{"text_format":"1","workbook":"xlsx","n_sheets":4,"sheets":["Input Figures for CA","Hourly load shapes by class","2021 (Monthly Scaling)","2021 (Annual Scaling)"],"not_rendered":{"charts":0,"images":0,"macros":1,"external_links":0,"defined_names":3,"comments":0,"pivot_tables":0},"unopened":[],"bounds":{"document_bytes":16777216,"sheet_cells":100000,"rows_first":2000,"rows_last":500,"rows_between":2000,"halvings":0,"cell_chars":16384,"cell_head_chars":4096},"cells_cut":0,"cells_raw":0,"read":"whole","date_system":"1900"}

{"sheet":"Input Figures for CA","index":0,"n_rows":38,"n_cols":13,"rows_kept":38,"cut":false,"hidden":false,"merged":[]}
[]
[null,"Figures used in CA model based on historic loads scaled by 2021 monthly consumption forecasts"]
[null,"See '2021 (Monthly Scaling)' tab. Results using annual scaling factors included for reference"]
[]
[null,null,null,null,"Residential","GS < 50 kW","GS > 50 < 1500 ","GS > 1500 < 5000","LU","Street Lighting","Sentinel Lighting","USL","standby"]
[null,"1 CP"]
[null,"Transformation CP",null,null,{"$f":"'2021 (Monthly Scaling)'!D85","v":498442.93038170482},{"$f":"'2021 (Monthly Scaling)'!E85","v":117771.28225579414},{"$f":"'2021 (Monthly Scaling)'!F85","v":464387.94191131968},{"$f":"'2021 (Monthly Scaling)'!G85","v":110165.50806317676},{"$f":"'2021 (Monthly Scaling)'!I85","v":84758.811148051784},{"$f":"'2021 (Monthly Scaling)'!J85","v":0},{"$f":"'2021 (Monthly Scaling)'!K85","v":0},{"$f":"'2021 (Monthly Scaling)'!L85","v":1382.6985884687354},{"$f":"'2021 (Monthly Scaling)'!O85","v":412.15999999999985}]
[null,"Bulk Delivery CP",null,null,{"$f":"'2021 (Monthly Scaling)'!D86","v":498442.93038170482},{"$f":"'2021 (Monthly Scaling)'!E86","v":117771.28225579414},{"$f":"'2021 (Monthly Scaling)'!F86","v":464387.94191131968},{"$f":"'2021 (Monthly Scaling)'!G86","v":110165.50806317676},{"$f":"'2021 (Monthly Scaling)'!I86","v":84758.811148051784},{"$f":"'2021 (Monthly Scaling)'!J86","v":0},{"$f":"'2021 (Monthly Scaling)'!K86","v":0},{"$f":"'2021 (Monthly Scaling)'!L86","v":1382.6985884687354},{"$f":"'2021 (Monthly Scaling)'!O86","v":412.15999999999985}]
[null,"Total Sytem CP ",null,null,{"$f":"'2021 (Monthly Scaling)'!D87","v":498442.93038170482},{"$f":"'2021 (Monthly Scaling)'!E87","v":117771.28225579414},{"$f":"'2021 (Monthly Scaling)'!F87","v":464387.94191131968},{"$f":"'2021 (Monthly Scaling)'!G87","v":110165.50806317676},{"$f":"'2021 (Monthly Scaling)'!I87","v":84758.811148051784},{"$f":"'2021 (Monthly Scaling)'!J87","v":0},{"$f":"'2021 (Monthly Scaling)'!K87","v":0},{"$f":"'2021 (Monthly Scaling)'!L87","v":1382.6985884687354},{"$f":"'2021 (Monthly Scaling)'!O87","v":412.15999999999985}]
[]
[null,"4 CP"]
[null,"Transformation CP",null,null,{"$f":"'2021 (Monthly Scaling)'!D90","v":1917300.2208506241},{"$f":"'2021 (Monthly Scaling)'!E90","v":490077.57740350743},{"$f":"'2021 (Monthly Scaling)'!F90","v":1843344.4739360381},{"$f":"'2021 (Monthly Scaling)'!G90","v":384665.04760443792},{"$f":"'2021 (Monthly Scaling)'!I90","v":304601.31358654104},{"$f":"'2021 (Monthly Scaling)'!J90","v":5807.9783155625209},{"$f":"'2021 (Monthly Scaling)'!K90","v":8.0051891409711882},{"$f":"'2021 (Monthly Scaling)'!L90","v":5845.326847487896},{"$f":"'2021 (Monthly Scaling)'!O90","v":412.15999999999985}]
[null,"Bulk Delivery CP",null,null,{"$f":"'2021 (Monthly Scaling)'!D91","v":1917300.2208506241},{"$f":"'2021 (Monthly Scaling)'!E91","v":490077.57740350743},{"$f":"'2021 (Monthly Scaling)'!F91","v":1843344.4739360381},{"$f":"'2021 (Monthly Scaling)'!G91","v":384665.04760443792},{"$f":"'2021 (Monthly Scaling)'!I91","v":304601.31358654104},{"$f":"'2021 (Monthly Scaling)'!J91","v":5807.9783155625209},{"$f":"'2021 (Monthly Scaling)'!K91","v":8.0051891409711882},{"$f":"'2021 (Monthly Scaling)'!L91","v":5845.326847487896},{"$f":"'2021 (Monthly Scaling)'!O91","v":412.15999999999985}]
[null,"Total Sytem CP ",null,null,{"$f":"'2021 (Monthly Scaling)'!D92","v":1917300.2208506241},{"$f":"'2021 (Monthly Scaling)'!E92","v":490077.57740350743},{"$f":"'2021 (Monthly Scaling)'!F92","v":1843344.4739360381},{"$f":"'2021 (Monthly Scaling)'!G92","v":384665.04760443792},{"$f":"'2021 (Monthly Scaling)'!I92","v":304601.31358654104},{"$f":"'2021 (Monthly Scaling)'!J92","v":5807.9783155625209},{"$f":"'2021 (Monthly Scaling)'!K92","v":8.0051891409711882},{"$f":"'2021 (Monthly Scaling)'!L92","v":5845.326847487896},{"$f":"'2021 (Monthly Scaling)'!O92","v":412.15999999999985}]
[]
[null,"12 CP"]
[null,"Transformation CP",null,null,{"$f":"'2021 (Monthly Scaling)'!D95","v":4905668.4208189771},{"$f":"'2021 (Monthly Scaling)'!E95","v":1317426.2998885342},{"$f":"'2021 (Monthly Scaling)'!F95","v":5122787.7890652614},{"$f":"'2021 (Monthly Scaling)'!G95","v":1090669.5196357211},{"$f":"'2021 (Monthly Scaling)'!I95","v":884826.94515145815},{"$f":"'2021 (Monthly Scaling)'!J95","v":31331.100851424955},{"$f":"'2021 (Monthly Scaling)'!K95","v":52.510566142136923},{"$f":"'2021 (Monthly Scaling)'!L95","v":18342.254773621396},{"$f":"'2021 (Monthly Scaling)'!O95","v":641.91999999999962}]
[null,"Bulk Delivery CP",null,null,{"$f":"'2021 (Monthly Scaling)'!D96","v":4905668.4208189771},{"$f":"'2021 (Monthly Scaling)'!E96","v":1317426.2998885342},{"$f":"'2021 (Monthly Scaling)'!F96","v":5122787.7890652614},{"$f":"'2021 (Monthly Scaling)'!G96","v":1090669.5196357211},{"$f":"'2021 (Monthly Scaling)'!I96","v":884826.94515145815},{"$f":"'2021 (Monthly Scaling)'!J96","v":31331.100851424955},{"$f":"'2021 (Monthly Scaling)'!K96","v":52.510566142136923},{"$f":"'2021 (Monthly Scaling)'!L96","v":18342.254773621396},{"$f":"'2021 (Monthly Scaling)'!O96","v":641.91999999999962}]
[null,"Total Sytem CP ",null,null,{"$f":"'2021 (Monthly Scaling)'!D97","v":4905668.4208189771},{"$f":"'2021 (Monthly Scaling)'!E97","v":1317426.2998885342},{"$f":"'2021 (Monthly Scaling)'!F97","v":5122787.7890652614},{"$f":"'2021 (Monthly Scaling)'!G97","v":1090669.5196357211},{"$f":"'2021 (Monthly Scaling)'!I97","v":884826.94515145815},{"$f":"'2021 (Monthly Scaling)'!J97","v":31331.100851424955},{"$f":"'2021 (Monthly Scaling)'!K97","v":52.510566142136923},{"$f":"'2021 (Monthly Scaling)'!L97","v":18342.254773621396},{"$f":"'2021 (Monthly Scaling)'!O97","v":641.91999999999962}]
[]
[]
[null,"1NCP"]
[null," Classification NCP from \n Load Data Provider ",null,null,{"$f":"'2021 (Monthly Scaling)'!D101","v":575678.04923989729},{"$f":"'2021 (Monthly Scaling)'!E101","v":145550.59865048903},{"$f":"'2021 (Monthly Scaling)'!F101","v":498407.13184534101},{"$f":"'2021 (Monthly Scaling)'!G101","v":125662.24804960069},{"$f":"'2021 (Monthly Scaling)'!I101","v":95229.080611360667},{"$f":"'2021 (Monthly Scaling)'!J101","v":6443.865297066568},{"$f":"'2021 (Monthly Scaling)'!K101","v":15.090410825626204},{"$f":"'2021 (Monthly Scaling)'!L101","v":1896.1887482328814},{"$f":"'2021 (Monthly Scaling)'!O101","v":1152.0000000000005}]
[null," Primary NCP ",null,null,{"$f":"'2021 (Monthly Scaling)'!D102","v":575678.04923989729},{"$f":"'2021 (Monthly Scaling)'!E102","v":145550.59865048903},{"$f":"'2021 (Monthly Scaling)'!F102","v":498407.13184534101},{"$f":"'2021 (Monthly Scaling)'!G102","v":125662.24804960069},{"$f":"'2021 (Monthly Scaling)'!I102","v":95229.080611360667},{"$f":"'2021 (Monthly Scaling)'!J102","v":6443.865297066568},{"$f":"'2021 (Monthly Scaling)'!K102","v":15.090410825626204},{"$f":"'2021 (Monthly Scaling)'!L102","v":1896.1887482328814},{"$f":"'2021 (Monthly Scaling)'!O102","v":1152.0000000000005}]
[null,"  Line Transformer NCP ",null,null,{"$f":"'2021 (Monthly Scaling)'!D103","v":575678.04923989729},{"$f":"'2021 (Monthly Scaling)'!E103","v":145550.59865048903},{"$f":"'2021 (Monthly Scaling)'!F103","v":433613.96861102362},{"$f":"'2021 (Monthly Scaling)'!G103","v":55290.827205603222},{"$f":"'2021 (Monthly Scaling)'!I103","v":44757.204166916039},{"$f":"'2021 (Monthly Scaling)'!J103","v":6443.865297066568},{"$f":"'2021 (Monthly Scaling)'!K103","v":15.090410825626204},{"$f":"'2021 (Monthly Scaling)'!L103","v":1896.1887482328814},{"$f":"'2021 (Monthly Scaling)'!O103","v":680.00000000000023}]
[null," Secondary NCP ",null,null,{"$f":"'2021 (Monthly Scaling)'!D104","v":575678.04923989729},{"$f":"'2021 (Monthly Scaling)'!E104","v":145550.59865048903},{"$f":"'2021 (Monthly Scaling)'!F104","v":249204.54964943335},{"$f":"'2021 (Monthly Scaling)'!G104","v":0},{"$f":"'2021 (Monthly Scaling)'!I104","v":0},{"$f":"'2021 (Monthly Scaling)'!J104","v":6443.865297066568},{"$f":"'2021 (Monthly Scaling)'!K104","v":15.090410825626204},{"$f":"'2021 (Monthly Scaling)'!L104","v":1896.1887482328814},{"$f":"'2021 (Monthly Scaling)'!O104","v":0}]
[null,null,null,null,{"$f":"'2021 (Monthly Scaling)'!D105","v":0},{"$f":"'2021 (Monthly Scaling)'!E105","v":0},{"$f":"'2021 (Monthly Scaling)'!F105","v":0},{"$f":"'2021 (Monthly Scaling)'!G105","v":0},{"$f":"'2021 (Monthly Scaling)'!I105","v":0},{"$f":"'2021 (Monthly Scaling)'!J105","v":0},{"$f":"'2021 (Monthly Scaling)'!K105","v":0},{"$f":"'2021 (Monthly Scaling)'!L105","v":0},{"$f":"'2021 (Monthly Scaling)'!O105","v":0}]
[null," 4 NCP ",null,null,{"$f":"'2021 (Monthly Scaling)'!D106","v":0},{"$f":"'2021 (Monthly Scaling)'!E106","v":0},{"$f":"'2021 (Monthly Scaling)'!F106","v":0},{"$f":"'2021 (Monthly Scaling)'!G106","v":0},{"$f":"'2021 (Monthly Scaling)'!I106","v":0},{"$f":"'2021 (Monthly Scaling)'!J106","v":0},{"$f":"'2021 (Monthly Scaling)'!K106","v":0},{"$f":"'2021 (Monthly Scaling)'!L106","v":0},{"$f":"'2021 (Monthly Scaling)'!O106","v":0}]
[null," Classification NCP from \n Load Data Provider ",null,null,{"$f":"'2021 (Monthly Scaling)'!D107","v":2133424.5237494903},{"$f":"'2021 (Monthly Scaling)'!E107","v":561857.34379273851},{"$f":"'2021 (Monthly Scaling)'!F107","v":1967950.8076262239},{"$f":"'2021 (Monthly Scaling)'!G107","v":486567.62018402579},{"$f":"'2021 (Monthly Scaling)'!I107","v":374663.75360335392},{"$f":"'2021 (Monthly Scaling)'!J107","v":23997.897407742745},{"$f":"'2021 (Monthly Scaling)'!K107","v":58.189015168774397},{"$f":"'2021 (Monthly Scaling)'!L107","v":7491.8302143128876},{"$f":"'2021 (Monthly Scaling)'!O107","v":412.15999999999985}]
[null," Primary NCP ",null,null,{"$f":"'2021 (Monthly Scaling)'!D108","v":2133424.5237494903},{"$f":"'2021 (Monthly Scaling)'!E108","v":561857.34379273851},{"$f":"'2021 (Monthly Scaling)'!F108","v":1967950.8076262239},{"$f":"'2021 (Monthly Scaling)'!G108","v":486567.62018402579},{"$f":"'2021 (Monthly Scaling)'!I108","v":374663.75360335392},{"$f":"'2021 (Monthly Scaling)'!J108","v":23997.897407742745},{"$f":"'2021 (Monthly Scaling)'!K108","v":58.189015168774397},{"$f":"'2021 (Monthly Scaling)'!L108","v":7491.8302143128876},{"$f":"'2021 (Monthly Scaling)'!O108","v":412.15999999999985}]
[null,"  Line Transformer NCP ",null,null,{"$f":"'2021 (Monthly Scaling)'!D109","v":2133424.5237494903},{"$f":"'2021 (Monthly Scaling)'!E109","v":561857.34379273851},{"$f":"'2021 (Monthly Scaling)'!F109","v":1712116.2704206051},{"$f":"'2021 (Monthly Scaling)'!G109","v":214089.60438552013},{"$f":"'2021 (Monthly Scaling)'!I109","v":176092.41075790883},{"$f":"'2021 (Monthly Scaling)'!J109","v":23997.897407742745},{"$f":"'2021 (Monthly Scaling)'!K109","v":58.189015168774397},{"$f":"'2021 (Monthly Scaling)'!L109","v":7491.8302143128876},{"$f":"'2021 (Monthly Scaling)'!O109","v":243.14861313868604}]
[null," Secondary NCP ",null,null,{"$f":"'2021 (Monthly Scaling)'!D110","v":2133424.5237494903},{"$f":"'2021 (Monthly Scaling)'!E110","v":561857.34379273851},{"$f":"'2021 (Monthly Scaling)'!F110","v":983975.90395182441},{"$f":"'2021 (Monthly Scaling)'!G110","v":0},{"$f":"'2021 (Monthly Scaling)'!I110","v":0},{"$f":"'2021 (Monthly Scaling)'!J110","v":23997.897407742745},{"$f":"'2021 (Monthly Scaling)'!K110","v":58.189015168774397},{"$f":"'2021 (Monthly Scaling)'!L110","v":7491.8302143128876},{"$f":"'2021 (Monthly Scaling)'!O110","v":0}]
[null,null,null,null,{"$f":"'2021 (Monthly Scaling)'!D111","v":0},{"$f":"'2021 (Monthly Scaling)'!E111","v":0},{"$f":"'2021 (Monthly Scaling)'!F111","v":0},{"$f":"'2021 (Monthly Scaling)'!G111","v":0},{"$f":"'2021 (Monthly Scaling)'!I111","v":0},{"$f":"'2021 (Monthly Scaling)'!J111","v":0},{"$f":"'2021 (Monthly Scaling)'!K111","v":0},{"$f":"'2021 (Monthly Scaling)'!L111","v":0},{"$f":"'2021 (Monthly Scaling)'!O111","v":0}]
[null," 12 NCP ",null,null,{"$f":"'2021 (Monthly Scaling)'!D112","v":0},{"$f":"'2021 (Monthly Scaling)'!E112","v":0},{"$f":"'2021 (Monthly Scaling)'!F112","v":0},{"$f":"'2021 (Monthly Scaling)'!G112","v":0},{"$f":"'2021 (Monthly Scaling)'!I112","v":0},{"$f":"'2021 (Monthly Scaling)'!J112","v":0},{"$f":"'2021 (Monthly Scaling)'!K112","v":0},{"$f":"'2021 (Monthly Scaling)'!L112","v":0},{"$f":"'2021 (Monthly Scaling)'!O112","v":0}]
[null," Classification NCP from \n Load Data Provider ",null,null,{"$f":"'2021 (Monthly Scaling)'!D113","v":5509330.5926952502},{"$f":"'2021 (Monthly Scaling)'!E113","v":1531929.3738785589},{"$f":"'2021 (Monthly Scaling)'!F113","v":5511919.9785696762},{"$f":"'2021 (Monthly Scaling)'!G113","v":1296039.148690029},{"$f":"'2021 (Monthly Scaling)'!I113","v":1012783.1519590528},{"$f":"'2021 (Monthly Scaling)'!J113","v":62127.995180045451},{"$f":"'2021 (Monthly Scaling)'!K113","v":142.19808630848377},{"$f":"'2021 (Monthly Scaling)'!L113","v":21161.418954378278},{"$f":"'2021 (Monthly Scaling)'!O113","v":641.91999999999962}]
[null," Primary NCP ",null,null,{"$f":"'2021 (Monthly Scaling)'!D114","v":5509330.5926952502},{"$f":"'2021 (Monthly Scaling)'!E114","v":1531929.3738785589},{"$f":"'2021 (Monthly Scaling)'!F114","v":5511919.9785696762},{"$f":"'2021 (Monthly Scaling)'!G114","v":1296039.148690029},{"$f":"'2021 (Monthly Scaling)'!I114","v":1012783.1519590528},{"$f":"'2021 (Monthly Scaling)'!J114","v":62127.995180045451},{"$f":"'2021 (Monthly Scaling)'!K114","v":142.19808630848377},{"$f":"'2021 (Monthly Scaling)'!L114","v":21161.418954378278},{"$f":"'2021 (Monthly Scaling)'!O114","v":641.91999999999962}]
[null,"  Line Transformer NCP ",null,null,{"$f":"'2021 (Monthly Scaling)'!D115","v":5509330.5926952502},{"$f":"'2021 (Monthly Scaling)'!E115","v":1531929.3738785589},{"$f":"'2021 (Monthly Scaling)'!F115","v":4795370.7906622654},{"$f":"'2021 (Monthly Scaling)'!G115","v":570257.22542361275},{"$f":"'2021 (Monthly Scaling)'!I115","v":476008.11875260214},{"$f":"'2021 (Monthly Scaling)'!J115","v":62127.995180045451},{"$f":"'2021 (Monthly Scaling)'!K115","v":142.19808630848377},{"$f":"'2021 (Monthly Scaling)'!L115","v":21161.418954378278},{"$f":"'2021 (Monthly Scaling)'!O115","v":378.67998432806559}]
[null," Secondary NCP ",null,null,{"$f":"'2021 (Monthly Scaling)'!D116","v":5509330.5926952502},{"$f":"'2021 (Monthly Scaling)'!E116","v":1531929.3738785589},{"$f":"'2021 (Monthly Scaling)'!F116","v":2755960.4884392857},{"$f":"'2021 (Monthly Scaling)'!G116","v":0},{"$f":"'2021 (Monthly Scaling)'!I116","v":0},{"$f":"'2021 (Monthly Scaling)'!J116","v":62127.995180045451},{"$f":"'2021 (Monthly Scaling)'!K116","v":142.19808630848377},{"$f":"'2021 (Monthly Scaling)'!L116","v":21161.418954378278},{"$f":"'2021 (Monthly Scaling)'!O116","v":0}]

{"sheet":"Hourly load shapes by class","index":1,"n_rows":8765,"n_cols":54,"rows_kept":2250,"cut":true,"hidden":false,"merged":[[0,5,0,9],[0,0,0,3]],"bounds":{"rows_first":1000,"rows_last":250,"rows_between":1000,"halvings":1}}
["ALL UNITS IN GWh",null,null,null,null,"EB-2015-0004 Load data",null,null,null,null,null,null,null,null,null,null,null,null,null,null,null,"Historic Scaled to Forecast",null,null,"2021 (Annual Scaling)",null,null,null,null,null,null,null,"Historic Scaled to Forecast",null,null,"2021 (Monthly Scaling)"]
["Year","Month","Day","Hour (EST)",null,"Year","Month","Day","Hour (EST)","Residential","GS > 50 < 1500 ","Street Lighting","GS < 50 kW","GS > 1500 < 5000","LU","Sentinel Lighting","USL","standby","TOTAL LDC sales",null,null,"Residential","GS < 50 kW","GS > 50 < 1500 ","GS > 1500 < 5000","LU","Street Lighting","Sentinel Lighting","USL","standby","TOTAL LDC sales",null,"Residential","GS > 50 < 1500 ","Street Lighting","GS < 50 kW","GS > 1500 < 5000","LU","Sentinel Lighting","USL","standby","TOTAL LDC sales",null,null,"Residential","GS > 50 < 1500 ","Street Lighting","GS < 50 kW","GS > 1500 < 5000","LU","Sentinel Lighting","USL","standby"]
[2006,1,1,1,null,2013,1,1,1,0.24886660075437936,0.33904694153044107,8.4180874785592386E-3,0.11228160235800515,8.0095000000000013E-2,6.1427000000000002E-2,1.71375666785885E-5,2.1787855487974887E-3,0,0.85233115523686076,null,null,{"$f":"$J3*$AS$6","v":0.23563062841016241},{"$f":"$M3*$AV$6","v":9.8384193623529667E-2},{"$f":"$K3*$AT$6","v":0.3001227449760494},{"$f":"$N3*$AW$6","v":6.3135984703877823E-2},{"$f":"$O3*$AX$6","v":5.6625664881195192E-2},{"$f":"$L3*$AU$6","v":4.7079278059094483E-3},{"$f":"$P3*$AY$6","v":8.5769883653262672E-6},{"$f":"$Q3*$AZ$6","v":1.5925556000974171E-3},{"$f":"$R3*$BA$6","v":0},{"$f":"SUM(V3:AD3)","v":0.7602082769891868},null,{"$f":"J3*VLOOKUP($B3,$AR$36:$AZ$47,MATCH(AG$2,$AS$2:$BA$2,0)+1,FALSE)","v":0.2387970297894661},{"$f":"K3*VLOOKUP($B3,$AR$36:$AZ$47,MATCH(AH$2,$AS$2:$BA$2,0)+1,FALSE)","v":0.28674345473889312},{"$f":"L3*VLOOKUP($B3,$AR$36:$AZ$47,MATCH(AI$2,$AS$2:$BA$2,0)+1,FALSE)","v":6.2228339095312677E-3},{"$f":"M3*VLOOKUP($B3,$AR$36:$AZ$47,MATCH(AJ$2,$AS$2:$BA$2,0)+1,FALSE)","v":9.6561743645710393E-2},{"$f":"N3*VLOOKUP($B3,$AR$36:$AZ$47,MATCH(AK$2,$AS$2:$BA$2,0)+1,FALSE)","v":6.2653933291494684E-2},{"$f":"O3*VLOOKUP($B3,$AR$36:$AZ$47,MATCH(AL$2,$AS$2:$BA$2,0)+1,FALSE)","v":5.4437965322603248E-2},{"$f":"P3*VLOOKUP($B3,$AR$36:$AZ$47,MATCH(AM$2,$AS$2:$BA$2,0)+1,FALSE)","v":8.5769883653262672E-6},{"$f":"Q3*VLOOKUP($B3,$AR$36:$AZ$47,MATCH(AN$2,$AS$2:$BA$2,0)+1,FALSE)","v":1.66507983835203E-3},{"$f":"R3*VLOOKUP($B3,$AR$36:$BA$47,MATCH(AO$2,$AS$2:$BA$2,0)+1,FALSE)","v":0},{"$f":"SUM(AG3:AO3)","v":0.74709061752441619},null,"Historic kwh",{"$f":"SUM(J3:J8762)*1000000","v":2379642296.4090981},3185145846.226243,39528783.69437097,799065588.24492121,866432084.19999719,622986674.99999893,93910.07654270262,18608983.593998607,423090.24000000017]
[2006,1,1,2,null,2013,1,1,2,0.23131666486358052,0.32950620446978729,8.4180874785592386E-3,0.1040851408625786,8.0251400000000028E-2,6.1636999999999997E-2,1.71375666785885E-5,2.1787855487974887E-3,0,0.8174104207899815,null,null,0.2190140860136664,9.1202231148300006E-2,0.29167732976949151,6.3259269153689762E-2,5.6819250594725895E-2,4.7079278059094483E-3,8.5769883653262672E-6,1.5925556000974171E-3,{"$f":"$R4*$BA$6","v":0},0.72828122707424581,null,{"$f":"J4*VLOOKUP($B4,$AR$36:$AZ$47,MATCH(AG$2,$AS$2:$BA$2,0)+1,FALSE)","v":0.22195719450817608},{"$f":"K4*VLOOKUP($B4,$AR$36:$AZ$47,MATCH(AH$2,$AS$2:$BA$2,0)+1,FALSE)","v":0.27867453102827583},{"$f":"L4*VLOOKUP($B4,$AR$36:$AZ$47,MATCH(AI$2,$AS$2:$BA$2,0)+1,FALSE)","v":6.2228339095312677E-3},{"$f":"M4*VLOOKUP($B4,$AR$36:$AZ$47,MATCH(AJ$2,$AS$2:$BA$2,0)+1,FALSE)","v":8.9512818469172903E-2},{"$f":"N4*VLOOKUP($B4,$AR$36:$AZ$47,MATCH(AK$2,$AS$2:$BA$2,0)+1,FALSE)","v":6.2776276448580526E-2},{"$f":"O4*VLOOKUP($B4,$AR$36:$AZ$47,MATCH(AL$2,$AS$2:$BA$2,0)+1,FALSE)","v":5.4624071964922527E-2},{"$f":"P4*VLOOKUP($B4,$AR$36:$AZ$47,MATCH(AM$2,$AS$2:$BA$2,0)+1,FALSE)","v":8.5769883653262672E-6},{"$f":"Q4*VLOOKUP($B4,$AR$36:$AZ$47,MATCH(AN$2,$AS$2:$BA$2,0)+1,FALSE)","v":1.66507983835203E-3},{"$f":"R4*VLOOKUP($B4,$AR$36:$BA$47,MATCH(AO$2,$AS$2:$BA$2,0)+1,FALSE)","v":0},{"$f":"SUM(AG4:AO4)","v":0.71544138315537642}]
[2006,1,1,3,null,2013,1,1,3,0.2157142412481835,0.32614574556560705,8.4180874785592386E-3,0.103223469109051,8.028890000000001E-2,6.1637999999999998E-2,1.71375666785885E-5,2.1787855487974887E-3,0,0.79762436651687674,null,null,0.20424147743512108,9.0447210923627008E-2,0.28870266748187662,6.3288829044149772E-2,5.6820172431456997E-2,4.7079278059094483E-3,8.5769883653262672E-6,1.5925556000974171E-3,0,0.70980941771060369,null,{"$f":"J5*VLOOKUP($B5,$AR$36:$AZ$47,MATCH(AG$2,$AS$2:$BA$2,0)+1,FALSE)","v":0.20698607180396458},{"$f":"K5*VLOOKUP($B5,$AR$36:$AZ$47,MATCH(AH$2,$AS$2:$BA$2,0)+1,FALSE)","v":0.27583247738419009},{"$f":"L5*VLOOKUP($B5,$AR$36:$AZ$47,MATCH(AI$2,$AS$2:$BA$2,0)+1,FALSE)","v":6.2228339095312677E-3},{"$f":"M5*VLOOKUP($B5,$AR$36:$AZ$47,MATCH(AJ$2,$AS$2:$BA$2,0)+1,FALSE)","v":8.8771784094675926E-2},{"$f":"N5*VLOOKUP($B5,$AR$36:$AZ$47,MATCH(AK$2,$AS$2:$BA$2,0)+1,FALSE)","v":6.280561064545212E-2},{"$f":"O5*VLOOKUP($B5,$AR$36:$AZ$47,MATCH(AL$2,$AS$2:$BA$2,0)+1,FALSE)","v":5.462495818702881E-2},{"$f":"P5*VLOOKUP($B5,$AR$36:$AZ$47,MATCH(AM$2,$AS$2:$BA$2,0)+1,FALSE)","v":8.5769883653262672E-6},{"$f":"Q5*VLOOKUP($B5,$AR$36:$AZ$47,MATCH(AN$2,$AS$2:$BA$2,0)+1,FALSE)","v":1.66507983835203E-3},{"$f":"R5*VLOOKUP($B5,$AR$36:$BA$47,MATCH(AO$2,$AS$2:$BA$2,0)+1,FALSE)","v":0},{"$f":"SUM(AG5:AO5)","v":0.69691739285156018},null,"2021 Forecast",2253081000,2819476000,22107000,700163000,682977000,574292000,47000,13602000]
[2006,1,1,4,null,2013,1,1,4,0.21458300004704553,0.32455373368263385,8.4180874785592386E-3,0.10105751912436231,8.1800099999999973E-2,6.1534999999999999E-2,1.71375666785885E-5,2.1787855487974887E-3,0,0.7941433634480769,null,null,0.20317040130718905,8.854934664134638E-2,0.28729342611194819,6.4480053216501326E-2,5.6725223248153836E-2,4.7079278059094483E-3,8.5769883653262672E-6,1.5925556000974171E-3,0,0.70652751091951094,null,{"$f":"J6*VLOOKUP($B6,$AR$36:$AZ$47,MATCH(AG$2,$AS$2:$BA$2,0)+1,FALSE)","v":0.20590060256868609},{"$f":"K6*VLOOKUP($B6,$AR$36:$AZ$47,MATCH(AH$2,$AS$2:$BA$2,0)+1,FALSE)","v":0.27448605914119251},{"$f":"L6*VLOOKUP($B6,$AR$36:$AZ$47,MATCH(AI$2,$AS$2:$BA$2,0)+1,FALSE)","v":6.2228339095312677E-3},{"$f":"M6*VLOOKUP($B6,$AR$36:$AZ$47,MATCH(AJ$2,$AS$2:$BA$2,0)+1,FALSE)","v":8.690907548722232E-2},{"$f":"N6*VLOOKUP($B6,$AR$36:$AZ$47,MATCH(AK$2,$AS$2:$BA$2,0)+1,FALSE)","v":6.3987739667115198E-2},{"$f":"O6*VLOOKUP($B6,$AR$36:$AZ$47,MATCH(AL$2,$AS$2:$BA$2,0)+1,FALSE)","v":5.4533677310081734E-2},{"$f":"P6*VLOOKUP($B6,$AR$36:$AZ$47,MATCH(AM$2,$AS$2:$BA$2,0)+1,FALSE)","v":8.5769883653262672E-6},{"$f":"Q6*VLOOKUP($B6,$AR$36:$AZ$47,MATCH(AN$2,$AS$2:$BA$2,0)+1,FALSE)","v":1.66507983835203E-3},{"$f":"R6*VLOOKUP($B6,$AR$36:$BA$47,MATCH(AO$2,$AS$2:$BA$2,0)+1,FALSE)","v":0},0.69371364491054655,null,"Factor",{"$f":"AS$5/AS$3","v":0.94681499122784951},0.885195258276952,0.559263350244397,0.87622719624035839,0.788263745600572,0.92183673109862418,0.50047877427326182,0.73093728796593926,1]
[2006,1,1,5,null,2013,1,1,5,0.21722063029605354,0.32367357850863765,8.4180874785592386E-3,9.7799243874927166E-2,8.351700000000005E-2,6.1774999999999997E-2,1.71375666785885E-5,2.1787855487974887E-3,0,0.79459946327365361,null,null,0.20566774916826588,8.5694357254954473E-2,0.28651431692537882,6.5833423241323005E-2,5.6946464063617509E-2,4.7079278059094483E-3,8.5769883653262672E-6,1.5925556000974171E-3,0,0.70696537104791179,null,{"$f":"J7*VLOOKUP($B7,$AR$36:$AZ$47,MATCH(AG$2,$AS$2:$BA$2,0)+1,FALSE)","v":0.20843150975846847},{"$f":"K7*VLOOKUP($B7,$AR$36:$AZ$47,MATCH(AH$2,$AS$2:$BA$2,0)+1,FALSE)","v":0.27374168217038503},{"$f":"L7*VLOOKUP($B7,$AR$36:$AZ$47,MATCH(AI$2,$AS$2:$BA$2,0)+1,FALSE)","v":6.2228339095312677E-3},{"$f":"M7*VLOOKUP($B7,$AR$36:$AZ$47,MATCH(AJ$2,$AS$2:$BA$2,0)+1,FALSE)","v":8.4106971377949355E-2},{"$f":"N7*VLOOKUP($B7,$AR$36:$AZ$47,MATCH(AK$2,$AS$2:$BA$2,0)+1,FALSE)","v":6.5330776536684732E-2},{"$f":"O7*VLOOKUP($B7,$AR$36:$AZ$47,MATCH(AL$2,$AS$2:$BA$2,0)+1,FALSE)","v":5.4746370615589485E-2},{"$f":"P7*VLOOKUP($B7,$AR$36:$AZ$47,MATCH(AM$2,$AS$2:$BA$2,0)+1,FALSE)","v":8.5769883653262672E-6},{"$f":"Q7*VLOOKUP($B7,$AR$36:$AZ$47,MATCH(AN$2,$AS$2:$BA$2,0)+1,FALSE)","v":1.66507983835203E-3},{"$f":"R7*VLOOKUP($B7,$AR$36:$BA$47,MATCH(AO$2,$AS$2:$BA$2,0)+1,FALSE)","v":0},0.69425380119532576]
[2006,1,1,6,null,2013,1,1,6,0.2218855970833456,0.33114081417036534,8.4180874785592386E-3,9.8556753272909081E-2,8.4536899999999998E-2,6.2954999999999997E-2,1.71375666785885E-5,2.1787855487974887E-3,0,0.80968907512065524,null,null,0.21008460965605402,8.6358107590873895E-2,0.29312427852557671,6.6637373435460986E-2,5.8034231406313884E-2,4.7079278059094483E-3,8.5769883653262672E-6,1.5925556000974171E-3,0,0.72054766100865175,null,{"$f":"J8*VLOOKUP($B8,$AR$36:$AZ$47,MATCH(AG$2,$AS$2:$BA$2,0)+1,FALSE)","v":0.21290772396115815},{"$f":"K8*VLOOKUP($B8,$AR$36:$AZ$47,MATCH(AH$2,$AS$2:$BA$2,0)+1,FALSE)","v":0.28005697568498827},{"$f":"L8*VLOOKUP($B8,$AR$36:$AZ$47,MATCH(AI$2,$AS$2:$BA$2,0)+1,FALSE)","v":6.2228339095312677E-3},{"$f":"M8*VLOOKUP($B8,$AR$36:$AZ$47,MATCH(AJ$2,$AS$2:$BA$2,0)+1,FALSE)","v":8.4758426529648392E-2},{"$f":"N8*VLOOKUP($B8,$AR$36:$AZ$47,MATCH(AK$2,$AS$2:$BA$2,0)+1,FALSE)","v":6.6128588467067304E-2},{"$f":"O8*VLOOKUP($B8,$AR$36:$AZ$47,MATCH(AL$2,$AS$2:$BA$2,0)+1,FALSE)","v":5.5792112701002608E-2},{"$f":"P8*VLOOKUP($B8,$AR$36:$AZ$47,MATCH(AM$2,$AS$2:$BA$2,0)+1,FALSE)","v":8.5769883653262672E-6},{"$f":"Q8*VLOOKUP($B8,$AR$36:$AZ$47,MATCH(AN$2,$AS$2:$BA$2,0)+1,FALSE)","v":1.66507983835203E-3},{"$f":"R8*VLOOKUP($B8,$AR$36:$BA$47,MATCH(AO$2,$AS$2:$BA$2,0)+1,FALSE)","v":0},0.70754031808011331]
[2006,1,1,7,null,2013,1,1,7,0.23807433727198643,0.34171802302134247,8.4180874785592386E-3,9.7504658622622781E-2,9.0084499999999998E-2,6.6627000000000006E-2,1.71375666785885E-5,2.1787855487974887E-3,0,0.84462252950998695,null,null,0.22541235155575193,8.5436233645274043E-2,0.30248717364626665,7.101034539055473E-2,6.1419215882908038E-2,4.7079278059094483E-3,8.5769883653262672E-6,1.5925556000974171E-3,0,0.75207438051512754,null,{"$f":"J9*VLOOKUP($B9,$AR$36:$AZ$47,MATCH(AG$2,$AS$2:$BA$2,0)+1,FALSE)","v":0.22844143986101162},{"$f":"K9*VLOOKUP($B9,$AR$36:$AZ$47,MATCH(AH$2,$AS$2:$BA$2,0)+1,FALSE)","v":0.28900247861072892},{"$f":"L9*VLOOKUP($B9,$AR$36:$AZ$47,MATCH(AI$2,$AS$2:$BA$2,0)+1,FALSE)","v":6.2228339095312677E-3},{"$f":"M9*VLOOKUP($B9,$AR$36:$AZ$47,MATCH(AJ$2,$AS$2:$BA$2,0)+1,FALSE)","v":8.3853629200625182E-2},{"$f":"N9*VLOOKUP($B9,$AR$36:$AZ$47,MATCH(AK$2,$AS$2:$BA$2,0)+1,FALSE)","v":7.046817221546478E-2},{"$f":"O9*VLOOKUP($B9,$AR$36:$AZ$47,MATCH(AL$2,$AS$2:$BA$2,0)+1,FALSE)","v":5.9046320275271243E-2},{"$f":"P9*VLOOKUP($B9,$AR$36:$AZ$47,MATCH(AM$2,$AS$2:$BA$2,0)+1,FALSE)","v":8.5769883653262672E-6},{"$f":"Q9*VLOOKUP($B9,$AR$36:$AZ$47,MATCH(AN$2,$AS$2:$BA$2,0)+1,FALSE)","v":1.66507983835203E-3},{"$f":"R9*VLOOKUP($B9,$AR$36:$BA$47,MATCH(AO$2,$AS$2:$BA$2,0)+1,FALSE)","v":0},0.7387085308993504]
[2006,1,1,8,null,2013,1,1,8,0.27059120365592282,0.35122482623841045,5.3314554030875205E-3,9.4610754701554459E-2,9.1960699999999965E-2,6.8380999999999997E-2,1.0853792229772723E-5,2.0563392507407852E-3,0,0.88416713304194583,null,null,0.25619980811581583,8.2900516326327375E-2,0.31090255077538731,7.2489285830050487E-2,6.3036117509255016E-2,2.9816876104093188E-3,5.4320926313733053E-6,1.5030550350743812E-3,0,0.79001845329495102,null,{"$f":"J10*VLOOKUP($B10,$AR$36:$AZ$47,MATCH(AG$2,$AS$2:$BA$2,0)+1,FALSE)","v":0.25964261786966131},{"$f":"K10*VLOOKUP($B10,$AR$36:$AZ$47,MATCH(AH$2,$AS$2:$BA$2,0)+1,FALSE)","v":0.29704270332321209},{"$f":"L10*VLOOKUP($B10,$AR$36:$AZ$47,MATCH(AI$2,$AS$2:$BA$2,0)+1,FALSE)","v":3.9411281427031387E-3},{"$f":"M10*VLOOKUP($B10,$AR$36:$AZ$47,MATCH(AJ$2,$AS$2:$BA$2,0)+1,FALSE)","v":8.1364883024109727E-2},{"$f":"N10*VLOOKUP($B10,$AR$36:$AZ$47,MATCH(AK$2,$AS$2:$BA$2,0)+1,FALSE)","v":7.1935820753344801E-2},{"$f":"O10*VLOOKUP($B10,$AR$36:$AZ$47,MATCH(AL$2,$AS$2:$BA$2,0)+1,FALSE)","v":6.0600753849690402E-2},{"$f":"P10*VLOOKUP($B10,$AR$36:$AZ$47,MATCH(AM$2,$AS$2:$BA$2,0)+1,FALSE)","v":5.4320926313733053E-6},{"$f":"Q10*VLOOKUP($B10,$AR$36:$AZ$47,MATCH(AN$2,$AS$2:$BA$2,0)+1,FALSE)","v":1.5715034593974391E-3},{"$f":"R10*VLOOKUP($B10,$AR$36:$BA$47,MATCH(AO$2,$AS$2:$BA$2,0)+1,FALSE)","v":0},0.77610484251475031,null,1,{"$f":"SUMIF($B:$B,$AR10,J:J)*1000000","v":231420678.94411048},{"$f":"SUMIF($B:$B,$AR10,K:K)*1000000","v":312541609.69610852},{"$f":"SUMIF($B:$B,$AR10,L:L)*1000000","v":3841877.9589296556},{"$f":"SUMIF($B:$B,$AR10,M:M)*1000000","v":78437562.15143761},{"$f":"SUMIF($B:$B,$AR10,N:N)*1000000","v":74683738.899999902},{"$f":"SUMIF($B:$B,$AR10,O:O)*1000000","v":54020318},{"$f":"SUMIF($B:$B,$AR10,P:P)*1000000","v":7893.9089045039873},{"$f":"SUMIF($B:$B,$AR10,Q:Q)*1000000","v":1536199.1511589389},{"$f":"SUMIF($B:$B,$AR10,R:R)*1000000","v":7559.36}]
[2006,1,1,9,null,2013,1,1,9,0.3017204051133397,0.3636105370421821,0,9.8221143551988424E-2,9.1644400000000001E-2,6.7812999999999998E-2,0,1.844841099551928E-3,0,0.92485432680706214,null,null,0.28567340272064995,8.6064037226080567E-2,0.32186632324927561,7.2239958007317057E-2,6.2512514245990997E-2,0,0,1.3484631500345877E-3,0,0.82970469859934881,null,{"$f":"J11*VLOOKUP($B11,$AR$36:$AZ$47,MATCH(AG$2,$AS$2:$BA$2,0)+1,FALSE)","v":0.28951227826288412},{"$f":"K11*VLOOKUP($B11,$AR$36:$AZ$47,MATCH(AH$2,$AS$2:$BA$2,0)+1,FALSE)","v":0.3075177174591277},{"$f":"L11*VLOOKUP($B11,$AR$36:$AZ$47,MATCH(AI$2,$AS$2:$BA$2,0)+1,FALSE)","v":0},{"$f":"M11*VLOOKUP($B11,$AR$36:$AZ$47,MATCH(AJ$2,$AS$2:$BA$2,0)+1,FALSE)","v":8.446980346802499E-2},{"$f":"N11*VLOOKUP($B11,$AR$36:$AZ$47,MATCH(AK$2,$AS$2:$BA$2,0)+1,FALSE)","v":7.168839658079848E-2},{"$f":"O11*VLOOKUP($B11,$AR$36:$AZ$47,MATCH(AL$2,$AS$2:$BA$2,0)+1,FALSE)","v":6.0097379693322052E-2},{"$f":"P11*VLOOKUP($B11,$AR$36:$AZ$47,MATCH(AM$2,$AS$2:$BA$2,0)+1,FALSE)","v":0},{"$f":"Q11*VLOOKUP($B11,$AR$36:$AZ$47,MATCH(AN$2,$AS$2:$BA$2,0)+1,FALSE)","v":1.4098715321122319E-3},{"$f":"R11*VLOOKUP($B11,$AR$36:$BA$47,MATCH(AO$2,$AS$2:$BA$2,0)+1,FALSE)","v":0},0.81469544699626961,null,2,199095006.13266471,266848741.2023074,3348197.9776193355,66395271.181913383,67231664.900000036,48719657.999999985,7782.2814054028713,1519562.4648469246,150.39999999999964]
[2006,1,1,10,null,2013,1,1,10,0.33984145491094991,0.3687116919183302,0,9.1452623238079081E-2,9.0912900000000019E-2,6.7681000000000005E-2,0,1.844841099551928E-3,0,0.96044451116691121,null,null,0.32176698415037064,8.0133275648727881E-2,0.32638184135737824,7.1663343077410263E-2,6.2390831797485988E-2,0,0,1.3484631500345877E-3,0,0.86368473918140753,null,{"$f":"J12*VLOOKUP($B12,$AR$36:$AZ$47,MATCH(AG$2,$AS$2:$BA$2,0)+1,FALSE)","v":0.32609088477951387},{"$f":"K12*VLOOKUP($B12,$AR$36:$AZ$47,MATCH(AH$2,$AS$2:$BA$2,0)+1,FALSE)","v":0.31183193650426111},{"$f":"L12*VLOOKUP($B12,$AR$36:$AZ$47,MATCH(AI$2,$AS$2:$BA$2,0)+1,FALSE)","v":0},{"$f":"M12*VLOOKUP($B12,$AR$36:$AZ$47,MATCH(AJ$2,$AS$2:$BA$2,0)+1,FALSE)","v":7.8648902183337366E-2},{"$f":"N12*VLOOKUP($B12,$AR$36:$AZ$47,MATCH(AK$2,$AS$2:$BA$2,0)+1,FALSE)","v":7.1116184180489761E-2},{"$f":"O12*VLOOKUP($B12,$AR$36:$AZ$47,MATCH(AL$2,$AS$2:$BA$2,0)+1,FALSE)","v":5.9980398375292794E-2},{"$f":"P12*VLOOKUP($B12,$AR$36:$AZ$47,MATCH(AM$2,$AS$2:$BA$2,0)+1,FALSE)","v":0},{"$f":"Q12*VLOOKUP($B12,$AR$36:$AZ$47,MATCH(AN$2,$AS$2:$BA$2,0)+1,FALSE)","v":1.4098715321122319E-3},{"$f":"R12*VLOOKUP($B12,$AR$36:$BA$47,MATCH(AO$2,$AS$2:$BA$2,0)+1,FALSE)","v":0},0.84907817755500703,null,3,206105545.07459122,272509785.76965004,3393711.2466499405,69321886.41143325,70809335.900000066,52674209,7851.6009717291381,1538004.6744928758,21568.320000000011]
[2006,1,1,11,null,2013,1,1,11,0.3304256795599696,0.385380583471858,0,0.10382831334611324,8.9904299999999979E-2,6.7655000000000007E-2,0,1.844841099551928E-3,0,0.97903871747749271,null,null,0.31285198689402882,9.0977191893630183E-2,0.34113706512129383,7.0868300263597486E-2,6.2366864042477425E-2,0,0,1.3484631500345877E-3,0,0.87954987136506224,null,{"$f":"J13*VLOOKUP($B13,$AR$36:$AZ$47,MATCH(AG$2,$AS$2:$BA$2,0)+1,FALSE)","v":0.31705608790374468},{"$f":"K13*VLOOKUP($B13,$AR$36:$AZ$47,MATCH(AH$2,$AS$2:$BA$2,0)+1,FALSE)","v":0.32592938132753896},{"$f":"L13*VLOOKUP($B13,$AR$36:$AZ$47,MATCH(AI$2,$AS$2:$BA$2,0)+1,FALSE)","v":0},{"$f":"M13*VLOOKUP($B13,$AR$36:$AZ$47,MATCH(AJ$2,$AS$2:$BA$2,0)+1,FALSE)","v":8.9291947798597504E-2},{"$f":"N13*VLOOKUP($B13,$AR$36:$AZ$47,MATCH(AK$2,$AS$2:$BA$2,0)+1,FALSE)","v":7.0327211621431088E-2},{"$f":"O13*VLOOKUP($B13,$AR$36:$AZ$47,MATCH(AL$2,$AS$2:$BA$2,0)+1,FALSE)","v":5.9957356600529456E-2},{"$f":"P13*VLOOKUP($B13,$AR$36:$AZ$47,MATCH(AM$2,$AS$2:$BA$2,0)+1,FALSE)","v":0},{"$f":"Q13*VLOOKUP($B13,$AR$36:$AZ$47,MATCH(AN$2,$AS$2:$BA$2,0)+1,FALSE)","v":1.4098715321122319E-3},{"$f":"R13*VLOOKUP($B13,$AR$36:$BA$47,MATCH(AO$2,$AS$2:$BA$2,0)+1,FALSE)","v":0},0.86397185678395394,null,4,178365764.73758861,241811390.52936527,2974730.2316672015,59725491.466450728,68729643.300000072,51136567,7795.9694580938658,1535557.3461755568,15043.84]
[2006,1,1,12,null,2013,1,1,12,0.33926154682611981,0.3918176484679135,0,0.10604642237861923,8.9576199999999967E-2,6.7484000000000002E-2,0,1.844841099551928E-3,0,0.99603065877220454,null,null,0.32121791848211928,9.2920759352138324E-2,0.34683512453302268,7.0609670928665935E-2,6.2209229961459556E-2,0,0,1.3484631500345877E-3,0,0.89514116640744035,null,{"$f":"J14*VLOOKUP($B14,$AR$36:$AZ$47,MATCH(AG$2,$AS$2:$BA$2,0)+1,FALSE)","v":0.32553444077381544},{"$f":"K14*VLOOKUP($B14,$AR$36:$AZ$47,MATCH(AH$2,$AS$2:$BA$2,0)+1,FALSE)","v":0.33137342470104936},{"$f":"L14*VLOOKUP($B14,$AR$36:$AZ$47,MATCH(AI$2,$AS$2:$BA$2,0)+1,FALSE)","v":0},{"$f":"M14*VLOOKUP($B14,$AR$36:$AZ$47,MATCH(AJ$2,$AS$2:$BA$2,0)+1,FALSE)","v":9.119951298538706E-2},{"$f":"N14*VLOOKUP($B14,$AR$36:$AZ$47,MATCH(AK$2,$AS$2:$BA$2,0)+1,FALSE)","v":7.0070556954935803E-2},{"$f":"O14*VLOOKUP($B14,$AR$36:$AZ$47,MATCH(AL$2,$AS$2:$BA$2,0)+1,FALSE)","v":5.9805812620355177E-2},{"$f":"P14*VLOOKUP($B14,$AR$36:$AZ$47,MATCH(AM$2,$AS$2:$BA$2,0)+1,FALSE)","v":0},{"$f":"Q14*VLOOKUP($B14,$AR$36:$AZ$47,MATCH(AN$2,$AS$2:$BA$2,0)+1,FALSE)","v":1.4098715321122319E-3},{"$f":"R14*VLOOKUP($B14,$AR$36:$BA$47,MATCH(AO$2,$AS$2:$BA$2,0)+1,FALSE)","v":0},0.87939361956765516,null,5,180789046.71139944,242485499.61419722,2991509.8085442521,61146017.292208575,72511622.099999949,54181757.99999997,7824.3412354050133,1546707.0284574805,27366.399999999994,"Monthly Historic"]
[2006,1,1,13,null,2013,1,1,13,0.32424362478776891,0.40019009763812724,0,0.1187100526068026,8.9578000000000019E-2,6.7534999999999998E-2,0,1.844841099551928E-3,0,1.0021016161322507,null,null,0.30699872475911755,0.10401697656120409,0.35424637683866067,7.061108980340805E-2,6.2256243634745585E-2,0,0,1.3484631500345877E-3,0,0.89947787474717045,null,{"$f":"J15*VLOOKUP($B15,$AR$36:$AZ$47,MATCH(AG$2,$AS$2:$BA$2,0)+1,FALSE)","v":0.31112416970691797},{"$f":"K15*VLOOKUP($B15,$AR$36:$AZ$47,MATCH(AH$2,$AS$2:$BA$2,0)+1,FALSE)","v":0.33845428786665122},{"$f":"L15*VLOOKUP($B15,$AR$36:$AZ$47,MATCH(AI$2,$AS$2:$BA$2,0)+1,FALSE)","v":0},{"$f":"M15*VLOOKUP($B15,$AR$36:$AZ$47,MATCH(AJ$2,$AS$2:$BA$2,0)+1,FALSE)","v":0.10209018599002583},{"$f":"N15*VLOOKUP($B15,$AR$36:$AZ$47,MATCH(AK$2,$AS$2:$BA$2,0)+1,FALSE)","v":7.0071964996385683E-2},{"$f":"O15*VLOOKUP($B15,$AR$36:$AZ$47,MATCH(AL$2,$AS$2:$BA$2,0)+1,FALSE)","v":5.985100994777557E-2},{"$f":"P15*VLOOKUP($B15,$AR$36:$AZ$47,MATCH(AM$2,$AS$2:$BA$2,0)+1,FALSE)","v":0},{"$f":"Q15*VLOOKUP($B15,$AR$36:$AZ$47,MATCH(AN$2,$AS$2:$BA$2,0)+1,FALSE)","v":1.4098715321122319E-3},{"$f":"R15*VLOOKUP($B15,$AR$36:$BA$47,MATCH(AO$2,$AS$2:$BA$2,0)+1,FALSE)","v":0},0.88300149003986861,null,6,196523013.14199761,258326477.83254498,3225389.6299813897,65238989.434652649,70859580.300000012,53999472.99999997,7789.6286519861196,1544656.7790556357,28504.960000000006]
[2006,1,1,14,null,2013,1,1,14,0.32002743694915048,0.39729899295752202,0,0.11409234961718874,8.9107599999999967E-2,6.7640000000000006E-2,0,1.844841099551928E-3,0,0.99001122062341318,null,null,0.30300677490768108,9.9970819617544018E-2,0.35168718468420662,7.0240290537477504E-2,6.2353036491510944E-2,0,0,1.3484631500345877E-3,0,0.88860656938845461,null,{"$f":"J16*VLOOKUP($B16,$AR$36:$AZ$47,MATCH(AG$2,$AS$2:$BA$2,0)+1,FALSE)","v":0.30707857608429184},{"$f":"K16*VLOOKUP($B16,$AR$36:$AZ$47,MATCH(AH$2,$AS$2:$BA$2,0)+1,FALSE)","v":0.33600918294877041},{"$f":"L16*VLOOKUP($B16,$AR$36:$AZ$47,MATCH(AI$2,$AS$2:$BA$2,0)+1,FALSE)","v":0},{"$f":"M16*VLOOKUP($B16,$AR$36:$AZ$47,MATCH(AJ$2,$AS$2:$BA$2,0)+1,FALSE)","v":9.8118979283397148E-2},{"$f":"N16*VLOOKUP($B16,$AR$36:$AZ$47,MATCH(AK$2,$AS$2:$BA$2,0)+1,FALSE)","v":6.9703996830828258E-2},{"$f":"O16*VLOOKUP($B16,$AR$36:$AZ$47,MATCH(AL$2,$AS$2:$BA$2,0)+1,FALSE)","v":5.994406326893522E-2},{"$f":"P16*VLOOKUP($B16,$AR$36:$AZ$47,MATCH(AM$2,$AS$2:$BA$2,0)+1,FALSE)","v":0},{"$f":"Q16*VLOOKUP($B16,$AR$36:$AZ$47,MATCH(AN$2,$AS$2:$BA$2,0)+1,FALSE)","v":1.4098715321122319E-3},{"$f":"R16*VLOOKUP($B16,$AR$36:$BA$47,MATCH(AO$2,$AS$2:$BA$2,0)+1,FALSE)","v":0},0.87226466994833518,null,7,206078982.6268822,278979385.83392137,3431708.9738154649,69987191.493195951,80021077.800000027,58779059.999999948,7809.2711932572038,1552684.7028833556,251190.72000000009]
[2006,1,1,15,null,2013,1,1,15,0.33816510192750032,0.38862325484040827,0,9.9488557063614688E-2,8.9285899999999987E-2,6.7844000000000002E-2,0,1.844841099551928E-3,0,0.98525165493107525,null,null,0.32017978801505104,8.7174579413849998E-2,0.34400746244088493,7.0380837963318107E-2,6.2541091184655062E-2,0,0,1.3484631500345877E-3,0,0.88563222216779358,null,{"$f":"J17*VLOOKUP($B17,$AR$36:$AZ$47,MATCH(AG$2,$AS$2:$BA$2,0)+1,FALSE)","v":0.32448235992277125},{"$f":"K17*VLOOKUP($B17,$AR$36:$AZ$47,MATCH(AH$2,$AS$2:$BA$2,0)+1,FALSE)","v":0.32867181807273971},{"$f":"L17*VLOOKUP($B17,$AR$36:$AZ$47,MATCH(AI$2,$AS$2:$BA$2,0)+1,FALSE)","v":0},{"$f":"M17*VLOOKUP($B17,$AR$36:$AZ$47,MATCH(AJ$2,$AS$2:$BA$2,0)+1,FALSE)","v":8.5559774184799681E-2},{"$f":"N17*VLOOKUP($B17,$AR$36:$AZ$47,MATCH(AK$2,$AS$2:$BA$2,0)+1,FALSE)","v":6.9843471158887116E-2},{"$f":"O17*VLOOKUP($B17,$AR$36:$AZ$47,MATCH(AL$2,$AS$2:$BA$2,0)+1,FALSE)","v":6.0124852578616807E-2},{"$f":"P17*VLOOKUP($B17,$AR$36:$AZ$47,MATCH(AM$2,$AS$2:$BA$2,0)+1,FALSE)","v":0},{"$f":"Q17*VLOOKUP($B17,$AR$36:$AZ$47,MATCH(AN$2,$AS$2:$BA$2,0)+1,FALSE)","v":1.4098715321122319E-3},{"$f":"R17*VLOOKUP($B17,$AR$36:$BA$47,MATCH(AO$2,$AS$2:$BA$2,0)+1,FALSE)","v":0},0.8700921474499268,null,8,199282760.50155634,265813682.99261105,3322549.4496053057,66627309.173015848,76647625.899999976,55107536.999999978,7833.7266271743083,1560853.1669676146,27161.600000000002]
[2006,1,1,16,null,2013,1,1,16,0.34881442170404925,0.3933949039659923,0,0.10487016455955801,8.96763E-2,6.7656999999999995E-2,0,1.844841099551928E-3,0,1.0062576313291516,null,null,0.33026272362586678,9.1890090261286514E-2,0.34823130362101329,7.0688576129600569E-2,6.2368707715939609E-2,0,0,1.3484631500345877E-3,0,0.90478986450374133,null,{"$f":"J18*VLOOKUP($B18,$AR$36:$AZ$47,MATCH(AG$2,$AS$2:$BA$2,0)+1,FALSE)","v":0.33470078989372565},{"$f":"K18*VLOOKUP($B18,$AR$36:$AZ$47,MATCH(AH$2,$AS$2:$BA$2,0)+1,FALSE)","v":0.33270736297072823},{"$f":"L18*VLOOKUP($B18,$AR$36:$AZ$47,MATCH(AI$2,$AS$2:$BA$2,0)+1,FALSE)","v":0},{"$f":"M18*VLOOKUP($B18,$AR$36:$AZ$47,MATCH(AJ$2,$AS$2:$BA$2,0)+1,FALSE)","v":9.0187935811565631E-2},{"$f":"N18*VLOOKUP($B18,$AR$36:$AZ$47,MATCH(AK$2,$AS$2:$BA$2,0)+1,FALSE)","v":7.0148859704451769E-2},{"$f":"O18*VLOOKUP($B18,$AR$36:$AZ$47,MATCH(AL$2,$AS$2:$BA$2,0)+1,FALSE)","v":5.9959129044742009E-2},{"$f":"P18*VLOOKUP($B18,$AR$36:$AZ$47,MATCH(AM$2,$AS$2:$BA$2,0)+1,FALSE)","v":0},{"$f":"Q18*VLOOKUP($B18,$AR$36:$AZ$47,MATCH(AN$2,$AS$2:$BA$2,0)+1,FALSE)","v":1.4098715321122319E-3},{"$f":"R18*VLOOKUP($B18,$AR$36:$BA$47,MATCH(AO$2,$AS$2:$BA$2,0)+1,FALSE)","v":0},0.88911394895732543,null,9,181234271.53891063,240974493.07116669,3026618.3615717078,60041612.0754942,69539334.099999875,47265597.000000015,7818.6166753820007,1559177.9408181421,2688.6400000000003]
[2006,1,1,17,null,2013,1,1,17,0.39683555190057779,0.39669149950984472,2.9463306174957334E-3,0.10519160343613693,9.1475799999999996E-2,6.7858000000000002E-2,5.998148337505974E-6,1.9617216567878746E-3,0,1.0629665052691806,null,null,0.3757298495916444,9.217174374687391E-2,0.35114943436488838,7.21070567398088E-2,6.2553996898890435E-2,1.6477747320683069E-3,3.0019459278641928E-6,1.4338955075565781E-3,0,0.95679675352765858,null,{"$f":"J19*VLOOKUP($B19,$AR$36:$AZ$47,MATCH(AG$2,$AS$2:$BA$2,0)+1,FALSE)","v":0.38077890251833613},{"$f":"K19*VLOOKUP($B19,$AR$36:$AZ$47,MATCH(AH$2,$AS$2:$BA$2,0)+1,FALSE)","v":0.33549540521306243},{"$f":"L19*VLOOKUP($B19,$AR$36:$AZ$47,MATCH(AI$2,$AS$2:$BA$2,0)+1,FALSE)","v":2.1779918683359437E-3},{"$f":"M19*VLOOKUP($B19,$AR$36:$AZ$47,MATCH(AJ$2,$AS$2:$BA$2,0)+1,FALSE)","v":9.0464372001877666E-2},{"$f":"N19*VLOOKUP($B19,$AR$36:$AZ$47,MATCH(AK$2,$AS$2:$BA$2,0)+1,FALSE)","v":7.1556510031663759E-2},{"$f":"O19*VLOOKUP($B19,$AR$36:$AZ$47,MATCH(AL$2,$AS$2:$BA$2,0)+1,FALSE)","v":6.0137259688104759E-2},{"$f":"P19*VLOOKUP($B19,$AR$36:$AZ$47,MATCH(AM$2,$AS$2:$BA$2,0)+1,FALSE)","v":3.0019459278641928E-6},{"$f":"Q19*VLOOKUP($B19,$AR$36:$AZ$47,MATCH(AN$2,$AS$2:$BA$2,0)+1,FALSE)","v":1.4991944392961616E-3},{"$f":"R19*VLOOKUP($B19,$AR$36:$BA$47,MATCH(AO$2,$AS$2:$BA$2,0)+1,FALSE)","v":0},0.94211263770660458,null,10,184611816.57541069,249423266.99989861,3071337.5980588617,62564310.091011897,71195701.700000063,48442878.999999985,7857.6154476755892,1570711.9564337677,9842.2400000000107]
[2006,1,1,18,null,2013,1,1,18,0.4609263956359233,0.39837203964321571,8.4180874785592386E-3,0.10805732424505397,9.2301800000000017E-2,6.8024000000000001E-2,1.71375666785885E-5,2.1787855487974887E-3,0,1.1382955701182287,null,null,0.43641202124071099,9.4682766256478951E-2,0.3526370405222925,7.2758162593674888E-2,6.2707021796252815E-2,4.7079278059094483E-3,8.5769883653262672E-6,1.5925556000974171E-3,0,1.0255060728037824,null,{"$f":"J20*VLOOKUP($B20,$AR$36:$AZ$47,MATCH(AG$2,$AS$2:$BA$2,0)+1,FALSE)","v":0.44227652041607246},{"$f":"K20*VLOOKUP($B20,$AR$36:$AZ$47,MATCH(AH$2,$AS$2:$BA$2,0)+1,FALSE)","v":0.33691669478876235},{"$f":"L20*VLOOKUP($B20,$AR$36:$AZ$47,MATCH(AI$2,$AS$2:$BA$2,0)+1,FALSE)","v":6.2228339095312677E-3},{"$f":"M20*VLOOKUP($B20,$AR$36:$AZ$47,MATCH(AJ$2,$AS$2:$BA$2,0)+1,FALSE)","v":9.2928880810974626E-2},{"$f":"N20*VLOOKUP($B20,$AR$36:$AZ$47,MATCH(AK$2,$AS$2:$BA$2,0)+1,FALSE)","v":7.2202644608088951E-2},{"$f":"O20*VLOOKUP($B20,$AR$36:$AZ$47,MATCH(AL$2,$AS$2:$BA$2,0)+1,FALSE)","v":6.0284372557747622E-2},{"$f":"P20*VLOOKUP($B20,$AR$36:$AZ$47,MATCH(AM$2,$AS$2:$BA$2,0)+1,FALSE)","v":8.5769883653262672E-6},{"$f":"Q20*VLOOKUP($B20,$AR$36:$AZ$47,MATCH(AN$2,$AS$2:$BA$2,0)+1,FALSE)","v":1.66507983835203E-3},{"$f":"R20*VLOOKUP($B20,$AR$36:$BA$47,MATCH(AO$2,$AS$2:$BA$2,0)+1,FALSE)","v":0},1.0125056039178946,null,11,194481092.13431206,259539524.03210059,3236229.6546988715,65186150.740496077,70169897.199999973,49298396.999999978,7822.1866144734631,1568620.34215024,0]
[2006,1,1,19,null,2013,1,1,19,0.48933145911993442,0.38912227736005023,8.4180874785592386E-3,0.1116353152280988,8.800630000000001E-2,6.6447999999999993E-2,1.71375666785885E-5,2.1787855487974887E-3,0,1.155157362302119,null,null,0.46330636117415153,9.7817899263725597E-2,0.3444491948090454,6.9372175674447631E-2,6.1254207108041372E-2,4.7079278059094483E-3,8.5769883653262672E-6,1.5925556000974171E-3,0,1.0425088984237838,null,{"$f":"J21*VLOOKUP($B21,$AR$36:$AZ$47,MATCH(AG$2,$AS$2:$BA$2,0)+1,FALSE)","v":0.46953226614652366},{"$f":"K21*VLOOKUP($B21,$AR$36:$AZ$47,MATCH(AH$2,$AS$2:$BA$2,0)+1,FALSE)","v":0.32909385827941057},{"$f":"L21*VLOOKUP($B21,$AR$36:$AZ$47,MATCH(AI$2,$AS$2:$BA$2,0)+1,FALSE)","v":6.2228339095312677E-3},{"$f":"M21*VLOOKUP($B21,$AR$36:$AZ$47,MATCH(AJ$2,$AS$2:$BA$2,0)+1,FALSE)","v":9.600593921427239E-2},{"$f":"N21*VLOOKUP($B21,$AR$36:$AZ$47,MATCH(AK$2,$AS$2:$BA$2,0)+1,FALSE)","v":6.8842510137103047E-2},{"$f":"O21*VLOOKUP($B21,$AR$36:$AZ$47,MATCH(AL$2,$AS$2:$BA$2,0)+1,FALSE)","v":5.8887686518246704E-2},{"$f":"P21*VLOOKUP($B21,$AR$36:$AZ$47,MATCH(AM$2,$AS$2:$BA$2,0)+1,FALSE)","v":8.5769883653262672E-6},{"$f":"Q21*VLOOKUP($B21,$AR$36:$AZ$47,MATCH(AN$2,$AS$2:$BA$2,0)+1,FALSE)","v":1.66507983835203E-3},{"$f":"R21*VLOOKUP($B21,$AR$36:$BA$47,MATCH(AO$2,$AS$2:$BA$2,0)+1,FALSE)","v":0},1.0302587510318049,null,12,221654318.28967509,295891988.65236211,3664922.8032315872,74393796.733612001,74032862.099999964,49361221.99999997,7830.9293576207474,1576248.0405568616,32013.75999999998]
[2006,1,1,20,null,2013,1,1,20,0.45179456839234222,0.37936976609361528,8.4180874785592386E-3,0.11352970006830626,8.6570899999999978E-2,6.5360000000000001E-2,1.71375666785885E-5,2.1787855487974887E-3,0,1.1072389451482991,null,null,0.42776587030918556,9.947781078086082E-2,0.33581631807970463,6.8240701894012545E-2,6.0251248744606078E-2,4.7079278059094483E-3,8.5769883653262672E-6,1.5925556000974171E-3,0,0.99786101020274176,null,{"$f":"J22*VLOOKUP($B22,$AR$36:$AZ$47,MATCH(AG$2,$AS$2:$BA$2,0)+1,FALSE)","v":0.43351418261860358},{"$f":"K22*VLOOKUP($B22,$AR$36:$AZ$47,MATCH(AH$2,$AS$2:$BA$2,0)+1,FALSE)","v":0.32084582996718214},{"$f":"L22*VLOOKUP($B22,$AR$36:$AZ$47,MATCH(AI$2,$AS$2:$BA$2,0)+1,FALSE)","v":6.2228339095312677E-3},{"$f":"M22*VLOOKUP($B22,$AR$36:$AZ$47,MATCH(AJ$2,$AS$2:$BA$2,0)+1,FALSE)","v":9.7635102848072197E-2},{"$f":"N22*VLOOKUP($B22,$AR$36:$AZ$47,MATCH(AK$2,$AS$2:$BA$2,0)+1,FALSE)","v":6.7719675305383045E-2},{"$f":"O22*VLOOKUP($B22,$AR$36:$AZ$47,MATCH(AL$2,$AS$2:$BA$2,0)+1,FALSE)","v":5.7923476866611562E-2},{"$f":"P22*VLOOKUP($B22,$AR$36:$AZ$47,MATCH(AM$2,$AS$2:$BA$2,0)+1,FALSE)","v":8.5769883653262672E-6},{"$f":"Q22*VLOOKUP($B22,$AR$36:$AZ$47,MATCH(AN$2,$AS$2:$BA$2,0)+1,FALSE)","v":1.66507983835203E-3},{"$f":"R22*VLOOKUP($B22,$AR$36:$BA$47,MATCH(AO$2,$AS$2:$BA$2,0)+1,FALSE)","v":0},0.98553475834210114]
[2006,1,1,21,null,2013,1,1,21,0.43535845328103762,0.37431217840780995,8.4180874785592386E-3,0.1149278060058652,8.6085699999999973E-2,6.5104999999999996E-2,1.71375666785885E-5,2.1787855487974887E-3,0,1.0864031482887482,null,null,0.41220391012425578,0.10070286922657509,0.33133936544190984,6.7858236324647145E-2,6.0016180378175923E-2,4.7079278059094483E-3,8.5769883653262672E-6,1.5925556000974171E-3,0,0.97842962188993599,null,{"$f":"J23*VLOOKUP($B23,$AR$36:$AZ$47,MATCH(AG$2,$AS$2:$BA$2,0)+1,FALSE)","v":0.4177431010111885},{"$f":"K23*VLOOKUP($B23,$AR$36:$AZ$47,MATCH(AH$2,$AS$2:$BA$2,0)+1,FALSE)","v":0.3165684571670429},{"$f":"L23*VLOOKUP($B23,$AR$36:$AZ$47,MATCH(AI$2,$AS$2:$BA$2,0)+1,FALSE)","v":6.2228339095312677E-3},{"$f":"M23*VLOOKUP($B23,$AR$36:$AZ$47,MATCH(AJ$2,$AS$2:$BA$2,0)+1,FALSE)","v":9.8837468545541138E-2},{"$f":"N23*VLOOKUP($B23,$AR$36:$AZ$47,MATCH(AK$2,$AS$2:$BA$2,0)+1,FALSE)","v":6.7340129910127E-2},{"$f":"O23*VLOOKUP($B23,$AR$36:$AZ$47,MATCH(AL$2,$AS$2:$BA$2,0)+1,FALSE)","v":5.7697490229509568E-2},{"$f":"P23*VLOOKUP($B23,$AR$36:$AZ$47,MATCH(AM$2,$AS$2:$BA$2,0)+1,FALSE)","v":8.5769883653262672E-6},{"$f":"Q23*VLOOKUP($B23,$AR$36:$AZ$47,MATCH(AN$2,$AS$2:$BA$2,0)+1,FALSE)","v":1.66507983835203E-3},{"$f":"R23*VLOOKUP($B23,$AR$36:$BA$47,MATCH(AO$2,$AS$2:$BA$2,0)+1,FALSE)","v":0},0.96608313759965758,null,{"$f":"AR10","v":1},222057000,264327000,2840000,67456000,58421000,47874000,0,1174000]
[2006,1,1,22,null,2013,1,1,22,0.39884750803695723,0.36294180795350967,8.4180874785592386E-3,0.1082548496179096,8.5427700000000023E-2,6.4568E-2,1.71375666785885E-5,2.1787855487974887E-3,0,1.030653876202412,null,null,0.37763479982326131,9.4855843360122566E-2,0.32127436743091092,6.7339558780041997E-2,5.952115405357597E-2,4.7079278059094483E-3,8.5769883653262672E-6,1.5925556000974171E-3,0,0.926934783842285,null,{"$f":"J24*VLOOKUP($B24,$AR$36:$AZ$47,MATCH(AG$2,$AS$2:$BA$2,0)+1,FALSE)","v":0.38270945144686946},{"$f":"K24*VLOOKUP($B24,$AR$36:$AZ$47,MATCH(AH$2,$AS$2:$BA$2,0)+1,FALSE)","v":0.3069521506726976},{"$f":"L24*VLOOKUP($B24,$AR$36:$AZ$47,MATCH(AI$2,$AS$2:$BA$2,0)+1,FALSE)","v":6.2228339095312677E-3},{"$f":"M24*VLOOKUP($B24,$AR$36:$AZ$47,MATCH(AJ$2,$AS$2:$BA$2,0)+1,FALSE)","v":9.3098751867466981E-2},{"$f":"N24*VLOOKUP($B24,$AR$36:$AZ$47,MATCH(AK$2,$AS$2:$BA$2,0)+1,FALSE)","v":6.6825412535686635E-2},{"$f":"O24*VLOOKUP($B24,$AR$36:$AZ$47,MATCH(AL$2,$AS$2:$BA$2,0)+1,FALSE)","v":5.7221588958435973E-2},{"$f":"P24*VLOOKUP($B24,$AR$36:$AZ$47,MATCH(AM$2,$AS$2:$BA$2,0)+1,FALSE)","v":8.5769883653262672E-6},{"$f":"Q24*VLOOKUP($B24,$AR$36:$AZ$47,MATCH(AN$2,$AS$2:$BA$2,0)+1,FALSE)","v":1.66507983835203E-3},{"$f":"R24*VLOOKUP($B24,$AR$36:$BA$47,MATCH(AO$2,$AS$2:$BA$2,0)+1,FALSE)","v":0},0.9147038462174053,null,{"$f":"AR11","v":2},194356000,240079000,2280000,61243000,53124000,42822000,0,1172000]
[2006,1,1,23,null,2013,1,1,23,0.33209311632353639,0.36158060570843353,8.4180874785592386E-3,0.11228839006164192,8.4329599999999991E-2,6.3257999999999995E-2,1.71375666785885E-5,2.1787855487974887E-3,0,0.96416372268764716,null,null,0.31443074101869833,9.8390141194056216E-2,0.32006943765801354,6.6473966360997991E-2,5.8313547935836763E-2,4.7079278059094483E-3,8.5769883653262672E-6,1.5925556000974171E-3,0,0.86398689456197508,null,{"$f":"J25*VLOOKUP($B25,$AR$36:$AZ$47,MATCH(AG$2,$AS$2:$BA$2,0)+1,FALSE)","v":0.31865605730620578},{"$f":"K25*VLOOKUP($B25,$AR$36:$AZ$47,MATCH(AH$2,$AS$2:$BA$2,0)+1,FALSE)","v":0.30580093593945268},{"$f":"L25*VLOOKUP($B25,$AR$36:$AZ$47,MATCH(AI$2,$AS$2:$BA$2,0)+1,FALSE)","v":6.2228339095312677E-3},{"$f":"M25*VLOOKUP($B25,$AR$36:$AZ$47,MATCH(AJ$2,$AS$2:$BA$2,0)+1,FALSE)","v":9.6567581044578521E-2},{"$f":"N25*VLOOKUP($B25,$AR$36:$AZ$47,MATCH(AK$2,$AS$2:$BA$2,0)+1,FALSE)","v":6.5966429026761086E-2},{"$f":"O25*VLOOKUP($B25,$AR$36:$AZ$47,MATCH(AL$2,$AS$2:$BA$2,0)+1,FALSE)","v":5.6060637999206145E-2},{"$f":"P25*VLOOKUP($B25,$AR$36:$AZ$47,MATCH(AM$2,$AS$2:$BA$2,0)+1,FALSE)","v":8.5769883653262672E-6},{"$f":"Q25*VLOOKUP($B25,$AR$36:$AZ$47,MATCH(AN$2,$AS$2:$BA$2,0)+1,FALSE)","v":1.66507983835203E-3},{"$f":"R25*VLOOKUP($B25,$AR$36:$BA$47,MATCH(AO$2,$AS$2:$BA$2,0)+1,FALSE)","v":0},0.8509481320524529,null,3,188428000,245272000,2008000,61629000,56812000,47722000,0,1059000]
[2006,1,1,24,null,2013,1,1,24,0.23471780815814308,0.36888032382825647,8.4180874785592386E-3,0.13330910910980498,8.3527299999999999E-2,6.2560000000000004E-2,1.71375666785885E-5,2.1787855487974887E-3,0,0.89360855169023967,null,null,0.22223433947227231,0.11680906690858443,0.3265311135244392,6.5841542357902655E-2,5.7670105897529932E-2,4.7079278059094483E-3,8.5769883653262672E-6,1.5925556000974171E-3,0,0.7953952285551007,null,{"$f":"J26*VLOOKUP($B26,$AR$36:$AZ$47,MATCH(AG$2,$AS$2:$BA$2,0)+1,FALSE)","v":0.22522072169168711},{"$f":"K26*VLOOKUP($B26,$AR$36:$AZ$47,MATCH(AH$2,$AS$2:$BA$2,0)+1,FALSE)","v":0.31197455420850351},{"$f":"L26*VLOOKUP($B26,$AR$36:$AZ$47,MATCH(AI$2,$AS$2:$BA$2,0)+1,FALSE)","v":6.2228339095312677E-3},{"$f":"M26*VLOOKUP($B26,$AR$36:$AZ$47,MATCH(AJ$2,$AS$2:$BA$2,0)+1,FALSE)","v":0.11464531810345395},{"$f":"N26*VLOOKUP($B26,$AR$36:$AZ$47,MATCH(AK$2,$AS$2:$BA$2,0)+1,FALSE)","v":6.5338833662758763E-2},{"$f":"O26*VLOOKUP($B26,$AR$36:$AZ$47,MATCH(AL$2,$AS$2:$BA$2,0)+1,FALSE)","v":5.5442054969021104E-2},{"$f":"P26*VLOOKUP($B26,$AR$36:$AZ$47,MATCH(AM$2,$AS$2:$BA$2,0)+1,FALSE)","v":8.5769883653262672E-6},{"$f":"Q26*VLOOKUP($B26,$AR$36:$AZ$47,MATCH(AN$2,$AS$2:$BA$2,0)+1,FALSE)","v":1.66507983835203E-3},{"$f":"R26*VLOOKUP($B26,$AR$36:$BA$47,MATCH(AO$2,$AS$2:$BA$2,0)+1,FALSE)","v":0},0.78051797337167295,null,4,158773000,219384000,1586000,54132000,53717000,46055000,0,1162000]
[2006,1,2,1,null,2013,1,2,1,0.24644908324918935,0.39244251555427911,8.4180874785592386E-3,0.1126592681040645,8.3371300000000009E-2,6.2483999999999998E-2,1.71375666785885E-5,2.1787855487974887E-3,0,0.90802017750156816,null,null,0.23334168659469276,9.871511462131527E-2,0.34738825391492684,6.5718573213588982E-2,5.7600046305966435E-2,4.7079278059094483E-3,8.5769883653262672E-6,1.5925556000974171E-3,0,0.80907273504486243,null,{"$f":"J27*VLOOKUP($B27,$AR$36:$AZ$47,MATCH(AG$2,$AS$2:$BA$2,0)+1,FALSE)","v":0.23647732920307371},{"$f":"K27*VLOOKUP($B27,$AR$36:$AZ$47,MATCH(AH$2,$AS$2:$BA$2,0)+1,FALSE)","v":0.33190189591004571},{"$f":"L27*VLOOKUP($B27,$AR$36:$AZ$47,MATCH(AI$2,$AS$2:$BA$2,0)+1,FALSE)","v":6.2228339095312677E-3},{"$f":"M27*VLOOKUP($B27,$AR$36:$AZ$47,MATCH(AJ$2,$AS$2:$BA$2,0)+1,FALSE)","v":9.6886534726251555E-2},{"$f":"N27*VLOOKUP($B27,$AR$36:$AZ$47,MATCH(AK$2,$AS$2:$BA$2,0)+1,FALSE)","v":6.5216803403772908E-2},{"$f":"O27*VLOOKUP($B27,$AR$36:$AZ$47,MATCH(AL$2,$AS$2:$BA$2,0)+1,FALSE)","v":5.5374702088943642E-2},{"$f":"P27*VLOOKUP($B27,$AR$36:$AZ$47,MATCH(AM$2,$AS$2:$BA$2,0)+1,FALSE)","v":8.5769883653262672E-6},{"$f":"Q27*VLOOKUP($B27,$AR$36:$AZ$47,MATCH(AN$2,$AS$2:$BA$2,0)+1,FALSE)","v":1.66507983835203E-3},{"$f":"R27*VLOOKUP($B27,$AR$36:$BA$47,MATCH(AO$2,$AS$2:$BA$2,0)+1,FALSE)","v":0},0.7937537560683362,null,5,154330000,215863000,1101000,52479000,55461000,48373000,0,1125000,null,"2021 Load Forecast (Monthly)"]
[2006,1,2,2,null,2013,1,2,2,0.23573513051007883,0.38327238673488495,8.4180874785592386E-3,0.10749198880257134,8.2893200000000028E-2,6.2267999999999997E-2,1.71375666785885E-5,2.1787855487974887E-3,0,0.88227471664157042,null,null,0.22319755552599624,9.4187403966777078E-2,0.3392708993662103,6.5341704316817351E-2,5.7400929572049127E-2,4.7079278059094483E-3,8.5769883653262672E-6,1.5925556000974171E-3,0,0.7857075531422224,null,{"$f":"J28*VLOOKUP($B28,$AR$36:$AZ$47,MATCH(AG$2,$AS$2:$BA$2,0)+1,FALSE)","v":0.22619688143045596},{"$f":"K28*VLOOKUP($B28,$AR$36:$AZ$47,MATCH(AH$2,$AS$2:$BA$2,0)+1,FALSE)","v":0.32414640811179435},{"$f":"L28*VLOOKUP($B28,$AR$36:$AZ$47,MATCH(AI$2,$AS$2:$BA$2,0)+1,FALSE)","v":6.2228339095312677E-3},{"$f":"M28*VLOOKUP($B28,$AR$36:$AZ$47,MATCH(AJ$2,$AS$2:$BA$2,0)+1,FALSE)","v":9.244269451754443E-2},{"$f":"N28*VLOOKUP($B28,$AR$36:$AZ$47,MATCH(AK$2,$AS$2:$BA$2,0)+1,FALSE)","v":6.4842811949791232E-2},{"$f":"O28*VLOOKUP($B28,$AR$36:$AZ$47,MATCH(AL$2,$AS$2:$BA$2,0)+1,FALSE)","v":5.5183278113986663E-2},{"$f":"P28*VLOOKUP($B28,$AR$36:$AZ$47,MATCH(AM$2,$AS$2:$BA$2,0)+1,FALSE)","v":8.5769883653262672E-6},{"$f":"Q28*VLOOKUP($B28,$AR$36:$AZ$47,MATCH(AN$2,$AS$2:$BA$2,0)+1,FALSE)","v":1.66507983835203E-3},{"$f":"R28*VLOOKUP($B28,$AR$36:$BA$47,MATCH(AO$2,$AS$2:$BA$2,0)+1,FALSE)","v":0},0.77070856485982131,null,6,186714000,224589000,975000,54992000,57672000,48727000,0,1157000]
[2006,1,2,3,null,2013,1,2,3,0.22915340562045244,0.38056994427902674,8.4180874785592386E-3,0.1084650323207072,8.2657499999999995E-2,6.2207999999999999E-2,1.71375666785885E-5,2.1787855487974887E-3,0,0.87366789281422164,null,null,0.21696587973236053,9.5040011160493126E-2,0.33687871011851833,6.5155910551979279E-2,5.7345619368183214E-2,4.7079278059094483E-3,8.5769883653262672E-6,1.5925556000974171E-3,0,0.77769519132590659,null,{"$f":"J29*VLOOKUP($B29,$AR$36:$AZ$47,MATCH(AG$2,$AS$2:$BA$2,0)+1,FALSE)","v":0.2198814644569852},{"$f":"K29*VLOOKUP($B29,$AR$36:$AZ$47,MATCH(AH$2,$AS$2:$BA$2,0)+1,FALSE)","v":0.32186086121221769},{"$f":"L29*VLOOKUP($B29,$AR$36:$AZ$47,MATCH(AI$2,$AS$2:$BA$2,0)+1,FALSE)","v":6.2228339095312677E-3},{"$f":"M29*VLOOKUP($B29,$AR$36:$AZ$47,MATCH(AJ$2,$AS$2:$BA$2,0)+1,FALSE)","v":9.3279508178742199E-2},{"$f":"N29*VLOOKUP($B29,$AR$36:$AZ$47,MATCH(AK$2,$AS$2:$BA$2,0)+1,FALSE)","v":6.4658436744387551E-2},{"$f":"O29*VLOOKUP($B29,$AR$36:$AZ$47,MATCH(AL$2,$AS$2:$BA$2,0)+1,FALSE)","v":5.5130104787609727E-2},{"$f":"P29*VLOOKUP($B29,$AR$36:$AZ$47,MATCH(AM$2,$AS$2:$BA$2,0)+1,FALSE)","v":8.5769883653262672E-6},{"$f":"Q29*VLOOKUP($B29,$AR$36:$AZ$47,MATCH(AN$2,$AS$2:$BA$2,0)+1,FALSE)","v":1.66507983835203E-3},{"$f":"R29*VLOOKUP($B29,$AR$36:$BA$47,MATCH(AO$2,$AS$2:$BA$2,0)+1,FALSE)","v":0},0.76270686611619098,null,7,226531000,249517000,1096000,61543000,63887000,52777000,0,1143000]
[2006,1,2,4,null,2013,1,2,4,0.23119460321390034,0.38090970321636652,8.4180874785592386E-3,0.10842376952293994,8.3181799999999986E-2,6.2356000000000002E-2,1.71375666785885E-5,2.1787855487974887E-3,0,0.87667988654724205,null,null,0.21889851621389519,9.500385557489649E-2,0.3371794631188087,6.5569197233797644E-2,5.7482051204385813E-2,4.7079278059094483E-3,8.5769883653262672E-6,1.5925556000974171E-3,0,0.78044214374015597,null,{"$f":"J30*VLOOKUP($B30,$AR$36:$AZ$47,MATCH(AG$2,$AS$2:$BA$2,0)+1,FALSE)","v":0.22184007168290956},{"$f":"K30*VLOOKUP($B30,$AR$36:$AZ$47,MATCH(AH$2,$AS$2:$BA$2,0)+1,FALSE)","v":0.32214820682587064},{"$f":"L30*VLOOKUP($B30,$AR$36:$AZ$47,MATCH(AI$2,$AS$2:$BA$2,0)+1,FALSE)","v":6.2228339095312677E-3},{"$f":"M30*VLOOKUP($B30,$AR$36:$AZ$47,MATCH(AJ$2,$AS$2:$BA$2,0)+1,FALSE)","v":9.3244022332295132E-2},{"$f":"N30*VLOOKUP($B30,$AR$36:$AZ$47,MATCH(AK$2,$AS$2:$BA$2,0)+1,FALSE)","v":6.506856792891505E-2},{"$f":"O30*VLOOKUP($B30,$AR$36:$AZ$47,MATCH(AL$2,$AS$2:$BA$2,0)+1,FALSE)","v":5.526126565933951E-2},{"$f":"P30*VLOOKUP($B30,$AR$36:$AZ$47,MATCH(AM$2,$AS$2:$BA$2,0)+1,FALSE)","v":8.5769883653262672E-6},{"$f":"Q30*VLOOKUP($B30,$AR$36:$AZ$47,MATCH(AN$2,$AS$2:$BA$2,0)+1,FALSE)","v":1.66507983835203E-3},{"$f":"R30*VLOOKUP($B30,$AR$36:$BA$47,MATCH(AO$2,$AS$2:$BA$2,0)+1,FALSE)","v":0},0.7654586251655785,null,8,207670000,239519000,1347000,58777000,61540000,51545000,0,1131000]
[2006,1,2,5,null,2013,1,2,5,0.24021277077050193,0.38628674612710451,8.4180874785592386E-3,0.10787627069122396,8.5091199999999978E-2,6.2593999999999997E-2,1.71375666785885E-5,2.1787855487974887E-3,0,0.89267499818286566,null,null,0.22743705244989021,9.4524122208637124E-2,0.34193919600694567,6.7074308029647381E-2,5.7701448346387282E-2,4.7079278059094483E-3,8.5769883653262672E-6,1.5925556000974171E-3,0,0.79498518743587987,null,{"$f":"J31*VLOOKUP($B31,$AR$36:$AZ$47,MATCH(AG$2,$AS$2:$BA$2,0)+1,FALSE)","v":0.23049334865994198},{"$f":"K31*VLOOKUP($B31,$AR$36:$AZ$47,MATCH(AH$2,$AS$2:$BA$2,0)+1,FALSE)","v":0.32669575370402426},{"$f":"L31*VLOOKUP($B31,$AR$36:$AZ$47,MATCH(AI$2,$AS$2:$BA$2,0)+1,FALSE)","v":6.2228339095312677E-3},{"$f":"M31*VLOOKUP($B31,$AR$36:$AZ$47,MATCH(AJ$2,$AS$2:$BA$2,0)+1,FALSE)","v":9.2773175455120024E-2},{"$f":"N31*VLOOKUP($B31,$AR$36:$AZ$47,MATCH(AK$2,$AS$2:$BA$2,0)+1,FALSE)","v":6.6562187009092083E-2},{"$f":"O31*VLOOKUP($B31,$AR$36:$AZ$47,MATCH(AL$2,$AS$2:$BA$2,0)+1,FALSE)","v":5.5472186520634695E-2},{"$f":"P31*VLOOKUP($B31,$AR$36:$AZ$47,MATCH(AM$2,$AS$2:$BA$2,0)+1,FALSE)","v":8.5769883653262672E-6},{"$f":"Q31*VLOOKUP($B31,$AR$36:$AZ$47,MATCH(AN$2,$AS$2:$BA$2,0)+1,FALSE)","v":1.66507983835203E-3},{"$f":"R31*VLOOKUP($B31,$AR$36:$BA$47,MATCH(AO$2,$AS$2:$BA$2,0)+1,FALSE)","v":0},0.77989314208506166,null,9,164645000,214271000,1684000,52126000,55055000,47265000,0,1116000]
[2006,1,2,6,null,2013,1,2,6,0.26202868124601209,0.40620048977243339,8.4180874785592386E-3,0.10757490706414156,8.859419999999997E-2,6.5666000000000002E-2,1.71375666785885E-5,2.1787855487974887E-3,0,0.94067828867662218,null,null,0.24809268353538791,9.4260059202629892E-2,0.3595667474563336,6.9835595930486175E-2,6.0533330784322256E-2,4.7079278059094483E-3,8.5769883653262672E-6,1.5925556000974171E-3,0,0.83859747730353196,null,{"$f":"J32*VLOOKUP($B32,$AR$36:$AZ$47,MATCH(AG$2,$AS$2:$BA$2,0)+1,FALSE)","v":0.25142654985252122},{"$f":"K32*VLOOKUP($B32,$AR$36:$AZ$47,MATCH(AH$2,$AS$2:$BA$2,0)+1,FALSE)","v":0.34353747958384201},{"$f":"L32*VLOOKUP($B32,$AR$36:$AZ$47,MATCH(AI$2,$AS$2:$BA$2,0)+1,FALSE)","v":6.2228339095312677E-3},{"$f":"M32*VLOOKUP($B32,$AR$36:$AZ$47,MATCH(AJ$2,$AS$2:$BA$2,0)+1,FALSE)","v":9.2514003901710162E-2},{"$f":"N32*VLOOKUP($B32,$AR$36:$AZ$47,MATCH(AK$2,$AS$2:$BA$2,0)+1,FALSE)","v":6.9302392119524756E-2},{"$f":"O32*VLOOKUP($B32,$AR$36:$AZ$47,MATCH(AL$2,$AS$2:$BA$2,0)+1,FALSE)","v":5.8194660831133949E-2},{"$f":"P32*VLOOKUP($B32,$AR$36:$AZ$47,MATCH(AM$2,$AS$2:$BA$2,0)+1,FALSE)","v":8.5769883653262672E-6},{"$f":"Q32*VLOOKUP($B32,$AR$36:$AZ$47,MATCH(AN$2,$AS$2:$BA$2,0)+1,FALSE)","v":1.66507983835203E-3},{"$f":"R32*VLOOKUP($B32,$AR$36:$BA$47,MATCH(AO$2,$AS$2:$BA$2,0)+1,FALSE)","v":0},0.8228715770249807,null,10,165832000,220342000,2178000,53865000,54985000,47632000,0,1125000]
[2006,1,2,7,null,2013,1,2,7,0.30190246916092189,0.4533817090241829,8.4180874785592386E-3,0.11661645205044886,0.10036310000000002,7.0528999999999994E-2,1.71375666785885E-5,2.1787855487974887E-3,0,1.0534067408295891,null,null,0.28584578369026437,0.102182506815663,0.40133133901770746,7.911259312608479E-2,6.5016222807654858E-2,4.7079278059094483E-3,8.5769883653262672E-6,1.5925556000974171E-3,0,0.9397975058517466,null,{"$f":"J33*VLOOKUP($B33,$AR$36:$AZ$47,MATCH(AG$2,$AS$2:$BA$2,0)+1,FALSE)","v":0.28968697568576962},{"$f":"K33*VLOOKUP($B33,$AR$36:$AZ$47,MATCH(AH$2,$AS$2:$BA$2,0)+1,FALSE)","v":0.38344023094319957},{"$f":"L33*VLOOKUP($B33,$AR$36:$AZ$47,MATCH(AI$2,$AS$2:$BA$2,0)+1,FALSE)","v":6.2228339095312677E-3},{"$f":"M33*VLOOKUP($B33,$AR$36:$AZ$47,MATCH(AJ$2,$AS$2:$BA$2,0)+1,FALSE)","v":0.10028969761104312},{"$f":"N33*VLOOKUP($B33,$AR$36:$AZ$47,MATCH(AK$2,$AS$2:$BA$2,0)+1,FALSE)","v":7.8508558241183732E-2},{"$f":"O33*VLOOKUP($B33,$AR$36:$AZ$47,MATCH(AL$2,$AS$2:$BA$2,0)+1,FALSE)","v":6.2504358933984802E-2},{"$f":"P33*VLOOKUP($B33,$AR$36:$AZ$47,MATCH(AM$2,$AS$2:$BA$2,0)+1,FALSE)","v":8.5769883653262672E-6},{"$f":"Q33*VLOOKUP($B33,$AR$36:$AZ$47,MATCH(AN$2,$AS$2:$BA$2,0)+1,FALSE)","v":1.66507983835203E-3},{"$f":"R33*VLOOKUP($B33,$AR$36:$BA$47,MATCH(AO$2,$AS$2:$BA$2,0)+1,FALSE)","v":0},0.92232631215142946,null,11,172475000,230159000,2387000,57227000,54573000,45925000,0,1106000]
[2006,1,2,8,null,2013,1,2,8,0.33883109866486538,0.50737275361679601,5.3314554030875205E-3,0.13036304614016264,0.10879320000000002,7.5230000000000005E-2,1.0853792229772723E-5,2.0563392507407852E-3,0,1.1679887468678822,null,null,0.32081036371009714,0.11422764641274719,0.44912395568050806,8.5757735327872162E-2,6.9349777280549502E-2,2.9816876104093188E-3,5.4320926313733053E-6,1.5030550350743812E-3,0,1.0437596531498889,null,{"$f":"J34*VLOOKUP($B34,$AR$36:$AZ$47,MATCH(AG$2,$AS$2:$BA$2,0)+1,FALSE)","v":0.32512140928596484},{"$f":"K34*VLOOKUP($B34,$AR$36:$AZ$47,MATCH(AH$2,$AS$2:$BA$2,0)+1,FALSE)","v":0.42910228169512332},{"$f":"L34*VLOOKUP($B34,$AR$36:$AZ$47,MATCH(AI$2,$AS$2:$BA$2,0)+1,FALSE)","v":3.9411281427031387E-3},{"$f":"M34*VLOOKUP($B34,$AR$36:$AZ$47,MATCH(AJ$2,$AS$2:$BA$2,0)+1,FALSE)","v":0.11211171534695176},{"$f":"N34*VLOOKUP($B34,$AR$36:$AZ$47,MATCH(AK$2,$AS$2:$BA$2,0)+1,FALSE)","v":8.5102963922445096E-2},{"$f":"O34*VLOOKUP($B34,$AR$36:$AZ$47,MATCH(AL$2,$AS$2:$BA$2,0)+1,FALSE)","v":6.6670489055617926E-2},{"$f":"P34*VLOOKUP($B34,$AR$36:$AZ$47,MATCH(AM$2,$AS$2:$BA$2,0)+1,FALSE)","v":5.4320926313733053E-6},{"$f":"Q34*VLOOKUP($B34,$AR$36:$AZ$47,MATCH(AN$2,$AS$2:$BA$2,0)+1,FALSE)","v":1.5715034593974391E-3},{"$f":"R34*VLOOKUP($B34,$AR$36:$BA$47,MATCH(AO$2,$AS$2:$BA$2,0)+1,FALSE)","v":0},1.0236269230008348,null,12,211270000,256154000,2625000,64694000,57730000,47575000,0,1132000]
[2006,1,2,9,null,2013,1,2,9,0.30466297553717597,0.53823903168889298,0,0.13854475669018754,0.11225719999999999,7.6987E-2,0,1.844841099551928E-3,0,1.1725358050158083,null,null,0.28845947251068182,0.12139668370844565,0.47644663867058618,8.8488280942632516E-2,7.0969444417089786E-2,0,0,1.3484631500345877E-3,0,1.0471089833994707,null,{"$f":"J35*VLOOKUP($B35,$AR$36:$AZ$47,MATCH(AG$2,$AS$2:$BA$2,0)+1,FALSE)","v":0.2923357872232204},{"$f":"K35*VLOOKUP($B35,$AR$36:$AZ$47,MATCH(AH$2,$AS$2:$BA$2,0)+1,FALSE)","v":0.45520693602225804},{"$f":"L35*VLOOKUP($B35,$AR$36:$AZ$47,MATCH(AI$2,$AS$2:$BA$2,0)+1,FALSE)","v":0},{"$f":"M35*VLOOKUP($B35,$AR$36:$AZ$47,MATCH(AJ$2,$AS$2:$BA$2,0)+1,FALSE)","v":0.1191479547675106},{"$f":"N35*VLOOKUP($B35,$AR$36:$AZ$47,MATCH(AK$2,$AS$2:$BA$2,0)+1,FALSE)","v":8.7812661468131284E-2},{"$f":"O35*VLOOKUP($B35,$AR$36:$AZ$47,MATCH(AL$2,$AS$2:$BA$2,0)+1,FALSE)","v":6.8227581296355935E-2},{"$f":"P35*VLOOKUP($B35,$AR$36:$AZ$47,MATCH(AM$2,$AS$2:$BA$2,0)+1,FALSE)","v":0},{"$f":"Q35*VLOOKUP($B35,$AR$36:$AZ$47,MATCH(AN$2,$AS$2:$BA$2,0)+1,FALSE)","v":1.4098715321122319E-3},{"$f":"R35*VLOOKUP($B35,$AR$36:$BA$47,MATCH(AO$2,$AS$2:$BA$2,0)+1,FALSE)","v":0},1.0241407923095884]
[2006,1,2,10,null,2013,1,2,10,0.2830700148781955,0.55137174701819425,0,0.13943329634493737,0.11523889999999998,7.9067999999999999E-2,0,1.844841099551928E-3,0,1.1700267993408791,null,null,0.26801493365376589,0.12217524631887548,0.4880716560083847,9.0838646952889734E-2,7.2887786654506015E-2,0,0,1.3484631500345877E-3,0,1.0433367327384564,null,{"$f":"J36*VLOOKUP($B36,$AR$36:$AZ$47,MATCH(AG$2,$AS$2:$BA$2,0)+1,FALSE)","v":0.27161651491389832},{"$f":"K36*VLOOKUP($B36,$AR$36:$AZ$47,MATCH(AH$2,$AS$2:$BA$2,0)+1,FALSE)","v":0.46631371712645558},{"$f":"L36*VLOOKUP($B36,$AR$36:$AZ$47,MATCH(AI$2,$AS$2:$BA$2,0)+1,FALSE)","v":0},{"$f":"M36*VLOOKUP($B36,$AR$36:$AZ$47,MATCH(AJ$2,$AS$2:$BA$2,0)+1,FALSE)","v":0.11991209543311523},{"$f":"N36*VLOOKUP($B36,$AR$36:$AZ$47,MATCH(AK$2,$AS$2:$BA$2,0)+1,FALSE)","v":9.0145082129786183E-2},{"$f":"O36*VLOOKUP($B36,$AR$36:$AZ$47,MATCH(AL$2,$AS$2:$BA$2,0)+1,FALSE)","v":7.0071809499529417E-2},{"$f":"P36*VLOOKUP($B36,$AR$36:$AZ$47,MATCH(AM$2,$AS$2:$BA$2,0)+1,FALSE)","v":0},{"$f":"Q36*VLOOKUP($B36,$AR$36:$AZ$47,MATCH(AN$2,$AS$2:$BA$2,0)+1,FALSE)","v":1.4098715321122319E-3},{"$f":"R36*VLOOKUP($B36,$AR$36:$BA$47,MATCH(AO$2,$AS$2:$BA$2,0)+1,FALSE)","v":0},1.0194690906348971,null,{"$f":"AR10","v":1},{"$f":"AS23/AS10","v":0.95953827900413402},{"$f":"AT23/AT10","v":0.84573378967687307},{"$f":"AU23/AU10","v":0.73922181557043054},0.85999613131479324,0.78224524990941602,0.88622210628230658,{"$f":"$AY$6","v":0.50047877427326182},0.76422383068908173,1]
[2006,1,2,11,null,2013,1,2,11,0.27331858674669102,0.55319566297876988,0,0.14094077008385988,0.11564400000000001,8.0142000000000005E-2,0,1.844841099551928E-3,0,1.1650858609088728,null,null,0.2587821353129765,0.12349613580653752,0.48968617776818191,9.1157972596232553E-2,7.387783930370595E-2,0,0,1.3484631500345877E-3,0,1.0383487239376692,null,{"$f":"J37*VLOOKUP($B37,$AR$36:$AZ$47,MATCH(AG$2,$AS$2:$BA$2,0)+1,FALSE)","v":0.26225964634676202},{"$f":"K37*VLOOKUP($B37,$AR$36:$AZ$47,MATCH(AH$2,$AS$2:$BA$2,0)+1,FALSE)","v":0.46785626448384532},{"$f":"L37*VLOOKUP($B37,$AR$36:$AZ$47,MATCH(AI$2,$AS$2:$BA$2,0)+1,FALSE)","v":0},{"$f":"M37*VLOOKUP($B37,$AR$36:$AZ$47,MATCH(AJ$2,$AS$2:$BA$2,0)+1,FALSE)","v":0.12120851701664725},{"$f":"N37*VLOOKUP($B37,$AR$36:$AZ$47,MATCH(AK$2,$AS$2:$BA$2,0)+1,FALSE)","v":9.0461969680524515E-2},{"$f":"O37*VLOOKUP($B37,$AR$36:$AZ$47,MATCH(AL$2,$AS$2:$BA$2,0)+1,FALSE)","v":7.102361204167662E-2},{"$f":"P37*VLOOKUP($B37,$AR$36:$AZ$47,MATCH(AM$2,$AS$2:$BA$2,0)+1,FALSE)","v":0},{"$f":"Q37*VLOOKUP($B37,$AR$36:$AZ$47,MATCH(AN$2,$AS$2:$BA$2,0)+1,FALSE)","v":1.4098715321122319E-3},{"$f":"R37*VLOOKUP($B37,$AR$36:$BA$47,MATCH(AO$2,$AS$2:$BA$2,0)+1,FALSE)","v":0},1.0142198811015681,null,{"$f":"AR11","v":2},{"$f":"AS24/AS11","v":0.97619726268017526},0.89968196558959102,0.68096331675737565,0.92240002804120025,0.7901633862409374,0.87894705664805806,0.50047877427326182,0.77127464458531692,1]
[2006,1,2,12,null,2013,1,2,12,0.27547229328150663,0.54599443424561189,0,0.13272123776657396,0.11596050000000001,8.0861000000000002E-2,0,1.844841099551928E-3,0,1.1528543063932446,null,null,0.2608212969468453,0.11629395804975506,0.48331168423982268,9.1407458071715131E-2,7.4540639913365847E-2,0,0,1.3484631500345877E-3,0,1.0277235003715386,null,{"$f":"J38*VLOOKUP($B38,$AR$36:$AZ$47,MATCH(AG$2,$AS$2:$BA$2,0)+1,FALSE)","v":0.26432621020865893},{"$f":"K38*VLOOKUP($B38,$AR$36:$AZ$47,MATCH(AH$2,$AS$2:$BA$2,0)+1,FALSE)","v":0.46176594201702165},{"$f":"L38*VLOOKUP($B38,$AR$36:$AZ$47,MATCH(AI$2,$AS$2:$BA$2,0)+1,FALSE)","v":0},{"$f":"M38*VLOOKUP($B38,$AR$36:$AZ$47,MATCH(AJ$2,$AS$2:$BA$2,0)+1,FALSE)","v":0.11413975102256443},{"$f":"N38*VLOOKUP($B38,$AR$36:$AZ$47,MATCH(AK$2,$AS$2:$BA$2,0)+1,FALSE)","v":9.0709550302120842E-2},{"$f":"O38*VLOOKUP($B38,$AR$36:$AZ$47,MATCH(AL$2,$AS$2:$BA$2,0)+1,FALSE)","v":7.1660805736093597E-2},{"$f":"P38*VLOOKUP($B38,$AR$36:$AZ$47,MATCH(AM$2,$AS$2:$BA$2,0)+1,FALSE)","v":0},{"$f":"Q38*VLOOKUP($B38,$AR$36:$AZ$47,MATCH(AN$2,$AS$2:$BA$2,0)+1,FALSE)","v":1.4098715321122319E-3},{"$f":"R38*VLOOKUP($B38,$AR$36:$BA$47,MATCH(AO$2,$AS$2:$BA$2,0)+1,FALSE)","v":0},1.0040121308185717,null,3,{"$f":"AS25/AS12","v":0.91423061874345213},0.90004841223326237,0.59168263121447706,0.88902658583502625,0.80232358174114649,0.9059841790884795,0.50047877427326182,0.68855447422432747,1]
[2006,1,2,13,null,2013,1,2,13,0.27622808869899546,0.54067846158847188,0,0.12983429618614609,0.11552759999999999,8.0138000000000001E-2,0,1.844841099551928E-3,0,1.1442512875731654,null,null,0.26153689537842501,0.11376434132302704,0.47860601045059242,9.1066218696244636E-2,7.3874151956781542E-2,0,0,1.3484631500345877E-3,0,1.0201960809551054,null,{"$f":"J39*VLOOKUP($B39,$AR$36:$AZ$47,MATCH(AG$2,$AS$2:$BA$2,0)+1,FALSE)","v":0.26505142484283539},{"$f":"K39*VLOOKUP($B39,$AR$36:$AZ$47,MATCH(AH$2,$AS$2:$BA$2,0)+1,FALSE)","v":0.45727004431587998},{"$f":"L39*VLOOKUP($B39,$AR$36:$AZ$47,MATCH(AI$2,$AS$2:$BA$2,0)+1,FALSE)","v":0},{"$f":"M39*VLOOKUP($B39,$AR$36:$AZ$47,MATCH(AJ$2,$AS$2:$BA$2,0)+1,FALSE)","v":0.11165699243206464},{"$f":"N39*VLOOKUP($B39,$AR$36:$AZ$47,MATCH(AK$2,$AS$2:$BA$2,0)+1,FALSE)","v":9.0370916333435039E-2},{"$f":"O39*VLOOKUP($B39,$AR$36:$AZ$47,MATCH(AL$2,$AS$2:$BA$2,0)+1,FALSE)","v":7.1020067153251487E-2},{"$f":"P39*VLOOKUP($B39,$AR$36:$AZ$47,MATCH(AM$2,$AS$2:$BA$2,0)+1,FALSE)","v":0},{"$f":"Q39*VLOOKUP($B39,$AR$36:$AZ$47,MATCH(AN$2,$AS$2:$BA$2,0)+1,FALSE)","v":1.4098715321122319E-3},{"$f":"R39*VLOOKUP($B39,$AR$36:$BA$47,MATCH(AO$2,$AS$2:$BA$2,0)+1,FALSE)","v":0},0.99677931660957886,null,4,{"$f":"AS26/AS13","v":0.89015400591916582},0.90725254720107273,0.53315758959128168,0.90634666489780613,0.78156960258805741,0.9006275294154964,0.50047877427326182,0.75672849528808883,1]
[2006,1,2,14,null,2013,1,2,14,0.27239566111496383,0.53665506239125538,0,0.12524656372673088,0.1161341,8.0128000000000005E-2,0,1.844841099551928E-3,0,1.132404228332502,null,null,0.25790829548906874,0.10974444537301277,0.4750445165590611,9.1544300657951397E-2,7.3864933589470563E-2,0,0,1.3484631500345877E-3,0,1.0094549548185994,null,{"$f":"J40*VLOOKUP($B40,$AR$36:$AZ$47,MATCH(AG$2,$AS$2:$BA$2,0)+1,FALSE)","v":0.26137406387444573},{"$f":"K40*VLOOKUP($B40,$AR$36:$AZ$47,MATCH(AH$2,$AS$2:$BA$2,0)+1,FALSE)","v":0.4538673196654352},{"$f":"L40*VLOOKUP($B40,$AR$36:$AZ$47,MATCH(AI$2,$AS$2:$BA$2,0)+1,FALSE)","v":0},{"$f":"M40*VLOOKUP($B40,$AR$36:$AZ$47,MATCH(AJ$2,$AS$2:$BA$2,0)+1,FALSE)","v":0.10771156026546026},{"$f":"N40*VLOOKUP($B40,$AR$36:$AZ$47,MATCH(AK$2,$AS$2:$BA$2,0)+1,FALSE)","v":9.084534807750512E-2},{"$f":"O40*VLOOKUP($B40,$AR$36:$AZ$47,MATCH(AL$2,$AS$2:$BA$2,0)+1,FALSE)","v":7.1011204932188668E-2},{"$f":"P40*VLOOKUP($B40,$AR$36:$AZ$47,MATCH(AM$2,$AS$2:$BA$2,0)+1,FALSE)","v":0},{"$f":"Q40*VLOOKUP($B40,$AR$36:$AZ$47,MATCH(AN$2,$AS$2:$BA$2,0)+1,FALSE)","v":1.4098715321122319E-3},{"$f":"R40*VLOOKUP($B40,$AR$36:$BA$47,MATCH(AO$2,$AS$2:$BA$2,0)+1,FALSE)","v":0},0.9862193683471473,null,5,{"$f":"AS27/AS14","v":0.85364684867420626},0.890209931494648,0.36804158116258218,0.85825704312367446,0.76485670012338669,0.89279126011378274,0.50047877427326182,0.72735170869557253,1]
[2006,1,2,15,null,2013,1,2,15,0.28199528723223594,0.52590914813578471,0,0.11781743434455584,0.11542170000000002,7.9493999999999995E-2,0,1.844841099551928E-3,0,1.1224824108121285,null,null,0.26699736540708435,0.10323484016396267,0.46553228421426773,9.0982741565585556E-2,7.3280489101954033E-2,0,0,1.3484631500345877E-3,0,1.0013761836028889,null,{"$f":"J41*VLOOKUP($B41,$AR$36:$AZ$47,MATCH(AG$2,$AS$2:$BA$2,0)+1,FALSE)","v":0.27058527259809612},{"$f":"K41*VLOOKUP($B41,$AR$36:$AZ$47,MATCH(AH$2,$AS$2:$BA$2,0)+1,FALSE)","v":0.44477913687861326},{"$f":"L41*VLOOKUP($B41,$AR$36:$AZ$47,MATCH(AI$2,$AS$2:$BA$2,0)+1,FALSE)","v":0},{"$f":"M41*VLOOKUP($B41,$AR$36:$AZ$47,MATCH(AJ$2,$AS$2:$BA$2,0)+1,FALSE)","v":0.10132253773775268},{"$f":"N41*VLOOKUP($B41,$AR$36:$AZ$47,MATCH(AK$2,$AS$2:$BA$2,0)+1,FALSE)","v":9.0288076561469657E-2},{"$f":"O41*VLOOKUP($B41,$AR$36:$AZ$47,MATCH(AL$2,$AS$2:$BA$2,0)+1,FALSE)","v":7.0449340116805675E-2},{"$f":"P41*VLOOKUP($B41,$AR$36:$AZ$47,MATCH(AM$2,$AS$2:$BA$2,0)+1,FALSE)","v":0},{"$f":"Q41*VLOOKUP($B41,$AR$36:$AZ$47,MATCH(AN$2,$AS$2:$BA$2,0)+1,FALSE)","v":1.4098715321122319E-3},{"$f":"R41*VLOOKUP($B41,$AR$36:$BA$47,MATCH(AO$2,$AS$2:$BA$2,0)+1,FALSE)","v":0},0.9788342354248496,null,6,{"$f":"AS28/AS15","v":0.95008720360444454},0.86939984582449714,0.30228906019196994,0.84293151191563664,0.81389135746828567,0.90236065822346134,0.50047877427326182,0.74903371136425578,1,"Monthly Scaling Factors"]
[2006,1,2,16,null,2013,1,2,16,0.30681308587501088,0.51988955859968589,0,0.11596676397628217,0.11500830000000002,7.8272999999999995E-2,0,1.844841099551928E-3,0,1.137795549550531,null,null,0.29049522921133786,0.10161323245600512,0.46020377210013952,9.0656873333154281E-2,7.21549264532826E-2,0,0,1.3484631500345877E-3,0,1.016472496703954,null,{"$f":"J42*VLOOKUP($B42,$AR$36:$AZ$47,MATCH(AG$2,$AS$2:$BA$2,0)+1,FALSE)","v":0.2943989003964555},{"$f":"K42*VLOOKUP($B42,$AR$36:$AZ$47,MATCH(AH$2,$AS$2:$BA$2,0)+1,FALSE)","v":0.43968816660794913},{"$f":"L42*VLOOKUP($B42,$AR$36:$AZ$47,MATCH(AI$2,$AS$2:$BA$2,0)+1,FALSE)","v":0},{"$f":"M42*VLOOKUP($B42,$AR$36:$AZ$47,MATCH(AJ$2,$AS$2:$BA$2,0)+1,FALSE)","v":9.9730968380698393E-2},{"$f":"N42*VLOOKUP($B42,$AR$36:$AZ$47,MATCH(AK$2,$AS$2:$BA$2,0)+1,FALSE)","v":8.996469637515711E-2},{"$f":"O42*VLOOKUP($B42,$AR$36:$AZ$47,MATCH(AL$2,$AS$2:$BA$2,0)+1,FALSE)","v":6.9367262925034978E-2},{"$f":"P42*VLOOKUP($B42,$AR$36:$AZ$47,MATCH(AM$2,$AS$2:$BA$2,0)+1,FALSE)","v":0},{"$f":"Q42*VLOOKUP($B42,$AR$36:$AZ$47,MATCH(AN$2,$AS$2:$BA$2,0)+1,FALSE)","v":1.4098715321122319E-3},{"$f":"R42*VLOOKUP($B42,$AR$36:$BA$47,MATCH(AO$2,$AS$2:$BA$2,0)+1,FALSE)","v":0},0.99455986621740733,null,7,{"$f":"AS29/AS16","v":1.0992435866696186},0.89439224785066895,0.31937440160650865,0.87934661595876606,0.798377149576458,0.89788778520786228,0.50047877427326182,0.73614430404153153,1]
[2006,1,2,17,null,2013,1,2,17,0.35782681241931236,0.52386944358462562,2.6657277015437559E-3,0.12437934114140334,0.11353429999999998,7.7043E-2,5.426896114886352E-6,1.9505901751463563E-3,0,1.2012746419181464,null,null,0.33879579026188056,0.1089845613585549,0.4637267474172958,8.9494972572139009E-2,7.1021067274031305E-2,1.490843805204657E-3,2.716046315686648E-6,1.4257590925544842E-3,0,1.074942457827976,null,{"$f":"J43*VLOOKUP($B43,$AR$36:$AZ$47,MATCH(AG$2,$AS$2:$BA$2,0)+1,FALSE)","v":0.34334852377036207},{"$f":"K43*VLOOKUP($B43,$AR$36:$AZ$47,MATCH(AH$2,$AS$2:$BA$2,0)+1,FALSE)","v":0.44305408981874028},{"$f":"L43*VLOOKUP($B43,$AR$36:$AZ$47,MATCH(AI$2,$AS$2:$BA$2,0)+1,FALSE)","v":1.9705640713515659E-3},{"$f":"M43*VLOOKUP($B43,$AR$36:$AZ$47,MATCH(AJ$2,$AS$2:$BA$2,0)+1,FALSE)","v":0.10696575219708977},{"$f":"N43*VLOOKUP($B43,$AR$36:$AZ$47,MATCH(AK$2,$AS$2:$BA$2,0)+1,FALSE)","v":8.8811666876790596E-2},{"$f":"O43*VLOOKUP($B43,$AR$36:$AZ$47,MATCH(AL$2,$AS$2:$BA$2,0)+1,FALSE)","v":6.8277209734307745E-2},{"$f":"P43*VLOOKUP($B43,$AR$36:$AZ$47,MATCH(AM$2,$AS$2:$BA$2,0)+1,FALSE)","v":2.716046315686648E-6},{"$f":"Q43*VLOOKUP($B43,$AR$36:$AZ$47,MATCH(AN$2,$AS$2:$BA$2,0)+1,FALSE)","v":1.4906874957548353E-3},{"$f":"R43*VLOOKUP($B43,$AR$36:$BA$47,MATCH(AO$2,$AS$2:$BA$2,0)+1,FALSE)","v":0},1.0539212100107125,null,8,{"$f":"AS30/AS17","v":1.0420871302531869},0.90107851974895525,0.40541157338080058,0.88217580342873525,0.80289505744495626,0.93535299899177171,0.50047877427326182,0.72460371285101577,1]
[2006,1,2,18,null,2013,1,2,18,0.42697914433481549,0.53221148661131434,8.4180874785592386E-3,0.14122074164715787,0.11159900000000002,7.6066999999999996E-2,1.71375666785885E-5,2.1787855487974887E-3,0,1.2986913831873232,null,null,0.40427025479784301,0.12374145450447314,0.47111108434886301,8.7969445745278249E-2,7.0121354624479049E-2,4.7079278059094483E-3,8.5769883653262672E-6,1.5925556000974171E-3,0,1.1635226544153086,null,{"$f":"J44*VLOOKUP($B44,$AR$36:$AZ$47,MATCH(AG$2,$AS$2:$BA$2,0)+1,FALSE)","v":0.40970283332568658},{"$f":"K44*VLOOKUP($B44,$AR$36:$AZ$47,MATCH(AH$2,$AS$2:$BA$2,0)+1,FALSE)","v":0.45010923748134929},{"$f":"L44*VLOOKUP($B44,$AR$36:$AZ$47,MATCH(AI$2,$AS$2:$BA$2,0)+1,FALSE)","v":6.2228339095312677E-3},{"$f":"M44*VLOOKUP($B44,$AR$36:$AZ$47,MATCH(AJ$2,$AS$2:$BA$2,0)+1,FALSE)","v":0.12144929147796167},{"$f":"N44*VLOOKUP($B44,$AR$36:$AZ$47,MATCH(AK$2,$AS$2:$BA$2,0)+1,FALSE)","v":8.7297787644640926E-2},{"$f":"O44*VLOOKUP($B44,$AR$36:$AZ$47,MATCH(AL$2,$AS$2:$BA$2,0)+1,FALSE)","v":6.7412256958576208E-2},{"$f":"P44*VLOOKUP($B44,$AR$36:$AZ$47,MATCH(AM$2,$AS$2:$BA$2,0)+1,FALSE)","v":8.5769883653262672E-6},{"$f":"Q44*VLOOKUP($B44,$AR$36:$AZ$47,MATCH(AN$2,$AS$2:$BA$2,0)+1,FALSE)","v":1.66507983835203E-3},{"$f":"R44*VLOOKUP($B44,$AR$36:$BA$47,MATCH(AO$2,$AS$2:$BA$2,0)+1,FALSE)","v":0},1.1438678976244632,null,9,{"$f":"AS31/AS18","v":0.90846504141823448},0.88918539580336253,0.55639654519425674,0.86816456451000368,0.79171019844436641,0.99998736924871556,0.50047877427326182,0.71576179394534345,1]
[2006,1,2,19,null,2013,1,2,19,0.47101256949571252,0.50238158886508277,8.4180874785592386E-3,0.1256118042620582,0.1032021,7.1156999999999998E-2,1.71375666785885E-5,2.1787855487974887E-3,0,1.283979073216889,null,null,0.44596176185528991,0.11006447906323596,0.44470580030901247,8.1350473899844788E-2,6.5595136274784804E-2,4.7079278059094483E-3,8.5769883653262672E-6,1.5925556000974171E-3,0,1.1539867117965403,null,{"$f":"J45*VLOOKUP($B45,$AR$36:$AZ$47,MATCH(AG$2,$AS$2:$BA$2,0)+1,FALSE)","v":0.45195459032323104},{"$f":"K45*VLOOKUP($B45,$AR$36:$AZ$47,MATCH(AH$2,$AS$2:$BA$2,0)+1,FALSE)","v":0.42488108501475524},{"$f":"L45*VLOOKUP($B45,$AR$36:$AZ$47,MATCH(AI$2,$AS$2:$BA$2,0)+1,FALSE)","v":6.2228339095312677E-3},{"$f":"M45*VLOOKUP($B45,$AR$36:$AZ$47,MATCH(AJ$2,$AS$2:$BA$2,0)+1,FALSE)","v":0.10802566571284111},{"$f":"N45*VLOOKUP($B45,$AR$36:$AZ$47,MATCH(AK$2,$AS$2:$BA$2,0)+1,FALSE)","v":8.0729352505676547E-2},{"$f":"O45*VLOOKUP($B45,$AR$36:$AZ$47,MATCH(AL$2,$AS$2:$BA$2,0)+1,FALSE)","v":6.3060906416730081E-2},{"$f":"P45*VLOOKUP($B45,$AR$36:$AZ$47,MATCH(AM$2,$AS$2:$BA$2,0)+1,FALSE)","v":8.5769883653262672E-6},{"$f":"Q45*VLOOKUP($B45,$AR$36:$AZ$47,MATCH(AN$2,$AS$2:$BA$2,0)+1,FALSE)","v":1.66507983835203E-3},{"$f":"R45*VLOOKUP($B45,$AR$36:$BA$47,MATCH(AO$2,$AS$2:$BA$2,0)+1,FALSE)","v":0},1.1365480907094825,null,10,{"$f":"AS32/AS19","v":0.89827402750387075},0.8834059574726425,0.70913728317477487,0.86095411140381684,0.77230785970327687,0.98326113111485414,0.50047877427326182,0.71623571425168431,1]
[2006,1,2,20,null,2013,1,2,20,0.47138154727514359,0.48589210778252201,8.4180874785592386E-3,0.1197004000714694,9.8661499999999985E-2,6.9862999999999995E-2,1.71375666785885E-5,2.1787855487974887E-3,0,1.2561125657231704,null,null,0.44631111554828523,0.10488474594347283,0.43010938984328217,7.7771283536570826E-2,6.4402279544743174E-2,4.7079278059094483E-3,8.5769883653262672E-6,1.5925556000974171E-3,0,1.1297878748107266,null,{"$f":"J46*VLOOKUP($B46,$AR$36:$AZ$47,MATCH(AG$2,$AS$2:$BA$2,0)+1,FALSE)","v":0.45230863862669712},{"$f":"K46*VLOOKUP($B46,$AR$36:$AZ$47,MATCH(AH$2,$AS$2:$BA$2,0)+1,FALSE)","v":0.41093537368899602},{"$f":"L46*VLOOKUP($B46,$AR$36:$AZ$47,MATCH(AI$2,$AS$2:$BA$2,0)+1,FALSE)","v":6.2228339095312677E-3},{"$f":"M46*VLOOKUP($B46,$AR$36:$AZ$47,MATCH(AJ$2,$AS$2:$BA$2,0)+1,FALSE)","v":0.10294188097829668},{"$f":"N46*VLOOKUP($B46,$AR$36:$AZ$47,MATCH(AK$2,$AS$2:$BA$2,0)+1,FALSE)","v":7.7177489723937842E-2},{"$f":"O46*VLOOKUP($B46,$AR$36:$AZ$47,MATCH(AL$2,$AS$2:$BA$2,0)+1,FALSE)","v":6.1914135011200779E-2},{"$f":"P46*VLOOKUP($B46,$AR$36:$AZ$47,MATCH(AM$2,$AS$2:$BA$2,0)+1,FALSE)","v":8.5769883653262672E-6},{"$f":"Q46*VLOOKUP($B46,$AR$36:$AZ$47,MATCH(AN$2,$AS$2:$BA$2,0)+1,FALSE)","v":1.66507983835203E-3},{"$f":"R46*VLOOKUP($B46,$AR$36:$BA$47,MATCH(AO$2,$AS$2:$BA$2,0)+1,FALSE)","v":0},1.113174008765377,null,11,{"$f":"AS33/AS20","v":0.88684713823432115},0.8867974959048367,0.73758671500156814,0.87790120063721522,0.77772666310817995,0.93157187240794104,0.50047877427326182,0.70507819532922333,1]
[2006,1,2,21,null,2013,1,2,21,0.44114421447570407,0.48114480904153634,8.4180874785592386E-3,0.12893033516258115,9.6971800000000039E-2,6.898E-2,1.71375666785885E-5,2.1787855487974887E-3,0,1.2277851692738571,null,null,0.41768195555903032,0.11297226608983817,0.42590710350813749,7.6439354285629577E-2,6.35882977111831E-2,4.7079278059094483E-3,8.5769883653262672E-6,1.5925556000974171E-3,0,1.1028980375481909,null,{"$f":"J47*VLOOKUP($B47,$AR$36:$AZ$47,MATCH(AG$2,$AS$2:$BA$2,0)+1,FALSE)","v":0.42329476035064767},{"$f":"K47*VLOOKUP($B47,$AR$36:$AZ$47,MATCH(AH$2,$AS$2:$BA$2,0)+1,FALSE)","v":0.40692042273405393},{"$f":"L47*VLOOKUP($B47,$AR$36:$AZ$47,MATCH(AI$2,$AS$2:$BA$2,0)+1,FALSE)","v":6.2228339095312677E-3},{"$f":"M47*VLOOKUP($B47,$AR$36:$AZ$47,MATCH(AJ$2,$AS$2:$BA$2,0)+1,FALSE)","v":0.11087958944893944},{"$f":"N47*VLOOKUP($B47,$AR$36:$AZ$47,MATCH(AK$2,$AS$2:$BA$2,0)+1,FALSE)","v":7.5855729925165941E-2},{"$f":"O47*VLOOKUP($B47,$AR$36:$AZ$47,MATCH(AL$2,$AS$2:$BA$2,0)+1,FALSE)","v":6.1131600891353506E-2},{"$f":"P47*VLOOKUP($B47,$AR$36:$AZ$47,MATCH(AM$2,$AS$2:$BA$2,0)+1,FALSE)","v":8.5769883653262672E-6},{"$f":"Q47*VLOOKUP($B47,$AR$36:$AZ$47,MATCH(AN$2,$AS$2:$BA$2,0)+1,FALSE)","v":1.66507983835203E-3},{"$f":"R47*VLOOKUP($B47,$AR$36:$BA$47,MATCH(AO$2,$AS$2:$BA$2,0)+1,FALSE)","v":0},1.0859785940864091,null,12,{"$f":"AS34/AS21","v":0.95315084150039409},0.86570103221331374,0.71624973865353359,0.86961551689121519,0.77978884460823816,0.96381325405598806,0.50047877427326182,0.71816108307426263,1]
[2006,1,2,22,null,2013,1,2,22,0.40008175837163701,0.46196672085150181,8.4180874785592386E-3,0.13431957501912928,9.4988699999999981E-2,6.8044999999999994E-2,1.71375666785885E-5,2.1787855487974887E-3,0,1.1700157648363034,null,null,0.3788034065430641,0.11769446461920813,0.40893075077950175,7.4876148451729033E-2,6.2726380367605875E-2,4.7079278059094483E-3,8.5769883653262672E-6,1.5925556000974171E-3,0,1.0493402111554813,null,{"$f":"J48*VLOOKUP($B48,$AR$36:$AZ$47,MATCH(AG$2,$AS$2:$BA$2,0)+1,FALSE)","v":0.38389376188886837},{"$f":"K48*VLOOKUP($B48,$AR$36:$AZ$47,MATCH(AH$2,$AS$2:$BA$2,0)+1,FALSE)","v":0.39070086553033878},{"$f":"L48*VLOOKUP($B48,$AR$36:$AZ$47,MATCH(AI$2,$AS$2:$BA$2,0)+1,FALSE)","v":6.2228339095312677E-3},{"$f":"M48*VLOOKUP($B48,$AR$36:$AZ$47,MATCH(AJ$2,$AS$2:$BA$2,0)+1,FALSE)","v":0.11551431487629832},{"$f":"N48*VLOOKUP($B48,$AR$36:$AZ$47,MATCH(AK$2,$AS$2:$BA$2,0)+1,FALSE)","v":7.4304459370070533E-2},{"$f":"O48*VLOOKUP($B48,$AR$36:$AZ$47,MATCH(AL$2,$AS$2:$BA$2,0)+1,FALSE)","v":6.0302983221979543E-2},{"$f":"P48*VLOOKUP($B48,$AR$36:$AZ$47,MATCH(AM$2,$AS$2:$BA$2,0)+1,FALSE)","v":8.5769883653262672E-6},{"$f":"Q48*VLOOKUP($B48,$AR$36:$AZ$47,MATCH(AN$2,$AS$2:$BA$2,0)+1,FALSE)","v":1.66507983835203E-3},{"$f":"R48*VLOOKUP($B48,$AR$36:$BA$47,MATCH(AO$2,$AS$2:$BA$2,0)+1,FALSE)","v":0},1.032612875623804]
[2006,1,2,23,null,2013,1,2,23,0.35139983198585723,0.43631587840632247,8.4180874785592386E-3,0.13001078876250499,9.2852699999999982E-2,6.6752000000000006E-2,1.71375666785885E-5,2.1787855487974887E-3,0,1.0879452097487199,null,null,0.3327106288391572,0.11391898891836724,0.38622474667621981,7.3192417091126213E-2,6.1534445474295367E-2,4.7079278059094483E-3,8.5769883653262672E-6,1.5925556000974171E-3,0,0.973890287393538,null,{"$f":"J49*VLOOKUP($B49,$AR$36:$AZ$47,MATCH(AG$2,$AS$2:$BA$2,0)+1,FALSE)","v":0.3371815900260513},{"$f":"K49*VLOOKUP($B49,$AR$36:$AZ$47,MATCH(AH$2,$AS$2:$BA$2,0)+1,FALSE)","v":0.36900708134077287},{"$f":"L49*VLOOKUP($B49,$AR$36:$AZ$47,MATCH(AI$2,$AS$2:$BA$2,0)+1,FALSE)","v":6.2228339095312677E-3},{"$f":"M49*VLOOKUP($B49,$AR$36:$AZ$47,MATCH(AJ$2,$AS$2:$BA$2,0)+1,FALSE)","v":0.11180877536493909},{"$f":"N49*VLOOKUP($B49,$AR$36:$AZ$47,MATCH(AK$2,$AS$2:$BA$2,0)+1,FALSE)","v":7.2633583516264019E-2},{"$f":"O49*VLOOKUP($B49,$AR$36:$AZ$47,MATCH(AL$2,$AS$2:$BA$2,0)+1,FALSE)","v":5.9157098038556531E-2},{"$f":"P49*VLOOKUP($B49,$AR$36:$AZ$47,MATCH(AM$2,$AS$2:$BA$2,0)+1,FALSE)","v":8.5769883653262672E-6},{"$f":"Q49*VLOOKUP($B49,$AR$36:$AZ$47,MATCH(AN$2,$AS$2:$BA$2,0)+1,FALSE)","v":1.66507983835203E-3},{"$f":"R49*VLOOKUP($B49,$AR$36:$BA$47,MATCH(AO$2,$AS$2:$BA$2,0)+1,FALSE)","v":0},0.95768461902283242]
[2006,1,2,24,null,2013,1,2,24,0.2530951868008488,0.43001166413225278,8.4180874785592386E-3,0.14446207184841967,9.1734300000000005E-2,6.5801999999999999E-2,1.71375666785885E-5,2.1787855487974887E-3,0,0.99571923337555646,null,null,0.23963431707065661,0.12658159617881398,0.38064428609365142,7.2310822918046552E-2,6.0658700579751666E-2,4.7079278059094483E-3,8.5769883653262672E-6,1.5925556000974171E-3,0,0.88613878323529238,null,{"$f":"J50*VLOOKUP($B50,$AR$36:$AZ$47,MATCH(AG$2,$AS$2:$BA$2,0)+1,FALSE)","v":0.24285451996711627},{"$f":"K50*VLOOKUP($B50,$AR$36:$AZ$47,MATCH(AH$2,$AS$2:$BA$2,0)+1,FALSE)","v":0.36367539431182888},{"$f":"L50*VLOOKUP($B50,$AR$36:$AZ$47,MATCH(AI$2,$AS$2:$BA$2,0)+1,FALSE)","v":6.2228339095312677E-3},{"$f":"M50*VLOOKUP($B50,$AR$36:$AZ$47,MATCH(AJ$2,$AS$2:$BA$2,0)+1,FALSE)","v":0.12423682291136061},{"$f":"N50*VLOOKUP($B50,$AR$36:$AZ$47,MATCH(AK$2,$AS$2:$BA$2,0)+1,FALSE)","v":7.1758720428765341E-2},{"$f":"O50*VLOOKUP($B50,$AR$36:$AZ$47,MATCH(AL$2,$AS$2:$BA$2,0)+1,FALSE)","v":5.831518703758834E-2},{"$f":"P50*VLOOKUP($B50,$AR$36:$AZ$47,MATCH(AM$2,$AS$2:$BA$2,0)+1,FALSE)","v":8.5769883653262672E-6},{"$f":"Q50*VLOOKUP($B50,$AR$36:$AZ$47,MATCH(AN$2,$AS$2:$BA$2,0)+1,FALSE)","v":1.66507983835203E-3},{"$f":"R50*VLOOKUP($B50,$AR$36:$BA$47,MATCH(AO$2,$AS$2:$BA$2,0)+1,FALSE)","v":0},0.86873713539290798]
[2006,1,3,1,null,2013,1,3,1,0.23867894396253089,0.35428848841576627,8.4180874785592386E-3,9.4189347468877443E-2,9.0937899999999974E-2,6.4744999999999997E-2,1.71375666785885E-5,2.1787855487974887E-3,0,0.85345369044120978,null,null,0.22598480223415607,8.2531267848363385E-2,0.31361449000774516,7.1683049671050242E-2,5.9684319154980417E-2,4.7079278059094483E-3,8.5769883653262672E-6,1.5925556000974171E-3,0,0.75980698931066748,null,{"$f":"J51*VLOOKUP($B51,$AR$36:$AZ$47,MATCH(AG$2,$AS$2:$BA$2,0)+1,FALSE)","v":0.22902158312433105},{"$f":"K51*VLOOKUP($B51,$AR$36:$AZ$47,MATCH(AH$2,$AS$2:$BA$2,0)+1,FALSE)","v":0.29963374594675696},{"$f":"L51*VLOOKUP($B51,$AR$36:$AZ$47,MATCH(AI$2,$AS$2:$BA$2,0)+1,FALSE)","v":6.2228339095312677E-3},{"$f":"M51*VLOOKUP($B51,$AR$36:$AZ$47,MATCH(AJ$2,$AS$2:$BA$2,0)+1,FALSE)","v":8.1002474434299421E-2},{"$f":"N51*VLOOKUP($B51,$AR$36:$AZ$47,MATCH(AK$2,$AS$2:$BA$2,0)+1,FALSE)","v":7.1135740311737458E-2},{"$f":"O51*VLOOKUP($B51,$AR$36:$AZ$47,MATCH(AL$2,$AS$2:$BA$2,0)+1,FALSE)","v":5.7378450271247938E-2},{"$f":"P51*VLOOKUP($B51,$AR$36:$AZ$47,MATCH(AM$2,$AS$2:$BA$2,0)+1,FALSE)","v":8.5769883653262672E-6},{"$f":"Q51*VLOOKUP($B51,$AR$36:$AZ$47,MATCH(AN$2,$AS$2:$BA$2,0)+1,FALSE)","v":1.66507983835203E-3},{"$f":"R51*VLOOKUP($B51,$AR$36:$BA$47,MATCH(AO$2,$AS$2:$BA$2,0)+1,FALSE)","v":0},0.7460684848246214]
[2006,1,3,2,null,2013,1,3,2,0.22688646928580894,0.34385709345917276,8.4180874785592386E-3,8.6985594926934945E-2,9.0316099999999983E-2,6.4158999999999994E-2,1.71375666785885E-5,2.1787855487974887E-3,0,0.82281826826595184,null,null,0.21481951042656094,7.621914395612775E-2,0.30438066865495444,7.1192907274035808E-2,5.9144122830556624E-2,4.7079278059094483E-3,8.5769883653262672E-6,1.5925556000974171E-3,0,0.73206541353660781,null,{"$f":"J52*VLOOKUP($B52,$AR$36:$AZ$47,MATCH(AG$2,$AS$2:$BA$2,0)+1,FALSE)","v":0.21770625226782941},{"$f":"K52*VLOOKUP($B52,$AR$36:$AZ$47,MATCH(AH$2,$AS$2:$BA$2,0)+1,FALSE)","v":0.2908115627585009},{"$f":"L52*VLOOKUP($B52,$AR$36:$AZ$47,MATCH(AI$2,$AS$2:$BA$2,0)+1,FALSE)","v":6.2228339095312677E-3},{"$f":"M52*VLOOKUP($B52,$AR$36:$AZ$47,MATCH(AJ$2,$AS$2:$BA$2,0)+1,FALSE)","v":7.4807275117279762E-2},{"$f":"N52*VLOOKUP($B52,$AR$36:$AZ$47,MATCH(AK$2,$AS$2:$BA$2,0)+1,FALSE)","v":7.0649340215343789E-2},{"$f":"O52*VLOOKUP($B52,$AR$36:$AZ$47,MATCH(AL$2,$AS$2:$BA$2,0)+1,FALSE)","v":5.6859124116966503E-2},{"$f":"P52*VLOOKUP($B52,$AR$36:$AZ$47,MATCH(AM$2,$AS$2:$BA$2,0)+1,FALSE)","v":8.5769883653262672E-6},{"$f":"Q52*VLOOKUP($B52,$AR$36:$AZ$47,MATCH(AN$2,$AS$2:$BA$2,0)+1,FALSE)","v":1.66507983835203E-3},{"$f":"R52*VLOOKUP($B52,$AR$36:$BA$47,MATCH(AO$2,$AS$2:$BA$2,0)+1,FALSE)","v":0},0.71873004521216899]
[2006,1,3,3,null,2013,1,3,3,0.22108922038631557,0.34125748589785398,8.4180874785592386E-3,8.8656565921339983E-2,8.9196400000000023E-2,6.3722000000000001E-2,1.71375666785885E-5,2.1787855487974887E-3,0,0.81453568279954491,null,null,0.20933058826064146,7.7683294185554239E-2,0.30207950836829417,7.0310288358086878E-2,5.8741280179066532E-2,4.7079278059094483E-3,8.5769883653262672E-6,1.5925556000974171E-3,0,0.72445401974601542,null,{"$f":"J53*VLOOKUP($B53,$AR$36:$AZ$47,MATCH(AG$2,$AS$2:$BA$2,0)+1,FALSE)","v":0.21214357003585094},{"$f":"K53*VLOOKUP($B53,$AR$36:$AZ$47,MATCH(AH$2,$AS$2:$BA$2,0)+1,FALSE)","v":0.28861298680399411},{"$f":"L53*VLOOKUP($B53,$AR$36:$AZ$47,MATCH(AI$2,$AS$2:$BA$2,0)+1,FALSE)","v":6.2228339095312677E-3},{"$f":"M53*VLOOKUP($B53,$AR$36:$AZ$47,MATCH(AJ$2,$AS$2:$BA$2,0)+1,FALSE)","v":7.6244303708007319E-2},{"$f":"N53*VLOOKUP($B53,$AR$36:$AZ$47,MATCH(AK$2,$AS$2:$BA$2,0)+1,FALSE)","v":6.9773460209020255E-2},{"$f":"O53*VLOOKUP($B53,$AR$36:$AZ$47,MATCH(AL$2,$AS$2:$BA$2,0)+1,FALSE)","v":5.6471845056521142E-2},{"$f":"P53*VLOOKUP($B53,$AR$36:$AZ$47,MATCH(AM$2,$AS$2:$BA$2,0)+1,FALSE)","v":8.5769883653262672E-6},{"$f":"Q53*VLOOKUP($B53,$AR$36:$AZ$47,MATCH(AN$2,$AS$2:$BA$2,0)+1,FALSE)","v":1.66507983835203E-3},{"$f":"R53*VLOOKUP($B53,$AR$36:$BA$47,MATCH(AO$2,$AS$2:$BA$2,0)+1,FALSE)","v":0},0.71114265654964248]
[2006,1,3,4,null,2013,1,3,4,0.22219745681559289,0.34002780512826714,8.4180874785592386E-3,8.6258137799683235E-2,8.929680000000001E-2,6.3747999999999999E-2,1.71375666785885E-5,2.1787855487974887E-3,0,0.8121422103375785,null,null,0.21037988312570605,7.5581726237130914E-2,0.30099100078186153,7.038943003814517E-2,5.8765247934075095E-2,4.7079278059094483E-3,8.5769883653262672E-6,1.5925556000974171E-3,0,0.72241634851129088,null,{"$f":"J54*VLOOKUP($B54,$AR$36:$AZ$47,MATCH(AG$2,$AS$2:$BA$2,0)+1,FALSE)","v":0.2132069653119294},{"$f":"K54*VLOOKUP($B54,$AR$36:$AZ$47,MATCH(AH$2,$AS$2:$BA$2,0)+1,FALSE)","v":0.28757300422663867},{"$f":"L54*VLOOKUP($B54,$AR$36:$AZ$47,MATCH(AI$2,$AS$2:$BA$2,0)+1,FALSE)","v":6.2228339095312677E-3},{"$f":"M54*VLOOKUP($B54,$AR$36:$AZ$47,MATCH(AJ$2,$AS$2:$BA$2,0)+1,FALSE)","v":7.4181664802145914E-2},{"$f":"N54*VLOOKUP($B54,$AR$36:$AZ$47,MATCH(AK$2,$AS$2:$BA$2,0)+1,FALSE)","v":6.9851997632111154E-2},{"$f":"O54*VLOOKUP($B54,$AR$36:$AZ$47,MATCH(AL$2,$AS$2:$BA$2,0)+1,FALSE)","v":5.649488683128448E-2},{"$f":"P54*VLOOKUP($B54,$AR$36:$AZ$47,MATCH(AM$2,$AS$2:$BA$2,0)+1,FALSE)","v":8.5769883653262672E-6},{"$f":"Q54*VLOOKUP($B54,$AR$36:$AZ$47,MATCH(AN$2,$AS$2:$BA$2,0)+1,FALSE)","v":1.66507983835203E-3},{"$f":"R54*VLOOKUP($B54,$AR$36:$BA$47,MATCH(AO$2,$AS$2:$BA$2,0)+1,FALSE)","v":0},0.70920500954035826]
[2006,1,3,5,null,2013,1,3,5,0.23209168916547743,0.3453052651417603,8.4180874785592386E-3,8.5744712421071193E-2,9.1843499999999967E-2,6.4017000000000004E-2,1.71375666785885E-5,2.1787855487974887E-3,0,0.82961617732234405,null,null,0.21974789064126829,7.513184895715104E-2,0.30566258336155189,7.2396901319066106E-2,5.9013222014740629E-2,4.7079278059094483E-3,8.5769883653262672E-6,1.5925556000974171E-3,0,0.73826150668815005,null,{"$f":"J55*VLOOKUP($B55,$AR$36:$AZ$47,MATCH(AG$2,$AS$2:$BA$2,0)+1,FALSE)","v":0.22270085999300462},{"$f":"K55*VLOOKUP($B55,$AR$36:$AZ$47,MATCH(AH$2,$AS$2:$BA$2,0)+1,FALSE)","v":0.29203633048371841},{"$f":"L55*VLOOKUP($B55,$AR$36:$AZ$47,MATCH(AI$2,$AS$2:$BA$2,0)+1,FALSE)","v":6.2228339095312677E-3},{"$f":"M55*VLOOKUP($B55,$AR$36:$AZ$47,MATCH(AJ$2,$AS$2:$BA$2,0)+1,FALSE)","v":7.3740120962820718E-2},{"$f":"N55*VLOOKUP($B55,$AR$36:$AZ$47,MATCH(AK$2,$AS$2:$BA$2,0)+1,FALSE)","v":7.1844141610055423E-2},{"$f":"O55*VLOOKUP($B55,$AR$36:$AZ$47,MATCH(AL$2,$AS$2:$BA$2,0)+1,FALSE)","v":5.6733280577874426E-2},{"$f":"P55*VLOOKUP($B55,$AR$36:$AZ$47,MATCH(AM$2,$AS$2:$BA$2,0)+1,FALSE)","v":8.5769883653262672E-6},{"$f":"Q55*VLOOKUP($B55,$AR$36:$AZ$47,MATCH(AN$2,$AS$2:$BA$2,0)+1,FALSE)","v":1.66507983835203E-3},{"$f":"R55*VLOOKUP($B55,$AR$36:$BA$47,MATCH(AO$2,$AS$2:$BA$2,0)+1,FALSE)","v":0},0.72495122436372228]
[2006,1,3,6,null,2013,1,3,6,0.25344692544343556,0.36486077636484271,8.4180874785592386E-3,8.4462709064103692E-2,9.5629600000000009E-2,6.6701999999999997E-2,1.71375666785885E-5,2.1787855487974887E-3,0,0.87571602146641725,null,null,0.23996734849045187,7.400852275010468E-2,0.32297302916940618,7.5381346686284462E-2,6.1488353637740426E-2,4.7079278059094483E-3,8.5769883653262672E-6,1.5925556000974171E-3,0,0.78012766112835974,null,{"$f":"J56*VLOOKUP($B56,$AR$36:$AZ$47,MATCH(AG$2,$AS$2:$BA$2,0)+1,FALSE)","v":0.24319202665888323},{"$f":"K56*VLOOKUP($B56,$AR$36:$AZ$47,MATCH(AH$2,$AS$2:$BA$2,0)+1,FALSE)","v":0.3085750870994845},{"$f":"L56*VLOOKUP($B56,$AR$36:$AZ$47,MATCH(AI$2,$AS$2:$BA$2,0)+1,FALSE)","v":6.2228339095312677E-3},{"$f":"M56*VLOOKUP($B56,$AR$36:$AZ$47,MATCH(AJ$2,$AS$2:$BA$2,0)+1,FALSE)","v":7.2637603035496101E-2},{"$f":"N56*VLOOKUP($B56,$AR$36:$AZ$47,MATCH(AK$2,$AS$2:$BA$2,0)+1,FALSE)","v":7.48058003507375E-2},{"$f":"O56*VLOOKUP($B56,$AR$36:$AZ$47,MATCH(AL$2,$AS$2:$BA$2,0)+1,FALSE)","v":5.9112786933242414E-2},{"$f":"P56*VLOOKUP($B56,$AR$36:$AZ$47,MATCH(AM$2,$AS$2:$BA$2,0)+1,FALSE)","v":8.5769883653262672E-6},{"$f":"Q56*VLOOKUP($B56,$AR$36:$AZ$47,MATCH(AN$2,$AS$2:$BA$2,0)+1,FALSE)","v":1.66507983835203E-3},{"$f":"R56*VLOOKUP($B56,$AR$36:$BA$47,MATCH(AO$2,$AS$2:$BA$2,0)+1,FALSE)","v":0},0.76621979481409241]
[2006,1,3,7,null,2013,1,3,7,0.29348580835912425,0.41240643073688343,8.4180874785592386E-3,9.2011334740868436E-2,0.10630479999999996,7.2572999999999999E-2,1.71375666785885E-5,2.1787855487974887E-3,0,0.98739538443091124,null,null,0.27787676306704256,8.0622833862324231E-2,0.36506021697121144,8.3796219823319654E-2,6.6900457086020451E-2,4.7079278059094483E-3,8.5769883653262672E-6,1.5925556000974171E-3,0,0.88056555120429048,null,{"$f":"J57*VLOOKUP($B57,$AR$36:$AZ$47,MATCH(AG$2,$AS$2:$BA$2,0)+1,FALSE)","v":0.28161086746505115},{"$f":"K57*VLOOKUP($B57,$AR$36:$AZ$47,MATCH(AH$2,$AS$2:$BA$2,0)+1,FALSE)","v":0.34878605355421732},{"$f":"L57*VLOOKUP($B57,$AR$36:$AZ$47,MATCH(AI$2,$AS$2:$BA$2,0)+1,FALSE)","v":6.2228339095312677E-3},{"$f":"M57*VLOOKUP($B57,$AR$36:$AZ$47,MATCH(AJ$2,$AS$2:$BA$2,0)+1,FALSE)","v":7.9129391914257288E-2},{"$f":"N57*VLOOKUP($B57,$AR$36:$AZ$47,MATCH(AK$2,$AS$2:$BA$2,0)+1,FALSE)","v":8.3156424842570464E-2},{"$f":"O57*VLOOKUP($B57,$AR$36:$AZ$47,MATCH(AL$2,$AS$2:$BA$2,0)+1,FALSE)","v":6.4315796919225829E-2},{"$f":"P57*VLOOKUP($B57,$AR$36:$AZ$47,MATCH(AM$2,$AS$2:$BA$2,0)+1,FALSE)","v":8.5769883653262672E-6},{"$f":"Q57*VLOOKUP($B57,$AR$36:$AZ$47,MATCH(AN$2,$AS$2:$BA$2,0)+1,FALSE)","v":1.66507983835203E-3},{"$f":"R57*VLOOKUP($B57,$AR$36:$BA$47,MATCH(AO$2,$AS$2:$BA$2,0)+1,FALSE)","v":0},0.86489502543157071]
[2006,1,3,8,null,2013,1,3,8,0.33100256668297828,0.46643184381282443,5.3314554030875205E-3,0.10935510396451945,0.11384739999999996,7.7590999999999993E-2,1.0853792229772723E-5,2.0563392507407852E-3,0,1.1056265629063804,null,null,0.31339819227033977,9.5819916141403769E-2,0.41288325645248808,8.9741777950886531E-2,7.1526233802673339E-2,2.9816876104093188E-3,5.4320926313733053E-6,1.5030550350743812E-3,0,0.98785955135590664,null,{"$f":"J58*VLOOKUP($B58,$AR$36:$AZ$47,MATCH(AG$2,$AS$2:$BA$2,0)+1,FALSE)","v":0.3176096331809361},{"$f":"K58*VLOOKUP($B58,$AR$36:$AZ$47,MATCH(AH$2,$AS$2:$BA$2,0)+1,FALSE)","v":0.39447717089379136},{"$f":"L58*VLOOKUP($B58,$AR$36:$AZ$47,MATCH(AI$2,$AS$2:$BA$2,0)+1,FALSE)","v":3.9411281427031387E-3},{"$f":"M58*VLOOKUP($B58,$AR$36:$AZ$47,MATCH(AJ$2,$AS$2:$BA$2,0)+1,FALSE)","v":9.4044966349013728E-2},{"$f":"N58*VLOOKUP($B58,$AR$36:$AZ$47,MATCH(AK$2,$AS$2:$BA$2,0)+1,FALSE)","v":8.9056587864537212E-2},{"$f":"O58*VLOOKUP($B58,$AR$36:$AZ$47,MATCH(AL$2,$AS$2:$BA$2,0)+1,FALSE)","v":6.8762859448550442E-2},{"$f":"P58*VLOOKUP($B58,$AR$36:$AZ$47,MATCH(AM$2,$AS$2:$BA$2,0)+1,FALSE)","v":5.4320926313733053E-6},{"$f":"Q58*VLOOKUP($B58,$AR$36:$AZ$47,MATCH(AN$2,$AS$2:$BA$2,0)+1,FALSE)","v":1.5715034593974391E-3},{"$f":"R58*VLOOKUP($B58,$AR$36:$BA$47,MATCH(AO$2,$AS$2:$BA$2,0)+1,FALSE)","v":0},0.96946928143156075]
[2006,1,3,9,null,2013,1,3,9,0.29911651640479003,0.50029712997493303,0,0.12119636730734594,0.11785640000000003,7.9518000000000005E-2,0,1.844841099551928E-3,0,1.1198292547866209,null,null,0.28320800185590617,0.10619555312023236,0.44286064718337864,9.2901927306999268E-2,7.3302613183500398E-2,0,0,1.3484631500345877E-3,0,0.99981720580005151,null,{"$f":"J59*VLOOKUP($B59,$AR$36:$AZ$47,MATCH(AG$2,$AS$2:$BA$2,0)+1,FALSE)","v":0.28701374737276403},{"$f":"K59*VLOOKUP($B59,$AR$36:$AZ$47,MATCH(AH$2,$AS$2:$BA$2,0)+1,FALSE)","v":0.42311818769816323},{"$f":"L59*VLOOKUP($B59,$AR$36:$AZ$47,MATCH(AI$2,$AS$2:$BA$2,0)+1,FALSE)","v":0},{"$f":"M59*VLOOKUP($B59,$AR$36:$AZ$47,MATCH(AJ$2,$AS$2:$BA$2,0)+1,FALSE)","v":0.1042284070137242},{"$f":"N59*VLOOKUP($B59,$AR$36:$AZ$47,MATCH(AK$2,$AS$2:$BA$2,0)+1,FALSE)","v":9.2192609071424125E-2},{"$f":"O59*VLOOKUP($B59,$AR$36:$AZ$47,MATCH(AL$2,$AS$2:$BA$2,0)+1,FALSE)","v":7.0470609447356461E-2},{"$f":"P59*VLOOKUP($B59,$AR$36:$AZ$47,MATCH(AM$2,$AS$2:$BA$2,0)+1,FALSE)","v":0},{"$f":"Q59*VLOOKUP($B59,$AR$36:$AZ$47,MATCH(AN$2,$AS$2:$BA$2,0)+1,FALSE)","v":1.4098715321122319E-3},{"$f":"R59*VLOOKUP($B59,$AR$36:$BA$47,MATCH(AO$2,$AS$2:$BA$2,0)+1,FALSE)","v":0},0.97843343213554423]
[2006,1,3,10,null,2013,1,3,10,0.27990434351361765,0.51589408043739904,0,0.12595155614836365,0.12009310000000004,8.0846000000000001E-2,0,1.844841099551928E-3,0,1.1245339211989323,null,null,0.26501762854848288,0.11036217890599075,0.45666699377633407,9.466503682678408E-2,7.4526812362399372E-2,0,0,1.3484631500345877E-3,0,1.0025871135700259,null,{"$f":"J60*VLOOKUP($B60,$AR$36:$AZ$47,MATCH(AG$2,$AS$2:$BA$2,0)+1,FALSE)","v":0.2685789320608386},{"$f":"K60*VLOOKUP($B60,$AR$36:$AZ$47,MATCH(AH$2,$AS$2:$BA$2,0)+1,FALSE)","v":0.43630905572018708},{"$f":"L60*VLOOKUP($B60,$AR$36:$AZ$47,MATCH(AI$2,$AS$2:$BA$2,0)+1,FALSE)","v":0},{"$f":"M60*VLOOKUP($B60,$AR$36:$AZ$47,MATCH(AJ$2,$AS$2:$BA$2,0)+1,FALSE)","v":0.10831785102067069},{"$f":"N60*VLOOKUP($B60,$AR$36:$AZ$47,MATCH(AK$2,$AS$2:$BA$2,0)+1,FALSE)","v":9.3942257021896514E-2},{"$f":"O60*VLOOKUP($B60,$AR$36:$AZ$47,MATCH(AL$2,$AS$2:$BA$2,0)+1,FALSE)","v":7.1647512404499361E-2},{"$f":"P60*VLOOKUP($B60,$AR$36:$AZ$47,MATCH(AM$2,$AS$2:$BA$2,0)+1,FALSE)","v":0},{"$f":"Q60*VLOOKUP($B60,$AR$36:$AZ$47,MATCH(AN$2,$AS$2:$BA$2,0)+1,FALSE)","v":1.4098715321122319E-3},{"$f":"R60*VLOOKUP($B60,$AR$36:$BA$47,MATCH(AO$2,$AS$2:$BA$2,0)+1,FALSE)","v":0},0.98020547976020456]
[2006,1,3,11,null,2013,1,3,11,0.26737732506213141,0.51574292997177151,0,0.12517836937944651,0.12086630000000002,8.1838999999999995E-2,0,1.844841099551928E-3,0,1.1128487655129014,null,null,0.25315685968322782,0.10968469163129235,0.45653319610087423,9.5274522354882429E-2,7.5442196236380293E-2,0,0,1.3484631500345877E-3,0,0.99143992915669166,null,{"$f":"J61*VLOOKUP($B61,$AR$36:$AZ$47,MATCH(AG$2,$AS$2:$BA$2,0)+1,FALSE)","v":0.25655877833484647},{"$f":"K61*VLOOKUP($B61,$AR$36:$AZ$47,MATCH(AH$2,$AS$2:$BA$2,0)+1,FALSE)","v":0.43618122266408049},{"$f":"L61*VLOOKUP($B61,$AR$36:$AZ$47,MATCH(AI$2,$AS$2:$BA$2,0)+1,FALSE)","v":0},{"$f":"M61*VLOOKUP($B61,$AR$36:$AZ$47,MATCH(AJ$2,$AS$2:$BA$2,0)+1,FALSE)","v":0.10765291339061818},{"$f":"N61*VLOOKUP($B61,$AR$36:$AZ$47,MATCH(AK$2,$AS$2:$BA$2,0)+1,FALSE)","v":9.4547089049126468E-2},{"$f":"O61*VLOOKUP($B61,$AR$36:$AZ$47,MATCH(AL$2,$AS$2:$BA$2,0)+1,FALSE)","v":7.2527530956037686E-2},{"$f":"P61*VLOOKUP($B61,$AR$36:$AZ$47,MATCH(AM$2,$AS$2:$BA$2,0)+1,FALSE)","v":0},{"$f":"Q61*VLOOKUP($B61,$AR$36:$AZ$47,MATCH(AN$2,$AS$2:$BA$2,0)+1,FALSE)","v":1.4098715321122319E-3},{"$f":"R61*VLOOKUP($B61,$AR$36:$BA$47,MATCH(AO$2,$AS$2:$BA$2,0)+1,FALSE)","v":0},0.96887740592682159]
[2006,1,3,12,null,2013,1,3,12,0.27230040061788757,0.51127271622678672,0,0.12063121737510739,0.12089219999999996,8.1851999999999994E-2,0,1.844841099551928E-3,0,1.1087933753193335,null,null,0.25781810142236511,0.10570035337965156,0.45257618409032924,9.5294938385893438E-2,7.5454180113884578E-2,0,0,1.3484631500345877E-3,0,0.98819222054215849,null,{"$f":"J62*VLOOKUP($B62,$AR$36:$AZ$47,MATCH(AG$2,$AS$2:$BA$2,0)+1,FALSE)","v":0.26128265778102405},{"$f":"K62*VLOOKUP($B62,$AR$36:$AZ$47,MATCH(AH$2,$AS$2:$BA$2,0)+1,FALSE)","v":0.43240061185286882},{"$f":"L62*VLOOKUP($B62,$AR$36:$AZ$47,MATCH(AI$2,$AS$2:$BA$2,0)+1,FALSE)","v":0},{"$f":"M62*VLOOKUP($B62,$AR$36:$AZ$47,MATCH(AJ$2,$AS$2:$BA$2,0)+1,FALSE)","v":0.10374238025838622},{"$f":"N62*VLOOKUP($B62,$AR$36:$AZ$47,MATCH(AK$2,$AS$2:$BA$2,0)+1,FALSE)","v":9.4567349201099077E-2},{"$f":"O62*VLOOKUP($B62,$AR$36:$AZ$47,MATCH(AL$2,$AS$2:$BA$2,0)+1,FALSE)","v":7.2539051843419355E-2},{"$f":"P62*VLOOKUP($B62,$AR$36:$AZ$47,MATCH(AM$2,$AS$2:$BA$2,0)+1,FALSE)","v":0},{"$f":"Q62*VLOOKUP($B62,$AR$36:$AZ$47,MATCH(AN$2,$AS$2:$BA$2,0)+1,FALSE)","v":1.4098715321122319E-3},{"$f":"R62*VLOOKUP($B62,$AR$36:$BA$47,MATCH(AO$2,$AS$2:$BA$2,0)+1,FALSE)","v":0},0.96594192246890975]
[2006,1,3,13,null,2013,1,3,13,0.27367951175727045,0.50747796903225773,0,0.11925587703003283,0.12062270000000003,8.1345000000000001E-2,0,1.844841099551928E-3,0,1.1042258989191129,null,null,0.25912386452370217,0.10449524276521063,0.44921709186737241,9.508250130645414E-2,7.4986808891217588E-2,0,0,1.3484631500345877E-3,0,0.98425397250399138,null,{"$f":"J63*VLOOKUP($B63,$AR$36:$AZ$47,MATCH(AG$2,$AS$2:$BA$2,0)+1,FALSE)","v":0.26260596771026296},{"$f":"K63*VLOOKUP($B63,$AR$36:$AZ$47,MATCH(AH$2,$AS$2:$BA$2,0)+1,FALSE)","v":0.42919126592717416},{"$f":"L63*VLOOKUP($B63,$AR$36:$AZ$47,MATCH(AI$2,$AS$2:$BA$2,0)+1,FALSE)","v":0},{"$f":"M63*VLOOKUP($B63,$AR$36:$AZ$47,MATCH(AJ$2,$AS$2:$BA$2,0)+1,FALSE)","v":0.10255959288238095},{"$f":"N63*VLOOKUP($B63,$AR$36:$AZ$47,MATCH(AK$2,$AS$2:$BA$2,0)+1,FALSE)","v":9.4356534106248544E-2},{"$f":"O63*VLOOKUP($B63,$AR$36:$AZ$47,MATCH(AL$2,$AS$2:$BA$2,0)+1,FALSE)","v":7.2089737235534232E-2},{"$f":"P63*VLOOKUP($B63,$AR$36:$AZ$47,MATCH(AM$2,$AS$2:$BA$2,0)+1,FALSE)","v":0},{"$f":"Q63*VLOOKUP($B63,$AR$36:$AZ$47,MATCH(AN$2,$AS$2:$BA$2,0)+1,FALSE)","v":1.4098715321122319E-3},{"$f":"R63*VLOOKUP($B63,$AR$36:$BA$47,MATCH(AO$2,$AS$2:$BA$2,0)+1,FALSE)","v":0},0.96221296939371315]
[2006,1,3,14,null,2013,1,3,14,0.26814263663611615,0.50240940494217368,0,0.11306166203761341,0.12039010000000004,8.0888000000000002E-2,0,1.844841099551928E-3,0,1.0867366447154552,null,null,0.25388146815443674,9.9067703129492965E-2,0.44473042296855719,9.4899151159227452E-2,7.4565529505105518E-2,0,0,1.3484631500345877E-3,0,0.96849273806685443,null,{"$f":"J64*VLOOKUP($B64,$AR$36:$AZ$47,MATCH(AG$2,$AS$2:$BA$2,0)+1,FALSE)","v":0.25729312408544974},{"$f":"K64*VLOOKUP($B64,$AR$36:$AZ$47,MATCH(AH$2,$AS$2:$BA$2,0)+1,FALSE)","v":0.42490461001104729},{"$f":"L64*VLOOKUP($B64,$AR$36:$AZ$47,MATCH(AI$2,$AS$2:$BA$2,0)+1,FALSE)","v":0},{"$f":"M64*VLOOKUP($B64,$AR$36:$AZ$47,MATCH(AJ$2,$AS$2:$BA$2,0)+1,FALSE)","v":9.723259195236815E-2},{"$f":"N64*VLOOKUP($B64,$AR$36:$AZ$47,MATCH(AK$2,$AS$2:$BA$2,0)+1,FALSE)","v":9.4174583861119612E-2},{"$f":"O64*VLOOKUP($B64,$AR$36:$AZ$47,MATCH(AL$2,$AS$2:$BA$2,0)+1,FALSE)","v":7.1684733732963218E-2},{"$f":"P64*VLOOKUP($B64,$AR$36:$AZ$47,MATCH(AM$2,$AS$2:$BA$2,0)+1,FALSE)","v":0},{"$f":"Q64*VLOOKUP($B64,$AR$36:$AZ$47,MATCH(AN$2,$AS$2:$BA$2,0)+1,FALSE)","v":1.4098715321122319E-3},{"$f":"R64*VLOOKUP($B64,$AR$36:$BA$47,MATCH(AO$2,$AS$2:$BA$2,0)+1,FALSE)","v":0},0.94669951517506035]
[2006,1,3,15,null,2013,1,3,15,0.27561432383915974,0.48962289778560475,0,0.10221682977467175,0.11956339999999996,8.0222000000000002E-2,0,1.844841099551928E-3,0,1.0690842924989881,null,null,0.26095577360804367,8.956516616203862E-2,0.43341186746363808,9.4247493520739398E-2,7.3951586242193834E-2,0,0,1.3484631500345877E-3,0,0.95348035014668808,null,{"$f":"J65*VLOOKUP($B65,$AR$36:$AZ$47,MATCH(AG$2,$AS$2:$BA$2,0)+1,FALSE)","v":0.26446249396551541},{"$f":"K65*VLOOKUP($B65,$AR$36:$AZ$47,MATCH(AH$2,$AS$2:$BA$2,0)+1,FALSE)","v":0.41409062885679176},{"$f":"L65*VLOOKUP($B65,$AR$36:$AZ$47,MATCH(AI$2,$AS$2:$BA$2,0)+1,FALSE)","v":0},{"$f":"M65*VLOOKUP($B65,$AR$36:$AZ$47,MATCH(AJ$2,$AS$2:$BA$2,0)+1,FALSE)","v":8.790607816148048E-2},{"$f":"N65*VLOOKUP($B65,$AR$36:$AZ$47,MATCH(AK$2,$AS$2:$BA$2,0)+1,FALSE)","v":9.3527901713019446E-2},{"$f":"O65*VLOOKUP($B65,$AR$36:$AZ$47,MATCH(AL$2,$AS$2:$BA$2,0)+1,FALSE)","v":7.1094509810179202E-2},{"$f":"P65*VLOOKUP($B65,$AR$36:$AZ$47,MATCH(AM$2,$AS$2:$BA$2,0)+1,FALSE)","v":0},{"$f":"Q65*VLOOKUP($B65,$AR$36:$AZ$47,MATCH(AN$2,$AS$2:$BA$2,0)+1,FALSE)","v":1.4098715321122319E-3},{"$f":"R65*VLOOKUP($B65,$AR$36:$BA$47,MATCH(AO$2,$AS$2:$BA$2,0)+1,FALSE)","v":0},0.93249148403909854]
[2006,1,3,16,null,2013,1,3,16,0.30389669006560788,0.48674385018546718,0,0.10346104497123927,0.11816269999999997,7.9144000000000006E-2,0,1.844841099551928E-3,0,1.0932531263218663,null,null,0.28773394193864105,9.0655381355246617E-2,0.43086334817964267,9.314337249227668E-2,7.2957846246069519E-2,0,0,1.3484631500345877E-3,0,0.97670235336191102,null,{"$f":"J66*VLOOKUP($B66,$AR$36:$AZ$47,MATCH(AG$2,$AS$2:$BA$2,0)+1,FALSE)","v":0.29160050698060608},{"$f":"K66*VLOOKUP($B66,$AR$36:$AZ$47,MATCH(AH$2,$AS$2:$BA$2,0)+1,FALSE)","v":0.41165572101926728},{"$f":"L66*VLOOKUP($B66,$AR$36:$AZ$47,MATCH(AI$2,$AS$2:$BA$2,0)+1,FALSE)","v":0},{"$f":"M66*VLOOKUP($B66,$AR$36:$AZ$47,MATCH(AJ$2,$AS$2:$BA$2,0)+1,FALSE)","v":8.8976098417051619E-2},{"$f":"N66*VLOOKUP($B66,$AR$36:$AZ$47,MATCH(AK$2,$AS$2:$BA$2,0)+1,FALSE)","v":9.2432210791471334E-2},{"$f":"O66*VLOOKUP($B66,$AR$36:$AZ$47,MATCH(AL$2,$AS$2:$BA$2,0)+1,FALSE)","v":7.0139162379606879E-2},{"$f":"P66*VLOOKUP($B66,$AR$36:$AZ$47,MATCH(AM$2,$AS$2:$BA$2,0)+1,FALSE)","v":0},{"$f":"Q66*VLOOKUP($B66,$AR$36:$AZ$47,MATCH(AN$2,$AS$2:$BA$2,0)+1,FALSE)","v":1.4098715321122319E-3},{"$f":"R66*VLOOKUP($B66,$AR$36:$BA$47,MATCH(AO$2,$AS$2:$BA$2,0)+1,FALSE)","v":0},0.9562135711201154]
[2006,1,3,17,null,2013,1,3,17,0.35201203866484609,0.48779342936197095,2.6657277015437559E-3,0.10653983512792997,0.11634209999999999,7.7804999999999999E-2,5.426896114886352E-6,1.9505901751463563E-3,0,1.145114147927552,null,null,{"$f":"$J67*$AS$6","v":0.33329027530055366},{"$f":"$M67*$AV$6","v":9.3353101022056129E-2},{"$f":"$K67*$AT$6","v":0.43179243068987},{"$f":"$N67*$AW$6","v":9.1708259517036303E-2},{"$f":"$O67*$AX$6","v":7.172350686312845E-2},{"$f":"$L67*$AU$6","v":1.490843805204657E-3},{"$f":"$P67*$AY$6","v":2.716046315686648E-6},{"$f":"$Q67*$AZ$6","v":1.4257590925544842E-3},0,{"$f":"SUM(V67:AD67)","v":1.0247868923367192},null,{"$f":"J67*VLOOKUP($B67,$AR$36:$AZ$47,MATCH(AG$2,$AS$2:$BA$2,0)+1,FALSE)","v":0.33776902576920309},{"$f":"K67*VLOOKUP($B67,$AR$36:$AZ$47,MATCH(AH$2,$AS$2:$BA$2,0)+1,FALSE)","v":0.41254338559377779},{"$f":"L67*VLOOKUP($B67,$AR$36:$AZ$47,MATCH(AI$2,$AS$2:$BA$2,0)+1,FALSE)","v":1.9705640713515659E-3},{"$f":"M67*VLOOKUP($B67,$AR$36:$AZ$47,MATCH(AJ$2,$AS$2:$BA$2,0)+1,FALSE)","v":9.162384604093568E-2},{"$f":"N67*VLOOKUP($B67,$AR$36:$AZ$47,MATCH(AK$2,$AS$2:$BA$2,0)+1,FALSE)","v":9.1008055089486256E-2},{"$f":"O67*VLOOKUP($B67,$AR$36:$AZ$47,MATCH(AL$2,$AS$2:$BA$2,0)+1,FALSE)","v":6.8952510979294862E-2},{"$f":"P67*VLOOKUP($B67,$AR$36:$AZ$47,MATCH(AM$2,$AS$2:$BA$2,0)+1,FALSE)","v":2.716046315686648E-6},{"$f":"Q67*VLOOKUP($B67,$AR$36:$AZ$47,MATCH(AN$2,$AS$2:$BA$2,0)+1,FALSE)","v":1.4906874957548353E-3},{"$f":"R67*VLOOKUP($B67,$AR$36:$BA$47,MATCH(AO$2,$AS$2:$BA$2,0)+1,FALSE)","v":0},1.0053607910861195]
[2006,1,3,18,null,2013,1,3,18,0.42162515427477876,0.49289516783932419,8.4180874785592386E-3,0.12093242078644184,0.11383510000000002,7.6629000000000003E-2,1.71375666785885E-5,2.1787855487974887E-3,0,1.2365308534945803,null,null,0.39920101674611536,0.10596427600026317,0.43630846539899221,8.9732082306815689E-2,7.063942686735647E-2,4.7079278059094483E-3,8.5769883653262672E-6,1.5925556000974171E-3,{"$f":"$R68*$BA$6","v":0},1.1081543277139152,null,{"$f":"J68*VLOOKUP($B68,$AR$36:$AZ$47,MATCH(AG$2,$AS$2:$BA$2,0)+1,FALSE)","v":0.4045654749176737},{"$f":"K68*VLOOKUP($B68,$AR$36:$AZ$47,MATCH(AH$2,$AS$2:$BA$2,0)+1,FALSE)","v":0.41685809821017006},{"$f":"L68*VLOOKUP($B68,$AR$36:$AZ$47,MATCH(AI$2,$AS$2:$BA$2,0)+1,FALSE)","v":6.2228339095312677E-3},{"$f":"M68*VLOOKUP($B68,$AR$36:$AZ$47,MATCH(AJ$2,$AS$2:$BA$2,0)+1,FALSE)","v":0.10400141402687267},{"$f":"N68*VLOOKUP($B68,$AR$36:$AZ$47,MATCH(AK$2,$AS$2:$BA$2,0)+1,FALSE)","v":8.9046966247963377E-2},{"$f":"O68*VLOOKUP($B68,$AR$36:$AZ$47,MATCH(AL$2,$AS$2:$BA$2,0)+1,FALSE)","v":6.7910313782306872E-2},{"$f":"P68*VLOOKUP($B68,$AR$36:$AZ$47,MATCH(AM$2,$AS$2:$BA$2,0)+1,FALSE)","v":8.5769883653262672E-6},{"$f":"Q68*VLOOKUP($B68,$AR$36:$AZ$47,MATCH(AN$2,$AS$2:$BA$2,0)+1,FALSE)","v":1.66507983835203E-3},{"$f":"R68*VLOOKUP($B68,$AR$36:$BA$47,MATCH(AO$2,$AS$2:$BA$2,0)+1,FALSE)","v":0},{"$f":"SUM(AG68:AO68)","v":1.0902787579212354}]
[2006,1,3,19,null,2013,1,3,19,0.46527172166822711,0.46122668504960829,8.4180874785592386E-3,0.10211830281005037,0.1057514,7.2391999999999998E-2,1.71375666785885E-5,2.1787855487974887E-3,0,1.2173741201219213,null,null,0.44052624106986887,8.9478834156074341E-2,0.40827567459671038,8.3359994666504331E-2,6.6733604637691596E-2,4.7079278059094483E-3,8.5769883653262672E-6,1.5925556000974171E-3,0,1.0946834095212217,null,{"$f":"J69*VLOOKUP($B69,$AR$36:$AZ$47,MATCH(AG$2,$AS$2:$BA$2,0)+1,FALSE)","v":0.44644602707882108},{"$f":"K69*VLOOKUP($B69,$AR$36:$AZ$47,MATCH(AH$2,$AS$2:$BA$2,0)+1,FALSE)","v":0.39007499224710679},{"$f":"L69*VLOOKUP($B69,$AR$36:$AZ$47,MATCH(AI$2,$AS$2:$BA$2,0)+1,FALSE)","v":6.2228339095312677E-3},{"$f":"M69*VLOOKUP($B69,$AR$36:$AZ$47,MATCH(AJ$2,$AS$2:$BA$2,0)+1,FALSE)","v":8.7821345353075897E-2},{"$f":"N69*VLOOKUP($B69,$AR$36:$AZ$47,MATCH(AK$2,$AS$2:$BA$2,0)+1,FALSE)","v":8.2723530321270611E-2},{"$f":"O69*VLOOKUP($B69,$AR$36:$AZ$47,MATCH(AL$2,$AS$2:$BA$2,0)+1,FALSE)","v":6.4155390717988731E-2},{"$f":"P69*VLOOKUP($B69,$AR$36:$AZ$47,MATCH(AM$2,$AS$2:$BA$2,0)+1,FALSE)","v":8.5769883653262672E-6},{"$f":"Q69*VLOOKUP($B69,$AR$36:$AZ$47,MATCH(AN$2,$AS$2:$BA$2,0)+1,FALSE)","v":1.66507983835203E-3},{"$f":"R69*VLOOKUP($B69,$AR$36:$BA$47,MATCH(AO$2,$AS$2:$BA$2,0)+1,FALSE)","v":0},1.0791177764545117]
[2006,1,3,20,null,2013,1,3,20,0.46491804844335743,0.44488728620280782,8.4180874785592386E-3,9.6500327549271306E-2,0.1019007,7.0097999999999994E-2,1.71375666785885E-5,2.1787855487974887E-3,0,1.1889183727894721,null,null,0.44019137795856639,8.455621144477421E-2,0.39381211621442674,8.03246274613202E-2,6.4618911176551358E-2,4.7079278059094483E-3,8.5769883653262672E-6,1.5925556000974171E-3,0,1.0698123046500112,null,{"$f":"J70*VLOOKUP($B70,$AR$36:$AZ$47,MATCH(AG$2,$AS$2:$BA$2,0)+1,FALSE)","v":0.44610666408129979},{"$f":"K70*VLOOKUP($B70,$AR$36:$AZ$47,MATCH(AH$2,$AS$2:$BA$2,0)+1,FALSE)","v":0.37625621053936031},{"$f":"L70*VLOOKUP($B70,$AR$36:$AZ$47,MATCH(AI$2,$AS$2:$BA$2,0)+1,FALSE)","v":6.2228339095312677E-3},{"$f":"M70*VLOOKUP($B70,$AR$36:$AZ$47,MATCH(AJ$2,$AS$2:$BA$2,0)+1,FALSE)","v":8.2989908362983686E-2},{"$f":"N70*VLOOKUP($B70,$AR$36:$AZ$47,MATCH(AK$2,$AS$2:$BA$2,0)+1,FALSE)","v":7.9711338537444429E-2},{"$f":"O70*VLOOKUP($B70,$AR$36:$AZ$47,MATCH(AL$2,$AS$2:$BA$2,0)+1,FALSE)","v":6.212239720617712E-2},{"$f":"P70*VLOOKUP($B70,$AR$36:$AZ$47,MATCH(AM$2,$AS$2:$BA$2,0)+1,FALSE)","v":8.5769883653262672E-6},{"$f":"Q70*VLOOKUP($B70,$AR$36:$AZ$47,MATCH(AN$2,$AS$2:$BA$2,0)+1,FALSE)","v":1.66507983835203E-3},{"$f":"R70*VLOOKUP($B70,$AR$36:$BA$47,MATCH(AO$2,$AS$2:$BA$2,0)+1,FALSE)","v":0},1.055083009463514]
[2006,1,3,21,null,2013,1,3,21,0.43588704671153344,0.44234774305823293,8.4180874785592386E-3,0.109237099526541,9.9029499999999979E-2,6.8659999999999999E-2,1.71375666785885E-5,2.1787855487974887E-3,0,1.1657753998903428,null,null,0.41270439030851375,9.5716517443570001E-2,0.39156412466465929,7.8061364594951832E-2,6.3293309957231536E-2,4.7079278059094483E-3,8.5769883653262672E-6,1.5925556000974171E-3,0,1.0476487673632986,null,{"$f":"J71*VLOOKUP($B71,$AR$36:$AZ$47,MATCH(AG$2,$AS$2:$BA$2,0)+1,FALSE)","v":0.41825030664177937},{"$f":"K71*VLOOKUP($B71,$AR$36:$AZ$47,MATCH(AH$2,$AS$2:$BA$2,0)+1,FALSE)","v":0.37410843309165104},{"$f":"L71*VLOOKUP($B71,$AR$36:$AZ$47,MATCH(AI$2,$AS$2:$BA$2,0)+1,FALSE)","v":6.2228339095312677E-3},{"$f":"M71*VLOOKUP($B71,$AR$36:$AZ$47,MATCH(AJ$2,$AS$2:$BA$2,0)+1,FALSE)","v":9.3943482988874283E-2},{"$f":"N71*VLOOKUP($B71,$AR$36:$AZ$47,MATCH(AK$2,$AS$2:$BA$2,0)+1,FALSE)","v":7.7465355975904496E-2},{"$f":"O71*VLOOKUP($B71,$AR$36:$AZ$47,MATCH(AL$2,$AS$2:$BA$2,0)+1,FALSE)","v":6.0848009817343167E-2},{"$f":"P71*VLOOKUP($B71,$AR$36:$AZ$47,MATCH(AM$2,$AS$2:$BA$2,0)+1,FALSE)","v":8.5769883653262672E-6},{"$f":"Q71*VLOOKUP($B71,$AR$36:$AZ$47,MATCH(AN$2,$AS$2:$BA$2,0)+1,FALSE)","v":1.66507983835203E-3},{"$f":"R71*VLOOKUP($B71,$AR$36:$BA$47,MATCH(AO$2,$AS$2:$BA$2,0)+1,FALSE)","v":0},1.0325120792518008]
[2006,1,3,22,null,2013,1,3,22,0.38654950889476342,0.41880571816527762,8.4180874785592386E-3,0.10620583764278449,9.6008200000000002E-2,6.7954000000000001E-2,1.71375666785885E-5,2.1787855487974887E-3,0,1.086137275296861,null,null,0.36599086987332496,9.3060443342095761E-2,0.37072483585917732,7.5679783340368845E-2,6.264249322507591E-2,4.7079278059094483E-3,8.5769883653262672E-6,1.5925556000974171E-3,0,0.97440748603441496,null,{"$f":"J72*VLOOKUP($B72,$AR$36:$AZ$47,MATCH(AG$2,$AS$2:$BA$2,0)+1,FALSE)","v":0.37090905051477446},{"$f":"K72*VLOOKUP($B72,$AR$36:$AZ$47,MATCH(AH$2,$AS$2:$BA$2,0)+1,FALSE)","v":0.35419814716226466},{"$f":"L72*VLOOKUP($B72,$AR$36:$AZ$47,MATCH(AI$2,$AS$2:$BA$2,0)+1,FALSE)","v":6.2228339095312677E-3},{"$f":"M72*VLOOKUP($B72,$AR$36:$AZ$47,MATCH(AJ$2,$AS$2:$BA$2,0)+1,FALSE)","v":9.13366094958417E-2},{"$f":"N72*VLOOKUP($B72,$AR$36:$AZ$47,MATCH(AK$2,$AS$2:$BA$2,0)+1,FALSE)","v":7.5101958402353203E-2},{"$f":"O72*VLOOKUP($B72,$AR$36:$AZ$47,MATCH(AL$2,$AS$2:$BA$2,0)+1,FALSE)","v":6.022233701030786E-2},{"$f":"P72*VLOOKUP($B72,$AR$36:$AZ$47,MATCH(AM$2,$AS$2:$BA$2,0)+1,FALSE)","v":8.5769883653262672E-6},{"$f":"Q72*VLOOKUP($B72,$AR$36:$AZ$47,MATCH(AN$2,$AS$2:$BA$2,0)+1,FALSE)","v":1.66507983835203E-3},{"$f":"R72*VLOOKUP($B72,$AR$36:$BA$47,MATCH(AO$2,$AS$2:$BA$2,0)+1,FALSE)","v":0},0.95966459332179055]
[2006,1,3,23,null,2013,1,3,23,0.34252637300952826,0.39620438849609158,8.4180874785592386E-3,0.10826170145596063,9.3172499999999991E-2,6.6235000000000002E-2,1.71375666785885E-5,2.1787855487974887E-3,0,1.0170139735556158,null,null,0.32430910485632364,9.4861847126967117E-2,0.35071824600525964,7.3444503836969294E-2,6.1057855884317377E-2,4.7079278059094483E-3,8.5769883653262672E-6,1.5925556000974171E-3,0,0.91070061810420921,null,{"$f":"J73*VLOOKUP($B73,$AR$36:$AZ$47,MATCH(AG$2,$AS$2:$BA$2,0)+1,FALSE)","v":0.32866716647109079},{"$f":"K73*VLOOKUP($B73,$AR$36:$AZ$47,MATCH(AH$2,$AS$2:$BA$2,0)+1,FALSE)","v":0.33508343896940762},{"$f":"L73*VLOOKUP($B73,$AR$36:$AZ$47,MATCH(AI$2,$AS$2:$BA$2,0)+1,FALSE)","v":6.2228339095312677E-3},{"$f":"M73*VLOOKUP($B73,$AR$36:$AZ$47,MATCH(AJ$2,$AS$2:$BA$2,0)+1,FALSE)","v":9.3104644421683258E-2},{"$f":"N73*VLOOKUP($B73,$AR$36:$AZ$47,MATCH(AK$2,$AS$2:$BA$2,0)+1,FALSE)","v":7.2883745547185061E-2},{"$f":"O73*VLOOKUP($B73,$AR$36:$AZ$47,MATCH(AL$2,$AS$2:$BA$2,0)+1,FALSE)","v":5.8698921209608575E-2},{"$f":"P73*VLOOKUP($B73,$AR$36:$AZ$47,MATCH(AM$2,$AS$2:$BA$2,0)+1,FALSE)","v":8.5769883653262672E-6},{"$f":"Q73*VLOOKUP($B73,$AR$36:$AZ$47,MATCH(AN$2,$AS$2:$BA$2,0)+1,FALSE)","v":1.66507983835203E-3},{"$f":"R73*VLOOKUP($B73,$AR$36:$BA$47,MATCH(AO$2,$AS$2:$BA$2,0)+1,FALSE)","v":0},0.89633440735522407]
[2006,1,3,24,null,2013,1,3,24,0.24245144527055473,0.38900823665390671,8.4180874785592386E-3,0.12139660453988145,9.0796800000000011E-2,6.5242999999999995E-2,1.71375666785885E-5,2.1787855487974887E-3,0,0.91951009705837805,null,null,0.22955666302701971,0.10637100642907989,0.34434824651671664,7.1571825656546018E-2,6.0143393847067531E-2,4.7079278059094483E-3,8.5769883653262672E-6,1.5925556000974171E-3,0,0.81830019587080205,null,{"$f":"J74*VLOOKUP($B74,$AR$36:$AZ$47,MATCH(AG$2,$AS$2:$BA$2,0)+1,FALSE)","v":0.23264144253697308},{"$f":"K74*VLOOKUP($B74,$AR$36:$AZ$47,MATCH(AH$2,$AS$2:$BA$2,0)+1,FALSE)","v":0.3289974102008264},{"$f":"L74*VLOOKUP($B74,$AR$36:$AZ$47,MATCH(AI$2,$AS$2:$BA$2,0)+1,FALSE)","v":6.2228339095312677E-3},{"$f":"M74*VLOOKUP($B74,$AR$36:$AZ$47,MATCH(AJ$2,$AS$2:$BA$2,0)+1,FALSE)","v":0.10440061025904991},{"$f":"N74*VLOOKUP($B74,$AR$36:$AZ$47,MATCH(AK$2,$AS$2:$BA$2,0)+1,FALSE)","v":7.1025365506975274E-2},{"$f":"O74*VLOOKUP($B74,$AR$36:$AZ$47,MATCH(AL$2,$AS$2:$BA$2,0)+1,FALSE)","v":5.7819788880176526E-2},{"$f":"P74*VLOOKUP($B74,$AR$36:$AZ$47,MATCH(AM$2,$AS$2:$BA$2,0)+1,FALSE)","v":8.5769883653262672E-6},{"$f":"Q74*VLOOKUP($B74,$AR$36:$AZ$47,MATCH(AN$2,$AS$2:$BA$2,0)+1,FALSE)","v":1.66507983835203E-3},{"$f":"R74*VLOOKUP($B74,$AR$36:$BA$47,MATCH(AO$2,$AS$2:$BA$2,0)+1,FALSE)","v":0},0.80278110812024972]
[2006,1,4,1,null,2013,1,4,1,0.2335730199504901,0.34410655735520101,8.4180874785592386E-3,9.2207823706526471E-2,9.0036900000000017E-2,6.4175999999999997E-2,1.71375666785885E-5,2.1787855487974887E-3,0,0.83471431160625276,null,null,0.2211504368354856,8.0795002837794935E-2,0.30460149291282995,7.0972824036264148E-2,5.9159794054985303E-2,4.7079278059094483E-3,8.5769883653262672E-6,1.5925556000974171E-3,0,0.74298861107173209,null,{"$f":"J75*VLOOKUP($B75,$AR$36:$AZ$47,MATCH(AG$2,$AS$2:$BA$2,0)+1,FALSE)","v":0.22412225358509152},{"$f":"K75*VLOOKUP($B75,$AR$36:$AZ$47,MATCH(AH$2,$AS$2:$BA$2,0)+1,FALSE)","v":0.29102254280467643},{"$f":"L75*VLOOKUP($B75,$AR$36:$AZ$47,MATCH(AI$2,$AS$2:$BA$2,0)+1,FALSE)","v":6.2228339095312677E-3},{"$f":"M75*VLOOKUP($B75,$AR$36:$AZ$47,MATCH(AJ$2,$AS$2:$BA$2,0)+1,FALSE)","v":7.9298371664569239E-2},{"$f":"N75*VLOOKUP($B75,$AR$36:$AZ$47,MATCH(AK$2,$AS$2:$BA$2,0)+1,FALSE)","v":7.0430937341569119E-2},{"$f":"O75*VLOOKUP($B75,$AR$36:$AZ$47,MATCH(AL$2,$AS$2:$BA$2,0)+1,FALSE)","v":5.6874189892773305E-2},{"$f":"P75*VLOOKUP($B75,$AR$36:$AZ$47,MATCH(AM$2,$AS$2:$BA$2,0)+1,FALSE)","v":8.5769883653262672E-6},{"$f":"Q75*VLOOKUP($B75,$AR$36:$AZ$47,MATCH(AN$2,$AS$2:$BA$2,0)+1,FALSE)","v":1.66507983835203E-3},{"$f":"R75*VLOOKUP($B75,$AR$36:$BA$47,MATCH(AO$2,$AS$2:$BA$2,0)+1,FALSE)","v":0},0.72964478602492822]
[2006,1,4,2,null,2013,1,4,2,0.21942549151880908,0.33491008880400192,8.4180874785592386E-3,8.6502737431888077E-2,8.9263199999999959E-2,6.3933000000000004E-2,1.71375666785885E-5,2.1787855487974887E-3,0,0.80464852834873424,null,null,0.20775534482754779,7.5796051087059182E-2,0.29646082255841538,7.0362944376292952E-2,5.8935787729328344E-2,4.7079278059094483E-3,8.5769883653262672E-6,1.5925556000974171E-3,0,0.71562001097301586,null,{"$f":"J76*VLOOKUP($B76,$AR$36:$AZ$47,MATCH(AG$2,$AS$2:$BA$2,0)+1,FALSE)","v":0.21054715850159428},{"$f":"K76*VLOOKUP($B76,$AR$36:$AZ$47,MATCH(AH$2,$AS$2:$BA$2,0)+1,FALSE)","v":0.28324477860522662},{"$f":"L76*VLOOKUP($B76,$AR$36:$AZ$47,MATCH(AI$2,$AS$2:$BA$2,0)+1,FALSE)","v":6.2228339095312677E-3},{"$f":"M76*VLOOKUP($B76,$AR$36:$AZ$47,MATCH(AJ$2,$AS$2:$BA$2,0)+1,FALSE)","v":7.4392019539563106E-2},{"$f":"N76*VLOOKUP($B76,$AR$36:$AZ$47,MATCH(AK$2,$AS$2:$BA$2,0)+1,FALSE)","v":6.9825714191714155E-2},{"$f":"O76*VLOOKUP($B76,$AR$36:$AZ$47,MATCH(AL$2,$AS$2:$BA$2,0)+1,FALSE)","v":5.6658837920946711E-2},{"$f":"P76*VLOOKUP($B76,$AR$36:$AZ$47,MATCH(AM$2,$AS$2:$BA$2,0)+1,FALSE)","v":8.5769883653262672E-6},{"$f":"Q76*VLOOKUP($B76,$AR$36:$AZ$47,MATCH(AN$2,$AS$2:$BA$2,0)+1,FALSE)","v":1.66507983835203E-3},{"$f":"R76*VLOOKUP($B76,$AR$36:$BA$47,MATCH(AO$2,$AS$2:$BA$2,0)+1,FALSE)","v":0},0.7025649994952935]
[2006,1,4,3,null,2013,1,4,3,0.21680170123231954,0.33166991107885374,8.4180874785592386E-3,8.6310095789052188E-2,8.9082999999999996E-2,6.3866000000000006E-2,1.71375666785885E-5,2.1787855487974887E-3,0,0.79834471869426071,null,null,0.20527110085046146,7.5627253240477962E-2,0.29359263260013962,7.022089924933575E-2,5.8874024668344738E-2,4.7079278059094483E-3,8.5769883653262672E-6,1.5925556000974171E-3,0,0.70989497100313159,null,{"$f":"J77*VLOOKUP($B77,$AR$36:$AZ$47,MATCH(AG$2,$AS$2:$BA$2,0)+1,FALSE)","v":0.20802953128562834},{"$f":"K77*VLOOKUP($B77,$AR$36:$AZ$47,MATCH(AH$2,$AS$2:$BA$2,0)+1,FALSE)","v":0.2805044508185105},{"$f":"L77*VLOOKUP($B77,$AR$36:$AZ$47,MATCH(AI$2,$AS$2:$BA$2,0)+1,FALSE)","v":6.2228339095312677E-3},{"$f":"M77*VLOOKUP($B77,$AR$36:$AZ$47,MATCH(AJ$2,$AS$2:$BA$2,0)+1,FALSE)","v":7.4226348471994108E-2},{"$f":"N77*VLOOKUP($B77,$AR$36:$AZ$47,MATCH(AK$2,$AS$2:$BA$2,0)+1,FALSE)","v":6.9684753597680504E-2},{"$f":"O77*VLOOKUP($B77,$AR$36:$AZ$47,MATCH(AL$2,$AS$2:$BA$2,0)+1,FALSE)","v":5.6599461039825799E-2},{"$f":"P77*VLOOKUP($B77,$AR$36:$AZ$47,MATCH(AM$2,$AS$2:$BA$2,0)+1,FALSE)","v":8.5769883653262672E-6},{"$f":"Q77*VLOOKUP($B77,$AR$36:$AZ$47,MATCH(AN$2,$AS$2:$BA$2,0)+1,FALSE)","v":1.66507983835203E-3},{"$f":"R77*VLOOKUP($B77,$AR$36:$BA$47,MATCH(AO$2,$AS$2:$BA$2,0)+1,FALSE)","v":0},0.69694103594988799]
[2006,1,4,4,null,2013,1,4,4,0.2175566542618666,0.33066957463909774,8.4180874785592386E-3,8.4526194743110017E-2,8.8760399999999962E-2,6.3912999999999998E-2,1.71375666785885E-5,2.1787855487974887E-3,0,0.79603983423810953,null,null,0.20598590169650952,7.4064150628621817E-2,0.29270713952698596,6.9966605365004986E-2,5.8917350994706366E-2,4.7079278059094483E-3,8.5769883653262672E-6,1.5925556000974171E-3,0,0.70795020860620084,null,{"$f":"J78*VLOOKUP($B78,$AR$36:$AZ$47,MATCH(AG$2,$AS$2:$BA$2,0)+1,FALSE)","v":0.20875393761632888},{"$f":"K78*VLOOKUP($B78,$AR$36:$AZ$47,MATCH(AH$2,$AS$2:$BA$2,0)+1,FALSE)","v":0.27965843249036376},{"$f":"L78*VLOOKUP($B78,$AR$36:$AZ$47,MATCH(AI$2,$AS$2:$BA$2,0)+1,FALSE)","v":6.2228339095312677E-3},{"$f":"M78*VLOOKUP($B78,$AR$36:$AZ$47,MATCH(AJ$2,$AS$2:$BA$2,0)+1,FALSE)","v":7.2692200473835428E-2},{"$f":"N78*VLOOKUP($B78,$AR$36:$AZ$47,MATCH(AK$2,$AS$2:$BA$2,0)+1,FALSE)","v":6.9432401280059702E-2},{"$f":"O78*VLOOKUP($B78,$AR$36:$AZ$47,MATCH(AL$2,$AS$2:$BA$2,0)+1,FALSE)","v":5.6641113478821059E-2},{"$f":"P78*VLOOKUP($B78,$AR$36:$AZ$47,MATCH(AM$2,$AS$2:$BA$2,0)+1,FALSE)","v":8.5769883653262672E-6},{"$f":"Q78*VLOOKUP($B78,$AR$36:$AZ$47,MATCH(AN$2,$AS$2:$BA$2,0)+1,FALSE)","v":1.66507983835203E-3},{"$f":"R78*VLOOKUP($B78,$AR$36:$BA$47,MATCH(AO$2,$AS$2:$BA$2,0)+1,FALSE)","v":0},0.69507457607565748]
[2006,1,4,5,null,2013,1,4,5,0.22563453182514925,0.33673433943022901,8.4180874785592386E-3,8.5365948548496592E-2,8.9608599999999997E-2,6.4242999999999995E-2,1.71375666785885E-5,2.1787855487974887E-3,0,0.81220043039791001,null,null,0.21363415727072863,7.4799965751047859E-2,0.29807564056266039,7.063521067402341E-2,5.9221557115968909E-2,4.7079278059094483E-3,8.5769883653262672E-6,1.5925556000974171E-3,0,0.72267559176880147,null,{"$f":"J79*VLOOKUP($B79,$AR$36:$AZ$47,MATCH(AG$2,$AS$2:$BA$2,0)+1,FALSE)","v":0.21650497035140723},{"$f":"K79*VLOOKUP($B79,$AR$36:$AZ$47,MATCH(AH$2,$AS$2:$BA$2,0)+1,FALSE)","v":0.28478760900066608},{"$f":"L79*VLOOKUP($B79,$AR$36:$AZ$47,MATCH(AI$2,$AS$2:$BA$2,0)+1,FALSE)","v":6.2228339095312677E-3},{"$f":"M79*VLOOKUP($B79,$AR$36:$AZ$47,MATCH(AJ$2,$AS$2:$BA$2,0)+1,FALSE)","v":7.3414385497724763E-2},{"$f":"N79*VLOOKUP($B79,$AR$36:$AZ$47,MATCH(AK$2,$AS$2:$BA$2,0)+1,FALSE)","v":7.0095901701032887E-2},{"$f":"O79*VLOOKUP($B79,$AR$36:$AZ$47,MATCH(AL$2,$AS$2:$BA$2,0)+1,FALSE)","v":5.6933566773894217E-2},{"$f":"P79*VLOOKUP($B79,$AR$36:$AZ$47,MATCH(AM$2,$AS$2:$BA$2,0)+1,FALSE)","v":8.5769883653262672E-6},{"$f":"Q79*VLOOKUP($B79,$AR$36:$AZ$47,MATCH(AN$2,$AS$2:$BA$2,0)+1,FALSE)","v":1.66507983835203E-3},{"$f":"R79*VLOOKUP($B79,$AR$36:$BA$47,MATCH(AO$2,$AS$2:$BA$2,0)+1,FALSE)","v":0},0.70963292406097367]
[2006,1,4,6,null,2013,1,4,6,0.24688842728498328,0.35471437631132796,8.4180874785592386E-3,8.2268369108478068E-2,9.3118999999999966E-2,6.6099000000000005E-2,1.71375666785885E-5,2.1787855487974887E-3,0,0.85370318329882455,null,null,0.23375766411408902,7.208578240318865E-2,0.31399148395345389,7.3402331726579631E-2,6.0932486088887967E-2,4.7079278059094483E-3,8.5769883653262672E-6,1.5925556000974171E-3,0,0.76047880868057138,null,{"$f":"J80*VLOOKUP($B80,$AR$36:$AZ$47,MATCH(AG$2,$AS$2:$BA$2,0)+1,FALSE)","v":0.23689889662307015},{"$f":"K80*VLOOKUP($B80,$AR$36:$AZ$47,MATCH(AH$2,$AS$2:$BA$2,0)+1,FALSE)","v":0.29999393373064787},{"$f":"L80*VLOOKUP($B80,$AR$36:$AZ$47,MATCH(AI$2,$AS$2:$BA$2,0)+1,FALSE)","v":6.2228339095312677E-3},{"$f":"M80*VLOOKUP($B80,$AR$36:$AZ$47,MATCH(AJ$2,$AS$2:$BA$2,0)+1,FALSE)","v":7.0750479162868585E-2},{"$f":"N80*VLOOKUP($B80,$AR$36:$AZ$47,MATCH(AK$2,$AS$2:$BA$2,0)+1,FALSE)","v":7.284189542631489E-2},{"$f":"O80*VLOOKUP($B80,$AR$36:$AZ$47,MATCH(AL$2,$AS$2:$BA$2,0)+1,FALSE)","v":5.8578395003154184E-2},{"$f":"P80*VLOOKUP($B80,$AR$36:$AZ$47,MATCH(AM$2,$AS$2:$BA$2,0)+1,FALSE)","v":8.5769883653262672E-6},{"$f":"Q80*VLOOKUP($B80,$AR$36:$AZ$47,MATCH(AN$2,$AS$2:$BA$2,0)+1,FALSE)","v":1.66507983835203E-3},{"$f":"R80*VLOOKUP($B80,$AR$36:$BA$47,MATCH(AO$2,$AS$2:$BA$2,0)+1,FALSE)","v":0},0.7469600906823044]
[2006,1,4,7,null,2013,1,4,7,0.28164630823758979,0.39717309521648275,8.4180874785592386E-3,8.4332406269390162E-2,0.10454979999999998,7.1625999999999995E-2,1.71375666785885E-5,2.1787855487974887E-3,0,0.94994162031749796,null,null,0.26666694686332976,7.3894347897630566E-2,0.35157574060081093,8.2412816949790677E-2,6.6027477701670056E-2,4.7079278059094483E-3,8.5769883653262672E-6,1.5925556000974171E-3,0,0.84688639040760416,null,{"$f":"J81*VLOOKUP($B81,$AR$36:$AZ$47,MATCH(AG$2,$AS$2:$BA$2,0)+1,FALSE)","v":0.27025041389416476},{"$f":"K81*VLOOKUP($B81,$AR$36:$AZ$47,MATCH(AH$2,$AS$2:$BA$2,0)+1,FALSE)","v":0.33590270697512953},{"$f":"L81*VLOOKUP($B81,$AR$36:$AZ$47,MATCH(AI$2,$AS$2:$BA$2,0)+1,FALSE)","v":6.2228339095312677E-3},{"$f":"M81*VLOOKUP($B81,$AR$36:$AZ$47,MATCH(AJ$2,$AS$2:$BA$2,0)+1,FALSE)","v":7.2525543136142956E-2},{"$f":"N81*VLOOKUP($B81,$AR$36:$AZ$47,MATCH(AK$2,$AS$2:$BA$2,0)+1,FALSE)","v":8.1783584428979456E-2},{"$f":"O81*VLOOKUP($B81,$AR$36:$AZ$47,MATCH(AL$2,$AS$2:$BA$2,0)+1,FALSE)","v":6.347654458457648E-2},{"$f":"P81*VLOOKUP($B81,$AR$36:$AZ$47,MATCH(AM$2,$AS$2:$BA$2,0)+1,FALSE)","v":8.5769883653262672E-6},{"$f":"Q81*VLOOKUP($B81,$AR$36:$AZ$47,MATCH(AN$2,$AS$2:$BA$2,0)+1,FALSE)","v":1.66507983835203E-3},{"$f":"R81*VLOOKUP($B81,$AR$36:$BA$47,MATCH(AO$2,$AS$2:$BA$2,0)+1,FALSE)","v":0},0.83183528375524196]
[2006,1,4,8,null,2013,1,4,8,0.30991209973649497,0.44960768092226167,5.3314554030875205E-3,9.8514080042230376E-2,0.11133579999999997,7.6864000000000002E-2,1.0853792229772723E-5,2.0563392507407852E-3,0,1.0536323091470452,null,null,0.29342942199341393,8.6320716145601772E-2,0.39799058723728287,8.7761974727436146E-2,7.0856058499164654E-2,2.9816876104093188E-3,5.4320926313733053E-6,1.5030550350743812E-3,0,0.94084893334101449,null,{"$f":"J82*VLOOKUP($B82,$AR$36:$AZ$47,MATCH(AG$2,$AS$2:$BA$2,0)+1,FALSE)","v":0.2973725228237139},{"$f":"K82*VLOOKUP($B82,$AR$36:$AZ$47,MATCH(AH$2,$AS$2:$BA$2,0)+1,FALSE)","v":0.38024840785421471},{"$f":"L82*VLOOKUP($B82,$AR$36:$AZ$47,MATCH(AI$2,$AS$2:$BA$2,0)+1,FALSE)","v":3.9411281427031387E-3},{"$f":"M82*VLOOKUP($B82,$AR$36:$AZ$47,MATCH(AJ$2,$AS$2:$BA$2,0)+1,FALSE)","v":8.4721727716354001E-2},{"$f":"N82*VLOOKUP($B82,$AR$36:$AZ$47,MATCH(AK$2,$AS$2:$BA$2,0)+1,FALSE)","v":8.7091900694864735E-2},{"$f":"O82*VLOOKUP($B82,$AR$36:$AZ$47,MATCH(AL$2,$AS$2:$BA$2,0)+1,FALSE)","v":6.8118575977283213E-2},{"$f":"P82*VLOOKUP($B82,$AR$36:$AZ$47,MATCH(AM$2,$AS$2:$BA$2,0)+1,FALSE)","v":5.4320926313733053E-6},{"$f":"Q82*VLOOKUP($B82,$AR$36:$AZ$47,MATCH(AN$2,$AS$2:$BA$2,0)+1,FALSE)","v":1.5715034593974391E-3},{"$f":"R82*VLOOKUP($B82,$AR$36:$BA$47,MATCH(AO$2,$AS$2:$BA$2,0)+1,FALSE)","v":0},0.9230711987611625]
[2006,1,4,9,null,2013,1,4,9,0.29405267081434838,0.47963738182671256,0,0.10582365538630034,0.1147768,7.9288999999999998E-2,0,1.844841099551928E-3,0,1.0754243491269133,null,null,0.27841347693761298,9.2725564855043852E-2,0.42457273608537788,9.0474390276047728E-2,7.3091512572078812E-2,0,0,1.3484631500345877E-3,0,0.96062614387619583,null,{"$f":"J83*VLOOKUP($B83,$AR$36:$AZ$47,MATCH(AG$2,$AS$2:$BA$2,0)+1,FALSE)","v":0.28215479368976898},{"$f":"K83*VLOOKUP($B83,$AR$36:$AZ$47,MATCH(AH$2,$AS$2:$BA$2,0)+1,FALSE)","v":0.40564554060299901},{"$f":"L83*VLOOKUP($B83,$AR$36:$AZ$47,MATCH(AI$2,$AS$2:$BA$2,0)+1,FALSE)","v":0},{"$f":"M83*VLOOKUP($B83,$AR$36:$AZ$47,MATCH(AJ$2,$AS$2:$BA$2,0)+1,FALSE)","v":9.100793423380818E-2},{"$f":"N83*VLOOKUP($B83,$AR$36:$AZ$47,MATCH(AK$2,$AS$2:$BA$2,0)+1,FALSE)","v":8.9783606599803056E-2},{"$f":"O83*VLOOKUP($B83,$AR$36:$AZ$47,MATCH(AL$2,$AS$2:$BA$2,0)+1,FALSE)","v":7.0267664585017806E-2},{"$f":"P83*VLOOKUP($B83,$AR$36:$AZ$47,MATCH(AM$2,$AS$2:$BA$2,0)+1,FALSE)","v":0},{"$f":"Q83*VLOOKUP($B83,$AR$36:$AZ$47,MATCH(AN$2,$AS$2:$BA$2,0)+1,FALSE)","v":1.4098715321122319E-3},{"$f":"R83*VLOOKUP($B83,$AR$36:$BA$47,MATCH(AO$2,$AS$2:$BA$2,0)+1,FALSE)","v":0},0.94026941124350927]
[2006,1,4,10,null,2013,1,4,10,0.28626185657025749,0.49240377409773778,0,0.10766512585649804,0.11651480000000003,7.9773999999999998E-2,0,1.844841099551928E-3,0,1.0844643976240453,null,null,0.27103701721743628,9.4339111362104586E-2,0.43587348598899295,9.1844392665901553E-2,7.3538603386661641E-2,0,0,1.3484631500345877E-3,0,0.96798107377113152,null,{"$f":"J84*VLOOKUP($B84,$AR$36:$AZ$47,MATCH(AG$2,$AS$2:$BA$2,0)+1,FALSE)","v":0.27467920919795313},{"$f":"K84*VLOOKUP($B84,$AR$36:$AZ$47,MATCH(AH$2,$AS$2:$BA$2,0)+1,FALSE)","v":0.41644250991887466},{"$f":"L84*VLOOKUP($B84,$AR$36:$AZ$47,MATCH(AI$2,$AS$2:$BA$2,0)+1,FALSE)","v":0},{"$f":"M84*VLOOKUP($B84,$AR$36:$AZ$47,MATCH(AJ$2,$AS$2:$BA$2,0)+1,FALSE)","v":9.2591591714108634E-2},{"$f":"N84*VLOOKUP($B84,$AR$36:$AZ$47,MATCH(AK$2,$AS$2:$BA$2,0)+1,FALSE)","v":9.1143148844145649E-2},{"$f":"O84*VLOOKUP($B84,$AR$36:$AZ$47,MATCH(AL$2,$AS$2:$BA$2,0)+1,FALSE)","v":7.0697482306564724E-2},{"$f":"P84*VLOOKUP($B84,$AR$36:$AZ$47,MATCH(AM$2,$AS$2:$BA$2,0)+1,FALSE)","v":0},{"$f":"Q84*VLOOKUP($B84,$AR$36:$AZ$47,MATCH(AN$2,$AS$2:$BA$2,0)+1,FALSE)","v":1.4098715321122319E-3},{"$f":"R84*VLOOKUP($B84,$AR$36:$BA$47,MATCH(AO$2,$AS$2:$BA$2,0)+1,FALSE)","v":0},0.94696381351375902]
[2006,1,4,11,null,2013,1,4,11,0.27204708903105218,0.49026022970379601,0,0.10311099545435712,0.11676569999999999,8.0194000000000001E-2,0,1.844841099551928E-3,0,1.0642228552887572,null,null,0.25757826221449764,9.0348658448523675E-2,0.4339760306555695,9.2042168039672703E-2,7.3925774813723075E-2,0,0,1.3484631500345877E-3,0,0.94921935732202123,null,{"$f":"J85*VLOOKUP($B85,$AR$36:$AZ$47,MATCH(AG$2,$AS$2:$BA$2,0)+1,FALSE)","v":0.26103959561694023},{"$f":"K85*VLOOKUP($B85,$AR$36:$AZ$47,MATCH(AH$2,$AS$2:$BA$2,0)+1,FALSE)","v":0.41462964199524571},{"$f":"L85*VLOOKUP($B85,$AR$36:$AZ$47,MATCH(AI$2,$AS$2:$BA$2,0)+1,FALSE)","v":0},{"$f":"M85*VLOOKUP($B85,$AR$36:$AZ$47,MATCH(AJ$2,$AS$2:$BA$2,0)+1,FALSE)","v":8.8675057186764356E-2},{"$f":"N85*VLOOKUP($B85,$AR$36:$AZ$47,MATCH(AK$2,$AS$2:$BA$2,0)+1,FALSE)","v":9.1339414177347894E-2},{"$f":"O85*VLOOKUP($B85,$AR$36:$AZ$47,MATCH(AL$2,$AS$2:$BA$2,0)+1,FALSE)","v":7.1069695591203297E-2},{"$f":"P85*VLOOKUP($B85,$AR$36:$AZ$47,MATCH(AM$2,$AS$2:$BA$2,0)+1,FALSE)","v":0},{"$f":"Q85*VLOOKUP($B85,$AR$36:$AZ$47,MATCH(AN$2,$AS$2:$BA$2,0)+1,FALSE)","v":1.4098715321122319E-3},{"$f":"R85*VLOOKUP($B85,$AR$36:$BA$47,MATCH(AO$2,$AS$2:$BA$2,0)+1,FALSE)","v":0},0.92816327609961391]
[2006,1,4,12,null,2013,1,4,12,0.27808954049541079,0.4854703678574358,0,9.7572188476275787E-2,0.11665839999999998,8.0114000000000005E-2,0,1.844841099551928E-3,0,1.0597493379286742,null,null,0.26329934584471909,8.5495405139602937E-2,0.42973606766136979,9.1957587339769747E-2,7.3852027875235177E-2,0,0,1.3484631500345877E-3,0,0.94568889701073133,null,{"$f":"J86*VLOOKUP($B86,$AR$36:$AZ$47,MATCH(AG$2,$AS$2:$BA$2,0)+1,FALSE)","v":0.26683755909601692},{"$f":"K86*VLOOKUP($B86,$AR$36:$AZ$47,MATCH(AH$2,$AS$2:$BA$2,0)+1,FALSE)","v":0.41057869398389479},{"$f":"L86*VLOOKUP($B86,$AR$36:$AZ$47,MATCH(AI$2,$AS$2:$BA$2,0)+1,FALSE)","v":0},{"$f":"M86*VLOOKUP($B86,$AR$36:$AZ$47,MATCH(AJ$2,$AS$2:$BA$2,0)+1,FALSE)","v":8.3911704613515034E-2},{"$f":"N86*VLOOKUP($B86,$AR$36:$AZ$47,MATCH(AK$2,$AS$2:$BA$2,0)+1,FALSE)","v":9.1255479262032604E-2},{"$f":"O86*VLOOKUP($B86,$AR$36:$AZ$47,MATCH(AL$2,$AS$2:$BA$2,0)+1,FALSE)","v":7.0998797822700715E-2},{"$f":"P86*VLOOKUP($B86,$AR$36:$AZ$47,MATCH(AM$2,$AS$2:$BA$2,0)+1,FALSE)","v":0},{"$f":"Q86*VLOOKUP($B86,$AR$36:$AZ$47,MATCH(AN$2,$AS$2:$BA$2,0)+1,FALSE)","v":1.4098715321122319E-3},{"$f":"R86*VLOOKUP($B86,$AR$36:$BA$47,MATCH(AO$2,$AS$2:$BA$2,0)+1,FALSE)","v":0},0.92499210631027229]
[2006,1,4,13,null,2013,1,4,13,0.25986852124463122,0.48898502658159326,0,0.10682000252419063,0.11640830000000001,8.0532000000000006E-2,0,1.844841099551928E-3,0,1.0544586914499672,null,null,0.24604741166262972,9.3598591314159568E-2,0.43284722689845567,9.1760442576995074E-2,7.4237355628834406E-2,0,0,1.3484631500345877E-3,0,0.93983949123110899,null,{"$f":"J87*VLOOKUP($B87,$AR$36:$AZ$47,MATCH(AG$2,$AS$2:$BA$2,0)+1,FALSE)","v":0.24935379364242269},{"$f":"K87*VLOOKUP($B87,$AR$36:$AZ$47,MATCH(AH$2,$AS$2:$BA$2,0)+1,FALSE)","v":0.4135511596260974},{"$f":"L87*VLOOKUP($B87,$AR$36:$AZ$47,MATCH(AI$2,$AS$2:$BA$2,0)+1,FALSE)","v":0},{"$f":"M87*VLOOKUP($B87,$AR$36:$AZ$47,MATCH(AJ$2,$AS$2:$BA$2,0)+1,FALSE)","v":9.186478891784039E-2},{"$f":"N87*VLOOKUP($B87,$AR$36:$AZ$47,MATCH(AK$2,$AS$2:$BA$2,0)+1,FALSE)","v":9.1059839725030275E-2},{"$f":"O87*VLOOKUP($B87,$AR$36:$AZ$47,MATCH(AL$2,$AS$2:$BA$2,0)+1,FALSE)","v":7.1369238663126722E-2},{"$f":"P87*VLOOKUP($B87,$AR$36:$AZ$47,MATCH(AM$2,$AS$2:$BA$2,0)+1,FALSE)","v":0},{"$f":"Q87*VLOOKUP($B87,$AR$36:$AZ$47,MATCH(AN$2,$AS$2:$BA$2,0)+1,FALSE)","v":1.4098715321122319E-3},{"$f":"R87*VLOOKUP($B87,$AR$36:$BA$47,MATCH(AO$2,$AS$2:$BA$2,0)+1,FALSE)","v":0},0.91860869210662965]
[2006,1,4,14,null,2013,1,4,14,0.24473041967843112,0.48950878075309578,0,0.10911862836141135,0.11660109999999999,8.0465999999999996E-2,0,1.844841099551928E-3,0,1.0422697698924903,null,null,0.23171443016102169,9.5612709786713129E-2,0.43331085160757249,9.1912419827146846E-2,7.4176514404581895E-2,0,0,1.3484631500345877E-3,0,0.92807538893707064,null,{"$f":"J88*VLOOKUP($B88,$AR$36:$AZ$47,MATCH(AG$2,$AS$2:$BA$2,0)+1,FALSE)","v":0.23482820571820126},{"$f":"K88*VLOOKUP($B88,$AR$36:$AZ$47,MATCH(AH$2,$AS$2:$BA$2,0)+1,FALSE)","v":0.41399411622642129},{"$f":"L88*VLOOKUP($B88,$AR$36:$AZ$47,MATCH(AI$2,$AS$2:$BA$2,0)+1,FALSE)","v":0},{"$f":"M88*VLOOKUP($B88,$AR$36:$AZ$47,MATCH(AJ$2,$AS$2:$BA$2,0)+1,FALSE)","v":9.3841598245190436E-2},{"$f":"N88*VLOOKUP($B88,$AR$36:$AZ$47,MATCH(AK$2,$AS$2:$BA$2,0)+1,FALSE)","v":9.1210656609212792E-2},{"$f":"O88*VLOOKUP($B88,$AR$36:$AZ$47,MATCH(AL$2,$AS$2:$BA$2,0)+1,FALSE)","v":7.1310748004112079E-2},{"$f":"P88*VLOOKUP($B88,$AR$36:$AZ$47,MATCH(AM$2,$AS$2:$BA$2,0)+1,FALSE)","v":0},{"$f":"Q88*VLOOKUP($B88,$AR$36:$AZ$47,MATCH(AN$2,$AS$2:$BA$2,0)+1,FALSE)","v":1.4098715321122319E-3},{"$f":"R88*VLOOKUP($B88,$AR$36:$BA$47,MATCH(AO$2,$AS$2:$BA$2,0)+1,FALSE)","v":0},0.9065951963352501]
[2006,1,4,15,null,2013,1,4,15,0.25763754512676923,0.47623781285815681,0,9.8184373620748971E-2,0.11547969999999996,8.0270999999999995E-2,0,1.844841099551928E-3,0,1.0296552727052268,null,null,0.24393509002916669,8.603181841232467E-2,0.42156345375422682,9.102846086283034E-2,7.3996756242017653E-2,0,0,1.3484631500345877E-3,0,0.91790404245060064,null,{"$f":"J89*VLOOKUP($B89,$AR$36:$AZ$47,MATCH(AG$2,$AS$2:$BA$2,0)+1,FALSE)","v":0.24721308665779007},{"$f":"K89*VLOOKUP($B89,$AR$36:$AZ$47,MATCH(AH$2,$AS$2:$BA$2,0)+1,FALSE)","v":0.40277041025595445},{"$f":"L89*VLOOKUP($B89,$AR$36:$AZ$47,MATCH(AI$2,$AS$2:$BA$2,0)+1,FALSE)","v":0},{"$f":"M89*VLOOKUP($B89,$AR$36:$AZ$47,MATCH(AJ$2,$AS$2:$BA$2,0)+1,FALSE)","v":8.4438181469410359E-2},{"$f":"N89*VLOOKUP($B89,$AR$36:$AZ$47,MATCH(AK$2,$AS$2:$BA$2,0)+1,FALSE)","v":9.0333446785964361E-2},{"$f":"O89*VLOOKUP($B89,$AR$36:$AZ$47,MATCH(AL$2,$AS$2:$BA$2,0)+1,FALSE)","v":7.1137934693387028E-2},{"$f":"P89*VLOOKUP($B89,$AR$36:$AZ$47,MATCH(AM$2,$AS$2:$BA$2,0)+1,FALSE)","v":0},{"$f":"Q89*VLOOKUP($B89,$AR$36:$AZ$47,MATCH(AN$2,$AS$2:$BA$2,0)+1,FALSE)","v":1.4098715321122319E-3},{"$f":"R89*VLOOKUP($B89,$AR$36:$BA$47,MATCH(AO$2,$AS$2:$BA$2,0)+1,FALSE)","v":0},0.89730293139461859]
[2006,1,4,16,null,2013,1,4,16,0.28112751280537757,0.46685303637825593,0,9.2373126470966724E-2,0.11392069999999997,7.8201000000000007E-2,0,1.844841099551928E-3,0,1.0343202167541523,null,null,0.26617574357073071,8.0939845615611197E-2,0.41325609411422953,8.9799557683439057E-2,7.2088554208643518E-2,0,0,1.3484631500345877E-3,0,0.92360825834268845,null,{"$f":"J90*VLOOKUP($B90,$AR$36:$AZ$47,MATCH(AG$2,$AS$2:$BA$2,0)+1,FALSE)","v":0.26975260981798466},{"$f":"K90*VLOOKUP($B90,$AR$36:$AZ$47,MATCH(AH$2,$AS$2:$BA$2,0)+1,FALSE)","v":0.39483338767833748},{"$f":"L90*VLOOKUP($B90,$AR$36:$AZ$47,MATCH(AI$2,$AS$2:$BA$2,0)+1,FALSE)","v":0},{"$f":"M90*VLOOKUP($B90,$AR$36:$AZ$47,MATCH(AJ$2,$AS$2:$BA$2,0)+1,FALSE)","v":7.94405314024835E-2},{"$f":"N90*VLOOKUP($B90,$AR$36:$AZ$47,MATCH(AK$2,$AS$2:$BA$2,0)+1,FALSE)","v":8.9113926441355587E-2},{"$f":"O90*VLOOKUP($B90,$AR$36:$AZ$47,MATCH(AL$2,$AS$2:$BA$2,0)+1,FALSE)","v":6.9303454933382663E-2},{"$f":"P90*VLOOKUP($B90,$AR$36:$AZ$47,MATCH(AM$2,$AS$2:$BA$2,0)+1,FALSE)","v":0},{"$f":"Q90*VLOOKUP($B90,$AR$36:$AZ$47,MATCH(AN$2,$AS$2:$BA$2,0)+1,FALSE)","v":1.4098715321122319E-3},{"$f":"R90*VLOOKUP($B90,$AR$36:$BA$47,MATCH(AO$2,$AS$2:$BA$2,0)+1,FALSE)","v":0},0.90385378180565623]
[2006,1,4,17,null,2013,1,4,17,0.31801660312855418,0.46810716486905934,2.5254262435677713E-3,9.8822150874527073E-2,0.11181970000000004,7.6892000000000002E-2,5.141270003576549E-6,1.9450244343255972E-3,0,1.0781332108200374,null,null,0.3011028873014725,8.659065618722854E-2,0.41436624270755873,8.8143415553932306E-2,7.0881869927635413E-2,1.4123783417728344E-3,2.5730965095978798E-6,1.4216908850534372E-3,0,0.96392171400116344,null,{"$f":"J91*VLOOKUP($B91,$AR$36:$AZ$47,MATCH(AG$2,$AS$2:$BA$2,0)+1,FALSE)","v":0.30514910406071355},{"$f":"K91*VLOOKUP($B91,$AR$36:$AZ$47,MATCH(AH$2,$AS$2:$BA$2,0)+1,FALSE)","v":0.39589404651960636},{"$f":"L91*VLOOKUP($B91,$AR$36:$AZ$47,MATCH(AI$2,$AS$2:$BA$2,0)+1,FALSE)","v":1.8668501728593802E-3},{"$f":"M91*VLOOKUP($B91,$AR$36:$AZ$47,MATCH(AJ$2,$AS$2:$BA$2,0)+1,FALSE)","v":8.498666744030009E-2},{"$f":"N91*VLOOKUP($B91,$AR$36:$AZ$47,MATCH(AK$2,$AS$2:$BA$2,0)+1,FALSE)","v":8.7470429171295952E-2},{"$f":"O91*VLOOKUP($B91,$AR$36:$AZ$47,MATCH(AL$2,$AS$2:$BA$2,0)+1,FALSE)","v":6.8143390196259118E-2},{"$f":"P91*VLOOKUP($B91,$AR$36:$AZ$47,MATCH(AM$2,$AS$2:$BA$2,0)+1,FALSE)","v":2.5730965095978798E-6},{"$f":"Q91*VLOOKUP($B91,$AR$36:$AZ$47,MATCH(AN$2,$AS$2:$BA$2,0)+1,FALSE)","v":1.4864340239841721E-3},{"$f":"R91*VLOOKUP($B91,$AR$36:$BA$47,MATCH(AO$2,$AS$2:$BA$2,0)+1,FALSE)","v":0},0.94499949468152833]
[2006,1,4,18,null,2013,1,4,18,0.38702330175991928,0.46119860505915333,8.4180874785592386E-3,9.596739429884607E-2,0.10894689999999993,7.4548000000000003E-2,1.71375666785885E-5,2.1787855487974887E-3,0,1.138298211711954,null,null,0.36643946406079131,8.4089240836970849E-2,0.4082508183223072,8.58788914655709E-2,6.8721084629940241E-2,4.7079278059094483E-3,8.5769883653262672E-6,1.5925556000974171E-3,0,1.0196885597099528,null,{"$f":"J92*VLOOKUP($B92,$AR$36:$AZ$47,MATCH(AG$2,$AS$2:$BA$2,0)+1,FALSE)","v":0.37136367290521061},{"$f":"K92*VLOOKUP($B92,$AR$36:$AZ$47,MATCH(AH$2,$AS$2:$BA$2,0)+1,FALSE)","v":0.39005124405036523},{"$f":"L92*VLOOKUP($B92,$AR$36:$AZ$47,MATCH(AI$2,$AS$2:$BA$2,0)+1,FALSE)","v":6.2228339095312677E-3},{"$f":"M92*VLOOKUP($B92,$AR$36:$AZ$47,MATCH(AJ$2,$AS$2:$BA$2,0)+1,FALSE)","v":8.2531587829368966E-2},{"$f":"N92*VLOOKUP($B92,$AR$36:$AZ$47,MATCH(AK$2,$AS$2:$BA$2,0)+1,FALSE)","v":8.5223195017356104E-2},{"$f":"O92*VLOOKUP($B92,$AR$36:$AZ$47,MATCH(AL$2,$AS$2:$BA$2,0)+1,FALSE)","v":6.6066085579133391E-2},{"$f":"P92*VLOOKUP($B92,$AR$36:$AZ$47,MATCH(AM$2,$AS$2:$BA$2,0)+1,FALSE)","v":8.5769883653262672E-6},{"$f":"Q92*VLOOKUP($B92,$AR$36:$AZ$47,MATCH(AN$2,$AS$2:$BA$2,0)+1,FALSE)","v":1.66507983835203E-3},{"$f":"R92*VLOOKUP($B92,$AR$36:$BA$47,MATCH(AO$2,$AS$2:$BA$2,0)+1,FALSE)","v":0},1.0031322761176829]
[2006,1,4,19,null,2013,1,4,19,0.4209784827074825,0.4513740471273382,8.4180874785592386E-3,0.10680646907523077,9.8318000000000003E-2,6.9831000000000004E-2,1.71375666785885E-5,2.1787855487974887E-3,0,1.1579220095040867,null,null,0.39858873841179843,9.3586732938122003E-2,0.39955416622639722,7.7500514939957035E-2,6.4372780769348034E-2,4.7079278059094483E-3,8.5769883653262672E-6,1.5925556000974171E-3,0,1.039911993679995,null,{"$f":"J93*VLOOKUP($B93,$AR$36:$AZ$47,MATCH(AG$2,$AS$2:$BA$2,0)+1,FALSE)","v":0.40394496879490938},{"$f":"K93*VLOOKUP($B93,$AR$36:$AZ$47,MATCH(AH$2,$AS$2:$BA$2,0)+1,FALSE)","v":0.38174228343879124},{"$f":"L93*VLOOKUP($B93,$AR$36:$AZ$47,MATCH(AI$2,$AS$2:$BA$2,0)+1,FALSE)","v":6.2228339095312677E-3},{"$f":"M93*VLOOKUP($B93,$AR$36:$AZ$47,MATCH(AJ$2,$AS$2:$BA$2,0)+1,FALSE)","v":9.1853150204091558E-2},{"$f":"N93*VLOOKUP($B93,$AR$36:$AZ$47,MATCH(AK$2,$AS$2:$BA$2,0)+1,FALSE)","v":7.6908788480593959E-2},{"$f":"O93*VLOOKUP($B93,$AR$36:$AZ$47,MATCH(AL$2,$AS$2:$BA$2,0)+1,FALSE)","v":6.1885775903799754E-2},{"$f":"P93*VLOOKUP($B93,$AR$36:$AZ$47,MATCH(AM$2,$AS$2:$BA$2,0)+1,FALSE)","v":8.5769883653262672E-6},{"$f":"Q93*VLOOKUP($B93,$AR$36:$AZ$47,MATCH(AN$2,$AS$2:$BA$2,0)+1,FALSE)","v":1.66507983835203E-3},{"$f":"R93*VLOOKUP($B93,$AR$36:$BA$47,MATCH(AO$2,$AS$2:$BA$2,0)+1,FALSE)","v":0},1.0242314575584346]
[2006,1,4,20,null,2013,1,4,20,0.42430974994531984,0.42602643467210655,8.4180874785592386E-3,8.8070384969002047E-2,9.4303499999999985E-2,6.7865999999999996E-2,1.71375666785885E-5,2.1787855487974887E-3,0,1.1111900801804639,null,null,0.401742832172369,7.7169666493197661E-2,0.37711657987238439,7.4336030133243525E-2,6.2561371592739223E-2,4.7079278059094483E-3,8.5769883653262672E-6,1.5925556000974171E-3,0,0.999235540658306,null,{"$f":"J94*VLOOKUP($B94,$AR$36:$AZ$47,MATCH(AG$2,$AS$2:$BA$2,0)+1,FALSE)","v":0.40714144722720663},{"$f":"K94*VLOOKUP($B94,$AR$36:$AZ$47,MATCH(AH$2,$AS$2:$BA$2,0)+1,FALSE)","v":0.36030495109776745},{"$f":"L94*VLOOKUP($B94,$AR$36:$AZ$47,MATCH(AI$2,$AS$2:$BA$2,0)+1,FALSE)","v":6.2228339095312677E-3},{"$f":"M94*VLOOKUP($B94,$AR$36:$AZ$47,MATCH(AJ$2,$AS$2:$BA$2,0)+1,FALSE)","v":7.5740190356746284E-2},{"$f":"N94*VLOOKUP($B94,$AR$36:$AZ$47,MATCH(AK$2,$AS$2:$BA$2,0)+1,FALSE)","v":7.3768464924832605E-2},{"$f":"O94*VLOOKUP($B94,$AR$36:$AZ$47,MATCH(AL$2,$AS$2:$BA$2,0)+1,FALSE)","v":6.0144349464955012E-2},{"$f":"P94*VLOOKUP($B94,$AR$36:$AZ$47,MATCH(AM$2,$AS$2:$BA$2,0)+1,FALSE)","v":8.5769883653262672E-6},{"$f":"Q94*VLOOKUP($B94,$AR$36:$AZ$47,MATCH(AN$2,$AS$2:$BA$2,0)+1,FALSE)","v":1.66507983835203E-3},{"$f":"R94*VLOOKUP($B94,$AR$36:$BA$47,MATCH(AO$2,$AS$2:$BA$2,0)+1,FALSE)","v":0},0.98499589380775665]
[2006,1,4,21,null,2013,1,4,21,0.39823323276638795,0.42735897680145146,8.4180874785592386E-3,0.10495491001099641,9.2069600000000029E-2,6.7256999999999997E-2,1.71375666785885E-5,2.1787855487974887E-3,0,1.1004877301728713,null,null,0.37705319478834576,9.1964346530594501E-2,0.37829613984673477,7.2575127751946453E-2,6.1999973023500167E-2,4.7079278059094483E-3,8.5769883653262672E-6,1.5925556000974171E-3,0,0.98819784233549368,null,{"$f":"J95*VLOOKUP($B95,$AR$36:$AZ$47,MATCH(AG$2,$AS$2:$BA$2,0)+1,FALSE)","v":0.38212003081091261},{"$f":"K95*VLOOKUP($B95,$AR$36:$AZ$47,MATCH(AH$2,$AS$2:$BA$2,0)+1,FALSE)","v":0.36143192700272242},{"$f":"L95*VLOOKUP($B95,$AR$36:$AZ$47,MATCH(AI$2,$AS$2:$BA$2,0)+1,FALSE)","v":6.2228339095312677E-3},{"$f":"M95*VLOOKUP($B95,$AR$36:$AZ$47,MATCH(AJ$2,$AS$2:$BA$2,0)+1,FALSE)","v":9.0260816571949176E-2},{"$f":"N95*VLOOKUP($B95,$AR$36:$AZ$47,MATCH(AK$2,$AS$2:$BA$2,0)+1,FALSE)","v":7.2021007261059991E-2},{"$f":"O95*VLOOKUP($B95,$AR$36:$AZ$47,MATCH(AL$2,$AS$2:$BA$2,0)+1,FALSE)","v":5.9604640202229088E-2},{"$f":"P95*VLOOKUP($B95,$AR$36:$AZ$47,MATCH(AM$2,$AS$2:$BA$2,0)+1,FALSE)","v":8.5769883653262672E-6},{"$f":"Q95*VLOOKUP($B95,$AR$36:$AZ$47,MATCH(AN$2,$AS$2:$BA$2,0)+1,FALSE)","v":1.66507983835203E-3},{"$f":"R95*VLOOKUP($B95,$AR$36:$BA$47,MATCH(AO$2,$AS$2:$BA$2,0)+1,FALSE)","v":0},0.97333491258512195]
[2006,1,4,22,null,2013,1,4,22,0.36258099501555718,0.39518960016117433,8.4180874785592386E-3,9.4218298139042755E-2,8.9192100000000024E-2,6.6143999999999994E-2,1.71375666785885E-5,2.1787855487974887E-3,0,1.0179390039098097,null,null,0.34329712161503972,8.2556635212911608E-2,0.34981996018303613,7.0306898823980793E-2,6.0973968741787392E-2,4.7079278059094483E-3,8.5769883653262672E-6,1.5925556000974171E-3,0,0.91326364497112789,null,{"$f":"J96*VLOOKUP($B96,$AR$36:$AZ$47,MATCH(AG$2,$AS$2:$BA$2,0)+1,FALSE)","v":0.34791034395683423},{"$f":"K96*VLOOKUP($B96,$AR$36:$AZ$47,MATCH(AH$2,$AS$2:$BA$2,0)+1,FALSE)","v":0.33422519818519819},{"$f":"L96*VLOOKUP($B96,$AR$36:$AZ$47,MATCH(AI$2,$AS$2:$BA$2,0)+1,FALSE)","v":6.2228339095312677E-3},{"$f":"M96*VLOOKUP($B96,$AR$36:$AZ$47,MATCH(AJ$2,$AS$2:$BA$2,0)+1,FALSE)","v":8.1027371898640552E-2},{"$f":"N96*VLOOKUP($B96,$AR$36:$AZ$47,MATCH(AK$2,$AS$2:$BA$2,0)+1,FALSE)","v":6.9770096554445646E-2},{"$f":"O96*VLOOKUP($B96,$AR$36:$AZ$47,MATCH(AL$2,$AS$2:$BA$2,0)+1,FALSE)","v":5.8618274997936884E-2},{"$f":"P96*VLOOKUP($B96,$AR$36:$AZ$47,MATCH(AM$2,$AS$2:$BA$2,0)+1,FALSE)","v":8.5769883653262672E-6},{"$f":"Q96*VLOOKUP($B96,$AR$36:$AZ$47,MATCH(AN$2,$AS$2:$BA$2,0)+1,FALSE)","v":1.66507983835203E-3},{"$f":"R96*VLOOKUP($B96,$AR$36:$BA$47,MATCH(AO$2,$AS$2:$BA$2,0)+1,FALSE)","v":0},0.89944777632930417]
[2006,1,4,23,null,2013,1,4,23,0.32803293675663819,0.38461813333914807,8.4180874785592386E-3,0.10327131818394035,8.6078800000000039E-2,6.4108999999999999E-2,1.71375666785885E-5,2.1787855487974887E-3,0,0.97672419887376172,null,null,0.31058650213768213,9.0489137584359988E-2,0.34046214787914636,6.7852797304802551E-2,5.9098030994001696E-2,4.7079278059094483E-3,8.5769883653262672E-6,1.5925556000974171E-3,0,0.87479767629436489,null,{"$f":"J97*VLOOKUP($B97,$AR$36:$AZ$47,MATCH(AG$2,$AS$2:$BA$2,0)+1,FALSE)","v":0.31476015959213655},{"$f":"K97*VLOOKUP($B97,$AR$36:$AZ$47,MATCH(AH$2,$AS$2:$BA$2,0)+1,FALSE)","v":0.32528455148736257},{"$f":"L97*VLOOKUP($B97,$AR$36:$AZ$47,MATCH(AI$2,$AS$2:$BA$2,0)+1,FALSE)","v":6.2228339095312677E-3},{"$f":"M97*VLOOKUP($B97,$AR$36:$AZ$47,MATCH(AJ$2,$AS$2:$BA$2,0)+1,FALSE)","v":8.8812934113967762E-2},{"$f":"N97*VLOOKUP($B97,$AR$36:$AZ$47,MATCH(AK$2,$AS$2:$BA$2,0)+1,FALSE)","v":6.7334732417902665E-2},{"$f":"O97*VLOOKUP($B97,$AR$36:$AZ$47,MATCH(AL$2,$AS$2:$BA$2,0)+1,FALSE)","v":5.6814813011652393E-2},{"$f":"P97*VLOOKUP($B97,$AR$36:$AZ$47,MATCH(AM$2,$AS$2:$BA$2,0)+1,FALSE)","v":8.5769883653262672E-6},{"$f":"Q97*VLOOKUP($B97,$AR$36:$AZ$47,MATCH(AN$2,$AS$2:$BA$2,0)+1,FALSE)","v":1.66507983835203E-3},{"$f":"R97*VLOOKUP($B97,$AR$36:$BA$47,MATCH(AO$2,$AS$2:$BA$2,0)+1,FALSE)","v":0},0.86090368135927053]
[2006,1,4,24,null,2013,1,4,24,0.23195940308654336,0.37759728318657476,8.4180874785592386E-3,0.12255414829837903,8.4413199999999994E-2,6.2743999999999994E-2,1.71375666785885E-5,2.1787855487974887E-3,0,0.88988204516553238,null,null,0.21962264019860275,0.10738527775111374,0.33424732461501544,6.6539865210130195E-2,5.7839723856052072E-2,4.7079278059094483E-3,8.5769883653262672E-6,1.5925556000974171E-3,0,0.79194389202528648,null,{"$f":"J98*VLOOKUP($B98,$AR$36:$AZ$47,MATCH(AG$2,$AS$2:$BA$2,0)+1,FALSE)","v":0.22257392643648805},{"$f":"K98*VLOOKUP($B98,$AR$36:$AZ$47,MATCH(AH$2,$AS$2:$BA$2,0)+1,FALSE)","v":0.3193467812810733},{"$f":"L98*VLOOKUP($B98,$AR$36:$AZ$47,MATCH(AI$2,$AS$2:$BA$2,0)+1,FALSE)","v":6.2228339095312677E-3},{"$f":"M98*VLOOKUP($B98,$AR$36:$AZ$47,MATCH(AJ$2,$AS$2:$BA$2,0)+1,FALSE)","v":0.10539609341318541},{"$f":"N98*VLOOKUP($B98,$AR$36:$AZ$47,MATCH(AK$2,$AS$2:$BA$2,0)+1,FALSE)","v":6.6031824729653507E-2},{"$f":"O98*VLOOKUP($B98,$AR$36:$AZ$47,MATCH(AL$2,$AS$2:$BA$2,0)+1,FALSE)","v":5.5605119836577038E-2},{"$f":"P98*VLOOKUP($B98,$AR$36:$AZ$47,MATCH(AM$2,$AS$2:$BA$2,0)+1,FALSE)","v":8.5769883653262672E-6},{"$f":"Q98*VLOOKUP($B98,$AR$36:$AZ$47,MATCH(AN$2,$AS$2:$BA$2,0)+1,FALSE)","v":1.66507983835203E-3},{"$f":"R98*VLOOKUP($B98,$AR$36:$BA$47,MATCH(AO$2,$AS$2:$BA$2,0)+1,FALSE)","v":0},0.77685023643322604]
[2006,1,5,1,null,2013,1,5,1,0.23429151491951844,0.33169332253885653,8.4180874785592386E-3,9.9288564904551499E-2,8.4023300000000009E-2,6.1968000000000002E-2,1.71375666785885E-5,2.1787855487974887E-3,0,0.82187871295696169,null,null,0.22183071864328344,8.6999340845044001E-2,0.29361335631352342,6.6232521175720552E-2,5.7124378552719547E-2,4.7079278059094483E-3,8.5769883653262672E-6,1.5925556000974171E-3,0,0.73210937592466307,null,{"$f":"J99*VLOOKUP($B99,$AR$36:$AZ$47,MATCH(AG$2,$AS$2:$BA$2,0)+1,FALSE)","v":0.2248116770111461},{"$f":"K99*VLOOKUP($B99,$AR$36:$AZ$47,MATCH(AH$2,$AS$2:$BA$2,0)+1,FALSE)","v":0.28052425068130049},{"$f":"L99*VLOOKUP($B99,$AR$36:$AZ$47,MATCH(AI$2,$AS$2:$BA$2,0)+1,FALSE)","v":6.2228339095312677E-3},{"$f":"M99*VLOOKUP($B99,$AR$36:$AZ$47,MATCH(AJ$2,$AS$2:$BA$2,0)+1,FALSE)","v":8.5387781701712046E-2},{"$f":"N99*VLOOKUP($B99,$AR$36:$AZ$47,MATCH(AK$2,$AS$2:$BA$2,0)+1,FALSE)","v":6.5726827306713836E-2},{"$f":"O99*VLOOKUP($B99,$AR$36:$AZ$47,MATCH(AL$2,$AS$2:$BA$2,0)+1,FALSE)","v":5.4917411482101976E-2},{"$f":"P99*VLOOKUP($B99,$AR$36:$AZ$47,MATCH(AM$2,$AS$2:$BA$2,0)+1,FALSE)","v":8.5769883653262672E-6},{"$f":"Q99*VLOOKUP($B99,$AR$36:$AZ$47,MATCH(AN$2,$AS$2:$BA$2,0)+1,FALSE)","v":1.66507983835203E-3},{"$f":"R99*VLOOKUP($B99,$AR$36:$BA$47,MATCH(AO$2,$AS$2:$BA$2,0)+1,FALSE)","v":0},0.71926443891922309]
[2006,1,5,2,null,2013,1,5,2,0.21675672342784111,0.32110287140651855,8.4180874785592386E-3,9.4217650573032177E-2,8.256090000000002E-2,6.1811999999999999E-2,1.71375666785885E-5,2.1787855487974887E-3,0,0.7870641560014271,null,null,0.20522851519090879,8.2556067797961777E-2,0.28423873918816411,6.5079764274154281E-2,5.6980572022668159E-2,4.7079278059094483E-3,8.5769883653262672E-6,1.5925556000974171E-3,0,0.70039271886822929,null,{"$f":"J100*VLOOKUP($B100,$AR$36:$AZ$47,MATCH(AG$2,$AS$2:$BA$2,0)+1,FALSE)","v":0.20798637336052572},{"$f":"K100*VLOOKUP($B100,$AR$36:$AZ$47,MATCH(AH$2,$AS$2:$BA$2,0)+1,FALSE)","v":0.27156754831076058},{"$f":"L100*VLOOKUP($B100,$AR$36:$AZ$47,MATCH(AI$2,$AS$2:$BA$2,0)+1,FALSE)","v":6.2228339095312677E-3},{"$f":"M100*VLOOKUP($B100,$AR$36:$AZ$47,MATCH(AJ$2,$AS$2:$BA$2,0)+1,FALSE)","v":8.1026814994376681E-2},{"$f":"N100*VLOOKUP($B100,$AR$36:$AZ$47,MATCH(AK$2,$AS$2:$BA$2,0)+1,FALSE)","v":6.4582871853246321E-2},{"$f":"O100*VLOOKUP($B100,$AR$36:$AZ$47,MATCH(AL$2,$AS$2:$BA$2,0)+1,FALSE)","v":5.4779160833521932E-2},{"$f":"P100*VLOOKUP($B100,$AR$36:$AZ$47,MATCH(AM$2,$AS$2:$BA$2,0)+1,FALSE)","v":8.5769883653262672E-6},{"$f":"Q100*VLOOKUP($B100,$AR$36:$AZ$47,MATCH(AN$2,$AS$2:$BA$2,0)+1,FALSE)","v":1.66507983835203E-3},{"$f":"R100*VLOOKUP($B100,$AR$36:$BA$47,MATCH(AO$2,$AS$2:$BA$2,0)+1,FALSE)","v":0},0.6878392600886799]
[2006,1,5,3,null,2013,1,5,3,0.21012679506268064,0.31472484707736992,8.4180874785592386E-3,9.0113714269934544E-2,8.2872899999999999E-2,6.2059999999999997E-2,1.71375666785885E-5,2.1787855487974887E-3,0,0.77051226700402031,null,null,0.19895119962400812,7.8960087197549517E-2,0.27859294229482667,6.532570256278164E-2,5.7209187531980614E-2,4.7079278059094483E-3,8.5769883653262672E-6,1.5925556000974171E-3,0,0.68534817960551875,null,{"$f":"J101*VLOOKUP($B101,$AR$36:$AZ$47,MATCH(AG$2,$AS$2:$BA$2,0)+1,FALSE)","v":0.20162470330709895},{"$f":"K101*VLOOKUP($B101,$AR$36:$AZ$47,MATCH(AH$2,$AS$2:$BA$2,0)+1,FALSE)","v":0.26617343762421841},{"$f":"L101*VLOOKUP($B101,$AR$36:$AZ$47,MATCH(AI$2,$AS$2:$BA$2,0)+1,FALSE)","v":6.2228339095312677E-3},{"$f":"M101*VLOOKUP($B101,$AR$36:$AZ$47,MATCH(AJ$2,$AS$2:$BA$2,0)+1,FALSE)","v":7.7497445650550389E-2},{"$f":"N101*VLOOKUP($B101,$AR$36:$AZ$47,MATCH(AK$2,$AS$2:$BA$2,0)+1,FALSE)","v":6.4826932371218046E-2},{"$f":"O101*VLOOKUP($B101,$AR$36:$AZ$47,MATCH(AL$2,$AS$2:$BA$2,0)+1,FALSE)","v":5.4998943915879943E-2},{"$f":"P101*VLOOKUP($B101,$AR$36:$AZ$47,MATCH(AM$2,$AS$2:$BA$2,0)+1,FALSE)","v":8.5769883653262672E-6},{"$f":"Q101*VLOOKUP($B101,$AR$36:$AZ$47,MATCH(AN$2,$AS$2:$BA$2,0)+1,FALSE)","v":1.66507983835203E-3},{"$f":"R101*VLOOKUP($B101,$AR$36:$BA$47,MATCH(AO$2,$AS$2:$BA$2,0)+1,FALSE)","v":0},0.67301795360521433]
[2006,1,5,4,null,2013,1,5,4,0.20558229688151963,0.31419800873114639,8.4180874785592386E-3,9.1089396864745736E-2,8.3614899999999978E-2,6.1643999999999997E-2,1.71375666785885E-5,2.1787855487974887E-3,0,0.76674261307144687,null,null,0.19464840061847716,7.9815006822021445E-2,0.27812658748887115,6.5910594262017244E-2,5.6825703451843589E-2,4.7079278059094483E-3,8.5769883653262672E-6,1.5925556000974171E-3,0,0.68163535303760281,null,{"$f":"J102*VLOOKUP($B102,$AR$36:$AZ$47,MATCH(AG$2,$AS$2:$BA$2,0)+1,FALSE)","v":0.19726408334341031},{"$f":"K102*VLOOKUP($B102,$AR$36:$AZ$47,MATCH(AH$2,$AS$2:$BA$2,0)+1,FALSE)","v":0.2657278726331197},{"$f":"L102*VLOOKUP($B102,$AR$36:$AZ$47,MATCH(AI$2,$AS$2:$BA$2,0)+1,FALSE)","v":6.2228339095312677E-3},{"$f":"M102*VLOOKUP($B102,$AR$36:$AZ$47,MATCH(AJ$2,$AS$2:$BA$2,0)+1,FALSE)","v":7.8336528907479192E-2},{"$f":"N102*VLOOKUP($B102,$AR$36:$AZ$47,MATCH(AK$2,$AS$2:$BA$2,0)+1,FALSE)","v":6.5407358346650818E-2},{"$f":"O102*VLOOKUP($B102,$AR$36:$AZ$47,MATCH(AL$2,$AS$2:$BA$2,0)+1,FALSE)","v":5.4630275519666503E-2},{"$f":"P102*VLOOKUP($B102,$AR$36:$AZ$47,MATCH(AM$2,$AS$2:$BA$2,0)+1,FALSE)","v":8.5769883653262672E-6},{"$f":"Q102*VLOOKUP($B102,$AR$36:$AZ$47,MATCH(AN$2,$AS$2:$BA$2,0)+1,FALSE)","v":1.66507983835203E-3},{"$f":"R102*VLOOKUP($B102,$AR$36:$BA$47,MATCH(AO$2,$AS$2:$BA$2,0)+1,FALSE)","v":0},0.66926260948657512]
[2006,1,5,5,null,2013,1,5,5,0.20805435317730875,0.31351043639189613,8.4180874785592386E-3,8.7461455740033806E-2,8.3781700000000014E-2,6.1942999999999998E-2,1.71375666785885E-5,2.1787855487974887E-3,0,0.76536495590327391,null,null,0.19698898057848949,7.6636106142190019E-2,0.27751795171444443,6.6042076654783455E-2,5.7101332634442073E-2,4.7079278059094483E-3,8.5769883653262672E-6,1.5925556000974171E-3,0,0.6805955081187216,null,{"$f":"J103*VLOOKUP($B103,$AR$36:$AZ$47,MATCH(AG$2,$AS$2:$BA$2,0)+1,FALSE)","v":0.19963611598707312},{"$f":"K103*VLOOKUP($B103,$AR$36:$AZ$47,MATCH(AH$2,$AS$2:$BA$2,0)+1,FALSE)","v":0.2651463694729686},{"$f":"L103*VLOOKUP($B103,$AR$36:$AZ$47,MATCH(AI$2,$AS$2:$BA$2,0)+1,FALSE)","v":6.2228339095312677E-3},{"$f":"M103*VLOOKUP($B103,$AR$36:$AZ$47,MATCH(AJ$2,$AS$2:$BA$2,0)+1,FALSE)","v":7.5216513575589089E-2},{"$f":"N103*VLOOKUP($B103,$AR$36:$AZ$47,MATCH(AK$2,$AS$2:$BA$2,0)+1,FALSE)","v":6.5537836854335729E-2},{"$f":"O103*VLOOKUP($B103,$AR$36:$AZ$47,MATCH(AL$2,$AS$2:$BA$2,0)+1,FALSE)","v":5.4895255929444914E-2},{"$f":"P103*VLOOKUP($B103,$AR$36:$AZ$47,MATCH(AM$2,$AS$2:$BA$2,0)+1,FALSE)","v":8.5769883653262672E-6},{"$f":"Q103*VLOOKUP($B103,$AR$36:$AZ$47,MATCH(AN$2,$AS$2:$BA$2,0)+1,FALSE)","v":1.66507983835203E-3},{"$f":"R103*VLOOKUP($B103,$AR$36:$BA$47,MATCH(AO$2,$AS$2:$BA$2,0)+1,FALSE)","v":0},0.66832858255566008]
[2006,1,5,6,null,2013,1,5,6,0.21227797113694141,0.32239298018964024,8.4180874785592386E-3,8.8058244046896231E-2,8.4548999999999999E-2,6.1983999999999997E-2,1.71375666785885E-5,2.1787855487974887E-3,0,0.77987620596751317,null,null,0.20098796537988889,7.7159028287061115E-2,0.28538073736564484,6.6646911426782765E-2,5.7139127940417117E-2,4.7079278059094483E-3,8.5769883653262672E-6,1.5925556000974171E-3,0,0.69362283079416687,null,{"$f":"J104*VLOOKUP($B104,$AR$36:$AZ$47,MATCH(AG$2,$AS$2:$BA$2,0)+1,FALSE)","v":0.20368883909523},{"$f":"K104*VLOOKUP($B104,$AR$36:$AZ$47,MATCH(AH$2,$AS$2:$BA$2,0)+1,FALSE)","v":0.2726586369010055},{"$f":"L104*VLOOKUP($B104,$AR$36:$AZ$47,MATCH(AI$2,$AS$2:$BA$2,0)+1,FALSE)","v":6.2228339095312677E-3},{"$f":"M104*VLOOKUP($B104,$AR$36:$AZ$47,MATCH(AJ$2,$AS$2:$BA$2,0)+1,FALSE)","v":7.5729749210704675E-2},{"$f":"N104*VLOOKUP($B104,$AR$36:$AZ$47,MATCH(AK$2,$AS$2:$BA$2,0)+1,FALSE)","v":6.6138053634591215E-2},{"$f":"O104*VLOOKUP($B104,$AR$36:$AZ$47,MATCH(AL$2,$AS$2:$BA$2,0)+1,FALSE)","v":5.4931591035802488E-2},{"$f":"P104*VLOOKUP($B104,$AR$36:$AZ$47,MATCH(AM$2,$AS$2:$BA$2,0)+1,FALSE)","v":8.5769883653262672E-6},{"$f":"Q104*VLOOKUP($B104,$AR$36:$AZ$47,MATCH(AN$2,$AS$2:$BA$2,0)+1,FALSE)","v":1.66507983835203E-3},{"$f":"R104*VLOOKUP($B104,$AR$36:$BA$47,MATCH(AO$2,$AS$2:$BA$2,0)+1,FALSE)","v":0},0.6810433606135825]
[2006,1,5,7,null,2013,1,5,7,0.24103981495776144,0.33050118024382924,8.4180874785592386E-3,7.99326353631368E-2,8.6386799999999986E-2,6.3186000000000006E-2,1.71375666785885E-5,2.1787855487974887E-3,0,0.81166044115876257,null,null,0.22822011028479539,7.0039148972344284E-2,0.29255807760677388,6.8095582538447483E-2,5.8247175691197674E-2,4.7079278059094483E-3,8.5769883653262672E-6,1.5925556000974171E-3,0,0.72346915548793089,null,{"$f":"J105*VLOOKUP($B105,$AR$36:$AZ$47,MATCH(AG$2,$AS$2:$BA$2,0)+1,FALSE)","v":0.23128692921604535},{"$f":"K105*VLOOKUP($B105,$AR$36:$AZ$47,MATCH(AH$2,$AS$2:$BA$2,0)+1,FALSE)","v":0.27951601566029299},{"$f":"L105*VLOOKUP($B105,$AR$36:$AZ$47,MATCH(AI$2,$AS$2:$BA$2,0)+1,FALSE)","v":6.2228339095312677E-3},{"$f":"M105*VLOOKUP($B105,$AR$36:$AZ$47,MATCH(AJ$2,$AS$2:$BA$2,0)+1,FALSE)","v":6.8741757178093679E-2},{"$f":"N105*VLOOKUP($B105,$AR$36:$AZ$47,MATCH(AK$2,$AS$2:$BA$2,0)+1,FALSE)","v":6.7575663954874729E-2},{"$f":"O105*VLOOKUP($B105,$AR$36:$AZ$47,MATCH(AL$2,$AS$2:$BA$2,0)+1,FALSE)","v":5.599683000755383E-2},{"$f":"P105*VLOOKUP($B105,$AR$36:$AZ$47,MATCH(AM$2,$AS$2:$BA$2,0)+1,FALSE)","v":8.5769883653262672E-6},{"$f":"Q105*VLOOKUP($B105,$AR$36:$AZ$47,MATCH(AN$2,$AS$2:$BA$2,0)+1,FALSE)","v":1.66507983835203E-3},{"$f":"R105*VLOOKUP($B105,$AR$36:$BA$47,MATCH(AO$2,$AS$2:$BA$2,0)+1,FALSE)","v":0},0.71101368675310928]
[2006,1,5,8,null,2013,1,5,8,0.26262353795215354,0.34649649775302144,5.1911539451115277E-3,8.0933524790729072E-2,8.7908899999999984E-2,6.5065999999999999E-2,1.0568166118462901E-5,2.0507735099200247E-3,0,0.85028095611705379,null,null,0.24865590278239505,7.0916155509230069E-2,0.30671705682054512,6.9295398785626114E-2,5.9980228745663083E-2,2.9032221469774914E-3,5.2891428252845274E-6,1.4989868275733331E-3,0,0.75997224076083547,null,{"$f":"J106*VLOOKUP($B106,$AR$36:$AZ$47,MATCH(AG$2,$AS$2:$BA$2,0)+1,FALSE)","v":0.2519973376325863},{"$f":"K106*VLOOKUP($B106,$AR$36:$AZ$47,MATCH(AH$2,$AS$2:$BA$2,0)+1,FALSE)","v":0.29304379615442694},{"$f":"L106*VLOOKUP($B106,$AR$36:$AZ$47,MATCH(AI$2,$AS$2:$BA$2,0)+1,FALSE)","v":3.8374142442109465E-3},{"$f":"M106*VLOOKUP($B106,$AR$36:$AZ$47,MATCH(AJ$2,$AS$2:$BA$2,0)+1,FALSE)","v":6.9602518213696909E-2},{"$f":"N106*VLOOKUP($B106,$AR$36:$AZ$47,MATCH(AK$2,$AS$2:$BA$2,0)+1,FALSE)","v":6.8766319449761845E-2},{"$f":"O106*VLOOKUP($B106,$AR$36:$AZ$47,MATCH(AL$2,$AS$2:$BA$2,0)+1,FALSE)","v":5.7662927567364561E-2},{"$f":"P106*VLOOKUP($B106,$AR$36:$AZ$47,MATCH(AM$2,$AS$2:$BA$2,0)+1,FALSE)","v":5.2891428252845274E-6},{"$f":"Q106*VLOOKUP($B106,$AR$36:$AZ$47,MATCH(AN$2,$AS$2:$BA$2,0)+1,FALSE)","v":1.5672499876267748E-3},{"$f":"R106*VLOOKUP($B106,$AR$36:$BA$47,MATCH(AO$2,$AS$2:$BA$2,0)+1,FALSE)","v":0},0.74648285239249956]
[2006,1,5,9,null,2013,1,5,9,0.27996152602995711,0.36885336270917252,0,9.2684978151149663E-2,8.9619100000000007E-2,6.5398999999999999E-2,0,1.844841099551928E-3,0,0.89836280798983115,null,null,0.26507176981218922,8.1213098538980746E-2,0.32650724766966821,7.0643487443352221E-2,6.0287200377118919E-2,0,0,1.3484631500345877E-3,0,0.80507126699134379,null,{"$f":"J107*VLOOKUP($B107,$AR$36:$AZ$47,MATCH(AG$2,$AS$2:$BA$2,0)+1,FALSE)","v":0.26863380087415611},{"$f":"K107*VLOOKUP($B107,$AR$36:$AZ$47,MATCH(AH$2,$AS$2:$BA$2,0)+1,FALSE)","v":0.31195175227908667},{"$f":"L107*VLOOKUP($B107,$AR$36:$AZ$47,MATCH(AI$2,$AS$2:$BA$2,0)+1,FALSE)","v":0},{"$f":"M107*VLOOKUP($B107,$AR$36:$AZ$47,MATCH(AJ$2,$AS$2:$BA$2,0)+1,FALSE)","v":7.9708722640984844E-2},{"$f":"N107*VLOOKUP($B107,$AR$36:$AZ$47,MATCH(AK$2,$AS$2:$BA$2,0)+1,FALSE)","v":7.0104115276156953E-2},{"$f":"O107*VLOOKUP($B107,$AR$36:$AZ$47,MATCH(AL$2,$AS$2:$BA$2,0)+1,FALSE)","v":5.7958039528756569E-2},{"$f":"P107*VLOOKUP($B107,$AR$36:$AZ$47,MATCH(AM$2,$AS$2:$BA$2,0)+1,FALSE)","v":0},{"$f":"Q107*VLOOKUP($B107,$AR$36:$AZ$47,MATCH(AN$2,$AS$2:$BA$2,0)+1,FALSE)","v":1.4098715321122319E-3},{"$f":"R107*VLOOKUP($B107,$AR$36:$BA$47,MATCH(AO$2,$AS$2:$BA$2,0)+1,FALSE)","v":0},0.78976630213125343]
[2006,1,5,10,null,2013,1,5,10,0.30919161991204031,0.37434216277394977,0,9.1418622426923737E-2,8.9496299999999973E-2,6.5771999999999997E-2,0,1.844841099551928E-3,0,0.93206554621246585,null,null,0.29274726089474301,8.010348321329934E-2,0.33136590746063926,7.0546688655392445E-2,6.063104547781871E-2,0,0,1.3484631500345877E-3,0,0.8367428488519274,null,{"$f":"J108*VLOOKUP($B108,$AR$36:$AZ$47,MATCH(AG$2,$AS$2:$BA$2,0)+1,FALSE)","v":0.29668119485289951},{"$f":"K108*VLOOKUP($B108,$AR$36:$AZ$47,MATCH(AH$2,$AS$2:$BA$2,0)+1,FALSE)","v":0.31659381595864944},{"$f":"L108*VLOOKUP($B108,$AR$36:$AZ$47,MATCH(AI$2,$AS$2:$BA$2,0)+1,FALSE)","v":0},{"$f":"M108*VLOOKUP($B108,$AR$36:$AZ$47,MATCH(AJ$2,$AS$2:$BA$2,0)+1,FALSE)","v":7.8619661617282205E-2},{"$f":"N108*VLOOKUP($B108,$AR$36:$AZ$47,MATCH(AK$2,$AS$2:$BA$2,0)+1,FALSE)","v":7.0008055559468041E-2},{"$f":"O108*VLOOKUP($B108,$AR$36:$AZ$47,MATCH(AL$2,$AS$2:$BA$2,0)+1,FALSE)","v":5.8288600374399868E-2},{"$f":"P108*VLOOKUP($B108,$AR$36:$AZ$47,MATCH(AM$2,$AS$2:$BA$2,0)+1,FALSE)","v":0},{"$f":"Q108*VLOOKUP($B108,$AR$36:$AZ$47,MATCH(AN$2,$AS$2:$BA$2,0)+1,FALSE)","v":1.4098715321122319E-3},{"$f":"R108*VLOOKUP($B108,$AR$36:$BA$47,MATCH(AO$2,$AS$2:$BA$2,0)+1,FALSE)","v":0},0.8216011998948114]
[2006,1,5,11,null,2013,1,5,11,0.34105182416836555,0.37241559920576356,0,8.5647668269549532E-2,9.1088000000000016E-2,6.6045000000000006E-2,0,1.844841099551928E-3,0,0.95809293274323071,null,null,0.3229129799082131,7.5046816232351696E-2,0.32966052252531169,7.1801368059264917E-2,6.0882706905408639E-2,0,0,1.3484631500345877E-3,0,0.86165285678058468,null,{"$f":"J109*VLOOKUP($B109,$AR$36:$AZ$47,MATCH(AG$2,$AS$2:$BA$2,0)+1,FALSE)","v":0.327252280413734},{"$f":"K109*VLOOKUP($B109,$AR$36:$AZ$47,MATCH(AH$2,$AS$2:$BA$2,0)+1,FALSE)","v":0.31496445605107387},{"$f":"L109*VLOOKUP($B109,$AR$36:$AZ$47,MATCH(AI$2,$AS$2:$BA$2,0)+1,FALSE)","v":0},{"$f":"M109*VLOOKUP($B109,$AR$36:$AZ$47,MATCH(AJ$2,$AS$2:$BA$2,0)+1,FALSE)","v":7.3656663367945366E-2},{"$f":"N109*VLOOKUP($B109,$AR$36:$AZ$47,MATCH(AK$2,$AS$2:$BA$2,0)+1,FALSE)","v":7.1253155323748901E-2},{"$f":"O109*VLOOKUP($B109,$AR$36:$AZ$47,MATCH(AL$2,$AS$2:$BA$2,0)+1,FALSE)","v":5.8530539009414941E-2},{"$f":"P109*VLOOKUP($B109,$AR$36:$AZ$47,MATCH(AM$2,$AS$2:$BA$2,0)+1,FALSE)","v":0},{"$f":"Q109*VLOOKUP($B109,$AR$36:$AZ$47,MATCH(AN$2,$AS$2:$BA$2,0)+1,FALSE)","v":1.4098715321122319E-3},{"$f":"R109*VLOOKUP($B109,$AR$36:$BA$47,MATCH(AO$2,$AS$2:$BA$2,0)+1,FALSE)","v":0},0.84706696569802942]
[2006,1,5,12,null,2013,1,5,12,0.31347705763266848,0.38943395035224304,0,0.10697607815090643,9.0940199999999985E-2,6.6418000000000005E-2,0,1.844841099551928E-3,0,0.9690901272353698,null,null,0.29680477757260709,9.37353490229582E-2,0.3447250862638675,7.168486267766512E-2,6.1226552006108423E-2,0,0,1.3484631500345877E-3,0,0.86952509069324091,null,{"$f":"J110*VLOOKUP($B110,$AR$36:$AZ$47,MATCH(AG$2,$AS$2:$BA$2,0)+1,FALSE)","v":0.30079323638813044},{"$f":"K110*VLOOKUP($B110,$AR$36:$AZ$47,MATCH(AH$2,$AS$2:$BA$2,0)+1,FALSE)","v":0.32935745066023775},{"$f":"L110*VLOOKUP($B110,$AR$36:$AZ$47,MATCH(AI$2,$AS$2:$BA$2,0)+1,FALSE)","v":0},{"$f":"M110*VLOOKUP($B110,$AR$36:$AZ$47,MATCH(AJ$2,$AS$2:$BA$2,0)+1,FALSE)","v":9.1999013353008516E-2},{"$f":"N110*VLOOKUP($B110,$AR$36:$AZ$47,MATCH(AK$2,$AS$2:$BA$2,0)+1,FALSE)","v":7.1137539475812264E-2},{"$f":"O110*VLOOKUP($B110,$AR$36:$AZ$47,MATCH(AL$2,$AS$2:$BA$2,0)+1,FALSE)","v":5.886109985505824E-2},{"$f":"P110*VLOOKUP($B110,$AR$36:$AZ$47,MATCH(AM$2,$AS$2:$BA$2,0)+1,FALSE)","v":0},{"$f":"Q110*VLOOKUP($B110,$AR$36:$AZ$47,MATCH(AN$2,$AS$2:$BA$2,0)+1,FALSE)","v":1.4098715321122319E-3},{"$f":"R110*VLOOKUP($B110,$AR$36:$BA$47,MATCH(AO$2,$AS$2:$BA$2,0)+1,FALSE)","v":0},0.85355821126435949]
[2006,1,5,13,null,2013,1,5,13,0.32116479242490636,0.38090327143327096,0,0.10110039815217739,9.0722800000000006E-2,6.6715999999999998E-2,0,1.844841099551928E-3,0,0.9624521031099067,null,null,0.30408364012248185,8.8586918411666299E-2,0.33717376973491026,7.1513494139371581E-2,6.1501259351975812E-2,0,0,1.3484631500345877E-3,0,0.86420754491044027,null,{"$f":"J111*VLOOKUP($B111,$AR$36:$AZ$47,MATCH(AG$2,$AS$2:$BA$2,0)+1,FALSE)","v":0.30816991220011458},{"$f":"K111*VLOOKUP($B111,$AR$36:$AZ$47,MATCH(AH$2,$AS$2:$BA$2,0)+1,FALSE)","v":0.32214276724957885},{"$f":"L111*VLOOKUP($B111,$AR$36:$AZ$47,MATCH(AI$2,$AS$2:$BA$2,0)+1,FALSE)","v":0},{"$f":"M111*VLOOKUP($B111,$AR$36:$AZ$47,MATCH(AJ$2,$AS$2:$BA$2,0)+1,FALSE)","v":8.6945951285257825E-2},{"$f":"N111*VLOOKUP($B111,$AR$36:$AZ$47,MATCH(AK$2,$AS$2:$BA$2,0)+1,FALSE)","v":7.0967479358481966E-2},{"$f":"O111*VLOOKUP($B111,$AR$36:$AZ$47,MATCH(AL$2,$AS$2:$BA$2,0)+1,FALSE)","v":5.9125194042730367E-2},{"$f":"P111*VLOOKUP($B111,$AR$36:$AZ$47,MATCH(AM$2,$AS$2:$BA$2,0)+1,FALSE)","v":0},{"$f":"Q111*VLOOKUP($B111,$AR$36:$AZ$47,MATCH(AN$2,$AS$2:$BA$2,0)+1,FALSE)","v":1.4098715321122319E-3},{"$f":"R111*VLOOKUP($B111,$AR$36:$BA$47,MATCH(AO$2,$AS$2:$BA$2,0)+1,FALSE)","v":0},0.8487611756682758]
[2006,1,5,14,null,2013,1,5,14,0.2887861312652763,0.38998590905119768,0,0.11400108172318349,9.0368800000000013E-2,6.6867999999999997E-2,0,1.844841099551928E-3,0,0.95185476313920947,null,null,0.27342703834065718,9.989084820667303E-2,0.34521367748694687,7.1234448773428979E-2,6.1641378535102799E-2,0,0,1.3484631500345877E-3,0,0.85275585449284341,null,{"$f":"J112*VLOOKUP($B112,$AR$36:$AZ$47,MATCH(AG$2,$AS$2:$BA$2,0)+1,FALSE)","v":0.27710134739454517},{"$f":"K112*VLOOKUP($B112,$AR$36:$AZ$47,MATCH(AH$2,$AS$2:$BA$2,0)+1,FALSE)","v":0.32982426078244975},{"$f":"L112*VLOOKUP($B112,$AR$36:$AZ$47,MATCH(AI$2,$AS$2:$BA$2,0)+1,FALSE)","v":0},{"$f":"M112*VLOOKUP($B112,$AR$36:$AZ$47,MATCH(AJ$2,$AS$2:$BA$2,0)+1,FALSE)","v":9.804048924763939E-2},{"$f":"N112*VLOOKUP($B112,$AR$36:$AZ$47,MATCH(AK$2,$AS$2:$BA$2,0)+1,FALSE)","v":7.0690564540014045E-2},{"$f":"O112*VLOOKUP($B112,$AR$36:$AZ$47,MATCH(AL$2,$AS$2:$BA$2,0)+1,FALSE)","v":5.925989980288527E-2},{"$f":"P112*VLOOKUP($B112,$AR$36:$AZ$47,MATCH(AM$2,$AS$2:$BA$2,0)+1,FALSE)","v":0},{"$f":"Q112*VLOOKUP($B112,$AR$36:$AZ$47,MATCH(AN$2,$AS$2:$BA$2,0)+1,FALSE)","v":1.4098715321122319E-3},{"$f":"R112*VLOOKUP($B112,$AR$36:$BA$47,MATCH(AO$2,$AS$2:$BA$2,0)+1,FALSE)","v":0},0.83632643329964584]
[2006,1,5,15,null,2013,1,5,15,0.30232220011133643,0.37738296774674546,0,0.10076888839109724,9.0247599999999997E-2,6.7171999999999996E-2,0,1.844841099551928E-3,0,0.93973849734873105,null,null,0.28624319124639919,8.8296440543188734E-2,0.33405761360390301,7.1138911207462185E-2,6.192161690135678E-2,0,0,1.3484631500345877E-3,0,0.84300623665234453,null,{"$f":"J113*VLOOKUP($B113,$AR$36:$AZ$47,MATCH(AG$2,$AS$2:$BA$2,0)+1,FALSE)","v":0.29008972359957519},{"$f":"K113*VLOOKUP($B113,$AR$36:$AZ$47,MATCH(AH$2,$AS$2:$BA$2,0)+1,FALSE)","v":0.3191655274719602},{"$f":"L113*VLOOKUP($B113,$AR$36:$AZ$47,MATCH(AI$2,$AS$2:$BA$2,0)+1,FALSE)","v":0},{"$f":"M113*VLOOKUP($B113,$AR$36:$AZ$47,MATCH(AJ$2,$AS$2:$BA$2,0)+1,FALSE)","v":8.666085417323581E-2},{"$f":"N113*VLOOKUP($B113,$AR$36:$AZ$47,MATCH(AK$2,$AS$2:$BA$2,0)+1,FALSE)","v":7.0595756415725006E-2},{"$f":"O113*VLOOKUP($B113,$AR$36:$AZ$47,MATCH(AL$2,$AS$2:$BA$2,0)+1,FALSE)","v":5.952931132319509E-2},{"$f":"P113*VLOOKUP($B113,$AR$36:$AZ$47,MATCH(AM$2,$AS$2:$BA$2,0)+1,FALSE)","v":0},{"$f":"Q113*VLOOKUP($B113,$AR$36:$AZ$47,MATCH(AN$2,$AS$2:$BA$2,0)+1,FALSE)","v":1.4098715321122319E-3},{"$f":"R113*VLOOKUP($B113,$AR$36:$BA$47,MATCH(AO$2,$AS$2:$BA$2,0)+1,FALSE)","v":0},0.82745104451580354]
[2006,1,5,16,null,2013,1,5,16,0.3083937922539155,0.37802023353747771,0,0.10192278282407027,9.0199899999999986E-2,6.7130999999999996E-2,0,1.844841099551928E-3,0,0.94751254971501542,null,null,0.29199186570761426,8.9307514226950047E-2,0.33462171826012127,7.1101311026797023E-2,6.1883821595381736E-2,0,0,1.3484631500345877E-3,0,0.8502546939668989,null,{"$f":"J114*VLOOKUP($B114,$AR$36:$AZ$47,MATCH(AG$2,$AS$2:$BA$2,0)+1,FALSE)","v":0.29591564867488052},{"$f":"K114*VLOOKUP($B114,$AR$36:$AZ$47,MATCH(AH$2,$AS$2:$BA$2,0)+1,FALSE)","v":0.31970448468418761},{"$f":"L114*VLOOKUP($B114,$AR$36:$AZ$47,MATCH(AI$2,$AS$2:$BA$2,0)+1,FALSE)","v":0},{"$f":"M114*VLOOKUP($B114,$AR$36:$AZ$47,MATCH(AJ$2,$AS$2:$BA$2,0)+1,FALSE)","v":8.7653198921538292E-2},{"$f":"N114*VLOOKUP($B114,$AR$36:$AZ$47,MATCH(AK$2,$AS$2:$BA$2,0)+1,FALSE)","v":7.055844331730432E-2},{"$f":"O114*VLOOKUP($B114,$AR$36:$AZ$47,MATCH(AL$2,$AS$2:$BA$2,0)+1,FALSE)","v":5.9492976216837516E-2},{"$f":"P114*VLOOKUP($B114,$AR$36:$AZ$47,MATCH(AM$2,$AS$2:$BA$2,0)+1,FALSE)","v":0},{"$f":"Q114*VLOOKUP($B114,$AR$36:$AZ$47,MATCH(AN$2,$AS$2:$BA$2,0)+1,FALSE)","v":1.4098715321122319E-3},{"$f":"R114*VLOOKUP($B114,$AR$36:$BA$47,MATCH(AO$2,$AS$2:$BA$2,0)+1,FALSE)","v":0},0.83473462334686044]
[2006,1,5,17,null,2013,1,5,17,0.33706881927421439,0.3864463496974363,2.5254262435677713E-3,0.10975342976630843,8.8640399999999994E-2,6.7141000000000006E-2,5.141270003576549E-6,1.9450244343255972E-3,0,0.99352559068585611,null,null,0.31914181116429691,9.6168940041895537E-2,0.34208047633060745,6.9872013715532935E-2,6.1893039962692735E-2,1.4123783417728344E-3,2.5730965095978798E-6,1.4216908850534372E-3,0,0.89199292353836146,null,{"$f":"J115*VLOOKUP($B115,$AR$36:$AZ$47,MATCH(AG$2,$AS$2:$BA$2,0)+1,FALSE)","v":0.32343043475233518},{"$f":"K115*VLOOKUP($B115,$AR$36:$AZ$47,MATCH(AH$2,$AS$2:$BA$2,0)+1,FALSE)","v":0.32683073583640693},{"$f":"L115*VLOOKUP($B115,$AR$36:$AZ$47,MATCH(AI$2,$AS$2:$BA$2,0)+1,FALSE)","v":1.8668501728593802E-3},{"$f":"M115*VLOOKUP($B115,$AR$36:$AZ$47,MATCH(AJ$2,$AS$2:$BA$2,0)+1,FALSE)","v":9.4387524997555122E-2},{"$f":"N115*VLOOKUP($B115,$AR$36:$AZ$47,MATCH(AK$2,$AS$2:$BA$2,0)+1,FALSE)","v":6.9338531850070592E-2},{"$f":"O115*VLOOKUP($B115,$AR$36:$AZ$47,MATCH(AL$2,$AS$2:$BA$2,0)+1,FALSE)","v":5.9501838437900349E-2},{"$f":"P115*VLOOKUP($B115,$AR$36:$AZ$47,MATCH(AM$2,$AS$2:$BA$2,0)+1,FALSE)","v":2.5730965095978798E-6},{"$f":"Q115*VLOOKUP($B115,$AR$36:$AZ$47,MATCH(AN$2,$AS$2:$BA$2,0)+1,FALSE)","v":1.4864340239841721E-3},{"$f":"R115*VLOOKUP($B115,$AR$36:$BA$47,MATCH(AO$2,$AS$2:$BA$2,0)+1,FALSE)","v":0},0.8768449231676213]
[2006,1,5,18,null,2013,1,5,18,0.40329402069722703,0.39400368865645652,8.4180874785592386E-3,0.1138569468074538,8.7913199999999997E-2,6.7232E-2,1.71375666785885E-5,2.1787855487974887E-3,0,1.0769138667551728,null,null,0.38184482466868919,9.9764553273582871E-2,0.34877019694232381,6.9298788319732199E-2,6.19769271052227E-2,4.7079278059094483E-3,8.5769883653262672E-6,1.5925556000974171E-3,0,0.96796435070392306,null,{"$f":"J116*VLOOKUP($B116,$AR$36:$AZ$47,MATCH(AG$2,$AS$2:$BA$2,0)+1,FALSE)","v":0.3869760505524748},{"$f":"K116*VLOOKUP($B116,$AR$36:$AZ$47,MATCH(AH$2,$AS$2:$BA$2,0)+1,FALSE)","v":0.3332222327540918},{"$f":"L116*VLOOKUP($B116,$AR$36:$AZ$47,MATCH(AI$2,$AS$2:$BA$2,0)+1,FALSE)","v":6.2228339095312677E-3},{"$f":"M116*VLOOKUP($B116,$AR$36:$AZ$47,MATCH(AJ$2,$AS$2:$BA$2,0)+1,FALSE)","v":9.7916533777724468E-2},{"$f":"N116*VLOOKUP($B116,$AR$36:$AZ$47,MATCH(AK$2,$AS$2:$BA$2,0)+1,FALSE)","v":6.8769683104336468E-2},{"$f":"O116*VLOOKUP($B116,$AR$36:$AZ$47,MATCH(AL$2,$AS$2:$BA$2,0)+1,FALSE)","v":5.9582484649572033E-2},{"$f":"P116*VLOOKUP($B116,$AR$36:$AZ$47,MATCH(AM$2,$AS$2:$BA$2,0)+1,FALSE)","v":8.5769883653262672E-6},{"$f":"Q116*VLOOKUP($B116,$AR$36:$AZ$47,MATCH(AN$2,$AS$2:$BA$2,0)+1,FALSE)","v":1.66507983835203E-3},{"$f":"R116*VLOOKUP($B116,$AR$36:$BA$47,MATCH(AO$2,$AS$2:$BA$2,0)+1,FALSE)","v":0},0.95436347557444823]
[2006,1,5,19,null,2013,1,5,19,0.42026957136140269,0.37435694628476757,8.4180874785592386E-3,9.8330496115028532E-2,8.6655800000000005E-2,6.6406000000000007E-2,1.71375666785885E-5,2.1787855487974887E-3,0,1.0566328243552341,null,null,0.39791753052187856,8.6159854915794906E-2,0.3313789937543159,6.8307625486014045E-2,6.1215489965335247E-2,4.7079278059094483E-3,8.5769883653262672E-6,1.5925556000974171E-3,0,0.9512885550377107,null,{"$f":"J117*VLOOKUP($B117,$AR$36:$AZ$47,MATCH(AG$2,$AS$2:$BA$2,0)+1,FALSE)","v":0.4032647412219254},{"$f":"K117*VLOOKUP($B117,$AR$36:$AZ$47,MATCH(AH$2,$AS$2:$BA$2,0)+1,FALSE)","v":0.31660631887327806},{"$f":"L117*VLOOKUP($B117,$AR$36:$AZ$47,MATCH(AI$2,$AS$2:$BA$2,0)+1,FALSE)","v":6.2228339095312677E-3},{"$f":"M117*VLOOKUP($B117,$AR$36:$AZ$47,MATCH(AJ$2,$AS$2:$BA$2,0)+1,FALSE)","v":8.4563846249188848E-2},{"$f":"N117*VLOOKUP($B117,$AR$36:$AZ$47,MATCH(AK$2,$AS$2:$BA$2,0)+1,FALSE)","v":6.7786087927100377E-2},{"$f":"O117*VLOOKUP($B117,$AR$36:$AZ$47,MATCH(AL$2,$AS$2:$BA$2,0)+1,FALSE)","v":5.8850465189782854E-2},{"$f":"P117*VLOOKUP($B117,$AR$36:$AZ$47,MATCH(AM$2,$AS$2:$BA$2,0)+1,FALSE)","v":8.5769883653262672E-6},{"$f":"Q117*VLOOKUP($B117,$AR$36:$AZ$47,MATCH(AN$2,$AS$2:$BA$2,0)+1,FALSE)","v":1.66507983835203E-3},{"$f":"R117*VLOOKUP($B117,$AR$36:$BA$47,MATCH(AO$2,$AS$2:$BA$2,0)+1,FALSE)","v":0},0.93896795019752421]
[2006,1,5,20,null,2013,1,5,20,0.40067837091288006,0.36707994751546463,8.4180874785592386E-3,0.10261544962347013,8.6044800000000005E-2,6.6288E-2,1.71375666785885E-5,2.1787855487974887E-3,0,1.0333205786458504,null,null,0.37936828824106755,8.9914447714516982E-2,0.32493742894924171,6.7825996337452107E-2,6.1106713231065597E-2,4.7079278059094483E-3,8.5769883653262672E-6,1.5925556000974171E-3,0,0.92946193486771622,null,{"$f":"J118*VLOOKUP($B118,$AR$36:$AZ$47,MATCH(AG$2,$AS$2:$BA$2,0)+1,FALSE)","v":0.384466234459925},{"$f":"K118*VLOOKUP($B118,$AR$36:$AZ$47,MATCH(AH$2,$AS$2:$BA$2,0)+1,FALSE)","v":0.31045191512664155},{"$f":"L118*VLOOKUP($B118,$AR$36:$AZ$47,MATCH(AI$2,$AS$2:$BA$2,0)+1,FALSE)","v":6.2228339095312677E-3},{"$f":"M118*VLOOKUP($B118,$AR$36:$AZ$47,MATCH(AJ$2,$AS$2:$BA$2,0)+1,FALSE)","v":8.8248889689312368E-2},{"$f":"N118*VLOOKUP($B118,$AR$36:$AZ$47,MATCH(AK$2,$AS$2:$BA$2,0)+1,FALSE)","v":6.7308136079405723E-2},{"$f":"O118*VLOOKUP($B118,$AR$36:$AZ$47,MATCH(AL$2,$AS$2:$BA$2,0)+1,FALSE)","v":5.8745890981241541E-2},{"$f":"P118*VLOOKUP($B118,$AR$36:$AZ$47,MATCH(AM$2,$AS$2:$BA$2,0)+1,FALSE)","v":8.5769883653262672E-6},{"$f":"Q118*VLOOKUP($B118,$AR$36:$AZ$47,MATCH(AN$2,$AS$2:$BA$2,0)+1,FALSE)","v":1.66507983835203E-3},{"$f":"R118*VLOOKUP($B118,$AR$36:$BA$47,MATCH(AO$2,$AS$2:$BA$2,0)+1,FALSE)","v":0},0.91711755707277487]
[2006,1,5,21,null,2013,1,5,21,0.3720590646532958,0.36617403468663079,8.4180874785592386E-3,0.11082354906708466,8.5564500000000002E-2,6.5464999999999995E-2,1.71375666785885E-5,2.1787855487974887E-3,0,1.0107001590010467,null,null,0.35227110003595213,9.7106607676457388E-2,0.32413551920874573,6.744739326044015E-2,6.034804160137143E-2,4.7079278059094483E-3,8.5769883653262672E-6,1.5925556000974171E-3,0,0.90761772217733905,null,{"$f":"J119*VLOOKUP($B119,$AR$36:$AZ$47,MATCH(AG$2,$AS$2:$BA$2,0)+1,FALSE)","v":0.35700491458531131},{"$f":"K119*VLOOKUP($B119,$AR$36:$AZ$47,MATCH(AH$2,$AS$2:$BA$2,0)+1,FALSE)","v":0.30968575403679505},{"$f":"L119*VLOOKUP($B119,$AR$36:$AZ$47,MATCH(AI$2,$AS$2:$BA$2,0)+1,FALSE)","v":6.2228339095312677E-3},{"$f":"M119*VLOOKUP($B119,$AR$36:$AZ$47,MATCH(AJ$2,$AS$2:$BA$2,0)+1,FALSE)","v":9.5307823456267982E-2},{"$f":"N119*VLOOKUP($B119,$AR$36:$AZ$47,MATCH(AK$2,$AS$2:$BA$2,0)+1,FALSE)","v":6.6932423685874223E-2},{"$f":"O119*VLOOKUP($B119,$AR$36:$AZ$47,MATCH(AL$2,$AS$2:$BA$2,0)+1,FALSE)","v":5.8016530187771198E-2},{"$f":"P119*VLOOKUP($B119,$AR$36:$AZ$47,MATCH(AM$2,$AS$2:$BA$2,0)+1,FALSE)","v":8.5769883653262672E-6},{"$f":"Q119*VLOOKUP($B119,$AR$36:$AZ$47,MATCH(AN$2,$AS$2:$BA$2,0)+1,FALSE)","v":1.66507983835203E-3},{"$f":"R119*VLOOKUP($B119,$AR$36:$BA$47,MATCH(AO$2,$AS$2:$BA$2,0)+1,FALSE)","v":0},0.89484393668826845]
[2006,1,5,22,null,2013,1,5,22,0.36110615772498833,0.35153173997469378,8.4180874785592386E-3,0.10626256700751142,8.4665599999999994E-2,6.4916000000000001E-2,1.71375666785885E-5,2.1787855487974887E-3,0,0.97909607530122877,null,null,0.34190072355870726,9.311015115429494E-2,0.31117422935944539,6.6738822979519788E-2,5.9841953235998287E-2,4.7079278059094483E-3,8.5769883653262672E-6,1.5925556000974171E-3,0,0.87907494068233794,null,{"$f":"J120*VLOOKUP($B120,$AR$36:$AZ$47,MATCH(AG$2,$AS$2:$BA$2,0)+1,FALSE)","v":0.34649518112123068},{"$f":"K120*VLOOKUP($B120,$AR$36:$AZ$47,MATCH(AH$2,$AS$2:$BA$2,0)+1,FALSE)","v":0.29730227064050291},{"$f":"L120*VLOOKUP($B120,$AR$36:$AZ$47,MATCH(AI$2,$AS$2:$BA$2,0)+1,FALSE)","v":6.2228339095312677E-3},{"$f":"M120*VLOOKUP($B120,$AR$36:$AZ$47,MATCH(AJ$2,$AS$2:$BA$2,0)+1,FALSE)","v":9.1385396530038812E-2},{"$f":"N120*VLOOKUP($B120,$AR$36:$AZ$47,MATCH(AK$2,$AS$2:$BA$2,0)+1,FALSE)","v":6.6229263430730642E-2},{"$f":"O120*VLOOKUP($B120,$AR$36:$AZ$47,MATCH(AL$2,$AS$2:$BA$2,0)+1,FALSE)","v":5.7529994251422217E-2},{"$f":"P120*VLOOKUP($B120,$AR$36:$AZ$47,MATCH(AM$2,$AS$2:$BA$2,0)+1,FALSE)","v":8.5769883653262672E-6},{"$f":"Q120*VLOOKUP($B120,$AR$36:$AZ$47,MATCH(AN$2,$AS$2:$BA$2,0)+1,FALSE)","v":1.66507983835203E-3},{"$f":"R120*VLOOKUP($B120,$AR$36:$BA$47,MATCH(AO$2,$AS$2:$BA$2,0)+1,FALSE)","v":0},0.86683859671017394]
[2006,1,5,23,null,2013,1,5,23,0.33933304775600975,0.329036796941648,8.4180874785592386E-3,9.2280961065767969E-2,8.3754599999999957E-2,6.4271999999999996E-2,1.71375666785885E-5,2.1787855487974887E-3,0,0.91929141635746092,null,null,0.32128561663442584,8.0859087781023548E-2,0.29126181245138311,6.6020714707277633E-2,5.9248290381170771E-2,4.7079278059094483E-3,8.5769883653262672E-6,1.5925556000974171E-3,0,0.824984582349653,null,{"$f":"J121*VLOOKUP($B121,$AR$36:$AZ$47,MATCH(AG$2,$AS$2:$BA$2,0)+1,FALSE)","v":0.32560304865302925},{"$f":"K121*VLOOKUP($B121,$AR$36:$AZ$47,MATCH(AH$2,$AS$2:$BA$2,0)+1,FALSE)","v":0.27827753722059972},{"$f":"L121*VLOOKUP($B121,$AR$36:$AZ$47,MATCH(AI$2,$AS$2:$BA$2,0)+1,FALSE)","v":6.2228339095312677E-3},{"$f":"M121*VLOOKUP($B121,$AR$36:$AZ$47,MATCH(AJ$2,$AS$2:$BA$2,0)+1,FALSE)","v":7.9361269510571514E-2},{"$f":"N121*VLOOKUP($B121,$AR$36:$AZ$47,MATCH(AK$2,$AS$2:$BA$2,0)+1,FALSE)","v":6.5516638008063136E-2},{"$f":"O121*VLOOKUP($B121,$AR$36:$AZ$47,MATCH(AL$2,$AS$2:$BA$2,0)+1,FALSE)","v":5.6959267214976406E-2},{"$f":"P121*VLOOKUP($B121,$AR$36:$AZ$47,MATCH(AM$2,$AS$2:$BA$2,0)+1,FALSE)","v":8.5769883653262672E-6},{"$f":"Q121*VLOOKUP($B121,$AR$36:$AZ$47,MATCH(AN$2,$AS$2:$BA$2,0)+1,FALSE)","v":1.66507983835203E-3},{"$f":"R121*VLOOKUP($B121,$AR$36:$BA$47,MATCH(AO$2,$AS$2:$BA$2,0)+1,FALSE)","v":0},0.81361425134348864]
[2006,1,5,24,null,2013,1,5,24,0.23313092910752406,0.34788094192223573,8.4180874785592386E-3,0.13243395696834051,8.2816899999999999E-2,6.3363000000000003E-2,1.71375666785885E-5,2.1787855487974887E-3,0,0.87023973859213544,null,null,0.2207318585978808,0.11604223480138527,0.3079425602344828,6.5281559793028007E-2,5.8410340792602128E-2,4.7079278059094483E-3,8.5769883653262672E-6,1.5925556000974171E-3,0,0.7747176146137511,null,{"$f":"J122*VLOOKUP($B122,$AR$36:$AZ$47,MATCH(AG$2,$AS$2:$BA$2,0)+1,FALSE)","v":0.22369805049846841},{"$f":"K122*VLOOKUP($B122,$AR$36:$AZ$47,MATCH(AH$2,$AS$2:$BA$2,0)+1,FALSE)","v":0.29421466736825264},{"$f":"L122*VLOOKUP($B122,$AR$36:$AZ$47,MATCH(AI$2,$AS$2:$BA$2,0)+1,FALSE)","v":6.2228339095312677E-3},{"$f":"M122*VLOOKUP($B122,$AR$36:$AZ$47,MATCH(AJ$2,$AS$2:$BA$2,0)+1,FALSE)","v":0.11389269064748264},{"$f":"N122*VLOOKUP($B122,$AR$36:$AZ$47,MATCH(AK$2,$AS$2:$BA$2,0)+1,FALSE)","v":6.4783126637223118E-2},{"$f":"O122*VLOOKUP($B122,$AR$36:$AZ$47,MATCH(AL$2,$AS$2:$BA$2,0)+1,FALSE)","v":5.6153691320365795E-2},{"$f":"P122*VLOOKUP($B122,$AR$36:$AZ$47,MATCH(AM$2,$AS$2:$BA$2,0)+1,FALSE)","v":8.5769883653262672E-6},{"$f":"Q122*VLOOKUP($B122,$AR$36:$AZ$47,MATCH(AN$2,$AS$2:$BA$2,0)+1,FALSE)","v":1.66507983835203E-3},{"$f":"R122*VLOOKUP($B122,$AR$36:$BA$47,MATCH(AO$2,$AS$2:$BA$2,0)+1,FALSE)","v":0},0.76063871720804122]
[2006,1,6,1,null,2013,1,6,1,0.22016797196908422,0.30344249642681043,8.4180874785592386E-3,8.7800469344655227E-2,8.2647500000000013E-2,6.3231999999999997E-2,1.71375666785885E-5,2.1787855487974887E-3,0,0.76790444833458504,null,null,0.2084583364485619,7.693315908245478E-2,0.26860585899673356,6.5148027914523288E-2,5.82895801808282E-2,4.7079278059094483E-3,8.5769883653262672E-6,1.5925556000974171E-3,0,0.68374402301747383,null,{"$f":"J123*VLOOKUP($B123,$AR$36:$AZ$47,MATCH(AG$2,$AS$2:$BA$2,0)+1,FALSE)","v":0.21125959691504551},{"$f":"K123*VLOOKUP($B123,$AR$36:$AZ$47,MATCH(AH$2,$AS$2:$BA$2,0)+1,FALSE)","v":0.25663157245205742},{"$f":"L123*VLOOKUP($B123,$AR$36:$AZ$47,MATCH(AI$2,$AS$2:$BA$2,0)+1,FALSE)","v":6.2228339095312677E-3},{"$f":"M123*VLOOKUP($B123,$AR$36:$AZ$47,MATCH(AJ$2,$AS$2:$BA$2,0)+1,FALSE)","v":7.5508063964026595E-2},{"$f":"N123*VLOOKUP($B123,$AR$36:$AZ$47,MATCH(AK$2,$AS$2:$BA$2,0)+1,FALSE)","v":6.4650614291888467E-2},{"$f":"O123*VLOOKUP($B123,$AR$36:$AZ$47,MATCH(AL$2,$AS$2:$BA$2,0)+1,FALSE)","v":5.6037596224442807E-2},{"$f":"P123*VLOOKUP($B123,$AR$36:$AZ$47,MATCH(AM$2,$AS$2:$BA$2,0)+1,FALSE)","v":8.5769883653262672E-6},{"$f":"Q123*VLOOKUP($B123,$AR$36:$AZ$47,MATCH(AN$2,$AS$2:$BA$2,0)+1,FALSE)","v":1.66507983835203E-3},{"$f":"R123*VLOOKUP($B123,$AR$36:$BA$47,MATCH(AO$2,$AS$2:$BA$2,0)+1,FALSE)","v":0},0.67198393458370953]
[2006,1,6,2,null,2013,1,6,2,0.2031347279633694,0.29551958830601122,8.4180874785592386E-3,8.150228894087061E-2,8.2457700000000009E-2,6.3308000000000003E-2,1.71375666785885E-5,2.1787855487974887E-3,0,0.73653631580428647,null,null,0.1923310056747092,7.1414522125830618E-2,0.26159253829643814,6.4998415455608291E-2,5.8359639772391704E-2,4.7079278059094483E-3,8.5769883653262672E-6,1.5925556000974171E-3,0,0.65500518171935007,null,{"$f":"J124*VLOOKUP($B124,$AR$36:$AZ$47,MATCH(AG$2,$AS$2:$BA$2,0)+1,FALSE)","v":0.1949155472759444},{"$f":"K124*VLOOKUP($B124,$AR$36:$AZ$47,MATCH(AH$2,$AS$2:$BA$2,0)+1,FALSE)","v":0.24993090134179222},{"$f":"L124*VLOOKUP($B124,$AR$36:$AZ$47,MATCH(AI$2,$AS$2:$BA$2,0)+1,FALSE)","v":6.2228339095312677E-3},{"$f":"M124*VLOOKUP($B124,$AR$36:$AZ$47,MATCH(AJ$2,$AS$2:$BA$2,0)+1,FALSE)","v":7.0091653182449185E-2},{"$f":"N124*VLOOKUP($B124,$AR$36:$AZ$47,MATCH(AK$2,$AS$2:$BA$2,0)+1,FALSE)","v":6.4502144143455661E-2},{"$f":"O124*VLOOKUP($B124,$AR$36:$AZ$47,MATCH(AL$2,$AS$2:$BA$2,0)+1,FALSE)","v":5.6104949104520269E-2},{"$f":"P124*VLOOKUP($B124,$AR$36:$AZ$47,MATCH(AM$2,$AS$2:$BA$2,0)+1,FALSE)","v":8.5769883653262672E-6},{"$f":"Q124*VLOOKUP($B124,$AR$36:$AZ$47,MATCH(AN$2,$AS$2:$BA$2,0)+1,FALSE)","v":1.66507983835203E-3},{"$f":"R124*VLOOKUP($B124,$AR$36:$BA$47,MATCH(AO$2,$AS$2:$BA$2,0)+1,FALSE)","v":0},0.6434416857844103]
[2006,1,6,3,null,2013,1,6,3,0.18909915164368393,0.2925490522823288,8.4180874785592386E-3,8.0963410972798522E-2,8.2508700000000032E-2,6.3219999999999998E-2,1.71375666785885E-5,2.1787855487974887E-3,0,0.71895432549284655,null,null,0.17904191160470839,7.0942342594751115E-2,0.2589630338937336,6.5038616906633942E-2,5.8278518140055018E-2,4.7079278059094483E-3,8.5769883653262672E-6,1.5925556000974171E-3,0,0.63857348353425425,null,{"$f":"J125*VLOOKUP($B125,$AR$36:$AZ$47,MATCH(AG$2,$AS$2:$BA$2,0)+1,FALSE)","v":0.18144787452932223},{"$f":"K125*VLOOKUP($B125,$AR$36:$AZ$47,MATCH(AH$2,$AS$2:$BA$2,0)+1,FALSE)","v":0.2474186186531116},{"$f":"L125*VLOOKUP($B125,$AR$36:$AZ$47,MATCH(AI$2,$AS$2:$BA$2,0)+1,FALSE)","v":6.2228339095312677E-3},{"$f":"M125*VLOOKUP($B125,$AR$36:$AZ$47,MATCH(AJ$2,$AS$2:$BA$2,0)+1,FALSE)","v":6.9628220214656408E-2},{"$f":"N125*VLOOKUP($B125,$AR$36:$AZ$47,MATCH(AK$2,$AS$2:$BA$2,0)+1,FALSE)","v":6.4542038651201061E-2},{"$f":"O125*VLOOKUP($B125,$AR$36:$AZ$47,MATCH(AL$2,$AS$2:$BA$2,0)+1,FALSE)","v":5.6026961559167421E-2},{"$f":"P125*VLOOKUP($B125,$AR$36:$AZ$47,MATCH(AM$2,$AS$2:$BA$2,0)+1,FALSE)","v":8.5769883653262672E-6},{"$f":"Q125*VLOOKUP($B125,$AR$36:$AZ$47,MATCH(AN$2,$AS$2:$BA$2,0)+1,FALSE)","v":1.66507983835203E-3},{"$f":"R125*VLOOKUP($B125,$AR$36:$BA$47,MATCH(AO$2,$AS$2:$BA$2,0)+1,FALSE)","v":0},0.62696020434370747]
[2006,1,6,4,null,2013,1,6,4,0.18525561716288053,0.29239331145384895,8.4180874785592386E-3,8.0663925914746498E-2,8.3069600000000007E-2,6.2932000000000002E-2,1.71375666785885E-5,2.1787855487974887E-3,0,0.71492846512551111,null,null,0.17540279553898258,7.0679925642018304E-2,0.25882517285084311,6.5480754041541286E-2,5.8013029161498621E-2,4.7079278059094483E-3,8.5769883653262672E-6,1.5925556000974171E-3,0,0.63471073762925612,null,{"$f":"J126*VLOOKUP($B126,$AR$36:$AZ$47,MATCH(AG$2,$AS$2:$BA$2,0)+1,FALSE)","v":0.17775985606831909},{"$f":"K126*VLOOKUP($B126,$AR$36:$AZ$47,MATCH(AH$2,$AS$2:$BA$2,0)+1,FALSE)","v":0.24728690337203393},{"$f":"L126*VLOOKUP($B126,$AR$36:$AZ$47,MATCH(AI$2,$AS$2:$BA$2,0)+1,FALSE)","v":6.2228339095312677E-3},{"$f":"M126*VLOOKUP($B126,$AR$36:$AZ$47,MATCH(AJ$2,$AS$2:$BA$2,0)+1,FALSE)","v":6.9370664223345077E-2},{"$f":"N126*VLOOKUP($B126,$AR$36:$AZ$47,MATCH(AK$2,$AS$2:$BA$2,0)+1,FALSE)","v":6.4980800011875228E-2},{"$f":"O126*VLOOKUP($B126,$AR$36:$AZ$47,MATCH(AL$2,$AS$2:$BA$2,0)+1,FALSE)","v":5.577172959255812E-2},{"$f":"P126*VLOOKUP($B126,$AR$36:$AZ$47,MATCH(AM$2,$AS$2:$BA$2,0)+1,FALSE)","v":8.5769883653262672E-6},{"$f":"Q126*VLOOKUP($B126,$AR$36:$AZ$47,MATCH(AN$2,$AS$2:$BA$2,0)+1,FALSE)","v":1.66507983835203E-3},{"$f":"R126*VLOOKUP($B126,$AR$36:$BA$47,MATCH(AO$2,$AS$2:$BA$2,0)+1,FALSE)","v":0},0.62306644400438016]
[2006,1,6,5,null,2013,1,6,5,0.18645423696161292,0.29219787349588527,8.4180874785592386E-3,7.8394606004012074E-2,8.3221600000000007E-2,6.3155000000000003E-2,1.71375666785885E-5,2.1787855487974887E-3,0,0.71403732705554546,null,null,0.17653766673320492,6.8691485819263071E-2,0.25865217209716629,6.5600570130872574E-2,5.8218598752533615E-2,4.7079278059094483E-3,8.5769883653262672E-6,1.5925556000974171E-3,0,0.63400955392741276,null,{"$f":"J127*VLOOKUP($B127,$AR$36:$AZ$47,MATCH(AG$2,$AS$2:$BA$2,0)+1,FALSE)","v":0.17890997764717506},{"$f":"K127*VLOOKUP($B127,$AR$36:$AZ$47,MATCH(AH$2,$AS$2:$BA$2,0)+1,FALSE)","v":0.24712161488719861},{"$f":"L127*VLOOKUP($B127,$AR$36:$AZ$47,MATCH(AI$2,$AS$2:$BA$2,0)+1,FALSE)","v":6.2228339095312677E-3},{"$f":"M127*VLOOKUP($B127,$AR$36:$AZ$47,MATCH(AJ$2,$AS$2:$BA$2,0)+1,FALSE)","v":6.7419057879397851E-2},{"$f":"N127*VLOOKUP($B127,$AR$36:$AZ$47,MATCH(AK$2,$AS$2:$BA$2,0)+1,FALSE)","v":6.5099701289861464E-2},{"$f":"O127*VLOOKUP($B127,$AR$36:$AZ$47,MATCH(AL$2,$AS$2:$BA$2,0)+1,FALSE)","v":5.5969357122259075E-2},{"$f":"P127*VLOOKUP($B127,$AR$36:$AZ$47,MATCH(AM$2,$AS$2:$BA$2,0)+1,FALSE)","v":8.5769883653262672E-6},{"$f":"Q127*VLOOKUP($B127,$AR$36:$AZ$47,MATCH(AN$2,$AS$2:$BA$2,0)+1,FALSE)","v":1.66507983835203E-3},{"$f":"R127*VLOOKUP($B127,$AR$36:$BA$47,MATCH(AO$2,$AS$2:$BA$2,0)+1,FALSE)","v":0},0.62241619956214067]
[2006,1,6,6,null,2013,1,6,6,0.18974960354204587,0.29943324864162696,8.4180874785592386E-3,7.9269118451662235E-2,8.3935200000000043E-2,6.3517000000000004E-2,1.71375666785885E-5,2.1787855487974887E-3,0,0.7265181812293704,null,null,0.17965776921315008,6.9457757409344859E-2,0.26505689186803177,6.6163075139733171E-2,5.8552303649191319E-2,4.7079278059094483E-3,8.5769883653262672E-6,1.5925556000974171E-3,0,0.6451968576738234,null,{"$f":"J128*VLOOKUP($B128,$AR$36:$AZ$47,MATCH(AG$2,$AS$2:$BA$2,0)+1,FALSE)","v":0.18207200802445142},{"$f":"K128*VLOOKUP($B128,$AR$36:$AZ$47,MATCH(AH$2,$AS$2:$BA$2,0)+1,FALSE)","v":0.25324081612894056},{"$f":"L128*VLOOKUP($B128,$AR$36:$AZ$47,MATCH(AI$2,$AS$2:$BA$2,0)+1,FALSE)","v":6.2228339095312677E-3},{"$f":"M128*VLOOKUP($B128,$AR$36:$AZ$47,MATCH(AJ$2,$AS$2:$BA$2,0)+1,FALSE)","v":6.8171135201163621E-2},{"$f":"N128*VLOOKUP($B128,$AR$36:$AZ$47,MATCH(AK$2,$AS$2:$BA$2,0)+1,FALSE)","v":6.5657911500196856E-2},{"$f":"O128*VLOOKUP($B128,$AR$36:$AZ$47,MATCH(AL$2,$AS$2:$BA$2,0)+1,FALSE)","v":5.6290169524733272E-2},{"$f":"P128*VLOOKUP($B128,$AR$36:$AZ$47,MATCH(AM$2,$AS$2:$BA$2,0)+1,FALSE)","v":8.5769883653262672E-6},{"$f":"Q128*VLOOKUP($B128,$AR$36:$AZ$47,MATCH(AN$2,$AS$2:$BA$2,0)+1,FALSE)","v":1.66507983835203E-3},{"$f":"R128*VLOOKUP($B128,$AR$36:$BA$47,MATCH(AO$2,$AS$2:$BA$2,0)+1,FALSE)","v":0},0.63332853111573439]
[2006,1,6,7,null,2013,1,6,7,0.20174171893886206,0.31015870597862294,8.4180874785592386E-3,7.9158215417385283E-2,8.5036899999999985E-2,6.4264000000000002E-2,1.71375666785885E-5,2.1787855487974887E-3,0,0.7509735509289055,null,null,0.19101208384738996,6.9360581154565823E-2,0.27455101584559233,6.7031505308261269E-2,5.9240915687321989E-2,4.7079278059094483E-3,8.5769883653262672E-6,1.5925556000974171E-3,0,0.66750516223750367,null,{"$f":"J129*VLOOKUP($B129,$AR$36:$AZ$47,MATCH(AG$2,$AS$2:$BA$2,0)+1,FALSE)","v":0.19357890179393142},{"$f":"K129*VLOOKUP($B129,$AR$36:$AZ$47,MATCH(AH$2,$AS$2:$BA$2,0)+1,FALSE)","v":0.26231169780857583},{"$f":"L129*VLOOKUP($B129,$AR$36:$AZ$47,MATCH(AI$2,$AS$2:$BA$2,0)+1,FALSE)","v":6.2228339095312677E-3},{"$f":"M129*VLOOKUP($B129,$AR$36:$AZ$47,MATCH(AJ$2,$AS$2:$BA$2,0)+1,FALSE)","v":6.8075759020734358E-2},{"$f":"N129*VLOOKUP($B129,$AR$36:$AZ$47,MATCH(AK$2,$AS$2:$BA$2,0)+1,FALSE)","v":6.651971109202201E-2},{"$f":"O129*VLOOKUP($B129,$AR$36:$AZ$47,MATCH(AL$2,$AS$2:$BA$2,0)+1,FALSE)","v":5.6952177438126153E-2},{"$f":"P129*VLOOKUP($B129,$AR$36:$AZ$47,MATCH(AM$2,$AS$2:$BA$2,0)+1,FALSE)","v":8.5769883653262672E-6},{"$f":"Q129*VLOOKUP($B129,$AR$36:$AZ$47,MATCH(AN$2,$AS$2:$BA$2,0)+1,FALSE)","v":1.66507983835203E-3},{"$f":"R129*VLOOKUP($B129,$AR$36:$BA$47,MATCH(AO$2,$AS$2:$BA$2,0)+1,FALSE)","v":0},0.65533473788963847]
[2006,1,6,8,null,2013,1,6,8,0.22615466618180149,0.32111745721830359,5.1911539451115277E-3,7.8889980919083905E-2,8.6088899999999968E-2,6.4950999999999995E-2,1.0568166118462901E-5,2.0507735099200247E-3,0,0.78445449994033889,null,null,0.21412662827705961,6.9125546792184259E-2,0.28425165047959433,6.7860758768633053E-2,5.9874217521586733E-2,2.9032221469774914E-3,5.2891428252845274E-6,1.4989868275733331E-3,0,0.69964629995643413,null,{"$f":"J130*VLOOKUP($B130,$AR$36:$AZ$47,MATCH(AG$2,$AS$2:$BA$2,0)+1,FALSE)","v":0.21700405917684024},{"$f":"K130*VLOOKUP($B130,$AR$36:$AZ$47,MATCH(AH$2,$AS$2:$BA$2,0)+1,FALSE)","v":0.27157988402463706},{"$f":"L130*VLOOKUP($B130,$AR$36:$AZ$47,MATCH(AI$2,$AS$2:$BA$2,0)+1,FALSE)","v":3.8374142442109465E-3},{"$f":"M130*VLOOKUP($B130,$AR$36:$AZ$47,MATCH(AJ$2,$AS$2:$BA$2,0)+1,FALSE)","v":6.784507838991001E-2},{"$f":"N130*VLOOKUP($B130,$AR$36:$AZ$47,MATCH(AK$2,$AS$2:$BA$2,0)+1,FALSE)","v":6.7342633094926704E-2},{"$f":"O130*VLOOKUP($B130,$AR$36:$AZ$47,MATCH(AL$2,$AS$2:$BA$2,0)+1,FALSE)","v":5.7561012025142091E-2},{"$f":"P130*VLOOKUP($B130,$AR$36:$AZ$47,MATCH(AM$2,$AS$2:$BA$2,0)+1,FALSE)","v":5.2891428252845274E-6},{"$f":"Q130*VLOOKUP($B130,$AR$36:$AZ$47,MATCH(AN$2,$AS$2:$BA$2,0)+1,FALSE)","v":1.5672499876267748E-3},{"$f":"R130*VLOOKUP($B130,$AR$36:$BA$47,MATCH(AO$2,$AS$2:$BA$2,0)+1,FALSE)","v":0},0.68674262008611919]
[2006,1,6,9,null,2013,1,6,9,0.26202837636888954,0.32903017979884014,0,7.7310538065700096E-2,8.7202900000000014E-2,6.4866999999999994E-2,0,1.844841099551928E-3,0,0.82228383533298177,null,null,{"$f":"$J131*$AS$6","v":0.24809239487315779},{"$f":"$M131*$AV$6","v":6.7741596009141897E-2},{"$f":"$K131*$AT$6","v":0.29125595498794626},{"$f":"$N131*$AW$6","v":6.8738884581232132E-2},{"$f":"$O131*$AX$6","v":5.9796783236174447E-2},{"$f":"$L131*$AU$6","v":0},{"$f":"$P131*$AY$6","v":0},{"$f":"$Q131*$AZ$6","v":1.3484631500345877E-3},0,{"$f":"SUM(V131:AD131)","v":0.73697407683768701},null,{"$f":"J131*VLOOKUP($B131,$AR$36:$AZ$47,MATCH(AG$2,$AS$2:$BA$2,0)+1,FALSE)","v":0.25142625731125179},{"$f":"K131*VLOOKUP($B131,$AR$36:$AZ$47,MATCH(AH$2,$AS$2:$BA$2,0)+1,FALSE)","v":0.27827194087933599},{"$f":"L131*VLOOKUP($B131,$AR$36:$AZ$47,MATCH(AI$2,$AS$2:$BA$2,0)+1,FALSE)","v":0},{"$f":"M131*VLOOKUP($B131,$AR$36:$AZ$47,MATCH(AJ$2,$AS$2:$BA$2,0)+1,FALSE)","v":6.6486763646367145E-2},{"$f":"N131*VLOOKUP($B131,$AR$36:$AZ$47,MATCH(AK$2,$AS$2:$BA$2,0)+1,FALSE)","v":6.8214054303325819E-2},{"$f":"O131*VLOOKUP($B131,$AR$36:$AZ$47,MATCH(AL$2,$AS$2:$BA$2,0)+1,FALSE)","v":5.7486569368214377E-2},{"$f":"P131*VLOOKUP($B131,$AR$36:$AZ$47,MATCH(AM$2,$AS$2:$BA$2,0)+1,FALSE)","v":0},{"$f":"Q131*VLOOKUP($B131,$AR$36:$AZ$47,MATCH(AN$2,$AS$2:$BA$2,0)+1,FALSE)","v":1.4098715321122319E-3},{"$f":"R131*VLOOKUP($B131,$AR$36:$BA$47,MATCH(AO$2,$AS$2:$BA$2,0)+1,FALSE)","v":0},0.72329545704060738]
[2006,1,6,10,null,2013,1,6,10,0.30157338476833412,0.33139538272039382,0,6.7651756021838372E-2,8.6986600000000025E-2,6.5339999999999995E-2,0,1.844841099551928E-3,0,0.85479196461011819,null,null,0.28553420165398313,5.9278308499752221E-2,0.29334962139896836,6.8568383133058741E-2,6.0232812009984101E-2,0,0,1.3484631500345877E-3,{"$f":"$R132*$BA$6","v":0},0.76831178984578119,null,{"$f":"J132*VLOOKUP($B132,$AR$36:$AZ$47,MATCH(AG$2,$AS$2:$BA$2,0)+1,FALSE)","v":0.28937120661405885},{"$f":"K132*VLOOKUP($B132,$AR$36:$AZ$47,MATCH(AH$2,$AS$2:$BA$2,0)+1,FALSE)","v":0.28027227290953638},{"$f":"L132*VLOOKUP($B132,$AR$36:$AZ$47,MATCH(AI$2,$AS$2:$BA$2,0)+1,FALSE)","v":0},{"$f":"M132*VLOOKUP($B132,$AR$36:$AZ$47,MATCH(AJ$2,$AS$2:$BA$2,0)+1,FALSE)","v":5.8180248455433264E-2},{"$f":"N132*VLOOKUP($B132,$AR$36:$AZ$47,MATCH(AK$2,$AS$2:$BA$2,0)+1,FALSE)","v":6.8044854655770426E-2},{"$f":"O132*VLOOKUP($B132,$AR$36:$AZ$47,MATCH(AL$2,$AS$2:$BA$2,0)+1,FALSE)","v":5.790575242448591E-2},{"$f":"P132*VLOOKUP($B132,$AR$36:$AZ$47,MATCH(AM$2,$AS$2:$BA$2,0)+1,FALSE)","v":0},{"$f":"Q132*VLOOKUP($B132,$AR$36:$AZ$47,MATCH(AN$2,$AS$2:$BA$2,0)+1,FALSE)","v":1.4098715321122319E-3},{"$f":"R132*VLOOKUP($B132,$AR$36:$BA$47,MATCH(AO$2,$AS$2:$BA$2,0)+1,FALSE)","v":0},{"$f":"SUM(AG132:AO132)","v":0.75518420659139696}]
[2006,1,6,11,null,2013,1,6,11,0.2946583878850334,0.34576580354753961,0,7.7518421931166467E-2,8.8885800000000015E-2,6.3950999999999994E-2,0,1.844841099551928E-3,0,0.87262425446329139,null,null,0.27898697894058017,6.7923749505723108E-2,0.30607024977460218,7.006545363870334E-2,5.8952380790488111E-2,0,0,1.3484631500345877E-3,0,0.78334727580013153,null,{"$f":"J133*VLOOKUP($B133,$AR$36:$AZ$47,MATCH(AG$2,$AS$2:$BA$2,0)+1,FALSE)","v":0.28273600240533753},{"$f":"K133*VLOOKUP($B133,$AR$36:$AZ$47,MATCH(AH$2,$AS$2:$BA$2,0)+1,FALSE)","v":0.29242582337492989},{"$f":"L133*VLOOKUP($B133,$AR$36:$AZ$47,MATCH(AI$2,$AS$2:$BA$2,0)+1,FALSE)","v":0},{"$f":"M133*VLOOKUP($B133,$AR$36:$AZ$47,MATCH(AJ$2,$AS$2:$BA$2,0)+1,FALSE)","v":6.6665542966430985E-2},{"$f":"N133*VLOOKUP($B133,$AR$36:$AZ$47,MATCH(AK$2,$AS$2:$BA$2,0)+1,FALSE)","v":6.9530494834398382E-2},{"$f":"O133*VLOOKUP($B133,$AR$36:$AZ$47,MATCH(AL$2,$AS$2:$BA$2,0)+1,FALSE)","v":5.6674789918859783E-2},{"$f":"P133*VLOOKUP($B133,$AR$36:$AZ$47,MATCH(AM$2,$AS$2:$BA$2,0)+1,FALSE)","v":0},{"$f":"Q133*VLOOKUP($B133,$AR$36:$AZ$47,MATCH(AN$2,$AS$2:$BA$2,0)+1,FALSE)","v":1.4098715321122319E-3},{"$f":"R133*VLOOKUP($B133,$AR$36:$BA$47,MATCH(AO$2,$AS$2:$BA$2,0)+1,FALSE)","v":0},0.76944252503206889]
[2006,1,6,12,null,2013,1,6,12,0.30404769298534484,0.35092192844621389,0,7.8390316513163597E-2,8.9163800000000001E-2,6.4004000000000005E-2,0,1.844841099551928E-3,0,0.88837257904427447,null,null,0.28787691376676716,6.8687727250723599E-2,0.31063442708599237,7.0284590959980284E-2,5.9001238137236345E-2,0,0,1.3484631500345877E-3,0,0.79783336035073438,null,{"$f":"J134*VLOOKUP($B134,$AR$36:$AZ$47,MATCH(AG$2,$AS$2:$BA$2,0)+1,FALSE)","v":0.29174540006233513},{"$f":"K134*VLOOKUP($B134,$AR$36:$AZ$47,MATCH(AH$2,$AS$2:$BA$2,0)+1,FALSE)","v":0.29678653242553299},{"$f":"L134*VLOOKUP($B134,$AR$36:$AZ$47,MATCH(AI$2,$AS$2:$BA$2,0)+1,FALSE)","v":0},{"$f":"M134*VLOOKUP($B134,$AR$36:$AZ$47,MATCH(AJ$2,$AS$2:$BA$2,0)+1,FALSE)","v":6.7415368933862851E-2},{"$f":"N134*VLOOKUP($B134,$AR$36:$AZ$47,MATCH(AK$2,$AS$2:$BA$2,0)+1,FALSE)","v":6.9747959013873193E-2},{"$f":"O134*VLOOKUP($B134,$AR$36:$AZ$47,MATCH(AL$2,$AS$2:$BA$2,0)+1,FALSE)","v":5.6721759690492757E-2},{"$f":"P134*VLOOKUP($B134,$AR$36:$AZ$47,MATCH(AM$2,$AS$2:$BA$2,0)+1,FALSE)","v":0},{"$f":"Q134*VLOOKUP($B134,$AR$36:$AZ$47,MATCH(AN$2,$AS$2:$BA$2,0)+1,FALSE)","v":1.4098715321122319E-3},{"$f":"R134*VLOOKUP($B134,$AR$36:$BA$47,MATCH(AO$2,$AS$2:$BA$2,0)+1,FALSE)","v":0},0.78382689165820918]
[2006,1,6,13,null,2013,1,6,13,0.29158866528788296,0.35790082456736205,0,8.9191082587895404E-2,8.9147700000000038E-2,6.5300999999999998E-2,0,1.844841099551928E-3,0,0.89497411354269252,null,null,0.27608051956668728,7.8151652225633833E-2,0.31681211284044014,7.0271899913676147E-2,6.0196860377471254E-2,0,0,1.3484631500345877E-3,0,0.8028615080739433,null,{"$f":"J135*VLOOKUP($B135,$AR$36:$AZ$47,MATCH(AG$2,$AS$2:$BA$2,0)+1,FALSE)","v":0.27979048606744772},{"$f":"K135*VLOOKUP($B135,$AR$36:$AZ$47,MATCH(AH$2,$AS$2:$BA$2,0)+1,FALSE)","v":0.30268882068983283},{"$f":"L135*VLOOKUP($B135,$AR$36:$AZ$47,MATCH(AI$2,$AS$2:$BA$2,0)+1,FALSE)","v":0},{"$f":"M135*VLOOKUP($B135,$AR$36:$AZ$47,MATCH(AJ$2,$AS$2:$BA$2,0)+1,FALSE)","v":7.6703985973368263E-2},{"$f":"N135*VLOOKUP($B135,$AR$36:$AZ$47,MATCH(AK$2,$AS$2:$BA$2,0)+1,FALSE)","v":6.9735364865349675E-2},{"$f":"O135*VLOOKUP($B135,$AR$36:$AZ$47,MATCH(AL$2,$AS$2:$BA$2,0)+1,FALSE)","v":5.7871189762340902E-2},{"$f":"P135*VLOOKUP($B135,$AR$36:$AZ$47,MATCH(AM$2,$AS$2:$BA$2,0)+1,FALSE)","v":0},{"$f":"Q135*VLOOKUP($B135,$AR$36:$AZ$47,MATCH(AN$2,$AS$2:$BA$2,0)+1,FALSE)","v":1.4098715321122319E-3},{"$f":"R135*VLOOKUP($B135,$AR$36:$BA$47,MATCH(AO$2,$AS$2:$BA$2,0)+1,FALSE)","v":0},0.78819971889045171]
[2006,1,6,14,null,2013,1,6,14,0.28700547718744124,0.35569991458585742,0,8.5535796760313768E-2,8.96729E-2,6.5980999999999998E-2,0,1.844841099551928E-3,0,0.88573992963316439,null,null,0.27174108836557193,7.4948791373474863E-2,0.31486387776091784,7.0685896032865528E-2,6.0823709354618317E-2,0,0,1.3484631500345877E-3,0,0.79441182603748306,null,{"$f":"J136*VLOOKUP($B136,$AR$36:$AZ$47,MATCH(AG$2,$AS$2:$BA$2,0)+1,FALSE)","v":0.27539274164519761},{"$f":"K136*VLOOKUP($B136,$AR$36:$AZ$47,MATCH(AH$2,$AS$2:$BA$2,0)+1,FALSE)","v":0.30082743675043727},{"$f":"L136*VLOOKUP($B136,$AR$36:$AZ$47,MATCH(AI$2,$AS$2:$BA$2,0)+1,FALSE)","v":0},{"$f":"M136*VLOOKUP($B136,$AR$36:$AZ$47,MATCH(AJ$2,$AS$2:$BA$2,0)+1,FALSE)","v":7.356045430279827E-2},{"$f":"N136*VLOOKUP($B136,$AR$36:$AZ$47,MATCH(AK$2,$AS$2:$BA$2,0)+1,FALSE)","v":7.0146200070602072E-2},{"$f":"O136*VLOOKUP($B136,$AR$36:$AZ$47,MATCH(AL$2,$AS$2:$BA$2,0)+1,FALSE)","v":5.8473820794612871E-2},{"$f":"P136*VLOOKUP($B136,$AR$36:$AZ$47,MATCH(AM$2,$AS$2:$BA$2,0)+1,FALSE)","v":0},{"$f":"Q136*VLOOKUP($B136,$AR$36:$AZ$47,MATCH(AN$2,$AS$2:$BA$2,0)+1,FALSE)","v":1.4098715321122319E-3},{"$f":"R136*VLOOKUP($B136,$AR$36:$BA$47,MATCH(AO$2,$AS$2:$BA$2,0)+1,FALSE)","v":0},0.77981052509576021]
[2006,1,6,15,null,2013,1,6,15,0.30407118121949667,0.34764896248430904,0,7.1934531176800667E-2,9.0134300000000028E-2,6.6430000000000003E-2,0,1.844841099551928E-3,0,0.88206381598015837,null,null,0.28789915277897959,6.30309925659127E-2,0.30773721313601232,7.1049600925085665E-2,6.1237614046881605E-2,0,0,1.3484631500345877E-3,0,0.79230303660290635,null,{"$f":"J137*VLOOKUP($B137,$AR$36:$AZ$47,MATCH(AG$2,$AS$2:$BA$2,0)+1,FALSE)","v":0.29176793792210998},{"$f":"K137*VLOOKUP($B137,$AR$36:$AZ$47,MATCH(AH$2,$AS$2:$BA$2,0)+1,FALSE)","v":0.29401847451908775},{"$f":"L137*VLOOKUP($B137,$AR$36:$AZ$47,MATCH(AI$2,$AS$2:$BA$2,0)+1,FALSE)","v":0},{"$f":"M137*VLOOKUP($B137,$AR$36:$AZ$47,MATCH(AJ$2,$AS$2:$BA$2,0)+1,FALSE)","v":6.1863418519991956E-2},{"$f":"N137*VLOOKUP($B137,$AR$36:$AZ$47,MATCH(AK$2,$AS$2:$BA$2,0)+1,FALSE)","v":7.0507128028910293E-2},{"$f":"O137*VLOOKUP($B137,$AR$36:$AZ$47,MATCH(AL$2,$AS$2:$BA$2,0)+1,FALSE)","v":5.8871734520333625E-2},{"$f":"P137*VLOOKUP($B137,$AR$36:$AZ$47,MATCH(AM$2,$AS$2:$BA$2,0)+1,FALSE)","v":0},{"$f":"Q137*VLOOKUP($B137,$AR$36:$AZ$47,MATCH(AN$2,$AS$2:$BA$2,0)+1,FALSE)","v":1.4098715321122319E-3},{"$f":"R137*VLOOKUP($B137,$AR$36:$BA$47,MATCH(AO$2,$AS$2:$BA$2,0)+1,FALSE)","v":0},0.77843856504254594]
[2006,1,6,16,null,2013,1,6,16,0.31435129833781023,0.35152922866193481,0,7.6212982138448349E-2,9.015490000000001E-2,6.6350999999999993E-2,0,1.844841099551928E-3,0,0.90044425023774521,null,null,0.2976325217781769,6.6779887656289116E-2,0.31117200635729908,7.106583915824502E-2,6.1164788945124809E-2,0,0,1.3484631500345877E-3,0,0.80916350704516948,null,{"$f":"J138*VLOOKUP($B138,$AR$36:$AZ$47,MATCH(AG$2,$AS$2:$BA$2,0)+1,FALSE)","v":0.30163210380977751},{"$f":"K138*VLOOKUP($B138,$AR$36:$AZ$47,MATCH(AH$2,$AS$2:$BA$2,0)+1,FALSE)","v":0.29730014673844618},{"$f":"L138*VLOOKUP($B138,$AR$36:$AZ$47,MATCH(AI$2,$AS$2:$BA$2,0)+1,FALSE)","v":0},{"$f":"M138*VLOOKUP($B138,$AR$36:$AZ$47,MATCH(AJ$2,$AS$2:$BA$2,0)+1,FALSE)","v":6.5542869795029018E-2},{"$f":"N138*VLOOKUP($B138,$AR$36:$AZ$47,MATCH(AK$2,$AS$2:$BA$2,0)+1,FALSE)","v":7.0523242281058413E-2},{"$f":"O138*VLOOKUP($B138,$AR$36:$AZ$47,MATCH(AL$2,$AS$2:$BA$2,0)+1,FALSE)","v":5.880172297393732E-2},{"$f":"P138*VLOOKUP($B138,$AR$36:$AZ$47,MATCH(AM$2,$AS$2:$BA$2,0)+1,FALSE)","v":0},{"$f":"Q138*VLOOKUP($B138,$AR$36:$AZ$47,MATCH(AN$2,$AS$2:$BA$2,0)+1,FALSE)","v":1.4098715321122319E-3},{"$f":"R138*VLOOKUP($B138,$AR$36:$BA$47,MATCH(AO$2,$AS$2:$BA$2,0)+1,FALSE)","v":0},0.7952099571303608]
[2006,1,6,17,null,2013,1,6,17,0.35935748695213748,0.35356250248155507,2.3851247855917876E-3,7.5132433443347885E-2,8.9144199999999993E-2,6.6964999999999997E-2,4.8556438922667477E-6,1.9394586935048373E-3,0,0.94849106200002953,null,null,0.34024505585625009,6.5833081502780055E-2,0.31297185070120564,7.0269140990566498E-2,6.1730796698019369E-2,1.3339128783410122E-3,2.4301467035091121E-6,1.4176226775523897E-3,0,0.85380389145141866,null,{"$f":"J139*VLOOKUP($B139,$AR$36:$AZ$47,MATCH(AG$2,$AS$2:$BA$2,0)+1,FALSE)","v":0.34481726457730455},{"$f":"K139*VLOOKUP($B139,$AR$36:$AZ$47,MATCH(AH$2,$AS$2:$BA$2,0)+1,FALSE)","v":0.29901975511136442},{"$f":"L139*VLOOKUP($B139,$AR$36:$AZ$47,MATCH(AI$2,$AS$2:$BA$2,0)+1,FALSE)","v":1.763136274367195E-3},{"$f":"M139*VLOOKUP($B139,$AR$36:$AZ$47,MATCH(AJ$2,$AS$2:$BA$2,0)+1,FALSE)","v":6.4613602097545367E-2},{"$f":"N139*VLOOKUP($B139,$AR$36:$AZ$47,MATCH(AK$2,$AS$2:$BA$2,0)+1,FALSE)","v":6.9732627006974954E-2},{"$f":"O139*VLOOKUP($B139,$AR$36:$AZ$47,MATCH(AL$2,$AS$2:$BA$2,0)+1,FALSE)","v":5.9345863347194654E-2},{"$f":"P139*VLOOKUP($B139,$AR$36:$AZ$47,MATCH(AM$2,$AS$2:$BA$2,0)+1,FALSE)","v":2.4301467035091121E-6},{"$f":"Q139*VLOOKUP($B139,$AR$36:$AZ$47,MATCH(AN$2,$AS$2:$BA$2,0)+1,FALSE)","v":1.4821805522135085E-3},{"$f":"R139*VLOOKUP($B139,$AR$36:$BA$47,MATCH(AO$2,$AS$2:$BA$2,0)+1,FALSE)","v":0},0.84077685911366806]
[2006,1,6,18,null,2013,1,6,18,0.42164843235083249,0.35210771329463958,8.4180874785592386E-3,7.3879065602887886E-2,8.8468900000000003E-2,6.7390000000000005E-2,1.71375666785885E-5,2.1787855487974887E-3,0,1.0141081218423953,null,null,0.39922305677748998,6.4734846514075961E-2,0.31168407821115546,6.9736826483162442E-2,6.2122577308736292E-2,4.7079278059094483E-3,8.5769883653262672E-6,1.5925556000974171E-3,0,0.91381044568899228,null,{"$f":"J140*VLOOKUP($B140,$AR$36:$AZ$47,MATCH(AG$2,$AS$2:$BA$2,0)+1,FALSE)","v":0.40458781112270886},{"$f":"K140*VLOOKUP($B140,$AR$36:$AZ$47,MATCH(AH$2,$AS$2:$BA$2,0)+1,FALSE)","v":0.29778939073913341},{"$f":"L140*VLOOKUP($B140,$AR$36:$AZ$47,MATCH(AI$2,$AS$2:$BA$2,0)+1,FALSE)","v":6.2228339095312677E-3},{"$f":"M140*VLOOKUP($B140,$AR$36:$AZ$47,MATCH(AJ$2,$AS$2:$BA$2,0)+1,FALSE)","v":6.3535710603635401E-2},{"$f":"N140*VLOOKUP($B140,$AR$36:$AZ$47,MATCH(AK$2,$AS$2:$BA$2,0)+1,FALSE)","v":6.9204376789711142E-2},{"$f":"O140*VLOOKUP($B140,$AR$36:$AZ$47,MATCH(AL$2,$AS$2:$BA$2,0)+1,FALSE)","v":5.9722507742364643E-2},{"$f":"P140*VLOOKUP($B140,$AR$36:$AZ$47,MATCH(AM$2,$AS$2:$BA$2,0)+1,FALSE)","v":8.5769883653262672E-6},{"$f":"Q140*VLOOKUP($B140,$AR$36:$AZ$47,MATCH(AN$2,$AS$2:$BA$2,0)+1,FALSE)","v":1.66507983835203E-3},{"$f":"R140*VLOOKUP($B140,$AR$36:$BA$47,MATCH(AO$2,$AS$2:$BA$2,0)+1,FALSE)","v":0},0.9027362877338021]
[2006,1,6,19,null,2013,1,6,19,0.44953699769158695,0.34237004380900271,8.4180874785592386E-3,7.5988924455268864E-2,8.7024499999999977E-2,6.6475000000000006E-2,1.71375666785885E-5,2.1787855487974887E-3,0,1.0320094765498939,null,null,0.4256283685259537,6.6583562220760645E-2,0.30306433935580152,6.8598258329016962E-2,6.1279096699781051E-2,4.7079278059094483E-3,8.5769883653262672E-6,1.5925556000974171E-3,0,0.93146268552568601,null,{"$f":"J141*VLOOKUP($B141,$AR$36:$AZ$47,MATCH(AG$2,$AS$2:$BA$2,0)+1,FALSE)","v":0.43134795711367069},{"$f":"K141*VLOOKUP($B141,$AR$36:$AZ$47,MATCH(AH$2,$AS$2:$BA$2,0)+1,FALSE)","v":0.28955391462242491},{"$f":"L141*VLOOKUP($B141,$AR$36:$AZ$47,MATCH(AI$2,$AS$2:$BA$2,0)+1,FALSE)","v":6.2228339095312677E-3},{"$f":"M141*VLOOKUP($B141,$AR$36:$AZ$47,MATCH(AJ$2,$AS$2:$BA$2,0)+1,FALSE)","v":6.5350181054303305E-2},{"$f":"N141*VLOOKUP($B141,$AR$36:$AZ$47,MATCH(AK$2,$AS$2:$BA$2,0)+1,FALSE)","v":6.807450175074195E-2},{"$f":"O141*VLOOKUP($B141,$AR$36:$AZ$47,MATCH(AL$2,$AS$2:$BA$2,0)+1,FALSE)","v":5.8911614515116333E-2},{"$f":"P141*VLOOKUP($B141,$AR$36:$AZ$47,MATCH(AM$2,$AS$2:$BA$2,0)+1,FALSE)","v":8.5769883653262672E-6},{"$f":"Q141*VLOOKUP($B141,$AR$36:$AZ$47,MATCH(AN$2,$AS$2:$BA$2,0)+1,FALSE)","v":1.66507983835203E-3},{"$f":"R141*VLOOKUP($B141,$AR$36:$BA$47,MATCH(AO$2,$AS$2:$BA$2,0)+1,FALSE)","v":0},0.92113465979250575]
[2006,1,6,20,null,2013,1,6,20,0.41163774511705781,0.33533333036026775,8.4180874785592386E-3,8.0707937880420716E-2,8.6668199999999959E-2,6.5980999999999998E-2,1.71375666785885E-5,2.1787855487974887E-3,0,0.99094222395178144,null,null,0.38974478803205886,7.0718490123302058E-2,0.29683547397712767,6.8317399956459468E-2,6.0823709354618317E-2,4.7079278059094483E-3,8.5769883653262672E-6,1.5925556000974171E-3,0,0.89274892183793852,null,{"$f":"J142*VLOOKUP($B142,$AR$36:$AZ$47,MATCH(AG$2,$AS$2:$BA$2,0)+1,FALSE)","v":0.39498217352276405},{"$f":"K142*VLOOKUP($B142,$AR$36:$AZ$47,MATCH(AH$2,$AS$2:$BA$2,0)+1,FALSE)","v":0.28360272829055605},{"$f":"L142*VLOOKUP($B142,$AR$36:$AZ$47,MATCH(AI$2,$AS$2:$BA$2,0)+1,FALSE)","v":6.2228339095312677E-3},{"$f":"M142*VLOOKUP($B142,$AR$36:$AZ$47,MATCH(AJ$2,$AS$2:$BA$2,0)+1,FALSE)","v":6.9408514343556466E-2},{"$f":"N142*VLOOKUP($B142,$AR$36:$AZ$47,MATCH(AK$2,$AS$2:$BA$2,0)+1,FALSE)","v":6.7795787768199223E-2},{"$f":"O142*VLOOKUP($B142,$AR$36:$AZ$47,MATCH(AL$2,$AS$2:$BA$2,0)+1,FALSE)","v":5.8473820794612871E-2},{"$f":"P142*VLOOKUP($B142,$AR$36:$AZ$47,MATCH(AM$2,$AS$2:$BA$2,0)+1,FALSE)","v":8.5769883653262672E-6},{"$f":"Q142*VLOOKUP($B142,$AR$36:$AZ$47,MATCH(AN$2,$AS$2:$BA$2,0)+1,FALSE)","v":1.66507983835203E-3},{"$f":"R142*VLOOKUP($B142,$AR$36:$BA$47,MATCH(AO$2,$AS$2:$BA$2,0)+1,FALSE)","v":0},0.88215951545593718]
[2006,1,6,21,null,2013,1,6,21,0.39263552735248503,0.33256226360495811,8.4180874785592386E-3,8.4682126431946933E-2,8.6721599999999982E-2,6.5334000000000003E-2,1.71375666785885E-5,2.1787855487974887E-3,0,0.97254952798342531,null,null,0.37175320338598516,7.4200782215136402E-2,0.29438253882495868,6.835949324047455E-2,6.0227280989597516E-2,4.7079278059094483E-3,8.5769883653262672E-6,1.5925556000974171E-3,0,0.87523235905052443,null,{"$f":"J143*VLOOKUP($B143,$AR$36:$AZ$47,MATCH(AG$2,$AS$2:$BA$2,0)+1,FALSE)","v":0.3767488181916841},{"$f":"K143*VLOOKUP($B143,$AR$36:$AZ$47,MATCH(AH$2,$AS$2:$BA$2,0)+1,FALSE)","v":0.28125914350214049},{"$f":"L143*VLOOKUP($B143,$AR$36:$AZ$47,MATCH(AI$2,$AS$2:$BA$2,0)+1,FALSE)","v":6.2228339095312677E-3},{"$f":"M143*VLOOKUP($B143,$AR$36:$AZ$47,MATCH(AJ$2,$AS$2:$BA$2,0)+1,FALSE)","v":7.2826301122984563E-2},{"$f":"N143*VLOOKUP($B143,$AR$36:$AZ$47,MATCH(AK$2,$AS$2:$BA$2,0)+1,FALSE)","v":6.7837559664544397E-2},{"$f":"O143*VLOOKUP($B143,$AR$36:$AZ$47,MATCH(AL$2,$AS$2:$BA$2,0)+1,FALSE)","v":5.7900435091848224E-2},{"$f":"P143*VLOOKUP($B143,$AR$36:$AZ$47,MATCH(AM$2,$AS$2:$BA$2,0)+1,FALSE)","v":8.5769883653262672E-6},{"$f":"Q143*VLOOKUP($B143,$AR$36:$AZ$47,MATCH(AN$2,$AS$2:$BA$2,0)+1,FALSE)","v":1.66507983835203E-3},{"$f":"R143*VLOOKUP($B143,$AR$36:$BA$47,MATCH(AO$2,$AS$2:$BA$2,0)+1,FALSE)","v":0},0.86446874830945053]
[2006,1,6,22,null,2013,1,6,22,0.35704684634271511,0.3237079116081274,8.4180874785592386E-3,8.0845799601065374E-2,8.5991400000000009E-2,6.5115000000000006E-2,1.71375666785885E-5,2.1787855487974887E-3,0,0.92332096814594322,null,null,0.33805730668790912,7.0839288312251392E-2,0.28654470842224911,6.7783903053437039E-2,6.0025398745486923E-2,4.7079278059094483E-3,8.5769883653262672E-6,1.5925556000974171E-3,0,0.82955966561570582,null,{"$f":"J144*VLOOKUP($B144,$AR$36:$AZ$47,MATCH(AG$2,$AS$2:$BA$2,0)+1,FALSE)","v":0.34260011646354233},{"$f":"K144*VLOOKUP($B144,$AR$36:$AZ$47,MATCH(AH$2,$AS$2:$BA$2,0)+1,FALSE)","v":0.27377071883272786},{"$f":"L144*VLOOKUP($B144,$AR$36:$AZ$47,MATCH(AI$2,$AS$2:$BA$2,0)+1,FALSE)","v":6.2228339095312677E-3},{"$f":"M144*VLOOKUP($B144,$AR$36:$AZ$47,MATCH(AJ$2,$AS$2:$BA$2,0)+1,FALSE)","v":6.9527074889967275E-2},{"$f":"N144*VLOOKUP($B144,$AR$36:$AZ$47,MATCH(AK$2,$AS$2:$BA$2,0)+1,FALSE)","v":6.7266364183060562E-2},{"$f":"O144*VLOOKUP($B144,$AR$36:$AZ$47,MATCH(AL$2,$AS$2:$BA$2,0)+1,FALSE)","v":5.7706352450572401E-2},{"$f":"P144*VLOOKUP($B144,$AR$36:$AZ$47,MATCH(AM$2,$AS$2:$BA$2,0)+1,FALSE)","v":8.5769883653262672E-6},{"$f":"Q144*VLOOKUP($B144,$AR$36:$AZ$47,MATCH(AN$2,$AS$2:$BA$2,0)+1,FALSE)","v":1.66507983835203E-3},{"$f":"R144*VLOOKUP($B144,$AR$36:$BA$47,MATCH(AO$2,$AS$2:$BA$2,0)+1,FALSE)","v":0},0.81876711755611908]
[2006,1,6,23,null,2013,1,6,23,0.2969320643952213,0.3228330361944633,8.4180874785592386E-3,8.5159824251308511E-2,8.5650200000000024E-2,6.5319000000000002E-2,1.71375666785885E-5,2.1787855487974887E-3,0,0.86650813543502836,null,null,0.28113972994562869,7.4619354036045735E-2,0.28577027285449053,6.7514947463438127E-2,6.0213453438631034E-2,4.7079278059094483E-3,8.5769883653262672E-6,1.5925556000974171E-3,0,0.77556681813260631,null,{"$f":"J145*VLOOKUP($B145,$AR$36:$AZ$47,MATCH(AG$2,$AS$2:$BA$2,0)+1,FALSE)","v":0.28491768205093532},{"$f":"K145*VLOOKUP($B145,$AR$36:$AZ$47,MATCH(AH$2,$AS$2:$BA$2,0)+1,FALSE)","v":0.27303080713363459},{"$f":"L145*VLOOKUP($B145,$AR$36:$AZ$47,MATCH(AI$2,$AS$2:$BA$2,0)+1,FALSE)","v":6.2228339095312677E-3},{"$f":"M145*VLOOKUP($B145,$AR$36:$AZ$47,MATCH(AJ$2,$AS$2:$BA$2,0)+1,FALSE)","v":7.3237119399573031E-2},{"$f":"N145*VLOOKUP($B145,$AR$36:$AZ$47,MATCH(AK$2,$AS$2:$BA$2,0)+1,FALSE)","v":6.6999462103791485E-2},{"$f":"O145*VLOOKUP($B145,$AR$36:$AZ$47,MATCH(AL$2,$AS$2:$BA$2,0)+1,FALSE)","v":5.7887141760253988E-2},{"$f":"P145*VLOOKUP($B145,$AR$36:$AZ$47,MATCH(AM$2,$AS$2:$BA$2,0)+1,FALSE)","v":8.5769883653262672E-6},{"$f":"Q145*VLOOKUP($B145,$AR$36:$AZ$47,MATCH(AN$2,$AS$2:$BA$2,0)+1,FALSE)","v":1.66507983835203E-3},{"$f":"R145*VLOOKUP($B145,$AR$36:$BA$47,MATCH(AO$2,$AS$2:$BA$2,0)+1,FALSE)","v":0},0.76396870318443699]
[2006,1,6,24,null,2013,1,6,24,0.2048735891016821,0.33152948932697796,8.4180874785592386E-3,0.10734456009958157,8.5279099999999969E-2,6.4699999999999994E-2,1.71375666785885E-5,2.1787855487974887E-3,0,0.80434074912227682,null,null,0.19397738546812718,9.4058222927711002E-2,0.29346833193122024,6.722242278744571E-2,5.9642836502080979E-2,4.7079278059094483E-3,8.5769883653262672E-6,1.5925556000974171E-3,0,0.71467826001095736,null,{"$f":"J146*VLOOKUP($B146,$AR$36:$AZ$47,MATCH(AG$2,$AS$2:$BA$2,0)+1,FALSE)","v":0.19658405110002816},{"$f":"K146*VLOOKUP($B146,$AR$36:$AZ$47,MATCH(AH$2,$AS$2:$BA$2,0)+1,FALSE)","v":0.28038569139814351},{"$f":"L146*VLOOKUP($B146,$AR$36:$AZ$47,MATCH(AI$2,$AS$2:$BA$2,0)+1,FALSE)","v":6.2228339095312677E-3},{"$f":"M146*VLOOKUP($B146,$AR$36:$AZ$47,MATCH(AJ$2,$AS$2:$BA$2,0)+1,FALSE)","v":9.2315906403328471E-2},{"$f":"N146*VLOOKUP($B146,$AR$36:$AZ$47,MATCH(AK$2,$AS$2:$BA$2,0)+1,FALSE)","v":6.6709170891550054E-2},{"$f":"O146*VLOOKUP($B146,$AR$36:$AZ$47,MATCH(AL$2,$AS$2:$BA$2,0)+1,FALSE)","v":5.7338570276465231E-2},{"$f":"P146*VLOOKUP($B146,$AR$36:$AZ$47,MATCH(AM$2,$AS$2:$BA$2,0)+1,FALSE)","v":8.5769883653262672E-6},{"$f":"Q146*VLOOKUP($B146,$AR$36:$AZ$47,MATCH(AN$2,$AS$2:$BA$2,0)+1,FALSE)","v":1.66507983835203E-3},{"$f":"R146*VLOOKUP($B146,$AR$36:$BA$47,MATCH(AO$2,$AS$2:$BA$2,0)+1,FALSE)","v":0},0.70122988080576409]
[2006,1,7,1,null,2013,1,7,1,0.22317910105749358,0.31642645569530903,8.4180874785592386E-3,8.5479038961205747E-2,8.6161900000000027E-2,6.4242999999999995E-2,1.71375666785885E-5,2.1787855487974887E-3,0,0.78610350630804371,null,null,0.21130931860999014,7.4899058646297673E-2,0.28009919817486956,6.7918302022061949E-2,5.9221557115968909E-2,4.7079278059094483E-3,8.5769883653262672E-6,1.5925556000974171E-3,0,0.69975649496356029,null,{"$f":"J147*VLOOKUP($B147,$AR$36:$AZ$47,MATCH(AG$2,$AS$2:$BA$2,0)+1,FALSE)","v":0.21414889053839711},{"$f":"K147*VLOOKUP($B147,$AR$36:$AZ$47,MATCH(AH$2,$AS$2:$BA$2,0)+1,FALSE)","v":0.26761254552921487},{"$f":"L147*VLOOKUP($B147,$AR$36:$AZ$47,MATCH(AI$2,$AS$2:$BA$2,0)+1,FALSE)","v":6.2228339095312677E-3},{"$f":"M147*VLOOKUP($B147,$AR$36:$AZ$47,MATCH(AJ$2,$AS$2:$BA$2,0)+1,FALSE)","v":7.3511642815143427E-2},{"$f":"N147*VLOOKUP($B147,$AR$36:$AZ$47,MATCH(AK$2,$AS$2:$BA$2,0)+1,FALSE)","v":6.7399736998170132E-2},{"$f":"O147*VLOOKUP($B147,$AR$36:$AZ$47,MATCH(AL$2,$AS$2:$BA$2,0)+1,FALSE)","v":5.6933566773894217E-2},{"$f":"P147*VLOOKUP($B147,$AR$36:$AZ$47,MATCH(AM$2,$AS$2:$BA$2,0)+1,FALSE)","v":8.5769883653262672E-6},{"$f":"Q147*VLOOKUP($B147,$AR$36:$AZ$47,MATCH(AN$2,$AS$2:$BA$2,0)+1,FALSE)","v":1.66507983835203E-3},{"$f":"R147*VLOOKUP($B147,$AR$36:$BA$47,MATCH(AO$2,$AS$2:$BA$2,0)+1,FALSE)","v":0},0.68750287339106853]
[2006,1,7,2,null,2013,1,7,2,0.20859913711197117,0.3102214697732939,8.4180874785592386E-3,8.2407524182621969E-2,8.602520000000001E-2,6.3198000000000004E-2,1.71375666785885E-5,2.1787855487974887E-3,0,0.7610653416619223,null,null,0.19750479017480796,7.2207713863648382E-2,0.27460657405902655,6.7810546368038335E-2,5.8258237731970856E-2,4.7079278059094483E-3,8.5769883653262672E-6,1.5925556000974171E-3,0,0.6766969225918642,null,{"$f":"J148*VLOOKUP($B148,$AR$36:$AZ$47,MATCH(AG$2,$AS$2:$BA$2,0)+1,FALSE)","v":0.2001588570261682},{"$f":"K148*VLOOKUP($B148,$AR$36:$AZ$47,MATCH(AH$2,$AS$2:$BA$2,0)+1,FALSE)","v":0.26236477927049739},{"$f":"L148*VLOOKUP($B148,$AR$36:$AZ$47,MATCH(AI$2,$AS$2:$BA$2,0)+1,FALSE)","v":6.2228339095312677E-3},{"$f":"M148*VLOOKUP($B148,$AR$36:$AZ$47,MATCH(AJ$2,$AS$2:$BA$2,0)+1,FALSE)","v":7.0870151988285168E-2},{"$f":"N148*VLOOKUP($B148,$AR$36:$AZ$47,MATCH(AK$2,$AS$2:$BA$2,0)+1,FALSE)","v":6.7292804072507498E-2},{"$f":"O148*VLOOKUP($B148,$AR$36:$AZ$47,MATCH(AL$2,$AS$2:$BA$2,0)+1,FALSE)","v":5.6007464672829216E-2},{"$f":"P148*VLOOKUP($B148,$AR$36:$AZ$47,MATCH(AM$2,$AS$2:$BA$2,0)+1,FALSE)","v":8.5769883653262672E-6},{"$f":"Q148*VLOOKUP($B148,$AR$36:$AZ$47,MATCH(AN$2,$AS$2:$BA$2,0)+1,FALSE)","v":1.66507983835203E-3},{"$f":"R148*VLOOKUP($B148,$AR$36:$BA$47,MATCH(AO$2,$AS$2:$BA$2,0)+1,FALSE)","v":0},0.66459054776653614]
[2006,1,7,3,null,2013,1,7,3,0.20127381037977451,0.30933964942786019,8.4180874785592386E-3,8.146123321722637E-2,8.6135099999999992E-2,6.3245999999999997E-2,1.71375666785885E-5,2.1787855487974887E-3,0,0.75206980361889642,null,null,0.19056906100912205,7.1378547984212212E-2,0.2738259908705965,6.7897176553679828E-2,5.830248589506358E-2,4.7079278059094483E-3,8.5769883653262672E-6,1.5925556000974171E-3,0,0.66828232270704635,null,{"$f":"J149*VLOOKUP($B149,$AR$36:$AZ$47,MATCH(AG$2,$AS$2:$BA$2,0)+1,FALSE)","v":0.19312992562041326},{"$f":"K149*VLOOKUP($B149,$AR$36:$AZ$47,MATCH(AH$2,$AS$2:$BA$2,0)+1,FALSE)","v":0.26161899400793953},{"$f":"L149*VLOOKUP($B149,$AR$36:$AZ$47,MATCH(AI$2,$AS$2:$BA$2,0)+1,FALSE)","v":6.2228339095312677E-3},{"$f":"M149*VLOOKUP($B149,$AR$36:$AZ$47,MATCH(AJ$2,$AS$2:$BA$2,0)+1,FALSE)","v":7.00563454189468E-2},{"$f":"N149*VLOOKUP($B149,$AR$36:$AZ$47,MATCH(AK$2,$AS$2:$BA$2,0)+1,FALSE)","v":6.7378772825472527E-2},{"$f":"O149*VLOOKUP($B149,$AR$36:$AZ$47,MATCH(AL$2,$AS$2:$BA$2,0)+1,FALSE)","v":5.6050003333930759E-2},{"$f":"P149*VLOOKUP($B149,$AR$36:$AZ$47,MATCH(AM$2,$AS$2:$BA$2,0)+1,FALSE)","v":8.5769883653262672E-6},{"$f":"Q149*VLOOKUP($B149,$AR$36:$AZ$47,MATCH(AN$2,$AS$2:$BA$2,0)+1,FALSE)","v":1.66507983835203E-3},{"$f":"R149*VLOOKUP($B149,$AR$36:$BA$47,MATCH(AO$2,$AS$2:$BA$2,0)+1,FALSE)","v":0},0.65613053194295157]
[2006,1,7,4,null,2013,1,7,4,0.19695450353002936,0.31309185938650308,8.4180874785592386E-3,8.4834701334023779E-2,8.676749999999997E-2,6.3604999999999995E-2,1.71375666785885E-5,2.1787855487974887E-3,0,0.75586757484459144,null,null,0.1864794765320702,7.4334472493799847E-2,0.27714742933404674,6.8395674546397611E-2,5.8633425281527984E-2,4.7079278059094483E-3,8.5769883653262672E-6,1.5925556000974171E-3,0,0.67129953858221458,null,{"$f":"J150*VLOOKUP($B150,$AR$36:$AZ$47,MATCH(AG$2,$AS$2:$BA$2,0)+1,FALSE)","v":0.188985385359318},{"$f":"K150*VLOOKUP($B150,$AR$36:$AZ$47,MATCH(AH$2,$AS$2:$BA$2,0)+1,FALSE)","v":0.26479236475592594},{"$f":"L150*VLOOKUP($B150,$AR$36:$AZ$47,MATCH(AI$2,$AS$2:$BA$2,0)+1,FALSE)","v":6.2228339095312677E-3},{"$f":"M150*VLOOKUP($B150,$AR$36:$AZ$47,MATCH(AJ$2,$AS$2:$BA$2,0)+1,FALSE)","v":7.2957514948506386E-2},{"$f":"N150*VLOOKUP($B150,$AR$36:$AZ$47,MATCH(AK$2,$AS$2:$BA$2,0)+1,FALSE)","v":6.7873464721515231E-2},{"$f":"O150*VLOOKUP($B150,$AR$36:$AZ$47,MATCH(AL$2,$AS$2:$BA$2,0)+1,FALSE)","v":5.6368157070086106E-2},{"$f":"P150*VLOOKUP($B150,$AR$36:$AZ$47,MATCH(AM$2,$AS$2:$BA$2,0)+1,FALSE)","v":8.5769883653262672E-6},{"$f":"Q150*VLOOKUP($B150,$AR$36:$AZ$47,MATCH(AN$2,$AS$2:$BA$2,0)+1,FALSE)","v":1.66507983835203E-3},{"$f":"R150*VLOOKUP($B150,$AR$36:$BA$47,MATCH(AO$2,$AS$2:$BA$2,0)+1,FALSE)","v":0},0.65887337759160036]
[2006,1,7,5,null,2013,1,7,5,0.2049290603990222,0.31801360810073692,8.4180874785592386E-3,8.303236752948609E-2,9.1093599999999983E-2,6.4518000000000006E-2,1.71375666785885E-5,2.1787855487974887E-3,0,0.77220064662328036,null,null,0.19402990652403165,7.2755218597560567E-2,0.28150413795831719,7.1805782336240256E-2,5.9475062217021042E-2,4.7079278059094483E-3,8.5769883653262672E-6,1.5925556000974171E-3,0,0.6858791680275429,null,{"$f":"J151*VLOOKUP($B151,$AR$36:$AZ$47,MATCH(AG$2,$AS$2:$BA$2,0)+1,FALSE)","v":0.19663727793321201},{"$f":"K151*VLOOKUP($B151,$AR$36:$AZ$47,MATCH(AH$2,$AS$2:$BA$2,0)+1,FALSE)","v":0.26895485394785218},{"$f":"L151*VLOOKUP($B151,$AR$36:$AZ$47,MATCH(AI$2,$AS$2:$BA$2,0)+1,FALSE)","v":6.2228339095312677E-3},{"$f":"M151*VLOOKUP($B151,$AR$36:$AZ$47,MATCH(AJ$2,$AS$2:$BA$2,0)+1,FALSE)","v":7.1407514849266093E-2},{"$f":"N151*VLOOKUP($B151,$AR$36:$AZ$47,MATCH(AK$2,$AS$2:$BA$2,0)+1,FALSE)","v":7.1257535897148366E-2},{"$f":"O151*VLOOKUP($B151,$AR$36:$AZ$47,MATCH(AL$2,$AS$2:$BA$2,0)+1,FALSE)","v":5.7177277853121863E-2},{"$f":"P151*VLOOKUP($B151,$AR$36:$AZ$47,MATCH(AM$2,$AS$2:$BA$2,0)+1,FALSE)","v":8.5769883653262672E-6},{"$f":"Q151*VLOOKUP($B151,$AR$36:$AZ$47,MATCH(AN$2,$AS$2:$BA$2,0)+1,FALSE)","v":1.66507983835203E-3},{"$f":"R151*VLOOKUP($B151,$AR$36:$BA$47,MATCH(AO$2,$AS$2:$BA$2,0)+1,FALSE)","v":0},0.67333095121684916]
[2006,1,7,6,null,2013,1,7,6,0.22474148835289912,0.3349587388158623,8.4180874785592386E-3,7.9303054885202576E-2,9.4533499999999979E-2,6.7211000000000007E-2,1.71375666785885E-5,2.1787855487974887E-3,0,0.81136179264799924,null,null,0.21278861032338403,6.9487493435356304E-2,0.29650388731822935,7.4517330794731662E-2,6.1957568533869634E-2,4.7079278059094483E-3,8.5769883653262672E-6,1.5925556000974171E-3,0,0.72156395079994329,null,{"$f":"J152*VLOOKUP($B152,$AR$36:$AZ$47,MATCH(AG$2,$AS$2:$BA$2,0)+1,FALSE)","v":0.21564806095496844},{"$f":"K152*VLOOKUP($B152,$AR$36:$AZ$47,MATCH(AH$2,$AS$2:$BA$2,0)+1,FALSE)","v":0.28328592356412513},{"$f":"L152*VLOOKUP($B152,$AR$36:$AZ$47,MATCH(AI$2,$AS$2:$BA$2,0)+1,FALSE)","v":6.2228339095312677E-3},{"$f":"M152*VLOOKUP($B152,$AR$36:$AZ$47,MATCH(AJ$2,$AS$2:$BA$2,0)+1,FALSE)","v":6.8200320402718936E-2},{"$f":"N152*VLOOKUP($B152,$AR$36:$AZ$47,MATCH(AK$2,$AS$2:$BA$2,0)+1,FALSE)","v":7.3948381332311769E-2},{"$f":"O152*VLOOKUP($B152,$AR$36:$AZ$47,MATCH(AL$2,$AS$2:$BA$2,0)+1,FALSE)","v":5.9563873985340111E-2},{"$f":"P152*VLOOKUP($B152,$AR$36:$AZ$47,MATCH(AM$2,$AS$2:$BA$2,0)+1,FALSE)","v":8.5769883653262672E-6},{"$f":"Q152*VLOOKUP($B152,$AR$36:$AZ$47,MATCH(AN$2,$AS$2:$BA$2,0)+1,FALSE)","v":1.66507983835203E-3},{"$f":"R152*VLOOKUP($B152,$AR$36:$BA$47,MATCH(AO$2,$AS$2:$BA$2,0)+1,FALSE)","v":0},0.70854305097571302]
[2006,1,7,7,null,2013,1,7,7,0.2596074207610875,0.37883492328280144,8.4180874785592386E-3,8.480376855421945E-2,0.1072323,7.2887999999999994E-2,1.71375666785885E-5,2.1787855487974887E-3,0,0.91398042319214345,null,null,0.2458001978105937,7.4307368350879976E-2,0.33534287775964872,8.4527334447364225E-2,6.7190835656316519E-2,4.7079278059094483E-3,8.5769883653262672E-6,1.5925556000974171E-3,0,0.8134776744191754,null,{"$f":"J153*VLOOKUP($B153,$AR$36:$AZ$47,MATCH(AG$2,$AS$2:$BA$2,0)+1,FALSE)","v":0.24910325773379599},{"$f":"K153*VLOOKUP($B153,$AR$36:$AZ$47,MATCH(AH$2,$AS$2:$BA$2,0)+1,FALSE)","v":0.32039349532991113},{"$f":"L153*VLOOKUP($B153,$AR$36:$AZ$47,MATCH(AI$2,$AS$2:$BA$2,0)+1,FALSE)","v":6.2228339095312677E-3},{"$f":"M153*VLOOKUP($B153,$AR$36:$AZ$47,MATCH(AJ$2,$AS$2:$BA$2,0)+1,FALSE)","v":7.2930912877543844E-2},{"$f":"N153*VLOOKUP($B153,$AR$36:$AZ$47,MATCH(AK$2,$AS$2:$BA$2,0)+1,FALSE)","v":8.3881957311861474E-2},{"$f":"O153*VLOOKUP($B153,$AR$36:$AZ$47,MATCH(AL$2,$AS$2:$BA$2,0)+1,FALSE)","v":6.4594956882704752E-2},{"$f":"P153*VLOOKUP($B153,$AR$36:$AZ$47,MATCH(AM$2,$AS$2:$BA$2,0)+1,FALSE)","v":8.5769883653262672E-6},{"$f":"Q153*VLOOKUP($B153,$AR$36:$AZ$47,MATCH(AN$2,$AS$2:$BA$2,0)+1,FALSE)","v":1.66507983835203E-3},{"$f":"R153*VLOOKUP($B153,$AR$36:$BA$47,MATCH(AO$2,$AS$2:$BA$2,0)+1,FALSE)","v":0},0.79880107087206587]
[2006,1,7,8,null,2013,1,7,8,0.27658109617751764,0.43793486292149919,5.1911539451115277E-3,0.10721629467947291,0.1151365,7.8075000000000006E-2,1.0568166118462901E-5,2.0507735099200247E-3,0,1.0221962493996397,null,null,0.26187112815110536,9.3945833278274604E-2,0.38765786409227804,9.0757928745340263E-2,7.1972402780525094E-2,2.9032221469774914E-3,5.2891428252845274E-6,1.4989868275733331E-3,0,0.91061265516489942,null,{"$f":"J154*VLOOKUP($B154,$AR$36:$AZ$47,MATCH(AG$2,$AS$2:$BA$2,0)+1,FALSE)","v":0.26539014903125213},{"$f":"K154*VLOOKUP($B154,$AR$36:$AZ$47,MATCH(AH$2,$AS$2:$BA$2,0)+1,FALSE)","v":0.37037631125022141},{"$f":"L154*VLOOKUP($B154,$AR$36:$AZ$47,MATCH(AI$2,$AS$2:$BA$2,0)+1,FALSE)","v":3.8374142442109465E-3},{"$f":"M154*VLOOKUP($B154,$AR$36:$AZ$47,MATCH(AJ$2,$AS$2:$BA$2,0)+1,FALSE)","v":9.2205598638253561E-2},{"$f":"N154*VLOOKUP($B154,$AR$36:$AZ$47,MATCH(AK$2,$AS$2:$BA$2,0)+1,FALSE)","v":9.0064980216195481E-2},{"$f":"O154*VLOOKUP($B154,$AR$36:$AZ$47,MATCH(AL$2,$AS$2:$BA$2,0)+1,FALSE)","v":6.9191790947991091E-2},{"$f":"P154*VLOOKUP($B154,$AR$36:$AZ$47,MATCH(AM$2,$AS$2:$BA$2,0)+1,FALSE)","v":5.2891428252845274E-6},{"$f":"Q154*VLOOKUP($B154,$AR$36:$AZ$47,MATCH(AN$2,$AS$2:$BA$2,0)+1,FALSE)","v":1.5672499876267748E-3},{"$f":"R154*VLOOKUP($B154,$AR$36:$BA$47,MATCH(AO$2,$AS$2:$BA$2,0)+1,FALSE)","v":0},0.89263878345857661]
[2006,1,7,9,null,2013,1,7,9,0.25826353176509825,0.46573653845496055,0,0.11136648790679464,0.12027369999999998,8.0990999999999994E-2,0,1.844841099551928E-3,0,1.0384760992264055,null,null,0.24452778356264493,9.7582345453706448E-2,0.41226777544665238,9.4807397259239506E-2,7.4660478688408666E-2,0,0,1.3484631500345877E-3,0,0.92519424356068647,null,{"$f":"J155*VLOOKUP($B155,$AR$36:$AZ$47,MATCH(AG$2,$AS$2:$BA$2,0)+1,FALSE)","v":0.24781374479941187},{"$f":"K155*VLOOKUP($B155,$AR$36:$AZ$47,MATCH(AH$2,$AS$2:$BA$2,0)+1,FALSE)","v":0.39388912765850254},{"$f":"L155*VLOOKUP($B155,$AR$36:$AZ$47,MATCH(AI$2,$AS$2:$BA$2,0)+1,FALSE)","v":0},{"$f":"M155*VLOOKUP($B155,$AR$36:$AZ$47,MATCH(AJ$2,$AS$2:$BA$2,0)+1,FALSE)","v":9.5774748757959091E-2},{"$f":"N155*VLOOKUP($B155,$AR$36:$AZ$47,MATCH(AK$2,$AS$2:$BA$2,0)+1,FALSE)","v":9.4083530514030123E-2},{"$f":"O155*VLOOKUP($B155,$AR$36:$AZ$47,MATCH(AL$2,$AS$2:$BA$2,0)+1,FALSE)","v":7.1776014609910288E-2},{"$f":"P155*VLOOKUP($B155,$AR$36:$AZ$47,MATCH(AM$2,$AS$2:$BA$2,0)+1,FALSE)","v":0},{"$f":"Q155*VLOOKUP($B155,$AR$36:$AZ$47,MATCH(AN$2,$AS$2:$BA$2,0)+1,FALSE)","v":1.4098715321122319E-3},{"$f":"R155*VLOOKUP($B155,$AR$36:$BA$47,MATCH(AO$2,$AS$2:$BA$2,0)+1,FALSE)","v":0},0.90474703787192601]
[2006,1,7,10,null,2013,1,7,10,0.25451460520230917,0.47523690304846083,0,0.10748433499217551,0.12266999999999999,8.3523E-2,0,1.844841099551928E-3,0,1.0452736843424972,null,null,0.24097824369198395,9.4180697489953391E-2,0.42067745313672111,9.6696313672822151E-2,7.6994569291550394E-2,0,0,1.3484631500345877E-3,0,0.93087574043306553,null,{"$f":"J156*VLOOKUP($B156,$AR$36:$AZ$47,MATCH(AG$2,$AS$2:$BA$2,0)+1,FALSE)","v":0.24421650625724037},{"$f":"K156*VLOOKUP($B156,$AR$36:$AZ$47,MATCH(AH$2,$AS$2:$BA$2,0)+1,FALSE)","v":0.4019239070094755},{"$f":"L156*VLOOKUP($B156,$AR$36:$AZ$47,MATCH(AI$2,$AS$2:$BA$2,0)+1,FALSE)","v":0},{"$f":"M156*VLOOKUP($B156,$AR$36:$AZ$47,MATCH(AJ$2,$AS$2:$BA$2,0)+1,FALSE)","v":9.2436112270214199E-2},{"$f":"N156*VLOOKUP($B156,$AR$36:$AZ$47,MATCH(AK$2,$AS$2:$BA$2,0)+1,FALSE)","v":9.5958024806388056E-2},{"$f":"O156*VLOOKUP($B156,$AR$36:$AZ$47,MATCH(AL$2,$AS$2:$BA$2,0)+1,FALSE)","v":7.4019928983017097E-2},{"$f":"P156*VLOOKUP($B156,$AR$36:$AZ$47,MATCH(AM$2,$AS$2:$BA$2,0)+1,FALSE)","v":0},{"$f":"Q156*VLOOKUP($B156,$AR$36:$AZ$47,MATCH(AN$2,$AS$2:$BA$2,0)+1,FALSE)","v":1.4098715321122319E-3},{"$f":"R156*VLOOKUP($B156,$AR$36:$BA$47,MATCH(AO$2,$AS$2:$BA$2,0)+1,FALSE)","v":0},0.90996435085844751]
[2006,1,7,11,null,2013,1,7,11,0.2491936917600315,0.48226026077650486,0,0.11210619558062951,0.1230521,8.3977999999999997E-2,0,1.844841099551928E-3,0,1.0524350892167178,null,null,0.23594032307780965,9.8230497434788247E-2,0.42689449609476843,9.6997509250016142E-2,7.7414005004200259E-2,0,0,1.3484631500345877E-3,0,0.93682529401161729,null,{"$f":"J157*VLOOKUP($B157,$AR$36:$AZ$47,MATCH(AG$2,$AS$2:$BA$2,0)+1,FALSE)","v":0.23911088613010728},{"$f":"K157*VLOOKUP($B157,$AR$36:$AZ$47,MATCH(AH$2,$AS$2:$BA$2,0)+1,FALSE)","v":0.40786379795707051},{"$f":"L157*VLOOKUP($B157,$AR$36:$AZ$47,MATCH(AI$2,$AS$2:$BA$2,0)+1,FALSE)","v":0},{"$f":"M157*VLOOKUP($B157,$AR$36:$AZ$47,MATCH(AJ$2,$AS$2:$BA$2,0)+1,FALSE)","v":9.6410894495760943E-2},{"$f":"N157*VLOOKUP($B157,$AR$36:$AZ$47,MATCH(AK$2,$AS$2:$BA$2,0)+1,FALSE)","v":9.6256920716378452E-2},{"$f":"O157*VLOOKUP($B157,$AR$36:$AZ$47,MATCH(AL$2,$AS$2:$BA$2,0)+1,FALSE)","v":7.4423160041375544E-2},{"$f":"P157*VLOOKUP($B157,$AR$36:$AZ$47,MATCH(AM$2,$AS$2:$BA$2,0)+1,FALSE)","v":0},{"$f":"Q157*VLOOKUP($B157,$AR$36:$AZ$47,MATCH(AN$2,$AS$2:$BA$2,0)+1,FALSE)","v":1.4098715321122319E-3},{"$f":"R157*VLOOKUP($B157,$AR$36:$BA$47,MATCH(AO$2,$AS$2:$BA$2,0)+1,FALSE)","v":0},0.91547553087280487]
[2006,1,7,12,null,2013,1,7,12,0.25660491428727272,0.47372613933180163,0,0.10220349831080315,0.12208800000000003,8.3748000000000003E-2,0,1.844841099551928E-3,0,1.0402153930294293,null,null,0.2429573796699272,8.9553484770831249E-2,0.41934013225835748,9.6237544172882661E-2,7.7201982556047585E-2,0,0,1.3484631500345877E-3,0,0.92663898657808075,null,{"$f":"J158*VLOOKUP($B158,$AR$36:$AZ$47,MATCH(AG$2,$AS$2:$BA$2,0)+1,FALSE)","v":0.24622223783921299},{"$f":"K158*VLOOKUP($B158,$AR$36:$AZ$47,MATCH(AH$2,$AS$2:$BA$2,0)+1,FALSE)","v":0.40064620308607901},{"$f":"L158*VLOOKUP($B158,$AR$36:$AZ$47,MATCH(AI$2,$AS$2:$BA$2,0)+1,FALSE)","v":0},{"$f":"M158*VLOOKUP($B158,$AR$36:$AZ$47,MATCH(AJ$2,$AS$2:$BA$2,0)+1,FALSE)","v":8.789461315412872E-2},{"$f":"N158*VLOOKUP($B158,$AR$36:$AZ$47,MATCH(AK$2,$AS$2:$BA$2,0)+1,FALSE)","v":9.5502758070940802E-2},{"$f":"O158*VLOOKUP($B158,$AR$36:$AZ$47,MATCH(AL$2,$AS$2:$BA$2,0)+1,FALSE)","v":7.4219328956930619E-2},{"$f":"P158*VLOOKUP($B158,$AR$36:$AZ$47,MATCH(AM$2,$AS$2:$BA$2,0)+1,FALSE)","v":0},{"$f":"Q158*VLOOKUP($B158,$AR$36:$AZ$47,MATCH(AN$2,$AS$2:$BA$2,0)+1,FALSE)","v":1.4098715321122319E-3},{"$f":"R158*VLOOKUP($B158,$AR$36:$BA$47,MATCH(AO$2,$AS$2:$BA$2,0)+1,FALSE)","v":0},0.90589501263940442]
[2006,1,7,13,null,2013,1,7,13,0.261121585294257,0.46731124606805141,0,9.5314830078132171E-2,0.12228940000000001,8.3686999999999998E-2,0,1.844841099551928E-3,0,1.0315689025399926,null,null,0.24723383148978409,8.3517446319487931E-2,0.41366169915893303,9.6396300491246589E-2,7.7145750515450556E-2,0,0,1.3484631500345877E-3,0,0.91930349112493681,null,{"$f":"J159*VLOOKUP($B159,$AR$36:$AZ$47,MATCH(AG$2,$AS$2:$BA$2,0)+1,FALSE)","v":0.25055615656408253},{"$f":"K159*VLOOKUP($B159,$AR$36:$AZ$47,MATCH(AH$2,$AS$2:$BA$2,0)+1,FALSE)","v":0.39522091109575486},{"$f":"L159*VLOOKUP($B159,$AR$36:$AZ$47,MATCH(AI$2,$AS$2:$BA$2,0)+1,FALSE)","v":0},{"$f":"M159*VLOOKUP($B159,$AR$36:$AZ$47,MATCH(AJ$2,$AS$2:$BA$2,0)+1,FALSE)","v":8.1970385124120554E-2},{"$f":"N159*VLOOKUP($B159,$AR$36:$AZ$47,MATCH(AK$2,$AS$2:$BA$2,0)+1,FALSE)","v":9.5660302264272551E-2},{"$f":"O159*VLOOKUP($B159,$AR$36:$AZ$47,MATCH(AL$2,$AS$2:$BA$2,0)+1,FALSE)","v":7.4165269408447393E-2},{"$f":"P159*VLOOKUP($B159,$AR$36:$AZ$47,MATCH(AM$2,$AS$2:$BA$2,0)+1,FALSE)","v":0},{"$f":"Q159*VLOOKUP($B159,$AR$36:$AZ$47,MATCH(AN$2,$AS$2:$BA$2,0)+1,FALSE)","v":1.4098715321122319E-3},{"$f":"R159*VLOOKUP($B159,$AR$36:$BA$47,MATCH(AO$2,$AS$2:$BA$2,0)+1,FALSE)","v":0},0.89898289598879011]
[2006,1,7,14,null,2013,1,7,14,0.25933691656729474,0.46401706568616008,0,9.0713969310822512E-2,0.12156649999999998,8.3987000000000006E-2,0,1.844841099551928E-3,0,1.0214662926638294,null,null,0.2455440803847207,7.9486046989055925E-2,0.41074570630497387,9.5826464629551925E-2,7.742230153478015E-2,0,0,1.3484631500345877E-3,0,0.91037306299311715,null,{"$f":"J160*VLOOKUP($B160,$AR$36:$AZ$47,MATCH(AG$2,$AS$2:$BA$2,0)+1,FALSE)","v":0.24884369860522068},{"$f":"K160*VLOOKUP($B160,$AR$36:$AZ$47,MATCH(AH$2,$AS$2:$BA$2,0)+1,FALSE)","v":0.3924349114374987},{"$f":"L160*VLOOKUP($B160,$AR$36:$AZ$47,MATCH(AI$2,$AS$2:$BA$2,0)+1,FALSE)","v":0},{"$f":"M160*VLOOKUP($B160,$AR$36:$AZ$47,MATCH(AJ$2,$AS$2:$BA$2,0)+1,FALSE)","v":7.8013662663516239E-2},{"$f":"N160*VLOOKUP($B160,$AR$36:$AZ$47,MATCH(AK$2,$AS$2:$BA$2,0)+1,FALSE)","v":9.5094817173113008E-2},{"$f":"O160*VLOOKUP($B160,$AR$36:$AZ$47,MATCH(AL$2,$AS$2:$BA$2,0)+1,FALSE)","v":7.4431136040332094E-2},{"$f":"P160*VLOOKUP($B160,$AR$36:$AZ$47,MATCH(AM$2,$AS$2:$BA$2,0)+1,FALSE)","v":0},{"$f":"Q160*VLOOKUP($B160,$AR$36:$AZ$47,MATCH(AN$2,$AS$2:$BA$2,0)+1,FALSE)","v":1.4098715321122319E-3},{"$f":"R160*VLOOKUP($B160,$AR$36:$BA$47,MATCH(AO$2,$AS$2:$BA$2,0)+1,FALSE)","v":0},0.89022809745179299]
[2006,1,7,15,null,2013,1,7,15,0.26089907981019023,0.4500186187361121,0,7.6095912039530922E-2,0.12068020000000002,8.3565E-2,0,1.844841099551928E-3,0,0.99310365168538528,null,null,0.24702315996183927,6.6677307651751117E-2,0.39835434744154996,9.512782647182616E-2,7.7033286434256526E-2,0,0,1.3484631500345877E-3,0,0.88556439111125762,null,{"$f":"J161*VLOOKUP($B161,$AR$36:$AZ$47,MATCH(AG$2,$AS$2:$BA$2,0)+1,FALSE)","v":0.25034265403483213},{"$f":"K161*VLOOKUP($B161,$AR$36:$AZ$47,MATCH(AH$2,$AS$2:$BA$2,0)+1,FALSE)","v":0.38059595184884398},{"$f":"L161*VLOOKUP($B161,$AR$36:$AZ$47,MATCH(AI$2,$AS$2:$BA$2,0)+1,FALSE)","v":0},{"$f":"M161*VLOOKUP($B161,$AR$36:$AZ$47,MATCH(AJ$2,$AS$2:$BA$2,0)+1,FALSE)","v":6.5442189962867395E-2},{"$f":"N161*VLOOKUP($B161,$AR$36:$AZ$47,MATCH(AK$2,$AS$2:$BA$2,0)+1,FALSE)","v":9.4401513208118321E-2},{"$f":"O161*VLOOKUP($B161,$AR$36:$AZ$47,MATCH(AL$2,$AS$2:$BA$2,0)+1,FALSE)","v":7.4057150311480954E-2},{"$f":"P161*VLOOKUP($B161,$AR$36:$AZ$47,MATCH(AM$2,$AS$2:$BA$2,0)+1,FALSE)","v":0},{"$f":"Q161*VLOOKUP($B161,$AR$36:$AZ$47,MATCH(AN$2,$AS$2:$BA$2,0)+1,FALSE)","v":1.4098715321122319E-3},{"$f":"R161*VLOOKUP($B161,$AR$36:$BA$47,MATCH(AO$2,$AS$2:$BA$2,0)+1,FALSE)","v":0},0.86624933089825507]
[2006,1,7,16,null,2013,1,7,16,0.28033883594222736,0.45442171195921566,0,8.7909190402693155E-2,0.11956600000000001,8.2385E-2,0,1.844841099551928E-3,0,1.0264655794036881,null,null,0.26542901249346557,7.7028423430311646E-2,0.40225194468439257,9.424954300647799E-2,7.5945519091560151E-2,0,0,1.3484631500345877E-3,0,0.91625290585624242,null,{"$f":"J162*VLOOKUP($B162,$AR$36:$AZ$47,MATCH(AG$2,$AS$2:$BA$2,0)+1,FALSE)","v":0.26899584417802713},{"$f":"K162*VLOOKUP($B162,$AR$36:$AZ$47,MATCH(AH$2,$AS$2:$BA$2,0)+1,FALSE)","v":0.38431979656671988},{"$f":"L162*VLOOKUP($B162,$AR$36:$AZ$47,MATCH(AI$2,$AS$2:$BA$2,0)+1,FALSE)","v":0},{"$f":"M162*VLOOKUP($B162,$AR$36:$AZ$47,MATCH(AJ$2,$AS$2:$BA$2,0)+1,FALSE)","v":7.5601563653331663E-2},{"$f":"N162*VLOOKUP($B162,$AR$36:$AZ$47,MATCH(AK$2,$AS$2:$BA$2,0)+1,FALSE)","v":9.3529935550669241E-2},{"$f":"O162*VLOOKUP($B162,$AR$36:$AZ$47,MATCH(AL$2,$AS$2:$BA$2,0)+1,FALSE)","v":7.3011408226067831E-2},{"$f":"P162*VLOOKUP($B162,$AR$36:$AZ$47,MATCH(AM$2,$AS$2:$BA$2,0)+1,FALSE)","v":0},{"$f":"Q162*VLOOKUP($B162,$AR$36:$AZ$47,MATCH(AN$2,$AS$2:$BA$2,0)+1,FALSE)","v":1.4098715321122319E-3},{"$f":"R162*VLOOKUP($B162,$AR$36:$BA$47,MATCH(AO$2,$AS$2:$BA$2,0)+1,FALSE)","v":0},0.8968684197069281]
[2006,1,7,17,null,2013,1,7,17,0.32924637921926669,0.4523714391112692,2.2448233276157938E-3,8.9258526407093308E-2,0.11779970000000001,8.0841999999999997E-2,4.570017780956927E-6,1.9338929526840779E-3,0,1.07370133103571,null,null,0.31173540765229119,7.821074833423336E-2,0.40043705288121639,9.2857232752623711E-2,7.4523125015474978E-2,1.2554474149091845E-3,2.2871968974203346E-6,1.4135544700513425E-3,0,0.9604348557176976,null,{"$f":"J163*VLOOKUP($B163,$AR$36:$AZ$47,MATCH(AG$2,$AS$2:$BA$2,0)+1,FALSE)","v":0.31592450408439765},{"$f":"K163*VLOOKUP($B163,$AR$36:$AZ$47,MATCH(AH$2,$AS$2:$BA$2,0)+1,FALSE)","v":0.38258581154115456},{"$f":"L163*VLOOKUP($B163,$AR$36:$AZ$47,MATCH(AI$2,$AS$2:$BA$2,0)+1,FALSE)","v":1.6594223758750026E-3},{"$f":"M163*VLOOKUP($B163,$AR$36:$AZ$47,MATCH(AJ$2,$AS$2:$BA$2,0)+1,FALSE)","v":7.6761987396959552E-2},{"$f":"N163*VLOOKUP($B163,$AR$36:$AZ$47,MATCH(AK$2,$AS$2:$BA$2,0)+1,FALSE)","v":9.2148255765754236E-2},{"$f":"O163*VLOOKUP($B163,$AR$36:$AZ$47,MATCH(AL$2,$AS$2:$BA$2,0)+1,FALSE)","v":7.1643967516074228E-2},{"$f":"P163*VLOOKUP($B163,$AR$36:$AZ$47,MATCH(AM$2,$AS$2:$BA$2,0)+1,FALSE)","v":2.2871968974203346E-6},{"$f":"Q163*VLOOKUP($B163,$AR$36:$AZ$47,MATCH(AN$2,$AS$2:$BA$2,0)+1,FALSE)","v":1.4779270804428451E-3},{"$f":"R163*VLOOKUP($B163,$AR$36:$BA$47,MATCH(AO$2,$AS$2:$BA$2,0)+1,FALSE)","v":0},0.94220416295755549]
[2006,1,7,18,null,2013,1,7,18,0.4207190407000182,0.44200021409627777,8.4180874785592386E-3,8.3732633774120088E-2,0.11496100000000001,7.9329999999999998E-2,1.71375666785885E-5,2.1787855487974887E-3,0,1.1513568991644514,null,null,0.39834309482977698,7.3368810925717981E-2,0.3912564936754227,9.0619588457987357E-2,7.3129307878053856E-2,4.7079278059094483E-3,8.5769883653262672E-6,1.5925556000974171E-3,0,1.0330263561613311,null,{"$f":"J164*VLOOKUP($B164,$AR$36:$AZ$47,MATCH(AG$2,$AS$2:$BA$2,0)+1,FALSE)","v":0.40369602425756568},{"$f":"K164*VLOOKUP($B164,$AR$36:$AZ$47,MATCH(AH$2,$AS$2:$BA$2,0)+1,FALSE)","v":0.37381451610563426},{"$f":"L164*VLOOKUP($B164,$AR$36:$AZ$47,MATCH(AI$2,$AS$2:$BA$2,0)+1,FALSE)","v":6.2228339095312677E-3},{"$f":"M164*VLOOKUP($B164,$AR$36:$AZ$47,MATCH(AJ$2,$AS$2:$BA$2,0)+1,FALSE)","v":7.2009741110541675E-2},{"$f":"N164*VLOOKUP($B164,$AR$36:$AZ$47,MATCH(AK$2,$AS$2:$BA$2,0)+1,FALSE)","v":8.9927696174836383E-2},{"$f":"O164*VLOOKUP($B164,$AR$36:$AZ$47,MATCH(AL$2,$AS$2:$BA$2,0)+1,FALSE)","v":7.030399969137538E-2},{"$f":"P164*VLOOKUP($B164,$AR$36:$AZ$47,MATCH(AM$2,$AS$2:$BA$2,0)+1,FALSE)","v":8.5769883653262672E-6},{"$f":"Q164*VLOOKUP($B164,$AR$36:$AZ$47,MATCH(AN$2,$AS$2:$BA$2,0)+1,FALSE)","v":1.66507983835203E-3},{"$f":"R164*VLOOKUP($B164,$AR$36:$BA$47,MATCH(AO$2,$AS$2:$BA$2,0)+1,FALSE)","v":0},1.0176484680762019]
[2006,1,7,19,null,2013,1,7,19,0.45711713583064728,0.41489111804994772,8.4180874785592386E-3,7.0903526860804325E-2,0.10367059999999997,7.4009000000000005E-2,1.71375666785885E-5,2.1787855487974887E-3,0,1.1312053913354347,null,null,0.432805356951594,6.2127598544795513E-2,0.36725965039903685,8.1719775464658639E-2,6.8224214631878083E-2,4.7079278059094483E-3,8.5769883653262672E-6,1.5925556000974171E-3,0,1.0184456563863353,null,{"$f":"J165*VLOOKUP($B165,$AR$36:$AZ$47,MATCH(AG$2,$AS$2:$BA$2,0)+1,FALSE)","v":0.43862138981823828},{"$f":"K165*VLOOKUP($B165,$AR$36:$AZ$47,MATCH(AH$2,$AS$2:$BA$2,0)+1,FALSE)","v":0.35088743757165719},{"$f":"L165*VLOOKUP($B165,$AR$36:$AZ$47,MATCH(AI$2,$AS$2:$BA$2,0)+1,FALSE)","v":6.2228339095312677E-3},{"$f":"M165*VLOOKUP($B165,$AR$36:$AZ$47,MATCH(AJ$2,$AS$2:$BA$2,0)+1,FALSE)","v":6.0976758796866246E-2},{"$f":"N165*VLOOKUP($B165,$AR$36:$AZ$47,MATCH(AK$2,$AS$2:$BA$2,0)+1,FALSE)","v":8.1095834405259082E-2},{"$f":"O165*VLOOKUP($B165,$AR$36:$AZ$47,MATCH(AL$2,$AS$2:$BA$2,0)+1,FALSE)","v":6.5588411863847229E-2},{"$f":"P165*VLOOKUP($B165,$AR$36:$AZ$47,MATCH(AM$2,$AS$2:$BA$2,0)+1,FALSE)","v":8.5769883653262672E-6},{"$f":"Q165*VLOOKUP($B165,$AR$36:$AZ$47,MATCH(AN$2,$AS$2:$BA$2,0)+1,FALSE)","v":1.66507983835203E-3},{"$f":"R165*VLOOKUP($B165,$AR$36:$BA$47,MATCH(AO$2,$AS$2:$BA$2,0)+1,FALSE)","v":0},1.0050663231921166]
[2006,1,7,20,null,2013,1,7,20,0.43298235456239936,0.40793016266578214,8.4180874785592386E-3,7.8968014831407571E-2,9.8285599999999973E-2,7.1385000000000004E-2,1.71375666785885E-5,2.1787855487974887E-3,0,1.1001651426536245,null,null,0.40995418423681179,6.9193922228391297E-2,0.36109784569989606,7.747497519459956E-2,6.5805315049475288E-2,4.7079278059094483E-3,8.5769883653262672E-6,1.5925556000974171E-3,0,0.98983530280354615,null,{"$f":"J166*VLOOKUP($B166,$AR$36:$AZ$47,MATCH(AG$2,$AS$2:$BA$2,0)+1,FALSE)","v":0.41546314333596246},{"$f":"K166*VLOOKUP($B166,$AR$36:$AZ$47,MATCH(AH$2,$AS$2:$BA$2,0)+1,FALSE)","v":0.34500032239483519},{"$f":"L166*VLOOKUP($B166,$AR$36:$AZ$47,MATCH(AI$2,$AS$2:$BA$2,0)+1,FALSE)","v":6.2228339095312677E-3},{"$f":"M166*VLOOKUP($B166,$AR$36:$AZ$47,MATCH(AJ$2,$AS$2:$BA$2,0)+1,FALSE)","v":6.791218725261973E-2},{"$f":"N166*VLOOKUP($B166,$AR$36:$AZ$47,MATCH(AK$2,$AS$2:$BA$2,0)+1,FALSE)","v":7.6883443734496876E-2},{"$f":"O166*VLOOKUP($B166,$AR$36:$AZ$47,MATCH(AL$2,$AS$2:$BA$2,0)+1,FALSE)","v":6.3262965056962453E-2},{"$f":"P166*VLOOKUP($B166,$AR$36:$AZ$47,MATCH(AM$2,$AS$2:$BA$2,0)+1,FALSE)","v":8.5769883653262672E-6},{"$f":"Q166*VLOOKUP($B166,$AR$36:$AZ$47,MATCH(AN$2,$AS$2:$BA$2,0)+1,FALSE)","v":1.66507983835203E-3},{"$f":"R166*VLOOKUP($B166,$AR$36:$BA$47,MATCH(AO$2,$AS$2:$BA$2,0)+1,FALSE)","v":0},0.9764185525111253]
[2006,1,7,21,null,2013,1,7,21,0.40624647748186699,0.40682796069098048,8.4180874785592386E-3,9.1418275396987256E-2,9.6174699999999974E-2,6.9885000000000003E-2,1.71375666785885E-5,2.1787855487974887E-3,0,1.0811664241638701,null,null,0.38464025501333865,8.0103179136231079E-2,0.36012218173813815,7.5811029254011314E-2,6.4422559952827349E-2,4.7079278059094483E-3,8.5769883653262672E-6,1.5925556000974171E-3,0,0.97140826548891868,null,{"$f":"J167*VLOOKUP($B167,$AR$36:$AZ$47,MATCH(AG$2,$AS$2:$BA$2,0)+1,FALSE)","v":0.38980904585444232},{"$f":"K167*VLOOKUP($B167,$AR$36:$AZ$47,MATCH(AH$2,$AS$2:$BA$2,0)+1,FALSE)","v":0.34406815294169685},{"$f":"L167*VLOOKUP($B167,$AR$36:$AZ$47,MATCH(AI$2,$AS$2:$BA$2,0)+1,FALSE)","v":6.2228339095312677E-3},{"$f":"M167*VLOOKUP($B167,$AR$36:$AZ$47,MATCH(AJ$2,$AS$2:$BA$2,0)+1,FALSE)","v":7.8619363172879389E-2},{"$f":"N167*VLOOKUP($B167,$AR$36:$AZ$47,MATCH(AK$2,$AS$2:$BA$2,0)+1,FALSE)","v":7.5232202236463097E-2},{"$f":"O167*VLOOKUP($B167,$AR$36:$AZ$47,MATCH(AL$2,$AS$2:$BA$2,0)+1,FALSE)","v":6.1933631897538997E-2},{"$f":"P167*VLOOKUP($B167,$AR$36:$AZ$47,MATCH(AM$2,$AS$2:$BA$2,0)+1,FALSE)","v":8.5769883653262672E-6},{"$f":"Q167*VLOOKUP($B167,$AR$36:$AZ$47,MATCH(AN$2,$AS$2:$BA$2,0)+1,FALSE)","v":1.66507983835203E-3},{"$f":"R167*VLOOKUP($B167,$AR$36:$BA$47,MATCH(AO$2,$AS$2:$BA$2,0)+1,FALSE)","v":0},0.95755888683926937]
[2006,1,7,22,null,2013,1,7,22,0.37181881125014343,0.37955483999753165,8.4180874785592386E-3,8.2964363332182336E-2,9.2934299999999984E-2,6.8263000000000004E-2,1.71375666785885E-5,2.1787855487974887E-3,0,1.0061493251738929,null,null,0.35204362451215399,7.2695631470424529E-2,0.33598014462188219,7.3256739412767224E-2,6.292734077498538E-2,4.7079278059094483E-3,8.5769883653262672E-6,1.5925556000974171E-3,0,0.90321254118658545,null,{"$f":"J168*VLOOKUP($B168,$AR$36:$AZ$47,MATCH(AG$2,$AS$2:$BA$2,0)+1,FALSE)","v":0.35677438224832558},{"$f":"K168*VLOOKUP($B168,$AR$36:$AZ$47,MATCH(AH$2,$AS$2:$BA$2,0)+1,FALSE)","v":0.32100235322131165},{"$f":"L168*VLOOKUP($B168,$AR$36:$AZ$47,MATCH(AI$2,$AS$2:$BA$2,0)+1,FALSE)","v":6.2228339095312677E-3},{"$f":"M168*VLOOKUP($B168,$AR$36:$AZ$47,MATCH(AJ$2,$AS$2:$BA$2,0)+1,FALSE)","v":7.1349031502671703E-2},{"$f":"N168*VLOOKUP($B168,$AR$36:$AZ$47,MATCH(AK$2,$AS$2:$BA$2,0)+1,FALSE)","v":7.2697414728656623E-2},{"$f":"O168*VLOOKUP($B168,$AR$36:$AZ$47,MATCH(AL$2,$AS$2:$BA$2,0)+1,FALSE)","v":6.0496179641149096E-2},{"$f":"P168*VLOOKUP($B168,$AR$36:$AZ$47,MATCH(AM$2,$AS$2:$BA$2,0)+1,FALSE)","v":8.5769883653262672E-6},{"$f":"Q168*VLOOKUP($B168,$AR$36:$AZ$47,MATCH(AN$2,$AS$2:$BA$2,0)+1,FALSE)","v":1.66507983835203E-3},{"$f":"R168*VLOOKUP($B168,$AR$36:$BA$47,MATCH(AO$2,$AS$2:$BA$2,0)+1,FALSE)","v":0},0.89021585207836329]
[2006,1,7,23,null,2013,1,7,23,0.32028831612154307,0.3633368685768924,8.4180874785592386E-3,9.1383491209131362E-2,8.9515600000000015E-2,6.6363000000000005E-2,1.71375666785885E-5,2.1787855487974887E-3,0,0.94150128650160214,null,null,0.30325377921900148,8.0072700284832612E-2,0.32162407322146125,7.0561902145682573E-2,6.1175850985897999E-2,4.7079278059094483E-3,8.5769883653262672E-6,1.5925556000974171E-3,0,0.84299736625124799,null,{"$f":"J169*VLOOKUP($B169,$AR$36:$AZ$47,MATCH(AG$2,$AS$2:$BA$2,0)+1,FALSE)","v":0.30732889963639748},{"$f":"K169*VLOOKUP($B169,$AR$36:$AZ$47,MATCH(AH$2,$AS$2:$BA$2,0)+1,FALSE)","v":0.30728626679086318},{"$f":"L169*VLOOKUP($B169,$AR$36:$AZ$47,MATCH(AI$2,$AS$2:$BA$2,0)+1,FALSE)","v":6.2228339095312677E-3},{"$f":"M169*VLOOKUP($B169,$AR$36:$AZ$47,MATCH(AJ$2,$AS$2:$BA$2,0)+1,FALSE)","v":7.8589448905892395E-2},{"$f":"N169*VLOOKUP($B169,$AR$36:$AZ$47,MATCH(AK$2,$AS$2:$BA$2,0)+1,FALSE)","v":7.0023152892791332E-2},{"$f":"O169*VLOOKUP($B169,$AR$36:$AZ$47,MATCH(AL$2,$AS$2:$BA$2,0)+1,FALSE)","v":5.8812357639212713E-2},{"$f":"P169*VLOOKUP($B169,$AR$36:$AZ$47,MATCH(AM$2,$AS$2:$BA$2,0)+1,FALSE)","v":8.5769883653262672E-6},{"$f":"Q169*VLOOKUP($B169,$AR$36:$AZ$47,MATCH(AN$2,$AS$2:$BA$2,0)+1,FALSE)","v":1.66507983835203E-3},{"$f":"R169*VLOOKUP($B169,$AR$36:$BA$47,MATCH(AO$2,$AS$2:$BA$2,0)+1,FALSE)","v":0},0.82993661660140572]
[2006,1,7,24,null,2013,1,7,24,0.22477204348222371,0.35733089980922994,8.4180874785592386E-3,0.10711785438739167,8.7509199999999995E-2,6.5091999999999997E-2,1.71375666785885E-5,2.1787855487974887E-3,0,0.85243600827288046,null,null,0.21281754037788744,9.3859577217147175E-2,0.31630761814696695,6.8980329766509571E-2,6.0004196500671646E-2,4.7079278059094483E-3,8.5769883653262672E-6,1.5925556000974171E-3,0,0.75827832240355497,null,{"$f":"J170*VLOOKUP($B170,$AR$36:$AZ$47,MATCH(AG$2,$AS$2:$BA$2,0)+1,FALSE)","v":0.21567737977117532},{"$f":"K170*VLOOKUP($B170,$AR$36:$AZ$47,MATCH(AH$2,$AS$2:$BA$2,0)+1,FALSE)","v":0.3022068160643071},{"$f":"L170*VLOOKUP($B170,$AR$36:$AZ$47,MATCH(AI$2,$AS$2:$BA$2,0)+1,FALSE)","v":6.2228339095312677E-3},{"$f":"M170*VLOOKUP($B170,$AR$36:$AZ$47,MATCH(AJ$2,$AS$2:$BA$2,0)+1,FALSE)","v":9.2120940367898196E-2},{"$f":"N170*VLOOKUP($B170,$AR$36:$AZ$47,MATCH(AK$2,$AS$2:$BA$2,0)+1,FALSE)","v":6.8453656023373069E-2},{"$f":"O170*VLOOKUP($B170,$AR$36:$AZ$47,MATCH(AL$2,$AS$2:$BA$2,0)+1,FALSE)","v":5.7685969342127899E-2},{"$f":"P170*VLOOKUP($B170,$AR$36:$AZ$47,MATCH(AM$2,$AS$2:$BA$2,0)+1,FALSE)","v":8.5769883653262672E-6},{"$f":"Q170*VLOOKUP($B170,$AR$36:$AZ$47,MATCH(AN$2,$AS$2:$BA$2,0)+1,FALSE)","v":1.66507983835203E-3},{"$f":"R170*VLOOKUP($B170,$AR$36:$BA$47,MATCH(AO$2,$AS$2:$BA$2,0)+1,FALSE)","v":0},0.74404125230513019]
[2006,1,8,1,null,2013,1,8,1,0.24029612467462488,0.35558217977545092,8.4180874785592386E-3,9.436158351012261E-2,8.6929000000000034E-2,6.4530000000000004E-2,1.71375666785885E-5,2.1787855487974887E-3,0,0.85231289855423364,null,null,0.2275159731758912,8.2682185751875165E-2,0.31475965946501183,6.8522979141312154E-2,5.9486124257794225E-2,4.7079278059094483E-3,8.5769883653262672E-6,1.5925556000974171E-3,0,0.75927598218625669,null,{"$f":"J171*VLOOKUP($B171,$AR$36:$AZ$47,MATCH(AG$2,$AS$2:$BA$2,0)+1,FALSE)","v":0.23057332992165239},{"$f":"K171*VLOOKUP($B171,$AR$36:$AZ$47,MATCH(AH$2,$AS$2:$BA$2,0)+1,FALSE)","v":0.30072786444305527},{"$f":"L171*VLOOKUP($B171,$AR$36:$AZ$47,MATCH(AI$2,$AS$2:$BA$2,0)+1,FALSE)","v":6.2228339095312677E-3},{"$f":"M171*VLOOKUP($B171,$AR$36:$AZ$47,MATCH(AJ$2,$AS$2:$BA$2,0)+1,FALSE)","v":8.1150596763443231E-2},{"$f":"N171*VLOOKUP($B171,$AR$36:$AZ$47,MATCH(AK$2,$AS$2:$BA$2,0)+1,FALSE)","v":6.7999797329375652E-2},{"$f":"O171*VLOOKUP($B171,$AR$36:$AZ$47,MATCH(AL$2,$AS$2:$BA$2,0)+1,FALSE)","v":5.7187912518397249E-2},{"$f":"P171*VLOOKUP($B171,$AR$36:$AZ$47,MATCH(AM$2,$AS$2:$BA$2,0)+1,FALSE)","v":8.5769883653262672E-6},{"$f":"Q171*VLOOKUP($B171,$AR$36:$AZ$47,MATCH(AN$2,$AS$2:$BA$2,0)+1,FALSE)","v":1.66507983835203E-3},{"$f":"R171*VLOOKUP($B171,$AR$36:$BA$47,MATCH(AO$2,$AS$2:$BA$2,0)+1,FALSE)","v":0},0.74553599171217255]
[2006,1,8,2,null,2013,1,8,2,0.2284271128800735,0.34512383154855081,8.4180874785592386E-3,8.7142938122132793E-2,8.6230500000000002E-2,6.4061999999999994E-2,1.71375666785885E-5,2.1787855487974887E-3,0,0.82160039314479227,null,null,0.21627821487774979,7.6357012342903458E-2,0.30550197920515071,6.7972376915010124E-2,5.9054704667640054E-2,4.7079278059094483E-3,8.5769883653262672E-6,1.5925556000974171E-3,0,0.7314733484028263,null,{"$f":"J172*VLOOKUP($B172,$AR$36:$AZ$47,MATCH(AG$2,$AS$2:$BA$2,0)+1,FALSE)","v":0.21918455877082879},{"$f":"K172*VLOOKUP($B172,$AR$36:$AZ$47,MATCH(AH$2,$AS$2:$BA$2,0)+1,FALSE)","v":0.29188288596335865},{"$f":"L172*VLOOKUP($B172,$AR$36:$AZ$47,MATCH(AI$2,$AS$2:$BA$2,0)+1,FALSE)","v":6.2228339095312677E-3},{"$f":"M172*VLOOKUP($B172,$AR$36:$AZ$47,MATCH(AJ$2,$AS$2:$BA$2,0)+1,FALSE)","v":7.4942589656438616E-2},{"$f":"N172*VLOOKUP($B172,$AR$36:$AZ$47,MATCH(AK$2,$AS$2:$BA$2,0)+1,FALSE)","v":6.7453399022313898E-2},{"$f":"O172*VLOOKUP($B172,$AR$36:$AZ$47,MATCH(AL$2,$AS$2:$BA$2,0)+1,FALSE)","v":5.6773160572657119E-2},{"$f":"P172*VLOOKUP($B172,$AR$36:$AZ$47,MATCH(AM$2,$AS$2:$BA$2,0)+1,FALSE)","v":8.5769883653262672E-6},{"$f":"Q172*VLOOKUP($B172,$AR$36:$AZ$47,MATCH(AN$2,$AS$2:$BA$2,0)+1,FALSE)","v":1.66507983835203E-3},{"$f":"R172*VLOOKUP($B172,$AR$36:$BA$47,MATCH(AO$2,$AS$2:$BA$2,0)+1,FALSE)","v":0},0.71813308472184578]
[2006,1,8,3,null,2013,1,8,3,0.2233277418935975,0.34220193857426734,8.4180874785592386E-3,8.84092023292401E-2,8.5235199999999997E-2,6.3277E-2,1.71375666785885E-5,2.1787855487974887E-3,0,0.81306509339114019,null,null,0.21145005398192196,7.746654747879661E-2,0.30291553339912225,6.7187818009013869E-2,5.8331062833727645E-2,4.7079278059094483E-3,8.5769883653262672E-6,1.5925556000974171E-3,0,0.72366007609695449,null,{"$f":"J173*VLOOKUP($B173,$AR$36:$AZ$47,MATCH(AG$2,$AS$2:$BA$2,0)+1,FALSE)","v":0.21429151711046199},{"$f":"K173*VLOOKUP($B173,$AR$36:$AZ$47,MATCH(AH$2,$AS$2:$BA$2,0)+1,FALSE)","v":0.28941174234518763},{"$f":"L173*VLOOKUP($B173,$AR$36:$AZ$47,MATCH(AI$2,$AS$2:$BA$2,0)+1,FALSE)","v":6.2228339095312677E-3},{"$f":"M173*VLOOKUP($B173,$AR$36:$AZ$47,MATCH(AJ$2,$AS$2:$BA$2,0)+1,FALSE)","v":7.6031571975773288E-2},{"$f":"N173*VLOOKUP($B173,$AR$36:$AZ$47,MATCH(AK$2,$AS$2:$BA$2,0)+1,FALSE)","v":6.6674830325079051E-2},{"$f":"O173*VLOOKUP($B173,$AR$36:$AZ$47,MATCH(AL$2,$AS$2:$BA$2,0)+1,FALSE)","v":5.6077476219225514E-2},{"$f":"P173*VLOOKUP($B173,$AR$36:$AZ$47,MATCH(AM$2,$AS$2:$BA$2,0)+1,FALSE)","v":8.5769883653262672E-6},{"$f":"Q173*VLOOKUP($B173,$AR$36:$AZ$47,MATCH(AN$2,$AS$2:$BA$2,0)+1,FALSE)","v":1.66507983835203E-3},{"$f":"R173*VLOOKUP($B173,$AR$36:$BA$47,MATCH(AO$2,$AS$2:$BA$2,0)+1,FALSE)","v":0},0.71038362871197613]
[2006,1,8,4,null,2013,1,8,4,0.2241026056159347,0.34111538307263345,8.4180874785592386E-3,8.6191389893874149E-2,8.4740400000000021E-2,6.2902E-2,1.71375666785885E-5,2.1787855487974887E-3,0,0.80966578917647758,null,null,0.21218370657038943,7.5523239906768902E-2,0.30195371962122119,6.679778510769073E-2,5.7985374059565657E-2,4.7079278059094483E-3,8.5769883653262672E-6,1.5925556000974171E-3,0,0.72075288566000806,null,{"$f":"J174*VLOOKUP($B174,$AR$36:$AZ$47,MATCH(AG$2,$AS$2:$BA$2,0)+1,FALSE)","v":0.21503502851305617},{"$f":"K174*VLOOKUP($B174,$AR$36:$AZ$47,MATCH(AH$2,$AS$2:$BA$2,0)+1,FALSE)","v":0.28849280564309654},{"$f":"L174*VLOOKUP($B174,$AR$36:$AZ$47,MATCH(AI$2,$AS$2:$BA$2,0)+1,FALSE)","v":6.2228339095312677E-3},{"$f":"M174*VLOOKUP($B174,$AR$36:$AZ$47,MATCH(AJ$2,$AS$2:$BA$2,0)+1,FALSE)","v":7.4124261861376731E-2},{"$f":"N174*VLOOKUP($B174,$AR$36:$AZ$47,MATCH(AK$2,$AS$2:$BA$2,0)+1,FALSE)","v":6.6287775375423894E-2},{"$f":"O174*VLOOKUP($B174,$AR$36:$AZ$47,MATCH(AL$2,$AS$2:$BA$2,0)+1,FALSE)","v":5.5745142929369648E-2},{"$f":"P174*VLOOKUP($B174,$AR$36:$AZ$47,MATCH(AM$2,$AS$2:$BA$2,0)+1,FALSE)","v":8.5769883653262672E-6},{"$f":"Q174*VLOOKUP($B174,$AR$36:$AZ$47,MATCH(AN$2,$AS$2:$BA$2,0)+1,FALSE)","v":1.66507983835203E-3},{"$f":"R174*VLOOKUP($B174,$AR$36:$BA$47,MATCH(AO$2,$AS$2:$BA$2,0)+1,FALSE)","v":0},0.70758150505857154]
[2006,1,8,5,null,2013,1,8,5,0.23375328785612662,0.34653373884841282,8.4180874785592386E-3,8.5841052022008577E-2,8.6925799999999998E-2,6.3257999999999995E-2,1.71375666785885E-5,2.1787855487974887E-3,0,0.82692588932058331,null,null,0.22132111719097949,7.5216264335567329E-2,0.3067500224615986,6.8520456697326204E-2,5.8313547935836763E-2,4.7079278059094483E-3,8.5769883653262672E-6,1.5925556000974171E-3,0,0.73643046901568066,null,{"$f":"J175*VLOOKUP($B175,$AR$36:$AZ$47,MATCH(AG$2,$AS$2:$BA$2,0)+1,FALSE)","v":0.22429522754102568},{"$f":"K175*VLOOKUP($B175,$AR$36:$AZ$47,MATCH(AH$2,$AS$2:$BA$2,0)+1,FALSE)","v":0.29307529220716405},{"$f":"L175*VLOOKUP($B175,$AR$36:$AZ$47,MATCH(AI$2,$AS$2:$BA$2,0)+1,FALSE)","v":6.2228339095312677E-3},{"$f":"M175*VLOOKUP($B175,$AR$36:$AZ$47,MATCH(AJ$2,$AS$2:$BA$2,0)+1,FALSE)","v":7.3822972646919283E-2},{"$f":"N175*VLOOKUP($B175,$AR$36:$AZ$47,MATCH(AK$2,$AS$2:$BA$2,0)+1,FALSE)","v":6.7997294144575907E-2},{"$f":"O175*VLOOKUP($B175,$AR$36:$AZ$47,MATCH(AL$2,$AS$2:$BA$2,0)+1,FALSE)","v":5.6060637999206145E-2},{"$f":"P175*VLOOKUP($B175,$AR$36:$AZ$47,MATCH(AM$2,$AS$2:$BA$2,0)+1,FALSE)","v":8.5769883653262672E-6},{"$f":"Q175*VLOOKUP($B175,$AR$36:$AZ$47,MATCH(AN$2,$AS$2:$BA$2,0)+1,FALSE)","v":1.66507983835203E-3},{"$f":"R175*VLOOKUP($B175,$AR$36:$BA$47,MATCH(AO$2,$AS$2:$BA$2,0)+1,FALSE)","v":0},0.72314791527513966]
[2006,1,8,6,null,2013,1,8,6,0.25525996172442295,0.36613398878450043,8.4180874785592386E-3,8.4530994564762624E-2,9.1736100000000001E-2,6.6142000000000006E-2,1.71375666785885E-5,2.1787855487974887E-3,0,0.87441705566772132,null,null,0.24168395842093071,7.4068356362890928E-2,0.32410007076606651,7.231224179278864E-2,6.0972125068325209E-2,4.7079278059094483E-3,8.5769883653262672E-6,1.5925556000974171E-3,0,0.77944581280537406,null,{"$f":"J176*VLOOKUP($B176,$AR$36:$AZ$47,MATCH(AG$2,$AS$2:$BA$2,0)+1,FALSE)","v":0.24493170437171391},{"$f":"K176*VLOOKUP($B176,$AR$36:$AZ$47,MATCH(AH$2,$AS$2:$BA$2,0)+1,FALSE)","v":0.30965188586422532},{"$f":"L176*VLOOKUP($B176,$AR$36:$AZ$47,MATCH(AI$2,$AS$2:$BA$2,0)+1,FALSE)","v":6.2228339095312677E-3},{"$f":"M176*VLOOKUP($B176,$AR$36:$AZ$47,MATCH(AJ$2,$AS$2:$BA$2,0)+1,FALSE)","v":7.2696328301887672E-2},{"$f":"N176*VLOOKUP($B176,$AR$36:$AZ$47,MATCH(AK$2,$AS$2:$BA$2,0)+1,FALSE)","v":7.1760128470215179E-2},{"$f":"O176*VLOOKUP($B176,$AR$36:$AZ$47,MATCH(AL$2,$AS$2:$BA$2,0)+1,FALSE)","v":5.8616502553724324E-2},{"$f":"P176*VLOOKUP($B176,$AR$36:$AZ$47,MATCH(AM$2,$AS$2:$BA$2,0)+1,FALSE)","v":8.5769883653262672E-6},{"$f":"Q176*VLOOKUP($B176,$AR$36:$AZ$47,MATCH(AN$2,$AS$2:$BA$2,0)+1,FALSE)","v":1.66507983835203E-3},{"$f":"R176*VLOOKUP($B176,$AR$36:$BA$47,MATCH(AO$2,$AS$2:$BA$2,0)+1,FALSE)","v":0},0.76555304029801508]
[2006,1,8,7,null,2013,1,8,7,0.29493919278589992,0.41408769313208782,8.4180874785592386E-3,9.2438144917118825E-2,0.10404919999999999,7.2286000000000003E-2,1.71375666785885E-5,2.1787855487974887E-3,0,0.9884142414291418,null,null,0.27925284923033084,8.0996816546386963E-2,0.36654846247136574,8.2018212118743036E-2,6.6635889944195156E-2,4.7079278059094483E-3,8.5769883653262672E-6,1.5925556000974171E-3,0,0.88176129070539389,null,{"$f":"J177*VLOOKUP($B177,$AR$36:$AZ$47,MATCH(AG$2,$AS$2:$BA$2,0)+1,FALSE)","v":0.28300544545665091},{"$f":"K177*VLOOKUP($B177,$AR$36:$AZ$47,MATCH(AH$2,$AS$2:$BA$2,0)+1,FALSE)","v":0.35020795397115473},{"$f":"L177*VLOOKUP($B177,$AR$36:$AZ$47,MATCH(AI$2,$AS$2:$BA$2,0)+1,FALSE)","v":6.2228339095312677E-3},{"$f":"M177*VLOOKUP($B177,$AR$36:$AZ$47,MATCH(AJ$2,$AS$2:$BA$2,0)+1,FALSE)","v":7.9496447014638413E-2},{"$f":"N177*VLOOKUP($B177,$AR$36:$AZ$47,MATCH(AK$2,$AS$2:$BA$2,0)+1,FALSE)","v":8.1391992456874798E-2},{"$f":"O177*VLOOKUP($B177,$AR$36:$AZ$47,MATCH(AL$2,$AS$2:$BA$2,0)+1,FALSE)","v":6.4061451174722811E-2},{"$f":"P177*VLOOKUP($B177,$AR$36:$AZ$47,MATCH(AM$2,$AS$2:$BA$2,0)+1,FALSE)","v":8.5769883653262672E-6},{"$f":"Q177*VLOOKUP($B177,$AR$36:$AZ$47,MATCH(AN$2,$AS$2:$BA$2,0)+1,FALSE)","v":1.66507983835203E-3},{"$f":"R177*VLOOKUP($B177,$AR$36:$BA$47,MATCH(AO$2,$AS$2:$BA$2,0)+1,FALSE)","v":0},0.86605978081029034]
[2006,1,8,8,null,2013,1,8,8,0.3338962608213254,0.4678133630709248,5.1911539451115277E-3,0.10923391878837231,0.1123518,7.7870999999999996E-2,1.0568166118462901E-5,2.0507735099200247E-3,0,1.1084188383017723,null,null,0.31613798526055498,9.5713730394282479E-2,0.41410617074897682,8.8562850692966349E-2,7.1784348087380961E-2,2.9032221469774914E-3,5.2891428252845274E-6,1.4989868275733331E-3,0,0.99071258330153766,null,{"$f":"J178*VLOOKUP($B178,$AR$36:$AZ$47,MATCH(AG$2,$AS$2:$BA$2,0)+1,FALSE)","v":0.32038624347441003},{"$f":"K178*VLOOKUP($B178,$AR$36:$AZ$47,MATCH(AH$2,$AS$2:$BA$2,0)+1,FALSE)","v":0.39564556841145615},{"$f":"L178*VLOOKUP($B178,$AR$36:$AZ$47,MATCH(AI$2,$AS$2:$BA$2,0)+1,FALSE)","v":3.8374142442109465E-3},{"$f":"M178*VLOOKUP($B178,$AR$36:$AZ$47,MATCH(AJ$2,$AS$2:$BA$2,0)+1,FALSE)","v":9.3940747566354496E-2},{"$f":"N178*VLOOKUP($B178,$AR$36:$AZ$47,MATCH(AK$2,$AS$2:$BA$2,0)+1,FALSE)","v":8.7886661868772725E-2},{"$f":"O178*VLOOKUP($B178,$AR$36:$AZ$47,MATCH(AL$2,$AS$2:$BA$2,0)+1,FALSE)","v":6.9011001638309491E-2},{"$f":"P178*VLOOKUP($B178,$AR$36:$AZ$47,MATCH(AM$2,$AS$2:$BA$2,0)+1,FALSE)","v":5.2891428252845274E-6},{"$f":"Q178*VLOOKUP($B178,$AR$36:$AZ$47,MATCH(AN$2,$AS$2:$BA$2,0)+1,FALSE)","v":1.5672499876267748E-3},{"$f":"R178*VLOOKUP($B178,$AR$36:$BA$47,MATCH(AO$2,$AS$2:$BA$2,0)+1,FALSE)","v":0},0.97228017633396591]
[2006,1,8,9,null,2013,1,8,9,0.2998483973771669,0.50261343290886185,0,0.12220927496406989,0.11647880000000001,8.0378000000000005E-2,0,1.844841099551928E-3,0,1.1233727463496506,null,null,0.28390095773234703,0.10708309035633398,0.44491102755722545,9.1816015171059917E-2,7.4095392772245222E-2,0,0,1.3484631500345877E-3,0,1.0031549467392462,null,{"$f":"J179*VLOOKUP($B179,$AR$36:$AZ$47,MATCH(AG$2,$AS$2:$BA$2,0)+1,FALSE)","v":0.28771601518143441},{"$f":"K179*VLOOKUP($B179,$AR$36:$AZ$47,MATCH(AH$2,$AS$2:$BA$2,0)+1,FALSE)","v":0.42507716335651452},{"$f":"L179*VLOOKUP($B179,$AR$36:$AZ$47,MATCH(AI$2,$AS$2:$BA$2,0)+1,FALSE)","v":0},{"$f":"M179*VLOOKUP($B179,$AR$36:$AZ$47,MATCH(AJ$2,$AS$2:$BA$2,0)+1,FALSE)","v":0.10509950367988592},{"$f":"N179*VLOOKUP($B179,$AR$36:$AZ$47,MATCH(AK$2,$AS$2:$BA$2,0)+1,FALSE)","v":9.111498801514889E-2},{"$f":"O179*VLOOKUP($B179,$AR$36:$AZ$47,MATCH(AL$2,$AS$2:$BA$2,0)+1,FALSE)","v":7.1232760458759245E-2},{"$f":"P179*VLOOKUP($B179,$AR$36:$AZ$47,MATCH(AM$2,$AS$2:$BA$2,0)+1,FALSE)","v":0},{"$f":"Q179*VLOOKUP($B179,$AR$36:$AZ$47,MATCH(AN$2,$AS$2:$BA$2,0)+1,FALSE)","v":1.4098715321122319E-3},{"$f":"R179*VLOOKUP($B179,$AR$36:$BA$47,MATCH(AO$2,$AS$2:$BA$2,0)+1,FALSE)","v":0},0.98165030222385519]
[2006,1,8,10,null,2013,1,8,10,0.28206165976777225,0.51761334598548103,0,0.12615155919691692,0.11966799999999994,8.2360000000000003E-2,0,1.844841099551928E-3,0,1.1296994060497221,null,null,0.26706020791873597,0.11053742701646412,0.45818887948721521,9.4329945908529209E-2,7.5922473173282684E-2,0,0,1.3484631500345877E-3,0,1.0073873966542617,null,{"$f":"J180*VLOOKUP($B180,$AR$36:$AZ$47,MATCH(AG$2,$AS$2:$BA$2,0)+1,FALSE)","v":0.27064895958661778},{"$f":"K180*VLOOKUP($B180,$AR$36:$AZ$47,MATCH(AH$2,$AS$2:$BA$2,0)+1,FALSE)","v":0.43776309668762736},{"$f":"L180*VLOOKUP($B180,$AR$36:$AZ$47,MATCH(AI$2,$AS$2:$BA$2,0)+1,FALSE)","v":0},{"$f":"M180*VLOOKUP($B180,$AR$36:$AZ$47,MATCH(AJ$2,$AS$2:$BA$2,0)+1,FALSE)","v":0.10848985286867768},{"$f":"N180*VLOOKUP($B180,$AR$36:$AZ$47,MATCH(AK$2,$AS$2:$BA$2,0)+1,FALSE)","v":9.3609724566159944E-2},{"$f":"O180*VLOOKUP($B180,$AR$36:$AZ$47,MATCH(AL$2,$AS$2:$BA$2,0)+1,FALSE)","v":7.2989252673410776E-2},{"$f":"P180*VLOOKUP($B180,$AR$36:$AZ$47,MATCH(AM$2,$AS$2:$BA$2,0)+1,FALSE)","v":0},{"$f":"Q180*VLOOKUP($B180,$AR$36:$AZ$47,MATCH(AN$2,$AS$2:$BA$2,0)+1,FALSE)","v":1.4098715321122319E-3},{"$f":"R180*VLOOKUP($B180,$AR$36:$BA$47,MATCH(AO$2,$AS$2:$BA$2,0)+1,FALSE)","v":0},0.98491075791460569]
[2006,1,8,11,null,2013,1,8,11,0.27189374656026838,0.51641486068641218,0,0.12401777890514874,0.12015690000000002,8.3021999999999999E-2,0,1.844841099551928E-3,0,1.1173501272513813,null,null,0.25743307526436765,0.10866775069401514,0.45712798598336479,9.4715328053753392E-2,7.6532729089269974E-2,0,0,1.3484631500345877E-3,0,0.99582533223480552,null,{"$f":"J181*VLOOKUP($B181,$AR$36:$AZ$47,MATCH(AG$2,$AS$2:$BA$2,0)+1,FALSE)","v":0.2608924576464261},{"$f":"K181*VLOOKUP($B181,$AR$36:$AZ$47,MATCH(AH$2,$AS$2:$BA$2,0)+1,FALSE)","v":0.43674949717377382},{"$f":"L181*VLOOKUP($B181,$AR$36:$AZ$47,MATCH(AI$2,$AS$2:$BA$2,0)+1,FALSE)","v":0},{"$f":"M181*VLOOKUP($B181,$AR$36:$AZ$47,MATCH(AJ$2,$AS$2:$BA$2,0)+1,FALSE)","v":0.10665481007268129},{"$f":"N181*VLOOKUP($B181,$AR$36:$AZ$47,MATCH(AK$2,$AS$2:$BA$2,0)+1,FALSE)","v":9.3992164268840731E-2},{"$f":"O181*VLOOKUP($B181,$AR$36:$AZ$47,MATCH(AL$2,$AS$2:$BA$2,0)+1,FALSE)","v":7.357593170776966E-2},{"$f":"P181*VLOOKUP($B181,$AR$36:$AZ$47,MATCH(AM$2,$AS$2:$BA$2,0)+1,FALSE)","v":0},{"$f":"Q181*VLOOKUP($B181,$AR$36:$AZ$47,MATCH(AN$2,$AS$2:$BA$2,0)+1,FALSE)","v":1.4098715321122319E-3},{"$f":"R181*VLOOKUP($B181,$AR$36:$BA$47,MATCH(AO$2,$AS$2:$BA$2,0)+1,FALSE)","v":0},0.97327473240160389]
[2006,1,8,12,null,2013,1,8,12,0.27631528974254704,0.51215226932914559,0,0.11974937520600587,0.12037820000000002,8.3530999999999994E-2,0,1.844841099551928E-3,0,1.1139709753772504,null,null,0.26161945863371039,0.10492765928829322,0.45335476032594013,9.4889770820654792E-2,7.7001943985399168E-2,0,0,1.3484631500345877E-3,0,0.99314205620403218,null,{"$f":"J182*VLOOKUP($B182,$AR$36:$AZ$47,MATCH(AG$2,$AS$2:$BA$2,0)+1,FALSE)","v":0.26513509758209225},{"$f":"K182*VLOOKUP($B182,$AR$36:$AZ$47,MATCH(AH$2,$AS$2:$BA$2,0)+1,FALSE)","v":0.43314447963134889},{"$f":"L182*VLOOKUP($B182,$AR$36:$AZ$47,MATCH(AI$2,$AS$2:$BA$2,0)+1,FALSE)","v":0},{"$f":"M182*VLOOKUP($B182,$AR$36:$AZ$47,MATCH(AJ$2,$AS$2:$BA$2,0)+1,FALSE)","v":0.10298399940452867},{"$f":"N182*VLOOKUP($B182,$AR$36:$AZ$47,MATCH(AK$2,$AS$2:$BA$2,0)+1,FALSE)","v":9.416527514264568E-2},{"$f":"O182*VLOOKUP($B182,$AR$36:$AZ$47,MATCH(AL$2,$AS$2:$BA$2,0)+1,FALSE)","v":7.402701875986735E-2},{"$f":"P182*VLOOKUP($B182,$AR$36:$AZ$47,MATCH(AM$2,$AS$2:$BA$2,0)+1,FALSE)","v":0},{"$f":"Q182*VLOOKUP($B182,$AR$36:$AZ$47,MATCH(AN$2,$AS$2:$BA$2,0)+1,FALSE)","v":1.4098715321122319E-3},{"$f":"R182*VLOOKUP($B182,$AR$36:$BA$47,MATCH(AO$2,$AS$2:$BA$2,0)+1,FALSE)","v":0},0.97086574205259513]
[2006,1,8,13,null,2013,1,8,13,0.2755963299410315,0.50925724412456896,0,0.11955708306613193,0.11985309999999996,8.3534999999999998E-2,0,1.844841099551928E-3,0,1.1096435982312842,null,null,0.26093873671554524,0.1047591676857124,0.45079209774225665,9.4475853527839881E-2,7.7005631332323576E-2,0,0,1.3484631500345877E-3,0,0.98931995015371232,null,{"$f":"J183*VLOOKUP($B183,$AR$36:$AZ$47,MATCH(AG$2,$AS$2:$BA$2,0)+1,FALSE)","v":0.26444522813147286},{"$f":"K183*VLOOKUP($B183,$AR$36:$AZ$47,MATCH(AH$2,$AS$2:$BA$2,0)+1,FALSE)","v":0.4306960589938722},{"$f":"L183*VLOOKUP($B183,$AR$36:$AZ$47,MATCH(AI$2,$AS$2:$BA$2,0)+1,FALSE)","v":0},{"$f":"M183*VLOOKUP($B183,$AR$36:$AZ$47,MATCH(AJ$2,$AS$2:$BA$2,0)+1,FALSE)","v":0.10281862890815484},{"$f":"N183*VLOOKUP($B183,$AR$36:$AZ$47,MATCH(AK$2,$AS$2:$BA$2,0)+1,FALSE)","v":9.3754518161918196E-2},{"$f":"O183*VLOOKUP($B183,$AR$36:$AZ$47,MATCH(AL$2,$AS$2:$BA$2,0)+1,FALSE)","v":7.4030563648292483E-2},{"$f":"P183*VLOOKUP($B183,$AR$36:$AZ$47,MATCH(AM$2,$AS$2:$BA$2,0)+1,FALSE)","v":0},{"$f":"Q183*VLOOKUP($B183,$AR$36:$AZ$47,MATCH(AN$2,$AS$2:$BA$2,0)+1,FALSE)","v":1.4098715321122319E-3},{"$f":"R183*VLOOKUP($B183,$AR$36:$BA$47,MATCH(AO$2,$AS$2:$BA$2,0)+1,FALSE)","v":0},0.96715486937582285]
[2006,1,8,14,null,2013,1,8,14,0.27389601013251352,0.50249239993877082,0,0.11115521401375797,0.11995430000000001,8.2858000000000001E-2,0,1.844841099551928E-3,0,1.0922007651845944,null,null,0.25932884843095877,9.7397221522772137E-2,0.44480388974600571,9.4555625818894706E-2,7.6381547865369798E-2,0,0,1.3484631500345877E-3,0,0.97381559653403571,null,{"$f":"J184*VLOOKUP($B184,$AR$36:$AZ$47,MATCH(AG$2,$AS$2:$BA$2,0)+1,FALSE)","v":0.26281370618865085},{"$f":"K184*VLOOKUP($B184,$AR$36:$AZ$47,MATCH(AH$2,$AS$2:$BA$2,0)+1,FALSE)","v":0.42497480168404361},{"$f":"L184*VLOOKUP($B184,$AR$36:$AZ$47,MATCH(AI$2,$AS$2:$BA$2,0)+1,FALSE)","v":0},{"$f":"M184*VLOOKUP($B184,$AR$36:$AZ$47,MATCH(AJ$2,$AS$2:$BA$2,0)+1,FALSE)","v":9.5593054027299743E-2},{"$f":"N184*VLOOKUP($B184,$AR$36:$AZ$47,MATCH(AK$2,$AS$2:$BA$2,0)+1,FALSE)","v":9.3833681381209066E-2},{"$f":"O184*VLOOKUP($B184,$AR$36:$AZ$47,MATCH(AL$2,$AS$2:$BA$2,0)+1,FALSE)","v":7.3430591282339364E-2},{"$f":"P184*VLOOKUP($B184,$AR$36:$AZ$47,MATCH(AM$2,$AS$2:$BA$2,0)+1,FALSE)","v":0},{"$f":"Q184*VLOOKUP($B184,$AR$36:$AZ$47,MATCH(AN$2,$AS$2:$BA$2,0)+1,FALSE)","v":1.4098715321122319E-3},{"$f":"R184*VLOOKUP($B184,$AR$36:$BA$47,MATCH(AO$2,$AS$2:$BA$2,0)+1,FALSE)","v":0},0.95205570609565493]
[2006,1,8,15,null,2013,1,8,15,0.27830201582249048,0.49100218113536509,0,0.1020169797346432,0.11942609999999998,8.2169000000000006E-2,0,1.844841099551928E-3,0,1.0747611177920506,null,null,0.26350052066966417,8.9390052121795877E-2,0.4346328025446663,9.4139264908468454E-2,7.574640235764285E-2,0,0,1.3484631500345877E-3,0,0.95875750575227225,null,{"$f":"J185*VLOOKUP($B185,$AR$36:$AZ$47,MATCH(AG$2,$AS$2:$BA$2,0)+1,FALSE)","v":0.2670414373056938},{"$f":"K185*VLOOKUP($B185,$AR$36:$AZ$47,MATCH(AH$2,$AS$2:$BA$2,0)+1,FALSE)","v":0.41525713539122278},{"$f":"L185*VLOOKUP($B185,$AR$36:$AZ$47,MATCH(AI$2,$AS$2:$BA$2,0)+1,FALSE)","v":0},{"$f":"M185*VLOOKUP($B185,$AR$36:$AZ$47,MATCH(AJ$2,$AS$2:$BA$2,0)+1,FALSE)","v":8.7734207900212816E-2},{"$f":"N185*VLOOKUP($B185,$AR$36:$AZ$47,MATCH(AK$2,$AS$2:$BA$2,0)+1,FALSE)","v":9.3420499440206889E-2},{"$f":"O185*VLOOKUP($B185,$AR$36:$AZ$47,MATCH(AL$2,$AS$2:$BA$2,0)+1,FALSE)","v":7.2819984251110859E-2},{"$f":"P185*VLOOKUP($B185,$AR$36:$AZ$47,MATCH(AM$2,$AS$2:$BA$2,0)+1,FALSE)","v":0},{"$f":"Q185*VLOOKUP($B185,$AR$36:$AZ$47,MATCH(AN$2,$AS$2:$BA$2,0)+1,FALSE)","v":1.4098715321122319E-3},{"$f":"R185*VLOOKUP($B185,$AR$36:$BA$47,MATCH(AO$2,$AS$2:$BA$2,0)+1,FALSE)","v":0},0.93768313582055951]
[2006,1,8,16,null,2013,1,8,16,0.30696307796197186,0.48799712821942931,0,0.10310548203984218,0.1175916,8.1032000000000007E-2,0,1.844841099551928E-3,0,1.0985341293207953,null,null,0.29063724396783808,9.0343827444781546E-2,0.4319727439526086,9.2693195067164225E-2,7.4698273994383724E-2,0,0,1.3484631500345877E-3,0,0.98169374757681072,null,{"$f":"J186*VLOOKUP($B186,$AR$36:$AZ$47,MATCH(AG$2,$AS$2:$BA$2,0)+1,FALSE)","v":0.29454282354544231},{"$f":"K186*VLOOKUP($B186,$AR$36:$AZ$47,MATCH(AH$2,$AS$2:$BA$2,0)+1,FALSE)","v":0.4127156606004489},{"$f":"L186*VLOOKUP($B186,$AR$36:$AZ$47,MATCH(AI$2,$AS$2:$BA$2,0)+1,FALSE)","v":0},{"$f":"M186*VLOOKUP($B186,$AR$36:$AZ$47,MATCH(AJ$2,$AS$2:$BA$2,0)+1,FALSE)","v":8.8670315671611169E-2},{"$f":"N186*VLOOKUP($B186,$AR$36:$AZ$47,MATCH(AK$2,$AS$2:$BA$2,0)+1,FALSE)","v":9.198547052924809E-2},{"$f":"O186*VLOOKUP($B186,$AR$36:$AZ$47,MATCH(AL$2,$AS$2:$BA$2,0)+1,FALSE)","v":7.1812349716267876E-2},{"$f":"P186*VLOOKUP($B186,$AR$36:$AZ$47,MATCH(AM$2,$AS$2:$BA$2,0)+1,FALSE)","v":0},{"$f":"Q186*VLOOKUP($B186,$AR$36:$AZ$47,MATCH(AN$2,$AS$2:$BA$2,0)+1,FALSE)","v":1.4098715321122319E-3},{"$f":"R186*VLOOKUP($B186,$AR$36:$BA$47,MATCH(AO$2,$AS$2:$BA$2,0)+1,FALSE)","v":0},0.96113649159513059]
[2006,1,8,17,null,2013,1,8,17,0.35407439048077266,0.48976092862309872,2.2448233276157938E-3,0.10711701947725252,0.11476330000000001,7.9300999999999996E-2,4.570017780956927E-6,1.9338929526840779E-3,0,1.1491999248792046,null,null,0.33524294091705892,9.3858845646176844E-2,0.43353405170648374,9.0463748715482128E-2,7.3102574612851995E-2,1.2554474149091845E-3,2.2871968974203346E-6,1.4135544700513425E-3,0,1.0288734506799115,null,{"$f":"J187*VLOOKUP($B187,$AR$36:$AZ$47,MATCH(AG$2,$AS$2:$BA$2,0)+1,FALSE)","v":0.33974793128135833},{"$f":"K187*VLOOKUP($B187,$AR$36:$AZ$47,MATCH(AH$2,$AS$2:$BA$2,0)+1,FALSE)","v":0.41420736620007781},{"$f":"L187*VLOOKUP($B187,$AR$36:$AZ$47,MATCH(AI$2,$AS$2:$BA$2,0)+1,FALSE)","v":1.6594223758750026E-3},{"$f":"M187*VLOOKUP($B187,$AR$36:$AZ$47,MATCH(AJ$2,$AS$2:$BA$2,0)+1,FALSE)","v":9.2120222348408526E-2},{"$f":"N187*VLOOKUP($B187,$AR$36:$AZ$47,MATCH(AK$2,$AS$2:$BA$2,0)+1,FALSE)","v":8.9773046288929292E-2},{"$f":"O187*VLOOKUP($B187,$AR$36:$AZ$47,MATCH(AL$2,$AS$2:$BA$2,0)+1,FALSE)","v":7.0278299250293191E-2},{"$f":"P187*VLOOKUP($B187,$AR$36:$AZ$47,MATCH(AM$2,$AS$2:$BA$2,0)+1,FALSE)","v":2.2871968974203346E-6},{"$f":"Q187*VLOOKUP($B187,$AR$36:$AZ$47,MATCH(AN$2,$AS$2:$BA$2,0)+1,FALSE)","v":1.4779270804428451E-3},{"$f":"R187*VLOOKUP($B187,$AR$36:$BA$47,MATCH(AO$2,$AS$2:$BA$2,0)+1,FALSE)","v":0},1.0092665020222824]
[2006,1,8,18,null,2013,1,8,18,0.42389918161541301,0.49472978463764139,8.4180874785592386E-3,0.12135220750847811,0.1110213,7.7554999999999999E-2,1.71375666785885E-5,2.1787855487974887E-3,0,1.2391714843555681,null,null,0.40135409992268983,0.10633210454273194,0.43793245948961779,8.7514065779444788E-2,7.1493047680353791E-2,4.7079278059094483E-3,8.5769883653262672E-6,1.5925556000974171E-3,0,1.1109348378092103,null,{"$f":"J188*VLOOKUP($B188,$AR$36:$AZ$47,MATCH(AG$2,$AS$2:$BA$2,0)+1,FALSE)","v":0.40674749119851428},{"$f":"K188*VLOOKUP($B188,$AR$36:$AZ$47,MATCH(AH$2,$AS$2:$BA$2,0)+1,FALSE)","v":0.41840969562761571},{"$f":"L188*VLOOKUP($B188,$AR$36:$AZ$47,MATCH(AI$2,$AS$2:$BA$2,0)+1,FALSE)","v":6.2228339095312677E-3},{"$f":"M188*VLOOKUP($B188,$AR$36:$AZ$47,MATCH(AJ$2,$AS$2:$BA$2,0)+1,FALSE)","v":0.10436242898380119},{"$f":"N188*VLOOKUP($B188,$AR$36:$AZ$47,MATCH(AK$2,$AS$2:$BA$2,0)+1,FALSE)","v":8.6845884563768252E-2},{"$f":"O188*VLOOKUP($B188,$AR$36:$AZ$47,MATCH(AL$2,$AS$2:$BA$2,0)+1,FALSE)","v":6.8730955452724285E-2},{"$f":"P188*VLOOKUP($B188,$AR$36:$AZ$47,MATCH(AM$2,$AS$2:$BA$2,0)+1,FALSE)","v":8.5769883653262672E-6},{"$f":"Q188*VLOOKUP($B188,$AR$36:$AZ$47,MATCH(AN$2,$AS$2:$BA$2,0)+1,FALSE)","v":1.66507983835203E-3},{"$f":"R188*VLOOKUP($B188,$AR$36:$BA$47,MATCH(AO$2,$AS$2:$BA$2,0)+1,FALSE)","v":0},1.0929929465626722]
[2006,1,8,19,null,2013,1,8,19,0.46835346227238495,0.4626559028422208,8.4180874785592386E-3,0.10208679855311792,0.10068660000000003,7.2926000000000005E-2,1.71375666785885E-5,2.1787855487974887E-3,0,1.2173227742617592,null,null,0.44344407927296109,8.9451229269352783E-2,0.40954081140977605,7.936759644778657E-2,6.7225865452098271E-2,4.7079278059094483E-3,8.5769883653262672E-6,1.5925556000974171E-3,0,1.0953386422463471,null,{"$f":"J189*VLOOKUP($B189,$AR$36:$AZ$47,MATCH(AG$2,$AS$2:$BA$2,0)+1,FALSE)","v":0.44940307515447186},{"$f":"K189*VLOOKUP($B189,$AR$36:$AZ$47,MATCH(AH$2,$AS$2:$BA$2,0)+1,FALSE)","v":0.39128373002712658},{"$f":"L189*VLOOKUP($B189,$AR$36:$AZ$47,MATCH(AI$2,$AS$2:$BA$2,0)+1,FALSE)","v":6.2228339095312677E-3},{"$f":"M189*VLOOKUP($B189,$AR$36:$AZ$47,MATCH(AJ$2,$AS$2:$BA$2,0)+1,FALSE)","v":8.7794251813994043E-2},{"$f":"N189*VLOOKUP($B189,$AR$36:$AZ$47,MATCH(AK$2,$AS$2:$BA$2,0)+1,FALSE)","v":7.8761614579529432E-2},{"$f":"O189*VLOOKUP($B189,$AR$36:$AZ$47,MATCH(AL$2,$AS$2:$BA$2,0)+1,FALSE)","v":6.4628633322743489E-2},{"$f":"P189*VLOOKUP($B189,$AR$36:$AZ$47,MATCH(AM$2,$AS$2:$BA$2,0)+1,FALSE)","v":8.5769883653262672E-6},{"$f":"Q189*VLOOKUP($B189,$AR$36:$AZ$47,MATCH(AN$2,$AS$2:$BA$2,0)+1,FALSE)","v":1.66507983835203E-3},{"$f":"R189*VLOOKUP($B189,$AR$36:$BA$47,MATCH(AO$2,$AS$2:$BA$2,0)+1,FALSE)","v":0},1.0797677956341138]
[2006,1,8,20,null,2013,1,8,20,0.46930122465993762,0.44568825040443466,8.4180874785592386E-3,9.569622847549103E-2,9.6202800000000033E-2,7.1095000000000005E-2,1.71375666785885E-5,2.1787855487974887E-3,0,1.1885975141338987,null,null,0.44434143490961786,8.3851637967856246E-2,0.3945211259277564,7.5833179465262732E-2,6.5537982397456687E-2,4.7079278059094483E-3,8.5769883653262672E-6,1.5925556000974171E-3,0,1.0703944210623222,null,{"$f":"J190*VLOOKUP($B190,$AR$36:$AZ$47,MATCH(AG$2,$AS$2:$BA$2,0)+1,FALSE)","v":0.45031248944472901},{"$f":"K190*VLOOKUP($B190,$AR$36:$AZ$47,MATCH(AH$2,$AS$2:$BA$2,0)+1,FALSE)","v":0.37693361302899769},{"$f":"L190*VLOOKUP($B190,$AR$36:$AZ$47,MATCH(AI$2,$AS$2:$BA$2,0)+1,FALSE)","v":6.2228339095312677E-3},{"$f":"M190*VLOOKUP($B190,$AR$36:$AZ$47,MATCH(AJ$2,$AS$2:$BA$2,0)+1,FALSE)","v":8.2298386270338836E-2},{"$f":"N190*VLOOKUP($B190,$AR$36:$AZ$47,MATCH(AK$2,$AS$2:$BA$2,0)+1,FALSE)","v":7.5254183327985599E-2},{"$f":"O190*VLOOKUP($B190,$AR$36:$AZ$47,MATCH(AL$2,$AS$2:$BA$2,0)+1,FALSE)","v":6.3005960646140585E-2},{"$f":"P190*VLOOKUP($B190,$AR$36:$AZ$47,MATCH(AM$2,$AS$2:$BA$2,0)+1,FALSE)","v":8.5769883653262672E-6},{"$f":"Q190*VLOOKUP($B190,$AR$36:$AZ$47,MATCH(AN$2,$AS$2:$BA$2,0)+1,FALSE)","v":1.66507983835203E-3},{"$f":"R190*VLOOKUP($B190,$AR$36:$BA$47,MATCH(AO$2,$AS$2:$BA$2,0)+1,FALSE)","v":0},1.0557011234544402]
[2006,1,8,21,null,2013,1,8,21,0.4370308430048977,0.44449331723028079,8.4180874785592386E-3,0.11024558642561881,9.4191399999999981E-2,6.9863999999999996E-2,1.71375666785885E-5,2.1787855487974887E-3,0,1.1664391572548325,null,null,0.41378735378598192,9.6600181091594087E-2,0.39346337674803755,7.4247665767361706E-2,6.4403201381474276E-2,4.7079278059094483E-3,8.5769883653262672E-6,1.5925556000974171E-3,0,1.048810839168822,null,{"$f":"J191*VLOOKUP($B191,$AR$36:$AZ$47,MATCH(AG$2,$AS$2:$BA$2,0)+1,FALSE)","v":0.41934782296864542},{"$f":"K191*VLOOKUP($B191,$AR$36:$AZ$47,MATCH(AH$2,$AS$2:$BA$2,0)+1,FALSE)","v":0.37592301766720992},{"$f":"L191*VLOOKUP($B191,$AR$36:$AZ$47,MATCH(AI$2,$AS$2:$BA$2,0)+1,FALSE)","v":6.2228339095312677E-3},{"$f":"M191*VLOOKUP($B191,$AR$36:$AZ$47,MATCH(AJ$2,$AS$2:$BA$2,0)+1,FALSE)","v":9.4810777820562867E-2},{"$f":"N191*VLOOKUP($B191,$AR$36:$AZ$47,MATCH(AK$2,$AS$2:$BA$2,0)+1,FALSE)","v":7.3680775232317752E-2},{"$f":"O191*VLOOKUP($B191,$AR$36:$AZ$47,MATCH(AL$2,$AS$2:$BA$2,0)+1,FALSE)","v":6.1915021233307062E-2},{"$f":"P191*VLOOKUP($B191,$AR$36:$AZ$47,MATCH(AM$2,$AS$2:$BA$2,0)+1,FALSE)","v":8.5769883653262672E-6},{"$f":"Q191*VLOOKUP($B191,$AR$36:$AZ$47,MATCH(AN$2,$AS$2:$BA$2,0)+1,FALSE)","v":1.66507983835203E-3},{"$f":"R191*VLOOKUP($B191,$AR$36:$BA$47,MATCH(AO$2,$AS$2:$BA$2,0)+1,FALSE)","v":0},1.0335739056582915]
[2006,1,8,22,null,2013,1,8,22,0.38748223749000077,0.42088049443997916,8.4180874785592386E-3,0.10719011752360626,9.1068200000000002E-2,6.8533999999999998E-2,1.71375666785885E-5,2.1787855487974887E-3,0,1.0857690600476217,null,null,0.36687399129004256,9.3922896142384013E-2,0.37256141797952863,7.1785760437102011E-2,6.3177158529113112E-2,4.7079278059094483E-3,8.5769883653262672E-6,1.5925556000974171E-3,0,0.97463028477254254,null,{"$f":"J192*VLOOKUP($B192,$AR$36:$AZ$47,MATCH(AG$2,$AS$2:$BA$2,0)+1,FALSE)","v":0.37180403930582645},{"$f":"K192*VLOOKUP($B192,$AR$36:$AZ$47,MATCH(AH$2,$AS$2:$BA$2,0)+1,FALSE)","v":0.35595285556379969},{"$f":"L192*VLOOKUP($B192,$AR$36:$AZ$47,MATCH(AI$2,$AS$2:$BA$2,0)+1,FALSE)","v":6.2228339095312677E-3},{"$f":"M192*VLOOKUP($B192,$AR$36:$AZ$47,MATCH(AJ$2,$AS$2:$BA$2,0)+1,FALSE)","v":9.218308638547941E-2},{"$f":"N192*VLOOKUP($B192,$AR$36:$AZ$47,MATCH(AK$2,$AS$2:$BA$2,0)+1,FALSE)","v":7.1237666867800684E-2},{"$f":"O192*VLOOKUP($B192,$AR$36:$AZ$47,MATCH(AL$2,$AS$2:$BA$2,0)+1,FALSE)","v":6.0736345831951595E-2},{"$f":"P192*VLOOKUP($B192,$AR$36:$AZ$47,MATCH(AM$2,$AS$2:$BA$2,0)+1,FALSE)","v":8.5769883653262672E-6},{"$f":"Q192*VLOOKUP($B192,$AR$36:$AZ$47,MATCH(AN$2,$AS$2:$BA$2,0)+1,FALSE)","v":1.66507983835203E-3},{"$f":"R192*VLOOKUP($B192,$AR$36:$BA$47,MATCH(AO$2,$AS$2:$BA$2,0)+1,FALSE)","v":0},0.95981048469110652]
[2006,1,8,23,null,2013,1,8,23,0.34411899726120831,0.39784310160614073,8.4180874785592386E-3,0.10875756104175058,8.6872600000000008E-2,6.6364000000000006E-2,1.71375666785885E-5,2.1787855487974887E-3,0,1.014570270503135,null,null,0.32581702537320734,9.5296332781552737E-2,0.3521688270799514,6.8478521066060255E-2,6.1176772822629101E-2,4.7079278059094483E-3,8.5769883653262672E-6,1.5925556000974171E-3,0,0.90924653951777301,null,{"$f":"J193*VLOOKUP($B193,$AR$36:$AZ$47,MATCH(AG$2,$AS$2:$BA$2,0)+1,FALSE)","v":0.33019535040464815},{"$f":"K193*VLOOKUP($B193,$AR$36:$AZ$47,MATCH(AH$2,$AS$2:$BA$2,0)+1,FALSE)","v":0.33646935401816264},{"$f":"L193*VLOOKUP($B193,$AR$36:$AZ$47,MATCH(AI$2,$AS$2:$BA$2,0)+1,FALSE)","v":6.2228339095312677E-3},{"$f":"M193*VLOOKUP($B193,$AR$36:$AZ$47,MATCH(AJ$2,$AS$2:$BA$2,0)+1,FALSE)","v":9.3531081747137979E-2},{"$f":"N193*VLOOKUP($B193,$AR$36:$AZ$47,MATCH(AK$2,$AS$2:$BA$2,0)+1,FALSE)","v":6.7955678697280739E-2},{"$f":"O193*VLOOKUP($B193,$AR$36:$AZ$47,MATCH(AL$2,$AS$2:$BA$2,0)+1,FALSE)","v":5.8813243861318996E-2},{"$f":"P193*VLOOKUP($B193,$AR$36:$AZ$47,MATCH(AM$2,$AS$2:$BA$2,0)+1,FALSE)","v":8.5769883653262672E-6},{"$f":"Q193*VLOOKUP($B193,$AR$36:$AZ$47,MATCH(AN$2,$AS$2:$BA$2,0)+1,FALSE)","v":1.66507983835203E-3},{"$f":"R193*VLOOKUP($B193,$AR$36:$BA$47,MATCH(AO$2,$AS$2:$BA$2,0)+1,FALSE)","v":0},0.89486119946479714]
[2006,1,8,24,null,2013,1,8,24,0.24323124832213436,0.39080515272364863,8.4180874785592386E-3,0.12217025090709893,8.5143300000000005E-2,6.3981999999999997E-2,1.71375666785885E-5,2.1787855487974887E-3,0,0.91594596254691718,null,null,0.23029499224646052,0.1070488964163084,0.3459388681011738,6.7115376570793181E-2,5.898095772915217E-2,4.7079278059094483E-3,8.5769883653262672E-6,1.5925556000974171E-3,0,0.81568815145826024,null,{"$f":"J194*VLOOKUP($B194,$AR$36:$AZ$47,MATCH(AG$2,$AS$2:$BA$2,0)+1,FALSE)","v":0.23338969341504795},{"$f":"K194*VLOOKUP($B194,$AR$36:$AZ$47,MATCH(AH$2,$AS$2:$BA$2,0)+1,FALSE)","v":0.33051712283822049},{"$f":"L194*VLOOKUP($B194,$AR$36:$AZ$47,MATCH(AI$2,$AS$2:$BA$2,0)+1,FALSE)","v":6.2228339095312677E-3},{"$f":"M194*VLOOKUP($B194,$AR$36:$AZ$47,MATCH(AJ$2,$AS$2:$BA$2,0)+1,FALSE)","v":0.1050659431418627},{"$f":"N194*VLOOKUP($B194,$AR$36:$AZ$47,MATCH(AK$2,$AS$2:$BA$2,0)+1,FALSE)","v":6.6602941986612388E-2},{"$f":"O194*VLOOKUP($B194,$AR$36:$AZ$47,MATCH(AL$2,$AS$2:$BA$2,0)+1,FALSE)","v":5.6702262804154538E-2},{"$f":"P194*VLOOKUP($B194,$AR$36:$AZ$47,MATCH(AM$2,$AS$2:$BA$2,0)+1,FALSE)","v":8.5769883653262672E-6},{"$f":"Q194*VLOOKUP($B194,$AR$36:$AZ$47,MATCH(AN$2,$AS$2:$BA$2,0)+1,FALSE)","v":1.66507983835203E-3},{"$f":"R194*VLOOKUP($B194,$AR$36:$BA$47,MATCH(AO$2,$AS$2:$BA$2,0)+1,FALSE)","v":0},0.80017445492214678]
[2006,1,9,1,null,2013,1,9,1,0.24304587768683089,0.36171266686976161,8.4180874785592386E-3,9.5956253546113243E-2,8.4370300000000009E-2,6.3604999999999995E-2,1.71375666785885E-5,2.1787855487974887E-3,0,0.85930410869674101,null,null,{"$f":"$J195*$AS$6","v":0.23011948055002177},{"$f":"$M195*$AV$6","v":8.407947900643975E-2},{"$f":"$K195*$AT$6","v":0.32018633757182374},{"$f":"$N195*$AW$6","v":6.6506048695443951E-2},{"$f":"$O195*$AX$6","v":5.8633425281527984E-2},{"$f":"$L195*$AU$6","v":4.7079278059094483E-3},{"$f":"$P195*$AY$6","v":8.5769883653262672E-6},{"$f":"$Q195*$AZ$6","v":1.5925556000974171E-3},0,{"$f":"SUM(V195:AD195)","v":0.76583383149962947},null,{"$f":"J195*VLOOKUP($B195,$AR$36:$AZ$47,MATCH(AG$2,$AS$2:$BA$2,0)+1,FALSE)","v":0.23321182319467096},{"$f":"K195*VLOOKUP($B195,$AR$36:$AZ$47,MATCH(AH$2,$AS$2:$BA$2,0)+1,FALSE)","v":0.3059126245258918},{"$f":"L195*VLOOKUP($B195,$AR$36:$AZ$47,MATCH(AI$2,$AS$2:$BA$2,0)+1,FALSE)","v":6.2228339095312677E-3},{"$f":"M195*VLOOKUP($B195,$AR$36:$AZ$47,MATCH(AJ$2,$AS$2:$BA$2,0)+1,FALSE)","v":8.2522006825118802E-2},{"$f":"N195*VLOOKUP($B195,$AR$36:$AZ$47,MATCH(AK$2,$AS$2:$BA$2,0)+1,FALSE)","v":6.5998266408432413E-2},{"$f":"O195*VLOOKUP($B195,$AR$36:$AZ$47,MATCH(AL$2,$AS$2:$BA$2,0)+1,FALSE)","v":5.6368157070086106E-2},{"$f":"P195*VLOOKUP($B195,$AR$36:$AZ$47,MATCH(AM$2,$AS$2:$BA$2,0)+1,FALSE)","v":8.5769883653262672E-6},{"$f":"Q195*VLOOKUP($B195,$AR$36:$AZ$47,MATCH(AN$2,$AS$2:$BA$2,0)+1,FALSE)","v":1.66507983835203E-3},{"$f":"R195*VLOOKUP($B195,$AR$36:$BA$47,MATCH(AO$2,$AS$2:$BA$2,0)+1,FALSE)","v":0},0.75190936876044878]
[2006,1,9,2,null,2013,1,9,2,0.23122730310802839,0.35109304800169328,8.4180874785592386E-3,8.8443759483562992E-2,8.3493300000000006E-2,6.3331999999999999E-2,1.71375666785885E-5,2.1787855487974887E-3,0,0.82820342118731993,null,null,0.21892947696386719,7.749682739723901E-2,0.3107859013051012,6.5814741390552239E-2,5.8381763853938069E-2,4.7079278059094483E-3,8.5769883653262672E-6,1.5925556000974171E-3,{"$f":"$R196*$BA$6","v":0},0.73771777130506988,null,{"$f":"J196*VLOOKUP($B196,$AR$36:$AZ$47,MATCH(AG$2,$AS$2:$BA$2,0)+1,FALSE)","v":0.2218714484830448},{"$f":"K196*VLOOKUP($B196,$AR$36:$AZ$47,MATCH(AH$2,$AS$2:$BA$2,0)+1,FALSE)","v":0.29693125401567638},{"$f":"L196*VLOOKUP($B196,$AR$36:$AZ$47,MATCH(AI$2,$AS$2:$BA$2,0)+1,FALSE)","v":6.2228339095312677E-3},{"$f":"M196*VLOOKUP($B196,$AR$36:$AZ$47,MATCH(AJ$2,$AS$2:$BA$2,0)+1,FALSE)","v":7.6061290994800232E-2},{"$f":"N196*VLOOKUP($B196,$AR$36:$AZ$47,MATCH(AK$2,$AS$2:$BA$2,0)+1,FALSE)","v":6.5312237324261849E-2},{"$f":"O196*VLOOKUP($B196,$AR$36:$AZ$47,MATCH(AL$2,$AS$2:$BA$2,0)+1,FALSE)","v":5.612621843507104E-2},{"$f":"P196*VLOOKUP($B196,$AR$36:$AZ$47,MATCH(AM$2,$AS$2:$BA$2,0)+1,FALSE)","v":8.5769883653262672E-6},{"$f":"Q196*VLOOKUP($B196,$AR$36:$AZ$47,MATCH(AN$2,$AS$2:$BA$2,0)+1,FALSE)","v":1.66507983835203E-3},{"$f":"R196*VLOOKUP($B196,$AR$36:$BA$47,MATCH(AO$2,$AS$2:$BA$2,0)+1,FALSE)","v":0},{"$f":"SUM(AG196:AO196)","v":0.7241989399891029}]
[2006,1,9,3,null,2013,1,9,3,0.22541073995815666,0.34848984006126993,8.4180874785592386E-3,9.0009277959154713E-2,8.3102499999999982E-2,6.2802999999999998E-2,1.71375666785885E-5,2.1787855487974887E-3,0,0.8204293685726165,null,null,0.21342226777614517,7.8868577261769227E-2,0.30848155397992955,6.5506687918771525E-2,5.789411222318689E-2,4.7079278059094483E-3,8.5769883653262672E-6,1.5925556000974171E-3,0,0.73048225955417456,null,{"$f":"J197*VLOOKUP($B197,$AR$36:$AZ$47,MATCH(AG$2,$AS$2:$BA$2,0)+1,FALSE)","v":0.21629023348849802},{"$f":"K197*VLOOKUP($B197,$AR$36:$AZ$47,MATCH(AH$2,$AS$2:$BA$2,0)+1,FALSE)","v":0.29472963309890521},{"$f":"L197*VLOOKUP($B197,$AR$36:$AZ$47,MATCH(AI$2,$AS$2:$BA$2,0)+1,FALSE)","v":6.2228339095312677E-3},{"$f":"M197*VLOOKUP($B197,$AR$36:$AZ$47,MATCH(AJ$2,$AS$2:$BA$2,0)+1,FALSE)","v":7.7407630827310947E-2},{"$f":"N197*VLOOKUP($B197,$AR$36:$AZ$47,MATCH(AK$2,$AS$2:$BA$2,0)+1,FALSE)","v":6.5006535880597224E-2},{"$f":"O197*VLOOKUP($B197,$AR$36:$AZ$47,MATCH(AL$2,$AS$2:$BA$2,0)+1,FALSE)","v":5.5657406940847698E-2},{"$f":"P197*VLOOKUP($B197,$AR$36:$AZ$47,MATCH(AM$2,$AS$2:$BA$2,0)+1,FALSE)","v":8.5769883653262672E-6},{"$f":"Q197*VLOOKUP($B197,$AR$36:$AZ$47,MATCH(AN$2,$AS$2:$BA$2,0)+1,FALSE)","v":1.66507983835203E-3},{"$f":"R197*VLOOKUP($B197,$AR$36:$BA$47,MATCH(AO$2,$AS$2:$BA$2,0)+1,FALSE)","v":0},0.71698793097240776]
[2006,1,9,4,null,2013,1,9,4,0.22678703322330362,0.34709046613834549,8.4180874785592386E-3,8.7470005156499234E-2,8.3317100000000005E-2,6.2716999999999995E-2,1.71375666785885E-5,2.1787855487974887E-3,0,0.81799561511218366,null,null,0.21472536287191224,7.664359737340902E-2,0.30724283481880038,6.5675849318577423E-2,5.7814834264312408E-2,4.7079278059094483E-3,8.5769883653262672E-6,1.5925556000974171E-3,0,0.72841153904138367,null,{"$f":"J198*VLOOKUP($B198,$AR$36:$AZ$47,MATCH(AG$2,$AS$2:$BA$2,0)+1,FALSE)","v":0.21761083955954214},{"$f":"K198*VLOOKUP($B198,$AR$36:$AZ$47,MATCH(AH$2,$AS$2:$BA$2,0)+1,FALSE)","v":0.2935461352878953},{"$f":"L198*VLOOKUP($B198,$AR$36:$AZ$47,MATCH(AI$2,$AS$2:$BA$2,0)+1,FALSE)","v":6.2228339095312677E-3},{"$f":"M198*VLOOKUP($B198,$AR$36:$AZ$47,MATCH(AJ$2,$AS$2:$BA$2,0)+1,FALSE)","v":7.5223866040674353E-2},{"$f":"N198*VLOOKUP($B198,$AR$36:$AZ$47,MATCH(AK$2,$AS$2:$BA$2,0)+1,FALSE)","v":6.5174405711227804E-2},{"$f":"O198*VLOOKUP($B198,$AR$36:$AZ$47,MATCH(AL$2,$AS$2:$BA$2,0)+1,FALSE)","v":5.5581191839707417E-2},{"$f":"P198*VLOOKUP($B198,$AR$36:$AZ$47,MATCH(AM$2,$AS$2:$BA$2,0)+1,FALSE)","v":8.5769883653262672E-6},{"$f":"Q198*VLOOKUP($B198,$AR$36:$AZ$47,MATCH(AN$2,$AS$2:$BA$2,0)+1,FALSE)","v":1.66507983835203E-3},{"$f":"R198*VLOOKUP($B198,$AR$36:$BA$47,MATCH(AO$2,$AS$2:$BA$2,0)+1,FALSE)","v":0},0.7150329291752956]
[2006,1,9,5,null,2013,1,9,5,0.23697062677178482,0.35236721645157454,8.4180874785592386E-3,8.6934522460980948E-2,8.5764000000000007E-2,6.3171000000000005E-2,1.71375666785885E-5,2.1787855487974887E-3,0,0.83582137627837561,null,null,0.22436734190818544,7.617439287247979E-2,0.3119137891751822,6.7604651877687466E-2,5.8233348140231192E-2,4.7079278059094483E-3,8.5769883653262672E-6,1.5925556000974171E-3,0,0.74460258436813831,null,{"$f":"J199*VLOOKUP($B199,$AR$36:$AZ$47,MATCH(AG$2,$AS$2:$BA$2,0)+1,FALSE)","v":0.22738238738712938},{"$f":"K199*VLOOKUP($B199,$AR$36:$AZ$47,MATCH(AH$2,$AS$2:$BA$2,0)+1,FALSE)","v":0.29800886132748117},{"$f":"L199*VLOOKUP($B199,$AR$36:$AZ$47,MATCH(AI$2,$AS$2:$BA$2,0)+1,FALSE)","v":6.2228339095312677E-3},{"$f":"M199*VLOOKUP($B199,$AR$36:$AZ$47,MATCH(AJ$2,$AS$2:$BA$2,0)+1,FALSE)","v":7.4763352994142621E-2},{"$f":"N199*VLOOKUP($B199,$AR$36:$AZ$47,MATCH(AK$2,$AS$2:$BA$2,0)+1,FALSE)","v":6.7088481613231166E-2},{"$f":"O199*VLOOKUP($B199,$AR$36:$AZ$47,MATCH(AL$2,$AS$2:$BA$2,0)+1,FALSE)","v":5.5983536675959594E-2},{"$f":"P199*VLOOKUP($B199,$AR$36:$AZ$47,MATCH(AM$2,$AS$2:$BA$2,0)+1,FALSE)","v":8.5769883653262672E-6},{"$f":"Q199*VLOOKUP($B199,$AR$36:$AZ$47,MATCH(AN$2,$AS$2:$BA$2,0)+1,FALSE)","v":1.66507983835203E-3},{"$f":"R199*VLOOKUP($B199,$AR$36:$BA$47,MATCH(AO$2,$AS$2:$BA$2,0)+1,FALSE)","v":0},0.73112311073419256]
[2006,1,9,6,null,2013,1,9,6,0.25860785923150065,0.37220953605261387,8.4180874785592386E-3,8.5826109127965594E-2,9.15604E-2,6.6193000000000002E-2,1.71375666785885E-5,2.1787855487974887E-3,0,0.8850109150061154,null,null,0.24485379796972623,7.5203170965416316E-2,0.32947811639923802,7.2173743852686614E-2,6.1019138741611231E-2,4.7079278059094483E-3,8.5769883653262672E-6,1.5925556000974171E-3,0,0.78903702832305067,null,{"$f":"J200*VLOOKUP($B200,$AR$36:$AZ$47,MATCH(AG$2,$AS$2:$BA$2,0)+1,FALSE)","v":0.24814414018393749},{"$f":"K200*VLOOKUP($B200,$AR$36:$AZ$47,MATCH(AH$2,$AS$2:$BA$2,0)+1,FALSE)","v":0.31479018147964782},{"$f":"L200*VLOOKUP($B200,$AR$36:$AZ$47,MATCH(AI$2,$AS$2:$BA$2,0)+1,FALSE)","v":6.2228339095312677E-3},{"$f":"M200*VLOOKUP($B200,$AR$36:$AZ$47,MATCH(AJ$2,$AS$2:$BA$2,0)+1,FALSE)","v":7.381012181585167E-2},{"$f":"N200*VLOOKUP($B200,$AR$36:$AZ$47,MATCH(AK$2,$AS$2:$BA$2,0)+1,FALSE)","v":7.1622687979806088E-2},{"$f":"O200*VLOOKUP($B200,$AR$36:$AZ$47,MATCH(AL$2,$AS$2:$BA$2,0)+1,FALSE)","v":5.8661699881144717E-2},{"$f":"P200*VLOOKUP($B200,$AR$36:$AZ$47,MATCH(AM$2,$AS$2:$BA$2,0)+1,FALSE)","v":8.5769883653262672E-6},{"$f":"Q200*VLOOKUP($B200,$AR$36:$AZ$47,MATCH(AN$2,$AS$2:$BA$2,0)+1,FALSE)","v":1.66507983835203E-3},{"$f":"R200*VLOOKUP($B200,$AR$36:$BA$47,MATCH(AO$2,$AS$2:$BA$2,0)+1,FALSE)","v":0},0.77492532207663645]
[2006,1,9,7,null,2013,1,9,7,0.29962796909345113,0.4200229312182801,8.4180874785592386E-3,9.3918381683406327E-2,0.10334529999999996,7.1692000000000006E-2,1.71375666785885E-5,2.1787855487974887E-3,0,0.99922059258917273,null,null,0.28369225292883432,8.2293840257882958E-2,0.3718023070820079,8.1463353268214758E-2,6.6088318925922568E-2,4.7079278059094483E-3,8.5769883653262672E-6,1.5925556000974171E-3,0,0.89164913285723468,null,{"$f":"J201*VLOOKUP($B201,$AR$36:$AZ$47,MATCH(AG$2,$AS$2:$BA$2,0)+1,FALSE)","v":0.28750450580543396},{"$f":"K201*VLOOKUP($B201,$AR$36:$AZ$47,MATCH(AH$2,$AS$2:$BA$2,0)+1,FALSE)","v":0.35522758537042465},{"$f":"L201*VLOOKUP($B201,$AR$36:$AZ$47,MATCH(AI$2,$AS$2:$BA$2,0)+1,FALSE)","v":6.2228339095312677E-3},{"$f":"M201*VLOOKUP($B201,$AR$36:$AZ$47,MATCH(AJ$2,$AS$2:$BA$2,0)+1,FALSE)","v":8.0769444907075577E-2},{"$f":"N201*VLOOKUP($B201,$AR$36:$AZ$47,MATCH(AK$2,$AS$2:$BA$2,0)+1,FALSE)","v":8.0841370025463544E-2},{"$f":"O201*VLOOKUP($B201,$AR$36:$AZ$47,MATCH(AL$2,$AS$2:$BA$2,0)+1,FALSE)","v":6.3535035243591123E-2},{"$f":"P201*VLOOKUP($B201,$AR$36:$AZ$47,MATCH(AM$2,$AS$2:$BA$2,0)+1,FALSE)","v":8.5769883653262672E-6},{"$f":"Q201*VLOOKUP($B201,$AR$36:$AZ$47,MATCH(AN$2,$AS$2:$BA$2,0)+1,FALSE)","v":1.66507983835203E-3},{"$f":"R201*VLOOKUP($B201,$AR$36:$BA$47,MATCH(AO$2,$AS$2:$BA$2,0)+1,FALSE)","v":0},0.87577443208823758]
[2006,1,9,8,null,2013,1,9,8,0.33728416542301798,0.47480317283685525,5.1911539451115277E-3,0.11248242483497339,0.11229910000000003,7.7618999999999994E-2,1.0568166118462901E-5,2.0507735099200247E-3,0,1.1217403587159964,null,null,0.31934570412628732,9.8560159739465594E-2,0.42029351721003638,8.8521309193573219E-2,7.1552045231144099E-2,2.9032221469774914E-3,5.2891428252845274E-6,1.4989868275733331E-3,0,1.0026802336178828,null,{"$f":"J202*VLOOKUP($B202,$AR$36:$AZ$47,MATCH(AG$2,$AS$2:$BA$2,0)+1,FALSE)","v":0.32363706762534833},{"$f":"K202*VLOOKUP($B202,$AR$36:$AZ$47,MATCH(AH$2,$AS$2:$BA$2,0)+1,FALSE)","v":0.40155708671391693},{"$f":"L202*VLOOKUP($B202,$AR$36:$AZ$47,MATCH(AI$2,$AS$2:$BA$2,0)+1,FALSE)","v":3.8374142442109465E-3},{"$f":"M202*VLOOKUP($B202,$AR$36:$AZ$47,MATCH(AJ$2,$AS$2:$BA$2,0)+1,FALSE)","v":9.6734450198984134E-2},{"$f":"N202*VLOOKUP($B202,$AR$36:$AZ$47,MATCH(AK$2,$AS$2:$BA$2,0)+1,FALSE)","v":8.7845437544102525E-2},{"$f":"O202*VLOOKUP($B202,$AR$36:$AZ$47,MATCH(AL$2,$AS$2:$BA$2,0)+1,FALSE)","v":6.8787673667526347E-2},{"$f":"P202*VLOOKUP($B202,$AR$36:$AZ$47,MATCH(AM$2,$AS$2:$BA$2,0)+1,FALSE)","v":5.2891428252845274E-6},{"$f":"Q202*VLOOKUP($B202,$AR$36:$AZ$47,MATCH(AN$2,$AS$2:$BA$2,0)+1,FALSE)","v":1.5672499876267748E-3},{"$f":"R202*VLOOKUP($B202,$AR$36:$BA$47,MATCH(AO$2,$AS$2:$BA$2,0)+1,FALSE)","v":0},0.98397166912454126]
[2006,1,9,9,null,2013,1,9,9,0.30507348956233465,0.50910821675815732,0,0.12429277135872227,0.11669450000000001,7.9887E-2,0,1.844841099551928E-3,0,1.1369008187787661,null,null,0.28884815334381131,0.10890870656059713,0.45066017942415554,9.198604366098595E-2,7.3642770937275795E-2,0,0,1.3484631500345877E-3,0,1.0153943170768605,null,{"$f":"J203*VLOOKUP($B203,$AR$36:$AZ$47,MATCH(AG$2,$AS$2:$BA$2,0)+1,FALSE)","v":0.29272969114442826},{"$f":"K203*VLOOKUP($B203,$AR$36:$AZ$47,MATCH(AH$2,$AS$2:$BA$2,0)+1,FALSE)","v":0.43057002151451135},{"$f":"L203*VLOOKUP($B203,$AR$36:$AZ$47,MATCH(AI$2,$AS$2:$BA$2,0)+1,FALSE)","v":0},{"$f":"M203*VLOOKUP($B203,$AR$36:$AZ$47,MATCH(AJ$2,$AS$2:$BA$2,0)+1,FALSE)","v":0.1068913025188953},{"$f":"N203*VLOOKUP($B203,$AR$36:$AZ$47,MATCH(AK$2,$AS$2:$BA$2,0)+1,FALSE)","v":9.1283718315554346E-2},{"$f":"O203*VLOOKUP($B203,$AR$36:$AZ$47,MATCH(AL$2,$AS$2:$BA$2,0)+1,FALSE)","v":7.0797625404574627E-2},{"$f":"P203*VLOOKUP($B203,$AR$36:$AZ$47,MATCH(AM$2,$AS$2:$BA$2,0)+1,FALSE)","v":0},{"$f":"Q203*VLOOKUP($B203,$AR$36:$AZ$47,MATCH(AN$2,$AS$2:$BA$2,0)+1,FALSE)","v":1.4098715321122319E-3},{"$f":"R203*VLOOKUP($B203,$AR$36:$BA$47,MATCH(AO$2,$AS$2:$BA$2,0)+1,FALSE)","v":0},0.99368223043007609]
[2006,1,9,10,null,2013,1,9,10,0.28563900133387315,0.52487003038501578,0,0.12917068853453773,0.11951459999999996,8.2254999999999995E-2,0,1.844841099551928E-3,0,1.1432941613529786,null,null,0.2704472885422628,0.1131828702510546,0.46461246210849572,9.4209026249954086E-2,7.5825680316517333E-2,0,0,1.3484631500345877E-3,0,1.0196257906183193,null,{"$f":"J204*VLOOKUP($B204,$AR$36:$AZ$47,MATCH(AG$2,$AS$2:$BA$2,0)+1,FALSE)","v":0.27408155575636417},{"$f":"K204*VLOOKUP($B204,$AR$36:$AZ$47,MATCH(AH$2,$AS$2:$BA$2,0)+1,FALSE)","v":0.4439003198853349},{"$f":"L204*VLOOKUP($B204,$AR$36:$AZ$47,MATCH(AI$2,$AS$2:$BA$2,0)+1,FALSE)","v":0},{"$f":"M204*VLOOKUP($B204,$AR$36:$AZ$47,MATCH(AJ$2,$AS$2:$BA$2,0)+1,FALSE)","v":0.11108629241897057},{"$f":"N204*VLOOKUP($B204,$AR$36:$AZ$47,MATCH(AK$2,$AS$2:$BA$2,0)+1,FALSE)","v":9.3489728144823855E-2},{"$f":"O204*VLOOKUP($B204,$AR$36:$AZ$47,MATCH(AL$2,$AS$2:$BA$2,0)+1,FALSE)","v":7.2896199352251126E-2},{"$f":"P204*VLOOKUP($B204,$AR$36:$AZ$47,MATCH(AM$2,$AS$2:$BA$2,0)+1,FALSE)","v":0},{"$f":"Q204*VLOOKUP($B204,$AR$36:$AZ$47,MATCH(AN$2,$AS$2:$BA$2,0)+1,FALSE)","v":1.4098715321122319E-3},{"$f":"R204*VLOOKUP($B204,$AR$36:$BA$47,MATCH(AO$2,$AS$2:$BA$2,0)+1,FALSE)","v":0},0.99686396708985692]
[2006,1,9,11,null,2013,1,9,11,0.2727064763959765,0.5250244880932714,0,0.12828033232383834,0.12105690000000001,8.3334000000000005E-2,0,1.844841099551928E-3,0,1.1322470379126381,null,null,0.25820258005663427,0.11240271592489828,0.46474918733944787,9.5424765424793889E-2,7.682034214937275E-2,0,0,1.3484631500345877E-3,0,1.0089480540451818,null,{"$f":"J205*VLOOKUP($B205,$AR$36:$AZ$47,MATCH(AG$2,$AS$2:$BA$2,0)+1,FALSE)","v":0.2616723030342768},{"$f":"K205*VLOOKUP($B205,$AR$36:$AZ$47,MATCH(AH$2,$AS$2:$BA$2,0)+1,FALSE)","v":0.44403094998828274},{"$f":"L205*VLOOKUP($B205,$AR$36:$AZ$47,MATCH(AI$2,$AS$2:$BA$2,0)+1,FALSE)","v":0},{"$f":"M205*VLOOKUP($B205,$AR$36:$AZ$47,MATCH(AJ$2,$AS$2:$BA$2,0)+1,FALSE)","v":0.110320589522277},{"$f":"N205*VLOOKUP($B205,$AR$36:$AZ$47,MATCH(AK$2,$AS$2:$BA$2,0)+1,FALSE)","v":9.4696184993759189E-2},{"$f":"O205*VLOOKUP($B205,$AR$36:$AZ$47,MATCH(AL$2,$AS$2:$BA$2,0)+1,FALSE)","v":7.3852433004929746E-2},{"$f":"P205*VLOOKUP($B205,$AR$36:$AZ$47,MATCH(AM$2,$AS$2:$BA$2,0)+1,FALSE)","v":0},{"$f":"Q205*VLOOKUP($B205,$AR$36:$AZ$47,MATCH(AN$2,$AS$2:$BA$2,0)+1,FALSE)","v":1.4098715321122319E-3},{"$f":"R205*VLOOKUP($B205,$AR$36:$BA$47,MATCH(AO$2,$AS$2:$BA$2,0)+1,FALSE)","v":0},0.98598233207563768]
[2006,1,9,12,null,2013,1,9,12,0.27751082717360576,0.52059757546325003,0,0.12374078262275635,0.12161419999999998,8.3586999999999995E-2,0,1.844841099551928E-3,0,1.1288952263591641,null,null,0.26275141139601077,0.10842503901812546,0.46083050527054664,9.5864064810217059E-2,7.7053566842340701E-2,0,0,1.3484631500345877E-3,0,1.0062730504872752,null,{"$f":"J206*VLOOKUP($B206,$AR$36:$AZ$47,MATCH(AG$2,$AS$2:$BA$2,0)+1,FALSE)","v":0.26628226151117534},{"$f":"K206*VLOOKUP($B206,$AR$36:$AZ$47,MATCH(AH$2,$AS$2:$BA$2,0)+1,FALSE)","v":0.44028696039312637},{"$f":"L206*VLOOKUP($B206,$AR$36:$AZ$47,MATCH(AI$2,$AS$2:$BA$2,0)+1,FALSE)","v":0},{"$f":"M206*VLOOKUP($B206,$AR$36:$AZ$47,MATCH(AJ$2,$AS$2:$BA$2,0)+1,FALSE)","v":0.10641659434143526},{"$f":"N206*VLOOKUP($B206,$AR$36:$AZ$47,MATCH(AK$2,$AS$2:$BA$2,0)+1,FALSE)","v":9.513213027153368E-2},{"$f":"O206*VLOOKUP($B206,$AR$36:$AZ$47,MATCH(AL$2,$AS$2:$BA$2,0)+1,FALSE)","v":7.4076647197819159E-2},{"$f":"P206*VLOOKUP($B206,$AR$36:$AZ$47,MATCH(AM$2,$AS$2:$BA$2,0)+1,FALSE)","v":0},{"$f":"Q206*VLOOKUP($B206,$AR$36:$AZ$47,MATCH(AN$2,$AS$2:$BA$2,0)+1,FALSE)","v":1.4098715321122319E-3},{"$f":"R206*VLOOKUP($B206,$AR$36:$BA$47,MATCH(AO$2,$AS$2:$BA$2,0)+1,FALSE)","v":0},0.98360446524720202]
[2006,1,9,13,null,2013,1,9,13,0.27884055245329242,0.5165610416463533,0,0.12258953096264018,0.12175829999999996,8.3381999999999998E-2,0,1.844841099551928E-3,0,1.1249762661618379,null,null,0.26401041522503277,0.10741628100381481,0.45725738467595506,9.5977653615958086E-2,7.6864590312465481E-2,0,0,1.3484631500345877E-3,0,1.0028747879832609,null,{"$f":"J207*VLOOKUP($B207,$AR$36:$AZ$47,MATCH(AG$2,$AS$2:$BA$2,0)+1,FALSE)","v":0.26755818381759416},{"$f":"K207*VLOOKUP($B207,$AR$36:$AZ$47,MATCH(AH$2,$AS$2:$BA$2,0)+1,FALSE)","v":0.43687312735100342},{"$f":"L207*VLOOKUP($B207,$AR$36:$AZ$47,MATCH(AI$2,$AS$2:$BA$2,0)+1,FALSE)","v":0},{"$f":"M207*VLOOKUP($B207,$AR$36:$AZ$47,MATCH(AJ$2,$AS$2:$BA$2,0)+1,FALSE)","v":0.10542652236756561},{"$f":"N207*VLOOKUP($B207,$AR$36:$AZ$47,MATCH(AK$2,$AS$2:$BA$2,0)+1,FALSE)","v":9.5244851812045617E-2},{"$f":"O207*VLOOKUP($B207,$AR$36:$AZ$47,MATCH(AL$2,$AS$2:$BA$2,0)+1,FALSE)","v":7.3894971666031289E-2},{"$f":"P207*VLOOKUP($B207,$AR$36:$AZ$47,MATCH(AM$2,$AS$2:$BA$2,0)+1,FALSE)","v":0},{"$f":"Q207*VLOOKUP($B207,$AR$36:$AZ$47,MATCH(AN$2,$AS$2:$BA$2,0)+1,FALSE)","v":1.4098715321122319E-3},{"$f":"R207*VLOOKUP($B207,$AR$36:$BA$47,MATCH(AO$2,$AS$2:$BA$2,0)+1,FALSE)","v":0},0.98040752854635249]
[2006,1,9,14,null,2013,1,9,14,0.2731125256924169,0.51146446719166994,0,0.11631671787741078,0.1202439,8.3838999999999997E-2,0,1.844841099551928E-3,0,1.1068214518610497,null,null,0.25858703361768154,0.10191987158160443,0.45274592113521389,9.4783906999620623E-2,7.728586969857755E-2,0,0,1.3484631500345877E-3,0,0.98667106618273248,null,{"$f":"J208*VLOOKUP($B208,$AR$36:$AZ$47,MATCH(AG$2,$AS$2:$BA$2,0)+1,FALSE)","v":0.26206192287737406},{"$f":"K208*VLOOKUP($B208,$AR$36:$AZ$47,MATCH(AH$2,$AS$2:$BA$2,0)+1,FALSE)","v":0.43256278212307375},{"$f":"L208*VLOOKUP($B208,$AR$36:$AZ$47,MATCH(AI$2,$AS$2:$BA$2,0)+1,FALSE)","v":0},{"$f":"M208*VLOOKUP($B208,$AR$36:$AZ$47,MATCH(AJ$2,$AS$2:$BA$2,0)+1,FALSE)","v":0.10003192738180752},{"$f":"N208*VLOOKUP($B208,$AR$36:$AZ$47,MATCH(AK$2,$AS$2:$BA$2,0)+1,FALSE)","v":9.4060219605582834E-2},{"$f":"O208*VLOOKUP($B208,$AR$36:$AZ$47,MATCH(AL$2,$AS$2:$BA$2,0)+1,FALSE)","v":7.4299975168602303E-2},{"$f":"P208*VLOOKUP($B208,$AR$36:$AZ$47,MATCH(AM$2,$AS$2:$BA$2,0)+1,FALSE)","v":0},{"$f":"Q208*VLOOKUP($B208,$AR$36:$AZ$47,MATCH(AN$2,$AS$2:$BA$2,0)+1,FALSE)","v":1.4098715321122319E-3},{"$f":"R208*VLOOKUP($B208,$AR$36:$BA$47,MATCH(AO$2,$AS$2:$BA$2,0)+1,FALSE)","v":0},0.9644266986885528]
[2006,1,9,15,null,2013,1,9,15,0.28071132993752651,0.49845260308144146,0,0.10529240519049818,0.11830089999999996,8.3230999999999999E-2,0,1.844841099551928E-3,0,1.0878330793090181,null,null,0.26578169539235713,9.2260068985473981E-2,0.44122788072349561,9.3252310541918682E-2,7.6725392966069589E-2,0,0,1.3484631500345877E-3,0,0.9705958117593495,null,{"$f":"J209*VLOOKUP($B209,$AR$36:$AZ$47,MATCH(AG$2,$AS$2:$BA$2,0)+1,FALSE)","v":0.26935326642521584},{"$f":"K209*VLOOKUP($B209,$AR$36:$AZ$47,MATCH(AH$2,$AS$2:$BA$2,0)+1,FALSE)","v":0.42155820897836971},{"$f":"L209*VLOOKUP($B209,$AR$36:$AZ$47,MATCH(AI$2,$AS$2:$BA$2,0)+1,FALSE)","v":0},{"$f":"M209*VLOOKUP($B209,$AR$36:$AZ$47,MATCH(AJ$2,$AS$2:$BA$2,0)+1,FALSE)","v":9.0551061120658083E-2},{"$f":"N209*VLOOKUP($B209,$AR$36:$AZ$47,MATCH(AK$2,$AS$2:$BA$2,0)+1,FALSE)","v":9.2540317085008802E-2},{"$f":"O209*VLOOKUP($B209,$AR$36:$AZ$47,MATCH(AL$2,$AS$2:$BA$2,0)+1,FALSE)","v":7.3761152127982663E-2},{"$f":"P209*VLOOKUP($B209,$AR$36:$AZ$47,MATCH(AM$2,$AS$2:$BA$2,0)+1,FALSE)","v":0},{"$f":"Q209*VLOOKUP($B209,$AR$36:$AZ$47,MATCH(AN$2,$AS$2:$BA$2,0)+1,FALSE)","v":1.4098715321122319E-3},{"$f":"R209*VLOOKUP($B209,$AR$36:$BA$47,MATCH(AO$2,$AS$2:$BA$2,0)+1,FALSE)","v":0},0.94917387726934721]
[2006,1,9,16,null,2013,1,9,16,0.30967557929172129,0.49487945522235427,0,0.10698034888135854,0.11760470000000002,8.2160999999999998E-2,0,1.844841099551928E-3,0,1.1131459244949859,null,null,0.2932054808905703,9.373909115312816E-2,0.43806494718150918,9.27035213222316E-2,7.5739027663794062E-2,0,0,1.3484631500345877E-3,0,0.99480053136126778,null,{"$f":"J210*VLOOKUP($B210,$AR$36:$AZ$47,MATCH(AG$2,$AS$2:$BA$2,0)+1,FALSE)","v":0.29714557240318651},{"$f":"K210*VLOOKUP($B210,$AR$36:$AZ$47,MATCH(AH$2,$AS$2:$BA$2,0)+1,FALSE)","v":0.41853627709842811},{"$f":"L210*VLOOKUP($B210,$AR$36:$AZ$47,MATCH(AI$2,$AS$2:$BA$2,0)+1,FALSE)","v":0},{"$f":"M210*VLOOKUP($B210,$AR$36:$AZ$47,MATCH(AJ$2,$AS$2:$BA$2,0)+1,FALSE)","v":9.2002686164675218E-2},{"$f":"N210*VLOOKUP($B210,$AR$36:$AZ$47,MATCH(AK$2,$AS$2:$BA$2,0)+1,FALSE)","v":9.199571794202191E-2},{"$f":"O210*VLOOKUP($B210,$AR$36:$AZ$47,MATCH(AL$2,$AS$2:$BA$2,0)+1,FALSE)","v":7.2812894474260592E-2},{"$f":"P210*VLOOKUP($B210,$AR$36:$AZ$47,MATCH(AM$2,$AS$2:$BA$2,0)+1,FALSE)","v":0},{"$f":"Q210*VLOOKUP($B210,$AR$36:$AZ$47,MATCH(AN$2,$AS$2:$BA$2,0)+1,FALSE)","v":1.4098715321122319E-3},{"$f":"R210*VLOOKUP($B210,$AR$36:$BA$47,MATCH(AO$2,$AS$2:$BA$2,0)+1,FALSE)","v":0},0.97390301961468451]
[2006,1,9,17,null,2013,1,9,17,0.35874271930835122,0.49604277235843941,2.1045218696398096E-3,0.11048529617462166,0.11542539999999998,8.1132999999999997E-2,4.2843916696471249E-6,1.9283272118633186E-3,0,1.165866321314585,null,null,0.33966298463499145,9.6810221292874338E-2,0.4390947099942441,9.0985658141444256E-2,7.4791379504224667E-2,1.1769819514773621E-3,2.1442470913315668E-6,1.4094862625502952E-3,0,1.0439335660288978,null,{"$f":"J211*VLOOKUP($B211,$AR$36:$AZ$47,MATCH(AG$2,$AS$2:$BA$2,0)+1,FALSE)","v":0.34422737149039845},{"$f":"K211*VLOOKUP($B211,$AR$36:$AZ$47,MATCH(AH$2,$AS$2:$BA$2,0)+1,FALSE)","v":0.41952013370852542},{"$f":"L211*VLOOKUP($B211,$AR$36:$AZ$47,MATCH(AI$2,$AS$2:$BA$2,0)+1,FALSE)","v":1.5557084773828169E-3},{"$f":"M211*VLOOKUP($B211,$AR$36:$AZ$47,MATCH(AJ$2,$AS$2:$BA$2,0)+1,FALSE)","v":9.501692727734376E-2},{"$f":"N211*VLOOKUP($B211,$AR$36:$AZ$47,MATCH(AK$2,$AS$2:$BA$2,0)+1,FALSE)","v":9.0290970868894288E-2},{"$f":"O211*VLOOKUP($B211,$AR$36:$AZ$47,MATCH(AL$2,$AS$2:$BA$2,0)+1,FALSE)","v":7.1901858149002379E-2},{"$f":"P211*VLOOKUP($B211,$AR$36:$AZ$47,MATCH(AM$2,$AS$2:$BA$2,0)+1,FALSE)","v":2.1442470913315668E-6},{"$f":"Q211*VLOOKUP($B211,$AR$36:$AZ$47,MATCH(AN$2,$AS$2:$BA$2,0)+1,FALSE)","v":1.4736736086721819E-3},{"$f":"R211*VLOOKUP($B211,$AR$36:$BA$47,MATCH(AO$2,$AS$2:$BA$2,0)+1,FALSE)","v":0},1.0239887878273108]
[2006,1,9,18,null,2013,1,9,18,0.42903530132224321,0.50176229099128544,8.4180874785592386E-3,0.12459118695145739,0.11148470000000001,7.8515000000000001E-2,1.71375666785885E-5,2.1787855487974887E-3,0,1.2560024898590216,null,null,0.40621705505785749,0.10917018641873384,0.44415760076766608,8.7879347199156091E-2,7.2378010942208484E-2,4.7079278059094483E-3,8.5769883653262672E-6,1.5925556000974171E-3,0,1.1261112607799943,null,{"$f":"J212*VLOOKUP($B212,$AR$36:$AZ$47,MATCH(AG$2,$AS$2:$BA$2,0)+1,FALSE)","v":0.41167579466276533},{"$f":"K212*VLOOKUP($B212,$AR$36:$AZ$47,MATCH(AH$2,$AS$2:$BA$2,0)+1,FALSE)","v":0.42435732387700981},{"$f":"L212*VLOOKUP($B212,$AR$36:$AZ$47,MATCH(AI$2,$AS$2:$BA$2,0)+1,FALSE)","v":6.2228339095312677E-3},{"$f":"M212*VLOOKUP($B212,$AR$36:$AZ$47,MATCH(AJ$2,$AS$2:$BA$2,0)+1,FALSE)","v":0.1071479387741715},{"$f":"N212*VLOOKUP($B212,$AR$36:$AZ$47,MATCH(AK$2,$AS$2:$BA$2,0)+1,FALSE)","v":8.7208377012576277E-2},{"$f":"O212*VLOOKUP($B212,$AR$36:$AZ$47,MATCH(AL$2,$AS$2:$BA$2,0)+1,FALSE)","v":6.9581728674755303E-2},{"$f":"P212*VLOOKUP($B212,$AR$36:$AZ$47,MATCH(AM$2,$AS$2:$BA$2,0)+1,FALSE)","v":8.5769883653262672E-6},{"$f":"Q212*VLOOKUP($B212,$AR$36:$AZ$47,MATCH(AN$2,$AS$2:$BA$2,0)+1,FALSE)","v":1.66507983835203E-3},{"$f":"R212*VLOOKUP($B212,$AR$36:$BA$47,MATCH(AO$2,$AS$2:$BA$2,0)+1,FALSE)","v":0},1.1078676537375267]
[2006,1,9,19,null,2013,1,9,19,0.47332263400182611,0.46948584010612671,8.4180874785592386E-3,0.10553322625430495,0.10207370000000002,7.2975999999999999E-2,1.71375666785885E-5,2.1787855487974887E-3,0,1.2340054109562932,null,null,0.44814896556038164,9.2471082951009004E-2,0.4155866394901146,8.0460997089309122E-2,6.7271957288653192E-2,4.7079278059094483E-3,8.5769883653262672E-6,1.5925556000974171E-3,0,1.1102487027738397,null,{"$f":"J213*VLOOKUP($B213,$AR$36:$AZ$47,MATCH(AG$2,$AS$2:$BA$2,0)+1,FALSE)","v":0.45417118564381581},{"$f":"K213*VLOOKUP($B213,$AR$36:$AZ$47,MATCH(AH$2,$AS$2:$BA$2,0)+1,FALSE)","v":0.397060038752585},{"$f":"L213*VLOOKUP($B213,$AR$36:$AZ$47,MATCH(AI$2,$AS$2:$BA$2,0)+1,FALSE)","v":6.2228339095312677E-3},{"$f":"M213*VLOOKUP($B213,$AR$36:$AZ$47,MATCH(AJ$2,$AS$2:$BA$2,0)+1,FALSE)","v":9.0758166303871027E-2},{"$f":"N213*VLOOKUP($B213,$AR$36:$AZ$47,MATCH(AK$2,$AS$2:$BA$2,0)+1,FALSE)","v":7.984666696567877E-2},{"$f":"O213*VLOOKUP($B213,$AR$36:$AZ$47,MATCH(AL$2,$AS$2:$BA$2,0)+1,FALSE)","v":6.4672944428057599E-2},{"$f":"P213*VLOOKUP($B213,$AR$36:$AZ$47,MATCH(AM$2,$AS$2:$BA$2,0)+1,FALSE)","v":8.5769883653262672E-6},{"$f":"Q213*VLOOKUP($B213,$AR$36:$AZ$47,MATCH(AN$2,$AS$2:$BA$2,0)+1,FALSE)","v":1.66507983835203E-3},{"$f":"R213*VLOOKUP($B213,$AR$36:$BA$47,MATCH(AO$2,$AS$2:$BA$2,0)+1,FALSE)","v":0},1.0944054928302569]
[2006,1,9,20,null,2013,1,9,20,0.47253574154961575,0.45323559585107376,8.4180874785592386E-3,9.9820926155026024E-2,9.8094600000000004E-2,7.1785000000000002E-2,1.71375666785885E-5,2.1787855487974887E-3,0,1.2060858741497511,null,null,0.44740392399014478,8.7465810250934306E-2,0.40120200032969949,7.7324416819189876E-2,6.6174049741914737E-2,4.7079278059094483E-3,8.5769883653262672E-6,1.5925556000974171E-3,0,1.0858792615262554,null,{"$f":"J214*VLOOKUP($B214,$AR$36:$AZ$47,MATCH(AG$2,$AS$2:$BA$2,0)+1,FALSE)","v":0.45341613221446059},{"$f":"K214*VLOOKUP($B214,$AR$36:$AZ$47,MATCH(AH$2,$AS$2:$BA$2,0)+1,FALSE)","v":0.38331665809558424},{"$f":"L214*VLOOKUP($B214,$AR$36:$AZ$47,MATCH(AI$2,$AS$2:$BA$2,0)+1,FALSE)","v":6.2228339095312677E-3},{"$f":"M214*VLOOKUP($B214,$AR$36:$AZ$47,MATCH(AJ$2,$AS$2:$BA$2,0)+1,FALSE)","v":8.5845610317582047E-2},{"$f":"N214*VLOOKUP($B214,$AR$36:$AZ$47,MATCH(AK$2,$AS$2:$BA$2,0)+1,FALSE)","v":7.6734034891764197E-2},{"$f":"O214*VLOOKUP($B214,$AR$36:$AZ$47,MATCH(AL$2,$AS$2:$BA$2,0)+1,FALSE)","v":6.3617453899475374E-2},{"$f":"P214*VLOOKUP($B214,$AR$36:$AZ$47,MATCH(AM$2,$AS$2:$BA$2,0)+1,FALSE)","v":8.5769883653262672E-6},{"$f":"Q214*VLOOKUP($B214,$AR$36:$AZ$47,MATCH(AN$2,$AS$2:$BA$2,0)+1,FALSE)","v":1.66507983835203E-3},{"$f":"R214*VLOOKUP($B214,$AR$36:$BA$47,MATCH(AO$2,$AS$2:$BA$2,0)+1,FALSE)","v":0},1.070826380155115]
[2006,1,9,21,null,2013,1,9,21,0.44281421837549734,0.45108093731192545,8.4180874785592386E-3,0.11250107300348795,9.6070100000000005E-2,7.0499000000000006E-2,1.71375666785885E-5,2.1787855487974887E-3,0,1.1835793392849463,null,null,0.41926314028676354,9.8576499771878129E-2,0.39929470680763945,7.5728576866221517E-2,6.4988567705721909E-2,4.7079278059094483E-3,8.5769883653262672E-6,1.5925556000974171E-3,0,1.0641605518325967,null,{"$f":"J215*VLOOKUP($B215,$AR$36:$AZ$47,MATCH(AG$2,$AS$2:$BA$2,0)+1,FALSE)","v":0.42489719301858547},{"$f":"K215*VLOOKUP($B215,$AR$36:$AZ$47,MATCH(AH$2,$AS$2:$BA$2,0)+1,FALSE)","v":0.38149439056381074},{"$f":"L215*VLOOKUP($B215,$AR$36:$AZ$47,MATCH(AI$2,$AS$2:$BA$2,0)+1,FALSE)","v":6.2228339095312677E-3},{"$f":"M215*VLOOKUP($B215,$AR$36:$AZ$47,MATCH(AJ$2,$AS$2:$BA$2,0)+1,FALSE)","v":9.675048755176277E-2},{"$f":"N215*VLOOKUP($B215,$AR$36:$AZ$47,MATCH(AK$2,$AS$2:$BA$2,0)+1,FALSE)","v":7.5150379383322585E-2},{"$f":"O215*VLOOKUP($B215,$AR$36:$AZ$47,MATCH(AL$2,$AS$2:$BA$2,0)+1,FALSE)","v":6.2477772270796338E-2},{"$f":"P215*VLOOKUP($B215,$AR$36:$AZ$47,MATCH(AM$2,$AS$2:$BA$2,0)+1,FALSE)","v":8.5769883653262672E-6},{"$f":"Q215*VLOOKUP($B215,$AR$36:$AZ$47,MATCH(AN$2,$AS$2:$BA$2,0)+1,FALSE)","v":1.66507983835203E-3},{"$f":"R215*VLOOKUP($B215,$AR$36:$BA$47,MATCH(AO$2,$AS$2:$BA$2,0)+1,FALSE)","v":0},1.0486667135245265]
[2006,1,9,22,null,2013,1,9,22,0.39293325999661971,0.42688354679882029,8.4180874785592386E-3,0.10931602720355957,9.2398800000000017E-2,6.8950999999999998E-2,1.71375666785885E-5,2.1787855487974887E-3,0,1.101096644593035,null,null,0.3720351011168298,9.578567602070974E-2,0.37787529146276305,7.2834624176998139E-2,6.3561564445981239E-2,4.7079278059094483E-3,8.5769883653262672E-6,1.5925556000974171E-3,0,0.98840131761765415,null,{"$f":"J216*VLOOKUP($B216,$AR$36:$AZ$47,MATCH(AG$2,$AS$2:$BA$2,0)+1,FALSE)","v":0.37703450406064043},{"$f":"K216*VLOOKUP($B216,$AR$36:$AZ$47,MATCH(AH$2,$AS$2:$BA$2,0)+1,FALSE)","v":0.36102983978487108},{"$f":"L216*VLOOKUP($B216,$AR$36:$AZ$47,MATCH(AI$2,$AS$2:$BA$2,0)+1,FALSE)","v":6.2228339095312677E-3},{"$f":"M216*VLOOKUP($B216,$AR$36:$AZ$47,MATCH(AJ$2,$AS$2:$BA$2,0)+1,FALSE)","v":9.4011360485763931E-2},{"$f":"N216*VLOOKUP($B216,$AR$36:$AZ$47,MATCH(AK$2,$AS$2:$BA$2,0)+1,FALSE)","v":7.2278522397330167E-2},{"$f":"O216*VLOOKUP($B216,$AR$36:$AZ$47,MATCH(AL$2,$AS$2:$BA$2,0)+1,FALSE)","v":6.1105900450271318E-2},{"$f":"P216*VLOOKUP($B216,$AR$36:$AZ$47,MATCH(AM$2,$AS$2:$BA$2,0)+1,FALSE)","v":8.5769883653262672E-6},{"$f":"Q216*VLOOKUP($B216,$AR$36:$AZ$47,MATCH(AN$2,$AS$2:$BA$2,0)+1,FALSE)","v":1.66507983835203E-3},{"$f":"R216*VLOOKUP($B216,$AR$36:$BA$47,MATCH(AO$2,$AS$2:$BA$2,0)+1,FALSE)","v":0},0.97335661791512551]
[2006,1,9,23,null,2013,1,9,23,0.34827970088000948,0.40417211856302371,8.4180874785592386E-3,0.11094460308474098,8.8991500000000001E-2,6.7278000000000004E-2,1.71375666785885E-5,2.1787855487974887E-3,0,1.0302799331218095,null,null,0.32975644193354425,9.721267849894201E-2,0.35777124287973866,7.01487731166133E-2,6.201933159485324E-2,4.7079278059094483E-3,8.5769883653262672E-6,1.5925556000974171E-3,0,0.9232175284180637,null,{"$f":"J217*VLOOKUP($B217,$AR$36:$AZ$47,MATCH(AG$2,$AS$2:$BA$2,0)+1,FALSE)","v":0.3341877047944789},{"$f":"K217*VLOOKUP($B217,$AR$36:$AZ$47,MATCH(AH$2,$AS$2:$BA$2,0)+1,FALSE)","v":0.34182201751403651},{"$f":"L217*VLOOKUP($B217,$AR$36:$AZ$47,MATCH(AI$2,$AS$2:$BA$2,0)+1,FALSE)","v":6.2228339095312677E-3},{"$f":"M217*VLOOKUP($B217,$AR$36:$AZ$47,MATCH(AJ$2,$AS$2:$BA$2,0)+1,FALSE)","v":9.5411929443132523E-2},{"$f":"N217*VLOOKUP($B217,$AR$36:$AZ$47,MATCH(AK$2,$AS$2:$BA$2,0)+1,FALSE)","v":6.9613178157313799E-2},{"$f":"O217*VLOOKUP($B217,$AR$36:$AZ$47,MATCH(AL$2,$AS$2:$BA$2,0)+1,FALSE)","v":5.9623250866461024E-2},{"$f":"P217*VLOOKUP($B217,$AR$36:$AZ$47,MATCH(AM$2,$AS$2:$BA$2,0)+1,FALSE)","v":8.5769883653262672E-6},{"$f":"Q217*VLOOKUP($B217,$AR$36:$AZ$47,MATCH(AN$2,$AS$2:$BA$2,0)+1,FALSE)","v":1.66507983835203E-3},{"$f":"R217*VLOOKUP($B217,$AR$36:$BA$47,MATCH(AO$2,$AS$2:$BA$2,0)+1,FALSE)","v":0},0.9085545715116714]
[2006,1,9,24,null,2013,1,9,24,0.24750058053534399,0.3965642229969662,8.4180874785592386E-3,0.12352952152901056,8.7071899999999994E-2,6.5608E-2,1.71375666785885E-5,2.1787855487974887E-3,0,0.93088823565535594,null,null,0.23433725998845939,0.10823992630227791,0.35103676979919829,6.8635622030558438E-2,6.0479864253918533E-2,4.7079278059094483E-3,8.5769883653262672E-6,1.5925556000974171E-3,0,0.82903850276878466,null,{"$f":"J218*VLOOKUP($B218,$AR$36:$AZ$47,MATCH(AG$2,$AS$2:$BA$2,0)+1,FALSE)","v":0.23748628109940803},{"$f":"K218*VLOOKUP($B218,$AR$36:$AZ$47,MATCH(AH$2,$AS$2:$BA$2,0)+1,FALSE)","v":0.33538776316548879},{"$f":"L218*VLOOKUP($B218,$AR$36:$AZ$47,MATCH(AI$2,$AS$2:$BA$2,0)+1,FALSE)","v":6.2228339095312677E-3},{"$f":"M218*VLOOKUP($B218,$AR$36:$AZ$47,MATCH(AJ$2,$AS$2:$BA$2,0)+1,FALSE)","v":0.10623491061811655},{"$f":"N218*VLOOKUP($B218,$AR$36:$AZ$47,MATCH(AK$2,$AS$2:$BA$2,0)+1,FALSE)","v":6.8111580175587674E-2},{"$f":"O218*VLOOKUP($B218,$AR$36:$AZ$47,MATCH(AL$2,$AS$2:$BA$2,0)+1,FALSE)","v":5.8143259948969572E-2},{"$f":"P218*VLOOKUP($B218,$AR$36:$AZ$47,MATCH(AM$2,$AS$2:$BA$2,0)+1,FALSE)","v":8.5769883653262672E-6},{"$f":"Q218*VLOOKUP($B218,$AR$36:$AZ$47,MATCH(AN$2,$AS$2:$BA$2,0)+1,FALSE)","v":1.66507983835203E-3},{"$f":"R218*VLOOKUP($B218,$AR$36:$BA$47,MATCH(AO$2,$AS$2:$BA$2,0)+1,FALSE)","v":0},0.81326028574381926]
[2006,1,10,1,null,2013,1,10,1,0.25187069781858706,0.37257989712302086,8.4180874785592386E-3,0.10262319995457521,8.6119399999999985E-2,6.3954999999999998E-2,1.71375666785885E-5,2.1787855487974887E-3,0,0.88776220549021834,null,null,0.23847495254565784,8.992123876541111E-2,0.32980595826261266,6.7884800812873888E-2,5.8956068137412505E-2,4.7079278059094483E-3,8.5769883653262672E-6,1.5925556000974171E-3,0,0.79135207891834014,null,{"$f":"J219*VLOOKUP($B219,$AR$36:$AZ$47,MATCH(AG$2,$AS$2:$BA$2,0)+1,FALSE)","v":0.24167957591641731},{"$f":"K219*VLOOKUP($B219,$AR$36:$AZ$47,MATCH(AH$2,$AS$2:$BA$2,0)+1,FALSE)","v":0.31510340835127193},{"$f":"L219*VLOOKUP($B219,$AR$36:$AZ$47,MATCH(AI$2,$AS$2:$BA$2,0)+1,FALSE)","v":6.2228339095312677E-3},{"$f":"M219*VLOOKUP($B219,$AR$36:$AZ$47,MATCH(AJ$2,$AS$2:$BA$2,0)+1,FALSE)","v":8.8255554944079148E-2},{"$f":"N219*VLOOKUP($B219,$AR$36:$AZ$47,MATCH(AK$2,$AS$2:$BA$2,0)+1,FALSE)","v":6.7366491575048953E-2},{"$f":"O219*VLOOKUP($B219,$AR$36:$AZ$47,MATCH(AL$2,$AS$2:$BA$2,0)+1,FALSE)","v":5.6678334807284916E-2},{"$f":"P219*VLOOKUP($B219,$AR$36:$AZ$47,MATCH(AM$2,$AS$2:$BA$2,0)+1,FALSE)","v":8.5769883653262672E-6},{"$f":"Q219*VLOOKUP($B219,$AR$36:$AZ$47,MATCH(AN$2,$AS$2:$BA$2,0)+1,FALSE)","v":1.66507983835203E-3},{"$f":"R219*VLOOKUP($B219,$AR$36:$BA$47,MATCH(AO$2,$AS$2:$BA$2,0)+1,FALSE)","v":0},0.77697985633035083]
[2006,1,10,2,null,2013,1,10,2,0.24206851049451347,0.36351939638852038,8.4180874785592386E-3,9.7181609250107701E-2,8.5682299999999989E-2,6.3614000000000004E-2,1.71375666785885E-5,2.1787855487974887E-3,0,0.86267982672717669,null,null,0.22919409464040136,8.5153168999347953E-2,0.32178564597481801,6.7540250729671875E-2,5.8641721812107882E-2,4.7079278059094483E-3,8.5769883653262672E-6,1.5925556000974171E-3,0,0.76862394255071931,null,{"$f":"J220*VLOOKUP($B220,$AR$36:$AZ$47,MATCH(AG$2,$AS$2:$BA$2,0)+1,FALSE)","v":0.23227400196099962},{"$f":"K220*VLOOKUP($B220,$AR$36:$AZ$47,MATCH(AH$2,$AS$2:$BA$2,0)+1,FALSE)","v":0.30744063672871275},{"$f":"L220*VLOOKUP($B220,$AR$36:$AZ$47,MATCH(AI$2,$AS$2:$BA$2,0)+1,FALSE)","v":6.2228339095312677E-3},{"$f":"M220*VLOOKUP($B220,$AR$36:$AZ$47,MATCH(AJ$2,$AS$2:$BA$2,0)+1,FALSE)","v":8.3575807990038553E-2},{"$f":"N220*VLOOKUP($B220,$AR$36:$AZ$47,MATCH(AK$2,$AS$2:$BA$2,0)+1,FALSE)","v":6.7024572176313552E-2},{"$f":"O220*VLOOKUP($B220,$AR$36:$AZ$47,MATCH(AL$2,$AS$2:$BA$2,0)+1,FALSE)","v":5.6376133069042655E-2},{"$f":"P220*VLOOKUP($B220,$AR$36:$AZ$47,MATCH(AM$2,$AS$2:$BA$2,0)+1,FALSE)","v":8.5769883653262672E-6},{"$f":"Q220*VLOOKUP($B220,$AR$36:$AZ$47,MATCH(AN$2,$AS$2:$BA$2,0)+1,FALSE)","v":1.66507983835203E-3},{"$f":"R220*VLOOKUP($B220,$AR$36:$BA$47,MATCH(AO$2,$AS$2:$BA$2,0)+1,FALSE)","v":0},0.75458764266135581]
[2006,1,10,3,null,2013,1,10,3,0.23589874141820816,0.36058066791425986,8.4180874785592386E-3,9.823912447329583E-2,8.4539200000000023E-2,6.3436999999999993E-2,1.71375666785885E-5,2.1787855487974887E-3,0,0.85330874439979909,null,null,0.2233524647865415,8.6079792598343585E-2,0.31918429746403909,6.6639186442075893E-2,5.8478556710703414E-2,4.7079278059094483E-3,8.5769883653262672E-6,1.5925556000974171E-3,0,0.76004335839607573,null,{"$f":"J221*VLOOKUP($B221,$AR$36:$AZ$47,MATCH(AG$2,$AS$2:$BA$2,0)+1,FALSE)","v":0.2263538723596687},{"$f":"K221*VLOOKUP($B221,$AR$36:$AZ$47,MATCH(AH$2,$AS$2:$BA$2,0)+1,FALSE)","v":0.30495525475934504},{"$f":"L221*VLOOKUP($B221,$AR$36:$AZ$47,MATCH(AI$2,$AS$2:$BA$2,0)+1,FALSE)","v":6.2228339095312677E-3},{"$f":"M221*VLOOKUP($B221,$AR$36:$AZ$47,MATCH(AJ$2,$AS$2:$BA$2,0)+1,FALSE)","v":8.4485266990786845E-2},{"$f":"N221*VLOOKUP($B221,$AR$36:$AZ$47,MATCH(AK$2,$AS$2:$BA$2,0)+1,FALSE)","v":6.6130387631142123E-2},{"$f":"O221*VLOOKUP($B221,$AR$36:$AZ$47,MATCH(AL$2,$AS$2:$BA$2,0)+1,FALSE)","v":5.6219271756230677E-2},{"$f":"P221*VLOOKUP($B221,$AR$36:$AZ$47,MATCH(AM$2,$AS$2:$BA$2,0)+1,FALSE)","v":8.5769883653262672E-6},{"$f":"Q221*VLOOKUP($B221,$AR$36:$AZ$47,MATCH(AN$2,$AS$2:$BA$2,0)+1,FALSE)","v":1.66507983835203E-3},{"$f":"R221*VLOOKUP($B221,$AR$36:$BA$47,MATCH(AO$2,$AS$2:$BA$2,0)+1,FALSE)","v":0},0.74604054423342203]
[2006,1,10,4,null,2013,1,10,4,0.23914307923236247,0.36044773004947117,8.4180874785592386E-3,9.7397808137488773E-2,8.4973699999999999E-2,6.3350000000000004E-2,1.71375666785885E-5,2.1787855487974887E-3,0,0.85592632801335766,null,null,0.2264242524655902,8.5342608344268156E-2,0.31906662149648268,6.6981687039539328E-2,5.8398356915097843E-2,4.7079278059094483E-3,8.5769883653262672E-6,1.5925556000974171E-3,0,0.76252258665535044,null,{"$f":"J222*VLOOKUP($B222,$AR$36:$AZ$47,MATCH(AG$2,$AS$2:$BA$2,0)+1,FALSE)","v":0.22946693868237034},{"$f":"K222*VLOOKUP($B222,$AR$36:$AZ$47,MATCH(AH$2,$AS$2:$BA$2,0)+1,FALSE)","v":0.30484282471516577},{"$f":"L222*VLOOKUP($B222,$AR$36:$AZ$47,MATCH(AI$2,$AS$2:$BA$2,0)+1,FALSE)","v":6.2228339095312677E-3},{"$f":"M222*VLOOKUP($B222,$AR$36:$AZ$47,MATCH(AJ$2,$AS$2:$BA$2,0)+1,FALSE)","v":8.376173819678083E-2},{"$f":"N222*VLOOKUP($B222,$AR$36:$AZ$47,MATCH(AK$2,$AS$2:$BA$2,0)+1,FALSE)","v":6.6470273192227744E-2},{"$f":"O222*VLOOKUP($B222,$AR$36:$AZ$47,MATCH(AL$2,$AS$2:$BA$2,0)+1,FALSE)","v":5.6142170432984126E-2},{"$f":"P222*VLOOKUP($B222,$AR$36:$AZ$47,MATCH(AM$2,$AS$2:$BA$2,0)+1,FALSE)","v":8.5769883653262672E-6},{"$f":"Q222*VLOOKUP($B222,$AR$36:$AZ$47,MATCH(AN$2,$AS$2:$BA$2,0)+1,FALSE)","v":1.66507983835203E-3},{"$f":"R222*VLOOKUP($B222,$AR$36:$BA$47,MATCH(AO$2,$AS$2:$BA$2,0)+1,FALSE)","v":0},0.74858043595577739]
[2006,1,10,5,null,2013,1,10,5,0.24905347865379759,0.36522278778541156,8.4180874785592386E-3,9.6138316330396018E-2,8.6898100000000006E-2,6.3704999999999998E-2,1.71375666785885E-5,2.1787855487974887E-3,0,0.87163169336364044,null,null,0.23580756720686077,8.4239007369451557E-2,0.32329347996233582,6.8498621791573067E-2,5.8725608954637853E-2,4.7079278059094483E-3,8.5769883653262672E-6,1.5925556000974171E-3,0,0.77687334567923128,null,{"$f":"J223*VLOOKUP($B223,$AR$36:$AZ$47,MATCH(AG$2,$AS$2:$BA$2,0)+1,FALSE)","v":0.23897634628745779},{"$f":"K223*VLOOKUP($B223,$AR$36:$AZ$47,MATCH(AH$2,$AS$2:$BA$2,0)+1,FALSE)","v":0.3088812523901085},{"$f":"L223*VLOOKUP($B223,$AR$36:$AZ$47,MATCH(AI$2,$AS$2:$BA$2,0)+1,FALSE)","v":6.2228339095312677E-3},{"$f":"M223*VLOOKUP($B223,$AR$36:$AZ$47,MATCH(AJ$2,$AS$2:$BA$2,0)+1,FALSE)","v":8.2678580115258388E-2},{"$f":"N223*VLOOKUP($B223,$AR$36:$AZ$47,MATCH(AK$2,$AS$2:$BA$2,0)+1,FALSE)","v":6.7975625951153432E-2},{"$f":"O223*VLOOKUP($B223,$AR$36:$AZ$47,MATCH(AL$2,$AS$2:$BA$2,0)+1,FALSE)","v":5.6456779280714339E-2},{"$f":"P223*VLOOKUP($B223,$AR$36:$AZ$47,MATCH(AM$2,$AS$2:$BA$2,0)+1,FALSE)","v":8.5769883653262672E-6},{"$f":"Q223*VLOOKUP($B223,$AR$36:$AZ$47,MATCH(AN$2,$AS$2:$BA$2,0)+1,FALSE)","v":1.66507983835203E-3},{"$f":"R223*VLOOKUP($B223,$AR$36:$BA$47,MATCH(AO$2,$AS$2:$BA$2,0)+1,FALSE)","v":0},0.76286507476094112]
[2006,1,10,6,null,2013,1,10,6,0.27061947992210711,0.38516154934069563,8.4180874785592386E-3,9.4770062172985212E-2,9.196509999999998E-2,6.5917000000000003E-2,1.71375666785885E-5,2.1787855487974887E-3,0,0.91904720202982326,null,null,0.25622658050853503,8.3040105865359273E-2,0.34094317714698807,7.2492754190531153E-2,6.076471180382801E-2,4.7079278059094483E-3,8.5769883653262672E-6,1.5925556000974171E-3,0,0.81977638990961377,null,{"$f":"J224*VLOOKUP($B224,$AR$36:$AZ$47,MATCH(AG$2,$AS$2:$BA$2,0)+1,FALSE)","v":0.25966975002945247},{"$f":"K224*VLOOKUP($B224,$AR$36:$AZ$47,MATCH(AH$2,$AS$2:$BA$2,0)+1,FALSE)","v":0.32574413676172242},{"$f":"L224*VLOOKUP($B224,$AR$36:$AZ$47,MATCH(AI$2,$AS$2:$BA$2,0)+1,FALSE)","v":6.2228339095312677E-3},{"$f":"M224*VLOOKUP($B224,$AR$36:$AZ$47,MATCH(AJ$2,$AS$2:$BA$2,0)+1,FALSE)","v":8.1501886833229717E-2},{"$f":"N224*VLOOKUP($B224,$AR$36:$AZ$47,MATCH(AK$2,$AS$2:$BA$2,0)+1,FALSE)","v":7.193926263244442E-2},{"$f":"O224*VLOOKUP($B224,$AR$36:$AZ$47,MATCH(AL$2,$AS$2:$BA$2,0)+1,FALSE)","v":5.8417102579810809E-2},{"$f":"P224*VLOOKUP($B224,$AR$36:$AZ$47,MATCH(AM$2,$AS$2:$BA$2,0)+1,FALSE)","v":8.5769883653262672E-6},{"$f":"Q224*VLOOKUP($B224,$AR$36:$AZ$47,MATCH(AN$2,$AS$2:$BA$2,0)+1,FALSE)","v":1.66507983835203E-3},{"$f":"R224*VLOOKUP($B224,$AR$36:$BA$47,MATCH(AO$2,$AS$2:$BA$2,0)+1,FALSE)","v":0},0.80516862957290847]
[2006,1,10,7,null,2013,1,10,7,0.31058460576101504,0.43210381443486962,8.4180874785592386E-3,0.10093940301381447,0.1045389,7.1945999999999996E-2,1.71375666785885E-5,2.1787855487974887E-3,0,1.0307267338037345,null,null,0.29406616077912057,8.8445850092970235E-2,0.38249624762113055,8.2404224874963641E-2,6.6322465455621607E-2,4.7079278059094483E-3,8.5769883653262672E-6,1.5925556000974171E-3,0,0.92004400921817886,null,{"$f":"J225*VLOOKUP($B225,$AR$36:$AZ$47,MATCH(AG$2,$AS$2:$BA$2,0)+1,FALSE)","v":0.29801781809710182},{"$f":"K225*VLOOKUP($B225,$AR$36:$AZ$47,MATCH(AH$2,$AS$2:$BA$2,0)+1,FALSE)","v":0.36544479651583461},{"$f":"L225*VLOOKUP($B225,$AR$36:$AZ$47,MATCH(AI$2,$AS$2:$BA$2,0)+1,FALSE)","v":6.2228339095312677E-3},{"$f":"M225*VLOOKUP($B225,$AR$36:$AZ$47,MATCH(AJ$2,$AS$2:$BA$2,0)+1,FALSE)","v":8.6807496089105235E-2},{"$f":"N225*VLOOKUP($B225,$AR$36:$AZ$47,MATCH(AK$2,$AS$2:$BA$2,0)+1,FALSE)","v":8.1775057955755459E-2},{"$f":"O225*VLOOKUP($B225,$AR$36:$AZ$47,MATCH(AL$2,$AS$2:$BA$2,0)+1,FALSE)","v":6.376013565858682E-2},{"$f":"P225*VLOOKUP($B225,$AR$36:$AZ$47,MATCH(AM$2,$AS$2:$BA$2,0)+1,FALSE)","v":8.5769883653262672E-6},{"$f":"Q225*VLOOKUP($B225,$AR$36:$AZ$47,MATCH(AN$2,$AS$2:$BA$2,0)+1,FALSE)","v":1.66507983835203E-3},{"$f":"R225*VLOOKUP($B225,$AR$36:$BA$47,MATCH(AO$2,$AS$2:$BA$2,0)+1,FALSE)","v":0},0.90370179505263259]
[2006,1,10,8,null,2013,1,10,8,0.34443198911192413,0.48481210901400296,5.0508524871355426E-3,0.11617857366277046,0.11247739999999995,7.7753000000000003E-2,1.0282540007153098E-5,2.0452077690992655E-3,0,1.1427594145849396,null,null,0.32611337074959723,0.1017988258637333,0.42915338005444414,8.866185661941374E-2,7.1675571353111325E-2,2.8247566835456687E-3,5.1461930191957596E-6,1.4949186200722861E-3,0,1.0217278261369371,null,{"$f":"J226*VLOOKUP($B226,$AR$36:$AZ$47,MATCH(AG$2,$AS$2:$BA$2,0)+1,FALSE)","v":0.33049567806642632},{"$f":"K226*VLOOKUP($B226,$AR$36:$AZ$47,MATCH(AH$2,$AS$2:$BA$2,0)+1,FALSE)","v":0.41002198223765002},{"$f":"L226*VLOOKUP($B226,$AR$36:$AZ$47,MATCH(AI$2,$AS$2:$BA$2,0)+1,FALSE)","v":3.7337003457187604E-3},{"$f":"M226*VLOOKUP($B226,$AR$36:$AZ$47,MATCH(AJ$2,$AS$2:$BA$2,0)+1,FALSE)","v":9.9913123891653327E-2},{"$f":"N226*VLOOKUP($B226,$AR$36:$AZ$47,MATCH(AK$2,$AS$2:$BA$2,0)+1,FALSE)","v":8.7984911872161314E-2},{"$f":"O226*VLOOKUP($B226,$AR$36:$AZ$47,MATCH(AL$2,$AS$2:$BA$2,0)+1,FALSE)","v":6.8906427429768186E-2},{"$f":"P226*VLOOKUP($B226,$AR$36:$AZ$47,MATCH(AM$2,$AS$2:$BA$2,0)+1,FALSE)","v":5.1461930191957596E-6},{"$f":"Q226*VLOOKUP($B226,$AR$36:$AZ$47,MATCH(AN$2,$AS$2:$BA$2,0)+1,FALSE)","v":1.5629965158561116E-3},{"$f":"R226*VLOOKUP($B226,$AR$36:$BA$47,MATCH(AO$2,$AS$2:$BA$2,0)+1,FALSE)","v":0},1.0026239665522534]
[2006,1,10,9,null,2013,1,10,9,0.30879460118071278,0.51675545112436305,0,0.12433641958038899,0.1166987,7.9745999999999997E-2,0,1.844841099551928E-3,0,1.1481760129850169,null,null,0.29237135760812388,0.10894695231948905,0.4574294750240534,9.1989354368717469E-2,7.3512791958190882E-2,0,0,1.3484631500345877E-3,0,1.0255983944286093,null,{"$f":"J227*VLOOKUP($B227,$AR$36:$AZ$47,MATCH(AG$2,$AS$2:$BA$2,0)+1,FALSE)","v":0.29630024018270906},{"$f":"K227*VLOOKUP($B227,$AR$36:$AZ$47,MATCH(AH$2,$AS$2:$BA$2,0)+1,FALSE)","v":0.43703754601558975},{"$f":"L227*VLOOKUP($B227,$AR$36:$AZ$47,MATCH(AI$2,$AS$2:$BA$2,0)+1,FALSE)","v":0},{"$f":"M227*VLOOKUP($B227,$AR$36:$AZ$47,MATCH(AJ$2,$AS$2:$BA$2,0)+1,FALSE)","v":0.10692883982066743},{"$f":"N227*VLOOKUP($B227,$AR$36:$AZ$47,MATCH(AK$2,$AS$2:$BA$2,0)+1,FALSE)","v":9.1287003745603973E-2},{"$f":"O227*VLOOKUP($B227,$AR$36:$AZ$47,MATCH(AL$2,$AS$2:$BA$2,0)+1,FALSE)","v":7.0672668087588819E-2},{"$f":"P227*VLOOKUP($B227,$AR$36:$AZ$47,MATCH(AM$2,$AS$2:$BA$2,0)+1,FALSE)","v":0},{"$f":"Q227*VLOOKUP($B227,$AR$36:$AZ$47,MATCH(AN$2,$AS$2:$BA$2,0)+1,FALSE)","v":1.4098715321122319E-3},{"$f":"R227*VLOOKUP($B227,$AR$36:$BA$47,MATCH(AO$2,$AS$2:$BA$2,0)+1,FALSE)","v":0},1.0036361693842712]
[2006,1,10,10,null,2013,1,10,10,0.28628052890027772,0.53017100735349265,0,0.12600772633478424,0.11909939999999998,8.1839999999999996E-2,0,1.844841099551928E-3,0,1.1452435036881066,null,null,0.27105469645942054,0.11041139675095037,0.46930486178522673,9.3881739142780751E-2,7.5443118073111395E-2,0,0,1.3484631500345877E-3,0,1.0214442753615245,null,{"$f":"J228*VLOOKUP($B228,$AR$36:$AZ$47,MATCH(AG$2,$AS$2:$BA$2,0)+1,FALSE)","v":0.27469712601336571},{"$f":"K228*VLOOKUP($B228,$AR$36:$AZ$47,MATCH(AH$2,$AS$2:$BA$2,0)+1,FALSE)","v":0.44838353522587471},{"$f":"L228*VLOOKUP($B228,$AR$36:$AZ$47,MATCH(AI$2,$AS$2:$BA$2,0)+1,FALSE)","v":0},{"$f":"M228*VLOOKUP($B228,$AR$36:$AZ$47,MATCH(AJ$2,$AS$2:$BA$2,0)+1,FALSE)","v":0.10836615716368764},{"$f":"N228*VLOOKUP($B228,$AR$36:$AZ$47,MATCH(AK$2,$AS$2:$BA$2,0)+1,FALSE)","v":9.3164939917061484E-2},{"$f":"O228*VLOOKUP($B228,$AR$36:$AZ$47,MATCH(AL$2,$AS$2:$BA$2,0)+1,FALSE)","v":7.252841717814397E-2},{"$f":"P228*VLOOKUP($B228,$AR$36:$AZ$47,MATCH(AM$2,$AS$2:$BA$2,0)+1,FALSE)","v":0},{"$f":"Q228*VLOOKUP($B228,$AR$36:$AZ$47,MATCH(AN$2,$AS$2:$BA$2,0)+1,FALSE)","v":1.4098715321122319E-3},{"$f":"R228*VLOOKUP($B228,$AR$36:$BA$47,MATCH(AO$2,$AS$2:$BA$2,0)+1,FALSE)","v":0},0.99855004703024575]
[2006,1,10,11,null,2013,1,10,11,0.27556827765167258,0.53249547562542909,0,0.12813541748528337,0.11928790000000003,8.2776000000000002E-2,0,1.844841099551928E-3,0,1.1401079118619371,null,null,0.26091217638744196,0.11227573760221764,0.4713624700775601,9.4030326858826493E-2,7.6305957253419723E-2,0,0,1.3484631500345877E-3,0,1.0162351313295006,null,{"$f":"J229*VLOOKUP($B229,$AR$36:$AZ$47,MATCH(AG$2,$AS$2:$BA$2,0)+1,FALSE)","v":0.26441831088601925},{"$f":"K229*VLOOKUP($B229,$AR$36:$AZ$47,MATCH(AH$2,$AS$2:$BA$2,0)+1,FALSE)","v":0.45034941658648314},{"$f":"L229*VLOOKUP($B229,$AR$36:$AZ$47,MATCH(AI$2,$AS$2:$BA$2,0)+1,FALSE)","v":0},{"$f":"M229*VLOOKUP($B229,$AR$36:$AZ$47,MATCH(AJ$2,$AS$2:$BA$2,0)+1,FALSE)","v":0.11019596332174961},{"$f":"N229*VLOOKUP($B229,$AR$36:$AZ$47,MATCH(AK$2,$AS$2:$BA$2,0)+1,FALSE)","v":9.3312393146669448E-2},{"$f":"O229*VLOOKUP($B229,$AR$36:$AZ$47,MATCH(AL$2,$AS$2:$BA$2,0)+1,FALSE)","v":7.3357921069624216E-2},{"$f":"P229*VLOOKUP($B229,$AR$36:$AZ$47,MATCH(AM$2,$AS$2:$BA$2,0)+1,FALSE)","v":0},{"$f":"Q229*VLOOKUP($B229,$AR$36:$AZ$47,MATCH(AN$2,$AS$2:$BA$2,0)+1,FALSE)","v":1.4098715321122319E-3},{"$f":"R229*VLOOKUP($B229,$AR$36:$BA$47,MATCH(AO$2,$AS$2:$BA$2,0)+1,FALSE)","v":0},0.99304387654265791]
[2006,1,10,12,null,2013,1,10,12,0.27745294279147042,0.52554255475117451,0,0.12031544755454082,0.11941640000000003,8.2380999999999996E-2,0,1.844841099551928E-3,0,1.1269531861967379,null,null,0.2626966055952471,0.10542366727511919,0.46520777748849512,9.4131618750136176E-2,7.5941831744635757E-2,0,0,1.3484631500345877E-3,0,1.0047499640036681,null,{"$f":"J230*VLOOKUP($B230,$AR$36:$AZ$47,MATCH(AG$2,$AS$2:$BA$2,0)+1,FALSE)","v":0.26622671923075997},{"$f":"K230*VLOOKUP($B230,$AR$36:$AZ$47,MATCH(AH$2,$AS$2:$BA$2,0)+1,FALSE)","v":0.44446909646617638},{"$f":"L230*VLOOKUP($B230,$AR$36:$AZ$47,MATCH(AI$2,$AS$2:$BA$2,0)+1,FALSE)","v":0},{"$f":"M230*VLOOKUP($B230,$AR$36:$AZ$47,MATCH(AJ$2,$AS$2:$BA$2,0)+1,FALSE)","v":0.10347081943431301},{"$f":"N230*VLOOKUP($B230,$AR$36:$AZ$47,MATCH(AK$2,$AS$2:$BA$2,0)+1,FALSE)","v":9.3412911661282808E-2},{"$f":"O230*VLOOKUP($B230,$AR$36:$AZ$47,MATCH(AL$2,$AS$2:$BA$2,0)+1,FALSE)","v":7.3007863337642698E-2},{"$f":"P230*VLOOKUP($B230,$AR$36:$AZ$47,MATCH(AM$2,$AS$2:$BA$2,0)+1,FALSE)","v":0},{"$f":"Q230*VLOOKUP($B230,$AR$36:$AZ$47,MATCH(AN$2,$AS$2:$BA$2,0)+1,FALSE)","v":1.4098715321122319E-3},{"$f":"R230*VLOOKUP($B230,$AR$36:$BA$47,MATCH(AO$2,$AS$2:$BA$2,0)+1,FALSE)","v":0},0.98199728166228706]
[2006,1,10,13,null,2013,1,10,13,0.27752372923276392,0.52056644645038852,0,0.11799151243574572,0.11953400000000002,8.3148E-2,0,1.844841099551928E-3,0,1.12060852921845,null,null,0.26276362725903946,0.10338737212173285,0.46080295001596677,9.4224318566618781E-2,7.6648880517388399E-2,0,0,1.3484631500345877E-3,0,0.99917561163078072,null,{"$f":"J231*VLOOKUP($B231,$AR$36:$AZ$47,MATCH(AG$2,$AS$2:$BA$2,0)+1,FALSE)","v":0.26629464153081556},{"$f":"K231*VLOOKUP($B231,$AR$36:$AZ$47,MATCH(AH$2,$AS$2:$BA$2,0)+1,FALSE)","v":0.44026063353511008},{"$f":"L231*VLOOKUP($B231,$AR$36:$AZ$47,MATCH(AI$2,$AS$2:$BA$2,0)+1,FALSE)","v":0},{"$f":"M231*VLOOKUP($B231,$AR$36:$AZ$47,MATCH(AJ$2,$AS$2:$BA$2,0)+1,FALSE)","v":0.10147224422272264},{"$f":"N231*VLOOKUP($B231,$AR$36:$AZ$47,MATCH(AK$2,$AS$2:$BA$2,0)+1,FALSE)","v":9.3504903702672143E-2},{"$f":"O231*VLOOKUP($B231,$AR$36:$AZ$47,MATCH(AL$2,$AS$2:$BA$2,0)+1,FALSE)","v":7.3687595693161231E-2},{"$f":"P231*VLOOKUP($B231,$AR$36:$AZ$47,MATCH(AM$2,$AS$2:$BA$2,0)+1,FALSE)","v":0},{"$f":"Q231*VLOOKUP($B231,$AR$36:$AZ$47,MATCH(AN$2,$AS$2:$BA$2,0)+1,FALSE)","v":1.4098715321122319E-3},{"$f":"R231*VLOOKUP($B231,$AR$36:$BA$47,MATCH(AO$2,$AS$2:$BA$2,0)+1,FALSE)","v":0},0.97662989021659385]
[2006,1,10,14,null,2013,1,10,14,0.27332453055863559,0.51700059963135392,0,0.11368428965614027,0.11993839999999995,8.2913000000000001E-2,0,1.844841099551928E-3,0,1.1087056609456818,null,null,0.25878776300323064,9.9613266381976567E-2,0.4576464793200154,9.4543092425339606E-2,7.6432248885580228E-2,0,0,1.3484631500345877E-3,0,0.98837131316617699,null,{"$f":"J232*VLOOKUP($B232,$AR$36:$AZ$47,MATCH(AG$2,$AS$2:$BA$2,0)+1,FALSE)","v":0.26226534966184606},{"$f":"K232*VLOOKUP($B232,$AR$36:$AZ$47,MATCH(AH$2,$AS$2:$BA$2,0)+1,FALSE)","v":0.43724487639144072},{"$f":"L232*VLOOKUP($B232,$AR$36:$AZ$47,MATCH(AI$2,$AS$2:$BA$2,0)+1,FALSE)","v":0},{"$f":"M232*VLOOKUP($B232,$AR$36:$AZ$47,MATCH(AJ$2,$AS$2:$BA$2,0)+1,FALSE)","v":9.776804929555101E-2},{"$f":"N232*VLOOKUP($B232,$AR$36:$AZ$47,MATCH(AK$2,$AS$2:$BA$2,0)+1,FALSE)","v":9.3821243681735458E-2},{"$f":"O232*VLOOKUP($B232,$AR$36:$AZ$47,MATCH(AL$2,$AS$2:$BA$2,0)+1,FALSE)","v":7.347933349818489E-2},{"$f":"P232*VLOOKUP($B232,$AR$36:$AZ$47,MATCH(AM$2,$AS$2:$BA$2,0)+1,FALSE)","v":0},{"$f":"Q232*VLOOKUP($B232,$AR$36:$AZ$47,MATCH(AN$2,$AS$2:$BA$2,0)+1,FALSE)","v":1.4098715321122319E-3},{"$f":"R232*VLOOKUP($B232,$AR$36:$BA$47,MATCH(AO$2,$AS$2:$BA$2,0)+1,FALSE)","v":0},0.96598872406087055]
[2006,1,10,15,null,2013,1,10,15,0.28379148952599431,0.50620850570024212,0,0.10567862819866532,0.1184349,8.2285999999999998E-2,0,1.844841099551928E-3,0,1.0982443645244537,null,null,0.26869803666609265,9.2598488089043793E-2,0.44809336894531576,9.3357937883829178E-2,7.5854257255181384E-2,0,0,1.3484631500345877E-3,0,0.97995055198949732,null,{"$f":"J233*VLOOKUP($B233,$AR$36:$AZ$47,MATCH(AG$2,$AS$2:$BA$2,0)+1,FALSE)","v":0.27230879745579228},{"$f":"K233*VLOOKUP($B233,$AR$36:$AZ$47,MATCH(AH$2,$AS$2:$BA$2,0)+1,FALSE)","v":0.42811763789253277},{"$f":"L233*VLOOKUP($B233,$AR$36:$AZ$47,MATCH(AI$2,$AS$2:$BA$2,0)+1,FALSE)","v":0},{"$f":"M233*VLOOKUP($B233,$AR$36:$AZ$47,MATCH(AJ$2,$AS$2:$BA$2,0)+1,FALSE)","v":9.0883211413506595E-2},{"$f":"N233*VLOOKUP($B233,$AR$36:$AZ$47,MATCH(AK$2,$AS$2:$BA$2,0)+1,FALSE)","v":9.2645137948496686E-2},{"$f":"O233*VLOOKUP($B233,$AR$36:$AZ$47,MATCH(AL$2,$AS$2:$BA$2,0)+1,FALSE)","v":7.2923672237545881E-2},{"$f":"P233*VLOOKUP($B233,$AR$36:$AZ$47,MATCH(AM$2,$AS$2:$BA$2,0)+1,FALSE)","v":0},{"$f":"Q233*VLOOKUP($B233,$AR$36:$AZ$47,MATCH(AN$2,$AS$2:$BA$2,0)+1,FALSE)","v":1.4098715321122319E-3},{"$f":"R233*VLOOKUP($B233,$AR$36:$BA$47,MATCH(AO$2,$AS$2:$BA$2,0)+1,FALSE)","v":0},0.95828832847998657]
[2006,1,10,16,null,2013,1,10,16,0.30957681768543444,0.49938924443518473,0,0.10321847471066502,0.11652420000000005,8.1637000000000001E-2,0,1.844841099551928E-3,0,1.1121905779308361,null,null,0.29311197192118016,9.0442834695932339E-2,0.44205699120853525,9.1851802345110214E-2,7.5255985216698379E-2,0,0,1.3484631500345877E-3,0,0.99406804853749098,null,{"$f":"J234*VLOOKUP($B234,$AR$36:$AZ$47,MATCH(AG$2,$AS$2:$BA$2,0)+1,FALSE)","v":0.29705080686145829},{"$f":"K234*VLOOKUP($B234,$AR$36:$AZ$47,MATCH(AH$2,$AS$2:$BA$2,0)+1,FALSE)","v":0.42235035822003908},{"$f":"L234*VLOOKUP($B234,$AR$36:$AZ$47,MATCH(AI$2,$AS$2:$BA$2,0)+1,FALSE)","v":0},{"$f":"M234*VLOOKUP($B234,$AR$36:$AZ$47,MATCH(AJ$2,$AS$2:$BA$2,0)+1,FALSE)","v":8.8767488931385738E-2},{"$f":"N234*VLOOKUP($B234,$AR$36:$AZ$47,MATCH(AK$2,$AS$2:$BA$2,0)+1,FALSE)","v":9.1150501949494811E-2},{"$f":"O234*VLOOKUP($B234,$AR$36:$AZ$47,MATCH(AL$2,$AS$2:$BA$2,0)+1,FALSE)","v":7.2348514090568666E-2},{"$f":"P234*VLOOKUP($B234,$AR$36:$AZ$47,MATCH(AM$2,$AS$2:$BA$2,0)+1,FALSE)","v":0},{"$f":"Q234*VLOOKUP($B234,$AR$36:$AZ$47,MATCH(AN$2,$AS$2:$BA$2,0)+1,FALSE)","v":1.4098715321122319E-3},{"$f":"R234*VLOOKUP($B234,$AR$36:$BA$47,MATCH(AO$2,$AS$2:$BA$2,0)+1,FALSE)","v":0},0.97307754158505877]
[2006,1,10,17,null,2013,1,10,17,0.36188718295936639,0.5028156083222286,1.9642204116638255E-3,0.10977857983305231,0.11353140000000003,8.0976999999999993E-2,3.9987655583373228E-6,1.9227614710425596E-3,0,1.1728807517629121,null,null,0.34264020995914368,9.6190977214363774E-2,0.44508999227447787,8.94926866072768E-2,7.4647572974173279E-2,1.0985164880455396E-3,2.0012972852427986E-6,1.4054180550492484E-3,0,1.0505673748698154,null,{"$f":"J235*VLOOKUP($B235,$AR$36:$AZ$47,MATCH(AG$2,$AS$2:$BA$2,0)+1,FALSE)","v":0.34724460473048463},{"$f":"K235*VLOOKUP($B235,$AR$36:$AZ$47,MATCH(AH$2,$AS$2:$BA$2,0)+1,FALSE)","v":0.42524814993504068},{"$f":"L235*VLOOKUP($B235,$AR$36:$AZ$47,MATCH(AI$2,$AS$2:$BA$2,0)+1,FALSE)","v":1.4519945788906315E-3},{"$f":"M235*VLOOKUP($B235,$AR$36:$AZ$47,MATCH(AJ$2,$AS$2:$BA$2,0)+1,FALSE)","v":9.4409153957657171E-2},{"$f":"N235*VLOOKUP($B235,$AR$36:$AZ$47,MATCH(AK$2,$AS$2:$BA$2,0)+1,FALSE)","v":8.8809398365565895E-2},{"$f":"O235*VLOOKUP($B235,$AR$36:$AZ$47,MATCH(AL$2,$AS$2:$BA$2,0)+1,FALSE)","v":7.1763607500422336E-2},{"$f":"P235*VLOOKUP($B235,$AR$36:$AZ$47,MATCH(AM$2,$AS$2:$BA$2,0)+1,FALSE)","v":2.0012972852427986E-6},{"$f":"Q235*VLOOKUP($B235,$AR$36:$AZ$47,MATCH(AN$2,$AS$2:$BA$2,0)+1,FALSE)","v":1.4694201369015187E-3},{"$f":"R235*VLOOKUP($B235,$AR$36:$BA$47,MATCH(AO$2,$AS$2:$BA$2,0)+1,FALSE)","v":0},1.0303983305022482]
[2006,1,10,18,null,2013,1,10,18,0.43308328534595908,0.5084379914800321,8.4180874785592386E-3,0.12374695247077756,0.1102194,7.8884999999999997E-2,1.71375666785885E-5,2.1787855487974887E-3,0,1.2649866398908043,null,null,0.41004974701576247,0.10843044520675832,0.45006689918598175,8.6881957081847677E-2,7.2719090532714969E-2,4.7079278059094483E-3,8.5769883653262672E-6,1.5925556000974171E-3,0,1.1344571994174377,null,{"$f":"J236*VLOOKUP($B236,$AR$36:$AZ$47,MATCH(AG$2,$AS$2:$BA$2,0)+1,FALSE)","v":0.41555999028631785},{"$f":"K236*VLOOKUP($B236,$AR$36:$AZ$47,MATCH(AH$2,$AS$2:$BA$2,0)+1,FALSE)","v":0.43000318935010523},{"$f":"L236*VLOOKUP($B236,$AR$36:$AZ$47,MATCH(AI$2,$AS$2:$BA$2,0)+1,FALSE)","v":6.2228339095312677E-3},{"$f":"M236*VLOOKUP($B236,$AR$36:$AZ$47,MATCH(AJ$2,$AS$2:$BA$2,0)+1,FALSE)","v":0.1064219003868643},{"$f":"N236*VLOOKUP($B236,$AR$36:$AZ$47,MATCH(AK$2,$AS$2:$BA$2,0)+1,FALSE)","v":8.6218602097865887E-2},{"$f":"O236*VLOOKUP($B236,$AR$36:$AZ$47,MATCH(AL$2,$AS$2:$BA$2,0)+1,FALSE)","v":6.9909630854079752E-2},{"$f":"P236*VLOOKUP($B236,$AR$36:$AZ$47,MATCH(AM$2,$AS$2:$BA$2,0)+1,FALSE)","v":8.5769883653262672E-6},{"$f":"Q236*VLOOKUP($B236,$AR$36:$AZ$47,MATCH(AN$2,$AS$2:$BA$2,0)+1,FALSE)","v":1.66507983835203E-3},{"$f":"R236*VLOOKUP($B236,$AR$36:$BA$47,MATCH(AO$2,$AS$2:$BA$2,0)+1,FALSE)","v":0},1.1160098037114814]
[2006,1,10,19,null,2013,1,10,19,0.47997715296901061,0.47742073460674084,8.4180874785592386E-3,0.10665798412140994,0.10084819999999997,7.3649000000000006E-2,1.71375666785885E-5,2.1787855487974887E-3,0,1.2491670822911969,null,null,0.45444956387792196,9.3456626383351699E-2,0.42261057047698614,7.9494979869075583E-2,6.7892353408682576E-2,4.7079278059094483E-3,8.5769883653262672E-6,1.5925556000974171E-3,0,1.1242131544103902,null,{"$f":"J237*VLOOKUP($B237,$AR$36:$AZ$47,MATCH(AG$2,$AS$2:$BA$2,0)+1,FALSE)","v":0.46055645132118844},{"$f":"K237*VLOOKUP($B237,$AR$36:$AZ$47,MATCH(AH$2,$AS$2:$BA$2,0)+1,FALSE)","v":0.40377084714927558},{"$f":"L237*VLOOKUP($B237,$AR$36:$AZ$47,MATCH(AI$2,$AS$2:$BA$2,0)+1,FALSE)","v":6.2228339095312677E-3},{"$f":"M237*VLOOKUP($B237,$AR$36:$AZ$47,MATCH(AJ$2,$AS$2:$BA$2,0)+1,FALSE)","v":9.1725453718247196E-2},{"$f":"N237*VLOOKUP($B237,$AR$36:$AZ$47,MATCH(AK$2,$AS$2:$BA$2,0)+1,FALSE)","v":7.8888025411914753E-2},{"$f":"O237*VLOOKUP($B237,$AR$36:$AZ$47,MATCH(AL$2,$AS$2:$BA$2,0)+1,FALSE)","v":6.5269371905585599E-2},{"$f":"P237*VLOOKUP($B237,$AR$36:$AZ$47,MATCH(AM$2,$AS$2:$BA$2,0)+1,FALSE)","v":8.5769883653262672E-6},{"$f":"Q237*VLOOKUP($B237,$AR$36:$AZ$47,MATCH(AN$2,$AS$2:$BA$2,0)+1,FALSE)","v":1.66507983835203E-3},{"$f":"R237*VLOOKUP($B237,$AR$36:$BA$47,MATCH(AO$2,$AS$2:$BA$2,0)+1,FALSE)","v":0},1.1081066402424602]
[2006,1,10,20,null,2013,1,10,20,0.47944955850534732,0.46158585361322324,8.4180874785592386E-3,0.10171223486060969,9.6426599999999973E-2,7.1756E-2,1.71375666785885E-5,2.1787855487974887E-3,0,1.2215442575732156,null,null,0.45395002953043673,8.9123026375252865E-2,0.40859360890614449,7.6009592891528088E-2,6.6147316476712875E-2,4.7079278059094483E-3,8.5769883653262672E-6,1.5925556000974171E-3,0,1.1001326345744473,null,{"$f":"J238*VLOOKUP($B238,$AR$36:$AZ$47,MATCH(AG$2,$AS$2:$BA$2,0)+1,FALSE)","v":0.46005020423751281},{"$f":"K238*VLOOKUP($B238,$AR$36:$AZ$47,MATCH(AH$2,$AS$2:$BA$2,0)+1,FALSE)","v":0.39037875323754567},{"$f":"L238*VLOOKUP($B238,$AR$36:$AZ$47,MATCH(AI$2,$AS$2:$BA$2,0)+1,FALSE)","v":6.2228339095312677E-3},{"$f":"M238*VLOOKUP($B238,$AR$36:$AZ$47,MATCH(AJ$2,$AS$2:$BA$2,0)+1,FALSE)","v":8.747212848750599E-2},{"$f":"N238*VLOOKUP($B238,$AR$36:$AZ$47,MATCH(AK$2,$AS$2:$BA$2,0)+1,FALSE)","v":7.5429249814915278E-2},{"$f":"O238*VLOOKUP($B238,$AR$36:$AZ$47,MATCH(AL$2,$AS$2:$BA$2,0)+1,FALSE)","v":6.3591753458393185E-2},{"$f":"P238*VLOOKUP($B238,$AR$36:$AZ$47,MATCH(AM$2,$AS$2:$BA$2,0)+1,FALSE)","v":8.5769883653262672E-6},{"$f":"Q238*VLOOKUP($B238,$AR$36:$AZ$47,MATCH(AN$2,$AS$2:$BA$2,0)+1,FALSE)","v":1.66507983835203E-3},{"$f":"R238*VLOOKUP($B238,$AR$36:$BA$47,MATCH(AO$2,$AS$2:$BA$2,0)+1,FALSE)","v":0},1.0848185799721215]
[2006,1,10,21,null,2013,1,10,21,0.44744985227642081,0.45780433538696724,8.4180874785592386E-3,0.11254331717246456,9.3324999999999991E-2,7.0813000000000001E-2,1.71375666785885E-5,2.1787855487974887E-3,0,1.1925495154298882,null,null,0.42365222795800195,9.8613515261618004E-2,0.4052462269031748,7.3564714058173372E-2,6.5278024439286875E-2,4.7079278059094483E-3,8.5769883653262672E-6,1.5925556000974171E-3,0,1.0726637690146272,null,{"$f":"J239*VLOOKUP($B239,$AR$36:$AZ$47,MATCH(AG$2,$AS$2:$BA$2,0)+1,FALSE)","v":0.42934526119397082},{"$f":"K239*VLOOKUP($B239,$AR$36:$AZ$47,MATCH(AH$2,$AS$2:$BA$2,0)+1,FALSE)","v":0.38718059549732203},{"$f":"L239*VLOOKUP($B239,$AR$36:$AZ$47,MATCH(AI$2,$AS$2:$BA$2,0)+1,FALSE)","v":6.2228339095312677E-3},{"$f":"M239*VLOOKUP($B239,$AR$36:$AZ$47,MATCH(AJ$2,$AS$2:$BA$2,0)+1,FALSE)","v":9.6786817373653258E-2},{"$f":"N239*VLOOKUP($B239,$AR$36:$AZ$47,MATCH(AK$2,$AS$2:$BA$2,0)+1,FALSE)","v":7.3003037947796237E-2},{"$f":"O239*VLOOKUP($B239,$AR$36:$AZ$47,MATCH(AL$2,$AS$2:$BA$2,0)+1,FALSE)","v":6.275604601216897E-2},{"$f":"P239*VLOOKUP($B239,$AR$36:$AZ$47,MATCH(AM$2,$AS$2:$BA$2,0)+1,FALSE)","v":8.5769883653262672E-6},{"$f":"Q239*VLOOKUP($B239,$AR$36:$AZ$47,MATCH(AN$2,$AS$2:$BA$2,0)+1,FALSE)","v":1.66507983835203E-3},{"$f":"R239*VLOOKUP($B239,$AR$36:$BA$47,MATCH(AO$2,$AS$2:$BA$2,0)+1,FALSE)","v":0},1.0569682487611598]
[2006,1,10,22,null,2013,1,10,22,0.4051341292320349,0.44064260457582394,8.4180874785592386E-3,0.11881989757709505,9.0516599999999975E-2,6.9110000000000005E-2,1.71375666785885E-5,2.1787855487974887E-3,0,1.1348372419789892,null,null,0.38358706701493156,0.10411322571154455,0.39005474416532532,7.135095415502872E-2,6.3708136486225919E-2,4.7079278059094483E-3,8.5769883653262672E-6,1.5925556000974171E-3,0,1.0191231879274283,null,{"$f":"J240*VLOOKUP($B240,$AR$36:$AZ$47,MATCH(AG$2,$AS$2:$BA$2,0)+1,FALSE)","v":0.38874170512914519},{"$f":"K240*VLOOKUP($B240,$AR$36:$AZ$47,MATCH(AH$2,$AS$2:$BA$2,0)+1,FALSE)","v":0.37266633986099945},{"$f":"L240*VLOOKUP($B240,$AR$36:$AZ$47,MATCH(AI$2,$AS$2:$BA$2,0)+1,FALSE)","v":6.2228339095312677E-3},{"$f":"M240*VLOOKUP($B240,$AR$36:$AZ$47,MATCH(AJ$2,$AS$2:$BA$2,0)+1,FALSE)","v":0.10218465223952171},{"$f":"N240*VLOOKUP($B240,$AR$36:$AZ$47,MATCH(AK$2,$AS$2:$BA$2,0)+1,FALSE)","v":7.0806180387950626E-2},{"$f":"O240*VLOOKUP($B240,$AR$36:$AZ$47,MATCH(AL$2,$AS$2:$BA$2,0)+1,FALSE)","v":6.1246809765170211E-2},{"$f":"P240*VLOOKUP($B240,$AR$36:$AZ$47,MATCH(AM$2,$AS$2:$BA$2,0)+1,FALSE)","v":8.5769883653262672E-6},{"$f":"Q240*VLOOKUP($B240,$AR$36:$AZ$47,MATCH(AN$2,$AS$2:$BA$2,0)+1,FALSE)","v":1.66507983835203E-3},{"$f":"R240*VLOOKUP($B240,$AR$36:$BA$47,MATCH(AO$2,$AS$2:$BA$2,0)+1,FALSE)","v":0},1.0035421781190357]
[2006,1,10,23,null,2013,1,10,23,0.35695987454011158,0.41470653974564953,8.4180874785592386E-3,0.11664566414861441,8.7399100000000007E-2,6.7193000000000003E-2,1.71375666785885E-5,2.1787855487974887E-3,0,1.0535181890284111,null,null,0.33797496048139003,0.10220810325053489,0.36709626255929129,6.8893541928118959E-2,6.194097547270986E-2,4.7079278059094483E-3,8.5769883653262672E-6,1.5925556000974171E-3,0,0.94442290408641716,null,{"$f":"J241*VLOOKUP($B241,$AR$36:$AZ$47,MATCH(AG$2,$AS$2:$BA$2,0)+1,FALSE)","v":0.34251666368975026},{"$f":"K241*VLOOKUP($B241,$AR$36:$AZ$47,MATCH(AH$2,$AS$2:$BA$2,0)+1,FALSE)","v":0.35073133346287094},{"$f":"L241*VLOOKUP($B241,$AR$36:$AZ$47,MATCH(AI$2,$AS$2:$BA$2,0)+1,FALSE)","v":6.2228339095312677E-3},{"$f":"M241*VLOOKUP($B241,$AR$36:$AZ$47,MATCH(AJ$2,$AS$2:$BA$2,0)+1,FALSE)","v":0.10031481990245307},{"$f":"N241*VLOOKUP($B241,$AR$36:$AZ$47,MATCH(AK$2,$AS$2:$BA$2,0)+1,FALSE)","v":6.8367530821358047E-2},{"$f":"O241*VLOOKUP($B241,$AR$36:$AZ$47,MATCH(AL$2,$AS$2:$BA$2,0)+1,FALSE)","v":5.9547921987427026E-2},{"$f":"P241*VLOOKUP($B241,$AR$36:$AZ$47,MATCH(AM$2,$AS$2:$BA$2,0)+1,FALSE)","v":8.5769883653262672E-6},{"$f":"Q241*VLOOKUP($B241,$AR$36:$AZ$47,MATCH(AN$2,$AS$2:$BA$2,0)+1,FALSE)","v":1.66507983835203E-3},{"$f":"R241*VLOOKUP($B241,$AR$36:$BA$47,MATCH(AO$2,$AS$2:$BA$2,0)+1,FALSE)","v":0},0.92937476060010793]
[2006,1,10,24,null,2013,1,10,24,0.25877271619232722,0.40945193424445503,8.4180874785592386E-3,0.1325979756734838,8.5615099999999986E-2,6.5493999999999997E-2,1.71375666785885E-5,2.1787855487974887E-3,0,0.96254573670430132,null,null,0.24500988701164508,0.11618595245152397,0.36244491068551793,6.7487279405967521E-2,6.0374774866573291E-2,4.7079278059094483E-3,8.5769883653262672E-6,1.5925556000974171E-3,0,0.85781186481560001,null,{"$f":"J242*VLOOKUP($B242,$AR$36:$AZ$47,MATCH(AG$2,$AS$2:$BA$2,0)+1,FALSE)","v":0.24830232674841088},{"$f":"K242*VLOOKUP($B242,$AR$36:$AZ$47,MATCH(AH$2,$AS$2:$BA$2,0)+1,FALSE)","v":0.34628733603908879},{"$f":"L242*VLOOKUP($B242,$AR$36:$AZ$47,MATCH(AI$2,$AS$2:$BA$2,0)+1,FALSE)","v":6.2228339095312677E-3},{"$f":"M242*VLOOKUP($B242,$AR$36:$AZ$47,MATCH(AJ$2,$AS$2:$BA$2,0)+1,FALSE)","v":0.11403374609936914},{"$f":"N242*VLOOKUP($B242,$AR$36:$AZ$47,MATCH(AK$2,$AS$2:$BA$2,0)+1,FALSE)","v":6.6972005295519638E-2},{"$f":"O242*VLOOKUP($B242,$AR$36:$AZ$47,MATCH(AL$2,$AS$2:$BA$2,0)+1,FALSE)","v":5.8042230628853386E-2},{"$f":"P242*VLOOKUP($B242,$AR$36:$AZ$47,MATCH(AM$2,$AS$2:$BA$2,0)+1,FALSE)","v":8.5769883653262672E-6},{"$f":"Q242*VLOOKUP($B242,$AR$36:$AZ$47,MATCH(AN$2,$AS$2:$BA$2,0)+1,FALSE)","v":1.66507983835203E-3},{"$f":"R242*VLOOKUP($B242,$AR$36:$BA$47,MATCH(AO$2,$AS$2:$BA$2,0)+1,FALSE)","v":0},0.84153413554749046]
[2006,1,11,1,null,2013,1,11,1,0.23298161243550689,0.34342540295242019,8.4180874785592386E-3,9.1915506842089378E-2,8.5020300000000062E-2,6.2532000000000004E-2,1.71375666785885E-5,2.1787855487974887E-3,0,0.82648883282405172,null,null,0.2205904833343747,8.0538866851255456E-2,0.30399853826533391,6.7018420130084355E-2,5.7644294469059172E-2,4.7079278059094483E-3,8.5769883653262672E-6,1.5925556000974171E-3,0,0.73609966344447975,null,{"$f":"J243*VLOOKUP($B243,$AR$36:$AZ$47,MATCH(AG$2,$AS$2:$BA$2,0)+1,FALSE)","v":0.22355477543597443},{"$f":"K243*VLOOKUP($B243,$AR$36:$AZ$47,MATCH(AH$2,$AS$2:$BA$2,0)+1,FALSE)","v":0.29044646751025754},{"$f":"L243*VLOOKUP($B243,$AR$36:$AZ$47,MATCH(AI$2,$AS$2:$BA$2,0)+1,FALSE)","v":6.2228339095312677E-3},{"$f":"M243*VLOOKUP($B243,$AR$36:$AZ$47,MATCH(AJ$2,$AS$2:$BA$2,0)+1,FALSE)","v":7.9046980292035274E-2},{"$f":"N243*VLOOKUP($B243,$AR$36:$AZ$47,MATCH(AK$2,$AS$2:$BA$2,0)+1,FALSE)","v":6.6506725820873566E-2},{"$f":"O243*VLOOKUP($B243,$AR$36:$AZ$47,MATCH(AL$2,$AS$2:$BA$2,0)+1,FALSE)","v":5.5417240750045199E-2},{"$f":"P243*VLOOKUP($B243,$AR$36:$AZ$47,MATCH(AM$2,$AS$2:$BA$2,0)+1,FALSE)","v":8.5769883653262672E-6},{"$f":"Q243*VLOOKUP($B243,$AR$36:$AZ$47,MATCH(AN$2,$AS$2:$BA$2,0)+1,FALSE)","v":1.66507983835203E-3},{"$f":"R243*VLOOKUP($B243,$AR$36:$BA$47,MATCH(AO$2,$AS$2:$BA$2,0)+1,FALSE)","v":0},0.72286868054543463]
[2006,1,11,2,null,2013,1,11,2,0.21884488177056996,0.33425415065432323,8.4180874785592386E-3,8.6234196451001E-2,8.3821699999999985E-2,6.2484999999999999E-2,1.71375666785885E-5,2.1787855487974887E-3,0,0.79625393946992951,null,null,0.20720561481386196,7.5560748176300874E-2,0.29588018921859688,6.6073607204607449E-2,5.760096814269753E-2,4.7079278059094483E-3,8.5769883653262672E-6,1.5925556000974171E-3,0,0.70863018795043686,null,{"$f":"J244*VLOOKUP($B244,$AR$36:$AZ$47,MATCH(AG$2,$AS$2:$BA$2,0)+1,FALSE)","v":0.20999004122299589},{"$f":"K244*VLOOKUP($B244,$AR$36:$AZ$47,MATCH(AH$2,$AS$2:$BA$2,0)+1,FALSE)","v":0.28269002954810524},{"$f":"L244*VLOOKUP($B244,$AR$36:$AZ$47,MATCH(AI$2,$AS$2:$BA$2,0)+1,FALSE)","v":6.2228339095312677E-3},{"$f":"M244*VLOOKUP($B244,$AR$36:$AZ$47,MATCH(AJ$2,$AS$2:$BA$2,0)+1,FALSE)","v":7.4161075334900739E-2},{"$f":"N244*VLOOKUP($B244,$AR$36:$AZ$47,MATCH(AK$2,$AS$2:$BA$2,0)+1,FALSE)","v":6.5569126664332081E-2},{"$f":"O244*VLOOKUP($B244,$AR$36:$AZ$47,MATCH(AL$2,$AS$2:$BA$2,0)+1,FALSE)","v":5.5375588311049925E-2},{"$f":"P244*VLOOKUP($B244,$AR$36:$AZ$47,MATCH(AM$2,$AS$2:$BA$2,0)+1,FALSE)","v":8.5769883653262672E-6},{"$f":"Q244*VLOOKUP($B244,$AR$36:$AZ$47,MATCH(AN$2,$AS$2:$BA$2,0)+1,FALSE)","v":1.66507983835203E-3},{"$f":"R244*VLOOKUP($B244,$AR$36:$BA$47,MATCH(AO$2,$AS$2:$BA$2,0)+1,FALSE)","v":0},0.69568235181763249]
[2006,1,11,3,null,2013,1,11,3,0.21621546993273125,0.33102425436900418,8.4180874785592386E-3,8.6050036973674165E-2,8.3045700000000014E-2,6.2934000000000004E-2,1.71375666785885E-5,2.1787855487974887E-3,0,0.78988347186944485,null,null,0.2047160482676843,7.539938263382169E-2,0.2930211003421061,6.5461914538021429E-2,5.8014872834960818E-2,4.7079278059094483E-3,8.5769883653262672E-6,1.5925556000974171E-3,0,0.70292237901096655,null,{"$f":"J245*VLOOKUP($B245,$AR$36:$AZ$47,MATCH(AG$2,$AS$2:$BA$2,0)+1,FALSE)","v":0.20746701991332303},{"$f":"K245*VLOOKUP($B245,$AR$36:$AZ$47,MATCH(AH$2,$AS$2:$BA$2,0)+1,FALSE)","v":0.27995839712245912},{"$f":"L245*VLOOKUP($B245,$AR$36:$AZ$47,MATCH(AI$2,$AS$2:$BA$2,0)+1,FALSE)","v":6.2228339095312677E-3},{"$f":"M245*VLOOKUP($B245,$AR$36:$AZ$47,MATCH(AJ$2,$AS$2:$BA$2,0)+1,FALSE)","v":7.4002698896854707E-2},{"$f":"N245*VLOOKUP($B245,$AR$36:$AZ$47,MATCH(AK$2,$AS$2:$BA$2,0)+1,FALSE)","v":6.4962104350402394E-2},{"$f":"O245*VLOOKUP($B245,$AR$36:$AZ$47,MATCH(AL$2,$AS$2:$BA$2,0)+1,FALSE)","v":5.5773502036770686E-2},{"$f":"P245*VLOOKUP($B245,$AR$36:$AZ$47,MATCH(AM$2,$AS$2:$BA$2,0)+1,FALSE)","v":8.5769883653262672E-6},{"$f":"Q245*VLOOKUP($B245,$AR$36:$AZ$47,MATCH(AN$2,$AS$2:$BA$2,0)+1,FALSE)","v":1.66507983835203E-3},{"$f":"R245*VLOOKUP($B245,$AR$36:$BA$47,MATCH(AO$2,$AS$2:$BA$2,0)+1,FALSE)","v":0},0.69006021305605858]
[2006,1,11,4,null,2013,1,11,4,0.21695024217729417,0.33003445568192247,8.4180874785592386E-3,8.4280992125585721E-2,8.3403800000000028E-2,6.3124E-2,1.71375666785885E-5,2.1787855487974887E-3,0,0.78840750057883757,null,null,0.2054117416439746,7.38492974265577E-2,0.29214493523765261,6.574419178532101E-2,5.819002181386955E-2,4.7079278059094483E-3,8.5769883653262672E-6,1.5925556000974171E-3,0,0.70164924830174769,null,{"$f":"J246*VLOOKUP($B246,$AR$36:$AZ$47,MATCH(AG$2,$AS$2:$BA$2,0)+1,FALSE)","v":0.20817206200833094},{"$f":"K246*VLOOKUP($B246,$AR$36:$AZ$47,MATCH(AH$2,$AS$2:$BA$2,0)+1,FALSE)","v":0.27912129092781629},{"$f":"L246*VLOOKUP($B246,$AR$36:$AZ$47,MATCH(AI$2,$AS$2:$BA$2,0)+1,FALSE)","v":6.2228339095312677E-3},{"$f":"M246*VLOOKUP($B246,$AR$36:$AZ$47,MATCH(AJ$2,$AS$2:$BA$2,0)+1,FALSE)","v":7.2481327171376272E-2},{"$f":"N246*VLOOKUP($B246,$AR$36:$AZ$47,MATCH(AK$2,$AS$2:$BA$2,0)+1,FALSE)","v":6.5242226374394974E-2},{"$f":"O246*VLOOKUP($B246,$AR$36:$AZ$47,MATCH(AL$2,$AS$2:$BA$2,0)+1,FALSE)","v":5.594188423696432E-2},{"$f":"P246*VLOOKUP($B246,$AR$36:$AZ$47,MATCH(AM$2,$AS$2:$BA$2,0)+1,FALSE)","v":8.5769883653262672E-6},{"$f":"Q246*VLOOKUP($B246,$AR$36:$AZ$47,MATCH(AN$2,$AS$2:$BA$2,0)+1,FALSE)","v":1.66507983835203E-3},{"$f":"R246*VLOOKUP($B246,$AR$36:$BA$47,MATCH(AO$2,$AS$2:$BA$2,0)+1,FALSE)","v":0},0.68885528145513153]
[2006,1,11,5,null,2013,1,11,5,0.22497682795019755,0.33610411354448871,8.4180874785592386E-3,8.5135499480398558E-2,8.5483200000000023E-2,6.3489000000000004E-2,1.71375666785885E-5,2.1787855487974887E-3,0,0.80580265156912001,null,null,0.21301143338213571,7.4598040010232111E-2,0.29751776759695969,6.7383307417922839E-2,5.8526492220720552E-2,4.7079278059094483E-3,8.5769883653262672E-6,1.5925556000974171E-3,0,0.7173461010223432,null,{"$f":"J247*VLOOKUP($B247,$AR$36:$AZ$47,MATCH(AG$2,$AS$2:$BA$2,0)+1,FALSE)","v":0.21587387830714172},{"$f":"K247*VLOOKUP($B247,$AR$36:$AZ$47,MATCH(AH$2,$AS$2:$BA$2,0)+1,FALSE)","v":0.28425460567396649},{"$f":"L247*VLOOKUP($B247,$AR$36:$AZ$47,MATCH(AI$2,$AS$2:$BA$2,0)+1,FALSE)","v":6.2228339095312677E-3},{"$f":"M247*VLOOKUP($B247,$AR$36:$AZ$47,MATCH(AJ$2,$AS$2:$BA$2,0)+1,FALSE)","v":7.3216200190695344E-2},{"$f":"N247*VLOOKUP($B247,$AR$36:$AZ$47,MATCH(AK$2,$AS$2:$BA$2,0)+1,FALSE)","v":6.6868827147056609E-2},{"$f":"O247*VLOOKUP($B247,$AR$36:$AZ$47,MATCH(AL$2,$AS$2:$BA$2,0)+1,FALSE)","v":5.6265355305757367E-2},{"$f":"P247*VLOOKUP($B247,$AR$36:$AZ$47,MATCH(AM$2,$AS$2:$BA$2,0)+1,FALSE)","v":8.5769883653262672E-6},{"$f":"Q247*VLOOKUP($B247,$AR$36:$AZ$47,MATCH(AN$2,$AS$2:$BA$2,0)+1,FALSE)","v":1.66507983835203E-3},{"$f":"R247*VLOOKUP($B247,$AR$36:$BA$47,MATCH(AO$2,$AS$2:$BA$2,0)+1,FALSE)","v":0},0.70437535736086621]
[2006,1,11,6,null,2013,1,11,6,0.24619871914693567,0.35405053182291213,8.4180874785592386E-3,8.2025894046786993E-2,8.9872300000000002E-2,6.6013000000000002E-2,1.71375666785885E-5,2.1787855487974887E-3,0,0.84877445561067,null,null,0.23310463810941368,7.1873319159724877E-2,0.31340385196007492,7.0843075823738291E-2,6.0853208130013478E-2,4.7079278059094483E-3,8.5769883653262672E-6,1.5925556000974171E-3,0,0.75638715357733743,null,{"$f":"J248*VLOOKUP($B248,$AR$36:$AZ$47,MATCH(AG$2,$AS$2:$BA$2,0)+1,FALSE)","v":0.2362370952632728},{"$f":"K248*VLOOKUP($B248,$AR$36:$AZ$47,MATCH(AH$2,$AS$2:$BA$2,0)+1,FALSE)","v":0.29943249801570382},{"$f":"L248*VLOOKUP($B248,$AR$36:$AZ$47,MATCH(AI$2,$AS$2:$BA$2,0)+1,FALSE)","v":6.2228339095312677E-3},{"$f":"M248*VLOOKUP($B248,$AR$36:$AZ$47,MATCH(AJ$2,$AS$2:$BA$2,0)+1,FALSE)","v":7.0541951547873946E-2},{"$f":"N248*VLOOKUP($B248,$AR$36:$AZ$47,MATCH(AK$2,$AS$2:$BA$2,0)+1,FALSE)","v":7.0302179773434018E-2},{"$f":"O248*VLOOKUP($B248,$AR$36:$AZ$47,MATCH(AL$2,$AS$2:$BA$2,0)+1,FALSE)","v":5.8502179902013909E-2},{"$f":"P248*VLOOKUP($B248,$AR$36:$AZ$47,MATCH(AM$2,$AS$2:$BA$2,0)+1,FALSE)","v":8.5769883653262672E-6},{"$f":"Q248*VLOOKUP($B248,$AR$36:$AZ$47,MATCH(AN$2,$AS$2:$BA$2,0)+1,FALSE)","v":1.66507983835203E-3},{"$f":"R248*VLOOKUP($B248,$AR$36:$BA$47,MATCH(AO$2,$AS$2:$BA$2,0)+1,FALSE)","v":0},0.74291239523854702]
[2006,1,11,7,null,2013,1,11,7,0.28087924067134939,0.39643213407675698,8.4180874785592386E-3,8.4062336239740243E-2,0.10306459999999999,7.2622000000000006E-2,1.71375666785885E-5,2.1787855487974887E-3,0,0.9476743215818817,null,null,0.26594067579232872,7.3657705192761866E-2,0.35091984531335818,8.1242087634824711E-2,6.6945627085844298E-2,4.7079278059094483E-3,8.5769883653262672E-6,1.5925556000974171E-3,0,0.84501500141349006,null,{"$f":"J249*VLOOKUP($B249,$AR$36:$AZ$47,MATCH(AG$2,$AS$2:$BA$2,0)+1,FALSE)","v":0.26951438320177457},{"$f":"K249*VLOOKUP($B249,$AR$36:$AZ$47,MATCH(AH$2,$AS$2:$BA$2,0)+1,FALSE)","v":0.33527605110242592},{"$f":"L249*VLOOKUP($B249,$AR$36:$AZ$47,MATCH(AI$2,$AS$2:$BA$2,0)+1,FALSE)","v":6.2228339095312677E-3},{"$f":"M249*VLOOKUP($B249,$AR$36:$AZ$47,MATCH(AJ$2,$AS$2:$BA$2,0)+1,FALSE)","v":7.2293283955459947E-2},{"$f":"N249*VLOOKUP($B249,$AR$36:$AZ$47,MATCH(AK$2,$AS$2:$BA$2,0)+1,FALSE)","v":8.0621793783813997E-2},{"$f":"O249*VLOOKUP($B249,$AR$36:$AZ$47,MATCH(AL$2,$AS$2:$BA$2,0)+1,FALSE)","v":6.4359221802433669E-2},{"$f":"P249*VLOOKUP($B249,$AR$36:$AZ$47,MATCH(AM$2,$AS$2:$BA$2,0)+1,FALSE)","v":8.5769883653262672E-6},{"$f":"Q249*VLOOKUP($B249,$AR$36:$AZ$47,MATCH(AN$2,$AS$2:$BA$2,0)+1,FALSE)","v":1.66507983835203E-3},{"$f":"R249*VLOOKUP($B249,$AR$36:$BA$47,MATCH(AO$2,$AS$2:$BA$2,0)+1,FALSE)","v":0},0.82996122458215682]
[2006,1,11,8,null,2013,1,11,8,0.30925517116880663,0.44882969399281158,5.0508524871355426E-3,9.8261864742084648E-2,0.11085170000000003,7.8234999999999999E-2,1.0282540007153098E-5,2.0452077690992655E-3,0,1.052539772699945,null,null,0.29280743217736077,8.6099718240306156E-2,0.39730191689633221,8.738037624819095E-2,7.2119896657500862E-2,2.8247566835456687E-3,5.1461930191957596E-6,1.4949186200722861E-3,0,0.94003416171632814,null,{"$f":"J250*VLOOKUP($B250,$AR$36:$AZ$47,MATCH(AG$2,$AS$2:$BA$2,0)+1,FALSE)","v":0.29674217471644559},{"$f":"K250*VLOOKUP($B250,$AR$36:$AZ$47,MATCH(AH$2,$AS$2:$BA$2,0)+1,FALSE)","v":0.37959043802005182},{"$f":"L250*VLOOKUP($B250,$AR$36:$AZ$47,MATCH(AI$2,$AS$2:$BA$2,0)+1,FALSE)","v":3.7337003457187604E-3},{"$f":"M250*VLOOKUP($B250,$AR$36:$AZ$47,MATCH(AJ$2,$AS$2:$BA$2,0)+1,FALSE)","v":8.4504823533970277E-2},{"$f":"N250*VLOOKUP($B250,$AR$36:$AZ$47,MATCH(AK$2,$AS$2:$BA$2,0)+1,FALSE)","v":8.6713215769383636E-2},{"$f":"O250*VLOOKUP($B250,$AR$36:$AZ$47,MATCH(AL$2,$AS$2:$BA$2,0)+1,FALSE)","v":6.9333586484996254E-2},{"$f":"P250*VLOOKUP($B250,$AR$36:$AZ$47,MATCH(AM$2,$AS$2:$BA$2,0)+1,FALSE)","v":5.1461930191957596E-6},{"$f":"Q250*VLOOKUP($B250,$AR$36:$AZ$47,MATCH(AN$2,$AS$2:$BA$2,0)+1,FALSE)","v":1.5629965158561116E-3},{"$f":"R250*VLOOKUP($B250,$AR$36:$BA$47,MATCH(AO$2,$AS$2:$BA$2,0)+1,FALSE)","v":0},0.9221860815794416]
[2006,1,11,9,null,2013,1,11,9,0.29331484842974209,0.47873299814204384,0,0.10544253474632399,0.1149652,8.0634999999999998E-2,0,1.844841099551928E-3,0,1.0749354224176619,null,null,0.27771489564300428,9.239161658524804E-2,0.4237721799360461,9.0622899165718876E-2,7.4332304812137553E-2,0,0,1.3484631500345877E-3,0,0.96018235929218942,null,{"$f":"J251*VLOOKUP($B251,$AR$36:$AZ$47,MATCH(AG$2,$AS$2:$BA$2,0)+1,FALSE)","v":0.28144682486863315},{"$f":"K251*VLOOKUP($B251,$AR$36:$AZ$47,MATCH(AH$2,$AS$2:$BA$2,0)+1,FALSE)","v":0.40488067276204215},{"$f":"L251*VLOOKUP($B251,$AR$36:$AZ$47,MATCH(AI$2,$AS$2:$BA$2,0)+1,FALSE)","v":0},{"$f":"M251*VLOOKUP($B251,$AR$36:$AZ$47,MATCH(AJ$2,$AS$2:$BA$2,0)+1,FALSE)","v":9.0680171957864292E-2},{"$f":"N251*VLOOKUP($B251,$AR$36:$AZ$47,MATCH(AK$2,$AS$2:$BA$2,0)+1,FALSE)","v":8.9930981604885996E-2},{"$f":"O251*VLOOKUP($B251,$AR$36:$AZ$47,MATCH(AL$2,$AS$2:$BA$2,0)+1,FALSE)","v":7.1460519540073791E-2},{"$f":"P251*VLOOKUP($B251,$AR$36:$AZ$47,MATCH(AM$2,$AS$2:$BA$2,0)+1,FALSE)","v":0},{"$f":"Q251*VLOOKUP($B251,$AR$36:$AZ$47,MATCH(AN$2,$AS$2:$BA$2,0)+1,FALSE)","v":1.4098715321122319E-3},{"$f":"R251*VLOOKUP($B251,$AR$36:$BA$47,MATCH(AO$2,$AS$2:$BA$2,0)+1,FALSE)","v":0},0.93980904226561157]
[2006,1,11,10,null,2013,1,11,10,0.28549585326381655,0.49149617558738001,0,0.10729444889240507,0.11760969999999997,8.2466999999999999E-2,0,1.844841099551928E-3,0,1.0862080188431535,null,null,0.27031175380356787,9.401431412514652E-2,0.43507008409120501,9.2707462640959568E-2,7.602110970351024E-2,0,0,1.3484631500345877E-3,0,0.96947318751442368,null,{"$f":"J252*VLOOKUP($B252,$AR$36:$AZ$47,MATCH(AG$2,$AS$2:$BA$2,0)+1,FALSE)","v":0.27394419970357931},{"$f":"K252*VLOOKUP($B252,$AR$36:$AZ$47,MATCH(AH$2,$AS$2:$BA$2,0)+1,FALSE)","v":0.41567492319120475},{"$f":"L252*VLOOKUP($B252,$AR$36:$AZ$47,MATCH(AI$2,$AS$2:$BA$2,0)+1,FALSE)","v":0},{"$f":"M252*VLOOKUP($B252,$AR$36:$AZ$47,MATCH(AJ$2,$AS$2:$BA$2,0)+1,FALSE)","v":9.2272810959021165E-2},{"$f":"N252*VLOOKUP($B252,$AR$36:$AZ$47,MATCH(AK$2,$AS$2:$BA$2,0)+1,FALSE)","v":9.1999629168271424E-2},{"$f":"O252*VLOOKUP($B252,$AR$36:$AZ$47,MATCH(AL$2,$AS$2:$BA$2,0)+1,FALSE)","v":7.3084078438782979E-2},{"$f":"P252*VLOOKUP($B252,$AR$36:$AZ$47,MATCH(AM$2,$AS$2:$BA$2,0)+1,FALSE)","v":0},{"$f":"Q252*VLOOKUP($B252,$AR$36:$AZ$47,MATCH(AN$2,$AS$2:$BA$2,0)+1,FALSE)","v":1.4098715321122319E-3},{"$f":"R252*VLOOKUP($B252,$AR$36:$BA$47,MATCH(AO$2,$AS$2:$BA$2,0)+1,FALSE)","v":0},0.94838551299297191]
[2006,1,11,11,null,2013,1,11,11,0.2713396143644205,0.48934401588046161,0,0.10272954093436283,0.11836250000000001,8.3012000000000002E-2,0,1.844841099551928E-3,0,1.066632512278797,null,null,0.25690841459421687,9.001441762397587E-2,0.43316500252358614,9.330086758864771E-2,7.6523510721958996E-2,0,0,1.3484631500345877E-3,0,0.95126067620242016,null,{"$f":"J253*VLOOKUP($B253,$AR$36:$AZ$47,MATCH(AG$2,$AS$2:$BA$2,0)+1,FALSE)","v":0.26036074659288144},{"$f":"K253*VLOOKUP($B253,$AR$36:$AZ$47,MATCH(AH$2,$AS$2:$BA$2,0)+1,FALSE)","v":0.41385476900628276},{"$f":"L253*VLOOKUP($B253,$AR$36:$AZ$47,MATCH(AI$2,$AS$2:$BA$2,0)+1,FALSE)","v":0},{"$f":"M253*VLOOKUP($B253,$AR$36:$AZ$47,MATCH(AJ$2,$AS$2:$BA$2,0)+1,FALSE)","v":8.8347007775296721E-2},{"$f":"N253*VLOOKUP($B253,$AR$36:$AZ$47,MATCH(AK$2,$AS$2:$BA$2,0)+1,FALSE)","v":9.2588503392403265E-2},{"$f":"O253*VLOOKUP($B253,$AR$36:$AZ$47,MATCH(AL$2,$AS$2:$BA$2,0)+1,FALSE)","v":7.356706948670684E-2},{"$f":"P253*VLOOKUP($B253,$AR$36:$AZ$47,MATCH(AM$2,$AS$2:$BA$2,0)+1,FALSE)","v":0},{"$f":"Q253*VLOOKUP($B253,$AR$36:$AZ$47,MATCH(AN$2,$AS$2:$BA$2,0)+1,FALSE)","v":1.4098715321122319E-3},{"$f":"R253*VLOOKUP($B253,$AR$36:$BA$47,MATCH(AO$2,$AS$2:$BA$2,0)+1,FALSE)","v":0},0.93012796778568341]
[2006,1,11,12,null,2013,1,11,12,0.2774290063632408,0.48453682486078914,0,9.716838382749958E-2,0.11885650000000006,8.3733000000000002E-2,0,1.844841099551928E-3,0,1.0635685561510815,null,null,0.26267394222616286,8.5141580524376939E-2,0.42890969982734051,9.3690269878974428E-2,7.7188155005081097E-2,0,0,1.3484631500345877E-3,0,0.94895211061197038,null,{"$f":"J254*VLOOKUP($B254,$AR$36:$AZ$47,MATCH(AG$2,$AS$2:$BA$2,0)+1,FALSE)","v":0.266203751311611},{"$f":"K254*VLOOKUP($B254,$AR$36:$AZ$47,MATCH(AH$2,$AS$2:$BA$2,0)+1,FALSE)","v":0.40978916512751451},{"$f":"L254*VLOOKUP($B254,$AR$36:$AZ$47,MATCH(AI$2,$AS$2:$BA$2,0)+1,FALSE)","v":0},{"$f":"M254*VLOOKUP($B254,$AR$36:$AZ$47,MATCH(AJ$2,$AS$2:$BA$2,0)+1,FALSE)","v":8.3564434177760563E-2},{"$f":"N254*VLOOKUP($B254,$AR$36:$AZ$47,MATCH(AK$2,$AS$2:$BA$2,0)+1,FALSE)","v":9.2974932545858549E-2},{"$f":"O254*VLOOKUP($B254,$AR$36:$AZ$47,MATCH(AL$2,$AS$2:$BA$2,0)+1,FALSE)","v":7.4206035625336383E-2},{"$f":"P254*VLOOKUP($B254,$AR$36:$AZ$47,MATCH(AM$2,$AS$2:$BA$2,0)+1,FALSE)","v":0},{"$f":"Q254*VLOOKUP($B254,$AR$36:$AZ$47,MATCH(AN$2,$AS$2:$BA$2,0)+1,FALSE)","v":1.4098715321122319E-3},{"$f":"R254*VLOOKUP($B254,$AR$36:$BA$47,MATCH(AO$2,$AS$2:$BA$2,0)+1,FALSE)","v":0},0.92814819032019324]
[2006,1,11,13,null,2013,1,11,13,0.25921787312009825,0.48805468730845197,0,0.10641530910853442,0.11850610000000002,8.3683999999999995E-2,0,1.844841099551928E-3,0,1.0577228106366368,null,null,0.24543136826430764,9.3243987937222189E-2,0.4320236949852822,9.3414062262515959E-2,7.7142985005257264E-2,0,0,1.3484631500345877E-3,0,0.94260456160461981,null,{"$f":"J255*VLOOKUP($B255,$AR$36:$AZ$47,MATCH(AG$2,$AS$2:$BA$2,0)+1,FALSE)","v":0.24872947186077105},{"$f":"K255*VLOOKUP($B255,$AR$36:$AZ$47,MATCH(AH$2,$AS$2:$BA$2,0)+1,FALSE)","v":0.41276434026693837},{"$f":"L255*VLOOKUP($B255,$AR$36:$AZ$47,MATCH(AI$2,$AS$2:$BA$2,0)+1,FALSE)","v":0},{"$f":"M255*VLOOKUP($B255,$AR$36:$AZ$47,MATCH(AJ$2,$AS$2:$BA$2,0)+1,FALSE)","v":9.1516754146007476E-2},{"$f":"N255*VLOOKUP($B255,$AR$36:$AZ$47,MATCH(AK$2,$AS$2:$BA$2,0)+1,FALSE)","v":9.2700833810290262E-2},{"$f":"O255*VLOOKUP($B255,$AR$36:$AZ$47,MATCH(AL$2,$AS$2:$BA$2,0)+1,FALSE)","v":7.4162610742128543E-2},{"$f":"P255*VLOOKUP($B255,$AR$36:$AZ$47,MATCH(AM$2,$AS$2:$BA$2,0)+1,FALSE)","v":0},{"$f":"Q255*VLOOKUP($B255,$AR$36:$AZ$47,MATCH(AN$2,$AS$2:$BA$2,0)+1,FALSE)","v":1.4098715321122319E-3},{"$f":"R255*VLOOKUP($B255,$AR$36:$BA$47,MATCH(AO$2,$AS$2:$BA$2,0)+1,FALSE)","v":0},0.92128388235824787]
[2006,1,11,14,null,2013,1,11,14,0.24412605121578054,0.48857129688147549,0,0.1087003626213863,0.11796710000000001,8.4163000000000002E-2,0,1.844841099551928E-3,0,1.0453726518181943,null,null,0.23114220504035879,9.5246213970047566E-2,0.43248099532970308,9.2989188103637238E-2,7.7584544799453509E-2,0,0,1.3484631500345877E-3,0,0.93079161039323477,null,{"$f":"J256*VLOOKUP($B256,$AR$36:$AZ$47,MATCH(AG$2,$AS$2:$BA$2,0)+1,FALSE)","v":0.23424829104366515},{"$f":"K256*VLOOKUP($B256,$AR$36:$AZ$47,MATCH(AH$2,$AS$2:$BA$2,0)+1,FALSE)","v":0.41320125443891492},{"$f":"L256*VLOOKUP($B256,$AR$36:$AZ$47,MATCH(AI$2,$AS$2:$BA$2,0)+1,FALSE)","v":0},{"$f":"M256*VLOOKUP($B256,$AR$36:$AZ$47,MATCH(AJ$2,$AS$2:$BA$2,0)+1,FALSE)","v":9.3481891326907374E-2},{"$f":"N256*VLOOKUP($B256,$AR$36:$AZ$47,MATCH(AK$2,$AS$2:$BA$2,0)+1,FALSE)","v":9.227920362058907E-2},{"$f":"O256*VLOOKUP($B256,$AR$36:$AZ$47,MATCH(AL$2,$AS$2:$BA$2,0)+1,FALSE)","v":7.4587111131037775E-2},{"$f":"P256*VLOOKUP($B256,$AR$36:$AZ$47,MATCH(AM$2,$AS$2:$BA$2,0)+1,FALSE)","v":0},{"$f":"Q256*VLOOKUP($B256,$AR$36:$AZ$47,MATCH(AN$2,$AS$2:$BA$2,0)+1,FALSE)","v":1.4098715321122319E-3},{"$f":"R256*VLOOKUP($B256,$AR$36:$BA$47,MATCH(AO$2,$AS$2:$BA$2,0)+1,FALSE)","v":0},0.90920762309322656]
[2006,1,11,15,null,2013,1,11,15,0.25701608104115525,0.47532227748043054,0,9.7786298568006622E-2,0.11713520000000001,8.3773E-2,0,1.844841099551928E-3,0,1.0328776981891443,null,null,0.24334667851639766,8.5683014224967019E-2,0.42075302617907878,9.2333431493672125E-2,7.7225028474325039E-2,0,0,1.3484631500345877E-3,0,0.92068964203847514,null,{"$f":"J257*VLOOKUP($B257,$AR$36:$AZ$47,MATCH(AG$2,$AS$2:$BA$2,0)+1,FALSE)","v":0.24661676807861715},{"$f":"K257*VLOOKUP($B257,$AR$36:$AZ$47,MATCH(AH$2,$AS$2:$BA$2,0)+1,FALSE)","v":0.40199611105136673},{"$f":"L257*VLOOKUP($B257,$AR$36:$AZ$47,MATCH(AI$2,$AS$2:$BA$2,0)+1,FALSE)","v":0},{"$f":"M257*VLOOKUP($B257,$AR$36:$AZ$47,MATCH(AJ$2,$AS$2:$BA$2,0)+1,FALSE)","v":8.4095838464079004E-2},{"$f":"N257*VLOOKUP($B257,$AR$36:$AZ$47,MATCH(AK$2,$AS$2:$BA$2,0)+1,FALSE)","v":9.1628453797189438E-2},{"$f":"O257*VLOOKUP($B257,$AR$36:$AZ$47,MATCH(AL$2,$AS$2:$BA$2,0)+1,FALSE)","v":7.4241484509587674E-2},{"$f":"P257*VLOOKUP($B257,$AR$36:$AZ$47,MATCH(AM$2,$AS$2:$BA$2,0)+1,FALSE)","v":0},{"$f":"Q257*VLOOKUP($B257,$AR$36:$AZ$47,MATCH(AN$2,$AS$2:$BA$2,0)+1,FALSE)","v":1.4098715321122319E-3},{"$f":"R257*VLOOKUP($B257,$AR$36:$BA$47,MATCH(AO$2,$AS$2:$BA$2,0)+1,FALSE)","v":0},0.89998852743295221]
[2006,1,11,16,null,2013,1,11,16,0.28048950777527243,0.46594150987886218,0,9.1974679728773837E-2,0.11521209999999997,8.2478999999999997E-2,0,1.844841099551928E-3,0,1.0379416384824605,null,null,0.26557167084374839,8.0590715743848421E-2,0.41244921517917238,9.0817521484507641E-2,7.6032171744283422E-2,0,0,1.3484631500345877E-3,0,0.92680975814559485,null,{"$f":"J258*VLOOKUP($B258,$AR$36:$AZ$47,MATCH(AG$2,$AS$2:$BA$2,0)+1,FALSE)","v":0.2691404195694016},{"$f":"K258*VLOOKUP($B258,$AR$36:$AZ$47,MATCH(AH$2,$AS$2:$BA$2,0)+1,FALSE)","v":0.39406247891761431},{"$f":"L258*VLOOKUP($B258,$AR$36:$AZ$47,MATCH(AI$2,$AS$2:$BA$2,0)+1,FALSE)","v":0},{"$f":"M258*VLOOKUP($B258,$AR$36:$AZ$47,MATCH(AJ$2,$AS$2:$BA$2,0)+1,FALSE)","v":7.9097868745662631E-2},{"$f":"N258*VLOOKUP($B258,$AR$36:$AZ$47,MATCH(AK$2,$AS$2:$BA$2,0)+1,FALSE)","v":9.0124117957088606E-2},{"$f":"O258*VLOOKUP($B258,$AR$36:$AZ$47,MATCH(AL$2,$AS$2:$BA$2,0)+1,FALSE)","v":7.3094713104058365E-2},{"$f":"P258*VLOOKUP($B258,$AR$36:$AZ$47,MATCH(AM$2,$AS$2:$BA$2,0)+1,FALSE)","v":0},{"$f":"Q258*VLOOKUP($B258,$AR$36:$AZ$47,MATCH(AN$2,$AS$2:$BA$2,0)+1,FALSE)","v":1.4098715321122319E-3},{"$f":"R258*VLOOKUP($B258,$AR$36:$BA$47,MATCH(AO$2,$AS$2:$BA$2,0)+1,FALSE)","v":0},0.90692946982593781]
[2006,1,11,17,null,2013,1,11,17,0.31756573283961909,0.46739566421928347,1.8239189536878317E-3,9.8680073760974277E-2,0.11231300000000004,8.0598000000000003E-2,3.7131394470275012E-6,1.9171957302217997E-3,0,1.0802972986432335,null,null,{"$f":"$J259*$AS$6","v":0.30067599655280952},{"$f":"$M259*$AV$6","v":8.6466164356370251E-2},{"$f":"$K259*$AT$6","v":0.41373642570611618},{"$f":"$N259*$AW$6","v":8.8532266059637071E-2},{"$f":"$O259*$AX$6","v":7.4298196853086917E-2},{"$f":"$L259*$AU$6","v":1.020051024613712E-3},{"$f":"$P259*$AY$6","v":1.8583474791540209E-6},{"$f":"$Q259*$AZ$6","v":1.4013498475482008E-3},0,{"$f":"SUM(V259:AD259)","v":0.96613230874766087},null,{"$f":"J259*VLOOKUP($B259,$AR$36:$AZ$47,MATCH(AG$2,$AS$2:$BA$2,0)+1,FALSE)","v":0.30471647675961472},{"$f":"K259*VLOOKUP($B259,$AR$36:$AZ$47,MATCH(AH$2,$AS$2:$BA$2,0)+1,FALSE)","v":0.39529230637871388},{"$f":"L259*VLOOKUP($B259,$AR$36:$AZ$47,MATCH(AI$2,$AS$2:$BA$2,0)+1,FALSE)","v":1.3482806803984391E-3},{"$f":"M259*VLOOKUP($B259,$AR$36:$AZ$47,MATCH(AJ$2,$AS$2:$BA$2,0)+1,FALSE)","v":8.4864481672296321E-2},{"$f":"N259*VLOOKUP($B259,$AR$36:$AZ$47,MATCH(AK$2,$AS$2:$BA$2,0)+1,FALSE)","v":8.7856310753076275E-2},{"$f":"O259*VLOOKUP($B259,$AR$36:$AZ$47,MATCH(AL$2,$AS$2:$BA$2,0)+1,FALSE)","v":7.1427729322141351E-2},{"$f":"P259*VLOOKUP($B259,$AR$36:$AZ$47,MATCH(AM$2,$AS$2:$BA$2,0)+1,FALSE)","v":1.8583474791540209E-6},{"$f":"Q259*VLOOKUP($B259,$AR$36:$AZ$47,MATCH(AN$2,$AS$2:$BA$2,0)+1,FALSE)","v":1.4651666651308551E-3},{"$f":"R259*VLOOKUP($B259,$AR$36:$BA$47,MATCH(AO$2,$AS$2:$BA$2,0)+1,FALSE)","v":0},0.94697261057885096]
[2006,1,11,18,null,2013,1,11,18,0.38611220564565224,0.46032022416965235,8.4180874785592386E-3,9.5600460345100169E-2,0.10874170000000001,7.8892000000000004E-2,1.71375666785885E-5,2.1787855487974887E-3,0,1.1402806007544402,null,null,0.36557682460135388,8.3767723327474689E-2,0.40747327972395986,8.5717139744973733E-2,7.2725543389832656E-2,4.7079278059094483E-3,8.5769883653262672E-6,1.5925556000974171E-3,{"$f":"$R260*$BA$6","v":0},1.0215695711819672,null,{"$f":"J260*VLOOKUP($B260,$AR$36:$AZ$47,MATCH(AG$2,$AS$2:$BA$2,0)+1,FALSE)","v":0.37048944130771944},{"$f":"K260*VLOOKUP($B260,$AR$36:$AZ$47,MATCH(AH$2,$AS$2:$BA$2,0)+1,FALSE)","v":0.38930836765190785},{"$f":"L260*VLOOKUP($B260,$AR$36:$AZ$47,MATCH(AI$2,$AS$2:$BA$2,0)+1,FALSE)","v":6.2228339095312677E-3},{"$f":"M260*VLOOKUP($B260,$AR$36:$AZ$47,MATCH(AJ$2,$AS$2:$BA$2,0)+1,FALSE)","v":8.2216026048699445E-2},{"$f":"N260*VLOOKUP($B260,$AR$36:$AZ$47,MATCH(AK$2,$AS$2:$BA$2,0)+1,FALSE)","v":8.5062678292074756E-2},{"$f":"O260*VLOOKUP($B260,$AR$36:$AZ$47,MATCH(AL$2,$AS$2:$BA$2,0)+1,FALSE)","v":6.9915834408823735E-2},{"$f":"P260*VLOOKUP($B260,$AR$36:$AZ$47,MATCH(AM$2,$AS$2:$BA$2,0)+1,FALSE)","v":8.5769883653262672E-6},{"$f":"Q260*VLOOKUP($B260,$AR$36:$AZ$47,MATCH(AN$2,$AS$2:$BA$2,0)+1,FALSE)","v":1.66507983835203E-3},{"$f":"R260*VLOOKUP($B260,$AR$36:$BA$47,MATCH(AO$2,$AS$2:$BA$2,0)+1,FALSE)","v":0},{"$f":"SUM(AG260:AO260)","v":1.0048888384454739}]
[2006,1,11,19,null,2013,1,11,19,0.42006127310298036,0.45048861401073914,8.4180874785592386E-3,0.10639794632972414,9.8335899999999962E-2,7.3631000000000002E-2,1.71375666785885E-5,2.1787855487974887E-3,0,1.1595287440374791,null,null,0.39772031060815766,9.3228774198226311E-2,0.39877038503006235,7.7514624861003259E-2,6.7875760347522796E-2,4.7079278059094483E-3,8.5769883653262672E-6,1.5925556000974171E-3,0,1.0414189154393447,null,{"$f":"J261*VLOOKUP($B261,$AR$36:$AZ$47,MATCH(AG$2,$AS$2:$BA$2,0)+1,FALSE)","v":0.40306487106951933},{"$f":"K261*VLOOKUP($B261,$AR$36:$AZ$47,MATCH(AH$2,$AS$2:$BA$2,0)+1,FALSE)","v":0.38099344273358449},{"$f":"L261*VLOOKUP($B261,$AR$36:$AZ$47,MATCH(AI$2,$AS$2:$BA$2,0)+1,FALSE)","v":6.2228339095312677E-3},{"$f":"M261*VLOOKUP($B261,$AR$36:$AZ$47,MATCH(AJ$2,$AS$2:$BA$2,0)+1,FALSE)","v":9.1501822223401766E-2},{"$f":"N261*VLOOKUP($B261,$AR$36:$AZ$47,MATCH(AK$2,$AS$2:$BA$2,0)+1,FALSE)","v":7.6922790670567315E-2},{"$f":"O261*VLOOKUP($B261,$AR$36:$AZ$47,MATCH(AL$2,$AS$2:$BA$2,0)+1,FALSE)","v":6.5253419907672514E-2},{"$f":"P261*VLOOKUP($B261,$AR$36:$AZ$47,MATCH(AM$2,$AS$2:$BA$2,0)+1,FALSE)","v":8.5769883653262672E-6},{"$f":"Q261*VLOOKUP($B261,$AR$36:$AZ$47,MATCH(AN$2,$AS$2:$BA$2,0)+1,FALSE)","v":1.66507983835203E-3},{"$f":"R261*VLOOKUP($B261,$AR$36:$BA$47,MATCH(AO$2,$AS$2:$BA$2,0)+1,FALSE)","v":0},1.025632837340994]
[2006,1,11,20,null,2013,1,11,20,0.42336233761370379,0.42519957005533499,8.4180874785592386E-3,8.7720197180733525E-2,9.3731399999999979E-2,7.1861999999999995E-2,1.71375666785885E-5,2.1787855487974887E-3,0,1.1124895154438077,null,null,0.40084580797392083,7.6862822429325531E-2,0.3763846432343812,7.3885064444385432E-2,6.6245031170209329E-2,4.7079278059094483E-3,8.5769883653262672E-6,1.5925556000974171E-3,0,1.0005324296465945,null,{"$f":"J262*VLOOKUP($B262,$AR$36:$AZ$47,MATCH(AG$2,$AS$2:$BA$2,0)+1,FALSE)","v":0.40623236882902047},{"$f":"K262*VLOOKUP($B262,$AR$36:$AZ$47,MATCH(AH$2,$AS$2:$BA$2,0)+1,FALSE)","v":0.35960564375187554},{"$f":"L262*VLOOKUP($B262,$AR$36:$AZ$47,MATCH(AI$2,$AS$2:$BA$2,0)+1,FALSE)","v":6.2228339095312677E-3},{"$f":"M262*VLOOKUP($B262,$AR$36:$AZ$47,MATCH(AJ$2,$AS$2:$BA$2,0)+1,FALSE)","v":7.5439030213601668E-2},{"$f":"N262*VLOOKUP($B262,$AR$36:$AZ$47,MATCH(AK$2,$AS$2:$BA$2,0)+1,FALSE)","v":7.3320942417359425E-2},{"$f":"O262*VLOOKUP($B262,$AR$36:$AZ$47,MATCH(AL$2,$AS$2:$BA$2,0)+1,FALSE)","v":6.3685693001659105E-2},{"$f":"P262*VLOOKUP($B262,$AR$36:$AZ$47,MATCH(AM$2,$AS$2:$BA$2,0)+1,FALSE)","v":8.5769883653262672E-6},{"$f":"Q262*VLOOKUP($B262,$AR$36:$AZ$47,MATCH(AN$2,$AS$2:$BA$2,0)+1,FALSE)","v":1.66507983835203E-3},{"$f":"R262*VLOOKUP($B262,$AR$36:$BA$47,MATCH(AO$2,$AS$2:$BA$2,0)+1,FALSE)","v":0},0.98618016894976479]
[2006,1,11,21,null,2013,1,11,21,0.39738055107285603,0.42650971067447296,8.4180874785592386E-3,0.10455304425805093,9.1355299999999987E-2,7.0383000000000001E-2,1.71375666785885E-5,2.1787855487974887E-3,0,1.1007956165994153,null,null,0.3762458629781642,9.1612220828626065E-2,0.37754437349811815,7.2012070958463931E-2,6.4881634644914463E-2,4.7079278059094483E-3,8.5769883653262672E-6,1.5925556000974171E-3,0,0.98860522330265899,null,{"$f":"J263*VLOOKUP($B263,$AR$36:$AZ$47,MATCH(AG$2,$AS$2:$BA$2,0)+1,FALSE)","v":0.38130185008616263},{"$f":"K263*VLOOKUP($B263,$AR$36:$AZ$47,MATCH(AH$2,$AS$2:$BA$2,0)+1,FALSE)","v":0.3607136739427087},{"$f":"L263*VLOOKUP($B263,$AR$36:$AZ$47,MATCH(AI$2,$AS$2:$BA$2,0)+1,FALSE)","v":6.2228339095312677E-3},{"$f":"M263*VLOOKUP($B263,$AR$36:$AZ$47,MATCH(AJ$2,$AS$2:$BA$2,0)+1,FALSE)","v":8.9915213579108158E-2},{"$f":"N263*VLOOKUP($B263,$AR$36:$AZ$47,MATCH(AK$2,$AS$2:$BA$2,0)+1,FALSE)","v":7.1462249479049667E-2},{"$f":"O263*VLOOKUP($B263,$AR$36:$AZ$47,MATCH(AL$2,$AS$2:$BA$2,0)+1,FALSE)","v":6.2374970506467585E-2},{"$f":"P263*VLOOKUP($B263,$AR$36:$AZ$47,MATCH(AM$2,$AS$2:$BA$2,0)+1,FALSE)","v":8.5769883653262672E-6},{"$f":"Q263*VLOOKUP($B263,$AR$36:$AZ$47,MATCH(AN$2,$AS$2:$BA$2,0)+1,FALSE)","v":1.66507983835203E-3},{"$f":"R263*VLOOKUP($B263,$AR$36:$BA$47,MATCH(AO$2,$AS$2:$BA$2,0)+1,FALSE)","v":0},0.9736644483297453]
[2006,1,11,22,null,2013,1,11,22,0.36178174501269689,0.39440055421240694,8.4180874785592386E-3,9.3863447015736262E-2,8.8332500000000036E-2,6.8957000000000004E-2,1.71375666785885E-5,2.1787855487974887E-3,0,1.0179492568348756,null,null,0.3425403797305927,8.2245705008054018E-2,0.34912150045062457,6.9629307308262556E-2,6.3567095466367837E-2,4.7079278059094483E-3,8.5769883653262672E-6,1.5925556000974171E-3,0,0.91341304835827386,null,{"$f":"J264*VLOOKUP($B264,$AR$36:$AZ$47,MATCH(AG$2,$AS$2:$BA$2,0)+1,FALSE)","v":0.3471434329845956},{"$f":"K264*VLOOKUP($B264,$AR$36:$AZ$47,MATCH(AH$2,$AS$2:$BA$2,0)+1,FALSE)","v":0.33355787536471793},{"$f":"L264*VLOOKUP($B264,$AR$36:$AZ$47,MATCH(AI$2,$AS$2:$BA$2,0)+1,FALSE)","v":6.2228339095312677E-3},{"$f":"M264*VLOOKUP($B264,$AR$36:$AZ$47,MATCH(AJ$2,$AS$2:$BA$2,0)+1,FALSE)","v":8.0722201305404265E-2},{"$f":"N264*VLOOKUP($B264,$AR$36:$AZ$47,MATCH(AK$2,$AS$2:$BA$2,0)+1,FALSE)","v":6.9097678537623525E-2},{"$f":"O264*VLOOKUP($B264,$AR$36:$AZ$47,MATCH(AL$2,$AS$2:$BA$2,0)+1,FALSE)","v":6.1111217782909018E-2},{"$f":"P264*VLOOKUP($B264,$AR$36:$AZ$47,MATCH(AM$2,$AS$2:$BA$2,0)+1,FALSE)","v":8.5769883653262672E-6},{"$f":"Q264*VLOOKUP($B264,$AR$36:$AZ$47,MATCH(AN$2,$AS$2:$BA$2,0)+1,FALSE)","v":1.66507983835203E-3},{"$f":"R264*VLOOKUP($B264,$AR$36:$BA$47,MATCH(AO$2,$AS$2:$BA$2,0)+1,FALSE)","v":0},0.89952889671149905]
[2006,1,11,23,null,2013,1,11,23,0.32729804292503495,0.38384723936834764,8.4180874785592386E-3,0.10291375448644001,8.5775900000000044E-2,6.6862000000000005E-2,1.71375666785885E-5,2.1787855487974887E-3,0,0.97731094737385782,null,null,0.30989069364095928,9.0175830548221939E-2,0.33977975619155948,6.7614032216260139E-2,6.1635847514716215E-2,4.7079278059094483E-3,8.5769883653262672E-6,1.5925556000974171E-3,0,0.87540522050608915,null,{"$f":"J265*VLOOKUP($B265,$AR$36:$AZ$47,MATCH(AG$2,$AS$2:$BA$2,0)+1,FALSE)","v":0.31405500082970922},{"$f":"K265*VLOOKUP($B265,$AR$36:$AZ$47,MATCH(AH$2,$AS$2:$BA$2,0)+1,FALSE)","v":0.32463258040799847},{"$f":"L265*VLOOKUP($B265,$AR$36:$AZ$47,MATCH(AI$2,$AS$2:$BA$2,0)+1,FALSE)","v":6.2228339095312677E-3},{"$f":"M265*VLOOKUP($B265,$AR$36:$AZ$47,MATCH(AJ$2,$AS$2:$BA$2,0)+1,FALSE)","v":8.8505430717418856E-2},{"$f":"N265*VLOOKUP($B265,$AR$36:$AZ$47,MATCH(AK$2,$AS$2:$BA$2,0)+1,FALSE)","v":6.7097790331705112E-2},{"$f":"O265*VLOOKUP($B265,$AR$36:$AZ$47,MATCH(AL$2,$AS$2:$BA$2,0)+1,FALSE)","v":5.9254582470247584E-2},{"$f":"P265*VLOOKUP($B265,$AR$36:$AZ$47,MATCH(AM$2,$AS$2:$BA$2,0)+1,FALSE)","v":8.5769883653262672E-6},{"$f":"Q265*VLOOKUP($B265,$AR$36:$AZ$47,MATCH(AN$2,$AS$2:$BA$2,0)+1,FALSE)","v":1.66507983835203E-3},{"$f":"R265*VLOOKUP($B265,$AR$36:$BA$47,MATCH(AO$2,$AS$2:$BA$2,0)+1,FALSE)","v":0},0.86144187549332807]
[2006,1,11,24,null,2013,1,11,24,0.23131258133512053,0.37687559025124717,8.4180874785592386E-3,0.12223183884200227,8.3809700000000029E-2,6.5249000000000001E-2,1.71375666785885E-5,2.1787855487974887E-3,0,0.89009272102240522,null,null,0.21901021966770337,0.10710286143983098,0.33360848545073146,6.6064148039660278E-2,6.0148924867454129E-2,4.7079278059094483E-3,8.5769883653262672E-6,1.5925556000974171E-3,0,0.79224369985975251,null,{"$f":"J266*VLOOKUP($B266,$AR$36:$AZ$47,MATCH(AG$2,$AS$2:$BA$2,0)+1,FALSE)","v":0.22195327620630534},{"$f":"K266*VLOOKUP($B266,$AR$36:$AZ$47,MATCH(AH$2,$AS$2:$BA$2,0)+1,FALSE)","v":0.31873642117989565},{"$f":"L266*VLOOKUP($B266,$AR$36:$AZ$47,MATCH(AI$2,$AS$2:$BA$2,0)+1,FALSE)","v":6.2228339095312677E-3},{"$f":"M266*VLOOKUP($B266,$AR$36:$AZ$47,MATCH(AJ$2,$AS$2:$BA$2,0)+1,FALSE)","v":0.10511890852761523},{"$f":"N266*VLOOKUP($B266,$AR$36:$AZ$47,MATCH(AK$2,$AS$2:$BA$2,0)+1,FALSE)","v":6.5559739721333207E-2},{"$f":"O266*VLOOKUP($B266,$AR$36:$AZ$47,MATCH(AL$2,$AS$2:$BA$2,0)+1,FALSE)","v":5.7825106212814226E-2},{"$f":"P266*VLOOKUP($B266,$AR$36:$AZ$47,MATCH(AM$2,$AS$2:$BA$2,0)+1,FALSE)","v":8.5769883653262672E-6},{"$f":"Q266*VLOOKUP($B266,$AR$36:$AZ$47,MATCH(AN$2,$AS$2:$BA$2,0)+1,FALSE)","v":1.66507983835203E-3},{"$f":"R266*VLOOKUP($B266,$AR$36:$BA$47,MATCH(AO$2,$AS$2:$BA$2,0)+1,FALSE)","v":0},0.77708994258421227]
[2006,1,12,1,null,2013,1,12,1,0.25311494099780302,0.35337392416129548,8.4180874785592386E-3,0.10731744705636016,8.2751099999999994E-2,6.4099000000000003E-2,1.71375666785885E-5,2.1787855487974887E-3,0,0.87127042280949385,null,null,0.2396530206404725,9.4034465741867565E-2,0.31280492206629801,6.5229692038567488E-2,5.9088812626690718E-2,4.7079278059094483E-3,8.5769883653262672E-6,1.5925556000974171E-3,0,0.77711997350826856,null,{"$f":"J267*VLOOKUP($B267,$AR$36:$AZ$47,MATCH(AG$2,$AS$2:$BA$2,0)+1,FALSE)","v":0.24287347487526484},{"$f":"K267*VLOOKUP($B267,$AR$36:$AZ$47,MATCH(AH$2,$AS$2:$BA$2,0)+1,FALSE)","v":0.29886026805392035},{"$f":"L267*VLOOKUP($B267,$AR$36:$AZ$47,MATCH(AI$2,$AS$2:$BA$2,0)+1,FALSE)","v":6.2228339095312677E-3},{"$f":"M267*VLOOKUP($B267,$AR$36:$AZ$47,MATCH(AJ$2,$AS$2:$BA$2,0)+1,FALSE)","v":9.2292589291049887E-2},{"$f":"N267*VLOOKUP($B267,$AR$36:$AZ$47,MATCH(AK$2,$AS$2:$BA$2,0)+1,FALSE)","v":6.473165489977907E-2},{"$f":"O267*VLOOKUP($B267,$AR$36:$AZ$47,MATCH(AL$2,$AS$2:$BA$2,0)+1,FALSE)","v":5.6805950790589574E-2},{"$f":"P267*VLOOKUP($B267,$AR$36:$AZ$47,MATCH(AM$2,$AS$2:$BA$2,0)+1,FALSE)","v":8.5769883653262672E-6},{"$f":"Q267*VLOOKUP($B267,$AR$36:$AZ$47,MATCH(AN$2,$AS$2:$BA$2,0)+1,FALSE)","v":1.66507983835203E-3},{"$f":"R267*VLOOKUP($B267,$AR$36:$BA$47,MATCH(AO$2,$AS$2:$BA$2,0)+1,FALSE)","v":0},0.76346042864685237]
[2006,1,12,2,null,2013,1,12,2,0.23386394011266781,0.34272708396956753,8.4180874785592386E-3,0.10179750388680112,8.2484400000000013E-2,6.3536999999999996E-2,1.71375666785885E-5,2.1787855487974887E-3,0,0.83502393856307167,null,null,0.22142588440628591,8.9197741414998727E-2,0.30338038961294794,6.5019462097615832E-2,5.8570740383813283E-2,4.7079278059094483E-3,8.5769883653262672E-6,1.5925556000974171E-3,0,0.74390327831003389,null,{"$f":"J268*VLOOKUP($B268,$AR$36:$AZ$47,MATCH(AG$2,$AS$2:$BA$2,0)+1,FALSE)","v":0.22440140261683514},{"$f":"K268*VLOOKUP($B268,$AR$36:$AZ$47,MATCH(AH$2,$AS$2:$BA$2,0)+1,FALSE)","v":0.28985587555048625},{"$f":"L268*VLOOKUP($B268,$AR$36:$AZ$47,MATCH(AI$2,$AS$2:$BA$2,0)+1,FALSE)","v":6.2228339095312677E-3},{"$f":"M268*VLOOKUP($B268,$AR$36:$AZ$47,MATCH(AJ$2,$AS$2:$BA$2,0)+1,FALSE)","v":8.7545459520151594E-2},{"$f":"N268*VLOOKUP($B268,$AR$36:$AZ$47,MATCH(AK$2,$AS$2:$BA$2,0)+1,FALSE)","v":6.4523030091628242E-2},{"$f":"O268*VLOOKUP($B268,$AR$36:$AZ$47,MATCH(AL$2,$AS$2:$BA$2,0)+1,FALSE)","v":5.630789396685891E-2},{"$f":"P268*VLOOKUP($B268,$AR$36:$AZ$47,MATCH(AM$2,$AS$2:$BA$2,0)+1,FALSE)","v":8.5769883653262672E-6},{"$f":"Q268*VLOOKUP($B268,$AR$36:$AZ$47,MATCH(AN$2,$AS$2:$BA$2,0)+1,FALSE)","v":1.66507983835203E-3},{"$f":"R268*VLOOKUP($B268,$AR$36:$BA$47,MATCH(AO$2,$AS$2:$BA$2,0)+1,FALSE)","v":0},0.73053015248220865]
[2006,1,12,3,null,2013,1,12,3,0.22813238118336565,0.33559785369746598,8.4180874785592386E-3,9.6382980384940781E-2,8.1563200000000002E-2,6.3271999999999995E-2,1.71375666785885E-5,2.1787855487974887E-3,0,0.81556242585980754,null,null,0.21599915848891676,8.4453388667986115E-2,0.29706962878091914,6.4293313535168581E-2,5.8326453650072142E-2,4.7079278059094483E-3,8.5769883653262672E-6,1.5925556000974171E-3,0,0.72645100351743486,null,{"$f":"J269*VLOOKUP($B269,$AR$36:$AZ$47,MATCH(AG$2,$AS$2:$BA$2,0)+1,FALSE)","v":0.21890175242580176},{"$f":"K269*VLOOKUP($B269,$AR$36:$AZ$47,MATCH(AH$2,$AS$2:$BA$2,0)+1,FALSE)","v":0.28382644461498269},{"$f":"L269*VLOOKUP($B269,$AR$36:$AZ$47,MATCH(AI$2,$AS$2:$BA$2,0)+1,FALSE)","v":6.2228339095312677E-3},{"$f":"M269*VLOOKUP($B269,$AR$36:$AZ$47,MATCH(AJ$2,$AS$2:$BA$2,0)+1,FALSE)","v":8.2888990255638673E-2},{"$f":"N269*VLOOKUP($B269,$AR$36:$AZ$47,MATCH(AK$2,$AS$2:$BA$2,0)+1,FALSE)","v":6.3802425767411686E-2},{"$f":"O269*VLOOKUP($B269,$AR$36:$AZ$47,MATCH(AL$2,$AS$2:$BA$2,0)+1,FALSE)","v":5.6073045108694097E-2},{"$f":"P269*VLOOKUP($B269,$AR$36:$AZ$47,MATCH(AM$2,$AS$2:$BA$2,0)+1,FALSE)","v":8.5769883653262672E-6},{"$f":"Q269*VLOOKUP($B269,$AR$36:$AZ$47,MATCH(AN$2,$AS$2:$BA$2,0)+1,FALSE)","v":1.66507983835203E-3},{"$f":"R269*VLOOKUP($B269,$AR$36:$BA$47,MATCH(AO$2,$AS$2:$BA$2,0)+1,FALSE)","v":0},0.71338914890877747]
[2006,1,12,4,null,2013,1,12,4,0.22406140645429498,0.334821914182791,8.4180874785592386E-3,9.684670321163763E-2,8.120330000000002E-2,6.2960000000000002E-2,1.71375666785885E-5,2.1787855487974887E-3,0,0.81050733444275891,null,null,0.21214469858652293,8.4859715220255358E-2,0.29638277080181913,6.400961741312694E-2,5.803884058996938E-2,4.7079278059094483E-3,8.5769883653262672E-6,1.5925556000974171E-3,0,0.72174470300606586,null,{"$f":"J270*VLOOKUP($B270,$AR$36:$AZ$47,MATCH(AG$2,$AS$2:$BA$2,0)+1,FALSE)","v":0.21499549634039997},{"$f":"K270*VLOOKUP($B270,$AR$36:$AZ$47,MATCH(AH$2,$AS$2:$BA$2,0)+1,FALSE)","v":0.28317020634867662},{"$f":"L270*VLOOKUP($B270,$AR$36:$AZ$47,MATCH(AI$2,$AS$2:$BA$2,0)+1,FALSE)","v":6.2228339095312677E-3},{"$f":"M270*VLOOKUP($B270,$AR$36:$AZ$47,MATCH(AJ$2,$AS$2:$BA$2,0)+1,FALSE)","v":8.3287790092600331E-2},{"$f":"N270*VLOOKUP($B270,$AR$36:$AZ$47,MATCH(AK$2,$AS$2:$BA$2,0)+1,FALSE)","v":6.3520895701969296E-2},{"$f":"O270*VLOOKUP($B270,$AR$36:$AZ$47,MATCH(AL$2,$AS$2:$BA$2,0)+1,FALSE)","v":5.5796543811534025E-2},{"$f":"P270*VLOOKUP($B270,$AR$36:$AZ$47,MATCH(AM$2,$AS$2:$BA$2,0)+1,FALSE)","v":8.5769883653262672E-6},{"$f":"Q270*VLOOKUP($B270,$AR$36:$AZ$47,MATCH(AN$2,$AS$2:$BA$2,0)+1,FALSE)","v":1.66507983835203E-3},{"$f":"R270*VLOOKUP($B270,$AR$36:$BA$47,MATCH(AO$2,$AS$2:$BA$2,0)+1,FALSE)","v":0},0.70866742303142882]
[2006,1,12,5,null,2013,1,12,5,0.22744257428479145,0.33341842491770934,8.4180874785592386E-3,9.2879290407867757E-2,8.1576200000000001E-2,6.3160999999999995E-2,1.71375666785885E-5,2.1787855487974887E-3,0,0.80909150020440379,null,null,0.21534603897629431,8.138336022287998E-2,0.29514040875932623,6.4303560963861389E-2,5.82241297729202E-2,4.7079278059094483E-3,8.5769883653262672E-6,1.5925556000974171E-3,0,0.72070655908965431,null,{"$f":"J271*VLOOKUP($B271,$AR$36:$AZ$47,MATCH(AG$2,$AS$2:$BA$2,0)+1,FALSE)","v":0.2182398563014987},{"$f":"K271*VLOOKUP($B271,$AR$36:$AZ$47,MATCH(AH$2,$AS$2:$BA$2,0)+1,FALSE)","v":0.28198322805374831},{"$f":"L271*VLOOKUP($B271,$AR$36:$AZ$47,MATCH(AI$2,$AS$2:$BA$2,0)+1,FALSE)","v":6.2228339095312677E-3},{"$f":"M271*VLOOKUP($B271,$AR$36:$AZ$47,MATCH(AJ$2,$AS$2:$BA$2,0)+1,FALSE)","v":7.9875830430029451E-2},{"$f":"N271*VLOOKUP($B271,$AR$36:$AZ$47,MATCH(AK$2,$AS$2:$BA$2,0)+1,FALSE)","v":6.3812594955660509E-2},{"$f":"O271*VLOOKUP($B271,$AR$36:$AZ$47,MATCH(AL$2,$AS$2:$BA$2,0)+1,FALSE)","v":5.5974674454896761E-2},{"$f":"P271*VLOOKUP($B271,$AR$36:$AZ$47,MATCH(AM$2,$AS$2:$BA$2,0)+1,FALSE)","v":8.5769883653262672E-6},{"$f":"Q271*VLOOKUP($B271,$AR$36:$AZ$47,MATCH(AN$2,$AS$2:$BA$2,0)+1,FALSE)","v":1.66507983835203E-3},{"$f":"R271*VLOOKUP($B271,$AR$36:$BA$47,MATCH(AO$2,$AS$2:$BA$2,0)+1,FALSE)","v":0},0.70778267493208236]
[2006,1,12,6,null,2013,1,12,6,0.23141302145677137,0.34285455642035201,8.4180874785592386E-3,9.408580009289276E-2,8.2166900000000029E-2,6.3029000000000002E-2,1.71375666785885E-5,2.1787855487974887E-3,0,0.82416328856405141,null,null,0.21910531788060314,8.2440536821426269E-2,0.30349322762194331,6.4769188358387658E-2,5.8102447324415184E-2,4.7079278059094483E-3,8.5769883653262672E-6,1.5925556000974171E-3,0,0.73421977840114772,null,{"$f":"J272*VLOOKUP($B272,$AR$36:$AZ$47,MATCH(AG$2,$AS$2:$BA$2,0)+1,FALSE)","v":0.22204965234777713},{"$f":"K272*VLOOKUP($B272,$AR$36:$AZ$47,MATCH(AH$2,$AS$2:$BA$2,0)+1,FALSE)","v":0.28996368330936761},{"$f":"L272*VLOOKUP($B272,$AR$36:$AZ$47,MATCH(AI$2,$AS$2:$BA$2,0)+1,FALSE)","v":6.2228339095312677E-3},{"$f":"M272*VLOOKUP($B272,$AR$36:$AZ$47,MATCH(AJ$2,$AS$2:$BA$2,0)+1,FALSE)","v":8.0913424091544783E-2},{"$f":"N272*VLOOKUP($B272,$AR$36:$AZ$47,MATCH(AK$2,$AS$2:$BA$2,0)+1,FALSE)","v":6.427466722478202E-2},{"$f":"O272*VLOOKUP($B272,$AR$36:$AZ$47,MATCH(AL$2,$AS$2:$BA$2,0)+1,FALSE)","v":5.5857693136867503E-2},{"$f":"P272*VLOOKUP($B272,$AR$36:$AZ$47,MATCH(AM$2,$AS$2:$BA$2,0)+1,FALSE)","v":8.5769883653262672E-6},{"$f":"Q272*VLOOKUP($B272,$AR$36:$AZ$47,MATCH(AN$2,$AS$2:$BA$2,0)+1,FALSE)","v":1.66507983835203E-3},{"$f":"R272*VLOOKUP($B272,$AR$36:$BA$47,MATCH(AO$2,$AS$2:$BA$2,0)+1,FALSE)","v":0},0.72095561084658777]
[2006,1,12,7,null,2013,1,12,7,0.26322375655928437,0.35125188471557706,8.4180874785592386E-3,8.4611910596121762E-2,8.3790599999999979E-2,6.4517000000000005E-2,1.71375666785885E-5,2.1787855487974887E-3,0,0.85800916246501835,null,null,0.24922419875764043,7.4139257190179636E-2,0.31092650281107143,6.6049092202119269E-2,5.947414038028994E-2,4.7079278059094483E-3,8.5769883653262672E-6,1.5925556000974171E-3,0,0.76612225173567294,null,{"$f":"J273*VLOOKUP($B273,$AR$36:$AZ$47,MATCH(AG$2,$AS$2:$BA$2,0)+1,FALSE)","v":0.25257327036189886},{"$f":"K273*VLOOKUP($B273,$AR$36:$AZ$47,MATCH(AH$2,$AS$2:$BA$2,0)+1,FALSE)","v":0.29706558759164914},{"$f":"L273*VLOOKUP($B273,$AR$36:$AZ$47,MATCH(AI$2,$AS$2:$BA$2,0)+1,FALSE)","v":6.2228339095312677E-3},{"$f":"M273*VLOOKUP($B273,$AR$36:$AZ$47,MATCH(AJ$2,$AS$2:$BA$2,0)+1,FALSE)","v":7.2765915775817883E-2},{"$f":"N273*VLOOKUP($B273,$AR$36:$AZ$47,MATCH(AK$2,$AS$2:$BA$2,0)+1,FALSE)","v":6.5544798837059895E-2},{"$f":"O273*VLOOKUP($B273,$AR$36:$AZ$47,MATCH(AL$2,$AS$2:$BA$2,0)+1,FALSE)","v":5.717639163101558E-2},{"$f":"P273*VLOOKUP($B273,$AR$36:$AZ$47,MATCH(AM$2,$AS$2:$BA$2,0)+1,FALSE)","v":8.5769883653262672E-6},{"$f":"Q273*VLOOKUP($B273,$AR$36:$AZ$47,MATCH(AN$2,$AS$2:$BA$2,0)+1,FALSE)","v":1.66507983835203E-3},{"$f":"R273*VLOOKUP($B273,$AR$36:$BA$47,MATCH(AO$2,$AS$2:$BA$2,0)+1,FALSE)","v":0},0.75302245493369013]
[2006,1,12,8,null,2013,1,12,8,0.28592711076019334,0.36796915531064806,5.0508524871355426E-3,8.6256912701857591E-2,8.4922599999999987E-2,6.5725000000000006E-2,1.0282540007153098E-5,2.0452077690992655E-3,0,0.89790712156894081,null,null,0.2707200748662168,7.5580652773098028E-2,0.32572455147316098,6.6941406762139125E-2,6.0587719151457081E-2,2.8247566835456687E-3,5.1461930191957596E-6,1.4949186200722861E-3,0,0.80387922652270927,null,{"$f":"J274*VLOOKUP($B274,$AR$36:$AZ$47,MATCH(AG$2,$AS$2:$BA$2,0)+1,FALSE)","v":0.27435800777946034},{"$f":"K274*VLOOKUP($B274,$AR$36:$AZ$47,MATCH(AH$2,$AS$2:$BA$2,0)+1,FALSE)","v":0.31120394820507224},{"$f":"L274*VLOOKUP($B274,$AR$36:$AZ$47,MATCH(AI$2,$AS$2:$BA$2,0)+1,FALSE)","v":3.7337003457187604E-3},{"$f":"M274*VLOOKUP($B274,$AR$36:$AZ$47,MATCH(AJ$2,$AS$2:$BA$2,0)+1,FALSE)","v":7.4180611222755377E-2},{"$f":"N274*VLOOKUP($B274,$AR$36:$AZ$47,MATCH(AK$2,$AS$2:$BA$2,0)+1,FALSE)","v":6.6430300459957362E-2},{"$f":"O274*VLOOKUP($B274,$AR$36:$AZ$47,MATCH(AL$2,$AS$2:$BA$2,0)+1,FALSE)","v":5.8246947935404601E-2},{"$f":"P274*VLOOKUP($B274,$AR$36:$AZ$47,MATCH(AM$2,$AS$2:$BA$2,0)+1,FALSE)","v":5.1461930191957596E-6},{"$f":"Q274*VLOOKUP($B274,$AR$36:$AZ$47,MATCH(AN$2,$AS$2:$BA$2,0)+1,FALSE)","v":1.5629965158561116E-3},{"$f":"R274*VLOOKUP($B274,$AR$36:$BA$47,MATCH(AO$2,$AS$2:$BA$2,0)+1,FALSE)","v":0},0.78972165865724409]
[2006,1,12,9,null,2013,1,12,9,0.30445854018382607,0.39120871944392743,0,9.8870307185741205E-2,8.5907299999999978E-2,6.5844E-2,0,1.844841099551928E-3,0,0.94813370791304674,null,null,0.28826591005339314,8.6632852056784976E-2,0.34629610344836298,6.7717610072432002E-2,6.0697417722457812E-2,0,0,1.3484631500345877E-3,0,0.85095835650346563,null,{"$f":"J275*VLOOKUP($B275,$AR$36:$AZ$47,MATCH(AG$2,$AS$2:$BA$2,0)+1,FALSE)","v":0.29213962367609947},{"$f":"K275*VLOOKUP($B275,$AR$36:$AZ$47,MATCH(AH$2,$AS$2:$BA$2,0)+1,FALSE)","v":0.33085843284994937},{"$f":"L275*VLOOKUP($B275,$AR$36:$AZ$47,MATCH(AI$2,$AS$2:$BA$2,0)+1,FALSE)","v":0},{"$f":"M275*VLOOKUP($B275,$AR$36:$AZ$47,MATCH(AJ$2,$AS$2:$BA$2,0)+1,FALSE)","v":8.5028081681642637E-2},{"$f":"N275*VLOOKUP($B275,$AR$36:$AZ$47,MATCH(AK$2,$AS$2:$BA$2,0)+1,FALSE)","v":6.7200577357543159E-2},{"$f":"O275*VLOOKUP($B275,$AR$36:$AZ$47,MATCH(AL$2,$AS$2:$BA$2,0)+1,FALSE)","v":5.8352408366052197E-2},{"$f":"P275*VLOOKUP($B275,$AR$36:$AZ$47,MATCH(AM$2,$AS$2:$BA$2,0)+1,FALSE)","v":0},{"$f":"Q275*VLOOKUP($B275,$AR$36:$AZ$47,MATCH(AN$2,$AS$2:$BA$2,0)+1,FALSE)","v":1.4098715321122319E-3},{"$f":"R275*VLOOKUP($B275,$AR$36:$BA$47,MATCH(AO$2,$AS$2:$BA$2,0)+1,FALSE)","v":0},0.83498899546339911]
[2006,1,12,10,null,2013,1,12,10,0.33510308080369972,0.39734862737332322,0,9.7789455933038769E-2,8.7524999999999992E-2,6.6711000000000006E-2,0,1.844841099551928E-3,0,0.98632200520961366,null,null,0.31728062051158029,8.5685780794076641E-2,0.35173112083372121,6.8992784333690063E-2,6.1496650168320323E-2,0,0,1.3484631500345877E-3,0,0.88653541979142303,null,{"$f":"J276*VLOOKUP($B276,$AR$36:$AZ$47,MATCH(AG$2,$AS$2:$BA$2,0)+1,FALSE)","v":0.3215442334433653},{"$f":"K276*VLOOKUP($B276,$AR$36:$AZ$47,MATCH(AH$2,$AS$2:$BA$2,0)+1,FALSE)","v":0.33605116045134437},{"$f":"L276*VLOOKUP($B276,$AR$36:$AZ$47,MATCH(AI$2,$AS$2:$BA$2,0)+1,FALSE)","v":0},{"$f":"M276*VLOOKUP($B276,$AR$36:$AZ$47,MATCH(AJ$2,$AS$2:$BA$2,0)+1,FALSE)","v":8.4098553785791799E-2},{"$f":"N276*VLOOKUP($B276,$AR$36:$AZ$47,MATCH(AK$2,$AS$2:$BA$2,0)+1,FALSE)","v":6.8466015498321625E-2},{"$f":"O276*VLOOKUP($B276,$AR$36:$AZ$47,MATCH(AL$2,$AS$2:$BA$2,0)+1,FALSE)","v":5.9120762932198957E-2},{"$f":"P276*VLOOKUP($B276,$AR$36:$AZ$47,MATCH(AM$2,$AS$2:$BA$2,0)+1,FALSE)","v":0},{"$f":"Q276*VLOOKUP($B276,$AR$36:$AZ$47,MATCH(AN$2,$AS$2:$BA$2,0)+1,FALSE)","v":1.4098715321122319E-3},{"$f":"R276*VLOOKUP($B276,$AR$36:$BA$47,MATCH(AO$2,$AS$2:$BA$2,0)+1,FALSE)","v":0},0.87069059764313428]
[2006,1,12,11,null,2013,1,12,11,0.36849625482244053,0.39579570790734186,0,9.1764126370077442E-2,8.9495799999999959E-2,6.6766000000000006E-2,0,1.844841099551928E-3,0,1.0141627301994118,null,null,0.34889777827720442,8.0406223164698892E-2,0.35035648388594853,7.054629452351964E-2,6.1547351188530747E-2,0,0,1.3484631500345877E-3,0,0.91310259418993678,null,{"$f":"J277*VLOOKUP($B277,$AR$36:$AZ$47,MATCH(AG$2,$AS$2:$BA$2,0)+1,FALSE)","v":0.3535862621717934},{"$f":"K277*VLOOKUP($B277,$AR$36:$AZ$47,MATCH(AH$2,$AS$2:$BA$2,0)+1,FALSE)","v":0.33473780398631697},{"$f":"L277*VLOOKUP($B277,$AR$36:$AZ$47,MATCH(AI$2,$AS$2:$BA$2,0)+1,FALSE)","v":0},{"$f":"M277*VLOOKUP($B277,$AR$36:$AZ$47,MATCH(AJ$2,$AS$2:$BA$2,0)+1,FALSE)","v":7.8916793671748406E-2},{"$f":"N277*VLOOKUP($B277,$AR$36:$AZ$47,MATCH(AK$2,$AS$2:$BA$2,0)+1,FALSE)","v":7.0007664436843087E-2},{"$f":"O277*VLOOKUP($B277,$AR$36:$AZ$47,MATCH(AL$2,$AS$2:$BA$2,0)+1,FALSE)","v":5.9169505148044484E-2},{"$f":"P277*VLOOKUP($B277,$AR$36:$AZ$47,MATCH(AM$2,$AS$2:$BA$2,0)+1,FALSE)","v":0},{"$f":"Q277*VLOOKUP($B277,$AR$36:$AZ$47,MATCH(AN$2,$AS$2:$BA$2,0)+1,FALSE)","v":1.4098715321122319E-3},{"$f":"R277*VLOOKUP($B277,$AR$36:$BA$47,MATCH(AO$2,$AS$2:$BA$2,0)+1,FALSE)","v":0},0.8978279009468586]
[2006,1,12,12,null,2013,1,12,12,0.33839408695737505,0.41387309953878937,0,0.11531261663380583,9.0574500000000002E-2,6.7673999999999998E-2,0,1.844841099551928E-3,0,1.0276731442295222,null,null,0.32039659447410318,0.101040050764179,0.36635850524012131,7.1396594625899007E-2,6.2384378940368294E-2,0,0,1.3484631500345877E-3,0,0.92292458719470538,null,{"$f":"J278*VLOOKUP($B278,$AR$36:$AZ$47,MATCH(AG$2,$AS$2:$BA$2,0)+1,FALSE)","v":0.32470207982425492},{"$f":"K278*VLOOKUP($B278,$AR$36:$AZ$47,MATCH(AH$2,$AS$2:$BA$2,0)+1,FALSE)","v":0.35002646491825407},{"$f":"L278*VLOOKUP($B278,$AR$36:$AZ$47,MATCH(AI$2,$AS$2:$BA$2,0)+1,FALSE)","v":0},{"$f":"M278*VLOOKUP($B278,$AR$36:$AZ$47,MATCH(AJ$2,$AS$2:$BA$2,0)+1,FALSE)","v":9.9168404196858892E-2},{"$f":"N278*VLOOKUP($B278,$AR$36:$AZ$47,MATCH(AK$2,$AS$2:$BA$2,0)+1,FALSE)","v":7.0851472387920403E-2},{"$f":"O278*VLOOKUP($B278,$AR$36:$AZ$47,MATCH(AL$2,$AS$2:$BA$2,0)+1,FALSE)","v":5.9974194820548811E-2},{"$f":"P278*VLOOKUP($B278,$AR$36:$AZ$47,MATCH(AM$2,$AS$2:$BA$2,0)+1,FALSE)","v":0},{"$f":"Q278*VLOOKUP($B278,$AR$36:$AZ$47,MATCH(AN$2,$AS$2:$BA$2,0)+1,FALSE)","v":1.4098715321122319E-3},{"$f":"R278*VLOOKUP($B278,$AR$36:$BA$47,MATCH(AO$2,$AS$2:$BA$2,0)+1,FALSE)","v":0},0.90613248767994936]
[2006,1,12,13,null,2013,1,12,13,0.3448258610290309,0.40568223964557326,0,0.10992346234461327,9.0364999999999987E-2,6.7866999999999997E-2,0,1.844841099551928E-3,0,1.0205084041187693,null,null,0.32648629458533757,9.6317927211253096E-2,0.35910799490143558,7.1231453371195672E-2,6.2562293429470325E-2,0,0,1.3484631500345877E-3,0,0.91705442664872672,null,{"$f":"J279*VLOOKUP($B279,$AR$36:$AZ$47,MATCH(AG$2,$AS$2:$BA$2,0)+1,FALSE)","v":0.33087361324791498},{"$f":"K279*VLOOKUP($B279,$AR$36:$AZ$47,MATCH(AH$2,$AS$2:$BA$2,0)+1,FALSE)","v":0.34309917794005207},{"$f":"L279*VLOOKUP($B279,$AR$36:$AZ$47,MATCH(AI$2,$AS$2:$BA$2,0)+1,FALSE)","v":0},{"$f":"M279*VLOOKUP($B279,$AR$36:$AZ$47,MATCH(AJ$2,$AS$2:$BA$2,0)+1,FALSE)","v":9.4533752357094769E-2},{"$f":"N279*VLOOKUP($B279,$AR$36:$AZ$47,MATCH(AK$2,$AS$2:$BA$2,0)+1,FALSE)","v":7.0687592008064362E-2},{"$f":"O279*VLOOKUP($B279,$AR$36:$AZ$47,MATCH(AL$2,$AS$2:$BA$2,0)+1,FALSE)","v":6.0145235687061295E-2},{"$f":"P279*VLOOKUP($B279,$AR$36:$AZ$47,MATCH(AM$2,$AS$2:$BA$2,0)+1,FALSE)","v":0},{"$f":"Q279*VLOOKUP($B279,$AR$36:$AZ$47,MATCH(AN$2,$AS$2:$BA$2,0)+1,FALSE)","v":1.4098715321122319E-3},{"$f":"R279*VLOOKUP($B279,$AR$36:$BA$47,MATCH(AO$2,$AS$2:$BA$2,0)+1,FALSE)","v":0},0.90074924277229973]
[2006,1,12,14,null,2013,1,12,14,0.30978747018097746,0.41542553469659482,0,0.12409881597995692,9.0443000000000009E-2,6.7851999999999996E-2,0,1.844841099551928E-3,0,1.0094516619570812,null,null,0.29331142086189987,0.10873875758286584,0.36773271348059317,7.1292937943352536E-2,6.2548465878503851E-2,0,0,1.3484631500345877E-3,0,0.90497275889724982,null,{"$f":"J280*VLOOKUP($B280,$AR$36:$AZ$47,MATCH(AG$2,$AS$2:$BA$2,0)+1,FALSE)","v":0.29725293599449959},{"$f":"K280*VLOOKUP($B280,$AR$36:$AZ$47,MATCH(AH$2,$AS$2:$BA$2,0)+1,FALSE)","v":0.35133941178749245},{"$f":"L280*VLOOKUP($B280,$AR$36:$AZ$47,MATCH(AI$2,$AS$2:$BA$2,0)+1,FALSE)","v":0},{"$f":"M280*VLOOKUP($B280,$AR$36:$AZ$47,MATCH(AJ$2,$AS$2:$BA$2,0)+1,FALSE)","v":0.1067245016435094},{"$f":"N280*VLOOKUP($B280,$AR$36:$AZ$47,MATCH(AK$2,$AS$2:$BA$2,0)+1,FALSE)","v":7.0748607137557318E-2},{"$f":"O280*VLOOKUP($B280,$AR$36:$AZ$47,MATCH(AL$2,$AS$2:$BA$2,0)+1,FALSE)","v":6.0131942355467059E-2},{"$f":"P280*VLOOKUP($B280,$AR$36:$AZ$47,MATCH(AM$2,$AS$2:$BA$2,0)+1,FALSE)","v":0},{"$f":"Q280*VLOOKUP($B280,$AR$36:$AZ$47,MATCH(AN$2,$AS$2:$BA$2,0)+1,FALSE)","v":1.4098715321122319E-3},{"$f":"R280*VLOOKUP($B280,$AR$36:$BA$47,MATCH(AO$2,$AS$2:$BA$2,0)+1,FALSE)","v":0},0.88760727045063803]
[2006,1,12,15,null,2013,1,12,15,0.32232244127257775,0.40302725555175056,0,0.11084959291319885,9.0557100000000001E-2,6.8262000000000003E-2,0,1.844841099551928E-3,0,0.99686323083707906,null,null,0.30517971940603472,9.712942800271733E-2,0.35675781557078295,7.1382878836725561E-2,6.2926418938254292E-2,0,0,1.3484631500345877E-3,0,0.89472472390454938,null,{"$f":"J281*VLOOKUP($B281,$AR$36:$AZ$47,MATCH(AG$2,$AS$2:$BA$2,0)+1,FALSE)","v":0.3092807205831003},{"$f":"K281*VLOOKUP($B281,$AR$36:$AZ$47,MATCH(AH$2,$AS$2:$BA$2,0)+1,FALSE)","v":0.34085376818085161},{"$f":"L281*VLOOKUP($B281,$AR$36:$AZ$47,MATCH(AI$2,$AS$2:$BA$2,0)+1,FALSE)","v":0},{"$f":"M281*VLOOKUP($B281,$AR$36:$AZ$47,MATCH(AJ$2,$AS$2:$BA$2,0)+1,FALSE)","v":9.5330221063170725E-2},{"$f":"N281*VLOOKUP($B281,$AR$36:$AZ$47,MATCH(AK$2,$AS$2:$BA$2,0)+1,FALSE)","v":7.0837861320571974E-2},{"$f":"O281*VLOOKUP($B281,$AR$36:$AZ$47,MATCH(AL$2,$AS$2:$BA$2,0)+1,FALSE)","v":6.0495293419042813E-2},{"$f":"P281*VLOOKUP($B281,$AR$36:$AZ$47,MATCH(AM$2,$AS$2:$BA$2,0)+1,FALSE)","v":0},{"$f":"Q281*VLOOKUP($B281,$AR$36:$AZ$47,MATCH(AN$2,$AS$2:$BA$2,0)+1,FALSE)","v":1.4098715321122319E-3},{"$f":"R281*VLOOKUP($B281,$AR$36:$BA$47,MATCH(AO$2,$AS$2:$BA$2,0)+1,FALSE)","v":0},0.87820773609884972]
[2006,1,12,16,null,2013,1,12,16,0.32992320826875265,0.40305294607313213,0,0.11163043774917687,9.0355699999999969E-2,6.8212999999999996E-2,0,1.844841099551928E-3,0,1.0050201331906137,null,null,0.31237623954284299,9.7813625484045111E-2,0.35678055669849262,7.1224122518361577E-2,6.2881248938430445E-2,0,0,1.3484631500345877E-3,0,0.90242425633220746,null,{"$f":"J282*VLOOKUP($B282,$AR$36:$AZ$47,MATCH(AG$2,$AS$2:$BA$2,0)+1,FALSE)","v":0.31657394746572143},{"$f":"K282*VLOOKUP($B282,$AR$36:$AZ$47,MATCH(AH$2,$AS$2:$BA$2,0)+1,FALSE)","v":0.3408754955228584},{"$f":"L282*VLOOKUP($B282,$AR$36:$AZ$47,MATCH(AI$2,$AS$2:$BA$2,0)+1,FALSE)","v":0},{"$f":"M282*VLOOKUP($B282,$AR$36:$AZ$47,MATCH(AJ$2,$AS$2:$BA$2,0)+1,FALSE)","v":9.6001744601268965E-2},{"$f":"N282*VLOOKUP($B282,$AR$36:$AZ$47,MATCH(AK$2,$AS$2:$BA$2,0)+1,FALSE)","v":7.0680317127240197E-2},{"$f":"O282*VLOOKUP($B282,$AR$36:$AZ$47,MATCH(AL$2,$AS$2:$BA$2,0)+1,FALSE)","v":6.0451868535834972E-2},{"$f":"P282*VLOOKUP($B282,$AR$36:$AZ$47,MATCH(AM$2,$AS$2:$BA$2,0)+1,FALSE)","v":0},{"$f":"Q282*VLOOKUP($B282,$AR$36:$AZ$47,MATCH(AN$2,$AS$2:$BA$2,0)+1,FALSE)","v":1.4098715321122319E-3},{"$f":"R282*VLOOKUP($B282,$AR$36:$BA$47,MATCH(AO$2,$AS$2:$BA$2,0)+1,FALSE)","v":0},0.88599324478503616]
[2006,1,12,17,null,2013,1,12,17,0.36093784162948495,0.41252323410390812,1.6836174957118478E-3,0.12011756907929996,8.8621200000000011E-2,6.8378999999999995E-2,3.4275133357176999E-6,1.9116299894010405E-3,0,1.0541775198111418,null,null,0.34174135935621974,0.10525028077356258,0.36516361075785247,6.9856879051617415E-2,6.3034273835792826E-2,9.4158556118188969E-4,1.7153976730652534E-6,1.3972816400471537E-3,0,0.94738698637394714,null,{"$f":"J283*VLOOKUP($B283,$AR$36:$AZ$47,MATCH(AG$2,$AS$2:$BA$2,0)+1,FALSE)","v":0.34633367538462267},{"$f":"K283*VLOOKUP($B283,$AR$36:$AZ$47,MATCH(AH$2,$AS$2:$BA$2,0)+1,FALSE)","v":0.34888483810845811},{"$f":"L283*VLOOKUP($B283,$AR$36:$AZ$47,MATCH(AI$2,$AS$2:$BA$2,0)+1,FALSE)","v":1.2445667819062536E-3},{"$f":"M283*VLOOKUP($B283,$AR$36:$AZ$47,MATCH(AJ$2,$AS$2:$BA$2,0)+1,FALSE)","v":0.1033006447111354},{"$f":"N283*VLOOKUP($B283,$AR$36:$AZ$47,MATCH(AK$2,$AS$2:$BA$2,0)+1,FALSE)","v":6.9323512741272353E-2},{"$f":"O283*VLOOKUP($B283,$AR$36:$AZ$47,MATCH(AL$2,$AS$2:$BA$2,0)+1,FALSE)","v":6.0598981405477835E-2},{"$f":"P283*VLOOKUP($B283,$AR$36:$AZ$47,MATCH(AM$2,$AS$2:$BA$2,0)+1,FALSE)","v":1.7153976730652534E-6},{"$f":"Q283*VLOOKUP($B283,$AR$36:$AZ$47,MATCH(AN$2,$AS$2:$BA$2,0)+1,FALSE)","v":1.4609131933601919E-3},{"$f":"R283*VLOOKUP($B283,$AR$36:$BA$47,MATCH(AO$2,$AS$2:$BA$2,0)+1,FALSE)","v":0},0.93114884772390583]
[2006,1,12,18,null,2013,1,12,18,0.42944111958365777,0.42169936315354545,8.4180874785592386E-3,0.12504122736470452,8.696920000000001E-2,6.8585999999999994E-2,1.71375666785885E-5,2.1787855487974887E-3,0,1.1423509206959432,null,null,0.40660128987147881,0.10956452406822823,0.37328627668192882,6.8554667343885281E-2,6.3225094039130236E-2,4.7079278059094483E-3,8.5769883653262672E-6,1.5925556000974171E-3,0,1.0275409123990238,null,{"$f":"J284*VLOOKUP($B284,$AR$36:$AZ$47,MATCH(AG$2,$AS$2:$BA$2,0)+1,FALSE)","v":0.41206519281891152},{"$f":"K284*VLOOKUP($B284,$AR$36:$AZ$47,MATCH(AH$2,$AS$2:$BA$2,0)+1,FALSE)","v":0.35664540050417193},{"$f":"L284*VLOOKUP($B284,$AR$36:$AZ$47,MATCH(AI$2,$AS$2:$BA$2,0)+1,FALSE)","v":6.2228339095312677E-3},{"$f":"M284*VLOOKUP($B284,$AR$36:$AZ$47,MATCH(AJ$2,$AS$2:$BA$2,0)+1,FALSE)","v":0.10753497178849934},{"$f":"N284*VLOOKUP($B284,$AR$36:$AZ$47,MATCH(AK$2,$AS$2:$BA$2,0)+1,FALSE)","v":6.8031243588421997E-2},{"$f":"O284*VLOOKUP($B284,$AR$36:$AZ$47,MATCH(AL$2,$AS$2:$BA$2,0)+1,FALSE)","v":6.0782429381478272E-2},{"$f":"P284*VLOOKUP($B284,$AR$36:$AZ$47,MATCH(AM$2,$AS$2:$BA$2,0)+1,FALSE)","v":8.5769883653262672E-6},{"$f":"Q284*VLOOKUP($B284,$AR$36:$AZ$47,MATCH(AN$2,$AS$2:$BA$2,0)+1,FALSE)","v":1.66507983835203E-3},{"$f":"R284*VLOOKUP($B284,$AR$36:$BA$47,MATCH(AO$2,$AS$2:$BA$2,0)+1,FALSE)","v":0},1.0129557288177315]
[2006,1,12,19,null,2013,1,12,19,0.44549726449215582,0.40172294511344508,8.4180874785592386E-3,0.109514341573687,8.4862599999999941E-2,6.7766000000000007E-2,1.71375666785885E-5,2.1787855487974887E-3,0,1.1199771617733234,null,null,0.42180348857217148,9.5959444465220686E-2,0.35560324615547384,6.6894110937403051E-2,6.2469187919629375E-2,4.7079278059094483E-3,8.5769883653262672E-6,1.5925556000974171E-3,0,1.0090385384442706,null,{"$f":"J285*VLOOKUP($B285,$AR$36:$AZ$47,MATCH(AG$2,$AS$2:$BA$2,0)+1,FALSE)","v":0.42747167847185269},{"$f":"K285*VLOOKUP($B285,$AR$36:$AZ$47,MATCH(AH$2,$AS$2:$BA$2,0)+1,FALSE)","v":0.33975066877094839},{"$f":"L285*VLOOKUP($B285,$AR$36:$AZ$47,MATCH(AI$2,$AS$2:$BA$2,0)+1,FALSE)","v":6.2228339095312677E-3},{"$f":"M285*VLOOKUP($B285,$AR$36:$AZ$47,MATCH(AJ$2,$AS$2:$BA$2,0)+1,FALSE)","v":9.4181910076857653E-2},{"$f":"N285*VLOOKUP($B285,$AR$36:$AZ$47,MATCH(AK$2,$AS$2:$BA$2,0)+1,FALSE)","v":6.6383365744962758E-2},{"$f":"O285*VLOOKUP($B285,$AR$36:$AZ$47,MATCH(AL$2,$AS$2:$BA$2,0)+1,FALSE)","v":6.0055727254326792E-2},{"$f":"P285*VLOOKUP($B285,$AR$36:$AZ$47,MATCH(AM$2,$AS$2:$BA$2,0)+1,FALSE)","v":8.5769883653262672E-6},{"$f":"Q285*VLOOKUP($B285,$AR$36:$AZ$47,MATCH(AN$2,$AS$2:$BA$2,0)+1,FALSE)","v":1.66507983835203E-3},{"$f":"R285*VLOOKUP($B285,$AR$36:$BA$47,MATCH(AO$2,$AS$2:$BA$2,0)+1,FALSE)","v":0},0.99573984105519686]
[2006,1,12,20,null,2013,1,12,20,0.42627998446695581,0.39417208114116226,8.4180874785592386E-3,0.11217349271732406,8.3796399999999979E-2,6.7338999999999996E-2,1.71375666785885E-5,2.1787855487974887E-3,0,1.0943749689194775,null,null,0.40360827975368857,9.8289465016189126E-2,0.34891925717131478,6.6053664131843756E-2,6.2075563635450248E-2,4.7079278059094483E-3,8.5769883653262672E-6,1.5925556000974171E-3,0,0.98525529010285873,null,{"$f":"J286*VLOOKUP($B286,$AR$36:$AZ$47,MATCH(AG$2,$AS$2:$BA$2,0)+1,FALSE)","v":0.40903196266933178},{"$f":"K286*VLOOKUP($B286,$AR$36:$AZ$47,MATCH(AH$2,$AS$2:$BA$2,0)+1,FALSE)","v":0.33336464796833509},{"$f":"L286*VLOOKUP($B286,$AR$36:$AZ$47,MATCH(AI$2,$AS$2:$BA$2,0)+1,FALSE)","v":6.2228339095312677E-3},{"$f":"M286*VLOOKUP($B286,$AR$36:$AZ$47,MATCH(AJ$2,$AS$2:$BA$2,0)+1,FALSE)","v":9.6468769772966825E-2},{"$f":"N286*VLOOKUP($B286,$AR$36:$AZ$47,MATCH(AK$2,$AS$2:$BA$2,0)+1,FALSE)","v":6.5549335859509367E-2},{"$f":"O286*VLOOKUP($B286,$AR$36:$AZ$47,MATCH(AL$2,$AS$2:$BA$2,0)+1,FALSE)","v":5.9677310414944236E-2},{"$f":"P286*VLOOKUP($B286,$AR$36:$AZ$47,MATCH(AM$2,$AS$2:$BA$2,0)+1,FALSE)","v":8.5769883653262672E-6},{"$f":"Q286*VLOOKUP($B286,$AR$36:$AZ$47,MATCH(AN$2,$AS$2:$BA$2,0)+1,FALSE)","v":1.66507983835203E-3},{"$f":"R286*VLOOKUP($B286,$AR$36:$BA$47,MATCH(AO$2,$AS$2:$BA$2,0)+1,FALSE)","v":0},0.97198851742133607]
[2006,1,12,21,null,2013,1,12,21,0.3954201169515697,0.39314973504336193,8.4180874785592386E-3,0.12131076412744651,8.318929999999998E-2,6.6473000000000004E-2,1.71375666785885E-5,2.1787855487974887E-3,0,1.0701569267164135,null,null,0.37438969456281568,0.1062957907251679,0.34801428125322403,6.5575109211889651E-2,6.1277253026318847E-2,4.7079278059094483E-3,8.5769883653262672E-6,1.5925556000974171E-3,0,0.96186118917378838,null,{"$f":"J287*VLOOKUP($B287,$AR$36:$AZ$47,MATCH(AG$2,$AS$2:$BA$2,0)+1,FALSE)","v":0.37942073850332259},{"$f":"K287*VLOOKUP($B287,$AR$36:$AZ$47,MATCH(AH$2,$AS$2:$BA$2,0)+1,FALSE)","v":0.33250001532868101},{"$f":"L287*VLOOKUP($B287,$AR$36:$AZ$47,MATCH(AI$2,$AS$2:$BA$2,0)+1,FALSE)","v":6.2228339095312677E-3},{"$f":"M287*VLOOKUP($B287,$AR$36:$AZ$47,MATCH(AJ$2,$AS$2:$BA$2,0)+1,FALSE)","v":0.1043267878364454},{"$f":"N287*VLOOKUP($B287,$AR$36:$AZ$47,MATCH(AK$2,$AS$2:$BA$2,0)+1,FALSE)","v":6.5074434768289363E-2},{"$f":"O287*VLOOKUP($B287,$AR$36:$AZ$47,MATCH(AL$2,$AS$2:$BA$2,0)+1,FALSE)","v":5.8909842070903766E-2},{"$f":"P287*VLOOKUP($B287,$AR$36:$AZ$47,MATCH(AM$2,$AS$2:$BA$2,0)+1,FALSE)","v":8.5769883653262672E-6},{"$f":"Q287*VLOOKUP($B287,$AR$36:$AZ$47,MATCH(AN$2,$AS$2:$BA$2,0)+1,FALSE)","v":1.66507983835203E-3},{"$f":"R287*VLOOKUP($B287,$AR$36:$BA$47,MATCH(AO$2,$AS$2:$BA$2,0)+1,FALSE)","v":0},0.9481283092438908]
[2006,1,12,22,null,2013,1,12,22,0.38453512476003732,0.37743701880065206,8.4180874785592386E-3,0.11572063360703581,8.2313499999999998E-2,6.5867999999999996E-2,1.71375666785885E-5,2.1787855487974887E-3,0,1.0364882877617607,null,null,0.36408362077647477,0.10139756633265078,0.33410545934052599,6.4884747823492683E-2,6.0719541804004171E-2,4.7079278059094483E-3,8.5769883653262672E-6,1.5925556000974171E-3,0,0.93149999647152049,null,{"$f":"J288*VLOOKUP($B288,$AR$36:$AZ$47,MATCH(AG$2,$AS$2:$BA$2,0)+1,FALSE)","v":0.36897617182888615},{"$f":"K288*VLOOKUP($B288,$AR$36:$AZ$47,MATCH(AH$2,$AS$2:$BA$2,0)+1,FALSE)","v":0.31921124027461667},{"$f":"L288*VLOOKUP($B288,$AR$36:$AZ$47,MATCH(AI$2,$AS$2:$BA$2,0)+1,FALSE)","v":6.2228339095312677E-3},{"$f":"M288*VLOOKUP($B288,$AR$36:$AZ$47,MATCH(AJ$2,$AS$2:$BA$2,0)+1,FALSE)","v":9.9519297215347455E-2},{"$f":"N288*VLOOKUP($B288,$AR$36:$AZ$47,MATCH(AK$2,$AS$2:$BA$2,0)+1,FALSE)","v":6.4389344378418714E-2},{"$f":"O288*VLOOKUP($B288,$AR$36:$AZ$47,MATCH(AL$2,$AS$2:$BA$2,0)+1,FALSE)","v":5.8373677696602969E-2},{"$f":"P288*VLOOKUP($B288,$AR$36:$AZ$47,MATCH(AM$2,$AS$2:$BA$2,0)+1,FALSE)","v":8.5769883653262672E-6},{"$f":"Q288*VLOOKUP($B288,$AR$36:$AZ$47,MATCH(AN$2,$AS$2:$BA$2,0)+1,FALSE)","v":1.66507983835203E-3},{"$f":"R288*VLOOKUP($B288,$AR$36:$BA$47,MATCH(AO$2,$AS$2:$BA$2,0)+1,FALSE)","v":0},0.91836622213012054]
[2006,1,12,23,null,2013,1,12,23,0.36273541063300724,0.3529409005971208,8.4180874785592386E-3,9.9864414372297899E-2,8.1004899999999977E-2,6.4642000000000005E-2,1.71375666785885E-5,2.1787855487974887E-3,0,0.97180163619646109,null,null,0.34344332463652116,8.7503915809623939E-2,0.31242161166056837,6.3853225885999759E-2,5.958936997167727E-2,4.7079278059094483E-3,8.5769883653262672E-6,1.5925556000974171E-3,0,0.87312050835876265,null,{"$f":"J289*VLOOKUP($B289,$AR$36:$AZ$47,MATCH(AG$2,$AS$2:$BA$2,0)+1,FALSE)","v":0.34805851165265361},{"$f":"K289*VLOOKUP($B289,$AR$36:$AZ$47,MATCH(AH$2,$AS$2:$BA$2,0)+1,FALSE)","v":0.29849404539397151},{"$f":"L289*VLOOKUP($B289,$AR$36:$AZ$47,MATCH(AI$2,$AS$2:$BA$2,0)+1,FALSE)","v":6.2228339095312677E-3},{"$f":"M289*VLOOKUP($B289,$AR$36:$AZ$47,MATCH(AJ$2,$AS$2:$BA$2,0)+1,FALSE)","v":8.5883010016193626E-2},{"$f":"N289*VLOOKUP($B289,$AR$36:$AZ$47,MATCH(AK$2,$AS$2:$BA$2,0)+1,FALSE)","v":6.3365698244387231E-2},{"$f":"O289*VLOOKUP($B289,$AR$36:$AZ$47,MATCH(AL$2,$AS$2:$BA$2,0)+1,FALSE)","v":5.7287169394300869E-2},{"$f":"P289*VLOOKUP($B289,$AR$36:$AZ$47,MATCH(AM$2,$AS$2:$BA$2,0)+1,FALSE)","v":8.5769883653262672E-6},{"$f":"Q289*VLOOKUP($B289,$AR$36:$AZ$47,MATCH(AN$2,$AS$2:$BA$2,0)+1,FALSE)","v":1.66507983835203E-3},{"$f":"R289*VLOOKUP($B289,$AR$36:$BA$47,MATCH(AO$2,$AS$2:$BA$2,0)+1,FALSE)","v":0},0.8609849254377554]
[2006,1,12,24,null,2013,1,12,24,0.2504690627592206,0.37317077535403098,8.4180874785592386E-3,0.14151484807765843,7.9818899999999998E-2,6.3899999999999998E-2,1.71375666785885E-5,2.1787855487974887E-3,0,0.91948759678494518,null,null,0.23714786345921915,0.12399915855746692,0.33032900087092187,6.2918345083717492E-2,5.8905367117202082E-2,4.7079278059094483E-3,8.5769883653262672E-6,1.5925556000974171E-3,0,0.81960879548289978,null,{"$f":"J290*VLOOKUP($B290,$AR$36:$AZ$47,MATCH(AG$2,$AS$2:$BA$2,0)+1,FALSE)","v":0.24033465342376095},{"$f":"K290*VLOOKUP($B290,$AR$36:$AZ$47,MATCH(AH$2,$AS$2:$BA$2,0)+1,FALSE)","v":0.31560313403682166},{"$f":"L290*VLOOKUP($B290,$AR$36:$AZ$47,MATCH(AI$2,$AS$2:$BA$2,0)+1,FALSE)","v":6.2228339095312677E-3},{"$f":"M290*VLOOKUP($B290,$AR$36:$AZ$47,MATCH(AJ$2,$AS$2:$BA$2,0)+1,FALSE)","v":0.12170222187038696},{"$f":"N290*VLOOKUP($B290,$AR$36:$AZ$47,MATCH(AK$2,$AS$2:$BA$2,0)+1,FALSE)","v":6.2437955377994687E-2},{"$f":"O290*VLOOKUP($B290,$AR$36:$AZ$47,MATCH(AL$2,$AS$2:$BA$2,0)+1,FALSE)","v":5.662959259143939E-2},{"$f":"P290*VLOOKUP($B290,$AR$36:$AZ$47,MATCH(AM$2,$AS$2:$BA$2,0)+1,FALSE)","v":8.5769883653262672E-6},{"$f":"Q290*VLOOKUP($B290,$AR$36:$AZ$47,MATCH(AN$2,$AS$2:$BA$2,0)+1,FALSE)","v":1.66507983835203E-3},{"$f":"R290*VLOOKUP($B290,$AR$36:$BA$47,MATCH(AO$2,$AS$2:$BA$2,0)+1,FALSE)","v":0},0.80460404803665231]
[2006,1,13,1,null,2013,1,13,1,0.2500868258528911,0.34997102714822947,8.4180874785592386E-3,0.11090800947782875,7.9729400000000006E-2,6.3173999999999994E-2,1.71375666785885E-5,2.1787855487974887E-3,0,0.86448327307298445,null,null,0.23678595582610582,9.7180614185356978E-2,0.30979269376592716,6.2847795478486249E-2,5.8236113650424477E-2,4.7079278059094483E-3,8.5769883653262672E-6,1.5925556000974171E-3,0,0.77115223330067284,null,{"$f":"J291*VLOOKUP($B291,$AR$36:$AZ$47,MATCH(AG$2,$AS$2:$BA$2,0)+1,FALSE)","v":0.2399678824804897},{"$f":"K291*VLOOKUP($B291,$AR$36:$AZ$47,MATCH(AH$2,$AS$2:$BA$2,0)+1,FALSE)","v":0.29598232306717992},{"$f":"L291*VLOOKUP($B291,$AR$36:$AZ$47,MATCH(AI$2,$AS$2:$BA$2,0)+1,FALSE)","v":6.2228339095312677E-3},{"$f":"M291*VLOOKUP($B291,$AR$36:$AZ$47,MATCH(AJ$2,$AS$2:$BA$2,0)+1,FALSE)","v":9.5380459082757149E-2},{"$f":"N291*VLOOKUP($B291,$AR$36:$AZ$47,MATCH(AK$2,$AS$2:$BA$2,0)+1,FALSE)","v":6.2367944428127799E-2},{"$f":"O291*VLOOKUP($B291,$AR$36:$AZ$47,MATCH(AL$2,$AS$2:$BA$2,0)+1,FALSE)","v":5.598619534227843E-2},{"$f":"P291*VLOOKUP($B291,$AR$36:$AZ$47,MATCH(AM$2,$AS$2:$BA$2,0)+1,FALSE)","v":8.5769883653262672E-6},{"$f":"Q291*VLOOKUP($B291,$AR$36:$AZ$47,MATCH(AN$2,$AS$2:$BA$2,0)+1,FALSE)","v":1.66507983835203E-3},{"$f":"R291*VLOOKUP($B291,$AR$36:$BA$47,MATCH(AO$2,$AS$2:$BA$2,0)+1,FALSE)","v":0},0.75758129513708161]
[2006,1,13,2,null,2013,1,13,2,0.23306428009312288,0.33966934587416359,8.4180874785592386E-3,0.10245584920362036,7.9282699999999984E-2,6.2809000000000004E-2,1.71375666785885E-5,2.1787855487974887E-3,0,0.82789518576494203,null,null,0.2206687543118952,8.9774601486113229E-2,0.30067369434984359,6.2495678063326454E-2,5.7899643243573488E-2,4.7079278059094483E-3,8.5769883653262672E-6,1.5925556000974171E-3,0,0.73782143184912408,null,{"$f":"J292*VLOOKUP($B292,$AR$36:$AZ$47,MATCH(AG$2,$AS$2:$BA$2,0)+1,FALSE)","v":0.2236340982178926},{"$f":"K292*VLOOKUP($B292,$AR$36:$AZ$47,MATCH(AH$2,$AS$2:$BA$2,0)+1,FALSE)","v":0.2872698431232209},{"$f":"L292*VLOOKUP($B292,$AR$36:$AZ$47,MATCH(AI$2,$AS$2:$BA$2,0)+1,FALSE)","v":6.2228339095312677E-3},{"$f":"M292*VLOOKUP($B292,$AR$36:$AZ$47,MATCH(AJ$2,$AS$2:$BA$2,0)+1,FALSE)","v":8.8111633945685344E-2},{"$f":"N292*VLOOKUP($B292,$AR$36:$AZ$47,MATCH(AK$2,$AS$2:$BA$2,0)+1,FALSE)","v":6.2018515474993242E-2},{"$f":"O292*VLOOKUP($B292,$AR$36:$AZ$47,MATCH(AL$2,$AS$2:$BA$2,0)+1,FALSE)","v":5.5662724273485398E-2},{"$f":"P292*VLOOKUP($B292,$AR$36:$AZ$47,MATCH(AM$2,$AS$2:$BA$2,0)+1,FALSE)","v":8.5769883653262672E-6},{"$f":"Q292*VLOOKUP($B292,$AR$36:$AZ$47,MATCH(AN$2,$AS$2:$BA$2,0)+1,FALSE)","v":1.66507983835203E-3},{"$f":"R292*VLOOKUP($B292,$AR$36:$BA$47,MATCH(AO$2,$AS$2:$BA$2,0)+1,FALSE)","v":0},0.72459330577152614]
[2006,1,13,3,null,2013,1,13,3,0.21774588272802567,0.3359192240638833,8.4180874785592386E-3,0.10142327559544785,7.9354800000000017E-2,6.2741000000000005E-2,1.71375666785885E-5,2.1787855487974887E-3,0,0.8077981929813921,null,null,0.20616506604503598,8.8869832408512442E-2,0.29735410430542247,6.2552511879384279E-2,5.7836958345858787E-2,4.7079278059094483E-3,8.5769883653262672E-6,1.5925556000974171E-3,0,0.71908753337858611,null,{"$f":"J293*VLOOKUP($B293,$AR$36:$AZ$47,MATCH(AG$2,$AS$2:$BA$2,0)+1,FALSE)","v":0.20893550957308574},{"$f":"K293*VLOOKUP($B293,$AR$36:$AZ$47,MATCH(AH$2,$AS$2:$BA$2,0)+1,FALSE)","v":0.28409823839286269},{"$f":"L293*VLOOKUP($B293,$AR$36:$AZ$47,MATCH(AI$2,$AS$2:$BA$2,0)+1,FALSE)","v":6.2228339095312677E-3},{"$f":"M293*VLOOKUP($B293,$AR$36:$AZ$47,MATCH(AJ$2,$AS$2:$BA$2,0)+1,FALSE)","v":8.7223624637359234E-2},{"$f":"N293*VLOOKUP($B293,$AR$36:$AZ$47,MATCH(AK$2,$AS$2:$BA$2,0)+1,FALSE)","v":6.2074915357511737E-2},{"$f":"O293*VLOOKUP($B293,$AR$36:$AZ$47,MATCH(AL$2,$AS$2:$BA$2,0)+1,FALSE)","v":5.5602461170258202E-2},{"$f":"P293*VLOOKUP($B293,$AR$36:$AZ$47,MATCH(AM$2,$AS$2:$BA$2,0)+1,FALSE)","v":8.5769883653262672E-6},{"$f":"Q293*VLOOKUP($B293,$AR$36:$AZ$47,MATCH(AN$2,$AS$2:$BA$2,0)+1,FALSE)","v":1.66507983835203E-3},{"$f":"R293*VLOOKUP($B293,$AR$36:$BA$47,MATCH(AO$2,$AS$2:$BA$2,0)+1,FALSE)","v":0},0.70583123986732632]
[2006,1,13,4,null,2013,1,13,4,0.21603035674853405,0.33427165296471972,8.4180874785592386E-3,9.9825564490873167E-2,7.9397700000000015E-2,6.2413000000000003E-2,1.71375666785885E-5,2.1787855487974887E-3,0,0.80255228479816232,null,null,0.20454078032981246,8.7469874486948873E-2,0.29589568218076873,6.2586328394070551E-2,5.7534595898058434E-2,4.7079278059094483E-3,8.5769883653262672E-6,1.5925556000974171E-3,0,0.71433632168403127,null,{"$f":"J294*VLOOKUP($B294,$AR$36:$AZ$47,MATCH(AG$2,$AS$2:$BA$2,0)+1,FALSE)","v":0.20728939672713748},{"$f":"K294*VLOOKUP($B294,$AR$36:$AZ$47,MATCH(AH$2,$AS$2:$BA$2,0)+1,FALSE)","v":0.282704831843405},{"$f":"L294*VLOOKUP($B294,$AR$36:$AZ$47,MATCH(AI$2,$AS$2:$BA$2,0)+1,FALSE)","v":6.2228339095312677E-3},{"$f":"M294*VLOOKUP($B294,$AR$36:$AZ$47,MATCH(AJ$2,$AS$2:$BA$2,0)+1,FALSE)","v":8.5849599268466317E-2},{"$f":"N294*VLOOKUP($B294,$AR$36:$AZ$47,MATCH(AK$2,$AS$2:$BA$2,0)+1,FALSE)","v":6.2108473678732852E-2},{"$f":"O294*VLOOKUP($B294,$AR$36:$AZ$47,MATCH(AL$2,$AS$2:$BA$2,0)+1,FALSE)","v":5.5311780319397603E-2},{"$f":"P294*VLOOKUP($B294,$AR$36:$AZ$47,MATCH(AM$2,$AS$2:$BA$2,0)+1,FALSE)","v":8.5769883653262672E-6},{"$f":"Q294*VLOOKUP($B294,$AR$36:$AZ$47,MATCH(AN$2,$AS$2:$BA$2,0)+1,FALSE)","v":1.66507983835203E-3},{"$f":"R294*VLOOKUP($B294,$AR$36:$BA$47,MATCH(AO$2,$AS$2:$BA$2,0)+1,FALSE)","v":0},0.70116057257338793]
[2006,1,13,5,null,2013,1,13,5,0.21779395291798181,0.3338328033294754,8.4180874785592386E-3,9.6971509505915945E-2,7.9655299999999984E-2,6.2672000000000005E-2,1.71375666785885E-5,2.1787855487974887E-3,0,0.80153957634740847,null,null,0.20621057962151762,8.4969073889563984E-2,0.29550721456455392,6.2789385134937231E-2,5.7773351611412983E-2,4.7079278059094483E-3,8.5769883653262672E-6,1.5925556000974171E-3,0,0.71355866521635791,null,{"$f":"J295*VLOOKUP($B295,$AR$36:$AZ$47,MATCH(AG$2,$AS$2:$BA$2,0)+1,FALSE)","v":0.20898163476042766},{"$f":"K295*VLOOKUP($B295,$AR$36:$AZ$47,MATCH(AH$2,$AS$2:$BA$2,0)+1,FALSE)","v":0.2823336818782915},{"$f":"L295*VLOOKUP($B295,$AR$36:$AZ$47,MATCH(AI$2,$AS$2:$BA$2,0)+1,FALSE)","v":6.2228339095312677E-3},{"$f":"M295*VLOOKUP($B295,$AR$36:$AZ$47,MATCH(AJ$2,$AS$2:$BA$2,0)+1,FALSE)","v":8.3395123022843409E-2},{"$f":"N295*VLOOKUP($B295,$AR$36:$AZ$47,MATCH(AK$2,$AS$2:$BA$2,0)+1,FALSE)","v":6.2309980055109494E-2},{"$f":"O295*VLOOKUP($B295,$AR$36:$AZ$47,MATCH(AL$2,$AS$2:$BA$2,0)+1,FALSE)","v":5.5541311844924723E-2},{"$f":"P295*VLOOKUP($B295,$AR$36:$AZ$47,MATCH(AM$2,$AS$2:$BA$2,0)+1,FALSE)","v":8.5769883653262672E-6},{"$f":"Q295*VLOOKUP($B295,$AR$36:$AZ$47,MATCH(AN$2,$AS$2:$BA$2,0)+1,FALSE)","v":1.66507983835203E-3},{"$f":"R295*VLOOKUP($B295,$AR$36:$BA$47,MATCH(AO$2,$AS$2:$BA$2,0)+1,FALSE)","v":0},0.70045822229784549]
[2006,1,13,6,null,2013,1,13,6,0.22238812895630944,0.34090604079260239,8.4180874785592386E-3,9.8373955525026646E-2,8.0711699999999997E-2,6.2793000000000002E-2,1.71375666785885E-5,2.1787855487974887E-3,0,0.81578683586797351,null,null,0.21056041436694597,8.6197935232767808E-2,0.30176841082758082,6.3622106955789681E-2,5.7884893855875912E-2,4.7079278059094483E-3,8.5769883653262672E-6,1.5925556000974171E-3,0,0.7263428216333323,null,{"$f":"J296*VLOOKUP($B296,$AR$36:$AZ$47,MATCH(AG$2,$AS$2:$BA$2,0)+1,FALSE)","v":0.21338992252968658},{"$f":"K296*VLOOKUP($B296,$AR$36:$AZ$47,MATCH(AH$2,$AS$2:$BA$2,0)+1,FALSE)","v":0.28831575780326629},{"$f":"L296*VLOOKUP($B296,$AR$36:$AZ$47,MATCH(AI$2,$AS$2:$BA$2,0)+1,FALSE)","v":6.2228339095312677E-3},{"$f":"M296*VLOOKUP($B296,$AR$36:$AZ$47,MATCH(AJ$2,$AS$2:$BA$2,0)+1,FALSE)","v":8.4601221173656441E-2},{"$f":"N296*VLOOKUP($B296,$AR$36:$AZ$47,MATCH(AK$2,$AS$2:$BA$2,0)+1,FALSE)","v":6.3136343937113815E-2},{"$f":"O296*VLOOKUP($B296,$AR$36:$AZ$47,MATCH(AL$2,$AS$2:$BA$2,0)+1,FALSE)","v":5.5648544719784879E-2},{"$f":"P296*VLOOKUP($B296,$AR$36:$AZ$47,MATCH(AM$2,$AS$2:$BA$2,0)+1,FALSE)","v":8.5769883653262672E-6},{"$f":"Q296*VLOOKUP($B296,$AR$36:$AZ$47,MATCH(AN$2,$AS$2:$BA$2,0)+1,FALSE)","v":1.66507983835203E-3},{"$f":"R296*VLOOKUP($B296,$AR$36:$BA$47,MATCH(AO$2,$AS$2:$BA$2,0)+1,FALSE)","v":0},0.71298828089975674]
[2006,1,13,7,null,2013,1,13,7,0.23487067812126117,0.35376828698637991,8.4180874785592386E-3,9.9119905133182057E-2,8.2910500000000012E-2,6.4460000000000003E-2,1.71375666785885E-5,2.1787855487974887E-3,0,0.84574338083485834,null,null,0.22237907904506096,8.6851556566458418E-2,0.31315401016910344,6.535534127961623E-2,5.9421595686617319E-2,4.7079278059094483E-3,8.5769883653262672E-6,1.5925556000974171E-3,0,0.75347064314122847,null,{"$f":"J297*VLOOKUP($B297,$AR$36:$AZ$47,MATCH(AG$2,$AS$2:$BA$2,0)+1,FALSE)","v":0.22536740627300886},{"$f":"K297*VLOOKUP($B297,$AR$36:$AZ$47,MATCH(AH$2,$AS$2:$BA$2,0)+1,FALSE)","v":0.29919379402048668},{"$f":"L297*VLOOKUP($B297,$AR$36:$AZ$47,MATCH(AI$2,$AS$2:$BA$2,0)+1,FALSE)","v":6.2228339095312677E-3},{"$f":"M297*VLOOKUP($B297,$AR$36:$AZ$47,MATCH(AJ$2,$AS$2:$BA$2,0)+1,FALSE)","v":8.5242734950825891E-2},{"$f":"N297*VLOOKUP($B297,$AR$36:$AZ$47,MATCH(AK$2,$AS$2:$BA$2,0)+1,FALSE)","v":6.4856344792614651E-2},{"$f":"O297*VLOOKUP($B297,$AR$36:$AZ$47,MATCH(AL$2,$AS$2:$BA$2,0)+1,FALSE)","v":5.7125876970957487E-2},{"$f":"P297*VLOOKUP($B297,$AR$36:$AZ$47,MATCH(AM$2,$AS$2:$BA$2,0)+1,FALSE)","v":8.5769883653262672E-6},{"$f":"Q297*VLOOKUP($B297,$AR$36:$AZ$47,MATCH(AN$2,$AS$2:$BA$2,0)+1,FALSE)","v":1.66507983835203E-3},{"$f":"R297*VLOOKUP($B297,$AR$36:$BA$47,MATCH(AO$2,$AS$2:$BA$2,0)+1,FALSE)","v":0},0.73968264774414216]
[2006,1,13,8,null,2013,1,13,8,0.26360694691830461,0.36564722391800719,4.9105510291595584E-3,9.8579096765297636E-2,8.3885300000000038E-2,6.5823000000000007E-2,9.9969138958432951E-6,2.0396420282785071E-3,0,0.88450175757294336,null,null,0.24958700913405477,8.6377685566563736E-2,0.32366918881435086,6.6123740778827697E-2,6.0678059151104746E-2,2.7462912201138461E-3,5.003243213106991E-6,1.4908504125712395E-3,0,0.79067782832079991,null,{"$f":"J298*VLOOKUP($B298,$AR$36:$AZ$47,MATCH(AG$2,$AS$2:$BA$2,0)+1,FALSE)","v":0.25294095617952411},{"$f":"K298*VLOOKUP($B298,$AR$36:$AZ$47,MATCH(AH$2,$AS$2:$BA$2,0)+1,FALSE)","v":0.3092402123690044},{"$f":"L298*VLOOKUP($B298,$AR$36:$AZ$47,MATCH(AI$2,$AS$2:$BA$2,0)+1,FALSE)","v":3.6299864472265752E-3},{"$f":"M298*VLOOKUP($B298,$AR$36:$AZ$47,MATCH(AJ$2,$AS$2:$BA$2,0)+1,FALSE)","v":8.4777641846662616E-2},{"$f":"N298*VLOOKUP($B298,$AR$36:$AZ$47,MATCH(AK$2,$AS$2:$BA$2,0)+1,FALSE)","v":6.561887746222636E-2},{"$f":"O298*VLOOKUP($B298,$AR$36:$AZ$47,MATCH(AL$2,$AS$2:$BA$2,0)+1,FALSE)","v":5.8333797701820268E-2},{"$f":"P298*VLOOKUP($B298,$AR$36:$AZ$47,MATCH(AM$2,$AS$2:$BA$2,0)+1,FALSE)","v":5.003243213106991E-6},{"$f":"Q298*VLOOKUP($B298,$AR$36:$AZ$47,MATCH(AN$2,$AS$2:$BA$2,0)+1,FALSE)","v":1.5587430440854491E-3},{"$f":"R298*VLOOKUP($B298,$AR$36:$BA$47,MATCH(AO$2,$AS$2:$BA$2,0)+1,FALSE)","v":0},0.77610521829376278]
[2006,1,13,9,null,2013,1,13,9,0.30345550432259383,0.37350370721453896,0,9.8139836295096122E-2,8.4619800000000023E-2,6.6022999999999998E-2,0,1.844841099551928E-3,0,0.92758668893178098,null,null,0.28731622066323931,8.5992793596339837E-2,0.33062371057517287,6.6702720499971294E-2,6.0862426497324464E-2,0,0,1.3484631500345877E-3,0,0.83284633498208227,null,{"$f":"J299*VLOOKUP($B299,$AR$36:$AZ$47,MATCH(AG$2,$AS$2:$BA$2,0)+1,FALSE)","v":0.29117717237203322},{"$f":"K299*VLOOKUP($B299,$AR$36:$AZ$47,MATCH(AH$2,$AS$2:$BA$2,0)+1,FALSE)","v":0.31588470576091326},{"$f":"L299*VLOOKUP($B299,$AR$36:$AZ$47,MATCH(AI$2,$AS$2:$BA$2,0)+1,FALSE)","v":0},{"$f":"M299*VLOOKUP($B299,$AR$36:$AZ$47,MATCH(AJ$2,$AS$2:$BA$2,0)+1,FALSE)","v":8.4399879541649792E-2},{"$f":"N299*VLOOKUP($B299,$AR$36:$AZ$47,MATCH(AK$2,$AS$2:$BA$2,0)+1,FALSE)","v":6.6193436598284819E-2},{"$f":"O299*VLOOKUP($B299,$AR$36:$AZ$47,MATCH(AL$2,$AS$2:$BA$2,0)+1,FALSE)","v":5.8511042123076729E-2},{"$f":"P299*VLOOKUP($B299,$AR$36:$AZ$47,MATCH(AM$2,$AS$2:$BA$2,0)+1,FALSE)","v":0},{"$f":"Q299*VLOOKUP($B299,$AR$36:$AZ$47,MATCH(AN$2,$AS$2:$BA$2,0)+1,FALSE)","v":1.4098715321122319E-3},{"$f":"R299*VLOOKUP($B299,$AR$36:$BA$47,MATCH(AO$2,$AS$2:$BA$2,0)+1,FALSE)","v":0},0.81757610792807012]
[2006,1,13,10,null,2013,1,13,10,0.34356141282286246,0.37753617742493806,0,9.0964945198431735E-2,8.6050900000000013E-2,6.6720000000000002E-2,0,1.844841099551928E-3,0,0.96667827654578431,null,null,0.32528909606810608,7.9705958887379691E-2,0.3341932340845612,6.7830804746300266E-2,6.1504946698900206E-2,0,0,1.3484631500345877E-3,0,0.86987250363528201,null,{"$f":"J300*VLOOKUP($B300,$AR$36:$AZ$47,MATCH(AG$2,$AS$2:$BA$2,0)+1,FALSE)","v":0.32966032679227825},{"$f":"K300*VLOOKUP($B300,$AR$36:$AZ$47,MATCH(AH$2,$AS$2:$BA$2,0)+1,FALSE)","v":0.3192951020737132},{"$f":"L300*VLOOKUP($B300,$AR$36:$AZ$47,MATCH(AI$2,$AS$2:$BA$2,0)+1,FALSE)","v":0},{"$f":"M300*VLOOKUP($B300,$AR$36:$AZ$47,MATCH(AJ$2,$AS$2:$BA$2,0)+1,FALSE)","v":7.8229500955913467E-2},{"$f":"N300*VLOOKUP($B300,$AR$36:$AZ$47,MATCH(AK$2,$AS$2:$BA$2,0)+1,FALSE)","v":6.7312907775430184E-2},{"$f":"O300*VLOOKUP($B300,$AR$36:$AZ$47,MATCH(AL$2,$AS$2:$BA$2,0)+1,FALSE)","v":5.9128738931155493E-2},{"$f":"P300*VLOOKUP($B300,$AR$36:$AZ$47,MATCH(AM$2,$AS$2:$BA$2,0)+1,FALSE)","v":0},{"$f":"Q300*VLOOKUP($B300,$AR$36:$AZ$47,MATCH(AN$2,$AS$2:$BA$2,0)+1,FALSE)","v":1.4098715321122319E-3},{"$f":"R300*VLOOKUP($B300,$AR$36:$BA$47,MATCH(AO$2,$AS$2:$BA$2,0)+1,FALSE)","v":0},0.85503644806060275]
[2006,1,13,11,null,2013,1,13,11,0.33581886099797975,0.39355846485576196,0,0.10259384583052995,8.7256099999999975E-2,6.7225999999999994E-2,0,1.844841099551928E-3,0,0.98829811278382362,null,null,0.3179583319299486,8.989551788360084E-2,0.34837608694507693,6.8780820212498053E-2,6.1971396084836101E-2,0,0,1.3484631500345877E-3,0,0.88833061620599518,null,{"$f":"J301*VLOOKUP($B301,$AR$36:$AZ$47,MATCH(AG$2,$AS$2:$BA$2,0)+1,FALSE)","v":0.32223105193912999},{"$f":"K301*VLOOKUP($B301,$AR$36:$AZ$47,MATCH(AH$2,$AS$2:$BA$2,0)+1,FALSE)","v":0.33284569194187602},{"$f":"L301*VLOOKUP($B301,$AR$36:$AZ$47,MATCH(AI$2,$AS$2:$BA$2,0)+1,FALSE)","v":0},{"$f":"M301*VLOOKUP($B301,$AR$36:$AZ$47,MATCH(AJ$2,$AS$2:$BA$2,0)+1,FALSE)","v":8.8230310510962084E-2},{"$f":"N301*VLOOKUP($B301,$AR$36:$AZ$47,MATCH(AK$2,$AS$2:$BA$2,0)+1,FALSE)","v":6.8255669750620973E-2},{"$f":"O301*VLOOKUP($B301,$AR$36:$AZ$47,MATCH(AL$2,$AS$2:$BA$2,0)+1,FALSE)","v":5.9577167316934333E-2},{"$f":"P301*VLOOKUP($B301,$AR$36:$AZ$47,MATCH(AM$2,$AS$2:$BA$2,0)+1,FALSE)","v":0},{"$f":"Q301*VLOOKUP($B301,$AR$36:$AZ$47,MATCH(AN$2,$AS$2:$BA$2,0)+1,FALSE)","v":1.4098715321122319E-3},{"$f":"R301*VLOOKUP($B301,$AR$36:$BA$47,MATCH(AO$2,$AS$2:$BA$2,0)+1,FALSE)","v":0},0.87254976299163567]
[2006,1,13,12,null,2013,1,13,12,0.34486222440714942,0.39983207212737687,0,0.10501948800170624,8.7929799999999975E-2,6.7913000000000001E-2,0,1.844841099551928E-3,0,1.0074014256357844,null,null,0.32652072397687187,9.202093152233301E-2,0.35392945435420226,6.9311873497909154E-2,6.2604697919100866E-2,0,0,1.3484631500345877E-3,0,0.90573614442045169,null,{"$f":"J302*VLOOKUP($B302,$AR$36:$AZ$47,MATCH(AG$2,$AS$2:$BA$2,0)+1,FALSE)","v":0.33090850530117361},{"$f":"K302*VLOOKUP($B302,$AR$36:$AZ$47,MATCH(AH$2,$AS$2:$BA$2,0)+1,FALSE)","v":0.3381514935946433},{"$f":"L302*VLOOKUP($B302,$AR$36:$AZ$47,MATCH(AI$2,$AS$2:$BA$2,0)+1,FALSE)","v":0},{"$f":"M302*VLOOKUP($B302,$AR$36:$AZ$47,MATCH(AJ$2,$AS$2:$BA$2,0)+1,FALSE)","v":9.0316353394127719E-2},{"$f":"N302*VLOOKUP($B302,$AR$36:$AZ$47,MATCH(AK$2,$AS$2:$BA$2,0)+1,FALSE)","v":6.8782668375484954E-2},{"$f":"O302*VLOOKUP($B302,$AR$36:$AZ$47,MATCH(AL$2,$AS$2:$BA$2,0)+1,FALSE)","v":6.0186001903950286E-2},{"$f":"P302*VLOOKUP($B302,$AR$36:$AZ$47,MATCH(AM$2,$AS$2:$BA$2,0)+1,FALSE)","v":0},{"$f":"Q302*VLOOKUP($B302,$AR$36:$AZ$47,MATCH(AN$2,$AS$2:$BA$2,0)+1,FALSE)","v":1.4098715321122319E-3},{"$f":"R302*VLOOKUP($B302,$AR$36:$BA$47,MATCH(AO$2,$AS$2:$BA$2,0)+1,FALSE)","v":0},0.88975489410149211]
[2006,1,13,13,null,2013,1,13,13,0.33184870913878223,0.40710864139690894,0,0.11685923778129545,8.8219799999999987E-2,6.8125000000000005E-2,0,1.844841099551928E-3,0,1.0140062294165386,null,null,0.31419933263220928,0.10239524227588988,0.36037063896811583,6.9540469984133338E-2,6.2800127306093773E-2,0,0,1.3484631500345877E-3,0,0.91065427431647661,null,{"$f":"J303*VLOOKUP($B303,$AR$36:$AZ$47,MATCH(AG$2,$AS$2:$BA$2,0)+1,FALSE)","v":0.31842153925677052},{"$f":"K303*VLOOKUP($B303,$AR$36:$AZ$47,MATCH(AH$2,$AS$2:$BA$2,0)+1,FALSE)","v":0.34430553409881093},{"$f":"L303*VLOOKUP($B303,$AR$36:$AZ$47,MATCH(AI$2,$AS$2:$BA$2,0)+1,FALSE)","v":0},{"$f":"M303*VLOOKUP($B303,$AR$36:$AZ$47,MATCH(AJ$2,$AS$2:$BA$2,0)+1,FALSE)","v":0.10049849240030961},{"$f":"N303*VLOOKUP($B303,$AR$36:$AZ$47,MATCH(AK$2,$AS$2:$BA$2,0)+1,FALSE)","v":6.9009519497958693E-2},{"$f":"O303*VLOOKUP($B303,$AR$36:$AZ$47,MATCH(AL$2,$AS$2:$BA$2,0)+1,FALSE)","v":6.0373880990482139E-2},{"$f":"P303*VLOOKUP($B303,$AR$36:$AZ$47,MATCH(AM$2,$AS$2:$BA$2,0)+1,FALSE)","v":0},{"$f":"Q303*VLOOKUP($B303,$AR$36:$AZ$47,MATCH(AN$2,$AS$2:$BA$2,0)+1,FALSE)","v":1.4098715321122319E-3},{"$f":"R303*VLOOKUP($B303,$AR$36:$BA$47,MATCH(AO$2,$AS$2:$BA$2,0)+1,FALSE)","v":0},0.8940188377764442]
[2006,1,13,14,null,2013,1,13,14,0.32746322480724771,0.40419302721023986,0,0.11227930790540396,8.8426300000000027E-2,6.8581000000000003E-2,0,1.844841099551928E-3,0,1.0027877010224437,null,null,0.31004709032331756,9.838218316176002E-2,0.35778975111511135,6.9703246447599884E-2,6.3220484855474754E-2,0,0,1.3484631500345877E-3,0,0.9004912190532981,null,{"$f":"J304*VLOOKUP($B304,$AR$36:$AZ$47,MATCH(AG$2,$AS$2:$BA$2,0)+1,FALSE)","v":0.31421349916869029},{"$f":"K304*VLOOKUP($B304,$AR$36:$AZ$47,MATCH(AH$2,$AS$2:$BA$2,0)+1,FALSE)","v":0.34183970066348363},{"$f":"L304*VLOOKUP($B304,$AR$36:$AZ$47,MATCH(AI$2,$AS$2:$BA$2,0)+1,FALSE)","v":0},{"$f":"M304*VLOOKUP($B304,$AR$36:$AZ$47,MATCH(AJ$2,$AS$2:$BA$2,0)+1,FALSE)","v":9.6559770425349883E-2},{"$f":"N304*VLOOKUP($B304,$AR$36:$AZ$47,MATCH(AK$2,$AS$2:$BA$2,0)+1,FALSE)","v":6.9171053142065009E-2},{"$f":"O304*VLOOKUP($B304,$AR$36:$AZ$47,MATCH(AL$2,$AS$2:$BA$2,0)+1,FALSE)","v":6.0777998270946869E-2},{"$f":"P304*VLOOKUP($B304,$AR$36:$AZ$47,MATCH(AM$2,$AS$2:$BA$2,0)+1,FALSE)","v":0},{"$f":"Q304*VLOOKUP($B304,$AR$36:$AZ$47,MATCH(AN$2,$AS$2:$BA$2,0)+1,FALSE)","v":1.4098715321122319E-3},{"$f":"R304*VLOOKUP($B304,$AR$36:$BA$47,MATCH(AO$2,$AS$2:$BA$2,0)+1,FALSE)","v":0},0.88397189320264791]
[2006,1,13,15,null,2013,1,13,15,0.34154900221971252,0.39750685494496174,0,9.9670580937512063E-2,8.8478999999999988E-2,6.8768999999999997E-2,0,1.844841099551928E-3,0,0.99781927920173819,null,null,0.32338371554053785,8.7334073682523911E-2,0.35187118312986432,6.9744787946993E-2,6.3393790160921282E-2,0,0,1.3484631500345877E-3,0,0.89707601361087497,null,{"$f":"J305*VLOOKUP($B305,$AR$36:$AZ$47,MATCH(AG$2,$AS$2:$BA$2,0)+1,FALSE)","v":0.32772934178548208},{"$f":"K305*VLOOKUP($B305,$AR$36:$AZ$47,MATCH(AH$2,$AS$2:$BA$2,0)+1,FALSE)","v":0.33618497885513754},{"$f":"L305*VLOOKUP($B305,$AR$36:$AZ$47,MATCH(AI$2,$AS$2:$BA$2,0)+1,FALSE)","v":0},{"$f":"M305*VLOOKUP($B305,$AR$36:$AZ$47,MATCH(AJ$2,$AS$2:$BA$2,0)+1,FALSE)","v":8.5716314012158346E-2},{"$f":"N305*VLOOKUP($B305,$AR$36:$AZ$47,MATCH(AK$2,$AS$2:$BA$2,0)+1,FALSE)","v":6.9212277466735209E-2},{"$f":"O305*VLOOKUP($B305,$AR$36:$AZ$47,MATCH(AL$2,$AS$2:$BA$2,0)+1,FALSE)","v":6.0944608026927936E-2},{"$f":"P305*VLOOKUP($B305,$AR$36:$AZ$47,MATCH(AM$2,$AS$2:$BA$2,0)+1,FALSE)","v":0},{"$f":"Q305*VLOOKUP($B305,$AR$36:$AZ$47,MATCH(AN$2,$AS$2:$BA$2,0)+1,FALSE)","v":1.4098715321122319E-3},{"$f":"R305*VLOOKUP($B305,$AR$36:$BA$47,MATCH(AO$2,$AS$2:$BA$2,0)+1,FALSE)","v":0},0.88119739167855327]
[2006,1,13,16,null,2013,1,13,16,0.35342238752631022,0.40184032465692865,0,0.10455308811238447,8.8342600000000007E-2,6.9163000000000002E-2,0,1.844841099551928E-3,0,1.0191662413951754,null,null,0.33462561474544905,9.1612259254985784E-2,0.35570714997078418,6.96372687720931E-2,6.3756993832974146E-2,0,0,1.3484631500345877E-3,0,0.91668774972632083,null,{"$f":"J306*VLOOKUP($B306,$AR$36:$AZ$47,MATCH(AG$2,$AS$2:$BA$2,0)+1,FALSE)","v":0.33912230948852784},{"$f":"K306*VLOOKUP($B306,$AR$36:$AZ$47,MATCH(AH$2,$AS$2:$BA$2,0)+1,FALSE)","v":0.33984994061708929},{"$f":"L306*VLOOKUP($B306,$AR$36:$AZ$47,MATCH(AI$2,$AS$2:$BA$2,0)+1,FALSE)","v":0},{"$f":"M306*VLOOKUP($B306,$AR$36:$AZ$47,MATCH(AJ$2,$AS$2:$BA$2,0)+1,FALSE)","v":8.9915251293665344E-2},{"$f":"N306*VLOOKUP($B306,$AR$36:$AZ$47,MATCH(AK$2,$AS$2:$BA$2,0)+1,FALSE)","v":6.9105579214647578E-2},{"$f":"O306*VLOOKUP($B306,$AR$36:$AZ$47,MATCH(AL$2,$AS$2:$BA$2,0)+1,FALSE)","v":6.1293779536803171E-2},{"$f":"P306*VLOOKUP($B306,$AR$36:$AZ$47,MATCH(AM$2,$AS$2:$BA$2,0)+1,FALSE)","v":0},{"$f":"Q306*VLOOKUP($B306,$AR$36:$AZ$47,MATCH(AN$2,$AS$2:$BA$2,0)+1,FALSE)","v":1.4098715321122319E-3},{"$f":"R306*VLOOKUP($B306,$AR$36:$BA$47,MATCH(AO$2,$AS$2:$BA$2,0)+1,FALSE)","v":0},0.90069673168284536]
[2006,1,13,17,null,2013,1,13,17,0.40252038629917147,0.40522497226568099,1.6836174957118478E-3,0.10578494193500947,8.7327799999999969E-2,6.9907999999999998E-2,3.4275133357176999E-6,1.9116299894010405E-3,0,1.0743647754983108,null,null,0.38111233602288064,9.2691643076162455E-2,0.35870322398499022,6.8837338723057612E-2,6.4443762197642612E-2,9.4158556118188969E-4,1.7153976730652534E-6,1.3972816400471537E-3,0,0.9681288866036355,null,{"$f":"J307*VLOOKUP($B307,$AR$36:$AZ$47,MATCH(AG$2,$AS$2:$BA$2,0)+1,FALSE)","v":0.3862337187335862},{"$f":"K307*VLOOKUP($B307,$AR$36:$AZ$47,MATCH(AH$2,$AS$2:$BA$2,0)+1,FALSE)","v":0.34271245146596019},{"$f":"L307*VLOOKUP($B307,$AR$36:$AZ$47,MATCH(AI$2,$AS$2:$BA$2,0)+1,FALSE)","v":1.2445667819062536E-3},{"$f":"M307*VLOOKUP($B307,$AR$36:$AZ$47,MATCH(AJ$2,$AS$2:$BA$2,0)+1,FALSE)","v":9.0974640815468175E-2},{"$f":"N307*VLOOKUP($B307,$AR$36:$AZ$47,MATCH(AK$2,$AS$2:$BA$2,0)+1,FALSE)","v":6.8311756735039475E-2},{"$f":"O307*VLOOKUP($B307,$AR$36:$AZ$47,MATCH(AL$2,$AS$2:$BA$2,0)+1,FALSE)","v":6.1954015005983486E-2},{"$f":"P307*VLOOKUP($B307,$AR$36:$AZ$47,MATCH(AM$2,$AS$2:$BA$2,0)+1,FALSE)","v":1.7153976730652534E-6},{"$f":"Q307*VLOOKUP($B307,$AR$36:$AZ$47,MATCH(AN$2,$AS$2:$BA$2,0)+1,FALSE)","v":1.4609131933601919E-3},{"$f":"R307*VLOOKUP($B307,$AR$36:$BA$47,MATCH(AO$2,$AS$2:$BA$2,0)+1,FALSE)","v":0},0.9528937781289768]
[2006,1,13,18,null,2013,1,13,18,0.46900406590020194,0.40618273324107657,8.4180874785592386E-3,0.10669277968317242,8.6352599999999988E-2,6.9970000000000004E-2,1.71375666785885E-5,2.1787855487974887E-3,0,1.1488161894184863,null,null,0.44406008054112545,9.348711520087645E-2,0.35955102945897305,6.8068623918347948E-2,6.4500916074970743E-2,4.7079278059094483E-3,8.5769883653262672E-6,1.5925556000974171E-3,0,1.0359768255886659,null,{"$f":"J308*VLOOKUP($B308,$AR$36:$AZ$47,MATCH(AG$2,$AS$2:$BA$2,0)+1,FALSE)","v":0.45002735423982121},{"$f":"K308*VLOOKUP($B308,$AR$36:$AZ$47,MATCH(AH$2,$AS$2:$BA$2,0)+1,FALSE)","v":0.3435224622852861},{"$f":"L308*VLOOKUP($B308,$AR$36:$AZ$47,MATCH(AI$2,$AS$2:$BA$2,0)+1,FALSE)","v":6.2228339095312677E-3},{"$f":"M308*VLOOKUP($B308,$AR$36:$AZ$47,MATCH(AJ$2,$AS$2:$BA$2,0)+1,FALSE)","v":9.1755377766749857E-2},{"$f":"N308*VLOOKUP($B308,$AR$36:$AZ$47,MATCH(AK$2,$AS$2:$BA$2,0)+1,FALSE)","v":6.7548911167327821E-2},{"$f":"O308*VLOOKUP($B308,$AR$36:$AZ$47,MATCH(AL$2,$AS$2:$BA$2,0)+1,FALSE)","v":6.2008960776572995E-2},{"$f":"P308*VLOOKUP($B308,$AR$36:$AZ$47,MATCH(AM$2,$AS$2:$BA$2,0)+1,FALSE)","v":8.5769883653262672E-6},{"$f":"Q308*VLOOKUP($B308,$AR$36:$AZ$47,MATCH(AN$2,$AS$2:$BA$2,0)+1,FALSE)","v":1.66507983835203E-3},{"$f":"R308*VLOOKUP($B308,$AR$36:$BA$47,MATCH(AO$2,$AS$2:$BA$2,0)+1,FALSE)","v":0},1.0227595569720065]
[2006,1,13,19,null,2013,1,13,19,0.49722921418777527,0.39733076453318172,8.4180874785592386E-3,0.11035265051246769,8.4205400000000014E-2,6.8886000000000003E-2,1.71375666785885E-5,2.1787855487974887E-3,0,1.1686180398274604,null,null,0.47078407406942896,9.6693993556231705E-2,0.35171530873232859,6.6376064003794422E-2,6.350164505845983E-2,4.7079278059094483E-3,8.5769883653262672E-6,1.5925556000974171E-3,0,1.0553801458146157,null,{"$f":"J309*VLOOKUP($B309,$AR$36:$AZ$47,MATCH(AG$2,$AS$2:$BA$2,0)+1,FALSE)","v":0.47711046445231581},{"$f":"K309*VLOOKUP($B309,$AR$36:$AZ$47,MATCH(AH$2,$AS$2:$BA$2,0)+1,FALSE)","v":0.3360360532438571},{"$f":"L309*VLOOKUP($B309,$AR$36:$AZ$47,MATCH(AI$2,$AS$2:$BA$2,0)+1,FALSE)","v":6.2228339095312677E-3},{"$f":"M309*VLOOKUP($B309,$AR$36:$AZ$47,MATCH(AJ$2,$AS$2:$BA$2,0)+1,FALSE)","v":9.4902852521055653E-2},{"$f":"N309*VLOOKUP($B309,$AR$36:$AZ$47,MATCH(AK$2,$AS$2:$BA$2,0)+1,FALSE)","v":6.586927416672235E-2},{"$f":"O309*VLOOKUP($B309,$AR$36:$AZ$47,MATCH(AL$2,$AS$2:$BA$2,0)+1,FALSE)","v":6.1048296013362972E-2},{"$f":"P309*VLOOKUP($B309,$AR$36:$AZ$47,MATCH(AM$2,$AS$2:$BA$2,0)+1,FALSE)","v":8.5769883653262672E-6},{"$f":"Q309*VLOOKUP($B309,$AR$36:$AZ$47,MATCH(AN$2,$AS$2:$BA$2,0)+1,FALSE)","v":1.66507983835203E-3},{"$f":"R309*VLOOKUP($B309,$AR$36:$BA$47,MATCH(AO$2,$AS$2:$BA$2,0)+1,FALSE)","v":0},1.0428634311335625]
[2006,1,13,20,null,2013,1,13,20,0.45981558199111383,0.38697990035169871,8.4180874785592386E-3,0.11209401970062563,8.3179400000000001E-2,6.8165000000000003E-2,1.71375666785885E-5,2.1787855487974887E-3,0,1.1208479126374735,null,null,0.43536028622934497,9.8219828597590694E-2,0.34255277283981111,6.5567305400808212E-2,6.2837000775337715E-2,4.7079278059094483E-3,8.5769883653262672E-6,1.5925556000974171E-3,0,1.0108462542372652,null,{"$f":"J310*VLOOKUP($B310,$AR$36:$AZ$47,MATCH(AG$2,$AS$2:$BA$2,0)+1,FALSE)","v":0.44121065220303762},{"$f":"K310*VLOOKUP($B310,$AR$36:$AZ$47,MATCH(AH$2,$AS$2:$BA$2,0)+1,FALSE)","v":0.32728197765322087},{"$f":"L310*VLOOKUP($B310,$AR$36:$AZ$47,MATCH(AI$2,$AS$2:$BA$2,0)+1,FALSE)","v":6.2228339095312677E-3},{"$f":"M310*VLOOKUP($B310,$AR$36:$AZ$47,MATCH(AJ$2,$AS$2:$BA$2,0)+1,FALSE)","v":9.6400423286062256E-2},{"$f":"N310*VLOOKUP($B310,$AR$36:$AZ$47,MATCH(AK$2,$AS$2:$BA$2,0)+1,FALSE)","v":6.5066690540315275E-2},{"$f":"O310*VLOOKUP($B310,$AR$36:$AZ$47,MATCH(AL$2,$AS$2:$BA$2,0)+1,FALSE)","v":6.0409329874733429E-2},{"$f":"P310*VLOOKUP($B310,$AR$36:$AZ$47,MATCH(AM$2,$AS$2:$BA$2,0)+1,FALSE)","v":8.5769883653262672E-6},{"$f":"Q310*VLOOKUP($B310,$AR$36:$AZ$47,MATCH(AN$2,$AS$2:$BA$2,0)+1,FALSE)","v":1.66507983835203E-3},{"$f":"R310*VLOOKUP($B310,$AR$36:$BA$47,MATCH(AO$2,$AS$2:$BA$2,0)+1,FALSE)","v":0},0.99826556429361812]
[2006,1,13,21,null,2013,1,13,21,0.43907101185466541,0.38400792130557715,8.4180874785592386E-3,0.1154363983816091,8.2475699999999971E-2,6.7405000000000007E-2,1.71375666785885E-5,2.1787855487974887E-3,0,1.099010042135887,null,null,0.41571901623757801,0.10114851169800239,0.33992199108048582,6.5012604203029067E-2,6.2136404859702767E-2,4.7079278059094483E-3,8.5769883653262672E-6,1.5925556000974171E-3,0,0.99024758847317029,null,{"$f":"J311*VLOOKUP($B311,$AR$36:$AZ$47,MATCH(AG$2,$AS$2:$BA$2,0)+1,FALSE)","v":0.42130544307562939},{"$f":"K311*VLOOKUP($B311,$AR$36:$AZ$47,MATCH(AH$2,$AS$2:$BA$2,0)+1,FALSE)","v":0.32476847455170421},{"$f":"L311*VLOOKUP($B311,$AR$36:$AZ$47,MATCH(AI$2,$AS$2:$BA$2,0)+1,FALSE)","v":6.2228339095312677E-3},{"$f":"M311*VLOOKUP($B311,$AR$36:$AZ$47,MATCH(AJ$2,$AS$2:$BA$2,0)+1,FALSE)","v":9.9274856021097091E-2},{"$f":"N311*VLOOKUP($B311,$AR$36:$AZ$47,MATCH(AK$2,$AS$2:$BA$2,0)+1,FALSE)","v":6.4516224557953999E-2},{"$f":"O311*VLOOKUP($B311,$AR$36:$AZ$47,MATCH(AL$2,$AS$2:$BA$2,0)+1,FALSE)","v":5.9735801073958879E-2},{"$f":"P311*VLOOKUP($B311,$AR$36:$AZ$47,MATCH(AM$2,$AS$2:$BA$2,0)+1,FALSE)","v":8.5769883653262672E-6},{"$f":"Q311*VLOOKUP($B311,$AR$36:$AZ$47,MATCH(AN$2,$AS$2:$BA$2,0)+1,FALSE)","v":1.66507983835203E-3},{"$f":"R311*VLOOKUP($B311,$AR$36:$BA$47,MATCH(AO$2,$AS$2:$BA$2,0)+1,FALSE)","v":0},0.97749729001659236]
[2006,1,13,22,null,2013,1,13,22,0.40032067888505157,0.37363247428856877,8.4180874785592386E-3,0.1092466509841417,8.2018700000000014E-2,6.7263000000000003E-2,1.71375666785885E-5,2.1787855487974887E-3,0,1.0430955147517975,null,null,0.37902962006687685,9.5724886690483471E-2,0.33073769457852625,6.4652367671289651E-2,6.2005504043886758E-2,4.7079278059094483E-3,8.5769883653262672E-6,1.5925556000974171E-3,0,0.93845913344543508,null,{"$f":"J312*VLOOKUP($B312,$AR$36:$AZ$47,MATCH(AG$2,$AS$2:$BA$2,0)+1,FALSE)","v":0.38412301526712894},{"$f":"K312*VLOOKUP($B312,$AR$36:$AZ$47,MATCH(AH$2,$AS$2:$BA$2,0)+1,FALSE)","v":0.3159936084264181},{"$f":"L312*VLOOKUP($B312,$AR$36:$AZ$47,MATCH(AI$2,$AS$2:$BA$2,0)+1,FALSE)","v":6.2228339095312677E-3},{"$f":"M312*VLOOKUP($B312,$AR$36:$AZ$47,MATCH(AJ$2,$AS$2:$BA$2,0)+1,FALSE)","v":9.3951697205459317E-2},{"$f":"N312*VLOOKUP($B312,$AR$36:$AZ$47,MATCH(AK$2,$AS$2:$BA$2,0)+1,FALSE)","v":6.4158738478745425E-2},{"$f":"O312*VLOOKUP($B312,$AR$36:$AZ$47,MATCH(AL$2,$AS$2:$BA$2,0)+1,FALSE)","v":5.9609957534866788E-2},{"$f":"P312*VLOOKUP($B312,$AR$36:$AZ$47,MATCH(AM$2,$AS$2:$BA$2,0)+1,FALSE)","v":8.5769883653262672E-6},{"$f":"Q312*VLOOKUP($B312,$AR$36:$AZ$47,MATCH(AN$2,$AS$2:$BA$2,0)+1,FALSE)","v":1.66507983835203E-3},{"$f":"R312*VLOOKUP($B312,$AR$36:$BA$47,MATCH(AO$2,$AS$2:$BA$2,0)+1,FALSE)","v":0},0.92573350764886719]
[2006,1,13,23,null,2013,1,13,23,0.33378101938260085,0.37164894019053929,8.4180874785592386E-3,0.11278931874366657,8.052879999999997E-2,6.6321000000000005E-2,1.71375666785885E-5,2.1787855487974887E-3,0,0.97568308891084188,null,null,0.31602887293875992,9.8829068528623068E-2,0.32898187960031994,6.347793351671932E-2,6.113713384319186E-2,4.7079278059094483E-3,8.5769883653262672E-6,1.5925556000974171E-3,0,0.87476394882198616,null,{"$f":"J313*VLOOKUP($B313,$AR$36:$AZ$47,MATCH(AG$2,$AS$2:$BA$2,0)+1,FALSE)","v":0.32027566490262632},{"$f":"K313*VLOOKUP($B313,$AR$36:$AZ$47,MATCH(AH$2,$AS$2:$BA$2,0)+1,FALSE)","v":0.31431606661673833},{"$f":"L313*VLOOKUP($B313,$AR$36:$AZ$47,MATCH(AI$2,$AS$2:$BA$2,0)+1,FALSE)","v":6.2228339095312677E-3},{"$f":"M313*VLOOKUP($B313,$AR$36:$AZ$47,MATCH(AJ$2,$AS$2:$BA$2,0)+1,FALSE)","v":9.6998377773184347E-2},{"$f":"N313*VLOOKUP($B313,$AR$36:$AZ$47,MATCH(AK$2,$AS$2:$BA$2,0)+1,FALSE)","v":6.2993271280905358E-2},{"$f":"O313*VLOOKUP($B313,$AR$36:$AZ$47,MATCH(AL$2,$AS$2:$BA$2,0)+1,FALSE)","v":5.8775136310748856E-2},{"$f":"P313*VLOOKUP($B313,$AR$36:$AZ$47,MATCH(AM$2,$AS$2:$BA$2,0)+1,FALSE)","v":8.5769883653262672E-6},{"$f":"Q313*VLOOKUP($B313,$AR$36:$AZ$47,MATCH(AN$2,$AS$2:$BA$2,0)+1,FALSE)","v":1.66507983835203E-3},{"$f":"R313*VLOOKUP($B313,$AR$36:$BA$47,MATCH(AO$2,$AS$2:$BA$2,0)+1,FALSE)","v":0},0.86125500762045182]
[2006,1,13,24,null,2013,1,13,24,0.23844630111274984,0.37793910213060489,8.4180874785592386E-3,0.13182337945557895,8.0723700000000023E-2,6.6062999999999997E-2,1.71375666785885E-5,2.1787855487974887E-3,0,0.90560949329296891,null,null,0.2257645324963814,0.11550723017929081,0.33454990112346011,6.3631566120736907E-2,6.0899299966568406E-2,4.7079278059094483E-3,8.5769883653262672E-6,1.5925556000974171E-3,0,0.80666159028080986,null,{"$f":"J314*VLOOKUP($B314,$AR$36:$AZ$47,MATCH(AG$2,$AS$2:$BA$2,0)+1,FALSE)","v":0.22879835340462951},{"$f":"K314*VLOOKUP($B314,$AR$36:$AZ$47,MATCH(AH$2,$AS$2:$BA$2,0)+1,FALSE)","v":0.31963586911199127},{"$f":"L314*VLOOKUP($B314,$AR$36:$AZ$47,MATCH(AI$2,$AS$2:$BA$2,0)+1,FALSE)","v":6.2228339095312677E-3},{"$f":"M314*VLOOKUP($B314,$AR$36:$AZ$47,MATCH(AJ$2,$AS$2:$BA$2,0)+1,FALSE)","v":0.1133675963486399},{"$f":"N314*VLOOKUP($B314,$AR$36:$AZ$47,MATCH(AK$2,$AS$2:$BA$2,0)+1,FALSE)","v":6.3145730880112744E-2},{"$f":"O314*VLOOKUP($B314,$AR$36:$AZ$47,MATCH(AL$2,$AS$2:$BA$2,0)+1,FALSE)","v":5.8546491007328019E-2},{"$f":"P314*VLOOKUP($B314,$AR$36:$AZ$47,MATCH(AM$2,$AS$2:$BA$2,0)+1,FALSE)","v":8.5769883653262672E-6},{"$f":"Q314*VLOOKUP($B314,$AR$36:$AZ$47,MATCH(AN$2,$AS$2:$BA$2,0)+1,FALSE)","v":1.66507983835203E-3},{"$f":"R314*VLOOKUP($B314,$AR$36:$BA$47,MATCH(AO$2,$AS$2:$BA$2,0)+1,FALSE)","v":0},0.79139053148895011]
[2006,1,14,1,null,2013,1,14,1,0.24318087363762914,0.34163635302423795,8.4180874785592386E-3,9.4739436567070609E-2,8.0542099999999991E-2,6.4814999999999998E-2,1.71375666785885E-5,2.1787855487974887E-3,0,0.83552777382297283,null,null,0.23024729673999261,8.3013270876555564E-2,0.30241487975208625,6.3488417424535828E-2,5.9748847726157323E-2,4.7079278059094483E-3,8.5769883653262672E-6,1.5925556000974171E-3,0,0.74522177291369973,null,{"$f":"J315*VLOOKUP($B315,$AR$36:$AZ$47,MATCH(AG$2,$AS$2:$BA$2,0)+1,FALSE)","v":0.23334135697697245},{"$f":"K315*VLOOKUP($B315,$AR$36:$AZ$47,MATCH(AH$2,$AS$2:$BA$2,0)+1,FALSE)","v":0.2889334075345748},{"$f":"L315*VLOOKUP($B315,$AR$36:$AZ$47,MATCH(AI$2,$AS$2:$BA$2,0)+1,FALSE)","v":6.2228339095312677E-3},{"$f":"M315*VLOOKUP($B315,$AR$36:$AZ$47,MATCH(AJ$2,$AS$2:$BA$2,0)+1,FALSE)","v":8.1475548930623976E-2},{"$f":"N315*VLOOKUP($B315,$AR$36:$AZ$47,MATCH(AK$2,$AS$2:$BA$2,0)+1,FALSE)","v":6.3003675142729171E-2},{"$f":"O315*VLOOKUP($B315,$AR$36:$AZ$47,MATCH(AL$2,$AS$2:$BA$2,0)+1,FALSE)","v":5.74404858186877E-2},{"$f":"P315*VLOOKUP($B315,$AR$36:$AZ$47,MATCH(AM$2,$AS$2:$BA$2,0)+1,FALSE)","v":8.5769883653262672E-6},{"$f":"Q315*VLOOKUP($B315,$AR$36:$AZ$47,MATCH(AN$2,$AS$2:$BA$2,0)+1,FALSE)","v":1.66507983835203E-3},{"$f":"R315*VLOOKUP($B315,$AR$36:$BA$47,MATCH(AO$2,$AS$2:$BA$2,0)+1,FALSE)","v":0},0.73209096513983674]
[2006,1,14,2,null,2013,1,14,2,0.22790895497223138,0.33549179708728616,8.4180874785592386E-3,9.0529216975137619E-2,8.0335799999999971E-2,6.4437999999999995E-2,1.71375666785885E-5,2.1787855487974887E-3,0,0.80931777962869034,null,null,0.21578761520278161,7.9324161967959897E-2,0.29697574797247905,6.3325798613818415E-2,5.9401315278533144E-2,4.7079278059094483E-3,8.5769883653262672E-6,1.5925556000974171E-3,0,0.72112369942994414,null,{"$f":"J316*VLOOKUP($B316,$AR$36:$AZ$47,MATCH(AG$2,$AS$2:$BA$2,0)+1,FALSE)","v":0.21868736642368558},{"$f":"K316*VLOOKUP($B316,$AR$36:$AZ$47,MATCH(AH$2,$AS$2:$BA$2,0)+1,FALSE)","v":0.28373674895613504},{"$f":"L316*VLOOKUP($B316,$AR$36:$AZ$47,MATCH(AI$2,$AS$2:$BA$2,0)+1,FALSE)","v":6.2228339095312677E-3},{"$f":"M316*VLOOKUP($B316,$AR$36:$AZ$47,MATCH(AJ$2,$AS$2:$BA$2,0)+1,FALSE)","v":7.7854776369575857E-2},{"$f":"N316*VLOOKUP($B316,$AR$36:$AZ$47,MATCH(AK$2,$AS$2:$BA$2,0)+1,FALSE)","v":6.2842297947672834E-2},{"$f":"O316*VLOOKUP($B316,$AR$36:$AZ$47,MATCH(AL$2,$AS$2:$BA$2,0)+1,FALSE)","v":5.7106380084619268E-2},{"$f":"P316*VLOOKUP($B316,$AR$36:$AZ$47,MATCH(AM$2,$AS$2:$BA$2,0)+1,FALSE)","v":8.5769883653262672E-6},{"$f":"Q316*VLOOKUP($B316,$AR$36:$AZ$47,MATCH(AN$2,$AS$2:$BA$2,0)+1,FALSE)","v":1.66507983835203E-3},{"$f":"R316*VLOOKUP($B316,$AR$36:$BA$47,MATCH(AO$2,$AS$2:$BA$2,0)+1,FALSE)","v":0},0.70812406051793719]
[2006,1,14,3,null,2013,1,14,3,0.22094047128527772,0.33381679008046955,8.4180874785592386E-3,8.9346124254016446E-2,8.07861E-2,6.4239000000000004E-2,1.71375666785885E-5,2.1787855487974887E-3,0,0.79974249621379889,null,null,0.20918975038184717,7.8287503950039514E-2,0.29549303971246432,6.3680753778462371E-2,5.9217869769044522E-2,4.7079278059094483E-3,8.5769883653262672E-6,1.5925556000974171E-3,0,0.71217797798623017,null,{"$f":"J317*VLOOKUP($B317,$AR$36:$AZ$47,MATCH(AG$2,$AS$2:$BA$2,0)+1,FALSE)","v":0.21200083957943766},{"$f":"K317*VLOOKUP($B317,$AR$36:$AZ$47,MATCH(AH$2,$AS$2:$BA$2,0)+1,FALSE)","v":0.28232013893252472},{"$f":"L317*VLOOKUP($B317,$AR$36:$AZ$47,MATCH(AI$2,$AS$2:$BA$2,0)+1,FALSE)","v":6.2228339095312677E-3},{"$f":"M317*VLOOKUP($B317,$AR$36:$AZ$47,MATCH(AJ$2,$AS$2:$BA$2,0)+1,FALSE)","v":7.6837321206424961E-2},{"$f":"N317*VLOOKUP($B317,$AR$36:$AZ$47,MATCH(AK$2,$AS$2:$BA$2,0)+1,FALSE)","v":6.3194542983707067E-2},{"$f":"O317*VLOOKUP($B317,$AR$36:$AZ$47,MATCH(AL$2,$AS$2:$BA$2,0)+1,FALSE)","v":5.6930021885469098E-2},{"$f":"P317*VLOOKUP($B317,$AR$36:$AZ$47,MATCH(AM$2,$AS$2:$BA$2,0)+1,FALSE)","v":8.5769883653262672E-6},{"$f":"Q317*VLOOKUP($B317,$AR$36:$AZ$47,MATCH(AN$2,$AS$2:$BA$2,0)+1,FALSE)","v":1.66507983835203E-3},{"$f":"R317*VLOOKUP($B317,$AR$36:$BA$47,MATCH(AO$2,$AS$2:$BA$2,0)+1,FALSE)","v":0},0.69917935532381226]
[2006,1,14,4,null,2013,1,14,4,0.21725939921584803,0.33773885300908041,8.4180874785592386E-3,9.2079015584925081E-2,8.1245400000000009E-2,6.4444000000000001E-2,1.71375666785885E-5,2.1787855487974887E-3,0,0.8033806784038886,null,null,0.20570445616272101,8.0682137658551173E-2,0.29896483121953443,6.4042803316816721E-2,5.9406846298919735E-2,4.7079278059094483E-3,8.5769883653262672E-6,1.5925556000974171E-3,0,0.71511013505091514,null,{"$f":"J318*VLOOKUP($B318,$AR$36:$AZ$47,MATCH(AG$2,$AS$2:$BA$2,0)+1,FALSE)","v":0.20846871002104692},{"$f":"K318*VLOOKUP($B318,$AR$36:$AZ$47,MATCH(AH$2,$AS$2:$BA$2,0)+1,FALSE)","v":0.28563716007648998},{"$f":"L318*VLOOKUP($B318,$AR$36:$AZ$47,MATCH(AI$2,$AS$2:$BA$2,0)+1,FALSE)","v":6.2228339095312677E-3},{"$f":"M318*VLOOKUP($B318,$AR$36:$AZ$47,MATCH(AJ$2,$AS$2:$BA$2,0)+1,FALSE)","v":7.9187597178310129E-2},{"$f":"N318*VLOOKUP($B318,$AR$36:$AZ$47,MATCH(AK$2,$AS$2:$BA$2,0)+1,FALSE)","v":6.3553828226990475E-2},{"$f":"O318*VLOOKUP($B318,$AR$36:$AZ$47,MATCH(AL$2,$AS$2:$BA$2,0)+1,FALSE)","v":5.7111697417256968E-2},{"$f":"P318*VLOOKUP($B318,$AR$36:$AZ$47,MATCH(AM$2,$AS$2:$BA$2,0)+1,FALSE)","v":8.5769883653262672E-6},{"$f":"Q318*VLOOKUP($B318,$AR$36:$AZ$47,MATCH(AN$2,$AS$2:$BA$2,0)+1,FALSE)","v":1.66507983835203E-3},{"$f":"R318*VLOOKUP($B318,$AR$36:$BA$47,MATCH(AO$2,$AS$2:$BA$2,0)+1,FALSE)","v":0},0.7018554836563432]
[2006,1,14,5,null,2013,1,14,5,0.22629638861040946,0.34282287106871334,8.4180874785592386E-3,8.9963738517705297E-2,8.3653200000000011E-2,6.5129999999999993E-2,1.71375666785885E-5,2.1787855487974887E-3,0,0.81848020879086336,null,null,0.21426081319705886,7.8828674364669643E-2,0.30346517989891592,6.5940784763473773E-2,6.0039226296453384E-2,4.7079278059094483E-3,8.5769883653262672E-6,1.5925556000974171E-3,0,0.7288437389149437,null,{"$f":"J319*VLOOKUP($B319,$AR$36:$AZ$47,MATCH(AG$2,$AS$2:$BA$2,0)+1,FALSE)","v":0.217140047272083},{"$f":"K319*VLOOKUP($B319,$AR$36:$AZ$47,MATCH(AH$2,$AS$2:$BA$2,0)+1,FALSE)","v":0.28993688593684896},{"$f":"L319*VLOOKUP($B319,$AR$36:$AZ$47,MATCH(AI$2,$AS$2:$BA$2,0)+1,FALSE)","v":6.2228339095312677E-3},{"$f":"M319*VLOOKUP($B319,$AR$36:$AZ$47,MATCH(AJ$2,$AS$2:$BA$2,0)+1,FALSE)","v":7.7368467083842207E-2},{"$f":"N319*VLOOKUP($B319,$AR$36:$AZ$47,MATCH(AK$2,$AS$2:$BA$2,0)+1,FALSE)","v":6.543731833972237E-2},{"$f":"O319*VLOOKUP($B319,$AR$36:$AZ$47,MATCH(AL$2,$AS$2:$BA$2,0)+1,FALSE)","v":5.7719645782166623E-2},{"$f":"P319*VLOOKUP($B319,$AR$36:$AZ$47,MATCH(AM$2,$AS$2:$BA$2,0)+1,FALSE)","v":8.5769883653262672E-6},{"$f":"Q319*VLOOKUP($B319,$AR$36:$AZ$47,MATCH(AN$2,$AS$2:$BA$2,0)+1,FALSE)","v":1.66507983835203E-3},{"$f":"R319*VLOOKUP($B319,$AR$36:$BA$47,MATCH(AO$2,$AS$2:$BA$2,0)+1,FALSE)","v":0},0.71549885515091183]
[2006,1,14,6,null,2013,1,14,6,0.24771480504394036,0.35994556252012527,8.4180874785592386E-3,8.7205437254819856E-2,8.8425500000000018E-2,6.8524000000000002E-2,1.71375666785885E-5,2.1787855487974887E-3,0,0.86242931541292078,null,null,0.23454009096468684,7.6411775782705305E-2,0.31862210518064504,6.9702615836603393E-2,6.3167940161802119E-2,4.7079278059094483E-3,8.5769883653262672E-6,1.5925556000974171E-3,0,0.76875358832081497,null,{"$f":"J320*VLOOKUP($B320,$AR$36:$AZ$47,MATCH(AG$2,$AS$2:$BA$2,0)+1,FALSE)","v":0.23769183771570712},{"$f":"K320*VLOOKUP($B320,$AR$36:$AZ$47,MATCH(AH$2,$AS$2:$BA$2,0)+1,FALSE)","v":0.30441812466751939},{"$f":"L320*VLOOKUP($B320,$AR$36:$AZ$47,MATCH(AI$2,$AS$2:$BA$2,0)+1,FALSE)","v":6.2228339095312677E-3},{"$f":"M320*VLOOKUP($B320,$AR$36:$AZ$47,MATCH(AJ$2,$AS$2:$BA$2,0)+1,FALSE)","v":7.4996338668760015E-2},{"$f":"N320*VLOOKUP($B320,$AR$36:$AZ$47,MATCH(AK$2,$AS$2:$BA$2,0)+1,FALSE)","v":6.9170427345865079E-2},{"$f":"O320*VLOOKUP($B320,$AR$36:$AZ$47,MATCH(AL$2,$AS$2:$BA$2,0)+1,FALSE)","v":6.0727483610888776E-2},{"$f":"P320*VLOOKUP($B320,$AR$36:$AZ$47,MATCH(AM$2,$AS$2:$BA$2,0)+1,FALSE)","v":8.5769883653262672E-6},{"$f":"Q320*VLOOKUP($B320,$AR$36:$AZ$47,MATCH(AN$2,$AS$2:$BA$2,0)+1,FALSE)","v":1.66507983835203E-3},{"$f":"R320*VLOOKUP($B320,$AR$36:$BA$47,MATCH(AO$2,$AS$2:$BA$2,0)+1,FALSE)","v":0},0.75490070274498899]
[2006,1,14,7,null,2013,1,14,7,0.2869011908914304,0.40483055039110116,8.4180874785592386E-3,9.4375470443945245E-2,0.10094389999999999,7.4784000000000003E-2,1.71375666785885E-5,2.1787855487974887E-3,0,0.97244912232051195,null,null,0.27164234853712926,8.2694353860962952E-2,0.35835408361185145,7.9570416709529565E-2,6.8938638098479513E-2,4.7079278059094483E-3,8.5769883653262672E-6,1.5925556000974171E-3,0,0.86750890121232493,null,{"$f":"J321*VLOOKUP($B321,$AR$36:$AZ$47,MATCH(AG$2,$AS$2:$BA$2,0)+1,FALSE)","v":0.27529267495219967},{"$f":"K321*VLOOKUP($B321,$AR$36:$AZ$47,MATCH(AH$2,$AS$2:$BA$2,0)+1,FALSE)","v":0.34237887555924029},{"$f":"L321*VLOOKUP($B321,$AR$36:$AZ$47,MATCH(AI$2,$AS$2:$BA$2,0)+1,FALSE)","v":6.2228339095312677E-3},{"$f":"M321*VLOOKUP($B321,$AR$36:$AZ$47,MATCH(AJ$2,$AS$2:$BA$2,0)+1,FALSE)","v":8.1162539472806522E-2},{"$f":"N321*VLOOKUP($B321,$AR$36:$AZ$47,MATCH(AK$2,$AS$2:$BA$2,0)+1,FALSE)","v":7.8962886282331085E-2},{"$f":"O321*VLOOKUP($B321,$AR$36:$AZ$47,MATCH(AL$2,$AS$2:$BA$2,0)+1,FALSE)","v":6.6275233996216015E-2},{"$f":"P321*VLOOKUP($B321,$AR$36:$AZ$47,MATCH(AM$2,$AS$2:$BA$2,0)+1,FALSE)","v":8.5769883653262672E-6},{"$f":"Q321*VLOOKUP($B321,$AR$36:$AZ$47,MATCH(AN$2,$AS$2:$BA$2,0)+1,FALSE)","v":1.66507983835203E-3},{"$f":"R321*VLOOKUP($B321,$AR$36:$BA$47,MATCH(AO$2,$AS$2:$BA$2,0)+1,FALSE)","v":0},0.85196870099904221]
[2006,1,14,8,null,2013,1,14,8,0.30333491831856146,0.46752437714948414,4.9105510291595584E-3,0.12176563972662928,0.1095695,8.0008999999999997E-2,9.9969138958432951E-6,2.0396420282785071E-3,0,1.0891636251660086,null,null,0.2872020480268892,0.10669436509607798,0.41385036178160872,8.6369664473581867E-2,7.3755235018469825E-2,2.7462912201138461E-3,5.003243213106991E-6,1.4908504125712395E-3,0,0.97211381927252571,null,{"$f":"J322*VLOOKUP($B322,$AR$36:$AZ$47,MATCH(AG$2,$AS$2:$BA$2,0)+1,FALSE)","v":0.29106146548525202},{"$f":"K322*VLOOKUP($B322,$AR$36:$AZ$47,MATCH(AH$2,$AS$2:$BA$2,0)+1,FALSE)","v":0.39540116325295288},{"$f":"L322*VLOOKUP($B322,$AR$36:$AZ$47,MATCH(AI$2,$AS$2:$BA$2,0)+1,FALSE)","v":3.6299864472265752E-3},{"$f":"M322*VLOOKUP($B322,$AR$36:$AZ$47,MATCH(AJ$2,$AS$2:$BA$2,0)+1,FALSE)","v":0.10471797909197209},{"$f":"N322*VLOOKUP($B322,$AR$36:$AZ$47,MATCH(AK$2,$AS$2:$BA$2,0)+1,FALSE)","v":8.5710220909949758E-2},{"$f":"O322*VLOOKUP($B322,$AR$36:$AZ$47,MATCH(AL$2,$AS$2:$BA$2,0)+1,FALSE)","v":7.0905744501541065E-2},{"$f":"P322*VLOOKUP($B322,$AR$36:$AZ$47,MATCH(AM$2,$AS$2:$BA$2,0)+1,FALSE)","v":5.003243213106991E-6},{"$f":"Q322*VLOOKUP($B322,$AR$36:$AZ$47,MATCH(AN$2,$AS$2:$BA$2,0)+1,FALSE)","v":1.5587430440854491E-3},{"$f":"R322*VLOOKUP($B322,$AR$36:$BA$47,MATCH(AO$2,$AS$2:$BA$2,0)+1,FALSE)","v":0},0.95299030597619294]
[2006,1,14,9,null,2013,1,14,9,0.28494995666506012,0.49557727523528,0,0.12657352953336798,0.11417929999999998,8.2114999999999994E-2,0,1.844841099551928E-3,0,1.10523990253326,null,null,{"$f":"$J323*$AS$6","v":0.26979489072020502},{"$f":"$M323*$AV$6","v":0.11090716890126923},{"$f":"$K323*$AT$6","v":0.43868265414808183},{"$f":"$N323*$AW$6","v":9.0003402688051376E-2},{"$f":"$O323*$AX$6","v":7.5696623174163521E-2},{"$f":"$L323*$AU$6","v":0},{"$f":"$P323*$AY$6","v":0},{"$f":"$Q323*$AZ$6","v":1.3484631500345877E-3},0,{"$f":"SUM(V323:AD323)","v":0.98643320278180546},null,{"$f":"J323*VLOOKUP($B323,$AR$36:$AZ$47,MATCH(AG$2,$AS$2:$BA$2,0)+1,FALSE)","v":0.27342039102069438},{"$f":"K323*VLOOKUP($B323,$AR$36:$AZ$47,MATCH(AH$2,$AS$2:$BA$2,0)+1,FALSE)","v":0.41912644706247215},{"$f":"L323*VLOOKUP($B323,$AR$36:$AZ$47,MATCH(AI$2,$AS$2:$BA$2,0)+1,FALSE)","v":0},{"$f":"M323*VLOOKUP($B323,$AR$36:$AZ$47,MATCH(AJ$2,$AS$2:$BA$2,0)+1,FALSE)","v":0.10885274572555519},{"$f":"N323*VLOOKUP($B323,$AR$36:$AZ$47,MATCH(AK$2,$AS$2:$BA$2,0)+1,FALSE)","v":8.9316215062982166E-2},{"$f":"O323*VLOOKUP($B323,$AR$36:$AZ$47,MATCH(AL$2,$AS$2:$BA$2,0)+1,FALSE)","v":7.2772128257371602E-2},{"$f":"P323*VLOOKUP($B323,$AR$36:$AZ$47,MATCH(AM$2,$AS$2:$BA$2,0)+1,FALSE)","v":0},{"$f":"Q323*VLOOKUP($B323,$AR$36:$AZ$47,MATCH(AN$2,$AS$2:$BA$2,0)+1,FALSE)","v":1.4098715321122319E-3},{"$f":"R323*VLOOKUP($B323,$AR$36:$BA$47,MATCH(AO$2,$AS$2:$BA$2,0)+1,FALSE)","v":0},0.96489779866118763]
[2006,1,14,10,null,2013,1,14,10,0.27961352770252751,0.50657852596686737,0,0.12323746495429902,0.11709789999999998,8.3573999999999996E-2,0,1.844841099551928E-3,0,1.1119462597232459,null,null,0.26474227977885662,0.10798401838867486,0.44842090913079879,9.2304029255961206E-2,7.7041582964836416E-2,0,0,1.3484631500345877E-3,{"$f":"$R324*$BA$6","v":0},0.99184128266916249,null,{"$f":"J324*VLOOKUP($B324,$AR$36:$AZ$47,MATCH(AG$2,$AS$2:$BA$2,0)+1,FALSE)","v":0.268299883157958},{"$f":"K324*VLOOKUP($B324,$AR$36:$AZ$47,MATCH(AH$2,$AS$2:$BA$2,0)+1,FALSE)","v":0.42843057653488298},{"$f":"L324*VLOOKUP($B324,$AR$36:$AZ$47,MATCH(AI$2,$AS$2:$BA$2,0)+1,FALSE)","v":0},{"$f":"M324*VLOOKUP($B324,$AR$36:$AZ$47,MATCH(AJ$2,$AS$2:$BA$2,0)+1,FALSE)","v":0.10598374309373958},{"$f":"N324*VLOOKUP($B324,$AR$36:$AZ$47,MATCH(AK$2,$AS$2:$BA$2,0)+1,FALSE)","v":9.1599276049367795E-2},{"$f":"O324*VLOOKUP($B324,$AR$36:$AZ$47,MATCH(AL$2,$AS$2:$BA$2,0)+1,FALSE)","v":7.406512631043749E-2},{"$f":"P324*VLOOKUP($B324,$AR$36:$AZ$47,MATCH(AM$2,$AS$2:$BA$2,0)+1,FALSE)","v":0},{"$f":"Q324*VLOOKUP($B324,$AR$36:$AZ$47,MATCH(AN$2,$AS$2:$BA$2,0)+1,FALSE)","v":1.4098715321122319E-3},{"$f":"R324*VLOOKUP($B324,$AR$36:$BA$47,MATCH(AO$2,$AS$2:$BA$2,0)+1,FALSE)","v":0},{"$f":"SUM(AG324:AO324)","v":0.9697884766784981}]
[2006,1,14,11,null,2013,1,14,11,0.27420029336683382,0.51327277722226827,0,0.12883948077417332,0.11779590000000002,8.4138000000000004E-2,0,1.844841099551928E-3,0,1.1200912924628275,null,null,0.25961694835879251,0.11289265700381744,0.45434662859979419,9.2854237350390431E-2,7.7561498881176041E-2,0,0,1.3484631500345877E-3,0,0.99862043334400519,null,{"$f":"J325*VLOOKUP($B325,$AR$36:$AZ$47,MATCH(AG$2,$AS$2:$BA$2,0)+1,FALSE)","v":0.26310567759964038},{"$f":"K325*VLOOKUP($B325,$AR$36:$AZ$47,MATCH(AH$2,$AS$2:$BA$2,0)+1,FALSE)","v":0.43409213101816235},{"$f":"L325*VLOOKUP($B325,$AR$36:$AZ$47,MATCH(AI$2,$AS$2:$BA$2,0)+1,FALSE)","v":0},{"$f":"M325*VLOOKUP($B325,$AR$36:$AZ$47,MATCH(AJ$2,$AS$2:$BA$2,0)+1,FALSE)","v":0.11080145502639574},{"$f":"N325*VLOOKUP($B325,$AR$36:$AZ$47,MATCH(AK$2,$AS$2:$BA$2,0)+1,FALSE)","v":9.2145283233804595E-2},{"$f":"O325*VLOOKUP($B325,$AR$36:$AZ$47,MATCH(AL$2,$AS$2:$BA$2,0)+1,FALSE)","v":7.4564955578380721E-2},{"$f":"P325*VLOOKUP($B325,$AR$36:$AZ$47,MATCH(AM$2,$AS$2:$BA$2,0)+1,FALSE)","v":0},{"$f":"Q325*VLOOKUP($B325,$AR$36:$AZ$47,MATCH(AN$2,$AS$2:$BA$2,0)+1,FALSE)","v":1.4098715321122319E-3},{"$f":"R325*VLOOKUP($B325,$AR$36:$BA$47,MATCH(AO$2,$AS$2:$BA$2,0)+1,FALSE)","v":0},0.97611937398849602]
[2006,1,14,12,null,2013,1,14,12,0.28107716049675407,0.50462473901065419,0,0.11882080704271995,0.1191482,8.5134000000000001E-2,0,1.844841099551928E-3,0,1.1106497476496802,null,null,0.26612806925008303,0.10411402261005913,0.4466914261814755,9.3920206413566062E-2,7.8479648265350269E-2,0,0,1.3484631500345877E-3,0,0.99068183587056857,null,{"$f":"J326*VLOOKUP($B326,$AR$36:$AZ$47,MATCH(AG$2,$AS$2:$BA$2,0)+1,FALSE)","v":0.26970429485042419},{"$f":"K326*VLOOKUP($B326,$AR$36:$AZ$47,MATCH(AH$2,$AS$2:$BA$2,0)+1,FALSE)","v":0.42677819288818358},{"$f":"L326*VLOOKUP($B326,$AR$36:$AZ$47,MATCH(AI$2,$AS$2:$BA$2,0)+1,FALSE)","v":0},{"$f":"M326*VLOOKUP($B326,$AR$36:$AZ$47,MATCH(AJ$2,$AS$2:$BA$2,0)+1,FALSE)","v":0.1021854343764407},{"$f":"N326*VLOOKUP($B326,$AR$36:$AZ$47,MATCH(AK$2,$AS$2:$BA$2,0)+1,FALSE)","v":9.3203113485257075E-2},{"$f":"O326*VLOOKUP($B326,$AR$36:$AZ$47,MATCH(AL$2,$AS$2:$BA$2,0)+1,FALSE)","v":7.5447632796237896E-2},{"$f":"P326*VLOOKUP($B326,$AR$36:$AZ$47,MATCH(AM$2,$AS$2:$BA$2,0)+1,FALSE)","v":0},{"$f":"Q326*VLOOKUP($B326,$AR$36:$AZ$47,MATCH(AN$2,$AS$2:$BA$2,0)+1,FALSE)","v":1.4098715321122319E-3},{"$f":"R326*VLOOKUP($B326,$AR$36:$BA$47,MATCH(AO$2,$AS$2:$BA$2,0)+1,FALSE)","v":0},0.96872853992865571]
[2006,1,14,13,null,2013,1,14,13,0.28479264641853974,0.4978568153728038,0,0.11239155325616039,0.11895659999999997,8.5077E-2,0,1.844841099551928E-3,0,1.1009194561470559,null,null,0.26964594702052574,9.8480535590744336E-2,0.44070049226886987,9.3769175079908978E-2,7.8427103571677648E-2,0,0,1.3484631500345877E-3,0,0.98237171668176126,null,{"$f":"J327*VLOOKUP($B327,$AR$36:$AZ$47,MATCH(AG$2,$AS$2:$BA$2,0)+1,FALSE)","v":0.27326944581747847},{"$f":"K327*VLOOKUP($B327,$AR$36:$AZ$47,MATCH(AH$2,$AS$2:$BA$2,0)+1,FALSE)","v":0.42105433118170066},{"$f":"L327*VLOOKUP($B327,$AR$36:$AZ$47,MATCH(AI$2,$AS$2:$BA$2,0)+1,FALSE)","v":0},{"$f":"M327*VLOOKUP($B327,$AR$36:$AZ$47,MATCH(AJ$2,$AS$2:$BA$2,0)+1,FALSE)","v":9.6656300992758487E-2},{"$f":"N327*VLOOKUP($B327,$AR$36:$AZ$47,MATCH(AK$2,$AS$2:$BA$2,0)+1,FALSE)","v":9.3053235295374417E-2},{"$f":"O327*VLOOKUP($B327,$AR$36:$AZ$47,MATCH(AL$2,$AS$2:$BA$2,0)+1,FALSE)","v":7.5397118136179803E-2},{"$f":"P327*VLOOKUP($B327,$AR$36:$AZ$47,MATCH(AM$2,$AS$2:$BA$2,0)+1,FALSE)","v":0},{"$f":"Q327*VLOOKUP($B327,$AR$36:$AZ$47,MATCH(AN$2,$AS$2:$BA$2,0)+1,FALSE)","v":1.4098715321122319E-3},{"$f":"R327*VLOOKUP($B327,$AR$36:$BA$47,MATCH(AO$2,$AS$2:$BA$2,0)+1,FALSE)","v":0},0.96084030295560408]
[2006,1,14,14,null,2013,1,14,14,0.28346034526373048,0.49346914107236062,0,0.10774187318121489,0.11882840000000007,8.5183999999999996E-2,0,1.844841099551928E-3,0,1.090528600616858,null,null,0.26838450431432215,9.4406359455260186E-2,0.43681654378325391,9.3668119667723065E-2,7.8525740101905203E-2,0,0,1.3484631500345877E-3,0,0.97314973047249909,null,{"$f":"J328*VLOOKUP($B328,$AR$36:$AZ$47,MATCH(AG$2,$AS$2:$BA$2,0)+1,FALSE)","v":0.27199105186027756},{"$f":"K328*VLOOKUP($B328,$AR$36:$AZ$47,MATCH(AH$2,$AS$2:$BA$2,0)+1,FALSE)","v":0.41734352676771902},{"$f":"L328*VLOOKUP($B328,$AR$36:$AZ$47,MATCH(AI$2,$AS$2:$BA$2,0)+1,FALSE)","v":0},{"$f":"M328*VLOOKUP($B328,$AR$36:$AZ$47,MATCH(AJ$2,$AS$2:$BA$2,0)+1,FALSE)","v":9.2657594116453884E-2},{"$f":"N328*VLOOKUP($B328,$AR$36:$AZ$47,MATCH(AK$2,$AS$2:$BA$2,0)+1,FALSE)","v":9.2952951454336102E-2},{"$f":"O328*VLOOKUP($B328,$AR$36:$AZ$47,MATCH(AL$2,$AS$2:$BA$2,0)+1,FALSE)","v":7.5491943901552006E-2},{"$f":"P328*VLOOKUP($B328,$AR$36:$AZ$47,MATCH(AM$2,$AS$2:$BA$2,0)+1,FALSE)","v":0},{"$f":"Q328*VLOOKUP($B328,$AR$36:$AZ$47,MATCH(AN$2,$AS$2:$BA$2,0)+1,FALSE)","v":1.4098715321122319E-3},{"$f":"R328*VLOOKUP($B328,$AR$36:$BA$47,MATCH(AO$2,$AS$2:$BA$2,0)+1,FALSE)","v":0},0.95184693963245082]
[2006,1,14,15,null,2013,1,14,15,0.28401253968805706,0.47845289845458416,0,9.3119774980608805E-2,0.11823409999999995,8.4623000000000004E-2,0,1.844841099551928E-3,0,1.0602871542228018,null,null,0.26890733027334701,8.1594079345791923E-2,0.42352423702086189,9.3199654523712552E-2,7.8008589695758884E-2,0,0,1.3484631500345877E-3,0,0.94658235400950685,null,{"$f":"J329*VLOOKUP($B329,$AR$36:$AZ$47,MATCH(AG$2,$AS$2:$BA$2,0)+1,FALSE)","v":0.27252090354787156},{"$f":"K329*VLOOKUP($B329,$AR$36:$AZ$47,MATCH(AH$2,$AS$2:$BA$2,0)+1,FALSE)","v":0.40464378299187959},{"$f":"L329*VLOOKUP($B329,$AR$36:$AZ$47,MATCH(AI$2,$AS$2:$BA$2,0)+1,FALSE)","v":0},{"$f":"M329*VLOOKUP($B329,$AR$36:$AZ$47,MATCH(AJ$2,$AS$2:$BA$2,0)+1,FALSE)","v":8.0082646232227647E-2},{"$f":"N329*VLOOKUP($B329,$AR$36:$AZ$47,MATCH(AK$2,$AS$2:$BA$2,0)+1,FALSE)","v":9.2488063102314846E-2},{"$f":"O329*VLOOKUP($B329,$AR$36:$AZ$47,MATCH(AL$2,$AS$2:$BA$2,0)+1,FALSE)","v":7.4994773299927639E-2},{"$f":"P329*VLOOKUP($B329,$AR$36:$AZ$47,MATCH(AM$2,$AS$2:$BA$2,0)+1,FALSE)","v":0},{"$f":"Q329*VLOOKUP($B329,$AR$36:$AZ$47,MATCH(AN$2,$AS$2:$BA$2,0)+1,FALSE)","v":1.4098715321122319E-3},{"$f":"R329*VLOOKUP($B329,$AR$36:$BA$47,MATCH(AO$2,$AS$2:$BA$2,0)+1,FALSE)","v":0},0.92614004070633349]
[2006,1,14,16,null,2013,1,14,16,0.30375728207782643,0.4838410688912389,0,0.10612011672761962,0.11644020000000001,8.3226999999999995E-2,0,1.844841099551928E-3,0,1.0952305087962368,null,null,0.28760194836591263,9.298533234494169E-2,0.42829381994217675,9.178558819047973E-2,7.6721705619145195E-2,0,0,1.3484631500345877E-3,0,0.97873685761269058,null,{"$f":"J330*VLOOKUP($B330,$AR$36:$AZ$47,MATCH(AG$2,$AS$2:$BA$2,0)+1,FALSE)","v":0.29146673967993086},{"$f":"K330*VLOOKUP($B330,$AR$36:$AZ$47,MATCH(AH$2,$AS$2:$BA$2,0)+1,FALSE)","v":0.40920074079469648},{"$f":"L330*VLOOKUP($B330,$AR$36:$AZ$47,MATCH(AI$2,$AS$2:$BA$2,0)+1,FALSE)","v":0},{"$f":"M330*VLOOKUP($B330,$AR$36:$AZ$47,MATCH(AJ$2,$AS$2:$BA$2,0)+1,FALSE)","v":9.1262889840427144E-2},{"$f":"N330*VLOOKUP($B330,$AR$36:$AZ$47,MATCH(AK$2,$AS$2:$BA$2,0)+1,FALSE)","v":9.1084793348502391E-2},{"$f":"O330*VLOOKUP($B330,$AR$36:$AZ$47,MATCH(AL$2,$AS$2:$BA$2,0)+1,FALSE)","v":7.3757607239557529E-2},{"$f":"P330*VLOOKUP($B330,$AR$36:$AZ$47,MATCH(AM$2,$AS$2:$BA$2,0)+1,FALSE)","v":0},{"$f":"Q330*VLOOKUP($B330,$AR$36:$AZ$47,MATCH(AN$2,$AS$2:$BA$2,0)+1,FALSE)","v":1.4098715321122319E-3},{"$f":"R330*VLOOKUP($B330,$AR$36:$BA$47,MATCH(AO$2,$AS$2:$BA$2,0)+1,FALSE)","v":0},0.95818264243522666]
[2006,1,14,17,null,2013,1,14,17,0.35622074549381738,0.4820693653581839,1.5433160377358638E-3,0.10781860412858388,0.11407679999999998,8.1541000000000002E-2,3.1418872244078982E-6,1.9060642485802812E-3,0,1.1451790371541257,null,null,0.33727514201990672,9.4473593198138181E-2,0.42672551637564393,8.9922605654127311E-2,7.5167488890512918E-2,8.6312009775006736E-4,1.5724478669764856E-6,1.3932134325461067E-3,0,1.0258222521164921,null,{"$f":"J331*VLOOKUP($B331,$AR$36:$AZ$47,MATCH(AG$2,$AS$2:$BA$2,0)+1,FALSE)","v":0.34180744107670719},{"$f":"K331*VLOOKUP($B331,$AR$36:$AZ$47,MATCH(AH$2,$AS$2:$BA$2,0)+1,FALSE)","v":0.407702351251502},{"$f":"L331*VLOOKUP($B331,$AR$36:$AZ$47,MATCH(AI$2,$AS$2:$BA$2,0)+1,FALSE)","v":1.1408528834140684E-3},{"$f":"M331*VLOOKUP($B331,$AR$36:$AZ$47,MATCH(AJ$2,$AS$2:$BA$2,0)+1,FALSE)","v":9.2723582434343324E-2},{"$f":"N331*VLOOKUP($B331,$AR$36:$AZ$47,MATCH(AK$2,$AS$2:$BA$2,0)+1,FALSE)","v":8.9236034924866453E-2},{"$f":"O331*VLOOKUP($B331,$AR$36:$AZ$47,MATCH(AL$2,$AS$2:$BA$2,0)+1,FALSE)","v":7.2263436768365566E-2},{"$f":"P331*VLOOKUP($B331,$AR$36:$AZ$47,MATCH(AM$2,$AS$2:$BA$2,0)+1,FALSE)","v":1.5724478669764856E-6},{"$f":"Q331*VLOOKUP($B331,$AR$36:$AZ$47,MATCH(AN$2,$AS$2:$BA$2,0)+1,FALSE)","v":1.4566597215895287E-3},{"$f":"R331*VLOOKUP($B331,$AR$36:$BA$47,MATCH(AO$2,$AS$2:$BA$2,0)+1,FALSE)","v":0},1.0063319315086552]
[2006,1,14,18,null,2013,1,14,18,0.4531315649419958,0.47254818692661649,8.4180874785592386E-3,0.10100174464640083,0.110071,7.9547999999999994E-2,1.71375666785885E-5,2.1787855487974887E-3,0,1.2269145071090486,null,null,0.42903175868561749,8.8500475526900421E-2,0.41829741437481166,8.6764978742000565E-2,7.3330268285433348E-2,4.7079278059094483E-3,8.5769883653262672E-6,1.5925556000974171E-3,0,1.1022339560091359,null,{"$f":"J332*VLOOKUP($B332,$AR$36:$AZ$47,MATCH(AG$2,$AS$2:$BA$2,0)+1,FALSE)","v":0.43479708198689265},{"$f":"K332*VLOOKUP($B332,$AR$36:$AZ$47,MATCH(AH$2,$AS$2:$BA$2,0)+1,FALSE)","v":0.39964996893438276},{"$f":"L332*VLOOKUP($B332,$AR$36:$AZ$47,MATCH(AI$2,$AS$2:$BA$2,0)+1,FALSE)","v":6.2228339095312677E-3},{"$f":"M332*VLOOKUP($B332,$AR$36:$AZ$47,MATCH(AJ$2,$AS$2:$BA$2,0)+1,FALSE)","v":8.6861109651949334E-2},{"$f":"N332*VLOOKUP($B332,$AR$36:$AZ$47,MATCH(AK$2,$AS$2:$BA$2,0)+1,FALSE)","v":8.6102516902779327E-2},{"$f":"O332*VLOOKUP($B332,$AR$36:$AZ$47,MATCH(AL$2,$AS$2:$BA$2,0)+1,FALSE)","v":7.0497196110544919E-2},{"$f":"P332*VLOOKUP($B332,$AR$36:$AZ$47,MATCH(AM$2,$AS$2:$BA$2,0)+1,FALSE)","v":8.5769883653262672E-6},{"$f":"Q332*VLOOKUP($B332,$AR$36:$AZ$47,MATCH(AN$2,$AS$2:$BA$2,0)+1,FALSE)","v":1.66507983835203E-3},{"$f":"R332*VLOOKUP($B332,$AR$36:$BA$47,MATCH(AO$2,$AS$2:$BA$2,0)+1,FALSE)","v":0},1.0858043643227975]
[2006,1,14,19,null,2013,1,14,19,0.49103627068680761,0.44530667765093823,8.4180874785592386E-3,8.5953300536285263E-2,9.9965999999999999E-2,7.4510999999999994E-2,1.71375666785885E-5,2.1787855487974887E-3,0,1.2073872594680666,null,null,0.46492050232288568,7.5314619536514124E-2,0.39418335953567368,7.8799573592706784E-2,6.8686976670889577E-2,4.7079278059094483E-3,8.5769883653262672E-6,1.5925556000974171E-3,0,1.0882140920530421,null,{"$f":"J333*VLOOKUP($B333,$AR$36:$AZ$47,MATCH(AG$2,$AS$2:$BA$2,0)+1,FALSE)","v":0.47116809810342747},{"$f":"K333*VLOOKUP($B333,$AR$36:$AZ$47,MATCH(AH$2,$AS$2:$BA$2,0)+1,FALSE)","v":0.37661090405814573},{"$f":"L333*VLOOKUP($B333,$AR$36:$AZ$47,MATCH(AI$2,$AS$2:$BA$2,0)+1,FALSE)","v":6.2228339095312677E-3},{"$f":"M333*VLOOKUP($B333,$AR$36:$AZ$47,MATCH(AJ$2,$AS$2:$BA$2,0)+1,FALSE)","v":7.3919505934943064E-2},{"$f":"N333*VLOOKUP($B333,$AR$36:$AZ$47,MATCH(AK$2,$AS$2:$BA$2,0)+1,FALSE)","v":7.8197928652444681E-2},{"$f":"O333*VLOOKUP($B333,$AR$36:$AZ$47,MATCH(AL$2,$AS$2:$BA$2,0)+1,FALSE)","v":6.6033295361200936E-2},{"$f":"P333*VLOOKUP($B333,$AR$36:$AZ$47,MATCH(AM$2,$AS$2:$BA$2,0)+1,FALSE)","v":8.5769883653262672E-6},{"$f":"Q333*VLOOKUP($B333,$AR$36:$AZ$47,MATCH(AN$2,$AS$2:$BA$2,0)+1,FALSE)","v":1.66507983835203E-3},{"$f":"R333*VLOOKUP($B333,$AR$36:$BA$47,MATCH(AO$2,$AS$2:$BA$2,0)+1,FALSE)","v":0},1.0738262228464102]
[2006,1,14,20,null,2013,1,14,20,0.46331617933196351,0.43934509658625576,8.4180874785592386E-3,9.4619551873496008E-2,9.5880099999999982E-2,7.2774000000000005E-2,1.71375666785885E-5,2.1787855487974887E-3,0,1.1765489383857506,null,null,0.43867470426991378,8.2908224647632561E-2,0.38890619624538308,7.5578806754557387E-2,6.7085746268971277E-2,4.7079278059094483E-3,8.5769883653262672E-6,1.5925556000974171E-3,0,1.0594627385808304,null,{"$f":"J334*VLOOKUP($B334,$AR$36:$AZ$47,MATCH(AG$2,$AS$2:$BA$2,0)+1,FALSE)","v":0.44456960935096301},{"$f":"K334*VLOOKUP($B334,$AR$36:$AZ$47,MATCH(AH$2,$AS$2:$BA$2,0)+1,FALSE)","v":0.37156899351184591},{"$f":"L334*VLOOKUP($B334,$AR$36:$AZ$47,MATCH(AI$2,$AS$2:$BA$2,0)+1,FALSE)","v":6.2228339095312677E-3},{"$f":"M334*VLOOKUP($B334,$AR$36:$AZ$47,MATCH(AJ$2,$AS$2:$BA$2,0)+1,FALSE)","v":8.1372448557945967E-2},{"$f":"N334*VLOOKUP($B334,$AR$36:$AZ$47,MATCH(AK$2,$AS$2:$BA$2,0)+1,FALSE)","v":7.5001752785839787E-2},{"$f":"O334*VLOOKUP($B334,$AR$36:$AZ$47,MATCH(AL$2,$AS$2:$BA$2,0)+1,FALSE)","v":6.4493927562588579E-2},{"$f":"P334*VLOOKUP($B334,$AR$36:$AZ$47,MATCH(AM$2,$AS$2:$BA$2,0)+1,FALSE)","v":8.5769883653262672E-6},{"$f":"Q334*VLOOKUP($B334,$AR$36:$AZ$47,MATCH(AN$2,$AS$2:$BA$2,0)+1,FALSE)","v":1.66507983835203E-3},{"$f":"R334*VLOOKUP($B334,$AR$36:$BA$47,MATCH(AO$2,$AS$2:$BA$2,0)+1,FALSE)","v":0},1.0449032225054318]
[2006,1,14,21,null,2013,1,14,21,0.43517294532223044,0.4386060299443405,8.4180874785592386E-3,0.10680703746368353,9.3128500000000017E-2,7.1705000000000005E-2,1.71375666785885E-5,2.1787855487974887E-3,0,1.1560335233242898,null,null,0.41202826840786505,9.3587230975542335E-2,0.38825197795840904,7.3409820232162887E-2,6.6100302803426852E-2,4.7079278059094483E-3,8.5769883653262672E-6,1.5925556000974171E-3,0,1.0396866607717785,null,{"$f":"J335*VLOOKUP($B335,$AR$36:$AZ$47,MATCH(AG$2,$AS$2:$BA$2,0)+1,FALSE)","v":0.41756509902365313},{"$f":"K335*VLOOKUP($B335,$AR$36:$AZ$47,MATCH(AH$2,$AS$2:$BA$2,0)+1,FALSE)","v":0.37094393987995516},{"$f":"L335*VLOOKUP($B335,$AR$36:$AZ$47,MATCH(AI$2,$AS$2:$BA$2,0)+1,FALSE)","v":6.2228339095312677E-3},{"$f":"M335*VLOOKUP($B335,$AR$36:$AZ$47,MATCH(AJ$2,$AS$2:$BA$2,0)+1,FALSE)","v":9.1853639015962024E-2},{"$f":"N335*VLOOKUP($B335,$AR$36:$AZ$47,MATCH(AK$2,$AS$2:$BA$2,0)+1,FALSE)","v":7.2849326756189062E-2},{"$f":"O335*VLOOKUP($B335,$AR$36:$AZ$47,MATCH(AL$2,$AS$2:$BA$2,0)+1,FALSE)","v":6.3546556130972792E-2},{"$f":"P335*VLOOKUP($B335,$AR$36:$AZ$47,MATCH(AM$2,$AS$2:$BA$2,0)+1,FALSE)","v":8.5769883653262672E-6},{"$f":"Q335*VLOOKUP($B335,$AR$36:$AZ$47,MATCH(AN$2,$AS$2:$BA$2,0)+1,FALSE)","v":1.66507983835203E-3},{"$f":"R335*VLOOKUP($B335,$AR$36:$BA$47,MATCH(AO$2,$AS$2:$BA$2,0)+1,FALSE)","v":0},1.0246550515429806]
[2006,1,14,22,null,2013,1,14,22,0.39887789266670315,0.40925809287787868,8.4180874785592386E-3,9.6918605664538068E-2,8.9746199999999998E-2,6.9778999999999994E-2,1.71375666785885E-5,2.1787855487974887E-3,0,1.0751938018031553,null,null,0.37766356844620763,8.4922718104963102E-2,0.36227332322696665,7.0743675765418054E-2,6.4324845259330896E-2,4.7079278059094483E-3,8.5769883653262672E-6,1.5925556000974171E-3,0,0.96623719119725848,null,{"$f":"J336*VLOOKUP($B336,$AR$36:$AZ$47,MATCH(AG$2,$AS$2:$BA$2,0)+1,FALSE)","v":0.38273860666220405},{"$f":"K336*VLOOKUP($B336,$AR$36:$AZ$47,MATCH(AH$2,$AS$2:$BA$2,0)+1,FALSE)","v":0.34612339784553803},{"$f":"L336*VLOOKUP($B336,$AR$36:$AZ$47,MATCH(AI$2,$AS$2:$BA$2,0)+1,FALSE)","v":6.2228339095312677E-3},{"$f":"M336*VLOOKUP($B336,$AR$36:$AZ$47,MATCH(AJ$2,$AS$2:$BA$2,0)+1,FALSE)","v":8.3349625923926751E-2},{"$f":"N336*VLOOKUP($B336,$AR$36:$AZ$47,MATCH(AK$2,$AS$2:$BA$2,0)+1,FALSE)","v":7.0203538647420433E-2},{"$f":"O336*VLOOKUP($B336,$AR$36:$AZ$47,MATCH(AL$2,$AS$2:$BA$2,0)+1,FALSE)","v":6.1839692354273064E-2},{"$f":"P336*VLOOKUP($B336,$AR$36:$AZ$47,MATCH(AM$2,$AS$2:$BA$2,0)+1,FALSE)","v":8.5769883653262672E-6},{"$f":"Q336*VLOOKUP($B336,$AR$36:$AZ$47,MATCH(AN$2,$AS$2:$BA$2,0)+1,FALSE)","v":1.66507983835203E-3},{"$f":"R336*VLOOKUP($B336,$AR$36:$BA$47,MATCH(AO$2,$AS$2:$BA$2,0)+1,FALSE)","v":0},0.952151352169611]
[2006,1,14,23,null,2013,1,14,23,0.34460274480039893,0.39220091947617086,8.4180874785592386E-3,0.10426755987722258,8.7543800000000005E-2,6.762E-2,1.71375666785885E-5,2.1787855487974887E-3,0,1.0068490347478278,null,null,0.32627504479528258,9.1362071650042426E-2,0.34717439421216711,6.9007603692107358E-2,6.2334599756888966E-2,4.7079278059094483E-3,8.5769883653262672E-6,1.5925556000974171E-3,0,0.90246277450086054,null,{"$f":"J337*VLOOKUP($B337,$AR$36:$AZ$47,MATCH(AG$2,$AS$2:$BA$2,0)+1,FALSE)","v":0.33065952468587556},{"$f":"K337*VLOOKUP($B337,$AR$36:$AZ$47,MATCH(AH$2,$AS$2:$BA$2,0)+1,FALSE)","v":0.3316975699433361},{"$f":"L337*VLOOKUP($B337,$AR$36:$AZ$47,MATCH(AI$2,$AS$2:$BA$2,0)+1,FALSE)","v":6.2228339095312677E-3},{"$f":"M337*VLOOKUP($B337,$AR$36:$AZ$47,MATCH(AJ$2,$AS$2:$BA$2,0)+1,FALSE)","v":8.9669698116044985E-2},{"$f":"N337*VLOOKUP($B337,$AR$36:$AZ$47,MATCH(AK$2,$AS$2:$BA$2,0)+1,FALSE)","v":6.8480721709019934E-2},{"$f":"O337*VLOOKUP($B337,$AR$36:$AZ$47,MATCH(AL$2,$AS$2:$BA$2,0)+1,FALSE)","v":5.9926338826809568E-2},{"$f":"P337*VLOOKUP($B337,$AR$36:$AZ$47,MATCH(AM$2,$AS$2:$BA$2,0)+1,FALSE)","v":8.5769883653262672E-6},{"$f":"Q337*VLOOKUP($B337,$AR$36:$AZ$47,MATCH(AN$2,$AS$2:$BA$2,0)+1,FALSE)","v":1.66507983835203E-3},{"$f":"R337*VLOOKUP($B337,$AR$36:$BA$47,MATCH(AO$2,$AS$2:$BA$2,0)+1,FALSE)","v":0},0.88833034401733479]
[2006,1,14,24,null,2013,1,14,24,0.24578006365779825,0.384570274645887,8.4180874785592386E-3,0.11842704730414255,8.5265399999999963E-2,6.5740000000000007E-2,1.71375666785885E-5,2.1787855487974887E-3,0,0.91039679620186298,null,null,0.23270824881613855,0.10376899961833312,0.34041978359080433,6.7211623574130977E-2,6.0601546702423563E-2,4.7079278059094483E-3,8.5769883653262672E-6,1.5925556000974171E-3,0,0.81101926269620284,null,{"$f":"J338*VLOOKUP($B338,$AR$36:$AZ$47,MATCH(AG$2,$AS$2:$BA$2,0)+1,FALSE)","v":0.23583537929573023},{"$f":"K338*VLOOKUP($B338,$AR$36:$AZ$47,MATCH(AH$2,$AS$2:$BA$2,0)+1,FALSE)","v":0.32524407577334191},{"$f":"L338*VLOOKUP($B338,$AR$36:$AZ$47,MATCH(AI$2,$AS$2:$BA$2,0)+1,FALSE)","v":6.2228339095312677E-3},{"$f":"M338*VLOOKUP($B338,$AR$36:$AZ$47,MATCH(AJ$2,$AS$2:$BA$2,0)+1,FALSE)","v":0.10184680252459662},{"$f":"N338*VLOOKUP($B338,$AR$36:$AZ$47,MATCH(AK$2,$AS$2:$BA$2,0)+1,FALSE)","v":6.6698454131626297E-2},{"$f":"O338*VLOOKUP($B338,$AR$36:$AZ$47,MATCH(AL$2,$AS$2:$BA$2,0)+1,FALSE)","v":5.8260241266998837E-2},{"$f":"P338*VLOOKUP($B338,$AR$36:$AZ$47,MATCH(AM$2,$AS$2:$BA$2,0)+1,FALSE)","v":8.5769883653262672E-6},{"$f":"Q338*VLOOKUP($B338,$AR$36:$AZ$47,MATCH(AN$2,$AS$2:$BA$2,0)+1,FALSE)","v":1.66507983835203E-3},{"$f":"R338*VLOOKUP($B338,$AR$36:$BA$47,MATCH(AO$2,$AS$2:$BA$2,0)+1,FALSE)","v":0},0.79578144372854254]
[2006,1,15,1,null,2013,1,15,1,0.22368408578564172,0.32969065313448737,8.4180874785592386E-3,8.6887895670158852E-2,8.4443100000000007E-2,6.5347000000000002E-2,1.71375666785885E-5,2.1787855487974887E-3,0,0.80066674518432324,null,null,0.21178744572094191,7.6133537210288066E-2,0.29184060285287955,6.6563434296123672E-2,6.0239264867101794E-2,4.7079278059094483E-3,8.5769883653262672E-6,1.5925556000974171E-3,0,0.71287334534170721,null,{"$f":"J339*VLOOKUP($B339,$AR$36:$AZ$47,MATCH(AG$2,$AS$2:$BA$2,0)+1,FALSE)","v":0.21463344271536774},{"$f":"K339*VLOOKUP($B339,$AR$36:$AZ$47,MATCH(AH$2,$AS$2:$BA$2,0)+1,FALSE)","v":0.27883052549647347},{"$f":"L339*VLOOKUP($B339,$AR$36:$AZ$47,MATCH(AI$2,$AS$2:$BA$2,0)+1,FALSE)","v":6.2228339095312677E-3},{"$f":"M339*VLOOKUP($B339,$AR$36:$AZ$47,MATCH(AJ$2,$AS$2:$BA$2,0)+1,FALSE)","v":7.4723254134419992E-2},{"$f":"N339*VLOOKUP($B339,$AR$36:$AZ$47,MATCH(AK$2,$AS$2:$BA$2,0)+1,FALSE)","v":6.605521386262582E-2},{"$f":"O339*VLOOKUP($B339,$AR$36:$AZ$47,MATCH(AL$2,$AS$2:$BA$2,0)+1,FALSE)","v":5.7911955979229893E-2},{"$f":"P339*VLOOKUP($B339,$AR$36:$AZ$47,MATCH(AM$2,$AS$2:$BA$2,0)+1,FALSE)","v":8.5769883653262672E-6},{"$f":"Q339*VLOOKUP($B339,$AR$36:$AZ$47,MATCH(AN$2,$AS$2:$BA$2,0)+1,FALSE)","v":1.66507983835203E-3},{"$f":"R339*VLOOKUP($B339,$AR$36:$BA$47,MATCH(AO$2,$AS$2:$BA$2,0)+1,FALSE)","v":0},0.70005088292436568]
[2006,1,15,2,null,2013,1,15,2,0.21221363412402008,0.31961554247586188,8.4180874785592386E-3,8.1134913145278001E-2,8.3845199999999981E-2,6.4424999999999996E-2,1.71375666785885E-5,2.1787855487974887E-3,0,0.77184830033919505,null,null,0.20092705013156414,7.1092617462491944E-2,0.2829221626712487,6.6092131402629067E-2,5.9389331401028859E-2,4.7079278059094483E-3,8.5769883653262672E-6,1.5925556000974171E-3,0,0.68673235346333494,null,{"$f":"J340*VLOOKUP($B340,$AR$36:$AZ$47,MATCH(AG$2,$AS$2:$BA$2,0)+1,FALSE)","v":0.20362710526857519},{"$f":"K340*VLOOKUP($B340,$AR$36:$AZ$47,MATCH(AH$2,$AS$2:$BA$2,0)+1,FALSE)","v":0.27030966397774026},{"$f":"L340*VLOOKUP($B340,$AR$36:$AZ$47,MATCH(AI$2,$AS$2:$BA$2,0)+1,FALSE)","v":6.2228339095312677E-3},{"$f":"M340*VLOOKUP($B340,$AR$36:$AZ$47,MATCH(AJ$2,$AS$2:$BA$2,0)+1,FALSE)","v":6.9775711419500841E-2},{"$f":"N340*VLOOKUP($B340,$AR$36:$AZ$47,MATCH(AK$2,$AS$2:$BA$2,0)+1,FALSE)","v":6.5587509427704957E-2},{"$f":"O340*VLOOKUP($B340,$AR$36:$AZ$47,MATCH(AL$2,$AS$2:$BA$2,0)+1,FALSE)","v":5.7094859197237599E-2},{"$f":"P340*VLOOKUP($B340,$AR$36:$AZ$47,MATCH(AM$2,$AS$2:$BA$2,0)+1,FALSE)","v":8.5769883653262672E-6},{"$f":"Q340*VLOOKUP($B340,$AR$36:$AZ$47,MATCH(AN$2,$AS$2:$BA$2,0)+1,FALSE)","v":1.66507983835203E-3},{"$f":"R340*VLOOKUP($B340,$AR$36:$BA$47,MATCH(AO$2,$AS$2:$BA$2,0)+1,FALSE)","v":0},0.67429134002700752]
[2006,1,15,3,null,2013,1,15,3,0.20696163833939735,0.31692841000375715,8.4180874785592386E-3,8.2517253626452791E-2,8.372930000000002E-2,6.4196000000000003E-2,1.71375666785885E-5,2.1787855487974887E-3,0,0.7649466125636426,null,null,0.19595438178881786,7.2303861786561271E-2,0.28054352574857955,6.6000771634513983E-2,5.9178230789607281E-2,4.7079278059094483E-3,8.5769883653262672E-6,1.5925556000974171E-3,0,0.68028983214245209,null,{"$f":"J341*VLOOKUP($B341,$AR$36:$AZ$47,MATCH(AG$2,$AS$2:$BA$2,0)+1,FALSE)","v":0.19858761427206134},{"$f":"K341*VLOOKUP($B341,$AR$36:$AZ$47,MATCH(AH$2,$AS$2:$BA$2,0)+1,FALSE)","v":0.26803706524874332},{"$f":"L341*VLOOKUP($B341,$AR$36:$AZ$47,MATCH(AI$2,$AS$2:$BA$2,0)+1,FALSE)","v":6.2228339095312677E-3},{"$f":"M341*VLOOKUP($B341,$AR$36:$AZ$47,MATCH(AJ$2,$AS$2:$BA$2,0)+1,FALSE)","v":7.0964518885470992E-2},{"$f":"N341*VLOOKUP($B341,$AR$36:$AZ$47,MATCH(AK$2,$AS$2:$BA$2,0)+1,FALSE)","v":6.5496847203240477E-2},{"$f":"O341*VLOOKUP($B341,$AR$36:$AZ$47,MATCH(AL$2,$AS$2:$BA$2,0)+1,FALSE)","v":5.6891914334898958E-2},{"$f":"P341*VLOOKUP($B341,$AR$36:$AZ$47,MATCH(AM$2,$AS$2:$BA$2,0)+1,FALSE)","v":8.5769883653262672E-6},{"$f":"Q341*VLOOKUP($B341,$AR$36:$AZ$47,MATCH(AN$2,$AS$2:$BA$2,0)+1,FALSE)","v":1.66507983835203E-3},{"$f":"R341*VLOOKUP($B341,$AR$36:$BA$47,MATCH(AO$2,$AS$2:$BA$2,0)+1,FALSE)","v":0},0.66787445068066364]
[2006,1,15,4,null,2013,1,15,4,0.20739854819915696,0.31591243657329648,8.4180874785592386E-3,8.1537716513110189E-2,8.3593199999999979E-2,6.4047999999999994E-2,1.71375666785885E-5,2.1787855487974887E-3,0,0.7631039118795987,null,null,0.19636805459385351,7.1445564728123717E-2,0.27964419088540038,6.5893488938737713E-2,5.9041798953404674E-2,4.7079278059094483E-3,8.5769883653262672E-6,1.5925556000974171E-3,0,0.67870215849389215,null,{"$f":"J342*VLOOKUP($B342,$AR$36:$AZ$47,MATCH(AG$2,$AS$2:$BA$2,0)+1,FALSE)","v":0.19900684600697502},{"$f":"K342*VLOOKUP($B342,$AR$36:$AZ$47,MATCH(AH$2,$AS$2:$BA$2,0)+1,FALSE)","v":0.26717782218918884},{"$f":"L342*VLOOKUP($B342,$AR$36:$AZ$47,MATCH(AI$2,$AS$2:$BA$2,0)+1,FALSE)","v":6.2228339095312677E-3},{"$f":"M342*VLOOKUP($B342,$AR$36:$AZ$47,MATCH(AJ$2,$AS$2:$BA$2,0)+1,FALSE)","v":7.0122120757517101E-2},{"$f":"N342*VLOOKUP($B342,$AR$36:$AZ$47,MATCH(AK$2,$AS$2:$BA$2,0)+1,FALSE)","v":6.539038362472778E-2},{"$f":"O342*VLOOKUP($B342,$AR$36:$AZ$47,MATCH(AL$2,$AS$2:$BA$2,0)+1,FALSE)","v":5.6760753463169167E-2},{"$f":"P342*VLOOKUP($B342,$AR$36:$AZ$47,MATCH(AM$2,$AS$2:$BA$2,0)+1,FALSE)","v":8.5769883653262672E-6},{"$f":"Q342*VLOOKUP($B342,$AR$36:$AZ$47,MATCH(AN$2,$AS$2:$BA$2,0)+1,FALSE)","v":1.66507983835203E-3},{"$f":"R342*VLOOKUP($B342,$AR$36:$BA$47,MATCH(AO$2,$AS$2:$BA$2,0)+1,FALSE)","v":0},0.6663544167778267]
[2006,1,15,5,null,2013,1,15,5,0.21582842618107942,0.32135410458773739,8.4180874785592386E-3,8.1048904280804523E-2,8.5260800000000012E-2,6.4333000000000001E-2,1.71375666785885E-5,2.1787855487974887E-3,0,0.77843924564365652,null,null,0.20434958944135928,7.1017254156322526E-2,0.28446112960890085,6.7207997560901261E-2,5.9304522421767793E-2,4.7079278059094483E-3,8.5769883653262672E-6,1.5925556000974171E-3,0,0.6926495535836239,null,{"$f":"J343*VLOOKUP($B343,$AR$36:$AZ$47,MATCH(AG$2,$AS$2:$BA$2,0)+1,FALSE)","v":0.20709563661796374},{"$f":"K343*VLOOKUP($B343,$AR$36:$AZ$47,MATCH(AH$2,$AS$2:$BA$2,0)+1,FALSE)","v":0.27178002470120538},{"$f":"L343*VLOOKUP($B343,$AR$36:$AZ$47,MATCH(AI$2,$AS$2:$BA$2,0)+1,FALSE)","v":6.2228339095312677E-3},{"$f":"M343*VLOOKUP($B343,$AR$36:$AZ$47,MATCH(AJ$2,$AS$2:$BA$2,0)+1,FALSE)","v":6.9701744128794874E-2},{"$f":"N343*VLOOKUP($B343,$AR$36:$AZ$47,MATCH(AK$2,$AS$2:$BA$2,0)+1,FALSE)","v":6.6694855803476741E-2},{"$f":"O343*VLOOKUP($B343,$AR$36:$AZ$47,MATCH(AL$2,$AS$2:$BA$2,0)+1,FALSE)","v":5.7013326763459632E-2},{"$f":"P343*VLOOKUP($B343,$AR$36:$AZ$47,MATCH(AM$2,$AS$2:$BA$2,0)+1,FALSE)","v":8.5769883653262672E-6},{"$f":"Q343*VLOOKUP($B343,$AR$36:$AZ$47,MATCH(AN$2,$AS$2:$BA$2,0)+1,FALSE)","v":1.66507983835203E-3},{"$f":"R343*VLOOKUP($B343,$AR$36:$BA$47,MATCH(AO$2,$AS$2:$BA$2,0)+1,FALSE)","v":0},0.68018207875114911]
[2006,1,15,6,null,2013,1,15,6,0.23573730463488951,0.34034435684997477,8.4180874785592386E-3,7.8423841642041262E-2,9.0135500000000035E-2,6.6781999999999994E-2,1.71375666785885E-5,2.1787855487974887E-3,0,0.82203701372094085,null,null,0.2231996140199598,6.8717102880403683E-2,0.30127121086491654,7.1050546841580381E-2,6.1562100576228317E-2,4.7079278059094483E-3,8.5769883653262672E-6,1.5925556000974171E-3,0,0.732109635577461,null,{"$f":"J344*VLOOKUP($B344,$AR$36:$AZ$47,MATCH(AG$2,$AS$2:$BA$2,0)+1,FALSE)","v":0.22619896758643515},{"$f":"K344*VLOOKUP($B344,$AR$36:$AZ$47,MATCH(AH$2,$AS$2:$BA$2,0)+1,FALSE)","v":0.28784072271386718},{"$f":"L344*VLOOKUP($B344,$AR$36:$AZ$47,MATCH(AI$2,$AS$2:$BA$2,0)+1,FALSE)","v":6.2228339095312677E-3},{"$f":"M344*VLOOKUP($B344,$AR$36:$AZ$47,MATCH(AJ$2,$AS$2:$BA$2,0)+1,FALSE)","v":6.7444200414999461E-2},{"$f":"N344*VLOOKUP($B344,$AR$36:$AZ$47,MATCH(AK$2,$AS$2:$BA$2,0)+1,FALSE)","v":7.0508066723210194E-2},{"$f":"O344*VLOOKUP($B344,$AR$36:$AZ$47,MATCH(AL$2,$AS$2:$BA$2,0)+1,FALSE)","v":5.9183684701744996E-2},{"$f":"P344*VLOOKUP($B344,$AR$36:$AZ$47,MATCH(AM$2,$AS$2:$BA$2,0)+1,FALSE)","v":8.5769883653262672E-6},{"$f":"Q344*VLOOKUP($B344,$AR$36:$AZ$47,MATCH(AN$2,$AS$2:$BA$2,0)+1,FALSE)","v":1.66507983835203E-3},{"$f":"R344*VLOOKUP($B344,$AR$36:$BA$47,MATCH(AO$2,$AS$2:$BA$2,0)+1,FALSE)","v":0},0.71907213287650562]
[2006,1,15,7,null,2013,1,15,7,0.27193306772210546,0.38637386866694806,8.4180874785592386E-3,8.4420420346196401E-2,0.10375789999999999,7.3553999999999994E-2,1.71375666785885E-5,2.1787855487974887E-3,0,0.93065326732928499,null,null,0.25747030512986746,7.3971468225380171E-2,0.3420163164661042,8.1788590889649584E-2,6.7804778919228204E-2,4.7079278059094483E-3,8.5769883653262672E-6,1.5925556000974171E-3,0,0.82936052002460181,null,{"$f":"J345*VLOOKUP($B345,$AR$36:$AZ$47,MATCH(AG$2,$AS$2:$BA$2,0)+1,FALSE)","v":0.26093018780638372},{"$f":"K345*VLOOKUP($B345,$AR$36:$AZ$47,MATCH(AH$2,$AS$2:$BA$2,0)+1,FALSE)","v":0.32676943617981241},{"$f":"L345*VLOOKUP($B345,$AR$36:$AZ$47,MATCH(AI$2,$AS$2:$BA$2,0)+1,FALSE)","v":6.2228339095312677E-3},{"$f":"M345*VLOOKUP($B345,$AR$36:$AZ$47,MATCH(AJ$2,$AS$2:$BA$2,0)+1,FALSE)","v":7.2601234901697564E-2},{"$f":"N345*VLOOKUP($B345,$AR$36:$AZ$47,MATCH(AK$2,$AS$2:$BA$2,0)+1,FALSE)","v":8.1164124415576189E-2},{"$f":"O345*VLOOKUP($B345,$AR$36:$AZ$47,MATCH(AL$2,$AS$2:$BA$2,0)+1,FALSE)","v":6.5185180805488768E-2},{"$f":"P345*VLOOKUP($B345,$AR$36:$AZ$47,MATCH(AM$2,$AS$2:$BA$2,0)+1,FALSE)","v":8.5769883653262672E-6},{"$f":"Q345*VLOOKUP($B345,$AR$36:$AZ$47,MATCH(AN$2,$AS$2:$BA$2,0)+1,FALSE)","v":1.66507983835203E-3},{"$f":"R345*VLOOKUP($B345,$AR$36:$BA$47,MATCH(AO$2,$AS$2:$BA$2,0)+1,FALSE)","v":0},0.81454665484520727]
[2006,1,15,8,null,2013,1,15,8,0.31086725109580593,0.43594076251195313,4.9105510291595584E-3,9.7407560145677446E-2,0.11132729999999999,7.9247999999999999E-2,9.9969138958432951E-6,2.0396420282785071E-3,0,1.0417510637247704,null,null,0.29433377361930119,8.5351153319061027E-2,0.38589269586521974,8.7755274485598556E-2,7.3053717266103768E-2,2.7462912201138461E-3,5.003243213106991E-6,1.4908504125712395E-3,0,0.9306287594311824,null,{"$f":"J346*VLOOKUP($B346,$AR$36:$AZ$47,MATCH(AG$2,$AS$2:$BA$2,0)+1,FALSE)","v":0.2982890271152156},{"$f":"K346*VLOOKUP($B346,$AR$36:$AZ$47,MATCH(AH$2,$AS$2:$BA$2,0)+1,FALSE)","v":0.36868983315385984},{"$f":"L346*VLOOKUP($B346,$AR$36:$AZ$47,MATCH(AI$2,$AS$2:$BA$2,0)+1,FALSE)","v":3.6299864472265752E-3},{"$f":"M346*VLOOKUP($B346,$AR$36:$AZ$47,MATCH(AJ$2,$AS$2:$BA$2,0)+1,FALSE)","v":8.3770124886095643E-2},{"$f":"N346*VLOOKUP($B346,$AR$36:$AZ$47,MATCH(AK$2,$AS$2:$BA$2,0)+1,FALSE)","v":8.7085251610240527E-2},{"$f":"O346*VLOOKUP($B346,$AR$36:$AZ$47,MATCH(AL$2,$AS$2:$BA$2,0)+1,FALSE)","v":7.0231329478660232E-2},{"$f":"P346*VLOOKUP($B346,$AR$36:$AZ$47,MATCH(AM$2,$AS$2:$BA$2,0)+1,FALSE)","v":5.003243213106991E-6},{"$f":"Q346*VLOOKUP($B346,$AR$36:$AZ$47,MATCH(AN$2,$AS$2:$BA$2,0)+1,FALSE)","v":1.5587430440854491E-3},{"$f":"R346*VLOOKUP($B346,$AR$36:$BA$47,MATCH(AO$2,$AS$2:$BA$2,0)+1,FALSE)","v":0},0.91325929897859692]
[2006,1,15,9,null,2013,1,15,9,0.27720120901243167,0.47039370930607916,0,0.10957259149596872,0.11609999999999997,8.2363000000000006E-2,0,1.844841099551928E-3,0,1.0574753509140316,null,null,0.26245826027945479,9.6010484631302809E-2,0.41639028100104825,9.1517420864226387E-2,7.592523868347599E-2,0,0,1.3484631500345877E-3,0,0.94365014860954277,null,{"$f":"J347*VLOOKUP($B347,$AR$36:$AZ$47,MATCH(AG$2,$AS$2:$BA$2,0)+1,FALSE)","v":0.26598517103365393},{"$f":"K347*VLOOKUP($B347,$AR$36:$AZ$47,MATCH(AH$2,$AS$2:$BA$2,0)+1,FALSE)","v":0.39782785441159174},{"$f":"L347*VLOOKUP($B347,$AR$36:$AZ$47,MATCH(AI$2,$AS$2:$BA$2,0)+1,FALSE)","v":0},{"$f":"M347*VLOOKUP($B347,$AR$36:$AZ$47,MATCH(AJ$2,$AS$2:$BA$2,0)+1,FALSE)","v":9.423200478466931E-2},{"$f":"N347*VLOOKUP($B347,$AR$36:$AZ$47,MATCH(AK$2,$AS$2:$BA$2,0)+1,FALSE)","v":9.0818673514483181E-2},{"$f":"O347*VLOOKUP($B347,$AR$36:$AZ$47,MATCH(AL$2,$AS$2:$BA$2,0)+1,FALSE)","v":7.2991911339729626E-2},{"$f":"P347*VLOOKUP($B347,$AR$36:$AZ$47,MATCH(AM$2,$AS$2:$BA$2,0)+1,FALSE)","v":0},{"$f":"Q347*VLOOKUP($B347,$AR$36:$AZ$47,MATCH(AN$2,$AS$2:$BA$2,0)+1,FALSE)","v":1.4098715321122319E-3},{"$f":"R347*VLOOKUP($B347,$AR$36:$BA$47,MATCH(AO$2,$AS$2:$BA$2,0)+1,FALSE)","v":0},0.92326548661623997]
[2006,1,15,10,null,2013,1,15,10,0.25981771438628171,0.48445607817848924,0,0.11261173151870721,0.11891099999999998,8.4384000000000001E-2,0,1.844841099551928E-3,0,1.06202536518303,null,null,0.24599930696748723,9.8673461772408808E-2,0.42883822324704701,9.3733230253109603E-2,7.7788270717026306E-2,0,0,1.3484631500345877E-3,0,0.94638095610711359,null,{"$f":"J348*VLOOKUP($B348,$AR$36:$AZ$47,MATCH(AG$2,$AS$2:$BA$2,0)+1,FALSE)","v":0.24930504251700039},{"$f":"K348*VLOOKUP($B348,$AR$36:$AZ$47,MATCH(AH$2,$AS$2:$BA$2,0)+1,FALSE)","v":0.40972087492988918},{"$f":"L348*VLOOKUP($B348,$AR$36:$AZ$47,MATCH(AI$2,$AS$2:$BA$2,0)+1,FALSE)","v":0},{"$f":"M348*VLOOKUP($B348,$AR$36:$AZ$47,MATCH(AJ$2,$AS$2:$BA$2,0)+1,FALSE)","v":9.6845653446748364E-2},{"$f":"N348*VLOOKUP($B348,$AR$36:$AZ$47,MATCH(AK$2,$AS$2:$BA$2,0)+1,FALSE)","v":9.3017564911978545E-2},{"$f":"O348*VLOOKUP($B348,$AR$36:$AZ$47,MATCH(AL$2,$AS$2:$BA$2,0)+1,FALSE)","v":7.4782966216526164E-2},{"$f":"P348*VLOOKUP($B348,$AR$36:$AZ$47,MATCH(AM$2,$AS$2:$BA$2,0)+1,FALSE)","v":0},{"$f":"Q348*VLOOKUP($B348,$AR$36:$AZ$47,MATCH(AN$2,$AS$2:$BA$2,0)+1,FALSE)","v":1.4098715321122319E-3},{"$f":"R348*VLOOKUP($B348,$AR$36:$BA$47,MATCH(AO$2,$AS$2:$BA$2,0)+1,FALSE)","v":0},0.92508197355425481]
[2006,1,15,11,null,2013,1,15,11,0.24933858158132408,0.48610764917678406,0,0.10881747084847401,0.11903789999999997,8.4639000000000006E-2,0,1.844841099551928E-3,0,1.0497854427061339,null,null,0.23607750693268578,9.534882738352532E-2,0.43030018606344533,9.3833260922426304E-2,7.8023339083456461E-2,0,0,1.3484631500345877E-3,0,0.93493158353557371,null,{"$f":"J349*VLOOKUP($B349,$AR$36:$AZ$47,MATCH(AG$2,$AS$2:$BA$2,0)+1,FALSE)","v":0.23924991345987556},{"$f":"K349*VLOOKUP($B349,$AR$36:$AZ$47,MATCH(AH$2,$AS$2:$BA$2,0)+1,FALSE)","v":0.4111176643291975},{"$f":"L349*VLOOKUP($B349,$AR$36:$AZ$47,MATCH(AI$2,$AS$2:$BA$2,0)+1,FALSE)","v":0},{"$f":"M349*VLOOKUP($B349,$AR$36:$AZ$47,MATCH(AJ$2,$AS$2:$BA$2,0)+1,FALSE)","v":9.3582603949147941E-2},{"$f":"N349*VLOOKUP($B349,$AR$36:$AZ$47,MATCH(AK$2,$AS$2:$BA$2,0)+1,FALSE)","v":9.311683183419206E-2},{"$f":"O349*VLOOKUP($B349,$AR$36:$AZ$47,MATCH(AL$2,$AS$2:$BA$2,0)+1,FALSE)","v":7.5008952853628158E-2},{"$f":"P349*VLOOKUP($B349,$AR$36:$AZ$47,MATCH(AM$2,$AS$2:$BA$2,0)+1,FALSE)","v":0},{"$f":"Q349*VLOOKUP($B349,$AR$36:$AZ$47,MATCH(AN$2,$AS$2:$BA$2,0)+1,FALSE)","v":1.4098715321122319E-3},{"$f":"R349*VLOOKUP($B349,$AR$36:$BA$47,MATCH(AO$2,$AS$2:$BA$2,0)+1,FALSE)","v":0},0.91348583795815352]
[2006,1,15,12,null,2013,1,15,12,0.25394165143815373,0.48145545500468057,0,0.10423437904889941,0.11925310000000001,8.4917000000000006E-2,0,1.844841099551928E-3,0,1.0456464265912857,null,null,0.24043576247880113,9.1332997705871888E-2,0.42618208584171563,9.4002895280479587E-2,7.8279609694701879E-2,0,0,1.3484631500345877E-3,0,0.93158181415160468,null,{"$f":"J350*VLOOKUP($B350,$AR$36:$AZ$47,MATCH(AG$2,$AS$2:$BA$2,0)+1,FALSE)","v":0.24366673518843371},{"$f":"K350*VLOOKUP($B350,$AR$36:$AZ$47,MATCH(AH$2,$AS$2:$BA$2,0)+1,FALSE)","v":0.40718314652171173},{"$f":"L350*VLOOKUP($B350,$AR$36:$AZ$47,MATCH(AI$2,$AS$2:$BA$2,0)+1,FALSE)","v":0},{"$f":"M350*VLOOKUP($B350,$AR$36:$AZ$47,MATCH(AJ$2,$AS$2:$BA$2,0)+1,FALSE)","v":8.9641162732053234E-2},{"$f":"N350*VLOOKUP($B350,$AR$36:$AZ$47,MATCH(AK$2,$AS$2:$BA$2,0)+1,FALSE)","v":9.328517101197259E-2},{"$f":"O350*VLOOKUP($B350,$AR$36:$AZ$47,MATCH(AL$2,$AS$2:$BA$2,0)+1,FALSE)","v":7.525532259917464E-2},{"$f":"P350*VLOOKUP($B350,$AR$36:$AZ$47,MATCH(AM$2,$AS$2:$BA$2,0)+1,FALSE)","v":0},{"$f":"Q350*VLOOKUP($B350,$AR$36:$AZ$47,MATCH(AN$2,$AS$2:$BA$2,0)+1,FALSE)","v":1.4098715321122319E-3},{"$f":"R350*VLOOKUP($B350,$AR$36:$BA$47,MATCH(AO$2,$AS$2:$BA$2,0)+1,FALSE)","v":0},0.91044140958545816]
[2006,1,15,13,null,2013,1,15,13,0.25413412180943001,0.47887280896965656,0,0.10410583950271343,0.1191171,8.4956000000000004E-2,0,1.844841099551928E-3,0,1.0430307113813519,null,null,0.24061799631169273,9.122036785971134E-2,0.42389593981770463,9.3895691411077897E-2,7.8315561327214719E-2,0,0,1.3484631500345877E-3,0,0.92929401987743587,null,{"$f":"J351*VLOOKUP($B351,$AR$36:$AZ$47,MATCH(AG$2,$AS$2:$BA$2,0)+1,FALSE)","v":0.24385141787724743},{"$f":"K351*VLOOKUP($B351,$AR$36:$AZ$47,MATCH(AH$2,$AS$2:$BA$2,0)+1,FALSE)","v":0.40499891550311695},{"$f":"L351*VLOOKUP($B351,$AR$36:$AZ$47,MATCH(AI$2,$AS$2:$BA$2,0)+1,FALSE)","v":0},{"$f":"M351*VLOOKUP($B351,$AR$36:$AZ$47,MATCH(AJ$2,$AS$2:$BA$2,0)+1,FALSE)","v":8.9530619219612334E-2},{"$f":"N351*VLOOKUP($B351,$AR$36:$AZ$47,MATCH(AK$2,$AS$2:$BA$2,0)+1,FALSE)","v":9.3178785657984903E-2},{"$f":"O351*VLOOKUP($B351,$AR$36:$AZ$47,MATCH(AL$2,$AS$2:$BA$2,0)+1,FALSE)","v":7.5289885261319647E-2},{"$f":"P351*VLOOKUP($B351,$AR$36:$AZ$47,MATCH(AM$2,$AS$2:$BA$2,0)+1,FALSE)","v":0},{"$f":"Q351*VLOOKUP($B351,$AR$36:$AZ$47,MATCH(AN$2,$AS$2:$BA$2,0)+1,FALSE)","v":1.4098715321122319E-3},{"$f":"R351*VLOOKUP($B351,$AR$36:$BA$47,MATCH(AO$2,$AS$2:$BA$2,0)+1,FALSE)","v":0},0.90825949505139347]
[2006,1,15,14,null,2013,1,15,14,0.25250925211165198,0.47262893108508497,0,9.5266959659050077E-2,0.1196234,8.5051000000000002E-2,0,1.844841099551928E-3,0,1.026924383955339,null,null,0.23907954532304462,8.3475500956392779E-2,0.41836888872102151,9.4294789345475472E-2,7.8403135816669092E-2,0,0,1.3484631500345877E-3,0,0.91497032331263806,null,{"$f":"J352*VLOOKUP($B352,$AR$36:$AZ$47,MATCH(AG$2,$AS$2:$BA$2,0)+1,FALSE)","v":0.24229229320383555},{"$f":"K352*VLOOKUP($B352,$AR$36:$AZ$47,MATCH(AH$2,$AS$2:$BA$2,0)+1,FALSE)","v":0.39971825699751856},{"$f":"L352*VLOOKUP($B352,$AR$36:$AZ$47,MATCH(AI$2,$AS$2:$BA$2,0)+1,FALSE)","v":0},{"$f":"M352*VLOOKUP($B352,$AR$36:$AZ$47,MATCH(AJ$2,$AS$2:$BA$2,0)+1,FALSE)","v":8.1929216748905534E-2},{"$f":"N352*VLOOKUP($B352,$AR$36:$AZ$47,MATCH(AK$2,$AS$2:$BA$2,0)+1,FALSE)","v":9.3574836428014035E-2},{"$f":"O352*VLOOKUP($B352,$AR$36:$AZ$47,MATCH(AL$2,$AS$2:$BA$2,0)+1,FALSE)","v":7.5374076361416464E-2},{"$f":"P352*VLOOKUP($B352,$AR$36:$AZ$47,MATCH(AM$2,$AS$2:$BA$2,0)+1,FALSE)","v":0},{"$f":"Q352*VLOOKUP($B352,$AR$36:$AZ$47,MATCH(AN$2,$AS$2:$BA$2,0)+1,FALSE)","v":1.4098715321122319E-3},{"$f":"R352*VLOOKUP($B352,$AR$36:$BA$47,MATCH(AO$2,$AS$2:$BA$2,0)+1,FALSE)","v":0},0.89429855127180236]
[2006,1,15,15,null,2013,1,15,15,0.25642603761330995,0.46374039141596346,0,8.6731554207362144E-2,0.119293,8.4431999999999993E-2,0,1.844841099551928E-3,0,1.0124678243361875,null,null,0.24278801655343826,7.5996546568685597E-2,0.41050079555290858,9.4034347003929028E-2,7.7832518880119037E-2,0,0,1.3484631500345877E-3,0,0.90250068770911507,null,{"$f":"J353*VLOOKUP($B353,$AR$36:$AZ$47,MATCH(AG$2,$AS$2:$BA$2,0)+1,FALSE)","v":0.24605059882332478},{"$f":"K353*VLOOKUP($B353,$AR$36:$AZ$47,MATCH(AH$2,$AS$2:$BA$2,0)+1,FALSE)","v":0.39220091865845924},{"$f":"L353*VLOOKUP($B353,$AR$36:$AZ$47,MATCH(AI$2,$AS$2:$BA$2,0)+1,FALSE)","v":0},{"$f":"M353*VLOOKUP($B353,$AR$36:$AZ$47,MATCH(AJ$2,$AS$2:$BA$2,0)+1,FALSE)","v":7.4588801081250725E-2},{"$f":"N353*VLOOKUP($B353,$AR$36:$AZ$47,MATCH(AK$2,$AS$2:$BA$2,0)+1,FALSE)","v":9.3316382597443959E-2},{"$f":"O353*VLOOKUP($B353,$AR$36:$AZ$47,MATCH(AL$2,$AS$2:$BA$2,0)+1,FALSE)","v":7.4825504877627708E-2},{"$f":"P353*VLOOKUP($B353,$AR$36:$AZ$47,MATCH(AM$2,$AS$2:$BA$2,0)+1,FALSE)","v":0},{"$f":"Q353*VLOOKUP($B353,$AR$36:$AZ$47,MATCH(AN$2,$AS$2:$BA$2,0)+1,FALSE)","v":1.4098715321122319E-3},{"$f":"R353*VLOOKUP($B353,$AR$36:$BA$47,MATCH(AO$2,$AS$2:$BA$2,0)+1,FALSE)","v":0},0.88239207757021865]
[2006,1,15,16,null,2013,1,15,16,0.28384915025548701,0.45882457688796607,0,8.765125673059912E-2,0.11741629999999999,8.3429000000000003E-2,0,1.844841099551928E-3,0,1.0330151249736044,null,null,0.26875263070918148,7.6802414931996715E-2,0.40614933984215634,9.2555012432560438E-2,7.6907916638827123E-2,0,0,1.3484631500345877E-3,0,0.92251577770475668,null,{"$f":"J354*VLOOKUP($B354,$AR$36:$AZ$47,MATCH(AG$2,$AS$2:$BA$2,0)+1,FALSE)","v":0.27236412513293584},{"$f":"K354*VLOOKUP($B354,$AR$36:$AZ$47,MATCH(AH$2,$AS$2:$BA$2,0)+1,FALSE)","v":0.38804344820834735},{"$f":"L354*VLOOKUP($B354,$AR$36:$AZ$47,MATCH(AI$2,$AS$2:$BA$2,0)+1,FALSE)","v":0},{"$f":"M354*VLOOKUP($B354,$AR$36:$AZ$47,MATCH(AJ$2,$AS$2:$BA$2,0)+1,FALSE)","v":7.5379741693194974E-2},{"$f":"N354*VLOOKUP($B354,$AR$36:$AZ$47,MATCH(AK$2,$AS$2:$BA$2,0)+1,FALSE)","v":9.1848342936938956E-2},{"$f":"O354*VLOOKUP($B354,$AR$36:$AZ$47,MATCH(AL$2,$AS$2:$BA$2,0)+1,FALSE)","v":7.3936624105026563E-2},{"$f":"P354*VLOOKUP($B354,$AR$36:$AZ$47,MATCH(AM$2,$AS$2:$BA$2,0)+1,FALSE)","v":0},{"$f":"Q354*VLOOKUP($B354,$AR$36:$AZ$47,MATCH(AN$2,$AS$2:$BA$2,0)+1,FALSE)","v":1.4098715321122319E-3},{"$f":"R354*VLOOKUP($B354,$AR$36:$BA$47,MATCH(AO$2,$AS$2:$BA$2,0)+1,FALSE)","v":0},0.90298215360855594]
[2006,1,15,17,null,2013,1,15,17,0.32930845071883708,0.4591885472563374,1.4030145797598698E-3,9.2208811687182118E-2,0.11489189999999999,8.2005999999999996E-2,2.8562611130980766E-6,1.9004985077595213E-3,0,1.0809100790109891,null,null,0.31179417787861247,8.0795868533314774E-2,0.40647152468639197,9.0565119433166349E-2,7.5596142970473776E-2,7.8465463431823951E-4,1.4294980608877079E-6,1.389145225045059E-3,0,0.96739806285938357,null,{"$f":"J355*VLOOKUP($B355,$AR$36:$AZ$47,MATCH(AG$2,$AS$2:$BA$2,0)+1,FALSE)","v":0.3159840640642706},{"$f":"K355*VLOOKUP($B355,$AR$36:$AZ$47,MATCH(AH$2,$AS$2:$BA$2,0)+1,FALSE)","v":0.38835127024732014},{"$f":"L355*VLOOKUP($B355,$AR$36:$AZ$47,MATCH(AI$2,$AS$2:$BA$2,0)+1,FALSE)","v":1.0371389849218756E-3},{"$f":"M355*VLOOKUP($B355,$AR$36:$AZ$47,MATCH(AJ$2,$AS$2:$BA$2,0)+1,FALSE)","v":7.9299221324110922E-2},{"$f":"N355*VLOOKUP($B355,$AR$36:$AZ$47,MATCH(AK$2,$AS$2:$BA$2,0)+1,FALSE)","v":8.9873643028067621E-2},{"$f":"O355*VLOOKUP($B355,$AR$36:$AZ$47,MATCH(AL$2,$AS$2:$BA$2,0)+1,FALSE)","v":7.2675530047786832E-2},{"$f":"P355*VLOOKUP($B355,$AR$36:$AZ$47,MATCH(AM$2,$AS$2:$BA$2,0)+1,FALSE)","v":1.4294980608877079E-6},{"$f":"Q355*VLOOKUP($B355,$AR$36:$AZ$47,MATCH(AN$2,$AS$2:$BA$2,0)+1,FALSE)","v":1.4524062498188649E-3},{"$f":"R355*VLOOKUP($B355,$AR$36:$BA$47,MATCH(AO$2,$AS$2:$BA$2,0)+1,FALSE)","v":0},0.94867470344435789]
[2006,1,15,18,null,2013,1,15,18,0.39577589571492422,0.46220515518543592,8.4180874785592386E-3,0.10638141674895271,0.11120880000000002,8.0077999999999996E-2,1.71375666785885E-5,2.1787855487974887E-3,0,1.1662632782433484,null,null,0.37472655122952025,9.3214290530011942E-2,0.40914181172131064,8.7661865231744907E-2,7.3818841752915629E-2,4.7079278059094483E-3,8.5769883653262672E-6,1.5925556000974171E-3,0,1.0448724208598756,null,{"$f":"J356*VLOOKUP($B356,$AR$36:$AZ$47,MATCH(AG$2,$AS$2:$BA$2,0)+1,FALSE)","v":0.37976212184561803},{"$f":"K356*VLOOKUP($B356,$AR$36:$AZ$47,MATCH(AH$2,$AS$2:$BA$2,0)+1,FALSE)","v":0.39090251750316596},{"$f":"L356*VLOOKUP($B356,$AR$36:$AZ$47,MATCH(AI$2,$AS$2:$BA$2,0)+1,FALSE)","v":6.2228339095312677E-3},{"$f":"M356*VLOOKUP($B356,$AR$36:$AZ$47,MATCH(AJ$2,$AS$2:$BA$2,0)+1,FALSE)","v":9.148760684788608E-2},{"$f":"N356*VLOOKUP($B356,$AR$36:$AZ$47,MATCH(AK$2,$AS$2:$BA$2,0)+1,FALSE)","v":8.699255554812628E-2},{"$f":"O356*VLOOKUP($B356,$AR$36:$AZ$47,MATCH(AL$2,$AS$2:$BA$2,0)+1,FALSE)","v":7.0966893826874544E-2},{"$f":"P356*VLOOKUP($B356,$AR$36:$AZ$47,MATCH(AM$2,$AS$2:$BA$2,0)+1,FALSE)","v":8.5769883653262672E-6},{"$f":"Q356*VLOOKUP($B356,$AR$36:$AZ$47,MATCH(AN$2,$AS$2:$BA$2,0)+1,FALSE)","v":1.66507983835203E-3},{"$f":"R356*VLOOKUP($B356,$AR$36:$BA$47,MATCH(AO$2,$AS$2:$BA$2,0)+1,FALSE)","v":0},1.0280081863079193]
[2006,1,15,19,null,2013,1,15,19,0.43879698799502559,0.43106026336481884,8.4180874785592386E-3,8.9005911424580489E-2,0.10026000000000002,7.5006000000000003E-2,1.71375666785885E-5,2.1787855487974887E-3,0,1.1447431733784601,null,null,0.41545956633931697,7.7989400216377847E-2,0.38157250116215174,7.9031323133913367E-2,6.9143285852783412E-2,4.7079278059094483E-3,8.5769883653262672E-6,1.5925556000974171E-3,0,1.0295051370989157,null,{"$f":"J357*VLOOKUP($B357,$AR$36:$AZ$47,MATCH(AG$2,$AS$2:$BA$2,0)+1,FALSE)","v":0.42104250669294452},{"$f":"K357*VLOOKUP($B357,$AR$36:$AZ$47,MATCH(AH$2,$AS$2:$BA$2,0)+1,FALSE)","v":0.36456223011463923},{"$f":"L357*VLOOKUP($B357,$AR$36:$AZ$47,MATCH(AI$2,$AS$2:$BA$2,0)+1,FALSE)","v":6.2228339095312677E-3},{"$f":"M357*VLOOKUP($B357,$AR$36:$AZ$47,MATCH(AJ$2,$AS$2:$BA$2,0)+1,FALSE)","v":7.6544739489286376E-2},{"$f":"N357*VLOOKUP($B357,$AR$36:$AZ$47,MATCH(AK$2,$AS$2:$BA$2,0)+1,FALSE)","v":7.8427908755918069E-2},{"$f":"O357*VLOOKUP($B357,$AR$36:$AZ$47,MATCH(AL$2,$AS$2:$BA$2,0)+1,FALSE)","v":6.6471975303810688E-2},{"$f":"P357*VLOOKUP($B357,$AR$36:$AZ$47,MATCH(AM$2,$AS$2:$BA$2,0)+1,FALSE)","v":8.5769883653262672E-6},{"$f":"Q357*VLOOKUP($B357,$AR$36:$AZ$47,MATCH(AN$2,$AS$2:$BA$2,0)+1,FALSE)","v":1.66507983835203E-3},{"$f":"R357*VLOOKUP($B357,$AR$36:$BA$47,MATCH(AO$2,$AS$2:$BA$2,0)+1,FALSE)","v":0},1.0149458510928475]
[2006,1,15,20,null,2013,1,15,20,0.44092495545919758,0.41479913528616907,8.4180874785592386E-3,8.2515038852955649E-2,9.593500000000002E-2,7.2946999999999998E-2,1.71375666785885E-5,2.1787855487974887E-3,0,1.1177351401923579,null,null,0.41747435783524012,7.2301921141789571E-2,0.36717822769269681,7.5622082434190885E-2,6.724522402345133E-2,4.7079278059094483E-3,8.5769883653262672E-6,1.5925556000974171E-3,0,1.0061308735217409,null,{"$f":"J358*VLOOKUP($B358,$AR$36:$AZ$47,MATCH(AG$2,$AS$2:$BA$2,0)+1,FALSE)","v":0.42308437293129286},{"$f":"K358*VLOOKUP($B358,$AR$36:$AZ$47,MATCH(AH$2,$AS$2:$BA$2,0)+1,FALSE)","v":0.35080964464026171},{"$f":"L358*VLOOKUP($B358,$AR$36:$AZ$47,MATCH(AI$2,$AS$2:$BA$2,0)+1,FALSE)","v":6.2228339095312677E-3},{"$f":"M358*VLOOKUP($B358,$AR$36:$AZ$47,MATCH(AJ$2,$AS$2:$BA$2,0)+1,FALSE)","v":7.0962614188831707E-2},{"$f":"N358*VLOOKUP($B358,$AR$36:$AZ$47,MATCH(AK$2,$AS$2:$BA$2,0)+1,FALSE)","v":7.5044698050059838E-2},{"$f":"O358*VLOOKUP($B358,$AR$36:$AZ$47,MATCH(AL$2,$AS$2:$BA$2,0)+1,FALSE)","v":6.4647243986975411E-2},{"$f":"P358*VLOOKUP($B358,$AR$36:$AZ$47,MATCH(AM$2,$AS$2:$BA$2,0)+1,FALSE)","v":8.5769883653262672E-6},{"$f":"Q358*VLOOKUP($B358,$AR$36:$AZ$47,MATCH(AN$2,$AS$2:$BA$2,0)+1,FALSE)","v":1.66507983835203E-3},{"$f":"R358*VLOOKUP($B358,$AR$36:$BA$47,MATCH(AO$2,$AS$2:$BA$2,0)+1,FALSE)","v":0},0.9924450645336701]
[2006,1,15,21,null,2013,1,15,21,0.41019218895288284,0.41423104345994854,8.4180874785592386E-3,9.6163655160232814E-2,9.3791300000000022E-2,7.1611999999999995E-2,1.71375666785885E-5,2.1787855487974887E-3,0,1.0966041981670995,null,null,0.38837611378515613,8.4261209941275464E-2,0.36667535550186048,7.3932281442746939E-2,6.601457198743467E-2,4.7079278059094483E-3,8.5769883653262672E-6,1.5925556000974171E-3,0,0.98556859305284594,null,{"$f":"J359*VLOOKUP($B359,$AR$36:$AZ$47,MATCH(AG$2,$AS$2:$BA$2,0)+1,FALSE)","v":0.39359510704878775},{"$f":"K359*VLOOKUP($B359,$AR$36:$AZ$47,MATCH(AH$2,$AS$2:$BA$2,0)+1,FALSE)","v":0.35032919018718778},{"$f":"L359*VLOOKUP($B359,$AR$36:$AZ$47,MATCH(AI$2,$AS$2:$BA$2,0)+1,FALSE)","v":6.2228339095312677E-3},{"$f":"M359*VLOOKUP($B359,$AR$36:$AZ$47,MATCH(AJ$2,$AS$2:$BA$2,0)+1,FALSE)","v":8.2700371410890081E-2},{"$f":"N359*VLOOKUP($B359,$AR$36:$AZ$47,MATCH(AK$2,$AS$2:$BA$2,0)+1,FALSE)","v":7.3367798907829032E-2},{"$f":"O359*VLOOKUP($B359,$AR$36:$AZ$47,MATCH(AL$2,$AS$2:$BA$2,0)+1,FALSE)","v":6.3464137475088528E-2},{"$f":"P359*VLOOKUP($B359,$AR$36:$AZ$47,MATCH(AM$2,$AS$2:$BA$2,0)+1,FALSE)","v":8.5769883653262672E-6},{"$f":"Q359*VLOOKUP($B359,$AR$36:$AZ$47,MATCH(AN$2,$AS$2:$BA$2,0)+1,FALSE)","v":1.66507983835203E-3},{"$f":"R359*VLOOKUP($B359,$AR$36:$BA$47,MATCH(AO$2,$AS$2:$BA$2,0)+1,FALSE)","v":0},0.97135309576603179]
[2006,1,15,22,null,2013,1,15,22,0.36428078545938641,0.38973808834036283,8.4180874785592386E-3,9.5653274229454036E-2,9.0900600000000026E-2,7.0237999999999995E-2,1.71375666785885E-5,2.1787855487974887E-3,0,1.0214247586232388,null,null,0.34490650868920308,8.3814000289284638E-2,0.34499430776881301,7.1653647433339379E-2,6.4747968318905155E-2,4.7079278059094483E-3,8.5769883653262672E-6,1.5925556000974171E-3,0,0.91642549289391739,null,{"$f":"J360*VLOOKUP($B360,$AR$36:$AZ$47,MATCH(AG$2,$AS$2:$BA$2,0)+1,FALSE)","v":0.34954135795397379},{"$f":"K360*VLOOKUP($B360,$AR$36:$AZ$47,MATCH(AH$2,$AS$2:$BA$2,0)+1,FALSE)","v":0.329614670433515},{"$f":"L360*VLOOKUP($B360,$AR$36:$AZ$47,MATCH(AI$2,$AS$2:$BA$2,0)+1,FALSE)","v":6.2228339095312677E-3},{"$f":"M360*VLOOKUP($B360,$AR$36:$AZ$47,MATCH(AJ$2,$AS$2:$BA$2,0)+1,FALSE)","v":8.2261445784923476E-2},{"$f":"N360*VLOOKUP($B360,$AR$36:$AZ$47,MATCH(AK$2,$AS$2:$BA$2,0)+1,FALSE)","v":7.1106562563915884E-2},{"$f":"O360*VLOOKUP($B360,$AR$36:$AZ$47,MATCH(AL$2,$AS$2:$BA$2,0)+1,FALSE)","v":6.2246468301056644E-2},{"$f":"P360*VLOOKUP($B360,$AR$36:$AZ$47,MATCH(AM$2,$AS$2:$BA$2,0)+1,FALSE)","v":8.5769883653262672E-6},{"$f":"Q360*VLOOKUP($B360,$AR$36:$AZ$47,MATCH(AN$2,$AS$2:$BA$2,0)+1,FALSE)","v":1.66507983835203E-3},{"$f":"R360*VLOOKUP($B360,$AR$36:$BA$47,MATCH(AO$2,$AS$2:$BA$2,0)+1,FALSE)","v":0},0.90266699577363341]
[2006,1,15,23,null,2013,1,15,23,0.32246579851003071,0.36927030775274483,8.4180874785592386E-3,9.791401041436984E-2,8.7671799999999953E-2,6.7741999999999997E-2,1.71375666785885E-5,2.1787855487974887E-3,0,0.95567792727118062,null,null,0.30531545218755624,8.5794918818032542E-2,0.32687632544520051,6.9108501451544194E-2,6.2447063838082996E-2,4.7079278059094483E-3,8.5769883653262672E-6,1.5925556000974171E-3,0,0.85585132213478865,null,{"$f":"J361*VLOOKUP($B361,$AR$36:$AZ$47,MATCH(AG$2,$AS$2:$BA$2,0)+1,FALSE)","v":0.30941827734000871},{"$f":"K361*VLOOKUP($B361,$AR$36:$AZ$47,MATCH(AH$2,$AS$2:$BA$2,0)+1,FALSE)","v":0.31230437679087408},{"$f":"L361*VLOOKUP($B361,$AR$36:$AZ$47,MATCH(AI$2,$AS$2:$BA$2,0)+1,FALSE)","v":6.2228339095312677E-3},{"$f":"M361*VLOOKUP($B361,$AR$36:$AZ$47,MATCH(AJ$2,$AS$2:$BA$2,0)+1,FALSE)","v":8.4205670157874432E-2},{"$f":"N361*VLOOKUP($B361,$AR$36:$AZ$47,MATCH(AK$2,$AS$2:$BA$2,0)+1,FALSE)","v":6.8580849101008298E-2},{"$f":"O361*VLOOKUP($B361,$AR$36:$AZ$47,MATCH(AL$2,$AS$2:$BA$2,0)+1,FALSE)","v":6.0034457923776006E-2},{"$f":"P361*VLOOKUP($B361,$AR$36:$AZ$47,MATCH(AM$2,$AS$2:$BA$2,0)+1,FALSE)","v":8.5769883653262672E-6},{"$f":"Q361*VLOOKUP($B361,$AR$36:$AZ$47,MATCH(AN$2,$AS$2:$BA$2,0)+1,FALSE)","v":1.66507983835203E-3},{"$f":"R361*VLOOKUP($B361,$AR$36:$BA$47,MATCH(AO$2,$AS$2:$BA$2,0)+1,FALSE)","v":0},0.84244012204979013]
[2006,1,15,24,null,2013,1,15,24,0.22450828208521839,0.36416801317073833,8.4180874785592386E-3,0.11377783152343755,8.6060900000000023E-2,6.5997E-2,1.71375666785885E-5,2.1787855487974887E-3,0,0.86512603737342952,null,null,0.21256780713309562,9.9695230310089547E-2,0.32235979847487617,6.7838687383756285E-2,6.0838458742315901E-2,4.7079278059094483E-3,8.5769883653262672E-6,1.5925556000974171E-3,0,0.7696090424385057,null,{"$f":"J362*VLOOKUP($B362,$AR$36:$AZ$47,MATCH(AG$2,$AS$2:$BA$2,0)+1,FALSE)","v":0.21542429061422511},{"$f":"K362*VLOOKUP($B362,$AR$36:$AZ$47,MATCH(AH$2,$AS$2:$BA$2,0)+1,FALSE)","v":0.30798919385798595},{"$f":"L362*VLOOKUP($B362,$AR$36:$AZ$47,MATCH(AI$2,$AS$2:$BA$2,0)+1,FALSE)","v":6.2228339095312677E-3},{"$f":"M362*VLOOKUP($B362,$AR$36:$AZ$47,MATCH(AJ$2,$AS$2:$BA$2,0)+1,FALSE)","v":9.7848494939542618E-2},{"$f":"N362*VLOOKUP($B362,$AR$36:$AZ$47,MATCH(AK$2,$AS$2:$BA$2,0)+1,FALSE)","v":6.7320730227929282E-2},{"$f":"O362*VLOOKUP($B362,$AR$36:$AZ$47,MATCH(AL$2,$AS$2:$BA$2,0)+1,FALSE)","v":5.848800034831339E-2},{"$f":"P362*VLOOKUP($B362,$AR$36:$AZ$47,MATCH(AM$2,$AS$2:$BA$2,0)+1,FALSE)","v":8.5769883653262672E-6},{"$f":"Q362*VLOOKUP($B362,$AR$36:$AZ$47,MATCH(AN$2,$AS$2:$BA$2,0)+1,FALSE)","v":1.66507983835203E-3},{"$f":"R362*VLOOKUP($B362,$AR$36:$BA$47,MATCH(AO$2,$AS$2:$BA$2,0)+1,FALSE)","v":0},0.75496720072424495]
[2006,1,16,1,null,2013,1,16,1,0.22005927663185729,0.32687080192313611,8.4180874785592386E-3,8.5405137882037643E-2,8.4838200000000002E-2,6.4585000000000004E-2,1.71375666785885E-5,2.1787855487974887E-3,0,0.79237242703106625,null,null,0.20835542207379887,7.4834304510899063E-2,0.28934448393154488,6.6874877302010444E-2,5.9536825278004649E-2,4.7079278059094483E-3,8.5769883653262672E-6,1.5925556000974171E-3,0,0.70525497349063004,null,{"$f":"J363*VLOOKUP($B363,$AR$36:$AZ$47,MATCH(AG$2,$AS$2:$BA$2,0)+1,FALSE)","v":0.21115529957822698},{"$f":"K363*VLOOKUP($B363,$AR$36:$AZ$47,MATCH(AH$2,$AS$2:$BA$2,0)+1,FALSE)","v":0.27644568204517245},{"$f":"L363*VLOOKUP($B363,$AR$36:$AZ$47,MATCH(AI$2,$AS$2:$BA$2,0)+1,FALSE)","v":6.2228339095312677E-3},{"$f":"M363*VLOOKUP($B363,$AR$36:$AZ$47,MATCH(AJ$2,$AS$2:$BA$2,0)+1,FALSE)","v":7.3448088172958864E-2},{"$f":"N363*VLOOKUP($B363,$AR$36:$AZ$47,MATCH(AK$2,$AS$2:$BA$2,0)+1,FALSE)","v":6.6364278960865025E-2},{"$f":"O363*VLOOKUP($B363,$AR$36:$AZ$47,MATCH(AL$2,$AS$2:$BA$2,0)+1,FALSE)","v":5.7236654734242776E-2},{"$f":"P363*VLOOKUP($B363,$AR$36:$AZ$47,MATCH(AM$2,$AS$2:$BA$2,0)+1,FALSE)","v":8.5769883653262672E-6},{"$f":"Q363*VLOOKUP($B363,$AR$36:$AZ$47,MATCH(AN$2,$AS$2:$BA$2,0)+1,FALSE)","v":1.66507983835203E-3},{"$f":"R363*VLOOKUP($B363,$AR$36:$BA$47,MATCH(AO$2,$AS$2:$BA$2,0)+1,FALSE)","v":0},0.69254649422771475]
[2006,1,16,2,null,2013,1,16,2,0.20863526595214654,0.31696847667286837,8.4180874785592386E-3,7.9718418184624454E-2,8.4311099999999986E-2,6.4144999999999994E-2,1.71375666785885E-5,2.1787855487974887E-3,0,0.76439227140367449,null,null,0.19753899750230167,6.9851446054629882E-2,0.28057899257409175,6.6459383481704382E-2,5.9131217116321244E-2,4.7079278059094483E-3,8.5769883653262672E-6,1.5925556000974171E-3,0,0.67986909712342103,null,{"$f":"J364*VLOOKUP($B364,$AR$36:$AZ$47,MATCH(AG$2,$AS$2:$BA$2,0)+1,FALSE)","v":0.20019352403129248},{"$f":"K364*VLOOKUP($B364,$AR$36:$AZ$47,MATCH(AH$2,$AS$2:$BA$2,0)+1,FALSE)","v":0.2680709509846505},{"$f":"L364*VLOOKUP($B364,$AR$36:$AZ$47,MATCH(AI$2,$AS$2:$BA$2,0)+1,FALSE)","v":6.2228339095312677E-3},{"$f":"M364*VLOOKUP($B364,$AR$36:$AZ$47,MATCH(AJ$2,$AS$2:$BA$2,0)+1,FALSE)","v":6.8557531233311889E-2},{"$f":"N364*VLOOKUP($B364,$AR$36:$AZ$47,MATCH(AK$2,$AS$2:$BA$2,0)+1,FALSE)","v":6.5951957489637753E-2},{"$f":"O364*VLOOKUP($B364,$AR$36:$AZ$47,MATCH(AL$2,$AS$2:$BA$2,0)+1,FALSE)","v":5.684671700747855E-2},{"$f":"P364*VLOOKUP($B364,$AR$36:$AZ$47,MATCH(AM$2,$AS$2:$BA$2,0)+1,FALSE)","v":8.5769883653262672E-6},{"$f":"Q364*VLOOKUP($B364,$AR$36:$AZ$47,MATCH(AN$2,$AS$2:$BA$2,0)+1,FALSE)","v":1.66507983835203E-3},{"$f":"R364*VLOOKUP($B364,$AR$36:$BA$47,MATCH(AO$2,$AS$2:$BA$2,0)+1,FALSE)","v":0},0.66751717148261991]
[2006,1,16,3,null,2013,1,16,3,0.20250978979609716,0.31500378542394214,8.4180874785592386E-3,8.1324178894454216E-2,8.3625499999999992E-2,6.4179E-2,1.71375666785885E-5,2.1787855487974887E-3,0,0.75725626470852869,null,null,0.19173930484934537,7.1258457259236949E-2,0.27883985719656401,6.5918949857720621E-2,5.9162559565178602E-2,4.7079278059094483E-3,8.5769883653262672E-6,1.5925556000974171E-3,0,0.67322818912241778,null,{"$f":"J365*VLOOKUP($B365,$AR$36:$AZ$47,MATCH(AG$2,$AS$2:$BA$2,0)+1,FALSE)","v":0.194315895182436},{"$f":"K365*VLOOKUP($B365,$AR$36:$AZ$47,MATCH(AH$2,$AS$2:$BA$2,0)+1,FALSE)","v":0.26640934520915116},{"$f":"L365*VLOOKUP($B365,$AR$36:$AZ$47,MATCH(AI$2,$AS$2:$BA$2,0)+1,FALSE)","v":6.2228339095312677E-3},{"$f":"M365*VLOOKUP($B365,$AR$36:$AZ$47,MATCH(AJ$2,$AS$2:$BA$2,0)+1,FALSE)","v":6.9938479231582779E-2},{"$f":"N365*VLOOKUP($B365,$AR$36:$AZ$47,MATCH(AK$2,$AS$2:$BA$2,0)+1,FALSE)","v":6.5415650146299867E-2},{"$f":"O365*VLOOKUP($B365,$AR$36:$AZ$47,MATCH(AL$2,$AS$2:$BA$2,0)+1,FALSE)","v":5.6876848559092155E-2},{"$f":"P365*VLOOKUP($B365,$AR$36:$AZ$47,MATCH(AM$2,$AS$2:$BA$2,0)+1,FALSE)","v":8.5769883653262672E-6},{"$f":"Q365*VLOOKUP($B365,$AR$36:$AZ$47,MATCH(AN$2,$AS$2:$BA$2,0)+1,FALSE)","v":1.66507983835203E-3},{"$f":"R365*VLOOKUP($B365,$AR$36:$BA$47,MATCH(AO$2,$AS$2:$BA$2,0)+1,FALSE)","v":0},0.66085270906481064]
[2006,1,16,4,null,2013,1,16,4,0.20331634086233483,0.31363779752834081,8.4180874785592386E-3,8.0349613531633349E-2,8.3881299999999978E-2,6.4021999999999996E-2,1.71375666785885E-5,2.1787855487974887E-3,0,0.75582106251634418,null,null,0.19250295949005,7.0404516583819451E-2,0.27763069118851402,6.6120587723845242E-2,5.9017831198396112E-2,4.7079278059094483E-3,8.5769883653262672E-6,1.5925556000974171E-3,0,0.67198564657899695,null,{"$f":"J366*VLOOKUP($B366,$AR$36:$AZ$47,MATCH(AG$2,$AS$2:$BA$2,0)+1,FALSE)","v":0.19508981180446264},{"$f":"K366*VLOOKUP($B366,$AR$36:$AZ$47,MATCH(AH$2,$AS$2:$BA$2,0)+1,FALSE)","v":0.26525408308955151},{"$f":"L366*VLOOKUP($B366,$AR$36:$AZ$47,MATCH(AI$2,$AS$2:$BA$2,0)+1,FALSE)","v":6.2228339095312677E-3},{"$f":"M366*VLOOKUP($B366,$AR$36:$AZ$47,MATCH(AJ$2,$AS$2:$BA$2,0)+1,FALSE)","v":6.9100356789843442E-2},{"$f":"N366*VLOOKUP($B366,$AR$36:$AZ$47,MATCH(AK$2,$AS$2:$BA$2,0)+1,FALSE)","v":6.5615748481226685E-2},{"$f":"O366*VLOOKUP($B366,$AR$36:$AZ$47,MATCH(AL$2,$AS$2:$BA$2,0)+1,FALSE)","v":5.6737711688405829E-2},{"$f":"P366*VLOOKUP($B366,$AR$36:$AZ$47,MATCH(AM$2,$AS$2:$BA$2,0)+1,FALSE)","v":8.5769883653262672E-6},{"$f":"Q366*VLOOKUP($B366,$AR$36:$AZ$47,MATCH(AN$2,$AS$2:$BA$2,0)+1,FALSE)","v":1.66507983835203E-3},{"$f":"R366*VLOOKUP($B366,$AR$36:$BA$47,MATCH(AO$2,$AS$2:$BA$2,0)+1,FALSE)","v":0},0.65969420258973877]
[2006,1,16,5,null,2013,1,16,5,0.21199118337660861,0.31872779624661124,8.4180874785592386E-3,7.98129324007123E-2,8.5433200000000015E-2,6.4960000000000004E-2,1.71375666785885E-5,2.1787855487974887E-3,0,0.77153912261796742,null,null,0.20071643042910511,6.9934261981197399E-2,0.28213633391856274,6.7343894230642798E-2,5.988251405216663E-2,4.7079278059094483E-3,8.5769883653262672E-6,1.5925556000974171E-3,0,0.68632249500604681,null,{"$f":"J367*VLOOKUP($B367,$AR$36:$AZ$47,MATCH(AG$2,$AS$2:$BA$2,0)+1,FALSE)","v":0.20341365526124081},{"$f":"K367*VLOOKUP($B367,$AR$36:$AZ$47,MATCH(AH$2,$AS$2:$BA$2,0)+1,FALSE)","v":0.26955886699500475},{"$f":"L367*VLOOKUP($B367,$AR$36:$AZ$47,MATCH(AI$2,$AS$2:$BA$2,0)+1,FALSE)","v":6.2228339095312677E-3},{"$f":"M367*VLOOKUP($B367,$AR$36:$AZ$47,MATCH(AJ$2,$AS$2:$BA$2,0)+1,FALSE)","v":6.8638813093501685E-2},{"$f":"N367*VLOOKUP($B367,$AR$36:$AZ$47,MATCH(AK$2,$AS$2:$BA$2,0)+1,FALSE)","v":6.6829714884561131E-2},{"$f":"O367*VLOOKUP($B367,$AR$36:$AZ$47,MATCH(AL$2,$AS$2:$BA$2,0)+1,FALSE)","v":5.7568988024098641E-2},{"$f":"P367*VLOOKUP($B367,$AR$36:$AZ$47,MATCH(AM$2,$AS$2:$BA$2,0)+1,FALSE)","v":8.5769883653262672E-6},{"$f":"Q367*VLOOKUP($B367,$AR$36:$AZ$47,MATCH(AN$2,$AS$2:$BA$2,0)+1,FALSE)","v":1.66507983835203E-3},{"$f":"R367*VLOOKUP($B367,$AR$36:$BA$47,MATCH(AO$2,$AS$2:$BA$2,0)+1,FALSE)","v":0},0.67390652899465564]
[2006,1,16,6,null,2013,1,16,6,0.23178916630343849,0.33727841469624187,8.4180874785592386E-3,7.7313440323319008E-2,8.9903799999999978E-2,6.7538000000000001E-2,1.71375666785885E-5,2.1787855487974887E-3,0,0.81443683191703453,null,null,0.21946145746030066,6.7744139046198082E-2,0.29855725340828076,7.0867906131724681E-2,6.2259009144938884E-2,4.7079278059094483E-3,8.5769883653262672E-6,1.5925556000974171E-3,0,0.72519882558581528,null,{"$f":"J368*VLOOKUP($B368,$AR$36:$AZ$47,MATCH(AG$2,$AS$2:$BA$2,0)+1,FALSE)","v":0.22241057772660439},{"$f":"K368*VLOOKUP($B368,$AR$36:$AZ$47,MATCH(AH$2,$AS$2:$BA$2,0)+1,FALSE)","v":0.28524775183726059},{"$f":"L368*VLOOKUP($B368,$AR$36:$AZ$47,MATCH(AI$2,$AS$2:$BA$2,0)+1,FALSE)","v":6.2228339095312677E-3},{"$f":"M368*VLOOKUP($B368,$AR$36:$AZ$47,MATCH(AJ$2,$AS$2:$BA$2,0)+1,FALSE)","v":6.6489259576691481E-2},{"$f":"N368*VLOOKUP($B368,$AR$36:$AZ$47,MATCH(AK$2,$AS$2:$BA$2,0)+1,FALSE)","v":7.0326820498806134E-2},{"$f":"O368*VLOOKUP($B368,$AR$36:$AZ$47,MATCH(AL$2,$AS$2:$BA$2,0)+1,FALSE)","v":5.985366861409442E-2},{"$f":"P368*VLOOKUP($B368,$AR$36:$AZ$47,MATCH(AM$2,$AS$2:$BA$2,0)+1,FALSE)","v":8.5769883653262672E-6},{"$f":"Q368*VLOOKUP($B368,$AR$36:$AZ$47,MATCH(AN$2,$AS$2:$BA$2,0)+1,FALSE)","v":1.66507983835203E-3},{"$f":"R368*VLOOKUP($B368,$AR$36:$BA$47,MATCH(AO$2,$AS$2:$BA$2,0)+1,FALSE)","v":0},0.71222456898970576]
[2006,1,16,7,null,2013,1,16,7,0.26813029477923256,0.38254638700331089,8.4180874785592386E-3,8.2890530977399735E-2,0.10265439999999998,7.3007000000000002E-2,1.71375666785885E-5,2.1787855487974887E-3,0,0.91984262335397848,null,null,0.25386978269931976,7.2630937553201547E-2,0.33862824784631063,8.0918741846379344E-2,6.7300534227317257E-2,4.7079278059094483E-3,8.5769883653262672E-6,1.5925556000974171E-3,0,0.81965730456690078,null,{"$f":"J369*VLOOKUP($B369,$AR$36:$AZ$47,MATCH(AG$2,$AS$2:$BA$2,0)+1,FALSE)","v":0.25728128160133595},{"$f":"K369*VLOOKUP($B369,$AR$36:$AZ$47,MATCH(AH$2,$AS$2:$BA$2,0)+1,FALSE)","v":0.32353240560750585},{"$f":"L369*VLOOKUP($B369,$AR$36:$AZ$47,MATCH(AI$2,$AS$2:$BA$2,0)+1,FALSE)","v":6.2228339095312677E-3},{"$f":"M369*VLOOKUP($B369,$AR$36:$AZ$47,MATCH(AJ$2,$AS$2:$BA$2,0)+1,FALSE)","v":7.12855359631928E-2},{"$f":"N369*VLOOKUP($B369,$AR$36:$AZ$47,MATCH(AK$2,$AS$2:$BA$2,0)+1,FALSE)","v":8.030091678230114E-2},{"$f":"O369*VLOOKUP($B369,$AR$36:$AZ$47,MATCH(AL$2,$AS$2:$BA$2,0)+1,FALSE)","v":6.4700417313352354E-2},{"$f":"P369*VLOOKUP($B369,$AR$36:$AZ$47,MATCH(AM$2,$AS$2:$BA$2,0)+1,FALSE)","v":8.5769883653262672E-6},{"$f":"Q369*VLOOKUP($B369,$AR$36:$AZ$47,MATCH(AN$2,$AS$2:$BA$2,0)+1,FALSE)","v":1.66507983835203E-3},{"$f":"R369*VLOOKUP($B369,$AR$36:$BA$47,MATCH(AO$2,$AS$2:$BA$2,0)+1,FALSE)","v":0},0.80499704800393668]
[2006,1,16,8,null,2013,1,16,8,0.30558083574728073,0.43244845200213289,4.7702495711835664E-3,9.6044606438958069E-2,0.11125819999999997,7.8435000000000005E-2,9.7112877845334768E-6,2.0340762874577465E-3,0,1.0305811313347977,null,null,0.28932851631746054,8.4156896214016896E-2,0.38280131916149612,8.7700805460777534E-2,7.2304264003720586E-2,2.6678257566820195E-3,4.8602934070182148E-6,1.4867822050701916E-3,0,0.92045126941263089,null,{"$f":"J370*VLOOKUP($B370,$AR$36:$AZ$47,MATCH(AG$2,$AS$2:$BA$2,0)+1,FALSE)","v":0.29321650922959069},{"$f":"K370*VLOOKUP($B370,$AR$36:$AZ$47,MATCH(AH$2,$AS$2:$BA$2,0)+1,FALSE)","v":0.36573626815166121},{"$f":"L370*VLOOKUP($B370,$AR$36:$AZ$47,MATCH(AI$2,$AS$2:$BA$2,0)+1,FALSE)","v":3.5262725487343839E-3},{"$f":"M370*VLOOKUP($B370,$AR$36:$AZ$47,MATCH(AJ$2,$AS$2:$BA$2,0)+1,FALSE)","v":8.2597989971155819E-2},{"$f":"N370*VLOOKUP($B370,$AR$36:$AZ$47,MATCH(AK$2,$AS$2:$BA$2,0)+1,FALSE)","v":8.7031198463471765E-2},{"$f":"O370*VLOOKUP($B370,$AR$36:$AZ$47,MATCH(AL$2,$AS$2:$BA$2,0)+1,FALSE)","v":6.9510830906252721E-2},{"$f":"P370*VLOOKUP($B370,$AR$36:$AZ$47,MATCH(AM$2,$AS$2:$BA$2,0)+1,FALSE)","v":4.8602934070182148E-6},{"$f":"Q370*VLOOKUP($B370,$AR$36:$AZ$47,MATCH(AN$2,$AS$2:$BA$2,0)+1,FALSE)","v":1.5544895723147848E-3},{"$f":"R370*VLOOKUP($B370,$AR$36:$BA$47,MATCH(AO$2,$AS$2:$BA$2,0)+1,FALSE)","v":0},0.90317841913658847]
[2006,1,16,9,null,2013,1,16,9,0.27409541327572418,0.4656313466002433,0,0.10698773859854571,0.11646679999999995,8.1511E-2,0,1.844841099551928E-3,0,1.046537139574065,null,null,0.25951764631624857,9.3745566224300081E-2,0.41217466011564735,9.1806556006112663E-2,7.5139833788579954E-2,0,0,1.3484631500345877E-3,0,0.93373272560092313,null,{"$f":"J371*VLOOKUP($B371,$AR$36:$AZ$47,MATCH(AG$2,$AS$2:$BA$2,0)+1,FALSE)","v":0.26300504113751522},{"$f":"K371*VLOOKUP($B371,$AR$36:$AZ$47,MATCH(AH$2,$AS$2:$BA$2,0)+1,FALSE)","v":0.39380016335256934},{"$f":"L371*VLOOKUP($B371,$AR$36:$AZ$47,MATCH(AI$2,$AS$2:$BA$2,0)+1,FALSE)","v":0},{"$f":"M371*VLOOKUP($B371,$AR$36:$AZ$47,MATCH(AJ$2,$AS$2:$BA$2,0)+1,FALSE)","v":9.2009041292867688E-2},{"$f":"N371*VLOOKUP($B371,$AR$36:$AZ$47,MATCH(AK$2,$AS$2:$BA$2,0)+1,FALSE)","v":9.1105601072149933E-2},{"$f":"O371*VLOOKUP($B371,$AR$36:$AZ$47,MATCH(AL$2,$AS$2:$BA$2,0)+1,FALSE)","v":7.2236850105177094E-2},{"$f":"P371*VLOOKUP($B371,$AR$36:$AZ$47,MATCH(AM$2,$AS$2:$BA$2,0)+1,FALSE)","v":0},{"$f":"Q371*VLOOKUP($B371,$AR$36:$AZ$47,MATCH(AN$2,$AS$2:$BA$2,0)+1,FALSE)","v":1.4098715321122319E-3},{"$f":"R371*VLOOKUP($B371,$AR$36:$BA$47,MATCH(AO$2,$AS$2:$BA$2,0)+1,FALSE)","v":0},0.91356656849239148]
[2006,1,16,10,null,2013,1,16,10,0.25537715290478624,0.48017341762505272,0,0.11082642957925803,0.11932030000000005,8.3738000000000007E-2,0,1.844841099551928E-3,0,1.051280141208649,null,null,0.24179491678733836,9.7109131659562795E-2,0.42504723243233528,9.4055866604183969E-2,7.7192764188736593E-2,0,0,1.3484631500345877E-3,0,0.93654837482219144,null,{"$f":"J372*VLOOKUP($B372,$AR$36:$AZ$47,MATCH(AG$2,$AS$2:$BA$2,0)+1,FALSE)","v":0.24504415379523417},{"$f":"K372*VLOOKUP($B372,$AR$36:$AZ$47,MATCH(AH$2,$AS$2:$BA$2,0)+1,FALSE)","v":0.40609888419013168},{"$f":"L372*VLOOKUP($B372,$AR$36:$AZ$47,MATCH(AI$2,$AS$2:$BA$2,0)+1,FALSE)","v":0},{"$f":"M372*VLOOKUP($B372,$AR$36:$AZ$47,MATCH(AJ$2,$AS$2:$BA$2,0)+1,FALSE)","v":9.5310300685593277E-2},{"$f":"N372*VLOOKUP($B372,$AR$36:$AZ$47,MATCH(AK$2,$AS$2:$BA$2,0)+1,FALSE)","v":9.3337737892766531E-2},{"$f":"O372*VLOOKUP($B372,$AR$36:$AZ$47,MATCH(AL$2,$AS$2:$BA$2,0)+1,FALSE)","v":7.42104667358678E-2},{"$f":"P372*VLOOKUP($B372,$AR$36:$AZ$47,MATCH(AM$2,$AS$2:$BA$2,0)+1,FALSE)","v":0},{"$f":"Q372*VLOOKUP($B372,$AR$36:$AZ$47,MATCH(AN$2,$AS$2:$BA$2,0)+1,FALSE)","v":1.4098715321122319E-3},{"$f":"R372*VLOOKUP($B372,$AR$36:$BA$47,MATCH(AO$2,$AS$2:$BA$2,0)+1,FALSE)","v":0},0.91541141483170585]
[2006,1,16,11,null,2013,1,16,11,0.2427981788461003,0.48248515666609226,0,0.10858570605556778,0.11971190000000002,8.4059999999999996E-2,0,1.844841099551928E-3,0,1.0394857826673123,null,null,0.2298849555743083,9.5145748768849861E-2,0.42709357286983718,9.4364550686961132E-2,7.7489595616150347E-2,0,0,1.3484631500345877E-3,0,0.92532688666614138,null,{"$f":"J373*VLOOKUP($B373,$AR$36:$AZ$47,MATCH(AG$2,$AS$2:$BA$2,0)+1,FALSE)","v":0.23297414667532501},{"$f":"K373*VLOOKUP($B373,$AR$36:$AZ$47,MATCH(AH$2,$AS$2:$BA$2,0)+1,FALSE)","v":0.40805400001005404},{"$f":"L373*VLOOKUP($B373,$AR$36:$AZ$47,MATCH(AI$2,$AS$2:$BA$2,0)+1,FALSE)","v":0},{"$f":"M373*VLOOKUP($B373,$AR$36:$AZ$47,MATCH(AJ$2,$AS$2:$BA$2,0)+1,FALSE)","v":9.3383287123873601E-2},{"$f":"N373*VLOOKUP($B373,$AR$36:$AZ$47,MATCH(AK$2,$AS$2:$BA$2,0)+1,FALSE)","v":9.3644065132631044E-2},{"$f":"O373*VLOOKUP($B373,$AR$36:$AZ$47,MATCH(AL$2,$AS$2:$BA$2,0)+1,FALSE)","v":7.4495830254090692E-2},{"$f":"P373*VLOOKUP($B373,$AR$36:$AZ$47,MATCH(AM$2,$AS$2:$BA$2,0)+1,FALSE)","v":0},{"$f":"Q373*VLOOKUP($B373,$AR$36:$AZ$47,MATCH(AN$2,$AS$2:$BA$2,0)+1,FALSE)","v":1.4098715321122319E-3},{"$f":"R373*VLOOKUP($B373,$AR$36:$BA$47,MATCH(AO$2,$AS$2:$BA$2,0)+1,FALSE)","v":0},0.90396120072808661]
[2006,1,16,12,null,2013,1,16,12,0.24791461499453424,0.47766737490481698,0,0.1036916913631781,0.11914409999999999,8.4323999999999996E-2,0,1.844841099551928E-3,0,1.0345866223620812,null,null,0.23472927402130561,9.085747999657813E-2,0.42282889529934314,9.3916974532209097E-2,7.7732960513160379E-2,0,0,1.3484631500345877E-3,0,0.9214140475126309,null,{"$f":"J374*VLOOKUP($B374,$AR$36:$AZ$47,MATCH(AG$2,$AS$2:$BA$2,0)+1,FALSE)","v":0.23788356301182786},{"$f":"K374*VLOOKUP($B374,$AR$36:$AZ$47,MATCH(AH$2,$AS$2:$BA$2,0)+1,FALSE)","v":0.40397943918325457},{"$f":"L374*VLOOKUP($B374,$AR$36:$AZ$47,MATCH(AI$2,$AS$2:$BA$2,0)+1,FALSE)","v":0},{"$f":"M374*VLOOKUP($B374,$AR$36:$AZ$47,MATCH(AJ$2,$AS$2:$BA$2,0)+1,FALSE)","v":8.9174453421820732E-2},{"$f":"N374*VLOOKUP($B374,$AR$36:$AZ$47,MATCH(AK$2,$AS$2:$BA$2,0)+1,FALSE)","v":9.3199906279732445E-2},{"$f":"O374*VLOOKUP($B374,$AR$36:$AZ$47,MATCH(AL$2,$AS$2:$BA$2,0)+1,FALSE)","v":7.4729792890149221E-2},{"$f":"P374*VLOOKUP($B374,$AR$36:$AZ$47,MATCH(AM$2,$AS$2:$BA$2,0)+1,FALSE)","v":0},{"$f":"Q374*VLOOKUP($B374,$AR$36:$AZ$47,MATCH(AN$2,$AS$2:$BA$2,0)+1,FALSE)","v":1.4098715321122319E-3},{"$f":"R374*VLOOKUP($B374,$AR$36:$BA$47,MATCH(AO$2,$AS$2:$BA$2,0)+1,FALSE)","v":0},0.90037702631889704]
[2006,1,16,13,null,2013,1,16,13,0.25018688080948381,0.47433829539958683,0,0.10227032094898468,0.11835210000000002,8.3603999999999998E-2,0,1.844841099551928E-3,0,1.0305964382576074,null,null,0.23688068935895445,8.9612036583730431E-2,0.4198820099068864,9.3292669645693466E-2,7.706923806676938E-2,0,0,1.3484631500345877E-3,0,0.91808510671206867,null,{"$f":"J375*VLOOKUP($B375,$AR$36:$AZ$47,MATCH(AG$2,$AS$2:$BA$2,0)+1,FALSE)","v":0.24006388904134451},{"$f":"K375*VLOOKUP($B375,$AR$36:$AZ$47,MATCH(AH$2,$AS$2:$BA$2,0)+1,FALSE)","v":0.40116392415716068},{"$f":"L375*VLOOKUP($B375,$AR$36:$AZ$47,MATCH(AI$2,$AS$2:$BA$2,0)+1,FALSE)","v":0},{"$f":"M375*VLOOKUP($B375,$AR$36:$AZ$47,MATCH(AJ$2,$AS$2:$BA$2,0)+1,FALSE)","v":8.7952080364449084E-2},{"$f":"N375*VLOOKUP($B375,$AR$36:$AZ$47,MATCH(AK$2,$AS$2:$BA$2,0)+1,FALSE)","v":9.2580368041804209E-2},{"$f":"O375*VLOOKUP($B375,$AR$36:$AZ$47,MATCH(AL$2,$AS$2:$BA$2,0)+1,FALSE)","v":7.4091712973625962E-2},{"$f":"P375*VLOOKUP($B375,$AR$36:$AZ$47,MATCH(AM$2,$AS$2:$BA$2,0)+1,FALSE)","v":0},{"$f":"Q375*VLOOKUP($B375,$AR$36:$AZ$47,MATCH(AN$2,$AS$2:$BA$2,0)+1,FALSE)","v":1.4098715321122319E-3},{"$f":"R375*VLOOKUP($B375,$AR$36:$BA$47,MATCH(AO$2,$AS$2:$BA$2,0)+1,FALSE)","v":0},0.89726184611049675]
[2006,1,16,14,null,2013,1,16,14,0.24510995414297052,0.4690956910760099,0,9.6046702592205976E-2,0.11826490000000002,8.3826999999999999E-2,0,1.844841099551928E-3,0,1.0141890889107383,null,null,0.23207377908173524,8.4158732920500204E-2,0.41524128141863387,9.3223933047077101E-2,7.7274807657804367E-2,0,0,1.3484631500345877E-3,0,0.9033209972757853,null,{"$f":"J376*VLOOKUP($B376,$AR$36:$AZ$47,MATCH(AG$2,$AS$2:$BA$2,0)+1,FALSE)","v":0.23519238356512814},{"$f":"K376*VLOOKUP($B376,$AR$36:$AZ$47,MATCH(AH$2,$AS$2:$BA$2,0)+1,FALSE)","v":0.39673007653480558},{"$f":"L376*VLOOKUP($B376,$AR$36:$AZ$47,MATCH(AI$2,$AS$2:$BA$2,0)+1,FALSE)","v":0},{"$f":"M376*VLOOKUP($B376,$AR$36:$AZ$47,MATCH(AJ$2,$AS$2:$BA$2,0)+1,FALSE)","v":8.259979265483966E-2},{"$f":"N376*VLOOKUP($B376,$AR$36:$AZ$47,MATCH(AK$2,$AS$2:$BA$2,0)+1,FALSE)","v":9.2512156256012112E-2},{"$f":"O376*VLOOKUP($B376,$AR$36:$AZ$47,MATCH(AL$2,$AS$2:$BA$2,0)+1,FALSE)","v":7.4289340503326917E-2},{"$f":"P376*VLOOKUP($B376,$AR$36:$AZ$47,MATCH(AM$2,$AS$2:$BA$2,0)+1,FALSE)","v":0},{"$f":"Q376*VLOOKUP($B376,$AR$36:$AZ$47,MATCH(AN$2,$AS$2:$BA$2,0)+1,FALSE)","v":1.4098715321122319E-3},{"$f":"R376*VLOOKUP($B376,$AR$36:$BA$47,MATCH(AO$2,$AS$2:$BA$2,0)+1,FALSE)","v":0},0.88273362104622466]
[2006,1,16,15,null,2013,1,16,15,0.25188185934906959,0.45935732392249229,0,8.5659290902199842E-2,0.1176813,8.3677000000000001E-2,0,1.844841099551928E-3,0,1.0001016152733135,null,null,0.23848552045004376,7.5057000299171811E-2,0.40662092499098007,9.2763902325144601E-2,7.7136532148139578E-2,0,0,1.3484631500345877E-3,0,0.89141234336351438,null,{"$f":"J377*VLOOKUP($B377,$AR$36:$AZ$47,MATCH(AG$2,$AS$2:$BA$2,0)+1,FALSE)","v":0.24169028583216759},{"$f":"K377*VLOOKUP($B377,$AR$36:$AZ$47,MATCH(AH$2,$AS$2:$BA$2,0)+1,FALSE)","v":0.38849401037679637},{"$f":"L377*VLOOKUP($B377,$AR$36:$AZ$47,MATCH(AI$2,$AS$2:$BA$2,0)+1,FALSE)","v":0},{"$f":"M377*VLOOKUP($B377,$AR$36:$AZ$47,MATCH(AJ$2,$AS$2:$BA$2,0)+1,FALSE)","v":7.366665878706033E-2},{"$f":"N377*VLOOKUP($B377,$AR$36:$AZ$47,MATCH(AK$2,$AS$2:$BA$2,0)+1,FALSE)","v":9.2055637928164957E-2},{"$f":"O377*VLOOKUP($B377,$AR$36:$AZ$47,MATCH(AL$2,$AS$2:$BA$2,0)+1,FALSE)","v":7.4156407187384574E-2},{"$f":"P377*VLOOKUP($B377,$AR$36:$AZ$47,MATCH(AM$2,$AS$2:$BA$2,0)+1,FALSE)","v":0},{"$f":"Q377*VLOOKUP($B377,$AR$36:$AZ$47,MATCH(AN$2,$AS$2:$BA$2,0)+1,FALSE)","v":1.4098715321122319E-3},{"$f":"R377*VLOOKUP($B377,$AR$36:$BA$47,MATCH(AO$2,$AS$2:$BA$2,0)+1,FALSE)","v":0},0.87147287164368614]
[2006,1,16,16,null,2013,1,16,16,0.27880420703762998,0.45459904095011422,0,8.6703395202105821E-2,0.11673209999999996,8.3571000000000006E-2,0,1.844841099551928E-3,0,1.022254584289402,null,null,0.26397600284062117,7.597187288246092E-2,0.40240891546629104,9.2015682377820499E-2,7.7038817454643124E-2,0,0,1.3484631500345877E-3,0,0.91275975417187138,null,{"$f":"J378*VLOOKUP($B378,$AR$36:$AZ$47,MATCH(AG$2,$AS$2:$BA$2,0)+1,FALSE)","v":0.26752330899999976},{"$f":"K378*VLOOKUP($B378,$AR$36:$AZ$47,MATCH(AH$2,$AS$2:$BA$2,0)+1,FALSE)","v":0.3844697696862121},{"$f":"L378*VLOOKUP($B378,$AR$36:$AZ$47,MATCH(AI$2,$AS$2:$BA$2,0)+1,FALSE)","v":0},{"$f":"M378*VLOOKUP($B378,$AR$36:$AZ$47,MATCH(AJ$2,$AS$2:$BA$2,0)+1,FALSE)","v":7.4564584445668616E-2},{"$f":"N378*VLOOKUP($B378,$AR$36:$AZ$47,MATCH(AK$2,$AS$2:$BA$2,0)+1,FALSE)","v":9.1313130736950909E-2},{"$f":"O378*VLOOKUP($B378,$AR$36:$AZ$47,MATCH(AL$2,$AS$2:$BA$2,0)+1,FALSE)","v":7.4062467644118654E-2},{"$f":"P378*VLOOKUP($B378,$AR$36:$AZ$47,MATCH(AM$2,$AS$2:$BA$2,0)+1,FALSE)","v":0},{"$f":"Q378*VLOOKUP($B378,$AR$36:$AZ$47,MATCH(AN$2,$AS$2:$BA$2,0)+1,FALSE)","v":1.4098715321122319E-3},{"$f":"R378*VLOOKUP($B378,$AR$36:$BA$47,MATCH(AO$2,$AS$2:$BA$2,0)+1,FALSE)","v":0},0.89334313304506219]
[2006,1,16,17,null,2013,1,16,17,0.32535912526023042,0.45414490039160227,1.2627131217838857E-3,9.0653855631265948E-2,0.11499989999999997,8.1438999999999998E-2,2.5706350017882745E-6,1.8949327669387627E-3,0,1.0697569978068229,null,null,0.30805489732916586,7.9433373748162381E-2,0.40200691239730502,9.0650251917691202E-2,7.5073461543940859E-2,7.0618917088641718E-4,1.2865482547989399E-6,1.3850770175440124E-3,0,0.95731144967295057,null,{"$f":"J379*VLOOKUP($B379,$AR$36:$AZ$47,MATCH(AG$2,$AS$2:$BA$2,0)+1,FALSE)","v":0.31219453511049194},{"$f":"K379*VLOOKUP($B379,$AR$36:$AZ$47,MATCH(AH$2,$AS$2:$BA$2,0)+1,FALSE)","v":0.38408568767061585},{"$f":"L379*VLOOKUP($B379,$AR$36:$AZ$47,MATCH(AI$2,$AS$2:$BA$2,0)+1,FALSE)","v":9.3342508642969011E-4},{"$f":"M379*VLOOKUP($B379,$AR$36:$AZ$47,MATCH(AJ$2,$AS$2:$BA$2,0)+1,FALSE)","v":7.7961965131658498E-2},{"$f":"N379*VLOOKUP($B379,$AR$36:$AZ$47,MATCH(AK$2,$AS$2:$BA$2,0)+1,FALSE)","v":8.995812551505783E-2},{"$f":"O379*VLOOKUP($B379,$AR$36:$AZ$47,MATCH(AL$2,$AS$2:$BA$2,0)+1,FALSE)","v":7.2173042113524766E-2},{"$f":"P379*VLOOKUP($B379,$AR$36:$AZ$47,MATCH(AM$2,$AS$2:$BA$2,0)+1,FALSE)","v":1.2865482547989399E-6},{"$f":"Q379*VLOOKUP($B379,$AR$36:$AZ$47,MATCH(AN$2,$AS$2:$BA$2,0)+1,FALSE)","v":1.4481527780482021E-3},{"$f":"R379*VLOOKUP($B379,$AR$36:$BA$47,MATCH(AO$2,$AS$2:$BA$2,0)+1,FALSE)","v":0},0.93875621995408165]
[2006,1,16,18,null,2013,1,16,18,0.39092197588322641,0.45740546121810721,8.4180874785592386E-3,0.10450662263800259,0.11092720000000003,8.0149999999999999E-2,1.71375666785885E-5,2.1787855487974887E-3,0,1.1545252703333717,null,null,0.3701307871666506,9.1571544942646174E-2,0.40489314538025079,8.7439890160983788E-2,7.3885213997554725E-2,4.7079278059094483E-3,8.5769883653262672E-6,1.5925556000974171E-3,0,1.0342296420424584,null,{"$f":"J380*VLOOKUP($B380,$AR$36:$AZ$47,MATCH(AG$2,$AS$2:$BA$2,0)+1,FALSE)","v":0.37510459996388668},{"$f":"K380*VLOOKUP($B380,$AR$36:$AZ$47,MATCH(AH$2,$AS$2:$BA$2,0)+1,FALSE)","v":0.38684325413488779},{"$f":"L380*VLOOKUP($B380,$AR$36:$AZ$47,MATCH(AI$2,$AS$2:$BA$2,0)+1,FALSE)","v":6.2228339095312677E-3},{"$f":"M380*VLOOKUP($B380,$AR$36:$AZ$47,MATCH(AJ$2,$AS$2:$BA$2,0)+1,FALSE)","v":8.9875291165457213E-2},{"$f":"N380*VLOOKUP($B380,$AR$36:$AZ$47,MATCH(AK$2,$AS$2:$BA$2,0)+1,FALSE)","v":8.6772275285751793E-2},{"$f":"O380*VLOOKUP($B380,$AR$36:$AZ$47,MATCH(AL$2,$AS$2:$BA$2,0)+1,FALSE)","v":7.1030701818526873E-2},{"$f":"P380*VLOOKUP($B380,$AR$36:$AZ$47,MATCH(AM$2,$AS$2:$BA$2,0)+1,FALSE)","v":8.5769883653262672E-6},{"$f":"Q380*VLOOKUP($B380,$AR$36:$AZ$47,MATCH(AN$2,$AS$2:$BA$2,0)+1,FALSE)","v":1.66507983835203E-3},{"$f":"R380*VLOOKUP($B380,$AR$36:$BA$47,MATCH(AO$2,$AS$2:$BA$2,0)+1,FALSE)","v":0},1.017522613104759]
[2006,1,16,19,null,2013,1,16,19,0.43282901944825342,0.4271308477345529,8.4180874785592386E-3,8.7533468833250166E-2,0.10035250000000001,7.5295000000000001E-2,1.71375666785885E-5,2.1787855487974887E-3,0,1.1337548466100922,null,null,0.40980900425205674,7.6699205972951587E-2,0.37809420107844099,7.9104237530381413E-2,6.9409696668070911E-2,4.7079278059094483E-3,8.5769883653262672E-6,1.5925556000974171E-3,0,1.019425405896274,null,{"$f":"J381*VLOOKUP($B381,$AR$36:$AZ$47,MATCH(AG$2,$AS$2:$BA$2,0)+1,FALSE)","v":0.41531601242442395},{"$f":"K381*VLOOKUP($B381,$AR$36:$AZ$47,MATCH(AH$2,$AS$2:$BA$2,0)+1,FALSE)","v":0.36123899054243885},{"$f":"L381*VLOOKUP($B381,$AR$36:$AZ$47,MATCH(AI$2,$AS$2:$BA$2,0)+1,FALSE)","v":6.2228339095312677E-3},{"$f":"M381*VLOOKUP($B381,$AR$36:$AZ$47,MATCH(AJ$2,$AS$2:$BA$2,0)+1,FALSE)","v":7.5278444557159166E-2},{"$f":"N381*VLOOKUP($B381,$AR$36:$AZ$47,MATCH(AK$2,$AS$2:$BA$2,0)+1,FALSE)","v":7.8500266441534683E-2},{"$f":"O381*VLOOKUP($B381,$AR$36:$AZ$47,MATCH(AL$2,$AS$2:$BA$2,0)+1,FALSE)","v":6.6728093492526272E-2},{"$f":"P381*VLOOKUP($B381,$AR$36:$AZ$47,MATCH(AM$2,$AS$2:$BA$2,0)+1,FALSE)","v":8.5769883653262672E-6},{"$f":"Q381*VLOOKUP($B381,$AR$36:$AZ$47,MATCH(AN$2,$AS$2:$BA$2,0)+1,FALSE)","v":1.66507983835203E-3},{"$f":"R381*VLOOKUP($B381,$AR$36:$BA$47,MATCH(AO$2,$AS$2:$BA$2,0)+1,FALSE)","v":0},1.0049582981943315]
[2006,1,16,20,null,2013,1,16,20,0.43362478938774318,0.41186025420560707,8.4180874785592386E-3,8.164869954864673E-2,9.6446899999999988E-2,7.3169999999999999E-2,1.71375666785885E-5,2.1787855487974887E-3,0,1.1073646537360324,null,null,0.41056245116033413,7.1542811082182134E-2,0.36457674409554347,7.6025594645563799E-2,6.7450793614486332E-2,4.7079278059094483E-3,8.5769883653262672E-6,1.5925556000974171E-3,0,0.99646745499248213,null,{"$f":"J382*VLOOKUP($B382,$AR$36:$AZ$47,MATCH(AG$2,$AS$2:$BA$2,0)+1,FALSE)","v":0.41607958414264518},{"$f":"K382*VLOOKUP($B382,$AR$36:$AZ$47,MATCH(AH$2,$AS$2:$BA$2,0)+1,FALSE)","v":0.34832413360658837},{"$f":"L382*VLOOKUP($B382,$AR$36:$AZ$47,MATCH(AI$2,$AS$2:$BA$2,0)+1,FALSE)","v":6.2228339095312677E-3},{"$f":"M382*VLOOKUP($B382,$AR$36:$AZ$47,MATCH(AJ$2,$AS$2:$BA$2,0)+1,FALSE)","v":7.0217565738720095E-2},{"$f":"N382*VLOOKUP($B382,$AR$36:$AZ$47,MATCH(AK$2,$AS$2:$BA$2,0)+1,FALSE)","v":7.544512939348845E-2},{"$f":"O382*VLOOKUP($B382,$AR$36:$AZ$47,MATCH(AL$2,$AS$2:$BA$2,0)+1,FALSE)","v":6.4844871516676367E-2},{"$f":"P382*VLOOKUP($B382,$AR$36:$AZ$47,MATCH(AM$2,$AS$2:$BA$2,0)+1,FALSE)","v":8.5769883653262672E-6},{"$f":"Q382*VLOOKUP($B382,$AR$36:$AZ$47,MATCH(AN$2,$AS$2:$BA$2,0)+1,FALSE)","v":1.66507983835203E-3},{"$f":"R382*VLOOKUP($B382,$AR$36:$BA$47,MATCH(AO$2,$AS$2:$BA$2,0)+1,FALSE)","v":0},0.98280777513436712]
[2006,1,16,21,null,2013,1,16,21,0.40660720928723398,0.40927570470095653,8.4180874785592386E-3,9.3809107963617994E-2,9.396249999999999E-2,7.2108000000000005E-2,1.71375666785885E-5,2.1787855487974887E-3,0,1.0863765325458439,null,null,0.38498180129447279,8.2198091652770075E-2,0.36228891312924477,7.4067232195993732E-2,6.6471803006059593E-2,4.7079278059094483E-3,8.5769883653262672E-6,1.5925556000974171E-3,0,0.97631690167291318,null,{"$f":"J383*VLOOKUP($B383,$AR$36:$AZ$47,MATCH(AG$2,$AS$2:$BA$2,0)+1,FALSE)","v":0.39015518183014625},{"$f":"K383*VLOOKUP($B383,$AR$36:$AZ$47,MATCH(AH$2,$AS$2:$BA$2,0)+1,FALSE)","v":0.34613829275941277},{"$f":"L383*VLOOKUP($B383,$AR$36:$AZ$47,MATCH(AI$2,$AS$2:$BA$2,0)+1,FALSE)","v":6.2228339095312677E-3},{"$f":"M383*VLOOKUP($B383,$AR$36:$AZ$47,MATCH(AJ$2,$AS$2:$BA$2,0)+1,FALSE)","v":8.067546993080324E-2},{"$f":"N383*VLOOKUP($B383,$AR$36:$AZ$47,MATCH(AK$2,$AS$2:$BA$2,0)+1,FALSE)","v":7.3501719294613493E-2},{"$f":"O383*VLOOKUP($B383,$AR$36:$AZ$47,MATCH(AL$2,$AS$2:$BA$2,0)+1,FALSE)","v":6.3903703639804563E-2},{"$f":"P383*VLOOKUP($B383,$AR$36:$AZ$47,MATCH(AM$2,$AS$2:$BA$2,0)+1,FALSE)","v":8.5769883653262672E-6},{"$f":"Q383*VLOOKUP($B383,$AR$36:$AZ$47,MATCH(AN$2,$AS$2:$BA$2,0)+1,FALSE)","v":1.66507983835203E-3},{"$f":"R383*VLOOKUP($B383,$AR$36:$BA$47,MATCH(AO$2,$AS$2:$BA$2,0)+1,FALSE)","v":0},0.96227085819102898]
[2006,1,16,22,null,2013,1,16,22,0.36072392758940186,0.38584566157628858,8.4180874785592386E-3,9.2954927631596837E-2,9.053199999999996E-2,7.0402999999999993E-2,1.71375666785885E-5,2.1787855487974887E-3,0,1.0110735273913227,null,null,0.34153882233623495,8.144963561535952E-2,0.34154875005406421,7.1363093416710946E-2,6.4900071379536434E-2,4.7079278059094483E-3,8.5769883653262672E-6,1.5925556000974171E-3,0,0.90710943319627835,null,{"$f":"J384*VLOOKUP($B384,$AR$36:$AZ$47,MATCH(AG$2,$AS$2:$BA$2,0)+1,FALSE)","v":0.34612841667474653},{"$f":"K384*VLOOKUP($B384,$AR$36:$AZ$47,MATCH(AH$2,$AS$2:$BA$2,0)+1,FALSE)","v":0.3263227135952948},{"$f":"L384*VLOOKUP($B384,$AR$36:$AZ$47,MATCH(AI$2,$AS$2:$BA$2,0)+1,FALSE)","v":6.2228339095312677E-3},{"$f":"M384*VLOOKUP($B384,$AR$36:$AZ$47,MATCH(AJ$2,$AS$2:$BA$2,0)+1,FALSE)","v":7.9940878149819858E-2},{"$f":"N384*VLOOKUP($B384,$AR$36:$AZ$47,MATCH(AK$2,$AS$2:$BA$2,0)+1,FALSE)","v":7.0818226964799225E-2},{"$f":"O384*VLOOKUP($B384,$AR$36:$AZ$47,MATCH(AL$2,$AS$2:$BA$2,0)+1,FALSE)","v":6.2392694948593223E-2},{"$f":"P384*VLOOKUP($B384,$AR$36:$AZ$47,MATCH(AM$2,$AS$2:$BA$2,0)+1,FALSE)","v":8.5769883653262672E-6},{"$f":"Q384*VLOOKUP($B384,$AR$36:$AZ$47,MATCH(AN$2,$AS$2:$BA$2,0)+1,FALSE)","v":1.66507983835203E-3},{"$f":"R384*VLOOKUP($B384,$AR$36:$BA$47,MATCH(AO$2,$AS$2:$BA$2,0)+1,FALSE)","v":0},0.89349942106950231]
[2006,1,16,23,null,2013,1,16,23,0.3185613646835096,0.36562048938898795,8.4180874785592386E-3,9.5973615487385797E-2,8.7196199999999974E-2,6.8582000000000004E-2,1.71375666785885E-5,2.1787855487974887E-3,0,0.94654768015391855,null,null,0.30161867570834888,8.4094692011562291E-2,0.32364552353603077,6.8733603214136574E-2,6.3221406692205842E-2,4.7079278059094483E-3,8.5769883653262672E-6,1.5925556000974171E-3,0,0.84762296155665651,null,{"$f":"J385*VLOOKUP($B385,$AR$36:$AZ$47,MATCH(AG$2,$AS$2:$BA$2,0)+1,FALSE)","v":0.30567182362562312},{"$f":"K385*VLOOKUP($B385,$AR$36:$AZ$47,MATCH(AH$2,$AS$2:$BA$2,0)+1,FALSE)","v":0.30921760207446175},{"$f":"L385*VLOOKUP($B385,$AR$36:$AZ$47,MATCH(AI$2,$AS$2:$BA$2,0)+1,FALSE)","v":6.2228339095312677E-3},{"$f":"M385*VLOOKUP($B385,$AR$36:$AZ$47,MATCH(AJ$2,$AS$2:$BA$2,0)+1,FALSE)","v":8.2536938027445314E-2},{"$f":"N385*VLOOKUP($B385,$AR$36:$AZ$47,MATCH(AK$2,$AS$2:$BA$2,0)+1,FALSE)","v":6.8208813260151394E-2},{"$f":"O385*VLOOKUP($B385,$AR$36:$AZ$47,MATCH(AL$2,$AS$2:$BA$2,0)+1,FALSE)","v":6.0778884493053152E-2},{"$f":"P385*VLOOKUP($B385,$AR$36:$AZ$47,MATCH(AM$2,$AS$2:$BA$2,0)+1,FALSE)","v":8.5769883653262672E-6},{"$f":"Q385*VLOOKUP($B385,$AR$36:$AZ$47,MATCH(AN$2,$AS$2:$BA$2,0)+1,FALSE)","v":1.66507983835203E-3},{"$f":"R385*VLOOKUP($B385,$AR$36:$BA$47,MATCH(AO$2,$AS$2:$BA$2,0)+1,FALSE)","v":0},0.83431055221698336]
[2006,1,16,24,null,2013,1,16,24,0.2215578971627333,0.3606749691876488,8.4180874785592386E-3,0.11163854215860515,8.603559999999999E-2,6.7267999999999994E-2,1.71375666785885E-5,2.1787855487974887E-3,0,0.85778901910302241,null,null,0.20977433845859411,9.7820726787995638E-2,0.3192677725040925,6.7818744310992565E-2,6.2010113227542248E-2,4.7079278059094483E-3,8.5769883653262672E-6,1.5925556000974171E-3,0,0.76300075568358916,null,{"$f":"J386*VLOOKUP($B386,$AR$36:$AZ$47,MATCH(AG$2,$AS$2:$BA$2,0)+1,FALSE)","v":0.21259328334330402},{"$f":"K386*VLOOKUP($B386,$AR$36:$AZ$47,MATCH(AH$2,$AS$2:$BA$2,0)+1,FALSE)","v":0.30503500853265963},{"$f":"L386*VLOOKUP($B386,$AR$36:$AZ$47,MATCH(AI$2,$AS$2:$BA$2,0)+1,FALSE)","v":6.2228339095312677E-3},{"$f":"M386*VLOOKUP($B386,$AR$36:$AZ$47,MATCH(AJ$2,$AS$2:$BA$2,0)+1,FALSE)","v":9.6008714362023878E-2},{"$f":"N386*VLOOKUP($B386,$AR$36:$AZ$47,MATCH(AK$2,$AS$2:$BA$2,0)+1,FALSE)","v":6.730093942310654E-2},{"$f":"O386*VLOOKUP($B386,$AR$36:$AZ$47,MATCH(AL$2,$AS$2:$BA$2,0)+1,FALSE)","v":5.9614388645398191E-2},{"$f":"P386*VLOOKUP($B386,$AR$36:$AZ$47,MATCH(AM$2,$AS$2:$BA$2,0)+1,FALSE)","v":8.5769883653262672E-6},{"$f":"Q386*VLOOKUP($B386,$AR$36:$AZ$47,MATCH(AN$2,$AS$2:$BA$2,0)+1,FALSE)","v":1.66507983835203E-3},{"$f":"R386*VLOOKUP($B386,$AR$36:$BA$47,MATCH(AO$2,$AS$2:$BA$2,0)+1,FALSE)","v":0},0.7484488250427408]
[2006,1,17,1,null,2013,1,17,1,0.22529342000031483,0.33267541869642842,8.4180874785592386E-3,8.8357579826644134E-2,8.4792099999999995E-2,6.5896999999999997E-2,1.71375666785885E-5,2.1787855487974887E-3,0,0.80762952911742258,null,null,{"$f":"$J387*$AS$6","v":0.2133111874812903},{"$f":"$M387*$AV$6","v":7.7421314438084046E-2},{"$f":"$K387*$AT$6","v":0.29448270317537811},{"$f":"$N387*$AW$6","v":6.6838538343338263E-2},{"$f":"$O387*$AX$6","v":6.0746275069206032E-2},{"$f":"$L387*$AU$6","v":4.7079278059094483E-3},{"$f":"$P387*$AY$6","v":8.5769883653262672E-6},{"$f":"$Q387*$AZ$6","v":1.5925556000974171E-3},0,{"$f":"SUM(V387:AD387)","v":0.71910907890166897},null,{"$f":"J387*VLOOKUP($B387,$AR$36:$AZ$47,MATCH(AG$2,$AS$2:$BA$2,0)+1,FALSE)","v":0.21617766049805764},{"$f":"K387*VLOOKUP($B387,$AR$36:$AZ$47,MATCH(AH$2,$AS$2:$BA$2,0)+1,FALSE)","v":0.28135484258647087},{"$f":"L387*VLOOKUP($B387,$AR$36:$AZ$47,MATCH(AI$2,$AS$2:$BA$2,0)+1,FALSE)","v":6.2228339095312677E-3},{"$f":"M387*VLOOKUP($B387,$AR$36:$AZ$47,MATCH(AJ$2,$AS$2:$BA$2,0)+1,FALSE)","v":7.598717682325197E-2},{"$f":"N387*VLOOKUP($B387,$AR$36:$AZ$47,MATCH(AK$2,$AS$2:$BA$2,0)+1,FALSE)","v":6.6328217454844185E-2},{"$f":"O387*VLOOKUP($B387,$AR$36:$AZ$47,MATCH(AL$2,$AS$2:$BA$2,0)+1,FALSE)","v":5.8399378137685157E-2},{"$f":"P387*VLOOKUP($B387,$AR$36:$AZ$47,MATCH(AM$2,$AS$2:$BA$2,0)+1,FALSE)","v":8.5769883653262672E-6},{"$f":"Q387*VLOOKUP($B387,$AR$36:$AZ$47,MATCH(AN$2,$AS$2:$BA$2,0)+1,FALSE)","v":1.66507983835203E-3},{"$f":"R387*VLOOKUP($B387,$AR$36:$BA$47,MATCH(AO$2,$AS$2:$BA$2,0)+1,FALSE)","v":0},0.7061437662365585]
[2006,1,17,2,null,2013,1,17,2,0.21389001320094908,0.32248821221716784,8.4180874785592386E-3,8.2430561942906627E-2,8.4234500000000032E-2,6.5131999999999995E-2,1.71375666785885E-5,2.1787855487974887E-3,0,0.77878929795505869,null,null,0.20251427097258121,7.2227900175750259E-2,0.28546503630484837,6.6399002478791408E-2,6.0041069969915588E-2,4.7079278059094483E-3,8.5769883653262672E-6,1.5925556000974171E-3,{"$f":"$R388*$BA$6","v":0},0.69295634029625897,null,{"$f":"J388*VLOOKUP($B388,$AR$36:$AZ$47,MATCH(AG$2,$AS$2:$BA$2,0)+1,FALSE)","v":0.20523565516301018},{"$f":"K388*VLOOKUP($B388,$AR$36:$AZ$47,MATCH(AH$2,$AS$2:$BA$2,0)+1,FALSE)","v":0.27273917784454504},{"$f":"L388*VLOOKUP($B388,$AR$36:$AZ$47,MATCH(AI$2,$AS$2:$BA$2,0)+1,FALSE)","v":6.2228339095312677E-3},{"$f":"M388*VLOOKUP($B388,$AR$36:$AZ$47,MATCH(AJ$2,$AS$2:$BA$2,0)+1,FALSE)","v":7.0889964373004127E-2},{"$f":"N388*VLOOKUP($B388,$AR$36:$AZ$47,MATCH(AK$2,$AS$2:$BA$2,0)+1,FALSE)","v":6.5892037503494733E-2},{"$f":"O388*VLOOKUP($B388,$AR$36:$AZ$47,MATCH(AL$2,$AS$2:$BA$2,0)+1,FALSE)","v":5.772141822637919E-2},{"$f":"P388*VLOOKUP($B388,$AR$36:$AZ$47,MATCH(AM$2,$AS$2:$BA$2,0)+1,FALSE)","v":8.5769883653262672E-6},{"$f":"Q388*VLOOKUP($B388,$AR$36:$AZ$47,MATCH(AN$2,$AS$2:$BA$2,0)+1,FALSE)","v":1.66507983835203E-3},{"$f":"R388*VLOOKUP($B388,$AR$36:$BA$47,MATCH(AO$2,$AS$2:$BA$2,0)+1,FALSE)","v":0},{"$f":"SUM(AG388:AO388)","v":0.68037474384668195}]
[2006,1,17,3,null,2013,1,17,3,0.20797678643099618,0.32001181309100102,8.4180874785592386E-3,8.4207974607236377E-2,8.2848399999999989E-2,6.4561999999999994E-2,1.71375666785885E-5,2.1787855487974887E-3,0,0.77022098472326883,null,null,0.19691553922025998,7.3785317491178032E-2,0.28327293954076432,6.5306390101014425E-2,5.9515623033189372E-2,4.7079278059094483E-3,8.5769883653262672E-6,1.5925556000974171E-3,0,0.68510486978077834,null,{"$f":"J389*VLOOKUP($B389,$AR$36:$AZ$47,MATCH(AG$2,$AS$2:$BA$2,0)+1,FALSE)","v":0.1995616877248084},{"$f":"K389*VLOOKUP($B389,$AR$36:$AZ$47,MATCH(AH$2,$AS$2:$BA$2,0)+1,FALSE)","v":0.27064480342681946},{"$f":"L389*VLOOKUP($B389,$AR$36:$AZ$47,MATCH(AI$2,$AS$2:$BA$2,0)+1,FALSE)","v":6.2228339095312677E-3},{"$f":"M389*VLOOKUP($B389,$AR$36:$AZ$47,MATCH(AJ$2,$AS$2:$BA$2,0)+1,FALSE)","v":7.2418532388077633E-2},{"$f":"N389*VLOOKUP($B389,$AR$36:$AZ$47,MATCH(AK$2,$AS$2:$BA$2,0)+1,FALSE)","v":6.4807767362595248E-2},{"$f":"O389*VLOOKUP($B389,$AR$36:$AZ$47,MATCH(AL$2,$AS$2:$BA$2,0)+1,FALSE)","v":5.7216271625798273E-2},{"$f":"P389*VLOOKUP($B389,$AR$36:$AZ$47,MATCH(AM$2,$AS$2:$BA$2,0)+1,FALSE)","v":8.5769883653262672E-6},{"$f":"Q389*VLOOKUP($B389,$AR$36:$AZ$47,MATCH(AN$2,$AS$2:$BA$2,0)+1,FALSE)","v":1.66507983835203E-3},{"$f":"R389*VLOOKUP($B389,$AR$36:$BA$47,MATCH(AO$2,$AS$2:$BA$2,0)+1,FALSE)","v":0},0.67254555326434751]
[2006,1,17,4,null,2013,1,17,4,0.20886066376886528,0.3188689151737395,8.4180874785592386E-3,8.2889579871407243E-2,8.2978399999999994E-2,6.4348000000000002E-2,1.71375666785885E-5,2.1787855487974887E-3,0,0.76855956940804715,null,null,0.19775240753416101,7.2630104168264417E-2,0.28226125172370986,6.5408864387942495E-2,5.9318349972734274E-2,4.7079278059094483E-3,8.5769883653262672E-6,1.5925556000974171E-3,0,0.68368003818118417,null,{"$f":"J390*VLOOKUP($B390,$AR$36:$AZ$47,MATCH(AG$2,$AS$2:$BA$2,0)+1,FALSE)","v":0.20040980186443808},{"$f":"K390*VLOOKUP($B390,$AR$36:$AZ$47,MATCH(AH$2,$AS$2:$BA$2,0)+1,FALSE)","v":0.26967821604004005},{"$f":"L390*VLOOKUP($B390,$AR$36:$AZ$47,MATCH(AI$2,$AS$2:$BA$2,0)+1,FALSE)","v":6.2228339095312677E-3},{"$f":"M390*VLOOKUP($B390,$AR$36:$AZ$47,MATCH(AJ$2,$AS$2:$BA$2,0)+1,FALSE)","v":7.1284718015718784E-2},{"$f":"N390*VLOOKUP($B390,$AR$36:$AZ$47,MATCH(AK$2,$AS$2:$BA$2,0)+1,FALSE)","v":6.4909459245083484E-2},{"$f":"O390*VLOOKUP($B390,$AR$36:$AZ$47,MATCH(AL$2,$AS$2:$BA$2,0)+1,FALSE)","v":5.7026620095053868E-2},{"$f":"P390*VLOOKUP($B390,$AR$36:$AZ$47,MATCH(AM$2,$AS$2:$BA$2,0)+1,FALSE)","v":8.5769883653262672E-6},{"$f":"Q390*VLOOKUP($B390,$AR$36:$AZ$47,MATCH(AN$2,$AS$2:$BA$2,0)+1,FALSE)","v":1.66507983835203E-3},{"$f":"R390*VLOOKUP($B390,$AR$36:$BA$47,MATCH(AO$2,$AS$2:$BA$2,0)+1,FALSE)","v":0},0.6712053059965829]
[2006,1,17,5,null,2013,1,17,5,0.21768938477622657,0.32424207095276225,8.4180874785592386E-3,8.2188507257516807E-2,8.5397100000000004E-2,6.4711000000000005E-2,1.71375666785885E-5,2.1787855487974887E-3,0,0.78484207358054081,null,null,0.20611157293729893,7.20158052774343E-2,0.28701754374128419,6.7315437909426609E-2,5.9652976706123073E-2,4.7079278059094483E-3,8.5769883653262672E-6,1.5925556000974171E-3,0,0.69842239696593922,null,{"$f":"J391*VLOOKUP($B391,$AR$36:$AZ$47,MATCH(AG$2,$AS$2:$BA$2,0)+1,FALSE)","v":0.20888129762564916},{"$f":"K391*VLOOKUP($B391,$AR$36:$AZ$47,MATCH(AH$2,$AS$2:$BA$2,0)+1,FALSE)","v":0.27422247543955719},{"$f":"L391*VLOOKUP($B391,$AR$36:$AZ$47,MATCH(AI$2,$AS$2:$BA$2,0)+1,FALSE)","v":6.2228339095312677E-3},{"$f":"M391*VLOOKUP($B391,$AR$36:$AZ$47,MATCH(AJ$2,$AS$2:$BA$2,0)+1,FALSE)","v":7.0681798280002262E-2},{"$f":"N391*VLOOKUP($B391,$AR$36:$AZ$47,MATCH(AK$2,$AS$2:$BA$2,0)+1,FALSE)","v":6.6801475831039389E-2},{"$f":"O391*VLOOKUP($B391,$AR$36:$AZ$47,MATCH(AL$2,$AS$2:$BA$2,0)+1,FALSE)","v":5.7348318719634347E-2},{"$f":"P391*VLOOKUP($B391,$AR$36:$AZ$47,MATCH(AM$2,$AS$2:$BA$2,0)+1,FALSE)","v":8.5769883653262672E-6},{"$f":"Q391*VLOOKUP($B391,$AR$36:$AZ$47,MATCH(AN$2,$AS$2:$BA$2,0)+1,FALSE)","v":1.66507983835203E-3},{"$f":"R391*VLOOKUP($B391,$AR$36:$BA$47,MATCH(AO$2,$AS$2:$BA$2,0)+1,FALSE)","v":0},0.68583185663213087]
[2006,1,17,6,null,2013,1,17,6,0.23761025791232193,0.34342573782411751,8.4180874785592386E-3,7.9682588944810104E-2,9.1702999999999979E-2,6.7759E-2,1.71375666785885E-5,2.1787855487974887E-3,0,0.83079459527528476,null,null,0.22497295426090214,6.9820051500283933E-2,0.30399883469217248,7.228615026280924E-2,6.2462735062511675E-2,4.7079278059094483E-3,8.5769883653262672E-6,1.5925556000974171E-3,0,0.73984978617305164,null,{"$f":"J392*VLOOKUP($B392,$AR$36:$AZ$47,MATCH(AG$2,$AS$2:$BA$2,0)+1,FALSE)","v":0.2279961379509178},{"$f":"K392*VLOOKUP($B392,$AR$36:$AZ$47,MATCH(AH$2,$AS$2:$BA$2,0)+1,FALSE)","v":0.29044675072256715},{"$f":"L392*VLOOKUP($B392,$AR$36:$AZ$47,MATCH(AI$2,$AS$2:$BA$2,0)+1,FALSE)","v":6.2228339095312677E-3},{"$f":"M392*VLOOKUP($B392,$AR$36:$AZ$47,MATCH(AJ$2,$AS$2:$BA$2,0)+1,FALSE)","v":6.8526718225683597E-2},{"$f":"N392*VLOOKUP($B392,$AR$36:$AZ$47,MATCH(AK$2,$AS$2:$BA$2,0)+1,FALSE)","v":7.1734236152443162E-2},{"$f":"O392*VLOOKUP($B392,$AR$36:$AZ$47,MATCH(AL$2,$AS$2:$BA$2,0)+1,FALSE)","v":6.0049523699582809E-2},{"$f":"P392*VLOOKUP($B392,$AR$36:$AZ$47,MATCH(AM$2,$AS$2:$BA$2,0)+1,FALSE)","v":8.5769883653262672E-6},{"$f":"Q392*VLOOKUP($B392,$AR$36:$AZ$47,MATCH(AN$2,$AS$2:$BA$2,0)+1,FALSE)","v":1.66507983835203E-3},{"$f":"R392*VLOOKUP($B392,$AR$36:$BA$47,MATCH(AO$2,$AS$2:$BA$2,0)+1,FALSE)","v":0},0.72664985748744315]
[2006,1,17,7,null,2013,1,17,7,0.27463568189957094,0.38961438777622248,8.4180874785592386E-3,8.5482601986628812E-2,0.10518240000000001,7.3618000000000003E-2,1.71375666785885E-5,2.1787855487974887E-3,0,0.93914708225645738,null,null,0.26002918074859671,7.490218066607425E-2,0.3448848086159898,8.2911472595257607E-2,6.7863776470018525E-2,4.7079278059094483E-3,8.5769883653262672E-6,1.5925556000974171E-3,0,0.8369004794903091,null,{"$f":"J393*VLOOKUP($B393,$AR$36:$AZ$47,MATCH(AG$2,$AS$2:$BA$2,0)+1,FALSE)","v":0.26352344956304108},{"$f":"K393*VLOOKUP($B393,$AR$36:$AZ$47,MATCH(AH$2,$AS$2:$BA$2,0)+1,FALSE)","v":0.32951005268661943},{"$f":"L393*VLOOKUP($B393,$AR$36:$AZ$47,MATCH(AI$2,$AS$2:$BA$2,0)+1,FALSE)","v":6.2228339095312677E-3},{"$f":"M393*VLOOKUP($B393,$AR$36:$AZ$47,MATCH(AJ$2,$AS$2:$BA$2,0)+1,FALSE)","v":7.3514707003223032E-2},{"$f":"N393*VLOOKUP($B393,$AR$36:$AZ$47,MATCH(AK$2,$AS$2:$BA$2,0)+1,FALSE)","v":8.2278432774072166E-2},{"$f":"O393*VLOOKUP($B393,$AR$36:$AZ$47,MATCH(AL$2,$AS$2:$BA$2,0)+1,FALSE)","v":6.5241899020290844E-2},{"$f":"P393*VLOOKUP($B393,$AR$36:$AZ$47,MATCH(AM$2,$AS$2:$BA$2,0)+1,FALSE)","v":8.5769883653262672E-6},{"$f":"Q393*VLOOKUP($B393,$AR$36:$AZ$47,MATCH(AN$2,$AS$2:$BA$2,0)+1,FALSE)","v":1.66507983835203E-3},{"$f":"R393*VLOOKUP($B393,$AR$36:$BA$47,MATCH(AO$2,$AS$2:$BA$2,0)+1,FALSE)","v":0},0.82196503178349523]
[2006,1,17,8,null,2013,1,17,8,0.31221788072609569,0.44021506452704273,4.7702495711835664E-3,9.9797016979123659E-2,0.11427769999999998,7.9549999999999996E-2,9.7112877845334768E-6,2.0340762874577465E-3,0,1.052871699378688,null,null,0.29561257000085606,8.7444860380768971E-2,0.38967628774142066,9.0080967840618476E-2,7.3332111958895552E-2,2.6678257566820195E-3,4.8602934070182148E-6,1.4867822050701916E-3,0,0.94030626617771895,null,{"$f":"J394*VLOOKUP($B394,$AR$36:$AZ$47,MATCH(AG$2,$AS$2:$BA$2,0)+1,FALSE)","v":0.29958500794623583},{"$f":"K394*VLOOKUP($B394,$AR$36:$AZ$47,MATCH(AH$2,$AS$2:$BA$2,0)+1,FALSE)","v":0.37230475479530506},{"$f":"L394*VLOOKUP($B394,$AR$36:$AZ$47,MATCH(AI$2,$AS$2:$BA$2,0)+1,FALSE)","v":3.5262725487343839E-3},{"$f":"M394*VLOOKUP($B394,$AR$36:$AZ$47,MATCH(AJ$2,$AS$2:$BA$2,0)+1,FALSE)","v":8.5825048518803085E-2},{"$f":"N394*VLOOKUP($B394,$AR$36:$AZ$47,MATCH(AK$2,$AS$2:$BA$2,0)+1,FALSE)","v":8.9393187995573262E-2},{"$f":"O394*VLOOKUP($B394,$AR$36:$AZ$47,MATCH(AL$2,$AS$2:$BA$2,0)+1,FALSE)","v":7.0498968554757485E-2},{"$f":"P394*VLOOKUP($B394,$AR$36:$AZ$47,MATCH(AM$2,$AS$2:$BA$2,0)+1,FALSE)","v":4.8602934070182148E-6},{"$f":"Q394*VLOOKUP($B394,$AR$36:$AZ$47,MATCH(AN$2,$AS$2:$BA$2,0)+1,FALSE)","v":1.5544895723147848E-3},{"$f":"R394*VLOOKUP($B394,$AR$36:$BA$47,MATCH(AO$2,$AS$2:$BA$2,0)+1,FALSE)","v":0},0.92269259022513095]
[2006,1,17,9,null,2013,1,17,9,0.28058982623655854,0.47366455511358019,0,0.11090696824290408,0.11903109999999997,8.2149E-2,0,1.844841099551928E-3,0,1.0681862906925947,null,null,0.265666653866791,9.717970182699831E-2,0.41928561820040317,9.3827900728956221E-2,7.5727965623020879E-2,0,0,1.3484631500345877E-3,0,0.95303630339620415,null,{"$f":"J395*VLOOKUP($B395,$AR$36:$AZ$47,MATCH(AG$2,$AS$2:$BA$2,0)+1,FALSE)","v":0.26923667897309639},{"$f":"K395*VLOOKUP($B395,$AR$36:$AZ$47,MATCH(AH$2,$AS$2:$BA$2,0)+1,FALSE)","v":0.40059411923181826},{"$f":"L395*VLOOKUP($B395,$AR$36:$AZ$47,MATCH(AI$2,$AS$2:$BA$2,0)+1,FALSE)","v":0},{"$f":"M395*VLOOKUP($B395,$AR$36:$AZ$47,MATCH(AJ$2,$AS$2:$BA$2,0)+1,FALSE)","v":9.5379563624750141E-2},{"$f":"N395*VLOOKUP($B395,$AR$36:$AZ$47,MATCH(AK$2,$AS$2:$BA$2,0)+1,FALSE)","v":9.3111512566492666E-2},{"$f":"O395*VLOOKUP($B395,$AR$36:$AZ$47,MATCH(AL$2,$AS$2:$BA$2,0)+1,FALSE)","v":7.2802259808985206E-2},{"$f":"P395*VLOOKUP($B395,$AR$36:$AZ$47,MATCH(AM$2,$AS$2:$BA$2,0)+1,FALSE)","v":0},{"$f":"Q395*VLOOKUP($B395,$AR$36:$AZ$47,MATCH(AN$2,$AS$2:$BA$2,0)+1,FALSE)","v":1.4098715321122319E-3},{"$f":"R395*VLOOKUP($B395,$AR$36:$BA$47,MATCH(AO$2,$AS$2:$BA$2,0)+1,FALSE)","v":0},0.93253400573725498]
[2006,1,17,10,null,2013,1,17,10,0.26152147009936366,0.4887001706187144,0,0.1146991708398403,0.1213602,8.3945000000000006E-2,0,1.844841099551928E-3,0,1.0720708526574703,null,null,0.24761244841802332,0.10050253287608714,0.4325950737508234,9.5663845818834539E-2,7.7383584392074017E-2,0,0,1.3484631500345877E-3,0,0.95510594840587704,null,{"$f":"J396*VLOOKUP($B396,$AR$36:$AZ$47,MATCH(AG$2,$AS$2:$BA$2,0)+1,FALSE)","v":0.25093986134177448},{"$f":"K396*VLOOKUP($B396,$AR$36:$AZ$47,MATCH(AH$2,$AS$2:$BA$2,0)+1,FALSE)","v":0.41331024731309979},{"$f":"L396*VLOOKUP($B396,$AR$36:$AZ$47,MATCH(AI$2,$AS$2:$BA$2,0)+1,FALSE)","v":0},{"$f":"M396*VLOOKUP($B396,$AR$36:$AZ$47,MATCH(AJ$2,$AS$2:$BA$2,0)+1,FALSE)","v":9.86408431872772E-2},{"$f":"N396*VLOOKUP($B396,$AR$36:$AZ$47,MATCH(AK$2,$AS$2:$BA$2,0)+1,FALSE)","v":9.4933439978056713E-2},{"$f":"O396*VLOOKUP($B396,$AR$36:$AZ$47,MATCH(AL$2,$AS$2:$BA$2,0)+1,FALSE)","v":7.4393914711868236E-2},{"$f":"P396*VLOOKUP($B396,$AR$36:$AZ$47,MATCH(AM$2,$AS$2:$BA$2,0)+1,FALSE)","v":0},{"$f":"Q396*VLOOKUP($B396,$AR$36:$AZ$47,MATCH(AN$2,$AS$2:$BA$2,0)+1,FALSE)","v":1.4098715321122319E-3},{"$f":"R396*VLOOKUP($B396,$AR$36:$BA$47,MATCH(AO$2,$AS$2:$BA$2,0)+1,FALSE)","v":0},0.93362817806418863]
[2006,1,17,11,null,2013,1,17,11,0.24854658557480946,0.49132968038503766,0,0.11233523635230691,0.12163320000000002,8.4675E-2,0,1.844841099551928E-3,0,1.0603645434117059,null,null,0.23532763324072517,9.843118918797987E-2,0.43492270332756566,9.5879041821383515E-2,7.8056525205776009E-2,0,0,1.3484631500345877E-3,0,0.94396555593346476,null,{"$f":"J397*VLOOKUP($B397,$AR$36:$AZ$47,MATCH(AG$2,$AS$2:$BA$2,0)+1,FALSE)","v":0.2384899629748064},{"$f":"K397*VLOOKUP($B397,$AR$36:$AZ$47,MATCH(AH$2,$AS$2:$BA$2,0)+1,FALSE)","v":0.41553411257276474},{"$f":"L397*VLOOKUP($B397,$AR$36:$AZ$47,MATCH(AI$2,$AS$2:$BA$2,0)+1,FALSE)","v":0},{"$f":"M397*VLOOKUP($B397,$AR$36:$AZ$47,MATCH(AJ$2,$AS$2:$BA$2,0)+1,FALSE)","v":9.6607868673316874E-2},{"$f":"N397*VLOOKUP($B397,$AR$36:$AZ$47,MATCH(AK$2,$AS$2:$BA$2,0)+1,FALSE)","v":9.5146992931281996E-2},{"$f":"O397*VLOOKUP($B397,$AR$36:$AZ$47,MATCH(AL$2,$AS$2:$BA$2,0)+1,FALSE)","v":7.5040856849454315E-2},{"$f":"P397*VLOOKUP($B397,$AR$36:$AZ$47,MATCH(AM$2,$AS$2:$BA$2,0)+1,FALSE)","v":0},{"$f":"Q397*VLOOKUP($B397,$AR$36:$AZ$47,MATCH(AN$2,$AS$2:$BA$2,0)+1,FALSE)","v":1.4098715321122319E-3},{"$f":"R397*VLOOKUP($B397,$AR$36:$BA$47,MATCH(AO$2,$AS$2:$BA$2,0)+1,FALSE)","v":0},0.92222966553373653]
[2006,1,17,12,null,2013,1,17,12,0.25364702360615304,0.48634107190761816,0,0.10756288732121437,0.12261850000000001,8.5458000000000006E-2,0,1.844841099551928E-3,0,1.0574723239345374,null,null,0.24015680443062992,9.4249527176985259E-2,0.43050681075795372,9.6655718089923737E-2,7.8778323366226227E-2,0,0,1.3484631500345877E-3,0,0.94169564697175334,null,{"$f":"J398*VLOOKUP($B398,$AR$36:$AZ$47,MATCH(AG$2,$AS$2:$BA$2,0)+1,FALSE)","v":0.24338402850556906},{"$f":"K398*VLOOKUP($B398,$AR$36:$AZ$47,MATCH(AH$2,$AS$2:$BA$2,0)+1,FALSE)","v":0.41131507781994253},{"$f":"L398*VLOOKUP($B398,$AR$36:$AZ$47,MATCH(AI$2,$AS$2:$BA$2,0)+1,FALSE)","v":0},{"$f":"M398*VLOOKUP($B398,$AR$36:$AZ$47,MATCH(AJ$2,$AS$2:$BA$2,0)+1,FALSE)","v":9.250366696929338E-2},{"$f":"N398*VLOOKUP($B398,$AR$36:$AZ$47,MATCH(AK$2,$AS$2:$BA$2,0)+1,FALSE)","v":9.591773917601773E-2},{"$f":"O398*VLOOKUP($B398,$AR$36:$AZ$47,MATCH(AL$2,$AS$2:$BA$2,0)+1,FALSE)","v":7.5734768758673354E-2},{"$f":"P398*VLOOKUP($B398,$AR$36:$AZ$47,MATCH(AM$2,$AS$2:$BA$2,0)+1,FALSE)","v":0},{"$f":"Q398*VLOOKUP($B398,$AR$36:$AZ$47,MATCH(AN$2,$AS$2:$BA$2,0)+1,FALSE)","v":1.4098715321122319E-3},{"$f":"R398*VLOOKUP($B398,$AR$36:$BA$47,MATCH(AO$2,$AS$2:$BA$2,0)+1,FALSE)","v":0},0.92026515276160836]
[2006,1,17,13,null,2013,1,17,13,0.25585932699402092,0.48280256596180526,0,0.10633955303292356,0.12270470000000001,8.5460999999999995E-2,0,1.844841099551928E-3,0,1.0550119870883017,null,null,0.2422514464434074,9.3177608403491513E-2,0.42737454207333536,9.6723666424794519E-2,7.8781088876419519E-2,0,0,1.3484631500345877E-3,0,0.93965681537148293,null,{"$f":"J399*VLOOKUP($B399,$AR$36:$AZ$47,MATCH(AG$2,$AS$2:$BA$2,0)+1,FALSE)","v":0.2455068182909988},{"$f":"K399*VLOOKUP($B399,$AR$36:$AZ$47,MATCH(AH$2,$AS$2:$BA$2,0)+1,FALSE)","v":0.40832244377659604},{"$f":"L399*VLOOKUP($B399,$AR$36:$AZ$47,MATCH(AI$2,$AS$2:$BA$2,0)+1,FALSE)","v":0},{"$f":"M399*VLOOKUP($B399,$AR$36:$AZ$47,MATCH(AJ$2,$AS$2:$BA$2,0)+1,FALSE)","v":9.1451604214058541E-2},{"$f":"N399*VLOOKUP($B399,$AR$36:$AZ$47,MATCH(AK$2,$AS$2:$BA$2,0)+1,FALSE)","v":9.5985168716559932E-2},{"$f":"O399*VLOOKUP($B399,$AR$36:$AZ$47,MATCH(AL$2,$AS$2:$BA$2,0)+1,FALSE)","v":7.5737427424992204E-2},{"$f":"P399*VLOOKUP($B399,$AR$36:$AZ$47,MATCH(AM$2,$AS$2:$BA$2,0)+1,FALSE)","v":0},{"$f":"Q399*VLOOKUP($B399,$AR$36:$AZ$47,MATCH(AN$2,$AS$2:$BA$2,0)+1,FALSE)","v":1.4098715321122319E-3},{"$f":"R399*VLOOKUP($B399,$AR$36:$BA$47,MATCH(AO$2,$AS$2:$BA$2,0)+1,FALSE)","v":0},0.91841333395531777]
[2006,1,17,14,null,2013,1,17,14,0.25029275937905726,0.47819652278776215,0,9.9678218515718273E-2,0.12244620000000003,8.5353999999999999E-2,0,1.844841099551928E-3,0,1.0378125417820896,null,null,0.23698093677587634,8.7340765936261597E-2,0.42329729449625347,9.6519900246556781E-2,7.8682452346191964E-2,0,0,1.3484631500345877E-3,0,0.92416981295117473,null,{"$f":"J400*VLOOKUP($B400,$AR$36:$AZ$47,MATCH(AG$2,$AS$2:$BA$2,0)+1,FALSE)","v":0.24016548358177642},{"$f":"K400*VLOOKUP($B400,$AR$36:$AZ$47,MATCH(AH$2,$AS$2:$BA$2,0)+1,FALSE)","v":0.40442695742759727},{"$f":"L400*VLOOKUP($B400,$AR$36:$AZ$47,MATCH(AI$2,$AS$2:$BA$2,0)+1,FALSE)","v":0},{"$f":"M400*VLOOKUP($B400,$AR$36:$AZ$47,MATCH(AJ$2,$AS$2:$BA$2,0)+1,FALSE)","v":8.5722882299868311E-2},{"$f":"N400*VLOOKUP($B400,$AR$36:$AZ$47,MATCH(AK$2,$AS$2:$BA$2,0)+1,FALSE)","v":9.5782958319458364E-2},{"$f":"O400*VLOOKUP($B400,$AR$36:$AZ$47,MATCH(AL$2,$AS$2:$BA$2,0)+1,FALSE)","v":7.5642601659620001E-2},{"$f":"P400*VLOOKUP($B400,$AR$36:$AZ$47,MATCH(AM$2,$AS$2:$BA$2,0)+1,FALSE)","v":0},{"$f":"Q400*VLOOKUP($B400,$AR$36:$AZ$47,MATCH(AN$2,$AS$2:$BA$2,0)+1,FALSE)","v":1.4098715321122319E-3},{"$f":"R400*VLOOKUP($B400,$AR$36:$BA$47,MATCH(AO$2,$AS$2:$BA$2,0)+1,FALSE)","v":0},0.90315075482043272]
[2006,1,17,15,null,2013,1,17,15,0.25738113680257446,0.46781126431922015,0,8.9350500749855469E-2,0.12118509999999999,8.4281999999999996E-2,0,1.844841099551928E-3,0,1.021854842971202,null,null,0.24369231878394348,7.8291338754717901E-2,0.41410431294391953,9.5525820836979872E-2,7.7694243370454233E-2,0,0,1.3484631500345877E-3,0,0.91065649784004965,null,{"$f":"J401*VLOOKUP($B401,$AR$36:$AZ$47,MATCH(AG$2,$AS$2:$BA$2,0)+1,FALSE)","v":0.24696705305566988},{"$f":"K401*VLOOKUP($B401,$AR$36:$AZ$47,MATCH(AH$2,$AS$2:$BA$2,0)+1,FALSE)","v":0.39564379342622341},{"$f":"L401*VLOOKUP($B401,$AR$36:$AZ$47,MATCH(AI$2,$AS$2:$BA$2,0)+1,FALSE)","v":0},{"$f":"M401*VLOOKUP($B401,$AR$36:$AZ$47,MATCH(AJ$2,$AS$2:$BA$2,0)+1,FALSE)","v":7.6841084975915241E-2},{"$f":"N401*VLOOKUP($B401,$AR$36:$AZ$47,MATCH(AK$2,$AS$2:$BA$2,0)+1,FALSE)","v":9.4796468834797559E-2},{"$f":"O401*VLOOKUP($B401,$AR$36:$AZ$47,MATCH(AL$2,$AS$2:$BA$2,0)+1,FALSE)","v":7.4692571561685364E-2},{"$f":"P401*VLOOKUP($B401,$AR$36:$AZ$47,MATCH(AM$2,$AS$2:$BA$2,0)+1,FALSE)","v":0},{"$f":"Q401*VLOOKUP($B401,$AR$36:$AZ$47,MATCH(AN$2,$AS$2:$BA$2,0)+1,FALSE)","v":1.4098715321122319E-3},{"$f":"R401*VLOOKUP($B401,$AR$36:$BA$47,MATCH(AO$2,$AS$2:$BA$2,0)+1,FALSE)","v":0},0.89035084338640369]
[2006,1,17,16,null,2013,1,17,16,0.28464969200692192,0.46302879686107212,0,9.0459750991641469E-2,0.12071320000000001,8.3788000000000001E-2,0,1.844841099551928E-3,0,1.0444842809591874,null,null,0.26951059564054386,7.9263293984006986E-2,0.40987089542710309,9.5153839175430979E-2,7.7238856025291527E-2,0,0,1.3484631500345877E-3,0,0.9323859434024111,null,{"$f":"J402*VLOOKUP($B402,$AR$36:$AZ$47,MATCH(AG$2,$AS$2:$BA$2,0)+1,FALSE)","v":0.27313227558737868},{"$f":"K402*VLOOKUP($B402,$AR$36:$AZ$47,MATCH(AH$2,$AS$2:$BA$2,0)+1,FALSE)","v":0.39159909909883756},{"$f":"L402*VLOOKUP($B402,$AR$36:$AZ$47,MATCH(AI$2,$AS$2:$BA$2,0)+1,FALSE)","v":0},{"$f":"M402*VLOOKUP($B402,$AR$36:$AZ$47,MATCH(AJ$2,$AS$2:$BA$2,0)+1,FALSE)","v":7.7795035892511188E-2},{"$f":"N402*VLOOKUP($B402,$AR$36:$AZ$47,MATCH(AK$2,$AS$2:$BA$2,0)+1,FALSE)","v":9.4427327301365327E-2},{"$f":"O402*VLOOKUP($B402,$AR$36:$AZ$47,MATCH(AL$2,$AS$2:$BA$2,0)+1,FALSE)","v":7.425477784118191E-2},{"$f":"P402*VLOOKUP($B402,$AR$36:$AZ$47,MATCH(AM$2,$AS$2:$BA$2,0)+1,FALSE)","v":0},{"$f":"Q402*VLOOKUP($B402,$AR$36:$AZ$47,MATCH(AN$2,$AS$2:$BA$2,0)+1,FALSE)","v":1.4098715321122319E-3},{"$f":"R402*VLOOKUP($B402,$AR$36:$BA$47,MATCH(AO$2,$AS$2:$BA$2,0)+1,FALSE)","v":0},0.91261838725338706]
[2006,1,17,17,null,2013,1,17,17,0.3317930075275089,0.46294295738179653,1.1224116638079017E-3,9.4441241208456886E-2,0.1181295,8.2283999999999996E-2,2.2850088904784728E-6,1.889367026118003E-3,0,1.0926047698165788,null,null,0.31414659351162016,8.2751983993545566E-2,0.40979491072707536,9.3117202135922769E-2,7.5852413581719194E-2,6.2772370745459486E-4,1.1435984487101719E-6,1.381008810042965E-3,0,0.97767298006582937,null,{"$f":"J403*VLOOKUP($B403,$AR$36:$AZ$47,MATCH(AG$2,$AS$2:$BA$2,0)+1,FALSE)","v":0.31836809142855155},{"$f":"K403*VLOOKUP($B403,$AR$36:$AZ$47,MATCH(AH$2,$AS$2:$BA$2,0)+1,FALSE)","v":0.3915265017507259},{"$f":"L403*VLOOKUP($B403,$AR$36:$AZ$47,MATCH(AI$2,$AS$2:$BA$2,0)+1,FALSE)","v":8.2971118793750476E-4},{"$f":"M403*VLOOKUP($B403,$AR$36:$AZ$47,MATCH(AJ$2,$AS$2:$BA$2,0)+1,FALSE)","v":8.1219102075840155E-2},{"$f":"N403*VLOOKUP($B403,$AR$36:$AZ$47,MATCH(AK$2,$AS$2:$BA$2,0)+1,FALSE)","v":9.2406240249174362E-2},{"$f":"O403*VLOOKUP($B403,$AR$36:$AZ$47,MATCH(AL$2,$AS$2:$BA$2,0)+1,FALSE)","v":7.2921899793333314E-2},{"$f":"P403*VLOOKUP($B403,$AR$36:$AZ$47,MATCH(AM$2,$AS$2:$BA$2,0)+1,FALSE)","v":1.1435984487101719E-6},{"$f":"Q403*VLOOKUP($B403,$AR$36:$AZ$47,MATCH(AN$2,$AS$2:$BA$2,0)+1,FALSE)","v":1.4438993062775387E-3},{"$f":"R403*VLOOKUP($B403,$AR$36:$BA$47,MATCH(AO$2,$AS$2:$BA$2,0)+1,FALSE)","v":0},0.95871658939028903]
[2006,1,17,18,null,2013,1,17,18,0.39854804595073501,0.46597113743513174,8.4180874785592386E-3,0.10866436121343864,0.1156557,8.0832000000000001E-2,1.71375666785885E-5,2.1787855487974887E-3,0,1.1802852551933409,null,null,0.37735126463072172,9.5214668557300888E-2,0.41247544135149655,9.1167195282056079E-2,7.4513906648163986E-2,4.7079278059094483E-3,8.5769883653262672E-6,1.5925556000974171E-3,0,1.0570315368641114,null,{"$f":"J404*VLOOKUP($B404,$AR$36:$AZ$47,MATCH(AG$2,$AS$2:$BA$2,0)+1,FALSE)","v":0.38242210611202881},{"$f":"K404*VLOOKUP($B404,$AR$36:$AZ$47,MATCH(AH$2,$AS$2:$BA$2,0)+1,FALSE)","v":0.39408753594305701},{"$f":"L404*VLOOKUP($B404,$AR$36:$AZ$47,MATCH(AI$2,$AS$2:$BA$2,0)+1,FALSE)","v":6.2228339095312677E-3},{"$f":"M404*VLOOKUP($B404,$AR$36:$AZ$47,MATCH(AJ$2,$AS$2:$BA$2,0)+1,FALSE)","v":9.3450930255350506E-2},{"$f":"N404*VLOOKUP($B404,$AR$36:$AZ$47,MATCH(AK$2,$AS$2:$BA$2,0)+1,FALSE)","v":9.0471121949948441E-2},{"$f":"O404*VLOOKUP($B404,$AR$36:$AZ$47,MATCH(AL$2,$AS$2:$BA$2,0)+1,FALSE)","v":7.1635105295011409E-2},{"$f":"P404*VLOOKUP($B404,$AR$36:$AZ$47,MATCH(AM$2,$AS$2:$BA$2,0)+1,FALSE)","v":8.5769883653262672E-6},{"$f":"Q404*VLOOKUP($B404,$AR$36:$AZ$47,MATCH(AN$2,$AS$2:$BA$2,0)+1,FALSE)","v":1.66507983835203E-3},{"$f":"R404*VLOOKUP($B404,$AR$36:$BA$47,MATCH(AO$2,$AS$2:$BA$2,0)+1,FALSE)","v":0},1.0399632902916447]
[2006,1,17,19,null,2013,1,17,19,0.44112209436392569,0.43491598938196074,8.4180874785592386E-3,9.1526371043141236E-2,0.10674229999999997,7.6874999999999999E-2,1.71375666785885E-5,2.1787855487974887E-3,0,1.1617957653830631,null,null,0.41766101190559091,8.0197895481186374E-2,0.38498557154974083,8.414108521201992E-2,7.0866198703206734E-2,4.7079278059094483E-3,8.5769883653262672E-6,1.5925556000974171E-3,0,1.044160823246117,null,{"$f":"J405*VLOOKUP($B405,$AR$36:$AZ$47,MATCH(AG$2,$AS$2:$BA$2,0)+1,FALSE)","v":0.42327353525666045},{"$f":"K405*VLOOKUP($B405,$AR$36:$AZ$47,MATCH(AH$2,$AS$2:$BA$2,0)+1,FALSE)","v":0.36782314789107234},{"$f":"L405*VLOOKUP($B405,$AR$36:$AZ$47,MATCH(AI$2,$AS$2:$BA$2,0)+1,FALSE)","v":6.2228339095312677E-3},{"$f":"M405*VLOOKUP($B405,$AR$36:$AZ$47,MATCH(AJ$2,$AS$2:$BA$2,0)+1,FALSE)","v":7.8712325010383777E-2},{"$f":"N405*VLOOKUP($B405,$AR$36:$AZ$47,MATCH(AK$2,$AS$2:$BA$2,0)+1,FALSE)","v":8.3498657139405838E-2},{"$f":"O405*VLOOKUP($B405,$AR$36:$AZ$47,MATCH(AL$2,$AS$2:$BA$2,0)+1,FALSE)","v":6.8128324420452316E-2},{"$f":"P405*VLOOKUP($B405,$AR$36:$AZ$47,MATCH(AM$2,$AS$2:$BA$2,0)+1,FALSE)","v":8.5769883653262672E-6},{"$f":"Q405*VLOOKUP($B405,$AR$36:$AZ$47,MATCH(AN$2,$AS$2:$BA$2,0)+1,FALSE)","v":1.66507983835203E-3},{"$f":"R405*VLOOKUP($B405,$AR$36:$BA$47,MATCH(AO$2,$AS$2:$BA$2,0)+1,FALSE)","v":0},1.0293324804542232]
[2006,1,17,20,null,2013,1,17,20,0.4417369276794319,0.41917699247487061,8.4180874785592386E-3,8.5824808510686468E-2,0.10291700000000001,7.4875999999999998E-2,1.71375666785885E-5,2.1787855487974887E-3,0,1.1351457392590243,null,null,0.41824314530581852,7.5202031329184446E-2,0.37105348611754907,8.1125739905974076E-2,6.902344707774058E-2,4.7079278059094483E-3,8.5769883653262672E-6,1.5925556000974171E-3,0,1.0209569101306391,null,{"$f":"J406*VLOOKUP($B406,$AR$36:$AZ$47,MATCH(AG$2,$AS$2:$BA$2,0)+1,FALSE)","v":0.4238634913580957},{"$f":"K406*VLOOKUP($B406,$AR$36:$AZ$47,MATCH(AH$2,$AS$2:$BA$2,0)+1,FALSE)","v":0.35451214639112644},{"$f":"L406*VLOOKUP($B406,$AR$36:$AZ$47,MATCH(AI$2,$AS$2:$BA$2,0)+1,FALSE)","v":6.2228339095312677E-3},{"$f":"M406*VLOOKUP($B406,$AR$36:$AZ$47,MATCH(AJ$2,$AS$2:$BA$2,0)+1,FALSE)","v":7.3809003290023309E-2},{"$f":"N406*VLOOKUP($B406,$AR$36:$AZ$47,MATCH(AK$2,$AS$2:$BA$2,0)+1,FALSE)","v":8.050633438492738E-2},{"$f":"O406*VLOOKUP($B406,$AR$36:$AZ$47,MATCH(AL$2,$AS$2:$BA$2,0)+1,FALSE)","v":6.6356766429993982E-2},{"$f":"P406*VLOOKUP($B406,$AR$36:$AZ$47,MATCH(AM$2,$AS$2:$BA$2,0)+1,FALSE)","v":8.5769883653262672E-6},{"$f":"Q406*VLOOKUP($B406,$AR$36:$AZ$47,MATCH(AN$2,$AS$2:$BA$2,0)+1,FALSE)","v":1.66507983835203E-3},{"$f":"R406*VLOOKUP($B406,$AR$36:$BA$47,MATCH(AO$2,$AS$2:$BA$2,0)+1,FALSE)","v":0},1.0069442325904152]
[2006,1,17,21,null,2013,1,17,21,0.41391828185949447,0.4172454850306756,8.4180874785592386E-3,9.776177756047684E-2,9.9973099999999981E-2,7.3806999999999998E-2,1.71375666785885E-5,2.1787855487974887E-3,0,1.1133196550446824,null,null,0.39190403440784383,8.5661528251290212E-2,0.36934372488662098,7.8805170265300525E-2,6.8038003612196155E-2,4.7079278059094483E-3,8.5769883653262672E-6,1.5925556000974171E-3,0,1.0000615218176239,null,{"$f":"J407*VLOOKUP($B407,$AR$36:$AZ$47,MATCH(AG$2,$AS$2:$BA$2,0)+1,FALSE)","v":0.3971704358238074},{"$f":"K407*VLOOKUP($B407,$AR$36:$AZ$47,MATCH(AH$2,$AS$2:$BA$2,0)+1,FALSE)","v":0.35287860528055831},{"$f":"L407*VLOOKUP($B407,$AR$36:$AZ$47,MATCH(AI$2,$AS$2:$BA$2,0)+1,FALSE)","v":6.2228339095312677E-3},{"$f":"M407*VLOOKUP($B407,$AR$36:$AZ$47,MATCH(AJ$2,$AS$2:$BA$2,0)+1,FALSE)","v":8.4074750492467445E-2},{"$f":"N407*VLOOKUP($B407,$AR$36:$AZ$47,MATCH(AK$2,$AS$2:$BA$2,0)+1,FALSE)","v":7.8203482593719023E-2},{"$f":"O407*VLOOKUP($B407,$AR$36:$AZ$47,MATCH(AL$2,$AS$2:$BA$2,0)+1,FALSE)","v":6.5409394998378195E-2},{"$f":"P407*VLOOKUP($B407,$AR$36:$AZ$47,MATCH(AM$2,$AS$2:$BA$2,0)+1,FALSE)","v":8.5769883653262672E-6},{"$f":"Q407*VLOOKUP($B407,$AR$36:$AZ$47,MATCH(AN$2,$AS$2:$BA$2,0)+1,FALSE)","v":1.66507983835203E-3},{"$f":"R407*VLOOKUP($B407,$AR$36:$BA$47,MATCH(AO$2,$AS$2:$BA$2,0)+1,FALSE)","v":0},0.98563315992517897]
[2006,1,17,22,null,2013,1,17,22,0.36782664475762955,0.3924858717675333,8.4180874785592386E-3,9.7125584253386466E-2,9.6810900000000005E-2,7.2820999999999997E-2,1.71375666785885E-5,2.1787855487974887E-3,0,1.0376840113725847,null,null,0.34826378142956432,8.5104078373551523E-2,0.34742663262931628,7.6312522648962419E-2,6.7129072595332906E-2,4.7079278059094483E-3,8.5769883653262672E-6,1.5925556000974171E-3,0,0.93054514807109967,null,{"$f":"J408*VLOOKUP($B408,$AR$36:$AZ$47,MATCH(AG$2,$AS$2:$BA$2,0)+1,FALSE)","v":0.35294374568260084},{"$f":"K408*VLOOKUP($B408,$AR$36:$AZ$47,MATCH(AH$2,$AS$2:$BA$2,0)+1,FALSE)","v":0.33193856372458719},{"$f":"L408*VLOOKUP($B408,$AR$36:$AZ$47,MATCH(AI$2,$AS$2:$BA$2,0)+1,FALSE)","v":6.2228339095312677E-3},{"$f":"M408*VLOOKUP($B408,$AR$36:$AZ$47,MATCH(AJ$2,$AS$2:$BA$2,0)+1,FALSE)","v":8.3527626709601357E-2},{"$f":"N408*VLOOKUP($B408,$AR$36:$AZ$47,MATCH(AK$2,$AS$2:$BA$2,0)+1,FALSE)","v":7.5729866664455484E-2},{"$f":"O408*VLOOKUP($B408,$AR$36:$AZ$47,MATCH(AL$2,$AS$2:$BA$2,0)+1,FALSE)","v":6.4535580001583839E-2},{"$f":"P408*VLOOKUP($B408,$AR$36:$AZ$47,MATCH(AM$2,$AS$2:$BA$2,0)+1,FALSE)","v":8.5769883653262672E-6},{"$f":"Q408*VLOOKUP($B408,$AR$36:$AZ$47,MATCH(AN$2,$AS$2:$BA$2,0)+1,FALSE)","v":1.66507983835203E-3},{"$f":"R408*VLOOKUP($B408,$AR$36:$BA$47,MATCH(AO$2,$AS$2:$BA$2,0)+1,FALSE)","v":0},0.91657187351907743]
[2006,1,17,23,null,2013,1,17,23,0.32503567992841148,0.37217584299197853,8.4180874785592386E-3,9.9704165435633471E-2,9.347649999999999E-2,7.0829000000000003E-2,1.71375666785885E-5,2.1787855487974887E-3,0,0.97183519895005865,null,null,0.30774865444015703,8.7363501333149962E-2,0.32944829146172677,7.3684136015631854E-2,6.5292773826984452E-2,4.7079278059094483E-3,8.5769883653262672E-6,1.5925556000974171E-3,0,0.86984641747202229,null,{"$f":"J409*VLOOKUP($B409,$AR$36:$AZ$47,MATCH(AG$2,$AS$2:$BA$2,0)+1,FALSE)","v":0.3118841769334465},{"$f":"K409*VLOOKUP($B409,$AR$36:$AZ$47,MATCH(AH$2,$AS$2:$BA$2,0)+1,FALSE)","v":0.31476168611979088},{"$f":"L409*VLOOKUP($B409,$AR$36:$AZ$47,MATCH(AI$2,$AS$2:$BA$2,0)+1,FALSE)","v":6.2228339095312677E-3},{"$f":"M409*VLOOKUP($B409,$AR$36:$AZ$47,MATCH(AJ$2,$AS$2:$BA$2,0)+1,FALSE)","v":8.5745196550614911E-2},{"$f":"N409*VLOOKUP($B409,$AR$36:$AZ$47,MATCH(AK$2,$AS$2:$BA$2,0)+1,FALSE)","v":7.3121548103157519E-2},{"$f":"O409*VLOOKUP($B409,$AR$36:$AZ$47,MATCH(AL$2,$AS$2:$BA$2,0)+1,FALSE)","v":6.2770225565869489E-2},{"$f":"P409*VLOOKUP($B409,$AR$36:$AZ$47,MATCH(AM$2,$AS$2:$BA$2,0)+1,FALSE)","v":8.5769883653262672E-6},{"$f":"Q409*VLOOKUP($B409,$AR$36:$AZ$47,MATCH(AN$2,$AS$2:$BA$2,0)+1,FALSE)","v":1.66507983835203E-3},{"$f":"R409*VLOOKUP($B409,$AR$36:$BA$47,MATCH(AO$2,$AS$2:$BA$2,0)+1,FALSE)","v":0},0.85617932400912811]
[2006,1,17,24,null,2013,1,17,24,0.22746518876834476,0.36658783799202882,8.4180874785592386E-3,0.11496740334644591,9.1680999999999999E-2,6.9625999999999993E-2,1.71375666785885E-5,2.1787855487974887E-3,0,0.88094144070085478,null,null,0.21536745070834148,0.1007375654932907,0.3245018159325434,7.2268808460406037E-2,6.41838042394728E-2,4.7079278059094483E-3,8.5769883653262672E-6,1.5925556000974171E-3,0,0.7833685052284266,null,{"$f":"J410*VLOOKUP($B410,$AR$36:$AZ$47,MATCH(AG$2,$AS$2:$BA$2,0)+1,FALSE)","v":0.21826155576412801},{"$f":"K410*VLOOKUP($B410,$AR$36:$AZ$47,MATCH(AH$2,$AS$2:$BA$2,0)+1,FALSE)","v":0.31003572147445013},{"$f":"L410*VLOOKUP($B410,$AR$36:$AZ$47,MATCH(AI$2,$AS$2:$BA$2,0)+1,FALSE)","v":6.2228339095312677E-3},{"$f":"M410*VLOOKUP($B410,$AR$36:$AZ$47,MATCH(AJ$2,$AS$2:$BA$2,0)+1,FALSE)","v":9.8871522105250895E-2},{"$f":"N410*VLOOKUP($B410,$AR$36:$AZ$47,MATCH(AK$2,$AS$2:$BA$2,0)+1,FALSE)","v":7.1717026756945162E-2},{"$f":"O410*VLOOKUP($B410,$AR$36:$AZ$47,MATCH(AL$2,$AS$2:$BA$2,0)+1,FALSE)","v":6.1704100372011871E-2},{"$f":"P410*VLOOKUP($B410,$AR$36:$AZ$47,MATCH(AM$2,$AS$2:$BA$2,0)+1,FALSE)","v":8.5769883653262672E-6},{"$f":"Q410*VLOOKUP($B410,$AR$36:$AZ$47,MATCH(AN$2,$AS$2:$BA$2,0)+1,FALSE)","v":1.66507983835203E-3},{"$f":"R410*VLOOKUP($B410,$AR$36:$BA$47,MATCH(AO$2,$AS$2:$BA$2,0)+1,FALSE)","v":0},0.76848641720903466]
[2006,1,18,1,null,2013,1,18,1,0.2724201670560748,0.39691611218604173,8.4180874785592386E-3,0.10974894094453663,9.0697999999999987E-2,6.8753999999999996E-2,1.71375666785885E-5,2.1787855487974887E-3,0,0.94915123078068819,null,null,0.25793149808148674,9.6165006814179999E-2,0.35134826044080686,7.1493945198480666E-2,6.3379962609954807E-2,4.7079278059094483E-3,8.5769883653262672E-6,1.5925556000974171E-3,0,0.84662773353928122,null,{"$f":"J411*VLOOKUP($B411,$AR$36:$AZ$47,MATCH(AG$2,$AS$2:$BA$2,0)+1,FALSE)","v":0.26139757826300469},{"$f":"K411*VLOOKUP($B411,$AR$36:$AZ$47,MATCH(AH$2,$AS$2:$BA$2,0)+1,FALSE)","v":0.33568536774291197},{"$f":"L411*VLOOKUP($B411,$AR$36:$AZ$47,MATCH(AI$2,$AS$2:$BA$2,0)+1,FALSE)","v":6.2228339095312677E-3},{"$f":"M411*VLOOKUP($B411,$AR$36:$AZ$47,MATCH(AJ$2,$AS$2:$BA$2,0)+1,FALSE)","v":9.4383664628197209E-2},{"$f":"N411*VLOOKUP($B411,$AR$36:$AZ$47,MATCH(AK$2,$AS$2:$BA$2,0)+1,FALSE)","v":7.0948079676284206E-2},{"$f":"O411*VLOOKUP($B411,$AR$36:$AZ$47,MATCH(AL$2,$AS$2:$BA$2,0)+1,FALSE)","v":6.0931314695333701E-2},{"$f":"P411*VLOOKUP($B411,$AR$36:$AZ$47,MATCH(AM$2,$AS$2:$BA$2,0)+1,FALSE)","v":8.5769883653262672E-6},{"$f":"Q411*VLOOKUP($B411,$AR$36:$AZ$47,MATCH(AN$2,$AS$2:$BA$2,0)+1,FALSE)","v":1.66507983835203E-3},{"$f":"R411*VLOOKUP($B411,$AR$36:$BA$47,MATCH(AO$2,$AS$2:$BA$2,0)+1,FALSE)","v":0},0.8312424957419805]
[2006,1,18,2,null,2013,1,18,2,0.25704768198019079,0.38699067791231317,8.4180874785592386E-3,0.10182856930517951,8.9663299999999987E-2,6.7123000000000002E-2,1.71375666785885E-5,2.1787855487974887E-3,0,0.91326723979171864,null,null,0.24337659875921339,8.9224961779444459E-2,0.34256231308536278,7.0678328700907761E-2,6.1876446901532954E-2,4.7079278059094483E-3,8.5769883653262672E-6,1.5925556000974171E-3,0,0.81402770962083348,null,{"$f":"J412*VLOOKUP($B412,$AR$36:$AZ$47,MATCH(AG$2,$AS$2:$BA$2,0)+1,FALSE)","v":0.24664709038927421},{"$f":"K412*VLOOKUP($B412,$AR$36:$AZ$47,MATCH(AH$2,$AS$2:$BA$2,0)+1,FALSE)","v":0.32729109260040279},{"$f":"L412*VLOOKUP($B412,$AR$36:$AZ$47,MATCH(AI$2,$AS$2:$BA$2,0)+1,FALSE)","v":6.2228339095312677E-3},{"$f":"M412*VLOOKUP($B412,$AR$36:$AZ$47,MATCH(AJ$2,$AS$2:$BA$2,0)+1,FALSE)","v":8.7572175659774681E-2},{"$f":"N412*VLOOKUP($B412,$AR$36:$AZ$47,MATCH(AK$2,$AS$2:$BA$2,0)+1,FALSE)","v":7.0138690516202931E-2},{"$f":"O412*VLOOKUP($B412,$AR$36:$AZ$47,MATCH(AL$2,$AS$2:$BA$2,0)+1,FALSE)","v":5.9485886439987264E-2},{"$f":"P412*VLOOKUP($B412,$AR$36:$AZ$47,MATCH(AM$2,$AS$2:$BA$2,0)+1,FALSE)","v":8.5769883653262672E-6},{"$f":"Q412*VLOOKUP($B412,$AR$36:$AZ$47,MATCH(AN$2,$AS$2:$BA$2,0)+1,FALSE)","v":1.66507983835203E-3},{"$f":"R412*VLOOKUP($B412,$AR$36:$BA$47,MATCH(AO$2,$AS$2:$BA$2,0)+1,FALSE)","v":0},0.79903142634189062]
[2006,1,18,3,null,2013,1,18,3,0.254671227130158,0.38335171450541766,8.4180874785592386E-3,0.10087299444052672,8.9263200000000001E-2,6.6560999999999995E-2,1.71375666785885E-5,2.1787855487974887E-3,0,0.90533414667013756,null,null,0.24112653568122622,8.8387661094991993E-2,0.33934111993253557,7.036294437629298E-2,6.1358374658655519E-2,4.7079278059094483E-3,8.5769883653262672E-6,1.5925556000974171E-3,0,0.80688569613807448,null,{"$f":"J413*VLOOKUP($B413,$AR$36:$AZ$47,MATCH(AG$2,$AS$2:$BA$2,0)+1,FALSE)","v":0.24436679099234274},{"$f":"K413*VLOOKUP($B413,$AR$36:$AZ$47,MATCH(AH$2,$AS$2:$BA$2,0)+1,FALSE)","v":0.32421349828779361},{"$f":"L413*VLOOKUP($B413,$AR$36:$AZ$47,MATCH(AI$2,$AS$2:$BA$2,0)+1,FALSE)","v":6.2228339095312677E-3},{"$f":"M413*VLOOKUP($B413,$AR$36:$AZ$47,MATCH(AJ$2,$AS$2:$BA$2,0)+1,FALSE)","v":8.6750384972991632E-2},{"$f":"N413*VLOOKUP($B413,$AR$36:$AZ$47,MATCH(AK$2,$AS$2:$BA$2,0)+1,FALSE)","v":6.9825714191714183E-2},{"$f":"O413*VLOOKUP($B413,$AR$36:$AZ$47,MATCH(AL$2,$AS$2:$BA$2,0)+1,FALSE)","v":5.8987829616256607E-2},{"$f":"P413*VLOOKUP($B413,$AR$36:$AZ$47,MATCH(AM$2,$AS$2:$BA$2,0)+1,FALSE)","v":8.5769883653262672E-6},{"$f":"Q413*VLOOKUP($B413,$AR$36:$AZ$47,MATCH(AN$2,$AS$2:$BA$2,0)+1,FALSE)","v":1.66507983835203E-3},{"$f":"R413*VLOOKUP($B413,$AR$36:$BA$47,MATCH(AO$2,$AS$2:$BA$2,0)+1,FALSE)","v":0},0.79204070879734734]
[2006,1,18,4,null,2013,1,18,4,0.2571559650141349,0.3809116896449537,8.4180874785592386E-3,9.8431777574297358E-2,9.0391900000000025E-2,6.6574999999999995E-2,1.71375666785885E-5,2.1787855487974887E-3,0,0.90408034282742133,null,null,0.24347912275904732,8.6248600484881158E-2,0.33718122149597496,7.125265766595236E-2,6.1371280372890899E-2,4.7079278059094483E-3,8.5769883653262672E-6,1.5925556000974171E-3,0,0.80584194317311886,null,{"$f":"J414*VLOOKUP($B414,$AR$36:$AZ$47,MATCH(AG$2,$AS$2:$BA$2,0)+1,FALSE)","v":0.24675099210531029},{"$f":"K414*VLOOKUP($B414,$AR$36:$AZ$47,MATCH(AH$2,$AS$2:$BA$2,0)+1,FALSE)","v":0.3221498868156476},{"$f":"L414*VLOOKUP($B414,$AR$36:$AZ$47,MATCH(AI$2,$AS$2:$BA$2,0)+1,FALSE)","v":6.2228339095312677E-3},{"$f":"M414*VLOOKUP($B414,$AR$36:$AZ$47,MATCH(AJ$2,$AS$2:$BA$2,0)+1,FALSE)","v":8.4650947912333949E-2},{"$f":"N414*VLOOKUP($B414,$AR$36:$AZ$47,MATCH(AK$2,$AS$2:$BA$2,0)+1,FALSE)","v":7.0708634405286963E-2},{"$f":"O414*VLOOKUP($B414,$AR$36:$AZ$47,MATCH(AL$2,$AS$2:$BA$2,0)+1,FALSE)","v":5.9000236725744559E-2},{"$f":"P414*VLOOKUP($B414,$AR$36:$AZ$47,MATCH(AM$2,$AS$2:$BA$2,0)+1,FALSE)","v":8.5769883653262672E-6},{"$f":"Q414*VLOOKUP($B414,$AR$36:$AZ$47,MATCH(AN$2,$AS$2:$BA$2,0)+1,FALSE)","v":1.66507983835203E-3},{"$f":"R414*VLOOKUP($B414,$AR$36:$BA$47,MATCH(AO$2,$AS$2:$BA$2,0)+1,FALSE)","v":0},0.79115718870057206]
[2006,1,18,5,null,2013,1,18,5,0.26953577809179874,0.38505599832911153,8.4180874785592386E-3,9.9094591718312239E-2,9.2368900000000004E-2,6.6501000000000005E-2,1.71375666785885E-5,2.1787855487974887E-3,0,0.92317027873325774,null,null,0.255200515369578,8.6829376263919775E-2,0.34084974389202749,7.2811055091004676E-2,6.1303064454789613E-2,4.7079278059094483E-3,8.5769883653262672E-6,1.5925556000974171E-3,0,0.82330281546569184,null,{"$f":"J415*VLOOKUP($B415,$AR$36:$AZ$47,MATCH(AG$2,$AS$2:$BA$2,0)+1,FALSE)","v":0.25862989664024472},{"$f":"K415*VLOOKUP($B415,$AR$36:$AZ$47,MATCH(AH$2,$AS$2:$BA$2,0)+1,FALSE)","v":0.32565486870469118},{"$f":"L415*VLOOKUP($B415,$AR$36:$AZ$47,MATCH(AI$2,$AS$2:$BA$2,0)+1,FALSE)","v":6.2228339095312677E-3},{"$f":"M415*VLOOKUP($B415,$AR$36:$AZ$47,MATCH(AJ$2,$AS$2:$BA$2,0)+1,FALSE)","v":8.5220965511967478E-2},{"$f":"N415*VLOOKUP($B415,$AR$36:$AZ$47,MATCH(AK$2,$AS$2:$BA$2,0)+1,FALSE)","v":7.2255133264357854E-2},{"$f":"O415*VLOOKUP($B415,$AR$36:$AZ$47,MATCH(AL$2,$AS$2:$BA$2,0)+1,FALSE)","v":5.8934656289879671E-2},{"$f":"P415*VLOOKUP($B415,$AR$36:$AZ$47,MATCH(AM$2,$AS$2:$BA$2,0)+1,FALSE)","v":8.5769883653262672E-6},{"$f":"Q415*VLOOKUP($B415,$AR$36:$AZ$47,MATCH(AN$2,$AS$2:$BA$2,0)+1,FALSE)","v":1.66507983835203E-3},{"$f":"R415*VLOOKUP($B415,$AR$36:$BA$47,MATCH(AO$2,$AS$2:$BA$2,0)+1,FALSE)","v":0},0.80859201114738954]
[2006,1,18,6,null,2013,1,18,6,0.29338535556511014,0.40459609552187936,8.4180874785592386E-3,9.7263196461750773E-2,9.6816099999999988E-2,6.8584000000000006E-2,1.71375666785885E-5,2.1787855487974887E-3,0,0.9712587581427754,null,null,0.27778165285575929,8.5224657933055031E-2,0.35814654527333634,7.6316621620439534E-2,6.3223250365668046E-2,4.7079278059094483E-3,8.5769883653262672E-6,1.5925556000974171E-3,0,0.86700178844263032,null,{"$f":"J416*VLOOKUP($B416,$AR$36:$AZ$47,MATCH(AG$2,$AS$2:$BA$2,0)+1,FALSE)","v":0.28151447916396172},{"$f":"K416*VLOOKUP($B416,$AR$36:$AZ$47,MATCH(AH$2,$AS$2:$BA$2,0)+1,FALSE)","v":0.34218058915418514},{"$f":"L416*VLOOKUP($B416,$AR$36:$AZ$47,MATCH(AI$2,$AS$2:$BA$2,0)+1,FALSE)","v":6.2228339095312677E-3},{"$f":"M416*VLOOKUP($B416,$AR$36:$AZ$47,MATCH(AJ$2,$AS$2:$BA$2,0)+1,FALSE)","v":8.3645972676416352E-2},{"$f":"N416*VLOOKUP($B416,$AR$36:$AZ$47,MATCH(AK$2,$AS$2:$BA$2,0)+1,FALSE)","v":7.5733934339755005E-2},{"$f":"O416*VLOOKUP($B416,$AR$36:$AZ$47,MATCH(AL$2,$AS$2:$BA$2,0)+1,FALSE)","v":6.0780656937265719E-2},{"$f":"P416*VLOOKUP($B416,$AR$36:$AZ$47,MATCH(AM$2,$AS$2:$BA$2,0)+1,FALSE)","v":8.5769883653262672E-6},{"$f":"Q416*VLOOKUP($B416,$AR$36:$AZ$47,MATCH(AN$2,$AS$2:$BA$2,0)+1,FALSE)","v":1.66507983835203E-3},{"$f":"R416*VLOOKUP($B416,$AR$36:$BA$47,MATCH(AO$2,$AS$2:$BA$2,0)+1,FALSE)","v":0},0.85175212300783254]
[2006,1,18,7,null,2013,1,18,7,0.33459128352910339,0.45014596066233303,8.4180874785592386E-3,0.10249099869823781,0.10851310000000003,7.3698E-2,1.71375666785885E-5,2.1787855487974887E-3,0,1.0800533534837098,null,null,0.31679604317952292,8.9805400429231144E-2,0.39846706991082059,8.5536942652729459E-2,6.7937523408506409E-2,4.7079278059094483E-3,8.5769883653262672E-6,1.5925556000974171E-3,0,0.96485203997518276,null,{"$f":"J417*VLOOKUP($B417,$AR$36:$AZ$47,MATCH(AG$2,$AS$2:$BA$2,0)+1,FALSE)","v":0.32105314436730015},{"$f":"K417*VLOOKUP($B417,$AR$36:$AZ$47,MATCH(AH$2,$AS$2:$BA$2,0)+1,FALSE)","v":0.38070364921869154},{"$f":"L417*VLOOKUP($B417,$AR$36:$AZ$47,MATCH(AI$2,$AS$2:$BA$2,0)+1,FALSE)","v":6.2228339095312677E-3},{"$f":"M417*VLOOKUP($B417,$AR$36:$AZ$47,MATCH(AJ$2,$AS$2:$BA$2,0)+1,FALSE)","v":8.8141862375074029E-2},{"$f":"N417*VLOOKUP($B417,$AR$36:$AZ$47,MATCH(AK$2,$AS$2:$BA$2,0)+1,FALSE)","v":8.4883857027945472E-2},{"$f":"O417*VLOOKUP($B417,$AR$36:$AZ$47,MATCH(AL$2,$AS$2:$BA$2,0)+1,FALSE)","v":6.5312796788793426E-2},{"$f":"P417*VLOOKUP($B417,$AR$36:$AZ$47,MATCH(AM$2,$AS$2:$BA$2,0)+1,FALSE)","v":8.5769883653262672E-6},{"$f":"Q417*VLOOKUP($B417,$AR$36:$AZ$47,MATCH(AN$2,$AS$2:$BA$2,0)+1,FALSE)","v":1.66507983835203E-3},{"$f":"R417*VLOOKUP($B417,$AR$36:$BA$47,MATCH(AO$2,$AS$2:$BA$2,0)+1,FALSE)","v":0},0.94799180051405318]
[2006,1,18,8,null,2013,1,18,8,0.36293574137190415,0.50936575381425575,4.6299481132075805E-3,0.12458468986923532,0.11663499999999999,7.8942999999999999E-2,9.4256616732236739E-6,2.0285105466369873E-3,0,1.199132069376913,null,null,0.34363300078331249,0.10916449349859465,0.45088815000504445,9.1939141968122709E-2,7.2772557063118692E-2,2.589360293250196E-3,4.7173436009294462E-6,1.4827139975691443E-3,0,1.0724741349526132,null,{"$f":"J418*VLOOKUP($B418,$AR$36:$AZ$47,MATCH(AG$2,$AS$2:$BA$2,0)+1,FALSE)","v":0.34825073666508638},{"$f":"K418*VLOOKUP($B418,$AR$36:$AZ$47,MATCH(AH$2,$AS$2:$BA$2,0)+1,FALSE)","v":0.43078782930494769},{"$f":"L418*VLOOKUP($B418,$AR$36:$AZ$47,MATCH(AI$2,$AS$2:$BA$2,0)+1,FALSE)","v":3.4225586502421969E-3},{"$f":"M418*VLOOKUP($B418,$AR$36:$AZ$47,MATCH(AJ$2,$AS$2:$BA$2,0)+1,FALSE)","v":0.10714235130859569},{"$f":"N418*VLOOKUP($B418,$AR$36:$AZ$47,MATCH(AK$2,$AS$2:$BA$2,0)+1,FALSE)","v":9.1237174723184725E-2},{"$f":"O418*VLOOKUP($B418,$AR$36:$AZ$47,MATCH(AL$2,$AS$2:$BA$2,0)+1,FALSE)","v":6.9961031736244128E-2},{"$f":"P418*VLOOKUP($B418,$AR$36:$AZ$47,MATCH(AM$2,$AS$2:$BA$2,0)+1,FALSE)","v":4.7173436009294462E-6},{"$f":"Q418*VLOOKUP($B418,$AR$36:$AZ$47,MATCH(AN$2,$AS$2:$BA$2,0)+1,FALSE)","v":1.5502361005441216E-3},{"$f":"R418*VLOOKUP($B418,$AR$36:$BA$47,MATCH(AO$2,$AS$2:$BA$2,0)+1,FALSE)","v":0},1.0523566358324459]
[2006,1,18,9,null,2013,1,18,9,0.34657076484554733,0.54050148829783506,0,0.13363514012889846,0.1210995,8.2396999999999998E-2,0,1.844841099551928E-3,0,1.2260487343718327,null,null,0.32813839567706599,0.1170947441543321,0.47844935453287907,9.5458345460356461E-2,7.5956581132333334E-2,0,0,1.3484631500345877E-3,0,1.0964458841070015,null,{"$f":"J419*VLOOKUP($B419,$AR$36:$AZ$47,MATCH(AG$2,$AS$2:$BA$2,0)+1,FALSE)","v":0.33254791525304289},{"$f":"K419*VLOOKUP($B419,$AR$36:$AZ$47,MATCH(AH$2,$AS$2:$BA$2,0)+1,FALSE)","v":0.45712037202411809},{"$f":"L419*VLOOKUP($B419,$AR$36:$AZ$47,MATCH(AI$2,$AS$2:$BA$2,0)+1,FALSE)","v":0},{"$f":"M419*VLOOKUP($B419,$AR$36:$AZ$47,MATCH(AJ$2,$AS$2:$BA$2,0)+1,FALSE)","v":0.11492570351856296},{"$f":"N419*VLOOKUP($B419,$AR$36:$AZ$47,MATCH(AK$2,$AS$2:$BA$2,0)+1,FALSE)","v":9.4729508641405322E-2},{"$f":"O419*VLOOKUP($B419,$AR$36:$AZ$47,MATCH(AL$2,$AS$2:$BA$2,0)+1,FALSE)","v":7.3022042891343217E-2},{"$f":"P419*VLOOKUP($B419,$AR$36:$AZ$47,MATCH(AM$2,$AS$2:$BA$2,0)+1,FALSE)","v":0},{"$f":"Q419*VLOOKUP($B419,$AR$36:$AZ$47,MATCH(AN$2,$AS$2:$BA$2,0)+1,FALSE)","v":1.4098715321122319E-3},{"$f":"R419*VLOOKUP($B419,$AR$36:$BA$47,MATCH(AO$2,$AS$2:$BA$2,0)+1,FALSE)","v":0},1.0737554138605847]
[2006,1,18,10,null,2013,1,18,10,0.34090518418970067,0.55313916614045089,0,0.13493525886483282,0.12346910000000003,8.4440000000000001E-2,0,1.844841099551928E-3,0,1.2387335502945365,null,null,0.32277413897809987,0.11823394354909943,0.48963616703479429,9.7326215231931607E-2,7.7839893573967825E-2,0,0,1.3484631500345877E-3,0,1.1071588215179278,null,{"$f":"J420*VLOOKUP($B420,$AR$36:$AZ$47,MATCH(AG$2,$AS$2:$BA$2,0)+1,FALSE)","v":0.32711157374097272},{"$f":"K420*VLOOKUP($B420,$AR$36:$AZ$47,MATCH(AH$2,$AS$2:$BA$2,0)+1,FALSE)","v":0.46780848319866902},{"$f":"L420*VLOOKUP($B420,$AR$36:$AZ$47,MATCH(AI$2,$AS$2:$BA$2,0)+1,FALSE)","v":0},{"$f":"M420*VLOOKUP($B420,$AR$36:$AZ$47,MATCH(AJ$2,$AS$2:$BA$2,0)+1,FALSE)","v":0.11604380060171639},{"$f":"N420*VLOOKUP($B420,$AR$36:$AZ$47,MATCH(AK$2,$AS$2:$BA$2,0)+1,FALSE)","v":9.6583116985590703E-2},{"$f":"O420*VLOOKUP($B420,$AR$36:$AZ$47,MATCH(AL$2,$AS$2:$BA$2,0)+1,FALSE)","v":7.4832594654477974E-2},{"$f":"P420*VLOOKUP($B420,$AR$36:$AZ$47,MATCH(AM$2,$AS$2:$BA$2,0)+1,FALSE)","v":0},{"$f":"Q420*VLOOKUP($B420,$AR$36:$AZ$47,MATCH(AN$2,$AS$2:$BA$2,0)+1,FALSE)","v":1.4098715321122319E-3},{"$f":"R420*VLOOKUP($B420,$AR$36:$BA$47,MATCH(AO$2,$AS$2:$BA$2,0)+1,FALSE)","v":0},1.0837894407135389]
[2006,1,18,11,null,2013,1,18,11,0.32259656736705056,0.55162333846987843,0,0.131121638313977,0.12306830000000001,8.4746000000000002E-2,0,1.844841099551928E-3,0,1.2150006852504578,null,null,0.30543926610176836,0.11489234550629841,0.48829436356843853,9.7010279122694873E-2,7.8121975613684003E-2,0,0,1.3484631500345877E-3,0,1.0851066930629187,null,{"$f":"J421*VLOOKUP($B421,$AR$36:$AZ$47,MATCH(AG$2,$AS$2:$BA$2,0)+1,FALSE)","v":0.30954375506402088},{"$f":"K421*VLOOKUP($B421,$AR$36:$AZ$47,MATCH(AH$2,$AS$2:$BA$2,0)+1,FALSE)","v":0.46652649651833872},{"$f":"L421*VLOOKUP($B421,$AR$36:$AZ$47,MATCH(AI$2,$AS$2:$BA$2,0)+1,FALSE)","v":0},{"$f":"M421*VLOOKUP($B421,$AR$36:$AZ$47,MATCH(AJ$2,$AS$2:$BA$2,0)+1,FALSE)","v":0.11276410168167779},{"$f":"N421*VLOOKUP($B421,$AR$36:$AZ$47,MATCH(AK$2,$AS$2:$BA$2,0)+1,FALSE)","v":9.6269593089426994E-2},{"$f":"O421*VLOOKUP($B421,$AR$36:$AZ$47,MATCH(AL$2,$AS$2:$BA$2,0)+1,FALSE)","v":7.5103778619000361E-2},{"$f":"P421*VLOOKUP($B421,$AR$36:$AZ$47,MATCH(AM$2,$AS$2:$BA$2,0)+1,FALSE)","v":0},{"$f":"Q421*VLOOKUP($B421,$AR$36:$AZ$47,MATCH(AN$2,$AS$2:$BA$2,0)+1,FALSE)","v":1.4098715321122319E-3},{"$f":"R421*VLOOKUP($B421,$AR$36:$BA$47,MATCH(AO$2,$AS$2:$BA$2,0)+1,FALSE)","v":0},1.0616175965045771]
[2006,1,18,12,null,2013,1,18,12,0.3254986626432595,0.54774362363382245,0,0.12730214631889411,0.12276919999999998,8.5498000000000005E-2,0,1.844841099551928E-3,0,1.2106564736955281,null,null,0.30818701341525451,0.11154560274438445,0.48486005839209506,9.6774509436385728E-2,7.8815196835470169E-2,0,0,1.3484631500345877E-3,0,1.0815308439736246,null,{"$f":"J422*VLOOKUP($B422,$AR$36:$AZ$47,MATCH(AG$2,$AS$2:$BA$2,0)+1,FALSE)","v":0.31232842657086041},{"$f":"K422*VLOOKUP($B422,$AR$36:$AZ$47,MATCH(AH$2,$AS$2:$BA$2,0)+1,FALSE)","v":0.46324529058717551},{"$f":"L422*VLOOKUP($B422,$AR$36:$AZ$47,MATCH(AI$2,$AS$2:$BA$2,0)+1,FALSE)","v":0},{"$f":"M422*VLOOKUP($B422,$AR$36:$AZ$47,MATCH(AJ$2,$AS$2:$BA$2,0)+1,FALSE)","v":0.10947935334231869},{"$f":"N422*VLOOKUP($B422,$AR$36:$AZ$47,MATCH(AK$2,$AS$2:$BA$2,0)+1,FALSE)","v":9.6035623535179068E-2},{"$f":"O422*VLOOKUP($B422,$AR$36:$AZ$47,MATCH(AL$2,$AS$2:$BA$2,0)+1,FALSE)","v":7.5770217642924645E-2},{"$f":"P422*VLOOKUP($B422,$AR$36:$AZ$47,MATCH(AM$2,$AS$2:$BA$2,0)+1,FALSE)","v":0},{"$f":"Q422*VLOOKUP($B422,$AR$36:$AZ$47,MATCH(AN$2,$AS$2:$BA$2,0)+1,FALSE)","v":1.4098715321122319E-3},{"$f":"R422*VLOOKUP($B422,$AR$36:$BA$47,MATCH(AO$2,$AS$2:$BA$2,0)+1,FALSE)","v":0},1.0582687832105706]
[2006,1,18,13,null,2013,1,18,13,0.30693642810736183,0.55027388606081584,0,0.13702321286160712,0.12199630000000002,8.5253999999999996E-2,0,1.844841099551928E-3,0,1.2033286681293367,null,null,0.29061201148597926,0.12006346562557182,0.48709983469466595,9.6165260387411078E-2,7.8590268673082109E-2,0,0,1.3484631500345877E-3,0,1.0738793040167449,null,{"$f":"J423*VLOOKUP($B423,$AR$36:$AZ$47,MATCH(AG$2,$AS$2:$BA$2,0)+1,FALSE)","v":0.2945172519898141},{"$f":"K423*VLOOKUP($B423,$AR$36:$AZ$47,MATCH(AH$2,$AS$2:$BA$2,0)+1,FALSE)","v":0.46538521901843366},{"$f":"L423*VLOOKUP($B423,$AR$36:$AZ$47,MATCH(AI$2,$AS$2:$BA$2,0)+1,FALSE)","v":0},{"$f":"M423*VLOOKUP($B423,$AR$36:$AZ$47,MATCH(AJ$2,$AS$2:$BA$2,0)+1,FALSE)","v":0.11783943296130554},{"$f":"N423*VLOOKUP($B423,$AR$36:$AZ$47,MATCH(AK$2,$AS$2:$BA$2,0)+1,FALSE)","v":9.5431026181524103E-2},{"$f":"O423*VLOOKUP($B423,$AR$36:$AZ$47,MATCH(AL$2,$AS$2:$BA$2,0)+1,FALSE)","v":7.5553979448991768E-2},{"$f":"P423*VLOOKUP($B423,$AR$36:$AZ$47,MATCH(AM$2,$AS$2:$BA$2,0)+1,FALSE)","v":0},{"$f":"Q423*VLOOKUP($B423,$AR$36:$AZ$47,MATCH(AN$2,$AS$2:$BA$2,0)+1,FALSE)","v":1.4098715321122319E-3},{"$f":"R423*VLOOKUP($B423,$AR$36:$BA$47,MATCH(AO$2,$AS$2:$BA$2,0)+1,FALSE)","v":0},1.0501367811321813]
[2006,1,18,14,null,2013,1,18,14,0.28841957914041849,0.5516174039469246,0,0.14009304530873457,0.1212762,8.5073999999999997E-2,0,1.844841099551928E-3,0,1.1883250694956298,null,null,0.27307998129377536,0.12275333630364597,0.48828911035685968,9.5597631664204097E-2,7.8424338061484355E-2,0,0,1.3484631500345877E-3,0,1.059492860830004,null,{"$f":"J424*VLOOKUP($B424,$AR$36:$AZ$47,MATCH(AG$2,$AS$2:$BA$2,0)+1,FALSE)","v":0.27674962659949381},{"$f":"K424*VLOOKUP($B424,$AR$36:$AZ$47,MATCH(AH$2,$AS$2:$BA$2,0)+1,FALSE)","v":0.46652147749175105},{"$f":"L424*VLOOKUP($B424,$AR$36:$AZ$47,MATCH(AI$2,$AS$2:$BA$2,0)+1,FALSE)","v":0},{"$f":"M424*VLOOKUP($B424,$AR$36:$AZ$47,MATCH(AJ$2,$AS$2:$BA$2,0)+1,FALSE)","v":0.12047947698961978},{"$f":"N424*VLOOKUP($B424,$AR$36:$AZ$47,MATCH(AK$2,$AS$2:$BA$2,0)+1,FALSE)","v":9.4867731377064321E-2},{"$f":"O424*VLOOKUP($B424,$AR$36:$AZ$47,MATCH(AL$2,$AS$2:$BA$2,0)+1,FALSE)","v":7.5394459469860953E-2},{"$f":"P424*VLOOKUP($B424,$AR$36:$AZ$47,MATCH(AM$2,$AS$2:$BA$2,0)+1,FALSE)","v":0},{"$f":"Q424*VLOOKUP($B424,$AR$36:$AZ$47,MATCH(AN$2,$AS$2:$BA$2,0)+1,FALSE)","v":1.4098715321122319E-3},{"$f":"R424*VLOOKUP($B424,$AR$36:$BA$47,MATCH(AO$2,$AS$2:$BA$2,0)+1,FALSE)","v":0},1.0354226434599021]
[2006,1,18,15,null,2013,1,18,15,0.30231571369248555,0.53727273824106181,0,0.12750927544211416,0.12011010000000001,8.4633E-2,0,1.844841099551928E-3,0,1.1736856684752135,null,null,0.2862370498077918,0.11172709491528326,0.47559128029246195,9.4678437310459274E-2,7.8017808063069863E-2,0,0,1.3484631500345877E-3,0,1.0476001335391008,null,{"$f":"J425*VLOOKUP($B425,$AR$36:$AZ$47,MATCH(AG$2,$AS$2:$BA$2,0)+1,FALSE)","v":0.2900834996323941},{"$f":"K425*VLOOKUP($B425,$AR$36:$AZ$47,MATCH(AH$2,$AS$2:$BA$2,0)+1,FALSE)","v":0.45438970900268383},{"$f":"L425*VLOOKUP($B425,$AR$36:$AZ$47,MATCH(AI$2,$AS$2:$BA$2,0)+1,FALSE)","v":0},{"$f":"M425*VLOOKUP($B425,$AR$36:$AZ$47,MATCH(AJ$2,$AS$2:$BA$2,0)+1,FALSE)","v":0.10965748358697054},{"$f":"N425*VLOOKUP($B425,$AR$36:$AZ$47,MATCH(AK$2,$AS$2:$BA$2,0)+1,FALSE)","v":9.3955555191144957E-2},{"$f":"O425*VLOOKUP($B425,$AR$36:$AZ$47,MATCH(AL$2,$AS$2:$BA$2,0)+1,FALSE)","v":7.5003635520990458E-2},{"$f":"P425*VLOOKUP($B425,$AR$36:$AZ$47,MATCH(AM$2,$AS$2:$BA$2,0)+1,FALSE)","v":0},{"$f":"Q425*VLOOKUP($B425,$AR$36:$AZ$47,MATCH(AN$2,$AS$2:$BA$2,0)+1,FALSE)","v":1.4098715321122319E-3},{"$f":"R425*VLOOKUP($B425,$AR$36:$BA$47,MATCH(AO$2,$AS$2:$BA$2,0)+1,FALSE)","v":0},1.0244997544662962]
[2006,1,18,16,null,2013,1,18,16,0.327265598711865,0.52693707514077504,0,0.12208443886724461,0.11803250000000001,8.2877000000000006E-2,0,1.844841099551928E-3,0,1.1790414538194367,null,null,0.30985997497355139,0.10697370557322318,0.46644220032494005,9.3040740552599518E-2,7.6399062763260681E-2,0,0,1.3484631500345877E-3,0,1.0540641473376093,null,{"$f":"J426*VLOOKUP($B426,$AR$36:$AZ$47,MATCH(AG$2,$AS$2:$BA$2,0)+1,FALSE)","v":0.31402386936524046},{"$f":"K426*VLOOKUP($B426,$AR$36:$AZ$47,MATCH(AH$2,$AS$2:$BA$2,0)+1,FALSE)","v":0.44564848948005492},{"$f":"L426*VLOOKUP($B426,$AR$36:$AZ$47,MATCH(AI$2,$AS$2:$BA$2,0)+1,FALSE)","v":0},{"$f":"M426*VLOOKUP($B426,$AR$36:$AZ$47,MATCH(AJ$2,$AS$2:$BA$2,0)+1,FALSE)","v":0.10499214511956774},{"$f":"N426*VLOOKUP($B426,$AR$36:$AZ$47,MATCH(AK$2,$AS$2:$BA$2,0)+1,FALSE)","v":9.233036245993316E-2},{"$f":"O426*VLOOKUP($B426,$AR$36:$AZ$47,MATCH(AL$2,$AS$2:$BA$2,0)+1,FALSE)","v":7.3447429502358733E-2},{"$f":"P426*VLOOKUP($B426,$AR$36:$AZ$47,MATCH(AM$2,$AS$2:$BA$2,0)+1,FALSE)","v":0},{"$f":"Q426*VLOOKUP($B426,$AR$36:$AZ$47,MATCH(AN$2,$AS$2:$BA$2,0)+1,FALSE)","v":1.4098715321122319E-3},{"$f":"R426*VLOOKUP($B426,$AR$36:$BA$47,MATCH(AO$2,$AS$2:$BA$2,0)+1,FALSE)","v":0},1.0318521674592673]
[2006,1,18,17,null,2013,1,18,17,0.36869201727090067,0.52848231606238483,9.8211020583190796E-4,0.13139715135279162,0.11564790000000001,8.0881999999999996E-2,1.9993827791686516E-6,1.8838012852972431E-3,0,1.2279692955599852,null,null,0.34908312909812594,0.11513375752382661,0.46781004026164452,9.11610468248404E-2,7.455999848471892E-2,5.4925824402276711E-4,1.0006486426213944E-6,1.3769406025419175E-3,0,1.0996751716883637,null,{"$f":"J427*VLOOKUP($B427,$AR$36:$AZ$47,MATCH(AG$2,$AS$2:$BA$2,0)+1,FALSE)","v":0.35377410373468249},{"$f":"K427*VLOOKUP($B427,$AR$36:$AZ$47,MATCH(AH$2,$AS$2:$BA$2,0)+1,FALSE)","v":0.44695535194065172},{"$f":"L427*VLOOKUP($B427,$AR$36:$AZ$47,MATCH(AI$2,$AS$2:$BA$2,0)+1,FALSE)","v":7.2599728944531226E-4},{"$f":"M427*VLOOKUP($B427,$AR$36:$AZ$47,MATCH(AJ$2,$AS$2:$BA$2,0)+1,FALSE)","v":0.11300104182918515},{"$f":"N427*VLOOKUP($B427,$AR$36:$AZ$47,MATCH(AK$2,$AS$2:$BA$2,0)+1,FALSE)","v":9.0465020436999166E-2},{"$f":"O427*VLOOKUP($B427,$AR$36:$AZ$47,MATCH(AL$2,$AS$2:$BA$2,0)+1,FALSE)","v":7.1679416400325519E-2},{"$f":"P427*VLOOKUP($B427,$AR$36:$AZ$47,MATCH(AM$2,$AS$2:$BA$2,0)+1,FALSE)","v":1.0006486426213944E-6},{"$f":"Q427*VLOOKUP($B427,$AR$36:$AZ$47,MATCH(AN$2,$AS$2:$BA$2,0)+1,FALSE)","v":1.4396458345068749E-3},{"$f":"R427*VLOOKUP($B427,$AR$36:$BA$47,MATCH(AO$2,$AS$2:$BA$2,0)+1,FALSE)","v":0},1.078041578114439]
[2006,1,18,18,null,2013,1,18,18,0.45194288178733155,0.51957266909045241,8.4180874785592386E-3,0.12315445568666462,0.1133103,7.9203999999999997E-2,1.71375666785885E-5,2.1787855487974887E-3,0,1.2977983171584841,null,null,0.42790629565496136,0.1079112834108336,0.45992326300916836,8.9318401493124491E-2,7.3013156449935432E-2,4.7079278059094483E-3,8.5769883653262672E-6,1.5925556000974171E-3,0,1.1643814604123957,null,{"$f":"J428*VLOOKUP($B428,$AR$36:$AZ$47,MATCH(AG$2,$AS$2:$BA$2,0)+1,FALSE)","v":0.43365649499838488},{"$f":"K428*VLOOKUP($B428,$AR$36:$AZ$47,MATCH(AH$2,$AS$2:$BA$2,0)+1,FALSE)","v":0.43942016244239623},{"$f":"L428*VLOOKUP($B428,$AR$36:$AZ$47,MATCH(AI$2,$AS$2:$BA$2,0)+1,FALSE)","v":6.2228339095312677E-3},{"$f":"M428*VLOOKUP($B428,$AR$36:$AZ$47,MATCH(AJ$2,$AS$2:$BA$2,0)+1,FALSE)","v":0.10591235544471071},{"$f":"N428*VLOOKUP($B428,$AR$36:$AZ$47,MATCH(AK$2,$AS$2:$BA$2,0)+1,FALSE)","v":8.8636443940810911E-2},{"$f":"O428*VLOOKUP($B428,$AR$36:$AZ$47,MATCH(AL$2,$AS$2:$BA$2,0)+1,FALSE)","v":7.0192335705983808E-2},{"$f":"P428*VLOOKUP($B428,$AR$36:$AZ$47,MATCH(AM$2,$AS$2:$BA$2,0)+1,FALSE)","v":8.5769883653262672E-6},{"$f":"Q428*VLOOKUP($B428,$AR$36:$AZ$47,MATCH(AN$2,$AS$2:$BA$2,0)+1,FALSE)","v":1.66507983835203E-3},{"$f":"R428*VLOOKUP($B428,$AR$36:$BA$47,MATCH(AO$2,$AS$2:$BA$2,0)+1,FALSE)","v":0},1.145714283268535]
[2006,1,18,19,null,2013,1,18,19,0.4857200371780615,0.51155777134306812,8.4180874785592386E-3,0.13618285079072065,0.10288210000000002,7.4232999999999993E-2,1.71375666785885E-5,2.1787855487974887E-3,0,1.3211897699058857,null,null,0.45988701273993704,0.11932711752437222,0.45282851352760917,8.1098229501252617E-2,6.8430706059644159E-2,4.7079278059094483E-3,8.5769883653262672E-6,1.5925556000974171E-3,0,1.1878806397471873,null,{"$f":"J429*VLOOKUP($B429,$AR$36:$AZ$47,MATCH(AG$2,$AS$2:$BA$2,0)+1,FALSE)","v":0.46606696855166113},{"$f":"K429*VLOOKUP($B429,$AR$36:$AZ$47,MATCH(AH$2,$AS$2:$BA$2,0)+1,FALSE)","v":0.43264169259662832},{"$f":"L429*VLOOKUP($B429,$AR$36:$AZ$47,MATCH(AI$2,$AS$2:$BA$2,0)+1,FALSE)","v":6.2228339095312677E-3},{"$f":"M429*VLOOKUP($B429,$AR$36:$AZ$47,MATCH(AJ$2,$AS$2:$BA$2,0)+1,FALSE)","v":0.11711672483143949},{"$f":"N429*VLOOKUP($B429,$AR$36:$AZ$47,MATCH(AK$2,$AS$2:$BA$2,0)+1,FALSE)","v":8.047903402570554E-2},{"$f":"O429*VLOOKUP($B429,$AR$36:$AZ$47,MATCH(AL$2,$AS$2:$BA$2,0)+1,FALSE)","v":6.5786925615654454E-2},{"$f":"P429*VLOOKUP($B429,$AR$36:$AZ$47,MATCH(AM$2,$AS$2:$BA$2,0)+1,FALSE)","v":8.5769883653262672E-6},{"$f":"Q429*VLOOKUP($B429,$AR$36:$AZ$47,MATCH(AN$2,$AS$2:$BA$2,0)+1,FALSE)","v":1.66507983835203E-3},{"$f":"R429*VLOOKUP($B429,$AR$36:$BA$47,MATCH(AO$2,$AS$2:$BA$2,0)+1,FALSE)","v":0},1.1699878363573375]
[2006,1,18,20,null,2013,1,18,20,0.48515893195853593,0.48484465689317341,8.4180874785592386E-3,0.116653145345522,9.865810000000004E-2,7.2163000000000005E-2,1.71375666785885E-5,2.1787855487974887E-3,0,1.2680918447912668,null,null,0.45935574990643402,0.10221465847872575,0.42918219128275281,7.7768603439835826E-2,6.6522504026270024E-2,4.7079278059094483E-3,8.5769883653262672E-6,1.5925556000974171E-3,0,1.1413527675283908,null,{"$f":"J430*VLOOKUP($B430,$AR$36:$AZ$47,MATCH(AG$2,$AS$2:$BA$2,0)+1,FALSE)","v":0.46552856661497732},{"$f":"K430*VLOOKUP($B430,$AR$36:$AZ$47,MATCH(AH$2,$AS$2:$BA$2,0)+1,FALSE)","v":0.4100495090788468},{"$f":"L430*VLOOKUP($B430,$AR$36:$AZ$47,MATCH(AI$2,$AS$2:$BA$2,0)+1,FALSE)","v":6.2228339095312677E-3},{"$f":"M430*VLOOKUP($B430,$AR$36:$AZ$47,MATCH(AJ$2,$AS$2:$BA$2,0)+1,FALSE)","v":0.10032125370285119},{"$f":"N430*VLOOKUP($B430,$AR$36:$AZ$47,MATCH(AK$2,$AS$2:$BA$2,0)+1,FALSE)","v":7.7174830090088187E-2},{"$f":"O430*VLOOKUP($B430,$AR$36:$AZ$47,MATCH(AL$2,$AS$2:$BA$2,0)+1,FALSE)","v":6.3952445855650089E-2},{"$f":"P430*VLOOKUP($B430,$AR$36:$AZ$47,MATCH(AM$2,$AS$2:$BA$2,0)+1,FALSE)","v":8.5769883653262672E-6},{"$f":"Q430*VLOOKUP($B430,$AR$36:$AZ$47,MATCH(AN$2,$AS$2:$BA$2,0)+1,FALSE)","v":1.66507983835203E-3},{"$f":"R430*VLOOKUP($B430,$AR$36:$BA$47,MATCH(AO$2,$AS$2:$BA$2,0)+1,FALSE)","v":0},1.1249230960786623]
[2006,1,18,21,null,2013,1,18,21,0.45775441219172597,0.48658610499030081,8.4180874785592386E-3,0.13302066490795855,9.6540799999999968E-2,7.1105000000000002E-2,1.71375666785885E-5,2.1787855487974887E-3,0,1.2556209926840205,null,null,0.43340873976381844,0.11655632425432876,0.43072371288086542,7.609961261127568E-2,6.554720076476768E-2,4.7079278059094483E-3,8.5769883653262672E-6,1.5925556000974171E-3,0,1.1286446506694283,null,{"$f":"J431*VLOOKUP($B431,$AR$36:$AZ$47,MATCH(AG$2,$AS$2:$BA$2,0)+1,FALSE)","v":0.43923288088099771},{"$f":"K431*VLOOKUP($B431,$AR$36:$AZ$47,MATCH(AH$2,$AS$2:$BA$2,0)+1,FALSE)","v":0.41152231057755595},{"$f":"L431*VLOOKUP($B431,$AR$36:$AZ$47,MATCH(AI$2,$AS$2:$BA$2,0)+1,FALSE)","v":6.2228339095312677E-3},{"$f":"M431*VLOOKUP($B431,$AR$36:$AZ$47,MATCH(AJ$2,$AS$2:$BA$2,0)+1,FALSE)","v":0.11439725720576584},{"$f":"N431*VLOOKUP($B431,$AR$36:$AZ$47,MATCH(AK$2,$AS$2:$BA$2,0)+1,FALSE)","v":7.551858222245493E-2},{"$f":"O431*VLOOKUP($B431,$AR$36:$AZ$47,MATCH(AL$2,$AS$2:$BA$2,0)+1,FALSE)","v":6.3014822867203404E-2},{"$f":"P431*VLOOKUP($B431,$AR$36:$AZ$47,MATCH(AM$2,$AS$2:$BA$2,0)+1,FALSE)","v":8.5769883653262672E-6},{"$f":"Q431*VLOOKUP($B431,$AR$36:$AZ$47,MATCH(AN$2,$AS$2:$BA$2,0)+1,FALSE)","v":1.66507983835203E-3},{"$f":"R431*VLOOKUP($B431,$AR$36:$BA$47,MATCH(AO$2,$AS$2:$BA$2,0)+1,FALSE)","v":0},1.1115823444902264]
[2006,1,18,22,null,2013,1,18,22,0.41839599781783732,0.45015920360483141,8.4180874785592386E-3,0.1190295352055737,9.3501000000000001E-2,6.9540000000000005E-2,1.71375666785885E-5,2.1787855487974887E-3,0,1.1612397472222777,null,null,0.39614360300366297,0.10429691590297288,0.39847879250072576,7.3703448477399083E-2,6.4104526280598331E-2,4.7079278059094483E-3,8.5769883653262672E-6,1.5925556000974171E-3,0,1.0430363465597314,null,{"$f":"J432*VLOOKUP($B432,$AR$36:$AZ$47,MATCH(AG$2,$AS$2:$BA$2,0)+1,FALSE)","v":0.40146697568834505},{"$f":"K432*VLOOKUP($B432,$AR$36:$AZ$47,MATCH(AH$2,$AS$2:$BA$2,0)+1,FALSE)","v":0.38071484922263715},{"$f":"L432*VLOOKUP($B432,$AR$36:$AZ$47,MATCH(AI$2,$AS$2:$BA$2,0)+1,FALSE)","v":6.2228339095312677E-3},{"$f":"M432*VLOOKUP($B432,$AR$36:$AZ$47,MATCH(AJ$2,$AS$2:$BA$2,0)+1,FALSE)","v":0.10236493978899137},{"$f":"N432*VLOOKUP($B432,$AR$36:$AZ$47,MATCH(AK$2,$AS$2:$BA$2,0)+1,FALSE)","v":7.3140713111780303E-2},{"$f":"O432*VLOOKUP($B432,$AR$36:$AZ$47,MATCH(AL$2,$AS$2:$BA$2,0)+1,FALSE)","v":6.1627885270871603E-2},{"$f":"P432*VLOOKUP($B432,$AR$36:$AZ$47,MATCH(AM$2,$AS$2:$BA$2,0)+1,FALSE)","v":8.5769883653262672E-6},{"$f":"Q432*VLOOKUP($B432,$AR$36:$AZ$47,MATCH(AN$2,$AS$2:$BA$2,0)+1,FALSE)","v":1.66507983835203E-3},{"$f":"R432*VLOOKUP($B432,$AR$36:$BA$47,MATCH(AO$2,$AS$2:$BA$2,0)+1,FALSE)","v":0},1.0272118538188741]
[2006,1,18,23,null,2013,1,18,23,0.37966139371234753,0.43765684865203747,8.4180874785592386E-3,0.12863088075307577,9.0085100000000015E-2,6.7724999999999994E-2,1.71375666785885E-5,2.1787855487974887E-3,0,1.1143732337114962,null,null,0.35946909915730946,0.11270987599219547,0.38741176717921721,7.1010818348802102E-2,6.2431392613654317E-2,4.7079278059094483E-3,8.5769883653262672E-6,1.5925556000974171E-3,0,0.99934201368555065,null,{"$f":"J433*VLOOKUP($B433,$AR$36:$AZ$47,MATCH(AG$2,$AS$2:$BA$2,0)+1,FALSE)","v":0.36429964032705692},{"$f":"K433*VLOOKUP($B433,$AR$36:$AZ$47,MATCH(AH$2,$AS$2:$BA$2,0)+1,FALSE)","v":0.37014118518852535},{"$f":"L433*VLOOKUP($B433,$AR$36:$AZ$47,MATCH(AI$2,$AS$2:$BA$2,0)+1,FALSE)","v":6.2228339095312677E-3},{"$f":"M433*VLOOKUP($B433,$AR$36:$AZ$47,MATCH(AJ$2,$AS$2:$BA$2,0)+1,FALSE)","v":0.11062205981525966},{"$f":"N433*VLOOKUP($B433,$AR$36:$AZ$47,MATCH(AK$2,$AS$2:$BA$2,0)+1,FALSE)","v":7.0468641562614745E-2},{"$f":"O433*VLOOKUP($B433,$AR$36:$AZ$47,MATCH(AL$2,$AS$2:$BA$2,0)+1,FALSE)","v":6.0019392147969204E-2},{"$f":"P433*VLOOKUP($B433,$AR$36:$AZ$47,MATCH(AM$2,$AS$2:$BA$2,0)+1,FALSE)","v":8.5769883653262672E-6},{"$f":"Q433*VLOOKUP($B433,$AR$36:$AZ$47,MATCH(AN$2,$AS$2:$BA$2,0)+1,FALSE)","v":1.66507983835203E-3},{"$f":"R433*VLOOKUP($B433,$AR$36:$BA$47,MATCH(AO$2,$AS$2:$BA$2,0)+1,FALSE)","v":0},0.98344740977767464]
[2006,1,18,24,null,2013,1,18,24,0.27591932494195121,0.43052339564268827,8.4180874785592386E-3,0.14365755945440084,8.8018300000000035E-2,6.6362000000000004E-2,1.71375666785885E-5,2.1787855487974887E-3,0,1.0150945906330757,null,null,0.26124455322450768,0.12587666053946223,0.38109726840019981,6.9381634839394857E-2,6.1174929149166904E-2,4.7079278059094483E-3,8.5769883653262672E-6,1.5925556000974171E-3,0,0.9050841065471037,null,{"$f":"J434*VLOOKUP($B434,$AR$36:$AZ$47,MATCH(AG$2,$AS$2:$BA$2,0)+1,FALSE)","v":0.26475515419878232},{"$f":"K434*VLOOKUP($B434,$AR$36:$AZ$47,MATCH(AH$2,$AS$2:$BA$2,0)+1,FALSE)","v":0.36410818294144653},{"$f":"L434*VLOOKUP($B434,$AR$36:$AZ$47,MATCH(AI$2,$AS$2:$BA$2,0)+1,FALSE)","v":6.2228339095312677E-3},{"$f":"M434*VLOOKUP($B434,$AR$36:$AZ$47,MATCH(AJ$2,$AS$2:$BA$2,0)+1,FALSE)","v":0.12354494536490962},{"$f":"N434*VLOOKUP($B434,$AR$36:$AZ$47,MATCH(AK$2,$AS$2:$BA$2,0)+1,FALSE)","v":6.8851897080101976E-2},{"$f":"O434*VLOOKUP($B434,$AR$36:$AZ$47,MATCH(AL$2,$AS$2:$BA$2,0)+1,FALSE)","v":5.881147141710643E-2},{"$f":"P434*VLOOKUP($B434,$AR$36:$AZ$47,MATCH(AM$2,$AS$2:$BA$2,0)+1,FALSE)","v":8.5769883653262672E-6},{"$f":"Q434*VLOOKUP($B434,$AR$36:$AZ$47,MATCH(AN$2,$AS$2:$BA$2,0)+1,FALSE)","v":1.66507983835203E-3},{"$f":"R434*VLOOKUP($B434,$AR$36:$BA$47,MATCH(AO$2,$AS$2:$BA$2,0)+1,FALSE)","v":0},0.88796814173859551]
[2006,1,19,1,null,2013,1,19,1,0.28002713900462345,0.39149622428216335,8.4180874785592386E-3,0.11718607816874675,8.607999999999999E-2,6.5224000000000004E-2,1.71375666785885E-5,2.1787855487974887E-3,0,0.95062745204956856,null,null,0.26513389316022234,0.10268162871220443,0.34655060136790111,6.7853743221297225E-2,6.0125878949176668E-2,4.7079278059094483E-3,8.5769883653262672E-6,1.5925556000974171E-3,0,0.84865480580517394,null,{"$f":"J435*VLOOKUP($B435,$AR$36:$AZ$47,MATCH(AG$2,$AS$2:$BA$2,0)+1,FALSE)","v":0.26869675903494777},{"$f":"K435*VLOOKUP($B435,$AR$36:$AZ$47,MATCH(AH$2,$AS$2:$BA$2,0)+1,FALSE)","v":0.33110158540634105},{"$f":"L435*VLOOKUP($B435,$AR$36:$AZ$47,MATCH(AI$2,$AS$2:$BA$2,0)+1,FALSE)","v":6.2228339095312677E-3},{"$f":"M435*VLOOKUP($B435,$AR$36:$AZ$47,MATCH(AJ$2,$AS$2:$BA$2,0)+1,FALSE)","v":0.10077957386907516},{"$f":"N435*VLOOKUP($B435,$AR$36:$AZ$47,MATCH(AK$2,$AS$2:$BA$2,0)+1,FALSE)","v":6.7335671112202525E-2},{"$f":"O435*VLOOKUP($B435,$AR$36:$AZ$47,MATCH(AL$2,$AS$2:$BA$2,0)+1,FALSE)","v":5.7802950660157171E-2},{"$f":"P435*VLOOKUP($B435,$AR$36:$AZ$47,MATCH(AM$2,$AS$2:$BA$2,0)+1,FALSE)","v":8.5769883653262672E-6},{"$f":"Q435*VLOOKUP($B435,$AR$36:$AZ$47,MATCH(AN$2,$AS$2:$BA$2,0)+1,FALSE)","v":1.66507983835203E-3},{"$f":"R435*VLOOKUP($B435,$AR$36:$BA$47,MATCH(AO$2,$AS$2:$BA$2,0)+1,FALSE)","v":0},0.83361303081897242]
[2006,1,19,2,null,2013,1,19,2,0.25787578769063485,0.3813107414545871,8.4180874785592386E-3,0.1106763197237355,8.58622E-2,6.5028000000000002E-2,1.71375666785885E-5,2.1787855487974887E-3,0,0.91136705946299257,null,null,0.24416066166018321,9.6977601321730236E-2,0.3375344602656693,6.7682059377505432E-2,5.9945198949881338E-2,4.7079278059094483E-3,8.5769883653262672E-6,1.5925556000974171E-3,0,0.81260904196934181,null,{"$f":"J436*VLOOKUP($B436,$AR$36:$AZ$47,MATCH(AG$2,$AS$2:$BA$2,0)+1,FALSE)","v":0.24744168951750722},{"$f":"K436*VLOOKUP($B436,$AR$36:$AZ$47,MATCH(AH$2,$AS$2:$BA$2,0)+1,FALSE)","v":0.32248737841488628},{"$f":"L436*VLOOKUP($B436,$AR$36:$AZ$47,MATCH(AI$2,$AS$2:$BA$2,0)+1,FALSE)","v":6.2228339095312677E-3},{"$f":"M436*VLOOKUP($B436,$AR$36:$AZ$47,MATCH(AJ$2,$AS$2:$BA$2,0)+1,FALSE)","v":9.5181206790571668E-2},{"$f":"N436*VLOOKUP($B436,$AR$36:$AZ$47,MATCH(AK$2,$AS$2:$BA$2,0)+1,FALSE)","v":6.7165298096772255E-2},{"$f":"O436*VLOOKUP($B436,$AR$36:$AZ$47,MATCH(AL$2,$AS$2:$BA$2,0)+1,FALSE)","v":5.7629251127325837E-2},{"$f":"P436*VLOOKUP($B436,$AR$36:$AZ$47,MATCH(AM$2,$AS$2:$BA$2,0)+1,FALSE)","v":8.5769883653262672E-6},{"$f":"Q436*VLOOKUP($B436,$AR$36:$AZ$47,MATCH(AN$2,$AS$2:$BA$2,0)+1,FALSE)","v":1.66507983835203E-3},{"$f":"R436*VLOOKUP($B436,$AR$36:$BA$47,MATCH(AO$2,$AS$2:$BA$2,0)+1,FALSE)","v":0},0.79780131468331195]
[2006,1,19,3,null,2013,1,19,3,0.25357160598617234,0.37293309082668114,8.4180874785592386E-3,0.10328733318415224,8.4501400000000004E-2,6.4677999999999999E-2,1.71375666785885E-5,2.1787855487974887E-3,0,0.88958544059104105,null,null,0.24008539789742947,9.0503170363093452E-2,0.33011860365434603,6.6609390072492183E-2,5.9622556093996817E-2,4.7079278059094483E-3,8.5769883653262672E-6,1.5925556000974171E-3,0,0.79324817847573015,null,{"$f":"J437*VLOOKUP($B437,$AR$36:$AZ$47,MATCH(AG$2,$AS$2:$BA$2,0)+1,FALSE)","v":0.24331166241228619},{"$f":"K437*VLOOKUP($B437,$AR$36:$AZ$47,MATCH(AH$2,$AS$2:$BA$2,0)+1,FALSE)","v":0.31540211620075853},{"$f":"L437*VLOOKUP($B437,$AR$36:$AZ$47,MATCH(AI$2,$AS$2:$BA$2,0)+1,FALSE)","v":6.2228339095312677E-3},{"$f":"M437*VLOOKUP($B437,$AR$36:$AZ$47,MATCH(AJ$2,$AS$2:$BA$2,0)+1,FALSE)","v":8.8826706952192996E-2},{"$f":"N437*VLOOKUP($B437,$AR$36:$AZ$47,MATCH(AK$2,$AS$2:$BA$2,0)+1,FALSE)","v":6.6100818760695526E-2},{"$f":"O437*VLOOKUP($B437,$AR$36:$AZ$47,MATCH(AL$2,$AS$2:$BA$2,0)+1,FALSE)","v":5.7319073390127026E-2},{"$f":"P437*VLOOKUP($B437,$AR$36:$AZ$47,MATCH(AM$2,$AS$2:$BA$2,0)+1,FALSE)","v":8.5769883653262672E-6},{"$f":"Q437*VLOOKUP($B437,$AR$36:$AZ$47,MATCH(AN$2,$AS$2:$BA$2,0)+1,FALSE)","v":1.66507983835203E-3},{"$f":"R437*VLOOKUP($B437,$AR$36:$BA$47,MATCH(AO$2,$AS$2:$BA$2,0)+1,FALSE)","v":0},0.77885686845230884]
[2006,1,19,4,null,2013,1,19,4,0.25051274874083518,0.37115956811527134,8.4180874785592386E-3,0.10329272312625747,8.4158099999999986E-2,6.2768000000000004E-2,1.71375666785885E-5,2.1787855487974887E-3,0,0.88250515057639922,null,null,0.23718922600151832,9.0507893176952209E-2,0.32854868975975959,6.6338779128627484E-2,5.7861847937598444E-2,4.7079278059094483E-3,8.5769883653262672E-6,1.5925556000974171E-3,0,0.78675549639882825,null,{"$f":"J438*VLOOKUP($B438,$AR$36:$AZ$47,MATCH(AG$2,$AS$2:$BA$2,0)+1,FALSE)","v":0.24037657179537603},{"$f":"K438*VLOOKUP($B438,$AR$36:$AZ$47,MATCH(AH$2,$AS$2:$BA$2,0)+1,FALSE)","v":0.31390218811695991},{"$f":"L438*VLOOKUP($B438,$AR$36:$AZ$47,MATCH(AI$2,$AS$2:$BA$2,0)+1,FALSE)","v":6.2228339095312677E-3},{"$f":"M438*VLOOKUP($B438,$AR$36:$AZ$47,MATCH(AJ$2,$AS$2:$BA$2,0)+1,FALSE)","v":8.8831342281551498E-2},{"$f":"N438*VLOOKUP($B438,$AR$36:$AZ$47,MATCH(AK$2,$AS$2:$BA$2,0)+1,FALSE)","v":6.5832273966401608E-2},{"$f":"O438*VLOOKUP($B438,$AR$36:$AZ$47,MATCH(AL$2,$AS$2:$BA$2,0)+1,FALSE)","v":5.5626389167127824E-2},{"$f":"P438*VLOOKUP($B438,$AR$36:$AZ$47,MATCH(AM$2,$AS$2:$BA$2,0)+1,FALSE)","v":8.5769883653262672E-6},{"$f":"Q438*VLOOKUP($B438,$AR$36:$AZ$47,MATCH(AN$2,$AS$2:$BA$2,0)+1,FALSE)","v":1.66507983835203E-3},{"$f":"R438*VLOOKUP($B438,$AR$36:$BA$47,MATCH(AO$2,$AS$2:$BA$2,0)+1,FALSE)","v":0},0.77246525606366556]
[2006,1,19,5,null,2013,1,19,5,0.2548104061104684,0.36971175684763158,8.4180874785592386E-3,9.8227475804189029E-2,8.4274300000000024E-2,6.2396E-2,1.71375666785885E-5,2.1787855487974887E-3,0,0.88003394935632417,null,null,0.2412583124262479,8.606958571767219E-2,0.32726709409076493,6.643037537586631E-2,5.7518924673629755E-2,4.7079278059094483E-3,8.5769883653262672E-6,1.5925556000974171E-3,0,0.78485335267855316,null,{"$f":"J439*VLOOKUP($B439,$AR$36:$AZ$47,MATCH(AG$2,$AS$2:$BA$2,0)+1,FALSE)","v":0.24450033855158332},{"$f":"K439*VLOOKUP($B439,$AR$36:$AZ$47,MATCH(AH$2,$AS$2:$BA$2,0)+1,FALSE)","v":0.31267772520684206},{"$f":"L439*VLOOKUP($B439,$AR$36:$AZ$47,MATCH(AI$2,$AS$2:$BA$2,0)+1,FALSE)","v":6.2228339095312677E-3},{"$f":"M439*VLOOKUP($B439,$AR$36:$AZ$47,MATCH(AJ$2,$AS$2:$BA$2,0)+1,FALSE)","v":8.4475249180420028E-2},{"$f":"N439*VLOOKUP($B439,$AR$36:$AZ$47,MATCH(AK$2,$AS$2:$BA$2,0)+1,FALSE)","v":6.5923170864441119E-2},{"$f":"O439*VLOOKUP($B439,$AR$36:$AZ$47,MATCH(AL$2,$AS$2:$BA$2,0)+1,FALSE)","v":5.5296714543590801E-2},{"$f":"P439*VLOOKUP($B439,$AR$36:$AZ$47,MATCH(AM$2,$AS$2:$BA$2,0)+1,FALSE)","v":8.5769883653262672E-6},{"$f":"Q439*VLOOKUP($B439,$AR$36:$AZ$47,MATCH(AN$2,$AS$2:$BA$2,0)+1,FALSE)","v":1.66507983835203E-3},{"$f":"R439*VLOOKUP($B439,$AR$36:$BA$47,MATCH(AO$2,$AS$2:$BA$2,0)+1,FALSE)","v":0},0.77076968908312593]
[2006,1,19,6,null,2013,1,19,6,0.2587689558772519,0.37917653101398952,8.4180874785592386E-3,0.10082181095678126,8.5260099999999964E-2,6.4518000000000006E-2,1.71375666785885E-5,2.1787855487974887E-3,0,0.89915940844205777,null,null,0.24500632668896005,8.8342812734535897E-2,0.33564526730348715,6.7207445776279295E-2,5.9475062217021042E-2,4.7079278059094483E-3,8.5769883653262672E-6,1.5925556000974171E-3,0,0.80198597511465552,null,{"$f":"J440*VLOOKUP($B440,$AR$36:$AZ$47,MATCH(AG$2,$AS$2:$BA$2,0)+1,FALSE)","v":0.24829871858215499},{"$f":"K440*VLOOKUP($B440,$AR$36:$AZ$47,MATCH(AH$2,$AS$2:$BA$2,0)+1,FALSE)","v":0.32068240453099173},{"$f":"L440*VLOOKUP($B440,$AR$36:$AZ$47,MATCH(AI$2,$AS$2:$BA$2,0)+1,FALSE)","v":6.2228339095312677E-3},{"$f":"M440*VLOOKUP($B440,$AR$36:$AZ$47,MATCH(AJ$2,$AS$2:$BA$2,0)+1,FALSE)","v":8.6706367374983315E-2},{"$f":"N440*VLOOKUP($B440,$AR$36:$AZ$47,MATCH(AK$2,$AS$2:$BA$2,0)+1,FALSE)","v":6.6694308231801766E-2},{"$f":"O440*VLOOKUP($B440,$AR$36:$AZ$47,MATCH(AL$2,$AS$2:$BA$2,0)+1,FALSE)","v":5.7177277853121863E-2},{"$f":"P440*VLOOKUP($B440,$AR$36:$AZ$47,MATCH(AM$2,$AS$2:$BA$2,0)+1,FALSE)","v":8.5769883653262672E-6},{"$f":"Q440*VLOOKUP($B440,$AR$36:$AZ$47,MATCH(AN$2,$AS$2:$BA$2,0)+1,FALSE)","v":1.66507983835203E-3},{"$f":"R440*VLOOKUP($B440,$AR$36:$BA$47,MATCH(AO$2,$AS$2:$BA$2,0)+1,FALSE)","v":0},0.78745556730930233]
[2006,1,19,7,null,2013,1,19,7,0.29650431410354705,0.38536311442788573,8.4180874785592386E-3,9.070497640205509E-2,8.6824500000000013E-2,6.5983E-2,1.71375666785885E-5,2.1787855487974887E-3,0,0.93599391552752309,null,null,0.28073472955696943,7.9478167157820606E-2,0.34112160160640292,6.8440605579896868E-2,6.0825553028080522E-2,4.7079278059094483E-3,8.5769883653262672E-6,1.5925556000974171E-3,0,0.83690971732354258,null,{"$f":"J441*VLOOKUP($B441,$AR$36:$AZ$47,MATCH(AG$2,$AS$2:$BA$2,0)+1,FALSE)","v":0.28450723927221871},{"$f":"K441*VLOOKUP($B441,$AR$36:$AZ$47,MATCH(AH$2,$AS$2:$BA$2,0)+1,FALSE)","v":0.32591460716677828},{"$f":"L441*VLOOKUP($B441,$AR$36:$AZ$47,MATCH(AI$2,$AS$2:$BA$2,0)+1,FALSE)","v":6.2228339095312677E-3},{"$f":"M441*VLOOKUP($B441,$AR$36:$AZ$47,MATCH(AJ$2,$AS$2:$BA$2,0)+1,FALSE)","v":7.8005928796766988E-2},{"$f":"N441*VLOOKUP($B441,$AR$36:$AZ$47,MATCH(AK$2,$AS$2:$BA$2,0)+1,FALSE)","v":6.7918052700760095E-2},{"$f":"O441*VLOOKUP($B441,$AR$36:$AZ$47,MATCH(AL$2,$AS$2:$BA$2,0)+1,FALSE)","v":5.8475593238825438E-2},{"$f":"P441*VLOOKUP($B441,$AR$36:$AZ$47,MATCH(AM$2,$AS$2:$BA$2,0)+1,FALSE)","v":8.5769883653262672E-6},{"$f":"Q441*VLOOKUP($B441,$AR$36:$AZ$47,MATCH(AN$2,$AS$2:$BA$2,0)+1,FALSE)","v":1.66507983835203E-3},{"$f":"R441*VLOOKUP($B441,$AR$36:$BA$47,MATCH(AO$2,$AS$2:$BA$2,0)+1,FALSE)","v":0},0.82271791191159827]
[2006,1,19,8,null,2013,1,19,8,0.32089291708117978,0.40350056257112005,4.6299481132075805E-3,9.3293683430960436E-2,8.8457299999999989E-2,6.7458000000000004E-2,9.4256616732236739E-6,2.0285105466369873E-3,0,0.98027034740477814,null,null,0.30382622447129626,8.1746462659646038E-2,0.35717678470003805,6.9727682623713469E-2,6.2185262206450993E-2,2.589360293250196E-3,4.7173436009294462E-6,1.4827139975691443E-3,0,0.87873920829556518,null,{"$f":"J442*VLOOKUP($B442,$AR$36:$AZ$47,MATCH(AG$2,$AS$2:$BA$2,0)+1,FALSE)","v":0.30790903740069153},{"$f":"K442*VLOOKUP($B442,$AR$36:$AZ$47,MATCH(AH$2,$AS$2:$BA$2,0)+1,FALSE)","v":0.34125405992002361},{"$f":"L442*VLOOKUP($B442,$AR$36:$AZ$47,MATCH(AI$2,$AS$2:$BA$2,0)+1,FALSE)","v":3.4225586502421969E-3},{"$f":"M442*VLOOKUP($B442,$AR$36:$AZ$47,MATCH(AJ$2,$AS$2:$BA$2,0)+1,FALSE)","v":8.0232206826733002E-2},{"$f":"N442*VLOOKUP($B442,$AR$36:$AZ$47,MATCH(AK$2,$AS$2:$BA$2,0)+1,FALSE)","v":6.919530274481217E-2},{"$f":"O442*VLOOKUP($B442,$AR$36:$AZ$47,MATCH(AL$2,$AS$2:$BA$2,0)+1,FALSE)","v":5.9782770845591839E-2},{"$f":"P442*VLOOKUP($B442,$AR$36:$AZ$47,MATCH(AM$2,$AS$2:$BA$2,0)+1,FALSE)","v":4.7173436009294462E-6},{"$f":"Q442*VLOOKUP($B442,$AR$36:$AZ$47,MATCH(AN$2,$AS$2:$BA$2,0)+1,FALSE)","v":1.5502361005441216E-3},{"$f":"R442*VLOOKUP($B442,$AR$36:$BA$47,MATCH(AO$2,$AS$2:$BA$2,0)+1,FALSE)","v":0},0.86335088983223962]
[2006,1,19,9,null,2013,1,19,9,0.34245874355847467,0.42529060821810005,0,0.10864385315655024,9.0537199999999984E-2,6.7527000000000004E-2,0,1.844841099551928E-3,0,1.036302246032677,null,null,0.32424507227821758,9.5196698840113225E-2,0.37646522978438307,7.1367192388188089E-2,6.2248868940896797E-2,0,0,1.3484631500345877E-3,0,0.93087152538183326,null,{"$f":"J443*VLOOKUP($B443,$AR$36:$AZ$47,MATCH(AG$2,$AS$2:$BA$2,0)+1,FALSE)","v":0.32860227342401682},{"$f":"K443*VLOOKUP($B443,$AR$36:$AZ$47,MATCH(AH$2,$AS$2:$BA$2,0)+1,FALSE)","v":0.35968263780227605},{"$f":"L443*VLOOKUP($B443,$AR$36:$AZ$47,MATCH(AI$2,$AS$2:$BA$2,0)+1,FALSE)","v":0},{"$f":"M443*VLOOKUP($B443,$AR$36:$AZ$47,MATCH(AJ$2,$AS$2:$BA$2,0)+1,FALSE)","v":9.3433293405765699E-2},{"$f":"N443*VLOOKUP($B443,$AR$36:$AZ$47,MATCH(AK$2,$AS$2:$BA$2,0)+1,FALSE)","v":7.0822294640098774E-2},{"$f":"O443*VLOOKUP($B443,$AR$36:$AZ$47,MATCH(AL$2,$AS$2:$BA$2,0)+1,FALSE)","v":5.9843920170925317E-2},{"$f":"P443*VLOOKUP($B443,$AR$36:$AZ$47,MATCH(AM$2,$AS$2:$BA$2,0)+1,FALSE)","v":0},{"$f":"Q443*VLOOKUP($B443,$AR$36:$AZ$47,MATCH(AN$2,$AS$2:$BA$2,0)+1,FALSE)","v":1.4098715321122319E-3},{"$f":"R443*VLOOKUP($B443,$AR$36:$BA$47,MATCH(AO$2,$AS$2:$BA$2,0)+1,FALSE)","v":0},0.91379429097519493]
[2006,1,19,10,null,2013,1,19,10,0.37573624184050802,0.43145468374972906,0,0.10838004707844118,9.0672799999999984E-2,6.8149000000000001E-2,0,1.844841099551928E-3,0,1.0762376137682301,null,null,0.35575270652220575,9.4965544779940556E-2,0.38192164021664204,7.1474080952091526E-2,6.2822251387640138E-2,0,0,1.3484631500345877E-3,0,0.96828468700855452,null,{"$f":"J444*VLOOKUP($B444,$AR$36:$AZ$47,MATCH(AG$2,$AS$2:$BA$2,0)+1,FALSE)","v":0.36053330685512214},{"$f":"K444*VLOOKUP($B444,$AR$36:$AZ$47,MATCH(AH$2,$AS$2:$BA$2,0)+1,FALSE)","v":0.36489580476149513},{"$f":"L444*VLOOKUP($B444,$AR$36:$AZ$47,MATCH(AI$2,$AS$2:$BA$2,0)+1,FALSE)","v":0},{"$f":"M444*VLOOKUP($B444,$AR$36:$AZ$47,MATCH(AJ$2,$AS$2:$BA$2,0)+1,FALSE)","v":9.3206421199174577E-2},{"$f":"N444*VLOOKUP($B444,$AR$36:$AZ$47,MATCH(AK$2,$AS$2:$BA$2,0)+1,FALSE)","v":7.0928367095986489E-2},{"$f":"O444*VLOOKUP($B444,$AR$36:$AZ$47,MATCH(AL$2,$AS$2:$BA$2,0)+1,FALSE)","v":6.039515032103291E-2},{"$f":"P444*VLOOKUP($B444,$AR$36:$AZ$47,MATCH(AM$2,$AS$2:$BA$2,0)+1,FALSE)","v":0},{"$f":"Q444*VLOOKUP($B444,$AR$36:$AZ$47,MATCH(AN$2,$AS$2:$BA$2,0)+1,FALSE)","v":1.4098715321122319E-3},{"$f":"R444*VLOOKUP($B444,$AR$36:$BA$47,MATCH(AO$2,$AS$2:$BA$2,0)+1,FALSE)","v":0},0.95136892176492349]
[2006,1,19,11,null,2013,1,19,11,0.41216173333089007,0.42902578382220002,0,0.10274813173930386,9.2641600000000018E-2,6.8663000000000002E-2,0,1.844841099551928E-3,0,1.1070850899919458,null,null,0.39024090792814192,9.00307073928652E-2,0.37977158951796414,7.3026014614429965E-2,6.3296075467424828E-2,0,0,1.3484631500345877E-3,0,0.99771375807086049,null,{"$f":"J445*VLOOKUP($B445,$AR$36:$AZ$47,MATCH(AG$2,$AS$2:$BA$2,0)+1,FALSE)","v":0.39548496027168306},{"$f":"K445*VLOOKUP($B445,$AR$36:$AZ$47,MATCH(AH$2,$AS$2:$BA$2,0)+1,FALSE)","v":0.36284160202104015},{"$f":"L445*VLOOKUP($B445,$AR$36:$AZ$47,MATCH(AI$2,$AS$2:$BA$2,0)+1,FALSE)","v":0},{"$f":"M445*VLOOKUP($B445,$AR$36:$AZ$47,MATCH(AJ$2,$AS$2:$BA$2,0)+1,FALSE)","v":8.8362995795624039E-2},{"$f":"N445*VLOOKUP($B445,$AR$36:$AZ$47,MATCH(AK$2,$AS$2:$BA$2,0)+1,FALSE)","v":7.2468451544008175E-2},{"$f":"O445*VLOOKUP($B445,$AR$36:$AZ$47,MATCH(AL$2,$AS$2:$BA$2,0)+1,FALSE)","v":6.0850668483662017E-2},{"$f":"P445*VLOOKUP($B445,$AR$36:$AZ$47,MATCH(AM$2,$AS$2:$BA$2,0)+1,FALSE)","v":0},{"$f":"Q445*VLOOKUP($B445,$AR$36:$AZ$47,MATCH(AN$2,$AS$2:$BA$2,0)+1,FALSE)","v":1.4098715321122319E-3},{"$f":"R445*VLOOKUP($B445,$AR$36:$BA$47,MATCH(AO$2,$AS$2:$BA$2,0)+1,FALSE)","v":0},0.98141854964812969]
[2006,1,19,12,null,2013,1,19,12,0.37806108168163066,0.44895126760497372,0,0.12960758959040405,9.3974500000000002E-2,6.9398000000000001E-2,0,1.844841099551928E-3,0,1.1218372799765606,null,null,0.35795389973598446,0.11356569483827081,0.3974095332813497,7.4076691360940958E-2,6.3973625464782316E-2,0,0,1.3484631500345877E-3,0,1.0083279078313629,null,{"$f":"J446*VLOOKUP($B446,$AR$36:$AZ$47,MATCH(AG$2,$AS$2:$BA$2,0)+1,FALSE)","v":0.36276407967523322},{"$f":"K446*VLOOKUP($B446,$AR$36:$AZ$47,MATCH(AH$2,$AS$2:$BA$2,0)+1,FALSE)","v":0.3796932569317904},{"$f":"L446*VLOOKUP($B446,$AR$36:$AZ$47,MATCH(AI$2,$AS$2:$BA$2,0)+1,FALSE)","v":0},{"$f":"M446*VLOOKUP($B446,$AR$36:$AZ$47,MATCH(AJ$2,$AS$2:$BA$2,0)+1,FALSE)","v":0.11146202563678295},{"$f":"N446*VLOOKUP($B446,$AR$36:$AZ$47,MATCH(AK$2,$AS$2:$BA$2,0)+1,FALSE)","v":7.3511106237612422E-2},{"$f":"O446*VLOOKUP($B446,$AR$36:$AZ$47,MATCH(AL$2,$AS$2:$BA$2,0)+1,FALSE)","v":6.1502041731779512E-2},{"$f":"P446*VLOOKUP($B446,$AR$36:$AZ$47,MATCH(AM$2,$AS$2:$BA$2,0)+1,FALSE)","v":0},{"$f":"Q446*VLOOKUP($B446,$AR$36:$AZ$47,MATCH(AN$2,$AS$2:$BA$2,0)+1,FALSE)","v":1.4098715321122319E-3},{"$f":"R446*VLOOKUP($B446,$AR$36:$BA$47,MATCH(AO$2,$AS$2:$BA$2,0)+1,FALSE)","v":0},0.99034238174531075]
[2006,1,19,13,null,2013,1,19,13,0.38279872881334503,0.4407522634489045,0,0.12525739839964986,9.343649999999995E-2,6.9475999999999996E-2,0,1.844841099551928E-3,0,1.1135657317614513,null,null,0.36243957506343921,0.10975393900808675,0.39015181367980423,7.3652605465807805E-2,6.404552872980801E-2,0,0,1.3484631500345877E-3,0,1.0013919250969807,null,{"$f":"J447*VLOOKUP($B447,$AR$36:$AZ$47,MATCH(AG$2,$AS$2:$BA$2,0)+1,FALSE)","v":0.36731003345052732},{"$f":"K447*VLOOKUP($B447,$AR$36:$AZ$47,MATCH(AH$2,$AS$2:$BA$2,0)+1,FALSE)","v":0.37275908207530156},{"$f":"L447*VLOOKUP($B447,$AR$36:$AZ$47,MATCH(AI$2,$AS$2:$BA$2,0)+1,FALSE)","v":0},{"$f":"M447*VLOOKUP($B447,$AR$36:$AZ$47,MATCH(AJ$2,$AS$2:$BA$2,0)+1,FALSE)","v":0.10772087804225465},{"$f":"N447*VLOOKUP($B447,$AR$36:$AZ$47,MATCH(AK$2,$AS$2:$BA$2,0)+1,FALSE)","v":7.3090258293161112E-2},{"$f":"O447*VLOOKUP($B447,$AR$36:$AZ$47,MATCH(AL$2,$AS$2:$BA$2,0)+1,FALSE)","v":6.1571167056069527E-2},{"$f":"P447*VLOOKUP($B447,$AR$36:$AZ$47,MATCH(AM$2,$AS$2:$BA$2,0)+1,FALSE)","v":0},{"$f":"Q447*VLOOKUP($B447,$AR$36:$AZ$47,MATCH(AN$2,$AS$2:$BA$2,0)+1,FALSE)","v":1.4098715321122319E-3},{"$f":"R447*VLOOKUP($B447,$AR$36:$BA$47,MATCH(AO$2,$AS$2:$BA$2,0)+1,FALSE)","v":0},0.98386129044942638]
[2006,1,19,14,null,2013,1,19,14,0.34351406856890715,0.45182335000745977,0,0.14123325074262044,9.2909799999999987E-2,6.9599999999999995E-2,0,1.844841099551928E-3,0,1.100925310418539,null,null,0.32524426981871274,0.12375241531411782,0.39995188700541101,7.3237426951000009E-2,6.4159836484464244E-2,0,0,1.3484631500345877E-3,0,0.98769429872374026,null,{"$f":"J448*VLOOKUP($B448,$AR$36:$AZ$47,MATCH(AG$2,$AS$2:$BA$2,0)+1,FALSE)","v":0.32961489816831724},{"$f":"K448*VLOOKUP($B448,$AR$36:$AZ$47,MATCH(AH$2,$AS$2:$BA$2,0)+1,FALSE)","v":0.38212227406630916},{"$f":"L448*VLOOKUP($B448,$AR$36:$AZ$47,MATCH(AI$2,$AS$2:$BA$2,0)+1,FALSE)","v":0},{"$f":"M448*VLOOKUP($B448,$AR$36:$AZ$47,MATCH(AJ$2,$AS$2:$BA$2,0)+1,FALSE)","v":0.12146004925166573},{"$f":"N448*VLOOKUP($B448,$AR$36:$AZ$47,MATCH(AK$2,$AS$2:$BA$2,0)+1,FALSE)","v":7.2678249720033852E-2},{"$f":"O448*VLOOKUP($B448,$AR$36:$AZ$47,MATCH(AL$2,$AS$2:$BA$2,0)+1,FALSE)","v":6.1681058597248532E-2},{"$f":"P448*VLOOKUP($B448,$AR$36:$AZ$47,MATCH(AM$2,$AS$2:$BA$2,0)+1,FALSE)","v":0},{"$f":"Q448*VLOOKUP($B448,$AR$36:$AZ$47,MATCH(AN$2,$AS$2:$BA$2,0)+1,FALSE)","v":1.4098715321122319E-3},{"$f":"R448*VLOOKUP($B448,$AR$36:$BA$47,MATCH(AO$2,$AS$2:$BA$2,0)+1,FALSE)","v":0},0.96896640133568679]
[2006,1,19,15,null,2013,1,19,15,0.35446859439783451,0.43981806495793879,0,0.12791599157630756,9.2308000000000001E-2,6.9351999999999997E-2,0,1.844841099551928E-3,0,1.085707492031633,null,null,0.33561617909533381,0.11208347065321328,0.38932486560531188,7.27630498288976E-2,6.3931220975151776E-2,0,0,1.3484631500345877E-3,0,0.97506724930794286,null,{"$f":"J449*VLOOKUP($B449,$AR$36:$AZ$47,MATCH(AG$2,$AS$2:$BA$2,0)+1,FALSE)","v":0.34012618502951253},{"$f":"K449*VLOOKUP($B449,$AR$36:$AZ$47,MATCH(AH$2,$AS$2:$BA$2,0)+1,FALSE)","v":0.37196899884522672},{"$f":"L449*VLOOKUP($B449,$AR$36:$AZ$47,MATCH(AI$2,$AS$2:$BA$2,0)+1,FALSE)","v":0},{"$f":"M449*VLOOKUP($B449,$AR$36:$AZ$47,MATCH(AJ$2,$AS$2:$BA$2,0)+1,FALSE)","v":0.11000725788892018},{"$f":"N449*VLOOKUP($B449,$AR$36:$AZ$47,MATCH(AK$2,$AS$2:$BA$2,0)+1,FALSE)","v":7.220749452863838E-2},{"$f":"O449*VLOOKUP($B449,$AR$36:$AZ$47,MATCH(AL$2,$AS$2:$BA$2,0)+1,FALSE)","v":6.1461275514890522E-2},{"$f":"P449*VLOOKUP($B449,$AR$36:$AZ$47,MATCH(AM$2,$AS$2:$BA$2,0)+1,FALSE)","v":0},{"$f":"Q449*VLOOKUP($B449,$AR$36:$AZ$47,MATCH(AN$2,$AS$2:$BA$2,0)+1,FALSE)","v":1.4098715321122319E-3},{"$f":"R449*VLOOKUP($B449,$AR$36:$BA$47,MATCH(AO$2,$AS$2:$BA$2,0)+1,FALSE)","v":0},0.95718108333930063]
[2006,1,19,16,null,2013,1,19,16,0.36445202710737629,0.4388506834724949,0,0.12814776567942923,9.1695300000000035E-2,6.9664000000000004E-2,0,1.844841099551928E-3,0,1.0946546173588523,null,null,0.34506864284864247,0.11228655742575271,0.38846854410145204,7.2280080631968155E-2,6.4218834035254552E-2,0,0,1.3484631500345877E-3,0,0.98367112219310437,null,{"$f":"J450*VLOOKUP($B450,$AR$36:$AZ$47,MATCH(AG$2,$AS$2:$BA$2,0)+1,FALSE)","v":0.34970567087017984},{"$f":"K450*VLOOKUP($B450,$AR$36:$AZ$47,MATCH(AH$2,$AS$2:$BA$2,0)+1,FALSE)","v":0.37115085163547901},{"$f":"L450*VLOOKUP($B450,$AR$36:$AZ$47,MATCH(AI$2,$AS$2:$BA$2,0)+1,FALSE)","v":0},{"$f":"M450*VLOOKUP($B450,$AR$36:$AZ$47,MATCH(AJ$2,$AS$2:$BA$2,0)+1,FALSE)","v":0.11020658272094377},{"$f":"N450*VLOOKUP($B450,$AR$36:$AZ$47,MATCH(AK$2,$AS$2:$BA$2,0)+1,FALSE)","v":7.1728212864018898E-2},{"$f":"O450*VLOOKUP($B450,$AR$36:$AZ$47,MATCH(AL$2,$AS$2:$BA$2,0)+1,FALSE)","v":6.1737776812050608E-2},{"$f":"P450*VLOOKUP($B450,$AR$36:$AZ$47,MATCH(AM$2,$AS$2:$BA$2,0)+1,FALSE)","v":0},{"$f":"Q450*VLOOKUP($B450,$AR$36:$AZ$47,MATCH(AN$2,$AS$2:$BA$2,0)+1,FALSE)","v":1.4098715321122319E-3},{"$f":"R450*VLOOKUP($B450,$AR$36:$BA$47,MATCH(AO$2,$AS$2:$BA$2,0)+1,FALSE)","v":0},0.96593896643478439]
[2006,1,19,17,null,2013,1,19,17,0.39920957718748551,0.44916808145100007,8.4180874785592388E-4,0.13780387556496609,8.9795800000000009E-2,6.9525000000000003E-2,1.71375666785885E-6,1.8782355444764843E-3,0,1.148224092252452,null,null,{"$f":"$J451*$AS$6","v":0.3779776123228426},{"$f":"$M451*$AV$6","v":0.12074750351734548},{"$f":"$K451*$AT$6","v":0.39760145586978102},{"$f":"$N451*$AW$6","v":7.0782773647199856E-2},{"$f":"$O451*$AX$6","v":6.4090698729631856E-2},{"$f":"$L451*$AU$6","v":4.7079278059094484E-4},{"$f":"$P451*$AY$6","v":8.5769883653262668E-7},{"$f":"$Q451*$AZ$6","v":1.3728723950408707E-3},0,{"$f":"SUM(V451:AD451)","v":1.0330445669612691},null,{"$f":"J451*VLOOKUP($B451,$AR$36:$AZ$47,MATCH(AG$2,$AS$2:$BA$2,0)+1,FALSE)","v":0.38305687065644783},{"$f":"K451*VLOOKUP($B451,$AR$36:$AZ$47,MATCH(AH$2,$AS$2:$BA$2,0)+1,FALSE)","v":0.37987662372744468},{"$f":"L451*VLOOKUP($B451,$AR$36:$AZ$47,MATCH(AI$2,$AS$2:$BA$2,0)+1,FALSE)","v":6.2228339095312681E-4},{"$f":"M451*VLOOKUP($B451,$AR$36:$AZ$47,MATCH(AJ$2,$AS$2:$BA$2,0)+1,FALSE)","v":0.118510799866056},{"$f":"N451*VLOOKUP($B451,$AR$36:$AZ$47,MATCH(AK$2,$AS$2:$BA$2,0)+1,FALSE)","v":7.0242338011815952E-2},{"$f":"O451*VLOOKUP($B451,$AR$36:$AZ$47,MATCH(AL$2,$AS$2:$BA$2,0)+1,FALSE)","v":6.1614591939277367E-2},{"$f":"P451*VLOOKUP($B451,$AR$36:$AZ$47,MATCH(AM$2,$AS$2:$BA$2,0)+1,FALSE)","v":8.5769883653262668E-7},{"$f":"Q451*VLOOKUP($B451,$AR$36:$AZ$47,MATCH(AN$2,$AS$2:$BA$2,0)+1,FALSE)","v":1.4353923627362119E-3},{"$f":"R451*VLOOKUP($B451,$AR$36:$BA$47,MATCH(AO$2,$AS$2:$BA$2,0)+1,FALSE)","v":0},1.015359757653568]
[2006,1,19,18,null,2013,1,19,18,0.47105911486774238,0.46168875699036033,8.4180874785592386E-3,0.14379327051171131,8.8641200000000003E-2,6.9842000000000001E-2,1.71375666785885E-5,2.1787855487974887E-3,0,1.2456383529638495,null,null,0.44600583171130004,0.12599557425870822,0.40868469848764694,6.9872644326529426E-2,6.4382920973390115E-2,4.7079278059094483E-3,8.5769883653262672E-6,1.5925556000974171E-3,{"$f":"$R452*$BA$6","v":0},1.121250730151947,null,{"$f":"J452*VLOOKUP($B452,$AR$36:$AZ$47,MATCH(AG$2,$AS$2:$BA$2,0)+1,FALSE)","v":0.45199925238940419},{"$f":"K452*VLOOKUP($B452,$AR$36:$AZ$47,MATCH(AH$2,$AS$2:$BA$2,0)+1,FALSE)","v":0.39046578210066235},{"$f":"L452*VLOOKUP($B452,$AR$36:$AZ$47,MATCH(AI$2,$AS$2:$BA$2,0)+1,FALSE)","v":6.2228339095312677E-3},{"$f":"M452*VLOOKUP($B452,$AR$36:$AZ$47,MATCH(AJ$2,$AS$2:$BA$2,0)+1,FALSE)","v":0.12366165634917327},{"$f":"N452*VLOOKUP($B452,$AR$36:$AZ$47,MATCH(AK$2,$AS$2:$BA$2,0)+1,FALSE)","v":6.9339157646270536E-2},{"$f":"O452*VLOOKUP($B452,$AR$36:$AZ$47,MATCH(AL$2,$AS$2:$BA$2,0)+1,FALSE)","v":6.1895524346968857E-2},{"$f":"P452*VLOOKUP($B452,$AR$36:$AZ$47,MATCH(AM$2,$AS$2:$BA$2,0)+1,FALSE)","v":8.5769883653262672E-6},{"$f":"Q452*VLOOKUP($B452,$AR$36:$AZ$47,MATCH(AN$2,$AS$2:$BA$2,0)+1,FALSE)","v":1.66507983835203E-3},{"$f":"R452*VLOOKUP($B452,$AR$36:$BA$47,MATCH(AO$2,$AS$2:$BA$2,0)+1,FALSE)","v":0},{"$f":"SUM(AG452:AO452)","v":1.1052578635687278}]
[2006,1,19,19,null,2013,1,19,19,0.48563211520908273,0.44134333737925691,8.4180874785592386E-3,0.12819000708179196,8.6487499999999981E-2,6.9120000000000001E-2,1.71375666785885E-5,2.1787855487974887E-3,0,1.2213869702641671,null,null,0.45980376690164965,0.11232357049131025,0.3906750295202433,6.8174960697629461E-2,6.3717354853536898E-2,4.7079278059094483E-3,8.5769883653262672E-6,1.5925556000974171E-3,0,1.1010037428587416,null,{"$f":"J453*VLOOKUP($B453,$AR$36:$AZ$47,MATCH(AG$2,$AS$2:$BA$2,0)+1,FALSE)","v":0.46598260405686059},{"$f":"K453*VLOOKUP($B453,$AR$36:$AZ$47,MATCH(AH$2,$AS$2:$BA$2,0)+1,FALSE)","v":0.3732589732703977},{"$f":"L453*VLOOKUP($B453,$AR$36:$AZ$47,MATCH(AI$2,$AS$2:$BA$2,0)+1,FALSE)","v":6.2228339095312677E-3},{"$f":"M453*VLOOKUP($B453,$AR$36:$AZ$47,MATCH(AJ$2,$AS$2:$BA$2,0)+1,FALSE)","v":0.11024291016355703},{"$f":"N453*VLOOKUP($B453,$AR$36:$AZ$47,MATCH(AK$2,$AS$2:$BA$2,0)+1,FALSE)","v":6.7654436051540603E-2},{"$f":"O453*VLOOKUP($B453,$AR$36:$AZ$47,MATCH(AL$2,$AS$2:$BA$2,0)+1,FALSE)","v":6.125567198623303E-2},{"$f":"P453*VLOOKUP($B453,$AR$36:$AZ$47,MATCH(AM$2,$AS$2:$BA$2,0)+1,FALSE)","v":8.5769883653262672E-6},{"$f":"Q453*VLOOKUP($B453,$AR$36:$AZ$47,MATCH(AN$2,$AS$2:$BA$2,0)+1,FALSE)","v":1.66507983835203E-3},{"$f":"R453*VLOOKUP($B453,$AR$36:$BA$47,MATCH(AO$2,$AS$2:$BA$2,0)+1,FALSE)","v":0},1.0862910862648374]
[2006,1,19,20,null,2013,1,19,20,0.46775041691788849,0.43171674968281809,8.4180874785592386E-3,0.12923460234274251,8.4718999999999975E-2,6.8905999999999995E-2,1.71375666785885E-5,2.1787855487974887E-3,0,1.1929407795374845,null,null,0.44287310689093357,0.11323887326801892,0.38215361973796841,6.6780916263534842E-2,6.3520081793081787E-2,4.7079278059094483E-3,8.5769883653262672E-6,1.5925556000974171E-3,0,1.07487565834791,null,{"$f":"J454*VLOOKUP($B454,$AR$36:$AZ$47,MATCH(AG$2,$AS$2:$BA$2,0)+1,FALSE)","v":0.44882443005285688},{"$f":"K454*VLOOKUP($B454,$AR$36:$AZ$47,MATCH(AH$2,$AS$2:$BA$2,0)+1,FALSE)","v":0.36511744277623176},{"$f":"L454*VLOOKUP($B454,$AR$36:$AZ$47,MATCH(AI$2,$AS$2:$BA$2,0)+1,FALSE)","v":6.2228339095312677E-3},{"$f":"M454*VLOOKUP($B454,$AR$36:$AZ$47,MATCH(AJ$2,$AS$2:$BA$2,0)+1,FALSE)","v":0.11114125804676427},{"$f":"N454*VLOOKUP($B454,$AR$36:$AZ$47,MATCH(AK$2,$AS$2:$BA$2,0)+1,FALSE)","v":6.6271035327075803E-2},{"$f":"O454*VLOOKUP($B454,$AR$36:$AZ$47,MATCH(AL$2,$AS$2:$BA$2,0)+1,FALSE)","v":6.1066020455488611E-2},{"$f":"P454*VLOOKUP($B454,$AR$36:$AZ$47,MATCH(AM$2,$AS$2:$BA$2,0)+1,FALSE)","v":8.5769883653262672E-6},{"$f":"Q454*VLOOKUP($B454,$AR$36:$AZ$47,MATCH(AN$2,$AS$2:$BA$2,0)+1,FALSE)","v":1.66507983835203E-3},{"$f":"R454*VLOOKUP($B454,$AR$36:$BA$47,MATCH(AO$2,$AS$2:$BA$2,0)+1,FALSE)","v":0},1.0603166773946657]
[2006,1,19,21,null,2013,1,19,21,0.43269602908024923,0.43211998616860747,8.4180874785592386E-3,0.13893715914753493,8.365980000000002E-2,6.7631999999999998E-2,1.71375666785885E-5,2.1787855487974887E-3,0,1.1656589849904269,null,null,0.40968308697794148,0.12174051741344499,0.38251056276315343,6.594598730419475E-2,6.2345661797662148E-2,4.7079278059094483E-3,8.5769883653262672E-6,1.5925556000974171E-3,0,1.0485348766507692,null,{"$f":"J455*VLOOKUP($B455,$AR$36:$AZ$47,MATCH(AG$2,$AS$2:$BA$2,0)+1,FALSE)","v":0.41518840307558508},{"$f":"K455*VLOOKUP($B455,$AR$36:$AZ$47,MATCH(AH$2,$AS$2:$BA$2,0)+1,FALSE)","v":0.36545847349749438},{"$f":"L455*VLOOKUP($B455,$AR$36:$AZ$47,MATCH(AI$2,$AS$2:$BA$2,0)+1,FALSE)","v":6.2228339095312677E-3},{"$f":"M455*VLOOKUP($B455,$AR$36:$AZ$47,MATCH(AJ$2,$AS$2:$BA$2,0)+1,FALSE)","v":0.11948541936274779},{"$f":"N455*VLOOKUP($B455,$AR$36:$AZ$47,MATCH(AK$2,$AS$2:$BA$2,0)+1,FALSE)","v":6.5442481158371785E-2},{"$f":"O455*VLOOKUP($B455,$AR$36:$AZ$47,MATCH(AL$2,$AS$2:$BA$2,0)+1,FALSE)","v":5.9936973492084954E-2},{"$f":"P455*VLOOKUP($B455,$AR$36:$AZ$47,MATCH(AM$2,$AS$2:$BA$2,0)+1,FALSE)","v":8.5769883653262672E-6},{"$f":"Q455*VLOOKUP($B455,$AR$36:$AZ$47,MATCH(AN$2,$AS$2:$BA$2,0)+1,FALSE)","v":1.66507983835203E-3},{"$f":"R455*VLOOKUP($B455,$AR$36:$BA$47,MATCH(AO$2,$AS$2:$BA$2,0)+1,FALSE)","v":0},1.0334082413225325]
[2006,1,19,22,null,2013,1,19,22,0.42098793970255644,0.4167775258098807,8.4180874785592386E-3,0.13066425155180555,8.2534700000000016E-2,6.7135E-2,1.71375666785885E-5,2.1787855487974887E-3,0,1.1287134276582782,null,null,0.39859769243650639,0.11449157078608348,0.36892948960330635,6.5059111764019545E-2,6.1887508942306137E-2,4.7079278059094483E-3,8.5769883653262672E-6,1.5925556000974171E-3,0,1.0152744339265942,null,{"$f":"J456*VLOOKUP($B456,$AR$36:$AZ$47,MATCH(AG$2,$AS$2:$BA$2,0)+1,FALSE)","v":0.40395404314368716},{"$f":"K456*VLOOKUP($B456,$AR$36:$AZ$47,MATCH(AH$2,$AS$2:$BA$2,0)+1,FALSE)","v":0.35248283635534117},{"$f":"L456*VLOOKUP($B456,$AR$36:$AZ$47,MATCH(AI$2,$AS$2:$BA$2,0)+1,FALSE)","v":6.2228339095312677E-3},{"$f":"M456*VLOOKUP($B456,$AR$36:$AZ$47,MATCH(AJ$2,$AS$2:$BA$2,0)+1,FALSE)","v":0.11237075083569574},{"$f":"N456*VLOOKUP($B456,$AR$36:$AZ$47,MATCH(AK$2,$AS$2:$BA$2,0)+1,FALSE)","v":6.4562377027698695E-2},{"$f":"O456*VLOOKUP($B456,$AR$36:$AZ$47,MATCH(AL$2,$AS$2:$BA$2,0)+1,FALSE)","v":5.9496521105262649E-2},{"$f":"P456*VLOOKUP($B456,$AR$36:$AZ$47,MATCH(AM$2,$AS$2:$BA$2,0)+1,FALSE)","v":8.5769883653262672E-6},{"$f":"Q456*VLOOKUP($B456,$AR$36:$AZ$47,MATCH(AN$2,$AS$2:$BA$2,0)+1,FALSE)","v":1.66507983835203E-3},{"$f":"R456*VLOOKUP($B456,$AR$36:$BA$47,MATCH(AO$2,$AS$2:$BA$2,0)+1,FALSE)","v":0},1.0007630192039341]
[2006,1,19,23,null,2013,1,19,23,0.39875218904551984,0.39005383678044758,8.4180874785592386E-3,0.11144899672461483,8.16249E-2,6.6244999999999998E-2,1.71375666785885E-5,2.1787855487974887E-3,0,1.0587389331446178,null,null,0.37754455037321966,9.765464192381014E-2,0.3452738067907844,6.4341949408272134E-2,6.1067074251628356E-2,4.7079278059094483E-3,8.5769883653262672E-6,1.5925556000974171E-3,0,0.95219108314208678,null,{"$f":"J457*VLOOKUP($B457,$AR$36:$AZ$47,MATCH(AG$2,$AS$2:$BA$2,0)+1,FALSE)","v":0.3826179892258692},{"$f":"K457*VLOOKUP($B457,$AR$36:$AZ$47,MATCH(AH$2,$AS$2:$BA$2,0)+1,FALSE)","v":0.32988170955833246},{"$f":"L457*VLOOKUP($B457,$AR$36:$AZ$47,MATCH(AI$2,$AS$2:$BA$2,0)+1,FALSE)","v":6.2228339095312677E-3},{"$f":"M457*VLOOKUP($B457,$AR$36:$AZ$47,MATCH(AJ$2,$AS$2:$BA$2,0)+1,FALSE)","v":9.5845706022083824E-2},{"$f":"N457*VLOOKUP($B457,$AR$36:$AZ$47,MATCH(AK$2,$AS$2:$BA$2,0)+1,FALSE)","v":6.3850690299331089E-2},{"$f":"O457*VLOOKUP($B457,$AR$36:$AZ$47,MATCH(AL$2,$AS$2:$BA$2,0)+1,FALSE)","v":5.8707783430671401E-2},{"$f":"P457*VLOOKUP($B457,$AR$36:$AZ$47,MATCH(AM$2,$AS$2:$BA$2,0)+1,FALSE)","v":8.5769883653262672E-6},{"$f":"Q457*VLOOKUP($B457,$AR$36:$AZ$47,MATCH(AN$2,$AS$2:$BA$2,0)+1,FALSE)","v":1.66507983835203E-3},{"$f":"R457*VLOOKUP($B457,$AR$36:$BA$47,MATCH(AO$2,$AS$2:$BA$2,0)+1,FALSE)","v":0},0.93880036927253663]
[2006,1,19,24,null,2013,1,19,24,0.27680133379583599,0.4131313823080639,8.4180874785592386E-3,0.155026804894078,8.1476800000000002E-2,6.5224000000000004E-2,1.71375666785885E-5,2.1787855487974887E-3,0,1.0022743315920135,null,null,0.2620796524297615,0.13583870259443903,0.36570194066450085,6.4225207547548679E-2,6.0125878949176668E-2,4.7079278059094483E-3,8.5769883653262672E-6,1.5925556000974171E-3,0,0.89428044257979888,null,{"$f":"J458*VLOOKUP($B458,$AR$36:$AZ$47,MATCH(AG$2,$AS$2:$BA$2,0)+1,FALSE)","v":0.26560147545650531},{"$f":"K458*VLOOKUP($B458,$AR$36:$AZ$47,MATCH(AH$2,$AS$2:$BA$2,0)+1,FALSE)","v":0.34939916959384393},{"$f":"L458*VLOOKUP($B458,$AR$36:$AZ$47,MATCH(AI$2,$AS$2:$BA$2,0)+1,FALSE)","v":6.2228339095312677E-3},{"$f":"M458*VLOOKUP($B458,$AR$36:$AZ$47,MATCH(AJ$2,$AS$2:$BA$2,0)+1,FALSE)","v":0.13332245245900035},{"$f":"N458*VLOOKUP($B458,$AR$36:$AZ$47,MATCH(AK$2,$AS$2:$BA$2,0)+1,FALSE)","v":6.3734839777819505E-2},{"$f":"O458*VLOOKUP($B458,$AR$36:$AZ$47,MATCH(AL$2,$AS$2:$BA$2,0)+1,FALSE)","v":5.7802950660157171E-2},{"$f":"P458*VLOOKUP($B458,$AR$36:$AZ$47,MATCH(AM$2,$AS$2:$BA$2,0)+1,FALSE)","v":8.5769883653262672E-6},{"$f":"Q458*VLOOKUP($B458,$AR$36:$AZ$47,MATCH(AN$2,$AS$2:$BA$2,0)+1,FALSE)","v":1.66507983835203E-3},{"$f":"R458*VLOOKUP($B458,$AR$36:$BA$47,MATCH(AO$2,$AS$2:$BA$2,0)+1,FALSE)","v":0},0.87775737868357484]
[2006,1,20,1,null,2013,1,20,1,0.25852733404412098,0.36700152765511412,8.4180874785592386E-3,0.11700133962108511,8.1231500000000012E-2,6.4432000000000003E-2,1.71375666785885E-5,2.1787855487974887E-3,0,0.89880771191435549,null,null,0.24477755551514374,0.10251975577254936,0.3248680120607047,6.4031846450752869E-2,5.939578425814656E-2,4.7079278059094483E-3,8.5769883653262672E-6,1.5925556000974171E-3,0,0.80190201445166931,null,{"$f":"J459*VLOOKUP($B459,$AR$36:$AZ$47,MATCH(AG$2,$AS$2:$BA$2,0)+1,FALSE)","v":0.24806687318422271},{"$f":"K459*VLOOKUP($B459,$AR$36:$AZ$47,MATCH(AH$2,$AS$2:$BA$2,0)+1,FALSE)","v":0.3103855928009614},{"$f":"L459*VLOOKUP($B459,$AR$36:$AZ$47,MATCH(AI$2,$AS$2:$BA$2,0)+1,FALSE)","v":6.2228339095312677E-3},{"$f":"M459*VLOOKUP($B459,$AR$36:$AZ$47,MATCH(AJ$2,$AS$2:$BA$2,0)+1,FALSE)","v":0.10062069943278143},{"$f":"N459*VLOOKUP($B459,$AR$36:$AZ$47,MATCH(AK$2,$AS$2:$BA$2,0)+1,FALSE)","v":6.3542955018016739E-2},{"$f":"O459*VLOOKUP($B459,$AR$36:$AZ$47,MATCH(AL$2,$AS$2:$BA$2,0)+1,FALSE)","v":5.7101062751981582E-2},{"$f":"P459*VLOOKUP($B459,$AR$36:$AZ$47,MATCH(AM$2,$AS$2:$BA$2,0)+1,FALSE)","v":8.5769883653262672E-6},{"$f":"Q459*VLOOKUP($B459,$AR$36:$AZ$47,MATCH(AN$2,$AS$2:$BA$2,0)+1,FALSE)","v":1.66507983835203E-3},{"$f":"R459*VLOOKUP($B459,$AR$36:$BA$47,MATCH(AO$2,$AS$2:$BA$2,0)+1,FALSE)","v":0},0.78761367392421255]
[2006,1,20,2,null,2013,1,20,2,0.24142399351764493,0.35612922926439272,8.4180874785592386E-3,0.10776695185985298,8.1018300000000015E-2,6.4104999999999995E-2,1.71375666785885E-5,2.1787855487974887E-3,0,0.86105748523592585,null,null,0.22858385630460137,9.4428334075528655E-2,0.31524390507866595,6.3863788620190834E-2,5.9094343647077302E-2,4.7079278059094483E-3,8.5769883653262672E-6,1.5925556000974171E-3,0,0.76752328812043624,null,{"$f":"J460*VLOOKUP($B460,$AR$36:$AZ$47,MATCH(AG$2,$AS$2:$BA$2,0)+1,FALSE)","v":0.23165556325022624},{"$f":"K460*VLOOKUP($B460,$AR$36:$AZ$47,MATCH(AH$2,$AS$2:$BA$2,0)+1,FALSE)","v":0.3011905226804788},{"$f":"L460*VLOOKUP($B460,$AR$36:$AZ$47,MATCH(AI$2,$AS$2:$BA$2,0)+1,FALSE)","v":6.2228339095312677E-3},{"$f":"M460*VLOOKUP($B460,$AR$36:$AZ$47,MATCH(AJ$2,$AS$2:$BA$2,0)+1,FALSE)","v":9.2679161683061131E-2},{"$f":"N460*VLOOKUP($B460,$AR$36:$AZ$47,MATCH(AK$2,$AS$2:$BA$2,0)+1,FALSE)","v":6.3376180330736054E-2},{"$f":"O460*VLOOKUP($B460,$AR$36:$AZ$47,MATCH(AL$2,$AS$2:$BA$2,0)+1,FALSE)","v":5.681126812322726E-2},{"$f":"P460*VLOOKUP($B460,$AR$36:$AZ$47,MATCH(AM$2,$AS$2:$BA$2,0)+1,FALSE)","v":8.5769883653262672E-6},{"$f":"Q460*VLOOKUP($B460,$AR$36:$AZ$47,MATCH(AN$2,$AS$2:$BA$2,0)+1,FALSE)","v":1.66507983835203E-3},{"$f":"R460*VLOOKUP($B460,$AR$36:$BA$47,MATCH(AO$2,$AS$2:$BA$2,0)+1,FALSE)","v":0},0.75360918680397804]
[2006,1,20,3,null,2013,1,20,3,0.22542875961060002,0.35272056494514908,8.4180874785592386E-3,0.10625926258166708,8.0756399999999992E-2,6.3786999999999996E-2,1.71375666785885E-5,2.1787855487974887E-3,0,0.83956599773145135,null,null,0.21343932905321525,9.3107255726502178E-2,0.31222657158621364,6.3657342345218026E-2,5.8801199566587935E-2,4.7079278059094483E-3,8.5769883653262672E-6,1.5925556000974171E-3,0,0.74754075867210923,null,{"$f":"J461*VLOOKUP($B461,$AR$36:$AZ$47,MATCH(AG$2,$AS$2:$BA$2,0)+1,FALSE)","v":0.21630752403479178},{"$f":"K461*VLOOKUP($B461,$AR$36:$AZ$47,MATCH(AH$2,$AS$2:$BA$2,0)+1,FALSE)","v":0.29830770008802854},{"$f":"L461*VLOOKUP($B461,$AR$36:$AZ$47,MATCH(AI$2,$AS$2:$BA$2,0)+1,FALSE)","v":6.2228339095312677E-3},{"$f":"M461*VLOOKUP($B461,$AR$36:$AZ$47,MATCH(AJ$2,$AS$2:$BA$2,0)+1,FALSE)","v":9.1382554736596455E-2},{"$f":"N461*VLOOKUP($B461,$AR$36:$AZ$47,MATCH(AK$2,$AS$2:$BA$2,0)+1,FALSE)","v":6.3171310299784761E-2},{"$f":"O461*VLOOKUP($B461,$AR$36:$AZ$47,MATCH(AL$2,$AS$2:$BA$2,0)+1,FALSE)","v":5.6529449493429487E-2},{"$f":"P461*VLOOKUP($B461,$AR$36:$AZ$47,MATCH(AM$2,$AS$2:$BA$2,0)+1,FALSE)","v":8.5769883653262672E-6},{"$f":"Q461*VLOOKUP($B461,$AR$36:$AZ$47,MATCH(AN$2,$AS$2:$BA$2,0)+1,FALSE)","v":1.66507983835203E-3},{"$f":"R461*VLOOKUP($B461,$AR$36:$BA$47,MATCH(AO$2,$AS$2:$BA$2,0)+1,FALSE)","v":0},0.73359502938887966]
[2006,1,20,4,null,2013,1,20,4,0.22455333044229542,0.35023950706619911,8.4180874785592386E-3,0.10444502758720532,8.0837800000000015E-2,6.3259999999999997E-2,1.71375666785885E-5,2.1787855487974887E-3,0,0.83394967568973499,null,null,0.21261045959290634,9.1517573683983805E-2,0.31003035091625647,6.3721507014109932E-2,5.831539160929896E-2,4.7079278059094483E-3,8.5769883653262672E-6,1.5925556000974171E-3,0,0.74250434321092773,null,{"$f":"J462*VLOOKUP($B462,$AR$36:$AZ$47,MATCH(AG$2,$AS$2:$BA$2,0)+1,FALSE)","v":0.21546751623724678},{"$f":"K462*VLOOKUP($B462,$AR$36:$AZ$47,MATCH(AH$2,$AS$2:$BA$2,0)+1,FALSE)","v":0.29620938560565652},{"$f":"L462*VLOOKUP($B462,$AR$36:$AZ$47,MATCH(AI$2,$AS$2:$BA$2,0)+1,FALSE)","v":6.2228339095312677E-3},{"$f":"M462*VLOOKUP($B462,$AR$36:$AZ$47,MATCH(AJ$2,$AS$2:$BA$2,0)+1,FALSE)","v":8.9822319660063432E-2},{"$f":"N462*VLOOKUP($B462,$AR$36:$AZ$47,MATCH(AK$2,$AS$2:$BA$2,0)+1,FALSE)","v":6.32349850631274E-2},{"$f":"O462*VLOOKUP($B462,$AR$36:$AZ$47,MATCH(AL$2,$AS$2:$BA$2,0)+1,FALSE)","v":5.6062410443418711E-2},{"$f":"P462*VLOOKUP($B462,$AR$36:$AZ$47,MATCH(AM$2,$AS$2:$BA$2,0)+1,FALSE)","v":8.5769883653262672E-6},{"$f":"Q462*VLOOKUP($B462,$AR$36:$AZ$47,MATCH(AN$2,$AS$2:$BA$2,0)+1,FALSE)","v":1.66507983835203E-3},{"$f":"R462*VLOOKUP($B462,$AR$36:$BA$47,MATCH(AO$2,$AS$2:$BA$2,0)+1,FALSE)","v":0},0.72869310774576157]
[2006,1,20,5,null,2013,1,20,5,0.226318691057112,0.3501101342767784,8.4180874785592386E-3,0.10119638109179581,8.129560000000001E-2,6.4019999999999994E-2,1.71375666785885E-5,2.1787855487974887E-3,0,0.83355481701972145,null,null,0.21428192948793787,8.8671021273735065E-2,0.30991583073651119,6.4082374156845867E-2,5.9015987524933915E-2,4.7079278059094483E-3,8.5769883653262672E-6,1.5925556000974171E-3,0,0.7422762035743361,null,{"$f":"J463*VLOOKUP($B463,$AR$36:$AZ$47,MATCH(AG$2,$AS$2:$BA$2,0)+1,FALSE)","v":0.21716144732340956},{"$f":"K463*VLOOKUP($B463,$AR$36:$AZ$47,MATCH(AH$2,$AS$2:$BA$2,0)+1,FALSE)","v":0.29609997066617871},{"$f":"L463*VLOOKUP($B463,$AR$36:$AZ$47,MATCH(AI$2,$AS$2:$BA$2,0)+1,FALSE)","v":6.2228339095312677E-3},{"$f":"M463*VLOOKUP($B463,$AR$36:$AZ$47,MATCH(AJ$2,$AS$2:$BA$2,0)+1,FALSE)","v":8.7028496242001888E-2},{"$f":"N463*VLOOKUP($B463,$AR$36:$AZ$47,MATCH(AK$2,$AS$2:$BA$2,0)+1,FALSE)","v":6.3593096938535931E-2},{"$f":"O463*VLOOKUP($B463,$AR$36:$AZ$47,MATCH(AL$2,$AS$2:$BA$2,0)+1,FALSE)","v":5.6735939244193262E-2},{"$f":"P463*VLOOKUP($B463,$AR$36:$AZ$47,MATCH(AM$2,$AS$2:$BA$2,0)+1,FALSE)","v":8.5769883653262672E-6},{"$f":"Q463*VLOOKUP($B463,$AR$36:$AZ$47,MATCH(AN$2,$AS$2:$BA$2,0)+1,FALSE)","v":1.66507983835203E-3},{"$f":"R463*VLOOKUP($B463,$AR$36:$BA$47,MATCH(AO$2,$AS$2:$BA$2,0)+1,FALSE)","v":0},0.72851544115056799]
[2006,1,20,6,null,2013,1,20,6,0.2312754615199244,0.35723916897059893,8.4180874785592386E-3,0.10270818558118743,8.2362499999999991E-2,6.3997999999999999E-2,1.71375666785885E-5,2.1787855487974887E-3,0,0.84819732666574599,null,null,0.21897507407020406,8.9995705482738261E-2,0.31622641844357302,6.49233727470271E-2,5.8995707116849747E-2,4.7079278059094483E-3,8.5769883653262672E-6,1.5925556000974171E-3,0,0.75542533825476443,null,{"$f":"J464*VLOOKUP($B464,$AR$36:$AZ$47,MATCH(AG$2,$AS$2:$BA$2,0)+1,FALSE)","v":0.22191765832271507},{"$f":"K464*VLOOKUP($B464,$AR$36:$AZ$47,MATCH(AH$2,$AS$2:$BA$2,0)+1,FALSE)","v":0.30212923619452142},{"$f":"L464*VLOOKUP($B464,$AR$36:$AZ$47,MATCH(AI$2,$AS$2:$BA$2,0)+1,FALSE)","v":6.2228339095312677E-3},{"$f":"M464*VLOOKUP($B464,$AR$36:$AZ$47,MATCH(AJ$2,$AS$2:$BA$2,0)+1,FALSE)","v":8.8328642254183021E-2},{"$f":"N464*VLOOKUP($B464,$AR$36:$AZ$47,MATCH(AK$2,$AS$2:$BA$2,0)+1,FALSE)","v":6.4427674395664269E-2},{"$f":"O464*VLOOKUP($B464,$AR$36:$AZ$47,MATCH(AL$2,$AS$2:$BA$2,0)+1,FALSE)","v":5.6716442357855057E-2},{"$f":"P464*VLOOKUP($B464,$AR$36:$AZ$47,MATCH(AM$2,$AS$2:$BA$2,0)+1,FALSE)","v":8.5769883653262672E-6},{"$f":"Q464*VLOOKUP($B464,$AR$36:$AZ$47,MATCH(AN$2,$AS$2:$BA$2,0)+1,FALSE)","v":1.66507983835203E-3},{"$f":"R464*VLOOKUP($B464,$AR$36:$BA$47,MATCH(AO$2,$AS$2:$BA$2,0)+1,FALSE)","v":0},0.7414161442611874]
[2006,1,20,7,null,2013,1,20,7,0.24420238664361629,0.37014925535587673,8.4180874785592386E-3,0.10406652504875498,8.420140000000001E-2,6.4959000000000003E-2,1.71375666785885E-5,2.1787855487974887E-3,0,0.8781925776422832,null,null,0.23121448056779548,9.1185919465947604E-2,0.32765436569576678,6.6372910948812008E-2,5.9881592215435528E-2,4.7079278059094483E-3,8.5769883653262672E-6,1.5925556000974171E-3,0,0.78261832928812969,null,{"$f":"J465*VLOOKUP($B465,$AR$36:$AZ$47,MATCH(AG$2,$AS$2:$BA$2,0)+1,FALSE)","v":0.2343215378087177},{"$f":"K465*VLOOKUP($B465,$AR$36:$AZ$47,MATCH(AH$2,$AS$2:$BA$2,0)+1,FALSE)","v":0.31304773247819823},{"$f":"L465*VLOOKUP($B465,$AR$36:$AZ$47,MATCH(AI$2,$AS$2:$BA$2,0)+1,FALSE)","v":6.2228339095312677E-3},{"$f":"M465*VLOOKUP($B465,$AR$36:$AZ$47,MATCH(AJ$2,$AS$2:$BA$2,0)+1,FALSE)","v":8.949680894130331E-2},{"$f":"N465*VLOOKUP($B465,$AR$36:$AZ$47,MATCH(AK$2,$AS$2:$BA$2,0)+1,FALSE)","v":6.5866145185722716E-2},{"$f":"O465*VLOOKUP($B465,$AR$36:$AZ$47,MATCH(AL$2,$AS$2:$BA$2,0)+1,FALSE)","v":5.7568101801992358E-2},{"$f":"P465*VLOOKUP($B465,$AR$36:$AZ$47,MATCH(AM$2,$AS$2:$BA$2,0)+1,FALSE)","v":8.5769883653262672E-6},{"$f":"Q465*VLOOKUP($B465,$AR$36:$AZ$47,MATCH(AN$2,$AS$2:$BA$2,0)+1,FALSE)","v":1.66507983835203E-3},{"$f":"R465*VLOOKUP($B465,$AR$36:$BA$47,MATCH(AO$2,$AS$2:$BA$2,0)+1,FALSE)","v":0},0.768196816952183]
[2006,1,20,8,null,2013,1,20,8,0.2745926741080898,0.38190216417244138,4.6299481132075805E-3,0.10377342440506231,8.5330900000000029E-2,6.6659999999999997E-2,9.4256616732236739E-6,2.0285105466369873E-3,0,0.91892704700711136,null,null,0.25998846032688278,9.0929096710708521E-2,0.33805798485115118,6.7263254849467866E-2,6.1449636495034286E-2,2.589360293250196E-3,4.7173436009294462E-6,1.4827139975691443E-3,0,0.8217652248676649,null,{"$f":"J466*VLOOKUP($B466,$AR$36:$AZ$47,MATCH(AG$2,$AS$2:$BA$2,0)+1,FALSE)","v":0.26348218194081952},{"$f":"K466*VLOOKUP($B466,$AR$36:$AZ$47,MATCH(AH$2,$AS$2:$BA$2,0)+1,FALSE)","v":0.32298756459135819},{"$f":"L466*VLOOKUP($B466,$AR$36:$AZ$47,MATCH(AI$2,$AS$2:$BA$2,0)+1,FALSE)","v":3.4225586502421969E-3},{"$f":"M466*VLOOKUP($B466,$AR$36:$AZ$47,MATCH(AJ$2,$AS$2:$BA$2,0)+1,FALSE)","v":8.9244743521641731E-2},{"$f":"N466*VLOOKUP($B466,$AR$36:$AZ$47,MATCH(AK$2,$AS$2:$BA$2,0)+1,FALSE)","v":6.6749691195495411E-2},{"$f":"O466*VLOOKUP($B466,$AR$36:$AZ$47,MATCH(AL$2,$AS$2:$BA$2,0)+1,FALSE)","v":5.9075565604778557E-2},{"$f":"P466*VLOOKUP($B466,$AR$36:$AZ$47,MATCH(AM$2,$AS$2:$BA$2,0)+1,FALSE)","v":4.7173436009294462E-6},{"$f":"Q466*VLOOKUP($B466,$AR$36:$AZ$47,MATCH(AN$2,$AS$2:$BA$2,0)+1,FALSE)","v":1.5502361005441216E-3},{"$f":"R466*VLOOKUP($B466,$AR$36:$BA$47,MATCH(AO$2,$AS$2:$BA$2,0)+1,FALSE)","v":0},0.80651725894848081]
[2006,1,20,9,null,2013,1,20,9,0.3163277094621928,0.38817629711106982,0,0.10443428997862021,8.6614200000000002E-2,6.7198999999999995E-2,0,1.844841099551928E-3,0,0.96459633765143482,null,null,0.29950381745957178,9.1508165099318944E-2,0.34361181757822429,6.827483371419707E-2,6.1946506493096444E-2,0,0,1.3484631500345877E-3,0,0.86619360349444308,null,{"$f":"J467*VLOOKUP($B467,$AR$36:$AZ$47,MATCH(AG$2,$AS$2:$BA$2,0)+1,FALSE)","v":0.30352854593867218},{"$f":"K467*VLOOKUP($B467,$AR$36:$AZ$47,MATCH(AH$2,$AS$2:$BA$2,0)+1,FALSE)","v":0.32829381081848091},{"$f":"L467*VLOOKUP($B467,$AR$36:$AZ$47,MATCH(AI$2,$AS$2:$BA$2,0)+1,FALSE)","v":0},{"$f":"M467*VLOOKUP($B467,$AR$36:$AZ$47,MATCH(AJ$2,$AS$2:$BA$2,0)+1,FALSE)","v":8.9813085358220662E-2},{"$f":"N467*VLOOKUP($B467,$AR$36:$AZ$47,MATCH(AK$2,$AS$2:$BA$2,0)+1,FALSE)","v":6.7753546524704139E-2},{"$f":"O467*VLOOKUP($B467,$AR$36:$AZ$47,MATCH(AL$2,$AS$2:$BA$2,0)+1,FALSE)","v":5.9553239320064712E-2},{"$f":"P467*VLOOKUP($B467,$AR$36:$AZ$47,MATCH(AM$2,$AS$2:$BA$2,0)+1,FALSE)","v":0},{"$f":"Q467*VLOOKUP($B467,$AR$36:$AZ$47,MATCH(AN$2,$AS$2:$BA$2,0)+1,FALSE)","v":1.4098715321122319E-3},{"$f":"R467*VLOOKUP($B467,$AR$36:$BA$47,MATCH(AO$2,$AS$2:$BA$2,0)+1,FALSE)","v":0},0.85035209949225476]
[2006,1,20,10,null,2013,1,20,10,0.35654434874258706,0.39288372538709149,0,9.7967788592933938E-2,8.7320599999999984E-2,6.7755999999999997E-2,0,1.844841099551928E-3,0,1.0043173038221644,null,null,0.33758153442705191,8.5842040720654669E-2,0.34777881076683753,6.883166322408929E-2,6.2459969552318376E-2,0,0,1.3484631500345877E-3,0,0.90384248184098626,null,{"$f":"J468*VLOOKUP($B468,$AR$36:$AZ$47,MATCH(AG$2,$AS$2:$BA$2,0)+1,FALSE)","v":0.34211795078111173},{"$f":"K468*VLOOKUP($B468,$AR$36:$AZ$47,MATCH(AH$2,$AS$2:$BA$2,0)+1,FALSE)","v":0.33227504197399277},{"$f":"L468*VLOOKUP($B468,$AR$36:$AZ$47,MATCH(AI$2,$AS$2:$BA$2,0)+1,FALSE)","v":0},{"$f":"M468*VLOOKUP($B468,$AR$36:$AZ$47,MATCH(AJ$2,$AS$2:$BA$2,0)+1,FALSE)","v":8.4251919183388715E-2},{"$f":"N468*VLOOKUP($B468,$AR$36:$AZ$47,MATCH(AK$2,$AS$2:$BA$2,0)+1,FALSE)","v":6.8306124569240137E-2},{"$f":"O468*VLOOKUP($B468,$AR$36:$AZ$47,MATCH(AL$2,$AS$2:$BA$2,0)+1,FALSE)","v":6.0046865033263959E-2},{"$f":"P468*VLOOKUP($B468,$AR$36:$AZ$47,MATCH(AM$2,$AS$2:$BA$2,0)+1,FALSE)","v":0},{"$f":"Q468*VLOOKUP($B468,$AR$36:$AZ$47,MATCH(AN$2,$AS$2:$BA$2,0)+1,FALSE)","v":1.4098715321122319E-3},{"$f":"R468*VLOOKUP($B468,$AR$36:$BA$47,MATCH(AO$2,$AS$2:$BA$2,0)+1,FALSE)","v":0},0.88840777307310947]
[2006,1,20,11,null,2013,1,20,11,0.34944597881948775,0.40745388323024601,0,0.11122466944708177,8.9599499999999999E-2,6.8274000000000001E-2,0,1.844841099551928E-3,0,1.0278428725963675,null,null,0.33086069137058055,9.7458080262377109E-2,0.36067624540194465,7.0628037473938449E-2,6.2937480979027474E-2,0,0,1.3484631500345877E-3,0,0.92390899863790277,null,{"$f":"J469*VLOOKUP($B469,$AR$36:$AZ$47,MATCH(AG$2,$AS$2:$BA$2,0)+1,FALSE)","v":0.33530679312136635},{"$f":"K469*VLOOKUP($B469,$AR$36:$AZ$47,MATCH(AH$2,$AS$2:$BA$2,0)+1,FALSE)","v":0.34459751678287409},{"$f":"L469*VLOOKUP($B469,$AR$36:$AZ$47,MATCH(AI$2,$AS$2:$BA$2,0)+1,FALSE)","v":0},{"$f":"M469*VLOOKUP($B469,$AR$36:$AZ$47,MATCH(AJ$2,$AS$2:$BA$2,0)+1,FALSE)","v":9.5652785431257006E-2},{"$f":"N469*VLOOKUP($B469,$AR$36:$AZ$47,MATCH(AK$2,$AS$2:$BA$2,0)+1,FALSE)","v":7.0088783269258714E-2},{"$f":"O469*VLOOKUP($B469,$AR$36:$AZ$47,MATCH(AL$2,$AS$2:$BA$2,0)+1,FALSE)","v":6.0505928084318199E-2},{"$f":"P469*VLOOKUP($B469,$AR$36:$AZ$47,MATCH(AM$2,$AS$2:$BA$2,0)+1,FALSE)","v":0},{"$f":"Q469*VLOOKUP($B469,$AR$36:$AZ$47,MATCH(AN$2,$AS$2:$BA$2,0)+1,FALSE)","v":1.4098715321122319E-3},{"$f":"R469*VLOOKUP($B469,$AR$36:$BA$47,MATCH(AO$2,$AS$2:$BA$2,0)+1,FALSE)","v":0},0.90756167822118661]
[2006,1,20,12,null,2013,1,20,12,0.35843714126728687,0.41395659678115215,0,0.11421072664610211,9.1378799999999982E-2,6.8975999999999996E-2,0,1.844841099551928E-3,0,1.0488041057940931,null,null,0.3393736587647217,0.10007454478968805,0.36643241660314008,7.2030595156485536E-2,6.3584610364258692E-2,0,0,1.3484631500345877E-3,0,0.9428442888283286,null,{"$f":"J470*VLOOKUP($B470,$AR$36:$AZ$47,MATCH(AG$2,$AS$2:$BA$2,0)+1,FALSE)","v":0.34393415766277413},{"$f":"K470*VLOOKUP($B470,$AR$36:$AZ$47,MATCH(AH$2,$AS$2:$BA$2,0)+1,FALSE)","v":0.35009708135746509},{"$f":"L470*VLOOKUP($B470,$AR$36:$AZ$47,MATCH(AI$2,$AS$2:$BA$2,0)+1,FALSE)","v":0},{"$f":"M470*VLOOKUP($B470,$AR$36:$AZ$47,MATCH(AJ$2,$AS$2:$BA$2,0)+1,FALSE)","v":9.8220783070299189E-2},{"$f":"N470*VLOOKUP($B470,$AR$36:$AZ$47,MATCH(AK$2,$AS$2:$BA$2,0)+1,FALSE)","v":7.1480632242422529E-2},{"$f":"O470*VLOOKUP($B470,$AR$36:$AZ$47,MATCH(AL$2,$AS$2:$BA$2,0)+1,FALSE)","v":6.1128056002928373E-2},{"$f":"P470*VLOOKUP($B470,$AR$36:$AZ$47,MATCH(AM$2,$AS$2:$BA$2,0)+1,FALSE)","v":0},{"$f":"Q470*VLOOKUP($B470,$AR$36:$AZ$47,MATCH(AN$2,$AS$2:$BA$2,0)+1,FALSE)","v":1.4098715321122319E-3},{"$f":"R470*VLOOKUP($B470,$AR$36:$BA$47,MATCH(AO$2,$AS$2:$BA$2,0)+1,FALSE)","v":0},0.9262705818680016]
[2006,1,20,13,null,2013,1,20,13,0.34511038531354199,0.42162697539467681,0,0.12621779624741539,9.27674E-2,6.9419999999999996E-2,0,1.844841099551928E-3,0,1.0569873980551863,null,null,0.32675568644328101,0.11059546572150961,0.37322219938102102,7.3125178193626503E-2,6.3993905872866491E-2,0,0,1.3484631500345877E-3,0,0.9490408987623391,null,{"$f":"J471*VLOOKUP($B471,$AR$36:$AZ$47,MATCH(AG$2,$AS$2:$BA$2,0)+1,FALSE)","v":0.33114662519020965},{"$f":"K471*VLOOKUP($B471,$AR$36:$AZ$47,MATCH(AH$2,$AS$2:$BA$2,0)+1,FALSE)","v":0.35658417973053774},{"$f":"L471*VLOOKUP($B471,$AR$36:$AZ$47,MATCH(AI$2,$AS$2:$BA$2,0)+1,FALSE)","v":0},{"$f":"M471*VLOOKUP($B471,$AR$36:$AZ$47,MATCH(AJ$2,$AS$2:$BA$2,0)+1,FALSE)","v":0.10854681647585607},{"$f":"N471*VLOOKUP($B471,$AR$36:$AZ$47,MATCH(AK$2,$AS$2:$BA$2,0)+1,FALSE)","v":7.2566857996446757E-2},{"$f":"O471*VLOOKUP($B471,$AR$36:$AZ$47,MATCH(AL$2,$AS$2:$BA$2,0)+1,FALSE)","v":6.1521538618117717E-2},{"$f":"P471*VLOOKUP($B471,$AR$36:$AZ$47,MATCH(AM$2,$AS$2:$BA$2,0)+1,FALSE)","v":0},{"$f":"Q471*VLOOKUP($B471,$AR$36:$AZ$47,MATCH(AN$2,$AS$2:$BA$2,0)+1,FALSE)","v":1.4098715321122319E-3},{"$f":"R471*VLOOKUP($B471,$AR$36:$BA$47,MATCH(AO$2,$AS$2:$BA$2,0)+1,FALSE)","v":0},0.93177588954328017]
[2006,1,20,14,null,2013,1,20,14,0.34060274935354773,0.41888768719164315,0,0.12112669227290232,9.305179999999999E-2,6.9691000000000003E-2,0,1.844841099551928E-3,0,1.0452047699176452,null,null,0.32248778914136073,0.10613450196015388,0.37079739445264165,7.3349360402875291E-2,6.4243723626994223E-2,0,0,1.3484631500345877E-3,0,0.93836123273406036,null,{"$f":"J472*VLOOKUP($B472,$AR$36:$AZ$47,MATCH(AG$2,$AS$2:$BA$2,0)+1,FALSE)","v":0.32682137593877963},{"$f":"K472*VLOOKUP($B472,$AR$36:$AZ$47,MATCH(AH$2,$AS$2:$BA$2,0)+1,FALSE)","v":0.35426747113756896},{"$f":"L472*VLOOKUP($B472,$AR$36:$AZ$47,MATCH(AI$2,$AS$2:$BA$2,0)+1,FALSE)","v":0},{"$f":"M472*VLOOKUP($B472,$AR$36:$AZ$47,MATCH(AJ$2,$AS$2:$BA$2,0)+1,FALSE)","v":0.10416848675365345},{"$f":"N472*VLOOKUP($B472,$AR$36:$AZ$47,MATCH(AK$2,$AS$2:$BA$2,0)+1,FALSE)","v":7.278932854552099E-2},{"$f":"O472*VLOOKUP($B472,$AR$36:$AZ$47,MATCH(AL$2,$AS$2:$BA$2,0)+1,FALSE)","v":6.176170480892023E-2},{"$f":"P472*VLOOKUP($B472,$AR$36:$AZ$47,MATCH(AM$2,$AS$2:$BA$2,0)+1,FALSE)","v":0},{"$f":"Q472*VLOOKUP($B472,$AR$36:$AZ$47,MATCH(AN$2,$AS$2:$BA$2,0)+1,FALSE)","v":1.4098715321122319E-3},{"$f":"R472*VLOOKUP($B472,$AR$36:$BA$47,MATCH(AO$2,$AS$2:$BA$2,0)+1,FALSE)","v":0},0.92121823871655539]
[2006,1,20,15,null,2013,1,20,15,0.35466698761008203,0.41062188901904573,0,0.10992161183988398,9.3408299999999972E-2,6.9439000000000001E-2,0,1.844841099551928E-3,0,1.0399026295685636,null,null,0.33580402076284765,9.6316305748682524E-2,0.3634805491043841,7.363037642818189E-2,6.401142077075736E-2,0,0,1.3484631500345877E-3,0,0.93459113596488819,null,{"$f":"J473*VLOOKUP($B473,$AR$36:$AZ$47,MATCH(AG$2,$AS$2:$BA$2,0)+1,FALSE)","v":0.34031655091095864},{"$f":"K473*VLOOKUP($B473,$AR$36:$AZ$47,MATCH(AH$2,$AS$2:$BA$2,0)+1,FALSE)","v":0.34727680632435393},{"$f":"L473*VLOOKUP($B473,$AR$36:$AZ$47,MATCH(AI$2,$AS$2:$BA$2,0)+1,FALSE)","v":0},{"$f":"M473*VLOOKUP($B473,$AR$36:$AZ$47,MATCH(AJ$2,$AS$2:$BA$2,0)+1,FALSE)","v":9.4532160930186598E-2},{"$f":"N473*VLOOKUP($B473,$AR$36:$AZ$47,MATCH(AK$2,$AS$2:$BA$2,0)+1,FALSE)","v":7.3068198977113683E-2},{"$f":"O473*VLOOKUP($B473,$AR$36:$AZ$47,MATCH(AL$2,$AS$2:$BA$2,0)+1,FALSE)","v":6.1538376838137086E-2},{"$f":"P473*VLOOKUP($B473,$AR$36:$AZ$47,MATCH(AM$2,$AS$2:$BA$2,0)+1,FALSE)","v":0},{"$f":"Q473*VLOOKUP($B473,$AR$36:$AZ$47,MATCH(AN$2,$AS$2:$BA$2,0)+1,FALSE)","v":1.4098715321122319E-3},{"$f":"R473*VLOOKUP($B473,$AR$36:$BA$47,MATCH(AO$2,$AS$2:$BA$2,0)+1,FALSE)","v":0},0.9181419655128622]
[2006,1,20,16,null,2013,1,20,16,0.36744031691993073,0.41423863211573575,0,0.11546128073638794,9.373999999999999E-2,6.9545999999999997E-2,0,1.844841099551928E-3,0,1.0622710708716063,null,null,0.34789800044130248,0.1011703142939661,0.36668207294398003,7.3891843512597616E-2,6.4110057300984916E-2,0,0,1.3484631500345877E-3,0,0.95510075164286579,null,{"$f":"J474*VLOOKUP($B474,$AR$36:$AZ$47,MATCH(AG$2,$AS$2:$BA$2,0)+1,FALSE)","v":0.3525730493340839},{"$f":"K474*VLOOKUP($B474,$AR$36:$AZ$47,MATCH(AH$2,$AS$2:$BA$2,0)+1,FALSE)","v":0.35033560816980525},{"$f":"L474*VLOOKUP($B474,$AR$36:$AZ$47,MATCH(AI$2,$AS$2:$BA$2,0)+1,FALSE)","v":0},{"$f":"M474*VLOOKUP($B474,$AR$36:$AZ$47,MATCH(AJ$2,$AS$2:$BA$2,0)+1,FALSE)","v":9.9296254749944884E-2},{"$f":"N474*VLOOKUP($B474,$AR$36:$AZ$47,MATCH(AK$2,$AS$2:$BA$2,0)+1,FALSE)","v":7.3327669726508643E-2},{"$f":"O474*VLOOKUP($B474,$AR$36:$AZ$47,MATCH(AL$2,$AS$2:$BA$2,0)+1,FALSE)","v":6.1633202603509289E-2},{"$f":"P474*VLOOKUP($B474,$AR$36:$AZ$47,MATCH(AM$2,$AS$2:$BA$2,0)+1,FALSE)","v":0},{"$f":"Q474*VLOOKUP($B474,$AR$36:$AZ$47,MATCH(AN$2,$AS$2:$BA$2,0)+1,FALSE)","v":1.4098715321122319E-3},{"$f":"R474*VLOOKUP($B474,$AR$36:$BA$47,MATCH(AO$2,$AS$2:$BA$2,0)+1,FALSE)","v":0},0.93857565611596416]
[2006,1,20,17,null,2013,1,20,17,0.41783199682279287,0.4188509915096621,7.0150728987993676E-4,0.1174219878623245,9.2635999999999996E-2,6.9748000000000004E-2,1.4281305565490421E-6,1.8726698036557246E-3,0,1.1190645814188716,null,null,0.39560959840648746,0.10288833920157399,0.37076491160895275,7.3021600337454584E-2,6.4296268320666844E-2,3.9232731715912078E-4,7.1474903044385585E-7,1.3688041875398232E-3,0,1.0083425641288652,null,{"$f":"J475*VLOOKUP($B475,$AR$36:$AZ$47,MATCH(AG$2,$AS$2:$BA$2,0)+1,FALSE)","v":0.40092579514420346},{"$f":"K475*VLOOKUP($B475,$AR$36:$AZ$47,MATCH(AH$2,$AS$2:$BA$2,0)+1,FALSE)","v":0.35423643635938229},{"$f":"L475*VLOOKUP($B475,$AR$36:$AZ$47,MATCH(AI$2,$AS$2:$BA$2,0)+1,FALSE)","v":5.1856949246093919E-4},{"$f":"M475*VLOOKUP($B475,$AR$36:$AZ$47,MATCH(AJ$2,$AS$2:$BA$2,0)+1,FALSE)","v":0.10098245529289167},{"$f":"N475*VLOOKUP($B475,$AR$36:$AZ$47,MATCH(AK$2,$AS$2:$BA$2,0)+1,FALSE)","v":7.2464070970608654E-2},{"$f":"O475*VLOOKUP($B475,$AR$36:$AZ$47,MATCH(AL$2,$AS$2:$BA$2,0)+1,FALSE)","v":6.1812219468978323E-2},{"$f":"P475*VLOOKUP($B475,$AR$36:$AZ$47,MATCH(AM$2,$AS$2:$BA$2,0)+1,FALSE)","v":7.1474903044385585E-7},{"$f":"Q475*VLOOKUP($B475,$AR$36:$AZ$47,MATCH(AN$2,$AS$2:$BA$2,0)+1,FALSE)","v":1.4311388909655485E-3},{"$f":"R475*VLOOKUP($B475,$AR$36:$BA$47,MATCH(AO$2,$AS$2:$BA$2,0)+1,FALSE)","v":0},0.99237140036852134]
[2006,1,20,18,null,2013,1,20,18,0.48549683258422038,0.4201052796019748,8.4180874785592386E-3,0.11884028856542489,9.2066200000000042E-2,7.0075999999999999E-2,1.71375666785885E-5,2.1787855487974887E-3,0,1.1971986113456556,null,null,0.45967567928437736,0.10413109285007738,0.37187520148078124,7.2572447655211411E-2,6.4598630768467183E-2,4.7079278059094483E-3,8.5769883653262672E-6,1.5925556000974171E-3,0,1.0791621124332869,null,{"$f":"J476*VLOOKUP($B476,$AR$36:$AZ$47,MATCH(AG$2,$AS$2:$BA$2,0)+1,FALSE)","v":0.46585279519982098},{"$f":"K476*VLOOKUP($B476,$AR$36:$AZ$47,MATCH(AH$2,$AS$2:$BA$2,0)+1,FALSE)","v":0.35529723018104054},{"$f":"L476*VLOOKUP($B476,$AR$36:$AZ$47,MATCH(AI$2,$AS$2:$BA$2,0)+1,FALSE)","v":6.2228339095312677E-3},{"$f":"M476*VLOOKUP($B476,$AR$36:$AZ$47,MATCH(AJ$2,$AS$2:$BA$2,0)+1,FALSE)","v":0.10220218841059907},{"$f":"N476*VLOOKUP($B476,$AR$36:$AZ$47,MATCH(AK$2,$AS$2:$BA$2,0)+1,FALSE)","v":7.2018347627210308E-2},{"$f":"O476*VLOOKUP($B476,$AR$36:$AZ$47,MATCH(AL$2,$AS$2:$BA$2,0)+1,FALSE)","v":6.2102900319838915E-2},{"$f":"P476*VLOOKUP($B476,$AR$36:$AZ$47,MATCH(AM$2,$AS$2:$BA$2,0)+1,FALSE)","v":8.5769883653262672E-6},{"$f":"Q476*VLOOKUP($B476,$AR$36:$AZ$47,MATCH(AN$2,$AS$2:$BA$2,0)+1,FALSE)","v":1.66507983835203E-3},{"$f":"R476*VLOOKUP($B476,$AR$36:$BA$47,MATCH(AO$2,$AS$2:$BA$2,0)+1,FALSE)","v":0},1.0653699524747584]
[2006,1,20,19,null,2013,1,20,19,0.51301713031543361,0.41330303950820113,8.4180874785592386E-3,0.12203437889723225,9.111770000000001E-2,6.9414000000000003E-2,1.71375666785885E-5,2.1787855487974887E-3,0,1.2195002593149027,null,null,0.48573230973934378,0.10692984166605538,0.3658538908041114,7.1824779492509247E-2,6.3988374852479907E-2,4.7079278059094483E-3,8.5769883653262672E-6,1.5925556000974171E-3,0,1.100638256948872,null,{"$f":"J477*VLOOKUP($B477,$AR$36:$AZ$47,MATCH(AG$2,$AS$2:$BA$2,0)+1,FALSE)","v":0.49225957432251072},{"$f":"K477*VLOOKUP($B477,$AR$36:$AZ$47,MATCH(AH$2,$AS$2:$BA$2,0)+1,FALSE)","v":0.34954434588824135},{"$f":"L477*VLOOKUP($B477,$AR$36:$AZ$47,MATCH(AI$2,$AS$2:$BA$2,0)+1,FALSE)","v":6.2228339095312677E-3},{"$f":"M477*VLOOKUP($B477,$AR$36:$AZ$47,MATCH(AJ$2,$AS$2:$BA$2,0)+1,FALSE)","v":0.10494909373902338},{"$f":"N477*VLOOKUP($B477,$AR$36:$AZ$47,MATCH(AK$2,$AS$2:$BA$2,0)+1,FALSE)","v":7.1276388007671207E-2},{"$f":"O477*VLOOKUP($B477,$AR$36:$AZ$47,MATCH(AL$2,$AS$2:$BA$2,0)+1,FALSE)","v":6.1516221285480031E-2},{"$f":"P477*VLOOKUP($B477,$AR$36:$AZ$47,MATCH(AM$2,$AS$2:$BA$2,0)+1,FALSE)","v":8.5769883653262672E-6},{"$f":"Q477*VLOOKUP($B477,$AR$36:$AZ$47,MATCH(AN$2,$AS$2:$BA$2,0)+1,FALSE)","v":1.66507983835203E-3},{"$f":"R477*VLOOKUP($B477,$AR$36:$BA$47,MATCH(AO$2,$AS$2:$BA$2,0)+1,FALSE)","v":0},1.0874421139791752]
[2006,1,20,20,null,2013,1,20,20,0.47575375070599962,0.40190933374215809,8.4180874785592386E-3,0.12282728219815459,9.1227900000000001E-2,6.9424E-2,1.71375666785885E-5,2.1787855487974887E-3,0,1.1717562772403476,null,null,0.45045078330131755,0.10762460510231228,0.35576823648580735,7.1911646157274425E-2,6.3997593219790885E-2,4.7079278059094483E-3,8.5769883653262672E-6,1.5925556000974171E-3,0,1.0560619246608747,null,{"$f":"J478*VLOOKUP($B478,$AR$36:$AZ$47,MATCH(AG$2,$AS$2:$BA$2,0)+1,FALSE)","v":0.45650393518219667},{"$f":"K478*VLOOKUP($B478,$AR$36:$AZ$47,MATCH(AH$2,$AS$2:$BA$2,0)+1,FALSE)","v":0.33990830393226251},{"$f":"L478*VLOOKUP($B478,$AR$36:$AZ$47,MATCH(AI$2,$AS$2:$BA$2,0)+1,FALSE)","v":6.2228339095312677E-3},{"$f":"M478*VLOOKUP($B478,$AR$36:$AZ$47,MATCH(AJ$2,$AS$2:$BA$2,0)+1,FALSE)","v":0.10563098751032332},{"$f":"N478*VLOOKUP($B478,$AR$36:$AZ$47,MATCH(AK$2,$AS$2:$BA$2,0)+1,FALSE)","v":7.1362591434211212E-2},{"$f":"O478*VLOOKUP($B478,$AR$36:$AZ$47,MATCH(AL$2,$AS$2:$BA$2,0)+1,FALSE)","v":6.1525083506542851E-2},{"$f":"P478*VLOOKUP($B478,$AR$36:$AZ$47,MATCH(AM$2,$AS$2:$BA$2,0)+1,FALSE)","v":8.5769883653262672E-6},{"$f":"Q478*VLOOKUP($B478,$AR$36:$AZ$47,MATCH(AN$2,$AS$2:$BA$2,0)+1,FALSE)","v":1.66507983835203E-3},{"$f":"R478*VLOOKUP($B478,$AR$36:$BA$47,MATCH(AO$2,$AS$2:$BA$2,0)+1,FALSE)","v":0},1.0428273923017852]
[2006,1,20,21,null,2013,1,20,21,0.45429584353329022,0.39922447623909352,8.4180874785592386E-3,0.12577956059546364,9.1357600000000011E-2,6.7984000000000003E-2,1.71375666785885E-5,2.1787855487974887E-3,0,1.1492554909618828,null,null,0.43013411510982069,0.11021147172490736,0.35339161335494529,7.2013883965078823E-2,6.2670148327008873E-2,4.7079278059094483E-3,8.5769883653262672E-6,1.5925556000974171E-3,0,1.0347302928761333,null,{"$f":"J479*VLOOKUP($B479,$AR$36:$AZ$47,MATCH(AG$2,$AS$2:$BA$2,0)+1,FALSE)","v":0.43591425186266464},{"$f":"K479*VLOOKUP($B479,$AR$36:$AZ$47,MATCH(AH$2,$AS$2:$BA$2,0)+1,FALSE)","v":0.33763762922145335},{"$f":"L479*VLOOKUP($B479,$AR$36:$AZ$47,MATCH(AI$2,$AS$2:$BA$2,0)+1,FALSE)","v":6.2228339095312677E-3},{"$f":"M479*VLOOKUP($B479,$AR$36:$AZ$47,MATCH(AJ$2,$AS$2:$BA$2,0)+1,FALSE)","v":0.10816993551057334},{"$f":"N479*VLOOKUP($B479,$AR$36:$AZ$47,MATCH(AK$2,$AS$2:$BA$2,0)+1,FALSE)","v":7.1464048643124473E-2},{"$f":"O479*VLOOKUP($B479,$AR$36:$AZ$47,MATCH(AL$2,$AS$2:$BA$2,0)+1,FALSE)","v":6.0248923673496331E-2},{"$f":"P479*VLOOKUP($B479,$AR$36:$AZ$47,MATCH(AM$2,$AS$2:$BA$2,0)+1,FALSE)","v":8.5769883653262672E-6},{"$f":"Q479*VLOOKUP($B479,$AR$36:$AZ$47,MATCH(AN$2,$AS$2:$BA$2,0)+1,FALSE)","v":1.66507983835203E-3},{"$f":"R479*VLOOKUP($B479,$AR$36:$BA$47,MATCH(AO$2,$AS$2:$BA$2,0)+1,FALSE)","v":0},1.0213312796475607]
[2006,1,20,22,null,2013,1,20,22,0.414417278952535,0.38864093833763858,8.4180874785592386E-3,0.11869525504135538,9.1250200000000004E-2,6.7224000000000006E-2,1.71375666785885E-5,2.1787855487974887E-3,0,1.0908416829255643,null,null,0.39237649233611366,0.10400401053192108,0.34402311578878297,7.1929224438801315E-2,6.1969552411373918E-2,4.7079278059094483E-3,8.5769883653262672E-6,1.5925556000974171E-3,0,0.98061145590136523,null,{"$f":"J480*VLOOKUP($B480,$AR$36:$AZ$47,MATCH(AG$2,$AS$2:$BA$2,0)+1,FALSE)","v":0.39764924263569157},{"$f":"K480*VLOOKUP($B480,$AR$36:$AZ$47,MATCH(AH$2,$AS$2:$BA$2,0)+1,FALSE)","v":0.328686773603867},{"$f":"L480*VLOOKUP($B480,$AR$36:$AZ$47,MATCH(AI$2,$AS$2:$BA$2,0)+1,FALSE)","v":6.2228339095312677E-3},{"$f":"M480*VLOOKUP($B480,$AR$36:$AZ$47,MATCH(AJ$2,$AS$2:$BA$2,0)+1,FALSE)","v":0.10207746014098833},{"$f":"N480*VLOOKUP($B480,$AR$36:$AZ$47,MATCH(AK$2,$AS$2:$BA$2,0)+1,FALSE)","v":7.13800355032842E-2},{"$f":"O480*VLOOKUP($B480,$AR$36:$AZ$47,MATCH(AL$2,$AS$2:$BA$2,0)+1,FALSE)","v":5.9575394872721781E-2},{"$f":"P480*VLOOKUP($B480,$AR$36:$AZ$47,MATCH(AM$2,$AS$2:$BA$2,0)+1,FALSE)","v":8.5769883653262672E-6},{"$f":"Q480*VLOOKUP($B480,$AR$36:$AZ$47,MATCH(AN$2,$AS$2:$BA$2,0)+1,FALSE)","v":1.66507983835203E-3},{"$f":"R480*VLOOKUP($B480,$AR$36:$BA$47,MATCH(AO$2,$AS$2:$BA$2,0)+1,FALSE)","v":0},0.96726539749280149]
[2006,1,20,23,null,2013,1,20,23,0.34570273220980158,0.38660640891876946,8.4180874785592386E-3,0.1218307723808157,9.0761800000000004E-2,6.7977999999999997E-2,1.71375666785885E-5,2.1787855487974887E-3,0,1.0234937241034223,null,null,0.32731652936466687,0.10675143609903943,0.34222215999437505,7.1544236425449992E-2,6.2664617306622275E-2,4.7079278059094483E-3,8.5769883653262672E-6,1.5925556000974171E-3,0,0.91680803958452584,null,{"$f":"J481*VLOOKUP($B481,$AR$36:$AZ$47,MATCH(AG$2,$AS$2:$BA$2,0)+1,FALSE)","v":0.33171500471162002},{"$f":"K481*VLOOKUP($B481,$AR$36:$AZ$47,MATCH(AH$2,$AS$2:$BA$2,0)+1,FALSE)","v":0.32696610332823778},{"$f":"L481*VLOOKUP($B481,$AR$36:$AZ$47,MATCH(AI$2,$AS$2:$BA$2,0)+1,FALSE)","v":6.2228339095312677E-3},{"$f":"M481*VLOOKUP($B481,$AR$36:$AZ$47,MATCH(AJ$2,$AS$2:$BA$2,0)+1,FALSE)","v":0.10477399292259466},{"$f":"N481*VLOOKUP($B481,$AR$36:$AZ$47,MATCH(AK$2,$AS$2:$BA$2,0)+1,FALSE)","v":7.0997986923228437E-2},{"$f":"O481*VLOOKUP($B481,$AR$36:$AZ$47,MATCH(AL$2,$AS$2:$BA$2,0)+1,FALSE)","v":6.0243606340858631E-2},{"$f":"P481*VLOOKUP($B481,$AR$36:$AZ$47,MATCH(AM$2,$AS$2:$BA$2,0)+1,FALSE)","v":8.5769883653262672E-6},{"$f":"Q481*VLOOKUP($B481,$AR$36:$AZ$47,MATCH(AN$2,$AS$2:$BA$2,0)+1,FALSE)","v":1.66507983835203E-3},{"$f":"R481*VLOOKUP($B481,$AR$36:$BA$47,MATCH(AO$2,$AS$2:$BA$2,0)+1,FALSE)","v":0},0.90259318496278829]
[2006,1,20,24,null,2013,1,20,24,0.24930814530348031,0.39217955635944296,8.4180874785592386E-3,0.13984098699169517,9.0546000000000043E-2,6.7788000000000001E-2,1.71375666785885E-5,2.1787855487974887E-3,0,0.95027669924865354,null,null,0.23604868940854615,0.1225324759512175,0.34715548368253757,7.137412910914942E-2,6.2489468327713536E-2,4.7079278059094483E-3,8.5769883653262672E-6,1.5925556000974171E-3,0,0.84590930687353627,null,{"$f":"J482*VLOOKUP($B482,$AR$36:$AZ$47,MATCH(AG$2,$AS$2:$BA$2,0)+1,FALSE)","v":0.23922070868621406},{"$f":"K482*VLOOKUP($B482,$AR$36:$AZ$47,MATCH(AH$2,$AS$2:$BA$2,0)+1,FALSE)","v":0.33167950243366651},{"$f":"L482*VLOOKUP($B482,$AR$36:$AZ$47,MATCH(AI$2,$AS$2:$BA$2,0)+1,FALSE)","v":6.2228339095312677E-3},{"$f":"M482*VLOOKUP($B482,$AR$36:$AZ$47,MATCH(AJ$2,$AS$2:$BA$2,0)+1,FALSE)","v":0.12026270781210018},{"$f":"N482*VLOOKUP($B482,$AR$36:$AZ$47,MATCH(AK$2,$AS$2:$BA$2,0)+1,FALSE)","v":7.0829178398298012E-2},{"$f":"O482*VLOOKUP($B482,$AR$36:$AZ$47,MATCH(AL$2,$AS$2:$BA$2,0)+1,FALSE)","v":6.0075224140664997E-2},{"$f":"P482*VLOOKUP($B482,$AR$36:$AZ$47,MATCH(AM$2,$AS$2:$BA$2,0)+1,FALSE)","v":8.5769883653262672E-6},{"$f":"Q482*VLOOKUP($B482,$AR$36:$AZ$47,MATCH(AN$2,$AS$2:$BA$2,0)+1,FALSE)","v":1.66507983835203E-3},{"$f":"R482*VLOOKUP($B482,$AR$36:$BA$47,MATCH(AO$2,$AS$2:$BA$2,0)+1,FALSE)","v":0},0.8299638122071924]
[2006,1,21,1,null,2013,1,21,1,0.23700247661020601,0.33141153608058743,8.4180874785592386E-3,9.2386715081776691E-2,9.0750099999999986E-2,6.7073999999999995E-2,1.71375666785885E-5,2.1787855487974887E-3,0,0.82923883836660528,null,null,0.22439749781267082,8.0951752325962023E-2,0.29336392027681701,7.1535013739626452E-2,6.1831276901709115E-2,4.7079278059094483E-3,8.5769883653262672E-6,1.5925556000974171E-3,0,0.73838852145115752,null,{"$f":"J483*VLOOKUP($B483,$AR$36:$AZ$47,MATCH(AG$2,$AS$2:$BA$2,0)+1,FALSE)","v":0.22741294852627461},{"$f":"K483*VLOOKUP($B483,$AR$36:$AZ$47,MATCH(AH$2,$AS$2:$BA$2,0)+1,FALSE)","v":0.28028593435206894},{"$f":"L483*VLOOKUP($B483,$AR$36:$AZ$47,MATCH(AI$2,$AS$2:$BA$2,0)+1,FALSE)","v":6.2228339095312677E-3},{"$f":"M483*VLOOKUP($B483,$AR$36:$AZ$47,MATCH(AJ$2,$AS$2:$BA$2,0)+1,FALSE)","v":7.9452217555210022E-2},{"$f":"N483*VLOOKUP($B483,$AR$36:$AZ$47,MATCH(AK$2,$AS$2:$BA$2,0)+1,FALSE)","v":7.0988834653804483E-2},{"$f":"O483*VLOOKUP($B483,$AR$36:$AZ$47,MATCH(AL$2,$AS$2:$BA$2,0)+1,FALSE)","v":5.944246155677943E-2},{"$f":"P483*VLOOKUP($B483,$AR$36:$AZ$47,MATCH(AM$2,$AS$2:$BA$2,0)+1,FALSE)","v":8.5769883653262672E-6},{"$f":"Q483*VLOOKUP($B483,$AR$36:$AZ$47,MATCH(AN$2,$AS$2:$BA$2,0)+1,FALSE)","v":1.66507983835203E-3},{"$f":"R483*VLOOKUP($B483,$AR$36:$BA$47,MATCH(AO$2,$AS$2:$BA$2,0)+1,FALSE)","v":0},0.72547888738038613]
[2006,1,21,2,null,2013,1,21,2,0.22219883457475448,0.32474482380341363,8.4180874785592386E-3,8.883988380586523E-2,9.0229600000000021E-2,6.6528000000000004E-2,1.71375666785885E-5,2.1787855487974887E-3,0,0.8031551527780687,null,null,0.21038118760873453,7.7843922301532503E-2,0.28746257818076598,7.1124722460041381E-2,6.1327954046529271E-2,4.7079278059094483E-3,8.5769883653262672E-6,1.5925556000974171E-3,0,0.71444942499197595,null,{"$f":"J484*VLOOKUP($B484,$AR$36:$AZ$47,MATCH(AG$2,$AS$2:$BA$2,0)+1,FALSE)","v":0.21320828732458419},{"$f":"K484*VLOOKUP($B484,$AR$36:$AZ$47,MATCH(AH$2,$AS$2:$BA$2,0)+1,FALSE)","v":0.27464767051320943},{"$f":"L484*VLOOKUP($B484,$AR$36:$AZ$47,MATCH(AI$2,$AS$2:$BA$2,0)+1,FALSE)","v":6.2228339095312677E-3},{"$f":"M484*VLOOKUP($B484,$AR$36:$AZ$47,MATCH(AJ$2,$AS$2:$BA$2,0)+1,FALSE)","v":7.6401956379499855E-2},{"$f":"N484*VLOOKUP($B484,$AR$36:$AZ$47,MATCH(AK$2,$AS$2:$BA$2,0)+1,FALSE)","v":7.0581676001226654E-2},{"$f":"O484*VLOOKUP($B484,$AR$36:$AZ$47,MATCH(AL$2,$AS$2:$BA$2,0)+1,FALSE)","v":5.8958584286749292E-2},{"$f":"P484*VLOOKUP($B484,$AR$36:$AZ$47,MATCH(AM$2,$AS$2:$BA$2,0)+1,FALSE)","v":8.5769883653262672E-6},{"$f":"Q484*VLOOKUP($B484,$AR$36:$AZ$47,MATCH(AN$2,$AS$2:$BA$2,0)+1,FALSE)","v":1.66507983835203E-3},{"$f":"R484*VLOOKUP($B484,$AR$36:$BA$47,MATCH(AO$2,$AS$2:$BA$2,0)+1,FALSE)","v":0},0.70169466524151802]
[2006,1,21,3,null,2013,1,21,3,0.21498003639163024,0.3236206956692802,8.4180874785592386E-3,8.7588004897535279E-2,9.013740000000002E-2,6.6336000000000006E-2,1.71375666785885E-5,2.1787855487974887E-3,0,0.79327614755248099,null,null,0.20354632127030414,7.6746991955654112E-2,0.28646750528673537,7.1052044542697021E-2,6.1150961394158342E-2,4.7079278059094483E-3,8.5769883653262672E-6,1.5925556000974171E-3,0,0.70527288484392103,null,{"$f":"J485*VLOOKUP($B485,$AR$36:$AZ$47,MATCH(AG$2,$AS$2:$BA$2,0)+1,FALSE)","v":0.20628157413947099},{"$f":"K485*VLOOKUP($B485,$AR$36:$AZ$47,MATCH(AH$2,$AS$2:$BA$2,0)+1,FALSE)","v":0.27369695736624639},{"$f":"L485*VLOOKUP($B485,$AR$36:$AZ$47,MATCH(AI$2,$AS$2:$BA$2,0)+1,FALSE)","v":6.2228339095312677E-3},{"$f":"M485*VLOOKUP($B485,$AR$36:$AZ$47,MATCH(AJ$2,$AS$2:$BA$2,0)+1,FALSE)","v":7.5325345361461502E-2},{"$f":"N485*VLOOKUP($B485,$AR$36:$AZ$47,MATCH(AK$2,$AS$2:$BA$2,0)+1,FALSE)","v":7.0509552989185015E-2},{"$f":"O485*VLOOKUP($B485,$AR$36:$AZ$47,MATCH(AL$2,$AS$2:$BA$2,0)+1,FALSE)","v":5.8788429642343092E-2},{"$f":"P485*VLOOKUP($B485,$AR$36:$AZ$47,MATCH(AM$2,$AS$2:$BA$2,0)+1,FALSE)","v":8.5769883653262672E-6},{"$f":"Q485*VLOOKUP($B485,$AR$36:$AZ$47,MATCH(AN$2,$AS$2:$BA$2,0)+1,FALSE)","v":1.66507983835203E-3},{"$f":"R485*VLOOKUP($B485,$AR$36:$BA$47,MATCH(AO$2,$AS$2:$BA$2,0)+1,FALSE)","v":0},0.69249835023495565]
[2006,1,21,4,null,2013,1,21,4,0.21121113246812334,0.32719672410500023,8.4180874785592386E-3,9.0697062355734728E-2,9.0462000000000015E-2,6.6170000000000007E-2,1.71375666785885E-5,2.1787855487974887E-3,0,0.79635092952289366,null,null,0.19997786653503036,7.9471232655202395E-2,0.28963298870149828,7.130791495451895E-2,6.0997936496795968E-2,4.7079278059094483E-3,8.5769883653262672E-6,1.5925556000974171E-3,0,0.70769699973741818,null,{"$f":"J486*VLOOKUP($B486,$AR$36:$AZ$47,MATCH(AG$2,$AS$2:$BA$2,0)+1,FALSE)","v":0.20266516655497724},{"$f":"K486*VLOOKUP($B486,$AR$36:$AZ$47,MATCH(AH$2,$AS$2:$BA$2,0)+1,FALSE)","v":0.27672132544718014},{"$f":"L486*VLOOKUP($B486,$AR$36:$AZ$47,MATCH(AI$2,$AS$2:$BA$2,0)+1,FALSE)","v":6.2228339095312677E-3},{"$f":"M486*VLOOKUP($B486,$AR$36:$AZ$47,MATCH(AJ$2,$AS$2:$BA$2,0)+1,FALSE)","v":7.799912274754843E-2},{"$f":"N486*VLOOKUP($B486,$AR$36:$AZ$47,MATCH(AK$2,$AS$2:$BA$2,0)+1,FALSE)","v":7.0763469797305606E-2},{"$f":"O486*VLOOKUP($B486,$AR$36:$AZ$47,MATCH(AL$2,$AS$2:$BA$2,0)+1,FALSE)","v":5.8641316772700229E-2},{"$f":"P486*VLOOKUP($B486,$AR$36:$AZ$47,MATCH(AM$2,$AS$2:$BA$2,0)+1,FALSE)","v":8.5769883653262672E-6},{"$f":"Q486*VLOOKUP($B486,$AR$36:$AZ$47,MATCH(AN$2,$AS$2:$BA$2,0)+1,FALSE)","v":1.66507983835203E-3},{"$f":"R486*VLOOKUP($B486,$AR$36:$BA$47,MATCH(AO$2,$AS$2:$BA$2,0)+1,FALSE)","v":0},0.69468689205596035]
[2006,1,21,5,null,2013,1,21,5,0.21990372631393551,0.33217818187415332,8.4180874785592386E-3,8.8714813774359871E-2,9.3076700000000026E-2,6.6550999999999999E-2,1.71375666785885E-5,2.1787855487974887E-3,0,0.81103843255648389,null,null,0.20820814470090027,7.7734332538492878E-2,0.29404255149805947,7.3368988170140786E-2,6.1349156291344541E-2,4.7079278059094483E-3,8.5769883653262672E-6,1.5925556000974171E-3,0,0.72101223359331013,null,{"$f":"J487*VLOOKUP($B487,$AR$36:$AZ$47,MATCH(AG$2,$AS$2:$BA$2,0)+1,FALSE)","v":0.21100604309386978},{"$f":"K487*VLOOKUP($B487,$AR$36:$AZ$47,MATCH(AH$2,$AS$2:$BA$2,0)+1,FALSE)","v":0.28093431260440127},{"$f":"L487*VLOOKUP($B487,$AR$36:$AZ$47,MATCH(AI$2,$AS$2:$BA$2,0)+1,FALSE)","v":6.2228339095312677E-3},{"$f":"M487*VLOOKUP($B487,$AR$36:$AZ$47,MATCH(AJ$2,$AS$2:$BA$2,0)+1,FALSE)","v":7.6294396636261821E-2},{"$f":"N487*VLOOKUP($B487,$AR$36:$AZ$47,MATCH(AK$2,$AS$2:$BA$2,0)+1,FALSE)","v":7.280880645224376E-2},{"$f":"O487*VLOOKUP($B487,$AR$36:$AZ$47,MATCH(AL$2,$AS$2:$BA$2,0)+1,FALSE)","v":5.8978967395193781E-2},{"$f":"P487*VLOOKUP($B487,$AR$36:$AZ$47,MATCH(AM$2,$AS$2:$BA$2,0)+1,FALSE)","v":8.5769883653262672E-6},{"$f":"Q487*VLOOKUP($B487,$AR$36:$AZ$47,MATCH(AN$2,$AS$2:$BA$2,0)+1,FALSE)","v":1.66507983835203E-3},{"$f":"R487*VLOOKUP($B487,$AR$36:$BA$47,MATCH(AO$2,$AS$2:$BA$2,0)+1,FALSE)","v":0},0.70791901691821912]
[2006,1,21,6,null,2013,1,21,6,0.24047036133369329,0.3498910114780841,8.4180874785592386E-3,8.5269738773653944E-2,9.7241800000000017E-2,6.9404999999999994E-2,1.71375666785885E-5,2.1787855487974887E-3,0,0.85289192217946663,null,null,0.22768094305671863,7.4715664129786571E-2,0.30972186427412662,7.6652185496941722E-2,6.3980078321900002E-2,4.7079278059094483E-3,8.5769883653262672E-6,1.5925556000974171E-3,0,0.75905979567384574,null,{"$f":"J488*VLOOKUP($B488,$AR$36:$AZ$47,MATCH(AG$2,$AS$2:$BA$2,0)+1,FALSE)","v":0.2307405166656343},{"$f":"K488*VLOOKUP($B488,$AR$36:$AZ$47,MATCH(AH$2,$AS$2:$BA$2,0)+1,FALSE)","v":0.29591465111123438},{"$f":"L488*VLOOKUP($B488,$AR$36:$AZ$47,MATCH(AI$2,$AS$2:$BA$2,0)+1,FALSE)","v":6.2228339095312677E-3},{"$f":"M488*VLOOKUP($B488,$AR$36:$AZ$47,MATCH(AJ$2,$AS$2:$BA$2,0)+1,FALSE)","v":7.3331645463565409E-2},{"$f":"N488*VLOOKUP($B488,$AR$36:$AZ$47,MATCH(AK$2,$AS$2:$BA$2,0)+1,FALSE)","v":7.606693614264147E-2},{"$f":"O488*VLOOKUP($B488,$AR$36:$AZ$47,MATCH(AL$2,$AS$2:$BA$2,0)+1,FALSE)","v":6.1508245286523482E-2},{"$f":"P488*VLOOKUP($B488,$AR$36:$AZ$47,MATCH(AM$2,$AS$2:$BA$2,0)+1,FALSE)","v":8.5769883653262672E-6},{"$f":"Q488*VLOOKUP($B488,$AR$36:$AZ$47,MATCH(AN$2,$AS$2:$BA$2,0)+1,FALSE)","v":1.66507983835203E-3},{"$f":"R488*VLOOKUP($B488,$AR$36:$BA$47,MATCH(AO$2,$AS$2:$BA$2,0)+1,FALSE)","v":0},0.74545848540584769]
[2006,1,21,7,null,2013,1,21,7,0.27770780722289329,0.39543403069065958,8.4180874785592386E-3,9.1320884919874529E-2,0.10849579999999996,7.4371999999999994E-2,1.71375666785885E-5,2.1787855487974887E-3,0,0.95794453342746255,null,null,0.26293791505964903,8.0017842951530083E-2,0.35003632892871456,8.5523305689930509E-2,6.8558841365266868E-2,4.7079278059094483E-3,8.5769883653262672E-6,1.5925556000974171E-3,0,0.85338329438946325,null,{"$f":"J489*VLOOKUP($B489,$AR$36:$AZ$47,MATCH(AG$2,$AS$2:$BA$2,0)+1,FALSE)","v":0.26647127140866683},{"$f":"K489*VLOOKUP($B489,$AR$36:$AZ$47,MATCH(AH$2,$AS$2:$BA$2,0)+1,FALSE)","v":0.33443192134321248},{"$f":"L489*VLOOKUP($B489,$AR$36:$AZ$47,MATCH(AI$2,$AS$2:$BA$2,0)+1,FALSE)","v":6.2228339095312677E-3},{"$f":"M489*VLOOKUP($B489,$AR$36:$AZ$47,MATCH(AJ$2,$AS$2:$BA$2,0)+1,FALSE)","v":7.8535607739335531E-2},{"$f":"N489*VLOOKUP($B489,$AR$36:$AZ$47,MATCH(AK$2,$AS$2:$BA$2,0)+1,FALSE)","v":8.4870324185121984E-2},{"$f":"O489*VLOOKUP($B489,$AR$36:$AZ$47,MATCH(AL$2,$AS$2:$BA$2,0)+1,FALSE)","v":6.5910110488427695E-2},{"$f":"P489*VLOOKUP($B489,$AR$36:$AZ$47,MATCH(AM$2,$AS$2:$BA$2,0)+1,FALSE)","v":8.5769883653262672E-6},{"$f":"Q489*VLOOKUP($B489,$AR$36:$AZ$47,MATCH(AN$2,$AS$2:$BA$2,0)+1,FALSE)","v":1.66507983835203E-3},{"$f":"R489*VLOOKUP($B489,$AR$36:$BA$47,MATCH(AO$2,$AS$2:$BA$2,0)+1,FALSE)","v":0},0.83811572590101313]
[2006,1,21,8,null,2013,1,21,8,0.29411101230151832,0.45790125611143129,4.4896466552315963E-3,0.11674185906965222,0.1172849,7.9788999999999999E-2,9.1400355619138709E-6,2.0229448058162285E-3,0,1.0723497589792115,null,null,0.27846871553227598,0.10229239185648842,0.40533202066889917,9.2451434576388519E-2,7.355243093762813E-2,2.5108948298183738E-3,4.5743937948406776E-6,1.4786457900680978E-3,0,0.95609110858536139,null,{"$f":"J490*VLOOKUP($B490,$AR$36:$AZ$47,MATCH(AG$2,$AS$2:$BA$2,0)+1,FALSE)","v":0.28221077457996258},{"$f":"K490*VLOOKUP($B490,$AR$36:$AZ$47,MATCH(AH$2,$AS$2:$BA$2,0)+1,FALSE)","v":0.38726256462892122},{"$f":"L490*VLOOKUP($B490,$AR$36:$AZ$47,MATCH(AI$2,$AS$2:$BA$2,0)+1,FALSE)","v":3.3188447517500112E-3},{"$f":"M490*VLOOKUP($B490,$AR$36:$AZ$47,MATCH(AJ$2,$AS$2:$BA$2,0)+1,FALSE)","v":0.10039754716239771},{"$f":"N490*VLOOKUP($B490,$AR$36:$AZ$47,MATCH(AK$2,$AS$2:$BA$2,0)+1,FALSE)","v":9.1745555911100868E-2},{"$f":"O490*VLOOKUP($B490,$AR$36:$AZ$47,MATCH(AL$2,$AS$2:$BA$2,0)+1,FALSE)","v":7.071077563815896E-2},{"$f":"P490*VLOOKUP($B490,$AR$36:$AZ$47,MATCH(AM$2,$AS$2:$BA$2,0)+1,FALSE)","v":4.5743937948406776E-6},{"$f":"Q490*VLOOKUP($B490,$AR$36:$AZ$47,MATCH(AN$2,$AS$2:$BA$2,0)+1,FALSE)","v":1.5459826287734586E-3},{"$f":"R490*VLOOKUP($B490,$AR$36:$BA$47,MATCH(AO$2,$AS$2:$BA$2,0)+1,FALSE)","v":0},0.93719661969485979]
[2006,1,21,9,null,2013,1,21,9,0.27528797651673803,0.48633383647804607,0,0.12077922525852698,0.12191339999999998,8.3157999999999996E-2,0,1.844841099551928E-3,0,1.0893172793528632,null,null,0.26064678307082778,0.10583004191236177,0.43050040599000494,9.6099913322900757E-2,7.6658098884699391E-2,0,0,1.3484631500345877E-3,0,0.9710837063308293,null,{"$f":"J491*VLOOKUP($B491,$AR$36:$AZ$47,MATCH(AG$2,$AS$2:$BA$2,0)+1,FALSE)","v":0.2641493512174013},{"$f":"K491*VLOOKUP($B491,$AR$36:$AZ$47,MATCH(AH$2,$AS$2:$BA$2,0)+1,FALSE)","v":0.41130895857267058},{"$f":"L491*VLOOKUP($B491,$AR$36:$AZ$47,MATCH(AI$2,$AS$2:$BA$2,0)+1,FALSE)","v":0},{"$f":"M491*VLOOKUP($B491,$AR$36:$AZ$47,MATCH(AJ$2,$AS$2:$BA$2,0)+1,FALSE)","v":0.10386966646553117},{"$f":"N491*VLOOKUP($B491,$AR$36:$AZ$47,MATCH(AK$2,$AS$2:$BA$2,0)+1,FALSE)","v":9.5366178050306574E-2},{"$f":"O491*VLOOKUP($B491,$AR$36:$AZ$47,MATCH(AL$2,$AS$2:$BA$2,0)+1,FALSE)","v":7.3696457914224051E-2},{"$f":"P491*VLOOKUP($B491,$AR$36:$AZ$47,MATCH(AM$2,$AS$2:$BA$2,0)+1,FALSE)","v":0},{"$f":"Q491*VLOOKUP($B491,$AR$36:$AZ$47,MATCH(AN$2,$AS$2:$BA$2,0)+1,FALSE)","v":1.4098715321122319E-3},{"$f":"R491*VLOOKUP($B491,$AR$36:$BA$47,MATCH(AO$2,$AS$2:$BA$2,0)+1,FALSE)","v":0},0.94980048375224602]
[2006,1,21,10,null,2013,1,21,10,0.27062566049501835,0.49654041237157776,0,0.11740551304909917,0.1248037,8.5181000000000007E-2,0,1.844841099551928E-3,0,1.0964011270152472,null,null,0.25623243236762178,0.10287390352217297,0.43953521857420302,9.8378232026810106E-2,7.8522974591711911E-2,0,0,1.3484631500345877E-3,0,0.97689122423255426,null,{"$f":"J492*VLOOKUP($B492,$AR$36:$AZ$47,MATCH(AG$2,$AS$2:$BA$2,0)+1,FALSE)","v":0.25967568052574697},{"$f":"K492*VLOOKUP($B492,$AR$36:$AZ$47,MATCH(AH$2,$AS$2:$BA$2,0)+1,FALSE)","v":0.41994100468273177},{"$f":"L492*VLOOKUP($B492,$AR$36:$AZ$47,MATCH(AI$2,$AS$2:$BA$2,0)+1,FALSE)","v":0},{"$f":"M492*VLOOKUP($B492,$AR$36:$AZ$47,MATCH(AJ$2,$AS$2:$BA$2,0)+1,FALSE)","v":0.10096828701725376},{"$f":"N492*VLOOKUP($B492,$AR$36:$AZ$47,MATCH(AK$2,$AS$2:$BA$2,0)+1,FALSE)","v":9.7627101496119792E-2},{"$f":"O492*VLOOKUP($B492,$AR$36:$AZ$47,MATCH(AL$2,$AS$2:$BA$2,0)+1,FALSE)","v":7.5489285235233156E-2},{"$f":"P492*VLOOKUP($B492,$AR$36:$AZ$47,MATCH(AM$2,$AS$2:$BA$2,0)+1,FALSE)","v":0},{"$f":"Q492*VLOOKUP($B492,$AR$36:$AZ$47,MATCH(AN$2,$AS$2:$BA$2,0)+1,FALSE)","v":1.4098715321122319E-3},{"$f":"R492*VLOOKUP($B492,$AR$36:$BA$47,MATCH(AO$2,$AS$2:$BA$2,0)+1,FALSE)","v":0},0.95511123048919766]
[2006,1,21,11,null,2013,1,21,11,0.26504792545759143,0.50377584389773999,0,0.12243852053514991,0.12531049999999999,8.5994000000000001E-2,0,1.844841099551928E-3,0,1.1044116309900334,null,null,0.25095134921708911,0.10728396156033194,0.44593998825274939,9.8777724093080471E-2,7.9272427854095093E-2,0,0,1.3484631500345877E-3,0,0.9835739141273806,null,{"$f":"J493*VLOOKUP($B493,$AR$36:$AZ$47,MATCH(AG$2,$AS$2:$BA$2,0)+1,FALSE)","v":0.25432363024719329},{"$f":"K493*VLOOKUP($B493,$AR$36:$AZ$47,MATCH(AH$2,$AS$2:$BA$2,0)+1,FALSE)","v":0.42606025360730049},{"$f":"L493*VLOOKUP($B493,$AR$36:$AZ$47,MATCH(AI$2,$AS$2:$BA$2,0)+1,FALSE)","v":0},{"$f":"M493*VLOOKUP($B493,$AR$36:$AZ$47,MATCH(AJ$2,$AS$2:$BA$2,0)+1,FALSE)","v":0.10529665398413579},{"$f":"N493*VLOOKUP($B493,$AR$36:$AZ$47,MATCH(AK$2,$AS$2:$BA$2,0)+1,FALSE)","v":9.8023543388773865E-2},{"$f":"O493*VLOOKUP($B493,$AR$36:$AZ$47,MATCH(AL$2,$AS$2:$BA$2,0)+1,FALSE)","v":7.6209783807640666E-2},{"$f":"P493*VLOOKUP($B493,$AR$36:$AZ$47,MATCH(AM$2,$AS$2:$BA$2,0)+1,FALSE)","v":0},{"$f":"Q493*VLOOKUP($B493,$AR$36:$AZ$47,MATCH(AN$2,$AS$2:$BA$2,0)+1,FALSE)","v":1.4098715321122319E-3},{"$f":"R493*VLOOKUP($B493,$AR$36:$BA$47,MATCH(AO$2,$AS$2:$BA$2,0)+1,FALSE)","v":0},0.96132373656715631]
[2006,1,21,12,null,2013,1,21,12,0.27213700037502853,0.4951054808225745,0,0.11249306434066383,0.12478429999999997,8.6410000000000001E-2,0,1.844841099551928E-3,0,1.092774686637819,null,null,0.2576633916228559,9.8569482363706107E-2,0.43826502397107336,9.8362939710145439E-2,7.9655911934232118E-2,0,0,1.3484631500345877E-3,0,0.97386521275204752,null,{"$f":"J494*VLOOKUP($B494,$AR$36:$AZ$47,MATCH(AG$2,$AS$2:$BA$2,0)+1,FALSE)","v":0.26112586899320223},{"$f":"K494*VLOOKUP($B494,$AR$36:$AZ$47,MATCH(AH$2,$AS$2:$BA$2,0)+1,FALSE)","v":0.41872743458586631},{"$f":"L494*VLOOKUP($B494,$AR$36:$AZ$47,MATCH(AI$2,$AS$2:$BA$2,0)+1,FALSE)","v":0},{"$f":"M494*VLOOKUP($B494,$AR$36:$AZ$47,MATCH(AJ$2,$AS$2:$BA$2,0)+1,FALSE)","v":9.6743600132717017E-2},{"$f":"N494*VLOOKUP($B494,$AR$36:$AZ$47,MATCH(AK$2,$AS$2:$BA$2,0)+1,FALSE)","v":9.7611925938271518E-2},{"$f":"O494*VLOOKUP($B494,$AR$36:$AZ$47,MATCH(AL$2,$AS$2:$BA$2,0)+1,FALSE)","v":7.6578452203854105E-2},{"$f":"P494*VLOOKUP($B494,$AR$36:$AZ$47,MATCH(AM$2,$AS$2:$BA$2,0)+1,FALSE)","v":0},{"$f":"Q494*VLOOKUP($B494,$AR$36:$AZ$47,MATCH(AN$2,$AS$2:$BA$2,0)+1,FALSE)","v":1.4098715321122319E-3},{"$f":"R494*VLOOKUP($B494,$AR$36:$BA$47,MATCH(AO$2,$AS$2:$BA$2,0)+1,FALSE)","v":0},0.9521971533860234]
[2006,1,21,13,null,2013,1,21,13,0.27597261924885208,0.48879856766432367,0,0.10572193987513188,0.12429570000000006,8.6265999999999995E-2,0,1.844841099551928E-3,0,1.0828996678878595,null,null,0.26129501307322855,9.2636438957878556E-2,0.43268217434902517,9.7977794044045066E-2,7.9523167444953913E-2,0,0,1.3484631500345877E-3,0,0.96546305101916574,null,{"$f":"J495*VLOOKUP($B495,$AR$36:$AZ$47,MATCH(AG$2,$AS$2:$BA$2,0)+1,FALSE)","v":0.26480629212630669},{"$f":"K495*VLOOKUP($B495,$AR$36:$AZ$47,MATCH(AH$2,$AS$2:$BA$2,0)+1,FALSE)","v":0.41339346501937591},{"$f":"L495*VLOOKUP($B495,$AR$36:$AZ$47,MATCH(AI$2,$AS$2:$BA$2,0)+1,FALSE)","v":0},{"$f":"M495*VLOOKUP($B495,$AR$36:$AZ$47,MATCH(AJ$2,$AS$2:$BA$2,0)+1,FALSE)","v":9.0920459287708602E-2},{"$f":"N495*VLOOKUP($B495,$AR$36:$AZ$47,MATCH(AK$2,$AS$2:$BA$2,0)+1,FALSE)","v":9.7229720909165845E-2},{"$f":"O495*VLOOKUP($B495,$AR$36:$AZ$47,MATCH(AL$2,$AS$2:$BA$2,0)+1,FALSE)","v":7.6450836220549462E-2},{"$f":"P495*VLOOKUP($B495,$AR$36:$AZ$47,MATCH(AM$2,$AS$2:$BA$2,0)+1,FALSE)","v":0},{"$f":"Q495*VLOOKUP($B495,$AR$36:$AZ$47,MATCH(AN$2,$AS$2:$BA$2,0)+1,FALSE)","v":1.4098715321122319E-3},{"$f":"R495*VLOOKUP($B495,$AR$36:$BA$47,MATCH(AO$2,$AS$2:$BA$2,0)+1,FALSE)","v":0},0.94421064509521879]
[2006,1,21,14,null,2013,1,21,14,0.27427813344793411,0.48523722187509827,0,0.1008456010924734,0.12331339999999996,8.6348999999999995E-2,0,1.844841099551928E-3,0,1.0718681975150577,null,null,0.25969064851449669,8.8363658298431583E-2,0.42952968794331825,9.720348256674155E-2,7.9599679893635089E-2,0,0,1.3484631500345877E-3,0,0.95573562036665771,null,{"$f":"J496*VLOOKUP($B496,$AR$36:$AZ$47,MATCH(AG$2,$AS$2:$BA$2,0)+1,FALSE)","v":0.26318036813709689},{"$f":"K496*VLOOKUP($B496,$AR$36:$AZ$47,MATCH(AH$2,$AS$2:$BA$2,0)+1,FALSE)","v":0.41038151454870453},{"$f":"L496*VLOOKUP($B496,$AR$36:$AZ$47,MATCH(AI$2,$AS$2:$BA$2,0)+1,FALSE)","v":0},{"$f":"M496*VLOOKUP($B496,$AR$36:$AZ$47,MATCH(AJ$2,$AS$2:$BA$2,0)+1,FALSE)","v":8.6726826799642012E-2},{"$f":"N496*VLOOKUP($B496,$AR$36:$AZ$47,MATCH(AK$2,$AS$2:$BA$2,0)+1,FALSE)","v":9.6461321400179753E-2},{"$f":"O496*VLOOKUP($B496,$AR$36:$AZ$47,MATCH(AL$2,$AS$2:$BA$2,0)+1,FALSE)","v":7.6524392655370893E-2},{"$f":"P496*VLOOKUP($B496,$AR$36:$AZ$47,MATCH(AM$2,$AS$2:$BA$2,0)+1,FALSE)","v":0},{"$f":"Q496*VLOOKUP($B496,$AR$36:$AZ$47,MATCH(AN$2,$AS$2:$BA$2,0)+1,FALSE)","v":1.4098715321122319E-3},{"$f":"R496*VLOOKUP($B496,$AR$36:$BA$47,MATCH(AO$2,$AS$2:$BA$2,0)+1,FALSE)","v":0},0.93468429507310635]
[2006,1,21,15,null,2013,1,21,15,0.27496776711006993,0.47102988722100619,0,8.5976833683714671E-2,0.1227598,8.5902000000000006E-2,0,1.844841099551928E-3,0,1.0424811291143428,null,null,0.26034360400426221,7.5335239920304914E-2,0.41695342267476215,9.6767099757177094E-2,7.9187618874834026E-2,0,0,1.3484631500345877E-3,0,0.92993544838137498,null,{"$f":"J497*VLOOKUP($B497,$AR$36:$AZ$47,MATCH(AG$2,$AS$2:$BA$2,0)+1,FALSE)","v":0.263842098034406},{"$f":"K497*VLOOKUP($B497,$AR$36:$AZ$47,MATCH(AH$2,$AS$2:$BA$2,0)+1,FALSE)","v":0.39836589157049168},{"$f":"L497*VLOOKUP($B497,$AR$36:$AZ$47,MATCH(AI$2,$AS$2:$BA$2,0)+1,FALSE)","v":0},{"$f":"M497*VLOOKUP($B497,$AR$36:$AZ$47,MATCH(AJ$2,$AS$2:$BA$2,0)+1,FALSE)","v":7.393974435069002E-2},{"$f":"N497*VLOOKUP($B497,$AR$36:$AZ$47,MATCH(AK$2,$AS$2:$BA$2,0)+1,FALSE)","v":9.6028270429829934E-2},{"$f":"O497*VLOOKUP($B497,$AR$36:$AZ$47,MATCH(AL$2,$AS$2:$BA$2,0)+1,FALSE)","v":7.6128251373862699E-2},{"$f":"P497*VLOOKUP($B497,$AR$36:$AZ$47,MATCH(AM$2,$AS$2:$BA$2,0)+1,FALSE)","v":0},{"$f":"Q497*VLOOKUP($B497,$AR$36:$AZ$47,MATCH(AN$2,$AS$2:$BA$2,0)+1,FALSE)","v":1.4098715321122319E-3},{"$f":"R497*VLOOKUP($B497,$AR$36:$BA$47,MATCH(AO$2,$AS$2:$BA$2,0)+1,FALSE)","v":0},0.90971412729139267]
[2006,1,21,16,null,2013,1,21,16,0.29467300571462807,0.47593605250479942,0,9.8645709226016787E-2,0.12140519999999998,8.4531999999999996E-2,0,1.844841099551928E-3,0,1.0770368085449962,null,null,0.27900081932077964,8.6436053216254347E-2,0.42129633692029889,9.5699317687386543E-2,7.7924702553228892E-2,0,0,1.3484631500345877E-3,0,0.96170569284798302,null,{"$f":"J498*VLOOKUP($B498,$AR$36:$AZ$47,MATCH(AG$2,$AS$2:$BA$2,0)+1,FALSE)","v":0.28275002877238958},{"$f":"K498*VLOOKUP($B498,$AR$36:$AZ$47,MATCH(AH$2,$AS$2:$BA$2,0)+1,FALSE)","v":0.40251520132873525},{"$f":"L498*VLOOKUP($B498,$AR$36:$AZ$47,MATCH(AI$2,$AS$2:$BA$2,0)+1,FALSE)","v":0},{"$f":"M498*VLOOKUP($B498,$AR$36:$AZ$47,MATCH(AJ$2,$AS$2:$BA$2,0)+1,FALSE)","v":8.4834928305178442E-2},{"$f":"N498*VLOOKUP($B498,$AR$36:$AZ$47,MATCH(AK$2,$AS$2:$BA$2,0)+1,FALSE)","v":9.4968641014302621E-2},{"$f":"O498*VLOOKUP($B498,$AR$36:$AZ$47,MATCH(AL$2,$AS$2:$BA$2,0)+1,FALSE)","v":7.4914127088255941E-2},{"$f":"P498*VLOOKUP($B498,$AR$36:$AZ$47,MATCH(AM$2,$AS$2:$BA$2,0)+1,FALSE)","v":0},{"$f":"Q498*VLOOKUP($B498,$AR$36:$AZ$47,MATCH(AN$2,$AS$2:$BA$2,0)+1,FALSE)","v":1.4098715321122319E-3},{"$f":"R498*VLOOKUP($B498,$AR$36:$BA$47,MATCH(AO$2,$AS$2:$BA$2,0)+1,FALSE)","v":0},0.94139279804097409]
[2006,1,21,17,null,2013,1,21,17,0.3463282873052676,0.47443607203564586,5.61205831903949E-4,0.10071486742958527,0.12027169999999997,8.3211999999999994E-2,1.1425044452392326E-6,1.8671040628349654E-3,0,1.1273923791696829,null,null,0.32790881430689311,8.8249105907544895E-2,0.41996856132149613,9.4805820731748286E-2,7.6707878068178706E-2,3.138618537272964E-4,5.7179922435508406E-7,1.3647359800387762E-3,0,1.0093193499688518,null,{"$f":"J499*VLOOKUP($B499,$AR$36:$AZ$47,MATCH(AG$2,$AS$2:$BA$2,0)+1,FALSE)","v":0.33231524877134577},{"$f":"K499*VLOOKUP($B499,$AR$36:$AZ$47,MATCH(AH$2,$AS$2:$BA$2,0)+1,FALSE)","v":0.40124661716211674},{"$f":"L499*VLOOKUP($B499,$AR$36:$AZ$47,MATCH(AI$2,$AS$2:$BA$2,0)+1,FALSE)","v":4.1485559396875103E-4},{"$f":"M499*VLOOKUP($B499,$AR$36:$AZ$47,MATCH(AJ$2,$AS$2:$BA$2,0)+1,FALSE)","v":8.6614396355325612E-2},{"$f":"N499*VLOOKUP($B499,$AR$36:$AZ$47,MATCH(AK$2,$AS$2:$BA$2,0)+1,FALSE)","v":9.4081966023530292E-2},{"$f":"O499*VLOOKUP($B499,$AR$36:$AZ$47,MATCH(AL$2,$AS$2:$BA$2,0)+1,FALSE)","v":7.3744313907963294E-2},{"$f":"P499*VLOOKUP($B499,$AR$36:$AZ$47,MATCH(AM$2,$AS$2:$BA$2,0)+1,FALSE)","v":5.7179922435508406E-7},{"$f":"Q499*VLOOKUP($B499,$AR$36:$AZ$47,MATCH(AN$2,$AS$2:$BA$2,0)+1,FALSE)","v":1.4268854191948851E-3},{"$f":"R499*VLOOKUP($B499,$AR$36:$BA$47,MATCH(AO$2,$AS$2:$BA$2,0)+1,FALSE)","v":0},0.98984485503266961]
[2006,1,21,18,null,2013,1,21,18,0.44138893281104841,0.46329878917429768,8.4180874785592386E-3,9.436882825611817E-2,0.1173471,8.1406999999999993E-2,1.71375666785885E-5,2.1787855487974887E-3,0,1.2084246608354996,null,null,0.41791365854756263,8.2688533795346339E-2,0.41010989134254155,9.2500464581364877E-2,7.5043962768545691E-2,4.7079278059094483E-3,8.5769883653262672E-6,1.5925556000974171E-3,0,1.0845655714297335,null,{"$f":"J500*VLOOKUP($B500,$AR$36:$AZ$47,MATCH(AG$2,$AS$2:$BA$2,0)+1,FALSE)","v":0.42352957696098475},{"$f":"K500*VLOOKUP($B500,$AR$36:$AZ$47,MATCH(AH$2,$AS$2:$BA$2,0)+1,FALSE)","v":0.39182744072108544},{"$f":"L500*VLOOKUP($B500,$AR$36:$AZ$47,MATCH(AI$2,$AS$2:$BA$2,0)+1,FALSE)","v":6.2228339095312677E-3},{"$f":"M500*VLOOKUP($B500,$AR$36:$AZ$47,MATCH(AJ$2,$AS$2:$BA$2,0)+1,FALSE)","v":8.1156827216971775E-2},{"$f":"N500*VLOOKUP($B500,$AR$36:$AZ$47,MATCH(AK$2,$AS$2:$BA$2,0)+1,FALSE)","v":9.1794211565645226E-2},{"$f":"O500*VLOOKUP($B500,$AR$36:$AZ$47,MATCH(AL$2,$AS$2:$BA$2,0)+1,FALSE)","v":7.2144683006123728E-2},{"$f":"P500*VLOOKUP($B500,$AR$36:$AZ$47,MATCH(AM$2,$AS$2:$BA$2,0)+1,FALSE)","v":8.5769883653262672E-6},{"$f":"Q500*VLOOKUP($B500,$AR$36:$AZ$47,MATCH(AN$2,$AS$2:$BA$2,0)+1,FALSE)","v":1.66507983835203E-3},{"$f":"R500*VLOOKUP($B500,$AR$36:$BA$47,MATCH(AO$2,$AS$2:$BA$2,0)+1,FALSE)","v":0},1.0683492302070594]
[2006,1,21,19,null,2013,1,21,19,0.47930398884203262,0.43494975477014786,8.4180874785592386E-3,8.0708618933894138E-2,0.1091773,7.6700000000000004E-2,1.71375666785885E-5,2.1787855487974887E-3,0,1.1914536731401102,null,null,0.45381220199094241,7.0719086880877566E-2,0.38501546051125796,8.6060507432557332E-2,7.0704877275264477E-2,4.7079278059094483E-3,8.5769883653262672E-6,1.5925556000974171E-3,0,1.0726211944852722,null,{"$f":"J501*VLOOKUP($B501,$AR$36:$AZ$47,MATCH(AG$2,$AS$2:$BA$2,0)+1,FALSE)","v":0.45991052457330062},{"$f":"K501*VLOOKUP($B501,$AR$36:$AZ$47,MATCH(AH$2,$AS$2:$BA$2,0)+1,FALSE)","v":0.36785170442078374},{"$f":"L501*VLOOKUP($B501,$AR$36:$AZ$47,MATCH(AI$2,$AS$2:$BA$2,0)+1,FALSE)","v":6.2228339095312677E-3},{"$f":"M501*VLOOKUP($B501,$AR$36:$AZ$47,MATCH(AJ$2,$AS$2:$BA$2,0)+1,FALSE)","v":6.9409100046908825E-2},{"$f":"N501*VLOOKUP($B501,$AR$36:$AZ$47,MATCH(AK$2,$AS$2:$BA$2,0)+1,FALSE)","v":8.5403424322935295E-2},{"$f":"O501*VLOOKUP($B501,$AR$36:$AZ$47,MATCH(AL$2,$AS$2:$BA$2,0)+1,FALSE)","v":6.7973235551852917E-2},{"$f":"P501*VLOOKUP($B501,$AR$36:$AZ$47,MATCH(AM$2,$AS$2:$BA$2,0)+1,FALSE)","v":8.5769883653262672E-6},{"$f":"Q501*VLOOKUP($B501,$AR$36:$AZ$47,MATCH(AN$2,$AS$2:$BA$2,0)+1,FALSE)","v":1.66507983835203E-3},{"$f":"R501*VLOOKUP($B501,$AR$36:$BA$47,MATCH(AO$2,$AS$2:$BA$2,0)+1,FALSE)","v":0},1.05844447965203]
[2006,1,21,20,null,2013,1,21,20,0.45304791626842611,0.42814396660657839,8.4180874785592386E-3,8.9438377149034062E-2,0.10466040000000001,7.4349999999999999E-2,1.71375666785885E-5,2.1787855487974887E-3,0,1.1602546706180739,null,null,0.42895255886748535,7.8368338445585856E-2,0.37899100910002886,8.2499998920054121E-2,6.8538560957182706E-2,4.7079278059094483E-3,8.5769883653262672E-6,1.5925556000974171E-3,0,1.0436595266847091,null,{"$f":"J502*VLOOKUP($B502,$AR$36:$AZ$47,MATCH(AG$2,$AS$2:$BA$2,0)+1,FALSE)","v":0.43471681788261463},{"$f":"K502*VLOOKUP($B502,$AR$36:$AZ$47,MATCH(AH$2,$AS$2:$BA$2,0)+1,FALSE)","v":0.36209581940547014},{"$f":"L502*VLOOKUP($B502,$AR$36:$AZ$47,MATCH(AI$2,$AS$2:$BA$2,0)+1,FALSE)","v":6.2228339095312677E-3},{"$f":"M502*VLOOKUP($B502,$AR$36:$AZ$47,MATCH(AJ$2,$AS$2:$BA$2,0)+1,FALSE)","v":7.6916658339242702E-2},{"$f":"N502*VLOOKUP($B502,$AR$36:$AZ$47,MATCH(AK$2,$AS$2:$BA$2,0)+1,FALSE)","v":8.187010075361946E-2},{"$f":"O502*VLOOKUP($B502,$AR$36:$AZ$47,MATCH(AL$2,$AS$2:$BA$2,0)+1,FALSE)","v":6.589061360208949E-2},{"$f":"P502*VLOOKUP($B502,$AR$36:$AZ$47,MATCH(AM$2,$AS$2:$BA$2,0)+1,FALSE)","v":8.5769883653262672E-6},{"$f":"Q502*VLOOKUP($B502,$AR$36:$AZ$47,MATCH(AN$2,$AS$2:$BA$2,0)+1,FALSE)","v":1.66507983835203E-3},{"$f":"R502*VLOOKUP($B502,$AR$36:$BA$47,MATCH(AO$2,$AS$2:$BA$2,0)+1,FALSE)","v":0},1.0293865007192851]
[2006,1,21,21,null,2013,1,21,21,0.4256214600238728,0.42677374639733012,8.4180874785592386E-3,0.10199020740326344,0.10237490000000002,7.3249999999999996E-2,1.71375666785885E-5,2.1787855487974887E-3,0,1.1406243244185019,null,null,0.40298477893888762,8.9366593476934167E-2,0.37777809666800705,8.0698422129484013E-2,6.7524540552974216E-2,4.7079278059094483E-3,8.5769883653262672E-6,1.5925556000974171E-3,0,1.0246614921606594,null,{"$f":"J503*VLOOKUP($B503,$AR$36:$AZ$47,MATCH(AG$2,$AS$2:$BA$2,0)+1,FALSE)","v":0.40840008325853372},{"$f":"K503*VLOOKUP($B503,$AR$36:$AZ$47,MATCH(AH$2,$AS$2:$BA$2,0)+1,FALSE)","v":0.36093697787521078},{"$f":"L503*VLOOKUP($B503,$AR$36:$AZ$47,MATCH(AI$2,$AS$2:$BA$2,0)+1,FALSE)","v":6.2228339095312677E-3},{"$f":"M503*VLOOKUP($B503,$AR$36:$AZ$47,MATCH(AJ$2,$AS$2:$BA$2,0)+1,FALSE)","v":8.7711183798799941E-2},{"$f":"N503*VLOOKUP($B503,$AR$36:$AZ$47,MATCH(AK$2,$AS$2:$BA$2,0)+1,FALSE)","v":8.0082279234951495E-2},{"$f":"O503*VLOOKUP($B503,$AR$36:$AZ$47,MATCH(AL$2,$AS$2:$BA$2,0)+1,FALSE)","v":6.4915769285178948E-2},{"$f":"P503*VLOOKUP($B503,$AR$36:$AZ$47,MATCH(AM$2,$AS$2:$BA$2,0)+1,FALSE)","v":8.5769883653262672E-6},{"$f":"Q503*VLOOKUP($B503,$AR$36:$AZ$47,MATCH(AN$2,$AS$2:$BA$2,0)+1,FALSE)","v":1.66507983835203E-3},{"$f":"R503*VLOOKUP($B503,$AR$36:$BA$47,MATCH(AO$2,$AS$2:$BA$2,0)+1,FALSE)","v":0},1.0099427841889232]
[2006,1,21,22,null,2013,1,21,22,0.38991575794134969,0.39825708270953231,8.4180874785592386E-3,9.25324567208263E-2,9.984839999999999E-2,7.1886000000000005E-2,1.71375666785885E-5,2.1787855487974887E-3,0,1.0630537079657436,null,null,0.36917808493483928,8.1079455113721929E-2,0.35253528118968991,7.8706873776224151E-2,6.6267155251755708E-2,4.7079278059094483E-3,8.5769883653262672E-6,1.5925556000974171E-3,0,0.95407591066060327,null,{"$f":"J504*VLOOKUP($B504,$AR$36:$AZ$47,MATCH(AG$2,$AS$2:$BA$2,0)+1,FALSE)","v":0.3741390953316352},{"$f":"K504*VLOOKUP($B504,$AR$36:$AZ$47,MATCH(AH$2,$AS$2:$BA$2,0)+1,FALSE)","v":0.33681947182558863},{"$f":"L504*VLOOKUP($B504,$AR$36:$AZ$47,MATCH(AI$2,$AS$2:$BA$2,0)+1,FALSE)","v":6.2228339095312677E-3},{"$f":"M504*VLOOKUP($B504,$AR$36:$AZ$47,MATCH(AJ$2,$AS$2:$BA$2,0)+1,FALSE)","v":7.9577554800964151E-2},{"$f":"N504*VLOOKUP($B504,$AR$36:$AZ$47,MATCH(AK$2,$AS$2:$BA$2,0)+1,FALSE)","v":7.8105936611055332E-2},{"$f":"O504*VLOOKUP($B504,$AR$36:$AZ$47,MATCH(AL$2,$AS$2:$BA$2,0)+1,FALSE)","v":6.370696233220989E-2},{"$f":"P504*VLOOKUP($B504,$AR$36:$AZ$47,MATCH(AM$2,$AS$2:$BA$2,0)+1,FALSE)","v":8.5769883653262672E-6},{"$f":"Q504*VLOOKUP($B504,$AR$36:$AZ$47,MATCH(AN$2,$AS$2:$BA$2,0)+1,FALSE)","v":1.66507983835203E-3},{"$f":"R504*VLOOKUP($B504,$AR$36:$BA$47,MATCH(AO$2,$AS$2:$BA$2,0)+1,FALSE)","v":0},0.94024551163770187]
[2006,1,21,23,null,2013,1,21,23,0.33679797393832595,0.38102613930234452,8.4180874785592386E-3,0.1005003163978299,9.6497300000000036E-2,7.0232000000000003E-2,1.71375666785885E-5,2.1787855487974887E-3,0,0.99566774023253546,null,null,0.31888537073997358,8.8061110458539413E-2,0.33728253179000878,7.6065323138342106E-2,6.4742437298518571E-2,4.7079278059094483E-3,8.5769883653262672E-6,1.5925556000974171E-3,0,0.89134583381975474,null,{"$f":"J505*VLOOKUP($B505,$AR$36:$AZ$47,MATCH(AG$2,$AS$2:$BA$2,0)+1,FALSE)","v":0.32317054828486047},{"$f":"K505*VLOOKUP($B505,$AR$36:$AZ$47,MATCH(AH$2,$AS$2:$BA$2,0)+1,FALSE)","v":0.32224668075811996},{"$f":"L505*VLOOKUP($B505,$AR$36:$AZ$47,MATCH(AI$2,$AS$2:$BA$2,0)+1,FALSE)","v":6.2228339095312677E-3},{"$f":"M505*VLOOKUP($B505,$AR$36:$AZ$47,MATCH(AJ$2,$AS$2:$BA$2,0)+1,FALSE)","v":8.6429883298046392E-2},{"$f":"N505*VLOOKUP($B505,$AR$36:$AZ$47,MATCH(AK$2,$AS$2:$BA$2,0)+1,FALSE)","v":7.5484554554083913E-2},{"$f":"O505*VLOOKUP($B505,$AR$36:$AZ$47,MATCH(AL$2,$AS$2:$BA$2,0)+1,FALSE)","v":6.2241150968418958E-2},{"$f":"P505*VLOOKUP($B505,$AR$36:$AZ$47,MATCH(AM$2,$AS$2:$BA$2,0)+1,FALSE)","v":8.5769883653262672E-6},{"$f":"Q505*VLOOKUP($B505,$AR$36:$AZ$47,MATCH(AN$2,$AS$2:$BA$2,0)+1,FALSE)","v":1.66507983835203E-3},{"$f":"R505*VLOOKUP($B505,$AR$36:$BA$47,MATCH(AO$2,$AS$2:$BA$2,0)+1,FALSE)","v":0},0.87746930859977834]
[2006,1,21,24,null,2013,1,21,24,0.23917069679334585,0.37383080335883967,8.4180874785592386E-3,0.11526921850803332,9.4272399999999992E-2,6.9056000000000006E-2,1.71375666785885E-5,2.1787855487974887E-3,0,0.90221312925425412,null,null,0.2264504011863504,0.10100202414611126,0.33091325453110854,7.431151513075536E-2,6.3658357302746604E-2,4.7079278059094483E-3,8.5769883653262672E-6,1.5925556000974171E-3,0,0.80264461269144438,null,{"$f":"J506*VLOOKUP($B506,$AR$36:$AZ$47,MATCH(AG$2,$AS$2:$BA$2,0)+1,FALSE)","v":0.22949343878930664},{"$f":"K506*VLOOKUP($B506,$AR$36:$AZ$47,MATCH(AH$2,$AS$2:$BA$2,0)+1,FALSE)","v":0.31616134202262142},{"$f":"L506*VLOOKUP($B506,$AR$36:$AZ$47,MATCH(AI$2,$AS$2:$BA$2,0)+1,FALSE)","v":6.2228339095312677E-3},{"$f":"M506*VLOOKUP($B506,$AR$36:$AZ$47,MATCH(AJ$2,$AS$2:$BA$2,0)+1,FALSE)","v":9.9131081976588209E-2},{"$f":"N506*VLOOKUP($B506,$AR$36:$AZ$47,MATCH(AK$2,$AS$2:$BA$2,0)+1,FALSE)","v":7.3744137097560419E-2},{"$f":"O506*VLOOKUP($B506,$AR$36:$AZ$47,MATCH(AL$2,$AS$2:$BA$2,0)+1,FALSE)","v":6.1198953771430968E-2},{"$f":"P506*VLOOKUP($B506,$AR$36:$AZ$47,MATCH(AM$2,$AS$2:$BA$2,0)+1,FALSE)","v":8.5769883653262672E-6},{"$f":"Q506*VLOOKUP($B506,$AR$36:$AZ$47,MATCH(AN$2,$AS$2:$BA$2,0)+1,FALSE)","v":1.66507983835203E-3},{"$f":"R506*VLOOKUP($B506,$AR$36:$BA$47,MATCH(AO$2,$AS$2:$BA$2,0)+1,FALSE)","v":0},0.78762544439375626]
[2006,1,22,1,null,2013,1,22,1,0.24495562891312678,0.36340073769865677,8.4180874785592386E-3,9.6262095290651897E-2,9.307399999999999E-2,6.7218E-2,1.71375666785885E-5,2.1787855487974887E-3,0,0.87552447249647058,null,null,0.2319276616405945,8.434746586075012E-2,0.32168060986519736,7.3366859858027628E-2,6.196402139098732E-2,4.7079278059094483E-3,8.5769883653262672E-6,1.5925556000974171E-3,0,0.7795956790099291,null,{"$f":"J507*VLOOKUP($B507,$AR$36:$AZ$47,MATCH(AG$2,$AS$2:$BA$2,0)+1,FALSE)","v":0.23504430259967696},{"$f":"K507*VLOOKUP($B507,$AR$36:$AZ$47,MATCH(AH$2,$AS$2:$BA$2,0)+1,FALSE)","v":0.30734028306525629},{"$f":"L507*VLOOKUP($B507,$AR$36:$AZ$47,MATCH(AI$2,$AS$2:$BA$2,0)+1,FALSE)","v":6.2228339095312677E-3},{"$f":"M507*VLOOKUP($B507,$AR$36:$AZ$47,MATCH(AJ$2,$AS$2:$BA$2,0)+1,FALSE)","v":8.2785029542216615E-2},{"$f":"N507*VLOOKUP($B507,$AR$36:$AZ$47,MATCH(AK$2,$AS$2:$BA$2,0)+1,FALSE)","v":7.2806694390068982E-2},{"$f":"O507*VLOOKUP($B507,$AR$36:$AZ$47,MATCH(AL$2,$AS$2:$BA$2,0)+1,FALSE)","v":5.9570077540084081E-2},{"$f":"P507*VLOOKUP($B507,$AR$36:$AZ$47,MATCH(AM$2,$AS$2:$BA$2,0)+1,FALSE)","v":8.5769883653262672E-6},{"$f":"Q507*VLOOKUP($B507,$AR$36:$AZ$47,MATCH(AN$2,$AS$2:$BA$2,0)+1,FALSE)","v":1.66507983835203E-3},{"$f":"R507*VLOOKUP($B507,$AR$36:$BA$47,MATCH(AO$2,$AS$2:$BA$2,0)+1,FALSE)","v":0},0.76544287787355147]
[2006,1,22,2,null,2013,1,22,2,0.23303907260968526,0.35278592511013207,8.4180874785592386E-3,8.8692041816478939E-2,9.2380000000000004E-2,6.6612000000000005E-2,1.71375666785885E-5,2.1787855487974887E-3,0,0.84412305013033151,null,null,0.22064488748868533,7.771437912968597E-2,0.31228442809433682,7.2819804818580844E-2,6.1405388331941556E-2,4.7079278059094483E-3,8.5769883653262672E-6,1.5925556000974171E-3,0,0.75117794825760265,null,{"$f":"J508*VLOOKUP($B508,$AR$36:$AZ$47,MATCH(AG$2,$AS$2:$BA$2,0)+1,FALSE)","v":0.22360991067261682},{"$f":"K508*VLOOKUP($B508,$AR$36:$AZ$47,MATCH(AH$2,$AS$2:$BA$2,0)+1,FALSE)","v":0.29836297738805351},{"$f":"L508*VLOOKUP($B508,$AR$36:$AZ$47,MATCH(AI$2,$AS$2:$BA$2,0)+1,FALSE)","v":6.2228339095312677E-3},{"$f":"M508*VLOOKUP($B508,$AR$36:$AZ$47,MATCH(AJ$2,$AS$2:$BA$2,0)+1,FALSE)","v":7.6274812840581754E-2},{"$f":"N508*VLOOKUP($B508,$AR$36:$AZ$47,MATCH(AK$2,$AS$2:$BA$2,0)+1,FALSE)","v":7.2263816186631857E-2},{"$f":"O508*VLOOKUP($B508,$AR$36:$AZ$47,MATCH(AL$2,$AS$2:$BA$2,0)+1,FALSE)","v":5.9033026943677007E-2},{"$f":"P508*VLOOKUP($B508,$AR$36:$AZ$47,MATCH(AM$2,$AS$2:$BA$2,0)+1,FALSE)","v":8.5769883653262672E-6},{"$f":"Q508*VLOOKUP($B508,$AR$36:$AZ$47,MATCH(AN$2,$AS$2:$BA$2,0)+1,FALSE)","v":1.66507983835203E-3},{"$f":"R508*VLOOKUP($B508,$AR$36:$BA$47,MATCH(AO$2,$AS$2:$BA$2,0)+1,FALSE)","v":0},0.73744103476780964]
[2006,1,22,3,null,2013,1,22,3,0.22788535192431977,0.34993401530450752,8.4180874785592386E-3,8.9806364987262993E-2,9.2034199999999997E-2,6.6541000000000003E-2,1.71375666785885E-5,2.1787855487974887E-3,0,0.83681494281012547,null,null,0.21576526748318023,7.8690779397327743E-2,0.30975993105736438,7.2547223215352161E-2,6.1339937924033555E-2,4.7079278059094483E-3,8.5769883653262672E-6,1.5925556000974171E-3,0,0.74441219947163029,null,{"$f":"J509*VLOOKUP($B509,$AR$36:$AZ$47,MATCH(AG$2,$AS$2:$BA$2,0)+1,FALSE)","v":0.21866471839571322},{"$f":"K509*VLOOKUP($B509,$AR$36:$AZ$47,MATCH(AH$2,$AS$2:$BA$2,0)+1,FALSE)","v":0.29595102090032605},{"$f":"L509*VLOOKUP($B509,$AR$36:$AZ$47,MATCH(AI$2,$AS$2:$BA$2,0)+1,FALSE)","v":6.2228339095312677E-3},{"$f":"M509*VLOOKUP($B509,$AR$36:$AZ$47,MATCH(AJ$2,$AS$2:$BA$2,0)+1,FALSE)","v":7.723312645649047E-2},{"$f":"N509*VLOOKUP($B509,$AR$36:$AZ$47,MATCH(AK$2,$AS$2:$BA$2,0)+1,FALSE)","v":7.1993315779213168E-2},{"$f":"O509*VLOOKUP($B509,$AR$36:$AZ$47,MATCH(AL$2,$AS$2:$BA$2,0)+1,FALSE)","v":5.8970105174130961E-2},{"$f":"P509*VLOOKUP($B509,$AR$36:$AZ$47,MATCH(AM$2,$AS$2:$BA$2,0)+1,FALSE)","v":8.5769883653262672E-6},{"$f":"Q509*VLOOKUP($B509,$AR$36:$AZ$47,MATCH(AN$2,$AS$2:$BA$2,0)+1,FALSE)","v":1.66507983835203E-3},{"$f":"R509*VLOOKUP($B509,$AR$36:$BA$47,MATCH(AO$2,$AS$2:$BA$2,0)+1,FALSE)","v":0},0.73070877744212259]
[2006,1,22,4,null,2013,1,22,4,0.22895606864626611,0.3486431861988567,8.4180874785592386E-3,8.7451932286444545E-2,9.1975599999999963E-2,6.6248000000000001E-2,1.71375666785885E-5,2.1787855487974887E-3,0,0.83388879772560243,null,null,0.21677903812687735,7.6627761433152974E-2,0.30861729525379644,7.2501030959859936E-2,6.1069839761821655E-2,4.7079278059094483E-3,8.5769883653262672E-6,1.5925556000974171E-3,0,0.74190402592988058,null,{"$f":"J510*VLOOKUP($B510,$AR$36:$AZ$47,MATCH(AG$2,$AS$2:$BA$2,0)+1,FALSE)","v":0.21969211207639056},{"$f":"K510*VLOOKUP($B510,$AR$36:$AZ$47,MATCH(AH$2,$AS$2:$BA$2,0)+1,FALSE)","v":0.29485932310897878},{"$f":"L510*VLOOKUP($B510,$AR$36:$AZ$47,MATCH(AI$2,$AS$2:$BA$2,0)+1,FALSE)","v":6.2228339095312677E-3},{"$f":"M510*VLOOKUP($B510,$AR$36:$AZ$47,MATCH(AJ$2,$AS$2:$BA$2,0)+1,FALSE)","v":7.520832344234557E-2},{"$f":"N510*VLOOKUP($B510,$AR$36:$AZ$47,MATCH(AK$2,$AS$2:$BA$2,0)+1,FALSE)","v":7.1947476207568459E-2},{"$f":"O510*VLOOKUP($B510,$AR$36:$AZ$47,MATCH(AL$2,$AS$2:$BA$2,0)+1,FALSE)","v":5.8710442096990244E-2},{"$f":"P510*VLOOKUP($B510,$AR$36:$AZ$47,MATCH(AM$2,$AS$2:$BA$2,0)+1,FALSE)","v":8.5769883653262672E-6},{"$f":"Q510*VLOOKUP($B510,$AR$36:$AZ$47,MATCH(AN$2,$AS$2:$BA$2,0)+1,FALSE)","v":1.66507983835203E-3},{"$f":"R510*VLOOKUP($B510,$AR$36:$BA$47,MATCH(AO$2,$AS$2:$BA$2,0)+1,FALSE)","v":0},0.72831416766852231]
[2006,1,22,5,null,2013,1,22,5,0.23892924642795427,0.35402774062398151,8.4180874785592386E-3,8.709590907999501E-2,9.4162800000000005E-2,6.6407999999999995E-2,1.71375666785885E-5,2.1787855487974887E-3,0,0.85123770672596599,null,null,0.2262217923607602,7.63158042171692E-2,0.31338367729885108,7.4225121424237539E-2,6.121733363879743E-2,4.7079278059094483E-3,8.5769883653262672E-6,1.5925556000974171E-3,0,0.75767278933418769,null,{"$f":"J511*VLOOKUP($B511,$AR$36:$AZ$47,MATCH(AG$2,$AS$2:$BA$2,0)+1,FALSE)","v":0.22926175792123388},{"$f":"K511*VLOOKUP($B511,$AR$36:$AZ$47,MATCH(AH$2,$AS$2:$BA$2,0)+1,FALSE)","v":0.29941322272866094},{"$f":"L511*VLOOKUP($B511,$AR$36:$AZ$47,MATCH(AI$2,$AS$2:$BA$2,0)+1,FALSE)","v":6.2228339095312677E-3},{"$f":"M511*VLOOKUP($B511,$AR$36:$AZ$47,MATCH(AJ$2,$AS$2:$BA$2,0)+1,FALSE)","v":7.4902144862140682E-2},{"$f":"N511*VLOOKUP($B511,$AR$36:$AZ$47,MATCH(AK$2,$AS$2:$BA$2,0)+1,FALSE)","v":7.3658403018170365E-2},{"$f":"O511*VLOOKUP($B511,$AR$36:$AZ$47,MATCH(AL$2,$AS$2:$BA$2,0)+1,FALSE)","v":5.8852237633995413E-2},{"$f":"P511*VLOOKUP($B511,$AR$36:$AZ$47,MATCH(AM$2,$AS$2:$BA$2,0)+1,FALSE)","v":8.5769883653262672E-6},{"$f":"Q511*VLOOKUP($B511,$AR$36:$AZ$47,MATCH(AN$2,$AS$2:$BA$2,0)+1,FALSE)","v":1.66507983835203E-3},{"$f":"R511*VLOOKUP($B511,$AR$36:$BA$47,MATCH(AO$2,$AS$2:$BA$2,0)+1,FALSE)","v":0},0.74398425690044989]
[2006,1,22,6,null,2013,1,22,6,0.26073982276365248,0.37392282710911373,8.4180874785592386E-3,8.5975336794846938E-2,9.7401099999999977E-2,6.8928000000000003E-2,1.71375666785885E-5,2.1787855487974887E-3,0,0.89758109726164836,null,null,0.24687237300271866,7.5333928305569259E-2,0.33099471351850002,7.6777755911615855E-2,6.3540362201165976E-2,4.7079278059094483E-3,8.5769883653262672E-6,1.5925556000974171E-3,0,0.79982819333394195,null,{"$f":"J512*VLOOKUP($B512,$AR$36:$AZ$47,MATCH(AG$2,$AS$2:$BA$2,0)+1,FALSE)","v":0.25018984080247803},{"$f":"K512*VLOOKUP($B512,$AR$36:$AZ$47,MATCH(AH$2,$AS$2:$BA$2,0)+1,FALSE)","v":0.31623916961768095},{"$f":"L512*VLOOKUP($B512,$AR$36:$AZ$47,MATCH(AI$2,$AS$2:$BA$2,0)+1,FALSE)","v":6.2228339095312677E-3},{"$f":"M512*VLOOKUP($B512,$AR$36:$AZ$47,MATCH(AJ$2,$AS$2:$BA$2,0)+1,FALSE)","v":7.3938457032054761E-2},{"$f":"N512*VLOOKUP($B512,$AR$36:$AZ$47,MATCH(AK$2,$AS$2:$BA$2,0)+1,FALSE)","v":7.6191547810951998E-2},{"$f":"O512*VLOOKUP($B512,$AR$36:$AZ$47,MATCH(AL$2,$AS$2:$BA$2,0)+1,FALSE)","v":6.108551734182683E-2},{"$f":"P512*VLOOKUP($B512,$AR$36:$AZ$47,MATCH(AM$2,$AS$2:$BA$2,0)+1,FALSE)","v":8.5769883653262672E-6},{"$f":"Q512*VLOOKUP($B512,$AR$36:$AZ$47,MATCH(AN$2,$AS$2:$BA$2,0)+1,FALSE)","v":1.66507983835203E-3},{"$f":"R512*VLOOKUP($B512,$AR$36:$BA$47,MATCH(AO$2,$AS$2:$BA$2,0)+1,FALSE)","v":0},0.78554102334124143]
[2006,1,22,7,null,2013,1,22,7,0.30144839110078253,0.42218733728412827,8.4180874785592386E-3,9.4444517711278583E-2,0.10954509999999998,7.4367000000000003E-2,1.71375666785885E-5,2.1787855487974887E-3,0,1.0126063566902248,null,null,0.28541585577573675,8.2754854954426499E-2,0.37371822906848257,8.6350430838189204E-2,6.8554232181611385E-2,4.7079278059094483E-3,8.5769883653262672E-6,1.5925556000974171E-3,0,0.90310266321281862,null,{"$f":"J513*VLOOKUP($B513,$AR$36:$AZ$47,MATCH(AG$2,$AS$2:$BA$2,0)+1,FALSE)","v":0.28925127040540999},{"$f":"K513*VLOOKUP($B513,$AR$36:$AZ$47,MATCH(AH$2,$AS$2:$BA$2,0)+1,FALSE)","v":0.35705809671489402},{"$f":"L513*VLOOKUP($B513,$AR$36:$AZ$47,MATCH(AI$2,$AS$2:$BA$2,0)+1,FALSE)","v":6.2228339095312677E-3},{"$f":"M513*VLOOKUP($B513,$AR$36:$AZ$47,MATCH(AJ$2,$AS$2:$BA$2,0)+1,FALSE)","v":8.1221919855591046E-2},{"$f":"N513*VLOOKUP($B513,$AR$36:$AZ$47,MATCH(AK$2,$AS$2:$BA$2,0)+1,FALSE)","v":8.5691134125851956E-2},{"$f":"O513*VLOOKUP($B513,$AR$36:$AZ$47,MATCH(AL$2,$AS$2:$BA$2,0)+1,FALSE)","v":6.5905679377896292E-2},{"$f":"P513*VLOOKUP($B513,$AR$36:$AZ$47,MATCH(AM$2,$AS$2:$BA$2,0)+1,FALSE)","v":8.5769883653262672E-6},{"$f":"Q513*VLOOKUP($B513,$AR$36:$AZ$47,MATCH(AN$2,$AS$2:$BA$2,0)+1,FALSE)","v":1.66507983835203E-3},{"$f":"R513*VLOOKUP($B513,$AR$36:$BA$47,MATCH(AO$2,$AS$2:$BA$2,0)+1,FALSE)","v":0},0.88702459121589183]
[2006,1,22,8,null,2013,1,22,8,0.34075208952117808,0.47685560835155399,4.4896466552315963E-3,0.1127709360853064,0.11783050000000003,7.9729999999999995E-2,9.1400355619138709E-6,2.0229448058162285E-3,0,1.1344608654546482,null,null,0.3226291866508656,9.881296114342869E-2,0.42211032339556692,9.2881511275988218E-2,7.3498042570493305E-2,2.5108948298183738E-3,4.5743937948406776E-6,1.4786457900680978E-3,0,1.0139261400500243,null,{"$f":"J514*VLOOKUP($B514,$AR$36:$AZ$47,MATCH(AG$2,$AS$2:$BA$2,0)+1,FALSE)","v":0.32696467354621384},{"$f":"K514*VLOOKUP($B514,$AR$36:$AZ$47,MATCH(AH$2,$AS$2:$BA$2,0)+1,FALSE)","v":0.40329290077983054},{"$f":"L514*VLOOKUP($B514,$AR$36:$AZ$47,MATCH(AI$2,$AS$2:$BA$2,0)+1,FALSE)","v":3.3188447517500112E-3},{"$f":"M514*VLOOKUP($B514,$AR$36:$AZ$47,MATCH(AJ$2,$AS$2:$BA$2,0)+1,FALSE)","v":9.6982568758111315E-2},{"$f":"N514*VLOOKUP($B514,$AR$36:$AZ$47,MATCH(AK$2,$AS$2:$BA$2,0)+1,FALSE)","v":9.2172348919451474E-2},{"$f":"O514*VLOOKUP($B514,$AR$36:$AZ$47,MATCH(AL$2,$AS$2:$BA$2,0)+1,FALSE)","v":7.06584885338883E-2},{"$f":"P514*VLOOKUP($B514,$AR$36:$AZ$47,MATCH(AM$2,$AS$2:$BA$2,0)+1,FALSE)","v":4.5743937948406776E-6},{"$f":"Q514*VLOOKUP($B514,$AR$36:$AZ$47,MATCH(AN$2,$AS$2:$BA$2,0)+1,FALSE)","v":1.5459826287734586E-3},{"$f":"R514*VLOOKUP($B514,$AR$36:$BA$47,MATCH(AO$2,$AS$2:$BA$2,0)+1,FALSE)","v":0},0.99494038231181392]
[2006,1,22,9,null,2013,1,22,9,0.30613270336047754,0.51203979042393677,0,0.12544616302854456,0.12173120000000004,8.2926E-2,0,1.844841099551928E-3,0,1.1501206979125111,null,null,{"$f":"$J515*$AS$6","v":0.28985103284680841},{"$f":"$M515*$AV$6","v":0.1099193397096125},{"$f":"$K515*$AT$6","v":0.4532551945323931},{"$f":"$N515*$AW$6","v":9.5956291668452376E-2},{"$f":"$O515*$AX$6","v":7.6444232763084513E-2},{"$f":"$L515*$AU$6","v":0},{"$f":"$P515*$AY$6","v":0},{"$f":"$Q515*$AZ$6","v":1.3484631500345877E-3},0,{"$f":"SUM(V515:AD515)","v":1.0267745546703857},null,{"$f":"J515*VLOOKUP($B515,$AR$36:$AZ$47,MATCH(AG$2,$AS$2:$BA$2,0)+1,FALSE)","v":0.29374604732939569},{"$f":"K515*VLOOKUP($B515,$AR$36:$AZ$47,MATCH(AH$2,$AS$2:$BA$2,0)+1,FALSE)","v":0.4330493524205879},{"$f":"L515*VLOOKUP($B515,$AR$36:$AZ$47,MATCH(AI$2,$AS$2:$BA$2,0)+1,FALSE)","v":0},{"$f":"M515*VLOOKUP($B515,$AR$36:$AZ$47,MATCH(AJ$2,$AS$2:$BA$2,0)+1,FALSE)","v":0.10788321489283316},{"$f":"N515*VLOOKUP($B515,$AR$36:$AZ$47,MATCH(AK$2,$AS$2:$BA$2,0)+1,FALSE)","v":9.5223652965773134E-2},{"$f":"O515*VLOOKUP($B515,$AR$36:$AZ$47,MATCH(AL$2,$AS$2:$BA$2,0)+1,FALSE)","v":7.3490854385566559E-2},{"$f":"P515*VLOOKUP($B515,$AR$36:$AZ$47,MATCH(AM$2,$AS$2:$BA$2,0)+1,FALSE)","v":0},{"$f":"Q515*VLOOKUP($B515,$AR$36:$AZ$47,MATCH(AN$2,$AS$2:$BA$2,0)+1,FALSE)","v":1.4098715321122319E-3},{"$f":"R515*VLOOKUP($B515,$AR$36:$BA$47,MATCH(AO$2,$AS$2:$BA$2,0)+1,FALSE)","v":0},1.0048029935262688]
[2006,1,22,10,null,2013,1,22,10,0.2881154101576352,0.52720149876704436,0,0.1295255184779405,0.12437959999999999,8.5125000000000006E-2,0,1.844841099551928E-3,0,1.1561918685021721,null,null,0.27279198954100964,0.11349378189750453,0.46667626686509001,9.80439293723009E-2,7.8471351734770392E-2,0,0,1.3484631500345877E-3,{"$f":"$R516*$BA$6","v":0},1.0308257825607101,null,{"$f":"J516*VLOOKUP($B516,$AR$36:$AZ$47,MATCH(AG$2,$AS$2:$BA$2,0)+1,FALSE)","v":0.27645776481722745},{"$f":"K516*VLOOKUP($B516,$AR$36:$AZ$47,MATCH(AH$2,$AS$2:$BA$2,0)+1,FALSE)","v":0.44587212147557975},{"$f":"L516*VLOOKUP($B516,$AR$36:$AZ$47,MATCH(AI$2,$AS$2:$BA$2,0)+1,FALSE)","v":0},{"$f":"M516*VLOOKUP($B516,$AR$36:$AZ$47,MATCH(AJ$2,$AS$2:$BA$2,0)+1,FALSE)","v":0.1113914447975716},{"$f":"N516*VLOOKUP($B516,$AR$36:$AZ$47,MATCH(AK$2,$AS$2:$BA$2,0)+1,FALSE)","v":9.72953512856332E-2},{"$f":"O516*VLOOKUP($B516,$AR$36:$AZ$47,MATCH(AL$2,$AS$2:$BA$2,0)+1,FALSE)","v":7.543965679728136E-2},{"$f":"P516*VLOOKUP($B516,$AR$36:$AZ$47,MATCH(AM$2,$AS$2:$BA$2,0)+1,FALSE)","v":0},{"$f":"Q516*VLOOKUP($B516,$AR$36:$AZ$47,MATCH(AN$2,$AS$2:$BA$2,0)+1,FALSE)","v":1.4098715321122319E-3},{"$f":"R516*VLOOKUP($B516,$AR$36:$BA$47,MATCH(AO$2,$AS$2:$BA$2,0)+1,FALSE)","v":0},{"$f":"SUM(AG516:AO516)","v":1.0078662107054055}]
[2006,1,22,11,null,2013,1,22,11,0.27755922796513549,0.52623466805625119,0,0.12731746672860766,0.12464870000000003,8.5761000000000004E-2,0,1.844841099551928E-3,0,1.1433659038495463,null,null,0.26279723799101845,0.11155902690403301,0.46582043290433939,9.8256051146242043E-2,7.9057639895749113E-2,0,0,1.3484631500345877E-3,0,1.0188388519914167,null,{"$f":"J517*VLOOKUP($B517,$AR$36:$AZ$47,MATCH(AG$2,$AS$2:$BA$2,0)+1,FALSE)","v":0.2663287039233822},{"$f":"K517*VLOOKUP($B517,$AR$36:$AZ$47,MATCH(AH$2,$AS$2:$BA$2,0)+1,FALSE)","v":0.44505444007456468},{"$f":"L517*VLOOKUP($B517,$AR$36:$AZ$47,MATCH(AI$2,$AS$2:$BA$2,0)+1,FALSE)","v":0},{"$f":"M517*VLOOKUP($B517,$AR$36:$AZ$47,MATCH(AJ$2,$AS$2:$BA$2,0)+1,FALSE)","v":0.1094925288354025},{"$f":"N517*VLOOKUP($B517,$AR$36:$AZ$47,MATCH(AK$2,$AS$2:$BA$2,0)+1,FALSE)","v":9.7505853482383845E-2},{"$f":"O517*VLOOKUP($B517,$AR$36:$AZ$47,MATCH(AL$2,$AS$2:$BA$2,0)+1,FALSE)","v":7.6003294056876891E-2},{"$f":"P517*VLOOKUP($B517,$AR$36:$AZ$47,MATCH(AM$2,$AS$2:$BA$2,0)+1,FALSE)","v":0},{"$f":"Q517*VLOOKUP($B517,$AR$36:$AZ$47,MATCH(AN$2,$AS$2:$BA$2,0)+1,FALSE)","v":1.4098715321122319E-3},{"$f":"R517*VLOOKUP($B517,$AR$36:$BA$47,MATCH(AO$2,$AS$2:$BA$2,0)+1,FALSE)","v":0},0.99579469190472236]
[2006,1,22,12,null,2013,1,22,12,0.28187315882388758,0.52197750427761158,0,0.12307900080247247,0.12464579999999997,8.6409E-2,0,1.844841099551928E-3,0,1.1398293050035235,null,null,0.26688173239920537,0.10784516778921527,0.46205201171377919,9.8253765181379751E-2,7.9654990097501016E-2,0,0,1.3484631500345877E-3,0,1.0160361303311152,null,{"$f":"J518*VLOOKUP($B518,$AR$36:$AZ$47,MATCH(AG$2,$AS$2:$BA$2,0)+1,FALSE)","v":0.27046808571533204},{"$f":"K518*VLOOKUP($B518,$AR$36:$AZ$47,MATCH(AH$2,$AS$2:$BA$2,0)+1,FALSE)","v":0.44145401281878066},{"$f":"L518*VLOOKUP($B518,$AR$36:$AZ$47,MATCH(AI$2,$AS$2:$BA$2,0)+1,FALSE)","v":0},{"$f":"M518*VLOOKUP($B518,$AR$36:$AZ$47,MATCH(AJ$2,$AS$2:$BA$2,0)+1,FALSE)","v":0.10584746453621666},{"$f":"N518*VLOOKUP($B518,$AR$36:$AZ$47,MATCH(AK$2,$AS$2:$BA$2,0)+1,FALSE)","v":9.750358497115906E-2},{"$f":"O518*VLOOKUP($B518,$AR$36:$AZ$47,MATCH(AL$2,$AS$2:$BA$2,0)+1,FALSE)","v":7.6577565981747822E-2},{"$f":"P518*VLOOKUP($B518,$AR$36:$AZ$47,MATCH(AM$2,$AS$2:$BA$2,0)+1,FALSE)","v":0},{"$f":"Q518*VLOOKUP($B518,$AR$36:$AZ$47,MATCH(AN$2,$AS$2:$BA$2,0)+1,FALSE)","v":1.4098715321122319E-3},{"$f":"R518*VLOOKUP($B518,$AR$36:$BA$47,MATCH(AO$2,$AS$2:$BA$2,0)+1,FALSE)","v":0},0.99326058555534846]
[2006,1,22,13,null,2013,1,22,13,0.28109471864668567,0.51884085179001926,0,0.12311653393083934,0.12485409999999998,8.6310999999999999E-2,0,1.844841099551928E-3,0,1.1360620454670962,null,null,0.26614469356965653,0.1078780553370503,0.45927546180489986,9.8417960519588357E-2,7.9564650097853351E-2,0,0,1.3484631500345877E-3,0,1.0126292844790832,null,{"$f":"J519*VLOOKUP($B519,$AR$36:$AZ$47,MATCH(AG$2,$AS$2:$BA$2,0)+1,FALSE)","v":0.26972114256739205},{"$f":"K519*VLOOKUP($B519,$AR$36:$AZ$47,MATCH(AH$2,$AS$2:$BA$2,0)+1,FALSE)","v":0.43880123982354985},{"$f":"L519*VLOOKUP($B519,$AR$36:$AZ$47,MATCH(AI$2,$AS$2:$BA$2,0)+1,FALSE)","v":0},{"$f":"M519*VLOOKUP($B519,$AR$36:$AZ$47,MATCH(AJ$2,$AS$2:$BA$2,0)+1,FALSE)","v":0.10587974288140831},{"$f":"N519*VLOOKUP($B519,$AR$36:$AZ$47,MATCH(AK$2,$AS$2:$BA$2,0)+1,FALSE)","v":9.76665266567152E-2},{"$f":"O519*VLOOKUP($B519,$AR$36:$AZ$47,MATCH(AL$2,$AS$2:$BA$2,0)+1,FALSE)","v":7.6490716215332155E-2},{"$f":"P519*VLOOKUP($B519,$AR$36:$AZ$47,MATCH(AM$2,$AS$2:$BA$2,0)+1,FALSE)","v":0},{"$f":"Q519*VLOOKUP($B519,$AR$36:$AZ$47,MATCH(AN$2,$AS$2:$BA$2,0)+1,FALSE)","v":1.4098715321122319E-3},{"$f":"R519*VLOOKUP($B519,$AR$36:$BA$47,MATCH(AO$2,$AS$2:$BA$2,0)+1,FALSE)","v":0},0.98996923967650985]
[2006,1,22,14,null,2013,1,22,14,0.27919179180628101,0.51204539109427039,0,0.11463173183060334,0.12462920000000001,8.5844000000000004E-2,0,1.844841099551928E-3,0,1.1181869558307067,null,null,0.26434297390995154,0.10044344098210621,0.45326015221921556,9.824068000320281E-2,7.9134152344430303E-2,0,0,1.3484631500345877E-3,0,0.99676986260894107,null,{"$f":"J520*VLOOKUP($B520,$AR$36:$AZ$47,MATCH(AG$2,$AS$2:$BA$2,0)+1,FALSE)","v":0.26789521142187939},{"$f":"K520*VLOOKUP($B520,$AR$36:$AZ$47,MATCH(AH$2,$AS$2:$BA$2,0)+1,FALSE)","v":0.43305408909673387},{"$f":"L520*VLOOKUP($B520,$AR$36:$AZ$47,MATCH(AI$2,$AS$2:$BA$2,0)+1,FALSE)","v":0},{"$f":"M520*VLOOKUP($B520,$AR$36:$AZ$47,MATCH(AJ$2,$AS$2:$BA$2,0)+1,FALSE)","v":9.8582845900233709E-2},{"$f":"N520*VLOOKUP($B520,$AR$36:$AZ$47,MATCH(AK$2,$AS$2:$BA$2,0)+1,FALSE)","v":9.7490599700010602E-2},{"$f":"O520*VLOOKUP($B520,$AR$36:$AZ$47,MATCH(AL$2,$AS$2:$BA$2,0)+1,FALSE)","v":7.6076850491698322E-2},{"$f":"P520*VLOOKUP($B520,$AR$36:$AZ$47,MATCH(AM$2,$AS$2:$BA$2,0)+1,FALSE)","v":0},{"$f":"Q520*VLOOKUP($B520,$AR$36:$AZ$47,MATCH(AN$2,$AS$2:$BA$2,0)+1,FALSE)","v":1.4098715321122319E-3},{"$f":"R520*VLOOKUP($B520,$AR$36:$BA$47,MATCH(AO$2,$AS$2:$BA$2,0)+1,FALSE)","v":0},0.97450946814266814]
[2006,1,22,15,null,2013,1,22,15,0.28372184878571438,0.50033979099710191,0,0.10528981601915027,0.12387150000000004,8.5513000000000006E-2,0,1.844841099551928E-3,0,1.1005807969015187,null,null,0.26863209976919539,9.225780028312322E-2,0.44289841051791579,9.764341256316128E-2,7.8829024386436658E-2,0,0,1.3484631500345877E-3,0,0.98160921066986695,null,{"$f":"J521*VLOOKUP($B521,$AR$36:$AZ$47,MATCH(AG$2,$AS$2:$BA$2,0)+1,FALSE)","v":0.27224197449971554},{"$f":"K521*VLOOKUP($B521,$AR$36:$AZ$47,MATCH(AH$2,$AS$2:$BA$2,0)+1,FALSE)","v":0.42315426756611363},{"$f":"L521*VLOOKUP($B521,$AR$36:$AZ$47,MATCH(AI$2,$AS$2:$BA$2,0)+1,FALSE)","v":0},{"$f":"M521*VLOOKUP($B521,$AR$36:$AZ$47,MATCH(AJ$2,$AS$2:$BA$2,0)+1,FALSE)","v":9.0548834443315573E-2},{"$f":"N521*VLOOKUP($B521,$AR$36:$AZ$47,MATCH(AK$2,$AS$2:$BA$2,0)+1,FALSE)","v":9.6897892474154257E-2},{"$f":"O521*VLOOKUP($B521,$AR$36:$AZ$47,MATCH(AL$2,$AS$2:$BA$2,0)+1,FALSE)","v":7.5783510974518881E-2},{"$f":"P521*VLOOKUP($B521,$AR$36:$AZ$47,MATCH(AM$2,$AS$2:$BA$2,0)+1,FALSE)","v":0},{"$f":"Q521*VLOOKUP($B521,$AR$36:$AZ$47,MATCH(AN$2,$AS$2:$BA$2,0)+1,FALSE)","v":1.4098715321122319E-3},{"$f":"R521*VLOOKUP($B521,$AR$36:$BA$47,MATCH(AO$2,$AS$2:$BA$2,0)+1,FALSE)","v":0},0.96003635148993005]
[2006,1,22,16,null,2013,1,22,16,0.31308470071096572,0.49664745804655808,0,0.10682299232359214,0.12205300000000005,8.5263000000000005E-2,0,1.844841099551928E-3,0,1.1257159921806681,null,null,0.29643328815722692,9.3601211057706468E-2,0.43962997489811467,9.6209954941786649E-2,7.8598565203661999E-2,0,0,1.3484631500345877E-3,0,1.0058214574085313,null,{"$f":"J522*VLOOKUP($B522,$AR$36:$AZ$47,MATCH(AG$2,$AS$2:$BA$2,0)+1,FALSE)","v":0.3004167549027244},{"$f":"K522*VLOOKUP($B522,$AR$36:$AZ$47,MATCH(AH$2,$AS$2:$BA$2,0)+1,FALSE)","v":0.42003153682710137},{"$f":"L522*VLOOKUP($B522,$AR$36:$AZ$47,MATCH(AI$2,$AS$2:$BA$2,0)+1,FALSE)","v":0},{"$f":"M522*VLOOKUP($B522,$AR$36:$AZ$47,MATCH(AJ$2,$AS$2:$BA$2,0)+1,FALSE)","v":9.1867360133759096E-2},{"$f":"N522*VLOOKUP($B522,$AR$36:$AZ$47,MATCH(AK$2,$AS$2:$BA$2,0)+1,FALSE)","v":9.5475379487193993E-2},{"$f":"O522*VLOOKUP($B522,$AR$36:$AZ$47,MATCH(AL$2,$AS$2:$BA$2,0)+1,FALSE)","v":7.5561955447948304E-2},{"$f":"P522*VLOOKUP($B522,$AR$36:$AZ$47,MATCH(AM$2,$AS$2:$BA$2,0)+1,FALSE)","v":0},{"$f":"Q522*VLOOKUP($B522,$AR$36:$AZ$47,MATCH(AN$2,$AS$2:$BA$2,0)+1,FALSE)","v":1.4098715321122319E-3},{"$f":"R522*VLOOKUP($B522,$AR$36:$BA$47,MATCH(AO$2,$AS$2:$BA$2,0)+1,FALSE)","v":0},0.98476285833083943]
[2006,1,22,17,null,2013,1,22,17,0.36161446826840599,0.49892435740268082,4.2090437392796194E-4,0.11176757513849131,0.11908510000000003,8.3631999999999998E-2,8.5687833392942498E-7,1.8615383220142061E-3,0,1.177306800383854,null,null,0.3423819996014143,9.7933788994183826E-2,0.44164547541172838,9.3870466971218702E-2,7.7095049495240139E-2,2.3539639029547242E-4,4.2884941826631334E-7,1.3606677725377292E-3,0,1.0545232734860366,null,{"$f":"J523*VLOOKUP($B523,$AR$36:$AZ$47,MATCH(AG$2,$AS$2:$BA$2,0)+1,FALSE)","v":0.34698292454526131},{"$f":"K523*VLOOKUP($B523,$AR$36:$AZ$47,MATCH(AH$2,$AS$2:$BA$2,0)+1,FALSE)","v":0.42195718754826789},{"$f":"L523*VLOOKUP($B523,$AR$36:$AZ$47,MATCH(AI$2,$AS$2:$BA$2,0)+1,FALSE)","v":3.1114169547656341E-4},{"$f":"M523*VLOOKUP($B523,$AR$36:$AZ$47,MATCH(AJ$2,$AS$2:$BA$2,0)+1,FALSE)","v":9.6119682225537989E-2},{"$f":"N523*VLOOKUP($B523,$AR$36:$AZ$47,MATCH(AK$2,$AS$2:$BA$2,0)+1,FALSE)","v":9.3153753809987819E-2},{"$f":"O523*VLOOKUP($B523,$AR$36:$AZ$47,MATCH(AL$2,$AS$2:$BA$2,0)+1,FALSE)","v":7.4116527192601867E-2},{"$f":"P523*VLOOKUP($B523,$AR$36:$AZ$47,MATCH(AM$2,$AS$2:$BA$2,0)+1,FALSE)","v":4.2884941826631334E-7},{"$f":"Q523*VLOOKUP($B523,$AR$36:$AZ$47,MATCH(AN$2,$AS$2:$BA$2,0)+1,FALSE)","v":1.4226319474242219E-3},{"$f":"R523*VLOOKUP($B523,$AR$36:$BA$47,MATCH(AO$2,$AS$2:$BA$2,0)+1,FALSE)","v":0},1.0340642778139759]
[2006,1,22,18,null,2013,1,22,18,0.43176234230376487,0.50414067247075822,8.4180874785592386E-3,0.12522772138455432,0.11649020000000002,8.2280000000000006E-2,1.71375666785885E-5,2.1787855487974887E-3,0,1.2705149467531129,null,null,0.40879905834085489,0.1097279352003568,0.44626293277566909,9.1825001377759771E-2,7.58487262347948E-2,4.7079278059094483E-3,8.5769883653262672E-6,1.5925556000974171E-3,0,1.1387727143238078,null,{"$f":"J524*VLOOKUP($B524,$AR$36:$AZ$47,MATCH(AG$2,$AS$2:$BA$2,0)+1,FALSE)","v":0.41429249487294834},{"$f":"K524*VLOOKUP($B524,$AR$36:$AZ$47,MATCH(AH$2,$AS$2:$BA$2,0)+1,FALSE)","v":0.42636880145894157},{"$f":"L524*VLOOKUP($B524,$AR$36:$AZ$47,MATCH(AI$2,$AS$2:$BA$2,0)+1,FALSE)","v":6.2228339095312677E-3},{"$f":"M524*VLOOKUP($B524,$AR$36:$AZ$47,MATCH(AJ$2,$AS$2:$BA$2,0)+1,FALSE)","v":0.10769535592408352},{"$f":"N524*VLOOKUP($B524,$AR$36:$AZ$47,MATCH(AK$2,$AS$2:$BA$2,0)+1,FALSE)","v":9.1123905610997868E-2},{"$f":"O524*VLOOKUP($B524,$AR$36:$AZ$47,MATCH(AL$2,$AS$2:$BA$2,0)+1,FALSE)","v":7.2918354904908195E-2},{"$f":"P524*VLOOKUP($B524,$AR$36:$AZ$47,MATCH(AM$2,$AS$2:$BA$2,0)+1,FALSE)","v":8.5769883653262672E-6},{"$f":"Q524*VLOOKUP($B524,$AR$36:$AZ$47,MATCH(AN$2,$AS$2:$BA$2,0)+1,FALSE)","v":1.66507983835203E-3},{"$f":"R524*VLOOKUP($B524,$AR$36:$BA$47,MATCH(AO$2,$AS$2:$BA$2,0)+1,FALSE)","v":0},1.1202954035081281]
[2006,1,22,19,null,2013,1,22,19,0.47687048800601767,0.47148134434202704,8.4180874785592386E-3,0.10567144611973057,0.10942690000000002,7.8284999999999993E-2,1.71375666785885E-5,2.1787855487974887E-3,0,1.2523491890618108,null,null,0.45150812691823794,9.2592194956155616E-2,0.41735305037760517,8.6257258063459255E-2,7.2165988494055783E-2,4.7079278059094483E-3,8.5769883653262672E-6,1.5925556000974171E-3,0,1.126185679203886,null,{"$f":"J525*VLOOKUP($B525,$AR$36:$AZ$47,MATCH(AG$2,$AS$2:$BA$2,0)+1,FALSE)","v":0.45757548736915571},{"$f":"K525*VLOOKUP($B525,$AR$36:$AZ$47,MATCH(AH$2,$AS$2:$BA$2,0)+1,FALSE)","v":0.39874770411232929},{"$f":"L525*VLOOKUP($B525,$AR$36:$AZ$47,MATCH(AI$2,$AS$2:$BA$2,0)+1,FALSE)","v":6.2228339095312677E-3},{"$f":"M525*VLOOKUP($B525,$AR$36:$AZ$47,MATCH(AJ$2,$AS$2:$BA$2,0)+1,FALSE)","v":9.0877034853407909E-2},{"$f":"N525*VLOOKUP($B525,$AR$36:$AZ$47,MATCH(AK$2,$AS$2:$BA$2,0)+1,FALSE)","v":8.5598672737312698E-2},{"$f":"O525*VLOOKUP($B525,$AR$36:$AZ$47,MATCH(AL$2,$AS$2:$BA$2,0)+1,FALSE)","v":6.9377897590310364E-2},{"$f":"P525*VLOOKUP($B525,$AR$36:$AZ$47,MATCH(AM$2,$AS$2:$BA$2,0)+1,FALSE)","v":8.5769883653262672E-6},{"$f":"Q525*VLOOKUP($B525,$AR$36:$AZ$47,MATCH(AN$2,$AS$2:$BA$2,0)+1,FALSE)","v":1.66507983835203E-3},{"$f":"R525*VLOOKUP($B525,$AR$36:$BA$47,MATCH(AO$2,$AS$2:$BA$2,0)+1,FALSE)","v":0},1.1100732873987647]
[2006,1,22,20,null,2013,1,22,20,0.47736487048748266,0.45459377514826371,8.4180874785592386E-3,9.9188815789070156E-2,0.10519259999999998,7.6253000000000001E-2,1.71375666785885E-5,2.1787855487974887E-3,0,1.2232070720188519,null,null,0.45197621566308943,8.6911937957258337E-2,0.40240425420346193,8.2919512885462718E-2,7.0292816256463386E-2,4.7079278059094483E-3,8.5769883653262672E-6,1.5925556000974171E-3,0,1.100813797360108,null,{"$f":"J526*VLOOKUP($B526,$AR$36:$AZ$47,MATCH(AG$2,$AS$2:$BA$2,0)+1,FALSE)","v":0.45804986628459043},{"$f":"K526*VLOOKUP($B526,$AR$36:$AZ$47,MATCH(AH$2,$AS$2:$BA$2,0)+1,FALSE)","v":0.3844653162196574},{"$f":"L526*VLOOKUP($B526,$AR$36:$AZ$47,MATCH(AI$2,$AS$2:$BA$2,0)+1,FALSE)","v":6.2228339095312677E-3},{"$f":"M526*VLOOKUP($B526,$AR$36:$AZ$47,MATCH(AJ$2,$AS$2:$BA$2,0)+1,FALSE)","v":8.5301997848296021E-2},{"$f":"N526*VLOOKUP($B526,$AR$36:$AZ$47,MATCH(AK$2,$AS$2:$BA$2,0)+1,FALSE)","v":8.2286411675621216E-2},{"$f":"O526*VLOOKUP($B526,$AR$36:$AZ$47,MATCH(AL$2,$AS$2:$BA$2,0)+1,FALSE)","v":6.7577094270344723E-2},{"$f":"P526*VLOOKUP($B526,$AR$36:$AZ$47,MATCH(AM$2,$AS$2:$BA$2,0)+1,FALSE)","v":8.5769883653262672E-6},{"$f":"Q526*VLOOKUP($B526,$AR$36:$AZ$47,MATCH(AN$2,$AS$2:$BA$2,0)+1,FALSE)","v":1.66507983835203E-3},{"$f":"R526*VLOOKUP($B526,$AR$36:$BA$47,MATCH(AO$2,$AS$2:$BA$2,0)+1,FALSE)","v":0},1.0855771770347582]
[2006,1,22,21,null,2013,1,22,21,0.44435727622375454,0.45381605246630152,8.4180874785592386E-3,0.11367384459221275,0.10302149999999999,7.4956999999999996E-2,1.71375666785885E-5,2.1787855487974887E-3,0,1.2004396838763041,null,null,0.42072413058982527,9.9604114132896798E-2,0.40171581777313459,8.120811346738932E-2,6.9098115852959566E-2,4.7079278059094483E-3,8.5769883653262672E-6,1.5925556000974171E-3,0,1.0786593522105778,null,{"$f":"J527*VLOOKUP($B527,$AR$36:$AZ$47,MATCH(AG$2,$AS$2:$BA$2,0)+1,FALSE)","v":0.42637781609070602},{"$f":"K527*VLOOKUP($B527,$AR$36:$AZ$47,MATCH(AH$2,$AS$2:$BA$2,0)+1,FALSE)","v":0.38380756986852382},{"$f":"L527*VLOOKUP($B527,$AR$36:$AZ$47,MATCH(AI$2,$AS$2:$BA$2,0)+1,FALSE)","v":6.2228339095312677E-3},{"$f":"M527*VLOOKUP($B527,$AR$36:$AZ$47,MATCH(AJ$2,$AS$2:$BA$2,0)+1,FALSE)","v":9.775906658098199E-2},{"$f":"N527*VLOOKUP($B527,$AR$36:$AZ$47,MATCH(AK$2,$AS$2:$BA$2,0)+1,FALSE)","v":8.0588079013542896E-2},{"$f":"O527*VLOOKUP($B527,$AR$36:$AZ$47,MATCH(AL$2,$AS$2:$BA$2,0)+1,FALSE)","v":6.6428550420602847E-2},{"$f":"P527*VLOOKUP($B527,$AR$36:$AZ$47,MATCH(AM$2,$AS$2:$BA$2,0)+1,FALSE)","v":8.5769883653262672E-6},{"$f":"Q527*VLOOKUP($B527,$AR$36:$AZ$47,MATCH(AN$2,$AS$2:$BA$2,0)+1,FALSE)","v":1.66507983835203E-3},{"$f":"R527*VLOOKUP($B527,$AR$36:$BA$47,MATCH(AO$2,$AS$2:$BA$2,0)+1,FALSE)","v":0},1.0628575727106062]
[2006,1,22,22,null,2013,1,22,22,0.39422611374168015,0.42951874313204241,8.4180874785592386E-3,0.11044887014054433,0.1000335,7.3487999999999998E-2,1.71375666785885E-5,2.1787855487974887E-3,0,1.1183292376083025,null,null,0.37325919442411809,9.6778303811164604E-2,0.38020795476156011,7.885278139553481E-2,6.7743937694975692E-2,4.7079278059094483E-3,8.5769883653262672E-6,1.5925556000974171E-3,0,1.0031512324817256,null,{"$f":"J528*VLOOKUP($B528,$AR$36:$AZ$47,MATCH(AG$2,$AS$2:$BA$2,0)+1,FALSE)","v":0.37827504671817974},{"$f":"K528*VLOOKUP($B528,$AR$36:$AZ$47,MATCH(AH$2,$AS$2:$BA$2,0)+1,FALSE)","v":0.36325851436630963},{"$f":"L528*VLOOKUP($B528,$AR$36:$AZ$47,MATCH(AI$2,$AS$2:$BA$2,0)+1,FALSE)","v":6.2228339095312677E-3},{"$f":"M528*VLOOKUP($B528,$AR$36:$AZ$47,MATCH(AJ$2,$AS$2:$BA$2,0)+1,FALSE)","v":9.4985601028958103E-2},{"$f":"N528*VLOOKUP($B528,$AR$36:$AZ$47,MATCH(AK$2,$AS$2:$BA$2,0)+1,FALSE)","v":7.8250730206813571E-2},{"$f":"O528*VLOOKUP($B528,$AR$36:$AZ$47,MATCH(AL$2,$AS$2:$BA$2,0)+1,FALSE)","v":6.5126690146474139E-2},{"$f":"P528*VLOOKUP($B528,$AR$36:$AZ$47,MATCH(AM$2,$AS$2:$BA$2,0)+1,FALSE)","v":8.5769883653262672E-6},{"$f":"Q528*VLOOKUP($B528,$AR$36:$AZ$47,MATCH(AN$2,$AS$2:$BA$2,0)+1,FALSE)","v":1.66507983835203E-3},{"$f":"R528*VLOOKUP($B528,$AR$36:$BA$47,MATCH(AO$2,$AS$2:$BA$2,0)+1,FALSE)","v":0},0.98779307320298382]
[2006,1,22,23,null,2013,1,22,23,0.35023985647176759,0.40626337299117199,8.4180874785592386E-3,0.1116175278672857,9.7361599999999993E-2,7.2094000000000005E-2,1.71375666785885E-5,2.1787855487974887E-3,0,1.0481903679242608,null,null,0.33161234663295991,9.7802313494431817E-2,0.35962241138338619,7.6746619493664639E-2,6.645889729182422E-2,4.7079278059094483E-3,8.5769883653262672E-6,1.5925556000974171E-3,0,0.93855164869063901,null,{"$f":"J529*VLOOKUP($B529,$AR$36:$AZ$47,MATCH(AG$2,$AS$2:$BA$2,0)+1,FALSE)","v":0.33606854911757478},{"$f":"K529*VLOOKUP($B529,$AR$36:$AZ$47,MATCH(AH$2,$AS$2:$BA$2,0)+1,FALSE)","v":0.34359066204673289},{"$f":"L529*VLOOKUP($B529,$AR$36:$AZ$47,MATCH(AI$2,$AS$2:$BA$2,0)+1,FALSE)","v":6.2228339095312677E-3},{"$f":"M529*VLOOKUP($B529,$AR$36:$AZ$47,MATCH(AJ$2,$AS$2:$BA$2,0)+1,FALSE)","v":9.5990642152786826E-2},{"$f":"N529*VLOOKUP($B529,$AR$36:$AZ$47,MATCH(AK$2,$AS$2:$BA$2,0)+1,FALSE)","v":7.6160649123580587E-2},{"$f":"O529*VLOOKUP($B529,$AR$36:$AZ$47,MATCH(AL$2,$AS$2:$BA$2,0)+1,FALSE)","v":6.389129653031661E-2},{"$f":"P529*VLOOKUP($B529,$AR$36:$AZ$47,MATCH(AM$2,$AS$2:$BA$2,0)+1,FALSE)","v":8.5769883653262672E-6},{"$f":"Q529*VLOOKUP($B529,$AR$36:$AZ$47,MATCH(AN$2,$AS$2:$BA$2,0)+1,FALSE)","v":1.66507983835203E-3},{"$f":"R529*VLOOKUP($B529,$AR$36:$BA$47,MATCH(AO$2,$AS$2:$BA$2,0)+1,FALSE)","v":0},0.92359828970724023]
[2006,1,22,24,null,2013,1,22,24,0.24859957647207354,0.39879786674973516,8.4180874785592386E-3,0.12444075370575891,9.5449800000000001E-2,7.0695999999999995E-2,1.71375666785885E-5,2.1787855487974887E-3,0,0.94859800752160284,null,null,0.23537780581665341,0.10903837271763411,0.3530139806578293,7.5239616864825484E-2,6.5170169541748327E-2,4.7079278059094483E-3,8.5769883653262672E-6,1.5925556000974171E-3,0,0.84414900599306286,null,{"$f":"J530*VLOOKUP($B530,$AR$36:$AZ$47,MATCH(AG$2,$AS$2:$BA$2,0)+1,FALSE)","v":0.23854080976917005},{"$f":"K530*VLOOKUP($B530,$AR$36:$AZ$47,MATCH(AH$2,$AS$2:$BA$2,0)+1,FALSE)","v":0.33727683116130619},{"$f":"L530*VLOOKUP($B530,$AR$36:$AZ$47,MATCH(AI$2,$AS$2:$BA$2,0)+1,FALSE)","v":6.2228339095312677E-3},{"$f":"M530*VLOOKUP($B530,$AR$36:$AZ$47,MATCH(AJ$2,$AS$2:$BA$2,0)+1,FALSE)","v":0.10701856676484968},{"$f":"N530*VLOOKUP($B530,$AR$36:$AZ$47,MATCH(AK$2,$AS$2:$BA$2,0)+1,FALSE)","v":7.4665152654803779E-2},{"$f":"O530*VLOOKUP($B530,$AR$36:$AZ$47,MATCH(AL$2,$AS$2:$BA$2,0)+1,FALSE)","v":6.2652358025733948E-2},{"$f":"P530*VLOOKUP($B530,$AR$36:$AZ$47,MATCH(AM$2,$AS$2:$BA$2,0)+1,FALSE)","v":8.5769883653262672E-6},{"$f":"Q530*VLOOKUP($B530,$AR$36:$AZ$47,MATCH(AN$2,$AS$2:$BA$2,0)+1,FALSE)","v":1.66507983835203E-3},{"$f":"R530*VLOOKUP($B530,$AR$36:$BA$47,MATCH(AO$2,$AS$2:$BA$2,0)+1,FALSE)","v":0},0.82805020911211236]
[2006,1,23,1,null,2013,1,23,1,0.20385613909689423,0.30935894822307108,8.4180874785592386E-3,7.7925957626320735E-2,9.5209299999999969E-2,6.8790000000000004E-2,1.71375666785885E-5,2.1787855487974887E-3,0,0.76575435554032123,null,null,0.19301404855076917,6.8280843365255986E-2,0.27384307407260761,7.5050039434008509E-2,6.3413148732274355E-2,4.7079278059094483E-3,8.5769883653262672E-6,1.5925556000974171E-3,0,0.67991021454928791,null,{"$f":"J531*VLOOKUP($B531,$AR$36:$AZ$47,MATCH(AG$2,$AS$2:$BA$2,0)+1,FALSE)","v":0.19560776887346126},{"$f":"K531*VLOOKUP($B531,$AR$36:$AZ$47,MATCH(AH$2,$AS$2:$BA$2,0)+1,FALSE)","v":0.26163531565114945},{"$f":"L531*VLOOKUP($B531,$AR$36:$AZ$47,MATCH(AI$2,$AS$2:$BA$2,0)+1,FALSE)","v":6.2228339095312677E-3},{"$f":"M531*VLOOKUP($B531,$AR$36:$AZ$47,MATCH(AJ$2,$AS$2:$BA$2,0)+1,FALSE)","v":6.7016022087636337E-2},{"$f":"N531*VLOOKUP($B531,$AR$36:$AZ$47,MATCH(AK$2,$AS$2:$BA$2,0)+1,FALSE)","v":7.4477022672200535E-2},{"$f":"O531*VLOOKUP($B531,$AR$36:$AZ$47,MATCH(AL$2,$AS$2:$BA$2,0)+1,FALSE)","v":6.0963218691159872E-2},{"$f":"P531*VLOOKUP($B531,$AR$36:$AZ$47,MATCH(AM$2,$AS$2:$BA$2,0)+1,FALSE)","v":8.5769883653262672E-6},{"$f":"Q531*VLOOKUP($B531,$AR$36:$AZ$47,MATCH(AN$2,$AS$2:$BA$2,0)+1,FALSE)","v":1.66507983835203E-3},{"$f":"R531*VLOOKUP($B531,$AR$36:$BA$47,MATCH(AO$2,$AS$2:$BA$2,0)+1,FALSE)","v":0},0.66759583871185613]
[2006,1,23,2,null,2013,1,23,2,0.19232442670159236,0.30019377218018711,8.4180874785592386E-3,7.3093444194009011E-2,9.5328800000000005E-2,6.8182999999999994E-2,1.71375666785885E-5,2.1787855487974887E-3,0,0.73973745366982369,null,null,0.18209565038036934,6.4046463669667611E-2,0.26573010369817324,7.514423695160781E-2,6.2853593836497482E-2,4.7079278059094483E-3,8.5769883653262672E-6,1.5925556000974171E-3,0,0.65617910893068765,null,{"$f":"J532*VLOOKUP($B532,$AR$36:$AZ$47,MATCH(AG$2,$AS$2:$BA$2,0)+1,FALSE)","v":0.18454264940770265},{"$f":"K532*VLOOKUP($B532,$AR$36:$AZ$47,MATCH(AH$2,$AS$2:$BA$2,0)+1,FALSE)","v":0.25388401658334553},{"$f":"L532*VLOOKUP($B532,$AR$36:$AZ$47,MATCH(AI$2,$AS$2:$BA$2,0)+1,FALSE)","v":6.2228339095312677E-3},{"$f":"M532*VLOOKUP($B532,$AR$36:$AZ$47,MATCH(AJ$2,$AS$2:$BA$2,0)+1,FALSE)","v":6.2860079231321489E-2},{"$f":"N532*VLOOKUP($B532,$AR$36:$AZ$47,MATCH(AK$2,$AS$2:$BA$2,0)+1,FALSE)","v":7.4570500979564747E-2},{"$f":"O532*VLOOKUP($B532,$AR$36:$AZ$47,MATCH(AL$2,$AS$2:$BA$2,0)+1,FALSE)","v":6.0425281872646501E-2},{"$f":"P532*VLOOKUP($B532,$AR$36:$AZ$47,MATCH(AM$2,$AS$2:$BA$2,0)+1,FALSE)","v":8.5769883653262672E-6},{"$f":"Q532*VLOOKUP($B532,$AR$36:$AZ$47,MATCH(AN$2,$AS$2:$BA$2,0)+1,FALSE)","v":1.66507983835203E-3},{"$f":"R532*VLOOKUP($B532,$AR$36:$BA$47,MATCH(AO$2,$AS$2:$BA$2,0)+1,FALSE)","v":0},0.64417901881082962]
[2006,1,23,3,null,2013,1,23,3,0.18921108974216228,0.29712377598152029,8.4180874785592386E-3,7.3168664086928945E-2,9.5686599999999983E-2,6.8189E-2,1.71375666785885E-5,2.1787855487974887E-3,0,0.73399314040464669,null,null,0.17914789627443722,6.4112373385542348E-2,0.26301255762018511,7.5426277719783677E-2,6.285912485688408E-2,4.7079278059094483E-3,8.5769883653262672E-6,1.5925556000974171E-3,0,0.6508672902512046,null,{"$f":"J533*VLOOKUP($B533,$AR$36:$AZ$47,MATCH(AG$2,$AS$2:$BA$2,0)+1,FALSE)","v":0.18155528341969115},{"$f":"K533*VLOOKUP($B533,$AR$36:$AZ$47,MATCH(AH$2,$AS$2:$BA$2,0)+1,FALSE)","v":0.25128761706395342},{"$f":"L533*VLOOKUP($B533,$AR$36:$AZ$47,MATCH(AI$2,$AS$2:$BA$2,0)+1,FALSE)","v":6.2228339095312677E-3},{"$f":"M533*VLOOKUP($B533,$AR$36:$AZ$47,MATCH(AJ$2,$AS$2:$BA$2,0)+1,FALSE)","v":6.2924768048230537E-2},{"$f":"N533*VLOOKUP($B533,$AR$36:$AZ$47,MATCH(AK$2,$AS$2:$BA$2,0)+1,FALSE)","v":7.4850388329982309E-2},{"$f":"O533*VLOOKUP($B533,$AR$36:$AZ$47,MATCH(AL$2,$AS$2:$BA$2,0)+1,FALSE)","v":6.0430599205284201E-2},{"$f":"P533*VLOOKUP($B533,$AR$36:$AZ$47,MATCH(AM$2,$AS$2:$BA$2,0)+1,FALSE)","v":8.5769883653262672E-6},{"$f":"Q533*VLOOKUP($B533,$AR$36:$AZ$47,MATCH(AN$2,$AS$2:$BA$2,0)+1,FALSE)","v":1.66507983835203E-3},{"$f":"R533*VLOOKUP($B533,$AR$36:$BA$47,MATCH(AO$2,$AS$2:$BA$2,0)+1,FALSE)","v":0},0.63894514680339021]
[2006,1,23,4,null,2013,1,23,4,0.18462448347241983,0.29814760781167404,8.4180874785592386E-3,7.5325429714687531E-2,9.4983000000000012E-2,6.7748000000000003E-2,1.71375666785885E-5,2.1787855487974887E-3,0,0.73144253159281669,null,null,0.17480522869938542,6.6002190084500839E-2,0.26391884870151022,7.487165534837914E-2,6.2452594858469594E-2,4.7079278059094483E-3,8.5769883653262672E-6,1.5925556000974171E-3,0,0.64835957808661737,null,{"$f":"J534*VLOOKUP($B534,$AR$36:$AZ$47,MATCH(AG$2,$AS$2:$BA$2,0)+1,FALSE)","v":0.17715425913315291},{"$f":"K534*VLOOKUP($B534,$AR$36:$AZ$47,MATCH(AH$2,$AS$2:$BA$2,0)+1,FALSE)","v":0.2521535062376612},{"$f":"L534*VLOOKUP($B534,$AR$36:$AZ$47,MATCH(AI$2,$AS$2:$BA$2,0)+1,FALSE)","v":6.2228339095312677E-3},{"$f":"M534*VLOOKUP($B534,$AR$36:$AZ$47,MATCH(AJ$2,$AS$2:$BA$2,0)+1,FALSE)","v":6.4779578144255653E-2},{"$f":"N534*VLOOKUP($B534,$AR$36:$AZ$47,MATCH(AK$2,$AS$2:$BA$2,0)+1,FALSE)","v":7.4300000572146072E-2},{"$f":"O534*VLOOKUP($B534,$AR$36:$AZ$47,MATCH(AL$2,$AS$2:$BA$2,0)+1,FALSE)","v":6.0039775256413706E-2},{"$f":"P534*VLOOKUP($B534,$AR$36:$AZ$47,MATCH(AM$2,$AS$2:$BA$2,0)+1,FALSE)","v":8.5769883653262672E-6},{"$f":"Q534*VLOOKUP($B534,$AR$36:$AZ$47,MATCH(AN$2,$AS$2:$BA$2,0)+1,FALSE)","v":1.66507983835203E-3},{"$f":"R534*VLOOKUP($B534,$AR$36:$BA$47,MATCH(AO$2,$AS$2:$BA$2,0)+1,FALSE)","v":0},0.63632361007987814]
[2006,1,23,5,null,2013,1,23,5,0.19660103400593101,0.30137155882485189,8.4180874785592386E-3,7.2549618246193243E-2,9.7835799999999987E-2,6.8148E-2,1.71375666785885E-5,2.1787855487974887E-3,0,0.74712002167101133,null,null,0.18614480628771171,6.3569948584170255E-2,0.26677267485129241,7.7120414161828438E-2,6.2821329550909036E-2,4.7079278059094483E-3,8.5769883653262672E-6,1.5925556000974171E-3,0,0.66273823383028407,null,{"$f":"J535*VLOOKUP($B535,$AR$36:$AZ$47,MATCH(AG$2,$AS$2:$BA$2,0)+1,FALSE)","v":0.18864621782048427},{"$f":"K535*VLOOKUP($B535,$AR$36:$AZ$47,MATCH(AH$2,$AS$2:$BA$2,0)+1,FALSE)","v":0.25488011054576865},{"$f":"L535*VLOOKUP($B535,$AR$36:$AZ$47,MATCH(AI$2,$AS$2:$BA$2,0)+1,FALSE)","v":6.2228339095312677E-3},{"$f":"M535*VLOOKUP($B535,$AR$36:$AZ$47,MATCH(AJ$2,$AS$2:$BA$2,0)+1,FALSE)","v":6.2392391020091323E-2},{"$f":"N535*VLOOKUP($B535,$AR$36:$AZ$47,MATCH(AK$2,$AS$2:$BA$2,0)+1,FALSE)","v":7.6531589821087639E-2},{"$f":"O535*VLOOKUP($B535,$AR$36:$AZ$47,MATCH(AL$2,$AS$2:$BA$2,0)+1,FALSE)","v":6.0394264098926627E-2},{"$f":"P535*VLOOKUP($B535,$AR$36:$AZ$47,MATCH(AM$2,$AS$2:$BA$2,0)+1,FALSE)","v":8.5769883653262672E-6},{"$f":"Q535*VLOOKUP($B535,$AR$36:$AZ$47,MATCH(AN$2,$AS$2:$BA$2,0)+1,FALSE)","v":1.66507983835203E-3},{"$f":"R535*VLOOKUP($B535,$AR$36:$BA$47,MATCH(AO$2,$AS$2:$BA$2,0)+1,FALSE)","v":0},0.65074106404260723]
[2006,1,23,6,null,2013,1,23,6,0.21240913293298583,0.3202473206475201,8.4180874785592386E-3,7.1506462130345311E-2,0.10063789999999996,7.0476999999999998E-2,1.71375666785885E-5,2.1787855487974887E-3,0,0.78589182630488641,null,null,0.20111215133466009,6.2655906825539842E-2,0.28348140971308339,7.932920800337577E-2,6.4968287297637733E-2,4.7079278059094483E-3,8.5769883653262672E-6,1.5925556000974171E-3,0,0.69785602356866894,null,{"$f":"J536*VLOOKUP($B536,$AR$36:$AZ$47,MATCH(AG$2,$AS$2:$BA$2,0)+1,FALSE)","v":0.20381469385927756},{"$f":"K536*VLOOKUP($B536,$AR$36:$AZ$47,MATCH(AH$2,$AS$2:$BA$2,0)+1,FALSE)","v":0.27084398012509187},{"$f":"L536*VLOOKUP($B536,$AR$36:$AZ$47,MATCH(AI$2,$AS$2:$BA$2,0)+1,FALSE)","v":6.2228339095312677E-3},{"$f":"M536*VLOOKUP($B536,$AR$36:$AZ$47,MATCH(AJ$2,$AS$2:$BA$2,0)+1,FALSE)","v":6.1495280796104737E-2},{"$f":"N536*VLOOKUP($B536,$AR$36:$AZ$47,MATCH(AK$2,$AS$2:$BA$2,0)+1,FALSE)","v":7.8723519235858783E-2},{"$f":"O536*VLOOKUP($B536,$AR$36:$AZ$47,MATCH(AL$2,$AS$2:$BA$2,0)+1,FALSE)","v":6.2458275384458119E-2},{"$f":"P536*VLOOKUP($B536,$AR$36:$AZ$47,MATCH(AM$2,$AS$2:$BA$2,0)+1,FALSE)","v":8.5769883653262672E-6},{"$f":"Q536*VLOOKUP($B536,$AR$36:$AZ$47,MATCH(AN$2,$AS$2:$BA$2,0)+1,FALSE)","v":1.66507983835203E-3},{"$f":"R536*VLOOKUP($B536,$AR$36:$BA$47,MATCH(AO$2,$AS$2:$BA$2,0)+1,FALSE)","v":0},0.68523224013703976]
[2006,1,23,7,null,2013,1,23,7,0.25057548282014253,0.36184964707600542,8.4180874785592386E-3,7.35422639918802E-2,0.11157919999999996,7.5492000000000004E-2,1.71375666785885E-5,2.1787855487974887E-3,0,0.8836526044820634,null,null,0.2372486235682674,6.4439731782773457E-2,0.32030759180086854,8.7953838123115316E-2,6.9591298504097343E-2,4.7079278059094483E-3,8.5769883653262672E-6,1.5925556000974171E-3,0,0.7858501441734943,null,{"$f":"J537*VLOOKUP($B537,$AR$36:$AZ$47,MATCH(AG$2,$AS$2:$BA$2,0)+1,FALSE)","v":0.24043676754586951},{"$f":"K537*VLOOKUP($B537,$AR$36:$AZ$47,MATCH(AH$2,$AS$2:$BA$2,0)+1,FALSE)","v":0.30602847331482913},{"$f":"L537*VLOOKUP($B537,$AR$36:$AZ$47,MATCH(AI$2,$AS$2:$BA$2,0)+1,FALSE)","v":6.2228339095312677E-3},{"$f":"M537*VLOOKUP($B537,$AR$36:$AZ$47,MATCH(AJ$2,$AS$2:$BA$2,0)+1,FALSE)","v":6.32460625211482E-2},{"$f":"N537*VLOOKUP($B537,$AR$36:$AZ$47,MATCH(AK$2,$AS$2:$BA$2,0)+1,FALSE)","v":8.728229918869268E-2},{"$f":"O537*VLOOKUP($B537,$AR$36:$AZ$47,MATCH(AL$2,$AS$2:$BA$2,0)+1,FALSE)","v":6.6902679247463889E-2},{"$f":"P537*VLOOKUP($B537,$AR$36:$AZ$47,MATCH(AM$2,$AS$2:$BA$2,0)+1,FALSE)","v":8.5769883653262672E-6},{"$f":"Q537*VLOOKUP($B537,$AR$36:$AZ$47,MATCH(AN$2,$AS$2:$BA$2,0)+1,FALSE)","v":1.66507983835203E-3},{"$f":"R537*VLOOKUP($B537,$AR$36:$BA$47,MATCH(AO$2,$AS$2:$BA$2,0)+1,FALSE)","v":0},0.77179277255425205]
[2006,1,23,8,null,2013,1,23,8,0.28620947809579911,0.40989270807870493,4.3493451972556043E-3,8.4950607156733957E-2,0.11983479999999998,8.0076999999999995E-2,8.8544094506040527E-6,2.0173790649954692E-3,0,0.98734017200293966,null,null,0.27098742449260144,7.4436032327861112E-2,0.36283508159356848,9.4461428301295405E-2,7.3817919916184527E-2,2.4324293663865468E-3,4.4314439887519022E-6,1.4745775825670505E-3,0,0.88044932502445339,null,{"$f":"J538*VLOOKUP($B538,$AR$36:$AZ$47,MATCH(AG$2,$AS$2:$BA$2,0)+1,FALSE)","v":0.27462895004671445},{"$f":"K538*VLOOKUP($B538,$AR$36:$AZ$47,MATCH(AH$2,$AS$2:$BA$2,0)+1,FALSE)","v":0.34666011336431934},{"$f":"L538*VLOOKUP($B538,$AR$36:$AZ$47,MATCH(AI$2,$AS$2:$BA$2,0)+1,FALSE)","v":3.2151308532578204E-3},{"$f":"M538*VLOOKUP($B538,$AR$36:$AZ$47,MATCH(AJ$2,$AS$2:$BA$2,0)+1,FALSE)","v":7.3057193507633997E-2},{"$f":"N538*VLOOKUP($B538,$AR$36:$AZ$47,MATCH(AK$2,$AS$2:$BA$2,0)+1,FALSE)","v":9.3740203073844869E-2},{"$f":"O538*VLOOKUP($B538,$AR$36:$AZ$47,MATCH(AL$2,$AS$2:$BA$2,0)+1,FALSE)","v":7.0966007604768261E-2},{"$f":"P538*VLOOKUP($B538,$AR$36:$AZ$47,MATCH(AM$2,$AS$2:$BA$2,0)+1,FALSE)","v":4.4314439887519022E-6},{"$f":"Q538*VLOOKUP($B538,$AR$36:$AZ$47,MATCH(AN$2,$AS$2:$BA$2,0)+1,FALSE)","v":1.5417291570027955E-3},{"$f":"R538*VLOOKUP($B538,$AR$36:$BA$47,MATCH(AO$2,$AS$2:$BA$2,0)+1,FALSE)","v":0},0.86381375905153024]
[2006,1,23,9,null,2013,1,23,9,0.25653163882264574,0.44131777094183156,0,9.4546683247831942E-2,0.12496689999999999,8.3058000000000007E-2,0,1.844841099551928E-3,0,1.0022658341118613,null,null,0.24288800136152919,8.2844375176073043E-2,0.39065239823106335,9.8506876670092114E-2,7.6565915211589536E-2,0,0,1.3484631500345877E-3,0,0.89280602980038171,null,{"$f":"J539*VLOOKUP($B539,$AR$36:$AZ$47,MATCH(AG$2,$AS$2:$BA$2,0)+1,FALSE)","v":0.24615192722599158},{"$f":"K539*VLOOKUP($B539,$AR$36:$AZ$47,MATCH(AH$2,$AS$2:$BA$2,0)+1,FALSE)","v":0.3732373508703854},{"$f":"L539*VLOOKUP($B539,$AR$36:$AZ$47,MATCH(AI$2,$AS$2:$BA$2,0)+1,FALSE)","v":0},{"$f":"M539*VLOOKUP($B539,$AR$36:$AZ$47,MATCH(AJ$2,$AS$2:$BA$2,0)+1,FALSE)","v":8.1309781821780641E-2},{"$f":"N539*VLOOKUP($B539,$AR$36:$AZ$47,MATCH(AK$2,$AS$2:$BA$2,0)+1,FALSE)","v":9.7754763920905E-2},{"$f":"O539*VLOOKUP($B539,$AR$36:$AZ$47,MATCH(AL$2,$AS$2:$BA$2,0)+1,FALSE)","v":7.3607835703595831E-2},{"$f":"P539*VLOOKUP($B539,$AR$36:$AZ$47,MATCH(AM$2,$AS$2:$BA$2,0)+1,FALSE)","v":0},{"$f":"Q539*VLOOKUP($B539,$AR$36:$AZ$47,MATCH(AN$2,$AS$2:$BA$2,0)+1,FALSE)","v":1.4098715321122319E-3},{"$f":"R539*VLOOKUP($B539,$AR$36:$BA$47,MATCH(AO$2,$AS$2:$BA$2,0)+1,FALSE)","v":0},0.87347153107477071]
[2006,1,23,10,null,2013,1,23,10,0.23943508353880921,0.45465561853760961,0,9.7680231766588715E-2,0.12787270000000006,8.4811999999999999E-2,0,1.844841099551928E-3,0,1.0063004749425595,null,null,0.22670072652043705,8.5590075608946423E-2,0.40245899767846671,0.10079741346205831,7.8182816837936514E-2,0,0,1.3484631500345877E-3,0,0.89507849325787958,null,{"$f":"J540*VLOOKUP($B540,$AR$36:$AZ$47,MATCH(AG$2,$AS$2:$BA$2,0)+1,FALSE)","v":0.22974712799204006},{"$f":"K540*VLOOKUP($B540,$AR$36:$AZ$47,MATCH(AH$2,$AS$2:$BA$2,0)+1,FALSE)","v":0.38451761926369538},{"$f":"L540*VLOOKUP($B540,$AR$36:$AZ$47,MATCH(AI$2,$AS$2:$BA$2,0)+1,FALSE)","v":0},{"$f":"M540*VLOOKUP($B540,$AR$36:$AZ$47,MATCH(AJ$2,$AS$2:$BA$2,0)+1,FALSE)","v":8.4004621425198669E-2},{"$f":"N540*VLOOKUP($B540,$AR$36:$AZ$47,MATCH(AK$2,$AS$2:$BA$2,0)+1,FALSE)","v":0.10002781216809183},{"$f":"O540*VLOOKUP($B540,$AR$36:$AZ$47,MATCH(AL$2,$AS$2:$BA$2,0)+1,FALSE)","v":7.516226927801499E-2},{"$f":"P540*VLOOKUP($B540,$AR$36:$AZ$47,MATCH(AM$2,$AS$2:$BA$2,0)+1,FALSE)","v":0},{"$f":"Q540*VLOOKUP($B540,$AR$36:$AZ$47,MATCH(AN$2,$AS$2:$BA$2,0)+1,FALSE)","v":1.4098715321122319E-3},{"$f":"R540*VLOOKUP($B540,$AR$36:$BA$47,MATCH(AO$2,$AS$2:$BA$2,0)+1,FALSE)","v":0},0.87486932165915321]
[2006,1,23,11,null,2013,1,23,11,0.22555770029093875,0.45787298037576352,0,9.6423912007370868E-2,0.12821550000000001,8.5431000000000007E-2,0,1.844841099551928E-3,0,0.99534593377362524,null,null,0.21356141202233908,8.4489254068745606E-2,0.40530699112176177,0.10106763027405015,7.875343377448657E-2,0,0,1.3484631500345877E-3,0,0.88452718441141764,null,{"$f":"J541*VLOOKUP($B541,$AR$36:$AZ$47,MATCH(AG$2,$AS$2:$BA$2,0)+1,FALSE)","v":0.21643124755329762},{"$f":"K541*VLOOKUP($B541,$AR$36:$AZ$47,MATCH(AH$2,$AS$2:$BA$2,0)+1,FALSE)","v":0.38723865088383902},{"$f":"L541*VLOOKUP($B541,$AR$36:$AZ$47,MATCH(AI$2,$AS$2:$BA$2,0)+1,FALSE)","v":0},{"$f":"M541*VLOOKUP($B541,$AR$36:$AZ$47,MATCH(AJ$2,$AS$2:$BA$2,0)+1,FALSE)","v":8.2924191292576985E-2},{"$f":"N541*VLOOKUP($B541,$AR$36:$AZ$47,MATCH(AK$2,$AS$2:$BA$2,0)+1,FALSE)","v":0.10029596583976073},{"$f":"O541*VLOOKUP($B541,$AR$36:$AZ$47,MATCH(AL$2,$AS$2:$BA$2,0)+1,FALSE)","v":7.5710840761803733E-2},{"$f":"P541*VLOOKUP($B541,$AR$36:$AZ$47,MATCH(AM$2,$AS$2:$BA$2,0)+1,FALSE)","v":0},{"$f":"Q541*VLOOKUP($B541,$AR$36:$AZ$47,MATCH(AN$2,$AS$2:$BA$2,0)+1,FALSE)","v":1.4098715321122319E-3},{"$f":"R541*VLOOKUP($B541,$AR$36:$BA$47,MATCH(AO$2,$AS$2:$BA$2,0)+1,FALSE)","v":0},0.86401076786339037]
[2006,1,23,12,null,2013,1,23,12,0.22603333659964148,0.45539392117664845,0,9.402352399889588E-2,0.12815719999999997,8.5554000000000005E-2,0,1.844841099551928E-3,0,0.99100682287473774,null,null,0.21401175160979111,8.238596881419058E-2,0.40311253967371724,0.1010216744976816,7.8866819692411702E-2,0,0,1.3484631500345877E-3,0,0.88074721743782691,null,{"$f":"J542*VLOOKUP($B542,$AR$36:$AZ$47,MATCH(AG$2,$AS$2:$BA$2,0)+1,FALSE)","v":0.21688763879838213},{"$f":"K542*VLOOKUP($B542,$AR$36:$AZ$47,MATCH(AH$2,$AS$2:$BA$2,0)+1,FALSE)","v":0.38514202675253811},{"$f":"L542*VLOOKUP($B542,$AR$36:$AZ$47,MATCH(AI$2,$AS$2:$BA$2,0)+1,FALSE)","v":0},{"$f":"M542*VLOOKUP($B542,$AR$36:$AZ$47,MATCH(AJ$2,$AS$2:$BA$2,0)+1,FALSE)","v":8.0859866891634075E-2},{"$f":"N542*VLOOKUP($B542,$AR$36:$AZ$47,MATCH(AK$2,$AS$2:$BA$2,0)+1,FALSE)","v":0.10025036094169099},{"$f":"O542*VLOOKUP($B542,$AR$36:$AZ$47,MATCH(AL$2,$AS$2:$BA$2,0)+1,FALSE)","v":7.5819846080876455E-2},{"$f":"P542*VLOOKUP($B542,$AR$36:$AZ$47,MATCH(AM$2,$AS$2:$BA$2,0)+1,FALSE)","v":0},{"$f":"Q542*VLOOKUP($B542,$AR$36:$AZ$47,MATCH(AN$2,$AS$2:$BA$2,0)+1,FALSE)","v":1.4098715321122319E-3},{"$f":"R542*VLOOKUP($B542,$AR$36:$BA$47,MATCH(AO$2,$AS$2:$BA$2,0)+1,FALSE)","v":0},0.86036961099723397]
[2006,1,23,13,null,2013,1,23,13,0.23192797436211263,0.45072743260892068,0,9.0527751761886488E-2,0.12801149999999997,8.6138000000000006E-2,0,1.844841099551928E-3,0,0.98917749983247183,null,null,0.21959288301115656,7.9322878108260955E-2,0.39898178612076102,0.1009068244699476,7.9405172343373298E-2,0,0,1.3484631500345877E-3,0,0.87955800720353394,null,{"$f":"J543*VLOOKUP($B543,$AR$36:$AZ$47,MATCH(AG$2,$AS$2:$BA$2,0)+1,FALSE)","v":0.22254376937233647},{"$f":"K543*VLOOKUP($B543,$AR$36:$AZ$47,MATCH(AH$2,$AS$2:$BA$2,0)+1,FALSE)","v":0.38119541969166992},{"$f":"L543*VLOOKUP($B543,$AR$36:$AZ$47,MATCH(AI$2,$AS$2:$BA$2,0)+1,FALSE)","v":0},{"$f":"M543*VLOOKUP($B543,$AR$36:$AZ$47,MATCH(AJ$2,$AS$2:$BA$2,0)+1,FALSE)","v":7.7853516291848335E-2},{"$f":"N543*VLOOKUP($B543,$AR$36:$AZ$47,MATCH(AK$2,$AS$2:$BA$2,0)+1,FALSE)","v":0.10013638780877919},{"$f":"O543*VLOOKUP($B543,$AR$36:$AZ$47,MATCH(AL$2,$AS$2:$BA$2,0)+1,FALSE)","v":7.6337399790945323E-2},{"$f":"P543*VLOOKUP($B543,$AR$36:$AZ$47,MATCH(AM$2,$AS$2:$BA$2,0)+1,FALSE)","v":0},{"$f":"Q543*VLOOKUP($B543,$AR$36:$AZ$47,MATCH(AN$2,$AS$2:$BA$2,0)+1,FALSE)","v":1.4098715321122319E-3},{"$f":"R543*VLOOKUP($B543,$AR$36:$BA$47,MATCH(AO$2,$AS$2:$BA$2,0)+1,FALSE)","v":0},0.85947636448769149]
[2006,1,23,14,null,2013,1,23,14,0.23152016459721822,0.4437850643555975,0,8.2189368142427499E-2,0.12689940000000002,8.5625999999999994E-2,0,1.844841099551928E-3,0,0.97186483819479519,null,null,0.21920676261218544,7.2016559608205882E-2,0.39283643466170692,0.10003019635846525,7.8933191937050784E-2,0,0,1.3484631500345877E-3,0,0.86437160832764881,null,{"$f":"J544*VLOOKUP($B544,$AR$36:$AZ$47,MATCH(AG$2,$AS$2:$BA$2,0)+1,FALSE)","v":0.2221524602923686},{"$f":"K544*VLOOKUP($B544,$AR$36:$AZ$47,MATCH(AH$2,$AS$2:$BA$2,0)+1,FALSE)","v":0.37532402427945449},{"$f":"L544*VLOOKUP($B544,$AR$36:$AZ$47,MATCH(AI$2,$AS$2:$BA$2,0)+1,FALSE)","v":0},{"$f":"M544*VLOOKUP($B544,$AR$36:$AZ$47,MATCH(AJ$2,$AS$2:$BA$2,0)+1,FALSE)","v":7.0682538637694969E-2},{"$f":"N544*VLOOKUP($B544,$AR$36:$AZ$47,MATCH(AK$2,$AS$2:$BA$2,0)+1,FALSE)","v":9.9266452866354965E-2},{"$f":"O544*VLOOKUP($B544,$AR$36:$AZ$47,MATCH(AL$2,$AS$2:$BA$2,0)+1,FALSE)","v":7.5883654072528783E-2},{"$f":"P544*VLOOKUP($B544,$AR$36:$AZ$47,MATCH(AM$2,$AS$2:$BA$2,0)+1,FALSE)","v":0},{"$f":"Q544*VLOOKUP($B544,$AR$36:$AZ$47,MATCH(AN$2,$AS$2:$BA$2,0)+1,FALSE)","v":1.4098715321122319E-3},{"$f":"R544*VLOOKUP($B544,$AR$36:$BA$47,MATCH(AO$2,$AS$2:$BA$2,0)+1,FALSE)","v":0},0.84471900168051395]
[2006,1,23,15,null,2013,1,23,15,0.23405522830249942,0.43631382037275468,0,7.4568173032047116E-2,0.12566059999999998,8.5320999999999994E-2,0,1.844841099551928E-3,0,0.9577636628068531,null,null,0.22160699893206331,6.5338661184636548E-2,0.3862229249146642,9.9053695230415226E-2,7.8652031734065708E-2,0,0,1.3484631500345877E-3,0,0.85222277514587941,null,{"$f":"J545*VLOOKUP($B545,$AR$36:$AZ$47,MATCH(AG$2,$AS$2:$BA$2,0)+1,FALSE)","v":0.22458495095729997},{"$f":"K545*VLOOKUP($B545,$AR$36:$AZ$47,MATCH(AH$2,$AS$2:$BA$2,0)+1,FALSE)","v":0.36900534079224429},{"$f":"L545*VLOOKUP($B545,$AR$36:$AZ$47,MATCH(AI$2,$AS$2:$BA$2,0)+1,FALSE)","v":0},{"$f":"M545*VLOOKUP($B545,$AR$36:$AZ$47,MATCH(AJ$2,$AS$2:$BA$2,0)+1,FALSE)","v":6.4128340326772615E-2},{"$f":"N545*VLOOKUP($B545,$AR$36:$AZ$47,MATCH(AK$2,$AS$2:$BA$2,0)+1,FALSE)","v":9.8297407450767149E-2},{"$f":"O545*VLOOKUP($B545,$AR$36:$AZ$47,MATCH(AL$2,$AS$2:$BA$2,0)+1,FALSE)","v":7.561335633011268E-2},{"$f":"P545*VLOOKUP($B545,$AR$36:$AZ$47,MATCH(AM$2,$AS$2:$BA$2,0)+1,FALSE)","v":0},{"$f":"Q545*VLOOKUP($B545,$AR$36:$AZ$47,MATCH(AN$2,$AS$2:$BA$2,0)+1,FALSE)","v":1.4098715321122319E-3},{"$f":"R545*VLOOKUP($B545,$AR$36:$BA$47,MATCH(AO$2,$AS$2:$BA$2,0)+1,FALSE)","v":0},0.833039267389309]
[2006,1,23,16,null,2013,1,23,16,0.2585684720407424,0.43217385828119614,0,7.6265421137614198E-2,0.12470469999999999,8.5153000000000006E-2,0,1.844841099551928E-3,0,0.9787102925591048,null,null,0.24481650558705398,6.6825836133501848E-2,0.38255825010177025,9.8300193915995634E-2,7.8497163163241152E-2,0,0,1.3484631500345877E-3,0,0.87234641205159746,null,{"$f":"J546*VLOOKUP($B546,$AR$36:$AZ$47,MATCH(AG$2,$AS$2:$BA$2,0)+1,FALSE)","v":0.2481063466667025},{"$f":"K546*VLOOKUP($B546,$AR$36:$AZ$47,MATCH(AH$2,$AS$2:$BA$2,0)+1,FALSE)","v":0.36550403496343187},{"$f":"L546*VLOOKUP($B546,$AR$36:$AZ$47,MATCH(AI$2,$AS$2:$BA$2,0)+1,FALSE)","v":0},{"$f":"M546*VLOOKUP($B546,$AR$36:$AZ$47,MATCH(AJ$2,$AS$2:$BA$2,0)+1,FALSE)","v":6.5587967131441674E-2},{"$f":"N546*VLOOKUP($B546,$AR$36:$AZ$47,MATCH(AK$2,$AS$2:$BA$2,0)+1,FALSE)","v":9.7549659216378745E-2},{"$f":"O546*VLOOKUP($B546,$AR$36:$AZ$47,MATCH(AL$2,$AS$2:$BA$2,0)+1,FALSE)","v":7.5464471016257251E-2},{"$f":"P546*VLOOKUP($B546,$AR$36:$AZ$47,MATCH(AM$2,$AS$2:$BA$2,0)+1,FALSE)","v":0},{"$f":"Q546*VLOOKUP($B546,$AR$36:$AZ$47,MATCH(AN$2,$AS$2:$BA$2,0)+1,FALSE)","v":1.4098715321122319E-3},{"$f":"R546*VLOOKUP($B546,$AR$36:$BA$47,MATCH(AO$2,$AS$2:$BA$2,0)+1,FALSE)","v":0},0.85362235052632429]
[2006,1,23,17,null,2013,1,23,17,0.30467748088959529,0.43130300250790587,2.8060291595197493E-4,7.9630129578254188E-2,0.12309469999999996,8.3376000000000006E-2,5.7125222261961725E-7,1.8559725811934467E-3,0,1.0242184597251236,null,null,0.28847320639580543,6.9774085176610101E-2,0.38178737270061064,9.70310892855787E-2,7.6859059292078896E-2,1.5693092686364844E-4,2.8589961217754251E-7,1.3565995650366819E-3,0,0.91543862924219632,null,{"$f":"J547*VLOOKUP($B547,$AR$36:$AZ$47,MATCH(AG$2,$AS$2:$BA$2,0)+1,FALSE)","v":0.29234970566411722},{"$f":"K547*VLOOKUP($B547,$AR$36:$AZ$47,MATCH(AH$2,$AS$2:$BA$2,0)+1,FALSE)","v":0.36476752281002511},{"$f":"L547*VLOOKUP($B547,$AR$36:$AZ$47,MATCH(AI$2,$AS$2:$BA$2,0)+1,FALSE)","v":2.0742779698437584E-4},{"$f":"M547*VLOOKUP($B547,$AR$36:$AZ$47,MATCH(AJ$2,$AS$2:$BA$2,0)+1,FALSE)","v":6.848160337339429E-2},{"$f":"N547*VLOOKUP($B547,$AR$36:$AZ$47,MATCH(AK$2,$AS$2:$BA$2,0)+1,FALSE)","v":9.6290244364024558E-2},{"$f":"O547*VLOOKUP($B547,$AR$36:$AZ$47,MATCH(AL$2,$AS$2:$BA$2,0)+1,FALSE)","v":7.3889654333393603E-2},{"$f":"P547*VLOOKUP($B547,$AR$36:$AZ$47,MATCH(AM$2,$AS$2:$BA$2,0)+1,FALSE)","v":2.8589961217754251E-7},{"$f":"Q547*VLOOKUP($B547,$AR$36:$AZ$47,MATCH(AN$2,$AS$2:$BA$2,0)+1,FALSE)","v":1.4183784756535585E-3},{"$f":"R547*VLOOKUP($B547,$AR$36:$BA$47,MATCH(AO$2,$AS$2:$BA$2,0)+1,FALSE)","v":0},0.89740482271720479]
[2006,1,23,18,null,2013,1,23,18,0.37666618917319034,0.42963438536797127,8.4180874785592386E-3,8.6627363326283416E-2,0.1202124,8.2232E-2,1.71375666785885E-5,2.1787855487974887E-3,0,1.1059863484614805,null,null,0.35663319459784171,7.5905251685084163E-2,0.38031032072046084,9.4759076691634192E-2,7.5804478071702069E-2,4.7079278059094483E-3,8.5769883653262672E-6,1.5925556000974171E-3,0,0.98972138216109518,null,{"$f":"J548*VLOOKUP($B548,$AR$36:$AZ$47,MATCH(AG$2,$AS$2:$BA$2,0)+1,FALSE)","v":0.36142562691828861},{"$f":"K548*VLOOKUP($B548,$AR$36:$AZ$47,MATCH(AH$2,$AS$2:$BA$2,0)+1,FALSE)","v":0.36335631691274844},{"$f":"L548*VLOOKUP($B548,$AR$36:$AZ$47,MATCH(AI$2,$AS$2:$BA$2,0)+1,FALSE)","v":6.2228339095312677E-3},{"$f":"M548*VLOOKUP($B548,$AR$36:$AZ$47,MATCH(AJ$2,$AS$2:$BA$2,0)+1,FALSE)","v":7.4499197326604732E-2},{"$f":"N548*VLOOKUP($B548,$AR$36:$AZ$47,MATCH(AK$2,$AS$2:$BA$2,0)+1,FALSE)","v":9.4035578880210677E-2},{"$f":"O548*VLOOKUP($B548,$AR$36:$AZ$47,MATCH(AL$2,$AS$2:$BA$2,0)+1,FALSE)","v":7.2875816243806638E-2},{"$f":"P548*VLOOKUP($B548,$AR$36:$AZ$47,MATCH(AM$2,$AS$2:$BA$2,0)+1,FALSE)","v":8.5769883653262672E-6},{"$f":"Q548*VLOOKUP($B548,$AR$36:$AZ$47,MATCH(AN$2,$AS$2:$BA$2,0)+1,FALSE)","v":1.66507983835203E-3},{"$f":"R548*VLOOKUP($B548,$AR$36:$BA$47,MATCH(AO$2,$AS$2:$BA$2,0)+1,FALSE)","v":0},0.97408902701790767]
[2006,1,23,19,null,2013,1,23,19,0.41501018624946812,0.40141792310866509,8.4180874785592386E-3,7.1983697028038959E-2,0.11121519999999999,7.7442999999999998E-2,1.71375666785885E-5,2.1787855487974887E-3,0,1.0876840169802076,null,null,0.39293786585325835,6.3074073021893995E-2,0.35533324212317247,8.7666910119716723E-2,7.1389801966470753E-2,4.7079278059094483E-3,8.5769883653262672E-6,1.5925556000974171E-3,0,0.97671095347888437,null,{"$f":"J549*VLOOKUP($B549,$AR$36:$AZ$47,MATCH(AG$2,$AS$2:$BA$2,0)+1,FALSE)","v":0.39821815988299974},{"$f":"K549*VLOOKUP($B549,$AR$36:$AZ$47,MATCH(AH$2,$AS$2:$BA$2,0)+1,FALSE)","v":0.33949270135491094},{"$f":"L549*VLOOKUP($B549,$AR$36:$AZ$47,MATCH(AI$2,$AS$2:$BA$2,0)+1,FALSE)","v":6.2228339095312677E-3},{"$f":"M549*VLOOKUP($B549,$AR$36:$AZ$47,MATCH(AJ$2,$AS$2:$BA$2,0)+1,FALSE)","v":6.1905700961849684E-2},{"$f":"N549*VLOOKUP($B549,$AR$36:$AZ$47,MATCH(AK$2,$AS$2:$BA$2,0)+1,FALSE)","v":8.6997561917725674E-2},{"$f":"O549*VLOOKUP($B549,$AR$36:$AZ$47,MATCH(AL$2,$AS$2:$BA$2,0)+1,FALSE)","v":6.8631698576820666E-2},{"$f":"P549*VLOOKUP($B549,$AR$36:$AZ$47,MATCH(AM$2,$AS$2:$BA$2,0)+1,FALSE)","v":8.5769883653262672E-6},{"$f":"Q549*VLOOKUP($B549,$AR$36:$AZ$47,MATCH(AN$2,$AS$2:$BA$2,0)+1,FALSE)","v":1.66507983835203E-3},{"$f":"R549*VLOOKUP($B549,$AR$36:$BA$47,MATCH(AO$2,$AS$2:$BA$2,0)+1,FALSE)","v":0},0.96314231343055534]
[2006,1,23,20,null,2013,1,23,20,0.4072648167212003,0.39030802357755839,8.4180874785592386E-3,7.1852747970053601E-2,0.10718620000000001,7.6075000000000004E-2,1.71375666785885E-5,2.1787855487974887E-3,0,1.0633007988628478,null,null,0.385604433871295,6.295933189596517E-2,0.34549881173830349,8.4490995488692031E-2,7.0128729318327837E-2,4.7079278059094483E-3,8.5769883653262672E-6,1.5925556000974171E-3,0,0.95499136270695562,null,{"$f":"J550*VLOOKUP($B550,$AR$36:$AZ$47,MATCH(AG$2,$AS$2:$BA$2,0)+1,FALSE)","v":0.39078618133559462},{"$f":"K550*VLOOKUP($B550,$AR$36:$AZ$47,MATCH(AH$2,$AS$2:$BA$2,0)+1,FALSE)","v":0.33009668392153879},{"$f":"L550*VLOOKUP($B550,$AR$36:$AZ$47,MATCH(AI$2,$AS$2:$BA$2,0)+1,FALSE)","v":6.2228339095312677E-3},{"$f":"M550*VLOOKUP($B550,$AR$36:$AZ$47,MATCH(AJ$2,$AS$2:$BA$2,0)+1,FALSE)","v":6.179308527858296E-2},{"$f":"N550*VLOOKUP($B550,$AR$36:$AZ$47,MATCH(AK$2,$AS$2:$BA$2,0)+1,FALSE)","v":8.3845895805840648E-2},{"$f":"O550*VLOOKUP($B550,$AR$36:$AZ$47,MATCH(AL$2,$AS$2:$BA$2,0)+1,FALSE)","v":6.7419346735426475E-2},{"$f":"P550*VLOOKUP($B550,$AR$36:$AZ$47,MATCH(AM$2,$AS$2:$BA$2,0)+1,FALSE)","v":8.5769883653262672E-6},{"$f":"Q550*VLOOKUP($B550,$AR$36:$AZ$47,MATCH(AN$2,$AS$2:$BA$2,0)+1,FALSE)","v":1.66507983835203E-3},{"$f":"R550*VLOOKUP($B550,$AR$36:$BA$47,MATCH(AO$2,$AS$2:$BA$2,0)+1,FALSE)","v":0},0.94183768381323218]
[2006,1,23,21,null,2013,1,23,21,0.38536195315050542,0.38616687708205022,8.4180874785592386E-3,8.1549309267512651E-2,0.1050663,7.4832999999999997E-2,1.71375666785885E-5,2.1787855487974887E-3,0,1.0435914500941037,null,null,0.36486647429174274,7.145572261481048E-2,0.3418330884966494,8.2819955174393375E-2,6.8983808098303345E-2,4.7079278059094483E-3,8.5769883653262672E-6,1.5925556000974171E-3,0,0.93626810907027147,null,{"$f":"J551*VLOOKUP($B551,$AR$36:$AZ$47,MATCH(AG$2,$AS$2:$BA$2,0)+1,FALSE)","v":0.36976954531970768},{"$f":"K551*VLOOKUP($B551,$AR$36:$AZ$47,MATCH(AH$2,$AS$2:$BA$2,0)+1,FALSE)","v":0.32659437640228556},{"$f":"L551*VLOOKUP($B551,$AR$36:$AZ$47,MATCH(AI$2,$AS$2:$BA$2,0)+1,FALSE)","v":6.2228339095312677E-3},{"$f":"M551*VLOOKUP($B551,$AR$36:$AZ$47,MATCH(AJ$2,$AS$2:$BA$2,0)+1,FALSE)","v":7.0132090481454495E-2},{"$f":"N551*VLOOKUP($B551,$AR$36:$AZ$47,MATCH(AK$2,$AS$2:$BA$2,0)+1,FALSE)","v":8.2187614100557679E-2},{"$f":"O551*VLOOKUP($B551,$AR$36:$AZ$47,MATCH(AL$2,$AS$2:$BA$2,0)+1,FALSE)","v":6.6318658879423842E-2},{"$f":"P551*VLOOKUP($B551,$AR$36:$AZ$47,MATCH(AM$2,$AS$2:$BA$2,0)+1,FALSE)","v":8.5769883653262672E-6},{"$f":"Q551*VLOOKUP($B551,$AR$36:$AZ$47,MATCH(AN$2,$AS$2:$BA$2,0)+1,FALSE)","v":1.66507983835203E-3},{"$f":"R551*VLOOKUP($B551,$AR$36:$BA$47,MATCH(AO$2,$AS$2:$BA$2,0)+1,FALSE)","v":0},0.92289877591967795]
[2006,1,23,22,null,2013,1,23,22,0.34187882103625894,0.36367553436005595,8.4180874785592386E-3,8.1238857417673824E-2,0.10262400000000001,7.3692999999999995E-2,1.71375666785885E-5,2.1787855487974887E-3,0,0.97372422340802389,null,null,0.32369599294043305,7.1183696260858575E-2,0.32192385856685823,8.0894778628513103E-2,6.7932914224850913E-2,4.7079278059094483E-3,8.5769883653262672E-6,1.5925556000974171E-3,0,0.87194030101588604,null,{"$f":"J552*VLOOKUP($B552,$AR$36:$AZ$47,MATCH(AG$2,$AS$2:$BA$2,0)+1,FALSE)","v":0.32804581556509421},{"$f":"K552*VLOOKUP($B552,$AR$36:$AZ$47,MATCH(AH$2,$AS$2:$BA$2,0)+1,FALSE)","v":0.30757268788709197},{"$f":"L552*VLOOKUP($B552,$AR$36:$AZ$47,MATCH(AI$2,$AS$2:$BA$2,0)+1,FALSE)","v":6.2228339095312677E-3},{"$f":"M552*VLOOKUP($B552,$AR$36:$AZ$47,MATCH(AJ$2,$AS$2:$BA$2,0)+1,FALSE)","v":6.9865103091633587E-2},{"$f":"N552*VLOOKUP($B552,$AR$36:$AZ$47,MATCH(AK$2,$AS$2:$BA$2,0)+1,FALSE)","v":8.0277136526703916E-2},{"$f":"O552*VLOOKUP($B552,$AR$36:$AZ$47,MATCH(AL$2,$AS$2:$BA$2,0)+1,FALSE)","v":6.5308365678262009E-2},{"$f":"P552*VLOOKUP($B552,$AR$36:$AZ$47,MATCH(AM$2,$AS$2:$BA$2,0)+1,FALSE)","v":8.5769883653262672E-6},{"$f":"Q552*VLOOKUP($B552,$AR$36:$AZ$47,MATCH(AN$2,$AS$2:$BA$2,0)+1,FALSE)","v":1.66507983835203E-3},{"$f":"R552*VLOOKUP($B552,$AR$36:$BA$47,MATCH(AO$2,$AS$2:$BA$2,0)+1,FALSE)","v":0},0.85896559948503437]
[2006,1,23,23,null,2013,1,23,23,0.29702872704016908,0.34638683136499604,8.4180874785592386E-3,8.7402091453960065E-2,9.9415799999999999E-2,7.2026000000000007E-2,1.71375666785885E-5,2.1787855487974887E-3,0,0.91287346045316042,null,null,0.281231251586957,7.6584089540246814E-2,0.30661998065387269,7.8365870879877342E-2,6.6396212394109505E-2,4.7079278059094483E-3,8.5769883653262672E-6,1.5925556000974171E-3,0,0.81550646544943561,null,{"$f":"J553*VLOOKUP($B553,$AR$36:$AZ$47,MATCH(AG$2,$AS$2:$BA$2,0)+1,FALSE)","v":0.28501043355891253},{"$f":"K553*VLOOKUP($B553,$AR$36:$AZ$47,MATCH(AH$2,$AS$2:$BA$2,0)+1,FALSE)","v":0.29295104758448204},{"$f":"L553*VLOOKUP($B553,$AR$36:$AZ$47,MATCH(AI$2,$AS$2:$BA$2,0)+1,FALSE)","v":6.2228339095312677E-3},{"$f":"M553*VLOOKUP($B553,$AR$36:$AZ$47,MATCH(AJ$2,$AS$2:$BA$2,0)+1,FALSE)","v":7.5165460519227414E-2},{"$f":"N553*VLOOKUP($B553,$AR$36:$AZ$47,MATCH(AK$2,$AS$2:$BA$2,0)+1,FALSE)","v":7.7767537315944518E-2},{"$f":"O553*VLOOKUP($B553,$AR$36:$AZ$47,MATCH(AL$2,$AS$2:$BA$2,0)+1,FALSE)","v":6.3831033427089415E-2},{"$f":"P553*VLOOKUP($B553,$AR$36:$AZ$47,MATCH(AM$2,$AS$2:$BA$2,0)+1,FALSE)","v":8.5769883653262672E-6},{"$f":"Q553*VLOOKUP($B553,$AR$36:$AZ$47,MATCH(AN$2,$AS$2:$BA$2,0)+1,FALSE)","v":1.66507983835203E-3},{"$f":"R553*VLOOKUP($B553,$AR$36:$BA$47,MATCH(AO$2,$AS$2:$BA$2,0)+1,FALSE)","v":0},0.80262200314190468]
[2006,1,23,24,null,2013,1,23,24,0.2000421942307429,0.34346044293903427,8.4180874785592386E-3,0.10576941277102225,9.7704799999999994E-2,7.0675000000000002E-2,1.71375666785885E-5,2.1787855487974887E-3,0,0.82826586053483475,null,null,0.18940294837578062,9.2678036000341982E-2,0.30402955549533478,7.7017151611154758E-2,6.5150810970395268E-2,4.7079278059094483E-3,8.5769883653262672E-6,1.5925556000974171E-3,0,0.73458756284737958,null,{"$f":"J554*VLOOKUP($B554,$AR$36:$AZ$47,MATCH(AG$2,$AS$2:$BA$2,0)+1,FALSE)","v":0.19194814278037775},{"$f":"K554*VLOOKUP($B554,$AR$36:$AZ$47,MATCH(AH$2,$AS$2:$BA$2,0)+1,FALSE)","v":0.29047610201092688},{"$f":"L554*VLOOKUP($B554,$AR$36:$AZ$47,MATCH(AI$2,$AS$2:$BA$2,0)+1,FALSE)","v":6.2228339095312677E-3},{"$f":"M554*VLOOKUP($B554,$AR$36:$AZ$47,MATCH(AJ$2,$AS$2:$BA$2,0)+1,FALSE)","v":9.0961285794516622E-2},{"$f":"N554*VLOOKUP($B554,$AR$36:$AZ$47,MATCH(AK$2,$AS$2:$BA$2,0)+1,FALSE)","v":7.6429115693349509E-2},{"$f":"O554*VLOOKUP($B554,$AR$36:$AZ$47,MATCH(AL$2,$AS$2:$BA$2,0)+1,FALSE)","v":6.2633747361502012E-2},{"$f":"P554*VLOOKUP($B554,$AR$36:$AZ$47,MATCH(AM$2,$AS$2:$BA$2,0)+1,FALSE)","v":8.5769883653262672E-6},{"$f":"Q554*VLOOKUP($B554,$AR$36:$AZ$47,MATCH(AN$2,$AS$2:$BA$2,0)+1,FALSE)","v":1.66507983835203E-3},{"$f":"R554*VLOOKUP($B554,$AR$36:$BA$47,MATCH(AO$2,$AS$2:$BA$2,0)+1,FALSE)","v":0},0.72034488437692146]
[2006,1,24,1,null,2013,1,24,1,0.24112105573365317,0.35866946951101852,8.4180874785592386E-3,9.513384241194546E-2,9.7002400000000044E-2,6.8894999999999998E-2,1.71375666785885E-5,2.1787855487974887E-3,0,0.87143577825065244,null,null,0.22829703026930864,8.3358860004191071E-2,0.31749251369986342,7.6463475156244964E-2,6.3509941589039706E-2,4.7079278059094483E-3,8.5769883653262672E-6,1.5925556000974171E-3,0,0.77543088111301994,null,{"$f":"J555*VLOOKUP($B555,$AR$36:$AZ$47,MATCH(AG$2,$AS$2:$BA$2,0)+1,FALSE)","v":0.23136488285032944},{"$f":"K555*VLOOKUP($B555,$AR$36:$AZ$47,MATCH(AH$2,$AS$2:$BA$2,0)+1,FALSE)","v":0.30333888969094736},{"$f":"L555*VLOOKUP($B555,$AR$36:$AZ$47,MATCH(AI$2,$AS$2:$BA$2,0)+1,FALSE)","v":6.2228339095312677E-3},{"$f":"M555*VLOOKUP($B555,$AR$36:$AZ$47,MATCH(AJ$2,$AS$2:$BA$2,0)+1,FALSE)","v":8.1814736431384288E-2},{"$f":"N555*VLOOKUP($B555,$AR$36:$AZ$47,MATCH(AK$2,$AS$2:$BA$2,0)+1,FALSE)","v":7.5879666629813172E-2},{"$f":"O555*VLOOKUP($B555,$AR$36:$AZ$47,MATCH(AL$2,$AS$2:$BA$2,0)+1,FALSE)","v":6.1056272012319508E-2},{"$f":"P555*VLOOKUP($B555,$AR$36:$AZ$47,MATCH(AM$2,$AS$2:$BA$2,0)+1,FALSE)","v":8.5769883653262672E-6},{"$f":"Q555*VLOOKUP($B555,$AR$36:$AZ$47,MATCH(AN$2,$AS$2:$BA$2,0)+1,FALSE)","v":1.66507983835203E-3},{"$f":"R555*VLOOKUP($B555,$AR$36:$BA$47,MATCH(AO$2,$AS$2:$BA$2,0)+1,FALSE)","v":0},0.76135093835104239]
[2006,1,24,2,null,2013,1,24,2,0.22929226314552489,0.34817691465567036,8.4180874785592386E-3,8.7728233879852999E-2,9.6035900000000007E-2,6.8329000000000001E-2,1.71375666785885E-5,2.1787855487974887E-3,0,0.84017632227508343,null,null,0.21709735211874392,7.6869864403662017E-2,0.30820455389469842,7.5701618246121982E-2,6.2988181999237891E-2,4.7079278059094483E-3,8.5769883653262672E-6,1.5925556000974171E-3,0,0.74717063105683634,null,{"$f":"J556*VLOOKUP($B556,$AR$36:$AZ$47,MATCH(AG$2,$AS$2:$BA$2,0)+1,FALSE)","v":0.22001470356761998},{"$f":"K556*VLOOKUP($B556,$AR$36:$AZ$47,MATCH(AH$2,$AS$2:$BA$2,0)+1,FALSE)","v":0.29446498150974132},{"$f":"L556*VLOOKUP($B556,$AR$36:$AZ$47,MATCH(AI$2,$AS$2:$BA$2,0)+1,FALSE)","v":6.2228339095312677E-3},{"$f":"M556*VLOOKUP($B556,$AR$36:$AZ$47,MATCH(AJ$2,$AS$2:$BA$2,0)+1,FALSE)","v":7.5445941743752951E-2},{"$f":"N556*VLOOKUP($B556,$AR$36:$AZ$47,MATCH(AK$2,$AS$2:$BA$2,0)+1,FALSE)","v":7.5123626595775692E-2},{"$f":"O556*VLOOKUP($B556,$AR$36:$AZ$47,MATCH(AL$2,$AS$2:$BA$2,0)+1,FALSE)","v":6.0554670300163725E-2},{"$f":"P556*VLOOKUP($B556,$AR$36:$AZ$47,MATCH(AM$2,$AS$2:$BA$2,0)+1,FALSE)","v":8.5769883653262672E-6},{"$f":"Q556*VLOOKUP($B556,$AR$36:$AZ$47,MATCH(AN$2,$AS$2:$BA$2,0)+1,FALSE)","v":1.66507983835203E-3},{"$f":"R556*VLOOKUP($B556,$AR$36:$BA$47,MATCH(AO$2,$AS$2:$BA$2,0)+1,FALSE)","v":0},0.73350041445330227]
[2006,1,24,3,null,2013,1,24,3,0.22349809818611316,0.34554438582158009,8.4180874785592386E-3,8.9355541624025439E-2,9.6004800000000001E-2,6.8332000000000004E-2,1.71375666785885E-5,2.1787855487974887E-3,0,0.83334883622575395,null,null,0.21161134987352578,7.8295755705758446E-2,0.30587425185348432,7.5677103243633789E-2,6.2990947509431197E-2,4.7079278059094483E-3,8.5769883653262672E-6,1.5925556000974171E-3,0,0.74075846858020578,null,{"$f":"J557*VLOOKUP($B557,$AR$36:$AZ$47,MATCH(AG$2,$AS$2:$BA$2,0)+1,FALSE)","v":0.21445498049419998},{"$f":"K557*VLOOKUP($B557,$AR$36:$AZ$47,MATCH(AH$2,$AS$2:$BA$2,0)+1,FALSE)","v":0.29223856292245248},{"$f":"L557*VLOOKUP($B557,$AR$36:$AZ$47,MATCH(AI$2,$AS$2:$BA$2,0)+1,FALSE)","v":6.2228339095312677E-3},{"$f":"M557*VLOOKUP($B557,$AR$36:$AZ$47,MATCH(AJ$2,$AS$2:$BA$2,0)+1,FALSE)","v":7.6845420108199849E-2},{"$f":"N557*VLOOKUP($B557,$AR$36:$AZ$47,MATCH(AK$2,$AS$2:$BA$2,0)+1,FALSE)","v":7.5099298768503506E-2},{"$f":"O557*VLOOKUP($B557,$AR$36:$AZ$47,MATCH(AL$2,$AS$2:$BA$2,0)+1,FALSE)","v":6.0557328966482575E-2},{"$f":"P557*VLOOKUP($B557,$AR$36:$AZ$47,MATCH(AM$2,$AS$2:$BA$2,0)+1,FALSE)","v":8.5769883653262672E-6},{"$f":"Q557*VLOOKUP($B557,$AR$36:$AZ$47,MATCH(AN$2,$AS$2:$BA$2,0)+1,FALSE)","v":1.66507983835203E-3},{"$f":"R557*VLOOKUP($B557,$AR$36:$BA$47,MATCH(AO$2,$AS$2:$BA$2,0)+1,FALSE)","v":0},0.72709208199608699]
[2006,1,24,4,null,2013,1,24,4,0.22474567648340057,0.34424811821467743,8.4180874785592386E-3,8.6860003698334298E-2,9.6002099999999993E-2,6.8251999999999993E-2,1.71375666785885E-5,2.1787855487974887E-3,0,0.8307219089904474,null,null,0.21279257570812801,7.6109097506018616E-2,0.30472680191439611,7.5674974931520672E-2,6.2917200570943285E-2,4.7079278059094483E-3,8.5769883653262672E-6,1.5925556000974171E-3,0,0.7385297110253789,null,{"$f":"J558*VLOOKUP($B558,$AR$36:$AZ$47,MATCH(AG$2,$AS$2:$BA$2,0)+1,FALSE)","v":0.21565207962650207},{"$f":"K558*VLOOKUP($B558,$AR$36:$AZ$47,MATCH(AH$2,$AS$2:$BA$2,0)+1,FALSE)","v":0.29114226560683132},{"$f":"L558*VLOOKUP($B558,$AR$36:$AZ$47,MATCH(AI$2,$AS$2:$BA$2,0)+1,FALSE)","v":6.2228339095312677E-3},{"$f":"M558*VLOOKUP($B558,$AR$36:$AZ$47,MATCH(AJ$2,$AS$2:$BA$2,0)+1,FALSE)","v":7.4699267146556128E-2},{"$f":"N558*VLOOKUP($B558,$AR$36:$AZ$47,MATCH(AK$2,$AS$2:$BA$2,0)+1,FALSE)","v":7.5097186706328742E-2},{"$f":"O558*VLOOKUP($B558,$AR$36:$AZ$47,MATCH(AL$2,$AS$2:$BA$2,0)+1,FALSE)","v":6.048643119797998E-2},{"$f":"P558*VLOOKUP($B558,$AR$36:$AZ$47,MATCH(AM$2,$AS$2:$BA$2,0)+1,FALSE)","v":8.5769883653262672E-6},{"$f":"Q558*VLOOKUP($B558,$AR$36:$AZ$47,MATCH(AN$2,$AS$2:$BA$2,0)+1,FALSE)","v":1.66507983835203E-3},{"$f":"R558*VLOOKUP($B558,$AR$36:$BA$47,MATCH(AO$2,$AS$2:$BA$2,0)+1,FALSE)","v":0},0.72497372102044699]
[2006,1,24,5,null,2013,1,24,5,0.2347901109446652,0.34955877093176091,8.4180874785592386E-3,8.6315860098311964E-2,9.7804799999999997E-2,6.8117999999999998E-2,1.71375666785885E-5,2.1787855487974887E-3,0,0.84720155256877328,null,null,0.222302796834459,7.563230408501892E-2,0.30942776651791398,7.7095977985714825E-2,6.2793674448976086E-2,4.7079278059094483E-3,8.5769883653262672E-6,1.5925556000974171E-3,0,0.75356158026645492,null,{"$f":"J559*VLOOKUP($B559,$AR$36:$AZ$47,MATCH(AG$2,$AS$2:$BA$2,0)+1,FALSE)","v":0.22529009898303373},{"$f":"K559*VLOOKUP($B559,$AR$36:$AZ$47,MATCH(AH$2,$AS$2:$BA$2,0)+1,FALSE)","v":0.29563366405490815},{"$f":"L559*VLOOKUP($B559,$AR$36:$AZ$47,MATCH(AI$2,$AS$2:$BA$2,0)+1,FALSE)","v":6.2228339095312677E-3},{"$f":"M559*VLOOKUP($B559,$AR$36:$AZ$47,MATCH(AJ$2,$AS$2:$BA$2,0)+1,FALSE)","v":7.4231305755657215E-2},{"$f":"N559*VLOOKUP($B559,$AR$36:$AZ$47,MATCH(AK$2,$AS$2:$BA$2,0)+1,FALSE)","v":7.650734021834045E-2},{"$f":"O559*VLOOKUP($B559,$AR$36:$AZ$47,MATCH(AL$2,$AS$2:$BA$2,0)+1,FALSE)","v":6.0367677435738155E-2},{"$f":"P559*VLOOKUP($B559,$AR$36:$AZ$47,MATCH(AM$2,$AS$2:$BA$2,0)+1,FALSE)","v":8.5769883653262672E-6},{"$f":"Q559*VLOOKUP($B559,$AR$36:$AZ$47,MATCH(AN$2,$AS$2:$BA$2,0)+1,FALSE)","v":1.66507983835203E-3},{"$f":"R559*VLOOKUP($B559,$AR$36:$BA$47,MATCH(AO$2,$AS$2:$BA$2,0)+1,FALSE)","v":0},0.73992657718392629]
[2006,1,24,6,null,2013,1,24,6,0.25634857542369732,0.36918723075524029,8.4180874785592386E-3,8.5182579905129743E-2,0.10125040000000003,7.0128999999999997E-2,1.71375666785885E-5,2.1787855487974887E-3,0,0.89271179667810263,null,null,0.24271467419105969,7.4639293158792128E-2,0.3268027860809376,7.9812019547556179E-2,6.464748811521541E-2,4.7079278059094483E-3,8.5769883653262672E-6,1.5925556000974171E-3,0,0.79492532148793327,null,{"$f":"J560*VLOOKUP($B560,$AR$36:$AZ$47,MATCH(AG$2,$AS$2:$BA$2,0)+1,FALSE)","v":0.24597627088721596},{"$f":"K560*VLOOKUP($B560,$AR$36:$AZ$47,MATCH(AH$2,$AS$2:$BA$2,0)+1,FALSE)","v":0.3122341157669396},{"$f":"L560*VLOOKUP($B560,$AR$36:$AZ$47,MATCH(AI$2,$AS$2:$BA$2,0)+1,FALSE)","v":6.2228339095312677E-3},{"$f":"M560*VLOOKUP($B560,$AR$36:$AZ$47,MATCH(AJ$2,$AS$2:$BA$2,0)+1,FALSE)","v":7.3256689173824829E-2},{"$f":"N560*VLOOKUP($B560,$AR$36:$AZ$47,MATCH(AK$2,$AS$2:$BA$2,0)+1,FALSE)","v":7.9202644451428356E-2},{"$f":"O560*VLOOKUP($B560,$AR$36:$AZ$47,MATCH(AL$2,$AS$2:$BA$2,0)+1,FALSE)","v":6.2149870091471875E-2},{"$f":"P560*VLOOKUP($B560,$AR$36:$AZ$47,MATCH(AM$2,$AS$2:$BA$2,0)+1,FALSE)","v":8.5769883653262672E-6},{"$f":"Q560*VLOOKUP($B560,$AR$36:$AZ$47,MATCH(AN$2,$AS$2:$BA$2,0)+1,FALSE)","v":1.66507983835203E-3},{"$f":"R560*VLOOKUP($B560,$AR$36:$BA$47,MATCH(AO$2,$AS$2:$BA$2,0)+1,FALSE)","v":0},0.78071608110712931]
[2006,1,24,7,null,2013,1,24,7,0.29703660374571228,0.4166958639650683,8.4180874785592386E-3,9.3145757701425747E-2,0.112471,7.5334999999999999E-2,1.71375666785885E-5,2.1787855487974887E-3,0,1.0052982360062417,null,null,0.2812387093698468,8.1616846112404051E-2,0.36885720292549629,8.8656811731441937E-2,6.9446570137314853E-2,4.7079278059094483E-3,8.5769883653262672E-6,1.5925556000974171E-3,0,0.89612520067087609,null,{"$f":"J561*VLOOKUP($B561,$AR$36:$AZ$47,MATCH(AG$2,$AS$2:$BA$2,0)+1,FALSE)","v":0.28501799155939367},{"$f":"K561*VLOOKUP($B561,$AR$36:$AZ$47,MATCH(AH$2,$AS$2:$BA$2,0)+1,FALSE)","v":0.352413772173856},{"$f":"L561*VLOOKUP($B561,$AR$36:$AZ$47,MATCH(AI$2,$AS$2:$BA$2,0)+1,FALSE)","v":6.2228339095312677E-3},{"$f":"M561*VLOOKUP($B561,$AR$36:$AZ$47,MATCH(AJ$2,$AS$2:$BA$2,0)+1,FALSE)","v":8.0104991271611248E-2},{"$f":"N561*VLOOKUP($B561,$AR$36:$AZ$47,MATCH(AK$2,$AS$2:$BA$2,0)+1,FALSE)","v":8.7979905502561934E-2},{"$f":"O561*VLOOKUP($B561,$AR$36:$AZ$47,MATCH(AL$2,$AS$2:$BA$2,0)+1,FALSE)","v":6.6763542376777563E-2},{"$f":"P561*VLOOKUP($B561,$AR$36:$AZ$47,MATCH(AM$2,$AS$2:$BA$2,0)+1,FALSE)","v":8.5769883653262672E-6},{"$f":"Q561*VLOOKUP($B561,$AR$36:$AZ$47,MATCH(AN$2,$AS$2:$BA$2,0)+1,FALSE)","v":1.66507983835203E-3},{"$f":"R561*VLOOKUP($B561,$AR$36:$BA$47,MATCH(AO$2,$AS$2:$BA$2,0)+1,FALSE)","v":0},0.88017669362044904]
[2006,1,24,8,null,2013,1,24,8,0.3351272272863246,0.47116275067838709,4.2090437392796193E-3,0.11177042526424741,0.12053329999999995,8.0309000000000005E-2,8.5687833392942498E-6,2.0118133241747091E-3,0,1.1251321290757528,null,null,0.31730348276331494,9.7936286351884019E-2,0.41707103277723401,9.5012030527597394E-2,7.4031786037799419E-2,2.3539639029547242E-3,4.2884941826631336E-6,1.4705093750660028E-3,0,1.0051833802300332,null,{"$f":"J562*VLOOKUP($B562,$AR$36:$AZ$47,MATCH(AG$2,$AS$2:$BA$2,0)+1,FALSE)","v":0.32156740291774716},{"$f":"K562*VLOOKUP($B562,$AR$36:$AZ$47,MATCH(AH$2,$AS$2:$BA$2,0)+1,FALSE)","v":0.39847825868581199},{"$f":"L562*VLOOKUP($B562,$AR$36:$AZ$47,MATCH(AI$2,$AS$2:$BA$2,0)+1,FALSE)","v":3.1114169547656338E-3},{"$f":"M562*VLOOKUP($B562,$AR$36:$AZ$47,MATCH(AJ$2,$AS$2:$BA$2,0)+1,FALSE)","v":9.6122133322661993E-2},{"$f":"N562*VLOOKUP($B562,$AR$36:$AZ$47,MATCH(AK$2,$AS$2:$BA$2,0)+1,FALSE)","v":9.4286601380906582E-2},{"$f":"O562*VLOOKUP($B562,$AR$36:$AZ$47,MATCH(AL$2,$AS$2:$BA$2,0)+1,FALSE)","v":7.1171611133425766E-2},{"$f":"P562*VLOOKUP($B562,$AR$36:$AZ$47,MATCH(AM$2,$AS$2:$BA$2,0)+1,FALSE)","v":4.2884941826631336E-6},{"$f":"Q562*VLOOKUP($B562,$AR$36:$AZ$47,MATCH(AN$2,$AS$2:$BA$2,0)+1,FALSE)","v":1.5374756852321316E-3},{"$f":"R562*VLOOKUP($B562,$AR$36:$BA$47,MATCH(AO$2,$AS$2:$BA$2,0)+1,FALSE)","v":0},0.98627918857473384]
[2006,1,24,9,null,2013,1,24,9,0.30265664267704706,0.50506382581783393,0,0.12312361765467207,0.12501080000000006,8.3359000000000003E-2,0,1.844841099551928E-3,0,1.1410587272491051,null,null,0.28655984648131871,0.1078842622885232,0.44708010374116303,9.8541481448524038E-2,7.6843388067650217E-2,0,0,1.3484631500345877E-3,0,1.0182575451772138,null,{"$f":"J563*VLOOKUP($B563,$AR$36:$AZ$47,MATCH(AG$2,$AS$2:$BA$2,0)+1,FALSE)","v":0.29041063404350287},{"$f":"K563*VLOOKUP($B563,$AR$36:$AZ$47,MATCH(AH$2,$AS$2:$BA$2,0)+1,FALSE)","v":0.4271495434376168},{"$f":"L563*VLOOKUP($B563,$AR$36:$AZ$47,MATCH(AI$2,$AS$2:$BA$2,0)+1,FALSE)","v":0},{"$f":"M563*VLOOKUP($B563,$AR$36:$AZ$47,MATCH(AJ$2,$AS$2:$BA$2,0)+1,FALSE)","v":0.10588583485649976},{"$f":"N563*VLOOKUP($B563,$AR$36:$AZ$47,MATCH(AK$2,$AS$2:$BA$2,0)+1,FALSE)","v":9.7789104487376072E-2},{"$f":"O563*VLOOKUP($B563,$AR$36:$AZ$47,MATCH(AL$2,$AS$2:$BA$2,0)+1,FALSE)","v":7.3874588557586801E-2},{"$f":"P563*VLOOKUP($B563,$AR$36:$AZ$47,MATCH(AM$2,$AS$2:$BA$2,0)+1,FALSE)","v":0},{"$f":"Q563*VLOOKUP($B563,$AR$36:$AZ$47,MATCH(AN$2,$AS$2:$BA$2,0)+1,FALSE)","v":1.4098715321122319E-3},{"$f":"R563*VLOOKUP($B563,$AR$36:$BA$47,MATCH(AO$2,$AS$2:$BA$2,0)+1,FALSE)","v":0},0.9965195769146945]
[2006,1,24,10,null,2013,1,24,10,0.28330849367294925,0.5207746681805584,0,0.1279386587526245,0.12786409999999998,8.5941000000000004E-2,0,1.844841099551928E-3,0,1.1476717617056842,null,null,0.26824072895172868,0.11210333224956415,0.46098726690418335,0.10079063439384608,7.9223570507346866E-2,0,0,1.3484631500345877E-3,0,1.0226939961567039,null,{"$f":"J564*VLOOKUP($B564,$AR$36:$AZ$47,MATCH(AG$2,$AS$2:$BA$2,0)+1,FALSE)","v":0.27184534444619529},{"$f":"K564*VLOOKUP($B564,$AR$36:$AZ$47,MATCH(AH$2,$AS$2:$BA$2,0)+1,FALSE)","v":0.44043673368805974},{"$f":"L564*VLOOKUP($B564,$AR$36:$AZ$47,MATCH(AI$2,$AS$2:$BA$2,0)+1,FALSE)","v":0},{"$f":"M564*VLOOKUP($B564,$AR$36:$AZ$47,MATCH(AJ$2,$AS$2:$BA$2,0)+1,FALSE)","v":0.11002675157286058},{"$f":"N564*VLOOKUP($B564,$AR$36:$AZ$47,MATCH(AK$2,$AS$2:$BA$2,0)+1,FALSE)","v":0.10002108485894255},{"$f":"O564*VLOOKUP($B564,$AR$36:$AZ$47,MATCH(AL$2,$AS$2:$BA$2,0)+1,FALSE)","v":7.6162814036007706E-2},{"$f":"P564*VLOOKUP($B564,$AR$36:$AZ$47,MATCH(AM$2,$AS$2:$BA$2,0)+1,FALSE)","v":0},{"$f":"Q564*VLOOKUP($B564,$AR$36:$AZ$47,MATCH(AN$2,$AS$2:$BA$2,0)+1,FALSE)","v":1.4098715321122319E-3},{"$f":"R564*VLOOKUP($B564,$AR$36:$BA$47,MATCH(AO$2,$AS$2:$BA$2,0)+1,FALSE)","v":0},0.99990260013417809]
[2006,1,24,11,null,2013,1,24,11,0.27047893986391747,0.52095226875585254,0,0.12701524128104758,0.12802570000000002,8.7090000000000001E-2,0,1.844841099551928E-3,0,1.1354069910003695,null,null,0.25609351507457306,0.11129420874748494,0.46114447809130099,0.10091801781513517,8.0282760911379175E-2,0,0,1.3484631500345877E-3,0,1.0110814437899081,null,{"$f":"J565*VLOOKUP($B565,$AR$36:$AZ$47,MATCH(AG$2,$AS$2:$BA$2,0)+1,FALSE)","v":0.259534896463886},{"$f":"K565*VLOOKUP($B565,$AR$36:$AZ$47,MATCH(AH$2,$AS$2:$BA$2,0)+1,FALSE)","v":0.44058693649565206},{"$f":"L565*VLOOKUP($B565,$AR$36:$AZ$47,MATCH(AI$2,$AS$2:$BA$2,0)+1,FALSE)","v":0},{"$f":"M565*VLOOKUP($B565,$AR$36:$AZ$47,MATCH(AJ$2,$AS$2:$BA$2,0)+1,FALSE)","v":0.10923261611971594},{"$f":"N565*VLOOKUP($B565,$AR$36:$AZ$47,MATCH(AK$2,$AS$2:$BA$2,0)+1,FALSE)","v":0.10014749569132794},{"$f":"O565*VLOOKUP($B565,$AR$36:$AZ$47,MATCH(AL$2,$AS$2:$BA$2,0)+1,FALSE)","v":7.7181083236126075E-2},{"$f":"P565*VLOOKUP($B565,$AR$36:$AZ$47,MATCH(AM$2,$AS$2:$BA$2,0)+1,FALSE)","v":0},{"$f":"Q565*VLOOKUP($B565,$AR$36:$AZ$47,MATCH(AN$2,$AS$2:$BA$2,0)+1,FALSE)","v":1.4098715321122319E-3},{"$f":"R565*VLOOKUP($B565,$AR$36:$BA$47,MATCH(AO$2,$AS$2:$BA$2,0)+1,FALSE)","v":0},0.98809289953882018]
[2006,1,24,12,null,2013,1,24,12,0.2753185278568227,0.51654085979719611,0,0.12245408278006956,0.12760350000000004,8.6872000000000005E-2,0,1.844841099551928E-3,0,1.1306338115336403,null,null,0.26067570953762204,0.10729759762256509,0.45723951979877786,0.10058521286174261,8.0081800503999684E-2,0,0,1.3484631500345877E-3,0,1.0072283034747418,null,{"$f":"J566*VLOOKUP($B566,$AR$36:$AZ$47,MATCH(AG$2,$AS$2:$BA$2,0)+1,FALSE)","v":0.26417866639768739},{"$f":"K566*VLOOKUP($B566,$AR$36:$AZ$47,MATCH(AH$2,$AS$2:$BA$2,0)+1,FALSE)","v":0.43685605887923301},{"$f":"L566*VLOOKUP($B566,$AR$36:$AZ$47,MATCH(AI$2,$AS$2:$BA$2,0)+1,FALSE)","v":0},{"$f":"M566*VLOOKUP($B566,$AR$36:$AZ$47,MATCH(AJ$2,$AS$2:$BA$2,0)+1,FALSE)","v":0.10531003745456126},{"$f":"N566*VLOOKUP($B566,$AR$36:$AZ$47,MATCH(AK$2,$AS$2:$BA$2,0)+1,FALSE)","v":9.9817231746816198E-2},{"$f":"O566*VLOOKUP($B566,$AR$36:$AZ$47,MATCH(AL$2,$AS$2:$BA$2,0)+1,FALSE)","v":7.6987886816956536E-2},{"$f":"P566*VLOOKUP($B566,$AR$36:$AZ$47,MATCH(AM$2,$AS$2:$BA$2,0)+1,FALSE)","v":0},{"$f":"Q566*VLOOKUP($B566,$AR$36:$AZ$47,MATCH(AN$2,$AS$2:$BA$2,0)+1,FALSE)","v":1.4098715321122319E-3},{"$f":"R566*VLOOKUP($B566,$AR$36:$BA$47,MATCH(AO$2,$AS$2:$BA$2,0)+1,FALSE)","v":0},0.98455975282736674]
[2006,1,24,13,null,2013,1,24,13,0.27672046465678113,0.51249630891573816,0,0.12126719164086219,0.12609119999999999,8.6209999999999995E-2,0,1.844841099551928E-3,0,1.1246300063129333,null,null,0.26200308431657665,0.1062576113274149,0.45365930253665143,9.9393121599270828E-2,7.947154458801238E-2,0,0,1.3484631500345877E-3,0,1.0021331275179608,null,{"$f":"J567*VLOOKUP($B567,$AR$36:$AZ$47,MATCH(AG$2,$AS$2:$BA$2,0)+1,FALSE)","v":0.26552387842199204},{"$f":"K567*VLOOKUP($B567,$AR$36:$AZ$47,MATCH(AH$2,$AS$2:$BA$2,0)+1,FALSE)","v":0.43343544553471669},{"$f":"L567*VLOOKUP($B567,$AR$36:$AZ$47,MATCH(AI$2,$AS$2:$BA$2,0)+1,FALSE)","v":0},{"$f":"M567*VLOOKUP($B567,$AR$36:$AZ$47,MATCH(AJ$2,$AS$2:$BA$2,0)+1,FALSE)","v":0.10428931566655111},{"$f":"N567*VLOOKUP($B567,$AR$36:$AZ$47,MATCH(AK$2,$AS$2:$BA$2,0)+1,FALSE)","v":9.8634242255378146E-2},{"$f":"O567*VLOOKUP($B567,$AR$36:$AZ$47,MATCH(AL$2,$AS$2:$BA$2,0)+1,FALSE)","v":7.6401207782597652E-2},{"$f":"P567*VLOOKUP($B567,$AR$36:$AZ$47,MATCH(AM$2,$AS$2:$BA$2,0)+1,FALSE)","v":0},{"$f":"Q567*VLOOKUP($B567,$AR$36:$AZ$47,MATCH(AN$2,$AS$2:$BA$2,0)+1,FALSE)","v":1.4098715321122319E-3},{"$f":"R567*VLOOKUP($B567,$AR$36:$BA$47,MATCH(AO$2,$AS$2:$BA$2,0)+1,FALSE)","v":0},0.97969396119334784]
[2006,1,24,14,null,2013,1,24,14,0.27108936491875724,0.50737861665207529,0,0.11504586193326465,0.12612379999999998,8.6184999999999998E-2,0,1.844841099551928E-3,0,1.1076674846036489,null,null,0.25667147466751644,0.10080631304083985,0.44912914561153638,9.9418818997377409E-2,7.9448498669734927E-2,0,0,1.3484631500345877E-3,0,0.98682271413703948,null,{"$f":"J568*VLOOKUP($B568,$AR$36:$AZ$47,MATCH(AG$2,$AS$2:$BA$2,0)+1,FALSE)","v":0.26012062267046798},{"$f":"K568*VLOOKUP($B568,$AR$36:$AZ$47,MATCH(AH$2,$AS$2:$BA$2,0)+1,FALSE)","v":0.42910724026216907},{"$f":"L568*VLOOKUP($B568,$AR$36:$AZ$47,MATCH(AI$2,$AS$2:$BA$2,0)+1,FALSE)","v":0},{"$f":"M568*VLOOKUP($B568,$AR$36:$AZ$47,MATCH(AJ$2,$AS$2:$BA$2,0)+1,FALSE)","v":9.8938996186383438E-2},{"$f":"N568*VLOOKUP($B568,$AR$36:$AZ$47,MATCH(AK$2,$AS$2:$BA$2,0)+1,FALSE)","v":9.8659743450525195E-2},{"$f":"O568*VLOOKUP($B568,$AR$36:$AZ$47,MATCH(AL$2,$AS$2:$BA$2,0)+1,FALSE)","v":7.6379052229940597E-2},{"$f":"P568*VLOOKUP($B568,$AR$36:$AZ$47,MATCH(AM$2,$AS$2:$BA$2,0)+1,FALSE)","v":0},{"$f":"Q568*VLOOKUP($B568,$AR$36:$AZ$47,MATCH(AN$2,$AS$2:$BA$2,0)+1,FALSE)","v":1.4098715321122319E-3},{"$f":"R568*VLOOKUP($B568,$AR$36:$BA$47,MATCH(AO$2,$AS$2:$BA$2,0)+1,FALSE)","v":0},0.96461552633159853]
[2006,1,24,15,null,2013,1,24,15,0.27858750068842431,0.49456409182725003,0,0.10404376499700779,0.12701580000000001,8.5826E-2,0,1.844841099551928E-3,0,1.0918819986122341,null,null,0.26377082202049895,9.1165976489618883E-2,0.4377857889995288,0.10012195025845315,7.9117559283270522E-2,0,0,1.3484631500345877E-3,0,0.97331056020140483,null,{"$f":"J569*VLOOKUP($B569,$AR$36:$AZ$47,MATCH(AG$2,$AS$2:$BA$2,0)+1,FALSE)","v":0.26731537096263364},{"$f":"K569*VLOOKUP($B569,$AR$36:$AZ$47,MATCH(AH$2,$AS$2:$BA$2,0)+1,FALSE)","v":0.41826956361916123},{"$f":"L569*VLOOKUP($B569,$AR$36:$AZ$47,MATCH(AI$2,$AS$2:$BA$2,0)+1,FALSE)","v":0},{"$f":"M569*VLOOKUP($B569,$AR$36:$AZ$47,MATCH(AJ$2,$AS$2:$BA$2,0)+1,FALSE)","v":8.9477235384852208E-2},{"$f":"N569*VLOOKUP($B569,$AR$36:$AZ$47,MATCH(AK$2,$AS$2:$BA$2,0)+1,FALSE)","v":9.9357506213444413E-2},{"$f":"O569*VLOOKUP($B569,$AR$36:$AZ$47,MATCH(AL$2,$AS$2:$BA$2,0)+1,FALSE)","v":7.6060898493785251E-2},{"$f":"P569*VLOOKUP($B569,$AR$36:$AZ$47,MATCH(AM$2,$AS$2:$BA$2,0)+1,FALSE)","v":0},{"$f":"Q569*VLOOKUP($B569,$AR$36:$AZ$47,MATCH(AN$2,$AS$2:$BA$2,0)+1,FALSE)","v":1.4098715321122319E-3},{"$f":"R569*VLOOKUP($B569,$AR$36:$BA$47,MATCH(AO$2,$AS$2:$BA$2,0)+1,FALSE)","v":0},0.95189044620598895]
[2006,1,24,16,null,2013,1,24,16,0.30730716482021747,0.49118486094630298,0,0.10559749462898201,0.1257664,8.4948999999999997E-2,0,1.844841099551928E-3,0,1.1166497614950543,null,null,0.29096303056350953,9.2527396648759211E-2,0.43479450984709145,9.913709353469978E-2,7.8309108470097019E-2,0,0,1.3484631500345877E-3,0,0.99707960221419145,null,{"$f":"J570*VLOOKUP($B570,$AR$36:$AZ$47,MATCH(AG$2,$AS$2:$BA$2,0)+1,FALSE)","v":0.29487298805723122},{"$f":"K570*VLOOKUP($B570,$AR$36:$AZ$47,MATCH(AH$2,$AS$2:$BA$2,0)+1,FALSE)","v":0.41541163388002478},{"$f":"L570*VLOOKUP($B570,$AR$36:$AZ$47,MATCH(AI$2,$AS$2:$BA$2,0)+1,FALSE)","v":0},{"$f":"M570*VLOOKUP($B570,$AR$36:$AZ$47,MATCH(AJ$2,$AS$2:$BA$2,0)+1,FALSE)","v":9.0813436857459184E-2},{"$f":"N570*VLOOKUP($B570,$AR$36:$AZ$47,MATCH(AK$2,$AS$2:$BA$2,0)+1,FALSE)","v":9.8380168998207576E-2},{"$f":"O570*VLOOKUP($B570,$AR$36:$AZ$47,MATCH(AL$2,$AS$2:$BA$2,0)+1,FALSE)","v":7.5283681706575664E-2},{"$f":"P570*VLOOKUP($B570,$AR$36:$AZ$47,MATCH(AM$2,$AS$2:$BA$2,0)+1,FALSE)","v":0},{"$f":"Q570*VLOOKUP($B570,$AR$36:$AZ$47,MATCH(AN$2,$AS$2:$BA$2,0)+1,FALSE)","v":1.4098715321122319E-3},{"$f":"R570*VLOOKUP($B570,$AR$36:$BA$47,MATCH(AO$2,$AS$2:$BA$2,0)+1,FALSE)","v":0},0.97617178103161062]
[2006,1,24,17,null,2013,1,24,17,0.35686003759610868,0.4927954434348879,0,0.10997334678600239,0.12364729999999999,8.3356E-2,0,1.844841099551928E-3,0,1.1684769689165508,null,null,0.33788043336612966,9.6361637315467499E-2,0.4362201898290507,9.7466683831397602E-2,7.6840622557456911E-2,0,0,1.3484631500345877E-3,0,1.046118030049537,null,{"$f":"J571*VLOOKUP($B571,$AR$36:$AZ$47,MATCH(AG$2,$AS$2:$BA$2,0)+1,FALSE)","v":0.3424208663203207},{"$f":"K571*VLOOKUP($B571,$AR$36:$AZ$47,MATCH(AH$2,$AS$2:$BA$2,0)+1,FALSE)","v":0.41677375791168286},{"$f":"L571*VLOOKUP($B571,$AR$36:$AZ$47,MATCH(AI$2,$AS$2:$BA$2,0)+1,FALSE)","v":0},{"$f":"M571*VLOOKUP($B571,$AR$36:$AZ$47,MATCH(AJ$2,$AS$2:$BA$2,0)+1,FALSE)","v":9.4576652783702211E-2},{"$f":"N571*VLOOKUP($B571,$AR$36:$AZ$47,MATCH(AK$2,$AS$2:$BA$2,0)+1,FALSE)","v":9.6722513089124523E-2},{"$f":"O571*VLOOKUP($B571,$AR$36:$AZ$47,MATCH(AL$2,$AS$2:$BA$2,0)+1,FALSE)","v":7.3871929891267951E-2},{"$f":"P571*VLOOKUP($B571,$AR$36:$AZ$47,MATCH(AM$2,$AS$2:$BA$2,0)+1,FALSE)","v":0},{"$f":"Q571*VLOOKUP($B571,$AR$36:$AZ$47,MATCH(AN$2,$AS$2:$BA$2,0)+1,FALSE)","v":1.4098715321122319E-3},{"$f":"R571*VLOOKUP($B571,$AR$36:$BA$47,MATCH(AO$2,$AS$2:$BA$2,0)+1,FALSE)","v":0},1.0257755915282105]
[2006,1,24,18,null,2013,1,24,18,0.42586827897192281,0.49797324058893638,8.4180874785592386E-3,0.12302997965856459,0.1204493,8.1689999999999999E-2,1.71375666785885E-5,2.1787855487974887E-3,0,1.2596248098134593,null,null,0.40321847081902046,0.10780221412973237,0.44080355131813431,9.4945816372966979E-2,7.5304842563446606E-2,4.7079278059094483E-3,8.5769883653262672E-6,1.5925556000974171E-3,0,1.1283839555976731,null,{"$f":"J572*VLOOKUP($B572,$AR$36:$AZ$47,MATCH(AG$2,$AS$2:$BA$2,0)+1,FALSE)","v":0.40863691548717124},{"$f":"K572*VLOOKUP($B572,$AR$36:$AZ$47,MATCH(AH$2,$AS$2:$BA$2,0)+1,FALSE)","v":0.42115279592095445},{"$f":"L572*VLOOKUP($B572,$AR$36:$AZ$47,MATCH(AI$2,$AS$2:$BA$2,0)+1,FALSE)","v":6.2228339095312677E-3},{"$f":"M572*VLOOKUP($B572,$AR$36:$AZ$47,MATCH(AJ$2,$AS$2:$BA$2,0)+1,FALSE)","v":0.10580530654210325},{"$f":"N572*VLOOKUP($B572,$AR$36:$AZ$47,MATCH(AK$2,$AS$2:$BA$2,0)+1,FALSE)","v":9.4220892779914217E-2},{"$f":"O572*VLOOKUP($B572,$AR$36:$AZ$47,MATCH(AL$2,$AS$2:$BA$2,0)+1,FALSE)","v":7.2395483862201626E-2},{"$f":"P572*VLOOKUP($B572,$AR$36:$AZ$47,MATCH(AM$2,$AS$2:$BA$2,0)+1,FALSE)","v":8.5769883653262672E-6},{"$f":"Q572*VLOOKUP($B572,$AR$36:$AZ$47,MATCH(AN$2,$AS$2:$BA$2,0)+1,FALSE)","v":1.66507983835203E-3},{"$f":"R572*VLOOKUP($B572,$AR$36:$BA$47,MATCH(AO$2,$AS$2:$BA$2,0)+1,FALSE)","v":0},1.1101078853285933]
[2006,1,24,19,null,2013,1,24,19,0.46986498942903554,0.46599225060738181,8.4180874785592386E-3,0.10405696040267554,0.11166619999999998,7.8223000000000001E-2,1.71375666785885E-5,2.1787855487974887E-3,0,1.2404174110331283,null,null,0.44487521584452588,9.117753866293038E-2,0.41249413063145951,8.8022417068982575E-2,7.2108834616727679E-2,4.7079278059094483E-3,8.5769883653262672E-6,1.5925556000974171E-3,0,1.1149871972189984,null,{"$f":"J573*VLOOKUP($B573,$AR$36:$AZ$47,MATCH(AG$2,$AS$2:$BA$2,0)+1,FALSE)","v":0.45085344332103239},{"$f":"K573*VLOOKUP($B573,$AR$36:$AZ$47,MATCH(AH$2,$AS$2:$BA$2,0)+1,FALSE)","v":0.39410539206623618},{"$f":"L573*VLOOKUP($B573,$AR$36:$AZ$47,MATCH(AI$2,$AS$2:$BA$2,0)+1,FALSE)","v":6.2228339095312677E-3},{"$f":"M573*VLOOKUP($B573,$AR$36:$AZ$47,MATCH(AJ$2,$AS$2:$BA$2,0)+1,FALSE)","v":8.9488583382677594E-2},{"$f":"N573*VLOOKUP($B573,$AR$36:$AZ$47,MATCH(AK$2,$AS$2:$BA$2,0)+1,FALSE)","v":8.7350354525434812E-2},{"$f":"O573*VLOOKUP($B573,$AR$36:$AZ$47,MATCH(AL$2,$AS$2:$BA$2,0)+1,FALSE)","v":6.9322951819720868E-2},{"$f":"P573*VLOOKUP($B573,$AR$36:$AZ$47,MATCH(AM$2,$AS$2:$BA$2,0)+1,FALSE)","v":8.5769883653262672E-6},{"$f":"Q573*VLOOKUP($B573,$AR$36:$AZ$47,MATCH(AN$2,$AS$2:$BA$2,0)+1,FALSE)","v":1.66507983835203E-3},{"$f":"R573*VLOOKUP($B573,$AR$36:$BA$47,MATCH(AO$2,$AS$2:$BA$2,0)+1,FALSE)","v":0},1.0990172158513505]
[2006,1,24,20,null,2013,1,24,20,0.46921184845626579,0.44981612192594778,8.4180874785592386E-3,9.8324130064477364E-2,0.10702829999999997,7.5919E-2,1.71375666785885E-5,2.1787855487974887E-3,0,1.2109134110407265,null,null,0.44425681218012236,8.6154276809169331E-2,0.39817509822537628,8.4366528643261676E-2,6.9984922788276449E-2,4.7079278059094483E-3,8.5769883653262672E-6,1.5925556000974171E-3,0,1.0892466990405785,null,{"$f":"J574*VLOOKUP($B574,$AR$36:$AZ$47,MATCH(AG$2,$AS$2:$BA$2,0)+1,FALSE)","v":0.45022672955607379},{"$f":"K574*VLOOKUP($B574,$AR$36:$AZ$47,MATCH(AH$2,$AS$2:$BA$2,0)+1,FALSE)","v":0.38042469345418622},{"$f":"L574*VLOOKUP($B574,$AR$36:$AZ$47,MATCH(AI$2,$AS$2:$BA$2,0)+1,FALSE)","v":6.2228339095312677E-3},{"$f":"M574*VLOOKUP($B574,$AR$36:$AZ$47,MATCH(AJ$2,$AS$2:$BA$2,0)+1,FALSE)","v":8.4558371470343091E-2},{"$f":"N574*VLOOKUP($B574,$AR$36:$AZ$47,MATCH(AK$2,$AS$2:$BA$2,0)+1,FALSE)","v":8.372237928087993E-2},{"$f":"O574*VLOOKUP($B574,$AR$36:$AZ$47,MATCH(AL$2,$AS$2:$BA$2,0)+1,FALSE)","v":6.7281096086846431E-2},{"$f":"P574*VLOOKUP($B574,$AR$36:$AZ$47,MATCH(AM$2,$AS$2:$BA$2,0)+1,FALSE)","v":8.5769883653262672E-6},{"$f":"Q574*VLOOKUP($B574,$AR$36:$AZ$47,MATCH(AN$2,$AS$2:$BA$2,0)+1,FALSE)","v":1.66507983835203E-3},{"$f":"R574*VLOOKUP($B574,$AR$36:$BA$47,MATCH(AO$2,$AS$2:$BA$2,0)+1,FALSE)","v":0},1.074109760584578]
[2006,1,24,21,null,2013,1,24,21,0.43969581255973184,0.44769267026163423,8.4180874785592386E-3,0.11092238735970919,0.10487610000000001,7.4672000000000002E-2,1.71375666785885E-5,2.1787855487974887E-3,0,1.1884729807751109,null,null,0.41631058691166467,9.719321247648495E-2,0.3962954288809456,8.2670027409980154E-2,6.8835392384596461E-2,4.7079278059094483E-3,8.5769883653262672E-6,1.5925556000974171E-3,0,1.0676137084580442,null,{"$f":"J575*VLOOKUP($B575,$AR$36:$AZ$47,MATCH(AG$2,$AS$2:$BA$2,0)+1,FALSE)","v":0.42190496326888938},{"$f":"K575*VLOOKUP($B575,$AR$36:$AZ$47,MATCH(AH$2,$AS$2:$BA$2,0)+1,FALSE)","v":0.37862881863093067},{"$f":"L575*VLOOKUP($B575,$AR$36:$AZ$47,MATCH(AI$2,$AS$2:$BA$2,0)+1,FALSE)","v":6.2228339095312677E-3},{"$f":"M575*VLOOKUP($B575,$AR$36:$AZ$47,MATCH(AJ$2,$AS$2:$BA$2,0)+1,FALSE)","v":9.5392824005550825E-2},{"$f":"N575*VLOOKUP($B575,$AR$36:$AZ$47,MATCH(AK$2,$AS$2:$BA$2,0)+1,FALSE)","v":8.2038831054024916E-2},{"$f":"O575*VLOOKUP($B575,$AR$36:$AZ$47,MATCH(AL$2,$AS$2:$BA$2,0)+1,FALSE)","v":6.6175977120312396E-2},{"$f":"P575*VLOOKUP($B575,$AR$36:$AZ$47,MATCH(AM$2,$AS$2:$BA$2,0)+1,FALSE)","v":8.5769883653262672E-6},{"$f":"Q575*VLOOKUP($B575,$AR$36:$AZ$47,MATCH(AN$2,$AS$2:$BA$2,0)+1,FALSE)","v":1.66507983835203E-3},{"$f":"R575*VLOOKUP($B575,$AR$36:$BA$47,MATCH(AO$2,$AS$2:$BA$2,0)+1,FALSE)","v":0},1.0520379048159567]
[2006,1,24,22,null,2013,1,24,22,0.39009239465102574,0.42367737239589681,8.4180874785592386E-3,0.10785624717418277,0.10282989999999996,7.3287000000000005E-2,1.71375666785885E-5,2.1787855487974887E-3,0,1.1083569248151408,null,null,0.36934532721956176,9.4506577058441246E-2,0.37503720108408628,8.1057082133732222E-2,6.755864851202488E-2,4.7079278059094483E-3,8.5769883653262672E-6,1.5925556000974171E-3,0,0.99381389640221851,null,{"$f":"J576*VLOOKUP($B576,$AR$36:$AZ$47,MATCH(AG$2,$AS$2:$BA$2,0)+1,FALSE)","v":0.37430858501604669},{"$f":"K576*VLOOKUP($B576,$AR$36:$AZ$47,MATCH(AH$2,$AS$2:$BA$2,0)+1,FALSE)","v":0.3583182697567216},{"$f":"L576*VLOOKUP($B576,$AR$36:$AZ$47,MATCH(AI$2,$AS$2:$BA$2,0)+1,FALSE)","v":6.2228339095312677E-3},{"$f":"M576*VLOOKUP($B576,$AR$36:$AZ$47,MATCH(AJ$2,$AS$2:$BA$2,0)+1,FALSE)","v":9.275595530792928E-2},{"$f":"N576*VLOOKUP($B576,$AR$36:$AZ$47,MATCH(AK$2,$AS$2:$BA$2,0)+1,FALSE)","v":8.0438200823660225E-2},{"$f":"O576*VLOOKUP($B576,$AR$36:$AZ$47,MATCH(AL$2,$AS$2:$BA$2,0)+1,FALSE)","v":6.4948559503111403E-2},{"$f":"P576*VLOOKUP($B576,$AR$36:$AZ$47,MATCH(AM$2,$AS$2:$BA$2,0)+1,FALSE)","v":8.5769883653262672E-6},{"$f":"Q576*VLOOKUP($B576,$AR$36:$AZ$47,MATCH(AN$2,$AS$2:$BA$2,0)+1,FALSE)","v":1.66507983835203E-3},{"$f":"R576*VLOOKUP($B576,$AR$36:$BA$47,MATCH(AO$2,$AS$2:$BA$2,0)+1,FALSE)","v":0},0.9786660611437179]
[2006,1,24,23,null,2013,1,24,23,0.34564924833829014,0.40114194536519643,8.4180874785592386E-3,0.10959766632524248,9.9785200000000032E-2,7.1902999999999995E-2,1.71375666785885E-5,2.1787855487974887E-3,0,1.0386910706227646,null,null,0.32726589003333095,9.6032455878653555E-2,0.35508894793326401,7.8657055507502224E-2,6.6282826476184373E-2,4.7079278059094483E-3,8.5769883653262672E-6,1.5925556000974171E-3,0,0.92963623622330727,null,{"$f":"J577*VLOOKUP($B577,$AR$36:$AZ$47,MATCH(AG$2,$AS$2:$BA$2,0)+1,FALSE)","v":0.33166368488959547},{"$f":"K577*VLOOKUP($B577,$AR$36:$AZ$47,MATCH(AH$2,$AS$2:$BA$2,0)+1,FALSE)","v":0.33925929765206075},{"$f":"L577*VLOOKUP($B577,$AR$36:$AZ$47,MATCH(AI$2,$AS$2:$BA$2,0)+1,FALSE)","v":6.2228339095312677E-3},{"$f":"M577*VLOOKUP($B577,$AR$36:$AZ$47,MATCH(AJ$2,$AS$2:$BA$2,0)+1,FALSE)","v":9.4253569040838134E-2},{"$f":"N577*VLOOKUP($B577,$AR$36:$AZ$47,MATCH(AK$2,$AS$2:$BA$2,0)+1,FALSE)","v":7.805649871126108E-2},{"$f":"O577*VLOOKUP($B577,$AR$36:$AZ$47,MATCH(AL$2,$AS$2:$BA$2,0)+1,FALSE)","v":6.3722028108016679E-2},{"$f":"P577*VLOOKUP($B577,$AR$36:$AZ$47,MATCH(AM$2,$AS$2:$BA$2,0)+1,FALSE)","v":8.5769883653262672E-6},{"$f":"Q577*VLOOKUP($B577,$AR$36:$AZ$47,MATCH(AN$2,$AS$2:$BA$2,0)+1,FALSE)","v":1.66507983835203E-3},{"$f":"R577*VLOOKUP($B577,$AR$36:$BA$47,MATCH(AO$2,$AS$2:$BA$2,0)+1,FALSE)","v":0},0.91485156913802079]
[2006,1,24,24,null,2013,1,24,24,0.24525917524685026,0.39351875350399951,8.4180874785592386E-3,0.12252139439141338,9.7765299999999999E-2,6.9856000000000001E-2,1.71375666785885E-5,2.1787855487974887E-3,0,0.93953463373629831,null,null,0.23221506385989613,0.10735657788704732,0.34834093464479704,7.7064841567763595E-2,6.4395826687625488E-2,4.7079278059094483E-3,8.5769883653262672E-6,1.5925556000974171E-3,0,0.83568230504150165,null,{"$f":"J578*VLOOKUP($B578,$AR$36:$AZ$47,MATCH(AG$2,$AS$2:$BA$2,0)+1,FALSE)","v":0.235335566926336},{"$f":"K578*VLOOKUP($B578,$AR$36:$AZ$47,MATCH(AH$2,$AS$2:$BA$2,0)+1,FALSE)","v":0.33281210670985678},{"$f":"L578*VLOOKUP($B578,$AR$36:$AZ$47,MATCH(AI$2,$AS$2:$BA$2,0)+1,FALSE)","v":6.2228339095312677E-3},{"$f":"M578*VLOOKUP($B578,$AR$36:$AZ$47,MATCH(AJ$2,$AS$2:$BA$2,0)+1,FALSE)","v":0.10536792517990952},{"$f":"N578*VLOOKUP($B578,$AR$36:$AZ$47,MATCH(AK$2,$AS$2:$BA$2,0)+1,FALSE)","v":7.6476441530969025E-2},{"$f":"O578*VLOOKUP($B578,$AR$36:$AZ$47,MATCH(AL$2,$AS$2:$BA$2,0)+1,FALSE)","v":6.1907931456456809E-2},{"$f":"P578*VLOOKUP($B578,$AR$36:$AZ$47,MATCH(AM$2,$AS$2:$BA$2,0)+1,FALSE)","v":8.5769883653262672E-6},{"$f":"Q578*VLOOKUP($B578,$AR$36:$AZ$47,MATCH(AN$2,$AS$2:$BA$2,0)+1,FALSE)","v":1.66507983835203E-3},{"$f":"R578*VLOOKUP($B578,$AR$36:$BA$47,MATCH(AO$2,$AS$2:$BA$2,0)+1,FALSE)","v":0},0.81979646253977678]
[2006,1,25,1,null,2013,1,25,1,0.25693276581070668,0.37568007607216986,8.4180874785592386E-3,0.10279318858452903,9.7101199999999971E-2,6.9266999999999995E-2,1.71375666785885E-5,2.1787855487974887E-3,0,0.91238824106144067,null,null,{"$f":"$J579*$AS$6","v":0.24326779440721136},{"$f":"$M579*$AV$6","v":9.0070187426028292E-2},{"$f":"$K579*$AT$6","v":0.33255022196820938},{"$f":"$N579*$AW$6","v":7.6541355614310233E-2},{"$f":"$O579*$AX$6","v":6.3852864853008395E-2},{"$f":"$L579*$AU$6","v":4.7079278059094483E-3},{"$f":"$P579*$AY$6","v":8.5769883653262672E-6},{"$f":"$Q579*$AZ$6","v":1.5925556000974171E-3},0,{"$f":"SUM(V579:AD579)","v":0.8125914846631398},null,{"$f":"J579*VLOOKUP($B579,$AR$36:$AZ$47,MATCH(AG$2,$AS$2:$BA$2,0)+1,FALSE)","v":0.24653682392577769},{"$f":"K579*VLOOKUP($B579,$AR$36:$AZ$47,MATCH(AH$2,$AS$2:$BA$2,0)+1,FALSE)","v":0.3177253344426122},{"$f":"L579*VLOOKUP($B579,$AR$36:$AZ$47,MATCH(AI$2,$AS$2:$BA$2,0)+1,FALSE)","v":6.2228339095312677E-3},{"$f":"M579*VLOOKUP($B579,$AR$36:$AZ$47,MATCH(AJ$2,$AS$2:$BA$2,0)+1,FALSE)","v":8.8401744508206939E-2},{"$f":"N579*VLOOKUP($B579,$AR$36:$AZ$47,MATCH(AK$2,$AS$2:$BA$2,0)+1,FALSE)","v":7.5956952460504171E-2},{"$f":"O579*VLOOKUP($B579,$AR$36:$AZ$47,MATCH(AL$2,$AS$2:$BA$2,0)+1,FALSE)","v":6.1385946635856524E-2},{"$f":"P579*VLOOKUP($B579,$AR$36:$AZ$47,MATCH(AM$2,$AS$2:$BA$2,0)+1,FALSE)","v":8.5769883653262672E-6},{"$f":"Q579*VLOOKUP($B579,$AR$36:$AZ$47,MATCH(AN$2,$AS$2:$BA$2,0)+1,FALSE)","v":1.66507983835203E-3},{"$f":"R579*VLOOKUP($B579,$AR$36:$BA$47,MATCH(AO$2,$AS$2:$BA$2,0)+1,FALSE)","v":0},0.79790329270920612]
[2006,1,25,2,null,2013,1,25,2,0.2421585887999638,0.36581017860453857,8.4180874785592386E-3,9.5886698417565516E-2,9.6741099999999983E-2,6.8102999999999997E-2,1.71375666785885E-5,2.1787855487974887E-3,0,0.87931357641610308,null,null,0.22927938213038615,8.4018532911168245E-2,0.32381343553018244,7.6257501839519487E-2,6.2779846898009598E-2,4.7079278059094483E-3,8.5769883653262672E-6,1.5925556000974171E-3,{"$f":"$R580*$BA$6","v":0},0.78245775970363818,null,{"$f":"J580*VLOOKUP($B580,$AR$36:$AZ$47,MATCH(AG$2,$AS$2:$BA$2,0)+1,FALSE)","v":0.23236043554318703},{"$f":"K580*VLOOKUP($B580,$AR$36:$AZ$47,MATCH(AH$2,$AS$2:$BA$2,0)+1,FALSE)","v":0.30937802865359021},{"$f":"L580*VLOOKUP($B580,$AR$36:$AZ$47,MATCH(AI$2,$AS$2:$BA$2,0)+1,FALSE)","v":6.2228339095312677E-3},{"$f":"M580*VLOOKUP($B580,$AR$36:$AZ$47,MATCH(AJ$2,$AS$2:$BA$2,0)+1,FALSE)","v":8.2462189683654652E-2},{"$f":"N580*VLOOKUP($B580,$AR$36:$AZ$47,MATCH(AK$2,$AS$2:$BA$2,0)+1,FALSE)","v":7.5675265946011788E-2},{"$f":"O580*VLOOKUP($B580,$AR$36:$AZ$47,MATCH(AL$2,$AS$2:$BA$2,0)+1,FALSE)","v":6.035438410414392E-2},{"$f":"P580*VLOOKUP($B580,$AR$36:$AZ$47,MATCH(AM$2,$AS$2:$BA$2,0)+1,FALSE)","v":8.5769883653262672E-6},{"$f":"Q580*VLOOKUP($B580,$AR$36:$AZ$47,MATCH(AN$2,$AS$2:$BA$2,0)+1,FALSE)","v":1.66507983835203E-3},{"$f":"R580*VLOOKUP($B580,$AR$36:$BA$47,MATCH(AO$2,$AS$2:$BA$2,0)+1,FALSE)","v":0},{"$f":"SUM(AG580:AO580)","v":0.76812679466683642}]
[2006,1,25,3,null,2013,1,25,3,0.23966646892263643,0.36236713511575797,8.4180874785592386E-3,9.5216560310581122E-2,9.5741899999999991E-2,6.8361000000000005E-2,1.71375666785885E-5,2.1787855487974887E-3,0,0.87196707494301073,null,null,0.22691980567059569,8.3431339676591484E-2,0.32076566975987253,7.5469868704915399E-2,6.3017680774633059E-2,4.7079278059094483E-3,8.5769883653262672E-6,1.5925556000974171E-3,0,0.77591342498098026,null,{"$f":"J581*VLOOKUP($B581,$AR$36:$AZ$47,MATCH(AG$2,$AS$2:$BA$2,0)+1,FALSE)","v":0.22996915112502433},{"$f":"K581*VLOOKUP($B581,$AR$36:$AZ$47,MATCH(AH$2,$AS$2:$BA$2,0)+1,FALSE)","v":0.30646613043580151},{"$f":"L581*VLOOKUP($B581,$AR$36:$AZ$47,MATCH(AI$2,$AS$2:$BA$2,0)+1,FALSE)","v":6.2228339095312677E-3},{"$f":"M581*VLOOKUP($B581,$AR$36:$AZ$47,MATCH(AJ$2,$AS$2:$BA$2,0)+1,FALSE)","v":8.1885873504201456E-2},{"$f":"N581*VLOOKUP($B581,$AR$36:$AZ$47,MATCH(AK$2,$AS$2:$BA$2,0)+1,FALSE)","v":7.4893646492302304E-2},{"$f":"O581*VLOOKUP($B581,$AR$36:$AZ$47,MATCH(AL$2,$AS$2:$BA$2,0)+1,FALSE)","v":6.0583029407564763E-2},{"$f":"P581*VLOOKUP($B581,$AR$36:$AZ$47,MATCH(AM$2,$AS$2:$BA$2,0)+1,FALSE)","v":8.5769883653262672E-6},{"$f":"Q581*VLOOKUP($B581,$AR$36:$AZ$47,MATCH(AN$2,$AS$2:$BA$2,0)+1,FALSE)","v":1.66507983835203E-3},{"$f":"R581*VLOOKUP($B581,$AR$36:$BA$47,MATCH(AO$2,$AS$2:$BA$2,0)+1,FALSE)","v":0},0.76169432170114304]
[2006,1,25,4,null,2013,1,25,4,0.24143796757538422,0.36054948964429334,8.4180874785592386E-3,9.3013113633667224E-2,9.5782100000000023E-2,6.8297999999999998E-2,1.71375666785885E-5,2.1787855487974887E-3,0,0.86969468144737994,null,null,0.22859708715195723,8.1500619772814087E-2,0.3191566986073035,7.5501556907488568E-2,6.2959605060573826E-2,4.7079278059094483E-3,8.5769883653262672E-6,1.5925556000974171E-3,0,0.77402462789450943,null,{"$f":"J582*VLOOKUP($B582,$AR$36:$AZ$47,MATCH(AG$2,$AS$2:$BA$2,0)+1,FALSE)","v":0.23166897189354008},{"$f":"K582*VLOOKUP($B582,$AR$36:$AZ$47,MATCH(AH$2,$AS$2:$BA$2,0)+1,FALSE)","v":0.30492888624293069},{"$f":"L582*VLOOKUP($B582,$AR$36:$AZ$47,MATCH(AI$2,$AS$2:$BA$2,0)+1,FALSE)","v":6.2228339095312677E-3},{"$f":"M582*VLOOKUP($B582,$AR$36:$AZ$47,MATCH(AJ$2,$AS$2:$BA$2,0)+1,FALSE)","v":7.9990917886497065E-2},{"$f":"N582*VLOOKUP($B582,$AR$36:$AZ$47,MATCH(AK$2,$AS$2:$BA$2,0)+1,FALSE)","v":7.492509275134869E-2},{"$f":"O582*VLOOKUP($B582,$AR$36:$AZ$47,MATCH(AL$2,$AS$2:$BA$2,0)+1,FALSE)","v":6.052719741486897E-2},{"$f":"P582*VLOOKUP($B582,$AR$36:$AZ$47,MATCH(AM$2,$AS$2:$BA$2,0)+1,FALSE)","v":8.5769883653262672E-6},{"$f":"Q582*VLOOKUP($B582,$AR$36:$AZ$47,MATCH(AN$2,$AS$2:$BA$2,0)+1,FALSE)","v":1.66507983835203E-3},{"$f":"R582*VLOOKUP($B582,$AR$36:$BA$47,MATCH(AO$2,$AS$2:$BA$2,0)+1,FALSE)","v":0},0.75993755692543419]
[2006,1,25,5,null,2013,1,25,5,0.25207576813618043,0.36550826723301227,8.4180874785592386E-3,9.3721655485353689E-2,9.7866499999999981E-2,6.8689E-2,1.71375666785885E-5,2.1787855487974887E-3,0,0.88847520144858161,null,null,0.2386691161966111,8.2121463412936274E-2,0.32354618501568749,7.7144613858818364E-2,6.3320043222433398E-2,4.7079278059094483E-3,8.5769883653262672E-6,1.5925556000974171E-3,0,0.79111048210085888,null,{"$f":"J583*VLOOKUP($B583,$AR$36:$AZ$47,MATCH(AG$2,$AS$2:$BA$2,0)+1,FALSE)","v":0.2418763487360357},{"$f":"K583*VLOOKUP($B583,$AR$36:$AZ$47,MATCH(AH$2,$AS$2:$BA$2,0)+1,FALSE)","v":0.3091226920052027},{"$f":"L583*VLOOKUP($B583,$AR$36:$AZ$47,MATCH(AI$2,$AS$2:$BA$2,0)+1,FALSE)","v":6.2228339095312677E-3},{"$f":"M583*VLOOKUP($B583,$AR$36:$AZ$47,MATCH(AJ$2,$AS$2:$BA$2,0)+1,FALSE)","v":8.0600261137822038E-2},{"$f":"N583*VLOOKUP($B583,$AR$36:$AZ$47,MATCH(AK$2,$AS$2:$BA$2,0)+1,FALSE)","v":7.6555604750259854E-2},{"$f":"O583*VLOOKUP($B583,$AR$36:$AZ$47,MATCH(AL$2,$AS$2:$BA$2,0)+1,FALSE)","v":6.0873710258425355E-2},{"$f":"P583*VLOOKUP($B583,$AR$36:$AZ$47,MATCH(AM$2,$AS$2:$BA$2,0)+1,FALSE)","v":8.5769883653262672E-6},{"$f":"Q583*VLOOKUP($B583,$AR$36:$AZ$47,MATCH(AN$2,$AS$2:$BA$2,0)+1,FALSE)","v":1.66507983835203E-3},{"$f":"R583*VLOOKUP($B583,$AR$36:$BA$47,MATCH(AO$2,$AS$2:$BA$2,0)+1,FALSE)","v":0},0.77692510762399436]
[2006,1,25,6,null,2013,1,25,6,0.27525027220908871,0.38363271511275399,8.4180874785592386E-3,9.181217041178405E-2,0.10023939999999996,7.0326E-2,1.71375666785885E-5,2.1787855487974887E-3,0,0.93187456832766191,null,null,0.26061108406711153,8.0448320660659531E-2,0.33958986033772259,7.9015084900753943E-2,6.4829089951241842E-2,4.7079278059094483E-3,8.5769883653262672E-6,1.5925556000974171E-3,0,0.83080250031186154,null,{"$f":"J584*VLOOKUP($B584,$AR$36:$AZ$47,MATCH(AG$2,$AS$2:$BA$2,0)+1,FALSE)","v":0.26411317249092842},{"$f":"K584*VLOOKUP($B584,$AR$36:$AZ$47,MATCH(AH$2,$AS$2:$BA$2,0)+1,FALSE)","v":0.32445114999633762},{"$f":"L584*VLOOKUP($B584,$AR$36:$AZ$47,MATCH(AI$2,$AS$2:$BA$2,0)+1,FALSE)","v":6.2228339095312677E-3},{"$f":"M584*VLOOKUP($B584,$AR$36:$AZ$47,MATCH(AJ$2,$AS$2:$BA$2,0)+1,FALSE)","v":7.8958111361748809E-2},{"$f":"N584*VLOOKUP($B584,$AR$36:$AZ$47,MATCH(AK$2,$AS$2:$BA$2,0)+1,FALSE)","v":7.8411794503769894E-2},{"$f":"O584*VLOOKUP($B584,$AR$36:$AZ$47,MATCH(AL$2,$AS$2:$BA$2,0)+1,FALSE)","v":6.2324455846409492E-2},{"$f":"P584*VLOOKUP($B584,$AR$36:$AZ$47,MATCH(AM$2,$AS$2:$BA$2,0)+1,FALSE)","v":8.5769883653262672E-6},{"$f":"Q584*VLOOKUP($B584,$AR$36:$AZ$47,MATCH(AN$2,$AS$2:$BA$2,0)+1,FALSE)","v":1.66507983835203E-3},{"$f":"R584*VLOOKUP($B584,$AR$36:$BA$47,MATCH(AO$2,$AS$2:$BA$2,0)+1,FALSE)","v":0},0.81615517493544287]
[2006,1,25,7,null,2013,1,25,7,0.31338932807042463,0.42900904798773171,8.4180874785592386E-3,9.5199299109995875E-2,0.11154919999999999,7.5752E-2,1.71375666785885E-5,2.1787855487974887E-3,0,1.0355128857621876,null,null,0.29672171390790075,8.3416214943198924E-2,0.37975677503664945,8.7930190210747314E-2,6.983097605418298E-2,4.7079278059094483E-3,8.5769883653262672E-6,1.5925556000974171E-3,0,0.92396493054705153,null,{"$f":"J585*VLOOKUP($B585,$AR$36:$AZ$47,MATCH(AG$2,$AS$2:$BA$2,0)+1,FALSE)","v":0.30070905651495722},{"$f":"K585*VLOOKUP($B585,$AR$36:$AZ$47,MATCH(AH$2,$AS$2:$BA$2,0)+1,FALSE)","v":0.36282744796033184},{"$f":"L585*VLOOKUP($B585,$AR$36:$AZ$47,MATCH(AI$2,$AS$2:$BA$2,0)+1,FALSE)","v":6.2228339095312677E-3},{"$f":"M585*VLOOKUP($B585,$AR$36:$AZ$47,MATCH(AJ$2,$AS$2:$BA$2,0)+1,FALSE)","v":8.1871028938476295E-2},{"$f":"N585*VLOOKUP($B585,$AR$36:$AZ$47,MATCH(AK$2,$AS$2:$BA$2,0)+1,FALSE)","v":8.7258831831195413E-2},{"$f":"O585*VLOOKUP($B585,$AR$36:$AZ$47,MATCH(AL$2,$AS$2:$BA$2,0)+1,FALSE)","v":6.7133096995097286E-2},{"$f":"P585*VLOOKUP($B585,$AR$36:$AZ$47,MATCH(AM$2,$AS$2:$BA$2,0)+1,FALSE)","v":8.5769883653262672E-6},{"$f":"Q585*VLOOKUP($B585,$AR$36:$AZ$47,MATCH(AN$2,$AS$2:$BA$2,0)+1,FALSE)","v":1.66507983835203E-3},{"$f":"R585*VLOOKUP($B585,$AR$36:$BA$47,MATCH(AO$2,$AS$2:$BA$2,0)+1,FALSE)","v":0},0.90769595297630667]
[2006,1,25,8,null,2013,1,25,8,0.34199324682885274,0.48561134635891712,4.2090437392796193E-3,0.1144713190726553,0.11982860000000004,8.0632999999999996E-2,8.5687833392942498E-6,2.0118133241747091E-3,0,1.1487669381072187,null,null,0.323804332996244,0.10030288296096822,0.42986086116240002,9.4456541066072736E-2,7.4330461138675363E-2,2.3539639029547242E-3,4.2884941826631336E-6,1.4705093750660028E-3,0,1.0265838410965638,null,{"$f":"J586*VLOOKUP($B586,$AR$36:$AZ$47,MATCH(AG$2,$AS$2:$BA$2,0)+1,FALSE)","v":0.32815561149319339},{"$f":"K586*VLOOKUP($B586,$AR$36:$AZ$47,MATCH(AH$2,$AS$2:$BA$2,0)+1,FALSE)","v":0.4106979242662156},{"$f":"L586*VLOOKUP($B586,$AR$36:$AZ$47,MATCH(AI$2,$AS$2:$BA$2,0)+1,FALSE)","v":3.1114169547656338E-3},{"$f":"M586*VLOOKUP($B586,$AR$36:$AZ$47,MATCH(AJ$2,$AS$2:$BA$2,0)+1,FALSE)","v":9.8444891548984864E-2},{"$f":"N586*VLOOKUP($B586,$AR$36:$AZ$47,MATCH(AK$2,$AS$2:$BA$2,0)+1,FALSE)","v":9.3735353153295481E-2},{"$f":"O586*VLOOKUP($B586,$AR$36:$AZ$47,MATCH(AL$2,$AS$2:$BA$2,0)+1,FALSE)","v":7.1458747095861225E-2},{"$f":"P586*VLOOKUP($B586,$AR$36:$AZ$47,MATCH(AM$2,$AS$2:$BA$2,0)+1,FALSE)","v":4.2884941826631336E-6},{"$f":"Q586*VLOOKUP($B586,$AR$36:$AZ$47,MATCH(AN$2,$AS$2:$BA$2,0)+1,FALSE)","v":1.5374756852321316E-3},{"$f":"R586*VLOOKUP($B586,$AR$36:$BA$47,MATCH(AO$2,$AS$2:$BA$2,0)+1,FALSE)","v":0},1.0071457086917313]
[2006,1,25,9,null,2013,1,25,9,0.32532988204306951,0.51666497153135682,0,0.12223497136153796,0.12367799999999997,8.2136000000000001E-2,0,1.844841099551928E-3,0,1.1718886660355163,null,null,0.30802720941276618,0.10710560623864092,0.45734938291735344,9.7490883528387515E-2,7.5715981745516595E-2,0,0,1.3484631500345877E-3,0,1.0470375269926993,null,{"$f":"J587*VLOOKUP($B587,$AR$36:$AZ$47,MATCH(AG$2,$AS$2:$BA$2,0)+1,FALSE)","v":0.31216647512422485},{"$f":"K587*VLOOKUP($B587,$AR$36:$AZ$47,MATCH(AH$2,$AS$2:$BA$2,0)+1,FALSE)","v":0.43696102436650813},{"$f":"L587*VLOOKUP($B587,$AR$36:$AZ$47,MATCH(AI$2,$AS$2:$BA$2,0)+1,FALSE)","v":0},{"$f":"M587*VLOOKUP($B587,$AR$36:$AZ$47,MATCH(AJ$2,$AS$2:$BA$2,0)+1,FALSE)","v":0.1051216024822972},{"$f":"N587*VLOOKUP($B587,$AR$36:$AZ$47,MATCH(AK$2,$AS$2:$BA$2,0)+1,FALSE)","v":9.6746528018296724E-2},{"$f":"O587*VLOOKUP($B587,$AR$36:$AZ$47,MATCH(AL$2,$AS$2:$BA$2,0)+1,FALSE)","v":7.2790738921603537E-2},{"$f":"P587*VLOOKUP($B587,$AR$36:$AZ$47,MATCH(AM$2,$AS$2:$BA$2,0)+1,FALSE)","v":0},{"$f":"Q587*VLOOKUP($B587,$AR$36:$AZ$47,MATCH(AN$2,$AS$2:$BA$2,0)+1,FALSE)","v":1.4098715321122319E-3},{"$f":"R587*VLOOKUP($B587,$AR$36:$BA$47,MATCH(AO$2,$AS$2:$BA$2,0)+1,FALSE)","v":0},1.0251962404450428]
[2006,1,25,10,null,2013,1,25,10,0.31889417854576008,0.52917984395371653,0,0.12384595720899172,0.1256929,8.3741999999999997E-2,0,1.844841099551928E-3,0,1.1831997208080203,null,null,0.30193378886241612,0.10851719585093822,0.46842748864356726,9.9079156149398134E-2,7.7196451535660987E-2,0,0,1.3484631500345877E-3,0,1.0565025441920153,null,{"$f":"J588*VLOOKUP($B588,$AR$36:$AZ$47,MATCH(AG$2,$AS$2:$BA$2,0)+1,FALSE)","v":0.30599117126623565},{"$f":"K588*VLOOKUP($B588,$AR$36:$AZ$47,MATCH(AH$2,$AS$2:$BA$2,0)+1,FALSE)","v":0.44754527484759299},{"$f":"L588*VLOOKUP($B588,$AR$36:$AZ$47,MATCH(AI$2,$AS$2:$BA$2,0)+1,FALSE)","v":0},{"$f":"M588*VLOOKUP($B588,$AR$36:$AZ$47,MATCH(AJ$2,$AS$2:$BA$2,0)+1,FALSE)","v":0.10650704407871031},{"$f":"N588*VLOOKUP($B588,$AR$36:$AZ$47,MATCH(AK$2,$AS$2:$BA$2,0)+1,FALSE)","v":9.8322673972339236E-2},{"$f":"O588*VLOOKUP($B588,$AR$36:$AZ$47,MATCH(AL$2,$AS$2:$BA$2,0)+1,FALSE)","v":7.4214011624292919E-2},{"$f":"P588*VLOOKUP($B588,$AR$36:$AZ$47,MATCH(AM$2,$AS$2:$BA$2,0)+1,FALSE)","v":0},{"$f":"Q588*VLOOKUP($B588,$AR$36:$AZ$47,MATCH(AN$2,$AS$2:$BA$2,0)+1,FALSE)","v":1.4098715321122319E-3},{"$f":"R588*VLOOKUP($B588,$AR$36:$BA$47,MATCH(AO$2,$AS$2:$BA$2,0)+1,FALSE)","v":0},1.0339900473212833]
[2006,1,25,11,null,2013,1,25,11,0.30228956124744771,0.52726811466408308,0,0.11981451610750864,0.12523469999999998,8.4375000000000006E-2,0,1.844841099551928E-3,0,1.1608267331185915,null,null,0.28621228828077266,0.10498473751777755,0.46673523494127456,9.8717973701163933E-2,7.7779974186446416E-2,0,0,1.3484631500345877E-3,0,1.0357786717774697,null,{"$f":"J589*VLOOKUP($B589,$AR$36:$AZ$47,MATCH(AG$2,$AS$2:$BA$2,0)+1,FALSE)","v":0.29005840536029076},{"$f":"K589*VLOOKUP($B589,$AR$36:$AZ$47,MATCH(AH$2,$AS$2:$BA$2,0)+1,FALSE)","v":0.44592846079063503},{"$f":"L589*VLOOKUP($B589,$AR$36:$AZ$47,MATCH(AI$2,$AS$2:$BA$2,0)+1,FALSE)","v":0},{"$f":"M589*VLOOKUP($B589,$AR$36:$AZ$47,MATCH(AJ$2,$AS$2:$BA$2,0)+1,FALSE)","v":0.10304002032781141},{"$f":"N589*VLOOKUP($B589,$AR$36:$AZ$47,MATCH(AK$2,$AS$2:$BA$2,0)+1,FALSE)","v":9.7964249198830719E-2},{"$f":"O589*VLOOKUP($B589,$AR$36:$AZ$47,MATCH(AL$2,$AS$2:$BA$2,0)+1,FALSE)","v":7.4774990217569628E-2},{"$f":"P589*VLOOKUP($B589,$AR$36:$AZ$47,MATCH(AM$2,$AS$2:$BA$2,0)+1,FALSE)","v":0},{"$f":"Q589*VLOOKUP($B589,$AR$36:$AZ$47,MATCH(AN$2,$AS$2:$BA$2,0)+1,FALSE)","v":1.4098715321122319E-3},{"$f":"R589*VLOOKUP($B589,$AR$36:$BA$47,MATCH(AO$2,$AS$2:$BA$2,0)+1,FALSE)","v":0},1.0131759974272498]
[2006,1,25,12,null,2013,1,25,12,0.3063940011933825,0.52314158698963042,0,0.11524384443846603,0.12514230000000004,8.4542999999999993E-2,0,1.844841099551928E-3,0,1.1563095737210309,null,null,0.29009843355217818,0.10097979069627711,0.46308245221070043,9.8645138131070495E-2,7.7934842757270972E-2,0,0,1.3484631500345877E-3,0,1.0320891204975318,null,{"$f":"J590*VLOOKUP($B590,$AR$36:$AZ$47,MATCH(AG$2,$AS$2:$BA$2,0)+1,FALSE)","v":0.29399677260228885},{"$f":"K590*VLOOKUP($B590,$AR$36:$AZ$47,MATCH(AH$2,$AS$2:$BA$2,0)+1,FALSE)","v":0.44243851690231367},{"$f":"L590*VLOOKUP($B590,$AR$36:$AZ$47,MATCH(AI$2,$AS$2:$BA$2,0)+1,FALSE)","v":0},{"$f":"M590*VLOOKUP($B590,$AR$36:$AZ$47,MATCH(AJ$2,$AS$2:$BA$2,0)+1,FALSE)","v":9.9109260374924638E-2},{"$f":"N590*VLOOKUP($B590,$AR$36:$AZ$47,MATCH(AK$2,$AS$2:$BA$2,0)+1,FALSE)","v":9.7891969737739143E-2},{"$f":"O590*VLOOKUP($B590,$AR$36:$AZ$47,MATCH(AL$2,$AS$2:$BA$2,0)+1,FALSE)","v":7.4923875531425044E-2},{"$f":"P590*VLOOKUP($B590,$AR$36:$AZ$47,MATCH(AM$2,$AS$2:$BA$2,0)+1,FALSE)","v":0},{"$f":"Q590*VLOOKUP($B590,$AR$36:$AZ$47,MATCH(AN$2,$AS$2:$BA$2,0)+1,FALSE)","v":1.4098715321122319E-3},{"$f":"R590*VLOOKUP($B590,$AR$36:$BA$47,MATCH(AO$2,$AS$2:$BA$2,0)+1,FALSE)","v":0},1.0097702666808035]
[2006,1,25,13,null,2013,1,25,13,0.28805520951257146,0.52587613359314855,0,0.12487816963727058,0.124378,8.3944000000000005E-2,0,1.844841099551928E-3,0,1.1489763538425426,null,null,0.27273499066778173,0.10942164845289346,0.46550305989767204,9.8042668150307946E-2,7.7382662555342915E-2,0,0,1.3484631500345877E-3,0,1.0244334928740328,null,{"$f":"J591*VLOOKUP($B591,$AR$36:$AZ$47,MATCH(AG$2,$AS$2:$BA$2,0)+1,FALSE)","v":0.27639999999386805},{"$f":"K591*VLOOKUP($B591,$AR$36:$AZ$47,MATCH(AH$2,$AS$2:$BA$2,0)+1,FALSE)","v":0.44475121536435508},{"$f":"L591*VLOOKUP($B591,$AR$36:$AZ$47,MATCH(AI$2,$AS$2:$BA$2,0)+1,FALSE)","v":0},{"$f":"M591*VLOOKUP($B591,$AR$36:$AZ$47,MATCH(AJ$2,$AS$2:$BA$2,0)+1,FALSE)","v":0.10739474277372518},{"$f":"N591*VLOOKUP($B591,$AR$36:$AZ$47,MATCH(AK$2,$AS$2:$BA$2,0)+1,FALSE)","v":9.7294099693233341E-2},{"$f":"O591*VLOOKUP($B591,$AR$36:$AZ$47,MATCH(AL$2,$AS$2:$BA$2,0)+1,FALSE)","v":7.4393028489761953E-2},{"$f":"P591*VLOOKUP($B591,$AR$36:$AZ$47,MATCH(AM$2,$AS$2:$BA$2,0)+1,FALSE)","v":0},{"$f":"Q591*VLOOKUP($B591,$AR$36:$AZ$47,MATCH(AN$2,$AS$2:$BA$2,0)+1,FALSE)","v":1.4098715321122319E-3},{"$f":"R591*VLOOKUP($B591,$AR$36:$BA$47,MATCH(AO$2,$AS$2:$BA$2,0)+1,FALSE)","v":0},1.0016429578470558]
[2006,1,25,14,null,2013,1,25,14,0.27103025304538086,0.52658564762125737,0,0.12780511020301638,0.12356010000000001,8.3139000000000005E-2,0,1.844841099551928E-3,0,1.1339649519692065,null,null,0.25661550665964411,0.11198631337837907,0.46613111835103493,9.7397947232781237E-2,7.6640583986808522E-2,0,0,1.3484631500345877E-3,0,1.0101199327586825,null,{"$f":"J592*VLOOKUP($B592,$AR$36:$AZ$47,MATCH(AG$2,$AS$2:$BA$2,0)+1,FALSE)","v":0.26006390256521972},{"$f":"K592*VLOOKUP($B592,$AR$36:$AZ$47,MATCH(AH$2,$AS$2:$BA$2,0)+1,FALSE)","v":0.4453512753521765},{"$f":"L592*VLOOKUP($B592,$AR$36:$AZ$47,MATCH(AI$2,$AS$2:$BA$2,0)+1,FALSE)","v":0},{"$f":"M592*VLOOKUP($B592,$AR$36:$AZ$47,MATCH(AJ$2,$AS$2:$BA$2,0)+1,FALSE)","v":0.1099119003368549},{"$f":"N592*VLOOKUP($B592,$AR$36:$AZ$47,MATCH(AK$2,$AS$2:$BA$2,0)+1,FALSE)","v":9.6654301303332441E-2},{"$f":"O592*VLOOKUP($B592,$AR$36:$AZ$47,MATCH(AL$2,$AS$2:$BA$2,0)+1,FALSE)","v":7.3679619694204695E-2},{"$f":"P592*VLOOKUP($B592,$AR$36:$AZ$47,MATCH(AM$2,$AS$2:$BA$2,0)+1,FALSE)","v":0},{"$f":"Q592*VLOOKUP($B592,$AR$36:$AZ$47,MATCH(AN$2,$AS$2:$BA$2,0)+1,FALSE)","v":1.4098715321122319E-3},{"$f":"R592*VLOOKUP($B592,$AR$36:$BA$47,MATCH(AO$2,$AS$2:$BA$2,0)+1,FALSE)","v":0},0.98707087078390054]
[2006,1,25,15,null,2013,1,25,15,0.28451381277959237,0.51270754439598742,0,0.11586113390358159,0.12220860000000001,8.3464999999999998E-2,0,1.844841099551928E-3,0,1.1206009321787131,null,null,0.26938194315111175,0.10152067651356403,0.45384628718214792,9.6332608780602069E-2,7.6941102761146671E-2,0,0,1.3484631500345877E-3,0,0.99937108153860688,null,{"$f":"J593*VLOOKUP($B593,$AR$36:$AZ$47,MATCH(AG$2,$AS$2:$BA$2,0)+1,FALSE)","v":0.27300189426743443},{"$f":"K593*VLOOKUP($B593,$AR$36:$AZ$47,MATCH(AH$2,$AS$2:$BA$2,0)+1,FALSE)","v":0.43361409451794208},{"$f":"L593*VLOOKUP($B593,$AR$36:$AZ$47,MATCH(AI$2,$AS$2:$BA$2,0)+1,FALSE)","v":0},{"$f":"M593*VLOOKUP($B593,$AR$36:$AZ$47,MATCH(AJ$2,$AS$2:$BA$2,0)+1,FALSE)","v":9.964012692682539E-2},{"$f":"N593*VLOOKUP($B593,$AR$36:$AZ$47,MATCH(AK$2,$AS$2:$BA$2,0)+1,FALSE)","v":9.5597096848079877E-2},{"$f":"O593*VLOOKUP($B593,$AR$36:$AZ$47,MATCH(AL$2,$AS$2:$BA$2,0)+1,FALSE)","v":7.3968528100852721E-2},{"$f":"P593*VLOOKUP($B593,$AR$36:$AZ$47,MATCH(AM$2,$AS$2:$BA$2,0)+1,FALSE)","v":0},{"$f":"Q593*VLOOKUP($B593,$AR$36:$AZ$47,MATCH(AN$2,$AS$2:$BA$2,0)+1,FALSE)","v":1.4098715321122319E-3},{"$f":"R593*VLOOKUP($B593,$AR$36:$BA$47,MATCH(AO$2,$AS$2:$BA$2,0)+1,FALSE)","v":0},0.97723161219324683]
[2006,1,25,16,null,2013,1,25,16,0.30877209418395124,0.50298679700133297,0,0.11015477754727557,0.12175950000000001,8.2494999999999999E-2,0,1.844841099551928E-3,0,1.1280130098321117,null,null,0.2923500476461825,9.6520611882729646E-2,0.44524152768149178,9.5978599532452857E-2,7.6046921131980999E-2,0,0,1.3484631500345877E-3,0,1.0074861710248724,null,{"$f":"J594*VLOOKUP($B594,$AR$36:$AZ$47,MATCH(AG$2,$AS$2:$BA$2,0)+1,FALSE)","v":0.29627864385777097},{"$f":"K594*VLOOKUP($B594,$AR$36:$AZ$47,MATCH(AH$2,$AS$2:$BA$2,0)+1,FALSE)","v":0.42539292998536937},{"$f":"L594*VLOOKUP($B594,$AR$36:$AZ$47,MATCH(AI$2,$AS$2:$BA$2,0)+1,FALSE)","v":0},{"$f":"M594*VLOOKUP($B594,$AR$36:$AZ$47,MATCH(AJ$2,$AS$2:$BA$2,0)+1,FALSE)","v":9.4732682536498636E-2},{"$f":"N594*VLOOKUP($B594,$AR$36:$AZ$47,MATCH(AK$2,$AS$2:$BA$2,0)+1,FALSE)","v":9.5245790506345546E-2},{"$f":"O594*VLOOKUP($B594,$AR$36:$AZ$47,MATCH(AL$2,$AS$2:$BA$2,0)+1,FALSE)","v":7.3108892657758884E-2},{"$f":"P594*VLOOKUP($B594,$AR$36:$AZ$47,MATCH(AM$2,$AS$2:$BA$2,0)+1,FALSE)","v":0},{"$f":"Q594*VLOOKUP($B594,$AR$36:$AZ$47,MATCH(AN$2,$AS$2:$BA$2,0)+1,FALSE)","v":1.4098715321122319E-3},{"$f":"R594*VLOOKUP($B594,$AR$36:$BA$47,MATCH(AO$2,$AS$2:$BA$2,0)+1,FALSE)","v":0},0.98616881107585563]
[2006,1,25,17,null,2013,1,25,17,0.34880706161990666,0.50515879511117756,0,0.11882149580126852,0.11969939999999998,8.0530000000000004E-2,0,1.844841099551928E-3,0,1.1748615936319047,null,null,0.33025575498786386,0.10411462611903104,0.4471641701093127,9.4354697390141101E-2,7.4235511955372216E-2,0,0,1.3484631500345877E-3,0,1.0514732237117557,null,{"$f":"J595*VLOOKUP($B595,$AR$36:$AZ$47,MATCH(AG$2,$AS$2:$BA$2,0)+1,FALSE)","v":0.33469372761125415},{"$f":"K595*VLOOKUP($B595,$AR$36:$AZ$47,MATCH(AH$2,$AS$2:$BA$2,0)+1,FALSE)","v":0.42722986217797926},{"$f":"L595*VLOOKUP($B595,$AR$36:$AZ$47,MATCH(AI$2,$AS$2:$BA$2,0)+1,FALSE)","v":0},{"$f":"M595*VLOOKUP($B595,$AR$36:$AZ$47,MATCH(AJ$2,$AS$2:$BA$2,0)+1,FALSE)","v":0.10218602670612788},{"$f":"N595*VLOOKUP($B595,$AR$36:$AZ$47,MATCH(AK$2,$AS$2:$BA$2,0)+1,FALSE)","v":9.3634287067007133E-2},{"$f":"O595*VLOOKUP($B595,$AR$36:$AZ$47,MATCH(AL$2,$AS$2:$BA$2,0)+1,FALSE)","v":7.1367466218914155E-2},{"$f":"P595*VLOOKUP($B595,$AR$36:$AZ$47,MATCH(AM$2,$AS$2:$BA$2,0)+1,FALSE)","v":0},{"$f":"Q595*VLOOKUP($B595,$AR$36:$AZ$47,MATCH(AN$2,$AS$2:$BA$2,0)+1,FALSE)","v":1.4098715321122319E-3},{"$f":"R595*VLOOKUP($B595,$AR$36:$BA$47,MATCH(AO$2,$AS$2:$BA$2,0)+1,FALSE)","v":0},1.0305212413133948]
[2006,1,25,18,null,2013,1,25,18,0.42579807123806185,0.49675479802349193,8.2777860205832544E-3,0.11207089061422662,0.116898,7.9002000000000003E-2,1.6851940567278697E-5,2.1732198079767312E-3,0,1.2409916176449076,null,null,0.40315199708410077,9.8199562263063686E-2,0.43972499173672008,9.2146455333215666E-2,7.2826945430253504E-2,4.6294623424776261E-3,8.4340385592374977E-6,1.5884873925963712E-3,0,1.112276335620987,null,{"$f":"J596*VLOOKUP($B596,$AR$36:$AZ$47,MATCH(AG$2,$AS$2:$BA$2,0)+1,FALSE)","v":0.40856954847904953},{"$f":"K596*VLOOKUP($B596,$AR$36:$AZ$47,MATCH(AH$2,$AS$2:$BA$2,0)+1,FALSE)","v":0.42012231787257748},{"$f":"L596*VLOOKUP($B596,$AR$36:$AZ$47,MATCH(AI$2,$AS$2:$BA$2,0)+1,FALSE)","v":6.1191200110390824E-3},{"$f":"M596*VLOOKUP($B596,$AR$36:$AZ$47,MATCH(AJ$2,$AS$2:$BA$2,0)+1,FALSE)","v":9.6380532361238266E-2},{"$f":"N596*VLOOKUP($B596,$AR$36:$AZ$47,MATCH(AK$2,$AS$2:$BA$2,0)+1,FALSE)","v":9.1442905223910909E-2},{"$f":"O596*VLOOKUP($B596,$AR$36:$AZ$47,MATCH(AL$2,$AS$2:$BA$2,0)+1,FALSE)","v":7.0013318840514788E-2},{"$f":"P596*VLOOKUP($B596,$AR$36:$AZ$47,MATCH(AM$2,$AS$2:$BA$2,0)+1,FALSE)","v":8.4340385592374977E-6},{"$f":"Q596*VLOOKUP($B596,$AR$36:$AZ$47,MATCH(AN$2,$AS$2:$BA$2,0)+1,FALSE)","v":1.6608263665813681E-3},{"$f":"R596*VLOOKUP($B596,$AR$36:$BA$47,MATCH(AO$2,$AS$2:$BA$2,0)+1,FALSE)","v":0},1.0943170031934706]
[2006,1,25,19,null,2013,1,25,19,0.45955923009926603,0.48806002751985744,8.4180874785592386E-3,0.12412069840331225,0.10784169999999998,7.4695999999999999E-2,1.71375666785885E-5,2.1787855487974887E-3,0,1.2648916666164713,null,null,0.43511756841511384,0.10875793155732942,0.43202842211509651,8.5007702373933194E-2,6.8857516466142826E-2,4.7079278059094483E-3,8.5769883653262672E-6,1.5925556000974171E-3,0,1.1360782013219881,null,{"$f":"J597*VLOOKUP($B597,$AR$36:$AZ$47,MATCH(AG$2,$AS$2:$BA$2,0)+1,FALSE)","v":0.44096467274991452},{"$f":"K597*VLOOKUP($B597,$AR$36:$AZ$47,MATCH(AH$2,$AS$2:$BA$2,0)+1,FALSE)","v":0.41276885666416802},{"$f":"L597*VLOOKUP($B597,$AR$36:$AZ$47,MATCH(AI$2,$AS$2:$BA$2,0)+1,FALSE)","v":6.2228339095312677E-3},{"$f":"M597*VLOOKUP($B597,$AR$36:$AZ$47,MATCH(AJ$2,$AS$2:$BA$2,0)+1,FALSE)","v":0.10674332044293877},{"$f":"N597*VLOOKUP($B597,$AR$36:$AZ$47,MATCH(AK$2,$AS$2:$BA$2,0)+1,FALSE)","v":8.4358657567156256E-2},{"$f":"O597*VLOOKUP($B597,$AR$36:$AZ$47,MATCH(AL$2,$AS$2:$BA$2,0)+1,FALSE)","v":6.6197246450863167E-2},{"$f":"P597*VLOOKUP($B597,$AR$36:$AZ$47,MATCH(AM$2,$AS$2:$BA$2,0)+1,FALSE)","v":8.5769883653262672E-6},{"$f":"Q597*VLOOKUP($B597,$AR$36:$AZ$47,MATCH(AN$2,$AS$2:$BA$2,0)+1,FALSE)","v":1.66507983835203E-3},{"$f":"R597*VLOOKUP($B597,$AR$36:$BA$47,MATCH(AO$2,$AS$2:$BA$2,0)+1,FALSE)","v":0},1.1189292446112893]
[2006,1,25,20,null,2013,1,25,20,0.46428529490754633,0.45997554999934803,8.4180874785592386E-3,0.10309575845463737,0.1036686,7.3070999999999997E-2,1.71375666785885E-5,2.1787855487974887E-3,0,1.214710213955567,null,null,0.43959227742510798,9.033530737498012E-2,0.40716817578275594,8.1718198937167461E-2,6.7359531778107565E-2,4.7079278059094483E-3,8.5769883653262672E-6,1.5925556000974171E-3,0,1.0924825516924912,null,{"$f":"J598*VLOOKUP($B598,$AR$36:$AZ$47,MATCH(AG$2,$AS$2:$BA$2,0)+1,FALSE)","v":0.44549951284251382},{"$f":"K598*VLOOKUP($B598,$AR$36:$AZ$47,MATCH(AH$2,$AS$2:$BA$2,0)+1,FALSE)","v":0.38901686505965261},{"$f":"L598*VLOOKUP($B598,$AR$36:$AZ$47,MATCH(AI$2,$AS$2:$BA$2,0)+1,FALSE)","v":6.2228339095312677E-3},{"$f":"M598*VLOOKUP($B598,$AR$36:$AZ$47,MATCH(AJ$2,$AS$2:$BA$2,0)+1,FALSE)","v":8.8661953425952525E-2},{"$f":"N598*VLOOKUP($B598,$AR$36:$AZ$47,MATCH(AK$2,$AS$2:$BA$2,0)+1,FALSE)","v":8.1094269914759279E-2},{"$f":"O598*VLOOKUP($B598,$AR$36:$AZ$47,MATCH(AL$2,$AS$2:$BA$2,0)+1,FALSE)","v":6.4757135528154416E-2},{"$f":"P598*VLOOKUP($B598,$AR$36:$AZ$47,MATCH(AM$2,$AS$2:$BA$2,0)+1,FALSE)","v":8.5769883653262672E-6},{"$f":"Q598*VLOOKUP($B598,$AR$36:$AZ$47,MATCH(AN$2,$AS$2:$BA$2,0)+1,FALSE)","v":1.66507983835203E-3},{"$f":"R598*VLOOKUP($B598,$AR$36:$BA$47,MATCH(AO$2,$AS$2:$BA$2,0)+1,FALSE)","v":0},1.0769262275072813]
[2006,1,25,21,null,2013,1,25,21,0.43403969555442978,0.46269082683921692,8.4180874785592386E-3,0.12190494219975846,0.10158190000000004,7.1968000000000004E-2,1.71375666785885E-5,2.1787855487974887E-3,0,1.2027993751874406,null,null,0.41095529053890589,0.10681642571153731,0.40957172596631708,8.0073328979222785E-2,6.6342745863705796E-2,4.7079278059094483E-3,8.5769883653262672E-6,1.5925556000974171E-3,0,1.080068577454061,null,{"$f":"J599*VLOOKUP($B599,$AR$36:$AZ$47,MATCH(AG$2,$AS$2:$BA$2,0)+1,FALSE)","v":0.41647770249177585},{"$f":"K599*VLOOKUP($B599,$AR$36:$AZ$47,MATCH(AH$2,$AS$2:$BA$2,0)+1,FALSE)","v":0.39131326643145675},{"$f":"L599*VLOOKUP($B599,$AR$36:$AZ$47,MATCH(AI$2,$AS$2:$BA$2,0)+1,FALSE)","v":6.2228339095312677E-3},{"$f":"M599*VLOOKUP($B599,$AR$36:$AZ$47,MATCH(AJ$2,$AS$2:$BA$2,0)+1,FALSE)","v":0.10483777867994576},{"$f":"N599*VLOOKUP($B599,$AR$36:$AZ$47,MATCH(AK$2,$AS$2:$BA$2,0)+1,FALSE)","v":7.9461958751773337E-2},{"$f":"O599*VLOOKUP($B599,$AR$36:$AZ$47,MATCH(AL$2,$AS$2:$BA$2,0)+1,FALSE)","v":6.3779632544925038E-2},{"$f":"P599*VLOOKUP($B599,$AR$36:$AZ$47,MATCH(AM$2,$AS$2:$BA$2,0)+1,FALSE)","v":8.5769883653262672E-6},{"$f":"Q599*VLOOKUP($B599,$AR$36:$AZ$47,MATCH(AN$2,$AS$2:$BA$2,0)+1,FALSE)","v":1.66507983835203E-3},{"$f":"R599*VLOOKUP($B599,$AR$36:$BA$47,MATCH(AO$2,$AS$2:$BA$2,0)+1,FALSE)","v":0},1.0637668296361253]
[2006,1,25,22,null,2013,1,25,22,0.39629112159133117,0.42768936672226499,8.4180874785592386E-3,0.10936584989236242,9.8894000000000024E-2,7.0472999999999994E-2,1.71375666785885E-5,2.1787855487974887E-3,0,1.113327348799994,null,null,0.37521437481317088,9.5829332015628627E-2,0.37858859943802137,7.7954554857422989E-2,6.4964599950713339E-2,4.7079278059094483E-3,8.5769883653262672E-6,1.5925556000974171E-3,0,0.99886052146932935,null,{"$f":"J600*VLOOKUP($B600,$AR$36:$AZ$47,MATCH(AG$2,$AS$2:$BA$2,0)+1,FALSE)","v":0.38025650079636392},{"$f":"K600*VLOOKUP($B600,$AR$36:$AZ$47,MATCH(AH$2,$AS$2:$BA$2,0)+1,FALSE)","v":0.3617113489225231},{"$f":"L600*VLOOKUP($B600,$AR$36:$AZ$47,MATCH(AI$2,$AS$2:$BA$2,0)+1,FALSE)","v":6.2228339095312677E-3},{"$f":"M600*VLOOKUP($B600,$AR$36:$AZ$47,MATCH(AJ$2,$AS$2:$BA$2,0)+1,FALSE)","v":9.4054207805386078E-2},{"$f":"N600*VLOOKUP($B600,$AR$36:$AZ$47,MATCH(AK$2,$AS$2:$BA$2,0)+1,FALSE)","v":7.7359361744541805E-2},{"$f":"O600*VLOOKUP($B600,$AR$36:$AZ$47,MATCH(AL$2,$AS$2:$BA$2,0)+1,FALSE)","v":6.2454730496032985E-2},{"$f":"P600*VLOOKUP($B600,$AR$36:$AZ$47,MATCH(AM$2,$AS$2:$BA$2,0)+1,FALSE)","v":8.5769883653262672E-6},{"$f":"Q600*VLOOKUP($B600,$AR$36:$AZ$47,MATCH(AN$2,$AS$2:$BA$2,0)+1,FALSE)","v":1.66507983835203E-3},{"$f":"R600*VLOOKUP($B600,$AR$36:$BA$47,MATCH(AO$2,$AS$2:$BA$2,0)+1,FALSE)","v":0},0.98373264050109666]
[2006,1,25,23,null,2013,1,25,23,0.35923795770917366,0.41594445763380955,8.4180874785592386E-3,0.1187559153344124,9.613229999999999E-2,6.9379999999999997E-2,1.71375666785885E-5,2.1787855487974887E-3,0,1.070064641271431,null,null,0.34013188377712184,0.10405716273042956,0.36819206160402679,7.5777606871197861E-2,6.3957032403622549E-2,4.7079278059094483E-3,8.5769883653262672E-6,1.5925556000974171E-3,0,0.95842480778077077,null,{"$f":"J601*VLOOKUP($B601,$AR$36:$AZ$47,MATCH(AG$2,$AS$2:$BA$2,0)+1,FALSE)","v":0.34470257169322038},{"$f":"K601*VLOOKUP($B601,$AR$36:$AZ$47,MATCH(AH$2,$AS$2:$BA$2,0)+1,FALSE)","v":0.3517782824497333},{"$f":"L601*VLOOKUP($B601,$AR$36:$AZ$47,MATCH(AI$2,$AS$2:$BA$2,0)+1,FALSE)","v":6.2228339095312677E-3},{"$f":"M601*VLOOKUP($B601,$AR$36:$AZ$47,MATCH(AJ$2,$AS$2:$BA$2,0)+1,FALSE)","v":0.10212962775834179},{"$f":"N601*VLOOKUP($B601,$AR$36:$AZ$47,MATCH(AK$2,$AS$2:$BA$2,0)+1,FALSE)","v":7.5199035037866943E-2},{"$f":"O601*VLOOKUP($B601,$AR$36:$AZ$47,MATCH(AL$2,$AS$2:$BA$2,0)+1,FALSE)","v":6.1486089733866427E-2},{"$f":"P601*VLOOKUP($B601,$AR$36:$AZ$47,MATCH(AM$2,$AS$2:$BA$2,0)+1,FALSE)","v":8.5769883653262672E-6},{"$f":"Q601*VLOOKUP($B601,$AR$36:$AZ$47,MATCH(AN$2,$AS$2:$BA$2,0)+1,FALSE)","v":1.66507983835203E-3},{"$f":"R601*VLOOKUP($B601,$AR$36:$BA$47,MATCH(AO$2,$AS$2:$BA$2,0)+1,FALSE)","v":0},0.94319209740927745]
[2006,1,25,24,null,2013,1,25,24,0.25803438169819676,0.4100088898294072,8.4180874785592386E-3,0.13486121006828483,9.4397899999999993E-2,6.8087999999999996E-2,1.71375666785885E-5,2.1787855487974887E-3,0,0.97600439218992396,null,null,0.24431082084406175,0.1181690599797152,0.36293792512838846,7.4410442230828225E-2,6.2766019347043123E-2,4.7079278059094483E-3,8.5769883653262672E-6,1.5925556000974171E-3,0,0.86890332792440905,null,{"$f":"J602*VLOOKUP($B602,$AR$36:$AZ$47,MATCH(AG$2,$AS$2:$BA$2,0)+1,FALSE)","v":0.24759386653858353},{"$f":"K602*VLOOKUP($B602,$AR$36:$AZ$47,MATCH(AH$2,$AS$2:$BA$2,0)+1,FALSE)","v":0.34675837219663208},{"$f":"L602*VLOOKUP($B602,$AR$36:$AZ$47,MATCH(AI$2,$AS$2:$BA$2,0)+1,FALSE)","v":6.2228339095312677E-3},{"$f":"M602*VLOOKUP($B602,$AR$36:$AZ$47,MATCH(AJ$2,$AS$2:$BA$2,0)+1,FALSE)","v":0.1159801189231566},{"$f":"N602*VLOOKUP($B602,$AR$36:$AZ$47,MATCH(AK$2,$AS$2:$BA$2,0)+1,FALSE)","v":7.3842308876424054E-2},{"$f":"O602*VLOOKUP($B602,$AR$36:$AZ$47,MATCH(AL$2,$AS$2:$BA$2,0)+1,FALSE)","v":6.0341090772549684E-2},{"$f":"P602*VLOOKUP($B602,$AR$36:$AZ$47,MATCH(AM$2,$AS$2:$BA$2,0)+1,FALSE)","v":8.5769883653262672E-6},{"$f":"Q602*VLOOKUP($B602,$AR$36:$AZ$47,MATCH(AN$2,$AS$2:$BA$2,0)+1,FALSE)","v":1.66507983835203E-3},{"$f":"R602*VLOOKUP($B602,$AR$36:$BA$47,MATCH(AO$2,$AS$2:$BA$2,0)+1,FALSE)","v":0},0.85241224804359461]
[2006,1,26,1,null,2013,1,26,1,0.23645078680077403,0.33433734245498864,8.4180874785592386E-3,0.1001740818198783,9.384150000000005E-2,6.6955000000000001E-2,1.71375666785885E-5,2.1787855487974887E-3,0,0.84237272166967614,null,null,0.22387514963059296,8.7775254848984227E-2,0.29595383020607341,7.3971852282776113E-2,6.1721578330708383E-2,4.7079278059094483E-3,8.5769883653262672E-6,1.5925556000974171E-3,0,0.74960672569350728,null,{"$f":"J603*VLOOKUP($B603,$AR$36:$AZ$47,MATCH(AG$2,$AS$2:$BA$2,0)+1,FALSE)","v":0.22688358103598813},{"$f":"K603*VLOOKUP($B603,$AR$36:$AZ$47,MATCH(AH$2,$AS$2:$BA$2,0)+1,FALSE)","v":0.28276038766495204},{"$f":"L603*VLOOKUP($B603,$AR$36:$AZ$47,MATCH(AI$2,$AS$2:$BA$2,0)+1,FALSE)","v":6.2228339095312677E-3},{"$f":"M603*VLOOKUP($B603,$AR$36:$AZ$47,MATCH(AJ$2,$AS$2:$BA$2,0)+1,FALSE)","v":8.6149322823106902E-2},{"$f":"N603*VLOOKUP($B603,$AR$36:$AZ$47,MATCH(AK$2,$AS$2:$BA$2,0)+1,FALSE)","v":7.3407067619374503E-2},{"$f":"O603*VLOOKUP($B603,$AR$36:$AZ$47,MATCH(AL$2,$AS$2:$BA$2,0)+1,FALSE)","v":5.9337001126131834E-2},{"$f":"P603*VLOOKUP($B603,$AR$36:$AZ$47,MATCH(AM$2,$AS$2:$BA$2,0)+1,FALSE)","v":8.5769883653262672E-6},{"$f":"Q603*VLOOKUP($B603,$AR$36:$AZ$47,MATCH(AN$2,$AS$2:$BA$2,0)+1,FALSE)","v":1.66507983835203E-3},{"$f":"R603*VLOOKUP($B603,$AR$36:$BA$47,MATCH(AO$2,$AS$2:$BA$2,0)+1,FALSE)","v":0},0.73643385100580216]
[2006,1,26,2,null,2013,1,26,2,0.21873930372288988,0.32368697177176031,8.4180874785592386E-3,9.50794010988745E-2,9.3130000000000004E-2,6.6571000000000005E-2,1.71375666785885E-5,2.1787855487974887E-3,0,0.80782068718755995,null,null,0.2071056519355739,8.3311157045079257E-2,0.28652617257838786,7.3411002627781274E-2,6.1367593025966519E-2,4.7079278059094483E-3,8.5769883653262672E-6,1.5925556000974171E-3,0,0.7180306376071609,null,{"$f":"J604*VLOOKUP($B604,$AR$36:$AZ$47,MATCH(AG$2,$AS$2:$BA$2,0)+1,FALSE)","v":0.20988873504482433},{"$f":"K604*VLOOKUP($B604,$AR$36:$AZ$47,MATCH(AH$2,$AS$2:$BA$2,0)+1,FALSE)","v":0.2737530093055619},{"$f":"L604*VLOOKUP($B604,$AR$36:$AZ$47,MATCH(AI$2,$AS$2:$BA$2,0)+1,FALSE)","v":6.2228339095312677E-3},{"$f":"M604*VLOOKUP($B604,$AR$36:$AZ$47,MATCH(AJ$2,$AS$2:$BA$2,0)+1,FALSE)","v":8.1767917112759575E-2},{"$f":"N604*VLOOKUP($B604,$AR$36:$AZ$47,MATCH(AK$2,$AS$2:$BA$2,0)+1,FALSE)","v":7.2850500124063911E-2},{"$f":"O604*VLOOKUP($B604,$AR$36:$AZ$47,MATCH(AL$2,$AS$2:$BA$2,0)+1,FALSE)","v":5.8996691837319433E-2},{"$f":"P604*VLOOKUP($B604,$AR$36:$AZ$47,MATCH(AM$2,$AS$2:$BA$2,0)+1,FALSE)","v":8.5769883653262672E-6},{"$f":"Q604*VLOOKUP($B604,$AR$36:$AZ$47,MATCH(AN$2,$AS$2:$BA$2,0)+1,FALSE)","v":1.66507983835203E-3},{"$f":"R604*VLOOKUP($B604,$AR$36:$BA$47,MATCH(AO$2,$AS$2:$BA$2,0)+1,FALSE)","v":0},0.7051533441607778]
[2006,1,26,3,null,2013,1,26,3,0.21223220696138859,0.31718267160873198,8.4180874785592386E-3,9.0842518266931432E-2,9.2994300000000016E-2,6.6557000000000005E-2,1.71375666785885E-5,2.1787855487974887E-3,0,0.79042270743108722,null,null,0.20094463517241429,7.9598685080446874E-2,0.28076859691566514,7.3304035237503284E-2,6.1354687311731132E-2,4.7079278059094483E-3,8.5769883653262672E-6,1.5925556000974171E-3,0,0.70227970011213292,null,{"$f":"J605*VLOOKUP($B605,$AR$36:$AZ$47,MATCH(AG$2,$AS$2:$BA$2,0)+1,FALSE)","v":0.20364492661698},{"$f":"K605*VLOOKUP($B605,$AR$36:$AZ$47,MATCH(AH$2,$AS$2:$BA$2,0)+1,FALSE)","v":0.26825210287948803},{"$f":"L605*VLOOKUP($B605,$AR$36:$AZ$47,MATCH(AI$2,$AS$2:$BA$2,0)+1,FALSE)","v":6.2228339095312677E-3},{"$f":"M605*VLOOKUP($B605,$AR$36:$AZ$47,MATCH(AJ$2,$AS$2:$BA$2,0)+1,FALSE)","v":7.8124214268454464E-2},{"$f":"N605*VLOOKUP($B605,$AR$36:$AZ$47,MATCH(AK$2,$AS$2:$BA$2,0)+1,FALSE)","v":7.2744349443651213E-2},{"$f":"O605*VLOOKUP($B605,$AR$36:$AZ$47,MATCH(AL$2,$AS$2:$BA$2,0)+1,FALSE)","v":5.8984284727831481E-2},{"$f":"P605*VLOOKUP($B605,$AR$36:$AZ$47,MATCH(AM$2,$AS$2:$BA$2,0)+1,FALSE)","v":8.5769883653262672E-6},{"$f":"Q605*VLOOKUP($B605,$AR$36:$AZ$47,MATCH(AN$2,$AS$2:$BA$2,0)+1,FALSE)","v":1.66507983835203E-3},{"$f":"R605*VLOOKUP($B605,$AR$36:$BA$47,MATCH(AO$2,$AS$2:$BA$2,0)+1,FALSE)","v":0},0.68964636867265383]
[2006,1,26,4,null,2013,1,26,4,0.20775157958816479,0.31660840400009699,8.4180874785592386E-3,9.1768055035683083E-2,9.2124000000000025E-2,6.6118999999999997E-2,1.71375666785885E-5,2.1787855487974887E-3,0,0.78498504921798007,null,null,0.19670231000534011,8.0409665568347485E-2,0.28026025795151943,7.2618009299707117E-2,6.0950922823509932E-2,4.7079278059094483E-3,8.5769883653262672E-6,1.5925556000974171E-3,0,0.69725022604279618,null,{"$f":"J606*VLOOKUP($B606,$AR$36:$AZ$47,MATCH(AG$2,$AS$2:$BA$2,0)+1,FALSE)","v":0.19934559313841801},{"$f":"K606*VLOOKUP($B606,$AR$36:$AZ$47,MATCH(AH$2,$AS$2:$BA$2,0)+1,FALSE)","v":0.2677664253585485},{"$f":"L606*VLOOKUP($B606,$AR$36:$AZ$47,MATCH(AI$2,$AS$2:$BA$2,0)+1,FALSE)","v":6.2228339095312677E-3},{"$f":"M606*VLOOKUP($B606,$AR$36:$AZ$47,MATCH(AJ$2,$AS$2:$BA$2,0)+1,FALSE)","v":7.8920172308970485E-2},{"$f":"N606*VLOOKUP($B606,$AR$36:$AZ$47,MATCH(AK$2,$AS$2:$BA$2,0)+1,FALSE)","v":7.206356140265506E-2},{"$f":"O606*VLOOKUP($B606,$AR$36:$AZ$47,MATCH(AL$2,$AS$2:$BA$2,0)+1,FALSE)","v":5.8596119445279829E-2},{"$f":"P606*VLOOKUP($B606,$AR$36:$AZ$47,MATCH(AM$2,$AS$2:$BA$2,0)+1,FALSE)","v":8.5769883653262672E-6},{"$f":"Q606*VLOOKUP($B606,$AR$36:$AZ$47,MATCH(AN$2,$AS$2:$BA$2,0)+1,FALSE)","v":1.66507983835203E-3},{"$f":"R606*VLOOKUP($B606,$AR$36:$BA$47,MATCH(AO$2,$AS$2:$BA$2,0)+1,FALSE)","v":0},0.68458836239012055]
[2006,1,26,5,null,2013,1,26,5,0.21030767064508862,0.31588601931548965,8.4180874785592386E-3,8.8073753810444813E-2,9.2946000000000001E-2,6.6573999999999994E-2,1.71375666785885E-5,2.1787855487974887E-3,0,0.78440145436505826,null,null,0.19912245533697906,7.7172618363689646E-2,0.27962080645405313,7.3265962098590764E-2,6.1370358536159804E-2,4.7079278059094483E-3,8.5769883653262672E-6,1.5925556000974171E-3,0,0.69686126118384462,null,{"$f":"J607*VLOOKUP($B607,$AR$36:$AZ$47,MATCH(AG$2,$AS$2:$BA$2,0)+1,FALSE)","v":0.20179826035215656},{"$f":"K607*VLOOKUP($B607,$AR$36:$AZ$47,MATCH(AH$2,$AS$2:$BA$2,0)+1,FALSE)","v":0.26715548022163099},{"$f":"L607*VLOOKUP($B607,$AR$36:$AZ$47,MATCH(AI$2,$AS$2:$BA$2,0)+1,FALSE)","v":6.2228339095312677E-3},{"$f":"M607*VLOOKUP($B607,$AR$36:$AZ$47,MATCH(AJ$2,$AS$2:$BA$2,0)+1,FALSE)","v":7.5743087547354065E-2},{"$f":"N607*VLOOKUP($B607,$AR$36:$AZ$47,MATCH(AK$2,$AS$2:$BA$2,0)+1,FALSE)","v":7.2706566998080577E-2},{"$f":"O607*VLOOKUP($B607,$AR$36:$AZ$47,MATCH(AL$2,$AS$2:$BA$2,0)+1,FALSE)","v":5.8999350503638276E-2},{"$f":"P607*VLOOKUP($B607,$AR$36:$AZ$47,MATCH(AM$2,$AS$2:$BA$2,0)+1,FALSE)","v":8.5769883653262672E-6},{"$f":"Q607*VLOOKUP($B607,$AR$36:$AZ$47,MATCH(AN$2,$AS$2:$BA$2,0)+1,FALSE)","v":1.66507983835203E-3},{"$f":"R607*VLOOKUP($B607,$AR$36:$BA$47,MATCH(AO$2,$AS$2:$BA$2,0)+1,FALSE)","v":0},0.68429923635910905]
[2006,1,26,6,null,2013,1,26,6,0.21449198419047383,0.32485444236928968,8.4180874785592386E-3,8.8730652793096776E-2,9.3601699999999982E-2,6.6589999999999996E-2,1.71375666785885E-5,2.1787855487974887E-3,0,0.79888278994689554,null,null,0.20308422612974752,7.7748211117471919E-2,0.28755961201549857,7.3782826636581048E-2,6.1385107923857381E-2,4.7079278059094483E-3,8.5769883653262672E-6,1.5925556000974171E-3,0,0.70986904421752872,null,{"$f":"J608*VLOOKUP($B608,$AR$36:$AZ$47,MATCH(AG$2,$AS$2:$BA$2,0)+1,FALSE)","v":0.20581326937030917},{"$f":"K608*VLOOKUP($B608,$AR$36:$AZ$47,MATCH(AH$2,$AS$2:$BA$2,0)+1,FALSE)","v":0.27474037863834672},{"$f":"L608*VLOOKUP($B608,$AR$36:$AZ$47,MATCH(AI$2,$AS$2:$BA$2,0)+1,FALSE)","v":6.2228339095312677E-3},{"$f":"M608*VLOOKUP($B608,$AR$36:$AZ$47,MATCH(AJ$2,$AS$2:$BA$2,0)+1,FALSE)","v":7.6308018131099387E-2},{"$f":"N608*VLOOKUP($B608,$AR$36:$AZ$47,MATCH(AK$2,$AS$2:$BA$2,0)+1,FALSE)","v":7.3219485208446178E-2},{"$f":"O608*VLOOKUP($B608,$AR$36:$AZ$47,MATCH(AL$2,$AS$2:$BA$2,0)+1,FALSE)","v":5.9013530057338795E-2},{"$f":"P608*VLOOKUP($B608,$AR$36:$AZ$47,MATCH(AM$2,$AS$2:$BA$2,0)+1,FALSE)","v":8.5769883653262672E-6},{"$f":"Q608*VLOOKUP($B608,$AR$36:$AZ$47,MATCH(AN$2,$AS$2:$BA$2,0)+1,FALSE)","v":1.66507983835203E-3},{"$f":"R608*VLOOKUP($B608,$AR$36:$BA$47,MATCH(AO$2,$AS$2:$BA$2,0)+1,FALSE)","v":0},0.69699117214178896]
[2006,1,26,7,null,2013,1,26,7,0.2436422063552276,0.33292892561753512,8.4180874785592386E-3,8.0483568164757616E-2,9.5221600000000017E-2,6.7406999999999995E-2,1.71375666785885E-5,2.1787855487974887E-3,0,0.83029731073155555,null,null,0.23068409347295871,7.052189127642533E-2,0.29470710629988212,7.5059735078079434E-2,6.2138248533164957E-2,4.7079278059094483E-3,8.5769883653262672E-6,1.5925556000974171E-3,0,0.73942013505488269,null,{"$f":"J609*VLOOKUP($B609,$AR$36:$AZ$47,MATCH(AG$2,$AS$2:$BA$2,0)+1,FALSE)","v":0.23378402337886517},{"$f":"K609*VLOOKUP($B609,$AR$36:$AZ$47,MATCH(AH$2,$AS$2:$BA$2,0)+1,FALSE)","v":0.28156924195556776},{"$f":"L609*VLOOKUP($B609,$AR$36:$AZ$47,MATCH(AI$2,$AS$2:$BA$2,0)+1,FALSE)","v":6.2228339095312677E-3},{"$f":"M609*VLOOKUP($B609,$AR$36:$AZ$47,MATCH(AJ$2,$AS$2:$BA$2,0)+1,FALSE)","v":6.9215557256101998E-2},{"$f":"N609*VLOOKUP($B609,$AR$36:$AZ$47,MATCH(AK$2,$AS$2:$BA$2,0)+1,FALSE)","v":7.4486644288774467E-2},{"$f":"O609*VLOOKUP($B609,$AR$36:$AZ$47,MATCH(AL$2,$AS$2:$BA$2,0)+1,FALSE)","v":5.9737573518171432E-2},{"$f":"P609*VLOOKUP($B609,$AR$36:$AZ$47,MATCH(AM$2,$AS$2:$BA$2,0)+1,FALSE)","v":8.5769883653262672E-6},{"$f":"Q609*VLOOKUP($B609,$AR$36:$AZ$47,MATCH(AN$2,$AS$2:$BA$2,0)+1,FALSE)","v":1.66507983835203E-3},{"$f":"R609*VLOOKUP($B609,$AR$36:$BA$47,MATCH(AO$2,$AS$2:$BA$2,0)+1,FALSE)","v":0},0.72668953113372947]
[2006,1,26,8,null,2013,1,26,8,0.26571760902825731,0.34937538275393576,4.0687422813036351E-3,8.1985083021755875E-2,9.6698800000000001E-2,6.8796999999999997E-2,8.2831572279844468E-6,2.0062475833539503E-3,0,0.86865714782583447,null,null,0.25158541566117459,7.1837559429686157E-2,0.30926543217247915,7.6224158283080587E-2,6.3419601589392041E-2,2.2754984395229015E-3,4.145544376574365E-6,1.466441167564956E-3,0,0.776078252287277,null,{"$f":"J610*VLOOKUP($B610,$AR$36:$AZ$47,MATCH(AG$2,$AS$2:$BA$2,0)+1,FALSE)","v":0.25496621726806734},{"$f":"K610*VLOOKUP($B610,$AR$36:$AZ$47,MATCH(AH$2,$AS$2:$BA$2,0)+1,FALSE)","v":0.29547856647629411},{"$f":"L610*VLOOKUP($B610,$AR$36:$AZ$47,MATCH(AI$2,$AS$2:$BA$2,0)+1,FALSE)","v":3.0077030562734486E-3},{"$f":"M610*VLOOKUP($B610,$AR$36:$AZ$47,MATCH(AJ$2,$AS$2:$BA$2,0)+1,FALSE)","v":7.0506854224232196E-2},{"$f":"N610*VLOOKUP($B610,$AR$36:$AZ$47,MATCH(AK$2,$AS$2:$BA$2,0)+1,FALSE)","v":7.5642176971940644E-2},{"$f":"O610*VLOOKUP($B610,$AR$36:$AZ$47,MATCH(AL$2,$AS$2:$BA$2,0)+1,FALSE)","v":6.0969422245903841E-2},{"$f":"P610*VLOOKUP($B610,$AR$36:$AZ$47,MATCH(AM$2,$AS$2:$BA$2,0)+1,FALSE)","v":4.145544376574365E-6},{"$f":"Q610*VLOOKUP($B610,$AR$36:$AZ$47,MATCH(AN$2,$AS$2:$BA$2,0)+1,FALSE)","v":1.5332222134614687E-3},{"$f":"R610*VLOOKUP($B610,$AR$36:$BA$47,MATCH(AO$2,$AS$2:$BA$2,0)+1,FALSE)","v":0},0.76210830800054952]
[2006,1,26,9,null,2013,1,26,9,0.28280728995721099,0.37152969528964658,0,9.3379706122492898E-2,9.7955100000000017E-2,6.8820999999999993E-2,0,1.844841099551928E-3,0,0.91633763246890254,null,null,0.2677661817600086,8.1821838081460582E-2,0.32887632457947596,7.7214454026678606E-2,6.3441725670938406E-2,0,0,1.3484631500345877E-3,0,0.82046898726859674,null,{"$f":"J611*VLOOKUP($B611,$AR$36:$AZ$47,MATCH(AG$2,$AS$2:$BA$2,0)+1,FALSE)","v":0.27136442029536534},{"$f":"K611*VLOOKUP($B611,$AR$36:$AZ$47,MATCH(AH$2,$AS$2:$BA$2,0)+1,FALSE)","v":0.31421521717480672},{"$f":"L611*VLOOKUP($B611,$AR$36:$AZ$47,MATCH(AI$2,$AS$2:$BA$2,0)+1,FALSE)","v":0},{"$f":"M611*VLOOKUP($B611,$AR$36:$AZ$47,MATCH(AJ$2,$AS$2:$BA$2,0)+1,FALSE)","v":8.0306186008656202E-2},{"$f":"N611*VLOOKUP($B611,$AR$36:$AZ$47,MATCH(AK$2,$AS$2:$BA$2,0)+1,FALSE)","v":7.6624911679401844E-2},{"$f":"O611*VLOOKUP($B611,$AR$36:$AZ$47,MATCH(AL$2,$AS$2:$BA$2,0)+1,FALSE)","v":6.0990691576454613E-2},{"$f":"P611*VLOOKUP($B611,$AR$36:$AZ$47,MATCH(AM$2,$AS$2:$BA$2,0)+1,FALSE)","v":0},{"$f":"Q611*VLOOKUP($B611,$AR$36:$AZ$47,MATCH(AN$2,$AS$2:$BA$2,0)+1,FALSE)","v":1.4098715321122319E-3},{"$f":"R611*VLOOKUP($B611,$AR$36:$BA$47,MATCH(AO$2,$AS$2:$BA$2,0)+1,FALSE)","v":0},0.80491129826679708]
[2006,1,26,10,null,2013,1,26,10,0.31221408332104045,0.37707104172972744,0,9.2147955578608942E-2,9.7904899999999989E-2,6.9169999999999995E-2,0,1.844841099551928E-3,0,0.95035282172892865,null,null,0.29560897456082197,8.0742544755925599E-2,0.33378149817270542,7.7174883186649432E-2,6.3763446690091832E-2,0,0,1.3484631500345877E-3,0,0.85241981051622884,null,{"$f":"J612*VLOOKUP($B612,$AR$36:$AZ$47,MATCH(AG$2,$AS$2:$BA$2,0)+1,FALSE)","v":0.29958136419072445},{"$f":"K612*VLOOKUP($B612,$AR$36:$AZ$47,MATCH(AH$2,$AS$2:$BA$2,0)+1,FALSE)","v":0.31890172109948872},{"$f":"L612*VLOOKUP($B612,$AR$36:$AZ$47,MATCH(AI$2,$AS$2:$BA$2,0)+1,FALSE)","v":0},{"$f":"M612*VLOOKUP($B612,$AR$36:$AZ$47,MATCH(AJ$2,$AS$2:$BA$2,0)+1,FALSE)","v":7.9246885306171105E-2},{"$f":"N612*VLOOKUP($B612,$AR$36:$AZ$47,MATCH(AK$2,$AS$2:$BA$2,0)+1,FALSE)","v":7.6585642967856374E-2},{"$f":"O612*VLOOKUP($B612,$AR$36:$AZ$47,MATCH(AL$2,$AS$2:$BA$2,0)+1,FALSE)","v":6.129998309154714E-2},{"$f":"P612*VLOOKUP($B612,$AR$36:$AZ$47,MATCH(AM$2,$AS$2:$BA$2,0)+1,FALSE)","v":0},{"$f":"Q612*VLOOKUP($B612,$AR$36:$AZ$47,MATCH(AN$2,$AS$2:$BA$2,0)+1,FALSE)","v":1.4098715321122319E-3},{"$f":"R612*VLOOKUP($B612,$AR$36:$BA$47,MATCH(AO$2,$AS$2:$BA$2,0)+1,FALSE)","v":0},0.83702546818790013]
[2006,1,26,11,null,2013,1,26,11,0.34427125699923627,0.37515065939129066,0,8.6367562184655036E-2,9.9320100000000036E-2,6.9933999999999996E-2,0,1.844841099551928E-3,0,0.97688841967473383,null,null,0.32596118717573264,7.5677606859175087E-2,0.33208158483264238,7.8290434039423401E-2,6.4467729952651182E-2,0,0,1.3484631500345877E-3,0,0.87782700600965924,null,{"$f":"J613*VLOOKUP($B613,$AR$36:$AZ$47,MATCH(AG$2,$AS$2:$BA$2,0)+1,FALSE)","v":0.33034144945163713},{"$f":"K613*VLOOKUP($B613,$AR$36:$AZ$47,MATCH(AH$2,$AS$2:$BA$2,0)+1,FALSE)","v":0.31727758886677404},{"$f":"L613*VLOOKUP($B613,$AR$36:$AZ$47,MATCH(AI$2,$AS$2:$BA$2,0)+1,FALSE)","v":0},{"$f":"M613*VLOOKUP($B613,$AR$36:$AZ$47,MATCH(AJ$2,$AS$2:$BA$2,0)+1,FALSE)","v":7.4275769349893161E-2},{"$f":"N613*VLOOKUP($B613,$AR$36:$AZ$47,MATCH(AK$2,$AS$2:$BA$2,0)+1,FALSE)","v":7.7692676445528214E-2},{"$f":"O613*VLOOKUP($B613,$AR$36:$AZ$47,MATCH(AL$2,$AS$2:$BA$2,0)+1,FALSE)","v":6.1977056780746824E-2},{"$f":"P613*VLOOKUP($B613,$AR$36:$AZ$47,MATCH(AM$2,$AS$2:$BA$2,0)+1,FALSE)","v":0},{"$f":"Q613*VLOOKUP($B613,$AR$36:$AZ$47,MATCH(AN$2,$AS$2:$BA$2,0)+1,FALSE)","v":1.4098715321122319E-3},{"$f":"R613*VLOOKUP($B613,$AR$36:$BA$47,MATCH(AO$2,$AS$2:$BA$2,0)+1,FALSE)","v":0},0.8629744124266916]
[2006,1,26,12,null,2013,1,26,12,0.3163737638262471,0.39235080590755045,0,0.10792497953679546,9.8749899999999974E-2,7.0180000000000006E-2,0,1.844841099551928E-3,0,0.98742429037014501,null,null,0.29954742242186988,9.4566802223824339E-2,0.34730707297050439,7.7840966051681906E-2,6.4694501788501446E-2,0,0,1.3484631500345877E-3,0,0.88530522860641658,null,{"$f":"J614*VLOOKUP($B614,$AR$36:$AZ$47,MATCH(AG$2,$AS$2:$BA$2,0)+1,FALSE)","v":0.30357273686389752},{"$f":"K614*VLOOKUP($B614,$AR$36:$AZ$47,MATCH(AH$2,$AS$2:$BA$2,0)+1,FALSE)","v":0.3318243339629679},{"$f":"L614*VLOOKUP($B614,$AR$36:$AZ$47,MATCH(AI$2,$AS$2:$BA$2,0)+1,FALSE)","v":0},{"$f":"M614*VLOOKUP($B614,$AR$36:$AZ$47,MATCH(AJ$2,$AS$2:$BA$2,0)+1,FALSE)","v":9.2815064873872324E-2},{"$f":"N614*VLOOKUP($B614,$AR$36:$AZ$47,MATCH(AK$2,$AS$2:$BA$2,0)+1,FALSE)","v":7.7246640204029826E-2},{"$f":"O614*VLOOKUP($B614,$AR$36:$AZ$47,MATCH(AL$2,$AS$2:$BA$2,0)+1,FALSE)","v":6.2195067418892282E-2},{"$f":"P614*VLOOKUP($B614,$AR$36:$AZ$47,MATCH(AM$2,$AS$2:$BA$2,0)+1,FALSE)","v":0},{"$f":"Q614*VLOOKUP($B614,$AR$36:$AZ$47,MATCH(AN$2,$AS$2:$BA$2,0)+1,FALSE)","v":1.4098715321122319E-3},{"$f":"R614*VLOOKUP($B614,$AR$36:$BA$47,MATCH(AO$2,$AS$2:$BA$2,0)+1,FALSE)","v":0},0.86906371485577216]
[2006,1,26,13,null,2013,1,26,13,0.32391886499484829,0.38384997539754856,0,0.10211173868074355,9.8632200000000003E-2,7.0186999999999999E-2,0,1.844841099551928E-3,0,0.98054462017269239,null,null,0.30669123731863224,8.9473082487456071E-2,0.33978217811163469,7.7748187408824734E-2,6.4700954645619133E-2,0,0,1.3484631500345877E-3,0,0.87974410312220142,null,{"$f":"J615*VLOOKUP($B615,$AR$36:$AZ$47,MATCH(AG$2,$AS$2:$BA$2,0)+1,FALSE)","v":0.31081255025412918},{"$f":"K615*VLOOKUP($B615,$AR$36:$AZ$47,MATCH(AH$2,$AS$2:$BA$2,0)+1,FALSE)","v":0.32463489436034326},{"$f":"L615*VLOOKUP($B615,$AR$36:$AZ$47,MATCH(AI$2,$AS$2:$BA$2,0)+1,FALSE)","v":0},{"$f":"M615*VLOOKUP($B615,$AR$36:$AZ$47,MATCH(AJ$2,$AS$2:$BA$2,0)+1,FALSE)","v":8.7815700227266591E-2},{"$f":"N615*VLOOKUP($B615,$AR$36:$AZ$47,MATCH(AK$2,$AS$2:$BA$2,0)+1,FALSE)","v":7.7154569938115508E-2},{"$f":"O615*VLOOKUP($B615,$AR$36:$AZ$47,MATCH(AL$2,$AS$2:$BA$2,0)+1,FALSE)","v":6.2201270973636251E-2},{"$f":"P615*VLOOKUP($B615,$AR$36:$AZ$47,MATCH(AM$2,$AS$2:$BA$2,0)+1,FALSE)","v":0},{"$f":"Q615*VLOOKUP($B615,$AR$36:$AZ$47,MATCH(AN$2,$AS$2:$BA$2,0)+1,FALSE)","v":1.4098715321122319E-3},{"$f":"R615*VLOOKUP($B615,$AR$36:$BA$47,MATCH(AO$2,$AS$2:$BA$2,0)+1,FALSE)","v":0},0.86402885728560308]
[2006,1,26,14,null,2013,1,26,14,0.29121767773654311,0.39303349462461346,0,0.11514913690691787,9.8961799999999989E-2,7.0374999999999993E-2,0,1.844841099551928E-3,0,0.9705819503676264,null,null,0.27572926299151979,0.10089680538144583,0.34791138578572772,7.8007999139374673E-2,6.4874259951065674E-2,0,0,1.3484631500345877E-3,0,0.86876817639916826,null,{"$f":"J616*VLOOKUP($B616,$AR$36:$AZ$47,MATCH(AG$2,$AS$2:$BA$2,0)+1,FALSE)","v":0.27943450931090308},{"$f":"K616*VLOOKUP($B616,$AR$36:$AZ$47,MATCH(AH$2,$AS$2:$BA$2,0)+1,FALSE)","v":0.33240170687881926},{"$f":"L616*VLOOKUP($B616,$AR$36:$AZ$47,MATCH(AI$2,$AS$2:$BA$2,0)+1,FALSE)","v":0},{"$f":"M616*VLOOKUP($B616,$AR$36:$AZ$47,MATCH(AJ$2,$AS$2:$BA$2,0)+1,FALSE)","v":9.9027812264186846E-2},{"$f":"N616*VLOOKUP($B616,$AR$36:$AZ$47,MATCH(AK$2,$AS$2:$BA$2,0)+1,FALSE)","v":7.7412397972485641E-2},{"$f":"O616*VLOOKUP($B616,$AR$36:$AZ$47,MATCH(AL$2,$AS$2:$BA$2,0)+1,FALSE)","v":6.2367880729617318E-2},{"$f":"P616*VLOOKUP($B616,$AR$36:$AZ$47,MATCH(AM$2,$AS$2:$BA$2,0)+1,FALSE)","v":0},{"$f":"Q616*VLOOKUP($B616,$AR$36:$AZ$47,MATCH(AN$2,$AS$2:$BA$2,0)+1,FALSE)","v":1.4098715321122319E-3},{"$f":"R616*VLOOKUP($B616,$AR$36:$BA$47,MATCH(AO$2,$AS$2:$BA$2,0)+1,FALSE)","v":0},0.8520541786881245]
[2006,1,26,15,null,2013,1,26,15,0.30465039054405629,0.38042409460983029,0,0.10193144870861111,9.7794900000000032E-2,7.0038000000000003E-2,0,1.844841099551928E-3,0,0.95668367496204976,null,null,0.28844755685053158,8.931510751066421E-2,0.33674960468292436,7.70881741746334E-2,6.4563600972685445E-2,0,0,1.3484631500345877E-3,0,0.85751250734147355,null,{"$f":"J617*VLOOKUP($B617,$AR$36:$AZ$47,MATCH(AG$2,$AS$2:$BA$2,0)+1,FALSE)","v":0.29232371144058106},{"$f":"K617*VLOOKUP($B617,$AR$36:$AZ$47,MATCH(AH$2,$AS$2:$BA$2,0)+1,FALSE)","v":0.32173751121876509},{"$f":"L617*VLOOKUP($B617,$AR$36:$AZ$47,MATCH(AI$2,$AS$2:$BA$2,0)+1,FALSE)","v":0},{"$f":"M617*VLOOKUP($B617,$AR$36:$AZ$47,MATCH(AJ$2,$AS$2:$BA$2,0)+1,FALSE)","v":8.7660651548717827E-2},{"$f":"N617*VLOOKUP($B617,$AR$36:$AZ$47,MATCH(AK$2,$AS$2:$BA$2,0)+1,FALSE)","v":7.6499595990366376E-2},{"$f":"O617*VLOOKUP($B617,$AR$36:$AZ$47,MATCH(AL$2,$AS$2:$BA$2,0)+1,FALSE)","v":6.2069223879800191E-2},{"$f":"P617*VLOOKUP($B617,$AR$36:$AZ$47,MATCH(AM$2,$AS$2:$BA$2,0)+1,FALSE)","v":0},{"$f":"Q617*VLOOKUP($B617,$AR$36:$AZ$47,MATCH(AN$2,$AS$2:$BA$2,0)+1,FALSE)","v":1.4098715321122319E-3},{"$f":"R617*VLOOKUP($B617,$AR$36:$BA$47,MATCH(AO$2,$AS$2:$BA$2,0)+1,FALSE)","v":0},0.84170056561034279]
[2006,1,26,16,null,2013,1,26,16,0.31088587297633286,0.38102311752732188,0,0.10302350684055905,9.8267000000000049E-2,7.0378999999999997E-2,0,1.844841099551928E-3,0,0.96542333844376582,null,null,0.29435140509494895,9.0271998545752449E-2,0.33727985692908713,7.7460313488931454E-2,6.4877947297990068E-2,0,0,1.3484631500345877E-3,0,0.86558998450674463,null,{"$f":"J618*VLOOKUP($B618,$AR$36:$AZ$47,MATCH(AG$2,$AS$2:$BA$2,0)+1,FALSE)","v":0.29830689552240824},{"$f":"K618*VLOOKUP($B618,$AR$36:$AZ$47,MATCH(AH$2,$AS$2:$BA$2,0)+1,FALSE)","v":0.32224412514087852},{"$f":"L618*VLOOKUP($B618,$AR$36:$AZ$47,MATCH(AI$2,$AS$2:$BA$2,0)+1,FALSE)","v":0},{"$f":"M618*VLOOKUP($B618,$AR$36:$AZ$47,MATCH(AJ$2,$AS$2:$BA$2,0)+1,FALSE)","v":8.8599817317363924E-2},{"$f":"N618*VLOOKUP($B618,$AR$36:$AZ$47,MATCH(AK$2,$AS$2:$BA$2,0)+1,FALSE)","v":7.6868893972848629E-2},{"$f":"O618*VLOOKUP($B618,$AR$36:$AZ$47,MATCH(AL$2,$AS$2:$BA$2,0)+1,FALSE)","v":6.2371425618042452E-2},{"$f":"P618*VLOOKUP($B618,$AR$36:$AZ$47,MATCH(AM$2,$AS$2:$BA$2,0)+1,FALSE)","v":0},{"$f":"Q618*VLOOKUP($B618,$AR$36:$AZ$47,MATCH(AN$2,$AS$2:$BA$2,0)+1,FALSE)","v":1.4098715321122319E-3},{"$f":"R618*VLOOKUP($B618,$AR$36:$BA$47,MATCH(AO$2,$AS$2:$BA$2,0)+1,FALSE)","v":0},0.84980102910365385]
[2006,1,26,17,null,2013,1,26,17,0.34067073525858027,0.39027843907501614,0,0.11191666088892196,9.5540699999999978E-2,7.0334999999999995E-2,0,1.844841099551928E-3,0,1.0105863763220704,null,null,0.32255215921543773,9.8064421983283065E-2,0.3454726236769346,7.5311270039300549E-2,6.4837386481821732E-2,0,0,1.3484631500345877E-3,0,0.90758632454681221,null,{"$f":"J619*VLOOKUP($B619,$AR$36:$AZ$47,MATCH(AG$2,$AS$2:$BA$2,0)+1,FALSE)","v":0.3268866110170911},{"$f":"K619*VLOOKUP($B619,$AR$36:$AZ$47,MATCH(AH$2,$AS$2:$BA$2,0)+1,FALSE)","v":0.33007166330808801},{"$f":"L619*VLOOKUP($B619,$AR$36:$AZ$47,MATCH(AI$2,$AS$2:$BA$2,0)+1,FALSE)","v":0},{"$f":"M619*VLOOKUP($B619,$AR$36:$AZ$47,MATCH(AJ$2,$AS$2:$BA$2,0)+1,FALSE)","v":9.6247895394142524E-2},{"$f":"N619*VLOOKUP($B619,$AR$36:$AZ$47,MATCH(AK$2,$AS$2:$BA$2,0)+1,FALSE)","v":7.473625874802052E-2},{"$f":"O619*VLOOKUP($B619,$AR$36:$AZ$47,MATCH(AL$2,$AS$2:$BA$2,0)+1,FALSE)","v":6.2332431845366028E-2},{"$f":"P619*VLOOKUP($B619,$AR$36:$AZ$47,MATCH(AM$2,$AS$2:$BA$2,0)+1,FALSE)","v":0},{"$f":"Q619*VLOOKUP($B619,$AR$36:$AZ$47,MATCH(AN$2,$AS$2:$BA$2,0)+1,FALSE)","v":1.4098715321122319E-3},{"$f":"R619*VLOOKUP($B619,$AR$36:$BA$47,MATCH(AO$2,$AS$2:$BA$2,0)+1,FALSE)","v":0},0.89168473184482056]
[2006,1,26,18,null,2013,1,26,18,0.40646413814477583,0.39731294652077759,8.1374845626072615E-3,0.11529206853882663,9.5636699999999991E-2,7.0934999999999998E-2,1.6566314455968877E-5,2.1676540671559715E-3,0,1.0959625581485992,null,null,0.38484633939198132,0.1010220459645273,0.35169953631223655,7.5386943358878217E-2,6.5390488520480905E-2,4.5509968790457987E-3,8.2910887531487215E-6,1.5844191850953237E-3,0,0.98448906070099851,null,{"$f":"J620*VLOOKUP($B620,$AR$36:$AZ$47,MATCH(AG$2,$AS$2:$BA$2,0)+1,FALSE)","v":0.39001789959233679},{"$f":"K620*VLOOKUP($B620,$AR$36:$AZ$47,MATCH(AH$2,$AS$2:$BA$2,0)+1,FALSE)","v":0.33602098394870206},{"$f":"L620*VLOOKUP($B620,$AR$36:$AZ$47,MATCH(AI$2,$AS$2:$BA$2,0)+1,FALSE)","v":6.0154061125468911E-3},{"$f":"M620*VLOOKUP($B620,$AR$36:$AZ$47,MATCH(AJ$2,$AS$2:$BA$2,0)+1,FALSE)","v":9.9150732914670886E-2},{"$f":"N620*VLOOKUP($B620,$AR$36:$AZ$47,MATCH(AK$2,$AS$2:$BA$2,0)+1,FALSE)","v":7.4811354292011842E-2},{"$f":"O620*VLOOKUP($B620,$AR$36:$AZ$47,MATCH(AL$2,$AS$2:$BA$2,0)+1,FALSE)","v":6.2864165109135409E-2},{"$f":"P620*VLOOKUP($B620,$AR$36:$AZ$47,MATCH(AM$2,$AS$2:$BA$2,0)+1,FALSE)","v":8.2910887531487215E-6},{"$f":"Q620*VLOOKUP($B620,$AR$36:$AZ$47,MATCH(AN$2,$AS$2:$BA$2,0)+1,FALSE)","v":1.6565728948107045E-3},{"$f":"R620*VLOOKUP($B620,$AR$36:$BA$47,MATCH(AO$2,$AS$2:$BA$2,0)+1,FALSE)","v":0},0.97054540595296768]
[2006,1,26,19,null,2013,1,26,19,0.42323552750685256,0.37754526477997619,8.4180874785592386E-3,9.965187502218513E-2,9.5126299999999969E-2,7.0925000000000002E-2,1.71375666785885E-5,2.1787855487974887E-3,0,1.0770979779030492,null,null,0.40072574226371488,8.7317683050783884E-2,0.33420127816815126,7.4984613543123663E-2,6.5381270153169926E-2,4.7079278059094483E-3,8.5769883653262672E-6,1.5925556000974171E-3,0,0.96891964757331583,null,{"$f":"J621*VLOOKUP($B621,$AR$36:$AZ$47,MATCH(AG$2,$AS$2:$BA$2,0)+1,FALSE)","v":0.4061106896773321},{"$f":"K621*VLOOKUP($B621,$AR$36:$AZ$47,MATCH(AH$2,$AS$2:$BA$2,0)+1,FALSE)","v":0.31930278755692776},{"$f":"L621*VLOOKUP($B621,$AR$36:$AZ$47,MATCH(AI$2,$AS$2:$BA$2,0)+1,FALSE)","v":6.2228339095312677E-3},{"$f":"M621*VLOOKUP($B621,$AR$36:$AZ$47,MATCH(AJ$2,$AS$2:$BA$2,0)+1,FALSE)","v":8.5700226997344489E-2},{"$f":"N621*VLOOKUP($B621,$AR$36:$AZ$47,MATCH(AK$2,$AS$2:$BA$2,0)+1,FALSE)","v":7.4412096316458051E-2},{"$f":"O621*VLOOKUP($B621,$AR$36:$AZ$47,MATCH(AL$2,$AS$2:$BA$2,0)+1,FALSE)","v":6.2855302888072589E-2},{"$f":"P621*VLOOKUP($B621,$AR$36:$AZ$47,MATCH(AM$2,$AS$2:$BA$2,0)+1,FALSE)","v":8.5769883653262672E-6},{"$f":"Q621*VLOOKUP($B621,$AR$36:$AZ$47,MATCH(AN$2,$AS$2:$BA$2,0)+1,FALSE)","v":1.66507983835203E-3},{"$f":"R621*VLOOKUP($B621,$AR$36:$BA$47,MATCH(AO$2,$AS$2:$BA$2,0)+1,FALSE)","v":0},0.95627759417238367]
[2006,1,26,20,null,2013,1,26,20,0.40374417773855859,0.37011424553840533,8.4180874785592386E-3,0.103812330054569,9.3452700000000041E-2,7.0668999999999996E-2,1.71375666785885E-5,2.1787855487974887E-3,0,1.0524064639255684,null,null,0.38227104010382867,9.0963186898893683E-2,0.32762337517134793,7.3665375338486605E-2,6.5145279950008669E-2,4.7079278059094483E-3,8.5769883653262672E-6,1.5925556000974171E-3,0,0.94597731785693773,null,{"$f":"J622*VLOOKUP($B622,$AR$36:$AZ$47,MATCH(AG$2,$AS$2:$BA$2,0)+1,FALSE)","v":0.38740799346519572},{"$f":"K622*VLOOKUP($B622,$AR$36:$AZ$47,MATCH(AH$2,$AS$2:$BA$2,0)+1,FALSE)","v":0.31301812349259223},{"$f":"L622*VLOOKUP($B622,$AR$36:$AZ$47,MATCH(AI$2,$AS$2:$BA$2,0)+1,FALSE)","v":6.2228339095312677E-3},{"$f":"M622*VLOOKUP($B622,$AR$36:$AZ$47,MATCH(AJ$2,$AS$2:$BA$2,0)+1,FALSE)","v":8.9278202229703771E-2},{"$f":"N622*VLOOKUP($B622,$AR$36:$AZ$47,MATCH(AK$2,$AS$2:$BA$2,0)+1,FALSE)","v":7.3102930666209709E-2},{"$f":"O622*VLOOKUP($B622,$AR$36:$AZ$47,MATCH(AL$2,$AS$2:$BA$2,0)+1,FALSE)","v":6.2628430028864326E-2},{"$f":"P622*VLOOKUP($B622,$AR$36:$AZ$47,MATCH(AM$2,$AS$2:$BA$2,0)+1,FALSE)","v":8.5769883653262672E-6},{"$f":"Q622*VLOOKUP($B622,$AR$36:$AZ$47,MATCH(AN$2,$AS$2:$BA$2,0)+1,FALSE)","v":1.66507983835203E-3},{"$f":"R622*VLOOKUP($B622,$AR$36:$BA$47,MATCH(AO$2,$AS$2:$BA$2,0)+1,FALSE)","v":0},0.93333217061881424]
[2006,1,26,21,null,2013,1,26,21,0.37484309087616674,0.36923630906378502,8.4180874785592386E-3,0.11210676005068,9.2530800000000024E-2,6.9904999999999995E-2,1.71375666785885E-5,2.1787855487974887E-3,0,1.0292359705846672,null,null,0.3549070577997378,9.8230992038797954E-2,0.32684622996694568,7.2938674991417429E-2,6.444099668744932E-2,4.7079278059094483E-3,8.5769883653262672E-6,1.5925556000974171E-3,0,0.92367301187872031,null,{"$f":"J623*VLOOKUP($B623,$AR$36:$AZ$47,MATCH(AG$2,$AS$2:$BA$2,0)+1,FALSE)","v":0.35967629431590725},{"$f":"K623*VLOOKUP($B623,$AR$36:$AZ$47,MATCH(AH$2,$AS$2:$BA$2,0)+1,FALSE)","v":0.31227562295081607},{"$f":"L623*VLOOKUP($B623,$AR$36:$AZ$47,MATCH(AI$2,$AS$2:$BA$2,0)+1,FALSE)","v":6.2228339095312677E-3},{"$f":"M623*VLOOKUP($B623,$AR$36:$AZ$47,MATCH(AJ$2,$AS$2:$BA$2,0)+1,FALSE)","v":9.6411379937820618E-2},{"$f":"N623*VLOOKUP($B623,$AR$36:$AZ$47,MATCH(AK$2,$AS$2:$BA$2,0)+1,FALSE)","v":7.2381778770318206E-2},{"$f":"O623*VLOOKUP($B623,$AR$36:$AZ$47,MATCH(AL$2,$AS$2:$BA$2,0)+1,FALSE)","v":6.1951356339664636E-2},{"$f":"P623*VLOOKUP($B623,$AR$36:$AZ$47,MATCH(AM$2,$AS$2:$BA$2,0)+1,FALSE)","v":8.5769883653262672E-6},{"$f":"Q623*VLOOKUP($B623,$AR$36:$AZ$47,MATCH(AN$2,$AS$2:$BA$2,0)+1,FALSE)","v":1.66507983835203E-3},{"$f":"R623*VLOOKUP($B623,$AR$36:$BA$47,MATCH(AO$2,$AS$2:$BA$2,0)+1,FALSE)","v":0},0.91059292305077544]
[2006,1,26,22,null,2013,1,26,22,0.36390270518599321,0.35445858442975897,8.4180874785592386E-3,0.10743052630400672,9.13524E-2,6.9198999999999997E-2,1.71375666785885E-5,2.1787855487974887E-3,0,0.99695722651379415,null,null,0.34454853661846685,9.4133548853985879E-2,0.31376505819278327,7.2009784993601694E-2,6.3790179955293694E-2,4.7079278059094483E-3,8.5769883653262672E-6,1.5925556000974171E-3,0,0.89455616900850354,null,{"$f":"J624*VLOOKUP($B624,$AR$36:$AZ$47,MATCH(AG$2,$AS$2:$BA$2,0)+1,FALSE)","v":0.34917857545911668},{"$f":"K624*VLOOKUP($B624,$AR$36:$AZ$47,MATCH(AH$2,$AS$2:$BA$2,0)+1,FALSE)","v":0.29977760189327995},{"$f":"L624*VLOOKUP($B624,$AR$36:$AZ$47,MATCH(AI$2,$AS$2:$BA$2,0)+1,FALSE)","v":6.2228339095312677E-3},{"$f":"M624*VLOOKUP($B624,$AR$36:$AZ$47,MATCH(AJ$2,$AS$2:$BA$2,0)+1,FALSE)","v":9.2389837006557909E-2},{"$f":"N624*VLOOKUP($B624,$AR$36:$AZ$47,MATCH(AK$2,$AS$2:$BA$2,0)+1,FALSE)","v":7.1459980967824938E-2},{"$f":"O624*VLOOKUP($B624,$AR$36:$AZ$47,MATCH(AL$2,$AS$2:$BA$2,0)+1,FALSE)","v":6.1325683532629328E-2},{"$f":"P624*VLOOKUP($B624,$AR$36:$AZ$47,MATCH(AM$2,$AS$2:$BA$2,0)+1,FALSE)","v":8.5769883653262672E-6},{"$f":"Q624*VLOOKUP($B624,$AR$36:$AZ$47,MATCH(AN$2,$AS$2:$BA$2,0)+1,FALSE)","v":1.66507983835203E-3},{"$f":"R624*VLOOKUP($B624,$AR$36:$BA$47,MATCH(AO$2,$AS$2:$BA$2,0)+1,FALSE)","v":0},0.88202816959565744]
[2006,1,26,23,null,2013,1,26,23,0.34212325842443397,0.33173607295048707,8.4180874785592386E-3,9.3225386528092952E-2,9.0394099999999977E-2,6.8663000000000002E-2,1.71375666785885E-5,2.1787855487974887E-3,0,0.9367558284970493,null,null,0.32392742992397372,8.1686619055934565E-2,0.29365119877518819,7.1254391846192644E-2,6.3296075467424828E-2,4.7079278059094483E-3,8.5769883653262672E-6,1.5925556000974171E-3,0,0.84012477546308617,null,{"$f":"J625*VLOOKUP($B625,$AR$36:$AZ$47,MATCH(AG$2,$AS$2:$BA$2,0)+1,FALSE)","v":0.32828036259586796},{"$f":"K625*VLOOKUP($B625,$AR$36:$AZ$47,MATCH(AH$2,$AS$2:$BA$2,0)+1,FALSE)","v":0.28056040614893907},{"$f":"L625*VLOOKUP($B625,$AR$36:$AZ$47,MATCH(AI$2,$AS$2:$BA$2,0)+1,FALSE)","v":6.2228339095312677E-3},{"$f":"M625*VLOOKUP($B625,$AR$36:$AZ$47,MATCH(AJ$2,$AS$2:$BA$2,0)+1,FALSE)","v":8.0173471754486178E-2},{"$f":"N625*VLOOKUP($B625,$AR$36:$AZ$47,MATCH(AK$2,$AS$2:$BA$2,0)+1,FALSE)","v":7.0710355344836731E-2},{"$f":"O625*VLOOKUP($B625,$AR$36:$AZ$47,MATCH(AL$2,$AS$2:$BA$2,0)+1,FALSE)","v":6.0850668483662017E-2},{"$f":"P625*VLOOKUP($B625,$AR$36:$AZ$47,MATCH(AM$2,$AS$2:$BA$2,0)+1,FALSE)","v":8.5769883653262672E-6},{"$f":"Q625*VLOOKUP($B625,$AR$36:$AZ$47,MATCH(AN$2,$AS$2:$BA$2,0)+1,FALSE)","v":1.66507983835203E-3},{"$f":"R625*VLOOKUP($B625,$AR$36:$BA$47,MATCH(AO$2,$AS$2:$BA$2,0)+1,FALSE)","v":0},0.82847175506404058]
[2006,1,26,24,null,2013,1,26,24,0.23523972600823856,0.35067855348557919,8.4180874785592386E-3,0.133588599386465,9.0545600000000032E-2,6.8328E-2,1.71375666785885E-5,2.1787855487974887E-3,0,0.88899448947431803,null,null,0.22272849911693213,0.11705396389007869,0.31041899272485518,7.1373813803651182E-2,6.2987260162506789E-2,4.7079278059094483E-3,8.5769883653262672E-6,1.5925556000974171E-3,0,0.79087159009239616,null,{"$f":"J626*VLOOKUP($B626,$AR$36:$AZ$47,MATCH(AG$2,$AS$2:$BA$2,0)+1,FALSE)","v":0.22572152184734925},{"$f":"K626*VLOOKUP($B626,$AR$36:$AZ$47,MATCH(AH$2,$AS$2:$BA$2,0)+1,FALSE)","v":0.29658070199776293},{"$f":"L626*VLOOKUP($B626,$AR$36:$AZ$47,MATCH(AI$2,$AS$2:$BA$2,0)+1,FALSE)","v":6.2228339095312677E-3},{"$f":"M626*VLOOKUP($B626,$AR$36:$AZ$47,MATCH(AJ$2,$AS$2:$BA$2,0)+1,FALSE)","v":0.11488567866012166},{"$f":"N626*VLOOKUP($B626,$AR$36:$AZ$47,MATCH(AK$2,$AS$2:$BA$2,0)+1,FALSE)","v":7.0828865500198041E-2},{"$f":"O626*VLOOKUP($B626,$AR$36:$AZ$47,MATCH(AL$2,$AS$2:$BA$2,0)+1,FALSE)","v":6.0553784078057442E-2},{"$f":"P626*VLOOKUP($B626,$AR$36:$AZ$47,MATCH(AM$2,$AS$2:$BA$2,0)+1,FALSE)","v":8.5769883653262672E-6},{"$f":"Q626*VLOOKUP($B626,$AR$36:$AZ$47,MATCH(AN$2,$AS$2:$BA$2,0)+1,FALSE)","v":1.66507983835203E-3},{"$f":"R626*VLOOKUP($B626,$AR$36:$BA$47,MATCH(AO$2,$AS$2:$BA$2,0)+1,FALSE)","v":0},0.776467042819738]
[2006,1,27,1,null,2013,1,27,1,0.26716602511830895,0.37973850822114058,8.4180874785592386E-3,0.12374939577006161,8.9876900000000023E-2,6.7144999999999996E-2,1.71375666785885E-5,2.1787855487974887E-3,0,0.9382898397035464,null,null,0.25295679772877111,0.10843258609203955,0.33614272686251701,7.0846701836968062E-2,6.1896727309617115E-2,4.7079278059094483E-3,8.5769883653262672E-6,1.5925556000974171E-3,0,0.83658460022428505,null,{"$f":"J627*VLOOKUP($B627,$AR$36:$AZ$47,MATCH(AG$2,$AS$2:$BA$2,0)+1,FALSE)","v":0.25635602795039741},{"$f":"K627*VLOOKUP($B627,$AR$36:$AZ$47,MATCH(AH$2,$AS$2:$BA$2,0)+1,FALSE)","v":0.32115768764410763},{"$f":"L627*VLOOKUP($B627,$AR$36:$AZ$47,MATCH(AI$2,$AS$2:$BA$2,0)+1,FALSE)","v":6.2228339095312677E-3},{"$f":"M627*VLOOKUP($B627,$AR$36:$AZ$47,MATCH(AJ$2,$AS$2:$BA$2,0)+1,FALSE)","v":0.10642400161479622},{"$f":"N627*VLOOKUP($B627,$AR$36:$AZ$47,MATCH(AK$2,$AS$2:$BA$2,0)+1,FALSE)","v":7.0305778101583616E-2},{"$f":"O627*VLOOKUP($B627,$AR$36:$AZ$47,MATCH(AL$2,$AS$2:$BA$2,0)+1,FALSE)","v":5.9505383326325469E-2},{"$f":"P627*VLOOKUP($B627,$AR$36:$AZ$47,MATCH(AM$2,$AS$2:$BA$2,0)+1,FALSE)","v":8.5769883653262672E-6},{"$f":"Q627*VLOOKUP($B627,$AR$36:$AZ$47,MATCH(AN$2,$AS$2:$BA$2,0)+1,FALSE)","v":1.66507983835203E-3},{"$f":"R627*VLOOKUP($B627,$AR$36:$BA$47,MATCH(AO$2,$AS$2:$BA$2,0)+1,FALSE)","v":0},0.821645369373459]
[2006,1,27,2,null,2013,1,27,2,0.25003152760906588,0.36826872242525222,8.4180874785592386E-3,0.11386620335348641,9.0024300000000002E-2,6.7084000000000005E-2,1.71375666785885E-5,2.1787855487974887E-3,0,0.8998887639818397,null,null,0.23673359861986354,9.9772664110959891E-2,0.32598972686254429,7.0962891913069578E-2,6.1840495269020107E-2,4.7079278059094483E-3,8.5769883653262672E-6,1.5925556000974171E-3,0,0.80160843716982966,null,{"$f":"J628*VLOOKUP($B628,$AR$36:$AZ$47,MATCH(AG$2,$AS$2:$BA$2,0)+1,FALSE)","v":0.2399148216987777},{"$f":"K628*VLOOKUP($B628,$AR$36:$AZ$47,MATCH(AH$2,$AS$2:$BA$2,0)+1,FALSE)","v":0.31145730223616902},{"$f":"L628*VLOOKUP($B628,$AR$36:$AZ$47,MATCH(AI$2,$AS$2:$BA$2,0)+1,FALSE)","v":6.2228339095312677E-3},{"$f":"M628*VLOOKUP($B628,$AR$36:$AZ$47,MATCH(AJ$2,$AS$2:$BA$2,0)+1,FALSE)","v":9.7924494371501844E-2},{"$f":"N628*VLOOKUP($B628,$AR$36:$AZ$47,MATCH(AK$2,$AS$2:$BA$2,0)+1,FALSE)","v":7.042108105142024E-2},{"$f":"O628*VLOOKUP($B628,$AR$36:$AZ$47,MATCH(AL$2,$AS$2:$BA$2,0)+1,FALSE)","v":5.9451323777842256E-2},{"$f":"P628*VLOOKUP($B628,$AR$36:$AZ$47,MATCH(AM$2,$AS$2:$BA$2,0)+1,FALSE)","v":8.5769883653262672E-6},{"$f":"Q628*VLOOKUP($B628,$AR$36:$AZ$47,MATCH(AN$2,$AS$2:$BA$2,0)+1,FALSE)","v":1.66507983835203E-3},{"$f":"R628*VLOOKUP($B628,$AR$36:$BA$47,MATCH(AO$2,$AS$2:$BA$2,0)+1,FALSE)","v":0},0.78706551387195967]
[2006,1,27,3,null,2013,1,27,3,0.23365387971488058,0.36468348737445039,8.4180874785592386E-3,0.11219542616129979,9.0551899999999949E-2,6.7108000000000001E-2,1.71375666785885E-5,2.1787855487974887E-3,0,0.87880670384466586,null,null,0.22122699607259766,9.830868369630788E-2,0.3228160937957662,7.137877986524839E-2,6.1862619350566472E-2,4.7079278059094483E-3,8.5769883653262672E-6,1.5925556000974171E-3,0,0.78190223317485885,null,{"$f":"J629*VLOOKUP($B629,$AR$36:$AZ$47,MATCH(AG$2,$AS$2:$BA$2,0)+1,FALSE)","v":0.22419984162425546},{"$f":"K629*VLOOKUP($B629,$AR$36:$AZ$47,MATCH(AH$2,$AS$2:$BA$2,0)+1,FALSE)","v":0.30842514780977204},{"$f":"L629*VLOOKUP($B629,$AR$36:$AZ$47,MATCH(AI$2,$AS$2:$BA$2,0)+1,FALSE)","v":6.2228339095312677E-3},{"$f":"M629*VLOOKUP($B629,$AR$36:$AZ$47,MATCH(AJ$2,$AS$2:$BA$2,0)+1,FALSE)","v":9.6487632449932373E-2},{"$f":"N629*VLOOKUP($B629,$AR$36:$AZ$47,MATCH(AK$2,$AS$2:$BA$2,0)+1,FALSE)","v":7.0833793645272411E-2},{"$f":"O629*VLOOKUP($B629,$AR$36:$AZ$47,MATCH(AL$2,$AS$2:$BA$2,0)+1,FALSE)","v":5.9472593108393028E-2},{"$f":"P629*VLOOKUP($B629,$AR$36:$AZ$47,MATCH(AM$2,$AS$2:$BA$2,0)+1,FALSE)","v":8.5769883653262672E-6},{"$f":"Q629*VLOOKUP($B629,$AR$36:$AZ$47,MATCH(AN$2,$AS$2:$BA$2,0)+1,FALSE)","v":1.66507983835203E-3},{"$f":"R629*VLOOKUP($B629,$AR$36:$BA$47,MATCH(AO$2,$AS$2:$BA$2,0)+1,FALSE)","v":0},0.767315499373874]
[2006,1,27,4,null,2013,1,27,4,0.23334474363683574,0.36185699046425818,8.4180874785592386E-3,0.10997334282268764,9.1161999999999979E-2,6.6665000000000002E-2,1.71375666785885E-5,2.1787855487974887E-3,0,0.87361608751781672,null,null,0.22093430139957543,9.636163384270334E-2,0.32031409213332956,7.1859699576439326E-2,6.1454245678689783E-2,4.7079278059094483E-3,8.5769883653262672E-6,1.5925556000974171E-3,0,0.7772330330251096,null,{"$f":"J630*VLOOKUP($B630,$AR$36:$AZ$47,MATCH(AG$2,$AS$2:$BA$2,0)+1,FALSE)","v":0.22390321372395022},{"$f":"K630*VLOOKUP($B630,$AR$36:$AZ$47,MATCH(AH$2,$AS$2:$BA$2,0)+1,FALSE)","v":0.3060346838664052},{"$f":"L630*VLOOKUP($B630,$AR$36:$AZ$47,MATCH(AI$2,$AS$2:$BA$2,0)+1,FALSE)","v":6.2228339095312677E-3},{"$f":"M630*VLOOKUP($B630,$AR$36:$AZ$47,MATCH(AJ$2,$AS$2:$BA$2,0)+1,FALSE)","v":9.4576649375266858E-2},{"$f":"N630*VLOOKUP($B630,$AR$36:$AZ$47,MATCH(AK$2,$AS$2:$BA$2,0)+1,FALSE)","v":7.1311041472242168E-2},{"$f":"O630*VLOOKUP($B630,$AR$36:$AZ$47,MATCH(AL$2,$AS$2:$BA$2,0)+1,FALSE)","v":5.9079996715309967E-2},{"$f":"P630*VLOOKUP($B630,$AR$36:$AZ$47,MATCH(AM$2,$AS$2:$BA$2,0)+1,FALSE)","v":8.5769883653262672E-6},{"$f":"Q630*VLOOKUP($B630,$AR$36:$AZ$47,MATCH(AN$2,$AS$2:$BA$2,0)+1,FALSE)","v":1.66507983835203E-3},{"$f":"R630*VLOOKUP($B630,$AR$36:$BA$47,MATCH(AO$2,$AS$2:$BA$2,0)+1,FALSE)","v":0},0.76280207588942317]
[2006,1,27,5,null,2013,1,27,5,0.23527224346464753,0.36165328006156039,8.4180874785592386E-3,0.10656249954213103,9.1549700000000012E-2,6.6784999999999997E-2,1.71375666785885E-5,2.1787855487974887E-3,0,0.87243673366237406,null,null,0.22275928713213672,9.3372960198165947E-2,0.32013376865079979,7.2165309430608698E-2,6.1564866086421616E-2,4.7079278059094483E-3,8.5769883653262672E-6,1.5925556000974171E-3,0,0.77630525189250499,null,{"$f":"J631*VLOOKUP($B631,$AR$36:$AZ$47,MATCH(AG$2,$AS$2:$BA$2,0)+1,FALSE)","v":0.22575272359150952},{"$f":"K631*VLOOKUP($B631,$AR$36:$AZ$47,MATCH(AH$2,$AS$2:$BA$2,0)+1,FALSE)","v":0.30586239909553498},{"$f":"L631*VLOOKUP($B631,$AR$36:$AZ$47,MATCH(AI$2,$AS$2:$BA$2,0)+1,FALSE)","v":6.2228339095312677E-3},{"$f":"M631*VLOOKUP($B631,$AR$36:$AZ$47,MATCH(AJ$2,$AS$2:$BA$2,0)+1,FALSE)","v":9.1643337349467113E-2},{"$f":"N631*VLOOKUP($B631,$AR$36:$AZ$47,MATCH(AK$2,$AS$2:$BA$2,0)+1,FALSE)","v":7.161431795563207E-2},{"$f":"O631*VLOOKUP($B631,$AR$36:$AZ$47,MATCH(AL$2,$AS$2:$BA$2,0)+1,FALSE)","v":5.9186343368063839E-2},{"$f":"P631*VLOOKUP($B631,$AR$36:$AZ$47,MATCH(AM$2,$AS$2:$BA$2,0)+1,FALSE)","v":8.5769883653262672E-6},{"$f":"Q631*VLOOKUP($B631,$AR$36:$AZ$47,MATCH(AN$2,$AS$2:$BA$2,0)+1,FALSE)","v":1.66507983835203E-3},{"$f":"R631*VLOOKUP($B631,$AR$36:$BA$47,MATCH(AO$2,$AS$2:$BA$2,0)+1,FALSE)","v":0},0.76195561209645613]
[2006,1,27,6,null,2013,1,27,6,0.24051335887294562,0.36891645757148855,8.4180874785592386E-3,0.1081260650517205,9.2476799999999998E-2,6.6694000000000003E-2,1.71375666785885E-5,2.1787855487974887E-3,0,0.88734069209018995,null,null,0.22772165377146864,9.4742998820771654E-2,0.32656309894261204,7.2896108749154975E-2,6.1480978943891644E-2,4.7079278059094483E-3,8.5769883653262672E-6,1.5925556000974171E-3,0,0.78971389962227112,null,{"$f":"J632*VLOOKUP($B632,$AR$36:$AZ$47,MATCH(AG$2,$AS$2:$BA$2,0)+1,FALSE)","v":0.23078177445044989},{"$f":"K632*VLOOKUP($B632,$AR$36:$AZ$47,MATCH(AH$2,$AS$2:$BA$2,0)+1,FALSE)","v":0.31200511373610235},{"$f":"L632*VLOOKUP($B632,$AR$36:$AZ$47,MATCH(AI$2,$AS$2:$BA$2,0)+1,FALSE)","v":6.2228339095312677E-3},{"$f":"M632*VLOOKUP($B632,$AR$36:$AZ$47,MATCH(AJ$2,$AS$2:$BA$2,0)+1,FALSE)","v":9.2987997638771303E-2},{"$f":"N632*VLOOKUP($B632,$AR$36:$AZ$47,MATCH(AK$2,$AS$2:$BA$2,0)+1,FALSE)","v":7.2339537526823081E-2},{"$f":"O632*VLOOKUP($B632,$AR$36:$AZ$47,MATCH(AL$2,$AS$2:$BA$2,0)+1,FALSE)","v":5.9105697156392155E-2},{"$f":"P632*VLOOKUP($B632,$AR$36:$AZ$47,MATCH(AM$2,$AS$2:$BA$2,0)+1,FALSE)","v":8.5769883653262672E-6},{"$f":"Q632*VLOOKUP($B632,$AR$36:$AZ$47,MATCH(AN$2,$AS$2:$BA$2,0)+1,FALSE)","v":1.66507983835203E-3},{"$f":"R632*VLOOKUP($B632,$AR$36:$BA$47,MATCH(AO$2,$AS$2:$BA$2,0)+1,FALSE)","v":0},0.77511661124478748]
[2006,1,27,7,null,2013,1,27,7,0.25365099514665407,0.38227293529311523,8.4180874785592386E-3,0.10981157820483435,9.4918599999999992E-2,6.7543000000000006E-2,1.71375666785885E-5,2.1787855487974887E-3,0,0.91881111923863878,null,null,0.24016056474471456,9.6219891285150849E-2,0.33838618968907769,7.4820891163162442E-2,6.2263618328594381E-2,4.7079278059094483E-3,8.5769883653262672E-6,1.5925556000974171E-3,0,0.81816021560507224,null,{"$f":"J633*VLOOKUP($B633,$AR$36:$AZ$47,MATCH(AG$2,$AS$2:$BA$2,0)+1,FALSE)","v":0.2433878393507064},{"$f":"K633*VLOOKUP($B633,$AR$36:$AZ$47,MATCH(AH$2,$AS$2:$BA$2,0)+1,FALSE)","v":0.32330113825634843},{"$f":"L633*VLOOKUP($B633,$AR$36:$AZ$47,MATCH(AI$2,$AS$2:$BA$2,0)+1,FALSE)","v":6.2228339095312677E-3},{"$f":"M633*VLOOKUP($B633,$AR$36:$AZ$47,MATCH(AJ$2,$AS$2:$BA$2,0)+1,FALSE)","v":9.4437532429729409E-2},{"$f":"N633*VLOOKUP($B633,$AR$36:$AZ$47,MATCH(AK$2,$AS$2:$BA$2,0)+1,FALSE)","v":7.424962397805189E-2},{"$f":"O633*VLOOKUP($B633,$AR$36:$AZ$47,MATCH(AL$2,$AS$2:$BA$2,0)+1,FALSE)","v":5.9858099724625836E-2},{"$f":"P633*VLOOKUP($B633,$AR$36:$AZ$47,MATCH(AM$2,$AS$2:$BA$2,0)+1,FALSE)","v":8.5769883653262672E-6},{"$f":"Q633*VLOOKUP($B633,$AR$36:$AZ$47,MATCH(AN$2,$AS$2:$BA$2,0)+1,FALSE)","v":1.66507983835203E-3},{"$f":"R633*VLOOKUP($B633,$AR$36:$BA$47,MATCH(AO$2,$AS$2:$BA$2,0)+1,FALSE)","v":0},0.80313072447571066]
[2006,1,27,8,null,2013,1,27,8,0.28545968573876734,0.39435821823613748,4.0687422813036351E-3,0.1096739386462544,9.551889999999999E-2,6.8009E-2,8.2831572279844468E-6,2.0062475833539503E-3,0,0.95910301564304479,null,null,0.27027750984865567,9.6099287760644581E-2,0.34908402484517631,7.5294085889646464E-2,6.2693194245286327E-2,2.2754984395229015E-3,4.145544376574365E-6,1.466441167564956E-3,0,0.85719418774087375,null,{"$f":"J634*VLOOKUP($B634,$AR$36:$AZ$47,MATCH(AG$2,$AS$2:$BA$2,0)+1,FALSE)","v":0.27390949557883776},{"$f":"K634*VLOOKUP($B634,$AR$36:$AZ$47,MATCH(AH$2,$AS$2:$BA$2,0)+1,FALSE)","v":0.33352207039906789},{"$f":"L634*VLOOKUP($B634,$AR$36:$AZ$47,MATCH(AI$2,$AS$2:$BA$2,0)+1,FALSE)","v":3.0077030562734486E-3},{"$f":"M634*VLOOKUP($B634,$AR$36:$AZ$47,MATCH(AJ$2,$AS$2:$BA$2,0)+1,FALSE)","v":9.4319162941834775E-2},{"$f":"N634*VLOOKUP($B634,$AR$36:$AZ$47,MATCH(AK$2,$AS$2:$BA$2,0)+1,FALSE)","v":7.4719205801572514E-2},{"$f":"O634*VLOOKUP($B634,$AR$36:$AZ$47,MATCH(AL$2,$AS$2:$BA$2,0)+1,FALSE)","v":6.0271079226153386E-2},{"$f":"P634*VLOOKUP($B634,$AR$36:$AZ$47,MATCH(AM$2,$AS$2:$BA$2,0)+1,FALSE)","v":4.145544376574365E-6},{"$f":"Q634*VLOOKUP($B634,$AR$36:$AZ$47,MATCH(AN$2,$AS$2:$BA$2,0)+1,FALSE)","v":1.5332222134614687E-3},{"$f":"R634*VLOOKUP($B634,$AR$36:$BA$47,MATCH(AO$2,$AS$2:$BA$2,0)+1,FALSE)","v":0},0.84128608476157773]
[2006,1,27,9,null,2013,1,27,9,0.32804167593539224,0.40071581742824308,0,0.11033145966461672,9.6243400000000007E-2,6.6410999999999998E-2,0,1.844841099551928E-3,0,1.0035881941278042,null,null,0.31059477652313744,9.6675425559033301E-2,0.3547117415040536,7.5865182973334097E-2,6.122009914899073E-2,0,0,1.3484631500345877E-3,0,0.9004156888585837,null,{"$f":"J635*VLOOKUP($B635,$AR$36:$AZ$47,MATCH(AG$2,$AS$2:$BA$2,0)+1,FALSE)","v":0.31476854516867814},{"$f":"K635*VLOOKUP($B635,$AR$36:$AZ$47,MATCH(AH$2,$AS$2:$BA$2,0)+1,FALSE)","v":0.33889890685705398},{"$f":"L635*VLOOKUP($B635,$AR$36:$AZ$47,MATCH(AI$2,$AS$2:$BA$2,0)+1,FALSE)","v":0},{"$f":"M635*VLOOKUP($B635,$AR$36:$AZ$47,MATCH(AJ$2,$AS$2:$BA$2,0)+1,FALSE)","v":9.4884628473884527E-2},{"$f":"N635*VLOOKUP($B635,$AR$36:$AZ$47,MATCH(AK$2,$AS$2:$BA$2,0)+1,FALSE)","v":7.5285942485131901E-2},{"$f":"O635*VLOOKUP($B635,$AR$36:$AZ$47,MATCH(AL$2,$AS$2:$BA$2,0)+1,FALSE)","v":5.8854896300314263E-2},{"$f":"P635*VLOOKUP($B635,$AR$36:$AZ$47,MATCH(AM$2,$AS$2:$BA$2,0)+1,FALSE)","v":0},{"$f":"Q635*VLOOKUP($B635,$AR$36:$AZ$47,MATCH(AN$2,$AS$2:$BA$2,0)+1,FALSE)","v":1.4098715321122319E-3},{"$f":"R635*VLOOKUP($B635,$AR$36:$BA$47,MATCH(AO$2,$AS$2:$BA$2,0)+1,FALSE)","v":0},0.88410279081717513]
[2006,1,27,10,null,2013,1,27,10,0.36834175474221786,0.40605764952004392,0,0.10447817366111625,9.6148900000000023E-2,6.7623000000000003E-2,0,1.844841099551928E-3,0,1.0444943190229299,null,null,0.34875149528510369,9.1546617175393155E-2,0.35944030594222731,7.5790692049374858E-2,6.2337365267082265E-2,0,0,1.3484631500345877E-3,0,0.9392149388692157,null,{"$f":"J636*VLOOKUP($B636,$AR$36:$AZ$47,MATCH(AG$2,$AS$2:$BA$2,0)+1,FALSE)","v":0.35343801343071057},{"$f":"K636*VLOOKUP($B636,$AR$36:$AZ$47,MATCH(AH$2,$AS$2:$BA$2,0)+1,FALSE)","v":0.34341667475587029},{"$f":"L636*VLOOKUP($B636,$AR$36:$AZ$47,MATCH(AI$2,$AS$2:$BA$2,0)+1,FALSE)","v":0},{"$f":"M636*VLOOKUP($B636,$AR$36:$AZ$47,MATCH(AJ$2,$AS$2:$BA$2,0)+1,FALSE)","v":8.9850825155395109E-2},{"$f":"N636*VLOOKUP($B636,$AR$36:$AZ$47,MATCH(AK$2,$AS$2:$BA$2,0)+1,FALSE)","v":7.521202030901547E-2},{"$f":"O636*VLOOKUP($B636,$AR$36:$AZ$47,MATCH(AL$2,$AS$2:$BA$2,0)+1,FALSE)","v":5.9928997493128418E-2},{"$f":"P636*VLOOKUP($B636,$AR$36:$AZ$47,MATCH(AM$2,$AS$2:$BA$2,0)+1,FALSE)","v":0},{"$f":"Q636*VLOOKUP($B636,$AR$36:$AZ$47,MATCH(AN$2,$AS$2:$BA$2,0)+1,FALSE)","v":1.4098715321122319E-3},{"$f":"R636*VLOOKUP($B636,$AR$36:$BA$47,MATCH(AO$2,$AS$2:$BA$2,0)+1,FALSE)","v":0},0.9232564026762321]
[2006,1,27,11,null,2013,1,27,11,0.36102093703590765,0.4210698440835729,0,0.11824623921706977,9.6900499999999973E-2,6.8594000000000002E-2,0,1.844841099551928E-3,0,1.0676763614361022,null,null,0.34182003533272293,0.10361057065513975,0.37272902938619423,7.6383151080568201E-2,6.3232468732979025E-2,0,0,1.3484631500345877E-3,0,0.95912371833763876,null,{"$f":"J637*VLOOKUP($B637,$AR$36:$AZ$47,MATCH(AG$2,$AS$2:$BA$2,0)+1,FALSE)","v":0.34641340860789466},{"$f":"K637*VLOOKUP($B637,$AR$36:$AZ$47,MATCH(AH$2,$AS$2:$BA$2,0)+1,FALSE)","v":0.35611299495545018},{"$f":"L637*VLOOKUP($B637,$AR$36:$AZ$47,MATCH(AI$2,$AS$2:$BA$2,0)+1,FALSE)","v":0},{"$f":"M637*VLOOKUP($B637,$AR$36:$AZ$47,MATCH(AJ$2,$AS$2:$BA$2,0)+1,FALSE)","v":0.10169130826920358},{"$f":"N637*VLOOKUP($B637,$AR$36:$AZ$47,MATCH(AK$2,$AS$2:$BA$2,0)+1,FALSE)","v":7.5799955838847341E-2},{"$f":"O637*VLOOKUP($B637,$AR$36:$AZ$47,MATCH(AL$2,$AS$2:$BA$2,0)+1,FALSE)","v":6.0789519158328538E-2},{"$f":"P637*VLOOKUP($B637,$AR$36:$AZ$47,MATCH(AM$2,$AS$2:$BA$2,0)+1,FALSE)","v":0},{"$f":"Q637*VLOOKUP($B637,$AR$36:$AZ$47,MATCH(AN$2,$AS$2:$BA$2,0)+1,FALSE)","v":1.4098715321122319E-3},{"$f":"R637*VLOOKUP($B637,$AR$36:$BA$47,MATCH(AO$2,$AS$2:$BA$2,0)+1,FALSE)","v":0},0.94221705836183656]
[2006,1,27,12,null,2013,1,27,12,0.36988859527773582,0.42794430323460864,0,0.12164081537752419,9.7385600000000017E-2,6.9153000000000006E-2,0,1.844841099551928E-3,0,1.0878571549894205,null,null,0.35021606709317105,0.10658499060663909,0.37881426802990964,7.6765537823559077E-2,6.3747775465663167E-2,0,0,1.3484631500345877E-3,0,0.97747710216897665,null,{"$f":"J638*VLOOKUP($B638,$AR$36:$AZ$47,MATCH(AG$2,$AS$2:$BA$2,0)+1,FALSE)","v":0.35492226613605526},{"$f":"K638*VLOOKUP($B638,$AR$36:$AZ$47,MATCH(AH$2,$AS$2:$BA$2,0)+1,FALSE)","v":0.3619269573452345},{"$f":"L638*VLOOKUP($B638,$AR$36:$AZ$47,MATCH(AI$2,$AS$2:$BA$2,0)+1,FALSE)","v":0},{"$f":"M638*VLOOKUP($B638,$AR$36:$AZ$47,MATCH(AJ$2,$AS$2:$BA$2,0)+1,FALSE)","v":0.10461063063464782},{"$f":"N638*VLOOKUP($B638,$AR$36:$AZ$47,MATCH(AK$2,$AS$2:$BA$2,0)+1,FALSE)","v":7.6179423009578431E-2},{"$f":"O638*VLOOKUP($B638,$AR$36:$AZ$47,MATCH(AL$2,$AS$2:$BA$2,0)+1,FALSE)","v":6.1284917315740352E-2},{"$f":"P638*VLOOKUP($B638,$AR$36:$AZ$47,MATCH(AM$2,$AS$2:$BA$2,0)+1,FALSE)","v":0},{"$f":"Q638*VLOOKUP($B638,$AR$36:$AZ$47,MATCH(AN$2,$AS$2:$BA$2,0)+1,FALSE)","v":1.4098715321122319E-3},{"$f":"R638*VLOOKUP($B638,$AR$36:$BA$47,MATCH(AO$2,$AS$2:$BA$2,0)+1,FALSE)","v":0},0.96033406597336868]
[2006,1,27,13,null,2013,1,27,13,0.35636814646594345,0.43577952284627164,0,0.13389769178831196,9.7901200000000008E-2,6.9331000000000004E-2,0,1.844841099551928E-3,0,1.0951224022000789,null,null,0.33741470347003721,0.11732479905872824,0.38574996727771232,7.7171966610790732E-2,6.3911862403798717E-2,0,0,1.3484631500345877E-3,0,0.98292176197110182,null,{"$f":"J639*VLOOKUP($B639,$AR$36:$AZ$47,MATCH(AG$2,$AS$2:$BA$2,0)+1,FALSE)","v":0.34194887795182455},{"$f":"K639*VLOOKUP($B639,$AR$36:$AZ$47,MATCH(AH$2,$AS$2:$BA$2,0)+1,FALSE)","v":0.36855346732035682},{"$f":"L639*VLOOKUP($B639,$AR$36:$AZ$47,MATCH(AI$2,$AS$2:$BA$2,0)+1,FALSE)","v":0},{"$f":"M639*VLOOKUP($B639,$AR$36:$AZ$47,MATCH(AJ$2,$AS$2:$BA$2,0)+1,FALSE)","v":0.11515149692992885},{"$f":"N639*VLOOKUP($B639,$AR$36:$AZ$47,MATCH(AK$2,$AS$2:$BA$2,0)+1,FALSE)","v":7.6582748660431729E-2},{"$f":"O639*VLOOKUP($B639,$AR$36:$AZ$47,MATCH(AL$2,$AS$2:$BA$2,0)+1,FALSE)","v":6.14426648506586E-2},{"$f":"P639*VLOOKUP($B639,$AR$36:$AZ$47,MATCH(AM$2,$AS$2:$BA$2,0)+1,FALSE)","v":0},{"$f":"Q639*VLOOKUP($B639,$AR$36:$AZ$47,MATCH(AN$2,$AS$2:$BA$2,0)+1,FALSE)","v":1.4098715321122319E-3},{"$f":"R639*VLOOKUP($B639,$AR$36:$BA$47,MATCH(AO$2,$AS$2:$BA$2,0)+1,FALSE)","v":0},0.96508912724531282]
[2006,1,27,14,null,2013,1,27,14,0.35190951222801992,0.4328533349100272,0,0.12853730962645901,9.7484900000000027E-2,6.9708999999999993E-2,0,1.844841099551928E-3,0,1.0823388978640582,null,null,0.33319320173316946,0.112627886426271,0.38315971959172151,7.684381241349722E-2,6.426031668815399E-2,0,0,1.3484631500345877E-3,0,0.97143340000284784,null,{"$f":"J640*VLOOKUP($B640,$AR$36:$AZ$47,MATCH(AG$2,$AS$2:$BA$2,0)+1,FALSE)","v":0.33767064772845851},{"$f":"K640*VLOOKUP($B640,$AR$36:$AZ$47,MATCH(AH$2,$AS$2:$BA$2,0)+1,FALSE)","v":0.36607869130773002},{"$f":"L640*VLOOKUP($B640,$AR$36:$AZ$47,MATCH(AI$2,$AS$2:$BA$2,0)+1,FALSE)","v":0},{"$f":"M640*VLOOKUP($B640,$AR$36:$AZ$47,MATCH(AJ$2,$AS$2:$BA$2,0)+1,FALSE)","v":0.11054158900836648},{"$f":"N640*VLOOKUP($B640,$AR$36:$AZ$47,MATCH(AK$2,$AS$2:$BA$2,0)+1,FALSE)","v":7.6257099962894453E-2},{"$f":"O640*VLOOKUP($B640,$AR$36:$AZ$47,MATCH(AL$2,$AS$2:$BA$2,0)+1,FALSE)","v":6.1777656806833302E-2},{"$f":"P640*VLOOKUP($B640,$AR$36:$AZ$47,MATCH(AM$2,$AS$2:$BA$2,0)+1,FALSE)","v":0},{"$f":"Q640*VLOOKUP($B640,$AR$36:$AZ$47,MATCH(AN$2,$AS$2:$BA$2,0)+1,FALSE)","v":1.4098715321122319E-3},{"$f":"R640*VLOOKUP($B640,$AR$36:$BA$47,MATCH(AO$2,$AS$2:$BA$2,0)+1,FALSE)","v":0},0.95373555634639506]
[2006,1,27,15,null,2013,1,27,15,0.3651929710534953,0.42484004958902066,0,0.11768460113048652,9.7348400000000043E-2,7.016E-2,0,1.844841099551928E-3,0,1.0770708628725545,null,null,0.34577017968448748,0.10311844808923112,0.37606639742234627,7.6736214412222753E-2,6.4676065053879475E-2,0,0,1.3484631500345877E-3,0,0.9677157678122017,null,{"$f":"J641*VLOOKUP($B641,$AR$36:$AZ$47,MATCH(AG$2,$AS$2:$BA$2,0)+1,FALSE)","v":0.35041663494907743},{"$f":"K641*VLOOKUP($B641,$AR$36:$AZ$47,MATCH(AH$2,$AS$2:$BA$2,0)+1,FALSE)","v":0.35930158514543314},{"$f":"L641*VLOOKUP($B641,$AR$36:$AZ$47,MATCH(AI$2,$AS$2:$BA$2,0)+1,FALSE)","v":0},{"$f":"M641*VLOOKUP($B641,$AR$36:$AZ$47,MATCH(AJ$2,$AS$2:$BA$2,0)+1,FALSE)","v":0.10120830168754295},{"$f":"N641*VLOOKUP($B641,$AR$36:$AZ$47,MATCH(AK$2,$AS$2:$BA$2,0)+1,FALSE)","v":7.6150323486281826E-2},{"$f":"O641*VLOOKUP($B641,$AR$36:$AZ$47,MATCH(AL$2,$AS$2:$BA$2,0)+1,FALSE)","v":6.2177342976766629E-2},{"$f":"P641*VLOOKUP($B641,$AR$36:$AZ$47,MATCH(AM$2,$AS$2:$BA$2,0)+1,FALSE)","v":0},{"$f":"Q641*VLOOKUP($B641,$AR$36:$AZ$47,MATCH(AN$2,$AS$2:$BA$2,0)+1,FALSE)","v":1.4098715321122319E-3},{"$f":"R641*VLOOKUP($B641,$AR$36:$BA$47,MATCH(AO$2,$AS$2:$BA$2,0)+1,FALSE)","v":0},0.95066405977721413]
[2006,1,27,16,null,2013,1,27,16,0.37841765348297629,0.42858199121345297,0,0.12339640374153577,9.7570999999999991E-2,7.0259000000000002E-2,0,1.844841099551928E-3,0,1.1000708895375171,null,null,0.35829150726294762,0.10812328487658915,0.37937874640504288,7.6911681921993408E-2,6.4767326890258242E-2,0,0,1.3484631500345877E-3,0,0.98882101050686577,null,{"$f":"J642*VLOOKUP($B642,$AR$36:$AZ$47,MATCH(AG$2,$AS$2:$BA$2,0)+1,FALSE)","v":0.36310622396783782},{"$f":"K642*VLOOKUP($B642,$AR$36:$AZ$47,MATCH(AH$2,$AS$2:$BA$2,0)+1,FALSE)","v":0.36246627161621392},{"$f":"L642*VLOOKUP($B642,$AR$36:$AZ$47,MATCH(AI$2,$AS$2:$BA$2,0)+1,FALSE)","v":0},{"$f":"M642*VLOOKUP($B642,$AR$36:$AZ$47,MATCH(AJ$2,$AS$2:$BA$2,0)+1,FALSE)","v":0.10612042983587903},{"$f":"N642*VLOOKUP($B642,$AR$36:$AZ$47,MATCH(AK$2,$AS$2:$BA$2,0)+1,FALSE)","v":7.6324451278911618E-2},{"$f":"O642*VLOOKUP($B642,$AR$36:$AZ$47,MATCH(AL$2,$AS$2:$BA$2,0)+1,FALSE)","v":6.226507896528858E-2},{"$f":"P642*VLOOKUP($B642,$AR$36:$AZ$47,MATCH(AM$2,$AS$2:$BA$2,0)+1,FALSE)","v":0},{"$f":"Q642*VLOOKUP($B642,$AR$36:$AZ$47,MATCH(AN$2,$AS$2:$BA$2,0)+1,FALSE)","v":1.4098715321122319E-3},{"$f":"R642*VLOOKUP($B642,$AR$36:$BA$47,MATCH(AO$2,$AS$2:$BA$2,0)+1,FALSE)","v":0},0.9716923271962431]
[2006,1,27,17,null,2013,1,27,17,0.43007023733550898,0.43387171668763735,0,0.12613418155774309,9.6641599999999939E-2,7.0337999999999998E-2,0,1.844841099551928E-3,0,1.1589005766804412,null,null,{"$f":"$J643*$AS$6","v":0.40719694799017908},{"$f":"$M643*$AV$6","v":0.11052220025641354},{"$f":"$K643*$AT$6","v":0.38406118631237768},{"$f":"$N643*$AW$6","v":7.6179069596832197E-2},{"$f":"$O643*$AX$6","v":6.4840151992015024E-2},{"$f":"$L643*$AU$6","v":0},{"$f":"$P643*$AY$6","v":0},{"$f":"$Q643*$AZ$6","v":1.3484631500345877E-3},0,{"$f":"SUM(V643:AD643)","v":1.0441480192978523},null,{"$f":"J643*VLOOKUP($B643,$AR$36:$AZ$47,MATCH(AG$2,$AS$2:$BA$2,0)+1,FALSE)","v":0.41266885538381376},{"$f":"K643*VLOOKUP($B643,$AR$36:$AZ$47,MATCH(AH$2,$AS$2:$BA$2,0)+1,FALSE)","v":0.36693997118784616},{"$f":"L643*VLOOKUP($B643,$AR$36:$AZ$47,MATCH(AI$2,$AS$2:$BA$2,0)+1,FALSE)","v":0},{"$f":"M643*VLOOKUP($B643,$AR$36:$AZ$47,MATCH(AJ$2,$AS$2:$BA$2,0)+1,FALSE)","v":0.1084749081662168},{"$f":"N643*VLOOKUP($B643,$AR$36:$AZ$47,MATCH(AK$2,$AS$2:$BA$2,0)+1,FALSE)","v":7.5597432543645773E-2},{"$f":"O643*VLOOKUP($B643,$AR$36:$AZ$47,MATCH(AL$2,$AS$2:$BA$2,0)+1,FALSE)","v":6.2335090511684878E-2},{"$f":"P643*VLOOKUP($B643,$AR$36:$AZ$47,MATCH(AM$2,$AS$2:$BA$2,0)+1,FALSE)","v":0},{"$f":"Q643*VLOOKUP($B643,$AR$36:$AZ$47,MATCH(AN$2,$AS$2:$BA$2,0)+1,FALSE)","v":1.4098715321122319E-3},{"$f":"R643*VLOOKUP($B643,$AR$36:$BA$47,MATCH(AO$2,$AS$2:$BA$2,0)+1,FALSE)","v":0},1.0274261293253197]
[2006,1,27,18,null,2013,1,27,18,0.49893889453057844,0.43567935720653339,7.9971831046312773E-3,0.12818588274193915,9.624050000000002E-2,7.1125999999999995E-2,1.6280688344659074E-5,2.1620883263352123E-3,0,1.2403461865983618,null,null,0.47240282504820258,0.11231995663256468,0.38566130112837377,7.5862897008471861E-2,6.5566559336120739E-2,4.4725314156139765E-3,8.1481389470599537E-6,1.5803509775942767E-3,{"$f":"$R644*$BA$6","v":0},1.1178745696858889,null,{"$f":"J644*VLOOKUP($B644,$AR$36:$AZ$47,MATCH(AG$2,$AS$2:$BA$2,0)+1,FALSE)","v":0.47875096818609636},{"$f":"K644*VLOOKUP($B644,$AR$36:$AZ$47,MATCH(AH$2,$AS$2:$BA$2,0)+1,FALSE)","v":0.36846875385426558},{"$f":"L644*VLOOKUP($B644,$AR$36:$AZ$47,MATCH(AI$2,$AS$2:$BA$2,0)+1,FALSE)","v":5.911692214054705E-3},{"$f":"M644*VLOOKUP($B644,$AR$36:$AZ$47,MATCH(AJ$2,$AS$2:$BA$2,0)+1,FALSE)","v":0.11023936324723939},{"$f":"N644*VLOOKUP($B644,$AR$36:$AZ$47,MATCH(AK$2,$AS$2:$BA$2,0)+1,FALSE)","v":7.5283673973907173E-2},{"$f":"O644*VLOOKUP($B644,$AR$36:$AZ$47,MATCH(AL$2,$AS$2:$BA$2,0)+1,FALSE)","v":6.3033433531435326E-2},{"$f":"P644*VLOOKUP($B644,$AR$36:$AZ$47,MATCH(AM$2,$AS$2:$BA$2,0)+1,FALSE)","v":8.1481389470599537E-6},{"$f":"Q644*VLOOKUP($B644,$AR$36:$AZ$47,MATCH(AN$2,$AS$2:$BA$2,0)+1,FALSE)","v":1.6523194230400413E-3},{"$f":"R644*VLOOKUP($B644,$AR$36:$BA$47,MATCH(AO$2,$AS$2:$BA$2,0)+1,FALSE)","v":0},{"$f":"SUM(AG644:AO644)","v":1.1033483525689856}]
[2006,1,27,19,null,2013,1,27,19,0.5264175421490932,0.4289868909242181,8.4180874785592386E-3,0.1316565790598172,9.4976400000000002E-2,7.0643999999999998E-2,1.71375666785885E-5,2.1787855487974887E-3,0,1.263295422727164,null,null,0.49842002055207979,0.11536107513618071,0.37973716170908989,7.4866452807658163E-2,6.5122234031731202E-2,4.7079278059094483E-3,8.5769883653262672E-6,1.5925556000974171E-3,0,1.1398160046311121,null,{"$f":"J645*VLOOKUP($B645,$AR$36:$AZ$47,MATCH(AG$2,$AS$2:$BA$2,0)+1,FALSE)","v":0.5051177824313271},{"$f":"K645*VLOOKUP($B645,$AR$36:$AZ$47,MATCH(AH$2,$AS$2:$BA$2,0)+1,FALSE)","v":0.36280870898303835},{"$f":"L645*VLOOKUP($B645,$AR$36:$AZ$47,MATCH(AI$2,$AS$2:$BA$2,0)+1,FALSE)","v":6.2228339095312677E-3},{"$f":"M645*VLOOKUP($B645,$AR$36:$AZ$47,MATCH(AJ$2,$AS$2:$BA$2,0)+1,FALSE)","v":0.11322414865358302},{"$f":"N645*VLOOKUP($B645,$AR$36:$AZ$47,MATCH(AK$2,$AS$2:$BA$2,0)+1,FALSE)","v":7.4294837753496656E-2},{"$f":"O645*VLOOKUP($B645,$AR$36:$AZ$47,MATCH(AL$2,$AS$2:$BA$2,0)+1,FALSE)","v":6.2606274476207258E-2},{"$f":"P645*VLOOKUP($B645,$AR$36:$AZ$47,MATCH(AM$2,$AS$2:$BA$2,0)+1,FALSE)","v":8.5769883653262672E-6},{"$f":"Q645*VLOOKUP($B645,$AR$36:$AZ$47,MATCH(AN$2,$AS$2:$BA$2,0)+1,FALSE)","v":1.66507983835203E-3},{"$f":"R645*VLOOKUP($B645,$AR$36:$BA$47,MATCH(AO$2,$AS$2:$BA$2,0)+1,FALSE)","v":0},1.1259482430339007]
[2006,1,27,20,null,2013,1,27,20,0.48925937700345368,0.41672671677924156,8.4180874785592386E-3,0.13157060755950511,9.3728700000000012E-2,6.9916000000000006E-2,1.71375666785885E-5,2.1787855487974887E-3,0,1.2118154119362359,null,null,0.46323811274566812,0.11528574456950567,0.36888451369030695,7.3882936132272342E-2,6.4451136891491415E-2,4.7079278059094483E-3,8.5769883653262672E-6,1.5925556000974171E-3,0,1.0920515044236168,null,{"$f":"J646*VLOOKUP($B646,$AR$36:$AZ$47,MATCH(AG$2,$AS$2:$BA$2,0)+1,FALSE)","v":0.46946310059652874},{"$f":"K646*VLOOKUP($B646,$AR$36:$AZ$47,MATCH(AH$2,$AS$2:$BA$2,0)+1,FALSE)","v":0.35243986544130895},{"$f":"L646*VLOOKUP($B646,$AR$36:$AZ$47,MATCH(AI$2,$AS$2:$BA$2,0)+1,FALSE)","v":6.2228339095312677E-3},{"$f":"M646*VLOOKUP($B646,$AR$36:$AZ$47,MATCH(AJ$2,$AS$2:$BA$2,0)+1,FALSE)","v":0.11315021349591128},{"$f":"N646*VLOOKUP($B646,$AR$36:$AZ$47,MATCH(AK$2,$AS$2:$BA$2,0)+1,FALSE)","v":7.3318830355184689E-2},{"$f":"O646*VLOOKUP($B646,$AR$36:$AZ$47,MATCH(AL$2,$AS$2:$BA$2,0)+1,FALSE)","v":6.1961104782833752E-2},{"$f":"P646*VLOOKUP($B646,$AR$36:$AZ$47,MATCH(AM$2,$AS$2:$BA$2,0)+1,FALSE)","v":8.5769883653262672E-6},{"$f":"Q646*VLOOKUP($B646,$AR$36:$AZ$47,MATCH(AN$2,$AS$2:$BA$2,0)+1,FALSE)","v":1.66507983835203E-3},{"$f":"R646*VLOOKUP($B646,$AR$36:$BA$47,MATCH(AO$2,$AS$2:$BA$2,0)+1,FALSE)","v":0},1.0782296054080158]
[2006,1,27,21,null,2013,1,27,21,0.46736180548316425,0.41387050636675021,8.4180874785592386E-3,0.13440636222092359,9.30034E-2,6.9922999999999999E-2,1.71375666785885E-5,2.1787855487974887E-3,0,1.1891790846648733,null,null,0.44250516375877408,0.1177705099257059,0.36635620977652839,7.3311208437588232E-2,6.4457589748609101E-2,4.7079278059094483E-3,8.5769883653262672E-6,1.5925556000974171E-3,0,1.0707097420415779,null,{"$f":"J647*VLOOKUP($B647,$AR$36:$AZ$47,MATCH(AG$2,$AS$2:$BA$2,0)+1,FALSE)","v":0.44845154250558028},{"$f":"K647*VLOOKUP($B647,$AR$36:$AZ$47,MATCH(AH$2,$AS$2:$BA$2,0)+1,FALSE)","v":0.35002427178503809},{"$f":"L647*VLOOKUP($B647,$AR$36:$AZ$47,MATCH(AI$2,$AS$2:$BA$2,0)+1,FALSE)","v":6.2228339095312677E-3},{"$f":"M647*VLOOKUP($B647,$AR$36:$AZ$47,MATCH(AJ$2,$AS$2:$BA$2,0)+1,FALSE)","v":0.11558895153408906},{"$f":"N647*VLOOKUP($B647,$AR$36:$AZ$47,MATCH(AK$2,$AS$2:$BA$2,0)+1,FALSE)","v":7.2751467875425385E-2},{"$f":"O647*VLOOKUP($B647,$AR$36:$AZ$47,MATCH(AL$2,$AS$2:$BA$2,0)+1,FALSE)","v":6.1967308337577721E-2},{"$f":"P647*VLOOKUP($B647,$AR$36:$AZ$47,MATCH(AM$2,$AS$2:$BA$2,0)+1,FALSE)","v":8.5769883653262672E-6},{"$f":"Q647*VLOOKUP($B647,$AR$36:$AZ$47,MATCH(AN$2,$AS$2:$BA$2,0)+1,FALSE)","v":1.66507983835203E-3},{"$f":"R647*VLOOKUP($B647,$AR$36:$BA$47,MATCH(AO$2,$AS$2:$BA$2,0)+1,FALSE)","v":0},1.0566800327739592]
[2006,1,27,22,null,2013,1,27,22,0.42664828361348772,0.40273040246988079,8.4180874785592386E-3,0.12672587375551306,9.1936800000000013E-2,6.9651000000000005E-2,1.71375666785885E-5,2.1787855487974887E-3,0,1.1283063704329168,null,null,0.40395699090688142,0.11104065705190282,0.35649504263030696,7.2470446326530671E-2,6.4206850157750281E-2,4.7079278059094483E-3,8.5769883653262672E-6,1.5925556000974171E-3,0,1.0144790474677443,null,{"$f":"J648*VLOOKUP($B648,$AR$36:$AZ$47,MATCH(AG$2,$AS$2:$BA$2,0)+1,FALSE)","v":0.40938535979855367},{"$f":"K648*VLOOKUP($B648,$AR$36:$AZ$47,MATCH(AH$2,$AS$2:$BA$2,0)+1,FALSE)","v":0.34060270949894461},{"$f":"L648*VLOOKUP($B648,$AR$36:$AZ$47,MATCH(AI$2,$AS$2:$BA$2,0)+1,FALSE)","v":6.2228339095312677E-3},{"$f":"M648*VLOOKUP($B648,$AR$36:$AZ$47,MATCH(AJ$2,$AS$2:$BA$2,0)+1,FALSE)","v":0.10898376116722812},{"$f":"N648*VLOOKUP($B648,$AR$36:$AZ$47,MATCH(AK$2,$AS$2:$BA$2,0)+1,FALSE)","v":7.1917125091872008E-2},{"$f":"O648*VLOOKUP($B648,$AR$36:$AZ$47,MATCH(AL$2,$AS$2:$BA$2,0)+1,FALSE)","v":6.1726255924668939E-2},{"$f":"P648*VLOOKUP($B648,$AR$36:$AZ$47,MATCH(AM$2,$AS$2:$BA$2,0)+1,FALSE)","v":8.5769883653262672E-6},{"$f":"Q648*VLOOKUP($B648,$AR$36:$AZ$47,MATCH(AN$2,$AS$2:$BA$2,0)+1,FALSE)","v":1.66507983835203E-3},{"$f":"R648*VLOOKUP($B648,$AR$36:$BA$47,MATCH(AO$2,$AS$2:$BA$2,0)+1,FALSE)","v":0},1.0005117022175158]
[2006,1,27,23,null,2013,1,27,23,0.35611437410083896,0.40039215031122338,8.4180874785592386E-3,0.12963832976473239,9.1377599999999976E-2,6.9348000000000007E-2,1.71375666785885E-5,2.1787855487974887E-3,0,1.0574844647708301,null,null,0.33717442799039699,0.11359263021503446,0.35442523290680755,7.2029649239990806E-2,6.3927533628227395E-2,4.7079278059094483E-3,8.5769883653262672E-6,1.5925556000974171E-3,0,0.9474585343748293,null,{"$f":"J649*VLOOKUP($B649,$AR$36:$AZ$47,MATCH(AG$2,$AS$2:$BA$2,0)+1,FALSE)","v":0.34170537365335335},{"$f":"K649*VLOOKUP($B649,$AR$36:$AZ$47,MATCH(AH$2,$AS$2:$BA$2,0)+1,FALSE)","v":0.33862517063958314},{"$f":"L649*VLOOKUP($B649,$AR$36:$AZ$47,MATCH(AI$2,$AS$2:$BA$2,0)+1,FALSE)","v":6.2228339095312677E-3},{"$f":"M649*VLOOKUP($B649,$AR$36:$AZ$47,MATCH(AJ$2,$AS$2:$BA$2,0)+1,FALSE)","v":0.11148846206778126},{"$f":"N649*VLOOKUP($B649,$AR$36:$AZ$47,MATCH(AK$2,$AS$2:$BA$2,0)+1,FALSE)","v":7.1479693548122628E-2},{"$f":"O649*VLOOKUP($B649,$AR$36:$AZ$47,MATCH(AL$2,$AS$2:$BA$2,0)+1,FALSE)","v":6.1457730626465402E-2},{"$f":"P649*VLOOKUP($B649,$AR$36:$AZ$47,MATCH(AM$2,$AS$2:$BA$2,0)+1,FALSE)","v":8.5769883653262672E-6},{"$f":"Q649*VLOOKUP($B649,$AR$36:$AZ$47,MATCH(AN$2,$AS$2:$BA$2,0)+1,FALSE)","v":1.66507983835203E-3},{"$f":"R649*VLOOKUP($B649,$AR$36:$BA$47,MATCH(AO$2,$AS$2:$BA$2,0)+1,FALSE)","v":0},0.93265292127155452]
[2006,1,27,24,null,2013,1,27,24,0.25885694795097658,0.40514899507948138,8.4180874785592386E-3,0.14683242555107287,9.0434999999999988E-2,6.8823999999999996E-2,1.71375666785885E-5,2.1787855487974887E-3,0,0.98071137917556594,null,null,0.2450896389034718,0.12865856455778774,0.35863596934002906,7.1286631833387723E-2,6.3444491181131712E-2,4.7079278059094483E-3,8.5769883653262672E-6,1.5925556000974171E-3,0,0.87342435621018011,null,{"$f":"J650*VLOOKUP($B650,$AR$36:$AZ$47,MATCH(AG$2,$AS$2:$BA$2,0)+1,FALSE)","v":0.24838315034514277},{"$f":"K650*VLOOKUP($B650,$AR$36:$AZ$47,MATCH(AH$2,$AS$2:$BA$2,0)+1,FALSE)","v":0.34264819499234661},{"$f":"L650*VLOOKUP($B650,$AR$36:$AZ$47,MATCH(AI$2,$AS$2:$BA$2,0)+1,FALSE)","v":6.2228339095312677E-3},{"$f":"M650*VLOOKUP($B650,$AR$36:$AZ$47,MATCH(AJ$2,$AS$2:$BA$2,0)+1,FALSE)","v":0.12627531792549007},{"$f":"N650*VLOOKUP($B650,$AR$36:$AZ$47,MATCH(AK$2,$AS$2:$BA$2,0)+1,FALSE)","v":7.0742349175558022E-2},{"$f":"O650*VLOOKUP($B650,$AR$36:$AZ$47,MATCH(AL$2,$AS$2:$BA$2,0)+1,FALSE)","v":6.0993350242773463E-2},{"$f":"P650*VLOOKUP($B650,$AR$36:$AZ$47,MATCH(AM$2,$AS$2:$BA$2,0)+1,FALSE)","v":8.5769883653262672E-6},{"$f":"Q650*VLOOKUP($B650,$AR$36:$AZ$47,MATCH(AN$2,$AS$2:$BA$2,0)+1,FALSE)","v":1.66507983835203E-3},{"$f":"R650*VLOOKUP($B650,$AR$36:$BA$47,MATCH(AO$2,$AS$2:$BA$2,0)+1,FALSE)","v":0},0.85693885341755949]
[2006,1,28,1,null,2013,1,28,1,0.26895068834179453,0.37208481677105348,8.4180874785592386E-3,0.10709343349246737,8.970740000000002E-2,6.7784999999999998E-2,1.71375666785885E-5,2.1787855487974887E-3,0,0.91623534919935057,null,null,0.25464654362306027,9.3838178964857979E-2,0.32936771548258503,7.0713091132088762E-2,6.2486702817520237E-2,4.7079278059094483E-3,8.5769883653262672E-6,1.5925556000974171E-3,0,0.81736129241448452,null,{"$f":"J651*VLOOKUP($B651,$AR$36:$AZ$47,MATCH(AG$2,$AS$2:$BA$2,0)+1,FALSE)","v":0.25806848062846272},{"$f":"K651*VLOOKUP($B651,$AR$36:$AZ$47,MATCH(AH$2,$AS$2:$BA$2,0)+1,FALSE)","v":0.31468470216900801},{"$f":"L651*VLOOKUP($B651,$AR$36:$AZ$47,MATCH(AI$2,$AS$2:$BA$2,0)+1,FALSE)","v":6.2228339095312677E-3},{"$f":"M651*VLOOKUP($B651,$AR$36:$AZ$47,MATCH(AJ$2,$AS$2:$BA$2,0)+1,FALSE)","v":9.2099938492740049E-2},{"$f":"N651*VLOOKUP($B651,$AR$36:$AZ$47,MATCH(AK$2,$AS$2:$BA$2,0)+1,FALSE)","v":7.0173187531723968E-2},{"$f":"O651*VLOOKUP($B651,$AR$36:$AZ$47,MATCH(AL$2,$AS$2:$BA$2,0)+1,FALSE)","v":6.0072565474346147E-2},{"$f":"P651*VLOOKUP($B651,$AR$36:$AZ$47,MATCH(AM$2,$AS$2:$BA$2,0)+1,FALSE)","v":8.5769883653262672E-6},{"$f":"Q651*VLOOKUP($B651,$AR$36:$AZ$47,MATCH(AN$2,$AS$2:$BA$2,0)+1,FALSE)","v":1.66507983835203E-3},{"$f":"R651*VLOOKUP($B651,$AR$36:$BA$47,MATCH(AO$2,$AS$2:$BA$2,0)+1,FALSE)","v":0},0.80299536503252955]
[2006,1,28,2,null,2013,1,28,2,0.2531460873483764,0.36527877443303497,8.4180874785592386E-3,0.10184887095587204,8.9583599999999999E-2,6.7209000000000005E-2,1.71375666785885E-5,2.1787855487974887E-3,0,0.88768034333131862,null,null,0.23968251047211744,8.9242750637909832E-2,0.32334303907733886,7.0615504080383404E-2,6.1955724860407436E-2,4.7079278059094483E-3,8.5769883653262672E-6,1.5925556000974171E-3,0,0.7911485895225292,null,{"$f":"J652*VLOOKUP($B652,$AR$36:$AZ$47,MATCH(AG$2,$AS$2:$BA$2,0)+1,FALSE)","v":0.24290336099089127},{"$f":"K652*VLOOKUP($B652,$AR$36:$AZ$47,MATCH(AH$2,$AS$2:$BA$2,0)+1,FALSE)","v":0.30892860218977436},{"$f":"L652*VLOOKUP($B652,$AR$36:$AZ$47,MATCH(AI$2,$AS$2:$BA$2,0)+1,FALSE)","v":6.2228339095312677E-3},{"$f":"M652*VLOOKUP($B652,$AR$36:$AZ$47,MATCH(AJ$2,$AS$2:$BA$2,0)+1,FALSE)","v":8.7589635000829558E-2},{"$f":"N652*VLOOKUP($B652,$AR$36:$AZ$47,MATCH(AK$2,$AS$2:$BA$2,0)+1,FALSE)","v":7.0076345569785162E-2},{"$f":"O652*VLOOKUP($B652,$AR$36:$AZ$47,MATCH(AL$2,$AS$2:$BA$2,0)+1,FALSE)","v":5.9562101541127545E-2},{"$f":"P652*VLOOKUP($B652,$AR$36:$AZ$47,MATCH(AM$2,$AS$2:$BA$2,0)+1,FALSE)","v":8.5769883653262672E-6},{"$f":"Q652*VLOOKUP($B652,$AR$36:$AZ$47,MATCH(AN$2,$AS$2:$BA$2,0)+1,FALSE)","v":1.66507983835203E-3},{"$f":"R652*VLOOKUP($B652,$AR$36:$BA$47,MATCH(AO$2,$AS$2:$BA$2,0)+1,FALSE)","v":0},0.77695653602865644]
[2006,1,28,3,null,2013,1,28,3,0.24643088544946024,0.36303227354852297,8.4180874785592386E-3,0.10013657483898826,9.0261500000000022E-2,6.7207000000000003E-2,1.71375666785885E-5,2.1787855487974887E-3,0,0.87768224443100673,null,null,0.23332445664510187,8.7742390212279503E-2,0.3213544471466539,7.1149868073526051E-2,6.1953881186945239E-2,4.7079278059094483E-3,8.5769883653262672E-6,1.5925556000974171E-3,0,0.78183410365887873,null,{"$f":"J653*VLOOKUP($B653,$AR$36:$AZ$47,MATCH(AG$2,$AS$2:$BA$2,0)+1,FALSE)","v":0.23645986771763997},{"$f":"K653*VLOOKUP($B653,$AR$36:$AZ$47,MATCH(AH$2,$AS$2:$BA$2,0)+1,FALSE)","v":0.3070286604832036},{"$f":"L653*VLOOKUP($B653,$AR$36:$AZ$47,MATCH(AI$2,$AS$2:$BA$2,0)+1,FALSE)","v":6.2228339095312677E-3},{"$f":"M653*VLOOKUP($B653,$AR$36:$AZ$47,MATCH(AJ$2,$AS$2:$BA$2,0)+1,FALSE)","v":8.6117066964644162E-2},{"$f":"N653*VLOOKUP($B653,$AR$36:$AZ$47,MATCH(AK$2,$AS$2:$BA$2,0)+1,FALSE)","v":7.0606629624698769E-2},{"$f":"O653*VLOOKUP($B653,$AR$36:$AZ$47,MATCH(AL$2,$AS$2:$BA$2,0)+1,FALSE)","v":5.9560329096914978E-2},{"$f":"P653*VLOOKUP($B653,$AR$36:$AZ$47,MATCH(AM$2,$AS$2:$BA$2,0)+1,FALSE)","v":8.5769883653262672E-6},{"$f":"Q653*VLOOKUP($B653,$AR$36:$AZ$47,MATCH(AN$2,$AS$2:$BA$2,0)+1,FALSE)","v":1.66507983835203E-3},{"$f":"R653*VLOOKUP($B653,$AR$36:$BA$47,MATCH(AO$2,$AS$2:$BA$2,0)+1,FALSE)","v":0},0.76766904462335017]
[2006,1,28,4,null,2013,1,28,4,0.24380151857780749,0.36662716914929561,8.4180874785592386E-3,0.10235590243634245,9.0089599999999978E-2,6.7266000000000006E-2,1.71375666785885E-5,2.1787855487974887E-3,0,0.88075420075748079,null,null,0.23083493267358318,8.9687025410448012E-2,0.32453663168645847,7.1014365535657278E-2,6.2008269554080057E-2,4.7079278059094483E-3,8.5769883653262672E-6,1.5925556000974171E-3,0,0.7843902852545992,null,{"$f":"J654*VLOOKUP($B654,$AR$36:$AZ$47,MATCH(AG$2,$AS$2:$BA$2,0)+1,FALSE)","v":0.23393688955474382},{"$f":"K654*VLOOKUP($B654,$AR$36:$AZ$47,MATCH(AH$2,$AS$2:$BA$2,0)+1,FALSE)","v":0.31006898516313774},{"$f":"L654*VLOOKUP($B654,$AR$36:$AZ$47,MATCH(AI$2,$AS$2:$BA$2,0)+1,FALSE)","v":6.2228339095312677E-3},{"$f":"M654*VLOOKUP($B654,$AR$36:$AZ$47,MATCH(AJ$2,$AS$2:$BA$2,0)+1,FALSE)","v":8.802568011248893E-2},{"$f":"N654*VLOOKUP($B654,$AR$36:$AZ$47,MATCH(AK$2,$AS$2:$BA$2,0)+1,FALSE)","v":7.0472161666239305E-2},{"$f":"O654*VLOOKUP($B654,$AR$36:$AZ$47,MATCH(AL$2,$AS$2:$BA$2,0)+1,FALSE)","v":5.9612616201185638E-2},{"$f":"P654*VLOOKUP($B654,$AR$36:$AZ$47,MATCH(AM$2,$AS$2:$BA$2,0)+1,FALSE)","v":8.5769883653262672E-6},{"$f":"Q654*VLOOKUP($B654,$AR$36:$AZ$47,MATCH(AN$2,$AS$2:$BA$2,0)+1,FALSE)","v":1.66507983835203E-3},{"$f":"R654*VLOOKUP($B654,$AR$36:$BA$47,MATCH(AO$2,$AS$2:$BA$2,0)+1,FALSE)","v":0},0.77001282343404398]
[2006,1,28,5,null,2013,1,28,5,0.25428297365743496,0.3716821350531696,8.4180874785592386E-3,9.9972896876745695E-2,9.2662199999999972E-2,6.7224000000000006E-2,1.71375666785885E-5,2.1787855487974887E-3,0,0.89643821618138553,null,null,0.24075893147285576,8.7598971130337364E-2,0.3290112635353194,7.3042252847589306E-2,6.1969552411373918E-2,4.7079278059094483E-3,8.5769883653262672E-6,1.5925556000974171E-3,0,0.79869003179184805,null,{"$f":"J655*VLOOKUP($B655,$AR$36:$AZ$47,MATCH(AG$2,$AS$2:$BA$2,0)+1,FALSE)","v":0.24399424692330868},{"$f":"K655*VLOOKUP($B655,$AR$36:$AZ$47,MATCH(AH$2,$AS$2:$BA$2,0)+1,FALSE)","v":0.31434414063370847},{"$f":"L655*VLOOKUP($B655,$AR$36:$AZ$47,MATCH(AI$2,$AS$2:$BA$2,0)+1,FALSE)","v":6.2228339095312677E-3},{"$f":"M655*VLOOKUP($B655,$AR$36:$AZ$47,MATCH(AJ$2,$AS$2:$BA$2,0)+1,FALSE)","v":8.5976304550334073E-2},{"$f":"N655*VLOOKUP($B655,$AR$36:$AZ$47,MATCH(AK$2,$AS$2:$BA$2,0)+1,FALSE)","v":7.2484565796156267E-2},{"$f":"O655*VLOOKUP($B655,$AR$36:$AZ$47,MATCH(AL$2,$AS$2:$BA$2,0)+1,FALSE)","v":5.9575394872721781E-2},{"$f":"P655*VLOOKUP($B655,$AR$36:$AZ$47,MATCH(AM$2,$AS$2:$BA$2,0)+1,FALSE)","v":8.5769883653262672E-6},{"$f":"Q655*VLOOKUP($B655,$AR$36:$AZ$47,MATCH(AN$2,$AS$2:$BA$2,0)+1,FALSE)","v":1.66507983835203E-3},{"$f":"R655*VLOOKUP($B655,$AR$36:$BA$47,MATCH(AO$2,$AS$2:$BA$2,0)+1,FALSE)","v":0},0.78427114351247795]
[2006,1,28,6,null,2013,1,28,6,0.27745736242786923,0.38960765232898265,8.4180874785592386E-3,9.8123545307131715E-2,9.6307399999999987E-2,6.9547999999999999E-2,1.71375666785885E-5,2.1787855487974887E-3,0,0.94165797065801882,null,null,0.26270079017324527,8.5978518989631797E-2,0.34487884643003069,7.5915631853052515E-2,6.411190097444712E-2,4.7079278059094483E-3,8.5769883653262672E-6,1.5925556000974171E-3,0,0.83989474881477955,null,{"$f":"J656*VLOOKUP($B656,$AR$36:$AZ$47,MATCH(AG$2,$AS$2:$BA$2,0)+1,FALSE)","v":0.26623096004106389},{"$f":"K656*VLOOKUP($B656,$AR$36:$AZ$47,MATCH(AH$2,$AS$2:$BA$2,0)+1,FALSE)","v":0.32950435629130009},{"$f":"L656*VLOOKUP($B656,$AR$36:$AZ$47,MATCH(AI$2,$AS$2:$BA$2,0)+1,FALSE)","v":6.2228339095312677E-3},{"$f":"M656*VLOOKUP($B656,$AR$36:$AZ$47,MATCH(AJ$2,$AS$2:$BA$2,0)+1,FALSE)","v":8.4385869355025109E-2},{"$f":"N656*VLOOKUP($B656,$AR$36:$AZ$47,MATCH(AK$2,$AS$2:$BA$2,0)+1,FALSE)","v":7.5336006181126083E-2},{"$f":"O656*VLOOKUP($B656,$AR$36:$AZ$47,MATCH(AL$2,$AS$2:$BA$2,0)+1,FALSE)","v":6.1634975047721856E-2},{"$f":"P656*VLOOKUP($B656,$AR$36:$AZ$47,MATCH(AM$2,$AS$2:$BA$2,0)+1,FALSE)","v":8.5769883653262672E-6},{"$f":"Q656*VLOOKUP($B656,$AR$36:$AZ$47,MATCH(AN$2,$AS$2:$BA$2,0)+1,FALSE)","v":1.66507983835203E-3},{"$f":"R656*VLOOKUP($B656,$AR$36:$BA$47,MATCH(AO$2,$AS$2:$BA$2,0)+1,FALSE)","v":0},0.82498865765248575]
[2006,1,28,7,null,2013,1,28,7,0.32134252433250149,0.4373752865215878,8.4180874785592386E-3,0.10652215483233279,0.10763760000000006,7.4047000000000002E-2,1.71375666785885E-5,2.1787855487974887E-3,0,1.0575385762804577,null,null,0.3042519193570124,9.3337609066216312E-2,0.38716252971643278,8.4846817743456177E-2,6.8259244427659821E-2,4.7079278059094483E-3,8.5769883653262672E-6,1.5925556000974171E-3,0,0.9441671807051496,null,{"$f":"J657*VLOOKUP($B657,$AR$36:$AZ$47,MATCH(AG$2,$AS$2:$BA$2,0)+1,FALSE)","v":0.30834045276885252},{"$f":"K657*VLOOKUP($B657,$AR$36:$AZ$47,MATCH(AH$2,$AS$2:$BA$2,0)+1,FALSE)","v":0.36990305858091066},{"$f":"L657*VLOOKUP($B657,$AR$36:$AZ$47,MATCH(AI$2,$AS$2:$BA$2,0)+1,FALSE)","v":6.2228339095312677E-3},{"$f":"M657*VLOOKUP($B657,$AR$36:$AZ$47,MATCH(AJ$2,$AS$2:$BA$2,0)+1,FALSE)","v":9.1608641055121606E-2},{"$f":"N657*VLOOKUP($B657,$AR$36:$AZ$47,MATCH(AK$2,$AS$2:$BA$2,0)+1,FALSE)","v":8.4199001311649799E-2},{"$f":"O657*VLOOKUP($B657,$AR$36:$AZ$47,MATCH(AL$2,$AS$2:$BA$2,0)+1,FALSE)","v":6.5622088303885953E-2},{"$f":"P657*VLOOKUP($B657,$AR$36:$AZ$47,MATCH(AM$2,$AS$2:$BA$2,0)+1,FALSE)","v":8.5769883653262672E-6},{"$f":"Q657*VLOOKUP($B657,$AR$36:$AZ$47,MATCH(AN$2,$AS$2:$BA$2,0)+1,FALSE)","v":1.66507983835203E-3},{"$f":"R657*VLOOKUP($B657,$AR$36:$BA$47,MATCH(AO$2,$AS$2:$BA$2,0)+1,FALSE)","v":0},0.9275697327566691]
[2006,1,28,8,null,2013,1,28,8,0.33657679881803654,0.50638106206863687,3.9284408233276405E-3,0.13956541906872985,0.11596859999999994,7.8835000000000002E-2,7.9975311166746252E-6,2.000681842533191E-3,0,1.1832640001523806,null,null,0.31867595882039695,0.12229101584270381,0.44824611502440426,9.1413843008054441E-2,7.2672998696160035E-2,2.1970329760910737E-3,4.0025945704855871E-6,1.462372960063909E-3,0,1.056963339922445,null,{"$f":"J658*VLOOKUP($B658,$AR$36:$AZ$47,MATCH(AG$2,$AS$2:$BA$2,0)+1,FALSE)","v":0.32295832229057941},{"$f":"K658*VLOOKUP($B658,$AR$36:$AZ$47,MATCH(AH$2,$AS$2:$BA$2,0)+1,FALSE)","v":0.42826357464390813},{"$f":"L658*VLOOKUP($B658,$AR$36:$AZ$47,MATCH(AI$2,$AS$2:$BA$2,0)+1,FALSE)","v":2.9039891577812556E-3},{"$f":"M658*VLOOKUP($B658,$AR$36:$AZ$47,MATCH(AJ$2,$AS$2:$BA$2,0)+1,FALSE)","v":0.12002572046443555},{"$f":"N658*VLOOKUP($B658,$AR$36:$AZ$47,MATCH(AK$2,$AS$2:$BA$2,0)+1,FALSE)","v":9.0715886488645051E-2},{"$f":"O658*VLOOKUP($B658,$AR$36:$AZ$47,MATCH(AL$2,$AS$2:$BA$2,0)+1,FALSE)","v":6.9865319748765642E-2},{"$f":"P658*VLOOKUP($B658,$AR$36:$AZ$47,MATCH(AM$2,$AS$2:$BA$2,0)+1,FALSE)","v":4.0025945704855871E-6},{"$f":"Q658*VLOOKUP($B658,$AR$36:$AZ$47,MATCH(AN$2,$AS$2:$BA$2,0)+1,FALSE)","v":1.5289687416908055E-3},{"$f":"R658*VLOOKUP($B658,$AR$36:$BA$47,MATCH(AO$2,$AS$2:$BA$2,0)+1,FALSE)","v":0},1.0362657841303764]
[2006,1,28,9,null,2013,1,28,9,0.31775663896651163,0.53485899011534166,0,0.14478802137531757,0.12140600000000003,8.2137000000000002E-2,0,1.844841099551928E-3,0,1.2027914915567228,null,null,0.30085674933566864,0.1268672020188836,0.47345464189689956,9.5699948298383061E-2,7.5716903582247697E-2,0,0,1.3484631500345877E-3,0,1.0739439082821172,null,{"$f":"J659*VLOOKUP($B659,$AR$36:$AZ$47,MATCH(AG$2,$AS$2:$BA$2,0)+1,FALSE)","v":0.30489965849606454},{"$f":"K659*VLOOKUP($B659,$AR$36:$AZ$47,MATCH(AH$2,$AS$2:$BA$2,0)+1,FALSE)","v":0.45234832065299307},{"$f":"L659*VLOOKUP($B659,$AR$36:$AZ$47,MATCH(AI$2,$AS$2:$BA$2,0)+1,FALSE)","v":0},{"$f":"M659*VLOOKUP($B659,$AR$36:$AZ$47,MATCH(AJ$2,$AS$2:$BA$2,0)+1,FALSE)","v":0.12451713824349669},{"$f":"N659*VLOOKUP($B659,$AR$36:$AZ$47,MATCH(AK$2,$AS$2:$BA$2,0)+1,FALSE)","v":9.4969266810502578E-2},{"$f":"O659*VLOOKUP($B659,$AR$36:$AZ$47,MATCH(AL$2,$AS$2:$BA$2,0)+1,FALSE)","v":7.2791625143709821E-2},{"$f":"P659*VLOOKUP($B659,$AR$36:$AZ$47,MATCH(AM$2,$AS$2:$BA$2,0)+1,FALSE)","v":0},{"$f":"Q659*VLOOKUP($B659,$AR$36:$AZ$47,MATCH(AN$2,$AS$2:$BA$2,0)+1,FALSE)","v":1.4098715321122319E-3},{"$f":"R659*VLOOKUP($B659,$AR$36:$BA$47,MATCH(AO$2,$AS$2:$BA$2,0)+1,FALSE)","v":0},1.0509358808788789]
[2006,1,28,10,null,2013,1,28,10,0.31078732866369441,0.54695279855982482,0,0.14257055032113655,0.12333019999999997,8.3885000000000001E-2,0,1.844841099551928E-3,0,1.2093707186442078,null,null,0.29425810186244261,0.1249241935743344,0.48416002378646583,9.7216725397667639E-2,7.732827418820809E-2,0,0,1.3484631500345877E-3,0,1.0792357819591534,null,{"$f":"J660*VLOOKUP($B660,$AR$36:$AZ$47,MATCH(AG$2,$AS$2:$BA$2,0)+1,FALSE)","v":0.29821233848225348},{"$f":"K660*VLOOKUP($B660,$AR$36:$AZ$47,MATCH(AH$2,$AS$2:$BA$2,0)+1,FALSE)","v":0.46257646310037198},{"$f":"L660*VLOOKUP($B660,$AR$36:$AZ$47,MATCH(AI$2,$AS$2:$BA$2,0)+1,FALSE)","v":0},{"$f":"M660*VLOOKUP($B660,$AR$36:$AZ$47,MATCH(AJ$2,$AS$2:$BA$2,0)+1,FALSE)","v":0.12261012171559849},{"$f":"N660*VLOOKUP($B660,$AR$36:$AZ$47,MATCH(AK$2,$AS$2:$BA$2,0)+1,FALSE)","v":9.6474463120378232E-2},{"$f":"O660*VLOOKUP($B660,$AR$36:$AZ$47,MATCH(AL$2,$AS$2:$BA$2,0)+1,FALSE)","v":7.4340741385491294E-2},{"$f":"P660*VLOOKUP($B660,$AR$36:$AZ$47,MATCH(AM$2,$AS$2:$BA$2,0)+1,FALSE)","v":0},{"$f":"Q660*VLOOKUP($B660,$AR$36:$AZ$47,MATCH(AN$2,$AS$2:$BA$2,0)+1,FALSE)","v":1.4098715321122319E-3},{"$f":"R660*VLOOKUP($B660,$AR$36:$BA$47,MATCH(AO$2,$AS$2:$BA$2,0)+1,FALSE)","v":0},1.0556239993362058]
[2006,1,28,11,null,2013,1,28,11,0.30501786694656319,0.55375595277338296,0,0.14912335446261898,0.12444569999999999,8.5087999999999997E-2,0,1.844841099551928E-3,6.7264000000000007E-4,1.2199483552821169,null,null,0.28879548901734758,0.13066593877473776,0.49018214363763435,9.8096033605885091E-2,7.8437243775719728E-2,0,0,1.3484631500345877E-3,6.7264000000000007E-4,1.0881979519613592,null,{"$f":"J661*VLOOKUP($B661,$AR$36:$AZ$47,MATCH(AG$2,$AS$2:$BA$2,0)+1,FALSE)","v":0.29267631911541719},{"$f":"K661*VLOOKUP($B661,$AR$36:$AZ$47,MATCH(AH$2,$AS$2:$BA$2,0)+1,FALSE)","v":0.46833012049516071},{"$f":"L661*VLOOKUP($B661,$AR$36:$AZ$47,MATCH(AI$2,$AS$2:$BA$2,0)+1,FALSE)","v":0},{"$f":"M661*VLOOKUP($B661,$AR$36:$AZ$47,MATCH(AJ$2,$AS$2:$BA$2,0)+1,FALSE)","v":0.12824550792653694},{"$f":"N661*VLOOKUP($B661,$AR$36:$AZ$47,MATCH(AK$2,$AS$2:$BA$2,0)+1,FALSE)","v":9.7347057696652209E-2},{"$f":"O661*VLOOKUP($B661,$AR$36:$AZ$47,MATCH(AL$2,$AS$2:$BA$2,0)+1,FALSE)","v":7.5406866579348905E-2},{"$f":"P661*VLOOKUP($B661,$AR$36:$AZ$47,MATCH(AM$2,$AS$2:$BA$2,0)+1,FALSE)","v":0},{"$f":"Q661*VLOOKUP($B661,$AR$36:$AZ$47,MATCH(AN$2,$AS$2:$BA$2,0)+1,FALSE)","v":1.4098715321122319E-3},{"$f":"R661*VLOOKUP($B661,$AR$36:$BA$47,MATCH(AO$2,$AS$2:$BA$2,0)+1,FALSE)","v":6.7264000000000007E-4},1.0640883833452279]
[2006,1,28,12,null,2013,1,28,12,0.31105223017178663,0.54533444649293539,0,0.13875838339188776,0.12459570000000002,8.5110000000000005E-2,0,1.844841099551928E-3,6.992000000000003E-4,1.2073948011561617,null,null,0.29450891458150319,0.12158386923431852,0.48272746621063262,9.82142731677252E-2,7.8457524183803903E-2,0,0,1.3484631500345877E-3,6.992000000000003E-4,1.077539710528018,null,{"$f":"J662*VLOOKUP($B662,$AR$36:$AZ$47,MATCH(AG$2,$AS$2:$BA$2,0)+1,FALSE)","v":0.29846652161943393},{"$f":"K662*VLOOKUP($B662,$AR$36:$AZ$47,MATCH(AH$2,$AS$2:$BA$2,0)+1,FALSE)","v":0.4612077680738102},{"$f":"L662*VLOOKUP($B662,$AR$36:$AZ$47,MATCH(AI$2,$AS$2:$BA$2,0)+1,FALSE)","v":0},{"$f":"M662*VLOOKUP($B662,$AR$36:$AZ$47,MATCH(AJ$2,$AS$2:$BA$2,0)+1,FALSE)","v":0.11933167290451833},{"$f":"N662*VLOOKUP($B662,$AR$36:$AZ$47,MATCH(AK$2,$AS$2:$BA$2,0)+1,FALSE)","v":9.7464394484138642E-2},{"$f":"O662*VLOOKUP($B662,$AR$36:$AZ$47,MATCH(AL$2,$AS$2:$BA$2,0)+1,FALSE)","v":7.5426363465687124E-2},{"$f":"P662*VLOOKUP($B662,$AR$36:$AZ$47,MATCH(AM$2,$AS$2:$BA$2,0)+1,FALSE)","v":0},{"$f":"Q662*VLOOKUP($B662,$AR$36:$AZ$47,MATCH(AN$2,$AS$2:$BA$2,0)+1,FALSE)","v":1.4098715321122319E-3},{"$f":"R662*VLOOKUP($B662,$AR$36:$BA$47,MATCH(AO$2,$AS$2:$BA$2,0)+1,FALSE)","v":6.992000000000003E-4},1.0540057920797004]
[2006,1,28,13,null,2013,1,28,13,0.31363264685624515,0.53839771155986427,0,0.13275826066599272,0.12452969999999999,8.5127999999999995E-2,0,1.844841099551928E-3,6.4608000000000016E-4,1.1969372401816543,null,null,0.29695209178196297,0.11632639852110946,0.47658710133995397,9.8162247760515547E-2,7.847411724496367E-2,0,0,1.3484631500345877E-3,6.4608000000000016E-4,1.0684964997985402,null,{"$f":"J663*VLOOKUP($B663,$AR$36:$AZ$47,MATCH(AG$2,$AS$2:$BA$2,0)+1,FALSE)","v":0.30094253020395278},{"$f":"K663*VLOOKUP($B663,$AR$36:$AZ$47,MATCH(AH$2,$AS$2:$BA$2,0)+1,FALSE)","v":0.45534113695088002},{"$f":"L663*VLOOKUP($B663,$AR$36:$AZ$47,MATCH(AI$2,$AS$2:$BA$2,0)+1,FALSE)","v":0},{"$f":"M663*VLOOKUP($B663,$AR$36:$AZ$47,MATCH(AJ$2,$AS$2:$BA$2,0)+1,FALSE)","v":0.11417159057283463},{"$f":"N663*VLOOKUP($B663,$AR$36:$AZ$47,MATCH(AK$2,$AS$2:$BA$2,0)+1,FALSE)","v":9.7412766297644601E-2},{"$f":"O663*VLOOKUP($B663,$AR$36:$AZ$47,MATCH(AL$2,$AS$2:$BA$2,0)+1,FALSE)","v":7.5442315463600196E-2},{"$f":"P663*VLOOKUP($B663,$AR$36:$AZ$47,MATCH(AM$2,$AS$2:$BA$2,0)+1,FALSE)","v":0},{"$f":"Q663*VLOOKUP($B663,$AR$36:$AZ$47,MATCH(AN$2,$AS$2:$BA$2,0)+1,FALSE)","v":1.4098715321122319E-3},{"$f":"R663*VLOOKUP($B663,$AR$36:$BA$47,MATCH(AO$2,$AS$2:$BA$2,0)+1,FALSE)","v":6.4608000000000016E-4},1.0453662910210246]
[2006,1,28,14,null,2013,1,28,14,0.31257950875743523,0.53326638173082919,0,0.12770472718933648,0.12447850000000002,8.5643999999999998E-2,0,1.844841099551928E-3,6.8192000000000025E-4,1.1861998787771528,null,null,0.29595496484217654,0.11189835505175216,0.47204487250663701,9.8121888656740819E-2,7.8949784998210565E-2,0,0,1.3484631500345877E-3,6.8192000000000025E-4,1.0590002492055517,null,{"$f":"J664*VLOOKUP($B664,$AR$36:$AZ$47,MATCH(AG$2,$AS$2:$BA$2,0)+1,FALSE)","v":0.29993200388506702},{"$f":"K664*VLOOKUP($B664,$AR$36:$AZ$47,MATCH(AH$2,$AS$2:$BA$2,0)+1,FALSE)","v":0.4510013979284882},{"$f":"L664*VLOOKUP($B664,$AR$36:$AZ$47,MATCH(AI$2,$AS$2:$BA$2,0)+1,FALSE)","v":0},{"$f":"M664*VLOOKUP($B664,$AR$36:$AZ$47,MATCH(AJ$2,$AS$2:$BA$2,0)+1,FALSE)","v":0.10982557133344047},{"$f":"N664*VLOOKUP($B664,$AR$36:$AZ$47,MATCH(AK$2,$AS$2:$BA$2,0)+1,FALSE)","v":9.7372715340849264E-2},{"$f":"O664*VLOOKUP($B664,$AR$36:$AZ$47,MATCH(AL$2,$AS$2:$BA$2,0)+1,FALSE)","v":7.5899606070441869E-2},{"$f":"P664*VLOOKUP($B664,$AR$36:$AZ$47,MATCH(AM$2,$AS$2:$BA$2,0)+1,FALSE)","v":0},{"$f":"Q664*VLOOKUP($B664,$AR$36:$AZ$47,MATCH(AN$2,$AS$2:$BA$2,0)+1,FALSE)","v":1.4098715321122319E-3},{"$f":"R664*VLOOKUP($B664,$AR$36:$BA$47,MATCH(AO$2,$AS$2:$BA$2,0)+1,FALSE)","v":6.8192000000000025E-4},1.0361230860903989]
[2006,1,28,15,null,2013,1,28,15,0.31150162488172234,0.51775076388812025,0,0.11265449655565479,0.12309820000000003,8.5452E-2,0,1.844841099551928E-3,6.4735999999999971E-4,1.1529492864250497,null,null,0.29493440822984879,9.8710933660830516E-2,0.45831052116303378,9.7033848208688364E-2,7.8772792345839629E-2,0,0,1.3484631500345877E-3,6.4735999999999971E-4,1.0297583267582757,null,{"$f":"J665*VLOOKUP($B665,$AR$36:$AZ$47,MATCH(AG$2,$AS$2:$BA$2,0)+1,FALSE)","v":0.2988977330459992},{"$f":"K665*VLOOKUP($B665,$AR$36:$AZ$47,MATCH(AH$2,$AS$2:$BA$2,0)+1,FALSE)","v":0.43787931565119587},{"$f":"L665*VLOOKUP($B665,$AR$36:$AZ$47,MATCH(AI$2,$AS$2:$BA$2,0)+1,FALSE)","v":0},{"$f":"M665*VLOOKUP($B665,$AR$36:$AZ$47,MATCH(AJ$2,$AS$2:$BA$2,0)+1,FALSE)","v":9.6882431213078823E-2},{"$f":"N665*VLOOKUP($B665,$AR$36:$AZ$47,MATCH(AK$2,$AS$2:$BA$2,0)+1,FALSE)","v":9.6292982222399306E-2},{"$f":"O665*VLOOKUP($B665,$AR$36:$AZ$47,MATCH(AL$2,$AS$2:$BA$2,0)+1,FALSE)","v":7.5729451426035668E-2},{"$f":"P665*VLOOKUP($B665,$AR$36:$AZ$47,MATCH(AM$2,$AS$2:$BA$2,0)+1,FALSE)","v":0},{"$f":"Q665*VLOOKUP($B665,$AR$36:$AZ$47,MATCH(AN$2,$AS$2:$BA$2,0)+1,FALSE)","v":1.4098715321122319E-3},{"$f":"R665*VLOOKUP($B665,$AR$36:$BA$47,MATCH(AO$2,$AS$2:$BA$2,0)+1,FALSE)","v":6.4735999999999971E-4},1.0077391450908213]
[2006,1,28,16,null,2013,1,28,16,0.33197256026096994,0.52363303884100054,0,0.12755285274047704,0.12105190000000002,8.4668999999999994E-2,0,1.844841099551928E-3,0,1.1907241929419996,null,null,0.31431659673137702,0.1117652785292475,0.4635174830592047,9.5420824106065893E-2,7.8050994185389411E-2,0,0,1.3484631500345877E-3,0,1.0644196397613193,null,{"$f":"J666*VLOOKUP($B666,$AR$36:$AZ$47,MATCH(AG$2,$AS$2:$BA$2,0)+1,FALSE)","v":0.31854037914940725},{"$f":"K666*VLOOKUP($B666,$AR$36:$AZ$47,MATCH(AH$2,$AS$2:$BA$2,0)+1,FALSE)","v":0.44285415433901665},{"$f":"L666*VLOOKUP($B666,$AR$36:$AZ$47,MATCH(AI$2,$AS$2:$BA$2,0)+1,FALSE)","v":0},{"$f":"M666*VLOOKUP($B666,$AR$36:$AZ$47,MATCH(AJ$2,$AS$2:$BA$2,0)+1,FALSE)","v":0.10969495989497577},{"$f":"N666*VLOOKUP($B666,$AR$36:$AZ$47,MATCH(AK$2,$AS$2:$BA$2,0)+1,FALSE)","v":9.4692273767509647E-2},{"$f":"O666*VLOOKUP($B666,$AR$36:$AZ$47,MATCH(AL$2,$AS$2:$BA$2,0)+1,FALSE)","v":7.5035539516816616E-2},{"$f":"P666*VLOOKUP($B666,$AR$36:$AZ$47,MATCH(AM$2,$AS$2:$BA$2,0)+1,FALSE)","v":0},{"$f":"Q666*VLOOKUP($B666,$AR$36:$AZ$47,MATCH(AN$2,$AS$2:$BA$2,0)+1,FALSE)","v":1.4098715321122319E-3},{"$f":"R666*VLOOKUP($B666,$AR$36:$BA$47,MATCH(AO$2,$AS$2:$BA$2,0)+1,FALSE)","v":0},1.0422271781998382]
[2006,1,28,17,null,2013,1,28,17,0.38916159253520255,0.52235646535903546,0,0.12998478254726198,0.11874600000000002,8.2971000000000003E-2,0,1.844841099551928E-3,0,1.2450646815410518,null,null,0.36846402982243376,0.11389620156530003,0.46238746626612715,9.3603166735085536E-2,7.6485715415983951E-2,0,0,1.3484631500345877E-3,0,1.1161850429549651,null,{"$f":"J667*VLOOKUP($B667,$AR$36:$AZ$47,MATCH(AG$2,$AS$2:$BA$2,0)+1,FALSE)","v":0.37341544475573629},{"$f":"K667*VLOOKUP($B667,$AR$36:$AZ$47,MATCH(AH$2,$AS$2:$BA$2,0)+1,FALSE)","v":0.44177451301031334},{"$f":"L667*VLOOKUP($B667,$AR$36:$AZ$47,MATCH(AI$2,$AS$2:$BA$2,0)+1,FALSE)","v":0},{"$f":"M667*VLOOKUP($B667,$AR$36:$AZ$47,MATCH(AJ$2,$AS$2:$BA$2,0)+1,FALSE)","v":0.11178641012043995},{"$f":"N667*VLOOKUP($B667,$AR$36:$AZ$47,MATCH(AK$2,$AS$2:$BA$2,0)+1,FALSE)","v":9.2888494445743527E-2},{"$f":"O667*VLOOKUP($B667,$AR$36:$AZ$47,MATCH(AL$2,$AS$2:$BA$2,0)+1,FALSE)","v":7.3530734380349266E-2},{"$f":"P667*VLOOKUP($B667,$AR$36:$AZ$47,MATCH(AM$2,$AS$2:$BA$2,0)+1,FALSE)","v":0},{"$f":"Q667*VLOOKUP($B667,$AR$36:$AZ$47,MATCH(AN$2,$AS$2:$BA$2,0)+1,FALSE)","v":1.4098715321122319E-3},{"$f":"R667*VLOOKUP($B667,$AR$36:$BA$47,MATCH(AO$2,$AS$2:$BA$2,0)+1,FALSE)","v":0},1.0948054682446946]
[2006,1,28,18,null,2013,1,28,18,0.49354739049544533,0.51243108514899849,7.8568816466552949E-3,0.12228484101330263,0.11553060000000002,8.2012000000000002E-2,1.5995062233349278E-5,2.156522585514453E-3,0,1.3358353159521497,null,null,0.4672980682024731,0.10714930338378414,0.45360156676760649,9.1068583487481466E-2,7.5601673990860374E-2,4.3940659521821551E-3,8.0051891409711877E-6,1.5762827700932297E-3,0,1.2006975497436219,null,{"$f":"J668*VLOOKUP($B668,$AR$36:$AZ$47,MATCH(AG$2,$AS$2:$BA$2,0)+1,FALSE)","v":0.4735776136829809},{"$f":"K668*VLOOKUP($B668,$AR$36:$AZ$47,MATCH(AH$2,$AS$2:$BA$2,0)+1,FALSE)","v":0.43338028359129493},{"$f":"L668*VLOOKUP($B668,$AR$36:$AZ$47,MATCH(AI$2,$AS$2:$BA$2,0)+1,FALSE)","v":5.8079783155625207E-3},{"$f":"M668*VLOOKUP($B668,$AR$36:$AZ$47,MATCH(AJ$2,$AS$2:$BA$2,0)+1,FALSE)","v":0.10516449018988482},{"$f":"N668*VLOOKUP($B668,$AR$36:$AZ$47,MATCH(AK$2,$AS$2:$BA$2,0)+1,FALSE)","v":9.0373263069184792E-2},{"$f":"O668*VLOOKUP($B668,$AR$36:$AZ$47,MATCH(AL$2,$AS$2:$BA$2,0)+1,FALSE)","v":7.2680847380424532E-2},{"$f":"P668*VLOOKUP($B668,$AR$36:$AZ$47,MATCH(AM$2,$AS$2:$BA$2,0)+1,FALSE)","v":8.0051891409711877E-6},{"$f":"Q668*VLOOKUP($B668,$AR$36:$AZ$47,MATCH(AN$2,$AS$2:$BA$2,0)+1,FALSE)","v":1.6480659512693781E-3},{"$f":"R668*VLOOKUP($B668,$AR$36:$BA$47,MATCH(AO$2,$AS$2:$BA$2,0)+1,FALSE)","v":0},1.1826405473697428]
[2006,1,28,19,null,2013,1,28,19,0.53398225134556609,0.4830575287377743,8.4180874785592386E-3,0.10518984197540393,0.10602339999999998,7.7839000000000005E-2,1.71375666785885E-5,2.1787855487974887E-3,0,1.31670603265278,null,null,0.50558240062357951,9.2170200307074554E-2,0.42760023391366031,8.3574402405307668E-2,7.1754849311985808E-2,4.7079278059094483E-3,8.5769883653262672E-6,1.5925556000974171E-3,0,1.1869911469559802,null,{"$f":"J669*VLOOKUP($B669,$AR$36:$AZ$47,MATCH(AG$2,$AS$2:$BA$2,0)+1,FALSE)","v":0.51237641047487736},{"$f":"K669*VLOOKUP($B669,$AR$36:$AZ$47,MATCH(AH$2,$AS$2:$BA$2,0)+1,FALSE)","v":0.40853807441134288},{"$f":"L669*VLOOKUP($B669,$AR$36:$AZ$47,MATCH(AI$2,$AS$2:$BA$2,0)+1,FALSE)","v":6.2228339095312677E-3},{"$f":"M669*VLOOKUP($B669,$AR$36:$AZ$47,MATCH(AJ$2,$AS$2:$BA$2,0)+1,FALSE)","v":9.0462857152461829E-2},{"$f":"N669*VLOOKUP($B669,$AR$36:$AZ$47,MATCH(AK$2,$AS$2:$BA$2,0)+1,FALSE)","v":8.2936301029245957E-2},{"$f":"O669*VLOOKUP($B669,$AR$36:$AZ$47,MATCH(AL$2,$AS$2:$BA$2,0)+1,FALSE)","v":6.8982642530908467E-2},{"$f":"P669*VLOOKUP($B669,$AR$36:$AZ$47,MATCH(AM$2,$AS$2:$BA$2,0)+1,FALSE)","v":8.5769883653262672E-6},{"$f":"Q669*VLOOKUP($B669,$AR$36:$AZ$47,MATCH(AN$2,$AS$2:$BA$2,0)+1,FALSE)","v":1.66507983835203E-3},{"$f":"R669*VLOOKUP($B669,$AR$36:$BA$47,MATCH(AO$2,$AS$2:$BA$2,0)+1,FALSE)","v":0},1.1711927763350851]
[2006,1,28,20,null,2013,1,28,20,0.50235870267978944,0.4770247871935126,8.4180874785592386E-3,0.11533300443724263,0.10080199999999995,7.5986999999999999E-2,1.71375666785885E-5,2.1787855487974887E-3,0,1.2821195049045799,null,null,0.4756407506709987,0.10105791511202193,0.42226007970426943,7.9458562084028822E-2,7.0047607685991151E-2,4.7079278059094483E-3,8.5769883653262672E-6,1.5925556000974171E-3,0,1.1547739756516824,null,{"$f":"J670*VLOOKUP($B670,$AR$36:$AZ$47,MATCH(AG$2,$AS$2:$BA$2,0)+1,FALSE)","v":0.48203240501211458},{"$f":"K670*VLOOKUP($B670,$AR$36:$AZ$47,MATCH(AH$2,$AS$2:$BA$2,0)+1,FALSE)","v":0.40343598104297335},{"$f":"L670*VLOOKUP($B670,$AR$36:$AZ$47,MATCH(AI$2,$AS$2:$BA$2,0)+1,FALSE)","v":6.2228339095312677E-3},{"$f":"M670*VLOOKUP($B670,$AR$36:$AZ$47,MATCH(AJ$2,$AS$2:$BA$2,0)+1,FALSE)","v":9.9185937628940554E-2},{"$f":"N670*VLOOKUP($B670,$AR$36:$AZ$47,MATCH(AK$2,$AS$2:$BA$2,0)+1,FALSE)","v":7.8851885681368916E-2},{"$f":"O670*VLOOKUP($B670,$AR$36:$AZ$47,MATCH(AL$2,$AS$2:$BA$2,0)+1,FALSE)","v":6.7341359190073627E-2},{"$f":"P670*VLOOKUP($B670,$AR$36:$AZ$47,MATCH(AM$2,$AS$2:$BA$2,0)+1,FALSE)","v":8.5769883653262672E-6},{"$f":"Q670*VLOOKUP($B670,$AR$36:$AZ$47,MATCH(AN$2,$AS$2:$BA$2,0)+1,FALSE)","v":1.66507983835203E-3},{"$f":"R670*VLOOKUP($B670,$AR$36:$BA$47,MATCH(AO$2,$AS$2:$BA$2,0)+1,FALSE)","v":0},1.1387440592917195]
[2006,1,28,21,null,2013,1,28,21,0.47267175539557771,0.47624572508675556,8.4180874785592386E-3,0.12745854280362273,9.7857799999999953E-2,7.4888999999999997E-2,1.71375666785885E-5,2.1787855487974887E-3,0,1.2597368338799912,null,null,0.44753270393851613,0.11168264159770006,0.42157045762146489,7.7137755964231614E-2,6.9035430955244864E-2,4.7079278059094483E-3,8.5769883653262672E-6,1.5925556000974171E-3,0,1.1332680504715298,null,{"$f":"J671*VLOOKUP($B671,$AR$36:$AZ$47,MATCH(AG$2,$AS$2:$BA$2,0)+1,FALSE)","v":0.45354664270613565},{"$f":"K671*VLOOKUP($B671,$AR$36:$AZ$47,MATCH(AH$2,$AS$2:$BA$2,0)+1,FALSE)","v":0.40277710189503202},{"$f":"L671*VLOOKUP($B671,$AR$36:$AZ$47,MATCH(AI$2,$AS$2:$BA$2,0)+1,FALSE)","v":6.2228339095312677E-3},{"$f":"M671*VLOOKUP($B671,$AR$36:$AZ$47,MATCH(AJ$2,$AS$2:$BA$2,0)+1,FALSE)","v":0.10961385371413652},{"$f":"N671*VLOOKUP($B671,$AR$36:$AZ$47,MATCH(AK$2,$AS$2:$BA$2,0)+1,FALSE)","v":7.6548799216585611E-2},{"$f":"O671*VLOOKUP($B671,$AR$36:$AZ$47,MATCH(AL$2,$AS$2:$BA$2,0)+1,FALSE)","v":6.6368287317375652E-2},{"$f":"P671*VLOOKUP($B671,$AR$36:$AZ$47,MATCH(AM$2,$AS$2:$BA$2,0)+1,FALSE)","v":8.5769883653262672E-6},{"$f":"Q671*VLOOKUP($B671,$AR$36:$AZ$47,MATCH(AN$2,$AS$2:$BA$2,0)+1,FALSE)","v":1.66507983835203E-3},{"$f":"R671*VLOOKUP($B671,$AR$36:$BA$47,MATCH(AO$2,$AS$2:$BA$2,0)+1,FALSE)","v":0},1.116751175585514]
[2006,1,28,22,null,2013,1,28,22,0.43418929524419703,0.44392997180446614,8.4180874785592386E-3,0.11595693182740566,9.5486599999999963E-2,7.3340000000000002E-2,1.71375666785885E-5,2.1787855487974887E-3,0,1.1735168094701041,null,null,0.41109693376786055,0.10160461725976204,0.39296470604833444,7.5268624970663556E-2,6.7607505858773106E-2,4.7079278059094483E-3,8.5769883653262672E-6,1.5925556000974171E-3,0,1.054851448299766,null,{"$f":"J672*VLOOKUP($B672,$AR$36:$AZ$47,MATCH(AG$2,$AS$2:$BA$2,0)+1,FALSE)","v":0.41662124912063464},{"$f":"K672*VLOOKUP($B672,$AR$36:$AZ$47,MATCH(AH$2,$AS$2:$BA$2,0)+1,FALSE)","v":0.37544657740533854},{"$f":"L672*VLOOKUP($B672,$AR$36:$AZ$47,MATCH(AI$2,$AS$2:$BA$2,0)+1,FALSE)","v":6.2228339095312677E-3},{"$f":"M672*VLOOKUP($B672,$AR$36:$AZ$47,MATCH(AJ$2,$AS$2:$BA$2,0)+1,FALSE)","v":9.9722512770702085E-2},{"$f":"N672*VLOOKUP($B672,$AR$36:$AZ$47,MATCH(AK$2,$AS$2:$BA$2,0)+1,FALSE)","v":7.4693939280000413E-2},{"$f":"O672*VLOOKUP($B672,$AR$36:$AZ$47,MATCH(AL$2,$AS$2:$BA$2,0)+1,FALSE)","v":6.4995529274744362E-2},{"$f":"P672*VLOOKUP($B672,$AR$36:$AZ$47,MATCH(AM$2,$AS$2:$BA$2,0)+1,FALSE)","v":8.5769883653262672E-6},{"$f":"Q672*VLOOKUP($B672,$AR$36:$AZ$47,MATCH(AN$2,$AS$2:$BA$2,0)+1,FALSE)","v":1.66507983835203E-3},{"$f":"R672*VLOOKUP($B672,$AR$36:$BA$47,MATCH(AO$2,$AS$2:$BA$2,0)+1,FALSE)","v":0},1.0393762985876687]
[2006,1,28,23,null,2013,1,28,23,0.37623072749062214,0.42631407645345432,8.4180874785592386E-3,0.12168941965718925,9.2253500000000016E-2,7.2010000000000005E-2,1.71375666785885E-5,2.1787855487974887E-3,0,1.0991117341953012,null,null,0.35622089294868087,0.10662757899833529,0.37737119901331573,7.2720089454762382E-2,6.6381463006411928E-2,4.7079278059094483E-3,8.5769883653262672E-6,1.5925556000974171E-3,0,0.98563028381587836,null,{"$f":"J673*VLOOKUP($B673,$AR$36:$AZ$47,MATCH(AG$2,$AS$2:$BA$2,0)+1,FALSE)","v":0.36100778476482492},{"$f":"K673*VLOOKUP($B673,$AR$36:$AZ$47,MATCH(AH$2,$AS$2:$BA$2,0)+1,FALSE)","v":0.36054821947157611},{"$f":"L673*VLOOKUP($B673,$AR$36:$AZ$47,MATCH(AI$2,$AS$2:$BA$2,0)+1,FALSE)","v":6.2228339095312677E-3},{"$f":"M673*VLOOKUP($B673,$AR$36:$AZ$47,MATCH(AJ$2,$AS$2:$BA$2,0)+1,FALSE)","v":0.10465243012712511},{"$f":"N673*VLOOKUP($B673,$AR$36:$AZ$47,MATCH(AK$2,$AS$2:$BA$2,0)+1,FALSE)","v":7.2164862162518328E-2},{"$f":"O673*VLOOKUP($B673,$AR$36:$AZ$47,MATCH(AL$2,$AS$2:$BA$2,0)+1,FALSE)","v":6.3816853873388896E-2},{"$f":"P673*VLOOKUP($B673,$AR$36:$AZ$47,MATCH(AM$2,$AS$2:$BA$2,0)+1,FALSE)","v":8.5769883653262672E-6},{"$f":"Q673*VLOOKUP($B673,$AR$36:$AZ$47,MATCH(AN$2,$AS$2:$BA$2,0)+1,FALSE)","v":1.66507983835203E-3},{"$f":"R673*VLOOKUP($B673,$AR$36:$BA$47,MATCH(AO$2,$AS$2:$BA$2,0)+1,FALSE)","v":0},0.9700866411356821]
[2006,1,28,24,null,2013,1,28,24,0.27279101363720026,0.41762921928237184,8.4180874785592386E-3,0.13332999423341069,8.9765700000000018E-2,7.0449999999999999E-2,1.71375666785885E-5,2.1787855487974887E-3,0,0.99457993774701803,null,null,0.25828262118394196,0.11682736702188459,0.36968340462666099,7.0759046908457274E-2,6.4943397705898076E-2,4.7079278059094483E-3,8.5769883653262672E-6,1.5925556000974171E-3,0,0.88680489784121497,null,{"$f":"J674*VLOOKUP($B674,$AR$36:$AZ$47,MATCH(AG$2,$AS$2:$BA$2,0)+1,FALSE)","v":0.26175341975323241},{"$f":"K674*VLOOKUP($B674,$AR$36:$AZ$47,MATCH(AH$2,$AS$2:$BA$2,0)+1,FALSE)","v":0.35320314230347416},{"$f":"L674*VLOOKUP($B674,$AR$36:$AZ$47,MATCH(AI$2,$AS$2:$BA$2,0)+1,FALSE)","v":6.2228339095312677E-3},{"$f":"M674*VLOOKUP($B674,$AR$36:$AZ$47,MATCH(AJ$2,$AS$2:$BA$2,0)+1,FALSE)","v":0.11466327922895689},{"$f":"N674*VLOOKUP($B674,$AR$36:$AZ$47,MATCH(AK$2,$AS$2:$BA$2,0)+1,FALSE)","v":7.0218792429793675E-2},{"$f":"O674*VLOOKUP($B674,$AR$36:$AZ$47,MATCH(AL$2,$AS$2:$BA$2,0)+1,FALSE)","v":6.2434347387588497E-2},{"$f":"P674*VLOOKUP($B674,$AR$36:$AZ$47,MATCH(AM$2,$AS$2:$BA$2,0)+1,FALSE)","v":8.5769883653262672E-6},{"$f":"Q674*VLOOKUP($B674,$AR$36:$AZ$47,MATCH(AN$2,$AS$2:$BA$2,0)+1,FALSE)","v":1.66507983835203E-3},{"$f":"R674*VLOOKUP($B674,$AR$36:$BA$47,MATCH(AO$2,$AS$2:$BA$2,0)+1,FALSE)","v":0},0.87016947183929427]
[2006,1,29,1,null,2013,1,29,1,0.24991411193769139,0.36868566865453978,8.4180874785592386E-3,0.10115064428539272,8.8779499999999983E-2,6.8936999999999998E-2,1.71375666785885E-5,2.1787855487974887E-3,0,0.88808093547165923,null,null,0.23662242770200106,8.863094544009549E-2,0.32635880568766606,6.9981661202545967E-2,6.3548658731745852E-2,4.7079278059094483E-3,8.5769883653262672E-6,1.5925556000974171E-3,0,0.79145155915842669,null,{"$f":"J675*VLOOKUP($B675,$AR$36:$AZ$47,MATCH(AG$2,$AS$2:$BA$2,0)+1,FALSE)","v":0.23980215686753889},{"$f":"K675*VLOOKUP($B675,$AR$36:$AZ$47,MATCH(AH$2,$AS$2:$BA$2,0)+1,FALSE)","v":0.31180992775075583},{"$f":"L675*VLOOKUP($B675,$AR$36:$AZ$47,MATCH(AI$2,$AS$2:$BA$2,0)+1,FALSE)","v":6.2228339095312677E-3},{"$f":"M675*VLOOKUP($B675,$AR$36:$AZ$47,MATCH(AJ$2,$AS$2:$BA$2,0)+1,FALSE)","v":8.6989162765436542E-2},{"$f":"N675*VLOOKUP($B675,$AR$36:$AZ$47,MATCH(AK$2,$AS$2:$BA$2,0)+1,FALSE)","v":6.9447342164332987E-2},{"$f":"O675*VLOOKUP($B675,$AR$36:$AZ$47,MATCH(AL$2,$AS$2:$BA$2,0)+1,FALSE)","v":6.1093493340783366E-2},{"$f":"P675*VLOOKUP($B675,$AR$36:$AZ$47,MATCH(AM$2,$AS$2:$BA$2,0)+1,FALSE)","v":8.5769883653262672E-6},{"$f":"Q675*VLOOKUP($B675,$AR$36:$AZ$47,MATCH(AN$2,$AS$2:$BA$2,0)+1,FALSE)","v":1.66507983835203E-3},{"$f":"R675*VLOOKUP($B675,$AR$36:$BA$47,MATCH(AO$2,$AS$2:$BA$2,0)+1,FALSE)","v":0},0.77703857362509632]
[2006,1,29,2,null,2013,1,29,2,0.24000938530789448,0.35978559911463037,8.4180874785592386E-3,9.5874637538712851E-2,8.8456100000000037E-2,6.7305000000000004E-2,1.71375666785885E-5,2.1787855487974887E-3,0,0.86204473255527292,null,null,0.22724448404489567,8.400796484110698E-2,0.31848050633260316,6.9726736707218781E-2,6.2044221186592904E-2,4.7079278059094483E-3,8.5769883653262672E-6,1.5925556000974171E-3,0,0.76781297350678968,null,{"$f":"J676*VLOOKUP($B676,$AR$36:$AZ$47,MATCH(AG$2,$AS$2:$BA$2,0)+1,FALSE)","v":0.23029819252317715},{"$f":"K676*VLOOKUP($B676,$AR$36:$AZ$47,MATCH(AH$2,$AS$2:$BA$2,0)+1,FALSE)","v":0.30428283821038055},{"$f":"L676*VLOOKUP($B676,$AR$36:$AZ$47,MATCH(AI$2,$AS$2:$BA$2,0)+1,FALSE)","v":6.2228339095312677E-3},{"$f":"M676*VLOOKUP($B676,$AR$36:$AZ$47,MATCH(AJ$2,$AS$2:$BA$2,0)+1,FALSE)","v":8.2451817374501107E-2},{"$f":"N676*VLOOKUP($B676,$AR$36:$AZ$47,MATCH(AK$2,$AS$2:$BA$2,0)+1,FALSE)","v":6.9194364050512325E-2},{"$f":"O676*VLOOKUP($B676,$AR$36:$AZ$47,MATCH(AL$2,$AS$2:$BA$2,0)+1,FALSE)","v":5.9647178863330645E-2},{"$f":"P676*VLOOKUP($B676,$AR$36:$AZ$47,MATCH(AM$2,$AS$2:$BA$2,0)+1,FALSE)","v":8.5769883653262672E-6},{"$f":"Q676*VLOOKUP($B676,$AR$36:$AZ$47,MATCH(AN$2,$AS$2:$BA$2,0)+1,FALSE)","v":1.66507983835203E-3},{"$f":"R676*VLOOKUP($B676,$AR$36:$BA$47,MATCH(AO$2,$AS$2:$BA$2,0)+1,FALSE)","v":0},0.75377088175815044]
[2006,1,29,3,null,2013,1,29,3,0.23452357728060988,0.35659913480397204,8.4180874785592386E-3,9.6573822624006017E-2,8.8152900000000006E-2,6.5210000000000004E-2,1.71375666785885E-5,2.1787855487974887E-3,0,0.85167344530262312,null,null,0.22205043876566452,8.4620609828046478E-2,0.31565986323413964,6.948773513955267E-2,6.0112973234941289E-2,4.7079278059094483E-3,8.5769883653262672E-6,1.5925556000974171E-3,0,0.75824068059671668,null,{"$f":"J677*VLOOKUP($B677,$AR$36:$AZ$47,MATCH(AG$2,$AS$2:$BA$2,0)+1,FALSE)","v":0.22503434972972944},{"$f":"K677*VLOOKUP($B677,$AR$36:$AZ$47,MATCH(AH$2,$AS$2:$BA$2,0)+1,FALSE)","v":0.30158793767325742},{"$f":"L677*VLOOKUP($B677,$AR$36:$AZ$47,MATCH(AI$2,$AS$2:$BA$2,0)+1,FALSE)","v":6.2228339095312677E-3},{"$f":"M677*VLOOKUP($B677,$AR$36:$AZ$47,MATCH(AJ$2,$AS$2:$BA$2,0)+1,FALSE)","v":8.3053113842926227E-2},{"$f":"N677*VLOOKUP($B677,$AR$36:$AZ$47,MATCH(AK$2,$AS$2:$BA$2,0)+1,FALSE)","v":6.8957187290739769E-2},{"$f":"O677*VLOOKUP($B677,$AR$36:$AZ$47,MATCH(AL$2,$AS$2:$BA$2,0)+1,FALSE)","v":5.7790543550669218E-2},{"$f":"P677*VLOOKUP($B677,$AR$36:$AZ$47,MATCH(AM$2,$AS$2:$BA$2,0)+1,FALSE)","v":8.5769883653262672E-6},{"$f":"Q677*VLOOKUP($B677,$AR$36:$AZ$47,MATCH(AN$2,$AS$2:$BA$2,0)+1,FALSE)","v":1.66507983835203E-3},{"$f":"R677*VLOOKUP($B677,$AR$36:$BA$47,MATCH(AO$2,$AS$2:$BA$2,0)+1,FALSE)","v":0},0.74431962282357078]
[2006,1,29,4,null,2013,1,29,4,0.23723683974191889,0.35668180626808804,8.4180874785592386E-3,9.6027086890269509E-2,8.8447300000000006E-2,6.6173999999999997E-2,1.71375666785885E-5,2.1787855487974887E-3,0,0.85518104349431168,null,null,0.22461939633916767,8.4141545108990121E-2,0.31573304362216997,6.9719799986257477E-2,6.1001623843720355E-2,4.7079278059094483E-3,8.5769883653262672E-6,1.5925556000974171E-3,0,0.76152446929467765,null,{"$f":"J678*VLOOKUP($B678,$AR$36:$AZ$47,MATCH(AG$2,$AS$2:$BA$2,0)+1,FALSE)","v":0.22763782892234041},{"$f":"K678*VLOOKUP($B678,$AR$36:$AZ$47,MATCH(AH$2,$AS$2:$BA$2,0)+1,FALSE)","v":0.30165785572390236},{"$f":"L678*VLOOKUP($B678,$AR$36:$AZ$47,MATCH(AI$2,$AS$2:$BA$2,0)+1,FALSE)","v":6.2228339095312677E-3},{"$f":"M678*VLOOKUP($B678,$AR$36:$AZ$47,MATCH(AJ$2,$AS$2:$BA$2,0)+1,FALSE)","v":8.2582923227061275E-2},{"$f":"N678*VLOOKUP($B678,$AR$36:$AZ$47,MATCH(AK$2,$AS$2:$BA$2,0)+1,FALSE)","v":6.91874802923131E-2},{"$f":"O678*VLOOKUP($B678,$AR$36:$AZ$47,MATCH(AL$2,$AS$2:$BA$2,0)+1,FALSE)","v":5.8644861661125355E-2},{"$f":"P678*VLOOKUP($B678,$AR$36:$AZ$47,MATCH(AM$2,$AS$2:$BA$2,0)+1,FALSE)","v":8.5769883653262672E-6},{"$f":"Q678*VLOOKUP($B678,$AR$36:$AZ$47,MATCH(AN$2,$AS$2:$BA$2,0)+1,FALSE)","v":1.66507983835203E-3},{"$f":"R678*VLOOKUP($B678,$AR$36:$BA$47,MATCH(AO$2,$AS$2:$BA$2,0)+1,FALSE)","v":0},0.74760744056299122]
[2006,1,29,5,null,2013,1,29,5,0.24670226805334969,0.36157415676305027,8.4180874785592386E-3,9.4969126399784984E-2,9.056980000000002E-2,6.5989000000000006E-2,1.71375666785885E-5,2.1787855487974887E-3,0,0.87041836181022014,null,null,0.23358140576282285,8.3214531354679794E-2,0.32006372908213943,7.1392889786294697E-2,6.083108404846712E-2,4.7079278059094483E-3,8.5769883653262672E-6,1.5925556000974171E-3,0,0.77539270042877606,null,{"$f":"J679*VLOOKUP($B679,$AR$36:$AZ$47,MATCH(AG$2,$AS$2:$BA$2,0)+1,FALSE)","v":0.23672026971432772},{"$f":"K679*VLOOKUP($B679,$AR$36:$AZ$47,MATCH(AH$2,$AS$2:$BA$2,0)+1,FALSE)","v":0.3057954818484343},{"$f":"L679*VLOOKUP($B679,$AR$36:$AZ$47,MATCH(AI$2,$AS$2:$BA$2,0)+1,FALSE)","v":6.2228339095312677E-3},{"$f":"M679*VLOOKUP($B679,$AR$36:$AZ$47,MATCH(AJ$2,$AS$2:$BA$2,0)+1,FALSE)","v":8.1673081298160685E-2},{"$f":"N679*VLOOKUP($B679,$AR$36:$AZ$47,MATCH(AK$2,$AS$2:$BA$2,0)+1,FALSE)","v":7.0847795835245836E-2},{"$f":"O679*VLOOKUP($B679,$AR$36:$AZ$47,MATCH(AL$2,$AS$2:$BA$2,0)+1,FALSE)","v":5.8480910571463131E-2},{"$f":"P679*VLOOKUP($B679,$AR$36:$AZ$47,MATCH(AM$2,$AS$2:$BA$2,0)+1,FALSE)","v":8.5769883653262672E-6},{"$f":"Q679*VLOOKUP($B679,$AR$36:$AZ$47,MATCH(AN$2,$AS$2:$BA$2,0)+1,FALSE)","v":1.66507983835203E-3},{"$f":"R679*VLOOKUP($B679,$AR$36:$BA$47,MATCH(AO$2,$AS$2:$BA$2,0)+1,FALSE)","v":0},0.76141403000388019]
[2006,1,29,6,null,2013,1,29,6,0.26824156420726075,0.38127050600621071,8.4180874785592386E-3,9.3483482087441311E-2,9.4720599999999933E-2,6.7354999999999998E-2,1.71375666785885E-5,2.1787855487974887E-3,0,0.91568516289494783,null,null,0.25397513426184221,8.1912769404264466E-2,0.33749884403755187,7.4664814941533486E-2,6.2090313023147832E-2,4.7079278059094483E-3,8.5769883653262672E-6,1.5925556000974171E-3,0,0.81645093606271202,null,{"$f":"J680*VLOOKUP($B680,$AR$36:$AZ$47,MATCH(AG$2,$AS$2:$BA$2,0)+1,FALSE)","v":0.25738804887681188},{"$f":"K680*VLOOKUP($B680,$AR$36:$AZ$47,MATCH(AH$2,$AS$2:$BA$2,0)+1,FALSE)","v":0.32245334993665159},{"$f":"L680*VLOOKUP($B680,$AR$36:$AZ$47,MATCH(AI$2,$AS$2:$BA$2,0)+1,FALSE)","v":6.2228339095312677E-3},{"$f":"M680*VLOOKUP($B680,$AR$36:$AZ$47,MATCH(AJ$2,$AS$2:$BA$2,0)+1,FALSE)","v":8.0395432937035299E-2},{"$f":"N680*VLOOKUP($B680,$AR$36:$AZ$47,MATCH(AK$2,$AS$2:$BA$2,0)+1,FALSE)","v":7.4094739418569783E-2},{"$f":"O680*VLOOKUP($B680,$AR$36:$AZ$47,MATCH(AL$2,$AS$2:$BA$2,0)+1,FALSE)","v":5.9691489968644755E-2},{"$f":"P680*VLOOKUP($B680,$AR$36:$AZ$47,MATCH(AM$2,$AS$2:$BA$2,0)+1,FALSE)","v":8.5769883653262672E-6},{"$f":"Q680*VLOOKUP($B680,$AR$36:$AZ$47,MATCH(AN$2,$AS$2:$BA$2,0)+1,FALSE)","v":1.66507983835203E-3},{"$f":"R680*VLOOKUP($B680,$AR$36:$BA$47,MATCH(AO$2,$AS$2:$BA$2,0)+1,FALSE)","v":0},0.80191955187396191]
[2006,1,29,7,null,2013,1,29,7,0.30729751474437561,0.42804192884646347,8.4180874785592386E-3,9.9829378944294611E-2,0.10685119999999998,7.3249999999999996E-2,1.71375666785885E-5,2.1787855487974887E-3,0,1.0258840331291692,null,null,0.29095389372703595,8.7473216814775531E-2,0.37890068575860997,8.4226927133915816E-2,6.7524540552974216E-2,4.7079278059094483E-3,8.5769883653262672E-6,1.5925556000974171E-3,0,0.9153883243816836,null,{"$f":"J681*VLOOKUP($B681,$AR$36:$AZ$47,MATCH(AG$2,$AS$2:$BA$2,0)+1,FALSE)","v":0.2948637284400657},{"$f":"K681*VLOOKUP($B681,$AR$36:$AZ$47,MATCH(AH$2,$AS$2:$BA$2,0)+1,FALSE)","v":0.362009522623918},{"$f":"L681*VLOOKUP($B681,$AR$36:$AZ$47,MATCH(AI$2,$AS$2:$BA$2,0)+1,FALSE)","v":6.2228339095312677E-3},{"$f":"M681*VLOOKUP($B681,$AR$36:$AZ$47,MATCH(AJ$2,$AS$2:$BA$2,0)+1,FALSE)","v":8.585287968365185E-2},{"$f":"N681*VLOOKUP($B681,$AR$36:$AZ$47,MATCH(AK$2,$AS$2:$BA$2,0)+1,FALSE)","v":8.3583843647120973E-2},{"$f":"O681*VLOOKUP($B681,$AR$36:$AZ$47,MATCH(AL$2,$AS$2:$BA$2,0)+1,FALSE)","v":6.4915769285178948E-2},{"$f":"P681*VLOOKUP($B681,$AR$36:$AZ$47,MATCH(AM$2,$AS$2:$BA$2,0)+1,FALSE)","v":8.5769883653262672E-6},{"$f":"Q681*VLOOKUP($B681,$AR$36:$AZ$47,MATCH(AN$2,$AS$2:$BA$2,0)+1,FALSE)","v":1.66507983835203E-3},{"$f":"R681*VLOOKUP($B681,$AR$36:$BA$47,MATCH(AO$2,$AS$2:$BA$2,0)+1,FALSE)","v":0},0.89912223441618411]
[2006,1,29,8,null,2013,1,29,8,0.34309841090267085,0.47991022863574873,3.7881393653516576E-3,0.11432384517045004,0.11453729999999999,7.8714000000000006E-2,7.7119050053648256E-6,1.9951161017124309E-3,0,1.1363747520809389,null,null,0.32485071890910139,0.10017366231712027,0.42481425878697265,9.028560110897639E-2,7.2561456451697107E-2,2.1185675126592519E-3,3.8596447643968201E-6,1.4583047525628613E-3,0,1.0162664294838544,null,{"$f":"J682*VLOOKUP($B682,$AR$36:$AZ$47,MATCH(AG$2,$AS$2:$BA$2,0)+1,FALSE)","v":0.32921605872660198},{"$f":"K682*VLOOKUP($B682,$AR$36:$AZ$47,MATCH(AH$2,$AS$2:$BA$2,0)+1,FALSE)","v":0.4058762963688064},{"$f":"L682*VLOOKUP($B682,$AR$36:$AZ$47,MATCH(AI$2,$AS$2:$BA$2,0)+1,FALSE)","v":2.8002752592890708E-3},{"$f":"M682*VLOOKUP($B682,$AR$36:$AZ$47,MATCH(AJ$2,$AS$2:$BA$2,0)+1,FALSE)","v":9.831806456361844E-2},{"$f":"N682*VLOOKUP($B682,$AR$36:$AZ$47,MATCH(AK$2,$AS$2:$BA$2,0)+1,FALSE)","v":8.9596258862449749E-2},{"$f":"O682*VLOOKUP($B682,$AR$36:$AZ$47,MATCH(AL$2,$AS$2:$BA$2,0)+1,FALSE)","v":6.9758086873905487E-2},{"$f":"P682*VLOOKUP($B682,$AR$36:$AZ$47,MATCH(AM$2,$AS$2:$BA$2,0)+1,FALSE)","v":3.8596447643968201E-6},{"$f":"Q682*VLOOKUP($B682,$AR$36:$AZ$47,MATCH(AN$2,$AS$2:$BA$2,0)+1,FALSE)","v":1.5247152699201416E-3},{"$f":"R682*VLOOKUP($B682,$AR$36:$BA$47,MATCH(AO$2,$AS$2:$BA$2,0)+1,FALSE)","v":0},0.99709361556935561]
[2006,1,29,9,null,2013,1,29,9,0.30511811059585447,0.51219095829660344,0,0.12313482122665327,0.11942379999999998,8.1753999999999993E-2,0,1.844841099551928E-3,0,1.1434665312186634,null,null,0.288890401207272,0.10789407916298817,0.45338900761648143,9.4137451901853575E-2,7.5363840114236913E-2,0,0,1.3484631500345877E-3,0,1.0210232431528667,null,{"$f":"J683*VLOOKUP($B683,$AR$36:$AZ$47,MATCH(AG$2,$AS$2:$BA$2,0)+1,FALSE)","v":0.29277250673413924},{"$f":"K683*VLOOKUP($B683,$AR$36:$AZ$47,MATCH(AH$2,$AS$2:$BA$2,0)+1,FALSE)","v":0.43317720019841566},{"$f":"L683*VLOOKUP($B683,$AR$36:$AZ$47,MATCH(AI$2,$AS$2:$BA$2,0)+1,FALSE)","v":0},{"$f":"M683*VLOOKUP($B683,$AR$36:$AZ$47,MATCH(AJ$2,$AS$2:$BA$2,0)+1,FALSE)","v":0.1058954698850605},{"$f":"N683*VLOOKUP($B683,$AR$36:$AZ$47,MATCH(AK$2,$AS$2:$BA$2,0)+1,FALSE)","v":9.3418700276132097E-2},{"$f":"O683*VLOOKUP($B683,$AR$36:$AZ$47,MATCH(AL$2,$AS$2:$BA$2,0)+1,FALSE)","v":7.2452202077003688E-2},{"$f":"P683*VLOOKUP($B683,$AR$36:$AZ$47,MATCH(AM$2,$AS$2:$BA$2,0)+1,FALSE)","v":0},{"$f":"Q683*VLOOKUP($B683,$AR$36:$AZ$47,MATCH(AN$2,$AS$2:$BA$2,0)+1,FALSE)","v":1.4098715321122319E-3},{"$f":"R683*VLOOKUP($B683,$AR$36:$BA$47,MATCH(AO$2,$AS$2:$BA$2,0)+1,FALSE)","v":0},0.99912595070286336]
[2006,1,29,10,null,2013,1,29,10,0.2842333436473824,0.52488515186282991,0,0.12394127403983628,0.12205100000000002,8.3507999999999999E-2,0,1.844841099551928E-3,0,1.1404636106496004,null,null,0.26911639077215871,0.10860071505038366,0.46462584756895492,9.6208378414295428E-2,7.6980741740583905E-2,0,0,1.3484631500345877E-3,0,1.0168805366964113,null,{"$f":"J684*VLOOKUP($B684,$AR$36:$AZ$47,MATCH(AG$2,$AS$2:$BA$2,0)+1,FALSE)","v":0.27273277339899993},{"$f":"K684*VLOOKUP($B684,$AR$36:$AZ$47,MATCH(AH$2,$AS$2:$BA$2,0)+1,FALSE)","v":0.44391310863007216},{"$f":"L684*VLOOKUP($B684,$AR$36:$AZ$47,MATCH(AI$2,$AS$2:$BA$2,0)+1,FALSE)","v":0},{"$f":"M684*VLOOKUP($B684,$AR$36:$AZ$47,MATCH(AJ$2,$AS$2:$BA$2,0)+1,FALSE)","v":0.10658901618448581},{"$f":"N684*VLOOKUP($B684,$AR$36:$AZ$47,MATCH(AK$2,$AS$2:$BA$2,0)+1,FALSE)","v":9.5473814996694148E-2},{"$f":"O684*VLOOKUP($B684,$AR$36:$AZ$47,MATCH(AL$2,$AS$2:$BA$2,0)+1,FALSE)","v":7.4006635651422861E-2},{"$f":"P684*VLOOKUP($B684,$AR$36:$AZ$47,MATCH(AM$2,$AS$2:$BA$2,0)+1,FALSE)","v":0},{"$f":"Q684*VLOOKUP($B684,$AR$36:$AZ$47,MATCH(AN$2,$AS$2:$BA$2,0)+1,FALSE)","v":1.4098715321122319E-3},{"$f":"R684*VLOOKUP($B684,$AR$36:$BA$47,MATCH(AO$2,$AS$2:$BA$2,0)+1,FALSE)","v":0},0.99412522039378715]
[2006,1,29,11,null,2013,1,29,11,0.2760654643659804,0.52612957349398803,0,0.12465258152794426,0.12271999999999994,8.4329000000000001E-2,0,1.844841099551928E-3,0,1.1357414604874647,null,null,0.26138292022198795,0.10922398201635329,0.46572740369615334,9.673572686010215E-2,7.7737569696815875E-2,0,0,1.3484631500345877E-3,0,1.0121560656414472,null,{"$f":"J685*VLOOKUP($B685,$AR$36:$AZ$47,MATCH(AG$2,$AS$2:$BA$2,0)+1,FALSE)","v":0.26489538057020989},{"$f":"K685*VLOOKUP($B685,$AR$36:$AZ$47,MATCH(AH$2,$AS$2:$BA$2,0)+1,FALSE)","v":0.44496555805214744},{"$f":"L685*VLOOKUP($B685,$AR$36:$AZ$47,MATCH(AI$2,$AS$2:$BA$2,0)+1,FALSE)","v":0},{"$f":"M685*VLOOKUP($B685,$AR$36:$AZ$47,MATCH(AJ$2,$AS$2:$BA$2,0)+1,FALSE)","v":0.10720073787243392},{"$f":"N685*VLOOKUP($B685,$AR$36:$AZ$47,MATCH(AK$2,$AS$2:$BA$2,0)+1,FALSE)","v":9.5997137068883492E-2},{"$f":"O685*VLOOKUP($B685,$AR$36:$AZ$47,MATCH(AL$2,$AS$2:$BA$2,0)+1,FALSE)","v":7.4734224000680638E-2},{"$f":"P685*VLOOKUP($B685,$AR$36:$AZ$47,MATCH(AM$2,$AS$2:$BA$2,0)+1,FALSE)","v":0},{"$f":"Q685*VLOOKUP($B685,$AR$36:$AZ$47,MATCH(AN$2,$AS$2:$BA$2,0)+1,FALSE)","v":1.4098715321122319E-3},{"$f":"R685*VLOOKUP($B685,$AR$36:$BA$47,MATCH(AO$2,$AS$2:$BA$2,0)+1,FALSE)","v":0},0.98920290909646758]
[2006,1,29,12,null,2013,1,29,12,0.27754853347507363,0.51940722216457225,0,0.11711708204674327,0.1229832,8.5343000000000002E-2,0,1.844841099551928E-3,0,1.124243878785941,null,null,0.26278711228750434,0.10262117243366987,0.4597768101748827,9.6943197877944268E-2,7.8672312142149883E-2,0,0,1.3484631500345877E-3,0,1.0021490680661858,null,{"$f":"J686*VLOOKUP($B686,$AR$36:$AZ$47,MATCH(AG$2,$AS$2:$BA$2,0)+1,FALSE)","v":0.26631844215079342},{"$f":"K686*VLOOKUP($B686,$AR$36:$AZ$47,MATCH(AH$2,$AS$2:$BA$2,0)+1,FALSE)","v":0.43928023838678121},{"$f":"L686*VLOOKUP($B686,$AR$36:$AZ$47,MATCH(AI$2,$AS$2:$BA$2,0)+1,FALSE)","v":0},{"$f":"M686*VLOOKUP($B686,$AR$36:$AZ$47,MATCH(AJ$2,$AS$2:$BA$2,0)+1,FALSE)","v":0.10072023747107645},{"$f":"N686*VLOOKUP($B686,$AR$36:$AZ$47,MATCH(AK$2,$AS$2:$BA$2,0)+1,FALSE)","v":9.6203024018659697E-2},{"$f":"O686*VLOOKUP($B686,$AR$36:$AZ$47,MATCH(AL$2,$AS$2:$BA$2,0)+1,FALSE)","v":7.5632853216450899E-2},{"$f":"P686*VLOOKUP($B686,$AR$36:$AZ$47,MATCH(AM$2,$AS$2:$BA$2,0)+1,FALSE)","v":0},{"$f":"Q686*VLOOKUP($B686,$AR$36:$AZ$47,MATCH(AN$2,$AS$2:$BA$2,0)+1,FALSE)","v":1.4098715321122319E-3},{"$f":"R686*VLOOKUP($B686,$AR$36:$BA$47,MATCH(AO$2,$AS$2:$BA$2,0)+1,FALSE)","v":0},0.97956466677587395]
[2006,1,29,13,null,2013,1,29,13,0.27566086666419898,0.51532145059203482,0,0.11592640348781028,0.1226048,8.5070999999999994E-2,0,1.844841099551928E-3,0,1.1164293618435959,null,null,0.26099984105252494,0.1015778674983525,0.4561601045524698,9.6644918876609004E-2,7.8421572551291049E-2,0,0,1.3484631500345877E-3,0,0.9951527676812818,null,{"$f":"J687*VLOOKUP($B687,$AR$36:$AZ$47,MATCH(AG$2,$AS$2:$BA$2,0)+1,FALSE)","v":0.26450715358775356},{"$f":"K687*VLOOKUP($B687,$AR$36:$AZ$47,MATCH(AH$2,$AS$2:$BA$2,0)+1,FALSE)","v":0.43582476331098513},{"$f":"L687*VLOOKUP($B687,$AR$36:$AZ$47,MATCH(AI$2,$AS$2:$BA$2,0)+1,FALSE)","v":0},{"$f":"M687*VLOOKUP($B687,$AR$36:$AZ$47,MATCH(AJ$2,$AS$2:$BA$2,0)+1,FALSE)","v":9.9696258516754593E-2},{"$f":"N687*VLOOKUP($B687,$AR$36:$AZ$47,MATCH(AK$2,$AS$2:$BA$2,0)+1,FALSE)","v":9.5907022416093973E-2},{"$f":"O687*VLOOKUP($B687,$AR$36:$AZ$47,MATCH(AL$2,$AS$2:$BA$2,0)+1,FALSE)","v":7.5391800803542103E-2},{"$f":"P687*VLOOKUP($B687,$AR$36:$AZ$47,MATCH(AM$2,$AS$2:$BA$2,0)+1,FALSE)","v":0},{"$f":"Q687*VLOOKUP($B687,$AR$36:$AZ$47,MATCH(AN$2,$AS$2:$BA$2,0)+1,FALSE)","v":1.4098715321122319E-3},{"$f":"R687*VLOOKUP($B687,$AR$36:$BA$47,MATCH(AO$2,$AS$2:$BA$2,0)+1,FALSE)","v":0},0.97273687016724164]
[2006,1,29,14,null,2013,1,29,14,0.27541400801979488,0.51009703741998502,0,0.10943653723092532,0.12301649999999999,8.5208999999999993E-2,0,1.844841099551928E-3,0,1.1050179237702573,null,null,0.26076611158728896,9.5891270184107286E-2,0.45153547878529171,9.6969447060672759E-2,7.8548786020182657E-2,0,0,1.3484631500345877E-3,0,0.98505955678757795,null,{"$f":"J688*VLOOKUP($B688,$AR$36:$AZ$47,MATCH(AG$2,$AS$2:$BA$2,0)+1,FALSE)","v":0.26427028326894475},{"$f":"K688*VLOOKUP($B688,$AR$36:$AZ$47,MATCH(AH$2,$AS$2:$BA$2,0)+1,FALSE)","v":0.43140630056014967},{"$f":"L688*VLOOKUP($B688,$AR$36:$AZ$47,MATCH(AI$2,$AS$2:$BA$2,0)+1,FALSE)","v":0},{"$f":"M688*VLOOKUP($B688,$AR$36:$AZ$47,MATCH(AJ$2,$AS$2:$BA$2,0)+1,FALSE)","v":9.4114998643083106E-2},{"$f":"N688*VLOOKUP($B688,$AR$36:$AZ$47,MATCH(AK$2,$AS$2:$BA$2,0)+1,FALSE)","v":9.6229072785481665E-2},{"$f":"O688*VLOOKUP($B688,$AR$36:$AZ$47,MATCH(AL$2,$AS$2:$BA$2,0)+1,FALSE)","v":7.551409945420906E-2},{"$f":"P688*VLOOKUP($B688,$AR$36:$AZ$47,MATCH(AM$2,$AS$2:$BA$2,0)+1,FALSE)","v":0},{"$f":"Q688*VLOOKUP($B688,$AR$36:$AZ$47,MATCH(AN$2,$AS$2:$BA$2,0)+1,FALSE)","v":1.4098715321122319E-3},{"$f":"R688*VLOOKUP($B688,$AR$36:$BA$47,MATCH(AO$2,$AS$2:$BA$2,0)+1,FALSE)","v":0},0.96294462624398047]
[2006,1,29,15,null,2013,1,29,15,0.28270441511789257,0.5007285353843659,0,0.10325692642331369,0.12291929999999994,8.4758E-2,0,1.844841099551928E-3,0,1.096212018025124,null,null,0.26766877831992181,9.0476527132297133E-2,0.44324252520620366,9.6892827824600347E-2,7.8133037654457185E-2,0,0,1.3484631500345877E-3,0,0.97776215928751475,null,{"$f":"J689*VLOOKUP($B689,$AR$36:$AZ$47,MATCH(AG$2,$AS$2:$BA$2,0)+1,FALSE)","v":0.27126570794909294},{"$f":"K689*VLOOKUP($B689,$AR$36:$AZ$47,MATCH(AH$2,$AS$2:$BA$2,0)+1,FALSE)","v":0.42348304182996999},{"$f":"L689*VLOOKUP($B689,$AR$36:$AZ$47,MATCH(AI$2,$AS$2:$BA$2,0)+1,FALSE)","v":0},{"$f":"M689*VLOOKUP($B689,$AR$36:$AZ$47,MATCH(AJ$2,$AS$2:$BA$2,0)+1,FALSE)","v":8.8800557255506021E-2},{"$f":"N689*VLOOKUP($B689,$AR$36:$AZ$47,MATCH(AK$2,$AS$2:$BA$2,0)+1,FALSE)","v":9.6153038547190428E-2},{"$f":"O689*VLOOKUP($B689,$AR$36:$AZ$47,MATCH(AL$2,$AS$2:$BA$2,0)+1,FALSE)","v":7.5114413284275747E-2},{"$f":"P689*VLOOKUP($B689,$AR$36:$AZ$47,MATCH(AM$2,$AS$2:$BA$2,0)+1,FALSE)","v":0},{"$f":"Q689*VLOOKUP($B689,$AR$36:$AZ$47,MATCH(AN$2,$AS$2:$BA$2,0)+1,FALSE)","v":1.4098715321122319E-3},{"$f":"R689*VLOOKUP($B689,$AR$36:$BA$47,MATCH(AO$2,$AS$2:$BA$2,0)+1,FALSE)","v":0},0.95622663039814737]
[2006,1,29,16,null,2013,1,29,16,0.30862490468856457,0.49381099042802223,0,0.10062768506089648,0.12105790000000001,8.3436999999999997E-2,0,1.844841099551928E-3,0,1.1094033212770353,null,null,0.29221068642539916,8.8172714345067113E-2,0.43711914721193063,9.5425553688539499E-2,7.6915291332675897E-2,0,0,1.3484631500345877E-3,0,0.99119185615364702,null,{"$f":"J690*VLOOKUP($B690,$AR$36:$AZ$47,MATCH(AG$2,$AS$2:$BA$2,0)+1,FALSE)","v":0.29613740990268012},{"$f":"K690*VLOOKUP($B690,$AR$36:$AZ$47,MATCH(AH$2,$AS$2:$BA$2,0)+1,FALSE)","v":0.41763264031878133},{"$f":"L690*VLOOKUP($B690,$AR$36:$AZ$47,MATCH(AI$2,$AS$2:$BA$2,0)+1,FALSE)","v":0},{"$f":"M690*VLOOKUP($B690,$AR$36:$AZ$47,MATCH(AJ$2,$AS$2:$BA$2,0)+1,FALSE)","v":8.6539419855534386E-2},{"$f":"N690*VLOOKUP($B690,$AR$36:$AZ$47,MATCH(AK$2,$AS$2:$BA$2,0)+1,FALSE)","v":9.4696967239009097E-2},{"$f":"O690*VLOOKUP($B690,$AR$36:$AZ$47,MATCH(AL$2,$AS$2:$BA$2,0)+1,FALSE)","v":7.3943713881876816E-2},{"$f":"P690*VLOOKUP($B690,$AR$36:$AZ$47,MATCH(AM$2,$AS$2:$BA$2,0)+1,FALSE)","v":0},{"$f":"Q690*VLOOKUP($B690,$AR$36:$AZ$47,MATCH(AN$2,$AS$2:$BA$2,0)+1,FALSE)","v":1.4098715321122319E-3},{"$f":"R690*VLOOKUP($B690,$AR$36:$BA$47,MATCH(AO$2,$AS$2:$BA$2,0)+1,FALSE)","v":0},0.970360022729994]
[2006,1,29,17,null,2013,1,29,17,0.35990237460921781,0.49833811466382982,0,0.10861553696943896,0.11898260000000001,8.1698000000000007E-2,0,1.844841099551928E-3,0,1.1693814673420386,null,null,0.34076096365850878,9.5171887426872492E-2,0.44112653611909819,9.3789669937294623E-2,7.5312217257295408E-2,0,0,1.3484631500345877E-3,0,1.047509737549104,null,{"$f":"J691*VLOOKUP($B691,$AR$36:$AZ$47,MATCH(AG$2,$AS$2:$BA$2,0)+1,FALSE)","v":0.34534010514203001},{"$f":"K691*VLOOKUP($B691,$AR$36:$AZ$47,MATCH(AH$2,$AS$2:$BA$2,0)+1,FALSE)","v":0.42146138225506891},{"$f":"L691*VLOOKUP($B691,$AR$36:$AZ$47,MATCH(AI$2,$AS$2:$BA$2,0)+1,FALSE)","v":0},{"$f":"M691*VLOOKUP($B691,$AR$36:$AZ$47,MATCH(AJ$2,$AS$2:$BA$2,0)+1,FALSE)","v":9.3408941594396402E-2},{"$f":"N691*VLOOKUP($B691,$AR$36:$AZ$47,MATCH(AK$2,$AS$2:$BA$2,0)+1,FALSE)","v":9.3073573671872092E-2},{"$f":"O691*VLOOKUP($B691,$AR$36:$AZ$47,MATCH(AL$2,$AS$2:$BA$2,0)+1,FALSE)","v":7.2402573639051893E-2},{"$f":"P691*VLOOKUP($B691,$AR$36:$AZ$47,MATCH(AM$2,$AS$2:$BA$2,0)+1,FALSE)","v":0},{"$f":"Q691*VLOOKUP($B691,$AR$36:$AZ$47,MATCH(AN$2,$AS$2:$BA$2,0)+1,FALSE)","v":1.4098715321122319E-3},{"$f":"R691*VLOOKUP($B691,$AR$36:$BA$47,MATCH(AO$2,$AS$2:$BA$2,0)+1,FALSE)","v":0},1.0270964478345317]
[2006,1,29,18,null,2013,1,29,18,0.43020136953588922,0.50348395328751472,7.5762787307033152E-3,0.1219452794933938,0.11583920000000006,8.0229999999999996E-2,1.5423810010729651E-5,2.1453911038729332E-3,0,1.2614368959613849,null,null,0.40732110592333182,0.10685177034524332,0.44568160806864243,9.1311841679373826E-2,7.3958960936042609E-2,4.2371350253185038E-3,7.7192895287936403E-6,1.5681463550911345E-3,0,1.1309382876225724,null,{"$f":"J692*VLOOKUP($B692,$AR$36:$AZ$47,MATCH(AG$2,$AS$2:$BA$2,0)+1,FALSE)","v":0.41279468174968864},{"$f":"K692*VLOOKUP($B692,$AR$36:$AZ$47,MATCH(AH$2,$AS$2:$BA$2,0)+1,FALSE)","v":0.42581339185534356},{"$f":"L692*VLOOKUP($B692,$AR$36:$AZ$47,MATCH(AI$2,$AS$2:$BA$2,0)+1,FALSE)","v":5.6005505185781415E-3},{"$f":"M692*VLOOKUP($B692,$AR$36:$AZ$47,MATCH(AJ$2,$AS$2:$BA$2,0)+1,FALSE)","v":0.10487246859641985},{"$f":"N692*VLOOKUP($B692,$AR$36:$AZ$47,MATCH(AK$2,$AS$2:$BA$2,0)+1,FALSE)","v":9.0614663953306876E-2},{"$f":"O692*VLOOKUP($B692,$AR$36:$AZ$47,MATCH(AL$2,$AS$2:$BA$2,0)+1,FALSE)","v":7.1101599587029454E-2},{"$f":"P692*VLOOKUP($B692,$AR$36:$AZ$47,MATCH(AM$2,$AS$2:$BA$2,0)+1,FALSE)","v":7.7192895287936403E-6},{"$f":"Q692*VLOOKUP($B692,$AR$36:$AZ$47,MATCH(AN$2,$AS$2:$BA$2,0)+1,FALSE)","v":1.6395590077280507E-3},{"$f":"R692*VLOOKUP($B692,$AR$36:$BA$47,MATCH(AO$2,$AS$2:$BA$2,0)+1,FALSE)","v":0},1.1124446345576233]
[2006,1,29,19,null,2013,1,29,19,0.4771532998281599,0.47216556770800411,8.4180874785592386E-3,0.10428014890548597,0.10568440000000001,7.5542999999999999E-2,1.71375666785885E-5,2.1787855487974887E-3,0,1.2454404270356854,null,null,0.45177589739113866,9.1373102498981049E-2,0.41795872165677034,8.3307180995549096E-2,6.9638312177383366E-2,4.7079278059094483E-3,8.5769883653262672E-6,1.5925556000974171E-3,0,1.1203622751141946,null,{"$f":"J693*VLOOKUP($B693,$AR$36:$AZ$47,MATCH(AG$2,$AS$2:$BA$2,0)+1,FALSE)","v":0.4578468561382561},{"$f":"K693*VLOOKUP($B693,$AR$36:$AZ$47,MATCH(AH$2,$AS$2:$BA$2,0)+1,FALSE)","v":0.39932637493262252},{"$f":"L693*VLOOKUP($B693,$AR$36:$AZ$47,MATCH(AI$2,$AS$2:$BA$2,0)+1,FALSE)","v":6.2228339095312677E-3},{"$f":"M693*VLOOKUP($B693,$AR$36:$AZ$47,MATCH(AJ$2,$AS$2:$BA$2,0)+1,FALSE)","v":8.9680524631648509E-2},{"$f":"N693*VLOOKUP($B693,$AR$36:$AZ$47,MATCH(AK$2,$AS$2:$BA$2,0)+1,FALSE)","v":8.267111988952669E-2},{"$f":"O693*VLOOKUP($B693,$AR$36:$AZ$47,MATCH(AL$2,$AS$2:$BA$2,0)+1,FALSE)","v":6.6947876574884282E-2},{"$f":"P693*VLOOKUP($B693,$AR$36:$AZ$47,MATCH(AM$2,$AS$2:$BA$2,0)+1,FALSE)","v":8.5769883653262672E-6},{"$f":"Q693*VLOOKUP($B693,$AR$36:$AZ$47,MATCH(AN$2,$AS$2:$BA$2,0)+1,FALSE)","v":1.66507983835203E-3},{"$f":"R693*VLOOKUP($B693,$AR$36:$BA$47,MATCH(AO$2,$AS$2:$BA$2,0)+1,FALSE)","v":0},1.1043692429031868]
[2006,1,29,20,null,2013,1,29,20,0.47817297023077093,0.45579912196068229,8.4180874785592386E-3,9.8535254488968271E-2,0.10153460000000003,7.3833999999999997E-2,1.71375666785885E-5,2.1787855487974887E-3,0,1.218489957274457,null,null,0.4527413366144421,8.6339269771698854E-2,0.40347122148639408,8.0036044104055862E-2,6.8062893203935812E-2,4.7079278059094483E-3,8.5769883653262672E-6,1.5925556000974171E-3,0,1.0969598255748991,null,{"$f":"J694*VLOOKUP($B694,$AR$36:$AZ$47,MATCH(AG$2,$AS$2:$BA$2,0)+1,FALSE)","v":0.45882526892152897},{"$f":"K694*VLOOKUP($B694,$AR$36:$AZ$47,MATCH(AH$2,$AS$2:$BA$2,0)+1,FALSE)","v":0.38548471874719908},{"$f":"L694*VLOOKUP($B694,$AR$36:$AZ$47,MATCH(AI$2,$AS$2:$BA$2,0)+1,FALSE)","v":6.2228339095312677E-3},{"$f":"M694*VLOOKUP($B694,$AR$36:$AZ$47,MATCH(AJ$2,$AS$2:$BA$2,0)+1,FALSE)","v":8.4739937658631331E-2},{"$f":"N694*VLOOKUP($B694,$AR$36:$AZ$47,MATCH(AK$2,$AS$2:$BA$2,0)+1,FALSE)","v":7.942495855145261E-2},{"$f":"O694*VLOOKUP($B694,$AR$36:$AZ$47,MATCH(AL$2,$AS$2:$BA$2,0)+1,FALSE)","v":6.5433322995247817E-2},{"$f":"P694*VLOOKUP($B694,$AR$36:$AZ$47,MATCH(AM$2,$AS$2:$BA$2,0)+1,FALSE)","v":8.5769883653262672E-6},{"$f":"Q694*VLOOKUP($B694,$AR$36:$AZ$47,MATCH(AN$2,$AS$2:$BA$2,0)+1,FALSE)","v":1.66507983835203E-3},{"$f":"R694*VLOOKUP($B694,$AR$36:$BA$47,MATCH(AO$2,$AS$2:$BA$2,0)+1,FALSE)","v":0},1.0818046976103084]
[2006,1,29,21,null,2013,1,29,21,0.44332427230336563,0.45341001448667928,8.4180874785592386E-3,0.11106372390365182,9.9044399999999977E-2,7.2609000000000007E-2,1.71375666785885E-5,2.1787855487974887E-3,0,1.1900654212877322,null,null,0.4197460669920039,9.7317055400110111E-2,0.40135639487889263,7.807310972476128E-2,6.6933643208340013E-2,4.7079278059094483E-3,8.5769883653262672E-6,1.5925556000974171E-3,0,1.0697353305984802,null,{"$f":"J695*VLOOKUP($B695,$AR$36:$AZ$47,MATCH(AG$2,$AS$2:$BA$2,0)+1,FALSE)","v":0.42538660928673155},{"$f":"K695*VLOOKUP($B695,$AR$36:$AZ$47,MATCH(AH$2,$AS$2:$BA$2,0)+1,FALSE)","v":0.38346416982926518},{"$f":"L695*VLOOKUP($B695,$AR$36:$AZ$47,MATCH(AI$2,$AS$2:$BA$2,0)+1,FALSE)","v":6.2228339095312677E-3},{"$f":"M695*VLOOKUP($B695,$AR$36:$AZ$47,MATCH(AJ$2,$AS$2:$BA$2,0)+1,FALSE)","v":9.5514372886554899E-2},{"$f":"N695*VLOOKUP($B695,$AR$36:$AZ$47,MATCH(AK$2,$AS$2:$BA$2,0)+1,FALSE)","v":7.747701143012814E-2},{"$f":"O695*VLOOKUP($B695,$AR$36:$AZ$47,MATCH(AL$2,$AS$2:$BA$2,0)+1,FALSE)","v":6.4347700915052E-2},{"$f":"P695*VLOOKUP($B695,$AR$36:$AZ$47,MATCH(AM$2,$AS$2:$BA$2,0)+1,FALSE)","v":8.5769883653262672E-6},{"$f":"Q695*VLOOKUP($B695,$AR$36:$AZ$47,MATCH(AN$2,$AS$2:$BA$2,0)+1,FALSE)","v":1.66507983835203E-3},{"$f":"R695*VLOOKUP($B695,$AR$36:$BA$47,MATCH(AO$2,$AS$2:$BA$2,0)+1,FALSE)","v":0},1.0540863550839803]
[2006,1,29,22,null,2013,1,29,22,0.40121056962075802,0.43644689835360007,8.4180874785592386E-3,0.1174332651365519,9.5880599999999969E-2,7.1215000000000001E-2,1.71375666785885E-5,2.1787855487974887E-3,0,1.1328003437049454,null,null,0.37987218195599853,0.1028982206559515,0.3863407249122896,7.5579200886430178E-2,6.5648602805188527E-2,4.7079278059094483E-3,8.5769883653262672E-6,1.5925556000974171E-3,0,1.0166479916102307,null,{"$f":"J696*VLOOKUP($B696,$AR$36:$AZ$47,MATCH(AG$2,$AS$2:$BA$2,0)+1,FALSE)","v":0.38497689949217045},{"$f":"K696*VLOOKUP($B696,$AR$36:$AZ$47,MATCH(AH$2,$AS$2:$BA$2,0)+1,FALSE)","v":0.36911788933730721},{"$f":"L696*VLOOKUP($B696,$AR$36:$AZ$47,MATCH(AI$2,$AS$2:$BA$2,0)+1,FALSE)","v":6.2228339095312677E-3},{"$f":"M696*VLOOKUP($B696,$AR$36:$AZ$47,MATCH(AJ$2,$AS$2:$BA$2,0)+1,FALSE)","v":0.10099215370509902},{"$f":"N696*VLOOKUP($B696,$AR$36:$AZ$47,MATCH(AK$2,$AS$2:$BA$2,0)+1,FALSE)","v":7.5002143908464727E-2},{"$f":"O696*VLOOKUP($B696,$AR$36:$AZ$47,MATCH(AL$2,$AS$2:$BA$2,0)+1,FALSE)","v":6.3112307298894457E-2},{"$f":"P696*VLOOKUP($B696,$AR$36:$AZ$47,MATCH(AM$2,$AS$2:$BA$2,0)+1,FALSE)","v":8.5769883653262672E-6},{"$f":"Q696*VLOOKUP($B696,$AR$36:$AZ$47,MATCH(AN$2,$AS$2:$BA$2,0)+1,FALSE)","v":1.66507983835203E-3},{"$f":"R696*VLOOKUP($B696,$AR$36:$BA$47,MATCH(AO$2,$AS$2:$BA$2,0)+1,FALSE)","v":0},1.0010978844781846]
[2006,1,29,23,null,2013,1,29,23,0.35408123680274695,0.41044566896386614,8.4180874785592386E-3,0.11498448803986441,9.2372799999999991E-2,7.0078000000000001E-2,1.71375666785885E-5,2.1787855487974887E-3,0,1.0525762044005129,null,null,0.33524942311733896,0.10075253556630341,0.36332455994712581,7.2814129319612508E-2,6.4600474441929387E-2,4.7079278059094483E-3,8.5769883653262672E-6,1.5925556000974171E-3,0,0.94305018278668229,null,{"$f":"J697*VLOOKUP($B697,$AR$36:$AZ$47,MATCH(AG$2,$AS$2:$BA$2,0)+1,FALSE)","v":0.33975450058936307},{"$f":"K697*VLOOKUP($B697,$AR$36:$AZ$47,MATCH(AH$2,$AS$2:$BA$2,0)+1,FALSE)","v":0.34712777106926984},{"$f":"L697*VLOOKUP($B697,$AR$36:$AZ$47,MATCH(AI$2,$AS$2:$BA$2,0)+1,FALSE)","v":6.2228339095312677E-3},{"$f":"M697*VLOOKUP($B697,$AR$36:$AZ$47,MATCH(AJ$2,$AS$2:$BA$2,0)+1,FALSE)","v":9.8886214875495509E-2},{"$f":"N697*VLOOKUP($B697,$AR$36:$AZ$47,MATCH(AK$2,$AS$2:$BA$2,0)+1,FALSE)","v":7.2258184020832492E-2},{"$f":"O697*VLOOKUP($B697,$AR$36:$AZ$47,MATCH(AL$2,$AS$2:$BA$2,0)+1,FALSE)","v":6.2104672764051481E-2},{"$f":"P697*VLOOKUP($B697,$AR$36:$AZ$47,MATCH(AM$2,$AS$2:$BA$2,0)+1,FALSE)","v":8.5769883653262672E-6},{"$f":"Q697*VLOOKUP($B697,$AR$36:$AZ$47,MATCH(AN$2,$AS$2:$BA$2,0)+1,FALSE)","v":1.66507983835203E-3},{"$f":"R697*VLOOKUP($B697,$AR$36:$BA$47,MATCH(AO$2,$AS$2:$BA$2,0)+1,FALSE)","v":0},0.92802783405526112]
[2006,1,29,24,null,2013,1,29,24,0.25552589421400906,0.40576856363053271,8.4180874785592386E-3,0.13152588418119227,8.970270000000001E-2,6.8655999999999995E-2,1.71375666785885E-5,2.1787855487974887E-3,0,0.96179305261976933,null,null,0.24193574728872538,0.11524655672912021,0.35918440848359723,7.0709386292484439E-2,6.3289622610307142E-2,4.7079278059094483E-3,8.5769883653262672E-6,1.5925556000974171E-3,0,0.85667478179860657,null,{"$f":"J698*VLOOKUP($B698,$AR$36:$AZ$47,MATCH(AG$2,$AS$2:$BA$2,0)+1,FALSE)","v":0.24518687677510267},{"$f":"K698*VLOOKUP($B698,$AR$36:$AZ$47,MATCH(AH$2,$AS$2:$BA$2,0)+1,FALSE)","v":0.34317218505099184},{"$f":"L698*VLOOKUP($B698,$AR$36:$AZ$47,MATCH(AI$2,$AS$2:$BA$2,0)+1,FALSE)","v":6.2228339095312677E-3},{"$f":"M698*VLOOKUP($B698,$AR$36:$AZ$47,MATCH(AJ$2,$AS$2:$BA$2,0)+1,FALSE)","v":0.11311175156358291},{"$f":"N698*VLOOKUP($B698,$AR$36:$AZ$47,MATCH(AK$2,$AS$2:$BA$2,0)+1,FALSE)","v":7.0169510979049374E-2},{"$f":"O698*VLOOKUP($B698,$AR$36:$AZ$47,MATCH(AL$2,$AS$2:$BA$2,0)+1,FALSE)","v":6.0844464928918034E-2},{"$f":"P698*VLOOKUP($B698,$AR$36:$AZ$47,MATCH(AM$2,$AS$2:$BA$2,0)+1,FALSE)","v":8.5769883653262672E-6},{"$f":"Q698*VLOOKUP($B698,$AR$36:$AZ$47,MATCH(AN$2,$AS$2:$BA$2,0)+1,FALSE)","v":1.66507983835203E-3},{"$f":"R698*VLOOKUP($B698,$AR$36:$BA$47,MATCH(AO$2,$AS$2:$BA$2,0)+1,FALSE)","v":0},0.84038128003389345]
[2006,1,30,1,null,2013,1,30,1,0.25161792922526743,0.3705753212517523,8.7170929771520234E-3,0.10134946193604091,8.8883000000000004E-2,6.7221000000000003E-2,2.028188418606668E-5,2.4450307537640017E-3,0,0.89082911802816278,null,null,0.23823562745219123,8.880515487268606E-2,0.32803151720650936,7.0063246500215642E-2,6.1966786901180619E-2,4.8751506227939457E-3,1.0150652537394905E-5,1.7871641481495757E-3,0,0.79377479835626397,null,{"$f":"J699*VLOOKUP($B699,$AR$36:$AZ$47,MATCH(AG$2,$AS$2:$BA$2,0)+1,FALSE)","v":0.2414370347753971},{"$f":"K699*VLOOKUP($B699,$AR$36:$AZ$47,MATCH(AH$2,$AS$2:$BA$2,0)+1,FALSE)","v":0.31340807080296917},{"$f":"L699*VLOOKUP($B699,$AR$36:$AZ$47,MATCH(AI$2,$AS$2:$BA$2,0)+1,FALSE)","v":6.4438652970665684E-3},{"$f":"M699*VLOOKUP($B699,$AR$36:$AZ$47,MATCH(AJ$2,$AS$2:$BA$2,0)+1,FALSE)","v":8.716014517583108E-2},{"$f":"N699*VLOOKUP($B699,$AR$36:$AZ$47,MATCH(AK$2,$AS$2:$BA$2,0)+1,FALSE)","v":6.9528304547698622E-2},{"$f":"O699*VLOOKUP($B699,$AR$36:$AZ$47,MATCH(AL$2,$AS$2:$BA$2,0)+1,FALSE)","v":5.9572736206402931E-2},{"$f":"P699*VLOOKUP($B699,$AR$36:$AZ$47,MATCH(AM$2,$AS$2:$BA$2,0)+1,FALSE)","v":1.0150652537394905E-5},{"$f":"Q699*VLOOKUP($B699,$AR$36:$AZ$47,MATCH(AN$2,$AS$2:$BA$2,0)+1,FALSE)","v":1.8685507687941382E-3},{"$f":"R699*VLOOKUP($B699,$AR$36:$BA$47,MATCH(AO$2,$AS$2:$BA$2,0)+1,FALSE)","v":0},0.77942885822669694]
[2006,1,30,2,null,2013,1,30,2,0.24184131270812159,0.36149930670645014,8.7170929771520234E-3,9.6067960717174286E-2,8.8136199999999984E-2,6.6386000000000001E-2,2.028188418606668E-5,2.4450307537640017E-3,0,0.86511318574684803,null,null,0.22897898037027176,8.4177359867738513E-2,0.31999747216695523,6.947457113500112E-2,6.1197053230713262E-2,4.8751506227939457E-3,1.0150652537394905E-5,1.7871641481495757E-3,0,0.77049790219416081,null,{"$f":"J700*VLOOKUP($B700,$AR$36:$AZ$47,MATCH(AG$2,$AS$2:$BA$2,0)+1,FALSE)","v":0.2320559969880516},{"$f":"K700*VLOOKUP($B700,$AR$36:$AZ$47,MATCH(AH$2,$AS$2:$BA$2,0)+1,FALSE)","v":0.30573217862640834},{"$f":"L700*VLOOKUP($B700,$AR$36:$AZ$47,MATCH(AI$2,$AS$2:$BA$2,0)+1,FALSE)","v":6.4438652970665684E-3},{"$f":"M700*VLOOKUP($B700,$AR$36:$AZ$47,MATCH(AJ$2,$AS$2:$BA$2,0)+1,FALSE)","v":8.2618074560071419E-2},{"$f":"N700*VLOOKUP($B700,$AR$36:$AZ$47,MATCH(AK$2,$AS$2:$BA$2,0)+1,FALSE)","v":6.8944123795066259E-2},{"$f":"O700*VLOOKUP($B700,$AR$36:$AZ$47,MATCH(AL$2,$AS$2:$BA$2,0)+1,FALSE)","v":5.8832740747657201E-2},{"$f":"P700*VLOOKUP($B700,$AR$36:$AZ$47,MATCH(AM$2,$AS$2:$BA$2,0)+1,FALSE)","v":1.0150652537394905E-5},{"$f":"Q700*VLOOKUP($B700,$AR$36:$AZ$47,MATCH(AN$2,$AS$2:$BA$2,0)+1,FALSE)","v":1.8685507687941382E-3},{"$f":"R700*VLOOKUP($B700,$AR$36:$BA$47,MATCH(AO$2,$AS$2:$BA$2,0)+1,FALSE)","v":0},0.75650568143565278]
[2006,1,30,3,null,2013,1,30,3,0.23535062097884946,0.35899849191410588,8.7170929771520234E-3,9.7056991070356216E-2,8.7943999999999994E-2,6.6057000000000005E-2,2.028188418606668E-5,2.4450307537640017E-3,0,0.85658950957841373,null,null,0.22283349613755829,8.5043975161103721E-2,0.31778376277094322,6.9323066843096706E-2,6.0893768946181821E-2,4.8751506227939457E-3,1.0150652537394905E-5,1.7871641481495757E-3,0,0.76255053528236483,null,{"$f":"J701*VLOOKUP($B701,$AR$36:$AZ$47,MATCH(AG$2,$AS$2:$BA$2,0)+1,FALSE)","v":0.22582792981659944},{"$f":"K701*VLOOKUP($B701,$AR$36:$AZ$47,MATCH(AH$2,$AS$2:$BA$2,0)+1,FALSE)","v":0.30361715505479903},{"$f":"L701*VLOOKUP($B701,$AR$36:$AZ$47,MATCH(AI$2,$AS$2:$BA$2,0)+1,FALSE)","v":6.4438652970665684E-3},{"$f":"M701*VLOOKUP($B701,$AR$36:$AZ$47,MATCH(AJ$2,$AS$2:$BA$2,0)+1,FALSE)","v":8.3468636837560783E-2},{"$f":"N701*VLOOKUP($B701,$AR$36:$AZ$47,MATCH(AK$2,$AS$2:$BA$2,0)+1,FALSE)","v":6.8793776258033679E-2},{"$f":"O701*VLOOKUP($B701,$AR$36:$AZ$47,MATCH(AL$2,$AS$2:$BA$2,0)+1,FALSE)","v":5.8541173674690326E-2},{"$f":"P701*VLOOKUP($B701,$AR$36:$AZ$47,MATCH(AM$2,$AS$2:$BA$2,0)+1,FALSE)","v":1.0150652537394905E-5},{"$f":"Q701*VLOOKUP($B701,$AR$36:$AZ$47,MATCH(AN$2,$AS$2:$BA$2,0)+1,FALSE)","v":1.8685507687941382E-3},{"$f":"R701*VLOOKUP($B701,$AR$36:$BA$47,MATCH(AO$2,$AS$2:$BA$2,0)+1,FALSE)","v":0},0.74857123836008133]
[2006,1,30,4,null,2013,1,30,4,0.2388828904268942,0.35864813527102585,8.7170929771520234E-3,9.6120812974775746E-2,8.7666299999999947E-2,6.5727999999999995E-2,2.028188418606668E-5,2.4450307537640017E-3,0,0.85822854428779782,null,null,0.22617790180402317,8.4223670453231619E-2,0.31747362873178292,6.9104166000943379E-2,6.0590484661650366E-2,4.8751506227939457E-3,1.0150652537394905E-5,1.7871641481495757E-3,0,0.76424231707511248,null,{"$f":"J702*VLOOKUP($B702,$AR$36:$AZ$47,MATCH(AG$2,$AS$2:$BA$2,0)+1,FALSE)","v":0.22921727756375518},{"$f":"K702*VLOOKUP($B702,$AR$36:$AZ$47,MATCH(AH$2,$AS$2:$BA$2,0)+1,FALSE)","v":0.30332084660330849},{"$f":"L702*VLOOKUP($B702,$AR$36:$AZ$47,MATCH(AI$2,$AS$2:$BA$2,0)+1,FALSE)","v":6.4438652970665684E-3},{"$f":"M702*VLOOKUP($B702,$AR$36:$AZ$47,MATCH(AJ$2,$AS$2:$BA$2,0)+1,FALSE)","v":8.2663527297139924E-2},{"$f":"N702*VLOOKUP($B702,$AR$36:$AZ$47,MATCH(AK$2,$AS$2:$BA$2,0)+1,FALSE)","v":6.8576546752133802E-2},{"$f":"O702*VLOOKUP($B702,$AR$36:$AZ$47,MATCH(AL$2,$AS$2:$BA$2,0)+1,FALSE)","v":5.8249606601723444E-2},{"$f":"P702*VLOOKUP($B702,$AR$36:$AZ$47,MATCH(AM$2,$AS$2:$BA$2,0)+1,FALSE)","v":1.0150652537394905E-5},{"$f":"Q702*VLOOKUP($B702,$AR$36:$AZ$47,MATCH(AN$2,$AS$2:$BA$2,0)+1,FALSE)","v":1.8685507687941382E-3},{"$f":"R702*VLOOKUP($B702,$AR$36:$BA$47,MATCH(AO$2,$AS$2:$BA$2,0)+1,FALSE)","v":0},0.75035037153645878]
[2006,1,30,5,null,2013,1,30,5,0.24881184194577816,0.36336693193303082,8.7170929771520234E-3,9.4844841093110949E-2,8.9290600000000039E-2,6.6040000000000001E-2,2.028188418606668E-5,2.4450307537640017E-3,0,0.87353662058702197,null,null,0.23557878194927703,8.3105629188878941E-2,0.32165068516176287,7.0384542802922459E-2,6.0878097721753142E-2,4.8751506227939457E-3,1.0150652537394905E-5,1.7871641481495757E-3,0,0.77827020224807542,null,{"$f":"J703*VLOOKUP($B703,$AR$36:$AZ$47,MATCH(AG$2,$AS$2:$BA$2,0)+1,FALSE)","v":0.23874448661650058},{"$f":"K703*VLOOKUP($B703,$AR$36:$AZ$47,MATCH(AH$2,$AS$2:$BA$2,0)+1,FALSE)","v":0.30731169238698053},{"$f":"L703*VLOOKUP($B703,$AR$36:$AZ$47,MATCH(AI$2,$AS$2:$BA$2,0)+1,FALSE)","v":6.4438652970665684E-3},{"$f":"M703*VLOOKUP($B703,$AR$36:$AZ$47,MATCH(AJ$2,$AS$2:$BA$2,0)+1,FALSE)","v":8.1566196415241737E-2},{"$f":"N703*VLOOKUP($B703,$AR$36:$AZ$47,MATCH(AK$2,$AS$2:$BA$2,0)+1,FALSE)","v":6.9847147711561738E-2},{"$f":"O703*VLOOKUP($B703,$AR$36:$AZ$47,MATCH(AL$2,$AS$2:$BA$2,0)+1,FALSE)","v":5.8526107898883531E-2},{"$f":"P703*VLOOKUP($B703,$AR$36:$AZ$47,MATCH(AM$2,$AS$2:$BA$2,0)+1,FALSE)","v":1.0150652537394905E-5},{"$f":"Q703*VLOOKUP($B703,$AR$36:$AZ$47,MATCH(AN$2,$AS$2:$BA$2,0)+1,FALSE)","v":1.8685507687941382E-3},{"$f":"R703*VLOOKUP($B703,$AR$36:$BA$47,MATCH(AO$2,$AS$2:$BA$2,0)+1,FALSE)","v":0},0.76431819774756626]
[2006,1,30,6,null,2013,1,30,6,0.27073749850547357,0.38207610415468451,8.7170929771520234E-3,9.4157130706259515E-2,9.3018299999999998E-2,6.7879999999999996E-2,2.028188418606668E-5,2.4450307537640017E-3,0,0.91905143898151975,null,null,0.25633832227250986,8.2503038644782728E-2,0.33821195569865758,7.3322953567397681E-2,6.257427730697461E-2,4.8751506227939457E-3,1.0150652537394905E-5,1.7871641481495757E-3,0,0.81962301291380346,null,{"$f":"J704*VLOOKUP($B704,$AR$36:$AZ$47,MATCH(AG$2,$AS$2:$BA$2,0)+1,FALSE)","v":0.2597829933778264},{"$f":"K704*VLOOKUP($B704,$AR$36:$AZ$47,MATCH(AH$2,$AS$2:$BA$2,0)+1,FALSE)","v":0.32313467151171699},{"$f":"L704*VLOOKUP($B704,$AR$36:$AZ$47,MATCH(AI$2,$AS$2:$BA$2,0)+1,FALSE)","v":6.4438652970665684E-3},{"$f":"M704*VLOOKUP($B704,$AR$36:$AZ$47,MATCH(AJ$2,$AS$2:$BA$2,0)+1,FALSE)","v":8.0974768143084505E-2},{"$f":"N704*VLOOKUP($B704,$AR$36:$AZ$47,MATCH(AK$2,$AS$2:$BA$2,0)+1,FALSE)","v":7.2763123329649029E-2},{"$f":"O704*VLOOKUP($B704,$AR$36:$AZ$47,MATCH(AL$2,$AS$2:$BA$2,0)+1,FALSE)","v":6.0156756574442964E-2},{"$f":"P704*VLOOKUP($B704,$AR$36:$AZ$47,MATCH(AM$2,$AS$2:$BA$2,0)+1,FALSE)","v":1.0150652537394905E-5},{"$f":"Q704*VLOOKUP($B704,$AR$36:$AZ$47,MATCH(AN$2,$AS$2:$BA$2,0)+1,FALSE)","v":1.8685507687941382E-3},{"$f":"R704*VLOOKUP($B704,$AR$36:$BA$47,MATCH(AO$2,$AS$2:$BA$2,0)+1,FALSE)","v":0},0.80513487965511787]
[2006,1,30,7,null,2013,1,30,7,0.31152860866734222,0.42648736023699196,8.7170929771520234E-3,0.10162312993702007,0.10562479999999998,7.2697999999999999E-2,2.028188418606668E-5,2.4450307537640017E-3,0,1.0291443044564563,null,null,0.2949599568825938,8.9044950217884722E-2,0.37752458899683955,8.3260200476311275E-2,6.7015686677407774E-2,4.8751506227939457E-3,1.0150652537394905E-5,1.7871641481495757E-3,0,0.91847784867451798,null,{"$f":"J705*VLOOKUP($B705,$AR$36:$AZ$47,MATCH(AG$2,$AS$2:$BA$2,0)+1,FALSE)","v":0.29892362502121389},{"$f":"K705*VLOOKUP($B705,$AR$36:$AZ$47,MATCH(AH$2,$AS$2:$BA$2,0)+1,FALSE)","v":0.36069477142251694},{"$f":"L705*VLOOKUP($B705,$AR$36:$AZ$47,MATCH(AI$2,$AS$2:$BA$2,0)+1,FALSE)","v":6.4438652970665684E-3},{"$f":"M705*VLOOKUP($B705,$AR$36:$AZ$47,MATCH(AJ$2,$AS$2:$BA$2,0)+1,FALSE)","v":8.7395498597937799E-2},{"$f":"N705*VLOOKUP($B705,$AR$36:$AZ$47,MATCH(AK$2,$AS$2:$BA$2,0)+1,FALSE)","v":8.2624498072632072E-2},{"$f":"O705*VLOOKUP($B705,$AR$36:$AZ$47,MATCH(AL$2,$AS$2:$BA$2,0)+1,FALSE)","v":6.4426574682511117E-2},{"$f":"P705*VLOOKUP($B705,$AR$36:$AZ$47,MATCH(AM$2,$AS$2:$BA$2,0)+1,FALSE)","v":1.0150652537394905E-5},{"$f":"Q705*VLOOKUP($B705,$AR$36:$AZ$47,MATCH(AN$2,$AS$2:$BA$2,0)+1,FALSE)","v":1.8685507687941382E-3},{"$f":"R705*VLOOKUP($B705,$AR$36:$BA$47,MATCH(AO$2,$AS$2:$BA$2,0)+1,FALSE)","v":0},0.90238753451520981]
[2006,1,30,8,null,2013,1,30,8,0.34452923190305912,0.48063986080021104,3.922691839718411E-3,0.11731548481571014,0.1130562,7.7529000000000001E-2,9.1268478837300066E-6,2.2270104238224639E-3,0,1.1392286066304047,null,null,0.32620544168203264,0.10279501833564803,0.42546012571924108,8.9118103675367391E-2,7.1469079925345236E-2,2.1938177802572757E-3,4.5677936418277077E-6,1.6278049594606687E-3,0,1.0188739598709942,null,{"$f":"J706*VLOOKUP($B706,$AR$36:$AZ$47,MATCH(AG$2,$AS$2:$BA$2,0)+1,FALSE)","v":0.33058898624687755},{"$f":"K706*VLOOKUP($B706,$AR$36:$AZ$47,MATCH(AH$2,$AS$2:$BA$2,0)+1,FALSE)","v":0.40649337094432725},{"$f":"L706*VLOOKUP($B706,$AR$36:$AZ$47,MATCH(AI$2,$AS$2:$BA$2,0)+1,FALSE)","v":2.899739383679956E-3},{"$f":"M706*VLOOKUP($B706,$AR$36:$AZ$47,MATCH(AJ$2,$AS$2:$BA$2,0)+1,FALSE)","v":0.10089086308483008},{"$f":"N706*VLOOKUP($B706,$AR$36:$AZ$47,MATCH(AK$2,$AS$2:$BA$2,0)+1,FALSE)","v":8.843767542280892E-2},{"$f":"O706*VLOOKUP($B706,$AR$36:$AZ$47,MATCH(AL$2,$AS$2:$BA$2,0)+1,FALSE)","v":6.8707913677960947E-2},{"$f":"P706*VLOOKUP($B706,$AR$36:$AZ$47,MATCH(AM$2,$AS$2:$BA$2,0)+1,FALSE)","v":4.5677936418277077E-6},{"$f":"Q706*VLOOKUP($B706,$AR$36:$AZ$47,MATCH(AN$2,$AS$2:$BA$2,0)+1,FALSE)","v":1.7019344370781187E-3},{"$f":"R706*VLOOKUP($B706,$AR$36:$BA$47,MATCH(AO$2,$AS$2:$BA$2,0)+1,FALSE)","v":0},0.99972505099120457]
[2006,1,30,9,null,2013,1,30,9,0.30958629301772123,0.51082986655050699,0,0.12556784781427444,0.11789159999999999,8.0810999999999994E-2,0,2.0486301538702968E-3,0,1.1467352375363729,null,null,{"$f":"$J707*$AS$6","v":0.29312094330783617},{"$f":"$M707*$AV$6","v":0.1100259632282377},{"$f":"$K707*$AT$6","v":0.45218417565675695},{"$f":"$N707*$AW$6","v":9.2929674190844386E-2},{"$f":"$O707*$AX$6","v":7.4494548076810913E-2},{"$f":"$L707*$AU$6","v":0},{"$f":"$P707*$AY$6","v":0},{"$f":"$Q707*$AZ$6","v":1.4974201687151995E-3},0,{"$f":"SUM(V707:AD707)","v":1.0242527246292015},null,{"$f":"J707*VLOOKUP($B707,$AR$36:$AZ$47,MATCH(AG$2,$AS$2:$BA$2,0)+1,FALSE)","v":0.29705989880549377},{"$f":"K707*VLOOKUP($B707,$AR$36:$AZ$47,MATCH(AH$2,$AS$2:$BA$2,0)+1,FALSE)","v":0.43202607891789163},{"$f":"L707*VLOOKUP($B707,$AR$36:$AZ$47,MATCH(AI$2,$AS$2:$BA$2,0)+1,FALSE)","v":0},{"$f":"M707*VLOOKUP($B707,$AR$36:$AZ$47,MATCH(AJ$2,$AS$2:$BA$2,0)+1,FALSE)","v":0.10798786333780074},{"$f":"N707*VLOOKUP($B707,$AR$36:$AZ$47,MATCH(AK$2,$AS$2:$BA$2,0)+1,FALSE)","v":9.22201441042209E-2},{"$f":"O707*VLOOKUP($B707,$AR$36:$AZ$47,MATCH(AL$2,$AS$2:$BA$2,0)+1,FALSE)","v":7.1616494630779473E-2},{"$f":"P707*VLOOKUP($B707,$AR$36:$AZ$47,MATCH(AM$2,$AS$2:$BA$2,0)+1,FALSE)","v":0},{"$f":"Q707*VLOOKUP($B707,$AR$36:$AZ$47,MATCH(AN$2,$AS$2:$BA$2,0)+1,FALSE)","v":1.5656119838559212E-3},{"$f":"R707*VLOOKUP($B707,$AR$36:$BA$47,MATCH(AO$2,$AS$2:$BA$2,0)+1,FALSE)","v":0},1.0024760917800424]
[2006,1,30,10,null,2013,1,30,10,0.28740380480717664,0.52410610028231508,0,0.12719492076159256,0.12042619999999998,8.2977999999999996E-2,0,2.0486301538702968E-3,0,1.1441576560049544,null,null,0.27211823092735754,0.11145164879494479,0.46393623480392998,9.4927607480443585E-2,7.6492168273101638E-2,0,0,1.4974201687151995E-3,{"$f":"$R708*$BA$6","v":0},1.0204233104484928,null,{"$f":"J708*VLOOKUP($B708,$AR$36:$AZ$47,MATCH(AG$2,$AS$2:$BA$2,0)+1,FALSE)","v":0.27577495224391835},{"$f":"K708*VLOOKUP($B708,$AR$36:$AZ$47,MATCH(AH$2,$AS$2:$BA$2,0)+1,FALSE)","v":0.4432542383845296},{"$f":"L708*VLOOKUP($B708,$AR$36:$AZ$47,MATCH(AI$2,$AS$2:$BA$2,0)+1,FALSE)","v":0},{"$f":"M708*VLOOKUP($B708,$AR$36:$AZ$47,MATCH(AJ$2,$AS$2:$BA$2,0)+1,FALSE)","v":0.10938713977786127},{"$f":"N708*VLOOKUP($B708,$AR$36:$AZ$47,MATCH(AK$2,$AS$2:$BA$2,0)+1,FALSE)","v":9.4202822914641299E-2},{"$f":"O708*VLOOKUP($B708,$AR$36:$AZ$47,MATCH(AL$2,$AS$2:$BA$2,0)+1,FALSE)","v":7.3536937935093236E-2},{"$f":"P708*VLOOKUP($B708,$AR$36:$AZ$47,MATCH(AM$2,$AS$2:$BA$2,0)+1,FALSE)","v":0},{"$f":"Q708*VLOOKUP($B708,$AR$36:$AZ$47,MATCH(AN$2,$AS$2:$BA$2,0)+1,FALSE)","v":1.5656119838559212E-3},{"$f":"R708*VLOOKUP($B708,$AR$36:$BA$47,MATCH(AO$2,$AS$2:$BA$2,0)+1,FALSE)","v":0},{"$f":"SUM(AG708:AO708)","v":0.99772170323989973}]
[2006,1,30,11,null,2013,1,30,11,0.27642933894437749,0.52650007612585248,0,0.12958637433028289,0.12168240000000001,8.3542000000000005E-2,0,2.0486301538702968E-3,0,1.139788819554383,null,null,0.26172744212774102,0.11354710545037733,0.46605537086905885,9.5917824397667051E-2,7.7012084189441263E-2,0,0,1.4974201687151995E-3,0,1.0157572472030008,null,{"$f":"J709*VLOOKUP($B709,$AR$36:$AZ$47,MATCH(AG$2,$AS$2:$BA$2,0)+1,FALSE)","v":0.26524453215693844},{"$f":"K709*VLOOKUP($B709,$AR$36:$AZ$47,MATCH(AH$2,$AS$2:$BA$2,0)+1,FALSE)","v":0.44527890464707937},{"$f":"L709*VLOOKUP($B709,$AR$36:$AZ$47,MATCH(AI$2,$AS$2:$BA$2,0)+1,FALSE)","v":0},{"$f":"M709*VLOOKUP($B709,$AR$36:$AZ$47,MATCH(AJ$2,$AS$2:$BA$2,0)+1,FALSE)","v":0.11144378059515392},{"$f":"N709*VLOOKUP($B709,$AR$36:$AZ$47,MATCH(AK$2,$AS$2:$BA$2,0)+1,FALSE)","v":9.518547939757753E-2},{"$f":"O709*VLOOKUP($B709,$AR$36:$AZ$47,MATCH(AL$2,$AS$2:$BA$2,0)+1,FALSE)","v":7.4036767203036466E-2},{"$f":"P709*VLOOKUP($B709,$AR$36:$AZ$47,MATCH(AM$2,$AS$2:$BA$2,0)+1,FALSE)","v":0},{"$f":"Q709*VLOOKUP($B709,$AR$36:$AZ$47,MATCH(AN$2,$AS$2:$BA$2,0)+1,FALSE)","v":1.5656119838559212E-3},{"$f":"R709*VLOOKUP($B709,$AR$36:$BA$47,MATCH(AO$2,$AS$2:$BA$2,0)+1,FALSE)","v":0},0.99275507598364165]
[2006,1,30,12,null,2013,1,30,12,0.27790618626107905,0.51967605657812355,0,0.12214540664362035,0.1218664,8.4161E-2,0,2.0486301538702968E-3,0,1.127803679636693,null,null,0.26312574330694866,0.10702712719697791,0.46001478112301997,9.6062864926857547E-2,7.7582701125991305E-2,0,0,1.4974201687151995E-3,0,1.0053106378485106,null,{"$f":"J710*VLOOKUP($B710,$AR$36:$AZ$47,MATCH(AG$2,$AS$2:$BA$2,0)+1,FALSE)","v":0.26666162368955809},{"$f":"K710*VLOOKUP($B710,$AR$36:$AZ$47,MATCH(AH$2,$AS$2:$BA$2,0)+1,FALSE)","v":0.43950760073414952},{"$f":"L710*VLOOKUP($B710,$AR$36:$AZ$47,MATCH(AI$2,$AS$2:$BA$2,0)+1,FALSE)","v":0},{"$f":"M710*VLOOKUP($B710,$AR$36:$AZ$47,MATCH(AJ$2,$AS$2:$BA$2,0)+1,FALSE)","v":0.10504457717138574},{"$f":"N710*VLOOKUP($B710,$AR$36:$AZ$47,MATCH(AK$2,$AS$2:$BA$2,0)+1,FALSE)","v":9.532941252356085E-2},{"$f":"O710*VLOOKUP($B710,$AR$36:$AZ$47,MATCH(AL$2,$AS$2:$BA$2,0)+1,FALSE)","v":7.4585338686825209E-2},{"$f":"P710*VLOOKUP($B710,$AR$36:$AZ$47,MATCH(AM$2,$AS$2:$BA$2,0)+1,FALSE)","v":0},{"$f":"Q710*VLOOKUP($B710,$AR$36:$AZ$47,MATCH(AN$2,$AS$2:$BA$2,0)+1,FALSE)","v":1.5656119838559212E-3},{"$f":"R710*VLOOKUP($B710,$AR$36:$BA$47,MATCH(AO$2,$AS$2:$BA$2,0)+1,FALSE)","v":0},0.98269416478933536]
[2006,1,30,13,null,2013,1,30,13,0.27773123548315798,0.51489699871442718,0,0.11991456807351362,0.12208100000000001,8.4760000000000002E-2,0,2.0486301538702968E-3,0,1.1214324324249692,null,null,0.26296009728768605,0.10507240577142844,0.45578438176304481,9.6232026326663431E-2,7.8134881327919389E-2,0,0,1.4974201687151995E-3,0,0.99968121264545728,null,{"$f":"J711*VLOOKUP($B711,$AR$36:$AZ$47,MATCH(AG$2,$AS$2:$BA$2,0)+1,FALSE)","v":0.26649375172120127},{"$f":"K711*VLOOKUP($B711,$AR$36:$AZ$47,MATCH(AH$2,$AS$2:$BA$2,0)+1,FALSE)","v":0.43546579001600055},{"$f":"L711*VLOOKUP($B711,$AR$36:$AZ$47,MATCH(AI$2,$AS$2:$BA$2,0)+1,FALSE)","v":0},{"$f":"M711*VLOOKUP($B711,$AR$36:$AZ$47,MATCH(AJ$2,$AS$2:$BA$2,0)+1,FALSE)","v":0.10312606463150614},{"$f":"N711*VLOOKUP($B711,$AR$36:$AZ$47,MATCH(AK$2,$AS$2:$BA$2,0)+1,FALSE)","v":9.5497282354191429E-2},{"$f":"O711*VLOOKUP($B711,$AR$36:$AZ$47,MATCH(AL$2,$AS$2:$BA$2,0)+1,FALSE)","v":7.5116185728488313E-2},{"$f":"P711*VLOOKUP($B711,$AR$36:$AZ$47,MATCH(AM$2,$AS$2:$BA$2,0)+1,FALSE)","v":0},{"$f":"Q711*VLOOKUP($B711,$AR$36:$AZ$47,MATCH(AN$2,$AS$2:$BA$2,0)+1,FALSE)","v":1.5656119838559212E-3},{"$f":"R711*VLOOKUP($B711,$AR$36:$BA$47,MATCH(AO$2,$AS$2:$BA$2,0)+1,FALSE)","v":0},0.97726468643524367]
[2006,1,30,14,null,2013,1,30,14,0.27356801950484055,0.51118088082323287,0,0.11580411296655692,0.12247010000000003,8.4863999999999995E-2,0,2.0486301538702968E-3,0,1.1099357434485007,null,null,0.25901830198769576,0.1014707132177879,0.45249489182656144,9.6538739750076638E-2,7.8230752347953639E-2,0,0,1.4974201687151995E-3,0,0.98925081929879055,null,{"$f":"J712*VLOOKUP($B712,$AR$36:$AZ$47,MATCH(AG$2,$AS$2:$BA$2,0)+1,FALSE)","v":0.26249898662624405},{"$f":"K712*VLOOKUP($B712,$AR$36:$AZ$47,MATCH(AH$2,$AS$2:$BA$2,0)+1,FALSE)","v":0.43232294354899475},{"$f":"L712*VLOOKUP($B712,$AR$36:$AZ$47,MATCH(AI$2,$AS$2:$BA$2,0)+1,FALSE)","v":0},{"$f":"M712*VLOOKUP($B712,$AR$36:$AZ$47,MATCH(AJ$2,$AS$2:$BA$2,0)+1,FALSE)","v":9.9591089141580241E-2},{"$f":"N712*VLOOKUP($B712,$AR$36:$AZ$47,MATCH(AK$2,$AS$2:$BA$2,0)+1,FALSE)","v":9.5801653980931198E-2},{"$f":"O712*VLOOKUP($B712,$AR$36:$AZ$47,MATCH(AL$2,$AS$2:$BA$2,0)+1,FALSE)","v":7.5208352827541666E-2},{"$f":"P712*VLOOKUP($B712,$AR$36:$AZ$47,MATCH(AM$2,$AS$2:$BA$2,0)+1,FALSE)","v":0},{"$f":"Q712*VLOOKUP($B712,$AR$36:$AZ$47,MATCH(AN$2,$AS$2:$BA$2,0)+1,FALSE)","v":1.5656119838559212E-3},{"$f":"R712*VLOOKUP($B712,$AR$36:$BA$47,MATCH(AO$2,$AS$2:$BA$2,0)+1,FALSE)","v":0},0.96698863810914781]
[2006,1,30,15,null,2013,1,30,15,0.28428068864215977,0.50009524602208544,0,0.10789480315086369,0.12137959999999996,8.4515000000000007E-2,0,2.0486301538702968E-3,0,1.1002139679689793,null,null,0.26916121772297352,9.4540360853786684E-2,0.44268194046559578,9.5679138135499164E-2,7.7909031328800227E-2,0,0,1.4974201687151995E-3,0,0.98146910867537063,null,{"$f":"J713*VLOOKUP($B713,$AR$36:$AZ$47,MATCH(AG$2,$AS$2:$BA$2,0)+1,FALSE)","v":0.27277820273380804},{"$f":"K713*VLOOKUP($B713,$AR$36:$AZ$47,MATCH(AH$2,$AS$2:$BA$2,0)+1,FALSE)","v":0.42294744761764652},{"$f":"L713*VLOOKUP($B713,$AR$36:$AZ$47,MATCH(AI$2,$AS$2:$BA$2,0)+1,FALSE)","v":0},{"$f":"M713*VLOOKUP($B713,$AR$36:$AZ$47,MATCH(AJ$2,$AS$2:$BA$2,0)+1,FALSE)","v":9.2789113298713935E-2},{"$f":"N713*VLOOKUP($B713,$AR$36:$AZ$47,MATCH(AK$2,$AS$2:$BA$2,0)+1,FALSE)","v":9.4948615535904918E-2},{"$f":"O713*VLOOKUP($B713,$AR$36:$AZ$47,MATCH(AL$2,$AS$2:$BA$2,0)+1,FALSE)","v":7.4899061312449153E-2},{"$f":"P713*VLOOKUP($B713,$AR$36:$AZ$47,MATCH(AM$2,$AS$2:$BA$2,0)+1,FALSE)","v":0},{"$f":"Q713*VLOOKUP($B713,$AR$36:$AZ$47,MATCH(AN$2,$AS$2:$BA$2,0)+1,FALSE)","v":1.5656119838559212E-3},{"$f":"R713*VLOOKUP($B713,$AR$36:$BA$47,MATCH(AO$2,$AS$2:$BA$2,0)+1,FALSE)","v":0},0.95992805248237867]
[2006,1,30,16,null,2013,1,30,16,0.30955597163823506,0.49363474968613696,0,0.10539615852315665,0.11872000000000002,8.3932000000000007E-2,0,2.0486301538702968E-3,0,1.113287510001399,null,null,0.29309223457118394,9.2350980477249905E-2,0.43696313974289858,9.3582671877699919E-2,7.7371600514569733E-2,0,0,1.4974201687151995E-3,0,0.9948580473523172,null,{"$f":"J714*VLOOKUP($B714,$AR$36:$AZ$47,MATCH(AG$2,$AS$2:$BA$2,0)+1,FALSE)","v":0.2970308042812046},{"$f":"K714*VLOOKUP($B714,$AR$36:$AZ$47,MATCH(AH$2,$AS$2:$BA$2,0)+1,FALSE)","v":0.41748358756825127},{"$f":"L714*VLOOKUP($B714,$AR$36:$AZ$47,MATCH(AI$2,$AS$2:$BA$2,0)+1,FALSE)","v":0},{"$f":"M714*VLOOKUP($B714,$AR$36:$AZ$47,MATCH(AJ$2,$AS$2:$BA$2,0)+1,FALSE)","v":9.0640288585355389E-2},{"$f":"N714*VLOOKUP($B714,$AR$36:$AZ$47,MATCH(AK$2,$AS$2:$BA$2,0)+1,FALSE)","v":9.286815606924588E-2},{"$f":"O714*VLOOKUP($B714,$AR$36:$AZ$47,MATCH(AL$2,$AS$2:$BA$2,0)+1,FALSE)","v":7.4382393824486567E-2},{"$f":"P714*VLOOKUP($B714,$AR$36:$AZ$47,MATCH(AM$2,$AS$2:$BA$2,0)+1,FALSE)","v":0},{"$f":"Q714*VLOOKUP($B714,$AR$36:$AZ$47,MATCH(AN$2,$AS$2:$BA$2,0)+1,FALSE)","v":1.5656119838559212E-3},{"$f":"R714*VLOOKUP($B714,$AR$36:$BA$47,MATCH(AO$2,$AS$2:$BA$2,0)+1,FALSE)","v":0},0.97397084231239972]
[2006,1,30,17,null,2013,1,30,17,0.36265158626656108,0.49710764649859063,0,0.11259248120547163,0.1158469,8.2146999999999998E-2,0,2.0486301538702968E-3,0,1.1723942441244937,null,null,0.34336395846973972,9.8656594124415659E-2,0.44003733153376767,9.1317911310214911E-2,7.5726121949558675E-2,0,0,1.4974201687151995E-3,0,1.050599337556412,null,{"$f":"J715*VLOOKUP($B715,$AR$36:$AZ$47,MATCH(AG$2,$AS$2:$BA$2,0)+1,FALSE)","v":0.34797807896433525},{"$f":"K715*VLOOKUP($B715,$AR$36:$AZ$47,MATCH(AH$2,$AS$2:$BA$2,0)+1,FALSE)","v":0.4204207337506044},{"$f":"L715*VLOOKUP($B715,$AR$36:$AZ$47,MATCH(AI$2,$AS$2:$BA$2,0)+1,FALSE)","v":0},{"$f":"M715*VLOOKUP($B715,$AR$36:$AZ$47,MATCH(AJ$2,$AS$2:$BA$2,0)+1,FALSE)","v":9.6829098251839177E-2},{"$f":"N715*VLOOKUP($B715,$AR$36:$AZ$47,MATCH(AK$2,$AS$2:$BA$2,0)+1,FALSE)","v":9.0620687241731127E-2},{"$f":"O715*VLOOKUP($B715,$AR$36:$AZ$47,MATCH(AL$2,$AS$2:$BA$2,0)+1,FALSE)","v":7.280048736477264E-2},{"$f":"P715*VLOOKUP($B715,$AR$36:$AZ$47,MATCH(AM$2,$AS$2:$BA$2,0)+1,FALSE)","v":0},{"$f":"Q715*VLOOKUP($B715,$AR$36:$AZ$47,MATCH(AN$2,$AS$2:$BA$2,0)+1,FALSE)","v":1.5656119838559212E-3},{"$f":"R715*VLOOKUP($B715,$AR$36:$BA$47,MATCH(AO$2,$AS$2:$BA$2,0)+1,FALSE)","v":0},1.0302146975571385]
[2006,1,30,18,null,2013,1,30,18,0.43250120843765461,0.5029244497455263,7.700098796484289E-3,0.12549446789096563,0.11294560000000002,8.0296000000000006E-2,1.7915664364358903E-5,2.3987840171097365E-3,0,1.2642785245521047,null,null,0.40949862787293223,0.1099616657437765,0.44518633818628511,8.9030921705103974E-2,7.4019802160295134E-2,4.3063830501346529E-3,8.9664097413654997E-6,1.7533606838822321E-3,0,1.1337660658121511,null,{"$f":"J716*VLOOKUP($B716,$AR$36:$AZ$47,MATCH(AG$2,$AS$2:$BA$2,0)+1,FALSE)","v":0.41500146521147535},{"$f":"K716*VLOOKUP($B716,$AR$36:$AZ$47,MATCH(AH$2,$AS$2:$BA$2,0)+1,FALSE)","v":0.42534020080444007},{"$f":"L716*VLOOKUP($B716,$AR$36:$AZ$47,MATCH(AI$2,$AS$2:$BA$2,0)+1,FALSE)","v":5.692081012408803E-3},{"$f":"M716*VLOOKUP($B716,$AR$36:$AZ$47,MATCH(AJ$2,$AS$2:$BA$2,0)+1,FALSE)","v":0.10792475688763899},{"$f":"N716*VLOOKUP($B716,$AR$36:$AZ$47,MATCH(AK$2,$AS$2:$BA$2,0)+1,FALSE)","v":8.8351159098168958E-2},{"$f":"O716*VLOOKUP($B716,$AR$36:$AZ$47,MATCH(AL$2,$AS$2:$BA$2,0)+1,FALSE)","v":7.1160090246044097E-2},{"$f":"P716*VLOOKUP($B716,$AR$36:$AZ$47,MATCH(AM$2,$AS$2:$BA$2,0)+1,FALSE)","v":8.9664097413654997E-6},{"$f":"Q716*VLOOKUP($B716,$AR$36:$AZ$47,MATCH(AN$2,$AS$2:$BA$2,0)+1,FALSE)","v":1.8332079105513467E-3},{"$f":"R716*VLOOKUP($B716,$AR$36:$BA$47,MATCH(AO$2,$AS$2:$BA$2,0)+1,FALSE)","v":0},1.115311927580469]
[2006,1,30,19,null,2013,1,30,19,0.4781867268594498,0.47209470435316958,8.7170929771520234E-3,0.10816251267731958,0.10280639999999999,7.6076000000000005E-2,2.028188418606668E-5,2.4450307537640017E-3,0,1.2485087495050411,null,null,0.45275436159670401,9.4774935221559956E-2,0.41789599375108527,8.1038557935710645E-2,7.0129651155058939E-2,4.8751506227939457E-3,1.0150652537394905E-5,1.7871641481495757E-3,0,1.1232659650835997,null,{"$f":"J717*VLOOKUP($B717,$AR$36:$AZ$47,MATCH(AG$2,$AS$2:$BA$2,0)+1,FALSE)","v":0.45883846893333635},{"$f":"K717*VLOOKUP($B717,$AR$36:$AZ$47,MATCH(AH$2,$AS$2:$BA$2,0)+1,FALSE)","v":0.39926644339898909},{"$f":"L717*VLOOKUP($B717,$AR$36:$AZ$47,MATCH(AI$2,$AS$2:$BA$2,0)+1,FALSE)","v":6.4438652970665684E-3},{"$f":"M717*VLOOKUP($B717,$AR$36:$AZ$47,MATCH(AJ$2,$AS$2:$BA$2,0)+1,FALSE)","v":9.3019342455782111E-2},{"$f":"N717*VLOOKUP($B717,$AR$36:$AZ$47,MATCH(AK$2,$AS$2:$BA$2,0)+1,FALSE)","v":8.0419818060287376E-2},{"$f":"O717*VLOOKUP($B717,$AR$36:$AZ$47,MATCH(AL$2,$AS$2:$BA$2,0)+1,FALSE)","v":6.7420232957532758E-2},{"$f":"P717*VLOOKUP($B717,$AR$36:$AZ$47,MATCH(AM$2,$AS$2:$BA$2,0)+1,FALSE)","v":1.0150652537394905E-5},{"$f":"Q717*VLOOKUP($B717,$AR$36:$AZ$47,MATCH(AN$2,$AS$2:$BA$2,0)+1,FALSE)","v":1.8685507687941382E-3},{"$f":"R717*VLOOKUP($B717,$AR$36:$BA$47,MATCH(AO$2,$AS$2:$BA$2,0)+1,FALSE)","v":0},1.1072868725243259]
[2006,1,30,20,null,2013,1,30,20,0.47655228418897022,0.45698781877977851,8.7170929771520234E-3,0.10364496757301417,9.8498899999999959E-2,7.3884000000000005E-2,2.028188418606668E-5,2.4450307537640017E-3,0,1.2207503761568652,null,null,0.45120684677399148,9.0816539340925068E-2,0.40452345027418696,7.7643111851536148E-2,6.810898504049076E-2,4.8751506227939457E-3,1.0150652537394905E-5,1.7871641481495757E-3,0,1.0989713987046112,null,{"$f":"J718*VLOOKUP($B718,$AR$36:$AZ$47,MATCH(AG$2,$AS$2:$BA$2,0)+1,FALSE)","v":0.45727015862617348},{"$f":"K718*VLOOKUP($B718,$AR$36:$AZ$47,MATCH(AH$2,$AS$2:$BA$2,0)+1,FALSE)","v":0.38649003981279018},{"$f":"L718*VLOOKUP($B718,$AR$36:$AZ$47,MATCH(AI$2,$AS$2:$BA$2,0)+1,FALSE)","v":6.4438652970665684E-3},{"$f":"M718*VLOOKUP($B718,$AR$36:$AZ$47,MATCH(AJ$2,$AS$2:$BA$2,0)+1,FALSE)","v":8.9134271143039387E-2},{"$f":"N718*VLOOKUP($B718,$AR$36:$AZ$47,MATCH(AK$2,$AS$2:$BA$2,0)+1,FALSE)","v":7.7050296646302543E-2},{"$f":"O718*VLOOKUP($B718,$AR$36:$AZ$47,MATCH(AL$2,$AS$2:$BA$2,0)+1,FALSE)","v":6.5477634100561941E-2},{"$f":"P718*VLOOKUP($B718,$AR$36:$AZ$47,MATCH(AM$2,$AS$2:$BA$2,0)+1,FALSE)","v":1.0150652537394905E-5},{"$f":"Q718*VLOOKUP($B718,$AR$36:$AZ$47,MATCH(AN$2,$AS$2:$BA$2,0)+1,FALSE)","v":1.8685507687941382E-3},{"$f":"R718*VLOOKUP($B718,$AR$36:$BA$47,MATCH(AO$2,$AS$2:$BA$2,0)+1,FALSE)","v":0},1.0837449670472654]
[2006,1,30,21,null,2013,1,30,21,0.44524094331154074,0.4534913815121584,8.7170929771520234E-3,0.11362057848299503,9.5902899999999999E-2,7.2733999999999993E-2,2.028188418606668E-5,2.4450307537640017E-3,0,1.1921722089217965,null,null,0.42156079983579586,9.9557440919362333E-2,0.40142842058402683,7.5596779167957096E-2,6.7048872799727322E-2,4.8751506227939457E-3,1.0150652537394905E-5,1.7871641481495757E-3,0,1.0718647787303504,null,{"$f":"J719*VLOOKUP($B719,$AR$36:$AZ$47,MATCH(AG$2,$AS$2:$BA$2,0)+1,FALSE)","v":0.42722572848733298},{"$f":"K719*VLOOKUP($B719,$AR$36:$AZ$47,MATCH(AH$2,$AS$2:$BA$2,0)+1,FALSE)","v":0.38353298467207836},{"$f":"L719*VLOOKUP($B719,$AR$36:$AZ$47,MATCH(AI$2,$AS$2:$BA$2,0)+1,FALSE)","v":6.4438652970665684E-3},{"$f":"M719*VLOOKUP($B719,$AR$36:$AZ$47,MATCH(AJ$2,$AS$2:$BA$2,0)+1,FALSE)","v":9.7713257933124562E-2},{"$f":"N719*VLOOKUP($B719,$AR$36:$AZ$47,MATCH(AK$2,$AS$2:$BA$2,0)+1,FALSE)","v":7.501958797753773E-2},{"$f":"O719*VLOOKUP($B719,$AR$36:$AZ$47,MATCH(AL$2,$AS$2:$BA$2,0)+1,FALSE)","v":6.4458478678337275E-2},{"$f":"P719*VLOOKUP($B719,$AR$36:$AZ$47,MATCH(AM$2,$AS$2:$BA$2,0)+1,FALSE)","v":1.0150652537394905E-5},{"$f":"Q719*VLOOKUP($B719,$AR$36:$AZ$47,MATCH(AN$2,$AS$2:$BA$2,0)+1,FALSE)","v":1.8685507687941382E-3},{"$f":"R719*VLOOKUP($B719,$AR$36:$BA$47,MATCH(AO$2,$AS$2:$BA$2,0)+1,FALSE)","v":0},1.0562726044668089]
[2006,1,30,22,null,2013,1,30,22,0.40376275304065701,0.43599540000624049,8.7170929771520234E-3,0.11972568907716713,9.2899500000000038E-2,7.1334999999999996E-2,2.028188418606668E-5,2.4450307537640017E-3,0,1.1349007477391668,null,null,0.38228862747832204,0.10490690485803106,0.38594106071608703,7.3229307834420374E-2,6.5759223212920354E-2,4.8751506227939457E-3,1.0150652537394905E-5,1.7871641481495757E-3,0,1.0187975895232617,null,{"$f":"J720*VLOOKUP($B720,$AR$36:$AZ$47,MATCH(AG$2,$AS$2:$BA$2,0)+1,FALSE)","v":0.38742581717860319},{"$f":"K720*VLOOKUP($B720,$AR$36:$AZ$47,MATCH(AH$2,$AS$2:$BA$2,0)+1,FALSE)","v":0.36873604192896192},{"$f":"L720*VLOOKUP($B720,$AR$36:$AZ$47,MATCH(AI$2,$AS$2:$BA$2,0)+1,FALSE)","v":6.4438652970665684E-3},{"$f":"M720*VLOOKUP($B720,$AR$36:$AZ$47,MATCH(AJ$2,$AS$2:$BA$2,0)+1,FALSE)","v":0.10296362942536152},{"$f":"N720*VLOOKUP($B720,$AR$36:$AZ$47,MATCH(AK$2,$AS$2:$BA$2,0)+1,FALSE)","v":7.267019259395982E-2},{"$f":"O720*VLOOKUP($B720,$AR$36:$AZ$47,MATCH(AL$2,$AS$2:$BA$2,0)+1,FALSE)","v":6.3218653951648329E-2},{"$f":"P720*VLOOKUP($B720,$AR$36:$AZ$47,MATCH(AM$2,$AS$2:$BA$2,0)+1,FALSE)","v":1.0150652537394905E-5},{"$f":"Q720*VLOOKUP($B720,$AR$36:$AZ$47,MATCH(AN$2,$AS$2:$BA$2,0)+1,FALSE)","v":1.8685507687941382E-3},{"$f":"R720*VLOOKUP($B720,$AR$36:$BA$47,MATCH(AO$2,$AS$2:$BA$2,0)+1,FALSE)","v":0},1.0033369017969329]
[2006,1,30,23,null,2013,1,30,23,0.35535919371013303,0.41189709805696173,8.7170929771520234E-3,0.11642980221621996,8.8590999999999989E-2,6.8863999999999995E-2,2.028188418606668E-5,2.4450307537640017E-3,0,1.0523234995984168,null,null,0.3364594118753953,0.10201895915473788,0.36460935809805928,6.9833073486500266E-2,6.3481364650375655E-2,4.8751506227939457E-3,1.0150652537394905E-5,1.7871641481495757E-3,0,0.94307463268854941,null,{"$f":"J721*VLOOKUP($B721,$AR$36:$AZ$47,MATCH(AG$2,$AS$2:$BA$2,0)+1,FALSE)","v":0.34098074916091775},{"$f":"K721*VLOOKUP($B721,$AR$36:$AZ$47,MATCH(AH$2,$AS$2:$BA$2,0)+1,FALSE)","v":0.34835529369662083},{"$f":"L721*VLOOKUP($B721,$AR$36:$AZ$47,MATCH(AI$2,$AS$2:$BA$2,0)+1,FALSE)","v":6.4438652970665684E-3},{"$f":"M721*VLOOKUP($B721,$AR$36:$AZ$47,MATCH(AJ$2,$AS$2:$BA$2,0)+1,FALSE)","v":0.1001291794756957},{"$f":"N721*VLOOKUP($B721,$AR$36:$AZ$47,MATCH(AK$2,$AS$2:$BA$2,0)+1,FALSE)","v":6.9299888934725065E-2},{"$f":"O721*VLOOKUP($B721,$AR$36:$AZ$47,MATCH(AL$2,$AS$2:$BA$2,0)+1,FALSE)","v":6.1028799127024753E-2},{"$f":"P721*VLOOKUP($B721,$AR$36:$AZ$47,MATCH(AM$2,$AS$2:$BA$2,0)+1,FALSE)","v":1.0150652537394905E-5},{"$f":"Q721*VLOOKUP($B721,$AR$36:$AZ$47,MATCH(AN$2,$AS$2:$BA$2,0)+1,FALSE)","v":1.8685507687941382E-3},{"$f":"R721*VLOOKUP($B721,$AR$36:$BA$47,MATCH(AO$2,$AS$2:$BA$2,0)+1,FALSE)","v":0},0.92811647711338208]
[2006,1,30,24,null,2013,1,30,24,0.25436116156721439,0.4088317837292525,8.7170929771520234E-3,0.13361347900195522,8.6879499999999985E-2,6.7090999999999998E-2,2.028188418606668E-5,2.4450307537640017E-3,0,0.96195932991352417,null,null,0.24083296095796772,0.11707576408580322,0.36189595639004263,6.8483960085904877E-2,6.1846948126137793E-2,4.8751506227939457E-3,1.0150652537394905E-5,1.7871641481495757E-3,0,0.8568080550693371,null,{"$f":"J722*VLOOKUP($B722,$AR$36:$AZ$47,MATCH(AG$2,$AS$2:$BA$2,0)+1,FALSE)","v":0.24406927121569738},{"$f":"K722*VLOOKUP($B722,$AR$36:$AZ$47,MATCH(AH$2,$AS$2:$BA$2,0)+1,FALSE)","v":0.34576285379369648},{"$f":"L722*VLOOKUP($B722,$AR$36:$AZ$47,MATCH(AI$2,$AS$2:$BA$2,0)+1,FALSE)","v":6.4438652970665684E-3},{"$f":"M722*VLOOKUP($B722,$AR$36:$AZ$47,MATCH(AJ$2,$AS$2:$BA$2,0)+1,FALSE)","v":0.11490707503319185},{"$f":"N722*VLOOKUP($B722,$AR$36:$AZ$47,MATCH(AK$2,$AS$2:$BA$2,0)+1,FALSE)","v":6.7961076189505101E-2},{"$f":"O722*VLOOKUP($B722,$AR$36:$AZ$47,MATCH(AL$2,$AS$2:$BA$2,0)+1,FALSE)","v":5.9457527332586226E-2},{"$f":"P722*VLOOKUP($B722,$AR$36:$AZ$47,MATCH(AM$2,$AS$2:$BA$2,0)+1,FALSE)","v":1.0150652537394905E-5},{"$f":"Q722*VLOOKUP($B722,$AR$36:$AZ$47,MATCH(AN$2,$AS$2:$BA$2,0)+1,FALSE)","v":1.8685507687941382E-3},{"$f":"R722*VLOOKUP($B722,$AR$36:$BA$47,MATCH(AO$2,$AS$2:$BA$2,0)+1,FALSE)","v":0},0.8404803702830751]
[2006,1,31,1,null,2013,1,31,1,0.26034725323675406,0.38491141625321001,8.7170929771520234E-3,0.10574216818840215,8.5543900000000006E-2,6.5508999999999998E-2,2.028188418606668E-5,2.4450307537640017E-3,0,0.91323614329346825,null,null,0.24650068228955202,9.2654163556100039E-2,0.3407217605240076,6.7431155027280781E-2,6.0388602417539766E-2,4.8751506227939457E-3,1.0150652537394905E-5,1.7871641481495757E-3,0,0.81436882923796117,null,{"$f":"J723*VLOOKUP($B723,$AR$36:$AZ$47,MATCH(AG$2,$AS$2:$BA$2,0)+1,FALSE)","v":0.24981315531424844},{"$f":"K723*VLOOKUP($B723,$AR$36:$AZ$47,MATCH(AH$2,$AS$2:$BA$2,0)+1,FALSE)","v":0.32553259075771968},{"$f":"L723*VLOOKUP($B723,$AR$36:$AZ$47,MATCH(AI$2,$AS$2:$BA$2,0)+1,FALSE)","v":6.4438652970665684E-3},{"$f":"M723*VLOOKUP($B723,$AR$36:$AZ$47,MATCH(AJ$2,$AS$2:$BA$2,0)+1,FALSE)","v":9.093785555886405E-2},{"$f":"N723*VLOOKUP($B723,$AR$36:$AZ$47,MATCH(AK$2,$AS$2:$BA$2,0)+1,FALSE)","v":6.6916309433726104E-2},{"$f":"O723*VLOOKUP($B723,$AR$36:$AZ$47,MATCH(AL$2,$AS$2:$BA$2,0)+1,FALSE)","v":5.8055523960447622E-2},{"$f":"P723*VLOOKUP($B723,$AR$36:$AZ$47,MATCH(AM$2,$AS$2:$BA$2,0)+1,FALSE)","v":1.0150652537394905E-5},{"$f":"Q723*VLOOKUP($B723,$AR$36:$AZ$47,MATCH(AN$2,$AS$2:$BA$2,0)+1,FALSE)","v":1.8685507687941382E-3},{"$f":"R723*VLOOKUP($B723,$AR$36:$BA$47,MATCH(AO$2,$AS$2:$BA$2,0)+1,FALSE)","v":0},0.79957800174340388]
[2006,1,31,2,null,2013,1,31,2,0.25045344310833645,0.3751680658999097,8.7170929771520234E-3,0.10040804839443646,8.3935900000000022E-2,6.4561999999999994E-2,2.028188418606668E-5,2.4450307537640017E-3,0,0.88570986301778487,null,null,0.23713307453960428,8.7980262724623268E-2,0.33209699299153511,6.6163626924355068E-2,5.9515623033189372E-2,4.8751506227939457E-3,1.0150652537394905E-5,1.7871641481495757E-3,0,0.789562045636788,null,{"$f":"J724*VLOOKUP($B724,$AR$36:$AZ$47,MATCH(AG$2,$AS$2:$BA$2,0)+1,FALSE)","v":0.24031966577083294},{"$f":"K724*VLOOKUP($B724,$AR$36:$AZ$47,MATCH(AH$2,$AS$2:$BA$2,0)+1,FALSE)","v":0.3172923101392735},{"$f":"L724*VLOOKUP($B724,$AR$36:$AZ$47,MATCH(AI$2,$AS$2:$BA$2,0)+1,FALSE)","v":6.4438652970665684E-3},{"$f":"M724*VLOOKUP($B724,$AR$36:$AZ$47,MATCH(AJ$2,$AS$2:$BA$2,0)+1,FALSE)","v":8.6350533172083882E-2},{"$f":"N724*VLOOKUP($B724,$AR$36:$AZ$47,MATCH(AK$2,$AS$2:$BA$2,0)+1,FALSE)","v":6.5658459071871775E-2},{"$f":"O724*VLOOKUP($B724,$AR$36:$AZ$47,MATCH(AL$2,$AS$2:$BA$2,0)+1,FALSE)","v":5.7216271625798273E-2},{"$f":"P724*VLOOKUP($B724,$AR$36:$AZ$47,MATCH(AM$2,$AS$2:$BA$2,0)+1,FALSE)","v":1.0150652537394905E-5},{"$f":"Q724*VLOOKUP($B724,$AR$36:$AZ$47,MATCH(AN$2,$AS$2:$BA$2,0)+1,FALSE)","v":1.8685507687941382E-3},{"$f":"R724*VLOOKUP($B724,$AR$36:$BA$47,MATCH(AO$2,$AS$2:$BA$2,0)+1,FALSE)","v":0},0.77515980649825833]
[2006,1,31,3,null,2013,1,31,3,0.24381285078201773,0.37256713857942197,8.7170929771520234E-3,0.10135536460735391,8.4259400000000012E-2,6.5098000000000003E-2,2.028188418606668E-5,2.4450307537640017E-3,0,0.87827515958389568,null,null,0.2308456621744131,8.8810326953820962E-2,0.32979466446031641,6.6418630246056848E-2,6.0009727521058237E-2,4.8751506227939457E-3,1.0150652537394905E-5,1.7871641481495757E-3,0,0.7825514767791466,null,{"$f":"J725*VLOOKUP($B725,$AR$36:$AZ$47,MATCH(AG$2,$AS$2:$BA$2,0)+1,FALSE)","v":0.23394776323846903},{"$f":"K725*VLOOKUP($B725,$AR$36:$AZ$47,MATCH(AH$2,$AS$2:$BA$2,0)+1,FALSE)","v":0.31509261801984328},{"$f":"L725*VLOOKUP($B725,$AR$36:$AZ$47,MATCH(AI$2,$AS$2:$BA$2,0)+1,FALSE)","v":6.4438652970665684E-3},{"$f":"M725*VLOOKUP($B725,$AR$36:$AZ$47,MATCH(AJ$2,$AS$2:$BA$2,0)+1,FALSE)","v":8.7165221450324681E-2},{"$f":"N725*VLOOKUP($B725,$AR$36:$AZ$47,MATCH(AK$2,$AS$2:$BA$2,0)+1,FALSE)","v":6.5911515410217461E-2},{"$f":"O725*VLOOKUP($B725,$AR$36:$AZ$47,MATCH(AL$2,$AS$2:$BA$2,0)+1,FALSE)","v":5.7691286674765599E-2},{"$f":"P725*VLOOKUP($B725,$AR$36:$AZ$47,MATCH(AM$2,$AS$2:$BA$2,0)+1,FALSE)","v":1.0150652537394905E-5},{"$f":"Q725*VLOOKUP($B725,$AR$36:$AZ$47,MATCH(AN$2,$AS$2:$BA$2,0)+1,FALSE)","v":1.8685507687941382E-3},{"$f":"R725*VLOOKUP($B725,$AR$36:$BA$47,MATCH(AO$2,$AS$2:$BA$2,0)+1,FALSE)","v":0},0.76813097151201815]
[2006,1,31,4,null,2013,1,31,4,0.24793392091929958,0.37200436823654631,8.7170929771520234E-3,0.10012079665925486,8.3846699999999996E-2,6.5351999999999993E-2,2.028188418606668E-5,2.4450307537640017E-3,0,0.88044019143020291,null,null,0.23474755316029297,8.7728564942089929E-2,0.32929650282130396,6.6093313798247483E-2,6.0243874050757283E-2,4.8751506227939457E-3,1.0150652537394905E-5,1.7871641481495757E-3,0,0.78478227419617264,null,{"$f":"J726*VLOOKUP($B726,$AR$36:$AZ$47,MATCH(AG$2,$AS$2:$BA$2,0)+1,FALSE)","v":0.23790208778565178},{"$f":"K726*VLOOKUP($B726,$AR$36:$AZ$47,MATCH(AH$2,$AS$2:$BA$2,0)+1,FALSE)","v":0.3146166641250453},{"$f":"L726*VLOOKUP($B726,$AR$36:$AZ$47,MATCH(AI$2,$AS$2:$BA$2,0)+1,FALSE)","v":6.4438652970665684E-3},{"$f":"M726*VLOOKUP($B726,$AR$36:$AZ$47,MATCH(AJ$2,$AS$2:$BA$2,0)+1,FALSE)","v":8.6103497791114258E-2},{"$f":"N726*VLOOKUP($B726,$AR$36:$AZ$47,MATCH(AK$2,$AS$2:$BA$2,0)+1,FALSE)","v":6.5588682795579833E-2},{"$f":"O726*VLOOKUP($B726,$AR$36:$AZ$47,MATCH(AL$2,$AS$2:$BA$2,0)+1,FALSE)","v":5.7916387089761295E-2},{"$f":"P726*VLOOKUP($B726,$AR$36:$AZ$47,MATCH(AM$2,$AS$2:$BA$2,0)+1,FALSE)","v":1.0150652537394905E-5},{"$f":"Q726*VLOOKUP($B726,$AR$36:$AZ$47,MATCH(AN$2,$AS$2:$BA$2,0)+1,FALSE)","v":1.8685507687941382E-3},{"$f":"R726*VLOOKUP($B726,$AR$36:$BA$47,MATCH(AO$2,$AS$2:$BA$2,0)+1,FALSE)","v":0},0.77044988630555056]
[2006,1,31,5,null,2013,1,31,5,0.25854702385656558,0.37651392068356343,8.7170929771520234E-3,9.8842892162819398E-2,8.53183E-2,6.6050999999999999E-2,2.028188418606668E-5,2.4450307537640017E-3,0,0.89645554231805036,null,null,0.24479619812474074,8.6608830268115333E-2,0.33328833726435475,6.7253322726273282E-2,6.0888237925795223E-2,4.8751506227939457E-3,1.0150652537394905E-5,1.7871641481495757E-3,0,0.79950739173276031,null,{"$f":"J727*VLOOKUP($B727,$AR$36:$AZ$47,MATCH(AG$2,$AS$2:$BA$2,0)+1,FALSE)","v":0.24808576631296972},{"$f":"K727*VLOOKUP($B727,$AR$36:$AZ$47,MATCH(AH$2,$AS$2:$BA$2,0)+1,FALSE)","v":0.3184305450058077},{"$f":"L727*VLOOKUP($B727,$AR$36:$AZ$47,MATCH(AI$2,$AS$2:$BA$2,0)+1,FALSE)","v":6.4438652970665684E-3},{"$f":"M727*VLOOKUP($B727,$AR$36:$AZ$47,MATCH(AJ$2,$AS$2:$BA$2,0)+1,FALSE)","v":8.500450486798998E-2},{"$f":"N727*VLOOKUP($B727,$AR$36:$AZ$47,MATCH(AK$2,$AS$2:$BA$2,0)+1,FALSE)","v":6.6739834905346532E-2},{"$f":"O727*VLOOKUP($B727,$AR$36:$AZ$47,MATCH(AL$2,$AS$2:$BA$2,0)+1,FALSE)","v":5.8535856342052633E-2},{"$f":"P727*VLOOKUP($B727,$AR$36:$AZ$47,MATCH(AM$2,$AS$2:$BA$2,0)+1,FALSE)","v":1.0150652537394905E-5},{"$f":"Q727*VLOOKUP($B727,$AR$36:$AZ$47,MATCH(AN$2,$AS$2:$BA$2,0)+1,FALSE)","v":1.8685507687941382E-3},{"$f":"R727*VLOOKUP($B727,$AR$36:$BA$47,MATCH(AO$2,$AS$2:$BA$2,0)+1,FALSE)","v":0},0.78511907415256454]
[2006,1,31,6,null,2013,1,31,6,0.28150079729978694,0.39506328358771947,8.7170929771520234E-3,9.8735664848767321E-2,9.0515999999999985E-2,6.8695999999999993E-2,2.028188418606668E-5,2.4450307537640017E-3,0,0.94569415135137569,null,null,0.2665291749260304,8.6514874779363093E-2,0.34970814535117206,7.1350481196781362E-2,6.3326496079551084E-2,4.8751506227939457E-3,1.0150652537394905E-5,1.7871641481495757E-3,0,0.84410163775637903,null,{"$f":"J728*VLOOKUP($B728,$AR$36:$AZ$47,MATCH(AG$2,$AS$2:$BA$2,0)+1,FALSE)","v":0.27011079057932913},{"$f":"K728*VLOOKUP($B728,$AR$36:$AZ$47,MATCH(AH$2,$AS$2:$BA$2,0)+1,FALSE)","v":0.33411836799083122},{"$f":"L728*VLOOKUP($B728,$AR$36:$AZ$47,MATCH(AI$2,$AS$2:$BA$2,0)+1,FALSE)","v":6.4438652970665684E-3},{"$f":"M728*VLOOKUP($B728,$AR$36:$AZ$47,MATCH(AJ$2,$AS$2:$BA$2,0)+1,FALSE)","v":8.4912289792733922E-2},{"$f":"N728*VLOOKUP($B728,$AR$36:$AZ$47,MATCH(AK$2,$AS$2:$BA$2,0)+1,FALSE)","v":7.080571104080069E-2},{"$f":"O728*VLOOKUP($B728,$AR$36:$AZ$47,MATCH(AL$2,$AS$2:$BA$2,0)+1,FALSE)","v":6.0879913813169324E-2},{"$f":"P728*VLOOKUP($B728,$AR$36:$AZ$47,MATCH(AM$2,$AS$2:$BA$2,0)+1,FALSE)","v":1.0150652537394905E-5},{"$f":"Q728*VLOOKUP($B728,$AR$36:$AZ$47,MATCH(AN$2,$AS$2:$BA$2,0)+1,FALSE)","v":1.8685507687941382E-3},{"$f":"R728*VLOOKUP($B728,$AR$36:$BA$47,MATCH(AO$2,$AS$2:$BA$2,0)+1,FALSE)","v":0},0.82914963993526236]
[2006,1,31,7,null,2013,1,31,7,0.32424867670020496,0.44081820298280128,8.7170929771520234E-3,0.10628838232931449,0.10253949999999999,7.4416999999999997E-2,2.028188418606668E-5,2.4450307537640017E-3,0,1.059494167627423,null,null,0.30700350798554638,9.3132771241338494E-2,0.39021018304254262,8.0828170342009842E-2,6.860032401816632E-2,4.8751506227939457E-3,1.0150652537394905E-5,1.7871641481495757E-3,0,0.94644742205308463,null,{"$f":"J729*VLOOKUP($B729,$AR$36:$AZ$47,MATCH(AG$2,$AS$2:$BA$2,0)+1,FALSE)","v":0.31112901721028252},{"$f":"K729*VLOOKUP($B729,$AR$36:$AZ$47,MATCH(AH$2,$AS$2:$BA$2,0)+1,FALSE)","v":0.37281484936719361},{"$f":"L729*VLOOKUP($B729,$AR$36:$AZ$47,MATCH(AI$2,$AS$2:$BA$2,0)+1,FALSE)","v":6.4438652970665684E-3},{"$f":"M729*VLOOKUP($B729,$AR$36:$AZ$47,MATCH(AJ$2,$AS$2:$BA$2,0)+1,FALSE)","v":9.1407597606918092E-2},{"$f":"N729*VLOOKUP($B729,$AR$36:$AZ$47,MATCH(AK$2,$AS$2:$BA$2,0)+1,FALSE)","v":8.0211036803086555E-2},{"$f":"O729*VLOOKUP($B729,$AR$36:$AZ$47,MATCH(AL$2,$AS$2:$BA$2,0)+1,FALSE)","v":6.5949990483210402E-2},{"$f":"P729*VLOOKUP($B729,$AR$36:$AZ$47,MATCH(AM$2,$AS$2:$BA$2,0)+1,FALSE)","v":1.0150652537394905E-5},{"$f":"Q729*VLOOKUP($B729,$AR$36:$AZ$47,MATCH(AN$2,$AS$2:$BA$2,0)+1,FALSE)","v":1.8685507687941382E-3},{"$f":"R729*VLOOKUP($B729,$AR$36:$BA$47,MATCH(AO$2,$AS$2:$BA$2,0)+1,FALSE)","v":0},0.92983505818908929]
[2006,1,31,8,null,2013,1,31,8,0.35819982500442804,0.49660608093800063,3.7774069567658771E-3,0.12309519355502148,0.11045550000000001,8.0425999999999997E-2,8.788816480628895E-6,2.2204037471575686E-3,0,1.1747891990178543,null,null,0.33914896416938478,0.10785935631938071,0.43959334807781841,8.7068066152183987E-2,7.4139640935337953E-2,2.1125652698773764E-3,4.398616099537792E-6,1.6229758931367623E-3,0,1.0515493154332196,null,{"$f":"J730*VLOOKUP($B730,$AR$36:$AZ$47,MATCH(AG$2,$AS$2:$BA$2,0)+1,FALSE)","v":0.34370644362433084},{"$f":"K730*VLOOKUP($B730,$AR$36:$AZ$47,MATCH(AH$2,$AS$2:$BA$2,0)+1,FALSE)","v":0.41999654280827525},{"$f":"L730*VLOOKUP($B730,$AR$36:$AZ$47,MATCH(AI$2,$AS$2:$BA$2,0)+1,FALSE)","v":2.7923416287288466E-3},{"$f":"M730*VLOOKUP($B730,$AR$36:$AZ$47,MATCH(AJ$2,$AS$2:$BA$2,0)+1,FALSE)","v":0.10586139024076414},{"$f":"N730*VLOOKUP($B730,$AR$36:$AZ$47,MATCH(AK$2,$AS$2:$BA$2,0)+1,FALSE)","v":8.6403290201369512E-2},{"$f":"O730*VLOOKUP($B730,$AR$36:$AZ$47,MATCH(AL$2,$AS$2:$BA$2,0)+1,FALSE)","v":7.1275299119860788E-2},{"$f":"P730*VLOOKUP($B730,$AR$36:$AZ$47,MATCH(AM$2,$AS$2:$BA$2,0)+1,FALSE)","v":4.398616099537792E-6},{"$f":"Q730*VLOOKUP($B730,$AR$36:$AZ$47,MATCH(AN$2,$AS$2:$BA$2,0)+1,FALSE)","v":1.6968854573291483E-3},{"$f":"R730*VLOOKUP($B730,$AR$36:$BA$47,MATCH(AO$2,$AS$2:$BA$2,0)+1,FALSE)","v":0},1.0317365916967582]
[2006,1,31,9,null,2013,1,31,9,0.32201299089769436,0.52715612567724912,0,0.1322203668393262,0.1158739,8.3226999999999995E-2,0,2.0486301538702968E-3,4.9824000000000027E-4,1.1830372535681399,null,null,0.30488672715205406,0.11585508132149445,0.46663610282114992,9.1339194431346124E-2,7.6721705619145195E-2,0,0,1.4974201687151995E-3,4.9824000000000027E-4,1.057434471513905,null,{"$f":"J731*VLOOKUP($B731,$AR$36:$AZ$47,MATCH(AG$2,$AS$2:$BA$2,0)+1,FALSE)","v":0.30898379110294755},{"$f":"K731*VLOOKUP($B731,$AR$36:$AZ$47,MATCH(AH$2,$AS$2:$BA$2,0)+1,FALSE)","v":0.44583374792039787},{"$f":"L731*VLOOKUP($B731,$AR$36:$AZ$47,MATCH(AI$2,$AS$2:$BA$2,0)+1,FALSE)","v":0},{"$f":"M731*VLOOKUP($B731,$AR$36:$AZ$47,MATCH(AJ$2,$AS$2:$BA$2,0)+1,FALSE)","v":0.11370900396284331},{"$f":"N731*VLOOKUP($B731,$AR$36:$AZ$47,MATCH(AK$2,$AS$2:$BA$2,0)+1,FALSE)","v":9.0641807863478682E-2},{"$f":"O731*VLOOKUP($B731,$AR$36:$AZ$47,MATCH(AL$2,$AS$2:$BA$2,0)+1,FALSE)","v":7.3757607239557529E-2},{"$f":"P731*VLOOKUP($B731,$AR$36:$AZ$47,MATCH(AM$2,$AS$2:$BA$2,0)+1,FALSE)","v":0},{"$f":"Q731*VLOOKUP($B731,$AR$36:$AZ$47,MATCH(AN$2,$AS$2:$BA$2,0)+1,FALSE)","v":1.5656119838559212E-3},{"$f":"R731*VLOOKUP($B731,$AR$36:$BA$47,MATCH(AO$2,$AS$2:$BA$2,0)+1,FALSE)","v":4.9824000000000027E-4},1.0349898100730808]
[2006,1,31,10,null,2013,1,31,10,0.29888036522702366,0.54086689518097408,0,0.13420238770824228,0.11973589999999996,8.5823999999999998E-2,0,2.0486301538702968E-3,6.8384000000000012E-4,1.1822420182701101,null,null,0.28298441038060085,0.11759178191035466,0.47877281097317548,9.4383469016855501E-2,7.9115715609808318E-2,0,0,1.4974201687151995E-3,6.8384000000000012E-4,1.0550294480595099,null,{"$f":"J732*VLOOKUP($B732,$AR$36:$AZ$47,MATCH(AG$2,$AS$2:$BA$2,0)+1,FALSE)","v":0.28678715127806531},{"$f":"K732*VLOOKUP($B732,$AR$36:$AZ$47,MATCH(AH$2,$AS$2:$BA$2,0)+1,FALSE)","v":0.45742940897216927},{"$f":"L732*VLOOKUP($B732,$AR$36:$AZ$47,MATCH(AI$2,$AS$2:$BA$2,0)+1,FALSE)","v":0},{"$f":"M732*VLOOKUP($B732,$AR$36:$AZ$47,MATCH(AJ$2,$AS$2:$BA$2,0)+1,FALSE)","v":0.11541353424229632},{"$f":"N732*VLOOKUP($B732,$AR$36:$AZ$47,MATCH(AK$2,$AS$2:$BA$2,0)+1,FALSE)","v":9.3662839018628818E-2},{"$f":"O732*VLOOKUP($B732,$AR$36:$AZ$47,MATCH(AL$2,$AS$2:$BA$2,0)+1,FALSE)","v":7.6059126049572684E-2},{"$f":"P732*VLOOKUP($B732,$AR$36:$AZ$47,MATCH(AM$2,$AS$2:$BA$2,0)+1,FALSE)","v":0},{"$f":"Q732*VLOOKUP($B732,$AR$36:$AZ$47,MATCH(AN$2,$AS$2:$BA$2,0)+1,FALSE)","v":1.5656119838559212E-3},{"$f":"R732*VLOOKUP($B732,$AR$36:$BA$47,MATCH(AO$2,$AS$2:$BA$2,0)+1,FALSE)","v":6.8384000000000012E-4},1.0316015115445882]
[2006,1,31,11,null,2013,1,31,11,0.28735821242911219,0.54371449660855653,0,0.13650898885567012,0.12063910000000007,8.6474999999999996E-2,0,2.0486301538702968E-3,6.9759999999999993E-4,1.1774420280472093,null,null,0.27207506338032039,0.11961288856661015,0.48129349425433415,9.5095428831882017E-2,7.9715831321753527E-2,0,0,1.4974201687151995E-3,6.9759999999999993E-4,1.0499877265236155,null,{"$f":"J733*VLOOKUP($B733,$AR$36:$AZ$47,MATCH(AG$2,$AS$2:$BA$2,0)+1,FALSE)","v":0.27573120461193468},{"$f":"K733*VLOOKUP($B733,$AR$36:$AZ$47,MATCH(AH$2,$AS$2:$BA$2,0)+1,FALSE)","v":0.45983772171900789},{"$f":"L733*VLOOKUP($B733,$AR$36:$AZ$47,MATCH(AI$2,$AS$2:$BA$2,0)+1,FALSE)","v":0},{"$f":"M733*VLOOKUP($B733,$AR$36:$AZ$47,MATCH(AJ$2,$AS$2:$BA$2,0)+1,FALSE)","v":0.11739720230557052},{"$f":"N733*VLOOKUP($B733,$AR$36:$AZ$47,MATCH(AK$2,$AS$2:$BA$2,0)+1,FALSE)","v":9.4369362928347078E-2},{"$f":"O733*VLOOKUP($B733,$AR$36:$AZ$47,MATCH(AL$2,$AS$2:$BA$2,0)+1,FALSE)","v":7.6636056640762451E-2},{"$f":"P733*VLOOKUP($B733,$AR$36:$AZ$47,MATCH(AM$2,$AS$2:$BA$2,0)+1,FALSE)","v":0},{"$f":"Q733*VLOOKUP($B733,$AR$36:$AZ$47,MATCH(AN$2,$AS$2:$BA$2,0)+1,FALSE)","v":1.5656119838559212E-3},{"$f":"R733*VLOOKUP($B733,$AR$36:$BA$47,MATCH(AO$2,$AS$2:$BA$2,0)+1,FALSE)","v":6.9759999999999993E-4},1.0262347601894786]
[2006,1,31,12,null,2013,1,31,12,0.28805147568789374,0.53744292069896515,0,0.12887474767736823,0.12108100000000001,8.6249999999999993E-2,0,2.0486301538702968E-3,7.0592000000000007E-4,1.1644546942180971,null,null,0.27273145542660221,0.11292355882352401,0.47574192499723988,9.5443762581062866E-2,7.9508418057256336E-2,0,0,1.4974201687151995E-3,7.0592000000000007E-4,1.0385524600544005,null,{"$f":"J734*VLOOKUP($B734,$AR$36:$AZ$47,MATCH(AG$2,$AS$2:$BA$2,0)+1,FALSE)","v":0.27639641724616271},{"$f":"K734*VLOOKUP($B734,$AR$36:$AZ$47,MATCH(AH$2,$AS$2:$BA$2,0)+1,FALSE)","v":0.45453363805774299},{"$f":"L734*VLOOKUP($B734,$AR$36:$AZ$47,MATCH(AI$2,$AS$2:$BA$2,0)+1,FALSE)","v":0},{"$f":"M734*VLOOKUP($B734,$AR$36:$AZ$47,MATCH(AJ$2,$AS$2:$BA$2,0)+1,FALSE)","v":0.11083178442670681},{"$f":"N734*VLOOKUP($B734,$AR$36:$AZ$47,MATCH(AK$2,$AS$2:$BA$2,0)+1,FALSE)","v":9.4715037104282002E-2},{"$f":"O734*VLOOKUP($B734,$AR$36:$AZ$47,MATCH(AL$2,$AS$2:$BA$2,0)+1,FALSE)","v":7.6436656666848943E-2},{"$f":"P734*VLOOKUP($B734,$AR$36:$AZ$47,MATCH(AM$2,$AS$2:$BA$2,0)+1,FALSE)","v":0},{"$f":"Q734*VLOOKUP($B734,$AR$36:$AZ$47,MATCH(AN$2,$AS$2:$BA$2,0)+1,FALSE)","v":1.5656119838559212E-3},{"$f":"R734*VLOOKUP($B734,$AR$36:$BA$47,MATCH(AO$2,$AS$2:$BA$2,0)+1,FALSE)","v":7.0592000000000007E-4},1.0151850654855992]
[2006,1,31,13,null,2013,1,31,13,0.28724639393942963,0.53314633472584183,0,0.12654743718607095,0.12172250000000003,8.5605000000000001E-2,0,2.0486301538702968E-3,6.6752000000000001E-4,1.1569838160052126,null,null,0.27196919195799246,0.11088430607695382,0.47193860746705185,9.5949433773865639E-2,7.8913833365697725E-2,0,0,1.4974201687151995E-3,6.6752000000000001E-4,1.0318203128102768,null,{"$f":"J735*VLOOKUP($B735,$AR$36:$AZ$47,MATCH(AG$2,$AS$2:$BA$2,0)+1,FALSE)","v":0.27562391049078383},{"$f":"K735*VLOOKUP($B735,$AR$36:$AZ$47,MATCH(AH$2,$AS$2:$BA$2,0)+1,FALSE)","v":0.45089987012002086},{"$f":"L735*VLOOKUP($B735,$AR$36:$AZ$47,MATCH(AI$2,$AS$2:$BA$2,0)+1,FALSE)","v":0},{"$f":"M735*VLOOKUP($B735,$AR$36:$AZ$47,MATCH(AJ$2,$AS$2:$BA$2,0)+1,FALSE)","v":0.10883030640782282},{"$f":"N735*VLOOKUP($B735,$AR$36:$AZ$47,MATCH(AK$2,$AS$2:$BA$2,0)+1,FALSE)","v":9.5216847432098906E-2},{"$f":"O735*VLOOKUP($B735,$AR$36:$AZ$47,MATCH(AL$2,$AS$2:$BA$2,0)+1,FALSE)","v":7.5865043408296862E-2},{"$f":"P735*VLOOKUP($B735,$AR$36:$AZ$47,MATCH(AM$2,$AS$2:$BA$2,0)+1,FALSE)","v":0},{"$f":"Q735*VLOOKUP($B735,$AR$36:$AZ$47,MATCH(AN$2,$AS$2:$BA$2,0)+1,FALSE)","v":1.5656119838559212E-3},{"$f":"R735*VLOOKUP($B735,$AR$36:$BA$47,MATCH(AO$2,$AS$2:$BA$2,0)+1,FALSE)","v":6.6752000000000001E-4},1.0086691098428791]
[2006,1,31,14,null,2013,1,31,14,0.28256931930959039,0.52953190842487952,0,0.12243291986724864,0.12205820000000001,8.5873000000000005E-2,0,2.0486301538702968E-3,6.8095999999999999E-4,1.145194937755589,null,null,0.26754086758336926,0.10727905410279974,0.46873913444404852,9.6214053913263736E-2,7.9160885609632164E-2,0,0,1.4974201687151995E-3,6.8095999999999999E-4,1.0211123758218286,null,{"$f":"J736*VLOOKUP($B736,$AR$36:$AZ$47,MATCH(AG$2,$AS$2:$BA$2,0)+1,FALSE)","v":0.271136078349694},{"$f":"K736*VLOOKUP($B736,$AR$36:$AZ$47,MATCH(AH$2,$AS$2:$BA$2,0)+1,FALSE)","v":0.44784302766700024},{"$f":"L736*VLOOKUP($B736,$AR$36:$AZ$47,MATCH(AI$2,$AS$2:$BA$2,0)+1,FALSE)","v":0},{"$f":"M736*VLOOKUP($B736,$AR$36:$AZ$47,MATCH(AJ$2,$AS$2:$BA$2,0)+1,FALSE)","v":0.10529183743140792},{"$f":"N736*VLOOKUP($B736,$AR$36:$AZ$47,MATCH(AK$2,$AS$2:$BA$2,0)+1,FALSE)","v":9.5479447162493486E-2},{"$f":"O736*VLOOKUP($B736,$AR$36:$AZ$47,MATCH(AL$2,$AS$2:$BA$2,0)+1,FALSE)","v":7.6102550932780511E-2},{"$f":"P736*VLOOKUP($B736,$AR$36:$AZ$47,MATCH(AM$2,$AS$2:$BA$2,0)+1,FALSE)","v":0},{"$f":"Q736*VLOOKUP($B736,$AR$36:$AZ$47,MATCH(AN$2,$AS$2:$BA$2,0)+1,FALSE)","v":1.5656119838559212E-3},{"$f":"R736*VLOOKUP($B736,$AR$36:$BA$47,MATCH(AO$2,$AS$2:$BA$2,0)+1,FALSE)","v":6.8095999999999999E-4},0.99809951352723203]
[2006,1,31,15,null,2013,1,31,15,0.29357892361517968,0.51833956922875257,0,0.11405925680923819,0.12121599999999999,8.5583999999999993E-2,0,2.0486301538702968E-3,2.7807999999999994E-4,1.1351044598070408,null,null,0.27796492598738787,9.9941822799217789E-2,0.45883172885860968,9.5550178186718931E-2,7.8894474794344652E-2,0,0,1.4974201687151995E-3,2.7807999999999994E-4,1.0129586307949943,null,{"$f":"J737*VLOOKUP($B737,$AR$36:$AZ$47,MATCH(AG$2,$AS$2:$BA$2,0)+1,FALSE)","v":0.28170021511759563},{"$f":"K737*VLOOKUP($B737,$AR$36:$AZ$47,MATCH(AH$2,$AS$2:$BA$2,0)+1,FALSE)","v":0.43837728822331079},{"$f":"L737*VLOOKUP($B737,$AR$36:$AZ$47,MATCH(AI$2,$AS$2:$BA$2,0)+1,FALSE)","v":0},{"$f":"M737*VLOOKUP($B737,$AR$36:$AZ$47,MATCH(AJ$2,$AS$2:$BA$2,0)+1,FALSE)","v":9.8090519596585324E-2},{"$f":"N737*VLOOKUP($B737,$AR$36:$AZ$47,MATCH(AK$2,$AS$2:$BA$2,0)+1,FALSE)","v":9.4820640213019766E-2},{"$f":"O737*VLOOKUP($B737,$AR$36:$AZ$47,MATCH(AL$2,$AS$2:$BA$2,0)+1,FALSE)","v":7.5846432744064926E-2},{"$f":"P737*VLOOKUP($B737,$AR$36:$AZ$47,MATCH(AM$2,$AS$2:$BA$2,0)+1,FALSE)","v":0},{"$f":"Q737*VLOOKUP($B737,$AR$36:$AZ$47,MATCH(AN$2,$AS$2:$BA$2,0)+1,FALSE)","v":1.5656119838559212E-3},{"$f":"R737*VLOOKUP($B737,$AR$36:$BA$47,MATCH(AO$2,$AS$2:$BA$2,0)+1,FALSE)","v":2.7807999999999994E-4},0.99067878787843222]
[2006,1,31,16,null,2013,1,31,16,0.31937887150107797,0.51231185906075083,0,0.11109721355230594,0.11998739999999995,8.4548999999999999E-2,0,2.0486301538702968E-3,0,1.149372974268005,null,null,0.3023927034186536,9.7346399941053374E-2,0.45349602839962677,9.4581717348874036E-2,7.7940373777657571E-2,0,0,1.4974201687151995E-3,0,1.0272546430545806,null,{"$f":"J738*VLOOKUP($B738,$AR$36:$AZ$47,MATCH(AG$2,$AS$2:$BA$2,0)+1,FALSE)","v":0.30645625271042681},{"$f":"K738*VLOOKUP($B738,$AR$36:$AZ$47,MATCH(AH$2,$AS$2:$BA$2,0)+1,FALSE)","v":0.43327945005985286},{"$f":"L738*VLOOKUP($B738,$AR$36:$AZ$47,MATCH(AI$2,$AS$2:$BA$2,0)+1,FALSE)","v":0},{"$f":"M738*VLOOKUP($B738,$AR$36:$AZ$47,MATCH(AJ$2,$AS$2:$BA$2,0)+1,FALSE)","v":9.554317385483653E-2},{"$f":"N738*VLOOKUP($B738,$AR$36:$AZ$47,MATCH(AK$2,$AS$2:$BA$2,0)+1,FALSE)","v":9.3859573698981028E-2},{"$f":"O738*VLOOKUP($B738,$AR$36:$AZ$47,MATCH(AL$2,$AS$2:$BA$2,0)+1,FALSE)","v":7.4929192864062744E-2},{"$f":"P738*VLOOKUP($B738,$AR$36:$AZ$47,MATCH(AM$2,$AS$2:$BA$2,0)+1,FALSE)","v":0},{"$f":"Q738*VLOOKUP($B738,$AR$36:$AZ$47,MATCH(AN$2,$AS$2:$BA$2,0)+1,FALSE)","v":1.5656119838559212E-3},{"$f":"R738*VLOOKUP($B738,$AR$36:$BA$47,MATCH(AO$2,$AS$2:$BA$2,0)+1,FALSE)","v":0},1.005633255172016]
[2006,1,31,17,null,2013,1,31,17,0.3742872443507872,0.51590656326972306,0,0.11841932230526926,0.11733580000000006,8.2915000000000003E-2,0,2.0486301538702968E-3,0,1.2109125600796498,null,null,0.35438077397668655,0.10376223076422941,0.45667804352031721,9.2491557201039645E-2,7.6434092559042432E-2,0,0,1.4974201687151995E-3,0,1.0852441181900303,null,{"$f":"J739*VLOOKUP($B739,$AR$36:$AZ$47,MATCH(AG$2,$AS$2:$BA$2,0)+1,FALSE)","v":0.35914293829755412},{"$f":"K739*VLOOKUP($B739,$AR$36:$AZ$47,MATCH(AH$2,$AS$2:$BA$2,0)+1,FALSE)","v":0.43631961287327437},{"$f":"L739*VLOOKUP($B739,$AR$36:$AZ$47,MATCH(AI$2,$AS$2:$BA$2,0)+1,FALSE)","v":0},{"$f":"M739*VLOOKUP($B739,$AR$36:$AZ$47,MATCH(AJ$2,$AS$2:$BA$2,0)+1,FALSE)","v":0.10184015905545117},{"$f":"N739*VLOOKUP($B739,$AR$36:$AZ$47,MATCH(AK$2,$AS$2:$BA$2,0)+1,FALSE)","v":9.1785372194321299E-2},{"$f":"O739*VLOOKUP($B739,$AR$36:$AZ$47,MATCH(AL$2,$AS$2:$BA$2,0)+1,FALSE)","v":7.3481105942397457E-2},{"$f":"P739*VLOOKUP($B739,$AR$36:$AZ$47,MATCH(AM$2,$AS$2:$BA$2,0)+1,FALSE)","v":0},{"$f":"Q739*VLOOKUP($B739,$AR$36:$AZ$47,MATCH(AN$2,$AS$2:$BA$2,0)+1,FALSE)","v":1.5656119838559212E-3},{"$f":"R739*VLOOKUP($B739,$AR$36:$BA$47,MATCH(AO$2,$AS$2:$BA$2,0)+1,FALSE)","v":0},1.0641348003468543]
[2006,1,31,18,null,2013,1,31,18,0.44677211018597157,0.52191906606559679,7.5548139135317542E-3,0.13179798858682926,0.11466949999999998,8.1116999999999995E-2,1.757763296125779E-5,2.3921773404448413E-3,0,1.3062402337253354,null,null,0.42301053158657848,0.11548498200955615,0.46200028248560154,9.0389809576144772E-2,7.477663011652709E-2,4.2251305397547527E-3,8.797232199075584E-6,1.7485316175583257E-3,0,1.1716446951639203,null,{"$f":"J740*VLOOKUP($B740,$AR$36:$AZ$47,MATCH(AG$2,$AS$2:$BA$2,0)+1,FALSE)","v":0.42869494171489247},{"$f":"K740*VLOOKUP($B740,$AR$36:$AZ$47,MATCH(AH$2,$AS$2:$BA$2,0)+1,FALSE)","v":0.44140458964827145},{"$f":"L740*VLOOKUP($B740,$AR$36:$AZ$47,MATCH(AI$2,$AS$2:$BA$2,0)+1,FALSE)","v":5.5846832574576932E-3},{"$f":"M740*VLOOKUP($B740,$AR$36:$AZ$47,MATCH(AJ$2,$AS$2:$BA$2,0)+1,FALSE)","v":0.11334576029974444},{"$f":"N740*VLOOKUP($B740,$AR$36:$AZ$47,MATCH(AK$2,$AS$2:$BA$2,0)+1,FALSE)","v":8.9699671684487767E-2},{"$f":"O740*VLOOKUP($B740,$AR$36:$AZ$47,MATCH(AL$2,$AS$2:$BA$2,0)+1,FALSE)","v":7.188767859530186E-2},{"$f":"P740*VLOOKUP($B740,$AR$36:$AZ$47,MATCH(AM$2,$AS$2:$BA$2,0)+1,FALSE)","v":8.797232199075584E-6},{"$f":"Q740*VLOOKUP($B740,$AR$36:$AZ$47,MATCH(AN$2,$AS$2:$BA$2,0)+1,FALSE)","v":1.8281589308023762E-3},{"$f":"R740*VLOOKUP($B740,$AR$36:$BA$47,MATCH(AO$2,$AS$2:$BA$2,0)+1,FALSE)","v":0},1.1524542813631571]
[2006,1,31,19,null,2013,1,31,19,0.49348623878547648,0.49073825224021744,8.7170929771520234E-3,0.11341733780475498,0.10473470000000004,7.6508999999999994E-2,2.028188418606668E-5,2.4450307537640017E-3,0,1.290067934445551,null,null,0.46724016884673536,9.9379355909706063E-2,0.4343991739381593,8.2558566916352258E-2,7.0528806459624629E-2,4.8751506227939457E-3,1.0150652537394905E-5,1.7871641481495757E-3,0,1.1607785374940582,null,{"$f":"J741*VLOOKUP($B741,$AR$36:$AZ$47,MATCH(AG$2,$AS$2:$BA$2,0)+1,FALSE)","v":0.47351893627643926},{"$f":"K741*VLOOKUP($B741,$AR$36:$AZ$47,MATCH(AH$2,$AS$2:$BA$2,0)+1,FALSE)","v":0.41503392180652432},{"$f":"L741*VLOOKUP($B741,$AR$36:$AZ$47,MATCH(AI$2,$AS$2:$BA$2,0)+1,FALSE)","v":6.4438652970665684E-3},{"$f":"M741*VLOOKUP($B741,$AR$36:$AZ$47,MATCH(AJ$2,$AS$2:$BA$2,0)+1,FALSE)","v":9.7538471736112325E-2},{"$f":"N741*VLOOKUP($B741,$AR$36:$AZ$47,MATCH(AK$2,$AS$2:$BA$2,0)+1,FALSE)","v":8.1928221575687743E-2},{"$f":"O741*VLOOKUP($B741,$AR$36:$AZ$47,MATCH(AL$2,$AS$2:$BA$2,0)+1,FALSE)","v":6.7803967129552986E-2},{"$f":"P741*VLOOKUP($B741,$AR$36:$AZ$47,MATCH(AM$2,$AS$2:$BA$2,0)+1,FALSE)","v":1.0150652537394905E-5},{"$f":"Q741*VLOOKUP($B741,$AR$36:$AZ$47,MATCH(AN$2,$AS$2:$BA$2,0)+1,FALSE)","v":1.8685507687941382E-3},{"$f":"R741*VLOOKUP($B741,$AR$36:$BA$47,MATCH(AO$2,$AS$2:$BA$2,0)+1,FALSE)","v":0},1.1441460852427146]
[2006,1,31,20,null,2013,1,31,20,0.49118684523081946,0.47526032501225157,8.7170929771520234E-3,0.10912344469806658,0.10065859999999996,7.4925000000000005E-2,2.028188418606668E-5,2.4450307537640017E-3,0,1.2623366205562399,null,null,0.46506306855845342,9.5616929991876681E-2,0.42069818614800819,7.9345525062909705E-2,6.9068617077564426E-2,4.8751506227939457E-3,1.0150652537394905E-5,1.7871641481495757E-3,0,1.1364647922622932,null,{"$f":"J742*VLOOKUP($B742,$AR$36:$AZ$47,MATCH(AG$2,$AS$2:$BA$2,0)+1,FALSE)","v":0.47131258014225041},{"$f":"K742*VLOOKUP($B742,$AR$36:$AZ$47,MATCH(AH$2,$AS$2:$BA$2,0)+1,FALSE)","v":0.40194371575567389},{"$f":"L742*VLOOKUP($B742,$AR$36:$AZ$47,MATCH(AI$2,$AS$2:$BA$2,0)+1,FALSE)","v":6.4438652970665684E-3},{"$f":"M742*VLOOKUP($B742,$AR$36:$AZ$47,MATCH(AJ$2,$AS$2:$BA$2,0)+1,FALSE)","v":9.3845740276081044E-2},{"$f":"N742*VLOOKUP($B742,$AR$36:$AZ$47,MATCH(AK$2,$AS$2:$BA$2,0)+1,FALSE)","v":7.8739711712531912E-2},{"$f":"O742*VLOOKUP($B742,$AR$36:$AZ$47,MATCH(AL$2,$AS$2:$BA$2,0)+1,FALSE)","v":6.6400191313201823E-2},{"$f":"P742*VLOOKUP($B742,$AR$36:$AZ$47,MATCH(AM$2,$AS$2:$BA$2,0)+1,FALSE)","v":1.0150652537394905E-5},{"$f":"Q742*VLOOKUP($B742,$AR$36:$AZ$47,MATCH(AN$2,$AS$2:$BA$2,0)+1,FALSE)","v":1.8685507687941382E-3},{"$f":"R742*VLOOKUP($B742,$AR$36:$BA$47,MATCH(AO$2,$AS$2:$BA$2,0)+1,FALSE)","v":0},1.1205645059181371]
[2006,1,31,21,null,2013,1,31,21,0.45878294949965875,0.47217738926480435,8.7170929771520234E-3,0.11887577664661292,9.8064699999999963E-2,7.4018E-2,2.028188418606668E-5,2.4450307537640017E-3,0,1.233101221026178,null,null,0.43438257430600635,0.10416218847195671,0.41796918604279537,7.7300847733196384E-2,6.8232511162457959E-2,4.8751506227939457E-3,1.0150652537394905E-5,1.7871641481495757E-3,0,1.1087197731398937,null,{"$f":"J743*VLOOKUP($B743,$AR$36:$AZ$47,MATCH(AG$2,$AS$2:$BA$2,0)+1,FALSE)","v":0.44021980179934311},{"$f":"K743*VLOOKUP($B743,$AR$36:$AZ$47,MATCH(AH$2,$AS$2:$BA$2,0)+1,FALSE)","v":0.39933637282265505},{"$f":"L743*VLOOKUP($B743,$AR$36:$AZ$47,MATCH(AI$2,$AS$2:$BA$2,0)+1,FALSE)","v":6.4438652970665684E-3},{"$f":"M743*VLOOKUP($B743,$AR$36:$AZ$47,MATCH(AJ$2,$AS$2:$BA$2,0)+1,FALSE)","v":0.10223270802312856},{"$f":"N743*VLOOKUP($B743,$AR$36:$AZ$47,MATCH(AK$2,$AS$2:$BA$2,0)+1,FALSE)","v":7.6710645758791884E-2},{"$f":"O743*VLOOKUP($B743,$AR$36:$AZ$47,MATCH(AL$2,$AS$2:$BA$2,0)+1,FALSE)","v":6.5596387862803765E-2},{"$f":"P743*VLOOKUP($B743,$AR$36:$AZ$47,MATCH(AM$2,$AS$2:$BA$2,0)+1,FALSE)","v":1.0150652537394905E-5},{"$f":"Q743*VLOOKUP($B743,$AR$36:$AZ$47,MATCH(AN$2,$AS$2:$BA$2,0)+1,FALSE)","v":1.8685507687941382E-3},{"$f":"R743*VLOOKUP($B743,$AR$36:$BA$47,MATCH(AO$2,$AS$2:$BA$2,0)+1,FALSE)","v":0},1.0924184829851205]
[2006,1,31,22,null,2013,1,31,22,0.41644880462332418,0.45404278575335011,8.7170929771520234E-3,0.12462562333573426,9.3461899999999945E-2,7.2105000000000002E-2,2.028188418606668E-5,2.4450307537640017E-3,0,1.1718665193275108,null,null,0.39429997129628108,0.10920036051517741,0.40191652100372355,7.367262736494605E-2,6.6469037495866301E-2,4.8751506227939457E-3,1.0150652537394905E-5,1.7871641481495757E-3,0,1.0522309830994752,null,{"$f":"J744*VLOOKUP($B744,$AR$36:$AZ$47,MATCH(AG$2,$AS$2:$BA$2,0)+1,FALSE)","v":0.39959856928159332},{"$f":"K744*VLOOKUP($B744,$AR$36:$AZ$47,MATCH(AH$2,$AS$2:$BA$2,0)+1,FALSE)","v":0.38399932587062535},{"$f":"L744*VLOOKUP($B744,$AR$36:$AZ$47,MATCH(AI$2,$AS$2:$BA$2,0)+1,FALSE)","v":6.4438652970665684E-3},{"$f":"M744*VLOOKUP($B744,$AR$36:$AZ$47,MATCH(AJ$2,$AS$2:$BA$2,0)+1,FALSE)","v":0.10717755393142608},{"$f":"N744*VLOOKUP($B744,$AR$36:$AZ$47,MATCH(AK$2,$AS$2:$BA$2,0)+1,FALSE)","v":7.3110127322508808E-2},{"$f":"O744*VLOOKUP($B744,$AR$36:$AZ$47,MATCH(AL$2,$AS$2:$BA$2,0)+1,FALSE)","v":6.3901044973485713E-2},{"$f":"P744*VLOOKUP($B744,$AR$36:$AZ$47,MATCH(AM$2,$AS$2:$BA$2,0)+1,FALSE)","v":1.0150652537394905E-5},{"$f":"Q744*VLOOKUP($B744,$AR$36:$AZ$47,MATCH(AN$2,$AS$2:$BA$2,0)+1,FALSE)","v":1.8685507687941382E-3},{"$f":"R744*VLOOKUP($B744,$AR$36:$BA$47,MATCH(AO$2,$AS$2:$BA$2,0)+1,FALSE)","v":0},1.0361091880980373]
[2006,1,31,23,null,2013,1,31,23,0.36678840646980748,0.42838955177164051,8.7170929771520234E-3,0.12149960140536344,9.0505299999999969E-2,7.0239999999999997E-2,2.028188418606668E-5,2.4450307537640017E-3,0,1.0886052652619136,null,null,0.34728076185418766,0.10646125508374271,0.37920839992364502,7.1342046774703419E-2,6.4749811992367359E-2,4.8751506227939457E-3,1.0150652537394905E-5,1.7871641481495757E-3,0,0.97571474105212719,null,{"$f":"J745*VLOOKUP($B745,$AR$36:$AZ$47,MATCH(AG$2,$AS$2:$BA$2,0)+1,FALSE)","v":0.35194751630270787},{"$f":"K745*VLOOKUP($B745,$AR$36:$AZ$47,MATCH(AH$2,$AS$2:$BA$2,0)+1,FALSE)","v":0.36230351907780656},{"$f":"L745*VLOOKUP($B745,$AR$36:$AZ$47,MATCH(AI$2,$AS$2:$BA$2,0)+1,FALSE)","v":6.4438652970665684E-3},{"$f":"M745*VLOOKUP($B745,$AR$36:$AZ$47,MATCH(AJ$2,$AS$2:$BA$2,0)+1,FALSE)","v":0.10448918716490196},{"$f":"N745*VLOOKUP($B745,$AR$36:$AZ$47,MATCH(AK$2,$AS$2:$BA$2,0)+1,FALSE)","v":7.0797341016626644E-2},{"$f":"O745*VLOOKUP($B745,$AR$36:$AZ$47,MATCH(AL$2,$AS$2:$BA$2,0)+1,FALSE)","v":6.2248240745269211E-2},{"$f":"P745*VLOOKUP($B745,$AR$36:$AZ$47,MATCH(AM$2,$AS$2:$BA$2,0)+1,FALSE)","v":1.0150652537394905E-5},{"$f":"Q745*VLOOKUP($B745,$AR$36:$AZ$47,MATCH(AN$2,$AS$2:$BA$2,0)+1,FALSE)","v":1.8685507687941382E-3},{"$f":"R745*VLOOKUP($B745,$AR$36:$BA$47,MATCH(AO$2,$AS$2:$BA$2,0)+1,FALSE)","v":0},0.96010837102571034]
[2006,1,31,24,null,2013,1,31,24,0.2640387537754586,0.42516475603757503,8.7170929771520234E-3,0.13760432367082648,9.1114999999999974E-2,6.8469000000000002E-2,2.028188418606668E-5,2.4450307537640017E-3,0,0.99757423909896203,null,null,0.24999585033972316,0.12057265072063907,0.37635382603093853,7.1822651180396102E-2,6.3117239141591702E-2,4.8751506227939457E-3,1.0150652537394905E-5,1.7871641481495757E-3,0,0.88853468283676962,null,{"$f":"J746*VLOOKUP($B746,$AR$36:$AZ$47,MATCH(AG$2,$AS$2:$BA$2,0)+1,FALSE)","v":0.25335529138809981},{"$f":"K746*VLOOKUP($B746,$AR$36:$AZ$47,MATCH(AH$2,$AS$2:$BA$2,0)+1,FALSE)","v":0.35957620036070154},{"$f":"L746*VLOOKUP($B746,$AR$36:$AZ$47,MATCH(AI$2,$AS$2:$BA$2,0)+1,FALSE)","v":6.4438652970665684E-3},{"$f":"M746*VLOOKUP($B746,$AR$36:$AZ$47,MATCH(AJ$2,$AS$2:$BA$2,0)+1,FALSE)","v":0.1183391860090994},{"$f":"N746*VLOOKUP($B746,$AR$36:$AZ$47,MATCH(AK$2,$AS$2:$BA$2,0)+1,FALSE)","v":7.1274275945496415E-2},{"$f":"O746*VLOOKUP($B746,$AR$36:$AZ$47,MATCH(AL$2,$AS$2:$BA$2,0)+1,FALSE)","v":6.0678741395043249E-2},{"$f":"P746*VLOOKUP($B746,$AR$36:$AZ$47,MATCH(AM$2,$AS$2:$BA$2,0)+1,FALSE)","v":1.0150652537394905E-5},{"$f":"Q746*VLOOKUP($B746,$AR$36:$AZ$47,MATCH(AN$2,$AS$2:$BA$2,0)+1,FALSE)","v":1.8685507687941382E-3},{"$f":"R746*VLOOKUP($B746,$AR$36:$BA$47,MATCH(AO$2,$AS$2:$BA$2,0)+1,FALSE)","v":0},0.87154626181683847]
[2006,2,1,1,null,2013,2,1,1,0.24129095996778044,0.3485155676326035,8.7170929771520234E-3,9.5639581382325173E-2,8.9825399999999986E-2,6.7158999999999996E-2,2.028188418606668E-5,2.4450307537640017E-3,0,0.85361291459781108,null,null,0.22845789814525341,8.3802002244236368E-2,0.308504327904081,7.0806106254069606E-2,6.1909633023852495E-2,4.8751506227939457E-3,1.0150652537394905E-5,1.7871641481495757E-3,0,0.76015243299497393,null,{"$f":"J747*VLOOKUP($B747,$AR$36:$AZ$47,MATCH(AG$2,$AS$2:$BA$2,0)+1,FALSE)","v":0.23554757463001902},{"$f":"K747*VLOOKUP($B747,$AR$36:$AZ$47,MATCH(AH$2,$AS$2:$BA$2,0)+1,FALSE)","v":0.31355317092627277},{"$f":"L747*VLOOKUP($B747,$AR$36:$AZ$47,MATCH(AI$2,$AS$2:$BA$2,0)+1,FALSE)","v":5.9360205462038679E-3},{"$f":"M747*VLOOKUP($B747,$AR$36:$AZ$47,MATCH(AJ$2,$AS$2:$BA$2,0)+1,FALSE)","v":8.8217952548905396E-2},{"$f":"N747*VLOOKUP($B747,$AR$36:$AZ$47,MATCH(AK$2,$AS$2:$BA$2,0)+1,FALSE)","v":7.0976742234446694E-2},{"$f":"O747*VLOOKUP($B747,$AR$36:$AZ$47,MATCH(AL$2,$AS$2:$BA$2,0)+1,FALSE)","v":5.9029205377426931E-2},{"$f":"P747*VLOOKUP($B747,$AR$36:$AZ$47,MATCH(AM$2,$AS$2:$BA$2,0)+1,FALSE)","v":1.0150652537394905E-5},{"$f":"Q747*VLOOKUP($B747,$AR$36:$AZ$47,MATCH(AN$2,$AS$2:$BA$2,0)+1,FALSE)","v":1.8857902256094999E-3},{"$f":"R747*VLOOKUP($B747,$AR$36:$BA$47,MATCH(AO$2,$AS$2:$BA$2,0)+1,FALSE)","v":0},0.77515660714142165]
[2006,2,1,2,null,2013,2,1,2,0.22650458698989351,0.33947936671370571,8.7170929771520234E-3,8.991714928835455E-2,8.8944900000000007E-2,6.5789E-2,2.028188418606668E-5,2.4450307537640017E-3,0,0.82181740860705588,null,null,0.21445793854390369,7.8787851614860641E-2,0.30050552569783484,7.0112040026068329E-2,6.0646716702247389E-2,4.8751506227939457E-3,1.0150652537394905E-5,1.7871641481495757E-3,0,0.73118253800839594,null,{"$f":"J748*VLOOKUP($B748,$AR$36:$AZ$47,MATCH(AG$2,$AS$2:$BA$2,0)+1,FALSE)","v":0.22111315780403767},{"$f":"K748*VLOOKUP($B748,$AR$36:$AZ$47,MATCH(AH$2,$AS$2:$BA$2,0)+1,FALSE)","v":0.30542346392209635},{"$f":"L748*VLOOKUP($B748,$AR$36:$AZ$47,MATCH(AI$2,$AS$2:$BA$2,0)+1,FALSE)","v":5.9360205462038679E-3},{"$f":"M748*VLOOKUP($B748,$AR$36:$AZ$47,MATCH(AJ$2,$AS$2:$BA$2,0)+1,FALSE)","v":8.293958102496303E-2},{"$f":"N748*VLOOKUP($B748,$AR$36:$AZ$47,MATCH(AK$2,$AS$2:$BA$2,0)+1,FALSE)","v":7.0281003372861556E-2},{"$f":"O748*VLOOKUP($B748,$AR$36:$AZ$47,MATCH(AL$2,$AS$2:$BA$2,0)+1,FALSE)","v":5.7825047909819093E-2},{"$f":"P748*VLOOKUP($B748,$AR$36:$AZ$47,MATCH(AM$2,$AS$2:$BA$2,0)+1,FALSE)","v":1.0150652537394905E-5},{"$f":"Q748*VLOOKUP($B748,$AR$36:$AZ$47,MATCH(AN$2,$AS$2:$BA$2,0)+1,FALSE)","v":1.8857902256094999E-3},{"$f":"R748*VLOOKUP($B748,$AR$36:$BA$47,MATCH(AO$2,$AS$2:$BA$2,0)+1,FALSE)","v":0},0.74541421545812858]
[2006,2,1,3,null,2013,2,1,3,0.22329773490181096,0.33666003672450034,8.7170929771520234E-3,8.9767035313500054E-2,8.8143700000000005E-2,6.5989000000000006E-2,2.028188418606668E-5,2.4450307537640017E-3,0,0.81503991255491348,null,null,0.21142164291225682,7.8656317667557388E-2,0.29800986815987224,6.9480483113093142E-2,6.083108404846712E-2,4.8751506227939457E-3,1.0150652537394905E-5,1.7871641481495757E-3,0,0.72507186132472778,null,{"$f":"J749*VLOOKUP($B749,$AR$36:$AZ$47,MATCH(AG$2,$AS$2:$BA$2,0)+1,FALSE)","v":0.21798263757383129},{"$f":"K749*VLOOKUP($B749,$AR$36:$AZ$47,MATCH(AH$2,$AS$2:$BA$2,0)+1,FALSE)","v":0.30288696357576239},{"$f":"L749*VLOOKUP($B749,$AR$36:$AZ$47,MATCH(AI$2,$AS$2:$BA$2,0)+1,FALSE)","v":5.9360205462038679E-3},{"$f":"M749*VLOOKUP($B749,$AR$36:$AZ$47,MATCH(AJ$2,$AS$2:$BA$2,0)+1,FALSE)","v":8.2801115890347859E-2},{"$f":"N749*VLOOKUP($B749,$AR$36:$AZ$47,MATCH(AK$2,$AS$2:$BA$2,0)+1,FALSE)","v":6.9647924467805322E-2},{"$f":"O749*VLOOKUP($B749,$AR$36:$AZ$47,MATCH(AL$2,$AS$2:$BA$2,0)+1,FALSE)","v":5.8000837321148711E-2},{"$f":"P749*VLOOKUP($B749,$AR$36:$AZ$47,MATCH(AM$2,$AS$2:$BA$2,0)+1,FALSE)","v":1.0150652537394905E-5},{"$f":"Q749*VLOOKUP($B749,$AR$36:$AZ$47,MATCH(AN$2,$AS$2:$BA$2,0)+1,FALSE)","v":1.8857902256094999E-3},{"$f":"R749*VLOOKUP($B749,$AR$36:$BA$47,MATCH(AO$2,$AS$2:$BA$2,0)+1,FALSE)","v":0},0.73915144025324642]
[2006,2,1,4,null,2013,2,1,4,0.22480060397582222,0.33505272383998391,8.7170929771520234E-3,8.7785936532024933E-2,8.8798100000000005E-2,6.5866999999999995E-2,2.028188418606668E-5,2.4450307537640017E-3,0,0.81348676996293312,null,null,0.21284458188138339,7.6920425036790252E-2,0.29658708241593085,6.9996322908214156E-2,6.0718619967273076E-2,4.8751506227939457E-3,1.0150652537394905E-5,1.7871641481495757E-3,0,0.72373949763307277,null,{"$f":"J750*VLOOKUP($B750,$AR$36:$AZ$47,MATCH(AG$2,$AS$2:$BA$2,0)+1,FALSE)","v":0.21944973425004777},{"$f":"K750*VLOOKUP($B750,$AR$36:$AZ$47,MATCH(AH$2,$AS$2:$BA$2,0)+1,FALSE)","v":0.30144089316050315},{"$f":"L750*VLOOKUP($B750,$AR$36:$AZ$47,MATCH(AI$2,$AS$2:$BA$2,0)+1,FALSE)","v":5.9360205462038679E-3},{"$f":"M750*VLOOKUP($B750,$AR$36:$AZ$47,MATCH(AJ$2,$AS$2:$BA$2,0)+1,FALSE)","v":8.0973750318762819E-2},{"$f":"N750*VLOOKUP($B750,$AR$36:$AZ$47,MATCH(AK$2,$AS$2:$BA$2,0)+1,FALSE)","v":7.0165007387761394E-2},{"$f":"O750*VLOOKUP($B750,$AR$36:$AZ$47,MATCH(AL$2,$AS$2:$BA$2,0)+1,FALSE)","v":5.7893605780237632E-2},{"$f":"P750*VLOOKUP($B750,$AR$36:$AZ$47,MATCH(AM$2,$AS$2:$BA$2,0)+1,FALSE)","v":1.0150652537394905E-5},{"$f":"Q750*VLOOKUP($B750,$AR$36:$AZ$47,MATCH(AN$2,$AS$2:$BA$2,0)+1,FALSE)","v":1.8857902256094999E-3},{"$f":"R750*VLOOKUP($B750,$AR$36:$BA$47,MATCH(AO$2,$AS$2:$BA$2,0)+1,FALSE)","v":0},0.73775495232166366]
[2006,2,1,5,null,2013,2,1,5,0.23393257175016666,0.34050624096599508,8.7170929771520234E-3,8.8480990035770174E-2,9.0886999999999982E-2,6.6491999999999996E-2,2.028188418606668E-5,2.4450307537640017E-3,0,0.83148120836703387,null,null,0.22149086586954231,7.7529449819613988E-2,0.30141450991680807,7.1642927046399171E-2,6.1294767924209716E-2,4.8751506227939457E-3,1.0150652537394905E-5,1.7871641481495757E-3,0,0.74004498600005431,null,{"$f":"J751*VLOOKUP($B751,$AR$36:$AZ$47,MATCH(AG$2,$AS$2:$BA$2,0)+1,FALSE)","v":0.2283643361942464},{"$f":"K751*VLOOKUP($B751,$AR$36:$AZ$47,MATCH(AH$2,$AS$2:$BA$2,0)+1,FALSE)","v":0.30634732416780935},{"$f":"L751*VLOOKUP($B751,$AR$36:$AZ$47,MATCH(AI$2,$AS$2:$BA$2,0)+1,FALSE)","v":5.9360205462038679E-3},{"$f":"M751*VLOOKUP($B751,$AR$36:$AZ$47,MATCH(AJ$2,$AS$2:$BA$2,0)+1,FALSE)","v":8.1614867690107562E-2},{"$f":"N751*VLOOKUP($B751,$AR$36:$AZ$47,MATCH(AK$2,$AS$2:$BA$2,0)+1,FALSE)","v":7.1815579685280059E-2},{"$f":"O751*VLOOKUP($B751,$AR$36:$AZ$47,MATCH(AL$2,$AS$2:$BA$2,0)+1,FALSE)","v":5.844294769064267E-2},{"$f":"P751*VLOOKUP($B751,$AR$36:$AZ$47,MATCH(AM$2,$AS$2:$BA$2,0)+1,FALSE)","v":1.0150652537394905E-5},{"$f":"Q751*VLOOKUP($B751,$AR$36:$AZ$47,MATCH(AN$2,$AS$2:$BA$2,0)+1,FALSE)","v":1.8857902256094999E-3},{"$f":"R751*VLOOKUP($B751,$AR$36:$BA$47,MATCH(AO$2,$AS$2:$BA$2,0)+1,FALSE)","v":0},0.75441701685243689]
[2006,2,1,6,null,2013,2,1,6,0.25558882130573635,0.3581336259323048,8.7170929771520234E-3,8.6070571686513705E-2,9.4914199999999976E-2,6.8399000000000001E-2,2.028188418606668E-5,2.4450307537640017E-3,0,0.87428862453965683,null,null,0.24199532760252715,7.5417375707678674E-2,0.31701818750480787,7.4817422802681791E-2,6.3052710570414797E-2,4.8751506227939457E-3,1.0150652537394905E-5,1.7871641481495757E-3,0,0.7789734896115913,null,{"$f":"J752*VLOOKUP($B752,$AR$36:$AZ$47,MATCH(AG$2,$AS$2:$BA$2,0)+1,FALSE)","v":0.24950510773031229},{"$f":"K752*VLOOKUP($B752,$AR$36:$AZ$47,MATCH(AH$2,$AS$2:$BA$2,0)+1,FALSE)","v":0.32220636452250329},{"$f":"L752*VLOOKUP($B752,$AR$36:$AZ$47,MATCH(AI$2,$AS$2:$BA$2,0)+1,FALSE)","v":5.9360205462038679E-3},{"$f":"M752*VLOOKUP($B752,$AR$36:$AZ$47,MATCH(AJ$2,$AS$2:$BA$2,0)+1,FALSE)","v":7.9391497737162378E-2},{"$f":"N752*VLOOKUP($B752,$AR$36:$AZ$47,MATCH(AK$2,$AS$2:$BA$2,0)+1,FALSE)","v":7.4997725674349563E-2},{"$f":"O752*VLOOKUP($B752,$AR$36:$AZ$47,MATCH(AL$2,$AS$2:$BA$2,0)+1,FALSE)","v":6.0119099727670523E-2},{"$f":"P752*VLOOKUP($B752,$AR$36:$AZ$47,MATCH(AM$2,$AS$2:$BA$2,0)+1,FALSE)","v":1.0150652537394905E-5},{"$f":"Q752*VLOOKUP($B752,$AR$36:$AZ$47,MATCH(AN$2,$AS$2:$BA$2,0)+1,FALSE)","v":1.8857902256094999E-3},{"$f":"R752*VLOOKUP($B752,$AR$36:$BA$47,MATCH(AO$2,$AS$2:$BA$2,0)+1,FALSE)","v":0},0.79405175681634887]
[2006,2,1,7,null,2013,2,1,7,0.2916165677689822,0.40177837933224025,8.7170929771520234E-3,8.7602711235350406E-2,0.10758090000000001,7.4284000000000003E-2,2.028188418606668E-5,2.4450307537640017E-3,0,0.97404496395167484,null,null,0.27610693805408448,7.6759878048804825E-2,0.35565231626309762,8.4802123189080578E-2,6.8477719732930195E-2,4.8751506227939457E-3,1.0150652537394905E-5,1.7871641481495757E-3,0,0.86847144071147864,null,{"$f":"J753*VLOOKUP($B753,$AR$36:$AZ$47,MATCH(AG$2,$AS$2:$BA$2,0)+1,FALSE)","v":0.28467529520826823},{"$f":"K753*VLOOKUP($B753,$AR$36:$AZ$47,MATCH(AH$2,$AS$2:$BA$2,0)+1,FALSE)","v":0.36147276204903023},{"$f":"L753*VLOOKUP($B753,$AR$36:$AZ$47,MATCH(AI$2,$AS$2:$BA$2,0)+1,FALSE)","v":5.9360205462038679E-3},{"$f":"M753*VLOOKUP($B753,$AR$36:$AZ$47,MATCH(AJ$2,$AS$2:$BA$2,0)+1,FALSE)","v":8.0804743299972379E-2},{"$f":"N753*VLOOKUP($B753,$AR$36:$AZ$47,MATCH(AK$2,$AS$2:$BA$2,0)+1,FALSE)","v":8.5006488238847669E-2},{"$f":"O753*VLOOKUP($B753,$AR$36:$AZ$47,MATCH(AL$2,$AS$2:$BA$2,0)+1,FALSE)","v":6.5291703156044351E-2},{"$f":"P753*VLOOKUP($B753,$AR$36:$AZ$47,MATCH(AM$2,$AS$2:$BA$2,0)+1,FALSE)","v":1.0150652537394905E-5},{"$f":"Q753*VLOOKUP($B753,$AR$36:$AZ$47,MATCH(AN$2,$AS$2:$BA$2,0)+1,FALSE)","v":1.8857902256094999E-3},{"$f":"R753*VLOOKUP($B753,$AR$36:$BA$47,MATCH(AO$2,$AS$2:$BA$2,0)+1,FALSE)","v":0},0.88508295337651366]
[2006,2,1,8,null,2013,2,1,8,0.32052719883752967,0.455460087312344,3.6321220738133437E-3,0.10394837368183618,0.11601799999999997,7.9776E-2,8.450785077527785E-6,2.2137970704926733E-3,0,1.0815840297610935,null,null,0.30347995695564284,9.1082392024980377E-2,0.40317110962329344,9.1452783237087137E-2,7.3540447060123845E-2,2.0313127594974775E-3,4.229438557247878E-6,1.6181468268128558E-3,0,0.96638037792599529,null,{"$f":"J754*VLOOKUP($B754,$AR$36:$AZ$47,MATCH(AG$2,$AS$2:$BA$2,0)+1,FALSE)","v":0.31289777411974073},{"$f":"K754*VLOOKUP($B754,$AR$36:$AZ$47,MATCH(AH$2,$AS$2:$BA$2,0)+1,FALSE)","v":0.40976922660077642},{"$f":"L754*VLOOKUP($B754,$AR$36:$AZ$47,MATCH(AI$2,$AS$2:$BA$2,0)+1,FALSE)","v":2.473341894251612E-3},{"$f":"M754*VLOOKUP($B754,$AR$36:$AZ$47,MATCH(AJ$2,$AS$2:$BA$2,0)+1,FALSE)","v":9.5881982798962859E-2},{"$f":"N754*VLOOKUP($B754,$AR$36:$AZ$47,MATCH(AK$2,$AS$2:$BA$2,0)+1,FALSE)","v":9.1673175744901053E-2},{"$f":"O754*VLOOKUP($B754,$AR$36:$AZ$47,MATCH(AL$2,$AS$2:$BA$2,0)+1,FALSE)","v":7.0118880391155478E-2},{"$f":"P754*VLOOKUP($B754,$AR$36:$AZ$47,MATCH(AM$2,$AS$2:$BA$2,0)+1,FALSE)","v":4.229438557247878E-6},{"$f":"Q754*VLOOKUP($B754,$AR$36:$AZ$47,MATCH(AN$2,$AS$2:$BA$2,0)+1,FALSE)","v":1.7074455487282524E-3},{"$f":"R754*VLOOKUP($B754,$AR$36:$BA$47,MATCH(AO$2,$AS$2:$BA$2,0)+1,FALSE)","v":0},0.9845260565370737]
[2006,2,1,9,null,2013,2,1,9,0.3033377846614439,0.48500356778011317,0,0.11190708091465082,0.12080269999999999,8.2612000000000005E-2,0,2.0486301538702968E-3,0,1.1057117635100779,null,null,0.2872047619233003,9.8056027749287414E-2,0.42932285844636048,9.5224388780662209E-2,7.6154776029519547E-2,0,0,1.4974201687151995E-3,0,0.98746023309784514,null,{"$f":"J755*VLOOKUP($B755,$AR$36:$AZ$47,MATCH(AG$2,$AS$2:$BA$2,0)+1,FALSE)","v":0.29611751505396999},{"$f":"K755*VLOOKUP($B755,$AR$36:$AZ$47,MATCH(AH$2,$AS$2:$BA$2,0)+1,FALSE)","v":0.43634896317837663},{"$f":"L755*VLOOKUP($B755,$AR$36:$AZ$47,MATCH(AI$2,$AS$2:$BA$2,0)+1,FALSE)","v":0},{"$f":"M755*VLOOKUP($B755,$AR$36:$AZ$47,MATCH(AJ$2,$AS$2:$BA$2,0)+1,FALSE)","v":0.10322309457368278},{"$f":"N755*VLOOKUP($B755,$AR$36:$AZ$47,MATCH(AK$2,$AS$2:$BA$2,0)+1,FALSE)","v":9.5453870499048077E-2},{"$f":"O755*VLOOKUP($B755,$AR$36:$AZ$47,MATCH(AL$2,$AS$2:$BA$2,0)+1,FALSE)","v":7.2611574243809374E-2},{"$f":"P755*VLOOKUP($B755,$AR$36:$AZ$47,MATCH(AM$2,$AS$2:$BA$2,0)+1,FALSE)","v":0},{"$f":"Q755*VLOOKUP($B755,$AR$36:$AZ$47,MATCH(AN$2,$AS$2:$BA$2,0)+1,FALSE)","v":1.5800564938130762E-3},{"$f":"R755*VLOOKUP($B755,$AR$36:$BA$47,MATCH(AO$2,$AS$2:$BA$2,0)+1,FALSE)","v":0},1.0053350740426998]
[2006,2,1,10,null,2013,2,1,10,0.29522052304361585,0.49809270271373124,0,0.11405245940650731,0.12436330000000002,8.4468000000000001E-2,0,2.0486301538702968E-3,0,1.1182456153177247,null,null,0.27951921693582227,9.9935866730081188E-2,0.44090929862454642,9.8031080673247631E-2,7.7865705002438584E-2,0,0,1.4974201687151995E-3,0,0.9977585881348513,null,{"$f":"J756*VLOOKUP($B756,$AR$36:$AZ$47,MATCH(AG$2,$AS$2:$BA$2,0)+1,FALSE)","v":0.28819346648218741},{"$f":"K756*VLOOKUP($B756,$AR$36:$AZ$47,MATCH(AH$2,$AS$2:$BA$2,0)+1,FALSE)","v":0.44812502182332153},{"$f":"L756*VLOOKUP($B756,$AR$36:$AZ$47,MATCH(AI$2,$AS$2:$BA$2,0)+1,FALSE)","v":0},{"$f":"M756*VLOOKUP($B756,$AR$36:$AZ$47,MATCH(AJ$2,$AS$2:$BA$2,0)+1,FALSE)","v":0.10520199175473019},{"$f":"N756*VLOOKUP($B756,$AR$36:$AZ$47,MATCH(AK$2,$AS$2:$BA$2,0)+1,FALSE)","v":9.8267326252097595E-2},{"$f":"O756*VLOOKUP($B756,$AR$36:$AZ$47,MATCH(AL$2,$AS$2:$BA$2,0)+1,FALSE)","v":7.4242899980948171E-2},{"$f":"P756*VLOOKUP($B756,$AR$36:$AZ$47,MATCH(AM$2,$AS$2:$BA$2,0)+1,FALSE)","v":0},{"$f":"Q756*VLOOKUP($B756,$AR$36:$AZ$47,MATCH(AN$2,$AS$2:$BA$2,0)+1,FALSE)","v":1.5800564938130762E-3},{"$f":"R756*VLOOKUP($B756,$AR$36:$BA$47,MATCH(AO$2,$AS$2:$BA$2,0)+1,FALSE)","v":0},1.0156107627870981]
[2006,2,1,11,null,2013,2,1,11,0.28081690523104735,0.49574771926244698,0,0.10962576207994838,0.12468339999999999,8.4847000000000006E-2,0,2.0486301538702968E-3,0,1.0977694167273127,null,null,0.26588165566296595,9.6057074143025764E-2,0.43883353039273165,9.8283403898214342E-2,7.8215081123524974E-2,0,0,1.4974201687151995E-3,0,0.97876816538917788,null,{"$f":"J757*VLOOKUP($B757,$AR$36:$AZ$47,MATCH(AG$2,$AS$2:$BA$2,0)+1,FALSE)","v":0.27413269420086661},{"$f":"K757*VLOOKUP($B757,$AR$36:$AZ$47,MATCH(AH$2,$AS$2:$BA$2,0)+1,FALSE)","v":0.44601528250259503},{"$f":"L757*VLOOKUP($B757,$AR$36:$AZ$47,MATCH(AI$2,$AS$2:$BA$2,0)+1,FALSE)","v":0},{"$f":"M757*VLOOKUP($B757,$AR$36:$AZ$47,MATCH(AJ$2,$AS$2:$BA$2,0)+1,FALSE)","v":0.10111880601658234},{"$f":"N757*VLOOKUP($B757,$AR$36:$AZ$47,MATCH(AK$2,$AS$2:$BA$2,0)+1,FALSE)","v":9.852025755203328E-2},{"$f":"O757*VLOOKUP($B757,$AR$36:$AZ$47,MATCH(AL$2,$AS$2:$BA$2,0)+1,FALSE)","v":7.457602091541779E-2},{"$f":"P757*VLOOKUP($B757,$AR$36:$AZ$47,MATCH(AM$2,$AS$2:$BA$2,0)+1,FALSE)","v":0},{"$f":"Q757*VLOOKUP($B757,$AR$36:$AZ$47,MATCH(AN$2,$AS$2:$BA$2,0)+1,FALSE)","v":1.5800564938130762E-3},{"$f":"R757*VLOOKUP($B757,$AR$36:$BA$47,MATCH(AO$2,$AS$2:$BA$2,0)+1,FALSE)","v":0},0.99594311768130817]
[2006,2,1,12,null,2013,2,1,12,0.28538790758217275,0.49152984506722774,0,0.1049335984813355,0.12400920000000004,8.4921999999999997E-2,0,2.0486301538702968E-3,0,1.0928311812846061,null,null,0.27020954921394924,9.1945672788712129E-2,0.43509988815511486,9.7751956480930491E-2,7.8284218878357362E-2,0,0,1.4974201687151995E-3,0,0.97478870568577936,null,{"$f":"J758*VLOOKUP($B758,$AR$36:$AZ$47,MATCH(AG$2,$AS$2:$BA$2,0)+1,FALSE)","v":0.27859489418373989},{"$f":"K758*VLOOKUP($B758,$AR$36:$AZ$47,MATCH(AH$2,$AS$2:$BA$2,0)+1,FALSE)","v":0.4422205371560306},{"$f":"L758*VLOOKUP($B758,$AR$36:$AZ$47,MATCH(AI$2,$AS$2:$BA$2,0)+1,FALSE)","v":0},{"$f":"M758*VLOOKUP($B758,$AR$36:$AZ$47,MATCH(AJ$2,$AS$2:$BA$2,0)+1,FALSE)","v":9.6790754181647912E-2},{"$f":"N758*VLOOKUP($B758,$AR$36:$AZ$47,MATCH(AK$2,$AS$2:$BA$2,0)+1,FALSE)","v":9.7987529397029691E-2},{"$f":"O758*VLOOKUP($B758,$AR$36:$AZ$47,MATCH(AL$2,$AS$2:$BA$2,0)+1,FALSE)","v":7.464194194466639E-2},{"$f":"P758*VLOOKUP($B758,$AR$36:$AZ$47,MATCH(AM$2,$AS$2:$BA$2,0)+1,FALSE)","v":0},{"$f":"Q758*VLOOKUP($B758,$AR$36:$AZ$47,MATCH(AN$2,$AS$2:$BA$2,0)+1,FALSE)","v":1.5800564938130762E-3},{"$f":"R758*VLOOKUP($B758,$AR$36:$BA$47,MATCH(AO$2,$AS$2:$BA$2,0)+1,FALSE)","v":0},0.99181571335692764]
[2006,2,1,13,null,2013,2,1,13,0.26741279467680379,0.49497839174075658,0,0.11387173637759974,0.1229992,8.4457000000000004E-2,0,2.0486301538702968E-3,0,1.0857677529490304,null,null,0.25319044284613268,9.9777512297165444E-2,0.43815252531846938,9.6955810097873879E-2,7.7855564798396504E-2,0,0,1.4974201687151995E-3,0,0.96742927552675317,null,{"$f":"J759*VLOOKUP($B759,$AR$36:$AZ$47,MATCH(AG$2,$AS$2:$BA$2,0)+1,FALSE)","v":0.26104763816915161},{"$f":"K759*VLOOKUP($B759,$AR$36:$AZ$47,MATCH(AH$2,$AS$2:$BA$2,0)+1,FALSE)","v":0.44532313240569849},{"$f":"L759*VLOOKUP($B759,$AR$36:$AZ$47,MATCH(AI$2,$AS$2:$BA$2,0)+1,FALSE)","v":0},{"$f":"M759*VLOOKUP($B759,$AR$36:$AZ$47,MATCH(AJ$2,$AS$2:$BA$2,0)+1,FALSE)","v":0.10503529282779817},{"$f":"N759*VLOOKUP($B759,$AR$36:$AZ$47,MATCH(AK$2,$AS$2:$BA$2,0)+1,FALSE)","v":9.7189464376926313E-2},{"$f":"O759*VLOOKUP($B759,$AR$36:$AZ$47,MATCH(AL$2,$AS$2:$BA$2,0)+1,FALSE)","v":7.4233231563325036E-2},{"$f":"P759*VLOOKUP($B759,$AR$36:$AZ$47,MATCH(AM$2,$AS$2:$BA$2,0)+1,FALSE)","v":0},{"$f":"Q759*VLOOKUP($B759,$AR$36:$AZ$47,MATCH(AN$2,$AS$2:$BA$2,0)+1,FALSE)","v":1.5800564938130762E-3},{"$f":"R759*VLOOKUP($B759,$AR$36:$BA$47,MATCH(AO$2,$AS$2:$BA$2,0)+1,FALSE)","v":0},0.9844088158367128]
[2006,2,1,14,null,2013,2,1,14,0.25183033032116064,0.49549110203919677,0,0.11641146587041595,0.12339219999999999,8.4439E-2,0,2.0486301538702968E-3,0,1.0736127283846435,null,null,0.23843673199393617,0.10200289234986475,0.43860637404351838,9.7265597749894891E-2,7.7838971737236723E-2,0,0,1.4974201687151995E-3,0,0.95564798804316609,null,{"$f":"J760*VLOOKUP($B760,$AR$36:$AZ$47,MATCH(AG$2,$AS$2:$BA$2,0)+1,FALSE)","v":0.24583607911936137},{"$f":"K760*VLOOKUP($B760,$AR$36:$AZ$47,MATCH(AH$2,$AS$2:$BA$2,0)+1,FALSE)","v":0.44578440861477714},{"$f":"L760*VLOOKUP($B760,$AR$36:$AZ$47,MATCH(AI$2,$AS$2:$BA$2,0)+1,FALSE)","v":0},{"$f":"M760*VLOOKUP($B760,$AR$36:$AZ$47,MATCH(AJ$2,$AS$2:$BA$2,0)+1,FALSE)","v":0.1073779393831889},{"$f":"N760*VLOOKUP($B760,$AR$36:$AZ$47,MATCH(AK$2,$AS$2:$BA$2,0)+1,FALSE)","v":9.7499998587718989E-2},{"$f":"O760*VLOOKUP($B760,$AR$36:$AZ$47,MATCH(AL$2,$AS$2:$BA$2,0)+1,FALSE)","v":7.4217410516305371E-2},{"$f":"P760*VLOOKUP($B760,$AR$36:$AZ$47,MATCH(AM$2,$AS$2:$BA$2,0)+1,FALSE)","v":0},{"$f":"Q760*VLOOKUP($B760,$AR$36:$AZ$47,MATCH(AN$2,$AS$2:$BA$2,0)+1,FALSE)","v":1.5800564938130762E-3},{"$f":"R760*VLOOKUP($B760,$AR$36:$BA$47,MATCH(AO$2,$AS$2:$BA$2,0)+1,FALSE)","v":0},0.97229589271516481]
[2006,2,1,15,null,2013,2,1,15,0.26468774280453627,0.48191765852140389,0,0.10559719760631789,0.12230540000000002,8.412E-2,0,2.0486301538702968E-3,0,1.0606766290861285,null,null,0.25061032288159629,9.2527136389423004E-2,0.4265912262030781,9.6408912711176215E-2,7.7544905820016261E-2,0,0,1.4974201687151995E-3,0,0.9451799241740052,null,{"$f":"J761*VLOOKUP($B761,$AR$36:$AZ$47,MATCH(AG$2,$AS$2:$BA$2,0)+1,FALSE)","v":0.25838744999078256},{"$f":"K761*VLOOKUP($B761,$AR$36:$AZ$47,MATCH(AH$2,$AS$2:$BA$2,0)+1,FALSE)","v":0.43357262627086995},{"$f":"L761*VLOOKUP($B761,$AR$36:$AZ$47,MATCH(AI$2,$AS$2:$BA$2,0)+1,FALSE)","v":0},{"$f":"M761*VLOOKUP($B761,$AR$36:$AZ$47,MATCH(AJ$2,$AS$2:$BA$2,0)+1,FALSE)","v":9.7402858033139778E-2},{"$f":"N761*VLOOKUP($B761,$AR$36:$AZ$47,MATCH(AK$2,$AS$2:$BA$2,0)+1,FALSE)","v":9.6641249019552358E-2},{"$f":"O761*VLOOKUP($B761,$AR$36:$AZ$47,MATCH(AL$2,$AS$2:$BA$2,0)+1,FALSE)","v":7.393702640523464E-2},{"$f":"P761*VLOOKUP($B761,$AR$36:$AZ$47,MATCH(AM$2,$AS$2:$BA$2,0)+1,FALSE)","v":0},{"$f":"Q761*VLOOKUP($B761,$AR$36:$AZ$47,MATCH(AN$2,$AS$2:$BA$2,0)+1,FALSE)","v":1.5800564938130762E-3},{"$f":"R761*VLOOKUP($B761,$AR$36:$BA$47,MATCH(AO$2,$AS$2:$BA$2,0)+1,FALSE)","v":0},0.96152126621339229]
[2006,2,1,16,null,2013,2,1,16,0.28844668651290545,0.47220963888512957,0,9.9854878452018153E-2,0.12057029999999996,8.2902000000000003E-2,0,2.0486301538702968E-3,0,1.0660321340039234,null,null,0.27310564696041884,8.7495560176933648E-2,0.41799773325378853,9.5041196286184612E-2,7.6422108681538148E-2,0,0,1.4974201687151995E-3,0,0.95155966552757909,null,{"$f":"J762*VLOOKUP($B762,$AR$36:$AZ$47,MATCH(AG$2,$AS$2:$BA$2,0)+1,FALSE)","v":0.28158086580306491},{"$f":"K762*VLOOKUP($B762,$AR$36:$AZ$47,MATCH(AH$2,$AS$2:$BA$2,0)+1,FALSE)","v":0.42483849608252433},{"$f":"L762*VLOOKUP($B762,$AR$36:$AZ$47,MATCH(AI$2,$AS$2:$BA$2,0)+1,FALSE)","v":0},{"$f":"M762*VLOOKUP($B762,$AR$36:$AZ$47,MATCH(AJ$2,$AS$2:$BA$2,0)+1,FALSE)","v":9.2106142684192191E-2},{"$f":"N762*VLOOKUP($B762,$AR$36:$AZ$47,MATCH(AK$2,$AS$2:$BA$2,0)+1,FALSE)","v":9.5270236528085667E-2},{"$f":"O762*VLOOKUP($B762,$AR$36:$AZ$47,MATCH(AL$2,$AS$2:$BA$2,0)+1,FALSE)","v":7.2866468890237318E-2},{"$f":"P762*VLOOKUP($B762,$AR$36:$AZ$47,MATCH(AM$2,$AS$2:$BA$2,0)+1,FALSE)","v":0},{"$f":"Q762*VLOOKUP($B762,$AR$36:$AZ$47,MATCH(AN$2,$AS$2:$BA$2,0)+1,FALSE)","v":1.5800564938130762E-3},{"$f":"R762*VLOOKUP($B762,$AR$36:$BA$47,MATCH(AO$2,$AS$2:$BA$2,0)+1,FALSE)","v":0},0.96824226648191736]
[2006,2,1,17,null,2013,2,1,17,0.32720800141680084,0.47372162032253401,0,0.10736377561054776,0.11866880000000002,8.1143999999999994E-2,0,2.0486301538702968E-3,0,1.1101548275037532,null,null,0.30980544099113044,9.4075060081009229E-2,0.4193361320527817,9.3542312773925176E-2,7.4801519708266762E-2,0,0,1.4974201687151995E-3,0,0.99305788577582854,null,{"$f":"J763*VLOOKUP($B763,$AR$36:$AZ$47,MATCH(AG$2,$AS$2:$BA$2,0)+1,FALSE)","v":0.31941955531013189},{"$f":"K763*VLOOKUP($B763,$AR$36:$AZ$47,MATCH(AH$2,$AS$2:$BA$2,0)+1,FALSE)","v":0.42619879851406334},{"$f":"L763*VLOOKUP($B763,$AR$36:$AZ$47,MATCH(AI$2,$AS$2:$BA$2,0)+1,FALSE)","v":0},{"$f":"M763*VLOOKUP($B763,$AR$36:$AZ$47,MATCH(AJ$2,$AS$2:$BA$2,0)+1,FALSE)","v":9.9032349633778383E-2},{"$f":"N763*VLOOKUP($B763,$AR$36:$AZ$47,MATCH(AK$2,$AS$2:$BA$2,0)+1,FALSE)","v":9.3767740849148573E-2},{"$f":"O763*VLOOKUP($B763,$AR$36:$AZ$47,MATCH(AL$2,$AS$2:$BA$2,0)+1,FALSE)","v":7.1321279964650014E-2},{"$f":"P763*VLOOKUP($B763,$AR$36:$AZ$47,MATCH(AM$2,$AS$2:$BA$2,0)+1,FALSE)","v":0},{"$f":"Q763*VLOOKUP($B763,$AR$36:$AZ$47,MATCH(AN$2,$AS$2:$BA$2,0)+1,FALSE)","v":1.5800564938130762E-3},{"$f":"R763*VLOOKUP($B763,$AR$36:$BA$47,MATCH(AO$2,$AS$2:$BA$2,0)+1,FALSE)","v":0},1.0113197807655854]
[2006,2,1,18,null,2013,2,1,18,0.39783760047717087,0.46615156238578037,7.4095290305792195E-3,0.10269812572370121,0.1163568,7.9534999999999995E-2,1.7239601558156677E-5,2.3855706637799456E-3,0,1.1723914278825696,null,null,0.37667860420590121,8.9986890762018545E-2,0.41263515266228556,9.1719846994096632E-2,7.3318284407929063E-2,4.1438780293748534E-3,8.6280546567856682E-6,1.743702551234419E-3,0,1.0502349876674968,null,{"$f":"J764*VLOOKUP($B764,$AR$36:$AZ$47,MATCH(AG$2,$AS$2:$BA$2,0)+1,FALSE)","v":0.3883679765770634},{"$f":"K764*VLOOKUP($B764,$AR$36:$AZ$47,MATCH(AH$2,$AS$2:$BA$2,0)+1,FALSE)","v":0.41938815390989775},{"$f":"L764*VLOOKUP($B764,$AR$36:$AZ$47,MATCH(AI$2,$AS$2:$BA$2,0)+1,FALSE)","v":5.0456174642732879E-3},{"$f":"M764*VLOOKUP($B764,$AR$36:$AZ$47,MATCH(AJ$2,$AS$2:$BA$2,0)+1,FALSE)","v":9.4728754047320701E-2},{"$f":"N764*VLOOKUP($B764,$AR$36:$AZ$47,MATCH(AK$2,$AS$2:$BA$2,0)+1,FALSE)","v":9.1940883100159507E-2},{"$f":"O764*VLOOKUP($B764,$AR$36:$AZ$47,MATCH(AL$2,$AS$2:$BA$2,0)+1,FALSE)","v":6.9907054150503287E-2},{"$f":"P764*VLOOKUP($B764,$AR$36:$AZ$47,MATCH(AM$2,$AS$2:$BA$2,0)+1,FALSE)","v":8.6280546567856682E-6},{"$f":"Q764*VLOOKUP($B764,$AR$36:$AZ$47,MATCH(AN$2,$AS$2:$BA$2,0)+1,FALSE)","v":1.839930165840036E-3},{"$f":"R764*VLOOKUP($B764,$AR$36:$BA$47,MATCH(AO$2,$AS$2:$BA$2,0)+1,FALSE)","v":0},1.0712269974697146]
[2006,2,1,19,null,2013,2,1,19,0.43119536155994082,0.45632856607312711,8.7170929771520234E-3,0.11287883460290432,0.10628170000000001,7.5552999999999995E-2,2.028188418606668E-5,2.4450307537640017E-3,0,1.1934198678510746,null,null,0.40826223247286475,9.8907504758981996E-2,0.40393988290425292,8.3778010930796315E-2,6.9647530544694344E-2,4.8751506227939457E-3,1.0150652537394905E-5,1.7871641481495757E-3,0,1.0712076270350712,null,{"$f":"J765*VLOOKUP($B765,$AR$36:$AZ$47,MATCH(AG$2,$AS$2:$BA$2,0)+1,FALSE)","v":0.4209317316352027},{"$f":"K765*VLOOKUP($B765,$AR$36:$AZ$47,MATCH(AH$2,$AS$2:$BA$2,0)+1,FALSE)","v":0.41055058127935057},{"$f":"L765*VLOOKUP($B765,$AR$36:$AZ$47,MATCH(AI$2,$AS$2:$BA$2,0)+1,FALSE)","v":5.9360205462038679E-3},{"$f":"M765*VLOOKUP($B765,$AR$36:$AZ$47,MATCH(AJ$2,$AS$2:$BA$2,0)+1,FALSE)","v":0.10411944020297695},{"$f":"N765*VLOOKUP($B765,$AR$36:$AZ$47,MATCH(AK$2,$AS$2:$BA$2,0)+1,FALSE)","v":8.3979907967443437E-2},{"$f":"O765*VLOOKUP($B765,$AR$36:$AZ$47,MATCH(AL$2,$AS$2:$BA$2,0)+1,FALSE)","v":6.6407086970930729E-2},{"$f":"P765*VLOOKUP($B765,$AR$36:$AZ$47,MATCH(AM$2,$AS$2:$BA$2,0)+1,FALSE)","v":1.0150652537394905E-5},{"$f":"Q765*VLOOKUP($B765,$AR$36:$AZ$47,MATCH(AN$2,$AS$2:$BA$2,0)+1,FALSE)","v":1.8857902256094999E-3},{"$f":"R765*VLOOKUP($B765,$AR$36:$BA$47,MATCH(AO$2,$AS$2:$BA$2,0)+1,FALSE)","v":0},1.0938207094802552]
[2006,2,1,20,null,2013,2,1,20,0.43422201026396456,0.43010882324784938,8.7170929771520234E-3,9.4524765732748262E-2,0.10203490000000001,7.3587E-2,2.028188418606668E-5,2.4450307537640017E-3,0,1.1456599048596645,null,null,0.41112790883901479,8.282517045328272E-2,0.38073029088207594,8.0430412455979816E-2,6.7835199531354459E-2,4.8751506227939457E-3,1.0150652537394905E-5,1.7871641481495757E-3,0,1.0296214475851886,null,{"$f":"J766*VLOOKUP($B766,$AR$36:$AZ$47,MATCH(AG$2,$AS$2:$BA$2,0)+1,FALSE)","v":0.42388633781516516},{"$f":"K766*VLOOKUP($B766,$AR$36:$AZ$47,MATCH(AH$2,$AS$2:$BA$2,0)+1,FALSE)","v":0.38696115151705113},{"$f":"L766*VLOOKUP($B766,$AR$36:$AZ$47,MATCH(AI$2,$AS$2:$BA$2,0)+1,FALSE)","v":5.9360205462038679E-3},{"$f":"M766*VLOOKUP($B766,$AR$36:$AZ$47,MATCH(AJ$2,$AS$2:$BA$2,0)+1,FALSE)","v":8.7189646562474882E-2},{"$f":"N766*VLOOKUP($B766,$AR$36:$AZ$47,MATCH(AK$2,$AS$2:$BA$2,0)+1,FALSE)","v":8.0624242098755433E-2},{"$f":"O766*VLOOKUP($B766,$AR$36:$AZ$47,MATCH(AL$2,$AS$2:$BA$2,0)+1,FALSE)","v":6.4679077057560652E-2},{"$f":"P766*VLOOKUP($B766,$AR$36:$AZ$47,MATCH(AM$2,$AS$2:$BA$2,0)+1,FALSE)","v":1.0150652537394905E-5},{"$f":"Q766*VLOOKUP($B766,$AR$36:$AZ$47,MATCH(AN$2,$AS$2:$BA$2,0)+1,FALSE)","v":1.8857902256094999E-3},{"$f":"R766*VLOOKUP($B766,$AR$36:$BA$47,MATCH(AO$2,$AS$2:$BA$2,0)+1,FALSE)","v":0},1.051172416475358]
[2006,2,1,21,null,2013,2,1,21,0.40723242637321705,0.43220841349866179,8.7170929771520234E-3,0.11129223506614974,9.98748E-2,7.2596999999999995E-2,2.028188418606668E-5,2.4450307537640017E-3,0,1.1343872805531308,null,null,0.38557376620425338,9.7517283095335291E-2,0.38258883821641959,7.8727683939108006E-2,6.6922581167566816E-2,4.8751506227939457E-3,1.0150652537394905E-5,1.7871641481495757E-3,0,1.0180026180461641,null,{"$f":"J767*VLOOKUP($B767,$AR$36:$AZ$47,MATCH(AG$2,$AS$2:$BA$2,0)+1,FALSE)","v":0.39753917990014048},{"$f":"K767*VLOOKUP($B767,$AR$36:$AZ$47,MATCH(AH$2,$AS$2:$BA$2,0)+1,FALSE)","v":0.38885011500083477},{"$f":"L767*VLOOKUP($B767,$AR$36:$AZ$47,MATCH(AI$2,$AS$2:$BA$2,0)+1,FALSE)","v":5.9360205462038679E-3},{"$f":"M767*VLOOKUP($B767,$AR$36:$AZ$47,MATCH(AJ$2,$AS$2:$BA$2,0)+1,FALSE)","v":0.10265596074578437},{"$f":"N767*VLOOKUP($B767,$AR$36:$AZ$47,MATCH(AK$2,$AS$2:$BA$2,0)+1,FALSE)","v":7.8917410168136373E-2},{"$f":"O767*VLOOKUP($B767,$AR$36:$AZ$47,MATCH(AL$2,$AS$2:$BA$2,0)+1,FALSE)","v":6.380891947147907E-2},{"$f":"P767*VLOOKUP($B767,$AR$36:$AZ$47,MATCH(AM$2,$AS$2:$BA$2,0)+1,FALSE)","v":1.0150652537394905E-5},{"$f":"Q767*VLOOKUP($B767,$AR$36:$AZ$47,MATCH(AN$2,$AS$2:$BA$2,0)+1,FALSE)","v":1.8857902256094999E-3},{"$f":"R767*VLOOKUP($B767,$AR$36:$BA$47,MATCH(AO$2,$AS$2:$BA$2,0)+1,FALSE)","v":0},1.0396035467107259]
[2006,2,1,22,null,2013,2,1,22,0.37213066309161147,0.39847311936750229,8.7170929771520234E-3,0.1002275035434647,9.7500699999999982E-2,7.1398000000000003E-2,2.028188418606668E-5,2.4450307537640017E-3,0,1.0509123916176806,null,null,0.35233889051069794,8.7822064416060663E-2,0.35272651581493891,7.685626698067767E-2,6.5817298926979573E-2,4.8751506227939457E-3,1.0150652537394905E-5,1.7871641481495757E-3,0,0.94223350207283574,null,{"$f":"J768*VLOOKUP($B768,$AR$36:$AZ$47,MATCH(AG$2,$AS$2:$BA$2,0)+1,FALSE)","v":0.36327293466938965},{"$f":"K768*VLOOKUP($B768,$AR$36:$AZ$47,MATCH(AH$2,$AS$2:$BA$2,0)+1,FALSE)","v":0.35849907926717017},{"$f":"L768*VLOOKUP($B768,$AR$36:$AZ$47,MATCH(AI$2,$AS$2:$BA$2,0)+1,FALSE)","v":5.9360205462038679E-3},{"$f":"M768*VLOOKUP($B768,$AR$36:$AZ$47,MATCH(AJ$2,$AS$2:$BA$2,0)+1,FALSE)","v":9.244985207899134E-2},{"$f":"N768*VLOOKUP($B768,$AR$36:$AZ$47,MATCH(AK$2,$AS$2:$BA$2,0)+1,FALSE)","v":7.7041483272861755E-2},{"$f":"O768*VLOOKUP($B768,$AR$36:$AZ$47,MATCH(AL$2,$AS$2:$BA$2,0)+1,FALSE)","v":6.275506195055805E-2},{"$f":"P768*VLOOKUP($B768,$AR$36:$AZ$47,MATCH(AM$2,$AS$2:$BA$2,0)+1,FALSE)","v":1.0150652537394905E-5},{"$f":"Q768*VLOOKUP($B768,$AR$36:$AZ$47,MATCH(AN$2,$AS$2:$BA$2,0)+1,FALSE)","v":1.8857902256094999E-3},{"$f":"R768*VLOOKUP($B768,$AR$36:$BA$47,MATCH(AO$2,$AS$2:$BA$2,0)+1,FALSE)","v":0},0.96185037266332174]
[2006,2,1,23,null,2013,2,1,23,0.33766707608568997,0.38703350768388134,8.7170929771520234E-3,0.10927555435262992,9.4538300000000006E-2,6.9490999999999997E-2,2.028188418606668E-5,2.4450307537640017E-3,0,1.0091878437373034,null,null,0.31970824968200612,9.5750212608015806E-2,0.34260022579606803,7.4521114460710566E-2,6.4059356280774485E-2,4.8751506227939457E-3,1.0150652537394905E-5,1.7871641481495757E-3,0,0.90331162425105604,null,{"$f":"J769*VLOOKUP($B769,$AR$36:$AZ$47,MATCH(AG$2,$AS$2:$BA$2,0)+1,FALSE)","v":0.329629675372069},{"$f":"K769*VLOOKUP($B769,$AR$36:$AZ$47,MATCH(AH$2,$AS$2:$BA$2,0)+1,FALSE)","v":0.34820706694206843},{"$f":"L769*VLOOKUP($B769,$AR$36:$AZ$47,MATCH(AI$2,$AS$2:$BA$2,0)+1,FALSE)","v":5.9360205462038679E-3},{"$f":"M769*VLOOKUP($B769,$AR$36:$AZ$47,MATCH(AJ$2,$AS$2:$BA$2,0)+1,FALSE)","v":0.10079577439908355},{"$f":"N769*VLOOKUP($B769,$AR$36:$AZ$47,MATCH(AK$2,$AS$2:$BA$2,0)+1,FALSE)","v":7.4700703257461615E-2},{"$f":"O769*VLOOKUP($B769,$AR$36:$AZ$47,MATCH(AL$2,$AS$2:$BA$2,0)+1,FALSE)","v":6.1078909913530197E-2},{"$f":"P769*VLOOKUP($B769,$AR$36:$AZ$47,MATCH(AM$2,$AS$2:$BA$2,0)+1,FALSE)","v":1.0150652537394905E-5},{"$f":"Q769*VLOOKUP($B769,$AR$36:$AZ$47,MATCH(AN$2,$AS$2:$BA$2,0)+1,FALSE)","v":1.8857902256094999E-3},{"$f":"R769*VLOOKUP($B769,$AR$36:$BA$47,MATCH(AO$2,$AS$2:$BA$2,0)+1,FALSE)","v":0},0.92224409130856355]
[2006,2,1,24,null,2013,2,1,24,0.23639259910528951,0.38391134273397753,8.7170929771520234E-3,0.12840163271812471,9.270169999999997E-2,6.7863999999999994E-2,2.028188418606668E-5,2.4450307537640017E-3,0,0.92045368017249396,null,null,0.22382005664820323,0.11250900262928669,0.33983650018685468,7.3073389265540523E-2,6.2559527919277019E-2,4.8751506227939457E-3,1.0150652537394905E-5,1.7871641481495757E-3,0,0.81847094207264304,null,{"$f":"J770*VLOOKUP($B770,$AR$36:$AZ$47,MATCH(AG$2,$AS$2:$BA$2,0)+1,FALSE)","v":0.23076580816443568},{"$f":"K770*VLOOKUP($B770,$AR$36:$AZ$47,MATCH(AH$2,$AS$2:$BA$2,0)+1,FALSE)","v":0.34539811144304405},{"$f":"L770*VLOOKUP($B770,$AR$36:$AZ$47,MATCH(AI$2,$AS$2:$BA$2,0)+1,FALSE)","v":5.9360205462038679E-3},{"$f":"M770*VLOOKUP($B770,$AR$36:$AZ$47,MATCH(AJ$2,$AS$2:$BA$2,0)+1,FALSE)","v":0.11843766961973413},{"$f":"N770*VLOOKUP($B770,$AR$36:$AZ$47,MATCH(AK$2,$AS$2:$BA$2,0)+1,FALSE)","v":7.3249489182291488E-2},{"$f":"O770*VLOOKUP($B770,$AR$36:$AZ$47,MATCH(AL$2,$AS$2:$BA$2,0)+1,FALSE)","v":5.9648863052363804E-2},{"$f":"P770*VLOOKUP($B770,$AR$36:$AZ$47,MATCH(AM$2,$AS$2:$BA$2,0)+1,FALSE)","v":1.0150652537394905E-5},{"$f":"Q770*VLOOKUP($B770,$AR$36:$AZ$47,MATCH(AN$2,$AS$2:$BA$2,0)+1,FALSE)","v":1.8857902256094999E-3},{"$f":"R770*VLOOKUP($B770,$AR$36:$BA$47,MATCH(AO$2,$AS$2:$BA$2,0)+1,FALSE)","v":0},0.83533190288621995]
[2006,2,2,1,null,2013,2,2,1,0.23462724028085657,0.32769048776807108,8.7170929771520234E-3,9.8932294299496237E-2,9.1054999999999997E-2,6.6305000000000003E-2,2.028188418606668E-5,2.4450307537640017E-3,0,0.82979242796352592,null,null,{"$f":"$J771*$AS$6","v":0.22214858844833377},{"$f":"$M771*$AV$6","v":8.6687166851673575E-2},{"$f":"$K771*$AT$6","v":0.29007006595475804},{"$f":"$N771*$AW$6","v":7.1775355355660084E-2},{"$f":"$O771*$AX$6","v":6.1122384455494276E-2},{"$f":"$L771*$AU$6","v":4.8751506227939457E-3},{"$f":"$P771*$AY$6","v":1.0150652537394905E-5},{"$f":"$Q771*$AZ$6","v":1.7871641481495757E-3},0,{"$f":"SUM(V771:AD771)","v":0.73847602648940058},null,{"$f":"J771*VLOOKUP($B771,$AR$36:$AZ$47,MATCH(AG$2,$AS$2:$BA$2,0)+1,FALSE)","v":0.22904246971237593},{"$f":"K771*VLOOKUP($B771,$AR$36:$AZ$47,MATCH(AH$2,$AS$2:$BA$2,0)+1,FALSE)","v":0.29481722214019002},{"$f":"L771*VLOOKUP($B771,$AR$36:$AZ$47,MATCH(AI$2,$AS$2:$BA$2,0)+1,FALSE)","v":5.9360205462038679E-3},{"$f":"M771*VLOOKUP($B771,$AR$36:$AZ$47,MATCH(AJ$2,$AS$2:$BA$2,0)+1,FALSE)","v":9.1255151036035612E-2},{"$f":"N771*VLOOKUP($B771,$AR$36:$AZ$47,MATCH(AK$2,$AS$2:$BA$2,0)+1,FALSE)","v":7.1948327134168558E-2},{"$f":"O771*VLOOKUP($B771,$AR$36:$AZ$47,MATCH(AL$2,$AS$2:$BA$2,0)+1,FALSE)","v":5.8278584591049488E-2},{"$f":"P771*VLOOKUP($B771,$AR$36:$AZ$47,MATCH(AM$2,$AS$2:$BA$2,0)+1,FALSE)","v":1.0150652537394905E-5},{"$f":"Q771*VLOOKUP($B771,$AR$36:$AZ$47,MATCH(AN$2,$AS$2:$BA$2,0)+1,FALSE)","v":1.8857902256094999E-3},{"$f":"R771*VLOOKUP($B771,$AR$36:$BA$47,MATCH(AO$2,$AS$2:$BA$2,0)+1,FALSE)","v":0},0.75317371603817052]
[2006,2,2,2,null,2013,2,2,2,0.2171018753225287,0.31720274399249715,8.7170929771520234E-3,9.4008405114306776E-2,9.0730200000000025E-2,6.5797999999999995E-2,2.028188418606668E-5,2.4450307537640017E-3,0,0.79602363004443466,null,null,0.20555531017904968,8.2372721236336793E-2,0.28078636489459641,7.1519327291089035E-2,6.0655013232827272E-2,4.8751506227939457E-3,1.0150652537394905E-5,1.7871641481495757E-3,{"$f":"$R772*$BA$6","v":0},0.70756120225738017,null,{"$f":"J772*VLOOKUP($B772,$AR$36:$AZ$47,MATCH(AG$2,$AS$2:$BA$2,0)+1,FALSE)","v":0.2119342564125852},{"$f":"K772*VLOOKUP($B772,$AR$36:$AZ$47,MATCH(AH$2,$AS$2:$BA$2,0)+1,FALSE)","v":0.28538158820558168},{"$f":"L772*VLOOKUP($B772,$AR$36:$AZ$47,MATCH(AI$2,$AS$2:$BA$2,0)+1,FALSE)","v":5.9360205462038679E-3},{"$f":"M772*VLOOKUP($B772,$AR$36:$AZ$47,MATCH(AJ$2,$AS$2:$BA$2,0)+1,FALSE)","v":8.6713355513545087E-2},{"$f":"N772*VLOOKUP($B772,$AR$36:$AZ$47,MATCH(AK$2,$AS$2:$BA$2,0)+1,FALSE)","v":7.1691682066317514E-2},{"$f":"O772*VLOOKUP($B772,$AR$36:$AZ$47,MATCH(AL$2,$AS$2:$BA$2,0)+1,FALSE)","v":5.7832958433328918E-2},{"$f":"P772*VLOOKUP($B772,$AR$36:$AZ$47,MATCH(AM$2,$AS$2:$BA$2,0)+1,FALSE)","v":1.0150652537394905E-5},{"$f":"Q772*VLOOKUP($B772,$AR$36:$AZ$47,MATCH(AN$2,$AS$2:$BA$2,0)+1,FALSE)","v":1.8857902256094999E-3},{"$f":"R772*VLOOKUP($B772,$AR$36:$BA$47,MATCH(AO$2,$AS$2:$BA$2,0)+1,FALSE)","v":0},{"$f":"SUM(AG772:AO772)","v":0.72138580205570924}]
[2006,2,2,3,null,2013,2,2,3,0.21034324320911676,0.3109146299694785,8.7170929771520234E-3,9.0079174293443809E-2,9.0189499999999964E-2,6.5793000000000004E-2,2.028188418606668E-5,2.4450307537640017E-3,0,0.7785019530871411,null,null,0.1991561359738773,7.8929822330790836E-2,0.27522015617791545,7.1093113083842766E-2,6.0650404049171783E-2,4.8751506227939457E-3,1.0150652537394905E-5,1.7871641481495757E-3,0,0.69172209703907916,null,{"$f":"J773*VLOOKUP($B773,$AR$36:$AZ$47,MATCH(AG$2,$AS$2:$BA$2,0)+1,FALSE)","v":0.20533649824401015},{"$f":"K773*VLOOKUP($B773,$AR$36:$AZ$47,MATCH(AH$2,$AS$2:$BA$2,0)+1,FALSE)","v":0.2797242854215008},{"$f":"L773*VLOOKUP($B773,$AR$36:$AZ$47,MATCH(AI$2,$AS$2:$BA$2,0)+1,FALSE)","v":5.9360205462038679E-3},{"$f":"M773*VLOOKUP($B773,$AR$36:$AZ$47,MATCH(AJ$2,$AS$2:$BA$2,0)+1,FALSE)","v":8.3089032894200734E-2},{"$f":"N773*VLOOKUP($B773,$AR$36:$AZ$47,MATCH(AK$2,$AS$2:$BA$2,0)+1,FALSE)","v":7.1264440723376996E-2},{"$f":"O773*VLOOKUP($B773,$AR$36:$AZ$47,MATCH(AL$2,$AS$2:$BA$2,0)+1,FALSE)","v":5.782856369804569E-2},{"$f":"P773*VLOOKUP($B773,$AR$36:$AZ$47,MATCH(AM$2,$AS$2:$BA$2,0)+1,FALSE)","v":1.0150652537394905E-5},{"$f":"Q773*VLOOKUP($B773,$AR$36:$AZ$47,MATCH(AN$2,$AS$2:$BA$2,0)+1,FALSE)","v":1.8857902256094999E-3},{"$f":"R773*VLOOKUP($B773,$AR$36:$BA$47,MATCH(AO$2,$AS$2:$BA$2,0)+1,FALSE)","v":0},0.70507478240548516]
[2006,2,2,4,null,2013,2,2,4,0.20611367888720844,0.3102874738803148,8.7170929771520234E-3,9.0865178298756039E-2,8.99731E-2,6.5528000000000003E-2,2.028188418606668E-5,2.4450307537640017E-3,0,0.7739498366813814,null,null,0.19515152106753206,7.9618540416599257E-2,0.27466500058158827,7.0922532809294822E-2,6.0406117315430649E-2,4.8751506227939457E-3,1.0150652537394905E-5,1.7871641481495757E-3,0,0.68743617761392606,null,{"$f":"J774*VLOOKUP($B774,$AR$36:$AZ$47,MATCH(AG$2,$AS$2:$BA$2,0)+1,FALSE)","v":0.20120760913063351},{"$f":"K774*VLOOKUP($B774,$AR$36:$AZ$47,MATCH(AH$2,$AS$2:$BA$2,0)+1,FALSE)","v":0.27916004439847047},{"$f":"L774*VLOOKUP($B774,$AR$36:$AZ$47,MATCH(AI$2,$AS$2:$BA$2,0)+1,FALSE)","v":5.9360205462038679E-3},{"$f":"M774*VLOOKUP($B774,$AR$36:$AZ$47,MATCH(AJ$2,$AS$2:$BA$2,0)+1,FALSE)","v":8.3814043010741232E-2},{"$f":"N774*VLOOKUP($B774,$AR$36:$AZ$47,MATCH(AK$2,$AS$2:$BA$2,0)+1,FALSE)","v":7.109344936659448E-2},{"$f":"O774*VLOOKUP($B774,$AR$36:$AZ$47,MATCH(AL$2,$AS$2:$BA$2,0)+1,FALSE)","v":5.7595642728033948E-2},{"$f":"P774*VLOOKUP($B774,$AR$36:$AZ$47,MATCH(AM$2,$AS$2:$BA$2,0)+1,FALSE)","v":1.0150652537394905E-5},{"$f":"Q774*VLOOKUP($B774,$AR$36:$AZ$47,MATCH(AN$2,$AS$2:$BA$2,0)+1,FALSE)","v":1.8857902256094999E-3},{"$f":"R774*VLOOKUP($B774,$AR$36:$BA$47,MATCH(AO$2,$AS$2:$BA$2,0)+1,FALSE)","v":0},0.70070275005882443]
[2006,2,2,5,null,2013,2,2,5,0.20829951377679923,0.30966083214989448,8.7170929771520234E-3,8.7466023174438357E-2,8.9397600000000021E-2,6.5268000000000007E-2,2.028188418606668E-5,2.4450307537640017E-3,0,0.77127437471623428,null,null,0.19722110230934548,7.6640108252432337E-2,0.27411030029318173,7.0468887023701715E-2,6.0166439765345012E-2,4.8751506227939457E-3,1.0150652537394905E-5,1.7871641481495757E-3,0,0.68527930306748719,null,{"$f":"J775*VLOOKUP($B775,$AR$36:$AZ$47,MATCH(AG$2,$AS$2:$BA$2,0)+1,FALSE)","v":0.20334141516652285},{"$f":"K775*VLOOKUP($B775,$AR$36:$AZ$47,MATCH(AH$2,$AS$2:$BA$2,0)+1,FALSE)","v":0.27859626613472549},{"$f":"L775*VLOOKUP($B775,$AR$36:$AZ$47,MATCH(AI$2,$AS$2:$BA$2,0)+1,FALSE)","v":5.9360205462038679E-3},{"$f":"M775*VLOOKUP($B775,$AR$36:$AZ$47,MATCH(AJ$2,$AS$2:$BA$2,0)+1,FALSE)","v":8.0678662228754208E-2},{"$f":"N775*VLOOKUP($B775,$AR$36:$AZ$47,MATCH(AK$2,$AS$2:$BA$2,0)+1,FALSE)","v":7.0638710337812841E-2},{"$f":"O775*VLOOKUP($B775,$AR$36:$AZ$47,MATCH(AL$2,$AS$2:$BA$2,0)+1,FALSE)","v":5.7367116493305462E-2},{"$f":"P775*VLOOKUP($B775,$AR$36:$AZ$47,MATCH(AM$2,$AS$2:$BA$2,0)+1,FALSE)","v":1.0150652537394905E-5},{"$f":"Q775*VLOOKUP($B775,$AR$36:$AZ$47,MATCH(AN$2,$AS$2:$BA$2,0)+1,FALSE)","v":1.8857902256094999E-3},{"$f":"R775*VLOOKUP($B775,$AR$36:$BA$47,MATCH(AO$2,$AS$2:$BA$2,0)+1,FALSE)","v":0},0.69845413178547178]
[2006,2,2,6,null,2013,2,2,6,0.21224097212878343,0.31854361832838929,8.7170929771520234E-3,8.8253620748167783E-2,9.0373099999999956E-2,6.5135999999999999E-2,2.028188418606668E-5,2.4450307537640017E-3,0,0.78572971682044257,null,null,0.20095293416430435,7.733022266622698E-2,0.28197330049867336,7.1237838307535023E-2,6.0044757316839982E-2,4.8751506227939457E-3,1.0150652537394905E-5,1.7871641481495757E-3,0,0.69821151837706075,null,{"$f":"J776*VLOOKUP($B776,$AR$36:$AZ$47,MATCH(AG$2,$AS$2:$BA$2,0)+1,FALSE)","v":0.20718905602069776},{"$f":"K776*VLOOKUP($B776,$AR$36:$AZ$47,MATCH(AH$2,$AS$2:$BA$2,0)+1,FALSE)","v":0.28658794866370574},{"$f":"L776*VLOOKUP($B776,$AR$36:$AZ$47,MATCH(AI$2,$AS$2:$BA$2,0)+1,FALSE)","v":5.9360205462038679E-3},{"$f":"M776*VLOOKUP($B776,$AR$36:$AZ$47,MATCH(AJ$2,$AS$2:$BA$2,0)+1,FALSE)","v":8.1405142252847409E-2},{"$f":"N776*VLOOKUP($B776,$AR$36:$AZ$47,MATCH(AK$2,$AS$2:$BA$2,0)+1,FALSE)","v":7.1409514721090819E-2},{"$f":"O776*VLOOKUP($B776,$AR$36:$AZ$47,MATCH(AL$2,$AS$2:$BA$2,0)+1,FALSE)","v":5.7251095481827906E-2},{"$f":"P776*VLOOKUP($B776,$AR$36:$AZ$47,MATCH(AM$2,$AS$2:$BA$2,0)+1,FALSE)","v":1.0150652537394905E-5},{"$f":"Q776*VLOOKUP($B776,$AR$36:$AZ$47,MATCH(AN$2,$AS$2:$BA$2,0)+1,FALSE)","v":1.8857902256094999E-3},{"$f":"R776*VLOOKUP($B776,$AR$36:$BA$47,MATCH(AO$2,$AS$2:$BA$2,0)+1,FALSE)","v":0},0.71167471856452047]
[2006,2,2,7,null,2013,2,2,7,0.24127933068643787,0.32614310402155766,8.7170929771520234E-3,8.0175674607977213E-2,9.2498900000000009E-2,6.6430000000000003E-2,2.028188418606668E-5,2.4450307537640017E-3,0,0.81770941493107485,null,null,0.22844688736734106,7.0252106568427161E-2,0.28870032919960958,7.2913529377932759E-2,6.1237614046881605E-2,4.8751506227939457E-3,1.0150652537394905E-5,1.7871641481495757E-3,0,0.72822293198367316,null,{"$f":"J777*VLOOKUP($B777,$AR$36:$AZ$47,MATCH(AG$2,$AS$2:$BA$2,0)+1,FALSE)","v":0.23553622215740547},{"$f":"K777*VLOOKUP($B777,$AR$36:$AZ$47,MATCH(AH$2,$AS$2:$BA$2,0)+1,FALSE)","v":0.29342506888960546},{"$f":"L777*VLOOKUP($B777,$AR$36:$AZ$47,MATCH(AI$2,$AS$2:$BA$2,0)+1,FALSE)","v":5.9360205462038679E-3},{"$f":"M777*VLOOKUP($B777,$AR$36:$AZ$47,MATCH(AJ$2,$AS$2:$BA$2,0)+1,FALSE)","v":7.3954044506620326E-2},{"$f":"N777*VLOOKUP($B777,$AR$36:$AZ$47,MATCH(AK$2,$AS$2:$BA$2,0)+1,FALSE)","v":7.3089244047561855E-2},{"$f":"O777*VLOOKUP($B777,$AR$36:$AZ$47,MATCH(AL$2,$AS$2:$BA$2,0)+1,FALSE)","v":5.83884529731305E-2},{"$f":"P777*VLOOKUP($B777,$AR$36:$AZ$47,MATCH(AM$2,$AS$2:$BA$2,0)+1,FALSE)","v":1.0150652537394905E-5},{"$f":"Q777*VLOOKUP($B777,$AR$36:$AZ$47,MATCH(AN$2,$AS$2:$BA$2,0)+1,FALSE)","v":1.8857902256094999E-3},{"$f":"R777*VLOOKUP($B777,$AR$36:$BA$47,MATCH(AO$2,$AS$2:$BA$2,0)+1,FALSE)","v":0},0.74222499399867448]
[2006,2,2,8,null,2013,2,2,8,0.2649899645438164,0.34186142365855049,3.4868371908608098E-3,8.1196048161063294E-2,9.4037300000000018E-2,6.7868999999999999E-2,8.1127536744266733E-6,2.2071903938277789E-3,0,0.85565587670179322,null,null,0.25089647095502166,7.1146185625965599E-2,0.30261411121035708,7.4126194324164688E-2,6.2564137102932529E-2,1.9500602491175783E-3,4.0602610149579622E-6,1.6133177604889502E-3,0,0.76491453748906302,null,{"$f":"J778*VLOOKUP($B778,$AR$36:$AZ$47,MATCH(AG$2,$AS$2:$BA$2,0)+1,FALSE)","v":0.25868247802539029},{"$f":"K778*VLOOKUP($B778,$AR$36:$AZ$47,MATCH(AH$2,$AS$2:$BA$2,0)+1,FALSE)","v":0.30756655759638063},{"$f":"L778*VLOOKUP($B778,$AR$36:$AZ$47,MATCH(AI$2,$AS$2:$BA$2,0)+1,FALSE)","v":2.3744082184815477E-3},{"$f":"M778*VLOOKUP($B778,$AR$36:$AZ$47,MATCH(AJ$2,$AS$2:$BA$2,0)+1,FALSE)","v":7.4895237100599435E-2},{"$f":"N778*VLOOKUP($B778,$AR$36:$AZ$47,MATCH(AK$2,$AS$2:$BA$2,0)+1,FALSE)","v":7.4304831400954924E-2},{"$f":"O778*VLOOKUP($B778,$AR$36:$AZ$47,MATCH(AL$2,$AS$2:$BA$2,0)+1,FALSE)","v":5.9653257787647053E-2},{"$f":"P778*VLOOKUP($B778,$AR$36:$AZ$47,MATCH(AM$2,$AS$2:$BA$2,0)+1,FALSE)","v":4.0602610149579622E-6},{"$f":"Q778*VLOOKUP($B778,$AR$36:$AZ$47,MATCH(AN$2,$AS$2:$BA$2,0)+1,FALSE)","v":1.7023499865316458E-3},{"$f":"R778*VLOOKUP($B778,$AR$36:$BA$47,MATCH(AO$2,$AS$2:$BA$2,0)+1,FALSE)","v":0},0.77918318037700041]
[2006,2,2,9,null,2013,2,2,9,0.28095312905963044,0.3639316562078988,0,9.2509162892169663E-2,9.6120599999999987E-2,6.8404000000000006E-2,0,2.0486301538702968E-3,0,0.90396717831356921,null,null,0.26601063442603085,8.1059044427548424E-2,0.32215057641210987,7.5768384185374335E-2,6.3057319754070293E-2,0,0,1.4974201687151995E-3,0,0.80954337937384901,null,{"$f":"J779*VLOOKUP($B779,$AR$36:$AZ$47,MATCH(AG$2,$AS$2:$BA$2,0)+1,FALSE)","v":0.27426567552944126},{"$f":"K779*VLOOKUP($B779,$AR$36:$AZ$47,MATCH(AH$2,$AS$2:$BA$2,0)+1,FALSE)","v":0.32742274779739766},{"$f":"L779*VLOOKUP($B779,$AR$36:$AZ$47,MATCH(AI$2,$AS$2:$BA$2,0)+1,FALSE)","v":0},{"$f":"M779*VLOOKUP($B779,$AR$36:$AZ$47,MATCH(AJ$2,$AS$2:$BA$2,0)+1,FALSE)","v":8.5330454445805254E-2},{"$f":"N779*VLOOKUP($B779,$AR$36:$AZ$47,MATCH(AK$2,$AS$2:$BA$2,0)+1,FALSE)","v":7.5950978783510634E-2},{"$f":"O779*VLOOKUP($B779,$AR$36:$AZ$47,MATCH(AL$2,$AS$2:$BA$2,0)+1,FALSE)","v":6.0123494462953772E-2},{"$f":"P779*VLOOKUP($B779,$AR$36:$AZ$47,MATCH(AM$2,$AS$2:$BA$2,0)+1,FALSE)","v":0},{"$f":"Q779*VLOOKUP($B779,$AR$36:$AZ$47,MATCH(AN$2,$AS$2:$BA$2,0)+1,FALSE)","v":1.5800564938130762E-3},{"$f":"R779*VLOOKUP($B779,$AR$36:$BA$47,MATCH(AO$2,$AS$2:$BA$2,0)+1,FALSE)","v":0},0.82467340751292162]
[2006,2,2,10,null,2013,2,2,10,0.31065480391328776,0.3689978110832608,0,9.0937045141078338E-2,9.6308399999999988E-2,6.9323999999999997E-2,0,2.0486301538702968E-3,0,0.93827069029149701,null,null,0.29413262544204888,7.9681512098349977E-2,0.32663511268547696,7.5916420116798125E-2,6.3905409546681016E-2,0,0,1.4974201687151995E-3,0,0.84176850005807013,null,{"$f":"J780*VLOOKUP($B780,$AR$36:$AZ$47,MATCH(AG$2,$AS$2:$BA$2,0)+1,FALSE)","v":0.30326036921859811},{"$f":"K780*VLOOKUP($B780,$AR$36:$AZ$47,MATCH(AH$2,$AS$2:$BA$2,0)+1,FALSE)","v":0.33198067597364467},{"$f":"L780*VLOOKUP($B780,$AR$36:$AZ$47,MATCH(AI$2,$AS$2:$BA$2,0)+1,FALSE)","v":0},{"$f":"M780*VLOOKUP($B780,$AR$36:$AZ$47,MATCH(AJ$2,$AS$2:$BA$2,0)+1,FALSE)","v":8.388033298811455E-2},{"$f":"N780*VLOOKUP($B780,$AR$36:$AZ$47,MATCH(AK$2,$AS$2:$BA$2,0)+1,FALSE)","v":7.6099371467446691E-2},{"$f":"O780*VLOOKUP($B780,$AR$36:$AZ$47,MATCH(AL$2,$AS$2:$BA$2,0)+1,FALSE)","v":6.0932125755069975E-2},{"$f":"P780*VLOOKUP($B780,$AR$36:$AZ$47,MATCH(AM$2,$AS$2:$BA$2,0)+1,FALSE)","v":0},{"$f":"Q780*VLOOKUP($B780,$AR$36:$AZ$47,MATCH(AN$2,$AS$2:$BA$2,0)+1,FALSE)","v":1.5800564938130762E-3},{"$f":"R780*VLOOKUP($B780,$AR$36:$BA$47,MATCH(AO$2,$AS$2:$BA$2,0)+1,FALSE)","v":0},0.8577329318966872]
[2006,2,2,11,null,2013,2,2,11,0.34177695636242206,0.36720028379712644,0,8.5595001656105257E-2,9.6660699999999988E-2,6.9682999999999995E-2,0,2.0486301538702968E-3,0,0.9629645719695239,null,null,0.32359954594016777,7.5000668313317947E-2,0.3250439500551674,7.6194125434373206E-2,6.4236348933145421E-2,0,0,1.4974201687151995E-3,0,0.86557205884488697,null,{"$f":"J781*VLOOKUP($B781,$AR$36:$AZ$47,MATCH(AG$2,$AS$2:$BA$2,0)+1,FALSE)","v":0.3336417292481581},{"$f":"K781*VLOOKUP($B781,$AR$36:$AZ$47,MATCH(AH$2,$AS$2:$BA$2,0)+1,FALSE)","v":0.33036347309165437},{"$f":"L781*VLOOKUP($B781,$AR$36:$AZ$47,MATCH(AI$2,$AS$2:$BA$2,0)+1,FALSE)","v":0},{"$f":"M781*VLOOKUP($B781,$AR$36:$AZ$47,MATCH(AJ$2,$AS$2:$BA$2,0)+1,FALSE)","v":7.8952831927778078E-2},{"$f":"N781*VLOOKUP($B781,$AR$36:$AZ$47,MATCH(AK$2,$AS$2:$BA$2,0)+1,FALSE)","v":7.6377746028419374E-2},{"$f":"O781*VLOOKUP($B781,$AR$36:$AZ$47,MATCH(AL$2,$AS$2:$BA$2,0)+1,FALSE)","v":6.1247667748406627E-2},{"$f":"P781*VLOOKUP($B781,$AR$36:$AZ$47,MATCH(AM$2,$AS$2:$BA$2,0)+1,FALSE)","v":0},{"$f":"Q781*VLOOKUP($B781,$AR$36:$AZ$47,MATCH(AN$2,$AS$2:$BA$2,0)+1,FALSE)","v":1.5800564938130762E-3},{"$f":"R781*VLOOKUP($B781,$AR$36:$BA$47,MATCH(AO$2,$AS$2:$BA$2,0)+1,FALSE)","v":0},0.88216350453822967]
[2006,2,2,12,null,2013,2,2,12,0.31413887658734807,0.38452343667638766,0,0.10659655206421717,9.6846600000000019E-2,7.0495000000000002E-2,0,2.0486301538702968E-3,0,0.9746490954818231,null,null,0.29743139768037646,9.3402797944118404E-2,0.34037832284229619,7.6340663664680369E-2,6.4984880358797514E-2,0,0,1.4974201687151995E-3,0,0.87403548265898423,null,{"$f":"J782*VLOOKUP($B782,$AR$36:$AZ$47,MATCH(AG$2,$AS$2:$BA$2,0)+1,FALSE)","v":0.30666151142599457},{"$f":"K782*VLOOKUP($B782,$AR$36:$AZ$47,MATCH(AH$2,$AS$2:$BA$2,0)+1,FALSE)","v":0.34594880132427708},{"$f":"L782*VLOOKUP($B782,$AR$36:$AZ$47,MATCH(AI$2,$AS$2:$BA$2,0)+1,FALSE)","v":0},{"$f":"M782*VLOOKUP($B782,$AR$36:$AZ$47,MATCH(AJ$2,$AS$2:$BA$2,0)+1,FALSE)","v":9.832466261312918E-2},{"$f":"N782*VLOOKUP($B782,$AR$36:$AZ$47,MATCH(AK$2,$AS$2:$BA$2,0)+1,FALSE)","v":7.6524637401921586E-2},{"$f":"O782*VLOOKUP($B782,$AR$36:$AZ$47,MATCH(AL$2,$AS$2:$BA$2,0)+1,FALSE)","v":6.1961372758404853E-2},{"$f":"P782*VLOOKUP($B782,$AR$36:$AZ$47,MATCH(AM$2,$AS$2:$BA$2,0)+1,FALSE)","v":0},{"$f":"Q782*VLOOKUP($B782,$AR$36:$AZ$47,MATCH(AN$2,$AS$2:$BA$2,0)+1,FALSE)","v":1.5800564938130762E-3},{"$f":"R782*VLOOKUP($B782,$AR$36:$BA$47,MATCH(AO$2,$AS$2:$BA$2,0)+1,FALSE)","v":0},0.89100104201754038]
[2006,2,2,13,null,2013,2,2,13,0.32026297198964304,0.37666384355865073,0,0.10165981755371792,9.614830000000002E-2,7.0469000000000004E-2,0,2.0486301538702968E-3,0,0.96725256325588183,null,null,0.30322978301497888,8.9077096905400624E-2,0.33342104828248931,7.5790219091127486E-2,6.4960912603788945E-2,0,0,1.4974201687151995E-3,0,0.86797648006650041,null,{"$f":"J783*VLOOKUP($B783,$AR$36:$AZ$47,MATCH(AG$2,$AS$2:$BA$2,0)+1,FALSE)","v":0.31263983659410716},{"$f":"K783*VLOOKUP($B783,$AR$36:$AZ$47,MATCH(AH$2,$AS$2:$BA$2,0)+1,FALSE)","v":0.33887766713937711},{"$f":"L783*VLOOKUP($B783,$AR$36:$AZ$47,MATCH(AI$2,$AS$2:$BA$2,0)+1,FALSE)","v":0},{"$f":"M783*VLOOKUP($B783,$AR$36:$AZ$47,MATCH(AJ$2,$AS$2:$BA$2,0)+1,FALSE)","v":9.3771018562212705E-2},{"$f":"N783*VLOOKUP($B783,$AR$36:$AZ$47,MATCH(AK$2,$AS$2:$BA$2,0)+1,FALSE)","v":7.5972866309309536E-2},{"$f":"O783*VLOOKUP($B783,$AR$36:$AZ$47,MATCH(AL$2,$AS$2:$BA$2,0)+1,FALSE)","v":6.1938520134932007E-2},{"$f":"P783*VLOOKUP($B783,$AR$36:$AZ$47,MATCH(AM$2,$AS$2:$BA$2,0)+1,FALSE)","v":0},{"$f":"Q783*VLOOKUP($B783,$AR$36:$AZ$47,MATCH(AN$2,$AS$2:$BA$2,0)+1,FALSE)","v":1.5800564938130762E-3},{"$f":"R783*VLOOKUP($B783,$AR$36:$BA$47,MATCH(AO$2,$AS$2:$BA$2,0)+1,FALSE)","v":0},0.88477996523375158]
[2006,2,2,14,null,2013,2,2,14,0.28971756037667035,0.38518755563179469,0,0.11336592630727947,9.6250499999999989E-2,7.0391999999999996E-2,0,2.0486301538702968E-3,0,0.95696217246961479,null,null,0.27430892938659107,9.9334307757418583E-2,0.34096619779255433,7.5870779645927852E-2,6.4889931175494353E-2,0,0,1.4974201687151995E-3,0,0.85686756592670132,null,{"$f":"J784*VLOOKUP($B784,$AR$36:$AZ$47,MATCH(AG$2,$AS$2:$BA$2,0)+1,FALSE)","v":0.282821489390084},{"$f":"K784*VLOOKUP($B784,$AR$36:$AZ$47,MATCH(AH$2,$AS$2:$BA$2,0)+1,FALSE)","v":0.34654629717146296},{"$f":"L784*VLOOKUP($B784,$AR$36:$AZ$47,MATCH(AI$2,$AS$2:$BA$2,0)+1,FALSE)","v":0},{"$f":"M784*VLOOKUP($B784,$AR$36:$AZ$47,MATCH(AJ$2,$AS$2:$BA$2,0)+1,FALSE)","v":0.10456873360475123},{"$f":"N784*VLOOKUP($B784,$AR$36:$AZ$47,MATCH(AK$2,$AS$2:$BA$2,0)+1,FALSE)","v":7.6053621007383332E-2},{"$f":"O784*VLOOKUP($B784,$AR$36:$AZ$47,MATCH(AL$2,$AS$2:$BA$2,0)+1,FALSE)","v":6.1870841211570098E-2},{"$f":"P784*VLOOKUP($B784,$AR$36:$AZ$47,MATCH(AM$2,$AS$2:$BA$2,0)+1,FALSE)","v":0},{"$f":"Q784*VLOOKUP($B784,$AR$36:$AZ$47,MATCH(AN$2,$AS$2:$BA$2,0)+1,FALSE)","v":1.5800564938130762E-3},{"$f":"R784*VLOOKUP($B784,$AR$36:$BA$47,MATCH(AO$2,$AS$2:$BA$2,0)+1,FALSE)","v":0},0.87344103887906477]
[2006,2,2,15,null,2013,2,2,15,0.3025451126449355,0.37277714465786083,0,0.10076420739260139,9.6386599999999989E-2,7.0452000000000001E-2,0,2.0486301538702968E-3,0,0.94497369484926796,null,null,0.28645424817494336,8.8292338925001115E-2,0.32998056084515981,7.5978062341704081E-2,6.4945241379360266E-2,0,0,1.4974201687151995E-3,0,0.84714787183488394,null,{"$f":"J785*VLOOKUP($B785,$AR$36:$AZ$47,MATCH(AG$2,$AS$2:$BA$2,0)+1,FALSE)","v":0.29534371080125132},{"$f":"K785*VLOOKUP($B785,$AR$36:$AZ$47,MATCH(AH$2,$AS$2:$BA$2,0)+1,FALSE)","v":0.33538087423265955},{"$f":"L785*VLOOKUP($B785,$AR$36:$AZ$47,MATCH(AI$2,$AS$2:$BA$2,0)+1,FALSE)","v":0},{"$f":"M785*VLOOKUP($B785,$AR$36:$AZ$47,MATCH(AJ$2,$AS$2:$BA$2,0)+1,FALSE)","v":9.294490772448484E-2},{"$f":"N785*VLOOKUP($B785,$AR$36:$AZ$47,MATCH(AK$2,$AS$2:$BA$2,0)+1,FALSE)","v":7.6161162244250735E-2},{"$f":"O785*VLOOKUP($B785,$AR$36:$AZ$47,MATCH(AL$2,$AS$2:$BA$2,0)+1,FALSE)","v":6.1923578034968986E-2},{"$f":"P785*VLOOKUP($B785,$AR$36:$AZ$47,MATCH(AM$2,$AS$2:$BA$2,0)+1,FALSE)","v":0},{"$f":"Q785*VLOOKUP($B785,$AR$36:$AZ$47,MATCH(AN$2,$AS$2:$BA$2,0)+1,FALSE)","v":1.5800564938130762E-3},{"$f":"R785*VLOOKUP($B785,$AR$36:$BA$47,MATCH(AO$2,$AS$2:$BA$2,0)+1,FALSE)","v":0},0.86333428953142854]
[2006,2,2,16,null,2013,2,2,16,0.30804439067992523,0.37366819096545489,0,0.10215862188460118,9.62726E-2,7.0596000000000006E-2,0,2.0486301538702968E-3,0,0.95278843368385158,null,null,0.29166104705940166,8.9514162825722998E-2,0.33076931081154726,7.5888200274705622E-2,6.5077985868638472E-2,0,0,1.4974201687151995E-3,0,0.85440812700873126,null,{"$f":"J786*VLOOKUP($B786,$AR$36:$AZ$47,MATCH(AG$2,$AS$2:$BA$2,0)+1,FALSE)","v":0.30071209096572549},{"$f":"K786*VLOOKUP($B786,$AR$36:$AZ$47,MATCH(AH$2,$AS$2:$BA$2,0)+1,FALSE)","v":0.33618253252610714},{"$f":"L786*VLOOKUP($B786,$AR$36:$AZ$47,MATCH(AI$2,$AS$2:$BA$2,0)+1,FALSE)","v":0},{"$f":"M786*VLOOKUP($B786,$AR$36:$AZ$47,MATCH(AJ$2,$AS$2:$BA$2,0)+1,FALSE)","v":9.4231115691006492E-2},{"$f":"N786*VLOOKUP($B786,$AR$36:$AZ$47,MATCH(AK$2,$AS$2:$BA$2,0)+1,FALSE)","v":7.6071083618219265E-2},{"$f":"O786*VLOOKUP($B786,$AR$36:$AZ$47,MATCH(AL$2,$AS$2:$BA$2,0)+1,FALSE)","v":6.2050146411126314E-2},{"$f":"P786*VLOOKUP($B786,$AR$36:$AZ$47,MATCH(AM$2,$AS$2:$BA$2,0)+1,FALSE)","v":0},{"$f":"Q786*VLOOKUP($B786,$AR$36:$AZ$47,MATCH(AN$2,$AS$2:$BA$2,0)+1,FALSE)","v":1.5800564938130762E-3},{"$f":"R786*VLOOKUP($B786,$AR$36:$BA$47,MATCH(AO$2,$AS$2:$BA$2,0)+1,FALSE)","v":0},0.87082702570599779]
[2006,2,2,17,null,2013,2,2,17,0.33697540010611299,0.38306224687141288,0,0.11098300562475741,9.3892400000000015E-2,7.0608000000000004E-2,0,2.0486301538702968E-3,0,0.99756968275615343,null,null,0.31905336049547045,9.7246327848909103E-2,0.33908488455548985,7.4011974907427155E-2,6.5089047909411654E-2,0,0,1.4974201687151995E-3,0,0.8959830158854234,null,{"$f":"J787*VLOOKUP($B787,$AR$36:$AZ$47,MATCH(AG$2,$AS$2:$BA$2,0)+1,FALSE)","v":0.32895446317414434},{"$f":"K787*VLOOKUP($B787,$AR$36:$AZ$47,MATCH(AH$2,$AS$2:$BA$2,0)+1,FALSE)","v":0.34463419520843791},{"$f":"L787*VLOOKUP($B787,$AR$36:$AZ$47,MATCH(AI$2,$AS$2:$BA$2,0)+1,FALSE)","v":0},{"$f":"M787*VLOOKUP($B787,$AR$36:$AZ$47,MATCH(AJ$2,$AS$2:$BA$2,0)+1,FALSE)","v":0.10237072750037292},{"$f":"N787*VLOOKUP($B787,$AR$36:$AZ$47,MATCH(AK$2,$AS$2:$BA$2,0)+1,FALSE)","v":7.4190336726288608E-2},{"$f":"O787*VLOOKUP($B787,$AR$36:$AZ$47,MATCH(AL$2,$AS$2:$BA$2,0)+1,FALSE)","v":6.2060693775806086E-2},{"$f":"P787*VLOOKUP($B787,$AR$36:$AZ$47,MATCH(AM$2,$AS$2:$BA$2,0)+1,FALSE)","v":0},{"$f":"Q787*VLOOKUP($B787,$AR$36:$AZ$47,MATCH(AN$2,$AS$2:$BA$2,0)+1,FALSE)","v":1.5800564938130762E-3},{"$f":"R787*VLOOKUP($B787,$AR$36:$BA$47,MATCH(AO$2,$AS$2:$BA$2,0)+1,FALSE)","v":0},0.91379047287886306]
[2006,2,2,18,null,2013,2,2,18,0.40374216208241204,0.38950796305750768,7.1189592646741526E-3,0.11362769204437545,9.4185599999999994E-2,7.1035000000000001E-2,1.6563538751954457E-5,2.3723573104501572E-3,0,1.0816062972981715,null,null,0.38226913165037196,9.9563674015305983E-2,0.34479060195961997,7.4243093837637233E-2,6.5482672193590774E-2,3.9813730086150556E-3,8.2896995722058385E-6,1.7340444185866078E-3,0,0.97207288078329979,null,{"$f":"J788*VLOOKUP($B788,$AR$36:$AZ$47,MATCH(AG$2,$AS$2:$BA$2,0)+1,FALSE)","v":0.39413199345342625},{"$f":"K788*VLOOKUP($B788,$AR$36:$AZ$47,MATCH(AH$2,$AS$2:$BA$2,0)+1,FALSE)","v":0.35043328981637634},{"$f":"L788*VLOOKUP($B788,$AR$36:$AZ$47,MATCH(AI$2,$AS$2:$BA$2,0)+1,FALSE)","v":4.8477501127331592E-3},{"$f":"M788*VLOOKUP($B788,$AR$36:$AZ$47,MATCH(AJ$2,$AS$2:$BA$2,0)+1,FALSE)","v":0.10481018632798877},{"$f":"N788*VLOOKUP($B788,$AR$36:$AZ$47,MATCH(AK$2,$AS$2:$BA$2,0)+1,FALSE)","v":7.4422012631134432E-2},{"$f":"O788*VLOOKUP($B788,$AR$36:$AZ$47,MATCH(AL$2,$AS$2:$BA$2,0)+1,FALSE)","v":6.2436004168994808E-2},{"$f":"P788*VLOOKUP($B788,$AR$36:$AZ$47,MATCH(AM$2,$AS$2:$BA$2,0)+1,FALSE)","v":8.2896995722058385E-6},{"$f":"Q788*VLOOKUP($B788,$AR$36:$AZ$47,MATCH(AN$2,$AS$2:$BA$2,0)+1,FALSE)","v":1.8297390414468233E-3},{"$f":"R788*VLOOKUP($B788,$AR$36:$BA$47,MATCH(AO$2,$AS$2:$BA$2,0)+1,FALSE)","v":0},0.99291926525167284]
[2006,2,2,19,null,2013,2,2,19,0.41951553112117268,0.36956168010386059,8.7170929771520234E-3,9.8046408594036127E-2,9.2706899999999981E-2,7.0758000000000001E-2,2.028188418606668E-5,2.4450307537640017E-3,0,1.0617709254341716,null,null,0.39720359391843973,8.5910929703788858E-2,0.32713424686880122,7.3077488237017652E-2,6.5227323419076458E-2,4.8751506227939457E-3,1.0150652537394905E-5,1.7871641481495757E-3,0,0.95522604757060492,null,{"$f":"J789*VLOOKUP($B789,$AR$36:$AZ$47,MATCH(AG$2,$AS$2:$BA$2,0)+1,FALSE)","v":0.40952991313230863},{"$f":"K789*VLOOKUP($B789,$AR$36:$AZ$47,MATCH(AH$2,$AS$2:$BA$2,0)+1,FALSE)","v":0.33248797876243297},{"$f":"L789*VLOOKUP($B789,$AR$36:$AZ$47,MATCH(AI$2,$AS$2:$BA$2,0)+1,FALSE)","v":5.9360205462038679E-3},{"$f":"M789*VLOOKUP($B789,$AR$36:$AZ$47,MATCH(AJ$2,$AS$2:$BA$2,0)+1,FALSE)","v":9.0438010036477903E-2},{"$f":"N789*VLOOKUP($B789,$AR$36:$AZ$47,MATCH(AK$2,$AS$2:$BA$2,0)+1,FALSE)","v":7.3253598031899944E-2},{"$f":"O789*VLOOKUP($B789,$AR$36:$AZ$47,MATCH(AL$2,$AS$2:$BA$2,0)+1,FALSE)","v":6.2192535834303293E-2},{"$f":"P789*VLOOKUP($B789,$AR$36:$AZ$47,MATCH(AM$2,$AS$2:$BA$2,0)+1,FALSE)","v":1.0150652537394905E-5},{"$f":"Q789*VLOOKUP($B789,$AR$36:$AZ$47,MATCH(AN$2,$AS$2:$BA$2,0)+1,FALSE)","v":1.8857902256094999E-3},{"$f":"R789*VLOOKUP($B789,$AR$36:$BA$47,MATCH(AO$2,$AS$2:$BA$2,0)+1,FALSE)","v":0},0.97573399722177345]
[2006,2,2,20,null,2013,2,2,20,0.39974405962357568,0.36261681258867584,8.7170929771520234E-3,0.10235206701236568,9.1572099999999948E-2,7.0036000000000001E-2,2.028188418606668E-5,2.4450307537640017E-3,0,1.0375034448397193,null,null,0.37848366830588076,8.9683664707650462E-2,0.320986683074998,7.2182966538510099E-2,6.4561757299223241E-2,4.8751506227939457E-3,1.0150652537394905E-5,1.7871641481495757E-3,0,0.93257120534974347,null,{"$f":"J790*VLOOKUP($B790,$AR$36:$AZ$47,MATCH(AG$2,$AS$2:$BA$2,0)+1,FALSE)","v":0.39022905677719533},{"$f":"K790*VLOOKUP($B790,$AR$36:$AZ$47,MATCH(AH$2,$AS$2:$BA$2,0)+1,FALSE)","v":0.32623980670561226},{"$f":"L790*VLOOKUP($B790,$AR$36:$AZ$47,MATCH(AI$2,$AS$2:$BA$2,0)+1,FALSE)","v":5.9360205462038679E-3},{"$f":"M790*VLOOKUP($B790,$AR$36:$AZ$47,MATCH(AJ$2,$AS$2:$BA$2,0)+1,FALSE)","v":9.4409549482280919E-2},{"$f":"N790*VLOOKUP($B790,$AR$36:$AZ$47,MATCH(AK$2,$AS$2:$BA$2,0)+1,FALSE)","v":7.2356920621193699E-2},{"$f":"O790*VLOOKUP($B790,$AR$36:$AZ$47,MATCH(AL$2,$AS$2:$BA$2,0)+1,FALSE)","v":6.1557936059403393E-2},{"$f":"P790*VLOOKUP($B790,$AR$36:$AZ$47,MATCH(AM$2,$AS$2:$BA$2,0)+1,FALSE)","v":1.0150652537394905E-5},{"$f":"Q790*VLOOKUP($B790,$AR$36:$AZ$47,MATCH(AN$2,$AS$2:$BA$2,0)+1,FALSE)","v":1.8857902256094999E-3},{"$f":"R790*VLOOKUP($B790,$AR$36:$BA$47,MATCH(AO$2,$AS$2:$BA$2,0)+1,FALSE)","v":0},0.95262523107003638]
[2006,2,2,21,null,2013,2,2,21,0.37150465017895345,0.36181082505158041,8.7170929771520234E-3,0.11023736024662431,9.1112999999999972E-2,6.9363999999999995E-2,2.028188418606668E-5,2.4450307537640017E-3,0,1.0152122410922604,null,null,0.35174617210029113,9.6592973089837969E-2,0.32027322672893083,7.1821074652904895E-2,6.3942283015924958E-2,4.8751506227939457E-3,1.0150652537394905E-5,1.7871641481495757E-3,0,0.91104819501137069,null,{"$f":"J791*VLOOKUP($B791,$AR$36:$AZ$47,MATCH(AG$2,$AS$2:$BA$2,0)+1,FALSE)","v":0.36266182257765045},{"$f":"K791*VLOOKUP($B791,$AR$36:$AZ$47,MATCH(AH$2,$AS$2:$BA$2,0)+1,FALSE)","v":0.32551467425399749},{"$f":"L791*VLOOKUP($B791,$AR$36:$AZ$47,MATCH(AI$2,$AS$2:$BA$2,0)+1,FALSE)","v":5.9360205462038679E-3},{"$f":"M791*VLOOKUP($B791,$AR$36:$AZ$47,MATCH(AJ$2,$AS$2:$BA$2,0)+1,FALSE)","v":0.10168294418267415},{"$f":"N791*VLOOKUP($B791,$AR$36:$AZ$47,MATCH(AK$2,$AS$2:$BA$2,0)+1,FALSE)","v":7.1994156610570501E-2},{"$f":"O791*VLOOKUP($B791,$AR$36:$AZ$47,MATCH(AL$2,$AS$2:$BA$2,0)+1,FALSE)","v":6.0967283637335896E-2},{"$f":"P791*VLOOKUP($B791,$AR$36:$AZ$47,MATCH(AM$2,$AS$2:$BA$2,0)+1,FALSE)","v":1.0150652537394905E-5},{"$f":"Q791*VLOOKUP($B791,$AR$36:$AZ$47,MATCH(AN$2,$AS$2:$BA$2,0)+1,FALSE)","v":1.8857902256094999E-3},{"$f":"R791*VLOOKUP($B791,$AR$36:$BA$47,MATCH(AO$2,$AS$2:$BA$2,0)+1,FALSE)","v":0},0.93065284268657944]
[2006,2,2,22,null,2013,2,2,22,0.36021435779843719,0.34748307302563319,8.7170929771520234E-3,0.10593402931138923,8.9904300000000006E-2,6.9165000000000004E-2,2.028188418606668E-5,2.4450307537640017E-3,0,0.98388316575056189,null,null,0.34105635401907275,9.2822277489962537E-2,0.30759036857379435,7.0868300263597514E-2,6.375883750643635E-2,4.8751506227939457E-3,1.0150652537394905E-5,1.7871641481495757E-3,0,0.88276860327634454,null,{"$f":"J792*VLOOKUP($B792,$AR$36:$AZ$47,MATCH(AG$2,$AS$2:$BA$2,0)+1,FALSE)","v":0.35164027006093163},{"$f":"K792*VLOOKUP($B792,$AR$36:$AZ$47,MATCH(AH$2,$AS$2:$BA$2,0)+1,FALSE)","v":0.31262425414881306},{"$f":"L792*VLOOKUP($B792,$AR$36:$AZ$47,MATCH(AI$2,$AS$2:$BA$2,0)+1,FALSE)","v":5.9360205462038679E-3},{"$f":"M792*VLOOKUP($B792,$AR$36:$AZ$47,MATCH(AJ$2,$AS$2:$BA$2,0)+1,FALSE)","v":9.7713551607342755E-2},{"$f":"N792*VLOOKUP($B792,$AR$36:$AZ$47,MATCH(AK$2,$AS$2:$BA$2,0)+1,FALSE)","v":7.1039086125621112E-2},{"$f":"O792*VLOOKUP($B792,$AR$36:$AZ$47,MATCH(AL$2,$AS$2:$BA$2,0)+1,FALSE)","v":6.0792373173062936E-2},{"$f":"P792*VLOOKUP($B792,$AR$36:$AZ$47,MATCH(AM$2,$AS$2:$BA$2,0)+1,FALSE)","v":1.0150652537394905E-5},{"$f":"Q792*VLOOKUP($B792,$AR$36:$AZ$47,MATCH(AN$2,$AS$2:$BA$2,0)+1,FALSE)","v":1.8857902256094999E-3},{"$f":"R792*VLOOKUP($B792,$AR$36:$BA$47,MATCH(AO$2,$AS$2:$BA$2,0)+1,FALSE)","v":0},0.90164149654012238]
[2006,2,2,23,null,2013,2,2,23,0.33805451205579395,0.3252891935186516,8.7170929771520234E-3,9.250273080044269E-2,8.8764099999999985E-2,6.8224000000000007E-2,2.028188418606668E-5,2.4450307537640017E-3,0,0.92401694198999029,null,null,0.32007507986664152,8.1053408453848536E-2,0.28794445167144422,6.9969521940863727E-2,6.289138914247254E-2,4.8751506227939457E-3,1.0150652537394905E-5,1.7871641481495757E-3,0,0.82860631649875149,null,{"$f":"J793*VLOOKUP($B793,$AR$36:$AZ$47,MATCH(AG$2,$AS$2:$BA$2,0)+1,FALSE)","v":0.33000788930554836},{"$f":"K793*VLOOKUP($B793,$AR$36:$AZ$47,MATCH(AH$2,$AS$2:$BA$2,0)+1,FALSE)","v":0.2926568210099133},{"$f":"L793*VLOOKUP($B793,$AR$36:$AZ$47,MATCH(AI$2,$AS$2:$BA$2,0)+1,FALSE)","v":5.9360205462038679E-3},{"$f":"M793*VLOOKUP($B793,$AR$36:$AZ$47,MATCH(AJ$2,$AS$2:$BA$2,0)+1,FALSE)","v":8.5324521484215932E-2},{"$f":"N793*VLOOKUP($B793,$AR$36:$AZ$47,MATCH(AK$2,$AS$2:$BA$2,0)+1,FALSE)","v":7.0138141832629175E-2},{"$f":"O793*VLOOKUP($B793,$AR$36:$AZ$47,MATCH(AL$2,$AS$2:$BA$2,0)+1,FALSE)","v":5.9965283992757121E-2},{"$f":"P793*VLOOKUP($B793,$AR$36:$AZ$47,MATCH(AM$2,$AS$2:$BA$2,0)+1,FALSE)","v":1.0150652537394905E-5},{"$f":"Q793*VLOOKUP($B793,$AR$36:$AZ$47,MATCH(AN$2,$AS$2:$BA$2,0)+1,FALSE)","v":1.8857902256094999E-3},{"$f":"R793*VLOOKUP($B793,$AR$36:$BA$47,MATCH(AO$2,$AS$2:$BA$2,0)+1,FALSE)","v":0},0.84592461904941474]
[2006,2,2,24,null,2013,2,2,24,0.22916050774516672,0.34621420363466004,8.7170929771520234E-3,0.13363046703369852,8.834740000000002E-2,6.7405000000000007E-2,2.028188418606668E-5,2.4450307537640017E-3,0,0.87593998402862749,null,null,0.21697260413050956,0.1170906494612273,0.30646717140553215,6.964105243807199E-2,6.2136404859702767E-2,4.8751506227939457E-3,1.0150652537394905E-5,1.7871641481495757E-3,0,0.77898034771852465,null,{"$f":"J794*VLOOKUP($B794,$AR$36:$AZ$47,MATCH(AG$2,$AS$2:$BA$2,0)+1,FALSE)","v":0.22370586037523085},{"$f":"K794*VLOOKUP($B794,$AR$36:$AZ$47,MATCH(AH$2,$AS$2:$BA$2,0)+1,FALSE)","v":0.31148267524106588},{"$f":"L794*VLOOKUP($B794,$AR$36:$AZ$47,MATCH(AI$2,$AS$2:$BA$2,0)+1,FALSE)","v":5.9360205462038679E-3},{"$f":"M794*VLOOKUP($B794,$AR$36:$AZ$47,MATCH(AJ$2,$AS$2:$BA$2,0)+1,FALSE)","v":0.1232607465390422},{"$f":"N794*VLOOKUP($B794,$AR$36:$AZ$47,MATCH(AK$2,$AS$2:$BA$2,0)+1,FALSE)","v":6.9808880749582608E-2},{"$f":"O794*VLOOKUP($B794,$AR$36:$AZ$47,MATCH(AL$2,$AS$2:$BA$2,0)+1,FALSE)","v":5.9245426353362357E-2},{"$f":"P794*VLOOKUP($B794,$AR$36:$AZ$47,MATCH(AM$2,$AS$2:$BA$2,0)+1,FALSE)","v":1.0150652537394905E-5},{"$f":"Q794*VLOOKUP($B794,$AR$36:$AZ$47,MATCH(AN$2,$AS$2:$BA$2,0)+1,FALSE)","v":1.8857902256094999E-3},{"$f":"R794*VLOOKUP($B794,$AR$36:$BA$47,MATCH(AO$2,$AS$2:$BA$2,0)+1,FALSE)","v":0},0.79533555068263473]
[2006,2,3,1,null,2013,2,3,1,0.23876146349460831,0.32850507904822224,8.7170929771520234E-3,0.10224430708855171,8.8054399999999977E-2,6.6607E-2,2.028188418606668E-5,2.4450307537640017E-3,0,0.83535465524648422,null,null,0.22606293296419608,8.9589242531739874E-2,0.2907911382933816,6.941009116061099E-2,6.140077914828606E-2,4.8751506227939457E-3,1.0150652537394905E-5,1.7871641481495757E-3,0,0.74392664952169552,null,{"$f":"J795*VLOOKUP($B795,$AR$36:$AZ$47,MATCH(AG$2,$AS$2:$BA$2,0)+1,FALSE)","v":0.23307828709694922},{"$f":"K795*VLOOKUP($B795,$AR$36:$AZ$47,MATCH(AH$2,$AS$2:$BA$2,0)+1,FALSE)","v":0.29555009522426856},{"$f":"L795*VLOOKUP($B795,$AR$36:$AZ$47,MATCH(AI$2,$AS$2:$BA$2,0)+1,FALSE)","v":5.9360205462038679E-3},{"$f":"M795*VLOOKUP($B795,$AR$36:$AZ$47,MATCH(AJ$2,$AS$2:$BA$2,0)+1,FALSE)","v":9.4310151725533184E-2},{"$f":"N795*VLOOKUP($B795,$AR$36:$AZ$47,MATCH(AK$2,$AS$2:$BA$2,0)+1,FALSE)","v":6.9577362877413979E-2},{"$f":"O795*VLOOKUP($B795,$AR$36:$AZ$47,MATCH(AL$2,$AS$2:$BA$2,0)+1,FALSE)","v":5.8544026602157205E-2},{"$f":"P795*VLOOKUP($B795,$AR$36:$AZ$47,MATCH(AM$2,$AS$2:$BA$2,0)+1,FALSE)","v":1.0150652537394905E-5},{"$f":"Q795*VLOOKUP($B795,$AR$36:$AZ$47,MATCH(AN$2,$AS$2:$BA$2,0)+1,FALSE)","v":1.8857902256094999E-3},{"$f":"R795*VLOOKUP($B795,$AR$36:$BA$47,MATCH(AO$2,$AS$2:$BA$2,0)+1,FALSE)","v":0},0.75889188495067295]
[2006,2,3,2,null,2013,2,3,2,0.22148477018777774,0.31926692697639897,8.7170929771520234E-3,9.4967813634785334E-2,8.7284099999999962E-2,6.6048999999999997E-2,2.028188418606668E-5,2.4450307537640017E-3,0,0.80023501641406414,null,null,0.20970510074244303,8.3213381074284831E-2,0.28261356988416225,6.8802891597374863E-2,6.0886394252333026E-2,4.8751506227939457E-3,1.0150652537394905E-5,1.7871641481495757E-3,0,0.711893802974079,null,{"$f":"J796*VLOOKUP($B796,$AR$36:$AZ$47,MATCH(AG$2,$AS$2:$BA$2,0)+1,FALSE)","v":0.21621282638265632},{"$f":"K796*VLOOKUP($B796,$AR$36:$AZ$47,MATCH(AH$2,$AS$2:$BA$2,0)+1,FALSE)","v":0.28723869640987504},{"$f":"L796*VLOOKUP($B796,$AR$36:$AZ$47,MATCH(AI$2,$AS$2:$BA$2,0)+1,FALSE)","v":5.9360205462038679E-3},{"$f":"M796*VLOOKUP($B796,$AR$36:$AZ$47,MATCH(AJ$2,$AS$2:$BA$2,0)+1,FALSE)","v":8.7598313959737467E-2},{"$f":"N796*VLOOKUP($B796,$AR$36:$AZ$47,MATCH(AK$2,$AS$2:$BA$2,0)+1,FALSE)","v":6.8968700020992577E-2},{"$f":"O796*VLOOKUP($B796,$AR$36:$AZ$47,MATCH(AL$2,$AS$2:$BA$2,0)+1,FALSE)","v":5.8053574144547586E-2},{"$f":"P796*VLOOKUP($B796,$AR$36:$AZ$47,MATCH(AM$2,$AS$2:$BA$2,0)+1,FALSE)","v":1.0150652537394905E-5},{"$f":"Q796*VLOOKUP($B796,$AR$36:$AZ$47,MATCH(AN$2,$AS$2:$BA$2,0)+1,FALSE)","v":1.8857902256094999E-3},{"$f":"R796*VLOOKUP($B796,$AR$36:$BA$47,MATCH(AO$2,$AS$2:$BA$2,0)+1,FALSE)","v":0},0.72590407234215981]
[2006,2,3,3,null,2013,2,3,3,0.20683794767246877,0.31574809229831058,8.7170929771520234E-3,9.4151302017132468E-2,8.708639999999998E-2,6.5964999999999996E-2,2.028188418606668E-5,2.4450307537640017E-3,0,0.780971147603014,null,null,0.19583726961109491,8.2497931388851184E-2,0.27949871411245791,6.8647051854869634E-2,6.0808959966920741E-2,4.8751506227939457E-3,1.0150652537394905E-5,1.7871641481495757E-3,0,0.69396239235767532,null,{"$f":"J797*VLOOKUP($B797,$AR$36:$AZ$47,MATCH(AG$2,$AS$2:$BA$2,0)+1,FALSE)","v":0.20191463833624934},{"$f":"K797*VLOOKUP($B797,$AR$36:$AZ$47,MATCH(AH$2,$AS$2:$BA$2,0)+1,FALSE)","v":0.28407286431010764},{"$f":"L797*VLOOKUP($B797,$AR$36:$AZ$47,MATCH(AI$2,$AS$2:$BA$2,0)+1,FALSE)","v":5.9360205462038679E-3},{"$f":"M797*VLOOKUP($B797,$AR$36:$AZ$47,MATCH(AJ$2,$AS$2:$BA$2,0)+1,FALSE)","v":8.6845163620718507E-2},{"$f":"N797*VLOOKUP($B797,$AR$36:$AZ$47,MATCH(AK$2,$AS$2:$BA$2,0)+1,FALSE)","v":6.881248471953276E-2},{"$f":"O797*VLOOKUP($B797,$AR$36:$AZ$47,MATCH(AL$2,$AS$2:$BA$2,0)+1,FALSE)","v":5.7979742591789146E-2},{"$f":"P797*VLOOKUP($B797,$AR$36:$AZ$47,MATCH(AM$2,$AS$2:$BA$2,0)+1,FALSE)","v":1.0150652537394905E-5},{"$f":"Q797*VLOOKUP($B797,$AR$36:$AZ$47,MATCH(AN$2,$AS$2:$BA$2,0)+1,FALSE)","v":1.8857902256094999E-3},{"$f":"R797*VLOOKUP($B797,$AR$36:$BA$47,MATCH(AO$2,$AS$2:$BA$2,0)+1,FALSE)","v":0},0.70745685500274813]
[2006,2,3,4,null,2013,2,3,4,0.20430516398498677,0.31461657225804485,8.7170929771520234E-3,9.3138041072629726E-2,8.6848600000000026E-2,6.5564999999999998E-2,2.028188418606668E-5,2.4450307537640017E-3,0,0.77565578293076343,null,null,0.1934391920462496,8.1610084592389692E-2,0.27849709793816935,6.8459602736165859E-2,6.0440225274481292E-2,4.8751506227939457E-3,1.0150652537394905E-5,1.7871641481495757E-3,0,0.6891186680109368,null,{"$f":"J798*VLOOKUP($B798,$AR$36:$AZ$47,MATCH(AG$2,$AS$2:$BA$2,0)+1,FALSE)","v":0.19944214183356843},{"$f":"K798*VLOOKUP($B798,$AR$36:$AZ$47,MATCH(AH$2,$AS$2:$BA$2,0)+1,FALSE)","v":0.28305485613617737},{"$f":"L798*VLOOKUP($B798,$AR$36:$AZ$47,MATCH(AI$2,$AS$2:$BA$2,0)+1,FALSE)","v":5.9360205462038679E-3},{"$f":"M798*VLOOKUP($B798,$AR$36:$AZ$47,MATCH(AJ$2,$AS$2:$BA$2,0)+1,FALSE)","v":8.5910531697096115E-2},{"$f":"N798*VLOOKUP($B798,$AR$36:$AZ$47,MATCH(AK$2,$AS$2:$BA$2,0)+1,FALSE)","v":6.86245838662847E-2},{"$f":"O798*VLOOKUP($B798,$AR$36:$AZ$47,MATCH(AL$2,$AS$2:$BA$2,0)+1,FALSE)","v":5.7628163769129923E-2},{"$f":"P798*VLOOKUP($B798,$AR$36:$AZ$47,MATCH(AM$2,$AS$2:$BA$2,0)+1,FALSE)","v":1.0150652537394905E-5},{"$f":"Q798*VLOOKUP($B798,$AR$36:$AZ$47,MATCH(AN$2,$AS$2:$BA$2,0)+1,FALSE)","v":1.8857902256094999E-3},{"$f":"R798*VLOOKUP($B798,$AR$36:$BA$47,MATCH(AO$2,$AS$2:$BA$2,0)+1,FALSE)","v":0},0.70249223872660727]
[2006,2,3,5,null,2013,2,3,5,0.20550521501288838,0.31431984007044661,8.7170929771520234E-3,9.0803288837134968E-2,8.7286799999999998E-2,6.5128000000000005E-2,2.028188418606668E-5,2.4450307537640017E-3,0,0.77422554953557199,null,null,0.19457541834970524,7.9564311187166212E-2,0.27823443201272924,6.8805019909488008E-2,6.0037382622991201E-2,4.8751506227939457E-3,1.0150652537394905E-5,1.7871641481495757E-3,0,0.68788902950556097,null,{"$f":"J799*VLOOKUP($B799,$AR$36:$AZ$47,MATCH(AG$2,$AS$2:$BA$2,0)+1,FALSE)","v":0.20061362836208249},{"$f":"K799*VLOOKUP($B799,$AR$36:$AZ$47,MATCH(AH$2,$AS$2:$BA$2,0)+1,FALSE)","v":0.28278789153838529},{"$f":"L799*VLOOKUP($B799,$AR$36:$AZ$47,MATCH(AI$2,$AS$2:$BA$2,0)+1,FALSE)","v":5.9360205462038679E-3},{"$f":"M799*VLOOKUP($B799,$AR$36:$AZ$47,MATCH(AJ$2,$AS$2:$BA$2,0)+1,FALSE)","v":8.3756956169606503E-2},{"$f":"N799*VLOOKUP($B799,$AR$36:$AZ$47,MATCH(AK$2,$AS$2:$BA$2,0)+1,FALSE)","v":6.897083346213545E-2},{"$f":"O799*VLOOKUP($B799,$AR$36:$AZ$47,MATCH(AL$2,$AS$2:$BA$2,0)+1,FALSE)","v":5.7244063905374731E-2},{"$f":"P799*VLOOKUP($B799,$AR$36:$AZ$47,MATCH(AM$2,$AS$2:$BA$2,0)+1,FALSE)","v":1.0150652537394905E-5},{"$f":"Q799*VLOOKUP($B799,$AR$36:$AZ$47,MATCH(AN$2,$AS$2:$BA$2,0)+1,FALSE)","v":1.8857902256094999E-3},{"$f":"R799*VLOOKUP($B799,$AR$36:$BA$47,MATCH(AO$2,$AS$2:$BA$2,0)+1,FALSE)","v":0},0.70120533486193526]
[2006,2,3,6,null,2013,2,3,6,0.20957583997806545,0.32126975125803703,8.7170929771520234E-3,9.2148689851023063E-2,8.85127E-2,6.5333000000000002E-2,2.028188418606668E-5,2.4450307537640017E-3,0,0.78802238670222768,null,null,0.19842954709040123,8.0743188145384309E-2,0.28438646044143023,6.9771352435219744E-2,6.0226359152866414E-2,4.8751506227939457E-3,1.0150652537394905E-5,1.7871641481495757E-3,0,0.70022937268878294,null,{"$f":"J800*VLOOKUP($B800,$AR$36:$AZ$47,MATCH(AG$2,$AS$2:$BA$2,0)+1,FALSE)","v":0.20458736131048594},{"$f":"K800*VLOOKUP($B800,$AR$36:$AZ$47,MATCH(AH$2,$AS$2:$BA$2,0)+1,FALSE)","v":0.28904060129630971},{"$f":"L800*VLOOKUP($B800,$AR$36:$AZ$47,MATCH(AI$2,$AS$2:$BA$2,0)+1,FALSE)","v":5.9360205462038679E-3},{"$f":"M800*VLOOKUP($B800,$AR$36:$AZ$47,MATCH(AJ$2,$AS$2:$BA$2,0)+1,FALSE)","v":8.4997954102543544E-2},{"$f":"N800*VLOOKUP($B800,$AR$36:$AZ$47,MATCH(AK$2,$AS$2:$BA$2,0)+1,FALSE)","v":6.9939494757328219E-2},{"$f":"O800*VLOOKUP($B800,$AR$36:$AZ$47,MATCH(AL$2,$AS$2:$BA$2,0)+1,FALSE)","v":5.7424248051987578E-2},{"$f":"P800*VLOOKUP($B800,$AR$36:$AZ$47,MATCH(AM$2,$AS$2:$BA$2,0)+1,FALSE)","v":1.0150652537394905E-5},{"$f":"Q800*VLOOKUP($B800,$AR$36:$AZ$47,MATCH(AN$2,$AS$2:$BA$2,0)+1,FALSE)","v":1.8857902256094999E-3},{"$f":"R800*VLOOKUP($B800,$AR$36:$BA$47,MATCH(AO$2,$AS$2:$BA$2,0)+1,FALSE)","v":0},0.71382162094300572]
[2006,2,3,7,null,2013,2,3,7,0.2218867363957488,0.33329607574845876,8.7170929771520234E-3,9.2433492530667072E-2,9.0140400000000037E-2,6.6395999999999997E-2,2.028188418606668E-5,2.4450307537640017E-3,0,0.81533511028997674,null,null,0.21008568837411706,8.0992739998850524E-2,0.29503210585485151,7.1054409333933824E-2,6.1206271598024248E-2,4.8751506227939457E-3,1.0150652537394905E-5,1.7871641481495757E-3,0,0.72504368058325819,null,{"$f":"J801*VLOOKUP($B801,$AR$36:$AZ$47,MATCH(AG$2,$AS$2:$BA$2,0)+1,FALSE)","v":0.21660522469456758},{"$f":"K801*VLOOKUP($B801,$AR$36:$AZ$47,MATCH(AH$2,$AS$2:$BA$2,0)+1,FALSE)","v":0.29986046855267062},{"$f":"L801*VLOOKUP($B801,$AR$36:$AZ$47,MATCH(AI$2,$AS$2:$BA$2,0)+1,FALSE)","v":5.9360205462038679E-3},{"$f":"M801*VLOOKUP($B801,$AR$36:$AZ$47,MATCH(AJ$2,$AS$2:$BA$2,0)+1,FALSE)","v":8.5260656102233379E-2},{"$f":"N801*VLOOKUP($B801,$AR$36:$AZ$47,MATCH(AK$2,$AS$2:$BA$2,0)+1,FALSE)","v":7.1225643701112618E-2},{"$f":"O801*VLOOKUP($B801,$AR$36:$AZ$47,MATCH(AL$2,$AS$2:$BA$2,0)+1,FALSE)","v":5.8358568773204458E-2},{"$f":"P801*VLOOKUP($B801,$AR$36:$AZ$47,MATCH(AM$2,$AS$2:$BA$2,0)+1,FALSE)","v":1.0150652537394905E-5},{"$f":"Q801*VLOOKUP($B801,$AR$36:$AZ$47,MATCH(AN$2,$AS$2:$BA$2,0)+1,FALSE)","v":1.8857902256094999E-3},{"$f":"R801*VLOOKUP($B801,$AR$36:$BA$47,MATCH(AO$2,$AS$2:$BA$2,0)+1,FALSE)","v":0},0.73914252324813956]
[2006,2,3,8,null,2013,2,3,8,0.24989718348987711,0.34517885274187166,3.4868371908608098E-3,9.2429847344195279E-2,9.0800599999999995E-2,6.7659999999999998E-2,8.1127536744266733E-6,2.2071903938277789E-3,0,0.85166862391430709,null,null,0.23660639959383228,8.0989545987328562E-2,0.30555068370458305,7.1574821058779298E-2,6.2371473226132908E-2,1.9500602491175783E-3,4.0602610149579622E-6,1.6133177604889502E-3,0,0.76066036184127761,null,{"$f":"J802*VLOOKUP($B802,$AR$36:$AZ$47,MATCH(AG$2,$AS$2:$BA$2,0)+1,FALSE)","v":0.24394894647430351},{"$f":"K802*VLOOKUP($B802,$AR$36:$AZ$47,MATCH(AH$2,$AS$2:$BA$2,0)+1,FALSE)","v":0.31055118871476706},{"$f":"L802*VLOOKUP($B802,$AR$36:$AZ$47,MATCH(AI$2,$AS$2:$BA$2,0)+1,FALSE)","v":2.3744082184815477E-3},{"$f":"M802*VLOOKUP($B802,$AR$36:$AZ$47,MATCH(AJ$2,$AS$2:$BA$2,0)+1,FALSE)","v":8.5257293782129581E-2},{"$f":"N802*VLOOKUP($B802,$AR$36:$AZ$47,MATCH(AK$2,$AS$2:$BA$2,0)+1,FALSE)","v":7.1747309568708853E-2},{"$f":"O802*VLOOKUP($B802,$AR$36:$AZ$47,MATCH(AL$2,$AS$2:$BA$2,0)+1,FALSE)","v":5.9469557852807609E-2},{"$f":"P802*VLOOKUP($B802,$AR$36:$AZ$47,MATCH(AM$2,$AS$2:$BA$2,0)+1,FALSE)","v":4.0602610149579622E-6},{"$f":"Q802*VLOOKUP($B802,$AR$36:$AZ$47,MATCH(AN$2,$AS$2:$BA$2,0)+1,FALSE)","v":1.7023499865316458E-3},{"$f":"R802*VLOOKUP($B802,$AR$36:$BA$47,MATCH(AO$2,$AS$2:$BA$2,0)+1,FALSE)","v":0},0.77505511485874479]
[2006,2,3,9,null,2013,2,3,9,0.28794689009787955,0.35204580384558426,0,9.0978382334630598E-2,9.2503300000000024E-2,6.8260000000000001E-2,0,2.0486301538702968E-3,7.0399999999999638E-5,0.89385340643196476,null,null,0.27263243222211037,7.9717732871556715E-2,0.31162927626040915,7.2916997738413411E-2,6.2924575264792088E-2,0,0,1.4974201687151995E-3,7.0399999999999638E-5,0.80138883452599707,null,{"$f":"J803*VLOOKUP($B803,$AR$36:$AZ$47,MATCH(AG$2,$AS$2:$BA$2,0)+1,FALSE)","v":0.28109296591081928},{"$f":"K803*VLOOKUP($B803,$AR$36:$AZ$47,MATCH(AH$2,$AS$2:$BA$2,0)+1,FALSE)","v":0.31672926078136282},{"$f":"L803*VLOOKUP($B803,$AR$36:$AZ$47,MATCH(AI$2,$AS$2:$BA$2,0)+1,FALSE)","v":0},{"$f":"M803*VLOOKUP($B803,$AR$36:$AZ$47,MATCH(AJ$2,$AS$2:$BA$2,0)+1,FALSE)","v":8.3918462416606304E-2},{"$f":"N803*VLOOKUP($B803,$AR$36:$AZ$47,MATCH(AK$2,$AS$2:$BA$2,0)+1,FALSE)","v":7.3092720766461325E-2},{"$f":"O803*VLOOKUP($B803,$AR$36:$AZ$47,MATCH(AL$2,$AS$2:$BA$2,0)+1,FALSE)","v":5.9996926086796444E-2},{"$f":"P803*VLOOKUP($B803,$AR$36:$AZ$47,MATCH(AM$2,$AS$2:$BA$2,0)+1,FALSE)","v":0},{"$f":"Q803*VLOOKUP($B803,$AR$36:$AZ$47,MATCH(AN$2,$AS$2:$BA$2,0)+1,FALSE)","v":1.5800564938130762E-3},{"$f":"R803*VLOOKUP($B803,$AR$36:$BA$47,MATCH(AO$2,$AS$2:$BA$2,0)+1,FALSE)","v":7.0399999999999638E-5},0.81648079245585925]
[2006,2,3,10,null,2013,2,3,10,0.32633916159912518,0.35563913967369809,0,8.3899502445495489E-2,9.1881300000000027E-2,6.8566000000000002E-2,0,2.0486301538702968E-3,8.0000000000000007E-5,0.9284537338721891,null,null,0.3089828104267795,7.3515025793777597E-2,0.31481008009685219,7.2426697688649858E-2,6.3206657304508265E-2,0,0,1.4974201687151995E-3,8.0000000000000007E-5,0.83451869147928259,null,{"$f":"J804*VLOOKUP($B804,$AR$36:$AZ$47,MATCH(AG$2,$AS$2:$BA$2,0)+1,FALSE)","v":0.31857139625840936},{"$f":"K804*VLOOKUP($B804,$AR$36:$AZ$47,MATCH(AH$2,$AS$2:$BA$2,0)+1,FALSE)","v":0.31996212022222381},{"$f":"L804*VLOOKUP($B804,$AR$36:$AZ$47,MATCH(AI$2,$AS$2:$BA$2,0)+1,FALSE)","v":0},{"$f":"M804*VLOOKUP($B804,$AR$36:$AZ$47,MATCH(AJ$2,$AS$2:$BA$2,0)+1,FALSE)","v":7.7388903408367793E-2},{"$f":"N804*VLOOKUP($B804,$AR$36:$AZ$47,MATCH(AK$2,$AS$2:$BA$2,0)+1,FALSE)","v":7.2601239140219459E-2},{"$f":"O804*VLOOKUP($B804,$AR$36:$AZ$47,MATCH(AL$2,$AS$2:$BA$2,0)+1,FALSE)","v":6.0265883886130751E-2},{"$f":"P804*VLOOKUP($B804,$AR$36:$AZ$47,MATCH(AM$2,$AS$2:$BA$2,0)+1,FALSE)","v":0},{"$f":"Q804*VLOOKUP($B804,$AR$36:$AZ$47,MATCH(AN$2,$AS$2:$BA$2,0)+1,FALSE)","v":1.5800564938130762E-3},{"$f":"R804*VLOOKUP($B804,$AR$36:$BA$47,MATCH(AO$2,$AS$2:$BA$2,0)+1,FALSE)","v":8.0000000000000007E-5},0.8504495994091642]
[2006,2,3,11,null,2013,2,3,11,0.32074729895891851,0.370199782359451,0,9.3724419246720952E-2,9.3344100000000027E-2,6.8695999999999993E-2,0,2.0486301538702968E-3,0,0.94876023071896076,null,null,0.30368835105014486,8.2123885095810187E-2,0.32769909195974567,7.3579769895714367E-2,6.3326496079551084E-2,0,0,1.4974201687151995E-3,0,0.85191501424968141,null,{"$f":"J805*VLOOKUP($B805,$AR$36:$AZ$47,MATCH(AG$2,$AS$2:$BA$2,0)+1,FALSE)","v":0.31311263525575606},{"$f":"K805*VLOOKUP($B805,$AR$36:$AZ$47,MATCH(AH$2,$AS$2:$BA$2,0)+1,FALSE)","v":0.33306206785398967},{"$f":"L805*VLOOKUP($B805,$AR$36:$AZ$47,MATCH(AI$2,$AS$2:$BA$2,0)+1,FALSE)","v":0},{"$f":"M805*VLOOKUP($B805,$AR$36:$AZ$47,MATCH(AJ$2,$AS$2:$BA$2,0)+1,FALSE)","v":8.6451406941320613E-2},{"$f":"N805*VLOOKUP($B805,$AR$36:$AZ$47,MATCH(AK$2,$AS$2:$BA$2,0)+1,FALSE)","v":7.3757090141612705E-2},{"$f":"O805*VLOOKUP($B805,$AR$36:$AZ$47,MATCH(AL$2,$AS$2:$BA$2,0)+1,FALSE)","v":6.0380147003494991E-2},{"$f":"P805*VLOOKUP($B805,$AR$36:$AZ$47,MATCH(AM$2,$AS$2:$BA$2,0)+1,FALSE)","v":0},{"$f":"Q805*VLOOKUP($B805,$AR$36:$AZ$47,MATCH(AN$2,$AS$2:$BA$2,0)+1,FALSE)","v":1.5800564938130762E-3},{"$f":"R805*VLOOKUP($B805,$AR$36:$BA$47,MATCH(AO$2,$AS$2:$BA$2,0)+1,FALSE)","v":0},0.86834340368998719]
[2006,2,3,12,null,2013,2,3,12,0.32978198839368744,0.37605798509406835,0,9.5575245184800914E-2,9.3411300000000017E-2,6.9703000000000001E-2,0,2.0486301538702968E-3,0,0.9665781488264269,null,null,0.31224253044807193,8.3745629118262915E-2,0.33288474524245398,7.3632741219418721E-2,6.4254785667767406E-2,0,0,1.4974201687151995E-3,0,0.86825785186469018,null,{"$f":"J806*VLOOKUP($B806,$AR$36:$AZ$47,MATCH(AG$2,$AS$2:$BA$2,0)+1,FALSE)","v":0.32193227435114302},{"$f":"K806*VLOOKUP($B806,$AR$36:$AZ$47,MATCH(AH$2,$AS$2:$BA$2,0)+1,FALSE)","v":0.33833258720509252},{"$f":"L806*VLOOKUP($B806,$AR$36:$AZ$47,MATCH(AI$2,$AS$2:$BA$2,0)+1,FALSE)","v":0},{"$f":"M806*VLOOKUP($B806,$AR$36:$AZ$47,MATCH(AJ$2,$AS$2:$BA$2,0)+1,FALSE)","v":8.8158608838504945E-2},{"$f":"N806*VLOOKUP($B806,$AR$36:$AZ$47,MATCH(AK$2,$AS$2:$BA$2,0)+1,FALSE)","v":7.3810189121168088E-2},{"$f":"O806*VLOOKUP($B806,$AR$36:$AZ$47,MATCH(AL$2,$AS$2:$BA$2,0)+1,FALSE)","v":6.1265246689539594E-2},{"$f":"P806*VLOOKUP($B806,$AR$36:$AZ$47,MATCH(AM$2,$AS$2:$BA$2,0)+1,FALSE)","v":0},{"$f":"Q806*VLOOKUP($B806,$AR$36:$AZ$47,MATCH(AN$2,$AS$2:$BA$2,0)+1,FALSE)","v":1.5800564938130762E-3},{"$f":"R806*VLOOKUP($B806,$AR$36:$BA$47,MATCH(AO$2,$AS$2:$BA$2,0)+1,FALSE)","v":0},0.88507896269926123]
[2006,2,3,13,null,2013,2,3,13,0.31732417384117051,0.38321217405860047,0,0.10663369702295732,9.3536699999999959E-2,6.9458000000000006E-2,0,2.0486301538702968E-3,0,0.97221337507659855,null,null,0.30044728487181244,9.3435345367169742E-2,0.33921759939067514,7.3731589493116992E-2,6.4028935668648243E-2,0,0,1.4974201687151995E-3,0,0.87235817496013779,null,{"$f":"J807*VLOOKUP($B807,$AR$36:$AZ$47,MATCH(AG$2,$AS$2:$BA$2,0)+1,FALSE)","v":0.30977098988599872},{"$f":"K807*VLOOKUP($B807,$AR$36:$AZ$47,MATCH(AH$2,$AS$2:$BA$2,0)+1,FALSE)","v":0.34476908199490214},{"$f":"L807*VLOOKUP($B807,$AR$36:$AZ$47,MATCH(AI$2,$AS$2:$BA$2,0)+1,FALSE)","v":0},{"$f":"M807*VLOOKUP($B807,$AR$36:$AZ$47,MATCH(AJ$2,$AS$2:$BA$2,0)+1,FALSE)","v":9.8358925124112678E-2},{"$f":"N807*VLOOKUP($B807,$AR$36:$AZ$47,MATCH(AK$2,$AS$2:$BA$2,0)+1,FALSE)","v":7.3909275609802663E-2},{"$f":"O807*VLOOKUP($B807,$AR$36:$AZ$47,MATCH(AL$2,$AS$2:$BA$2,0)+1,FALSE)","v":6.104990466066082E-2},{"$f":"P807*VLOOKUP($B807,$AR$36:$AZ$47,MATCH(AM$2,$AS$2:$BA$2,0)+1,FALSE)","v":0},{"$f":"Q807*VLOOKUP($B807,$AR$36:$AZ$47,MATCH(AN$2,$AS$2:$BA$2,0)+1,FALSE)","v":1.5800564938130762E-3},{"$f":"R807*VLOOKUP($B807,$AR$36:$BA$47,MATCH(AO$2,$AS$2:$BA$2,0)+1,FALSE)","v":0},0.88943823376929021]
[2006,2,3,14,null,2013,2,3,14,0.31349223253988517,0.38032683568283604,0,0.10212065678698364,9.310199999999999E-2,6.9425000000000001E-2,0,2.0486301538702968E-3,0,0.96051535516357511,null,null,0.29681914540225035,8.94808967746826E-2,0.33666351154192392,7.3388931242904451E-2,6.3998515056521987E-2,0,0,1.4974201687151995E-3,0,0.86184842018699848,null,{"$f":"J808*VLOOKUP($B808,$AR$36:$AZ$47,MATCH(AG$2,$AS$2:$BA$2,0)+1,FALSE)","v":0.30603025927693289},{"$f":"K808*VLOOKUP($B808,$AR$36:$AZ$47,MATCH(AH$2,$AS$2:$BA$2,0)+1,FALSE)","v":0.34217319509360333},{"$f":"L808*VLOOKUP($B808,$AR$36:$AZ$47,MATCH(AI$2,$AS$2:$BA$2,0)+1,FALSE)","v":0},{"$f":"M808*VLOOKUP($B808,$AR$36:$AZ$47,MATCH(AJ$2,$AS$2:$BA$2,0)+1,FALSE)","v":9.4196096683899486E-2},{"$f":"N808*VLOOKUP($B808,$AR$36:$AZ$47,MATCH(AK$2,$AS$2:$BA$2,0)+1,FALSE)","v":7.3565791585803744E-2},{"$f":"O808*VLOOKUP($B808,$AR$36:$AZ$47,MATCH(AL$2,$AS$2:$BA$2,0)+1,FALSE)","v":6.1020899407791429E-2},{"$f":"P808*VLOOKUP($B808,$AR$36:$AZ$47,MATCH(AM$2,$AS$2:$BA$2,0)+1,FALSE)","v":0},{"$f":"Q808*VLOOKUP($B808,$AR$36:$AZ$47,MATCH(AN$2,$AS$2:$BA$2,0)+1,FALSE)","v":1.5800564938130762E-3},{"$f":"R808*VLOOKUP($B808,$AR$36:$BA$47,MATCH(AO$2,$AS$2:$BA$2,0)+1,FALSE)","v":0},0.87856629854184398]
[2006,2,3,15,null,2013,2,3,15,0.32658769090044171,0.37386234055012463,0,9.0566777100384549E-2,9.3728000000000034E-2,6.9782999999999998E-2,0,2.0486301538702968E-3,0,0.95657643870482123,null,null,0.30921812169502533,7.9357073171195447E-2,0.33094117110329335,7.3882384347650432E-2,6.432853260625529E-2,0,0,1.4974201687151995E-3,0,0.85922470309213494,null,{"$f":"J809*VLOOKUP($B809,$AR$36:$AZ$47,MATCH(AG$2,$AS$2:$BA$2,0)+1,FALSE)","v":0.31881400988205039},{"$f":"K809*VLOOKUP($B809,$AR$36:$AZ$47,MATCH(AH$2,$AS$2:$BA$2,0)+1,FALSE)","v":0.33635720540606118},{"$f":"L809*VLOOKUP($B809,$AR$36:$AZ$47,MATCH(AI$2,$AS$2:$BA$2,0)+1,FALSE)","v":0},{"$f":"M809*VLOOKUP($B809,$AR$36:$AZ$47,MATCH(AJ$2,$AS$2:$BA$2,0)+1,FALSE)","v":8.3538797736995837E-2},{"$f":"N809*VLOOKUP($B809,$AR$36:$AZ$47,MATCH(AK$2,$AS$2:$BA$2,0)+1,FALSE)","v":7.4060433865590608E-2},{"$f":"O809*VLOOKUP($B809,$AR$36:$AZ$47,MATCH(AL$2,$AS$2:$BA$2,0)+1,FALSE)","v":6.1335562454071436E-2},{"$f":"P809*VLOOKUP($B809,$AR$36:$AZ$47,MATCH(AM$2,$AS$2:$BA$2,0)+1,FALSE)","v":0},{"$f":"Q809*VLOOKUP($B809,$AR$36:$AZ$47,MATCH(AN$2,$AS$2:$BA$2,0)+1,FALSE)","v":1.5800564938130762E-3},{"$f":"R809*VLOOKUP($B809,$AR$36:$BA$47,MATCH(AO$2,$AS$2:$BA$2,0)+1,FALSE)","v":0},0.87568606583858244]
[2006,2,3,16,null,2013,2,3,16,0.33718606459454009,0.37830584556324387,0,9.5446811757087455E-2,9.3614500000000003E-2,6.9685999999999998E-2,0,2.0486301538702968E-3,0,0.97628785206874169,null,null,0.31925282079123257,8.363309225599401E-2,0.33487454067103639,7.3792916412524751E-2,6.4239114443338727E-2,0,0,1.4974201687151995E-3,0,0.87728990474284163,null,{"$f":"J810*VLOOKUP($B810,$AR$36:$AZ$47,MATCH(AG$2,$AS$2:$BA$2,0)+1,FALSE)","v":0.32916011327109079},{"$f":"K810*VLOOKUP($B810,$AR$36:$AZ$47,MATCH(AH$2,$AS$2:$BA$2,0)+1,FALSE)","v":0.34035494673037148},{"$f":"L810*VLOOKUP($B810,$AR$36:$AZ$47,MATCH(AI$2,$AS$2:$BA$2,0)+1,FALSE)","v":0},{"$f":"M810*VLOOKUP($B810,$AR$36:$AZ$47,MATCH(AJ$2,$AS$2:$BA$2,0)+1,FALSE)","v":8.8040141841180627E-2},{"$f":"N810*VLOOKUP($B810,$AR$36:$AZ$47,MATCH(AK$2,$AS$2:$BA$2,0)+1,FALSE)","v":7.3970750321252235E-2},{"$f":"O810*VLOOKUP($B810,$AR$36:$AZ$47,MATCH(AL$2,$AS$2:$BA$2,0)+1,FALSE)","v":6.1250304589576574E-2},{"$f":"P810*VLOOKUP($B810,$AR$36:$AZ$47,MATCH(AM$2,$AS$2:$BA$2,0)+1,FALSE)","v":0},{"$f":"Q810*VLOOKUP($B810,$AR$36:$AZ$47,MATCH(AN$2,$AS$2:$BA$2,0)+1,FALSE)","v":1.5800564938130762E-3},{"$f":"R810*VLOOKUP($B810,$AR$36:$BA$47,MATCH(AO$2,$AS$2:$BA$2,0)+1,FALSE)","v":0},0.89435631324728482]
[2006,2,3,17,null,2013,2,3,17,0.38634264557019782,0.3809678122234712,0,9.6001838783425233E-2,9.1993300000000014E-2,6.9776000000000005E-2,0,2.0486301538702968E-3,0,1.0271302267309645,null,null,0.365795008576491,8.4119422031119592E-2,0.33723090093636093,7.2514983228157109E-2,6.4322079749137603E-2,0,0,1.4974201687151995E-3,0,0.92547981468998153,null,{"$f":"J811*VLOOKUP($B811,$AR$36:$AZ$47,MATCH(AG$2,$AS$2:$BA$2,0)+1,FALSE)","v":0.37714663306224427},{"$f":"K811*VLOOKUP($B811,$AR$36:$AZ$47,MATCH(AH$2,$AS$2:$BA$2,0)+1,FALSE)","v":0.34274987012757879},{"$f":"L811*VLOOKUP($B811,$AR$36:$AZ$47,MATCH(AI$2,$AS$2:$BA$2,0)+1,FALSE)","v":0},{"$f":"M811*VLOOKUP($B811,$AR$36:$AZ$47,MATCH(AJ$2,$AS$2:$BA$2,0)+1,FALSE)","v":8.8552098785838224E-2},{"$f":"N811*VLOOKUP($B811,$AR$36:$AZ$47,MATCH(AK$2,$AS$2:$BA$2,0)+1,FALSE)","v":7.2689737439478444E-2},{"$f":"O811*VLOOKUP($B811,$AR$36:$AZ$47,MATCH(AL$2,$AS$2:$BA$2,0)+1,FALSE)","v":6.1329409824674906E-2},{"$f":"P811*VLOOKUP($B811,$AR$36:$AZ$47,MATCH(AM$2,$AS$2:$BA$2,0)+1,FALSE)","v":0},{"$f":"Q811*VLOOKUP($B811,$AR$36:$AZ$47,MATCH(AN$2,$AS$2:$BA$2,0)+1,FALSE)","v":1.5800564938130762E-3},{"$f":"R811*VLOOKUP($B811,$AR$36:$BA$47,MATCH(AO$2,$AS$2:$BA$2,0)+1,FALSE)","v":0},0.94404780573362779]
[2006,2,3,18,null,2013,2,3,18,0.45027937829657055,0.38100096961969754,6.9736743817216196E-3,9.5902059409576537E-2,9.2023399999999964E-2,7.0185999999999998E-2,1.6225507348853347E-5,2.3657506337852615E-3,0,1.0987474578487002,null,null,0.42633126561194901,8.4031992630129532E-2,0.33726025170627733,7.253870996689965E-2,6.4700032808888031E-2,3.9001204982351567E-3,8.1205220299159244E-6,1.7292153522627011E-3,0,0.99049970909667129,null,{"$f":"J812*VLOOKUP($B812,$AR$36:$AZ$47,MATCH(AG$2,$AS$2:$BA$2,0)+1,FALSE)","v":0.43956149653444332},{"$f":"K812*VLOOKUP($B812,$AR$36:$AZ$47,MATCH(AH$2,$AS$2:$BA$2,0)+1,FALSE)","v":0.34277970123898954},{"$f":"L812*VLOOKUP($B812,$AR$36:$AZ$47,MATCH(AI$2,$AS$2:$BA$2,0)+1,FALSE)","v":4.7488164369630954E-3},{"$f":"M812*VLOOKUP($B812,$AR$36:$AZ$47,MATCH(AJ$2,$AS$2:$BA$2,0)+1,FALSE)","v":8.8460062288602245E-2},{"$f":"N812*VLOOKUP($B812,$AR$36:$AZ$47,MATCH(AK$2,$AS$2:$BA$2,0)+1,FALSE)","v":7.2713521357404248E-2},{"$f":"O812*VLOOKUP($B812,$AR$36:$AZ$47,MATCH(AL$2,$AS$2:$BA$2,0)+1,FALSE)","v":6.16897781179006E-2},{"$f":"P812*VLOOKUP($B812,$AR$36:$AZ$47,MATCH(AM$2,$AS$2:$BA$2,0)+1,FALSE)","v":8.1205220299159244E-6},{"$f":"Q812*VLOOKUP($B812,$AR$36:$AZ$47,MATCH(AN$2,$AS$2:$BA$2,0)+1,FALSE)","v":1.8246434792502158E-3},{"$f":"R812*VLOOKUP($B812,$AR$36:$BA$47,MATCH(AO$2,$AS$2:$BA$2,0)+1,FALSE)","v":0},1.0117861399755832]
[2006,2,3,19,null,2013,2,3,19,0.47653436713622421,0.37197136401238673,8.7170929771520234E-3,9.8623904663057579E-2,9.0736199999999961E-2,6.9920999999999997E-2,2.028188418606668E-5,2.4450307537640017E-3,0,1.1189692414267707,null,null,0.45118988263985293,8.6416947465187355E-2,0.32926728763857482,7.1524056873562586E-2,6.4455746075146897E-2,4.8751506227939457E-3,1.0150652537394905E-5,1.7871641481495757E-3,0,1.0095263861158055,null,{"$f":"J813*VLOOKUP($B813,$AR$36:$AZ$47,MATCH(AG$2,$AS$2:$BA$2,0)+1,FALSE)","v":0.46519154477141172},{"$f":"K813*VLOOKUP($B813,$AR$36:$AZ$47,MATCH(AH$2,$AS$2:$BA$2,0)+1,FALSE)","v":0.33465592791770538},{"$f":"L813*VLOOKUP($B813,$AR$36:$AZ$47,MATCH(AI$2,$AS$2:$BA$2,0)+1,FALSE)","v":5.9360205462038679E-3},{"$f":"M813*VLOOKUP($B813,$AR$36:$AZ$47,MATCH(AJ$2,$AS$2:$BA$2,0)+1,FALSE)","v":9.0970692426736971E-2},{"$f":"N813*VLOOKUP($B813,$AR$36:$AZ$47,MATCH(AK$2,$AS$2:$BA$2,0)+1,FALSE)","v":7.1696423046634913E-2},{"$f":"O813*VLOOKUP($B813,$AR$36:$AZ$47,MATCH(AL$2,$AS$2:$BA$2,0)+1,FALSE)","v":6.1456857147888865E-2},{"$f":"P813*VLOOKUP($B813,$AR$36:$AZ$47,MATCH(AM$2,$AS$2:$BA$2,0)+1,FALSE)","v":1.0150652537394905E-5},{"$f":"Q813*VLOOKUP($B813,$AR$36:$AZ$47,MATCH(AN$2,$AS$2:$BA$2,0)+1,FALSE)","v":1.8857902256094999E-3},{"$f":"R813*VLOOKUP($B813,$AR$36:$BA$47,MATCH(AO$2,$AS$2:$BA$2,0)+1,FALSE)","v":0},1.0318034067347288]
[2006,2,3,20,null,2013,2,3,20,0.44002225137244549,0.3627914468886147,8.7170929771520234E-3,0.10082423887137758,9.0359199999999987E-2,6.9329000000000002E-2,2.028188418606668E-5,2.4450307537640017E-3,0,1.07450854274754,null,null,0.41661966407326056,8.8344940139335332E-2,0.32114126852923641,7.1226881441471199E-2,6.3910018730336512E-2,4.8751506227939457E-3,1.0150652537394905E-5,1.7871641481495757E-3,0,0.96791523833712101,null,{"$f":"J814*VLOOKUP($B814,$AR$36:$AZ$47,MATCH(AG$2,$AS$2:$BA$2,0)+1,FALSE)","v":0.4295485173081493},{"$f":"K814*VLOOKUP($B814,$AR$36:$AZ$47,MATCH(AH$2,$AS$2:$BA$2,0)+1,FALSE)","v":0.32639692203584059},{"$f":"L814*VLOOKUP($B814,$AR$36:$AZ$47,MATCH(AI$2,$AS$2:$BA$2,0)+1,FALSE)","v":5.9360205462038679E-3},{"$f":"M814*VLOOKUP($B814,$AR$36:$AZ$47,MATCH(AJ$2,$AS$2:$BA$2,0)+1,FALSE)","v":9.3000280762191356E-2},{"$f":"N814*VLOOKUP($B814,$AR$36:$AZ$47,MATCH(AK$2,$AS$2:$BA$2,0)+1,FALSE)","v":7.1398531450022104E-2},{"$f":"O814*VLOOKUP($B814,$AR$36:$AZ$47,MATCH(AL$2,$AS$2:$BA$2,0)+1,FALSE)","v":6.0936520490353217E-2},{"$f":"P814*VLOOKUP($B814,$AR$36:$AZ$47,MATCH(AM$2,$AS$2:$BA$2,0)+1,FALSE)","v":1.0150652537394905E-5},{"$f":"Q814*VLOOKUP($B814,$AR$36:$AZ$47,MATCH(AN$2,$AS$2:$BA$2,0)+1,FALSE)","v":1.8857902256094999E-3},{"$f":"R814*VLOOKUP($B814,$AR$36:$BA$47,MATCH(AO$2,$AS$2:$BA$2,0)+1,FALSE)","v":0},0.98911273347090745]
[2006,2,3,21,null,2013,2,3,21,0.42029246125979841,0.3598386909496662,8.7170929771520234E-3,0.1042535296806207,9.0049299999999985E-2,6.8548999999999999E-2,2.028188418606668E-5,2.4450307537640017E-3,0,1.0541653875051875,null,null,0.3979392030208273,9.1349778010211255E-2,0.31852750297323007,7.0982598506709571E-2,6.3190986080079586E-2,4.8751506227939457E-3,1.0150652537394905E-5,1.7871641481495757E-3,0,0.94866253401453871,null,{"$f":"J815*VLOOKUP($B815,$AR$36:$AZ$47,MATCH(AG$2,$AS$2:$BA$2,0)+1,FALSE)","v":0.41028835020692883},{"$f":"K815*VLOOKUP($B815,$AR$36:$AZ$47,MATCH(AH$2,$AS$2:$BA$2,0)+1,FALSE)","v":0.32374038076878103},{"$f":"L815*VLOOKUP($B815,$AR$36:$AZ$47,MATCH(AI$2,$AS$2:$BA$2,0)+1,FALSE)","v":5.9360205462038679E-3},{"$f":"M815*VLOOKUP($B815,$AR$36:$AZ$47,MATCH(AJ$2,$AS$2:$BA$2,0)+1,FALSE)","v":9.6163458700798635E-2},{"$f":"N815*VLOOKUP($B815,$AR$36:$AZ$47,MATCH(AK$2,$AS$2:$BA$2,0)+1,FALSE)","v":7.1153659816626039E-2},{"$f":"O815*VLOOKUP($B815,$AR$36:$AZ$47,MATCH(AL$2,$AS$2:$BA$2,0)+1,FALSE)","v":6.025094178616773E-2},{"$f":"P815*VLOOKUP($B815,$AR$36:$AZ$47,MATCH(AM$2,$AS$2:$BA$2,0)+1,FALSE)","v":1.0150652537394905E-5},{"$f":"Q815*VLOOKUP($B815,$AR$36:$AZ$47,MATCH(AN$2,$AS$2:$BA$2,0)+1,FALSE)","v":1.8857902256094999E-3},{"$f":"R815*VLOOKUP($B815,$AR$36:$BA$47,MATCH(AO$2,$AS$2:$BA$2,0)+1,FALSE)","v":0},0.96942875270365314]
[2006,2,3,22,null,2013,2,3,22,0.38327456158719597,0.35013354302924826,8.7170929771520234E-3,9.8739989502514544E-2,8.8703500000000032E-2,6.8006999999999998E-2,2.028188418606668E-5,2.4450307537640017E-3,0,1.0000409997340609,null,null,0.36289010066703881,8.6518664158590733E-2,0.3099365520531997,6.9921753157880365E-2,6.2691350571824137E-2,4.8751506227939457E-3,1.0150652537394905E-5,1.7871641481495757E-3,0,0.8986308860320148,null,{"$f":"J816*VLOOKUP($B816,$AR$36:$AZ$47,MATCH(AG$2,$AS$2:$BA$2,0)+1,FALSE)","v":0.37415157787636494},{"$f":"K816*VLOOKUP($B816,$AR$36:$AZ$47,MATCH(AH$2,$AS$2:$BA$2,0)+1,FALSE)","v":0.31500883421140174},{"$f":"L816*VLOOKUP($B816,$AR$36:$AZ$47,MATCH(AI$2,$AS$2:$BA$2,0)+1,FALSE)","v":5.9360205462038679E-3},{"$f":"M816*VLOOKUP($B816,$AR$36:$AZ$47,MATCH(AJ$2,$AS$2:$BA$2,0)+1,FALSE)","v":9.1077769085907229E-2},{"$f":"N816*VLOOKUP($B816,$AR$36:$AZ$47,MATCH(AK$2,$AS$2:$BA$2,0)+1,FALSE)","v":7.0090257931423011E-2},{"$f":"O816*VLOOKUP($B816,$AR$36:$AZ$47,MATCH(AL$2,$AS$2:$BA$2,0)+1,FALSE)","v":5.9774552481464481E-2},{"$f":"P816*VLOOKUP($B816,$AR$36:$AZ$47,MATCH(AM$2,$AS$2:$BA$2,0)+1,FALSE)","v":1.0150652537394905E-5},{"$f":"Q816*VLOOKUP($B816,$AR$36:$AZ$47,MATCH(AN$2,$AS$2:$BA$2,0)+1,FALSE)","v":1.8857902256094999E-3},{"$f":"R816*VLOOKUP($B816,$AR$36:$BA$47,MATCH(AO$2,$AS$2:$BA$2,0)+1,FALSE)","v":0},0.91793495301091221]
[2006,2,3,23,null,2013,2,3,23,0.31888955325960577,0.34904416443056291,8.7170929771520234E-3,0.10285316852203399,8.8033799999999982E-2,6.7474999999999993E-2,2.028188418606668E-5,2.4450307537640017E-3,0,0.93747809182730468,null,null,0.30192940957214648,9.0122743478498926E-2,0.30897223928317502,6.9393852927451621E-2,6.2200933430879658E-2,4.8751506227939457E-3,1.0150652537394905E-5,1.7871641481495757E-3,0,0.83929164411563262,null,{"$f":"J817*VLOOKUP($B817,$AR$36:$AZ$47,MATCH(AG$2,$AS$2:$BA$2,0)+1,FALSE)","v":0.31129910898933111},{"$f":"K817*VLOOKUP($B817,$AR$36:$AZ$47,MATCH(AH$2,$AS$2:$BA$2,0)+1,FALSE)","v":0.31402873993246527},{"$f":"L817*VLOOKUP($B817,$AR$36:$AZ$47,MATCH(AI$2,$AS$2:$BA$2,0)+1,FALSE)","v":5.9360205462038679E-3},{"$f":"M817*VLOOKUP($B817,$AR$36:$AZ$47,MATCH(AJ$2,$AS$2:$BA$2,0)+1,FALSE)","v":9.4871765528850446E-2},{"$f":"N817*VLOOKUP($B817,$AR$36:$AZ$47,MATCH(AK$2,$AS$2:$BA$2,0)+1,FALSE)","v":6.9561085511657419E-2},{"$f":"O817*VLOOKUP($B817,$AR$36:$AZ$47,MATCH(AL$2,$AS$2:$BA$2,0)+1,FALSE)","v":5.9306952647327708E-2},{"$f":"P817*VLOOKUP($B817,$AR$36:$AZ$47,MATCH(AM$2,$AS$2:$BA$2,0)+1,FALSE)","v":1.0150652537394905E-5},{"$f":"Q817*VLOOKUP($B817,$AR$36:$AZ$47,MATCH(AN$2,$AS$2:$BA$2,0)+1,FALSE)","v":1.8857902256094999E-3},{"$f":"R817*VLOOKUP($B817,$AR$36:$BA$47,MATCH(AO$2,$AS$2:$BA$2,0)+1,FALSE)","v":0},0.85689961403398274]
[2006,2,3,24,null,2013,2,3,24,0.22153351014688299,0.35841170725353177,8.7170929771520234E-3,0.12470727584034072,8.7372099999999994E-2,6.7113000000000006E-2,2.028188418606668E-5,2.4450307537640017E-3,0,0.87031999885585742,null,null,0.20975124846639573,0.10927190666035473,0.31726434377177337,6.8872258806987732E-2,6.1867228534221969E-2,4.8751506227939457E-3,1.0150652537394905E-5,1.7871641481495757E-3,0,0.77369945166321463,null,{"$f":"J818*VLOOKUP($B818,$AR$36:$AZ$47,MATCH(AG$2,$AS$2:$BA$2,0)+1,FALSE)","v":0.21626040619731801},{"$f":"K818*VLOOKUP($B818,$AR$36:$AZ$47,MATCH(AH$2,$AS$2:$BA$2,0)+1,FALSE)","v":0.32245654927217854},{"$f":"L818*VLOOKUP($B818,$AR$36:$AZ$47,MATCH(AI$2,$AS$2:$BA$2,0)+1,FALSE)","v":5.9360205462038679E-3},{"$f":"M818*VLOOKUP($B818,$AR$36:$AZ$47,MATCH(AJ$2,$AS$2:$BA$2,0)+1,FALSE)","v":0.11502999473207197},{"$f":"N818*VLOOKUP($B818,$AR$36:$AZ$47,MATCH(AK$2,$AS$2:$BA$2,0)+1,FALSE)","v":6.9038234398981796E-2},{"$f":"O818*VLOOKUP($B818,$AR$36:$AZ$47,MATCH(AL$2,$AS$2:$BA$2,0)+1,FALSE)","v":5.8988773812821124E-2},{"$f":"P818*VLOOKUP($B818,$AR$36:$AZ$47,MATCH(AM$2,$AS$2:$BA$2,0)+1,FALSE)","v":1.0150652537394905E-5},{"$f":"Q818*VLOOKUP($B818,$AR$36:$AZ$47,MATCH(AN$2,$AS$2:$BA$2,0)+1,FALSE)","v":1.8857902256094999E-3},{"$f":"R818*VLOOKUP($B818,$AR$36:$BA$47,MATCH(AO$2,$AS$2:$BA$2,0)+1,FALSE)","v":0},0.78960591983772233]
[2006,2,4,1,null,2013,2,4,1,0.22693674289893928,0.31440731613771222,8.7170929771520234E-3,8.6787033506831063E-2,8.7858499999999992E-2,6.6060999999999995E-2,2.028188418606668E-5,2.4450307537640017E-3,0,0.79323299815858461,null,null,0.21486711023713592,7.6045159039708626E-2,0.27831186541268549,6.9255670292847848E-2,6.0897456293106209E-2,4.8751506227939457E-3,1.0150652537394905E-5,1.7871641481495757E-3,0,0.70604972669896504,null,{"$f":"J819*VLOOKUP($B819,$AR$36:$AZ$47,MATCH(AG$2,$AS$2:$BA$2,0)+1,FALSE)","v":0.22153502721949922},{"$f":"K819*VLOOKUP($B819,$AR$36:$AZ$47,MATCH(AH$2,$AS$2:$BA$2,0)+1,FALSE)","v":0.28286659217852489},{"$f":"L819*VLOOKUP($B819,$AR$36:$AZ$47,MATCH(AI$2,$AS$2:$BA$2,0)+1,FALSE)","v":5.9360205462038679E-3},{"$f":"M819*VLOOKUP($B819,$AR$36:$AZ$47,MATCH(AJ$2,$AS$2:$BA$2,0)+1,FALSE)","v":8.0052362140313554E-2},{"$f":"N819*VLOOKUP($B819,$AR$36:$AZ$47,MATCH(AK$2,$AS$2:$BA$2,0)+1,FALSE)","v":6.9422569870049397E-2},{"$f":"O819*VLOOKUP($B819,$AR$36:$AZ$47,MATCH(AL$2,$AS$2:$BA$2,0)+1,FALSE)","v":5.8064121509227358E-2},{"$f":"P819*VLOOKUP($B819,$AR$36:$AZ$47,MATCH(AM$2,$AS$2:$BA$2,0)+1,FALSE)","v":1.0150652537394905E-5},{"$f":"Q819*VLOOKUP($B819,$AR$36:$AZ$47,MATCH(AN$2,$AS$2:$BA$2,0)+1,FALSE)","v":1.8857902256094999E-3},{"$f":"R819*VLOOKUP($B819,$AR$36:$BA$47,MATCH(AO$2,$AS$2:$BA$2,0)+1,FALSE)","v":0},0.71977263434196515]
[2006,2,4,2,null,2013,2,4,2,0.21158718339793295,0.30850957798024947,8.7170929771520234E-3,8.4162344327316049E-2,8.7719099999999994E-2,6.6103999999999996E-2,2.028188418606668E-5,2.4450307537640017E-3,0,0.76926461132060042,null,null,0.20033391719283927,7.3745334998939774E-2,0.27309121556114041,6.9145786326711131E-2,6.093709527254345E-2,4.8751506227939457E-3,1.0150652537394905E-5,1.7871641481495757E-3,0,0.68392581477565495,null,{"$f":"J820*VLOOKUP($B820,$AR$36:$AZ$47,MATCH(AG$2,$AS$2:$BA$2,0)+1,FALSE)","v":0.20655082925127036},{"$f":"K820*VLOOKUP($B820,$AR$36:$AZ$47,MATCH(AH$2,$AS$2:$BA$2,0)+1,FALSE)","v":0.27756050352048606},{"$f":"L820*VLOOKUP($B820,$AR$36:$AZ$47,MATCH(AI$2,$AS$2:$BA$2,0)+1,FALSE)","v":5.9360205462038679E-3},{"$f":"M820*VLOOKUP($B820,$AR$36:$AZ$47,MATCH(AJ$2,$AS$2:$BA$2,0)+1,FALSE)","v":7.7631348767529473E-2},{"$f":"N820*VLOOKUP($B820,$AR$36:$AZ$47,MATCH(AK$2,$AS$2:$BA$2,0)+1,FALSE)","v":6.9312421094007412E-2},{"$f":"O820*VLOOKUP($B820,$AR$36:$AZ$47,MATCH(AL$2,$AS$2:$BA$2,0)+1,FALSE)","v":5.8101916232663225E-2},{"$f":"P820*VLOOKUP($B820,$AR$36:$AZ$47,MATCH(AM$2,$AS$2:$BA$2,0)+1,FALSE)","v":1.0150652537394905E-5},{"$f":"Q820*VLOOKUP($B820,$AR$36:$AZ$47,MATCH(AN$2,$AS$2:$BA$2,0)+1,FALSE)","v":1.8857902256094999E-3},{"$f":"R820*VLOOKUP($B820,$AR$36:$BA$47,MATCH(AO$2,$AS$2:$BA$2,0)+1,FALSE)","v":0},0.69698898029030731]
[2006,2,4,3,null,2013,2,4,3,0.20404401480259599,0.30771030614434663,8.7170929771520234E-3,8.3356871542280817E-2,8.7633600000000006E-2,6.5616999999999995E-2,2.028188418606668E-5,2.4450307537640017E-3,0,0.7595441981043255,null,null,0.1931919320854151,7.3039557838860444E-2,0.2723837039219249,6.9078389776462287E-2,6.0488160784498417E-2,4.8751506227939457E-3,1.0150652537394905E-5,1.7871641481495757E-3,0,0.67485420983064215,null,{"$f":"J821*VLOOKUP($B821,$AR$36:$AZ$47,MATCH(AG$2,$AS$2:$BA$2,0)+1,FALSE)","v":0.19918720871656737},{"$f":"K821*VLOOKUP($B821,$AR$36:$AZ$47,MATCH(AH$2,$AS$2:$BA$2,0)+1,FALSE)","v":0.27684141306412058},{"$f":"L821*VLOOKUP($B821,$AR$36:$AZ$47,MATCH(AI$2,$AS$2:$BA$2,0)+1,FALSE)","v":5.9360205462038679E-3},{"$f":"M821*VLOOKUP($B821,$AR$36:$AZ$47,MATCH(AJ$2,$AS$2:$BA$2,0)+1,FALSE)","v":7.6888380648026555E-2},{"$f":"N821*VLOOKUP($B821,$AR$36:$AZ$47,MATCH(AK$2,$AS$2:$BA$2,0)+1,FALSE)","v":6.9244862124483816E-2},{"$f":"O821*VLOOKUP($B821,$AR$36:$AZ$47,MATCH(AL$2,$AS$2:$BA$2,0)+1,FALSE)","v":5.7673869016075623E-2},{"$f":"P821*VLOOKUP($B821,$AR$36:$AZ$47,MATCH(AM$2,$AS$2:$BA$2,0)+1,FALSE)","v":1.0150652537394905E-5},{"$f":"Q821*VLOOKUP($B821,$AR$36:$AZ$47,MATCH(AN$2,$AS$2:$BA$2,0)+1,FALSE)","v":1.8857902256094999E-3},{"$f":"R821*VLOOKUP($B821,$AR$36:$BA$47,MATCH(AO$2,$AS$2:$BA$2,0)+1,FALSE)","v":0},0.68766769499362468]
[2006,2,4,4,null,2013,2,4,4,0.19974902893875221,0.31149699260463604,8.7170929771520234E-3,8.6671089189510206E-2,8.83322E-2,6.5311999999999995E-2,2.028188418606668E-5,2.4450307537640017E-3,0,0.76274371634800053,null,null,0.18912537508241614,7.594356547562256E-2,0.27573566082115458,6.9629070829138842E-2,6.0207000581513341E-2,4.8751506227939457E-3,1.0150652537394905E-5,1.7871641481495757E-3,0,0.67731313821332639,null,{"$f":"J822*VLOOKUP($B822,$AR$36:$AZ$47,MATCH(AG$2,$AS$2:$BA$2,0)+1,FALSE)","v":0.19499445527303302},{"$f":"K822*VLOOKUP($B822,$AR$36:$AZ$47,MATCH(AH$2,$AS$2:$BA$2,0)+1,FALSE)","v":0.28024822658178522},{"$f":"L822*VLOOKUP($B822,$AR$36:$AZ$47,MATCH(AI$2,$AS$2:$BA$2,0)+1,FALSE)","v":5.9360205462038679E-3},{"$f":"M822*VLOOKUP($B822,$AR$36:$AZ$47,MATCH(AJ$2,$AS$2:$BA$2,0)+1,FALSE)","v":7.9945415098765585E-2},{"$f":"N822*VLOOKUP($B822,$AR$36:$AZ$47,MATCH(AK$2,$AS$2:$BA$2,0)+1,FALSE)","v":6.9796870266111727E-2},{"$f":"O822*VLOOKUP($B822,$AR$36:$AZ$47,MATCH(AL$2,$AS$2:$BA$2,0)+1,FALSE)","v":5.7405790163797966E-2},{"$f":"P822*VLOOKUP($B822,$AR$36:$AZ$47,MATCH(AM$2,$AS$2:$BA$2,0)+1,FALSE)","v":1.0150652537394905E-5},{"$f":"Q822*VLOOKUP($B822,$AR$36:$AZ$47,MATCH(AN$2,$AS$2:$BA$2,0)+1,FALSE)","v":1.8857902256094999E-3},{"$f":"R822*VLOOKUP($B822,$AR$36:$BA$47,MATCH(AO$2,$AS$2:$BA$2,0)+1,FALSE)","v":0},0.69022271880784425]
[2006,2,4,5,null,2013,2,4,5,0.20815128282951773,0.31617506677293605,8.7170929771520234E-3,8.4747010390632191E-2,9.1157399999999972E-2,6.5116999999999994E-2,2.028188418606668E-5,2.4450307537640017E-3,0,0.77653016560818788,null,null,0.19708075502629543,7.425763530433617E-2,0.27987666989280169,7.1856073563209555E-2,6.0027242418949106E-2,4.8751506227939457E-3,1.0150652537394905E-5,1.7871641481495757E-3,0,0.68977084162907298,null,{"$f":"J823*VLOOKUP($B823,$AR$36:$AZ$47,MATCH(AG$2,$AS$2:$BA$2,0)+1,FALSE)","v":0.20319671252154217},{"$f":"K823*VLOOKUP($B823,$AR$36:$AZ$47,MATCH(AH$2,$AS$2:$BA$2,0)+1,FALSE)","v":0.28445700554469527},{"$f":"L823*VLOOKUP($B823,$AR$36:$AZ$47,MATCH(AI$2,$AS$2:$BA$2,0)+1,FALSE)","v":5.9360205462038679E-3},{"$f":"M823*VLOOKUP($B823,$AR$36:$AZ$47,MATCH(AJ$2,$AS$2:$BA$2,0)+1,FALSE)","v":7.8170644760727021E-2},{"$f":"N823*VLOOKUP($B823,$AR$36:$AZ$47,MATCH(AK$2,$AS$2:$BA$2,0)+1,FALSE)","v":7.2029239864919603E-2},{"$f":"O823*VLOOKUP($B823,$AR$36:$AZ$47,MATCH(AL$2,$AS$2:$BA$2,0)+1,FALSE)","v":5.723439548775159E-2},{"$f":"P823*VLOOKUP($B823,$AR$36:$AZ$47,MATCH(AM$2,$AS$2:$BA$2,0)+1,FALSE)","v":1.0150652537394905E-5},{"$f":"Q823*VLOOKUP($B823,$AR$36:$AZ$47,MATCH(AN$2,$AS$2:$BA$2,0)+1,FALSE)","v":1.8857902256094999E-3},{"$f":"R823*VLOOKUP($B823,$AR$36:$BA$47,MATCH(AO$2,$AS$2:$BA$2,0)+1,FALSE)","v":0},0.70291995960398646]
[2006,2,4,6,null,2013,2,4,6,0.2279639123927725,0.33297305867837385,8.7170929771520234E-3,8.1346864909273134E-2,9.4288600000000042E-2,6.8125000000000005E-2,2.028188418606668E-5,2.4450307537640017E-3,0,0.81587984159552163,null,null,0.21583964971242914,7.1278335362395598E-2,0.29474617267606984,7.4324285003434132E-2,6.2800127306093773E-2,4.8751506227939457E-3,1.0150652537394905E-5,1.7871641481495757E-3,0,0.72566103548390337,null,{"$f":"J824*VLOOKUP($B824,$AR$36:$AZ$47,MATCH(AG$2,$AS$2:$BA$2,0)+1,FALSE)","v":0.2225377472676878},{"$f":"K824*VLOOKUP($B824,$AR$36:$AZ$47,MATCH(AH$2,$AS$2:$BA$2,0)+1,FALSE)","v":0.29956985592013763},{"$f":"L824*VLOOKUP($B824,$AR$36:$AZ$47,MATCH(AI$2,$AS$2:$BA$2,0)+1,FALSE)","v":5.9360205462038679E-3},{"$f":"M824*VLOOKUP($B824,$AR$36:$AZ$47,MATCH(AJ$2,$AS$2:$BA$2,0)+1,FALSE)","v":7.5034350473377268E-2},{"$f":"N824*VLOOKUP($B824,$AR$36:$AZ$47,MATCH(AK$2,$AS$2:$BA$2,0)+1,FALSE)","v":7.4503399459917283E-2},{"$f":"O824*VLOOKUP($B824,$AR$36:$AZ$47,MATCH(AL$2,$AS$2:$BA$2,0)+1,FALSE)","v":5.9878268234148962E-2},{"$f":"P824*VLOOKUP($B824,$AR$36:$AZ$47,MATCH(AM$2,$AS$2:$BA$2,0)+1,FALSE)","v":1.0150652537394905E-5},{"$f":"Q824*VLOOKUP($B824,$AR$36:$AZ$47,MATCH(AN$2,$AS$2:$BA$2,0)+1,FALSE)","v":1.8857902256094999E-3},{"$f":"R824*VLOOKUP($B824,$AR$36:$BA$47,MATCH(AO$2,$AS$2:$BA$2,0)+1,FALSE)","v":0},0.73935558277961977]
[2006,2,4,7,null,2013,2,4,7,0.26383159504719444,0.37632019538041939,8.7170929771520234E-3,8.678162490401882E-2,0.10616170000000003,7.4040999999999996E-2,2.028188418606668E-5,2.4450307537640017E-3,0,0.91831852094673483,null,null,0.24979970935023896,7.6040419874830872E-2,0.33311685254460338,8.3683419281324264E-2,6.8253713407273223E-2,4.8751506227939457E-3,1.0150652537394905E-5,1.7871641481495757E-3,0,0.81756657988175174,null,{"$f":"J825*VLOOKUP($B825,$AR$36:$AZ$47,MATCH(AG$2,$AS$2:$BA$2,0)+1,FALSE)","v":0.25755168089361569},{"$f":"K825*VLOOKUP($B825,$AR$36:$AZ$47,MATCH(AH$2,$AS$2:$BA$2,0)+1,FALSE)","v":0.33856849307091463},{"$f":"L825*VLOOKUP($B825,$AR$36:$AZ$47,MATCH(AI$2,$AS$2:$BA$2,0)+1,FALSE)","v":5.9360205462038679E-3},{"$f":"M825*VLOOKUP($B825,$AR$36:$AZ$47,MATCH(AJ$2,$AS$2:$BA$2,0)+1,FALSE)","v":8.0047373244927875E-2},{"$f":"N825*VLOOKUP($B825,$AR$36:$AZ$47,MATCH(AK$2,$AS$2:$BA$2,0)+1,FALSE)","v":8.388508836109454E-2},{"$f":"O825*VLOOKUP($B825,$AR$36:$AZ$47,MATCH(AL$2,$AS$2:$BA$2,0)+1,FALSE)","v":6.5078119021278857E-2},{"$f":"P825*VLOOKUP($B825,$AR$36:$AZ$47,MATCH(AM$2,$AS$2:$BA$2,0)+1,FALSE)","v":1.0150652537394905E-5},{"$f":"Q825*VLOOKUP($B825,$AR$36:$AZ$47,MATCH(AN$2,$AS$2:$BA$2,0)+1,FALSE)","v":1.8857902256094999E-3},{"$f":"R825*VLOOKUP($B825,$AR$36:$BA$47,MATCH(AO$2,$AS$2:$BA$2,0)+1,FALSE)","v":0},0.83296271601618233]
[2006,2,4,8,null,2013,2,4,8,0.28097697460073684,0.43644063627340063,3.3415523079082759E-3,0.11065184356007585,0.11493209999999998,7.8852000000000005E-2,7.7747222713255616E-6,2.2005837171628841E-3,0,1.0274034651815556,null,null,0.26603321174182437,9.6956154641472017E-2,0.38633518174859016,9.059680763573949E-2,7.2688669920588714E-2,1.8688077387376792E-3,3.8910834726680473E-6,1.608488694165044E-3,0,0.91609121320459019,null,{"$f":"J826*VLOOKUP($B826,$AR$36:$AZ$47,MATCH(AG$2,$AS$2:$BA$2,0)+1,FALSE)","v":0.27428895348139642},{"$f":"K826*VLOOKUP($B826,$AR$36:$AZ$47,MATCH(AH$2,$AS$2:$BA$2,0)+1,FALSE)","v":0.39265776950562481},{"$f":"L826*VLOOKUP($B826,$AR$36:$AZ$47,MATCH(AI$2,$AS$2:$BA$2,0)+1,FALSE)","v":2.2754745427114829E-3},{"$f":"M826*VLOOKUP($B826,$AR$36:$AZ$47,MATCH(AJ$2,$AS$2:$BA$2,0)+1,FALSE)","v":0.10206526360262447},{"$f":"N826*VLOOKUP($B826,$AR$36:$AZ$47,MATCH(AK$2,$AS$2:$BA$2,0)+1,FALSE)","v":9.0815137323782033E-2},{"$f":"O826*VLOOKUP($B826,$AR$36:$AZ$47,MATCH(AL$2,$AS$2:$BA$2,0)+1,FALSE)","v":6.9306733310812677E-2},{"$f":"P826*VLOOKUP($B826,$AR$36:$AZ$47,MATCH(AM$2,$AS$2:$BA$2,0)+1,FALSE)","v":3.8910834726680473E-6},{"$f":"Q826*VLOOKUP($B826,$AR$36:$AZ$47,MATCH(AN$2,$AS$2:$BA$2,0)+1,FALSE)","v":1.6972544243350389E-3},{"$f":"R826*VLOOKUP($B826,$AR$36:$BA$47,MATCH(AO$2,$AS$2:$BA$2,0)+1,FALSE)","v":0},0.93311047727475949]
[2006,2,4,9,null,2013,2,4,9,0.26247503293845043,0.46339525090132117,0,0.11418560269139273,0.11996159999999997,8.1412999999999999E-2,0,2.0486301538702968E-3,0,1.0434791166850346,null,null,0.24851529600914846,0.10005253049729457,0.41019527880590795,9.4561380144237553E-2,7.5049493788932289E-2,0,0,1.4974201687151995E-3,0,0.92987139941423602,null,{"$f":"J827*VLOOKUP($B827,$AR$36:$AZ$47,MATCH(AG$2,$AS$2:$BA$2,0)+1,FALSE)","v":0.25622740867640414},{"$f":"K827*VLOOKUP($B827,$AR$36:$AZ$47,MATCH(AH$2,$AS$2:$BA$2,0)+1,FALSE)","v":0.41690835017578232},{"$f":"L827*VLOOKUP($B827,$AR$36:$AZ$47,MATCH(AI$2,$AS$2:$BA$2,0)+1,FALSE)","v":0},{"$f":"M827*VLOOKUP($B827,$AR$36:$AZ$47,MATCH(AJ$2,$AS$2:$BA$2,0)+1,FALSE)","v":0.10532480312444201},{"$f":"N827*VLOOKUP($B827,$AR$36:$AZ$47,MATCH(AK$2,$AS$2:$BA$2,0)+1,FALSE)","v":9.4789264074880822E-2},{"$f":"O827*VLOOKUP($B827,$AR$36:$AZ$47,MATCH(AL$2,$AS$2:$BA$2,0)+1,FALSE)","v":7.1557716722888354E-2},{"$f":"P827*VLOOKUP($B827,$AR$36:$AZ$47,MATCH(AM$2,$AS$2:$BA$2,0)+1,FALSE)","v":0},{"$f":"Q827*VLOOKUP($B827,$AR$36:$AZ$47,MATCH(AN$2,$AS$2:$BA$2,0)+1,FALSE)","v":1.5800564938130762E-3},{"$f":"R827*VLOOKUP($B827,$AR$36:$BA$47,MATCH(AO$2,$AS$2:$BA$2,0)+1,FALSE)","v":0},0.94638759926821081]
[2006,2,4,10,null,2013,2,4,10,0.25814659591719152,0.47303598588530904,0,0.11090899547399798,0.12239310000000006,8.3789000000000002E-2,0,2.0486301538702968E-3,0,1.0503223074303689,null,null,0.24441706694883492,9.7181478142015845E-2,0.41872921170003874,9.6478043441665412E-2,7.7239777862022629E-2,0,0,1.4974201687151995E-3,0,0.93554299826329279,null,{"$f":"J828*VLOOKUP($B828,$AR$36:$AZ$47,MATCH(AG$2,$AS$2:$BA$2,0)+1,FALSE)","v":0.25200200030456765},{"$f":"K828*VLOOKUP($B828,$AR$36:$AZ$47,MATCH(AH$2,$AS$2:$BA$2,0)+1,FALSE)","v":0.4255819455759049},{"$f":"L828*VLOOKUP($B828,$AR$36:$AZ$47,MATCH(AI$2,$AS$2:$BA$2,0)+1,FALSE)","v":0},{"$f":"M828*VLOOKUP($B828,$AR$36:$AZ$47,MATCH(AJ$2,$AS$2:$BA$2,0)+1,FALSE)","v":0.10230246053523709},{"$f":"N828*VLOOKUP($B828,$AR$36:$AZ$47,MATCH(AK$2,$AS$2:$BA$2,0)+1,FALSE)","v":9.6710546348525717E-2},{"$f":"O828*VLOOKUP($B828,$AR$36:$AZ$47,MATCH(AL$2,$AS$2:$BA$2,0)+1,FALSE)","v":7.3646094929484138E-2},{"$f":"P828*VLOOKUP($B828,$AR$36:$AZ$47,MATCH(AM$2,$AS$2:$BA$2,0)+1,FALSE)","v":0},{"$f":"Q828*VLOOKUP($B828,$AR$36:$AZ$47,MATCH(AN$2,$AS$2:$BA$2,0)+1,FALSE)","v":1.5800564938130762E-3},{"$f":"R828*VLOOKUP($B828,$AR$36:$BA$47,MATCH(AO$2,$AS$2:$BA$2,0)+1,FALSE)","v":0},0.95182310418753258]
[2006,2,4,11,null,2013,2,4,11,0.25377331249667495,0.47967112233407383,0,0.11500954071784861,0.12408389999999998,8.5045999999999997E-2,0,2.0486301538702968E-3,0,1.0596325057024676,null,null,0.24027637664540161,0.10077448740409183,0.42460260302250591,9.7810839782726797E-2,7.8398526633013596E-2,0,0,1.4974201687151995E-3,0,0.94336025365645493,null,{"$f":"J829*VLOOKUP($B829,$AR$36:$AZ$47,MATCH(AG$2,$AS$2:$BA$2,0)+1,FALSE)","v":0.24773281300053479},{"$f":"K829*VLOOKUP($B829,$AR$36:$AZ$47,MATCH(AH$2,$AS$2:$BA$2,0)+1,FALSE)","v":0.43155145817808471},{"$f":"L829*VLOOKUP($B829,$AR$36:$AZ$47,MATCH(AI$2,$AS$2:$BA$2,0)+1,FALSE)","v":0},{"$f":"M829*VLOOKUP($B829,$AR$36:$AZ$47,MATCH(AJ$2,$AS$2:$BA$2,0)+1,FALSE)","v":0.10608480358314912},{"$f":"N829*VLOOKUP($B829,$AR$36:$AZ$47,MATCH(AK$2,$AS$2:$BA$2,0)+1,FALSE)","v":9.8046554601981833E-2},{"$f":"O829*VLOOKUP($B829,$AR$36:$AZ$47,MATCH(AL$2,$AS$2:$BA$2,0)+1,FALSE)","v":7.4750931379690744E-2},{"$f":"P829*VLOOKUP($B829,$AR$36:$AZ$47,MATCH(AM$2,$AS$2:$BA$2,0)+1,FALSE)","v":0},{"$f":"Q829*VLOOKUP($B829,$AR$36:$AZ$47,MATCH(AN$2,$AS$2:$BA$2,0)+1,FALSE)","v":1.5800564938130762E-3},{"$f":"R829*VLOOKUP($B829,$AR$36:$BA$47,MATCH(AO$2,$AS$2:$BA$2,0)+1,FALSE)","v":0},0.95974661723725441]
[2006,2,4,12,null,2013,2,4,12,0.25989860497753903,0.47156977735325795,0,0.10598593604719785,0.1241785,8.3872000000000002E-2,0,2.0486301538702968E-3,0,1.0475534485318652,null,null,0.24607589539193894,9.2867759583546095E-2,0.41743133085982193,9.788540953306063E-2,7.7316290310703806E-2,0,0,1.4974201687151995E-3,0,0.93307410584778672,null,{"$f":"J830*VLOOKUP($B830,$AR$36:$AZ$47,MATCH(AG$2,$AS$2:$BA$2,0)+1,FALSE)","v":0.25371230675346979},{"$f":"K830*VLOOKUP($B830,$AR$36:$AZ$47,MATCH(AH$2,$AS$2:$BA$2,0)+1,FALSE)","v":0.42426282420182493},{"$f":"L830*VLOOKUP($B830,$AR$36:$AZ$47,MATCH(AI$2,$AS$2:$BA$2,0)+1,FALSE)","v":0},{"$f":"M830*VLOOKUP($B830,$AR$36:$AZ$47,MATCH(AJ$2,$AS$2:$BA$2,0)+1,FALSE)","v":9.7761430381908154E-2},{"$f":"N830*VLOOKUP($B830,$AR$36:$AZ$47,MATCH(AK$2,$AS$2:$BA$2,0)+1,FALSE)","v":9.8121304058320244E-2},{"$f":"O830*VLOOKUP($B830,$AR$36:$AZ$47,MATCH(AL$2,$AS$2:$BA$2,0)+1,FALSE)","v":7.3719047535185933E-2},{"$f":"P830*VLOOKUP($B830,$AR$36:$AZ$47,MATCH(AM$2,$AS$2:$BA$2,0)+1,FALSE)","v":0},{"$f":"Q830*VLOOKUP($B830,$AR$36:$AZ$47,MATCH(AN$2,$AS$2:$BA$2,0)+1,FALSE)","v":1.5800564938130762E-3},{"$f":"R830*VLOOKUP($B830,$AR$36:$BA$47,MATCH(AO$2,$AS$2:$BA$2,0)+1,FALSE)","v":0},0.9491569694245221]
[2006,2,4,13,null,2013,2,4,13,0.26334368401074448,0.46554367258759166,0,9.9763664510242434E-2,0.12376209999999996,8.4734000000000004E-2,0,2.0486301538702968E-3,0,1.0391957512624488,null,null,0.24933774786654261,8.7415636040473477E-2,0.41209705149537396,9.7557176509392524E-2,7.811091357291082E-2,0,0,1.4974201687151995E-3,0,0.92601594565340861,null,{"$f":"J831*VLOOKUP($B831,$AR$36:$AZ$47,MATCH(AG$2,$AS$2:$BA$2,0)+1,FALSE)","v":0.25707538347540182},{"$f":"K831*VLOOKUP($B831,$AR$36:$AZ$47,MATCH(AH$2,$AS$2:$BA$2,0)+1,FALSE)","v":0.41884124642140147},{"$f":"L831*VLOOKUP($B831,$AR$36:$AZ$47,MATCH(AI$2,$AS$2:$BA$2,0)+1,FALSE)","v":0},{"$f":"M831*VLOOKUP($B831,$AR$36:$AZ$47,MATCH(AJ$2,$AS$2:$BA$2,0)+1,FALSE)","v":9.2022006941740508E-2},{"$f":"N831*VLOOKUP($B831,$AR$36:$AZ$47,MATCH(AK$2,$AS$2:$BA$2,0)+1,FALSE)","v":9.7792280024289482E-2},{"$f":"O831*VLOOKUP($B831,$AR$36:$AZ$47,MATCH(AL$2,$AS$2:$BA$2,0)+1,FALSE)","v":7.4476699898016557E-2},{"$f":"P831*VLOOKUP($B831,$AR$36:$AZ$47,MATCH(AM$2,$AS$2:$BA$2,0)+1,FALSE)","v":0},{"$f":"Q831*VLOOKUP($B831,$AR$36:$AZ$47,MATCH(AN$2,$AS$2:$BA$2,0)+1,FALSE)","v":1.5800564938130762E-3},{"$f":"R831*VLOOKUP($B831,$AR$36:$BA$47,MATCH(AO$2,$AS$2:$BA$2,0)+1,FALSE)","v":0},0.94178767325466306]
[2006,2,4,14,null,2013,2,4,14,0.26248535756439956,0.46174371854121787,0,9.4744415101860102E-2,0.12316840000000001,8.5233000000000003E-2,0,2.0486301538702968E-3,0,1.0294235213613478,null,null,0.2485250715197759,8.3017633204135549E-2,0.40873335019185358,9.7089184323629507E-2,7.8570910101729036E-2,0,0,1.4974201687151995E-3,0,0.91743356950983868,null,{"$f":"J832*VLOOKUP($B832,$AR$36:$AZ$47,MATCH(AG$2,$AS$2:$BA$2,0)+1,FALSE)","v":0.25623748754799386},{"$f":"K832*VLOOKUP($B832,$AR$36:$AZ$47,MATCH(AH$2,$AS$2:$BA$2,0)+1,FALSE)","v":0.4154224962958098},{"$f":"L832*VLOOKUP($B832,$AR$36:$AZ$47,MATCH(AI$2,$AS$2:$BA$2,0)+1,FALSE)","v":0},{"$f":"M832*VLOOKUP($B832,$AR$36:$AZ$47,MATCH(AJ$2,$AS$2:$BA$2,0)+1,FALSE)","v":8.7392251146702876E-2},{"$f":"N832*VLOOKUP($B832,$AR$36:$AZ$47,MATCH(AK$2,$AS$2:$BA$2,0)+1,FALSE)","v":9.7323160021878283E-2},{"$f":"O832*VLOOKUP($B832,$AR$36:$AZ$47,MATCH(AL$2,$AS$2:$BA$2,0)+1,FALSE)","v":7.4915294479283939E-2},{"$f":"P832*VLOOKUP($B832,$AR$36:$AZ$47,MATCH(AM$2,$AS$2:$BA$2,0)+1,FALSE)","v":0},{"$f":"Q832*VLOOKUP($B832,$AR$36:$AZ$47,MATCH(AN$2,$AS$2:$BA$2,0)+1,FALSE)","v":1.5800564938130762E-3},{"$f":"R832*VLOOKUP($B832,$AR$36:$BA$47,MATCH(AO$2,$AS$2:$BA$2,0)+1,FALSE)","v":0},0.93287074598548181]
[2006,2,4,15,null,2013,2,4,15,0.26389448895353546,0.44761557342082847,0,8.0386370761809947E-2,0.1227244,8.5486999999999994E-2,0,2.0486301538702968E-3,0,1.0021564632900442,null,null,0.24985925824361951,7.0436724268558654E-2,0.39622718312303623,9.673919522058283E-2,7.8805056631428075E-2,0,0,1.4974201687151995E-3,0,0.89356483765594064,null,{"$f":"J833*VLOOKUP($B833,$AR$36:$AZ$47,MATCH(AG$2,$AS$2:$BA$2,0)+1,FALSE)","v":0.25761307775282505},{"$f":"K833*VLOOKUP($B833,$AR$36:$AZ$47,MATCH(AH$2,$AS$2:$BA$2,0)+1,FALSE)","v":0.40271165892376287},{"$f":"L833*VLOOKUP($B833,$AR$36:$AZ$47,MATCH(AI$2,$AS$2:$BA$2,0)+1,FALSE)","v":0},{"$f":"M833*VLOOKUP($B833,$AR$36:$AZ$47,MATCH(AJ$2,$AS$2:$BA$2,0)+1,FALSE)","v":7.4148390644823814E-2},{"$f":"N833*VLOOKUP($B833,$AR$36:$AZ$47,MATCH(AK$2,$AS$2:$BA$2,0)+1,FALSE)","v":9.6972327478387299E-2},{"$f":"O833*VLOOKUP($B833,$AR$36:$AZ$47,MATCH(AL$2,$AS$2:$BA$2,0)+1,FALSE)","v":7.513854703167254E-2},{"$f":"P833*VLOOKUP($B833,$AR$36:$AZ$47,MATCH(AM$2,$AS$2:$BA$2,0)+1,FALSE)","v":0},{"$f":"Q833*VLOOKUP($B833,$AR$36:$AZ$47,MATCH(AN$2,$AS$2:$BA$2,0)+1,FALSE)","v":1.5800564938130762E-3},{"$f":"R833*VLOOKUP($B833,$AR$36:$BA$47,MATCH(AO$2,$AS$2:$BA$2,0)+1,FALSE)","v":0},0.90816405832528457]
[2006,2,4,16,null,2013,2,4,16,0.28311063466005948,0.45232370509357378,0,9.203703345740985E-2,0.12126569999999999,8.3999000000000004E-2,0,2.0486301538702968E-3,0,1.0347847033649133,null,null,0.26805339307217513,8.0645351776666291E-2,0.40039479895509389,9.5589354894875272E-2,7.7433363575553332E-2,0,0,1.4974201687151995E-3,0,0.92361368244307918,null,{"$f":"J834*VLOOKUP($B834,$AR$36:$AZ$47,MATCH(AG$2,$AS$2:$BA$2,0)+1,FALSE)","v":0.27637182659079723},{"$f":"K834*VLOOKUP($B834,$AR$36:$AZ$47,MATCH(AH$2,$AS$2:$BA$2,0)+1,FALSE)","v":0.40694748008135295},{"$f":"L834*VLOOKUP($B834,$AR$36:$AZ$47,MATCH(AI$2,$AS$2:$BA$2,0)+1,FALSE)","v":0},{"$f":"M834*VLOOKUP($B834,$AR$36:$AZ$47,MATCH(AJ$2,$AS$2:$BA$2,0)+1,FALSE)","v":8.4894962241943733E-2},{"$f":"N834*VLOOKUP($B834,$AR$36:$AZ$47,MATCH(AK$2,$AS$2:$BA$2,0)+1,FALSE)","v":9.5819716146877634E-2},{"$f":"O834*VLOOKUP($B834,$AR$36:$AZ$47,MATCH(AL$2,$AS$2:$BA$2,0)+1,FALSE)","v":7.3830673811380226E-2},{"$f":"P834*VLOOKUP($B834,$AR$36:$AZ$47,MATCH(AM$2,$AS$2:$BA$2,0)+1,FALSE)","v":0},{"$f":"Q834*VLOOKUP($B834,$AR$36:$AZ$47,MATCH(AN$2,$AS$2:$BA$2,0)+1,FALSE)","v":1.5800564938130762E-3},{"$f":"R834*VLOOKUP($B834,$AR$36:$BA$47,MATCH(AO$2,$AS$2:$BA$2,0)+1,FALSE)","v":0},0.93944471536616481]
[2006,2,4,17,null,2013,2,4,17,0.33367647091243607,0.4505959676399427,0,9.3601696850334745E-2,0.11973929999999999,8.2963999999999996E-2,0,2.0486301538702968E-3,0,1.0826260655565836,null,null,{"$f":"$J835*$AS$6","v":0.31592988487989793},{"$f":"$M835*$AV$6","v":8.2016352394508801E-2},{"$f":"$K835*$AT$6","v":0.39886541395359221},{"$f":"$N835*$AW$6","v":9.438614911359057E-2},{"$f":"$O835*$AX$6","v":7.6479262558866251E-2},{"$f":"$L835*$AU$6","v":0},{"$f":"$P835*$AY$6","v":0},{"$f":"$Q835*$AZ$6","v":1.4974201687151995E-3},0,{"$f":"SUM(V835:AD835)","v":0.96917448306917098},null,{"$f":"J835*VLOOKUP($B835,$AR$36:$AZ$47,MATCH(AG$2,$AS$2:$BA$2,0)+1,FALSE)","v":0.32573405752550122},{"$f":"K835*VLOOKUP($B835,$AR$36:$AZ$47,MATCH(AH$2,$AS$2:$BA$2,0)+1,FALSE)","v":0.40539306585304741},{"$f":"L835*VLOOKUP($B835,$AR$36:$AZ$47,MATCH(AI$2,$AS$2:$BA$2,0)+1,FALSE)","v":0},{"$f":"M835*VLOOKUP($B835,$AR$36:$AZ$47,MATCH(AJ$2,$AS$2:$BA$2,0)+1,FALSE)","v":8.6338207799452699E-2},{"$f":"N835*VLOOKUP($B835,$AR$36:$AZ$47,MATCH(AK$2,$AS$2:$BA$2,0)+1,FALSE)","v":9.4613610754119476E-2},{"$f":"O835*VLOOKUP($B835,$AR$36:$AZ$47,MATCH(AL$2,$AS$2:$BA$2,0)+1,FALSE)","v":7.2920963607749481E-2},{"$f":"P835*VLOOKUP($B835,$AR$36:$AZ$47,MATCH(AM$2,$AS$2:$BA$2,0)+1,FALSE)","v":0},{"$f":"Q835*VLOOKUP($B835,$AR$36:$AZ$47,MATCH(AN$2,$AS$2:$BA$2,0)+1,FALSE)","v":1.5800564938130762E-3},{"$f":"R835*VLOOKUP($B835,$AR$36:$BA$47,MATCH(AO$2,$AS$2:$BA$2,0)+1,FALSE)","v":0},0.98657996203368326]
[2006,2,4,18,null,2013,2,4,18,0.42447083551952708,0.44018050190024116,6.6831046158165519E-3,8.8035904843272283E-2,0.11658260000000001,8.1190999999999999E-2,1.5549444542651123E-5,2.3525372804554705E-3,0,1.1595120336038551,null,null,0.40189535040889901,7.7139454069303462E-2,0.38964569306806235,9.1897836947853251E-2,7.484484603462839E-2,3.7376154774753584E-3,7.7821669453360947E-6,1.7195572196148879E-3,{"$f":"$R836*$BA$6","v":0},1.0408881353927819,null,{"$f":"J836*VLOOKUP($B836,$AR$36:$AZ$47,MATCH(AG$2,$AS$2:$BA$2,0)+1,FALSE)","v":0.41436726772172922},{"$f":"K836*VLOOKUP($B836,$AR$36:$AZ$47,MATCH(AH$2,$AS$2:$BA$2,0)+1,FALSE)","v":0.39602245916382167},{"$f":"L836*VLOOKUP($B836,$AR$36:$AZ$47,MATCH(AI$2,$AS$2:$BA$2,0)+1,FALSE)","v":4.5509490854229659E-3},{"$f":"M836*VLOOKUP($B836,$AR$36:$AZ$47,MATCH(AJ$2,$AS$2:$BA$2,0)+1,FALSE)","v":8.1204321096066789E-2},{"$f":"N836*VLOOKUP($B836,$AR$36:$AZ$47,MATCH(AK$2,$AS$2:$BA$2,0)+1,FALSE)","v":9.2119301992772712E-2},{"$f":"O836*VLOOKUP($B836,$AR$36:$AZ$47,MATCH(AL$2,$AS$2:$BA$2,0)+1,FALSE)","v":7.1362590476312479E-2},{"$f":"P836*VLOOKUP($B836,$AR$36:$AZ$47,MATCH(AM$2,$AS$2:$BA$2,0)+1,FALSE)","v":7.7821669453360947E-6},{"$f":"Q836*VLOOKUP($B836,$AR$36:$AZ$47,MATCH(AN$2,$AS$2:$BA$2,0)+1,FALSE)","v":1.814452354857001E-3},{"$f":"R836*VLOOKUP($B836,$AR$36:$BA$47,MATCH(AO$2,$AS$2:$BA$2,0)+1,FALSE)","v":0},{"$f":"SUM(AG836:AO836)","v":1.0614491240579282}]
[2006,2,4,19,null,2013,2,4,19,0.45736434257096331,0.4134830176407257,8.7170929771520234E-3,7.5849738442747033E-2,0.10713529999999999,7.6855999999999994E-2,2.028188418606668E-5,2.4450307537640017E-3,0,1.1418708042695382,null,null,0.43303941599925777,6.6461603651252754E-2,0.36601320659361569,8.4450872864040946E-2,7.0848683805315851E-2,4.8751506227939457E-3,1.0150652537394905E-5,1.7871641481495757E-3,0,1.027486248336964,null,{"$f":"J837*VLOOKUP($B837,$AR$36:$AZ$47,MATCH(AG$2,$AS$2:$BA$2,0)+1,FALSE)","v":0.44647781926529234},{"$f":"K837*VLOOKUP($B837,$AR$36:$AZ$47,MATCH(AH$2,$AS$2:$BA$2,0)+1,FALSE)","v":0.37200321404892361},{"$f":"L837*VLOOKUP($B837,$AR$36:$AZ$47,MATCH(AI$2,$AS$2:$BA$2,0)+1,FALSE)","v":5.9360205462038679E-3},{"$f":"M837*VLOOKUP($B837,$AR$36:$AZ$47,MATCH(AJ$2,$AS$2:$BA$2,0)+1,FALSE)","v":6.9963800866507567E-2},{"$f":"N837*VLOOKUP($B837,$AR$36:$AZ$47,MATCH(AK$2,$AS$2:$BA$2,0)+1,FALSE)","v":8.4654391433938686E-2},{"$f":"O837*VLOOKUP($B837,$AR$36:$AZ$47,MATCH(AL$2,$AS$2:$BA$2,0)+1,FALSE)","v":6.7552354985743149E-2},{"$f":"P837*VLOOKUP($B837,$AR$36:$AZ$47,MATCH(AM$2,$AS$2:$BA$2,0)+1,FALSE)","v":1.0150652537394905E-5},{"$f":"Q837*VLOOKUP($B837,$AR$36:$AZ$47,MATCH(AN$2,$AS$2:$BA$2,0)+1,FALSE)","v":1.8857902256094999E-3},{"$f":"R837*VLOOKUP($B837,$AR$36:$BA$47,MATCH(AO$2,$AS$2:$BA$2,0)+1,FALSE)","v":0},1.0484835420247562]
[2006,2,4,20,null,2013,2,4,20,0.43494152476975151,0.40593280903151341,8.7170929771520234E-3,8.2647969593245926E-2,0.10244070000000004,7.4979000000000004E-2,2.028188418606668E-5,2.4450307537640017E-3,0,1.112124409009613,null,null,0.41180915595949974,7.2418398671648274E-2,0.35932979773373913,8.0750289883944545E-2,6.9118396261043741E-2,4.8751506227939457E-3,1.0150652537394905E-5,1.7871641481495757E-3,0,1.0000985039333563,null,{"$f":"J838*VLOOKUP($B838,$AR$36:$AZ$47,MATCH(AG$2,$AS$2:$BA$2,0)+1,FALSE)","v":0.42458872590617308},{"$f":"K838*VLOOKUP($B838,$AR$36:$AZ$47,MATCH(AH$2,$AS$2:$BA$2,0)+1,FALSE)","v":0.36521042752677607},{"$f":"L838*VLOOKUP($B838,$AR$36:$AZ$47,MATCH(AI$2,$AS$2:$BA$2,0)+1,FALSE)","v":5.9360205462038679E-3},{"$f":"M838*VLOOKUP($B838,$AR$36:$AZ$47,MATCH(AJ$2,$AS$2:$BA$2,0)+1,FALSE)","v":7.623448947035831E-2},{"$f":"N838*VLOOKUP($B838,$AR$36:$AZ$47,MATCH(AK$2,$AS$2:$BA$2,0)+1,FALSE)","v":8.0944890400892019E-2},{"$f":"O838*VLOOKUP($B838,$AR$36:$AZ$47,MATCH(AL$2,$AS$2:$BA$2,0)+1,FALSE)","v":6.5902571360414747E-2},{"$f":"P838*VLOOKUP($B838,$AR$36:$AZ$47,MATCH(AM$2,$AS$2:$BA$2,0)+1,FALSE)","v":1.0150652537394905E-5},{"$f":"Q838*VLOOKUP($B838,$AR$36:$AZ$47,MATCH(AN$2,$AS$2:$BA$2,0)+1,FALSE)","v":1.8857902256094999E-3},{"$f":"R838*VLOOKUP($B838,$AR$36:$BA$47,MATCH(AO$2,$AS$2:$BA$2,0)+1,FALSE)","v":0},1.0207130660889649]
[2006,2,4,21,null,2013,2,4,21,0.40887876829874914,0.40477729989614286,8.7170929771520234E-3,9.4391498645656352E-2,0.1004075,7.4011999999999994E-2,2.028188418606668E-5,2.4450307537640017E-3,0,1.0936494724556505,null,null,0.38713254742003406,8.2708398207209058E-2,0.35830694652621342,7.9147592036389436E-2,6.8226980142071361E-2,4.8751506227939457E-3,1.0150652537394905E-5,1.7871641481495757E-3,0,0.98219492975539835,null,{"$f":"J839*VLOOKUP($B839,$AR$36:$AZ$47,MATCH(AG$2,$AS$2:$BA$2,0)+1,FALSE)","v":0.39914633438128055},{"$f":"K839*VLOOKUP($B839,$AR$36:$AZ$47,MATCH(AH$2,$AS$2:$BA$2,0)+1,FALSE)","v":0.36417083679660917},{"$f":"L839*VLOOKUP($B839,$AR$36:$AZ$47,MATCH(AI$2,$AS$2:$BA$2,0)+1,FALSE)","v":5.9360205462038679E-3},{"$f":"M839*VLOOKUP($B839,$AR$36:$AZ$47,MATCH(AJ$2,$AS$2:$BA$2,0)+1,FALSE)","v":8.7066720997604333E-2},{"$f":"N839*VLOOKUP($B839,$AR$36:$AZ$47,MATCH(AK$2,$AS$2:$BA$2,0)+1,FALSE)","v":7.9338330203986923E-2},{"$f":"O839*VLOOKUP($B839,$AR$36:$AZ$47,MATCH(AL$2,$AS$2:$BA$2,0)+1,FALSE)","v":6.5052629556636071E-2},{"$f":"P839*VLOOKUP($B839,$AR$36:$AZ$47,MATCH(AM$2,$AS$2:$BA$2,0)+1,FALSE)","v":1.0150652537394905E-5},{"$f":"Q839*VLOOKUP($B839,$AR$36:$AZ$47,MATCH(AN$2,$AS$2:$BA$2,0)+1,FALSE)","v":1.8857902256094999E-3},{"$f":"R839*VLOOKUP($B839,$AR$36:$BA$47,MATCH(AO$2,$AS$2:$BA$2,0)+1,FALSE)","v":0},1.002606813360468]
[2006,2,4,22,null,2013,2,4,22,0.37421070814015012,0.37764421397263348,8.7170929771520234E-3,8.5938720125077001E-2,9.7248599999999991E-2,7.2389999999999996E-2,2.028188418606668E-5,2.4450307537640017E-3,0,1.0186146478529627,null,null,0.35430830834508359,7.5301843783681086E-2,0.33428886752430181,7.6657545690411777E-2,6.6731760964229406E-2,4.8751506227939457E-3,1.0150652537394905E-5,1.7871641481495757E-3,0,0.91396079173118872,null,{"$f":"J840*VLOOKUP($B840,$AR$36:$AZ$47,MATCH(AG$2,$AS$2:$BA$2,0)+1,FALSE)","v":0.36530346895202453},{"$f":"K840*VLOOKUP($B840,$AR$36:$AZ$47,MATCH(AH$2,$AS$2:$BA$2,0)+1,FALSE)","v":0.33975968872043499},{"$f":"L840*VLOOKUP($B840,$AR$36:$AZ$47,MATCH(AI$2,$AS$2:$BA$2,0)+1,FALSE)","v":5.9360205462038679E-3},{"$f":"M840*VLOOKUP($B840,$AR$36:$AZ$47,MATCH(AJ$2,$AS$2:$BA$2,0)+1,FALSE)","v":7.9269877853195891E-2},{"$f":"N840*VLOOKUP($B840,$AR$36:$AZ$47,MATCH(AK$2,$AS$2:$BA$2,0)+1,FALSE)","v":7.6842283083190424E-2},{"$f":"O840*VLOOKUP($B840,$AR$36:$AZ$47,MATCH(AL$2,$AS$2:$BA$2,0)+1,FALSE)","v":6.3626977430752921E-2},{"$f":"P840*VLOOKUP($B840,$AR$36:$AZ$47,MATCH(AM$2,$AS$2:$BA$2,0)+1,FALSE)","v":1.0150652537394905E-5},{"$f":"Q840*VLOOKUP($B840,$AR$36:$AZ$47,MATCH(AN$2,$AS$2:$BA$2,0)+1,FALSE)","v":1.8857902256094999E-3},{"$f":"R840*VLOOKUP($B840,$AR$36:$BA$47,MATCH(AO$2,$AS$2:$BA$2,0)+1,FALSE)","v":0},0.93263425746394957]
[2006,2,4,23,null,2013,2,4,23,0.32299242203296141,0.36155717027374262,8.7170929771520234E-3,9.3779748739365065E-2,9.41414E-2,7.0263000000000006E-2,2.028188418606668E-5,2.4450307537640017E-3,0,0.95391614666117108,null,null,0.30581406723380022,8.2172366302019129E-2,0.32004869272234954,7.4208252580081693E-2,6.4771014237182636E-2,4.8751506227939457E-3,1.0150652537394905E-5,1.7871641481495757E-3,0,0.85368685849891424,null,{"$f":"J841*VLOOKUP($B841,$AR$36:$AZ$47,MATCH(AG$2,$AS$2:$BA$2,0)+1,FALSE)","v":0.31530431825501687},{"$f":"K841*VLOOKUP($B841,$AR$36:$AZ$47,MATCH(AH$2,$AS$2:$BA$2,0)+1,FALSE)","v":0.32528646562489122},{"$f":"L841*VLOOKUP($B841,$AR$36:$AZ$47,MATCH(AI$2,$AS$2:$BA$2,0)+1,FALSE)","v":5.9360205462038679E-3},{"$f":"M841*VLOOKUP($B841,$AR$36:$AZ$47,MATCH(AJ$2,$AS$2:$BA$2,0)+1,FALSE)","v":8.6502442866887047E-2},{"$f":"N841*VLOOKUP($B841,$AR$36:$AZ$47,MATCH(AK$2,$AS$2:$BA$2,0)+1,FALSE)","v":7.4387087409462579E-2},{"$f":"O841*VLOOKUP($B841,$AR$36:$AZ$47,MATCH(AL$2,$AS$2:$BA$2,0)+1,FALSE)","v":6.1757457041262509E-2},{"$f":"P841*VLOOKUP($B841,$AR$36:$AZ$47,MATCH(AM$2,$AS$2:$BA$2,0)+1,FALSE)","v":1.0150652537394905E-5},{"$f":"Q841*VLOOKUP($B841,$AR$36:$AZ$47,MATCH(AN$2,$AS$2:$BA$2,0)+1,FALSE)","v":1.8857902256094999E-3},{"$f":"R841*VLOOKUP($B841,$AR$36:$BA$47,MATCH(AO$2,$AS$2:$BA$2,0)+1,FALSE)","v":0},0.87106973262187104]
[2006,2,4,24,null,2013,2,4,24,0.22306782387621921,0.35788063440394074,8.7170929771520234E-3,0.11151008307630038,9.3105100000000052E-2,6.8673999999999999E-2,2.028188418606668E-5,2.4450307537640017E-3,0,0.8654200469715625,null,null,0.21120395970657796,9.7708167446476119E-2,0.31679424060351574,7.3391374860515862E-2,6.3306215671466923E-2,4.8751506227939457E-3,1.0150652537394905E-5,1.7871641481495757E-3,0,0.76907642371203344,null,{"$f":"J842*VLOOKUP($B842,$AR$36:$AZ$47,MATCH(AG$2,$AS$2:$BA$2,0)+1,FALSE)","v":0.21775819905998864},{"$f":"K842*VLOOKUP($B842,$AR$36:$AZ$47,MATCH(AH$2,$AS$2:$BA$2,0)+1,FALSE)","v":0.32197875260698722},{"$f":"L842*VLOOKUP($B842,$AR$36:$AZ$47,MATCH(AI$2,$AS$2:$BA$2,0)+1,FALSE)","v":5.9360205462038679E-3},{"$f":"M842*VLOOKUP($B842,$AR$36:$AZ$47,MATCH(AJ$2,$AS$2:$BA$2,0)+1,FALSE)","v":0.10285690375645604},{"$f":"N842*VLOOKUP($B842,$AR$36:$AZ$47,MATCH(AK$2,$AS$2:$BA$2,0)+1,FALSE)","v":7.3568241092301145E-2},{"$f":"O842*VLOOKUP($B842,$AR$36:$AZ$47,MATCH(AL$2,$AS$2:$BA$2,0)+1,FALSE)","v":6.0360810168248735E-2},{"$f":"P842*VLOOKUP($B842,$AR$36:$AZ$47,MATCH(AM$2,$AS$2:$BA$2,0)+1,FALSE)","v":1.0150652537394905E-5},{"$f":"Q842*VLOOKUP($B842,$AR$36:$AZ$47,MATCH(AN$2,$AS$2:$BA$2,0)+1,FALSE)","v":1.8857902256094999E-3},{"$f":"R842*VLOOKUP($B842,$AR$36:$BA$47,MATCH(AO$2,$AS$2:$BA$2,0)+1,FALSE)","v":0},0.78435486810833255]
[2006,2,5,1,null,2013,2,5,1,0.23036834934762937,0.33616302399760117,8.7170929771520234E-3,9.0188899478254272E-2,9.2166699999999976E-2,6.7378999999999994E-2,2.028188418606668E-5,2.4450307537640017E-3,0,0.82744837843858676,null,null,0.21811620666674988,7.9025966521834259E-2,0.29756991485071776,7.2651668161644214E-2,6.2112437104694197E-2,4.8751506227939457E-3,1.0150652537394905E-5,1.7871641481495757E-3,0,0.73614865872912139,null,{"$f":"J843*VLOOKUP($B843,$AR$36:$AZ$47,MATCH(AG$2,$AS$2:$BA$2,0)+1,FALSE)","v":0.22488495204130612},{"$f":"K843*VLOOKUP($B843,$AR$36:$AZ$47,MATCH(AH$2,$AS$2:$BA$2,0)+1,FALSE)","v":0.3024398101887027},{"$f":"L843*VLOOKUP($B843,$AR$36:$AZ$47,MATCH(AI$2,$AS$2:$BA$2,0)+1,FALSE)","v":5.9360205462038679E-3},{"$f":"M843*VLOOKUP($B843,$AR$36:$AZ$47,MATCH(AJ$2,$AS$2:$BA$2,0)+1,FALSE)","v":8.3190243407746736E-2},{"$f":"N843*VLOOKUP($B843,$AR$36:$AZ$47,MATCH(AK$2,$AS$2:$BA$2,0)+1,FALSE)","v":7.2826751770652592E-2},{"$f":"O843*VLOOKUP($B843,$AR$36:$AZ$47,MATCH(AL$2,$AS$2:$BA$2,0)+1,FALSE)","v":5.9222573729889497E-2},{"$f":"P843*VLOOKUP($B843,$AR$36:$AZ$47,MATCH(AM$2,$AS$2:$BA$2,0)+1,FALSE)","v":1.0150652537394905E-5},{"$f":"Q843*VLOOKUP($B843,$AR$36:$AZ$47,MATCH(AN$2,$AS$2:$BA$2,0)+1,FALSE)","v":1.8857902256094999E-3},{"$f":"R843*VLOOKUP($B843,$AR$36:$BA$47,MATCH(AO$2,$AS$2:$BA$2,0)+1,FALSE)","v":0},0.75039629256264839]
[2006,2,5,2,null,2013,2,5,2,0.21847438919945797,0.32609049949107805,8.7170929771520234E-3,8.3991012852286939E-2,9.08973E-2,6.6554000000000002E-2,2.028188418606668E-5,2.4450307537640017E-3,0,0.79718960715792497,null,null,0.20685482689339457,7.3595209700947295E-2,0.2886537639186651,7.1651046162978876E-2,6.1351921801537833E-2,4.8751506227939457E-3,1.0150652537394905E-5,1.7871641481495757E-3,0,0.70877923390100461,null,{"$f":"J844*VLOOKUP($B844,$AR$36:$AZ$47,MATCH(AG$2,$AS$2:$BA$2,0)+1,FALSE)","v":0.21327410070223413},{"$f":"K844*VLOOKUP($B844,$AR$36:$AZ$47,MATCH(AH$2,$AS$2:$BA$2,0)+1,FALSE)","v":0.29337774154222462},{"$f":"L844*VLOOKUP($B844,$AR$36:$AZ$47,MATCH(AI$2,$AS$2:$BA$2,0)+1,FALSE)","v":5.9360205462038679E-3},{"$f":"M844*VLOOKUP($B844,$AR$36:$AZ$47,MATCH(AJ$2,$AS$2:$BA$2,0)+1,FALSE)","v":7.7473312610158288E-2},{"$f":"N844*VLOOKUP($B844,$AR$36:$AZ$47,MATCH(AK$2,$AS$2:$BA$2,0)+1,FALSE)","v":7.182371836815836E-2},{"$f":"O844*VLOOKUP($B844,$AR$36:$AZ$47,MATCH(AL$2,$AS$2:$BA$2,0)+1,FALSE)","v":5.8497442408154861E-2},{"$f":"P844*VLOOKUP($B844,$AR$36:$AZ$47,MATCH(AM$2,$AS$2:$BA$2,0)+1,FALSE)","v":1.0150652537394905E-5},{"$f":"Q844*VLOOKUP($B844,$AR$36:$AZ$47,MATCH(AN$2,$AS$2:$BA$2,0)+1,FALSE)","v":1.8857902256094999E-3},{"$f":"R844*VLOOKUP($B844,$AR$36:$BA$47,MATCH(AO$2,$AS$2:$BA$2,0)+1,FALSE)","v":0},0.72227827705528125]
[2006,2,5,3,null,2013,2,5,3,0.21306739005650258,0.32339488004266159,8.7170929771520234E-3,8.5508254366225236E-2,9.09494E-2,6.6479999999999997E-2,2.028188418606668E-5,2.4450307537640017E-3,0,0.79058233008049139,null,null,0.20173539904728827,7.4924657978724926E-2,0.28626761436480774,7.1692114704124663E-2,6.1283705883436533E-2,4.8751506227939457E-3,1.0150652537394905E-5,1.7871641481495757E-3,0,0.70257595740186307,null,{"$f":"J845*VLOOKUP($B845,$AR$36:$AZ$47,MATCH(AG$2,$AS$2:$BA$2,0)+1,FALSE)","v":0.20799580293956701},{"$f":"K845*VLOOKUP($B845,$AR$36:$AZ$47,MATCH(AH$2,$AS$2:$BA$2,0)+1,FALSE)","v":0.29095254133839177},{"$f":"L845*VLOOKUP($B845,$AR$36:$AZ$47,MATCH(AI$2,$AS$2:$BA$2,0)+1,FALSE)","v":5.9360205462038679E-3},{"$f":"M845*VLOOKUP($B845,$AR$36:$AZ$47,MATCH(AJ$2,$AS$2:$BA$2,0)+1,FALSE)","v":7.8872816225160236E-2},{"$f":"N845*VLOOKUP($B845,$AR$36:$AZ$47,MATCH(AK$2,$AS$2:$BA$2,0)+1,FALSE)","v":7.1864885880581514E-2},{"$f":"O845*VLOOKUP($B845,$AR$36:$AZ$47,MATCH(AL$2,$AS$2:$BA$2,0)+1,FALSE)","v":5.8432400325962898E-2},{"$f":"P845*VLOOKUP($B845,$AR$36:$AZ$47,MATCH(AM$2,$AS$2:$BA$2,0)+1,FALSE)","v":1.0150652537394905E-5},{"$f":"Q845*VLOOKUP($B845,$AR$36:$AZ$47,MATCH(AN$2,$AS$2:$BA$2,0)+1,FALSE)","v":1.8857902256094999E-3},{"$f":"R845*VLOOKUP($B845,$AR$36:$BA$47,MATCH(AO$2,$AS$2:$BA$2,0)+1,FALSE)","v":0},0.71595040813401423]
[2006,2,5,4,null,2013,2,5,4,0.21351642737459176,0.32298740472035586,8.7170929771520234E-3,8.3508316378534106E-2,9.1332099999999972E-2,6.6407999999999995E-2,2.028188418606668E-5,2.4450307537640017E-3,0,0.78893465408858365,null,null,0.20216055431167587,7.3172257923115741E-2,0.28590691914163785,7.1993783239565984E-2,6.121733363879743E-2,4.8751506227939457E-3,1.0150652537394905E-5,1.7871641481495757E-3,0,0.70112331367827385,null,{"$f":"J846*VLOOKUP($B846,$AR$36:$AZ$47,MATCH(AG$2,$AS$2:$BA$2,0)+1,FALSE)","v":0.20843415194032691},{"$f":"K846*VLOOKUP($B846,$AR$36:$AZ$47,MATCH(AH$2,$AS$2:$BA$2,0)+1,FALSE)","v":0.29058594313949049},{"$f":"L846*VLOOKUP($B846,$AR$36:$AZ$47,MATCH(AI$2,$AS$2:$BA$2,0)+1,FALSE)","v":5.9360205462038679E-3},{"$f":"M846*VLOOKUP($B846,$AR$36:$AZ$47,MATCH(AJ$2,$AS$2:$BA$2,0)+1,FALSE)","v":7.7028073369233285E-2},{"$f":"N846*VLOOKUP($B846,$AR$36:$AZ$47,MATCH(AK$2,$AS$2:$BA$2,0)+1,FALSE)","v":7.2167281408495904E-2},{"$f":"O846*VLOOKUP($B846,$AR$36:$AZ$47,MATCH(AL$2,$AS$2:$BA$2,0)+1,FALSE)","v":5.8369116137884237E-2},{"$f":"P846*VLOOKUP($B846,$AR$36:$AZ$47,MATCH(AM$2,$AS$2:$BA$2,0)+1,FALSE)","v":1.0150652537394905E-5},{"$f":"Q846*VLOOKUP($B846,$AR$36:$AZ$47,MATCH(AN$2,$AS$2:$BA$2,0)+1,FALSE)","v":1.8857902256094999E-3},{"$f":"R846*VLOOKUP($B846,$AR$36:$BA$47,MATCH(AO$2,$AS$2:$BA$2,0)+1,FALSE)","v":0},0.71441652741978168]
[2006,2,5,5,null,2013,2,5,5,0.22239989033001933,0.32840797282830997,8.7170929771520234E-3,8.3046501281882831E-2,9.3349999999999989E-2,6.6429000000000002E-2,2.028188418606668E-5,2.4450307537640017E-3,0,0.80481577005531424,null,null,0.21057155021189194,7.2767602975795528E-2,0.29070518032796605,7.3584420651813393E-2,6.123669221015051E-2,4.8751506227939457E-3,1.0150652537394905E-5,1.7871641481495757E-3,0,0.71553791180109838,null,{"$f":"J847*VLOOKUP($B847,$AR$36:$AZ$47,MATCH(AG$2,$AS$2:$BA$2,0)+1,FALSE)","v":0.21710616416053605},{"$f":"K847*VLOOKUP($B847,$AR$36:$AZ$47,MATCH(AH$2,$AS$2:$BA$2,0)+1,FALSE)","v":0.29546273050946692},{"$f":"L847*VLOOKUP($B847,$AR$36:$AZ$47,MATCH(AI$2,$AS$2:$BA$2,0)+1,FALSE)","v":5.9360205462038679E-3},{"$f":"M847*VLOOKUP($B847,$AR$36:$AZ$47,MATCH(AJ$2,$AS$2:$BA$2,0)+1,FALSE)","v":7.6602095111132293E-2},{"$f":"N847*VLOOKUP($B847,$AR$36:$AZ$47,MATCH(AK$2,$AS$2:$BA$2,0)+1,FALSE)","v":7.3761752105591494E-2},{"$f":"O847*VLOOKUP($B847,$AR$36:$AZ$47,MATCH(AL$2,$AS$2:$BA$2,0)+1,FALSE)","v":5.8387574026073849E-2},{"$f":"P847*VLOOKUP($B847,$AR$36:$AZ$47,MATCH(AM$2,$AS$2:$BA$2,0)+1,FALSE)","v":1.0150652537394905E-5},{"$f":"Q847*VLOOKUP($B847,$AR$36:$AZ$47,MATCH(AN$2,$AS$2:$BA$2,0)+1,FALSE)","v":1.8857902256094999E-3},{"$f":"R847*VLOOKUP($B847,$AR$36:$BA$47,MATCH(AO$2,$AS$2:$BA$2,0)+1,FALSE)","v":0},0.72915227733715138]
[2006,2,5,6,null,2013,2,5,6,0.24302172845180608,0.34843409492722666,8.7170929771520234E-3,8.0834267888398662E-2,9.7407300000000002E-2,6.9967000000000001E-2,2.028188418606668E-5,2.4450307537640017E-3,0,0.85084679688253351,null,null,0.2300966156922736,7.0829183911993596E-2,0.30843220865160242,7.6782643146838594E-2,6.4498150564777437E-2,4.8751506227939457E-3,1.0150652537394905E-5,1.7871641481495757E-3,0,0.75731126739096666,null,{"$f":"J848*VLOOKUP($B848,$AR$36:$AZ$47,MATCH(AG$2,$AS$2:$BA$2,0)+1,FALSE)","v":0.23723714608645796},{"$f":"K848*VLOOKUP($B848,$AR$36:$AZ$47,MATCH(AH$2,$AS$2:$BA$2,0)+1,FALSE)","v":0.3134798714025574},{"$f":"L848*VLOOKUP($B848,$AR$36:$AZ$47,MATCH(AI$2,$AS$2:$BA$2,0)+1,FALSE)","v":5.9360205462038679E-3},{"$f":"M848*VLOOKUP($B848,$AR$36:$AZ$47,MATCH(AJ$2,$AS$2:$BA$2,0)+1,FALSE)","v":7.4561530966948814E-2},{"$f":"N848*VLOOKUP($B848,$AR$36:$AZ$47,MATCH(AK$2,$AS$2:$BA$2,0)+1,FALSE)","v":7.6967682012586858E-2},{"$f":"O848*VLOOKUP($B848,$AR$36:$AZ$47,MATCH(AL$2,$AS$2:$BA$2,0)+1,FALSE)","v":6.1497288712494678E-2},{"$f":"P848*VLOOKUP($B848,$AR$36:$AZ$47,MATCH(AM$2,$AS$2:$BA$2,0)+1,FALSE)","v":1.0150652537394905E-5},{"$f":"Q848*VLOOKUP($B848,$AR$36:$AZ$47,MATCH(AN$2,$AS$2:$BA$2,0)+1,FALSE)","v":1.8857902256094999E-3},{"$f":"R848*VLOOKUP($B848,$AR$36:$BA$47,MATCH(AO$2,$AS$2:$BA$2,0)+1,FALSE)","v":0},0.7715754806053966]
[2006,2,5,7,null,2013,2,5,7,0.28138439217903249,0.39380691758994629,8.7170929771520234E-3,8.8031241441537608E-2,0.10994870000000001,7.5061000000000003E-2,2.028188418606668E-5,2.4450307537640017E-3,0,0.95941465682561855,null,null,0.26641896081264443,7.7135367869876542E-2,0.34859601612728286,8.6668574085913622E-2,6.9193986872993829E-2,4.8751506227939457E-3,1.0150652537394905E-5,1.7871641481495757E-3,0,0.85468537119219234,null,{"$f":"J849*VLOOKUP($B849,$AR$36:$AZ$47,MATCH(AG$2,$AS$2:$BA$2,0)+1,FALSE)","v":0.27468667340609643},{"$f":"K849*VLOOKUP($B849,$AR$36:$AZ$47,MATCH(AH$2,$AS$2:$BA$2,0)+1,FALSE)","v":0.35430098168010099},{"$f":"L849*VLOOKUP($B849,$AR$36:$AZ$47,MATCH(AI$2,$AS$2:$BA$2,0)+1,FALSE)","v":5.9360205462038679E-3},{"$f":"M849*VLOOKUP($B849,$AR$36:$AZ$47,MATCH(AJ$2,$AS$2:$BA$2,0)+1,FALSE)","v":8.1200019574175955E-2},{"$f":"N849*VLOOKUP($B849,$AR$36:$AZ$47,MATCH(AK$2,$AS$2:$BA$2,0)+1,FALSE)","v":8.6877437104788957E-2},{"$f":"O849*VLOOKUP($B849,$AR$36:$AZ$47,MATCH(AL$2,$AS$2:$BA$2,0)+1,FALSE)","v":6.5974645019059891E-2},{"$f":"P849*VLOOKUP($B849,$AR$36:$AZ$47,MATCH(AM$2,$AS$2:$BA$2,0)+1,FALSE)","v":1.0150652537394905E-5},{"$f":"Q849*VLOOKUP($B849,$AR$36:$AZ$47,MATCH(AN$2,$AS$2:$BA$2,0)+1,FALSE)","v":1.8857902256094999E-3},{"$f":"R849*VLOOKUP($B849,$AR$36:$BA$47,MATCH(AO$2,$AS$2:$BA$2,0)+1,FALSE)","v":0},0.87087171820857323]
[2006,2,5,8,null,2013,2,5,8,0.32208438785964333,0.44446152867137367,3.1962674249557421E-3,0.10344356469419359,0.11813920000000001,7.9174999999999995E-2,7.43669086822445E-6,2.1939770404979884E-3,0,1.0727013623815325,null,null,0.30495432686595547,9.0640064661101374E-2,0.39343523766642552,9.3124848294255103E-2,7.298642318473357E-2,1.7875552283577801E-3,3.721905930378132E-6,1.6036596278411373E-3,0,0.95853583743460036,null,{"$f":"J850*VLOOKUP($B850,$AR$36:$AZ$47,MATCH(AG$2,$AS$2:$BA$2,0)+1,FALSE)","v":0.31441789778060369},{"$f":"K850*VLOOKUP($B850,$AR$36:$AZ$47,MATCH(AH$2,$AS$2:$BA$2,0)+1,FALSE)","v":0.39987402174401582},{"$f":"L850*VLOOKUP($B850,$AR$36:$AZ$47,MATCH(AI$2,$AS$2:$BA$2,0)+1,FALSE)","v":2.1765408669414182E-3},{"$f":"M850*VLOOKUP($B850,$AR$36:$AZ$47,MATCH(AJ$2,$AS$2:$BA$2,0)+1,FALSE)","v":9.5416346974605881E-2},{"$f":"N850*VLOOKUP($B850,$AR$36:$AZ$47,MATCH(AK$2,$AS$2:$BA$2,0)+1,FALSE)","v":9.3349270319795369E-2},{"$f":"O850*VLOOKUP($B850,$AR$36:$AZ$47,MATCH(AL$2,$AS$2:$BA$2,0)+1,FALSE)","v":6.9590633210109998E-2},{"$f":"P850*VLOOKUP($B850,$AR$36:$AZ$47,MATCH(AM$2,$AS$2:$BA$2,0)+1,FALSE)","v":3.721905930378132E-6},{"$f":"Q850*VLOOKUP($B850,$AR$36:$AZ$47,MATCH(AN$2,$AS$2:$BA$2,0)+1,FALSE)","v":1.6921588621384314E-3},{"$f":"R850*VLOOKUP($B850,$AR$36:$BA$47,MATCH(AO$2,$AS$2:$BA$2,0)+1,FALSE)","v":0},0.97652059166414096]
[2006,2,5,9,null,2013,2,5,9,0.28714771313349141,0.47797221353013292,0,0.11606622135251619,0.12232720000000002,8.2132999999999998E-2,0,2.0486301538702968E-3,0,1.0876949781700109,null,null,0.27187575949158371,0.10170037971392808,0.42309873700501244,9.6426096860830313E-2,7.5713216235323302E-2,0,0,1.4974201687151995E-3,0,0.97031160947539319,null,{"$f":"J851*VLOOKUP($B851,$AR$36:$AZ$47,MATCH(AG$2,$AS$2:$BA$2,0)+1,FALSE)","v":0.28031281154578652},{"$f":"K851*VLOOKUP($B851,$AR$36:$AZ$47,MATCH(AH$2,$AS$2:$BA$2,0)+1,FALSE)","v":0.43002298056599769},{"$f":"L851*VLOOKUP($B851,$AR$36:$AZ$47,MATCH(AI$2,$AS$2:$BA$2,0)+1,FALSE)","v":0},{"$f":"M851*VLOOKUP($B851,$AR$36:$AZ$47,MATCH(AJ$2,$AS$2:$BA$2,0)+1,FALSE)","v":0.10705948583019709},{"$f":"N851*VLOOKUP($B851,$AR$36:$AZ$47,MATCH(AK$2,$AS$2:$BA$2,0)+1,FALSE)","v":9.6658474581372417E-2},{"$f":"O851*VLOOKUP($B851,$AR$36:$AZ$47,MATCH(AL$2,$AS$2:$BA$2,0)+1,FALSE)","v":7.2190558603674945E-2},{"$f":"P851*VLOOKUP($B851,$AR$36:$AZ$47,MATCH(AM$2,$AS$2:$BA$2,0)+1,FALSE)","v":0},{"$f":"Q851*VLOOKUP($B851,$AR$36:$AZ$47,MATCH(AN$2,$AS$2:$BA$2,0)+1,FALSE)","v":1.5800564938130762E-3},{"$f":"R851*VLOOKUP($B851,$AR$36:$BA$47,MATCH(AO$2,$AS$2:$BA$2,0)+1,FALSE)","v":0},0.9878243676208418]
[2006,2,5,10,null,2013,2,5,10,0.27018636445582811,0.49169271214873822,0,0.11987085074122669,0.12463840000000001,8.3277000000000004E-2,0,2.0486301538702968E-3,0,1.0917139574996633,null,null,0.25581650029212943,0.10503409945593155,0.43524405732339733,9.8247932029662338E-2,7.6767797455700129E-2,0,0,1.4974201687151995E-3,0,0.97260780672553604,null,{"$f":"J852*VLOOKUP($B852,$AR$36:$AZ$47,MATCH(AG$2,$AS$2:$BA$2,0)+1,FALSE)","v":0.26375518939528758},{"$f":"K852*VLOOKUP($B852,$AR$36:$AZ$47,MATCH(AH$2,$AS$2:$BA$2,0)+1,FALSE)","v":0.44236706573205375},{"$f":"L852*VLOOKUP($B852,$AR$36:$AZ$47,MATCH(AI$2,$AS$2:$BA$2,0)+1,FALSE)","v":0},{"$f":"M852*VLOOKUP($B852,$AR$36:$AZ$47,MATCH(AJ$2,$AS$2:$BA$2,0)+1,FALSE)","v":0.11056887608503004},{"$f":"N852*VLOOKUP($B852,$AR$36:$AZ$47,MATCH(AK$2,$AS$2:$BA$2,0)+1,FALSE)","v":9.8484700199652456E-2},{"$f":"O852*VLOOKUP($B852,$AR$36:$AZ$47,MATCH(AL$2,$AS$2:$BA$2,0)+1,FALSE)","v":7.3196074036480333E-2},{"$f":"P852*VLOOKUP($B852,$AR$36:$AZ$47,MATCH(AM$2,$AS$2:$BA$2,0)+1,FALSE)","v":0},{"$f":"Q852*VLOOKUP($B852,$AR$36:$AZ$47,MATCH(AN$2,$AS$2:$BA$2,0)+1,FALSE)","v":1.5800564938130762E-3},{"$f":"R852*VLOOKUP($B852,$AR$36:$BA$47,MATCH(AO$2,$AS$2:$BA$2,0)+1,FALSE)","v":0},0.98995196194231738]
[2006,2,5,11,null,2013,2,5,11,0.26032685582838383,0.49160580566997142,0,0.11741447614832903,0.12466850000000002,8.4252999999999995E-2,0,2.0486301538702968E-3,0,1.0803172678005544,null,null,0.24648136971752488,0.10288175723348078,0.43516712812047942,9.8271658768404921E-2,7.7667510105252385E-2,0,0,1.4974201687151995E-3,0,0.96196684411385769,null,{"$f":"J853*VLOOKUP($B853,$AR$36:$AZ$47,MATCH(AG$2,$AS$2:$BA$2,0)+1,FALSE)","v":0.25413036406180495},{"$f":"K853*VLOOKUP($B853,$AR$36:$AZ$47,MATCH(AH$2,$AS$2:$BA$2,0)+1,FALSE)","v":0.4422888775404144},{"$f":"L853*VLOOKUP($B853,$AR$36:$AZ$47,MATCH(AI$2,$AS$2:$BA$2,0)+1,FALSE)","v":0},{"$f":"M853*VLOOKUP($B853,$AR$36:$AZ$47,MATCH(AJ$2,$AS$2:$BA$2,0)+1,FALSE)","v":0.10830311609166154},{"$f":"N853*VLOOKUP($B853,$AR$36:$AZ$47,MATCH(AK$2,$AS$2:$BA$2,0)+1,FALSE)","v":9.8508484117578315E-2},{"$f":"O853*VLOOKUP($B853,$AR$36:$AZ$47,MATCH(AL$2,$AS$2:$BA$2,0)+1,FALSE)","v":7.4053926363768827E-2},{"$f":"P853*VLOOKUP($B853,$AR$36:$AZ$47,MATCH(AM$2,$AS$2:$BA$2,0)+1,FALSE)","v":0},{"$f":"Q853*VLOOKUP($B853,$AR$36:$AZ$47,MATCH(AN$2,$AS$2:$BA$2,0)+1,FALSE)","v":1.5800564938130762E-3},{"$f":"R853*VLOOKUP($B853,$AR$36:$BA$47,MATCH(AO$2,$AS$2:$BA$2,0)+1,FALSE)","v":0},0.97886482466904112]
[2006,2,5,12,null,2013,2,5,12,0.2644642917728196,0.48742121427995599,0,0.11326961240317618,0.1226641,8.5908999999999999E-2,0,2.0486301538702968E-3,0,1.075776848609822,null,null,0.25039875609496165,9.9249914895267188E-2,0.43146294766421123,9.6691662916723126E-2,7.9194071731951698E-2,0,0,1.4974201687151995E-3,0,0.9584947734718301,null,{"$f":"J854*VLOOKUP($B854,$AR$36:$AZ$47,MATCH(AG$2,$AS$2:$BA$2,0)+1,FALSE)","v":0.25816931770527768},{"$f":"K854*VLOOKUP($B854,$AR$36:$AZ$47,MATCH(AH$2,$AS$2:$BA$2,0)+1,FALSE)","v":0.43852407613345606},{"$f":"L854*VLOOKUP($B854,$AR$36:$AZ$47,MATCH(AI$2,$AS$2:$BA$2,0)+1,FALSE)","v":0},{"$f":"M854*VLOOKUP($B854,$AR$36:$AZ$47,MATCH(AJ$2,$AS$2:$BA$2,0)+1,FALSE)","v":0.10447989365690559},{"$f":"N854*VLOOKUP($B854,$AR$36:$AZ$47,MATCH(AK$2,$AS$2:$BA$2,0)+1,FALSE)","v":9.6924680626196968E-2},{"$f":"O854*VLOOKUP($B854,$AR$36:$AZ$47,MATCH(AL$2,$AS$2:$BA$2,0)+1,FALSE)","v":7.5509462689578019E-2},{"$f":"P854*VLOOKUP($B854,$AR$36:$AZ$47,MATCH(AM$2,$AS$2:$BA$2,0)+1,FALSE)","v":0},{"$f":"Q854*VLOOKUP($B854,$AR$36:$AZ$47,MATCH(AN$2,$AS$2:$BA$2,0)+1,FALSE)","v":1.5800564938130762E-3},{"$f":"R854*VLOOKUP($B854,$AR$36:$BA$47,MATCH(AO$2,$AS$2:$BA$2,0)+1,FALSE)","v":0},0.97518748730522742]
[2006,2,5,13,null,2013,2,5,13,0.26353942901503585,0.48553790470221103,0,0.11327806940053757,0.12146670000000001,8.5979E-2,0,2.0486301538702968E-3,0,1.0718497332716548,null,null,0.24952308217106364,9.925732514635377E-2,0.42979585095612383,9.5747795907741004E-2,7.9258600303128604E-2,0,0,1.4974201687151995E-3,0,0.95508007465312605,null,{"$f":"J855*VLOOKUP($B855,$AR$36:$AZ$47,MATCH(AG$2,$AS$2:$BA$2,0)+1,FALSE)","v":0.25726646921277435},{"$f":"K855*VLOOKUP($B855,$AR$36:$AZ$47,MATCH(AH$2,$AS$2:$BA$2,0)+1,FALSE)","v":0.43682969647073677},{"$f":"L855*VLOOKUP($B855,$AR$36:$AZ$47,MATCH(AI$2,$AS$2:$BA$2,0)+1,FALSE)","v":0},{"$f":"M855*VLOOKUP($B855,$AR$36:$AZ$47,MATCH(AJ$2,$AS$2:$BA$2,0)+1,FALSE)","v":0.10448769439150889},{"$f":"N855*VLOOKUP($B855,$AR$36:$AZ$47,MATCH(AK$2,$AS$2:$BA$2,0)+1,FALSE)","v":9.5978538987512074E-2},{"$f":"O855*VLOOKUP($B855,$AR$36:$AZ$47,MATCH(AL$2,$AS$2:$BA$2,0)+1,FALSE)","v":7.5570988983543377E-2},{"$f":"P855*VLOOKUP($B855,$AR$36:$AZ$47,MATCH(AM$2,$AS$2:$BA$2,0)+1,FALSE)","v":0},{"$f":"Q855*VLOOKUP($B855,$AR$36:$AZ$47,MATCH(AN$2,$AS$2:$BA$2,0)+1,FALSE)","v":1.5800564938130762E-3},{"$f":"R855*VLOOKUP($B855,$AR$36:$BA$47,MATCH(AO$2,$AS$2:$BA$2,0)+1,FALSE)","v":0},0.97171344453988862]
[2006,2,5,14,null,2013,2,5,14,0.26201576471612215,0.47920109650418957,0,0.10503680898420999,0.1220097,8.5875000000000007E-2,0,2.0486301538702968E-3,0,1.056187000358392,null,null,0.24808045397125347,9.2036108638268402E-2,0.42418653838662468,9.6175823121602111E-2,7.9162729283094355E-2,0,0,1.4974201687151995E-3,0,0.94113907356955817,null,{"$f":"J856*VLOOKUP($B856,$AR$36:$AZ$47,MATCH(AG$2,$AS$2:$BA$2,0)+1,FALSE)","v":0.2557790722949313},{"$f":"K856*VLOOKUP($B856,$AR$36:$AZ$47,MATCH(AH$2,$AS$2:$BA$2,0)+1,FALSE)","v":0.43112858441557655},{"$f":"L856*VLOOKUP($B856,$AR$36:$AZ$47,MATCH(AI$2,$AS$2:$BA$2,0)+1,FALSE)","v":0},{"$f":"M856*VLOOKUP($B856,$AR$36:$AZ$47,MATCH(AJ$2,$AS$2:$BA$2,0)+1,FALSE)","v":9.6885955552393488E-2},{"$f":"N856*VLOOKUP($B856,$AR$36:$AZ$47,MATCH(AK$2,$AS$2:$BA$2,0)+1,FALSE)","v":9.6407597706240897E-2},{"$f":"O856*VLOOKUP($B856,$AR$36:$AZ$47,MATCH(AL$2,$AS$2:$BA$2,0)+1,FALSE)","v":7.5479578489651991E-2},{"$f":"P856*VLOOKUP($B856,$AR$36:$AZ$47,MATCH(AM$2,$AS$2:$BA$2,0)+1,FALSE)","v":0},{"$f":"Q856*VLOOKUP($B856,$AR$36:$AZ$47,MATCH(AN$2,$AS$2:$BA$2,0)+1,FALSE)","v":1.5800564938130762E-3},{"$f":"R856*VLOOKUP($B856,$AR$36:$BA$47,MATCH(AO$2,$AS$2:$BA$2,0)+1,FALSE)","v":0},0.95726084495260744]
[2006,2,5,15,null,2013,2,5,15,0.26595381058785567,0.46914182921053715,0,9.6499920142697676E-2,0.12054790000000004,8.3823999999999996E-2,0,2.0486301538702968E-3,0,1.0380160900949607,null,null,0.25180905483875371,8.4555854464054475E-2,0.41528212267654313,9.5023539178283226E-2,7.7272042147611075E-2,0,0,1.4974201687151995E-3,0,0.92544003347396087,null,{"$f":"J857*VLOOKUP($B857,$AR$36:$AZ$47,MATCH(AG$2,$AS$2:$BA$2,0)+1,FALSE)","v":0.25962338189522649},{"$f":"K857*VLOOKUP($B857,$AR$36:$AZ$47,MATCH(AH$2,$AS$2:$BA$2,0)+1,FALSE)","v":0.42207844304443226},{"$f":"L857*VLOOKUP($B857,$AR$36:$AZ$47,MATCH(AI$2,$AS$2:$BA$2,0)+1,FALSE)","v":0},{"$f":"M857*VLOOKUP($B857,$AR$36:$AZ$47,MATCH(AJ$2,$AS$2:$BA$2,0)+1,FALSE)","v":8.901152904559792E-2},{"$f":"N857*VLOOKUP($B857,$AR$36:$AZ$47,MATCH(AK$2,$AS$2:$BA$2,0)+1,FALSE)","v":9.5252536868233928E-2},{"$f":"O857*VLOOKUP($B857,$AR$36:$AZ$47,MATCH(AL$2,$AS$2:$BA$2,0)+1,FALSE)","v":7.3676858076466817E-2},{"$f":"P857*VLOOKUP($B857,$AR$36:$AZ$47,MATCH(AM$2,$AS$2:$BA$2,0)+1,FALSE)","v":0},{"$f":"Q857*VLOOKUP($B857,$AR$36:$AZ$47,MATCH(AN$2,$AS$2:$BA$2,0)+1,FALSE)","v":1.5800564938130762E-3},{"$f":"R857*VLOOKUP($B857,$AR$36:$BA$47,MATCH(AO$2,$AS$2:$BA$2,0)+1,FALSE)","v":0},0.94122280542377057]
[2006,2,5,16,null,2013,2,5,16,0.29413179302301623,0.46494587882743887,0,9.7293873253031626E-2,0.11957560000000003,8.4376000000000007E-2,0,2.0486301538702968E-3,0,1.0623717752573569,null,null,0.27848839103091877,8.5251537771868696E-2,0.41156788729345917,9.4257110338435784E-2,7.7780896023177518E-2,0,0,1.4974201687151995E-3,0,0.94884324262657516,null,{"$f":"J858*VLOOKUP($B858,$AR$36:$AZ$47,MATCH(AG$2,$AS$2:$BA$2,0)+1,FALSE)","v":0.28713065121628034},{"$f":"K858*VLOOKUP($B858,$AR$36:$AZ$47,MATCH(AH$2,$AS$2:$BA$2,0)+1,FALSE)","v":0.41830342215624999},{"$f":"L858*VLOOKUP($B858,$AR$36:$AZ$47,MATCH(AI$2,$AS$2:$BA$2,0)+1,FALSE)","v":0},{"$f":"M858*VLOOKUP($B858,$AR$36:$AZ$47,MATCH(AJ$2,$AS$2:$BA$2,0)+1,FALSE)","v":8.9743871416833348E-2},{"$f":"N858*VLOOKUP($B858,$AR$36:$AZ$47,MATCH(AK$2,$AS$2:$BA$2,0)+1,FALSE)","v":9.4484261007791864E-2},{"$f":"O858*VLOOKUP($B858,$AR$36:$AZ$47,MATCH(AL$2,$AS$2:$BA$2,0)+1,FALSE)","v":7.4162036851736557E-2},{"$f":"P858*VLOOKUP($B858,$AR$36:$AZ$47,MATCH(AM$2,$AS$2:$BA$2,0)+1,FALSE)","v":0},{"$f":"Q858*VLOOKUP($B858,$AR$36:$AZ$47,MATCH(AN$2,$AS$2:$BA$2,0)+1,FALSE)","v":1.5800564938130762E-3},{"$f":"R858*VLOOKUP($B858,$AR$36:$BA$47,MATCH(AO$2,$AS$2:$BA$2,0)+1,FALSE)","v":0},0.9654042991427052]
[2006,2,5,17,null,2013,2,5,17,0.34067094369555684,0.46585183482698883,0,0.10144389753436413,0.11949450000000002,8.2880999999999996E-2,0,2.0486301538702968E-3,0,1.1123908062107801,null,null,0.32255235656669184,8.8887901912230088E-2,0.41236983524846837,9.4193182148667565E-2,7.6402750110185061E-2,0,0,1.4974201687151995E-3,0,0.99590344615495818,null,{"$f":"J859*VLOOKUP($B859,$AR$36:$AZ$47,MATCH(AG$2,$AS$2:$BA$2,0)+1,FALSE)","v":0.33256204271027467},{"$f":"K859*VLOOKUP($B859,$AR$36:$AZ$47,MATCH(AH$2,$AS$2:$BA$2,0)+1,FALSE)","v":0.41911849443066279},{"$f":"L859*VLOOKUP($B859,$AR$36:$AZ$47,MATCH(AI$2,$AS$2:$BA$2,0)+1,FALSE)","v":0},{"$f":"M859*VLOOKUP($B859,$AR$36:$AZ$47,MATCH(AJ$2,$AS$2:$BA$2,0)+1,FALSE)","v":9.357185393030612E-2},{"$f":"N859*VLOOKUP($B859,$AR$36:$AZ$47,MATCH(AK$2,$AS$2:$BA$2,0)+1,FALSE)","v":9.4420178757167711E-2},{"$f":"O859*VLOOKUP($B859,$AR$36:$AZ$47,MATCH(AL$2,$AS$2:$BA$2,0)+1,FALSE)","v":7.28480110020477E-2},{"$f":"P859*VLOOKUP($B859,$AR$36:$AZ$47,MATCH(AM$2,$AS$2:$BA$2,0)+1,FALSE)","v":0},{"$f":"Q859*VLOOKUP($B859,$AR$36:$AZ$47,MATCH(AN$2,$AS$2:$BA$2,0)+1,FALSE)","v":1.5800564938130762E-3},{"$f":"R859*VLOOKUP($B859,$AR$36:$BA$47,MATCH(AO$2,$AS$2:$BA$2,0)+1,FALSE)","v":0},1.014100637324272]
[2006,2,5,18,null,2013,2,5,18,0.40764506804577261,0.47008290092373806,6.5378197328640189E-3,0.11480168622305593,0.11674229999999999,8.0884999999999999E-2,1.5211413139550013E-5,2.3459306037905765E-3,0,1.1990559169423609,null,null,0.3859644615258343,0.10059235964289368,0.41611515489476714,9.2023722668025651E-2,7.4562763994912212E-2,3.6563629670954599E-3,7.6129894030461798E-6,1.7147281532909823E-3,0,1.0746371668362225,null,{"$f":"J860*VLOOKUP($B860,$AR$36:$AZ$47,MATCH(AG$2,$AS$2:$BA$2,0)+1,FALSE)","v":0.39794199957135701},{"$f":"K860*VLOOKUP($B860,$AR$36:$AZ$47,MATCH(AH$2,$AS$2:$BA$2,0)+1,FALSE)","v":0.42292510829312563},{"$f":"L860*VLOOKUP($B860,$AR$36:$AZ$47,MATCH(AI$2,$AS$2:$BA$2,0)+1,FALSE)","v":4.452015409652902E-3},{"$f":"M860*VLOOKUP($B860,$AR$36:$AZ$47,MATCH(AJ$2,$AS$2:$BA$2,0)+1,FALSE)","v":0.10589307859132387},{"$f":"N860*VLOOKUP($B860,$AR$36:$AZ$47,MATCH(AK$2,$AS$2:$BA$2,0)+1,FALSE)","v":9.2245491085555381E-2},{"$f":"O860*VLOOKUP($B860,$AR$36:$AZ$47,MATCH(AL$2,$AS$2:$BA$2,0)+1,FALSE)","v":7.1093632676978172E-2},{"$f":"P860*VLOOKUP($B860,$AR$36:$AZ$47,MATCH(AM$2,$AS$2:$BA$2,0)+1,FALSE)","v":7.6129894030461798E-6},{"$f":"Q860*VLOOKUP($B860,$AR$36:$AZ$47,MATCH(AN$2,$AS$2:$BA$2,0)+1,FALSE)","v":1.8093567926603948E-3},{"$f":"R860*VLOOKUP($B860,$AR$36:$BA$47,MATCH(AO$2,$AS$2:$BA$2,0)+1,FALSE)","v":0},1.0963682954100566]
[2006,2,5,19,null,2013,2,5,19,0.45009059033323306,0.4375889402776787,8.7170929771520234E-3,9.6040693305599334E-2,0.10680630000000001,7.7073000000000003E-2,2.028188418606668E-5,2.4450307537640017E-3,0,1.1787819295316131,null,null,0.4261525183380977,8.4153467420145456E-2,0.38735165500823754,8.4191534091738379E-2,7.1048722375964268E-2,4.8751506227939457E-3,1.0150652537394905E-5,1.7871641481495757E-3,0,1.0595703626576642,null,{"$f":"J861*VLOOKUP($B861,$AR$36:$AZ$47,MATCH(AG$2,$AS$2:$BA$2,0)+1,FALSE)","v":0.43937720224140625},{"$f":"K861*VLOOKUP($B861,$AR$36:$AZ$47,MATCH(AH$2,$AS$2:$BA$2,0)+1,FALSE)","v":0.39369087790928814},{"$f":"L861*VLOOKUP($B861,$AR$36:$AZ$47,MATCH(AI$2,$AS$2:$BA$2,0)+1,FALSE)","v":5.9360205462038679E-3},{"$f":"M861*VLOOKUP($B861,$AR$36:$AZ$47,MATCH(AJ$2,$AS$2:$BA$2,0)+1,FALSE)","v":8.8587938198181143E-2},{"$f":"N861*VLOOKUP($B861,$AR$36:$AZ$47,MATCH(AK$2,$AS$2:$BA$2,0)+1,FALSE)","v":8.4394427679865436E-2},{"$f":"O861*VLOOKUP($B861,$AR$36:$AZ$47,MATCH(AL$2,$AS$2:$BA$2,0)+1,FALSE)","v":6.7743086497035782E-2},{"$f":"P861*VLOOKUP($B861,$AR$36:$AZ$47,MATCH(AM$2,$AS$2:$BA$2,0)+1,FALSE)","v":1.0150652537394905E-5},{"$f":"Q861*VLOOKUP($B861,$AR$36:$AZ$47,MATCH(AN$2,$AS$2:$BA$2,0)+1,FALSE)","v":1.8857902256094999E-3},{"$f":"R861*VLOOKUP($B861,$AR$36:$BA$47,MATCH(AO$2,$AS$2:$BA$2,0)+1,FALSE)","v":0},1.0816254939501277]
[2006,2,5,20,null,2013,2,5,20,0.45089921345709882,0.42171676185199836,8.7170929771520234E-3,9.0239735200707119E-2,0.10260570000000002,7.5134000000000006E-2,2.028188418606668E-5,2.4450307537640017E-3,0,1.1517778161249066,null,null,0.42691813483402724,7.9070510164387972E-2,0.37330167792729957,8.0880353401968627E-2,6.9261280954364041E-2,4.8751506227939457E-3,1.0150652537394905E-5,1.7871641481495757E-3,0,1.0361044227055283,null,{"$f":"J862*VLOOKUP($B862,$AR$36:$AZ$47,MATCH(AG$2,$AS$2:$BA$2,0)+1,FALSE)","v":0.44016657792146391},{"$f":"K862*VLOOKUP($B862,$AR$36:$AZ$47,MATCH(AH$2,$AS$2:$BA$2,0)+1,FALSE)","v":0.37941096522508333},{"$f":"L862*VLOOKUP($B862,$AR$36:$AZ$47,MATCH(AI$2,$AS$2:$BA$2,0)+1,FALSE)","v":5.9360205462038679E-3},{"$f":"M862*VLOOKUP($B862,$AR$36:$AZ$47,MATCH(AJ$2,$AS$2:$BA$2,0)+1,FALSE)","v":8.3237134279562738E-2},{"$f":"N862*VLOOKUP($B862,$AR$36:$AZ$47,MATCH(AK$2,$AS$2:$BA$2,0)+1,FALSE)","v":8.1075267359621769E-2},{"$f":"O862*VLOOKUP($B862,$AR$36:$AZ$47,MATCH(AL$2,$AS$2:$BA$2,0)+1,FALSE)","v":6.6038808154195203E-2},{"$f":"P862*VLOOKUP($B862,$AR$36:$AZ$47,MATCH(AM$2,$AS$2:$BA$2,0)+1,FALSE)","v":1.0150652537394905E-5},{"$f":"Q862*VLOOKUP($B862,$AR$36:$AZ$47,MATCH(AN$2,$AS$2:$BA$2,0)+1,FALSE)","v":1.8857902256094999E-3},{"$f":"R862*VLOOKUP($B862,$AR$36:$BA$47,MATCH(AO$2,$AS$2:$BA$2,0)+1,FALSE)","v":0},1.0577607143642778]
[2006,2,5,21,null,2013,2,5,21,0.42023839912075561,0.42067129180826973,8.7170929771520234E-3,0.10366364300304041,9.9784300000000034E-2,7.3611999999999997E-2,2.028188418606668E-5,2.4450307537640017E-3,0,1.1291520395471679,null,null,0.39788801617712377,9.083290326061555E-2,0.37237623280192039,7.8656346070131181E-2,6.7858245449631927E-2,4.8751506227939457E-3,1.0150652537394905E-5,1.7871641481495757E-3,0,1.0142842091829036,null,{"$f":"J863*VLOOKUP($B863,$AR$36:$AZ$47,MATCH(AG$2,$AS$2:$BA$2,0)+1,FALSE)","v":0.41023557489478057},{"$f":"K863*VLOOKUP($B863,$AR$36:$AZ$47,MATCH(AH$2,$AS$2:$BA$2,0)+1,FALSE)","v":0.3784703746811765},{"$f":"L863*VLOOKUP($B863,$AR$36:$AZ$47,MATCH(AI$2,$AS$2:$BA$2,0)+1,FALSE)","v":5.9360205462038679E-3},{"$f":"M863*VLOOKUP($B863,$AR$36:$AZ$47,MATCH(AJ$2,$AS$2:$BA$2,0)+1,FALSE)","v":9.5619347212857447E-2},{"$f":"N863*VLOOKUP($B863,$AR$36:$AZ$47,MATCH(AK$2,$AS$2:$BA$2,0)+1,FALSE)","v":7.88459003816816E-2},{"$f":"O863*VLOOKUP($B863,$AR$36:$AZ$47,MATCH(AL$2,$AS$2:$BA$2,0)+1,FALSE)","v":6.4701050733976848E-2},{"$f":"P863*VLOOKUP($B863,$AR$36:$AZ$47,MATCH(AM$2,$AS$2:$BA$2,0)+1,FALSE)","v":1.0150652537394905E-5},{"$f":"Q863*VLOOKUP($B863,$AR$36:$AZ$47,MATCH(AN$2,$AS$2:$BA$2,0)+1,FALSE)","v":1.8857902256094999E-3},{"$f":"R863*VLOOKUP($B863,$AR$36:$BA$47,MATCH(AO$2,$AS$2:$BA$2,0)+1,FALSE)","v":0},1.0357042093288238]
[2006,2,5,22,null,2013,2,5,22,0.37288333638801313,0.39715431751410135,8.7170929771520234E-3,0.10193366614765094,9.6783699999999986E-2,7.2093000000000004E-2,2.028188418606668E-5,2.4450307537640017E-3,0,1.0520304256648678,null,null,0.35305153287122792,8.9317050491056912E-2,0.35155911866770156,7.6291081875082073E-2,6.6457975455093118E-2,4.8751506227939457E-3,1.0150652537394905E-5,1.7871641481495757E-3,0,0.94334922478364258,null,{"$f":"J864*VLOOKUP($B864,$AR$36:$AZ$47,MATCH(AG$2,$AS$2:$BA$2,0)+1,FALSE)","v":0.36400769228102942},{"$f":"K864*VLOOKUP($B864,$AR$36:$AZ$47,MATCH(AH$2,$AS$2:$BA$2,0)+1,FALSE)","v":0.35731257702347924},{"$f":"L864*VLOOKUP($B864,$AR$36:$AZ$47,MATCH(AI$2,$AS$2:$BA$2,0)+1,FALSE)","v":5.9360205462038679E-3},{"$f":"M864*VLOOKUP($B864,$AR$36:$AZ$47,MATCH(AJ$2,$AS$2:$BA$2,0)+1,FALSE)","v":9.4023616512935573E-2},{"$f":"N864*VLOOKUP($B864,$AR$36:$AZ$47,MATCH(AK$2,$AS$2:$BA$2,0)+1,FALSE)","v":7.6474936124927007E-2},{"$f":"O864*VLOOKUP($B864,$AR$36:$AZ$47,MATCH(AL$2,$AS$2:$BA$2,0)+1,FALSE)","v":6.336593015492846E-2},{"$f":"P864*VLOOKUP($B864,$AR$36:$AZ$47,MATCH(AM$2,$AS$2:$BA$2,0)+1,FALSE)","v":1.0150652537394905E-5},{"$f":"Q864*VLOOKUP($B864,$AR$36:$AZ$47,MATCH(AN$2,$AS$2:$BA$2,0)+1,FALSE)","v":1.8857902256094999E-3},{"$f":"R864*VLOOKUP($B864,$AR$36:$BA$47,MATCH(AO$2,$AS$2:$BA$2,0)+1,FALSE)","v":0},0.96301671352165041]
[2006,2,5,23,null,2013,2,5,23,0.33047164749846425,0.37658396862948396,8.7170929771520234E-3,0.10310207900288189,9.3223999999999987E-2,7.0448999999999998E-2,2.028188418606668E-5,2.4450307537640017E-3,0,0.98501310074593218,null,null,0.31289551002731142,9.0340845611247125E-2,0.33335034337393565,7.3485099419867708E-2,6.4942475869166974E-2,4.8751506227939457E-3,1.0150652537394905E-5,1.7871641481495757E-3,0,0.88168673972500988,null,{"$f":"J865*VLOOKUP($B865,$AR$36:$AZ$47,MATCH(AG$2,$AS$2:$BA$2,0)+1,FALSE)","v":0.3226055176814086},{"$f":"K865*VLOOKUP($B865,$AR$36:$AZ$47,MATCH(AH$2,$AS$2:$BA$2,0)+1,FALSE)","v":0.33880580510610303},{"$f":"L865*VLOOKUP($B865,$AR$36:$AZ$47,MATCH(AI$2,$AS$2:$BA$2,0)+1,FALSE)","v":5.9360205462038679E-3},{"$f":"M865*VLOOKUP($B865,$AR$36:$AZ$47,MATCH(AJ$2,$AS$2:$BA$2,0)+1,FALSE)","v":9.5101360563364296E-2},{"$f":"N865*VLOOKUP($B865,$AR$36:$AZ$47,MATCH(AK$2,$AS$2:$BA$2,0)+1,FALSE)","v":7.3662191518925141E-2},{"$f":"O865*VLOOKUP($B865,$AR$36:$AZ$47,MATCH(AL$2,$AS$2:$BA$2,0)+1,FALSE)","v":6.1920941193799039E-2},{"$f":"P865*VLOOKUP($B865,$AR$36:$AZ$47,MATCH(AM$2,$AS$2:$BA$2,0)+1,FALSE)","v":1.0150652537394905E-5},{"$f":"Q865*VLOOKUP($B865,$AR$36:$AZ$47,MATCH(AN$2,$AS$2:$BA$2,0)+1,FALSE)","v":1.8857902256094999E-3},{"$f":"R865*VLOOKUP($B865,$AR$36:$BA$47,MATCH(AO$2,$AS$2:$BA$2,0)+1,FALSE)","v":0},0.89992777748795083]
[2006,2,5,24,null,2013,2,5,24,0.22830530765539317,0.37202617474320621,8.7170929771520234E-3,0.11960522588170605,9.1213700000000009E-2,6.9269999999999998E-2,2.028188418606668E-5,2.4450307537640017E-3,0,0.89160281389540741,null,null,0.21616288786501256,0.10480135173002204,0.3293158058375989,7.1900452812086901E-2,6.3855630363201701E-2,4.8751506227939457E-3,1.0150652537394905E-5,1.7871641481495757E-3,0,0.79270859403140315,null,{"$f":"J866*VLOOKUP($B866,$AR$36:$AZ$47,MATCH(AG$2,$AS$2:$BA$2,0)+1,FALSE)","v":0.22287101638855009},{"$f":"K866*VLOOKUP($B866,$AR$36:$AZ$47,MATCH(AH$2,$AS$2:$BA$2,0)+1,FALSE)","v":0.33470524014374442},{"$f":"L866*VLOOKUP($B866,$AR$36:$AZ$47,MATCH(AI$2,$AS$2:$BA$2,0)+1,FALSE)","v":5.9360205462038679E-3},{"$f":"M866*VLOOKUP($B866,$AR$36:$AZ$47,MATCH(AJ$2,$AS$2:$BA$2,0)+1,FALSE)","v":0.11032386370715976},{"$f":"N866*VLOOKUP($B866,$AR$36:$AZ$47,MATCH(AK$2,$AS$2:$BA$2,0)+1,FALSE)","v":7.2073726063565005E-2},{"$f":"O866*VLOOKUP($B866,$AR$36:$AZ$47,MATCH(AL$2,$AS$2:$BA$2,0)+1,FALSE)","v":6.088466261401098E-2},{"$f":"P866*VLOOKUP($B866,$AR$36:$AZ$47,MATCH(AM$2,$AS$2:$BA$2,0)+1,FALSE)","v":1.0150652537394905E-5},{"$f":"Q866*VLOOKUP($B866,$AR$36:$AZ$47,MATCH(AN$2,$AS$2:$BA$2,0)+1,FALSE)","v":1.8857902256094999E-3},{"$f":"R866*VLOOKUP($B866,$AR$36:$BA$47,MATCH(AO$2,$AS$2:$BA$2,0)+1,FALSE)","v":0},0.80869047034138097]
[2006,2,6,1,null,2013,2,6,1,0.21171614938290151,0.31427247498282329,8.7170929771520234E-3,8.2814413806309189E-2,8.9349800000000007E-2,6.7656999999999995E-2,2.028188418606668E-5,2.4450307537640017E-3,0,0.77699224378713605,null,null,0.20045602412076596,7.2564241617791125E-2,0.27819250466175721,7.0431208016661986E-2,6.2368707715939609E-2,4.8751506227939457E-3,1.0150652537394905E-5,1.7871641481495757E-3,0,0.69068515155639687,null,{"$f":"J867*VLOOKUP($B867,$AR$36:$AZ$47,MATCH(AG$2,$AS$2:$BA$2,0)+1,FALSE)","v":0.20667672549277552},{"$f":"K867*VLOOKUP($B867,$AR$36:$AZ$47,MATCH(AH$2,$AS$2:$BA$2,0)+1,FALSE)","v":0.282745278023252},{"$f":"L867*VLOOKUP($B867,$AR$36:$AZ$47,MATCH(AI$2,$AS$2:$BA$2,0)+1,FALSE)","v":5.9360205462038679E-3},{"$f":"M867*VLOOKUP($B867,$AR$36:$AZ$47,MATCH(AJ$2,$AS$2:$BA$2,0)+1,FALSE)","v":7.6388017617155163E-2},{"$f":"N867*VLOOKUP($B867,$AR$36:$AZ$47,MATCH(AK$2,$AS$2:$BA$2,0)+1,FALSE)","v":7.0600940527950518E-2},{"$f":"O867*VLOOKUP($B867,$AR$36:$AZ$47,MATCH(AL$2,$AS$2:$BA$2,0)+1,FALSE)","v":5.9466921011637662E-2},{"$f":"P867*VLOOKUP($B867,$AR$36:$AZ$47,MATCH(AM$2,$AS$2:$BA$2,0)+1,FALSE)","v":1.0150652537394905E-5},{"$f":"Q867*VLOOKUP($B867,$AR$36:$AZ$47,MATCH(AN$2,$AS$2:$BA$2,0)+1,FALSE)","v":1.8857902256094999E-3},{"$f":"R867*VLOOKUP($B867,$AR$36:$BA$47,MATCH(AO$2,$AS$2:$BA$2,0)+1,FALSE)","v":0},0.70370984409712156]
[2006,2,6,2,null,2013,2,6,2,0.19981095213995323,0.30504896363914796,8.7170929771520234E-3,7.7885015013482273E-2,8.8854699999999995E-2,6.6925999999999999E-2,2.028188418606668E-5,2.4450307537640017E-3,0,0.74970803640768546,null,null,0.18918400489761808,6.8244968334401787E-2,0.27002789615567213,7.0040938636215147E-2,6.1694845065506522E-2,4.8751506227939457E-3,1.0150652537394905E-5,1.7871641481495757E-3,0,0.66586511851289465,null,{"$f":"J868*VLOOKUP($B868,$AR$36:$AZ$47,MATCH(AG$2,$AS$2:$BA$2,0)+1,FALSE)","v":0.19505490453254185},{"$f":"K868*VLOOKUP($B868,$AR$36:$AZ$47,MATCH(AH$2,$AS$2:$BA$2,0)+1,FALSE)","v":0.27444705120793633},{"$f":"L868*VLOOKUP($B868,$AR$36:$AZ$47,MATCH(AI$2,$AS$2:$BA$2,0)+1,FALSE)","v":5.9360205462038679E-3},{"$f":"M868*VLOOKUP($B868,$AR$36:$AZ$47,MATCH(AJ$2,$AS$2:$BA$2,0)+1,FALSE)","v":7.1841140032425352E-2},{"$f":"N868*VLOOKUP($B868,$AR$36:$AZ$47,MATCH(AK$2,$AS$2:$BA$2,0)+1,FALSE)","v":7.0209730635422615E-2},{"$f":"O868*VLOOKUP($B868,$AR$36:$AZ$47,MATCH(AL$2,$AS$2:$BA$2,0)+1,FALSE)","v":5.8824410713227936E-2},{"$f":"P868*VLOOKUP($B868,$AR$36:$AZ$47,MATCH(AM$2,$AS$2:$BA$2,0)+1,FALSE)","v":1.0150652537394905E-5},{"$f":"Q868*VLOOKUP($B868,$AR$36:$AZ$47,MATCH(AN$2,$AS$2:$BA$2,0)+1,FALSE)","v":1.8857902256094999E-3},{"$f":"R868*VLOOKUP($B868,$AR$36:$BA$47,MATCH(AO$2,$AS$2:$BA$2,0)+1,FALSE)","v":0},0.67820919854590478]
[2006,2,6,3,null,2013,2,6,3,0.19677136489772923,0.30190732704529943,8.7170929771520234E-3,7.7812375133500283E-2,8.867640000000003E-2,6.6944000000000004E-2,2.028188418606668E-5,2.4450307537640017E-3,0,0.74329387269163094,null,null,0.18630607812953548,6.8181319296029941E-2,0.26724693433956803,6.9900391210374585E-2,6.1711438126666303E-2,4.8751506227939457E-3,1.0150652537394905E-5,1.7871641481495757E-3,0,0.66001862652565546,null,{"$f":"J869*VLOOKUP($B869,$AR$36:$AZ$47,MATCH(AG$2,$AS$2:$BA$2,0)+1,FALSE)","v":0.1920876677870052},{"$f":"K869*VLOOKUP($B869,$AR$36:$AZ$47,MATCH(AH$2,$AS$2:$BA$2,0)+1,FALSE)","v":0.27162057742201451},{"$f":"L869*VLOOKUP($B869,$AR$36:$AZ$47,MATCH(AI$2,$AS$2:$BA$2,0)+1,FALSE)","v":5.9360205462038679E-3},{"$f":"M869*VLOOKUP($B869,$AR$36:$AZ$47,MATCH(AJ$2,$AS$2:$BA$2,0)+1,FALSE)","v":7.1774137005093053E-2},{"$f":"N869*VLOOKUP($B869,$AR$36:$AZ$47,MATCH(AK$2,$AS$2:$BA$2,0)+1,FALSE)","v":7.0068844503655886E-2},{"$f":"O869*VLOOKUP($B869,$AR$36:$AZ$47,MATCH(AL$2,$AS$2:$BA$2,0)+1,FALSE)","v":5.8840231760247601E-2},{"$f":"P869*VLOOKUP($B869,$AR$36:$AZ$47,MATCH(AM$2,$AS$2:$BA$2,0)+1,FALSE)","v":1.0150652537394905E-5},{"$f":"Q869*VLOOKUP($B869,$AR$36:$AZ$47,MATCH(AN$2,$AS$2:$BA$2,0)+1,FALSE)","v":1.8857902256094999E-3},{"$f":"R869*VLOOKUP($B869,$AR$36:$BA$47,MATCH(AO$2,$AS$2:$BA$2,0)+1,FALSE)","v":0},0.672223419902367]
[2006,2,6,4,null,2013,2,6,4,0.19224424039907473,0.30293670497556824,8.7170929771520234E-3,7.984244283449779E-2,8.8837500000000041E-2,6.6693000000000002E-2,2.028188418606668E-5,2.4450307537640017E-3,0,0.74173629382424289,null,null,0.18201972878705452,6.9960119825853095E-2,0.26815813480241696,7.0027380499790848E-2,6.1480057107160542E-2,4.8751506227939457E-3,1.0150652537394905E-5,1.7871641481495757E-3,0,0.65831788644575695,null,{"$f":"J870*VLOOKUP($B870,$AR$36:$AZ$47,MATCH(AG$2,$AS$2:$BA$2,0)+1,FALSE)","v":0.18766830124360631},{"$f":"K870*VLOOKUP($B870,$AR$36:$AZ$47,MATCH(AH$2,$AS$2:$BA$2,0)+1,FALSE)","v":0.27254669018165328},{"$f":"L870*VLOOKUP($B870,$AR$36:$AZ$47,MATCH(AI$2,$AS$2:$BA$2,0)+1,FALSE)","v":5.9360205462038679E-3},{"$f":"M870*VLOOKUP($B870,$AR$36:$AZ$47,MATCH(AJ$2,$AS$2:$BA$2,0)+1,FALSE)","v":7.3646671509418685E-2},{"$f":"N870*VLOOKUP($B870,$AR$36:$AZ$47,MATCH(AK$2,$AS$2:$BA$2,0)+1,FALSE)","v":7.0196139825179305E-2},{"$f":"O870*VLOOKUP($B870,$AR$36:$AZ$47,MATCH(AL$2,$AS$2:$BA$2,0)+1,FALSE)","v":5.861961604902894E-2},{"$f":"P870*VLOOKUP($B870,$AR$36:$AZ$47,MATCH(AM$2,$AS$2:$BA$2,0)+1,FALSE)","v":1.0150652537394905E-5},{"$f":"Q870*VLOOKUP($B870,$AR$36:$AZ$47,MATCH(AN$2,$AS$2:$BA$2,0)+1,FALSE)","v":1.8857902256094999E-3},{"$f":"R870*VLOOKUP($B870,$AR$36:$BA$47,MATCH(AO$2,$AS$2:$BA$2,0)+1,FALSE)","v":0},0.67050938023323725]
[2006,2,6,5,null,2013,2,6,5,0.20531753158988106,0.30575826741056894,8.7170929771520234E-3,7.6717970757827075E-2,9.0642700000000007E-2,6.6652000000000003E-2,2.028188418606668E-5,2.4450307537640017E-3,0,0.75627087537337911,null,null,0.19439771687119695,6.7222372418380624E-2,0.27065576849081191,7.1450354213348971E-2,6.1442261801185505E-2,4.8751506227939457E-3,1.0150652537394905E-5,1.7871641481495757E-3,0,0.67184093921840493,null,{"$f":"J871*VLOOKUP($B871,$AR$36:$AZ$47,MATCH(AG$2,$AS$2:$BA$2,0)+1,FALSE)","v":0.20043041231829231},{"$f":"K871*VLOOKUP($B871,$AR$36:$AZ$47,MATCH(AH$2,$AS$2:$BA$2,0)+1,FALSE)","v":0.27508519901920847},{"$f":"L871*VLOOKUP($B871,$AR$36:$AZ$47,MATCH(AI$2,$AS$2:$BA$2,0)+1,FALSE)","v":5.9360205462038679E-3},{"$f":"M871*VLOOKUP($B871,$AR$36:$AZ$47,MATCH(AJ$2,$AS$2:$BA$2,0)+1,FALSE)","v":7.0764658378283676E-2},{"$f":"N871*VLOOKUP($B871,$AR$36:$AZ$47,MATCH(AK$2,$AS$2:$BA$2,0)+1,FALSE)","v":7.1622542770021419E-2},{"$f":"O871*VLOOKUP($B871,$AR$36:$AZ$47,MATCH(AL$2,$AS$2:$BA$2,0)+1,FALSE)","v":5.8583579219706368E-2},{"$f":"P871*VLOOKUP($B871,$AR$36:$AZ$47,MATCH(AM$2,$AS$2:$BA$2,0)+1,FALSE)","v":1.0150652537394905E-5},{"$f":"Q871*VLOOKUP($B871,$AR$36:$AZ$47,MATCH(AN$2,$AS$2:$BA$2,0)+1,FALSE)","v":1.8857902256094999E-3},{"$f":"R871*VLOOKUP($B871,$AR$36:$BA$47,MATCH(AO$2,$AS$2:$BA$2,0)+1,FALSE)","v":0},0.684318353129863]
[2006,2,6,6,null,2013,2,6,6,0.22114412930576249,0.32504789138557721,8.7170929771520234E-3,7.620660636066634E-2,9.4456699999999963E-2,6.9256999999999999E-2,2.028188418606668E-5,2.4450307537640017E-3,0,0.79729473266710815,null,null,0.20938257684872594,6.6774301026399335E-2,0.28773085216743466,7.4456792139069514E-2,6.3843646485697417E-2,4.8751506227939457E-3,1.0150652537394905E-5,1.7871641481495757E-3,0,0.70886063409080791,null,{"$f":"J872*VLOOKUP($B872,$AR$36:$AZ$47,MATCH(AG$2,$AS$2:$BA$2,0)+1,FALSE)","v":0.21588029368607609},{"$f":"K872*VLOOKUP($B872,$AR$36:$AZ$47,MATCH(AH$2,$AS$2:$BA$2,0)+1,FALSE)","v":0.29243972583252797},{"$f":"L872*VLOOKUP($B872,$AR$36:$AZ$47,MATCH(AI$2,$AS$2:$BA$2,0)+1,FALSE)","v":5.9360205462038679E-3},{"$f":"M872*VLOOKUP($B872,$AR$36:$AZ$47,MATCH(AJ$2,$AS$2:$BA$2,0)+1,FALSE)","v":7.0292975844003347E-2},{"$f":"N872*VLOOKUP($B872,$AR$36:$AZ$47,MATCH(AK$2,$AS$2:$BA$2,0)+1,FALSE)","v":7.4636225925144323E-2},{"$f":"O872*VLOOKUP($B872,$AR$36:$AZ$47,MATCH(AL$2,$AS$2:$BA$2,0)+1,FALSE)","v":6.0873236302274557E-2},{"$f":"P872*VLOOKUP($B872,$AR$36:$AZ$47,MATCH(AM$2,$AS$2:$BA$2,0)+1,FALSE)","v":1.0150652537394905E-5},{"$f":"Q872*VLOOKUP($B872,$AR$36:$AZ$47,MATCH(AN$2,$AS$2:$BA$2,0)+1,FALSE)","v":1.8857902256094999E-3},{"$f":"R872*VLOOKUP($B872,$AR$36:$BA$47,MATCH(AO$2,$AS$2:$BA$2,0)+1,FALSE)","v":0},0.72195441901437718]
[2006,2,6,7,null,2013,2,6,7,0.26166554997091312,0.36633051084726465,8.7170929771520234E-3,7.8511699136020435E-2,0.10722639999999997,7.3652999999999996E-2,2.028188418606668E-5,2.4450307537640017E-3,0,0.89856956556930023,null,null,0.24774886540034052,6.8794086006021757E-2,0.32427403116417219,8.4522683691265157E-2,6.7896040755606957E-2,4.8751506227939457E-3,1.0150652537394905E-5,1.7871641481495757E-3,0,0.79990817244088763,null,{"$f":"J873*VLOOKUP($B873,$AR$36:$AZ$47,MATCH(AG$2,$AS$2:$BA$2,0)+1,FALSE)","v":0.255437193619308},{"$f":"K873*VLOOKUP($B873,$AR$36:$AZ$47,MATCH(AH$2,$AS$2:$BA$2,0)+1,FALSE)","v":0.32958095405450605},{"$f":"L873*VLOOKUP($B873,$AR$36:$AZ$47,MATCH(AI$2,$AS$2:$BA$2,0)+1,FALSE)","v":5.9360205462038679E-3},{"$f":"M873*VLOOKUP($B873,$AR$36:$AZ$47,MATCH(AJ$2,$AS$2:$BA$2,0)+1,FALSE)","v":7.2419193484627525E-2},{"$f":"N873*VLOOKUP($B873,$AR$36:$AZ$47,MATCH(AK$2,$AS$2:$BA$2,0)+1,FALSE)","v":8.4726375318425223E-2},{"$f":"O873*VLOOKUP($B873,$AR$36:$AZ$47,MATCH(AL$2,$AS$2:$BA$2,0)+1,FALSE)","v":6.473708756329942E-2},{"$f":"P873*VLOOKUP($B873,$AR$36:$AZ$47,MATCH(AM$2,$AS$2:$BA$2,0)+1,FALSE)","v":1.0150652537394905E-5},{"$f":"Q873*VLOOKUP($B873,$AR$36:$AZ$47,MATCH(AN$2,$AS$2:$BA$2,0)+1,FALSE)","v":1.8857902256094999E-3},{"$f":"R873*VLOOKUP($B873,$AR$36:$BA$47,MATCH(AO$2,$AS$2:$BA$2,0)+1,FALSE)","v":0},0.81473276546451712]
[2006,2,6,8,null,2013,2,6,8,0.2979361623640277,0.41553926238444977,3.0509825420032086E-3,9.226482841597812E-2,0.11501360000000004,7.7146000000000006E-2,7.0986594651233391E-6,2.1873703638330935E-3,0,1.0031453047297572,null,null,0.28209042495515602,8.0844951914530255E-2,0.36783338469061716,9.0661051131005976E-2,7.1116016457334466E-2,1.7063027179778812E-3,3.5527283880882172E-6,1.5988305615172312E-3,0,0.89585451515652692,null,{"$f":"J874*VLOOKUP($B874,$AR$36:$AZ$47,MATCH(AG$2,$AS$2:$BA$2,0)+1,FALSE)","v":0.29084446615320009},{"$f":"K874*VLOOKUP($B874,$AR$36:$AZ$47,MATCH(AH$2,$AS$2:$BA$2,0)+1,FALSE)","v":0.37385318036169057},{"$f":"L874*VLOOKUP($B874,$AR$36:$AZ$47,MATCH(AI$2,$AS$2:$BA$2,0)+1,FALSE)","v":2.0776071911713539E-3},{"$f":"M874*VLOOKUP($B874,$AR$36:$AZ$47,MATCH(AJ$2,$AS$2:$BA$2,0)+1,FALSE)","v":8.5105080318114742E-2},{"$f":"N874*VLOOKUP($B874,$AR$36:$AZ$47,MATCH(AK$2,$AS$2:$BA$2,0)+1,FALSE)","v":9.08795356397607E-2},{"$f":"O874*VLOOKUP($B874,$AR$36:$AZ$47,MATCH(AL$2,$AS$2:$BA$2,0)+1,FALSE)","v":6.7807249632171093E-2},{"$f":"P874*VLOOKUP($B874,$AR$36:$AZ$47,MATCH(AM$2,$AS$2:$BA$2,0)+1,FALSE)","v":3.5527283880882172E-6},{"$f":"Q874*VLOOKUP($B874,$AR$36:$AZ$47,MATCH(AN$2,$AS$2:$BA$2,0)+1,FALSE)","v":1.6870632999418246E-3},{"$f":"R874*VLOOKUP($B874,$AR$36:$BA$47,MATCH(AO$2,$AS$2:$BA$2,0)+1,FALSE)","v":0},0.91225773532443832]
[2006,2,6,9,null,2013,2,6,9,0.26736615290994453,0.44704666401327686,0,0.10190992241678165,0.11919850000000001,8.1350000000000006E-2,0,2.0486301538702968E-3,0,1.0189198694938733,null,null,0.253146281722053,8.9296245588329035E-2,0.39572358721308237,9.3959856079969789E-2,7.4991418074873084E-2,0,0,1.4974201687151995E-3,0,0.9086148088470225,null,{"$f":"J875*VLOOKUP($B875,$AR$36:$AZ$47,MATCH(AG$2,$AS$2:$BA$2,0)+1,FALSE)","v":0.26100210660401701},{"$f":"K875*VLOOKUP($B875,$AR$36:$AZ$47,MATCH(AH$2,$AS$2:$BA$2,0)+1,FALSE)","v":0.40219982138973442},{"$f":"L875*VLOOKUP($B875,$AR$36:$AZ$47,MATCH(AI$2,$AS$2:$BA$2,0)+1,FALSE)","v":0},{"$f":"M875*VLOOKUP($B875,$AR$36:$AZ$47,MATCH(AJ$2,$AS$2:$BA$2,0)+1,FALSE)","v":9.4001715294915938E-2},{"$f":"N875*VLOOKUP($B875,$AR$36:$AZ$47,MATCH(AK$2,$AS$2:$BA$2,0)+1,FALSE)","v":9.4186290394840388E-2},{"$f":"O875*VLOOKUP($B875,$AR$36:$AZ$47,MATCH(AL$2,$AS$2:$BA$2,0)+1,FALSE)","v":7.1502343058319526E-2},{"$f":"P875*VLOOKUP($B875,$AR$36:$AZ$47,MATCH(AM$2,$AS$2:$BA$2,0)+1,FALSE)","v":0},{"$f":"Q875*VLOOKUP($B875,$AR$36:$AZ$47,MATCH(AN$2,$AS$2:$BA$2,0)+1,FALSE)","v":1.5800564938130762E-3},{"$f":"R875*VLOOKUP($B875,$AR$36:$BA$47,MATCH(AO$2,$AS$2:$BA$2,0)+1,FALSE)","v":0},0.92447233323564038]
[2006,2,6,10,null,2013,2,6,10,0.24991270428735129,0.46081269762040311,0,0.1052405428994527,0.12252990000000004,8.4164000000000003E-2,0,2.0486301538702968E-3,0,1.0247084749610775,null,null,0.23662109491755667,9.2214625835600597E-2,0.40790921488739174,9.6585877922063551E-2,7.7585466636184611E-2,0,0,1.4974201687151995E-3,0,0.91241370036751235,null,{"$f":"J876*VLOOKUP($B876,$AR$36:$AZ$47,MATCH(AG$2,$AS$2:$BA$2,0)+1,FALSE)","v":0.24396409783431244},{"$f":"K876*VLOOKUP($B876,$AR$36:$AZ$47,MATCH(AH$2,$AS$2:$BA$2,0)+1,FALSE)","v":0.41458487356376611},{"$f":"L876*VLOOKUP($B876,$AR$36:$AZ$47,MATCH(AI$2,$AS$2:$BA$2,0)+1,FALSE)","v":0},{"$f":"M876*VLOOKUP($B876,$AR$36:$AZ$47,MATCH(AJ$2,$AS$2:$BA$2,0)+1,FALSE)","v":9.7073879721526313E-2},{"$f":"N876*VLOOKUP($B876,$AR$36:$AZ$47,MATCH(AK$2,$AS$2:$BA$2,0)+1,FALSE)","v":9.6818640699763467E-2},{"$f":"O876*VLOOKUP($B876,$AR$36:$AZ$47,MATCH(AL$2,$AS$2:$BA$2,0)+1,FALSE)","v":7.3975700075727166E-2},{"$f":"P876*VLOOKUP($B876,$AR$36:$AZ$47,MATCH(AM$2,$AS$2:$BA$2,0)+1,FALSE)","v":0},{"$f":"Q876*VLOOKUP($B876,$AR$36:$AZ$47,MATCH(AN$2,$AS$2:$BA$2,0)+1,FALSE)","v":1.5800564938130762E-3},{"$f":"R876*VLOOKUP($B876,$AR$36:$BA$47,MATCH(AO$2,$AS$2:$BA$2,0)+1,FALSE)","v":0},0.92799724838890851]
[2006,2,6,11,null,2013,2,6,11,0.23517246243080506,0.46417555292309515,0,0.10455587548674118,0.12357049999999999,8.4765999999999994E-2,0,2.0486301538702968E-3,0,1.0142890209945117,null,null,0.22266481295345447,9.1614701628203246E-2,0.41088599845560619,9.7406145175735467E-2,7.8140412348305974E-2,0,0,1.4974201687151995E-3,0,0.90220949073002044,null,{"$f":"J877*VLOOKUP($B877,$AR$36:$AZ$47,MATCH(AG$2,$AS$2:$BA$2,0)+1,FALSE)","v":0.22957471408270824},{"$f":"K877*VLOOKUP($B877,$AR$36:$AZ$47,MATCH(AH$2,$AS$2:$BA$2,0)+1,FALSE)","v":0.41761037383248545},{"$f":"L877*VLOOKUP($B877,$AR$36:$AZ$47,MATCH(AI$2,$AS$2:$BA$2,0)+1,FALSE)","v":0},{"$f":"M877*VLOOKUP($B877,$AR$36:$AZ$47,MATCH(AJ$2,$AS$2:$BA$2,0)+1,FALSE)","v":9.6442342480842311E-2},{"$f":"N877*VLOOKUP($B877,$AR$36:$AZ$47,MATCH(AK$2,$AS$2:$BA$2,0)+1,FALSE)","v":9.7640884719485746E-2},{"$f":"O877*VLOOKUP($B877,$AR$36:$AZ$47,MATCH(AL$2,$AS$2:$BA$2,0)+1,FALSE)","v":7.4504826203829283E-2},{"$f":"P877*VLOOKUP($B877,$AR$36:$AZ$47,MATCH(AM$2,$AS$2:$BA$2,0)+1,FALSE)","v":0},{"$f":"Q877*VLOOKUP($B877,$AR$36:$AZ$47,MATCH(AN$2,$AS$2:$BA$2,0)+1,FALSE)","v":1.5800564938130762E-3},{"$f":"R877*VLOOKUP($B877,$AR$36:$BA$47,MATCH(AO$2,$AS$2:$BA$2,0)+1,FALSE)","v":0},0.91735319781316405]
[2006,2,6,12,null,2013,2,6,12,0.23434680829672597,0.46199370603769674,0,0.10311517667964268,0.12406890000000001,8.5521E-2,0,2.0486301538702968E-3,0,1.0110942211679357,null,null,0.22188307124173912,9.035232215183249E-2,0.40895463793836523,9.7799015826542809E-2,7.8836399080285433E-2,0,0,1.4974201687151995E-3,0,0.89932286640748027,null,{"$f":"J878*VLOOKUP($B878,$AR$36:$AZ$47,MATCH(AG$2,$AS$2:$BA$2,0)+1,FALSE)","v":0.22876871277709968},{"$f":"K878*VLOOKUP($B878,$AR$36:$AZ$47,MATCH(AH$2,$AS$2:$BA$2,0)+1,FALSE)","v":0.41564740553801471},{"$f":"L878*VLOOKUP($B878,$AR$36:$AZ$47,MATCH(AI$2,$AS$2:$BA$2,0)+1,FALSE)","v":0},{"$f":"M878*VLOOKUP($B878,$AR$36:$AZ$47,MATCH(AJ$2,$AS$2:$BA$2,0)+1,FALSE)","v":9.5113441860775721E-2},{"$f":"N878*VLOOKUP($B878,$AR$36:$AZ$47,MATCH(AK$2,$AS$2:$BA$2,0)+1,FALSE)","v":9.8034702151188244E-2},{"$f":"O878*VLOOKUP($B878,$AR$36:$AZ$47,MATCH(AL$2,$AS$2:$BA$2,0)+1,FALSE)","v":7.5168431231598568E-2},{"$f":"P878*VLOOKUP($B878,$AR$36:$AZ$47,MATCH(AM$2,$AS$2:$BA$2,0)+1,FALSE)","v":0},{"$f":"Q878*VLOOKUP($B878,$AR$36:$AZ$47,MATCH(AN$2,$AS$2:$BA$2,0)+1,FALSE)","v":1.5800564938130762E-3},{"$f":"R878*VLOOKUP($B878,$AR$36:$BA$47,MATCH(AO$2,$AS$2:$BA$2,0)+1,FALSE)","v":0},0.91431275005249002]
[2006,2,6,13,null,2013,2,6,13,0.24018338623571092,0.45718964651376903,0,9.971895009341207E-2,0.12427579999999998,8.4931000000000006E-2,0,2.0486301538702968E-3,0,1.0083474129967622,null,null,0.22740923073183983,8.7376456052382687E-2,0.40470210722730415,9.7962107595507553E-2,7.8292515408937252E-2,0,0,1.4974201687151995E-3,0,0.89723983718468669,null,{"$f":"J879*VLOOKUP($B879,$AR$36:$AZ$47,MATCH(AG$2,$AS$2:$BA$2,0)+1,FALSE)","v":0.2344663641845563},{"$f":"K879*VLOOKUP($B879,$AR$36:$AZ$47,MATCH(AH$2,$AS$2:$BA$2,0)+1,FALSE)","v":0.41132527982271805},{"$f":"L879*VLOOKUP($B879,$AR$36:$AZ$47,MATCH(AI$2,$AS$2:$BA$2,0)+1,FALSE)","v":0},{"$f":"M879*VLOOKUP($B879,$AR$36:$AZ$47,MATCH(AJ$2,$AS$2:$BA$2,0)+1,FALSE)","v":9.1980762362402338E-2},{"$f":"N879*VLOOKUP($B879,$AR$36:$AZ$47,MATCH(AK$2,$AS$2:$BA$2,0)+1,FALSE)","v":9.8198186955801472E-2},{"$f":"O879*VLOOKUP($B879,$AR$36:$AZ$47,MATCH(AL$2,$AS$2:$BA$2,0)+1,FALSE)","v":7.4649852468176223E-2},{"$f":"P879*VLOOKUP($B879,$AR$36:$AZ$47,MATCH(AM$2,$AS$2:$BA$2,0)+1,FALSE)","v":0},{"$f":"Q879*VLOOKUP($B879,$AR$36:$AZ$47,MATCH(AN$2,$AS$2:$BA$2,0)+1,FALSE)","v":1.5800564938130762E-3},{"$f":"R879*VLOOKUP($B879,$AR$36:$BA$47,MATCH(AO$2,$AS$2:$BA$2,0)+1,FALSE)","v":0},0.91220050228746763]
[2006,2,6,14,null,2013,2,6,14,0.23982690949607133,0.4500326450299944,0,9.1272840157443566E-2,0.12365070000000002,8.5242999999999999E-2,0,2.0486301538702968E-3,0,0.99207472483737946,null,null,0.22707171321072503,7.9975744824051162E-2,0.39836676345038574,9.7469363928132657E-2,7.8580128469040014E-2,0,0,1.4974201687151995E-3,0,0.88296113405104992,null,{"$f":"J880*VLOOKUP($B880,$AR$36:$AZ$47,MATCH(AG$2,$AS$2:$BA$2,0)+1,FALSE)","v":0.23411837256711096},{"$f":"K880*VLOOKUP($B880,$AR$36:$AZ$47,MATCH(AH$2,$AS$2:$BA$2,0)+1,FALSE)","v":0.40488625466006806},{"$f":"L880*VLOOKUP($B880,$AR$36:$AZ$47,MATCH(AI$2,$AS$2:$BA$2,0)+1,FALSE)","v":0},{"$f":"M880*VLOOKUP($B880,$AR$36:$AZ$47,MATCH(AJ$2,$AS$2:$BA$2,0)+1,FALSE)","v":8.4190070320625934E-2},{"$f":"N880*VLOOKUP($B880,$AR$36:$AZ$47,MATCH(AK$2,$AS$2:$BA$2,0)+1,FALSE)","v":9.7704255823062289E-2},{"$f":"O880*VLOOKUP($B880,$AR$36:$AZ$47,MATCH(AL$2,$AS$2:$BA$2,0)+1,FALSE)","v":7.4924083949850409E-2},{"$f":"P880*VLOOKUP($B880,$AR$36:$AZ$47,MATCH(AM$2,$AS$2:$BA$2,0)+1,FALSE)","v":0},{"$f":"Q880*VLOOKUP($B880,$AR$36:$AZ$47,MATCH(AN$2,$AS$2:$BA$2,0)+1,FALSE)","v":1.5800564938130762E-3},{"$f":"R880*VLOOKUP($B880,$AR$36:$BA$47,MATCH(AO$2,$AS$2:$BA$2,0)+1,FALSE)","v":0},0.89740309381453076]
[2006,2,6,15,null,2013,2,6,15,0.24230995244860901,0.44229496581784411,0,8.3655425260514421E-2,0.12277940000000001,8.4556000000000006E-2,0,2.0486301538702968E-3,0,0.97764437368083767,null,null,0.22942269550205036,7.3301158726315402E-2,0.39151740650172218,9.678254972659088E-2,7.7946826634775271E-2,0,0,1.4974201687151995E-3,0,0.87046805726016929,null,{"$f":"J881*VLOOKUP($B881,$AR$36:$AZ$47,MATCH(AG$2,$AS$2:$BA$2,0)+1,FALSE)","v":0.23654231230049555},{"$f":"K881*VLOOKUP($B881,$AR$36:$AZ$47,MATCH(AH$2,$AS$2:$BA$2,0)+1,FALSE)","v":0.39792480421737897},{"$f":"L881*VLOOKUP($B881,$AR$36:$AZ$47,MATCH(AI$2,$AS$2:$BA$2,0)+1,FALSE)","v":0},{"$f":"M881*VLOOKUP($B881,$AR$36:$AZ$47,MATCH(AJ$2,$AS$2:$BA$2,0)+1,FALSE)","v":7.7163766606097028E-2},{"$f":"N881*VLOOKUP($B881,$AR$36:$AZ$47,MATCH(AK$2,$AS$2:$BA$2,0)+1,FALSE)","v":9.7015786464630563E-2},{"$f":"O881*VLOOKUP($B881,$AR$36:$AZ$47,MATCH(AL$2,$AS$2:$BA$2,0)+1,FALSE)","v":7.4320247321933208E-2},{"$f":"P881*VLOOKUP($B881,$AR$36:$AZ$47,MATCH(AM$2,$AS$2:$BA$2,0)+1,FALSE)","v":0},{"$f":"Q881*VLOOKUP($B881,$AR$36:$AZ$47,MATCH(AN$2,$AS$2:$BA$2,0)+1,FALSE)","v":1.5800564938130762E-3},{"$f":"R881*VLOOKUP($B881,$AR$36:$BA$47,MATCH(AO$2,$AS$2:$BA$2,0)+1,FALSE)","v":0},0.88454697340434851]
[2006,2,6,16,null,2013,2,6,16,0.26697972591705821,0.4383013267442929,0,8.5352058546953685E-2,0.12190289999999995,8.3991999999999997E-2,0,2.0486301538702968E-3,0,0.99857664136217494,null,null,0.25278040685217312,7.478779495394014E-2,0.3879822561305451,9.6091636553571932E-2,7.7426910718435646E-2,0,0,1.4974201687151995E-3,0,0.89056642537738107,null,{"$f":"J882*VLOOKUP($B882,$AR$36:$AZ$47,MATCH(AG$2,$AS$2:$BA$2,0)+1,FALSE)","v":0.26062487763133568},{"$f":"K882*VLOOKUP($B882,$AR$36:$AZ$47,MATCH(AH$2,$AS$2:$BA$2,0)+1,FALSE)","v":0.394331799165831},{"$f":"L882*VLOOKUP($B882,$AR$36:$AZ$47,MATCH(AI$2,$AS$2:$BA$2,0)+1,FALSE)","v":0},{"$f":"M882*VLOOKUP($B882,$AR$36:$AZ$47,MATCH(AJ$2,$AS$2:$BA$2,0)+1,FALSE)","v":7.8728741197084243E-2},{"$f":"N882*VLOOKUP($B882,$AR$36:$AZ$47,MATCH(AK$2,$AS$2:$BA$2,0)+1,FALSE)","v":9.6323208256590326E-2},{"$f":"O882*VLOOKUP($B882,$AR$36:$AZ$47,MATCH(AL$2,$AS$2:$BA$2,0)+1,FALSE)","v":7.3824521181983696E-2},{"$f":"P882*VLOOKUP($B882,$AR$36:$AZ$47,MATCH(AM$2,$AS$2:$BA$2,0)+1,FALSE)","v":0},{"$f":"Q882*VLOOKUP($B882,$AR$36:$AZ$47,MATCH(AN$2,$AS$2:$BA$2,0)+1,FALSE)","v":1.5800564938130762E-3},{"$f":"R882*VLOOKUP($B882,$AR$36:$BA$47,MATCH(AO$2,$AS$2:$BA$2,0)+1,FALSE)","v":0},0.90541320392663804]
[2006,2,6,17,null,2013,2,6,17,0.31456359399152284,0.43730401959592019,0,8.8309285214448266E-2,0.1195296,8.1987000000000004E-2,0,2.0486301538702968E-3,0,1.0437421289557616,null,null,0.29783352648568451,7.7378997385446138E-2,0.38709944457175988,9.4220850206138129E-2,7.5578628072582907E-2,0,0,1.4974201687151995E-3,0,0.93360886689032674,null,{"$f":"J883*VLOOKUP($B883,$AR$36:$AZ$47,MATCH(AG$2,$AS$2:$BA$2,0)+1,FALSE)","v":0.3070761193933626},{"$f":"K883*VLOOKUP($B883,$AR$36:$AZ$47,MATCH(AH$2,$AS$2:$BA$2,0)+1,FALSE)","v":0.39343453991028648},{"$f":"L883*VLOOKUP($B883,$AR$36:$AZ$47,MATCH(AI$2,$AS$2:$BA$2,0)+1,FALSE)","v":0},{"$f":"M883*VLOOKUP($B883,$AR$36:$AZ$47,MATCH(AJ$2,$AS$2:$BA$2,0)+1,FALSE)","v":8.1456487158105426E-2},{"$f":"N883*VLOOKUP($B883,$AR$36:$AZ$47,MATCH(AK$2,$AS$2:$BA$2,0)+1,FALSE)","v":9.4447913492024749E-2},{"$f":"O883*VLOOKUP($B883,$AR$36:$AZ$47,MATCH(AL$2,$AS$2:$BA$2,0)+1,FALSE)","v":7.2062232333404336E-2},{"$f":"P883*VLOOKUP($B883,$AR$36:$AZ$47,MATCH(AM$2,$AS$2:$BA$2,0)+1,FALSE)","v":0},{"$f":"Q883*VLOOKUP($B883,$AR$36:$AZ$47,MATCH(AN$2,$AS$2:$BA$2,0)+1,FALSE)","v":1.5800564938130762E-3},{"$f":"R883*VLOOKUP($B883,$AR$36:$BA$47,MATCH(AO$2,$AS$2:$BA$2,0)+1,FALSE)","v":0},0.95005734878099668]
[2006,2,6,18,null,2013,2,6,18,0.38975640731067346,0.43567847613953609,6.2472499669589511E-3,9.5184228452491568E-2,0.11679809999999997,8.0626000000000003E-2,1.453535033334779E-5,2.3327172504607838E-3,0,1.1266377144704542,null,null,0.36902720936885341,8.3403009623228427E-2,0.38566052121204553,9.2067707785030151E-2,7.4324008281557677E-2,3.4938579463356613E-3,7.2746343184663492E-6,1.7050700206431681E-3,0,1.0096886588720124,null,{"$f":"J884*VLOOKUP($B884,$AR$36:$AZ$47,MATCH(AG$2,$AS$2:$BA$2,0)+1,FALSE)","v":0.38047913792873889},{"$f":"K884*VLOOKUP($B884,$AR$36:$AZ$47,MATCH(AH$2,$AS$2:$BA$2,0)+1,FALSE)","v":0.39197206777829557},{"$f":"L884*VLOOKUP($B884,$AR$36:$AZ$47,MATCH(AI$2,$AS$2:$BA$2,0)+1,FALSE)","v":4.2541480581127725E-3},{"$f":"M884*VLOOKUP($B884,$AR$36:$AZ$47,MATCH(AJ$2,$AS$2:$BA$2,0)+1,FALSE)","v":8.7797934993658233E-2},{"$f":"N884*VLOOKUP($B884,$AR$36:$AZ$47,MATCH(AK$2,$AS$2:$BA$2,0)+1,FALSE)","v":9.2289582202507617E-2},{"$f":"O884*VLOOKUP($B884,$AR$36:$AZ$47,MATCH(AL$2,$AS$2:$BA$2,0)+1,FALSE)","v":7.086598538930633E-2},{"$f":"P884*VLOOKUP($B884,$AR$36:$AZ$47,MATCH(AM$2,$AS$2:$BA$2,0)+1,FALSE)","v":7.2746343184663492E-6},{"$f":"Q884*VLOOKUP($B884,$AR$36:$AZ$47,MATCH(AN$2,$AS$2:$BA$2,0)+1,FALSE)","v":1.7991656682671787E-3},{"$f":"R884*VLOOKUP($B884,$AR$36:$BA$47,MATCH(AO$2,$AS$2:$BA$2,0)+1,FALSE)","v":0},1.0294652966532052]
[2006,2,6,19,null,2013,2,6,19,0.42720354725810766,0.40642757101146387,8.7170929771520234E-3,7.9252357074284407E-2,0.10700669999999998,7.5984999999999997E-2,2.028188418606668E-5,2.4450307537640017E-3,0,1.107057580958958,null,null,0.40448272284969139,6.9443070634639961E-2,0.35976775869236699,8.4349502146356711E-2,7.004576401252896E-2,4.8751506227939457E-3,1.0150652537394905E-5,1.7871641481495757E-3,0,0.99476128375906503,null,{"$f":"J885*VLOOKUP($B885,$AR$36:$AZ$47,MATCH(AG$2,$AS$2:$BA$2,0)+1,FALSE)","v":0.41703493344062559},{"$f":"K885*VLOOKUP($B885,$AR$36:$AZ$47,MATCH(AH$2,$AS$2:$BA$2,0)+1,FALSE)","v":0.3656555559573969},{"$f":"L885*VLOOKUP($B885,$AR$36:$AZ$47,MATCH(AI$2,$AS$2:$BA$2,0)+1,FALSE)","v":5.9360205462038679E-3},{"$f":"M885*VLOOKUP($B885,$AR$36:$AZ$47,MATCH(AJ$2,$AS$2:$BA$2,0)+1,FALSE)","v":7.3102376387651158E-2},{"$f":"N885*VLOOKUP($B885,$AR$36:$AZ$47,MATCH(AK$2,$AS$2:$BA$2,0)+1,FALSE)","v":8.4552776422468098E-2},{"$f":"O885*VLOOKUP($B885,$AR$36:$AZ$47,MATCH(AL$2,$AS$2:$BA$2,0)+1,FALSE)","v":6.6786792099402692E-2},{"$f":"P885*VLOOKUP($B885,$AR$36:$AZ$47,MATCH(AM$2,$AS$2:$BA$2,0)+1,FALSE)","v":1.0150652537394905E-5},{"$f":"Q885*VLOOKUP($B885,$AR$36:$AZ$47,MATCH(AN$2,$AS$2:$BA$2,0)+1,FALSE)","v":1.8857902256094999E-3},{"$f":"R885*VLOOKUP($B885,$AR$36:$BA$47,MATCH(AO$2,$AS$2:$BA$2,0)+1,FALSE)","v":0},1.0149643957318952]
[2006,2,6,20,null,2013,2,6,20,0.41628376245295418,0.39681398531777901,8.7170929771520234E-3,8.0162417828138932E-2,0.10301640000000001,7.4326000000000003E-2,2.028188418606668E-5,2.4450307537640017E-3,0,1.0817849712139744,null,null,0.39414370689519002,7.0240490617398302E-2,0.35125785822127803,8.1204093322286772E-2,6.8516436875636341E-2,4.8751506227939457E-3,1.0150652537394905E-5,1.7871641481495757E-3,0,0.97203505135527046,null,{"$f":"J886*VLOOKUP($B886,$AR$36:$AZ$47,MATCH(AG$2,$AS$2:$BA$2,0)+1,FALSE)","v":0.40637506940477819},{"$f":"K886*VLOOKUP($B886,$AR$36:$AZ$47,MATCH(AH$2,$AS$2:$BA$2,0)+1,FALSE)","v":0.3570063862841385},{"$f":"L886*VLOOKUP($B886,$AR$36:$AZ$47,MATCH(AI$2,$AS$2:$BA$2,0)+1,FALSE)","v":5.9360205462038679E-3},{"$f":"M886*VLOOKUP($B886,$AR$36:$AZ$47,MATCH(AJ$2,$AS$2:$BA$2,0)+1,FALSE)","v":7.394181645252576E-2},{"$f":"N886*VLOOKUP($B886,$AR$36:$AZ$47,MATCH(AK$2,$AS$2:$BA$2,0)+1,FALSE)","v":8.1399787462350909E-2},{"$f":"O886*VLOOKUP($B886,$AR$36:$AZ$47,MATCH(AL$2,$AS$2:$BA$2,0)+1,FALSE)","v":6.532861893242356E-2},{"$f":"P886*VLOOKUP($B886,$AR$36:$AZ$47,MATCH(AM$2,$AS$2:$BA$2,0)+1,FALSE)","v":1.0150652537394905E-5},{"$f":"Q886*VLOOKUP($B886,$AR$36:$AZ$47,MATCH(AN$2,$AS$2:$BA$2,0)+1,FALSE)","v":1.8857902256094999E-3},{"$f":"R886*VLOOKUP($B886,$AR$36:$BA$47,MATCH(AO$2,$AS$2:$BA$2,0)+1,FALSE)","v":0},0.99188363996056772]
[2006,2,6,21,null,2013,2,6,21,0.39512648325890404,0.39233884481942327,8.7170929771520234E-3,8.8960682019201071E-2,0.10047150000000001,7.3410000000000003E-2,2.028188418606668E-5,2.4450307537640017E-3,0,1.0614899157126305,null,null,0.37411167778067023,7.7949768981314616E-2,0.34729648507201039,7.9198040916107867E-2,6.7672034429949998E-2,4.8751506227939457E-3,1.0150652537394905E-5,1.7871641481495757E-3,0,0.95290047260353394,null,{"$f":"J887*VLOOKUP($B887,$AR$36:$AZ$47,MATCH(AG$2,$AS$2:$BA$2,0)+1,FALSE)","v":0.38572139136978623},{"$f":"K887*VLOOKUP($B887,$AR$36:$AZ$47,MATCH(AH$2,$AS$2:$BA$2,0)+1,FALSE)","v":0.35298018308428825},{"$f":"L887*VLOOKUP($B887,$AR$36:$AZ$47,MATCH(AI$2,$AS$2:$BA$2,0)+1,FALSE)","v":5.9360205462038679E-3},{"$f":"M887*VLOOKUP($B887,$AR$36:$AZ$47,MATCH(AJ$2,$AS$2:$BA$2,0)+1,FALSE)","v":8.2057335589075367E-2},{"$f":"N887*VLOOKUP($B887,$AR$36:$AZ$47,MATCH(AK$2,$AS$2:$BA$2,0)+1,FALSE)","v":7.9388900660706349E-2},{"$f":"O887*VLOOKUP($B887,$AR$36:$AZ$47,MATCH(AL$2,$AS$2:$BA$2,0)+1,FALSE)","v":6.452350342853394E-2},{"$f":"P887*VLOOKUP($B887,$AR$36:$AZ$47,MATCH(AM$2,$AS$2:$BA$2,0)+1,FALSE)","v":1.0150652537394905E-5},{"$f":"Q887*VLOOKUP($B887,$AR$36:$AZ$47,MATCH(AN$2,$AS$2:$BA$2,0)+1,FALSE)","v":1.8857902256094999E-3},{"$f":"R887*VLOOKUP($B887,$AR$36:$BA$47,MATCH(AO$2,$AS$2:$BA$2,0)+1,FALSE)","v":0},0.97250327555674099]
[2006,2,6,22,null,2013,2,6,22,0.35143132169574703,0.36948506851270724,8.7170929771520234E-3,8.7808816199095821E-2,9.7000800000000012E-2,7.2024000000000005E-2,2.028188418606668E-5,2.4450307537640017E-3,0,0.98893241202265225,null,null,0.33274044376855028,7.6940472823318701E-2,0.3270664306515832,7.6462213934251969E-2,6.6394368720647315E-2,4.8751506227939457E-3,1.0150652537394905E-5,1.7871641481495757E-3,0,0.88627639532183256,null,{"$f":"J888*VLOOKUP($B888,$AR$36:$AZ$47,MATCH(AG$2,$AS$2:$BA$2,0)+1,FALSE)","v":0.34306629425946433},{"$f":"K888*VLOOKUP($B888,$AR$36:$AZ$47,MATCH(AH$2,$AS$2:$BA$2,0)+1,FALSE)","v":0.33241905269551714},{"$f":"L888*VLOOKUP($B888,$AR$36:$AZ$47,MATCH(AI$2,$AS$2:$BA$2,0)+1,FALSE)","v":5.9360205462038679E-3},{"$f":"M888*VLOOKUP($B888,$AR$36:$AZ$47,MATCH(AJ$2,$AS$2:$BA$2,0)+1,FALSE)","v":8.0994854524310586E-2},{"$f":"N888*VLOOKUP($B888,$AR$36:$AZ$47,MATCH(AK$2,$AS$2:$BA$2,0)+1,FALSE)","v":7.6646480596079924E-2},{"$f":"O888*VLOOKUP($B888,$AR$36:$AZ$47,MATCH(AL$2,$AS$2:$BA$2,0)+1,FALSE)","v":6.3305282808019739E-2},{"$f":"P888*VLOOKUP($B888,$AR$36:$AZ$47,MATCH(AM$2,$AS$2:$BA$2,0)+1,FALSE)","v":1.0150652537394905E-5},{"$f":"Q888*VLOOKUP($B888,$AR$36:$AZ$47,MATCH(AN$2,$AS$2:$BA$2,0)+1,FALSE)","v":1.8857902256094999E-3},{"$f":"R888*VLOOKUP($B888,$AR$36:$BA$47,MATCH(AO$2,$AS$2:$BA$2,0)+1,FALSE)","v":0},0.90426392630774255]
[2006,2,6,23,null,2013,2,6,23,0.30522736219752378,0.3524727144430978,8.7170929771520234E-3,9.3743269487632591E-2,9.4216200000000042E-2,7.0630999999999999E-2,2.028188418606668E-5,2.4450307537640017E-3,0,0.92747295174335631,null,null,0.28899384226154812,8.2140402189552639E-2,0.31200717549703633,7.4267214708252649E-2,6.5110250154226917E-2,4.8751506227939457E-3,1.0150652537394905E-5,1.7871641481495757E-3,0,0.82919135023409762,null,{"$f":"J889*VLOOKUP($B889,$AR$36:$AZ$47,MATCH(AG$2,$AS$2:$BA$2,0)+1,FALSE)","v":0.2979621154723131},{"$f":"K889*VLOOKUP($B889,$AR$36:$AZ$47,MATCH(AH$2,$AS$2:$BA$2,0)+1,FALSE)","v":0.31711334454686485},{"$f":"L889*VLOOKUP($B889,$AR$36:$AZ$47,MATCH(AI$2,$AS$2:$BA$2,0)+1,FALSE)","v":5.9360205462038679E-3},{"$f":"M889*VLOOKUP($B889,$AR$36:$AZ$47,MATCH(AJ$2,$AS$2:$BA$2,0)+1,FALSE)","v":8.6468794404066088E-2},{"$f":"N889*VLOOKUP($B889,$AR$36:$AZ$47,MATCH(AK$2,$AS$2:$BA$2,0)+1,FALSE)","v":7.4446191630753444E-2},{"$f":"O889*VLOOKUP($B889,$AR$36:$AZ$47,MATCH(AL$2,$AS$2:$BA$2,0)+1,FALSE)","v":6.2080909558108986E-2},{"$f":"P889*VLOOKUP($B889,$AR$36:$AZ$47,MATCH(AM$2,$AS$2:$BA$2,0)+1,FALSE)","v":1.0150652537394905E-5},{"$f":"Q889*VLOOKUP($B889,$AR$36:$AZ$47,MATCH(AN$2,$AS$2:$BA$2,0)+1,FALSE)","v":1.8857902256094999E-3},{"$f":"R889*VLOOKUP($B889,$AR$36:$BA$47,MATCH(AO$2,$AS$2:$BA$2,0)+1,FALSE)","v":0},0.84590331703645716]
[2006,2,6,24,null,2013,2,6,24,0.20396919993675511,0.35134526362814522,8.7170929771520234E-3,0.11287387114794943,9.2615799999999984E-2,6.8913000000000002E-2,2.028188418606668E-5,2.4450307537640017E-3,0,0.84089954032795189,null,null,0.19312109624887028,9.8903155644763208E-2,0.31100916138169982,7.300567740979344E-2,6.3526534650199487E-2,4.8751506227939457E-3,1.0150652537394905E-5,1.7871641481495757E-3,0,0.7462380907588072,null,{"$f":"J890*VLOOKUP($B890,$AR$36:$AZ$47,MATCH(AG$2,$AS$2:$BA$2,0)+1,FALSE)","v":0.19911417464932571},{"$f":"K890*VLOOKUP($B890,$AR$36:$AZ$47,MATCH(AH$2,$AS$2:$BA$2,0)+1,FALSE)","v":0.31609899738156272},{"$f":"L890*VLOOKUP($B890,$AR$36:$AZ$47,MATCH(AI$2,$AS$2:$BA$2,0)+1,FALSE)","v":5.9360205462038679E-3},{"$f":"M890*VLOOKUP($B890,$AR$36:$AZ$47,MATCH(AJ$2,$AS$2:$BA$2,0)+1,FALSE)","v":0.10411486191198738},{"$f":"N890*VLOOKUP($B890,$AR$36:$AZ$47,MATCH(AK$2,$AS$2:$BA$2,0)+1,FALSE)","v":7.3181614147413393E-2},{"$f":"O890*VLOOKUP($B890,$AR$36:$AZ$47,MATCH(AL$2,$AS$2:$BA$2,0)+1,FALSE)","v":6.0570878514787624E-2},{"$f":"P890*VLOOKUP($B890,$AR$36:$AZ$47,MATCH(AM$2,$AS$2:$BA$2,0)+1,FALSE)","v":1.0150652537394905E-5},{"$f":"Q890*VLOOKUP($B890,$AR$36:$AZ$47,MATCH(AN$2,$AS$2:$BA$2,0)+1,FALSE)","v":1.8857902256094999E-3},{"$f":"R890*VLOOKUP($B890,$AR$36:$BA$47,MATCH(AO$2,$AS$2:$BA$2,0)+1,FALSE)","v":0},0.76091248802942768]
[2006,2,7,1,null,2013,2,7,1,0.22460442234191827,0.32702391427138755,8.7170929771520234E-3,8.8322217041768902E-2,9.18852E-2,6.7555000000000004E-2,2.028188418606668E-5,2.4450307537640017E-3,0,0.81057315927017681,null,null,0.21265883416939954,7.7390328604241568E-2,0.28948001825620073,7.2429771917257676E-2,6.2274680369367563E-2,4.8751506227939457E-3,1.0150652537394905E-5,1.7871641481495757E-3,0,0.72090609873994804,null,{"$f":"J891*VLOOKUP($B891,$AR$36:$AZ$47,MATCH(AG$2,$AS$2:$BA$2,0)+1,FALSE)","v":0.21925822227604261},{"$f":"K891*VLOOKUP($B891,$AR$36:$AZ$47,MATCH(AH$2,$AS$2:$BA$2,0)+1,FALSE)","v":0.29421751798648388},{"$f":"L891*VLOOKUP($B891,$AR$36:$AZ$47,MATCH(AI$2,$AS$2:$BA$2,0)+1,FALSE)","v":5.9360205462038679E-3},{"$f":"M891*VLOOKUP($B891,$AR$36:$AZ$47,MATCH(AJ$2,$AS$2:$BA$2,0)+1,FALSE)","v":8.1468415475988612E-2},{"$f":"N891*VLOOKUP($B891,$AR$36:$AZ$47,MATCH(AK$2,$AS$2:$BA$2,0)+1,FALSE)","v":7.2604320777425777E-2},{"$f":"O891*VLOOKUP($B891,$AR$36:$AZ$47,MATCH(AL$2,$AS$2:$BA$2,0)+1,FALSE)","v":5.9377268411859564E-2},{"$f":"P891*VLOOKUP($B891,$AR$36:$AZ$47,MATCH(AM$2,$AS$2:$BA$2,0)+1,FALSE)","v":1.0150652537394905E-5},{"$f":"Q891*VLOOKUP($B891,$AR$36:$AZ$47,MATCH(AN$2,$AS$2:$BA$2,0)+1,FALSE)","v":1.8857902256094999E-3},{"$f":"R891*VLOOKUP($B891,$AR$36:$BA$47,MATCH(AO$2,$AS$2:$BA$2,0)+1,FALSE)","v":0},0.73475770635215121]
[2006,2,7,2,null,2013,2,7,2,0.21275972803451518,0.31732731322954466,8.7170929771520234E-3,8.2679612732496424E-2,9.1285300000000041E-2,6.7097000000000004E-2,2.028188418606668E-5,2.4450307537640017E-3,0,0.78233135961165834,null,null,0.20144410003263913,7.2446125250833979E-2,0.28089663299255802,7.1956892496271921E-2,6.1852479146524392E-2,4.8751506227939457E-3,1.0150652537394905E-5,1.7871641481495757E-3,0,0.6952686953423084,null,{"$f":"J892*VLOOKUP($B892,$AR$36:$AZ$47,MATCH(AG$2,$AS$2:$BA$2,0)+1,FALSE)","v":0.20769546411587225},{"$f":"K892*VLOOKUP($B892,$AR$36:$AZ$47,MATCH(AH$2,$AS$2:$BA$2,0)+1,FALSE)","v":0.28549366090162059},{"$f":"L892*VLOOKUP($B892,$AR$36:$AZ$47,MATCH(AI$2,$AS$2:$BA$2,0)+1,FALSE)","v":5.9360205462038679E-3},{"$f":"M892*VLOOKUP($B892,$AR$36:$AZ$47,MATCH(AJ$2,$AS$2:$BA$2,0)+1,FALSE)","v":7.6263677102890282E-2},{"$f":"N892*VLOOKUP($B892,$AR$36:$AZ$47,MATCH(AK$2,$AS$2:$BA$2,0)+1,FALSE)","v":7.2130301762019872E-2},{"$f":"O892*VLOOKUP($B892,$AR$36:$AZ$47,MATCH(AL$2,$AS$2:$BA$2,0)+1,FALSE)","v":5.8974710659914754E-2},{"$f":"P892*VLOOKUP($B892,$AR$36:$AZ$47,MATCH(AM$2,$AS$2:$BA$2,0)+1,FALSE)","v":1.0150652537394905E-5},{"$f":"Q892*VLOOKUP($B892,$AR$36:$AZ$47,MATCH(AN$2,$AS$2:$BA$2,0)+1,FALSE)","v":1.8857902256094999E-3},{"$f":"R892*VLOOKUP($B892,$AR$36:$BA$47,MATCH(AO$2,$AS$2:$BA$2,0)+1,FALSE)","v":0},0.70838977596666852]
[2006,2,7,3,null,2013,2,7,3,0.20650385927365927,0.31508943540040457,8.7170929771520234E-3,8.4634551715913511E-2,9.0760399999999991E-2,6.7599999999999993E-2,2.028188418606668E-5,2.4450307537640017E-3,0,0.77577065200507933,null,null,0.19552094970670678,7.4159095955094512E-2,0.27891567414960011,7.1543132856206143E-2,6.2316163022266988E-2,4.8751506227939457E-3,1.0150652537394905E-5,1.7871641481495757E-3,0,0.68912748111335542,null,{"$f":"J893*VLOOKUP($B893,$AR$36:$AZ$47,MATCH(AG$2,$AS$2:$BA$2,0)+1,FALSE)","v":0.20158850215583832},{"$f":"K893*VLOOKUP($B893,$AR$36:$AZ$47,MATCH(AH$2,$AS$2:$BA$2,0)+1,FALSE)","v":0.28348028257755042},{"$f":"L893*VLOOKUP($B893,$AR$36:$AZ$47,MATCH(AI$2,$AS$2:$BA$2,0)+1,FALSE)","v":5.9360205462038679E-3},{"$f":"M893*VLOOKUP($B893,$AR$36:$AZ$47,MATCH(AJ$2,$AS$2:$BA$2,0)+1,FALSE)","v":7.8066912876013042E-2},{"$f":"N893*VLOOKUP($B893,$AR$36:$AZ$47,MATCH(AK$2,$AS$2:$BA$2,0)+1,FALSE)","v":7.1715545000581971E-2},{"$f":"O893*VLOOKUP($B893,$AR$36:$AZ$47,MATCH(AL$2,$AS$2:$BA$2,0)+1,FALSE)","v":5.941682102940872E-2},{"$f":"P893*VLOOKUP($B893,$AR$36:$AZ$47,MATCH(AM$2,$AS$2:$BA$2,0)+1,FALSE)","v":1.0150652537394905E-5},{"$f":"Q893*VLOOKUP($B893,$AR$36:$AZ$47,MATCH(AN$2,$AS$2:$BA$2,0)+1,FALSE)","v":1.8857902256094999E-3},{"$f":"R893*VLOOKUP($B893,$AR$36:$BA$47,MATCH(AO$2,$AS$2:$BA$2,0)+1,FALSE)","v":0},0.70210002506374325]
[2006,2,7,4,null,2013,2,7,4,0.20770084428661928,0.31374707521798217,8.7170929771520234E-3,8.3215745812186367E-2,9.1400300000000032E-2,6.7558999999999994E-2,2.028188418606668E-5,2.4450307537640017E-3,0,0.77480537093188995,null,null,0.19665427306125238,7.2915899636062403E-2,0.27772742328122002,7.204754282701599E-2,6.2278367716291944E-2,4.8751506227939457E-3,1.0150652537394905E-5,1.7871641481495757E-3,0,0.68829597194532366,null,{"$f":"J894*VLOOKUP($B894,$AR$36:$AZ$47,MATCH(AG$2,$AS$2:$BA$2,0)+1,FALSE)","v":0.20275699564895905},{"$f":"K894*VLOOKUP($B894,$AR$36:$AZ$47,MATCH(AH$2,$AS$2:$BA$2,0)+1,FALSE)","v":0.28227258533009947},{"$f":"L894*VLOOKUP($B894,$AR$36:$AZ$47,MATCH(AI$2,$AS$2:$BA$2,0)+1,FALSE)","v":5.9360205462038679E-3},{"$f":"M894*VLOOKUP($B894,$AR$36:$AZ$47,MATCH(AJ$2,$AS$2:$BA$2,0)+1,FALSE)","v":7.6758206270630097E-2},{"$f":"N894*VLOOKUP($B894,$AR$36:$AZ$47,MATCH(AK$2,$AS$2:$BA$2,0)+1,FALSE)","v":7.2221170551437577E-2},{"$f":"O894*VLOOKUP($B894,$AR$36:$AZ$47,MATCH(AL$2,$AS$2:$BA$2,0)+1,FALSE)","v":5.9380784200086148E-2},{"$f":"P894*VLOOKUP($B894,$AR$36:$AZ$47,MATCH(AM$2,$AS$2:$BA$2,0)+1,FALSE)","v":1.0150652537394905E-5},{"$f":"Q894*VLOOKUP($B894,$AR$36:$AZ$47,MATCH(AN$2,$AS$2:$BA$2,0)+1,FALSE)","v":1.8857902256094999E-3},{"$f":"R894*VLOOKUP($B894,$AR$36:$BA$47,MATCH(AO$2,$AS$2:$BA$2,0)+1,FALSE)","v":0},0.70122170342556323]
[2006,2,7,5,null,2013,2,7,5,0.21658748231226671,0.31897974792887412,8.7170929771520234E-3,8.2473104392480887E-2,9.3273800000000032E-2,6.7575999999999997E-2,2.028188418606668E-5,2.4450307537640017E-3,0,0.79007254024872386,null,null,0.20506827516555082,7.2265177027061908E-2,0.28235936035301679,7.3524354954398657E-2,6.2294038940720622E-2,4.8751506227939457E-3,1.0150652537394905E-5,1.7871641481495757E-3,0,0.70218367186422981,null,{"$f":"J895*VLOOKUP($B895,$AR$36:$AZ$47,MATCH(AG$2,$AS$2:$BA$2,0)+1,FALSE)","v":0.21143210736402565},{"$f":"K895*VLOOKUP($B895,$AR$36:$AZ$47,MATCH(AH$2,$AS$2:$BA$2,0)+1,FALSE)","v":0.28698032659992173},{"$f":"L895*VLOOKUP($B895,$AR$36:$AZ$47,MATCH(AI$2,$AS$2:$BA$2,0)+1,FALSE)","v":5.9360205462038679E-3},{"$f":"M895*VLOOKUP($B895,$AR$36:$AZ$47,MATCH(AJ$2,$AS$2:$BA$2,0)+1,FALSE)","v":7.6073193804269204E-2},{"$f":"N895*VLOOKUP($B895,$AR$36:$AZ$47,MATCH(AK$2,$AS$2:$BA$2,0)+1,FALSE)","v":7.3701541655559977E-2},{"$f":"O895*VLOOKUP($B895,$AR$36:$AZ$47,MATCH(AL$2,$AS$2:$BA$2,0)+1,FALSE)","v":5.9395726300049169E-2},{"$f":"P895*VLOOKUP($B895,$AR$36:$AZ$47,MATCH(AM$2,$AS$2:$BA$2,0)+1,FALSE)","v":1.0150652537394905E-5},{"$f":"Q895*VLOOKUP($B895,$AR$36:$AZ$47,MATCH(AN$2,$AS$2:$BA$2,0)+1,FALSE)","v":1.8857902256094999E-3},{"$f":"R895*VLOOKUP($B895,$AR$36:$BA$47,MATCH(AO$2,$AS$2:$BA$2,0)+1,FALSE)","v":0},0.71541485714817665]
[2006,2,7,6,null,2013,2,7,6,0.23652043118084387,0.33777194814179928,8.7170929771520234E-3,8.0019260494914771E-2,9.78237E-2,7.0286000000000001E-2,2.028188418606668E-5,2.4450307537640017E-3,0,0.83360374543265991,null,null,0.22394108997369788,7.0115052268686043E-2,0.29899412687408927,7.7110876170506673E-2,6.47922164819979E-2,4.8751506227939457E-3,1.0150652537394905E-5,1.7871641481495757E-3,0,0.74162582719245884,null,{"$f":"J896*VLOOKUP($B896,$AR$36:$AZ$47,MATCH(AG$2,$AS$2:$BA$2,0)+1,FALSE)","v":0.23089059748667456},{"$f":"K896*VLOOKUP($B896,$AR$36:$AZ$47,MATCH(AH$2,$AS$2:$BA$2,0)+1,FALSE)","v":0.30388733022523939},{"$f":"L896*VLOOKUP($B896,$AR$36:$AZ$47,MATCH(AI$2,$AS$2:$BA$2,0)+1,FALSE)","v":5.9360205462038679E-3},{"$f":"M896*VLOOKUP($B896,$AR$36:$AZ$47,MATCH(AJ$2,$AS$2:$BA$2,0)+1,FALSE)","v":7.380976812434549E-2},{"$f":"N896*VLOOKUP($B896,$AR$36:$AZ$47,MATCH(AK$2,$AS$2:$BA$2,0)+1,FALSE)","v":7.7296706046617591E-2},{"$f":"O896*VLOOKUP($B896,$AR$36:$AZ$47,MATCH(AL$2,$AS$2:$BA$2,0)+1,FALSE)","v":6.1777672823565409E-2},{"$f":"P896*VLOOKUP($B896,$AR$36:$AZ$47,MATCH(AM$2,$AS$2:$BA$2,0)+1,FALSE)","v":1.0150652537394905E-5},{"$f":"Q896*VLOOKUP($B896,$AR$36:$AZ$47,MATCH(AN$2,$AS$2:$BA$2,0)+1,FALSE)","v":1.8857902256094999E-3},{"$f":"R896*VLOOKUP($B896,$AR$36:$BA$47,MATCH(AO$2,$AS$2:$BA$2,0)+1,FALSE)","v":0},0.75549403613079325]
[2006,2,7,7,null,2013,2,7,7,0.27386622877947131,0.38298025081825426,8.7170929771520234E-3,8.5643509933953782E-2,0.11064050000000003,7.5266E-2,2.028188418606668E-5,2.4450307537640017E-3,0,0.9395788951467815,null,null,0.25930065099943933,7.5043172585611606E-2,0.33901230203803645,8.7213894945120107E-2,6.938296340286905E-2,4.8751506227939457E-3,1.0150652537394905E-5,1.7871641481495757E-3,0,0.83662544939455752,null,{"$f":"J897*VLOOKUP($B897,$AR$36:$AZ$47,MATCH(AG$2,$AS$2:$BA$2,0)+1,FALSE)","v":0.2673474628750625},{"$f":"K897*VLOOKUP($B897,$AR$36:$AZ$47,MATCH(AH$2,$AS$2:$BA$2,0)+1,FALSE)","v":0.34456042483816157},{"$f":"L897*VLOOKUP($B897,$AR$36:$AZ$47,MATCH(AI$2,$AS$2:$BA$2,0)+1,FALSE)","v":5.9360205462038679E-3},{"$f":"M897*VLOOKUP($B897,$AR$36:$AZ$47,MATCH(AJ$2,$AS$2:$BA$2,0)+1,FALSE)","v":7.8997575964625782E-2},{"$f":"N897*VLOOKUP($B897,$AR$36:$AZ$47,MATCH(AK$2,$AS$2:$BA$2,0)+1,FALSE)","v":8.7424072135390454E-2},{"$f":"O897*VLOOKUP($B897,$AR$36:$AZ$47,MATCH(AL$2,$AS$2:$BA$2,0)+1,FALSE)","v":6.6154829165672738E-2},{"$f":"P897*VLOOKUP($B897,$AR$36:$AZ$47,MATCH(AM$2,$AS$2:$BA$2,0)+1,FALSE)","v":1.0150652537394905E-5},{"$f":"Q897*VLOOKUP($B897,$AR$36:$AZ$47,MATCH(AN$2,$AS$2:$BA$2,0)+1,FALSE)","v":1.8857902256094999E-3},{"$f":"R897*VLOOKUP($B897,$AR$36:$BA$47,MATCH(AO$2,$AS$2:$BA$2,0)+1,FALSE)","v":0},0.85231632640326382]
[2006,2,7,8,null,2013,2,7,8,0.31255808834318854,0.43316842542150635,2.9056976590506756E-3,0.10058052098991231,0.11782869999999998,7.9911999999999997E-2,6.7606280620222283E-6,2.1807636871681987E-3,0,1.0491409567288883,null,null,0.29593468367284947,8.8131387903385386E-2,0.38343863621841096,9.2880092401246103E-2,7.3665816855553248E-2,1.6250502075979825E-3,3.3835508457983023E-6,1.5940014951933252E-3,0,0.93727305230508218,null,{"$f":"J898*VLOOKUP($B898,$AR$36:$AZ$47,MATCH(AG$2,$AS$2:$BA$2,0)+1,FALSE)","v":0.30511835026916906},{"$f":"K898*VLOOKUP($B898,$AR$36:$AZ$47,MATCH(AH$2,$AS$2:$BA$2,0)+1,FALSE)","v":0.38971382041456898},{"$f":"L898*VLOOKUP($B898,$AR$36:$AZ$47,MATCH(AI$2,$AS$2:$BA$2,0)+1,FALSE)","v":1.97867351540129E-3},{"$f":"M898*VLOOKUP($B898,$AR$36:$AZ$47,MATCH(AJ$2,$AS$2:$BA$2,0)+1,FALSE)","v":9.2775475381493652E-2},{"$f":"N898*VLOOKUP($B898,$AR$36:$AZ$47,MATCH(AK$2,$AS$2:$BA$2,0)+1,FALSE)","v":9.3103924588367526E-2},{"$f":"O898*VLOOKUP($B898,$AR$36:$AZ$47,MATCH(AL$2,$AS$2:$BA$2,0)+1,FALSE)","v":7.0238417190859617E-2},{"$f":"P898*VLOOKUP($B898,$AR$36:$AZ$47,MATCH(AM$2,$AS$2:$BA$2,0)+1,FALSE)","v":3.3835508457983023E-6},{"$f":"Q898*VLOOKUP($B898,$AR$36:$AZ$47,MATCH(AN$2,$AS$2:$BA$2,0)+1,FALSE)","v":1.6819677377452177E-3},{"$f":"R898*VLOOKUP($B898,$AR$36:$BA$47,MATCH(AO$2,$AS$2:$BA$2,0)+1,FALSE)","v":0},0.95461401264845125]
[2006,2,7,9,null,2013,2,7,9,0.27989702227236979,0.46618644022561651,0,0.11129878416576935,0.12252709999999999,8.2959000000000005E-2,0,2.0486301538702968E-3,0,1.0649169768176259,null,null,{"$f":"$J899*$AS$6","v":0.26501069668751498},{"$f":"$M899*$AV$6","v":9.7523021594532883E-2},{"$f":"$K899*$AT$6","v":0.41266602636072747},{"$f":"$N899*$AW$6","v":9.658367078357584E-2},{"$f":"$O899*$AX$6","v":7.6474653375210769E-2},{"$f":"$L899*$AU$6","v":0},{"$f":"$P899*$AY$6","v":0},{"$f":"$Q899*$AZ$6","v":1.4974201687151995E-3},0,{"$f":"SUM(V899:AD899)","v":0.94975548897027717},null,{"$f":"J899*VLOOKUP($B899,$AR$36:$AZ$47,MATCH(AG$2,$AS$2:$BA$2,0)+1,FALSE)","v":0.27323470697461943},{"$f":"K899*VLOOKUP($B899,$AR$36:$AZ$47,MATCH(AH$2,$AS$2:$BA$2,0)+1,FALSE)","v":0.41941953287339706},{"$f":"L899*VLOOKUP($B899,$AR$36:$AZ$47,MATCH(AI$2,$AS$2:$BA$2,0)+1,FALSE)","v":0},{"$f":"M899*VLOOKUP($B899,$AR$36:$AZ$47,MATCH(AJ$2,$AS$2:$BA$2,0)+1,FALSE)","v":0.10266200163545715},{"$f":"N899*VLOOKUP($B899,$AR$36:$AZ$47,MATCH(AK$2,$AS$2:$BA$2,0)+1,FALSE)","v":9.6816428242281954E-2},{"$f":"O899*VLOOKUP($B899,$AR$36:$AZ$47,MATCH(AL$2,$AS$2:$BA$2,0)+1,FALSE)","v":7.2916568872466253E-2},{"$f":"P899*VLOOKUP($B899,$AR$36:$AZ$47,MATCH(AM$2,$AS$2:$BA$2,0)+1,FALSE)","v":0},{"$f":"Q899*VLOOKUP($B899,$AR$36:$AZ$47,MATCH(AN$2,$AS$2:$BA$2,0)+1,FALSE)","v":1.5800564938130762E-3},{"$f":"R899*VLOOKUP($B899,$AR$36:$BA$47,MATCH(AO$2,$AS$2:$BA$2,0)+1,FALSE)","v":0},0.96662929509203488]
[2006,2,7,10,null,2013,2,7,10,0.26079627233780839,0.4812185290871287,0,0.11522345159872931,0.12561139999999998,8.5651000000000005E-2,0,2.0486301538702968E-3,0,1.0705492831775365,null,null,0.24692582030577789,0.10096192193549122,0.42597236014293582,9.9014912654131676E-2,7.8956237855328265E-2,0,0,1.4974201687151995E-3,{"$f":"$R900*$BA$6","v":0},0.95332867306238001,null,{"$f":"J900*VLOOKUP($B900,$AR$36:$AZ$47,MATCH(AG$2,$AS$2:$BA$2,0)+1,FALSE)","v":0.25458860717336207},{"$f":"K900*VLOOKUP($B900,$AR$36:$AZ$47,MATCH(AH$2,$AS$2:$BA$2,0)+1,FALSE)","v":0.43294363212723974},{"$f":"L900*VLOOKUP($B900,$AR$36:$AZ$47,MATCH(AI$2,$AS$2:$BA$2,0)+1,FALSE)","v":0},{"$f":"M900*VLOOKUP($B900,$AR$36:$AZ$47,MATCH(AJ$2,$AS$2:$BA$2,0)+1,FALSE)","v":0.10628211498567179},{"$f":"N900*VLOOKUP($B900,$AR$36:$AZ$47,MATCH(AK$2,$AS$2:$BA$2,0)+1,FALSE)","v":9.9253529174464866E-2},{"$f":"O900*VLOOKUP($B900,$AR$36:$AZ$47,MATCH(AL$2,$AS$2:$BA$2,0)+1,FALSE)","v":7.5282694348962828E-2},{"$f":"P900*VLOOKUP($B900,$AR$36:$AZ$47,MATCH(AM$2,$AS$2:$BA$2,0)+1,FALSE)","v":0},{"$f":"Q900*VLOOKUP($B900,$AR$36:$AZ$47,MATCH(AN$2,$AS$2:$BA$2,0)+1,FALSE)","v":1.5800564938130762E-3},{"$f":"R900*VLOOKUP($B900,$AR$36:$BA$47,MATCH(AO$2,$AS$2:$BA$2,0)+1,FALSE)","v":0},{"$f":"SUM(AG900:AO900)","v":0.96993063430351434}]
[2006,2,7,11,null,2013,2,7,11,0.24773786140036694,0.4836947648725618,0,0.11329292507742612,0.12584569999999998,8.6667999999999995E-2,0,2.0486301538702968E-3,0,1.059287881504225,null,null,0.23456192106859461,9.9270342094462075E-2,0.42816431231857693,9.9199602849725885E-2,7.9893745810855551E-2,0,0,1.4974201687151995E-3,0,0.94258734431093016,null,{"$f":"J901*VLOOKUP($B901,$AR$36:$AZ$47,MATCH(AG$2,$AS$2:$BA$2,0)+1,FALSE)","v":0.24184102216127887},{"$f":"K901*VLOOKUP($B901,$AR$36:$AZ$47,MATCH(AH$2,$AS$2:$BA$2,0)+1,FALSE)","v":0.43517145680594144},{"$f":"L901*VLOOKUP($B901,$AR$36:$AZ$47,MATCH(AI$2,$AS$2:$BA$2,0)+1,FALSE)","v":0},{"$f":"M901*VLOOKUP($B901,$AR$36:$AZ$47,MATCH(AJ$2,$AS$2:$BA$2,0)+1,FALSE)","v":0.10450139726828746},{"$f":"N901*VLOOKUP($B901,$AR$36:$AZ$47,MATCH(AK$2,$AS$2:$BA$2,0)+1,FALSE)","v":9.9438664455861123E-2},{"$f":"O901*VLOOKUP($B901,$AR$36:$AZ$47,MATCH(AL$2,$AS$2:$BA$2,0)+1,FALSE)","v":7.6176583505573894E-2},{"$f":"P901*VLOOKUP($B901,$AR$36:$AZ$47,MATCH(AM$2,$AS$2:$BA$2,0)+1,FALSE)","v":0},{"$f":"Q901*VLOOKUP($B901,$AR$36:$AZ$47,MATCH(AN$2,$AS$2:$BA$2,0)+1,FALSE)","v":1.5800564938130762E-3},{"$f":"R901*VLOOKUP($B901,$AR$36:$BA$47,MATCH(AO$2,$AS$2:$BA$2,0)+1,FALSE)","v":0},0.95870918069075584]
[2006,2,7,12,null,2013,2,7,12,0.25214029506105029,0.47912442846256609,0,0.10886790611240166,0.1255135,8.6707000000000006E-2,0,2.0486301538702968E-3,0,1.0544017597898885,null,null,0.23873021125641572,9.5393020133428277E-2,0.42411867219971822,9.8937741633437395E-2,7.9929697443368419E-2,0,0,1.4974201687151995E-3,0,0.93860676283508326,null,{"$f":"J902*VLOOKUP($B902,$AR$36:$AZ$47,MATCH(AG$2,$AS$2:$BA$2,0)+1,FALSE)","v":0.24613866584996902},{"$f":"K902*VLOOKUP($B902,$AR$36:$AZ$47,MATCH(AH$2,$AS$2:$BA$2,0)+1,FALSE)","v":0.43105960756119083},{"$f":"L902*VLOOKUP($B902,$AR$36:$AZ$47,MATCH(AI$2,$AS$2:$BA$2,0)+1,FALSE)","v":0},{"$f":"M902*VLOOKUP($B902,$AR$36:$AZ$47,MATCH(AJ$2,$AS$2:$BA$2,0)+1,FALSE)","v":0.10041975965086604},{"$f":"N902*VLOOKUP($B902,$AR$36:$AZ$47,MATCH(AK$2,$AS$2:$BA$2,0)+1,FALSE)","v":9.9176172178951902E-2},{"$f":"O902*VLOOKUP($B902,$AR$36:$AZ$47,MATCH(AL$2,$AS$2:$BA$2,0)+1,FALSE)","v":7.6210862440783178E-2},{"$f":"P902*VLOOKUP($B902,$AR$36:$AZ$47,MATCH(AM$2,$AS$2:$BA$2,0)+1,FALSE)","v":0},{"$f":"Q902*VLOOKUP($B902,$AR$36:$AZ$47,MATCH(AN$2,$AS$2:$BA$2,0)+1,FALSE)","v":1.5800564938130762E-3},{"$f":"R902*VLOOKUP($B902,$AR$36:$BA$47,MATCH(AO$2,$AS$2:$BA$2,0)+1,FALSE)","v":0},0.95458512417557406]
[2006,2,7,13,null,2013,2,7,13,0.2540597269928353,0.4758505541146173,0,0.10770035267260966,0.12539110000000003,8.6858000000000005E-2,0,2.0486301538702968E-3,0,1.0519083639339326,null,null,0.2405475581840712,9.4369978056418558E-2,0.42122065415071941,9.8841258150975914E-2,8.0068894789764297E-2,0,0,1.4974201687151995E-3,0,0.93654576350066465,null,{"$f":"J903*VLOOKUP($B903,$AR$36:$AZ$47,MATCH(AG$2,$AS$2:$BA$2,0)+1,FALSE)","v":0.24801241004767846},{"$f":"K903*VLOOKUP($B903,$AR$36:$AZ$47,MATCH(AH$2,$AS$2:$BA$2,0)+1,FALSE)","v":0.42811416185273493},{"$f":"L903*VLOOKUP($B903,$AR$36:$AZ$47,MATCH(AI$2,$AS$2:$BA$2,0)+1,FALSE)","v":0},{"$f":"M903*VLOOKUP($B903,$AR$36:$AZ$47,MATCH(AJ$2,$AS$2:$BA$2,0)+1,FALSE)","v":9.9342808325262308E-2},{"$f":"N903*VLOOKUP($B903,$AR$36:$AZ$47,MATCH(AK$2,$AS$2:$BA$2,0)+1,FALSE)","v":9.9079456180476033E-2},{"$f":"O903*VLOOKUP($B903,$AR$36:$AZ$47,MATCH(AL$2,$AS$2:$BA$2,0)+1,FALSE)","v":7.6343583446337029E-2},{"$f":"P903*VLOOKUP($B903,$AR$36:$AZ$47,MATCH(AM$2,$AS$2:$BA$2,0)+1,FALSE)","v":0},{"$f":"Q903*VLOOKUP($B903,$AR$36:$AZ$47,MATCH(AN$2,$AS$2:$BA$2,0)+1,FALSE)","v":1.5800564938130762E-3},{"$f":"R903*VLOOKUP($B903,$AR$36:$BA$47,MATCH(AO$2,$AS$2:$BA$2,0)+1,FALSE)","v":0},0.95247247634630194]
[2006,2,7,14,null,2013,2,7,14,0.24849000767325297,0.47095395359737552,0,0.10155748251552908,0.12521270000000001,8.5953000000000002E-2,0,2.0486301538702968E-3,0,1.0342157739400277,null,null,0.23527406443535925,8.8987428161811266E-2,0.41688620659118047,9.8700631898760743E-2,7.9234632548120049E-2,0,0,1.4974201687151995E-3,0,0.92058038380394702,null,{"$f":"J904*VLOOKUP($B904,$AR$36:$AZ$47,MATCH(AG$2,$AS$2:$BA$2,0)+1,FALSE)","v":0.2425752652940053},{"$f":"K904*VLOOKUP($B904,$AR$36:$AZ$47,MATCH(AH$2,$AS$2:$BA$2,0)+1,FALSE)","v":0.42370877867467582},{"$f":"L904*VLOOKUP($B904,$AR$36:$AZ$47,MATCH(AI$2,$AS$2:$BA$2,0)+1,FALSE)","v":0},{"$f":"M904*VLOOKUP($B904,$AR$36:$AZ$47,MATCH(AJ$2,$AS$2:$BA$2,0)+1,FALSE)","v":9.3676624720117729E-2},{"$f":"N904*VLOOKUP($B904,$AR$36:$AZ$47,MATCH(AK$2,$AS$2:$BA$2,0)+1,FALSE)","v":9.8938491032370637E-2},{"$f":"O904*VLOOKUP($B904,$AR$36:$AZ$47,MATCH(AL$2,$AS$2:$BA$2,0)+1,FALSE)","v":7.5548136360070531E-2},{"$f":"P904*VLOOKUP($B904,$AR$36:$AZ$47,MATCH(AM$2,$AS$2:$BA$2,0)+1,FALSE)","v":0},{"$f":"Q904*VLOOKUP($B904,$AR$36:$AZ$47,MATCH(AN$2,$AS$2:$BA$2,0)+1,FALSE)","v":1.5800564938130762E-3},{"$f":"R904*VLOOKUP($B904,$AR$36:$BA$47,MATCH(AO$2,$AS$2:$BA$2,0)+1,FALSE)","v":0},0.9360273525750531]
[2006,2,7,15,null,2013,2,7,15,0.25586363015894165,0.46035252853363628,0,9.1309778907619446E-2,0.12398559999999999,8.4958000000000006E-2,0,2.0486301538702968E-3,0,1.0185181677540678,null,null,0.24225552074446408,8.0008111561550396E-2,0.40750187539378008,9.7733353456534264E-2,7.8317405000676923E-2,0,0,1.4974201687151995E-3,0,0.90731368632572096,null,{"$f":"J905*VLOOKUP($B905,$AR$36:$AZ$47,MATCH(AG$2,$AS$2:$BA$2,0)+1,FALSE)","v":0.24977337538057157},{"$f":"K905*VLOOKUP($B905,$AR$36:$AZ$47,MATCH(AH$2,$AS$2:$BA$2,0)+1,FALSE)","v":0.41417086773528017},{"$f":"L905*VLOOKUP($B905,$AR$36:$AZ$47,MATCH(AI$2,$AS$2:$BA$2,0)+1,FALSE)","v":0},{"$f":"M905*VLOOKUP($B905,$AR$36:$AZ$47,MATCH(AJ$2,$AS$2:$BA$2,0)+1,FALSE)","v":8.4224142624823972E-2},{"$f":"N905*VLOOKUP($B905,$AR$36:$AZ$47,MATCH(AK$2,$AS$2:$BA$2,0)+1,FALSE)","v":9.7968881541114355E-2},{"$f":"O905*VLOOKUP($B905,$AR$36:$AZ$47,MATCH(AL$2,$AS$2:$BA$2,0)+1,FALSE)","v":7.467358403870572E-2},{"$f":"P905*VLOOKUP($B905,$AR$36:$AZ$47,MATCH(AM$2,$AS$2:$BA$2,0)+1,FALSE)","v":0},{"$f":"Q905*VLOOKUP($B905,$AR$36:$AZ$47,MATCH(AN$2,$AS$2:$BA$2,0)+1,FALSE)","v":1.5800564938130762E-3},{"$f":"R905*VLOOKUP($B905,$AR$36:$BA$47,MATCH(AO$2,$AS$2:$BA$2,0)+1,FALSE)","v":0},0.92239090781430899]
[2006,2,7,16,null,2013,2,7,16,0.28289424695768373,0.45563727803936255,0,9.2232680955178059E-2,0.1234316,8.4855E-2,0,2.0486301538702968E-3,0,1.0410994361060946,null,null,0.26784851395164844,8.0816783435087164E-2,0.40332795801466093,9.7296655341471569E-2,7.8222455817373748E-2,0,0,1.4974201687151995E-3,0,0.92900978672895707,null,{"$f":"J906*VLOOKUP($B906,$AR$36:$AZ$47,MATCH(AG$2,$AS$2:$BA$2,0)+1,FALSE)","v":0.27616058950806033},{"$f":"K906*VLOOKUP($B906,$AR$36:$AZ$47,MATCH(AH$2,$AS$2:$BA$2,0)+1,FALSE)","v":0.40992864190234468},{"$f":"L906*VLOOKUP($B906,$AR$36:$AZ$47,MATCH(AI$2,$AS$2:$BA$2,0)+1,FALSE)","v":0},{"$f":"M906*VLOOKUP($B906,$AR$36:$AZ$47,MATCH(AJ$2,$AS$2:$BA$2,0)+1,FALSE)","v":8.5075427499371317E-2},{"$f":"N906*VLOOKUP($B906,$AR$36:$AZ$47,MATCH(AK$2,$AS$2:$BA$2,0)+1,FALSE)","v":9.7531131025136886E-2},{"$f":"O906*VLOOKUP($B906,$AR$36:$AZ$47,MATCH(AL$2,$AS$2:$BA$2,0)+1,FALSE)","v":7.4583052491870971E-2},{"$f":"P906*VLOOKUP($B906,$AR$36:$AZ$47,MATCH(AM$2,$AS$2:$BA$2,0)+1,FALSE)","v":0},{"$f":"Q906*VLOOKUP($B906,$AR$36:$AZ$47,MATCH(AN$2,$AS$2:$BA$2,0)+1,FALSE)","v":1.5800564938130762E-3},{"$f":"R906*VLOOKUP($B906,$AR$36:$BA$47,MATCH(AO$2,$AS$2:$BA$2,0)+1,FALSE)","v":0},0.94485889892059727]
[2006,2,7,17,null,2013,2,7,17,0.33059394504500256,0.45545761253888362,0,9.6138014114261205E-2,0.12151769999999998,8.3549999999999999E-2,0,2.0486301538702968E-3,0,1.0893059018520177,null,null,0.31301130317776427,8.4238742559455099E-2,0.40316891896556101,9.5787997358766613E-2,7.7019458883290051E-2,0,0,1.4974201687151995E-3,0,0.97472384111355237,null,{"$f":"J907*VLOOKUP($B907,$AR$36:$AZ$47,MATCH(AG$2,$AS$2:$BA$2,0)+1,FALSE)","v":0.32272490421157179},{"$f":"K907*VLOOKUP($B907,$AR$36:$AZ$47,MATCH(AH$2,$AS$2:$BA$2,0)+1,FALSE)","v":0.40976700009172518},{"$f":"L907*VLOOKUP($B907,$AR$36:$AZ$47,MATCH(AI$2,$AS$2:$BA$2,0)+1,FALSE)","v":0},{"$f":"M907*VLOOKUP($B907,$AR$36:$AZ$47,MATCH(AJ$2,$AS$2:$BA$2,0)+1,FALSE)","v":8.867770691481984E-2},{"$f":"N907*VLOOKUP($B907,$AR$36:$AZ$47,MATCH(AK$2,$AS$2:$BA$2,0)+1,FALSE)","v":9.601883732021034E-2},{"$f":"O907*VLOOKUP($B907,$AR$36:$AZ$47,MATCH(AL$2,$AS$2:$BA$2,0)+1,FALSE)","v":7.3436026582945249E-2},{"$f":"P907*VLOOKUP($B907,$AR$36:$AZ$47,MATCH(AM$2,$AS$2:$BA$2,0)+1,FALSE)","v":0},{"$f":"Q907*VLOOKUP($B907,$AR$36:$AZ$47,MATCH(AN$2,$AS$2:$BA$2,0)+1,FALSE)","v":1.5800564938130762E-3},{"$f":"R907*VLOOKUP($B907,$AR$36:$BA$47,MATCH(AO$2,$AS$2:$BA$2,0)+1,FALSE)","v":0},0.99220453161508537]
[2006,2,7,18,null,2013,2,7,18,0.39701927580846508,0.45895870548085405,6.1019650840064173E-3,0.11010628571581448,0.11873149999999999,8.1235000000000002E-2,1.4197318930246678E-5,2.3261105737958907E-3,0,1.1744930399818663,null,null,0.37590380214187902,9.6478122021207938E-2,0.40626806983658015,9.3591736910774312E-2,7.488540685079674E-2,3.4126054359557624E-3,7.1054567761764343E-6,1.7002409543192632E-3,0,1.0522470896082892,null,{"$f":"J908*VLOOKUP($B908,$AR$36:$AZ$47,MATCH(AG$2,$AS$2:$BA$2,0)+1,FALSE)","v":0.38756913027548912},{"$f":"K908*VLOOKUP($B908,$AR$36:$AZ$47,MATCH(AH$2,$AS$2:$BA$2,0)+1,FALSE)","v":0.41291687027146895},{"$f":"L908*VLOOKUP($B908,$AR$36:$AZ$47,MATCH(AI$2,$AS$2:$BA$2,0)+1,FALSE)","v":4.1552143823427078E-3},{"$f":"M908*VLOOKUP($B908,$AR$36:$AZ$47,MATCH(AJ$2,$AS$2:$BA$2,0)+1,FALSE)","v":0.10156204103177968},{"$f":"N908*VLOOKUP($B908,$AR$36:$AZ$47,MATCH(AK$2,$AS$2:$BA$2,0)+1,FALSE)","v":9.3817284093465847E-2},{"$f":"O908*VLOOKUP($B908,$AR$36:$AZ$47,MATCH(AL$2,$AS$2:$BA$2,0)+1,FALSE)","v":7.1401264146804991E-2},{"$f":"P908*VLOOKUP($B908,$AR$36:$AZ$47,MATCH(AM$2,$AS$2:$BA$2,0)+1,FALSE)","v":7.1054567761764343E-6},{"$f":"Q908*VLOOKUP($B908,$AR$36:$AZ$47,MATCH(AN$2,$AS$2:$BA$2,0)+1,FALSE)","v":1.7940701060705732E-3},{"$f":"R908*VLOOKUP($B908,$AR$36:$BA$47,MATCH(AO$2,$AS$2:$BA$2,0)+1,FALSE)","v":0},1.0732229797641979]
[2006,2,7,19,null,2013,2,7,19,0.43802880261794663,0.42744355086526287,8.7170929771520234E-3,9.211013706292602E-2,0.1097355,7.6604000000000005E-2,2.028188418606668E-5,2.4450307537640017E-3,0,1.1551043961612377,null,null,0.41473223690825656,8.0709407143962783E-2,0.37837100440699384,8.6500516255351573E-2,7.0616380949079016E-2,4.8751506227939457E-3,1.0150652537394905E-5,1.7871641481495757E-3,0,1.0376020110871247,null,{"$f":"J909*VLOOKUP($B909,$AR$36:$AZ$47,MATCH(AG$2,$AS$2:$BA$2,0)+1,FALSE)","v":0.42760251809071431},{"$f":"K909*VLOOKUP($B909,$AR$36:$AZ$47,MATCH(AH$2,$AS$2:$BA$2,0)+1,FALSE)","v":0.38456325402105401},{"$f":"L909*VLOOKUP($B909,$AR$36:$AZ$47,MATCH(AI$2,$AS$2:$BA$2,0)+1,FALSE)","v":5.9360205462038679E-3},{"$f":"M909*VLOOKUP($B909,$AR$36:$AZ$47,MATCH(AJ$2,$AS$2:$BA$2,0)+1,FALSE)","v":8.4962393009721762E-2},{"$f":"N909*VLOOKUP($B909,$AR$36:$AZ$47,MATCH(AK$2,$AS$2:$BA$2,0)+1,FALSE)","v":8.6708974270842384E-2},{"$f":"O909*VLOOKUP($B909,$AR$36:$AZ$47,MATCH(AL$2,$AS$2:$BA$2,0)+1,FALSE)","v":6.7330860327467851E-2},{"$f":"P909*VLOOKUP($B909,$AR$36:$AZ$47,MATCH(AM$2,$AS$2:$BA$2,0)+1,FALSE)","v":1.0150652537394905E-5},{"$f":"Q909*VLOOKUP($B909,$AR$36:$AZ$47,MATCH(AN$2,$AS$2:$BA$2,0)+1,FALSE)","v":1.8857902256094999E-3},{"$f":"R909*VLOOKUP($B909,$AR$36:$BA$47,MATCH(AO$2,$AS$2:$BA$2,0)+1,FALSE)","v":0},1.0589999611441512]
[2006,2,7,20,null,2013,2,7,20,0.43759917836079915,0.41224731972352335,8.7170929771520234E-3,8.7077229034848935E-2,0.10486790000000003,7.5146000000000004E-2,2.028188418606668E-5,2.4450307537640017E-3,0,1.1281200327342737,null,null,0.4143254622209942,7.6299436253585207E-2,0.36491937265664548,8.266356364726625E-2,6.9272342995137223E-2,4.8751506227939457E-3,1.0150652537394905E-5,1.7871641481495757E-3,0,1.0141526431971093,null,{"$f":"J910*VLOOKUP($B910,$AR$36:$AZ$47,MATCH(AG$2,$AS$2:$BA$2,0)+1,FALSE)","v":0.4271831200669059},{"$f":"K910*VLOOKUP($B910,$AR$36:$AZ$47,MATCH(AH$2,$AS$2:$BA$2,0)+1,FALSE)","v":0.37089147891790009},{"$f":"L910*VLOOKUP($B910,$AR$36:$AZ$47,MATCH(AI$2,$AS$2:$BA$2,0)+1,FALSE)","v":5.9360205462038679E-3},{"$f":"M910*VLOOKUP($B910,$AR$36:$AZ$47,MATCH(AJ$2,$AS$2:$BA$2,0)+1,FALSE)","v":8.0320038503494673E-2},{"$f":"N910*VLOOKUP($B910,$AR$36:$AZ$47,MATCH(AK$2,$AS$2:$BA$2,0)+1,FALSE)","v":8.2862774971976028E-2},{"$f":"O910*VLOOKUP($B910,$AR$36:$AZ$47,MATCH(AL$2,$AS$2:$BA$2,0)+1,FALSE)","v":6.6049355518874975E-2},{"$f":"P910*VLOOKUP($B910,$AR$36:$AZ$47,MATCH(AM$2,$AS$2:$BA$2,0)+1,FALSE)","v":1.0150652537394905E-5},{"$f":"Q910*VLOOKUP($B910,$AR$36:$AZ$47,MATCH(AN$2,$AS$2:$BA$2,0)+1,FALSE)","v":1.8857902256094999E-3},{"$f":"R910*VLOOKUP($B910,$AR$36:$BA$47,MATCH(AO$2,$AS$2:$BA$2,0)+1,FALSE)","v":0},1.0351387294035024]
[2006,2,7,21,null,2013,2,7,21,0.41097939621403273,0.4100833550806533,8.7170929771520234E-3,9.8200690226853501E-2,0.10225930000000003,7.4359999999999996E-2,2.028188418606668E-5,2.4450307537640017E-3,0,1.1070651471366417,null,null,0.38912145342121629,8.6046115466343803E-2,0.36300384141569791,8.0607298840492586E-2,6.8547779324493685E-2,4.8751506227939457E-3,1.0150652537394905E-5,1.7871641481495757E-3,0,0.99399895389172521,null,{"$f":"J911*VLOOKUP($B911,$AR$36:$AZ$47,MATCH(AG$2,$AS$2:$BA$2,0)+1,FALSE)","v":0.40119696160208995},{"$f":"K911*VLOOKUP($B911,$AR$36:$AZ$47,MATCH(AH$2,$AS$2:$BA$2,0)+1,FALSE)","v":0.36894459895453635},{"$f":"L911*VLOOKUP($B911,$AR$36:$AZ$47,MATCH(AI$2,$AS$2:$BA$2,0)+1,FALSE)","v":5.9360205462038679E-3},{"$f":"M911*VLOOKUP($B911,$AR$36:$AZ$47,MATCH(AJ$2,$AS$2:$BA$2,0)+1,FALSE)","v":9.0580319418914895E-2},{"$f":"N911*VLOOKUP($B911,$AR$36:$AZ$47,MATCH(AK$2,$AS$2:$BA$2,0)+1,FALSE)","v":8.0801554762627917E-2},{"$f":"O911*VLOOKUP($B911,$AR$36:$AZ$47,MATCH(AL$2,$AS$2:$BA$2,0)+1,FALSE)","v":6.5358503132349588E-2},{"$f":"P911*VLOOKUP($B911,$AR$36:$AZ$47,MATCH(AM$2,$AS$2:$BA$2,0)+1,FALSE)","v":1.0150652537394905E-5},{"$f":"Q911*VLOOKUP($B911,$AR$36:$AZ$47,MATCH(AN$2,$AS$2:$BA$2,0)+1,FALSE)","v":1.8857902256094999E-3},{"$f":"R911*VLOOKUP($B911,$AR$36:$BA$47,MATCH(AO$2,$AS$2:$BA$2,0)+1,FALSE)","v":0},1.0147138992948694]
[2006,2,7,22,null,2013,2,7,22,0.36568676050025822,0.38570789437024389,8.7170929771520234E-3,9.722500803228E-2,9.9902599999999994E-2,7.3353000000000002E-2,2.028188418606668E-5,2.4450307537640017E-3,0,1.0330576685178843,null,null,0.34623770693519268,8.5191196192571025E-2,0.34142679917652735,7.8749597671235697E-2,6.7619489736277377E-2,4.8751506227939457E-3,1.0150652537394905E-5,1.7871641481495757E-3,0,0.92589725513528509,null,{"$f":"J912*VLOOKUP($B912,$AR$36:$AZ$47,MATCH(AG$2,$AS$2:$BA$2,0)+1,FALSE)","v":0.35698241459873292},{"$f":"K912*VLOOKUP($B912,$AR$36:$AZ$47,MATCH(AH$2,$AS$2:$BA$2,0)+1,FALSE)","v":0.34701443655044334},{"$f":"L912*VLOOKUP($B912,$AR$36:$AZ$47,MATCH(AI$2,$AS$2:$BA$2,0)+1,FALSE)","v":5.9360205462038679E-3},{"$f":"M912*VLOOKUP($B912,$AR$36:$AZ$47,MATCH(AJ$2,$AS$2:$BA$2,0)+1,FALSE)","v":8.9680350135280987E-2},{"$f":"N912*VLOOKUP($B912,$AR$36:$AZ$47,MATCH(AK$2,$AS$2:$BA$2,0)+1,FALSE)","v":7.8939376710273873E-2},{"$f":"O912*VLOOKUP($B912,$AR$36:$AZ$47,MATCH(AL$2,$AS$2:$BA$2,0)+1,FALSE)","v":6.4473403446305005E-2},{"$f":"P912*VLOOKUP($B912,$AR$36:$AZ$47,MATCH(AM$2,$AS$2:$BA$2,0)+1,FALSE)","v":1.0150652537394905E-5},{"$f":"Q912*VLOOKUP($B912,$AR$36:$AZ$47,MATCH(AN$2,$AS$2:$BA$2,0)+1,FALSE)","v":1.8857902256094999E-3},{"$f":"R912*VLOOKUP($B912,$AR$36:$BA$47,MATCH(AO$2,$AS$2:$BA$2,0)+1,FALSE)","v":0},0.944921942865387]
[2006,2,7,23,null,2013,2,7,23,0.32295434368816078,0.36599838545898955,8.7170929771520234E-3,9.9814077765112447E-2,9.5934699999999998E-2,7.1642999999999998E-2,2.028188418606668E-5,2.4450307537640017E-3,0,0.96752691252736489,null,null,0.30577801408610183,8.7459809505441577E-2,0.32398003534531766,7.5621845955067199E-2,6.6043148926098735E-2,4.8751506227939457E-3,1.0150652537394905E-5,1.7871641481495757E-3,0,0.86555531924150797,null,{"$f":"J913*VLOOKUP($B913,$AR$36:$AZ$47,MATCH(AG$2,$AS$2:$BA$2,0)+1,FALSE)","v":0.31526714627905511},{"$f":"K913*VLOOKUP($B913,$AR$36:$AZ$47,MATCH(AH$2,$AS$2:$BA$2,0)+1,FALSE)","v":0.32928214683236051},{"$f":"L913*VLOOKUP($B913,$AR$36:$AZ$47,MATCH(AI$2,$AS$2:$BA$2,0)+1,FALSE)","v":5.9360205462038679E-3},{"$f":"M913*VLOOKUP($B913,$AR$36:$AZ$47,MATCH(AJ$2,$AS$2:$BA$2,0)+1,FALSE)","v":9.2068508129446266E-2},{"$f":"N913*VLOOKUP($B913,$AR$36:$AZ$47,MATCH(AK$2,$AS$2:$BA$2,0)+1,FALSE)","v":7.580408741000845E-2},{"$f":"O913*VLOOKUP($B913,$AR$36:$AZ$47,MATCH(AL$2,$AS$2:$BA$2,0)+1,FALSE)","v":6.2970403979436818E-2},{"$f":"P913*VLOOKUP($B913,$AR$36:$AZ$47,MATCH(AM$2,$AS$2:$BA$2,0)+1,FALSE)","v":1.0150652537394905E-5},{"$f":"Q913*VLOOKUP($B913,$AR$36:$AZ$47,MATCH(AN$2,$AS$2:$BA$2,0)+1,FALSE)","v":1.8857902256094999E-3},{"$f":"R913*VLOOKUP($B913,$AR$36:$BA$47,MATCH(AO$2,$AS$2:$BA$2,0)+1,FALSE)","v":0},0.88322425405465799]
[2006,2,7,24,null,2013,2,7,24,0.22259258458887646,0.3626184777772738,8.7170929771520234E-3,0.11670709634224896,9.4249499999999972E-2,7.0594000000000004E-2,2.028188418606668E-5,2.4450307537640017E-3,0,0.87794406432350136,null,null,0.21075399602490141,0.10226193180932219,0.32098815709204903,7.4293463890981085E-2,6.5076142195176281E-2,4.8751506227939457E-3,1.0150652537394905E-5,1.7871641481495757E-3,0,0.78004615643591113,null,{"$f":"J914*VLOOKUP($B914,$AR$36:$AZ$47,MATCH(AG$2,$AS$2:$BA$2,0)+1,FALSE)","v":0.21729427176856655},{"$f":"K914*VLOOKUP($B914,$AR$36:$AZ$47,MATCH(AH$2,$AS$2:$BA$2,0)+1,FALSE)","v":0.32624130484576314},{"$f":"L914*VLOOKUP($B914,$AR$36:$AZ$47,MATCH(AI$2,$AS$2:$BA$2,0)+1,FALSE)","v":5.9360205462038679E-3},{"$f":"M914*VLOOKUP($B914,$AR$36:$AZ$47,MATCH(AJ$2,$AS$2:$BA$2,0)+1,FALSE)","v":0.10765062893869751},{"$f":"N914*VLOOKUP($B914,$AR$36:$AZ$47,MATCH(AK$2,$AS$2:$BA$2,0)+1,FALSE)","v":7.4472504071515205E-2},{"$f":"O914*VLOOKUP($B914,$AR$36:$AZ$47,MATCH(AL$2,$AS$2:$BA$2,0)+1,FALSE)","v":6.2048388517013012E-2},{"$f":"P914*VLOOKUP($B914,$AR$36:$AZ$47,MATCH(AM$2,$AS$2:$BA$2,0)+1,FALSE)","v":1.0150652537394905E-5},{"$f":"Q914*VLOOKUP($B914,$AR$36:$AZ$47,MATCH(AN$2,$AS$2:$BA$2,0)+1,FALSE)","v":1.8857902256094999E-3},{"$f":"R914*VLOOKUP($B914,$AR$36:$BA$47,MATCH(AO$2,$AS$2:$BA$2,0)+1,FALSE)","v":0},0.7955390595659062]
[2006,2,8,1,null,2013,2,8,1,0.23149512193540964,0.33607514286966278,8.7170929771520234E-3,9.1036419800561805E-2,9.2551099999999997E-2,6.9095000000000004E-2,2.028188418606668E-5,2.4450307537640017E-3,0,0.83143519022073631,null,null,0.21918305184456482,7.9768586877606518E-2,0.29749212289297466,7.2954676745453098E-2,6.3694308935259444E-2,4.8751506227939457E-3,1.0150652537394905E-5,1.7871641481495757E-3,0,0.73976521271933948,null,{"$f":"J915*VLOOKUP($B915,$AR$36:$AZ$47,MATCH(AG$2,$AS$2:$BA$2,0)+1,FALSE)","v":0.22598490435716029},{"$f":"K915*VLOOKUP($B915,$AR$36:$AZ$47,MATCH(AH$2,$AS$2:$BA$2,0)+1,FALSE)","v":0.30236074512278083},{"$f":"L915*VLOOKUP($B915,$AR$36:$AZ$47,MATCH(AI$2,$AS$2:$BA$2,0)+1,FALSE)","v":5.9360205462038679E-3},{"$f":"M915*VLOOKUP($B915,$AR$36:$AZ$47,MATCH(AJ$2,$AS$2:$BA$2,0)+1,FALSE)","v":8.3971996176808686E-2},{"$f":"N915*VLOOKUP($B915,$AR$36:$AZ$47,MATCH(AK$2,$AS$2:$BA$2,0)+1,FALSE)","v":7.313049057632362E-2},{"$f":"O915*VLOOKUP($B915,$AR$36:$AZ$47,MATCH(AL$2,$AS$2:$BA$2,0)+1,FALSE)","v":6.0730846879097578E-2},{"$f":"P915*VLOOKUP($B915,$AR$36:$AZ$47,MATCH(AM$2,$AS$2:$BA$2,0)+1,FALSE)","v":1.0150652537394905E-5},{"$f":"Q915*VLOOKUP($B915,$AR$36:$AZ$47,MATCH(AN$2,$AS$2:$BA$2,0)+1,FALSE)","v":1.8857902256094999E-3},{"$f":"R915*VLOOKUP($B915,$AR$36:$BA$47,MATCH(AO$2,$AS$2:$BA$2,0)+1,FALSE)","v":0},0.75401094453652184]
[2006,2,8,2,null,2013,2,8,2,0.21700147406533135,0.32725800771992747,8.7170929771520234E-3,8.582616729083023E-2,9.2133100000000009E-2,6.8029000000000006E-2,2.028188418606668E-5,2.4450307537640017E-3,0,0.80143015469119117,null,null,0.20546024876359711,7.5203221929300124E-2,0.28968723666684193,7.2625182499792065E-2,6.2711630979908312E-2,4.8751506227939457E-3,1.0150652537394905E-5,1.7871641481495757E-3,0,0.71235998626292052,null,{"$f":"J916*VLOOKUP($B916,$AR$36:$AZ$47,MATCH(AG$2,$AS$2:$BA$2,0)+1,FALSE)","v":0.2118362449801395},{"$f":"K916*VLOOKUP($B916,$AR$36:$AZ$47,MATCH(AH$2,$AS$2:$BA$2,0)+1,FALSE)","v":0.29442812764039789},{"$f":"L916*VLOOKUP($B916,$AR$36:$AZ$47,MATCH(AI$2,$AS$2:$BA$2,0)+1,FALSE)","v":5.9360205462038679E-3},{"$f":"M916*VLOOKUP($B916,$AR$36:$AZ$47,MATCH(AJ$2,$AS$2:$BA$2,0)+1,FALSE)","v":7.9166059115730547E-2},{"$f":"N916*VLOOKUP($B916,$AR$36:$AZ$47,MATCH(AK$2,$AS$2:$BA$2,0)+1,FALSE)","v":7.2800202280874915E-2},{"$f":"O916*VLOOKUP($B916,$AR$36:$AZ$47,MATCH(AL$2,$AS$2:$BA$2,0)+1,FALSE)","v":5.9793889316710744E-2},{"$f":"P916*VLOOKUP($B916,$AR$36:$AZ$47,MATCH(AM$2,$AS$2:$BA$2,0)+1,FALSE)","v":1.0150652537394905E-5},{"$f":"Q916*VLOOKUP($B916,$AR$36:$AZ$47,MATCH(AN$2,$AS$2:$BA$2,0)+1,FALSE)","v":1.8857902256094999E-3},{"$f":"R916*VLOOKUP($B916,$AR$36:$BA$47,MATCH(AO$2,$AS$2:$BA$2,0)+1,FALSE)","v":0},0.7258564847582043]
[2006,2,8,3,null,2013,2,8,3,0.21382072720025094,0.32436294633325313,8.7170929771520234E-3,8.5950360890270278E-2,9.153399999999999E-2,6.7554000000000003E-2,2.028188418606668E-5,2.4450307537640017E-3,0,0.79440444003887645,null,null,0.20244866994843799,7.5312043738728476E-2,0.28712454205493715,7.2152933689802745E-2,6.2273758532636461E-2,4.8751506227939457E-3,1.0150652537394905E-5,1.7871641481495757E-3,0,0.70598441338802387,null,{"$f":"J917*VLOOKUP($B917,$AR$36:$AZ$47,MATCH(AG$2,$AS$2:$BA$2,0)+1,FALSE)","v":0.20873120859716945},{"$f":"K917*VLOOKUP($B917,$AR$36:$AZ$47,MATCH(AH$2,$AS$2:$BA$2,0)+1,FALSE)","v":0.29182349312153222},{"$f":"L917*VLOOKUP($B917,$AR$36:$AZ$47,MATCH(AI$2,$AS$2:$BA$2,0)+1,FALSE)","v":5.9360205462038679E-3},{"$f":"M917*VLOOKUP($B917,$AR$36:$AZ$47,MATCH(AJ$2,$AS$2:$BA$2,0)+1,FALSE)","v":7.9280615295336587E-2},{"$f":"N917*VLOOKUP($B917,$AR$36:$AZ$47,MATCH(AK$2,$AS$2:$BA$2,0)+1,FALSE)","v":7.2326815396177954E-2},{"$f":"O917*VLOOKUP($B917,$AR$36:$AZ$47,MATCH(AL$2,$AS$2:$BA$2,0)+1,FALSE)","v":5.9376389464802913E-2},{"$f":"P917*VLOOKUP($B917,$AR$36:$AZ$47,MATCH(AM$2,$AS$2:$BA$2,0)+1,FALSE)","v":1.0150652537394905E-5},{"$f":"Q917*VLOOKUP($B917,$AR$36:$AZ$47,MATCH(AN$2,$AS$2:$BA$2,0)+1,FALSE)","v":1.8857902256094999E-3},{"$f":"R917*VLOOKUP($B917,$AR$36:$BA$47,MATCH(AO$2,$AS$2:$BA$2,0)+1,FALSE)","v":0},0.71937048329936992]
[2006,2,8,4,null,2013,2,8,4,0.21485223799340067,0.32322878830484914,8.7170929771520234E-3,8.4057774044314373E-2,9.1840700000000011E-2,6.7899000000000001E-2,2.028188418606668E-5,2.4450307537640017E-3,0,0.79306090595766632,null,null,0.20342531983100548,7.3653707673055152E-2,0.28612059074605717,7.2394694180578464E-2,6.2591792204865479E-2,4.8751506227939457E-3,1.0150652537394905E-5,1.7871641481495757E-3,0,0.70485857005904262,null,{"$f":"J918*VLOOKUP($B918,$AR$36:$AZ$47,MATCH(AG$2,$AS$2:$BA$2,0)+1,FALSE)","v":0.20973816660986727},{"$f":"K918*VLOOKUP($B918,$AR$36:$AZ$47,MATCH(AH$2,$AS$2:$BA$2,0)+1,FALSE)","v":0.29080311159724848},{"$f":"L918*VLOOKUP($B918,$AR$36:$AZ$47,MATCH(AI$2,$AS$2:$BA$2,0)+1,FALSE)","v":5.9360205462038679E-3},{"$f":"M918*VLOOKUP($B918,$AR$36:$AZ$47,MATCH(AJ$2,$AS$2:$BA$2,0)+1,FALSE)","v":7.7534893135556449E-2},{"$f":"N918*VLOOKUP($B918,$AR$36:$AZ$47,MATCH(AK$2,$AS$2:$BA$2,0)+1,FALSE)","v":7.2569158506738063E-2},{"$f":"O918*VLOOKUP($B918,$AR$36:$AZ$47,MATCH(AL$2,$AS$2:$BA$2,0)+1,FALSE)","v":5.9679626199346497E-2},{"$f":"P918*VLOOKUP($B918,$AR$36:$AZ$47,MATCH(AM$2,$AS$2:$BA$2,0)+1,FALSE)","v":1.0150652537394905E-5},{"$f":"Q918*VLOOKUP($B918,$AR$36:$AZ$47,MATCH(AN$2,$AS$2:$BA$2,0)+1,FALSE)","v":1.8857902256094999E-3},{"$f":"R918*VLOOKUP($B918,$AR$36:$BA$47,MATCH(AO$2,$AS$2:$BA$2,0)+1,FALSE)","v":0},0.71815691747310761]
[2006,2,8,5,null,2013,2,8,5,0.222960657302642,0.32911245004055911,8.7170929771520234E-3,8.4804335137007553E-2,9.411319999999998E-2,6.8655999999999995E-2,2.028188418606668E-5,2.4450307537640017E-3,0,0.81082904809531076,null,null,0.21110249278815654,7.4307864806127832E-2,0.29132878021581321,7.4186023542455737E-2,6.3289622610307142E-2,4.8751506227939457E-3,1.0150652537394905E-5,1.7871641481495757E-3,0,0.72088724938634141,null,{"$f":"J919*VLOOKUP($B919,$AR$36:$AZ$47,MATCH(AG$2,$AS$2:$BA$2,0)+1,FALSE)","v":0.21765358334421175},{"$f":"K919*VLOOKUP($B919,$AR$36:$AZ$47,MATCH(AH$2,$AS$2:$BA$2,0)+1,FALSE)","v":0.2960965359524963},{"$f":"L919*VLOOKUP($B919,$AR$36:$AZ$47,MATCH(AI$2,$AS$2:$BA$2,0)+1,FALSE)","v":5.9360205462038679E-3},{"$f":"M919*VLOOKUP($B919,$AR$36:$AZ$47,MATCH(AJ$2,$AS$2:$BA$2,0)+1,FALSE)","v":7.8223521108391106E-2},{"$f":"N919*VLOOKUP($B919,$AR$36:$AZ$47,MATCH(AK$2,$AS$2:$BA$2,0)+1,FALSE)","v":7.436480480197058E-2},{"$f":"O919*VLOOKUP($B919,$AR$36:$AZ$47,MATCH(AL$2,$AS$2:$BA$2,0)+1,FALSE)","v":6.034498912122907E-2},{"$f":"P919*VLOOKUP($B919,$AR$36:$AZ$47,MATCH(AM$2,$AS$2:$BA$2,0)+1,FALSE)","v":1.0150652537394905E-5},{"$f":"Q919*VLOOKUP($B919,$AR$36:$AZ$47,MATCH(AN$2,$AS$2:$BA$2,0)+1,FALSE)","v":1.8857902256094999E-3},{"$f":"R919*VLOOKUP($B919,$AR$36:$BA$47,MATCH(AO$2,$AS$2:$BA$2,0)+1,FALSE)","v":0},0.73451539575264968]
[2006,2,8,6,null,2013,2,8,6,0.24384717516877061,0.3466377996370828,8.7170929771520234E-3,8.1933265543883457E-2,9.7030300000000028E-2,7.145E-2,2.028188418606668E-5,2.4450307537640017E-3,0,0.85208094596483896,null,null,0.23087816101835543,7.1792155546333766E-2,0.30684213657830184,7.6485467714747207E-2,6.5865234436996697E-2,4.8751506227939457E-3,1.0150652537394905E-5,1.7871641481495757E-3,0,0.75853562071821579,null,{"$f":"J920*VLOOKUP($B920,$AR$36:$AZ$47,MATCH(AG$2,$AS$2:$BA$2,0)+1,FALSE)","v":0.23804294491204708},{"$f":"K920*VLOOKUP($B920,$AR$36:$AZ$47,MATCH(AH$2,$AS$2:$BA$2,0)+1,FALSE)","v":0.31186377692514144},{"$f":"L920*VLOOKUP($B920,$AR$36:$AZ$47,MATCH(AI$2,$AS$2:$BA$2,0)+1,FALSE)","v":5.9360205462038679E-3},{"$f":"M920*VLOOKUP($B920,$AR$36:$AZ$47,MATCH(AJ$2,$AS$2:$BA$2,0)+1,FALSE)","v":7.5575246435185206E-2},{"$f":"N920*VLOOKUP($B920,$AR$36:$AZ$47,MATCH(AK$2,$AS$2:$BA$2,0)+1,FALSE)","v":7.6669790415974048E-2},{"$f":"O920*VLOOKUP($B920,$AR$36:$AZ$47,MATCH(AL$2,$AS$2:$BA$2,0)+1,FALSE)","v":6.2800767197503743E-2},{"$f":"P920*VLOOKUP($B920,$AR$36:$AZ$47,MATCH(AM$2,$AS$2:$BA$2,0)+1,FALSE)","v":1.0150652537394905E-5},{"$f":"Q920*VLOOKUP($B920,$AR$36:$AZ$47,MATCH(AN$2,$AS$2:$BA$2,0)+1,FALSE)","v":1.8857902256094999E-3},{"$f":"R920*VLOOKUP($B920,$AR$36:$BA$47,MATCH(AO$2,$AS$2:$BA$2,0)+1,FALSE)","v":0},0.77278448731020233]
[2006,2,8,7,null,2013,2,8,7,0.27910569799923557,0.38777545708112526,8.7170929771520234E-3,8.361897224987444E-2,0.10924049999999999,7.5869000000000006E-2,2.028188418606668E-5,2.4450307537640017E-3,0,0.94679203294533731,null,null,0.26426145900278902,7.3269217607007817E-2,0.34325699588438979,8.6110325701279272E-2,6.9938830951721528E-2,4.8751506227939457E-3,1.0150652537394905E-5,1.7871641481495757E-3,0,0.84350929457066837,null,{"$f":"J921*VLOOKUP($B921,$AR$36:$AZ$47,MATCH(AG$2,$AS$2:$BA$2,0)+1,FALSE)","v":0.27246221838529344},{"$f":"K921*VLOOKUP($B921,$AR$36:$AZ$47,MATCH(AH$2,$AS$2:$BA$2,0)+1,FALSE)","v":0.34887458543414884},{"$f":"L921*VLOOKUP($B921,$AR$36:$AZ$47,MATCH(AI$2,$AS$2:$BA$2,0)+1,FALSE)","v":5.9360205462038679E-3},{"$f":"M921*VLOOKUP($B921,$AR$36:$AZ$47,MATCH(AJ$2,$AS$2:$BA$2,0)+1,FALSE)","v":7.7130142348060524E-2},{"$f":"N921*VLOOKUP($B921,$AR$36:$AZ$47,MATCH(AK$2,$AS$2:$BA$2,0)+1,FALSE)","v":8.6317843394653121E-2},{"$f":"O921*VLOOKUP($B921,$AR$36:$AZ$47,MATCH(AL$2,$AS$2:$BA$2,0)+1,FALSE)","v":6.668483424083152E-2},{"$f":"P921*VLOOKUP($B921,$AR$36:$AZ$47,MATCH(AM$2,$AS$2:$BA$2,0)+1,FALSE)","v":1.0150652537394905E-5},{"$f":"Q921*VLOOKUP($B921,$AR$36:$AZ$47,MATCH(AN$2,$AS$2:$BA$2,0)+1,FALSE)","v":1.8857902256094999E-3},{"$f":"R921*VLOOKUP($B921,$AR$36:$BA$47,MATCH(AO$2,$AS$2:$BA$2,0)+1,FALSE)","v":0},0.85930158522733813]
[2006,2,8,8,null,2013,2,8,8,0.3083550935029708,0.4400077550919862,2.7604127760981409E-3,9.8537368098570999E-2,0.11580790000000001,8.0168000000000003E-2,6.4225966589211158E-6,2.1741570105033034E-3,0,1.0478171090767883,null,null,0.29195522515007799,8.6341121773914994E-2,0.38949277841251256,9.1287169024136486E-2,7.3901807058714505E-2,1.5437976972180827E-3,3.2143733035083865E-6,1.5891724288694187E-3,0,0.93611428591874768,null,{"$f":"J922*VLOOKUP($B922,$AR$36:$AZ$47,MATCH(AG$2,$AS$2:$BA$2,0)+1,FALSE)","v":0.30101539821108958},{"$f":"K922*VLOOKUP($B922,$AR$36:$AZ$47,MATCH(AH$2,$AS$2:$BA$2,0)+1,FALSE)","v":0.39586704197582151},{"$f":"L922*VLOOKUP($B922,$AR$36:$AZ$47,MATCH(AI$2,$AS$2:$BA$2,0)+1,FALSE)","v":1.8797398396312251E-3},{"$f":"M922*VLOOKUP($B922,$AR$36:$AZ$47,MATCH(AJ$2,$AS$2:$BA$2,0)+1,FALSE)","v":9.089087109722796E-2},{"$f":"N922*VLOOKUP($B922,$AR$36:$AZ$47,MATCH(AK$2,$AS$2:$BA$2,0)+1,FALSE)","v":9.1507162417451854E-2},{"$f":"O922*VLOOKUP($B922,$AR$36:$AZ$47,MATCH(AL$2,$AS$2:$BA$2,0)+1,FALSE)","v":7.046342763736152E-2},{"$f":"P922*VLOOKUP($B922,$AR$36:$AZ$47,MATCH(AM$2,$AS$2:$BA$2,0)+1,FALSE)","v":3.2143733035083865E-6},{"$f":"Q922*VLOOKUP($B922,$AR$36:$AZ$47,MATCH(AN$2,$AS$2:$BA$2,0)+1,FALSE)","v":1.6768721755486104E-3},{"$f":"R922*VLOOKUP($B922,$AR$36:$BA$47,MATCH(AO$2,$AS$2:$BA$2,0)+1,FALSE)","v":0},0.95330372772743577]
[2006,2,8,9,null,2013,2,8,9,0.29077180197052394,0.46926644497229808,0,0.1055053565568746,0.11976089999999995,8.2611000000000004E-2,0,2.0486301538702968E-3,0,1.0699641336535668,null,null,0.27530710113202761,9.2446662764169546E-2,0.4153924319579605,9.4403175610495507E-2,7.6153854192788445E-2,0,0,1.4974201687151995E-3,0,0.95520064582615682,null,{"$f":"J923*VLOOKUP($B923,$AR$36:$AZ$47,MATCH(AG$2,$AS$2:$BA$2,0)+1,FALSE)","v":0.28385063714820746},{"$f":"K923*VLOOKUP($B923,$AR$36:$AZ$47,MATCH(AH$2,$AS$2:$BA$2,0)+1,FALSE)","v":0.42219055759791679},{"$f":"L923*VLOOKUP($B923,$AR$36:$AZ$47,MATCH(AI$2,$AS$2:$BA$2,0)+1,FALSE)","v":0},{"$f":"M923*VLOOKUP($B923,$AR$36:$AZ$47,MATCH(AJ$2,$AS$2:$BA$2,0)+1,FALSE)","v":9.7318143846557958E-2},{"$f":"N923*VLOOKUP($B923,$AR$36:$AZ$47,MATCH(AK$2,$AS$2:$BA$2,0)+1,FALSE)","v":9.4630678283262243E-2},{"$f":"O923*VLOOKUP($B923,$AR$36:$AZ$47,MATCH(AL$2,$AS$2:$BA$2,0)+1,FALSE)","v":7.2610695296752722E-2},{"$f":"P923*VLOOKUP($B923,$AR$36:$AZ$47,MATCH(AM$2,$AS$2:$BA$2,0)+1,FALSE)","v":0},{"$f":"Q923*VLOOKUP($B923,$AR$36:$AZ$47,MATCH(AN$2,$AS$2:$BA$2,0)+1,FALSE)","v":1.5800564938130762E-3},{"$f":"R923*VLOOKUP($B923,$AR$36:$BA$47,MATCH(AO$2,$AS$2:$BA$2,0)+1,FALSE)","v":0},0.97218076866651026]
[2006,2,8,10,null,2013,2,8,10,0.2822368290655804,0.48218406394098817,0,0.10788163376192023,0.1221742,8.5251999999999994E-2,0,2.0486301538702968E-3,0,1.081777356922359,null,null,0.26722606083590356,9.4528821477036548E-2,0.42682704701727336,9.6305492507753401E-2,7.8588424999619905E-2,0,0,1.4974201687151995E-3,0,0.96497326700630204,null,{"$f":"J924*VLOOKUP($B924,$AR$36:$AZ$47,MATCH(AG$2,$AS$2:$BA$2,0)+1,FALSE)","v":0.27551881996135213},{"$f":"K924*VLOOKUP($B924,$AR$36:$AZ$47,MATCH(AH$2,$AS$2:$BA$2,0)+1,FALSE)","v":0.43381230642240526},{"$f":"L924*VLOOKUP($B924,$AR$36:$AZ$47,MATCH(AI$2,$AS$2:$BA$2,0)+1,FALSE)","v":0},{"$f":"M924*VLOOKUP($B924,$AR$36:$AZ$47,MATCH(AJ$2,$AS$2:$BA$2,0)+1,FALSE)","v":9.9510022007125706E-2},{"$f":"N924*VLOOKUP($B924,$AR$36:$AZ$47,MATCH(AK$2,$AS$2:$BA$2,0)+1,FALSE)","v":9.6537579583277536E-2},{"$f":"O924*VLOOKUP($B924,$AR$36:$AZ$47,MATCH(AL$2,$AS$2:$BA$2,0)+1,FALSE)","v":7.4931994473360242E-2},{"$f":"P924*VLOOKUP($B924,$AR$36:$AZ$47,MATCH(AM$2,$AS$2:$BA$2,0)+1,FALSE)","v":0},{"$f":"Q924*VLOOKUP($B924,$AR$36:$AZ$47,MATCH(AN$2,$AS$2:$BA$2,0)+1,FALSE)","v":1.5800564938130762E-3},{"$f":"R924*VLOOKUP($B924,$AR$36:$BA$47,MATCH(AO$2,$AS$2:$BA$2,0)+1,FALSE)","v":0},0.98189077894133403]
[2006,2,8,11,null,2013,2,8,11,0.26877046555588069,0.47979443457668147,0,0.10323134271672504,0.12268720000000001,8.6274000000000003E-2,0,2.0486301538702968E-3,0,1.0628060730031574,null,null,0.25447590598759623,9.0454109992803525E-2,0.42471175843494968,9.6709871809246506E-2,7.9530542138802701E-2,0,0,1.4974201687151995E-3,0,0.94737960853211389,null,{"$f":"J925*VLOOKUP($B925,$AR$36:$AZ$47,MATCH(AG$2,$AS$2:$BA$2,0)+1,FALSE)","v":0.26237299276492704},{"$f":"K925*VLOOKUP($B925,$AR$36:$AZ$47,MATCH(AH$2,$AS$2:$BA$2,0)+1,FALSE)","v":0.43166239997889522},{"$f":"L925*VLOOKUP($B925,$AR$36:$AZ$47,MATCH(AI$2,$AS$2:$BA$2,0)+1,FALSE)","v":0},{"$f":"M925*VLOOKUP($B925,$AR$36:$AZ$47,MATCH(AJ$2,$AS$2:$BA$2,0)+1,FALSE)","v":9.5220593416637939E-2},{"$f":"N925*VLOOKUP($B925,$AR$36:$AZ$47,MATCH(AK$2,$AS$2:$BA$2,0)+1,FALSE)","v":9.6942933400419137E-2},{"$f":"O925*VLOOKUP($B925,$AR$36:$AZ$47,MATCH(AL$2,$AS$2:$BA$2,0)+1,FALSE)","v":7.5830278365254564E-2},{"$f":"P925*VLOOKUP($B925,$AR$36:$AZ$47,MATCH(AM$2,$AS$2:$BA$2,0)+1,FALSE)","v":0},{"$f":"Q925*VLOOKUP($B925,$AR$36:$AZ$47,MATCH(AN$2,$AS$2:$BA$2,0)+1,FALSE)","v":1.5800564938130762E-3},{"$f":"R925*VLOOKUP($B925,$AR$36:$BA$47,MATCH(AO$2,$AS$2:$BA$2,0)+1,FALSE)","v":0},0.96360925441994705]
[2006,2,8,12,null,2013,2,8,12,0.27413726861021054,0.47525707376204723,0,9.8188236481429256E-2,0.12373630000000004,8.6536000000000002E-2,0,2.0486301538702968E-3,0,1.0599035090075573,null,null,0.25955727557440311,8.6035203155908027E-2,0.42069530815674383,9.7536839304756082E-2,7.9772063362350543E-2,0,0,1.4974201687151995E-3,0,0.94509410972287689,null,{"$f":"J926*VLOOKUP($B926,$AR$36:$AZ$47,MATCH(AG$2,$AS$2:$BA$2,0)+1,FALSE)","v":0.26761205121590748},{"$f":"K926*VLOOKUP($B926,$AR$36:$AZ$47,MATCH(AH$2,$AS$2:$BA$2,0)+1,FALSE)","v":0.4275802182825959},{"$f":"L926*VLOOKUP($B926,$AR$36:$AZ$47,MATCH(AI$2,$AS$2:$BA$2,0)+1,FALSE)","v":0},{"$f":"M926*VLOOKUP($B926,$AR$36:$AZ$47,MATCH(AJ$2,$AS$2:$BA$2,0)+1,FALSE)","v":9.0568832083786341E-2},{"$f":"N926*VLOOKUP($B926,$AR$36:$AZ$47,MATCH(AK$2,$AS$2:$BA$2,0)+1,FALSE)","v":9.7771893808924537E-2},{"$f":"O926*VLOOKUP($B926,$AR$36:$AZ$47,MATCH(AL$2,$AS$2:$BA$2,0)+1,FALSE)","v":7.6060562494096359E-2},{"$f":"P926*VLOOKUP($B926,$AR$36:$AZ$47,MATCH(AM$2,$AS$2:$BA$2,0)+1,FALSE)","v":0},{"$f":"Q926*VLOOKUP($B926,$AR$36:$AZ$47,MATCH(AN$2,$AS$2:$BA$2,0)+1,FALSE)","v":1.5800564938130762E-3},{"$f":"R926*VLOOKUP($B926,$AR$36:$BA$47,MATCH(AO$2,$AS$2:$BA$2,0)+1,FALSE)","v":0},0.96117361437912352]
[2006,2,8,13,null,2013,2,8,13,0.2562911916371316,0.47884224963341132,0,0.10707031745698423,0.12332129999999993,8.6135000000000003E-2,0,2.0486301538702968E-3,0,1.0537086888813973,null,null,0.24266034236168585,9.3817924065898395E-2,0.42386888883816426,9.7209709850331755E-2,7.9402406833179992E-2,0,0,1.4974201687151995E-3,0,0.93845669211797555,null,{"$f":"J927*VLOOKUP($B927,$AR$36:$AZ$47,MATCH(AG$2,$AS$2:$BA$2,0)+1,FALSE)","v":0.2501907597252081},{"$f":"K927*VLOOKUP($B927,$AR$36:$AZ$47,MATCH(AH$2,$AS$2:$BA$2,0)+1,FALSE)","v":0.43080573635752911},{"$f":"L927*VLOOKUP($B927,$AR$36:$AZ$47,MATCH(AI$2,$AS$2:$BA$2,0)+1,FALSE)","v":0},{"$f":"M927*VLOOKUP($B927,$AR$36:$AZ$47,MATCH(AJ$2,$AS$2:$BA$2,0)+1,FALSE)","v":9.8761663824702459E-2},{"$f":"N927*VLOOKUP($B927,$AR$36:$AZ$47,MATCH(AK$2,$AS$2:$BA$2,0)+1,FALSE)","v":9.7443976003634455E-2},{"$f":"O927*VLOOKUP($B927,$AR$36:$AZ$47,MATCH(AL$2,$AS$2:$BA$2,0)+1,FALSE)","v":7.5708104724380484E-2},{"$f":"P927*VLOOKUP($B927,$AR$36:$AZ$47,MATCH(AM$2,$AS$2:$BA$2,0)+1,FALSE)","v":0},{"$f":"Q927*VLOOKUP($B927,$AR$36:$AZ$47,MATCH(AN$2,$AS$2:$BA$2,0)+1,FALSE)","v":1.5800564938130762E-3},{"$f":"R927*VLOOKUP($B927,$AR$36:$BA$47,MATCH(AO$2,$AS$2:$BA$2,0)+1,FALSE)","v":0},0.9544902971292677]
[2006,2,8,14,null,2013,2,8,14,0.24140803034332742,0.47940098772596923,0,0.10930381965835252,0.12288139999999997,8.5399000000000003E-2,0,2.0486301538702968E-3,0,1.0404418678815195,null,null,0.22856874213184997,9.5774979437599994E-2,0.42436348114831524,9.6862952628642113E-2,7.8723934999091416E-2,0,0,1.4974201687151995E-3,0,0.92579151051421404,null,{"$f":"J928*VLOOKUP($B928,$AR$36:$AZ$47,MATCH(AG$2,$AS$2:$BA$2,0)+1,FALSE)","v":0.23566185841016893},{"$f":"K928*VLOOKUP($B928,$AR$36:$AZ$47,MATCH(AH$2,$AS$2:$BA$2,0)+1,FALSE)","v":0.4313084229428914},{"$f":"L928*VLOOKUP($B928,$AR$36:$AZ$47,MATCH(AI$2,$AS$2:$BA$2,0)+1,FALSE)","v":0},{"$f":"M928*VLOOKUP($B928,$AR$36:$AZ$47,MATCH(AJ$2,$AS$2:$BA$2,0)+1,FALSE)","v":0.10082184631787466},{"$f":"N928*VLOOKUP($B928,$AR$36:$AZ$47,MATCH(AK$2,$AS$2:$BA$2,0)+1,FALSE)","v":9.7096383130027109E-2},{"$f":"O928*VLOOKUP($B928,$AR$36:$AZ$47,MATCH(AL$2,$AS$2:$BA$2,0)+1,FALSE)","v":7.5061199690687516E-2},{"$f":"P928*VLOOKUP($B928,$AR$36:$AZ$47,MATCH(AM$2,$AS$2:$BA$2,0)+1,FALSE)","v":0},{"$f":"Q928*VLOOKUP($B928,$AR$36:$AZ$47,MATCH(AN$2,$AS$2:$BA$2,0)+1,FALSE)","v":1.5800564938130762E-3},{"$f":"R928*VLOOKUP($B928,$AR$36:$BA$47,MATCH(AO$2,$AS$2:$BA$2,0)+1,FALSE)","v":0},0.94152976698546265]
[2006,2,8,15,null,2013,2,8,15,0.25393864243111597,0.46629979331073135,0,9.8770235876613557E-2,0.12093660000000002,8.4015000000000006E-2,0,2.0486301538702968E-3,0,1.0260089017723313,null,null,0.24043291350582907,8.6545166854163955E-2,0.41276636597418215,9.5329937296198153E-2,7.7448112963250923E-2,0,0,1.4974201687151995E-3,0,0.91401991676233951,null,{"$f":"J929*VLOOKUP($B929,$AR$36:$AZ$47,MATCH(AG$2,$AS$2:$BA$2,0)+1,FALSE)","v":0.24789420762997522},{"$f":"K929*VLOOKUP($B929,$AR$36:$AZ$47,MATCH(AH$2,$AS$2:$BA$2,0)+1,FALSE)","v":0.41952151459981879},{"$f":"L929*VLOOKUP($B929,$AR$36:$AZ$47,MATCH(AI$2,$AS$2:$BA$2,0)+1,FALSE)","v":0},{"$f":"M929*VLOOKUP($B929,$AR$36:$AZ$47,MATCH(AJ$2,$AS$2:$BA$2,0)+1,FALSE)","v":9.1105668342224305E-2},{"$f":"N929*VLOOKUP($B929,$AR$36:$AZ$47,MATCH(AK$2,$AS$2:$BA$2,0)+1,FALSE)","v":9.5559673376465759E-2},{"$f":"O929*VLOOKUP($B929,$AR$36:$AZ$47,MATCH(AL$2,$AS$2:$BA$2,0)+1,FALSE)","v":7.3844736964286603E-2},{"$f":"P929*VLOOKUP($B929,$AR$36:$AZ$47,MATCH(AM$2,$AS$2:$BA$2,0)+1,FALSE)","v":0},{"$f":"Q929*VLOOKUP($B929,$AR$36:$AZ$47,MATCH(AN$2,$AS$2:$BA$2,0)+1,FALSE)","v":1.5800564938130762E-3},{"$f":"R929*VLOOKUP($B929,$AR$36:$BA$47,MATCH(AO$2,$AS$2:$BA$2,0)+1,FALSE)","v":0},0.92950585740658387]
[2006,2,8,16,null,2013,2,8,16,0.27732240512438822,0.45686544358599407,0,9.2910160033426406E-2,0.11871360000000002,8.2280000000000006E-2,0,2.0486301538702968E-3,0,1.030140238897679,null,null,0.26257301057513377,8.1410409028332228E-2,0.40441512433291826,9.3577626989728074E-2,7.58487262347948E-2,0,0,1.4974201687151995E-3,0,0.91932231732962233,null,{"$f":"J930*VLOOKUP($B930,$AR$36:$AZ$47,MATCH(AG$2,$AS$2:$BA$2,0)+1,FALSE)","v":0.2707213727623104},{"$f":"K930*VLOOKUP($B930,$AR$36:$AZ$47,MATCH(AH$2,$AS$2:$BA$2,0)+1,FALSE)","v":0.41103360029540753},{"$f":"L930*VLOOKUP($B930,$AR$36:$AZ$47,MATCH(AI$2,$AS$2:$BA$2,0)+1,FALSE)","v":0},{"$f":"M930*VLOOKUP($B930,$AR$36:$AZ$47,MATCH(AJ$2,$AS$2:$BA$2,0)+1,FALSE)","v":8.5700334220144919E-2},{"$f":"N930*VLOOKUP($B930,$AR$36:$AZ$47,MATCH(AK$2,$AS$2:$BA$2,0)+1,FALSE)","v":9.3803140168852162E-2},{"$f":"O930*VLOOKUP($B930,$AR$36:$AZ$47,MATCH(AL$2,$AS$2:$BA$2,0)+1,FALSE)","v":7.231976382100222E-2},{"$f":"P930*VLOOKUP($B930,$AR$36:$AZ$47,MATCH(AM$2,$AS$2:$BA$2,0)+1,FALSE)","v":0},{"$f":"Q930*VLOOKUP($B930,$AR$36:$AZ$47,MATCH(AN$2,$AS$2:$BA$2,0)+1,FALSE)","v":1.5800564938130762E-3},{"$f":"R930*VLOOKUP($B930,$AR$36:$BA$47,MATCH(AO$2,$AS$2:$BA$2,0)+1,FALSE)","v":0},0.93515826776153033]
[2006,2,8,17,null,2013,2,8,17,0.31495673242015154,0.45871824880960843,0,9.9711995664217665E-2,0.11614709999999999,8.0337000000000006E-2,0,2.0486301538702968E-3,0,1.0719197070478479,null,null,0.29820575584353792,8.7370362392388212E-2,0.40605521873137246,9.1554548086644191E-2,7.4057597466270178E-2,0,0,1.4974201687151995E-3,0,0.9587409026889282,null,{"$f":"J931*VLOOKUP($B931,$AR$36:$AZ$47,MATCH(AG$2,$AS$2:$BA$2,0)+1,FALSE)","v":0.30745990005124435},{"$f":"K931*VLOOKUP($B931,$AR$36:$AZ$47,MATCH(AH$2,$AS$2:$BA$2,0)+1,FALSE)","v":0.41270053574084359},{"$f":"L931*VLOOKUP($B931,$AR$36:$AZ$47,MATCH(AI$2,$AS$2:$BA$2,0)+1,FALSE)","v":0},{"$f":"M931*VLOOKUP($B931,$AR$36:$AZ$47,MATCH(AJ$2,$AS$2:$BA$2,0)+1,FALSE)","v":9.1974347596718409E-2},{"$f":"N931*VLOOKUP($B931,$AR$36:$AZ$47,MATCH(AK$2,$AS$2:$BA$2,0)+1,FALSE)","v":9.1775185838064766E-2},{"$f":"O931*VLOOKUP($B931,$AR$36:$AZ$47,MATCH(AL$2,$AS$2:$BA$2,0)+1,FALSE)","v":7.061196968993505E-2},{"$f":"P931*VLOOKUP($B931,$AR$36:$AZ$47,MATCH(AM$2,$AS$2:$BA$2,0)+1,FALSE)","v":0},{"$f":"Q931*VLOOKUP($B931,$AR$36:$AZ$47,MATCH(AN$2,$AS$2:$BA$2,0)+1,FALSE)","v":1.5800564938130762E-3},{"$f":"R931*VLOOKUP($B931,$AR$36:$BA$47,MATCH(AO$2,$AS$2:$BA$2,0)+1,FALSE)","v":0},0.97610199541061915]
[2006,2,8,18,null,2013,2,8,18,0.38265080100800103,0.45188051743454904,5.8113953181013513E-3,9.6847174577580408E-2,0.11321899999999999,7.8417000000000001E-2,1.3521256124044457E-5,2.3128972204661015E-3,0,1.1311523068148219,null,null,0.36229951479972006,8.4860128243913799E-2,0.40000249134079835,8.9246433013151147E-2,7.2287670942560819E-2,3.250100415195965E-3,6.7671016915966046E-6,1.6905828216714513E-3,0,1.0136436886787032,null,{"$f":"J932*VLOOKUP($B932,$AR$36:$AZ$47,MATCH(AG$2,$AS$2:$BA$2,0)+1,FALSE)","v":0.37354266450638707},{"$f":"K932*VLOOKUP($B932,$AR$36:$AZ$47,MATCH(AH$2,$AS$2:$BA$2,0)+1,FALSE)","v":0.40654875213715652},{"$f":"L932*VLOOKUP($B932,$AR$36:$AZ$47,MATCH(AI$2,$AS$2:$BA$2,0)+1,FALSE)","v":3.9573470308025801E-3},{"$f":"M932*VLOOKUP($B932,$AR$36:$AZ$47,MATCH(AJ$2,$AS$2:$BA$2,0)+1,FALSE)","v":8.9331836546071186E-2},{"$f":"N932*VLOOKUP($B932,$AR$36:$AZ$47,MATCH(AK$2,$AS$2:$BA$2,0)+1,FALSE)","v":8.9461508426812678E-2},{"$f":"O932*VLOOKUP($B932,$AR$36:$AZ$47,MATCH(AL$2,$AS$2:$BA$2,0)+1,FALSE)","v":6.8924391341170774E-2},{"$f":"P932*VLOOKUP($B932,$AR$36:$AZ$47,MATCH(AM$2,$AS$2:$BA$2,0)+1,FALSE)","v":6.7671016915966046E-6},{"$f":"Q932*VLOOKUP($B932,$AR$36:$AZ$47,MATCH(AN$2,$AS$2:$BA$2,0)+1,FALSE)","v":1.7838789816773599E-3},{"$f":"R932*VLOOKUP($B932,$AR$36:$BA$47,MATCH(AO$2,$AS$2:$BA$2,0)+1,FALSE)","v":0},1.0335571460717696]
[2006,2,8,19,null,2013,2,8,19,0.4153965681980889,0.44131284520850189,8.7170929771520234E-3,0.10577424930844835,0.10346950000000001,7.4648000000000006E-2,2.028188418606668E-5,2.4450307537640017E-3,0,1.1517835683301414,null,null,0.39330369807455234,9.2682273905970364E-2,0.39064803799527636,8.1561255625418383E-2,6.881326830305011E-2,4.8751506227939457E-3,1.0150652537394905E-5,1.7871641481495757E-3,0,1.0336809993277485,null,{"$f":"J933*VLOOKUP($B933,$AR$36:$AZ$47,MATCH(AG$2,$AS$2:$BA$2,0)+1,FALSE)","v":0.40550899280171315},{"$f":"K933*VLOOKUP($B933,$AR$36:$AZ$47,MATCH(AH$2,$AS$2:$BA$2,0)+1,FALSE)","v":0.3970412080171199},{"$f":"L933*VLOOKUP($B933,$AR$36:$AZ$47,MATCH(AI$2,$AS$2:$BA$2,0)+1,FALSE)","v":5.9360205462038679E-3},{"$f":"M933*VLOOKUP($B933,$AR$36:$AZ$47,MATCH(AJ$2,$AS$2:$BA$2,0)+1,FALSE)","v":9.7566170528149671E-2},{"$f":"N933*VLOOKUP($B933,$AR$36:$AZ$47,MATCH(AK$2,$AS$2:$BA$2,0)+1,FALSE)","v":8.175781049265668E-2},{"$f":"O933*VLOOKUP($B933,$AR$36:$AZ$47,MATCH(AL$2,$AS$2:$BA$2,0)+1,FALSE)","v":6.5611639884664244E-2},{"$f":"P933*VLOOKUP($B933,$AR$36:$AZ$47,MATCH(AM$2,$AS$2:$BA$2,0)+1,FALSE)","v":1.0150652537394905E-5},{"$f":"Q933*VLOOKUP($B933,$AR$36:$AZ$47,MATCH(AN$2,$AS$2:$BA$2,0)+1,FALSE)","v":1.8857902256094999E-3},{"$f":"R933*VLOOKUP($B933,$AR$36:$BA$47,MATCH(AO$2,$AS$2:$BA$2,0)+1,FALSE)","v":0},1.0553177831486544]
[2006,2,8,20,null,2013,2,8,20,0.41769758638252263,0.4166119217247628,8.7170929771520234E-3,8.8113899287034766E-2,9.8945700000000025E-2,7.2828000000000004E-2,2.028188418606668E-5,2.4450307537640017E-3,0,1.1053795130094222,null,null,0.3954823365866621,7.7207794922083781E-2,0.36878289765240874,7.7995308093070537E-2,6.7135525452450606E-2,4.8751506227939457E-3,1.0150652537394905E-5,1.7871641481495757E-3,0,0.99327632813015676,null,{"$f":"J934*VLOOKUP($B934,$AR$36:$AZ$47,MATCH(AG$2,$AS$2:$BA$2,0)+1,FALSE)","v":0.40775524045473466},{"$f":"K934*VLOOKUP($B934,$AR$36:$AZ$47,MATCH(AH$2,$AS$2:$BA$2,0)+1,FALSE)","v":0.37481823262539143},{"$f":"L934*VLOOKUP($B934,$AR$36:$AZ$47,MATCH(AI$2,$AS$2:$BA$2,0)+1,FALSE)","v":5.9360205462038679E-3},{"$f":"M934*VLOOKUP($B934,$AR$36:$AZ$47,MATCH(AJ$2,$AS$2:$BA$2,0)+1,FALSE)","v":8.127626317318036E-2},{"$f":"N934*VLOOKUP($B934,$AR$36:$AZ$47,MATCH(AK$2,$AS$2:$BA$2,0)+1,FALSE)","v":7.818326936597994E-2},{"$f":"O934*VLOOKUP($B934,$AR$36:$AZ$47,MATCH(AL$2,$AS$2:$BA$2,0)+1,FALSE)","v":6.4011956241564777E-2},{"$f":"P934*VLOOKUP($B934,$AR$36:$AZ$47,MATCH(AM$2,$AS$2:$BA$2,0)+1,FALSE)","v":1.0150652537394905E-5},{"$f":"Q934*VLOOKUP($B934,$AR$36:$AZ$47,MATCH(AN$2,$AS$2:$BA$2,0)+1,FALSE)","v":1.8857902256094999E-3},{"$f":"R934*VLOOKUP($B934,$AR$36:$BA$47,MATCH(AO$2,$AS$2:$BA$2,0)+1,FALSE)","v":0},1.0138769232852021]
[2006,2,8,21,null,2013,2,8,21,0.39241397489539165,0.41805944133297546,8.7170929771520234E-3,0.10418068409905112,9.6107399999999982E-2,7.1396000000000001E-2,2.028188418606668E-5,2.4450307537640017E-3,0,1.0933399059425204,null,null,0.3715434341982658,9.1285948730514058E-2,0.37006423514586145,7.5757979103932394E-2,6.5815455253517369E-2,4.8751506227939457E-3,1.0150652537394905E-5,1.7871641481495757E-3,0,0.98113951785557219,null,{"$f":"J935*VLOOKUP($B935,$AR$36:$AZ$47,MATCH(AG$2,$AS$2:$BA$2,0)+1,FALSE)","v":0.38307344813032834},{"$f":"K935*VLOOKUP($B935,$AR$36:$AZ$47,MATCH(AH$2,$AS$2:$BA$2,0)+1,FALSE)","v":0.37612053991173766},{"$f":"L935*VLOOKUP($B935,$AR$36:$AZ$47,MATCH(AI$2,$AS$2:$BA$2,0)+1,FALSE)","v":5.9360205462038679E-3},{"$f":"M935*VLOOKUP($B935,$AR$36:$AZ$47,MATCH(AJ$2,$AS$2:$BA$2,0)+1,FALSE)","v":9.609626593431618E-2},{"$f":"N935*VLOOKUP($B935,$AR$36:$AZ$47,MATCH(AK$2,$AS$2:$BA$2,0)+1,FALSE)","v":7.5940548626812251E-2},{"$f":"O935*VLOOKUP($B935,$AR$36:$AZ$47,MATCH(AL$2,$AS$2:$BA$2,0)+1,FALSE)","v":6.2753304056444748E-2},{"$f":"P935*VLOOKUP($B935,$AR$36:$AZ$47,MATCH(AM$2,$AS$2:$BA$2,0)+1,FALSE)","v":1.0150652537394905E-5},{"$f":"Q935*VLOOKUP($B935,$AR$36:$AZ$47,MATCH(AN$2,$AS$2:$BA$2,0)+1,FALSE)","v":1.8857902256094999E-3},{"$f":"R935*VLOOKUP($B935,$AR$36:$BA$47,MATCH(AO$2,$AS$2:$BA$2,0)+1,FALSE)","v":0},1.0018160680839898]
[2006,2,8,22,null,2013,2,8,22,0.35782388804720988,0.38624367073566568,8.7170929771520234E-3,9.3439933821001062E-2,9.3600299999999997E-2,7.0656999999999998E-2,2.028188418606668E-5,2.4450307537640017E-3,0,1.0129471982189788,null,null,0.33879302142253404,8.1874611228860403E-2,0.3419010658746956,7.3781723067337213E-2,6.5134217909235487E-2,4.8751506227939457E-3,1.0150652537394905E-5,1.7871641481495757E-3,0,0.90815710492614365,null,{"$f":"J936*VLOOKUP($B936,$AR$36:$AZ$47,MATCH(AG$2,$AS$2:$BA$2,0)+1,FALSE)","v":0.34930670003326375},{"$f":"K936*VLOOKUP($B936,$AR$36:$AZ$47,MATCH(AH$2,$AS$2:$BA$2,0)+1,FALSE)","v":0.34749646488400249},{"$f":"L936*VLOOKUP($B936,$AR$36:$AZ$47,MATCH(AI$2,$AS$2:$BA$2,0)+1,FALSE)","v":5.9360205462038679E-3},{"$f":"M936*VLOOKUP($B936,$AR$36:$AZ$47,MATCH(AJ$2,$AS$2:$BA$2,0)+1,FALSE)","v":8.6188997576659279E-2},{"$f":"N936*VLOOKUP($B936,$AR$36:$AZ$47,MATCH(AK$2,$AS$2:$BA$2,0)+1,FALSE)","v":7.3959530001167617E-2},{"$f":"O936*VLOOKUP($B936,$AR$36:$AZ$47,MATCH(AL$2,$AS$2:$BA$2,0)+1,FALSE)","v":6.2103762181581833E-2},{"$f":"P936*VLOOKUP($B936,$AR$36:$AZ$47,MATCH(AM$2,$AS$2:$BA$2,0)+1,FALSE)","v":1.0150652537394905E-5},{"$f":"Q936*VLOOKUP($B936,$AR$36:$AZ$47,MATCH(AN$2,$AS$2:$BA$2,0)+1,FALSE)","v":1.8857902256094999E-3},{"$f":"R936*VLOOKUP($B936,$AR$36:$BA$47,MATCH(AO$2,$AS$2:$BA$2,0)+1,FALSE)","v":0},0.92688741610102587]
[2006,2,8,23,null,2013,2,8,23,0.32404204793448294,0.3759865696624265,8.7170929771520234E-3,0.10199249453395744,9.0760899999999978E-2,6.9029999999999994E-2,2.028188418606668E-5,2.4450307537640017E-3,0,0.97299441774596906,null,null,0.30680786877254185,8.9368597523049598E-2,0.33282152864099684,7.1543526988078934E-2,6.3634389547738021E-2,4.8751506227939457E-3,1.0150652537394905E-5,1.7871641481495757E-3,0,0.87084837689588634,null,{"$f":"J937*VLOOKUP($B937,$AR$36:$AZ$47,MATCH(AG$2,$AS$2:$BA$2,0)+1,FALSE)","v":0.31632896018692036},{"$f":"K937*VLOOKUP($B937,$AR$36:$AZ$47,MATCH(AH$2,$AS$2:$BA$2,0)+1,FALSE)","v":0.33826833602917955},{"$f":"L937*VLOOKUP($B937,$AR$36:$AZ$47,MATCH(AI$2,$AS$2:$BA$2,0)+1,FALSE)","v":5.9360205462038679E-3},{"$f":"M937*VLOOKUP($B937,$AR$36:$AZ$47,MATCH(AJ$2,$AS$2:$BA$2,0)+1,FALSE)","v":9.4077879818114302E-2},{"$f":"N937*VLOOKUP($B937,$AR$36:$AZ$47,MATCH(AK$2,$AS$2:$BA$2,0)+1,FALSE)","v":7.1715940082275081E-2},{"$f":"O937*VLOOKUP($B937,$AR$36:$AZ$47,MATCH(AL$2,$AS$2:$BA$2,0)+1,FALSE)","v":6.067371532041544E-2},{"$f":"P937*VLOOKUP($B937,$AR$36:$AZ$47,MATCH(AM$2,$AS$2:$BA$2,0)+1,FALSE)","v":1.0150652537394905E-5},{"$f":"Q937*VLOOKUP($B937,$AR$36:$AZ$47,MATCH(AN$2,$AS$2:$BA$2,0)+1,FALSE)","v":1.8857902256094999E-3},{"$f":"R937*VLOOKUP($B937,$AR$36:$BA$47,MATCH(AO$2,$AS$2:$BA$2,0)+1,FALSE)","v":0},0.88889679286125567]
[2006,2,8,24,null,2013,2,8,24,0.22534158253101721,0.37142476205513841,8.7170929771520234E-3,0.12294074176765331,8.9081999999999953E-2,6.8028000000000005E-2,2.028188418606668E-5,2.4450307537640017E-3,0,0.88799949196891104,null,null,0.2133567884873748,0.10772402146278078,0.32878343817785372,7.0220110985590112E-2,6.271070914317721E-2,4.8751506227939457E-3,1.0150652537394905E-5,1.7871641481495757E-3,0,0.78946753368025757,null,{"$f":"J938*VLOOKUP($B938,$AR$36:$AZ$47,MATCH(AG$2,$AS$2:$BA$2,0)+1,FALSE)","v":0.21997783603479781},{"$f":"K938*VLOOKUP($B938,$AR$36:$AZ$47,MATCH(AH$2,$AS$2:$BA$2,0)+1,FALSE)","v":0.33416415999441307},{"$f":"L938*VLOOKUP($B938,$AR$36:$AZ$47,MATCH(AI$2,$AS$2:$BA$2,0)+1,FALSE)","v":5.9360205462038679E-3},{"$f":"M938*VLOOKUP($B938,$AR$36:$AZ$47,MATCH(AJ$2,$AS$2:$BA$2,0)+1,FALSE)","v":0.11340054365388937},{"$f":"N938*VLOOKUP($B938,$AR$36:$AZ$47,MATCH(AK$2,$AS$2:$BA$2,0)+1,FALSE)","v":7.0389334773115153E-2},{"$f":"O938*VLOOKUP($B938,$AR$36:$AZ$47,MATCH(AL$2,$AS$2:$BA$2,0)+1,FALSE)","v":5.97930103696541E-2},{"$f":"P938*VLOOKUP($B938,$AR$36:$AZ$47,MATCH(AM$2,$AS$2:$BA$2,0)+1,FALSE)","v":1.0150652537394905E-5},{"$f":"Q938*VLOOKUP($B938,$AR$36:$AZ$47,MATCH(AN$2,$AS$2:$BA$2,0)+1,FALSE)","v":1.8857902256094999E-3},{"$f":"R938*VLOOKUP($B938,$AR$36:$BA$47,MATCH(AO$2,$AS$2:$BA$2,0)+1,FALSE)","v":0},0.80555684625022039]
[2006,2,9,1,null,2013,2,9,1,0.26061250109905831,0.35864692725165276,8.7170929771520234E-3,0.10985503093353285,8.812070000000001E-2,6.6497000000000001E-2,2.028188418606668E-5,2.4450307537640017E-3,0,0.89491456489934618,null,null,0.24675182294197281,9.6257965747787333E-2,0.31747255939876196,6.9462353046944328E-2,6.1299377107865212E-2,4.8751506227939457E-3,1.0150652537394905E-5,1.7871641481495757E-3,0,0.79791654366681275,null,{"$f":"J939*VLOOKUP($B939,$AR$36:$AZ$47,MATCH(AG$2,$AS$2:$BA$2,0)+1,FALSE)","v":0.25440921019313489},{"$f":"K939*VLOOKUP($B939,$AR$36:$AZ$47,MATCH(AH$2,$AS$2:$BA$2,0)+1,FALSE)","v":0.32266817246243401},{"$f":"L939*VLOOKUP($B939,$AR$36:$AZ$47,MATCH(AI$2,$AS$2:$BA$2,0)+1,FALSE)","v":5.9360205462038679E-3},{"$f":"M939*VLOOKUP($B939,$AR$36:$AZ$47,MATCH(AJ$2,$AS$2:$BA$2,0)+1,FALSE)","v":0.10133028361355763},{"$f":"N939*VLOOKUP($B939,$AR$36:$AZ$47,MATCH(AK$2,$AS$2:$BA$2,0)+1,FALSE)","v":6.9629750709921778E-2},{"$f":"O939*VLOOKUP($B939,$AR$36:$AZ$47,MATCH(AL$2,$AS$2:$BA$2,0)+1,FALSE)","v":5.8447342425925919E-2},{"$f":"P939*VLOOKUP($B939,$AR$36:$AZ$47,MATCH(AM$2,$AS$2:$BA$2,0)+1,FALSE)","v":1.0150652537394905E-5},{"$f":"Q939*VLOOKUP($B939,$AR$36:$AZ$47,MATCH(AN$2,$AS$2:$BA$2,0)+1,FALSE)","v":1.8857902256094999E-3},{"$f":"R939*VLOOKUP($B939,$AR$36:$BA$47,MATCH(AO$2,$AS$2:$BA$2,0)+1,FALSE)","v":0},0.81431672082932516]
[2006,2,9,2,null,2013,2,9,2,0.24077306247241803,0.34793078845121961,8.7170929771520234E-3,0.10437110969031205,8.7086499999999997E-2,6.5487000000000004E-2,2.028188418606668E-5,2.4450307537640017E-3,0,0.85683086622905169,null,null,0.22796754503272493,9.1452804812437019E-2,0.30798668414558089,6.8647130681244214E-2,6.0368322009455605E-2,4.8751506227939457E-3,1.0150652537394905E-5,1.7871641481495757E-3,0,0.76309495210492362,null,{"$f":"J940*VLOOKUP($B940,$AR$36:$AZ$47,MATCH(AG$2,$AS$2:$BA$2,0)+1,FALSE)","v":0.2350420045126973},{"$f":"K940*VLOOKUP($B940,$AR$36:$AZ$47,MATCH(AH$2,$AS$2:$BA$2,0)+1,FALSE)","v":0.31302705564292943},{"$f":"L940*VLOOKUP($B940,$AR$36:$AZ$47,MATCH(AI$2,$AS$2:$BA$2,0)+1,FALSE)","v":5.9360205462038679E-3},{"$f":"M940*VLOOKUP($B940,$AR$36:$AZ$47,MATCH(AJ$2,$AS$2:$BA$2,0)+1,FALSE)","v":9.6271914505035014E-2},{"$f":"N940*VLOOKUP($B940,$AR$36:$AZ$47,MATCH(AK$2,$AS$2:$BA$2,0)+1,FALSE)","v":6.8812563735871399E-2},{"$f":"O940*VLOOKUP($B940,$AR$36:$AZ$47,MATCH(AL$2,$AS$2:$BA$2,0)+1,FALSE)","v":5.7559605898711383E-2},{"$f":"P940*VLOOKUP($B940,$AR$36:$AZ$47,MATCH(AM$2,$AS$2:$BA$2,0)+1,FALSE)","v":1.0150652537394905E-5},{"$f":"Q940*VLOOKUP($B940,$AR$36:$AZ$47,MATCH(AN$2,$AS$2:$BA$2,0)+1,FALSE)","v":1.8857902256094999E-3},{"$f":"R940*VLOOKUP($B940,$AR$36:$BA$47,MATCH(AO$2,$AS$2:$BA$2,0)+1,FALSE)","v":0},0.77854510571959534]
[2006,2,9,3,null,2013,2,9,3,0.23517735564355047,0.34065463277147312,8.7170929771520234E-3,9.8642404614407972E-2,8.6504399999999981E-2,6.5293000000000004E-2,2.028188418606668E-5,2.4450307537640017E-3,0,0.83745419864453374,null,null,0.22266944592063709,8.6433157625689691E-2,0.3015458656393844,6.8188282354930102E-2,6.0189485683622472E-2,4.8751506227939457E-3,1.0150652537394905E-5,1.7871641481495757E-3,0,0.74569870264774485,null,{"$f":"J941*VLOOKUP($B941,$AR$36:$AZ$47,MATCH(AG$2,$AS$2:$BA$2,0)+1,FALSE)","v":0.22957949082359602},{"$f":"K941*VLOOKUP($B941,$AR$36:$AZ$47,MATCH(AH$2,$AS$2:$BA$2,0)+1,FALSE)","v":0.30648082959903922},{"$f":"L941*VLOOKUP($B941,$AR$36:$AZ$47,MATCH(AI$2,$AS$2:$BA$2,0)+1,FALSE)","v":5.9360205462038679E-3},{"$f":"M941*VLOOKUP($B941,$AR$36:$AZ$47,MATCH(AJ$2,$AS$2:$BA$2,0)+1,FALSE)","v":9.0987756782381329E-2},{"$f":"N941*VLOOKUP($B941,$AR$36:$AZ$47,MATCH(AK$2,$AS$2:$BA$2,0)+1,FALSE)","v":6.8352609628740527E-2},{"$f":"O941*VLOOKUP($B941,$AR$36:$AZ$47,MATCH(AL$2,$AS$2:$BA$2,0)+1,FALSE)","v":5.7389090169721657E-2},{"$f":"P941*VLOOKUP($B941,$AR$36:$AZ$47,MATCH(AM$2,$AS$2:$BA$2,0)+1,FALSE)","v":1.0150652537394905E-5},{"$f":"Q941*VLOOKUP($B941,$AR$36:$AZ$47,MATCH(AN$2,$AS$2:$BA$2,0)+1,FALSE)","v":1.8857902256094999E-3},{"$f":"R941*VLOOKUP($B941,$AR$36:$BA$47,MATCH(AO$2,$AS$2:$BA$2,0)+1,FALSE)","v":0},0.76062173842782976]
[2006,2,9,4,null,2013,2,9,4,0.2315908480923497,0.33966086735261047,8.7170929771520234E-3,9.8749953164734811E-2,8.6892700000000003E-2,6.5389000000000003E-2,2.028188418606668E-5,2.4450307537640017E-3,0,0.83346577422479706,null,null,0.21927368680500831,8.652739459040229E-2,0.30066618920276755,6.8494365167346818E-2,6.027798200980794E-2,4.8751506227939457E-3,1.0150652537394905E-5,1.7871641481495757E-3,0,0.74191208319881397,null,{"$f":"J942*VLOOKUP($B942,$AR$36:$AZ$47,MATCH(AG$2,$AS$2:$BA$2,0)+1,FALSE)","v":0.22607835196953208},{"$f":"K942*VLOOKUP($B942,$AR$36:$AZ$47,MATCH(AH$2,$AS$2:$BA$2,0)+1,FALSE)","v":0.30558675677366193},{"$f":"L942*VLOOKUP($B942,$AR$36:$AZ$47,MATCH(AI$2,$AS$2:$BA$2,0)+1,FALSE)","v":5.9360205462038679E-3},{"$f":"M942*VLOOKUP($B942,$AR$36:$AZ$47,MATCH(AJ$2,$AS$2:$BA$2,0)+1,FALSE)","v":9.1086959568218606E-2},{"$f":"N942*VLOOKUP($B942,$AR$36:$AZ$47,MATCH(AK$2,$AS$2:$BA$2,0)+1,FALSE)","v":6.86594300716179E-2},{"$f":"O942*VLOOKUP($B942,$AR$36:$AZ$47,MATCH(AL$2,$AS$2:$BA$2,0)+1,FALSE)","v":5.7473469087159869E-2},{"$f":"P942*VLOOKUP($B942,$AR$36:$AZ$47,MATCH(AM$2,$AS$2:$BA$2,0)+1,FALSE)","v":1.0150652537394905E-5},{"$f":"Q942*VLOOKUP($B942,$AR$36:$AZ$47,MATCH(AN$2,$AS$2:$BA$2,0)+1,FALSE)","v":1.8857902256094999E-3},{"$f":"R942*VLOOKUP($B942,$AR$36:$BA$47,MATCH(AO$2,$AS$2:$BA$2,0)+1,FALSE)","v":0},0.75671692889454123]
[2006,2,9,5,null,2013,2,9,5,0.23487497013632505,0.33834069175165821,8.7170929771520234E-3,9.4741114544849556E-2,8.6895100000000017E-2,6.5187999999999996E-2,2.028188418606668E-5,2.4450307537640017E-3,0,0.83122228204793491,null,null,0.22238314278926602,8.3014741166320169E-2,0.2994975760207117,6.8496257000336278E-2,6.0092692826857107E-2,4.8751506227939457E-3,1.0150652537394905E-5,1.7871641481495757E-3,0,0.74015687522697227,null,{"$f":"J943*VLOOKUP($B943,$AR$36:$AZ$47,MATCH(AG$2,$AS$2:$BA$2,0)+1,FALSE)","v":0.22928430291916843},{"$f":"K943*VLOOKUP($B943,$AR$36:$AZ$47,MATCH(AH$2,$AS$2:$BA$2,0)+1,FALSE)","v":0.30439901859407376},{"$f":"L943*VLOOKUP($B943,$AR$36:$AZ$47,MATCH(AI$2,$AS$2:$BA$2,0)+1,FALSE)","v":5.9360205462038679E-3},{"$f":"M943*VLOOKUP($B943,$AR$36:$AZ$47,MATCH(AJ$2,$AS$2:$BA$2,0)+1,FALSE)","v":8.7389206712823797E-2},{"$f":"N943*VLOOKUP($B943,$AR$36:$AZ$47,MATCH(AK$2,$AS$2:$BA$2,0)+1,FALSE)","v":6.8661326463744898E-2},{"$f":"O943*VLOOKUP($B943,$AR$36:$AZ$47,MATCH(AL$2,$AS$2:$BA$2,0)+1,FALSE)","v":5.7296800728773606E-2},{"$f":"P943*VLOOKUP($B943,$AR$36:$AZ$47,MATCH(AM$2,$AS$2:$BA$2,0)+1,FALSE)","v":1.0150652537394905E-5},{"$f":"Q943*VLOOKUP($B943,$AR$36:$AZ$47,MATCH(AN$2,$AS$2:$BA$2,0)+1,FALSE)","v":1.8857902256094999E-3},{"$f":"R943*VLOOKUP($B943,$AR$36:$BA$47,MATCH(AO$2,$AS$2:$BA$2,0)+1,FALSE)","v":0},0.75486261684293532]
[2006,2,9,6,null,2013,2,9,6,0.23853304867834865,0.34790440002606171,8.7170929771520234E-3,9.6403220860434805E-2,8.8410599999999992E-2,6.5317E-2,2.028188418606668E-5,2.4450307537640017E-3,0,0.84775067517994729,null,null,0.22584666639194287,8.4471123923078817E-2,0.30796332523675773,6.9690870706793931E-2,6.0211609765168837E-2,4.8751506227939457E-3,1.0150652537394905E-5,1.7871641481495757E-3,0,0.75485606144722317,null,{"$f":"J944*VLOOKUP($B944,$AR$36:$AZ$47,MATCH(AG$2,$AS$2:$BA$2,0)+1,FALSE)","v":0.23285530917856095},{"$f":"K944*VLOOKUP($B944,$AR$36:$AZ$47,MATCH(AH$2,$AS$2:$BA$2,0)+1,FALSE)","v":0.31300331445271456},{"$f":"L944*VLOOKUP($B944,$AR$36:$AZ$47,MATCH(AI$2,$AS$2:$BA$2,0)+1,FALSE)","v":5.9360205462038679E-3},{"$f":"M944*VLOOKUP($B944,$AR$36:$AZ$47,MATCH(AJ$2,$AS$2:$BA$2,0)+1,FALSE)","v":8.8922333624927088E-2},{"$f":"N944*VLOOKUP($B944,$AR$36:$AZ$47,MATCH(AK$2,$AS$2:$BA$2,0)+1,FALSE)","v":6.9858819075593021E-2},{"$f":"O944*VLOOKUP($B944,$AR$36:$AZ$47,MATCH(AL$2,$AS$2:$BA$2,0)+1,FALSE)","v":5.7410184899081208E-2},{"$f":"P944*VLOOKUP($B944,$AR$36:$AZ$47,MATCH(AM$2,$AS$2:$BA$2,0)+1,FALSE)","v":1.0150652537394905E-5},{"$f":"Q944*VLOOKUP($B944,$AR$36:$AZ$47,MATCH(AN$2,$AS$2:$BA$2,0)+1,FALSE)","v":1.8857902256094999E-3},{"$f":"R944*VLOOKUP($B944,$AR$36:$BA$47,MATCH(AO$2,$AS$2:$BA$2,0)+1,FALSE)","v":0},0.76988192265522759]
[2006,2,9,7,null,2013,2,9,7,0.27186297808748927,0.35562107088370543,8.7170929771520234E-3,8.6697009733153849E-2,9.0708400000000008E-2,6.6671999999999995E-2,2.028188418606668E-5,2.4450307537640017E-3,0,0.88274386431945062,null,null,0.25740394321308319,7.5966277760904463E-2,0.31479408568962786,7.1502143141434937E-2,6.1460698535807469E-2,4.8751506227939457E-3,1.0150652537394905E-5,1.7871641481495757E-3,0,0.78779961376433894,null,{"$f":"J945*VLOOKUP($B945,$AR$36:$AZ$47,MATCH(AG$2,$AS$2:$BA$2,0)+1,FALSE)","v":0.26539189503308752},{"$f":"K945*VLOOKUP($B945,$AR$36:$AZ$47,MATCH(AH$2,$AS$2:$BA$2,0)+1,FALSE)","v":0.31994586405772735},{"$f":"L945*VLOOKUP($B945,$AR$36:$AZ$47,MATCH(AI$2,$AS$2:$BA$2,0)+1,FALSE)","v":5.9360205462038679E-3},{"$f":"M945*VLOOKUP($B945,$AR$36:$AZ$47,MATCH(AJ$2,$AS$2:$BA$2,0)+1,FALSE)","v":7.9969324208949324E-2},{"$f":"N945*VLOOKUP($B945,$AR$36:$AZ$47,MATCH(AK$2,$AS$2:$BA$2,0)+1,FALSE)","v":7.1674456504497455E-2},{"$f":"O945*VLOOKUP($B945,$AR$36:$AZ$47,MATCH(AL$2,$AS$2:$BA$2,0)+1,FALSE)","v":5.8601158160839321E-2},{"$f":"P945*VLOOKUP($B945,$AR$36:$AZ$47,MATCH(AM$2,$AS$2:$BA$2,0)+1,FALSE)","v":1.0150652537394905E-5},{"$f":"Q945*VLOOKUP($B945,$AR$36:$AZ$47,MATCH(AN$2,$AS$2:$BA$2,0)+1,FALSE)","v":1.8857902256094999E-3},{"$f":"R945*VLOOKUP($B945,$AR$36:$BA$47,MATCH(AO$2,$AS$2:$BA$2,0)+1,FALSE)","v":0},0.80341465938945178]
[2006,2,9,8,null,2013,2,9,8,0.29740145177196864,0.37250220547772173,2.615127893145607E-3,8.8908168831303175E-2,9.2303700000000002E-2,6.7932999999999993E-2,6.0845652558200041E-6,2.1675503338384086E-3,0,0.92383728887323335,null,null,0.28158415295062622,7.7903755497917199E-2,0.32973718598658613,7.2759660294791514E-2,6.2623134653722837E-2,1.4625451868381836E-3,3.0451957612184712E-6,1.5843433625455127E-3,0,0.82765782312878877,null,{"$f":"J946*VLOOKUP($B946,$AR$36:$AZ$47,MATCH(AG$2,$AS$2:$BA$2,0)+1,FALSE)","v":0.29032248313690595},{"$f":"K946*VLOOKUP($B946,$AR$36:$AZ$47,MATCH(AH$2,$AS$2:$BA$2,0)+1,FALSE)","v":0.33513351641065442},{"$f":"L946*VLOOKUP($B946,$AR$36:$AZ$47,MATCH(AI$2,$AS$2:$BA$2,0)+1,FALSE)","v":1.7808061638611603E-3},{"$f":"M946*VLOOKUP($B946,$AR$36:$AZ$47,MATCH(AJ$2,$AS$2:$BA$2,0)+1,FALSE)","v":8.2008897423085814E-2},{"$f":"N946*VLOOKUP($B946,$AR$36:$AZ$47,MATCH(AK$2,$AS$2:$BA$2,0)+1,FALSE)","v":7.293500415456762E-2},{"$f":"O946*VLOOKUP($B946,$AR$36:$AZ$47,MATCH(AL$2,$AS$2:$BA$2,0)+1,FALSE)","v":5.9709510399272525E-2},{"$f":"P946*VLOOKUP($B946,$AR$36:$AZ$47,MATCH(AM$2,$AS$2:$BA$2,0)+1,FALSE)","v":3.0451957612184712E-6},{"$f":"Q946*VLOOKUP($B946,$AR$36:$AZ$47,MATCH(AN$2,$AS$2:$BA$2,0)+1,FALSE)","v":1.6717766133520036E-3},{"$f":"R946*VLOOKUP($B946,$AR$36:$BA$47,MATCH(AO$2,$AS$2:$BA$2,0)+1,FALSE)","v":0},0.84356503949746076]
[2006,2,9,9,null,2013,2,9,9,0.31476749168866791,0.39568478705320348,0,0.10110026367492267,9.389889999999998E-2,6.8104999999999999E-2,0,2.0486301538702968E-3,0,0.97560507257066431,null,null,0.29802657988201831,8.8586800579038436E-2,0.35025829727182123,7.4017098621773539E-2,6.2781690571471802E-2,0,0,1.4974201687151995E-3,0,0.8751678870948385,null,{"$f":"J947*VLOOKUP($B947,$AR$36:$AZ$47,MATCH(AG$2,$AS$2:$BA$2,0)+1,FALSE)","v":0.30727516376718245},{"$f":"K947*VLOOKUP($B947,$AR$36:$AZ$47,MATCH(AH$2,$AS$2:$BA$2,0)+1,FALSE)","v":0.35599046696992487},{"$f":"L947*VLOOKUP($B947,$AR$36:$AZ$47,MATCH(AI$2,$AS$2:$BA$2,0)+1,FALSE)","v":0},{"$f":"M947*VLOOKUP($B947,$AR$36:$AZ$47,MATCH(AJ$2,$AS$2:$BA$2,0)+1,FALSE)","v":9.3254886048721411E-2},{"$f":"N947*VLOOKUP($B947,$AR$36:$AZ$47,MATCH(AK$2,$AS$2:$BA$2,0)+1,FALSE)","v":7.4195472788299147E-2},{"$f":"O947*VLOOKUP($B947,$AR$36:$AZ$47,MATCH(AL$2,$AS$2:$BA$2,0)+1,FALSE)","v":5.9860689293015995E-2},{"$f":"P947*VLOOKUP($B947,$AR$36:$AZ$47,MATCH(AM$2,$AS$2:$BA$2,0)+1,FALSE)","v":0},{"$f":"Q947*VLOOKUP($B947,$AR$36:$AZ$47,MATCH(AN$2,$AS$2:$BA$2,0)+1,FALSE)","v":1.5800564938130762E-3},{"$f":"R947*VLOOKUP($B947,$AR$36:$BA$47,MATCH(AO$2,$AS$2:$BA$2,0)+1,FALSE)","v":0},0.89215673536095708]
[2006,2,9,10,null,2013,2,9,10,0.34644598888032052,0.40162022416833443,0,9.9825747777141469E-2,9.4743399999999964E-2,6.8685999999999997E-2,0,2.0486301538702968E-3,0,1.0133699909796665,null,null,0.32802025592264433,8.7470035087361855E-2,0.35551231806193617,7.4682787354933208E-2,6.3317277712240091E-2,0,0,1.4974201687151995E-3,0,0.91050009430783085,null,{"$f":"J948*VLOOKUP($B948,$AR$36:$AZ$47,MATCH(AG$2,$AS$2:$BA$2,0)+1,FALSE)","v":0.33819962601149534},{"$f":"K948*VLOOKUP($B948,$AR$36:$AZ$47,MATCH(AH$2,$AS$2:$BA$2,0)+1,FALSE)","v":0.36133047270029928},{"$f":"L948*VLOOKUP($B948,$AR$36:$AZ$47,MATCH(AI$2,$AS$2:$BA$2,0)+1,FALSE)","v":0},{"$f":"M948*VLOOKUP($B948,$AR$36:$AZ$47,MATCH(AJ$2,$AS$2:$BA$2,0)+1,FALSE)","v":9.2079272548869079E-2},{"$f":"N948*VLOOKUP($B948,$AR$36:$AZ$47,MATCH(AK$2,$AS$2:$BA$2,0)+1,FALSE)","v":7.4862765767979594E-2},{"$f":"O948*VLOOKUP($B948,$AR$36:$AZ$47,MATCH(AL$2,$AS$2:$BA$2,0)+1,FALSE)","v":6.0371357532928514E-2},{"$f":"P948*VLOOKUP($B948,$AR$36:$AZ$47,MATCH(AM$2,$AS$2:$BA$2,0)+1,FALSE)","v":0},{"$f":"Q948*VLOOKUP($B948,$AR$36:$AZ$47,MATCH(AN$2,$AS$2:$BA$2,0)+1,FALSE)","v":1.5800564938130762E-3},{"$f":"R948*VLOOKUP($B948,$AR$36:$BA$47,MATCH(AO$2,$AS$2:$BA$2,0)+1,FALSE)","v":0},0.92842355105538488]
[2006,2,9,11,null,2013,2,9,11,0.37977782146975902,0.40012205993058869,0,9.4282452622982807E-2,9.6270299999999989E-2,6.8932999999999994E-2,0,2.0486301538702968E-3,0,1.0414342641772008,null,null,0.35957933470342168,8.2612849116500645E-2,0.3541861501825635,7.5886387268090744E-2,6.3544971384821458E-2,0,0,1.4974201687151995E-3,0,0.93730711282411328,null,{"$f":"J949*VLOOKUP($B949,$AR$36:$AZ$47,MATCH(AG$2,$AS$2:$BA$2,0)+1,FALSE)","v":0.37073806974541906},{"$f":"K949*VLOOKUP($B949,$AR$36:$AZ$47,MATCH(AH$2,$AS$2:$BA$2,0)+1,FALSE)","v":0.35998260135410814},{"$f":"L949*VLOOKUP($B949,$AR$36:$AZ$47,MATCH(AI$2,$AS$2:$BA$2,0)+1,FALSE)","v":0},{"$f":"M949*VLOOKUP($B949,$AR$36:$AZ$47,MATCH(AJ$2,$AS$2:$BA$2,0)+1,FALSE)","v":8.6966136943232478E-2},{"$f":"N949*VLOOKUP($B949,$AR$36:$AZ$47,MATCH(AK$2,$AS$2:$BA$2,0)+1,FALSE)","v":7.6069266242430905E-2},{"$f":"O949*VLOOKUP($B949,$AR$36:$AZ$47,MATCH(AL$2,$AS$2:$BA$2,0)+1,FALSE)","v":6.0588457455920584E-2},{"$f":"P949*VLOOKUP($B949,$AR$36:$AZ$47,MATCH(AM$2,$AS$2:$BA$2,0)+1,FALSE)","v":0},{"$f":"Q949*VLOOKUP($B949,$AR$36:$AZ$47,MATCH(AN$2,$AS$2:$BA$2,0)+1,FALSE)","v":1.5800564938130762E-3},{"$f":"R949*VLOOKUP($B949,$AR$36:$BA$47,MATCH(AO$2,$AS$2:$BA$2,0)+1,FALSE)","v":0},0.95592458823492432]
[2006,2,9,12,null,2013,2,9,12,0.34878896074412347,0.41880710814351635,0,0.11832253028162164,9.6849300000000027E-2,6.9275000000000003E-2,0,2.0486301538702968E-3,0,1.0540915293231317,null,null,0.33023861680731803,0.10367741896073022,0.37072606626132332,7.63427919767935E-2,6.3860239546857198E-2,0,0,1.4974201687151995E-3,0,0.94634255372173748,null,{"$f":"J950*VLOOKUP($B950,$AR$36:$AZ$47,MATCH(AG$2,$AS$2:$BA$2,0)+1,FALSE)","v":0.34048682873147645},{"$f":"K950*VLOOKUP($B950,$AR$36:$AZ$47,MATCH(AH$2,$AS$2:$BA$2,0)+1,FALSE)","v":0.37679320225745122},{"$f":"L950*VLOOKUP($B950,$AR$36:$AZ$47,MATCH(AI$2,$AS$2:$BA$2,0)+1,FALSE)","v":0},{"$f":"M950*VLOOKUP($B950,$AR$36:$AZ$47,MATCH(AJ$2,$AS$2:$BA$2,0)+1,FALSE)","v":0.10914070524967356},{"$f":"N950*VLOOKUP($B950,$AR$36:$AZ$47,MATCH(AK$2,$AS$2:$BA$2,0)+1,FALSE)","v":7.6526770843064446E-2},{"$f":"O950*VLOOKUP($B950,$AR$36:$AZ$47,MATCH(AL$2,$AS$2:$BA$2,0)+1,FALSE)","v":6.0889057349294222E-2},{"$f":"P950*VLOOKUP($B950,$AR$36:$AZ$47,MATCH(AM$2,$AS$2:$BA$2,0)+1,FALSE)","v":0},{"$f":"Q950*VLOOKUP($B950,$AR$36:$AZ$47,MATCH(AN$2,$AS$2:$BA$2,0)+1,FALSE)","v":1.5800564938130762E-3},{"$f":"R950*VLOOKUP($B950,$AR$36:$BA$47,MATCH(AO$2,$AS$2:$BA$2,0)+1,FALSE)","v":0},0.96541662092477298]
[2006,2,9,13,null,2013,2,9,13,0.35323717651539599,0.41133862284691758,0,0.11407055059493409,9.5877799999999971E-2,6.8934999999999996E-2,0,2.0486301538702968E-3,0,1.0455077801111179,null,null,0.334450254183775,9.9951718721393051E-2,0.36411499849026296,7.5576993747942495E-2,6.3546815058283648E-2,0,0,1.4974201687151995E-3,0,0.93913820037037232,null,{"$f":"J951*VLOOKUP($B951,$AR$36:$AZ$47,MATCH(AG$2,$AS$2:$BA$2,0)+1,FALSE)","v":0.34482916479120346},{"$f":"K951*VLOOKUP($B951,$AR$36:$AZ$47,MATCH(AH$2,$AS$2:$BA$2,0)+1,FALSE)","v":0.37007394072583027},{"$f":"L951*VLOOKUP($B951,$AR$36:$AZ$47,MATCH(AI$2,$AS$2:$BA$2,0)+1,FALSE)","v":0},{"$f":"M951*VLOOKUP($B951,$AR$36:$AZ$47,MATCH(AJ$2,$AS$2:$BA$2,0)+1,FALSE)","v":0.10521867906744237},{"$f":"N951*VLOOKUP($B951,$AR$36:$AZ$47,MATCH(AK$2,$AS$2:$BA$2,0)+1,FALSE)","v":7.5759127113331326E-2},{"$f":"O951*VLOOKUP($B951,$AR$36:$AZ$47,MATCH(AL$2,$AS$2:$BA$2,0)+1,FALSE)","v":6.059021535003388E-2},{"$f":"P951*VLOOKUP($B951,$AR$36:$AZ$47,MATCH(AM$2,$AS$2:$BA$2,0)+1,FALSE)","v":0},{"$f":"Q951*VLOOKUP($B951,$AR$36:$AZ$47,MATCH(AN$2,$AS$2:$BA$2,0)+1,FALSE)","v":1.5800564938130762E-3},{"$f":"R951*VLOOKUP($B951,$AR$36:$BA$47,MATCH(AO$2,$AS$2:$BA$2,0)+1,FALSE)","v":0},0.95805118354165442]
[2006,2,9,14,null,2013,2,9,14,0.31899163963811872,0.42095021906958252,0,0.12737666030479522,9.5667300000000011E-2,6.9228999999999999E-2,0,2.0486301538702968E-3,0,1.0342634491663667,null,null,0.30202606648572272,0.11161089392533127,0.37262313789103862,7.5411064229493605E-2,6.3817835057226657E-2,0,0,1.4974201687151995E-3,0,0.92698641775752821,null,{"$f":"J952*VLOOKUP($B952,$AR$36:$AZ$47,MATCH(AG$2,$AS$2:$BA$2,0)+1,FALSE)","v":0.31139876543259237},{"$f":"K952*VLOOKUP($B952,$AR$36:$AZ$47,MATCH(AH$2,$AS$2:$BA$2,0)+1,FALSE)","v":0.37872132050789092},{"$f":"L952*VLOOKUP($B952,$AR$36:$AZ$47,MATCH(AI$2,$AS$2:$BA$2,0)+1,FALSE)","v":0},{"$f":"M952*VLOOKUP($B952,$AR$36:$AZ$47,MATCH(AJ$2,$AS$2:$BA$2,0)+1,FALSE)","v":0.11749223503693755},{"$f":"N952*VLOOKUP($B952,$AR$36:$AZ$47,MATCH(AK$2,$AS$2:$BA$2,0)+1,FALSE)","v":7.5592797720527641E-2},{"$f":"O952*VLOOKUP($B952,$AR$36:$AZ$47,MATCH(AL$2,$AS$2:$BA$2,0)+1,FALSE)","v":6.0848625784688408E-2},{"$f":"P952*VLOOKUP($B952,$AR$36:$AZ$47,MATCH(AM$2,$AS$2:$BA$2,0)+1,FALSE)","v":0},{"$f":"Q952*VLOOKUP($B952,$AR$36:$AZ$47,MATCH(AN$2,$AS$2:$BA$2,0)+1,FALSE)","v":1.5800564938130762E-3},{"$f":"R952*VLOOKUP($B952,$AR$36:$BA$47,MATCH(AO$2,$AS$2:$BA$2,0)+1,FALSE)","v":0},0.94563380097644989]
[2006,2,9,15,null,2013,2,9,15,0.33049878885206635,0.40869572859695247,0,0.11480464105666356,9.6172499999999994E-2,6.9741999999999998E-2,0,2.0486301538702968E-3,0,1.0219622886595527,null,null,0.3129212078677841,0.10059494874846105,0.36177552103206639,7.5809295073771002E-2,6.4290737300280246E-2,0,0,1.4974201687151995E-3,0,0.91688913019107798,null,{"$f":"J953*VLOOKUP($B953,$AR$36:$AZ$47,MATCH(AG$2,$AS$2:$BA$2,0)+1,FALSE)","v":0.32263201299650041},{"$f":"K953*VLOOKUP($B953,$AR$36:$AZ$47,MATCH(AH$2,$AS$2:$BA$2,0)+1,FALSE)","v":0.36769617643217622},{"$f":"L953*VLOOKUP($B953,$AR$36:$AZ$47,MATCH(AI$2,$AS$2:$BA$2,0)+1,FALSE)","v":0},{"$f":"M953*VLOOKUP($B953,$AR$36:$AZ$47,MATCH(AJ$2,$AS$2:$BA$2,0)+1,FALSE)","v":0.1058958041299264},{"$f":"N953*VLOOKUP($B953,$AR$36:$AZ$47,MATCH(AK$2,$AS$2:$BA$2,0)+1,FALSE)","v":7.5991988263256552E-2},{"$f":"O953*VLOOKUP($B953,$AR$36:$AZ$47,MATCH(AL$2,$AS$2:$BA$2,0)+1,FALSE)","v":6.1299525624748864E-2},{"$f":"P953*VLOOKUP($B953,$AR$36:$AZ$47,MATCH(AM$2,$AS$2:$BA$2,0)+1,FALSE)","v":0},{"$f":"Q953*VLOOKUP($B953,$AR$36:$AZ$47,MATCH(AN$2,$AS$2:$BA$2,0)+1,FALSE)","v":1.5800564938130762E-3},{"$f":"R953*VLOOKUP($B953,$AR$36:$BA$47,MATCH(AO$2,$AS$2:$BA$2,0)+1,FALSE)","v":0},0.93509556394042148]
[2006,2,9,16,null,2013,2,9,16,0.33810046573630725,0.4087179120656087,0,0.11572503654301022,9.5159699999999986E-2,7.0039000000000004E-2,0,2.0486301538702968E-3,0,1.0297907444987964,null,null,0.32011858950025357,0.10140142430489486,0.36179515773333304,7.5010941552226734E-2,6.4564522809416547E-2,0,0,1.4974201687151995E-3,0,0.92438805606884,null,{"$f":"J954*VLOOKUP($B954,$AR$36:$AZ$47,MATCH(AG$2,$AS$2:$BA$2,0)+1,FALSE)","v":0.33005274916267552},{"$f":"K954*VLOOKUP($B954,$AR$36:$AZ$47,MATCH(AH$2,$AS$2:$BA$2,0)+1,FALSE)","v":0.36771613449886048},{"$f":"L954*VLOOKUP($B954,$AR$36:$AZ$47,MATCH(AI$2,$AS$2:$BA$2,0)+1,FALSE)","v":0},{"$f":"M954*VLOOKUP($B954,$AR$36:$AZ$47,MATCH(AJ$2,$AS$2:$BA$2,0)+1,FALSE)","v":0.10674477695234155},{"$f":"N954*VLOOKUP($B954,$AR$36:$AZ$47,MATCH(AK$2,$AS$2:$BA$2,0)+1,FALSE)","v":7.5191710785671717E-2},{"$f":"O954*VLOOKUP($B954,$AR$36:$AZ$47,MATCH(AL$2,$AS$2:$BA$2,0)+1,FALSE)","v":6.1560572900573339E-2},{"$f":"P954*VLOOKUP($B954,$AR$36:$AZ$47,MATCH(AM$2,$AS$2:$BA$2,0)+1,FALSE)","v":0},{"$f":"Q954*VLOOKUP($B954,$AR$36:$AZ$47,MATCH(AN$2,$AS$2:$BA$2,0)+1,FALSE)","v":1.5800564938130762E-3},{"$f":"R954*VLOOKUP($B954,$AR$36:$BA$47,MATCH(AO$2,$AS$2:$BA$2,0)+1,FALSE)","v":0},0.94284600079393577]
[2006,2,9,17,null,2013,2,9,17,0.36991041852833922,0.41913965023482652,0,0.12505723802268151,9.28422E-2,6.9931999999999994E-2,0,2.0486301538702968E-3,0,1.0789301369397175,null,null,0.35023672967399966,0.10957855304217735,0.37102043094372861,7.3184140321797431E-2,6.4465886279188978E-2,0,0,1.4974201687151995E-3,0,0.96998316042960719,null,{"$f":"J955*VLOOKUP($B955,$AR$36:$AZ$47,MATCH(AG$2,$AS$2:$BA$2,0)+1,FALSE)","v":0.36110553800424272},{"$f":"K955*VLOOKUP($B955,$AR$36:$AZ$47,MATCH(AH$2,$AS$2:$BA$2,0)+1,FALSE)","v":0.37709238437980241},{"$f":"L955*VLOOKUP($B955,$AR$36:$AZ$47,MATCH(AI$2,$AS$2:$BA$2,0)+1,FALSE)","v":0},{"$f":"M955*VLOOKUP($B955,$AR$36:$AZ$47,MATCH(AJ$2,$AS$2:$BA$2,0)+1,FALSE)","v":0.11535279985887648},{"$f":"N955*VLOOKUP($B955,$AR$36:$AZ$47,MATCH(AK$2,$AS$2:$BA$2,0)+1,FALSE)","v":7.3360507138058362E-2},{"$f":"O955*VLOOKUP($B955,$AR$36:$AZ$47,MATCH(AL$2,$AS$2:$BA$2,0)+1,FALSE)","v":6.1466525565511992E-2},{"$f":"P955*VLOOKUP($B955,$AR$36:$AZ$47,MATCH(AM$2,$AS$2:$BA$2,0)+1,FALSE)","v":0},{"$f":"Q955*VLOOKUP($B955,$AR$36:$AZ$47,MATCH(AN$2,$AS$2:$BA$2,0)+1,FALSE)","v":1.5800564938130762E-3},{"$f":"R955*VLOOKUP($B955,$AR$36:$BA$47,MATCH(AO$2,$AS$2:$BA$2,0)+1,FALSE)","v":0},0.98995781144030515]
[2006,2,9,18,null,2013,2,9,18,0.44088798892401698,0.42836861062694293,5.6661104351488157E-3,0.1300385671861333,9.2232700000000029E-2,7.0390999999999995E-2,1.3183224720943343E-5,2.3062905438012054E-3,0,1.1699044509407643,null,null,0.41743935736555737,0.11394332912861906,0.37918986292165585,7.2703693568853894E-2,6.4889009338763251E-2,3.1688479048160648E-3,6.5979241493066888E-6,1.6857537553475444E-3,0,1.0530264519077623,null,{"$f":"J956*VLOOKUP($B956,$AR$36:$AZ$47,MATCH(AG$2,$AS$2:$BA$2,0)+1,FALSE)","v":0.43039364793619278},{"$f":"K956*VLOOKUP($B956,$AR$36:$AZ$47,MATCH(AH$2,$AS$2:$BA$2,0)+1,FALSE)","v":0.38539551360573016},{"$f":"L956*VLOOKUP($B956,$AR$36:$AZ$47,MATCH(AI$2,$AS$2:$BA$2,0)+1,FALSE)","v":3.8584133550325144E-3},{"$f":"M956*VLOOKUP($B956,$AR$36:$AZ$47,MATCH(AJ$2,$AS$2:$BA$2,0)+1,FALSE)","v":0.11994757801892686},{"$f":"N956*VLOOKUP($B956,$AR$36:$AZ$47,MATCH(AK$2,$AS$2:$BA$2,0)+1,FALSE)","v":7.2878902554144531E-2},{"$f":"O956*VLOOKUP($B956,$AR$36:$AZ$47,MATCH(AL$2,$AS$2:$BA$2,0)+1,FALSE)","v":6.1869962264513453E-2},{"$f":"P956*VLOOKUP($B956,$AR$36:$AZ$47,MATCH(AM$2,$AS$2:$BA$2,0)+1,FALSE)","v":6.5979241493066888E-6},{"$f":"Q956*VLOOKUP($B956,$AR$36:$AZ$47,MATCH(AN$2,$AS$2:$BA$2,0)+1,FALSE)","v":1.7787834194807519E-3},{"$f":"R956*VLOOKUP($B956,$AR$36:$BA$47,MATCH(AO$2,$AS$2:$BA$2,0)+1,FALSE)","v":0},1.0761293990781702]
[2006,2,9,19,null,2013,2,9,19,0.45488544074052079,0.40752400970839264,8.7170929771520234E-3,0.11386285576094743,9.149419999999997E-2,7.0731000000000002E-2,2.028188418606668E-5,2.4450307537640017E-3,0,1.1496799118249632,null,null,0.43069235458441263,9.9769730859335298E-2,0.36073832102787973,7.2121560792727829E-2,6.5202433827336786E-2,4.8751506227939457E-3,1.0150652537394905E-5,1.7871641481495757E-3,0,1.0351968665151732,null,{"$f":"J957*VLOOKUP($B957,$AR$36:$AZ$47,MATCH(AG$2,$AS$2:$BA$2,0)+1,FALSE)","v":0.44405792208396144},{"$f":"K957*VLOOKUP($B957,$AR$36:$AZ$47,MATCH(AH$2,$AS$2:$BA$2,0)+1,FALSE)","v":0.36664200207939829},{"$f":"L957*VLOOKUP($B957,$AR$36:$AZ$47,MATCH(AI$2,$AS$2:$BA$2,0)+1,FALSE)","v":5.9360205462038679E-3},{"$f":"M957*VLOOKUP($B957,$AR$36:$AZ$47,MATCH(AJ$2,$AS$2:$BA$2,0)+1,FALSE)","v":0.10502710134674904},{"$f":"N957*VLOOKUP($B957,$AR$36:$AZ$47,MATCH(AK$2,$AS$2:$BA$2,0)+1,FALSE)","v":7.2295366893405558E-2},{"$f":"O957*VLOOKUP($B957,$AR$36:$AZ$47,MATCH(AL$2,$AS$2:$BA$2,0)+1,FALSE)","v":6.2168804263773796E-2},{"$f":"P957*VLOOKUP($B957,$AR$36:$AZ$47,MATCH(AM$2,$AS$2:$BA$2,0)+1,FALSE)","v":1.0150652537394905E-5},{"$f":"Q957*VLOOKUP($B957,$AR$36:$AZ$47,MATCH(AN$2,$AS$2:$BA$2,0)+1,FALSE)","v":1.8857902256094999E-3},{"$f":"R957*VLOOKUP($B957,$AR$36:$BA$47,MATCH(AO$2,$AS$2:$BA$2,0)+1,FALSE)","v":0},1.0580231580916388]
[2006,2,9,20,null,2013,2,9,20,0.43573978345917214,0.39983391375740962,8.7170929771520234E-3,0.11615699043425162,9.0450900000000001E-2,7.0377999999999996E-2,2.028188418606668E-5,2.4450307537640017E-3,0,1.1237419932659356,null,null,0.4125649592535211,0.10177991405192242,0.35393108455637479,7.1299165226942782E-2,6.4877025461258966E-2,4.8751506227939457E-3,1.0150652537394905E-5,1.7871641481495757E-3,0,1.0111246139735011,null,{"$f":"J958*VLOOKUP($B958,$AR$36:$AZ$47,MATCH(AG$2,$AS$2:$BA$2,0)+1,FALSE)","v":0.42536798385369617},{"$f":"K958*VLOOKUP($B958,$AR$36:$AZ$47,MATCH(AH$2,$AS$2:$BA$2,0)+1,FALSE)","v":0.35972336143864531},{"$f":"L958*VLOOKUP($B958,$AR$36:$AZ$47,MATCH(AI$2,$AS$2:$BA$2,0)+1,FALSE)","v":5.9360205462038679E-3},{"$f":"M958*VLOOKUP($B958,$AR$36:$AZ$47,MATCH(AJ$2,$AS$2:$BA$2,0)+1,FALSE)","v":0.10714321123373513},{"$f":"N958*VLOOKUP($B958,$AR$36:$AZ$47,MATCH(AK$2,$AS$2:$BA$2,0)+1,FALSE)","v":7.1470989432540405E-2},{"$f":"O958*VLOOKUP($B958,$AR$36:$AZ$47,MATCH(AL$2,$AS$2:$BA$2,0)+1,FALSE)","v":6.1858535952777023E-2},{"$f":"P958*VLOOKUP($B958,$AR$36:$AZ$47,MATCH(AM$2,$AS$2:$BA$2,0)+1,FALSE)","v":1.0150652537394905E-5},{"$f":"Q958*VLOOKUP($B958,$AR$36:$AZ$47,MATCH(AN$2,$AS$2:$BA$2,0)+1,FALSE)","v":1.8857902256094999E-3},{"$f":"R958*VLOOKUP($B958,$AR$36:$BA$47,MATCH(AO$2,$AS$2:$BA$2,0)+1,FALSE)","v":0},1.033396043335745]
[2006,2,9,21,null,2013,2,9,21,0.4043286811751361,0.39911049938855581,8.7170929771520234E-3,0.1251371768320779,8.9299200000000009E-2,6.9546999999999998E-2,2.028188418606668E-5,2.4450307537640017E-3,0,1.0986049630108721,null,null,0.38282445672000442,0.10964859760100555,0.35329072158729596,7.0391321871134602E-2,6.4110979137716018E-2,4.8751506227939457E-3,1.0150652537394905E-5,1.7871641481495757E-3,0,0.98693854234063749,null,{"$f":"J959*VLOOKUP($B959,$AR$36:$AZ$47,MATCH(AG$2,$AS$2:$BA$2,0)+1,FALSE)","v":0.39470455178625319},{"$f":"K959*VLOOKUP($B959,$AR$36:$AZ$47,MATCH(AH$2,$AS$2:$BA$2,0)+1,FALSE)","v":0.35907251857733913},{"$f":"L959*VLOOKUP($B959,$AR$36:$AZ$47,MATCH(AI$2,$AS$2:$BA$2,0)+1,FALSE)","v":5.9360205462038679E-3},{"$f":"M959*VLOOKUP($B959,$AR$36:$AZ$47,MATCH(AJ$2,$AS$2:$BA$2,0)+1,FALSE)","v":0.11542653541890528},{"$f":"N959*VLOOKUP($B959,$AR$36:$AZ$47,MATCH(AK$2,$AS$2:$BA$2,0)+1,FALSE)","v":7.0560958260606724E-2},{"$f":"O959*VLOOKUP($B959,$AR$36:$AZ$47,MATCH(AL$2,$AS$2:$BA$2,0)+1,FALSE)","v":6.1128130948702494E-2},{"$f":"P959*VLOOKUP($B959,$AR$36:$AZ$47,MATCH(AM$2,$AS$2:$BA$2,0)+1,FALSE)","v":1.0150652537394905E-5},{"$f":"Q959*VLOOKUP($B959,$AR$36:$AZ$47,MATCH(AN$2,$AS$2:$BA$2,0)+1,FALSE)","v":1.8857902256094999E-3},{"$f":"R959*VLOOKUP($B959,$AR$36:$BA$47,MATCH(AO$2,$AS$2:$BA$2,0)+1,FALSE)","v":0},1.0087246564161576]
[2006,2,9,22,null,2013,2,9,22,0.39300165921462038,0.38348671961757264,8.7170929771520234E-3,0.11932976078507125,8.8981199999999983E-2,6.9077E-2,2.028188418606668E-5,2.4450307537640017E-3,0,1.0650587452323665,null,null,0.37209986252182109,0.10455998172073565,0.33946062581765829,7.0140654000033609E-2,6.3677715874099663E-2,4.8751506227939457E-3,1.0150652537394905E-5,1.7871641481495757E-3,0,0.95661130535782934,null,{"$f":"J960*VLOOKUP($B960,$AR$36:$AZ$47,MATCH(AG$2,$AS$2:$BA$2,0)+1,FALSE)","v":0.38364714395407951},{"$f":"K960*VLOOKUP($B960,$AR$36:$AZ$47,MATCH(AH$2,$AS$2:$BA$2,0)+1,FALSE)","v":0.3450160856830421},{"$f":"L960*VLOOKUP($B960,$AR$36:$AZ$47,MATCH(AI$2,$AS$2:$BA$2,0)+1,FALSE)","v":5.9360205462038679E-3},{"$f":"M960*VLOOKUP($B960,$AR$36:$AZ$47,MATCH(AJ$2,$AS$2:$BA$2,0)+1,FALSE)","v":0.11006977469429945},{"$f":"N960*VLOOKUP($B960,$AR$36:$AZ$47,MATCH(AK$2,$AS$2:$BA$2,0)+1,FALSE)","v":7.0309686303782079E-2},{"$f":"O960*VLOOKUP($B960,$AR$36:$AZ$47,MATCH(AL$2,$AS$2:$BA$2,0)+1,FALSE)","v":6.0715025832077905E-2},{"$f":"P960*VLOOKUP($B960,$AR$36:$AZ$47,MATCH(AM$2,$AS$2:$BA$2,0)+1,FALSE)","v":1.0150652537394905E-5},{"$f":"Q960*VLOOKUP($B960,$AR$36:$AZ$47,MATCH(AN$2,$AS$2:$BA$2,0)+1,FALSE)","v":1.8857902256094999E-3},{"$f":"R960*VLOOKUP($B960,$AR$36:$BA$47,MATCH(AO$2,$AS$2:$BA$2,0)+1,FALSE)","v":0},0.97758967789163187]
[2006,2,9,23,null,2013,2,9,23,0.37068165433853639,0.35861690778189609,8.7170929771520234E-3,0.10328620571319568,8.7919299999999992E-2,6.8419999999999995E-2,2.028188418606668E-5,2.4450307537640017E-3,0,1.0001064734487302,null,null,0.35096694730086608,9.0502182442378329E-2,0.31744598630647741,6.9303596728580358E-2,6.3072069141767856E-2,4.8751506227939457E-3,1.0150652537394905E-5,1.7871641481495757E-3,0,0.89796324734355104,null,{"$f":"J961*VLOOKUP($B961,$AR$36:$AZ$47,MATCH(AG$2,$AS$2:$BA$2,0)+1,FALSE)","v":0.36185841629103815},{"$f":"K961*VLOOKUP($B961,$AR$36:$AZ$47,MATCH(AH$2,$AS$2:$BA$2,0)+1,FALSE)","v":0.32264116448687735},{"$f":"L961*VLOOKUP($B961,$AR$36:$AZ$47,MATCH(AI$2,$AS$2:$BA$2,0)+1,FALSE)","v":5.9360205462038679E-3},{"$f":"M961*VLOOKUP($B961,$AR$36:$AZ$47,MATCH(AJ$2,$AS$2:$BA$2,0)+1,FALSE)","v":9.5271199046120872E-2},{"$f":"N961*VLOOKUP($B961,$AR$36:$AZ$47,MATCH(AK$2,$AS$2:$BA$2,0)+1,FALSE)","v":6.9470611803932839E-2},{"$f":"O961*VLOOKUP($B961,$AR$36:$AZ$47,MATCH(AL$2,$AS$2:$BA$2,0)+1,FALSE)","v":6.0137557615860128E-2},{"$f":"P961*VLOOKUP($B961,$AR$36:$AZ$47,MATCH(AM$2,$AS$2:$BA$2,0)+1,FALSE)","v":1.0150652537394905E-5},{"$f":"Q961*VLOOKUP($B961,$AR$36:$AZ$47,MATCH(AN$2,$AS$2:$BA$2,0)+1,FALSE)","v":1.8857902256094999E-3},{"$f":"R961*VLOOKUP($B961,$AR$36:$BA$47,MATCH(AO$2,$AS$2:$BA$2,0)+1,FALSE)","v":0},0.91721091066818028]
[2006,2,9,24,null,2013,2,9,24,0.25353863311220831,0.38134435560048729,8.7170929771520234E-3,0.14641826853814502,8.741320000000001E-2,6.7706000000000002E-2,2.028188418606668E-5,2.4450307537640017E-3,0,0.94760286286594275,null,null,0.24005417868605647,0.12829566891954669,0.33756421534823117,6.8904656446931931E-2,6.2413877715763448E-2,4.8751506227939457E-3,1.0150652537394905E-5,1.7871641481495757E-3,0,0.84390506254001063,null,{"$f":"J962*VLOOKUP($B962,$AR$36:$AZ$47,MATCH(AG$2,$AS$2:$BA$2,0)+1,FALSE)","v":0.24750371962781101},{"$f":"K962*VLOOKUP($B962,$AR$36:$AZ$47,MATCH(AH$2,$AS$2:$BA$2,0)+1,FALSE)","v":0.34308863941314238},{"$f":"L962*VLOOKUP($B962,$AR$36:$AZ$47,MATCH(AI$2,$AS$2:$BA$2,0)+1,FALSE)","v":5.9360205462038679E-3},{"$f":"M962*VLOOKUP($B962,$AR$36:$AZ$47,MATCH(AJ$2,$AS$2:$BA$2,0)+1,FALSE)","v":0.13505621500532897},{"$f":"N962*VLOOKUP($B962,$AR$36:$AZ$47,MATCH(AK$2,$AS$2:$BA$2,0)+1,FALSE)","v":6.9070710114156317E-2},{"$f":"O962*VLOOKUP($B962,$AR$36:$AZ$47,MATCH(AL$2,$AS$2:$BA$2,0)+1,FALSE)","v":5.9509989417413423E-2},{"$f":"P962*VLOOKUP($B962,$AR$36:$AZ$47,MATCH(AM$2,$AS$2:$BA$2,0)+1,FALSE)","v":1.0150652537394905E-5},{"$f":"Q962*VLOOKUP($B962,$AR$36:$AZ$47,MATCH(AN$2,$AS$2:$BA$2,0)+1,FALSE)","v":1.8857902256094999E-3},{"$f":"R962*VLOOKUP($B962,$AR$36:$BA$47,MATCH(AO$2,$AS$2:$BA$2,0)+1,FALSE)","v":0},0.862061235002203]
[2006,2,10,1,null,2013,2,10,1,0.24876080756894797,0.34379955614768798,8.7170929771520234E-3,0.10984185133609028,8.6956199999999997E-2,6.6420999999999994E-2,2.028188418606668E-5,2.4450307537640017E-3,0,0.86696182066782823,null,null,{"$f":"$J963*$AS$6","v":0.23553046183622622},{"$f":"$M963*$AV$6","v":9.624641742607265E-2},{"$f":"$K963*$AT$6","v":0.30432973689965415},{"$f":"$N963*$AW$6","v":6.8544419915192459E-2},{"$f":"$O963*$AX$6","v":6.1229317516301708E-2},{"$f":"$L963*$AU$6","v":4.8751506227939457E-3},{"$f":"$P963*$AY$6","v":1.0150652537394905E-5},{"$f":"$Q963*$AZ$6","v":1.7871641481495757E-3},0,{"$f":"SUM(V963:AD963)","v":0.77255281901692818},null,{"$f":"J963*VLOOKUP($B963,$AR$36:$AZ$47,MATCH(AG$2,$AS$2:$BA$2,0)+1,FALSE)","v":0.24283961941091683},{"$f":"K963*VLOOKUP($B963,$AR$36:$AZ$47,MATCH(AH$2,$AS$2:$BA$2,0)+1,FALSE)","v":0.3093102604437809},{"$f":"L963*VLOOKUP($B963,$AR$36:$AZ$47,MATCH(AI$2,$AS$2:$BA$2,0)+1,FALSE)","v":5.9360205462038679E-3},{"$f":"M963*VLOOKUP($B963,$AR$36:$AZ$47,MATCH(AJ$2,$AS$2:$BA$2,0)+1,FALSE)","v":0.10131812675250702},{"$f":"N963*VLOOKUP($B963,$AR$36:$AZ$47,MATCH(AK$2,$AS$2:$BA$2,0)+1,FALSE)","v":6.8709605446644201E-2},{"$f":"O963*VLOOKUP($B963,$AR$36:$AZ$47,MATCH(AL$2,$AS$2:$BA$2,0)+1,FALSE)","v":5.8380542449620661E-2},{"$f":"P963*VLOOKUP($B963,$AR$36:$AZ$47,MATCH(AM$2,$AS$2:$BA$2,0)+1,FALSE)","v":1.0150652537394905E-5},{"$f":"Q963*VLOOKUP($B963,$AR$36:$AZ$47,MATCH(AN$2,$AS$2:$BA$2,0)+1,FALSE)","v":1.8857902256094999E-3},{"$f":"R963*VLOOKUP($B963,$AR$36:$BA$47,MATCH(AO$2,$AS$2:$BA$2,0)+1,FALSE)","v":0},0.78839011592782049]
[2006,2,10,2,null,2013,2,10,2,0.23148180740770929,0.33374935186488236,8.7170929771520234E-3,0.10188773336462462,8.627470000000001E-2,6.6374000000000002E-2,2.028188418606668E-5,2.4450307537640017E-3,0,0.83094999825231841,null,null,0.21917044545013703,8.9276802937370239E-2,0.29543334372379987,6.8007218172565678E-2,6.1185991189940087E-2,4.8751506227939457E-3,1.0150652537394905E-5,1.7871641481495757E-3,{"$f":"$R964*$BA$6","v":0},0.73974626689729384,null,{"$f":"J964*VLOOKUP($B964,$AR$36:$AZ$47,MATCH(AG$2,$AS$2:$BA$2,0)+1,FALSE)","v":0.22597190675166534},{"$f":"K964*VLOOKUP($B964,$AR$36:$AZ$47,MATCH(AH$2,$AS$2:$BA$2,0)+1,FALSE)","v":0.30026827290004937},{"$f":"L964*VLOOKUP($B964,$AR$36:$AZ$47,MATCH(AI$2,$AS$2:$BA$2,0)+1,FALSE)","v":5.9360205462038679E-3},{"$f":"M964*VLOOKUP($B964,$AR$36:$AZ$47,MATCH(AJ$2,$AS$2:$BA$2,0)+1,FALSE)","v":9.3981248112584084E-2},{"$f":"N964*VLOOKUP($B964,$AR$36:$AZ$47,MATCH(AK$2,$AS$2:$BA$2,0)+1,FALSE)","v":6.8171109098921004E-2},{"$f":"O964*VLOOKUP($B964,$AR$36:$AZ$47,MATCH(AL$2,$AS$2:$BA$2,0)+1,FALSE)","v":5.8339231937958209E-2},{"$f":"P964*VLOOKUP($B964,$AR$36:$AZ$47,MATCH(AM$2,$AS$2:$BA$2,0)+1,FALSE)","v":1.0150652537394905E-5},{"$f":"Q964*VLOOKUP($B964,$AR$36:$AZ$47,MATCH(AN$2,$AS$2:$BA$2,0)+1,FALSE)","v":1.8857902256094999E-3},{"$f":"R964*VLOOKUP($B964,$AR$36:$BA$47,MATCH(AO$2,$AS$2:$BA$2,0)+1,FALSE)","v":0},{"$f":"SUM(AG964:AO964)","v":0.75456373022552881}]
[2006,2,10,3,null,2013,2,10,3,0.21637719800573374,0.33004897860815163,8.7170929771520234E-3,0.10086723131789134,8.6098399999999992E-2,6.6721000000000003E-2,2.028188418606668E-5,2.4450307537640017E-3,0,0.81129521354687884,null,null,0.20486917483170544,8.8382611290203597E-2,0.29215779086308696,6.7868247274216281E-2,6.1505868535631308E-2,4.8751506227939457E-3,1.0150652537394905E-5,1.7871641481495757E-3,0,0.72145615821832465,null,{"$f":"J965*VLOOKUP($B965,$AR$36:$AZ$47,MATCH(AG$2,$AS$2:$BA$2,0)+1,FALSE)","v":0.21122682839960355},{"$f":"K965*VLOOKUP($B965,$AR$36:$AZ$47,MATCH(AH$2,$AS$2:$BA$2,0)+1,FALSE)","v":0.29693911381501875},{"$f":"L965*VLOOKUP($B965,$AR$36:$AZ$47,MATCH(AI$2,$AS$2:$BA$2,0)+1,FALSE)","v":5.9360205462038679E-3},{"$f":"M965*VLOOKUP($B965,$AR$36:$AZ$47,MATCH(AJ$2,$AS$2:$BA$2,0)+1,FALSE)","v":9.3039936996061209E-2},{"$f":"N965*VLOOKUP($B965,$AR$36:$AZ$47,MATCH(AK$2,$AS$2:$BA$2,0)+1,FALSE)","v":6.8031803293926718E-2},{"$f":"O965*VLOOKUP($B965,$AR$36:$AZ$47,MATCH(AL$2,$AS$2:$BA$2,0)+1,FALSE)","v":5.8644226566615082E-2},{"$f":"P965*VLOOKUP($B965,$AR$36:$AZ$47,MATCH(AM$2,$AS$2:$BA$2,0)+1,FALSE)","v":1.0150652537394905E-5},{"$f":"Q965*VLOOKUP($B965,$AR$36:$AZ$47,MATCH(AN$2,$AS$2:$BA$2,0)+1,FALSE)","v":1.8857902256094999E-3},{"$f":"R965*VLOOKUP($B965,$AR$36:$BA$47,MATCH(AO$2,$AS$2:$BA$2,0)+1,FALSE)","v":0},0.73571387049557602]
[2006,2,10,4,null,2013,2,10,4,0.21450285507587766,0.32847666156101701,8.7170929771520234E-3,9.9417727451908508E-2,8.704290000000002E-2,6.6643999999999995E-2,2.028188418606668E-5,2.4450307537640017E-3,0,0.80726654970390532,null,null,0.20309451884701579,8.7112516581773908E-2,0.29076598326845543,6.8612762381936046E-2,6.1434887107336703E-2,4.8751506227939457E-3,1.0150652537394905E-5,1.7871641481495757E-3,0,0.71769313360999876,null,{"$f":"J966*VLOOKUP($B966,$AR$36:$AZ$47,MATCH(AG$2,$AS$2:$BA$2,0)+1,FALSE)","v":0.20939709996215411},{"$f":"K966*VLOOKUP($B966,$AR$36:$AZ$47,MATCH(AH$2,$AS$2:$BA$2,0)+1,FALSE)","v":0.29552452852352262},{"$f":"L966*VLOOKUP($B966,$AR$36:$AZ$47,MATCH(AI$2,$AS$2:$BA$2,0)+1,FALSE)","v":5.9360205462038679E-3},{"$f":"M966*VLOOKUP($B966,$AR$36:$AZ$47,MATCH(AJ$2,$AS$2:$BA$2,0)+1,FALSE)","v":9.1702914589432805E-2},{"$f":"N966*VLOOKUP($B966,$AR$36:$AZ$47,MATCH(AK$2,$AS$2:$BA$2,0)+1,FALSE)","v":6.877811261223131E-2},{"$f":"O966*VLOOKUP($B966,$AR$36:$AZ$47,MATCH(AL$2,$AS$2:$BA$2,0)+1,FALSE)","v":5.857654764325318E-2},{"$f":"P966*VLOOKUP($B966,$AR$36:$AZ$47,MATCH(AM$2,$AS$2:$BA$2,0)+1,FALSE)","v":1.0150652537394905E-5},{"$f":"Q966*VLOOKUP($B966,$AR$36:$AZ$47,MATCH(AN$2,$AS$2:$BA$2,0)+1,FALSE)","v":1.8857902256094999E-3},{"$f":"R966*VLOOKUP($B966,$AR$36:$BA$47,MATCH(AO$2,$AS$2:$BA$2,0)+1,FALSE)","v":0},0.7318111647549449]
[2006,2,10,5,null,2013,2,10,5,0.21585132372363672,0.32816508978224312,8.7170929771520234E-3,9.6862289921096703E-2,8.7271000000000015E-2,6.6291000000000003E-2,2.028188418606668E-5,2.4450307537640017E-3,0,0.80562310904207857,null,null,0.20437126917791482,8.4873372718983292E-2,0.29049018140727184,6.879256534230753E-2,6.1109478741258896E-2,4.8751506227939457E-3,1.0150652537394905E-5,1.7871641481495757E-3,0,0.71630933281121734,null,{"$f":"J967*VLOOKUP($B967,$AR$36:$AZ$47,MATCH(AG$2,$AS$2:$BA$2,0)+1,FALSE)","v":0.21071347136490653},{"$f":"K967*VLOOKUP($B967,$AR$36:$AZ$47,MATCH(AH$2,$AS$2:$BA$2,0)+1,FALSE)","v":0.29524421301317311},{"$f":"L967*VLOOKUP($B967,$AR$36:$AZ$47,MATCH(AI$2,$AS$2:$BA$2,0)+1,FALSE)","v":5.9360205462038679E-3},{"$f":"M967*VLOOKUP($B967,$AR$36:$AZ$47,MATCH(AJ$2,$AS$2:$BA$2,0)+1,FALSE)","v":8.934577893935447E-2},{"$f":"N967*VLOOKUP($B967,$AR$36:$AZ$47,MATCH(AK$2,$AS$2:$BA$2,0)+1,FALSE)","v":6.8958348880632861E-2},{"$f":"O967*VLOOKUP($B967,$AR$36:$AZ$47,MATCH(AL$2,$AS$2:$BA$2,0)+1,FALSE)","v":5.8266279332256421E-2},{"$f":"P967*VLOOKUP($B967,$AR$36:$AZ$47,MATCH(AM$2,$AS$2:$BA$2,0)+1,FALSE)","v":1.0150652537394905E-5},{"$f":"Q967*VLOOKUP($B967,$AR$36:$AZ$47,MATCH(AN$2,$AS$2:$BA$2,0)+1,FALSE)","v":1.8857902256094999E-3},{"$f":"R967*VLOOKUP($B967,$AR$36:$BA$47,MATCH(AO$2,$AS$2:$BA$2,0)+1,FALSE)","v":0},0.73036005295467432]
[2006,2,10,6,null,2013,2,10,6,0.22029598305875644,0.33517750657118861,8.7170929771520234E-3,9.8321048172219205E-2,8.836200000000001E-2,6.6299999999999998E-2,2.028188418606668E-5,2.4450307537640017E-3,0,0.8196389434172664,null,null,0.20857953926730696,8.6151576371356842E-2,0.29669753949790806,6.9652561088757753E-2,6.111777527183878E-2,4.8751506227939457E-3,1.0150652537394905E-5,1.7871641481495757E-3,0,0.72887145692064947,null,{"$f":"J968*VLOOKUP($B968,$AR$36:$AZ$47,MATCH(AG$2,$AS$2:$BA$2,0)+1,FALSE)","v":0.21505233564139631},{"$f":"K968*VLOOKUP($B968,$AR$36:$AZ$47,MATCH(AH$2,$AS$2:$BA$2,0)+1,FALSE)","v":0.30155315793338505},{"$f":"L968*VLOOKUP($B968,$AR$36:$AZ$47,MATCH(AI$2,$AS$2:$BA$2,0)+1,FALSE)","v":5.9360205462038679E-3},{"$f":"M968*VLOOKUP($B968,$AR$36:$AZ$47,MATCH(AJ$2,$AS$2:$BA$2,0)+1,FALSE)","v":9.0691337591095197E-2},{"$f":"N968*VLOOKUP($B968,$AR$36:$AZ$47,MATCH(AK$2,$AS$2:$BA$2,0)+1,FALSE)","v":6.9820417135021726E-2},{"$f":"O968*VLOOKUP($B968,$AR$36:$AZ$47,MATCH(AL$2,$AS$2:$BA$2,0)+1,FALSE)","v":5.8274189855766247E-2},{"$f":"P968*VLOOKUP($B968,$AR$36:$AZ$47,MATCH(AM$2,$AS$2:$BA$2,0)+1,FALSE)","v":1.0150652537394905E-5},{"$f":"Q968*VLOOKUP($B968,$AR$36:$AZ$47,MATCH(AN$2,$AS$2:$BA$2,0)+1,FALSE)","v":1.8857902256094999E-3},{"$f":"R968*VLOOKUP($B968,$AR$36:$BA$47,MATCH(AO$2,$AS$2:$BA$2,0)+1,FALSE)","v":0},0.74322339958101535]
[2006,2,10,7,null,2013,2,10,7,0.23287511201024469,0.34769365570140054,8.7170929771520234E-3,9.8998188148640351E-2,9.070300000000002E-2,6.7762000000000003E-2,2.028188418606668E-5,2.4450307537640017E-3,0,0.84921436147538765,null,null,0.22048964713516431,8.6744904834358608E-2,0.30777677535985887,7.1497886517208703E-2,6.2465500572704974E-2,4.8751506227939457E-3,1.0150652537394905E-5,1.7871641481495757E-3,0,0.75564717984277641,null,{"$f":"J969*VLOOKUP($B969,$AR$36:$AZ$47,MATCH(AG$2,$AS$2:$BA$2,0)+1,FALSE)","v":0.22733204689074007},{"$f":"K969*VLOOKUP($B969,$AR$36:$AZ$47,MATCH(AH$2,$AS$2:$BA$2,0)+1,FALSE)","v":0.31281371158446653},{"$f":"L969*VLOOKUP($B969,$AR$36:$AZ$47,MATCH(AI$2,$AS$2:$BA$2,0)+1,FALSE)","v":5.9360205462038679E-3},{"$f":"M969*VLOOKUP($B969,$AR$36:$AZ$47,MATCH(AJ$2,$AS$2:$BA$2,0)+1,FALSE)","v":9.1315931524333871E-2},{"$f":"N969*VLOOKUP($B969,$AR$36:$AZ$47,MATCH(AK$2,$AS$2:$BA$2,0)+1,FALSE)","v":7.1670189622211763E-2},{"$f":"O969*VLOOKUP($B969,$AR$36:$AZ$47,MATCH(AL$2,$AS$2:$BA$2,0)+1,FALSE)","v":5.9559210452585713E-2},{"$f":"P969*VLOOKUP($B969,$AR$36:$AZ$47,MATCH(AM$2,$AS$2:$BA$2,0)+1,FALSE)","v":1.0150652537394905E-5},{"$f":"Q969*VLOOKUP($B969,$AR$36:$AZ$47,MATCH(AN$2,$AS$2:$BA$2,0)+1,FALSE)","v":1.8857902256094999E-3},{"$f":"R969*VLOOKUP($B969,$AR$36:$BA$47,MATCH(AO$2,$AS$2:$BA$2,0)+1,FALSE)","v":0},0.77052305149868883]
[2006,2,10,8,null,2013,2,10,8,0.26264261943139317,0.35994866693292354,2.615127893145607E-3,9.9322829617919106E-2,9.1273999999999994E-2,6.8461999999999995E-2,6.0845652558200041E-6,2.1675503338384086E-3,0,0.88643887877447569,null,null,0.24867396941299394,8.7029364518768082E-2,0.31862485319213385,7.1947985115946606E-2,6.3110786284474002E-2,1.4625451868381836E-3,3.0451957612184712E-6,1.5843433625455127E-3,0,0.79243689226946135,null,{"$f":"J970*VLOOKUP($B970,$AR$36:$AZ$47,MATCH(AG$2,$AS$2:$BA$2,0)+1,FALSE)","v":0.25639100615207699},{"$f":"K970*VLOOKUP($B970,$AR$36:$AZ$47,MATCH(AH$2,$AS$2:$BA$2,0)+1,FALSE)","v":0.32383932417756567},{"$f":"L970*VLOOKUP($B970,$AR$36:$AZ$47,MATCH(AI$2,$AS$2:$BA$2,0)+1,FALSE)","v":1.7808061638611603E-3},{"$f":"M970*VLOOKUP($B970,$AR$36:$AZ$47,MATCH(AJ$2,$AS$2:$BA$2,0)+1,FALSE)","v":9.1615380824699943E-2},{"$f":"N970*VLOOKUP($B970,$AR$36:$AZ$47,MATCH(AK$2,$AS$2:$BA$2,0)+1,FALSE)","v":7.2121372915755322E-2},{"$f":"O970*VLOOKUP($B970,$AR$36:$AZ$47,MATCH(AL$2,$AS$2:$BA$2,0)+1,FALSE)","v":6.0174473392239344E-2},{"$f":"P970*VLOOKUP($B970,$AR$36:$AZ$47,MATCH(AM$2,$AS$2:$BA$2,0)+1,FALSE)","v":3.0451957612184712E-6},{"$f":"Q970*VLOOKUP($B970,$AR$36:$AZ$47,MATCH(AN$2,$AS$2:$BA$2,0)+1,FALSE)","v":1.6717766133520036E-3},{"$f":"R970*VLOOKUP($B970,$AR$36:$BA$47,MATCH(AO$2,$AS$2:$BA$2,0)+1,FALSE)","v":0},0.80759718543531156]
[2006,2,10,9,null,2013,2,10,9,0.30162960247948684,0.36676823615594745,0,9.7833838203676637E-2,9.1480000000000047E-2,6.8285999999999999E-2,0,2.0486301538702968E-3,0,0.92804630699298118,null,null,0.28558742942567505,8.5724669746640447E-2,0.32466150353184603,7.2110367447540361E-2,6.2948543019800657E-2,0,0,1.4974201687151995E-3,0,0.83252993334021785,null,{"$f":"J971*VLOOKUP($B971,$AR$36:$AZ$47,MATCH(AG$2,$AS$2:$BA$2,0)+1,FALSE)","v":0.29444999228378443},{"$f":"K971*VLOOKUP($B971,$AR$36:$AZ$47,MATCH(AH$2,$AS$2:$BA$2,0)+1,FALSE)","v":0.32997476762061012},{"$f":"L971*VLOOKUP($B971,$AR$36:$AZ$47,MATCH(AI$2,$AS$2:$BA$2,0)+1,FALSE)","v":0},{"$f":"M971*VLOOKUP($B971,$AR$36:$AZ$47,MATCH(AJ$2,$AS$2:$BA$2,0)+1,FALSE)","v":9.0241935102449572E-2},{"$f":"N971*VLOOKUP($B971,$AR$36:$AZ$47,MATCH(AK$2,$AS$2:$BA$2,0)+1,FALSE)","v":7.2284146573320995E-2},{"$f":"O971*VLOOKUP($B971,$AR$36:$AZ$47,MATCH(AL$2,$AS$2:$BA$2,0)+1,FALSE)","v":6.0019778710269291E-2},{"$f":"P971*VLOOKUP($B971,$AR$36:$AZ$47,MATCH(AM$2,$AS$2:$BA$2,0)+1,FALSE)","v":0},{"$f":"Q971*VLOOKUP($B971,$AR$36:$AZ$47,MATCH(AN$2,$AS$2:$BA$2,0)+1,FALSE)","v":1.5800564938130762E-3},{"$f":"R971*VLOOKUP($B971,$AR$36:$BA$47,MATCH(AO$2,$AS$2:$BA$2,0)+1,FALSE)","v":0},0.84855067678424756]
[2006,2,10,10,null,2013,2,10,10,0.34016922617276579,0.37103352063952405,0,9.1490592965927958E-2,9.1856200000000041E-2,6.8920999999999996E-2,0,2.0486301538702968E-3,0,0.96551916993208819,null,null,0.32207732289475161,8.0166545756902907E-2,0.32843711313191032,7.2406912268635298E-2,6.3533909344048276E-2,0,0,1.4974201687151995E-3,0,0.86811922356496363,null,{"$f":"J972*VLOOKUP($B972,$AR$36:$AZ$47,MATCH(AG$2,$AS$2:$BA$2,0)+1,FALSE)","v":0.33207226743788743},{"$f":"K972*VLOOKUP($B972,$AR$36:$AZ$47,MATCH(AH$2,$AS$2:$BA$2,0)+1,FALSE)","v":0.33381216714859308},{"$f":"L972*VLOOKUP($B972,$AR$36:$AZ$47,MATCH(AI$2,$AS$2:$BA$2,0)+1,FALSE)","v":0},{"$f":"M972*VLOOKUP($B972,$AR$36:$AZ$47,MATCH(AJ$2,$AS$2:$BA$2,0)+1,FALSE)","v":8.439092551727799E-2},{"$f":"N972*VLOOKUP($B972,$AR$36:$AZ$47,MATCH(AK$2,$AS$2:$BA$2,0)+1,FALSE)","v":7.2581406039224833E-2},{"$f":"O972*VLOOKUP($B972,$AR$36:$AZ$47,MATCH(AL$2,$AS$2:$BA$2,0)+1,FALSE)","v":6.0577910091240805E-2},{"$f":"P972*VLOOKUP($B972,$AR$36:$AZ$47,MATCH(AM$2,$AS$2:$BA$2,0)+1,FALSE)","v":0},{"$f":"Q972*VLOOKUP($B972,$AR$36:$AZ$47,MATCH(AN$2,$AS$2:$BA$2,0)+1,FALSE)","v":1.5800564938130762E-3},{"$f":"R972*VLOOKUP($B972,$AR$36:$BA$47,MATCH(AO$2,$AS$2:$BA$2,0)+1,FALSE)","v":0},0.88501473272803721]
[2006,2,10,11,null,2013,2,10,11,0.334298081933119,0.38619222699213474,0,0.10185042182825939,9.2607699999999959E-2,6.8862000000000007E-2,0,2.0486301538702968E-3,0,0.98585906090738329,null,null,0.31651843551299297,8.9244109554473525E-2,0.34185552811685399,7.2999292473454061E-2,6.3479520976913464E-2,0,0,1.4974201687151995E-3,0,0.88559430680340323,null,{"$f":"J973*VLOOKUP($B973,$AR$36:$AZ$47,MATCH(AG$2,$AS$2:$BA$2,0)+1,FALSE)","v":0.32634087250234373},{"$f":"K973*VLOOKUP($B973,$AR$36:$AZ$47,MATCH(AH$2,$AS$2:$BA$2,0)+1,FALSE)","v":0.34745018187570531},{"$f":"L973*VLOOKUP($B973,$AR$36:$AZ$47,MATCH(AI$2,$AS$2:$BA$2,0)+1,FALSE)","v":0},{"$f":"M973*VLOOKUP($B973,$AR$36:$AZ$47,MATCH(AJ$2,$AS$2:$BA$2,0)+1,FALSE)","v":9.3946831950394535E-2},{"$f":"N973*VLOOKUP($B973,$AR$36:$AZ$47,MATCH(AK$2,$AS$2:$BA$2,0)+1,FALSE)","v":7.3175213823984828E-2},{"$f":"O973*VLOOKUP($B973,$AR$36:$AZ$47,MATCH(AL$2,$AS$2:$BA$2,0)+1,FALSE)","v":6.0526052214898582E-2},{"$f":"P973*VLOOKUP($B973,$AR$36:$AZ$47,MATCH(AM$2,$AS$2:$BA$2,0)+1,FALSE)","v":0},{"$f":"Q973*VLOOKUP($B973,$AR$36:$AZ$47,MATCH(AN$2,$AS$2:$BA$2,0)+1,FALSE)","v":1.5800564938130762E-3},{"$f":"R973*VLOOKUP($B973,$AR$36:$BA$47,MATCH(AO$2,$AS$2:$BA$2,0)+1,FALSE)","v":0},0.90301920886114007]
[2006,2,10,12,null,2013,2,10,12,0.34325479000993209,0.39237382452046199,0,0.10422359081426399,9.3268399999999974E-2,6.9005999999999998E-2,0,2.0486301538702968E-3,0,1.0041752354985283,null,null,0.32499878099217117,9.1323544761284917E-2,0.34732744893750578,7.3520098330172368E-2,6.3612265466191656E-2,0,0,1.4974201687151995E-3,0,0.90227955865604115,null,{"$f":"J974*VLOOKUP($B974,$AR$36:$AZ$47,MATCH(AG$2,$AS$2:$BA$2,0)+1,FALSE)","v":0.33508438640955407},{"$f":"K974*VLOOKUP($B974,$AR$36:$AZ$47,MATCH(AH$2,$AS$2:$BA$2,0)+1,FALSE)","v":0.35301165369047449},{"$f":"L974*VLOOKUP($B974,$AR$36:$AZ$47,MATCH(AI$2,$AS$2:$BA$2,0)+1,FALSE)","v":0},{"$f":"M974*VLOOKUP($B974,$AR$36:$AZ$47,MATCH(AJ$2,$AS$2:$BA$2,0)+1,FALSE)","v":9.613584308963169E-2},{"$f":"N974*VLOOKUP($B974,$AR$36:$AZ$47,MATCH(AK$2,$AS$2:$BA$2,0)+1,FALSE)","v":7.3697274773274229E-2},{"$f":"O974*VLOOKUP($B974,$AR$36:$AZ$47,MATCH(AL$2,$AS$2:$BA$2,0)+1,FALSE)","v":6.0652620591055889E-2},{"$f":"P974*VLOOKUP($B974,$AR$36:$AZ$47,MATCH(AM$2,$AS$2:$BA$2,0)+1,FALSE)","v":0},{"$f":"Q974*VLOOKUP($B974,$AR$36:$AZ$47,MATCH(AN$2,$AS$2:$BA$2,0)+1,FALSE)","v":1.5800564938130762E-3},{"$f":"R974*VLOOKUP($B974,$AR$36:$BA$47,MATCH(AO$2,$AS$2:$BA$2,0)+1,FALSE)","v":0},0.92016183504780347]
[2006,2,10,13,null,2013,2,10,13,0.33061645980152476,0.3996445054578458,0,0.1156038286154485,9.3159900000000004E-2,6.8713999999999997E-2,0,2.0486301538702968E-3,0,1.0097873240286892,null,null,0.31303262048676334,0.10129521862236536,0.35376342122772259,7.3434571713774724E-2,6.3343089140710865E-2,0,0,1.4974201687151995E-3,0,0.90636634136005212,null,{"$f":"J975*VLOOKUP($B975,$AR$36:$AZ$47,MATCH(AG$2,$AS$2:$BA$2,0)+1,FALSE)","v":0.32274688305525867},{"$f":"K975*VLOOKUP($B975,$AR$36:$AZ$47,MATCH(AH$2,$AS$2:$BA$2,0)+1,FALSE)","v":0.35955295420739475},{"$f":"L975*VLOOKUP($B975,$AR$36:$AZ$47,MATCH(AI$2,$AS$2:$BA$2,0)+1,FALSE)","v":0},{"$f":"M975*VLOOKUP($B975,$AR$36:$AZ$47,MATCH(AJ$2,$AS$2:$BA$2,0)+1,FALSE)","v":0.10663297475655981},{"$f":"N975*VLOOKUP($B975,$AR$36:$AZ$47,MATCH(AK$2,$AS$2:$BA$2,0)+1,FALSE)","v":7.3611542045867104E-2},{"$f":"O975*VLOOKUP($B975,$AR$36:$AZ$47,MATCH(AL$2,$AS$2:$BA$2,0)+1,FALSE)","v":6.0395968050514656E-2},{"$f":"P975*VLOOKUP($B975,$AR$36:$AZ$47,MATCH(AM$2,$AS$2:$BA$2,0)+1,FALSE)","v":0},{"$f":"Q975*VLOOKUP($B975,$AR$36:$AZ$47,MATCH(AN$2,$AS$2:$BA$2,0)+1,FALSE)","v":1.5800564938130762E-3},{"$f":"R975*VLOOKUP($B975,$AR$36:$BA$47,MATCH(AO$2,$AS$2:$BA$2,0)+1,FALSE)","v":0},0.92452037860940794]
[2006,2,10,14,null,2013,2,10,14,0.32688098660835635,0.39643817351026694,0,0.11083997057581232,9.3415600000000001E-2,6.9409999999999999E-2,0,2.0486301538702968E-3,0,0.99903336084830585,null,null,0.30949581846814173,9.7120996649007849E-2,0.35092519139126388,7.3636130753524792E-2,6.3984687505555499E-2,0,0,1.4974201687151995E-3,0,0.89666024493620911,null,{"$f":"J976*VLOOKUP($B976,$AR$36:$AZ$47,MATCH(AG$2,$AS$2:$BA$2,0)+1,FALSE)","v":0.31910032434927249},{"$f":"K976*VLOOKUP($B976,$AR$36:$AZ$47,MATCH(AH$2,$AS$2:$BA$2,0)+1,FALSE)","v":0.35666827517846428},{"$f":"L976*VLOOKUP($B976,$AR$36:$AZ$47,MATCH(AI$2,$AS$2:$BA$2,0)+1,FALSE)","v":0},{"$f":"M976*VLOOKUP($B976,$AR$36:$AZ$47,MATCH(AJ$2,$AS$2:$BA$2,0)+1,FALSE)","v":0.1022387919672151},{"$f":"N976*VLOOKUP($B976,$AR$36:$AZ$47,MATCH(AK$2,$AS$2:$BA$2,0)+1,FALSE)","v":7.3813586823728919E-2},{"$f":"O976*VLOOKUP($B976,$AR$36:$AZ$47,MATCH(AL$2,$AS$2:$BA$2,0)+1,FALSE)","v":6.100771520194171E-2},{"$f":"P976*VLOOKUP($B976,$AR$36:$AZ$47,MATCH(AM$2,$AS$2:$BA$2,0)+1,FALSE)","v":0},{"$f":"Q976*VLOOKUP($B976,$AR$36:$AZ$47,MATCH(AN$2,$AS$2:$BA$2,0)+1,FALSE)","v":1.5800564938130762E-3},{"$f":"R976*VLOOKUP($B976,$AR$36:$BA$47,MATCH(AO$2,$AS$2:$BA$2,0)+1,FALSE)","v":0},0.91440875001443556]
[2006,2,10,15,null,2013,2,10,15,0.33900939517083251,0.39043306993584703,0,9.9588543041752992E-2,9.3267900000000001E-2,6.9647000000000001E-2,0,2.0486301538702968E-3,0,0.99399453830230278,null,null,0.32097917751483035,8.7262189847137475E-2,0.34560950218172537,7.351970419829959E-2,6.4203162810825873E-2,0,0,1.4974201687151995E-3,0,0.89307115672153381,null,{"$f":"J977*VLOOKUP($B977,$AR$36:$AZ$47,MATCH(AG$2,$AS$2:$BA$2,0)+1,FALSE)","v":0.3309400435886285},{"$f":"K977*VLOOKUP($B977,$AR$36:$AZ$47,MATCH(AH$2,$AS$2:$BA$2,0)+1,FALSE)","v":0.35126559179106109},{"$f":"L977*VLOOKUP($B977,$AR$36:$AZ$47,MATCH(AI$2,$AS$2:$BA$2,0)+1,FALSE)","v":0},{"$f":"M977*VLOOKUP($B977,$AR$36:$AZ$47,MATCH(AJ$2,$AS$2:$BA$2,0)+1,FALSE)","v":9.1860474894295233E-2},{"$f":"N977*VLOOKUP($B977,$AR$36:$AZ$47,MATCH(AK$2,$AS$2:$BA$2,0)+1,FALSE)","v":7.3696879691581132E-2},{"$f":"O977*VLOOKUP($B977,$AR$36:$AZ$47,MATCH(AL$2,$AS$2:$BA$2,0)+1,FALSE)","v":6.1216025654367297E-2},{"$f":"P977*VLOOKUP($B977,$AR$36:$AZ$47,MATCH(AM$2,$AS$2:$BA$2,0)+1,FALSE)","v":0},{"$f":"Q977*VLOOKUP($B977,$AR$36:$AZ$47,MATCH(AN$2,$AS$2:$BA$2,0)+1,FALSE)","v":1.5800564938130762E-3},{"$f":"R977*VLOOKUP($B977,$AR$36:$BA$47,MATCH(AO$2,$AS$2:$BA$2,0)+1,FALSE)","v":0},0.91055907211374643]
[2006,2,10,16,null,2013,2,10,16,0.35012369199700261,0.39504461624631809,0,0.10465910634573211,9.3372999999999984E-2,6.9870000000000002E-2,0,2.0486301538702968E-3,0,1.015119044742923,null,null,0.33150236036680431,9.1705155314342354E-2,0.34969162110907892,7.3602550717962192E-2,6.4408732401860874E-2,0,0,1.4974201687151995E-3,0,0.91240784007876385,null,{"$f":"J978*VLOOKUP($B978,$AR$36:$AZ$47,MATCH(AG$2,$AS$2:$BA$2,0)+1,FALSE)","v":0.34178978972695073},{"$f":"K978*VLOOKUP($B978,$AR$36:$AZ$47,MATCH(AH$2,$AS$2:$BA$2,0)+1,FALSE)","v":0.35541451684007314},{"$f":"L978*VLOOKUP($B978,$AR$36:$AZ$47,MATCH(AI$2,$AS$2:$BA$2,0)+1,FALSE)","v":0},{"$f":"M978*VLOOKUP($B978,$AR$36:$AZ$47,MATCH(AJ$2,$AS$2:$BA$2,0)+1,FALSE)","v":9.6537562628070256E-2},{"$f":"N978*VLOOKUP($B978,$AR$36:$AZ$47,MATCH(AK$2,$AS$2:$BA$2,0)+1,FALSE)","v":7.3779925863475038E-2},{"$f":"O978*VLOOKUP($B978,$AR$36:$AZ$47,MATCH(AL$2,$AS$2:$BA$2,0)+1,FALSE)","v":6.1412030847999816E-2},{"$f":"P978*VLOOKUP($B978,$AR$36:$AZ$47,MATCH(AM$2,$AS$2:$BA$2,0)+1,FALSE)","v":0},{"$f":"Q978*VLOOKUP($B978,$AR$36:$AZ$47,MATCH(AN$2,$AS$2:$BA$2,0)+1,FALSE)","v":1.5800564938130762E-3},{"$f":"R978*VLOOKUP($B978,$AR$36:$BA$47,MATCH(AO$2,$AS$2:$BA$2,0)+1,FALSE)","v":0},0.93051388240038213]
[2006,2,10,17,null,2013,2,10,17,0.40044754869775928,0.39830990382340881,0,0.10576087678368584,9.2056399999999983E-2,6.9588999999999998E-2,0,2.0486301538702968E-3,0,1.0682123594587241,null,null,0.37914974230748277,9.2670556536091062E-2,0.35258203818923028,7.2564722670504483E-2,6.414969628042215E-2,0,0,1.4974201687151995E-3,0,0.96261417615244604,null,{"$f":"J979*VLOOKUP($B979,$AR$36:$AZ$47,MATCH(AG$2,$AS$2:$BA$2,0)+1,FALSE)","v":0.3909158008857388},{"$f":"K979*VLOOKUP($B979,$AR$36:$AZ$47,MATCH(AH$2,$AS$2:$BA$2,0)+1,FALSE)","v":0.35835223718564541},{"$f":"L979*VLOOKUP($B979,$AR$36:$AZ$47,MATCH(AI$2,$AS$2:$BA$2,0)+1,FALSE)","v":0},{"$f":"M979*VLOOKUP($B979,$AR$36:$AZ$47,MATCH(AJ$2,$AS$2:$BA$2,0)+1,FALSE)","v":9.7553835710933748E-2},{"$f":"N979*VLOOKUP($B979,$AR$36:$AZ$47,MATCH(AK$2,$AS$2:$BA$2,0)+1,FALSE)","v":7.2739596749150218E-2},{"$f":"O979*VLOOKUP($B979,$AR$36:$AZ$47,MATCH(AL$2,$AS$2:$BA$2,0)+1,FALSE)","v":6.1165046725081711E-2},{"$f":"P979*VLOOKUP($B979,$AR$36:$AZ$47,MATCH(AM$2,$AS$2:$BA$2,0)+1,FALSE)","v":0},{"$f":"Q979*VLOOKUP($B979,$AR$36:$AZ$47,MATCH(AN$2,$AS$2:$BA$2,0)+1,FALSE)","v":1.5800564938130762E-3},{"$f":"R979*VLOOKUP($B979,$AR$36:$BA$47,MATCH(AO$2,$AS$2:$BA$2,0)+1,FALSE)","v":0},0.98230657375036301]
[2006,2,10,18,null,2013,2,10,18,0.46642202393396903,0.39965859125119169,5.3755406692437497E-3,0.10711539122495287,9.105310000000004E-2,6.9697999999999996E-2,1.2507161914741122E-5,2.2930771904714148E-3,0,1.1416282314317436,null,null,0.44161536449951672,9.3857418927229541E-2,0.35377588990520142,7.1773857654543471E-2,6.4250176484111909E-2,3.0063428840562674E-3,6.2595690647268591E-6,1.6760956226997315E-3,0,1.0299614055464239,null,{"$f":"J980*VLOOKUP($B980,$AR$36:$AZ$47,MATCH(AG$2,$AS$2:$BA$2,0)+1,FALSE)","v":0.45531990301808778},{"$f":"K980*VLOOKUP($B980,$AR$36:$AZ$47,MATCH(AH$2,$AS$2:$BA$2,0)+1,FALSE)","v":0.35956562694163907},{"$f":"L980*VLOOKUP($B980,$AR$36:$AZ$47,MATCH(AI$2,$AS$2:$BA$2,0)+1,FALSE)","v":3.6605460034923867E-3},{"$f":"M980*VLOOKUP($B980,$AR$36:$AZ$47,MATCH(AJ$2,$AS$2:$BA$2,0)+1,FALSE)","v":9.8803239869540663E-2},{"$f":"N980*VLOOKUP($B980,$AR$36:$AZ$47,MATCH(AK$2,$AS$2:$BA$2,0)+1,FALSE)","v":7.1946825823734725E-2},{"$f":"O980*VLOOKUP($B980,$AR$36:$AZ$47,MATCH(AL$2,$AS$2:$BA$2,0)+1,FALSE)","v":6.1260851954256346E-2},{"$f":"P980*VLOOKUP($B980,$AR$36:$AZ$47,MATCH(AM$2,$AS$2:$BA$2,0)+1,FALSE)","v":6.2595690647268591E-6},{"$f":"Q980*VLOOKUP($B980,$AR$36:$AZ$47,MATCH(AN$2,$AS$2:$BA$2,0)+1,FALSE)","v":1.7685922950875376E-3},{"$f":"R980*VLOOKUP($B980,$AR$36:$BA$47,MATCH(AO$2,$AS$2:$BA$2,0)+1,FALSE)","v":0},1.0523318454749031]
[2006,2,10,19,null,2013,2,10,19,0.49227265432916006,0.39037410341988549,8.7170929771520234E-3,0.10973576669434272,9.0465199999999968E-2,6.9815000000000002E-2,2.028188418606668E-5,2.4450307537640017E-3,0,1.1638451300584904,null,null,0.46609112889037391,9.6153463177870019E-2,0.34555730530139911,7.1310437398504845E-2,6.4358031381650443E-2,4.8751506227939457E-3,1.0150652537394905E-5,1.7871641481495757E-3,0,1.0501428315732793,null,{"$f":"J981*VLOOKUP($B981,$AR$36:$AZ$47,MATCH(AG$2,$AS$2:$BA$2,0)+1,FALSE)","v":0.48055521764843018},{"$f":"K981*VLOOKUP($B981,$AR$36:$AZ$47,MATCH(AH$2,$AS$2:$BA$2,0)+1,FALSE)","v":0.35121254068007685},{"$f":"L981*VLOOKUP($B981,$AR$36:$AZ$47,MATCH(AI$2,$AS$2:$BA$2,0)+1,FALSE)","v":5.9360205462038679E-3},{"$f":"M981*VLOOKUP($B981,$AR$36:$AZ$47,MATCH(AJ$2,$AS$2:$BA$2,0)+1,FALSE)","v":0.10122027427598433},{"$f":"N981*VLOOKUP($B981,$AR$36:$AZ$47,MATCH(AK$2,$AS$2:$BA$2,0)+1,FALSE)","v":7.148228876896362E-2},{"$f":"O981*VLOOKUP($B981,$AR$36:$AZ$47,MATCH(AL$2,$AS$2:$BA$2,0)+1,FALSE)","v":6.1363688759884176E-2},{"$f":"P981*VLOOKUP($B981,$AR$36:$AZ$47,MATCH(AM$2,$AS$2:$BA$2,0)+1,FALSE)","v":1.0150652537394905E-5},{"$f":"Q981*VLOOKUP($B981,$AR$36:$AZ$47,MATCH(AN$2,$AS$2:$BA$2,0)+1,FALSE)","v":1.8857902256094999E-3},{"$f":"R981*VLOOKUP($B981,$AR$36:$BA$47,MATCH(AO$2,$AS$2:$BA$2,0)+1,FALSE)","v":0},1.0736659715576899]
[2006,2,10,20,null,2013,2,10,20,0.45594238341335114,0.37999526474690903,8.7170929771520234E-3,0.11103715469975618,8.9831400000000006E-2,6.9392999999999996E-2,2.028188418606668E-5,2.4450307537640017E-3,0,1.1173816084751185,null,null,0.43169308375191684,9.7293774741074299E-2,0.33637000652165888,7.0810835836543226E-2,6.396901628112682E-2,4.8751506227939457E-3,1.0150652537394905E-5,1.7871641481495757E-3,0,1.0068091825558008,null,{"$f":"J982*VLOOKUP($B982,$AR$36:$AZ$47,MATCH(AG$2,$AS$2:$BA$2,0)+1,FALSE)","v":0.4450897066279883},{"$f":"K982*VLOOKUP($B982,$AR$36:$AZ$47,MATCH(AH$2,$AS$2:$BA$2,0)+1,FALSE)","v":0.34187488670223615},{"$f":"L982*VLOOKUP($B982,$AR$36:$AZ$47,MATCH(AI$2,$AS$2:$BA$2,0)+1,FALSE)","v":5.9360205462038679E-3},{"$f":"M982*VLOOKUP($B982,$AR$36:$AZ$47,MATCH(AJ$2,$AS$2:$BA$2,0)+1,FALSE)","v":0.10242067460867019},{"$f":"N982*VLOOKUP($B982,$AR$36:$AZ$47,MATCH(AK$2,$AS$2:$BA$2,0)+1,FALSE)","v":7.0981483214764149E-2},{"$f":"O982*VLOOKUP($B982,$AR$36:$AZ$47,MATCH(AL$2,$AS$2:$BA$2,0)+1,FALSE)","v":6.099277310197869E-2},{"$f":"P982*VLOOKUP($B982,$AR$36:$AZ$47,MATCH(AM$2,$AS$2:$BA$2,0)+1,FALSE)","v":1.0150652537394905E-5},{"$f":"Q982*VLOOKUP($B982,$AR$36:$AZ$47,MATCH(AN$2,$AS$2:$BA$2,0)+1,FALSE)","v":1.8857902256094999E-3},{"$f":"R982*VLOOKUP($B982,$AR$36:$BA$47,MATCH(AO$2,$AS$2:$BA$2,0)+1,FALSE)","v":0},1.0291914856799884]
[2006,2,10,21,null,2013,2,10,21,0.43558484133570113,0.37709238471598688,8.7170929771520234E-3,0.11419464297664712,8.974560000000005E-2,6.9009000000000001E-2,2.028188418606668E-5,2.4450307537640017E-3,0,1.0968088746434375,null,null,0.41241825772824608,0.10006045184109624,0.33380039088293978,7.0743202807170738E-2,6.3615030976384962E-2,4.8751506227939457E-3,1.0150652537394905E-5,1.7871641481495757E-3,0,0.98730979965931887,null,{"$f":"J983*VLOOKUP($B983,$AR$36:$AZ$47,MATCH(AG$2,$AS$2:$BA$2,0)+1,FALSE)","v":0.4252167297768899},{"$f":"K983*VLOOKUP($B983,$AR$36:$AZ$47,MATCH(AH$2,$AS$2:$BA$2,0)+1,FALSE)","v":0.33926321789014535},{"$f":"L983*VLOOKUP($B983,$AR$36:$AZ$47,MATCH(AI$2,$AS$2:$BA$2,0)+1,FALSE)","v":5.9360205462038679E-3},{"$f":"M983*VLOOKUP($B983,$AR$36:$AZ$47,MATCH(AJ$2,$AS$2:$BA$2,0)+1,FALSE)","v":0.10533314188381415},{"$f":"N983*VLOOKUP($B983,$AR$36:$AZ$47,MATCH(AK$2,$AS$2:$BA$2,0)+1,FALSE)","v":7.0913687196224706E-2},{"$f":"O983*VLOOKUP($B983,$AR$36:$AZ$47,MATCH(AL$2,$AS$2:$BA$2,0)+1,FALSE)","v":6.0655257432225843E-2},{"$f":"P983*VLOOKUP($B983,$AR$36:$AZ$47,MATCH(AM$2,$AS$2:$BA$2,0)+1,FALSE)","v":1.0150652537394905E-5},{"$f":"Q983*VLOOKUP($B983,$AR$36:$AZ$47,MATCH(AN$2,$AS$2:$BA$2,0)+1,FALSE)","v":1.8857902256094999E-3},{"$f":"R983*VLOOKUP($B983,$AR$36:$BA$47,MATCH(AO$2,$AS$2:$BA$2,0)+1,FALSE)","v":0},1.0092139956036508]
[2006,2,10,22,null,2013,2,10,22,0.39760777958550597,0.36668889418480788,8.7170929771520234E-3,0.10801689202408066,8.900340000000001E-2,6.8576999999999999E-2,2.028188418606668E-5,2.4450307537640017E-3,0,1.0410763714094968,null,null,0.37646100634037555,9.4647338444857732E-2,0.32459127039521091,7.0158153455185959E-2,6.3216797508550346E-2,4.8751506227939457E-3,1.0150652537394905E-5,1.7871641481495757E-3,0,0.93574703156766148,null,{"$f":"J984*VLOOKUP($B984,$AR$36:$AZ$47,MATCH(AG$2,$AS$2:$BA$2,0)+1,FALSE)","v":0.38814362605171338},{"$f":"K984*VLOOKUP($B984,$AR$36:$AZ$47,MATCH(AH$2,$AS$2:$BA$2,0)+1,FALSE)","v":0.32990338508006151},{"$f":"L984*VLOOKUP($B984,$AR$36:$AZ$47,MATCH(AI$2,$AS$2:$BA$2,0)+1,FALSE)","v":5.9360205462038679E-3},{"$f":"M984*VLOOKUP($B984,$AR$36:$AZ$47,MATCH(AJ$2,$AS$2:$BA$2,0)+1,FALSE)","v":9.9634784231935294E-2},{"$f":"N984*VLOOKUP($B984,$AR$36:$AZ$47,MATCH(AK$2,$AS$2:$BA$2,0)+1,FALSE)","v":7.0327227930956651E-2},{"$f":"O984*VLOOKUP($B984,$AR$36:$AZ$47,MATCH(AL$2,$AS$2:$BA$2,0)+1,FALSE)","v":6.0275552303753879E-2},{"$f":"P984*VLOOKUP($B984,$AR$36:$AZ$47,MATCH(AM$2,$AS$2:$BA$2,0)+1,FALSE)","v":1.0150652537394905E-5},{"$f":"Q984*VLOOKUP($B984,$AR$36:$AZ$47,MATCH(AN$2,$AS$2:$BA$2,0)+1,FALSE)","v":1.8857902256094999E-3},{"$f":"R984*VLOOKUP($B984,$AR$36:$BA$47,MATCH(AO$2,$AS$2:$BA$2,0)+1,FALSE)","v":0},0.95611653702277166]
[2006,2,10,23,null,2013,2,10,23,0.33115577315920441,0.36516073441436359,8.7170929771520234E-3,0.11189567322410809,8.7640399999999993E-2,6.8017999999999995E-2,2.028188418606668E-5,2.4450307537640017E-3,0,0.97505298641277816,null,null,0.31354325045878384,9.8046032020587578E-2,0.32323855061252404,6.908374996993237E-2,6.2701490775866217E-2,4.8751506227939457E-3,1.0150652537394905E-5,1.7871641481495757E-3,0,0.87328553926117503,null,{"$f":"J985*VLOOKUP($B985,$AR$36:$AZ$47,MATCH(AG$2,$AS$2:$BA$2,0)+1,FALSE)","v":0.32327335927875239},{"$f":"K985*VLOOKUP($B985,$AR$36:$AZ$47,MATCH(AH$2,$AS$2:$BA$2,0)+1,FALSE)","v":0.32852852729405324},{"$f":"L985*VLOOKUP($B985,$AR$36:$AZ$47,MATCH(AI$2,$AS$2:$BA$2,0)+1,FALSE)","v":5.9360205462038679E-3},{"$f":"M985*VLOOKUP($B985,$AR$36:$AZ$47,MATCH(AJ$2,$AS$2:$BA$2,0)+1,FALSE)","v":0.10321257211960629},{"$f":"N985*VLOOKUP($B985,$AR$36:$AZ$47,MATCH(AK$2,$AS$2:$BA$2,0)+1,FALSE)","v":6.9250235235510244E-2},{"$f":"O985*VLOOKUP($B985,$AR$36:$AZ$47,MATCH(AL$2,$AS$2:$BA$2,0)+1,FALSE)","v":5.9784220899087609E-2},{"$f":"P985*VLOOKUP($B985,$AR$36:$AZ$47,MATCH(AM$2,$AS$2:$BA$2,0)+1,FALSE)","v":1.0150652537394905E-5},{"$f":"Q985*VLOOKUP($B985,$AR$36:$AZ$47,MATCH(AN$2,$AS$2:$BA$2,0)+1,FALSE)","v":1.8857902256094999E-3},{"$f":"R985*VLOOKUP($B985,$AR$36:$BA$47,MATCH(AO$2,$AS$2:$BA$2,0)+1,FALSE)","v":0},0.8918808762513607]
[2006,2,10,24,null,2013,2,10,24,0.23276449095905147,0.37360626850051454,8.7170929771520234E-3,0.13279261745581797,8.763619999999997E-2,6.7367999999999997E-2,2.028188418606668E-5,2.4450307537640017E-3,0,0.90534998253048593,null,null,0.22038490946554917,0.11635650287472984,0.33071449733920122,6.9080439262200824E-2,6.210229690065211E-2,4.8751506227939457E-3,1.0150652537394905E-5,1.7871641481495757E-3,0,0.80531111126581412,null,{"$f":"J986*VLOOKUP($B986,$AR$36:$AZ$47,MATCH(AG$2,$AS$2:$BA$2,0)+1,FALSE)","v":0.22722405892337044},{"$f":"K986*VLOOKUP($B986,$AR$36:$AZ$47,MATCH(AH$2,$AS$2:$BA$2,0)+1,FALSE)","v":0.33612682200113542},{"$f":"L986*VLOOKUP($B986,$AR$36:$AZ$47,MATCH(AI$2,$AS$2:$BA$2,0)+1,FALSE)","v":5.9360205462038679E-3},{"$f":"M986*VLOOKUP($B986,$AR$36:$AZ$47,MATCH(AJ$2,$AS$2:$BA$2,0)+1,FALSE)","v":0.12248791406491087},{"$f":"N986*VLOOKUP($B986,$AR$36:$AZ$47,MATCH(AK$2,$AS$2:$BA$2,0)+1,FALSE)","v":6.924691654928801E-2},{"$f":"O986*VLOOKUP($B986,$AR$36:$AZ$47,MATCH(AL$2,$AS$2:$BA$2,0)+1,FALSE)","v":5.9212905312266376E-2},{"$f":"P986*VLOOKUP($B986,$AR$36:$AZ$47,MATCH(AM$2,$AS$2:$BA$2,0)+1,FALSE)","v":1.0150652537394905E-5},{"$f":"Q986*VLOOKUP($B986,$AR$36:$AZ$47,MATCH(AN$2,$AS$2:$BA$2,0)+1,FALSE)","v":1.8857902256094999E-3},{"$f":"R986*VLOOKUP($B986,$AR$36:$BA$47,MATCH(AO$2,$AS$2:$BA$2,0)+1,FALSE)","v":0},0.82213057827532199]
[2006,2,11,1,null,2013,2,11,1,0.23361821576076969,0.32172389068437157,8.7170929771520234E-3,9.0100707078460268E-2,8.7348700000000001E-2,6.6798999999999997E-2,2.028188418606668E-5,2.4450307537640017E-3,0,0.81077291913870375,null,null,0.221193228906199,7.8948689942633057E-2,0.28478846250821815,6.885381343534068E-2,6.1577771800656995E-2,4.8751506227939457E-3,1.0150652537394905E-5,1.7871641481495757E-3,0,0.72203443201652895,null,{"$f":"J987*VLOOKUP($B987,$AR$36:$AZ$47,MATCH(AG$2,$AS$2:$BA$2,0)+1,FALSE)","v":0.22805746273788996},{"$f":"K987*VLOOKUP($B987,$AR$36:$AZ$47,MATCH(AH$2,$AS$2:$BA$2,0)+1,FALSE)","v":0.28944918234804612},{"$f":"L987*VLOOKUP($B987,$AR$36:$AZ$47,MATCH(AI$2,$AS$2:$BA$2,0)+1,FALSE)","v":5.9360205462038679E-3},{"$f":"M987*VLOOKUP($B987,$AR$36:$AZ$47,MATCH(AJ$2,$AS$2:$BA$2,0)+1,FALSE)","v":8.3108894735703723E-2},{"$f":"N987*VLOOKUP($B987,$AR$36:$AZ$47,MATCH(AK$2,$AS$2:$BA$2,0)+1,FALSE)","v":6.9019744575743766E-2},{"$f":"O987*VLOOKUP($B987,$AR$36:$AZ$47,MATCH(AL$2,$AS$2:$BA$2,0)+1,FALSE)","v":5.8712784437033629E-2},{"$f":"P987*VLOOKUP($B987,$AR$36:$AZ$47,MATCH(AM$2,$AS$2:$BA$2,0)+1,FALSE)","v":1.0150652537394905E-5},{"$f":"Q987*VLOOKUP($B987,$AR$36:$AZ$47,MATCH(AN$2,$AS$2:$BA$2,0)+1,FALSE)","v":1.8857902256094999E-3},{"$f":"R987*VLOOKUP($B987,$AR$36:$BA$47,MATCH(AO$2,$AS$2:$BA$2,0)+1,FALSE)","v":0},0.73618003025876799]
[2006,2,11,2,null,2013,2,11,2,0.21815148899091302,0.31561122477394427,8.7170929771520234E-3,8.724577081694658E-2,8.8020500000000002E-2,6.6237000000000004E-2,2.028188418606668E-5,2.4450307537640017E-3,0,0.78644839019690593,null,null,0.20654910013527361,7.6447117146761986E-2,0.27937755962887673,6.9383369019635155E-2,6.1059699557779575E-2,4.8751506227939457E-3,1.0150652537394905E-5,1.7871641481495757E-3,0,0.69948931091180799,null,{"$f":"J988*VLOOKUP($B988,$AR$36:$AZ$47,MATCH(AG$2,$AS$2:$BA$2,0)+1,FALSE)","v":0.21295888640253369},{"$f":"K988*VLOOKUP($B988,$AR$36:$AZ$47,MATCH(AH$2,$AS$2:$BA$2,0)+1,FALSE)","v":0.28394972706676042},{"$f":"L988*VLOOKUP($B988,$AR$36:$AZ$47,MATCH(AI$2,$AS$2:$BA$2,0)+1,FALSE)","v":5.9360205462038679E-3},{"$f":"M988*VLOOKUP($B988,$AR$36:$AZ$47,MATCH(AJ$2,$AS$2:$BA$2,0)+1,FALSE)","v":8.0475501448027661E-2},{"$f":"N988*VLOOKUP($B988,$AR$36:$AZ$47,MATCH(AK$2,$AS$2:$BA$2,0)+1,FALSE)","v":6.9550576338620426E-2},{"$f":"O988*VLOOKUP($B988,$AR$36:$AZ$47,MATCH(AL$2,$AS$2:$BA$2,0)+1,FALSE)","v":5.8218816191197426E-2},{"$f":"P988*VLOOKUP($B988,$AR$36:$AZ$47,MATCH(AM$2,$AS$2:$BA$2,0)+1,FALSE)","v":1.0150652537394905E-5},{"$f":"Q988*VLOOKUP($B988,$AR$36:$AZ$47,MATCH(AN$2,$AS$2:$BA$2,0)+1,FALSE)","v":1.8857902256094999E-3},{"$f":"R988*VLOOKUP($B988,$AR$36:$BA$47,MATCH(AO$2,$AS$2:$BA$2,0)+1,FALSE)","v":0},0.71298546887149028]
[2006,2,11,3,null,2013,2,11,3,0.21065582958737283,0.31469385521366161,8.7170929771520234E-3,8.6297148658890002E-2,8.7623600000000038E-2,6.5806000000000003E-2,2.028188418606668E-5,2.4450307537640017E-3,0,0.77625883907502657,null,null,0.19945209744286377,7.5615908612916588E-2,0.27856550844402694,6.907050713900631E-2,6.0662387926676067E-2,4.8751506227939457E-3,1.0150652537394905E-5,1.7871641481495757E-3,0,0.69003887498897065,null,{"$f":"J989*VLOOKUP($B989,$AR$36:$AZ$47,MATCH(AG$2,$AS$2:$BA$2,0)+1,FALSE)","v":0.20564164421081482},{"$f":"K989*VLOOKUP($B989,$AR$36:$AZ$47,MATCH(AH$2,$AS$2:$BA$2,0)+1,FALSE)","v":0.28312438621759323},{"$f":"L989*VLOOKUP($B989,$AR$36:$AZ$47,MATCH(AI$2,$AS$2:$BA$2,0)+1,FALSE)","v":5.9360205462038679E-3},{"$f":"M989*VLOOKUP($B989,$AR$36:$AZ$47,MATCH(AJ$2,$AS$2:$BA$2,0)+1,FALSE)","v":7.9600492342835769E-2},{"$f":"N989*VLOOKUP($B989,$AR$36:$AZ$47,MATCH(AK$2,$AS$2:$BA$2,0)+1,FALSE)","v":6.9236960490621433E-2},{"$f":"O989*VLOOKUP($B989,$AR$36:$AZ$47,MATCH(AL$2,$AS$2:$BA$2,0)+1,FALSE)","v":5.7839990009782113E-2},{"$f":"P989*VLOOKUP($B989,$AR$36:$AZ$47,MATCH(AM$2,$AS$2:$BA$2,0)+1,FALSE)","v":1.0150652537394905E-5},{"$f":"Q989*VLOOKUP($B989,$AR$36:$AZ$47,MATCH(AN$2,$AS$2:$BA$2,0)+1,FALSE)","v":1.8857902256094999E-3},{"$f":"R989*VLOOKUP($B989,$AR$36:$BA$47,MATCH(AO$2,$AS$2:$BA$2,0)+1,FALSE)","v":0},0.70327543469599818]
[2006,2,11,4,null,2013,2,11,4,0.20662069421378582,0.31839594785069542,8.7170929771520234E-3,8.9489480090445869E-2,8.7707200000000013E-2,6.5425999999999998E-2,2.028188418606668E-5,2.4450307537640017E-3,0,0.77882172777002923,null,null,0.19563157077951779,7.8413116232658758E-2,0.28184258329203127,6.91364059881385E-2,6.0312089968858583E-2,4.8751506227939457E-3,1.0150652537394905E-5,1.7871641481495757E-3,0,0.69200823168468595,null,{"$f":"J990*VLOOKUP($B990,$AR$36:$AZ$47,MATCH(AG$2,$AS$2:$BA$2,0)+1,FALSE)","v":0.20170255610457524},{"$f":"K990*VLOOKUP($B990,$AR$36:$AZ$47,MATCH(AH$2,$AS$2:$BA$2,0)+1,FALSE)","v":0.28645509219807458},{"$f":"L990*VLOOKUP($B990,$AR$36:$AZ$47,MATCH(AI$2,$AS$2:$BA$2,0)+1,FALSE)","v":5.9360205462038679E-3},{"$f":"M990*VLOOKUP($B990,$AR$36:$AZ$47,MATCH(AJ$2,$AS$2:$BA$2,0)+1,FALSE)","v":8.2545098944819706E-2},{"$f":"N990*VLOOKUP($B990,$AR$36:$AZ$47,MATCH(AK$2,$AS$2:$BA$2,0)+1,FALSE)","v":6.9303018149711154E-2},{"$f":"O990*VLOOKUP($B990,$AR$36:$AZ$47,MATCH(AL$2,$AS$2:$BA$2,0)+1,FALSE)","v":5.7505990128255843E-2},{"$f":"P990*VLOOKUP($B990,$AR$36:$AZ$47,MATCH(AM$2,$AS$2:$BA$2,0)+1,FALSE)","v":1.0150652537394905E-5},{"$f":"Q990*VLOOKUP($B990,$AR$36:$AZ$47,MATCH(AN$2,$AS$2:$BA$2,0)+1,FALSE)","v":1.8857902256094999E-3},{"$f":"R990*VLOOKUP($B990,$AR$36:$BA$47,MATCH(AO$2,$AS$2:$BA$2,0)+1,FALSE)","v":0},0.70534371694978737]
[2006,2,11,5,null,2013,2,11,5,0.21536037593186153,0.32311182509734426,8.7170929771520234E-3,8.7480090508178579E-2,9.0323500000000015E-2,6.5726999999999994E-2,2.028188418606668E-5,2.4450307537640017E-3,0,0.79318519715248648,null,null,0.20390643244875184,7.6652434432834107E-2,0.286017055469381,7.1198740425753276E-2,6.0589562824919264E-2,4.8751506227939457E-3,1.0150652537394905E-5,1.7871641481495757E-3,0,0.70503669102512045,null,{"$f":"J991*VLOOKUP($B991,$AR$36:$AZ$47,MATCH(AG$2,$AS$2:$BA$2,0)+1,FALSE)","v":0.21023420947445673},{"$f":"K991*VLOOKUP($B991,$AR$36:$AZ$47,MATCH(AH$2,$AS$2:$BA$2,0)+1,FALSE)","v":0.29069788190881884},{"$f":"L991*VLOOKUP($B991,$AR$36:$AZ$47,MATCH(AI$2,$AS$2:$BA$2,0)+1,FALSE)","v":5.9360205462038679E-3},{"$f":"M991*VLOOKUP($B991,$AR$36:$AZ$47,MATCH(AJ$2,$AS$2:$BA$2,0)+1,FALSE)","v":8.0691637937790661E-2},{"$f":"N991*VLOOKUP($B991,$AR$36:$AZ$47,MATCH(AK$2,$AS$2:$BA$2,0)+1,FALSE)","v":7.1370322617133317E-2},{"$f":"O991*VLOOKUP($B991,$AR$36:$AZ$47,MATCH(AL$2,$AS$2:$BA$2,0)+1,FALSE)","v":5.7770553192306909E-2},{"$f":"P991*VLOOKUP($B991,$AR$36:$AZ$47,MATCH(AM$2,$AS$2:$BA$2,0)+1,FALSE)","v":1.0150652537394905E-5},{"$f":"Q991*VLOOKUP($B991,$AR$36:$AZ$47,MATCH(AN$2,$AS$2:$BA$2,0)+1,FALSE)","v":1.8857902256094999E-3},{"$f":"R991*VLOOKUP($B991,$AR$36:$BA$47,MATCH(AO$2,$AS$2:$BA$2,0)+1,FALSE)","v":0},0.71859656655485726]
[2006,2,11,6,null,2013,2,11,6,0.23554208428234266,0.34027296715464628,8.7170929771520234E-3,8.4223529619287821E-2,9.3470299999999992E-2,6.9086999999999996E-2,2.028188418606668E-5,2.4450307537640017E-3,0,0.83377828667137888,null,null,0.22301477646357565,7.3798947215775346E-2,0.3012080170451219,7.3679248780409143E-2,6.3686934241410642E-2,4.8751506227939457E-3,1.0150652537394905E-5,1.7871641481495757E-3,0,0.74206038916977357,null,{"$f":"J992*VLOOKUP($B992,$AR$36:$AZ$47,MATCH(AG$2,$AS$2:$BA$2,0)+1,FALSE)","v":0.22993553792240604},{"$f":"K992*VLOOKUP($B992,$AR$36:$AZ$47,MATCH(AH$2,$AS$2:$BA$2,0)+1,FALSE)","v":0.3061374519266945},{"$f":"L992*VLOOKUP($B992,$AR$36:$AZ$47,MATCH(AI$2,$AS$2:$BA$2,0)+1,FALSE)","v":5.9360205462038679E-3},{"$f":"M992*VLOOKUP($B992,$AR$36:$AZ$47,MATCH(AJ$2,$AS$2:$BA$2,0)+1,FALSE)","v":7.768778608255994E-2},{"$f":"N992*VLOOKUP($B992,$AR$36:$AZ$47,MATCH(AK$2,$AS$2:$BA$2,0)+1,FALSE)","v":7.385680876095628E-2},{"$f":"O992*VLOOKUP($B992,$AR$36:$AZ$47,MATCH(AL$2,$AS$2:$BA$2,0)+1,FALSE)","v":6.0723815302644382E-2},{"$f":"P992*VLOOKUP($B992,$AR$36:$AZ$47,MATCH(AM$2,$AS$2:$BA$2,0)+1,FALSE)","v":1.0150652537394905E-5},{"$f":"Q992*VLOOKUP($B992,$AR$36:$AZ$47,MATCH(AN$2,$AS$2:$BA$2,0)+1,FALSE)","v":1.8857902256094999E-3},{"$f":"R992*VLOOKUP($B992,$AR$36:$BA$47,MATCH(AO$2,$AS$2:$BA$2,0)+1,FALSE)","v":0},0.75617336141961189]
[2006,2,11,7,null,2013,2,11,7,0.27253764765839195,0.38445933918691222,8.7170929771520234E-3,8.9915505429734005E-2,0.10679529999999995,7.4367000000000003E-2,2.028188418606668E-5,2.4450307537640017E-3,0,0.93925719789014017,null,null,0.2580427304769391,7.8786411221230548E-2,0.34032158404854507,8.4182863190536736E-2,6.8554232181611385E-2,4.8751506227939457E-3,1.0150652537394905E-5,1.7871641481495757E-3,0,0.83656028654234371,null,{"$f":"J993*VLOOKUP($B993,$AR$36:$AZ$47,MATCH(AG$2,$AS$2:$BA$2,0)+1,FALSE)","v":0.2660505056214163},{"$f":"K993*VLOOKUP($B993,$AR$36:$AZ$47,MATCH(AH$2,$AS$2:$BA$2,0)+1,FALSE)","v":0.34589113396895643},{"$f":"L993*VLOOKUP($B993,$AR$36:$AZ$47,MATCH(AI$2,$AS$2:$BA$2,0)+1,FALSE)","v":5.9360205462038679E-3},{"$f":"M993*VLOOKUP($B993,$AR$36:$AZ$47,MATCH(AJ$2,$AS$2:$BA$2,0)+1,FALSE)","v":8.2938064729725341E-2},{"$f":"N993*VLOOKUP($B993,$AR$36:$AZ$47,MATCH(AK$2,$AS$2:$BA$2,0)+1,FALSE)","v":8.4385735882616747E-2},{"$f":"O993*VLOOKUP($B993,$AR$36:$AZ$47,MATCH(AL$2,$AS$2:$BA$2,0)+1,FALSE)","v":6.5364655761746132E-2},{"$f":"P993*VLOOKUP($B993,$AR$36:$AZ$47,MATCH(AM$2,$AS$2:$BA$2,0)+1,FALSE)","v":1.0150652537394905E-5},{"$f":"Q993*VLOOKUP($B993,$AR$36:$AZ$47,MATCH(AN$2,$AS$2:$BA$2,0)+1,FALSE)","v":1.8857902256094999E-3},{"$f":"R993*VLOOKUP($B993,$AR$36:$BA$47,MATCH(AO$2,$AS$2:$BA$2,0)+1,FALSE)","v":0},0.85246205738881176]
[2006,2,11,8,null,2013,2,11,8,0.28964618310341816,0.44634751202615963,2.4698430101930732E-3,0.11542783921804893,0.11411880000000001,7.8118999999999994E-2,5.7465338527188925E-6,2.1609436571735138E-3,0,1.0482958675488458,null,null,0.27424134831424296,0.1011410119261139,0.39510470118927132,8.9955712731442566E-2,7.2012963596693416E-2,1.3812926764582845E-3,2.8760182189285559E-6,1.5795142962216067E-3,0,0.93541942074866291,null,{"$f":"J994*VLOOKUP($B994,$AR$36:$AZ$47,MATCH(AG$2,$AS$2:$BA$2,0)+1,FALSE)","v":0.28275181109131764},{"$f":"K994*VLOOKUP($B994,$AR$36:$AZ$47,MATCH(AH$2,$AS$2:$BA$2,0)+1,FALSE)","v":0.4015708069557189},{"$f":"L994*VLOOKUP($B994,$AR$36:$AZ$47,MATCH(AI$2,$AS$2:$BA$2,0)+1,FALSE)","v":1.6818724880910958E-3},{"$f":"M994*VLOOKUP($B994,$AR$36:$AZ$47,MATCH(AJ$2,$AS$2:$BA$2,0)+1,FALSE)","v":0.10647064213146348},{"$f":"N994*VLOOKUP($B994,$AR$36:$AZ$47,MATCH(AK$2,$AS$2:$BA$2,0)+1,FALSE)","v":9.0172497441752292E-2},{"$f":"O994*VLOOKUP($B994,$AR$36:$AZ$47,MATCH(AL$2,$AS$2:$BA$2,0)+1,FALSE)","v":6.8662465118289648E-2},{"$f":"P994*VLOOKUP($B994,$AR$36:$AZ$47,MATCH(AM$2,$AS$2:$BA$2,0)+1,FALSE)","v":2.8760182189285559E-6},{"$f":"Q994*VLOOKUP($B994,$AR$36:$AZ$47,MATCH(AN$2,$AS$2:$BA$2,0)+1,FALSE)","v":1.6666810511553967E-3},{"$f":"R994*VLOOKUP($B994,$AR$36:$BA$47,MATCH(AO$2,$AS$2:$BA$2,0)+1,FALSE)","v":0},0.95297965229600734]
[2006,2,11,9,null,2013,2,11,9,0.27070732679445575,0.47346325464118116,0,0.1186849338345134,0.11959769999999999,8.1348000000000004E-2,0,2.0486301538702968E-3,0,1.0658498454240206,null,null,0.25630975524420724,0.10399496680978812,0.41910742797674666,9.4274530967213513E-2,7.498957440141088E-2,0,0,1.4974201687151995E-3,0,0.95017367556808163,null,{"$f":"J995*VLOOKUP($B995,$AR$36:$AZ$47,MATCH(AG$2,$AS$2:$BA$2,0)+1,FALSE)","v":0.26426375140421537},{"$f":"K995*VLOOKUP($B995,$AR$36:$AZ$47,MATCH(AH$2,$AS$2:$BA$2,0)+1,FALSE)","v":0.42596635157002294},{"$f":"L995*VLOOKUP($B995,$AR$36:$AZ$47,MATCH(AI$2,$AS$2:$BA$2,0)+1,FALSE)","v":0},{"$f":"M995*VLOOKUP($B995,$AR$36:$AZ$47,MATCH(AJ$2,$AS$2:$BA$2,0)+1,FALSE)","v":0.10947498629702315},{"$f":"N995*VLOOKUP($B995,$AR$36:$AZ$47,MATCH(AK$2,$AS$2:$BA$2,0)+1,FALSE)","v":9.4501723618627756E-2},{"$f":"O995*VLOOKUP($B995,$AR$36:$AZ$47,MATCH(AL$2,$AS$2:$BA$2,0)+1,FALSE)","v":7.1500585164206223E-2},{"$f":"P995*VLOOKUP($B995,$AR$36:$AZ$47,MATCH(AM$2,$AS$2:$BA$2,0)+1,FALSE)","v":0},{"$f":"Q995*VLOOKUP($B995,$AR$36:$AZ$47,MATCH(AN$2,$AS$2:$BA$2,0)+1,FALSE)","v":1.5800564938130762E-3},{"$f":"R995*VLOOKUP($B995,$AR$36:$BA$47,MATCH(AO$2,$AS$2:$BA$2,0)+1,FALSE)","v":0},0.96728745454790854]
[2006,2,11,10,null,2013,2,11,10,0.26594467558087043,0.48345391850156982,0,0.11563905862298875,0.12188410000000002,8.2698999999999995E-2,0,2.0486301538702968E-3,0,1.0716693828592994,null,null,0.25180040567719514,0.10132608811309587,0.42795111625300158,9.6076817195154693E-2,7.6234975825125117E-2,0,0,1.4974201687151995E-3,0,0.95488682323228757,null,{"$f":"J996*VLOOKUP($B996,$AR$36:$AZ$47,MATCH(AG$2,$AS$2:$BA$2,0)+1,FALSE)","v":0.25961446432641294},{"$f":"K996*VLOOKUP($B996,$AR$36:$AZ$47,MATCH(AH$2,$AS$2:$BA$2,0)+1,FALSE)","v":0.43495477166948227},{"$f":"L996*VLOOKUP($B996,$AR$36:$AZ$47,MATCH(AI$2,$AS$2:$BA$2,0)+1,FALSE)","v":0},{"$f":"M996*VLOOKUP($B996,$AR$36:$AZ$47,MATCH(AJ$2,$AS$2:$BA$2,0)+1,FALSE)","v":0.10666547091650282},{"$f":"N996*VLOOKUP($B996,$AR$36:$AZ$47,MATCH(AK$2,$AS$2:$BA$2,0)+1,FALSE)","v":9.6308353184929057E-2},{"$f":"O996*VLOOKUP($B996,$AR$36:$AZ$47,MATCH(AL$2,$AS$2:$BA$2,0)+1,FALSE)","v":7.2688042637737746E-2},{"$f":"P996*VLOOKUP($B996,$AR$36:$AZ$47,MATCH(AM$2,$AS$2:$BA$2,0)+1,FALSE)","v":0},{"$f":"Q996*VLOOKUP($B996,$AR$36:$AZ$47,MATCH(AN$2,$AS$2:$BA$2,0)+1,FALSE)","v":1.5800564938130762E-3},{"$f":"R996*VLOOKUP($B996,$AR$36:$BA$47,MATCH(AO$2,$AS$2:$BA$2,0)+1,FALSE)","v":0},0.97181115922887795]
[2006,2,11,11,null,2013,2,11,11,0.26147570910126117,0.49014467879369722,0,0.11995725552604265,0.12355639999999996,8.4433999999999995E-2,0,2.0486301538702968E-3,0,1.0816166735748711,null,null,0.24756912121900632,0.10510980967827259,0.43387374553786051,9.7395030656922482E-2,7.7834362553581227E-2,0,0,1.4974201687151995E-3,0,0.96327948981435829,null,{"$f":"J997*VLOOKUP($B997,$AR$36:$AZ$47,MATCH(AG$2,$AS$2:$BA$2,0)+1,FALSE)","v":0.25525187148200895},{"$f":"K997*VLOOKUP($B997,$AR$36:$AZ$47,MATCH(AH$2,$AS$2:$BA$2,0)+1,FALSE)","v":0.44097432804039222},{"$f":"L997*VLOOKUP($B997,$AR$36:$AZ$47,MATCH(AI$2,$AS$2:$BA$2,0)+1,FALSE)","v":0},{"$f":"M997*VLOOKUP($B997,$AR$36:$AZ$47,MATCH(AJ$2,$AS$2:$BA$2,0)+1,FALSE)","v":0.11064857586096717},{"$f":"N997*VLOOKUP($B997,$AR$36:$AZ$47,MATCH(AK$2,$AS$2:$BA$2,0)+1,FALSE)","v":9.7629743415739725E-2},{"$f":"O997*VLOOKUP($B997,$AR$36:$AZ$47,MATCH(AL$2,$AS$2:$BA$2,0)+1,FALSE)","v":7.4213015781022129E-2},{"$f":"P997*VLOOKUP($B997,$AR$36:$AZ$47,MATCH(AM$2,$AS$2:$BA$2,0)+1,FALSE)","v":0},{"$f":"Q997*VLOOKUP($B997,$AR$36:$AZ$47,MATCH(AN$2,$AS$2:$BA$2,0)+1,FALSE)","v":1.5800564938130762E-3},{"$f":"R997*VLOOKUP($B997,$AR$36:$BA$47,MATCH(AO$2,$AS$2:$BA$2,0)+1,FALSE)","v":0},0.98029759107394332]
[2006,2,11,12,null,2013,2,11,12,0.26745470241661012,0.48195927136197014,0,0.11092123132656005,0.12410229999999994,8.5499000000000006E-2,0,2.0486301538702968E-3,0,1.0719851352590106,null,null,0.25323012172242981,9.7192199528799927E-2,0.42662806169223078,9.7825343835645825E-2,7.8816118672201271E-2,0,0,1.4974201687151995E-3,0,0.95518926562002282,null,{"$f":"J998*VLOOKUP($B998,$AR$36:$AZ$47,MATCH(AG$2,$AS$2:$BA$2,0)+1,FALSE)","v":0.26108854839003565},{"$f":"K998*VLOOKUP($B998,$AR$36:$AZ$47,MATCH(AH$2,$AS$2:$BA$2,0)+1,FALSE)","v":0.43361006459306439},{"$f":"L998*VLOOKUP($B998,$AR$36:$AZ$47,MATCH(AI$2,$AS$2:$BA$2,0)+1,FALSE)","v":0},{"$f":"M998*VLOOKUP($B998,$AR$36:$AZ$47,MATCH(AJ$2,$AS$2:$BA$2,0)+1,FALSE)","v":0.10231374688598345},{"$f":"N998*VLOOKUP($B998,$AR$36:$AZ$47,MATCH(AK$2,$AS$2:$BA$2,0)+1,FALSE)","v":9.8061093608288644E-2},{"$f":"O998*VLOOKUP($B998,$AR$36:$AZ$47,MATCH(AL$2,$AS$2:$BA$2,0)+1,FALSE)","v":7.5149094396352326E-2},{"$f":"P998*VLOOKUP($B998,$AR$36:$AZ$47,MATCH(AM$2,$AS$2:$BA$2,0)+1,FALSE)","v":0},{"$f":"Q998*VLOOKUP($B998,$AR$36:$AZ$47,MATCH(AN$2,$AS$2:$BA$2,0)+1,FALSE)","v":1.5800564938130762E-3},{"$f":"R998*VLOOKUP($B998,$AR$36:$BA$47,MATCH(AO$2,$AS$2:$BA$2,0)+1,FALSE)","v":0},0.97180260436753763]
[2006,2,11,13,null,2013,2,11,13,0.27057005141669327,0.47599651758081912,0,0.10474454015656554,0.12393849999999999,8.5102999999999998E-2,0,2.0486301538702968E-3,0,1.0624012393079481,null,null,0.2561797808586152,9.1780014742873048E-2,0.42134986031888289,9.7696226234116487E-2,7.8451071326686217E-2,0,0,1.4974201687151995E-3,0,0.9469543736498891,null,{"$f":"J999*VLOOKUP($B999,$AR$36:$AZ$47,MATCH(AG$2,$AS$2:$BA$2,0)+1,FALSE)","v":0.26412974355621027},{"$f":"K999*VLOOKUP($B999,$AR$36:$AZ$47,MATCH(AH$2,$AS$2:$BA$2,0)+1,FALSE)","v":0.42824548255091166},{"$f":"L999*VLOOKUP($B999,$AR$36:$AZ$47,MATCH(AI$2,$AS$2:$BA$2,0)+1,FALSE)","v":0},{"$f":"M999*VLOOKUP($B999,$AR$36:$AZ$47,MATCH(AJ$2,$AS$2:$BA$2,0)+1,FALSE)","v":9.6616366777578677E-2},{"$f":"N999*VLOOKUP($B999,$AR$36:$AZ$47,MATCH(AK$2,$AS$2:$BA$2,0)+1,FALSE)","v":9.7931664845622421E-2},{"$f":"O999*VLOOKUP($B999,$AR$36:$AZ$47,MATCH(AL$2,$AS$2:$BA$2,0)+1,FALSE)","v":7.4801031361919679E-2},{"$f":"P999*VLOOKUP($B999,$AR$36:$AZ$47,MATCH(AM$2,$AS$2:$BA$2,0)+1,FALSE)","v":0},{"$f":"Q999*VLOOKUP($B999,$AR$36:$AZ$47,MATCH(AN$2,$AS$2:$BA$2,0)+1,FALSE)","v":1.5800564938130762E-3},{"$f":"R999*VLOOKUP($B999,$AR$36:$BA$47,MATCH(AO$2,$AS$2:$BA$2,0)+1,FALSE)","v":0},0.96330434558605571]
[2006,2,11,14,null,2013,2,11,14,0.26975755606451296,0.47205414076888741,0,9.9602821061503685E-2,0.12316890000000001,8.4186999999999998E-2,0,2.0486301538702968E-3,0,1.0508190480487742,null,null,0.25541049807886795,8.7274700636351496E-2,0.41786008705861993,9.7089578455502298E-2,7.7606668880999874E-2,0,0,1.4974201687151995E-3,0,0.93673895327905676,null,{"$f":"J1000*VLOOKUP($B1000,$AR$36:$AZ$47,MATCH(AG$2,$AS$2:$BA$2,0)+1,FALSE)","v":0.26333658781747149},{"$f":"K1000*VLOOKUP($B1000,$AR$36:$AZ$47,MATCH(AH$2,$AS$2:$BA$2,0)+1,FALSE)","v":0.42469859723165809},{"$f":"L1000*VLOOKUP($B1000,$AR$36:$AZ$47,MATCH(AI$2,$AS$2:$BA$2,0)+1,FALSE)","v":0},{"$f":"M1000*VLOOKUP($B1000,$AR$36:$AZ$47,MATCH(AJ$2,$AS$2:$BA$2,0)+1,FALSE)","v":9.1873644940113644E-2},{"$f":"N1000*VLOOKUP($B1000,$AR$36:$AZ$47,MATCH(AK$2,$AS$2:$BA$2,0)+1,FALSE)","v":9.7323555103571407E-2},{"$f":"O1000*VLOOKUP($B1000,$AR$36:$AZ$47,MATCH(AL$2,$AS$2:$BA$2,0)+1,FALSE)","v":7.3995915858030059E-2},{"$f":"P1000*VLOOKUP($B1000,$AR$36:$AZ$47,MATCH(AM$2,$AS$2:$BA$2,0)+1,FALSE)","v":0},{"$f":"Q1000*VLOOKUP($B1000,$AR$36:$AZ$47,MATCH(AN$2,$AS$2:$BA$2,0)+1,FALSE)","v":1.5800564938130762E-3},{"$f":"R1000*VLOOKUP($B1000,$AR$36:$BA$47,MATCH(AO$2,$AS$2:$BA$2,0)+1,FALSE)","v":0},0.95280835744465775]
[2006,2,11,19,null,2013,2,11,19,0.46809573655654646,0.42323826581522594,8.7170929771520234E-3,8.0590338396135913E-2,0.10413960000000003,7.4768000000000001E-2,2.028188418606668E-5,2.4450307537640017E-3,0,1.1620143463830106,null,null,0.4432000607015803,7.0615446256907868E-2,0.3746485060209982,8.2089471161345351E-2,6.8923888710781936E-2,4.8751506227939457E-3,1.0150652537394905E-5,1.7871641481495757E-3,0,1.0461498382750947,null,{"$f":"J1005*VLOOKUP($B1005,$AR$36:$AZ$47,MATCH(AG$2,$AS$2:$BA$2,0)+1,FALSE)","v":0.45695377669876108},{"$f":"K1005*VLOOKUP($B1005,$AR$36:$AZ$47,MATCH(AH$2,$AS$2:$BA$2,0)+1,FALSE)","v":0.38077983490137229},{"$f":"L1005*VLOOKUP($B1005,$AR$36:$AZ$47,MATCH(AI$2,$AS$2:$BA$2,0)+1,FALSE)","v":5.9360205462038679E-3},{"$f":"M1005*VLOOKUP($B1005,$AR$36:$AZ$47,MATCH(AJ$2,$AS$2:$BA$2,0)+1,FALSE)","v":7.4336530396445583E-2},{"$f":"N1005*VLOOKUP($B1005,$AR$36:$AZ$47,MATCH(AK$2,$AS$2:$BA$2,0)+1,FALSE)","v":8.2287298977776743E-2},{"$f":"O1005*VLOOKUP($B1005,$AR$36:$AZ$47,MATCH(AL$2,$AS$2:$BA$2,0)+1,FALSE)","v":6.5717113531462007E-2},{"$f":"P1005*VLOOKUP($B1005,$AR$36:$AZ$47,MATCH(AM$2,$AS$2:$BA$2,0)+1,FALSE)","v":1.0150652537394905E-5},{"$f":"Q1005*VLOOKUP($B1005,$AR$36:$AZ$47,MATCH(AN$2,$AS$2:$BA$2,0)+1,FALSE)","v":1.8857902256094999E-3},{"$f":"R1005*VLOOKUP($B1005,$AR$36:$BA$47,MATCH(AO$2,$AS$2:$BA$2,0)+1,FALSE)","v":0},1.0679065159301686]
[2006,2,11,24,null,2013,2,11,24,0.2300538923826706,0.36590270717856405,8.7170929771520234E-3,0.11542933667789756,8.8611300000000018E-2,6.6577999999999998E-2,2.028188418606668E-5,2.4450307537640017E-3,0,0.87775764185423433,null,null,0.21781847409823091,0.10114232404115854,0.32389534138516496,6.9849075240535977E-2,6.1374045883084198E-2,4.8751506227939457E-3,1.0150652537394905E-5,1.7871641481495757E-3,0,0.78075172607165555,null,{"$f":"J1010*VLOOKUP($B1010,$AR$36:$AZ$47,MATCH(AG$2,$AS$2:$BA$2,0)+1,FALSE)","v":0.22457798001288265},{"$f":"K1010*VLOOKUP($B1010,$AR$36:$AZ$47,MATCH(AH$2,$AS$2:$BA$2,0)+1,FALSE)","v":0.32919606680896307},{"$f":"L1010*VLOOKUP($B1010,$AR$36:$AZ$47,MATCH(AI$2,$AS$2:$BA$2,0)+1,FALSE)","v":5.9360205462038679E-3},{"$f":"M1010*VLOOKUP($B1010,$AR$36:$AZ$47,MATCH(AJ$2,$AS$2:$BA$2,0)+1,FALSE)","v":0.10647202338846985},{"$f":"N1010*VLOOKUP($B1010,$AR$36:$AZ$47,MATCH(AK$2,$AS$2:$BA$2,0)+1,FALSE)","v":7.0017404867211586E-2},{"$f":"O1010*VLOOKUP($B1010,$AR$36:$AZ$47,MATCH(AL$2,$AS$2:$BA$2,0)+1,FALSE)","v":5.8518537137514405E-2},{"$f":"P1010*VLOOKUP($B1010,$AR$36:$AZ$47,MATCH(AM$2,$AS$2:$BA$2,0)+1,FALSE)","v":1.0150652537394905E-5},{"$f":"Q1010*VLOOKUP($B1010,$AR$36:$AZ$47,MATCH(AN$2,$AS$2:$BA$2,0)+1,FALSE)","v":1.8857902256094999E-3},{"$f":"R1010*VLOOKUP($B1010,$AR$36:$BA$47,MATCH(AO$2,$AS$2:$BA$2,0)+1,FALSE)","v":0},0.79661397363939235]
[2006,2,12,9,null,2013,2,12,9,0.29483327490376227,0.48930539858076949,0,0.12021623525958297,0.1189924,7.8203999999999996E-2,0,2.0486301538702968E-3,0,1.1035999388979849,null,null,0.2791525645916838,0.10533673476407569,0.43313081867301118,9.3797394922001495E-2,7.2091319718836797E-2,0,0,1.4974201687151995E-3,0,0.9850062528383241,null,{"$f":"J1019*VLOOKUP($B1019,$AR$36:$AZ$47,MATCH(AG$2,$AS$2:$BA$2,0)+1,FALSE)","v":0.28781543590808434},{"$f":"K1019*VLOOKUP($B1019,$AR$36:$AZ$47,MATCH(AH$2,$AS$2:$BA$2,0)+1,FALSE)","v":0.44021924276874497},{"$f":"L1019*VLOOKUP($B1019,$AR$36:$AZ$47,MATCH(AI$2,$AS$2:$BA$2,0)+1,FALSE)","v":0},{"$f":"M1019*VLOOKUP($B1019,$AR$36:$AZ$47,MATCH(AJ$2,$AS$2:$BA$2,0)+1,FALSE)","v":0.11088745877444686},{"$f":"N1019*VLOOKUP($B1019,$AR$36:$AZ$47,MATCH(AK$2,$AS$2:$BA$2,0)+1,FALSE)","v":9.4023437720936118E-2},{"$f":"O1019*VLOOKUP($B1019,$AR$36:$AZ$47,MATCH(AL$2,$AS$2:$BA$2,0)+1,FALSE)","v":6.8737175618104732E-2},{"$f":"P1019*VLOOKUP($B1019,$AR$36:$AZ$47,MATCH(AM$2,$AS$2:$BA$2,0)+1,FALSE)","v":0},{"$f":"Q1019*VLOOKUP($B1019,$AR$36:$AZ$47,MATCH(AN$2,$AS$2:$BA$2,0)+1,FALSE)","v":1.5800564938130762E-3},{"$f":"R1019*VLOOKUP($B1019,$AR$36:$BA$47,MATCH(AO$2,$AS$2:$BA$2,0)+1,FALSE)","v":0},1.0032628072841301]
[2006,2,12,17,null,2013,2,12,17,0.348994499030437,0.47700388037172714,0,0.10624634720645136,0.11851910000000002,7.9208000000000001E-2,0,2.0486301538702968E-3,0,1.1320204567624856,null,null,{"$f":"$J1027*$AS$6","v":0.33043322353807092},{"$f":"$M1027*$AV$6","v":9.3095938923488511E-2},{"$f":"$K1027*$AT$6","v":0.42224157308475935},{"$f":"$N1027*$AW$6","v":9.3424309691208768E-2},{"$f":"$O1027*$AX$6","v":7.3016843796859826E-2},{"$f":"$L1027*$AU$6","v":0},{"$f":"$P1027*$AY$6","v":0},{"$f":"$Q1027*$AZ$6","v":1.4974201687151995E-3},0,{"$f":"SUM(V1027:AD1027)","v":1.0137093092031026},null,{"$f":"J1027*VLOOKUP($B1027,$AR$36:$AZ$47,MATCH(AG$2,$AS$2:$BA$2,0)+1,FALSE)","v":0.34068747464395166},{"$f":"K1027*VLOOKUP($B1027,$AR$36:$AZ$47,MATCH(AH$2,$AS$2:$BA$2,0)+1,FALSE)","v":0.42915178868669762},{"$f":"L1027*VLOOKUP($B1027,$AR$36:$AZ$47,MATCH(AI$2,$AS$2:$BA$2,0)+1,FALSE)","v":0},{"$f":"M1027*VLOOKUP($B1027,$AR$36:$AZ$47,MATCH(AJ$2,$AS$2:$BA$2,0)+1,FALSE)","v":9.8001633642505831E-2},{"$f":"N1027*VLOOKUP($B1027,$AR$36:$AZ$47,MATCH(AK$2,$AS$2:$BA$2,0)+1,FALSE)","v":9.3649453390228302E-2},{"$f":"O1027*VLOOKUP($B1027,$AR$36:$AZ$47,MATCH(AL$2,$AS$2:$BA$2,0)+1,FALSE)","v":6.9619638462979389E-2},{"$f":"P1027*VLOOKUP($B1027,$AR$36:$AZ$47,MATCH(AM$2,$AS$2:$BA$2,0)+1,FALSE)","v":0},{"$f":"Q1027*VLOOKUP($B1027,$AR$36:$AZ$47,MATCH(AN$2,$AS$2:$BA$2,0)+1,FALSE)","v":1.5800564938130762E-3},{"$f":"R1027*VLOOKUP($B1027,$AR$36:$BA$47,MATCH(AO$2,$AS$2:$BA$2,0)+1,FALSE)","v":0},1.0326900453201759]
[2006,2,12,23,null,2013,2,12,23,0.33771096656631372,0.38688874051368505,8.7170929771520234E-3,0.10654052739103359,9.0428200000000028E-2,6.6403000000000004E-2,2.028188418606668E-5,2.4450307537640017E-3,0,0.9991538400861345,null,null,0.31974980584703289,9.3353707601814467E-2,0.34247207858345607,7.1281271639917668E-2,6.1212724455141948E-2,4.8751506227939457E-3,1.0150652537394905E-5,1.7871641481495757E-3,0,0.89474205355084402,null,{"$f":"J1033*VLOOKUP($B1033,$AR$36:$AZ$47,MATCH(AG$2,$AS$2:$BA$2,0)+1,FALSE)","v":0.32967252113911166},{"$f":"K1033*VLOOKUP($B1033,$AR$36:$AZ$47,MATCH(AH$2,$AS$2:$BA$2,0)+1,FALSE)","v":0.34807682252983341},{"$f":"L1033*VLOOKUP($B1033,$AR$36:$AZ$47,MATCH(AI$2,$AS$2:$BA$2,0)+1,FALSE)","v":5.9360205462038679E-3},{"$f":"M1033*VLOOKUP($B1033,$AR$36:$AZ$47,MATCH(AJ$2,$AS$2:$BA$2,0)+1,FALSE)","v":9.8272985453013648E-2},{"$f":"N1033*VLOOKUP($B1033,$AR$36:$AZ$47,MATCH(AK$2,$AS$2:$BA$2,0)+1,FALSE)","v":7.1453052723672764E-2},{"$f":"O1033*VLOOKUP($B1033,$AR$36:$AZ$47,MATCH(AL$2,$AS$2:$BA$2,0)+1,FALSE)","v":5.8364721402601002E-2},{"$f":"P1033*VLOOKUP($B1033,$AR$36:$AZ$47,MATCH(AM$2,$AS$2:$BA$2,0)+1,FALSE)","v":1.0150652537394905E-5},{"$f":"Q1033*VLOOKUP($B1033,$AR$36:$AZ$47,MATCH(AN$2,$AS$2:$BA$2,0)+1,FALSE)","v":1.8857902256094999E-3},{"$f":"R1033*VLOOKUP($B1033,$AR$36:$BA$47,MATCH(AO$2,$AS$2:$BA$2,0)+1,FALSE)","v":0},0.91367206467258322]
[2006,2,13,10,null,2013,2,13,10,0.27015590569644538,0.49386105384305978,0,0.12107096446616515,0.12111920000000001,8.0145999999999995E-2,0,2.0486301538702968E-3,0,1.0884017541595408,null,null,0.25578766148213167,0.10608567174030395,0.43716346310953502,9.5473874256144814E-2,7.388152665063033E-2,0,0,1.4974201687151995E-3,0,0.96988961740746105,null,{"$f":"J1044*VLOOKUP($B1044,$AR$36:$AZ$47,MATCH(AG$2,$AS$2:$BA$2,0)+1,FALSE)","v":0.26372545563775351},{"$f":"K1044*VLOOKUP($B1044,$AR$36:$AZ$47,MATCH(AH$2,$AS$2:$BA$2,0)+1,FALSE)","v":0.44431788364967084},{"$f":"L1044*VLOOKUP($B1044,$AR$36:$AZ$47,MATCH(AI$2,$AS$2:$BA$2,0)+1,FALSE)","v":0},{"$f":"M1044*VLOOKUP($B1044,$AR$36:$AZ$47,MATCH(AJ$2,$AS$2:$BA$2,0)+1,FALSE)","v":0.1116758610185659},{"$f":"N1044*VLOOKUP($B1044,$AR$36:$AZ$47,MATCH(AK$2,$AS$2:$BA$2,0)+1,FALSE)","v":9.5703957210793347E-2},{"$f":"O1044*VLOOKUP($B1044,$AR$36:$AZ$47,MATCH(AL$2,$AS$2:$BA$2,0)+1,FALSE)","v":7.044409080211525E-2},{"$f":"P1044*VLOOKUP($B1044,$AR$36:$AZ$47,MATCH(AM$2,$AS$2:$BA$2,0)+1,FALSE)","v":0},{"$f":"Q1044*VLOOKUP($B1044,$AR$36:$AZ$47,MATCH(AN$2,$AS$2:$BA$2,0)+1,FALSE)","v":1.5800564938130762E-3},{"$f":"R1044*VLOOKUP($B1044,$AR$36:$BA$47,MATCH(AO$2,$AS$2:$BA$2,0)+1,FALSE)","v":0},0.98744730481271192]
[2006,2,13,13,null,2013,2,13,13,0.26334759945254227,0.48774290061591119,0,0.11454092852318612,0.12159649999999997,8.1613000000000005E-2,0,2.0486301538702968E-3,0,1.0708895587455098,null,null,0.24934145506553404,0.10036387665463867,0.43174770288345121,9.5850112541919927E-2,7.5233861135152014E-2,0,0,1.4974201687151995E-3,0,0.95403442844941111,null,{"$f":"J1047*VLOOKUP($B1047,$AR$36:$AZ$47,MATCH(AG$2,$AS$2:$BA$2,0)+1,FALSE)","v":0.25707920571896697},{"$f":"K1047*VLOOKUP($B1047,$AR$36:$AZ$47,MATCH(AH$2,$AS$2:$BA$2,0)+1,FALSE)","v":0.43881349152849153},{"$f":"L1047*VLOOKUP($B1047,$AR$36:$AZ$47,MATCH(AI$2,$AS$2:$BA$2,0)+1,FALSE)","v":0},{"$f":"M1047*VLOOKUP($B1047,$AR$36:$AZ$47,MATCH(AJ$2,$AS$2:$BA$2,0)+1,FALSE)","v":0.10565255568165199},{"$f":"N1047*VLOOKUP($B1047,$AR$36:$AZ$47,MATCH(AK$2,$AS$2:$BA$2,0)+1,FALSE)","v":9.608110219504612E-2},{"$f":"O1047*VLOOKUP($B1047,$AR$36:$AZ$47,MATCH(AL$2,$AS$2:$BA$2,0)+1,FALSE)","v":7.1733506134217973E-2},{"$f":"P1047*VLOOKUP($B1047,$AR$36:$AZ$47,MATCH(AM$2,$AS$2:$BA$2,0)+1,FALSE)","v":0},{"$f":"Q1047*VLOOKUP($B1047,$AR$36:$AZ$47,MATCH(AN$2,$AS$2:$BA$2,0)+1,FALSE)","v":1.5800564938130762E-3},{"$f":"R1047*VLOOKUP($B1047,$AR$36:$BA$47,MATCH(AO$2,$AS$2:$BA$2,0)+1,FALSE)","v":0},0.97093991775218758]
[2006,2,13,19,null,2013,2,13,19,0.45000454048607319,0.43986752403993662,8.7170929771520234E-3,9.7492419046182277E-2,0.10381990000000003,7.3735999999999996E-2,2.028188418606668E-5,2.4450307537640017E-3,0,1.1761027891872944,null,null,0.42607104505281385,8.5425508995526409E-2,0.38936864655017511,8.1837463241876851E-2,6.7972553204288147E-2,4.8751506227939457E-3,1.0150652537394905E-5,1.7871641481495757E-3,0,1.0573476824681611,null,{"$f":"J1053*VLOOKUP($B1053,$AR$36:$AZ$47,MATCH(AG$2,$AS$2:$BA$2,0)+1,FALSE)","v":0.43929320061615473},{"$f":"K1053*VLOOKUP($B1053,$AR$36:$AZ$47,MATCH(AH$2,$AS$2:$BA$2,0)+1,FALSE)","v":0.39574087862727686},{"$f":"L1053*VLOOKUP($B1053,$AR$36:$AZ$47,MATCH(AI$2,$AS$2:$BA$2,0)+1,FALSE)","v":5.9360205462038679E-3},{"$f":"M1053*VLOOKUP($B1053,$AR$36:$AZ$47,MATCH(AJ$2,$AS$2:$BA$2,0)+1,FALSE)","v":8.9927010062002974E-2},{"$f":"N1053*VLOOKUP($B1053,$AR$36:$AZ$47,MATCH(AK$2,$AS$2:$BA$2,0)+1,FALSE)","v":8.203468374319553E-2},{"$f":"O1053*VLOOKUP($B1053,$AR$36:$AZ$47,MATCH(AL$2,$AS$2:$BA$2,0)+1,FALSE)","v":6.4810040169001201E-2},{"$f":"P1053*VLOOKUP($B1053,$AR$36:$AZ$47,MATCH(AM$2,$AS$2:$BA$2,0)+1,FALSE)","v":1.0150652537394905E-5},{"$f":"Q1053*VLOOKUP($B1053,$AR$36:$AZ$47,MATCH(AN$2,$AS$2:$BA$2,0)+1,FALSE)","v":1.8857902256094999E-3},{"$f":"R1053*VLOOKUP($B1053,$AR$36:$BA$47,MATCH(AO$2,$AS$2:$BA$2,0)+1,FALSE)","v":0},1.0796377746419823]
[2006,2,14,3,null,2013,2,14,3,0.23714442266515287,0.36333864127098986,8.7170929771520234E-3,9.872889525263083E-2,8.5560099999999986E-2,6.3257999999999995E-2,2.028188418606668E-5,2.4450307537640017E-3,0,0.8592124648038757,null,null,0.22453189446544014,8.6508943075120748E-2,0.32162564240187069,6.7443924899959484E-2,5.8313547935836763E-2,4.8751506227939457E-3,1.0150652537394905E-5,1.7871641481495757E-3,0,0.76509641820170871,null,{"$f":"J1061*VLOOKUP($B1061,$AR$36:$AZ$47,MATCH(AG$2,$AS$2:$BA$2,0)+1,FALSE)","v":0.23149973626559275},{"$f":"K1061*VLOOKUP($B1061,$AR$36:$AZ$47,MATCH(AH$2,$AS$2:$BA$2,0)+1,FALSE)","v":0.32688922295333545},{"$f":"L1061*VLOOKUP($B1061,$AR$36:$AZ$47,MATCH(AI$2,$AS$2:$BA$2,0)+1,FALSE)","v":5.9360205462038679E-3},{"$f":"M1061*VLOOKUP($B1061,$AR$36:$AZ$47,MATCH(AJ$2,$AS$2:$BA$2,0)+1,FALSE)","v":9.1067535749503395E-2},{"$f":"N1061*VLOOKUP($B1061,$AR$36:$AZ$47,MATCH(AK$2,$AS$2:$BA$2,0)+1,FALSE)","v":6.7606458343113213E-2},{"$f":"O1061*VLOOKUP($B1061,$AR$36:$AZ$47,MATCH(AL$2,$AS$2:$BA$2,0)+1,FALSE)","v":5.5600432909442853E-2},{"$f":"P1061*VLOOKUP($B1061,$AR$36:$AZ$47,MATCH(AM$2,$AS$2:$BA$2,0)+1,FALSE)","v":1.0150652537394905E-5},{"$f":"Q1061*VLOOKUP($B1061,$AR$36:$AZ$47,MATCH(AN$2,$AS$2:$BA$2,0)+1,FALSE)","v":1.8857902256094999E-3},{"$f":"R1061*VLOOKUP($B1061,$AR$36:$BA$47,MATCH(AO$2,$AS$2:$BA$2,0)+1,FALSE)","v":0},0.78049534764533846]
[2006,2,14,12,null,2013,2,14,12,0.2804157444847617,0.52537635481527278,0,0.12420572383995691,0.12151090000000001,8.2711999999999994E-2,0,2.0486301538702968E-3,0,1.1362693532938615,null,null,0.26550183065449051,0.10883243315728969,0.46506065809330899,9.5782637165296544E-2,7.6246959702629402E-2,0,0,1.4974201687151995E-3,0,1.0129219389417303,null,{"$f":"J1070*VLOOKUP($B1070,$AR$36:$AZ$47,MATCH(AG$2,$AS$2:$BA$2,0)+1,FALSE)","v":0.27374108217844784},{"$f":"K1070*VLOOKUP($B1070,$AR$36:$AZ$47,MATCH(AH$2,$AS$2:$BA$2,0)+1,FALSE)","v":0.47267163157449898},{"$f":"L1070*VLOOKUP($B1070,$AR$36:$AZ$47,MATCH(AI$2,$AS$2:$BA$2,0)+1,FALSE)","v":0},{"$f":"M1070*VLOOKUP($B1070,$AR$36:$AZ$47,MATCH(AJ$2,$AS$2:$BA$2,0)+1,FALSE)","v":0.11456736315285383},{"$f":"N1070*VLOOKUP($B1070,$AR$36:$AZ$47,MATCH(AK$2,$AS$2:$BA$2,0)+1,FALSE)","v":9.6013464209183927E-2},{"$f":"O1070*VLOOKUP($B1070,$AR$36:$AZ$47,MATCH(AL$2,$AS$2:$BA$2,0)+1,FALSE)","v":7.2699468949474169E-2},{"$f":"P1070*VLOOKUP($B1070,$AR$36:$AZ$47,MATCH(AM$2,$AS$2:$BA$2,0)+1,FALSE)","v":0},{"$f":"Q1070*VLOOKUP($B1070,$AR$36:$AZ$47,MATCH(AN$2,$AS$2:$BA$2,0)+1,FALSE)","v":1.5800564938130762E-3},{"$f":"R1070*VLOOKUP($B1070,$AR$36:$BA$47,MATCH(AO$2,$AS$2:$BA$2,0)+1,FALSE)","v":0},1.0312730665582719]
[2006,2,14,20,null,2013,2,14,20,0.48124020638598541,0.4620142630952323,8.7170929771520234E-3,0.10531081212082836,9.9350600000000011E-2,7.1720000000000006E-2,2.028188418606668E-5,2.4450307537640017E-3,0,1.2308182872171483,null,null,0.45564544178783528,9.2276197638428592E-2,0.40897283494821979,7.8314476083664195E-2,6.6114130354393327E-2,4.8751506227939457E-3,1.0150652537394905E-5,1.7871641481495757E-3,0,1.107995546236022,null,{"$f":"J1078*VLOOKUP($B1078,$AR$36:$AZ$47,MATCH(AG$2,$AS$2:$BA$2,0)+1,FALSE)","v":0.46978537216564153},{"$f":"K1078*VLOOKUP($B1078,$AR$36:$AZ$47,MATCH(AH$2,$AS$2:$BA$2,0)+1,FALSE)","v":0.41566590035194506},{"$f":"L1078*VLOOKUP($B1078,$AR$36:$AZ$47,MATCH(AI$2,$AS$2:$BA$2,0)+1,FALSE)","v":5.9360205462038679E-3},{"$f":"M1078*VLOOKUP($B1078,$AR$36:$AZ$47,MATCH(AJ$2,$AS$2:$BA$2,0)+1,FALSE)","v":9.7138696053293658E-2},{"$f":"N1078*VLOOKUP($B1078,$AR$36:$AZ$47,MATCH(AK$2,$AS$2:$BA$2,0)+1,FALSE)","v":7.8503206521068888E-2},{"$f":"O1078*VLOOKUP($B1078,$AR$36:$AZ$47,MATCH(AL$2,$AS$2:$BA$2,0)+1,FALSE)","v":6.3038082902798734E-2},{"$f":"P1078*VLOOKUP($B1078,$AR$36:$AZ$47,MATCH(AM$2,$AS$2:$BA$2,0)+1,FALSE)","v":1.0150652537394905E-5},{"$f":"Q1078*VLOOKUP($B1078,$AR$36:$AZ$47,MATCH(AN$2,$AS$2:$BA$2,0)+1,FALSE)","v":1.8857902256094999E-3},{"$f":"R1078*VLOOKUP($B1078,$AR$36:$BA$47,MATCH(AO$2,$AS$2:$BA$2,0)+1,FALSE)","v":0},1.1319632194190987]
[2006,2,15,5,null,2013,2,15,5,0.24034070653758996,0.34747472966837645,8.7170929771520234E-3,9.0548898021736643E-2,8.7517799999999979E-2,6.3764000000000001E-2,2.028188418606668E-5,2.4450307537640017E-3,0,0.84082853984280514,null,null,0.22755818395208338,7.934140703624043E-2,0.30758298307351256,6.8987108834721728E-2,5.8779997321772672E-2,4.8751506227939457E-3,1.0150652537394905E-5,1.7871641481495757E-3,0,0.7489221456418117,null,{"$f":"J1087*VLOOKUP($B1087,$AR$36:$AZ$47,MATCH(AG$2,$AS$2:$BA$2,0)+1,FALSE)","v":0.23461993983261462},{"$f":"K1087*VLOOKUP($B1087,$AR$36:$AZ$47,MATCH(AH$2,$AS$2:$BA$2,0)+1,FALSE)","v":0.31261674778075671},{"$f":"L1087*VLOOKUP($B1087,$AR$36:$AZ$47,MATCH(AI$2,$AS$2:$BA$2,0)+1,FALSE)","v":5.9360205462038679E-3},{"$f":"M1087*VLOOKUP($B1087,$AR$36:$AZ$47,MATCH(AJ$2,$AS$2:$BA$2,0)+1,FALSE)","v":8.3522306074349656E-2},{"$f":"N1087*VLOOKUP($B1087,$AR$36:$AZ$47,MATCH(AK$2,$AS$2:$BA$2,0)+1,FALSE)","v":6.9153361204357097E-2},{"$f":"O1087*VLOOKUP($B1087,$AR$36:$AZ$47,MATCH(AL$2,$AS$2:$BA$2,0)+1,FALSE)","v":5.6045180120106772E-2},{"$f":"P1087*VLOOKUP($B1087,$AR$36:$AZ$47,MATCH(AM$2,$AS$2:$BA$2,0)+1,FALSE)","v":1.0150652537394905E-5},{"$f":"Q1087*VLOOKUP($B1087,$AR$36:$AZ$47,MATCH(AN$2,$AS$2:$BA$2,0)+1,FALSE)","v":1.8857902256094999E-3},{"$f":"R1087*VLOOKUP($B1087,$AR$36:$BA$47,MATCH(AO$2,$AS$2:$BA$2,0)+1,FALSE)","v":0},0.7637894964365356]
[2006,2,15,10,null,2013,2,15,10,0.30317774109800177,0.50697711505769127,0,0.11800512284217213,0.11939820000000002,8.0810000000000007E-2,0,2.0486301538702968E-3,0,1.1304168091517355,null,null,0.2870532302781838,0.10339929792999555,0.44877373830399703,9.4117272349966238E-2,7.4493626240079824E-2,0,0,1.4974201687151995E-3,{"$f":"$R1092*$BA$6","v":0},1.0093345852709377,null,{"$f":"J1092*VLOOKUP($B1092,$AR$36:$AZ$47,MATCH(AG$2,$AS$2:$BA$2,0)+1,FALSE)","v":0.29596128096542823},{"$f":"K1092*VLOOKUP($B1092,$AR$36:$AZ$47,MATCH(AH$2,$AS$2:$BA$2,0)+1,FALSE)","v":0.45611816738404393},{"$f":"L1092*VLOOKUP($B1092,$AR$36:$AZ$47,MATCH(AI$2,$AS$2:$BA$2,0)+1,FALSE)","v":0},{"$f":"M1092*VLOOKUP($B1092,$AR$36:$AZ$47,MATCH(AJ$2,$AS$2:$BA$2,0)+1,FALSE)","v":0.10884792861862486},{"$f":"N1092*VLOOKUP($B1092,$AR$36:$AZ$47,MATCH(AK$2,$AS$2:$BA$2,0)+1,FALSE)","v":9.4344086023072718E-2},{"$f":"O1092*VLOOKUP($B1092,$AR$36:$AZ$47,MATCH(AL$2,$AS$2:$BA$2,0)+1,FALSE)","v":7.1027711647729572E-2},{"$f":"P1092*VLOOKUP($B1092,$AR$36:$AZ$47,MATCH(AM$2,$AS$2:$BA$2,0)+1,FALSE)","v":0},{"$f":"Q1092*VLOOKUP($B1092,$AR$36:$AZ$47,MATCH(AN$2,$AS$2:$BA$2,0)+1,FALSE)","v":1.5800564938130762E-3},{"$f":"R1092*VLOOKUP($B1092,$AR$36:$BA$47,MATCH(AO$2,$AS$2:$BA$2,0)+1,FALSE)","v":0},{"$f":"SUM(AG1092:AO1092)","v":1.0278792311327123}]
[2006,2,15,22,null,2013,2,15,22,0.38024601761766308,0.40651581644321672,8.7170929771520234E-3,0.1038321281973109,9.1514099999999973E-2,6.8694000000000005E-2,2.028188418606668E-5,2.4450307537640017E-3,0,1.0619844678732928,null,null,0.36002262983509237,9.0980534569999189E-2,0.35984587313011923,7.2137247241265287E-2,6.3324652406088894E-2,4.8751506227939457E-3,1.0150652537394905E-5,1.7871641481495757E-3,0,0.95298340260604597,null,{"$f":"J1104*VLOOKUP($B1104,$AR$36:$AZ$47,MATCH(AG$2,$AS$2:$BA$2,0)+1,FALSE)","v":0.3711951215434004},{"$f":"K1104*VLOOKUP($B1104,$AR$36:$AZ$47,MATCH(AH$2,$AS$2:$BA$2,0)+1,FALSE)","v":0.36573494878089058},{"$f":"L1104*VLOOKUP($B1104,$AR$36:$AZ$47,MATCH(AI$2,$AS$2:$BA$2,0)+1,FALSE)","v":5.9360205462038679E-3},{"$f":"M1104*VLOOKUP($B1104,$AR$36:$AZ$47,MATCH(AJ$2,$AS$2:$BA$2,0)+1,FALSE)","v":9.5774757960777071E-2},{"$f":"N1104*VLOOKUP($B1104,$AR$36:$AZ$47,MATCH(AK$2,$AS$2:$BA$2,0)+1,FALSE)","v":7.2311091144791742E-2},{"$f":"O1104*VLOOKUP($B1104,$AR$36:$AZ$47,MATCH(AL$2,$AS$2:$BA$2,0)+1,FALSE)","v":6.0378389109381703E-2},{"$f":"P1104*VLOOKUP($B1104,$AR$36:$AZ$47,MATCH(AM$2,$AS$2:$BA$2,0)+1,FALSE)","v":1.0150652537394905E-5},{"$f":"Q1104*VLOOKUP($B1104,$AR$36:$AZ$47,MATCH(AN$2,$AS$2:$BA$2,0)+1,FALSE)","v":1.8857902256094999E-3},{"$f":"R1104*VLOOKUP($B1104,$AR$36:$BA$47,MATCH(AO$2,$AS$2:$BA$2,0)+1,FALSE)","v":0},0.97322626996359229]
[2006,2,15,24,null,2013,2,15,24,0.24273146681632238,0.3917763979590369,8.7170929771520234E-3,0.13139531006353131,8.7294900000000022E-2,6.5268999999999994E-2,2.028188418606668E-5,2.4450307537640017E-3,0,0.92964948045399276,null,null,0.22982179162441932,0.11513214413610058,0.34679860977816362,6.8811404845827387E-2,6.0167361602076093E-2,4.8751506227939457E-3,1.0150652537394905E-5,1.7871641481495757E-3,0,0.82740377741006799,null,{"$f":"J1106*VLOOKUP($B1106,$AR$36:$AZ$47,MATCH(AG$2,$AS$2:$BA$2,0)+1,FALSE)","v":0.2369537934724377},{"$f":"K1106*VLOOKUP($B1106,$AR$36:$AZ$47,MATCH(AH$2,$AS$2:$BA$2,0)+1,FALSE)","v":0.35247415978739616},{"$f":"L1106*VLOOKUP($B1106,$AR$36:$AZ$47,MATCH(AI$2,$AS$2:$BA$2,0)+1,FALSE)","v":5.9360205462038679E-3},{"$f":"M1106*VLOOKUP($B1106,$AR$36:$AZ$47,MATCH(AJ$2,$AS$2:$BA$2,0)+1,FALSE)","v":0.12119903768708348},{"$f":"N1106*VLOOKUP($B1106,$AR$36:$AZ$47,MATCH(AK$2,$AS$2:$BA$2,0)+1,FALSE)","v":6.8977233785564029E-2},{"$f":"O1106*VLOOKUP($B1106,$AR$36:$AZ$47,MATCH(AL$2,$AS$2:$BA$2,0)+1,FALSE)","v":5.7367995440362099E-2},{"$f":"P1106*VLOOKUP($B1106,$AR$36:$AZ$47,MATCH(AM$2,$AS$2:$BA$2,0)+1,FALSE)","v":1.0150652537394905E-5},{"$f":"Q1106*VLOOKUP($B1106,$AR$36:$AZ$47,MATCH(AN$2,$AS$2:$BA$2,0)+1,FALSE)","v":1.8857902256094999E-3},{"$f":"R1106*VLOOKUP($B1106,$AR$36:$BA$47,MATCH(AO$2,$AS$2:$BA$2,0)+1,FALSE)","v":0},0.84480418159719428]
[2006,2,16,7,null,2013,2,16,7,0.24746246524725965,0.33199405183617481,8.7170929771520234E-3,8.1526521250248063E-2,8.8978400000000013E-2,6.4575999999999995E-2,2.028188418606668E-5,2.4450307537640017E-3,0,0.82571984394878462,null,null,0.23430117186230617,7.1435755134334852E-2,0.29387956046153457,7.0138446861545939E-2,5.9528528747424751E-2,4.8751506227939457E-3,1.0150652537394905E-5,1.7871641481495757E-3,0,0.73595592849062719,null,{"$f":"J1113*VLOOKUP($B1113,$AR$36:$AZ$47,MATCH(AG$2,$AS$2:$BA$2,0)+1,FALSE)","v":0.24157218119046286},{"$f":"K1113*VLOOKUP($B1113,$AR$36:$AZ$47,MATCH(AH$2,$AS$2:$BA$2,0)+1,FALSE)","v":0.2986890611200223},{"$f":"L1113*VLOOKUP($B1113,$AR$36:$AZ$47,MATCH(AI$2,$AS$2:$BA$2,0)+1,FALSE)","v":5.9360205462038679E-3},{"$f":"M1113*VLOOKUP($B1113,$AR$36:$AZ$47,MATCH(AJ$2,$AS$2:$BA$2,0)+1,FALSE)","v":7.5200065487330325E-2},{"$f":"N1113*VLOOKUP($B1113,$AR$36:$AZ$47,MATCH(AK$2,$AS$2:$BA$2,0)+1,FALSE)","v":7.0307473846300636E-2},{"$f":"O1113*VLOOKUP($B1113,$AR$36:$AZ$47,MATCH(AL$2,$AS$2:$BA$2,0)+1,FALSE)","v":5.6758885130104991E-2},{"$f":"P1113*VLOOKUP($B1113,$AR$36:$AZ$47,MATCH(AM$2,$AS$2:$BA$2,0)+1,FALSE)","v":1.0150652537394905E-5},{"$f":"Q1113*VLOOKUP($B1113,$AR$36:$AZ$47,MATCH(AN$2,$AS$2:$BA$2,0)+1,FALSE)","v":1.8857902256094999E-3},{"$f":"R1113*VLOOKUP($B1113,$AR$36:$BA$47,MATCH(AO$2,$AS$2:$BA$2,0)+1,FALSE)","v":0},0.75035962819857183]
[2006,2,16,21,null,2013,2,16,21,0.37815912778304567,0.36918927142145652,8.7170929771520234E-3,0.11329639223864299,8.7683500000000011E-2,6.6705E-2,2.028188418606668E-5,2.4450307537640017E-3,0,1.0262156970582474,null,null,0.3580467312546356,9.9273380115414048E-2,0.32680459246899596,6.9117724137367761E-2,6.1491119147933725E-2,4.8751506227939457E-3,1.0150652537394905E-5,1.7871641481495757E-3,0,0.92140601254782795,null,{"$f":"J1127*VLOOKUP($B1127,$AR$36:$AZ$47,MATCH(AG$2,$AS$2:$BA$2,0)+1,FALSE)","v":0.3691579053993318},{"$f":"K1127*VLOOKUP($B1127,$AR$36:$AZ$47,MATCH(AH$2,$AS$2:$BA$2,0)+1,FALSE)","v":0.33215292938704505},{"$f":"L1127*VLOOKUP($B1127,$AR$36:$AZ$47,MATCH(AI$2,$AS$2:$BA$2,0)+1,FALSE)","v":5.9360205462038679E-3},{"$f":"M1127*VLOOKUP($B1127,$AR$36:$AZ$47,MATCH(AJ$2,$AS$2:$BA$2,0)+1,FALSE)","v":0.10450459537789111},{"$f":"N1127*VLOOKUP($B1127,$AR$36:$AZ$47,MATCH(AK$2,$AS$2:$BA$2,0)+1,FALSE)","v":6.9284291277457249E-2},{"$f":"O1127*VLOOKUP($B1127,$AR$36:$AZ$47,MATCH(AL$2,$AS$2:$BA$2,0)+1,FALSE)","v":5.8630163413708712E-2},{"$f":"P1127*VLOOKUP($B1127,$AR$36:$AZ$47,MATCH(AM$2,$AS$2:$BA$2,0)+1,FALSE)","v":1.0150652537394905E-5},{"$f":"Q1127*VLOOKUP($B1127,$AR$36:$AZ$47,MATCH(AN$2,$AS$2:$BA$2,0)+1,FALSE)","v":1.8857902256094999E-3},{"$f":"R1127*VLOOKUP($B1127,$AR$36:$BA$47,MATCH(AO$2,$AS$2:$BA$2,0)+1,FALSE)","v":0},0.94156184627978479]
[2006,2,16,24,null,2013,2,16,24,0.23420393649951324,0.35297087519095172,8.7170929771520234E-3,0.13636382455559007,8.5705199999999981E-2,6.4569000000000001E-2,2.028188418606668E-5,2.4450307537640017E-3,0,0.88499524186115708,null,null,0.22174779808231446,0.11948569165895682,0.31244814502889628,6.7558301969446122E-2,5.9522075890307065E-2,4.8751506227939457E-3,1.0150652537394905E-5,1.7871641481495757E-3,0,0.78743447805340172,null,{"$f":"J1130*VLOOKUP($B1130,$AR$36:$AZ$47,MATCH(AG$2,$AS$2:$BA$2,0)+1,FALSE)","v":0.22862924171974641},{"$f":"K1130*VLOOKUP($B1130,$AR$36:$AZ$47,MATCH(AH$2,$AS$2:$BA$2,0)+1,FALSE)","v":0.31756153078767363},{"$f":"L1130*VLOOKUP($B1130,$AR$36:$AZ$47,MATCH(AI$2,$AS$2:$BA$2,0)+1,FALSE)","v":5.9360205462038679E-3},{"$f":"M1130*VLOOKUP($B1130,$AR$36:$AZ$47,MATCH(AJ$2,$AS$2:$BA$2,0)+1,FALSE)","v":0.12578199559388159},{"$f":"N1130*VLOOKUP($B1130,$AR$36:$AZ$47,MATCH(AK$2,$AS$2:$BA$2,0)+1,FALSE)","v":6.7721111050456778E-2},{"$f":"O1130*VLOOKUP($B1130,$AR$36:$AZ$47,MATCH(AL$2,$AS$2:$BA$2,0)+1,FALSE)","v":5.6752732500708461E-2},{"$f":"P1130*VLOOKUP($B1130,$AR$36:$AZ$47,MATCH(AM$2,$AS$2:$BA$2,0)+1,FALSE)","v":1.0150652537394905E-5},{"$f":"Q1130*VLOOKUP($B1130,$AR$36:$AZ$47,MATCH(AN$2,$AS$2:$BA$2,0)+1,FALSE)","v":1.8857902256094999E-3},{"$f":"R1130*VLOOKUP($B1130,$AR$36:$BA$47,MATCH(AO$2,$AS$2:$BA$2,0)+1,FALSE)","v":0},0.8042785730768176]
[2006,2,17,7,null,2013,2,17,7,0.2418284508554743,0.36357471138219888,8.7170929771520234E-3,0.10369522725194791,8.9646000000000017E-2,6.5037999999999999E-2,2.028188418606668E-5,2.4450307537640017E-3,0,0.87496479510472325,null,null,0.22896680257537033,9.0860578238481121E-2,0.32183461054493384,7.0664691738108895E-2,5.9954417317192317E-2,4.8751506227939457E-3,1.0150652537394905E-5,1.7871641481495757E-3,0,0.77895356583756747,null,{"$f":"J1137*VLOOKUP($B1137,$AR$36:$AZ$47,MATCH(AG$2,$AS$2:$BA$2,0)+1,FALSE)","v":0.23607227176330131},{"$f":"K1137*VLOOKUP($B1137,$AR$36:$AZ$47,MATCH(AH$2,$AS$2:$BA$2,0)+1,FALSE)","v":0.32710161097500495},{"$f":"L1137*VLOOKUP($B1137,$AR$36:$AZ$47,MATCH(AI$2,$AS$2:$BA$2,0)+1,FALSE)","v":5.9360205462038679E-3},{"$f":"M1137*VLOOKUP($B1137,$AR$36:$AZ$47,MATCH(AJ$2,$AS$2:$BA$2,0)+1,FALSE)","v":9.5648480524935381E-2},{"$f":"N1137*VLOOKUP($B1137,$AR$36:$AZ$47,MATCH(AK$2,$AS$2:$BA$2,0)+1,FALSE)","v":7.083498692295509E-2},{"$f":"O1137*VLOOKUP($B1137,$AR$36:$AZ$47,MATCH(AL$2,$AS$2:$BA$2,0)+1,FALSE)","v":5.7164958670276399E-2},{"$f":"P1137*VLOOKUP($B1137,$AR$36:$AZ$47,MATCH(AM$2,$AS$2:$BA$2,0)+1,FALSE)","v":1.0150652537394905E-5},{"$f":"Q1137*VLOOKUP($B1137,$AR$36:$AZ$47,MATCH(AN$2,$AS$2:$BA$2,0)+1,FALSE)","v":1.8857902256094999E-3},{"$f":"R1137*VLOOKUP($B1137,$AR$36:$BA$47,MATCH(AO$2,$AS$2:$BA$2,0)+1,FALSE)","v":0},0.79465427028082392]
[2006,2,17,17,null,2013,2,17,17,0.41495391372681195,0.41119514995685741,0,0.11645519431176431,9.071609999999998E-2,6.8140999999999993E-2,0,2.0486301538702968E-3,0,1.103509988149304,null,null,0.39288458618521327,0.10204120839942338,0.36398799696829043,7.1508212772276036E-2,6.2814876693791349E-2,0,0,1.4974201687151995E-3,0,0.99473430118770967,null,{"$f":"J1147*VLOOKUP($B1147,$AR$36:$AZ$47,MATCH(AG$2,$AS$2:$BA$2,0)+1,FALSE)","v":0.40507687471853943},{"$f":"K1147*VLOOKUP($B1147,$AR$36:$AZ$47,MATCH(AH$2,$AS$2:$BA$2,0)+1,FALSE)","v":0.36994486075409211},{"$f":"L1147*VLOOKUP($B1147,$AR$36:$AZ$47,MATCH(AI$2,$AS$2:$BA$2,0)+1,FALSE)","v":0},{"$f":"M1147*VLOOKUP($B1147,$AR$36:$AZ$47,MATCH(AJ$2,$AS$2:$BA$2,0)+1,FALSE)","v":0.10741827449871481},{"$f":"N1147*VLOOKUP($B1147,$AR$36:$AZ$47,MATCH(AK$2,$AS$2:$BA$2,0)+1,FALSE)","v":7.1680540762571479E-2},{"$f":"O1147*VLOOKUP($B1147,$AR$36:$AZ$47,MATCH(AL$2,$AS$2:$BA$2,0)+1,FALSE)","v":5.9892331387055318E-2},{"$f":"P1147*VLOOKUP($B1147,$AR$36:$AZ$47,MATCH(AM$2,$AS$2:$BA$2,0)+1,FALSE)","v":0},{"$f":"Q1147*VLOOKUP($B1147,$AR$36:$AZ$47,MATCH(AN$2,$AS$2:$BA$2,0)+1,FALSE)","v":1.5800564938130762E-3},{"$f":"R1147*VLOOKUP($B1147,$AR$36:$BA$47,MATCH(AO$2,$AS$2:$BA$2,0)+1,FALSE)","v":0},1.0155929386147862]
[2006,2,17,21,null,2013,2,17,21,0.45028304589120294,0.39183350395900141,8.7170929771520234E-3,0.12402534914477065,8.9741800000000024E-2,6.7531999999999995E-2,2.028188418606668E-5,2.4450307537640017E-3,0,1.1345981046100773,null,null,0.42633473814552869,0.10867438394385391,0.34684915973855135,7.074020740493743E-2,6.2253478124552286E-2,4.8751506227939457E-3,1.0150652537394905E-5,1.7871641481495757E-3,0,1.0215244327809045,null,{"$f":"J1151*VLOOKUP($B1151,$AR$36:$AZ$47,MATCH(AG$2,$AS$2:$BA$2,0)+1,FALSE)","v":0.43956507683028406},{"$f":"K1151*VLOOKUP($B1151,$AR$36:$AZ$47,MATCH(AH$2,$AS$2:$BA$2,0)+1,FALSE)","v":0.35252553702569117},{"$f":"L1151*VLOOKUP($B1151,$AR$36:$AZ$47,MATCH(AI$2,$AS$2:$BA$2,0)+1,FALSE)","v":5.9360205462038679E-3},{"$f":"M1151*VLOOKUP($B1151,$AR$36:$AZ$47,MATCH(AJ$2,$AS$2:$BA$2,0)+1,FALSE)","v":0.1144009855289561},{"$f":"N1151*VLOOKUP($B1151,$AR$36:$AZ$47,MATCH(AK$2,$AS$2:$BA$2,0)+1,FALSE)","v":7.0910684575356972E-2},{"$f":"O1151*VLOOKUP($B1151,$AR$36:$AZ$47,MATCH(AL$2,$AS$2:$BA$2,0)+1,FALSE)","v":5.935705262955665E-2},{"$f":"P1151*VLOOKUP($B1151,$AR$36:$AZ$47,MATCH(AM$2,$AS$2:$BA$2,0)+1,FALSE)","v":1.0150652537394905E-5},{"$f":"Q1151*VLOOKUP($B1151,$AR$36:$AZ$47,MATCH(AN$2,$AS$2:$BA$2,0)+1,FALSE)","v":1.8857902256094999E-3},{"$f":"R1151*VLOOKUP($B1151,$AR$36:$BA$47,MATCH(AO$2,$AS$2:$BA$2,0)+1,FALSE)","v":0},1.0445912980141958]
[2006,2,18,10,null,2013,2,18,10,0.293918365140663,0.51856317137689323,0,0.13295388160161459,0.11518220000000001,7.7203999999999995E-2,0,2.0486301538702968E-3,0,1.139870248273041,null,null,0.27828631431236073,0.11649780690505532,0.4590296604198843,9.0793952398514219E-2,7.1169482987738175E-2,0,0,1.4974201687151995E-3,0,1.0172746371922681,null,{"$f":"J1164*VLOOKUP($B1164,$AR$36:$AZ$47,MATCH(AG$2,$AS$2:$BA$2,0)+1,FALSE)","v":0.28692230350174747},{"$f":"K1164*VLOOKUP($B1164,$AR$36:$AZ$47,MATCH(AH$2,$AS$2:$BA$2,0)+1,FALSE)","v":0.46654193330673527},{"$f":"L1164*VLOOKUP($B1164,$AR$36:$AZ$47,MATCH(AI$2,$AS$2:$BA$2,0)+1,FALSE)","v":0},{"$f":"M1164*VLOOKUP($B1164,$AR$36:$AZ$47,MATCH(AJ$2,$AS$2:$BA$2,0)+1,FALSE)","v":0.12263666411751571},{"$f":"N1164*VLOOKUP($B1164,$AR$36:$AZ$47,MATCH(AK$2,$AS$2:$BA$2,0)+1,FALSE)","v":9.1012757186680907E-2},{"$f":"O1164*VLOOKUP($B1164,$AR$36:$AZ$47,MATCH(AL$2,$AS$2:$BA$2,0)+1,FALSE)","v":6.7858228561456665E-2},{"$f":"P1164*VLOOKUP($B1164,$AR$36:$AZ$47,MATCH(AM$2,$AS$2:$BA$2,0)+1,FALSE)","v":0},{"$f":"Q1164*VLOOKUP($B1164,$AR$36:$AZ$47,MATCH(AN$2,$AS$2:$BA$2,0)+1,FALSE)","v":1.5800564938130762E-3},{"$f":"R1164*VLOOKUP($B1164,$AR$36:$BA$47,MATCH(AO$2,$AS$2:$BA$2,0)+1,FALSE)","v":0},1.0365519431679491]
[2006,2,18,18,null,2013,2,18,18,0.47177257406187434,0.48548446641637999,3.4868371908608098E-3,0.11361182647083837,0.10799950000000004,7.5440999999999994E-2,8.1127536744266733E-6,2.2071903938277789E-3,0,1.260011507287456,null,null,0.44668134557193356,9.9549772168288836E-2,0.42974854763889569,8.513209039298901E-2,6.9544284830811307E-2,1.9500602491175783E-3,4.0602610149579622E-6,1.6133177604889502E-3,0,1.1342234788735397,null,{"$f":"J1172*VLOOKUP($B1172,$AR$36:$AZ$47,MATCH(AG$2,$AS$2:$BA$2,0)+1,FALSE)","v":0.46054309540678195},{"$f":"K1172*VLOOKUP($B1172,$AR$36:$AZ$47,MATCH(AH$2,$AS$2:$BA$2,0)+1,FALSE)","v":0.43678161900870255},{"$f":"L1172*VLOOKUP($B1172,$AR$36:$AZ$47,MATCH(AI$2,$AS$2:$BA$2,0)+1,FALSE)","v":2.3744082184815477E-3},{"$f":"M1172*VLOOKUP($B1172,$AR$36:$AZ$47,MATCH(AJ$2,$AS$2:$BA$2,0)+1,FALSE)","v":0.10479555192251329},{"$f":"N1172*VLOOKUP($B1172,$AR$36:$AZ$47,MATCH(AK$2,$AS$2:$BA$2,0)+1,FALSE)","v":8.5337250632328152E-2},{"$f":"O1172*VLOOKUP($B1172,$AR$36:$AZ$47,MATCH(AL$2,$AS$2:$BA$2,0)+1,FALSE)","v":6.6308644900586147E-2},{"$f":"P1172*VLOOKUP($B1172,$AR$36:$AZ$47,MATCH(AM$2,$AS$2:$BA$2,0)+1,FALSE)","v":4.0602610149579622E-6},{"$f":"Q1172*VLOOKUP($B1172,$AR$36:$AZ$47,MATCH(AN$2,$AS$2:$BA$2,0)+1,FALSE)","v":1.7023499865316458E-3},{"$f":"R1172*VLOOKUP($B1172,$AR$36:$BA$47,MATCH(AO$2,$AS$2:$BA$2,0)+1,FALSE)","v":0},1.1578469803369402]
[2006,2,18,19,null,2013,2,18,19,0.5059420740416255,0.45689207434328105,8.7170929771520234E-3,9.7480695239144141E-2,9.8477100000000026E-2,7.2128999999999999E-2,2.028188418606668E-5,2.4450307537640017E-3,0,1.2421033492391529,null,null,0.47903354039552165,8.5415236276956116E-2,0.40443869775299301,7.7625927701882105E-2,6.6491161577412666E-2,4.8751506227939457E-3,1.0150652537394905E-5,1.7871641481495757E-3,0,1.1196770291282463,null,{"$f":"J1173*VLOOKUP($B1173,$AR$36:$AZ$47,MATCH(AG$2,$AS$2:$BA$2,0)+1,FALSE)","v":0.49389926775416537},{"$f":"K1173*VLOOKUP($B1173,$AR$36:$AZ$47,MATCH(AH$2,$AS$2:$BA$2,0)+1,FALSE)","v":0.41105755950746864},{"$f":"L1173*VLOOKUP($B1173,$AR$36:$AZ$47,MATCH(AI$2,$AS$2:$BA$2,0)+1,FALSE)","v":5.9360205462038679E-3},{"$f":"M1173*VLOOKUP($B1173,$AR$36:$AZ$47,MATCH(AJ$2,$AS$2:$BA$2,0)+1,FALSE)","v":8.9916196022062245E-2},{"$f":"N1173*VLOOKUP($B1173,$AR$36:$AZ$47,MATCH(AK$2,$AS$2:$BA$2,0)+1,FALSE)","v":7.7812998803187441E-2},{"$f":"O1173*VLOOKUP($B1173,$AR$36:$AZ$47,MATCH(AL$2,$AS$2:$BA$2,0)+1,FALSE)","v":6.3397572248967776E-2},{"$f":"P1173*VLOOKUP($B1173,$AR$36:$AZ$47,MATCH(AM$2,$AS$2:$BA$2,0)+1,FALSE)","v":1.0150652537394905E-5},{"$f":"Q1173*VLOOKUP($B1173,$AR$36:$AZ$47,MATCH(AN$2,$AS$2:$BA$2,0)+1,FALSE)","v":1.8857902256094999E-3},{"$f":"R1173*VLOOKUP($B1173,$AR$36:$BA$47,MATCH(AO$2,$AS$2:$BA$2,0)+1,FALSE)","v":0},1.1439155557602021]
[2006,2,19,8,null,2013,2,19,8,0.29147019963939685,0.40537281992642649,1.1622790636202703E-3,8.7065065699953884E-2,0.11291280000000002,7.8203999999999996E-2,2.7042512248088917E-6,2.1014835671894576E-3,0,0.97829135214781182,null,null,0.2759683545147551,7.6288778408753186E-2,0.35883409803322946,8.9005066654248288E-2,7.2091319718836797E-2,6.5002008303919299E-4,1.3534203383193212E-6,1.53605269930645E-3,0,0.87437504353250672,null,{"$f":"J1186*VLOOKUP($B1186,$AR$36:$AZ$47,MATCH(AG$2,$AS$2:$BA$2,0)+1,FALSE)","v":0.28453241104082344},{"$f":"K1186*VLOOKUP($B1186,$AR$36:$AZ$47,MATCH(AH$2,$AS$2:$BA$2,0)+1,FALSE)","v":0.3647066154280027},{"$f":"L1186*VLOOKUP($B1186,$AR$36:$AZ$47,MATCH(AI$2,$AS$2:$BA$2,0)+1,FALSE)","v":7.9146940616051608E-4},{"$f":"M1186*VLOOKUP($B1186,$AR$36:$AZ$47,MATCH(AJ$2,$AS$2:$BA$2,0)+1,FALSE)","v":8.0308819043046403E-2},{"$f":"N1186*VLOOKUP($B1186,$AR$36:$AZ$47,MATCH(AK$2,$AS$2:$BA$2,0)+1,FALSE)","v":8.9219560397945735E-2},{"$f":"O1186*VLOOKUP($B1186,$AR$36:$AZ$47,MATCH(AL$2,$AS$2:$BA$2,0)+1,FALSE)","v":6.8737175618104732E-2},{"$f":"P1186*VLOOKUP($B1186,$AR$36:$AZ$47,MATCH(AM$2,$AS$2:$BA$2,0)+1,FALSE)","v":1.3534203383193212E-6},{"$f":"Q1186*VLOOKUP($B1186,$AR$36:$AZ$47,MATCH(AN$2,$AS$2:$BA$2,0)+1,FALSE)","v":1.6208209913859328E-3},{"$f":"R1186*VLOOKUP($B1186,$AR$36:$BA$47,MATCH(AO$2,$AS$2:$BA$2,0)+1,FALSE)","v":0},0.88991822534580789]
[2006,2,19,12,null,2013,2,19,12,0.23043753481929402,0.44967180853782801,0,9.5372713618499416E-2,0.12082469999999998,8.4457000000000004E-2,0,2.0486301538702968E-3,0,0.9828123871294917,null,null,0.21818171250849713,8.3568165451772383E-2,0.39804735269850677,9.5241730583065412E-2,7.7855564798396504E-2,0,0,1.4974201687151995E-3,0,0.87439194620895344,null,{"$f":"J1190*VLOOKUP($B1190,$AR$36:$AZ$47,MATCH(AG$2,$AS$2:$BA$2,0)+1,FALSE)","v":0.22495249070936241},{"$f":"K1190*VLOOKUP($B1190,$AR$36:$AZ$47,MATCH(AH$2,$AS$2:$BA$2,0)+1,FALSE)","v":0.40456161657553935},{"$f":"L1190*VLOOKUP($B1190,$AR$36:$AZ$47,MATCH(AI$2,$AS$2:$BA$2,0)+1,FALSE)","v":0},{"$f":"M1190*VLOOKUP($B1190,$AR$36:$AZ$47,MATCH(AJ$2,$AS$2:$BA$2,0)+1,FALSE)","v":8.7971793716069224E-2},{"$f":"N1190*VLOOKUP($B1190,$AR$36:$AZ$47,MATCH(AK$2,$AS$2:$BA$2,0)+1,FALSE)","v":9.5471254093545371E-2},{"$f":"O1190*VLOOKUP($B1190,$AR$36:$AZ$47,MATCH(AL$2,$AS$2:$BA$2,0)+1,FALSE)","v":7.4233231563325036E-2},{"$f":"P1190*VLOOKUP($B1190,$AR$36:$AZ$47,MATCH(AM$2,$AS$2:$BA$2,0)+1,FALSE)","v":0},{"$f":"Q1190*VLOOKUP($B1190,$AR$36:$AZ$47,MATCH(AN$2,$AS$2:$BA$2,0)+1,FALSE)","v":1.5800564938130762E-3},{"$f":"R1190*VLOOKUP($B1190,$AR$36:$BA$47,MATCH(AO$2,$AS$2:$BA$2,0)+1,FALSE)","v":0},0.88877044315165454]
[2006,2,19,18,null,2013,2,19,18,0.38023938567781884,0.42627157142094019,3.1962674249557421E-3,9.0623133071245018E-2,0.11220849999999997,7.8356999999999996E-2,7.43669086822445E-6,2.1939770404979884E-3,0,1.0930972713263258,null,null,0.36001635061502696,7.9406453805533919E-2,0.37733357376008136,8.8449892498221758E-2,7.2232360738694892E-2,1.7875552283577801E-3,3.721905930378132E-6,1.6036596278411373E-3,0,0.98083356817968814,null,{"$f":"J1196*VLOOKUP($B1196,$AR$36:$AZ$47,MATCH(AG$2,$AS$2:$BA$2,0)+1,FALSE)","v":0.37118864746187819},{"$f":"K1196*VLOOKUP($B1196,$AR$36:$AZ$47,MATCH(AH$2,$AS$2:$BA$2,0)+1,FALSE)","v":0.38350884525095519},{"$f":"L1196*VLOOKUP($B1196,$AR$36:$AZ$47,MATCH(AI$2,$AS$2:$BA$2,0)+1,FALSE)","v":2.1765408669414182E-3},{"$f":"M1196*VLOOKUP($B1196,$AR$36:$AZ$47,MATCH(AJ$2,$AS$2:$BA$2,0)+1,FALSE)","v":8.3590780486097832E-2},{"$f":"N1196*VLOOKUP($B1196,$AR$36:$AZ$47,MATCH(AK$2,$AS$2:$BA$2,0)+1,FALSE)","v":8.8663048325016203E-2},{"$f":"O1196*VLOOKUP($B1196,$AR$36:$AZ$47,MATCH(AL$2,$AS$2:$BA$2,0)+1,FALSE)","v":6.8871654517771885E-2},{"$f":"P1196*VLOOKUP($B1196,$AR$36:$AZ$47,MATCH(AM$2,$AS$2:$BA$2,0)+1,FALSE)","v":3.721905930378132E-6},{"$f":"Q1196*VLOOKUP($B1196,$AR$36:$AZ$47,MATCH(AN$2,$AS$2:$BA$2,0)+1,FALSE)","v":1.6921588621384314E-3},{"$f":"R1196*VLOOKUP($B1196,$AR$36:$BA$47,MATCH(AO$2,$AS$2:$BA$2,0)+1,FALSE)","v":0},0.99969539767672944]
[2006,2,20,5,null,2013,2,20,5,0.18770258763174716,0.28799516748777199,8.7170929771520234E-3,6.9864187430929023E-2,8.6754900000000024E-2,6.3922999999999994E-2,2.028188418606668E-5,2.4450307537640017E-3,0,0.70742224816555022,null,null,0.17771962386199733,6.1216901070213825E-2,0.25493195666685237,6.8385742423203083E-2,5.8926569362017345E-2,4.8751506227939457E-3,1.0150652537394905E-5,1.7871641481495757E-3,0,0.62785325880776488,null,{"$f":"J1207*VLOOKUP($B1207,$AR$36:$AZ$47,MATCH(AG$2,$AS$2:$BA$2,0)+1,FALSE)","v":0.1832347522440973},{"$f":"K1207*VLOOKUP($B1207,$AR$36:$AZ$47,MATCH(AH$2,$AS$2:$BA$2,0)+1,FALSE)","v":0.25910405836570216},{"$f":"L1207*VLOOKUP($B1207,$AR$36:$AZ$47,MATCH(AI$2,$AS$2:$BA$2,0)+1,FALSE)","v":5.9360205462038679E-3},{"$f":"M1207*VLOOKUP($B1207,$AR$36:$AZ$47,MATCH(AJ$2,$AS$2:$BA$2,0)+1,FALSE)","v":6.4442728445364597E-2},{"$f":"N1207*VLOOKUP($B1207,$AR$36:$AZ$47,MATCH(AK$2,$AS$2:$BA$2,0)+1,FALSE)","v":6.8550545556993914E-2},{"$f":"O1207*VLOOKUP($B1207,$AR$36:$AZ$47,MATCH(AL$2,$AS$2:$BA$2,0)+1,FALSE)","v":5.6184932702113811E-2},{"$f":"P1207*VLOOKUP($B1207,$AR$36:$AZ$47,MATCH(AM$2,$AS$2:$BA$2,0)+1,FALSE)","v":1.0150652537394905E-5},{"$f":"Q1207*VLOOKUP($B1207,$AR$36:$AZ$47,MATCH(AN$2,$AS$2:$BA$2,0)+1,FALSE)","v":1.8857902256094999E-3},{"$f":"R1207*VLOOKUP($B1207,$AR$36:$BA$47,MATCH(AO$2,$AS$2:$BA$2,0)+1,FALSE)","v":0},0.63934897873862251]
[2006,2,20,15,null,2013,2,20,15,0.22476423169080012,0.41724028206856922,0,7.1407940319508742E-2,0.11869539999999998,8.3041000000000004E-2,0,2.0486301538702968E-3,0,0.91719748423274827,null,null,0.21281014405665924,6.2569579335461992E-2,0.36933911924923546,9.3563280589558123E-2,7.6550243987160857E-2,0,0,1.4974201687151995E-3,0,0.81632978738679085,null,{"$f":"J1217*VLOOKUP($B1217,$AR$36:$AZ$47,MATCH(AG$2,$AS$2:$BA$2,0)+1,FALSE)","v":0.21941422772497177},{"$f":"K1217*VLOOKUP($B1217,$AR$36:$AZ$47,MATCH(AH$2,$AS$2:$BA$2,0)+1,FALSE)","v":0.37538355709460575},{"$f":"L1217*VLOOKUP($B1217,$AR$36:$AZ$47,MATCH(AI$2,$AS$2:$BA$2,0)+1,FALSE)","v":0},{"$f":"M1217*VLOOKUP($B1217,$AR$36:$AZ$47,MATCH(AJ$2,$AS$2:$BA$2,0)+1,FALSE)","v":6.5866686153079224E-2},{"$f":"N1217*VLOOKUP($B1217,$AR$36:$AZ$47,MATCH(AK$2,$AS$2:$BA$2,0)+1,FALSE)","v":9.3788759195222546E-2},{"$f":"O1217*VLOOKUP($B1217,$AR$36:$AZ$47,MATCH(AL$2,$AS$2:$BA$2,0)+1,FALSE)","v":7.2988642531111397E-2},{"$f":"P1217*VLOOKUP($B1217,$AR$36:$AZ$47,MATCH(AM$2,$AS$2:$BA$2,0)+1,FALSE)","v":0},{"$f":"Q1217*VLOOKUP($B1217,$AR$36:$AZ$47,MATCH(AN$2,$AS$2:$BA$2,0)+1,FALSE)","v":1.5800564938130762E-3},{"$f":"R1217*VLOOKUP($B1217,$AR$36:$BA$47,MATCH(AO$2,$AS$2:$BA$2,0)+1,FALSE)","v":0},0.82902192919280382]
[2006,2,20,22,null,2013,2,20,22,0.33014390938387717,0.34656662553131506,8.7170929771520234E-3,7.6357630765347267E-2,9.4316399999999953E-2,6.8779000000000007E-2,2.028188418606668E-5,2.4450307537640017E-3,0,0.92734597129564167,null,null,0.31258520266722362,6.6906632717076767E-2,0.30677913359736414,7.4346198735561753E-2,6.3403008528232274E-2,4.8751506227939457E-3,1.0150652537394905E-5,1.7871641481495757E-3,0,0.83069264166893941,null,{"$f":"J1224*VLOOKUP($B1224,$AR$36:$AZ$47,MATCH(AG$2,$AS$2:$BA$2,0)+1,FALSE)","v":0.32228558063107271},{"$f":"K1224*VLOOKUP($B1224,$AR$36:$AZ$47,MATCH(AH$2,$AS$2:$BA$2,0)+1,FALSE)","v":0.31179974286576528},{"$f":"L1224*VLOOKUP($B1224,$AR$36:$AZ$47,MATCH(AI$2,$AS$2:$BA$2,0)+1,FALSE)","v":5.9360205462038679E-3},{"$f":"M1224*VLOOKUP($B1224,$AR$36:$AZ$47,MATCH(AJ$2,$AS$2:$BA$2,0)+1,FALSE)","v":7.0432280759115937E-2},{"$f":"N1224*VLOOKUP($B1224,$AR$36:$AZ$47,MATCH(AK$2,$AS$2:$BA$2,0)+1,FALSE)","v":7.4525366002054713E-2},{"$f":"O1224*VLOOKUP($B1224,$AR$36:$AZ$47,MATCH(AL$2,$AS$2:$BA$2,0)+1,FALSE)","v":6.0453099609196793E-2},{"$f":"P1224*VLOOKUP($B1224,$AR$36:$AZ$47,MATCH(AM$2,$AS$2:$BA$2,0)+1,FALSE)","v":1.0150652537394905E-5},{"$f":"Q1224*VLOOKUP($B1224,$AR$36:$AZ$47,MATCH(AN$2,$AS$2:$BA$2,0)+1,FALSE)","v":1.8857902256094999E-3},{"$f":"R1224*VLOOKUP($B1224,$AR$36:$BA$47,MATCH(AO$2,$AS$2:$BA$2,0)+1,FALSE)","v":0},0.84732803129155621]
[2006,2,21,5,null,2013,2,21,5,0.22033861778489983,0.32433458281131022,8.7170929771520234E-3,8.3605321237707184E-2,9.1678599999999999E-2,6.5127000000000004E-2,2.028188418606668E-5,2.4450307537640017E-3,0,0.79626652744901927,null,null,0.20861990646516643,7.3257256218890648E-2,0.28709943479980521,7.2266916627416605E-2,6.0036460786260099E-2,4.8751506227939457E-3,1.0150652537394905E-5,1.7871641481495757E-3,0,0.70795244032102,null,{"$f":"J1231*VLOOKUP($B1231,$AR$36:$AZ$47,MATCH(AG$2,$AS$2:$BA$2,0)+1,FALSE)","v":0.21509395554435259},{"$f":"K1231*VLOOKUP($B1231,$AR$36:$AZ$47,MATCH(AH$2,$AS$2:$BA$2,0)+1,FALSE)","v":0.29179797497235954},{"$f":"L1231*VLOOKUP($B1231,$AR$36:$AZ$47,MATCH(AI$2,$AS$2:$BA$2,0)+1,FALSE)","v":5.9360205462038679E-3},{"$f":"M1231*VLOOKUP($B1231,$AR$36:$AZ$47,MATCH(AJ$2,$AS$2:$BA$2,0)+1,FALSE)","v":7.7117550654054665E-2},{"$f":"N1231*VLOOKUP($B1231,$AR$36:$AZ$47,MATCH(AK$2,$AS$2:$BA$2,0)+1,FALSE)","v":7.2441073021828409E-2},{"$f":"O1231*VLOOKUP($B1231,$AR$36:$AZ$47,MATCH(AL$2,$AS$2:$BA$2,0)+1,FALSE)","v":5.724318495831808E-2},{"$f":"P1231*VLOOKUP($B1231,$AR$36:$AZ$47,MATCH(AM$2,$AS$2:$BA$2,0)+1,FALSE)","v":1.0150652537394905E-5},{"$f":"Q1231*VLOOKUP($B1231,$AR$36:$AZ$47,MATCH(AN$2,$AS$2:$BA$2,0)+1,FALSE)","v":1.8857902256094999E-3},{"$f":"R1231*VLOOKUP($B1231,$AR$36:$BA$47,MATCH(AO$2,$AS$2:$BA$2,0)+1,FALSE)","v":0},0.72152570057526411]
[2006,2,21,7,null,2013,2,21,7,0.27836099659845026,0.38921567828224657,8.7170929771520234E-3,8.7091172510616349E-2,0.10764029999999998,7.3529999999999998E-2,2.028188418606668E-5,2.4450307537640017E-3,0,0.9470205530064153,null,null,0.26355636455253711,7.6311653906262739E-2,0.34453187286249232,8.4848946055569238E-2,6.7782654837681838E-2,4.8751506227939457E-3,1.0150652537394905E-5,1.7871641481495757E-3,0,0.8437039576380243,null,{"$f":"J1233*VLOOKUP($B1233,$AR$36:$AZ$47,MATCH(AG$2,$AS$2:$BA$2,0)+1,FALSE)","v":0.27173524291633272},{"$f":"K1233*VLOOKUP($B1233,$AR$36:$AZ$47,MATCH(AH$2,$AS$2:$BA$2,0)+1,FALSE)","v":0.35017032647525748},{"$f":"L1233*VLOOKUP($B1233,$AR$36:$AZ$47,MATCH(AI$2,$AS$2:$BA$2,0)+1,FALSE)","v":5.9360205462038679E-3},{"$f":"M1233*VLOOKUP($B1233,$AR$36:$AZ$47,MATCH(AJ$2,$AS$2:$BA$2,0)+1,FALSE)","v":8.0332899965933527E-2},{"$f":"N1233*VLOOKUP($B1233,$AR$36:$AZ$47,MATCH(AK$2,$AS$2:$BA$2,0)+1,FALSE)","v":8.5053423943990361E-2},{"$f":"O1233*VLOOKUP($B1233,$AR$36:$AZ$47,MATCH(AL$2,$AS$2:$BA$2,0)+1,FALSE)","v":6.4628977075331703E-2},{"$f":"P1233*VLOOKUP($B1233,$AR$36:$AZ$47,MATCH(AM$2,$AS$2:$BA$2,0)+1,FALSE)","v":1.0150652537394905E-5},{"$f":"Q1233*VLOOKUP($B1233,$AR$36:$AZ$47,MATCH(AN$2,$AS$2:$BA$2,0)+1,FALSE)","v":1.8857902256094999E-3},{"$f":"R1233*VLOOKUP($B1233,$AR$36:$BA$47,MATCH(AO$2,$AS$2:$BA$2,0)+1,FALSE)","v":0},0.85975283180119666]
[2006,2,21,19,null,2013,2,21,19,0.44420481992912059,0.43357960404652923,8.7170929771520234E-3,9.4961641157635293E-2,0.10434650000000002,7.3783000000000001E-2,2.028188418606668E-5,2.4450307537640017E-3,0,1.1620579707483873,null,null,0.42057978268455876,8.3207972581937795E-2,0.38380260958758605,8.2252562930310108E-2,6.8015879530649789E-2,4.8751506227939457E-3,1.0150652537394905E-5,1.7871641481495757E-3,0,1.0445312727385234,null,{"$f":"J1245*VLOOKUP($B1245,$AR$36:$AZ$47,MATCH(AG$2,$AS$2:$BA$2,0)+1,FALSE)","v":0.43363152928414767},{"$f":"K1245*VLOOKUP($B1245,$AR$36:$AZ$47,MATCH(AH$2,$AS$2:$BA$2,0)+1,FALSE)","v":0.39008375040813803},{"$f":"L1245*VLOOKUP($B1245,$AR$36:$AZ$47,MATCH(AI$2,$AS$2:$BA$2,0)+1,FALSE)","v":5.9360205462038679E-3},{"$f":"M1245*VLOOKUP($B1245,$AR$36:$AZ$47,MATCH(AJ$2,$AS$2:$BA$2,0)+1,FALSE)","v":8.7592620466641194E-2},{"$f":"N1245*VLOOKUP($B1245,$AR$36:$AZ$47,MATCH(AK$2,$AS$2:$BA$2,0)+1,FALSE)","v":8.2450783782389986E-2},{"$f":"O1245*VLOOKUP($B1245,$AR$36:$AZ$47,MATCH(AL$2,$AS$2:$BA$2,0)+1,FALSE)","v":6.4851350680663666E-2},{"$f":"P1245*VLOOKUP($B1245,$AR$36:$AZ$47,MATCH(AM$2,$AS$2:$BA$2,0)+1,FALSE)","v":1.0150652537394905E-5},{"$f":"Q1245*VLOOKUP($B1245,$AR$36:$AZ$47,MATCH(AN$2,$AS$2:$BA$2,0)+1,FALSE)","v":1.8857902256094999E-3},{"$f":"R1245*VLOOKUP($B1245,$AR$36:$BA$47,MATCH(AO$2,$AS$2:$BA$2,0)+1,FALSE)","v":0},1.0664419960463314]
[2006,2,21,24,null,2013,2,21,24,0.22693557026285199,0.36738826744535041,8.7170929771520234E-3,0.11902452238057747,8.8384900000000058E-2,6.6594E-2,2.028188418606668E-5,2.4450307537640017E-3,0,0.87950966570388212,null,null,0.21486599996770925,0.10429252352938118,0.32521035228920886,6.9670612328532042E-2,6.1388795270781782E-2,4.8751506227939457E-3,1.0150652537394905E-5,1.7871641481495757E-3,0,0.78210074880909408,null,{"$f":"J1250*VLOOKUP($B1250,$AR$36:$AZ$47,MATCH(AG$2,$AS$2:$BA$2,0)+1,FALSE)","v":0.22153388249536068},{"$f":"K1250*VLOOKUP($B1250,$AR$36:$AZ$47,MATCH(AH$2,$AS$2:$BA$2,0)+1,FALSE)","v":0.33053259858978723},{"$f":"L1250*VLOOKUP($B1250,$AR$36:$AZ$47,MATCH(AI$2,$AS$2:$BA$2,0)+1,FALSE)","v":5.9360205462038679E-3},{"$f":"M1250*VLOOKUP($B1250,$AR$36:$AZ$47,MATCH(AJ$2,$AS$2:$BA$2,0)+1,FALSE)","v":0.10978822278143512},{"$f":"N1250*VLOOKUP($B1250,$AR$36:$AZ$47,MATCH(AK$2,$AS$2:$BA$2,0)+1,FALSE)","v":6.9838511876566672E-2},{"$f":"O1250*VLOOKUP($B1250,$AR$36:$AZ$47,MATCH(AL$2,$AS$2:$BA$2,0)+1,FALSE)","v":5.8532600290420782E-2},{"$f":"P1250*VLOOKUP($B1250,$AR$36:$AZ$47,MATCH(AM$2,$AS$2:$BA$2,0)+1,FALSE)","v":1.0150652537394905E-5},{"$f":"Q1250*VLOOKUP($B1250,$AR$36:$AZ$47,MATCH(AN$2,$AS$2:$BA$2,0)+1,FALSE)","v":1.8857902256094999E-3},{"$f":"R1250*VLOOKUP($B1250,$AR$36:$BA$47,MATCH(AO$2,$AS$2:$BA$2,0)+1,FALSE)","v":0},0.79805777745792117]
[2006,2,22,9,null,2013,2,22,9,0.26255934149536297,0.43454662115451204,0,9.1018745813302951E-2,0.11709739999999999,8.1136E-2,0,2.0486301538702968E-3,0,0.9884067386170482,null,null,0.24859512061472203,7.9753100449304309E-2,0.38465860854624512,9.2303635124088415E-2,7.4794145014417973E-2,0,0,1.4974201687151995E-3,0,0.88160202991749304,null,{"$f":"J1259*VLOOKUP($B1259,$AR$36:$AZ$47,MATCH(AG$2,$AS$2:$BA$2,0)+1,FALSE)","v":0.25630971045888268},{"$f":"K1259*VLOOKUP($B1259,$AR$36:$AZ$47,MATCH(AH$2,$AS$2:$BA$2,0)+1,FALSE)","v":0.39095375826060674},{"$f":"L1259*VLOOKUP($B1259,$AR$36:$AZ$47,MATCH(AI$2,$AS$2:$BA$2,0)+1,FALSE)","v":0},{"$f":"M1259*VLOOKUP($B1259,$AR$36:$AZ$47,MATCH(AJ$2,$AS$2:$BA$2,0)+1,FALSE)","v":8.3955693690465516E-2},{"$f":"N1259*VLOOKUP($B1259,$AR$36:$AZ$47,MATCH(AK$2,$AS$2:$BA$2,0)+1,FALSE)","v":9.2526078104009535E-2},{"$f":"O1259*VLOOKUP($B1259,$AR$36:$AZ$47,MATCH(AL$2,$AS$2:$BA$2,0)+1,FALSE)","v":7.1314248388196833E-2},{"$f":"P1259*VLOOKUP($B1259,$AR$36:$AZ$47,MATCH(AM$2,$AS$2:$BA$2,0)+1,FALSE)","v":0},{"$f":"Q1259*VLOOKUP($B1259,$AR$36:$AZ$47,MATCH(AN$2,$AS$2:$BA$2,0)+1,FALSE)","v":1.5800564938130762E-3},{"$f":"R1259*VLOOKUP($B1259,$AR$36:$BA$47,MATCH(AO$2,$AS$2:$BA$2,0)+1,FALSE)","v":0},0.89663954539597435]
[2006,2,22,18,null,2013,2,22,18,0.34920996456871406,0.41887501589149601,2.4698430101930732E-3,8.4293391313081376E-2,0.10833140000000001,7.6905000000000001E-2,5.7465338527188925E-6,2.1609436571735138E-3,0,1.0422513049745106,null,null,0.33063722953980462,7.3860161931852672E-2,0.37078617787783519,8.5393715130153813E-2,7.0893853805139698E-2,1.3812926764582845E-3,2.8760182189285559E-6,1.5795142962216067E-3,0,0.93453482127568477,null,{"$f":"J1268*VLOOKUP($B1268,$AR$36:$AZ$47,MATCH(AG$2,$AS$2:$BA$2,0)+1,FALSE)","v":0.34089781151261966},{"$f":"K1268*VLOOKUP($B1268,$AR$36:$AZ$47,MATCH(AH$2,$AS$2:$BA$2,0)+1,FALSE)","v":0.37685429763363232},{"$f":"L1268*VLOOKUP($B1268,$AR$36:$AZ$47,MATCH(AI$2,$AS$2:$BA$2,0)+1,FALSE)","v":1.6818724880910958E-3},{"$f":"M1268*VLOOKUP($B1268,$AR$36:$AZ$47,MATCH(AJ$2,$AS$2:$BA$2,0)+1,FALSE)","v":7.7752226510874128E-2},{"$f":"N1268*VLOOKUP($B1268,$AR$36:$AZ$47,MATCH(AK$2,$AS$2:$BA$2,0)+1,FALSE)","v":8.5599505860221498E-2},{"$f":"O1268*VLOOKUP($B1268,$AR$36:$AZ$47,MATCH(AL$2,$AS$2:$BA$2,0)+1,FALSE)","v":6.7595423391518902E-2},{"$f":"P1268*VLOOKUP($B1268,$AR$36:$AZ$47,MATCH(AM$2,$AS$2:$BA$2,0)+1,FALSE)","v":2.8760182189285559E-6},{"$f":"Q1268*VLOOKUP($B1268,$AR$36:$AZ$47,MATCH(AN$2,$AS$2:$BA$2,0)+1,FALSE)","v":1.6666810511553967E-3},{"$f":"R1268*VLOOKUP($B1268,$AR$36:$BA$47,MATCH(AO$2,$AS$2:$BA$2,0)+1,FALSE)","v":0},0.95205069446633184]
[2006,2,23,2,null,2013,2,23,2,0.22313588887357794,0.32517563471551569,8.7170929771520234E-3,9.6621397038687162E-2,8.2781600000000011E-2,6.3112000000000001E-2,2.028188418606668E-5,2.4450307537640017E-3,0,0.80200892624288278,null,null,0.21126840466645511,8.4662295824035325E-2,0.28784392995737274,6.5253734082808323E-2,5.8178959773096374E-2,4.8751506227939457E-3,1.0150652537394905E-5,1.7871641481495757E-3,0,0.71387978972724886,null,{"$f":"J1276*VLOOKUP($B1276,$AR$36:$AZ$47,MATCH(AG$2,$AS$2:$BA$2,0)+1,FALSE)","v":0.21782464392409456},{"$f":"K1276*VLOOKUP($B1276,$AR$36:$AZ$47,MATCH(AH$2,$AS$2:$BA$2,0)+1,FALSE)","v":0.29255465420269799},{"$f":"L1276*VLOOKUP($B1276,$AR$36:$AZ$47,MATCH(AI$2,$AS$2:$BA$2,0)+1,FALSE)","v":5.9360205462038679E-3},{"$f":"M1276*VLOOKUP($B1276,$AR$36:$AZ$47,MATCH(AJ$2,$AS$2:$BA$2,0)+1,FALSE)","v":8.912357933786498E-2},{"$f":"N1276*VLOOKUP($B1276,$AR$36:$AZ$47,MATCH(AK$2,$AS$2:$BA$2,0)+1,FALSE)","v":6.5410989374442799E-2},{"$f":"O1276*VLOOKUP($B1276,$AR$36:$AZ$47,MATCH(AL$2,$AS$2:$BA$2,0)+1,FALSE)","v":5.5472106639172243E-2},{"$f":"P1276*VLOOKUP($B1276,$AR$36:$AZ$47,MATCH(AM$2,$AS$2:$BA$2,0)+1,FALSE)","v":1.0150652537394905E-5},{"$f":"Q1276*VLOOKUP($B1276,$AR$36:$AZ$47,MATCH(AN$2,$AS$2:$BA$2,0)+1,FALSE)","v":1.8857902256094999E-3},{"$f":"R1276*VLOOKUP($B1276,$AR$36:$BA$47,MATCH(AO$2,$AS$2:$BA$2,0)+1,FALSE)","v":0},0.72821793490262332]
[2006,2,23,8,null,2013,2,23,8,0.27428453491080668,0.35059744581043728,4.3585464885760123E-4,8.4288120459181548E-2,8.5285000000000014E-2,6.5589999999999996E-2,1.0140942093033342E-6,2.0684501838649822E-3,0,0.86255042010735761,null,null,0.25969670951551022,7.3855543466318244E-2,0.31034719659540971,6.7227073543544791E-2,6.0463271192758759E-2,2.4375753113969729E-4,5.0753262686974528E-7,1.5119073676869185E-3,0,0.77334596674499501,null,{"$f":"J1282*VLOOKUP($B1282,$AR$36:$AZ$47,MATCH(AG$2,$AS$2:$BA$2,0)+1,FALSE)","v":0.26775581217543443},{"$f":"K1282*VLOOKUP($B1282,$AR$36:$AZ$47,MATCH(AH$2,$AS$2:$BA$2,0)+1,FALSE)","v":0.31542619917742432},{"$f":"L1282*VLOOKUP($B1282,$AR$36:$AZ$47,MATCH(AI$2,$AS$2:$BA$2,0)+1,FALSE)","v":2.9680102731019346E-4},{"$f":"M1282*VLOOKUP($B1282,$AR$36:$AZ$47,MATCH(AJ$2,$AS$2:$BA$2,0)+1,FALSE)","v":7.7747364675089123E-2},{"$f":"N1282*VLOOKUP($B1282,$AR$36:$AZ$47,MATCH(AK$2,$AS$2:$BA$2,0)+1,FALSE)","v":6.7389084395558352E-2},{"$f":"O1282*VLOOKUP($B1282,$AR$36:$AZ$47,MATCH(AL$2,$AS$2:$BA$2,0)+1,FALSE)","v":5.7650137445546125E-2},{"$f":"P1282*VLOOKUP($B1282,$AR$36:$AZ$47,MATCH(AM$2,$AS$2:$BA$2,0)+1,FALSE)","v":5.0753262686974528E-7},{"$f":"Q1282*VLOOKUP($B1282,$AR$36:$AZ$47,MATCH(AN$2,$AS$2:$BA$2,0)+1,FALSE)","v":1.5953431804028976E-3},{"$f":"R1282*VLOOKUP($B1282,$AR$36:$BA$47,MATCH(AO$2,$AS$2:$BA$2,0)+1,FALSE)","v":0},0.7878612496093923]
[2006,2,23,19,null,2013,2,23,19,0.42856705776090637,0.3793583439901177,8.7170929771520234E-3,0.10207639225321491,8.8030599999999987E-2,6.7727999999999997E-2,2.028188418606668E-5,2.4450307537640017E-3,0,1.076942799619341,null,null,0.40577371503443782,8.9442110986365536E-2,0.33580620728784905,6.9391330483465699E-2,6.2434158123847616E-2,4.8751506227939457E-3,1.0150652537394905E-5,1.7871641481495757E-3,0,0.96951998733944678,null,{"$f":"J1293*VLOOKUP($B1293,$AR$36:$AZ$47,MATCH(AG$2,$AS$2:$BA$2,0)+1,FALSE)","v":0.41836598866109337},{"$f":"K1293*VLOOKUP($B1293,$AR$36:$AZ$47,MATCH(AH$2,$AS$2:$BA$2,0)+1,FALSE)","v":0.34130186058384132},{"$f":"L1293*VLOOKUP($B1293,$AR$36:$AZ$47,MATCH(AI$2,$AS$2:$BA$2,0)+1,FALSE)","v":5.9360205462038679E-3},{"$f":"M1293*VLOOKUP($B1293,$AR$36:$AZ$47,MATCH(AJ$2,$AS$2:$BA$2,0)+1,FALSE)","v":9.4155267076709986E-2},{"$f":"N1293*VLOOKUP($B1293,$AR$36:$AZ$47,MATCH(AK$2,$AS$2:$BA$2,0)+1,FALSE)","v":6.9558556988821449E-2},{"$f":"O1293*VLOOKUP($B1293,$AR$36:$AZ$47,MATCH(AL$2,$AS$2:$BA$2,0)+1,FALSE)","v":5.9529326252659671E-2},{"$f":"P1293*VLOOKUP($B1293,$AR$36:$AZ$47,MATCH(AM$2,$AS$2:$BA$2,0)+1,FALSE)","v":1.0150652537394905E-5},{"$f":"Q1293*VLOOKUP($B1293,$AR$36:$AZ$47,MATCH(AN$2,$AS$2:$BA$2,0)+1,FALSE)","v":1.8857902256094999E-3},{"$f":"R1293*VLOOKUP($B1293,$AR$36:$BA$47,MATCH(AO$2,$AS$2:$BA$2,0)+1,FALSE)","v":0},0.99074296098747661]
[2006,2,24,1,null,2013,2,24,1,0.24455718351022715,0.33767683069301258,8.7170929771520234E-3,0.10661618327155126,8.1547499999999981E-2,6.3367999999999994E-2,2.028188418606668E-5,2.4450307537640017E-3,0,0.84494810308989299,null,null,0.2315504075599433,9.3419999341879556E-2,0.29890992935944388,6.4280937794362628E-2,5.841494997625761E-2,4.8751506227939457E-3,1.0150652537394905E-5,1.7871641481495757E-3,0,0.75324868945536805,null,{"$f":"J1299*VLOOKUP($B1299,$AR$36:$AZ$47,MATCH(AG$2,$AS$2:$BA$2,0)+1,FALSE)","v":0.23873605311145704},{"$f":"K1299*VLOOKUP($B1299,$AR$36:$AZ$47,MATCH(AH$2,$AS$2:$BA$2,0)+1,FALSE)","v":0.30380175477195309},{"$f":"L1299*VLOOKUP($B1299,$AR$36:$AZ$47,MATCH(AI$2,$AS$2:$BA$2,0)+1,FALSE)","v":5.9360205462038679E-3},{"$f":"M1299*VLOOKUP($B1299,$AR$36:$AZ$47,MATCH(AJ$2,$AS$2:$BA$2,0)+1,FALSE)","v":9.8342770439324628E-2},{"$f":"N1299*VLOOKUP($B1299,$AR$36:$AZ$47,MATCH(AK$2,$AS$2:$BA$2,0)+1,FALSE)","v":6.4435848739482826E-2},{"$f":"O1299*VLOOKUP($B1299,$AR$36:$AZ$47,MATCH(AL$2,$AS$2:$BA$2,0)+1,FALSE)","v":5.5697117085674139E-2},{"$f":"P1299*VLOOKUP($B1299,$AR$36:$AZ$47,MATCH(AM$2,$AS$2:$BA$2,0)+1,FALSE)","v":1.0150652537394905E-5},{"$f":"Q1299*VLOOKUP($B1299,$AR$36:$AZ$47,MATCH(AN$2,$AS$2:$BA$2,0)+1,FALSE)","v":1.8857902256094999E-3},{"$f":"R1299*VLOOKUP($B1299,$AR$36:$BA$47,MATCH(AO$2,$AS$2:$BA$2,0)+1,FALSE)","v":0},0.76884550557224252]
[2006,2,24,4,null,2013,2,24,4,0.21023961077800871,0.3228976211278104,8.7170929771520234E-3,9.676023468204048E-2,8.0413100000000001E-2,6.2667E-2,2.028188418606668E-5,2.4450307537640017E-3,0,0.78415997220296174,null,null,0.19905801523452682,8.4783949143003412E-2,0.28582744313124553,6.3386731401353355E-2,5.776874242775748E-2,4.8751506227939457E-3,1.0150652537394905E-5,1.7871641481495757E-3,0,0.69749734676136754,null,{"$f":"J1302*VLOOKUP($B1302,$AR$36:$AZ$47,MATCH(AG$2,$AS$2:$BA$2,0)+1,FALSE)","v":0.20523533254843757},{"$f":"K1302*VLOOKUP($B1302,$AR$36:$AZ$47,MATCH(AH$2,$AS$2:$BA$2,0)+1,FALSE)","v":0.29050516646047153},{"$f":"L1302*VLOOKUP($B1302,$AR$36:$AZ$47,MATCH(AI$2,$AS$2:$BA$2,0)+1,FALSE)","v":5.9360205462038679E-3},{"$f":"M1302*VLOOKUP($B1302,$AR$36:$AZ$47,MATCH(AJ$2,$AS$2:$BA$2,0)+1,FALSE)","v":8.9251643183987261E-2},{"$f":"N1302*VLOOKUP($B1302,$AR$36:$AZ$47,MATCH(AK$2,$AS$2:$BA$2,0)+1,FALSE)","v":6.3539487394131122E-2},{"$f":"O1302*VLOOKUP($B1302,$AR$36:$AZ$47,MATCH(AL$2,$AS$2:$BA$2,0)+1,FALSE)","v":5.5080975198963857E-2},{"$f":"P1302*VLOOKUP($B1302,$AR$36:$AZ$47,MATCH(AM$2,$AS$2:$BA$2,0)+1,FALSE)","v":1.0150652537394905E-5},{"$f":"Q1302*VLOOKUP($B1302,$AR$36:$AZ$47,MATCH(AN$2,$AS$2:$BA$2,0)+1,FALSE)","v":1.8857902256094999E-3},{"$f":"R1302*VLOOKUP($B1302,$AR$36:$BA$47,MATCH(AO$2,$AS$2:$BA$2,0)+1,FALSE)","v":0},0.71144456621034213]
[2006,2,24,15,null,2013,2,24,15,0.3339403847680868,0.38350059121838626,0,9.5927234940856296E-2,8.8500700000000015E-2,6.8398E-2,0,2.0486301538702968E-3,0,0.97231554108119955,null,null,0.31617976247482077,8.4054052115316649E-2,0.3394729048929232,6.976189327027256E-2,6.3051788733683695E-2,0,0,1.4974201687151995E-3,0,0.87401782165573216,null,{"$f":"J1313*VLOOKUP($B1313,$AR$36:$AZ$47,MATCH(AG$2,$AS$2:$BA$2,0)+1,FALSE)","v":0.32599168950897084},{"$f":"K1313*VLOOKUP($B1313,$AR$36:$AZ$47,MATCH(AH$2,$AS$2:$BA$2,0)+1,FALSE)","v":0.34502856571212798},{"$f":"L1313*VLOOKUP($B1313,$AR$36:$AZ$47,MATCH(AI$2,$AS$2:$BA$2,0)+1,FALSE)","v":0},{"$f":"M1313*VLOOKUP($B1313,$AR$36:$AZ$47,MATCH(AJ$2,$AS$2:$BA$2,0)+1,FALSE)","v":8.8483284199360648E-2},{"$f":"N1313*VLOOKUP($B1313,$AR$36:$AZ$47,MATCH(AK$2,$AS$2:$BA$2,0)+1,FALSE)","v":6.9930012796693336E-2},{"$f":"O1313*VLOOKUP($B1313,$AR$36:$AZ$47,MATCH(AL$2,$AS$2:$BA$2,0)+1,FALSE)","v":6.0118220780613872E-2},{"$f":"P1313*VLOOKUP($B1313,$AR$36:$AZ$47,MATCH(AM$2,$AS$2:$BA$2,0)+1,FALSE)","v":0},{"$f":"Q1313*VLOOKUP($B1313,$AR$36:$AZ$47,MATCH(AN$2,$AS$2:$BA$2,0)+1,FALSE)","v":1.5800564938130762E-3},{"$f":"R1313*VLOOKUP($B1313,$AR$36:$BA$47,MATCH(AO$2,$AS$2:$BA$2,0)+1,FALSE)","v":0},0.89113182949157987]
[2006,2,24,21,null,2013,2,24,21,0.42929203301723595,0.3699662132643286,8.7170929771520234E-3,0.11010782194934528,8.3196099999999995E-2,6.6878999999999994E-2,2.028188418606668E-5,2.4450307537640017E-3,0,1.0706235738460119,null,null,0.40646013247539992,9.6479468110807404E-2,0.32749233770426328,6.5580469405359748E-2,6.165151873914488E-2,4.8751506227939457E-3,1.0150652537394905E-5,1.7871641481495757E-3,0,0.96433639185845621,null,{"$f":"J1319*VLOOKUP($B1319,$AR$36:$AZ$47,MATCH(AG$2,$AS$2:$BA$2,0)+1,FALSE)","v":0.41907370752183315},{"$f":"K1319*VLOOKUP($B1319,$AR$36:$AZ$47,MATCH(AH$2,$AS$2:$BA$2,0)+1,FALSE)","v":0.33285192995138896},{"$f":"L1319*VLOOKUP($B1319,$AR$36:$AZ$47,MATCH(AI$2,$AS$2:$BA$2,0)+1,FALSE)","v":5.9360205462038679E-3},{"$f":"M1319*VLOOKUP($B1319,$AR$36:$AZ$47,MATCH(AJ$2,$AS$2:$BA$2,0)+1,FALSE)","v":0.10156345805363157},{"$f":"N1319*VLOOKUP($B1319,$AR$36:$AZ$47,MATCH(AK$2,$AS$2:$BA$2,0)+1,FALSE)","v":6.5738512098039645E-2},{"$f":"O1319*VLOOKUP($B1319,$AR$36:$AZ$47,MATCH(AL$2,$AS$2:$BA$2,0)+1,FALSE)","v":5.878310020156547E-2},{"$f":"P1319*VLOOKUP($B1319,$AR$36:$AZ$47,MATCH(AM$2,$AS$2:$BA$2,0)+1,FALSE)","v":1.0150652537394905E-5},{"$f":"Q1319*VLOOKUP($B1319,$AR$36:$AZ$47,MATCH(AN$2,$AS$2:$BA$2,0)+1,FALSE)","v":1.8857902256094999E-3},{"$f":"R1319*VLOOKUP($B1319,$AR$36:$BA$47,MATCH(AO$2,$AS$2:$BA$2,0)+1,FALSE)","v":0},0.98584266925080966]
[2006,2,25,5,null,2013,2,25,5,0.22727635522432321,0.33906005054764465,8.7170929771520234E-3,9.0898974424861778E-2,8.4244199999999991E-2,6.4288999999999999E-2,2.028188418606668E-5,2.4450307537640017E-3,0,0.81695098581193171,null,null,0.2151886602780152,7.9648153501420682E-2,0.30013434901591873,6.64066486371237E-2,5.9263961605599449E-2,4.8751506227939457E-3,1.0150652537394905E-5,1.7871641481495757E-3,0,0.72731423846155885,null,{"$f":"J1327*VLOOKUP($B1327,$AR$36:$AZ$47,MATCH(AG$2,$AS$2:$BA$2,0)+1,FALSE)","v":0.22186655584191148},{"$f":"K1327*VLOOKUP($B1327,$AR$36:$AZ$47,MATCH(AH$2,$AS$2:$BA$2,0)+1,FALSE)","v":0.30504621272961102},{"$f":"L1327*VLOOKUP($B1327,$AR$36:$AZ$47,MATCH(AI$2,$AS$2:$BA$2,0)+1,FALSE)","v":5.9360205462038679E-3},{"$f":"M1327*VLOOKUP($B1327,$AR$36:$AZ$47,MATCH(AJ$2,$AS$2:$BA$2,0)+1,FALSE)","v":8.3845216558408847E-2},{"$f":"N1327*VLOOKUP($B1327,$AR$36:$AZ$47,MATCH(AK$2,$AS$2:$BA$2,0)+1,FALSE)","v":6.6566682343158767E-2},{"$f":"O1327*VLOOKUP($B1327,$AR$36:$AZ$47,MATCH(AL$2,$AS$2:$BA$2,0)+1,FALSE)","v":5.6506627324847E-2},{"$f":"P1327*VLOOKUP($B1327,$AR$36:$AZ$47,MATCH(AM$2,$AS$2:$BA$2,0)+1,FALSE)","v":1.0150652537394905E-5},{"$f":"Q1327*VLOOKUP($B1327,$AR$36:$AZ$47,MATCH(AN$2,$AS$2:$BA$2,0)+1,FALSE)","v":1.8857902256094999E-3},{"$f":"R1327*VLOOKUP($B1327,$AR$36:$BA$47,MATCH(AO$2,$AS$2:$BA$2,0)+1,FALSE)","v":0},0.7416632562222879]
[2006,2,25,14,null,2013,2,25,14,0.28456811204757115,0.48831279975339081,0,0.11012533580418904,0.11822280000000002,8.4376999999999994E-2,0,2.0486301538702968E-3,0,1.0876546777590212,null,null,0.26943335451204675,9.649481422673252E-2,0.43225217489764434,9.319074714338732E-2,7.7781817859908606E-2,0,0,1.4974201687151995E-3,0,0.97065032880843471,null,{"$f":"J1336*VLOOKUP($B1336,$AR$36:$AZ$47,MATCH(AG$2,$AS$2:$BA$2,0)+1,FALSE)","v":0.27779461202690436},{"$f":"K1336*VLOOKUP($B1336,$AR$36:$AZ$47,MATCH(AH$2,$AS$2:$BA$2,0)+1,FALSE)","v":0.43932621950468698},{"$f":"L1336*VLOOKUP($B1336,$AR$36:$AZ$47,MATCH(AI$2,$AS$2:$BA$2,0)+1,FALSE)","v":0},{"$f":"M1336*VLOOKUP($B1336,$AR$36:$AZ$47,MATCH(AJ$2,$AS$2:$BA$2,0)+1,FALSE)","v":0.10157961283383056},{"$f":"N1336*VLOOKUP($B1336,$AR$36:$AZ$47,MATCH(AK$2,$AS$2:$BA$2,0)+1,FALSE)","v":9.3415327978885104E-2},{"$f":"O1336*VLOOKUP($B1336,$AR$36:$AZ$47,MATCH(AL$2,$AS$2:$BA$2,0)+1,FALSE)","v":7.4162915798793194E-2},{"$f":"P1336*VLOOKUP($B1336,$AR$36:$AZ$47,MATCH(AM$2,$AS$2:$BA$2,0)+1,FALSE)","v":0},{"$f":"Q1336*VLOOKUP($B1336,$AR$36:$AZ$47,MATCH(AN$2,$AS$2:$BA$2,0)+1,FALSE)","v":1.5800564938130762E-3},{"$f":"R1336*VLOOKUP($B1336,$AR$36:$BA$47,MATCH(AO$2,$AS$2:$BA$2,0)+1,FALSE)","v":0},0.98785874463691326]
[2006,2,25,19,null,2013,2,25,19,0.48799795375201116,0.44129117698624704,8.7170929771520234E-3,8.939112344350765E-2,9.9944400000000058E-2,7.5204999999999994E-2,2.028188418606668E-5,2.4450307537640017E-3,0,1.2050120597968681,null,null,0.46204377830091897,7.8326933463680484E-2,0.39062885738768111,7.8782547095801847E-2,6.932673136227202E-2,4.8751506227939457E-3,1.0150652537394905E-5,1.7871641481495757E-3,0,1.0857813130338354,null,{"$f":"J1341*VLOOKUP($B1341,$AR$36:$AZ$47,MATCH(AG$2,$AS$2:$BA$2,0)+1,FALSE)","v":0.47638226664624006},{"$f":"K1341*VLOOKUP($B1341,$AR$36:$AZ$47,MATCH(AH$2,$AS$2:$BA$2,0)+1,FALSE)","v":0.39702171350833082},{"$f":"L1341*VLOOKUP($B1341,$AR$36:$AZ$47,MATCH(AI$2,$AS$2:$BA$2,0)+1,FALSE)","v":5.9360205462038679E-3},{"$f":"M1341*VLOOKUP($B1341,$AR$36:$AZ$47,MATCH(AJ$2,$AS$2:$BA$2,0)+1,FALSE)","v":8.2454374770925848E-2},{"$f":"N1341*VLOOKUP($B1341,$AR$36:$AZ$47,MATCH(AK$2,$AS$2:$BA$2,0)+1,FALSE)","v":7.8972405539818796E-2},{"$f":"O1341*VLOOKUP($B1341,$AR$36:$AZ$47,MATCH(AL$2,$AS$2:$BA$2,0)+1,FALSE)","v":6.6101213395217198E-2},{"$f":"P1341*VLOOKUP($B1341,$AR$36:$AZ$47,MATCH(AM$2,$AS$2:$BA$2,0)+1,FALSE)","v":1.0150652537394905E-5},{"$f":"Q1341*VLOOKUP($B1341,$AR$36:$AZ$47,MATCH(AN$2,$AS$2:$BA$2,0)+1,FALSE)","v":1.8857902256094999E-3},{"$f":"R1341*VLOOKUP($B1341,$AR$36:$BA$47,MATCH(AO$2,$AS$2:$BA$2,0)+1,FALSE)","v":0},1.1087639352848837]
[2006,2,26,7,null,2013,2,26,7,0.29569877478383455,0.41028398226115503,8.7170929771520234E-3,9.3011858052590296E-2,0.102369,7.3911000000000004E-2,2.028188418606668E-5,2.4450307537640017E-3,0,0.98645702071268204,null,null,0.27997203285304217,8.1499519598527401E-2,0.36318143564455951,8.0693771373384959E-2,6.8133874632230418E-2,4.8751506227939457E-3,1.0150652537394905E-5,1.7871641481495757E-3,0,0.88015309952522547,null,{"$f":"J1353*VLOOKUP($B1353,$AR$36:$AZ$47,MATCH(AG$2,$AS$2:$BA$2,0)+1,FALSE)","v":0.28866033452186091},{"$f":"K1353*VLOOKUP($B1353,$AR$36:$AZ$47,MATCH(AH$2,$AS$2:$BA$2,0)+1,FALSE)","v":0.36912509961064083},{"$f":"L1353*VLOOKUP($B1353,$AR$36:$AZ$47,MATCH(AI$2,$AS$2:$BA$2,0)+1,FALSE)","v":5.9360205462038679E-3},{"$f":"M1353*VLOOKUP($B1353,$AR$36:$AZ$47,MATCH(AJ$2,$AS$2:$BA$2,0)+1,FALSE)","v":8.5794140475873429E-2},{"$f":"N1353*VLOOKUP($B1353,$AR$36:$AZ$47,MATCH(AK$2,$AS$2:$BA$2,0)+1,FALSE)","v":8.0888235686098528E-2},{"$f":"O1353*VLOOKUP($B1353,$AR$36:$AZ$47,MATCH(AL$2,$AS$2:$BA$2,0)+1,FALSE)","v":6.4963855903914625E-2},{"$f":"P1353*VLOOKUP($B1353,$AR$36:$AZ$47,MATCH(AM$2,$AS$2:$BA$2,0)+1,FALSE)","v":1.0150652537394905E-5},{"$f":"Q1353*VLOOKUP($B1353,$AR$36:$AZ$47,MATCH(AN$2,$AS$2:$BA$2,0)+1,FALSE)","v":1.8857902256094999E-3},{"$f":"R1353*VLOOKUP($B1353,$AR$36:$BA$47,MATCH(AO$2,$AS$2:$BA$2,0)+1,FALSE)","v":0},0.89726362762273915]
[2006,2,26,12,null,2013,2,26,12,0.27701722476065949,0.50794447670150322,0,0.12112797227456353,0.11798310000000002,8.5189000000000001E-2,0,2.0486301538702968E-3,0,1.1113104038905965,null,null,0.26228406123172704,0.10613562353242066,0.44963004224413838,9.3001800323566863E-2,7.8530349285560699E-2,0,0,1.4974201687151995E-3,0,0.99107929678612883,null,{"$f":"J1358*VLOOKUP($B1358,$AR$36:$AZ$47,MATCH(AG$2,$AS$2:$BA$2,0)+1,FALSE)","v":0.27042345652661465},{"$f":"K1358*VLOOKUP($B1358,$AR$36:$AZ$47,MATCH(AH$2,$AS$2:$BA$2,0)+1,FALSE)","v":0.45698848520918461},{"$f":"L1358*VLOOKUP($B1358,$AR$36:$AZ$47,MATCH(AI$2,$AS$2:$BA$2,0)+1,FALSE)","v":0},{"$f":"M1358*VLOOKUP($B1358,$AR$36:$AZ$47,MATCH(AJ$2,$AS$2:$BA$2,0)+1,FALSE)","v":0.11172844502263111},{"$f":"N1358*VLOOKUP($B1358,$AR$36:$AZ$47,MATCH(AK$2,$AS$2:$BA$2,0)+1,FALSE)","v":9.3225925815203156E-2},{"$f":"O1358*VLOOKUP($B1358,$AR$36:$AZ$47,MATCH(AL$2,$AS$2:$BA$2,0)+1,FALSE)","v":7.4876620808791414E-2},{"$f":"P1358*VLOOKUP($B1358,$AR$36:$AZ$47,MATCH(AM$2,$AS$2:$BA$2,0)+1,FALSE)","v":0},{"$f":"Q1358*VLOOKUP($B1358,$AR$36:$AZ$47,MATCH(AN$2,$AS$2:$BA$2,0)+1,FALSE)","v":1.5800564938130762E-3},{"$f":"R1358*VLOOKUP($B1358,$AR$36:$BA$47,MATCH(AO$2,$AS$2:$BA$2,0)+1,FALSE)","v":0},1.008822989876238]
[2006,2,26,16,null,2013,2,26,16,0.30742658441967552,0.48303055320423749,0,0.10544404731173508,0.11525900000000004,8.3932000000000007E-2,0,2.0486301538702968E-3,0,1.0971408150895186,null,null,0.29107609883052282,9.2392941936197334E-2,0.42757635529928401,9.0854491054176367E-2,7.7371600514569733E-2,0,0,1.4974201687151995E-3,0,0.98076890780346559,null,{"$f":"J1362*VLOOKUP($B1362,$AR$36:$AZ$47,MATCH(AG$2,$AS$2:$BA$2,0)+1,FALSE)","v":0.30010899018560305},{"$f":"K1362*VLOOKUP($B1362,$AR$36:$AZ$47,MATCH(AH$2,$AS$2:$BA$2,0)+1,FALSE)","v":0.43457387754661592},{"$f":"L1362*VLOOKUP($B1362,$AR$36:$AZ$47,MATCH(AI$2,$AS$2:$BA$2,0)+1,FALSE)","v":0},{"$f":"M1362*VLOOKUP($B1362,$AR$36:$AZ$47,MATCH(AJ$2,$AS$2:$BA$2,0)+1,FALSE)","v":9.726159219712209E-2},{"$f":"N1362*VLOOKUP($B1362,$AR$36:$AZ$47,MATCH(AK$2,$AS$2:$BA$2,0)+1,FALSE)","v":9.1073441734744243E-2},{"$f":"O1362*VLOOKUP($B1362,$AR$36:$AZ$47,MATCH(AL$2,$AS$2:$BA$2,0)+1,FALSE)","v":7.3771784358584808E-2},{"$f":"P1362*VLOOKUP($B1362,$AR$36:$AZ$47,MATCH(AM$2,$AS$2:$BA$2,0)+1,FALSE)","v":0},{"$f":"Q1362*VLOOKUP($B1362,$AR$36:$AZ$47,MATCH(AN$2,$AS$2:$BA$2,0)+1,FALSE)","v":1.5800564938130762E-3},{"$f":"R1362*VLOOKUP($B1362,$AR$36:$BA$47,MATCH(AO$2,$AS$2:$BA$2,0)+1,FALSE)","v":0},0.99836974251648325]
[2006,2,27,2,null,2013,2,27,2,0.18523106507420881,0.28567637252344452,8.9604280101505326E-3,8.3553562357499583E-2,8.2981599999999989E-2,6.4852000000000007E-2,2.054543509625487E-5,2.2586829922203139E-3,0,0.71353425639261991,null,null,0.17537954925336224,7.321190368040581E-2,0.25287937035951324,6.5411386831928417E-2,5.9782955685207979E-2,5.0112389885805225E-3,1.0282554173884491E-5,1.6509556207083089E-3,0,0.63333764297388029,null,{"$f":"J1372*VLOOKUP($B1372,$AR$36:$AZ$47,MATCH(AG$2,$AS$2:$BA$2,0)+1,FALSE)","v":0.18082205868877604},{"$f":"K1372*VLOOKUP($B1372,$AR$36:$AZ$47,MATCH(AH$2,$AS$2:$BA$2,0)+1,FALSE)","v":0.25701788035439682},{"$f":"L1372*VLOOKUP($B1372,$AR$36:$AZ$47,MATCH(AI$2,$AS$2:$BA$2,0)+1,FALSE)","v":6.1017227773577983E-3},{"$f":"M1372*VLOOKUP($B1372,$AR$36:$AZ$47,MATCH(AJ$2,$AS$2:$BA$2,0)+1,FALSE)","v":7.7069808261499784E-2},{"$f":"N1372*VLOOKUP($B1372,$AR$36:$AZ$47,MATCH(AK$2,$AS$2:$BA$2,0)+1,FALSE)","v":6.5569022051690962E-2},{"$f":"O1372*VLOOKUP($B1372,$AR$36:$AZ$47,MATCH(AL$2,$AS$2:$BA$2,0)+1,FALSE)","v":5.7001474517739868E-2},{"$f":"P1372*VLOOKUP($B1372,$AR$36:$AZ$47,MATCH(AM$2,$AS$2:$BA$2,0)+1,FALSE)","v":1.0282554173884491E-5},{"$f":"Q1372*VLOOKUP($B1372,$AR$36:$AZ$47,MATCH(AN$2,$AS$2:$BA$2,0)+1,FALSE)","v":1.7420649220556228E-3},{"$f":"R1372*VLOOKUP($B1372,$AR$36:$BA$47,MATCH(AO$2,$AS$2:$BA$2,0)+1,FALSE)","v":0},0.64533431412769082]
[2006,2,27,9,null,2013,2,27,9,0.23664961184663741,0.42188611787578656,0,8.8425734923530869E-2,0.11133830000000002,8.2193000000000002E-2,0,1.855926749719135E-3,0,0.9423486913956739,null,null,0.22406340016464799,7.7481033787538595E-2,0.37345159107651749,8.7763945386800171E-2,7.5768526439189215E-2,0,0,1.3565660651031451E-3,0,0.83988506291979659,null,{"$f":"J1379*VLOOKUP($B1379,$AR$36:$AZ$47,MATCH(AG$2,$AS$2:$BA$2,0)+1,FALSE)","v":0.23101670329901342},{"$f":"K1379*VLOOKUP($B1379,$AR$36:$AZ$47,MATCH(AH$2,$AS$2:$BA$2,0)+1,FALSE)","v":0.37956333178544954},{"$f":"L1379*VLOOKUP($B1379,$AR$36:$AZ$47,MATCH(AI$2,$AS$2:$BA$2,0)+1,FALSE)","v":0},{"$f":"M1379*VLOOKUP($B1379,$AR$36:$AZ$47,MATCH(AJ$2,$AS$2:$BA$2,0)+1,FALSE)","v":8.1563900373028617E-2},{"$f":"N1379*VLOOKUP($B1379,$AR$36:$AZ$47,MATCH(AK$2,$AS$2:$BA$2,0)+1,FALSE)","v":8.7975448146309379E-2},{"$f":"O1379*VLOOKUP($B1379,$AR$36:$AZ$47,MATCH(AL$2,$AS$2:$BA$2,0)+1,FALSE)","v":7.2243295427073834E-2},{"$f":"P1379*VLOOKUP($B1379,$AR$36:$AZ$47,MATCH(AM$2,$AS$2:$BA$2,0)+1,FALSE)","v":0},{"$f":"Q1379*VLOOKUP($B1379,$AR$36:$AZ$47,MATCH(AN$2,$AS$2:$BA$2,0)+1,FALSE)","v":1.4314292442660084E-3},{"$f":"R1379*VLOOKUP($B1379,$AR$36:$BA$47,MATCH(AO$2,$AS$2:$BA$2,0)+1,FALSE)","v":0},0.85379410827514091]
[2006,2,27,16,null,2013,2,27,16,0.25336277965846976,0.39821067451805847,0,6.1948606336759367E-2,0.11362949999999998,8.2225000000000006E-2,0,1.855926749719135E-3,0,0.91123248726300665,null,null,0.23988767799979763,5.4281053641456356E-2,0.35249420087865202,8.9570015280720186E-2,7.5798025214584383E-2,0,0,1.3565660651031451E-3,0,0.81338753908031369,null,{"$f":"J1386*VLOOKUP($B1386,$AR$36:$AZ$47,MATCH(AG$2,$AS$2:$BA$2,0)+1,FALSE)","v":0.24733205196763858},{"$f":"K1386*VLOOKUP($B1386,$AR$36:$AZ$47,MATCH(AH$2,$AS$2:$BA$2,0)+1,FALSE)","v":0.35826296236916372},{"$f":"L1386*VLOOKUP($B1386,$AR$36:$AZ$47,MATCH(AI$2,$AS$2:$BA$2,0)+1,FALSE)","v":0},{"$f":"M1386*VLOOKUP($B1386,$AR$36:$AZ$47,MATCH(AJ$2,$AS$2:$BA$2,0)+1,FALSE)","v":5.7141396222140116E-2},{"$f":"N1386*VLOOKUP($B1386,$AR$36:$AZ$47,MATCH(AK$2,$AS$2:$BA$2,0)+1,FALSE)","v":8.9785870496864581E-2},{"$f":"O1386*VLOOKUP($B1386,$AR$36:$AZ$47,MATCH(AL$2,$AS$2:$BA$2,0)+1,FALSE)","v":7.2271421732886573E-2},{"$f":"P1386*VLOOKUP($B1386,$AR$36:$AZ$47,MATCH(AM$2,$AS$2:$BA$2,0)+1,FALSE)","v":0},{"$f":"Q1386*VLOOKUP($B1386,$AR$36:$AZ$47,MATCH(AN$2,$AS$2:$BA$2,0)+1,FALSE)","v":1.4314292442660084E-3},{"$f":"R1386*VLOOKUP($B1386,$AR$36:$BA$47,MATCH(AO$2,$AS$2:$BA$2,0)+1,FALSE)","v":0},0.82622513203295955]
[2006,2,28,2,null,2013,2,28,2,0.18405583583076643,0.29213431887417463,8.9604280101505326E-3,8.8041374121198918E-2,8.3753100000000025E-2,6.4023999999999998E-2,2.054543509625487E-5,2.2586829922203139E-3,0,0.72324828526360707,null,null,0.17426682458754161,7.7144246399366581E-2,0.25859591384738645,6.6019532311659287E-2,5.9019674871858316E-2,5.0112389885805225E-3,1.0282554173884491E-5,1.6509556207083089E-3,0,0.64171866918127485,null,{"$f":"J1396*VLOOKUP($B1396,$AR$36:$AZ$47,MATCH(AG$2,$AS$2:$BA$2,0)+1,FALSE)","v":0.17967480311830591},{"$f":"K1396*VLOOKUP($B1396,$AR$36:$AZ$47,MATCH(AH$2,$AS$2:$BA$2,0)+1,FALSE)","v":0.26282797822089377},{"$f":"L1396*VLOOKUP($B1396,$AR$36:$AZ$47,MATCH(AI$2,$AS$2:$BA$2,0)+1,FALSE)","v":6.1017227773577983E-3},{"$f":"M1396*VLOOKUP($B1396,$AR$36:$AZ$47,MATCH(AJ$2,$AS$2:$BA$2,0)+1,FALSE)","v":8.120936595817968E-2},{"$f":"N1396*VLOOKUP($B1396,$AR$36:$AZ$47,MATCH(AK$2,$AS$2:$BA$2,0)+1,FALSE)","v":6.6178633104175877E-2},{"$f":"O1396*VLOOKUP($B1396,$AR$36:$AZ$47,MATCH(AL$2,$AS$2:$BA$2,0)+1,FALSE)","v":5.6273706354835265E-2},{"$f":"P1396*VLOOKUP($B1396,$AR$36:$AZ$47,MATCH(AM$2,$AS$2:$BA$2,0)+1,FALSE)","v":1.0282554173884491E-5},{"$f":"Q1396*VLOOKUP($B1396,$AR$36:$AZ$47,MATCH(AN$2,$AS$2:$BA$2,0)+1,FALSE)","v":1.7420649220556228E-3},{"$f":"R1396*VLOOKUP($B1396,$AR$36:$BA$47,MATCH(AO$2,$AS$2:$BA$2,0)+1,FALSE)","v":0},0.65401855700997791]
[2006,2,28,6,null,2013,2,28,6,0.2054841342743467,0.31928389680183611,8.9604280101505326E-3,6.7979752517360978E-2,8.7591799999999997E-2,6.5951999999999997E-2,2.054543509625487E-5,2.2586829922203139E-3,0,0.75753124003101091,null,null,0.19455545879042782,5.9565707949400658E-2,0.28262859149317299,6.9045440351896178E-2,6.0796976089416456E-2,5.0112389885805225E-3,1.0282554173884491E-5,1.6509556207083089E-3,0,0.67326465183777673,null,{"$f":"J1400*VLOOKUP($B1400,$AR$36:$AZ$47,MATCH(AG$2,$AS$2:$BA$2,0)+1,FALSE)","v":0.20059304940282283},{"$f":"K1400*VLOOKUP($B1400,$AR$36:$AZ$47,MATCH(AH$2,$AS$2:$BA$2,0)+1,FALSE)","v":0.28725396385578006},{"$f":"L1400*VLOOKUP($B1400,$AR$36:$AZ$47,MATCH(AI$2,$AS$2:$BA$2,0)+1,FALSE)","v":6.1017227773577983E-3},{"$f":"M1400*VLOOKUP($B1400,$AR$36:$AZ$47,MATCH(AJ$2,$AS$2:$BA$2,0)+1,FALSE)","v":6.2704525628247618E-2},{"$f":"N1400*VLOOKUP($B1400,$AR$36:$AZ$47,MATCH(AK$2,$AS$2:$BA$2,0)+1,FALSE)","v":6.9211833294938935E-2},{"$f":"O1400*VLOOKUP($B1400,$AR$36:$AZ$47,MATCH(AL$2,$AS$2:$BA$2,0)+1,FALSE)","v":5.7968316280052723E-2},{"$f":"P1400*VLOOKUP($B1400,$AR$36:$AZ$47,MATCH(AM$2,$AS$2:$BA$2,0)+1,FALSE)","v":1.0282554173884491E-5},{"$f":"Q1400*VLOOKUP($B1400,$AR$36:$AZ$47,MATCH(AN$2,$AS$2:$BA$2,0)+1,FALSE)","v":1.7420649220556228E-3},{"$f":"R1400*VLOOKUP($B1400,$AR$36:$BA$47,MATCH(AO$2,$AS$2:$BA$2,0)+1,FALSE)","v":0},0.68558575871542959]
[2006,2,28,19,null,2013,2,28,19,0.37861101403169223,0.37949195982591205,8.9604280101505326E-3,7.9939397778558782E-2,9.9916300000000013E-2,7.4063000000000004E-2,2.054543509625487E-5,2.2586829922203139E-3,0,1.02326132807363,null,null,0.35847458392918391,7.0045074384649297E-2,0.33592448339212488,7.8760396884550443E-2,6.8273993815357412E-2,5.0112389885805225E-3,1.0282554173884491E-5,1.6509556207083089E-3,0,0.91815100956932849,null,{"$f":"J1413*VLOOKUP($B1413,$AR$36:$AZ$47,MATCH(AG$2,$AS$2:$BA$2,0)+1,FALSE)","v":0.36959903551830336},{"$f":"K1413*VLOOKUP($B1413,$AR$36:$AZ$47,MATCH(AH$2,$AS$2:$BA$2,0)+1,FALSE)","v":0.34142207234162264},{"$f":"L1413*VLOOKUP($B1413,$AR$36:$AZ$47,MATCH(AI$2,$AS$2:$BA$2,0)+1,FALSE)","v":6.1017227773577983E-3},{"$f":"M1413*VLOOKUP($B1413,$AR$36:$AZ$47,MATCH(AJ$2,$AS$2:$BA$2,0)+1,FALSE)","v":7.3736102752539279E-2},{"$f":"N1413*VLOOKUP($B1413,$AR$36:$AZ$47,MATCH(AK$2,$AS$2:$BA$2,0)+1,FALSE)","v":7.895020194866538E-2},{"$f":"O1413*VLOOKUP($B1413,$AR$36:$AZ$47,MATCH(AL$2,$AS$2:$BA$2,0)+1,FALSE)","v":6.5097455856525127E-2},{"$f":"P1413*VLOOKUP($B1413,$AR$36:$AZ$47,MATCH(AM$2,$AS$2:$BA$2,0)+1,FALSE)","v":1.0282554173884491E-5},{"$f":"Q1413*VLOOKUP($B1413,$AR$36:$AZ$47,MATCH(AN$2,$AS$2:$BA$2,0)+1,FALSE)","v":1.7420649220556228E-3},{"$f":"R1413*VLOOKUP($B1413,$AR$36:$BA$47,MATCH(AO$2,$AS$2:$BA$2,0)+1,FALSE)","v":0},0.93665893867124317]
[2006,2,28,20,null,2013,2,28,20,0.39596846727825979,0.36486510863572352,8.9604280101505326E-3,7.5931587890626692E-2,9.589099999999999E-2,7.2572999999999999E-2,2.054543509625487E-5,2.2586829922203139E-3,0,1.0164688202420769,null,null,0.37490888087257057,6.6533322363482181E-2,0.32297686407504744,7.5587398829384436E-2,6.6900457086020451E-2,5.0112389885805225E-3,1.0282554173884491E-5,1.6509556207083089E-3,0,0.91357940038996777,null,{"$f":"J1414*VLOOKUP($B1414,$AR$36:$AZ$47,MATCH(AG$2,$AS$2:$BA$2,0)+1,FALSE)","v":0.38654333386470174},{"$f":"K1414*VLOOKUP($B1414,$AR$36:$AZ$47,MATCH(AH$2,$AS$2:$BA$2,0)+1,FALSE)","v":0.32826255811244742},{"$f":"L1414*VLOOKUP($B1414,$AR$36:$AZ$47,MATCH(AI$2,$AS$2:$BA$2,0)+1,FALSE)","v":6.1017227773577983E-3},{"$f":"M1414*VLOOKUP($B1414,$AR$36:$AZ$47,MATCH(AJ$2,$AS$2:$BA$2,0)+1,FALSE)","v":7.0039298799526917E-2},{"$f":"N1414*VLOOKUP($B1414,$AR$36:$AZ$47,MATCH(AK$2,$AS$2:$BA$2,0)+1,FALSE)","v":7.5769557270029722E-2},{"$f":"O1414*VLOOKUP($B1414,$AR$36:$AZ$47,MATCH(AL$2,$AS$2:$BA$2,0)+1,FALSE)","v":6.3787824742119512E-2},{"$f":"P1414*VLOOKUP($B1414,$AR$36:$AZ$47,MATCH(AM$2,$AS$2:$BA$2,0)+1,FALSE)","v":1.0282554173884491E-5},{"$f":"Q1414*VLOOKUP($B1414,$AR$36:$AZ$47,MATCH(AN$2,$AS$2:$BA$2,0)+1,FALSE)","v":1.7420649220556228E-3},{"$f":"R1414*VLOOKUP($B1414,$AR$36:$BA$47,MATCH(AO$2,$AS$2:$BA$2,0)+1,FALSE)","v":0},0.93225664304241274]
[2006,3,1,4,null,2013,3,1,4,0.18031464086069213,0.31517185604463749,8.9604280101505326E-3,9.3193031900422302E-2,8.232550000000001E-2,6.4324999999999993E-2,2.054543509625487E-5,2.2586829922203139E-3,0,0.74656968524321898,null,null,0.17072460510476906,8.1658269051245305E-2,0.27898863251305922,6.4894206988439895E-2,5.9297147727918997E-2,5.0112389885805225E-3,1.0282554173884491E-5,1.6509556207083089E-3,0,0.66223533854889516,null,{"$f":"J1422*VLOOKUP($B1422,$AR$36:$AZ$47,MATCH(AG$2,$AS$2:$BA$2,0)+1,FALSE)","v":0.16484916568257391},{"$f":"K1422*VLOOKUP($B1422,$AR$36:$AZ$47,MATCH(AH$2,$AS$2:$BA$2,0)+1,FALSE)","v":0.28366992861358631},{"$f":"L1422*VLOOKUP($B1422,$AR$36:$AZ$47,MATCH(AI$2,$AS$2:$BA$2,0)+1,FALSE)","v":5.3017296218537679E-3},{"$f":"M1422*VLOOKUP($B1422,$AR$36:$AZ$47,MATCH(AJ$2,$AS$2:$BA$2,0)+1,FALSE)","v":8.2851082974047127E-2},{"$f":"N1422*VLOOKUP($B1422,$AR$36:$AZ$47,MATCH(AK$2,$AS$2:$BA$2,0)+1,FALSE)","v":6.6051690028630761E-2},{"$f":"O1422*VLOOKUP($B1422,$AR$36:$AZ$47,MATCH(AL$2,$AS$2:$BA$2,0)+1,FALSE)","v":5.8277432319866436E-2},{"$f":"P1422*VLOOKUP($B1422,$AR$36:$AZ$47,MATCH(AM$2,$AS$2:$BA$2,0)+1,FALSE)","v":1.0282554173884491E-5},{"$f":"Q1422*VLOOKUP($B1422,$AR$36:$AZ$47,MATCH(AN$2,$AS$2:$BA$2,0)+1,FALSE)","v":1.5552262801476889E-3},{"$f":"R1422*VLOOKUP($B1422,$AR$36:$BA$47,MATCH(AO$2,$AS$2:$BA$2,0)+1,FALSE)","v":0},0.66256653807487997]
[2006,3,1,13,null,2013,3,1,13,0.28550365849629755,0.43482930140396436,0,9.8199491766784455E-2,0.11712960000000003,8.3629999999999996E-2,0,1.855926749719135E-3,0,1.0211479784167656,null,null,0.27031914391469092,8.6045065343037699E-2,0.38490883576266882,9.2329017216696785E-2,7.7093205821777935E-2,0,0,1.3565660651031451E-3,0,0.91205183412397539,null,{"$f":"J1431*VLOOKUP($B1431,$AR$36:$AZ$47,MATCH(AG$2,$AS$2:$BA$2,0)+1,FALSE)","v":0.26101618636058938},{"$f":"K1431*VLOOKUP($B1431,$AR$36:$AZ$47,MATCH(AH$2,$AS$2:$BA$2,0)+1,FALSE)","v":0.3913674223211368},{"$f":"L1431*VLOOKUP($B1431,$AR$36:$AZ$47,MATCH(AI$2,$AS$2:$BA$2,0)+1,FALSE)","v":0},{"$f":"M1431*VLOOKUP($B1431,$AR$36:$AZ$47,MATCH(AJ$2,$AS$2:$BA$2,0)+1,FALSE)","v":8.730195889615916E-2},{"$f":"N1431*VLOOKUP($B1431,$AR$36:$AZ$47,MATCH(AK$2,$AS$2:$BA$2,0)+1,FALSE)","v":9.3975840199907817E-2},{"$f":"O1431*VLOOKUP($B1431,$AR$36:$AZ$47,MATCH(AL$2,$AS$2:$BA$2,0)+1,FALSE)","v":7.5767456897169544E-2},{"$f":"P1431*VLOOKUP($B1431,$AR$36:$AZ$47,MATCH(AM$2,$AS$2:$BA$2,0)+1,FALSE)","v":0},{"$f":"Q1431*VLOOKUP($B1431,$AR$36:$AZ$47,MATCH(AN$2,$AS$2:$BA$2,0)+1,FALSE)","v":1.2779066673517241E-3},{"$f":"R1431*VLOOKUP($B1431,$AR$36:$BA$47,MATCH(AO$2,$AS$2:$BA$2,0)+1,FALSE)","v":0},0.91070677134231437]
[2006,3,1,21,null,2013,3,1,21,0.39701481415178058,0.38073483015720389,8.9604280101505326E-3,9.38037678623308E-2,9.168759999999998E-2,6.9892999999999997E-2,2.054543509625487E-5,2.2586829922203139E-3,0,1.0443736686087823,null,null,0.37589957777844446,8.2193412510791555E-2,0.33702466631603756,7.2274011001126987E-2,6.4429934646676137E-2,5.0112389885805225E-3,1.0282554173884491E-5,1.6509556207083089E-3,0,0.93849407941653928,null,{"$f":"J1439*VLOOKUP($B1439,$AR$36:$AZ$47,MATCH(AG$2,$AS$2:$BA$2,0)+1,FALSE)","v":0.36296309919229902},{"$f":"K1439*VLOOKUP($B1439,$AR$36:$AZ$47,MATCH(AH$2,$AS$2:$BA$2,0)+1,FALSE)","v":0.34267977936489219},{"$f":"L1439*VLOOKUP($B1439,$AR$36:$AZ$47,MATCH(AI$2,$AS$2:$BA$2,0)+1,FALSE)","v":5.3017296218537679E-3},{"$f":"M1439*VLOOKUP($B1439,$AR$36:$AZ$47,MATCH(AJ$2,$AS$2:$BA$2,0)+1,FALSE)","v":8.3394043481109306E-2},{"$f":"N1439*VLOOKUP($B1439,$AR$36:$AZ$47,MATCH(AK$2,$AS$2:$BA$2,0)+1,FALSE)","v":7.356312363324953E-2},{"$f":"O1439*VLOOKUP($B1439,$AR$36:$AZ$47,MATCH(AL$2,$AS$2:$BA$2,0)+1,FALSE)","v":6.33219522290311E-2},{"$f":"P1439*VLOOKUP($B1439,$AR$36:$AZ$47,MATCH(AM$2,$AS$2:$BA$2,0)+1,FALSE)","v":1.0282554173884491E-5},{"$f":"Q1439*VLOOKUP($B1439,$AR$36:$AZ$47,MATCH(AN$2,$AS$2:$BA$2,0)+1,FALSE)","v":1.5552262801476889E-3},{"$f":"R1439*VLOOKUP($B1439,$AR$36:$BA$47,MATCH(AO$2,$AS$2:$BA$2,0)+1,FALSE)","v":0},0.93278923635675659]
[2006,3,2,3,null,2013,3,2,3,0.17618616882643448,0.28132996375244862,8.9604280101505326E-3,8.1095628765239791E-2,8.1996600000000003E-2,6.0787000000000001E-2,2.054543509625487E-5,2.2586829922203139E-3,0,0.69263501778158998,null,null,0.16681570589186898,7.1058195420315023E-2,0.2490319499248943,6.4634947042511867E-2,5.6035689373292071E-2,5.0112389885805225E-3,1.0282554173884491E-5,1.6509556207083089E-3,0,0.61424896481634483,null,{"$f":"J1445*VLOOKUP($B1445,$AR$36:$AZ$47,MATCH(AG$2,$AS$2:$BA$2,0)+1,FALSE)","v":0.16107479014022952},{"$f":"K1445*VLOOKUP($B1445,$AR$36:$AZ$47,MATCH(AH$2,$AS$2:$BA$2,0)+1,FALSE)","v":0.25321058718903261},{"$f":"L1445*VLOOKUP($B1445,$AR$36:$AZ$47,MATCH(AI$2,$AS$2:$BA$2,0)+1,FALSE)","v":5.3017296218537679E-3},{"$f":"M1445*VLOOKUP($B1445,$AR$36:$AZ$47,MATCH(AJ$2,$AS$2:$BA$2,0)+1,FALSE)","v":7.2096169967305876E-2},{"$f":"N1445*VLOOKUP($B1445,$AR$36:$AZ$47,MATCH(AK$2,$AS$2:$BA$2,0)+1,FALSE)","v":6.5787805802596092E-2},{"$f":"O1445*VLOOKUP($B1445,$AR$36:$AZ$47,MATCH(AL$2,$AS$2:$BA$2,0)+1,FALSE)","v":5.5072060294251407E-2},{"$f":"P1445*VLOOKUP($B1445,$AR$36:$AZ$47,MATCH(AM$2,$AS$2:$BA$2,0)+1,FALSE)","v":1.0282554173884491E-5},{"$f":"Q1445*VLOOKUP($B1445,$AR$36:$AZ$47,MATCH(AN$2,$AS$2:$BA$2,0)+1,FALSE)","v":1.5552262801476889E-3},{"$f":"R1445*VLOOKUP($B1445,$AR$36:$BA$47,MATCH(AO$2,$AS$2:$BA$2,0)+1,FALSE)","v":0},0.61410865184959085]
[2006,3,2,14,null,2013,3,2,14,0.2901908186324238,0.35728946829214925,0,9.3683622808094377E-2,8.7672499999999973E-2,6.8898000000000001E-2,0,1.855926749719135E-3,0,0.89959033648238651,null,null,0.27475701739786079,8.2088138146775833E-2,0.31627094316450388,6.9109053236166132E-2,6.3512707099233012E-2,0,0,1.3565660651031451E-3,0,0.8070944251096428,null,{"$f":"J1456*VLOOKUP($B1456,$AR$36:$AZ$47,MATCH(AG$2,$AS$2:$BA$2,0)+1,FALSE)","v":0.26530133167198972},{"$f":"K1456*VLOOKUP($B1456,$AR$36:$AZ$47,MATCH(AH$2,$AS$2:$BA$2,0)+1,FALSE)","v":0.32157781864401547},{"$f":"L1456*VLOOKUP($B1456,$AR$36:$AZ$47,MATCH(AI$2,$AS$2:$BA$2,0)+1,FALSE)","v":0},{"$f":"M1456*VLOOKUP($B1456,$AR$36:$AZ$47,MATCH(AJ$2,$AS$2:$BA$2,0)+1,FALSE)","v":8.3287231333736542E-2},{"$f":"N1456*VLOOKUP($B1456,$AR$36:$AZ$47,MATCH(AK$2,$AS$2:$BA$2,0)+1,FALSE)","v":7.0341714220200649E-2},{"$f":"O1456*VLOOKUP($B1456,$AR$36:$AZ$47,MATCH(AL$2,$AS$2:$BA$2,0)+1,FALSE)","v":6.2420497970838061E-2},{"$f":"P1456*VLOOKUP($B1456,$AR$36:$AZ$47,MATCH(AM$2,$AS$2:$BA$2,0)+1,FALSE)","v":0},{"$f":"Q1456*VLOOKUP($B1456,$AR$36:$AZ$47,MATCH(AN$2,$AS$2:$BA$2,0)+1,FALSE)","v":1.2779066673517241E-3},{"$f":"R1456*VLOOKUP($B1456,$AR$36:$BA$47,MATCH(AO$2,$AS$2:$BA$2,0)+1,FALSE)","v":0},0.80420650050813203]
[2006,3,2,17,null,2013,3,2,17,0.33355399679977349,0.33621376483186161,0,7.940372567468465E-2,8.5753300000000005E-2,6.9004999999999997E-2,0,1.855926749719135E-3,0,0.90578571405603892,null,null,0.31581392455399165,6.9575703918967488E-2,0.29761483039660613,6.7596217455609536E-2,6.3611343629460554E-2,0,0,1.3565660651031451E-3,0,0.81556858601973847,null,{"$f":"J1459*VLOOKUP($B1459,$AR$36:$AZ$47,MATCH(AG$2,$AS$2:$BA$2,0)+1,FALSE)","v":0.30494527687860834},{"$f":"K1459*VLOOKUP($B1459,$AR$36:$AZ$47,MATCH(AH$2,$AS$2:$BA$2,0)+1,FALSE)","v":0.30260866520788449},{"$f":"L1459*VLOOKUP($B1459,$AR$36:$AZ$47,MATCH(AI$2,$AS$2:$BA$2,0)+1,FALSE)","v":0},{"$f":"M1459*VLOOKUP($B1459,$AR$36:$AZ$47,MATCH(AJ$2,$AS$2:$BA$2,0)+1,FALSE)","v":7.0592023139145907E-2},{"$f":"N1459*VLOOKUP($B1459,$AR$36:$AZ$47,MATCH(AK$2,$AS$2:$BA$2,0)+1,FALSE)","v":6.8801894802123065E-2},{"$f":"O1459*VLOOKUP($B1459,$AR$36:$AZ$47,MATCH(AL$2,$AS$2:$BA$2,0)+1,FALSE)","v":6.251743827800052E-2},{"$f":"P1459*VLOOKUP($B1459,$AR$36:$AZ$47,MATCH(AM$2,$AS$2:$BA$2,0)+1,FALSE)","v":0},{"$f":"Q1459*VLOOKUP($B1459,$AR$36:$AZ$47,MATCH(AN$2,$AS$2:$BA$2,0)+1,FALSE)","v":1.2779066673517241E-3},{"$f":"R1459*VLOOKUP($B1459,$AR$36:$BA$47,MATCH(AO$2,$AS$2:$BA$2,0)+1,FALSE)","v":0},0.81074320497311403]
[2006,3,3,7,null,2013,3,3,7,0.20753153232892779,0.27983561868904466,7.915044742299638E-3,7.4312799599411242E-2,8.3733899999999986E-2,6.5390000000000004E-2,1.8148467668358473E-5,2.2116947639285105E-3,0,0.72094873859128028,null,null,0.19649396596151594,6.5114896037763742E-2,0.24770916276053956,6.6004397647743726E-2,6.0278903846539042E-2,4.4265944399127953E-3,9.0829228535979702E-6,1.6166101725543737E-3,0,0.64165361378942265,null,{"$f":"J1473*VLOOKUP($B1473,$AR$36:$AZ$47,MATCH(AG$2,$AS$2:$BA$2,0)+1,FALSE)","v":0.1897316812098524},{"$f":"K1473*VLOOKUP($B1473,$AR$36:$AZ$47,MATCH(AH$2,$AS$2:$BA$2,0)+1,FALSE)","v":0.2518656042873873},{"$f":"L1473*VLOOKUP($B1473,$AR$36:$AZ$47,MATCH(AI$2,$AS$2:$BA$2,0)+1,FALSE)","v":4.6831944993041622E-3},{"$f":"M1473*VLOOKUP($B1473,$AR$36:$AZ$47,MATCH(AJ$2,$AS$2:$BA$2,0)+1,FALSE)","v":6.6066054511707079E-2},{"$f":"N1473*VLOOKUP($B1473,$AR$36:$AZ$47,MATCH(AK$2,$AS$2:$BA$2,0)+1,FALSE)","v":6.7181682561154976E-2},{"$f":"O1473*VLOOKUP($B1473,$AR$36:$AZ$47,MATCH(AL$2,$AS$2:$BA$2,0)+1,FALSE)","v":5.9242305470595676E-2},{"$f":"P1473*VLOOKUP($B1473,$AR$36:$AZ$47,MATCH(AM$2,$AS$2:$BA$2,0)+1,FALSE)","v":9.0829228535979702E-6},{"$f":"Q1473*VLOOKUP($B1473,$AR$36:$AZ$47,MATCH(AN$2,$AS$2:$BA$2,0)+1,FALSE)","v":1.5228723253214937E-3},{"$f":"R1473*VLOOKUP($B1473,$AR$36:$BA$47,MATCH(AO$2,$AS$2:$BA$2,0)+1,FALSE)","v":0},0.64030247778817673]
[2006,3,3,14,null,2013,3,3,14,0.2929405877641566,0.32453625326568308,0,7.3572025451101961E-2,8.5935700000000018E-2,6.8576999999999999E-2,0,1.855926749719135E-3,0,0.84741749323066085,null,null,0.27736054003420102,6.4465809582743352E-2,0.28727795252975064,6.7739996762807092E-2,6.3216797508550346E-2,0,0,1.3565660651031451E-3,0,0.76141766248315557,null,{"$f":"J1480*VLOOKUP($B1480,$AR$36:$AZ$47,MATCH(AG$2,$AS$2:$BA$2,0)+1,FALSE)","v":0.26781525480669544},{"$f":"K1480*VLOOKUP($B1480,$AR$36:$AZ$47,MATCH(AH$2,$AS$2:$BA$2,0)+1,FALSE)","v":0.29209833946390995},{"$f":"L1480*VLOOKUP($B1480,$AR$36:$AZ$47,MATCH(AI$2,$AS$2:$BA$2,0)+1,FALSE)","v":0},{"$f":"M1480*VLOOKUP($B1480,$AR$36:$AZ$47,MATCH(AJ$2,$AS$2:$BA$2,0)+1,FALSE)","v":6.5407486599760839E-2},{"$f":"N1480*VLOOKUP($B1480,$AR$36:$AZ$47,MATCH(AK$2,$AS$2:$BA$2,0)+1,FALSE)","v":6.8948238623432662E-2},{"$f":"O1480*VLOOKUP($B1480,$AR$36:$AZ$47,MATCH(AL$2,$AS$2:$BA$2,0)+1,FALSE)","v":6.2129677049350657E-2},{"$f":"P1480*VLOOKUP($B1480,$AR$36:$AZ$47,MATCH(AM$2,$AS$2:$BA$2,0)+1,FALSE)","v":0},{"$f":"Q1480*VLOOKUP($B1480,$AR$36:$AZ$47,MATCH(AN$2,$AS$2:$BA$2,0)+1,FALSE)","v":1.2779066673517241E-3},{"$f":"R1480*VLOOKUP($B1480,$AR$36:$BA$47,MATCH(AO$2,$AS$2:$BA$2,0)+1,FALSE)","v":0},0.7576769032105013]
[2006,3,3,16,null,2013,3,3,16,0.32461824205487555,0.31184729491101043,0,6.1558608270786727E-2,8.5681799999999975E-2,6.8626999999999994E-2,0,1.855926749719135E-3,0,0.85418887198639193,null,null,0.3073534180035869,5.393932672956999E-2,0.27604574676172072,6.7539856597799069E-2,6.326288934510528E-2,0,0,1.3565660651031451E-3,0,0.7694978035028851,null,{"$f":"J1482*VLOOKUP($B1482,$AR$36:$AZ$47,MATCH(AG$2,$AS$2:$BA$2,0)+1,FALSE)","v":0.29677593628924059},{"$f":"K1482*VLOOKUP($B1482,$AR$36:$AZ$47,MATCH(AH$2,$AS$2:$BA$2,0)+1,FALSE)","v":0.28067766264389288},{"$f":"L1482*VLOOKUP($B1482,$AR$36:$AZ$47,MATCH(AI$2,$AS$2:$BA$2,0)+1,FALSE)","v":0},{"$f":"M1482*VLOOKUP($B1482,$AR$36:$AZ$47,MATCH(AJ$2,$AS$2:$BA$2,0)+1,FALSE)","v":5.4727239339733336E-2},{"$f":"N1482*VLOOKUP($B1482,$AR$36:$AZ$47,MATCH(AK$2,$AS$2:$BA$2,0)+1,FALSE)","v":6.8744528666028551E-2},{"$f":"O1482*VLOOKUP($B1482,$AR$36:$AZ$47,MATCH(AL$2,$AS$2:$BA$2,0)+1,FALSE)","v":6.2174976258305079E-2},{"$f":"P1482*VLOOKUP($B1482,$AR$36:$AZ$47,MATCH(AM$2,$AS$2:$BA$2,0)+1,FALSE)","v":0},{"$f":"Q1482*VLOOKUP($B1482,$AR$36:$AZ$47,MATCH(AN$2,$AS$2:$BA$2,0)+1,FALSE)","v":1.2779066673517241E-3},{"$f":"R1482*VLOOKUP($B1482,$AR$36:$BA$47,MATCH(AO$2,$AS$2:$BA$2,0)+1,FALSE)","v":0},0.76437824986455216]
[2006,3,3,24,null,2013,3,3,24,0.16267738775672677,0.29245325512505665,8.9604280101505326E-3,9.3159685921238286E-2,8.2808500000000021E-2,6.5578999999999998E-2,2.054543509625487E-5,2.2586829922203139E-3,0,0.70791748524048881,null,null,0.15402538946185473,8.1629050397399011E-2,0.25887823470435989,6.5274938377564984E-2,6.0453130988716672E-2,5.0112389885805225E-3,1.0282554173884491E-5,1.6509556207083089E-3,0,0.62693322109335792,null,{"$f":"J1490*VLOOKUP($B1490,$AR$36:$AZ$47,MATCH(AG$2,$AS$2:$BA$2,0)+1,FALSE)","v":0.14872464886440079},{"$f":"K1490*VLOOKUP($B1490,$AR$36:$AZ$47,MATCH(AH$2,$AS$2:$BA$2,0)+1,FALSE)","v":0.26322208792775642},{"$f":"L1490*VLOOKUP($B1490,$AR$36:$AZ$47,MATCH(AI$2,$AS$2:$BA$2,0)+1,FALSE)","v":5.3017296218537679E-3},{"$f":"M1490*VLOOKUP($B1490,$AR$36:$AZ$47,MATCH(AJ$2,$AS$2:$BA$2,0)+1,FALSE)","v":8.2821437512021839E-2},{"$f":"N1490*VLOOKUP($B1490,$AR$36:$AZ$47,MATCH(AK$2,$AS$2:$BA$2,0)+1,FALSE)","v":6.6439212318611746E-2},{"$f":"O1490*VLOOKUP($B1490,$AR$36:$AZ$47,MATCH(AL$2,$AS$2:$BA$2,0)+1,FALSE)","v":5.9413536480443396E-2},{"$f":"P1490*VLOOKUP($B1490,$AR$36:$AZ$47,MATCH(AM$2,$AS$2:$BA$2,0)+1,FALSE)","v":1.0282554173884491E-5},{"$f":"Q1490*VLOOKUP($B1490,$AR$36:$AZ$47,MATCH(AN$2,$AS$2:$BA$2,0)+1,FALSE)","v":1.5552262801476889E-3},{"$f":"R1490*VLOOKUP($B1490,$AR$36:$BA$47,MATCH(AO$2,$AS$2:$BA$2,0)+1,FALSE)","v":0},0.62748816155940945]
[2006,3,4,9,null,2013,3,4,9,0.27847839278900438,0.4559993852819384,0,0.11077671038472379,0.11606430000000005,8.2003000000000006E-2,0,1.855926749719135E-3,0,1.0451777152053858,null,null,0.26366751702566682,9.7065566349136725E-2,0.40364849362877681,9.1489279848508506E-2,7.5593377460280484E-2,0,0,1.3565660651031451E-3,0,0.9328208003774725,null,{"$f":"J1499*VLOOKUP($B1499,$AR$36:$AZ$47,MATCH(AG$2,$AS$2:$BA$2,0)+1,FALSE)","v":0.25459347334617355},{"$f":"K1499*VLOOKUP($B1499,$AR$36:$AZ$47,MATCH(AH$2,$AS$2:$BA$2,0)+1,FALSE)","v":0.41042152270235233},{"$f":"L1499*VLOOKUP($B1499,$AR$36:$AZ$47,MATCH(AI$2,$AS$2:$BA$2,0)+1,FALSE)","v":0},{"$f":"M1499*VLOOKUP($B1499,$AR$36:$AZ$47,MATCH(AJ$2,$AS$2:$BA$2,0)+1,FALSE)","v":9.8483440623366489E-2},{"$f":"N1499*VLOOKUP($B1499,$AR$36:$AZ$47,MATCH(AK$2,$AS$2:$BA$2,0)+1,FALSE)","v":9.3121124888278992E-2},{"$f":"O1499*VLOOKUP($B1499,$AR$36:$AZ$47,MATCH(AL$2,$AS$2:$BA$2,0)+1,FALSE)","v":7.4293420637792595E-2},{"$f":"P1499*VLOOKUP($B1499,$AR$36:$AZ$47,MATCH(AM$2,$AS$2:$BA$2,0)+1,FALSE)","v":0},{"$f":"Q1499*VLOOKUP($B1499,$AR$36:$AZ$47,MATCH(AN$2,$AS$2:$BA$2,0)+1,FALSE)","v":1.2779066673517241E-3},{"$f":"R1499*VLOOKUP($B1499,$AR$36:$BA$47,MATCH(AO$2,$AS$2:$BA$2,0)+1,FALSE)","v":0},0.93219088886531554]
[2006,3,4,18,null,2013,3,4,18,0.40935608429323489,0.41065142569918756,0,8.8866513763906321E-2,0.10804610000000002,8.0143000000000006E-2,0,1.855926749719135E-3,0,1.098919050506048,null,null,0.38758447735916601,7.7867256195002857E-2,0.36350669483359088,8.5168823483533981E-2,7.3878761140437038E-2,0,0,1.3565660651031451E-3,0,0.98936257907683389,null,{"$f":"J1508*VLOOKUP($B1508,$AR$36:$AZ$47,MATCH(AG$2,$AS$2:$BA$2,0)+1,FALSE)","v":0.37424586622980088},{"$f":"K1508*VLOOKUP($B1508,$AR$36:$AZ$47,MATCH(AH$2,$AS$2:$BA$2,0)+1,FALSE)","v":0.36960616368187926},{"$f":"L1508*VLOOKUP($B1508,$AR$36:$AZ$47,MATCH(AI$2,$AS$2:$BA$2,0)+1,FALSE)","v":0},{"$f":"M1508*VLOOKUP($B1508,$AR$36:$AZ$47,MATCH(AJ$2,$AS$2:$BA$2,0)+1,FALSE)","v":7.9004693326587008E-2},{"$f":"N1508*VLOOKUP($B1508,$AR$36:$AZ$47,MATCH(AK$2,$AS$2:$BA$2,0)+1,FALSE)","v":8.668793394516211E-2},{"$f":"O1508*VLOOKUP($B1508,$AR$36:$AZ$47,MATCH(AL$2,$AS$2:$BA$2,0)+1,FALSE)","v":7.2608290064688025E-2},{"$f":"P1508*VLOOKUP($B1508,$AR$36:$AZ$47,MATCH(AM$2,$AS$2:$BA$2,0)+1,FALSE)","v":0},{"$f":"Q1508*VLOOKUP($B1508,$AR$36:$AZ$47,MATCH(AN$2,$AS$2:$BA$2,0)+1,FALSE)","v":1.2779066673517241E-3},{"$f":"R1508*VLOOKUP($B1508,$AR$36:$BA$47,MATCH(AO$2,$AS$2:$BA$2,0)+1,FALSE)","v":0},0.98343085391546914]
[2006,3,4,23,null,2013,3,4,23,0.31144191985187769,0.36397470470382548,8.9604280101505326E-3,0.11727460329405752,8.7071200000000029E-2,6.8440000000000001E-2,2.054543509625487E-5,2.2586829922203139E-3,0,0.95944208428722777,null,null,0.29487787861254017,0.10275919683455231,0.32218868273658013,6.8635070245936541E-2,6.3090505876389841E-2,5.0112389885805225E-3,1.0282554173884491E-5,1.6509556207083089E-3,0,0.85822381146946169,null,{"$f":"J1513*VLOOKUP($B1513,$AR$36:$AZ$47,MATCH(AG$2,$AS$2:$BA$2,0)+1,FALSE)","v":0.28472973908883076},{"$f":"K1513*VLOOKUP($B1513,$AR$36:$AZ$47,MATCH(AH$2,$AS$2:$BA$2,0)+1,FALSE)","v":0.32759485506174868},{"$f":"L1513*VLOOKUP($B1513,$AR$36:$AZ$47,MATCH(AI$2,$AS$2:$BA$2,0)+1,FALSE)","v":5.3017296218537679E-3},{"$f":"M1513*VLOOKUP($B1513,$AR$36:$AZ$47,MATCH(AJ$2,$AS$2:$BA$2,0)+1,FALSE)","v":0.10426024017167308},{"$f":"N1513*VLOOKUP($B1513,$AR$36:$AZ$47,MATCH(AK$2,$AS$2:$BA$2,0)+1,FALSE)","v":6.9859277050499741E-2},{"$f":"O1513*VLOOKUP($B1513,$AR$36:$AZ$47,MATCH(AL$2,$AS$2:$BA$2,0)+1,FALSE)","v":6.2005557216815541E-2},{"$f":"P1513*VLOOKUP($B1513,$AR$36:$AZ$47,MATCH(AM$2,$AS$2:$BA$2,0)+1,FALSE)","v":1.0282554173884491E-5},{"$f":"Q1513*VLOOKUP($B1513,$AR$36:$AZ$47,MATCH(AN$2,$AS$2:$BA$2,0)+1,FALSE)","v":1.5552262801476889E-3},{"$f":"R1513*VLOOKUP($B1513,$AR$36:$BA$47,MATCH(AO$2,$AS$2:$BA$2,0)+1,FALSE)","v":0},0.85531690704574337]
[2006,3,5,11,null,2013,3,5,11,0.26098386820045988,0.46353188813473956,0,0.1023072257994268,0.11878240000000001,8.5264999999999994E-2,0,1.855926749719135E-3,0,1.0327263088843452,null,null,0.24710343888082864,8.9644373617361009E-2,0.410316229437034,9.3631859535425396E-2,7.8600408877124189E-2,0,0,1.3565660651031451E-3,0,0.92065287641287641,null,{"$f":"J1525*VLOOKUP($B1525,$AR$36:$AZ$47,MATCH(AG$2,$AS$2:$BA$2,0)+1,FALSE)","v":0.238599443306966},{"$f":"K1525*VLOOKUP($B1525,$AR$36:$AZ$47,MATCH(AH$2,$AS$2:$BA$2,0)+1,FALSE)","v":0.4172011399351585},{"$f":"L1525*VLOOKUP($B1525,$AR$36:$AZ$47,MATCH(AI$2,$AS$2:$BA$2,0)+1,FALSE)","v":0},{"$f":"M1525*VLOOKUP($B1525,$AR$36:$AZ$47,MATCH(AJ$2,$AS$2:$BA$2,0)+1,FALSE)","v":9.0953843658717531E-2},{"$f":"N1525*VLOOKUP($B1525,$AR$36:$AZ$47,MATCH(AK$2,$AS$2:$BA$2,0)+1,FALSE)","v":9.5301920615809568E-2},{"$f":"O1525*VLOOKUP($B1525,$AR$36:$AZ$47,MATCH(AL$2,$AS$2:$BA$2,0)+1,FALSE)","v":7.7248741029979195E-2},{"$f":"P1525*VLOOKUP($B1525,$AR$36:$AZ$47,MATCH(AM$2,$AS$2:$BA$2,0)+1,FALSE)","v":0},{"$f":"Q1525*VLOOKUP($B1525,$AR$36:$AZ$47,MATCH(AN$2,$AS$2:$BA$2,0)+1,FALSE)","v":1.2779066673517241E-3},{"$f":"R1525*VLOOKUP($B1525,$AR$36:$BA$47,MATCH(AO$2,$AS$2:$BA$2,0)+1,FALSE)","v":0},0.92058299521398246]
[2006,3,5,13,null,2013,3,5,13,0.24925636268146151,0.46531238452519053,0,0.10417734804594544,0.11813530000000001,8.4948999999999997E-2,0,1.855926749719135E-3,0,1.0236863220023167,null,null,0.23599966084573365,9.1283025590054759E-2,0.41189231639924045,9.312177406564727E-2,7.8309108470097019E-2,0,0,1.3565660651031451E-3,0,0.91196245143587618,null,{"$f":"J1527*VLOOKUP($B1527,$AR$36:$AZ$47,MATCH(AG$2,$AS$2:$BA$2,0)+1,FALSE)","v":0.22787779868001487},{"$f":"K1527*VLOOKUP($B1527,$AR$36:$AZ$47,MATCH(AH$2,$AS$2:$BA$2,0)+1,FALSE)","v":0.41880367288437098},{"$f":"L1527*VLOOKUP($B1527,$AR$36:$AZ$47,MATCH(AI$2,$AS$2:$BA$2,0)+1,FALSE)","v":0},{"$f":"M1527*VLOOKUP($B1527,$AR$36:$AZ$47,MATCH(AJ$2,$AS$2:$BA$2,0)+1,FALSE)","v":9.2616432054634129E-2},{"$f":"N1527*VLOOKUP($B1527,$AR$36:$AZ$47,MATCH(AK$2,$AS$2:$BA$2,0)+1,FALSE)","v":9.4782737026064878E-2},{"$f":"O1527*VLOOKUP($B1527,$AR$36:$AZ$47,MATCH(AL$2,$AS$2:$BA$2,0)+1,FALSE)","v":7.6962450029387244E-2},{"$f":"P1527*VLOOKUP($B1527,$AR$36:$AZ$47,MATCH(AM$2,$AS$2:$BA$2,0)+1,FALSE)","v":0},{"$f":"Q1527*VLOOKUP($B1527,$AR$36:$AZ$47,MATCH(AN$2,$AS$2:$BA$2,0)+1,FALSE)","v":1.2779066673517241E-3},{"$f":"R1527*VLOOKUP($B1527,$AR$36:$BA$47,MATCH(AO$2,$AS$2:$BA$2,0)+1,FALSE)","v":0},0.91232099734182381]
[2006,3,5,20,null,2013,3,5,20,0.42023916692333413,0.40350217875978744,8.9604280101505326E-3,9.0639875210913282E-2,9.5093400000000022E-2,7.2875999999999996E-2,2.054543509625487E-5,2.2586829922203139E-3,0,1.0935902773315018,null,null,0.39788874314411538,7.942112372363451E-2,0.35717821534258293,7.4958679665893452E-2,6.7179773615543337E-2,5.0112389885805225E-3,1.0282554173884491E-5,1.6509556207083089E-3,0,0.98329901265523223,null,{"$f":"J1534*VLOOKUP($B1534,$AR$36:$AZ$47,MATCH(AG$2,$AS$2:$BA$2,0)+1,FALSE)","v":0.38419551359655263},{"$f":"K1534*VLOOKUP($B1534,$AR$36:$AZ$47,MATCH(AH$2,$AS$2:$BA$2,0)+1,FALSE)","v":0.36317149532540871},{"$f":"L1534*VLOOKUP($B1534,$AR$36:$AZ$47,MATCH(AI$2,$AS$2:$BA$2,0)+1,FALSE)","v":5.3017296218537679E-3},{"$f":"M1534*VLOOKUP($B1534,$AR$36:$AZ$47,MATCH(AJ$2,$AS$2:$BA$2,0)+1,FALSE)","v":8.0581258799271069E-2},{"$f":"N1534*VLOOKUP($B1534,$AR$36:$AZ$47,MATCH(AK$2,$AS$2:$BA$2,0)+1,FALSE)","v":7.6295677287943564E-2},{"$f":"O1534*VLOOKUP($B1534,$AR$36:$AZ$47,MATCH(AL$2,$AS$2:$BA$2,0)+1,FALSE)","v":6.6024503035252036E-2},{"$f":"P1534*VLOOKUP($B1534,$AR$36:$AZ$47,MATCH(AM$2,$AS$2:$BA$2,0)+1,FALSE)","v":1.0282554173884491E-5},{"$f":"Q1534*VLOOKUP($B1534,$AR$36:$AZ$47,MATCH(AN$2,$AS$2:$BA$2,0)+1,FALSE)","v":1.5552262801476889E-3},{"$f":"R1534*VLOOKUP($B1534,$AR$36:$BA$47,MATCH(AO$2,$AS$2:$BA$2,0)+1,FALSE)","v":0},0.97713568650060334]
[2006,3,6,10,null,2013,3,6,10,0.24596752437824776,0.44759989542829454,0,9.9350358362919375E-2,0.11665409999999998,8.3873000000000003E-2,0,1.855926749719135E-3,0,0.99530080491918071,null,null,0.23288573943652652,8.7053485953815679E-2,0.39621330503838587,9.1954197805663676E-2,7.7317212147434908E-2,0,0,1.3565660651031451E-3,0,0.88678050644692985,null,{"$f":"J1548*VLOOKUP($B1548,$AR$36:$AZ$47,MATCH(AG$2,$AS$2:$BA$2,0)+1,FALSE)","v":0.22487104200312061},{"$f":"K1548*VLOOKUP($B1548,$AR$36:$AZ$47,MATCH(AH$2,$AS$2:$BA$2,0)+1,FALSE)","v":0.40286157519601079},{"$f":"L1548*VLOOKUP($B1548,$AR$36:$AZ$47,MATCH(AI$2,$AS$2:$BA$2,0)+1,FALSE)","v":0},{"$f":"M1548*VLOOKUP($B1548,$AR$36:$AZ$47,MATCH(AJ$2,$AS$2:$BA$2,0)+1,FALSE)","v":8.8325109896872561E-2},{"$f":"N1548*VLOOKUP($B1548,$AR$36:$AZ$47,MATCH(AK$2,$AS$2:$BA$2,0)+1,FALSE)","v":9.3594335336789861E-2},{"$f":"O1548*VLOOKUP($B1548,$AR$36:$AZ$47,MATCH(AL$2,$AS$2:$BA$2,0)+1,FALSE)","v":7.5987611052688045E-2},{"$f":"P1548*VLOOKUP($B1548,$AR$36:$AZ$47,MATCH(AM$2,$AS$2:$BA$2,0)+1,FALSE)","v":0},{"$f":"Q1548*VLOOKUP($B1548,$AR$36:$AZ$47,MATCH(AN$2,$AS$2:$BA$2,0)+1,FALSE)","v":1.2779066673517241E-3},{"$f":"R1548*VLOOKUP($B1548,$AR$36:$BA$47,MATCH(AO$2,$AS$2:$BA$2,0)+1,FALSE)","v":0},0.88691758015283362]
[2006,3,6,13,null,2013,3,6,13,0.23323416234868888,0.44711581734923489,0,9.6616635573395462E-2,0.11555489999999996,8.4071000000000007E-2,0,1.855926749719135E-3,0,0.97844844202103842,null,null,0.2208296013782087,8.4658123698652776E-2,0.39578480141816647,9.1087738296499507E-2,7.7499735820192442E-2,0,0,1.3565660651031451E-3,0,0.87121656667682301,null,{"$f":"J1551*VLOOKUP($B1551,$AR$36:$AZ$47,MATCH(AG$2,$AS$2:$BA$2,0)+1,FALSE)","v":0.21322981255615259},{"$f":"K1551*VLOOKUP($B1551,$AR$36:$AZ$47,MATCH(AH$2,$AS$2:$BA$2,0)+1,FALSE)","v":0.40242588148955621},{"$f":"L1551*VLOOKUP($B1551,$AR$36:$AZ$47,MATCH(AI$2,$AS$2:$BA$2,0)+1,FALSE)","v":0},{"$f":"M1551*VLOOKUP($B1551,$AR$36:$AZ$47,MATCH(AJ$2,$AS$2:$BA$2,0)+1,FALSE)","v":8.5894757658682708E-2},{"$f":"N1551*VLOOKUP($B1551,$AR$36:$AZ$47,MATCH(AK$2,$AS$2:$BA$2,0)+1,FALSE)","v":9.2712421255739974E-2},{"$f":"O1551*VLOOKUP($B1551,$AR$36:$AZ$47,MATCH(AL$2,$AS$2:$BA$2,0)+1,FALSE)","v":7.616699592014757E-2},{"$f":"P1551*VLOOKUP($B1551,$AR$36:$AZ$47,MATCH(AM$2,$AS$2:$BA$2,0)+1,FALSE)","v":0},{"$f":"Q1551*VLOOKUP($B1551,$AR$36:$AZ$47,MATCH(AN$2,$AS$2:$BA$2,0)+1,FALSE)","v":1.2779066673517241E-3},{"$f":"R1551*VLOOKUP($B1551,$AR$36:$BA$47,MATCH(AO$2,$AS$2:$BA$2,0)+1,FALSE)","v":0},0.87170777554763068]
[2006,3,6,24,null,2013,3,6,24,0.19661129016505857,0.34624851621682684,8.9604280101505326E-3,0.11959383225204205,8.4509100000000031E-2,6.6517000000000007E-2,2.054543509625487E-5,2.2586829922203139E-3,0,0.82471939507139458,null,null,0.18615451697292612,0.10479136832184655,0.30649754474056545,6.6615459703333324E-2,6.131781384248719E-2,5.0112389885805225E-3,1.0282554173884491E-5,1.6509556207083089E-3,0,0.73204918074462133,null,{"$f":"J1562*VLOOKUP($B1562,$AR$36:$AZ$47,MATCH(AG$2,$AS$2:$BA$2,0)+1,FALSE)","v":0.17974806145954991},{"$f":"K1562*VLOOKUP($B1562,$AR$36:$AZ$47,MATCH(AH$2,$AS$2:$BA$2,0)+1,FALSE)","v":0.31164042725907798},{"$f":"L1562*VLOOKUP($B1562,$AR$36:$AZ$47,MATCH(AI$2,$AS$2:$BA$2,0)+1,FALSE)","v":5.3017296218537679E-3},{"$f":"M1562*VLOOKUP($B1562,$AR$36:$AZ$47,MATCH(AJ$2,$AS$2:$BA$2,0)+1,FALSE)","v":0.1063220963739598},{"$f":"N1562*VLOOKUP($B1562,$AR$36:$AZ$47,MATCH(AK$2,$AS$2:$BA$2,0)+1,FALSE)","v":6.7803643801720742E-2},{"$f":"O1562*VLOOKUP($B1562,$AR$36:$AZ$47,MATCH(AL$2,$AS$2:$BA$2,0)+1,FALSE)","v":6.0263349640428399E-2},{"$f":"P1562*VLOOKUP($B1562,$AR$36:$AZ$47,MATCH(AM$2,$AS$2:$BA$2,0)+1,FALSE)","v":1.0282554173884491E-5},{"$f":"Q1562*VLOOKUP($B1562,$AR$36:$AZ$47,MATCH(AN$2,$AS$2:$BA$2,0)+1,FALSE)","v":1.5552262801476889E-3},{"$f":"R1562*VLOOKUP($B1562,$AR$36:$BA$47,MATCH(AO$2,$AS$2:$BA$2,0)+1,FALSE)","v":0},0.73264481699091233]
[2006,3,7,6,null,2013,3,7,6,0.20626392379813088,0.32031940462122072,8.9604280101505326E-3,6.8412606835590972E-2,8.9262500000000009E-2,6.7233000000000001E-2,2.054543509625487E-5,2.2586829922203139E-3,0,0.7627310916924096,null,null,0.19529377520154911,5.9944986675043853E-2,0.28354521810480099,7.0362392591671069E-2,6.1977848941953802E-2,5.0112389885805225E-3,1.0282554173884491E-5,1.6509556207083089E-3,0,0.67779669867848147,null,{"$f":"J1568*VLOOKUP($B1568,$AR$36:$AZ$47,MATCH(AG$2,$AS$2:$BA$2,0)+1,FALSE)","v":0.18857279467841745},{"$f":"K1568*VLOOKUP($B1568,$AR$36:$AZ$47,MATCH(AH$2,$AS$2:$BA$2,0)+1,FALSE)","v":0.28830297153683365},{"$f":"L1568*VLOOKUP($B1568,$AR$36:$AZ$47,MATCH(AI$2,$AS$2:$BA$2,0)+1,FALSE)","v":5.3017296218537679E-3},{"$f":"M1568*VLOOKUP($B1568,$AR$36:$AZ$47,MATCH(AJ$2,$AS$2:$BA$2,0)+1,FALSE)","v":6.0820626283119419E-2},{"$f":"N1568*VLOOKUP($B1568,$AR$36:$AZ$47,MATCH(AK$2,$AS$2:$BA$2,0)+1,FALSE)","v":7.1617408715169098E-2},{"$f":"O1568*VLOOKUP($B1568,$AR$36:$AZ$47,MATCH(AL$2,$AS$2:$BA$2,0)+1,FALSE)","v":6.0912034312655745E-2},{"$f":"P1568*VLOOKUP($B1568,$AR$36:$AZ$47,MATCH(AM$2,$AS$2:$BA$2,0)+1,FALSE)","v":1.0282554173884491E-5},{"$f":"Q1568*VLOOKUP($B1568,$AR$36:$AZ$47,MATCH(AN$2,$AS$2:$BA$2,0)+1,FALSE)","v":1.5552262801476889E-3},{"$f":"R1568*VLOOKUP($B1568,$AR$36:$BA$47,MATCH(AO$2,$AS$2:$BA$2,0)+1,FALSE)","v":0},0.67709307398237073]
[2006,3,7,14,null,2013,3,7,14,0.21588574417795844,0.43219520871809053,0,8.224501520191041E-2,0.11658820000000003,8.4109000000000003E-2,0,1.855926749719135E-3,0,0.9328790948476785,null,null,0.20440385898007149,7.2065319075115611E-2,0.38257714940727133,9.1902251224828632E-2,7.753476561597418E-2,0,0,1.3565660651031451E-3,0,0.82983991036836446,null,{"$f":"J1576*VLOOKUP($B1576,$AR$36:$AZ$47,MATCH(AG$2,$AS$2:$BA$2,0)+1,FALSE)","v":0.19736935747770556},{"$f":"K1576*VLOOKUP($B1576,$AR$36:$AZ$47,MATCH(AH$2,$AS$2:$BA$2,0)+1,FALSE)","v":0.38899661138154079},{"$f":"L1576*VLOOKUP($B1576,$AR$36:$AZ$47,MATCH(AI$2,$AS$2:$BA$2,0)+1,FALSE)","v":0},{"$f":"M1576*VLOOKUP($B1576,$AR$36:$AZ$47,MATCH(AJ$2,$AS$2:$BA$2,0)+1,FALSE)","v":7.3118005066904246E-2},{"$f":"N1576*VLOOKUP($B1576,$AR$36:$AZ$47,MATCH(AK$2,$AS$2:$BA$2,0)+1,FALSE)","v":9.3541462212753154E-2},{"$f":"O1576*VLOOKUP($B1576,$AR$36:$AZ$47,MATCH(AL$2,$AS$2:$BA$2,0)+1,FALSE)","v":7.6201423318952924E-2},{"$f":"P1576*VLOOKUP($B1576,$AR$36:$AZ$47,MATCH(AM$2,$AS$2:$BA$2,0)+1,FALSE)","v":0},{"$f":"Q1576*VLOOKUP($B1576,$AR$36:$AZ$47,MATCH(AN$2,$AS$2:$BA$2,0)+1,FALSE)","v":1.2779066673517241E-3},{"$f":"R1576*VLOOKUP($B1576,$AR$36:$BA$47,MATCH(AO$2,$AS$2:$BA$2,0)+1,FALSE)","v":0},0.83050476612520852]
[2006,3,7,23,null,2013,3,7,23,0.287132784287289,0.32648727394196386,8.9604280101505326E-3,9.817670828369135E-2,8.6202199999999979E-2,6.7402000000000004E-2,2.054543509625487E-5,2.2586829922203139E-3,0,0.87664062295041112,null,null,0.27186162463619756,8.6025101835526432E-2,0.28900498678119468,6.7950069051009615E-2,6.2133639349509467E-2,5.0112389885805225E-3,1.0282554173884491E-5,1.6509556207083089E-3,0,0.78364789881690033,null,{"$f":"J1585*VLOOKUP($B1585,$AR$36:$AZ$47,MATCH(AG$2,$AS$2:$BA$2,0)+1,FALSE)","v":0.26250558304049837},{"$f":"K1585*VLOOKUP($B1585,$AR$36:$AZ$47,MATCH(AH$2,$AS$2:$BA$2,0)+1,FALSE)","v":0.29385435252583075},{"$f":"L1585*VLOOKUP($B1585,$AR$36:$AZ$47,MATCH(AI$2,$AS$2:$BA$2,0)+1,FALSE)","v":5.3017296218537679E-3},{"$f":"M1585*VLOOKUP($B1585,$AR$36:$AZ$47,MATCH(AJ$2,$AS$2:$BA$2,0)+1,FALSE)","v":8.7281703773971459E-2},{"$f":"N1585*VLOOKUP($B1585,$AR$36:$AZ$47,MATCH(AK$2,$AS$2:$BA$2,0)+1,FALSE)","v":6.9162057857966641E-2},{"$f":"O1585*VLOOKUP($B1585,$AR$36:$AZ$47,MATCH(AL$2,$AS$2:$BA$2,0)+1,FALSE)","v":6.1065145638921701E-2},{"$f":"P1585*VLOOKUP($B1585,$AR$36:$AZ$47,MATCH(AM$2,$AS$2:$BA$2,0)+1,FALSE)","v":1.0282554173884491E-5},{"$f":"Q1585*VLOOKUP($B1585,$AR$36:$AZ$47,MATCH(AN$2,$AS$2:$BA$2,0)+1,FALSE)","v":1.5552262801476889E-3},{"$f":"R1585*VLOOKUP($B1585,$AR$36:$BA$47,MATCH(AO$2,$AS$2:$BA$2,0)+1,FALSE)","v":0},0.78073608129336436]
[2006,3,8,7,null,2013,3,8,7,0.26341836158819626,0.36892788206688454,6.8696614744487416E-3,8.3199955477289519E-2,0.10140489999999999,7.1683999999999998E-2,1.5751500240462069E-5,2.1647065356367053E-3,0,0.89768521864269635,null,null,0.24940845371638254,7.2902063715188051E-2,0.32657321185176474,7.9933806296251436E-2,6.6080944232073779E-2,3.8419498912450672E-3,7.8832915333114456E-6,1.5822647244004373E-3,0,0.80033057771883953,null,{"$f":"J1593*VLOOKUP($B1593,$AR$36:$AZ$47,MATCH(AG$2,$AS$2:$BA$2,0)+1,FALSE)","v":0.24082513170316308},{"$f":"K1593*VLOOKUP($B1593,$AR$36:$AZ$47,MATCH(AH$2,$AS$2:$BA$2,0)+1,FALSE)","v":0.33205295448287969},{"$f":"L1593*VLOOKUP($B1593,$AR$36:$AZ$47,MATCH(AI$2,$AS$2:$BA$2,0)+1,FALSE)","v":4.0646593767545555E-3},{"$f":"M1593*VLOOKUP($B1593,$AR$36:$AZ$47,MATCH(AJ$2,$AS$2:$BA$2,0)+1,FALSE)","v":7.3966972359600897E-2},{"$f":"N1593*VLOOKUP($B1593,$AR$36:$AZ$47,MATCH(AK$2,$AS$2:$BA$2,0)+1,FALSE)","v":8.1359542574102772E-2},{"$f":"O1593*VLOOKUP($B1593,$AR$36:$AZ$47,MATCH(AL$2,$AS$2:$BA$2,0)+1,FALSE)","v":6.4944569893778559E-2},{"$f":"P1593*VLOOKUP($B1593,$AR$36:$AZ$47,MATCH(AM$2,$AS$2:$BA$2,0)+1,FALSE)","v":7.8832915333114456E-6},{"$f":"Q1593*VLOOKUP($B1593,$AR$36:$AZ$47,MATCH(AN$2,$AS$2:$BA$2,0)+1,FALSE)","v":1.4905183704952971E-3},{"$f":"R1593*VLOOKUP($B1593,$AR$36:$BA$47,MATCH(AO$2,$AS$2:$BA$2,0)+1,FALSE)","v":0},0.79871223205230824]
[2006,3,8,8,null,2013,3,8,8,0.2794921206563884,0.40869662828607844,0,9.4015277745282483E-2,0.10825449999999999,7.6545000000000002E-2,0,1.855926749719135E-3,0,0.96885945343746849,null,null,0.26462732976753145,8.2378743222507433E-2,0.36177631743261468,8.5333097648117112E-2,7.0561992581944191E-2,0,0,1.3565660651031451E-3,0,0.86603404671781803,null,{"$f":"J1594*VLOOKUP($B1594,$AR$36:$AZ$47,MATCH(AG$2,$AS$2:$BA$2,0)+1,FALSE)","v":0.25552025440160953},{"$f":"K1594*VLOOKUP($B1594,$AR$36:$AZ$47,MATCH(AH$2,$AS$2:$BA$2,0)+1,FALSE)","v":0.36784675137397271},{"$f":"L1594*VLOOKUP($B1594,$AR$36:$AZ$47,MATCH(AI$2,$AS$2:$BA$2,0)+1,FALSE)","v":0},{"$f":"M1594*VLOOKUP($B1594,$AR$36:$AZ$47,MATCH(AJ$2,$AS$2:$BA$2,0)+1,FALSE)","v":8.3582081390220206E-2},{"$f":"N1594*VLOOKUP($B1594,$AR$36:$AZ$47,MATCH(AK$2,$AS$2:$BA$2,0)+1,FALSE)","v":8.6855138179596933E-2},{"$f":"O1594*VLOOKUP($B1594,$AR$36:$AZ$47,MATCH(AL$2,$AS$2:$BA$2,0)+1,FALSE)","v":6.934855898832766E-2},{"$f":"P1594*VLOOKUP($B1594,$AR$36:$AZ$47,MATCH(AM$2,$AS$2:$BA$2,0)+1,FALSE)","v":0},{"$f":"Q1594*VLOOKUP($B1594,$AR$36:$AZ$47,MATCH(AN$2,$AS$2:$BA$2,0)+1,FALSE)","v":1.2779066673517241E-3},{"$f":"R1594*VLOOKUP($B1594,$AR$36:$BA$47,MATCH(AO$2,$AS$2:$BA$2,0)+1,FALSE)","v":0},0.86443069100107872]
[2006,3,8,21,null,2013,3,8,21,0.40476169705652815,0.38971071469214003,8.9604280101505326E-3,9.7195702419632712E-2,9.0796999999999975E-2,6.8126000000000006E-2,2.054543509625487E-5,2.2586829922203139E-3,0,1.0618307706057679,null,null,0.38323444264794621,8.5165517817766989E-2,0.34497007674520447,7.1571983309295109E-2,6.2801049142824875E-2,5.0112389885805225E-3,1.0282554173884491E-5,1.6509556207083089E-3,0,0.95441554682650032,null,{"$f":"J1607*VLOOKUP($B1607,$AR$36:$AZ$47,MATCH(AG$2,$AS$2:$BA$2,0)+1,FALSE)","v":0.37004553674363944},{"$f":"K1607*VLOOKUP($B1607,$AR$36:$AZ$47,MATCH(AH$2,$AS$2:$BA$2,0)+1,FALSE)","v":0.35075850998895053},{"$f":"L1607*VLOOKUP($B1607,$AR$36:$AZ$47,MATCH(AI$2,$AS$2:$BA$2,0)+1,FALSE)","v":5.3017296218537679E-3},{"$f":"M1607*VLOOKUP($B1607,$AR$36:$AZ$47,MATCH(AJ$2,$AS$2:$BA$2,0)+1,FALSE)","v":8.6409563479963272E-2},{"$f":"N1607*VLOOKUP($B1607,$AR$36:$AZ$47,MATCH(AK$2,$AS$2:$BA$2,0)+1,FALSE)","v":7.2848574251350856E-2},{"$f":"O1607*VLOOKUP($B1607,$AR$36:$AZ$47,MATCH(AL$2,$AS$2:$BA$2,0)+1,FALSE)","v":6.1721078184581758E-2},{"$f":"P1607*VLOOKUP($B1607,$AR$36:$AZ$47,MATCH(AM$2,$AS$2:$BA$2,0)+1,FALSE)","v":1.0282554173884491E-5},{"$f":"Q1607*VLOOKUP($B1607,$AR$36:$AZ$47,MATCH(AN$2,$AS$2:$BA$2,0)+1,FALSE)","v":1.5552262801476889E-3},{"$f":"R1607*VLOOKUP($B1607,$AR$36:$BA$47,MATCH(AO$2,$AS$2:$BA$2,0)+1,FALSE)","v":0},0.94865050110466131]
[2006,3,9,1,null,2013,3,9,1,0.21107106110322366,0.31422742026278794,8.9604280101505326E-3,9.3775405129538678E-2,8.2305299999999998E-2,6.0957999999999998E-2,2.054543509625487E-5,2.2586829922203139E-3,0,0.77357684293301721,null,null,0.19984524486690158,8.2168560312959396E-2,0.27815262243721889,6.4878284060778751E-2,5.6193323454309933E-2,5.0112389885805225E-3,1.0282554173884491E-5,1.6509556207083089E-3,0,0.68791051229563127,null,{"$f":"J1611*VLOOKUP($B1611,$AR$36:$AZ$47,MATCH(AG$2,$AS$2:$BA$2,0)+1,FALSE)","v":0.19296762679123716},{"$f":"K1611*VLOOKUP($B1611,$AR$36:$AZ$47,MATCH(AH$2,$AS$2:$BA$2,0)+1,FALSE)","v":0.28281989068767632},{"$f":"L1611*VLOOKUP($B1611,$AR$36:$AZ$47,MATCH(AI$2,$AS$2:$BA$2,0)+1,FALSE)","v":5.3017296218537679E-3},{"$f":"M1611*VLOOKUP($B1611,$AR$36:$AZ$47,MATCH(AJ$2,$AS$2:$BA$2,0)+1,FALSE)","v":8.3368828257610175E-2},{"$f":"N1611*VLOOKUP($B1611,$AR$36:$AZ$47,MATCH(AK$2,$AS$2:$BA$2,0)+1,FALSE)","v":6.6035483092279579E-2},{"$f":"O1611*VLOOKUP($B1611,$AR$36:$AZ$47,MATCH(AL$2,$AS$2:$BA$2,0)+1,FALSE)","v":5.5226983588875532E-2},{"$f":"P1611*VLOOKUP($B1611,$AR$36:$AZ$47,MATCH(AM$2,$AS$2:$BA$2,0)+1,FALSE)","v":1.0282554173884491E-5},{"$f":"Q1611*VLOOKUP($B1611,$AR$36:$AZ$47,MATCH(AN$2,$AS$2:$BA$2,0)+1,FALSE)","v":1.5552262801476889E-3},{"$f":"R1611*VLOOKUP($B1611,$AR$36:$BA$47,MATCH(AO$2,$AS$2:$BA$2,0)+1,FALSE)","v":0},0.68728605087385419]
[2006,3,9,11,null,2013,3,9,11,0.35384838646622763,0.37572450733149376,0,9.4951976932651269E-2,8.6651300000000001E-2,6.6270999999999997E-2,0,1.855926749719135E-3,0,0.9793030974800917,null,null,0.33502895692800999,8.3199504525176202E-2,0.33258955230828219,6.8304078299158841E-2,6.1091042006636918E-2,0,0,1.3565660651031451E-3,0,0.88156970013236735,null,{"$f":"J1621*VLOOKUP($B1621,$AR$36:$AZ$47,MATCH(AG$2,$AS$2:$BA$2,0)+1,FALSE)","v":0.32349902930039148},{"$f":"K1621*VLOOKUP($B1621,$AR$36:$AZ$47,MATCH(AH$2,$AS$2:$BA$2,0)+1,FALSE)","v":0.33817024626083569},{"$f":"L1621*VLOOKUP($B1621,$AR$36:$AZ$47,MATCH(AI$2,$AS$2:$BA$2,0)+1,FALSE)","v":0},{"$f":"M1621*VLOOKUP($B1621,$AR$36:$AZ$47,MATCH(AJ$2,$AS$2:$BA$2,0)+1,FALSE)","v":8.441483187072113E-2},{"$f":"N1621*VLOOKUP($B1621,$AR$36:$AZ$47,MATCH(AK$2,$AS$2:$BA$2,0)+1,FALSE)","v":6.9522381378526607E-2},{"$f":"O1621*VLOOKUP($B1621,$AR$36:$AZ$47,MATCH(AL$2,$AS$2:$BA$2,0)+1,FALSE)","v":6.004047753237262E-2},{"$f":"P1621*VLOOKUP($B1621,$AR$36:$AZ$47,MATCH(AM$2,$AS$2:$BA$2,0)+1,FALSE)","v":0},{"$f":"Q1621*VLOOKUP($B1621,$AR$36:$AZ$47,MATCH(AN$2,$AS$2:$BA$2,0)+1,FALSE)","v":1.2779066673517241E-3},{"$f":"R1621*VLOOKUP($B1621,$AR$36:$BA$47,MATCH(AO$2,$AS$2:$BA$2,0)+1,FALSE)","v":0},0.87692487301019939]
[2006,3,9,18,null,2013,3,9,18,0.37622618780539141,0.35635688336683796,0,8.8448051138770148E-2,8.3477599999999971E-2,6.6109000000000001E-2,0,1.855926749719135E-3,0,0.97247364906071865,null,null,0.3562165947066489,7.7500587862248407E-2,0.31544542341067777,6.5802365649746286E-2,6.0941704456198946E-2,0,0,1.3565660651031451E-3,0,0.87726324215062346,null,{"$f":"J1628*VLOOKUP($B1628,$AR$36:$AZ$47,MATCH(AG$2,$AS$2:$BA$2,0)+1,FALSE)","v":0.34395750046481322},{"$f":"K1628*VLOOKUP($B1628,$AR$36:$AZ$47,MATCH(AH$2,$AS$2:$BA$2,0)+1,FALSE)","v":0.32073844706271637},{"$f":"L1628*VLOOKUP($B1628,$AR$36:$AZ$47,MATCH(AI$2,$AS$2:$BA$2,0)+1,FALSE)","v":0},{"$f":"M1628*VLOOKUP($B1628,$AR$36:$AZ$47,MATCH(AJ$2,$AS$2:$BA$2,0)+1,FALSE)","v":7.863266892766263E-2},{"$f":"N1628*VLOOKUP($B1628,$AR$36:$AZ$47,MATCH(AK$2,$AS$2:$BA$2,0)+1,FALSE)","v":6.6976047027154706E-2},{"$f":"O1628*VLOOKUP($B1628,$AR$36:$AZ$47,MATCH(AL$2,$AS$2:$BA$2,0)+1,FALSE)","v":5.9893708095360293E-2},{"$f":"P1628*VLOOKUP($B1628,$AR$36:$AZ$47,MATCH(AM$2,$AS$2:$BA$2,0)+1,FALSE)","v":0},{"$f":"Q1628*VLOOKUP($B1628,$AR$36:$AZ$47,MATCH(AN$2,$AS$2:$BA$2,0)+1,FALSE)","v":1.2779066673517241E-3},{"$f":"R1628*VLOOKUP($B1628,$AR$36:$BA$47,MATCH(AO$2,$AS$2:$BA$2,0)+1,FALSE)","v":0},0.87147627824505902]
[2006,3,10,1,null,2013,3,10,1,0.24322305087822513,0.3278982369610271,8.9604280101505326E-3,0.11742329264337745,7.9645200000000013E-2,6.1216E-2,2.054543509625487E-5,2.2586829922203139E-3,0,0.84064543692009674,null,null,0.23028723078367752,0.10288948248621772,0.29025396455527358,6.2781423671106687E-2,5.6431157330933381E-2,5.0112389885805225E-3,1.0282554173884491E-5,1.6509556207083089E-3,0,0.74931573599067158,null,{"$f":"J1635*VLOOKUP($B1635,$AR$36:$AZ$47,MATCH(AG$2,$AS$2:$BA$2,0)+1,FALSE)","v":0.22236196029706989},{"$f":"K1635*VLOOKUP($B1635,$AR$36:$AZ$47,MATCH(AH$2,$AS$2:$BA$2,0)+1,FALSE)","v":0.29512428755085846},{"$f":"L1635*VLOOKUP($B1635,$AR$36:$AZ$47,MATCH(AI$2,$AS$2:$BA$2,0)+1,FALSE)","v":5.3017296218537679E-3},{"$f":"M1635*VLOOKUP($B1635,$AR$36:$AZ$47,MATCH(AJ$2,$AS$2:$BA$2,0)+1,FALSE)","v":0.10439242895624901},{"$f":"N1635*VLOOKUP($B1635,$AR$36:$AZ$47,MATCH(AK$2,$AS$2:$BA$2,0)+1,FALSE)","v":6.3901222132489971E-2},{"$f":"O1635*VLOOKUP($B1635,$AR$36:$AZ$47,MATCH(AL$2,$AS$2:$BA$2,0)+1,FALSE)","v":5.5460727507080358E-2},{"$f":"P1635*VLOOKUP($B1635,$AR$36:$AZ$47,MATCH(AM$2,$AS$2:$BA$2,0)+1,FALSE)","v":1.0282554173884491E-5},{"$f":"Q1635*VLOOKUP($B1635,$AR$36:$AZ$47,MATCH(AN$2,$AS$2:$BA$2,0)+1,FALSE)","v":1.5552262801476889E-3},{"$f":"R1635*VLOOKUP($B1635,$AR$36:$BA$47,MATCH(AO$2,$AS$2:$BA$2,0)+1,FALSE)","v":0},0.74810786489992298]
[2006,3,10,11,null,2013,3,10,11,0.34870629905263362,0.40879834865670139,0,0.14339968207409473,8.7121399999999988E-2,6.5887000000000001E-2,0,1.855926749719135E-3,0,1.0557686565331488,null,null,0.33016035147861517,0.12565070136554279,0.36186635982236026,6.867464108596566E-2,6.0737056701895054E-2,0,0,1.3565660651031451E-3,0,0.94844567651948219,null,{"$f":"J1645*VLOOKUP($B1645,$AR$36:$AZ$47,MATCH(AG$2,$AS$2:$BA$2,0)+1,FALSE)","v":0.31879797554262851},{"$f":"K1645*VLOOKUP($B1645,$AR$36:$AZ$47,MATCH(AH$2,$AS$2:$BA$2,0)+1,FALSE)","v":0.36793830463204369},{"$f":"L1645*VLOOKUP($B1645,$AR$36:$AZ$47,MATCH(AI$2,$AS$2:$BA$2,0)+1,FALSE)","v":0},{"$f":"M1645*VLOOKUP($B1645,$AR$36:$AZ$47,MATCH(AJ$2,$AS$2:$BA$2,0)+1,FALSE)","v":0.12748612976416066},{"$f":"N1645*VLOOKUP($B1645,$AR$36:$AZ$47,MATCH(AK$2,$AS$2:$BA$2,0)+1,FALSE)","v":6.9899553694303104E-2},{"$f":"O1645*VLOOKUP($B1645,$AR$36:$AZ$47,MATCH(AL$2,$AS$2:$BA$2,0)+1,FALSE)","v":5.9692579607602651E-2},{"$f":"P1645*VLOOKUP($B1645,$AR$36:$AZ$47,MATCH(AM$2,$AS$2:$BA$2,0)+1,FALSE)","v":0},{"$f":"Q1645*VLOOKUP($B1645,$AR$36:$AZ$47,MATCH(AN$2,$AS$2:$BA$2,0)+1,FALSE)","v":1.2779066673517241E-3},{"$f":"R1645*VLOOKUP($B1645,$AR$36:$BA$47,MATCH(AO$2,$AS$2:$BA$2,0)+1,FALSE)","v":0},0.94509244990809027]
[2006,3,10,18,null,2013,3,10,18,0.44525309514014327,0.37156751506950614,1.7920856020301067E-3,0.11255239251417404,8.2929599999999964E-2,6.5002000000000004E-2,4.109087019250974E-6,1.9364779982193711E-3,0,1.0810372754110922,null,null,0.42157230536928758,9.8621467322839024E-2,0.32890980246927676,6.537039711715717E-2,5.9921231194872776E-2,1.0022477977161045E-3,2.0565108347768985E-6,1.4154439762241781E-3,0,0.97681495175820832,null,{"$f":"J1652*VLOOKUP($B1652,$AR$36:$AZ$47,MATCH(AG$2,$AS$2:$BA$2,0)+1,FALSE)","v":0.40706401266741032},{"$f":"K1652*VLOOKUP($B1652,$AR$36:$AZ$47,MATCH(AH$2,$AS$2:$BA$2,0)+1,FALSE)","v":0.33442875197576777},{"$f":"L1652*VLOOKUP($B1652,$AR$36:$AZ$47,MATCH(AI$2,$AS$2:$BA$2,0)+1,FALSE)","v":1.0603459243707536E-3},{"$f":"M1652*VLOOKUP($B1652,$AR$36:$AZ$47,MATCH(AJ$2,$AS$2:$BA$2,0)+1,FALSE)","v":0.10006206924443992},{"$f":"N1652*VLOOKUP($B1652,$AR$36:$AZ$47,MATCH(AK$2,$AS$2:$BA$2,0)+1,FALSE)","v":6.6536373704360552E-2},{"$f":"O1652*VLOOKUP($B1652,$AR$36:$AZ$47,MATCH(AL$2,$AS$2:$BA$2,0)+1,FALSE)","v":5.8890783609109348E-2},{"$f":"P1652*VLOOKUP($B1652,$AR$36:$AZ$47,MATCH(AM$2,$AS$2:$BA$2,0)+1,FALSE)","v":2.0565108347768985E-6},{"$f":"Q1652*VLOOKUP($B1652,$AR$36:$AZ$47,MATCH(AN$2,$AS$2:$BA$2,0)+1,FALSE)","v":1.3333705899109172E-3},{"$f":"R1652*VLOOKUP($B1652,$AR$36:$BA$47,MATCH(AO$2,$AS$2:$BA$2,0)+1,FALSE)","v":0},0.96937776422620447]
[2006,3,10,20,null,2013,3,10,20,0.49321992155534322,0.36239423602197474,8.9604280101505326E-3,0.11007579492164919,8.2955699999999966E-2,6.4449000000000006E-2,2.054543509625487E-5,2.2586829922203139E-3,0,1.1243343089364342,null,null,0.46698801570082293,9.645140515812535E-2,0.32078965935355064,6.5390970800917339E-2,5.9411455482575239E-2,5.0112389885805225E-3,1.0282554173884491E-5,1.6509556207083089E-3,0,1.0157039836594544,null,{"$f":"J1654*VLOOKUP($B1654,$AR$36:$AZ$47,MATCH(AG$2,$AS$2:$BA$2,0)+1,FALSE)","v":0.45091675406013837},{"$f":"K1654*VLOOKUP($B1654,$AR$36:$AZ$47,MATCH(AH$2,$AS$2:$BA$2,0)+1,FALSE)","v":0.32617235673406447},{"$f":"L1654*VLOOKUP($B1654,$AR$36:$AZ$47,MATCH(AI$2,$AS$2:$BA$2,0)+1,FALSE)","v":5.3017296218537679E-3},{"$f":"M1654*VLOOKUP($B1654,$AR$36:$AZ$47,MATCH(AJ$2,$AS$2:$BA$2,0)+1,FALSE)","v":9.78603081422703E-2},{"$f":"N1654*VLOOKUP($B1654,$AR$36:$AZ$47,MATCH(AK$2,$AS$2:$BA$2,0)+1,FALSE)","v":6.6557314349843993E-2},{"$f":"O1654*VLOOKUP($B1654,$AR$36:$AZ$47,MATCH(AL$2,$AS$2:$BA$2,0)+1,FALSE)","v":5.8389774358073424E-2},{"$f":"P1654*VLOOKUP($B1654,$AR$36:$AZ$47,MATCH(AM$2,$AS$2:$BA$2,0)+1,FALSE)","v":1.0282554173884491E-5},{"$f":"Q1654*VLOOKUP($B1654,$AR$36:$AZ$47,MATCH(AN$2,$AS$2:$BA$2,0)+1,FALSE)","v":1.5552262801476889E-3},{"$f":"R1654*VLOOKUP($B1654,$AR$36:$BA$47,MATCH(AO$2,$AS$2:$BA$2,0)+1,FALSE)","v":0},1.0067637461005661]
[2006,3,11,8,null,2013,3,11,8,0.24258397340446344,0.38962548186236035,0,8.5880053787945693E-2,0.11366229999999997,7.8234999999999999E-2,0,1.855926749719135E-3,0,0.91184273580448871,null,null,0.22968214265096393,7.5250438743582823E-2,0.34489462904843393,8.9595870331575872E-2,7.2119896657500862E-2,0,0,1.3565660651031451E-3,0,0.81289954349716065,null,{"$f":"J1666*VLOOKUP($B1666,$AR$36:$AZ$47,MATCH(AG$2,$AS$2:$BA$2,0)+1,FALSE)","v":0.22177769610280776},{"$f":"K1666*VLOOKUP($B1666,$AR$36:$AZ$47,MATCH(AH$2,$AS$2:$BA$2,0)+1,FALSE)","v":0.35068179631583718},{"$f":"L1666*VLOOKUP($B1666,$AR$36:$AZ$47,MATCH(AI$2,$AS$2:$BA$2,0)+1,FALSE)","v":0},{"$f":"M1666*VLOOKUP($B1666,$AR$36:$AZ$47,MATCH(AJ$2,$AS$2:$BA$2,0)+1,FALSE)","v":7.6349651010425776E-2},{"$f":"N1666*VLOOKUP($B1666,$AR$36:$AZ$47,MATCH(AK$2,$AS$2:$BA$2,0)+1,FALSE)","v":9.1193943644936687E-2},{"$f":"O1666*VLOOKUP($B1666,$AR$36:$AZ$47,MATCH(AL$2,$AS$2:$BA$2,0)+1,FALSE)","v":7.0879672250987194E-2},{"$f":"P1666*VLOOKUP($B1666,$AR$36:$AZ$47,MATCH(AM$2,$AS$2:$BA$2,0)+1,FALSE)","v":0},{"$f":"Q1666*VLOOKUP($B1666,$AR$36:$AZ$47,MATCH(AN$2,$AS$2:$BA$2,0)+1,FALSE)","v":1.2779066673517241E-3},{"$f":"R1666*VLOOKUP($B1666,$AR$36:$BA$47,MATCH(AO$2,$AS$2:$BA$2,0)+1,FALSE)","v":0},0.81216066599234638]
[2006,3,11,13,null,2013,3,11,13,0.26156773299485131,0.42259597663890613,0,8.3548291794257545E-2,0.11803659999999998,8.1041000000000002E-2,0,1.855926749719135E-3,0,0.96864552817773408,null,null,0.24765625082100862,7.3207285469553629E-2,0.3740799546876773,9.3043972433956457E-2,7.47065705249636E-2,0,0,1.3565660651031451E-3,0,0.86405060000226275,null,{"$f":"J1671*VLOOKUP($B1671,$AR$36:$AZ$47,MATCH(AG$2,$AS$2:$BA$2,0)+1,FALSE)","v":0.239133230379205},{"$f":"K1671*VLOOKUP($B1671,$AR$36:$AZ$47,MATCH(AH$2,$AS$2:$BA$2,0)+1,FALSE)","v":0.38035683779001228},{"$f":"L1671*VLOOKUP($B1671,$AR$36:$AZ$47,MATCH(AI$2,$AS$2:$BA$2,0)+1,FALSE)","v":0},{"$f":"M1671*VLOOKUP($B1671,$AR$36:$AZ$47,MATCH(AJ$2,$AS$2:$BA$2,0)+1,FALSE)","v":7.4276652606197327E-2},{"$f":"N1671*VLOOKUP($B1671,$AR$36:$AZ$47,MATCH(AK$2,$AS$2:$BA$2,0)+1,FALSE)","v":9.4703547688546996E-2},{"$f":"O1671*VLOOKUP($B1671,$AR$36:$AZ$47,MATCH(AL$2,$AS$2:$BA$2,0)+1,FALSE)","v":7.342186385750947E-2},{"$f":"P1671*VLOOKUP($B1671,$AR$36:$AZ$47,MATCH(AM$2,$AS$2:$BA$2,0)+1,FALSE)","v":0},{"$f":"Q1671*VLOOKUP($B1671,$AR$36:$AZ$47,MATCH(AN$2,$AS$2:$BA$2,0)+1,FALSE)","v":1.2779066673517241E-3},{"$f":"R1671*VLOOKUP($B1671,$AR$36:$BA$47,MATCH(AO$2,$AS$2:$BA$2,0)+1,FALSE)","v":0},0.86317003898882272]
[2006,3,11,22,null,2013,3,11,22,0.3196926281354574,0.34674879309990175,8.9604280101505326E-3,8.9279712603390168E-2,8.6651800000000015E-2,6.5237000000000003E-2,2.054543509625487E-5,2.2586829922203139E-3,0,0.91884959027621638,null,null,0.30268977290368126,7.8229312255613553E-2,0.3069403874652889,6.830447243103166E-2,6.0137862826680946E-2,5.0112389885805225E-3,1.0282554173884491E-5,1.6509556207083089E-3,0,0.82297428504575898,null,{"$f":"J1680*VLOOKUP($B1680,$AR$36:$AZ$47,MATCH(AG$2,$AS$2:$BA$2,0)+1,FALSE)","v":0.2922727892279996},{"$f":"K1680*VLOOKUP($B1680,$AR$36:$AZ$47,MATCH(AH$2,$AS$2:$BA$2,0)+1,FALSE)","v":0.31209070067336658},{"$f":"L1680*VLOOKUP($B1680,$AR$36:$AZ$47,MATCH(AI$2,$AS$2:$BA$2,0)+1,FALSE)","v":5.3017296218537679E-3},{"$f":"M1680*VLOOKUP($B1680,$AR$36:$AZ$47,MATCH(AJ$2,$AS$2:$BA$2,0)+1,FALSE)","v":7.937203808012433E-2},{"$f":"N1680*VLOOKUP($B1680,$AR$36:$AZ$47,MATCH(AK$2,$AS$2:$BA$2,0)+1,FALSE)","v":6.952278254031749E-2},{"$f":"O1680*VLOOKUP($B1680,$AR$36:$AZ$47,MATCH(AL$2,$AS$2:$BA$2,0)+1,FALSE)","v":5.9103689891195139E-2},{"$f":"P1680*VLOOKUP($B1680,$AR$36:$AZ$47,MATCH(AM$2,$AS$2:$BA$2,0)+1,FALSE)","v":1.0282554173884491E-5},{"$f":"Q1680*VLOOKUP($B1680,$AR$36:$AZ$47,MATCH(AN$2,$AS$2:$BA$2,0)+1,FALSE)","v":1.5552262801476889E-3},{"$f":"R1680*VLOOKUP($B1680,$AR$36:$BA$47,MATCH(AO$2,$AS$2:$BA$2,0)+1,FALSE)","v":0},0.81922923886917864]
[2006,3,12,6,null,2013,3,12,6,0.20434769519136975,0.3190819480904083,8.9604280101505326E-3,6.8145078024796316E-2,0.10004449999999999,6.9735000000000005E-2,2.054543509625487E-5,2.2586829922203139E-3,0,0.77259387774404131,null,null,0.19347946123004803,5.9710570655247736E-2,0.28244982745140196,7.8861452296736426E-2,6.4284284443162559E-2,5.0112389885805225E-3,1.0282554173884491E-5,1.6509556207083089E-3,0,0.68545807324005947,null,{"$f":"J1688*VLOOKUP($B1688,$AR$36:$AZ$47,MATCH(AG$2,$AS$2:$BA$2,0)+1,FALSE)","v":0.18682091981360432},{"$f":"K1688*VLOOKUP($B1688,$AR$36:$AZ$47,MATCH(AH$2,$AS$2:$BA$2,0)+1,FALSE)","v":0.28718920075106824},{"$f":"L1688*VLOOKUP($B1688,$AR$36:$AZ$47,MATCH(AI$2,$AS$2:$BA$2,0)+1,FALSE)","v":5.3017296218537679E-3},{"$f":"M1688*VLOOKUP($B1688,$AR$36:$AZ$47,MATCH(AJ$2,$AS$2:$BA$2,0)+1,FALSE)","v":6.0582786057846144E-2},{"$f":"N1688*VLOOKUP($B1688,$AR$36:$AZ$47,MATCH(AK$2,$AS$2:$BA$2,0)+1,FALSE)","v":8.0268061573502122E-2},{"$f":"O1688*VLOOKUP($B1688,$AR$36:$AZ$47,MATCH(AL$2,$AS$2:$BA$2,0)+1,FALSE)","v":6.3178806728735118E-2},{"$f":"P1688*VLOOKUP($B1688,$AR$36:$AZ$47,MATCH(AM$2,$AS$2:$BA$2,0)+1,FALSE)","v":1.0282554173884491E-5},{"$f":"Q1688*VLOOKUP($B1688,$AR$36:$AZ$47,MATCH(AN$2,$AS$2:$BA$2,0)+1,FALSE)","v":1.5552262801476889E-3},{"$f":"R1688*VLOOKUP($B1688,$AR$36:$BA$47,MATCH(AO$2,$AS$2:$BA$2,0)+1,FALSE)","v":0},0.6849070133809313]
[2006,3,12,12,null,2013,3,12,12,0.23040516757317075,0.43172146328400807,0,8.305560616988393E-2,0.11794229999999997,8.2344000000000001E-2,0,1.855926749719135E-3,0,0.94732446377678181,null,null,0.21815106671464288,7.2775580926280808E-2,0.38215779219539114,9.2969639162746323E-2,7.5907723785585107E-2,0,0,1.3565660651031451E-3,0,0.84331836884974942,null,{"$f":"J1694*VLOOKUP($B1694,$AR$36:$AZ$47,MATCH(AG$2,$AS$2:$BA$2,0)+1,FALSE)","v":0.21064345891210867},{"$f":"K1694*VLOOKUP($B1694,$AR$36:$AZ$47,MATCH(AH$2,$AS$2:$BA$2,0)+1,FALSE)","v":0.38857021755579213},{"$f":"L1694*VLOOKUP($B1694,$AR$36:$AZ$47,MATCH(AI$2,$AS$2:$BA$2,0)+1,FALSE)","v":0},{"$f":"M1694*VLOOKUP($B1694,$AR$36:$AZ$47,MATCH(AJ$2,$AS$2:$BA$2,0)+1,FALSE)","v":7.3838641987670456E-2},{"$f":"N1694*VLOOKUP($B1694,$AR$36:$AZ$47,MATCH(AK$2,$AS$2:$BA$2,0)+1,FALSE)","v":9.4627888574788793E-2},{"$f":"O1694*VLOOKUP($B1694,$AR$36:$AZ$47,MATCH(AL$2,$AS$2:$BA$2,0)+1,FALSE)","v":7.4602361242861751E-2},{"$f":"P1694*VLOOKUP($B1694,$AR$36:$AZ$47,MATCH(AM$2,$AS$2:$BA$2,0)+1,FALSE)","v":0},{"$f":"Q1694*VLOOKUP($B1694,$AR$36:$AZ$47,MATCH(AN$2,$AS$2:$BA$2,0)+1,FALSE)","v":1.2779066673517241E-3},{"$f":"R1694*VLOOKUP($B1694,$AR$36:$BA$47,MATCH(AO$2,$AS$2:$BA$2,0)+1,FALSE)","v":0},0.84356047494057351]
[2006,3,12,23,null,2013,3,12,23,0.28672276647727962,0.32434370742040503,8.9604280101505326E-3,9.6791764001569261E-2,8.4987400000000018E-2,6.4685999999999994E-2,2.054543509625487E-5,2.2586829922203139E-3,0,0.86877129433672107,null,null,0.27147341362701027,8.481157599025349E-2,0.28710751186050959,6.6992486252854061E-2,5.9629930787845599E-2,5.0112389885805225E-3,1.0282554173884491E-5,1.6509556207083089E-3,0,0.77668739568193557,null,{"$f":"J1705*VLOOKUP($B1705,$AR$36:$AZ$47,MATCH(AG$2,$AS$2:$BA$2,0)+1,FALSE)","v":0.26213073220435767},{"$f":"K1705*VLOOKUP($B1705,$AR$36:$AZ$47,MATCH(AH$2,$AS$2:$BA$2,0)+1,FALSE)","v":0.29192503888158533},{"$f":"L1705*VLOOKUP($B1705,$AR$36:$AZ$47,MATCH(AI$2,$AS$2:$BA$2,0)+1,FALSE)","v":5.3017296218537679E-3},{"$f":"M1705*VLOOKUP($B1705,$AR$36:$AZ$47,MATCH(AJ$2,$AS$2:$BA$2,0)+1,FALSE)","v":8.6050451487264715E-2},{"$f":"N1705*VLOOKUP($B1705,$AR$36:$AZ$47,MATCH(AK$2,$AS$2:$BA$2,0)+1,FALSE)","v":6.8187395170867526E-2},{"$f":"O1705*VLOOKUP($B1705,$AR$36:$AZ$47,MATCH(AL$2,$AS$2:$BA$2,0)+1,FALSE)","v":5.8604492608517376E-2},{"$f":"P1705*VLOOKUP($B1705,$AR$36:$AZ$47,MATCH(AM$2,$AS$2:$BA$2,0)+1,FALSE)","v":1.0282554173884491E-5},{"$f":"Q1705*VLOOKUP($B1705,$AR$36:$AZ$47,MATCH(AN$2,$AS$2:$BA$2,0)+1,FALSE)","v":1.5552262801476889E-3},{"$f":"R1705*VLOOKUP($B1705,$AR$36:$BA$47,MATCH(AO$2,$AS$2:$BA$2,0)+1,FALSE)","v":0},0.77376534880876813]
[2006,3,13,5,null,2013,3,13,5,0.21596305940916971,0.3367363354019911,8.9604280101505326E-3,9.444523660619944E-2,8.9161199999999968E-2,6.5152000000000002E-2,2.054543509625487E-5,2.2586829922203139E-3,0,0.81269748785482721,null,null,0.20447706220003256,8.2755484869707394E-2,0.29807740738739985,7.0282541474241692E-2,6.0059506704537566E-2,5.0112389885805225E-3,1.0282554173884491E-5,1.6509556207083089E-3,0,0.72232447979938175,null,{"$f":"J1711*VLOOKUP($B1711,$AR$36:$AZ$47,MATCH(AG$2,$AS$2:$BA$2,0)+1,FALSE)","v":0.19744004142937413},{"$f":"K1711*VLOOKUP($B1711,$AR$36:$AZ$47,MATCH(AH$2,$AS$2:$BA$2,0)+1,FALSE)","v":0.30307900401980942},{"$f":"L1711*VLOOKUP($B1711,$AR$36:$AZ$47,MATCH(AI$2,$AS$2:$BA$2,0)+1,FALSE)","v":5.3017296218537679E-3},{"$f":"M1711*VLOOKUP($B1711,$AR$36:$AZ$47,MATCH(AJ$2,$AS$2:$BA$2,0)+1,FALSE)","v":8.396432624839073E-2},{"$f":"N1711*VLOOKUP($B1711,$AR$36:$AZ$47,MATCH(AK$2,$AS$2:$BA$2,0)+1,FALSE)","v":7.1536133336338681E-2},{"$f":"O1711*VLOOKUP($B1711,$AR$36:$AZ$47,MATCH(AL$2,$AS$2:$BA$2,0)+1,FALSE)","v":5.9026681235972621E-2},{"$f":"P1711*VLOOKUP($B1711,$AR$36:$AZ$47,MATCH(AM$2,$AS$2:$BA$2,0)+1,FALSE)","v":1.0282554173884491E-5},{"$f":"Q1711*VLOOKUP($B1711,$AR$36:$AZ$47,MATCH(AN$2,$AS$2:$BA$2,0)+1,FALSE)","v":1.5552262801476889E-3},{"$f":"R1711*VLOOKUP($B1711,$AR$36:$BA$47,MATCH(AO$2,$AS$2:$BA$2,0)+1,FALSE)","v":0},0.7219134247260609]
[2006,3,13,8,null,2013,3,13,8,0.3001859948664839,0.43943142693536352,0,0.10502652151156057,0.11522350000000001,7.8947000000000003E-2,0,1.855926749719135E-3,0,1.0406703700631272,null,null,0.28422060009623323,9.2027094474952401E-2,0.38898261546105867,9.0826507691207509E-2,7.2776244410043087E-2,0,0,1.3565660651031451E-3,0,0.93018962819859796,null,{"$f":"J1714*VLOOKUP($B1714,$AR$36:$AZ$47,MATCH(AG$2,$AS$2:$BA$2,0)+1,FALSE)","v":0.27443922782490432},{"$f":"K1714*VLOOKUP($B1714,$AR$36:$AZ$47,MATCH(AH$2,$AS$2:$BA$2,0)+1,FALSE)","v":0.3955095580985708},{"$f":"L1714*VLOOKUP($B1714,$AR$36:$AZ$47,MATCH(AI$2,$AS$2:$BA$2,0)+1,FALSE)","v":0},{"$f":"M1714*VLOOKUP($B1714,$AR$36:$AZ$47,MATCH(AJ$2,$AS$2:$BA$2,0)+1,FALSE)","v":9.337136984155163E-2},{"$f":"N1714*VLOOKUP($B1714,$AR$36:$AZ$47,MATCH(AK$2,$AS$2:$BA$2,0)+1,FALSE)","v":9.2446531220750999E-2},{"$f":"O1714*VLOOKUP($B1714,$AR$36:$AZ$47,MATCH(AL$2,$AS$2:$BA$2,0)+1,FALSE)","v":7.1524732986498196E-2},{"$f":"P1714*VLOOKUP($B1714,$AR$36:$AZ$47,MATCH(AM$2,$AS$2:$BA$2,0)+1,FALSE)","v":0},{"$f":"Q1714*VLOOKUP($B1714,$AR$36:$AZ$47,MATCH(AN$2,$AS$2:$BA$2,0)+1,FALSE)","v":1.2779066673517241E-3},{"$f":"R1714*VLOOKUP($B1714,$AR$36:$BA$47,MATCH(AO$2,$AS$2:$BA$2,0)+1,FALSE)","v":0},0.92856932663962766]
[2006,3,13,19,null,2013,3,13,19,0.41895843978197395,0.4310965444117153,8.9604280101505326E-3,0.10205553196254991,9.5066800000000021E-2,7.0776000000000006E-2,2.054543509625487E-5,2.2586829922203139E-3,0,1.1291929725937062,null,null,0.3966761314870032,8.9423832632363379E-2,0.38160461697282982,7.4937711850260477E-2,6.5243916480236225E-2,5.0112389885805225E-3,1.0282554173884491E-5,1.6509556207083089E-3,0,1.0145586865861558,null,{"$f":"J1725*VLOOKUP($B1725,$AR$36:$AZ$47,MATCH(AG$2,$AS$2:$BA$2,0)+1,FALSE)","v":0.38302463362966538},{"$f":"K1725*VLOOKUP($B1725,$AR$36:$AZ$47,MATCH(AH$2,$AS$2:$BA$2,0)+1,FALSE)","v":0.38800776031701045},{"$f":"L1725*VLOOKUP($B1725,$AR$36:$AZ$47,MATCH(AI$2,$AS$2:$BA$2,0)+1,FALSE)","v":5.3017296218537679E-3},{"$f":"M1725*VLOOKUP($B1725,$AR$36:$AZ$47,MATCH(AJ$2,$AS$2:$BA$2,0)+1,FALSE)","v":9.0730081146243133E-2},{"$f":"N1725*VLOOKUP($B1725,$AR$36:$AZ$47,MATCH(AK$2,$AS$2:$BA$2,0)+1,FALSE)","v":7.6274335480669239E-2},{"$f":"O1725*VLOOKUP($B1725,$AR$36:$AZ$47,MATCH(AL$2,$AS$2:$BA$2,0)+1,FALSE)","v":6.4121936259166235E-2},{"$f":"P1725*VLOOKUP($B1725,$AR$36:$AZ$47,MATCH(AM$2,$AS$2:$BA$2,0)+1,FALSE)","v":1.0282554173884491E-5},{"$f":"Q1725*VLOOKUP($B1725,$AR$36:$AZ$47,MATCH(AN$2,$AS$2:$BA$2,0)+1,FALSE)","v":1.5552262801476889E-3},{"$f":"R1725*VLOOKUP($B1725,$AR$36:$BA$47,MATCH(AO$2,$AS$2:$BA$2,0)+1,FALSE)","v":0},1.0090259852889298]
[2006,3,14,1,null,2013,3,14,1,0.23927364185451533,0.36688668063830787,8.9604280101505326E-3,0.11825982518235592,8.4263399999999974E-2,6.2773999999999996E-2,2.054543509625487E-5,2.2586829922203139E-3,0,0.88269720411264607,null,null,{"$f":"$J1731*$AS$6","v":0.22654787111353852},{"$f":"$M1731*$AV$6","v":0.10362247504741066},{"$f":"$K1731*$AT$6","v":0.32476635002600052},{"$f":"$N1731*$AW$6","v":6.6421783301039219E-2},{"$f":"$O1731*$AX$6","v":5.7867378957985029E-2},{"$f":"$L1731*$AU$6","v":5.0112389885805225E-3},{"$f":"$P1731*$AY$6","v":1.0282554173884491E-5},{"$f":"$Q1731*$AZ$6","v":1.6509556207083089E-3},0,{"$f":"SUM(V1731:AD1731)","v":0.78589833560943656},null,{"$f":"J1731*VLOOKUP($B1731,$AR$36:$AZ$47,MATCH(AG$2,$AS$2:$BA$2,0)+1,FALSE)","v":0.21875128964165272},{"$f":"K1731*VLOOKUP($B1731,$AR$36:$AZ$47,MATCH(AH$2,$AS$2:$BA$2,0)+1,FALSE)","v":0.330215774378041},{"$f":"L1731*VLOOKUP($B1731,$AR$36:$AZ$47,MATCH(AI$2,$AS$2:$BA$2,0)+1,FALSE)","v":5.3017296218537679E-3},{"$f":"M1731*VLOOKUP($B1731,$AR$36:$AZ$47,MATCH(AJ$2,$AS$2:$BA$2,0)+1,FALSE)","v":0.10513612862331695},{"$f":"N1731*VLOOKUP($B1731,$AR$36:$AZ$47,MATCH(AK$2,$AS$2:$BA$2,0)+1,FALSE)","v":6.7606512897686905E-2},{"$f":"O1731*VLOOKUP($B1731,$AR$36:$AZ$47,MATCH(AL$2,$AS$2:$BA$2,0)+1,FALSE)","v":5.6872250858100208E-2},{"$f":"P1731*VLOOKUP($B1731,$AR$36:$AZ$47,MATCH(AM$2,$AS$2:$BA$2,0)+1,FALSE)","v":1.0282554173884491E-5},{"$f":"Q1731*VLOOKUP($B1731,$AR$36:$AZ$47,MATCH(AN$2,$AS$2:$BA$2,0)+1,FALSE)","v":1.5552262801476889E-3},{"$f":"R1731*VLOOKUP($B1731,$AR$36:$BA$47,MATCH(AO$2,$AS$2:$BA$2,0)+1,FALSE)","v":0},0.78544919485497333]
[2006,3,14,9,null,2013,3,14,9,0.29953724601831211,0.50743959161707153,0,0.13519006235429559,0.1188017,8.2205E-2,0,1.855926749719135E-3,0,1.1450295267393984,null,null,0.28360635496124237,0.11845720929626365,0.44918312036142466,9.3647073025715469E-2,7.5779588479962398E-2,0,0,1.3565660651031451E-3,0,1.0220299121897116,null,{"$f":"J1739*VLOOKUP($B1739,$AR$36:$AZ$47,MATCH(AG$2,$AS$2:$BA$2,0)+1,FALSE)","v":0.27384612176403111},{"$f":"K1739*VLOOKUP($B1739,$AR$36:$AZ$47,MATCH(AH$2,$AS$2:$BA$2,0)+1,FALSE)","v":0.4567201987392403},{"$f":"L1739*VLOOKUP($B1739,$AR$36:$AZ$47,MATCH(AI$2,$AS$2:$BA$2,0)+1,FALSE)","v":0},{"$f":"M1739*VLOOKUP($B1739,$AR$36:$AZ$47,MATCH(AJ$2,$AS$2:$BA$2,0)+1,FALSE)","v":0.12018755957366373},{"$f":"N1739*VLOOKUP($B1739,$AR$36:$AZ$47,MATCH(AK$2,$AS$2:$BA$2,0)+1,FALSE)","v":9.5317405460937157E-2},{"$f":"O1739*VLOOKUP($B1739,$AR$36:$AZ$47,MATCH(AL$2,$AS$2:$BA$2,0)+1,FALSE)","v":7.4476429441968459E-2},{"$f":"P1739*VLOOKUP($B1739,$AR$36:$AZ$47,MATCH(AM$2,$AS$2:$BA$2,0)+1,FALSE)","v":0},{"$f":"Q1739*VLOOKUP($B1739,$AR$36:$AZ$47,MATCH(AN$2,$AS$2:$BA$2,0)+1,FALSE)","v":1.2779066673517241E-3},{"$f":"R1739*VLOOKUP($B1739,$AR$36:$BA$47,MATCH(AO$2,$AS$2:$BA$2,0)+1,FALSE)","v":0},1.0218256216471924]
[2006,3,14,18,null,2013,3,14,18,0.40072078919944032,0.46582887839643794,4.4802140050752666E-4,0.11029361558700367,0.10038469999999998,7.2400999999999993E-2,1.0272717548127435E-6,1.876064561844194E-3,0,1.1519540964169883,null,null,0.379408450510685,9.6642265549012105E-2,0.41234951432499772,7.9129619622989728E-2,6.6741901168271486E-2,2.5056194942902612E-4,5.1412770869422461E-7,1.3712855428834032E-3,0,1.0358941127959771,null,{"$f":"J1748*VLOOKUP($B1748,$AR$36:$AZ$47,MATCH(AG$2,$AS$2:$BA$2,0)+1,FALSE)","v":0.36635121505316876},{"$f":"K1748*VLOOKUP($B1748,$AR$36:$AZ$47,MATCH(AH$2,$AS$2:$BA$2,0)+1,FALSE)","v":0.41926854237311545},{"$f":"L1748*VLOOKUP($B1748,$AR$36:$AZ$47,MATCH(AI$2,$AS$2:$BA$2,0)+1,FALSE)","v":2.6508648109268841E-4},{"$f":"M1748*VLOOKUP($B1748,$AR$36:$AZ$47,MATCH(AJ$2,$AS$2:$BA$2,0)+1,FALSE)","v":9.8053956504714698E-2},{"$f":"N1748*VLOOKUP($B1748,$AR$36:$AZ$47,MATCH(AK$2,$AS$2:$BA$2,0)+1,FALSE)","v":8.0541012056010455E-2},{"$f":"O1748*VLOOKUP($B1748,$AR$36:$AZ$47,MATCH(AL$2,$AS$2:$BA$2,0)+1,FALSE)","v":6.5594160550184993E-2},{"$f":"P1748*VLOOKUP($B1748,$AR$36:$AZ$47,MATCH(AM$2,$AS$2:$BA$2,0)+1,FALSE)","v":5.1412770869422461E-7},{"$f":"Q1748*VLOOKUP($B1748,$AR$36:$AZ$47,MATCH(AN$2,$AS$2:$BA$2,0)+1,FALSE)","v":1.2917726479915223E-3},{"$f":"R1748*VLOOKUP($B1748,$AR$36:$BA$47,MATCH(AO$2,$AS$2:$BA$2,0)+1,FALSE)","v":0},1.0313662597939872]
[2006,3,15,3,null,2013,3,15,3,0.19525093780086122,0.3418140518351751,8.9604280101505326E-3,0.10417816403124945,8.5430499999999965E-2,6.3305E-2,2.054543509625487E-5,2.2586829922203139E-3,0,0.80121831010475275,null,null,0.18486651496115181,9.1283740578569861E-2,0.30257217789692931,6.7341765918529639E-2,5.8356874262198405E-2,5.0112389885805225E-3,1.0282554173884491E-5,1.6509556207083089E-3,0,0.71109355078084158,null,{"$f":"J1757*VLOOKUP($B1757,$AR$36:$AZ$47,MATCH(AG$2,$AS$2:$BA$2,0)+1,FALSE)","v":0.17850438567592064},{"$f":"K1757*VLOOKUP($B1757,$AR$36:$AZ$47,MATCH(AH$2,$AS$2:$BA$2,0)+1,FALSE)","v":0.3076491946332674},{"$f":"L1757*VLOOKUP($B1757,$AR$36:$AZ$47,MATCH(AI$2,$AS$2:$BA$2,0)+1,FALSE)","v":5.3017296218537679E-3},{"$f":"M1757*VLOOKUP($B1757,$AR$36:$AZ$47,MATCH(AJ$2,$AS$2:$BA$2,0)+1,FALSE)","v":9.2617157487263041E-2},{"$f":"N1757*VLOOKUP($B1757,$AR$36:$AZ$47,MATCH(AK$2,$AS$2:$BA$2,0)+1,FALSE)","v":6.8542904749936989E-2},{"$f":"O1757*VLOOKUP($B1757,$AR$36:$AZ$47,MATCH(AL$2,$AS$2:$BA$2,0)+1,FALSE)","v":5.7353328457196193E-2},{"$f":"P1757*VLOOKUP($B1757,$AR$36:$AZ$47,MATCH(AM$2,$AS$2:$BA$2,0)+1,FALSE)","v":1.0282554173884491E-5},{"$f":"Q1757*VLOOKUP($B1757,$AR$36:$AZ$47,MATCH(AN$2,$AS$2:$BA$2,0)+1,FALSE)","v":1.5552262801476889E-3},{"$f":"R1757*VLOOKUP($B1757,$AR$36:$BA$47,MATCH(AO$2,$AS$2:$BA$2,0)+1,FALSE)","v":0},0.71153420945975965]
[2006,3,15,8,null,2013,3,15,8,0.29488853754273664,0.43319590282434789,0,0.10220224855175478,0.11538270000000007,7.8975000000000004E-2,0,1.855926749719135E-3,0,1.0265003156685584,null,null,0.27920488808671956,8.9552389697964321E-2,0.38346295908511602,9.0951999279507173E-2,7.2802055838513846E-2,0,0,1.3565660651031451E-3,0,0.91733085805292403,null,{"$f":"J1762*VLOOKUP($B1762,$AR$36:$AZ$47,MATCH(AG$2,$AS$2:$BA$2,0)+1,FALSE)","v":0.26959613013804784},{"$f":"K1762*VLOOKUP($B1762,$AR$36:$AZ$47,MATCH(AH$2,$AS$2:$BA$2,0)+1,FALSE)","v":0.38989728452300892},{"$f":"L1762*VLOOKUP($B1762,$AR$36:$AZ$47,MATCH(AI$2,$AS$2:$BA$2,0)+1,FALSE)","v":0},{"$f":"M1762*VLOOKUP($B1762,$AR$36:$AZ$47,MATCH(AJ$2,$AS$2:$BA$2,0)+1,FALSE)","v":9.0860516094629307E-2},{"$f":"N1762*VLOOKUP($B1762,$AR$36:$AZ$47,MATCH(AK$2,$AS$2:$BA$2,0)+1,FALSE)","v":9.2574261134964239E-2},{"$f":"O1762*VLOOKUP($B1762,$AR$36:$AZ$47,MATCH(AL$2,$AS$2:$BA$2,0)+1,FALSE)","v":7.1550100543512671E-2},{"$f":"P1762*VLOOKUP($B1762,$AR$36:$AZ$47,MATCH(AM$2,$AS$2:$BA$2,0)+1,FALSE)","v":0},{"$f":"Q1762*VLOOKUP($B1762,$AR$36:$AZ$47,MATCH(AN$2,$AS$2:$BA$2,0)+1,FALSE)","v":1.2779066673517241E-3},{"$f":"R1762*VLOOKUP($B1762,$AR$36:$BA$47,MATCH(AO$2,$AS$2:$BA$2,0)+1,FALSE)","v":0},0.91575619910151462]
[2006,3,15,20,null,2013,3,15,20,0.43242398498023232,0.42067167648380199,8.9604280101505326E-3,0.10257311676195793,9.4699600000000009E-2,6.8889000000000006E-2,2.054543509625487E-5,2.2586829922203139E-3,0,1.1304970346634593,null,null,0.40942551154577039,8.9877354509965313E-2,0.3723765733148775,7.4648261402875934E-2,6.3504410568653122E-2,5.0112389885805225E-3,1.0282554173884491E-5,1.6509556207083089E-3,0,1.016504588505605,null,{"$f":"J1774*VLOOKUP($B1774,$AR$36:$AZ$47,MATCH(AG$2,$AS$2:$BA$2,0)+1,FALSE)","v":0.39533524734798703},{"$f":"K1774*VLOOKUP($B1774,$AR$36:$AZ$47,MATCH(AH$2,$AS$2:$BA$2,0)+1,FALSE)","v":0.37862487449075061},{"$f":"L1774*VLOOKUP($B1774,$AR$36:$AZ$47,MATCH(AI$2,$AS$2:$BA$2,0)+1,FALSE)","v":5.3017296218537679E-3},{"$f":"M1774*VLOOKUP($B1774,$AR$36:$AZ$47,MATCH(AJ$2,$AS$2:$BA$2,0)+1,FALSE)","v":9.1190227793340961E-2},{"$f":"N1774*VLOOKUP($B1774,$AR$36:$AZ$47,MATCH(AK$2,$AS$2:$BA$2,0)+1,FALSE)","v":7.5979722261453886E-2},{"$f":"O1774*VLOOKUP($B1774,$AR$36:$AZ$47,MATCH(AL$2,$AS$2:$BA$2,0)+1,FALSE)","v":6.241234411322627E-2},{"$f":"P1774*VLOOKUP($B1774,$AR$36:$AZ$47,MATCH(AM$2,$AS$2:$BA$2,0)+1,FALSE)","v":1.0282554173884491E-5},{"$f":"Q1774*VLOOKUP($B1774,$AR$36:$AZ$47,MATCH(AN$2,$AS$2:$BA$2,0)+1,FALSE)","v":1.5552262801476889E-3},{"$f":"R1774*VLOOKUP($B1774,$AR$36:$BA$47,MATCH(AO$2,$AS$2:$BA$2,0)+1,FALSE)","v":0},1.0104096544629342]
[2006,3,15,22,null,2013,3,15,22,0.38108865325849356,0.38710057248261337,8.9604280101505326E-3,9.8994758079241907E-2,8.9040600000000011E-2,6.5194000000000002E-2,2.054543509625487E-5,2.2586829922203139E-3,0,1.0326582402578159,null,null,0.36082044989197354,8.6741899314266707E-2,0.34265959123790291,7.0187476866522297E-2,6.0098223847243705E-2,5.0112389885805225E-3,1.0282554173884491E-5,1.6509556207083089E-3,0,0.92718011832137182,null,{"$f":"J1776*VLOOKUP($B1776,$AR$36:$AZ$47,MATCH(AG$2,$AS$2:$BA$2,0)+1,FALSE)","v":0.34840291526462147},{"$f":"K1776*VLOOKUP($B1776,$AR$36:$AZ$47,MATCH(AH$2,$AS$2:$BA$2,0)+1,FALSE)","v":0.34840925563756309},{"$f":"L1776*VLOOKUP($B1776,$AR$36:$AZ$47,MATCH(AI$2,$AS$2:$BA$2,0)+1,FALSE)","v":5.3017296218537679E-3},{"$f":"M1776*VLOOKUP($B1776,$AR$36:$AZ$47,MATCH(AJ$2,$AS$2:$BA$2,0)+1,FALSE)","v":8.8008971790752816E-2},{"$f":"N1776*VLOOKUP($B1776,$AR$36:$AZ$47,MATCH(AK$2,$AS$2:$BA$2,0)+1,FALSE)","v":7.143937311238073E-2},{"$f":"O1776*VLOOKUP($B1776,$AR$36:$AZ$47,MATCH(AL$2,$AS$2:$BA$2,0)+1,FALSE)","v":5.9064732571494333E-2},{"$f":"P1776*VLOOKUP($B1776,$AR$36:$AZ$47,MATCH(AM$2,$AS$2:$BA$2,0)+1,FALSE)","v":1.0282554173884491E-5},{"$f":"Q1776*VLOOKUP($B1776,$AR$36:$AZ$47,MATCH(AN$2,$AS$2:$BA$2,0)+1,FALSE)","v":1.5552262801476889E-3},{"$f":"R1776*VLOOKUP($B1776,$AR$36:$BA$47,MATCH(AO$2,$AS$2:$BA$2,0)+1,FALSE)","v":0},0.92219248683298793]
[2006,3,16,5,null,2013,3,16,5,0.1938365556582424,0.29667731848856832,8.9604280101505326E-3,8.3730991321968623E-2,8.7048699999999993E-2,6.1766000000000001E-2,2.054543509625487E-5,2.2586829922203139E-3,0,0.7342992219062463,null,null,0.18352735674519535,7.3367371764474346E-2,0.2626173555644018,6.8617334311660505E-2,5.6938167533037626E-2,5.0112389885805225E-3,1.0282554173884491E-5,1.6509556207083089E-3,0,0.6517400630822322,null,{"$f":"J1783*VLOOKUP($B1783,$AR$36:$AZ$47,MATCH(AG$2,$AS$2:$BA$2,0)+1,FALSE)","v":0.17721131421453454},{"$f":"K1783*VLOOKUP($B1783,$AR$36:$AZ$47,MATCH(AH$2,$AS$2:$BA$2,0)+1,FALSE)","v":0.26702394945125779},{"$f":"L1783*VLOOKUP($B1783,$AR$36:$AZ$47,MATCH(AI$2,$AS$2:$BA$2,0)+1,FALSE)","v":5.3017296218537679E-3},{"$f":"M1783*VLOOKUP($B1783,$AR$36:$AZ$47,MATCH(AJ$2,$AS$2:$BA$2,0)+1,FALSE)","v":7.4439077343551971E-2},{"$f":"N1783*VLOOKUP($B1783,$AR$36:$AZ$47,MATCH(AK$2,$AS$2:$BA$2,0)+1,FALSE)","v":6.9841224769910532E-2},{"$f":"O1783*VLOOKUP($B1783,$AR$36:$AZ$47,MATCH(AL$2,$AS$2:$BA$2,0)+1,FALSE)","v":5.5959018805579026E-2},{"$f":"P1783*VLOOKUP($B1783,$AR$36:$AZ$47,MATCH(AM$2,$AS$2:$BA$2,0)+1,FALSE)","v":1.0282554173884491E-5},{"$f":"Q1783*VLOOKUP($B1783,$AR$36:$AZ$47,MATCH(AN$2,$AS$2:$BA$2,0)+1,FALSE)","v":1.5552262801476889E-3},{"$f":"R1783*VLOOKUP($B1783,$AR$36:$BA$47,MATCH(AO$2,$AS$2:$BA$2,0)+1,FALSE)","v":0},0.65134182304100929]
[2006,3,16,12,null,2013,3,16,12,0.33902777740820517,0.37954737991510135,0,0.10392484972369817,9.3216900000000005E-2,6.5816E-2,0,1.855926749719135E-3,0,0.98338883379672393,null,null,0.32099658209274712,9.1061779693096631E-2,0.33597354099228854,7.3479502747273967E-2,6.0671606293987046E-2,0,0,1.3565660651031451E-3,0,0.88353957788449655,null,{"$f":"J1790*VLOOKUP($B1790,$AR$36:$AZ$47,MATCH(AG$2,$AS$2:$BA$2,0)+1,FALSE)","v":0.30994957471112078},{"$f":"K1790*VLOOKUP($B1790,$AR$36:$AZ$47,MATCH(AH$2,$AS$2:$BA$2,0)+1,FALSE)","v":0.34161101665988181},{"$f":"L1790*VLOOKUP($B1790,$AR$36:$AZ$47,MATCH(AI$2,$AS$2:$BA$2,0)+1,FALSE)","v":0},{"$f":"M1790*VLOOKUP($B1790,$AR$36:$AZ$47,MATCH(AJ$2,$AS$2:$BA$2,0)+1,FALSE)","v":9.2391954333277557E-2},{"$f":"N1790*VLOOKUP($B1790,$AR$36:$AZ$47,MATCH(AK$2,$AS$2:$BA$2,0)+1,FALSE)","v":7.4790117086806288E-2},{"$f":"O1790*VLOOKUP($B1790,$AR$36:$AZ$47,MATCH(AL$2,$AS$2:$BA$2,0)+1,FALSE)","v":5.9628254730887363E-2},{"$f":"P1790*VLOOKUP($B1790,$AR$36:$AZ$47,MATCH(AM$2,$AS$2:$BA$2,0)+1,FALSE)","v":0},{"$f":"Q1790*VLOOKUP($B1790,$AR$36:$AZ$47,MATCH(AN$2,$AS$2:$BA$2,0)+1,FALSE)","v":1.2779066673517241E-3},{"$f":"R1790*VLOOKUP($B1790,$AR$36:$BA$47,MATCH(AO$2,$AS$2:$BA$2,0)+1,FALSE)","v":0},0.87964882418932544]
[2006,3,16,22,null,2013,3,16,22,0.34208187638335452,0.31104199299784768,8.9604280101505326E-3,8.0298831411336535E-2,8.5411600000000032E-2,6.4342999999999997E-2,2.054543509625487E-5,2.2586829922203139E-3,0,0.89441695723000592,null,null,0.32388824878711209,7.0360019908932633E-2,0.27533289732670768,6.7326867733737847E-2,5.9313740789078771E-2,5.0112389885805225E-3,1.0282554173884491E-5,1.6509556207083089E-3,0,0.80289425170903173,null,{"$f":"J1800*VLOOKUP($B1800,$AR$36:$AZ$47,MATCH(AG$2,$AS$2:$BA$2,0)+1,FALSE)","v":0.31274172550687529},{"$f":"K1800*VLOOKUP($B1800,$AR$36:$AZ$47,MATCH(AH$2,$AS$2:$BA$2,0)+1,FALSE)","v":0.27995285193558234},{"$f":"L1800*VLOOKUP($B1800,$AR$36:$AZ$47,MATCH(AI$2,$AS$2:$BA$2,0)+1,FALSE)","v":5.3017296218537679E-3},{"$f":"M1800*VLOOKUP($B1800,$AR$36:$AZ$47,MATCH(AJ$2,$AS$2:$BA$2,0)+1,FALSE)","v":7.1387795936162887E-2},{"$f":"N1800*VLOOKUP($B1800,$AR$36:$AZ$47,MATCH(AK$2,$AS$2:$BA$2,0)+1,FALSE)","v":6.8527740834242137E-2},{"$f":"O1800*VLOOKUP($B1800,$AR$36:$AZ$47,MATCH(AL$2,$AS$2:$BA$2,0)+1,FALSE)","v":5.8293740035090032E-2},{"$f":"P1800*VLOOKUP($B1800,$AR$36:$AZ$47,MATCH(AM$2,$AS$2:$BA$2,0)+1,FALSE)","v":1.0282554173884491E-5},{"$f":"Q1800*VLOOKUP($B1800,$AR$36:$AZ$47,MATCH(AN$2,$AS$2:$BA$2,0)+1,FALSE)","v":1.5552262801476889E-3},{"$f":"R1800*VLOOKUP($B1800,$AR$36:$BA$47,MATCH(AO$2,$AS$2:$BA$2,0)+1,FALSE)","v":0},0.79777109270412816]
[2006,3,17,5,null,2013,3,17,5,0.21893637231650778,0.31959544938586193,8.9604280101505326E-3,0.10942417179799351,8.6160299999999995E-2,6.2246000000000003E-2,2.054543509625487E-5,2.2586829922203139E-3,0,0.80760194993783019,null,null,0.20729223943431152,9.5880435255479152E-2,0.2829043763632566,6.7917040800068953E-2,5.7380649163964965E-2,5.0112389885805225E-3,1.0282554173884491E-5,1.6509556207083089E-3,0,0.71804721818054396,null,{"$f":"J1807*VLOOKUP($B1807,$AR$36:$AZ$47,MATCH(AG$2,$AS$2:$BA$2,0)+1,FALSE)","v":0.20015833512836773},{"$f":"K1807*VLOOKUP($B1807,$AR$36:$AZ$47,MATCH(AH$2,$AS$2:$BA$2,0)+1,FALSE)","v":0.28765137677672098},{"$f":"L1807*VLOOKUP($B1807,$AR$36:$AZ$47,MATCH(AI$2,$AS$2:$BA$2,0)+1,FALSE)","v":5.3017296218537679E-3},{"$f":"M1807*VLOOKUP($B1807,$AR$36:$AZ$47,MATCH(AJ$2,$AS$2:$BA$2,0)+1,FALSE)","v":9.7280997861395532E-2},{"$f":"N1807*VLOOKUP($B1807,$AR$36:$AZ$47,MATCH(AK$2,$AS$2:$BA$2,0)+1,FALSE)","v":6.9128440499891697E-2},{"$f":"O1807*VLOOKUP($B1807,$AR$36:$AZ$47,MATCH(AL$2,$AS$2:$BA$2,0)+1,FALSE)","v":5.6393891211541494E-2},{"$f":"P1807*VLOOKUP($B1807,$AR$36:$AZ$47,MATCH(AM$2,$AS$2:$BA$2,0)+1,FALSE)","v":1.0282554173884491E-5},{"$f":"Q1807*VLOOKUP($B1807,$AR$36:$AZ$47,MATCH(AN$2,$AS$2:$BA$2,0)+1,FALSE)","v":1.5552262801476889E-3},{"$f":"R1807*VLOOKUP($B1807,$AR$36:$BA$47,MATCH(AO$2,$AS$2:$BA$2,0)+1,FALSE)","v":0},0.7174802799340928]
[2006,3,17,15,null,2013,3,17,15,0.37329349209497054,0.38346689374958021,0,0.10841833783922805,9.1075000000000017E-2,6.6746E-2,0,1.855926749719135E-3,4.6272000000000023E-4,1.025318370433498,null,null,0.35343987444331282,9.4999096185906753E-2,0.33944307605332014,7.1791120630572108E-2,6.1528914453908769E-2,0,0,1.3565660651031451E-3,4.6272000000000023E-4,0.92302136783212374,null,{"$f":"J1817*VLOOKUP($B1817,$AR$36:$AZ$47,MATCH(AG$2,$AS$2:$BA$2,0)+1,FALSE)","v":0.34127634025088888},{"$f":"K1817*VLOOKUP($B1817,$AR$36:$AZ$47,MATCH(AH$2,$AS$2:$BA$2,0)+1,FALSE)","v":0.34513876886333078},{"$f":"L1817*VLOOKUP($B1817,$AR$36:$AZ$47,MATCH(AI$2,$AS$2:$BA$2,0)+1,FALSE)","v":0},{"$f":"M1817*VLOOKUP($B1817,$AR$36:$AZ$47,MATCH(AJ$2,$AS$2:$BA$2,0)+1,FALSE)","v":9.638678473111735E-2},{"$f":"N1817*VLOOKUP($B1817,$AR$36:$AZ$47,MATCH(AK$2,$AS$2:$BA$2,0)+1,FALSE)","v":7.307162020707493E-2},{"$f":"O1817*VLOOKUP($B1817,$AR$36:$AZ$47,MATCH(AL$2,$AS$2:$BA$2,0)+1,FALSE)","v":6.0470820017439655E-2},{"$f":"P1817*VLOOKUP($B1817,$AR$36:$AZ$47,MATCH(AM$2,$AS$2:$BA$2,0)+1,FALSE)","v":0},{"$f":"Q1817*VLOOKUP($B1817,$AR$36:$AZ$47,MATCH(AN$2,$AS$2:$BA$2,0)+1,FALSE)","v":1.2779066673517241E-3},{"$f":"R1817*VLOOKUP($B1817,$AR$36:$BA$47,MATCH(AO$2,$AS$2:$BA$2,0)+1,FALSE)","v":4.6272000000000023E-4},0.91808496073720336]
[2006,3,17,19,null,2013,3,17,19,0.4466706412061871,0.36323993993885662,8.3630661428071625E-3,0.11271897183884315,8.5951000000000014E-2,6.6202999999999998E-2,1.917573942317121E-5,2.2318325760535694E-3,3.5104000000000022E-4,1.0857486674421708,null,null,0.42291445923537396,9.876742865744545E-2,0.32153827245068073,6.7752057198114779E-2,6.1028357108922217E-2,4.6771563893418201E-3,9.5970505622921916E-6,1.631329650334632E-3,3.5104000000000022E-4,0.97866969774077572,null,{"$f":"J1821*VLOOKUP($B1821,$AR$36:$AZ$47,MATCH(AG$2,$AS$2:$BA$2,0)+1,FALSE)","v":0.40835997668446694},{"$f":"K1821*VLOOKUP($B1821,$AR$36:$AZ$47,MATCH(AH$2,$AS$2:$BA$2,0)+1,FALSE)","v":0.32693353120167351},{"$f":"L1821*VLOOKUP($B1821,$AR$36:$AZ$47,MATCH(AI$2,$AS$2:$BA$2,0)+1,FALSE)","v":4.9482809803968499E-3},{"$f":"M1821*VLOOKUP($B1821,$AR$36:$AZ$47,MATCH(AJ$2,$AS$2:$BA$2,0)+1,FALSE)","v":0.10021016269272119},{"$f":"N1821*VLOOKUP($B1821,$AR$36:$AZ$47,MATCH(AK$2,$AS$2:$BA$2,0)+1,FALSE)","v":6.8960514174233295E-2},{"$f":"O1821*VLOOKUP($B1821,$AR$36:$AZ$47,MATCH(AL$2,$AS$2:$BA$2,0)+1,FALSE)","v":5.9978870608194609E-2},{"$f":"P1821*VLOOKUP($B1821,$AR$36:$AZ$47,MATCH(AM$2,$AS$2:$BA$2,0)+1,FALSE)","v":9.5970505622921916E-6},{"$f":"Q1821*VLOOKUP($B1821,$AR$36:$AZ$47,MATCH(AN$2,$AS$2:$BA$2,0)+1,FALSE)","v":1.5367383059612918E-3},{"$f":"R1821*VLOOKUP($B1821,$AR$36:$BA$47,MATCH(AO$2,$AS$2:$BA$2,0)+1,FALSE)","v":3.5104000000000022E-4},0.97128871169820996]
[2006,3,18,8,null,2013,3,18,8,0.25635814145865587,0.40800354436010239,0,9.5454646015299946E-2,0.11818649999999997,8.0365000000000006E-2,0,1.855926749719135E-3,4.9344000000000026E-4,0.96071719858377724,null,null,0.24272373145636505,8.3639956846102176E-2,0.36116280282775265,9.3162133169421985E-2,7.4083408894740937E-2,0,0,1.3565660651031451E-3,4.9344000000000026E-4,0.85662203925948599,null,{"$f":"J1834*VLOOKUP($B1834,$AR$36:$AZ$47,MATCH(AG$2,$AS$2:$BA$2,0)+1,FALSE)","v":0.23437046228566838},{"$f":"K1834*VLOOKUP($B1834,$AR$36:$AZ$47,MATCH(AH$2,$AS$2:$BA$2,0)+1,FALSE)","v":0.36722294228685359},{"$f":"L1834*VLOOKUP($B1834,$AR$36:$AZ$47,MATCH(AI$2,$AS$2:$BA$2,0)+1,FALSE)","v":0},{"$f":"M1834*VLOOKUP($B1834,$AR$36:$AZ$47,MATCH(AJ$2,$AS$2:$BA$2,0)+1,FALSE)","v":8.4861718049073109E-2},{"$f":"N1834*VLOOKUP($B1834,$AR$36:$AZ$47,MATCH(AK$2,$AS$2:$BA$2,0)+1,FALSE)","v":9.4823815993449981E-2},{"$f":"O1834*VLOOKUP($B1834,$AR$36:$AZ$47,MATCH(AL$2,$AS$2:$BA$2,0)+1,FALSE)","v":7.2809418552445659E-2},{"$f":"P1834*VLOOKUP($B1834,$AR$36:$AZ$47,MATCH(AM$2,$AS$2:$BA$2,0)+1,FALSE)","v":0},{"$f":"Q1834*VLOOKUP($B1834,$AR$36:$AZ$47,MATCH(AN$2,$AS$2:$BA$2,0)+1,FALSE)","v":1.2779066673517241E-3},{"$f":"R1834*VLOOKUP($B1834,$AR$36:$BA$47,MATCH(AO$2,$AS$2:$BA$2,0)+1,FALSE)","v":4.9344000000000026E-4},0.85585970383484256]
[2006,3,18,9,null,2013,3,18,9,0.26167084847460181,0.43301084065034678,0,9.8699414313894632E-2,0.12041810000000004,8.2740999999999995E-2,0,1.855926749719135E-3,5.1072000000000021E-4,0.99890685018856229,null,null,0.24775388210306407,8.6483111074829394E-2,0.38329914292620382,9.4921222544104275E-2,7.6273692967831264E-2,0,0,1.3565660651031451E-3,5.1072000000000021E-4,0.89059833768113594,null,{"$f":"J1835*VLOOKUP($B1835,$AR$36:$AZ$47,MATCH(AG$2,$AS$2:$BA$2,0)+1,FALSE)","v":0.23922750170805931},{"$f":"K1835*VLOOKUP($B1835,$AR$36:$AZ$47,MATCH(AH$2,$AS$2:$BA$2,0)+1,FALSE)","v":0.38973071960713479},{"$f":"L1835*VLOOKUP($B1835,$AR$36:$AZ$47,MATCH(AI$2,$AS$2:$BA$2,0)+1,FALSE)","v":0},{"$f":"M1835*VLOOKUP($B1835,$AR$36:$AZ$47,MATCH(AJ$2,$AS$2:$BA$2,0)+1,FALSE)","v":8.7746403331398465E-2},{"$f":"N1835*VLOOKUP($B1835,$AR$36:$AZ$47,MATCH(AK$2,$AS$2:$BA$2,0)+1,FALSE)","v":9.6614281298463583E-2},{"$f":"O1835*VLOOKUP($B1835,$AR$36:$AZ$47,MATCH(AL$2,$AS$2:$BA$2,0)+1,FALSE)","v":7.4962036961959883E-2},{"$f":"P1835*VLOOKUP($B1835,$AR$36:$AZ$47,MATCH(AM$2,$AS$2:$BA$2,0)+1,FALSE)","v":0},{"$f":"Q1835*VLOOKUP($B1835,$AR$36:$AZ$47,MATCH(AN$2,$AS$2:$BA$2,0)+1,FALSE)","v":1.2779066673517241E-3},{"$f":"R1835*VLOOKUP($B1835,$AR$36:$BA$47,MATCH(AO$2,$AS$2:$BA$2,0)+1,FALSE)","v":5.1072000000000021E-4},0.89006956957436778]
[2006,3,18,17,null,2013,3,18,17,0.34500800281323823,0.39801703089601026,0,6.7475375431139489E-2,0.10857709999999998,7.8583E-2,0,1.855926749719135E-3,3.3696000000000003E-4,0.99985339589010713,null,null,0.32665874915715404,5.912375902929292E-2,0.35232278846261939,8.5587391532447848E-2,7.2440695839923186E-2,0,0,1.3565660651031451E-3,3.3696000000000003E-4,0.89782691008654059,null,{"$f":"J1843*VLOOKUP($B1843,$AR$36:$AZ$47,MATCH(AG$2,$AS$2:$BA$2,0)+1,FALSE)","v":0.31541687988338946},{"$f":"K1843*VLOOKUP($B1843,$AR$36:$AZ$47,MATCH(AH$2,$AS$2:$BA$2,0)+1,FALSE)","v":0.35823459669975138},{"$f":"L1843*VLOOKUP($B1843,$AR$36:$AZ$47,MATCH(AI$2,$AS$2:$BA$2,0)+1,FALSE)","v":0},{"$f":"M1843*VLOOKUP($B1843,$AR$36:$AZ$47,MATCH(AJ$2,$AS$2:$BA$2,0)+1,FALSE)","v":5.9987402647482556E-2},{"$f":"N1843*VLOOKUP($B1843,$AR$36:$AZ$47,MATCH(AK$2,$AS$2:$BA$2,0)+1,FALSE)","v":8.7113967767066619E-2},{"$f":"O1843*VLOOKUP($B1843,$AR$36:$AZ$47,MATCH(AL$2,$AS$2:$BA$2,0)+1,FALSE)","v":7.1194954745309985E-2},{"$f":"P1843*VLOOKUP($B1843,$AR$36:$AZ$47,MATCH(AM$2,$AS$2:$BA$2,0)+1,FALSE)","v":0},{"$f":"Q1843*VLOOKUP($B1843,$AR$36:$AZ$47,MATCH(AN$2,$AS$2:$BA$2,0)+1,FALSE)","v":1.2779066673517241E-3},{"$f":"R1843*VLOOKUP($B1843,$AR$36:$BA$47,MATCH(AO$2,$AS$2:$BA$2,0)+1,FALSE)","v":3.3696000000000003E-4},0.89356266841035181]
[2006,3,19,6,null,2013,3,19,6,0.22691398289494741,0.34159947952282244,8.9604280101505326E-3,8.235702779514234E-2,0.103092,7.2024000000000005E-2,2.054543509625487E-5,2.2586829922203139E-3,0,0.8372261466503792,null,null,0.21484556072415603,7.2163467555626831E-2,0.3023822395034772,8.1263686061454177E-2,6.6394368720647315E-2,5.0112389885805225E-3,1.0282554173884491E-5,1.6509556207083089E-3,0,0.74372179972882413,null,{"$f":"J1856*VLOOKUP($B1856,$AR$36:$AZ$47,MATCH(AG$2,$AS$2:$BA$2,0)+1,FALSE)","v":0.20745171098358889},{"$f":"K1856*VLOOKUP($B1856,$AR$36:$AZ$47,MATCH(AH$2,$AS$2:$BA$2,0)+1,FALSE)","v":0.30745606916422513},{"$f":"L1856*VLOOKUP($B1856,$AR$36:$AZ$47,MATCH(AI$2,$AS$2:$BA$2,0)+1,FALSE)","v":5.3017296218537679E-3},{"$f":"M1856*VLOOKUP($B1856,$AR$36:$AZ$47,MATCH(AJ$2,$AS$2:$BA$2,0)+1,FALSE)","v":7.3217587240235749E-2},{"$f":"N1856*VLOOKUP($B1856,$AR$36:$AZ$47,MATCH(AK$2,$AS$2:$BA$2,0)+1,FALSE)","v":8.2713142688858279E-2},{"$f":"O1856*VLOOKUP($B1856,$AR$36:$AZ$47,MATCH(AL$2,$AS$2:$BA$2,0)+1,FALSE)","v":6.5252604514668647E-2},{"$f":"P1856*VLOOKUP($B1856,$AR$36:$AZ$47,MATCH(AM$2,$AS$2:$BA$2,0)+1,FALSE)","v":1.0282554173884491E-5},{"$f":"Q1856*VLOOKUP($B1856,$AR$36:$AZ$47,MATCH(AN$2,$AS$2:$BA$2,0)+1,FALSE)","v":1.5552262801476889E-3},{"$f":"R1856*VLOOKUP($B1856,$AR$36:$BA$47,MATCH(AO$2,$AS$2:$BA$2,0)+1,FALSE)","v":0},0.74295835304775204]
[2006,3,19,10,null,2013,3,19,10,0.25808191975820127,0.46391328237922258,0,0.10685389579487128,0.11900289999999997,8.3660999999999999E-2,0,1.855926749719135E-3,3.9136000000000037E-4,1.0337602846820142,null,null,0.24435583059192789,9.3628289519699481E-2,0.41065383781378451,9.3805671691330278E-2,7.7121782760442001E-2,0,0,1.3565660651031451E-3,{"$f":"$R1860*$BA$6","v":3.9136000000000037E-4},0.92131333844228724,null,{"$f":"J1860*VLOOKUP($B1860,$AR$36:$AZ$47,MATCH(AG$2,$AS$2:$BA$2,0)+1,FALSE)","v":0.23594639318703831},{"$f":"K1860*VLOOKUP($B1860,$AR$36:$AZ$47,MATCH(AH$2,$AS$2:$BA$2,0)+1,FALSE)","v":0.41754441321934038},{"$f":"L1860*VLOOKUP($B1860,$AR$36:$AZ$47,MATCH(AI$2,$AS$2:$BA$2,0)+1,FALSE)","v":0},{"$f":"M1860*VLOOKUP($B1860,$AR$36:$AZ$47,MATCH(AJ$2,$AS$2:$BA$2,0)+1,FALSE)","v":9.4995954161686089E-2},{"$f":"N1860*VLOOKUP($B1860,$AR$36:$AZ$47,MATCH(AK$2,$AS$2:$BA$2,0)+1,FALSE)","v":9.547883296558346E-2},{"$f":"O1860*VLOOKUP($B1860,$AR$36:$AZ$47,MATCH(AL$2,$AS$2:$BA$2,0)+1,FALSE)","v":7.5795542406721289E-2},{"$f":"P1860*VLOOKUP($B1860,$AR$36:$AZ$47,MATCH(AM$2,$AS$2:$BA$2,0)+1,FALSE)","v":0},{"$f":"Q1860*VLOOKUP($B1860,$AR$36:$AZ$47,MATCH(AN$2,$AS$2:$BA$2,0)+1,FALSE)","v":1.2779066673517241E-3},{"$f":"R1860*VLOOKUP($B1860,$AR$36:$BA$47,MATCH(AO$2,$AS$2:$BA$2,0)+1,FALSE)","v":3.9136000000000037E-4},{"$f":"SUM(AG1860:AO1860)","v":0.92143040260772113}]
[2006,3,19,16,null,2013,3,19,16,0.27226166303151889,0.43479162681406652,0,8.4009581698551189E-2,0.11300999999999997,8.0646999999999996E-2,0,1.855926749719135E-3,2.8448000000000026E-4,0.98686027829385581,null,null,0.25778142409486726,7.361148022904683E-2,0.38487548639433372,8.9081685890320617E-2,7.4343366852910736E-2,0,0,1.3565660651031451E-3,2.8448000000000026E-4,0.88133448952658244,null,{"$f":"J1866*VLOOKUP($B1866,$AR$36:$AZ$47,MATCH(AG$2,$AS$2:$BA$2,0)+1,FALSE)","v":0.24890994865342678},{"$f":"K1866*VLOOKUP($B1866,$AR$36:$AZ$47,MATCH(AH$2,$AS$2:$BA$2,0)+1,FALSE)","v":0.39133351336631772},{"$f":"L1866*VLOOKUP($B1866,$AR$36:$AZ$47,MATCH(AI$2,$AS$2:$BA$2,0)+1,FALSE)","v":0},{"$f":"M1866*VLOOKUP($B1866,$AR$36:$AZ$47,MATCH(AJ$2,$AS$2:$BA$2,0)+1,FALSE)","v":7.4686751594891673E-2},{"$f":"N1866*VLOOKUP($B1866,$AR$36:$AZ$47,MATCH(AK$2,$AS$2:$BA$2,0)+1,FALSE)","v":9.0670587972566941E-2},{"$f":"O1866*VLOOKUP($B1866,$AR$36:$AZ$47,MATCH(AL$2,$AS$2:$BA$2,0)+1,FALSE)","v":7.3064906090948609E-2},{"$f":"P1866*VLOOKUP($B1866,$AR$36:$AZ$47,MATCH(AM$2,$AS$2:$BA$2,0)+1,FALSE)","v":0},{"$f":"Q1866*VLOOKUP($B1866,$AR$36:$AZ$47,MATCH(AN$2,$AS$2:$BA$2,0)+1,FALSE)","v":1.2779066673517241E-3},{"$f":"R1866*VLOOKUP($B1866,$AR$36:$BA$47,MATCH(AO$2,$AS$2:$BA$2,0)+1,FALSE)","v":2.8448000000000026E-4},0.88022809434550353]
[2006,3,20,3,null,2013,3,20,3,0.18451062775257426,0.30930426695579705,8.9604280101505326E-3,9.1304909301483175E-2,8.3753099999999997E-2,6.4579999999999999E-2,2.054543509625487E-5,2.2586829922203139E-3,0,0.74469256044732157,null,null,0.17469742839699862,8.0003844680218816E-2,0.27379467047410005,6.601953231165926E-2,5.9532216094349145E-2,5.0112389885805225E-3,1.0282554173884491E-5,1.6509556207083089E-3,0,0.66072016912078846,null,{"$f":"J1877*VLOOKUP($B1877,$AR$36:$AZ$47,MATCH(AG$2,$AS$2:$BA$2,0)+1,FALSE)","v":0.16868526537497874},{"$f":"K1877*VLOOKUP($B1877,$AR$36:$AZ$47,MATCH(AH$2,$AS$2:$BA$2,0)+1,FALSE)","v":0.27838881437053825},{"$f":"L1877*VLOOKUP($B1877,$AR$36:$AZ$47,MATCH(AI$2,$AS$2:$BA$2,0)+1,FALSE)","v":5.3017296218537679E-3},{"$f":"M1877*VLOOKUP($B1877,$AR$36:$AZ$47,MATCH(AJ$2,$AS$2:$BA$2,0)+1,FALSE)","v":8.1172491786274323E-2},{"$f":"N1877*VLOOKUP($B1877,$AR$36:$AZ$47,MATCH(AK$2,$AS$2:$BA$2,0)+1,FALSE)","v":6.7197087173924419E-2},{"$f":"O1877*VLOOKUP($B1877,$AR$36:$AZ$47,MATCH(AL$2,$AS$2:$BA$2,0)+1,FALSE)","v":5.8508458285534005E-2},{"$f":"P1877*VLOOKUP($B1877,$AR$36:$AZ$47,MATCH(AM$2,$AS$2:$BA$2,0)+1,FALSE)","v":1.0282554173884491E-5},{"$f":"Q1877*VLOOKUP($B1877,$AR$36:$AZ$47,MATCH(AN$2,$AS$2:$BA$2,0)+1,FALSE)","v":1.5552262801476889E-3},{"$f":"R1877*VLOOKUP($B1877,$AR$36:$BA$47,MATCH(AO$2,$AS$2:$BA$2,0)+1,FALSE)","v":0},0.66081935544742509]
[2006,3,20,6,null,2013,3,20,6,0.21994867448311692,0.33202787969456393,8.9604280101505326E-3,7.7545843242574741E-2,0.10353509999999998,7.2343000000000005E-2,2.054543509625487E-5,2.2586829922203139E-3,2.0831999999999993E-4,0.81684847385772275,null,null,0.20825070230130946,6.7947776804535606E-2,0.29390950472137828,8.1612965727129769E-2,6.6688434637867777E-2,5.0112389885805225E-3,1.0282554173884491E-5,1.6509556207083089E-3,2.0831999999999993E-4,0.72529018135568357,null,{"$f":"J1880*VLOOKUP($B1880,$AR$36:$AZ$47,MATCH(AG$2,$AS$2:$BA$2,0)+1,FALSE)","v":0.20108381276450213},{"$f":"K1880*VLOOKUP($B1880,$AR$36:$AZ$47,MATCH(AH$2,$AS$2:$BA$2,0)+1,FALSE)","v":0.29884116593626892},{"$f":"L1880*VLOOKUP($B1880,$AR$36:$AZ$47,MATCH(AI$2,$AS$2:$BA$2,0)+1,FALSE)","v":5.3017296218537679E-3},{"$f":"M1880*VLOOKUP($B1880,$AR$36:$AZ$47,MATCH(AJ$2,$AS$2:$BA$2,0)+1,FALSE)","v":6.8940316263644358E-2},{"$f":"N1880*VLOOKUP($B1880,$AR$36:$AZ$47,MATCH(AK$2,$AS$2:$BA$2,0)+1,FALSE)","v":8.3068652267927756E-2},{"$f":"O1880*VLOOKUP($B1880,$AR$36:$AZ$47,MATCH(AL$2,$AS$2:$BA$2,0)+1,FALSE)","v":6.5541613467797882E-2},{"$f":"P1880*VLOOKUP($B1880,$AR$36:$AZ$47,MATCH(AM$2,$AS$2:$BA$2,0)+1,FALSE)","v":1.0282554173884491E-5},{"$f":"Q1880*VLOOKUP($B1880,$AR$36:$AZ$47,MATCH(AN$2,$AS$2:$BA$2,0)+1,FALSE)","v":1.5552262801476889E-3},{"$f":"R1880*VLOOKUP($B1880,$AR$36:$BA$47,MATCH(AO$2,$AS$2:$BA$2,0)+1,FALSE)","v":2.0831999999999993E-4},0.72455111915631643]
[2006,3,20,20,null,2013,3,20,20,0.40860236308963083,0.38760151580970581,8.9604280101505326E-3,8.2610649837665182E-2,9.3843799999999991E-2,7.2278999999999996E-2,2.054543509625487E-5,2.2586829922203139E-3,0,1.0561769851744689,null,null,0.38687084282438738,7.2385698086851386E-2,0.34310302389571062,7.397366528939095E-2,6.6629437087077456E-2,5.0112389885805225E-3,1.0282554173884491E-5,1.6509556207083089E-3,0,0.94963514434688057,null,{"$f":"J1894*VLOOKUP($B1894,$AR$36:$AZ$47,MATCH(AG$2,$AS$2:$BA$2,0)+1,FALSE)","v":0.37355679122746988},{"$f":"K1894*VLOOKUP($B1894,$AR$36:$AZ$47,MATCH(AH$2,$AS$2:$BA$2,0)+1,FALSE)","v":0.34886012888373147},{"$f":"L1894*VLOOKUP($B1894,$AR$36:$AZ$47,MATCH(AI$2,$AS$2:$BA$2,0)+1,FALSE)","v":5.3017296218537679E-3},{"$f":"M1894*VLOOKUP($B1894,$AR$36:$AZ$47,MATCH(AJ$2,$AS$2:$BA$2,0)+1,FALSE)","v":7.3443063978792342E-2},{"$f":"N1894*VLOOKUP($B1894,$AR$36:$AZ$47,MATCH(AK$2,$AS$2:$BA$2,0)+1,FALSE)","v":7.5293093740199796E-2},{"$f":"O1894*VLOOKUP($B1894,$AR$36:$AZ$47,MATCH(AL$2,$AS$2:$BA$2,0)+1,FALSE)","v":6.5483630480336202E-2},{"$f":"P1894*VLOOKUP($B1894,$AR$36:$AZ$47,MATCH(AM$2,$AS$2:$BA$2,0)+1,FALSE)","v":1.0282554173884491E-5},{"$f":"Q1894*VLOOKUP($B1894,$AR$36:$AZ$47,MATCH(AN$2,$AS$2:$BA$2,0)+1,FALSE)","v":1.5552262801476889E-3},{"$f":"R1894*VLOOKUP($B1894,$AR$36:$BA$47,MATCH(AO$2,$AS$2:$BA$2,0)+1,FALSE)","v":0},0.94350394676670513]
[2006,3,21,3,null,2013,3,21,3,0.17878397288130157,0.29472723012275981,8.9604280101505326E-3,8.8503251910426517E-2,8.3884300000000009E-2,6.4649999999999999E-2,2.054543509625487E-5,2.2586829922203139E-3,0,0.72178841135195493,null,null,0.16927534571528963,7.7548956279627171E-2,0.26089114658976703,6.6122952515082073E-2,5.9596744665526051E-2,5.0112389885805225E-3,1.0282554173884491E-5,1.6509556207083089E-3,0,0.64010762292875445,null,{"$f":"J1901*VLOOKUP($B1901,$AR$36:$AZ$47,MATCH(AG$2,$AS$2:$BA$2,0)+1,FALSE)","v":0.16344978214868491},{"$f":"K1901*VLOOKUP($B1901,$AR$36:$AZ$47,MATCH(AH$2,$AS$2:$BA$2,0)+1,FALSE)","v":0.26526877551389733},{"$f":"L1901*VLOOKUP($B1901,$AR$36:$AZ$47,MATCH(AI$2,$AS$2:$BA$2,0)+1,FALSE)","v":5.3017296218537679E-3},{"$f":"M1901*VLOOKUP($B1901,$AR$36:$AZ$47,MATCH(AJ$2,$AS$2:$BA$2,0)+1,FALSE)","v":7.8681743881223745E-2},{"$f":"N1901*VLOOKUP($B1901,$AR$36:$AZ$47,MATCH(AK$2,$AS$2:$BA$2,0)+1,FALSE)","v":6.7302352027848858E-2},{"$f":"O1901*VLOOKUP($B1901,$AR$36:$AZ$47,MATCH(AL$2,$AS$2:$BA$2,0)+1,FALSE)","v":5.8571877178070199E-2},{"$f":"P1901*VLOOKUP($B1901,$AR$36:$AZ$47,MATCH(AM$2,$AS$2:$BA$2,0)+1,FALSE)","v":1.0282554173884491E-5},{"$f":"Q1901*VLOOKUP($B1901,$AR$36:$AZ$47,MATCH(AN$2,$AS$2:$BA$2,0)+1,FALSE)","v":1.5552262801476889E-3},{"$f":"R1901*VLOOKUP($B1901,$AR$36:$BA$47,MATCH(AO$2,$AS$2:$BA$2,0)+1,FALSE)","v":0},0.64014176920590049]
[2006,3,21,5,null,2013,3,21,5,0.18894239066811838,0.3040806017563204,8.9604280101505326E-3,7.8549560802867111E-2,9.0936099999999978E-2,6.7613000000000006E-2,2.054543509625487E-5,2.2586829922203139E-3,0,0.74136130966477298,null,null,0.17889348796300342,6.8827261428207803E-2,0.26917070680869704,7.1681630796308154E-2,6.2328146899771286E-2,5.0112389885805225E-3,1.0282554173884491E-5,1.6509556207083089E-3,0,0.65757371105945039,null,{"$f":"J1903*VLOOKUP($B1903,$AR$36:$AZ$47,MATCH(AG$2,$AS$2:$BA$2,0)+1,FALSE)","v":0.17273691872738092},{"$f":"K1903*VLOOKUP($B1903,$AR$36:$AZ$47,MATCH(AH$2,$AS$2:$BA$2,0)+1,FALSE)","v":0.27368726280171113},{"$f":"L1903*VLOOKUP($B1903,$AR$36:$AZ$47,MATCH(AI$2,$AS$2:$BA$2,0)+1,FALSE)","v":5.3017296218537679E-3},{"$f":"M1903*VLOOKUP($B1903,$AR$36:$AZ$47,MATCH(AJ$2,$AS$2:$BA$2,0)+1,FALSE)","v":6.9832647859413746E-2},{"$f":"N1903*VLOOKUP($B1903,$AR$36:$AZ$47,MATCH(AK$2,$AS$2:$BA$2,0)+1,FALSE)","v":7.296017746157106E-2},{"$f":"O1903*VLOOKUP($B1903,$AR$36:$AZ$47,MATCH(AL$2,$AS$2:$BA$2,0)+1,FALSE)","v":6.1256308300709369E-2},{"$f":"P1903*VLOOKUP($B1903,$AR$36:$AZ$47,MATCH(AM$2,$AS$2:$BA$2,0)+1,FALSE)","v":1.0282554173884491E-5},{"$f":"Q1903*VLOOKUP($B1903,$AR$36:$AZ$47,MATCH(AN$2,$AS$2:$BA$2,0)+1,FALSE)","v":1.5552262801476889E-3},{"$f":"R1903*VLOOKUP($B1903,$AR$36:$BA$47,MATCH(AO$2,$AS$2:$BA$2,0)+1,FALSE)","v":0},0.65734055360696153]
[2006,3,21,17,null,2013,3,21,17,0.29169615346715472,0.39707153861215755,0,6.8442438191502128E-2,0.11072840000000003,7.8950999999999993E-2,0,1.855926749719135E-3,0,0.94874545702053348,null,null,0.27618229098620156,5.9971125720393932E-2,0.35148584317621551,8.7283183328358396E-2,7.2779931756967467E-2,0,0,1.3565660651031451E-3,0,0.84905894103323998,null,{"$f":"J1915*VLOOKUP($B1915,$AR$36:$AZ$47,MATCH(AG$2,$AS$2:$BA$2,0)+1,FALSE)","v":0.26667755486936184},{"$f":"K1915*VLOOKUP($B1915,$AR$36:$AZ$47,MATCH(AH$2,$AS$2:$BA$2,0)+1,FALSE)","v":0.35738360787089096},{"$f":"L1915*VLOOKUP($B1915,$AR$36:$AZ$47,MATCH(AI$2,$AS$2:$BA$2,0)+1,FALSE)","v":0},{"$f":"M1915*VLOOKUP($B1915,$AR$36:$AZ$47,MATCH(AJ$2,$AS$2:$BA$2,0)+1,FALSE)","v":6.0847147151615946E-2},{"$f":"N1915*VLOOKUP($B1915,$AR$36:$AZ$47,MATCH(AK$2,$AS$2:$BA$2,0)+1,FALSE)","v":8.8840006488466391E-2},{"$f":"O1915*VLOOKUP($B1915,$AR$36:$AZ$47,MATCH(AL$2,$AS$2:$BA$2,0)+1,FALSE)","v":7.1528356923214534E-2},{"$f":"P1915*VLOOKUP($B1915,$AR$36:$AZ$47,MATCH(AM$2,$AS$2:$BA$2,0)+1,FALSE)","v":0},{"$f":"Q1915*VLOOKUP($B1915,$AR$36:$AZ$47,MATCH(AN$2,$AS$2:$BA$2,0)+1,FALSE)","v":1.2779066673517241E-3},{"$f":"R1915*VLOOKUP($B1915,$AR$36:$BA$47,MATCH(AO$2,$AS$2:$BA$2,0)+1,FALSE)","v":0},0.84655457997090144]
[2006,3,21,22,null,2013,3,21,22,0.33290638596207817,0.34807480704990607,8.9604280101505326E-3,9.7424069810826824E-2,9.0382499999999991E-2,6.8189E-2,2.054543509625487E-5,2.2586829922203139E-3,0,0.94821641926027822,null,null,0.3152007569043801,8.5365619536665729E-2,0.30811416872624181,7.1245247986743684E-2,6.285912485688408E-2,5.0112389885805225E-3,1.0282554173884491E-5,1.6509556207083089E-3,0,0.84945739517437802,null,{"$f":"J1920*VLOOKUP($B1920,$AR$36:$AZ$47,MATCH(AG$2,$AS$2:$BA$2,0)+1,FALSE)","v":0.30435321122175718},{"$f":"K1920*VLOOKUP($B1920,$AR$36:$AZ$47,MATCH(AH$2,$AS$2:$BA$2,0)+1,FALSE)","v":0.3132841774236671},{"$f":"L1920*VLOOKUP($B1920,$AR$36:$AZ$47,MATCH(AI$2,$AS$2:$BA$2,0)+1,FALSE)","v":5.3017296218537679E-3},{"$f":"M1920*VLOOKUP($B1920,$AR$36:$AZ$47,MATCH(AJ$2,$AS$2:$BA$2,0)+1,FALSE)","v":8.6612588162072623E-2},{"$f":"N1920*VLOOKUP($B1920,$AR$36:$AZ$47,MATCH(AK$2,$AS$2:$BA$2,0)+1,FALSE)","v":7.2516011126719168E-2},{"$f":"O1920*VLOOKUP($B1920,$AR$36:$AZ$47,MATCH(AL$2,$AS$2:$BA$2,0)+1,FALSE)","v":6.177815518786433E-2},{"$f":"P1920*VLOOKUP($B1920,$AR$36:$AZ$47,MATCH(AM$2,$AS$2:$BA$2,0)+1,FALSE)","v":1.0282554173884491E-5},{"$f":"Q1920*VLOOKUP($B1920,$AR$36:$AZ$47,MATCH(AN$2,$AS$2:$BA$2,0)+1,FALSE)","v":1.5552262801476889E-3},{"$f":"R1920*VLOOKUP($B1920,$AR$36:$BA$47,MATCH(AO$2,$AS$2:$BA$2,0)+1,FALSE)","v":0},0.84541138157825579]
[2006,3,22,3,null,2013,3,22,3,0.17305423023594507,0.29836219227691096,8.9604280101505326E-3,8.9796500981628169E-2,8.5010500000000017E-2,6.4365000000000006E-2,2.054543509625487E-5,2.2586829922203139E-3,0,0.72182807993195131,null,null,0.16385033948278857,7.8682136287326634E-2,0.2641087978526378,6.7010695145377441E-2,5.9334021197162953E-2,5.0112389885805225E-3,1.0282554173884491E-5,1.6509556207083089E-3,0,0.63965846712875607,null,{"$f":"J1925*VLOOKUP($B1925,$AR$36:$AZ$47,MATCH(AG$2,$AS$2:$BA$2,0)+1,FALSE)","v":0.15821147598477989},{"$f":"K1925*VLOOKUP($B1925,$AR$36:$AZ$47,MATCH(AH$2,$AS$2:$BA$2,0)+1,FALSE)","v":0.26854041742926904},{"$f":"L1925*VLOOKUP($B1925,$AR$36:$AZ$47,MATCH(AI$2,$AS$2:$BA$2,0)+1,FALSE)","v":5.3017296218537679E-3},{"$f":"M1925*VLOOKUP($B1925,$AR$36:$AZ$47,MATCH(AJ$2,$AS$2:$BA$2,0)+1,FALSE)","v":7.983147668762848E-2},{"$f":"N1925*VLOOKUP($B1925,$AR$36:$AZ$47,MATCH(AK$2,$AS$2:$BA$2,0)+1,FALSE)","v":6.8205928845605751E-2},{"$f":"O1925*VLOOKUP($B1925,$AR$36:$AZ$47,MATCH(AL$2,$AS$2:$BA$2,0)+1,FALSE)","v":5.8313671687029986E-2},{"$f":"P1925*VLOOKUP($B1925,$AR$36:$AZ$47,MATCH(AM$2,$AS$2:$BA$2,0)+1,FALSE)","v":1.0282554173884491E-5},{"$f":"Q1925*VLOOKUP($B1925,$AR$36:$AZ$47,MATCH(AN$2,$AS$2:$BA$2,0)+1,FALSE)","v":1.5552262801476889E-3},{"$f":"R1925*VLOOKUP($B1925,$AR$36:$BA$47,MATCH(AO$2,$AS$2:$BA$2,0)+1,FALSE)","v":0},0.63997020909048852]
[2006,3,22,15,null,2013,3,22,15,0.26320065428417255,0.40227287247074078,0,8.0495599001328896E-2,0.1156668,8.1324999999999995E-2,0,1.855926749719135E-3,0,0.94481685250596126,null,null,0.24920232517723309,7.0532433022622618E-2,0.35609003924454874,9.1175945009632248E-2,7.4968372156595603E-2,0,0,1.3565660651031451E-3,0,0.84332568067573543,null,{"$f":"J1937*VLOOKUP($B1937,$AR$36:$AZ$47,MATCH(AG$2,$AS$2:$BA$2,0)+1,FALSE)","v":0.24062609701990051},{"$f":"K1937*VLOOKUP($B1937,$AR$36:$AZ$47,MATCH(AH$2,$AS$2:$BA$2,0)+1,FALSE)","v":0.3620650601518039},{"$f":"L1937*VLOOKUP($B1937,$AR$36:$AZ$47,MATCH(AI$2,$AS$2:$BA$2,0)+1,FALSE)","v":0},{"$f":"M1937*VLOOKUP($B1937,$AR$36:$AZ$47,MATCH(AJ$2,$AS$2:$BA$2,0)+1,FALSE)","v":7.1562727554896774E-2},{"$f":"N1937*VLOOKUP($B1937,$AR$36:$AZ$47,MATCH(AK$2,$AS$2:$BA$2,0)+1,FALSE)","v":9.2802201264536838E-2},{"$f":"O1937*VLOOKUP($B1937,$AR$36:$AZ$47,MATCH(AL$2,$AS$2:$BA$2,0)+1,FALSE)","v":7.3679163364370595E-2},{"$f":"P1937*VLOOKUP($B1937,$AR$36:$AZ$47,MATCH(AM$2,$AS$2:$BA$2,0)+1,FALSE)","v":0},{"$f":"Q1937*VLOOKUP($B1937,$AR$36:$AZ$47,MATCH(AN$2,$AS$2:$BA$2,0)+1,FALSE)","v":1.2779066673517241E-3},{"$f":"R1937*VLOOKUP($B1937,$AR$36:$BA$47,MATCH(AO$2,$AS$2:$BA$2,0)+1,FALSE)","v":0},0.84201315602286042]
[2006,3,22,24,null,2013,3,22,24,0.1900477453071262,0.32957292045991554,8.9604280101505326E-3,0.11241355137573643,8.35066E-2,6.3510999999999998E-2,2.054543509625487E-5,2.2586829922203139E-3,0,0.7902914735802451,null,null,0.17994005430583929,9.8499810941383006E-2,0.2917363864476043,6.582522529836872E-2,5.854677262880472E-2,5.0112389885805225E-3,1.0282554173884491E-5,1.6509556207083089E-3,0,0.70122072678546266,null,{"$f":"J1946*VLOOKUP($B1946,$AR$36:$AZ$47,MATCH(AG$2,$AS$2:$BA$2,0)+1,FALSE)","v":0.17374746778293199},{"$f":"K1946*VLOOKUP($B1946,$AR$36:$AZ$47,MATCH(AH$2,$AS$2:$BA$2,0)+1,FALSE)","v":0.29663158377502624},{"$f":"L1946*VLOOKUP($B1946,$AR$36:$AZ$47,MATCH(AI$2,$AS$2:$BA$2,0)+1,FALSE)","v":5.3017296218537679E-3},{"$f":"M1946*VLOOKUP($B1946,$AR$36:$AZ$47,MATCH(AJ$2,$AS$2:$BA$2,0)+1,FALSE)","v":9.9938635781161272E-2},{"$f":"N1946*VLOOKUP($B1946,$AR$36:$AZ$47,MATCH(AK$2,$AS$2:$BA$2,0)+1,FALSE)","v":6.6999314411025218E-2},{"$f":"O1946*VLOOKUP($B1946,$AR$36:$AZ$47,MATCH(AL$2,$AS$2:$BA$2,0)+1,FALSE)","v":5.7539961198088421E-2},{"$f":"P1946*VLOOKUP($B1946,$AR$36:$AZ$47,MATCH(AM$2,$AS$2:$BA$2,0)+1,FALSE)","v":1.0282554173884491E-5},{"$f":"Q1946*VLOOKUP($B1946,$AR$36:$AZ$47,MATCH(AN$2,$AS$2:$BA$2,0)+1,FALSE)","v":1.5552262801476889E-3},{"$f":"R1946*VLOOKUP($B1946,$AR$36:$BA$47,MATCH(AO$2,$AS$2:$BA$2,0)+1,FALSE)","v":0},0.70172420140440861]
[2006,3,23,8,null,2013,3,23,8,0.28664214343807826,0.34154529969467862,0,9.2279454315176132E-2,8.7624299999999974E-2,6.676E-2,0,1.855926749719135E-3,0,0.87670712419765218,null,null,0.27139707852485606,8.0857767525177024E-2,0.30233427977651001,6.9071058923628179E-2,6.1541820168144148E-2,0,0,1.3565660651031451E-3,0,0.78655857098341853,null,{"$f":"J1954*VLOOKUP($B1954,$AR$36:$AZ$47,MATCH(AG$2,$AS$2:$BA$2,0)+1,FALSE)","v":0.26205702415334364},{"$f":"K1954*VLOOKUP($B1954,$AR$36:$AZ$47,MATCH(AH$2,$AS$2:$BA$2,0)+1,FALSE)","v":0.30740730469592925},{"$f":"L1954*VLOOKUP($B1954,$AR$36:$AZ$47,MATCH(AI$2,$AS$2:$BA$2,0)+1,FALSE)","v":0},{"$f":"M1954*VLOOKUP($B1954,$AR$36:$AZ$47,MATCH(AJ$2,$AS$2:$BA$2,0)+1,FALSE)","v":8.2038888212540323E-2},{"$f":"N1954*VLOOKUP($B1954,$AR$36:$AZ$47,MATCH(AK$2,$AS$2:$BA$2,0)+1,FALSE)","v":7.0303042223560722E-2},{"$f":"O1954*VLOOKUP($B1954,$AR$36:$AZ$47,MATCH(AL$2,$AS$2:$BA$2,0)+1,FALSE)","v":6.0483503795946893E-2},{"$f":"P1954*VLOOKUP($B1954,$AR$36:$AZ$47,MATCH(AM$2,$AS$2:$BA$2,0)+1,FALSE)","v":0},{"$f":"Q1954*VLOOKUP($B1954,$AR$36:$AZ$47,MATCH(AN$2,$AS$2:$BA$2,0)+1,FALSE)","v":1.2779066673517241E-3},{"$f":"R1954*VLOOKUP($B1954,$AR$36:$BA$47,MATCH(AO$2,$AS$2:$BA$2,0)+1,FALSE)","v":0},0.78356766974867265]
[2006,3,23,14,null,2013,3,23,14,0.30455263924428017,0.37327412686037553,0,0.10100216283407713,9.1874799999999993E-2,6.9000000000000006E-2,0,1.855926749719135E-3,0,0.94155965568845201,null,null,0.28835500445449153,8.850084195431554E-2,0.33042048713427385,7.2421573974303433E-2,6.3606734445805072E-2,0,0,1.3565660651031451E-3,0,0.8446612080282927,null,{"$f":"J1960*VLOOKUP($B1960,$AR$36:$AZ$47,MATCH(AG$2,$AS$2:$BA$2,0)+1,FALSE)","v":0.27843134781624962},{"$f":"K1960*VLOOKUP($B1960,$AR$36:$AZ$47,MATCH(AH$2,$AS$2:$BA$2,0)+1,FALSE)","v":0.33596478520843837},{"$f":"L1960*VLOOKUP($B1960,$AR$36:$AZ$47,MATCH(AI$2,$AS$2:$BA$2,0)+1,FALSE)","v":0},{"$f":"M1960*VLOOKUP($B1960,$AR$36:$AZ$47,MATCH(AJ$2,$AS$2:$BA$2,0)+1,FALSE)","v":8.9793607986332971E-2},{"$f":"N1960*VLOOKUP($B1960,$AR$36:$AZ$47,MATCH(AK$2,$AS$2:$BA$2,0)+1,FALSE)","v":7.3713318607751474E-2},{"$f":"O1960*VLOOKUP($B1960,$AR$36:$AZ$47,MATCH(AL$2,$AS$2:$BA$2,0)+1,FALSE)","v":6.2512908357105088E-2},{"$f":"P1960*VLOOKUP($B1960,$AR$36:$AZ$47,MATCH(AM$2,$AS$2:$BA$2,0)+1,FALSE)","v":0},{"$f":"Q1960*VLOOKUP($B1960,$AR$36:$AZ$47,MATCH(AN$2,$AS$2:$BA$2,0)+1,FALSE)","v":1.2779066673517241E-3},{"$f":"R1960*VLOOKUP($B1960,$AR$36:$BA$47,MATCH(AO$2,$AS$2:$BA$2,0)+1,FALSE)","v":0},0.8416938746432292]
[2006,3,23,17,null,2013,3,23,17,0.34832631851794826,0.35199281569623958,0,8.6733018083474125E-2,8.6975300000000019E-2,6.7949999999999997E-2,0,1.855926749719135E-3,0,0.94383337904738107,null,null,0.32980058021200032,7.5997829256746835E-2,0.31158237140186434,6.855947575273344E-2,6.2638805878151516E-2,0,0,1.3565660651031451E-3,0,0.84993562856659954,null,{"$f":"J1963*VLOOKUP($B1963,$AR$36:$AZ$47,MATCH(AG$2,$AS$2:$BA$2,0)+1,FALSE)","v":0.31845058570329265},{"$f":"K1963*VLOOKUP($B1963,$AR$36:$AZ$47,MATCH(AH$2,$AS$2:$BA$2,0)+1,FALSE)","v":0.31681057488491576},{"$f":"L1963*VLOOKUP($B1963,$AR$36:$AZ$47,MATCH(AI$2,$AS$2:$BA$2,0)+1,FALSE)","v":0},{"$f":"M1963*VLOOKUP($B1963,$AR$36:$AZ$47,MATCH(AJ$2,$AS$2:$BA$2,0)+1,FALSE)","v":7.7107958945918598E-2},{"$f":"N1963*VLOOKUP($B1963,$AR$36:$AZ$47,MATCH(AK$2,$AS$2:$BA$2,0)+1,FALSE)","v":6.9782334219010755E-2},{"$f":"O1963*VLOOKUP($B1963,$AR$36:$AZ$47,MATCH(AL$2,$AS$2:$BA$2,0)+1,FALSE)","v":6.156162496906218E-2},{"$f":"P1963*VLOOKUP($B1963,$AR$36:$AZ$47,MATCH(AM$2,$AS$2:$BA$2,0)+1,FALSE)","v":0},{"$f":"Q1963*VLOOKUP($B1963,$AR$36:$AZ$47,MATCH(AN$2,$AS$2:$BA$2,0)+1,FALSE)","v":1.2779066673517241E-3},{"$f":"R1963*VLOOKUP($B1963,$AR$36:$BA$47,MATCH(AO$2,$AS$2:$BA$2,0)+1,FALSE)","v":0},0.84499098538955164]
[2006,3,24,4,null,2013,3,24,4,0.20998089570602624,0.31276696089823031,8.9604280101505326E-3,0.10775027901712447,8.0269499999999994E-2,6.2620999999999996E-2,2.054543509625487E-5,2.2586829922203139E-3,0,0.7846282920588481,null,null,0.19881305992591722,9.44137248772913E-2,0.27685983073280634,6.3273536727485105E-2,5.772633793812694E-2,5.0112389885805225E-3,1.0282554173884491E-5,1.6509556207083089E-3,0,0.69775896736508969,null,{"$f":"J1974*VLOOKUP($B1974,$AR$36:$AZ$47,MATCH(AG$2,$AS$2:$BA$2,0)+1,FALSE)","v":0.19197096420562465},{"$f":"K1974*VLOOKUP($B1974,$AR$36:$AZ$47,MATCH(AH$2,$AS$2:$BA$2,0)+1,FALSE)","v":0.28150540655547507},{"$f":"L1974*VLOOKUP($B1974,$AR$36:$AZ$47,MATCH(AI$2,$AS$2:$BA$2,0)+1,FALSE)","v":5.3017296218537679E-3},{"$f":"M1974*VLOOKUP($B1974,$AR$36:$AZ$47,MATCH(AJ$2,$AS$2:$BA$2,0)+1,FALSE)","v":9.5792862677365642E-2},{"$f":"N1974*VLOOKUP($B1974,$AR$36:$AZ$47,MATCH(AK$2,$AS$2:$BA$2,0)+1,FALSE)","v":6.4402112744570958E-2},{"$f":"O1974*VLOOKUP($B1974,$AR$36:$AZ$47,MATCH(AL$2,$AS$2:$BA$2,0)+1,FALSE)","v":5.6733635278699672E-2},{"$f":"P1974*VLOOKUP($B1974,$AR$36:$AZ$47,MATCH(AM$2,$AS$2:$BA$2,0)+1,FALSE)","v":1.0282554173884491E-5},{"$f":"Q1974*VLOOKUP($B1974,$AR$36:$AZ$47,MATCH(AN$2,$AS$2:$BA$2,0)+1,FALSE)","v":1.5552262801476889E-3},{"$f":"R1974*VLOOKUP($B1974,$AR$36:$BA$47,MATCH(AO$2,$AS$2:$BA$2,0)+1,FALSE)","v":0},0.69727221991791133]
[2006,3,24,10,null,2013,3,24,10,0.35322729622469684,0.37872035832524686,0,0.11976774401027693,8.6117499999999972E-2,6.6948999999999995E-2,0,1.855926749719135E-3,0,1.0066378253099397,null,null,0.33444089937642335,0.10494375453415793,0.3352414654024567,6.7883303111757234E-2,6.1716047310321785E-2,0,0,1.3565660651031451E-3,0,0.90558203580022012,null,{"$f":"J1980*VLOOKUP($B1980,$AR$36:$AZ$47,MATCH(AG$2,$AS$2:$BA$2,0)+1,FALSE)","v":0.32293120958458127},{"$f":"K1980*VLOOKUP($B1980,$AR$36:$AZ$47,MATCH(AH$2,$AS$2:$BA$2,0)+1,FALSE)","v":0.34086665719105064},{"$f":"L1980*VLOOKUP($B1980,$AR$36:$AZ$47,MATCH(AI$2,$AS$2:$BA$2,0)+1,FALSE)","v":0},{"$f":"M1980*VLOOKUP($B1980,$AR$36:$AZ$47,MATCH(AJ$2,$AS$2:$BA$2,0)+1,FALSE)","v":0.10647670855061991},{"$f":"N1980*VLOOKUP($B1980,$AR$36:$AZ$47,MATCH(AK$2,$AS$2:$BA$2,0)+1,FALSE)","v":6.909410105059316E-2},{"$f":"O1980*VLOOKUP($B1980,$AR$36:$AZ$47,MATCH(AL$2,$AS$2:$BA$2,0)+1,FALSE)","v":6.0654734805794606E-2},{"$f":"P1980*VLOOKUP($B1980,$AR$36:$AZ$47,MATCH(AM$2,$AS$2:$BA$2,0)+1,FALSE)","v":0},{"$f":"Q1980*VLOOKUP($B1980,$AR$36:$AZ$47,MATCH(AN$2,$AS$2:$BA$2,0)+1,FALSE)","v":1.2779066673517241E-3},{"$f":"R1980*VLOOKUP($B1980,$AR$36:$BA$47,MATCH(AO$2,$AS$2:$BA$2,0)+1,FALSE)","v":0},0.90130131784999146]
[2006,3,24,18,null,2013,3,24,18,0.43554529394201863,0.36295661838089638,0,0.10709797337862062,8.2619899999999968E-2,6.6916000000000003E-2,0,1.855926749719135E-3,0,1.0569917124512547,null,null,0.41238081366304352,9.3842156936573287E-2,0.32128747755100667,6.5126271835144675E-2,6.1685626698195536E-2,0,0,1.3565660651031451E-3,{"$f":"$R1988*$BA$6","v":0},0.9556789127490668,null,{"$f":"J1988*VLOOKUP($B1988,$AR$36:$AZ$47,MATCH(AG$2,$AS$2:$BA$2,0)+1,FALSE)","v":0.39818884357141043},{"$f":"K1988*VLOOKUP($B1988,$AR$36:$AZ$47,MATCH(AH$2,$AS$2:$BA$2,0)+1,FALSE)","v":0.32667852808327991},{"$f":"L1988*VLOOKUP($B1988,$AR$36:$AZ$47,MATCH(AI$2,$AS$2:$BA$2,0)+1,FALSE)","v":0},{"$f":"M1988*VLOOKUP($B1988,$AR$36:$AZ$47,MATCH(AJ$2,$AS$2:$BA$2,0)+1,FALSE)","v":9.5212945622645623E-2},{"$f":"N1988*VLOOKUP($B1988,$AR$36:$AZ$47,MATCH(AK$2,$AS$2:$BA$2,0)+1,FALSE)","v":6.6287894091095326E-2},{"$f":"O1988*VLOOKUP($B1988,$AR$36:$AZ$47,MATCH(AL$2,$AS$2:$BA$2,0)+1,FALSE)","v":6.0624837327884699E-2},{"$f":"P1988*VLOOKUP($B1988,$AR$36:$AZ$47,MATCH(AM$2,$AS$2:$BA$2,0)+1,FALSE)","v":0},{"$f":"Q1988*VLOOKUP($B1988,$AR$36:$AZ$47,MATCH(AN$2,$AS$2:$BA$2,0)+1,FALSE)","v":1.2779066673517241E-3},{"$f":"R1988*VLOOKUP($B1988,$AR$36:$BA$47,MATCH(AO$2,$AS$2:$BA$2,0)+1,FALSE)","v":0},{"$f":"SUM(AG1988:AO1988)","v":0.94827095536366768}]
[2006,3,25,3,null,2013,3,25,3,0.1944129919420077,0.31093555550599378,8.9604280101505326E-3,0.10224550638235959,8.1868300000000019E-2,6.3671000000000005E-2,2.054543509625487E-5,2.2586829922203139E-3,0,0.76437301026782822,null,null,0.18407313526015201,8.9590293385590616E-2,0.27523867936361568,6.4533812803951318E-2,5.8694266505780503E-2,5.0112389885805225E-3,1.0282554173884491E-5,1.6509556207083089E-3,0,0.67880266448255278,null,{"$f":"J1997*VLOOKUP($B1997,$AR$36:$AZ$47,MATCH(AG$2,$AS$2:$BA$2,0)+1,FALSE)","v":0.17773830991490747},{"$f":"K1997*VLOOKUP($B1997,$AR$36:$AZ$47,MATCH(AH$2,$AS$2:$BA$2,0)+1,FALSE)","v":0.27985705304003711},{"$f":"L1997*VLOOKUP($B1997,$AR$36:$AZ$47,MATCH(AI$2,$AS$2:$BA$2,0)+1,FALSE)","v":5.3017296218537679E-3},{"$f":"M1997*VLOOKUP($B1997,$AR$36:$AZ$47,MATCH(AJ$2,$AS$2:$BA$2,0)+1,FALSE)","v":9.0898973456082527E-2},{"$f":"N1997*VLOOKUP($B1997,$AR$36:$AZ$47,MATCH(AK$2,$AS$2:$BA$2,0)+1,FALSE)","v":6.5684867687058723E-2},{"$f":"O1997*VLOOKUP($B1997,$AR$36:$AZ$47,MATCH(AL$2,$AS$2:$BA$2,0)+1,FALSE)","v":5.7684918666742586E-2},{"$f":"P1997*VLOOKUP($B1997,$AR$36:$AZ$47,MATCH(AM$2,$AS$2:$BA$2,0)+1,FALSE)","v":1.0282554173884491E-5},{"$f":"Q1997*VLOOKUP($B1997,$AR$36:$AZ$47,MATCH(AN$2,$AS$2:$BA$2,0)+1,FALSE)","v":1.5552262801476889E-3},{"$f":"R1997*VLOOKUP($B1997,$AR$36:$BA$47,MATCH(AO$2,$AS$2:$BA$2,0)+1,FALSE)","v":0},0.67873136122100386]
[2006,3,25,12,null,2013,3,25,12,0.27017599408332799,0.46082701532073006,0,0.1095712102183196,0.11685400000000001,8.3193000000000003E-2,0,1.855926749719135E-3,0,1.0424771463720968,null,null,0.25580668146798169,9.600927431826109E-2,0.40792188884783054,9.2111771728409245E-2,7.6690363170287851E-2,0,0,1.3565660651031451E-3,0,0.9298965455978736,null,{"$f":"J2006*VLOOKUP($B2006,$AR$36:$AZ$47,MATCH(AG$2,$AS$2:$BA$2,0)+1,FALSE)","v":0.2470031662404282},{"$f":"K2006*VLOOKUP($B2006,$AR$36:$AZ$47,MATCH(AH$2,$AS$2:$BA$2,0)+1,FALSE)","v":0.41476662345361637},{"$f":"L2006*VLOOKUP($B2006,$AR$36:$AZ$47,MATCH(AI$2,$AS$2:$BA$2,0)+1,FALSE)","v":0},{"$f":"M2006*VLOOKUP($B2006,$AR$36:$AZ$47,MATCH(AJ$2,$AS$2:$BA$2,0)+1,FALSE)","v":9.7411718926204621E-2},{"$f":"N2006*VLOOKUP($B2006,$AR$36:$AZ$47,MATCH(AK$2,$AS$2:$BA$2,0)+1,FALSE)","v":9.3754719820779944E-2},{"$f":"O2006*VLOOKUP($B2006,$AR$36:$AZ$47,MATCH(AL$2,$AS$2:$BA$2,0)+1,FALSE)","v":7.5371541810907883E-2},{"$f":"P2006*VLOOKUP($B2006,$AR$36:$AZ$47,MATCH(AM$2,$AS$2:$BA$2,0)+1,FALSE)","v":0},{"$f":"Q2006*VLOOKUP($B2006,$AR$36:$AZ$47,MATCH(AN$2,$AS$2:$BA$2,0)+1,FALSE)","v":1.2779066673517241E-3},{"$f":"R2006*VLOOKUP($B2006,$AR$36:$BA$47,MATCH(AO$2,$AS$2:$BA$2,0)+1,FALSE)","v":0},0.92958567691928873]
[2006,3,25,17,null,2013,3,25,17,0.35075987803864273,0.40541934599630092,0,7.1410265916999976E-2,0.10842460000000002,7.7464000000000005E-2,0,1.855926749719135E-3,0,1.0153340167016627,null,null,0.33210471084823906,6.2571617087231315E-2,0.35887528268966856,8.5467181311243798E-2,7.1409160537823826E-2,0,0,1.3565660651031451E-3,0,0.91178451853930975,null,{"$f":"J2011*VLOOKUP($B2011,$AR$36:$AZ$47,MATCH(AG$2,$AS$2:$BA$2,0)+1,FALSE)","v":0.32067542032964613},{"$f":"K2011*VLOOKUP($B2011,$AR$36:$AZ$47,MATCH(AH$2,$AS$2:$BA$2,0)+1,FALSE)","v":0.3648970386526183},{"$f":"L2011*VLOOKUP($B2011,$AR$36:$AZ$47,MATCH(AI$2,$AS$2:$BA$2,0)+1,FALSE)","v":0},{"$f":"M2011*VLOOKUP($B2011,$AR$36:$AZ$47,MATCH(AJ$2,$AS$2:$BA$2,0)+1,FALSE)","v":6.3485624901761822E-2},{"$f":"N2011*VLOOKUP($B2011,$AR$36:$AZ$47,MATCH(AK$2,$AS$2:$BA$2,0)+1,FALSE)","v":8.6991613420851127E-2},{"$f":"O2011*VLOOKUP($B2011,$AR$36:$AZ$47,MATCH(AL$2,$AS$2:$BA$2,0)+1,FALSE)","v":7.0181158448909986E-2},{"$f":"P2011*VLOOKUP($B2011,$AR$36:$AZ$47,MATCH(AM$2,$AS$2:$BA$2,0)+1,FALSE)","v":0},{"$f":"Q2011*VLOOKUP($B2011,$AR$36:$AZ$47,MATCH(AN$2,$AS$2:$BA$2,0)+1,FALSE)","v":1.2779066673517241E-3},{"$f":"R2011*VLOOKUP($B2011,$AR$36:$BA$47,MATCH(AO$2,$AS$2:$BA$2,0)+1,FALSE)","v":0},0.9075087624211392]
[2006,3,25,21,null,2013,3,25,21,0.40111959328814528,0.38584099876430988,8.9604280101505326E-3,0.10608775010026809,9.0681500000000012E-2,6.9158999999999998E-2,2.054543509625487E-5,2.2586829922203139E-3,0,1.0641284985901902,null,null,0.37978604420043383,9.2956971825805715E-2,0.34154462255501039,7.1480938846678277E-2,6.3753306486049752E-2,5.0112389885805225E-3,1.0282554173884491E-5,1.6509556207083089E-3,0,0.95619436107744049,null,{"$f":"J2015*VLOOKUP($B2015,$AR$36:$AZ$47,MATCH(AG$2,$AS$2:$BA$2,0)+1,FALSE)","v":0.36671581396194292},{"$f":"K2015*VLOOKUP($B2015,$AR$36:$AZ$47,MATCH(AH$2,$AS$2:$BA$2,0)+1,FALSE)","v":0.34727557831231326},{"$f":"L2015*VLOOKUP($B2015,$AR$36:$AZ$47,MATCH(AI$2,$AS$2:$BA$2,0)+1,FALSE)","v":5.3017296218537679E-3},{"$f":"M2015*VLOOKUP($B2015,$AR$36:$AZ$47,MATCH(AJ$2,$AS$2:$BA$2,0)+1,FALSE)","v":9.4314830270560812E-2},{"$f":"N2015*VLOOKUP($B2015,$AR$36:$AZ$47,MATCH(AK$2,$AS$2:$BA$2,0)+1,FALSE)","v":7.2755905877659788E-2},{"$f":"O2015*VLOOKUP($B2015,$AR$36:$AZ$47,MATCH(AL$2,$AS$2:$BA$2,0)+1,FALSE)","v":6.2656959841580151E-2},{"$f":"P2015*VLOOKUP($B2015,$AR$36:$AZ$47,MATCH(AM$2,$AS$2:$BA$2,0)+1,FALSE)","v":1.0282554173884491E-5},{"$f":"Q2015*VLOOKUP($B2015,$AR$36:$AZ$47,MATCH(AN$2,$AS$2:$BA$2,0)+1,FALSE)","v":1.5552262801476889E-3},{"$f":"R2015*VLOOKUP($B2015,$AR$36:$BA$47,MATCH(AO$2,$AS$2:$BA$2,0)+1,FALSE)","v":0},0.95058632672023236]
[2006,3,26,10,null,2013,3,26,10,0.23468302204365402,0.43380792659270767,0,8.960500024790985E-2,0.117012,8.3558999999999994E-2,0,1.855926749719135E-3,0,0.96052287563399075,null,null,0.22220140345758749,7.8514338136342662E-2,0.3840047196228209,9.2236317400214138E-2,7.7027755413869928E-2,0,0,1.3565660651031451E-3,0,0.85534110009593822,null,{"$f":"J2028*VLOOKUP($B2028,$AR$36:$AZ$47,MATCH(AG$2,$AS$2:$BA$2,0)+1,FALSE)","v":0.21455440445155302},{"$f":"K2028*VLOOKUP($B2028,$AR$36:$AZ$47,MATCH(AH$2,$AS$2:$BA$2,0)+1,FALSE)","v":0.39044813554397018},{"$f":"L2028*VLOOKUP($B2028,$AR$36:$AZ$47,MATCH(AI$2,$AS$2:$BA$2,0)+1,FALSE)","v":0},{"$f":"M2028*VLOOKUP($B2028,$AR$36:$AZ$47,MATCH(AJ$2,$AS$2:$BA$2,0)+1,FALSE)","v":7.9661227444145971E-2},{"$f":"N2028*VLOOKUP($B2028,$AR$36:$AZ$47,MATCH(AK$2,$AS$2:$BA$2,0)+1,FALSE)","v":9.3881486946695042E-2},{"$f":"O2028*VLOOKUP($B2028,$AR$36:$AZ$47,MATCH(AL$2,$AS$2:$BA$2,0)+1,FALSE)","v":7.5703132020454256E-2},{"$f":"P2028*VLOOKUP($B2028,$AR$36:$AZ$47,MATCH(AM$2,$AS$2:$BA$2,0)+1,FALSE)","v":0},{"$f":"Q2028*VLOOKUP($B2028,$AR$36:$AZ$47,MATCH(AN$2,$AS$2:$BA$2,0)+1,FALSE)","v":1.2779066673517241E-3},{"$f":"R2028*VLOOKUP($B2028,$AR$36:$BA$47,MATCH(AO$2,$AS$2:$BA$2,0)+1,FALSE)","v":0},0.85552629307417016]
[2006,3,26,14,null,2013,3,26,14,0.21903299085156414,0.42775020785711304,0,7.8787304562238494E-2,0.11643429999999999,8.2822999999999994E-2,0,1.855926749719135E-3,0,0.92668373002063475,null,null,0.20738371931173333,6.9035578975905426E-2,0.37864245572209709,9.1780937434380677E-2,7.6349283579781352E-2,0,0,1.3565660651031451E-3,0,0.824548541089001,null,{"$f":"J2032*VLOOKUP($B2032,$AR$36:$AZ$47,MATCH(AG$2,$AS$2:$BA$2,0)+1,FALSE)","v":0.20024666675145436},{"$f":"K2032*VLOOKUP($B2032,$AR$36:$AZ$47,MATCH(AH$2,$AS$2:$BA$2,0)+1,FALSE)","v":0.38499589541424256},{"$f":"L2032*VLOOKUP($B2032,$AR$36:$AZ$47,MATCH(AI$2,$AS$2:$BA$2,0)+1,FALSE)","v":0},{"$f":"M2032*VLOOKUP($B2032,$AR$36:$AZ$47,MATCH(AJ$2,$AS$2:$BA$2,0)+1,FALSE)","v":7.0044008382111278E-2},{"$f":"N2032*VLOOKUP($B2032,$AR$36:$AZ$47,MATCH(AK$2,$AS$2:$BA$2,0)+1,FALSE)","v":9.3417984613523158E-2},{"$f":"O2032*VLOOKUP($B2032,$AR$36:$AZ$47,MATCH(AL$2,$AS$2:$BA$2,0)+1,FALSE)","v":7.503632766464513E-2},{"$f":"P2032*VLOOKUP($B2032,$AR$36:$AZ$47,MATCH(AM$2,$AS$2:$BA$2,0)+1,FALSE)","v":0},{"$f":"Q2032*VLOOKUP($B2032,$AR$36:$AZ$47,MATCH(AN$2,$AS$2:$BA$2,0)+1,FALSE)","v":1.2779066673517241E-3},{"$f":"R2032*VLOOKUP($B2032,$AR$36:$BA$47,MATCH(AO$2,$AS$2:$BA$2,0)+1,FALSE)","v":0},0.82501878949332819]
[2006,3,26,24,null,2013,3,26,24,0.18941842377272575,0.32932954545892024,8.9604280101505326E-3,0.11649150883780032,8.218679999999999E-2,6.4913999999999999E-2,2.054543509625487E-5,2.2586829922203139E-3,0,0.79357993450691344,null,null,0.1793442032427664,0.10207302817475471,0.29152095205074008,6.4784874806925088E-2,5.984010956253609E-2,5.0112389885805225E-3,1.0282554173884491E-5,1.6509556207083089E-3,0,0.70423564500118496,null,{"$f":"J2042*VLOOKUP($B2042,$AR$36:$AZ$47,MATCH(AG$2,$AS$2:$BA$2,0)+1,FALSE)","v":0.1731721227671485},{"$f":"K2042*VLOOKUP($B2042,$AR$36:$AZ$47,MATCH(AH$2,$AS$2:$BA$2,0)+1,FALSE)","v":0.29641253449180316},{"$f":"L2042*VLOOKUP($B2042,$AR$36:$AZ$47,MATCH(AI$2,$AS$2:$BA$2,0)+1,FALSE)","v":5.3017296218537679E-3},{"$f":"M2042*VLOOKUP($B2042,$AR$36:$AZ$47,MATCH(AJ$2,$AS$2:$BA$2,0)+1,FALSE)","v":0.10356404838084041},{"$f":"N2042*VLOOKUP($B2042,$AR$36:$AZ$47,MATCH(AK$2,$AS$2:$BA$2,0)+1,FALSE)","v":6.5940407747843252E-2},{"$f":"O2042*VLOOKUP($B2042,$AR$36:$AZ$47,MATCH(AL$2,$AS$2:$BA$2,0)+1,FALSE)","v":5.8811057001349559E-2},{"$f":"P2042*VLOOKUP($B2042,$AR$36:$AZ$47,MATCH(AM$2,$AS$2:$BA$2,0)+1,FALSE)","v":1.0282554173884491E-5},{"$f":"Q2042*VLOOKUP($B2042,$AR$36:$AZ$47,MATCH(AN$2,$AS$2:$BA$2,0)+1,FALSE)","v":1.5552262801476889E-3},{"$f":"R2042*VLOOKUP($B2042,$AR$36:$BA$47,MATCH(AO$2,$AS$2:$BA$2,0)+1,FALSE)","v":0},0.70476740884516031]
[2006,3,27,7,null,2013,3,27,7,0.27702308720141139,0.3625726824210016,0,7.8562306629339634E-2,0.11049720000000002,7.6174000000000006E-2,0,1.855926749719135E-3,0,0.90668520300147182,null,null,0.26228961187851613,6.8838429668001591E-2,0.32094761925982579,8.7100936750375543E-2,7.0219991154706604E-2,0,0,1.3565660651031451E-3,0,0.81075315477652876,null,{"$f":"J2049*VLOOKUP($B2049,$AR$36:$AZ$47,MATCH(AG$2,$AS$2:$BA$2,0)+1,FALSE)","v":0.25326298841836764},{"$f":"K2049*VLOOKUP($B2049,$AR$36:$AZ$47,MATCH(AH$2,$AS$2:$BA$2,0)+1,FALSE)","v":0.32633296713217735},{"$f":"L2049*VLOOKUP($B2049,$AR$36:$AZ$47,MATCH(AI$2,$AS$2:$BA$2,0)+1,FALSE)","v":0},{"$f":"M2049*VLOOKUP($B2049,$AR$36:$AZ$47,MATCH(AJ$2,$AS$2:$BA$2,0)+1,FALSE)","v":6.9843979238006268E-2},{"$f":"N2049*VLOOKUP($B2049,$AR$36:$AZ$47,MATCH(AK$2,$AS$2:$BA$2,0)+1,FALSE)","v":8.8654509276367824E-2},{"$f":"O2049*VLOOKUP($B2049,$AR$36:$AZ$47,MATCH(AL$2,$AS$2:$BA$2,0)+1,FALSE)","v":6.9012438857885841E-2},{"$f":"P2049*VLOOKUP($B2049,$AR$36:$AZ$47,MATCH(AM$2,$AS$2:$BA$2,0)+1,FALSE)","v":0},{"$f":"Q2049*VLOOKUP($B2049,$AR$36:$AZ$47,MATCH(AN$2,$AS$2:$BA$2,0)+1,FALSE)","v":1.2779066673517241E-3},{"$f":"R2049*VLOOKUP($B2049,$AR$36:$BA$47,MATCH(AO$2,$AS$2:$BA$2,0)+1,FALSE)","v":0},0.80838478959015669]
[2006,3,27,14,null,2013,3,27,14,0.22310766317595918,0.43289949678111805,0,9.2271924884586409E-2,0.1181161,8.2996E-2,0,1.855926749719135E-3,0,0.95124711159138264,null,null,0.21124168015281178,8.0851170033322109E-2,0.38320058186112432,9.3106639401731722E-2,7.6508761334261419E-2,0,0,1.3565660651031451E-3,0,0.8462653988483545,null,{"$f":"J2056*VLOOKUP($B2056,$AR$36:$AZ$47,MATCH(AG$2,$AS$2:$BA$2,0)+1,FALSE)","v":0.20397185695176287},{"$f":"K2056*VLOOKUP($B2056,$AR$36:$AZ$47,MATCH(AH$2,$AS$2:$BA$2,0)+1,FALSE)","v":0.38963050473442357},{"$f":"L2056*VLOOKUP($B2056,$AR$36:$AZ$47,MATCH(AI$2,$AS$2:$BA$2,0)+1,FALSE)","v":0},{"$f":"M2056*VLOOKUP($B2056,$AR$36:$AZ$47,MATCH(AJ$2,$AS$2:$BA$2,0)+1,FALSE)","v":8.2032194348569856E-2},{"$f":"N2056*VLOOKUP($B2056,$AR$36:$AZ$47,MATCH(AK$2,$AS$2:$BA$2,0)+1,FALSE)","v":9.4767332413295435E-2},{"$f":"O2056*VLOOKUP($B2056,$AR$36:$AZ$47,MATCH(AL$2,$AS$2:$BA$2,0)+1,FALSE)","v":7.5193062927627438E-2},{"$f":"P2056*VLOOKUP($B2056,$AR$36:$AZ$47,MATCH(AM$2,$AS$2:$BA$2,0)+1,FALSE)","v":0},{"$f":"Q2056*VLOOKUP($B2056,$AR$36:$AZ$47,MATCH(AN$2,$AS$2:$BA$2,0)+1,FALSE)","v":1.2779066673517241E-3},{"$f":"R2056*VLOOKUP($B2056,$AR$36:$BA$47,MATCH(AO$2,$AS$2:$BA$2,0)+1,FALSE)","v":0},0.84687285804303081]
[2006,3,27,24,null,2013,3,27,24,0.16113704732421419,0.29888275199307801,8.9604280101505326E-3,8.8365385167010632E-2,8.2150399999999971E-2,6.4021999999999996E-2,2.054543509625487E-5,2.2586829922203139E-3,0,0.70579724092176988,null,null,0.15256697204875744,7.742815368958908E-2,0.26456959484503889,6.47561820065852E-2,5.9017831198396112E-2,5.0112389885805225E-3,1.0282554173884491E-5,1.6509556207083089E-3,0,0.62501121095182932,null,{"$f":"J2066*VLOOKUP($B2066,$AR$36:$AZ$47,MATCH(AG$2,$AS$2:$BA$2,0)+1,FALSE)","v":0.14731642247770926},{"$f":"K2066*VLOOKUP($B2066,$AR$36:$AZ$47,MATCH(AH$2,$AS$2:$BA$2,0)+1,FALSE)","v":0.26900894637527778},{"$f":"L2066*VLOOKUP($B2066,$AR$36:$AZ$47,MATCH(AI$2,$AS$2:$BA$2,0)+1,FALSE)","v":5.3017296218537679E-3},{"$f":"M2066*VLOOKUP($B2066,$AR$36:$AZ$47,MATCH(AJ$2,$AS$2:$BA$2,0)+1,FALSE)","v":7.8559176681024537E-2},{"$f":"N2066*VLOOKUP($B2066,$AR$36:$AZ$47,MATCH(AK$2,$AS$2:$BA$2,0)+1,FALSE)","v":6.5911203169467858E-2},{"$f":"O2066*VLOOKUP($B2066,$AR$36:$AZ$47,MATCH(AL$2,$AS$2:$BA$2,0)+1,FALSE)","v":5.8002919113602627E-2},{"$f":"P2066*VLOOKUP($B2066,$AR$36:$AZ$47,MATCH(AM$2,$AS$2:$BA$2,0)+1,FALSE)","v":1.0282554173884491E-5},{"$f":"Q2066*VLOOKUP($B2066,$AR$36:$AZ$47,MATCH(AN$2,$AS$2:$BA$2,0)+1,FALSE)","v":1.5552262801476889E-3},{"$f":"R2066*VLOOKUP($B2066,$AR$36:$BA$47,MATCH(AO$2,$AS$2:$BA$2,0)+1,FALSE)","v":0},0.62566590627325747]
[2006,3,28,4,null,2013,3,28,4,0.15273558745314239,0.26701630701837387,8.9604280101505326E-3,6.894963854575209E-2,8.2425900000000024E-2,6.3862000000000002E-2,2.054543509625487E-5,2.2586829922203139E-3,0,0.64622908945473545,null,null,0.14461234389462746,6.0415548464730497E-2,0.23636156885528736,6.4973348668498201E-2,5.8870337321420337E-2,5.0112389885805225E-3,1.0282554173884491E-5,1.6509556207083089E-3,0,0.5719056243680265,null,{"$f":"J2070*VLOOKUP($B2070,$AR$36:$AZ$47,MATCH(AG$2,$AS$2:$BA$2,0)+1,FALSE)","v":0.13963555062143101},{"$f":"K2070*VLOOKUP($B2070,$AR$36:$AZ$47,MATCH(AH$2,$AS$2:$BA$2,0)+1,FALSE)","v":0.24032760317227672},{"$f":"L2070*VLOOKUP($B2070,$AR$36:$AZ$47,MATCH(AI$2,$AS$2:$BA$2,0)+1,FALSE)","v":5.3017296218537679E-3},{"$f":"M2070*VLOOKUP($B2070,$AR$36:$AZ$47,MATCH(AJ$2,$AS$2:$BA$2,0)+1,FALSE)","v":6.1298061750889102E-2},{"$f":"N2070*VLOOKUP($B2070,$AR$36:$AZ$47,MATCH(AK$2,$AS$2:$BA$2,0)+1,FALSE)","v":6.6132243316237585E-2},{"$f":"O2070*VLOOKUP($B2070,$AR$36:$AZ$47,MATCH(AL$2,$AS$2:$BA$2,0)+1,FALSE)","v":5.7857961644948483E-2},{"$f":"P2070*VLOOKUP($B2070,$AR$36:$AZ$47,MATCH(AM$2,$AS$2:$BA$2,0)+1,FALSE)","v":1.0282554173884491E-5},{"$f":"Q2070*VLOOKUP($B2070,$AR$36:$AZ$47,MATCH(AN$2,$AS$2:$BA$2,0)+1,FALSE)","v":1.5552262801476889E-3},{"$f":"R2070*VLOOKUP($B2070,$AR$36:$BA$47,MATCH(AO$2,$AS$2:$BA$2,0)+1,FALSE)","v":0},0.57211865896195824]
[2006,3,28,9,null,2013,3,28,9,0.22592633351840227,0.40972637576866655,0,8.5952427017996089E-2,0.1159111,8.1132999999999997E-2,0,1.855926749719135E-3,0,0.92050516305478414,null,null,0.21391043948836624,7.531385413603274E-2,0.36268784502142426,9.1368517842682462E-2,7.4791379504224667E-2,0,0,1.3565660651031451E-3,0,0.81942860205783352,null,{"$f":"J2075*VLOOKUP($B2075,$AR$36:$AZ$47,MATCH(AG$2,$AS$2:$BA$2,0)+1,FALSE)","v":0.20654877168296842},{"$f":"K2075*VLOOKUP($B2075,$AR$36:$AZ$47,MATCH(AH$2,$AS$2:$BA$2,0)+1,FALSE)","v":0.36877357396067734},{"$f":"L2075*VLOOKUP($B2075,$AR$36:$AZ$47,MATCH(AI$2,$AS$2:$BA$2,0)+1,FALSE)","v":0},{"$f":"M2075*VLOOKUP($B2075,$AR$36:$AZ$47,MATCH(AJ$2,$AS$2:$BA$2,0)+1,FALSE)","v":7.6413992736043324E-2},{"$f":"N2075*VLOOKUP($B2075,$AR$36:$AZ$47,MATCH(AK$2,$AS$2:$BA$2,0)+1,FALSE)","v":9.2998208915556213E-2},{"$f":"O2075*VLOOKUP($B2075,$AR$36:$AZ$47,MATCH(AL$2,$AS$2:$BA$2,0)+1,FALSE)","v":7.3505214401985611E-2},{"$f":"P2075*VLOOKUP($B2075,$AR$36:$AZ$47,MATCH(AM$2,$AS$2:$BA$2,0)+1,FALSE)","v":0},{"$f":"Q2075*VLOOKUP($B2075,$AR$36:$AZ$47,MATCH(AN$2,$AS$2:$BA$2,0)+1,FALSE)","v":1.2779066673517241E-3},{"$f":"R2075*VLOOKUP($B2075,$AR$36:$BA$47,MATCH(AO$2,$AS$2:$BA$2,0)+1,FALSE)","v":0},0.81951766836458273]
[2006,3,28,18,null,2013,3,28,18,0.31221562261149655,0.35986273626807219,0,6.4636751835908654E-2,9.5981399999999994E-2,7.2938000000000003E-2,0,1.855926749719135E-3,0,0.90749043746519642,null,null,0.2956104319841017,5.6636479835262078E-2,0.31854878777506684,7.5658657871986737E-2,6.7236927492871454E-2,0,0,1.3565660651031451E-3,0,0.81504785102439203,null,{"$f":"J2084*VLOOKUP($B2084,$AR$36:$AZ$47,MATCH(AG$2,$AS$2:$BA$2,0)+1,FALSE)","v":0.28543708184148064},{"$f":"K2084*VLOOKUP($B2084,$AR$36:$AZ$47,MATCH(AH$2,$AS$2:$BA$2,0)+1,FALSE)","v":0.32389388439999561},{"$f":"L2084*VLOOKUP($B2084,$AR$36:$AZ$47,MATCH(AI$2,$AS$2:$BA$2,0)+1,FALSE)","v":0},{"$f":"M2084*VLOOKUP($B2084,$AR$36:$AZ$47,MATCH(AJ$2,$AS$2:$BA$2,0)+1,FALSE)","v":5.7463790804143738E-2},{"$f":"N2084*VLOOKUP($B2084,$AR$36:$AZ$47,MATCH(AK$2,$AS$2:$BA$2,0)+1,FALSE)","v":7.7008140628529675E-2},{"$f":"O2084*VLOOKUP($B2084,$AR$36:$AZ$47,MATCH(AL$2,$AS$2:$BA$2,0)+1,FALSE)","v":6.6080674054355526E-2},{"$f":"P2084*VLOOKUP($B2084,$AR$36:$AZ$47,MATCH(AM$2,$AS$2:$BA$2,0)+1,FALSE)","v":0},{"$f":"Q2084*VLOOKUP($B2084,$AR$36:$AZ$47,MATCH(AN$2,$AS$2:$BA$2,0)+1,FALSE)","v":1.2779066673517241E-3},{"$f":"R2084*VLOOKUP($B2084,$AR$36:$BA$47,MATCH(AO$2,$AS$2:$BA$2,0)+1,FALSE)","v":0},0.81116147839585706]
[2006,3,29,2,null,2013,3,29,2,0.15571288654141527,0.26715700151632127,8.9604280101505326E-3,6.6762607271490471E-2,7.8232400000000007E-2,6.3278000000000001E-2,2.054543509625487E-5,2.2586829922203139E-3,0,0.64238255176669412,null,null,0.14743129530477322,5.849921218319426E-2,0.23648611095773606,6.1667764651322197E-2,5.8331984670458741E-2,5.0112389885805225E-3,1.0282554173884491E-5,1.6509556207083089E-3,0,0.56908884493094714,null,{"$f":"J2092*VLOOKUP($B2092,$AR$36:$AZ$47,MATCH(AG$2,$AS$2:$BA$2,0)+1,FALSE)","v":0.14235748860908704},{"$f":"K2092*VLOOKUP($B2092,$AR$36:$AZ$47,MATCH(AH$2,$AS$2:$BA$2,0)+1,FALSE)","v":0.24045423503176422},{"$f":"L2092*VLOOKUP($B2092,$AR$36:$AZ$47,MATCH(AI$2,$AS$2:$BA$2,0)+1,FALSE)","v":5.3017296218537679E-3},{"$f":"M2092*VLOOKUP($B2092,$AR$36:$AZ$47,MATCH(AJ$2,$AS$2:$BA$2,0)+1,FALSE)","v":5.9353732804017872E-2},{"$f":"N2092*VLOOKUP($B2092,$AR$36:$AZ$47,MATCH(AK$2,$AS$2:$BA$2,0)+1,FALSE)","v":6.2767699376206076E-2},{"$f":"O2092*VLOOKUP($B2092,$AR$36:$AZ$47,MATCH(AL$2,$AS$2:$BA$2,0)+1,FALSE)","v":5.7328866884360806E-2},{"$f":"P2092*VLOOKUP($B2092,$AR$36:$AZ$47,MATCH(AM$2,$AS$2:$BA$2,0)+1,FALSE)","v":1.0282554173884491E-5},{"$f":"Q2092*VLOOKUP($B2092,$AR$36:$AZ$47,MATCH(AN$2,$AS$2:$BA$2,0)+1,FALSE)","v":1.5552262801476889E-3},{"$f":"R2092*VLOOKUP($B2092,$AR$36:$BA$47,MATCH(AO$2,$AS$2:$BA$2,0)+1,FALSE)","v":0},0.56912926116161133]
[2006,3,29,11,null,2013,3,29,11,0.27490539207678533,0.40596821084545837,0,8.3787673649188543E-2,8.7287800000000013E-2,7.0888999999999994E-2,0,1.855926749719135E-3,0,0.92469400332115137,null,null,0.26028454638767001,7.3417038361130629E-2,0.35936113525157765,6.8805808173233618E-2,6.5348084030850365E-2,0,0,1.3565660651031451E-3,0,0.82857317826956545,null,{"$f":"J2101*VLOOKUP($B2101,$AR$36:$AZ$47,MATCH(AG$2,$AS$2:$BA$2,0)+1,FALSE)","v":0.25132692669427076},{"$f":"K2101*VLOOKUP($B2101,$AR$36:$AZ$47,MATCH(AH$2,$AS$2:$BA$2,0)+1,FALSE)","v":0.36539104358863311},{"$f":"L2101*VLOOKUP($B2101,$AR$36:$AZ$47,MATCH(AI$2,$AS$2:$BA$2,0)+1,FALSE)","v":0},{"$f":"M2101*VLOOKUP($B2101,$AR$36:$AZ$47,MATCH(AJ$2,$AS$2:$BA$2,0)+1,FALSE)","v":7.4489469439397479E-2},{"$f":"N2101*VLOOKUP($B2101,$AR$36:$AZ$47,MATCH(AK$2,$AS$2:$BA$2,0)+1,FALSE)","v":7.0033060338304851E-2},{"$f":"O2101*VLOOKUP($B2101,$AR$36:$AZ$47,MATCH(AL$2,$AS$2:$BA$2,0)+1,FALSE)","v":6.4224312471403214E-2},{"$f":"P2101*VLOOKUP($B2101,$AR$36:$AZ$47,MATCH(AM$2,$AS$2:$BA$2,0)+1,FALSE)","v":0},{"$f":"Q2101*VLOOKUP($B2101,$AR$36:$AZ$47,MATCH(AN$2,$AS$2:$BA$2,0)+1,FALSE)","v":1.2779066673517241E-3},{"$f":"R2101*VLOOKUP($B2101,$AR$36:$BA$47,MATCH(AO$2,$AS$2:$BA$2,0)+1,FALSE)","v":0},0.82674271919936115]
[2006,3,29,19,null,2013,3,29,19,0.33649342660270531,0.33390358488052052,4.6295544719111084E-3,5.6454655816726693E-2,8.286990000000001E-2,6.7975999999999995E-2,1.061514146639835E-5,2.0640174750114113E-3,0,0.88440175438834157,null,null,0.31859702075706947,4.946710478100487E-2,0.29556987005791252,6.5323337771544851E-2,6.2662773633160071E-2,2.5891401440999366E-3,5.3126529898403215E-6,1.5086673354991467E-3,0,0.79572322713328081,null,{"$f":"J2109*VLOOKUP($B2109,$AR$36:$AZ$47,MATCH(AG$2,$AS$2:$BA$2,0)+1,FALSE)","v":0.30763259360609568},{"$f":"K2109*VLOOKUP($B2109,$AR$36:$AZ$47,MATCH(AH$2,$AS$2:$BA$2,0)+1,FALSE)","v":0.30052939141070684},{"$f":"L2109*VLOOKUP($B2109,$AR$36:$AZ$47,MATCH(AI$2,$AS$2:$BA$2,0)+1,FALSE)","v":2.7392269712911135E-3},{"$f":"M2109*VLOOKUP($B2109,$AR$36:$AZ$47,MATCH(AJ$2,$AS$2:$BA$2,0)+1,FALSE)","v":5.0189689915236035E-2},{"$f":"N2109*VLOOKUP($B2109,$AR$36:$AZ$47,MATCH(AK$2,$AS$2:$BA$2,0)+1,FALSE)","v":6.6488474986530641E-2},{"$f":"O2109*VLOOKUP($B2109,$AR$36:$AZ$47,MATCH(AL$2,$AS$2:$BA$2,0)+1,FALSE)","v":6.1585180557718479E-2},{"$f":"P2109*VLOOKUP($B2109,$AR$36:$AZ$47,MATCH(AM$2,$AS$2:$BA$2,0)+1,FALSE)","v":5.3126529898403215E-6},{"$f":"Q2109*VLOOKUP($B2109,$AR$36:$AZ$47,MATCH(AN$2,$AS$2:$BA$2,0)+1,FALSE)","v":1.4211884672963063E-3},{"$f":"R2109*VLOOKUP($B2109,$AR$36:$BA$47,MATCH(AO$2,$AS$2:$BA$2,0)+1,FALSE)","v":0},0.79059105856786505]
[2006,3,30,1,null,2013,3,30,1,0.18359793116828266,0.26832909990053183,9.5360436552274497E-3,8.169320553753201E-2,8.006439999999998E-2,6.3308000000000003E-2,2.4984648287310438E-5,2.4147927045715346E-3,0,0.68896845761443271,null,null,{"$f":"$J2115*$AS$6","v":0.17383327358854886},{"$f":"$M2115*$AV$6","v":7.1581808440038988E-2},{"$f":"$K2115*$AT$6","v":0.23752364688967334},{"$f":"$N2115*$AW$6","v":6.3111863833262422E-2},{"$f":"$O2115*$AX$6","v":5.8359639772391704E-2},{"$f":"$L2115*$AU$6","v":5.3331597226993288E-3},{"$f":"$P2115*$AY$6","v":1.2504286150481678E-5},{"$f":"$Q2115*$AZ$6","v":1.7650620304794531E-3},0,{"$f":"SUM(V2115:AD2115)","v":0.61152095856324451},null,{"$f":"J2115*VLOOKUP($B2115,$AR$36:$AZ$47,MATCH(AG$2,$AS$2:$BA$2,0)+1,FALSE)","v":0.16785085021199678},{"$f":"K2115*VLOOKUP($B2115,$AR$36:$AZ$47,MATCH(AH$2,$AS$2:$BA$2,0)+1,FALSE)","v":0.2415091803214541},{"$f":"L2115*VLOOKUP($B2115,$AR$36:$AZ$47,MATCH(AI$2,$AS$2:$BA$2,0)+1,FALSE)","v":5.6423114013010971E-3},{"$f":"M2115*VLOOKUP($B2115,$AR$36:$AZ$47,MATCH(AJ$2,$AS$2:$BA$2,0)+1,FALSE)","v":7.2627431604951137E-2},{"$f":"N2115*VLOOKUP($B2115,$AR$36:$AZ$47,MATCH(AK$2,$AS$2:$BA$2,0)+1,FALSE)","v":6.4237556177955832E-2},{"$f":"O2115*VLOOKUP($B2115,$AR$36:$AZ$47,MATCH(AL$2,$AS$2:$BA$2,0)+1,FALSE)","v":5.7356046409733463E-2},{"$f":"P2115*VLOOKUP($B2115,$AR$36:$AZ$47,MATCH(AM$2,$AS$2:$BA$2,0)+1,FALSE)","v":1.2504286150481678E-5},{"$f":"Q2115*VLOOKUP($B2115,$AR$36:$AZ$47,MATCH(AN$2,$AS$2:$BA$2,0)+1,FALSE)","v":1.6627163210569949E-3},{"$f":"R2115*VLOOKUP($B2115,$AR$36:$BA$47,MATCH(AO$2,$AS$2:$BA$2,0)+1,FALSE)","v":0},0.6108985967345999]
[2006,3,30,12,null,2013,3,30,12,0.30174233367054809,0.3397596469247734,0,8.9585437221701203E-2,8.6768599999999974E-2,6.7013000000000003E-2,0,1.9235443476339044E-3,0,0.88679256216465652,null,null,0.28569416500735084,7.8497196480737885E-2,0.30075362841166081,6.8396541636517774E-2,6.1775044861112106E-2,0,0,1.405990288741738E-3,0,0.79652256668612109,null,{"$f":"J2126*VLOOKUP($B2126,$AR$36:$AZ$47,MATCH(AG$2,$AS$2:$BA$2,0)+1,FALSE)","v":0.27586208041271837},{"$f":"K2126*VLOOKUP($B2126,$AR$36:$AZ$47,MATCH(AH$2,$AS$2:$BA$2,0)+1,FALSE)","v":0.30580013075557611},{"$f":"L2126*VLOOKUP($B2126,$AR$36:$AZ$47,MATCH(AI$2,$AS$2:$BA$2,0)+1,FALSE)","v":0},{"$f":"M2126*VLOOKUP($B2126,$AR$36:$AZ$47,MATCH(AJ$2,$AS$2:$BA$2,0)+1,FALSE)","v":7.9643835393747101E-2},{"$f":"N2126*VLOOKUP($B2126,$AR$36:$AZ$47,MATCH(AK$2,$AS$2:$BA$2,0)+1,FALSE)","v":6.9616493934664819E-2},{"$f":"O2126*VLOOKUP($B2126,$AR$36:$AZ$47,MATCH(AL$2,$AS$2:$BA$2,0)+1,FALSE)","v":6.0712717793256279E-2},{"$f":"P2126*VLOOKUP($B2126,$AR$36:$AZ$47,MATCH(AM$2,$AS$2:$BA$2,0)+1,FALSE)","v":0},{"$f":"Q2126*VLOOKUP($B2126,$AR$36:$AZ$47,MATCH(AN$2,$AS$2:$BA$2,0)+1,FALSE)","v":1.3244650669322401E-3},{"$f":"R2126*VLOOKUP($B2126,$AR$36:$BA$47,MATCH(AO$2,$AS$2:$BA$2,0)+1,FALSE)","v":0},0.79295972335689502]
[2006,3,30,15,null,2013,3,30,15,0.26197958839004459,0.3301880562815685,0,8.3165763263862769E-2,8.6339300000000022E-2,6.6817000000000001E-2,0,1.9235443476339044E-3,0,0.83041325228310969,null,null,0.2480462016833957,7.2872103567883872E-2,0.29228090176012778,6.8058140010531482E-2,6.1594364861816776E-2,0,0,1.405990288741738E-3,0,0.74425770217249743,null,{"$f":"J2129*VLOOKUP($B2129,$AR$36:$AZ$47,MATCH(AG$2,$AS$2:$BA$2,0)+1,FALSE)","v":0.23950976119198539},{"$f":"K2129*VLOOKUP($B2129,$AR$36:$AZ$47,MATCH(AH$2,$AS$2:$BA$2,0)+1,FALSE)","v":0.29718523579461281},{"$f":"L2129*VLOOKUP($B2129,$AR$36:$AZ$47,MATCH(AI$2,$AS$2:$BA$2,0)+1,FALSE)","v":0},{"$f":"M2129*VLOOKUP($B2129,$AR$36:$AZ$47,MATCH(AJ$2,$AS$2:$BA$2,0)+1,FALSE)","v":7.3936574572835964E-2},{"$f":"N2129*VLOOKUP($B2129,$AR$36:$AZ$47,MATCH(AK$2,$AS$2:$BA$2,0)+1,FALSE)","v":6.9272056421023381E-2},{"$f":"O2129*VLOOKUP($B2129,$AR$36:$AZ$47,MATCH(AL$2,$AS$2:$BA$2,0)+1,FALSE)","v":6.0535144894154937E-2},{"$f":"P2129*VLOOKUP($B2129,$AR$36:$AZ$47,MATCH(AM$2,$AS$2:$BA$2,0)+1,FALSE)","v":0},{"$f":"Q2129*VLOOKUP($B2129,$AR$36:$AZ$47,MATCH(AN$2,$AS$2:$BA$2,0)+1,FALSE)","v":1.3244650669322401E-3},{"$f":"R2129*VLOOKUP($B2129,$AR$36:$BA$47,MATCH(AO$2,$AS$2:$BA$2,0)+1,FALSE)","v":0},0.74176323794154475]
[2006,3,30,21,null,2013,3,30,21,0.33209982774631824,0.29029491221530479,9.5360436552274497E-3,7.9710071996852733E-2,8.1033500000000008E-2,6.5423999999999996E-2,2.4984648287310438E-5,2.4147927045715346E-3,0,0.86053813296656201,null,null,0.31443709549440063,6.9844132897919381E-2,0.25696767979491181,6.3875770229123954E-2,6.0310246295396386E-2,5.3331597226993288E-3,1.2504286150481678E-5,1.7650620304794531E-3,0,0.7725456507510815,null,{"$f":"J2135*VLOOKUP($B2135,$AR$36:$AZ$47,MATCH(AG$2,$AS$2:$BA$2,0)+1,FALSE)","v":0.30361583100511041},{"$f":"K2135*VLOOKUP($B2135,$AR$36:$AZ$47,MATCH(AH$2,$AS$2:$BA$2,0)+1,FALSE)","v":0.26127947481877933},{"$f":"L2135*VLOOKUP($B2135,$AR$36:$AZ$47,MATCH(AI$2,$AS$2:$BA$2,0)+1,FALSE)","v":5.6423114013010971E-3},{"$f":"M2135*VLOOKUP($B2135,$AR$36:$AZ$47,MATCH(AJ$2,$AS$2:$BA$2,0)+1,FALSE)","v":7.086437316402612E-2},{"$f":"N2135*VLOOKUP($B2135,$AR$36:$AZ$47,MATCH(AK$2,$AS$2:$BA$2,0)+1,FALSE)","v":6.5015087961021206E-2},{"$f":"O2135*VLOOKUP($B2135,$AR$36:$AZ$47,MATCH(AL$2,$AS$2:$BA$2,0)+1,FALSE)","v":5.9273108932684677E-2},{"$f":"P2135*VLOOKUP($B2135,$AR$36:$AZ$47,MATCH(AM$2,$AS$2:$BA$2,0)+1,FALSE)","v":1.2504286150481678E-5},{"$f":"Q2135*VLOOKUP($B2135,$AR$36:$AZ$47,MATCH(AN$2,$AS$2:$BA$2,0)+1,FALSE)","v":1.6627163210569949E-3},{"$f":"R2135*VLOOKUP($B2135,$AR$36:$BA$47,MATCH(AO$2,$AS$2:$BA$2,0)+1,FALSE)","v":0},0.7673654078901303]
[2006,3,31,5,null,2013,3,31,5,0.17981300799750374,0.27452727849747893,9.5360436552274497E-3,8.6350707275176172E-2,7.9067499999999999E-2,6.2497999999999998E-2,2.4984648287310438E-5,2.4147927045715346E-3,0,0.69423231477824499,null,null,0.17024965158980973,7.5662838129099533E-2,0.24301024519364459,6.2326043705273226E-2,5.7612952020201814E-2,5.3331597226993288E-3,1.2504286150481678E-5,1.7650620304794531E-3,0,0.61597245667735812,null,{"$f":"J2143*VLOOKUP($B2143,$AR$36:$AZ$47,MATCH(AG$2,$AS$2:$BA$2,0)+1,FALSE)","v":0.16439055755967916},{"$f":"K2143*VLOOKUP($B2143,$AR$36:$AZ$47,MATCH(AH$2,$AS$2:$BA$2,0)+1,FALSE)","v":0.24708784112637455},{"$f":"L2143*VLOOKUP($B2143,$AR$36:$AZ$47,MATCH(AI$2,$AS$2:$BA$2,0)+1,FALSE)","v":5.6423114013010971E-3},{"$f":"M2143*VLOOKUP($B2143,$AR$36:$AZ$47,MATCH(AJ$2,$AS$2:$BA$2,0)+1,FALSE)","v":7.6768074473289635E-2},{"$f":"N2143*VLOOKUP($B2143,$AR$36:$AZ$47,MATCH(AK$2,$AS$2:$BA$2,0)+1,FALSE)","v":6.3437719799318101E-2},{"$f":"O2143*VLOOKUP($B2143,$AR$36:$AZ$47,MATCH(AL$2,$AS$2:$BA$2,0)+1,FALSE)","v":5.6622199224671793E-2},{"$f":"P2143*VLOOKUP($B2143,$AR$36:$AZ$47,MATCH(AM$2,$AS$2:$BA$2,0)+1,FALSE)","v":1.2504286150481678E-5},{"$f":"Q2143*VLOOKUP($B2143,$AR$36:$AZ$47,MATCH(AN$2,$AS$2:$BA$2,0)+1,FALSE)","v":1.6627163210569949E-3},{"$f":"R2143*VLOOKUP($B2143,$AR$36:$BA$47,MATCH(AO$2,$AS$2:$BA$2,0)+1,FALSE)","v":0},0.61562392419184186]
[2006,3,31,14,null,2013,3,31,14,0.30366777164320724,0.33685160006339293,0,9.0425554276967607E-2,8.1463299999999975E-2,6.5754999999999994E-2,0,1.9235443476339044E-3,0,0.88008677033120175,null,null,0.28751719854454388,7.9233329892587676E-2,0.29817943911911965,6.4214565986983052E-2,6.0615374253390031E-2,0,0,1.405990288741738E-3,0,0.79116589808536608,null,{"$f":"J2152*VLOOKUP($B2152,$AR$36:$AZ$47,MATCH(AG$2,$AS$2:$BA$2,0)+1,FALSE)","v":0.27762237476181467},{"$f":"K2152*VLOOKUP($B2152,$AR$36:$AZ$47,MATCH(AH$2,$AS$2:$BA$2,0)+1,FALSE)","v":0.3031827477952907},{"$f":"L2152*VLOOKUP($B2152,$AR$36:$AZ$47,MATCH(AI$2,$AS$2:$BA$2,0)+1,FALSE)","v":0},{"$f":"M2152*VLOOKUP($B2152,$AR$36:$AZ$47,MATCH(AJ$2,$AS$2:$BA$2,0)+1,FALSE)","v":8.039072179109237E-2},{"$f":"N2152*VLOOKUP($B2152,$AR$36:$AZ$47,MATCH(AK$2,$AS$2:$BA$2,0)+1,FALSE)","v":6.5359926636453514E-2},{"$f":"O2152*VLOOKUP($B2152,$AR$36:$AZ$47,MATCH(AL$2,$AS$2:$BA$2,0)+1,FALSE)","v":5.9572989695962968E-2},{"$f":"P2152*VLOOKUP($B2152,$AR$36:$AZ$47,MATCH(AM$2,$AS$2:$BA$2,0)+1,FALSE)","v":0},{"$f":"Q2152*VLOOKUP($B2152,$AR$36:$AZ$47,MATCH(AN$2,$AS$2:$BA$2,0)+1,FALSE)","v":1.3244650669322401E-3},{"$f":"R2152*VLOOKUP($B2152,$AR$36:$BA$47,MATCH(AO$2,$AS$2:$BA$2,0)+1,FALSE)","v":0},0.7874532257475465]
[2006,3,31,22,null,2013,3,31,22,0.31196430023994304,0.30574849208311605,9.5360436552274497E-3,9.0145860141054565E-2,7.8734100000000015E-2,6.4008999999999996E-2,2.4984648287310438E-5,2.4147927045715346E-3,0,0.86257757347219988,null,null,0.29537247619508389,7.8988254284071718E-2,0.27064711541730252,6.2063236572490008E-2,5.9005847320891834E-2,5.3331597226993288E-3,1.2504286150481678E-5,1.7650620304794531E-3,0,0.77318765582916926,null,{"$f":"J2160*VLOOKUP($B2160,$AR$36:$AZ$47,MATCH(AG$2,$AS$2:$BA$2,0)+1,FALSE)","v":0.28520731523423121},{"$f":"K2160*VLOOKUP($B2160,$AR$36:$AZ$47,MATCH(AH$2,$AS$2:$BA$2,0)+1,FALSE)","v":0.27518844484212279},{"$f":"L2160*VLOOKUP($B2160,$AR$36:$AZ$47,MATCH(AI$2,$AS$2:$BA$2,0)+1,FALSE)","v":5.6423114013010971E-3},{"$f":"M2160*VLOOKUP($B2160,$AR$36:$AZ$47,MATCH(AJ$2,$AS$2:$BA$2,0)+1,FALSE)","v":8.0142066268363524E-2},{"$f":"N2160*VLOOKUP($B2160,$AR$36:$AZ$47,MATCH(AK$2,$AS$2:$BA$2,0)+1,FALSE)","v":6.3170225117165607E-2},{"$f":"O2160*VLOOKUP($B2160,$AR$36:$AZ$47,MATCH(AL$2,$AS$2:$BA$2,0)+1,FALSE)","v":5.7991141319274478E-2},{"$f":"P2160*VLOOKUP($B2160,$AR$36:$AZ$47,MATCH(AM$2,$AS$2:$BA$2,0)+1,FALSE)","v":1.2504286150481678E-5},{"$f":"Q2160*VLOOKUP($B2160,$AR$36:$AZ$47,MATCH(AN$2,$AS$2:$BA$2,0)+1,FALSE)","v":1.6627163210569949E-3},{"$f":"R2160*VLOOKUP($B2160,$AR$36:$BA$47,MATCH(AO$2,$AS$2:$BA$2,0)+1,FALSE)","v":0},0.76901672478966632]
[2006,4,1,7,null,2013,4,1,7,0.25892388492467311,0.33962230937263471,0,7.2346351300315234E-2,9.4010499999999969E-2,6.9983000000000004E-2,0,1.9235443476339044E-3,0,0.83680958994525689,null,null,0.24515301583363508,6.3391840558095228E-2,0.30063205786172426,7.4105068855782552E-2,6.4512899952475014E-2,0,0,1.405990288741738E-3,0,0.74920087335045393,null,{"$f":"J2169*VLOOKUP($B2169,$AR$36:$AZ$47,MATCH(AG$2,$AS$2:$BA$2,0)+1,FALSE)","v":0.23048213339385087},{"$f":"K2169*VLOOKUP($B2169,$AR$36:$AZ$47,MATCH(AH$2,$AS$2:$BA$2,0)+1,FALSE)","v":0.3081232052646336},{"$f":"L2169*VLOOKUP($B2169,$AR$36:$AZ$47,MATCH(AI$2,$AS$2:$BA$2,0)+1,FALSE)","v":0},{"$f":"M2169*VLOOKUP($B2169,$AR$36:$AZ$47,MATCH(AJ$2,$AS$2:$BA$2,0)+1,FALSE)","v":6.5570874218565778E-2},{"$f":"N2169*VLOOKUP($B2169,$AR$36:$AZ$47,MATCH(AK$2,$AS$2:$BA$2,0)+1,FALSE)","v":7.3475749124104553E-2},{"$f":"O2169*VLOOKUP($B2169,$AR$36:$AZ$47,MATCH(AL$2,$AS$2:$BA$2,0)+1,FALSE)","v":6.3028616391084688E-2},{"$f":"P2169*VLOOKUP($B2169,$AR$36:$AZ$47,MATCH(AM$2,$AS$2:$BA$2,0)+1,FALSE)","v":0},{"$f":"Q2169*VLOOKUP($B2169,$AR$36:$AZ$47,MATCH(AN$2,$AS$2:$BA$2,0)+1,FALSE)","v":1.455600819804913E-3},{"$f":"R2169*VLOOKUP($B2169,$AR$36:$BA$47,MATCH(AO$2,$AS$2:$BA$2,0)+1,FALSE)","v":0},0.74213617921204444]
[2006,4,1,12,null,2013,4,1,12,0.25530511550277413,0.429158092597685,0,0.10276921543952451,9.8528900000000003E-2,7.3625999999999997E-2,0,1.9235443476339044E-3,0,0.96131086788761755,null,null,0.2417267106951842,9.0049181504395906E-2,0.37988870861865187,7.7666759763904206E-2,6.7871151163867299E-2,0,0,1.405990288741738E-3,0,0.85860850203474526,null,{"$f":"J2174*VLOOKUP($B2174,$AR$36:$AZ$47,MATCH(AG$2,$AS$2:$BA$2,0)+1,FALSE)","v":0.2272608712964497},{"$f":"K2174*VLOOKUP($B2174,$AR$36:$AZ$47,MATCH(AH$2,$AS$2:$BA$2,0)+1,FALSE)","v":0.38935477266120355},{"$f":"L2174*VLOOKUP($B2174,$AR$36:$AZ$47,MATCH(AI$2,$AS$2:$BA$2,0)+1,FALSE)","v":0},{"$f":"M2174*VLOOKUP($B2174,$AR$36:$AZ$47,MATCH(AJ$2,$AS$2:$BA$2,0)+1,FALSE)","v":9.3144535667777167E-2},{"$f":"N2174*VLOOKUP($B2174,$AR$36:$AZ$47,MATCH(AK$2,$AS$2:$BA$2,0)+1,FALSE)","v":7.7007193216438452E-2},{"$f":"O2174*VLOOKUP($B2174,$AR$36:$AZ$47,MATCH(AL$2,$AS$2:$BA$2,0)+1,FALSE)","v":6.6309602480745342E-2},{"$f":"P2174*VLOOKUP($B2174,$AR$36:$AZ$47,MATCH(AM$2,$AS$2:$BA$2,0)+1,FALSE)","v":0},{"$f":"Q2174*VLOOKUP($B2174,$AR$36:$AZ$47,MATCH(AN$2,$AS$2:$BA$2,0)+1,FALSE)","v":1.455600819804913E-3},{"$f":"R2174*VLOOKUP($B2174,$AR$36:$BA$47,MATCH(AO$2,$AS$2:$BA$2,0)+1,FALSE)","v":0},0.85453257614241906]
[2006,4,1,24,null,2013,4,1,24,0.190964864167114,0.32797241628057733,9.5360436552274497E-3,0.11779108040745669,8.4669800000000003E-2,6.5637000000000001E-2,2.4984648287310438E-5,2.4147927045715346E-3,0,0.79901098186323427,null,null,0.18080839619121353,0.10321174812754838,0.29031962773720166,6.674213368725132E-2,6.0506597519120395E-2,5.3331597226993288E-3,1.2504286150481678E-5,1.7650620304794531E-3,0,0.70869922930166451,null,{"$f":"J2186*VLOOKUP($B2186,$AR$36:$AZ$47,MATCH(AG$2,$AS$2:$BA$2,0)+1,FALSE)","v":0.16998813882816591},{"$f":"K2186*VLOOKUP($B2186,$AR$36:$AZ$47,MATCH(AH$2,$AS$2:$BA$2,0)+1,FALSE)","v":0.29755381008224435},{"$f":"L2186*VLOOKUP($B2186,$AR$36:$AZ$47,MATCH(AI$2,$AS$2:$BA$2,0)+1,FALSE)","v":5.0842140494583021E-3},{"$f":"M2186*VLOOKUP($B2186,$AR$36:$AZ$47,MATCH(AJ$2,$AS$2:$BA$2,0)+1,FALSE)","v":0.10675955288200768},{"$f":"N2186*VLOOKUP($B2186,$AR$36:$AZ$47,MATCH(AK$2,$AS$2:$BA$2,0)+1,FALSE)","v":6.6175341937210308E-2},{"$f":"O2186*VLOOKUP($B2186,$AR$36:$AZ$47,MATCH(AL$2,$AS$2:$BA$2,0)+1,FALSE)","v":5.9114489148244936E-2},{"$f":"P2186*VLOOKUP($B2186,$AR$36:$AZ$47,MATCH(AM$2,$AS$2:$BA$2,0)+1,FALSE)","v":1.2504286150481678E-5},{"$f":"Q2186*VLOOKUP($B2186,$AR$36:$AZ$47,MATCH(AN$2,$AS$2:$BA$2,0)+1,FALSE)","v":1.8273424497630719E-3},{"$f":"R2186*VLOOKUP($B2186,$AR$36:$BA$47,MATCH(AO$2,$AS$2:$BA$2,0)+1,FALSE)","v":0},0.70651539366324512]
[2006,4,2,2,null,2013,4,2,2,0.16586136836695259,0.26927550760554153,9.5360436552274497E-3,7.5142744346566065E-2,8.3758400000000024E-2,6.4631999999999995E-2,2.4984648287310438E-5,2.4147927045715346E-3,0,0.67064584132714655,null,null,0.15704003003539532,6.5842116196597619E-2,0.2383614025025447,6.6023710109510969E-2,5.9580151604366277E-2,5.3331597226993288E-3,1.2504286150481678E-5,1.7650620304794531E-3,0,0.59395813648774409,null,{"$f":"J2188*VLOOKUP($B2188,$AR$36:$AZ$47,MATCH(AG$2,$AS$2:$BA$2,0)+1,FALSE)","v":0.14764216147907724},{"$f":"K2188*VLOOKUP($B2188,$AR$36:$AZ$47,MATCH(AH$2,$AS$2:$BA$2,0)+1,FALSE)","v":0.2443008901739894},{"$f":"L2188*VLOOKUP($B2188,$AR$36:$AZ$47,MATCH(AI$2,$AS$2:$BA$2,0)+1,FALSE)","v":5.0842140494583021E-3},{"$f":"M2188*VLOOKUP($B2188,$AR$36:$AZ$47,MATCH(AJ$2,$AS$2:$BA$2,0)+1,FALSE)","v":6.8105375729778636E-2},{"$f":"N2188*VLOOKUP($B2188,$AR$36:$AZ$47,MATCH(AK$2,$AS$2:$BA$2,0)+1,FALSE)","v":6.5463019401411568E-2},{"$f":"O2188*VLOOKUP($B2188,$AR$36:$AZ$47,MATCH(AL$2,$AS$2:$BA$2,0)+1,FALSE)","v":5.8209358481182361E-2},{"$f":"P2188*VLOOKUP($B2188,$AR$36:$AZ$47,MATCH(AM$2,$AS$2:$BA$2,0)+1,FALSE)","v":1.2504286150481678E-5},{"$f":"Q2188*VLOOKUP($B2188,$AR$36:$AZ$47,MATCH(AN$2,$AS$2:$BA$2,0)+1,FALSE)","v":1.8273424497630719E-3},{"$f":"R2188*VLOOKUP($B2188,$AR$36:$BA$47,MATCH(AO$2,$AS$2:$BA$2,0)+1,FALSE)","v":0},0.59064486605081112]
[2006,4,2,9,null,2013,4,2,9,0.24362824353217921,0.41891634887571383,0,9.8930293490385762E-2,0.11878970000000005,8.2617999999999997E-2,0,1.9235443476339044E-3,0,0.96480613024591255,null,null,0.23067087326277663,8.668541368831649E-2,0.37082276563947525,9.3637613860768312E-2,7.6160307049906131E-2,0,0,1.405990288741738E-3,0,0.85938296378998469,null,{"$f":"J2195*VLOOKUP($B2195,$AR$36:$AZ$47,MATCH(AG$2,$AS$2:$BA$2,0)+1,FALSE)","v":0.21686665693521942},{"$f":"K2195*VLOOKUP($B2195,$AR$36:$AZ$47,MATCH(AH$2,$AS$2:$BA$2,0)+1,FALSE)","v":0.38006292458166463},{"$f":"L2195*VLOOKUP($B2195,$AR$36:$AZ$47,MATCH(AI$2,$AS$2:$BA$2,0)+1,FALSE)","v":0},{"$f":"M2195*VLOOKUP($B2195,$AR$36:$AZ$47,MATCH(AJ$2,$AS$2:$BA$2,0)+1,FALSE)","v":8.9665141562372278E-2},{"$f":"N2195*VLOOKUP($B2195,$AR$36:$AZ$47,MATCH(AK$2,$AS$2:$BA$2,0)+1,FALSE)","v":9.2842418620554604E-2},{"$f":"O2195*VLOOKUP($B2195,$AR$36:$AZ$47,MATCH(AL$2,$AS$2:$BA$2,0)+1,FALSE)","v":7.4408045225249478E-2},{"$f":"P2195*VLOOKUP($B2195,$AR$36:$AZ$47,MATCH(AM$2,$AS$2:$BA$2,0)+1,FALSE)","v":0},{"$f":"Q2195*VLOOKUP($B2195,$AR$36:$AZ$47,MATCH(AN$2,$AS$2:$BA$2,0)+1,FALSE)","v":1.455600819804913E-3},{"$f":"R2195*VLOOKUP($B2195,$AR$36:$BA$47,MATCH(AO$2,$AS$2:$BA$2,0)+1,FALSE)","v":0},0.85530078774486529]
[2006,4,2,23,null,2013,4,2,23,0.24978298651169095,0.28824017674966657,9.5360436552274497E-3,6.9905715924153011E-2,8.6819800000000003E-2,6.6975000000000007E-2,2.4984648287310438E-5,2.4147927045715346E-3,0,0.77369950019359668,null,null,0.23649827618293273,6.1253289465395565E-2,0.25514883770371538,6.8436900740292544E-2,6.1740015065330361E-2,5.3331597226993288E-3,1.2504286150481678E-5,1.7650620304794531E-3,0,0.69018804519699584,null,{"$f":"J2209*VLOOKUP($B2209,$AR$36:$AZ$47,MATCH(AG$2,$AS$2:$BA$2,0)+1,FALSE)","v":0.22234532605383467},{"$f":"K2209*VLOOKUP($B2209,$AR$36:$AZ$47,MATCH(AH$2,$AS$2:$BA$2,0)+1,FALSE)","v":0.26150663456182244},{"$f":"L2209*VLOOKUP($B2209,$AR$36:$AZ$47,MATCH(AI$2,$AS$2:$BA$2,0)+1,FALSE)","v":5.0842140494583021E-3},{"$f":"M2209*VLOOKUP($B2209,$AR$36:$AZ$47,MATCH(AJ$2,$AS$2:$BA$2,0)+1,FALSE)","v":6.3358812485149546E-2},{"$f":"N2209*VLOOKUP($B2209,$AR$36:$AZ$47,MATCH(AK$2,$AS$2:$BA$2,0)+1,FALSE)","v":6.7855716582774631E-2},{"$f":"O2209*VLOOKUP($B2209,$AR$36:$AZ$47,MATCH(AL$2,$AS$2:$BA$2,0)+1,FALSE)","v":6.0319528782602876E-2},{"$f":"P2209*VLOOKUP($B2209,$AR$36:$AZ$47,MATCH(AM$2,$AS$2:$BA$2,0)+1,FALSE)","v":1.2504286150481678E-5},{"$f":"Q2209*VLOOKUP($B2209,$AR$36:$AZ$47,MATCH(AN$2,$AS$2:$BA$2,0)+1,FALSE)","v":1.8273424497630719E-3},{"$f":"R2209*VLOOKUP($B2209,$AR$36:$BA$47,MATCH(AO$2,$AS$2:$BA$2,0)+1,FALSE)","v":0},0.68231007925155607]
[2006,4,3,2,null,2013,4,3,2,0.15947010743126078,0.26634478356505265,9.5360436552274497E-3,7.4858865313671058E-2,8.5649900000000015E-2,6.4964999999999995E-2,2.4984648287310438E-5,2.4147927045715346E-3,0,0.6632644773180707,null,null,0.15098868836863338,6.5593373667532609E-2,0.23576713947858566,6.7514710984314441E-2,5.9887123235822112E-2,5.3331597226993288E-3,1.2504286150481678E-5,1.7650620304794531E-3,0,0.58686176177421745,null,{"$f":"J2212*VLOOKUP($B2212,$AR$36:$AZ$47,MATCH(AG$2,$AS$2:$BA$2,0)+1,FALSE)","v":0.14195295495429652},{"$f":"K2212*VLOOKUP($B2212,$AR$36:$AZ$47,MATCH(AH$2,$AS$2:$BA$2,0)+1,FALSE)","v":0.24164198332311243},{"$f":"L2212*VLOOKUP($B2212,$AR$36:$AZ$47,MATCH(AI$2,$AS$2:$BA$2,0)+1,FALSE)","v":5.0842140494583021E-3},{"$f":"M2212*VLOOKUP($B2212,$AR$36:$AZ$47,MATCH(AJ$2,$AS$2:$BA$2,0)+1,FALSE)","v":6.7848082915079821E-2},{"$f":"N2212*VLOOKUP($B2212,$AR$36:$AZ$47,MATCH(AK$2,$AS$2:$BA$2,0)+1,FALSE)","v":6.6941358304706863E-2},{"$f":"O2212*VLOOKUP($B2212,$AR$36:$AZ$47,MATCH(AL$2,$AS$2:$BA$2,0)+1,FALSE)","v":5.8509267448477717E-2},{"$f":"P2212*VLOOKUP($B2212,$AR$36:$AZ$47,MATCH(AM$2,$AS$2:$BA$2,0)+1,FALSE)","v":1.2504286150481678E-5},{"$f":"Q2212*VLOOKUP($B2212,$AR$36:$AZ$47,MATCH(AN$2,$AS$2:$BA$2,0)+1,FALSE)","v":1.8273424497630719E-3},{"$f":"R2212*VLOOKUP($B2212,$AR$36:$BA$47,MATCH(AO$2,$AS$2:$BA$2,0)+1,FALSE)","v":0},0.58381770773104535]
[2006,4,3,9,null,2013,4,3,9,0.23513738660305078,0.41429521092016475,0,9.8116760650606163E-2,0.11917350000000006,8.2470000000000002E-2,0,1.9235443476339044E-3,0,0.95111640252145568,null,null,0.22263160263390699,8.5972574089066958E-2,0.36673215623337951,9.394014948632981E-2,7.6023875213703532E-2,0,0,1.405990288741738E-3,0,0.84670634794512867,null,{"$f":"J2219*VLOOKUP($B2219,$AR$36:$AZ$47,MATCH(AG$2,$AS$2:$BA$2,0)+1,FALSE)","v":0.20930848662606924},{"$f":"K2219*VLOOKUP($B2219,$AR$36:$AZ$47,MATCH(AH$2,$AS$2:$BA$2,0)+1,FALSE)","v":0.37587038540052514},{"$f":"L2219*VLOOKUP($B2219,$AR$36:$AZ$47,MATCH(AI$2,$AS$2:$BA$2,0)+1,FALSE)","v":0},{"$f":"M2219*VLOOKUP($B2219,$AR$36:$AZ$47,MATCH(AJ$2,$AS$2:$BA$2,0)+1,FALSE)","v":8.892779878625319E-2},{"$f":"N2219*VLOOKUP($B2219,$AR$36:$AZ$47,MATCH(AK$2,$AS$2:$BA$2,0)+1,FALSE)","v":9.31423850340279E-2},{"$f":"O2219*VLOOKUP($B2219,$AR$36:$AZ$47,MATCH(AL$2,$AS$2:$BA$2,0)+1,FALSE)","v":7.4274752350895992E-2},{"$f":"P2219*VLOOKUP($B2219,$AR$36:$AZ$47,MATCH(AM$2,$AS$2:$BA$2,0)+1,FALSE)","v":0},{"$f":"Q2219*VLOOKUP($B2219,$AR$36:$AZ$47,MATCH(AN$2,$AS$2:$BA$2,0)+1,FALSE)","v":1.455600819804913E-3},{"$f":"R2219*VLOOKUP($B2219,$AR$36:$BA$47,MATCH(AO$2,$AS$2:$BA$2,0)+1,FALSE)","v":0},0.8429794090175764]
[2006,4,3,19,null,2013,4,3,19,0.3415637266641165,0.34686203639081015,3.4965493402500649E-3,6.7416515762370441E-2,9.6716699999999989E-2,7.3179999999999995E-2,9.1610377053471615E-6,2.103668745177702E-3,0,0.93134835794043014,null,null,0.32339765686523703,5.9072184586755776E-2,0.3070406298894327,7.6238268204126838E-2,6.746001198179731E-2,1.9554918983230871E-3,4.5849049218432826E-6,1.5376499273789001E-3,0,0.83670647825797351,null,{"$f":"J2229*VLOOKUP($B2229,$AR$36:$AZ$47,MATCH(AG$2,$AS$2:$BA$2,0)+1,FALSE)","v":0.30404431956674227},{"$f":"K2229*VLOOKUP($B2229,$AR$36:$AZ$47,MATCH(AH$2,$AS$2:$BA$2,0)+1,FALSE)","v":0.3146914660429137},{"$f":"L2229*VLOOKUP($B2229,$AR$36:$AZ$47,MATCH(AI$2,$AS$2:$BA$2,0)+1,FALSE)","v":1.8642118181347108E-3},{"$f":"M2229*VLOOKUP($B2229,$AR$36:$AZ$47,MATCH(AJ$2,$AS$2:$BA$2,0)+1,FALSE)","v":6.1102734220254827E-2},{"$f":"N2229*VLOOKUP($B2229,$AR$36:$AZ$47,MATCH(AK$2,$AS$2:$BA$2,0)+1,FALSE)","v":7.5590832782628362E-2},{"$f":"O2229*VLOOKUP($B2229,$AR$36:$AZ$47,MATCH(AL$2,$AS$2:$BA$2,0)+1,FALSE)","v":6.5907922602626026E-2},{"$f":"P2229*VLOOKUP($B2229,$AR$36:$AZ$47,MATCH(AM$2,$AS$2:$BA$2,0)+1,FALSE)","v":4.5849049218432826E-6},{"$f":"Q2229*VLOOKUP($B2229,$AR$36:$AZ$47,MATCH(AN$2,$AS$2:$BA$2,0)+1,FALSE)","v":1.5919060841229045E-3},{"$f":"R2229*VLOOKUP($B2229,$AR$36:$BA$47,MATCH(AO$2,$AS$2:$BA$2,0)+1,FALSE)","v":0},0.82479797802234456]
[2006,4,3,23,null,2013,4,3,23,0.24328055634458109,0.28449227983003395,9.5360436552274497E-3,6.8991999997580905E-2,8.6604199999999992E-2,6.7224999999999993E-2,2.4984648287310438E-5,2.4147927045715346E-3,0,0.76256985718028214,null,null,0.23034167782130091,6.045266672089513E-2,0.25183121712194578,6.826695107674105E-2,6.1970474248105006E-2,5.3331597226993288E-3,1.2504286150481678E-5,1.7650620304794531E-3,0,0.67997371302831711,null,{"$f":"J2233*VLOOKUP($B2233,$AR$36:$AZ$47,MATCH(AG$2,$AS$2:$BA$2,0)+1,FALSE)","v":0.21655716179237219},{"$f":"K2233*VLOOKUP($B2233,$AR$36:$AZ$47,MATCH(AH$2,$AS$2:$BA$2,0)+1,FALSE)","v":0.25810634553483869},{"$f":"L2233*VLOOKUP($B2233,$AR$36:$AZ$47,MATCH(AI$2,$AS$2:$BA$2,0)+1,FALSE)","v":5.0842140494583021E-3},{"$f":"M2233*VLOOKUP($B2233,$AR$36:$AZ$47,MATCH(AJ$2,$AS$2:$BA$2,0)+1,FALSE)","v":6.2530669102436903E-2},{"$f":"N2233*VLOOKUP($B2233,$AR$36:$AZ$47,MATCH(AK$2,$AS$2:$BA$2,0)+1,FALSE)","v":6.7687210176456639E-2},{"$f":"O2233*VLOOKUP($B2233,$AR$36:$AZ$47,MATCH(AL$2,$AS$2:$BA$2,0)+1,FALSE)","v":6.0544685664956736E-2},{"$f":"P2233*VLOOKUP($B2233,$AR$36:$AZ$47,MATCH(AM$2,$AS$2:$BA$2,0)+1,FALSE)","v":1.2504286150481678E-5},{"$f":"Q2233*VLOOKUP($B2233,$AR$36:$AZ$47,MATCH(AN$2,$AS$2:$BA$2,0)+1,FALSE)","v":1.8273424497630719E-3},{"$f":"R2233*VLOOKUP($B2233,$AR$36:$BA$47,MATCH(AO$2,$AS$2:$BA$2,0)+1,FALSE)","v":0},0.6723501330564331]
[2006,4,4,12,null,2013,4,4,12,0.2402421144204952,0.42719986584392172,0,0.10262503189585793,0.11941529999999999,8.3710999999999994E-2,0,1.9235443476339044E-3,0,0.97511685650790869,null,null,0.22746483545760118,8.9922843962184945E-2,0.37815529558158956,9.4130751660015971E-2,7.7167874596996922E-2,0,0,1.405990288741738E-3,0,0.86824759154713038,null,{"$f":"J2246*VLOOKUP($B2246,$AR$36:$AZ$47,MATCH(AG$2,$AS$2:$BA$2,0)+1,FALSE)","v":0.2138524805418944},{"$f":"K2246*VLOOKUP($B2246,$AR$36:$AZ$47,MATCH(AH$2,$AS$2:$BA$2,0)+1,FALSE)","v":0.38757816645085452},{"$f":"L2246*VLOOKUP($B2246,$AR$36:$AZ$47,MATCH(AI$2,$AS$2:$BA$2,0)+1,FALSE)","v":0},{"$f":"M2246*VLOOKUP($B2246,$AR$36:$AZ$47,MATCH(AJ$2,$AS$2:$BA$2,0)+1,FALSE)","v":9.3013855393841813E-2},{"$f":"N2246*VLOOKUP($B2246,$AR$36:$AZ$47,MATCH(AK$2,$AS$2:$BA$2,0)+1,FALSE)","v":9.3331368563933648E-2},{"$f":"O2246*VLOOKUP($B2246,$AR$36:$AZ$47,MATCH(AL$2,$AS$2:$BA$2,0)+1,FALSE)","v":7.5392431114900613E-2},{"$f":"P2246*VLOOKUP($B2246,$AR$36:$AZ$47,MATCH(AM$2,$AS$2:$BA$2,0)+1,FALSE)","v":0},{"$f":"Q2246*VLOOKUP($B2246,$AR$36:$AZ$47,MATCH(AN$2,$AS$2:$BA$2,0)+1,FALSE)","v":1.455600819804913E-3},{"$f":"R2246*VLOOKUP($B2246,$AR$36:$BA$47,MATCH(AO$2,$AS$2:$BA$2,0)+1,FALSE)","v":0},0.86462390288522983]
[2006,4,4,21,null,2013,4,4,21,0.3490503379981697,0.32105555868119307,9.5360436552274497E-3,6.9518369548497203E-2,8.9004100000000017E-2,6.9774000000000003E-2,2.4984648287310438E-5,2.4147927045715346E-3,0,0.91037818723594621,null,null,0.33048609270981494,6.0913886036680812E-2,0.28419685818804979,7.0158705239807884E-2,6.4320236075675413E-2,5.3331597226993288E-3,1.2504286150481678E-5,1.7650620304794531E-3,0,0.81718650428935802,null,{"$f":"J2255*VLOOKUP($B2255,$AR$36:$AZ$47,MATCH(AG$2,$AS$2:$BA$2,0)+1,FALSE)","v":0.31070855663650959},{"$f":"K2255*VLOOKUP($B2255,$AR$36:$AZ$47,MATCH(AH$2,$AS$2:$BA$2,0)+1,FALSE)","v":0.29127847340657587},{"$f":"L2255*VLOOKUP($B2255,$AR$36:$AZ$47,MATCH(AI$2,$AS$2:$BA$2,0)+1,FALSE)","v":5.0842140494583021E-3},{"$f":"M2255*VLOOKUP($B2255,$AR$36:$AZ$47,MATCH(AJ$2,$AS$2:$BA$2,0)+1,FALSE)","v":6.3007742389413646E-2},{"$f":"N2255*VLOOKUP($B2255,$AR$36:$AZ$47,MATCH(AK$2,$AS$2:$BA$2,0)+1,FALSE)","v":6.9562899065707728E-2},{"$f":"O2255*VLOOKUP($B2255,$AR$36:$AZ$47,MATCH(AL$2,$AS$2:$BA$2,0)+1,FALSE)","v":6.2840385237436847E-2},{"$f":"P2255*VLOOKUP($B2255,$AR$36:$AZ$47,MATCH(AM$2,$AS$2:$BA$2,0)+1,FALSE)","v":1.2504286150481678E-5},{"$f":"Q2255*VLOOKUP($B2255,$AR$36:$AZ$47,MATCH(AN$2,$AS$2:$BA$2,0)+1,FALSE)","v":1.8273424497630719E-3},{"$f":"R2255*VLOOKUP($B2255,$AR$36:$BA$47,MATCH(AO$2,$AS$2:$BA$2,0)+1,FALSE)","v":0},0.80432211752101546]
[2006,4,4,22,null,2013,4,4,22,0.29258647137555915,0.30452137090070919,9.5360436552274497E-3,7.4102382402508438E-2,8.5158099999999987E-2,6.7526000000000003E-2,2.4984648287310438E-5,2.4147927045715346E-3,0,0.83587014568686302,null,null,0.27702525732883748,6.493052276728084E-2,0.26956087356530478,6.7127042874228063E-2,6.2247947104165702E-2,5.3331597226993288E-3,1.2504286150481678E-5,1.7650620304794531E-3,0,0.74800236967914624,null,{"$f":"J2256*VLOOKUP($B2256,$AR$36:$AZ$47,MATCH(AG$2,$AS$2:$BA$2,0)+1,FALSE)","v":0.26044701957270733},{"$f":"K2256*VLOOKUP($B2256,$AR$36:$AZ$47,MATCH(AH$2,$AS$2:$BA$2,0)+1,FALSE)","v":0.27627778942683107},{"$f":"L2256*VLOOKUP($B2256,$AR$36:$AZ$47,MATCH(AI$2,$AS$2:$BA$2,0)+1,FALSE)","v":5.0842140494583021E-3},{"$f":"M2256*VLOOKUP($B2256,$AR$36:$AZ$47,MATCH(AJ$2,$AS$2:$BA$2,0)+1,FALSE)","v":6.71624471514954E-2},{"$f":"N2256*VLOOKUP($B2256,$AR$36:$AZ$47,MATCH(AK$2,$AS$2:$BA$2,0)+1,FALSE)","v":6.6556982374154042E-2},{"$f":"O2256*VLOOKUP($B2256,$AR$36:$AZ$47,MATCH(AL$2,$AS$2:$BA$2,0)+1,FALSE)","v":6.0815774551310813E-2},{"$f":"P2256*VLOOKUP($B2256,$AR$36:$AZ$47,MATCH(AM$2,$AS$2:$BA$2,0)+1,FALSE)","v":1.2504286150481678E-5},{"$f":"Q2256*VLOOKUP($B2256,$AR$36:$AZ$47,MATCH(AN$2,$AS$2:$BA$2,0)+1,FALSE)","v":1.8273424497630719E-3},{"$f":"R2256*VLOOKUP($B2256,$AR$36:$BA$47,MATCH(AO$2,$AS$2:$BA$2,0)+1,FALSE)","v":0},0.73818407386187068]
[2006,4,5,6,null,2013,4,5,6,0.2054266607744224,0.30335849969503448,5.5626921322160126E-3,7.487450445988518E-2,0.10189809999999999,7.2207999999999994E-2,1.4574378167597758E-5,2.2101058891808552E-3,0,0.76555313732890662,null,null,0.19450104201910115,6.5607077112771403E-2,0.26853150548805471,8.0322577975581635E-2,6.6563986679169448E-2,3.1110098382412755E-3,7.2941669211143132E-6,1.6154488047554051E-3,0,0.68025994208459606,null,{"$f":"J2264*VLOOKUP($B2264,$AR$36:$AZ$47,MATCH(AG$2,$AS$2:$BA$2,0)+1,FALSE)","v":0.18286136501094966},{"$f":"K2264*VLOOKUP($B2264,$AR$36:$AZ$47,MATCH(AH$2,$AS$2:$BA$2,0)+1,FALSE)","v":0.2752227715634159},{"$f":"L2264*VLOOKUP($B2264,$AR$36:$AZ$47,MATCH(AI$2,$AS$2:$BA$2,0)+1,FALSE)","v":2.9657915288506765E-3},{"$f":"M2264*VLOOKUP($B2264,$AR$36:$AZ$47,MATCH(AJ$2,$AS$2:$BA$2,0)+1,FALSE)","v":6.7862257403092846E-2},{"$f":"N2264*VLOOKUP($B2264,$AR$36:$AZ$47,MATCH(AK$2,$AS$2:$BA$2,0)+1,FALSE)","v":7.9640457521478122E-2},{"$f":"O2264*VLOOKUP($B2264,$AR$36:$AZ$47,MATCH(AL$2,$AS$2:$BA$2,0)+1,FALSE)","v":6.503251264403416E-2},{"$f":"P2264*VLOOKUP($B2264,$AR$36:$AZ$47,MATCH(AM$2,$AS$2:$BA$2,0)+1,FALSE)","v":7.2941669211143132E-6},{"$f":"Q2264*VLOOKUP($B2264,$AR$36:$AZ$47,MATCH(AN$2,$AS$2:$BA$2,0)+1,FALSE)","v":1.6724501039471721E-3},{"$f":"R2264*VLOOKUP($B2264,$AR$36:$BA$47,MATCH(AO$2,$AS$2:$BA$2,0)+1,FALSE)","v":0},0.67526489994268957]
[2006,4,5,19,null,2013,4,5,19,0.32230912561283886,0.3251651638755268,3.0197471574886924E-3,6.0816561324318251E-2,9.4580799999999965E-2,7.1833999999999995E-2,7.9118052909816397E-6,2.0791063273308207E-3,0,0.87981241610279426,null,null,0.30516711193977586,5.32891250141872E-2,0.28783466121946438,7.4554615669898558E-2,6.6219219741738569E-2,1.6888339121881209E-3,3.9596906143191989E-6,1.5196963402920145E-3,0,0.79027722352815899,null,{"$f":"J2277*VLOOKUP($B2277,$AR$36:$AZ$47,MATCH(AG$2,$AS$2:$BA$2,0)+1,FALSE)","v":0.28690475930857212},{"$f":"K2277*VLOOKUP($B2277,$AR$36:$AZ$47,MATCH(AH$2,$AS$2:$BA$2,0)+1,FALSE)","v":0.2950069231871259},{"$f":"L2277*VLOOKUP($B2277,$AR$36:$AZ$47,MATCH(AI$2,$AS$2:$BA$2,0)+1,FALSE)","v":1.6100011156617957E-3},{"$f":"M2277*VLOOKUP($B2277,$AR$36:$AZ$47,MATCH(AJ$2,$AS$2:$BA$2,0)+1,FALSE)","v":5.5120887526848752E-2},{"$f":"N2277*VLOOKUP($B2277,$AR$36:$AZ$47,MATCH(AK$2,$AS$2:$BA$2,0)+1,FALSE)","v":7.3921478268460517E-2},{"$f":"O2277*VLOOKUP($B2277,$AR$36:$AZ$47,MATCH(AL$2,$AS$2:$BA$2,0)+1,FALSE)","v":6.469567794803277E-2},{"$f":"P2277*VLOOKUP($B2277,$AR$36:$AZ$47,MATCH(AM$2,$AS$2:$BA$2,0)+1,FALSE)","v":3.9596906143191989E-6},{"$f":"Q2277*VLOOKUP($B2277,$AR$36:$AZ$47,MATCH(AN$2,$AS$2:$BA$2,0)+1,FALSE)","v":1.5733190026249967E-3},{"$f":"R2277*VLOOKUP($B2277,$AR$36:$BA$47,MATCH(AO$2,$AS$2:$BA$2,0)+1,FALSE)","v":0},0.77883700604794115]
[2006,4,5,23,null,2013,4,5,23,0.23074894410694119,0.26977557996378237,9.5360436552274497E-3,7.0545153493607973E-2,8.446590000000001E-2,6.6234000000000001E-2,2.4984648287310438E-5,2.4147927045715346E-3,0,0.73374539857241783,null,null,0.21847655949044906,6.181358205404984E-2,0.23880406418285485,6.6581406709523366E-2,6.1056934047586275E-2,5.3331597226993288E-3,1.2504286150481678E-5,1.7650620304794531E-3,0,0.65384327252379271,null,{"$f":"J2281*VLOOKUP($B2281,$AR$36:$AZ$47,MATCH(AG$2,$AS$2:$BA$2,0)+1,FALSE)","v":0.20540209695841138},{"$f":"K2281*VLOOKUP($B2281,$AR$36:$AZ$47,MATCH(AH$2,$AS$2:$BA$2,0)+1,FALSE)","v":0.24475458209478823},{"$f":"L2281*VLOOKUP($B2281,$AR$36:$AZ$47,MATCH(AI$2,$AS$2:$BA$2,0)+1,FALSE)","v":5.0842140494583021E-3},{"$f":"M2281*VLOOKUP($B2281,$AR$36:$AZ$47,MATCH(AJ$2,$AS$2:$BA$2,0)+1,FALSE)","v":6.3938364593635402E-2},{"$f":"N2281*VLOOKUP($B2281,$AR$36:$AZ$47,MATCH(AK$2,$AS$2:$BA$2,0)+1,FALSE)","v":6.6015979895242605E-2},{"$f":"O2281*VLOOKUP($B2281,$AR$36:$AZ$47,MATCH(AL$2,$AS$2:$BA$2,0)+1,FALSE)","v":5.9652163783305991E-2},{"$f":"P2281*VLOOKUP($B2281,$AR$36:$AZ$47,MATCH(AM$2,$AS$2:$BA$2,0)+1,FALSE)","v":1.2504286150481678E-5},{"$f":"Q2281*VLOOKUP($B2281,$AR$36:$AZ$47,MATCH(AN$2,$AS$2:$BA$2,0)+1,FALSE)","v":1.8273424497630719E-3},{"$f":"R2281*VLOOKUP($B2281,$AR$36:$BA$47,MATCH(AO$2,$AS$2:$BA$2,0)+1,FALSE)","v":0},0.64668724811075551]
[2006,4,6,9,null,2013,4,6,9,0.26474590081108201,0.31517620061684232,0,7.9914929948537078E-2,8.7764999999999982E-2,6.7502999999999994E-2,0,1.9235443476339044E-3,0,0.81702857572409526,null,null,0.25066538775405373,7.0023635006551288E-2,0.27899247830777418,6.9181967632634192E-2,6.2226744859350425E-2,0,0,1.405990288741738E-3,0,0.73249620384910552,null,{"$f":"J2291*VLOOKUP($B2291,$AR$36:$AZ$47,MATCH(AG$2,$AS$2:$BA$2,0)+1,FALSE)","v":0.23566462415766279},{"$f":"K2291*VLOOKUP($B2291,$AR$36:$AZ$47,MATCH(AH$2,$AS$2:$BA$2,0)+1,FALSE)","v":0.28594441082678651},{"$f":"L2291*VLOOKUP($B2291,$AR$36:$AZ$47,MATCH(AI$2,$AS$2:$BA$2,0)+1,FALSE)","v":0},{"$f":"M2291*VLOOKUP($B2291,$AR$36:$AZ$47,MATCH(AJ$2,$AS$2:$BA$2,0)+1,FALSE)","v":7.2430630234398385E-2},{"$f":"N2291*VLOOKUP($B2291,$AR$36:$AZ$47,MATCH(AK$2,$AS$2:$BA$2,0)+1,FALSE)","v":6.859445617114085E-2},{"$f":"O2291*VLOOKUP($B2291,$AR$36:$AZ$47,MATCH(AL$2,$AS$2:$BA$2,0)+1,FALSE)","v":6.079506011813425E-2},{"$f":"P2291*VLOOKUP($B2291,$AR$36:$AZ$47,MATCH(AM$2,$AS$2:$BA$2,0)+1,FALSE)","v":0},{"$f":"Q2291*VLOOKUP($B2291,$AR$36:$AZ$47,MATCH(AN$2,$AS$2:$BA$2,0)+1,FALSE)","v":1.455600819804913E-3},{"$f":"R2291*VLOOKUP($B2291,$AR$36:$BA$47,MATCH(AO$2,$AS$2:$BA$2,0)+1,FALSE)","v":0},0.72488478232792786]
[2006,4,6,16,null,2013,4,6,16,0.263182903444097,0.32464246309912742,0,8.3494772615008594E-2,8.7027999999999994E-2,6.8094000000000002E-2,0,1.9235443476339044E-3,0,0.82836568350586692,null,null,0.24918551841574266,7.3160390509175235E-2,0.28737196897069794,6.860101725212657E-2,6.2771550367429721E-2,0,0,1.405990288741738E-3,0,0.74249643580391389,null,{"$f":"J2298*VLOOKUP($B2298,$AR$36:$AZ$47,MATCH(AG$2,$AS$2:$BA$2,0)+1,FALSE)","v":0.23427331579019997},{"$f":"K2298*VLOOKUP($B2298,$AR$36:$AZ$47,MATCH(AH$2,$AS$2:$BA$2,0)+1,FALSE)","v":0.29453270157631362},{"$f":"L2298*VLOOKUP($B2298,$AR$36:$AZ$47,MATCH(AI$2,$AS$2:$BA$2,0)+1,FALSE)","v":0},{"$f":"M2298*VLOOKUP($B2298,$AR$36:$AZ$47,MATCH(AJ$2,$AS$2:$BA$2,0)+1,FALSE)","v":7.5675208696013713E-2},{"$f":"N2298*VLOOKUP($B2298,$AR$36:$AZ$47,MATCH(AK$2,$AS$2:$BA$2,0)+1,FALSE)","v":6.8018439374033457E-2},{"$f":"O2298*VLOOKUP($B2298,$AR$36:$AZ$47,MATCH(AL$2,$AS$2:$BA$2,0)+1,FALSE)","v":6.1327330988018812E-2},{"$f":"P2298*VLOOKUP($B2298,$AR$36:$AZ$47,MATCH(AM$2,$AS$2:$BA$2,0)+1,FALSE)","v":0},{"$f":"Q2298*VLOOKUP($B2298,$AR$36:$AZ$47,MATCH(AN$2,$AS$2:$BA$2,0)+1,FALSE)","v":1.455600819804913E-3},{"$f":"R2298*VLOOKUP($B2298,$AR$36:$BA$47,MATCH(AO$2,$AS$2:$BA$2,0)+1,FALSE)","v":0},0.73528259724438438]
[2006,4,6,23,null,2013,4,6,23,0.23461606684570174,0.27042494341773737,9.5360436552274497E-3,8.3512160889948062E-2,8.112359999999999E-2,6.4752000000000004E-2,2.4984648287310438E-5,2.4147927045715346E-3,0,0.74640459216147337,null,null,0.22213800927242566,7.3175626588572906E-2,0.23937887763319415,6.3946792792602555E-2,5.9690772012098117E-2,5.3331597226993288E-3,1.2504286150481678E-5,1.7650620304794531E-3,0,0.66544080433822261,null,{"$f":"J2305*VLOOKUP($B2305,$AR$36:$AZ$47,MATCH(AG$2,$AS$2:$BA$2,0)+1,FALSE)","v":0.20884443175570019},{"$f":"K2305*VLOOKUP($B2305,$AR$36:$AZ$47,MATCH(AH$2,$AS$2:$BA$2,0)+1,FALSE)","v":0.2453437187424482},{"$f":"L2305*VLOOKUP($B2305,$AR$36:$AZ$47,MATCH(AI$2,$AS$2:$BA$2,0)+1,FALSE)","v":5.0842140494583021E-3},{"$f":"M2305*VLOOKUP($B2305,$AR$36:$AZ$47,MATCH(AJ$2,$AS$2:$BA$2,0)+1,FALSE)","v":7.5690968501013423E-2},{"$f":"N2305*VLOOKUP($B2305,$AR$36:$AZ$47,MATCH(AK$2,$AS$2:$BA$2,0)+1,FALSE)","v":6.340373981251253E-2},{"$f":"O2305*VLOOKUP($B2305,$AR$36:$AZ$47,MATCH(AL$2,$AS$2:$BA$2,0)+1,FALSE)","v":5.8317433784712228E-2},{"$f":"P2305*VLOOKUP($B2305,$AR$36:$AZ$47,MATCH(AM$2,$AS$2:$BA$2,0)+1,FALSE)","v":1.2504286150481678E-5},{"$f":"Q2305*VLOOKUP($B2305,$AR$36:$AZ$47,MATCH(AN$2,$AS$2:$BA$2,0)+1,FALSE)","v":1.8273424497630719E-3},{"$f":"R2305*VLOOKUP($B2305,$AR$36:$BA$47,MATCH(AO$2,$AS$2:$BA$2,0)+1,FALSE)","v":0},0.65852435338175852]
[2006,4,7,9,null,2013,4,7,9,0.23564200422657058,0.29684846593801095,0,7.4683991389119311E-2,8.4941200000000022E-2,6.6242999999999996E-2,0,1.9235443476339044E-3,0,0.76028220590133466,null,null,0.22310938216469331,6.5440144378927076E-2,0.26276885447511461,6.6956068467807328E-2,6.1065230578166159E-2,0,0,1.405990288741738E-3,0,0.68074567035345024,null,{"$f":"J2315*VLOOKUP($B2315,$AR$36:$AZ$47,MATCH(AG$2,$AS$2:$BA$2,0)+1,FALSE)","v":0.20975767402510281},{"$f":"K2315*VLOOKUP($B2315,$AR$36:$AZ$47,MATCH(AH$2,$AS$2:$BA$2,0)+1,FALSE)","v":0.2693165268549913},{"$f":"L2315*VLOOKUP($B2315,$AR$36:$AZ$47,MATCH(AI$2,$AS$2:$BA$2,0)+1,FALSE)","v":0},{"$f":"M2315*VLOOKUP($B2315,$AR$36:$AZ$47,MATCH(AJ$2,$AS$2:$BA$2,0)+1,FALSE)","v":6.7689586516784764E-2},{"$f":"N2315*VLOOKUP($B2315,$AR$36:$AZ$47,MATCH(AK$2,$AS$2:$BA$2,0)+1,FALSE)","v":6.6387459927352718E-2},{"$f":"O2315*VLOOKUP($B2315,$AR$36:$AZ$47,MATCH(AL$2,$AS$2:$BA$2,0)+1,FALSE)","v":5.9660269431070723E-2},{"$f":"P2315*VLOOKUP($B2315,$AR$36:$AZ$47,MATCH(AM$2,$AS$2:$BA$2,0)+1,FALSE)","v":0},{"$f":"Q2315*VLOOKUP($B2315,$AR$36:$AZ$47,MATCH(AN$2,$AS$2:$BA$2,0)+1,FALSE)","v":1.455600819804913E-3},{"$f":"R2315*VLOOKUP($B2315,$AR$36:$BA$47,MATCH(AO$2,$AS$2:$BA$2,0)+1,FALSE)","v":0},0.67426711757510727]
[2006,4,7,16,null,2013,4,7,16,0.28684102169870157,0.29945737258392879,0,5.3502644728912724E-2,8.5121900000000042E-2,6.7220000000000002E-2,0,1.9235443476339044E-3,0,0.79406648335917696,null,null,0.27158537944344352,4.6880472382259182E-2,0.26507824626736831,6.7098507726637363E-2,6.1965865064449517E-2,0,0,1.405990288741738E-3,0,0.71401446117289979,null,{"$f":"J2322*VLOOKUP($B2322,$AR$36:$AZ$47,MATCH(AG$2,$AS$2:$BA$2,0)+1,FALSE)","v":0.25533268452704555},{"$f":"K2322*VLOOKUP($B2322,$AR$36:$AZ$47,MATCH(AH$2,$AS$2:$BA$2,0)+1,FALSE)","v":0.27168346405491006},{"$f":"L2322*VLOOKUP($B2322,$AR$36:$AZ$47,MATCH(AI$2,$AS$2:$BA$2,0)+1,FALSE)","v":0},{"$f":"M2322*VLOOKUP($B2322,$AR$36:$AZ$47,MATCH(AJ$2,$AS$2:$BA$2,0)+1,FALSE)","v":4.8491943613262235E-2},{"$f":"N2322*VLOOKUP($B2322,$AR$36:$AZ$47,MATCH(AK$2,$AS$2:$BA$2,0)+1,FALSE)","v":6.6528689554540402E-2},{"$f":"O2322*VLOOKUP($B2322,$AR$36:$AZ$47,MATCH(AL$2,$AS$2:$BA$2,0)+1,FALSE)","v":6.0540182527309673E-2},{"$f":"P2322*VLOOKUP($B2322,$AR$36:$AZ$47,MATCH(AM$2,$AS$2:$BA$2,0)+1,FALSE)","v":0},{"$f":"Q2322*VLOOKUP($B2322,$AR$36:$AZ$47,MATCH(AN$2,$AS$2:$BA$2,0)+1,FALSE)","v":1.455600819804913E-3},{"$f":"R2322*VLOOKUP($B2322,$AR$36:$BA$47,MATCH(AO$2,$AS$2:$BA$2,0)+1,FALSE)","v":0},0.70403256509687273]
[2006,4,7,18,null,2013,4,7,18,0.32318849227735358,0.28512372315630125,0,6.1667864271904425E-2,8.1701199999999988E-2,6.6924999999999998E-2,0,1.9235443476339044E-3,0,0.82052982405319319,null,null,0.30599970948052446,5.4035059809101782E-2,0.25239016776022827,6.4402093932061449E-2,6.169392322877542E-2,0,0,1.405990288741738E-3,0,0.73992694449943308,null,{"$f":"J2324*VLOOKUP($B2324,$AR$36:$AZ$47,MATCH(AG$2,$AS$2:$BA$2,0)+1,FALSE)","v":0.28768753106766165},{"$f":"K2324*VLOOKUP($B2324,$AR$36:$AZ$47,MATCH(AH$2,$AS$2:$BA$2,0)+1,FALSE)","v":0.2586792241010078},{"$f":"L2324*VLOOKUP($B2324,$AR$36:$AZ$47,MATCH(AI$2,$AS$2:$BA$2,0)+1,FALSE)","v":0},{"$f":"M2324*VLOOKUP($B2324,$AR$36:$AZ$47,MATCH(AJ$2,$AS$2:$BA$2,0)+1,FALSE)","v":5.5892463114211151E-2},{"$f":"N2324*VLOOKUP($B2324,$AR$36:$AZ$47,MATCH(AK$2,$AS$2:$BA$2,0)+1,FALSE)","v":6.3855174414967381E-2},{"$f":"O2324*VLOOKUP($B2324,$AR$36:$AZ$47,MATCH(AL$2,$AS$2:$BA$2,0)+1,FALSE)","v":6.0274497406132096E-2},{"$f":"P2324*VLOOKUP($B2324,$AR$36:$AZ$47,MATCH(AM$2,$AS$2:$BA$2,0)+1,FALSE)","v":0},{"$f":"Q2324*VLOOKUP($B2324,$AR$36:$AZ$47,MATCH(AN$2,$AS$2:$BA$2,0)+1,FALSE)","v":1.455600819804913E-3},{"$f":"R2324*VLOOKUP($B2324,$AR$36:$BA$47,MATCH(AO$2,$AS$2:$BA$2,0)+1,FALSE)","v":0},0.727844490923785]
[2006,4,8,6,null,2013,4,8,6,0.21407518601335232,0.31784745551059551,4.7680218276137248E-3,9.2112546521360514E-2,0.10062429999999999,7.1457000000000007E-2,1.2492324143655219E-5,2.1691685261027191E-3,0,0.80306617072316844,null,null,0.20268959536733244,8.0711518376971297E-2,0.28135706047337361,7.9318487616435632E-2,6.5871687294114398E-2,2.6665798613496644E-3,6.2521430752408389E-6,1.5855261596105952E-3,0,0.71420670729226299,null,{"$f":"J2336*VLOOKUP($B2336,$AR$36:$AZ$47,MATCH(AG$2,$AS$2:$BA$2,0)+1,FALSE)","v":0.19055988439767615},{"$f":"K2336*VLOOKUP($B2336,$AR$36:$AZ$47,MATCH(AH$2,$AS$2:$BA$2,0)+1,FALSE)","v":0.28836791363336745},{"$f":"L2336*VLOOKUP($B2336,$AR$36:$AZ$47,MATCH(AI$2,$AS$2:$BA$2,0)+1,FALSE)","v":2.5421070247291511E-3},{"$f":"M2336*VLOOKUP($B2336,$AR$36:$AZ$47,MATCH(AJ$2,$AS$2:$BA$2,0)+1,FALSE)","v":8.3485899334879113E-2},{"$f":"N2336*VLOOKUP($B2336,$AR$36:$AZ$47,MATCH(AK$2,$AS$2:$BA$2,0)+1,FALSE)","v":7.8644894161701451E-2},{"$f":"O2336*VLOOKUP($B2336,$AR$36:$AZ$47,MATCH(AL$2,$AS$2:$BA$2,0)+1,FALSE)","v":6.4356141369443134E-2},{"$f":"P2336*VLOOKUP($B2336,$AR$36:$AZ$47,MATCH(AM$2,$AS$2:$BA$2,0)+1,FALSE)","v":6.2521430752408389E-6},{"$f":"Q2336*VLOOKUP($B2336,$AR$36:$AZ$47,MATCH(AN$2,$AS$2:$BA$2,0)+1,FALSE)","v":1.6414716347839921E-3},{"$f":"R2336*VLOOKUP($B2336,$AR$36:$BA$47,MATCH(AO$2,$AS$2:$BA$2,0)+1,FALSE)","v":0},0.70960456369965563]
[2006,4,8,11,null,2013,4,8,11,0.25787135978982501,0.42583335600503969,0,0.10908195855003849,0.12028040000000002,8.3081000000000002E-2,0,1.9235443476339044E-3,0,0.99807161869253713,null,null,0.24415646925731679,9.5580578700707214E-2,0.37694566755182235,9.4812678626335065E-2,7.6587117456404799E-2,0,0,1.405990288741738E-3,0,0.88948850188132789,null,{"$f":"J2341*VLOOKUP($B2341,$AR$36:$AZ$47,MATCH(AG$2,$AS$2:$BA$2,0)+1,FALSE)","v":0.22954522392873522},{"$f":"K2341*VLOOKUP($B2341,$AR$36:$AZ$47,MATCH(AH$2,$AS$2:$BA$2,0)+1,FALSE)","v":0.38633839691875349},{"$f":"L2341*VLOOKUP($B2341,$AR$36:$AZ$47,MATCH(AI$2,$AS$2:$BA$2,0)+1,FALSE)","v":0},{"$f":"M2341*VLOOKUP($B2341,$AR$36:$AZ$47,MATCH(AJ$2,$AS$2:$BA$2,0)+1,FALSE)","v":9.8866069332348122E-2},{"$f":"N2341*VLOOKUP($B2341,$AR$36:$AZ$47,MATCH(AK$2,$AS$2:$BA$2,0)+1,FALSE)","v":9.4007504427132599E-2},{"$f":"O2341*VLOOKUP($B2341,$AR$36:$AZ$47,MATCH(AL$2,$AS$2:$BA$2,0)+1,FALSE)","v":7.4825035771368856E-2},{"$f":"P2341*VLOOKUP($B2341,$AR$36:$AZ$47,MATCH(AM$2,$AS$2:$BA$2,0)+1,FALSE)","v":0},{"$f":"Q2341*VLOOKUP($B2341,$AR$36:$AZ$47,MATCH(AN$2,$AS$2:$BA$2,0)+1,FALSE)","v":1.455600819804913E-3},{"$f":"R2341*VLOOKUP($B2341,$AR$36:$BA$47,MATCH(AO$2,$AS$2:$BA$2,0)+1,FALSE)","v":0},0.88503783119814317]
[2006,4,8,20,null,2013,4,8,20,0.36319997282650274,0.33965828942010856,9.5360436552274497E-3,6.8542878024413584E-2,9.2892799999999984E-2,7.0441000000000004E-2,2.4984648287310438E-5,2.4147927045715346E-3,0,0.94671076127911113,null,null,0.34388317908568039,6.0059133833576792E-2,0.30066390722914071,7.3224026467324801E-2,6.4935101175318186E-2,5.3331597226993288E-3,1.2504286150481678E-5,1.7650620304794531E-3,0,0.84987607383037023,null,{"$f":"J2350*VLOOKUP($B2350,$AR$36:$AZ$47,MATCH(AG$2,$AS$2:$BA$2,0)+1,FALSE)","v":0.3233039107612436},{"$f":"K2350*VLOOKUP($B2350,$AR$36:$AZ$47,MATCH(AH$2,$AS$2:$BA$2,0)+1,FALSE)","v":0.30815584825435266},{"$f":"L2350*VLOOKUP($B2350,$AR$36:$AZ$47,MATCH(AI$2,$AS$2:$BA$2,0)+1,FALSE)","v":5.0842140494583021E-3},{"$f":"M2350*VLOOKUP($B2350,$AR$36:$AZ$47,MATCH(AJ$2,$AS$2:$BA$2,0)+1,FALSE)","v":6.2123608899924382E-2},{"$f":"N2350*VLOOKUP($B2350,$AR$36:$AZ$47,MATCH(AK$2,$AS$2:$BA$2,0)+1,FALSE)","v":7.2602188779291893E-2},{"$f":"O2350*VLOOKUP($B2350,$AR$36:$AZ$47,MATCH(AL$2,$AS$2:$BA$2,0)+1,FALSE)","v":6.3441103799556989E-2},{"$f":"P2350*VLOOKUP($B2350,$AR$36:$AZ$47,MATCH(AM$2,$AS$2:$BA$2,0)+1,FALSE)","v":1.2504286150481678E-5},{"$f":"Q2350*VLOOKUP($B2350,$AR$36:$AZ$47,MATCH(AN$2,$AS$2:$BA$2,0)+1,FALSE)","v":1.8273424497630719E-3},{"$f":"R2350*VLOOKUP($B2350,$AR$36:$BA$47,MATCH(AO$2,$AS$2:$BA$2,0)+1,FALSE)","v":0},0.83655072127974162]
[2006,4,9,4,null,2013,4,9,4,0.18666413681293265,0.30898553616598656,9.5360436552274497E-3,9.6507890810271543E-2,8.3147399999999996E-2,6.3881999999999994E-2,2.4984648287310438E-5,2.4147927045715346E-3,0,0.75116278479727705,null,null,0.17673640305909091,8.4562838579754884E-2,0.27351253149029298,6.5542080960949003E-2,5.8888774056042308E-2,5.3331597226993288E-3,1.2504286150481678E-5,1.7650620304794531E-3,0,0.66635335418545938,null,{"$f":"J2358*VLOOKUP($B2358,$AR$36:$AZ$47,MATCH(AG$2,$AS$2:$BA$2,0)+1,FALSE)","v":0.16615982914547522},{"$f":"K2358*VLOOKUP($B2358,$AR$36:$AZ$47,MATCH(AH$2,$AS$2:$BA$2,0)+1,FALSE)","v":0.2803279147348805},{"$f":"L2358*VLOOKUP($B2358,$AR$36:$AZ$47,MATCH(AI$2,$AS$2:$BA$2,0)+1,FALSE)","v":5.0842140494583021E-3},{"$f":"M2358*VLOOKUP($B2358,$AR$36:$AZ$47,MATCH(AJ$2,$AS$2:$BA$2,0)+1,FALSE)","v":8.7469604972211248E-2},{"$f":"N2358*VLOOKUP($B2358,$AR$36:$AZ$47,MATCH(AK$2,$AS$2:$BA$2,0)+1,FALSE)","v":6.4985480374230242E-2},{"$f":"O2358*VLOOKUP($B2358,$AR$36:$AZ$47,MATCH(AL$2,$AS$2:$BA$2,0)+1,FALSE)","v":5.7533887834120737E-2},{"$f":"P2358*VLOOKUP($B2358,$AR$36:$AZ$47,MATCH(AM$2,$AS$2:$BA$2,0)+1,FALSE)","v":1.2504286150481678E-5},{"$f":"Q2358*VLOOKUP($B2358,$AR$36:$AZ$47,MATCH(AN$2,$AS$2:$BA$2,0)+1,FALSE)","v":1.8273424497630719E-3},{"$f":"R2358*VLOOKUP($B2358,$AR$36:$BA$47,MATCH(AO$2,$AS$2:$BA$2,0)+1,FALSE)","v":0},0.66340077784628992]
[2006,4,9,10,null,2013,4,9,10,0.2543035706683292,0.44719411717782054,0,0.1090506768878267,0.117717,8.2047999999999996E-2,0,1.9235443476339044E-3,0,1.0122369090816103,null,null,0.24077843303154492,9.5553168857533635E-2,0.39585411205515442,9.2792043340862537E-2,7.5634860113179908E-2,0,0,1.405990288741738E-3,0,0.90201860768701714,null,{"$f":"J2364*VLOOKUP($B2364,$AR$36:$AZ$47,MATCH(AG$2,$AS$2:$BA$2,0)+1,FALSE)","v":0.22636934214996091},{"$f":"K2364*VLOOKUP($B2364,$AR$36:$AZ$47,MATCH(AH$2,$AS$2:$BA$2,0)+1,FALSE)","v":0.40571800190291268},{"$f":"L2364*VLOOKUP($B2364,$AR$36:$AZ$47,MATCH(AI$2,$AS$2:$BA$2,0)+1,FALSE)","v":0},{"$f":"M2364*VLOOKUP($B2364,$AR$36:$AZ$47,MATCH(AJ$2,$AS$2:$BA$2,0)+1,FALSE)","v":9.8837717302129993E-2},{"$f":"N2364*VLOOKUP($B2364,$AR$36:$AZ$47,MATCH(AK$2,$AS$2:$BA$2,0)+1,FALSE)","v":9.200402890785836E-2},{"$f":"O2364*VLOOKUP($B2364,$AR$36:$AZ$47,MATCH(AL$2,$AS$2:$BA$2,0)+1,FALSE)","v":7.3894687533482648E-2},{"$f":"P2364*VLOOKUP($B2364,$AR$36:$AZ$47,MATCH(AM$2,$AS$2:$BA$2,0)+1,FALSE)","v":0},{"$f":"Q2364*VLOOKUP($B2364,$AR$36:$AZ$47,MATCH(AN$2,$AS$2:$BA$2,0)+1,FALSE)","v":1.455600819804913E-3},{"$f":"R2364*VLOOKUP($B2364,$AR$36:$BA$47,MATCH(AO$2,$AS$2:$BA$2,0)+1,FALSE)","v":0},0.89827937861614937]
[2006,4,9,21,null,2013,4,9,21,0.38527913809700076,0.38171499327685487,9.5360436552274497E-3,0.10047816818155191,8.9288800000000029E-2,6.9832000000000005E-2,2.4984648287310438E-5,2.4147927045715346E-3,0,1.0385689205634938,null,null,0.36478806375758521,8.8041703589088416E-2,0.33789230206189053,7.0383123928180372E-2,6.4373702606079122E-2,5.3331597226993288E-3,1.2504286150481678E-5,1.7650620304794531E-3,0,0.93258962198215289,null,{"$f":"J2375*VLOOKUP($B2375,$AR$36:$AZ$47,MATCH(AG$2,$AS$2:$BA$2,0)+1,FALSE)","v":0.34295776817412871},{"$f":"K2375*VLOOKUP($B2375,$AR$36:$AZ$47,MATCH(AH$2,$AS$2:$BA$2,0)+1,FALSE)","v":0.34631189995526696},{"$f":"L2375*VLOOKUP($B2375,$AR$36:$AZ$47,MATCH(AI$2,$AS$2:$BA$2,0)+1,FALSE)","v":5.0842140494583021E-3},{"$f":"M2375*VLOOKUP($B2375,$AR$36:$AZ$47,MATCH(AJ$2,$AS$2:$BA$2,0)+1,FALSE)","v":9.1068052626390436E-2},{"$f":"N2375*VLOOKUP($B2375,$AR$36:$AZ$47,MATCH(AK$2,$AS$2:$BA$2,0)+1,FALSE)","v":6.9785411931564567E-2},{"$f":"O2375*VLOOKUP($B2375,$AR$36:$AZ$47,MATCH(AL$2,$AS$2:$BA$2,0)+1,FALSE)","v":6.2892621634142942E-2},{"$f":"P2375*VLOOKUP($B2375,$AR$36:$AZ$47,MATCH(AM$2,$AS$2:$BA$2,0)+1,FALSE)","v":1.2504286150481678E-5},{"$f":"Q2375*VLOOKUP($B2375,$AR$36:$AZ$47,MATCH(AN$2,$AS$2:$BA$2,0)+1,FALSE)","v":1.8273424497630719E-3},{"$f":"R2375*VLOOKUP($B2375,$AR$36:$BA$47,MATCH(AO$2,$AS$2:$BA$2,0)+1,FALSE)","v":0},0.91993981510686551]
[2006,4,10,3,null,2013,4,10,3,0.18921098666226469,0.31115966678847784,9.5360436552274497E-3,9.7882839785939646E-2,8.1194700000000009E-2,6.4102000000000006E-2,2.4984648287310438E-5,2.4147927045715346E-3,0,0.75552601424476828,null,null,0.17914779867684488,8.5767606265678101E-2,0.27543706160819698,6.400283834491477E-2,5.909157813688401E-2,5.3331597226993288E-3,1.2504286150481678E-5,1.7650620304794531E-3,0,0.67055760907184803,null,{"$f":"J2381*VLOOKUP($B2381,$AR$36:$AZ$47,MATCH(AG$2,$AS$2:$BA$2,0)+1,FALSE)","v":0.16842691774133275},{"$f":"K2381*VLOOKUP($B2381,$AR$36:$AZ$47,MATCH(AH$2,$AS$2:$BA$2,0)+1,FALSE)","v":0.28230040028008357},{"$f":"L2381*VLOOKUP($B2381,$AR$36:$AZ$47,MATCH(AI$2,$AS$2:$BA$2,0)+1,FALSE)","v":5.0842140494583021E-3},{"$f":"M2381*VLOOKUP($B2381,$AR$36:$AZ$47,MATCH(AJ$2,$AS$2:$BA$2,0)+1,FALSE)","v":8.871578539071269E-2},{"$f":"N2381*VLOOKUP($B2381,$AR$36:$AZ$47,MATCH(AK$2,$AS$2:$BA$2,0)+1,FALSE)","v":6.3459309411256548E-2},{"$f":"O2381*VLOOKUP($B2381,$AR$36:$AZ$47,MATCH(AL$2,$AS$2:$BA$2,0)+1,FALSE)","v":5.7732025890592155E-2},{"$f":"P2381*VLOOKUP($B2381,$AR$36:$AZ$47,MATCH(AM$2,$AS$2:$BA$2,0)+1,FALSE)","v":1.2504286150481678E-5},{"$f":"Q2381*VLOOKUP($B2381,$AR$36:$AZ$47,MATCH(AN$2,$AS$2:$BA$2,0)+1,FALSE)","v":1.8273424497630719E-3},{"$f":"R2381*VLOOKUP($B2381,$AR$36:$BA$47,MATCH(AO$2,$AS$2:$BA$2,0)+1,FALSE)","v":0},0.66755849949934964]
[2006,4,10,6,null,2013,4,10,6,0.22659762827769675,0.33498601230557912,4.1322855839318945E-3,8.8038673640931014E-2,0.1004598,7.0524000000000003E-2,1.0826680924501189E-5,2.1364186356402108E-3,0,0.82688564512470342,null,null,0.21454603142999895,7.7141880165112933E-2,0.29652802968200331,7.9188818230284341E-2,6.5011613623999376E-2,2.3110358798363755E-3,5.4185239985420603E-6,1.5615880434947478E-3,0,0.73629441557872843,null,{"$f":"J2384*VLOOKUP($B2384,$AR$36:$AZ$47,MATCH(AG$2,$AS$2:$BA$2,0)+1,FALSE)","v":0.20170678654317381},{"$f":"K2384*VLOOKUP($B2384,$AR$36:$AZ$47,MATCH(AH$2,$AS$2:$BA$2,0)+1,FALSE)","v":0.30391691294096657},{"$f":"L2384*VLOOKUP($B2384,$AR$36:$AZ$47,MATCH(AI$2,$AS$2:$BA$2,0)+1,FALSE)","v":2.2031594214319307E-3},{"$f":"M2384*VLOOKUP($B2384,$AR$36:$AZ$47,MATCH(AJ$2,$AS$2:$BA$2,0)+1,FALSE)","v":7.9793558236484222E-2},{"$f":"N2384*VLOOKUP($B2384,$AR$36:$AZ$47,MATCH(AK$2,$AS$2:$BA$2,0)+1,FALSE)","v":7.8516325962075736E-2},{"$f":"O2384*VLOOKUP($B2384,$AR$36:$AZ$47,MATCH(AL$2,$AS$2:$BA$2,0)+1,FALSE)","v":6.3515855884498471E-2},{"$f":"P2384*VLOOKUP($B2384,$AR$36:$AZ$47,MATCH(AM$2,$AS$2:$BA$2,0)+1,FALSE)","v":5.4185239985420603E-6},{"$f":"Q2384*VLOOKUP($B2384,$AR$36:$AZ$47,MATCH(AN$2,$AS$2:$BA$2,0)+1,FALSE)","v":1.6166888594534483E-3},{"$f":"R2384*VLOOKUP($B2384,$AR$36:$BA$47,MATCH(AO$2,$AS$2:$BA$2,0)+1,FALSE)","v":0},0.73127470637208258]
[2006,4,10,17,null,2013,4,10,17,0.30788752105964956,0.41145220414496603,0,8.7674592134007578E-2,0.1077335,7.7017000000000002E-2,0,1.9235443476339044E-3,0,0.99368836168625718,null,null,0.29151252055125643,7.6822862047098442E-2,0.36421554011672436,8.4922412236659223E-2,7.0997099519022736E-2,0,0,1.405990288741738E-3,0,0.88987642475950302,null,{"$f":"J2395*VLOOKUP($B2395,$AR$36:$AZ$47,MATCH(AG$2,$AS$2:$BA$2,0)+1,FALSE)","v":0.27406731024376857},{"$f":"K2395*VLOOKUP($B2395,$AR$36:$AZ$47,MATCH(AH$2,$AS$2:$BA$2,0)+1,FALSE)","v":0.37329106026201619},{"$f":"L2395*VLOOKUP($B2395,$AR$36:$AZ$47,MATCH(AI$2,$AS$2:$BA$2,0)+1,FALSE)","v":0},{"$f":"M2395*VLOOKUP($B2395,$AR$36:$AZ$47,MATCH(AJ$2,$AS$2:$BA$2,0)+1,FALSE)","v":7.9463574176933199E-2},{"$f":"N2395*VLOOKUP($B2395,$AR$36:$AZ$47,MATCH(AK$2,$AS$2:$BA$2,0)+1,FALSE)","v":8.4201228780420481E-2},{"$f":"O2395*VLOOKUP($B2395,$AR$36:$AZ$47,MATCH(AL$2,$AS$2:$BA$2,0)+1,FALSE)","v":6.936363043299329E-2},{"$f":"P2395*VLOOKUP($B2395,$AR$36:$AZ$47,MATCH(AM$2,$AS$2:$BA$2,0)+1,FALSE)","v":0},{"$f":"Q2395*VLOOKUP($B2395,$AR$36:$AZ$47,MATCH(AN$2,$AS$2:$BA$2,0)+1,FALSE)","v":1.455600819804913E-3},{"$f":"R2395*VLOOKUP($B2395,$AR$36:$BA$47,MATCH(AO$2,$AS$2:$BA$2,0)+1,FALSE)","v":0},0.88184240471593667]
[2006,4,10,23,null,2013,4,10,23,0.29827300037023635,0.35174573079722882,9.5360436552274497E-3,0.10975205542643721,8.5185300000000019E-2,6.5756999999999996E-2,2.4984648287310438E-5,2.4147927045715346E-3,0,0.92268890760198863,null,null,0.28240934822904967,9.6167735807923482E-2,0.31136365302086821,6.7148483648108423E-2,6.0617217926852228E-2,5.3331597226993288E-3,1.2504286150481678E-5,1.7650620304794531E-3,0,0.8248171646721314,null,{"$f":"J2401*VLOOKUP($B2401,$AR$36:$AZ$47,MATCH(AG$2,$AS$2:$BA$2,0)+1,FALSE)","v":0.26550890613709471},{"$f":"K2401*VLOOKUP($B2401,$AR$36:$AZ$47,MATCH(AH$2,$AS$2:$BA$2,0)+1,FALSE)","v":0.31912221023288867},{"$f":"L2401*VLOOKUP($B2401,$AR$36:$AZ$47,MATCH(AI$2,$AS$2:$BA$2,0)+1,FALSE)","v":5.0842140494583021E-3},{"$f":"M2401*VLOOKUP($B2401,$AR$36:$AZ$47,MATCH(AJ$2,$AS$2:$BA$2,0)+1,FALSE)","v":9.9473409401430526E-2},{"$f":"N2401*VLOOKUP($B2401,$AR$36:$AZ$47,MATCH(AK$2,$AS$2:$BA$2,0)+1,FALSE)","v":6.657824106734446E-2},{"$f":"O2401*VLOOKUP($B2401,$AR$36:$AZ$47,MATCH(AL$2,$AS$2:$BA$2,0)+1,FALSE)","v":5.922256445177479E-2},{"$f":"P2401*VLOOKUP($B2401,$AR$36:$AZ$47,MATCH(AM$2,$AS$2:$BA$2,0)+1,FALSE)","v":1.2504286150481678E-5},{"$f":"Q2401*VLOOKUP($B2401,$AR$36:$AZ$47,MATCH(AN$2,$AS$2:$BA$2,0)+1,FALSE)","v":1.8273424497630719E-3},{"$f":"R2401*VLOOKUP($B2401,$AR$36:$BA$47,MATCH(AO$2,$AS$2:$BA$2,0)+1,FALSE)","v":0},0.81682939207590499]
[2006,4,11,7,null,2013,4,11,7,0.26506581369856724,0.35025950793827382,0,6.9521510006407383E-2,0.11129760000000002,7.6323000000000002E-2,0,1.9235443476339044E-3,0,0.87439097599088234,null,null,0.25096828607181176,6.091663779131036E-2,0.31004805559337839,8.7731863052354239E-2,7.0357344827640292E-2,0,0,1.405990288741738E-3,0,0.78142817762523686,null,{"$f":"J2409*VLOOKUP($B2409,$AR$36:$AZ$47,MATCH(AG$2,$AS$2:$BA$2,0)+1,FALSE)","v":0.23594939589600294},{"$f":"K2409*VLOOKUP($B2409,$AR$36:$AZ$47,MATCH(AH$2,$AS$2:$BA$2,0)+1,FALSE)","v":0.31777383075839327},{"$f":"L2409*VLOOKUP($B2409,$AR$36:$AZ$47,MATCH(AI$2,$AS$2:$BA$2,0)+1,FALSE)","v":0},{"$f":"M2409*VLOOKUP($B2409,$AR$36:$AZ$47,MATCH(AJ$2,$AS$2:$BA$2,0)+1,FALSE)","v":6.3010588732966791E-2},{"$f":"N2409*VLOOKUP($B2409,$AR$36:$AZ$47,MATCH(AK$2,$AS$2:$BA$2,0)+1,FALSE)","v":8.6986821001004591E-2},{"$f":"O2409*VLOOKUP($B2409,$AR$36:$AZ$47,MATCH(AL$2,$AS$2:$BA$2,0)+1,FALSE)","v":6.873859492757893E-2},{"$f":"P2409*VLOOKUP($B2409,$AR$36:$AZ$47,MATCH(AM$2,$AS$2:$BA$2,0)+1,FALSE)","v":0},{"$f":"Q2409*VLOOKUP($B2409,$AR$36:$AZ$47,MATCH(AN$2,$AS$2:$BA$2,0)+1,FALSE)","v":1.455600819804913E-3},{"$f":"R2409*VLOOKUP($B2409,$AR$36:$BA$47,MATCH(AO$2,$AS$2:$BA$2,0)+1,FALSE)","v":0},0.77391483213575152]
[2006,4,11,16,null,2013,4,11,16,0.25647133534480121,0.40584821466593679,0,7.9838908430447539E-2,0.11248359999999996,7.9356999999999997E-2,0,1.9235443476339044E-3,0,0.93592260278881922,null,null,0.24283090512468281,6.9957022884901757E-2,0.35925491520245378,8.8666743854636465E-2,7.3154197469793514E-2,0,0,1.405990288741738E-3,0,0.83526977482521003,null,{"$f":"J2418*VLOOKUP($B2418,$AR$36:$AZ$47,MATCH(AG$2,$AS$2:$BA$2,0)+1,FALSE)","v":0.22829898656061254},{"$f":"K2418*VLOOKUP($B2418,$AR$36:$AZ$47,MATCH(AH$2,$AS$2:$BA$2,0)+1,FALSE)","v":0.36820682653267894},{"$f":"L2418*VLOOKUP($B2418,$AR$36:$AZ$47,MATCH(AI$2,$AS$2:$BA$2,0)+1,FALSE)","v":0},{"$f":"M2418*VLOOKUP($B2418,$AR$36:$AZ$47,MATCH(AJ$2,$AS$2:$BA$2,0)+1,FALSE)","v":7.2361728385017463E-2},{"$f":"N2418*VLOOKUP($B2418,$AR$36:$AZ$47,MATCH(AK$2,$AS$2:$BA$2,0)+1,FALSE)","v":8.7913762549673979E-2},{"$f":"O2418*VLOOKUP($B2418,$AR$36:$AZ$47,MATCH(AL$2,$AS$2:$BA$2,0)+1,FALSE)","v":7.1471098851825551E-2},{"$f":"P2418*VLOOKUP($B2418,$AR$36:$AZ$47,MATCH(AM$2,$AS$2:$BA$2,0)+1,FALSE)","v":0},{"$f":"Q2418*VLOOKUP($B2418,$AR$36:$AZ$47,MATCH(AN$2,$AS$2:$BA$2,0)+1,FALSE)","v":1.455600819804913E-3},{"$f":"R2418*VLOOKUP($B2418,$AR$36:$BA$47,MATCH(AO$2,$AS$2:$BA$2,0)+1,FALSE)","v":0},0.82970800369961328]
[2006,4,11,21,null,2013,4,11,21,0.37639427034200623,0.36100244915173973,9.5360436552274497E-3,9.6669979630324449E-2,8.7584100000000012E-2,6.8766999999999995E-2,2.4984648287310438E-5,2.4147927045715346E-3,0,1.0023936201321566,null,null,0.35637573777207943,8.4704865212091751E-2,0.31955765621548649,6.9039370721055066E-2,6.3391946487459078E-2,5.3331597226993288E-3,1.2504286150481678E-5,1.7650620304794531E-3,0,0.90018030244750102,null,{"$f":"J2423*VLOOKUP($B2423,$AR$36:$AZ$47,MATCH(AG$2,$AS$2:$BA$2,0)+1,FALSE)","v":0.33504886754995833},{"$f":"K2423*VLOOKUP($B2423,$AR$36:$AZ$47,MATCH(AH$2,$AS$2:$BA$2,0)+1,FALSE)","v":0.32752039153874163},{"$f":"L2423*VLOOKUP($B2423,$AR$36:$AZ$47,MATCH(AI$2,$AS$2:$BA$2,0)+1,FALSE)","v":5.0842140494583021E-3},{"$f":"M2423*VLOOKUP($B2423,$AR$36:$AZ$47,MATCH(AJ$2,$AS$2:$BA$2,0)+1,FALSE)","v":8.7616513633683418E-2},{"$f":"N2423*VLOOKUP($B2423,$AR$36:$AZ$47,MATCH(AK$2,$AS$2:$BA$2,0)+1,FALSE)","v":6.8453070230032692E-2},{"$f":"O2423*VLOOKUP($B2423,$AR$36:$AZ$47,MATCH(AL$2,$AS$2:$BA$2,0)+1,FALSE)","v":6.1933453315315433E-2},{"$f":"P2423*VLOOKUP($B2423,$AR$36:$AZ$47,MATCH(AM$2,$AS$2:$BA$2,0)+1,FALSE)","v":1.2504286150481678E-5},{"$f":"Q2423*VLOOKUP($B2423,$AR$36:$AZ$47,MATCH(AN$2,$AS$2:$BA$2,0)+1,FALSE)","v":1.8273424497630719E-3},{"$f":"R2423*VLOOKUP($B2423,$AR$36:$BA$47,MATCH(AO$2,$AS$2:$BA$2,0)+1,FALSE)","v":0},0.88749635705310337]
[2006,4,12,9,null,2013,4,12,9,0.24616099744081113,0.4006998742618133,0,9.5119416239863114E-2,0.11651509999999991,8.1808000000000006E-2,0,1.9235443476339044E-3,0,0.94222693229012122,null,null,{"$f":"$J2435*$AS$6","v":0.23306892263256027},{"$f":"$M2435*$AV$6","v":8.3346219399874868E-2},{"$f":"$K2435*$AT$6","v":0.35469762868872801},{"$f":"$N2435*$AW$6","v":9.1844629145025142E-2},{"$f":"$O2435*$AX$6","v":7.5413619297716256E-2},{"$f":"$L2435*$AU$6","v":0},{"$f":"$P2435*$AY$6","v":0},{"$f":"$Q2435*$AZ$6","v":1.405990288741738E-3},0,{"$f":"SUM(V2435:AD2435)","v":0.83977700945264633},null,{"$f":"J2435*VLOOKUP($B2435,$AR$36:$AZ$47,MATCH(AG$2,$AS$2:$BA$2,0)+1,FALSE)","v":0.21912119797299556},{"$f":"K2435*VLOOKUP($B2435,$AR$36:$AZ$47,MATCH(AH$2,$AS$2:$BA$2,0)+1,FALSE)","v":0.3635359815871797},{"$f":"L2435*VLOOKUP($B2435,$AR$36:$AZ$47,MATCH(AI$2,$AS$2:$BA$2,0)+1,FALSE)","v":0},{"$f":"M2435*VLOOKUP($B2435,$AR$36:$AZ$47,MATCH(AJ$2,$AS$2:$BA$2,0)+1,FALSE)","v":8.6211165676026158E-2},{"$f":"N2435*VLOOKUP($B2435,$AR$36:$AZ$47,MATCH(AK$2,$AS$2:$BA$2,0)+1,FALSE)","v":9.1064660402507699E-2},{"$f":"O2435*VLOOKUP($B2435,$AR$36:$AZ$47,MATCH(AL$2,$AS$2:$BA$2,0)+1,FALSE)","v":7.3678536926422941E-2},{"$f":"P2435*VLOOKUP($B2435,$AR$36:$AZ$47,MATCH(AM$2,$AS$2:$BA$2,0)+1,FALSE)","v":0},{"$f":"Q2435*VLOOKUP($B2435,$AR$36:$AZ$47,MATCH(AN$2,$AS$2:$BA$2,0)+1,FALSE)","v":1.455600819804913E-3},{"$f":"R2435*VLOOKUP($B2435,$AR$36:$BA$47,MATCH(AO$2,$AS$2:$BA$2,0)+1,FALSE)","v":0},0.83506714338493693]
[2006,4,12,14,null,2013,4,12,14,0.24082064653726207,0.41272709695927701,0,9.786080705889634E-2,0.11489780000000002,8.1480999999999998E-2,0,1.9235443476339044E-3,0,0.94971089490306937,null,null,0.22801259833866283,8.5748300591035415E-2,0.36534406919076384,9.0569770189265417E-2,7.5112178686646991E-2,0,0,1.405990288741738E-3,0,0.84619290728511631,null,{"$f":"J2440*VLOOKUP($B2440,$AR$36:$AZ$47,MATCH(AG$2,$AS$2:$BA$2,0)+1,FALSE)","v":0.21436746322318731},{"$f":"K2440*VLOOKUP($B2440,$AR$36:$AZ$47,MATCH(AH$2,$AS$2:$BA$2,0)+1,FALSE)","v":0.37444771001520821},{"$f":"L2440*VLOOKUP($B2440,$AR$36:$AZ$47,MATCH(AI$2,$AS$2:$BA$2,0)+1,FALSE)","v":0},{"$f":"M2440*VLOOKUP($B2440,$AR$36:$AZ$47,MATCH(AJ$2,$AS$2:$BA$2,0)+1,FALSE)","v":8.8695816102038388E-2},{"$f":"N2440*VLOOKUP($B2440,$AR$36:$AZ$47,MATCH(AK$2,$AS$2:$BA$2,0)+1,FALSE)","v":8.9800627884242118E-2},{"$f":"O2440*VLOOKUP($B2440,$AR$36:$AZ$47,MATCH(AL$2,$AS$2:$BA$2,0)+1,FALSE)","v":7.3384031724304064E-2},{"$f":"P2440*VLOOKUP($B2440,$AR$36:$AZ$47,MATCH(AM$2,$AS$2:$BA$2,0)+1,FALSE)","v":0},{"$f":"Q2440*VLOOKUP($B2440,$AR$36:$AZ$47,MATCH(AN$2,$AS$2:$BA$2,0)+1,FALSE)","v":1.455600819804913E-3},{"$f":"R2440*VLOOKUP($B2440,$AR$36:$BA$47,MATCH(AO$2,$AS$2:$BA$2,0)+1,FALSE)","v":0},0.84215124976878497]
[2006,4,12,18,null,2013,4,12,18,0.32140412716467098,0.38178372100249525,0,0.10054895216736774,9.668949999999997E-2,7.3092000000000004E-2,0,1.9235443476339044E-3,9.7920000000000079E-5,0.97553976468216785,null,null,0.30431024584201261,8.8103726442518543E-2,0.33795313951873956,7.6216827430246478E-2,6.7378890349460638E-2,0,0,1.405990288741738E-3,9.7920000000000079E-5,0.87546673987171952,null,{"$f":"J2444*VLOOKUP($B2444,$AR$36:$AZ$47,MATCH(AG$2,$AS$2:$BA$2,0)+1,FALSE)","v":0.28609917131458484},{"$f":"K2444*VLOOKUP($B2444,$AR$36:$AZ$47,MATCH(AH$2,$AS$2:$BA$2,0)+1,FALSE)","v":0.34637425335941752},{"$f":"L2444*VLOOKUP($B2444,$AR$36:$AZ$47,MATCH(AI$2,$AS$2:$BA$2,0)+1,FALSE)","v":0},{"$f":"M2444*VLOOKUP($B2444,$AR$36:$AZ$47,MATCH(AJ$2,$AS$2:$BA$2,0)+1,FALSE)","v":9.1132207455862785E-2},{"$f":"N2444*VLOOKUP($B2444,$AR$36:$AZ$47,MATCH(AK$2,$AS$2:$BA$2,0)+1,FALSE)","v":7.5569574089437958E-2},{"$f":"O2444*VLOOKUP($B2444,$AR$36:$AZ$47,MATCH(AL$2,$AS$2:$BA$2,0)+1,FALSE)","v":6.5828667380037467E-2},{"$f":"P2444*VLOOKUP($B2444,$AR$36:$AZ$47,MATCH(AM$2,$AS$2:$BA$2,0)+1,FALSE)","v":0},{"$f":"Q2444*VLOOKUP($B2444,$AR$36:$AZ$47,MATCH(AN$2,$AS$2:$BA$2,0)+1,FALSE)","v":1.455600819804913E-3},{"$f":"R2444*VLOOKUP($B2444,$AR$36:$BA$47,MATCH(AO$2,$AS$2:$BA$2,0)+1,FALSE)","v":9.7920000000000079E-5},0.86655739441914548]
[2006,4,13,4,null,2013,4,13,4,0.17217359774065971,0.27972421274322667,9.5360436552274497E-3,8.8199154843851962E-2,8.058810000000001E-2,6.3017000000000004E-2,2.4984648287310438E-5,2.4147927045715346E-3,0,0.69567788633582472,null,null,0.16301654343449001,7.7282498159597632E-2,0.2476105467455576,6.352467755683347E-2,5.8091385283642001E-2,5.3331597226993288E-3,1.2504286150481678E-5,1.7650620304794531E-3,0,0.61663637721944997,null,{"$f":"J2454*VLOOKUP($B2454,$AR$36:$AZ$47,MATCH(AG$2,$AS$2:$BA$2,0)+1,FALSE)","v":0.15326101774236328},{"$f":"K2454*VLOOKUP($B2454,$AR$36:$AZ$47,MATCH(AH$2,$AS$2:$BA$2,0)+1,FALSE)","v":0.25378050452510714},{"$f":"L2454*VLOOKUP($B2454,$AR$36:$AZ$47,MATCH(AI$2,$AS$2:$BA$2,0)+1,FALSE)","v":5.0842140494583021E-3},{"$f":"M2454*VLOOKUP($B2454,$AR$36:$AZ$47,MATCH(AJ$2,$AS$2:$BA$2,0)+1,FALSE)","v":7.9939009839530409E-2},{"$f":"N2454*VLOOKUP($B2454,$AR$36:$AZ$47,MATCH(AK$2,$AS$2:$BA$2,0)+1,FALSE)","v":6.2985209290326638E-2},{"$f":"O2454*VLOOKUP($B2454,$AR$36:$AZ$47,MATCH(AL$2,$AS$2:$BA$2,0)+1,FALSE)","v":5.6754845021176337E-2},{"$f":"P2454*VLOOKUP($B2454,$AR$36:$AZ$47,MATCH(AM$2,$AS$2:$BA$2,0)+1,FALSE)","v":1.2504286150481678E-5},{"$f":"Q2454*VLOOKUP($B2454,$AR$36:$AZ$47,MATCH(AN$2,$AS$2:$BA$2,0)+1,FALSE)","v":1.8273424497630719E-3},{"$f":"R2454*VLOOKUP($B2454,$AR$36:$BA$47,MATCH(AO$2,$AS$2:$BA$2,0)+1,FALSE)","v":0},0.61364464720387579]
[2006,4,13,11,null,2013,4,13,11,0.32086263154272521,0.34923224399769004,0,9.3141527371249616E-2,8.5660899999999957E-2,6.7718E-2,0,1.9235443476339044E-3,0,0.91853884725929869,null,null,0.30379754966947009,8.1613139382054653E-2,0.30913872642417478,6.7523381885516001E-2,6.2424939756536631E-2,0,0,1.405990288741738E-3,0,0.82590372740649387,null,{"$f":"J2461*VLOOKUP($B2461,$AR$36:$AZ$47,MATCH(AG$2,$AS$2:$BA$2,0)+1,FALSE)","v":0.28561715681752214},{"$f":"K2461*VLOOKUP($B2461,$AR$36:$AZ$47,MATCH(AH$2,$AS$2:$BA$2,0)+1,FALSE)","v":0.31684184293165085},{"$f":"L2461*VLOOKUP($B2461,$AR$36:$AZ$47,MATCH(AI$2,$AS$2:$BA$2,0)+1,FALSE)","v":0},{"$f":"M2461*VLOOKUP($B2461,$AR$36:$AZ$47,MATCH(AJ$2,$AS$2:$BA$2,0)+1,FALSE)","v":8.4418512696419812E-2},{"$f":"N2461*VLOOKUP($B2461,$AR$36:$AZ$47,MATCH(AK$2,$AS$2:$BA$2,0)+1,FALSE)","v":6.6949955570335298E-2},{"$f":"O2461*VLOOKUP($B2461,$AR$36:$AZ$47,MATCH(AL$2,$AS$2:$BA$2,0)+1,FALSE)","v":6.0988695036958585E-2},{"$f":"P2461*VLOOKUP($B2461,$AR$36:$AZ$47,MATCH(AM$2,$AS$2:$BA$2,0)+1,FALSE)","v":0},{"$f":"Q2461*VLOOKUP($B2461,$AR$36:$AZ$47,MATCH(AN$2,$AS$2:$BA$2,0)+1,FALSE)","v":1.455600819804913E-3},{"$f":"R2461*VLOOKUP($B2461,$AR$36:$BA$47,MATCH(AO$2,$AS$2:$BA$2,0)+1,FALSE)","v":0},0.81627176387269162]
[2006,4,13,18,null,2013,4,13,18,0.34387291852404234,0.32982935799665741,0,8.617322737620306E-2,8.105279999999998E-2,6.7627999999999994E-2,0,1.9235443476339044E-3,0,0.91047984824453654,null,null,0.32558403433583616,7.5507325414833307E-2,0.29196338373917241,6.3890983719414027E-2,6.2341974450737747E-2,0,0,1.405990288741738E-3,0,0.82069369194873543,null,{"$f":"J2468*VLOOKUP($B2468,$AR$36:$AZ$47,MATCH(AG$2,$AS$2:$BA$2,0)+1,FALSE)","v":0.30609985595129119},{"$f":"K2468*VLOOKUP($B2468,$AR$36:$AZ$47,MATCH(AH$2,$AS$2:$BA$2,0)+1,FALSE)","v":0.29923852518416194},{"$f":"L2468*VLOOKUP($B2468,$AR$36:$AZ$47,MATCH(AI$2,$AS$2:$BA$2,0)+1,FALSE)","v":0},{"$f":"M2468*VLOOKUP($B2468,$AR$36:$AZ$47,MATCH(AJ$2,$AS$2:$BA$2,0)+1,FALSE)","v":7.810281723590197E-2},{"$f":"N2468*VLOOKUP($B2468,$AR$36:$AZ$47,MATCH(AK$2,$AS$2:$BA$2,0)+1,FALSE)","v":6.3348404684649279E-2},{"$f":"O2468*VLOOKUP($B2468,$AR$36:$AZ$47,MATCH(AL$2,$AS$2:$BA$2,0)+1,FALSE)","v":6.0907638559311188E-2},{"$f":"P2468*VLOOKUP($B2468,$AR$36:$AZ$47,MATCH(AM$2,$AS$2:$BA$2,0)+1,FALSE)","v":0},{"$f":"Q2468*VLOOKUP($B2468,$AR$36:$AZ$47,MATCH(AN$2,$AS$2:$BA$2,0)+1,FALSE)","v":1.455600819804913E-3},{"$f":"R2468*VLOOKUP($B2468,$AR$36:$BA$47,MATCH(AO$2,$AS$2:$BA$2,0)+1,FALSE)","v":0},0.80915284243512042]
[2006,4,14,4,null,2013,4,14,4,0.17226370140441086,0.27144746068353259,9.5360436552274497E-3,8.7205926246709531E-2,7.8121999999999997E-2,6.3203999999999996E-2,2.4984648287310438E-5,2.4147927045715346E-3,0,0.68421890934273932,null,null,0.16310185493409415,7.6412204250697766E-2,0.24028400506838241,6.1580740333807886E-2,5.8263768752357441E-2,5.3331597226993288E-3,1.2504286150481678E-5,1.7650620304794531E-3,0,0.60675329937866884,null,{"$f":"J2478*VLOOKUP($B2478,$AR$36:$AZ$47,MATCH(AG$2,$AS$2:$BA$2,0)+1,FALSE)","v":0.15334122387959936},{"$f":"K2478*VLOOKUP($B2478,$AR$36:$AZ$47,MATCH(AH$2,$AS$2:$BA$2,0)+1,FALSE)","v":0.24627140013639798},{"$f":"L2478*VLOOKUP($B2478,$AR$36:$AZ$47,MATCH(AI$2,$AS$2:$BA$2,0)+1,FALSE)","v":5.0842140494583021E-3},{"$f":"M2478*VLOOKUP($B2478,$AR$36:$AZ$47,MATCH(AJ$2,$AS$2:$BA$2,0)+1,FALSE)","v":7.9038800413029242E-2},{"$f":"N2478*VLOOKUP($B2478,$AR$36:$AZ$47,MATCH(AK$2,$AS$2:$BA$2,0)+1,FALSE)","v":6.1057780493384221E-2},{"$f":"O2478*VLOOKUP($B2478,$AR$36:$AZ$47,MATCH(AL$2,$AS$2:$BA$2,0)+1,FALSE)","v":5.6923262369177031E-2},{"$f":"P2478*VLOOKUP($B2478,$AR$36:$AZ$47,MATCH(AM$2,$AS$2:$BA$2,0)+1,FALSE)","v":1.2504286150481678E-5},{"$f":"Q2478*VLOOKUP($B2478,$AR$36:$AZ$47,MATCH(AN$2,$AS$2:$BA$2,0)+1,FALSE)","v":1.8273424497630719E-3},{"$f":"R2478*VLOOKUP($B2478,$AR$36:$BA$47,MATCH(AO$2,$AS$2:$BA$2,0)+1,FALSE)","v":0},0.6035565280769597]
[2006,4,14,8,null,2013,4,14,8,0.24339387268332327,0.30413879501118485,0,9.178796690249684E-2,8.3329800000000037E-2,6.5278000000000003E-2,0,1.9235443476339044E-3,0,0.78985197894463888,null,null,0.23044896742957305,8.0427112887577618E-2,0.26922221920196671,6.5685860268146573E-2,6.017565813265599E-2,0,0,1.405990288741738E-3,0,0.70736580820866168,null,{"$f":"J2482*VLOOKUP($B2482,$AR$36:$AZ$47,MATCH(AG$2,$AS$2:$BA$2,0)+1,FALSE)","v":0.21665803078523962},{"$f":"K2482*VLOOKUP($B2482,$AR$36:$AZ$47,MATCH(AH$2,$AS$2:$BA$2,0)+1,FALSE)","v":0.27593069647656238},{"$f":"L2482*VLOOKUP($B2482,$AR$36:$AZ$47,MATCH(AI$2,$AS$2:$BA$2,0)+1,FALSE)","v":0},{"$f":"M2482*VLOOKUP($B2482,$AR$36:$AZ$47,MATCH(AJ$2,$AS$2:$BA$2,0)+1,FALSE)","v":8.319171767982822E-2},{"$f":"N2482*VLOOKUP($B2482,$AR$36:$AZ$47,MATCH(AK$2,$AS$2:$BA$2,0)+1,FALSE)","v":6.512803866974233E-2},{"$f":"O2482*VLOOKUP($B2482,$AR$36:$AZ$47,MATCH(AL$2,$AS$2:$BA$2,0)+1,FALSE)","v":5.8791163865184778E-2},{"$f":"P2482*VLOOKUP($B2482,$AR$36:$AZ$47,MATCH(AM$2,$AS$2:$BA$2,0)+1,FALSE)","v":0},{"$f":"Q2482*VLOOKUP($B2482,$AR$36:$AZ$47,MATCH(AN$2,$AS$2:$BA$2,0)+1,FALSE)","v":1.455600819804913E-3},{"$f":"R2482*VLOOKUP($B2482,$AR$36:$BA$47,MATCH(AO$2,$AS$2:$BA$2,0)+1,FALSE)","v":0},0.70115524829636233]
[2006,4,14,21,null,2013,4,14,21,0.35136949644489213,0.32526824409203059,9.5360436552274497E-3,0.10718902594240774,8.0177199999999962E-2,6.6607E-2,2.4984648287310438E-5,2.4147927045715346E-3,0,0.94258678748741664,null,null,0.33268190669420444,9.392193966925097E-2,0.28792590733833567,6.320077998376615E-2,6.140077914828606E-2,5.3331597226993288E-3,1.2504286150481678E-5,1.7650620304794531E-3,0,0.84624203887317251,null,{"$f":"J2495*VLOOKUP($B2495,$AR$36:$AZ$47,MATCH(AG$2,$AS$2:$BA$2,0)+1,FALSE)","v":0.31277296481822081},{"$f":"K2495*VLOOKUP($B2495,$AR$36:$AZ$47,MATCH(AH$2,$AS$2:$BA$2,0)+1,FALSE)","v":0.29510044297611504},{"$f":"L2495*VLOOKUP($B2495,$AR$36:$AZ$47,MATCH(AI$2,$AS$2:$BA$2,0)+1,FALSE)","v":5.0842140494583021E-3},{"$f":"M2495*VLOOKUP($B2495,$AR$36:$AZ$47,MATCH(AJ$2,$AS$2:$BA$2,0)+1,FALSE)","v":9.7150416176545684E-2},{"$f":"N2495*VLOOKUP($B2495,$AR$36:$AZ$47,MATCH(AK$2,$AS$2:$BA$2,0)+1,FALSE)","v":6.2664062340623161E-2},{"$f":"O2495*VLOOKUP($B2495,$AR$36:$AZ$47,MATCH(AL$2,$AS$2:$BA$2,0)+1,FALSE)","v":5.9988097851777965E-2},{"$f":"P2495*VLOOKUP($B2495,$AR$36:$AZ$47,MATCH(AM$2,$AS$2:$BA$2,0)+1,FALSE)","v":1.2504286150481678E-5},{"$f":"Q2495*VLOOKUP($B2495,$AR$36:$AZ$47,MATCH(AN$2,$AS$2:$BA$2,0)+1,FALSE)","v":1.8273424497630719E-3},{"$f":"R2495*VLOOKUP($B2495,$AR$36:$BA$47,MATCH(AO$2,$AS$2:$BA$2,0)+1,FALSE)","v":0},0.8346000449486547]
[2006,4,14,22,null,2013,4,14,22,0.31038128973531187,0.30423109898874434,9.5360436552274497E-3,8.9206169721340309E-2,7.9527000000000028E-2,6.5858E-2,2.4984648287310438E-5,2.4147927045715346E-3,0,0.86117937945348277,null,null,0.2938736581180279,7.8164871982271567E-2,0.26930392624522248,6.268825089637671E-2,6.0710323436693192E-2,5.3331597226993288E-3,1.2504286150481678E-5,1.7650620304794531E-3,0,0.77185175671792106,null,{"$f":"J2496*VLOOKUP($B2496,$AR$36:$AZ$47,MATCH(AG$2,$AS$2:$BA$2,0)+1,FALSE)","v":0.27628714842024515},{"$f":"K2496*VLOOKUP($B2496,$AR$36:$AZ$47,MATCH(AH$2,$AS$2:$BA$2,0)+1,FALSE)","v":0.27601443949532001},{"$f":"L2496*VLOOKUP($B2496,$AR$36:$AZ$47,MATCH(AI$2,$AS$2:$BA$2,0)+1,FALSE)","v":5.0842140494583021E-3},{"$f":"M2496*VLOOKUP($B2496,$AR$36:$AZ$47,MATCH(AJ$2,$AS$2:$BA$2,0)+1,FALSE)","v":8.0851714415244441E-2},{"$f":"N2496*VLOOKUP($B2496,$AR$36:$AZ$47,MATCH(AK$2,$AS$2:$BA$2,0)+1,FALSE)","v":6.2155885785020466E-2},{"$f":"O2496*VLOOKUP($B2496,$AR$36:$AZ$47,MATCH(AL$2,$AS$2:$BA$2,0)+1,FALSE)","v":5.9313527832245763E-2},{"$f":"P2496*VLOOKUP($B2496,$AR$36:$AZ$47,MATCH(AM$2,$AS$2:$BA$2,0)+1,FALSE)","v":1.2504286150481678E-5},{"$f":"Q2496*VLOOKUP($B2496,$AR$36:$AZ$47,MATCH(AN$2,$AS$2:$BA$2,0)+1,FALSE)","v":1.8273424497630719E-3},{"$f":"R2496*VLOOKUP($B2496,$AR$36:$BA$47,MATCH(AO$2,$AS$2:$BA$2,0)+1,FALSE)","v":0},0.76154677673344784]
[2006,4,15,7,null,2013,4,15,7,0.25703807975877968,0.33754744469713061,0,7.1383285961311646E-2,0.10842000000000002,7.5964000000000004E-2,0,1.9235443476339044E-3,0,0.85227635476485575,null,null,0.24336750723203227,6.2547976516303838E-2,0.2987953974894017,8.5463555298014027E-2,7.0026405441175887E-2,0,0,1.405990288741738E-3,0,0.7616068322656695,null,{"$f":"J2505*VLOOKUP($B2505,$AR$36:$AZ$47,MATCH(AG$2,$AS$2:$BA$2,0)+1,FALSE)","v":0.22880347637104778},{"$f":"K2505*VLOOKUP($B2505,$AR$36:$AZ$47,MATCH(AH$2,$AS$2:$BA$2,0)+1,FALSE)","v":0.30624077900268498},{"$f":"L2505*VLOOKUP($B2505,$AR$36:$AZ$47,MATCH(AI$2,$AS$2:$BA$2,0)+1,FALSE)","v":0},{"$f":"M2505*VLOOKUP($B2505,$AR$36:$AZ$47,MATCH(AJ$2,$AS$2:$BA$2,0)+1,FALSE)","v":6.4698003160481202E-2},{"$f":"N2505*VLOOKUP($B2505,$AR$36:$AZ$47,MATCH(AK$2,$AS$2:$BA$2,0)+1,FALSE)","v":8.4737776312597199E-2},{"$f":"O2505*VLOOKUP($B2505,$AR$36:$AZ$47,MATCH(AL$2,$AS$2:$BA$2,0)+1,FALSE)","v":6.8415269644518772E-2},{"$f":"P2505*VLOOKUP($B2505,$AR$36:$AZ$47,MATCH(AM$2,$AS$2:$BA$2,0)+1,FALSE)","v":0},{"$f":"Q2505*VLOOKUP($B2505,$AR$36:$AZ$47,MATCH(AN$2,$AS$2:$BA$2,0)+1,FALSE)","v":1.455600819804913E-3},{"$f":"R2505*VLOOKUP($B2505,$AR$36:$BA$47,MATCH(AO$2,$AS$2:$BA$2,0)+1,FALSE)","v":0},0.75435090531113491]
[2006,4,15,15,null,2013,4,15,15,0.26513175951244111,0.39963949611080796,0,7.9136212910760589E-2,0.11448879999999997,8.0269999999999994E-2,0,1.9235443476339044E-3,0,0.94058981288164334,null,null,0.25103072455699627,6.9341301959875798E-2,0.3537589869774776,9.0247370317314751E-2,7.3995834405286565E-2,0,0,1.405990288741738E-3,0,0.83978020850569279,null,{"$f":"J2513*VLOOKUP($B2513,$AR$36:$AZ$47,MATCH(AG$2,$AS$2:$BA$2,0)+1,FALSE)","v":0.23600809782639637},{"$f":"K2513*VLOOKUP($B2513,$AR$36:$AZ$47,MATCH(AH$2,$AS$2:$BA$2,0)+1,FALSE)","v":0.36257395080868371},{"$f":"L2513*VLOOKUP($B2513,$AR$36:$AZ$47,MATCH(AI$2,$AS$2:$BA$2,0)+1,FALSE)","v":0},{"$f":"M2513*VLOOKUP($B2513,$AR$36:$AZ$47,MATCH(AJ$2,$AS$2:$BA$2,0)+1,FALSE)","v":7.172484264431056E-2},{"$f":"N2513*VLOOKUP($B2513,$AR$36:$AZ$47,MATCH(AK$2,$AS$2:$BA$2,0)+1,FALSE)","v":8.9480965916783561E-2},{"$f":"O2513*VLOOKUP($B2513,$AR$36:$AZ$47,MATCH(AL$2,$AS$2:$BA$2,0)+1,FALSE)","v":7.2293371786181893E-2},{"$f":"P2513*VLOOKUP($B2513,$AR$36:$AZ$47,MATCH(AM$2,$AS$2:$BA$2,0)+1,FALSE)","v":0},{"$f":"Q2513*VLOOKUP($B2513,$AR$36:$AZ$47,MATCH(AN$2,$AS$2:$BA$2,0)+1,FALSE)","v":1.455600819804913E-3},{"$f":"R2513*VLOOKUP($B2513,$AR$36:$BA$47,MATCH(AO$2,$AS$2:$BA$2,0)+1,FALSE)","v":0},0.83353682980216104]
[2006,4,15,21,null,2013,4,15,21,0.37231163353721275,0.35712250422077013,9.5360436552274497E-3,9.800226081480172E-2,8.5074799999999992E-2,6.7145999999999997E-2,2.4984648287310438E-5,2.4147927045715346E-3,0,0.99163301958087091,null,null,0.3525102360415624,8.587224621897005E-2,0.31612314736021652,6.7061380504219531E-2,6.1897649146348217E-2,5.3331597226993288E-3,1.2504286150481678E-5,1.7650620304794531E-3,0,0.89057538531064595,null,{"$f":"J2519*VLOOKUP($B2519,$AR$36:$AZ$47,MATCH(AG$2,$AS$2:$BA$2,0)+1,FALSE)","v":0.33141469204345836},{"$f":"K2519*VLOOKUP($B2519,$AR$36:$AZ$47,MATCH(AH$2,$AS$2:$BA$2,0)+1,FALSE)","v":0.32400030161711957},{"$f":"L2519*VLOOKUP($B2519,$AR$36:$AZ$47,MATCH(AI$2,$AS$2:$BA$2,0)+1,FALSE)","v":5.0842140494583021E-3},{"$f":"M2519*VLOOKUP($B2519,$AR$36:$AZ$47,MATCH(AJ$2,$AS$2:$BA$2,0)+1,FALSE)","v":8.8824022241940498E-2},{"$f":"N2519*VLOOKUP($B2519,$AR$36:$AZ$47,MATCH(AK$2,$AS$2:$BA$2,0)+1,FALSE)","v":6.6491877626258467E-2},{"$f":"O2519*VLOOKUP($B2519,$AR$36:$AZ$47,MATCH(AL$2,$AS$2:$BA$2,0)+1,FALSE)","v":6.0473536090132916E-2},{"$f":"P2519*VLOOKUP($B2519,$AR$36:$AZ$47,MATCH(AM$2,$AS$2:$BA$2,0)+1,FALSE)","v":1.2504286150481678E-5},{"$f":"Q2519*VLOOKUP($B2519,$AR$36:$AZ$47,MATCH(AN$2,$AS$2:$BA$2,0)+1,FALSE)","v":1.8273424497630719E-3},{"$f":"R2519*VLOOKUP($B2519,$AR$36:$BA$47,MATCH(AO$2,$AS$2:$BA$2,0)+1,FALSE)","v":0},0.87812849040428176]
[2006,4,16,8,null,2013,4,16,8,0.26358026385090899,0.38391772432934562,0,8.8792848072033789E-2,0.11049999999999999,7.8033000000000005E-2,0,1.9235443476339044E-3,0,0.92674738059992234,null,null,0.24956174520583266,7.780270831235428E-2,0.33984214914481475,8.7103143888863199E-2,7.1933685637818948E-2,0,0,1.405990288741738E-3,0,0.82764942247842566,null,{"$f":"J2530*VLOOKUP($B2530,$AR$36:$AZ$47,MATCH(AG$2,$AS$2:$BA$2,0)+1,FALSE)","v":0.23462702774811733},{"$f":"K2530*VLOOKUP($B2530,$AR$36:$AZ$47,MATCH(AH$2,$AS$2:$BA$2,0)+1,FALSE)","v":0.34831033331343808},{"$f":"L2530*VLOOKUP($B2530,$AR$36:$AZ$47,MATCH(AI$2,$AS$2:$BA$2,0)+1,FALSE)","v":0},{"$f":"M2530*VLOOKUP($B2530,$AR$36:$AZ$47,MATCH(AJ$2,$AS$2:$BA$2,0)+1,FALSE)","v":8.0477101716865423E-2},{"$f":"N2530*VLOOKUP($B2530,$AR$36:$AZ$47,MATCH(AK$2,$AS$2:$BA$2,0)+1,FALSE)","v":8.6363441085980333E-2},{"$f":"O2530*VLOOKUP($B2530,$AR$36:$AZ$47,MATCH(AL$2,$AS$2:$BA$2,0)+1,FALSE)","v":7.0278668002879435E-2},{"$f":"P2530*VLOOKUP($B2530,$AR$36:$AZ$47,MATCH(AM$2,$AS$2:$BA$2,0)+1,FALSE)","v":0},{"$f":"Q2530*VLOOKUP($B2530,$AR$36:$AZ$47,MATCH(AN$2,$AS$2:$BA$2,0)+1,FALSE)","v":1.455600819804913E-3},{"$f":"R2530*VLOOKUP($B2530,$AR$36:$BA$47,MATCH(AO$2,$AS$2:$BA$2,0)+1,FALSE)","v":0},0.82151217268708543]
[2006,4,16,14,null,2013,4,16,14,0.22738490910742956,0.42432679653009997,0,9.7889204078168882E-2,0.11775440000000001,8.1659999999999996E-2,0,1.9235443476339044E-3,0,0.95093885406333234,null,null,0.21529144072189627,8.577318283161417E-2,0.37561206824829352,9.2821524404948008E-2,7.5277187461513642E-2,0,0,1.405990288741738E-3,0,0.84618139395700731,null,{"$f":"J2536*VLOOKUP($B2536,$AR$36:$AZ$47,MATCH(AG$2,$AS$2:$BA$2,0)+1,FALSE)","v":0.20240758772754383},{"$f":"K2536*VLOOKUP($B2536,$AR$36:$AZ$47,MATCH(AH$2,$AS$2:$BA$2,0)+1,FALSE)","v":0.38497156699760449},{"$f":"L2536*VLOOKUP($B2536,$AR$36:$AZ$47,MATCH(AI$2,$AS$2:$BA$2,0)+1,FALSE)","v":0},{"$f":"M2536*VLOOKUP($B2536,$AR$36:$AZ$47,MATCH(AJ$2,$AS$2:$BA$2,0)+1,FALSE)","v":8.8721553645749088E-2},{"$f":"N2536*VLOOKUP($B2536,$AR$36:$AZ$47,MATCH(AK$2,$AS$2:$BA$2,0)+1,FALSE)","v":9.203325961099515E-2},{"$f":"O2536*VLOOKUP($B2536,$AR$36:$AZ$47,MATCH(AL$2,$AS$2:$BA$2,0)+1,FALSE)","v":7.3545244052069428E-2},{"$f":"P2536*VLOOKUP($B2536,$AR$36:$AZ$47,MATCH(AM$2,$AS$2:$BA$2,0)+1,FALSE)","v":0},{"$f":"Q2536*VLOOKUP($B2536,$AR$36:$AZ$47,MATCH(AN$2,$AS$2:$BA$2,0)+1,FALSE)","v":1.455600819804913E-3},{"$f":"R2536*VLOOKUP($B2536,$AR$36:$BA$47,MATCH(AO$2,$AS$2:$BA$2,0)+1,FALSE)","v":0},0.8431348128537669]
[2006,4,17,1,null,2013,4,17,1,0.16181948197050261,0.26073488513759391,9.5360436552274497E-3,7.145609130436438E-2,8.0538099999999974E-2,6.2275999999999998E-2,2.4984648287310438E-5,2.4147927045715346E-3,0,0.64880037942054714,null,null,0.15321311140239657,6.2611770537918249E-2,0.23080128399118385,6.3485264369553401E-2,5.7408304265897915E-2,5.3331597226993288E-3,1.2504286150481678E-5,1.7650620304794531E-3,0,0.57463046060627931,null,{"$f":"J2547*VLOOKUP($B2547,$AR$36:$AZ$47,MATCH(AG$2,$AS$2:$BA$2,0)+1,FALSE)","v":0.14404426011180713},{"$f":"K2547*VLOOKUP($B2547,$AR$36:$AZ$47,MATCH(AH$2,$AS$2:$BA$2,0)+1,FALSE)","v":0.23655238868526118},{"$f":"L2547*VLOOKUP($B2547,$AR$36:$AZ$47,MATCH(AI$2,$AS$2:$BA$2,0)+1,FALSE)","v":5.0842140494583021E-3},{"$f":"M2547*VLOOKUP($B2547,$AR$36:$AZ$47,MATCH(AJ$2,$AS$2:$BA$2,0)+1,FALSE)","v":6.4763990040343777E-2},{"$f":"N2547*VLOOKUP($B2547,$AR$36:$AZ$47,MATCH(AK$2,$AS$2:$BA$2,0)+1,FALSE)","v":6.2946130810197204E-2},{"$f":"O2547*VLOOKUP($B2547,$AR$36:$AZ$47,MATCH(AL$2,$AS$2:$BA$2,0)+1,FALSE)","v":5.6087480021879452E-2},{"$f":"P2547*VLOOKUP($B2547,$AR$36:$AZ$47,MATCH(AM$2,$AS$2:$BA$2,0)+1,FALSE)","v":1.2504286150481678E-5},{"$f":"Q2547*VLOOKUP($B2547,$AR$36:$AZ$47,MATCH(AN$2,$AS$2:$BA$2,0)+1,FALSE)","v":1.8273424497630719E-3},{"$f":"R2547*VLOOKUP($B2547,$AR$36:$BA$47,MATCH(AO$2,$AS$2:$BA$2,0)+1,FALSE)","v":0},0.5713183104548607]
[2006,4,17,4,null,2013,4,17,4,0.14886311663851176,0.26314023686777455,9.5360436552274497E-3,7.4774409226331912E-2,8.1242200000000014E-2,6.2126000000000001E-2,2.4984648287310438E-5,2.4147927045715346E-3,0,0.64212178374070461,null,null,0.14094583047424286,6.5519370946917996E-2,0.23293048993722801,6.4040280872830799E-2,5.7270028756233125E-2,5.3331597226993288E-3,1.2504286150481678E-5,1.7650620304794531E-3,0,0.56781672702678199,null,{"$f":"J2550*VLOOKUP($B2550,$AR$36:$AZ$47,MATCH(AG$2,$AS$2:$BA$2,0)+1,FALSE)","v":0.13251109960938326},{"$f":"K2550*VLOOKUP($B2550,$AR$36:$AZ$47,MATCH(AH$2,$AS$2:$BA$2,0)+1,FALSE)","v":0.23873465016938208},{"$f":"L2550*VLOOKUP($B2550,$AR$36:$AZ$47,MATCH(AI$2,$AS$2:$BA$2,0)+1,FALSE)","v":5.0842140494583021E-3},{"$f":"M2550*VLOOKUP($B2550,$AR$36:$AZ$47,MATCH(AJ$2,$AS$2:$BA$2,0)+1,FALSE)","v":6.7771536421989673E-2},{"$f":"N2550*VLOOKUP($B2550,$AR$36:$AZ$47,MATCH(AK$2,$AS$2:$BA$2,0)+1,FALSE)","v":6.3496433967379487E-2},{"$f":"O2550*VLOOKUP($B2550,$AR$36:$AZ$47,MATCH(AL$2,$AS$2:$BA$2,0)+1,FALSE)","v":5.5952385892467128E-2},{"$f":"P2550*VLOOKUP($B2550,$AR$36:$AZ$47,MATCH(AM$2,$AS$2:$BA$2,0)+1,FALSE)","v":1.2504286150481678E-5},{"$f":"Q2550*VLOOKUP($B2550,$AR$36:$AZ$47,MATCH(AN$2,$AS$2:$BA$2,0)+1,FALSE)","v":1.8273424497630719E-3},{"$f":"R2550*VLOOKUP($B2550,$AR$36:$BA$47,MATCH(AO$2,$AS$2:$BA$2,0)+1,FALSE)","v":0},0.56539016684597354]
[2006,4,17,10,null,2013,4,17,10,0.22423208786767232,0.41557751227924422,0,9.4324615681211893E-2,0.11577849999999998,8.2168000000000005E-2,0,1.9235443476339044E-3,4.6688000000000008E-4,0.93447114017576227,null,null,0.21230630230743255,8.2649793534797636E-2,0.36786724331611875,9.1263994070015814E-2,7.5745480520911762E-2,0,0,1.405990288741738E-3,4.6688000000000008E-4,0.83170568403801826,null,{"$f":"J2556*VLOOKUP($B2556,$AR$36:$AZ$47,MATCH(AG$2,$AS$2:$BA$2,0)+1,FALSE)","v":0.1996010912710269},{"$f":"K2556*VLOOKUP($B2556,$AR$36:$AZ$47,MATCH(AH$2,$AS$2:$BA$2,0)+1,FALSE)","v":0.3770337565748294},{"$f":"L2556*VLOOKUP($B2556,$AR$36:$AZ$47,MATCH(AI$2,$AS$2:$BA$2,0)+1,FALSE)","v":0},{"$f":"M2556*VLOOKUP($B2556,$AR$36:$AZ$47,MATCH(AJ$2,$AS$2:$BA$2,0)+1,FALSE)","v":8.5490800840433701E-2},{"$f":"N2556*VLOOKUP($B2556,$AR$36:$AZ$47,MATCH(AK$2,$AS$2:$BA$2,0)+1,FALSE)","v":9.0488956233241394E-2},{"$f":"O2556*VLOOKUP($B2556,$AR$36:$AZ$47,MATCH(AL$2,$AS$2:$BA$2,0)+1,FALSE)","v":7.4002762837012515E-2},{"$f":"P2556*VLOOKUP($B2556,$AR$36:$AZ$47,MATCH(AM$2,$AS$2:$BA$2,0)+1,FALSE)","v":0},{"$f":"Q2556*VLOOKUP($B2556,$AR$36:$AZ$47,MATCH(AN$2,$AS$2:$BA$2,0)+1,FALSE)","v":1.455600819804913E-3},{"$f":"R2556*VLOOKUP($B2556,$AR$36:$BA$47,MATCH(AO$2,$AS$2:$BA$2,0)+1,FALSE)","v":4.6688000000000008E-4},0.82853984857634866]
[2006,4,17,18,null,2013,4,17,18,0.30313522736693627,0.35699194802162282,0,7.2964866918817192E-2,9.4817300000000035E-2,7.1290999999999993E-2,0,1.9235443476339044E-3,0,0.9011238866550102,null,null,0.28701297764027794,6.393380076432606E-2,0.31600757963179266,7.4741040045733148E-2,6.5718662396752017E-2,0,0,1.405990288741738E-3,{"$f":"$R2564*$BA$6","v":0},0.80882005076762353,null,{"$f":"J2564*VLOOKUP($B2564,$AR$36:$AZ$47,MATCH(AG$2,$AS$2:$BA$2,0)+1,FALSE)","v":0.26983703697589545},{"$f":"K2564*VLOOKUP($B2564,$AR$36:$AZ$47,MATCH(AH$2,$AS$2:$BA$2,0)+1,FALSE)","v":0.32388185417289028},{"$f":"L2564*VLOOKUP($B2564,$AR$36:$AZ$47,MATCH(AI$2,$AS$2:$BA$2,0)+1,FALSE)","v":0},{"$f":"M2564*VLOOKUP($B2564,$AR$36:$AZ$47,MATCH(AJ$2,$AS$2:$BA$2,0)+1,FALSE)","v":6.6131463786582231E-2},{"$f":"N2564*VLOOKUP($B2564,$AR$36:$AZ$47,MATCH(AK$2,$AS$2:$BA$2,0)+1,FALSE)","v":7.4106319479472646E-2},{"$f":"O2564*VLOOKUP($B2564,$AR$36:$AZ$47,MATCH(AL$2,$AS$2:$BA$2,0)+1,FALSE)","v":6.4206637199560143E-2},{"$f":"P2564*VLOOKUP($B2564,$AR$36:$AZ$47,MATCH(AM$2,$AS$2:$BA$2,0)+1,FALSE)","v":0},{"$f":"Q2564*VLOOKUP($B2564,$AR$36:$AZ$47,MATCH(AN$2,$AS$2:$BA$2,0)+1,FALSE)","v":1.455600819804913E-3},{"$f":"R2564*VLOOKUP($B2564,$AR$36:$BA$47,MATCH(AO$2,$AS$2:$BA$2,0)+1,FALSE)","v":0},{"$f":"SUM(AG2564:AO2564)","v":0.79961891243420558}]
[2006,4,18,3,null,2013,4,18,3,0.15962047529155923,0.26888929904695863,9.5360436552274497E-3,7.6436621819366418E-2,7.7035400000000032E-2,6.1303999999999997E-2,2.4984648287310438E-5,2.4147927045715346E-3,0,0.65526161716597064,null,null,0.15113105891296283,6.6975846826868038E-2,0.23801953251778113,6.0724212947838328E-2,5.6512278963270053E-2,5.3331597226993288E-3,1.2504286150481678E-5,1.7650620304794531E-3,0,0.58047365620804969,null,{"$f":"J2573*VLOOKUP($B2573,$AR$36:$AZ$47,MATCH(AG$2,$AS$2:$BA$2,0)+1,FALSE)","v":0.14208680550750269},{"$f":"K2573*VLOOKUP($B2573,$AR$36:$AZ$47,MATCH(AH$2,$AS$2:$BA$2,0)+1,FALSE)","v":0.24395050147546421},{"$f":"L2573*VLOOKUP($B2573,$AR$36:$AZ$47,MATCH(AI$2,$AS$2:$BA$2,0)+1,FALSE)","v":5.0842140494583021E-3},{"$f":"M2573*VLOOKUP($B2573,$AR$36:$AZ$47,MATCH(AJ$2,$AS$2:$BA$2,0)+1,FALSE)","v":6.9278077262037635E-2},{"$f":"N2573*VLOOKUP($B2573,$AR$36:$AZ$47,MATCH(AK$2,$AS$2:$BA$2,0)+1,FALSE)","v":6.0208526963212064E-2},{"$f":"O2573*VLOOKUP($B2573,$AR$36:$AZ$47,MATCH(AL$2,$AS$2:$BA$2,0)+1,FALSE)","v":5.5212070063287585E-2},{"$f":"P2573*VLOOKUP($B2573,$AR$36:$AZ$47,MATCH(AM$2,$AS$2:$BA$2,0)+1,FALSE)","v":1.2504286150481678E-5},{"$f":"Q2573*VLOOKUP($B2573,$AR$36:$AZ$47,MATCH(AN$2,$AS$2:$BA$2,0)+1,FALSE)","v":1.8273424497630719E-3},{"$f":"R2573*VLOOKUP($B2573,$AR$36:$BA$47,MATCH(AO$2,$AS$2:$BA$2,0)+1,FALSE)","v":0},0.57766004205687616]
[2006,4,18,15,null,2013,4,18,15,0.23757459339573303,0.4231530714312402,0,9.9407644798946995E-2,0.11620220000000005,8.0479999999999996E-2,0,1.9235443476339044E-3,4.9824000000000005E-4,0.95923929397355412,null,null,0.2249391865619409,8.7103681887038764E-2,0.37457309235626218,9.1597981419026822E-2,7.4189420118817268E-2,0,0,1.405990288741738E-3,4.9824000000000005E-4,0.85430759263182765,null,{"$f":"J2585*VLOOKUP($B2585,$AR$36:$AZ$47,MATCH(AG$2,$AS$2:$BA$2,0)+1,FALSE)","v":0.21147797601582877},{"$f":"K2585*VLOOKUP($B2585,$AR$36:$AZ$47,MATCH(AH$2,$AS$2:$BA$2,0)+1,FALSE)","v":0.38390670191195014},{"$f":"L2585*VLOOKUP($B2585,$AR$36:$AZ$47,MATCH(AI$2,$AS$2:$BA$2,0)+1,FALSE)","v":0},{"$f":"M2585*VLOOKUP($B2585,$AR$36:$AZ$47,MATCH(AJ$2,$AS$2:$BA$2,0)+1,FALSE)","v":9.0097787328871359E-2},{"$f":"N2585*VLOOKUP($B2585,$AR$36:$AZ$47,MATCH(AK$2,$AS$2:$BA$2,0)+1,FALSE)","v":9.0820107273858003E-2},{"$f":"O2585*VLOOKUP($B2585,$AR$36:$AZ$47,MATCH(AL$2,$AS$2:$BA$2,0)+1,FALSE)","v":7.2482503567359149E-2},{"$f":"P2585*VLOOKUP($B2585,$AR$36:$AZ$47,MATCH(AM$2,$AS$2:$BA$2,0)+1,FALSE)","v":0},{"$f":"Q2585*VLOOKUP($B2585,$AR$36:$AZ$47,MATCH(AN$2,$AS$2:$BA$2,0)+1,FALSE)","v":1.455600819804913E-3},{"$f":"R2585*VLOOKUP($B2585,$AR$36:$BA$47,MATCH(AO$2,$AS$2:$BA$2,0)+1,FALSE)","v":4.9824000000000005E-4},0.85073891691767234]
[2006,4,18,20,null,2013,4,18,20,0.37789708681522705,0.34376722187932313,9.2181755333865349E-3,7.2213713842898597E-2,9.3523700000000029E-2,7.1041000000000007E-2,2.4151826677733425E-5,2.3984177593402781E-3,3.8335999999999991E-4,0.97046682765685333,null,null,0.35779862693798908,6.3275620010666597E-2,0.30430111475861771,7.3721342064424239E-2,6.5488203213977372E-2,5.1553877319426844E-3,1.208747661213229E-5,1.7530929724215276E-3,3.8335999999999991E-4,0.87188883516665139,null,{"$f":"J2590*VLOOKUP($B2590,$AR$36:$AZ$47,MATCH(AG$2,$AS$2:$BA$2,0)+1,FALSE)","v":0.33638660565375716},{"$f":"K2590*VLOOKUP($B2590,$AR$36:$AZ$47,MATCH(AH$2,$AS$2:$BA$2,0)+1,FALSE)","v":0.31188368769425223},{"$f":"L2590*VLOOKUP($B2590,$AR$36:$AZ$47,MATCH(AI$2,$AS$2:$BA$2,0)+1,FALSE)","v":4.9147402478096919E-3},{"$f":"M2590*VLOOKUP($B2590,$AR$36:$AZ$47,MATCH(AJ$2,$AS$2:$BA$2,0)+1,FALSE)","v":6.5450658701395673E-2},{"$f":"N2590*VLOOKUP($B2590,$AR$36:$AZ$47,MATCH(AK$2,$AS$2:$BA$2,0)+1,FALSE)","v":7.3095281041564722E-2},{"$f":"O2590*VLOOKUP($B2590,$AR$36:$AZ$47,MATCH(AL$2,$AS$2:$BA$2,0)+1,FALSE)","v":6.3981480317206282E-2},{"$f":"P2590*VLOOKUP($B2590,$AR$36:$AZ$47,MATCH(AM$2,$AS$2:$BA$2,0)+1,FALSE)","v":1.208747661213229E-5},{"$f":"Q2590*VLOOKUP($B2590,$AR$36:$AZ$47,MATCH(AN$2,$AS$2:$BA$2,0)+1,FALSE)","v":1.8149510620977982E-3},{"$f":"R2590*VLOOKUP($B2590,$AR$36:$BA$47,MATCH(AO$2,$AS$2:$BA$2,0)+1,FALSE)","v":3.8335999999999991E-4},0.85792285219469566]
[2006,4,19,1,null,2013,4,19,1,0.18781801378535476,0.29636887083330193,9.5360436552274497E-3,9.5942710219297622E-2,8.0616299999999974E-2,6.4384999999999998E-2,2.4984648287310438E-5,2.4147927045715346E-3,0,0.73710671584604059,null,null,0.17782891107461279,8.4067611975156331E-2,0.26234431916253331,6.3546906594459371E-2,5.9352457931784917E-2,5.3331597226993288E-3,1.2504286150481678E-5,1.7650620304794531E-3,0,0.65425093277787594,null,{"$f":"J2595*VLOOKUP($B2595,$AR$36:$AZ$47,MATCH(AG$2,$AS$2:$BA$2,0)+1,FALSE)","v":0.16718695735481465},{"$f":"K2595*VLOOKUP($B2595,$AR$36:$AZ$47,MATCH(AH$2,$AS$2:$BA$2,0)+1,FALSE)","v":0.26888141297461887},{"$f":"L2595*VLOOKUP($B2595,$AR$36:$AZ$47,MATCH(AI$2,$AS$2:$BA$2,0)+1,FALSE)","v":5.0842140494583021E-3},{"$f":"M2595*VLOOKUP($B2595,$AR$36:$AZ$47,MATCH(AJ$2,$AS$2:$BA$2,0)+1,FALSE)","v":8.6957355428517055E-2},{"$f":"N2595*VLOOKUP($B2595,$AR$36:$AZ$47,MATCH(AK$2,$AS$2:$BA$2,0)+1,FALSE)","v":6.3007249553119593E-2},{"$f":"O2595*VLOOKUP($B2595,$AR$36:$AZ$47,MATCH(AL$2,$AS$2:$BA$2,0)+1,FALSE)","v":5.7986903481416732E-2},{"$f":"P2595*VLOOKUP($B2595,$AR$36:$AZ$47,MATCH(AM$2,$AS$2:$BA$2,0)+1,FALSE)","v":1.2504286150481678E-5},{"$f":"Q2595*VLOOKUP($B2595,$AR$36:$AZ$47,MATCH(AN$2,$AS$2:$BA$2,0)+1,FALSE)","v":1.8273424497630719E-3},{"$f":"R2595*VLOOKUP($B2595,$AR$36:$BA$47,MATCH(AO$2,$AS$2:$BA$2,0)+1,FALSE)","v":0},0.6509439395778589]
[2006,4,19,13,null,2013,4,19,13,0.26249681102349554,0.40462185899286446,0,8.8136907250003629E-2,0.12503389999999998,8.6065000000000003E-2,0,1.9235443476339044E-3,0,0.96827802161399756,null,null,0.24853591582654941,7.722795512496719E-2,0.35816935097568908,9.8559690341047335E-2,7.9337878262003086E-2,0,0,1.405990288741738E-3,0,0.8632367808189978,null,{"$f":"J2607*VLOOKUP($B2607,$AR$36:$AZ$47,MATCH(AG$2,$AS$2:$BA$2,0)+1,FALSE)","v":0.2336625878735708},{"$f":"K2607*VLOOKUP($B2607,$AR$36:$AZ$47,MATCH(AH$2,$AS$2:$BA$2,0)+1,FALSE)","v":0.36709421222450955},{"$f":"L2607*VLOOKUP($B2607,$AR$36:$AZ$47,MATCH(AI$2,$AS$2:$BA$2,0)+1,FALSE)","v":0},{"$f":"M2607*VLOOKUP($B2607,$AR$36:$AZ$47,MATCH(AJ$2,$AS$2:$BA$2,0)+1,FALSE)","v":7.9882591940448056E-2},{"$f":"N2607*VLOOKUP($B2607,$AR$36:$AZ$47,MATCH(AK$2,$AS$2:$BA$2,0)+1,FALSE)","v":9.7722695533034892E-2},{"$f":"O2607*VLOOKUP($B2607,$AR$36:$AZ$47,MATCH(AL$2,$AS$2:$BA$2,0)+1,FALSE)","v":7.7512508319144705E-2},{"$f":"P2607*VLOOKUP($B2607,$AR$36:$AZ$47,MATCH(AM$2,$AS$2:$BA$2,0)+1,FALSE)","v":0},{"$f":"Q2607*VLOOKUP($B2607,$AR$36:$AZ$47,MATCH(AN$2,$AS$2:$BA$2,0)+1,FALSE)","v":1.455600819804913E-3},{"$f":"R2607*VLOOKUP($B2607,$AR$36:$BA$47,MATCH(AO$2,$AS$2:$BA$2,0)+1,FALSE)","v":0},0.8573301967105128]
[2006,4,19,15,null,2013,4,19,15,0.25491344026919344,0.39119424931678387,0,8.1386782868756058E-2,0.12279120000000002,8.4192000000000003E-2,0,1.9235443476339044E-3,0,0.93640121680236732,null,null,0.24135586671233733,7.1313312564112954E-2,0.34628329456042883,9.6791851238788973E-2,7.761127806465537E-2,0,0,1.405990288741738E-3,0,0.8347615934290652,null,{"$f":"J2609*VLOOKUP($B2609,$AR$36:$AZ$47,MATCH(AG$2,$AS$2:$BA$2,0)+1,FALSE)","v":0.22691222001825853},{"$f":"K2609*VLOOKUP($B2609,$AR$36:$AZ$47,MATCH(AH$2,$AS$2:$BA$2,0)+1,FALSE)","v":0.35491197914306366},{"$f":"L2609*VLOOKUP($B2609,$AR$36:$AZ$47,MATCH(AI$2,$AS$2:$BA$2,0)+1,FALSE)","v":0},{"$f":"M2609*VLOOKUP($B2609,$AR$36:$AZ$47,MATCH(AJ$2,$AS$2:$BA$2,0)+1,FALSE)","v":7.3764639219858957E-2},{"$f":"N2609*VLOOKUP($B2609,$AR$36:$AZ$47,MATCH(AK$2,$AS$2:$BA$2,0)+1,FALSE)","v":9.5969869385310685E-2},{"$f":"O2609*VLOOKUP($B2609,$AR$36:$AZ$47,MATCH(AL$2,$AS$2:$BA$2,0)+1,FALSE)","v":7.5825632956549469E-2},{"$f":"P2609*VLOOKUP($B2609,$AR$36:$AZ$47,MATCH(AM$2,$AS$2:$BA$2,0)+1,FALSE)","v":0},{"$f":"Q2609*VLOOKUP($B2609,$AR$36:$AZ$47,MATCH(AN$2,$AS$2:$BA$2,0)+1,FALSE)","v":1.455600819804913E-3},{"$f":"R2609*VLOOKUP($B2609,$AR$36:$BA$47,MATCH(AO$2,$AS$2:$BA$2,0)+1,FALSE)","v":0},0.82883994154284624]
[2006,4,19,22,null,2013,4,19,22,0.33870224369826085,0.32048274359703932,9.5360436552274497E-3,8.8583323311821033E-2,8.288199999999997E-2,6.4201999999999995E-2,2.4984648287310438E-5,2.4147927045715346E-3,0,0.90682813161520748,null,null,0.32068836189602179,7.7619117019170125E-2,0.28368980499168739,6.5332875762866588E-2,5.9183761809993865E-2,5.3331597226993288E-3,1.2504286150481678E-5,1.7650620304794531E-3,0,0.81362464751906904,null,{"$f":"J2616*VLOOKUP($B2616,$AR$36:$AZ$47,MATCH(AG$2,$AS$2:$BA$2,0)+1,FALSE)","v":0.30149715904181645},{"$f":"K2616*VLOOKUP($B2616,$AR$36:$AZ$47,MATCH(AH$2,$AS$2:$BA$2,0)+1,FALSE)","v":0.29075878546240219},{"$f":"L2616*VLOOKUP($B2616,$AR$36:$AZ$47,MATCH(AI$2,$AS$2:$BA$2,0)+1,FALSE)","v":5.0842140494583021E-3},{"$f":"M2616*VLOOKUP($B2616,$AR$36:$AZ$47,MATCH(AJ$2,$AS$2:$BA$2,0)+1,FALSE)","v":8.0287199649233074E-2},{"$f":"N2616*VLOOKUP($B2616,$AR$36:$AZ$47,MATCH(AK$2,$AS$2:$BA$2,0)+1,FALSE)","v":6.4778051801703346E-2},{"$f":"O2616*VLOOKUP($B2616,$AR$36:$AZ$47,MATCH(AL$2,$AS$2:$BA$2,0)+1,FALSE)","v":5.7822088643533692E-2},{"$f":"P2616*VLOOKUP($B2616,$AR$36:$AZ$47,MATCH(AM$2,$AS$2:$BA$2,0)+1,FALSE)","v":1.2504286150481678E-5},{"$f":"Q2616*VLOOKUP($B2616,$AR$36:$AZ$47,MATCH(AN$2,$AS$2:$BA$2,0)+1,FALSE)","v":1.8273424497630719E-3},{"$f":"R2616*VLOOKUP($B2616,$AR$36:$BA$47,MATCH(AO$2,$AS$2:$BA$2,0)+1,FALSE)","v":0},0.80206734538406055]
[2006,4,20,12,null,2013,4,20,12,0.29780693860808433,0.34026341375878577,0,9.0635184899553245E-2,8.8828900000000002E-2,6.5002000000000004E-2,0,1.9235443476339044E-3,0,0.88445998161405714,null,null,0.28196807396580609,7.9417013945262002E-2,0.30119956042440577,7.002060143157865E-2,5.9921231194872776E-2,0,0,1.405990288741738E-3,0,0.79393247125066702,null,{"$f":"J2630*VLOOKUP($B2630,$AR$36:$AZ$47,MATCH(AG$2,$AS$2:$BA$2,0)+1,FALSE)","v":0.26509403939250936},{"$f":"K2630*VLOOKUP($B2630,$AR$36:$AZ$47,MATCH(AH$2,$AS$2:$BA$2,0)+1,FALSE)","v":0.30870484885199095},{"$f":"L2630*VLOOKUP($B2630,$AR$36:$AZ$47,MATCH(AI$2,$AS$2:$BA$2,0)+1,FALSE)","v":0},{"$f":"M2630*VLOOKUP($B2630,$AR$36:$AZ$47,MATCH(AJ$2,$AS$2:$BA$2,0)+1,FALSE)","v":8.2146897556106088E-2},{"$f":"N2630*VLOOKUP($B2630,$AR$36:$AZ$47,MATCH(AK$2,$AS$2:$BA$2,0)+1,FALSE)","v":6.942596807133429E-2},{"$f":"O2630*VLOOKUP($B2630,$AR$36:$AZ$47,MATCH(AL$2,$AS$2:$BA$2,0)+1,FALSE)","v":5.8542590667066102E-2},{"$f":"P2630*VLOOKUP($B2630,$AR$36:$AZ$47,MATCH(AM$2,$AS$2:$BA$2,0)+1,FALSE)","v":0},{"$f":"Q2630*VLOOKUP($B2630,$AR$36:$AZ$47,MATCH(AN$2,$AS$2:$BA$2,0)+1,FALSE)","v":1.455600819804913E-3},{"$f":"R2630*VLOOKUP($B2630,$AR$36:$BA$47,MATCH(AO$2,$AS$2:$BA$2,0)+1,FALSE)","v":0},0.78536994535881166]
[2006,4,20,15,null,2013,4,20,15,0.2580931784453826,0.33074309717524841,0,8.4264401764091737E-2,8.9391199999999976E-2,6.5435999999999994E-2,0,1.9235443476339044E-3,0,0.8298514217323566,null,null,0.24436649048573272,7.383476050062121E-2,0.29277222132736308,7.0463842135729829E-2,6.0321308336169568E-2,0,0,1.405990288741738E-3,0,0.74316461307435822,null,{"$f":"J2633*VLOOKUP($B2633,$AR$36:$AZ$47,MATCH(AG$2,$AS$2:$BA$2,0)+1,FALSE)","v":0.22974267669356743},{"$f":"K2633*VLOOKUP($B2633,$AR$36:$AZ$47,MATCH(AH$2,$AS$2:$BA$2,0)+1,FALSE)","v":0.30006751738141607},{"$f":"L2633*VLOOKUP($B2633,$AR$36:$AZ$47,MATCH(AI$2,$AS$2:$BA$2,0)+1,FALSE)","v":0},{"$f":"M2633*VLOOKUP($B2633,$AR$36:$AZ$47,MATCH(AJ$2,$AS$2:$BA$2,0)+1,FALSE)","v":7.6372759508493357E-2},{"$f":"N2633*VLOOKUP($B2633,$AR$36:$AZ$47,MATCH(AK$2,$AS$2:$BA$2,0)+1,FALSE)","v":6.9865444658869541E-2},{"$f":"O2633*VLOOKUP($B2633,$AR$36:$AZ$47,MATCH(AL$2,$AS$2:$BA$2,0)+1,FALSE)","v":5.8933463014832418E-2},{"$f":"P2633*VLOOKUP($B2633,$AR$36:$AZ$47,MATCH(AM$2,$AS$2:$BA$2,0)+1,FALSE)","v":0},{"$f":"Q2633*VLOOKUP($B2633,$AR$36:$AZ$47,MATCH(AN$2,$AS$2:$BA$2,0)+1,FALSE)","v":1.455600819804913E-3},{"$f":"R2633*VLOOKUP($B2633,$AR$36:$BA$47,MATCH(AO$2,$AS$2:$BA$2,0)+1,FALSE)","v":0},0.73643746207698368]
[2006,4,21,2,null,2013,4,21,2,0.17379865588694174,0.26289537941205215,9.5360436552274497E-3,8.2683348563362027E-2,7.9054500000000014E-2,6.1247999999999997E-2,2.4984648287310438E-5,2.4147927045715346E-3,0,0.67165570487044213,null,null,0.16455517284900678,7.2449398687438979E-2,0.2327137432784688,6.2315796276580432E-2,5.6460656106328534E-2,5.3331597226993288E-3,1.2504286150481678E-5,1.7650620304794531E-3,0,0.59560549323715284,null,{"$f":"J2644*VLOOKUP($B2644,$AR$36:$AZ$47,MATCH(AG$2,$AS$2:$BA$2,0)+1,FALSE)","v":0.15470756976112779},{"$f":"K2644*VLOOKUP($B2644,$AR$36:$AZ$47,MATCH(AH$2,$AS$2:$BA$2,0)+1,FALSE)","v":0.23851250261897677},{"$f":"L2644*VLOOKUP($B2644,$AR$36:$AZ$47,MATCH(AI$2,$AS$2:$BA$2,0)+1,FALSE)","v":5.0842140494583021E-3},{"$f":"M2644*VLOOKUP($B2644,$AR$36:$AZ$47,MATCH(AJ$2,$AS$2:$BA$2,0)+1,FALSE)","v":7.4939777212985989E-2},{"$f":"N2644*VLOOKUP($B2644,$AR$36:$AZ$47,MATCH(AK$2,$AS$2:$BA$2,0)+1,FALSE)","v":6.1786594147797594E-2},{"$f":"O2644*VLOOKUP($B2644,$AR$36:$AZ$47,MATCH(AL$2,$AS$2:$BA$2,0)+1,FALSE)","v":5.5161634921640321E-2},{"$f":"P2644*VLOOKUP($B2644,$AR$36:$AZ$47,MATCH(AM$2,$AS$2:$BA$2,0)+1,FALSE)","v":1.2504286150481678E-5},{"$f":"Q2644*VLOOKUP($B2644,$AR$36:$AZ$47,MATCH(AN$2,$AS$2:$BA$2,0)+1,FALSE)","v":1.8273424497630719E-3},{"$f":"R2644*VLOOKUP($B2644,$AR$36:$BA$47,MATCH(AO$2,$AS$2:$BA$2,0)+1,FALSE)","v":0},0.59203213944790045]
[2006,4,21,8,null,2013,4,21,8,0.23238482372958216,0.29407436096032624,0,8.593859920747017E-2,8.3921300000000004E-2,6.3317999999999999E-2,0,1.9235443476339044E-3,0,0.76156062824501236,null,null,0.2200254348410097,7.5301737832385474E-2,0.26031322990290562,6.6152118273669291E-2,5.8368858139702683E-2,0,0,1.405990288741738E-3,0,0.68156736927841455,null,{"$f":"J2650*VLOOKUP($B2650,$AR$36:$AZ$47,MATCH(AG$2,$AS$2:$BA$2,0)+1,FALSE)","v":0.20685828175770679},{"$f":"K2650*VLOOKUP($B2650,$AR$36:$AZ$47,MATCH(AH$2,$AS$2:$BA$2,0)+1,FALSE)","v":0.26679971304778366},{"$f":"L2650*VLOOKUP($B2650,$AR$36:$AZ$47,MATCH(AI$2,$AS$2:$BA$2,0)+1,FALSE)","v":0},{"$f":"M2650*VLOOKUP($B2650,$AR$36:$AZ$47,MATCH(AJ$2,$AS$2:$BA$2,0)+1,FALSE)","v":7.7890162777679836E-2},{"$f":"N2650*VLOOKUP($B2650,$AR$36:$AZ$47,MATCH(AK$2,$AS$2:$BA$2,0)+1,FALSE)","v":6.5590337089673142E-2},{"$f":"O2650*VLOOKUP($B2650,$AR$36:$AZ$47,MATCH(AL$2,$AS$2:$BA$2,0)+1,FALSE)","v":5.7025933907530399E-2},{"$f":"P2650*VLOOKUP($B2650,$AR$36:$AZ$47,MATCH(AM$2,$AS$2:$BA$2,0)+1,FALSE)","v":0},{"$f":"Q2650*VLOOKUP($B2650,$AR$36:$AZ$47,MATCH(AN$2,$AS$2:$BA$2,0)+1,FALSE)","v":1.455600819804913E-3},{"$f":"R2650*VLOOKUP($B2650,$AR$36:$BA$47,MATCH(AO$2,$AS$2:$BA$2,0)+1,FALSE)","v":0},0.67562002940017862]
[2006,4,21,16,null,2013,4,21,16,0.31970951021236227,0.31157540875291057,0,7.2021401177335451E-2,8.5262600000000008E-2,6.5075999999999995E-2,0,1.9235443476339044E-3,0,0.85556846449024215,null,null,0.30270575710717784,6.3107110422918694E-2,0.27580507442377955,6.7209416435643335E-2,5.9989447112974062E-2,0,0,1.405990288741738E-3,0,0.77022279579123532,null,{"$f":"J2658*VLOOKUP($B2658,$AR$36:$AZ$47,MATCH(AG$2,$AS$2:$BA$2,0)+1,FALSE)","v":0.28459070124598873},{"$f":"K2658*VLOOKUP($B2658,$AR$36:$AZ$47,MATCH(AH$2,$AS$2:$BA$2,0)+1,FALSE)","v":0.28267758323629355},{"$f":"L2658*VLOOKUP($B2658,$AR$36:$AZ$47,MATCH(AI$2,$AS$2:$BA$2,0)+1,FALSE)","v":0},{"$f":"M2658*VLOOKUP($B2658,$AR$36:$AZ$47,MATCH(AJ$2,$AS$2:$BA$2,0)+1,FALSE)","v":6.5276356758344908E-2},{"$f":"N2658*VLOOKUP($B2658,$AR$36:$AZ$47,MATCH(AK$2,$AS$2:$BA$2,0)+1,FALSE)","v":6.6638656397624507E-2},{"$f":"O2658*VLOOKUP($B2658,$AR$36:$AZ$47,MATCH(AL$2,$AS$2:$BA$2,0)+1,FALSE)","v":5.8609237104242838E-2},{"$f":"P2658*VLOOKUP($B2658,$AR$36:$AZ$47,MATCH(AM$2,$AS$2:$BA$2,0)+1,FALSE)","v":0},{"$f":"Q2658*VLOOKUP($B2658,$AR$36:$AZ$47,MATCH(AN$2,$AS$2:$BA$2,0)+1,FALSE)","v":1.455600819804913E-3},{"$f":"R2658*VLOOKUP($B2658,$AR$36:$BA$47,MATCH(AO$2,$AS$2:$BA$2,0)+1,FALSE)","v":0},0.75924813556229942]
[2006,4,22,1,null,2013,4,22,1,0.15576698623548696,0.25205449966942156,9.5360436552274497E-3,6.8100863316033586E-2,8.1076099999999998E-2,6.234E-2,2.4984648287310438E-5,2.4147927045715346E-3,0,0.63131427022902831,null,null,0.14748251770614115,5.9671828524955985E-2,0.22311744793474153,6.390935026468654E-2,5.7467301816688229E-2,5.3331597226993288E-3,1.2504286150481678E-5,1.7650620304794531E-3,0,0.5587591722865427,null,{"$f":"J2667*VLOOKUP($B2667,$AR$36:$AZ$47,MATCH(AG$2,$AS$2:$BA$2,0)+1,FALSE)","v":0.13865660678747427},{"$f":"K2667*VLOOKUP($B2667,$AR$36:$AZ$47,MATCH(AH$2,$AS$2:$BA$2,0)+1,FALSE)","v":0.22867708685857466},{"$f":"L2667*VLOOKUP($B2667,$AR$36:$AZ$47,MATCH(AI$2,$AS$2:$BA$2,0)+1,FALSE)","v":5.0842140494583021E-3},{"$f":"M2667*VLOOKUP($B2667,$AR$36:$AZ$47,MATCH(AJ$2,$AS$2:$BA$2,0)+1,FALSE)","v":6.172299034314839E-2},{"$f":"N2667*VLOOKUP($B2667,$AR$36:$AZ$47,MATCH(AK$2,$AS$2:$BA$2,0)+1,FALSE)","v":6.3366615256389605E-2},{"$f":"O2667*VLOOKUP($B2667,$AR$36:$AZ$47,MATCH(AL$2,$AS$2:$BA$2,0)+1,FALSE)","v":5.6145120183762047E-2},{"$f":"P2667*VLOOKUP($B2667,$AR$36:$AZ$47,MATCH(AM$2,$AS$2:$BA$2,0)+1,FALSE)","v":1.2504286150481678E-5},{"$f":"Q2667*VLOOKUP($B2667,$AR$36:$AZ$47,MATCH(AN$2,$AS$2:$BA$2,0)+1,FALSE)","v":1.8273424497630719E-3},{"$f":"R2667*VLOOKUP($B2667,$AR$36:$BA$47,MATCH(AO$2,$AS$2:$BA$2,0)+1,FALSE)","v":0},0.55549248021472086]
[2006,4,22,9,null,2013,4,22,9,0.23539511355457649,0.38539252006184849,0,9.0256308319960371E-2,0.11825220000000002,8.1733E-2,0,1.9235443476339044E-3,0,0.91295268628401927,null,null,0.22287562237525496,7.9085031982204207E-2,0.34114763133415338,9.3213922097507979E-2,7.5344481542883854E-2,0,0,1.405990288741738E-3,0,0.81307267962074625,null,{"$f":"J2675*VLOOKUP($B2675,$AR$36:$AZ$47,MATCH(AG$2,$AS$2:$BA$2,0)+1,FALSE)","v":0.20953790330440319},{"$f":"K2675*VLOOKUP($B2675,$AR$36:$AZ$47,MATCH(AH$2,$AS$2:$BA$2,0)+1,FALSE)","v":0.34964834549835255},{"$f":"L2675*VLOOKUP($B2675,$AR$36:$AZ$47,MATCH(AI$2,$AS$2:$BA$2,0)+1,FALSE)","v":0},{"$f":"M2675*VLOOKUP($B2675,$AR$36:$AZ$47,MATCH(AJ$2,$AS$2:$BA$2,0)+1,FALSE)","v":8.1803504031784199E-2},{"$f":"N2675*VLOOKUP($B2675,$AR$36:$AZ$47,MATCH(AK$2,$AS$2:$BA$2,0)+1,FALSE)","v":9.2422324959163499E-2},{"$f":"O2675*VLOOKUP($B2675,$AR$36:$AZ$47,MATCH(AL$2,$AS$2:$BA$2,0)+1,FALSE)","v":7.3610989861716769E-2},{"$f":"P2675*VLOOKUP($B2675,$AR$36:$AZ$47,MATCH(AM$2,$AS$2:$BA$2,0)+1,FALSE)","v":0},{"$f":"Q2675*VLOOKUP($B2675,$AR$36:$AZ$47,MATCH(AN$2,$AS$2:$BA$2,0)+1,FALSE)","v":1.455600819804913E-3},{"$f":"R2675*VLOOKUP($B2675,$AR$36:$BA$47,MATCH(AO$2,$AS$2:$BA$2,0)+1,FALSE)","v":0},0.80847866847522498]
[2006,4,22,10,null,2013,4,22,10,0.22544762825935491,0.39977142285855427,0,9.6870279078698329E-2,0.11912849999999997,8.2526000000000002E-2,0,1.9235443476339044E-3,0,0.92566737454424142,null,null,0.2134571941727206,8.4880373036148885E-2,0.35387576790902253,9.3904677617777724E-2,7.6075498070645065E-2,0,0,1.405990288741738E-3,0,0.82359950109505664,null,{"$f":"J2676*VLOOKUP($B2676,$AR$36:$AZ$47,MATCH(AG$2,$AS$2:$BA$2,0)+1,FALSE)","v":0.2006831094200397},{"$f":"K2676*VLOOKUP($B2676,$AR$36:$AZ$47,MATCH(AH$2,$AS$2:$BA$2,0)+1,FALSE)","v":0.36269364168662049},{"$f":"L2676*VLOOKUP($B2676,$AR$36:$AZ$47,MATCH(AI$2,$AS$2:$BA$2,0)+1,FALSE)","v":0},{"$f":"M2676*VLOOKUP($B2676,$AR$36:$AZ$47,MATCH(AJ$2,$AS$2:$BA$2,0)+1,FALSE)","v":8.7798054370697959E-2},{"$f":"N2676*VLOOKUP($B2676,$AR$36:$AZ$47,MATCH(AK$2,$AS$2:$BA$2,0)+1,FALSE)","v":9.3107214401911373E-2},{"$f":"O2676*VLOOKUP($B2676,$AR$36:$AZ$47,MATCH(AL$2,$AS$2:$BA$2,0)+1,FALSE)","v":7.4325187492543257E-2},{"$f":"P2676*VLOOKUP($B2676,$AR$36:$AZ$47,MATCH(AM$2,$AS$2:$BA$2,0)+1,FALSE)","v":0},{"$f":"Q2676*VLOOKUP($B2676,$AR$36:$AZ$47,MATCH(AN$2,$AS$2:$BA$2,0)+1,FALSE)","v":1.455600819804913E-3},{"$f":"R2676*VLOOKUP($B2676,$AR$36:$BA$47,MATCH(AO$2,$AS$2:$BA$2,0)+1,FALSE)","v":0},0.8200628081916177]
[2006,4,22,23,null,2013,4,22,23,0.22488662203988907,0.2686726596618027,9.5360436552274497E-3,5.7604217306781717E-2,8.3196199999999998E-2,6.4738000000000004E-2,2.4984648287310438E-5,2.4147927045715346E-3,0,0.71107352001655966,null,null,0.21292602507395827,5.0474381822341673E-2,0.23782776436128505,6.5580548231734301E-2,5.9677866297862737E-2,5.3331597226993288E-3,1.2504286150481678E-5,1.7650620304794531E-3,0,0.63359731182651136,null,{"$f":"J2689*VLOOKUP($B2689,$AR$36:$AZ$47,MATCH(AG$2,$AS$2:$BA$2,0)+1,FALSE)","v":0.20018372748643662},{"$f":"K2689*VLOOKUP($B2689,$AR$36:$AZ$47,MATCH(AH$2,$AS$2:$BA$2,0)+1,FALSE)","v":0.2437539548414574},{"$f":"L2689*VLOOKUP($B2689,$AR$36:$AZ$47,MATCH(AI$2,$AS$2:$BA$2,0)+1,FALSE)","v":5.0842140494583021E-3},{"$f":"M2689*VLOOKUP($B2689,$AR$36:$AZ$47,MATCH(AJ$2,$AS$2:$BA$2,0)+1,FALSE)","v":5.2209390240050092E-2},{"$f":"N2689*VLOOKUP($B2689,$AR$36:$AZ$47,MATCH(AK$2,$AS$2:$BA$2,0)+1,FALSE)","v":6.502362097083654E-2},{"$f":"O2689*VLOOKUP($B2689,$AR$36:$AZ$47,MATCH(AL$2,$AS$2:$BA$2,0)+1,FALSE)","v":5.8304824999300411E-2},{"$f":"P2689*VLOOKUP($B2689,$AR$36:$AZ$47,MATCH(AM$2,$AS$2:$BA$2,0)+1,FALSE)","v":1.2504286150481678E-5},{"$f":"Q2689*VLOOKUP($B2689,$AR$36:$AZ$47,MATCH(AN$2,$AS$2:$BA$2,0)+1,FALSE)","v":1.8273424497630719E-3},{"$f":"R2689*VLOOKUP($B2689,$AR$36:$BA$47,MATCH(AO$2,$AS$2:$BA$2,0)+1,FALSE)","v":0},0.62639957932345303]
[2006,4,23,3,null,2013,4,23,3,0.14241314671722274,0.25219908296394045,9.5360436552274497E-3,6.940651038471421E-2,8.0439899999999967E-2,6.2520999999999993E-2,2.4984648287310438E-5,2.4147927045715346E-3,0,0.6189554610739636,null,null,0.13483890225979769,6.0815871995225451E-2,0.22324543238147571,6.3407856869735421E-2,5.7634154265017078E-2,5.3331597226993288E-3,1.2504286150481678E-5,1.7650620304794531E-3,0,0.54705294381058067,null,{"$f":"J2693*VLOOKUP($B2693,$AR$36:$AZ$47,MATCH(AG$2,$AS$2:$BA$2,0)+1,FALSE)","v":0.12676963304588973},{"$f":"K2693*VLOOKUP($B2693,$AR$36:$AZ$47,MATCH(AH$2,$AS$2:$BA$2,0)+1,FALSE)","v":0.22880826042080965},{"$f":"L2693*VLOOKUP($B2693,$AR$36:$AZ$47,MATCH(AI$2,$AS$2:$BA$2,0)+1,FALSE)","v":5.0842140494583021E-3},{"$f":"M2693*VLOOKUP($B2693,$AR$36:$AZ$47,MATCH(AJ$2,$AS$2:$BA$2,0)+1,FALSE)","v":6.2906359209380674E-2},{"$f":"N2693*VLOOKUP($B2693,$AR$36:$AZ$47,MATCH(AK$2,$AS$2:$BA$2,0)+1,FALSE)","v":6.2869380675223047E-2},{"$f":"O2693*VLOOKUP($B2693,$AR$36:$AZ$47,MATCH(AL$2,$AS$2:$BA$2,0)+1,FALSE)","v":5.6308133766586242E-2},{"$f":"P2693*VLOOKUP($B2693,$AR$36:$AZ$47,MATCH(AM$2,$AS$2:$BA$2,0)+1,FALSE)","v":1.2504286150481678E-5},{"$f":"Q2693*VLOOKUP($B2693,$AR$36:$AZ$47,MATCH(AN$2,$AS$2:$BA$2,0)+1,FALSE)","v":1.8273424497630719E-3},{"$f":"R2693*VLOOKUP($B2693,$AR$36:$BA$47,MATCH(AO$2,$AS$2:$BA$2,0)+1,FALSE)","v":0},0.54458582790326138]
[2006,4,23,13,null,2013,4,23,13,0.20964117510438368,0.42186661632426625,0,8.1633016376733578E-2,0.11915350000000002,8.3459000000000005E-2,0,1.9235443476339044E-3,0,0.91767685215301753,null,null,0.1984914073674531,7.1529069060428524E-2,0.37343432839558266,9.3924384211417772E-2,7.6935571740760086E-2,0,0,1.405990288741738E-3,0,0.81572075106438391,null,{"$f":"J2703*VLOOKUP($B2703,$AR$36:$AZ$47,MATCH(AG$2,$AS$2:$BA$2,0)+1,FALSE)","v":0.18661293182476843},{"$f":"K2703*VLOOKUP($B2703,$AR$36:$AZ$47,MATCH(AH$2,$AS$2:$BA$2,0)+1,FALSE)","v":0.38273956223928823},{"$f":"L2703*VLOOKUP($B2703,$AR$36:$AZ$47,MATCH(AI$2,$AS$2:$BA$2,0)+1,FALSE)","v":0},{"$f":"M2703*VLOOKUP($B2703,$AR$36:$AZ$47,MATCH(AJ$2,$AS$2:$BA$2,0)+1,FALSE)","v":7.3987812138600464E-2},{"$f":"N2703*VLOOKUP($B2703,$AR$36:$AZ$47,MATCH(AK$2,$AS$2:$BA$2,0)+1,FALSE)","v":9.3126753641976118E-2},{"$f":"O2703*VLOOKUP($B2703,$AR$36:$AZ$47,MATCH(AL$2,$AS$2:$BA$2,0)+1,FALSE)","v":7.5165472977487921E-2},{"$f":"P2703*VLOOKUP($B2703,$AR$36:$AZ$47,MATCH(AM$2,$AS$2:$BA$2,0)+1,FALSE)","v":0},{"$f":"Q2703*VLOOKUP($B2703,$AR$36:$AZ$47,MATCH(AN$2,$AS$2:$BA$2,0)+1,FALSE)","v":1.455600819804913E-3},{"$f":"R2703*VLOOKUP($B2703,$AR$36:$BA$47,MATCH(AO$2,$AS$2:$BA$2,0)+1,FALSE)","v":0},0.813088133641926]
[2006,4,23,20,null,2013,4,23,20,0.34527231204749492,0.33097492458956618,8.1056371069433315E-3,5.8585064527800775E-2,9.2624799999999993E-2,7.0333000000000007E-2,2.1236951044213869E-5,2.3411054510308902E-3,0,0.90825808067388025,null,null,0.32690900110246823,5.133382683275535E-2,0.29297743385525576,7.3012771783503849E-2,6.4835542808359542E-2,4.5331857642944293E-3,1.0628643227909425E-5,1.7112012692187958E-3,0,0.81532359205908378,null,{"$f":"J2710*VLOOKUP($B2710,$AR$36:$AZ$47,MATCH(AG$2,$AS$2:$BA$2,0)+1,FALSE)","v":0.30734553170204987},{"$f":"K2710*VLOOKUP($B2710,$AR$36:$AZ$47,MATCH(AH$2,$AS$2:$BA$2,0)+1,FALSE)","v":0.30027784339356689},{"$f":"L2710*VLOOKUP($B2710,$AR$36:$AZ$47,MATCH(AI$2,$AS$2:$BA$2,0)+1,FALSE)","v":4.3215819420395563E-3},{"$f":"M2710*VLOOKUP($B2710,$AR$36:$AZ$47,MATCH(AJ$2,$AS$2:$BA$2,0)+1,FALSE)","v":5.3098377847594996E-2},{"$f":"N2710*VLOOKUP($B2710,$AR$36:$AZ$47,MATCH(AK$2,$AS$2:$BA$2,0)+1,FALSE)","v":7.2392728125798292E-2},{"$f":"O2710*VLOOKUP($B2710,$AR$36:$AZ$47,MATCH(AL$2,$AS$2:$BA$2,0)+1,FALSE)","v":6.3343836026380121E-2},{"$f":"P2710*VLOOKUP($B2710,$AR$36:$AZ$47,MATCH(AM$2,$AS$2:$BA$2,0)+1,FALSE)","v":1.0628643227909425E-5},{"$f":"Q2710*VLOOKUP($B2710,$AR$36:$AZ$47,MATCH(AN$2,$AS$2:$BA$2,0)+1,FALSE)","v":1.7715812052693481E-3},{"$f":"R2710*VLOOKUP($B2710,$AR$36:$BA$47,MATCH(AO$2,$AS$2:$BA$2,0)+1,FALSE)","v":0},0.80256210888592705]
[2006,4,24,3,null,2013,4,24,3,0.1423847325240889,0.25623887292002578,9.5360436552274497E-3,7.1472421356236479E-2,8.0227799999999974E-2,6.3009999999999997E-2,2.4984648287310438E-5,2.4147927045715346E-3,0,0.62530964780843745,null,null,0.13481199927577492,6.2626079373484606E-2,0.22682143529503732,6.3240666129293549E-2,5.8084932426524308E-2,5.3331597226993288E-3,1.2504286150481678E-5,1.7650620304794531E-3,0,0.55269583853944404,null,{"$f":"J2717*VLOOKUP($B2717,$AR$36:$AZ$47,MATCH(AG$2,$AS$2:$BA$2,0)+1,FALSE)","v":0.12674434003804666},{"$f":"K2717*VLOOKUP($B2717,$AR$36:$AZ$47,MATCH(AH$2,$AS$2:$BA$2,0)+1,FALSE)","v":0.23247337014862537},{"$f":"L2717*VLOOKUP($B2717,$AR$36:$AZ$47,MATCH(AI$2,$AS$2:$BA$2,0)+1,FALSE)","v":5.0842140494583021E-3},{"$f":"M2717*VLOOKUP($B2717,$AR$36:$AZ$47,MATCH(AJ$2,$AS$2:$BA$2,0)+1,FALSE)","v":6.4778790728395666E-2},{"$f":"N2717*VLOOKUP($B2717,$AR$36:$AZ$47,MATCH(AK$2,$AS$2:$BA$2,0)+1,FALSE)","v":6.2703609762514129E-2},{"$f":"O2717*VLOOKUP($B2717,$AR$36:$AZ$47,MATCH(AL$2,$AS$2:$BA$2,0)+1,FALSE)","v":5.6748540628470422E-2},{"$f":"P2717*VLOOKUP($B2717,$AR$36:$AZ$47,MATCH(AM$2,$AS$2:$BA$2,0)+1,FALSE)","v":1.2504286150481678E-5},{"$f":"Q2717*VLOOKUP($B2717,$AR$36:$AZ$47,MATCH(AN$2,$AS$2:$BA$2,0)+1,FALSE)","v":1.8273424497630719E-3},{"$f":"R2717*VLOOKUP($B2717,$AR$36:$BA$47,MATCH(AO$2,$AS$2:$BA$2,0)+1,FALSE)","v":0},0.55037271209142424]
[2006,4,24,13,null,2013,4,24,13,0.20676652864978459,0.42947798497707079,0,8.6015788259376488E-2,0.12047250000000002,8.3852999999999997E-2,0,1.9235443476339044E-3,0,0.92850934623386572,null,null,0.19576964900975868,7.5369372978917798E-2,0.38017187583604312,9.4964104091864926E-2,7.7298775412812937E-2,0,0,1.405990288741738E-3,0,0.82497976761813918,null,{"$f":"J2727*VLOOKUP($B2727,$AR$36:$AZ$47,MATCH(AG$2,$AS$2:$BA$2,0)+1,FALSE)","v":0.18405405376760572},{"$f":"K2727*VLOOKUP($B2727,$AR$36:$AZ$47,MATCH(AH$2,$AS$2:$BA$2,0)+1,FALSE)","v":0.3896449958372315},{"$f":"L2727*VLOOKUP($B2727,$AR$36:$AZ$47,MATCH(AI$2,$AS$2:$BA$2,0)+1,FALSE)","v":0},{"$f":"M2727*VLOOKUP($B2727,$AR$36:$AZ$47,MATCH(AJ$2,$AS$2:$BA$2,0)+1,FALSE)","v":7.7960122817441746E-2},{"$f":"N2727*VLOOKUP($B2727,$AR$36:$AZ$47,MATCH(AK$2,$AS$2:$BA$2,0)+1,FALSE)","v":9.4157643947789763E-2},{"$f":"O2727*VLOOKUP($B2727,$AR$36:$AZ$47,MATCH(AL$2,$AS$2:$BA$2,0)+1,FALSE)","v":7.5520320224077619E-2},{"$f":"P2727*VLOOKUP($B2727,$AR$36:$AZ$47,MATCH(AM$2,$AS$2:$BA$2,0)+1,FALSE)","v":0},{"$f":"Q2727*VLOOKUP($B2727,$AR$36:$AZ$47,MATCH(AN$2,$AS$2:$BA$2,0)+1,FALSE)","v":1.455600819804913E-3},{"$f":"R2727*VLOOKUP($B2727,$AR$36:$BA$47,MATCH(AO$2,$AS$2:$BA$2,0)+1,FALSE)","v":0},0.8227927374139512]
[2006,4,24,20,null,2013,4,24,20,0.34655877442855582,0.33661031699355359,7.7877689851024168E-3,6.1391945202418814E-2,9.1303400000000007E-2,7.0998000000000006E-2,2.0404129434636857E-5,2.3247305057996349E-3,0,0.91699534024486495,null,null,0.32812704297050738,5.3793292016457162E-2,0.29796585648979534,7.1971160070067264E-2,6.5448564234540124E-2,4.3554137735377849E-3,1.0211833689560037E-5,1.6992322111608713E-3,0,0.82337077359975552,null,{"$f":"J2734*VLOOKUP($B2734,$AR$36:$AZ$47,MATCH(AG$2,$AS$2:$BA$2,0)+1,FALSE)","v":0.30849068134401553},{"$f":"K2734*VLOOKUP($B2734,$AR$36:$AZ$47,MATCH(AH$2,$AS$2:$BA$2,0)+1,FALSE)","v":0.30539056750656202},{"$f":"L2734*VLOOKUP($B2734,$AR$36:$AZ$47,MATCH(AI$2,$AS$2:$BA$2,0)+1,FALSE)","v":4.152108140390947E-3},{"$f":"M2734*VLOOKUP($B2734,$AR$36:$AZ$47,MATCH(AJ$2,$AS$2:$BA$2,0)+1,FALSE)","v":5.5642384785801163E-2},{"$f":"N2734*VLOOKUP($B2734,$AR$36:$AZ$47,MATCH(AK$2,$AS$2:$BA$2,0)+1,FALSE)","v":7.1359962052938444E-2},{"$f":"O2734*VLOOKUP($B2734,$AR$36:$AZ$47,MATCH(AL$2,$AS$2:$BA$2,0)+1,FALSE)","v":6.3942753333441418E-2},{"$f":"P2734*VLOOKUP($B2734,$AR$36:$AZ$47,MATCH(AM$2,$AS$2:$BA$2,0)+1,FALSE)","v":1.0211833689560037E-5},{"$f":"Q2734*VLOOKUP($B2734,$AR$36:$AZ$47,MATCH(AN$2,$AS$2:$BA$2,0)+1,FALSE)","v":1.7591898176040753E-3},{"$f":"R2734*VLOOKUP($B2734,$AR$36:$BA$47,MATCH(AO$2,$AS$2:$BA$2,0)+1,FALSE)","v":0},0.81074785881444322]
[2006,4,24,22,null,2013,4,24,22,0.27494491568029888,0.29640670531512886,9.5360436552274497E-3,6.9853510844184077E-2,8.4055799999999972E-2,6.6678000000000001E-2,2.4984648287310438E-5,2.4147927045715346E-3,0,0.80391475284769809,null,null,0.26032196792798401,6.1207545954544883E-2,0.26237781006644589,6.6258139747452538E-2,6.1466229556194067E-2,5.3331597226993288E-3,1.2504286150481678E-5,1.7650620304794531E-3,0,0.7187424192919506,null,{"$f":"J2736*VLOOKUP($B2736,$AR$36:$AZ$47,MATCH(AG$2,$AS$2:$BA$2,0)+1,FALSE)","v":0.24474331809992533},{"$f":"K2736*VLOOKUP($B2736,$AR$36:$AZ$47,MATCH(AH$2,$AS$2:$BA$2,0)+1,FALSE)","v":0.2689157384046284},{"$f":"L2736*VLOOKUP($B2736,$AR$36:$AZ$47,MATCH(AI$2,$AS$2:$BA$2,0)+1,FALSE)","v":5.0842140494583021E-3},{"$f":"M2736*VLOOKUP($B2736,$AR$36:$AZ$47,MATCH(AJ$2,$AS$2:$BA$2,0)+1,FALSE)","v":6.3311496585028978E-2},{"$f":"N2736*VLOOKUP($B2736,$AR$36:$AZ$47,MATCH(AK$2,$AS$2:$BA$2,0)+1,FALSE)","v":6.5695458201221218E-2},{"$f":"O2736*VLOOKUP($B2736,$AR$36:$AZ$47,MATCH(AL$2,$AS$2:$BA$2,0)+1,FALSE)","v":6.0052042406366468E-2},{"$f":"P2736*VLOOKUP($B2736,$AR$36:$AZ$47,MATCH(AM$2,$AS$2:$BA$2,0)+1,FALSE)","v":1.2504286150481678E-5},{"$f":"Q2736*VLOOKUP($B2736,$AR$36:$AZ$47,MATCH(AN$2,$AS$2:$BA$2,0)+1,FALSE)","v":1.8273424497630719E-3},{"$f":"R2736*VLOOKUP($B2736,$AR$36:$BA$47,MATCH(AO$2,$AS$2:$BA$2,0)+1,FALSE)","v":0},0.70964211448254233]
[2006,4,25,10,null,2013,4,25,10,0.21356849808593856,0.41489608608446171,0,8.7572205654360885E-2,0.11635369999999993,8.0253000000000005E-2,0,1.9235443476339044E-3,0,0.91456703417239493,null,null,0.2022098556417829,7.6733148229104695E-2,0.36726404807963159,9.1717403376485221E-2,7.3980163180857886E-2,0,0,1.405990288741738E-3,0,0.81331060879660411,null,{"$f":"J2748*VLOOKUP($B2748,$AR$36:$AZ$47,MATCH(AG$2,$AS$2:$BA$2,0)+1,FALSE)","v":0.19010885410933789},{"$f":"K2748*VLOOKUP($B2748,$AR$36:$AZ$47,MATCH(AH$2,$AS$2:$BA$2,0)+1,FALSE)","v":0.37641553092388341},{"$f":"L2748*VLOOKUP($B2748,$AR$36:$AZ$47,MATCH(AI$2,$AS$2:$BA$2,0)+1,FALSE)","v":0},{"$f":"M2748*VLOOKUP($B2748,$AR$36:$AZ$47,MATCH(AJ$2,$AS$2:$BA$2,0)+1,FALSE)","v":7.9370776532574794E-2},{"$f":"N2748*VLOOKUP($B2748,$AR$36:$AZ$47,MATCH(AK$2,$AS$2:$BA$2,0)+1,FALSE)","v":9.093851506865E-2},{"$f":"O2748*VLOOKUP($B2748,$AR$36:$AZ$47,MATCH(AL$2,$AS$2:$BA$2,0)+1,FALSE)","v":7.227806111818183E-2},{"$f":"P2748*VLOOKUP($B2748,$AR$36:$AZ$47,MATCH(AM$2,$AS$2:$BA$2,0)+1,FALSE)","v":0},{"$f":"Q2748*VLOOKUP($B2748,$AR$36:$AZ$47,MATCH(AN$2,$AS$2:$BA$2,0)+1,FALSE)","v":1.455600819804913E-3},{"$f":"R2748*VLOOKUP($B2748,$AR$36:$BA$47,MATCH(AO$2,$AS$2:$BA$2,0)+1,FALSE)","v":0},0.8105673385724329]
[2006,4,25,15,null,2013,4,25,15,0.20697655914332427,0.41501002782362761,0,7.9387212306291574E-2,0.11624279999999999,8.0956E-2,0,1.9235443476339044E-3,0,0.90049614362087727,null,null,0.19596850902965704,6.9561234456479937E-2,0.36736490876686106,9.162998492709816E-2,7.462821440282022E-2,0,0,1.405990288741738E-3,0,0.80055884187165827,null,{"$f":"J2753*VLOOKUP($B2753,$AR$36:$AZ$47,MATCH(AG$2,$AS$2:$BA$2,0)+1,FALSE)","v":0.18424101325279524},{"$f":"K2753*VLOOKUP($B2753,$AR$36:$AZ$47,MATCH(AH$2,$AS$2:$BA$2,0)+1,FALSE)","v":0.3765189048569742},{"$f":"L2753*VLOOKUP($B2753,$AR$36:$AZ$47,MATCH(AI$2,$AS$2:$BA$2,0)+1,FALSE)","v":0},{"$f":"M2753*VLOOKUP($B2753,$AR$36:$AZ$47,MATCH(AJ$2,$AS$2:$BA$2,0)+1,FALSE)","v":7.1952335109341445E-2},{"$f":"N2753*VLOOKUP($B2753,$AR$36:$AZ$47,MATCH(AK$2,$AS$2:$BA$2,0)+1,FALSE)","v":9.0851838999723031E-2},{"$f":"O2753*VLOOKUP($B2753,$AR$36:$AZ$47,MATCH(AL$2,$AS$2:$BA$2,0)+1,FALSE)","v":7.2911202271360928E-2},{"$f":"P2753*VLOOKUP($B2753,$AR$36:$AZ$47,MATCH(AM$2,$AS$2:$BA$2,0)+1,FALSE)","v":0},{"$f":"Q2753*VLOOKUP($B2753,$AR$36:$AZ$47,MATCH(AN$2,$AS$2:$BA$2,0)+1,FALSE)","v":1.455600819804913E-3},{"$f":"R2753*VLOOKUP($B2753,$AR$36:$BA$47,MATCH(AO$2,$AS$2:$BA$2,0)+1,FALSE)","v":0},0.79793089530999972]
[2006,4,25,24,null,2013,4,25,24,0.15032323649412527,0.27954972212365303,9.5360436552274497E-3,8.5454294254374619E-2,8.2299299999999992E-2,6.2998999999999999E-2,2.4984648287310438E-5,2.4147927045715346E-3,0,0.67260137388023911,null,null,0.14232829384252715,7.4877376661209236E-2,0.24745608847649722,6.4873554478305145E-2,5.8074792222482227E-2,5.3331597226993288E-3,1.2504286150481678E-5,1.7650620304794531E-3,0,0.59472083172035028,null,{"$f":"J2762*VLOOKUP($B2762,$AR$36:$AZ$47,MATCH(AG$2,$AS$2:$BA$2,0)+1,FALSE)","v":0.13381083114797976},{"$f":"K2762*VLOOKUP($B2762,$AR$36:$AZ$47,MATCH(AH$2,$AS$2:$BA$2,0)+1,FALSE)","v":0.25362219746603631},{"$f":"L2762*VLOOKUP($B2762,$AR$36:$AZ$47,MATCH(AI$2,$AS$2:$BA$2,0)+1,FALSE)","v":5.0842140494583021E-3},{"$f":"M2762*VLOOKUP($B2762,$AR$36:$AZ$47,MATCH(AJ$2,$AS$2:$BA$2,0)+1,FALSE)","v":7.7451214598648191E-2},{"$f":"N2762*VLOOKUP($B2762,$AR$36:$AZ$47,MATCH(AK$2,$AS$2:$BA$2,0)+1,FALSE)","v":6.4322631194275309E-2},{"$f":"O2762*VLOOKUP($B2762,$AR$36:$AZ$47,MATCH(AL$2,$AS$2:$BA$2,0)+1,FALSE)","v":5.6738633725646859E-2},{"$f":"P2762*VLOOKUP($B2762,$AR$36:$AZ$47,MATCH(AM$2,$AS$2:$BA$2,0)+1,FALSE)","v":1.2504286150481678E-5},{"$f":"Q2762*VLOOKUP($B2762,$AR$36:$AZ$47,MATCH(AN$2,$AS$2:$BA$2,0)+1,FALSE)","v":1.8273424497630719E-3},{"$f":"R2762*VLOOKUP($B2762,$AR$36:$BA$47,MATCH(AO$2,$AS$2:$BA$2,0)+1,FALSE)","v":0},0.59286956891795828]
[2006,4,26,9,null,2013,4,26,9,0.22011866060305949,0.39355391826325586,0,8.1459390188843919E-2,0.11543040000000003,8.0634999999999998E-2,0,1.9235443476339044E-3,0,0.8931209134027932,null,null,0.20841164770797174,7.1376933072620066E-2,0.34837206232294921,9.0989599460172293E-2,7.4332304812137553E-2,0,0,1.405990288741738E-3,0,0.79488853766459266,null,{"$f":"J2771*VLOOKUP($B2771,$AR$36:$AZ$47,MATCH(AG$2,$AS$2:$BA$2,0)+1,FALSE)","v":0.19593950751337466},{"$f":"K2771*VLOOKUP($B2771,$AR$36:$AZ$47,MATCH(AH$2,$AS$2:$BA$2,0)+1,FALSE)","v":0.35705279480530167},{"$f":"L2771*VLOOKUP($B2771,$AR$36:$AZ$47,MATCH(AI$2,$AS$2:$BA$2,0)+1,FALSE)","v":0},{"$f":"M2771*VLOOKUP($B2771,$AR$36:$AZ$47,MATCH(AJ$2,$AS$2:$BA$2,0)+1,FALSE)","v":7.3830446622267759E-2},{"$f":"N2771*VLOOKUP($B2771,$AR$36:$AZ$47,MATCH(AK$2,$AS$2:$BA$2,0)+1,FALSE)","v":9.0216891854580525E-2},{"$f":"O2771*VLOOKUP($B2771,$AR$36:$AZ$47,MATCH(AL$2,$AS$2:$BA$2,0)+1,FALSE)","v":7.2622100834418557E-2},{"$f":"P2771*VLOOKUP($B2771,$AR$36:$AZ$47,MATCH(AM$2,$AS$2:$BA$2,0)+1,FALSE)","v":0},{"$f":"Q2771*VLOOKUP($B2771,$AR$36:$AZ$47,MATCH(AN$2,$AS$2:$BA$2,0)+1,FALSE)","v":1.455600819804913E-3},{"$f":"R2771*VLOOKUP($B2771,$AR$36:$BA$47,MATCH(AO$2,$AS$2:$BA$2,0)+1,FALSE)","v":0},0.79111734244974807]
[2006,4,26,17,null,2013,4,26,17,0.2598761594440599,0.37611412388360588,0,7.5730023091084953E-2,0.1058755,7.5608999999999996E-2,0,1.9235443476339044E-3,0,0.89512835076638464,null,null,0.24605464362435478,6.6356705804318961E-2,0.33293443903275804,8.3457818197333361E-2,6.9699153401635877E-2,0,0,1.405990288741738E-3,0,0.79990875034914277,null,{"$f":"J2779*VLOOKUP($B2779,$AR$36:$AZ$47,MATCH(AG$2,$AS$2:$BA$2,0)+1,FALSE)","v":0.23132980437201778},{"$f":"K2779*VLOOKUP($B2779,$AR$36:$AZ$47,MATCH(AH$2,$AS$2:$BA$2,0)+1,FALSE)","v":0.34123049693170127},{"$f":"L2779*VLOOKUP($B2779,$AR$36:$AZ$47,MATCH(AI$2,$AS$2:$BA$2,0)+1,FALSE)","v":0},{"$f":"M2779*VLOOKUP($B2779,$AR$36:$AZ$47,MATCH(AJ$2,$AS$2:$BA$2,0)+1,FALSE)","v":6.8637653861238698E-2},{"$f":"N2779*VLOOKUP($B2779,$AR$36:$AZ$47,MATCH(AK$2,$AS$2:$BA$2,0)+1,FALSE)","v":8.274907245881187E-2},{"$f":"O2779*VLOOKUP($B2779,$AR$36:$AZ$47,MATCH(AL$2,$AS$2:$BA$2,0)+1,FALSE)","v":6.8095546871576262E-2},{"$f":"P2779*VLOOKUP($B2779,$AR$36:$AZ$47,MATCH(AM$2,$AS$2:$BA$2,0)+1,FALSE)","v":0},{"$f":"Q2779*VLOOKUP($B2779,$AR$36:$AZ$47,MATCH(AN$2,$AS$2:$BA$2,0)+1,FALSE)","v":1.455600819804913E-3},{"$f":"R2779*VLOOKUP($B2779,$AR$36:$BA$47,MATCH(AO$2,$AS$2:$BA$2,0)+1,FALSE)","v":0},0.79349817531515077]
[2006,4,26,23,null,2013,4,26,23,0.21937484982045349,0.26374369045380952,9.5360436552274497E-3,6.4449549452801277E-2,8.2323500000000008E-2,6.3573000000000005E-2,2.4984648287310438E-5,2.4147927045715346E-3,0,0.70544041073515051,null,null,0.20770739650836348,5.6472448015982391E-2,0.23346466419017639,6.4892630460948689E-2,5.8603926506132838E-2,5.3331597226993288E-3,1.2504286150481678E-5,1.7650620304794531E-3,0,0.62825179172093315,null,{"$f":"J2785*VLOOKUP($B2785,$AR$36:$AZ$47,MATCH(AG$2,$AS$2:$BA$2,0)+1,FALSE)","v":0.19527740136559207},{"$f":"K2785*VLOOKUP($B2785,$AR$36:$AZ$47,MATCH(AH$2,$AS$2:$BA$2,0)+1,FALSE)","v":0.23928213497242995},{"$f":"L2785*VLOOKUP($B2785,$AR$36:$AZ$47,MATCH(AI$2,$AS$2:$BA$2,0)+1,FALSE)","v":5.0842140494583021E-3},{"$f":"M2785*VLOOKUP($B2785,$AR$36:$AZ$47,MATCH(AJ$2,$AS$2:$BA$2,0)+1,FALSE)","v":5.8413634200712661E-2},{"$f":"N2785*VLOOKUP($B2785,$AR$36:$AZ$47,MATCH(AK$2,$AS$2:$BA$2,0)+1,FALSE)","v":6.434154517865795E-2},{"$f":"O2785*VLOOKUP($B2785,$AR$36:$AZ$47,MATCH(AL$2,$AS$2:$BA$2,0)+1,FALSE)","v":5.7255593927531358E-2},{"$f":"P2785*VLOOKUP($B2785,$AR$36:$AZ$47,MATCH(AM$2,$AS$2:$BA$2,0)+1,FALSE)","v":1.2504286150481678E-5},{"$f":"Q2785*VLOOKUP($B2785,$AR$36:$AZ$47,MATCH(AN$2,$AS$2:$BA$2,0)+1,FALSE)","v":1.8273424497630719E-3},{"$f":"R2785*VLOOKUP($B2785,$AR$36:$BA$47,MATCH(AO$2,$AS$2:$BA$2,0)+1,FALSE)","v":0},0.62149437043029587]
[2006,4,27,10,null,2013,4,27,10,0.25957732045888987,0.31173979160289511,0,6.7908940624125849E-2,8.7296399999999996E-2,6.5713999999999995E-2,0,1.9235443476339044E-3,0,0.79415999703354478,null,null,0.24577169839323249,5.9503660642730764E-2,0.27595058534312794,6.8812587241445775E-2,6.0577578947414987E-2,0,0,1.405990288741738E-3,0,0.71202210085669382,null,{"$f":"J2796*VLOOKUP($B2796,$AR$36:$AZ$47,MATCH(AG$2,$AS$2:$BA$2,0)+1,FALSE)","v":0.23106379165224386},{"$f":"K2796*VLOOKUP($B2796,$AR$36:$AZ$47,MATCH(AH$2,$AS$2:$BA$2,0)+1,FALSE)","v":0.28282671999565817},{"$f":"L2796*VLOOKUP($B2796,$AR$36:$AZ$47,MATCH(AI$2,$AS$2:$BA$2,0)+1,FALSE)","v":0},{"$f":"M2796*VLOOKUP($B2796,$AR$36:$AZ$47,MATCH(AJ$2,$AS$2:$BA$2,0)+1,FALSE)","v":6.1549041851419607E-2},{"$f":"N2796*VLOOKUP($B2796,$AR$36:$AZ$47,MATCH(AK$2,$AS$2:$BA$2,0)+1,FALSE)","v":6.822821265536809E-2},{"$f":"O2796*VLOOKUP($B2796,$AR$36:$AZ$47,MATCH(AL$2,$AS$2:$BA$2,0)+1,FALSE)","v":5.9183837468009926E-2},{"$f":"P2796*VLOOKUP($B2796,$AR$36:$AZ$47,MATCH(AM$2,$AS$2:$BA$2,0)+1,FALSE)","v":0},{"$f":"Q2796*VLOOKUP($B2796,$AR$36:$AZ$47,MATCH(AN$2,$AS$2:$BA$2,0)+1,FALSE)","v":1.455600819804913E-3},{"$f":"R2796*VLOOKUP($B2796,$AR$36:$BA$47,MATCH(AO$2,$AS$2:$BA$2,0)+1,FALSE)","v":0},0.7043072044425045]
[2006,4,27,13,null,2013,4,27,13,0.25091110996802163,0.32622840275539283,0,7.5597267506699845E-2,8.8326499999999988E-2,6.7127999999999993E-2,0,1.9235443476339044E-3,0,0.81011482457774808,null,null,0.23756640038334237,6.6240381750827956E-2,0.28877583523433747,6.9624577725788908E-2,6.1881056085188436E-2,0,0,1.405990288741738E-3,0,0.72549424146822694,null,{"$f":"J2799*VLOOKUP($B2799,$AR$36:$AZ$47,MATCH(AG$2,$AS$2:$BA$2,0)+1,FALSE)","v":0.22334952966765878},{"$f":"K2799*VLOOKUP($B2799,$AR$36:$AZ$47,MATCH(AH$2,$AS$2:$BA$2,0)+1,FALSE)","v":0.29597154936916759},{"$f":"L2799*VLOOKUP($B2799,$AR$36:$AZ$47,MATCH(AI$2,$AS$2:$BA$2,0)+1,FALSE)","v":0},{"$f":"M2799*VLOOKUP($B2799,$AR$36:$AZ$47,MATCH(AJ$2,$AS$2:$BA$2,0)+1,FALSE)","v":6.8517331280084692E-2},{"$f":"N2799*VLOOKUP($B2799,$AR$36:$AZ$47,MATCH(AK$2,$AS$2:$BA$2,0)+1,FALSE)","v":6.9033307502994037E-2},{"$f":"O2799*VLOOKUP($B2799,$AR$36:$AZ$47,MATCH(AL$2,$AS$2:$BA$2,0)+1,FALSE)","v":6.0457324794603438E-2},{"$f":"P2799*VLOOKUP($B2799,$AR$36:$AZ$47,MATCH(AM$2,$AS$2:$BA$2,0)+1,FALSE)","v":0},{"$f":"Q2799*VLOOKUP($B2799,$AR$36:$AZ$47,MATCH(AN$2,$AS$2:$BA$2,0)+1,FALSE)","v":1.455600819804913E-3},{"$f":"R2799*VLOOKUP($B2799,$AR$36:$BA$47,MATCH(AO$2,$AS$2:$BA$2,0)+1,FALSE)","v":0},0.71878464343431336]
[2006,4,27,19,null,2013,4,27,19,0.3155680060884779,0.28911308229565785,0,7.0925811366540567E-2,8.2784099999999985E-2,6.6145999999999996E-2,0,1.9235443476339044E-3,0,0.82646054409831027,null,null,0.29878451891645219,6.2147124834776385E-2,0.25592152955395053,6.5255704742172307E-2,6.0975812415249589E-2,0,0,1.405990288741738E-3,0,0.74449068075134284,null,{"$f":"J2805*VLOOKUP($B2805,$AR$36:$AZ$47,MATCH(AG$2,$AS$2:$BA$2,0)+1,FALSE)","v":0.28090412475958232},{"$f":"K2805*VLOOKUP($B2805,$AR$36:$AZ$47,MATCH(AH$2,$AS$2:$BA$2,0)+1,FALSE)","v":0.26229858034188896},{"$f":"L2805*VLOOKUP($B2805,$AR$36:$AZ$47,MATCH(AI$2,$AS$2:$BA$2,0)+1,FALSE)","v":0},{"$f":"M2805*VLOOKUP($B2805,$AR$36:$AZ$47,MATCH(AJ$2,$AS$2:$BA$2,0)+1,FALSE)","v":6.4283372587234947E-2},{"$f":"N2805*VLOOKUP($B2805,$AR$36:$AZ$47,MATCH(AK$2,$AS$2:$BA$2,0)+1,FALSE)","v":6.4701536137609997E-2},{"$f":"O2805*VLOOKUP($B2805,$AR$36:$AZ$47,MATCH(AL$2,$AS$2:$BA$2,0)+1,FALSE)","v":5.9572908560717425E-2},{"$f":"P2805*VLOOKUP($B2805,$AR$36:$AZ$47,MATCH(AM$2,$AS$2:$BA$2,0)+1,FALSE)","v":0},{"$f":"Q2805*VLOOKUP($B2805,$AR$36:$AZ$47,MATCH(AN$2,$AS$2:$BA$2,0)+1,FALSE)","v":1.455600819804913E-3},{"$f":"R2805*VLOOKUP($B2805,$AR$36:$BA$47,MATCH(AO$2,$AS$2:$BA$2,0)+1,FALSE)","v":0},0.73321612320683849]
[2006,4,28,3,null,2013,4,28,3,0.16101784411472306,0.25659900866931162,9.5360436552274497E-3,8.9573044355759579E-2,7.727630000000002E-2,6.2163999999999997E-2,2.4984648287310438E-5,2.4147927045715346E-3,0,0.65860601814788067,null,null,0.15245410866300876,7.8486337514560481E-2,0.22714022575264115,6.0914105684153501E-2,5.730505855201487E-2,5.3331597226993288E-3,1.2504286150481678E-5,1.7650620304794531E-3,0,0.58341056220570797,null,{"$f":"J2813*VLOOKUP($B2813,$AR$36:$AZ$47,MATCH(AG$2,$AS$2:$BA$2,0)+1,FALSE)","v":0.14333067896318852},{"$f":"K2813*VLOOKUP($B2813,$AR$36:$AZ$47,MATCH(AH$2,$AS$2:$BA$2,0)+1,FALSE)","v":0.23280010422450312},{"$f":"L2813*VLOOKUP($B2813,$AR$36:$AZ$47,MATCH(AI$2,$AS$2:$BA$2,0)+1,FALSE)","v":5.0842140494583021E-3},{"$f":"M2813*VLOOKUP($B2813,$AR$36:$AZ$47,MATCH(AJ$2,$AS$2:$BA$2,0)+1,FALSE)","v":8.1184230016585951E-2},{"$f":"N2813*VLOOKUP($B2813,$AR$36:$AZ$47,MATCH(AK$2,$AS$2:$BA$2,0)+1,FALSE)","v":6.0396807080475519E-2},{"$f":"O2813*VLOOKUP($B2813,$AR$36:$AZ$47,MATCH(AL$2,$AS$2:$BA$2,0)+1,FALSE)","v":5.5986609738584915E-2},{"$f":"P2813*VLOOKUP($B2813,$AR$36:$AZ$47,MATCH(AM$2,$AS$2:$BA$2,0)+1,FALSE)","v":1.2504286150481678E-5},{"$f":"Q2813*VLOOKUP($B2813,$AR$36:$AZ$47,MATCH(AN$2,$AS$2:$BA$2,0)+1,FALSE)","v":1.8273424497630719E-3},{"$f":"R2813*VLOOKUP($B2813,$AR$36:$BA$47,MATCH(AO$2,$AS$2:$BA$2,0)+1,FALSE)","v":0},0.58062249080871009]
[2006,4,28,12,null,2013,4,28,12,0.25017188307209326,0.33700944316059694,0,8.1425247450970892E-2,8.8394700000000007E-2,6.9316000000000003E-2,0,1.9235443476339044E-3,0,0.82824081803129501,null,null,0.23686648927635856,7.1347016277141614E-2,0.29831916108031636,6.9678337313238886E-2,6.3898034852832242E-2,0,0,1.405990288741738E-3,0,0.74151502908862943,null,{"$f":"J2822*VLOOKUP($B2822,$AR$36:$AZ$47,MATCH(AG$2,$AS$2:$BA$2,0)+1,FALSE)","v":0.22269150388496498},{"$f":"K2822*VLOOKUP($B2822,$AR$36:$AZ$47,MATCH(AH$2,$AS$2:$BA$2,0)+1,FALSE)","v":0.3057526757382667},{"$f":"L2822*VLOOKUP($B2822,$AR$36:$AZ$47,MATCH(AI$2,$AS$2:$BA$2,0)+1,FALSE)","v":0},{"$f":"M2822*VLOOKUP($B2822,$AR$36:$AZ$47,MATCH(AJ$2,$AS$2:$BA$2,0)+1,FALSE)","v":7.3799501465666051E-2},{"$f":"N2822*VLOOKUP($B2822,$AR$36:$AZ$47,MATCH(AK$2,$AS$2:$BA$2,0)+1,FALSE)","v":6.908661054989057E-2},{"$f":"O2822*VLOOKUP($B2822,$AR$36:$AZ$47,MATCH(AL$2,$AS$2:$BA$2,0)+1,FALSE)","v":6.2427897828964553E-2},{"$f":"P2822*VLOOKUP($B2822,$AR$36:$AZ$47,MATCH(AM$2,$AS$2:$BA$2,0)+1,FALSE)","v":0},{"$f":"Q2822*VLOOKUP($B2822,$AR$36:$AZ$47,MATCH(AN$2,$AS$2:$BA$2,0)+1,FALSE)","v":1.455600819804913E-3},{"$f":"R2822*VLOOKUP($B2822,$AR$36:$BA$47,MATCH(AO$2,$AS$2:$BA$2,0)+1,FALSE)","v":0},0.73521379028755762]
[2006,4,28,20,null,2013,4,28,20,0.37424625680795515,0.29255507968636107,6.9930986805001299E-3,7.7560686872884282E-2,8.376409999999998E-2,6.8296999999999997E-2,1.8322075410694323E-5,2.2837931427214988E-3,0,0.90571833726583295,null,null,0.35434196635667958,6.7960783197103761E-2,0.25896836932320266,6.6028203212860861E-2,6.2958683223842737E-2,3.9109837966461742E-3,9.1698098436865652E-6,1.6693095660160616E-3,0,0.8158474684861956,null,{"$f":"J2830*VLOOKUP($B2830,$AR$36:$AZ$47,MATCH(AG$2,$AS$2:$BA$2,0)+1,FALSE)","v":0.33313680469785417},{"$f":"K2830*VLOOKUP($B2830,$AR$36:$AZ$47,MATCH(AH$2,$AS$2:$BA$2,0)+1,FALSE)","v":0.2654213412420639},{"$f":"L2830*VLOOKUP($B2830,$AR$36:$AZ$47,MATCH(AI$2,$AS$2:$BA$2,0)+1,FALSE)","v":3.7284236362694215E-3},{"$f":"M2830*VLOOKUP($B2830,$AR$36:$AZ$47,MATCH(AJ$2,$AS$2:$BA$2,0)+1,FALSE)","v":7.0296869874421727E-2},{"$f":"N2830*VLOOKUP($B2830,$AR$36:$AZ$47,MATCH(AK$2,$AS$2:$BA$2,0)+1,FALSE)","v":6.5467474348146287E-2},{"$f":"O2830*VLOOKUP($B2830,$AR$36:$AZ$47,MATCH(AL$2,$AS$2:$BA$2,0)+1,FALSE)","v":6.1510158376490154E-2},{"$f":"P2830*VLOOKUP($B2830,$AR$36:$AZ$47,MATCH(AM$2,$AS$2:$BA$2,0)+1,FALSE)","v":9.1698098436865652E-6},{"$f":"Q2830*VLOOKUP($B2830,$AR$36:$AZ$47,MATCH(AN$2,$AS$2:$BA$2,0)+1,FALSE)","v":1.7282113484408952E-3},{"$f":"R2830*VLOOKUP($B2830,$AR$36:$BA$47,MATCH(AO$2,$AS$2:$BA$2,0)+1,FALSE)","v":0},0.80129845333353034]
[2006,4,29,5,null,2013,4,29,5,0.16817254665168496,0.26010178801146039,1.0107043210729739E-2,6.9318662699557443E-2,8.6688599999999963E-2,6.7707000000000003E-2,2.6586247066182433E-5,2.3913862356702005E-3,0,0.66451361305616885,null,null,0.15922828828278021,6.0738897464364332E-2,0.2302408694171017,6.8333480536869717E-2,6.241479955249455E-2,5.652498847097601E-3,1.3305852344209087E-5,1.7479533695798528E-3,0,0.58837009332263213,null,{"$f":"J2839*VLOOKUP($B2839,$AR$36:$AZ$47,MATCH(AG$2,$AS$2:$BA$2,0)+1,FALSE)","v":0.14969946608762516},{"$f":"K2839*VLOOKUP($B2839,$AR$36:$AZ$47,MATCH(AH$2,$AS$2:$BA$2,0)+1,FALSE)","v":0.23597800970495089},{"$f":"L2839*VLOOKUP($B2839,$AR$36:$AZ$47,MATCH(AI$2,$AS$2:$BA$2,0)+1,FALSE)","v":5.3886467961275957E-3},{"$f":"M2839*VLOOKUP($B2839,$AR$36:$AZ$47,MATCH(AJ$2,$AS$2:$BA$2,0)+1,FALSE)","v":6.2826738752919845E-2},{"$f":"N2839*VLOOKUP($B2839,$AR$36:$AZ$47,MATCH(AK$2,$AS$2:$BA$2,0)+1,FALSE)","v":6.7753174650915043E-2},{"$f":"O2839*VLOOKUP($B2839,$AR$36:$AZ$47,MATCH(AL$2,$AS$2:$BA$2,0)+1,FALSE)","v":6.0978788134135015E-2},{"$f":"P2839*VLOOKUP($B2839,$AR$36:$AZ$47,MATCH(AM$2,$AS$2:$BA$2,0)+1,FALSE)","v":1.3305852344209087E-5},{"$f":"Q2839*VLOOKUP($B2839,$AR$36:$AZ$47,MATCH(AN$2,$AS$2:$BA$2,0)+1,FALSE)","v":1.8096301077713578E-3},{"$f":"R2839*VLOOKUP($B2839,$AR$36:$BA$47,MATCH(AO$2,$AS$2:$BA$2,0)+1,FALSE)","v":0},0.58444776008678911]
[2006,4,29,10,null,2013,4,29,10,0.2339698289684464,0.39398451931249423,0,0.10029970581309215,0.11641579999999999,8.4149000000000002E-2,0,1.8670790135581973E-3,1.2927999999999998E-4,0.93081521310759097,null,null,0.22152614156234102,8.7885330008338508E-2,0.3487532283299441,9.1766354555087054E-2,7.7571639085218122E-2,0,0,1.3647176705883499E-3,1.2927999999999998E-4,0.8289966912115172,null,{"$f":"J2844*VLOOKUP($B2844,$AR$36:$AZ$47,MATCH(AG$2,$AS$2:$BA$2,0)+1,FALSE)","v":0.20826918052048465},{"$f":"K2844*VLOOKUP($B2844,$AR$36:$AZ$47,MATCH(AH$2,$AS$2:$BA$2,0)+1,FALSE)","v":0.35744345870405064},{"$f":"L2844*VLOOKUP($B2844,$AR$36:$AZ$47,MATCH(AI$2,$AS$2:$BA$2,0)+1,FALSE)","v":0},{"$f":"M2844*VLOOKUP($B2844,$AR$36:$AZ$47,MATCH(AJ$2,$AS$2:$BA$2,0)+1,FALSE)","v":9.0906303853927173E-2},{"$f":"N2844*VLOOKUP($B2844,$AR$36:$AZ$47,MATCH(AK$2,$AS$2:$BA$2,0)+1,FALSE)","v":9.0987050540970768E-2},{"$f":"O2844*VLOOKUP($B2844,$AR$36:$AZ$47,MATCH(AL$2,$AS$2:$BA$2,0)+1,FALSE)","v":7.5786905972784605E-2},{"$f":"P2844*VLOOKUP($B2844,$AR$36:$AZ$47,MATCH(AM$2,$AS$2:$BA$2,0)+1,FALSE)","v":0},{"$f":"Q2844*VLOOKUP($B2844,$AR$36:$AZ$47,MATCH(AN$2,$AS$2:$BA$2,0)+1,FALSE)","v":1.4128718925138638E-3},{"$f":"R2844*VLOOKUP($B2844,$AR$36:$BA$47,MATCH(AO$2,$AS$2:$BA$2,0)+1,FALSE)","v":1.2927999999999998E-4},0.82493505148473167]
[2006,4,29,22,null,2013,4,29,22,0.27473562212665315,0.28765452119157819,1.0455561942134213E-2,6.1583230390718509E-2,8.4441000000000002E-2,6.6852999999999996E-2,2.7503014206395619E-5,2.4094657950533742E-3,0,0.78815990446034401,null,null,0.26012380565382487,5.396090130068331E-2,0.25463041818071203,6.6561778942257899E-2,6.1627550984136317E-2,5.8474126004457944E-3,1.3764674838836986E-5,1.761168393683009E-3,0,0.70452680073058205,null,{"$f":"J2856*VLOOKUP($B2856,$AR$36:$AZ$47,MATCH(AG$2,$AS$2:$BA$2,0)+1,FALSE)","v":0.2445570146047345},{"$f":"K2856*VLOOKUP($B2856,$AR$36:$AZ$47,MATCH(AH$2,$AS$2:$BA$2,0)+1,FALSE)","v":0.26097529706496425},{"$f":"L2856*VLOOKUP($B2856,$AR$36:$AZ$47,MATCH(AI$2,$AS$2:$BA$2,0)+1,FALSE)","v":5.5744622028906171E-3},{"$f":"M2856*VLOOKUP($B2856,$AR$36:$AZ$47,MATCH(AJ$2,$AS$2:$BA$2,0)+1,FALSE)","v":5.5815755478260939E-2},{"$f":"N2856*VLOOKUP($B2856,$AR$36:$AZ$47,MATCH(AK$2,$AS$2:$BA$2,0)+1,FALSE)","v":6.5996518812138152E-2},{"$f":"O2856*VLOOKUP($B2856,$AR$36:$AZ$47,MATCH(AL$2,$AS$2:$BA$2,0)+1,FALSE)","v":6.0209652224014178E-2},{"$f":"P2856*VLOOKUP($B2856,$AR$36:$AZ$47,MATCH(AM$2,$AS$2:$BA$2,0)+1,FALSE)","v":1.3764674838836986E-5},{"$f":"Q2856*VLOOKUP($B2856,$AR$36:$AZ$47,MATCH(AN$2,$AS$2:$BA$2,0)+1,FALSE)","v":1.8233114255388585E-3},{"$f":"R2856*VLOOKUP($B2856,$AR$36:$BA$47,MATCH(AO$2,$AS$2:$BA$2,0)+1,FALSE)","v":0},0.69496577648738034]
[2006,4,29,24,null,2013,4,29,24,0.15282461976688755,0.27370895863038514,1.0455561942134213E-2,8.3006002362642661E-2,8.0559100000000008E-2,6.4324999999999993E-2,2.7503014206395619E-5,2.4094657950533742E-3,0,0.66731621151130927,null,null,0.14469664102398508,7.2732116721338946E-2,0.24228587232753934,6.350181790821105E-2,5.9297147727918997E-2,5.8474126004457944E-3,1.3764674838836986E-5,1.761168393683009E-3,0,0.5901359413779611,null,{"$f":"J2858*VLOOKUP($B2858,$AR$36:$AZ$47,MATCH(AG$2,$AS$2:$BA$2,0)+1,FALSE)","v":0.13603744748856827},{"$f":"K2858*VLOOKUP($B2858,$AR$36:$AZ$47,MATCH(AH$2,$AS$2:$BA$2,0)+1,FALSE)","v":0.24832314990916995},{"$f":"L2858*VLOOKUP($B2858,$AR$36:$AZ$47,MATCH(AI$2,$AS$2:$BA$2,0)+1,FALSE)","v":5.5744622028906171E-3},{"$f":"M2858*VLOOKUP($B2858,$AR$36:$AZ$47,MATCH(AJ$2,$AS$2:$BA$2,0)+1,FALSE)","v":7.5232213407880597E-2},{"$f":"N2858*VLOOKUP($B2858,$AR$36:$AZ$47,MATCH(AK$2,$AS$2:$BA$2,0)+1,FALSE)","v":6.2962543771851578E-2},{"$f":"O2858*VLOOKUP($B2858,$AR$36:$AZ$47,MATCH(AL$2,$AS$2:$BA$2,0)+1,FALSE)","v":5.7932865829651799E-2},{"$f":"P2858*VLOOKUP($B2858,$AR$36:$AZ$47,MATCH(AM$2,$AS$2:$BA$2,0)+1,FALSE)","v":1.3764674838836986E-5},{"$f":"Q2858*VLOOKUP($B2858,$AR$36:$AZ$47,MATCH(AN$2,$AS$2:$BA$2,0)+1,FALSE)","v":1.8233114255388585E-3},{"$f":"R2858*VLOOKUP($B2858,$AR$36:$BA$47,MATCH(AO$2,$AS$2:$BA$2,0)+1,FALSE)","v":0},0.58789975871039046]
[2006,4,30,7,null,2013,4,30,7,0.25507464752041475,0.34221794524718757,0,7.8561720596291004E-2,0.1075943,7.6841000000000007E-2,0,1.8670790135581973E-3,0,0.86215669237745152,null,null,0.2415085001544883,6.8837916169906477E-2,0.30292970243009204,8.4812685923271625E-2,7.083485625434939E-2,0,0,1.3647176705883499E-3,0,0.77028837860269617,null,{"$f":"J2865*VLOOKUP($B2865,$AR$36:$AZ$47,MATCH(AG$2,$AS$2:$BA$2,0)+1,FALSE)","v":0.2270557192987164},{"$f":"K2865*VLOOKUP($B2865,$AR$36:$AZ$47,MATCH(AH$2,$AS$2:$BA$2,0)+1,FALSE)","v":0.31047810252342817},{"$f":"L2865*VLOOKUP($B2865,$AR$36:$AZ$47,MATCH(AI$2,$AS$2:$BA$2,0)+1,FALSE)","v":0},{"$f":"M2865*VLOOKUP($B2865,$AR$36:$AZ$47,MATCH(AJ$2,$AS$2:$BA$2,0)+1,FALSE)","v":7.1204153451081637E-2},{"$f":"N2865*VLOOKUP($B2865,$AR$36:$AZ$47,MATCH(AK$2,$AS$2:$BA$2,0)+1,FALSE)","v":8.4092434291740223E-2},{"$f":"O2865*VLOOKUP($B2865,$AR$36:$AZ$47,MATCH(AL$2,$AS$2:$BA$2,0)+1,FALSE)","v":6.9205119987816158E-2},{"$f":"P2865*VLOOKUP($B2865,$AR$36:$AZ$47,MATCH(AM$2,$AS$2:$BA$2,0)+1,FALSE)","v":0},{"$f":"Q2865*VLOOKUP($B2865,$AR$36:$AZ$47,MATCH(AN$2,$AS$2:$BA$2,0)+1,FALSE)","v":1.4128718925138638E-3},{"$f":"R2865*VLOOKUP($B2865,$AR$36:$BA$47,MATCH(AO$2,$AS$2:$BA$2,0)+1,FALSE)","v":0},0.76344840144529647]
[2006,4,30,14,null,2013,4,30,14,0.20802937847604391,0.41280842741088586,0,8.3768097461379573E-2,0.12293599999999999,8.3212999999999995E-2,0,1.8670790135581973E-3,0,0.91262198236186753,null,null,0.19696533415693052,7.3399885172973703E-2,0.36541606252088149,9.6905991829151911E-2,7.6708799904909808E-2,0,0,1.3647176705883499E-3,0,0.81076079125543588,null,{"$f":"J2872*VLOOKUP($B2872,$AR$36:$AZ$47,MATCH(AG$2,$AS$2:$BA$2,0)+1,FALSE)","v":0.18517818459932478},{"$f":"K2872*VLOOKUP($B2872,$AR$36:$AZ$47,MATCH(AH$2,$AS$2:$BA$2,0)+1,FALSE)","v":0.37452149727459533},{"$f":"L2872*VLOOKUP($B2872,$AR$36:$AZ$47,MATCH(AI$2,$AS$2:$BA$2,0)+1,FALSE)","v":0},{"$f":"M2872*VLOOKUP($B2872,$AR$36:$AZ$47,MATCH(AJ$2,$AS$2:$BA$2,0)+1,FALSE)","v":7.5922935758955756E-2},{"$f":"N2872*VLOOKUP($B2872,$AR$36:$AZ$47,MATCH(AK$2,$AS$2:$BA$2,0)+1,FALSE)","v":9.6083040663765412E-2},{"$f":"O2872*VLOOKUP($B2872,$AR$36:$AZ$47,MATCH(AL$2,$AS$2:$BA$2,0)+1,FALSE)","v":7.4943918605251694E-2},{"$f":"P2872*VLOOKUP($B2872,$AR$36:$AZ$47,MATCH(AM$2,$AS$2:$BA$2,0)+1,FALSE)","v":0},{"$f":"Q2872*VLOOKUP($B2872,$AR$36:$AZ$47,MATCH(AN$2,$AS$2:$BA$2,0)+1,FALSE)","v":1.4128718925138638E-3},{"$f":"R2872*VLOOKUP($B2872,$AR$36:$BA$47,MATCH(AO$2,$AS$2:$BA$2,0)+1,FALSE)","v":0},0.80806244879440681]
[2006,4,30,24,null,2013,4,30,24,0.1522009134929482,0.2752599097614552,1.0455561942134213E-2,8.7168082481583004E-2,8.2370300000000007E-2,6.3431000000000001E-2,2.7503014206395619E-5,2.4094657950533742E-3,0,0.67332273648738039,null,null,0.14410610657369644,7.637904451448578E-2,0.24365876691458183,6.4929521204242807E-2,5.8473025690316829E-2,5.8474126004457944E-3,1.3764674838836986E-5,1.761168393683009E-3,0,0.59516881056629134,null,{"$f":"J2882*VLOOKUP($B2882,$AR$36:$AZ$47,MATCH(AG$2,$AS$2:$BA$2,0)+1,FALSE)","v":0.13548225285030427},{"$f":"K2882*VLOOKUP($B2882,$AR$36:$AZ$47,MATCH(AH$2,$AS$2:$BA$2,0)+1,FALSE)","v":0.24973025427341766},{"$f":"L2882*VLOOKUP($B2882,$AR$36:$AZ$47,MATCH(AI$2,$AS$2:$BA$2,0)+1,FALSE)","v":5.5744622028906171E-3},{"$f":"M2882*VLOOKUP($B2882,$AR$36:$AZ$47,MATCH(AJ$2,$AS$2:$BA$2,0)+1,FALSE)","v":7.9004500842719635E-2},{"$f":"N2882*VLOOKUP($B2882,$AR$36:$AZ$47,MATCH(AK$2,$AS$2:$BA$2,0)+1,FALSE)","v":6.4378122636059076E-2},{"$f":"O2882*VLOOKUP($B2882,$AR$36:$AZ$47,MATCH(AL$2,$AS$2:$BA$2,0)+1,FALSE)","v":5.7127704818354351E-2},{"$f":"P2882*VLOOKUP($B2882,$AR$36:$AZ$47,MATCH(AM$2,$AS$2:$BA$2,0)+1,FALSE)","v":1.3764674838836986E-5},{"$f":"Q2882*VLOOKUP($B2882,$AR$36:$AZ$47,MATCH(AN$2,$AS$2:$BA$2,0)+1,FALSE)","v":1.8233114255388585E-3},{"$f":"R2882*VLOOKUP($B2882,$AR$36:$BA$47,MATCH(AO$2,$AS$2:$BA$2,0)+1,FALSE)","v":0},0.59313437372412325]
[2006,5,1,7,null,2013,5,1,7,0.24836999763293249,0.35226546908970313,0,8.1665279697540505E-2,0.10808540000000003,7.3747999999999994E-2,0,1.8670790135581973E-3,0,0.86600122543373448,null,null,0.23516043713008597,7.1557339059560576E-2,0.31182372289291144,8.5199802248736078E-2,6.798361524506133E-2,0,0,1.3647176705883499E-3,0,0.77308963424694377,null,{"$f":"J2889*VLOOKUP($B2889,$AR$36:$AZ$47,MATCH(AG$2,$AS$2:$BA$2,0)+1,FALSE)","v":0.21202026578457289},{"$f":"K2889*VLOOKUP($B2889,$AR$36:$AZ$47,MATCH(AH$2,$AS$2:$BA$2,0)+1,FALSE)","v":0.31359021910627466},{"$f":"L2889*VLOOKUP($B2889,$AR$36:$AZ$47,MATCH(AI$2,$AS$2:$BA$2,0)+1,FALSE)","v":0},{"$f":"M2889*VLOOKUP($B2889,$AR$36:$AZ$47,MATCH(AJ$2,$AS$2:$BA$2,0)+1,FALSE)","v":7.008980147907895E-2},{"$f":"N2889*VLOOKUP($B2889,$AR$36:$AZ$47,MATCH(AK$2,$AS$2:$BA$2,0)+1,FALSE)","v":8.266984237551632E-2},{"$f":"O2889*VLOOKUP($B2889,$AR$36:$AZ$47,MATCH(AL$2,$AS$2:$BA$2,0)+1,FALSE)","v":6.5841569850871237E-2},{"$f":"P2889*VLOOKUP($B2889,$AR$36:$AZ$47,MATCH(AM$2,$AS$2:$BA$2,0)+1,FALSE)","v":0},{"$f":"Q2889*VLOOKUP($B2889,$AR$36:$AZ$47,MATCH(AN$2,$AS$2:$BA$2,0)+1,FALSE)","v":1.3580231107811988E-3},{"$f":"R2889*VLOOKUP($B2889,$AR$36:$BA$47,MATCH(AO$2,$AS$2:$BA$2,0)+1,FALSE)","v":0},0.74556972170709523]
[2006,5,1,17,null,2013,5,1,17,0.28717812521118341,0.41924598461457163,0,9.2303791192013415E-2,0.11891640000000003,8.1762000000000001E-2,0,1.8670790135581973E-3,0,1.0012733800313267,null,null,0.2719045541026569,8.0879092158533408E-2,0.37111455763247075,9.3737486877335879E-2,7.5371214808085715E-2,0,0,1.3647176705883499E-3,0,0.8943716232496709,null,{"$f":"J2899*VLOOKUP($B2899,$AR$36:$AZ$47,MATCH(AG$2,$AS$2:$BA$2,0)+1,FALSE)","v":0.24514870159469335},{"$f":"K2899*VLOOKUP($B2899,$AR$36:$AZ$47,MATCH(AH$2,$AS$2:$BA$2,0)+1,FALSE)","v":0.37321693924314409},{"$f":"L2899*VLOOKUP($B2899,$AR$36:$AZ$47,MATCH(AI$2,$AS$2:$BA$2,0)+1,FALSE)","v":0},{"$f":"M2899*VLOOKUP($B2899,$AR$36:$AZ$47,MATCH(AJ$2,$AS$2:$BA$2,0)+1,FALSE)","v":7.9220378897562505E-2},{"$f":"N2899*VLOOKUP($B2899,$AR$36:$AZ$47,MATCH(AK$2,$AS$2:$BA$2,0)+1,FALSE)","v":9.095400529455272E-2},{"$f":"O2899*VLOOKUP($B2899,$AR$36:$AZ$47,MATCH(AL$2,$AS$2:$BA$2,0)+1,FALSE)","v":7.2996399009423105E-2},{"$f":"P2899*VLOOKUP($B2899,$AR$36:$AZ$47,MATCH(AM$2,$AS$2:$BA$2,0)+1,FALSE)","v":0},{"$f":"Q2899*VLOOKUP($B2899,$AR$36:$AZ$47,MATCH(AN$2,$AS$2:$BA$2,0)+1,FALSE)","v":1.3580231107811988E-3},{"$f":"R2899*VLOOKUP($B2899,$AR$36:$BA$47,MATCH(AO$2,$AS$2:$BA$2,0)+1,FALSE)","v":0},0.86289444715015684]
[2006,5,1,21,null,2013,5,1,21,0.33286202481970112,0.33149371399137301,1.0455561942134213E-2,8.0294248538785459E-2,9.2414699999999989E-2,7.0858000000000004E-2,2.7503014206395619E-5,2.4094657950533742E-3,0,0.92081521810125355,null,null,0.31515875510974956,7.0356004271366471E-2,0.29343666377377947,7.284715757055317E-2,6.5319507092186313E-2,5.8474126004457944E-3,1.3764674838836986E-5,1.761168393683009E-3,0,0.82474043348660253,null,{"$f":"J2903*VLOOKUP($B2903,$AR$36:$AZ$47,MATCH(AG$2,$AS$2:$BA$2,0)+1,FALSE)","v":0.28414661853065332},{"$f":"K2903*VLOOKUP($B2903,$AR$36:$AZ$47,MATCH(AH$2,$AS$2:$BA$2,0)+1,FALSE)","v":0.29509899642316662},{"$f":"L2903*VLOOKUP($B2903,$AR$36:$AZ$47,MATCH(AI$2,$AS$2:$BA$2,0)+1,FALSE)","v":3.8480815491263943E-3},{"$f":"M2903*VLOOKUP($B2903,$AR$36:$AZ$47,MATCH(AJ$2,$AS$2:$BA$2,0)+1,FALSE)","v":6.8913104330735428E-2},{"$f":"N2903*VLOOKUP($B2903,$AR$36:$AZ$47,MATCH(AK$2,$AS$2:$BA$2,0)+1,FALSE)","v":7.0684002484892733E-2},{"$f":"O2903*VLOOKUP($B2903,$AR$36:$AZ$47,MATCH(AL$2,$AS$2:$BA$2,0)+1,FALSE)","v":6.3261403109142425E-2},{"$f":"P2903*VLOOKUP($B2903,$AR$36:$AZ$47,MATCH(AM$2,$AS$2:$BA$2,0)+1,FALSE)","v":1.3764674838836986E-5},{"$f":"Q2903*VLOOKUP($B2903,$AR$36:$AZ$47,MATCH(AN$2,$AS$2:$BA$2,0)+1,FALSE)","v":1.752529063075608E-3},{"$f":"R2903*VLOOKUP($B2903,$AR$36:$BA$47,MATCH(AO$2,$AS$2:$BA$2,0)+1,FALSE)","v":0},0.78771850016563127]
[2006,5,2,10,null,2013,5,2,10,0.22345871440214671,0.43201598286359544,0,0.10043108059097383,0.12517210000000001,8.4989999999999996E-2,0,1.8670790135581973E-3,0,0.9679349568702742,null,null,0.21157406071645507,8.800044416161848E-2,0.38241849953071161,9.8668628390689364E-2,7.8346903776072063E-2,0,0,1.3647176705883499E-3,0,0.86037325424613498,null,{"$f":"J2916*VLOOKUP($B2916,$AR$36:$AZ$47,MATCH(AG$2,$AS$2:$BA$2,0)+1,FALSE)","v":0.190754827358182},{"$f":"K2916*VLOOKUP($B2916,$AR$36:$AZ$47,MATCH(AH$2,$AS$2:$BA$2,0)+1,FALSE)","v":0.38458491850959431},{"$f":"L2916*VLOOKUP($B2916,$AR$36:$AZ$47,MATCH(AI$2,$AS$2:$BA$2,0)+1,FALSE)","v":0},{"$f":"M2916*VLOOKUP($B2916,$AR$36:$AZ$47,MATCH(AJ$2,$AS$2:$BA$2,0)+1,FALSE)","v":8.6195682265724646E-2},{"$f":"N2916*VLOOKUP($B2916,$AR$36:$AZ$47,MATCH(AK$2,$AS$2:$BA$2,0)+1,FALSE)","v":9.5738719353514579E-2},{"$f":"O2916*VLOOKUP($B2916,$AR$36:$AZ$47,MATCH(AL$2,$AS$2:$BA$2,0)+1,FALSE)","v":7.5878329197070396E-2},{"$f":"P2916*VLOOKUP($B2916,$AR$36:$AZ$47,MATCH(AM$2,$AS$2:$BA$2,0)+1,FALSE)","v":0},{"$f":"Q2916*VLOOKUP($B2916,$AR$36:$AZ$47,MATCH(AN$2,$AS$2:$BA$2,0)+1,FALSE)","v":1.3580231107811988E-3},{"$f":"R2916*VLOOKUP($B2916,$AR$36:$BA$47,MATCH(AO$2,$AS$2:$BA$2,0)+1,FALSE)","v":0},0.83451049979486702]
[2006,5,2,11,null,2013,5,2,11,0.22522990100886872,0.44037175183656641,0,0.10123405380398662,0.12920250000000003,8.6759000000000003E-2,0,1.8670790135581973E-3,0,0.98466428566298003,null,null,0.21325104674796144,8.8704031128712779E-2,0.38981498660484321,0.10184564659095792,7.9977632953385544E-2,0,0,1.3647176705883499E-3,0,0.8749580616964493,null,{"$f":"J2917*VLOOKUP($B2917,$AR$36:$AZ$47,MATCH(AG$2,$AS$2:$BA$2,0)+1,FALSE)","v":0.19226679522342421},{"$f":"K2917*VLOOKUP($B2917,$AR$36:$AZ$47,MATCH(AH$2,$AS$2:$BA$2,0)+1,FALSE)","v":0.39202330703460792},{"$f":"L2917*VLOOKUP($B2917,$AR$36:$AZ$47,MATCH(AI$2,$AS$2:$BA$2,0)+1,FALSE)","v":0},{"$f":"M2917*VLOOKUP($B2917,$AR$36:$AZ$47,MATCH(AJ$2,$AS$2:$BA$2,0)+1,FALSE)","v":8.688483968123252E-2},{"$f":"N2917*VLOOKUP($B2917,$AR$36:$AZ$47,MATCH(AK$2,$AS$2:$BA$2,0)+1,FALSE)","v":9.882139779769189E-2},{"$f":"O2917*VLOOKUP($B2917,$AR$36:$AZ$47,MATCH(AL$2,$AS$2:$BA$2,0)+1,FALSE)","v":7.7457676936211681E-2},{"$f":"P2917*VLOOKUP($B2917,$AR$36:$AZ$47,MATCH(AM$2,$AS$2:$BA$2,0)+1,FALSE)","v":0},{"$f":"Q2917*VLOOKUP($B2917,$AR$36:$AZ$47,MATCH(AN$2,$AS$2:$BA$2,0)+1,FALSE)","v":1.3580231107811988E-3},{"$f":"R2917*VLOOKUP($B2917,$AR$36:$BA$47,MATCH(AO$2,$AS$2:$BA$2,0)+1,FALSE)","v":0},0.84881203978394926]
[2006,5,2,19,null,2013,5,2,19,0.3187613529401977,0.34808723459010404,0,6.6576852978566137E-2,0.10267540000000006,7.6080999999999996E-2,0,1.8670790135581973E-3,0,0.91404891952242606,null,null,0.30180802758785075,5.8336449219915557E-2,0.30812516952589714,8.093529538503702E-2,7.0134260338714421E-2,0,0,1.3647176705883499E-3,0,0.82070391972800327,null,{"$f":"J2925*VLOOKUP($B2925,$AR$36:$AZ$47,MATCH(AG$2,$AS$2:$BA$2,0)+1,FALSE)","v":0.2721096244165262},{"$f":"K2925*VLOOKUP($B2925,$AR$36:$AZ$47,MATCH(AH$2,$AS$2:$BA$2,0)+1,FALSE)","v":0.30987071325861798},{"$f":"L2925*VLOOKUP($B2925,$AR$36:$AZ$47,MATCH(AI$2,$AS$2:$BA$2,0)+1,FALSE)","v":0},{"$f":"M2925*VLOOKUP($B2925,$AR$36:$AZ$47,MATCH(AJ$2,$AS$2:$BA$2,0)+1,FALSE)","v":5.7140052977863773E-2},{"$f":"N2925*VLOOKUP($B2925,$AR$36:$AZ$47,MATCH(AK$2,$AS$2:$BA$2,0)+1,FALSE)","v":7.8531967627848823E-2},{"$f":"O2925*VLOOKUP($B2925,$AR$36:$AZ$47,MATCH(AL$2,$AS$2:$BA$2,0)+1,FALSE)","v":6.7924451860716703E-2},{"$f":"P2925*VLOOKUP($B2925,$AR$36:$AZ$47,MATCH(AM$2,$AS$2:$BA$2,0)+1,FALSE)","v":0},{"$f":"Q2925*VLOOKUP($B2925,$AR$36:$AZ$47,MATCH(AN$2,$AS$2:$BA$2,0)+1,FALSE)","v":1.3580231107811988E-3},{"$f":"R2925*VLOOKUP($B2925,$AR$36:$BA$47,MATCH(AO$2,$AS$2:$BA$2,0)+1,FALSE)","v":0},0.78693483325235469]
[2006,5,3,8,null,2013,5,3,8,0.24916865780402653,0.3659156071370982,0,8.4589328610596079E-2,0.11611540000000005,7.8938999999999995E-2,0,1.8670790135581973E-3,0,0.89659507256527915,null,null,0.23591662055297441,7.4119470240316926E-2,0.32390676036729132,9.1529560125908696E-2,7.2768869716194284E-2,0,0,1.3647176705883499E-3,0,0.79960599867327409,null,{"$f":"J2938*VLOOKUP($B2938,$AR$36:$AZ$47,MATCH(AG$2,$AS$2:$BA$2,0)+1,FALSE)","v":0.2127020395227889},{"$f":"K2938*VLOOKUP($B2938,$AR$36:$AZ$47,MATCH(AH$2,$AS$2:$BA$2,0)+1,FALSE)","v":0.32574170756233872},{"$f":"L2938*VLOOKUP($B2938,$AR$36:$AZ$47,MATCH(AI$2,$AS$2:$BA$2,0)+1,FALSE)","v":0},{"$f":"M2938*VLOOKUP($B2938,$AR$36:$AZ$47,MATCH(AJ$2,$AS$2:$BA$2,0)+1,FALSE)","v":7.259938705314703E-2},{"$f":"N2938*VLOOKUP($B2938,$AR$36:$AZ$47,MATCH(AK$2,$AS$2:$BA$2,0)+1,FALSE)","v":8.881164167750713E-2},{"$f":"O2938*VLOOKUP($B2938,$AR$36:$AZ$47,MATCH(AL$2,$AS$2:$BA$2,0)+1,FALSE)","v":7.0476049282121894E-2},{"$f":"P2938*VLOOKUP($B2938,$AR$36:$AZ$47,MATCH(AM$2,$AS$2:$BA$2,0)+1,FALSE)","v":0},{"$f":"Q2938*VLOOKUP($B2938,$AR$36:$AZ$47,MATCH(AN$2,$AS$2:$BA$2,0)+1,FALSE)","v":1.3580231107811988E-3},{"$f":"R2938*VLOOKUP($B2938,$AR$36:$BA$47,MATCH(AO$2,$AS$2:$BA$2,0)+1,FALSE)","v":0},0.77168884820868489]
[2006,5,3,12,null,2013,5,3,12,0.26714441844800502,0.38726978437232268,0,7.7393827225496425E-2,0.12710630000000003,8.6513999999999994E-2,0,1.8670790135581973E-3,0,0.94729540905938225,null,null,0.25293634020941685,6.7814576236107454E-2,0.3428093768003177,0.10019328812743002,7.9751782954266368E-2,0,0,1.3647176705883499E-3,0,0.84487008199812663,null,{"$f":"J2942*VLOOKUP($B2942,$AR$36:$AZ$47,MATCH(AG$2,$AS$2:$BA$2,0)+1,FALSE)","v":0.22804699094904296},{"$f":"K2942*VLOOKUP($B2942,$AR$36:$AZ$47,MATCH(AH$2,$AS$2:$BA$2,0)+1,FALSE)","v":0.34475140821603245},{"$f":"L2942*VLOOKUP($B2942,$AR$36:$AZ$47,MATCH(AI$2,$AS$2:$BA$2,0)+1,FALSE)","v":0},{"$f":"M2942*VLOOKUP($B2942,$AR$36:$AZ$47,MATCH(AJ$2,$AS$2:$BA$2,0)+1,FALSE)","v":6.6423797310579097E-2},{"$f":"N2942*VLOOKUP($B2942,$AR$36:$AZ$47,MATCH(AK$2,$AS$2:$BA$2,0)+1,FALSE)","v":9.7218105182893255E-2},{"$f":"O2942*VLOOKUP($B2942,$AR$36:$AZ$47,MATCH(AL$2,$AS$2:$BA$2,0)+1,FALSE)","v":7.7238943077483788E-2},{"$f":"P2942*VLOOKUP($B2942,$AR$36:$AZ$47,MATCH(AM$2,$AS$2:$BA$2,0)+1,FALSE)","v":0},{"$f":"Q2942*VLOOKUP($B2942,$AR$36:$AZ$47,MATCH(AN$2,$AS$2:$BA$2,0)+1,FALSE)","v":1.3580231107811988E-3},{"$f":"R2942*VLOOKUP($B2942,$AR$36:$BA$47,MATCH(AO$2,$AS$2:$BA$2,0)+1,FALSE)","v":0},0.81503726784681263]
[2006,5,3,18,null,2013,5,3,18,0.28852699094742434,0.34350996984123627,0,7.594340600048656E-2,0.10271410000000002,7.5297000000000003E-2,0,1.8670790135581973E-3,0,0.88785854580270551,null,null,0.27318168040288338,6.6543677712749549E-2,0.30407339647432113,8.0965801191991732E-2,6.9411540341533101E-2,0,0,1.3647176705883499E-3,{"$f":"$R2948*$BA$6","v":0},0.79554081379406716,null,{"$f":"J2948*VLOOKUP($B2948,$AR$36:$AZ$47,MATCH(AG$2,$AS$2:$BA$2,0)+1,FALSE)","v":0.24630015657972004},{"$f":"K2948*VLOOKUP($B2948,$AR$36:$AZ$47,MATCH(AH$2,$AS$2:$BA$2,0)+1,FALSE)","v":0.30579598672009556},{"$f":"L2948*VLOOKUP($B2948,$AR$36:$AZ$47,MATCH(AI$2,$AS$2:$BA$2,0)+1,FALSE)","v":0},{"$f":"M2948*VLOOKUP($B2948,$AR$36:$AZ$47,MATCH(AJ$2,$AS$2:$BA$2,0)+1,FALSE)","v":6.5178963078718316E-2},{"$f":"N2948*VLOOKUP($B2948,$AR$36:$AZ$47,MATCH(AK$2,$AS$2:$BA$2,0)+1,FALSE)","v":7.8561567582143568E-2},{"$f":"O2948*VLOOKUP($B2948,$AR$36:$AZ$47,MATCH(AL$2,$AS$2:$BA$2,0)+1,FALSE)","v":6.7224503512787498E-2},{"$f":"P2948*VLOOKUP($B2948,$AR$36:$AZ$47,MATCH(AM$2,$AS$2:$BA$2,0)+1,FALSE)","v":0},{"$f":"Q2948*VLOOKUP($B2948,$AR$36:$AZ$47,MATCH(AN$2,$AS$2:$BA$2,0)+1,FALSE)","v":1.3580231107811988E-3},{"$f":"R2948*VLOOKUP($B2948,$AR$36:$BA$47,MATCH(AO$2,$AS$2:$BA$2,0)+1,FALSE)","v":0},{"$f":"SUM(AG2948:AO2948)","v":0.76441920058424617}]
[2006,5,4,5,null,2013,5,4,5,0.17334841641079871,0.26096771232355986,9.0614870165163178E-3,8.0276245497767115E-2,7.7898000000000023E-2,6.2309999999999997E-2,2.383594564554287E-5,2.3371475575206832E-3,0,0.66622284475180826,null,null,0.16412887936335199,7.0340229517211167E-2,0.23100738151219888,6.1404169254793375E-2,5.7439646714755273E-2,5.0677575870530216E-3,1.1929384860325389E-5,1.7083082972703873E-3,0,0.59110830163149453,null,{"$f":"J2959*VLOOKUP($B2959,$AR$36:$AZ$47,MATCH(AG$2,$AS$2:$BA$2,0)+1,FALSE)","v":0.14797832939174238},{"$f":"K2959*VLOOKUP($B2959,$AR$36:$AZ$47,MATCH(AH$2,$AS$2:$BA$2,0)+1,FALSE)","v":0.23231604930987124},{"$f":"L2959*VLOOKUP($B2959,$AR$36:$AZ$47,MATCH(AI$2,$AS$2:$BA$2,0)+1,FALSE)","v":3.335004009242875E-3},{"$f":"M2959*VLOOKUP($B2959,$AR$36:$AZ$47,MATCH(AJ$2,$AS$2:$BA$2,0)+1,FALSE)","v":6.8897653093983782E-2},{"$f":"N2959*VLOOKUP($B2959,$AR$36:$AZ$47,MATCH(AK$2,$AS$2:$BA$2,0)+1,FALSE)","v":5.9580807226211591E-2},{"$f":"O2959*VLOOKUP($B2959,$AR$36:$AZ$47,MATCH(AL$2,$AS$2:$BA$2,0)+1,FALSE)","v":5.5629823417689801E-2},{"$f":"P2959*VLOOKUP($B2959,$AR$36:$AZ$47,MATCH(AM$2,$AS$2:$BA$2,0)+1,FALSE)","v":1.1929384860325389E-5},{"$f":"Q2959*VLOOKUP($B2959,$AR$36:$AZ$47,MATCH(AN$2,$AS$2:$BA$2,0)+1,FALSE)","v":1.6999282694363529E-3},{"$f":"R2959*VLOOKUP($B2959,$AR$36:$BA$47,MATCH(AO$2,$AS$2:$BA$2,0)+1,FALSE)","v":0},0.56944952410303828]
[2006,5,4,8,null,2013,5,4,8,0.25700112249677115,0.30711717085563256,0,8.5425583732422816E-2,8.4974200000000014E-2,6.6292000000000004E-2,0,1.8670790135581973E-3,0,0.80267715609838475,null,null,0.24333251554232785,7.4852219721056809E-2,0.27185866337683845,6.6982081171412133E-2,6.1110400577989998E-2,0,0,1.3647176705883499E-3,0,0.7195005980602136,null,{"$f":"J2962*VLOOKUP($B2962,$AR$36:$AZ$47,MATCH(AG$2,$AS$2:$BA$2,0)+1,FALSE)","v":0.21938819832510234},{"$f":"K2962*VLOOKUP($B2962,$AR$36:$AZ$47,MATCH(AH$2,$AS$2:$BA$2,0)+1,FALSE)","v":0.27339875562822274},{"$f":"L2962*VLOOKUP($B2962,$AR$36:$AZ$47,MATCH(AI$2,$AS$2:$BA$2,0)+1,FALSE)","v":0},{"$f":"M2962*VLOOKUP($B2962,$AR$36:$AZ$47,MATCH(AJ$2,$AS$2:$BA$2,0)+1,FALSE)","v":7.3317108901303066E-2},{"$f":"N2962*VLOOKUP($B2962,$AR$36:$AZ$47,MATCH(AK$2,$AS$2:$BA$2,0)+1,FALSE)","v":6.4993086207624701E-2},{"$f":"O2962*VLOOKUP($B2962,$AR$36:$AZ$47,MATCH(AL$2,$AS$2:$BA$2,0)+1,FALSE)","v":5.9184918215462887E-2},{"$f":"P2962*VLOOKUP($B2962,$AR$36:$AZ$47,MATCH(AM$2,$AS$2:$BA$2,0)+1,FALSE)","v":0},{"$f":"Q2962*VLOOKUP($B2962,$AR$36:$AZ$47,MATCH(AN$2,$AS$2:$BA$2,0)+1,FALSE)","v":1.3580231107811988E-3},{"$f":"R2962*VLOOKUP($B2962,$AR$36:$BA$47,MATCH(AO$2,$AS$2:$BA$2,0)+1,FALSE)","v":0},0.69164009038849683]
[2006,5,4,22,null,2013,5,4,22,0.30778280709674305,0.27039511128852051,1.0455561942134213E-2,7.6637168585895935E-2,8.3000599999999994E-2,6.6861000000000004E-2,2.7503014206395619E-5,2.4094657950533742E-3,0,0.81756921772255353,null,null,0.29141337580138565,6.7151571357819267E-2,0.23935247037386709,6.5426363843094831E-2,6.1634925677985113E-2,5.8474126004457944E-3,1.3764674838836986E-5,1.761168393683009E-3,0,0.73260105272311959,null,{"$f":"J2976*VLOOKUP($B2976,$AR$36:$AZ$47,MATCH(AG$2,$AS$2:$BA$2,0)+1,FALSE)","v":0.26273782335423584},{"$f":"K2976*VLOOKUP($B2976,$AR$36:$AZ$47,MATCH(AH$2,$AS$2:$BA$2,0)+1,FALSE)","v":0.24070841349664157},{"$f":"L2976*VLOOKUP($B2976,$AR$36:$AZ$47,MATCH(AI$2,$AS$2:$BA$2,0)+1,FALSE)","v":3.8480815491263943E-3},{"$f":"M2976*VLOOKUP($B2976,$AR$36:$AZ$47,MATCH(AJ$2,$AS$2:$BA$2,0)+1,FALSE)","v":6.5774389703901592E-2},{"$f":"N2976*VLOOKUP($B2976,$AR$36:$AZ$47,MATCH(AK$2,$AS$2:$BA$2,0)+1,FALSE)","v":6.3483565024261168E-2},{"$f":"O2976*VLOOKUP($B2976,$AR$36:$AZ$47,MATCH(AL$2,$AS$2:$BA$2,0)+1,FALSE)","v":5.9692916442467631E-2},{"$f":"P2976*VLOOKUP($B2976,$AR$36:$AZ$47,MATCH(AM$2,$AS$2:$BA$2,0)+1,FALSE)","v":1.3764674838836986E-5},{"$f":"Q2976*VLOOKUP($B2976,$AR$36:$AZ$47,MATCH(AN$2,$AS$2:$BA$2,0)+1,FALSE)","v":1.752529063075608E-3},{"$f":"R2976*VLOOKUP($B2976,$AR$36:$BA$47,MATCH(AO$2,$AS$2:$BA$2,0)+1,FALSE)","v":0},0.69801148330854867]
[2006,5,5,5,null,2013,5,5,5,0.16550014886094053,0.24944793697507783,8.887227650814079E-3,7.6762881910447486E-2,7.7145000000000005E-2,6.2239000000000003E-2,2.337756207543627E-5,2.3281077778290974E-3,0,0.64233368073718455,null,null,0.15669802199197919,6.7261724791721128E-2,0.22081013099730687,6.0810606654356128E-2,5.7374196306847272E-2,4.9703007103789236E-3,1.1699973613011435E-5,1.7017007852188099E-3,0,0.56963838221142138,null,{"$f":"J2983*VLOOKUP($B2983,$AR$36:$AZ$47,MATCH(AG$2,$AS$2:$BA$2,0)+1,FALSE)","v":0.14127868053025391},{"$f":"K2983*VLOOKUP($B2983,$AR$36:$AZ$47,MATCH(AH$2,$AS$2:$BA$2,0)+1,FALSE)","v":0.2220610308860653},{"$f":"L2983*VLOOKUP($B2983,$AR$36:$AZ$47,MATCH(AI$2,$AS$2:$BA$2,0)+1,FALSE)","v":3.2708693167574346E-3},{"$f":"M2983*VLOOKUP($B2983,$AR$36:$AZ$47,MATCH(AJ$2,$AS$2:$BA$2,0)+1,FALSE)","v":6.5882284050112455E-2},{"$f":"N2983*VLOOKUP($B2983,$AR$36:$AZ$47,MATCH(AK$2,$AS$2:$BA$2,0)+1,FALSE)","v":5.9004870131018669E-2},{"$f":"O2983*VLOOKUP($B2983,$AR$36:$AZ$47,MATCH(AL$2,$AS$2:$BA$2,0)+1,FALSE)","v":5.5566435238221724E-2},{"$f":"P2983*VLOOKUP($B2983,$AR$36:$AZ$47,MATCH(AM$2,$AS$2:$BA$2,0)+1,FALSE)","v":1.1699973613011435E-5},{"$f":"Q2983*VLOOKUP($B2983,$AR$36:$AZ$47,MATCH(AN$2,$AS$2:$BA$2,0)+1,FALSE)","v":1.6933531702314464E-3},{"$f":"R2983*VLOOKUP($B2983,$AR$36:$BA$47,MATCH(AO$2,$AS$2:$BA$2,0)+1,FALSE)","v":0},0.54876922329627398]
[2006,5,5,7,null,2013,5,5,7,0.20426427885383464,0.26719933619770897,0,7.8328150989017908E-2,8.1223600000000021E-2,6.3256999999999994E-2,0,1.8670790135581973E-3,0,0.69613944505411984,null,null,0.19340048139115645,6.8633256127798623E-2,0.23652358541696111,6.4025619167162637E-2,5.8312626099105667E-2,0,0,1.3647176705883499E-3,0,0.62226028587277282,null,{"$f":"J2985*VLOOKUP($B2985,$AR$36:$AZ$47,MATCH(AG$2,$AS$2:$BA$2,0)+1,FALSE)","v":0.17436955794028525},{"$f":"K2985*VLOOKUP($B2985,$AR$36:$AZ$47,MATCH(AH$2,$AS$2:$BA$2,0)+1,FALSE)","v":0.23786350277197793},{"$f":"L2985*VLOOKUP($B2985,$AR$36:$AZ$47,MATCH(AI$2,$AS$2:$BA$2,0)+1,FALSE)","v":0},{"$f":"M2985*VLOOKUP($B2985,$AR$36:$AZ$47,MATCH(AJ$2,$AS$2:$BA$2,0)+1,FALSE)","v":6.7225687261179223E-2},{"$f":"N2985*VLOOKUP($B2985,$AR$36:$AZ$47,MATCH(AK$2,$AS$2:$BA$2,0)+1,FALSE)","v":6.2124414668141927E-2},{"$f":"O2985*VLOOKUP($B2985,$AR$36:$AZ$47,MATCH(AL$2,$AS$2:$BA$2,0)+1,FALSE)","v":5.6475296741017547E-2},{"$f":"P2985*VLOOKUP($B2985,$AR$36:$AZ$47,MATCH(AM$2,$AS$2:$BA$2,0)+1,FALSE)","v":0},{"$f":"Q2985*VLOOKUP($B2985,$AR$36:$AZ$47,MATCH(AN$2,$AS$2:$BA$2,0)+1,FALSE)","v":1.3580231107811988E-3},{"$f":"R2985*VLOOKUP($B2985,$AR$36:$BA$47,MATCH(AO$2,$AS$2:$BA$2,0)+1,FALSE)","v":0},0.59941648249338308]
[2006,5,5,19,null,2013,5,5,19,0.35553689977783848,0.28110415647065018,0,7.4887607635549205E-2,9.5014800000000038E-2,7.0553000000000005E-2,0,1.8670790135581973E-3,0,0.87896354289759615,null,null,0.33662766664433097,6.5618558471645341E-2,0.24883206638976191,7.4896722135489258E-2,6.5038346889201237E-2,0,0,1.3647176705883499E-3,0,0.79237807820101713,null,{"$f":"J2997*VLOOKUP($B2997,$AR$36:$AZ$47,MATCH(AG$2,$AS$2:$BA$2,0)+1,FALSE)","v":0.30350295408274891},{"$f":"K2997*VLOOKUP($B2997,$AR$36:$AZ$47,MATCH(AH$2,$AS$2:$BA$2,0)+1,FALSE)","v":0.25024171187459832},{"$f":"L2997*VLOOKUP($B2997,$AR$36:$AZ$47,MATCH(AI$2,$AS$2:$BA$2,0)+1,FALSE)","v":0},{"$f":"M2997*VLOOKUP($B2997,$AR$36:$AZ$47,MATCH(AJ$2,$AS$2:$BA$2,0)+1,FALSE)","v":6.4272816695892368E-2},{"$f":"N2997*VLOOKUP($B2997,$AR$36:$AZ$47,MATCH(AK$2,$AS$2:$BA$2,0)+1,FALSE)","v":7.2672706390883593E-2},{"$f":"O2997*VLOOKUP($B2997,$AR$36:$AZ$47,MATCH(AL$2,$AS$2:$BA$2,0)+1,FALSE)","v":6.2989101774807724E-2},{"$f":"P2997*VLOOKUP($B2997,$AR$36:$AZ$47,MATCH(AM$2,$AS$2:$BA$2,0)+1,FALSE)","v":0},{"$f":"Q2997*VLOOKUP($B2997,$AR$36:$AZ$47,MATCH(AN$2,$AS$2:$BA$2,0)+1,FALSE)","v":1.3580231107811988E-3},{"$f":"R2997*VLOOKUP($B2997,$AR$36:$BA$47,MATCH(AO$2,$AS$2:$BA$2,0)+1,FALSE)","v":0},0.75503731392971218]
[2006,5,5,24,null,2013,5,5,24,0.16593848079323092,0.27145091814176553,1.0455561942134213E-2,8.9674068941435883E-2,8.5505300000000006E-2,6.6589999999999996E-2,2.7503014206395619E-5,2.4094657950533742E-3,0,0.69205129862782644,null,null,0.15711304123660561,7.8574858004018963E-2,0.24028706559401589,6.7400728046700595E-2,6.1385107923857381E-2,5.8474126004457944E-3,1.3764674838836986E-5,1.761168393683009E-3,0,0.61238314647416603,null,{"$f":"J3002*VLOOKUP($B3002,$AR$36:$AZ$47,MATCH(AG$2,$AS$2:$BA$2,0)+1,FALSE)","v":0.14165286120292689},{"$f":"K3002*VLOOKUP($B3002,$AR$36:$AZ$47,MATCH(AH$2,$AS$2:$BA$2,0)+1,FALSE)","v":0.24164830324314041},{"$f":"L3002*VLOOKUP($B3002,$AR$36:$AZ$47,MATCH(AI$2,$AS$2:$BA$2,0)+1,FALSE)","v":3.8480815491263943E-3},{"$f":"M3002*VLOOKUP($B3002,$AR$36:$AZ$47,MATCH(AJ$2,$AS$2:$BA$2,0)+1,FALSE)","v":7.6963401254545288E-2},{"$f":"N3002*VLOOKUP($B3002,$AR$36:$AZ$47,MATCH(AK$2,$AS$2:$BA$2,0)+1,FALSE)","v":6.5399301601060222E-2},{"$f":"O3002*VLOOKUP($B3002,$AR$36:$AZ$47,MATCH(AL$2,$AS$2:$BA$2,0)+1,FALSE)","v":5.9450970010976788E-2},{"$f":"P3002*VLOOKUP($B3002,$AR$36:$AZ$47,MATCH(AM$2,$AS$2:$BA$2,0)+1,FALSE)","v":1.3764674838836986E-5},{"$f":"Q3002*VLOOKUP($B3002,$AR$36:$AZ$47,MATCH(AN$2,$AS$2:$BA$2,0)+1,FALSE)","v":1.752529063075608E-3},{"$f":"R3002*VLOOKUP($B3002,$AR$36:$BA$47,MATCH(AO$2,$AS$2:$BA$2,0)+1,FALSE)","v":0},0.59072921259969047]
[2006,5,6,9,null,2013,5,6,9,0.23525500587212894,0.37835573226660368,0,9.2091427566062575E-2,0.12734849999999998,8.4978999999999999E-2,0,1.8670790135581973E-3,0,0.91989674471835337,null,null,{"$f":"$J3011*$AS$6","v":0.22274296632112744},{"$f":"$M3011*$AV$6","v":8.0693013373983061E-2},{"$f":"$K3011*$AT$6","v":0.33491870014430153},{"$f":"$N3011*$AW$6","v":0.10038420560661443},{"$f":"$O3011*$AX$6","v":7.8336763572029983E-2},{"$f":"$L3011*$AU$6","v":0},{"$f":"$P3011*$AY$6","v":0},{"$f":"$Q3011*$AZ$6","v":1.3647176705883499E-3},0,{"$f":"SUM(V3011:AD3011)","v":0.81844036668864473},null,{"$f":"J3011*VLOOKUP($B3011,$AR$36:$AZ$47,MATCH(AG$2,$AS$2:$BA$2,0)+1,FALSE)","v":0.20082469439757475},{"$f":"K3011*VLOOKUP($B3011,$AR$36:$AZ$47,MATCH(AH$2,$AS$2:$BA$2,0)+1,FALSE)","v":0.33681603050166065},{"$f":"L3011*VLOOKUP($B3011,$AR$36:$AZ$47,MATCH(AI$2,$AS$2:$BA$2,0)+1,FALSE)","v":0},{"$f":"M3011*VLOOKUP($B3011,$AR$36:$AZ$47,MATCH(AJ$2,$AS$2:$BA$2,0)+1,FALSE)","v":7.9038116319886914E-2},{"$f":"N3011*VLOOKUP($B3011,$AR$36:$AZ$47,MATCH(AK$2,$AS$2:$BA$2,0)+1,FALSE)","v":9.740335347566309E-2},{"$f":"O3011*VLOOKUP($B3011,$AR$36:$AZ$47,MATCH(AL$2,$AS$2:$BA$2,0)+1,FALSE)","v":7.5868508493209141E-2},{"$f":"P3011*VLOOKUP($B3011,$AR$36:$AZ$47,MATCH(AM$2,$AS$2:$BA$2,0)+1,FALSE)","v":0},{"$f":"Q3011*VLOOKUP($B3011,$AR$36:$AZ$47,MATCH(AN$2,$AS$2:$BA$2,0)+1,FALSE)","v":1.3580231107811988E-3},{"$f":"R3011*VLOOKUP($B3011,$AR$36:$BA$47,MATCH(AO$2,$AS$2:$BA$2,0)+1,FALSE)","v":0},0.79130872629877569]
[2006,5,6,18,null,2013,5,6,18,0.32874366062161464,0.31473394201049143,0,4.7736674689906125E-2,0.10694419999999999,7.7202000000000007E-2,0,1.8670790135581973E-3,0,0.87722755633557048,null,null,0.31125942614766522,4.1828172621374525E-2,0.27860099308650021,8.4300235662256681E-2,7.1167639314275985E-2,0,0,1.3647176705883499E-3,0,0.78852118450266084,null,{"$f":"J3020*VLOOKUP($B3020,$AR$36:$AZ$47,MATCH(AG$2,$AS$2:$BA$2,0)+1,FALSE)","v":0.28063098991126412},{"$f":"K3020*VLOOKUP($B3020,$AR$36:$AZ$47,MATCH(AH$2,$AS$2:$BA$2,0)+1,FALSE)","v":0.28017928095620009},{"$f":"L3020*VLOOKUP($B3020,$AR$36:$AZ$47,MATCH(AI$2,$AS$2:$BA$2,0)+1,FALSE)","v":0},{"$f":"M3020*VLOOKUP($B3020,$AR$36:$AZ$47,MATCH(AJ$2,$AS$2:$BA$2,0)+1,FALSE)","v":4.0970337267915581E-2},{"$f":"N3020*VLOOKUP($B3020,$AR$36:$AZ$47,MATCH(AK$2,$AS$2:$BA$2,0)+1,FALSE)","v":8.1796987909335483E-2},{"$f":"O3020*VLOOKUP($B3020,$AR$36:$AZ$47,MATCH(AL$2,$AS$2:$BA$2,0)+1,FALSE)","v":6.8925270863304258E-2},{"$f":"P3020*VLOOKUP($B3020,$AR$36:$AZ$47,MATCH(AM$2,$AS$2:$BA$2,0)+1,FALSE)","v":0},{"$f":"Q3020*VLOOKUP($B3020,$AR$36:$AZ$47,MATCH(AN$2,$AS$2:$BA$2,0)+1,FALSE)","v":1.3580231107811988E-3},{"$f":"R3020*VLOOKUP($B3020,$AR$36:$BA$47,MATCH(AO$2,$AS$2:$BA$2,0)+1,FALSE)","v":0},0.75386089001880063]
[2006,5,7,2,null,2013,5,7,2,0.15835036904548733,0.25360769284052626,1.0455561942134213E-2,7.4931876702824723E-2,8.2255999999999996E-2,6.4661999999999997E-2,2.7503014206395619E-5,2.4094657950533742E-3,0,0.64670046934023229,null,null,0.14992850327872981,6.5657348232344342E-2,0.22449232716499154,6.4839422658120649E-2,5.9607806706299234E-2,5.8474126004457944E-3,1.3764674838836986E-5,1.761168393683009E-3,0,0.57214775370945314,null,{"$f":"J3028*VLOOKUP($B3028,$AR$36:$AZ$47,MATCH(AG$2,$AS$2:$BA$2,0)+1,FALSE)","v":0.13517529352207783},{"$f":"K3028*VLOOKUP($B3028,$AR$36:$AZ$47,MATCH(AH$2,$AS$2:$BA$2,0)+1,FALSE)","v":0.22576408687008062},{"$f":"L3028*VLOOKUP($B3028,$AR$36:$AZ$47,MATCH(AI$2,$AS$2:$BA$2,0)+1,FALSE)","v":3.8480815491263943E-3},{"$f":"M3028*VLOOKUP($B3028,$AR$36:$AZ$47,MATCH(AJ$2,$AS$2:$BA$2,0)+1,FALSE)","v":6.4310810934674098E-2},{"$f":"N3028*VLOOKUP($B3028,$AR$36:$AZ$47,MATCH(AK$2,$AS$2:$BA$2,0)+1,FALSE)","v":6.2914052725349293E-2},{"$f":"O3028*VLOOKUP($B3028,$AR$36:$AZ$47,MATCH(AL$2,$AS$2:$BA$2,0)+1,FALSE)","v":5.7729668461477417E-2},{"$f":"P3028*VLOOKUP($B3028,$AR$36:$AZ$47,MATCH(AM$2,$AS$2:$BA$2,0)+1,FALSE)","v":1.3764674838836986E-5},{"$f":"Q3028*VLOOKUP($B3028,$AR$36:$AZ$47,MATCH(AN$2,$AS$2:$BA$2,0)+1,FALSE)","v":1.752529063075608E-3},{"$f":"R3028*VLOOKUP($B3028,$AR$36:$BA$47,MATCH(AO$2,$AS$2:$BA$2,0)+1,FALSE)","v":0},0.55150828780070016]
[2006,5,7,8,null,2013,5,7,8,0.25670562048357742,0.37470331515373045,0,8.7204769103976204E-2,0.12036689999999999,8.1551999999999999E-2,0,1.8670790135581973E-3,0,0.92239968375484216,null,null,0.24305272980629802,7.6411190330764905E-2,0.33168559783473656,9.4880863440329477E-2,7.5177629094554999E-2,0,0,1.3647176705883499E-3,0,0.82257272817727223,null,{"$f":"J3034*VLOOKUP($B3034,$AR$36:$AZ$47,MATCH(AG$2,$AS$2:$BA$2,0)+1,FALSE)","v":0.21913594396276265},{"$f":"K3034*VLOOKUP($B3034,$AR$36:$AZ$47,MATCH(AH$2,$AS$2:$BA$2,0)+1,FALSE)","v":0.33356461251381991},{"$f":"L3034*VLOOKUP($B3034,$AR$36:$AZ$47,MATCH(AI$2,$AS$2:$BA$2,0)+1,FALSE)","v":0},{"$f":"M3034*VLOOKUP($B3034,$AR$36:$AZ$47,MATCH(AJ$2,$AS$2:$BA$2,0)+1,FALSE)","v":7.484410727746138E-2},{"$f":"N3034*VLOOKUP($B3034,$AR$36:$AZ$47,MATCH(AK$2,$AS$2:$BA$2,0)+1,FALSE)","v":9.2063429938081656E-2},{"$f":"O3034*VLOOKUP($B3034,$AR$36:$AZ$47,MATCH(AL$2,$AS$2:$BA$2,0)+1,FALSE)","v":7.2808912844799206E-2},{"$f":"P3034*VLOOKUP($B3034,$AR$36:$AZ$47,MATCH(AM$2,$AS$2:$BA$2,0)+1,FALSE)","v":0},{"$f":"Q3034*VLOOKUP($B3034,$AR$36:$AZ$47,MATCH(AN$2,$AS$2:$BA$2,0)+1,FALSE)","v":1.3580231107811988E-3},{"$f":"R3034*VLOOKUP($B3034,$AR$36:$BA$47,MATCH(AO$2,$AS$2:$BA$2,0)+1,FALSE)","v":0},0.79377502964770597]
[2006,5,7,11,null,2013,5,7,11,0.23873995638642453,0.41347856275859995,0,0.10052155234462876,0.13609990000000002,8.8830999999999993E-2,0,1.8670790135581973E-3,0,0.97953805050321152,null,null,0.22604256971174971,8.807971797266248E-2,0.3660092631530818,0.10728261694986331,8.1887678660221883E-2,0,0,1.3647176705883499E-3,0,0.87066656411816745,null,{"$f":"J3037*VLOOKUP($B3037,$AR$36:$AZ$47,MATCH(AG$2,$AS$2:$BA$2,0)+1,FALSE)","v":0.20379961142188874},{"$f":"K3037*VLOOKUP($B3037,$AR$36:$AZ$47,MATCH(AH$2,$AS$2:$BA$2,0)+1,FALSE)","v":0.36808272302783879},{"$f":"L3037*VLOOKUP($B3037,$AR$36:$AZ$47,MATCH(AI$2,$AS$2:$BA$2,0)+1,FALSE)","v":0},{"$f":"M3037*VLOOKUP($B3037,$AR$36:$AZ$47,MATCH(AJ$2,$AS$2:$BA$2,0)+1,FALSE)","v":8.6273330285502742E-2},{"$f":"N3037*VLOOKUP($B3037,$AR$36:$AZ$47,MATCH(AK$2,$AS$2:$BA$2,0)+1,FALSE)","v":0.10409692040112294},{"$f":"O3037*VLOOKUP($B3037,$AR$36:$AZ$47,MATCH(AL$2,$AS$2:$BA$2,0)+1,FALSE)","v":7.9307540427167422E-2},{"$f":"P3037*VLOOKUP($B3037,$AR$36:$AZ$47,MATCH(AM$2,$AS$2:$BA$2,0)+1,FALSE)","v":0},{"$f":"Q3037*VLOOKUP($B3037,$AR$36:$AZ$47,MATCH(AN$2,$AS$2:$BA$2,0)+1,FALSE)","v":1.3580231107811988E-3},{"$f":"R3037*VLOOKUP($B3037,$AR$36:$BA$47,MATCH(AO$2,$AS$2:$BA$2,0)+1,FALSE)","v":0},0.8429181486743017]
[2006,5,8,1,null,2013,5,8,1,0.17095538415004957,0.26094716696945019,1.0455561942134213E-2,7.5757822996194643E-2,8.4349299999999988E-2,6.6184000000000007E-2,2.7503014206395619E-5,2.4094657950533742E-3,0,0.67108620486708837,null,null,0.16186312054438282,6.6381064837228984E-2,0.23098919486216138,6.6489495156786316E-2,6.1010842211031348E-2,5.8474126004457944E-3,1.3764674838836986E-5,1.761168393683009E-3,0,0.59435606328055834,null,{"$f":"J3051*VLOOKUP($B3051,$AR$36:$AZ$47,MATCH(AG$2,$AS$2:$BA$2,0)+1,FALSE)","v":0.14593552494357817},{"$f":"K3051*VLOOKUP($B3051,$AR$36:$AZ$47,MATCH(AH$2,$AS$2:$BA$2,0)+1,FALSE)","v":0.23229775963159674},{"$f":"L3051*VLOOKUP($B3051,$AR$36:$AZ$47,MATCH(AI$2,$AS$2:$BA$2,0)+1,FALSE)","v":3.8480815491263943E-3},{"$f":"M3051*VLOOKUP($B3051,$AR$36:$AZ$47,MATCH(AJ$2,$AS$2:$BA$2,0)+1,FALSE)","v":6.5019685158200724E-2},{"$f":"N3051*VLOOKUP($B3051,$AR$36:$AZ$47,MATCH(AK$2,$AS$2:$BA$2,0)+1,FALSE)","v":6.4515127255717578E-2},{"$f":"O3051*VLOOKUP($B3051,$AR$36:$AZ$47,MATCH(AL$2,$AS$2:$BA$2,0)+1,FALSE)","v":5.9088496759370605E-2},{"$f":"P3051*VLOOKUP($B3051,$AR$36:$AZ$47,MATCH(AM$2,$AS$2:$BA$2,0)+1,FALSE)","v":1.3764674838836986E-5},{"$f":"Q3051*VLOOKUP($B3051,$AR$36:$AZ$47,MATCH(AN$2,$AS$2:$BA$2,0)+1,FALSE)","v":1.752529063075608E-3},{"$f":"R3051*VLOOKUP($B3051,$AR$36:$BA$47,MATCH(AO$2,$AS$2:$BA$2,0)+1,FALSE)","v":0},0.57247096903550465]
[2006,5,8,4,null,2013,5,8,4,0.1591800108354238,0.26284691223933565,1.0455561942134213E-2,7.8275056660107326E-2,8.4655100000000011E-2,6.4662999999999998E-2,2.7503014206395619E-5,2.4094657950533742E-3,0,0.66251261048626076,null,null,0.15071402056279076,6.8586733432841038E-2,0.23267084036699806,6.6730546210190991E-2,5.9608728543030336E-2,5.8474126004457944E-3,1.3764674838836986E-5,1.761168393683009E-3,0,0.58593321478481886,null,{"$f":"J3054*VLOOKUP($B3054,$AR$36:$AZ$47,MATCH(AG$2,$AS$2:$BA$2,0)+1,FALSE)","v":0.13588351462158554},{"$f":"K3054*VLOOKUP($B3054,$AR$36:$AZ$47,MATCH(AH$2,$AS$2:$BA$2,0)+1,FALSE)","v":0.23398893173815874},{"$f":"L3054*VLOOKUP($B3054,$AR$36:$AZ$47,MATCH(AI$2,$AS$2:$BA$2,0)+1,FALSE)","v":3.8480815491263943E-3},{"$f":"M3054*VLOOKUP($B3054,$AR$36:$AZ$47,MATCH(AJ$2,$AS$2:$BA$2,0)+1,FALSE)","v":6.7180118679441791E-2},{"$f":"N3054*VLOOKUP($B3054,$AR$36:$AZ$47,MATCH(AK$2,$AS$2:$BA$2,0)+1,FALSE)","v":6.474902043461532E-2},{"$f":"O3054*VLOOKUP($B3054,$AR$36:$AZ$47,MATCH(AL$2,$AS$2:$BA$2,0)+1,FALSE)","v":5.7730561252737532E-2},{"$f":"P3054*VLOOKUP($B3054,$AR$36:$AZ$47,MATCH(AM$2,$AS$2:$BA$2,0)+1,FALSE)","v":1.3764674838836986E-5},{"$f":"Q3054*VLOOKUP($B3054,$AR$36:$AZ$47,MATCH(AN$2,$AS$2:$BA$2,0)+1,FALSE)","v":1.752529063075608E-3},{"$f":"R3054*VLOOKUP($B3054,$AR$36:$BA$47,MATCH(AO$2,$AS$2:$BA$2,0)+1,FALSE)","v":0},0.56514652201357984]
[2006,5,8,15,null,2013,5,8,15,0.23502994315706954,0.406142524384975,0,9.8806770941660405E-2,0.13507100000000002,9.1289999999999996E-2,0,1.8670790135581973E-3,0,0.96820731749726319,null,null,0.22252987356854276,8.6577179871774407E-2,0.35951543677021125,0.10647157238201488,8.4154475181993399E-2,0,0,1.3647176705883499E-3,0,0.86061325544512501,null,{"$f":"J3065*VLOOKUP($B3065,$AR$36:$AZ$47,MATCH(AG$2,$AS$2:$BA$2,0)+1,FALSE)","v":0.20063257032011025},{"$f":"K3065*VLOOKUP($B3065,$AR$36:$AZ$47,MATCH(AH$2,$AS$2:$BA$2,0)+1,FALSE)","v":0.36155210880981198},{"$f":"L3065*VLOOKUP($B3065,$AR$36:$AZ$47,MATCH(AI$2,$AS$2:$BA$2,0)+1,FALSE)","v":0},{"$f":"M3065*VLOOKUP($B3065,$AR$36:$AZ$47,MATCH(AJ$2,$AS$2:$BA$2,0)+1,FALSE)","v":8.4801607068987664E-2},{"$f":"N3065*VLOOKUP($B3065,$AR$36:$AZ$47,MATCH(AK$2,$AS$2:$BA$2,0)+1,FALSE)","v":0.10330995934236598},{"$f":"O3065*VLOOKUP($B3065,$AR$36:$AZ$47,MATCH(AL$2,$AS$2:$BA$2,0)+1,FALSE)","v":8.1502914135787224E-2},{"$f":"P3065*VLOOKUP($B3065,$AR$36:$AZ$47,MATCH(AM$2,$AS$2:$BA$2,0)+1,FALSE)","v":0},{"$f":"Q3065*VLOOKUP($B3065,$AR$36:$AZ$47,MATCH(AN$2,$AS$2:$BA$2,0)+1,FALSE)","v":1.3580231107811988E-3},{"$f":"R3065*VLOOKUP($B3065,$AR$36:$BA$47,MATCH(AO$2,$AS$2:$BA$2,0)+1,FALSE)","v":0},0.83315718278784423]
[2006,5,8,21,null,2013,5,8,21,0.34964537666128059,0.31325509312439076,1.0455561942134213E-2,7.1697390771324448E-2,9.372929999999996E-2,7.5037000000000006E-2,2.7503014206395619E-5,2.4094657950533742E-3,0,0.91625669130838983,null,null,0.33104948423640851,6.2823203693306962E-2,0.2772919230648157,7.3883409090519658E-2,6.9171862791447464E-2,5.8474126004457944E-3,1.3764674838836986E-5,1.761168393683009E-3,0,0.82184222854546596,null,{"$f":"J3071*VLOOKUP($B3071,$AR$36:$AZ$47,MATCH(AG$2,$AS$2:$BA$2,0)+1,FALSE)","v":0.29847367394040802},{"$f":"K3071*VLOOKUP($B3071,$AR$36:$AZ$47,MATCH(AH$2,$AS$2:$BA$2,0)+1,FALSE)","v":0.27886279499061351},{"$f":"L3071*VLOOKUP($B3071,$AR$36:$AZ$47,MATCH(AI$2,$AS$2:$BA$2,0)+1,FALSE)","v":3.8480815491263943E-3},{"$f":"M3071*VLOOKUP($B3071,$AR$36:$AZ$47,MATCH(AJ$2,$AS$2:$BA$2,0)+1,FALSE)","v":6.1534790603079544E-2},{"$f":"N3071*VLOOKUP($B3071,$AR$36:$AZ$47,MATCH(AK$2,$AS$2:$BA$2,0)+1,FALSE)","v":7.1689483102874915E-2},{"$f":"O3071*VLOOKUP($B3071,$AR$36:$AZ$47,MATCH(AL$2,$AS$2:$BA$2,0)+1,FALSE)","v":6.6992377785157917E-2},{"$f":"P3071*VLOOKUP($B3071,$AR$36:$AZ$47,MATCH(AM$2,$AS$2:$BA$2,0)+1,FALSE)","v":1.3764674838836986E-5},{"$f":"Q3071*VLOOKUP($B3071,$AR$36:$AZ$47,MATCH(AN$2,$AS$2:$BA$2,0)+1,FALSE)","v":1.752529063075608E-3},{"$f":"R3071*VLOOKUP($B3071,$AR$36:$BA$47,MATCH(AO$2,$AS$2:$BA$2,0)+1,FALSE)","v":0},0.78316749570917477]
[2006,5,9,5,null,2013,5,9,5,0.16969175281783289,0.27082650505611938,8.0159308223028969E-3,7.5848075881926505E-2,9.3035199999999998E-2,7.0349999999999996E-2,2.1085644224903308E-5,2.2829088793711663E-3,0,0.69007145910177781,null,null,0.16066669545565485,6.6460146870246414E-2,0.23973433809139585,7.3336275224698336E-2,6.4851214032788207E-2,4.4830163270084423E-3,1.0552917376441689E-5,1.668663224960922E-3,0,0.61121090214412943,null,{"$f":"J3079*VLOOKUP($B3079,$AR$36:$AZ$47,MATCH(AG$2,$AS$2:$BA$2,0)+1,FALSE)","v":0.14485683003894539},{"$f":"K3079*VLOOKUP($B3079,$AR$36:$AZ$47,MATCH(AH$2,$AS$2:$BA$2,0)+1,FALSE)","v":0.24109244451294298},{"$f":"L3079*VLOOKUP($B3079,$AR$36:$AZ$47,MATCH(AI$2,$AS$2:$BA$2,0)+1,FALSE)","v":2.9501958543302355E-3},{"$f":"M3079*VLOOKUP($B3079,$AR$36:$AZ$47,MATCH(AJ$2,$AS$2:$BA$2,0)+1,FALSE)","v":6.5097145333042325E-2},{"$f":"N3079*VLOOKUP($B3079,$AR$36:$AZ$47,MATCH(AK$2,$AS$2:$BA$2,0)+1,FALSE)","v":7.1158596067319307E-2},{"$f":"O3079*VLOOKUP($B3079,$AR$36:$AZ$47,MATCH(AL$2,$AS$2:$BA$2,0)+1,FALSE)","v":6.2807865149004619E-2},{"$f":"P3079*VLOOKUP($B3079,$AR$36:$AZ$47,MATCH(AM$2,$AS$2:$BA$2,0)+1,FALSE)","v":1.0552917376441689E-5},{"$f":"Q3079*VLOOKUP($B3079,$AR$36:$AZ$47,MATCH(AN$2,$AS$2:$BA$2,0)+1,FALSE)","v":1.6604776742069126E-3},{"$f":"R3079*VLOOKUP($B3079,$AR$36:$BA$47,MATCH(AO$2,$AS$2:$BA$2,0)+1,FALSE)","v":0},0.58963410754716827]
[2006,5,9,14,null,2013,5,9,14,0.21914513509066794,0.41293052579381795,0,9.7095404897534043E-2,0.13479359999999996,9.1009999999999994E-2,0,1.8670790135581973E-3,0,0.95684174479557804,null,null,0.20748989915849667,8.5077634401188623E-2,0.36552414343049627,0.10625290801898522,8.3896360897285777E-2,0,0,1.3647176705883499E-3,0,0.84960566357704093,null,{"$f":"J3088*VLOOKUP($B3088,$AR$36:$AZ$47,MATCH(AG$2,$AS$2:$BA$2,0)+1,FALSE)","v":0.18707255397243189},{"$f":"K3088*VLOOKUP($B3088,$AR$36:$AZ$47,MATCH(AH$2,$AS$2:$BA$2,0)+1,FALSE)","v":0.36759485507896367},{"$f":"L3088*VLOOKUP($B3088,$AR$36:$AZ$47,MATCH(AI$2,$AS$2:$BA$2,0)+1,FALSE)","v":0},{"$f":"M3088*VLOOKUP($B3088,$AR$36:$AZ$47,MATCH(AJ$2,$AS$2:$BA$2,0)+1,FALSE)","v":8.3332815108253508E-2},{"$f":"N3088*VLOOKUP($B3088,$AR$36:$AZ$47,MATCH(AK$2,$AS$2:$BA$2,0)+1,FALSE)","v":0.10309778809375171},{"$f":"O3088*VLOOKUP($B3088,$AR$36:$AZ$47,MATCH(AL$2,$AS$2:$BA$2,0)+1,FALSE)","v":8.1252932582955364E-2},{"$f":"P3088*VLOOKUP($B3088,$AR$36:$AZ$47,MATCH(AM$2,$AS$2:$BA$2,0)+1,FALSE)","v":0},{"$f":"Q3088*VLOOKUP($B3088,$AR$36:$AZ$47,MATCH(AN$2,$AS$2:$BA$2,0)+1,FALSE)","v":1.3580231107811988E-3},{"$f":"R3088*VLOOKUP($B3088,$AR$36:$BA$47,MATCH(AO$2,$AS$2:$BA$2,0)+1,FALSE)","v":0},0.82370896794713733]
[2006,5,9,19,null,2013,5,9,19,0.33613344911143089,0.33127754837705503,0,6.9346355920769986E-2,9.9803200000000022E-2,7.5170000000000001E-2,0,1.8670790135581973E-3,0,0.913597632422814,null,null,0.31825618867182626,6.0763163017942261E-2,0.2932453149969827,7.8671244254923028E-2,6.9294467076683575E-2,0,0,1.3647176705883499E-3,0,0.82159509568894606,null,{"$f":"J3093*VLOOKUP($B3093,$AR$36:$AZ$47,MATCH(AG$2,$AS$2:$BA$2,0)+1,FALSE)","v":0.28693925956796468},{"$f":"K3093*VLOOKUP($B3093,$AR$36:$AZ$47,MATCH(AH$2,$AS$2:$BA$2,0)+1,FALSE)","v":0.29490656364645312},{"$f":"L3093*VLOOKUP($B3093,$AR$36:$AZ$47,MATCH(AI$2,$AS$2:$BA$2,0)+1,FALSE)","v":0},{"$f":"M3093*VLOOKUP($B3093,$AR$36:$AZ$47,MATCH(AJ$2,$AS$2:$BA$2,0)+1,FALSE)","v":5.9516998383961961E-2},{"$f":"N3093*VLOOKUP($B3093,$AR$36:$AZ$47,MATCH(AK$2,$AS$2:$BA$2,0)+1,FALSE)","v":7.633514621375441E-2},{"$f":"O3093*VLOOKUP($B3093,$AR$36:$AZ$47,MATCH(AL$2,$AS$2:$BA$2,0)+1,FALSE)","v":6.7111119022753046E-2},{"$f":"P3093*VLOOKUP($B3093,$AR$36:$AZ$47,MATCH(AM$2,$AS$2:$BA$2,0)+1,FALSE)","v":0},{"$f":"Q3093*VLOOKUP($B3093,$AR$36:$AZ$47,MATCH(AN$2,$AS$2:$BA$2,0)+1,FALSE)","v":1.3580231107811988E-3},{"$f":"R3093*VLOOKUP($B3093,$AR$36:$BA$47,MATCH(AO$2,$AS$2:$BA$2,0)+1,FALSE)","v":0},0.7861671099456683]
[2006,5,9,23,null,2013,5,9,23,0.23932544295763181,0.26845403111455157,1.0455561942134213E-2,7.0144081565402625E-2,8.544239999999996E-2,6.8434999999999996E-2,2.7503014206395619E-5,2.4094657950533742E-3,0,0.74469348638898003,null,null,0.22659691717453137,6.146215192290775E-2,0.23763423540793438,6.7351146257102285E-2,6.3085896692734345E-2,5.8474126004457944E-3,1.3764674838836986E-5,1.761168393683009E-3,0,0.66375269312417773,null,{"$f":"J3097*VLOOKUP($B3097,$AR$36:$AZ$47,MATCH(AG$2,$AS$2:$BA$2,0)+1,FALSE)","v":0.20429941018834091},{"$f":"K3097*VLOOKUP($B3097,$AR$36:$AZ$47,MATCH(AH$2,$AS$2:$BA$2,0)+1,FALSE)","v":0.23898044464794707},{"$f":"L3097*VLOOKUP($B3097,$AR$36:$AZ$47,MATCH(AI$2,$AS$2:$BA$2,0)+1,FALSE)","v":3.8480815491263943E-3},{"$f":"M3097*VLOOKUP($B3097,$AR$36:$AZ$47,MATCH(AJ$2,$AS$2:$BA$2,0)+1,FALSE)","v":6.02016520369483E-2},{"$f":"N3097*VLOOKUP($B3097,$AR$36:$AZ$47,MATCH(AK$2,$AS$2:$BA$2,0)+1,FALSE)","v":6.5351192114622425E-2},{"$f":"O3097*VLOOKUP($B3097,$AR$36:$AZ$47,MATCH(AL$2,$AS$2:$BA$2,0)+1,FALSE)","v":6.1098169885886719E-2},{"$f":"P3097*VLOOKUP($B3097,$AR$36:$AZ$47,MATCH(AM$2,$AS$2:$BA$2,0)+1,FALSE)","v":1.3764674838836986E-5},{"$f":"Q3097*VLOOKUP($B3097,$AR$36:$AZ$47,MATCH(AN$2,$AS$2:$BA$2,0)+1,FALSE)","v":1.752529063075608E-3},{"$f":"R3097*VLOOKUP($B3097,$AR$36:$BA$47,MATCH(AO$2,$AS$2:$BA$2,0)+1,FALSE)","v":0},0.63554524416078628]
[2006,5,10,12,null,2013,5,10,12,0.27590215018374842,0.39378801145082931,0,8.3942229449140163E-2,0.1201295,8.3132999999999999E-2,0,1.8670790135581973E-3,0,0.95876197009727615,null,null,0.26122829190597058,7.3552464356384933E-2,0.34857928050258419,9.4693729627123913E-2,7.6635052966421924E-2,0,0,1.3647176705883499E-3,0,0.85605353702907394,null,{"$f":"J3110*VLOOKUP($B3110,$AR$36:$AZ$47,MATCH(AG$2,$AS$2:$BA$2,0)+1,FALSE)","v":0.23552300104679441},{"$f":"K3110*VLOOKUP($B3110,$AR$36:$AZ$47,MATCH(AH$2,$AS$2:$BA$2,0)+1,FALSE)","v":0.35055399869705645},{"$f":"L3110*VLOOKUP($B3110,$AR$36:$AZ$47,MATCH(AI$2,$AS$2:$BA$2,0)+1,FALSE)","v":0},{"$f":"M3110*VLOOKUP($B3110,$AR$36:$AZ$47,MATCH(AJ$2,$AS$2:$BA$2,0)+1,FALSE)","v":7.2044009640228071E-2},{"$f":"N3110*VLOOKUP($B3110,$AR$36:$AZ$47,MATCH(AK$2,$AS$2:$BA$2,0)+1,FALSE)","v":9.1881852957472379E-2},{"$f":"O3110*VLOOKUP($B3110,$AR$36:$AZ$47,MATCH(AL$2,$AS$2:$BA$2,0)+1,FALSE)","v":7.4220415827039102E-2},{"$f":"P3110*VLOOKUP($B3110,$AR$36:$AZ$47,MATCH(AM$2,$AS$2:$BA$2,0)+1,FALSE)","v":0},{"$f":"Q3110*VLOOKUP($B3110,$AR$36:$AZ$47,MATCH(AN$2,$AS$2:$BA$2,0)+1,FALSE)","v":1.3580231107811988E-3},{"$f":"R3110*VLOOKUP($B3110,$AR$36:$BA$47,MATCH(AO$2,$AS$2:$BA$2,0)+1,FALSE)","v":0},0.82558130127937157]
[2006,5,10,16,null,2013,5,10,16,0.26578565982621682,0.38301902467217797,0,8.6103104721404658E-2,0.10973950000000007,7.6724000000000001E-2,0,1.8670790135581973E-3,0,0.92323836823335781,null,null,0.25164984717684769,7.5445882037626366E-2,0.33904662446967482,8.6503669310334028E-2,7.0727001356810842E-2,0,0,1.3647176705883499E-3,0,0.8247377420218821,null,{"$f":"J3114*VLOOKUP($B3114,$AR$36:$AZ$47,MATCH(AG$2,$AS$2:$BA$2,0)+1,FALSE)","v":0.22688709093344459},{"$f":"K3114*VLOOKUP($B3114,$AR$36:$AZ$47,MATCH(AH$2,$AS$2:$BA$2,0)+1,FALSE)","v":0.34096733971456644},{"$f":"L3114*VLOOKUP($B3114,$AR$36:$AZ$47,MATCH(AI$2,$AS$2:$BA$2,0)+1,FALSE)","v":0},{"$f":"M3114*VLOOKUP($B3114,$AR$36:$AZ$47,MATCH(AJ$2,$AS$2:$BA$2,0)+1,FALSE)","v":7.389859606196085E-2},{"$f":"N3114*VLOOKUP($B3114,$AR$36:$AZ$47,MATCH(AK$2,$AS$2:$BA$2,0)+1,FALSE)","v":8.3934991843190448E-2},{"$f":"O3114*VLOOKUP($B3114,$AR$36:$AZ$47,MATCH(AL$2,$AS$2:$BA$2,0)+1,FALSE)","v":6.849851664096987E-2},{"$f":"P3114*VLOOKUP($B3114,$AR$36:$AZ$47,MATCH(AM$2,$AS$2:$BA$2,0)+1,FALSE)","v":0},{"$f":"Q3114*VLOOKUP($B3114,$AR$36:$AZ$47,MATCH(AN$2,$AS$2:$BA$2,0)+1,FALSE)","v":1.3580231107811988E-3},{"$f":"R3114*VLOOKUP($B3114,$AR$36:$BA$47,MATCH(AO$2,$AS$2:$BA$2,0)+1,FALSE)","v":0},0.79554455830491322]
[2006,5,11,2,null,2013,5,11,2,0.15914143319232779,0.24889368685334323,1.0455561942134213E-2,7.8292906649452571E-2,7.5902200000000003E-2,6.1720999999999998E-2,2.7503014206395619E-5,2.4094657950533742E-3,0,0.63684375744651767,null,null,0.15067749467198124,6.8602374078957931E-2,0.22031951141764797,5.9830952471323737E-2,5.6896684880138181E-2,5.8474126004457944E-3,1.3764674838836986E-5,1.761168393683009E-3,0,0.56394936318901667,null,{"$f":"J3124*VLOOKUP($B3124,$AR$36:$AZ$47,MATCH(AG$2,$AS$2:$BA$2,0)+1,FALSE)","v":0.13585058293812735},{"$f":"K3124*VLOOKUP($B3124,$AR$36:$AZ$47,MATCH(AH$2,$AS$2:$BA$2,0)+1,FALSE)","v":0.22156763192316506},{"$f":"L3124*VLOOKUP($B3124,$AR$36:$AZ$47,MATCH(AI$2,$AS$2:$BA$2,0)+1,FALSE)","v":3.8480815491263943E-3},{"$f":"M3124*VLOOKUP($B3124,$AR$36:$AZ$47,MATCH(AJ$2,$AS$2:$BA$2,0)+1,FALSE)","v":6.7195438558517034E-2},{"$f":"N3124*VLOOKUP($B3124,$AR$36:$AZ$47,MATCH(AK$2,$AS$2:$BA$2,0)+1,FALSE)","v":5.8054306224105325E-2},{"$f":"O3124*VLOOKUP($B3124,$AR$36:$AZ$47,MATCH(AL$2,$AS$2:$BA$2,0)+1,FALSE)","v":5.5103969365482786E-2},{"$f":"P3124*VLOOKUP($B3124,$AR$36:$AZ$47,MATCH(AM$2,$AS$2:$BA$2,0)+1,FALSE)","v":1.3764674838836986E-5},{"$f":"Q3124*VLOOKUP($B3124,$AR$36:$AZ$47,MATCH(AN$2,$AS$2:$BA$2,0)+1,FALSE)","v":1.752529063075608E-3},{"$f":"R3124*VLOOKUP($B3124,$AR$36:$BA$47,MATCH(AO$2,$AS$2:$BA$2,0)+1,FALSE)","v":0},0.54338630429643853]
[2006,5,11,9,null,2013,5,11,9,0.25278109108715285,0.30441357864031543,0,8.1485528767784754E-2,7.9549700000000001E-2,6.225E-2,0,1.8670790135581973E-3,0,0.78234697750881133,null,null,0.23933692654024885,7.1399836406359093E-2,0.26946545636752528,6.2706144483401824E-2,5.7384336510889353E-2,0,0,1.3647176705883499E-3,0,0.70165741797901271,null,{"$f":"J3131*VLOOKUP($B3131,$AR$36:$AZ$47,MATCH(AG$2,$AS$2:$BA$2,0)+1,FALSE)","v":0.21578578181097552},{"$f":"K3131*VLOOKUP($B3131,$AR$36:$AZ$47,MATCH(AH$2,$AS$2:$BA$2,0)+1,FALSE)","v":0.27099199098743582},{"$f":"L3131*VLOOKUP($B3131,$AR$36:$AZ$47,MATCH(AI$2,$AS$2:$BA$2,0)+1,FALSE)","v":0},{"$f":"M3131*VLOOKUP($B3131,$AR$36:$AZ$47,MATCH(AJ$2,$AS$2:$BA$2,0)+1,FALSE)","v":6.9935528977608061E-2},{"$f":"N3131*VLOOKUP($B3131,$AR$36:$AZ$47,MATCH(AK$2,$AS$2:$BA$2,0)+1,FALSE)","v":6.0844121037805378E-2},{"$f":"O3131*VLOOKUP($B3131,$AR$36:$AZ$47,MATCH(AL$2,$AS$2:$BA$2,0)+1,FALSE)","v":5.5576255942082972E-2},{"$f":"P3131*VLOOKUP($B3131,$AR$36:$AZ$47,MATCH(AM$2,$AS$2:$BA$2,0)+1,FALSE)","v":0},{"$f":"Q3131*VLOOKUP($B3131,$AR$36:$AZ$47,MATCH(AN$2,$AS$2:$BA$2,0)+1,FALSE)","v":1.3580231107811988E-3},{"$f":"R3131*VLOOKUP($B3131,$AR$36:$BA$47,MATCH(AO$2,$AS$2:$BA$2,0)+1,FALSE)","v":0},0.67449170186668883]
[2006,5,11,16,null,2013,5,11,16,0.25551061102214689,0.31152313461306586,0,8.279945095568797E-2,8.066319999999999E-2,6.5629000000000007E-2,0,1.8670790135581973E-3,0,0.79799247560445907,null,null,0.24192127693355647,7.2551130761143529E-2,0.27575880160305849,6.3583876164128056E-2,6.0499222825271613E-2,0,0,1.3647176705883499E-3,0,0.71567902595774646,null,{"$f":"J3138*VLOOKUP($B3138,$AR$36:$AZ$47,MATCH(AG$2,$AS$2:$BA$2,0)+1,FALSE)","v":0.21811582790187661},{"$f":"K3138*VLOOKUP($B3138,$AR$36:$AZ$47,MATCH(AH$2,$AS$2:$BA$2,0)+1,FALSE)","v":0.27732098832289537},{"$f":"L3138*VLOOKUP($B3138,$AR$36:$AZ$47,MATCH(AI$2,$AS$2:$BA$2,0)+1,FALSE)","v":0},{"$f":"M3138*VLOOKUP($B3138,$AR$36:$AZ$47,MATCH(AJ$2,$AS$2:$BA$2,0)+1,FALSE)","v":7.1063211949492458E-2},{"$f":"N3138*VLOOKUP($B3138,$AR$36:$AZ$47,MATCH(AK$2,$AS$2:$BA$2,0)+1,FALSE)","v":6.1695788973392757E-2},{"$f":"O3138*VLOOKUP($B3138,$AR$36:$AZ$47,MATCH(AL$2,$AS$2:$BA$2,0)+1,FALSE)","v":5.8592997610007455E-2},{"$f":"P3138*VLOOKUP($B3138,$AR$36:$AZ$47,MATCH(AM$2,$AS$2:$BA$2,0)+1,FALSE)","v":0},{"$f":"Q3138*VLOOKUP($B3138,$AR$36:$AZ$47,MATCH(AN$2,$AS$2:$BA$2,0)+1,FALSE)","v":1.3580231107811988E-3},{"$f":"R3138*VLOOKUP($B3138,$AR$36:$BA$47,MATCH(AO$2,$AS$2:$BA$2,0)+1,FALSE)","v":0},0.68814683786844588]
[2006,5,12,2,null,2013,5,12,2,0.17577199493253923,0.25693157801246269,1.0455561942134213E-2,9.2436490353996231E-2,7.4352299999999996E-2,6.1017000000000002E-2,2.7503014206395619E-5,2.4094657950533742E-3,0,0.67340189405039219,null,null,0.16642355984015375,8.0995366773181046E-2,0.22743461455824676,5.8609222492017408E-2,5.6247711821444751E-2,5.8474126004457944E-3,1.3764674838836986E-5,1.761168393683009E-3,0,0.59733282115401132,null,{"$f":"J3148*VLOOKUP($B3148,$AR$36:$AZ$47,MATCH(AG$2,$AS$2:$BA$2,0)+1,FALSE)","v":0.15004720955934067},{"$f":"K3148*VLOOKUP($B3148,$AR$36:$AZ$47,MATCH(AH$2,$AS$2:$BA$2,0)+1,FALSE)","v":0.22872304246128622},{"$f":"L3148*VLOOKUP($B3148,$AR$36:$AZ$47,MATCH(AI$2,$AS$2:$BA$2,0)+1,FALSE)","v":3.8480815491263943E-3},{"$f":"M3148*VLOOKUP($B3148,$AR$36:$AZ$47,MATCH(AJ$2,$AS$2:$BA$2,0)+1,FALSE)","v":7.9334268887950865E-2},{"$f":"N3148*VLOOKUP($B3148,$AR$36:$AZ$47,MATCH(AK$2,$AS$2:$BA$2,0)+1,FALSE)","v":5.6868854824584078E-2},{"$f":"O3148*VLOOKUP($B3148,$AR$36:$AZ$47,MATCH(AL$2,$AS$2:$BA$2,0)+1,FALSE)","v":5.4475444318362681E-2},{"$f":"P3148*VLOOKUP($B3148,$AR$36:$AZ$47,MATCH(AM$2,$AS$2:$BA$2,0)+1,FALSE)","v":1.3764674838836986E-5},{"$f":"Q3148*VLOOKUP($B3148,$AR$36:$AZ$47,MATCH(AN$2,$AS$2:$BA$2,0)+1,FALSE)","v":1.752529063075608E-3},{"$f":"R3148*VLOOKUP($B3148,$AR$36:$BA$47,MATCH(AO$2,$AS$2:$BA$2,0)+1,FALSE)","v":0},0.57506319533856542]
[2006,5,12,6,null,2013,5,12,6,0.17333908314791782,0.26494541952568401,0,8.430987488211579E-2,7.7148500000000009E-2,6.1054999999999998E-2,0,1.8670790135581973E-3,0,0.66266495656927582,null,null,0.16412004249013928,7.3874605283331729E-2,0.23452842906633325,6.0813365577465736E-2,5.6282741617226496E-2,0,0,1.3647176705883499E-3,0,0.59098390170508475,null,{"$f":"J3152*VLOOKUP($B3152,$AR$36:$AZ$47,MATCH(AG$2,$AS$2:$BA$2,0)+1,FALSE)","v":0.14797036208129627},{"$f":"K3152*VLOOKUP($B3152,$AR$36:$AZ$47,MATCH(AH$2,$AS$2:$BA$2,0)+1,FALSE)","v":0.23585704376577993},{"$f":"L3152*VLOOKUP($B3152,$AR$36:$AZ$47,MATCH(AI$2,$AS$2:$BA$2,0)+1,FALSE)","v":0},{"$f":"M3152*VLOOKUP($B3152,$AR$36:$AZ$47,MATCH(AJ$2,$AS$2:$BA$2,0)+1,FALSE)","v":7.2359543922451655E-2},{"$f":"N3152*VLOOKUP($B3152,$AR$36:$AZ$47,MATCH(AK$2,$AS$2:$BA$2,0)+1,FALSE)","v":5.9007547129469103E-2},{"$f":"O3152*VLOOKUP($B3152,$AR$36:$AZ$47,MATCH(AL$2,$AS$2:$BA$2,0)+1,FALSE)","v":5.4509370386247001E-2},{"$f":"P3152*VLOOKUP($B3152,$AR$36:$AZ$47,MATCH(AM$2,$AS$2:$BA$2,0)+1,FALSE)","v":0},{"$f":"Q3152*VLOOKUP($B3152,$AR$36:$AZ$47,MATCH(AN$2,$AS$2:$BA$2,0)+1,FALSE)","v":1.3580231107811988E-3},{"$f":"R3152*VLOOKUP($B3152,$AR$36:$BA$47,MATCH(AO$2,$AS$2:$BA$2,0)+1,FALSE)","v":0},0.57106189039602517]
[2006,5,12,11,null,2013,5,12,11,0.25365238969208076,0.33280151725092044,0,8.8577272634142612E-2,8.3255600000000027E-2,6.3563999999999996E-2,0,1.8670790135581973E-3,0,0.82371785859070201,null,null,0.24016188512123052,7.7613815250832607E-2,0.29459432501789001,6.5627371098223003E-2,5.859562997555294E-2,0,0,1.3647176705883499E-3,0,0.73795774413431736,null,{"$f":"J3157*VLOOKUP($B3157,$AR$36:$AZ$47,MATCH(AG$2,$AS$2:$BA$2,0)+1,FALSE)","v":0.21652956311932647},{"$f":"K3157*VLOOKUP($B3157,$AR$36:$AZ$47,MATCH(AH$2,$AS$2:$BA$2,0)+1,FALSE)","v":0.29626321587325682},{"$f":"L3157*VLOOKUP($B3157,$AR$36:$AZ$47,MATCH(AI$2,$AS$2:$BA$2,0)+1,FALSE)","v":0},{"$f":"M3157*VLOOKUP($B3157,$AR$36:$AZ$47,MATCH(AJ$2,$AS$2:$BA$2,0)+1,FALSE)","v":7.60220680989388E-2},{"$f":"N3157*VLOOKUP($B3157,$AR$36:$AZ$47,MATCH(AK$2,$AS$2:$BA$2,0)+1,FALSE)","v":6.3678603482792653E-2},{"$f":"O3157*VLOOKUP($B3157,$AR$36:$AZ$47,MATCH(AL$2,$AS$2:$BA$2,0)+1,FALSE)","v":5.6749383657872479E-2},{"$f":"P3157*VLOOKUP($B3157,$AR$36:$AZ$47,MATCH(AM$2,$AS$2:$BA$2,0)+1,FALSE)","v":0},{"$f":"Q3157*VLOOKUP($B3157,$AR$36:$AZ$47,MATCH(AN$2,$AS$2:$BA$2,0)+1,FALSE)","v":1.3580231107811988E-3},{"$f":"R3157*VLOOKUP($B3157,$AR$36:$BA$47,MATCH(AO$2,$AS$2:$BA$2,0)+1,FALSE)","v":0},0.7106008573429683]
[2006,5,12,20,null,2013,5,12,20,0.37939926782456967,0.29303977519355306,5.0535216053648694E-3,8.4322918777798225E-2,7.8086099999999964E-2,6.3899999999999998E-2,1.3293123533091217E-5,2.1292326246141989E-3,0,0.90594410914943291,null,null,0.35922091443717247,7.3886034699473607E-2,0.25939741948787715,6.1552441665340796E-2,5.8905367117202082E-2,2.8262494235488005E-3,6.6529261721045433E-6,1.5563355200841013E-3,0,0.81735141527687094,null,{"$f":"J3166*VLOOKUP($B3166,$AR$36:$AZ$47,MATCH(AG$2,$AS$2:$BA$2,0)+1,FALSE)","v":0.32387298936774506},{"$f":"K3166*VLOOKUP($B3166,$AR$36:$AZ$47,MATCH(AH$2,$AS$2:$BA$2,0)+1,FALSE)","v":0.26086691820025992},{"$f":"L3166*VLOOKUP($B3166,$AR$36:$AZ$47,MATCH(AI$2,$AS$2:$BA$2,0)+1,FALSE)","v":1.8599060820777571E-3},{"$f":"M3166*VLOOKUP($B3166,$AR$36:$AZ$47,MATCH(AJ$2,$AS$2:$BA$2,0)+1,FALSE)","v":7.2370738937790877E-2},{"$f":"N3166*VLOOKUP($B3166,$AR$36:$AZ$47,MATCH(AK$2,$AS$2:$BA$2,0)+1,FALSE)","v":5.972467677150476E-2},{"$f":"O3166*VLOOKUP($B3166,$AR$36:$AZ$47,MATCH(AL$2,$AS$2:$BA$2,0)+1,FALSE)","v":5.7049361521270714E-2},{"$f":"P3166*VLOOKUP($B3166,$AR$36:$AZ$47,MATCH(AM$2,$AS$2:$BA$2,0)+1,FALSE)","v":6.6529261721045433E-6},{"$f":"Q3166*VLOOKUP($B3166,$AR$36:$AZ$47,MATCH(AN$2,$AS$2:$BA$2,0)+1,FALSE)","v":1.5487009877234962E-3},{"$f":"R3166*VLOOKUP($B3166,$AR$36:$BA$47,MATCH(AO$2,$AS$2:$BA$2,0)+1,FALSE)","v":0},0.77729994479454467]
[2006,5,13,4,null,2013,5,13,4,0.15318915595929178,0.24907401299173504,1.0455561942134213E-2,7.8172381784197484E-2,7.9314999999999983E-2,6.2420000000000003E-2,2.7503014206395619E-5,2.4094657950533742E-3,0,0.63506308148661839,null,null,0.14504178935579851,6.8496766914198232E-2,0.22047913526029581,6.2521138982309349E-2,5.7541048755176127E-2,5.8474126004457944E-3,1.3764674838836986E-5,1.761168393683009E-3,0,0.56170222493674571,null,{"$f":"J3174*VLOOKUP($B3174,$AR$36:$AZ$47,MATCH(AG$2,$AS$2:$BA$2,0)+1,FALSE)","v":0.13076944023571094},{"$f":"K3174*VLOOKUP($B3174,$AR$36:$AZ$47,MATCH(AH$2,$AS$2:$BA$2,0)+1,FALSE)","v":0.22172816004246951},{"$f":"L3174*VLOOKUP($B3174,$AR$36:$AZ$47,MATCH(AI$2,$AS$2:$BA$2,0)+1,FALSE)","v":3.8480815491263943E-3},{"$f":"M3174*VLOOKUP($B3174,$AR$36:$AZ$47,MATCH(AJ$2,$AS$2:$BA$2,0)+1,FALSE)","v":6.709199724404033E-2},{"$f":"N3174*VLOOKUP($B3174,$AR$36:$AZ$47,MATCH(AK$2,$AS$2:$BA$2,0)+1,FALSE)","v":6.0664609170286404E-2},{"$f":"O3174*VLOOKUP($B3174,$AR$36:$AZ$47,MATCH(AL$2,$AS$2:$BA$2,0)+1,FALSE)","v":5.572803045630232E-2},{"$f":"P3174*VLOOKUP($B3174,$AR$36:$AZ$47,MATCH(AM$2,$AS$2:$BA$2,0)+1,FALSE)","v":1.3764674838836986E-5},{"$f":"Q3174*VLOOKUP($B3174,$AR$36:$AZ$47,MATCH(AN$2,$AS$2:$BA$2,0)+1,FALSE)","v":1.752529063075608E-3},{"$f":"R3174*VLOOKUP($B3174,$AR$36:$BA$47,MATCH(AO$2,$AS$2:$BA$2,0)+1,FALSE)","v":0},0.54159661243585044]
[2006,5,13,13,null,2013,5,13,13,0.2564933900321742,0.39802929147011235,0,8.9480963018439386E-2,0.11458810000000001,7.9465999999999995E-2,0,1.8670790135581973E-3,0,0.93992482353428408,null,null,0.2428517868333144,7.840565334253434E-2,0.35233364146467833,9.0325644907252908E-2,7.3254677673483259E-2,0,0,1.3647176705883499E-3,0,0.83853612189185156,null,{"$f":"J3183*VLOOKUP($B3183,$AR$36:$AZ$47,MATCH(AG$2,$AS$2:$BA$2,0)+1,FALSE)","v":0.21895477410672956},{"$f":"K3183*VLOOKUP($B3183,$AR$36:$AZ$47,MATCH(AH$2,$AS$2:$BA$2,0)+1,FALSE)","v":0.354329628292472},{"$f":"L3183*VLOOKUP($B3183,$AR$36:$AZ$47,MATCH(AI$2,$AS$2:$BA$2,0)+1,FALSE)","v":0},{"$f":"M3183*VLOOKUP($B3183,$AR$36:$AZ$47,MATCH(AJ$2,$AS$2:$BA$2,0)+1,FALSE)","v":7.6797666736064654E-2},{"$f":"N3183*VLOOKUP($B3183,$AR$36:$AZ$47,MATCH(AK$2,$AS$2:$BA$2,0)+1,FALSE)","v":8.7643476039408655E-2},{"$f":"O3183*VLOOKUP($B3183,$AR$36:$AZ$47,MATCH(AL$2,$AS$2:$BA$2,0)+1,FALSE)","v":7.094655027620185E-2},{"$f":"P3183*VLOOKUP($B3183,$AR$36:$AZ$47,MATCH(AM$2,$AS$2:$BA$2,0)+1,FALSE)","v":0},{"$f":"Q3183*VLOOKUP($B3183,$AR$36:$AZ$47,MATCH(AN$2,$AS$2:$BA$2,0)+1,FALSE)","v":1.3580231107811988E-3},{"$f":"R3183*VLOOKUP($B3183,$AR$36:$BA$47,MATCH(AO$2,$AS$2:$BA$2,0)+1,FALSE)","v":0},0.81003011856165796]
[2006,5,13,21,null,2013,5,13,21,0.3186615969771332,0.30671242991779502,1.0455561942134213E-2,7.5015336499382343E-2,8.5758799999999996E-2,6.5785999999999997E-2,2.7503014206395619E-5,2.4094657950533742E-3,0,0.86482669414570457,null,null,0.30171357714655689,6.5730477975880816E-2,0.2715003886178341,6.7600552906210337E-2,6.0643951192054089E-2,5.8474126004457944E-3,1.3764674838836986E-5,1.761168393683009E-3,0,0.77481129350750388,null,{"$f":"J3191*VLOOKUP($B3191,$AR$36:$AZ$47,MATCH(AG$2,$AS$2:$BA$2,0)+1,FALSE)","v":0.27202446805301972},{"$f":"K3191*VLOOKUP($B3191,$AR$36:$AZ$47,MATCH(AH$2,$AS$2:$BA$2,0)+1,FALSE)","v":0.27303845122567733},{"$f":"L3191*VLOOKUP($B3191,$AR$36:$AZ$47,MATCH(AI$2,$AS$2:$BA$2,0)+1,FALSE)","v":3.8480815491263943E-3},{"$f":"M3191*VLOOKUP($B3191,$AR$36:$AZ$47,MATCH(AJ$2,$AS$2:$BA$2,0)+1,FALSE)","v":6.4382440892887347E-2},{"$f":"N3191*VLOOKUP($B3191,$AR$36:$AZ$47,MATCH(AK$2,$AS$2:$BA$2,0)+1,FALSE)","v":6.5593192774541495E-2},{"$f":"O3191*VLOOKUP($B3191,$AR$36:$AZ$47,MATCH(AL$2,$AS$2:$BA$2,0)+1,FALSE)","v":5.8733165837845311E-2},{"$f":"P3191*VLOOKUP($B3191,$AR$36:$AZ$47,MATCH(AM$2,$AS$2:$BA$2,0)+1,FALSE)","v":1.3764674838836986E-5},{"$f":"Q3191*VLOOKUP($B3191,$AR$36:$AZ$47,MATCH(AN$2,$AS$2:$BA$2,0)+1,FALSE)","v":1.752529063075608E-3},{"$f":"R3191*VLOOKUP($B3191,$AR$36:$BA$47,MATCH(AO$2,$AS$2:$BA$2,0)+1,FALSE)","v":0},0.73938609407101208]
[2006,5,14,3,null,2013,5,14,3,0.15104103612528402,0.25303149812295578,1.0455561942134213E-2,7.6174197773596922E-2,7.8813999999999995E-2,6.1233999999999997E-2,2.7503014206395619E-5,2.4094657950533742E-3,0,0.63318726277323067,null,null,0.14300791729400608,6.6745903741017382E-2,0.22398228233315393,6.2126218845763477E-2,5.6447750392093148E-2,5.8474126004457944E-3,1.3764674838836986E-5,1.761168393683009E-3,0,0.55993241827500151,null,{"$f":"J3197*VLOOKUP($B3197,$AR$36:$AZ$47,MATCH(AG$2,$AS$2:$BA$2,0)+1,FALSE)","v":0.12893570450883565},{"$f":"K3197*VLOOKUP($B3197,$AR$36:$AZ$47,MATCH(AH$2,$AS$2:$BA$2,0)+1,FALSE)","v":0.22525115261002462},{"$f":"L3197*VLOOKUP($B3197,$AR$36:$AZ$47,MATCH(AI$2,$AS$2:$BA$2,0)+1,FALSE)","v":3.8480815491263943E-3},{"$f":"M3197*VLOOKUP($B3197,$AR$36:$AZ$47,MATCH(AJ$2,$AS$2:$BA$2,0)+1,FALSE)","v":6.5377041743485284E-2},{"$f":"N3197*VLOOKUP($B3197,$AR$36:$AZ$47,MATCH(AK$2,$AS$2:$BA$2,0)+1,FALSE)","v":6.0281415963524598E-2},{"$f":"O3197*VLOOKUP($B3197,$AR$36:$AZ$47,MATCH(AL$2,$AS$2:$BA$2,0)+1,FALSE)","v":5.4669180021807366E-2},{"$f":"P3197*VLOOKUP($B3197,$AR$36:$AZ$47,MATCH(AM$2,$AS$2:$BA$2,0)+1,FALSE)","v":1.3764674838836986E-5},{"$f":"Q3197*VLOOKUP($B3197,$AR$36:$AZ$47,MATCH(AN$2,$AS$2:$BA$2,0)+1,FALSE)","v":1.752529063075608E-3},{"$f":"R3197*VLOOKUP($B3197,$AR$36:$BA$47,MATCH(AO$2,$AS$2:$BA$2,0)+1,FALSE)","v":0},0.54012887013471844]
[2006,5,14,14,null,2013,5,14,14,0.22284553964582368,0.41002938880320083,0,9.3361396353842094E-2,0.11781050000000003,8.0839999999999995E-2,0,1.8670790135581973E-3,0,0.92675390381642486,null,null,0.21099349766492595,8.1805794564211873E-2,0.36295607072279013,9.2865746001076208E-2,7.4521281342012774E-2,0,0,1.3647176705883499E-3,0,0.82450710796560522,null,{"$f":"J3208*VLOOKUP($B3208,$AR$36:$AZ$47,MATCH(AG$2,$AS$2:$BA$2,0)+1,FALSE)","v":0.19023139265976027},{"$f":"K3208*VLOOKUP($B3208,$AR$36:$AZ$47,MATCH(AH$2,$AS$2:$BA$2,0)+1,FALSE)","v":0.36501223411728978},{"$f":"L3208*VLOOKUP($B3208,$AR$36:$AZ$47,MATCH(AI$2,$AS$2:$BA$2,0)+1,FALSE)","v":0},{"$f":"M3208*VLOOKUP($B3208,$AR$36:$AZ$47,MATCH(AJ$2,$AS$2:$BA$2,0)+1,FALSE)","v":8.0128075976545921E-2},{"$f":"N3208*VLOOKUP($B3208,$AR$36:$AZ$47,MATCH(AK$2,$AS$2:$BA$2,0)+1,FALSE)","v":9.0108150269886264E-2},{"$f":"O3208*VLOOKUP($B3208,$AR$36:$AZ$47,MATCH(AL$2,$AS$2:$BA$2,0)+1,FALSE)","v":7.2173245467598193E-2},{"$f":"P3208*VLOOKUP($B3208,$AR$36:$AZ$47,MATCH(AM$2,$AS$2:$BA$2,0)+1,FALSE)","v":0},{"$f":"Q3208*VLOOKUP($B3208,$AR$36:$AZ$47,MATCH(AN$2,$AS$2:$BA$2,0)+1,FALSE)","v":1.3580231107811988E-3},{"$f":"R3208*VLOOKUP($B3208,$AR$36:$BA$47,MATCH(AO$2,$AS$2:$BA$2,0)+1,FALSE)","v":0},0.79901112160186161]
[2006,5,14,17,null,2013,5,14,17,0.29229984231314854,0.37742632443999524,0,8.5194838187059432E-2,0.10789479999999994,7.707E-2,0,1.8670790135581973E-3,0,0.94175288395376133,null,null,0.27675387263562551,7.4650034198798107E-2,0.33409599274318225,8.5049559178824549E-2,7.1045956865770962E-2,0,0,1.3647176705883499E-3,0,0.84296013329278963,null,{"$f":"J3211*VLOOKUP($B3211,$AR$36:$AZ$47,MATCH(AG$2,$AS$2:$BA$2,0)+1,FALSE)","v":0.24952083925858667},{"$f":"K3211*VLOOKUP($B3211,$AR$36:$AZ$47,MATCH(AH$2,$AS$2:$BA$2,0)+1,FALSE)","v":0.33598866242400494},{"$f":"L3211*VLOOKUP($B3211,$AR$36:$AZ$47,MATCH(AI$2,$AS$2:$BA$2,0)+1,FALSE)","v":0},{"$f":"M3211*VLOOKUP($B3211,$AR$36:$AZ$47,MATCH(AJ$2,$AS$2:$BA$2,0)+1,FALSE)","v":7.311906991182554E-2},{"$f":"N3211*VLOOKUP($B3211,$AR$36:$AZ$47,MATCH(AK$2,$AS$2:$BA$2,0)+1,FALSE)","v":8.2524060688472733E-2},{"$f":"O3211*VLOOKUP($B3211,$AR$36:$AZ$47,MATCH(AL$2,$AS$2:$BA$2,0)+1,FALSE)","v":6.880742241696923E-2},{"$f":"P3211*VLOOKUP($B3211,$AR$36:$AZ$47,MATCH(AM$2,$AS$2:$BA$2,0)+1,FALSE)","v":0},{"$f":"Q3211*VLOOKUP($B3211,$AR$36:$AZ$47,MATCH(AN$2,$AS$2:$BA$2,0)+1,FALSE)","v":1.3580231107811988E-3},{"$f":"R3211*VLOOKUP($B3211,$AR$36:$BA$47,MATCH(AO$2,$AS$2:$BA$2,0)+1,FALSE)","v":0},0.81131807781064025]
[2006,5,14,23,null,2013,5,14,23,0.2400712171944008,0.26713831611247241,1.0455561942134213E-2,6.839004468138396E-2,8.2099800000000001E-2,6.3496999999999998E-2,2.7503014206395619E-5,2.4094657950533742E-3,0,0.73408890873965127,null,null,0.22730302740197575,5.9925217101921904E-2,0.23646957072685007,6.4716295861057843E-2,5.8533866914569341E-2,5.8474126004457944E-3,1.3764674838836986E-5,1.761168393683009E-3,0,0.65457032367534251,null,{"$f":"J3217*VLOOKUP($B3217,$AR$36:$AZ$47,MATCH(AG$2,$AS$2:$BA$2,0)+1,FALSE)","v":0.20493603801538116},{"$f":"K3217*VLOOKUP($B3217,$AR$36:$AZ$47,MATCH(AH$2,$AS$2:$BA$2,0)+1,FALSE)","v":0.23780918208607968},{"$f":"L3217*VLOOKUP($B3217,$AR$36:$AZ$47,MATCH(AI$2,$AS$2:$BA$2,0)+1,FALSE)","v":3.8480815491263943E-3},{"$f":"M3217*VLOOKUP($B3217,$AR$36:$AZ$47,MATCH(AJ$2,$AS$2:$BA$2,0)+1,FALSE)","v":5.8696237527340579E-2},{"$f":"N3217*VLOOKUP($B3217,$AR$36:$AZ$47,MATCH(AK$2,$AS$2:$BA$2,0)+1,FALSE)","v":6.279458210879002E-2},{"$f":"O3217*VLOOKUP($B3217,$AR$36:$AZ$47,MATCH(AL$2,$AS$2:$BA$2,0)+1,FALSE)","v":5.6689566643444864E-2},{"$f":"P3217*VLOOKUP($B3217,$AR$36:$AZ$47,MATCH(AM$2,$AS$2:$BA$2,0)+1,FALSE)","v":1.3764674838836986E-5},{"$f":"Q3217*VLOOKUP($B3217,$AR$36:$AZ$47,MATCH(AN$2,$AS$2:$BA$2,0)+1,FALSE)","v":1.752529063075608E-3},{"$f":"R3217*VLOOKUP($B3217,$AR$36:$BA$47,MATCH(AO$2,$AS$2:$BA$2,0)+1,FALSE)","v":0},0.62653998166807712]
[2006,5,15,7,null,2013,5,15,7,0.26225792803735454,0.34408408380399974,0,8.182714482438963E-2,0.10762599999999999,7.3023000000000005E-2,0,1.8670790135581973E-3,0,0.87068523567930223,null,null,0.24830973783412183,7.1699169685828679E-2,0.30458159943186996,8.4837673884007148E-2,6.7315283615014834E-2,0,0,1.3647176705883499E-3,0,0.77810818212143074,null,{"$f":"J3225*VLOOKUP($B3225,$AR$36:$AZ$47,MATCH(AG$2,$AS$2:$BA$2,0)+1,FALSE)","v":0.22387565380891447},{"$f":"K3225*VLOOKUP($B3225,$AR$36:$AZ$47,MATCH(AH$2,$AS$2:$BA$2,0)+1,FALSE)","v":0.30630706867155733},{"$f":"L3225*VLOOKUP($B3225,$AR$36:$AZ$47,MATCH(AI$2,$AS$2:$BA$2,0)+1,FALSE)","v":0},{"$f":"M3225*VLOOKUP($B3225,$AR$36:$AZ$47,MATCH(AJ$2,$AS$2:$BA$2,0)+1,FALSE)","v":7.0228723364233331E-2},{"$f":"N3225*VLOOKUP($B3225,$AR$36:$AZ$47,MATCH(AK$2,$AS$2:$BA$2,0)+1,FALSE)","v":8.2318467207479609E-2},{"$f":"O3225*VLOOKUP($B3225,$AR$36:$AZ$47,MATCH(AL$2,$AS$2:$BA$2,0)+1,FALSE)","v":6.5194296187288767E-2},{"$f":"P3225*VLOOKUP($B3225,$AR$36:$AZ$47,MATCH(AM$2,$AS$2:$BA$2,0)+1,FALSE)","v":0},{"$f":"Q3225*VLOOKUP($B3225,$AR$36:$AZ$47,MATCH(AN$2,$AS$2:$BA$2,0)+1,FALSE)","v":1.3580231107811988E-3},{"$f":"R3225*VLOOKUP($B3225,$AR$36:$BA$47,MATCH(AO$2,$AS$2:$BA$2,0)+1,FALSE)","v":0},0.74928223235025471]
[2006,5,15,16,null,2013,5,15,16,0.25540386643211949,0.39295329964895021,0,8.3023598469516471E-2,0.11217329999999996,7.7265E-2,0,1.8670790135581973E-3,0,0.92268614356414425,null,null,0.24182020955548605,7.2747534908729733E-2,0.34784039757353297,8.8422145614376613E-2,7.1225715028335204E-2,0,0,1.3647176705883499E-3,0,0.82342072035104885,null,{"$f":"J3234*VLOOKUP($B3234,$AR$36:$AZ$47,MATCH(AG$2,$AS$2:$BA$2,0)+1,FALSE)","v":0.21802470571898669},{"$f":"K3234*VLOOKUP($B3234,$AR$36:$AZ$47,MATCH(AH$2,$AS$2:$BA$2,0)+1,FALSE)","v":0.34981092996108787},{"$f":"L3234*VLOOKUP($B3234,$AR$36:$AZ$47,MATCH(AI$2,$AS$2:$BA$2,0)+1,FALSE)","v":0},{"$f":"M3234*VLOOKUP($B3234,$AR$36:$AZ$47,MATCH(AJ$2,$AS$2:$BA$2,0)+1,FALSE)","v":7.125558813193443E-2},{"$f":"N3234*VLOOKUP($B3234,$AR$36:$AZ$47,MATCH(AK$2,$AS$2:$BA$2,0)+1,FALSE)","v":8.5796500079950669E-2},{"$f":"O3234*VLOOKUP($B3234,$AR$36:$AZ$47,MATCH(AL$2,$AS$2:$BA$2,0)+1,FALSE)","v":6.8981516712691426E-2},{"$f":"P3234*VLOOKUP($B3234,$AR$36:$AZ$47,MATCH(AM$2,$AS$2:$BA$2,0)+1,FALSE)","v":0},{"$f":"Q3234*VLOOKUP($B3234,$AR$36:$AZ$47,MATCH(AN$2,$AS$2:$BA$2,0)+1,FALSE)","v":1.3580231107811988E-3},{"$f":"R3234*VLOOKUP($B3234,$AR$36:$BA$47,MATCH(AO$2,$AS$2:$BA$2,0)+1,FALSE)","v":0},0.79522726371543218]
[2006,5,15,24,null,2013,5,15,24,0.16051461787607285,0.27530674963099888,1.0455561942134213E-2,8.8562405602120226E-2,7.9772800000000019E-2,6.2876000000000001E-2,2.7503014206395619E-5,2.4094657950533742E-3,0,0.67992510386058602,null,null,0.15197764651627554,7.760078835304722E-2,0.24370022934500021,6.2882006125045325E-2,5.7961406304557095E-2,5.8474126004457944E-3,1.3764674838836986E-5,1.761168393683009E-3,0,0.60174442231289305,null,{"$f":"J3242*VLOOKUP($B3242,$AR$36:$AZ$47,MATCH(AG$2,$AS$2:$BA$2,0)+1,FALSE)","v":0.137022797716054},{"$f":"K3242*VLOOKUP($B3242,$AR$36:$AZ$47,MATCH(AH$2,$AS$2:$BA$2,0)+1,FALSE)","v":0.24508080272902572},{"$f":"L3242*VLOOKUP($B3242,$AR$36:$AZ$47,MATCH(AI$2,$AS$2:$BA$2,0)+1,FALSE)","v":3.8480815491263943E-3},{"$f":"M3242*VLOOKUP($B3242,$AR$36:$AZ$47,MATCH(AJ$2,$AS$2:$BA$2,0)+1,FALSE)","v":7.6009308363995248E-2},{"$f":"N3242*VLOOKUP($B3242,$AR$36:$AZ$47,MATCH(AK$2,$AS$2:$BA$2,0)+1,FALSE)","v":6.1014760567602917E-2},{"$f":"O3242*VLOOKUP($B3242,$AR$36:$AZ$47,MATCH(AL$2,$AS$2:$BA$2,0)+1,FALSE)","v":5.6135143270914206E-2},{"$f":"P3242*VLOOKUP($B3242,$AR$36:$AZ$47,MATCH(AM$2,$AS$2:$BA$2,0)+1,FALSE)","v":1.3764674838836986E-5},{"$f":"Q3242*VLOOKUP($B3242,$AR$36:$AZ$47,MATCH(AN$2,$AS$2:$BA$2,0)+1,FALSE)","v":1.752529063075608E-3},{"$f":"R3242*VLOOKUP($B3242,$AR$36:$BA$47,MATCH(AO$2,$AS$2:$BA$2,0)+1,FALSE)","v":0},0.58087718793463294]
[2006,5,16,9,null,2013,5,16,9,0.21903433394840249,0.39740612850879425,0,9.2298418529416379E-2,0.11840529999999999,8.1109000000000001E-2,0,1.8670790135581973E-3,0,0.91012026000017132,null,null,0.20738499097595456,8.087438448544966E-2,0.35178202056618568,9.3334605276959401E-2,7.4769255422678316E-2,0,0,1.3647176705883499E-3,0,0.80950997439781591,null,{"$f":"J3251*VLOOKUP($B3251,$AR$36:$AZ$47,MATCH(AG$2,$AS$2:$BA$2,0)+1,FALSE)","v":0.1869779689265075},{"$f":"K3251*VLOOKUP($B3251,$AR$36:$AZ$47,MATCH(AH$2,$AS$2:$BA$2,0)+1,FALSE)","v":0.35377488243536703},{"$f":"L3251*VLOOKUP($B3251,$AR$36:$AZ$47,MATCH(AI$2,$AS$2:$BA$2,0)+1,FALSE)","v":0},{"$f":"M3251*VLOOKUP($B3251,$AR$36:$AZ$47,MATCH(AJ$2,$AS$2:$BA$2,0)+1,FALSE)","v":7.9215767772048265E-2},{"$f":"N3251*VLOOKUP($B3251,$AR$36:$AZ$47,MATCH(AK$2,$AS$2:$BA$2,0)+1,FALSE)","v":9.056308703511963E-2},{"$f":"O3251*VLOOKUP($B3251,$AR$36:$AZ$47,MATCH(AL$2,$AS$2:$BA$2,0)+1,FALSE)","v":7.2413406316568799E-2},{"$f":"P3251*VLOOKUP($B3251,$AR$36:$AZ$47,MATCH(AM$2,$AS$2:$BA$2,0)+1,FALSE)","v":0},{"$f":"Q3251*VLOOKUP($B3251,$AR$36:$AZ$47,MATCH(AN$2,$AS$2:$BA$2,0)+1,FALSE)","v":1.3580231107811988E-3},{"$f":"R3251*VLOOKUP($B3251,$AR$36:$BA$47,MATCH(AO$2,$AS$2:$BA$2,0)+1,FALSE)","v":0},0.78430313559639242]
[2006,5,16,18,null,2013,5,16,18,0.29815504040211499,0.35162834744537308,0,7.2768112122195555E-2,9.3980299999999975E-2,7.0175000000000001E-2,0,1.8670790135581973E-3,0,0.88857387898324192,null,null,0.2822976619628676,6.3761398860535445E-2,0.31125974583440486,7.4081263290665417E-2,6.468989260484595E-2,0,0,1.3647176705883499E-3,0,0.79745468022390764,null,{"$f":"J3260*VLOOKUP($B3260,$AR$36:$AZ$47,MATCH(AG$2,$AS$2:$BA$2,0)+1,FALSE)","v":0.25451911065559613},{"$f":"K3260*VLOOKUP($B3260,$AR$36:$AZ$47,MATCH(AH$2,$AS$2:$BA$2,0)+1,FALSE)","v":0.31302304709092188},{"$f":"L3260*VLOOKUP($B3260,$AR$36:$AZ$47,MATCH(AI$2,$AS$2:$BA$2,0)+1,FALSE)","v":0},{"$f":"M3260*VLOOKUP($B3260,$AR$36:$AZ$47,MATCH(AJ$2,$AS$2:$BA$2,0)+1,FALSE)","v":6.2453744743687568E-2},{"$f":"N3260*VLOOKUP($B3260,$AR$36:$AZ$47,MATCH(AK$2,$AS$2:$BA$2,0)+1,FALSE)","v":7.1881462134605903E-2},{"$f":"O3260*VLOOKUP($B3260,$AR$36:$AZ$47,MATCH(AL$2,$AS$2:$BA$2,0)+1,FALSE)","v":6.2651626678484701E-2},{"$f":"P3260*VLOOKUP($B3260,$AR$36:$AZ$47,MATCH(AM$2,$AS$2:$BA$2,0)+1,FALSE)","v":0},{"$f":"Q3260*VLOOKUP($B3260,$AR$36:$AZ$47,MATCH(AN$2,$AS$2:$BA$2,0)+1,FALSE)","v":1.3580231107811988E-3},{"$f":"R3260*VLOOKUP($B3260,$AR$36:$BA$47,MATCH(AO$2,$AS$2:$BA$2,0)+1,FALSE)","v":0},0.76588701441407736]
[2006,5,16,23,null,2013,5,16,23,0.23294081678063661,0.26558831521991699,1.0455561942134213E-2,6.6205024199069998E-2,7.8911599999999985E-2,6.3588000000000006E-2,2.7503014206395619E-5,2.4094657950533742E-3,0,0.72012628695101766,null,null,0.22055185739676655,5.8010642730976184E-2,0.23509751728643496,6.2203153387334086E-2,5.8617754057099319E-2,5.8474126004457944E-3,1.3764674838836986E-5,1.761168393683009E-3,0,0.64210327052757865,null,{"$f":"J3265*VLOOKUP($B3265,$AR$36:$AZ$47,MATCH(AG$2,$AS$2:$BA$2,0)+1,FALSE)","v":0.19884919417238611},{"$f":"K3265*VLOOKUP($B3265,$AR$36:$AZ$47,MATCH(AH$2,$AS$2:$BA$2,0)+1,FALSE)","v":0.23642935589770128},{"$f":"L3265*VLOOKUP($B3265,$AR$36:$AZ$47,MATCH(AI$2,$AS$2:$BA$2,0)+1,FALSE)","v":3.8480815491263943E-3},{"$f":"M3265*VLOOKUP($B3265,$AR$36:$AZ$47,MATCH(AJ$2,$AS$2:$BA$2,0)+1,FALSE)","v":5.6820928309025132E-2},{"$f":"N3265*VLOOKUP($B3265,$AR$36:$AZ$47,MATCH(AK$2,$AS$2:$BA$2,0)+1,FALSE)","v":6.035606597745663E-2},{"$f":"O3265*VLOOKUP($B3265,$AR$36:$AZ$47,MATCH(AL$2,$AS$2:$BA$2,0)+1,FALSE)","v":5.6770810648115219E-2},{"$f":"P3265*VLOOKUP($B3265,$AR$36:$AZ$47,MATCH(AM$2,$AS$2:$BA$2,0)+1,FALSE)","v":1.3764674838836986E-5},{"$f":"Q3265*VLOOKUP($B3265,$AR$36:$AZ$47,MATCH(AN$2,$AS$2:$BA$2,0)+1,FALSE)","v":1.752529063075608E-3},{"$f":"R3265*VLOOKUP($B3265,$AR$36:$BA$47,MATCH(AO$2,$AS$2:$BA$2,0)+1,FALSE)","v":0},0.61484073029172526]
[2006,5,17,11,null,2013,5,17,11,0.25839914726659141,0.39016054014912899,0,8.0331488518683949E-2,0.11784510000000001,8.3521999999999999E-2,0,1.8670790135581973E-3,0,0.93212535494796267,null,null,0.24465618635250155,7.038863495454098E-2,0.34536826010678334,9.2893019926673967E-2,7.6993647454819292E-2,0,0,1.3647176705883499E-3,0,0.83166446646590741,null,{"$f":"J3277*VLOOKUP($B3277,$AR$36:$AZ$47,MATCH(AG$2,$AS$2:$BA$2,0)+1,FALSE)","v":0.22058161776422788},{"$f":"K3277*VLOOKUP($B3277,$AR$36:$AZ$47,MATCH(AH$2,$AS$2:$BA$2,0)+1,FALSE)","v":0.34732478771807096},{"$f":"L3277*VLOOKUP($B3277,$AR$36:$AZ$47,MATCH(AI$2,$AS$2:$BA$2,0)+1,FALSE)","v":0},{"$f":"M3277*VLOOKUP($B3277,$AR$36:$AZ$47,MATCH(AJ$2,$AS$2:$BA$2,0)+1,FALSE)","v":6.894506580576909E-2},{"$f":"N3277*VLOOKUP($B3277,$AR$36:$AZ$47,MATCH(AK$2,$AS$2:$BA$2,0)+1,FALSE)","v":9.013461431171052E-2},{"$f":"O3277*VLOOKUP($B3277,$AR$36:$AZ$47,MATCH(AL$2,$AS$2:$BA$2,0)+1,FALSE)","v":7.4567711627223365E-2},{"$f":"P3277*VLOOKUP($B3277,$AR$36:$AZ$47,MATCH(AM$2,$AS$2:$BA$2,0)+1,FALSE)","v":0},{"$f":"Q3277*VLOOKUP($B3277,$AR$36:$AZ$47,MATCH(AN$2,$AS$2:$BA$2,0)+1,FALSE)","v":1.3580231107811988E-3},{"$f":"R3277*VLOOKUP($B3277,$AR$36:$BA$47,MATCH(AO$2,$AS$2:$BA$2,0)+1,FALSE)","v":0},0.80291182033778308]
[2006,5,17,13,null,2013,5,17,13,0.25039154551437792,0.39240756397970944,0,8.0160305583761957E-2,0.11894260000000002,8.4681000000000006E-2,0,1.8670790135581973E-3,0,0.92845009409140755,null,null,0.23707446896972342,7.0238639811430081E-2,0.34735731494684846,9.3758139387470615E-2,7.8062056226162607E-2,0,0,1.3647176705883499E-3,0,0.82785533701222336,null,{"$f":"J3279*VLOOKUP($B3279,$AR$36:$AZ$47,MATCH(AG$2,$AS$2:$BA$2,0)+1,FALSE)","v":0.21374595376301281},{"$f":"K3279*VLOOKUP($B3279,$AR$36:$AZ$47,MATCH(AH$2,$AS$2:$BA$2,0)+1,FALSE)","v":0.34932511064835886},{"$f":"L3279*VLOOKUP($B3279,$AR$36:$AZ$47,MATCH(AI$2,$AS$2:$BA$2,0)+1,FALSE)","v":0},{"$f":"M3279*VLOOKUP($B3279,$AR$36:$AZ$47,MATCH(AJ$2,$AS$2:$BA$2,0)+1,FALSE)","v":6.8798146846209704E-2},{"$f":"N3279*VLOOKUP($B3279,$AR$36:$AZ$47,MATCH(AK$2,$AS$2:$BA$2,0)+1,FALSE)","v":9.0974044540095958E-2},{"$f":"O3279*VLOOKUP($B3279,$AR$36:$AZ$47,MATCH(AL$2,$AS$2:$BA$2,0)+1,FALSE)","v":7.5602456697695247E-2},{"$f":"P3279*VLOOKUP($B3279,$AR$36:$AZ$47,MATCH(AM$2,$AS$2:$BA$2,0)+1,FALSE)","v":0},{"$f":"Q3279*VLOOKUP($B3279,$AR$36:$AZ$47,MATCH(AN$2,$AS$2:$BA$2,0)+1,FALSE)","v":1.3580231107811988E-3},{"$f":"R3279*VLOOKUP($B3279,$AR$36:$BA$47,MATCH(AO$2,$AS$2:$BA$2,0)+1,FALSE)","v":0},0.7998037356061537]
[2006,5,17,20,null,2013,5,17,20,0.34418289936268937,0.31329485705313248,4.3564841425559218E-3,6.5474433558252179E-2,8.8152000000000036E-2,7.0681999999999995E-2,1.1459589252664842E-5,2.0930735058478549E-3,0,0.88824720721173056,null,null,0.32587752884086052,5.7370479342172938E-2,0.27732712190598835,6.9487025702181654E-2,6.5157263827512954E-2,2.4364219168524141E-3,5.7352811828487445E-6,1.5299054718777916E-3,0,0.79919148228862957,null,{"$f":"J3286*VLOOKUP($B3286,$AR$36:$AZ$47,MATCH(AG$2,$AS$2:$BA$2,0)+1,FALSE)","v":0.29381064740851126},{"$f":"K3286*VLOOKUP($B3286,$AR$36:$AZ$47,MATCH(AH$2,$AS$2:$BA$2,0)+1,FALSE)","v":0.27889819323489462},{"$f":"L3286*VLOOKUP($B3286,$AR$36:$AZ$47,MATCH(AI$2,$AS$2:$BA$2,0)+1,FALSE)","v":1.6033673121359975E-3},{"$f":"M3286*VLOOKUP($B3286,$AR$36:$AZ$47,MATCH(AJ$2,$AS$2:$BA$2,0)+1,FALSE)","v":5.6193893745903001E-2},{"$f":"N3286*VLOOKUP($B3286,$AR$36:$AZ$47,MATCH(AK$2,$AS$2:$BA$2,0)+1,FALSE)","v":6.7423647829276817E-2},{"$f":"O3286*VLOOKUP($B3286,$AR$36:$AZ$47,MATCH(AL$2,$AS$2:$BA$2,0)+1,FALSE)","v":6.3104271847362392E-2},{"$f":"P3286*VLOOKUP($B3286,$AR$36:$AZ$47,MATCH(AM$2,$AS$2:$BA$2,0)+1,FALSE)","v":5.7352811828487445E-6},{"$f":"Q3286*VLOOKUP($B3286,$AR$36:$AZ$47,MATCH(AN$2,$AS$2:$BA$2,0)+1,FALSE)","v":1.5224005909038696E-3},{"$f":"R3286*VLOOKUP($B3286,$AR$36:$BA$47,MATCH(AO$2,$AS$2:$BA$2,0)+1,FALSE)","v":0},0.76256215725017074]
[2006,5,18,3,null,2013,5,18,3,0.14816108925195912,0.24203620289727362,1.0455561942134213E-2,7.3956676229115587E-2,7.4743000000000004E-2,6.1251E-2,2.7503014206395619E-5,2.4094657950533742E-3,0,0.61304049912974223,null,null,0.14028114042040229,6.480285105549391E-2,0.21424929913602489,5.8917197137423556E-2,5.6463421616521826E-2,5.8474126004457944E-3,1.3764674838836986E-5,1.761168393683009E-3,0,0.54233625503483407,null,{"$f":"J3293*VLOOKUP($B3293,$AR$36:$AZ$47,MATCH(AG$2,$AS$2:$BA$2,0)+1,FALSE)","v":0.12647724693607271},{"$f":"K3293*VLOOKUP($B3293,$AR$36:$AZ$47,MATCH(AH$2,$AS$2:$BA$2,0)+1,FALSE)","v":0.21546303160040667},{"$f":"L3293*VLOOKUP($B3293,$AR$36:$AZ$47,MATCH(AI$2,$AS$2:$BA$2,0)+1,FALSE)","v":3.8480815491263943E-3},{"$f":"M3293*VLOOKUP($B3293,$AR$36:$AZ$47,MATCH(AJ$2,$AS$2:$BA$2,0)+1,FALSE)","v":6.347383825965569E-2},{"$f":"N3293*VLOOKUP($B3293,$AR$36:$AZ$47,MATCH(AK$2,$AS$2:$BA$2,0)+1,FALSE)","v":5.7167684337322291E-2},{"$f":"O3293*VLOOKUP($B3293,$AR$36:$AZ$47,MATCH(AL$2,$AS$2:$BA$2,0)+1,FALSE)","v":5.4684357473229306E-2},{"$f":"P3293*VLOOKUP($B3293,$AR$36:$AZ$47,MATCH(AM$2,$AS$2:$BA$2,0)+1,FALSE)","v":1.3764674838836986E-5},{"$f":"Q3293*VLOOKUP($B3293,$AR$36:$AZ$47,MATCH(AN$2,$AS$2:$BA$2,0)+1,FALSE)","v":1.752529063075608E-3},{"$f":"R3293*VLOOKUP($B3293,$AR$36:$BA$47,MATCH(AO$2,$AS$2:$BA$2,0)+1,FALSE)","v":0},0.52288053389372757]
[2006,5,18,13,null,2013,5,18,13,0.25856104907450062,0.31590678813269835,0,7.9802280451915453E-2,9.0097699999999947E-2,7.1363999999999997E-2,0,1.8670790135581973E-3,0,0.81759889667267249,null,null,0.24480947741133688,6.9924928453968638E-2,0.27963919091256628,7.1020750471996616E-2,6.5785956478122215E-2,0,0,1.3647176705883499E-3,0,0.73254502139857902,null,{"$f":"J3303*VLOOKUP($B3303,$AR$36:$AZ$47,MATCH(AG$2,$AS$2:$BA$2,0)+1,FALSE)","v":0.22071982473234425},{"$f":"K3303*VLOOKUP($B3303,$AR$36:$AZ$47,MATCH(AH$2,$AS$2:$BA$2,0)+1,FALSE)","v":0.28122336022230365},{"$f":"L3303*VLOOKUP($B3303,$AR$36:$AZ$47,MATCH(AI$2,$AS$2:$BA$2,0)+1,FALSE)","v":0},{"$f":"M3303*VLOOKUP($B3303,$AR$36:$AZ$47,MATCH(AJ$2,$AS$2:$BA$2,0)+1,FALSE)","v":6.8490869255187159E-2},{"$f":"N3303*VLOOKUP($B3303,$AR$36:$AZ$47,MATCH(AK$2,$AS$2:$BA$2,0)+1,FALSE)","v":6.8911829510706818E-2},{"$f":"O3303*VLOOKUP($B3303,$AR$36:$AZ$47,MATCH(AL$2,$AS$2:$BA$2,0)+1,FALSE)","v":6.3713155486759987E-2},{"$f":"P3303*VLOOKUP($B3303,$AR$36:$AZ$47,MATCH(AM$2,$AS$2:$BA$2,0)+1,FALSE)","v":0},{"$f":"Q3303*VLOOKUP($B3303,$AR$36:$AZ$47,MATCH(AN$2,$AS$2:$BA$2,0)+1,FALSE)","v":1.3580231107811988E-3},{"$f":"R3303*VLOOKUP($B3303,$AR$36:$BA$47,MATCH(AO$2,$AS$2:$BA$2,0)+1,FALSE)","v":0},0.70441706231808288]
[2006,5,18,24,null,2013,5,18,24,0.17540224598916149,0.26289473329077762,1.0455561942134213E-2,9.4569538017285668E-2,7.6599400000000026E-2,6.2973000000000001E-2,2.7503014206395619E-5,2.4094657950533742E-3,0,0.68533144804861879,null,null,0.16607347599757302,8.2864401146632197E-2,0.23271317133498029,6.0380529954756477E-2,5.8050824467473665E-2,5.8474126004457944E-3,1.3764674838836986E-5,1.761168393683009E-3,0,0.60770474857038326,null,{"$f":"J3314*VLOOKUP($B3314,$AR$36:$AZ$47,MATCH(AG$2,$AS$2:$BA$2,0)+1,FALSE)","v":0.14973157453902564},{"$f":"K3314*VLOOKUP($B3314,$AR$36:$AZ$47,MATCH(AH$2,$AS$2:$BA$2,0)+1,FALSE)","v":0.23403150251308691},{"$f":"L3314*VLOOKUP($B3314,$AR$36:$AZ$47,MATCH(AI$2,$AS$2:$BA$2,0)+1,FALSE)","v":3.8480815491263943E-3},{"$f":"M3314*VLOOKUP($B3314,$AR$36:$AZ$47,MATCH(AJ$2,$AS$2:$BA$2,0)+1,FALSE)","v":8.1164972068287516E-2},{"$f":"N3314*VLOOKUP($B3314,$AR$36:$AZ$47,MATCH(AK$2,$AS$2:$BA$2,0)+1,FALSE)","v":5.8587564315431363E-2},{"$f":"O3314*VLOOKUP($B3314,$AR$36:$AZ$47,MATCH(AL$2,$AS$2:$BA$2,0)+1,FALSE)","v":5.622174402314524E-2},{"$f":"P3314*VLOOKUP($B3314,$AR$36:$AZ$47,MATCH(AM$2,$AS$2:$BA$2,0)+1,FALSE)","v":1.3764674838836986E-5},{"$f":"Q3314*VLOOKUP($B3314,$AR$36:$AZ$47,MATCH(AN$2,$AS$2:$BA$2,0)+1,FALSE)","v":1.752529063075608E-3},{"$f":"R3314*VLOOKUP($B3314,$AR$36:$BA$47,MATCH(AO$2,$AS$2:$BA$2,0)+1,FALSE)","v":0},0.58535173274601759]
[2006,5,19,6,null,2013,5,19,6,0.1655341582946904,0.24808597043487987,0,6.9691744312097834E-2,7.5044699999999978E-2,6.1110999999999999E-2,0,1.8670790135581973E-3,0,0.62133465205522631,null,null,0.15673022263369674,6.1065801719689429E-2,0.21960452467399177,5.9155016309471231E-2,5.6334364474168022E-2,0,0,1.3647176705883499E-3,0,0.55425464748160547,null,{"$f":"J3320*VLOOKUP($B3320,$AR$36:$AZ$47,MATCH(AG$2,$AS$2:$BA$2,0)+1,FALSE)","v":0.14130771257619967},{"$f":"K3320*VLOOKUP($B3320,$AR$36:$AZ$47,MATCH(AH$2,$AS$2:$BA$2,0)+1,FALSE)","v":0.22084859474561769},{"$f":"L3320*VLOOKUP($B3320,$AR$36:$AZ$47,MATCH(AI$2,$AS$2:$BA$2,0)+1,FALSE)","v":0},{"$f":"M3320*VLOOKUP($B3320,$AR$36:$AZ$47,MATCH(AJ$2,$AS$2:$BA$2,0)+1,FALSE)","v":5.9813430403432247E-2},{"$f":"N3320*VLOOKUP($B3320,$AR$36:$AZ$47,MATCH(AK$2,$AS$2:$BA$2,0)+1,FALSE)","v":5.7398441603749503E-2},{"$f":"O3320*VLOOKUP($B3320,$AR$36:$AZ$47,MATCH(AL$2,$AS$2:$BA$2,0)+1,FALSE)","v":5.4559366696813376E-2},{"$f":"P3320*VLOOKUP($B3320,$AR$36:$AZ$47,MATCH(AM$2,$AS$2:$BA$2,0)+1,FALSE)","v":0},{"$f":"Q3320*VLOOKUP($B3320,$AR$36:$AZ$47,MATCH(AN$2,$AS$2:$BA$2,0)+1,FALSE)","v":1.3580231107811988E-3},{"$f":"R3320*VLOOKUP($B3320,$AR$36:$BA$47,MATCH(AO$2,$AS$2:$BA$2,0)+1,FALSE)","v":0},0.53528556913659364]
[2006,5,19,14,null,2013,5,19,14,0.256219377141228,0.30645286689881557,0,6.8368332506181462E-2,8.5427900000000029E-2,6.6946000000000006E-2,0,1.8670790135581973E-3,0,0.78528155555978318,null,null,0.24259234732037685,5.9906192303519935E-2,0.27127062466420943,6.733971643279113E-2,6.17132818001285E-2,0,0,1.3647176705883499E-3,0,0.70418688019161413,null,{"$f":"J3328*VLOOKUP($B3328,$AR$36:$AZ$47,MATCH(AG$2,$AS$2:$BA$2,0)+1,FALSE)","v":0.21872086386587725},{"$f":"K3328*VLOOKUP($B3328,$AR$36:$AZ$47,MATCH(AH$2,$AS$2:$BA$2,0)+1,FALSE)","v":0.27280738564833307},{"$f":"L3328*VLOOKUP($B3328,$AR$36:$AZ$47,MATCH(AI$2,$AS$2:$BA$2,0)+1,FALSE)","v":0},{"$f":"M3328*VLOOKUP($B3328,$AR$36:$AZ$47,MATCH(AJ$2,$AS$2:$BA$2,0)+1,FALSE)","v":5.8677602900051494E-2},{"$f":"N3328*VLOOKUP($B3328,$AR$36:$AZ$47,MATCH(AK$2,$AS$2:$BA$2,0)+1,FALSE)","v":6.534010169247069E-2},{"$f":"O3328*VLOOKUP($B3328,$AR$36:$AZ$47,MATCH(AL$2,$AS$2:$BA$2,0)+1,FALSE)","v":5.9768803699577301E-2},{"$f":"P3328*VLOOKUP($B3328,$AR$36:$AZ$47,MATCH(AM$2,$AS$2:$BA$2,0)+1,FALSE)","v":0},{"$f":"Q3328*VLOOKUP($B3328,$AR$36:$AZ$47,MATCH(AN$2,$AS$2:$BA$2,0)+1,FALSE)","v":1.3580231107811988E-3},{"$f":"R3328*VLOOKUP($B3328,$AR$36:$BA$47,MATCH(AO$2,$AS$2:$BA$2,0)+1,FALSE)","v":0},0.67667278091709093]
[2006,5,19,23,null,2013,5,19,23,0.22379947012248097,0.26118295323691371,1.0455561942134213E-2,7.3851202048869302E-2,7.8282999999999991E-2,6.2859999999999999E-2,2.7503014206395619E-5,2.4094657950533742E-3,0,0.71286915615965807,null,null,0.21189669334081418,6.471043171026096E-2,0.2311979117480869,6.1707650796849568E-2,5.7946656916859518E-2,5.8474126004457944E-3,1.3764674838836986E-5,1.761168393683009E-3,0,0.63508169018183869,null,{"$f":"J3337*VLOOKUP($B3337,$AR$36:$AZ$47,MATCH(AG$2,$AS$2:$BA$2,0)+1,FALSE)","v":0.19104571240501306},{"$f":"K3337*VLOOKUP($B3337,$AR$36:$AZ$47,MATCH(AH$2,$AS$2:$BA$2,0)+1,FALSE)","v":0.23250765890860281},{"$f":"L3337*VLOOKUP($B3337,$AR$36:$AZ$47,MATCH(AI$2,$AS$2:$BA$2,0)+1,FALSE)","v":3.8480815491263943E-3},{"$f":"M3337*VLOOKUP($B3337,$AR$36:$AZ$47,MATCH(AJ$2,$AS$2:$BA$2,0)+1,FALSE)","v":6.3383314301591623E-2},{"$f":"N3337*VLOOKUP($B3337,$AR$36:$AZ$47,MATCH(AK$2,$AS$2:$BA$2,0)+1,FALSE)","v":5.9875277055759075E-2},{"$f":"O3337*VLOOKUP($B3337,$AR$36:$AZ$47,MATCH(AL$2,$AS$2:$BA$2,0)+1,FALSE)","v":5.6120858610752382E-2},{"$f":"P3337*VLOOKUP($B3337,$AR$36:$AZ$47,MATCH(AM$2,$AS$2:$BA$2,0)+1,FALSE)","v":1.3764674838836986E-5},{"$f":"Q3337*VLOOKUP($B3337,$AR$36:$AZ$47,MATCH(AN$2,$AS$2:$BA$2,0)+1,FALSE)","v":1.752529063075608E-3},{"$f":"R3337*VLOOKUP($B3337,$AR$36:$BA$47,MATCH(AO$2,$AS$2:$BA$2,0)+1,FALSE)","v":0},0.60854719656875977]
[2006,5,19,24,null,2013,5,19,24,0.15674781434824675,0.25978805117855736,1.0455561942134213E-2,8.1437843206378702E-2,7.7042500000000028E-2,6.2361E-2,2.7503014206395619E-5,2.4094657950533742E-3,0,0.65026973948457689,null,null,0.14841118046711982,7.1358053020587134E-2,0.2299631510602691,6.072980962043209E-2,5.7486660388041302E-2,5.8474126004457944E-3,1.3764674838836986E-5,1.761168393683009E-3,0,0.57557120022541697,null,{"$f":"J3338*VLOOKUP($B3338,$AR$36:$AZ$47,MATCH(AG$2,$AS$2:$BA$2,0)+1,FALSE)","v":0.13380727775495038},{"$f":"K3338*VLOOKUP($B3338,$AR$36:$AZ$47,MATCH(AH$2,$AS$2:$BA$2,0)+1,FALSE)","v":0.23126590324279164},{"$f":"L3338*VLOOKUP($B3338,$AR$36:$AZ$47,MATCH(AI$2,$AS$2:$BA$2,0)+1,FALSE)","v":3.8480815491263943E-3},{"$f":"M3338*VLOOKUP($B3338,$AR$36:$AZ$47,MATCH(AJ$2,$AS$2:$BA$2,0)+1,FALSE)","v":6.9894602508676004E-2},{"$f":"N3338*VLOOKUP($B3338,$AR$36:$AZ$47,MATCH(AK$2,$AS$2:$BA$2,0)+1,FALSE)","v":5.8926472319256039E-2},{"$f":"O3338*VLOOKUP($B3338,$AR$36:$AZ$47,MATCH(AL$2,$AS$2:$BA$2,0)+1,FALSE)","v":5.5675355771955606E-2},{"$f":"P3338*VLOOKUP($B3338,$AR$36:$AZ$47,MATCH(AM$2,$AS$2:$BA$2,0)+1,FALSE)","v":1.3764674838836986E-5},{"$f":"Q3338*VLOOKUP($B3338,$AR$36:$AZ$47,MATCH(AN$2,$AS$2:$BA$2,0)+1,FALSE)","v":1.752529063075608E-3},{"$f":"R3338*VLOOKUP($B3338,$AR$36:$BA$47,MATCH(AO$2,$AS$2:$BA$2,0)+1,FALSE)","v":0},0.55518398688467052]
[2006,5,20,8,null,2013,5,20,8,0.24218126195251841,0.37515202225355515,0,0.104829768924411,8.8053199999999984E-2,7.1415999999999993E-2,0,1.8670790135581973E-3,0,0.88349933214404275,null,null,0.22930084941112325,9.18546945071613E-2,0.33208279123185658,6.9409145244116274E-2,6.583389198813934E-2,0,0,1.3647176705883499E-3,0,0.78984609005298512,null,{"$f":"J3346*VLOOKUP($B3346,$AR$36:$AZ$47,MATCH(AG$2,$AS$2:$BA$2,0)+1,FALSE)","v":0.20673727107370979},{"$f":"K3346*VLOOKUP($B3346,$AR$36:$AZ$47,MATCH(AH$2,$AS$2:$BA$2,0)+1,FALSE)","v":0.33396405603041601},{"$f":"L3346*VLOOKUP($B3346,$AR$36:$AZ$47,MATCH(AI$2,$AS$2:$BA$2,0)+1,FALSE)","v":0},{"$f":"M3346*VLOOKUP($B3346,$AR$36:$AZ$47,MATCH(AJ$2,$AS$2:$BA$2,0)+1,FALSE)","v":8.9970887508403041E-2},{"$f":"N3346*VLOOKUP($B3346,$AR$36:$AZ$47,MATCH(AK$2,$AS$2:$BA$2,0)+1,FALSE)","v":6.7348079987304577E-2},{"$f":"O3346*VLOOKUP($B3346,$AR$36:$AZ$47,MATCH(AL$2,$AS$2:$BA$2,0)+1,FALSE)","v":6.37595806322859E-2},{"$f":"P3346*VLOOKUP($B3346,$AR$36:$AZ$47,MATCH(AM$2,$AS$2:$BA$2,0)+1,FALSE)","v":0},{"$f":"Q3346*VLOOKUP($B3346,$AR$36:$AZ$47,MATCH(AN$2,$AS$2:$BA$2,0)+1,FALSE)","v":1.3580231107811988E-3},{"$f":"R3346*VLOOKUP($B3346,$AR$36:$BA$47,MATCH(AO$2,$AS$2:$BA$2,0)+1,FALSE)","v":0},0.76313789834290036]
[2006,5,20,21,null,2013,5,20,21,0.31955893695651255,0.3107027446029399,1.0455561942134213E-2,7.8649110644004538E-2,8.3533099999999985E-2,6.8160999999999999E-2,2.7503014206395619E-5,2.4094657950533742E-3,0,0.87349742295485111,null,null,0.30256319209126137,6.8914489706393828E-2,0.27503259625615722,6.5846114287627128E-2,6.283331342841332E-2,5.8474126004457944E-3,1.3764674838836986E-5,1.761168393683009E-3,0,0.78281205143882038,null,{"$f":"J3359*VLOOKUP($B3359,$AR$36:$AZ$47,MATCH(AG$2,$AS$2:$BA$2,0)+1,FALSE)","v":0.2727904794986063},{"$f":"K3359*VLOOKUP($B3359,$AR$36:$AZ$47,MATCH(AH$2,$AS$2:$BA$2,0)+1,FALSE)","v":0.27659066898818224},{"$f":"L3359*VLOOKUP($B3359,$AR$36:$AZ$47,MATCH(AI$2,$AS$2:$BA$2,0)+1,FALSE)","v":3.8480815491263943E-3},{"$f":"M3359*VLOOKUP($B3359,$AR$36:$AZ$47,MATCH(AJ$2,$AS$2:$BA$2,0)+1,FALSE)","v":6.7501153145630044E-2},{"$f":"N3359*VLOOKUP($B3359,$AR$36:$AZ$47,MATCH(AK$2,$AS$2:$BA$2,0)+1,FALSE)","v":6.3890851217076855E-2},{"$f":"O3359*VLOOKUP($B3359,$AR$36:$AZ$47,MATCH(AL$2,$AS$2:$BA$2,0)+1,FALSE)","v":6.0853545080615544E-2},{"$f":"P3359*VLOOKUP($B3359,$AR$36:$AZ$47,MATCH(AM$2,$AS$2:$BA$2,0)+1,FALSE)","v":1.3764674838836986E-5},{"$f":"Q3359*VLOOKUP($B3359,$AR$36:$AZ$47,MATCH(AN$2,$AS$2:$BA$2,0)+1,FALSE)","v":1.752529063075608E-3},{"$f":"R3359*VLOOKUP($B3359,$AR$36:$BA$47,MATCH(AO$2,$AS$2:$BA$2,0)+1,FALSE)","v":0},0.74724107321715183]
[2006,5,21,1,null,2013,5,21,1,0.15920141086718401,0.25258034825018033,1.0455561942134213E-2,7.0224068736172929E-2,7.9070200000000007E-2,6.3870999999999997E-2,2.7503014206395619E-5,2.4094657950533742E-3,0,0.63783955860493136,null,null,0.15073428243367409,6.1532238857287015E-2,0.22358292660500087,6.232817201738635E-2,5.887863385200022E-2,5.8474126004457944E-3,1.3764674838836986E-5,1.761168393683009E-3,0,0.56467859943431609,null,{"$f":"J3363*VLOOKUP($B3363,$AR$36:$AZ$47,MATCH(AG$2,$AS$2:$BA$2,0)+1,FALSE)","v":0.13590178269125916},{"$f":"K3363*VLOOKUP($B3363,$AR$36:$AZ$47,MATCH(AH$2,$AS$2:$BA$2,0)+1,FALSE)","v":0.22484953451268735},{"$f":"L3363*VLOOKUP($B3363,$AR$36:$AZ$47,MATCH(AI$2,$AS$2:$BA$2,0)+1,FALSE)","v":3.8480815491263943E-3},{"$f":"M3363*VLOOKUP($B3363,$AR$36:$AZ$47,MATCH(AJ$2,$AS$2:$BA$2,0)+1,FALSE)","v":6.0270301589621447E-2},{"$f":"N3363*VLOOKUP($B3363,$AR$36:$AZ$47,MATCH(AK$2,$AS$2:$BA$2,0)+1,FALSE)","v":6.0477372250096216E-2},{"$f":"O3363*VLOOKUP($B3363,$AR$36:$AZ$47,MATCH(AL$2,$AS$2:$BA$2,0)+1,FALSE)","v":5.7023470574727411E-2},{"$f":"P3363*VLOOKUP($B3363,$AR$36:$AZ$47,MATCH(AM$2,$AS$2:$BA$2,0)+1,FALSE)","v":1.3764674838836986E-5},{"$f":"Q3363*VLOOKUP($B3363,$AR$36:$AZ$47,MATCH(AN$2,$AS$2:$BA$2,0)+1,FALSE)","v":1.752529063075608E-3},{"$f":"R3363*VLOOKUP($B3363,$AR$36:$BA$47,MATCH(AO$2,$AS$2:$BA$2,0)+1,FALSE)","v":0},0.54413683690543246]
[2006,5,21,11,null,2013,5,21,11,0.22407500013914233,0.41330151111193258,0,8.9677523818460309E-2,0.12032779999999998,8.3243999999999999E-2,0,1.8670790135581973E-3,0,0.93249291408309343,null,null,0.21215756929112242,7.8577885261227429E-2,0.36585253787498173,9.4850042327876499E-2,7.6737376843573873E-2,0,0,1.3647176705883499E-3,0,0.82954012926937026,null,{"$f":"J3373*VLOOKUP($B3373,$AR$36:$AZ$47,MATCH(AG$2,$AS$2:$BA$2,0)+1,FALSE)","v":0.19128091773545119},{"$f":"K3373*VLOOKUP($B3373,$AR$36:$AZ$47,MATCH(AH$2,$AS$2:$BA$2,0)+1,FALSE)","v":0.36792510989358801},{"$f":"L3373*VLOOKUP($B3373,$AR$36:$AZ$47,MATCH(AI$2,$AS$2:$BA$2,0)+1,FALSE)","v":0},{"$f":"M3373*VLOOKUP($B3373,$AR$36:$AZ$47,MATCH(AJ$2,$AS$2:$BA$2,0)+1,FALSE)","v":7.6966366427084626E-2},{"$f":"N3373*VLOOKUP($B3373,$AR$36:$AZ$47,MATCH(AK$2,$AS$2:$BA$2,0)+1,FALSE)","v":9.2033524041106832E-2},{"$f":"O3373*VLOOKUP($B3373,$AR$36:$AZ$47,MATCH(AL$2,$AS$2:$BA$2,0)+1,FALSE)","v":7.4319515656911722E-2},{"$f":"P3373*VLOOKUP($B3373,$AR$36:$AZ$47,MATCH(AM$2,$AS$2:$BA$2,0)+1,FALSE)","v":0},{"$f":"Q3373*VLOOKUP($B3373,$AR$36:$AZ$47,MATCH(AN$2,$AS$2:$BA$2,0)+1,FALSE)","v":1.3580231107811988E-3},{"$f":"R3373*VLOOKUP($B3373,$AR$36:$BA$47,MATCH(AO$2,$AS$2:$BA$2,0)+1,FALSE)","v":0},0.80388345686492357]
[2006,5,21,18,null,2013,5,21,18,0.29400413246785123,0.35369833593746547,0,6.8940339234703205E-2,9.57924E-2,7.3324E-2,0,1.8670790135581973E-3,0,0.88762628665357823,null,null,0.27836752010350008,6.0407400155483161E-2,0.31309208983229286,7.5509676024068231E-2,6.7592756471075516E-2,0,0,1.3647176705883499E-3,0,0.79633416025700821,null,{"$f":"J3380*VLOOKUP($B3380,$AR$36:$AZ$47,MATCH(AG$2,$AS$2:$BA$2,0)+1,FALSE)","v":0.25097570117837509},{"$f":"K3380*VLOOKUP($B3380,$AR$36:$AZ$47,MATCH(AH$2,$AS$2:$BA$2,0)+1,FALSE)","v":0.31486577140466215},{"$f":"L3380*VLOOKUP($B3380,$AR$36:$AZ$47,MATCH(AI$2,$AS$2:$BA$2,0)+1,FALSE)","v":0},{"$f":"M3380*VLOOKUP($B3380,$AR$36:$AZ$47,MATCH(AJ$2,$AS$2:$BA$2,0)+1,FALSE)","v":5.9168531703519413E-2},{"$f":"N3380*VLOOKUP($B3380,$AR$36:$AZ$47,MATCH(AK$2,$AS$2:$BA$2,0)+1,FALSE)","v":7.3267458960899506E-2},{"$f":"O3380*VLOOKUP($B3380,$AR$36:$AZ$47,MATCH(AL$2,$AS$2:$BA$2,0)+1,FALSE)","v":6.5463026356583007E-2},{"$f":"P3380*VLOOKUP($B3380,$AR$36:$AZ$47,MATCH(AM$2,$AS$2:$BA$2,0)+1,FALSE)","v":0},{"$f":"Q3380*VLOOKUP($B3380,$AR$36:$AZ$47,MATCH(AN$2,$AS$2:$BA$2,0)+1,FALSE)","v":1.3580231107811988E-3},{"$f":"R3380*VLOOKUP($B3380,$AR$36:$BA$47,MATCH(AO$2,$AS$2:$BA$2,0)+1,FALSE)","v":0},0.76509851271482021]
[2006,5,22,1,null,2013,5,22,1,0.16377694825091627,0.25625444414234266,1.0455561942134213E-2,7.3356520794503249E-2,8.0492800000000017E-2,6.5093999999999999E-2,2.7503014206395619E-5,2.4094657950533742E-3,0,0.65186724393915618,null,null,0.15506646982151526,6.427697854171513E-2,0.22683521886719779,6.344955602187774E-2,6.0006040174133843E-2,5.8474126004457944E-3,1.3764674838836986E-5,1.761168393683009E-3,0,0.57725660909540732,null,{"$f":"J3387*VLOOKUP($B3387,$AR$36:$AZ$47,MATCH(AG$2,$AS$2:$BA$2,0)+1,FALSE)","v":0.13980767575987324},{"$f":"K3387*VLOOKUP($B3387,$AR$36:$AZ$47,MATCH(AH$2,$AS$2:$BA$2,0)+1,FALSE)","v":0.22812025116515397},{"$f":"L3387*VLOOKUP($B3387,$AR$36:$AZ$47,MATCH(AI$2,$AS$2:$BA$2,0)+1,FALSE)","v":3.8480815491263943E-3},{"$f":"M3387*VLOOKUP($B3387,$AR$36:$AZ$47,MATCH(AJ$2,$AS$2:$BA$2,0)+1,FALSE)","v":6.295875063093069E-2},{"$f":"N3387*VLOOKUP($B3387,$AR$36:$AZ$47,MATCH(AK$2,$AS$2:$BA$2,0)+1,FALSE)","v":6.1565457391691752E-2},{"$f":"O3387*VLOOKUP($B3387,$AR$36:$AZ$47,MATCH(AL$2,$AS$2:$BA$2,0)+1,FALSE)","v":5.811535428584657E-2},{"$f":"P3387*VLOOKUP($B3387,$AR$36:$AZ$47,MATCH(AM$2,$AS$2:$BA$2,0)+1,FALSE)","v":1.3764674838836986E-5},{"$f":"Q3387*VLOOKUP($B3387,$AR$36:$AZ$47,MATCH(AN$2,$AS$2:$BA$2,0)+1,FALSE)","v":1.752529063075608E-3},{"$f":"R3387*VLOOKUP($B3387,$AR$36:$BA$47,MATCH(AO$2,$AS$2:$BA$2,0)+1,FALSE)","v":0},0.55618186452053708]
[2006,5,22,11,null,2013,5,22,11,0.23218279564833022,0.41318619288203096,0,9.8229280901452914E-2,0.12843090000000001,8.6060999999999999E-2,0,1.8670790135581973E-3,0,0.95995724844537222,null,null,0.21983415162503137,8.6071167392986675E-2,0.36575045872467987,0.10123742228485251,7.9334190915078692E-2,0,0,1.3647176705883499E-3,0,0.85359210861321744,null,{"$f":"J3397*VLOOKUP($B3397,$AR$36:$AZ$47,MATCH(AG$2,$AS$2:$BA$2,0)+1,FALSE)","v":0.1982021118215643},{"$f":"K3397*VLOOKUP($B3397,$AR$36:$AZ$47,MATCH(AH$2,$AS$2:$BA$2,0)+1,FALSE)","v":0.36782245246004719},{"$f":"L3397*VLOOKUP($B3397,$AR$36:$AZ$47,MATCH(AI$2,$AS$2:$BA$2,0)+1,FALSE)","v":0},{"$f":"M3397*VLOOKUP($B3397,$AR$36:$AZ$47,MATCH(AJ$2,$AS$2:$BA$2,0)+1,FALSE)","v":8.4305972174645805E-2},{"$f":"N3397*VLOOKUP($B3397,$AR$36:$AZ$47,MATCH(AK$2,$AS$2:$BA$2,0)+1,FALSE)","v":9.8231234367876674E-2},{"$f":"O3397*VLOOKUP($B3397,$AR$36:$AZ$47,MATCH(AL$2,$AS$2:$BA$2,0)+1,FALSE)","v":7.6834508636652254E-2},{"$f":"P3397*VLOOKUP($B3397,$AR$36:$AZ$47,MATCH(AM$2,$AS$2:$BA$2,0)+1,FALSE)","v":0},{"$f":"Q3397*VLOOKUP($B3397,$AR$36:$AZ$47,MATCH(AN$2,$AS$2:$BA$2,0)+1,FALSE)","v":1.3580231107811988E-3},{"$f":"R3397*VLOOKUP($B3397,$AR$36:$BA$47,MATCH(AO$2,$AS$2:$BA$2,0)+1,FALSE)","v":0},0.82675430257156723]
[2006,5,22,18,null,2013,5,22,18,0.30494925797949812,0.35086979992116657,0,7.6366582826137008E-2,0.10624209999999999,7.7918000000000001E-2,0,1.8670790135581973E-3,0,0.91821281974035995,null,null,0.28873052901879775,6.6914476756203128E-2,0.31058828316279952,8.3746795686470518E-2,7.1827674413742604E-2,0,0,1.3647176705883499E-3,0,0.82317247670860183,null,{"$f":"J3404*VLOOKUP($B3404,$AR$36:$AZ$47,MATCH(AG$2,$AS$2:$BA$2,0)+1,FALSE)","v":0.26031897307973612},{"$f":"K3404*VLOOKUP($B3404,$AR$36:$AZ$47,MATCH(AH$2,$AS$2:$BA$2,0)+1,FALSE)","v":0.31234778055136253},{"$f":"L3404*VLOOKUP($B3404,$AR$36:$AZ$47,MATCH(AI$2,$AS$2:$BA$2,0)+1,FALSE)","v":0},{"$f":"M3404*VLOOKUP($B3404,$AR$36:$AZ$47,MATCH(AJ$2,$AS$2:$BA$2,0)+1,FALSE)","v":6.5542157569819529E-2},{"$f":"N3404*VLOOKUP($B3404,$AR$36:$AZ$47,MATCH(AK$2,$AS$2:$BA$2,0)+1,FALSE)","v":8.1259982020178853E-2},{"$f":"O3404*VLOOKUP($B3404,$AR$36:$AZ$47,MATCH(AL$2,$AS$2:$BA$2,0)+1,FALSE)","v":6.9564509405545719E-2},{"$f":"P3404*VLOOKUP($B3404,$AR$36:$AZ$47,MATCH(AM$2,$AS$2:$BA$2,0)+1,FALSE)","v":0},{"$f":"Q3404*VLOOKUP($B3404,$AR$36:$AZ$47,MATCH(AN$2,$AS$2:$BA$2,0)+1,FALSE)","v":1.3580231107811988E-3},{"$f":"R3404*VLOOKUP($B3404,$AR$36:$BA$47,MATCH(AO$2,$AS$2:$BA$2,0)+1,FALSE)","v":0},0.79039142573742383]
[2006,5,22,20,null,2013,5,22,20,0.36497237670925331,0.3238520440948357,3.6594466797469746E-3,6.8882549652198796E-2,9.8628100000000024E-2,7.6175999999999994E-2,9.6260549722384675E-6,2.0569143870815083E-3,0,0.93823705757808851,null,null,0.34556131765237907,6.0356763351633425E-2,0.28667229381604692,7.7744955527467796E-2,7.0221834828168794E-2,2.0465944101560282E-3,4.8176361935929457E-6,1.5034754236714798E-3,0,0.8441120526457172,null,{"$f":"J3406*VLOOKUP($B3406,$AR$36:$AZ$47,MATCH(AG$2,$AS$2:$BA$2,0)+1,FALSE)","v":0.31155751923098934},{"$f":"K3406*VLOOKUP($B3406,$AR$36:$AZ$47,MATCH(AH$2,$AS$2:$BA$2,0)+1,FALSE)","v":0.28829630598806544},{"$f":"L3406*VLOOKUP($B3406,$AR$36:$AZ$47,MATCH(AI$2,$AS$2:$BA$2,0)+1,FALSE)","v":1.3468285421942381E-3},{"$f":"M3406*VLOOKUP($B3406,$AR$36:$AZ$47,MATCH(AJ$2,$AS$2:$BA$2,0)+1,FALSE)","v":5.9118933387315831E-2},{"$f":"N3406*VLOOKUP($B3406,$AR$36:$AZ$47,MATCH(AK$2,$AS$2:$BA$2,0)+1,FALSE)","v":7.5436363105439413E-2},{"$f":"O3406*VLOOKUP($B3406,$AR$36:$AZ$47,MATCH(AL$2,$AS$2:$BA$2,0)+1,FALSE)","v":6.8009267030427506E-2},{"$f":"P3406*VLOOKUP($B3406,$AR$36:$AZ$47,MATCH(AM$2,$AS$2:$BA$2,0)+1,FALSE)","v":4.8176361935929457E-6},{"$f":"Q3406*VLOOKUP($B3406,$AR$36:$AZ$47,MATCH(AN$2,$AS$2:$BA$2,0)+1,FALSE)","v":1.4961001940842413E-3},{"$f":"R3406*VLOOKUP($B3406,$AR$36:$BA$47,MATCH(AO$2,$AS$2:$BA$2,0)+1,FALSE)","v":0},0.80526613511470979]
[2006,5,23,8,null,2013,5,23,8,0.24891180833057525,0.37443940091483052,0,8.5153600652021294E-2,0.12941230000000001,8.7391999999999997E-2,0,1.8670790135581973E-3,5.1327999999999996E-4,0.92768946891098525,null,null,0.23567343162102175,7.4613900749091772E-2,0.33145198220187061,0.10201102432478491,8.0561155604170959E-2,0,0,1.3647176705883499E-3,5.1327999999999996E-4,0.82618949217152826,null,{"$f":"J3418*VLOOKUP($B3418,$AR$36:$AZ$47,MATCH(AG$2,$AS$2:$BA$2,0)+1,FALSE)","v":0.21248278077919361},{"$f":"K3418*VLOOKUP($B3418,$AR$36:$AZ$47,MATCH(AH$2,$AS$2:$BA$2,0)+1,FALSE)","v":0.33332967343728831},{"$f":"L3418*VLOOKUP($B3418,$AR$36:$AZ$47,MATCH(AI$2,$AS$2:$BA$2,0)+1,FALSE)","v":0},{"$f":"M3418*VLOOKUP($B3418,$AR$36:$AZ$47,MATCH(AJ$2,$AS$2:$BA$2,0)+1,FALSE)","v":7.3083677506937991E-2},{"$f":"N3418*VLOOKUP($B3418,$AR$36:$AZ$47,MATCH(AK$2,$AS$2:$BA$2,0)+1,FALSE)","v":9.8981864733377764E-2},{"$f":"O3418*VLOOKUP($B3418,$AR$36:$AZ$47,MATCH(AL$2,$AS$2:$BA$2,0)+1,FALSE)","v":7.8022813803863694E-2},{"$f":"P3418*VLOOKUP($B3418,$AR$36:$AZ$47,MATCH(AM$2,$AS$2:$BA$2,0)+1,FALSE)","v":0},{"$f":"Q3418*VLOOKUP($B3418,$AR$36:$AZ$47,MATCH(AN$2,$AS$2:$BA$2,0)+1,FALSE)","v":1.3580231107811988E-3},{"$f":"R3418*VLOOKUP($B3418,$AR$36:$BA$47,MATCH(AO$2,$AS$2:$BA$2,0)+1,FALSE)","v":5.1327999999999996E-4},0.79777211337144249]
[2006,5,23,13,null,2013,5,23,13,0.22413111024924773,0.41343574959119728,0,9.525031251648404E-2,0.12783370000000002,8.6792999999999995E-2,0,1.8670790135581973E-3,0,0.94931095137048738,null,null,0.21221069518452965,8.346091427733672E-2,0.36597136514030515,0.10076667117597986,8.0008975402242888E-2,0,0,1.3647176705883499E-3,0,0.84378333885098245,null,{"$f":"J3423*VLOOKUP($B3423,$AR$36:$AZ$47,MATCH(AG$2,$AS$2:$BA$2,0)+1,FALSE)","v":0.19132881595412141},{"$f":"K3423*VLOOKUP($B3423,$AR$36:$AZ$47,MATCH(AH$2,$AS$2:$BA$2,0)+1,FALSE)","v":0.36804461032101815},{"$f":"L3423*VLOOKUP($B3423,$AR$36:$AZ$47,MATCH(AI$2,$AS$2:$BA$2,0)+1,FALSE)","v":0},{"$f":"M3423*VLOOKUP($B3423,$AR$36:$AZ$47,MATCH(AJ$2,$AS$2:$BA$2,0)+1,FALSE)","v":8.1749251577003509E-2},{"$f":"N3423*VLOOKUP($B3423,$AR$36:$AZ$47,MATCH(AK$2,$AS$2:$BA$2,0)+1,FALSE)","v":9.7774461946562988E-2},{"$f":"O3423*VLOOKUP($B3423,$AR$36:$AZ$47,MATCH(AL$2,$AS$2:$BA$2,0)+1,FALSE)","v":7.7488031839055546E-2},{"$f":"P3423*VLOOKUP($B3423,$AR$36:$AZ$47,MATCH(AM$2,$AS$2:$BA$2,0)+1,FALSE)","v":0},{"$f":"Q3423*VLOOKUP($B3423,$AR$36:$AZ$47,MATCH(AN$2,$AS$2:$BA$2,0)+1,FALSE)","v":1.3580231107811988E-3},{"$f":"R3423*VLOOKUP($B3423,$AR$36:$BA$47,MATCH(AO$2,$AS$2:$BA$2,0)+1,FALSE)","v":0},0.81774319474854273]
[2006,5,23,22,null,2013,5,23,22,0.28881351737666383,0.28725667378484926,1.0455561942134213E-2,7.1631105739323631E-2,8.109319999999999E-2,6.5882999999999997E-2,2.7503014206395619E-5,2.4094657950533742E-3,0,0.80757002765223085,null,null,0.27345296792147034,6.2765122945564189E-2,0.2542782455427578,6.3922829574736301E-2,6.0733369354970652E-2,5.8474126004457944E-3,1.3764674838836986E-5,1.761168393683009E-3,0,0.72277488100846687,null,{"$f":"J3432*VLOOKUP($B3432,$AR$36:$AZ$47,MATCH(AG$2,$AS$2:$BA$2,0)+1,FALSE)","v":0.24654474896310219},{"$f":"K3432*VLOOKUP($B3432,$AR$36:$AZ$47,MATCH(AH$2,$AS$2:$BA$2,0)+1,FALSE)","v":0.2557187438913911},{"$f":"L3432*VLOOKUP($B3432,$AR$36:$AZ$47,MATCH(AI$2,$AS$2:$BA$2,0)+1,FALSE)","v":3.8480815491263943E-3},{"$f":"M3432*VLOOKUP($B3432,$AR$36:$AZ$47,MATCH(AJ$2,$AS$2:$BA$2,0)+1,FALSE)","v":6.1477901007511167E-2},{"$f":"N3432*VLOOKUP($B3432,$AR$36:$AZ$47,MATCH(AK$2,$AS$2:$BA$2,0)+1,FALSE)","v":6.2024677354445813E-2},{"$f":"O3432*VLOOKUP($B3432,$AR$36:$AZ$47,MATCH(AL$2,$AS$2:$BA$2,0)+1,FALSE)","v":5.8819766590076344E-2},{"$f":"P3432*VLOOKUP($B3432,$AR$36:$AZ$47,MATCH(AM$2,$AS$2:$BA$2,0)+1,FALSE)","v":1.3764674838836986E-5},{"$f":"Q3432*VLOOKUP($B3432,$AR$36:$AZ$47,MATCH(AN$2,$AS$2:$BA$2,0)+1,FALSE)","v":1.752529063075608E-3},{"$f":"R3432*VLOOKUP($B3432,$AR$36:$BA$47,MATCH(AO$2,$AS$2:$BA$2,0)+1,FALSE)","v":0},0.6902002130935676]
[2006,5,24,6,null,2013,5,24,6,0.19750023142608755,0.30997130894647068,0,8.1751159387408623E-2,9.5180000000000015E-2,7.0673E-2,0,1.8670790135581973E-3,0,0.75694277877352512,null,null,0.18699617988518932,7.1632589179427705E-2,0.274385132881316,7.5026943306262459E-2,6.5148967296933064E-2,0,0,1.3647176705883499E-3,0,0.6745545302197169,null,{"$f":"J3440*VLOOKUP($B3440,$AR$36:$AZ$47,MATCH(AG$2,$AS$2:$BA$2,0)+1,FALSE)","v":0.16859545016930608},{"$f":"K3440*VLOOKUP($B3440,$AR$36:$AZ$47,MATCH(AH$2,$AS$2:$BA$2,0)+1,FALSE)","v":0.27593953770254404},{"$f":"L3440*VLOOKUP($B3440,$AR$36:$AZ$47,MATCH(AI$2,$AS$2:$BA$2,0)+1,FALSE)","v":0},{"$f":"M3440*VLOOKUP($B3440,$AR$36:$AZ$47,MATCH(AJ$2,$AS$2:$BA$2,0)+1,FALSE)","v":7.0163508327769547E-2},{"$f":"N3440*VLOOKUP($B3440,$AR$36:$AZ$47,MATCH(AK$2,$AS$2:$BA$2,0)+1,FALSE)","v":7.279906071774396E-2},{"$f":"O3440*VLOOKUP($B3440,$AR$36:$AZ$47,MATCH(AL$2,$AS$2:$BA$2,0)+1,FALSE)","v":6.3096236726021368E-2},{"$f":"P3440*VLOOKUP($B3440,$AR$36:$AZ$47,MATCH(AM$2,$AS$2:$BA$2,0)+1,FALSE)","v":0},{"$f":"Q3440*VLOOKUP($B3440,$AR$36:$AZ$47,MATCH(AN$2,$AS$2:$BA$2,0)+1,FALSE)","v":1.3580231107811988E-3},{"$f":"R3440*VLOOKUP($B3440,$AR$36:$BA$47,MATCH(AO$2,$AS$2:$BA$2,0)+1,FALSE)","v":0},0.65195181675416614]
[2006,5,24,12,null,2013,5,24,12,0.26063017372155711,0.4065569134770205,0,7.8527505943148668E-2,0.1113335,8.072E-2,0,1.8670790135581973E-3,0,0.93963517215528458,null,null,0.24676855564588898,6.8807936360313238E-2,0.35988225202957158,8.7760161720821281E-2,7.4410660934280948E-2,0,0,1.3647176705883499E-3,0,0.83899428436146428,null,{"$f":"J3446*VLOOKUP($B3446,$AR$36:$AZ$47,MATCH(AG$2,$AS$2:$BA$2,0)+1,FALSE)","v":0.22248612646681815},{"$f":"K3446*VLOOKUP($B3446,$AR$36:$AZ$47,MATCH(AH$2,$AS$2:$BA$2,0)+1,FALSE)","v":0.36192100209505396},{"$f":"L3446*VLOOKUP($B3446,$AR$36:$AZ$47,MATCH(AI$2,$AS$2:$BA$2,0)+1,FALSE)","v":0},{"$f":"M3446*VLOOKUP($B3446,$AR$36:$AZ$47,MATCH(AJ$2,$AS$2:$BA$2,0)+1,FALSE)","v":6.7396785054643554E-2},{"$f":"N3446*VLOOKUP($B3446,$AR$36:$AZ$47,MATCH(AK$2,$AS$2:$BA$2,0)+1,FALSE)","v":8.5154173423187068E-2},{"$f":"O3446*VLOOKUP($B3446,$AR$36:$AZ$47,MATCH(AL$2,$AS$2:$BA$2,0)+1,FALSE)","v":7.2066110516384549E-2},{"$f":"P3446*VLOOKUP($B3446,$AR$36:$AZ$47,MATCH(AM$2,$AS$2:$BA$2,0)+1,FALSE)","v":0},{"$f":"Q3446*VLOOKUP($B3446,$AR$36:$AZ$47,MATCH(AN$2,$AS$2:$BA$2,0)+1,FALSE)","v":1.3580231107811988E-3},{"$f":"R3446*VLOOKUP($B3446,$AR$36:$BA$47,MATCH(AO$2,$AS$2:$BA$2,0)+1,FALSE)","v":0},0.81038222066686849]
[2006,5,24,23,null,2013,5,24,23,0.22378748510797536,0.27053770092885104,1.0455561942134213E-2,7.5571836324882985E-2,7.6116300000000012E-2,6.3333E-2,2.7503014206395619E-5,2.4094657950533742E-3,0,0.72223885311310343,null,null,0.2118853457494102,6.6218098257687485E-2,0.2394786900473671,5.9999719739256829E-2,5.8382685690669164E-2,5.8474126004457944E-3,1.3764674838836986E-5,1.761168393683009E-3,0,0.64358688515335838,null,{"$f":"J3457*VLOOKUP($B3457,$AR$36:$AZ$47,MATCH(AG$2,$AS$2:$BA$2,0)+1,FALSE)","v":0.19103548143514903},{"$f":"K3457*VLOOKUP($B3457,$AR$36:$AZ$47,MATCH(AH$2,$AS$2:$BA$2,0)+1,FALSE)","v":0.24083534821059205},{"$f":"L3457*VLOOKUP($B3457,$AR$36:$AZ$47,MATCH(AI$2,$AS$2:$BA$2,0)+1,FALSE)","v":3.8480815491263943E-3},{"$f":"M3457*VLOOKUP($B3457,$AR$36:$AZ$47,MATCH(AJ$2,$AS$2:$BA$2,0)+1,FALSE)","v":6.4860060787620369E-2},{"$f":"N3457*VLOOKUP($B3457,$AR$36:$AZ$47,MATCH(AK$2,$AS$2:$BA$2,0)+1,FALSE)","v":5.8218062043601748E-2},{"$f":"O3457*VLOOKUP($B3457,$AR$36:$AZ$47,MATCH(AL$2,$AS$2:$BA$2,0)+1,FALSE)","v":5.6543148876786201E-2},{"$f":"P3457*VLOOKUP($B3457,$AR$36:$AZ$47,MATCH(AM$2,$AS$2:$BA$2,0)+1,FALSE)","v":1.3764674838836986E-5},{"$f":"Q3457*VLOOKUP($B3457,$AR$36:$AZ$47,MATCH(AN$2,$AS$2:$BA$2,0)+1,FALSE)","v":1.752529063075608E-3},{"$f":"R3457*VLOOKUP($B3457,$AR$36:$BA$47,MATCH(AO$2,$AS$2:$BA$2,0)+1,FALSE)","v":0},0.61710647664079044]
[2006,5,25,5,null,2013,5,25,5,0.15908051470514131,0.25847722007905477,5.7505590681738161E-3,8.3903400371319561E-2,7.2664199999999998E-2,6.1969999999999997E-2,1.5126657813517588E-5,2.1653917433805459E-3,0,0.64402641262488358,null,null,0.15061981613507017,7.3518441262393583E-2,0.22880280958658744,5.7278554463069085E-2,5.7126222226181737E-2,3.216076930245186E-3,7.5705711613603412E-6,1.5827655682904133E-3,0,0.57215225674299897,null,{"$f":"J3463*VLOOKUP($B3463,$AR$36:$AZ$47,MATCH(AG$2,$AS$2:$BA$2,0)+1,FALSE)","v":0.13579858006351461},{"$f":"K3463*VLOOKUP($B3463,$AR$36:$AZ$47,MATCH(AH$2,$AS$2:$BA$2,0)+1,FALSE)","v":0.23009898837950241},{"$f":"L3463*VLOOKUP($B3463,$AR$36:$AZ$47,MATCH(AI$2,$AS$2:$BA$2,0)+1,FALSE)","v":2.1164448520195164E-3},{"$f":"M3463*VLOOKUP($B3463,$AR$36:$AZ$47,MATCH(AJ$2,$AS$2:$BA$2,0)+1,FALSE)","v":7.2010684310710532E-2},{"$f":"N3463*VLOOKUP($B3463,$AR$36:$AZ$47,MATCH(AK$2,$AS$2:$BA$2,0)+1,FALSE)","v":5.5577700229105791E-2},{"$f":"O3463*VLOOKUP($B3463,$AR$36:$AZ$47,MATCH(AL$2,$AS$2:$BA$2,0)+1,FALSE)","v":5.5326274389251112E-2},{"$f":"P3463*VLOOKUP($B3463,$AR$36:$AZ$47,MATCH(AM$2,$AS$2:$BA$2,0)+1,FALSE)","v":7.5705711613603412E-6},{"$f":"Q3463*VLOOKUP($B3463,$AR$36:$AZ$47,MATCH(AN$2,$AS$2:$BA$2,0)+1,FALSE)","v":1.5750013845431247E-3},{"$f":"R3463*VLOOKUP($B3463,$AR$36:$BA$47,MATCH(AO$2,$AS$2:$BA$2,0)+1,FALSE)","v":0},0.55251124417980846]
[2006,5,25,8,null,2013,5,25,8,0.23443108178800431,0.30713735607027542,0,8.8681979185439047E-2,7.6179199999999989E-2,6.4520999999999995E-2,0,1.8670790135581973E-3,0,0.77281769605727701,null,null,0.22196286264664458,7.7705561978703083E-2,0.27187653123312761,6.0049301528855084E-2,5.9477827727214327E-2,0,0,1.3647176705883499E-3,0,0.69243680278513309,null,{"$f":"J3466*VLOOKUP($B3466,$AR$36:$AZ$47,MATCH(AG$2,$AS$2:$BA$2,0)+1,FALSE)","v":0.20012135419961499},{"$f":"K3466*VLOOKUP($B3466,$AR$36:$AZ$47,MATCH(AH$2,$AS$2:$BA$2,0)+1,FALSE)","v":0.2734167247067672},{"$f":"L3466*VLOOKUP($B3466,$AR$36:$AZ$47,MATCH(AI$2,$AS$2:$BA$2,0)+1,FALSE)","v":0},{"$f":"M3466*VLOOKUP($B3466,$AR$36:$AZ$47,MATCH(AJ$2,$AS$2:$BA$2,0)+1,FALSE)","v":7.6111933234050161E-2},{"$f":"N3466*VLOOKUP($B3466,$AR$36:$AZ$47,MATCH(AK$2,$AS$2:$BA$2,0)+1,FALSE)","v":5.826617153003949E-2},{"$f":"O3466*VLOOKUP($B3466,$AR$36:$AZ$47,MATCH(AL$2,$AS$2:$BA$2,0)+1,FALSE)","v":5.7603784893801371E-2},{"$f":"P3466*VLOOKUP($B3466,$AR$36:$AZ$47,MATCH(AM$2,$AS$2:$BA$2,0)+1,FALSE)","v":0},{"$f":"Q3466*VLOOKUP($B3466,$AR$36:$AZ$47,MATCH(AN$2,$AS$2:$BA$2,0)+1,FALSE)","v":1.3580231107811988E-3},{"$f":"R3466*VLOOKUP($B3466,$AR$36:$BA$47,MATCH(AO$2,$AS$2:$BA$2,0)+1,FALSE)","v":0},0.66687799167505435]
[2006,5,25,19,null,2013,5,25,19,0.32787863130487283,0.29998389971074885,0,8.8442515449238354E-2,7.700750000000002E-2,6.5477999999999995E-2,0,1.8670790135581973E-3,0,0.86065762547841818,null,null,0.31044040342272244,7.749573734053071E-2,0.26554432558338359,6.0702220389336065E-2,6.0360025478875708E-2,0,0,1.3647176705883499E-3,0,0.77590742988543682,null,{"$f":"J3477*VLOOKUP($B3477,$AR$36:$AZ$47,MATCH(AG$2,$AS$2:$BA$2,0)+1,FALSE)","v":0.27989256036101662},{"$f":"K3477*VLOOKUP($B3477,$AR$36:$AZ$47,MATCH(AH$2,$AS$2:$BA$2,0)+1,FALSE)","v":0.2670486468110031},{"$f":"L3477*VLOOKUP($B3477,$AR$36:$AZ$47,MATCH(AI$2,$AS$2:$BA$2,0)+1,FALSE)","v":0},{"$f":"M3477*VLOOKUP($B3477,$AR$36:$AZ$47,MATCH(AJ$2,$AS$2:$BA$2,0)+1,FALSE)","v":7.59064117958832E-2},{"$f":"N3477*VLOOKUP($B3477,$AR$36:$AZ$47,MATCH(AK$2,$AS$2:$BA$2,0)+1,FALSE)","v":5.8899702334751718E-2},{"$f":"O3477*VLOOKUP($B3477,$AR$36:$AZ$47,MATCH(AL$2,$AS$2:$BA$2,0)+1,FALSE)","v":5.8458186129730264E-2},{"$f":"P3477*VLOOKUP($B3477,$AR$36:$AZ$47,MATCH(AM$2,$AS$2:$BA$2,0)+1,FALSE)","v":0},{"$f":"Q3477*VLOOKUP($B3477,$AR$36:$AZ$47,MATCH(AN$2,$AS$2:$BA$2,0)+1,FALSE)","v":1.3580231107811988E-3},{"$f":"R3477*VLOOKUP($B3477,$AR$36:$BA$47,MATCH(AO$2,$AS$2:$BA$2,0)+1,FALSE)","v":0},0.74156353054316604]
[2006,5,26,1,null,2013,5,26,1,0.1906949336638811,0.26282425811391485,1.0455561942134213E-2,9.6053530421332883E-2,7.2706100000000023E-2,6.2191999999999997E-2,2.7503014206395619E-5,2.4094657950533742E-3,0,0.69736335295052287,null,null,0.18055282194416292,8.4164715650072483E-2,0.23265078704259515,5.7311582714009768E-2,5.733086998048563E-2,5.8474126004457944E-3,1.3764674838836986E-5,1.761168393683009E-3,0,0.61963312300029361,null,{"$f":"J3483*VLOOKUP($B3483,$AR$36:$AZ$47,MATCH(AG$2,$AS$2:$BA$2,0)+1,FALSE)","v":0.16278612918030891},{"$f":"K3483*VLOOKUP($B3483,$AR$36:$AZ$47,MATCH(AH$2,$AS$2:$BA$2,0)+1,FALSE)","v":0.23396876481071982},{"$f":"L3483*VLOOKUP($B3483,$AR$36:$AZ$47,MATCH(AI$2,$AS$2:$BA$2,0)+1,FALSE)","v":3.8480815491263943E-3},{"$f":"M3483*VLOOKUP($B3483,$AR$36:$AZ$47,MATCH(AJ$2,$AS$2:$BA$2,0)+1,FALSE)","v":8.2438619001003077E-2},{"$f":"N3483*VLOOKUP($B3483,$AR$36:$AZ$47,MATCH(AK$2,$AS$2:$BA$2,0)+1,FALSE)","v":5.560974772484098E-2},{"$f":"O3483*VLOOKUP($B3483,$AR$36:$AZ$47,MATCH(AL$2,$AS$2:$BA$2,0)+1,FALSE)","v":5.5524474048996374E-2},{"$f":"P3483*VLOOKUP($B3483,$AR$36:$AZ$47,MATCH(AM$2,$AS$2:$BA$2,0)+1,FALSE)","v":1.3764674838836986E-5},{"$f":"Q3483*VLOOKUP($B3483,$AR$36:$AZ$47,MATCH(AN$2,$AS$2:$BA$2,0)+1,FALSE)","v":1.752529063075608E-3},{"$f":"R3483*VLOOKUP($B3483,$AR$36:$BA$47,MATCH(AO$2,$AS$2:$BA$2,0)+1,FALSE)","v":0},0.59594211005291009]
[2006,5,26,9,null,2013,5,26,9,0.24073647089618835,0.31210324668085143,0,8.7645204712387334E-2,7.7817199999999989E-2,6.4272999999999997E-2,0,1.8670790135581973E-3,0,0.78444220130298536,null,null,0.22793289957979804,7.6797111989047401E-2,0.27627231405473157,6.1340477544148821E-2,5.9249212217901873E-2,0,0,1.3647176705883499E-3,0,0.70295673305621609,null,{"$f":"J3491*VLOOKUP($B3491,$AR$36:$AZ$47,MATCH(AG$2,$AS$2:$BA$2,0)+1,FALSE)","v":0.20550392974148096},{"$f":"K3491*VLOOKUP($B3491,$AR$36:$AZ$47,MATCH(AH$2,$AS$2:$BA$2,0)+1,FALSE)","v":0.27783740984701799},{"$f":"L3491*VLOOKUP($B3491,$AR$36:$AZ$47,MATCH(AI$2,$AS$2:$BA$2,0)+1,FALSE)","v":0},{"$f":"M3491*VLOOKUP($B3491,$AR$36:$AZ$47,MATCH(AJ$2,$AS$2:$BA$2,0)+1,FALSE)","v":7.5222114240422688E-2},{"$f":"N3491*VLOOKUP($B3491,$AR$36:$AZ$47,MATCH(AK$2,$AS$2:$BA$2,0)+1,FALSE)","v":5.9519006804841595E-2},{"$f":"O3491*VLOOKUP($B3491,$AR$36:$AZ$47,MATCH(AL$2,$AS$2:$BA$2,0)+1,FALSE)","v":5.7382372661293153E-2},{"$f":"P3491*VLOOKUP($B3491,$AR$36:$AZ$47,MATCH(AM$2,$AS$2:$BA$2,0)+1,FALSE)","v":0},{"$f":"Q3491*VLOOKUP($B3491,$AR$36:$AZ$47,MATCH(AN$2,$AS$2:$BA$2,0)+1,FALSE)","v":1.3580231107811988E-3},{"$f":"R3491*VLOOKUP($B3491,$AR$36:$BA$47,MATCH(AO$2,$AS$2:$BA$2,0)+1,FALSE)","v":0},0.67682285640583761]
[2006,5,26,18,null,2013,5,26,18,0.33721173885288858,0.30404742398775325,0,8.4030288132500949E-2,7.8875100000000004E-2,6.8824999999999997E-2,0,1.8670790135581973E-3,0,0.874856629986701,null,null,0.31927712956392557,7.3629623769610769E-2,0.26914133800528117,6.2174381760619679E-2,6.3445413017862801E-2,0,0,1.3647176705883499E-3,0,0.7890326037878882,null,{"$f":"J3500*VLOOKUP($B3500,$AR$36:$AZ$47,MATCH(AG$2,$AS$2:$BA$2,0)+1,FALSE)","v":0.28785973820771771},{"$f":"K3500*VLOOKUP($B3500,$AR$36:$AZ$47,MATCH(AH$2,$AS$2:$BA$2,0)+1,FALSE)","v":0.27066603647926202},{"$f":"L3500*VLOOKUP($B3500,$AR$36:$AZ$47,MATCH(AI$2,$AS$2:$BA$2,0)+1,FALSE)","v":0},{"$f":"M3500*VLOOKUP($B3500,$AR$36:$AZ$47,MATCH(AJ$2,$AS$2:$BA$2,0)+1,FALSE)","v":7.2119586625430651E-2},{"$f":"N3500*VLOOKUP($B3500,$AR$36:$AZ$47,MATCH(AK$2,$AS$2:$BA$2,0)+1,FALSE)","v":6.0328148707902138E-2},{"$f":"O3500*VLOOKUP($B3500,$AR$36:$AZ$47,MATCH(AL$2,$AS$2:$BA$2,0)+1,FALSE)","v":6.1446358477331098E-2},{"$f":"P3500*VLOOKUP($B3500,$AR$36:$AZ$47,MATCH(AM$2,$AS$2:$BA$2,0)+1,FALSE)","v":0},{"$f":"Q3500*VLOOKUP($B3500,$AR$36:$AZ$47,MATCH(AN$2,$AS$2:$BA$2,0)+1,FALSE)","v":1.3580231107811988E-3},{"$f":"R3500*VLOOKUP($B3500,$AR$36:$BA$47,MATCH(AO$2,$AS$2:$BA$2,0)+1,FALSE)","v":0},0.75377789160842468]
[2006,5,27,3,null,2013,5,27,3,0.15807885052587281,0.24304961899225314,1.0455561942134213E-2,8.1236104009741003E-2,7.4650500000000009E-2,6.3184000000000004E-2,2.7503014206395619E-5,2.4094657950533742E-3,0,0.63309160427926103,null,null,0.14967142547396281,7.1181283649945498E-2,0.21514637025796229,5.884428274095551E-2,5.8245332017735477E-2,5.8474126004457944E-3,1.3764674838836986E-5,1.761168393683009E-3,0,0.56071103980952919,null,{"$f":"J3509*VLOOKUP($B3509,$AR$36:$AZ$47,MATCH(AG$2,$AS$2:$BA$2,0)+1,FALSE)","v":0.13494351259345222},{"$f":"K3509*VLOOKUP($B3509,$AR$36:$AZ$47,MATCH(AH$2,$AS$2:$BA$2,0)+1,FALSE)","v":0.21636518467289395},{"$f":"L3509*VLOOKUP($B3509,$AR$36:$AZ$47,MATCH(AI$2,$AS$2:$BA$2,0)+1,FALSE)","v":3.8480815491263943E-3},{"$f":"M3509*VLOOKUP($B3509,$AR$36:$AZ$47,MATCH(AJ$2,$AS$2:$BA$2,0)+1,FALSE)","v":6.9721458422287594E-2},{"$f":"N3509*VLOOKUP($B3509,$AR$36:$AZ$47,MATCH(AK$2,$AS$2:$BA$2,0)+1,FALSE)","v":5.7096935092560884E-2},{"$f":"O3509*VLOOKUP($B3509,$AR$36:$AZ$47,MATCH(AL$2,$AS$2:$BA$2,0)+1,FALSE)","v":5.6410122979029254E-2},{"$f":"P3509*VLOOKUP($B3509,$AR$36:$AZ$47,MATCH(AM$2,$AS$2:$BA$2,0)+1,FALSE)","v":1.3764674838836986E-5},{"$f":"Q3509*VLOOKUP($B3509,$AR$36:$AZ$47,MATCH(AN$2,$AS$2:$BA$2,0)+1,FALSE)","v":1.752529063075608E-3},{"$f":"R3509*VLOOKUP($B3509,$AR$36:$BA$47,MATCH(AO$2,$AS$2:$BA$2,0)+1,FALSE)","v":0},0.54015158904726479]
[2006,5,27,8,null,2013,5,27,8,0.20920735361488876,0.29087496631764725,0,8.1957708979278718E-2,0.10862829999999997,7.9186999999999994E-2,0,1.8670790135581973E-3,5.6000000000000028E-4,0.77228240792537295,null,null,0.19808065867768251,7.1813573549196638E-2,0.25748114093584945,8.5627750636222591E-2,7.2997485225506753E-2,0,0,1.3647176705883499E-3,5.6000000000000028E-4,0.68792532669504636,null,{"$f":"J3514*VLOOKUP($B3514,$AR$36:$AZ$47,MATCH(AG$2,$AS$2:$BA$2,0)+1,FALSE)","v":0.17858919813282009},{"$f":"K3514*VLOOKUP($B3514,$AR$36:$AZ$47,MATCH(AH$2,$AS$2:$BA$2,0)+1,FALSE)","v":0.25893978383914079},{"$f":"L3514*VLOOKUP($B3514,$AR$36:$AZ$47,MATCH(AI$2,$AS$2:$BA$2,0)+1,FALSE)","v":0},{"$f":"M3514*VLOOKUP($B3514,$AR$36:$AZ$47,MATCH(AJ$2,$AS$2:$BA$2,0)+1,FALSE)","v":7.0340780969746372E-2},{"$f":"N3514*VLOOKUP($B3514,$AR$36:$AZ$47,MATCH(AK$2,$AS$2:$BA$2,0)+1,FALSE)","v":8.3085083078013267E-2},{"$f":"O3514*VLOOKUP($B3514,$AR$36:$AZ$47,MATCH(AL$2,$AS$2:$BA$2,0)+1,FALSE)","v":7.0697461514630106E-2},{"$f":"P3514*VLOOKUP($B3514,$AR$36:$AZ$47,MATCH(AM$2,$AS$2:$BA$2,0)+1,FALSE)","v":0},{"$f":"Q3514*VLOOKUP($B3514,$AR$36:$AZ$47,MATCH(AN$2,$AS$2:$BA$2,0)+1,FALSE)","v":1.3580231107811988E-3},{"$f":"R3514*VLOOKUP($B3514,$AR$36:$BA$47,MATCH(AO$2,$AS$2:$BA$2,0)+1,FALSE)","v":5.6000000000000028E-4},0.66357033064513171]
[2006,5,27,12,null,2013,5,27,12,0.26304140322026226,0.33168399877972576,0,8.6438626761548537E-2,0.12297380000000002,8.5917999999999994E-2,0,1.8670790135581973E-3,5.8144000000000023E-4,0.8925043477750948,null,null,0.24905154388255385,7.5739875574138485E-2,0.29360510296615155,9.6935788198735634E-2,7.9202368262531589E-2,0,0,1.3647176705883499E-3,5.8144000000000023E-4,0.79648083655469937,null,{"$f":"J3518*VLOOKUP($B3518,$AR$36:$AZ$47,MATCH(AG$2,$AS$2:$BA$2,0)+1,FALSE)","v":0.22454446492981808},{"$f":"K3518*VLOOKUP($B3518,$AR$36:$AZ$47,MATCH(AH$2,$AS$2:$BA$2,0)+1,FALSE)","v":0.29526838983157061},{"$f":"L3518*VLOOKUP($B3518,$AR$36:$AZ$47,MATCH(AI$2,$AS$2:$BA$2,0)+1,FALSE)","v":0},{"$f":"M3518*VLOOKUP($B3518,$AR$36:$AZ$47,MATCH(AJ$2,$AS$2:$BA$2,0)+1,FALSE)","v":7.4186560216037561E-2},{"$f":"N3518*VLOOKUP($B3518,$AR$36:$AZ$47,MATCH(AK$2,$AS$2:$BA$2,0)+1,FALSE)","v":9.4057334869633344E-2},{"$f":"O3518*VLOOKUP($B3518,$AR$36:$AZ$47,MATCH(AL$2,$AS$2:$BA$2,0)+1,FALSE)","v":7.6706839486455985E-2},{"$f":"P3518*VLOOKUP($B3518,$AR$36:$AZ$47,MATCH(AM$2,$AS$2:$BA$2,0)+1,FALSE)","v":0},{"$f":"Q3518*VLOOKUP($B3518,$AR$36:$AZ$47,MATCH(AN$2,$AS$2:$BA$2,0)+1,FALSE)","v":1.3580231107811988E-3},{"$f":"R3518*VLOOKUP($B3518,$AR$36:$BA$47,MATCH(AO$2,$AS$2:$BA$2,0)+1,FALSE)","v":5.8144000000000023E-4},0.76670305244429671]
[2006,5,27,22,null,2013,5,27,22,0.28719577876902636,0.27273387488353512,1.0455561942134213E-2,8.0497170806307167E-2,8.2119799999999979E-2,6.8995000000000001E-2,2.7503014206395619E-5,2.4094657950533742E-3,8.7359999999999895E-5,0.80452151521026272,null,null,0.27192126875587108,7.0533810280891757E-2,0.24142273281840479,6.473206113596984E-2,6.3602125262149575E-2,5.8474126004457944E-3,1.3764674838836986E-5,1.761168393683009E-3,8.7359999999999895E-5,0.71992170392225463,null,{"$f":"J3528*VLOOKUP($B3528,$AR$36:$AZ$47,MATCH(AG$2,$AS$2:$BA$2,0)+1,FALSE)","v":0.24516377149871385},{"$f":"K3528*VLOOKUP($B3528,$AR$36:$AZ$47,MATCH(AH$2,$AS$2:$BA$2,0)+1,FALSE)","v":0.2427904040763417},{"$f":"L3528*VLOOKUP($B3528,$AR$36:$AZ$47,MATCH(AI$2,$AS$2:$BA$2,0)+1,FALSE)","v":3.8480815491263943E-3},{"$f":"M3528*VLOOKUP($B3528,$AR$36:$AZ$47,MATCH(AJ$2,$AS$2:$BA$2,0)+1,FALSE)","v":6.9087263796042561E-2},{"$f":"N3528*VLOOKUP($B3528,$AR$36:$AZ$47,MATCH(AK$2,$AS$2:$BA$2,0)+1,FALSE)","v":6.280987924279248E-2},{"$f":"O3528*VLOOKUP($B3528,$AR$36:$AZ$47,MATCH(AL$2,$AS$2:$BA$2,0)+1,FALSE)","v":6.1598132991550439E-2},{"$f":"P3528*VLOOKUP($B3528,$AR$36:$AZ$47,MATCH(AM$2,$AS$2:$BA$2,0)+1,FALSE)","v":1.3764674838836986E-5},{"$f":"Q3528*VLOOKUP($B3528,$AR$36:$AZ$47,MATCH(AN$2,$AS$2:$BA$2,0)+1,FALSE)","v":1.752529063075608E-3},{"$f":"R3528*VLOOKUP($B3528,$AR$36:$BA$47,MATCH(AO$2,$AS$2:$BA$2,0)+1,FALSE)","v":8.7359999999999895E-5},0.68715118689248189]
[2006,5,28,5,null,2013,5,28,5,0.16163189440608822,0.26381435859543828,5.5762997024715816E-3,6.8154149925182567E-2,8.2867199999999988E-2,6.4723000000000003E-2,1.4668274243411001E-5,2.156351963688958E-3,0,0.64893792286711305,null,null,0.15303550068424113,5.9718519701087755E-2,0.23352721929405743,6.5321209459431706E-2,5.9664038746896256E-2,3.118620053571091E-3,7.3411599140463947E-6,1.5761580562388346E-3,0,0.57596860715543829,null,{"$f":"J3535*VLOOKUP($B3535,$AR$36:$AZ$47,MATCH(AG$2,$AS$2:$BA$2,0)+1,FALSE)","v":0.13797655730499928},{"$f":"K3535*VLOOKUP($B3535,$AR$36:$AZ$47,MATCH(AH$2,$AS$2:$BA$2,0)+1,FALSE)","v":0.23485016209254961},{"$f":"L3535*VLOOKUP($B3535,$AR$36:$AZ$47,MATCH(AI$2,$AS$2:$BA$2,0)+1,FALSE)","v":2.0523101595340773E-3},{"$f":"M3535*VLOOKUP($B3535,$AR$36:$AZ$47,MATCH(AJ$2,$AS$2:$BA$2,0)+1,FALSE)","v":5.8493779191394792E-2},{"$f":"N3535*VLOOKUP($B3535,$AR$36:$AZ$47,MATCH(AK$2,$AS$2:$BA$2,0)+1,FALSE)","v":6.3381533140464699E-2},{"$f":"O3535*VLOOKUP($B3535,$AR$36:$AZ$47,MATCH(AL$2,$AS$2:$BA$2,0)+1,FALSE)","v":5.7784128728344361E-2},{"$f":"P3535*VLOOKUP($B3535,$AR$36:$AZ$47,MATCH(AM$2,$AS$2:$BA$2,0)+1,FALSE)","v":7.3411599140463947E-6},{"$f":"Q3535*VLOOKUP($B3535,$AR$36:$AZ$47,MATCH(AN$2,$AS$2:$BA$2,0)+1,FALSE)","v":1.5684262853382167E-3},{"$f":"R3535*VLOOKUP($B3535,$AR$36:$BA$47,MATCH(AO$2,$AS$2:$BA$2,0)+1,FALSE)","v":0},0.55611423806253912]
[2006,5,28,12,null,2013,5,28,12,0.25836568353202588,0.43643854544065597,0,9.0436097086841027E-2,0.12939719999999999,8.6560999999999999E-2,0,1.8670790135581973E-3,4.4000000000000002E-4,1.0035056050730811,null,null,0.24462450238695244,7.9242567789323551E-2,0.3863333309533587,0.10199912154222633,7.979510928062801E-2,0,0,1.3647176705883499E-3,4.4000000000000002E-4,0.89379934962307739,null,{"$f":"J3542*VLOOKUP($B3542,$AR$36:$AZ$47,MATCH(AG$2,$AS$2:$BA$2,0)+1,FALSE)","v":0.22055305155267116},{"$f":"K3542*VLOOKUP($B3542,$AR$36:$AZ$47,MATCH(AH$2,$AS$2:$BA$2,0)+1,FALSE)","v":0.38852192763835014},{"$f":"L3542*VLOOKUP($B3542,$AR$36:$AZ$47,MATCH(AI$2,$AS$2:$BA$2,0)+1,FALSE)","v":0},{"$f":"M3542*VLOOKUP($B3542,$AR$36:$AZ$47,MATCH(AJ$2,$AS$2:$BA$2,0)+1,FALSE)","v":7.7617417277397724E-2},{"$f":"N3542*VLOOKUP($B3542,$AR$36:$AZ$47,MATCH(AK$2,$AS$2:$BA$2,0)+1,FALSE)","v":9.8970315397205882E-2},{"$f":"O3542*VLOOKUP($B3542,$AR$36:$AZ$47,MATCH(AL$2,$AS$2:$BA$2,0)+1,FALSE)","v":7.7280904266709152E-2},{"$f":"P3542*VLOOKUP($B3542,$AR$36:$AZ$47,MATCH(AM$2,$AS$2:$BA$2,0)+1,FALSE)","v":0},{"$f":"Q3542*VLOOKUP($B3542,$AR$36:$AZ$47,MATCH(AN$2,$AS$2:$BA$2,0)+1,FALSE)","v":1.3580231107811988E-3},{"$f":"R3542*VLOOKUP($B3542,$AR$36:$BA$47,MATCH(AO$2,$AS$2:$BA$2,0)+1,FALSE)","v":4.4000000000000002E-4},0.8647416392431152]
[2006,5,28,22,null,2013,5,28,22,0.31362407515597018,0.2819368930886525,1.0455561942134213E-2,5.9385336384865123E-2,8.5460800000000003E-2,6.9569000000000006E-2,2.7503014206395619E-5,2.4094657950533742E-3,1.6735999999999989E-4,0.82303599538088179,null,null,0.29694397596764233,5.2035046798300906E-2,0.24956920089541115,6.7365650310021369E-2,6.4131259545800193E-2,5.8474126004457944E-3,1.3764674838836986E-5,1.761168393683009E-3,1.6735999999999989E-4,0.73783483918614357,null,{"$f":"J3552*VLOOKUP($B3552,$AR$36:$AZ$47,MATCH(AG$2,$AS$2:$BA$2,0)+1,FALSE)","v":0.26772420342525638},{"$f":"K3552*VLOOKUP($B3552,$AR$36:$AZ$47,MATCH(AH$2,$AS$2:$BA$2,0)+1,FALSE)","v":0.25098302228226321},{"$f":"L3552*VLOOKUP($B3552,$AR$36:$AZ$47,MATCH(AI$2,$AS$2:$BA$2,0)+1,FALSE)","v":3.8480815491263943E-3},{"$f":"M3552*VLOOKUP($B3552,$AR$36:$AZ$47,MATCH(AJ$2,$AS$2:$BA$2,0)+1,FALSE)","v":5.0967883210579101E-2},{"$f":"N3552*VLOOKUP($B3552,$AR$36:$AZ$47,MATCH(AK$2,$AS$2:$BA$2,0)+1,FALSE)","v":6.5365265477904722E-2},{"$f":"O3552*VLOOKUP($B3552,$AR$36:$AZ$47,MATCH(AL$2,$AS$2:$BA$2,0)+1,FALSE)","v":6.2110595174855759E-2},{"$f":"P3552*VLOOKUP($B3552,$AR$36:$AZ$47,MATCH(AM$2,$AS$2:$BA$2,0)+1,FALSE)","v":1.3764674838836986E-5},{"$f":"Q3552*VLOOKUP($B3552,$AR$36:$AZ$47,MATCH(AN$2,$AS$2:$BA$2,0)+1,FALSE)","v":1.752529063075608E-3},{"$f":"R3552*VLOOKUP($B3552,$AR$36:$BA$47,MATCH(AO$2,$AS$2:$BA$2,0)+1,FALSE)","v":1.6735999999999989E-4},0.70293270485789994]
[2006,5,29,5,null,2013,5,29,5,0.16345042560137565,0.26836650328664413,5.4020403367693436E-3,7.0016635728685744E-2,8.8915500000000008E-2,6.6476999999999994E-2,1.4209890673304403E-5,2.1473121839973713E-3,0,0.66478962702814559,null,null,0.15475731328195477,6.1350480414728813E-2,0.23755675618970343,7.008886507194767E-2,6.1280940373243234E-2,3.0211631768969939E-3,7.1117486667324423E-6,1.5695505441872565E-3,0,0.58963218080132906,null,{"$f":"J3559*VLOOKUP($B3559,$AR$36:$AZ$47,MATCH(AG$2,$AS$2:$BA$2,0)+1,FALSE)","v":0.13952894072907213},{"$f":"K3559*VLOOKUP($B3559,$AR$36:$AZ$47,MATCH(AH$2,$AS$2:$BA$2,0)+1,FALSE)","v":0.2389025265062617},{"$f":"L3559*VLOOKUP($B3559,$AR$36:$AZ$47,MATCH(AI$2,$AS$2:$BA$2,0)+1,FALSE)","v":1.9881754670486372E-3},{"$f":"M3559*VLOOKUP($B3559,$AR$36:$AZ$47,MATCH(AJ$2,$AS$2:$BA$2,0)+1,FALSE)","v":6.009227074996925E-2},{"$f":"N3559*VLOOKUP($B3559,$AR$36:$AZ$47,MATCH(AK$2,$AS$2:$BA$2,0)+1,FALSE)","v":6.8007615919820991E-2},{"$f":"O3559*VLOOKUP($B3559,$AR$36:$AZ$47,MATCH(AL$2,$AS$2:$BA$2,0)+1,FALSE)","v":5.935008459858393E-2},{"$f":"P3559*VLOOKUP($B3559,$AR$36:$AZ$47,MATCH(AM$2,$AS$2:$BA$2,0)+1,FALSE)","v":7.1117486667324423E-6},{"$f":"Q3559*VLOOKUP($B3559,$AR$36:$AZ$47,MATCH(AN$2,$AS$2:$BA$2,0)+1,FALSE)","v":1.5618511861333097E-3},{"$f":"R3559*VLOOKUP($B3559,$AR$36:$BA$47,MATCH(AO$2,$AS$2:$BA$2,0)+1,FALSE)","v":0},0.56943857690555666]
[2006,5,29,15,null,2013,5,29,15,0.25796971459591,0.44992275861916814,0,9.6270604789650882E-2,0.13667679999999996,9.0842000000000006E-2,0,1.8670790135581973E-3,4.1727999999999996E-4,1.0339662370182872,null,null,0.24424959306217736,8.4354922115199404E-2,0.39826949252057325,0.10773736630470022,8.374149232646122E-2,0,0,1.3647176705883499E-3,4.1727999999999996E-4,0.92013486399969979,null,{"$f":"J3569*VLOOKUP($B3569,$AR$36:$AZ$47,MATCH(AG$2,$AS$2:$BA$2,0)+1,FALSE)","v":0.22021503391818298},{"$f":"K3569*VLOOKUP($B3569,$AR$36:$AZ$47,MATCH(AH$2,$AS$2:$BA$2,0)+1,FALSE)","v":0.40052570812825272},{"$f":"L3569*VLOOKUP($B3569,$AR$36:$AZ$47,MATCH(AI$2,$AS$2:$BA$2,0)+1,FALSE)","v":0},{"$f":"M3569*VLOOKUP($B3569,$AR$36:$AZ$47,MATCH(AJ$2,$AS$2:$BA$2,0)+1,FALSE)","v":8.2624924606493622E-2},{"$f":"N3569*VLOOKUP($B3569,$AR$36:$AZ$47,MATCH(AK$2,$AS$2:$BA$2,0)+1,FALSE)","v":0.10453816623142406},{"$f":"O3569*VLOOKUP($B3569,$AR$36:$AZ$47,MATCH(AL$2,$AS$2:$BA$2,0)+1,FALSE)","v":8.1102943651256254E-2},{"$f":"P3569*VLOOKUP($B3569,$AR$36:$AZ$47,MATCH(AM$2,$AS$2:$BA$2,0)+1,FALSE)","v":0},{"$f":"Q3569*VLOOKUP($B3569,$AR$36:$AZ$47,MATCH(AN$2,$AS$2:$BA$2,0)+1,FALSE)","v":1.3580231107811988E-3},{"$f":"R3569*VLOOKUP($B3569,$AR$36:$BA$47,MATCH(AO$2,$AS$2:$BA$2,0)+1,FALSE)","v":4.1727999999999996E-4},0.89078207964639078]
[2006,5,29,19,null,2013,5,29,19,0.36153628366011586,0.3390020134300622,0,5.147510588919052E-2,0.10366900000000003,8.1171999999999994E-2,0,1.8670790135581973E-3,2.4448000000000004E-4,0.93896596199292681,null,null,0.34230797324220191,4.5103887709460971E-2,0.30008297483463064,8.1718514242665713E-2,7.4827331136737521E-2,0,0,1.3647176705883499E-3,2.4448000000000004E-4,0.84564987883628517,null,{"$f":"J3573*VLOOKUP($B3573,$AR$36:$AZ$47,MATCH(AG$2,$AS$2:$BA$2,0)+1,FALSE)","v":0.30862430922784184},{"$f":"K3573*VLOOKUP($B3573,$AR$36:$AZ$47,MATCH(AH$2,$AS$2:$BA$2,0)+1,FALSE)","v":0.30178295915212339},{"$f":"L3573*VLOOKUP($B3573,$AR$36:$AZ$47,MATCH(AI$2,$AS$2:$BA$2,0)+1,FALSE)","v":0},{"$f":"M3573*VLOOKUP($B3573,$AR$36:$AZ$47,MATCH(AJ$2,$AS$2:$BA$2,0)+1,FALSE)","v":4.41788721749347E-2},{"$f":"N3573*VLOOKUP($B3573,$AR$36:$AZ$47,MATCH(AK$2,$AS$2:$BA$2,0)+1,FALSE)","v":7.9291929245091389E-2},{"$f":"O3573*VLOOKUP($B3573,$AR$36:$AZ$47,MATCH(AL$2,$AS$2:$BA$2,0)+1,FALSE)","v":7.2469652165955967E-2},{"$f":"P3573*VLOOKUP($B3573,$AR$36:$AZ$47,MATCH(AM$2,$AS$2:$BA$2,0)+1,FALSE)","v":0},{"$f":"Q3573*VLOOKUP($B3573,$AR$36:$AZ$47,MATCH(AN$2,$AS$2:$BA$2,0)+1,FALSE)","v":1.3580231107811988E-3},{"$f":"R3573*VLOOKUP($B3573,$AR$36:$BA$47,MATCH(AO$2,$AS$2:$BA$2,0)+1,FALSE)","v":2.4448000000000004E-4},0.80795022507672853]
[2006,5,29,24,null,2013,5,29,24,0.17131358284182349,0.27727496965372483,1.0455561942134213E-2,8.2834860279606876E-2,8.6238400000000048E-2,6.8074999999999997E-2,2.7503014206395619E-5,2.4094657950533742E-3,0,0.69862934352654926,null,null,0.16220226843559257,7.2582157373761766E-2,0.24544248837636298,6.7978604198600412E-2,6.2754035469538838E-2,5.8474126004457944E-3,1.3764674838836986E-5,1.761168393683009E-3,0,0.61858189952282416,null,{"$f":"J3578*VLOOKUP($B3578,$AR$36:$AZ$47,MATCH(AG$2,$AS$2:$BA$2,0)+1,FALSE)","v":0.1462413001280102},{"$f":"K3578*VLOOKUP($B3578,$AR$36:$AZ$47,MATCH(AH$2,$AS$2:$BA$2,0)+1,FALSE)","v":0.24683293174062299},{"$f":"L3578*VLOOKUP($B3578,$AR$36:$AZ$47,MATCH(AI$2,$AS$2:$BA$2,0)+1,FALSE)","v":3.8480815491263943E-3},{"$f":"M3578*VLOOKUP($B3578,$AR$36:$AZ$47,MATCH(AJ$2,$AS$2:$BA$2,0)+1,FALSE)","v":7.1093602251138102E-2},{"$f":"N3578*VLOOKUP($B3578,$AR$36:$AZ$47,MATCH(AK$2,$AS$2:$BA$2,0)+1,FALSE)","v":6.5960018047920704E-2},{"$f":"O3578*VLOOKUP($B3578,$AR$36:$AZ$47,MATCH(AL$2,$AS$2:$BA$2,0)+1,FALSE)","v":6.0776765032245758E-2},{"$f":"P3578*VLOOKUP($B3578,$AR$36:$AZ$47,MATCH(AM$2,$AS$2:$BA$2,0)+1,FALSE)","v":1.3764674838836986E-5},{"$f":"Q3578*VLOOKUP($B3578,$AR$36:$AZ$47,MATCH(AN$2,$AS$2:$BA$2,0)+1,FALSE)","v":1.752529063075608E-3},{"$f":"R3578*VLOOKUP($B3578,$AR$36:$BA$47,MATCH(AO$2,$AS$2:$BA$2,0)+1,FALSE)","v":0},0.59651899248697859]
[2006,5,30,9,null,2013,5,30,9,0.24757122591143152,0.467179838204345,0,0.11271868125001039,0.13131010000000001,9.0884999999999994E-2,0,1.9351029256188363E-3,1.9936000000000012E-4,1.0517993082914059,null,null,{"$f":"$J3587*$AS$6","v":0.23440414808959997},{"$f":"$M3587*$AV$6","v":9.8767174035607253E-2},{"$f":"$K3587*$AT$6","v":0.41354537754107984},{"$f":"$N3587*$AW$6","v":0.10350699126118568},{"$f":"$O3587*$AX$6","v":8.3781131305898454E-2},{"$f":"$L3587*$AU$6","v":0},{"$f":"$P3587*$AY$6","v":0},{"$f":"$Q3587*$AZ$6","v":1.414438884386787E-3},1.9936000000000012E-4,{"$f":"SUM(V3587:AD3587)","v":0.93561862111775795},null,{"$f":"J3587*VLOOKUP($B3587,$AR$36:$AZ$47,MATCH(AG$2,$AS$2:$BA$2,0)+1,FALSE)","v":0.21133839682170352},{"$f":"K3587*VLOOKUP($B3587,$AR$36:$AZ$47,MATCH(AH$2,$AS$2:$BA$2,0)+1,FALSE)","v":0.4158881317635707},{"$f":"L3587*VLOOKUP($B3587,$AR$36:$AZ$47,MATCH(AI$2,$AS$2:$BA$2,0)+1,FALSE)","v":0},{"$f":"M3587*VLOOKUP($B3587,$AR$36:$AZ$47,MATCH(AJ$2,$AS$2:$BA$2,0)+1,FALSE)","v":9.6741602074433886E-2},{"$f":"N3587*VLOOKUP($B3587,$AR$36:$AZ$47,MATCH(AK$2,$AS$2:$BA$2,0)+1,FALSE)","v":0.10043340977887193},{"$f":"O3587*VLOOKUP($B3587,$AR$36:$AZ$47,MATCH(AL$2,$AS$2:$BA$2,0)+1,FALSE)","v":8.1141333675441144E-2},{"$f":"P3587*VLOOKUP($B3587,$AR$36:$AZ$47,MATCH(AM$2,$AS$2:$BA$2,0)+1,FALSE)","v":0},{"$f":"Q3587*VLOOKUP($B3587,$AR$36:$AZ$47,MATCH(AN$2,$AS$2:$BA$2,0)+1,FALSE)","v":1.407500419450662E-3},{"$f":"R3587*VLOOKUP($B3587,$AR$36:$BA$47,MATCH(AO$2,$AS$2:$BA$2,0)+1,FALSE)","v":1.9936000000000012E-4},0.90714973453347192]
[2006,5,30,17,null,2013,5,30,17,0.37596178530133373,0.495506775606878,0,0.1464352113878786,0.1296486,9.2970999999999998E-2,0,1.9351029256188363E-3,2.2975999999999975E-4,1.2426882352217095,null,null,0.35596625445208896,0.12831051470526506,0.43862024821131007,0.10219729104787031,8.5704082726970193E-2,0,0,1.414438884386787E-3,2.2975999999999975E-4,1.1124425900278916,null,{"$f":"J3595*VLOOKUP($B3595,$AR$36:$AZ$47,MATCH(AG$2,$AS$2:$BA$2,0)+1,FALSE)","v":0.32093859324441204},{"$f":"K3595*VLOOKUP($B3595,$AR$36:$AZ$47,MATCH(AH$2,$AS$2:$BA$2,0)+1,FALSE)","v":0.44110505276813278},{"$f":"L3595*VLOOKUP($B3595,$AR$36:$AZ$47,MATCH(AI$2,$AS$2:$BA$2,0)+1,FALSE)","v":0},{"$f":"M3595*VLOOKUP($B3595,$AR$36:$AZ$47,MATCH(AJ$2,$AS$2:$BA$2,0)+1,FALSE)","v":0.1256790515349509},{"$f":"N3595*VLOOKUP($B3595,$AR$36:$AZ$47,MATCH(AK$2,$AS$2:$BA$2,0)+1,FALSE)","v":9.9162600371616907E-2},{"$f":"O3595*VLOOKUP($B3595,$AR$36:$AZ$47,MATCH(AL$2,$AS$2:$BA$2,0)+1,FALSE)","v":8.30036962440385E-2},{"$f":"P3595*VLOOKUP($B3595,$AR$36:$AZ$47,MATCH(AM$2,$AS$2:$BA$2,0)+1,FALSE)","v":0},{"$f":"Q3595*VLOOKUP($B3595,$AR$36:$AZ$47,MATCH(AN$2,$AS$2:$BA$2,0)+1,FALSE)","v":1.407500419450662E-3},{"$f":"R3595*VLOOKUP($B3595,$AR$36:$BA$47,MATCH(AO$2,$AS$2:$BA$2,0)+1,FALSE)","v":2.2975999999999975E-4},1.0715262545826019]
[2006,5,30,23,null,2013,5,30,23,0.30478807552264181,0.31424945364579665,1.2431453184795131E-2,8.4176661187928048E-2,9.3429600000000015E-2,7.3855000000000004E-2,3.0151949695646488E-5,2.5315132275945894E-3,2.9120000000000118E-5,0.88552102871845184,null,null,0.28857791905232322,7.3757879821572794E-2,0.278172126283382,7.3647166445963211E-2,6.8082251775288899E-2,6.952456156534904E-3,1.5090410825626205E-5,1.8503774130278908E-3,2.9120000000000118E-5,0.79108438735891862,null,{"$f":"J3601*VLOOKUP($B3601,$AR$36:$AZ$47,MATCH(AG$2,$AS$2:$BA$2,0)+1,FALSE)","v":0.26018138018337916},{"$f":"K3601*VLOOKUP($B3601,$AR$36:$AZ$47,MATCH(AH$2,$AS$2:$BA$2,0)+1,FALSE)","v":0.2797479846022552},{"$f":"L3601*VLOOKUP($B3601,$AR$36:$AZ$47,MATCH(AI$2,$AS$2:$BA$2,0)+1,FALSE)","v":4.5752916862806178E-3},{"$f":"M3601*VLOOKUP($B3601,$AR$36:$AZ$47,MATCH(AJ$2,$AS$2:$BA$2,0)+1,FALSE)","v":7.2245212331174494E-2},{"$f":"N3601*VLOOKUP($B3601,$AR$36:$AZ$47,MATCH(AK$2,$AS$2:$BA$2,0)+1,FALSE)","v":7.1460255549847987E-2},{"$f":"O3601*VLOOKUP($B3601,$AR$36:$AZ$47,MATCH(AL$2,$AS$2:$BA$2,0)+1,FALSE)","v":6.5937098515703424E-2},{"$f":"P3601*VLOOKUP($B3601,$AR$36:$AZ$47,MATCH(AM$2,$AS$2:$BA$2,0)+1,FALSE)","v":1.5090410825626205E-5},{"$f":"Q3601*VLOOKUP($B3601,$AR$36:$AZ$47,MATCH(AN$2,$AS$2:$BA$2,0)+1,FALSE)","v":1.8413004716763685E-3},{"$f":"R3601*VLOOKUP($B3601,$AR$36:$BA$47,MATCH(AO$2,$AS$2:$BA$2,0)+1,FALSE)","v":2.9120000000000118E-5},0.75603273375114288]
[2006,5,31,10,null,2013,5,31,10,0.24404358020886338,0.4465942414703824,0,0.11136189012196497,0.13952150000000002,9.6062999999999996E-2,0,1.9351029256188363E-3,6.7200000000000278E-5,1.0395865147268297,null,null,0.23106412025466797,9.7578316749596231E-2,0.39532310492337464,0.10997974018181023,8.8554401899527124E-2,0,0,1.414438884386787E-3,6.7200000000000278E-5,0.92398132289336299,null,{"$f":"J3612*VLOOKUP($B3612,$AR$36:$AZ$47,MATCH(AG$2,$AS$2:$BA$2,0)+1,FALSE)","v":0.2083270331844671},{"$f":"K3612*VLOOKUP($B3612,$AR$36:$AZ$47,MATCH(AH$2,$AS$2:$BA$2,0)+1,FALSE)","v":0.39756262910525342},{"$f":"L3612*VLOOKUP($B3612,$AR$36:$AZ$47,MATCH(AI$2,$AS$2:$BA$2,0)+1,FALSE)","v":0},{"$f":"M3612*VLOOKUP($B3612,$AR$36:$AZ$47,MATCH(AJ$2,$AS$2:$BA$2,0)+1,FALSE)","v":9.5577126532741183E-2},{"$f":"N3612*VLOOKUP($B3612,$AR$36:$AZ$47,MATCH(AK$2,$AS$2:$BA$2,0)+1,FALSE)","v":0.10671395408626511},{"$f":"O3612*VLOOKUP($B3612,$AR$36:$AZ$47,MATCH(AL$2,$AS$2:$BA$2,0)+1,FALSE)","v":8.5764206820310301E-2},{"$f":"P3612*VLOOKUP($B3612,$AR$36:$AZ$47,MATCH(AM$2,$AS$2:$BA$2,0)+1,FALSE)","v":0},{"$f":"Q3612*VLOOKUP($B3612,$AR$36:$AZ$47,MATCH(AN$2,$AS$2:$BA$2,0)+1,FALSE)","v":1.407500419450662E-3},{"$f":"R3612*VLOOKUP($B3612,$AR$36:$BA$47,MATCH(AO$2,$AS$2:$BA$2,0)+1,FALSE)","v":6.7200000000000278E-5},0.8954196501484879]
[2006,5,31,16,null,2013,5,31,16,0.2881602016848766,0.45039418291011935,0,0.117216264373704,0.1382111,9.5831E-2,0,1.9351029256188363E-3,1.7824000000000025E-4,1.0919260918943192,null,null,0.27283439883048177,0.10270807868593926,0.39868679506755983,0.10894679936957521,8.834053577791226E-2,0,0,1.414438884386787E-3,1.7824000000000025E-4,0.97310928661585494,null,{"$f":"J3618*VLOOKUP($B3618,$AR$36:$AZ$47,MATCH(AG$2,$AS$2:$BA$2,0)+1,FALSE)","v":0.24598704808161861},{"$f":"K3618*VLOOKUP($B3618,$AR$36:$AZ$47,MATCH(AH$2,$AS$2:$BA$2,0)+1,FALSE)","v":0.40094537471400532},{"$f":"L3618*VLOOKUP($B3618,$AR$36:$AZ$47,MATCH(AI$2,$AS$2:$BA$2,0)+1,FALSE)","v":0},{"$f":"M3618*VLOOKUP($B3618,$AR$36:$AZ$47,MATCH(AJ$2,$AS$2:$BA$2,0)+1,FALSE)","v":0.10060168446737811},{"$f":"N3618*VLOOKUP($B3618,$AR$36:$AZ$47,MATCH(AK$2,$AS$2:$BA$2,0)+1,FALSE)","v":0.10571168586642342},{"$f":"O3618*VLOOKUP($B3618,$AR$36:$AZ$47,MATCH(AL$2,$AS$2:$BA$2,0)+1,FALSE)","v":8.5557079247963908E-2},{"$f":"P3618*VLOOKUP($B3618,$AR$36:$AZ$47,MATCH(AM$2,$AS$2:$BA$2,0)+1,FALSE)","v":0},{"$f":"Q3618*VLOOKUP($B3618,$AR$36:$AZ$47,MATCH(AN$2,$AS$2:$BA$2,0)+1,FALSE)","v":1.407500419450662E-3},{"$f":"R3618*VLOOKUP($B3618,$AR$36:$BA$47,MATCH(AO$2,$AS$2:$BA$2,0)+1,FALSE)","v":1.7824000000000025E-4},0.94038861279684005]
[2006,6,1,3,null,2013,6,1,3,0.18250791499403124,0.25619915404024063,1.2431453184795131E-2,6.9592131359718451E-2,8.5497599999999951E-2,7.0321999999999996E-2,3.0151949695646488E-5,2.5315132275945894E-3,4.7999999999999549E-6,0.67911671875607571,null,null,0.17280122993408678,6.0978518141716821E-2,0.22678627633098741,6.7394658415859426E-2,6.4825402604317447E-2,6.952456156534904E-3,1.5090410825626205E-5,1.8503774130278908E-3,4.7999999999999549E-6,0.60160880940735628,null,{"$f":"J3629*VLOOKUP($B3629,$AR$36:$AZ$47,MATCH(AG$2,$AS$2:$BA$2,0)+1,FALSE)","v":0.17339843459235682},{"$f":"K3629*VLOOKUP($B3629,$AR$36:$AZ$47,MATCH(AH$2,$AS$2:$BA$2,0)+1,FALSE)","v":0.22273950502295178},{"$f":"L3629*VLOOKUP($B3629,$AR$36:$AZ$47,MATCH(AI$2,$AS$2:$BA$2,0)+1,FALSE)","v":3.7578923000521915E-3},{"$f":"M3629*VLOOKUP($B3629,$AR$36:$AZ$47,MATCH(AJ$2,$AS$2:$BA$2,0)+1,FALSE)","v":5.8661400504479065E-2},{"$f":"N3629*VLOOKUP($B3629,$AR$36:$AZ$47,MATCH(AK$2,$AS$2:$BA$2,0)+1,FALSE)","v":6.9585757724280467E-2},{"$f":"O3629*VLOOKUP($B3629,$AR$36:$AZ$47,MATCH(AL$2,$AS$2:$BA$2,0)+1,FALSE)","v":6.345580620759024E-2},{"$f":"P3629*VLOOKUP($B3629,$AR$36:$AZ$47,MATCH(AM$2,$AS$2:$BA$2,0)+1,FALSE)","v":1.5090410825626205E-5},{"$f":"Q3629*VLOOKUP($B3629,$AR$36:$AZ$47,MATCH(AN$2,$AS$2:$BA$2,0)+1,FALSE)","v":1.8961887482328813E-3},{"$f":"R3629*VLOOKUP($B3629,$AR$36:$BA$47,MATCH(AO$2,$AS$2:$BA$2,0)+1,FALSE)","v":4.7999999999999549E-6},0.59351487551076909]
[2006,6,1,6,null,2013,6,1,6,0.17564372542644135,0.27120244912866254,0,6.7221511983119667E-2,8.92405E-2,7.4539999999999995E-2,0,1.9351029256188363E-3,2.975999999999999E-5,0.67981304946384236,null,null,0.16630211234886288,5.8901316972006602E-2,0.24006712200178837,7.0345050789267852E-2,6.8713709936091438E-2,0,0,1.414438884386787E-3,2.975999999999999E-5,0.60577351093240384,null,{"$f":"J3632*VLOOKUP($B3632,$AR$36:$AZ$47,MATCH(AG$2,$AS$2:$BA$2,0)+1,FALSE)","v":0.16687685592107454},{"$f":"K3632*VLOOKUP($B3632,$AR$36:$AZ$47,MATCH(AH$2,$AS$2:$BA$2,0)+1,FALSE)","v":0.23578336745968523},{"$f":"L3632*VLOOKUP($B3632,$AR$36:$AZ$47,MATCH(AI$2,$AS$2:$BA$2,0)+1,FALSE)","v":0},{"$f":"M3632*VLOOKUP($B3632,$AR$36:$AZ$47,MATCH(AJ$2,$AS$2:$BA$2,0)+1,FALSE)","v":5.6663130729186148E-2},{"$f":"N3632*VLOOKUP($B3632,$AR$36:$AZ$47,MATCH(AK$2,$AS$2:$BA$2,0)+1,FALSE)","v":7.2632071686148547E-2},{"$f":"O3632*VLOOKUP($B3632,$AR$36:$AZ$47,MATCH(AL$2,$AS$2:$BA$2,0)+1,FALSE)","v":6.7261963463976809E-2},{"$f":"P3632*VLOOKUP($B3632,$AR$36:$AZ$47,MATCH(AM$2,$AS$2:$BA$2,0)+1,FALSE)","v":0},{"$f":"Q3632*VLOOKUP($B3632,$AR$36:$AZ$47,MATCH(AN$2,$AS$2:$BA$2,0)+1,FALSE)","v":1.4494573262481064E-3},{"$f":"R3632*VLOOKUP($B3632,$AR$36:$BA$47,MATCH(AO$2,$AS$2:$BA$2,0)+1,FALSE)","v":2.975999999999999E-5},0.60069660658631951]
[2006,6,1,12,null,2013,6,1,12,0.30289226075268316,0.38639025486875284,0,0.10585787049946556,0.10260559999999999,8.0445000000000003E-2,0,1.9351029256188363E-3,3.4144000000000004E-4,0.98046752904652035,null,null,0.28678293320753523,9.2755545067721656E-2,0.34203082145424296,8.0880274575594047E-2,7.4157155833228822E-2,0,0,1.414438884386787E-3,3.4144000000000004E-4,0.87836260902270946,null,{"$f":"J3638*VLOOKUP($B3638,$AR$36:$AZ$47,MATCH(AG$2,$AS$2:$BA$2,0)+1,FALSE)","v":0.28777406101194497},{"$f":"K3638*VLOOKUP($B3638,$AR$36:$AZ$47,MATCH(AH$2,$AS$2:$BA$2,0)+1,FALSE)","v":0.33592762801098186},{"$f":"L3638*VLOOKUP($B3638,$AR$36:$AZ$47,MATCH(AI$2,$AS$2:$BA$2,0)+1,FALSE)","v":0},{"$f":"M3638*VLOOKUP($B3638,$AR$36:$AZ$47,MATCH(AJ$2,$AS$2:$BA$2,0)+1,FALSE)","v":8.9230934828284175E-2},{"$f":"N3638*VLOOKUP($B3638,$AR$36:$AZ$47,MATCH(AK$2,$AS$2:$BA$2,0)+1,FALSE)","v":8.3509811067847925E-2},{"$f":"O3638*VLOOKUP($B3638,$AR$36:$AZ$47,MATCH(AL$2,$AS$2:$BA$2,0)+1,FALSE)","v":7.2590403150786353E-2},{"$f":"P3638*VLOOKUP($B3638,$AR$36:$AZ$47,MATCH(AM$2,$AS$2:$BA$2,0)+1,FALSE)","v":0},{"$f":"Q3638*VLOOKUP($B3638,$AR$36:$AZ$47,MATCH(AN$2,$AS$2:$BA$2,0)+1,FALSE)","v":1.4494573262481064E-3},{"$f":"R3638*VLOOKUP($B3638,$AR$36:$BA$47,MATCH(AO$2,$AS$2:$BA$2,0)+1,FALSE)","v":3.4144000000000004E-4},0.87082373539609337]
[2006,6,1,20,null,2013,6,1,20,0.35596298518511221,0.32712331867573896,3.1078632961987827E-3,9.0331805319459807E-2,9.0559700000000021E-2,7.8188999999999995E-2,7.5379874239116221E-6,2.084205501112775E-3,2.6367999999999986E-4,0.94763009596504655,null,null,0.33703109069548115,7.9151184506400157E-2,0.28956801056358444,7.1384928322464139E-2,7.2077492167870322E-2,1.738114039133726E-3,3.7726027064065512E-6,1.5234235165470632E-3,2.6367999999999986E-4,0.85274169641418751,null,{"$f":"J3646*VLOOKUP($B3646,$AR$36:$AZ$47,MATCH(AG$2,$AS$2:$BA$2,0)+1,FALSE)","v":0.33819587718121358},{"$f":"K3646*VLOOKUP($B3646,$AR$36:$AZ$47,MATCH(AH$2,$AS$2:$BA$2,0)+1,FALSE)","v":0.28440096282228527},{"$f":"L3646*VLOOKUP($B3646,$AR$36:$AZ$47,MATCH(AI$2,$AS$2:$BA$2,0)+1,FALSE)","v":9.3947307501304788E-4},{"$f":"M3646*VLOOKUP($B3646,$AR$36:$AZ$47,MATCH(AJ$2,$AS$2:$BA$2,0)+1,FALSE)","v":7.61435252320012E-2},{"$f":"N3646*VLOOKUP($B3646,$AR$36:$AZ$47,MATCH(AK$2,$AS$2:$BA$2,0)+1,FALSE)","v":7.3705757164920727E-2},{"$f":"O3646*VLOOKUP($B3646,$AR$36:$AZ$47,MATCH(AL$2,$AS$2:$BA$2,0)+1,FALSE)","v":7.0554677505834218E-2},{"$f":"P3646*VLOOKUP($B3646,$AR$36:$AZ$47,MATCH(AM$2,$AS$2:$BA$2,0)+1,FALSE)","v":3.7726027064065512E-6},{"$f":"Q3646*VLOOKUP($B3646,$AR$36:$AZ$47,MATCH(AN$2,$AS$2:$BA$2,0)+1,FALSE)","v":1.5611401817443003E-3},{"$f":"R3646*VLOOKUP($B3646,$AR$36:$BA$47,MATCH(AO$2,$AS$2:$BA$2,0)+1,FALSE)","v":2.6367999999999986E-4},0.84576886576571875]
[2006,6,2,5,null,2013,6,2,5,0.14571247790306371,0.21369704141372792,6.0085357059843142E-3,4.9818973285749836E-2,8.5722199999999985E-2,7.0899000000000004E-2,1.4573442352895803E-5,2.2233679049071175E-3,3.3920000000000075E-5,0.57413008965578582,null,null,0.1379627584875775,4.3652739281745893E-2,0.18916360776724539,6.7571702453121343E-2,6.5357302398161357E-2,3.3603538089918708E-3,7.2936985657193325E-6,1.6251425065633208E-3,3.3920000000000075E-5,0.50873482040197238,null,{"$f":"J3655*VLOOKUP($B3655,$AR$36:$AZ$47,MATCH(AG$2,$AS$2:$BA$2,0)+1,FALSE)","v":0.13843956066119623},{"$f":"K3655*VLOOKUP($B3655,$AR$36:$AZ$47,MATCH(AH$2,$AS$2:$BA$2,0)+1,FALSE)","v":0.18578817485824622},{"$f":"L3655*VLOOKUP($B3655,$AR$36:$AZ$47,MATCH(AI$2,$AS$2:$BA$2,0)+1,FALSE)","v":1.816314611691893E-3},{"$f":"M3655*VLOOKUP($B3655,$AR$36:$AZ$47,MATCH(AJ$2,$AS$2:$BA$2,0)+1,FALSE)","v":4.1993982473841819E-2},{"$f":"N3655*VLOOKUP($B3655,$AR$36:$AZ$47,MATCH(AK$2,$AS$2:$BA$2,0)+1,FALSE)","v":6.9768557723167868E-2},{"$f":"O3655*VLOOKUP($B3655,$AR$36:$AZ$47,MATCH(AL$2,$AS$2:$BA$2,0)+1,FALSE)","v":6.3976468307385195E-2},{"$f":"P3655*VLOOKUP($B3655,$AR$36:$AZ$47,MATCH(AM$2,$AS$2:$BA$2,0)+1,FALSE)","v":7.2936985657193325E-6},{"$f":"Q3655*VLOOKUP($B3655,$AR$36:$AZ$47,MATCH(AN$2,$AS$2:$BA$2,0)+1,FALSE)","v":1.6653775135407479E-3},{"$f":"R3655*VLOOKUP($B3655,$AR$36:$BA$47,MATCH(AO$2,$AS$2:$BA$2,0)+1,FALSE)","v":3.3920000000000075E-5},0.50348964984763578]
[2006,6,2,17,null,2013,6,2,17,0.32549919958915802,0.31584036514959035,0,7.994332802542567E-2,9.293059999999996E-2,7.6971999999999999E-2,0,1.9351029256188363E-3,5.4015999999999982E-4,0.89366075568979286,null,null,0.3081875218036807,7.0048518173842E-2,0.27958039360287845,7.3253822836908483E-2,7.0955616866123297E-2,0,0,1.414438884386787E-3,5.4015999999999982E-4,0.80398047216781965,null,{"$f":"J3667*VLOOKUP($B3667,$AR$36:$AZ$47,MATCH(AG$2,$AS$2:$BA$2,0)+1,FALSE)","v":0.30925262431314809},{"$f":"K3667*VLOOKUP($B3667,$AR$36:$AZ$47,MATCH(AH$2,$AS$2:$BA$2,0)+1,FALSE)","v":0.27459156476620672},{"$f":"L3667*VLOOKUP($B3667,$AR$36:$AZ$47,MATCH(AI$2,$AS$2:$BA$2,0)+1,FALSE)","v":0},{"$f":"M3667*VLOOKUP($B3667,$AR$36:$AZ$47,MATCH(AJ$2,$AS$2:$BA$2,0)+1,FALSE)","v":6.7386750360039743E-2},{"$f":"N3667*VLOOKUP($B3667,$AR$36:$AZ$47,MATCH(AK$2,$AS$2:$BA$2,0)+1,FALSE)","v":7.5635412184342235E-2},{"$f":"O3667*VLOOKUP($B3667,$AR$36:$AZ$47,MATCH(AL$2,$AS$2:$BA$2,0)+1,FALSE)","v":6.9456504584776271E-2},{"$f":"P3667*VLOOKUP($B3667,$AR$36:$AZ$47,MATCH(AM$2,$AS$2:$BA$2,0)+1,FALSE)","v":0},{"$f":"Q3667*VLOOKUP($B3667,$AR$36:$AZ$47,MATCH(AN$2,$AS$2:$BA$2,0)+1,FALSE)","v":1.4494573262481064E-3},{"$f":"R3667*VLOOKUP($B3667,$AR$36:$BA$47,MATCH(AO$2,$AS$2:$BA$2,0)+1,FALSE)","v":5.4015999999999982E-4},0.7983124735347612]
[2006,6,2,22,null,2013,6,2,22,0.30260968813558953,0.25865037426087967,1.2431453184795131E-2,6.1842394320743573E-2,8.3347800000000027E-2,7.0885000000000004E-2,3.0151949695646488E-5,2.5315132275945894E-3,3.6256000000000016E-4,0.79269093507929822,null,null,0.28651538921756048,5.4187987784455806E-2,0.22895608484728969,6.5700049015567377E-2,6.5344396683925984E-2,6.952456156534904E-3,1.5090410825626205E-5,1.8503774130278908E-3,3.6256000000000016E-4,0.70988439152918781,null,{"$f":"J3672*VLOOKUP($B3672,$AR$36:$AZ$47,MATCH(AG$2,$AS$2:$BA$2,0)+1,FALSE)","v":0.2875055923843553},{"$f":"K3672*VLOOKUP($B3672,$AR$36:$AZ$47,MATCH(AH$2,$AS$2:$BA$2,0)+1,FALSE)","v":0.22487059550485727},{"$f":"L3672*VLOOKUP($B3672,$AR$36:$AZ$47,MATCH(AI$2,$AS$2:$BA$2,0)+1,FALSE)","v":3.7578923000521915E-3},{"$f":"M3672*VLOOKUP($B3672,$AR$36:$AZ$47,MATCH(AJ$2,$AS$2:$BA$2,0)+1,FALSE)","v":5.2128902945267362E-2},{"$f":"N3672*VLOOKUP($B3672,$AR$36:$AZ$47,MATCH(AK$2,$AS$2:$BA$2,0)+1,FALSE)","v":6.7836054083995206E-2},{"$f":"O3672*VLOOKUP($B3672,$AR$36:$AZ$47,MATCH(AL$2,$AS$2:$BA$2,0)+1,FALSE)","v":6.3963835258170065E-2},{"$f":"P3672*VLOOKUP($B3672,$AR$36:$AZ$47,MATCH(AM$2,$AS$2:$BA$2,0)+1,FALSE)","v":1.5090410825626205E-5},{"$f":"Q3672*VLOOKUP($B3672,$AR$36:$AZ$47,MATCH(AN$2,$AS$2:$BA$2,0)+1,FALSE)","v":1.8961887482328813E-3},{"$f":"R3672*VLOOKUP($B3672,$AR$36:$BA$47,MATCH(AO$2,$AS$2:$BA$2,0)+1,FALSE)","v":3.6256000000000016E-4},0.70233671163575584]
[2006,6,3,3,null,2013,6,3,3,0.14369072876895092,0.2271710468256396,1.2431453184795131E-2,5.2120291587629472E-2,7.9434000000000005E-2,6.5684000000000006E-2,3.0151949695646488E-5,2.5315132275945894E-3,5.9519999999999979E-5,0.58315270554430532,null,null,0.13604853609889758,4.5669216965058511E-2,0.2010907334678676,6.2614942368035845E-2,6.0549923845482037E-2,6.952456156534904E-3,1.5090410825626205E-5,1.8503774130278908E-3,5.9519999999999979E-5,0.51485079672572998,null,{"$f":"J3677*VLOOKUP($B3677,$AR$36:$AZ$47,MATCH(AG$2,$AS$2:$BA$2,0)+1,FALSE)","v":0.13651872267997728},{"$f":"K3677*VLOOKUP($B3677,$AR$36:$AZ$47,MATCH(AH$2,$AS$2:$BA$2,0)+1,FALSE)","v":0.19750247308600069},{"$f":"L3677*VLOOKUP($B3677,$AR$36:$AZ$47,MATCH(AI$2,$AS$2:$BA$2,0)+1,FALSE)","v":3.7578923000521915E-3},{"$f":"M3677*VLOOKUP($B3677,$AR$36:$AZ$47,MATCH(AJ$2,$AS$2:$BA$2,0)+1,FALSE)","v":4.3933836189444346E-2},{"$f":"N3677*VLOOKUP($B3677,$AR$36:$AZ$47,MATCH(AK$2,$AS$2:$BA$2,0)+1,FALSE)","v":6.4650646089135802E-2},{"$f":"O3677*VLOOKUP($B3677,$AR$36:$AZ$47,MATCH(AL$2,$AS$2:$BA$2,0)+1,FALSE)","v":5.9270657474749841E-2},{"$f":"P3677*VLOOKUP($B3677,$AR$36:$AZ$47,MATCH(AM$2,$AS$2:$BA$2,0)+1,FALSE)","v":1.5090410825626205E-5},{"$f":"Q3677*VLOOKUP($B3677,$AR$36:$AZ$47,MATCH(AN$2,$AS$2:$BA$2,0)+1,FALSE)","v":1.8961887482328813E-3},{"$f":"R3677*VLOOKUP($B3677,$AR$36:$BA$47,MATCH(AO$2,$AS$2:$BA$2,0)+1,FALSE)","v":5.9519999999999979E-5},0.50760502697841858]
[2006,6,3,15,null,2013,6,3,15,0.24910030440204178,0.43744654891032086,0,9.7345838302037843E-2,0.12237049999999999,8.6929000000000006E-2,0,1.9351029256188363E-3,7.9872000000000048E-4,0.99592601454001928,null,null,0.23585190252727384,8.5297070961061913E-2,0.38722561084503282,9.6460228681014795E-2,8.0134345197672305E-2,0,0,1.414438884386787E-3,7.9872000000000048E-4,0.88718231709644246,null,{"$f":"J3689*VLOOKUP($B3689,$AR$36:$AZ$47,MATCH(AG$2,$AS$2:$BA$2,0)+1,FALSE)","v":0.23666701162635179},{"$f":"K3689*VLOOKUP($B3689,$AR$36:$AZ$47,MATCH(AH$2,$AS$2:$BA$2,0)+1,FALSE)","v":0.3803159621790913},{"$f":"L3689*VLOOKUP($B3689,$AR$36:$AZ$47,MATCH(AI$2,$AS$2:$BA$2,0)+1,FALSE)","v":0},{"$f":"M3689*VLOOKUP($B3689,$AR$36:$AZ$47,MATCH(AJ$2,$AS$2:$BA$2,0)+1,FALSE)","v":8.2055874658631844E-2},{"$f":"N3689*VLOOKUP($B3689,$AR$36:$AZ$47,MATCH(AK$2,$AS$2:$BA$2,0)+1,FALSE)","v":9.9596292359072844E-2},{"$f":"O3689*VLOOKUP($B3689,$AR$36:$AZ$47,MATCH(AL$2,$AS$2:$BA$2,0)+1,FALSE)","v":7.844130965870727E-2},{"$f":"P3689*VLOOKUP($B3689,$AR$36:$AZ$47,MATCH(AM$2,$AS$2:$BA$2,0)+1,FALSE)","v":0},{"$f":"Q3689*VLOOKUP($B3689,$AR$36:$AZ$47,MATCH(AN$2,$AS$2:$BA$2,0)+1,FALSE)","v":1.4494573262481064E-3},{"$f":"R3689*VLOOKUP($B3689,$AR$36:$BA$47,MATCH(AO$2,$AS$2:$BA$2,0)+1,FALSE)","v":7.9872000000000048E-4},0.87932462780810328]
[2006,6,3,17,null,2013,6,3,17,0.29490603538242705,0.41748728211554481,0,9.9181338948168912E-2,0.1130177,8.2522999999999999E-2,0,1.9351029256188363E-3,8.2783999999999993E-4,1.0098782993717597,null,null,0.27922145530365255,8.69053865459187E-2,0.36955776251961242,8.9087755521161771E-2,7.6072732560451758E-2,0,0,1.414438884386787E-3,8.2783999999999993E-4,0.90308737133518391,null,{"$f":"J3691*VLOOKUP($B3691,$AR$36:$AZ$47,MATCH(AG$2,$AS$2:$BA$2,0)+1,FALSE)","v":0.28018645048256346},{"$f":"K3691*VLOOKUP($B3691,$AR$36:$AZ$47,MATCH(AH$2,$AS$2:$BA$2,0)+1,FALSE)","v":0.362963378704943},{"$f":"L3691*VLOOKUP($B3691,$AR$36:$AZ$47,MATCH(AI$2,$AS$2:$BA$2,0)+1,FALSE)","v":0},{"$f":"M3691*VLOOKUP($B3691,$AR$36:$AZ$47,MATCH(AJ$2,$AS$2:$BA$2,0)+1,FALSE)","v":8.3603075993397238E-2},{"$f":"N3691*VLOOKUP($B3691,$AR$36:$AZ$47,MATCH(AK$2,$AS$2:$BA$2,0)+1,FALSE)","v":9.1984129270943474E-2},{"$f":"O3691*VLOOKUP($B3691,$AR$36:$AZ$47,MATCH(AL$2,$AS$2:$BA$2,0)+1,FALSE)","v":7.4465508598574703E-2},{"$f":"P3691*VLOOKUP($B3691,$AR$36:$AZ$47,MATCH(AM$2,$AS$2:$BA$2,0)+1,FALSE)","v":0},{"$f":"Q3691*VLOOKUP($B3691,$AR$36:$AZ$47,MATCH(AN$2,$AS$2:$BA$2,0)+1,FALSE)","v":1.4494573262481064E-3},{"$f":"R3691*VLOOKUP($B3691,$AR$36:$BA$47,MATCH(AO$2,$AS$2:$BA$2,0)+1,FALSE)","v":8.2783999999999993E-4},0.89547984037666994]
[2006,6,3,24,null,2013,6,3,24,0.22130296035822436,0.24439935383476197,1.2431453184795131E-2,5.3013204335646276E-2,7.9942500000000014E-2,6.3698000000000005E-2,3.0151949695646488E-5,2.5315132275945894E-3,4.227199999999998E-4,0.67777185689071806,null,null,0.20953296047026931,4.6451611398740544E-2,0.2163411491404823,6.3015774482673731E-2,5.8719156097520167E-2,6.952456156534904E-3,1.5090410825626205E-5,1.8503774130278908E-3,4.227199999999998E-4,0.6033012955700745,null,{"$f":"J3698*VLOOKUP($B3698,$AR$36:$AZ$47,MATCH(AG$2,$AS$2:$BA$2,0)+1,FALSE)","v":0.21025711075613063},{"$f":"K3698*VLOOKUP($B3698,$AR$36:$AZ$47,MATCH(AH$2,$AS$2:$BA$2,0)+1,FALSE)","v":0.21248076054354878},{"$f":"L3698*VLOOKUP($B3698,$AR$36:$AZ$47,MATCH(AI$2,$AS$2:$BA$2,0)+1,FALSE)","v":3.7578923000521915E-3},{"$f":"M3698*VLOOKUP($B3698,$AR$36:$AZ$47,MATCH(AJ$2,$AS$2:$BA$2,0)+1,FALSE)","v":4.4686500482138902E-2},{"$f":"N3698*VLOOKUP($B3698,$AR$36:$AZ$47,MATCH(AK$2,$AS$2:$BA$2,0)+1,FALSE)","v":6.5064509844408439E-2},{"$f":"O3698*VLOOKUP($B3698,$AR$36:$AZ$47,MATCH(AL$2,$AS$2:$BA$2,0)+1,FALSE)","v":5.7478569207518045E-2},{"$f":"P3698*VLOOKUP($B3698,$AR$36:$AZ$47,MATCH(AM$2,$AS$2:$BA$2,0)+1,FALSE)","v":1.5090410825626205E-5},{"$f":"Q3698*VLOOKUP($B3698,$AR$36:$AZ$47,MATCH(AN$2,$AS$2:$BA$2,0)+1,FALSE)","v":1.8961887482328813E-3},{"$f":"R3698*VLOOKUP($B3698,$AR$36:$BA$47,MATCH(AO$2,$AS$2:$BA$2,0)+1,FALSE)","v":4.227199999999998E-4},0.5960593422928554]
[2006,6,4,14,null,2013,6,4,14,0.24593889152796106,0.4594076742291876,0,0.10200833373226871,0.12308189999999998,8.7051000000000003E-2,0,1.9351029256188363E-3,0,1.0194229024150363,null,null,0.23285862942463348,8.9382476259376592E-2,0.40666549484371955,9.7020999509635025E-2,8.0246809278866335E-2,0,0,1.414438884386787E-3,0,0.90758884820061769,null,{"$f":"J3712*VLOOKUP($B3712,$AR$36:$AZ$47,MATCH(AG$2,$AS$2:$BA$2,0)+1,FALSE)","v":0.23366339370937733},{"$f":"K3712*VLOOKUP($B3712,$AR$36:$AZ$47,MATCH(AH$2,$AS$2:$BA$2,0)+1,FALSE)","v":0.39940896114544649},{"$f":"L3712*VLOOKUP($B3712,$AR$36:$AZ$47,MATCH(AI$2,$AS$2:$BA$2,0)+1,FALSE)","v":0},{"$f":"M3712*VLOOKUP($B3712,$AR$36:$AZ$47,MATCH(AJ$2,$AS$2:$BA$2,0)+1,FALSE)","v":8.5986038980936097E-2},{"$f":"N3712*VLOOKUP($B3712,$AR$36:$AZ$47,MATCH(AK$2,$AS$2:$BA$2,0)+1,FALSE)","v":0.10017529467077578},{"$f":"O3712*VLOOKUP($B3712,$AR$36:$AZ$47,MATCH(AL$2,$AS$2:$BA$2,0)+1,FALSE)","v":7.8551397659010536E-2},{"$f":"P3712*VLOOKUP($B3712,$AR$36:$AZ$47,MATCH(AM$2,$AS$2:$BA$2,0)+1,FALSE)","v":0},{"$f":"Q3712*VLOOKUP($B3712,$AR$36:$AZ$47,MATCH(AN$2,$AS$2:$BA$2,0)+1,FALSE)","v":1.4494573262481064E-3},{"$f":"R3712*VLOOKUP($B3712,$AR$36:$BA$47,MATCH(AO$2,$AS$2:$BA$2,0)+1,FALSE)","v":0},0.89923454349179444]
[2006,6,4,17,null,2013,6,4,17,0.29801026563189792,0.43425625267346402,0,0.10629046728196744,0.11333409999999997,8.3023E-2,0,1.9351029256188363E-3,0,1.0368491885129483,null,null,{"$f":"$J3715*$AS$6","v":0.28216058704007452},{"$f":"$M3715*$AV$6","v":9.3134598133555874E-2},{"$f":"$K3715*$AT$6","v":0.38440157574366829},{"$f":"$N3715*$AW$6","v":8.9337162170269754E-2},{"$f":"$O3715*$AX$6","v":7.6533650926001076E-2},{"$f":"$L3715*$AU$6","v":0},{"$f":"$P3715*$AY$6","v":0},{"$f":"$Q3715*$AZ$6","v":1.414438884386787E-3},0,{"$f":"SUM(V3715:AD3715)","v":0.92698201289795623},null,{"$f":"J3715*VLOOKUP($B3715,$AR$36:$AZ$47,MATCH(AG$2,$AS$2:$BA$2,0)+1,FALSE)","v":0.28313573991962759},{"$f":"K3715*VLOOKUP($B3715,$AR$36:$AZ$47,MATCH(AH$2,$AS$2:$BA$2,0)+1,FALSE)","v":0.37754231912263347},{"$f":"L3715*VLOOKUP($B3715,$AR$36:$AZ$47,MATCH(AI$2,$AS$2:$BA$2,0)+1,FALSE)","v":0},{"$f":"M3715*VLOOKUP($B3715,$AR$36:$AZ$47,MATCH(AJ$2,$AS$2:$BA$2,0)+1,FALSE)","v":8.9595584288208324E-2},{"$f":"N3715*VLOOKUP($B3715,$AR$36:$AZ$47,MATCH(AK$2,$AS$2:$BA$2,0)+1,FALSE)","v":9.2241644496446409E-2},{"$f":"O3715*VLOOKUP($B3715,$AR$36:$AZ$47,MATCH(AL$2,$AS$2:$BA$2,0)+1,FALSE)","v":7.4916688927686437E-2},{"$f":"P3715*VLOOKUP($B3715,$AR$36:$AZ$47,MATCH(AM$2,$AS$2:$BA$2,0)+1,FALSE)","v":0},{"$f":"Q3715*VLOOKUP($B3715,$AR$36:$AZ$47,MATCH(AN$2,$AS$2:$BA$2,0)+1,FALSE)","v":1.4494573262481064E-3},{"$f":"R3715*VLOOKUP($B3715,$AR$36:$BA$47,MATCH(AO$2,$AS$2:$BA$2,0)+1,FALSE)","v":0},0.91888143408085043]
[2006,6,5,4,null,2013,6,5,4,0.15827616613031262,0.25752359274913605,1.2431453184795131E-2,6.7409528601660565E-2,7.9762800000000023E-2,6.2636999999999998E-2,3.0151949695646488E-5,2.5315132275945894E-3,0,0.64060220584319472,null,null,0.1498582468462496,5.9066062246517281E-2,0.2279586631959801,6.287412348758932E-2,5.7741087325824524E-2,6.952456156534904E-3,1.5090410825626205E-5,1.8503774130278908E-3,0,0.5663161070825492,null,{"$f":"J3726*VLOOKUP($B3726,$AR$36:$AZ$47,MATCH(AG$2,$AS$2:$BA$2,0)+1,FALSE)","v":0.1503761600759812},{"$f":"K3726*VLOOKUP($B3726,$AR$36:$AZ$47,MATCH(AH$2,$AS$2:$BA$2,0)+1,FALSE)","v":0.22389097183226947},{"$f":"L3726*VLOOKUP($B3726,$AR$36:$AZ$47,MATCH(AI$2,$AS$2:$BA$2,0)+1,FALSE)","v":3.7578923000521915E-3},{"$f":"M3726*VLOOKUP($B3726,$AR$36:$AZ$47,MATCH(AJ$2,$AS$2:$BA$2,0)+1,FALSE)","v":5.6821615861718092E-2},{"$f":"N3726*VLOOKUP($B3726,$AR$36:$AZ$47,MATCH(AK$2,$AS$2:$BA$2,0)+1,FALSE)","v":6.4918253567471398E-2},{"$f":"O3726*VLOOKUP($B3726,$AR$36:$AZ$47,MATCH(AL$2,$AS$2:$BA$2,0)+1,FALSE)","v":5.6521164549142945E-2},{"$f":"P3726*VLOOKUP($B3726,$AR$36:$AZ$47,MATCH(AM$2,$AS$2:$BA$2,0)+1,FALSE)","v":1.5090410825626205E-5},{"$f":"Q3726*VLOOKUP($B3726,$AR$36:$AZ$47,MATCH(AN$2,$AS$2:$BA$2,0)+1,FALSE)","v":1.8961887482328813E-3},{"$f":"R3726*VLOOKUP($B3726,$AR$36:$BA$47,MATCH(AO$2,$AS$2:$BA$2,0)+1,FALSE)","v":0},0.55819733734569366]
[2006,6,5,10,null,2013,6,5,10,0.21789843347274174,0.43430676502357302,0,9.6503830296349569E-2,0.11726280000000001,8.3461999999999995E-2,0,1.9351029256188363E-3,0,0.95136893171828318,null,null,0.20630950337705611,8.4559280647025739E-2,0.38444628903646921,9.2434013947610763E-2,7.6938337250953365E-2,0,0,1.414438884386787E-3,0,0.84610186314350189,null,{"$f":"J3732*VLOOKUP($B3732,$AR$36:$AZ$47,MATCH(AG$2,$AS$2:$BA$2,0)+1,FALSE)","v":0.2070225133279063},{"$f":"K3732*VLOOKUP($B3732,$AR$36:$AZ$47,MATCH(AH$2,$AS$2:$BA$2,0)+1,FALSE)","v":0.3775862345520305},{"$f":"L3732*VLOOKUP($B3732,$AR$36:$AZ$47,MATCH(AI$2,$AS$2:$BA$2,0)+1,FALSE)","v":0},{"$f":"M3732*VLOOKUP($B3732,$AR$36:$AZ$47,MATCH(AJ$2,$AS$2:$BA$2,0)+1,FALSE)","v":8.1346119577351966E-2},{"$f":"N3732*VLOOKUP($B3732,$AR$36:$AZ$47,MATCH(AK$2,$AS$2:$BA$2,0)+1,FALSE)","v":9.5439179472532096E-2},{"$f":"O3732*VLOOKUP($B3732,$AR$36:$AZ$47,MATCH(AL$2,$AS$2:$BA$2,0)+1,FALSE)","v":7.5312825256646523E-2},{"$f":"P3732*VLOOKUP($B3732,$AR$36:$AZ$47,MATCH(AM$2,$AS$2:$BA$2,0)+1,FALSE)","v":0},{"$f":"Q3732*VLOOKUP($B3732,$AR$36:$AZ$47,MATCH(AN$2,$AS$2:$BA$2,0)+1,FALSE)","v":1.4494573262481064E-3},{"$f":"R3732*VLOOKUP($B3732,$AR$36:$BA$47,MATCH(AO$2,$AS$2:$BA$2,0)+1,FALSE)","v":0},0.83815632951271546]
[2006,6,5,18,null,2013,6,5,18,0.31026052927092035,0.39088347395205347,0,9.0258655447604585E-2,9.6854600000000041E-2,7.4091000000000004E-2,0,1.9351029256188363E-3,0,0.96428336159619732,null,null,0.29375932029999441,7.9087088599279112E-2,0.34600819768118024,7.6346969774645196E-2,6.8299805243828171E-2,0,0,1.414438884386787E-3,0,0.86491582048331384,null,{"$f":"J3740*VLOOKUP($B3740,$AR$36:$AZ$47,MATCH(AG$2,$AS$2:$BA$2,0)+1,FALSE)","v":0.29477455864384361},{"$f":"K3740*VLOOKUP($B3740,$AR$36:$AZ$47,MATCH(AH$2,$AS$2:$BA$2,0)+1,FALSE)","v":0.33983403198925916},{"$f":"L3740*VLOOKUP($B3740,$AR$36:$AZ$47,MATCH(AI$2,$AS$2:$BA$2,0)+1,FALSE)","v":0},{"$f":"M3740*VLOOKUP($B3740,$AR$36:$AZ$47,MATCH(AJ$2,$AS$2:$BA$2,0)+1,FALSE)","v":7.6081864899921844E-2},{"$f":"N3740*VLOOKUP($B3740,$AR$36:$AZ$47,MATCH(AK$2,$AS$2:$BA$2,0)+1,FALSE)","v":7.8829121871047861E-2},{"$f":"O3740*VLOOKUP($B3740,$AR$36:$AZ$47,MATCH(AL$2,$AS$2:$BA$2,0)+1,FALSE)","v":6.6856803528434483E-2},{"$f":"P3740*VLOOKUP($B3740,$AR$36:$AZ$47,MATCH(AM$2,$AS$2:$BA$2,0)+1,FALSE)","v":0},{"$f":"Q3740*VLOOKUP($B3740,$AR$36:$AZ$47,MATCH(AN$2,$AS$2:$BA$2,0)+1,FALSE)","v":1.4494573262481064E-3},{"$f":"R3740*VLOOKUP($B3740,$AR$36:$BA$47,MATCH(AO$2,$AS$2:$BA$2,0)+1,FALSE)","v":0},0.85782583825875502]
[2006,6,6,3,null,2013,6,6,3,0.16447284362112141,0.2434876263961181,1.2431453184795131E-2,6.3635958020747799E-2,7.6126199999999963E-2,6.1865999999999997E-2,3.0151949695646488E-5,2.5315132275945894E-3,0,0.62458174640007258,null,null,0.15572535399035153,5.5759557076588986E-2,0.21553409233495374,6.0007523550338233E-2,5.7030351206147481E-2,6.952456156534904E-3,1.5090410825626205E-5,1.8503774130278908E-3,0,0.55287480213876838,null,{"$f":"J3749*VLOOKUP($B3749,$AR$36:$AZ$47,MATCH(AG$2,$AS$2:$BA$2,0)+1,FALSE)","v":0.15626354406486234},{"$f":"K3749*VLOOKUP($B3749,$AR$36:$AZ$47,MATCH(AH$2,$AS$2:$BA$2,0)+1,FALSE)","v":0.21168810484895784},{"$f":"L3749*VLOOKUP($B3749,$AR$36:$AZ$47,MATCH(AI$2,$AS$2:$BA$2,0)+1,FALSE)","v":3.7578923000521915E-3},{"$f":"M3749*VLOOKUP($B3749,$AR$36:$AZ$47,MATCH(AJ$2,$AS$2:$BA$2,0)+1,FALSE)","v":5.3640754306628929E-2},{"$f":"N3749*VLOOKUP($B3749,$AR$36:$AZ$47,MATCH(AK$2,$AS$2:$BA$2,0)+1,FALSE)","v":6.1958456256902182E-2},{"$f":"O3749*VLOOKUP($B3749,$AR$36:$AZ$47,MATCH(AL$2,$AS$2:$BA$2,0)+1,FALSE)","v":5.5825444481652657E-2},{"$f":"P3749*VLOOKUP($B3749,$AR$36:$AZ$47,MATCH(AM$2,$AS$2:$BA$2,0)+1,FALSE)","v":1.5090410825626205E-5},{"$f":"Q3749*VLOOKUP($B3749,$AR$36:$AZ$47,MATCH(AN$2,$AS$2:$BA$2,0)+1,FALSE)","v":1.8961887482328813E-3},{"$f":"R3749*VLOOKUP($B3749,$AR$36:$BA$47,MATCH(AO$2,$AS$2:$BA$2,0)+1,FALSE)","v":0},0.54504547541811454]
[2006,6,6,12,null,2013,6,6,12,0.22861329286140722,0.44043696721703135,0,9.5176657592695307E-2,0.11507590000000001,8.1568000000000002E-2,0,1.9351029256188363E-3,0,0.96280592059675274,null,null,0.21645449287514307,8.3396375829976027E-2,0.38987271495039749,9.0710159962356873E-2,7.5192378482252575E-2,0,0,1.414438884386787E-3,0,0.85704056098451287,null,{"$f":"J3758*VLOOKUP($B3758,$AR$36:$AZ$47,MATCH(AG$2,$AS$2:$BA$2,0)+1,FALSE)","v":0.2172025641214983},{"$f":"K3758*VLOOKUP($B3758,$AR$36:$AZ$47,MATCH(AH$2,$AS$2:$BA$2,0)+1,FALSE)","v":0.38291583139389618},{"$f":"L3758*VLOOKUP($B3758,$AR$36:$AZ$47,MATCH(AI$2,$AS$2:$BA$2,0)+1,FALSE)","v":0},{"$f":"M3758*VLOOKUP($B3758,$AR$36:$AZ$47,MATCH(AJ$2,$AS$2:$BA$2,0)+1,FALSE)","v":8.0227403883687515E-2},{"$f":"N3758*VLOOKUP($B3758,$AR$36:$AZ$47,MATCH(AK$2,$AS$2:$BA$2,0)+1,FALSE)","v":9.36592804628847E-2},{"$f":"O3758*VLOOKUP($B3758,$AR$36:$AZ$47,MATCH(AL$2,$AS$2:$BA$2,0)+1,FALSE)","v":7.3603754169971294E-2},{"$f":"P3758*VLOOKUP($B3758,$AR$36:$AZ$47,MATCH(AM$2,$AS$2:$BA$2,0)+1,FALSE)","v":0},{"$f":"Q3758*VLOOKUP($B3758,$AR$36:$AZ$47,MATCH(AN$2,$AS$2:$BA$2,0)+1,FALSE)","v":1.4494573262481064E-3},{"$f":"R3758*VLOOKUP($B3758,$AR$36:$BA$47,MATCH(AO$2,$AS$2:$BA$2,0)+1,FALSE)","v":0},0.84905829135818622]
[2006,6,6,17,null,2013,6,6,17,0.28676758566867139,0.42059899910637372,0,9.8064913015842553E-2,0.10328430000000002,7.5355000000000005E-2,0,1.9351029256188363E-3,0,0.9860059007165064,null,null,0.2715158491093147,8.5927143781426352E-2,0.37231223964499399,8.1415269179733171E-2,6.9465006871936824E-2,0,0,1.414438884386787E-3,0,0.88204994747179177,null,{"$f":"J3763*VLOOKUP($B3763,$AR$36:$AZ$47,MATCH(AG$2,$AS$2:$BA$2,0)+1,FALSE)","v":0.272454213552346},{"$f":"K3763*VLOOKUP($B3763,$AR$36:$AZ$47,MATCH(AH$2,$AS$2:$BA$2,0)+1,FALSE)","v":0.36566870497701914},{"$f":"L3763*VLOOKUP($B3763,$AR$36:$AZ$47,MATCH(AI$2,$AS$2:$BA$2,0)+1,FALSE)","v":0},{"$f":"M3763*VLOOKUP($B3763,$AR$36:$AZ$47,MATCH(AJ$2,$AS$2:$BA$2,0)+1,FALSE)","v":8.266200539431956E-2},{"$f":"N3763*VLOOKUP($B3763,$AR$36:$AZ$47,MATCH(AK$2,$AS$2:$BA$2,0)+1,FALSE)","v":8.4062199132161675E-2},{"$f":"O3763*VLOOKUP($B3763,$AR$36:$AZ$47,MATCH(AL$2,$AS$2:$BA$2,0)+1,FALSE)","v":6.7997387400428932E-2},{"$f":"P3763*VLOOKUP($B3763,$AR$36:$AZ$47,MATCH(AM$2,$AS$2:$BA$2,0)+1,FALSE)","v":0},{"$f":"Q3763*VLOOKUP($B3763,$AR$36:$AZ$47,MATCH(AN$2,$AS$2:$BA$2,0)+1,FALSE)","v":1.4494573262481064E-3},{"$f":"R3763*VLOOKUP($B3763,$AR$36:$BA$47,MATCH(AO$2,$AS$2:$BA$2,0)+1,FALSE)","v":0},0.87429396778252333]
[2006,6,6,21,null,2013,6,6,21,0.32331620809585165,0.32141518580714673,1.2431453184795131E-2,7.1907340361119371E-2,8.4655899999999978E-2,6.7541000000000004E-2,3.0151949695646488E-5,2.5315132275945894E-3,0,0.88382875262620308,null,null,0.30612063273209533,6.3007167233724792E-2,0.28451519841469175,6.6731176821187441E-2,6.2261774655132177E-2,6.952456156534904E-3,1.5090410825626205E-5,1.8503774130278908E-3,0,0.79145387383721988,null,{"$f":"J3767*VLOOKUP($B3767,$AR$36:$AZ$47,MATCH(AG$2,$AS$2:$BA$2,0)+1,FALSE)","v":0.30717859202978037},{"$f":"K3767*VLOOKUP($B3767,$AR$36:$AZ$47,MATCH(AH$2,$AS$2:$BA$2,0)+1,FALSE)","v":0.2794383129863855},{"$f":"L3767*VLOOKUP($B3767,$AR$36:$AZ$47,MATCH(AI$2,$AS$2:$BA$2,0)+1,FALSE)","v":3.7578923000521915E-3},{"$f":"M3767*VLOOKUP($B3767,$AR$36:$AZ$47,MATCH(AJ$2,$AS$2:$BA$2,0)+1,FALSE)","v":6.0612963128430633E-2},{"$f":"N3767*VLOOKUP($B3767,$AR$36:$AZ$47,MATCH(AK$2,$AS$2:$BA$2,0)+1,FALSE)","v":6.8900705368699425E-2},{"$f":"O3767*VLOOKUP($B3767,$AR$36:$AZ$47,MATCH(AL$2,$AS$2:$BA$2,0)+1,FALSE)","v":6.0946341217070807E-2},{"$f":"P3767*VLOOKUP($B3767,$AR$36:$AZ$47,MATCH(AM$2,$AS$2:$BA$2,0)+1,FALSE)","v":1.5090410825626205E-5},{"$f":"Q3767*VLOOKUP($B3767,$AR$36:$AZ$47,MATCH(AN$2,$AS$2:$BA$2,0)+1,FALSE)","v":1.8961887482328813E-3},{"$f":"R3767*VLOOKUP($B3767,$AR$36:$BA$47,MATCH(AO$2,$AS$2:$BA$2,0)+1,FALSE)","v":0},0.78274608618947727]
[2006,6,7,10,null,2013,6,7,10,0.25477888324029618,0.45685575690069058,0,0.11558329148695667,0.11409530000000005,8.1376000000000004E-2,0,1.9351029256188363E-3,0,1.0246243345535624,null,null,0.24122846610020232,0.10127722343184813,0.40440654972501922,8.9937188533420989E-2,7.501538582988164E-2,0,0,1.414438884386787E-3,{"$f":"$R3780*$BA$6","v":0},0.91327925250475916,null,{"$f":"J3780*VLOOKUP($B3780,$AR$36:$AZ$47,MATCH(AG$2,$AS$2:$BA$2,0)+1,FALSE)","v":0.24206215671523629},{"$f":"K3780*VLOOKUP($B3780,$AR$36:$AZ$47,MATCH(AH$2,$AS$2:$BA$2,0)+1,FALSE)","v":0.39719032461349435},{"$f":"L3780*VLOOKUP($B3780,$AR$36:$AZ$47,MATCH(AI$2,$AS$2:$BA$2,0)+1,FALSE)","v":0},{"$f":"M3780*VLOOKUP($B3780,$AR$36:$AZ$47,MATCH(AJ$2,$AS$2:$BA$2,0)+1,FALSE)","v":9.7428798645286127E-2},{"$f":"N3780*VLOOKUP($B3780,$AR$36:$AZ$47,MATCH(AK$2,$AS$2:$BA$2,0)+1,FALSE)","v":9.2861178597751337E-2},{"$f":"O3780*VLOOKUP($B3780,$AR$36:$AZ$47,MATCH(AL$2,$AS$2:$BA$2,0)+1,FALSE)","v":7.3430500923592393E-2},{"$f":"P3780*VLOOKUP($B3780,$AR$36:$AZ$47,MATCH(AM$2,$AS$2:$BA$2,0)+1,FALSE)","v":0},{"$f":"Q3780*VLOOKUP($B3780,$AR$36:$AZ$47,MATCH(AN$2,$AS$2:$BA$2,0)+1,FALSE)","v":1.4494573262481064E-3},{"$f":"R3780*VLOOKUP($B3780,$AR$36:$BA$47,MATCH(AO$2,$AS$2:$BA$2,0)+1,FALSE)","v":0},{"$f":"SUM(AG3780:AO3780)","v":0.90442241682160851}]
[2006,6,7,14,null,2013,6,7,14,0.28950350486512577,0.47440559951266398,0,0.11996881310054856,0.11256290000000001,8.0664E-2,0,1.9351029256188363E-3,0,1.0790399204039571,null,null,0.27410625841930575,0.10511993673937724,0.41994158718864483,8.8729253169662625E-2,7.4359038077339415E-2,0,0,1.414438884386787E-3,0,0.9636705124787166,null,{"$f":"J3784*VLOOKUP($B3784,$AR$36:$AZ$47,MATCH(AG$2,$AS$2:$BA$2,0)+1,FALSE)","v":0.27505357537099306},{"$f":"K3784*VLOOKUP($B3784,$AR$36:$AZ$47,MATCH(AH$2,$AS$2:$BA$2,0)+1,FALSE)","v":0.41244815507458821},{"$f":"L3784*VLOOKUP($B3784,$AR$36:$AZ$47,MATCH(AI$2,$AS$2:$BA$2,0)+1,FALSE)","v":0},{"$f":"M3784*VLOOKUP($B3784,$AR$36:$AZ$47,MATCH(AJ$2,$AS$2:$BA$2,0)+1,FALSE)","v":0.10112549300956984},{"$f":"N3784*VLOOKUP($B3784,$AR$36:$AZ$47,MATCH(AK$2,$AS$2:$BA$2,0)+1,FALSE)","v":9.16139714815669E-2},{"$f":"O3784*VLOOKUP($B3784,$AR$36:$AZ$47,MATCH(AL$2,$AS$2:$BA$2,0)+1,FALSE)","v":7.2788020134937279E-2},{"$f":"P3784*VLOOKUP($B3784,$AR$36:$AZ$47,MATCH(AM$2,$AS$2:$BA$2,0)+1,FALSE)","v":0},{"$f":"Q3784*VLOOKUP($B3784,$AR$36:$AZ$47,MATCH(AN$2,$AS$2:$BA$2,0)+1,FALSE)","v":1.4494573262481064E-3},{"$f":"R3784*VLOOKUP($B3784,$AR$36:$BA$47,MATCH(AO$2,$AS$2:$BA$2,0)+1,FALSE)","v":0},0.9544786723979034]
[2006,6,7,24,null,2013,6,7,24,0.2397247855587121,0.27141976974638293,1.2431453184795131E-2,7.545213529213643E-2,7.5060000000000002E-2,6.2580999999999998E-2,3.0151949695646488E-5,2.5315132275945894E-3,0,0.73923080895931692,null,null,0.22697502073587011,6.6113212957376905E-2,0.24025949318212028,5.9167076744778932E-2,5.7689464468882998E-2,6.952456156534904E-3,1.5090410825626205E-5,1.8503774130278908E-3,0,0.65902219206941759,null,{"$f":"J3794*VLOOKUP($B3794,$AR$36:$AZ$47,MATCH(AG$2,$AS$2:$BA$2,0)+1,FALSE)","v":0.2277594511461519},{"$f":"K3794*VLOOKUP($B3794,$AR$36:$AZ$47,MATCH(AH$2,$AS$2:$BA$2,0)+1,FALSE)","v":0.23597230597122584},{"$f":"L3794*VLOOKUP($B3794,$AR$36:$AZ$47,MATCH(AI$2,$AS$2:$BA$2,0)+1,FALSE)","v":3.7578923000521915E-3},{"$f":"M3794*VLOOKUP($B3794,$AR$36:$AZ$47,MATCH(AJ$2,$AS$2:$BA$2,0)+1,FALSE)","v":6.3600982479063733E-2},{"$f":"N3794*VLOOKUP($B3794,$AR$36:$AZ$47,MATCH(AK$2,$AS$2:$BA$2,0)+1,FALSE)","v":6.1090685291569524E-2},{"$f":"O3794*VLOOKUP($B3794,$AR$36:$AZ$47,MATCH(AL$2,$AS$2:$BA$2,0)+1,FALSE)","v":5.6470632352282432E-2},{"$f":"P3794*VLOOKUP($B3794,$AR$36:$AZ$47,MATCH(AM$2,$AS$2:$BA$2,0)+1,FALSE)","v":1.5090410825626205E-5},{"$f":"Q3794*VLOOKUP($B3794,$AR$36:$AZ$47,MATCH(AN$2,$AS$2:$BA$2,0)+1,FALSE)","v":1.8961887482328813E-3},{"$f":"R3794*VLOOKUP($B3794,$AR$36:$BA$47,MATCH(AO$2,$AS$2:$BA$2,0)+1,FALSE)","v":0},0.65056322869940408]
[2006,6,8,7,null,2013,6,8,7,0.1804367830132407,0.2956019511441586,0,7.5548213532361838E-2,7.7967800000000004E-2,6.3235E-2,0,1.9351029256188363E-3,0,0.69472485061538003,null,null,0.17084025112586287,6.6197399324429321E-2,0.26166544549022441,6.145919006423628E-2,5.8292345691021499E-2,0,0,1.414438884386787E-3,0,0.61986907058016105,null,{"$f":"J3801*VLOOKUP($B3801,$AR$36:$AZ$47,MATCH(AG$2,$AS$2:$BA$2,0)+1,FALSE)","v":0.17143067860043179},{"$f":"K3801*VLOOKUP($B3801,$AR$36:$AZ$47,MATCH(AH$2,$AS$2:$BA$2,0)+1,FALSE)","v":0.25699629075015201},{"$f":"L3801*VLOOKUP($B3801,$AR$36:$AZ$47,MATCH(AI$2,$AS$2:$BA$2,0)+1,FALSE)","v":0},{"$f":"M3801*VLOOKUP($B3801,$AR$36:$AZ$47,MATCH(AJ$2,$AS$2:$BA$2,0)+1,FALSE)","v":6.3681969855359122E-2},{"$f":"N3801*VLOOKUP($B3801,$AR$36:$AZ$47,MATCH(AK$2,$AS$2:$BA$2,0)+1,FALSE)","v":6.3457318580815811E-2},{"$f":"O3801*VLOOKUP($B3801,$AR$36:$AZ$47,MATCH(AL$2,$AS$2:$BA$2,0)+1,FALSE)","v":5.7060776222760574E-2},{"$f":"P3801*VLOOKUP($B3801,$AR$36:$AZ$47,MATCH(AM$2,$AS$2:$BA$2,0)+1,FALSE)","v":0},{"$f":"Q3801*VLOOKUP($B3801,$AR$36:$AZ$47,MATCH(AN$2,$AS$2:$BA$2,0)+1,FALSE)","v":1.4494573262481064E-3},{"$f":"R3801*VLOOKUP($B3801,$AR$36:$BA$47,MATCH(AO$2,$AS$2:$BA$2,0)+1,FALSE)","v":0},0.61407649133576747]
[2006,6,8,14,null,2013,6,8,14,0.29128359362273309,0.38650019015964998,0,0.11296725062441348,8.6873800000000001E-2,6.9061999999999998E-2,0,1.9351029256188363E-3,0,0.94862193733241529,null,null,0.2757916731407245,9.8984977281611708E-2,0.34212813565246242,6.8479466982554971E-2,6.3663888323133189E-2,0,0,1.414438884386787E-3,0,0.85046258026487354,null,{"$f":"J3808*VLOOKUP($B3808,$AR$36:$AZ$47,MATCH(AG$2,$AS$2:$BA$2,0)+1,FALSE)","v":0.27674481492087588},{"$f":"K3808*VLOOKUP($B3808,$AR$36:$AZ$47,MATCH(AH$2,$AS$2:$BA$2,0)+1,FALSE)","v":0.33602320573593852},{"$f":"L3808*VLOOKUP($B3808,$AR$36:$AZ$47,MATCH(AI$2,$AS$2:$BA$2,0)+1,FALSE)","v":0},{"$f":"M3808*VLOOKUP($B3808,$AR$36:$AZ$47,MATCH(AJ$2,$AS$2:$BA$2,0)+1,FALSE)","v":9.52236553657895E-2},{"$f":"N3808*VLOOKUP($B3808,$AR$36:$AZ$47,MATCH(AK$2,$AS$2:$BA$2,0)+1,FALSE)","v":7.0705835010428361E-2},{"$f":"O3808*VLOOKUP($B3808,$AR$36:$AZ$47,MATCH(AL$2,$AS$2:$BA$2,0)+1,FALSE)","v":6.2318831778228688E-2},{"$f":"P3808*VLOOKUP($B3808,$AR$36:$AZ$47,MATCH(AM$2,$AS$2:$BA$2,0)+1,FALSE)","v":0},{"$f":"Q3808*VLOOKUP($B3808,$AR$36:$AZ$47,MATCH(AN$2,$AS$2:$BA$2,0)+1,FALSE)","v":1.4494573262481064E-3},{"$f":"R3808*VLOOKUP($B3808,$AR$36:$BA$47,MATCH(AO$2,$AS$2:$BA$2,0)+1,FALSE)","v":0},0.84246580013750916]
[2006,6,8,24,null,2013,6,8,24,0.25458532948492052,0.25792139427663235,1.2431453184795131E-2,6.9664895405288363E-2,7.6271299999999972E-2,6.3149999999999998E-2,3.0151949695646488E-5,2.5315132275945894E-3,0,0.73658603752892648,null,null,0.24104520650300421,6.1042275977353649E-2,0.22831079522185516,6.0121900619824885E-2,5.8213989568878112E-2,6.952456156534904E-3,1.5090410825626205E-5,1.8503774130278908E-3,0,0.65755209187130448,null,{"$f":"J3818*VLOOKUP($B3818,$AR$36:$AZ$47,MATCH(AG$2,$AS$2:$BA$2,0)+1,FALSE)","v":0.24187826376904428},{"$f":"K3818*VLOOKUP($B3818,$AR$36:$AZ$47,MATCH(AH$2,$AS$2:$BA$2,0)+1,FALSE)","v":0.22423682041894349},{"$f":"L3818*VLOOKUP($B3818,$AR$36:$AZ$47,MATCH(AI$2,$AS$2:$BA$2,0)+1,FALSE)","v":3.7578923000521915E-3},{"$f":"M3818*VLOOKUP($B3818,$AR$36:$AZ$47,MATCH(AJ$2,$AS$2:$BA$2,0)+1,FALSE)","v":5.8722735611424409E-2},{"$f":"N3818*VLOOKUP($B3818,$AR$36:$AZ$47,MATCH(AK$2,$AS$2:$BA$2,0)+1,FALSE)","v":6.2076551892870833E-2},{"$f":"O3818*VLOOKUP($B3818,$AR$36:$AZ$47,MATCH(AL$2,$AS$2:$BA$2,0)+1,FALSE)","v":5.6984075566811579E-2},{"$f":"P3818*VLOOKUP($B3818,$AR$36:$AZ$47,MATCH(AM$2,$AS$2:$BA$2,0)+1,FALSE)","v":1.5090410825626205E-5},{"$f":"Q3818*VLOOKUP($B3818,$AR$36:$AZ$47,MATCH(AN$2,$AS$2:$BA$2,0)+1,FALSE)","v":1.8961887482328813E-3},{"$f":"R3818*VLOOKUP($B3818,$AR$36:$BA$47,MATCH(AO$2,$AS$2:$BA$2,0)+1,FALSE)","v":0},0.64956761871820523]
[2006,6,9,4,null,2013,6,9,4,0.18533296988275461,0.25031057518926592,1.2431453184795131E-2,6.6209542363319288E-2,7.5456700000000002E-2,6.2548000000000006E-2,3.0151949695646488E-5,2.5315132275945894E-3,0,0.65485090579742533,null,null,0.17547603425377159,5.801460166936849E-2,0.22157373425411467,5.9479780972658679E-2,5.7659043856756749E-2,6.952456156534904E-3,1.5090410825626205E-5,1.8503774130278908E-3,0,0.58102111898705866,null,{"$f":"J3822*VLOOKUP($B3822,$AR$36:$AZ$47,MATCH(AG$2,$AS$2:$BA$2,0)+1,FALSE)","v":0.17608248309161306},{"$f":"K3822*VLOOKUP($B3822,$AR$36:$AZ$47,MATCH(AH$2,$AS$2:$BA$2,0)+1,FALSE)","v":0.217619975477789},{"$f":"L3822*VLOOKUP($B3822,$AR$36:$AZ$47,MATCH(AI$2,$AS$2:$BA$2,0)+1,FALSE)","v":3.7578923000521915E-3},{"$f":"M3822*VLOOKUP($B3822,$AR$36:$AZ$47,MATCH(AJ$2,$AS$2:$BA$2,0)+1,FALSE)","v":5.5810109647555124E-2},{"$f":"N3822*VLOOKUP($B3822,$AR$36:$AZ$47,MATCH(AK$2,$AS$2:$BA$2,0)+1,FALSE)","v":6.1413555993077192E-2},{"$f":"O3822*VLOOKUP($B3822,$AR$36:$AZ$47,MATCH(AL$2,$AS$2:$BA$2,0)+1,FALSE)","v":5.6440854450561066E-2},{"$f":"P3822*VLOOKUP($B3822,$AR$36:$AZ$47,MATCH(AM$2,$AS$2:$BA$2,0)+1,FALSE)","v":1.5090410825626205E-5},{"$f":"Q3822*VLOOKUP($B3822,$AR$36:$AZ$47,MATCH(AN$2,$AS$2:$BA$2,0)+1,FALSE)","v":1.8961887482328813E-3},{"$f":"R3822*VLOOKUP($B3822,$AR$36:$BA$47,MATCH(AO$2,$AS$2:$BA$2,0)+1,FALSE)","v":0},0.57303615011970599]
[2006,6,9,9,null,2013,6,9,9,0.24455598858615235,0.34281313595181645,0,8.8608857966267149E-2,8.3866899999999994E-2,6.9496000000000002E-2,0,1.9351029256188363E-3,0,0.83127598542985481,null,null,0.2315492761879159,7.7641491177842414E-2,0.30345656241960001,6.6109236725908613E-2,6.4063965464429995E-2,0,0,1.414438884386787E-3,0,0.74423497086008361,null,{"$f":"J3827*VLOOKUP($B3827,$AR$36:$AZ$47,MATCH(AG$2,$AS$2:$BA$2,0)+1,FALSE)","v":0.23234951532053794},{"$f":"K3827*VLOOKUP($B3827,$AR$36:$AZ$47,MATCH(AH$2,$AS$2:$BA$2,0)+1,FALSE)","v":0.2980416875431216},{"$f":"L3827*VLOOKUP($B3827,$AR$36:$AZ$47,MATCH(AI$2,$AS$2:$BA$2,0)+1,FALSE)","v":0},{"$f":"M3827*VLOOKUP($B3827,$AR$36:$AZ$47,MATCH(AJ$2,$AS$2:$BA$2,0)+1,FALSE)","v":7.4691198614623477E-2},{"$f":"N3827*VLOOKUP($B3827,$AR$36:$AZ$47,MATCH(AK$2,$AS$2:$BA$2,0)+1,FALSE)","v":6.8258545087656969E-2},{"$f":"O3827*VLOOKUP($B3827,$AR$36:$AZ$47,MATCH(AL$2,$AS$2:$BA$2,0)+1,FALSE)","v":6.2710456303897669E-2},{"$f":"P3827*VLOOKUP($B3827,$AR$36:$AZ$47,MATCH(AM$2,$AS$2:$BA$2,0)+1,FALSE)","v":0},{"$f":"Q3827*VLOOKUP($B3827,$AR$36:$AZ$47,MATCH(AN$2,$AS$2:$BA$2,0)+1,FALSE)","v":1.4494573262481064E-3},{"$f":"R3827*VLOOKUP($B3827,$AR$36:$BA$47,MATCH(AO$2,$AS$2:$BA$2,0)+1,FALSE)","v":0},0.73750086019608574]
[2006,6,9,18,null,2013,6,9,18,0.40341540027982331,0.35452218149806386,0,0.10259462106124118,8.5181799999999974E-2,7.2373999999999994E-2,0,1.9351029256188363E-3,0,1.0200231057647473,null,null,0.38195974867712029,8.9896197161833377E-2,0.31382135401608707,6.7145724724998787E-2,6.6717011576531815E-2,0,0,1.414438884386787E-3,0,0.92095447504095806,null,{"$f":"J3836*VLOOKUP($B3836,$AR$36:$AZ$47,MATCH(AG$2,$AS$2:$BA$2,0)+1,FALSE)","v":0.38327980954282498},{"$f":"K3836*VLOOKUP($B3836,$AR$36:$AZ$47,MATCH(AH$2,$AS$2:$BA$2,0)+1,FALSE)","v":0.30822152993578111},{"$f":"L3836*VLOOKUP($B3836,$AR$36:$AZ$47,MATCH(AI$2,$AS$2:$BA$2,0)+1,FALSE)","v":0},{"$f":"M3836*VLOOKUP($B3836,$AR$36:$AZ$47,MATCH(AJ$2,$AS$2:$BA$2,0)+1,FALSE)","v":8.6480239045563845E-2},{"$f":"N3836*VLOOKUP($B3836,$AR$36:$AZ$47,MATCH(AK$2,$AS$2:$BA$2,0)+1,FALSE)","v":6.9328730833591992E-2},{"$f":"O3836*VLOOKUP($B3836,$AR$36:$AZ$47,MATCH(AL$2,$AS$2:$BA$2,0)+1,FALSE)","v":6.5307450278264789E-2},{"$f":"P3836*VLOOKUP($B3836,$AR$36:$AZ$47,MATCH(AM$2,$AS$2:$BA$2,0)+1,FALSE)","v":0},{"$f":"Q3836*VLOOKUP($B3836,$AR$36:$AZ$47,MATCH(AN$2,$AS$2:$BA$2,0)+1,FALSE)","v":1.4494573262481064E-3},{"$f":"R3836*VLOOKUP($B3836,$AR$36:$BA$47,MATCH(AO$2,$AS$2:$BA$2,0)+1,FALSE)","v":0},0.91406721696227489]
[2006,6,10,2,null,2013,6,10,2,0.22600567106306943,0.26340274984042256,1.2431453184795131E-2,6.0448454208533703E-2,7.8489000000000017E-2,6.5499000000000002E-2,3.0151949695646488E-5,2.5315132275945894E-3,0,0.70883799347411114,null,null,0.21398555746502432,5.2966579548207181E-2,0.23316286517585222,6.1870033128443309E-2,6.0379384050228788E-2,6.952456156534904E-3,1.5090410825626205E-5,1.8503774130278908E-3,{"$f":"$R3844*$BA$6","v":0},0.63118234334814416,null,{"$f":"J3844*VLOOKUP($B3844,$AR$36:$AZ$47,MATCH(AG$2,$AS$2:$BA$2,0)+1,FALSE)","v":0.21472509601905757},{"$f":"K3844*VLOOKUP($B3844,$AR$36:$AZ$47,MATCH(AH$2,$AS$2:$BA$2,0)+1,FALSE)","v":0.22900231010101196},{"$f":"L3844*VLOOKUP($B3844,$AR$36:$AZ$47,MATCH(AI$2,$AS$2:$BA$2,0)+1,FALSE)","v":3.7578923000521915E-3},{"$f":"M3844*VLOOKUP($B3844,$AR$36:$AZ$47,MATCH(AJ$2,$AS$2:$BA$2,0)+1,FALSE)","v":5.0953906898962446E-2},{"$f":"N3844*VLOOKUP($B3844,$AR$36:$AZ$47,MATCH(AK$2,$AS$2:$BA$2,0)+1,FALSE)","v":6.388151875632829E-2},{"$f":"O3844*VLOOKUP($B3844,$AR$36:$AZ$47,MATCH(AL$2,$AS$2:$BA$2,0)+1,FALSE)","v":5.9103720752978497E-2},{"$f":"P3844*VLOOKUP($B3844,$AR$36:$AZ$47,MATCH(AM$2,$AS$2:$BA$2,0)+1,FALSE)","v":1.5090410825626205E-5},{"$f":"Q3844*VLOOKUP($B3844,$AR$36:$AZ$47,MATCH(AN$2,$AS$2:$BA$2,0)+1,FALSE)","v":1.8961887482328813E-3},{"$f":"R3844*VLOOKUP($B3844,$AR$36:$BA$47,MATCH(AO$2,$AS$2:$BA$2,0)+1,FALSE)","v":0},{"$f":"SUM(AG3844:AO3844)","v":0.62333572398744941}]
[2006,6,10,11,null,2013,6,10,11,0.29578036438024358,0.48639757043810594,0,0.12766984444333795,0.1352999,9.1468999999999995E-2,0,1.9351029256188363E-3,0,1.1385517821873063,null,null,0.28004928310605043,0.11186778984102871,0.43055682298924114,0.10665200595338283,8.431948395686005E-2,0,0,1.414438884386787E-3,0,1.0148598247309499,null,{"$f":"J3853*VLOOKUP($B3853,$AR$36:$AZ$47,MATCH(AG$2,$AS$2:$BA$2,0)+1,FALSE)","v":0.28101713927512928},{"$f":"K3853*VLOOKUP($B3853,$AR$36:$AZ$47,MATCH(AH$2,$AS$2:$BA$2,0)+1,FALSE)","v":0.4228739727482993},{"$f":"L3853*VLOOKUP($B3853,$AR$36:$AZ$47,MATCH(AI$2,$AS$2:$BA$2,0)+1,FALSE)","v":0},{"$f":"M3853*VLOOKUP($B3853,$AR$36:$AZ$47,MATCH(AJ$2,$AS$2:$BA$2,0)+1,FALSE)","v":0.10761693500265701},{"$f":"N3853*VLOOKUP($B3853,$AR$36:$AZ$47,MATCH(AK$2,$AS$2:$BA$2,0)+1,FALSE)","v":0.11011941927632331},{"$f":"O3853*VLOOKUP($B3853,$AR$36:$AZ$47,MATCH(AL$2,$AS$2:$BA$2,0)+1,FALSE)","v":8.2538027047041787E-2},{"$f":"P3853*VLOOKUP($B3853,$AR$36:$AZ$47,MATCH(AM$2,$AS$2:$BA$2,0)+1,FALSE)","v":0},{"$f":"Q3853*VLOOKUP($B3853,$AR$36:$AZ$47,MATCH(AN$2,$AS$2:$BA$2,0)+1,FALSE)","v":1.4494573262481064E-3},{"$f":"R3853*VLOOKUP($B3853,$AR$36:$BA$47,MATCH(AO$2,$AS$2:$BA$2,0)+1,FALSE)","v":0},1.0056149506756986]
[2006,6,10,19,null,2013,6,10,19,0.46913447700714445,0.3972747075622205,0,9.1008700873360701E-2,9.9925499999999987E-2,7.6674999999999993E-2,0,1.9351029256188363E-3,0,1.1359534883683444,null,null,0.44418355573220125,7.9744298799742305E-2,0.35166568736744036,7.8767648911009944E-2,7.068183135698701E-2,0,0,1.414438884386787E-3,0,1.0264574610517676,null,{"$f":"J3861*VLOOKUP($B3861,$AR$36:$AZ$47,MATCH(AG$2,$AS$2:$BA$2,0)+1,FALSE)","v":0.44571866337415145},{"$f":"K3861*VLOOKUP($B3861,$AR$36:$AZ$47,MATCH(AH$2,$AS$2:$BA$2,0)+1,FALSE)","v":0.3453905695045667},{"$f":"L3861*VLOOKUP($B3861,$AR$36:$AZ$47,MATCH(AI$2,$AS$2:$BA$2,0)+1,FALSE)","v":0},{"$f":"M3861*VLOOKUP($B3861,$AR$36:$AZ$47,MATCH(AJ$2,$AS$2:$BA$2,0)+1,FALSE)","v":7.6714101824659861E-2},{"$f":"N3861*VLOOKUP($B3861,$AR$36:$AZ$47,MATCH(AK$2,$AS$2:$BA$2,0)+1,FALSE)","v":8.1328500840697163E-2},{"$f":"O3861*VLOOKUP($B3861,$AR$36:$AZ$47,MATCH(AL$2,$AS$2:$BA$2,0)+1,FALSE)","v":6.9188503469283888E-2},{"$f":"P3861*VLOOKUP($B3861,$AR$36:$AZ$47,MATCH(AM$2,$AS$2:$BA$2,0)+1,FALSE)","v":0},{"$f":"Q3861*VLOOKUP($B3861,$AR$36:$AZ$47,MATCH(AN$2,$AS$2:$BA$2,0)+1,FALSE)","v":1.4494573262481064E-3},{"$f":"R3861*VLOOKUP($B3861,$AR$36:$BA$47,MATCH(AO$2,$AS$2:$BA$2,0)+1,FALSE)","v":0},1.0197897963396072]
[2006,6,11,1,null,2013,6,11,1,0.31329383518435433,0.312185504234476,1.2431453184795131E-2,7.8192709323587919E-2,8.1865800000000016E-2,6.7126000000000005E-2,3.0151949695646488E-5,2.5315132275945894E-3,0,0.86765696710450357,null,null,0.2966312998118138,6.851457845704477E-2,0.27634512805115746,6.453184214458732E-2,6.1879212411726253E-2,6.952456156534904E-3,1.5090410825626205E-5,1.8503774130278908E-3,0,0.776719984856718,null,{"$f":"J3867*VLOOKUP($B3867,$AR$36:$AZ$47,MATCH(AG$2,$AS$2:$BA$2,0)+1,FALSE)","v":0.29765646377681493},{"$f":"K3867*VLOOKUP($B3867,$AR$36:$AZ$47,MATCH(AH$2,$AS$2:$BA$2,0)+1,FALSE)","v":0.27141402925009633},{"$f":"L3867*VLOOKUP($B3867,$AR$36:$AZ$47,MATCH(AI$2,$AS$2:$BA$2,0)+1,FALSE)","v":3.7578923000521915E-3},{"$f":"M3867*VLOOKUP($B3867,$AR$36:$AZ$47,MATCH(AJ$2,$AS$2:$BA$2,0)+1,FALSE)","v":6.5911098690911857E-2},{"$f":"N3867*VLOOKUP($B3867,$AR$36:$AZ$47,MATCH(AK$2,$AS$2:$BA$2,0)+1,FALSE)","v":6.6629867092227194E-2},{"$f":"O3867*VLOOKUP($B3867,$AR$36:$AZ$47,MATCH(AL$2,$AS$2:$BA$2,0)+1,FALSE)","v":6.0571861543908069E-2},{"$f":"P3867*VLOOKUP($B3867,$AR$36:$AZ$47,MATCH(AM$2,$AS$2:$BA$2,0)+1,FALSE)","v":1.5090410825626205E-5},{"$f":"Q3867*VLOOKUP($B3867,$AR$36:$AZ$47,MATCH(AN$2,$AS$2:$BA$2,0)+1,FALSE)","v":1.8961887482328813E-3},{"$f":"R3867*VLOOKUP($B3867,$AR$36:$BA$47,MATCH(AO$2,$AS$2:$BA$2,0)+1,FALSE)","v":0},0.76785249181306892]
[2006,6,11,12,null,2013,6,11,12,0.38332853233327657,0.56236948592667679,0,0.15898697983483673,0.1200287,8.5045999999999997E-2,0,1.9351029256188363E-3,0,1.311694801020409,null,null,0.36294120097851568,0.13930871557940139,0.49780680234194141,9.4614272641567382E-2,7.8398526633013596E-2,0,0,1.414438884386787E-3,0,1.1744839570588264,null,{"$f":"J3878*VLOOKUP($B3878,$AR$36:$AZ$47,MATCH(AG$2,$AS$2:$BA$2,0)+1,FALSE)","v":0.36419553334631866},{"$f":"K3878*VLOOKUP($B3878,$AR$36:$AZ$47,MATCH(AH$2,$AS$2:$BA$2,0)+1,FALSE)","v":0.48892394436105452},{"$f":"L3878*VLOOKUP($B3878,$AR$36:$AZ$47,MATCH(AI$2,$AS$2:$BA$2,0)+1,FALSE)","v":0},{"$f":"M3878*VLOOKUP($B3878,$AR$36:$AZ$47,MATCH(AJ$2,$AS$2:$BA$2,0)+1,FALSE)","v":0.13401513528707976},{"$f":"N3878*VLOOKUP($B3878,$AR$36:$AZ$47,MATCH(AK$2,$AS$2:$BA$2,0)+1,FALSE)","v":9.7690321578153619E-2},{"$f":"O3878*VLOOKUP($B3878,$AR$36:$AZ$47,MATCH(AL$2,$AS$2:$BA$2,0)+1,FALSE)","v":7.6742164539272489E-2},{"$f":"P3878*VLOOKUP($B3878,$AR$36:$AZ$47,MATCH(AM$2,$AS$2:$BA$2,0)+1,FALSE)","v":0},{"$f":"Q3878*VLOOKUP($B3878,$AR$36:$AZ$47,MATCH(AN$2,$AS$2:$BA$2,0)+1,FALSE)","v":1.4494573262481064E-3},{"$f":"R3878*VLOOKUP($B3878,$AR$36:$BA$47,MATCH(AO$2,$AS$2:$BA$2,0)+1,FALSE)","v":0},1.1630165564381272]
[2006,6,11,15,null,2013,6,11,15,0.43287200323912023,0.55896624983968402,0,0.1556255495639898,0.11766339999999997,8.3776000000000003E-2,0,1.9351029256188363E-3,0,1.3508383055684132,null,null,0.40984970194962927,0.13636333895781971,0.49479427389493835,9.2749792404098322E-2,7.7227793984518345E-2,0,0,1.414438884386787E-3,0,1.2123993400753907,null,{"$f":"J3881*VLOOKUP($B3881,$AR$36:$AZ$47,MATCH(AG$2,$AS$2:$BA$2,0)+1,FALSE)","v":0.41126615107610981},{"$f":"K3881*VLOOKUP($B3881,$AR$36:$AZ$47,MATCH(AH$2,$AS$2:$BA$2,0)+1,FALSE)","v":0.48596517143171863},{"$f":"L3881*VLOOKUP($B3881,$AR$36:$AZ$47,MATCH(AI$2,$AS$2:$BA$2,0)+1,FALSE)","v":0},{"$f":"M3881*VLOOKUP($B3881,$AR$36:$AZ$47,MATCH(AJ$2,$AS$2:$BA$2,0)+1,FALSE)","v":0.13118167978667578},{"$f":"N3881*VLOOKUP($B3881,$AR$36:$AZ$47,MATCH(AK$2,$AS$2:$BA$2,0)+1,FALSE)","v":9.5765224350333869E-2},{"$f":"O3881*VLOOKUP($B3881,$AR$36:$AZ$47,MATCH(AL$2,$AS$2:$BA$2,0)+1,FALSE)","v":7.5596166503328704E-2},{"$f":"P3881*VLOOKUP($B3881,$AR$36:$AZ$47,MATCH(AM$2,$AS$2:$BA$2,0)+1,FALSE)","v":0},{"$f":"Q3881*VLOOKUP($B3881,$AR$36:$AZ$47,MATCH(AN$2,$AS$2:$BA$2,0)+1,FALSE)","v":1.4494573262481064E-3},{"$f":"R3881*VLOOKUP($B3881,$AR$36:$BA$47,MATCH(AO$2,$AS$2:$BA$2,0)+1,FALSE)","v":0},1.2012238504744148]
[2006,6,11,21,null,2013,6,11,21,0.46916576165806045,0.43482354033622705,1.2431453184795131E-2,0.12972771807384623,8.6636700000000025E-2,6.9475999999999996E-2,3.0151949695646488E-5,2.5315132275945894E-3,0,1.2048228384302193,null,null,0.44421317650868386,0.11367095468250595,0.38490373609282519,6.8292569648473092E-2,6.404552872980801E-2,6.952456156534904E-3,1.5090410825626205E-5,1.8503774130278908E-3,0,1.0839438896426845,null,{"$f":"J3887*VLOOKUP($B3887,$AR$36:$AZ$47,MATCH(AG$2,$AS$2:$BA$2,0)+1,FALSE)","v":0.44574838652065596},{"$f":"K3887*VLOOKUP($B3887,$AR$36:$AZ$47,MATCH(AH$2,$AS$2:$BA$2,0)+1,FALSE)","v":0.37803551892917781},{"$f":"L3887*VLOOKUP($B3887,$AR$36:$AZ$47,MATCH(AI$2,$AS$2:$BA$2,0)+1,FALSE)","v":3.7578923000521915E-3},{"$f":"M3887*VLOOKUP($B3887,$AR$36:$AZ$47,MATCH(AJ$2,$AS$2:$BA$2,0)+1,FALSE)","v":0.10935158153335266},{"$f":"N3887*VLOOKUP($B3887,$AR$36:$AZ$47,MATCH(AK$2,$AS$2:$BA$2,0)+1,FALSE)","v":7.0512861369572646E-2},{"$f":"O3887*VLOOKUP($B3887,$AR$36:$AZ$47,MATCH(AL$2,$AS$2:$BA$2,0)+1,FALSE)","v":6.2692409090733203E-2},{"$f":"P3887*VLOOKUP($B3887,$AR$36:$AZ$47,MATCH(AM$2,$AS$2:$BA$2,0)+1,FALSE)","v":1.5090410825626205E-5},{"$f":"Q3887*VLOOKUP($B3887,$AR$36:$AZ$47,MATCH(AN$2,$AS$2:$BA$2,0)+1,FALSE)","v":1.8961887482328813E-3},{"$f":"R3887*VLOOKUP($B3887,$AR$36:$BA$47,MATCH(AO$2,$AS$2:$BA$2,0)+1,FALSE)","v":0},1.072009928902603]
[2006,6,12,5,null,2013,6,12,5,0.1925323397987404,0.33051500170288683,5.594153933157809E-3,8.9887829811815048E-2,8.5000599999999996E-2,6.4801999999999998E-2,1.3568377363040919E-5,2.2034875615079262E-3,0,0.77054898118547099,null,null,0.18229250561762173,7.8762161092137198E-2,0.29257031229679414,6.7002891334295975E-2,5.9736863848653045E-2,3.1286052704407067E-3,6.7906848715317918E-6,1.6106112222752844E-3,0,0.68511074136708949,null,{"$f":"J3895*VLOOKUP($B3895,$AR$36:$AZ$47,MATCH(AG$2,$AS$2:$BA$2,0)+1,FALSE)","v":0.18292251232280599},{"$f":"K3895*VLOOKUP($B3895,$AR$36:$AZ$47,MATCH(AH$2,$AS$2:$BA$2,0)+1,FALSE)","v":0.28734969152317325},{"$f":"L3895*VLOOKUP($B3895,$AR$36:$AZ$47,MATCH(AI$2,$AS$2:$BA$2,0)+1,FALSE)","v":1.6910515350234863E-3},{"$f":"M3895*VLOOKUP($B3895,$AR$36:$AZ$47,MATCH(AJ$2,$AS$2:$BA$2,0)+1,FALSE)","v":7.5769284286088701E-2},{"$f":"N3895*VLOOKUP($B3895,$AR$36:$AZ$47,MATCH(AK$2,$AS$2:$BA$2,0)+1,FALSE)","v":6.9181253719618765E-2},{"$f":"O3895*VLOOKUP($B3895,$AR$36:$AZ$47,MATCH(AL$2,$AS$2:$BA$2,0)+1,FALSE)","v":5.8474775374196743E-2},{"$f":"P3895*VLOOKUP($B3895,$AR$36:$AZ$47,MATCH(AM$2,$AS$2:$BA$2,0)+1,FALSE)","v":6.7906848715317918E-6},{"$f":"Q3895*VLOOKUP($B3895,$AR$36:$AZ$47,MATCH(AN$2,$AS$2:$BA$2,0)+1,FALSE)","v":1.6504864661412559E-3},{"$f":"R3895*VLOOKUP($B3895,$AR$36:$BA$47,MATCH(AO$2,$AS$2:$BA$2,0)+1,FALSE)","v":0},0.67704584591191974]
[2006,6,12,14,null,2013,6,12,14,0.37726580753363093,0.53307630831668218,0,0.13329017959584996,0.1270529,8.8840000000000002E-2,0,1.9351029256188363E-3,0,1.261460298371782,null,null,0.3572009222505223,0.11679248035364544,0.47187662042170958,0.10015119484341491,8.1895975190801773E-2,0,0,1.414438884386787E-3,0,1.1293316319444808,null,{"$f":"J3904*VLOOKUP($B3904,$AR$36:$AZ$47,MATCH(AG$2,$AS$2:$BA$2,0)+1,FALSE)","v":0.35843541609519997},{"$f":"K3904*VLOOKUP($B3904,$AR$36:$AZ$47,MATCH(AH$2,$AS$2:$BA$2,0)+1,FALSE)","v":0.46345646026321557},{"$f":"L3904*VLOOKUP($B3904,$AR$36:$AZ$47,MATCH(AI$2,$AS$2:$BA$2,0)+1,FALSE)","v":0},{"$f":"M3904*VLOOKUP($B3904,$AR$36:$AZ$47,MATCH(AJ$2,$AS$2:$BA$2,0)+1,FALSE)","v":0.11235449261023656},{"$f":"N3904*VLOOKUP($B3904,$AR$36:$AZ$47,MATCH(AK$2,$AS$2:$BA$2,0)+1,FALSE)","v":0.10340725725128234},{"$f":"O3904*VLOOKUP($B3904,$AR$36:$AZ$47,MATCH(AL$2,$AS$2:$BA$2,0)+1,FALSE)","v":8.0165720876572311E-2},{"$f":"P3904*VLOOKUP($B3904,$AR$36:$AZ$47,MATCH(AM$2,$AS$2:$BA$2,0)+1,FALSE)","v":0},{"$f":"Q3904*VLOOKUP($B3904,$AR$36:$AZ$47,MATCH(AN$2,$AS$2:$BA$2,0)+1,FALSE)","v":1.4494573262481064E-3},{"$f":"R3904*VLOOKUP($B3904,$AR$36:$BA$47,MATCH(AO$2,$AS$2:$BA$2,0)+1,FALSE)","v":0},1.1192688044227548]
[2006,6,12,22,null,2013,6,12,22,0.3792282921087905,0.37189364239790956,1.2431453184795131E-2,0.10150857846669781,8.5335099999999997E-2,6.9103999999999999E-2,3.0151949695646488E-5,2.5315132275945894E-3,0,1.0220627313354831,null,null,0.35905903206633683,8.8944577104219033E-2,0.32919848883397396,6.726656555719937E-2,6.3702605465839321E-2,6.952456156534904E-3,1.5090410825626205E-5,1.8503774130278908E-3,0,0.91698919300795678,null,{"$f":"J3912*VLOOKUP($B3912,$AR$36:$AZ$47,MATCH(AG$2,$AS$2:$BA$2,0)+1,FALSE)","v":0.36029994757733019},{"$f":"K3912*VLOOKUP($B3912,$AR$36:$AZ$47,MATCH(AH$2,$AS$2:$BA$2,0)+1,FALSE)","v":0.32332427536385328},{"$f":"L3912*VLOOKUP($B3912,$AR$36:$AZ$47,MATCH(AI$2,$AS$2:$BA$2,0)+1,FALSE)","v":3.7578923000521915E-3},{"$f":"M3912*VLOOKUP($B3912,$AR$36:$AZ$47,MATCH(AJ$2,$AS$2:$BA$2,0)+1,FALSE)","v":8.556477951934062E-2},{"$f":"N3912*VLOOKUP($B3912,$AR$36:$AZ$47,MATCH(AK$2,$AS$2:$BA$2,0)+1,FALSE)","v":6.9453500378691899E-2},{"$f":"O3912*VLOOKUP($B3912,$AR$36:$AZ$47,MATCH(AL$2,$AS$2:$BA$2,0)+1,FALSE)","v":6.2356730925874071E-2},{"$f":"P3912*VLOOKUP($B3912,$AR$36:$AZ$47,MATCH(AM$2,$AS$2:$BA$2,0)+1,FALSE)","v":1.5090410825626205E-5},{"$f":"Q3912*VLOOKUP($B3912,$AR$36:$AZ$47,MATCH(AN$2,$AS$2:$BA$2,0)+1,FALSE)","v":1.8961887482328813E-3},{"$f":"R3912*VLOOKUP($B3912,$AR$36:$BA$47,MATCH(AO$2,$AS$2:$BA$2,0)+1,FALSE)","v":0},0.90666840522420078]
[2006,6,13,7,null,2013,6,13,7,0.21127120535662003,0.38522595850676938,0,9.2897012589086336E-2,0.10949719999999996,7.8744999999999996E-2,0,1.9351029256188363E-3,0,0.87957147937809443,null,null,0.20003474444642538,8.139888888004039E-2,0.3410001918353861,8.6312673004774923E-2,7.2590033390361158E-2,0,0,1.414438884386787E-3,0,0.78275097044137476,null,{"$f":"J3921*VLOOKUP($B3921,$AR$36:$AZ$47,MATCH(AG$2,$AS$2:$BA$2,0)+1,FALSE)","v":0.20072606869941148},{"$f":"K3921*VLOOKUP($B3921,$AR$36:$AZ$47,MATCH(AH$2,$AS$2:$BA$2,0)+1,FALSE)","v":0.33491538893337941},{"$f":"L3921*VLOOKUP($B3921,$AR$36:$AZ$47,MATCH(AI$2,$AS$2:$BA$2,0)+1,FALSE)","v":0},{"$f":"M3921*VLOOKUP($B3921,$AR$36:$AZ$47,MATCH(AJ$2,$AS$2:$BA$2,0)+1,FALSE)","v":7.8305819274164482E-2},{"$f":"N3921*VLOOKUP($B3921,$AR$36:$AZ$47,MATCH(AK$2,$AS$2:$BA$2,0)+1,FALSE)","v":8.9118824746976341E-2},{"$f":"O3921*VLOOKUP($B3921,$AR$36:$AZ$47,MATCH(AL$2,$AS$2:$BA$2,0)+1,FALSE)","v":7.1056390031806457E-2},{"$f":"P3921*VLOOKUP($B3921,$AR$36:$AZ$47,MATCH(AM$2,$AS$2:$BA$2,0)+1,FALSE)","v":0},{"$f":"Q3921*VLOOKUP($B3921,$AR$36:$AZ$47,MATCH(AN$2,$AS$2:$BA$2,0)+1,FALSE)","v":1.4494573262481064E-3},{"$f":"R3921*VLOOKUP($B3921,$AR$36:$BA$47,MATCH(AO$2,$AS$2:$BA$2,0)+1,FALSE)","v":0},0.77557194901198623]
[2006,6,13,12,null,2013,6,13,12,0.27713753954529208,0.49148784733273565,0,0.11884783529407217,0.13321040000000001,8.9962E-2,0,1.9351029256188363E-3,0,1.1125807250977189,null,null,0.2623979770734835,0.10413770549896076,0.4350627119596841,0.10500492885695044,8.2930276003094425E-2,0,0,1.414438884386787E-3,0,0.99094803827655997,null,{"$f":"J3926*VLOOKUP($B3926,$AR$36:$AZ$47,MATCH(AG$2,$AS$2:$BA$2,0)+1,FALSE)","v":0.26330482996040272},{"$f":"K3926*VLOOKUP($B3926,$AR$36:$AZ$47,MATCH(AH$2,$AS$2:$BA$2,0)+1,FALSE)","v":0.42729945869569436},{"$f":"L3926*VLOOKUP($B3926,$AR$36:$AZ$47,MATCH(AI$2,$AS$2:$BA$2,0)+1,FALSE)","v":0},{"$f":"M3926*VLOOKUP($B3926,$AR$36:$AZ$47,MATCH(AJ$2,$AS$2:$BA$2,0)+1,FALSE)","v":0.10018058549233282},{"$f":"N3926*VLOOKUP($B3926,$AR$36:$AZ$47,MATCH(AK$2,$AS$2:$BA$2,0)+1,FALSE)","v":0.10841879328489333},{"$f":"O3926*VLOOKUP($B3926,$AR$36:$AZ$47,MATCH(AL$2,$AS$2:$BA$2,0)+1,FALSE)","v":8.1178169535099029E-2},{"$f":"P3926*VLOOKUP($B3926,$AR$36:$AZ$47,MATCH(AM$2,$AS$2:$BA$2,0)+1,FALSE)","v":0},{"$f":"Q3926*VLOOKUP($B3926,$AR$36:$AZ$47,MATCH(AN$2,$AS$2:$BA$2,0)+1,FALSE)","v":1.4494573262481064E-3},{"$f":"R3926*VLOOKUP($B3926,$AR$36:$BA$47,MATCH(AO$2,$AS$2:$BA$2,0)+1,FALSE)","v":0},0.98183129429467031]
[2006,6,13,24,null,2013,6,13,24,0.27820736843527261,0.31230249976531255,1.2431453184795131E-2,9.9159029098257717E-2,7.9239300000000013E-2,6.5225000000000005E-2,3.0151949695646488E-5,2.5315132275945894E-3,0,0.84912631566092822,null,null,0.26341090710456572,8.6885838048682468E-2,0.27644869194029359,6.2461467416767412E-2,6.012680078590777E-2,6.952456156534904E-3,1.5090410825626205E-5,1.8503774130278908E-3,0,0.75815162927660529,null,{"$f":"J3938*VLOOKUP($B3938,$AR$36:$AZ$47,MATCH(AG$2,$AS$2:$BA$2,0)+1,FALSE)","v":0.26432126069881956},{"$f":"K3938*VLOOKUP($B3938,$AR$36:$AZ$47,MATCH(AH$2,$AS$2:$BA$2,0)+1,FALSE)","v":0.27151574514656779},{"$f":"L3938*VLOOKUP($B3938,$AR$36:$AZ$47,MATCH(AI$2,$AS$2:$BA$2,0)+1,FALSE)","v":3.7578923000521915E-3},{"$f":"M3938*VLOOKUP($B3938,$AR$36:$AZ$47,MATCH(AJ$2,$AS$2:$BA$2,0)+1,FALSE)","v":8.3584270317880988E-2},{"$f":"N3938*VLOOKUP($B3938,$AR$36:$AZ$47,MATCH(AK$2,$AS$2:$BA$2,0)+1,FALSE)","v":6.4492181441836743E-2},{"$f":"O3938*VLOOKUP($B3938,$AR$36:$AZ$47,MATCH(AL$2,$AS$2:$BA$2,0)+1,FALSE)","v":5.8856473932625268E-2},{"$f":"P3938*VLOOKUP($B3938,$AR$36:$AZ$47,MATCH(AM$2,$AS$2:$BA$2,0)+1,FALSE)","v":1.5090410825626205E-5},{"$f":"Q3938*VLOOKUP($B3938,$AR$36:$AZ$47,MATCH(AN$2,$AS$2:$BA$2,0)+1,FALSE)","v":1.8961887482328813E-3},{"$f":"R3938*VLOOKUP($B3938,$AR$36:$BA$47,MATCH(AO$2,$AS$2:$BA$2,0)+1,FALSE)","v":0},0.74843910299684102]
[2006,6,14,2,null,2013,6,14,2,0.21528100001789979,0.2578959650716689,1.2431453184795131E-2,6.0995884800357912E-2,7.7877599999999977E-2,6.4750000000000002E-2,3.0151949695646488E-5,2.5315132275945894E-3,0,0.69179356825201199,null,null,0.20383127814347046,5.3446253120817508E-2,0.22828828541019974,6.1388088674383084E-2,5.968892833863592E-2,6.952456156534904E-3,1.5090410825626205E-5,1.8503774130278908E-3,0,0.6154607576678951,null,{"$f":"J3940*VLOOKUP($B3940,$AR$36:$AZ$47,MATCH(AG$2,$AS$2:$BA$2,0)+1,FALSE)","v":0.20453572329617478},{"$f":"K3940*VLOOKUP($B3940,$AR$36:$AZ$47,MATCH(AH$2,$AS$2:$BA$2,0)+1,FALSE)","v":0.22421471227206885},{"$f":"L3940*VLOOKUP($B3940,$AR$36:$AZ$47,MATCH(AI$2,$AS$2:$BA$2,0)+1,FALSE)","v":3.7578923000521915E-3},{"$f":"M3940*VLOOKUP($B3940,$AR$36:$AZ$47,MATCH(AJ$2,$AS$2:$BA$2,0)+1,FALSE)","v":5.1415353395397698E-2},{"$f":"N3940*VLOOKUP($B3940,$AR$36:$AZ$47,MATCH(AK$2,$AS$2:$BA$2,0)+1,FALSE)","v":6.3383905580372144E-2},{"$f":"O3940*VLOOKUP($B3940,$AR$36:$AZ$47,MATCH(AL$2,$AS$2:$BA$2,0)+1,FALSE)","v":5.8427852619969127E-2},{"$f":"P3940*VLOOKUP($B3940,$AR$36:$AZ$47,MATCH(AM$2,$AS$2:$BA$2,0)+1,FALSE)","v":1.5090410825626205E-5},{"$f":"Q3940*VLOOKUP($B3940,$AR$36:$AZ$47,MATCH(AN$2,$AS$2:$BA$2,0)+1,FALSE)","v":1.8961887482328813E-3},{"$f":"R3940*VLOOKUP($B3940,$AR$36:$BA$47,MATCH(AO$2,$AS$2:$BA$2,0)+1,FALSE)","v":0},0.60764671862309316]
[2006,6,14,9,null,2013,6,14,9,0.24929250494389371,0.43830418990038317,0,0.10132877999035489,0.11951379999999998,8.5885000000000003E-2,0,1.9351029256188363E-3,0,0.99625937776025053,null,null,0.23603388088162136,8.8787032789404793E-2,0.38798479058273988,9.4208395638957623E-2,7.9171947650405347E-2,0,0,1.414438884386787E-3,0,0.88760048642751588,null,{"$f":"J3947*VLOOKUP($B3947,$AR$36:$AZ$47,MATCH(AG$2,$AS$2:$BA$2,0)+1,FALSE)","v":0.23684961890169115},{"$f":"K3947*VLOOKUP($B3947,$AR$36:$AZ$47,MATCH(AH$2,$AS$2:$BA$2,0)+1,FALSE)","v":0.38106159512362425},{"$f":"L3947*VLOOKUP($B3947,$AR$36:$AZ$47,MATCH(AI$2,$AS$2:$BA$2,0)+1,FALSE)","v":0},{"$f":"M3947*VLOOKUP($B3947,$AR$36:$AZ$47,MATCH(AJ$2,$AS$2:$BA$2,0)+1,FALSE)","v":8.541322171783676E-2},{"$f":"N3947*VLOOKUP($B3947,$AR$36:$AZ$47,MATCH(AK$2,$AS$2:$BA$2,0)+1,FALSE)","v":9.7271248918193179E-2},{"$f":"O3947*VLOOKUP($B3947,$AR$36:$AZ$47,MATCH(AL$2,$AS$2:$BA$2,0)+1,FALSE)","v":7.7499245131521982E-2},{"$f":"P3947*VLOOKUP($B3947,$AR$36:$AZ$47,MATCH(AM$2,$AS$2:$BA$2,0)+1,FALSE)","v":0},{"$f":"Q3947*VLOOKUP($B3947,$AR$36:$AZ$47,MATCH(AN$2,$AS$2:$BA$2,0)+1,FALSE)","v":1.4494573262481064E-3},{"$f":"R3947*VLOOKUP($B3947,$AR$36:$BA$47,MATCH(AO$2,$AS$2:$BA$2,0)+1,FALSE)","v":0},0.87954438711911531]
[2006,6,14,16,null,2013,6,14,16,0.3081710451681503,0.46647764427874694,0,0.12365130519702244,0.12040509999999997,8.5334999999999994E-2,0,1.9351029256188363E-3,0,1.1059751975695384,null,null,0.29178096542755944,0.10834663646424783,0.41292379880774954,9.4910975115411411E-2,7.8664937448301095E-2,0,0,1.414438884386787E-3,0,0.98804175214765599,null,{"$f":"J3954*VLOOKUP($B3954,$AR$36:$AZ$47,MATCH(AG$2,$AS$2:$BA$2,0)+1,FALSE)","v":0.2927893665356669},{"$f":"K3954*VLOOKUP($B3954,$AR$36:$AZ$47,MATCH(AH$2,$AS$2:$BA$2,0)+1,FALSE)","v":0.4055555920165172},{"$f":"L3954*VLOOKUP($B3954,$AR$36:$AZ$47,MATCH(AI$2,$AS$2:$BA$2,0)+1,FALSE)","v":0},{"$f":"M3954*VLOOKUP($B3954,$AR$36:$AZ$47,MATCH(AJ$2,$AS$2:$BA$2,0)+1,FALSE)","v":0.10422958164006794},{"$f":"N3954*VLOOKUP($B3954,$AR$36:$AZ$47,MATCH(AK$2,$AS$2:$BA$2,0)+1,FALSE)","v":9.7996670285104656E-2},{"$f":"O3954*VLOOKUP($B3954,$AR$36:$AZ$47,MATCH(AL$2,$AS$2:$BA$2,0)+1,FALSE)","v":7.7002946769499064E-2},{"$f":"P3954*VLOOKUP($B3954,$AR$36:$AZ$47,MATCH(AM$2,$AS$2:$BA$2,0)+1,FALSE)","v":0},{"$f":"Q3954*VLOOKUP($B3954,$AR$36:$AZ$47,MATCH(AN$2,$AS$2:$BA$2,0)+1,FALSE)","v":1.4494573262481064E-3},{"$f":"R3954*VLOOKUP($B3954,$AR$36:$BA$47,MATCH(AO$2,$AS$2:$BA$2,0)+1,FALSE)","v":0},0.97902361457310383]
[2006,6,15,2,null,2013,6,15,2,0.14681834962828033,0.17117141813237807,1.2431453184795131E-2,2.5280996083539301E-2,7.5222799999999992E-2,6.3395000000000007E-2,3.0151949695646488E-5,2.5315132275945894E-3,0,0.49688168220628298,null,null,0.13900981441538759,2.2151896316443122E-2,0.15152012768332254,5.9295406082562702E-2,5.8439839567997288E-2,6.952456156534904E-3,1.5090410825626205E-5,1.8503774130278908E-3,0,0.43923500804610172,null,{"$f":"J3964*VLOOKUP($B3964,$AR$36:$AZ$47,MATCH(AG$2,$AS$2:$BA$2,0)+1,FALSE)","v":0.1394902352361525},{"$f":"K3964*VLOOKUP($B3964,$AR$36:$AZ$47,MATCH(AH$2,$AS$2:$BA$2,0)+1,FALSE)","v":0.14881640453385003},{"$f":"L3964*VLOOKUP($B3964,$AR$36:$AZ$47,MATCH(AI$2,$AS$2:$BA$2,0)+1,FALSE)","v":3.7578923000521915E-3},{"$f":"M3964*VLOOKUP($B3964,$AR$36:$AZ$47,MATCH(AJ$2,$AS$2:$BA$2,0)+1,FALSE)","v":2.1310148251431071E-2},{"$f":"N3964*VLOOKUP($B3964,$AR$36:$AZ$47,MATCH(AK$2,$AS$2:$BA$2,0)+1,FALSE)","v":6.1223186804565351E-2},{"$f":"O3964*VLOOKUP($B3964,$AR$36:$AZ$47,MATCH(AL$2,$AS$2:$BA$2,0)+1,FALSE)","v":5.720515392807634E-2},{"$f":"P3964*VLOOKUP($B3964,$AR$36:$AZ$47,MATCH(AM$2,$AS$2:$BA$2,0)+1,FALSE)","v":1.5090410825626205E-5},{"$f":"Q3964*VLOOKUP($B3964,$AR$36:$AZ$47,MATCH(AN$2,$AS$2:$BA$2,0)+1,FALSE)","v":1.8961887482328813E-3},{"$f":"R3964*VLOOKUP($B3964,$AR$36:$BA$47,MATCH(AO$2,$AS$2:$BA$2,0)+1,FALSE)","v":0},0.43371430021318602]
[2006,6,15,9,null,2013,6,15,9,0.16173712128731543,0.2540006544528029,0,5.1690827405652173E-2,8.3814800000000009E-2,6.9805000000000006E-2,0,1.9351029256188363E-3,0,0.6229835060713893,null,null,{"$f":"$J3971*$AS$6","v":0.15313513107286719},{"$f":"$M3971*$AV$6","v":4.5292908768998885E-2},{"$f":"$K3971*$AT$6","v":0.22484017492086369},{"$f":"$N3971*$AW$6","v":6.6068168184762827E-2},{"$f":"$O3971*$AX$6","v":6.4348813014339465E-2},{"$f":"$L3971*$AU$6","v":0},{"$f":"$P3971*$AY$6","v":0},{"$f":"$Q3971*$AZ$6","v":1.414438884386787E-3},0,{"$f":"SUM(V3971:AD3971)","v":0.55509963484621883},null,{"$f":"J3971*VLOOKUP($B3971,$AR$36:$AZ$47,MATCH(AG$2,$AS$2:$BA$2,0)+1,FALSE)","v":0.15366436928289839},{"$f":"K3971*VLOOKUP($B3971,$AR$36:$AZ$47,MATCH(AH$2,$AS$2:$BA$2,0)+1,FALSE)","v":0.22082812982058822},{"$f":"L3971*VLOOKUP($B3971,$AR$36:$AZ$47,MATCH(AI$2,$AS$2:$BA$2,0)+1,FALSE)","v":0},{"$f":"M3971*VLOOKUP($B3971,$AR$36:$AZ$47,MATCH(AJ$2,$AS$2:$BA$2,0)+1,FALSE)","v":4.3571827297216613E-2},{"$f":"N3971*VLOOKUP($B3971,$AR$36:$AZ$47,MATCH(AK$2,$AS$2:$BA$2,0)+1,FALSE)","v":6.8216141347932871E-2},{"$f":"O3971*VLOOKUP($B3971,$AR$36:$AZ$47,MATCH(AL$2,$AS$2:$BA$2,0)+1,FALSE)","v":6.2989285747288723E-2},{"$f":"P3971*VLOOKUP($B3971,$AR$36:$AZ$47,MATCH(AM$2,$AS$2:$BA$2,0)+1,FALSE)","v":0},{"$f":"Q3971*VLOOKUP($B3971,$AR$36:$AZ$47,MATCH(AN$2,$AS$2:$BA$2,0)+1,FALSE)","v":1.4494573262481064E-3},{"$f":"R3971*VLOOKUP($B3971,$AR$36:$BA$47,MATCH(AO$2,$AS$2:$BA$2,0)+1,FALSE)","v":0},0.5507192108221729]
[2006,6,15,19,null,2013,6,15,19,0.21232456033536384,0.25429787253983149,0,6.8205901107804501E-2,8.3402899999999974E-2,7.1223999999999996E-2,0,1.9351029256188363E-3,0,0.69139033690861851,null,null,0.20103207673138451,5.9763865494738694E-2,0.22510327096217556,6.5743482347949925E-2,6.5656899335768404E-2,0,0,1.414438884386787E-3,0,0.61871403375640377,null,{"$f":"J3981*VLOOKUP($B3981,$AR$36:$AZ$47,MATCH(AG$2,$AS$2:$BA$2,0)+1,FALSE)","v":0.20172684778556899},{"$f":"K3981*VLOOKUP($B3981,$AR$36:$AZ$47,MATCH(AH$2,$AS$2:$BA$2,0)+1,FALSE)","v":0.22108653117962712},{"$f":"L3981*VLOOKUP($B3981,$AR$36:$AZ$47,MATCH(AI$2,$AS$2:$BA$2,0)+1,FALSE)","v":0},{"$f":"M3981*VLOOKUP($B3981,$AR$36:$AZ$47,MATCH(AJ$2,$AS$2:$BA$2,0)+1,FALSE)","v":5.7492903342370047E-2},{"$f":"N3981*VLOOKUP($B3981,$AR$36:$AZ$47,MATCH(AK$2,$AS$2:$BA$2,0)+1,FALSE)","v":6.7880899497791664E-2},{"$f":"O3981*VLOOKUP($B3981,$AR$36:$AZ$47,MATCH(AL$2,$AS$2:$BA$2,0)+1,FALSE)","v":6.4269735521307811E-2},{"$f":"P3981*VLOOKUP($B3981,$AR$36:$AZ$47,MATCH(AM$2,$AS$2:$BA$2,0)+1,FALSE)","v":0},{"$f":"Q3981*VLOOKUP($B3981,$AR$36:$AZ$47,MATCH(AN$2,$AS$2:$BA$2,0)+1,FALSE)","v":1.4494573262481064E-3},{"$f":"R3981*VLOOKUP($B3981,$AR$36:$BA$47,MATCH(AO$2,$AS$2:$BA$2,0)+1,FALSE)","v":0},0.61390637465291376]
[2006,6,15,23,null,2013,6,15,23,0.21618301462123424,0.18776613055952002,1.2431453184795131E-2,3.4267410529272221E-2,7.8603199999999984E-2,6.5781000000000006E-2,3.0151949695646488E-5,2.5315132275945894E-3,0,0.59759387407211184,null,null,0.20468531909221396,3.0026037050481534E-2,0.16620968843629821,6.1960052848190866E-2,6.06393420083986E-2,6.952456156534904E-3,1.5090410825626205E-5,1.8503774130278908E-3,0,0.53233836341597152,null,{"$f":"J3985*VLOOKUP($B3985,$AR$36:$AZ$47,MATCH(AG$2,$AS$2:$BA$2,0)+1,FALSE)","v":0.20539271582826718},{"$f":"K3985*VLOOKUP($B3985,$AR$36:$AZ$47,MATCH(AH$2,$AS$2:$BA$2,0)+1,FALSE)","v":0.16324384495950911},{"$f":"L3985*VLOOKUP($B3985,$AR$36:$AZ$47,MATCH(AI$2,$AS$2:$BA$2,0)+1,FALSE)","v":3.7578923000521915E-3},{"$f":"M3985*VLOOKUP($B3985,$AR$36:$AZ$47,MATCH(AJ$2,$AS$2:$BA$2,0)+1,FALSE)","v":2.8885080166873241E-2},{"$f":"N3985*VLOOKUP($B3985,$AR$36:$AZ$47,MATCH(AK$2,$AS$2:$BA$2,0)+1,FALSE)","v":6.3974465149351137E-2},{"$f":"O3985*VLOOKUP($B3985,$AR$36:$AZ$47,MATCH(AL$2,$AS$2:$BA$2,0)+1,FALSE)","v":5.9358186458597514E-2},{"$f":"P3985*VLOOKUP($B3985,$AR$36:$AZ$47,MATCH(AM$2,$AS$2:$BA$2,0)+1,FALSE)","v":1.5090410825626205E-5},{"$f":"Q3985*VLOOKUP($B3985,$AR$36:$AZ$47,MATCH(AN$2,$AS$2:$BA$2,0)+1,FALSE)","v":1.8961887482328813E-3},{"$f":"R3985*VLOOKUP($B3985,$AR$36:$BA$47,MATCH(AO$2,$AS$2:$BA$2,0)+1,FALSE)","v":0},0.5265234640217088]
[2006,6,16,12,null,2013,6,16,12,0.23436110160721096,0.30081106164445243,0,6.7128846185468063E-2,8.2172700000000001E-2,6.5475000000000005E-2,0,1.9351029256188363E-3,0,0.75188381236275037,null,null,0.2218966043623806,5.882012067994296E-2,0.26627652540492519,6.4773760288112117E-2,6.0357259968682422E-2,0,0,1.414438884386787E-3,0,0.6735387095884301,null,{"$f":"J3998*VLOOKUP($B3998,$AR$36:$AZ$47,MATCH(AG$2,$AS$2:$BA$2,0)+1,FALSE)","v":0.22266348365965216},{"$f":"K3998*VLOOKUP($B3998,$AR$36:$AZ$47,MATCH(AH$2,$AS$2:$BA$2,0)+1,FALSE)","v":0.26152509061599022},{"$f":"L3998*VLOOKUP($B3998,$AR$36:$AZ$47,MATCH(AI$2,$AS$2:$BA$2,0)+1,FALSE)","v":0},{"$f":"M3998*VLOOKUP($B3998,$AR$36:$AZ$47,MATCH(AJ$2,$AS$2:$BA$2,0)+1,FALSE)","v":5.6585019808268813E-2},{"$f":"N3998*VLOOKUP($B3998,$AR$36:$AZ$47,MATCH(AK$2,$AS$2:$BA$2,0)+1,FALSE)","v":6.6879650349834202E-2},{"$f":"O3998*VLOOKUP($B3998,$AR$36:$AZ$47,MATCH(AL$2,$AS$2:$BA$2,0)+1,FALSE)","v":5.9082064097181135E-2},{"$f":"P3998*VLOOKUP($B3998,$AR$36:$AZ$47,MATCH(AM$2,$AS$2:$BA$2,0)+1,FALSE)","v":0},{"$f":"Q3998*VLOOKUP($B3998,$AR$36:$AZ$47,MATCH(AN$2,$AS$2:$BA$2,0)+1,FALSE)","v":1.4494573262481064E-3},{"$f":"R3998*VLOOKUP($B3998,$AR$36:$BA$47,MATCH(AO$2,$AS$2:$BA$2,0)+1,FALSE)","v":0},0.66818476585717468]
[2006,6,16,13,null,2013,6,16,13,0.23408832161425761,0.30577347513406899,0,6.7698830794292508E-2,8.2867100000000027E-2,6.6470000000000001E-2,0,1.9351029256188363E-3,0,0.75883283046823802,null,null,0.22163833217574533,5.9319556695633359E-2,0.27066923029554335,6.5321130633057181E-2,6.1274487516125548E-2,0,0,1.414438884386787E-3,0,0.67963717620049147,null,{"$f":"J3999*VLOOKUP($B3999,$AR$36:$AZ$47,MATCH(AG$2,$AS$2:$BA$2,0)+1,FALSE)","v":0.22240431887894785},{"$f":"K3999*VLOOKUP($B3999,$AR$36:$AZ$47,MATCH(AH$2,$AS$2:$BA$2,0)+1,FALSE)","v":0.26583941213878032},{"$f":"L3999*VLOOKUP($B3999,$AR$36:$AZ$47,MATCH(AI$2,$AS$2:$BA$2,0)+1,FALSE)","v":0},{"$f":"M3999*VLOOKUP($B3999,$AR$36:$AZ$47,MATCH(AJ$2,$AS$2:$BA$2,0)+1,FALSE)","v":5.7065477796353847E-2},{"$f":"N3999*VLOOKUP($B3999,$AR$36:$AZ$47,MATCH(AK$2,$AS$2:$BA$2,0)+1,FALSE)","v":6.7444816508460195E-2},{"$f":"O3999*VLOOKUP($B3999,$AR$36:$AZ$47,MATCH(AL$2,$AS$2:$BA$2,0)+1,FALSE)","v":5.9979912952113475E-2},{"$f":"P3999*VLOOKUP($B3999,$AR$36:$AZ$47,MATCH(AM$2,$AS$2:$BA$2,0)+1,FALSE)","v":0},{"$f":"Q3999*VLOOKUP($B3999,$AR$36:$AZ$47,MATCH(AN$2,$AS$2:$BA$2,0)+1,FALSE)","v":1.4494573262481064E-3},{"$f":"R3999*VLOOKUP($B3999,$AR$36:$BA$47,MATCH(AO$2,$AS$2:$BA$2,0)+1,FALSE)","v":0},0.6741833956009039]
[2006,6,16,22,null,2013,6,16,22,0.27851031513279301,0.23846289148947558,1.2431453184795131E-2,5.2277109422329958E-2,7.6627199999999993E-2,6.5143999999999994E-2,3.0151949695646488E-5,2.5315132275945894E-3,0,0.7260146344066839,null,null,0.26369774157932102,4.58066250166786E-2,0.21108622082149511,6.0402443686884147E-2,6.005213201068877E-2,6.952456156534904E-3,1.5090410825626205E-5,1.8503774130278908E-3,0,0.64986308709545615,null,{"$f":"J4008*VLOOKUP($B4008,$AR$36:$AZ$47,MATCH(AG$2,$AS$2:$BA$2,0)+1,FALSE)","v":0.26460908647950793},{"$f":"K4008*VLOOKUP($B4008,$AR$36:$AZ$47,MATCH(AH$2,$AS$2:$BA$2,0)+1,FALSE)","v":0.20731960109581385},{"$f":"L4008*VLOOKUP($B4008,$AR$36:$AZ$47,MATCH(AI$2,$AS$2:$BA$2,0)+1,FALSE)","v":3.7578923000521915E-3},{"$f":"M4008*VLOOKUP($B4008,$AR$36:$AZ$47,MATCH(AJ$2,$AS$2:$BA$2,0)+1,FALSE)","v":4.4066022883943769E-2},{"$f":"N4008*VLOOKUP($B4008,$AR$36:$AZ$47,MATCH(AK$2,$AS$2:$BA$2,0)+1,FALSE)","v":6.2366215826993816E-2},{"$f":"O4008*VLOOKUP($B4008,$AR$36:$AZ$47,MATCH(AL$2,$AS$2:$BA$2,0)+1,FALSE)","v":5.8783382719309163E-2},{"$f":"P4008*VLOOKUP($B4008,$AR$36:$AZ$47,MATCH(AM$2,$AS$2:$BA$2,0)+1,FALSE)","v":1.5090410825626205E-5},{"$f":"Q4008*VLOOKUP($B4008,$AR$36:$AZ$47,MATCH(AN$2,$AS$2:$BA$2,0)+1,FALSE)","v":1.8961887482328813E-3},{"$f":"R4008*VLOOKUP($B4008,$AR$36:$BA$47,MATCH(AO$2,$AS$2:$BA$2,0)+1,FALSE)","v":0},0.64281348046467923]
[2006,6,17,6,null,2013,6,17,6,0.18061559507841218,0.31512426391268311,0,7.052708980037492E-2,9.9272899999999983E-2,7.0823999999999998E-2,0,1.9351029256188363E-3,0,0.73829895171708904,null,null,0.17100955306977966,6.1797754154774495E-2,0.2789465041835219,7.8253227990631016E-2,6.5288164643328955E-2,0,0,1.414438884386787E-3,0,0.65670964292642287,null,{"$f":"J4016*VLOOKUP($B4016,$AR$36:$AZ$47,MATCH(AG$2,$AS$2:$BA$2,0)+1,FALSE)","v":0.1716005656554013},{"$f":"K4016*VLOOKUP($B4016,$AR$36:$AZ$47,MATCH(AH$2,$AS$2:$BA$2,0)+1,FALSE)","v":0.27396898646124485},{"$f":"L4016*VLOOKUP($B4016,$AR$36:$AZ$47,MATCH(AI$2,$AS$2:$BA$2,0)+1,FALSE)","v":0},{"$f":"M4016*VLOOKUP($B4016,$AR$36:$AZ$47,MATCH(AJ$2,$AS$2:$BA$2,0)+1,FALSE)","v":5.9449506436439911E-2},{"$f":"N4016*VLOOKUP($B4016,$AR$36:$AZ$47,MATCH(AK$2,$AS$2:$BA$2,0)+1,FALSE)","v":8.0797355340813365E-2},{"$f":"O4016*VLOOKUP($B4016,$AR$36:$AZ$47,MATCH(AL$2,$AS$2:$BA$2,0)+1,FALSE)","v":6.3908791258018419E-2},{"$f":"P4016*VLOOKUP($B4016,$AR$36:$AZ$47,MATCH(AM$2,$AS$2:$BA$2,0)+1,FALSE)","v":0},{"$f":"Q4016*VLOOKUP($B4016,$AR$36:$AZ$47,MATCH(AN$2,$AS$2:$BA$2,0)+1,FALSE)","v":1.4494573262481064E-3},{"$f":"R4016*VLOOKUP($B4016,$AR$36:$BA$47,MATCH(AO$2,$AS$2:$BA$2,0)+1,FALSE)","v":0},0.65117466247816591]
[2006,6,17,12,null,2013,6,17,12,0.28606913153699642,0.47583493875189142,0,0.11467536677420367,0.12622069999999996,8.5426000000000002E-2,0,1.9351029256188363E-3,0,1.0901612399887104,null,null,0.27085454226675981,0.10048167510639523,0.42120683150567817,9.9495201754326093E-2,7.8748824590831074E-2,0,0,1.414438884386787E-3,0,0.97220151410837718,null,{"$f":"J4022*VLOOKUP($B4022,$AR$36:$AZ$47,MATCH(AG$2,$AS$2:$BA$2,0)+1,FALSE)","v":0.27179062121953695},{"$f":"K4022*VLOOKUP($B4022,$AR$36:$AZ$47,MATCH(AH$2,$AS$2:$BA$2,0)+1,FALSE)","v":0.41369082238880345},{"$f":"L4022*VLOOKUP($B4022,$AR$36:$AZ$47,MATCH(AI$2,$AS$2:$BA$2,0)+1,FALSE)","v":0},{"$f":"M4022*VLOOKUP($B4022,$AR$36:$AZ$47,MATCH(AJ$2,$AS$2:$BA$2,0)+1,FALSE)","v":9.6663480294459661E-2},{"$f":"N4022*VLOOKUP($B4022,$AR$36:$AZ$47,MATCH(AK$2,$AS$2:$BA$2,0)+1,FALSE)","v":0.10272993686359722},{"$f":"O4022*VLOOKUP($B4022,$AR$36:$AZ$47,MATCH(AL$2,$AS$2:$BA$2,0)+1,FALSE)","v":7.7085061589397416E-2},{"$f":"P4022*VLOOKUP($B4022,$AR$36:$AZ$47,MATCH(AM$2,$AS$2:$BA$2,0)+1,FALSE)","v":0},{"$f":"Q4022*VLOOKUP($B4022,$AR$36:$AZ$47,MATCH(AN$2,$AS$2:$BA$2,0)+1,FALSE)","v":1.4494573262481064E-3},{"$f":"R4022*VLOOKUP($B4022,$AR$36:$BA$47,MATCH(AO$2,$AS$2:$BA$2,0)+1,FALSE)","v":0},0.96340937968204288]
[2006,6,17,23,null,2013,6,17,23,0.32470806275404157,0.29552010410966639,1.2431453184795131E-2,7.4985629943449567E-2,8.2186700000000001E-2,6.4595E-2,3.0151949695646488E-5,2.5315132275945894E-3,0,0.85698861516924285,null,null,0.30743846158807986,6.5704448283665881E-2,0.26159299488338789,6.4784795980550536E-2,5.9546043645315627E-2,6.952456156534904E-3,1.5090410825626205E-5,1.8503774130278908E-3,0,0.76788466836138813,null,{"$f":"J4033*VLOOKUP($B4033,$AR$36:$AZ$47,MATCH(AG$2,$AS$2:$BA$2,0)+1,FALSE)","v":0.30850097532980386},{"$f":"K4033*VLOOKUP($B4033,$AR$36:$AZ$47,MATCH(AH$2,$AS$2:$BA$2,0)+1,FALSE)","v":0.25692513295098329},{"$f":"L4033*VLOOKUP($B4033,$AR$36:$AZ$47,MATCH(AI$2,$AS$2:$BA$2,0)+1,FALSE)","v":3.7578923000521915E-3},{"$f":"M4033*VLOOKUP($B4033,$AR$36:$AZ$47,MATCH(AJ$2,$AS$2:$BA$2,0)+1,FALSE)","v":6.3207750420178385E-2},{"$f":"N4033*VLOOKUP($B4033,$AR$36:$AZ$47,MATCH(AK$2,$AS$2:$BA$2,0)+1,FALSE)","v":6.6891044828838758E-2},{"$f":"O4033*VLOOKUP($B4033,$AR$36:$AZ$47,MATCH(AL$2,$AS$2:$BA$2,0)+1,FALSE)","v":5.8287986717944489E-2},{"$f":"P4033*VLOOKUP($B4033,$AR$36:$AZ$47,MATCH(AM$2,$AS$2:$BA$2,0)+1,FALSE)","v":1.5090410825626205E-5},{"$f":"Q4033*VLOOKUP($B4033,$AR$36:$AZ$47,MATCH(AN$2,$AS$2:$BA$2,0)+1,FALSE)","v":1.8961887482328813E-3},{"$f":"R4033*VLOOKUP($B4033,$AR$36:$BA$47,MATCH(AO$2,$AS$2:$BA$2,0)+1,FALSE)","v":0},0.75948206170685939]
[2006,6,18,9,null,2013,6,18,9,0.23026283350569082,0.44265536533234778,0,0.1080556179979625,0.11435709999999998,8.0748E-2,0,1.9351029256188363E-3,0,0.97801401976161995,null,null,0.21801630268579042,9.4681271196373887E-2,0.39183643044304617,9.0143555982019147E-2,7.4436472362751707E-2,0,0,1.414438884386787E-3,0,0.87052847155436808,null,{"$f":"J4043*VLOOKUP($B4043,$AR$36:$AZ$47,MATCH(AG$2,$AS$2:$BA$2,0)+1,FALSE)","v":0.21876977157945759},{"$f":"K4043*VLOOKUP($B4043,$AR$36:$AZ$47,MATCH(AH$2,$AS$2:$BA$2,0)+1,FALSE)","v":0.38484450637332962},{"$f":"L4043*VLOOKUP($B4043,$AR$36:$AZ$47,MATCH(AI$2,$AS$2:$BA$2,0)+1,FALSE)","v":0},{"$f":"M4043*VLOOKUP($B4043,$AR$36:$AZ$47,MATCH(AJ$2,$AS$2:$BA$2,0)+1,FALSE)","v":9.1083485450001E-2},{"$f":"N4043*VLOOKUP($B4043,$AR$36:$AZ$47,MATCH(AK$2,$AS$2:$BA$2,0)+1,FALSE)","v":9.307425535513647E-2},{"$f":"O4043*VLOOKUP($B4043,$AR$36:$AZ$47,MATCH(AL$2,$AS$2:$BA$2,0)+1,FALSE)","v":7.2863818430228058E-2},{"$f":"P4043*VLOOKUP($B4043,$AR$36:$AZ$47,MATCH(AM$2,$AS$2:$BA$2,0)+1,FALSE)","v":0},{"$f":"Q4043*VLOOKUP($B4043,$AR$36:$AZ$47,MATCH(AN$2,$AS$2:$BA$2,0)+1,FALSE)","v":1.4494573262481064E-3},{"$f":"R4043*VLOOKUP($B4043,$AR$36:$BA$47,MATCH(AO$2,$AS$2:$BA$2,0)+1,FALSE)","v":0},0.86208529451440086]
[2006,6,18,16,null,2013,6,18,16,0.2921491220439415,0.46428389763440603,0,0.11780716105573365,0.11918840000000001,8.4311999999999998E-2,0,1.9351029256188363E-3,0,1.0796756836597001,null,null,0.2766111684252584,0.10322583842890183,0.41098190468031798,9.3951894616139231E-2,7.7721898472387196E-2,0,0,1.414438884386787E-3,0,0.96390714350739137,null,{"$f":"J4050*VLOOKUP($B4050,$AR$36:$AZ$47,MATCH(AG$2,$AS$2:$BA$2,0)+1,FALSE)","v":0.27756714239822194},{"$f":"K4050*VLOOKUP($B4050,$AR$36:$AZ$47,MATCH(AH$2,$AS$2:$BA$2,0)+1,FALSE)","v":0.40364834902214919},{"$f":"L4050*VLOOKUP($B4050,$AR$36:$AZ$47,MATCH(AI$2,$AS$2:$BA$2,0)+1,FALSE)","v":0},{"$f":"M4050*VLOOKUP($B4050,$AR$36:$AZ$47,MATCH(AJ$2,$AS$2:$BA$2,0)+1,FALSE)","v":9.9303368383198476E-2},{"$f":"N4050*VLOOKUP($B4050,$AR$36:$AZ$47,MATCH(AK$2,$AS$2:$BA$2,0)+1,FALSE)","v":9.7006408670473027E-2},{"$f":"O4050*VLOOKUP($B4050,$AR$36:$AZ$47,MATCH(AL$2,$AS$2:$BA$2,0)+1,FALSE)","v":7.6079831816136465E-2},{"$f":"P4050*VLOOKUP($B4050,$AR$36:$AZ$47,MATCH(AM$2,$AS$2:$BA$2,0)+1,FALSE)","v":0},{"$f":"Q4050*VLOOKUP($B4050,$AR$36:$AZ$47,MATCH(AN$2,$AS$2:$BA$2,0)+1,FALSE)","v":1.4494573262481064E-3},{"$f":"R4050*VLOOKUP($B4050,$AR$36:$BA$47,MATCH(AO$2,$AS$2:$BA$2,0)+1,FALSE)","v":0},0.95505455761642732]
[2006,6,18,23,null,2013,6,18,23,0.27900673745779092,0.29060199889663807,1.2431453184795131E-2,7.4679527193342046E-2,8.0806099999999992E-2,6.4643000000000006E-2,3.0151949695646488E-5,2.5315132275945894E-3,0,0.80473048190985641,null,null,0.26416776167860923,6.5436232729177701E-2,0.25723951146910806,6.3696519053374367E-2,5.9590291808408372E-2,6.952456156534904E-3,1.5090410825626205E-5,1.8503774130278908E-3,0,0.71894824071906616,null,{"$f":"J4057*VLOOKUP($B4057,$AR$36:$AZ$47,MATCH(AG$2,$AS$2:$BA$2,0)+1,FALSE)","v":0.265080730978072},{"$f":"K4057*VLOOKUP($B4057,$AR$36:$AZ$47,MATCH(AH$2,$AS$2:$BA$2,0)+1,FALSE)","v":0.2526493330370278},{"$f":"L4057*VLOOKUP($B4057,$AR$36:$AZ$47,MATCH(AI$2,$AS$2:$BA$2,0)+1,FALSE)","v":3.7578923000521915E-3},{"$f":"M4057*VLOOKUP($B4057,$AR$36:$AZ$47,MATCH(AJ$2,$AS$2:$BA$2,0)+1,FALSE)","v":6.2949726766228717E-2},{"$f":"N4057*VLOOKUP($B4057,$AR$36:$AZ$47,MATCH(AK$2,$AS$2:$BA$2,0)+1,FALSE)","v":6.5767386420718027E-2},{"$f":"O4057*VLOOKUP($B4057,$AR$36:$AZ$47,MATCH(AL$2,$AS$2:$BA$2,0)+1,FALSE)","v":5.8331300029539214E-2},{"$f":"P4057*VLOOKUP($B4057,$AR$36:$AZ$47,MATCH(AM$2,$AS$2:$BA$2,0)+1,FALSE)","v":1.5090410825626205E-5},{"$f":"Q4057*VLOOKUP($B4057,$AR$36:$AZ$47,MATCH(AN$2,$AS$2:$BA$2,0)+1,FALSE)","v":1.8961887482328813E-3},{"$f":"R4057*VLOOKUP($B4057,$AR$36:$BA$47,MATCH(AO$2,$AS$2:$BA$2,0)+1,FALSE)","v":0},0.71044764869069632]
[2006,6,19,1,null,2013,6,19,1,0.19792834561525108,0.21603652989583588,1.2431453184795131E-2,3.6599581592270003E-2,7.8559400000000029E-2,6.1713999999999998E-2,3.0151949695646488E-5,2.5315132275945894E-3,0,0.6058309754654424,null,null,0.18740152481744671,3.2069548762164973E-2,0.1912345118784009,6.1925526896133599E-2,5.6890232023020494E-2,6.952456156534904E-3,1.5090410825626205E-5,1.8503774130278908E-3,0,0.53833926835755508,null,{"$f":"J4059*VLOOKUP($B4059,$AR$36:$AZ$47,MATCH(AG$2,$AS$2:$BA$2,0)+1,FALSE)","v":0.18804918839964793},{"$f":"K4059*VLOOKUP($B4059,$AR$36:$AZ$47,MATCH(AH$2,$AS$2:$BA$2,0)+1,FALSE)","v":0.18782212578389909},{"$f":"L4059*VLOOKUP($B4059,$AR$36:$AZ$47,MATCH(AI$2,$AS$2:$BA$2,0)+1,FALSE)","v":3.7578923000521915E-3},{"$f":"M4059*VLOOKUP($B4059,$AR$36:$AZ$47,MATCH(AJ$2,$AS$2:$BA$2,0)+1,FALSE)","v":3.0850940647051857E-2},{"$f":"N4059*VLOOKUP($B4059,$AR$36:$AZ$47,MATCH(AK$2,$AS$2:$BA$2,0)+1,FALSE)","v":6.3938816707894058E-2},{"$f":"O4059*VLOOKUP($B4059,$AR$36:$AZ$47,MATCH(AL$2,$AS$2:$BA$2,0)+1,FALSE)","v":5.5688285661602693E-2},{"$f":"P4059*VLOOKUP($B4059,$AR$36:$AZ$47,MATCH(AM$2,$AS$2:$BA$2,0)+1,FALSE)","v":1.5090410825626205E-5},{"$f":"Q4059*VLOOKUP($B4059,$AR$36:$AZ$47,MATCH(AN$2,$AS$2:$BA$2,0)+1,FALSE)","v":1.8961887482328813E-3},{"$f":"R4059*VLOOKUP($B4059,$AR$36:$BA$47,MATCH(AO$2,$AS$2:$BA$2,0)+1,FALSE)","v":0},0.53201852865920618]
[2006,6,19,9,null,2013,6,19,9,0.19267062884916289,0.3826337593115306,0,7.2100614850076059E-2,0.11893329999999995,8.1487000000000004E-2,0,1.9351029256188363E-3,0,0.84976040593638824,null,null,0.18242343976368441,6.3176519597288094E-2,0.33870558939925144,9.3750808534636465E-2,7.5117709707033589E-2,0,0,1.414438884386787E-3,0,0.75458850588628079,null,{"$f":"J4067*VLOOKUP($B4067,$AR$36:$AZ$47,MATCH(AG$2,$AS$2:$BA$2,0)+1,FALSE)","v":0.18305389898001098},{"$f":"K4067*VLOOKUP($B4067,$AR$36:$AZ$47,MATCH(AH$2,$AS$2:$BA$2,0)+1,FALSE)","v":0.33266173135269245},{"$f":"L4067*VLOOKUP($B4067,$AR$36:$AZ$47,MATCH(AI$2,$AS$2:$BA$2,0)+1,FALSE)","v":0},{"$f":"M4067*VLOOKUP($B4067,$AR$36:$AZ$47,MATCH(AJ$2,$AS$2:$BA$2,0)+1,FALSE)","v":6.0775880285621614E-2},{"$f":"N4067*VLOOKUP($B4067,$AR$36:$AZ$47,MATCH(AK$2,$AS$2:$BA$2,0)+1,FALSE)","v":9.6798784985182823E-2},{"$f":"O4067*VLOOKUP($B4067,$AR$36:$AZ$47,MATCH(AL$2,$AS$2:$BA$2,0)+1,FALSE)","v":7.3530662956655196E-2},{"$f":"P4067*VLOOKUP($B4067,$AR$36:$AZ$47,MATCH(AM$2,$AS$2:$BA$2,0)+1,FALSE)","v":0},{"$f":"Q4067*VLOOKUP($B4067,$AR$36:$AZ$47,MATCH(AN$2,$AS$2:$BA$2,0)+1,FALSE)","v":1.4494573262481064E-3},{"$f":"R4067*VLOOKUP($B4067,$AR$36:$BA$47,MATCH(AO$2,$AS$2:$BA$2,0)+1,FALSE)","v":0},0.74827041588641119]
[2006,6,19,18,null,2013,6,19,18,0.28552219389150918,0.35455105653757735,0,6.7101970218861579E-2,0.10047220000000003,7.7247999999999997E-2,0,1.9351029256188363E-3,0,0.88683052357356684,null,null,0.2703366935047456,5.8796571227077106E-2,0.313846914064147,7.9198592700729806E-2,7.1210043803906525E-2,0,0,1.414438884386787E-3,0,0.79480325418499276,null,{"$f":"J4076*VLOOKUP($B4076,$AR$36:$AZ$47,MATCH(AG$2,$AS$2:$BA$2,0)+1,FALSE)","v":0.27127098276139},{"$f":"K4076*VLOOKUP($B4076,$AR$36:$AZ$47,MATCH(AH$2,$AS$2:$BA$2,0)+1,FALSE)","v":0.3082466338906823},{"$f":"L4076*VLOOKUP($B4076,$AR$36:$AZ$47,MATCH(AI$2,$AS$2:$BA$2,0)+1,FALSE)","v":0},{"$f":"M4076*VLOOKUP($B4076,$AR$36:$AZ$47,MATCH(AJ$2,$AS$2:$BA$2,0)+1,FALSE)","v":5.6562365209103016E-2},{"$f":"N4076*VLOOKUP($B4076,$AR$36:$AZ$47,MATCH(AK$2,$AS$2:$BA$2,0)+1,FALSE)","v":8.1773455245825119E-2},{"$f":"O4076*VLOOKUP($B4076,$AR$36:$AZ$47,MATCH(AL$2,$AS$2:$BA$2,0)+1,FALSE)","v":6.9705556126445939E-2},{"$f":"P4076*VLOOKUP($B4076,$AR$36:$AZ$47,MATCH(AM$2,$AS$2:$BA$2,0)+1,FALSE)","v":0},{"$f":"Q4076*VLOOKUP($B4076,$AR$36:$AZ$47,MATCH(AN$2,$AS$2:$BA$2,0)+1,FALSE)","v":1.4494573262481064E-3},{"$f":"R4076*VLOOKUP($B4076,$AR$36:$BA$47,MATCH(AO$2,$AS$2:$BA$2,0)+1,FALSE)","v":0},0.78900845055969449]
[2006,6,20,6,null,2013,6,20,6,0.18776460684061186,0.33810177515034973,0,8.7490660623722974E-2,9.7574600000000053E-2,6.9767999999999997E-2,0,1.9351029256188363E-3,0,0.78263474554030343,null,null,0.17777834457869454,7.6661696255541506E-2,0.29928608817810975,7.691451967147761E-2,6.4314705055288815E-2,0,0,1.414438884386787E-3,0,0.69636979262349896,null,{"$f":"J4088*VLOOKUP($B4088,$AR$36:$AZ$47,MATCH(AG$2,$AS$2:$BA$2,0)+1,FALSE)","v":0.17839275024908488},{"$f":"K4088*VLOOKUP($B4088,$AR$36:$AZ$47,MATCH(AH$2,$AS$2:$BA$2,0)+1,FALSE)","v":0.29394563118870287},{"$f":"L4088*VLOOKUP($B4088,$AR$36:$AZ$47,MATCH(AI$2,$AS$2:$BA$2,0)+1,FALSE)","v":0},{"$f":"M4088*VLOOKUP($B4088,$AR$36:$AZ$47,MATCH(AJ$2,$AS$2:$BA$2,0)+1,FALSE)","v":7.3748634838052662E-2},{"$f":"N4088*VLOOKUP($B4088,$AR$36:$AZ$47,MATCH(AK$2,$AS$2:$BA$2,0)+1,FALSE)","v":7.9415123648425026E-2},{"$f":"O4088*VLOOKUP($B4088,$AR$36:$AZ$47,MATCH(AL$2,$AS$2:$BA$2,0)+1,FALSE)","v":6.2955898402934446E-2},{"$f":"P4088*VLOOKUP($B4088,$AR$36:$AZ$47,MATCH(AM$2,$AS$2:$BA$2,0)+1,FALSE)","v":0},{"$f":"Q4088*VLOOKUP($B4088,$AR$36:$AZ$47,MATCH(AN$2,$AS$2:$BA$2,0)+1,FALSE)","v":1.4494573262481064E-3},{"$f":"R4088*VLOOKUP($B4088,$AR$36:$BA$47,MATCH(AO$2,$AS$2:$BA$2,0)+1,FALSE)","v":0},0.68990749565344811]
[2006,6,20,11,null,2013,6,20,11,0.25772111347624049,0.47290666499296274,0,0.1161301703515636,0.12482079999999997,8.6581000000000005E-2,0,1.9351029256188363E-3,0,1.0600948517463857,null,null,0.24401421379523824,0.10175641356606577,0.41861473745933769,9.8391711336859852E-2,7.9813546015249981E-2,0,0,1.414438884386787E-3,0,0.94400506105713833,null,{"$f":"J4093*VLOOKUP($B4093,$AR$36:$AZ$47,MATCH(AG$2,$AS$2:$BA$2,0)+1,FALSE)","v":0.24485753201246505},{"$f":"K4093*VLOOKUP($B4093,$AR$36:$AZ$47,MATCH(AH$2,$AS$2:$BA$2,0)+1,FALSE)","v":0.41114498163425894},{"$f":"L4093*VLOOKUP($B4093,$AR$36:$AZ$47,MATCH(AI$2,$AS$2:$BA$2,0)+1,FALSE)","v":0},{"$f":"M4093*VLOOKUP($B4093,$AR$36:$AZ$47,MATCH(AJ$2,$AS$2:$BA$2,0)+1,FALSE)","v":9.7889780073463953E-2},{"$f":"N4093*VLOOKUP($B4093,$AR$36:$AZ$47,MATCH(AK$2,$AS$2:$BA$2,0)+1,FALSE)","v":0.10159057035227737},{"$f":"O4093*VLOOKUP($B4093,$AR$36:$AZ$47,MATCH(AL$2,$AS$2:$BA$2,0)+1,FALSE)","v":7.8127288149645507E-2},{"$f":"P4093*VLOOKUP($B4093,$AR$36:$AZ$47,MATCH(AM$2,$AS$2:$BA$2,0)+1,FALSE)","v":0},{"$f":"Q4093*VLOOKUP($B4093,$AR$36:$AZ$47,MATCH(AN$2,$AS$2:$BA$2,0)+1,FALSE)","v":1.4494573262481064E-3},{"$f":"R4093*VLOOKUP($B4093,$AR$36:$BA$47,MATCH(AO$2,$AS$2:$BA$2,0)+1,FALSE)","v":0},0.93505960954835898]
[2006,6,20,20,null,2013,6,20,20,0.36528607972198346,0.36739167475620743,2.0719088641325224E-3,8.3014229822431257E-2,9.3447099999999964E-2,7.3789999999999994E-2,5.0253249492744155E-6,2.0345046426147951E-3,0,0.98704052313231871,null,null,0.34585833636762531,7.2739325845361691E-2,0.32521336842462301,7.3660961061511182E-2,6.8022332387767476E-2,1.1587426927558177E-3,2.5150684709377011E-6,1.4870953058269709E-3,0,0.88814267715394246,null,{"$f":"J4102*VLOOKUP($B4102,$AR$36:$AZ$47,MATCH(AG$2,$AS$2:$BA$2,0)+1,FALSE)","v":0.34705362999868944},{"$f":"K4102*VLOOKUP($B4102,$AR$36:$AZ$47,MATCH(AH$2,$AS$2:$BA$2,0)+1,FALSE)","v":0.31941026539025053},{"$f":"L4102*VLOOKUP($B4102,$AR$36:$AZ$47,MATCH(AI$2,$AS$2:$BA$2,0)+1,FALSE)","v":6.2631538334203217E-4},{"$f":"M4102*VLOOKUP($B4102,$AR$36:$AZ$47,MATCH(AJ$2,$AS$2:$BA$2,0)+1,FALSE)","v":6.9975310254734108E-2},{"$f":"N4102*VLOOKUP($B4102,$AR$36:$AZ$47,MATCH(AK$2,$AS$2:$BA$2,0)+1,FALSE)","v":7.6055787070474612E-2},{"$f":"O4102*VLOOKUP($B4102,$AR$36:$AZ$47,MATCH(AL$2,$AS$2:$BA$2,0)+1,FALSE)","v":6.6585192970309209E-2},{"$f":"P4102*VLOOKUP($B4102,$AR$36:$AZ$47,MATCH(AM$2,$AS$2:$BA$2,0)+1,FALSE)","v":2.5150684709377011E-6},{"$f":"Q4102*VLOOKUP($B4102,$AR$36:$AZ$47,MATCH(AN$2,$AS$2:$BA$2,0)+1,FALSE)","v":1.5239125632455688E-3},{"$f":"R4102*VLOOKUP($B4102,$AR$36:$BA$47,MATCH(AO$2,$AS$2:$BA$2,0)+1,FALSE)","v":0},0.8812329286995163]
[2006,6,21,4,null,2013,6,21,4,0.1753484493013977,0.27408257391813545,1.2431453184795131E-2,7.0501249837798582E-2,8.2348500000000005E-2,6.3786999999999996E-2,3.0151949695646488E-5,2.5315132275945894E-3,0,0.68106089141941717,null,null,0.16602254048711987,6.1775112476815275E-2,0.2426165948086757,6.4912337054588709E-2,5.8801199566587935E-2,6.952456156534904E-3,1.5090410825626205E-5,1.8503774130278908E-3,0,0.60294570837417583,null,{"$f":"J4110*VLOOKUP($B4110,$AR$36:$AZ$47,MATCH(AG$2,$AS$2:$BA$2,0)+1,FALSE)","v":0.16659631785314066},{"$f":"K4110*VLOOKUP($B4110,$AR$36:$AZ$47,MATCH(AH$2,$AS$2:$BA$2,0)+1,FALSE)","v":0.2382873475076083},{"$f":"L4110*VLOOKUP($B4110,$AR$36:$AZ$47,MATCH(AI$2,$AS$2:$BA$2,0)+1,FALSE)","v":3.7578923000521915E-3},{"$f":"M4110*VLOOKUP($B4110,$AR$36:$AZ$47,MATCH(AJ$2,$AS$2:$BA$2,0)+1,FALSE)","v":5.9427725117717593E-2},{"$f":"N4110*VLOOKUP($B4110,$AR$36:$AZ$47,MATCH(AK$2,$AS$2:$BA$2,0)+1,FALSE)","v":6.7022732450477129E-2},{"$f":"O4110*VLOOKUP($B4110,$AR$36:$AZ$47,MATCH(AL$2,$AS$2:$BA$2,0)+1,FALSE)","v":5.7558879306099923E-2},{"$f":"P4110*VLOOKUP($B4110,$AR$36:$AZ$47,MATCH(AM$2,$AS$2:$BA$2,0)+1,FALSE)","v":1.5090410825626205E-5},{"$f":"Q4110*VLOOKUP($B4110,$AR$36:$AZ$47,MATCH(AN$2,$AS$2:$BA$2,0)+1,FALSE)","v":1.8961887482328813E-3},{"$f":"R4110*VLOOKUP($B4110,$AR$36:$BA$47,MATCH(AO$2,$AS$2:$BA$2,0)+1,FALSE)","v":0},0.59456217369415421]
[2006,6,21,10,null,2013,6,21,10,0.25869181747865683,0.46059597858290668,0,0.11712199168482769,0.12782160000000004,8.8784000000000002E-2,0,1.9351029256188363E-3,0,1.0549504906720102,null,null,0.24493329089677091,0.10262547439208314,0.40771737622302151,0.10075713318465811,8.1844352333860254E-2,0,0,1.414438884386787E-3,0,0.93929206591478065,null,{"$f":"J4116*VLOOKUP($B4116,$AR$36:$AZ$47,MATCH(AG$2,$AS$2:$BA$2,0)+1,FALSE)","v":0.24577978546364843},{"$f":"K4116*VLOOKUP($B4116,$AR$36:$AZ$47,MATCH(AH$2,$AS$2:$BA$2,0)+1,FALSE)","v":0.40044207276736243},{"$f":"L4116*VLOOKUP($B4116,$AR$36:$AZ$47,MATCH(AI$2,$AS$2:$BA$2,0)+1,FALSE)","v":0},{"$f":"M4116*VLOOKUP($B4116,$AR$36:$AZ$47,MATCH(AJ$2,$AS$2:$BA$2,0)+1,FALSE)","v":9.8725817529462426E-2},{"$f":"N4116*VLOOKUP($B4116,$AR$36:$AZ$47,MATCH(AK$2,$AS$2:$BA$2,0)+1,FALSE)","v":0.10403289553776825},{"$f":"O4116*VLOOKUP($B4116,$AR$36:$AZ$47,MATCH(AL$2,$AS$2:$BA$2,0)+1,FALSE)","v":8.0115188679711791E-2},{"$f":"P4116*VLOOKUP($B4116,$AR$36:$AZ$47,MATCH(AM$2,$AS$2:$BA$2,0)+1,FALSE)","v":0},{"$f":"Q4116*VLOOKUP($B4116,$AR$36:$AZ$47,MATCH(AN$2,$AS$2:$BA$2,0)+1,FALSE)","v":1.4494573262481064E-3},{"$f":"R4116*VLOOKUP($B4116,$AR$36:$BA$47,MATCH(AO$2,$AS$2:$BA$2,0)+1,FALSE)","v":0},0.93054521730420148]
[2006,6,21,13,null,2013,6,21,13,0.28692758303801702,0.47790488391813402,0,0.12140872181012467,0.13449699999999998,8.9665999999999996E-2,0,1.9351029256188363E-3,0,1.1123392916918946,null,null,0.27166733701716816,0.10638162391081118,0.42303913715172942,0.10601910899204012,8.2657412330689226E-2,0,0,1.414438884386787E-3,0,0.99117905828682495,null,{"$f":"J4119*VLOOKUP($B4119,$AR$36:$AZ$47,MATCH(AG$2,$AS$2:$BA$2,0)+1,FALSE)","v":0.27260622500557163},{"$f":"K4119*VLOOKUP($B4119,$AR$36:$AZ$47,MATCH(AH$2,$AS$2:$BA$2,0)+1,FALSE)","v":0.4154904323971999},{"$f":"L4119*VLOOKUP($B4119,$AR$36:$AZ$47,MATCH(AI$2,$AS$2:$BA$2,0)+1,FALSE)","v":0},{"$f":"M4119*VLOOKUP($B4119,$AR$36:$AZ$47,MATCH(AJ$2,$AS$2:$BA$2,0)+1,FALSE)","v":0.10233923743515332},{"$f":"N4119*VLOOKUP($B4119,$AR$36:$AZ$47,MATCH(AK$2,$AS$2:$BA$2,0)+1,FALSE)","v":0.109465945905412},{"$f":"O4119*VLOOKUP($B4119,$AR$36:$AZ$47,MATCH(AL$2,$AS$2:$BA$2,0)+1,FALSE)","v":8.0911070780264882E-2},{"$f":"P4119*VLOOKUP($B4119,$AR$36:$AZ$47,MATCH(AM$2,$AS$2:$BA$2,0)+1,FALSE)","v":0},{"$f":"Q4119*VLOOKUP($B4119,$AR$36:$AZ$47,MATCH(AN$2,$AS$2:$BA$2,0)+1,FALSE)","v":1.4494573262481064E-3},{"$f":"R4119*VLOOKUP($B4119,$AR$36:$BA$47,MATCH(AO$2,$AS$2:$BA$2,0)+1,FALSE)","v":0},0.98226236884984985]
[2006,6,22,3,null,2013,6,22,3,0.19278891893941047,0.26821393811056804,1.2431453184795131E-2,7.2653711940537061E-2,8.2162000000000013E-2,6.6129999999999994E-2,3.0151949695646488E-5,2.5315132275945894E-3,0,0.69694168735260098,null,null,0.18253543859444452,6.3661158310111432E-2,0.2374217062192627,6.4765325866034201E-2,6.0961063027552012E-2,6.952456156534904E-3,1.5090410825626205E-5,1.8503774130278908E-3,0,0.61816261599779321,null,{"$f":"J4133*VLOOKUP($B4133,$AR$36:$AZ$47,MATCH(AG$2,$AS$2:$BA$2,0)+1,FALSE)","v":0.18316628488106843},{"$f":"K4133*VLOOKUP($B4133,$AR$36:$AZ$47,MATCH(AH$2,$AS$2:$BA$2,0)+1,FALSE)","v":0.23318515644130908},{"$f":"L4133*VLOOKUP($B4133,$AR$36:$AZ$47,MATCH(AI$2,$AS$2:$BA$2,0)+1,FALSE)","v":3.7578923000521915E-3},{"$f":"M4133*VLOOKUP($B4133,$AR$36:$AZ$47,MATCH(AJ$2,$AS$2:$BA$2,0)+1,FALSE)","v":6.1242103252320046E-2},{"$f":"N4133*VLOOKUP($B4133,$AR$36:$AZ$47,MATCH(AK$2,$AS$2:$BA$2,0)+1,FALSE)","v":6.6870941712309298E-2},{"$f":"O4133*VLOOKUP($B4133,$AR$36:$AZ$47,MATCH(AL$2,$AS$2:$BA$2,0)+1,FALSE)","v":5.9673110328317493E-2},{"$f":"P4133*VLOOKUP($B4133,$AR$36:$AZ$47,MATCH(AM$2,$AS$2:$BA$2,0)+1,FALSE)","v":1.5090410825626205E-5},{"$f":"Q4133*VLOOKUP($B4133,$AR$36:$AZ$47,MATCH(AN$2,$AS$2:$BA$2,0)+1,FALSE)","v":1.8961887482328813E-3},{"$f":"R4133*VLOOKUP($B4133,$AR$36:$BA$47,MATCH(AO$2,$AS$2:$BA$2,0)+1,FALSE)","v":0},0.6098067680744349]
[2006,6,22,6,null,2013,6,22,6,0.18559088231753129,0.2841800869612276,0,6.9364678923932208E-2,8.4763500000000006E-2,6.7563999999999999E-2,0,1.9351029256188363E-3,0,0.69339825112830988,null,null,0.17572022961344225,6.07792181316298E-2,0.25155486547481054,6.6815994000214082E-2,6.2282976899947447E-2,0,0,1.414438884386787E-3,0,0.61856772300443086,null,{"$f":"J4136*VLOOKUP($B4136,$AR$36:$AZ$47,MATCH(AG$2,$AS$2:$BA$2,0)+1,FALSE)","v":0.17632752239554486},{"$f":"K4136*VLOOKUP($B4136,$AR$36:$AZ$47,MATCH(AH$2,$AS$2:$BA$2,0)+1,FALSE)","v":0.24706612379048346},{"$f":"L4136*VLOOKUP($B4136,$AR$36:$AZ$47,MATCH(AI$2,$AS$2:$BA$2,0)+1,FALSE)","v":0},{"$f":"M4136*VLOOKUP($B4136,$AR$36:$AZ$47,MATCH(AJ$2,$AS$2:$BA$2,0)+1,FALSE)","v":5.8469673678892872E-2},{"$f":"N4136*VLOOKUP($B4136,$AR$36:$AZ$47,MATCH(AK$2,$AS$2:$BA$2,0)+1,FALSE)","v":6.8988280078763037E-2},{"$f":"O4136*VLOOKUP($B4136,$AR$36:$AZ$47,MATCH(AL$2,$AS$2:$BA$2,0)+1,FALSE)","v":6.096709551220994E-2},{"$f":"P4136*VLOOKUP($B4136,$AR$36:$AZ$47,MATCH(AM$2,$AS$2:$BA$2,0)+1,FALSE)","v":0},{"$f":"Q4136*VLOOKUP($B4136,$AR$36:$AZ$47,MATCH(AN$2,$AS$2:$BA$2,0)+1,FALSE)","v":1.4494573262481064E-3},{"$f":"R4136*VLOOKUP($B4136,$AR$36:$BA$47,MATCH(AO$2,$AS$2:$BA$2,0)+1,FALSE)","v":0},0.61326815278214231]
[2006,6,22,17,null,2013,6,22,17,0.35987435779188398,0.39792276796138981,0,0.1238077428528345,8.8174899999999973E-2,7.4569999999999997E-2,0,1.9351029256188363E-3,0,1.0462848715317272,null,null,0.34073443691585059,0.10848371139278644,0.35223934735986212,6.950507694195586E-2,6.8741365038024402E-2,0,0,1.414438884386787E-3,0,0.94111837653286623,null,{"$f":"J4147*VLOOKUP($B4147,$AR$36:$AZ$47,MATCH(AG$2,$AS$2:$BA$2,0)+1,FALSE)","v":0.34191202224343642},{"$f":"K4147*VLOOKUP($B4147,$AR$36:$AZ$47,MATCH(AH$2,$AS$2:$BA$2,0)+1,FALSE)","v":0.34595399311568947},{"$f":"L4147*VLOOKUP($B4147,$AR$36:$AZ$47,MATCH(AI$2,$AS$2:$BA$2,0)+1,FALSE)","v":0},{"$f":"M4147*VLOOKUP($B4147,$AR$36:$AZ$47,MATCH(AJ$2,$AS$2:$BA$2,0)+1,FALSE)","v":0.10436144786980214},{"$f":"N4147*VLOOKUP($B4147,$AR$36:$AZ$47,MATCH(AK$2,$AS$2:$BA$2,0)+1,FALSE)","v":7.1764789055630315E-2},{"$f":"O4147*VLOOKUP($B4147,$AR$36:$AZ$47,MATCH(AL$2,$AS$2:$BA$2,0)+1,FALSE)","v":6.7289034283723514E-2},{"$f":"P4147*VLOOKUP($B4147,$AR$36:$AZ$47,MATCH(AM$2,$AS$2:$BA$2,0)+1,FALSE)","v":0},{"$f":"Q4147*VLOOKUP($B4147,$AR$36:$AZ$47,MATCH(AN$2,$AS$2:$BA$2,0)+1,FALSE)","v":1.4494573262481064E-3},{"$f":"R4147*VLOOKUP($B4147,$AR$36:$BA$47,MATCH(AO$2,$AS$2:$BA$2,0)+1,FALSE)","v":0},0.93273074389452992]
[2006,6,22,23,null,2013,6,22,23,0.32670784336687447,0.28763034830200218,1.2431453184795131E-2,7.8117567574885666E-2,8.149099999999998E-2,6.8992999999999999E-2,3.0151949695646488E-5,2.5315132275945894E-3,0,0.85793287760584758,null,null,0.30933188385147686,6.8448737213258795E-2,0.25460902045348049,6.4236400892736203E-2,6.3600281588687371E-2,6.952456156534904E-3,1.5090410825626205E-5,1.8503774130278908E-3,0,0.76904424798002813,null,{"$f":"J4153*VLOOKUP($B4153,$AR$36:$AZ$47,MATCH(AG$2,$AS$2:$BA$2,0)+1,FALSE)","v":0.31040094130007262},{"$f":"K4153*VLOOKUP($B4153,$AR$36:$AZ$47,MATCH(AH$2,$AS$2:$BA$2,0)+1,FALSE)","v":0.2500657804682071},{"$f":"L4153*VLOOKUP($B4153,$AR$36:$AZ$47,MATCH(AI$2,$AS$2:$BA$2,0)+1,FALSE)","v":3.7578923000521915E-3},{"$f":"M4153*VLOOKUP($B4153,$AR$36:$AZ$47,MATCH(AJ$2,$AS$2:$BA$2,0)+1,FALSE)","v":6.5847759343070286E-2},{"$f":"N4153*VLOOKUP($B4153,$AR$36:$AZ$47,MATCH(AK$2,$AS$2:$BA$2,0)+1,FALSE)","v":6.6324820611448052E-2},{"$f":"O4153*VLOOKUP($B4153,$AR$36:$AZ$47,MATCH(AL$2,$AS$2:$BA$2,0)+1,FALSE)","v":6.2256568892811268E-2},{"$f":"P4153*VLOOKUP($B4153,$AR$36:$AZ$47,MATCH(AM$2,$AS$2:$BA$2,0)+1,FALSE)","v":1.5090410825626205E-5},{"$f":"Q4153*VLOOKUP($B4153,$AR$36:$AZ$47,MATCH(AN$2,$AS$2:$BA$2,0)+1,FALSE)","v":1.8961887482328813E-3},{"$f":"R4153*VLOOKUP($B4153,$AR$36:$BA$47,MATCH(AO$2,$AS$2:$BA$2,0)+1,FALSE)","v":0},0.76056504207471998]
[2006,6,23,7,null,2013,6,23,7,0.19013604801894418,0.28617079540566343,0,7.4939770944410442E-2,8.5161900000000026E-2,7.1359000000000006E-2,0,1.9351029256188363E-3,0,0.70970261729463691,null,null,0.18002366063715461,6.566426538151543E-2,0.25331703115043702,6.7130038276461371E-2,6.5781347294466733E-2,0,0,1.414438884386787E-3,0,0.63333078162442191,null,{"$f":"J4161*VLOOKUP($B4161,$AR$36:$AZ$47,MATCH(AG$2,$AS$2:$BA$2,0)+1,FALSE)","v":0.18064582616671906},{"$f":"K4161*VLOOKUP($B4161,$AR$36:$AZ$47,MATCH(AH$2,$AS$2:$BA$2,0)+1,FALSE)","v":0.24879684540515751},{"$f":"L4161*VLOOKUP($B4161,$AR$36:$AZ$47,MATCH(AI$2,$AS$2:$BA$2,0)+1,FALSE)","v":0},{"$f":"M4161*VLOOKUP($B4161,$AR$36:$AZ$47,MATCH(AJ$2,$AS$2:$BA$2,0)+1,FALSE)","v":6.3169094424783384E-2},{"$f":"N4161*VLOOKUP($B4161,$AR$36:$AZ$47,MATCH(AK$2,$AS$2:$BA$2,0)+1,FALSE)","v":6.9312534395578412E-2},{"$f":"O4161*VLOOKUP($B4161,$AR$36:$AZ$47,MATCH(AL$2,$AS$2:$BA$2,0)+1,FALSE)","v":6.4391554210167984E-2},{"$f":"P4161*VLOOKUP($B4161,$AR$36:$AZ$47,MATCH(AM$2,$AS$2:$BA$2,0)+1,FALSE)","v":0},{"$f":"Q4161*VLOOKUP($B4161,$AR$36:$AZ$47,MATCH(AN$2,$AS$2:$BA$2,0)+1,FALSE)","v":1.4494573262481064E-3},{"$f":"R4161*VLOOKUP($B4161,$AR$36:$BA$47,MATCH(AO$2,$AS$2:$BA$2,0)+1,FALSE)","v":0},0.62776531192865437]
[2006,6,23,16,null,2013,6,23,16,0.37260982515876739,0.38337783381708335,0,0.10230409287865604,9.863999999999995E-2,8.0294000000000004E-2,0,1.9351029256188363E-3,0,1.0391608547801257,null,null,0.35279256833910888,8.9641628466977999E-2,0.33936424062337145,7.7754335866040386E-2,7.401795848683293E-2,0,0,1.414438884386787E-3,0,0.93498517066671838,null,{"$f":"J4170*VLOOKUP($B4170,$AR$36:$AZ$47,MATCH(AG$2,$AS$2:$BA$2,0)+1,FALSE)","v":0.35401182682063431},{"$f":"K4170*VLOOKUP($B4170,$AR$36:$AZ$47,MATCH(AH$2,$AS$2:$BA$2,0)+1,FALSE)","v":0.33330862961310193},{"$f":"L4170*VLOOKUP($B4170,$AR$36:$AZ$47,MATCH(AI$2,$AS$2:$BA$2,0)+1,FALSE)","v":0},{"$f":"M4170*VLOOKUP($B4170,$AR$36:$AZ$47,MATCH(AJ$2,$AS$2:$BA$2,0)+1,FALSE)","v":8.6235343685363244E-2},{"$f":"N4170*VLOOKUP($B4170,$AR$36:$AZ$47,MATCH(AK$2,$AS$2:$BA$2,0)+1,FALSE)","v":8.028224350067166E-2},{"$f":"O4170*VLOOKUP($B4170,$AR$36:$AZ$47,MATCH(AL$2,$AS$2:$BA$2,0)+1,FALSE)","v":7.2454146691394605E-2},{"$f":"P4170*VLOOKUP($B4170,$AR$36:$AZ$47,MATCH(AM$2,$AS$2:$BA$2,0)+1,FALSE)","v":0},{"$f":"Q4170*VLOOKUP($B4170,$AR$36:$AZ$47,MATCH(AN$2,$AS$2:$BA$2,0)+1,FALSE)","v":1.4494573262481064E-3},{"$f":"R4170*VLOOKUP($B4170,$AR$36:$BA$47,MATCH(AO$2,$AS$2:$BA$2,0)+1,FALSE)","v":0},0.92774164763741396]
[2006,6,23,21,null,2013,6,23,21,0.38462237340252747,0.33242031923043858,1.2431453184795131E-2,0.10295344221275161,9.105290000000002E-2,7.8217999999999996E-2,3.0151949695646488E-5,2.5315132275945894E-3,0,1.0042601532078028,null,null,0.3641662290991487,9.0210606013373107E-2,0.29425689033769492,7.1773700001794338E-2,7.2104225433072183E-2,6.952456156534904E-3,1.5090410825626205E-5,1.8503774130278908E-3,0,0.90132957486547161,null,{"$f":"J4175*VLOOKUP($B4175,$AR$36:$AZ$47,MATCH(AG$2,$AS$2:$BA$2,0)+1,FALSE)","v":0.36542479518971183},{"$f":"K4175*VLOOKUP($B4175,$AR$36:$AZ$47,MATCH(AH$2,$AS$2:$BA$2,0)+1,FALSE)","v":0.2890061742878734},{"$f":"L4175*VLOOKUP($B4175,$AR$36:$AZ$47,MATCH(AI$2,$AS$2:$BA$2,0)+1,FALSE)","v":3.7578923000521915E-3},{"$f":"M4175*VLOOKUP($B4175,$AR$36:$AZ$47,MATCH(AJ$2,$AS$2:$BA$2,0)+1,FALSE)","v":8.6782700701313845E-2},{"$f":"N4175*VLOOKUP($B4175,$AR$36:$AZ$47,MATCH(AK$2,$AS$2:$BA$2,0)+1,FALSE)","v":7.410716838242408E-2},{"$f":"O4175*VLOOKUP($B4175,$AR$36:$AZ$47,MATCH(AL$2,$AS$2:$BA$2,0)+1,FALSE)","v":7.05808459649227E-2},{"$f":"P4175*VLOOKUP($B4175,$AR$36:$AZ$47,MATCH(AM$2,$AS$2:$BA$2,0)+1,FALSE)","v":1.5090410825626205E-5},{"$f":"Q4175*VLOOKUP($B4175,$AR$36:$AZ$47,MATCH(AN$2,$AS$2:$BA$2,0)+1,FALSE)","v":1.8961887482328813E-3},{"$f":"R4175*VLOOKUP($B4175,$AR$36:$BA$47,MATCH(AO$2,$AS$2:$BA$2,0)+1,FALSE)","v":0},0.89157085598535646]
[2006,6,24,1,null,2013,6,24,1,0.2355661772935605,0.24354890867701495,1.2431453184795131E-2,5.640626582965505E-2,8.7159699999999993E-2,7.3246000000000006E-2,3.0151949695646488E-5,2.5315132275945894E-3,0,0.7109201701623159,null,null,0.22303758808778051,4.9424704158306978E-2,0.21558833911942005,6.8704831587422174E-2,6.7520853206049836E-2,6.952456156534904E-3,1.5090410825626205E-5,1.8503774130278908E-3,0,0.63309424013936788,null,{"$f":"J4179*VLOOKUP($B4179,$AR$36:$AZ$47,MATCH(AG$2,$AS$2:$BA$2,0)+1,FALSE)","v":0.22380841064862769},{"$f":"K4179*VLOOKUP($B4179,$AR$36:$AZ$47,MATCH(AH$2,$AS$2:$BA$2,0)+1,FALSE)","v":0.21174138365452133},{"$f":"L4179*VLOOKUP($B4179,$AR$36:$AZ$47,MATCH(AI$2,$AS$2:$BA$2,0)+1,FALSE)","v":3.7578923000521915E-3},{"$f":"M4179*VLOOKUP($B4179,$AR$36:$AZ$47,MATCH(AJ$2,$AS$2:$BA$2,0)+1,FALSE)","v":4.7546618937306447E-2},{"$f":"N4179*VLOOKUP($B4179,$AR$36:$AZ$47,MATCH(AK$2,$AS$2:$BA$2,0)+1,FALSE)","v":7.0938526549528536E-2},{"$f":"O4179*VLOOKUP($B4179,$AR$36:$AZ$47,MATCH(AL$2,$AS$2:$BA$2,0)+1,FALSE)","v":6.6094308772235655E-2},{"$f":"P4179*VLOOKUP($B4179,$AR$36:$AZ$47,MATCH(AM$2,$AS$2:$BA$2,0)+1,FALSE)","v":1.5090410825626205E-5},{"$f":"Q4179*VLOOKUP($B4179,$AR$36:$AZ$47,MATCH(AN$2,$AS$2:$BA$2,0)+1,FALSE)","v":1.8961887482328813E-3},{"$f":"R4179*VLOOKUP($B4179,$AR$36:$BA$47,MATCH(AO$2,$AS$2:$BA$2,0)+1,FALSE)","v":0},0.62579842002133024]
[2006,6,24,14,null,2013,6,24,14,0.3073750455706063,0.4795171761810525,0,0.11534887595671472,0.15104010000000001,9.9390000000000006E-2,0,1.9351029256188363E-3,0,1.1546063006339924,null,null,0.29102730107559344,0.10107182216902903,0.42446633061782146,0.11905943496188497,9.1621352703892267E-2,0,0,1.414438884386787E-3,0,1.0286606804126082,null,{"$f":"J4192*VLOOKUP($B4192,$AR$36:$AZ$47,MATCH(AG$2,$AS$2:$BA$2,0)+1,FALSE)","v":0.29203309750396605},{"$f":"K4192*VLOOKUP($B4192,$AR$36:$AZ$47,MATCH(AH$2,$AS$2:$BA$2,0)+1,FALSE)","v":0.41689215904200527},{"$f":"L4192*VLOOKUP($B4192,$AR$36:$AZ$47,MATCH(AI$2,$AS$2:$BA$2,0)+1,FALSE)","v":0},{"$f":"M4192*VLOOKUP($B4192,$AR$36:$AZ$47,MATCH(AJ$2,$AS$2:$BA$2,0)+1,FALSE)","v":9.7231202407962777E-2},{"$f":"N4192*VLOOKUP($B4192,$AR$36:$AZ$47,MATCH(AK$2,$AS$2:$BA$2,0)+1,FALSE)","v":0.12293023202114563},{"$f":"O4192*VLOOKUP($B4192,$AR$36:$AZ$47,MATCH(AL$2,$AS$2:$BA$2,0)+1,FALSE)","v":8.9685625820829826E-2},{"$f":"P4192*VLOOKUP($B4192,$AR$36:$AZ$47,MATCH(AM$2,$AS$2:$BA$2,0)+1,FALSE)","v":0},{"$f":"Q4192*VLOOKUP($B4192,$AR$36:$AZ$47,MATCH(AN$2,$AS$2:$BA$2,0)+1,FALSE)","v":1.4494573262481064E-3},{"$f":"R4192*VLOOKUP($B4192,$AR$36:$BA$47,MATCH(AO$2,$AS$2:$BA$2,0)+1,FALSE)","v":0},1.0202217741221575]
[2006,6,24,18,null,2013,6,24,18,0.38963100948031831,0.41863397503991817,0,0.10664176067638688,0.11080790000000004,8.1332000000000002E-2,0,1.9351029256188363E-3,0,1.1089817481222424,null,null,0.36890848082320571,9.3442410959605773E-2,0.37057280965896744,8.7345850296133662E-2,7.4974825013713303E-2,0,0,1.414438884386787E-3,0,0.99665881563601266,null,{"$f":"J4196*VLOOKUP($B4196,$AR$36:$AZ$47,MATCH(AG$2,$AS$2:$BA$2,0)+1,FALSE)","v":0.37018343623473243},{"$f":"K4196*VLOOKUP($B4196,$AR$36:$AZ$47,MATCH(AH$2,$AS$2:$BA$2,0)+1,FALSE)","v":0.36396031335660123},{"$f":"L4196*VLOOKUP($B4196,$AR$36:$AZ$47,MATCH(AI$2,$AS$2:$BA$2,0)+1,FALSE)","v":0},{"$f":"M4196*VLOOKUP($B4196,$AR$36:$AZ$47,MATCH(AJ$2,$AS$2:$BA$2,0)+1,FALSE)","v":8.9891700560292276E-2},{"$f":"N4196*VLOOKUP($B4196,$AR$36:$AZ$47,MATCH(AK$2,$AS$2:$BA$2,0)+1,FALSE)","v":9.0185592149210084E-2},{"$f":"O4196*VLOOKUP($B4196,$AR$36:$AZ$47,MATCH(AL$2,$AS$2:$BA$2,0)+1,FALSE)","v":7.3390797054630558E-2},{"$f":"P4196*VLOOKUP($B4196,$AR$36:$AZ$47,MATCH(AM$2,$AS$2:$BA$2,0)+1,FALSE)","v":0},{"$f":"Q4196*VLOOKUP($B4196,$AR$36:$AZ$47,MATCH(AN$2,$AS$2:$BA$2,0)+1,FALSE)","v":1.4494573262481064E-3},{"$f":"R4196*VLOOKUP($B4196,$AR$36:$BA$47,MATCH(AO$2,$AS$2:$BA$2,0)+1,FALSE)","v":0},0.98906129668171472]
[2006,6,25,4,null,2013,6,25,4,0.17016826573289609,0.27693525134964397,1.2431453184795131E-2,7.7049408282289497E-2,9.7763599999999978E-2,7.0335999999999996E-2,3.0151949695646488E-5,2.5315132275945894E-3,0,0.70724564372691479,null,null,0.16111786502715036,6.751278699116918E-2,0.24514177134444071,7.706350151939606E-2,6.483830831855282E-2,6.952456156534904E-3,1.5090410825626205E-5,1.8503774130278908E-3,0,0.62449215718109763,null,{"$f":"J4206*VLOOKUP($B4206,$AR$36:$AZ$47,MATCH(AG$2,$AS$2:$BA$2,0)+1,FALSE)","v":0.16167469173238527},{"$f":"K4206*VLOOKUP($B4206,$AR$36:$AZ$47,MATCH(AH$2,$AS$2:$BA$2,0)+1,FALSE)","v":0.24076746482674882},{"$f":"L4206*VLOOKUP($B4206,$AR$36:$AZ$47,MATCH(AI$2,$AS$2:$BA$2,0)+1,FALSE)","v":3.7578923000521915E-3},{"$f":"M4206*VLOOKUP($B4206,$AR$36:$AZ$47,MATCH(AJ$2,$AS$2:$BA$2,0)+1,FALSE)","v":6.494737421559546E-2},{"$f":"N4206*VLOOKUP($B4206,$AR$36:$AZ$47,MATCH(AK$2,$AS$2:$BA$2,0)+1,FALSE)","v":7.9568949114986479E-2},{"$f":"O4206*VLOOKUP($B4206,$AR$36:$AZ$47,MATCH(AL$2,$AS$2:$BA$2,0)+1,FALSE)","v":6.346843925680537E-2},{"$f":"P4206*VLOOKUP($B4206,$AR$36:$AZ$47,MATCH(AM$2,$AS$2:$BA$2,0)+1,FALSE)","v":1.5090410825626205E-5},{"$f":"Q4206*VLOOKUP($B4206,$AR$36:$AZ$47,MATCH(AN$2,$AS$2:$BA$2,0)+1,FALSE)","v":1.8961887482328813E-3},{"$f":"R4206*VLOOKUP($B4206,$AR$36:$BA$47,MATCH(AO$2,$AS$2:$BA$2,0)+1,FALSE)","v":0},0.61609609060563197]
[2006,6,25,11,null,2013,6,25,11,0.25488226880947018,0.46688391025963666,0,0.11234696234365181,0.15008650000000001,0.100634,0,1.9351029256188363E-3,0,1.0867687443383776,null,null,0.2413263531069729,9.8441463820499148E-2,0.41328342352763237,0.11830774665408025,9.2768117597378949E-2,0,0,1.414438884386787E-3,0,0.96554154359095035,null,{"$f":"J4213*VLOOKUP($B4213,$AR$36:$AZ$47,MATCH(AG$2,$AS$2:$BA$2,0)+1,FALSE)","v":0.24216038202154586},{"$f":"K4213*VLOOKUP($B4213,$AR$36:$AZ$47,MATCH(AH$2,$AS$2:$BA$2,0)+1,FALSE)","v":0.40590879959766646},{"$f":"L4213*VLOOKUP($B4213,$AR$36:$AZ$47,MATCH(AI$2,$AS$2:$BA$2,0)+1,FALSE)","v":0},{"$f":"M4213*VLOOKUP($B4213,$AR$36:$AZ$47,MATCH(AJ$2,$AS$2:$BA$2,0)+1,FALSE)","v":9.4700794827463519E-2},{"$f":"N4213*VLOOKUP($B4213,$AR$36:$AZ$47,MATCH(AK$2,$AS$2:$BA$2,0)+1,FALSE)","v":0.12215410522266387},{"$f":"O4213*VLOOKUP($B4213,$AR$36:$AZ$47,MATCH(AL$2,$AS$2:$BA$2,0)+1,FALSE)","v":9.080816247965981E-2},{"$f":"P4213*VLOOKUP($B4213,$AR$36:$AZ$47,MATCH(AM$2,$AS$2:$BA$2,0)+1,FALSE)","v":0},{"$f":"Q4213*VLOOKUP($B4213,$AR$36:$AZ$47,MATCH(AN$2,$AS$2:$BA$2,0)+1,FALSE)","v":1.4494573262481064E-3},{"$f":"R4213*VLOOKUP($B4213,$AR$36:$BA$47,MATCH(AO$2,$AS$2:$BA$2,0)+1,FALSE)","v":0},0.95718170147524773]
[2006,6,25,18,null,2013,6,25,18,0.33032164633692851,0.41612972848572083,0,0.10804047175492665,0.11609519999999998,8.4722000000000006E-2,0,1.9351029256188363E-3,0,1.0572441495031948,null,null,0.31275348667886776,9.4667999646305012E-2,0.36835606248363556,9.1513637198247511E-2,7.8099851532137637E-2,0,0,1.414438884386787E-3,0,0.94680547642358015,null,{"$f":"J4220*VLOOKUP($B4220,$AR$36:$AZ$47,MATCH(AG$2,$AS$2:$BA$2,0)+1,FALSE)","v":0.31383436925826874},{"$f":"K4220*VLOOKUP($B4220,$AR$36:$AZ$47,MATCH(AH$2,$AS$2:$BA$2,0)+1,FALSE)","v":0.36178312178847555},{"$f":"L4220*VLOOKUP($B4220,$AR$36:$AZ$47,MATCH(AI$2,$AS$2:$BA$2,0)+1,FALSE)","v":0},{"$f":"M4220*VLOOKUP($B4220,$AR$36:$AZ$47,MATCH(AJ$2,$AS$2:$BA$2,0)+1,FALSE)","v":9.1070718204458959E-2},{"$f":"N4220*VLOOKUP($B4220,$AR$36:$AZ$47,MATCH(AK$2,$AS$2:$BA$2,0)+1,FALSE)","v":9.4488879923552108E-2},{"$f":"O4220*VLOOKUP($B4220,$AR$36:$AZ$47,MATCH(AL$2,$AS$2:$BA$2,0)+1,FALSE)","v":7.6449799686008096E-2},{"$f":"P4220*VLOOKUP($B4220,$AR$36:$AZ$47,MATCH(AM$2,$AS$2:$BA$2,0)+1,FALSE)","v":0},{"$f":"Q4220*VLOOKUP($B4220,$AR$36:$AZ$47,MATCH(AN$2,$AS$2:$BA$2,0)+1,FALSE)","v":1.4494573262481064E-3},{"$f":"R4220*VLOOKUP($B4220,$AR$36:$BA$47,MATCH(AO$2,$AS$2:$BA$2,0)+1,FALSE)","v":0},0.93907634618701163]
[2006,6,26,4,null,2013,6,26,4,0.20642126708742986,0.31428252965521081,1.2431453184795131E-2,9.0112194240437302E-2,9.5552699999999963E-2,6.8857000000000002E-2,3.0151949695646488E-5,2.5315132275945894E-3,0,0.79021880934516331,null,null,0.19544275018662649,7.8958755306364953E-2,0.27820140501007817,7.5320729204247747E-2,6.3474911793257968E-2,6.952456156534904E-3,1.5090410825626205E-5,1.8503774130278908E-3,0,0.70021647548096366,null,{"$f":"J4230*VLOOKUP($B4230,$AR$36:$AZ$47,MATCH(AG$2,$AS$2:$BA$2,0)+1,FALSE)","v":0.1961182044115824},{"$f":"K4230*VLOOKUP($B4230,$AR$36:$AZ$47,MATCH(AH$2,$AS$2:$BA$2,0)+1,FALSE)","v":0.2732371828275732},{"$f":"L4230*VLOOKUP($B4230,$AR$36:$AZ$47,MATCH(AI$2,$AS$2:$BA$2,0)+1,FALSE)","v":3.7578923000521915E-3},{"$f":"M4230*VLOOKUP($B4230,$AR$36:$AZ$47,MATCH(AJ$2,$AS$2:$BA$2,0)+1,FALSE)","v":7.5958408133127334E-2},{"$f":"N4230*VLOOKUP($B4230,$AR$36:$AZ$47,MATCH(AK$2,$AS$2:$BA$2,0)+1,FALSE)","v":7.7769516712759834E-2},{"$f":"O4230*VLOOKUP($B4230,$AR$36:$AZ$47,MATCH(AL$2,$AS$2:$BA$2,0)+1,FALSE)","v":6.2133847843292879E-2},{"$f":"P4230*VLOOKUP($B4230,$AR$36:$AZ$47,MATCH(AM$2,$AS$2:$BA$2,0)+1,FALSE)","v":1.5090410825626205E-5},{"$f":"Q4230*VLOOKUP($B4230,$AR$36:$AZ$47,MATCH(AN$2,$AS$2:$BA$2,0)+1,FALSE)","v":1.8961887482328813E-3},{"$f":"R4230*VLOOKUP($B4230,$AR$36:$BA$47,MATCH(AO$2,$AS$2:$BA$2,0)+1,FALSE)","v":0},0.69088633138744637]
[2006,6,26,8,null,2013,6,26,8,0.28340162553639259,0.47495883366943525,0,0.12025981759355613,0.13372510000000001,9.1195999999999999E-2,0,1.9351029256188363E-3,0,1.105476479725003,null,null,0.26832890759619782,0.10537492279037861,0.42043130744093565,0.10541064820681106,8.4067822529270128E-2,0,0,1.414438884386787E-3,0,0.98502804744798012,null,{"$f":"J4234*VLOOKUP($B4234,$AR$36:$AZ$47,MATCH(AG$2,$AS$2:$BA$2,0)+1,FALSE)","v":0.26925625790282515},{"$f":"K4234*VLOOKUP($B4234,$AR$36:$AZ$47,MATCH(AH$2,$AS$2:$BA$2,0)+1,FALSE)","v":0.41292913676519},{"$f":"L4234*VLOOKUP($B4234,$AR$36:$AZ$47,MATCH(AI$2,$AS$2:$BA$2,0)+1,FALSE)","v":0},{"$f":"M4234*VLOOKUP($B4234,$AR$36:$AZ$47,MATCH(AJ$2,$AS$2:$BA$2,0)+1,FALSE)","v":0.10137078986683494},{"$f":"N4234*VLOOKUP($B4234,$AR$36:$AZ$47,MATCH(AK$2,$AS$2:$BA$2,0)+1,FALSE)","v":0.10883770316658226},{"$f":"O4234*VLOOKUP($B4234,$AR$36:$AZ$47,MATCH(AL$2,$AS$2:$BA$2,0)+1,FALSE)","v":8.2291682587346773E-2},{"$f":"P4234*VLOOKUP($B4234,$AR$36:$AZ$47,MATCH(AM$2,$AS$2:$BA$2,0)+1,FALSE)","v":0},{"$f":"Q4234*VLOOKUP($B4234,$AR$36:$AZ$47,MATCH(AN$2,$AS$2:$BA$2,0)+1,FALSE)","v":1.4494573262481064E-3},{"$f":"R4234*VLOOKUP($B4234,$AR$36:$BA$47,MATCH(AO$2,$AS$2:$BA$2,0)+1,FALSE)","v":0},0.97613502761502724]
[2006,6,26,13,null,2013,6,26,13,0.37043532242822697,0.54075219511588835,0,0.13621246153672675,0.14767890000000003,0.10016899999999999,0,1.9351029256188363E-3,0,1.2971829820064611,null,null,0.35073371655536734,0.11935306326532374,0.47867127901943751,0.11640992286017234,9.2339463517418077E-2,0,0,1.414438884386787E-3,0,1.1589218841021058,null,{"$f":"J4239*VLOOKUP($B4239,$AR$36:$AZ$47,MATCH(AG$2,$AS$2:$BA$2,0)+1,FALSE)","v":0.35194585960214492},{"$f":"K4239*VLOOKUP($B4239,$AR$36:$AZ$47,MATCH(AH$2,$AS$2:$BA$2,0)+1,FALSE)","v":0.47012987506301174},{"$f":"L4239*VLOOKUP($B4239,$AR$36:$AZ$47,MATCH(AI$2,$AS$2:$BA$2,0)+1,FALSE)","v":0},{"$f":"M4239*VLOOKUP($B4239,$AR$36:$AZ$47,MATCH(AJ$2,$AS$2:$BA$2,0)+1,FALSE)","v":0.11481777614490359},{"$f":"N4239*VLOOKUP($B4239,$AR$36:$AZ$47,MATCH(AK$2,$AS$2:$BA$2,0)+1,FALSE)","v":0.12019458039042323},{"$f":"O4239*VLOOKUP($B4239,$AR$36:$AZ$47,MATCH(AL$2,$AS$2:$BA$2,0)+1,FALSE)","v":9.0388564773585894E-2},{"$f":"P4239*VLOOKUP($B4239,$AR$36:$AZ$47,MATCH(AM$2,$AS$2:$BA$2,0)+1,FALSE)","v":0},{"$f":"Q4239*VLOOKUP($B4239,$AR$36:$AZ$47,MATCH(AN$2,$AS$2:$BA$2,0)+1,FALSE)","v":1.4494573262481064E-3},{"$f":"R4239*VLOOKUP($B4239,$AR$36:$BA$47,MATCH(AO$2,$AS$2:$BA$2,0)+1,FALSE)","v":0},1.1489261133003172]
[2006,6,26,22,null,2013,6,26,22,0.38868315287507826,0.37734209594976503,1.2431453184795131E-2,0.10193015939624207,9.8817199999999994E-2,7.6906000000000002E-2,3.0151949695646488E-5,2.5315132275945894E-3,0,1.0586717265831707,null,null,0.36801103597983009,8.9313977780102013E-2,0.33402143408301865,7.7894016201760841E-2,7.08947756418708E-2,6.952456156534904E-3,1.5090410825626205E-5,1.8503774130278908E-3,0,0.94895316366697091,null,{"$f":"J4248*VLOOKUP($B4248,$AR$36:$AZ$47,MATCH(AG$2,$AS$2:$BA$2,0)+1,FALSE)","v":0.36928288980324192},{"$f":"K4248*VLOOKUP($B4248,$AR$36:$AZ$47,MATCH(AH$2,$AS$2:$BA$2,0)+1,FALSE)","v":0.32806116004181834},{"$f":"L4248*VLOOKUP($B4248,$AR$36:$AZ$47,MATCH(AI$2,$AS$2:$BA$2,0)+1,FALSE)","v":3.7578923000521915E-3},{"$f":"M4248*VLOOKUP($B4248,$AR$36:$AZ$47,MATCH(AJ$2,$AS$2:$BA$2,0)+1,FALSE)","v":8.5920143369676169E-2},{"$f":"N4248*VLOOKUP($B4248,$AR$36:$AZ$47,MATCH(AK$2,$AS$2:$BA$2,0)+1,FALSE)","v":8.0426465049215079E-2},{"$f":"O4248*VLOOKUP($B4248,$AR$36:$AZ$47,MATCH(AL$2,$AS$2:$BA$2,0)+1,FALSE)","v":6.9396948781333526E-2},{"$f":"P4248*VLOOKUP($B4248,$AR$36:$AZ$47,MATCH(AM$2,$AS$2:$BA$2,0)+1,FALSE)","v":1.5090410825626205E-5},{"$f":"Q4248*VLOOKUP($B4248,$AR$36:$AZ$47,MATCH(AN$2,$AS$2:$BA$2,0)+1,FALSE)","v":1.8961887482328813E-3},{"$f":"R4248*VLOOKUP($B4248,$AR$36:$BA$47,MATCH(AO$2,$AS$2:$BA$2,0)+1,FALSE)","v":0},0.93875677850439565]
[2006,6,27,6,null,2013,6,27,6,0.21437852132730029,0.35591220332736367,0,9.200956587685824E-2,0.11573980000000007,8.0197000000000004E-2,0,1.9351029256188363E-3,0,0.86017219345714113,null,null,0.20297679778994718,8.0621283935572052E-2,0.31505179474828476,9.1233488263061144E-2,7.3928540323916367E-2,0,0,1.414438884386787E-3,0,0.7652263439451682,null,{"$f":"J4256*VLOOKUP($B4256,$AR$36:$AZ$47,MATCH(AG$2,$AS$2:$BA$2,0)+1,FALSE)","v":0.20367828984071051},{"$f":"K4256*VLOOKUP($B4256,$AR$36:$AZ$47,MATCH(AH$2,$AS$2:$BA$2,0)+1,FALSE)","v":0.30943001469986708},{"$f":"L4256*VLOOKUP($B4256,$AR$36:$AZ$47,MATCH(AI$2,$AS$2:$BA$2,0)+1,FALSE)","v":0},{"$f":"M4256*VLOOKUP($B4256,$AR$36:$AZ$47,MATCH(AJ$2,$AS$2:$BA$2,0)+1,FALSE)","v":7.7557762475281483E-2},{"$f":"N4256*VLOOKUP($B4256,$AR$36:$AZ$47,MATCH(AK$2,$AS$2:$BA$2,0)+1,FALSE)","v":9.4199622935107946E-2},{"$f":"O4256*VLOOKUP($B4256,$AR$36:$AZ$47,MATCH(AL$2,$AS$2:$BA$2,0)+1,FALSE)","v":7.2366617707546932E-2},{"$f":"P4256*VLOOKUP($B4256,$AR$36:$AZ$47,MATCH(AM$2,$AS$2:$BA$2,0)+1,FALSE)","v":0},{"$f":"Q4256*VLOOKUP($B4256,$AR$36:$AZ$47,MATCH(AN$2,$AS$2:$BA$2,0)+1,FALSE)","v":1.4494573262481064E-3},{"$f":"R4256*VLOOKUP($B4256,$AR$36:$BA$47,MATCH(AO$2,$AS$2:$BA$2,0)+1,FALSE)","v":0},0.75868176498476203]
[2006,6,27,15,null,2013,6,27,15,0.33408106652483682,0.51745981383484374,0,0.14166846136387926,0.14195160000000001,9.3001E-2,0,1.9351029256188363E-3,0,1.2300970446491786,null,null,0.31631296207110399,0.12413375869655746,0.45805297355547803,0.11189529990999417,8.5731737828903143E-2,0,0,1.414438884386787E-3,0,1.0975411709464236,null,{"$f":"J4265*VLOOKUP($B4265,$AR$36:$AZ$47,MATCH(AG$2,$AS$2:$BA$2,0)+1,FALSE)","v":0.3174061462717726},{"$f":"K4265*VLOOKUP($B4265,$AR$36:$AZ$47,MATCH(AH$2,$AS$2:$BA$2,0)+1,FALSE)","v":0.44987948236838615},{"$f":"L4265*VLOOKUP($B4265,$AR$36:$AZ$47,MATCH(AI$2,$AS$2:$BA$2,0)+1,FALSE)","v":0},{"$f":"M4265*VLOOKUP($B4265,$AR$36:$AZ$47,MATCH(AJ$2,$AS$2:$BA$2,0)+1,FALSE)","v":0.1194168103282167},{"$f":"N4265*VLOOKUP($B4265,$AR$36:$AZ$47,MATCH(AK$2,$AS$2:$BA$2,0)+1,FALSE)","v":0.11553318041879511},{"$f":"O4265*VLOOKUP($B4265,$AR$36:$AZ$47,MATCH(AL$2,$AS$2:$BA$2,0)+1,FALSE)","v":8.3920443575440123E-2},{"$f":"P4265*VLOOKUP($B4265,$AR$36:$AZ$47,MATCH(AM$2,$AS$2:$BA$2,0)+1,FALSE)","v":0},{"$f":"Q4265*VLOOKUP($B4265,$AR$36:$AZ$47,MATCH(AN$2,$AS$2:$BA$2,0)+1,FALSE)","v":1.4494573262481064E-3},{"$f":"R4265*VLOOKUP($B4265,$AR$36:$BA$47,MATCH(AO$2,$AS$2:$BA$2,0)+1,FALSE)","v":0},1.0876055202888588]
[2006,6,27,21,null,2013,6,27,21,0.39183417326957171,0.38861636597828203,1.2431453184795131E-2,0.11456472436049699,9.7997100000000018E-2,7.6803999999999997E-2,3.0151949695646488E-5,2.5315132275945894E-3,0,1.0848094819704361,null,null,0.3709944693270012,0.10038472721444776,0.34400136445279589,7.7247561103993834E-2,7.0800748295298727E-2,6.952456156534904E-3,1.5090410825626205E-5,1.8503774130278908E-3,0,0.97224679437392569,null,{"$f":"J4271*VLOOKUP($B4271,$AR$36:$AZ$47,MATCH(AG$2,$AS$2:$BA$2,0)+1,FALSE)","v":0.37227663395834676},{"$f":"K4271*VLOOKUP($B4271,$AR$36:$AZ$47,MATCH(AH$2,$AS$2:$BA$2,0)+1,FALSE)","v":0.33786300866639474},{"$f":"L4271*VLOOKUP($B4271,$AR$36:$AZ$47,MATCH(AI$2,$AS$2:$BA$2,0)+1,FALSE)","v":3.7578923000521915E-3},{"$f":"M4271*VLOOKUP($B4271,$AR$36:$AZ$47,MATCH(AJ$2,$AS$2:$BA$2,0)+1,FALSE)","v":9.6570216317391891E-2},{"$f":"N4271*VLOOKUP($B4271,$AR$36:$AZ$47,MATCH(AK$2,$AS$2:$BA$2,0)+1,FALSE)","v":7.9758992746955346E-2},{"$f":"O4271*VLOOKUP($B4271,$AR$36:$AZ$47,MATCH(AL$2,$AS$2:$BA$2,0)+1,FALSE)","v":6.9304907994194725E-2},{"$f":"P4271*VLOOKUP($B4271,$AR$36:$AZ$47,MATCH(AM$2,$AS$2:$BA$2,0)+1,FALSE)","v":1.5090410825626205E-5},{"$f":"Q4271*VLOOKUP($B4271,$AR$36:$AZ$47,MATCH(AN$2,$AS$2:$BA$2,0)+1,FALSE)","v":1.8961887482328813E-3},{"$f":"R4271*VLOOKUP($B4271,$AR$36:$BA$47,MATCH(AO$2,$AS$2:$BA$2,0)+1,FALSE)","v":0},0.9614429311423941]
[2006,6,28,8,null,2013,6,28,8,0.23880017399491033,0.41777762994477902,0,9.585303431860305E-2,0.1179955,8.2281999999999994E-2,0,1.9351029256188363E-3,0,0.9546434411839112,null,null,0.22609958464619995,8.3989035512120405E-2,0.36981477704130156,9.30115747940123E-2,7.585056990825699E-2,0,0,1.414438884386787E-3,0,0.85017998078627799,null,{"$f":"J4282*VLOOKUP($B4282,$AR$36:$AZ$47,MATCH(AG$2,$AS$2:$BA$2,0)+1,FALSE)","v":0.22688098953107916},{"$f":"K4282*VLOOKUP($B4282,$AR$36:$AZ$47,MATCH(AH$2,$AS$2:$BA$2,0)+1,FALSE)","v":0.36321580706291468},{"$f":"L4282*VLOOKUP($B4282,$AR$36:$AZ$47,MATCH(AI$2,$AS$2:$BA$2,0)+1,FALSE)","v":0},{"$f":"M4282*VLOOKUP($B4282,$AR$36:$AZ$47,MATCH(AJ$2,$AS$2:$BA$2,0)+1,FALSE)","v":8.0797543139881481E-2},{"$f":"N4282*VLOOKUP($B4282,$AR$36:$AZ$47,MATCH(AK$2,$AS$2:$BA$2,0)+1,FALSE)","v":9.6035517670149104E-2},{"$f":"O4282*VLOOKUP($B4282,$AR$36:$AZ$47,MATCH(AL$2,$AS$2:$BA$2,0)+1,FALSE)","v":7.424803967994284E-2},{"$f":"P4282*VLOOKUP($B4282,$AR$36:$AZ$47,MATCH(AM$2,$AS$2:$BA$2,0)+1,FALSE)","v":0},{"$f":"Q4282*VLOOKUP($B4282,$AR$36:$AZ$47,MATCH(AN$2,$AS$2:$BA$2,0)+1,FALSE)","v":1.4494573262481064E-3},{"$f":"R4282*VLOOKUP($B4282,$AR$36:$BA$47,MATCH(AO$2,$AS$2:$BA$2,0)+1,FALSE)","v":0},0.84262735441021541]
[2006,6,28,14,null,2013,6,28,14,0.30510562424248239,0.48747683440974043,0,0.12512100707563067,0.12189120000000003,8.5495000000000002E-2,0,1.9351029256188363E-3,0,1.1270247686534725,null,null,0.2888785789407135,0.10963442922064991,0.43151218233936117,9.6082413867748462E-2,7.8812431325276877E-2,0,0,1.414438884386787E-3,0,1.0063344745781369,null,{"$f":"J4288*VLOOKUP($B4288,$AR$36:$AZ$47,MATCH(AG$2,$AS$2:$BA$2,0)+1,FALSE)","v":0.28987694934052849},{"$f":"K4288*VLOOKUP($B4288,$AR$36:$AZ$47,MATCH(AH$2,$AS$2:$BA$2,0)+1,FALSE)","v":0.42381228467884224},{"$f":"L4288*VLOOKUP($B4288,$AR$36:$AZ$47,MATCH(AI$2,$AS$2:$BA$2,0)+1,FALSE)","v":0},{"$f":"M4288*VLOOKUP($B4288,$AR$36:$AZ$47,MATCH(AJ$2,$AS$2:$BA$2,0)+1,FALSE)","v":0.10546843966666844},{"$f":"N4288*VLOOKUP($B4288,$AR$36:$AZ$47,MATCH(AK$2,$AS$2:$BA$2,0)+1,FALSE)","v":9.9206194231438324E-2},{"$f":"O4288*VLOOKUP($B4288,$AR$36:$AZ$47,MATCH(AL$2,$AS$2:$BA$2,0)+1,FALSE)","v":7.714732447481483E-2},{"$f":"P4288*VLOOKUP($B4288,$AR$36:$AZ$47,MATCH(AM$2,$AS$2:$BA$2,0)+1,FALSE)","v":0},{"$f":"Q4288*VLOOKUP($B4288,$AR$36:$AZ$47,MATCH(AN$2,$AS$2:$BA$2,0)+1,FALSE)","v":1.4494573262481064E-3},{"$f":"R4288*VLOOKUP($B4288,$AR$36:$BA$47,MATCH(AO$2,$AS$2:$BA$2,0)+1,FALSE)","v":0},0.99696064971854048]
[2006,6,29,1,null,2013,6,29,1,0.24372860147588338,0.28682929519785971,1.2530102218181778E-2,6.5170925639707278E-2,7.6591300000000015E-2,6.5412999999999999E-2,2.8459785730909E-5,2.4429261413566866E-3,0,0.7527346104587197,null,null,0.23076589366836456,5.710453744966959E-2,0.25389993204406552,6.0374145018417098E-2,6.0300106091354305E-2,7.0076269454450914E-3,1.4243518678685003E-5,1.7856258084643533E-3,0,0.6712521105444591,null,{"$f":"J4299*VLOOKUP($B4299,$AR$36:$AZ$47,MATCH(AG$2,$AS$2:$BA$2,0)+1,FALSE)","v":0.23156342541464414},{"$f":"K4299*VLOOKUP($B4299,$AR$36:$AZ$47,MATCH(AH$2,$AS$2:$BA$2,0)+1,FALSE)","v":0.24936934502296842},{"$f":"L4299*VLOOKUP($B4299,$AR$36:$AZ$47,MATCH(AI$2,$AS$2:$BA$2,0)+1,FALSE)","v":3.7877128236434876E-3},{"$f":"M4299*VLOOKUP($B4299,$AR$36:$AZ$47,MATCH(AJ$2,$AS$2:$BA$2,0)+1,FALSE)","v":5.4934626882419985E-2},{"$f":"N4299*VLOOKUP($B4299,$AR$36:$AZ$47,MATCH(AK$2,$AS$2:$BA$2,0)+1,FALSE)","v":6.2336997127260721E-2},{"$f":"O4299*VLOOKUP($B4299,$AR$36:$AZ$47,MATCH(AL$2,$AS$2:$BA$2,0)+1,FALSE)","v":5.9026117736371272E-2},{"$f":"P4299*VLOOKUP($B4299,$AR$36:$AZ$47,MATCH(AM$2,$AS$2:$BA$2,0)+1,FALSE)","v":1.4243518678685003E-5},{"$f":"Q4299*VLOOKUP($B4299,$AR$36:$AZ$47,MATCH(AN$2,$AS$2:$BA$2,0)+1,FALSE)","v":1.8298340342491595E-3},{"$f":"R4299*VLOOKUP($B4299,$AR$36:$BA$47,MATCH(AO$2,$AS$2:$BA$2,0)+1,FALSE)","v":0},0.66286230256023593]
[2006,6,29,4,null,2013,6,29,4,0.18597080894369264,0.28515568226447613,1.2530102218181778E-2,7.5886458388585626E-2,7.8527500000000028E-2,6.5155000000000005E-2,2.8459785730909E-5,2.4429261413566866E-3,0,0.70569693774202369,null,null,0.17607994983865843,6.6493778666441003E-2,0.25241845781124339,6.1900381282648936E-2,6.0062272214730865E-2,7.0076269454450914E-3,1.4243518678685003E-5,1.7856258084643533E-3,0,0.62576233608631071,null,{"$f":"J4302*VLOOKUP($B4302,$AR$36:$AZ$47,MATCH(AG$2,$AS$2:$BA$2,0)+1,FALSE)","v":0.17668848582136937},{"$f":"K4302*VLOOKUP($B4302,$AR$36:$AZ$47,MATCH(AH$2,$AS$2:$BA$2,0)+1,FALSE)","v":0.24791430619671484},{"$f":"L4302*VLOOKUP($B4302,$AR$36:$AZ$47,MATCH(AI$2,$AS$2:$BA$2,0)+1,FALSE)","v":3.7877128236434876E-3},{"$f":"M4302*VLOOKUP($B4302,$AR$36:$AZ$47,MATCH(AJ$2,$AS$2:$BA$2,0)+1,FALSE)","v":6.3967087103413534E-2},{"$f":"N4302*VLOOKUP($B4302,$AR$36:$AZ$47,MATCH(AK$2,$AS$2:$BA$2,0)+1,FALSE)","v":6.3912853573590819E-2},{"$f":"O4302*VLOOKUP($B4302,$AR$36:$AZ$47,MATCH(AL$2,$AS$2:$BA$2,0)+1,FALSE)","v":5.8793308686549625E-2},{"$f":"P4302*VLOOKUP($B4302,$AR$36:$AZ$47,MATCH(AM$2,$AS$2:$BA$2,0)+1,FALSE)","v":1.4243518678685003E-5},{"$f":"Q4302*VLOOKUP($B4302,$AR$36:$AZ$47,MATCH(AN$2,$AS$2:$BA$2,0)+1,FALSE)","v":1.8298340342491595E-3},{"$f":"R4302*VLOOKUP($B4302,$AR$36:$BA$47,MATCH(AO$2,$AS$2:$BA$2,0)+1,FALSE)","v":0},0.61690783175820962]
[2006,6,29,10,null,2013,6,29,10,0.28992093249597845,0.40699807949980793,0,0.11415244093801719,8.6934899999999982E-2,7.1199999999999999E-2,0,1.8782982913506678E-3,0,0.97108465122515431,null,null,0.27450148515794981,0.1000234732671119,0.36027277010105591,6.8527629897411152E-2,6.5634775254222039E-2,0,0,1.3729182590709148E-3,0,0.87033305193682164,null,{"$f":"J4308*VLOOKUP($B4308,$AR$36:$AZ$47,MATCH(AG$2,$AS$2:$BA$2,0)+1,FALSE)","v":0.27545016802149708},{"$f":"K4308*VLOOKUP($B4308,$AR$36:$AZ$47,MATCH(AH$2,$AS$2:$BA$2,0)+1,FALSE)","v":0.35384406756799947},{"$f":"L4308*VLOOKUP($B4308,$AR$36:$AZ$47,MATCH(AI$2,$AS$2:$BA$2,0)+1,FALSE)","v":0},{"$f":"M4308*VLOOKUP($B4308,$AR$36:$AZ$47,MATCH(AJ$2,$AS$2:$BA$2,0)+1,FALSE)","v":9.6222689628743238E-2},{"$f":"N4308*VLOOKUP($B4308,$AR$36:$AZ$47,MATCH(AK$2,$AS$2:$BA$2,0)+1,FALSE)","v":7.0755563772369648E-2},{"$f":"O4308*VLOOKUP($B4308,$AR$36:$AZ$47,MATCH(AL$2,$AS$2:$BA$2,0)+1,FALSE)","v":6.4248078865510441E-2},{"$f":"P4308*VLOOKUP($B4308,$AR$36:$AZ$47,MATCH(AM$2,$AS$2:$BA$2,0)+1,FALSE)","v":0},{"$f":"Q4308*VLOOKUP($B4308,$AR$36:$AZ$47,MATCH(AN$2,$AS$2:$BA$2,0)+1,FALSE)","v":1.406908740219531E-3},{"$f":"R4308*VLOOKUP($B4308,$AR$36:$BA$47,MATCH(AO$2,$AS$2:$BA$2,0)+1,FALSE)","v":0},0.8619274765963395]
[2006,6,29,18,null,2013,6,29,18,0.38615305172946712,0.39070396980169031,0,0.11501102755191558,8.5099499999999967E-2,7.0761000000000004E-2,0,1.8782982913506678E-3,0,1.0496068473744238,null,null,0.36561549828584272,0.10077579020853761,0.34584930145843773,6.7080850618735852E-2,6.523008892926975E-2,0,0,1.3729182590709148E-3,0,0.94592444775989448,null,{"$f":"J4316*VLOOKUP($B4316,$AR$36:$AZ$47,MATCH(AG$2,$AS$2:$BA$2,0)+1,FALSE)","v":0.36687907308097184},{"$f":"K4316*VLOOKUP($B4316,$AR$36:$AZ$47,MATCH(AH$2,$AS$2:$BA$2,0)+1,FALSE)","v":0.33967797110860853},{"$f":"L4316*VLOOKUP($B4316,$AR$36:$AZ$47,MATCH(AI$2,$AS$2:$BA$2,0)+1,FALSE)","v":0},{"$f":"M4316*VLOOKUP($B4316,$AR$36:$AZ$47,MATCH(AJ$2,$AS$2:$BA$2,0)+1,FALSE)","v":9.6946419341307141E-2},{"$f":"N4316*VLOOKUP($B4316,$AR$36:$AZ$47,MATCH(AK$2,$AS$2:$BA$2,0)+1,FALSE)","v":6.9261747574872343E-2},{"$f":"O4316*VLOOKUP($B4316,$AR$36:$AZ$47,MATCH(AL$2,$AS$2:$BA$2,0)+1,FALSE)","v":6.3851942536550355E-2},{"$f":"P4316*VLOOKUP($B4316,$AR$36:$AZ$47,MATCH(AM$2,$AS$2:$BA$2,0)+1,FALSE)","v":0},{"$f":"Q4316*VLOOKUP($B4316,$AR$36:$AZ$47,MATCH(AN$2,$AS$2:$BA$2,0)+1,FALSE)","v":1.406908740219531E-3},{"$f":"R4316*VLOOKUP($B4316,$AR$36:$BA$47,MATCH(AO$2,$AS$2:$BA$2,0)+1,FALSE)","v":0},0.93802406238252967]
[2006,6,30,3,null,2013,6,30,3,0.21828718144083026,0.2925197945610149,1.2530102218181778E-2,8.4603603049049181E-2,7.7438700000000041E-2,6.5073000000000006E-2,2.8459785730909E-5,2.4429261413566866E-3,0,0.75292376719616394,null,null,0.2066775757810517,7.4131977891500597E-2,0.2589371350975585,6.1042119716439046E-2,5.9986681602780777E-2,7.0076269454450914E-3,1.4243518678685003E-5,1.7856258084643533E-3,0,0.66958298636191871,null,{"$f":"J4325*VLOOKUP($B4325,$AR$36:$AZ$47,MATCH(AG$2,$AS$2:$BA$2,0)+1,FALSE)","v":0.20739185779781444},{"$f":"K4325*VLOOKUP($B4325,$AR$36:$AZ$47,MATCH(AH$2,$AS$2:$BA$2,0)+1,FALSE)","v":0.25431666429195993},{"$f":"L4325*VLOOKUP($B4325,$AR$36:$AZ$47,MATCH(AI$2,$AS$2:$BA$2,0)+1,FALSE)","v":3.7877128236434876E-3},{"$f":"M4325*VLOOKUP($B4325,$AR$36:$AZ$47,MATCH(AJ$2,$AS$2:$BA$2,0)+1,FALSE)","v":7.1315043031645389E-2},{"$f":"N4325*VLOOKUP($B4325,$AR$36:$AZ$47,MATCH(AK$2,$AS$2:$BA$2,0)+1,FALSE)","v":6.3026688663579369E-2},{"$f":"O4325*VLOOKUP($B4325,$AR$36:$AZ$47,MATCH(AL$2,$AS$2:$BA$2,0)+1,FALSE)","v":5.8719315112575304E-2},{"$f":"P4325*VLOOKUP($B4325,$AR$36:$AZ$47,MATCH(AM$2,$AS$2:$BA$2,0)+1,FALSE)","v":1.4243518678685003E-5},{"$f":"Q4325*VLOOKUP($B4325,$AR$36:$AZ$47,MATCH(AN$2,$AS$2:$BA$2,0)+1,FALSE)","v":1.8298340342491595E-3},{"$f":"R4325*VLOOKUP($B4325,$AR$36:$BA$47,MATCH(AO$2,$AS$2:$BA$2,0)+1,FALSE)","v":0},0.66040135927414589]
[2006,6,30,8,null,2013,6,30,8,0.23232586189766077,0.36848099244702648,0,9.8866289402346264E-2,8.3832099999999979E-2,7.0002999999999996E-2,0,1.8782982913506678E-3,0,0.85538654203838427,null,null,0.21996960889463626,8.6629331565705722E-2,0.32617762727929323,6.6081805147561692E-2,6.4531336687096985E-2,0,0,1.3729182590709148E-3,0,0.76476262783336479,null,{"$f":"J4330*VLOOKUP($B4330,$AR$36:$AZ$47,MATCH(AG$2,$AS$2:$BA$2,0)+1,FALSE)","v":0.22072982845534089},{"$f":"K4330*VLOOKUP($B4330,$AR$36:$AZ$47,MATCH(AH$2,$AS$2:$BA$2,0)+1,FALSE)","v":0.32035731802270251},{"$f":"L4330*VLOOKUP($B4330,$AR$36:$AZ$47,MATCH(AI$2,$AS$2:$BA$2,0)+1,FALSE)","v":0},{"$f":"M4330*VLOOKUP($B4330,$AR$36:$AZ$47,MATCH(AJ$2,$AS$2:$BA$2,0)+1,FALSE)","v":8.3337510803408621E-2},{"$f":"N4330*VLOOKUP($B4330,$AR$36:$AZ$47,MATCH(AK$2,$AS$2:$BA$2,0)+1,FALSE)","v":6.8230221668417051E-2},{"$f":"O4330*VLOOKUP($B4330,$AR$36:$AZ$47,MATCH(AL$2,$AS$2:$BA$2,0)+1,FALSE)","v":6.316795315761696E-2},{"$f":"P4330*VLOOKUP($B4330,$AR$36:$AZ$47,MATCH(AM$2,$AS$2:$BA$2,0)+1,FALSE)","v":0},{"$f":"Q4330*VLOOKUP($B4330,$AR$36:$AZ$47,MATCH(AN$2,$AS$2:$BA$2,0)+1,FALSE)","v":1.406908740219531E-3},{"$f":"R4330*VLOOKUP($B4330,$AR$36:$BA$47,MATCH(AO$2,$AS$2:$BA$2,0)+1,FALSE)","v":0},0.75722974084770556]
[2006,6,30,20,null,2013,6,30,20,0.48368539000334632,0.36356540359964096,2.2971854066666593E-3,9.8487594280700808E-2,8.4786600000000004E-2,7.0782999999999999E-2,5.2176273839999831E-6,1.9818133971851045E-3,0,1.1055922043149238,null,null,0.45796057829305731,8.6297508601036424E-2,0.32182637133994846,6.6834202892737463E-2,6.5250369337353911E-2,1.2847316066649335E-3,2.611311757758917E-6,1.4485813097930452E-3,0,1.0009049546923492,null,{"$f":"J4342*VLOOKUP($B4342,$AR$36:$AZ$47,MATCH(AG$2,$AS$2:$BA$2,0)+1,FALSE)","v":0.45954329961260448},{"$f":"K4342*VLOOKUP($B4342,$AR$36:$AZ$47,MATCH(AH$2,$AS$2:$BA$2,0)+1,FALSE)","v":0.31608370583664891},{"$f":"L4342*VLOOKUP($B4342,$AR$36:$AZ$47,MATCH(AI$2,$AS$2:$BA$2,0)+1,FALSE)","v":6.9441401766797274E-4},{"$f":"M4342*VLOOKUP($B4342,$AR$36:$AZ$47,MATCH(AJ$2,$AS$2:$BA$2,0)+1,FALSE)","v":8.301829675196494E-2},{"$f":"N4342*VLOOKUP($B4342,$AR$36:$AZ$47,MATCH(AK$2,$AS$2:$BA$2,0)+1,FALSE)","v":6.9007080969120546E-2},{"$f":"O4342*VLOOKUP($B4342,$AR$36:$AZ$47,MATCH(AL$2,$AS$2:$BA$2,0)+1,FALSE)","v":6.3871794471031265E-2},{"$f":"P4342*VLOOKUP($B4342,$AR$36:$AZ$47,MATCH(AM$2,$AS$2:$BA$2,0)+1,FALSE)","v":2.611311757758917E-6},{"$f":"Q4342*VLOOKUP($B4342,$AR$36:$AZ$47,MATCH(AN$2,$AS$2:$BA$2,0)+1,FALSE)","v":1.4844450441249628E-3},{"$f":"R4342*VLOOKUP($B4342,$AR$36:$BA$47,MATCH(AO$2,$AS$2:$BA$2,0)+1,FALSE)","v":0},0.99370564801492078]
[2006,7,1,1,null,2013,7,1,1,0.29018418800349405,0.29745013970389989,1.2530102218181778E-2,7.3593658996191538E-2,7.9225599999999979E-2,6.6222000000000003E-2,2.8459785730909E-5,2.4429261413566866E-3,0,0.82167707484885477,null,null,0.27475073941898887,6.448476548330194E-2,0.2633014532397091,6.2450668203452658E-2,6.1045872006813093E-2,7.0076269454450914E-3,1.4243518678685003E-5,1.7856258084643533E-3,0,0.73484099462485386,null,{"$f":"J4347*VLOOKUP($B4347,$AR$36:$AZ$47,MATCH(AG$2,$AS$2:$BA$2,0)+1,FALSE)","v":0.3189831076157717},{"$f":"K4347*VLOOKUP($B4347,$AR$36:$AZ$47,MATCH(AH$2,$AS$2:$BA$2,0)+1,FALSE)","v":0.26603709907326656},{"$f":"L4347*VLOOKUP($B4347,$AR$36:$AZ$47,MATCH(AI$2,$AS$2:$BA$2,0)+1,FALSE)","v":4.0017938980001916E-3},{"$f":"M4347*VLOOKUP($B4347,$AR$36:$AZ$47,MATCH(AJ$2,$AS$2:$BA$2,0)+1,FALSE)","v":6.4714334994324427E-2},{"$f":"N4347*VLOOKUP($B4347,$AR$36:$AZ$47,MATCH(AK$2,$AS$2:$BA$2,0)+1,FALSE)","v":6.3251908701484616E-2},{"$f":"O4347*VLOOKUP($B4347,$AR$36:$AZ$47,MATCH(AL$2,$AS$2:$BA$2,0)+1,FALSE)","v":5.9459924912035056E-2},{"$f":"P4347*VLOOKUP($B4347,$AR$36:$AZ$47,MATCH(AM$2,$AS$2:$BA$2,0)+1,FALSE)","v":1.4243518678685003E-5},{"$f":"Q4347*VLOOKUP($B4347,$AR$36:$AZ$47,MATCH(AN$2,$AS$2:$BA$2,0)+1,FALSE)","v":1.798346164153882E-3},{"$f":"R4347*VLOOKUP($B4347,$AR$36:$BA$47,MATCH(AO$2,$AS$2:$BA$2,0)+1,FALSE)","v":0},0.77826075887771518]
[2006,7,1,13,null,2013,7,1,13,0.37613554715189612,0.55725788438246493,0,0.16329457653280266,9.7709599999999966E-2,7.6758000000000007E-2,0,1.8782982913506678E-3,0,1.2730339063585145,null,null,0.35613077477710492,0.1430831489565943,0.49328203689280392,7.702093527713362E-2,7.07583438056682E-2,0,0,1.3729182590709148E-3,0,1.1416481579683759,null,{"$f":"J4359*VLOOKUP($B4359,$AR$36:$AZ$47,MATCH(AG$2,$AS$2:$BA$2,0)+1,FALSE)","v":0.41346458792518975},{"$f":"K4359*VLOOKUP($B4359,$AR$36:$AZ$47,MATCH(AH$2,$AS$2:$BA$2,0)+1,FALSE)","v":0.49840713184534102},{"$f":"L4359*VLOOKUP($B4359,$AR$36:$AZ$47,MATCH(AI$2,$AS$2:$BA$2,0)+1,FALSE)","v":0},{"$f":"M4359*VLOOKUP($B4359,$AR$36:$AZ$47,MATCH(AJ$2,$AS$2:$BA$2,0)+1,FALSE)","v":0.14359253327853974},{"$f":"N4359*VLOOKUP($B4359,$AR$36:$AZ$47,MATCH(AK$2,$AS$2:$BA$2,0)+1,FALSE)","v":7.8009111934255859E-2},{"$f":"O4359*VLOOKUP($B4359,$AR$36:$AZ$47,MATCH(AL$2,$AS$2:$BA$2,0)+1,FALSE)","v":6.8920070616985102E-2},{"$f":"P4359*VLOOKUP($B4359,$AR$36:$AZ$47,MATCH(AM$2,$AS$2:$BA$2,0)+1,FALSE)","v":0},{"$f":"Q4359*VLOOKUP($B4359,$AR$36:$AZ$47,MATCH(AN$2,$AS$2:$BA$2,0)+1,FALSE)","v":1.3826985884687352E-3},{"$f":"R4359*VLOOKUP($B4359,$AR$36:$BA$47,MATCH(AO$2,$AS$2:$BA$2,0)+1,FALSE)","v":0},1.2037761341887803]
[2006,7,1,15,null,2013,7,1,15,0.41100605519158889,0.5515981066612351,0,0.15980740924884387,9.7847599999999993E-2,7.6139999999999999E-2,0,1.8782982913506678E-3,0,1.2982774693930188,null,null,0.3891466945408173,0.14002759814454999,0.48827202849106971,7.7129715674026517E-2,7.0188648705849246E-2,0,0,1.3729182590709148E-3,0,1.1661376038153837,null,{"$f":"J4361*VLOOKUP($B4361,$AR$36:$AZ$47,MATCH(AG$2,$AS$2:$BA$2,0)+1,FALSE)","v":0.4517957702517334},{"$f":"K4361*VLOOKUP($B4361,$AR$36:$AZ$47,MATCH(AH$2,$AS$2:$BA$2,0)+1,FALSE)","v":0.49334507052691512},{"$f":"L4361*VLOOKUP($B4361,$AR$36:$AZ$47,MATCH(AI$2,$AS$2:$BA$2,0)+1,FALSE)","v":0},{"$f":"M4361*VLOOKUP($B4361,$AR$36:$AZ$47,MATCH(AJ$2,$AS$2:$BA$2,0)+1,FALSE)","v":0.14052610452810849},{"$f":"N4361*VLOOKUP($B4361,$AR$36:$AZ$47,MATCH(AK$2,$AS$2:$BA$2,0)+1,FALSE)","v":7.8119287980897428E-2},{"$f":"O4361*VLOOKUP($B4361,$AR$36:$AZ$47,MATCH(AL$2,$AS$2:$BA$2,0)+1,FALSE)","v":6.8365175965726638E-2},{"$f":"P4361*VLOOKUP($B4361,$AR$36:$AZ$47,MATCH(AM$2,$AS$2:$BA$2,0)+1,FALSE)","v":0},{"$f":"Q4361*VLOOKUP($B4361,$AR$36:$AZ$47,MATCH(AN$2,$AS$2:$BA$2,0)+1,FALSE)","v":1.3826985884687352E-3},{"$f":"R4361*VLOOKUP($B4361,$AR$36:$BA$47,MATCH(AO$2,$AS$2:$BA$2,0)+1,FALSE)","v":0},1.23353410784185]
[2006,7,1,22,null,2013,7,1,22,0.45033589697754611,0.38384989632810457,1.2530102218181778E-2,0.11420743127525727,8.3475999999999995E-2,6.5646999999999997E-2,2.8459785730909E-5,2.4429261413566866E-3,0,1.1125177127261774,null,null,0.42638477834638105,0.1000716572961321,0.33978210811973775,6.5801104427753346E-2,6.051581588643138E-2,7.0076269454450914E-3,1.4243518678685003E-5,1.7856258084643533E-3,0,1.0013629603490239,null,{"$f":"J4368*VLOOKUP($B4368,$AR$36:$AZ$47,MATCH(AG$2,$AS$2:$BA$2,0)+1,FALSE)","v":0.49502884659967766},{"$f":"K4368*VLOOKUP($B4368,$AR$36:$AZ$47,MATCH(AH$2,$AS$2:$BA$2,0)+1,FALSE)","v":0.34331237161413969},{"$f":"L4368*VLOOKUP($B4368,$AR$36:$AZ$47,MATCH(AI$2,$AS$2:$BA$2,0)+1,FALSE)","v":4.0017938980001916E-3},{"$f":"M4368*VLOOKUP($B4368,$AR$36:$AZ$47,MATCH(AJ$2,$AS$2:$BA$2,0)+1,FALSE)","v":0.10042791820924082},{"$f":"N4368*VLOOKUP($B4368,$AR$36:$AZ$47,MATCH(AK$2,$AS$2:$BA$2,0)+1,FALSE)","v":6.6645330938044409E-2},{"$f":"O4368*VLOOKUP($B4368,$AR$36:$AZ$47,MATCH(AL$2,$AS$2:$BA$2,0)+1,FALSE)","v":5.8943639435540533E-2},{"$f":"P4368*VLOOKUP($B4368,$AR$36:$AZ$47,MATCH(AM$2,$AS$2:$BA$2,0)+1,FALSE)","v":1.4243518678685003E-5},{"$f":"Q4368*VLOOKUP($B4368,$AR$36:$AZ$47,MATCH(AN$2,$AS$2:$BA$2,0)+1,FALSE)","v":1.798346164153882E-3},{"$f":"R4368*VLOOKUP($B4368,$AR$36:$BA$47,MATCH(AO$2,$AS$2:$BA$2,0)+1,FALSE)","v":0},1.0701724903774759]
[2006,7,2,5,null,2013,7,2,5,0.20723644916161957,0.30250565540039082,5.8473810351514959E-3,8.5606343143601826E-2,8.9821300000000062E-2,6.7891999999999994E-2,1.3281233341090865E-5,2.141791288020143E-3,0,0.76106420126212504,null,null,0.1962145767950495,7.501060603310826E-2,0.26777657176238756,7.080287437271271E-2,6.2585339347747793E-2,3.2702259078743758E-3,6.6469753833863336E-6,1.5655151154545192E-3,0,0.67723235630971823,null,{"$f":"J4375*VLOOKUP($B4375,$AR$36:$AZ$47,MATCH(AG$2,$AS$2:$BA$2,0)+1,FALSE)","v":0.22780333766509478},{"$f":"K4375*VLOOKUP($B4375,$AR$36:$AZ$47,MATCH(AH$2,$AS$2:$BA$2,0)+1,FALSE)","v":0.27055871312109542},{"$f":"L4375*VLOOKUP($B4375,$AR$36:$AZ$47,MATCH(AI$2,$AS$2:$BA$2,0)+1,FALSE)","v":1.8675038190667562E-3},{"$f":"M4375*VLOOKUP($B4375,$AR$36:$AZ$47,MATCH(AJ$2,$AS$2:$BA$2,0)+1,FALSE)","v":7.5277648147931184E-2},{"$f":"N4375*VLOOKUP($B4375,$AR$36:$AZ$47,MATCH(AK$2,$AS$2:$BA$2,0)+1,FALSE)","v":7.1711273465251954E-2},{"$f":"O4375*VLOOKUP($B4375,$AR$36:$AZ$47,MATCH(AL$2,$AS$2:$BA$2,0)+1,FALSE)","v":6.0959397513332181E-2},{"$f":"P4375*VLOOKUP($B4375,$AR$36:$AZ$47,MATCH(AM$2,$AS$2:$BA$2,0)+1,FALSE)","v":6.6469753833863336E-6},{"$f":"Q4375*VLOOKUP($B4375,$AR$36:$AZ$47,MATCH(AN$2,$AS$2:$BA$2,0)+1,FALSE)","v":1.5766674571218036E-3},{"$f":"R4375*VLOOKUP($B4375,$AR$36:$BA$47,MATCH(AO$2,$AS$2:$BA$2,0)+1,FALSE)","v":0},0.70976118816427758]
[2006,7,2,15,null,2013,7,2,15,0.42513511026998918,0.44877141004374654,0,0.12118623699830483,0.12509130000000002,8.7577000000000002E-2,0,1.8782982913506678E-3,0,1.2096393556033913,null,null,0.40252429570093062,0.10618667666794422,0.39725032422098616,9.8604936680044844E-2,8.0731695399424208E-2,0,0,1.3729182590709148E-3,0,1.086670846928401,null,{"$f":"J4385*VLOOKUP($B4385,$AR$36:$AZ$47,MATCH(AG$2,$AS$2:$BA$2,0)+1,FALSE)","v":0.46732704343236675},{"$f":"K4385*VLOOKUP($B4385,$AR$36:$AZ$47,MATCH(AH$2,$AS$2:$BA$2,0)+1,FALSE)","v":0.40137767020014076},{"$f":"L4385*VLOOKUP($B4385,$AR$36:$AZ$47,MATCH(AI$2,$AS$2:$BA$2,0)+1,FALSE)","v":0},{"$f":"M4385*VLOOKUP($B4385,$AR$36:$AZ$47,MATCH(AJ$2,$AS$2:$BA$2,0)+1,FALSE)","v":0.10656470740523637},{"$f":"N4385*VLOOKUP($B4385,$AR$36:$AZ$47,MATCH(AK$2,$AS$2:$BA$2,0)+1,FALSE)","v":9.9870035530813597E-2},{"$f":"O4385*VLOOKUP($B4385,$AR$36:$AZ$47,MATCH(AL$2,$AS$2:$BA$2,0)+1,FALSE)","v":7.863431856514895E-2},{"$f":"P4385*VLOOKUP($B4385,$AR$36:$AZ$47,MATCH(AM$2,$AS$2:$BA$2,0)+1,FALSE)","v":0},{"$f":"Q4385*VLOOKUP($B4385,$AR$36:$AZ$47,MATCH(AN$2,$AS$2:$BA$2,0)+1,FALSE)","v":1.3826985884687352E-3},{"$f":"R4385*VLOOKUP($B4385,$AR$36:$BA$47,MATCH(AO$2,$AS$2:$BA$2,0)+1,FALSE)","v":0},1.1551564737221753]
[2006,7,3,2,null,2013,7,3,2,0.22113886372657596,0.2846230410782663,1.2530102218181778E-2,7.7731252485945215E-2,8.4686599999999987E-2,6.7477999999999996E-2,2.8459785730909E-5,2.4429261413566866E-3,0,0.75065924543605689,null,null,0.20937759131941464,6.8110237426011161E-2,0.25194696635884745,6.6755376518177395E-2,6.2203698941072957E-2,7.0076269454450914E-3,1.4243518678685003E-5,1.7856258084643533E-3,0,0.66720136683611175,null,{"$f":"J4396*VLOOKUP($B4396,$AR$36:$AZ$47,MATCH(AG$2,$AS$2:$BA$2,0)+1,FALSE)","v":0.24308547771484537},{"$f":"K4396*VLOOKUP($B4396,$AR$36:$AZ$47,MATCH(AH$2,$AS$2:$BA$2,0)+1,FALSE)","v":0.2545646415000839},{"$f":"L4396*VLOOKUP($B4396,$AR$36:$AZ$47,MATCH(AI$2,$AS$2:$BA$2,0)+1,FALSE)","v":4.0017938980001916E-3},{"$f":"M4396*VLOOKUP($B4396,$AR$36:$AZ$47,MATCH(AJ$2,$AS$2:$BA$2,0)+1,FALSE)","v":6.8352713827752348E-2},{"$f":"N4396*VLOOKUP($B4396,$AR$36:$AZ$47,MATCH(AK$2,$AS$2:$BA$2,0)+1,FALSE)","v":6.7611846315321661E-2},{"$f":"O4396*VLOOKUP($B4396,$AR$36:$AZ$47,MATCH(AL$2,$AS$2:$BA$2,0)+1,FALSE)","v":6.0587671970256128E-2},{"$f":"P4396*VLOOKUP($B4396,$AR$36:$AZ$47,MATCH(AM$2,$AS$2:$BA$2,0)+1,FALSE)","v":1.4243518678685003E-5},{"$f":"Q4396*VLOOKUP($B4396,$AR$36:$AZ$47,MATCH(AN$2,$AS$2:$BA$2,0)+1,FALSE)","v":1.798346164153882E-3},{"$f":"R4396*VLOOKUP($B4396,$AR$36:$BA$47,MATCH(AO$2,$AS$2:$BA$2,0)+1,FALSE)","v":0},0.70001673490909222]
[2006,7,3,8,null,2013,7,3,8,0.2306095000836054,0.45739152449410586,0,0.11354469168742054,0.12545500000000004,8.6929999999999993E-2,0,1.8782982913506678E-3,0,1.0158090145564826,null,null,0.2183445317987176,9.9490946845244427E-2,0.40488080865824888,9.8891628204319793E-2,8.0135267034403393E-2,0,0,1.3729182590709148E-3,0,0.90311610080000493,null,{"$f":"J4402*VLOOKUP($B4402,$AR$36:$AZ$47,MATCH(AG$2,$AS$2:$BA$2,0)+1,FALSE)","v":0.25349601399199012},{"$f":"K4402*VLOOKUP($B4402,$AR$36:$AZ$47,MATCH(AH$2,$AS$2:$BA$2,0)+1,FALSE)","v":0.40908743374012763},{"$f":"L4402*VLOOKUP($B4402,$AR$36:$AZ$47,MATCH(AI$2,$AS$2:$BA$2,0)+1,FALSE)","v":0},{"$f":"M4402*VLOOKUP($B4402,$AR$36:$AZ$47,MATCH(AJ$2,$AS$2:$BA$2,0)+1,FALSE)","v":9.9845140395414686E-2},{"$f":"N4402*VLOOKUP($B4402,$AR$36:$AZ$47,MATCH(AK$2,$AS$2:$BA$2,0)+1,FALSE)","v":0.10016040530011457},{"$f":"O4402*VLOOKUP($B4402,$AR$36:$AZ$47,MATCH(AL$2,$AS$2:$BA$2,0)+1,FALSE)","v":7.8053385168119466E-2},{"$f":"P4402*VLOOKUP($B4402,$AR$36:$AZ$47,MATCH(AM$2,$AS$2:$BA$2,0)+1,FALSE)","v":0},{"$f":"Q4402*VLOOKUP($B4402,$AR$36:$AZ$47,MATCH(AN$2,$AS$2:$BA$2,0)+1,FALSE)","v":1.3826985884687352E-3},{"$f":"R4402*VLOOKUP($B4402,$AR$36:$BA$47,MATCH(AO$2,$AS$2:$BA$2,0)+1,FALSE)","v":0},0.94202507718423523]
[2006,7,3,16,null,2013,7,3,16,0.3494837036992362,0.51300658910123742,0,0.13813306046967236,0.13565129999999997,9.3549999999999994E-2,0,1.8782982913506678E-3,0,1.2317029515614968,null,null,0.3308964098522687,0.12103594428344089,0.45411100013724803,0.10692900183358685,8.6237826194276293E-2,0,0,1.3729182590709148E-3,0,1.1005831005598916,null,{"$f":"J4410*VLOOKUP($B4410,$AR$36:$AZ$47,MATCH(AG$2,$AS$2:$BA$2,0)+1,FALSE)","v":0.38416771993693066},{"$f":"K4410*VLOOKUP($B4410,$AR$36:$AZ$47,MATCH(AH$2,$AS$2:$BA$2,0)+1,FALSE)","v":0.45882911638846025},{"$f":"L4410*VLOOKUP($B4410,$AR$36:$AZ$47,MATCH(AI$2,$AS$2:$BA$2,0)+1,FALSE)","v":0},{"$f":"M4410*VLOOKUP($B4410,$AR$36:$AZ$47,MATCH(AJ$2,$AS$2:$BA$2,0)+1,FALSE)","v":0.12146683927603399},{"$f":"N4410*VLOOKUP($B4410,$AR$36:$AZ$47,MATCH(AK$2,$AS$2:$BA$2,0)+1,FALSE)","v":0.10830089823034096},{"$f":"O4410*VLOOKUP($B4410,$AR$36:$AZ$47,MATCH(AL$2,$AS$2:$BA$2,0)+1,FALSE)","v":8.3997402306195512E-2},{"$f":"P4410*VLOOKUP($B4410,$AR$36:$AZ$47,MATCH(AM$2,$AS$2:$BA$2,0)+1,FALSE)","v":0},{"$f":"Q4410*VLOOKUP($B4410,$AR$36:$AZ$47,MATCH(AN$2,$AS$2:$BA$2,0)+1,FALSE)","v":1.3826985884687352E-3},{"$f":"R4410*VLOOKUP($B4410,$AR$36:$BA$47,MATCH(AO$2,$AS$2:$BA$2,0)+1,FALSE)","v":0},1.1581446747264303]
[2006,7,4,1,null,2013,7,4,1,0.22347036988923752,0.24347121184545586,1.2530102218181778E-2,3.497183964570641E-2,9.0671299999999982E-2,7.2714000000000001E-2,2.8459785730909E-5,2.4429261413566866E-3,2.080000000000018E-5,0.68032100952566932,null,null,{"$f":"$J4419*$AS$6","v":0.21158509630636271},{"$f":"$M4419*$AV$6","v":3.0643277000124737E-2},{"$f":"$K4419*$AT$6","v":0.21551956225254079},{"$f":"$N4419*$AW$6","v":7.1472898556473125E-2},{"$f":"$O4419*$AX$6","v":6.7030436065105364E-2},{"$f":"$L4419*$AU$6","v":7.0076269454450914E-3},{"$f":"$P4419*$AY$6","v":1.4243518678685003E-5},{"$f":"$Q4419*$AZ$6","v":1.7856258084643533E-3},2.080000000000018E-5,{"$f":"SUM(V4419:AD4419)","v":0.60507956645319494},null,{"$f":"J4419*VLOOKUP($B4419,$AR$36:$AZ$47,MATCH(AG$2,$AS$2:$BA$2,0)+1,FALSE)","v":0.2456483709114318},{"$f":"K4419*VLOOKUP($B4419,$AR$36:$AZ$47,MATCH(AH$2,$AS$2:$BA$2,0)+1,FALSE)","v":0.21775876444938369},{"$f":"L4419*VLOOKUP($B4419,$AR$36:$AZ$47,MATCH(AI$2,$AS$2:$BA$2,0)+1,FALSE)","v":4.0017938980001916E-3},{"$f":"M4419*VLOOKUP($B4419,$AR$36:$AZ$47,MATCH(AJ$2,$AS$2:$BA$2,0)+1,FALSE)","v":3.0752368846304542E-2},{"$f":"N4419*VLOOKUP($B4419,$AR$36:$AZ$47,MATCH(AK$2,$AS$2:$BA$2,0)+1,FALSE)","v":7.2389894042391878E-2},{"$f":"O4419*VLOOKUP($B4419,$AR$36:$AZ$47,MATCH(AL$2,$AS$2:$BA$2,0)+1,FALSE)","v":6.5289012413604505E-2},{"$f":"P4419*VLOOKUP($B4419,$AR$36:$AZ$47,MATCH(AM$2,$AS$2:$BA$2,0)+1,FALSE)","v":1.4243518678685003E-5},{"$f":"Q4419*VLOOKUP($B4419,$AR$36:$AZ$47,MATCH(AN$2,$AS$2:$BA$2,0)+1,FALSE)","v":1.798346164153882E-3},{"$f":"R4419*VLOOKUP($B4419,$AR$36:$BA$47,MATCH(AO$2,$AS$2:$BA$2,0)+1,FALSE)","v":2.080000000000018E-5},0.63767359424394932]
[2006,7,4,2,null,2013,7,4,2,0.19286995065902085,0.24690923522697222,1.2530102218181778E-2,4.4902300187846876E-2,8.9408000000000001E-2,7.1985999999999994E-2,2.8459785730909E-5,2.4429261413566866E-3,1.344000000000051E-5,0.66109041421910941,null,null,0.18261216064133659,3.9344616598339988E-2,0.21856288424770437,7.0477084966655945E-2,6.6359338924865549E-2,7.0076269454450914E-3,1.4243518678685003E-5,1.7856258084643533E-3,{"$f":"$R4420*$BA$6","v":1.344000000000051E-5},0.58617702165149066,null,{"$f":"J4420*VLOOKUP($B4420,$AR$36:$AZ$47,MATCH(AG$2,$AS$2:$BA$2,0)+1,FALSE)","v":0.21201105632321446},{"$f":"K4420*VLOOKUP($B4420,$AR$36:$AZ$47,MATCH(AH$2,$AS$2:$BA$2,0)+1,FALSE)","v":0.22083370590974127},{"$f":"L4420*VLOOKUP($B4420,$AR$36:$AZ$47,MATCH(AI$2,$AS$2:$BA$2,0)+1,FALSE)","v":4.0017938980001916E-3},{"$f":"M4420*VLOOKUP($B4420,$AR$36:$AZ$47,MATCH(AJ$2,$AS$2:$BA$2,0)+1,FALSE)","v":3.9484685718947816E-2},{"$f":"N4420*VLOOKUP($B4420,$AR$36:$AZ$47,MATCH(AK$2,$AS$2:$BA$2,0)+1,FALSE)","v":7.1381304189331959E-2},{"$f":"O4420*VLOOKUP($B4420,$AR$36:$AZ$47,MATCH(AL$2,$AS$2:$BA$2,0)+1,FALSE)","v":6.4635350105973169E-2},{"$f":"P4420*VLOOKUP($B4420,$AR$36:$AZ$47,MATCH(AM$2,$AS$2:$BA$2,0)+1,FALSE)","v":1.4243518678685003E-5},{"$f":"Q4420*VLOOKUP($B4420,$AR$36:$AZ$47,MATCH(AN$2,$AS$2:$BA$2,0)+1,FALSE)","v":1.798346164153882E-3},{"$f":"R4420*VLOOKUP($B4420,$AR$36:$BA$47,MATCH(AO$2,$AS$2:$BA$2,0)+1,FALSE)","v":1.344000000000051E-5},{"$f":"SUM(AG4420:AO4420)","v":0.61417392582804153}]
[2006,7,4,10,null,2013,7,4,10,0.2354909079479178,0.4716460594609741,0,0.10376477391773462,0.14706360000000004,9.7605999999999998E-2,0,1.8782982913506678E-3,3.4464000000000033E-4,1.0577942796179773,null,null,0.22296632194294611,9.0921516918451267E-2,0.41749885541986365,0.11592490417750431,8.9976795975612311E-2,0,0,1.3729182590709148E-3,3.4464000000000033E-4,0.93900595269344866,null,{"$f":"J4428*VLOOKUP($B4428,$AR$36:$AZ$47,MATCH(AG$2,$AS$2:$BA$2,0)+1,FALSE)","v":0.25886187028075414},{"$f":"K4428*VLOOKUP($B4428,$AR$36:$AZ$47,MATCH(AH$2,$AS$2:$BA$2,0)+1,FALSE)","v":0.42183657931121088},{"$f":"L4428*VLOOKUP($B4428,$AR$36:$AZ$47,MATCH(AI$2,$AS$2:$BA$2,0)+1,FALSE)","v":0},{"$f":"M4428*VLOOKUP($B4428,$AR$36:$AZ$47,MATCH(AJ$2,$AS$2:$BA$2,0)+1,FALSE)","v":9.1245202800286362E-2},{"$f":"N4428*VLOOKUP($B4428,$AR$36:$AZ$47,MATCH(AK$2,$AS$2:$BA$2,0)+1,FALSE)","v":0.11741221777445242},{"$f":"O4428*VLOOKUP($B4428,$AR$36:$AZ$47,MATCH(AL$2,$AS$2:$BA$2,0)+1,FALSE)","v":8.763923516299861E-2},{"$f":"P4428*VLOOKUP($B4428,$AR$36:$AZ$47,MATCH(AM$2,$AS$2:$BA$2,0)+1,FALSE)","v":0},{"$f":"Q4428*VLOOKUP($B4428,$AR$36:$AZ$47,MATCH(AN$2,$AS$2:$BA$2,0)+1,FALSE)","v":1.3826985884687352E-3},{"$f":"R4428*VLOOKUP($B4428,$AR$36:$BA$47,MATCH(AO$2,$AS$2:$BA$2,0)+1,FALSE)","v":3.4464000000000033E-4},0.9787224439181712]
[2006,7,4,23,null,2013,7,4,23,0.32938320789272568,0.33580507319753161,1.2530102218181778E-2,0.10325950437573955,9.4781100000000007E-2,7.5309000000000001E-2,2.8459785730909E-5,2.4429261413566866E-3,2.9376000000000001E-4,0.95383313361126632,null,null,0.31186495909155199,9.0478786004323283E-2,0.29725305849979977,7.4712504898142379E-2,6.9422602382306284E-2,7.0076269454450914E-3,1.4243518678685003E-5,1.7856258084643533E-3,2.9376000000000001E-4,0.85283316714871182,null,{"$f":"J4441*VLOOKUP($B4441,$AR$36:$AZ$47,MATCH(AG$2,$AS$2:$BA$2,0)+1,FALSE)","v":0.3620723788327444},{"$f":"K4441*VLOOKUP($B4441,$AR$36:$AZ$47,MATCH(AH$2,$AS$2:$BA$2,0)+1,FALSE)","v":0.3003414542567987},{"$f":"L4441*VLOOKUP($B4441,$AR$36:$AZ$47,MATCH(AI$2,$AS$2:$BA$2,0)+1,FALSE)","v":4.0017938980001916E-3},{"$f":"M4441*VLOOKUP($B4441,$AR$36:$AZ$47,MATCH(AJ$2,$AS$2:$BA$2,0)+1,FALSE)","v":9.080089573838597E-2},{"$f":"N4441*VLOOKUP($B4441,$AR$36:$AZ$47,MATCH(AK$2,$AS$2:$BA$2,0)+1,FALSE)","v":7.5671064451721226E-2},{"$f":"O4441*VLOOKUP($B4441,$AR$36:$AZ$47,MATCH(AL$2,$AS$2:$BA$2,0)+1,FALSE)","v":6.76190312162189E-2},{"$f":"P4441*VLOOKUP($B4441,$AR$36:$AZ$47,MATCH(AM$2,$AS$2:$BA$2,0)+1,FALSE)","v":1.4243518678685003E-5},{"$f":"Q4441*VLOOKUP($B4441,$AR$36:$AZ$47,MATCH(AN$2,$AS$2:$BA$2,0)+1,FALSE)","v":1.798346164153882E-3},{"$f":"R4441*VLOOKUP($B4441,$AR$36:$BA$47,MATCH(AO$2,$AS$2:$BA$2,0)+1,FALSE)","v":2.9376000000000001E-4},0.90261296807670199]
[2006,7,5,3,null,2013,7,5,3,0.14679081296372598,0.23213428210282205,1.2530102218181778E-2,5.0822964820439333E-2,9.2370299999999989E-2,7.1765999999999996E-2,2.8459785730909E-5,2.4429261413566866E-3,3.3599999999999909E-5,0.60891944803225673,null,null,0.13898374228857913,4.4532463969235929E-2,0.20548416580094239,7.281215866024851E-2,6.6156534844023854E-2,7.0076269454450914E-3,1.4243518678685003E-5,1.7856258084643533E-3,3.3599999999999909E-5,0.53681016183561792,null,{"$f":"J4445*VLOOKUP($B4445,$AR$36:$AZ$47,MATCH(AG$2,$AS$2:$BA$2,0)+1,FALSE)","v":0.1613588597323953},{"$f":"K4445*VLOOKUP($B4445,$AR$36:$AZ$47,MATCH(AH$2,$AS$2:$BA$2,0)+1,FALSE)","v":0.20761910237314432},{"$f":"L4445*VLOOKUP($B4445,$AR$36:$AZ$47,MATCH(AI$2,$AS$2:$BA$2,0)+1,FALSE)","v":4.0017938980001916E-3},{"$f":"M4445*VLOOKUP($B4445,$AR$36:$AZ$47,MATCH(AJ$2,$AS$2:$BA$2,0)+1,FALSE)","v":4.4691002127844742E-2},{"$f":"N4445*VLOOKUP($B4445,$AR$36:$AZ$47,MATCH(AK$2,$AS$2:$BA$2,0)+1,FALSE)","v":7.3746336819522293E-2},{"$f":"O4445*VLOOKUP($B4445,$AR$36:$AZ$47,MATCH(AL$2,$AS$2:$BA$2,0)+1,FALSE)","v":6.4437814793227438E-2},{"$f":"P4445*VLOOKUP($B4445,$AR$36:$AZ$47,MATCH(AM$2,$AS$2:$BA$2,0)+1,FALSE)","v":1.4243518678685003E-5},{"$f":"Q4445*VLOOKUP($B4445,$AR$36:$AZ$47,MATCH(AN$2,$AS$2:$BA$2,0)+1,FALSE)","v":1.798346164153882E-3},{"$f":"R4445*VLOOKUP($B4445,$AR$36:$BA$47,MATCH(AO$2,$AS$2:$BA$2,0)+1,FALSE)","v":3.3599999999999909E-5},0.55770109942696688]
[2006,7,5,13,null,2013,7,5,13,0.21323457078736469,0.43360404842476452,0,9.9519854391241003E-2,0.14490490000000003,9.8525000000000001E-2,0,1.8782982913506678E-3,4.6848000000000001E-4,0.99213515189472079,null,null,0.20189368826951296,8.7202002983485821E-2,0.38382424763529144,0.11422327922987635,9.0823963931491947E-2,0,0,1.3729182590709148E-3,4.6848000000000001E-4,0.87980858030872944,null,{"$f":"J4455*VLOOKUP($B4455,$AR$36:$AZ$47,MATCH(AG$2,$AS$2:$BA$2,0)+1,FALSE)","v":0.23439673439425945},{"$f":"K4455*VLOOKUP($B4455,$AR$36:$AZ$47,MATCH(AH$2,$AS$2:$BA$2,0)+1,FALSE)","v":0.38781209954777546},{"$f":"L4455*VLOOKUP($B4455,$AR$36:$AZ$47,MATCH(AI$2,$AS$2:$BA$2,0)+1,FALSE)","v":0},{"$f":"M4455*VLOOKUP($B4455,$AR$36:$AZ$47,MATCH(AJ$2,$AS$2:$BA$2,0)+1,FALSE)","v":8.7512447179646916E-2},{"$f":"N4455*VLOOKUP($B4455,$AR$36:$AZ$47,MATCH(AK$2,$AS$2:$BA$2,0)+1,FALSE)","v":0.11568876102166172},{"$f":"O4455*VLOOKUP($B4455,$AR$36:$AZ$47,MATCH(AL$2,$AS$2:$BA$2,0)+1,FALSE)","v":8.8464394037604629E-2},{"$f":"P4455*VLOOKUP($B4455,$AR$36:$AZ$47,MATCH(AM$2,$AS$2:$BA$2,0)+1,FALSE)","v":0},{"$f":"Q4455*VLOOKUP($B4455,$AR$36:$AZ$47,MATCH(AN$2,$AS$2:$BA$2,0)+1,FALSE)","v":1.3826985884687352E-3},{"$f":"R4455*VLOOKUP($B4455,$AR$36:$BA$47,MATCH(AO$2,$AS$2:$BA$2,0)+1,FALSE)","v":4.6848000000000001E-4},0.91572561476941683]
[2006,7,5,20,null,2013,7,5,20,0.27016030474689745,0.33089307592553985,2.5060204436363558E-3,7.1456393459615936E-2,0.10169609999999997,8.2820000000000005E-2,5.6919571461818004E-6,1.9912238613518721E-3,2.2816000000000009E-4,0.86175697039418764,null,null,0.25579182656904687,6.2612035294567159E-2,0.29290498180596336,8.0163348698970308E-2,7.634651806958806E-2,1.4015253890890184E-3,2.8487037357370009E-6,1.4554597689496029E-3,2.2816000000000009E-4,0.77090670429991015,null,{"$f":"J4462*VLOOKUP($B4462,$AR$36:$AZ$47,MATCH(AG$2,$AS$2:$BA$2,0)+1,FALSE)","v":0.29697198236573674},{"$f":"K4462*VLOOKUP($B4462,$AR$36:$AZ$47,MATCH(AH$2,$AS$2:$BA$2,0)+1,FALSE)","v":0.29594820197526567},{"$f":"L4462*VLOOKUP($B4462,$AR$36:$AZ$47,MATCH(AI$2,$AS$2:$BA$2,0)+1,FALSE)","v":8.0035877960003843E-4},{"$f":"M4462*VLOOKUP($B4462,$AR$36:$AZ$47,MATCH(AJ$2,$AS$2:$BA$2,0)+1,FALSE)","v":6.2834937777331373E-2},{"$f":"N4462*VLOOKUP($B4462,$AR$36:$AZ$47,MATCH(AK$2,$AS$2:$BA$2,0)+1,FALSE)","v":8.1191842441042411E-2},{"$f":"O4462*VLOOKUP($B4462,$AR$36:$AZ$47,MATCH(AL$2,$AS$2:$BA$2,0)+1,FALSE)","v":7.4363066370915151E-2},{"$f":"P4462*VLOOKUP($B4462,$AR$36:$AZ$47,MATCH(AM$2,$AS$2:$BA$2,0)+1,FALSE)","v":2.8487037357370009E-6},{"$f":"Q4462*VLOOKUP($B4462,$AR$36:$AZ$47,MATCH(AN$2,$AS$2:$BA$2,0)+1,FALSE)","v":1.465828103605765E-3},{"$f":"R4462*VLOOKUP($B4462,$AR$36:$BA$47,MATCH(AO$2,$AS$2:$BA$2,0)+1,FALSE)","v":2.2816000000000009E-4},0.81380722651723292]
[2006,7,6,3,null,2013,7,6,3,0.15470074519594287,0.24730692116284642,1.2530102218181778E-2,6.5439710786544592E-2,8.9909700000000009E-2,7.0994000000000002E-2,2.8459785730909E-5,2.4429261413566866E-3,8.0960000000000038E-5,0.64343352529060327,null,null,0.14647298470563844,5.7340054305273905E-2,0.21891491395242363,7.0872556887823748E-2,6.544487688761573E-2,7.0076269454450914E-3,1.4243518678685003E-5,1.7856258084643533E-3,8.0960000000000038E-5,0.56793384301136363,null,{"$f":"J4469*VLOOKUP($B4469,$AR$36:$AZ$47,MATCH(AG$2,$AS$2:$BA$2,0)+1,FALSE)","v":0.17005380200965101},{"$f":"K4469*VLOOKUP($B4469,$AR$36:$AZ$47,MATCH(AH$2,$AS$2:$BA$2,0)+1,FALSE)","v":0.22118939312786637},{"$f":"L4469*VLOOKUP($B4469,$AR$36:$AZ$47,MATCH(AI$2,$AS$2:$BA$2,0)+1,FALSE)","v":4.0017938980001916E-3},{"$f":"M4469*VLOOKUP($B4469,$AR$36:$AZ$47,MATCH(AJ$2,$AS$2:$BA$2,0)+1,FALSE)","v":5.754418822946835E-2},{"$f":"N4469*VLOOKUP($B4469,$AR$36:$AZ$47,MATCH(AK$2,$AS$2:$BA$2,0)+1,FALSE)","v":7.178185000527447E-2},{"$f":"O4469*VLOOKUP($B4469,$AR$36:$AZ$47,MATCH(AL$2,$AS$2:$BA$2,0)+1,FALSE)","v":6.3744645423046975E-2},{"$f":"P4469*VLOOKUP($B4469,$AR$36:$AZ$47,MATCH(AM$2,$AS$2:$BA$2,0)+1,FALSE)","v":1.4243518678685003E-5},{"$f":"Q4469*VLOOKUP($B4469,$AR$36:$AZ$47,MATCH(AN$2,$AS$2:$BA$2,0)+1,FALSE)","v":1.798346164153882E-3},{"$f":"R4469*VLOOKUP($B4469,$AR$36:$BA$47,MATCH(AO$2,$AS$2:$BA$2,0)+1,FALSE)","v":8.0960000000000038E-5},0.59020922237614004]
[2006,7,6,13,null,2013,7,6,13,0.26902594885644721,0.37257190831900872,0,0.10074866027107526,0.1062158,8.0545000000000005E-2,0,1.8782982913506678E-3,6.4032000000000021E-4,0.93162593573788177,null,null,0.25471780140658096,8.8278716114296663E-2,0.32979888661118179,8.3726064349961229E-2,7.4249339506338691E-2,0,0,1.3729182590709148E-3,6.4032000000000021E-4,0.8327840462474303,null,{"$f":"J4479*VLOOKUP($B4479,$AR$36:$AZ$47,MATCH(AG$2,$AS$2:$BA$2,0)+1,FALSE)","v":0.29572504892815843},{"$f":"K4479*VLOOKUP($B4479,$AR$36:$AZ$47,MATCH(AH$2,$AS$2:$BA$2,0)+1,FALSE)","v":0.33322542656745158},{"$f":"L4479*VLOOKUP($B4479,$AR$36:$AZ$47,MATCH(AI$2,$AS$2:$BA$2,0)+1,FALSE)","v":0},{"$f":"M4479*VLOOKUP($B4479,$AR$36:$AZ$47,MATCH(AJ$2,$AS$2:$BA$2,0)+1,FALSE)","v":8.8592993471749412E-2},{"$f":"N4479*VLOOKUP($B4479,$AR$36:$AZ$47,MATCH(AK$2,$AS$2:$BA$2,0)+1,FALSE)","v":8.4800267643983143E-2},{"$f":"O4479*VLOOKUP($B4479,$AR$36:$AZ$47,MATCH(AL$2,$AS$2:$BA$2,0)+1,FALSE)","v":7.232037165956727E-2},{"$f":"P4479*VLOOKUP($B4479,$AR$36:$AZ$47,MATCH(AM$2,$AS$2:$BA$2,0)+1,FALSE)","v":0},{"$f":"Q4479*VLOOKUP($B4479,$AR$36:$AZ$47,MATCH(AN$2,$AS$2:$BA$2,0)+1,FALSE)","v":1.3826985884687352E-3},{"$f":"R4479*VLOOKUP($B4479,$AR$36:$BA$47,MATCH(AO$2,$AS$2:$BA$2,0)+1,FALSE)","v":6.4032000000000021E-4},0.87668712685937866]
[2006,7,6,20,null,2013,7,6,20,0.32596866562921023,0.31065910380041983,2.7148554806060519E-3,7.9426744699558377E-2,9.7639999999999977E-2,7.7185000000000004E-2,6.1662869083636161E-6,2.0006343255186384E-3,2.8511999999999987E-4,0.89588629022222144,null,null,0.3086320192882745,6.9595873814592785E-2,0.27499396562469908,7.6966072120439835E-2,7.1151968089847306E-2,1.5183191715131032E-3,3.0860957137150838E-6,1.4623382281061597E-3,2.8511999999999987E-4,0.80460876243318658,null,{"$f":"J4486*VLOOKUP($B4486,$AR$36:$AZ$47,MATCH(AG$2,$AS$2:$BA$2,0)+1,FALSE)","v":0.35831896514816269},{"$f":"K4486*VLOOKUP($B4486,$AR$36:$AZ$47,MATCH(AH$2,$AS$2:$BA$2,0)+1,FALSE)","v":0.27785109416333181},{"$f":"L4486*VLOOKUP($B4486,$AR$36:$AZ$47,MATCH(AI$2,$AS$2:$BA$2,0)+1,FALSE)","v":8.6705534456670832E-4},{"$f":"M4486*VLOOKUP($B4486,$AR$36:$AZ$47,MATCH(AJ$2,$AS$2:$BA$2,0)+1,FALSE)","v":6.9843639168177513E-2},{"$f":"N4486*VLOOKUP($B4486,$AR$36:$AZ$47,MATCH(AK$2,$AS$2:$BA$2,0)+1,FALSE)","v":7.7953544884645343E-2},{"$f":"O4486*VLOOKUP($B4486,$AR$36:$AZ$47,MATCH(AL$2,$AS$2:$BA$2,0)+1,FALSE)","v":6.9303468701268856E-2},{"$f":"P4486*VLOOKUP($B4486,$AR$36:$AZ$47,MATCH(AM$2,$AS$2:$BA$2,0)+1,FALSE)","v":3.0860957137150838E-6},{"$f":"Q4486*VLOOKUP($B4486,$AR$36:$AZ$47,MATCH(AN$2,$AS$2:$BA$2,0)+1,FALSE)","v":1.4727555632005169E-3},{"$f":"R4486*VLOOKUP($B4486,$AR$36:$BA$47,MATCH(AO$2,$AS$2:$BA$2,0)+1,FALSE)","v":2.8511999999999987E-4},0.85589872906906717]
[2006,7,6,22,null,2013,7,6,22,0.29757289115688024,0.2855884383876931,1.2530102218181778E-2,8.1977627569099515E-2,9.3602299999999999E-2,7.4527999999999997E-2,2.8459785730909E-5,2.4429261413566866E-3,2.7776E-4,0.84854850525894232,null,null,0.28174647433034739,7.1831026759308372E-2,0.2528015314795054,7.3783299594828419E-2,6.8702647895318256E-2,7.0076269454450914E-3,1.4243518678685003E-5,1.7856258084643533E-3,2.7776E-4,0.75795023633189595,null,{"$f":"J4488*VLOOKUP($B4488,$AR$36:$AZ$47,MATCH(AG$2,$AS$2:$BA$2,0)+1,FALSE)","v":0.32710509217093708},{"$f":"K4488*VLOOKUP($B4488,$AR$36:$AZ$47,MATCH(AH$2,$AS$2:$BA$2,0)+1,FALSE)","v":0.25542808536973111},{"$f":"L4488*VLOOKUP($B4488,$AR$36:$AZ$47,MATCH(AI$2,$AS$2:$BA$2,0)+1,FALSE)","v":4.0017938980001916E-3},{"$f":"M4488*VLOOKUP($B4488,$AR$36:$AZ$47,MATCH(AJ$2,$AS$2:$BA$2,0)+1,FALSE)","v":7.2086749387215709E-2},{"$f":"N4488*VLOOKUP($B4488,$AR$36:$AZ$47,MATCH(AK$2,$AS$2:$BA$2,0)+1,FALSE)","v":7.4729937467800489E-2},{"$f":"O4488*VLOOKUP($B4488,$AR$36:$AZ$47,MATCH(AL$2,$AS$2:$BA$2,0)+1,FALSE)","v":6.6917780855971554E-2},{"$f":"P4488*VLOOKUP($B4488,$AR$36:$AZ$47,MATCH(AM$2,$AS$2:$BA$2,0)+1,FALSE)","v":1.4243518678685003E-5},{"$f":"Q4488*VLOOKUP($B4488,$AR$36:$AZ$47,MATCH(AN$2,$AS$2:$BA$2,0)+1,FALSE)","v":1.798346164153882E-3},{"$f":"R4488*VLOOKUP($B4488,$AR$36:$BA$47,MATCH(AO$2,$AS$2:$BA$2,0)+1,FALSE)","v":2.7776E-4},0.80235978883248871]
[2006,7,7,10,null,2013,7,7,10,0.26421501095100347,0.35718445100711793,0,9.1590767624124922E-2,9.9348900000000004E-2,7.7321000000000001E-2,0,1.8782982913506678E-3,7.3855999999999998E-4,0.89227698787359688,null,null,0.25016273327584049,8.025432151678917E-2,0.31617798236175709,7.8313136035296674E-2,7.1277337885276723E-2,0,0,1.3729182590709148E-3,7.3855999999999998E-4,0.79829698933403104,null,{"$f":"J4500*VLOOKUP($B4500,$AR$36:$AZ$47,MATCH(AG$2,$AS$2:$BA$2,0)+1,FALSE)","v":0.29043665628973364},{"$f":"K4500*VLOOKUP($B4500,$AR$36:$AZ$47,MATCH(AH$2,$AS$2:$BA$2,0)+1,FALSE)","v":0.31946300403356337},{"$f":"L4500*VLOOKUP($B4500,$AR$36:$AZ$47,MATCH(AI$2,$AS$2:$BA$2,0)+1,FALSE)","v":0},{"$f":"M4500*VLOOKUP($B4500,$AR$36:$AZ$47,MATCH(AJ$2,$AS$2:$BA$2,0)+1,FALSE)","v":8.0540031563339956E-2},{"$f":"N4500*VLOOKUP($B4500,$AR$36:$AZ$47,MATCH(AK$2,$AS$2:$BA$2,0)+1,FALSE)","v":7.9317891595556578E-2},{"$f":"O4500*VLOOKUP($B4500,$AR$36:$AZ$47,MATCH(AL$2,$AS$2:$BA$2,0)+1,FALSE)","v":6.9425581440057116E-2},{"$f":"P4500*VLOOKUP($B4500,$AR$36:$AZ$47,MATCH(AM$2,$AS$2:$BA$2,0)+1,FALSE)","v":0},{"$f":"Q4500*VLOOKUP($B4500,$AR$36:$AZ$47,MATCH(AN$2,$AS$2:$BA$2,0)+1,FALSE)","v":1.3826985884687352E-3},{"$f":"R4500*VLOOKUP($B4500,$AR$36:$BA$47,MATCH(AO$2,$AS$2:$BA$2,0)+1,FALSE)","v":7.3855999999999998E-4},0.84130442351071955]
[2006,7,7,15,null,2013,7,7,15,0.34549139588183803,0.38032858683695825,0,9.2661461457999195E-2,0.10119610000000002,7.8666E-2,0,1.8782982913506678E-3,6.620799999999999E-4,1.0008839224681463,null,null,0.32711643296115994,8.1192492572876668E-2,0.3366650616552494,7.9769216826170067E-2,7.2517208288604376E-2,0,0,1.3729182590709148E-3,6.620799999999999E-4,0.89929541056313145,null,{"$f":"J4505*VLOOKUP($B4505,$AR$36:$AZ$47,MATCH(AG$2,$AS$2:$BA$2,0)+1,FALSE)","v":0.37977920117264474},{"$f":"K4505*VLOOKUP($B4505,$AR$36:$AZ$47,MATCH(AH$2,$AS$2:$BA$2,0)+1,FALSE)","v":0.34016293970297545},{"$f":"L4505*VLOOKUP($B4505,$AR$36:$AZ$47,MATCH(AI$2,$AS$2:$BA$2,0)+1,FALSE)","v":0},{"$f":"M4505*VLOOKUP($B4505,$AR$36:$AZ$47,MATCH(AJ$2,$AS$2:$BA$2,0)+1,FALSE)","v":8.1481542562885215E-2},{"$f":"N4505*VLOOKUP($B4505,$AR$36:$AZ$47,MATCH(AK$2,$AS$2:$BA$2,0)+1,FALSE)","v":8.0792653866254227E-2},{"$f":"O4505*VLOOKUP($B4505,$AR$36:$AZ$47,MATCH(AL$2,$AS$2:$BA$2,0)+1,FALSE)","v":7.0633240511161696E-2},{"$f":"P4505*VLOOKUP($B4505,$AR$36:$AZ$47,MATCH(AM$2,$AS$2:$BA$2,0)+1,FALSE)","v":0},{"$f":"Q4505*VLOOKUP($B4505,$AR$36:$AZ$47,MATCH(AN$2,$AS$2:$BA$2,0)+1,FALSE)","v":1.3826985884687352E-3},{"$f":"R4505*VLOOKUP($B4505,$AR$36:$BA$47,MATCH(AO$2,$AS$2:$BA$2,0)+1,FALSE)","v":6.620799999999999E-4},0.95489435640439002]
[2006,7,7,24,null,2013,7,7,24,0.26468534204873501,0.27889672670805477,1.2530102218181778E-2,6.874466473422583E-2,8.7972399999999965E-2,7.0321999999999996E-2,2.8459785730909E-5,2.4429261413566866E-3,1.5968000000000053E-4,0.78578230163628493,null,null,0.25060804981001339,6.0235944836554138E-2,0.24687806003093304,6.9345453533471726E-2,6.4825402604317447E-2,7.0076269454450914E-3,1.4243518678685003E-5,1.7856258084643533E-3,1.5968000000000053E-4,0.70086008708787795,null,{"$f":"J4514*VLOOKUP($B4514,$AR$36:$AZ$47,MATCH(AG$2,$AS$2:$BA$2,0)+1,FALSE)","v":0.29095366473252632},{"$f":"K4514*VLOOKUP($B4514,$AR$36:$AZ$47,MATCH(AH$2,$AS$2:$BA$2,0)+1,FALSE)","v":0.24944307031861079},{"$f":"L4514*VLOOKUP($B4514,$AR$36:$AZ$47,MATCH(AI$2,$AS$2:$BA$2,0)+1,FALSE)","v":4.0017938980001916E-3},{"$f":"M4514*VLOOKUP($B4514,$AR$36:$AZ$47,MATCH(AJ$2,$AS$2:$BA$2,0)+1,FALSE)","v":6.0450388299261408E-2},{"$f":"N4514*VLOOKUP($B4514,$AR$36:$AZ$47,MATCH(AK$2,$AS$2:$BA$2,0)+1,FALSE)","v":7.0235153953399965E-2},{"$f":"O4514*VLOOKUP($B4514,$AR$36:$AZ$47,MATCH(AL$2,$AS$2:$BA$2,0)+1,FALSE)","v":6.3141264831387281E-2},{"$f":"P4514*VLOOKUP($B4514,$AR$36:$AZ$47,MATCH(AM$2,$AS$2:$BA$2,0)+1,FALSE)","v":1.4243518678685003E-5},{"$f":"Q4514*VLOOKUP($B4514,$AR$36:$AZ$47,MATCH(AN$2,$AS$2:$BA$2,0)+1,FALSE)","v":1.798346164153882E-3},{"$f":"R4514*VLOOKUP($B4514,$AR$36:$BA$47,MATCH(AO$2,$AS$2:$BA$2,0)+1,FALSE)","v":1.5968000000000053E-4},0.74019760571601856]
[2006,7,8,9,null,2013,7,8,9,0.20035686106925674,0.42245875480528194,0,8.6499930968546607E-2,0.13119169999999999,9.0669E-2,0,1.8782982913506678E-3,6.4160000000000042E-4,0.933696145134436,null,null,0.18970087965572777,7.5793591987554143E-2,0.3739584865712211,0.10341366083370655,8.3582014571981153E-2,0,0,1.3729182590709148E-3,6.4160000000000042E-4,0.82846315187926156,null,{"$f":"J4523*VLOOKUP($B4523,$AR$36:$AZ$47,MATCH(AG$2,$AS$2:$BA$2,0)+1,FALSE)","v":0.22024099457563626},{"$f":"K4523*VLOOKUP($B4523,$AR$36:$AZ$47,MATCH(AH$2,$AS$2:$BA$2,0)+1,FALSE)","v":0.37784383533449073},{"$f":"L4523*VLOOKUP($B4523,$AR$36:$AZ$47,MATCH(AI$2,$AS$2:$BA$2,0)+1,FALSE)","v":0},{"$f":"M4523*VLOOKUP($B4523,$AR$36:$AZ$47,MATCH(AJ$2,$AS$2:$BA$2,0)+1,FALSE)","v":7.6063421577858323E-2},{"$f":"N4523*VLOOKUP($B4523,$AR$36:$AZ$47,MATCH(AK$2,$AS$2:$BA$2,0)+1,FALSE)","v":0.10474045549408981},{"$f":"O4523*VLOOKUP($B4523,$AR$36:$AZ$47,MATCH(AL$2,$AS$2:$BA$2,0)+1,FALSE)","v":8.1410587597011669E-2},{"$f":"P4523*VLOOKUP($B4523,$AR$36:$AZ$47,MATCH(AM$2,$AS$2:$BA$2,0)+1,FALSE)","v":0},{"$f":"Q4523*VLOOKUP($B4523,$AR$36:$AZ$47,MATCH(AN$2,$AS$2:$BA$2,0)+1,FALSE)","v":1.3826985884687352E-3},{"$f":"R4523*VLOOKUP($B4523,$AR$36:$BA$47,MATCH(AO$2,$AS$2:$BA$2,0)+1,FALSE)","v":6.4160000000000042E-4},0.86232359316755558]
[2006,7,8,17,null,2013,7,8,17,0.32781428117176187,0.44262862234363343,0,0.10590030817531551,0.12764120000000001,8.6789000000000005E-2,0,1.8782982913506678E-3,6.2815999999999989E-4,1.0932798699820616,null,null,0.31037947575200553,9.2792730113446617E-2,0.39181275767624402,0.10061493040495174,8.0005288055318494E-2,0,0,1.3729182590709148E-3,6.2815999999999989E-4,0.97760626026103725,null,{"$f":"J4531*VLOOKUP($B4531,$AR$36:$AZ$47,MATCH(AG$2,$AS$2:$BA$2,0)+1,FALSE)","v":0.36034774619677035},{"$f":"K4531*VLOOKUP($B4531,$AR$36:$AZ$47,MATCH(AH$2,$AS$2:$BA$2,0)+1,FALSE)","v":0.39588360850096715},{"$f":"L4531*VLOOKUP($B4531,$AR$36:$AZ$47,MATCH(AI$2,$AS$2:$BA$2,0)+1,FALSE)","v":0},{"$f":"M4531*VLOOKUP($B4531,$AR$36:$AZ$47,MATCH(AJ$2,$AS$2:$BA$2,0)+1,FALSE)","v":9.3123077622954145E-2},{"$f":"N4531*VLOOKUP($B4531,$AR$36:$AZ$47,MATCH(AK$2,$AS$2:$BA$2,0)+1,FALSE)","v":0.1019058174245186},{"$f":"O4531*VLOOKUP($B4531,$AR$36:$AZ$47,MATCH(AL$2,$AS$2:$BA$2,0)+1,FALSE)","v":7.7926782990405161E-2},{"$f":"P4531*VLOOKUP($B4531,$AR$36:$AZ$47,MATCH(AM$2,$AS$2:$BA$2,0)+1,FALSE)","v":0},{"$f":"Q4531*VLOOKUP($B4531,$AR$36:$AZ$47,MATCH(AN$2,$AS$2:$BA$2,0)+1,FALSE)","v":1.3826985884687352E-3},{"$f":"R4531*VLOOKUP($B4531,$AR$36:$BA$47,MATCH(AO$2,$AS$2:$BA$2,0)+1,FALSE)","v":6.2815999999999989E-4},1.0311978913240842]
[2006,7,8,23,null,2013,7,8,23,0.29900802686222622,0.28042895597397027,1.2530102218181778E-2,5.9077686594128952E-2,9.1350999999999988E-2,7.2108000000000005E-2,2.8459785730909E-5,2.4429261413566866E-3,3.68E-4,0.81734315757559473,null,null,0.28310528233061533,5.1765475684740221E-2,0.24823438211171461,7.2008681424357845E-2,6.6471803006059593E-2,7.0076269454450914E-3,1.4243518678685003E-5,1.7856258084643533E-3,3.68E-4,0.73076112083007583,null,{"$f":"J4537*VLOOKUP($B4537,$AR$36:$AZ$47,MATCH(AG$2,$AS$2:$BA$2,0)+1,FALSE)","v":0.32868265589103923},{"$f":"K4537*VLOOKUP($B4537,$AR$36:$AZ$47,MATCH(AH$2,$AS$2:$BA$2,0)+1,FALSE)","v":0.25081348429597555},{"$f":"L4537*VLOOKUP($B4537,$AR$36:$AZ$47,MATCH(AI$2,$AS$2:$BA$2,0)+1,FALSE)","v":4.0017938980001916E-3},{"$f":"M4537*VLOOKUP($B4537,$AR$36:$AZ$47,MATCH(AJ$2,$AS$2:$BA$2,0)+1,FALSE)","v":5.194976378521985E-2},{"$f":"N4537*VLOOKUP($B4537,$AR$36:$AZ$47,MATCH(AK$2,$AS$2:$BA$2,0)+1,FALSE)","v":7.2932550990959008E-2},{"$f":"O4537*VLOOKUP($B4537,$AR$36:$AZ$47,MATCH(AL$2,$AS$2:$BA$2,0)+1,FALSE)","v":6.4744892415768543E-2},{"$f":"P4537*VLOOKUP($B4537,$AR$36:$AZ$47,MATCH(AM$2,$AS$2:$BA$2,0)+1,FALSE)","v":1.4243518678685003E-5},{"$f":"Q4537*VLOOKUP($B4537,$AR$36:$AZ$47,MATCH(AN$2,$AS$2:$BA$2,0)+1,FALSE)","v":1.798346164153882E-3},{"$f":"R4537*VLOOKUP($B4537,$AR$36:$BA$47,MATCH(AO$2,$AS$2:$BA$2,0)+1,FALSE)","v":3.68E-4},0.77530573095979494]
[2006,7,9,2,null,2013,7,9,2,0.16307262772951442,0.21540049547512985,1.2530102218181778E-2,3.7623269036916769E-2,8.7869000000000072E-2,6.9149000000000002E-2,2.8459785730909E-5,2.4429261413566866E-3,1.9840000000000032E-4,0.58831428038683053,null,null,0.15439960859322258,3.2966531541614268E-2,0.190671497225091,6.9263947062176714E-2,6.3744088118738759E-2,7.0076269454450914E-3,1.4243518678685003E-5,1.7856258084643533E-3,1.9840000000000032E-4,0.52005156881343151,null,{"$f":"J4540*VLOOKUP($B4540,$AR$36:$AZ$47,MATCH(AG$2,$AS$2:$BA$2,0)+1,FALSE)","v":0.17925654019303094},{"$f":"K4540*VLOOKUP($B4540,$AR$36:$AZ$47,MATCH(AH$2,$AS$2:$BA$2,0)+1,FALSE)","v":0.19265253333614923},{"$f":"L4540*VLOOKUP($B4540,$AR$36:$AZ$47,MATCH(AI$2,$AS$2:$BA$2,0)+1,FALSE)","v":4.0017938980001916E-3},{"$f":"M4540*VLOOKUP($B4540,$AR$36:$AZ$47,MATCH(AJ$2,$AS$2:$BA$2,0)+1,FALSE)","v":3.3083894308918983E-2},{"$f":"N4540*VLOOKUP($B4540,$AR$36:$AZ$47,MATCH(AK$2,$AS$2:$BA$2,0)+1,FALSE)","v":7.0152601756133845E-2},{"$f":"O4540*VLOOKUP($B4540,$AR$36:$AZ$47,MATCH(AL$2,$AS$2:$BA$2,0)+1,FALSE)","v":6.2088042459338473E-2},{"$f":"P4540*VLOOKUP($B4540,$AR$36:$AZ$47,MATCH(AM$2,$AS$2:$BA$2,0)+1,FALSE)","v":1.4243518678685003E-5},{"$f":"Q4540*VLOOKUP($B4540,$AR$36:$AZ$47,MATCH(AN$2,$AS$2:$BA$2,0)+1,FALSE)","v":1.798346164153882E-3},{"$f":"R4540*VLOOKUP($B4540,$AR$36:$BA$47,MATCH(AO$2,$AS$2:$BA$2,0)+1,FALSE)","v":1.9840000000000032E-4},0.54324639563440436]
[2006,7,9,13,null,2013,7,9,13,0.19427608362319196,0.40895456652401724,0,6.6374328665602028E-2,0.14529250000000002,9.9200999999999998E-2,0,1.8782982913506678E-3,8.3392000000000004E-4,0.91681069710416196,null,null,0.18394350841147344,5.815899190899651E-2,0.36200464313776637,0.11452881025767112,9.1447125561714609E-2,0,0,1.3729182590709148E-3,8.3392000000000004E-4,0.81228991753669311,null,{"$f":"J4551*VLOOKUP($B4551,$AR$36:$AZ$47,MATCH(AG$2,$AS$2:$BA$2,0)+1,FALSE)","v":0.21355673896608429},{"$f":"K4551*VLOOKUP($B4551,$AR$36:$AZ$47,MATCH(AH$2,$AS$2:$BA$2,0)+1,FALSE)","v":0.36576579402221171},{"$f":"L4551*VLOOKUP($B4551,$AR$36:$AZ$47,MATCH(AI$2,$AS$2:$BA$2,0)+1,FALSE)","v":0},{"$f":"M4551*VLOOKUP($B4551,$AR$36:$AZ$47,MATCH(AJ$2,$AS$2:$BA$2,0)+1,FALSE)","v":5.8366041298632064E-2},{"$f":"N4551*VLOOKUP($B4551,$AR$36:$AZ$47,MATCH(AK$2,$AS$2:$BA$2,0)+1,FALSE)","v":0.11599821200483754},{"$f":"O4551*VLOOKUP($B4551,$AR$36:$AZ$47,MATCH(AL$2,$AS$2:$BA$2,0)+1,FALSE)","v":8.9071366180405148E-2},{"$f":"P4551*VLOOKUP($B4551,$AR$36:$AZ$47,MATCH(AM$2,$AS$2:$BA$2,0)+1,FALSE)","v":0},{"$f":"Q4551*VLOOKUP($B4551,$AR$36:$AZ$47,MATCH(AN$2,$AS$2:$BA$2,0)+1,FALSE)","v":1.3826985884687352E-3},{"$f":"R4551*VLOOKUP($B4551,$AR$36:$BA$47,MATCH(AO$2,$AS$2:$BA$2,0)+1,FALSE)","v":8.3392000000000004E-4},0.84497477106063956]
[2006,7,9,19,null,2013,7,9,19,0.30622837720254698,0.31841657696921505,0,3.750394375621479E-2,0.1093565,8.4439E-2,0,1.8782982913506678E-3,5.1520000000000027E-4,0.85833789621932755,null,null,0.28994161827474813,3.2861975485464177E-2,0.28186084408992729,8.6201764295768951E-2,7.7838971737236723E-2,0,0,1.3729182590709148E-3,5.1520000000000027E-4,0.77059329214221628,null,{"$f":"J4557*VLOOKUP($B4557,$AR$36:$AZ$47,MATCH(AG$2,$AS$2:$BA$2,0)+1,FALSE)","v":0.33661957969614459},{"$f":"K4557*VLOOKUP($B4557,$AR$36:$AZ$47,MATCH(AH$2,$AS$2:$BA$2,0)+1,FALSE)","v":0.28478931802841179},{"$f":"L4557*VLOOKUP($B4557,$AR$36:$AZ$47,MATCH(AI$2,$AS$2:$BA$2,0)+1,FALSE)","v":0},{"$f":"M4557*VLOOKUP($B4557,$AR$36:$AZ$47,MATCH(AJ$2,$AS$2:$BA$2,0)+1,FALSE)","v":3.2978966027135369E-2},{"$f":"N4557*VLOOKUP($B4557,$AR$36:$AZ$47,MATCH(AK$2,$AS$2:$BA$2,0)+1,FALSE)","v":8.7307730757657923E-2},{"$f":"O4557*VLOOKUP($B4557,$AR$36:$AZ$47,MATCH(AL$2,$AS$2:$BA$2,0)+1,FALSE)","v":7.5816746695166679E-2},{"$f":"P4557*VLOOKUP($B4557,$AR$36:$AZ$47,MATCH(AM$2,$AS$2:$BA$2,0)+1,FALSE)","v":0},{"$f":"Q4557*VLOOKUP($B4557,$AR$36:$AZ$47,MATCH(AN$2,$AS$2:$BA$2,0)+1,FALSE)","v":1.3826985884687352E-3},{"$f":"R4557*VLOOKUP($B4557,$AR$36:$BA$47,MATCH(AO$2,$AS$2:$BA$2,0)+1,FALSE)","v":5.1520000000000027E-4},0.81941023979298522]
[2006,7,10,3,null,2013,7,10,3,0.15107222420205962,0.24610960287670219,1.2530102218181778E-2,6.2227202130720943E-2,9.1482900000000006E-2,7.1437E-2,2.8459785730909E-5,2.4429261413566866E-3,7.9680000000000064E-5,0.63741009735475218,null,null,0.14303744663264481,5.4525166852883666E-2,0.21785505348288048,7.2112653412402569E-2,6.5853250559492413E-2,7.0076269454450914E-3,1.4243518678685003E-5,1.7856258084643533E-3,7.9680000000000064E-5,0.56227074721289216,null,{"$f":"J4565*VLOOKUP($B4565,$AR$36:$AZ$47,MATCH(AG$2,$AS$2:$BA$2,0)+1,FALSE)","v":0.16606517357802877},{"$f":"K4565*VLOOKUP($B4565,$AR$36:$AZ$47,MATCH(AH$2,$AS$2:$BA$2,0)+1,FALSE)","v":0.22011852093452913},{"$f":"L4565*VLOOKUP($B4565,$AR$36:$AZ$47,MATCH(AI$2,$AS$2:$BA$2,0)+1,FALSE)","v":4.0017938980001916E-3},{"$f":"M4565*VLOOKUP($B4565,$AR$36:$AZ$47,MATCH(AJ$2,$AS$2:$BA$2,0)+1,FALSE)","v":5.4719279614231578E-2},{"$f":"N4565*VLOOKUP($B4565,$AR$36:$AZ$47,MATCH(AK$2,$AS$2:$BA$2,0)+1,FALSE)","v":7.3037856936988152E-2},{"$f":"O4565*VLOOKUP($B4565,$AR$36:$AZ$47,MATCH(AL$2,$AS$2:$BA$2,0)+1,FALSE)","v":6.4142409711894055E-2},{"$f":"P4565*VLOOKUP($B4565,$AR$36:$AZ$47,MATCH(AM$2,$AS$2:$BA$2,0)+1,FALSE)","v":1.4243518678685003E-5},{"$f":"Q4565*VLOOKUP($B4565,$AR$36:$AZ$47,MATCH(AN$2,$AS$2:$BA$2,0)+1,FALSE)","v":1.798346164153882E-3},{"$f":"R4565*VLOOKUP($B4565,$AR$36:$BA$47,MATCH(AO$2,$AS$2:$BA$2,0)+1,FALSE)","v":7.9680000000000064E-5},0.58397730435650452]
[2006,7,10,12,null,2013,7,10,12,0.21363222051058037,0.44227164047729051,0,8.9671346209399386E-2,0.14329719999999996,0.10015499999999999,0,1.8782982913506678E-3,4.6207999999999991E-4,0.99136778548862092,null,null,0.20227018898871116,7.8572472272160507E-2,0.39149675902086645,0.11295598760607425,9.2326557803182704E-2,0,0,1.3729182590709148E-3,4.6207999999999991E-4,0.87945696395006601,null,{"$f":"J4574*VLOOKUP($B4574,$AR$36:$AZ$47,MATCH(AG$2,$AS$2:$BA$2,0)+1,FALSE)","v":0.23483384830224524},{"$f":"K4574*VLOOKUP($B4574,$AR$36:$AZ$47,MATCH(AH$2,$AS$2:$BA$2,0)+1,FALSE)","v":0.39556432668708674},{"$f":"L4574*VLOOKUP($B4574,$AR$36:$AZ$47,MATCH(AI$2,$AS$2:$BA$2,0)+1,FALSE)","v":0},{"$f":"M4574*VLOOKUP($B4574,$AR$36:$AZ$47,MATCH(AJ$2,$AS$2:$BA$2,0)+1,FALSE)","v":7.8852194837702269E-2},{"$f":"N4574*VLOOKUP($B4574,$AR$36:$AZ$47,MATCH(AK$2,$AS$2:$BA$2,0)+1,FALSE)","v":0.11440521007828758},{"$f":"O4574*VLOOKUP($B4574,$AR$36:$AZ$47,MATCH(AL$2,$AS$2:$BA$2,0)+1,FALSE)","v":8.9927951127493438E-2},{"$f":"P4574*VLOOKUP($B4574,$AR$36:$AZ$47,MATCH(AM$2,$AS$2:$BA$2,0)+1,FALSE)","v":0},{"$f":"Q4574*VLOOKUP($B4574,$AR$36:$AZ$47,MATCH(AN$2,$AS$2:$BA$2,0)+1,FALSE)","v":1.3826985884687352E-3},{"$f":"R4574*VLOOKUP($B4574,$AR$36:$BA$47,MATCH(AO$2,$AS$2:$BA$2,0)+1,FALSE)","v":4.6207999999999991E-4},0.91542830962128396]
[2006,7,10,20,null,2013,7,10,20,0.3464114231227492,0.32500241713372879,2.9236905175757479E-3,4.3495476205994116E-2,0.10289120000000003,7.9780000000000004E-2,6.6406166705454326E-6,2.0100447896854055E-3,2.7712000000000011E-4,0.90279801238640389,null,null,0.32798752854519264,3.8111919165117442E-2,0.28769059857532475,8.1105402701337592E-2,7.3544134407048239E-2,1.6351129539371879E-3,3.3234876916931668E-6,1.469216687262717E-3,2.7712000000000011E-4,0.81182435652291229,null,{"$f":"J4582*VLOOKUP($B4582,$AR$36:$AZ$47,MATCH(AG$2,$AS$2:$BA$2,0)+1,FALSE)","v":0.38079053521677769},{"$f":"K4582*VLOOKUP($B4582,$AR$36:$AZ$47,MATCH(AH$2,$AS$2:$BA$2,0)+1,FALSE)","v":0.29067964241713645},{"$f":"L4582*VLOOKUP($B4582,$AR$36:$AZ$47,MATCH(AI$2,$AS$2:$BA$2,0)+1,FALSE)","v":9.3375190953337811E-4},{"$f":"M4582*VLOOKUP($B4582,$AR$36:$AZ$47,MATCH(AJ$2,$AS$2:$BA$2,0)+1,FALSE)","v":3.8247599811255958E-2},{"$f":"N4582*VLOOKUP($B4582,$AR$36:$AZ$47,MATCH(AK$2,$AS$2:$BA$2,0)+1,FALSE)","v":8.214598297250128E-2},{"$f":"O4582*VLOOKUP($B4582,$AR$36:$AZ$47,MATCH(AL$2,$AS$2:$BA$2,0)+1,FALSE)","v":7.163348750388325E-2},{"$f":"P4582*VLOOKUP($B4582,$AR$36:$AZ$47,MATCH(AM$2,$AS$2:$BA$2,0)+1,FALSE)","v":3.3234876916931668E-6},{"$f":"Q4582*VLOOKUP($B4582,$AR$36:$AZ$47,MATCH(AN$2,$AS$2:$BA$2,0)+1,FALSE)","v":1.4796830227952694E-3},{"$f":"R4582*VLOOKUP($B4582,$AR$36:$BA$47,MATCH(AO$2,$AS$2:$BA$2,0)+1,FALSE)","v":2.7712000000000011E-4},0.86619112634157491]
[2006,7,11,5,null,2013,7,11,5,0.15804323452520067,0.3123651592141154,6.8915562199999766E-3,8.6956194819704583E-2,9.6805099999999991E-2,7.0567000000000005E-2,1.5652882151999948E-5,2.1888436088539774E-3,0,0.73383274127002662,null,null,0.14963770371059884,7.6193382782600128E-2,0.27650415778726012,7.6307950719237919E-2,6.5051252603436624E-2,3.8541948199947995E-3,7.8339352732767511E-6,1.5999074112373055E-3,0,0.64915638376963891,null,{"$f":"J4591*VLOOKUP($B4591,$AR$36:$AZ$47,MATCH(AG$2,$AS$2:$BA$2,0)+1,FALSE)","v":0.17372801196834928},{"$f":"K4591*VLOOKUP($B4591,$AR$36:$AZ$47,MATCH(AH$2,$AS$2:$BA$2,0)+1,FALSE)","v":0.27937697689974478},{"$f":"L4591*VLOOKUP($B4591,$AR$36:$AZ$47,MATCH(AI$2,$AS$2:$BA$2,0)+1,FALSE)","v":2.2009866439001054E-3},{"$f":"M4591*VLOOKUP($B4591,$AR$36:$AZ$47,MATCH(AJ$2,$AS$2:$BA$2,0)+1,FALSE)","v":7.6464635651358415E-2},{"$f":"N4591*VLOOKUP($B4591,$AR$36:$AZ$47,MATCH(AK$2,$AS$2:$BA$2,0)+1,FALSE)","v":7.7286979802463962E-2},{"$f":"O4591*VLOOKUP($B4591,$AR$36:$AZ$47,MATCH(AL$2,$AS$2:$BA$2,0)+1,FALSE)","v":6.3361247338763221E-2},{"$f":"P4591*VLOOKUP($B4591,$AR$36:$AZ$47,MATCH(AM$2,$AS$2:$BA$2,0)+1,FALSE)","v":7.8339352732767511E-6},{"$f":"Q4591*VLOOKUP($B4591,$AR$36:$AZ$47,MATCH(AN$2,$AS$2:$BA$2,0)+1,FALSE)","v":1.6113047550955655E-3},{"$f":"R4591*VLOOKUP($B4591,$AR$36:$BA$47,MATCH(AO$2,$AS$2:$BA$2,0)+1,FALSE)","v":0},0.6740379769949485]
[2006,7,11,10,null,2013,7,11,10,0.23747926073946554,0.48114272022761573,0,0.11747677011806452,0.1315838,9.1208999999999998E-2,0,1.8782982913506678E-3,5.0144000000000002E-4,1.0612712893764968,null,null,0.22484892417383326,0.1029363409039248,0.42590525449995958,0.10372273904835655,8.4079806406774413E-2,0,0,1.3729182590709148E-3,5.0144000000000002E-4,0.94336742329191958,null,{"$f":"J4596*VLOOKUP($B4596,$AR$36:$AZ$47,MATCH(AG$2,$AS$2:$BA$2,0)+1,FALSE)","v":0.26104755433489968},{"$f":"K4596*VLOOKUP($B4596,$AR$36:$AZ$47,MATCH(AH$2,$AS$2:$BA$2,0)+1,FALSE)","v":0.43033031908136277},{"$f":"L4596*VLOOKUP($B4596,$AR$36:$AZ$47,MATCH(AI$2,$AS$2:$BA$2,0)+1,FALSE)","v":0},{"$f":"M4596*VLOOKUP($B4596,$AR$36:$AZ$47,MATCH(AJ$2,$AS$2:$BA$2,0)+1,FALSE)","v":0.10330280025708594},{"$f":"N4596*VLOOKUP($B4596,$AR$36:$AZ$47,MATCH(AK$2,$AS$2:$BA$2,0)+1,FALSE)","v":0.10505349917443874},{"$f":"O4596*VLOOKUP($B4596,$AR$36:$AZ$47,MATCH(AL$2,$AS$2:$BA$2,0)+1,FALSE)","v":8.1895447001023913E-2},{"$f":"P4596*VLOOKUP($B4596,$AR$36:$AZ$47,MATCH(AM$2,$AS$2:$BA$2,0)+1,FALSE)","v":0},{"$f":"Q4596*VLOOKUP($B4596,$AR$36:$AZ$47,MATCH(AN$2,$AS$2:$BA$2,0)+1,FALSE)","v":1.3826985884687352E-3},{"$f":"R4596*VLOOKUP($B4596,$AR$36:$BA$47,MATCH(AO$2,$AS$2:$BA$2,0)+1,FALSE)","v":5.0144000000000002E-4},0.98351375843727973]
[2006,7,11,14,null,2013,7,11,14,0.26229496118881629,0.4980574560060087,0,0.1188943123987824,0.13345569999999995,9.1669E-2,0,1.8782982913506678E-3,6.2816000000000033E-4,1.1068778878849581,null,null,0.24834480137709822,0.10417843000211038,0.44087809840600051,0.10519828995374622,8.4503851303079774E-2,0,0,1.3729182590709148E-3,6.2816000000000033E-4,0.98510454930110614,null,{"$f":"J4600*VLOOKUP($B4600,$AR$36:$AZ$47,MATCH(AG$2,$AS$2:$BA$2,0)+1,FALSE)","v":0.28832605390256283},{"$f":"K4600*VLOOKUP($B4600,$AR$36:$AZ$47,MATCH(AH$2,$AS$2:$BA$2,0)+1,FALSE)","v":0.44545872763599981},{"$f":"L4600*VLOOKUP($B4600,$AR$36:$AZ$47,MATCH(AI$2,$AS$2:$BA$2,0)+1,FALSE)","v":0},{"$f":"M4600*VLOOKUP($B4600,$AR$36:$AZ$47,MATCH(AJ$2,$AS$2:$BA$2,0)+1,FALSE)","v":0.10454931126461367},{"$f":"N4600*VLOOKUP($B4600,$AR$36:$AZ$47,MATCH(AK$2,$AS$2:$BA$2,0)+1,FALSE)","v":0.10654798136073088},{"$f":"O4600*VLOOKUP($B4600,$AR$36:$AZ$47,MATCH(AL$2,$AS$2:$BA$2,0)+1,FALSE)","v":8.2308475382219526E-2},{"$f":"P4600*VLOOKUP($B4600,$AR$36:$AZ$47,MATCH(AM$2,$AS$2:$BA$2,0)+1,FALSE)","v":0},{"$f":"Q4600*VLOOKUP($B4600,$AR$36:$AZ$47,MATCH(AN$2,$AS$2:$BA$2,0)+1,FALSE)","v":1.3826985884687352E-3},{"$f":"R4600*VLOOKUP($B4600,$AR$36:$BA$47,MATCH(AO$2,$AS$2:$BA$2,0)+1,FALSE)","v":6.2816000000000033E-4},1.0292014081345955]
[2006,7,11,24,null,2013,7,11,24,0.24277808406756837,0.2882393791234974,1.2530102218181778E-2,7.5143427691250028E-2,8.2399399999999998E-2,6.7710999999999993E-2,2.8459785730909E-5,2.4429261413566866E-3,7.3600000000000136E-5,0.77134637902758518,null,null,0.22986592953674886,6.5842714961794113E-2,0.25514813164881256,6.4952459679239766E-2,6.2418486899418937E-2,7.0076269454450914E-3,1.4243518678685003E-5,1.7856258084643533E-3,7.3600000000000136E-5,0.68710881899860243,null,{"$f":"J4610*VLOOKUP($B4610,$AR$36:$AZ$47,MATCH(AG$2,$AS$2:$BA$2,0)+1,FALSE)","v":0.26687225189521208},{"$f":"K4610*VLOOKUP($B4610,$AR$36:$AZ$47,MATCH(AH$2,$AS$2:$BA$2,0)+1,FALSE)","v":0.25779906621334603},{"$f":"L4610*VLOOKUP($B4610,$AR$36:$AZ$47,MATCH(AI$2,$AS$2:$BA$2,0)+1,FALSE)","v":4.0017938980001916E-3},{"$f":"M4610*VLOOKUP($B4610,$AR$36:$AZ$47,MATCH(AJ$2,$AS$2:$BA$2,0)+1,FALSE)","v":6.6077118851842948E-2},{"$f":"N4610*VLOOKUP($B4610,$AR$36:$AZ$47,MATCH(AK$2,$AS$2:$BA$2,0)+1,FALSE)","v":6.5785798098810397E-2},{"$f":"O4610*VLOOKUP($B4610,$AR$36:$AZ$47,MATCH(AL$2,$AS$2:$BA$2,0)+1,FALSE)","v":6.079687982420956E-2},{"$f":"P4610*VLOOKUP($B4610,$AR$36:$AZ$47,MATCH(AM$2,$AS$2:$BA$2,0)+1,FALSE)","v":1.4243518678685003E-5},{"$f":"Q4610*VLOOKUP($B4610,$AR$36:$AZ$47,MATCH(AN$2,$AS$2:$BA$2,0)+1,FALSE)","v":1.798346164153882E-3},{"$f":"R4610*VLOOKUP($B4610,$AR$36:$BA$47,MATCH(AO$2,$AS$2:$BA$2,0)+1,FALSE)","v":7.3600000000000136E-5},0.7232190984642537]
[2006,7,12,7,null,2013,7,12,7,0.21797858966794809,0.40374611143139089,0,9.3735306960893452E-2,0.10946750000000001,7.8649999999999998E-2,0,1.8782982913506678E-3,7.6480000000000244E-5,0.90553228635158323,null,null,0.20638539646431728,8.2133425207073021E-2,0.35739414338682512,8.628926157153062E-2,7.2502458900906785E-2,0,0,1.3729182590709148E-3,7.6480000000000244E-5,0.80615408378972375,null,{"$f":"J4617*VLOOKUP($B4617,$AR$36:$AZ$47,MATCH(AG$2,$AS$2:$BA$2,0)+1,FALSE)","v":0.23961156672378034},{"$f":"K4617*VLOOKUP($B4617,$AR$36:$AZ$47,MATCH(AH$2,$AS$2:$BA$2,0)+1,FALSE)","v":0.36110739216408838},{"$f":"L4617*VLOOKUP($B4617,$AR$36:$AZ$47,MATCH(AI$2,$AS$2:$BA$2,0)+1,FALSE)","v":0},{"$f":"M4617*VLOOKUP($B4617,$AR$36:$AZ$47,MATCH(AJ$2,$AS$2:$BA$2,0)+1,FALSE)","v":8.2425824971917833E-2},{"$f":"N4617*VLOOKUP($B4617,$AR$36:$AZ$47,MATCH(AK$2,$AS$2:$BA$2,0)+1,FALSE)","v":8.7396350621260929E-2},{"$f":"O4617*VLOOKUP($B4617,$AR$36:$AZ$47,MATCH(AL$2,$AS$2:$BA$2,0)+1,FALSE)","v":7.061887430659837E-2},{"$f":"P4617*VLOOKUP($B4617,$AR$36:$AZ$47,MATCH(AM$2,$AS$2:$BA$2,0)+1,FALSE)","v":0},{"$f":"Q4617*VLOOKUP($B4617,$AR$36:$AZ$47,MATCH(AN$2,$AS$2:$BA$2,0)+1,FALSE)","v":1.3826985884687352E-3},{"$f":"R4617*VLOOKUP($B4617,$AR$36:$BA$47,MATCH(AO$2,$AS$2:$BA$2,0)+1,FALSE)","v":7.6480000000000244E-5},0.84261918737611474]
[2006,7,12,14,null,2013,7,12,14,0.31112569211059588,0.50941149758688808,0,0.12954525461197031,0.13044170000000002,9.1132000000000005E-2,0,1.8782982913506678E-3,3.0848000000000003E-4,1.1738429226008051,null,null,0.29457846944645244,0.1135110752348901,0.4509286421756743,0.10282246302450615,8.4008824978479821E-2,0,0,1.3729182590709148E-3,3.0848000000000003E-4,1.0475308731190736,null,{"$f":"J4624*VLOOKUP($B4624,$AR$36:$AZ$47,MATCH(AG$2,$AS$2:$BA$2,0)+1,FALSE)","v":0.34200292170071889},{"$f":"K4624*VLOOKUP($B4624,$AR$36:$AZ$47,MATCH(AH$2,$AS$2:$BA$2,0)+1,FALSE)","v":0.45561369440771243},{"$f":"L4624*VLOOKUP($B4624,$AR$36:$AZ$47,MATCH(AI$2,$AS$2:$BA$2,0)+1,FALSE)","v":0},{"$f":"M4624*VLOOKUP($B4624,$AR$36:$AZ$47,MATCH(AJ$2,$AS$2:$BA$2,0)+1,FALSE)","v":0.11391518125655282},{"$f":"N4624*VLOOKUP($B4624,$AR$36:$AZ$47,MATCH(AK$2,$AS$2:$BA$2,0)+1,FALSE)","v":0.10414167263190748},{"$f":"O4624*VLOOKUP($B4624,$AR$36:$AZ$47,MATCH(AL$2,$AS$2:$BA$2,0)+1,FALSE)","v":8.1826309641562914E-2},{"$f":"P4624*VLOOKUP($B4624,$AR$36:$AZ$47,MATCH(AM$2,$AS$2:$BA$2,0)+1,FALSE)","v":0},{"$f":"Q4624*VLOOKUP($B4624,$AR$36:$AZ$47,MATCH(AN$2,$AS$2:$BA$2,0)+1,FALSE)","v":1.3826985884687352E-3},{"$f":"R4624*VLOOKUP($B4624,$AR$36:$BA$47,MATCH(AO$2,$AS$2:$BA$2,0)+1,FALSE)","v":3.0848000000000003E-4},1.0991909582269235]
[2006,7,12,24,null,2013,7,12,24,0.25680742811271123,0.29340538916917352,1.2530102218181778E-2,8.1312267918236592E-2,8.2322400000000004E-2,6.6572999999999993E-2,2.8459785730909E-5,2.4429261413566866E-3,0,0.79542197334539078,null,null,0.24314912279578327,7.1248020537941298E-2,0.25972105924545619,6.4891763370828526E-2,6.1369436699428702E-2,7.0076269454450914E-3,1.4243518678685003E-5,1.7856258084643533E-3,0,0.70918689892202613,null,{"$f":"J4634*VLOOKUP($B4634,$AR$36:$AZ$47,MATCH(AG$2,$AS$2:$BA$2,0)+1,FALSE)","v":0.28229391836201695},{"$f":"K4634*VLOOKUP($B4634,$AR$36:$AZ$47,MATCH(AH$2,$AS$2:$BA$2,0)+1,FALSE)","v":0.26241950555051741},{"$f":"L4634*VLOOKUP($B4634,$AR$36:$AZ$47,MATCH(AI$2,$AS$2:$BA$2,0)+1,FALSE)","v":4.0017938980001916E-3},{"$f":"M4634*VLOOKUP($B4634,$AR$36:$AZ$47,MATCH(AJ$2,$AS$2:$BA$2,0)+1,FALSE)","v":7.1501667629833884E-2},{"$f":"N4634*VLOOKUP($B4634,$AR$36:$AZ$47,MATCH(AK$2,$AS$2:$BA$2,0)+1,FALSE)","v":6.572432305829301E-2},{"$f":"O4634*VLOOKUP($B4634,$AR$36:$AZ$47,MATCH(AL$2,$AS$2:$BA$2,0)+1,FALSE)","v":5.9775083524643009E-2},{"$f":"P4634*VLOOKUP($B4634,$AR$36:$AZ$47,MATCH(AM$2,$AS$2:$BA$2,0)+1,FALSE)","v":1.4243518678685003E-5},{"$f":"Q4634*VLOOKUP($B4634,$AR$36:$AZ$47,MATCH(AN$2,$AS$2:$BA$2,0)+1,FALSE)","v":1.798346164153882E-3},{"$f":"R4634*VLOOKUP($B4634,$AR$36:$BA$47,MATCH(AO$2,$AS$2:$BA$2,0)+1,FALSE)","v":0},0.74752888170613707]
[2006,7,13,7,null,2013,7,13,7,0.20252221517465774,0.33995809258470322,0,8.8520257304191247E-2,8.4027300000000013E-2,6.7832000000000003E-2,0,1.8782982913506678E-3,1.7312000000000035E-4,0.7849112833549029,null,null,0.19175106938403821,7.7563856868126599E-2,0.30092929156885634,6.6235674230702951E-2,6.2530029143881879E-2,0,0,1.3729182590709148E-3,1.7312000000000035E-4,0.70055595945467697,null,{"$f":"J4641*VLOOKUP($B4641,$AR$36:$AZ$47,MATCH(AG$2,$AS$2:$BA$2,0)+1,FALSE)","v":0.22262124618886703},{"$f":"K4641*VLOOKUP($B4641,$AR$36:$AZ$47,MATCH(AH$2,$AS$2:$BA$2,0)+1,FALSE)","v":0.30405588260185856},{"$f":"L4641*VLOOKUP($B4641,$AR$36:$AZ$47,MATCH(AI$2,$AS$2:$BA$2,0)+1,FALSE)","v":0},{"$f":"M4641*VLOOKUP($B4641,$AR$36:$AZ$47,MATCH(AJ$2,$AS$2:$BA$2,0)+1,FALSE)","v":7.7839988704239818E-2},{"$f":"N4641*VLOOKUP($B4641,$AR$36:$AZ$47,MATCH(AK$2,$AS$2:$BA$2,0)+1,FALSE)","v":6.7085476260605917E-2},{"$f":"O4641*VLOOKUP($B4641,$AR$36:$AZ$47,MATCH(AL$2,$AS$2:$BA$2,0)+1,FALSE)","v":6.0905524246219714E-2},{"$f":"P4641*VLOOKUP($B4641,$AR$36:$AZ$47,MATCH(AM$2,$AS$2:$BA$2,0)+1,FALSE)","v":0},{"$f":"Q4641*VLOOKUP($B4641,$AR$36:$AZ$47,MATCH(AN$2,$AS$2:$BA$2,0)+1,FALSE)","v":1.3826985884687352E-3},{"$f":"R4641*VLOOKUP($B4641,$AR$36:$BA$47,MATCH(AO$2,$AS$2:$BA$2,0)+1,FALSE)","v":1.7312000000000035E-4},0.73406393659025981]
[2006,7,13,17,null,2013,7,13,17,0.38295859555593637,0.41914539540662388,0,0.13013162147322752,9.7798799999999991E-2,7.8492999999999993E-2,0,1.8782982913506678E-3,3.4911999999999964E-4,1.1107548307271387,null,null,0.36259093929192349,0.11402486582569776,0.37102551654256161,7.7091248403241219E-2,7.2357730534124295E-2,0,0,1.3729182590709148E-3,3.4911999999999964E-4,0.99881233885661924,null,{"$f":"J4651*VLOOKUP($B4651,$AR$36:$AZ$47,MATCH(AG$2,$AS$2:$BA$2,0)+1,FALSE)","v":0.42096478012486738},{"$f":"K4651*VLOOKUP($B4651,$AR$36:$AZ$47,MATCH(AH$2,$AS$2:$BA$2,0)+1,FALSE)","v":0.37488039237398779},{"$f":"L4651*VLOOKUP($B4651,$AR$36:$AZ$47,MATCH(AI$2,$AS$2:$BA$2,0)+1,FALSE)","v":0},{"$f":"M4651*VLOOKUP($B4651,$AR$36:$AZ$47,MATCH(AJ$2,$AS$2:$BA$2,0)+1,FALSE)","v":0.11443080097170971},{"$f":"N4651*VLOOKUP($B4651,$AR$36:$AZ$47,MATCH(AK$2,$AS$2:$BA$2,0)+1,FALSE)","v":7.8080327175998096E-2},{"$f":"O4651*VLOOKUP($B4651,$AR$36:$AZ$47,MATCH(AL$2,$AS$2:$BA$2,0)+1,FALSE)","v":7.0477905924320725E-2},{"$f":"P4651*VLOOKUP($B4651,$AR$36:$AZ$47,MATCH(AM$2,$AS$2:$BA$2,0)+1,FALSE)","v":0},{"$f":"Q4651*VLOOKUP($B4651,$AR$36:$AZ$47,MATCH(AN$2,$AS$2:$BA$2,0)+1,FALSE)","v":1.3826985884687352E-3},{"$f":"R4651*VLOOKUP($B4651,$AR$36:$BA$47,MATCH(AO$2,$AS$2:$BA$2,0)+1,FALSE)","v":3.4911999999999964E-4},1.0605660251593525]
[2006,7,13,21,null,2013,7,13,21,0.3889951740225982,0.34951137143594013,1.2530102218181778E-2,0.10044543393996248,9.1597200000000017E-2,7.5412999999999994E-2,2.8459785730909E-5,2.4429261413566866E-3,3.2416000000000009E-4,1.0212878275437702,null,null,0.36830646227988212,8.8013020956359461E-2,0.30938580870896876,7.2202751958524727E-2,6.9518473402340533E-2,7.0076269454450914E-3,1.4243518678685003E-5,1.7856258084643533E-3,3.2416000000000009E-4,0.91655817357866376,null,{"$f":"J4655*VLOOKUP($B4655,$AR$36:$AZ$47,MATCH(AG$2,$AS$2:$BA$2,0)+1,FALSE)","v":0.42760045028977328},{"$f":"K4655*VLOOKUP($B4655,$AR$36:$AZ$47,MATCH(AH$2,$AS$2:$BA$2,0)+1,FALSE)","v":0.31260026114796058},{"$f":"L4655*VLOOKUP($B4655,$AR$36:$AZ$47,MATCH(AI$2,$AS$2:$BA$2,0)+1,FALSE)","v":4.0017938980001916E-3},{"$f":"M4655*VLOOKUP($B4655,$AR$36:$AZ$47,MATCH(AJ$2,$AS$2:$BA$2,0)+1,FALSE)","v":8.8326352423615792E-2},{"$f":"N4655*VLOOKUP($B4655,$AR$36:$AZ$47,MATCH(AK$2,$AS$2:$BA$2,0)+1,FALSE)","v":7.3129111445184747E-2},{"$f":"O4655*VLOOKUP($B4655,$AR$36:$AZ$47,MATCH(AL$2,$AS$2:$BA$2,0)+1,FALSE)","v":6.7712411545880508E-2},{"$f":"P4655*VLOOKUP($B4655,$AR$36:$AZ$47,MATCH(AM$2,$AS$2:$BA$2,0)+1,FALSE)","v":1.4243518678685003E-5},{"$f":"Q4655*VLOOKUP($B4655,$AR$36:$AZ$47,MATCH(AN$2,$AS$2:$BA$2,0)+1,FALSE)","v":1.798346164153882E-3},{"$f":"R4655*VLOOKUP($B4655,$AR$36:$BA$47,MATCH(AO$2,$AS$2:$BA$2,0)+1,FALSE)","v":3.2416000000000009E-4},0.97550713043324755]
[2006,7,14,2,null,2013,7,14,2,0.21292703758417805,0.27964621709022441,1.2530102218181778E-2,7.9072573805444774E-2,8.6029700000000014E-2,7.0623000000000005E-2,2.8459785730909E-5,2.4429261413566866E-3,2.3392000000000006E-4,0.74353393662511658,null,null,0.20160251122243553,6.9285539645053684E-2,0.24754150536335379,6.781409355489354E-2,6.5102875460378143E-2,7.0076269454450914E-3,1.4243518678685003E-5,1.7856258084643533E-3,2.3392000000000006E-4,0.66038794151870284,null,{"$f":"J4660*VLOOKUP($B4660,$AR$36:$AZ$47,MATCH(AG$2,$AS$2:$BA$2,0)+1,FALSE)","v":0.23405868049296857},{"$f":"K4660*VLOOKUP($B4660,$AR$36:$AZ$47,MATCH(AH$2,$AS$2:$BA$2,0)+1,FALSE)","v":0.25011340870626197},{"$f":"L4660*VLOOKUP($B4660,$AR$36:$AZ$47,MATCH(AI$2,$AS$2:$BA$2,0)+1,FALSE)","v":4.0017938980001916E-3},{"$f":"M4660*VLOOKUP($B4660,$AR$36:$AZ$47,MATCH(AJ$2,$AS$2:$BA$2,0)+1,FALSE)","v":6.9532200190967633E-2},{"$f":"N4660*VLOOKUP($B4660,$AR$36:$AZ$47,MATCH(AK$2,$AS$2:$BA$2,0)+1,FALSE)","v":6.8684146664917817E-2},{"$f":"O4660*VLOOKUP($B4660,$AR$36:$AZ$47,MATCH(AL$2,$AS$2:$BA$2,0)+1,FALSE)","v":6.3411529054734864E-2},{"$f":"P4660*VLOOKUP($B4660,$AR$36:$AZ$47,MATCH(AM$2,$AS$2:$BA$2,0)+1,FALSE)","v":1.4243518678685003E-5},{"$f":"Q4660*VLOOKUP($B4660,$AR$36:$AZ$47,MATCH(AN$2,$AS$2:$BA$2,0)+1,FALSE)","v":1.798346164153882E-3},{"$f":"R4660*VLOOKUP($B4660,$AR$36:$BA$47,MATCH(AO$2,$AS$2:$BA$2,0)+1,FALSE)","v":2.3392000000000006E-4},0.69184826869068372]
[2006,7,14,11,null,2013,7,14,11,0.33881618285739534,0.40358575616039277,0,0.10149044126422252,0.10432529999999997,8.0709000000000003E-2,0,1.8782982913506678E-3,8.3167999999999979E-4,1.0316366585733612,null,null,0.32079624119997824,8.8928684794146479E-2,0.35725219766129784,8.2235851738903326E-2,7.4400520730238867E-2,0,0,1.3729182590709148E-3,8.3167999999999979E-4,0.92581809438363571,null,{"$f":"J4669*VLOOKUP($B4669,$AR$36:$AZ$47,MATCH(AG$2,$AS$2:$BA$2,0)+1,FALSE)","v":0.37244151606587261},{"$f":"K4669*VLOOKUP($B4669,$AR$36:$AZ$47,MATCH(AH$2,$AS$2:$BA$2,0)+1,FALSE)","v":0.36096397165280564},{"$f":"L4669*VLOOKUP($B4669,$AR$36:$AZ$47,MATCH(AI$2,$AS$2:$BA$2,0)+1,FALSE)","v":0},{"$f":"M4669*VLOOKUP($B4669,$AR$36:$AZ$47,MATCH(AJ$2,$AS$2:$BA$2,0)+1,FALSE)","v":8.9245276077855984E-2},{"$f":"N4669*VLOOKUP($B4669,$AR$36:$AZ$47,MATCH(AK$2,$AS$2:$BA$2,0)+1,FALSE)","v":8.3290935642708827E-2},{"$f":"O4669*VLOOKUP($B4669,$AR$36:$AZ$47,MATCH(AL$2,$AS$2:$BA$2,0)+1,FALSE)","v":7.2467625256341359E-2},{"$f":"P4669*VLOOKUP($B4669,$AR$36:$AZ$47,MATCH(AM$2,$AS$2:$BA$2,0)+1,FALSE)","v":0},{"$f":"Q4669*VLOOKUP($B4669,$AR$36:$AZ$47,MATCH(AN$2,$AS$2:$BA$2,0)+1,FALSE)","v":1.3826985884687352E-3},{"$f":"R4669*VLOOKUP($B4669,$AR$36:$BA$47,MATCH(AO$2,$AS$2:$BA$2,0)+1,FALSE)","v":8.3167999999999979E-4},0.98062370328405302]
[2006,7,14,19,null,2013,7,14,19,0.44921893937231111,0.35784071348448926,0,9.5528812960459453E-2,9.9163499999999974E-2,7.9713999999999993E-2,0,1.8782982913506678E-3,4.1536000000000014E-4,1.0837596241086107,null,null,0.42532722614117863,8.3704943940512991E-2,0.31675890279491126,7.8166991936862301E-2,7.3483293182795728E-2,0,0,1.3729182590709148E-3,4.1536000000000014E-4,0.97922963625533177,null,{"$f":"J4677*VLOOKUP($B4677,$AR$36:$AZ$47,MATCH(AG$2,$AS$2:$BA$2,0)+1,FALSE)","v":0.49380103811554121},{"$f":"K4677*VLOOKUP($B4677,$AR$36:$AZ$47,MATCH(AH$2,$AS$2:$BA$2,0)+1,FALSE)","v":0.32004996010587955},{"$f":"L4677*VLOOKUP($B4677,$AR$36:$AZ$47,MATCH(AI$2,$AS$2:$BA$2,0)+1,FALSE)","v":0},{"$f":"M4677*VLOOKUP($B4677,$AR$36:$AZ$47,MATCH(AJ$2,$AS$2:$BA$2,0)+1,FALSE)","v":8.4002938403337932E-2},{"$f":"N4677*VLOOKUP($B4677,$AR$36:$AZ$47,MATCH(AK$2,$AS$2:$BA$2,0)+1,FALSE)","v":7.9169872472025074E-2},{"$f":"O4677*VLOOKUP($B4677,$AR$36:$AZ$47,MATCH(AL$2,$AS$2:$BA$2,0)+1,FALSE)","v":7.1574226910059532E-2},{"$f":"P4677*VLOOKUP($B4677,$AR$36:$AZ$47,MATCH(AM$2,$AS$2:$BA$2,0)+1,FALSE)","v":0},{"$f":"Q4677*VLOOKUP($B4677,$AR$36:$AZ$47,MATCH(AN$2,$AS$2:$BA$2,0)+1,FALSE)","v":1.3826985884687352E-3},{"$f":"R4677*VLOOKUP($B4677,$AR$36:$BA$47,MATCH(AO$2,$AS$2:$BA$2,0)+1,FALSE)","v":4.1536000000000014E-4},1.0503960945953124]
[2006,7,15,1,null,2013,7,15,1,0.26146444215844539,0.27726749405730067,1.2530102218181778E-2,6.2319005527623997E-2,9.4130099999999953E-2,7.4259000000000006E-2,2.8459785730909E-5,2.4429261413566866E-3,1.8592000000000052E-4,0.78462744988863942,null,null,0.24755845350864303,5.4605607485957372E-2,0.24543587101385553,7.4199345199756364E-2,6.8454673814652742E-2,7.0076269454450914E-3,1.4243518678685003E-5,1.7856258084643533E-3,1.8592000000000052E-4,0.69924736729545311,null,{"$f":"J4683*VLOOKUP($B4683,$AR$36:$AZ$47,MATCH(AG$2,$AS$2:$BA$2,0)+1,FALSE)","v":0.28741311118482055},{"$f":"K4683*VLOOKUP($B4683,$AR$36:$AZ$47,MATCH(AH$2,$AS$2:$BA$2,0)+1,FALSE)","v":0.24798589726583115},{"$f":"L4683*VLOOKUP($B4683,$AR$36:$AZ$47,MATCH(AI$2,$AS$2:$BA$2,0)+1,FALSE)","v":4.0017938980001916E-3},{"$f":"M4683*VLOOKUP($B4683,$AR$36:$AZ$47,MATCH(AJ$2,$AS$2:$BA$2,0)+1,FALSE)","v":5.4800006620631801E-2},{"$f":"N4683*VLOOKUP($B4683,$AR$36:$AZ$47,MATCH(AK$2,$AS$2:$BA$2,0)+1,FALSE)","v":7.5151320927346915E-2},{"$f":"O4683*VLOOKUP($B4683,$AR$36:$AZ$47,MATCH(AL$2,$AS$2:$BA$2,0)+1,FALSE)","v":6.6676249041750651E-2},{"$f":"P4683*VLOOKUP($B4683,$AR$36:$AZ$47,MATCH(AM$2,$AS$2:$BA$2,0)+1,FALSE)","v":1.4243518678685003E-5},{"$f":"Q4683*VLOOKUP($B4683,$AR$36:$AZ$47,MATCH(AN$2,$AS$2:$BA$2,0)+1,FALSE)","v":1.798346164153882E-3},{"$f":"R4683*VLOOKUP($B4683,$AR$36:$BA$47,MATCH(AO$2,$AS$2:$BA$2,0)+1,FALSE)","v":1.8592000000000052E-4},0.73802688862121368]
[2006,7,15,12,null,2013,7,15,12,0.32736164303062415,0.51217322148388744,0,0.13506426504466251,0.15128019999999998,0.100997,0,1.8782982913506678E-3,8.7839999999999967E-4,1.2296330278505248,null,null,0.30995091117437479,0.11834698227234927,0.45337330707396828,0.11924869708720363,9.3102744330767748E-2,0,0,1.3729182590709148E-3,8.7839999999999967E-4,1.0962739601977345,null,{"$f":"J4694*VLOOKUP($B4694,$AR$36:$AZ$47,MATCH(AG$2,$AS$2:$BA$2,0)+1,FALSE)","v":0.35985018662304263},{"$f":"K4694*VLOOKUP($B4694,$AR$36:$AZ$47,MATCH(AH$2,$AS$2:$BA$2,0)+1,FALSE)","v":0.45808375885189262},{"$f":"L4694*VLOOKUP($B4694,$AR$36:$AZ$47,MATCH(AI$2,$AS$2:$BA$2,0)+1,FALSE)","v":0},{"$f":"M4694*VLOOKUP($B4694,$AR$36:$AZ$47,MATCH(AJ$2,$AS$2:$BA$2,0)+1,FALSE)","v":0.11876830440398184},{"$f":"N4694*VLOOKUP($B4694,$AR$36:$AZ$47,MATCH(AK$2,$AS$2:$BA$2,0)+1,FALSE)","v":0.12077865486335647},{"$f":"O4694*VLOOKUP($B4694,$AR$36:$AZ$47,MATCH(AL$2,$AS$2:$BA$2,0)+1,FALSE)","v":9.0683972642638472E-2},{"$f":"P4694*VLOOKUP($B4694,$AR$36:$AZ$47,MATCH(AM$2,$AS$2:$BA$2,0)+1,FALSE)","v":0},{"$f":"Q4694*VLOOKUP($B4694,$AR$36:$AZ$47,MATCH(AN$2,$AS$2:$BA$2,0)+1,FALSE)","v":1.3826985884687352E-3},{"$f":"R4694*VLOOKUP($B4694,$AR$36:$BA$47,MATCH(AO$2,$AS$2:$BA$2,0)+1,FALSE)","v":8.7839999999999967E-4},1.1504259759733808]
[2006,7,15,18,null,2013,7,15,18,0.45437875754611767,0.44973626005263911,0,0.11834880321786032,0.1231836,8.5572999999999996E-2,0,1.8782982913506678E-3,6.0736000000000015E-4,1.2337060791079677,null,null,0.43021261934014854,0.10370044002198765,0.39810440487380633,9.7101165932562628E-2,7.8884334590302557E-2,0,0,1.3729182590709148E-3,6.0736000000000015E-4,1.1099832430178787,null,{"$f":"J4700*VLOOKUP($B4700,$AR$36:$AZ$47,MATCH(AG$2,$AS$2:$BA$2,0)+1,FALSE)","v":0.49947293515147945},{"$f":"K4700*VLOOKUP($B4700,$AR$36:$AZ$47,MATCH(AH$2,$AS$2:$BA$2,0)+1,FALSE)","v":0.4022406245684329},{"$f":"L4700*VLOOKUP($B4700,$AR$36:$AZ$47,MATCH(AI$2,$AS$2:$BA$2,0)+1,FALSE)","v":0},{"$f":"M4700*VLOOKUP($B4700,$AR$36:$AZ$47,MATCH(AJ$2,$AS$2:$BA$2,0)+1,FALSE)","v":0.10406961961239539},{"$f":"N4700*VLOOKUP($B4700,$AR$36:$AZ$47,MATCH(AK$2,$AS$2:$BA$2,0)+1,FALSE)","v":9.8346971442566572E-2},{"$f":"O4700*VLOOKUP($B4700,$AR$36:$AZ$47,MATCH(AL$2,$AS$2:$BA$2,0)+1,FALSE)","v":7.6834951443592397E-2},{"$f":"P4700*VLOOKUP($B4700,$AR$36:$AZ$47,MATCH(AM$2,$AS$2:$BA$2,0)+1,FALSE)","v":0},{"$f":"Q4700*VLOOKUP($B4700,$AR$36:$AZ$47,MATCH(AN$2,$AS$2:$BA$2,0)+1,FALSE)","v":1.3826985884687352E-3},{"$f":"R4700*VLOOKUP($B4700,$AR$36:$BA$47,MATCH(AO$2,$AS$2:$BA$2,0)+1,FALSE)","v":6.0736000000000015E-4},1.1829551608069357]
[2006,7,16,5,null,2013,7,16,5,0.1707244582589976,0.32132020021886959,7.5180613309090661E-3,8.2971226162410552E-2,0.10590969999999997,7.4880000000000002E-2,1.7075871438545397E-5,2.2170750013542784E-3,1.6768000000000029E-4,0.76572547684397951,null,null,0.16164447644887217,7.2701644868913673E-2,0.28443111762234419,8.3484776817432868E-2,6.9027134424664988E-2,4.2045761672670542E-3,8.5461112072110009E-6,1.6205427887069773E-3,1.6768000000000029E-4,0.67729049524940921,null,{"$f":"J4711*VLOOKUP($B4711,$AR$36:$AZ$47,MATCH(AG$2,$AS$2:$BA$2,0)+1,FALSE)","v":0.18766776582884812},{"$f":"K4711*VLOOKUP($B4711,$AR$36:$AZ$47,MATCH(AH$2,$AS$2:$BA$2,0)+1,FALSE)","v":0.2873862961535818},{"$f":"L4711*VLOOKUP($B4711,$AR$36:$AZ$47,MATCH(AI$2,$AS$2:$BA$2,0)+1,FALSE)","v":2.401076338800115E-3},{"$f":"M4711*VLOOKUP($B4711,$AR$36:$AZ$47,MATCH(AJ$2,$AS$2:$BA$2,0)+1,FALSE)","v":7.2960466947865149E-2},{"$f":"N4711*VLOOKUP($B4711,$AR$36:$AZ$47,MATCH(AK$2,$AS$2:$BA$2,0)+1,FALSE)","v":8.4555884398497774E-2},{"$f":"O4711*VLOOKUP($B4711,$AR$36:$AZ$47,MATCH(AL$2,$AS$2:$BA$2,0)+1,FALSE)","v":6.7233837356364734E-2},{"$f":"P4711*VLOOKUP($B4711,$AR$36:$AZ$47,MATCH(AM$2,$AS$2:$BA$2,0)+1,FALSE)","v":8.5461112072110009E-6},{"$f":"Q4711*VLOOKUP($B4711,$AR$36:$AZ$47,MATCH(AN$2,$AS$2:$BA$2,0)+1,FALSE)","v":1.632087133879823E-3},{"$f":"R4711*VLOOKUP($B4711,$AR$36:$BA$47,MATCH(AO$2,$AS$2:$BA$2,0)+1,FALSE)","v":1.6768000000000029E-4},0.70401364026904478]
[2006,7,16,8,null,2013,7,16,8,0.24221197746234141,0.45968478388546874,0,0.11221523594838612,0.1385255,9.6998000000000001E-2,0,1.8782982913506678E-3,4.9759999999999995E-4,1.0520113955875472,null,null,0.22932993131628687,9.8326041570504646E-2,0.40691079099748234,0.10919462949119203,8.941631924310435E-2,0,0,1.3729182590709148E-3,4.9759999999999995E-4,0.93504823087764122,null,{"$f":"J4714*VLOOKUP($B4714,$AR$36:$AZ$47,MATCH(AG$2,$AS$2:$BA$2,0)+1,FALSE)","v":0.26624996284004498},{"$f":"K4714*VLOOKUP($B4714,$AR$36:$AZ$47,MATCH(AH$2,$AS$2:$BA$2,0)+1,FALSE)","v":0.41113850716207334},{"$f":"L4714*VLOOKUP($B4714,$AR$36:$AZ$47,MATCH(AI$2,$AS$2:$BA$2,0)+1,FALSE)","v":0},{"$f":"M4714*VLOOKUP($B4714,$AR$36:$AZ$47,MATCH(AJ$2,$AS$2:$BA$2,0)+1,FALSE)","v":9.8676087990227812E-2},{"$f":"N4714*VLOOKUP($B4714,$AR$36:$AZ$47,MATCH(AK$2,$AS$2:$BA$2,0)+1,FALSE)","v":0.11059559383365362},{"$f":"O4714*VLOOKUP($B4714,$AR$36:$AZ$47,MATCH(AL$2,$AS$2:$BA$2,0)+1,FALSE)","v":8.7093319389592222E-2},{"$f":"P4714*VLOOKUP($B4714,$AR$36:$AZ$47,MATCH(AM$2,$AS$2:$BA$2,0)+1,FALSE)","v":0},{"$f":"Q4714*VLOOKUP($B4714,$AR$36:$AZ$47,MATCH(AN$2,$AS$2:$BA$2,0)+1,FALSE)","v":1.3826985884687352E-3},{"$f":"R4714*VLOOKUP($B4714,$AR$36:$BA$47,MATCH(AO$2,$AS$2:$BA$2,0)+1,FALSE)","v":4.9759999999999995E-4},0.97563376980406069]
[2006,7,16,14,null,2013,7,16,14,0.31900746289024906,0.5310267566469421,0,0.13595523395126013,0.1543223,0.10318099999999999,0,1.8782982913506678E-3,5.9455999999999995E-4,1.2459656117798019,null,null,0.30204104817804972,0.11912767345931465,0.47006236700206205,0.12164667422769515,9.5116035751487138E-2,0,0,1.3729182590709148E-3,5.9455999999999995E-4,1.1099612768776794,null,{"$f":"J4720*VLOOKUP($B4720,$AR$36:$AZ$47,MATCH(AG$2,$AS$2:$BA$2,0)+1,FALSE)","v":0.35066690768185266},{"$f":"K4720*VLOOKUP($B4720,$AR$36:$AZ$47,MATCH(AH$2,$AS$2:$BA$2,0)+1,FALSE)","v":0.4749462145463087},{"$f":"L4720*VLOOKUP($B4720,$AR$36:$AZ$47,MATCH(AI$2,$AS$2:$BA$2,0)+1,FALSE)","v":0},{"$f":"M4720*VLOOKUP($B4720,$AR$36:$AZ$47,MATCH(AJ$2,$AS$2:$BA$2,0)+1,FALSE)","v":0.11955177489692294},{"$f":"N4720*VLOOKUP($B4720,$AR$36:$AZ$47,MATCH(AK$2,$AS$2:$BA$2,0)+1,FALSE)","v":0.12320739799008303},{"$f":"O4720*VLOOKUP($B4720,$AR$36:$AZ$47,MATCH(AL$2,$AS$2:$BA$2,0)+1,FALSE)","v":9.2644959565532439E-2},{"$f":"P4720*VLOOKUP($B4720,$AR$36:$AZ$47,MATCH(AM$2,$AS$2:$BA$2,0)+1,FALSE)","v":0},{"$f":"Q4720*VLOOKUP($B4720,$AR$36:$AZ$47,MATCH(AN$2,$AS$2:$BA$2,0)+1,FALSE)","v":1.3826985884687352E-3},{"$f":"R4720*VLOOKUP($B4720,$AR$36:$BA$47,MATCH(AO$2,$AS$2:$BA$2,0)+1,FALSE)","v":5.9455999999999995E-4},1.1629945132691686]
[2006,7,16,22,null,2013,7,16,22,0.35531560638197912,0.35460836695956793,1.2530102218181778E-2,9.5813611857083661E-2,0.10844010000000001,8.3338999999999996E-2,2.8459785730909E-5,2.4429261413566866E-3,3.132800000000002E-4,1.0128314533439002,null,null,0.33641814273967158,8.395449247919437E-2,0.31389764497794292,8.547939939930059E-2,7.6824951333028232E-2,7.0076269454450914E-3,1.4243518678685003E-5,1.7856258084643533E-3,3.132800000000002E-4,0.90569540720172581,null,{"$f":"J4728*VLOOKUP($B4728,$AR$36:$AZ$47,MATCH(AG$2,$AS$2:$BA$2,0)+1,FALSE)","v":0.39057840155901719},{"$f":"K4728*VLOOKUP($B4728,$AR$36:$AZ$47,MATCH(AH$2,$AS$2:$BA$2,0)+1,FALSE)","v":0.31715897443162283},{"$f":"L4728*VLOOKUP($B4728,$AR$36:$AZ$47,MATCH(AI$2,$AS$2:$BA$2,0)+1,FALSE)","v":4.0017938980001916E-3},{"$f":"M4728*VLOOKUP($B4728,$AR$36:$AZ$47,MATCH(AJ$2,$AS$2:$BA$2,0)+1,FALSE)","v":8.4253375349313223E-2},{"$f":"N4728*VLOOKUP($B4728,$AR$36:$AZ$47,MATCH(AK$2,$AS$2:$BA$2,0)+1,FALSE)","v":8.6576097937786076E-2},{"$f":"O4728*VLOOKUP($B4728,$AR$36:$AZ$47,MATCH(AL$2,$AS$2:$BA$2,0)+1,FALSE)","v":7.4829070131438025E-2},{"$f":"P4728*VLOOKUP($B4728,$AR$36:$AZ$47,MATCH(AM$2,$AS$2:$BA$2,0)+1,FALSE)","v":1.4243518678685003E-5},{"$f":"Q4728*VLOOKUP($B4728,$AR$36:$AZ$47,MATCH(AN$2,$AS$2:$BA$2,0)+1,FALSE)","v":1.798346164153882E-3},{"$f":"R4728*VLOOKUP($B4728,$AR$36:$BA$47,MATCH(AO$2,$AS$2:$BA$2,0)+1,FALSE)","v":3.132800000000002E-4},0.95952358299001006]
[2006,7,17,7,null,2013,7,17,7,0.24254300258383699,0.44267864488240238,0,0.11164548870981922,0.13656600000000002,9.3835000000000002E-2,0,1.8782982913506678E-3,2.0256000000000017E-4,1.0293489944674095,null,null,0.2296433508637919,9.7826813545089486E-2,0.39185703739036931,0.10765002668168773,8.6500549662639398E-2,0,0,1.3729182590709148E-3,2.0256000000000017E-4,0.91505325640264878,null,{"$f":"J4737*VLOOKUP($B4737,$AR$36:$AZ$47,MATCH(AG$2,$AS$2:$BA$2,0)+1,FALSE)","v":0.26661384008187555},{"$f":"K4737*VLOOKUP($B4737,$AR$36:$AZ$47,MATCH(AH$2,$AS$2:$BA$2,0)+1,FALSE)","v":0.39592834827185991},{"$f":"L4737*VLOOKUP($B4737,$AR$36:$AZ$47,MATCH(AI$2,$AS$2:$BA$2,0)+1,FALSE)","v":0},{"$f":"M4737*VLOOKUP($B4737,$AR$36:$AZ$47,MATCH(AJ$2,$AS$2:$BA$2,0)+1,FALSE)","v":9.8175082684042153E-2},{"$f":"N4737*VLOOKUP($B4737,$AR$36:$AZ$47,MATCH(AK$2,$AS$2:$BA$2,0)+1,FALSE)","v":0.10903117380905858},{"$f":"O4737*VLOOKUP($B4737,$AR$36:$AZ$47,MATCH(AL$2,$AS$2:$BA$2,0)+1,FALSE)","v":8.4253300324979755E-2},{"$f":"P4737*VLOOKUP($B4737,$AR$36:$AZ$47,MATCH(AM$2,$AS$2:$BA$2,0)+1,FALSE)","v":0},{"$f":"Q4737*VLOOKUP($B4737,$AR$36:$AZ$47,MATCH(AN$2,$AS$2:$BA$2,0)+1,FALSE)","v":1.3826985884687352E-3},{"$f":"R4737*VLOOKUP($B4737,$AR$36:$BA$47,MATCH(AO$2,$AS$2:$BA$2,0)+1,FALSE)","v":2.0256000000000017E-4},0.95558700376028471]
[2006,7,17,19,null,2013,7,17,19,0.47007099924606377,0.4492239693166501,0,0.10148260555310096,0.11632750000000001,8.6986999999999995E-2,0,1.8782982913506678E-3,3.532800000000002E-4,1.2263236524071652,null,null,0.44507026902762831,8.8921818930959878E-2,0.39765092754344966,9.1696750866350554E-2,8.0187811728076014E-2,0,0,1.3729182590709148E-3,3.532800000000002E-4,1.1052537763555355,null,{"$f":"J4749*VLOOKUP($B4749,$AR$36:$AZ$47,MATCH(AG$2,$AS$2:$BA$2,0)+1,FALSE)","v":0.51672253120061473},{"$f":"K4749*VLOOKUP($B4749,$AR$36:$AZ$47,MATCH(AH$2,$AS$2:$BA$2,0)+1,FALSE)","v":0.40178243570551864},{"$f":"L4749*VLOOKUP($B4749,$AR$36:$AZ$47,MATCH(AI$2,$AS$2:$BA$2,0)+1,FALSE)","v":0},{"$f":"M4749*VLOOKUP($B4749,$AR$36:$AZ$47,MATCH(AJ$2,$AS$2:$BA$2,0)+1,FALSE)","v":8.9238385771797601E-2},{"$f":"N4749*VLOOKUP($B4749,$AR$36:$AZ$47,MATCH(AK$2,$AS$2:$BA$2,0)+1,FALSE)","v":9.2873217867355431E-2},{"$f":"O4749*VLOOKUP($B4749,$AR$36:$AZ$47,MATCH(AL$2,$AS$2:$BA$2,0)+1,FALSE)","v":7.8104564771876314E-2},{"$f":"P4749*VLOOKUP($B4749,$AR$36:$AZ$47,MATCH(AM$2,$AS$2:$BA$2,0)+1,FALSE)","v":0},{"$f":"Q4749*VLOOKUP($B4749,$AR$36:$AZ$47,MATCH(AN$2,$AS$2:$BA$2,0)+1,FALSE)","v":1.3826985884687352E-3},{"$f":"R4749*VLOOKUP($B4749,$AR$36:$BA$47,MATCH(AO$2,$AS$2:$BA$2,0)+1,FALSE)","v":3.532800000000002E-4},1.1804571139056315]
[2006,7,17,24,null,2013,7,17,24,0.28291115028499392,0.32545543859221171,1.2530102218181778E-2,7.9992712956052425E-2,9.9473600000000009E-2,7.6744000000000007E-2,2.8459785730909E-5,2.4429261413566866E-3,0,0.87957838997852744,null,null,0.26786451827534735,7.0091790593141606E-2,0.28809161102227154,7.8411432524373062E-2,7.0745438091432827E-2,7.0076269454450914E-3,1.4243518678685003E-5,1.7856258084643533E-3,0,0.78401228677915458,null,{"$f":"J4754*VLOOKUP($B4754,$AR$36:$AZ$47,MATCH(AG$2,$AS$2:$BA$2,0)+1,FALSE)","v":0.31098826754810421},{"$f":"K4754*VLOOKUP($B4754,$AR$36:$AZ$47,MATCH(AH$2,$AS$2:$BA$2,0)+1,FALSE)","v":0.29108482129771357},{"$f":"L4754*VLOOKUP($B4754,$AR$36:$AZ$47,MATCH(AI$2,$AS$2:$BA$2,0)+1,FALSE)","v":4.0017938980001916E-3},{"$f":"M4754*VLOOKUP($B4754,$AR$36:$AZ$47,MATCH(AJ$2,$AS$2:$BA$2,0)+1,FALSE)","v":7.0341321439265636E-2},{"$f":"N4754*VLOOKUP($B4754,$AR$36:$AZ$47,MATCH(AK$2,$AS$2:$BA$2,0)+1,FALSE)","v":7.9417449226108758E-2},{"$f":"O4754*VLOOKUP($B4754,$AR$36:$AZ$47,MATCH(AL$2,$AS$2:$BA$2,0)+1,FALSE)","v":6.8907500187992188E-2},{"$f":"P4754*VLOOKUP($B4754,$AR$36:$AZ$47,MATCH(AM$2,$AS$2:$BA$2,0)+1,FALSE)","v":1.4243518678685003E-5},{"$f":"Q4754*VLOOKUP($B4754,$AR$36:$AZ$47,MATCH(AN$2,$AS$2:$BA$2,0)+1,FALSE)","v":1.798346164153882E-3},{"$f":"R4754*VLOOKUP($B4754,$AR$36:$BA$47,MATCH(AO$2,$AS$2:$BA$2,0)+1,FALSE)","v":0},0.82655374328001707]
[2006,7,18,9,null,2013,7,18,9,0.23965852811005922,0.47706980961895629,0,0.11191318695855298,0.14618379999999997,0.100614,0,1.8782982913506678E-3,4.7616000000000032E-4,1.0777937829789193,null,null,0.22691228719020504,9.8061378031015917E-2,0.42229993334178834,0.11523138973412488,9.2749680862756964E-2,0,0,1.3729182590709148E-3,4.7616000000000032E-4,0.95710374741896187,null,{"$f":"J4763*VLOOKUP($B4763,$AR$36:$AZ$47,MATCH(AG$2,$AS$2:$BA$2,0)+1,FALSE)","v":0.26344310001566312},{"$f":"K4763*VLOOKUP($B4763,$AR$36:$AZ$47,MATCH(AH$2,$AS$2:$BA$2,0)+1,FALSE)","v":0.426687539406789},{"$f":"L4763*VLOOKUP($B4763,$AR$36:$AZ$47,MATCH(AI$2,$AS$2:$BA$2,0)+1,FALSE)","v":0},{"$f":"M4763*VLOOKUP($B4763,$AR$36:$AZ$47,MATCH(AJ$2,$AS$2:$BA$2,0)+1,FALSE)","v":9.8410482233164273E-2},{"$f":"N4763*VLOOKUP($B4763,$AR$36:$AZ$47,MATCH(AK$2,$AS$2:$BA$2,0)+1,FALSE)","v":0.116709805558255},{"$f":"O4763*VLOOKUP($B4763,$AR$36:$AZ$47,MATCH(AL$2,$AS$2:$BA$2,0)+1,FALSE)","v":9.0340081620903845E-2},{"$f":"P4763*VLOOKUP($B4763,$AR$36:$AZ$47,MATCH(AM$2,$AS$2:$BA$2,0)+1,FALSE)","v":0},{"$f":"Q4763*VLOOKUP($B4763,$AR$36:$AZ$47,MATCH(AN$2,$AS$2:$BA$2,0)+1,FALSE)","v":1.3826985884687352E-3},{"$f":"R4763*VLOOKUP($B4763,$AR$36:$BA$47,MATCH(AO$2,$AS$2:$BA$2,0)+1,FALSE)","v":4.7616000000000032E-4},0.99744986742324393]
[2006,7,18,18,null,2013,7,18,18,0.40094324395731673,0.45198785179593942,0,0.11601079504510449,0.12050539999999997,8.8034000000000001E-2,0,1.8782982913506678E-3,4.9600000000000002E-4,1.1798555890897113,null,null,0.37961907401031236,0.10165181367598677,0.40009750320855131,9.4990037969095151E-2,8.1152974785536278E-2,0,0,1.3729182590709148E-3,4.9600000000000002E-4,1.0593803219085527,null,{"$f":"J4772*VLOOKUP($B4772,$AR$36:$AZ$47,MATCH(AG$2,$AS$2:$BA$2,0)+1,FALSE)","v":0.44073428953859273},{"$f":"K4772*VLOOKUP($B4772,$AR$36:$AZ$47,MATCH(AH$2,$AS$2:$BA$2,0)+1,FALSE)","v":0.40425443076896528},{"$f":"L4772*VLOOKUP($B4772,$AR$36:$AZ$47,MATCH(AI$2,$AS$2:$BA$2,0)+1,FALSE)","v":0},{"$f":"M4772*VLOOKUP($B4772,$AR$36:$AZ$47,MATCH(AJ$2,$AS$2:$BA$2,0)+1,FALSE)","v":0.10201370003759862},{"$f":"N4772*VLOOKUP($B4772,$AR$36:$AZ$47,MATCH(AK$2,$AS$2:$BA$2,0)+1,FALSE)","v":9.6208757760570876E-2},{"$f":"O4772*VLOOKUP($B4772,$AR$36:$AZ$47,MATCH(AL$2,$AS$2:$BA$2,0)+1,FALSE)","v":7.9044653282988944E-2},{"$f":"P4772*VLOOKUP($B4772,$AR$36:$AZ$47,MATCH(AM$2,$AS$2:$BA$2,0)+1,FALSE)","v":0},{"$f":"Q4772*VLOOKUP($B4772,$AR$36:$AZ$47,MATCH(AN$2,$AS$2:$BA$2,0)+1,FALSE)","v":1.3826985884687352E-3},{"$f":"R4772*VLOOKUP($B4772,$AR$36:$BA$47,MATCH(AO$2,$AS$2:$BA$2,0)+1,FALSE)","v":4.9600000000000002E-4},1.1241345299771852]
[2006,7,19,2,null,2013,7,19,2,0.21475111911637101,0.26769375286155672,1.2530102218181778E-2,6.1495326866299986E-2,9.7645800000000019E-2,7.4826000000000004E-2,2.8459785730909E-5,2.4429261413566866E-3,2.7840000000000147E-5,0.73144132698949715,null,null,0.20332957896233769,5.3883877841942422E-2,0.23696124070341226,7.697064405016435E-2,6.8977355241185659E-2,7.0076269454450914E-3,1.4243518678685003E-5,1.7856258084643533E-3,2.7840000000000147E-5,0.64895803307163047,null,{"$f":"J4780*VLOOKUP($B4780,$AR$36:$AZ$47,MATCH(AG$2,$AS$2:$BA$2,0)+1,FALSE)","v":0.23606379041879419},{"$f":"K4780*VLOOKUP($B4780,$AR$36:$AZ$47,MATCH(AH$2,$AS$2:$BA$2,0)+1,FALSE)","v":0.23942321735742916},{"$f":"L4780*VLOOKUP($B4780,$AR$36:$AZ$47,MATCH(AI$2,$AS$2:$BA$2,0)+1,FALSE)","v":4.0017938980001916E-3},{"$f":"M4780*VLOOKUP($B4780,$AR$36:$AZ$47,MATCH(AJ$2,$AS$2:$BA$2,0)+1,FALSE)","v":5.4075707577159085E-2},{"$f":"N4780*VLOOKUP($B4780,$AR$36:$AZ$47,MATCH(AK$2,$AS$2:$BA$2,0)+1,FALSE)","v":7.7958175472112923E-2},{"$f":"O4780*VLOOKUP($B4780,$AR$36:$AZ$47,MATCH(AL$2,$AS$2:$BA$2,0)+1,FALSE)","v":6.7185351415963504E-2},{"$f":"P4780*VLOOKUP($B4780,$AR$36:$AZ$47,MATCH(AM$2,$AS$2:$BA$2,0)+1,FALSE)","v":1.4243518678685003E-5},{"$f":"Q4780*VLOOKUP($B4780,$AR$36:$AZ$47,MATCH(AN$2,$AS$2:$BA$2,0)+1,FALSE)","v":1.798346164153882E-3},{"$f":"R4780*VLOOKUP($B4780,$AR$36:$BA$47,MATCH(AO$2,$AS$2:$BA$2,0)+1,FALSE)","v":2.7840000000000147E-5},0.68054846582229167]
[2006,7,19,8,null,2013,7,19,8,0.22764363557181319,0.42719245029516173,0,9.599122804875114E-2,0.14624119999999996,9.9818000000000004E-2,0,1.8782982913506678E-3,2.9952000000000001E-4,0.99906433220707669,null,null,0.21553640681700209,8.4110124616826057E-2,0.37814873137298965,0.11527663607312234,9.2015898824802475E-2,0,0,1.3729182590709148E-3,2.9952000000000001E-4,0.88676023596381348,null,{"$f":"J4786*VLOOKUP($B4786,$AR$36:$AZ$47,MATCH(AG$2,$AS$2:$BA$2,0)+1,FALSE)","v":0.25023580644847149},{"$f":"K4786*VLOOKUP($B4786,$AR$36:$AZ$47,MATCH(AH$2,$AS$2:$BA$2,0)+1,FALSE)","v":0.38207761588432487},{"$f":"L4786*VLOOKUP($B4786,$AR$36:$AZ$47,MATCH(AI$2,$AS$2:$BA$2,0)+1,FALSE)","v":0},{"$f":"M4786*VLOOKUP($B4786,$AR$36:$AZ$47,MATCH(AJ$2,$AS$2:$BA$2,0)+1,FALSE)","v":8.4409561546395506E-2},{"$f":"N4786*VLOOKUP($B4786,$AR$36:$AZ$47,MATCH(AK$2,$AS$2:$BA$2,0)+1,FALSE)","v":0.11675563240664068},{"$f":"O4786*VLOOKUP($B4786,$AR$36:$AZ$47,MATCH(AL$2,$AS$2:$BA$2,0)+1,FALSE)","v":8.9625362943878406E-2},{"$f":"P4786*VLOOKUP($B4786,$AR$36:$AZ$47,MATCH(AM$2,$AS$2:$BA$2,0)+1,FALSE)","v":0},{"$f":"Q4786*VLOOKUP($B4786,$AR$36:$AZ$47,MATCH(AN$2,$AS$2:$BA$2,0)+1,FALSE)","v":1.3826985884687352E-3},{"$f":"R4786*VLOOKUP($B4786,$AR$36:$BA$47,MATCH(AO$2,$AS$2:$BA$2,0)+1,FALSE)","v":2.9952000000000001E-4},0.92478619781817983]
[2006,7,19,11,null,2013,7,19,11,0.26041362181760547,0.48878005060637114,0,0.12321261700062548,0.15458949999999999,0.103853,0,1.8782982913506678E-3,4.7968000000000029E-4,1.1332067677159527,null,null,0.24656352105684864,0.10796224593589518,0.43266578313712839,0.12185729830051961,9.573551003478542E-2,0,0,1.3729182590709148E-3,4.7968000000000029E-4,1.0066369567242484,null,{"$f":"J4789*VLOOKUP($B4789,$AR$36:$AZ$47,MATCH(AG$2,$AS$2:$BA$2,0)+1,FALSE)","v":0.28625800366441029},{"$f":"K4789*VLOOKUP($B4789,$AR$36:$AZ$47,MATCH(AH$2,$AS$2:$BA$2,0)+1,FALSE)","v":0.43716108816639604},{"$f":"L4789*VLOOKUP($B4789,$AR$36:$AZ$47,MATCH(AI$2,$AS$2:$BA$2,0)+1,FALSE)","v":0},{"$f":"M4789*VLOOKUP($B4789,$AR$36:$AZ$47,MATCH(AJ$2,$AS$2:$BA$2,0)+1,FALSE)","v":0.10834659780292355},{"$f":"N4789*VLOOKUP($B4789,$AR$36:$AZ$47,MATCH(AK$2,$AS$2:$BA$2,0)+1,FALSE)","v":0.12342072436444984},{"$f":"O4789*VLOOKUP($B4789,$AR$36:$AZ$47,MATCH(AL$2,$AS$2:$BA$2,0)+1,FALSE)","v":9.3248340157192119E-2},{"$f":"P4789*VLOOKUP($B4789,$AR$36:$AZ$47,MATCH(AM$2,$AS$2:$BA$2,0)+1,FALSE)","v":0},{"$f":"Q4789*VLOOKUP($B4789,$AR$36:$AZ$47,MATCH(AN$2,$AS$2:$BA$2,0)+1,FALSE)","v":1.3826985884687352E-3},{"$f":"R4789*VLOOKUP($B4789,$AR$36:$BA$47,MATCH(AO$2,$AS$2:$BA$2,0)+1,FALSE)","v":4.7968000000000029E-4},1.0502971327438406]
[2006,7,19,18,null,2013,7,19,18,0.33151070104650282,0.42655506225709672,0,0.10953426335984807,0.11085859999999997,8.0933000000000005E-2,0,1.8782982913506678E-3,3.2960000000000015E-4,1.0615995249547983,null,null,0.3138793015032828,9.5976900476052701E-2,0.37758451850401209,8.7385815268035544E-2,7.4607012158004957E-2,0,0,1.3729182590709148E-3,3.2960000000000015E-4,0.95113606616845903,null,{"$f":"J4796*VLOOKUP($B4796,$AR$36:$AZ$47,MATCH(AG$2,$AS$2:$BA$2,0)+1,FALSE)","v":0.36441101203771747},{"$f":"K4796*VLOOKUP($B4796,$AR$36:$AZ$47,MATCH(AH$2,$AS$2:$BA$2,0)+1,FALSE)","v":0.38150754096420675},{"$f":"L4796*VLOOKUP($B4796,$AR$36:$AZ$47,MATCH(AI$2,$AS$2:$BA$2,0)+1,FALSE)","v":0},{"$f":"M4796*VLOOKUP($B4796,$AR$36:$AZ$47,MATCH(AJ$2,$AS$2:$BA$2,0)+1,FALSE)","v":9.631858381701866E-2},{"$f":"N4796*VLOOKUP($B4796,$AR$36:$AZ$47,MATCH(AK$2,$AS$2:$BA$2,0)+1,FALSE)","v":8.850697307403671E-2},{"$f":"O4796*VLOOKUP($B4796,$AR$36:$AZ$47,MATCH(AL$2,$AS$2:$BA$2,0)+1,FALSE)","v":7.2668752120227928E-2},{"$f":"P4796*VLOOKUP($B4796,$AR$36:$AZ$47,MATCH(AM$2,$AS$2:$BA$2,0)+1,FALSE)","v":0},{"$f":"Q4796*VLOOKUP($B4796,$AR$36:$AZ$47,MATCH(AN$2,$AS$2:$BA$2,0)+1,FALSE)","v":1.3826985884687352E-3},{"$f":"R4796*VLOOKUP($B4796,$AR$36:$BA$47,MATCH(AO$2,$AS$2:$BA$2,0)+1,FALSE)","v":3.2960000000000015E-4},1.0051251606016762]
[2006,7,20,4,null,2013,7,20,4,0.11190535454998568,0.19871196749602404,1.2530102218181778E-2,4.3095934099094485E-2,9.0909200000000009E-2,6.9565000000000002E-2,2.8459785730909E-5,2.4429261413566866E-3,1.5711999999999988E-4,0.52934606429037367,null,null,0.10595366728659408,3.7761829505008816E-2,0.1758988913903643,7.1660426501551522E-2,6.4127572198875799E-2,7.0076269454450914E-3,1.4243518678685003E-5,1.7856258084643533E-3,1.5711999999999988E-4,0.46436700315498269,null,{"$f":"J4806*VLOOKUP($B4806,$AR$36:$AZ$47,MATCH(AG$2,$AS$2:$BA$2,0)+1,FALSE)","v":0.12301124330306158},{"$f":"K4806*VLOOKUP($B4806,$AR$36:$AZ$47,MATCH(AH$2,$AS$2:$BA$2,0)+1,FALSE)","v":0.17772644328359802},{"$f":"L4806*VLOOKUP($B4806,$AR$36:$AZ$47,MATCH(AI$2,$AS$2:$BA$2,0)+1,FALSE)","v":4.0017938980001916E-3},{"$f":"M4806*VLOOKUP($B4806,$AR$36:$AZ$47,MATCH(AJ$2,$AS$2:$BA$2,0)+1,FALSE)","v":3.7896263811620728E-2},{"$f":"N4806*VLOOKUP($B4806,$AR$36:$AZ$47,MATCH(AK$2,$AS$2:$BA$2,0)+1,FALSE)","v":7.2579827966276142E-2},{"$f":"O4806*VLOOKUP($B4806,$AR$36:$AZ$47,MATCH(AL$2,$AS$2:$BA$2,0)+1,FALSE)","v":6.2461563777984938E-2},{"$f":"P4806*VLOOKUP($B4806,$AR$36:$AZ$47,MATCH(AM$2,$AS$2:$BA$2,0)+1,FALSE)","v":1.4243518678685003E-5},{"$f":"Q4806*VLOOKUP($B4806,$AR$36:$AZ$47,MATCH(AN$2,$AS$2:$BA$2,0)+1,FALSE)","v":1.798346164153882E-3},{"$f":"R4806*VLOOKUP($B4806,$AR$36:$BA$47,MATCH(AO$2,$AS$2:$BA$2,0)+1,FALSE)","v":1.5711999999999988E-4},0.47964684572337418]
[2006,7,20,15,null,2013,7,20,15,0.1970283437924111,0.3168418292492643,0,8.5534598870906975E-2,9.8000799999999999E-2,7.6085E-2,0,1.8782982913506678E-3,5.7824000000000026E-4,0.77594711020393292,null,null,0.18654938959944944,7.494774175019854E-2,0.28046688487524446,7.7250477679852533E-2,7.0137947685638816E-2,0,0,1.3729182590709148E-3,5.7824000000000026E-4,0.69130359984945466,null,{"$f":"J4817*VLOOKUP($B4817,$AR$36:$AZ$47,MATCH(AG$2,$AS$2:$BA$2,0)+1,FALSE)","v":0.21658214330594466},{"$f":"K4817*VLOOKUP($B4817,$AR$36:$AZ$47,MATCH(AH$2,$AS$2:$BA$2,0)+1,FALSE)","v":0.28338087587536731},{"$f":"L4817*VLOOKUP($B4817,$AR$36:$AZ$47,MATCH(AI$2,$AS$2:$BA$2,0)+1,FALSE)","v":0},{"$f":"M4817*VLOOKUP($B4817,$AR$36:$AZ$47,MATCH(AJ$2,$AS$2:$BA$2,0)+1,FALSE)","v":7.521456006452254E-2},{"$f":"N4817*VLOOKUP($B4817,$AR$36:$AZ$47,MATCH(AK$2,$AS$2:$BA$2,0)+1,FALSE)","v":7.8241599360212549E-2},{"$f":"O4817*VLOOKUP($B4817,$AR$36:$AZ$47,MATCH(AL$2,$AS$2:$BA$2,0)+1,FALSE)","v":6.8315792137540202E-2},{"$f":"P4817*VLOOKUP($B4817,$AR$36:$AZ$47,MATCH(AM$2,$AS$2:$BA$2,0)+1,FALSE)","v":0},{"$f":"Q4817*VLOOKUP($B4817,$AR$36:$AZ$47,MATCH(AN$2,$AS$2:$BA$2,0)+1,FALSE)","v":1.3826985884687352E-3},{"$f":"R4817*VLOOKUP($B4817,$AR$36:$BA$47,MATCH(AO$2,$AS$2:$BA$2,0)+1,FALSE)","v":5.7824000000000026E-4},0.72369590933205596]
[2006,7,20,21,null,2013,7,20,21,0.23275901647929395,0.25024598715550411,1.2530102218181778E-2,6.2882629032939716E-2,8.8585099999999972E-2,7.0529999999999995E-2,2.8459785730909E-5,2.4429261413566866E-3,1.8656000000000041E-4,0.72019078081300703,null,null,0.22037972614604559,5.5099469729755324E-2,0.22151656123288727,6.9828422730401213E-2,6.501714464438596E-2,7.0076269454450914E-3,1.4243518678685003E-5,1.7856258084643533E-3,1.8656000000000041E-4,0.64083538075606339,null,{"$f":"J4823*VLOOKUP($B4823,$AR$36:$AZ$47,MATCH(AG$2,$AS$2:$BA$2,0)+1,FALSE)","v":0.25585885610439196},{"$f":"K4823*VLOOKUP($B4823,$AR$36:$AZ$47,MATCH(AH$2,$AS$2:$BA$2,0)+1,FALSE)","v":0.22381807096762096},{"$f":"L4823*VLOOKUP($B4823,$AR$36:$AZ$47,MATCH(AI$2,$AS$2:$BA$2,0)+1,FALSE)","v":4.0017938980001916E-3},{"$f":"M4823*VLOOKUP($B4823,$AR$36:$AZ$47,MATCH(AJ$2,$AS$2:$BA$2,0)+1,FALSE)","v":5.5295627042705991E-2},{"$f":"N4823*VLOOKUP($B4823,$AR$36:$AZ$47,MATCH(AK$2,$AS$2:$BA$2,0)+1,FALSE)","v":7.0724319632945468E-2},{"$f":"O4823*VLOOKUP($B4823,$AR$36:$AZ$47,MATCH(AL$2,$AS$2:$BA$2,0)+1,FALSE)","v":6.3328025490710524E-2},{"$f":"P4823*VLOOKUP($B4823,$AR$36:$AZ$47,MATCH(AM$2,$AS$2:$BA$2,0)+1,FALSE)","v":1.4243518678685003E-5},{"$f":"Q4823*VLOOKUP($B4823,$AR$36:$AZ$47,MATCH(AN$2,$AS$2:$BA$2,0)+1,FALSE)","v":1.798346164153882E-3},{"$f":"R4823*VLOOKUP($B4823,$AR$36:$BA$47,MATCH(AO$2,$AS$2:$BA$2,0)+1,FALSE)","v":1.8656000000000041E-4},0.67502584281920763]
[2006,7,21,5,null,2013,7,21,5,0.12919129803595902,0.21405118408332083,8.3534014787878547E-3,4.835606496199784E-2,7.9950099999999996E-2,6.1810999999999998E-2,1.897319048727267E-5,2.2547168580213466E-3,2.7872000000000004E-4,0.54426545860857412,null,null,0.12232025771663103,4.2370899222867998E-2,0.18947709317912259,6.3021765287140291E-2,5.6979650185937057E-2,4.6717512969633957E-3,9.4956791191233362E-6,1.6480566253332068E-3,2.7872000000000004E-4,0.4807776891931147,null,{"$f":"J4831*VLOOKUP($B4831,$AR$36:$AZ$47,MATCH(AG$2,$AS$2:$BA$2,0)+1,FALSE)","v":0.14201270581955125},{"$f":"K4831*VLOOKUP($B4831,$AR$36:$AZ$47,MATCH(AH$2,$AS$2:$BA$2,0)+1,FALSE)","v":0.19144571968737864},{"$f":"L4831*VLOOKUP($B4831,$AR$36:$AZ$47,MATCH(AI$2,$AS$2:$BA$2,0)+1,FALSE)","v":2.6678625986667954E-3},{"$f":"M4831*VLOOKUP($B4831,$AR$36:$AZ$47,MATCH(AJ$2,$AS$2:$BA$2,0)+1,FALSE)","v":4.2521742085415058E-2},{"$f":"N4831*VLOOKUP($B4831,$AR$36:$AZ$47,MATCH(AK$2,$AS$2:$BA$2,0)+1,FALSE)","v":6.3830332946352777E-2},{"$f":"O4831*VLOOKUP($B4831,$AR$36:$AZ$47,MATCH(AL$2,$AS$2:$BA$2,0)+1,FALSE)","v":5.5499341891483173E-2},{"$f":"P4831*VLOOKUP($B4831,$AR$36:$AZ$47,MATCH(AM$2,$AS$2:$BA$2,0)+1,FALSE)","v":9.4956791191233362E-6},{"$f":"Q4831*VLOOKUP($B4831,$AR$36:$AZ$47,MATCH(AN$2,$AS$2:$BA$2,0)+1,FALSE)","v":1.6597969722588327E-3},{"$f":"R4831*VLOOKUP($B4831,$AR$36:$BA$47,MATCH(AO$2,$AS$2:$BA$2,0)+1,FALSE)","v":2.7872000000000004E-4},0.49992571768022559]
[2006,7,21,14,null,2013,7,21,14,0.25723638574931706,0.33192060565857179,0,7.7344966404222254E-2,9.1771599999999995E-2,7.1525000000000005E-2,0,1.8782982913506678E-3,9.3152000000000046E-4,0.83260837610346183,null,null,0.24355526631672336,6.7771763055676379E-2,0.29381454625338177,7.2340225155757443E-2,6.5934372191829099E-2,0,0,1.3729182590709148E-3,9.3152000000000046E-4,0.74572061123243893,null,{"$f":"J4840*VLOOKUP($B4840,$AR$36:$AZ$47,MATCH(AG$2,$AS$2:$BA$2,0)+1,FALSE)","v":0.28276544729300884},{"$f":"K4840*VLOOKUP($B4840,$AR$36:$AZ$47,MATCH(AH$2,$AS$2:$BA$2,0)+1,FALSE)","v":0.29686721660292548},{"$f":"L4840*VLOOKUP($B4840,$AR$36:$AZ$47,MATCH(AI$2,$AS$2:$BA$2,0)+1,FALSE)","v":0},{"$f":"M4840*VLOOKUP($B4840,$AR$36:$AZ$47,MATCH(AJ$2,$AS$2:$BA$2,0)+1,FALSE)","v":6.8013034468997285E-2},{"$f":"N4840*VLOOKUP($B4840,$AR$36:$AZ$47,MATCH(AK$2,$AS$2:$BA$2,0)+1,FALSE)","v":7.3268348420070864E-2},{"$f":"O4840*VLOOKUP($B4840,$AR$36:$AZ$47,MATCH(AL$2,$AS$2:$BA$2,0)+1,FALSE)","v":6.422142383699235E-2},{"$f":"P4840*VLOOKUP($B4840,$AR$36:$AZ$47,MATCH(AM$2,$AS$2:$BA$2,0)+1,FALSE)","v":0},{"$f":"Q4840*VLOOKUP($B4840,$AR$36:$AZ$47,MATCH(AN$2,$AS$2:$BA$2,0)+1,FALSE)","v":1.3826985884687352E-3},{"$f":"R4840*VLOOKUP($B4840,$AR$36:$BA$47,MATCH(AO$2,$AS$2:$BA$2,0)+1,FALSE)","v":9.3152000000000046E-4},0.78744968921046365]
[2006,7,21,19,null,2013,7,21,19,0.33579866347404258,0.2742260103966645,0,5.9356232371971941E-2,8.7421799999999994E-2,7.0059999999999997E-2,0,1.8782982913506678E-3,6.6624000000000023E-4,0.82940724453402981,null,null,0.31793920861149921,5.2009545070684171E-2,0.24274356409933356,6.8911435515144073E-2,6.4583881380769606E-2,0,0,1.3729182590709148E-3,6.6624000000000023E-4,0.74822679293650163,null,{"$f":"J4845*VLOOKUP($B4845,$AR$36:$AZ$47,MATCH(AG$2,$AS$2:$BA$2,0)+1,FALSE)","v":0.36912452723607081},{"$f":"K4845*VLOOKUP($B4845,$AR$36:$AZ$47,MATCH(AH$2,$AS$2:$BA$2,0)+1,FALSE)","v":0.24526561785779369},{"$f":"L4845*VLOOKUP($B4845,$AR$36:$AZ$47,MATCH(AI$2,$AS$2:$BA$2,0)+1,FALSE)","v":0},{"$f":"M4845*VLOOKUP($B4845,$AR$36:$AZ$47,MATCH(AJ$2,$AS$2:$BA$2,0)+1,FALSE)","v":5.2194702072355686E-2},{"$f":"N4845*VLOOKUP($B4845,$AR$36:$AZ$47,MATCH(AK$2,$AS$2:$BA$2,0)+1,FALSE)","v":6.9795567494843197E-2},{"$f":"O4845*VLOOKUP($B4845,$AR$36:$AZ$47,MATCH(AL$2,$AS$2:$BA$2,0)+1,FALSE)","v":6.2906018231662822E-2},{"$f":"P4845*VLOOKUP($B4845,$AR$36:$AZ$47,MATCH(AM$2,$AS$2:$BA$2,0)+1,FALSE)","v":0},{"$f":"Q4845*VLOOKUP($B4845,$AR$36:$AZ$47,MATCH(AN$2,$AS$2:$BA$2,0)+1,FALSE)","v":1.3826985884687352E-3},{"$f":"R4845*VLOOKUP($B4845,$AR$36:$BA$47,MATCH(AO$2,$AS$2:$BA$2,0)+1,FALSE)","v":6.6624000000000023E-4},0.80133537148119494]
[2006,7,21,23,null,2013,7,21,23,0.26176864467795469,0.2407133443114009,1.2530102218181778E-2,4.7441296657174663E-2,8.3673899999999996E-2,6.6057000000000005E-2,2.8459785730909E-5,2.4429261413566866E-3,4.3392000000000051E-4,0.71508959379179959,null,null,0.24784647701448373,4.1569354355923238E-2,0.21307831098843941,6.5957101823007694E-2,6.0893768946181821E-2,7.0076269454450914E-3,1.4243518678685003E-5,1.7856258084643533E-3,4.3392000000000051E-4,0.63858642940062404,null,{"$f":"J4849*VLOOKUP($B4849,$AR$36:$AZ$47,MATCH(AG$2,$AS$2:$BA$2,0)+1,FALSE)","v":0.28774750385343989},{"$f":"K4849*VLOOKUP($B4849,$AR$36:$AZ$47,MATCH(AH$2,$AS$2:$BA$2,0)+1,FALSE)","v":0.21529214910632588},{"$f":"L4849*VLOOKUP($B4849,$AR$36:$AZ$47,MATCH(AI$2,$AS$2:$BA$2,0)+1,FALSE)","v":4.0017938980001916E-3},{"$f":"M4849*VLOOKUP($B4849,$AR$36:$AZ$47,MATCH(AJ$2,$AS$2:$BA$2,0)+1,FALSE)","v":4.1717343672182459E-2},{"$f":"N4849*VLOOKUP($B4849,$AR$36:$AZ$47,MATCH(AK$2,$AS$2:$BA$2,0)+1,FALSE)","v":6.680332977594558E-2},{"$f":"O4849*VLOOKUP($B4849,$AR$36:$AZ$47,MATCH(AL$2,$AS$2:$BA$2,0)+1,FALSE)","v":5.9311773427475761E-2},{"$f":"P4849*VLOOKUP($B4849,$AR$36:$AZ$47,MATCH(AM$2,$AS$2:$BA$2,0)+1,FALSE)","v":1.4243518678685003E-5},{"$f":"Q4849*VLOOKUP($B4849,$AR$36:$AZ$47,MATCH(AN$2,$AS$2:$BA$2,0)+1,FALSE)","v":1.798346164153882E-3},{"$f":"R4849*VLOOKUP($B4849,$AR$36:$BA$47,MATCH(AO$2,$AS$2:$BA$2,0)+1,FALSE)","v":4.3392000000000051E-4},0.67712040341620239]
[2006,7,22,12,null,2013,7,22,12,0.26736234904357331,0.47864059367910078,0,0.11019169712494434,0.13261300000000004,8.9970999999999995E-2,0,1.8782982913506678E-3,7.1520000000000025E-4,1.0813721381389692,null,null,0.2531426801643481,9.6552961820756733E-2,0.42369038394360525,0.10453402009532868,8.2938572533674315E-2,0,0,1.3729182590709148E-3,7.1520000000000025E-4,0.962946736816784,null,{"$f":"J4862*VLOOKUP($B4862,$AR$36:$AZ$47,MATCH(AG$2,$AS$2:$BA$2,0)+1,FALSE)","v":0.29389634750307203},{"$f":"K4862*VLOOKUP($B4862,$AR$36:$AZ$47,MATCH(AH$2,$AS$2:$BA$2,0)+1,FALSE)","v":0.42809243649322964},{"$f":"L4862*VLOOKUP($B4862,$AR$36:$AZ$47,MATCH(AI$2,$AS$2:$BA$2,0)+1,FALSE)","v":0},{"$f":"M4862*VLOOKUP($B4862,$AR$36:$AZ$47,MATCH(AJ$2,$AS$2:$BA$2,0)+1,FALSE)","v":9.6896695973573102E-2},{"$f":"N4862*VLOOKUP($B4862,$AR$36:$AZ$47,MATCH(AK$2,$AS$2:$BA$2,0)+1,FALSE)","v":0.10587518893678285},{"$f":"O4862*VLOOKUP($B4862,$AR$36:$AZ$47,MATCH(AL$2,$AS$2:$BA$2,0)+1,FALSE)","v":8.0783861922936573E-2},{"$f":"P4862*VLOOKUP($B4862,$AR$36:$AZ$47,MATCH(AM$2,$AS$2:$BA$2,0)+1,FALSE)","v":0},{"$f":"Q4862*VLOOKUP($B4862,$AR$36:$AZ$47,MATCH(AN$2,$AS$2:$BA$2,0)+1,FALSE)","v":1.3826985884687352E-3},{"$f":"R4862*VLOOKUP($B4862,$AR$36:$BA$47,MATCH(AO$2,$AS$2:$BA$2,0)+1,FALSE)","v":7.1520000000000025E-4},1.007642429418063]
[2006,7,22,16,null,2013,7,22,16,0.31849595650790863,0.47773621467260885,0,0.11936242307482349,0.1282199,8.8632000000000002E-2,0,1.8782982913506678E-3,6.7423999999999978E-4,1.1349990325466917,null,null,0.30155674626714107,0.10458860130730804,0.42288983193537338,0.10107109863453077,8.170423315073326E-2,0,0,1.3729182590709148E-3,6.7423999999999978E-4,1.0138576695541575,null,{"$f":"J4866*VLOOKUP($B4866,$AR$36:$AZ$47,MATCH(AG$2,$AS$2:$BA$2,0)+1,FALSE)","v":0.35010463757152432},{"$f":"K4866*VLOOKUP($B4866,$AR$36:$AZ$47,MATCH(AH$2,$AS$2:$BA$2,0)+1,FALSE)","v":0.42728356692070435},{"$f":"L4866*VLOOKUP($B4866,$AR$36:$AZ$47,MATCH(AI$2,$AS$2:$BA$2,0)+1,FALSE)","v":0},{"$f":"M4866*VLOOKUP($B4866,$AR$36:$AZ$47,MATCH(AJ$2,$AS$2:$BA$2,0)+1,FALSE)","v":0.10496094280348457},{"$f":"N4866*VLOOKUP($B4866,$AR$36:$AZ$47,MATCH(AK$2,$AS$2:$BA$2,0)+1,FALSE)","v":0.10236783828097848},{"$f":"O4866*VLOOKUP($B4866,$AR$36:$AZ$47,MATCH(AL$2,$AS$2:$BA$2,0)+1,FALSE)","v":7.9581590178543257E-2},{"$f":"P4866*VLOOKUP($B4866,$AR$36:$AZ$47,MATCH(AM$2,$AS$2:$BA$2,0)+1,FALSE)","v":0},{"$f":"Q4866*VLOOKUP($B4866,$AR$36:$AZ$47,MATCH(AN$2,$AS$2:$BA$2,0)+1,FALSE)","v":1.3826985884687352E-3},{"$f":"R4866*VLOOKUP($B4866,$AR$36:$BA$47,MATCH(AO$2,$AS$2:$BA$2,0)+1,FALSE)","v":6.7423999999999978E-4},1.0663555143437038]
[2006,7,23,2,null,2013,7,23,2,0.2124708636800425,0.27439774106634629,1.2530102218181778E-2,7.1124651360288796E-2,8.6266400000000007E-2,6.7283999999999997E-2,2.8459785730909E-5,2.4429261413566866E-3,2.3232000000000016E-4,0.726777464251947,null,null,0.20117059893139305,6.2321353844998845E-2,0.24289557927383659,6.8000675583477194E-2,6.2024862615239824E-2,7.0076269454450914E-3,1.4243518678685003E-5,1.7856258084643533E-3,2.3232000000000016E-4,0.64545288652153365,null,{"$f":"J4876*VLOOKUP($B4876,$AR$36:$AZ$47,MATCH(AG$2,$AS$2:$BA$2,0)+1,FALSE)","v":0.23355723425444153},{"$f":"K4876*VLOOKUP($B4876,$AR$36:$AZ$47,MATCH(AH$2,$AS$2:$BA$2,0)+1,FALSE)","v":0.24541921243747528},{"$f":"L4876*VLOOKUP($B4876,$AR$36:$AZ$47,MATCH(AI$2,$AS$2:$BA$2,0)+1,FALSE)","v":4.0017938980001916E-3},{"$f":"M4876*VLOOKUP($B4876,$AR$36:$AZ$47,MATCH(AJ$2,$AS$2:$BA$2,0)+1,FALSE)","v":6.2543221484917005E-2},{"$f":"N4876*VLOOKUP($B4876,$AR$36:$AZ$47,MATCH(AK$2,$AS$2:$BA$2,0)+1,FALSE)","v":6.8873122536222561E-2},{"$f":"O4876*VLOOKUP($B4876,$AR$36:$AZ$47,MATCH(AL$2,$AS$2:$BA$2,0)+1,FALSE)","v":6.0413481739925799E-2},{"$f":"P4876*VLOOKUP($B4876,$AR$36:$AZ$47,MATCH(AM$2,$AS$2:$BA$2,0)+1,FALSE)","v":1.4243518678685003E-5},{"$f":"Q4876*VLOOKUP($B4876,$AR$36:$AZ$47,MATCH(AN$2,$AS$2:$BA$2,0)+1,FALSE)","v":1.798346164153882E-3},{"$f":"R4876*VLOOKUP($B4876,$AR$36:$BA$47,MATCH(AO$2,$AS$2:$BA$2,0)+1,FALSE)","v":2.3232000000000016E-4},0.67685297603381489]
[2006,7,23,9,null,2013,7,23,9,0.24444438406659336,0.46735299876110303,0,0.11367547719079694,0.13132089999999999,9.1103000000000003E-2,0,1.8782982913506678E-3,7.8496000000000002E-4,1.0505600183098442,null,null,0.23144360735570865,9.960554466017682E-2,0.4136986584448426,0.10351550450963815,8.3982091713277959E-2,0,0,1.3729182590709148E-3,7.8496000000000002E-4,0.93440328494271507,null,{"$f":"J4883*VLOOKUP($B4883,$AR$36:$AZ$47,MATCH(AG$2,$AS$2:$BA$2,0)+1,FALSE)","v":0.26870392148260785},{"$f":"K4883*VLOOKUP($B4883,$AR$36:$AZ$47,MATCH(AH$2,$AS$2:$BA$2,0)+1,FALSE)","v":0.41799689910169385},{"$f":"L4883*VLOOKUP($B4883,$AR$36:$AZ$47,MATCH(AI$2,$AS$2:$BA$2,0)+1,FALSE)","v":0},{"$f":"M4883*VLOOKUP($B4883,$AR$36:$AZ$47,MATCH(AJ$2,$AS$2:$BA$2,0)+1,FALSE)","v":9.9960146185225196E-2},{"$f":"N4883*VLOOKUP($B4883,$AR$36:$AZ$47,MATCH(AK$2,$AS$2:$BA$2,0)+1,FALSE)","v":0.10484360582181508},{"$f":"O4883*VLOOKUP($B4883,$AR$36:$AZ$47,MATCH(AL$2,$AS$2:$BA$2,0)+1,FALSE)","v":8.1800270895791879E-2},{"$f":"P4883*VLOOKUP($B4883,$AR$36:$AZ$47,MATCH(AM$2,$AS$2:$BA$2,0)+1,FALSE)","v":0},{"$f":"Q4883*VLOOKUP($B4883,$AR$36:$AZ$47,MATCH(AN$2,$AS$2:$BA$2,0)+1,FALSE)","v":1.3826985884687352E-3},{"$f":"R4883*VLOOKUP($B4883,$AR$36:$BA$47,MATCH(AO$2,$AS$2:$BA$2,0)+1,FALSE)","v":7.8496000000000002E-4},0.97547250207560254]
[2006,7,23,16,null,2013,7,23,16,0.30406186582552747,0.49284137612516477,0,0.12701371040741005,0.13799330000000001,9.5657000000000006E-2,0,1.8782982913506678E-3,7.7567999999999984E-4,1.1602212306494533,null,null,0.28789033282432036,0.11129286735436973,0.43626084922868369,0.10877511552578342,8.8180136186701105E-2,0,0,1.3729182590709148E-3,7.7567999999999984E-4,1.0345478993789294,null,{"$f":"J4890*VLOOKUP($B4890,$AR$36:$AZ$47,MATCH(AG$2,$AS$2:$BA$2,0)+1,FALSE)","v":0.33423805595950917},{"$f":"K4890*VLOOKUP($B4890,$AR$36:$AZ$47,MATCH(AH$2,$AS$2:$BA$2,0)+1,FALSE)","v":0.44079350622640312},{"$f":"L4890*VLOOKUP($B4890,$AR$36:$AZ$47,MATCH(AI$2,$AS$2:$BA$2,0)+1,FALSE)","v":0},{"$f":"M4890*VLOOKUP($B4890,$AR$36:$AZ$47,MATCH(AJ$2,$AS$2:$BA$2,0)+1,FALSE)","v":0.11168907642712274},{"$f":"N4890*VLOOKUP($B4890,$AR$36:$AZ$47,MATCH(AK$2,$AS$2:$BA$2,0)+1,FALSE)","v":0.11017069751464906},{"$f":"O4890*VLOOKUP($B4890,$AR$36:$AZ$47,MATCH(AL$2,$AS$2:$BA$2,0)+1,FALSE)","v":8.5889251869628494E-2},{"$f":"P4890*VLOOKUP($B4890,$AR$36:$AZ$47,MATCH(AM$2,$AS$2:$BA$2,0)+1,FALSE)","v":0},{"$f":"Q4890*VLOOKUP($B4890,$AR$36:$AZ$47,MATCH(AN$2,$AS$2:$BA$2,0)+1,FALSE)","v":1.3826985884687352E-3},{"$f":"R4890*VLOOKUP($B4890,$AR$36:$BA$47,MATCH(AO$2,$AS$2:$BA$2,0)+1,FALSE)","v":7.7567999999999984E-4},1.0849389665857816]
[2006,7,24,2,null,2013,7,24,2,0.19693413233040757,0.2682288578216635,1.2530102218181778E-2,6.8431716419557156E-2,8.6790999999999979E-2,6.7628999999999995E-2,2.8459785730909E-5,2.4429261413566866E-3,3.3983999999999994E-4,0.70335603471689767,null,null,0.18646018877487899,5.9961731012223865E-2,0.23743491307677925,6.841419874441923E-2,6.2342896287468849E-2,7.0076269454450914E-3,1.4243518678685003E-5,1.7856258084643533E-3,3.3983999999999994E-4,0.62376126416835831,null,{"$f":"J4900*VLOOKUP($B4900,$AR$36:$AZ$47,MATCH(AG$2,$AS$2:$BA$2,0)+1,FALSE)","v":0.21647858196054653},{"$f":"K4900*VLOOKUP($B4900,$AR$36:$AZ$47,MATCH(AH$2,$AS$2:$BA$2,0)+1,FALSE)","v":0.2399018110855351},{"$f":"L4900*VLOOKUP($B4900,$AR$36:$AZ$47,MATCH(AI$2,$AS$2:$BA$2,0)+1,FALSE)","v":4.0017938980001916E-3},{"$f":"M4900*VLOOKUP($B4900,$AR$36:$AZ$47,MATCH(AJ$2,$AS$2:$BA$2,0)+1,FALSE)","v":6.0175198257787513E-2},{"$f":"N4900*VLOOKUP($B4900,$AR$36:$AZ$47,MATCH(AK$2,$AS$2:$BA$2,0)+1,FALSE)","v":6.9291951188890352E-2},{"$f":"O4900*VLOOKUP($B4900,$AR$36:$AZ$47,MATCH(AL$2,$AS$2:$BA$2,0)+1,FALSE)","v":6.0723253025822516E-2},{"$f":"P4900*VLOOKUP($B4900,$AR$36:$AZ$47,MATCH(AM$2,$AS$2:$BA$2,0)+1,FALSE)","v":1.4243518678685003E-5},{"$f":"Q4900*VLOOKUP($B4900,$AR$36:$AZ$47,MATCH(AN$2,$AS$2:$BA$2,0)+1,FALSE)","v":1.798346164153882E-3},{"$f":"R4900*VLOOKUP($B4900,$AR$36:$BA$47,MATCH(AO$2,$AS$2:$BA$2,0)+1,FALSE)","v":3.3983999999999994E-4},0.65272501909941472]
[2006,7,24,6,null,2013,7,24,6,0.17145024344499582,0.34626907627044201,0,8.9439957711049178E-2,0.10108209999999998,7.0699999999999999E-2,0,1.8782982913506678E-3,5.2800000000000004E-4,0.78134767571783759,null,null,0.16233166074338637,7.8369723377008843E-2,0.30651574440253548,7.9679354759171567E-2,6.5173856888672735E-2,0,0,1.3729182590709148E-3,5.2800000000000004E-4,0.69397125842984586,null,{"$f":"J4904*VLOOKUP($B4904,$AR$36:$AZ$47,MATCH(AG$2,$AS$2:$BA$2,0)+1,FALSE)","v":0.18846558053985649},{"$f":"K4904*VLOOKUP($B4904,$AR$36:$AZ$47,MATCH(AH$2,$AS$2:$BA$2,0)+1,FALSE)","v":0.30970037748669538},{"$f":"L4904*VLOOKUP($B4904,$AR$36:$AZ$47,MATCH(AI$2,$AS$2:$BA$2,0)+1,FALSE)","v":0},{"$f":"M4904*VLOOKUP($B4904,$AR$36:$AZ$47,MATCH(AJ$2,$AS$2:$BA$2,0)+1,FALSE)","v":7.8648724144706236E-2},{"$f":"N4904*VLOOKUP($B4904,$AR$36:$AZ$47,MATCH(AK$2,$AS$2:$BA$2,0)+1,FALSE)","v":8.0701638871202463E-2},{"$f":"O4904*VLOOKUP($B4904,$AR$36:$AZ$47,MATCH(AL$2,$AS$2:$BA$2,0)+1,FALSE)","v":6.3480666414195863E-2},{"$f":"P4904*VLOOKUP($B4904,$AR$36:$AZ$47,MATCH(AM$2,$AS$2:$BA$2,0)+1,FALSE)","v":0},{"$f":"Q4904*VLOOKUP($B4904,$AR$36:$AZ$47,MATCH(AN$2,$AS$2:$BA$2,0)+1,FALSE)","v":1.3826985884687352E-3},{"$f":"R4904*VLOOKUP($B4904,$AR$36:$BA$47,MATCH(AO$2,$AS$2:$BA$2,0)+1,FALSE)","v":5.2800000000000004E-4},0.72290768604512512]
[2006,7,24,11,null,2013,7,24,11,0.2436192822276772,0.48027384472402312,0,0.11477527475500515,0.11618710000000004,8.2837999999999995E-2,0,1.8782982913506678E-3,1.1520000000000005E-3,1.0407237999980563,null,null,0.23066238856533319,0.10056921719629495,0.42513613002414641,9.1586078636468254E-2,7.6363111130747827E-2,0,0,1.3729182590709148E-3,1.1520000000000005E-3,0.92684184381206158,null,{"$f":"J4909*VLOOKUP($B4909,$AR$36:$AZ$47,MATCH(AG$2,$AS$2:$BA$2,0)+1,FALSE)","v":0.26779693357782997},{"$f":"K4909*VLOOKUP($B4909,$AR$36:$AZ$47,MATCH(AH$2,$AS$2:$BA$2,0)+1,FALSE)","v":0.4295532035666022},{"$f":"L4909*VLOOKUP($B4909,$AR$36:$AZ$47,MATCH(AI$2,$AS$2:$BA$2,0)+1,FALSE)","v":0},{"$f":"M4909*VLOOKUP($B4909,$AR$36:$AZ$47,MATCH(AJ$2,$AS$2:$BA$2,0)+1,FALSE)","v":0.10092724945155138},{"$f":"N4909*VLOOKUP($B4909,$AR$36:$AZ$47,MATCH(AK$2,$AS$2:$BA$2,0)+1,FALSE)","v":9.2761125715554921E-2},{"$f":"O4909*VLOOKUP($B4909,$AR$36:$AZ$47,MATCH(AL$2,$AS$2:$BA$2,0)+1,FALSE)","v":7.437922835104889E-2},{"$f":"P4909*VLOOKUP($B4909,$AR$36:$AZ$47,MATCH(AM$2,$AS$2:$BA$2,0)+1,FALSE)","v":0},{"$f":"Q4909*VLOOKUP($B4909,$AR$36:$AZ$47,MATCH(AN$2,$AS$2:$BA$2,0)+1,FALSE)","v":1.3826985884687352E-3},{"$f":"R4909*VLOOKUP($B4909,$AR$36:$BA$47,MATCH(AO$2,$AS$2:$BA$2,0)+1,FALSE)","v":1.1520000000000005E-3},0.96795243925105623]
[2006,7,24,20,null,2013,7,24,20,0.37601915119199592,0.36198774822609642,4.5943708133333186E-3,6.8222291521479697E-2,9.3609900000000024E-2,7.1639999999999995E-2,1.0435254767999966E-5,2.0853285030195414E-3,6.6879999999999978E-4,0.9788380255106931,null,null,0.35602056933735304,5.9778227220958526E-2,0.32042983828409172,7.3789290399295007E-2,6.6040383415905429E-2,2.5694632133298669E-3,5.2226235155178341E-6,1.5242443605151756E-3,6.6879999999999978E-4,0.88082603885496435,null,{"$f":"J4918*VLOOKUP($B4918,$AR$36:$AZ$47,MATCH(AG$2,$AS$2:$BA$2,0)+1,FALSE)","v":0.4133366404127552},{"$f":"K4918*VLOOKUP($B4918,$AR$36:$AZ$47,MATCH(AH$2,$AS$2:$BA$2,0)+1,FALSE)","v":0.32375903583034038},{"$f":"L4918*VLOOKUP($B4918,$AR$36:$AZ$47,MATCH(AI$2,$AS$2:$BA$2,0)+1,FALSE)","v":1.4673244292667371E-3},{"$f":"M4918*VLOOKUP($B4918,$AR$36:$AZ$47,MATCH(AJ$2,$AS$2:$BA$2,0)+1,FALSE)","v":5.999104118236559E-2},{"$f":"N4918*VLOOKUP($B4918,$AR$36:$AZ$47,MATCH(AK$2,$AS$2:$BA$2,0)+1,FALSE)","v":7.4736005134137293E-2},{"$f":"O4918*VLOOKUP($B4918,$AR$36:$AZ$47,MATCH(AL$2,$AS$2:$BA$2,0)+1,FALSE)","v":6.4324680932291253E-2},{"$f":"P4918*VLOOKUP($B4918,$AR$36:$AZ$47,MATCH(AM$2,$AS$2:$BA$2,0)+1,FALSE)","v":5.2226235155178341E-6},{"$f":"Q4918*VLOOKUP($B4918,$AR$36:$AZ$47,MATCH(AN$2,$AS$2:$BA$2,0)+1,FALSE)","v":1.535102699553289E-3},{"$f":"R4918*VLOOKUP($B4918,$AR$36:$BA$47,MATCH(AO$2,$AS$2:$BA$2,0)+1,FALSE)","v":6.6879999999999978E-4},0.93982385324422524]
[2006,7,25,4,null,2013,7,25,4,0.1488449650187284,0.27127694336275537,1.2530102218181778E-2,6.4021617776956113E-2,8.3149299999999968E-2,6.0712000000000002E-2,2.8459785730909E-5,2.4429261413566866E-3,2.2783999999999991E-4,0.64323415430370923,null,null,0.14092864424851689,5.6097482643474139E-2,0.24013306394457631,6.5543578662065616E-2,5.5966551618459676E-2,7.0076269454450914E-3,1.4243518678685003E-5,1.7856258084643533E-3,2.2783999999999991E-4,0.56770465738968079,null,{"$f":"J4926*VLOOKUP($B4926,$AR$36:$AZ$47,MATCH(AG$2,$AS$2:$BA$2,0)+1,FALSE)","v":0.16361687320490093},{"$f":"K4926*VLOOKUP($B4926,$AR$36:$AZ$47,MATCH(AH$2,$AS$2:$BA$2,0)+1,FALSE)","v":0.24262799516427339},{"$f":"L4926*VLOOKUP($B4926,$AR$36:$AZ$47,MATCH(AI$2,$AS$2:$BA$2,0)+1,FALSE)","v":4.0017938980001916E-3},{"$f":"M4926*VLOOKUP($B4926,$AR$36:$AZ$47,MATCH(AJ$2,$AS$2:$BA$2,0)+1,FALSE)","v":5.6297192940371936E-2},{"$f":"N4926*VLOOKUP($B4926,$AR$36:$AZ$47,MATCH(AK$2,$AS$2:$BA$2,0)+1,FALSE)","v":6.6384501123277748E-2},{"$f":"O4926*VLOOKUP($B4926,$AR$36:$AZ$47,MATCH(AL$2,$AS$2:$BA$2,0)+1,FALSE)","v":5.4512563215539739E-2},{"$f":"P4926*VLOOKUP($B4926,$AR$36:$AZ$47,MATCH(AM$2,$AS$2:$BA$2,0)+1,FALSE)","v":1.4243518678685003E-5},{"$f":"Q4926*VLOOKUP($B4926,$AR$36:$AZ$47,MATCH(AN$2,$AS$2:$BA$2,0)+1,FALSE)","v":1.798346164153882E-3},{"$f":"R4926*VLOOKUP($B4926,$AR$36:$BA$47,MATCH(AO$2,$AS$2:$BA$2,0)+1,FALSE)","v":2.2783999999999991E-4},0.58948134922919648]
[2006,7,25,13,null,2013,7,25,13,0.28076005483752131,0.50950894931053203,0,0.12077803738328578,0.13144410000000004,8.7188000000000002E-2,0,1.8782982913506678E-3,7.2736000000000014E-4,1.1322847998226899,null,null,0.26582782885811829,0.10582900106376969,0.45101490597935484,0.10361261860309617,8.037310091102684E-2,0,0,1.3729182590709148E-3,7.2736000000000014E-4,1.0087577336744367,null,{"$f":"J4935*VLOOKUP($B4935,$AR$36:$AZ$47,MATCH(AG$2,$AS$2:$BA$2,0)+1,FALSE)","v":0.30862368967315573},{"$f":"K4935*VLOOKUP($B4935,$AR$36:$AZ$47,MATCH(AH$2,$AS$2:$BA$2,0)+1,FALSE)","v":0.45570085447387931},{"$f":"L4935*VLOOKUP($B4935,$AR$36:$AZ$47,MATCH(AI$2,$AS$2:$BA$2,0)+1,FALSE)","v":0},{"$f":"M4935*VLOOKUP($B4935,$AR$36:$AZ$47,MATCH(AJ$2,$AS$2:$BA$2,0)+1,FALSE)","v":0.10620575845513369},{"$f":"N4935*VLOOKUP($B4935,$AR$36:$AZ$47,MATCH(AK$2,$AS$2:$BA$2,0)+1,FALSE)","v":0.10494196588664294},{"$f":"O4935*VLOOKUP($B4935,$AR$36:$AZ$47,MATCH(AL$2,$AS$2:$BA$2,0)+1,FALSE)","v":7.82850402167031E-2},{"$f":"P4935*VLOOKUP($B4935,$AR$36:$AZ$47,MATCH(AM$2,$AS$2:$BA$2,0)+1,FALSE)","v":0},{"$f":"Q4935*VLOOKUP($B4935,$AR$36:$AZ$47,MATCH(AN$2,$AS$2:$BA$2,0)+1,FALSE)","v":1.3826985884687352E-3},{"$f":"R4935*VLOOKUP($B4935,$AR$36:$BA$47,MATCH(AO$2,$AS$2:$BA$2,0)+1,FALSE)","v":7.2736000000000014E-4},1.0558673672939836]
[2006,7,25,21,null,2013,7,25,21,0.40803811350048669,0.41062581282446076,1.2530102218181778E-2,0.13387695535507124,9.4530600000000034E-2,7.1749999999999994E-2,2.8459785730909E-5,2.4429261413566866E-3,6.0864000000000035E-4,1.1344316098252882,null,null,0.38633660285459159,0.1173066292319697,0.36348402243833189,7.4515044829869453E-2,6.6141785456326277E-2,7.0076269454450914E-3,1.4243518678685003E-5,1.7856258084643533E-3,6.0864000000000035E-4,1.017200221083677,null,{"$f":"J4943*VLOOKUP($B4943,$AR$36:$AZ$47,MATCH(AG$2,$AS$2:$BA$2,0)+1,FALSE)","v":0.44853327938217991},{"$f":"K4943*VLOOKUP($B4943,$AR$36:$AZ$47,MATCH(AH$2,$AS$2:$BA$2,0)+1,FALSE)","v":0.3672605437575775},{"$f":"L4943*VLOOKUP($B4943,$AR$36:$AZ$47,MATCH(AI$2,$AS$2:$BA$2,0)+1,FALSE)","v":4.0017938980001916E-3},{"$f":"M4943*VLOOKUP($B4943,$AR$36:$AZ$47,MATCH(AJ$2,$AS$2:$BA$2,0)+1,FALSE)","v":0.1177242476463447},{"$f":"N4943*VLOOKUP($B4943,$AR$36:$AZ$47,MATCH(AK$2,$AS$2:$BA$2,0)+1,FALSE)","v":7.5471070975752341E-2},{"$f":"O4943*VLOOKUP($B4943,$AR$36:$AZ$47,MATCH(AL$2,$AS$2:$BA$2,0)+1,FALSE)","v":6.4423448588664112E-2},{"$f":"P4943*VLOOKUP($B4943,$AR$36:$AZ$47,MATCH(AM$2,$AS$2:$BA$2,0)+1,FALSE)","v":1.4243518678685003E-5},{"$f":"Q4943*VLOOKUP($B4943,$AR$36:$AZ$47,MATCH(AN$2,$AS$2:$BA$2,0)+1,FALSE)","v":1.798346164153882E-3},{"$f":"R4943*VLOOKUP($B4943,$AR$36:$BA$47,MATCH(AO$2,$AS$2:$BA$2,0)+1,FALSE)","v":6.0864000000000035E-4},1.0798356139313516]
[2006,7,26,3,null,2013,7,26,3,0.1993315141212772,0.28286836932565612,1.2530102218181778E-2,7.0269058822409511E-2,8.2644099999999956E-2,6.2875E-2,2.8459785730909E-5,2.4429261413566866E-3,2.8096000000000024E-4,0.71327049041461221,null,null,0.18873006579417104,6.1571660394408707E-2,0.25039373924360442,6.5145347817788204E-2,5.7960484467825993E-2,7.0076269454450914E-3,1.4243518678685003E-5,1.7856258084643533E-3,2.8096000000000024E-4,0.63288975399038661,null,{"$f":"J4949*VLOOKUP($B4949,$AR$36:$AZ$47,MATCH(AG$2,$AS$2:$BA$2,0)+1,FALSE)","v":0.21911388851895849},{"$f":"K4949*VLOOKUP($B4949,$AR$36:$AZ$47,MATCH(AH$2,$AS$2:$BA$2,0)+1,FALSE)","v":0.25299527668702682},{"$f":"L4949*VLOOKUP($B4949,$AR$36:$AZ$47,MATCH(AI$2,$AS$2:$BA$2,0)+1,FALSE)","v":4.0017938980001916E-3},{"$f":"M4949*VLOOKUP($B4949,$AR$36:$AZ$47,MATCH(AJ$2,$AS$2:$BA$2,0)+1,FALSE)","v":6.179085908209328E-2},{"$f":"N4949*VLOOKUP($B4949,$AR$36:$AZ$47,MATCH(AK$2,$AS$2:$BA$2,0)+1,FALSE)","v":6.5981160987311716E-2},{"$f":"O4949*VLOOKUP($B4949,$AR$36:$AZ$47,MATCH(AL$2,$AS$2:$BA$2,0)+1,FALSE)","v":5.6454694494944342E-2},{"$f":"P4949*VLOOKUP($B4949,$AR$36:$AZ$47,MATCH(AM$2,$AS$2:$BA$2,0)+1,FALSE)","v":1.4243518678685003E-5},{"$f":"Q4949*VLOOKUP($B4949,$AR$36:$AZ$47,MATCH(AN$2,$AS$2:$BA$2,0)+1,FALSE)","v":1.798346164153882E-3},{"$f":"R4949*VLOOKUP($B4949,$AR$36:$BA$47,MATCH(AO$2,$AS$2:$BA$2,0)+1,FALSE)","v":2.8096000000000024E-4},0.66243122335116755]
[2006,7,26,14,null,2013,7,26,14,0.31412848771243718,0.51195076680590379,0,0.13054420938026362,0.12779429999999997,8.7720000000000006E-2,0,1.8782982913506678E-3,5.852800000000002E-4,1.1746013421899553,null,null,0.29742156133786884,0.11438638657068269,0.45317639124783565,0.10073561358440315,8.0863518051971325E-2,0,0,1.3729182590709148E-3,5.852800000000002E-4,1.0485416690518325,null,{"$f":"J4960*VLOOKUP($B4960,$AR$36:$AZ$47,MATCH(AG$2,$AS$2:$BA$2,0)+1,FALSE)","v":0.34530372550812266},{"$f":"K4960*VLOOKUP($B4960,$AR$36:$AZ$47,MATCH(AH$2,$AS$2:$BA$2,0)+1,FALSE)","v":0.45788479711240593},{"$f":"L4960*VLOOKUP($B4960,$AR$36:$AZ$47,MATCH(AI$2,$AS$2:$BA$2,0)+1,FALSE)","v":0},{"$f":"M4960*VLOOKUP($B4960,$AR$36:$AZ$47,MATCH(AJ$2,$AS$2:$BA$2,0)+1,FALSE)","v":0.11479360875154743},{"$f":"N4960*VLOOKUP($B4960,$AR$36:$AZ$47,MATCH(AK$2,$AS$2:$BA$2,0)+1,FALSE)","v":0.10202804896611872},{"$f":"O4960*VLOOKUP($B4960,$AR$36:$AZ$47,MATCH(AL$2,$AS$2:$BA$2,0)+1,FALSE)","v":7.8762716518433681E-2},{"$f":"P4960*VLOOKUP($B4960,$AR$36:$AZ$47,MATCH(AM$2,$AS$2:$BA$2,0)+1,FALSE)","v":0},{"$f":"Q4960*VLOOKUP($B4960,$AR$36:$AZ$47,MATCH(AN$2,$AS$2:$BA$2,0)+1,FALSE)","v":1.3826985884687352E-3},{"$f":"R4960*VLOOKUP($B4960,$AR$36:$BA$47,MATCH(AO$2,$AS$2:$BA$2,0)+1,FALSE)","v":5.852800000000002E-4},1.1007408754450971]
[2006,7,26,17,null,2013,7,26,17,0.34676614915536624,0.47261149845712092,0,0.12284308536787299,0.11903550000000003,8.0940999999999999E-2,0,1.8782982913506678E-3,4.2080000000000063E-4,1.1444963312717111,null,null,0.32832338847065323,0.10763845226940634,0.41835345744140845,9.3831369089436914E-2,7.4614386851853745E-2,0,0,1.3729182590709148E-3,4.2080000000000063E-4,1.0245547723818298,null,{"$f":"J4963*VLOOKUP($B4963,$AR$36:$AZ$47,MATCH(AG$2,$AS$2:$BA$2,0)+1,FALSE)","v":0.38118046553315671},{"$f":"K4963*VLOOKUP($B4963,$AR$36:$AZ$47,MATCH(AH$2,$AS$2:$BA$2,0)+1,FALSE)","v":0.42270006046513736},{"$f":"L4963*VLOOKUP($B4963,$AR$36:$AZ$47,MATCH(AI$2,$AS$2:$BA$2,0)+1,FALSE)","v":0},{"$f":"M4963*VLOOKUP($B4963,$AR$36:$AZ$47,MATCH(AJ$2,$AS$2:$BA$2,0)+1,FALSE)","v":0.10802165141217292},{"$f":"N4963*VLOOKUP($B4963,$AR$36:$AZ$47,MATCH(AK$2,$AS$2:$BA$2,0)+1,FALSE)","v":9.5035223188408485E-2},{"$f":"O4963*VLOOKUP($B4963,$AR$36:$AZ$47,MATCH(AL$2,$AS$2:$BA$2,0)+1,FALSE)","v":7.2675935222509577E-2},{"$f":"P4963*VLOOKUP($B4963,$AR$36:$AZ$47,MATCH(AM$2,$AS$2:$BA$2,0)+1,FALSE)","v":0},{"$f":"Q4963*VLOOKUP($B4963,$AR$36:$AZ$47,MATCH(AN$2,$AS$2:$BA$2,0)+1,FALSE)","v":1.3826985884687352E-3},{"$f":"R4963*VLOOKUP($B4963,$AR$36:$BA$47,MATCH(AO$2,$AS$2:$BA$2,0)+1,FALSE)","v":4.2080000000000063E-4},1.0814168344098538]
[2006,7,26,23,null,2013,7,26,23,0.30040665246222603,0.31325796063192207,1.2530102218181778E-2,8.423810462082143E-2,8.5467299999999982E-2,6.6619999999999999E-2,2.8459785730909E-5,2.4429261413566866E-3,2.4223999999999979E-4,0.86523374586023893,null,null,0.28442952201581018,7.3811718228504339E-2,0.27729446136888553,6.7370774024367752E-2,6.1412763025790344E-2,7.0076269454450914E-3,1.4243518678685003E-5,1.7856258084643533E-3,2.4223999999999979E-4,0.77336897493594625,null,{"$f":"J4969*VLOOKUP($B4969,$AR$36:$AZ$47,MATCH(AG$2,$AS$2:$BA$2,0)+1,FALSE)","v":0.33022008611199094},{"$f":"K4969*VLOOKUP($B4969,$AR$36:$AZ$47,MATCH(AH$2,$AS$2:$BA$2,0)+1,FALSE)","v":0.28017549156670113},{"$f":"L4969*VLOOKUP($B4969,$AR$36:$AZ$47,MATCH(AI$2,$AS$2:$BA$2,0)+1,FALSE)","v":4.0017938980001916E-3},{"$f":"M4969*VLOOKUP($B4969,$AR$36:$AZ$47,MATCH(AJ$2,$AS$2:$BA$2,0)+1,FALSE)","v":7.4074492233099823E-2},{"$f":"N4969*VLOOKUP($B4969,$AR$36:$AZ$47,MATCH(AK$2,$AS$2:$BA$2,0)+1,FALSE)","v":6.8235139355995997E-2},{"$f":"O4969*VLOOKUP($B4969,$AR$36:$AZ$47,MATCH(AL$2,$AS$2:$BA$2,0)+1,FALSE)","v":5.9817284250547782E-2},{"$f":"P4969*VLOOKUP($B4969,$AR$36:$AZ$47,MATCH(AM$2,$AS$2:$BA$2,0)+1,FALSE)","v":1.4243518678685003E-5},{"$f":"Q4969*VLOOKUP($B4969,$AR$36:$AZ$47,MATCH(AN$2,$AS$2:$BA$2,0)+1,FALSE)","v":1.798346164153882E-3},{"$f":"R4969*VLOOKUP($B4969,$AR$36:$BA$47,MATCH(AO$2,$AS$2:$BA$2,0)+1,FALSE)","v":2.4223999999999979E-4},0.81857911709916831]
[2006,7,27,7,null,2013,7,27,7,0.20407635849795838,0.34141613600210041,0,8.8988247986938634E-2,8.559180000000001E-2,6.3574000000000006E-2,0,1.8782982913506678E-3,2.6848000000000003E-4,0.78579332077834807,null,null,0.19322255558105594,7.7973923031936954E-2,0.30221994468829827,6.7468912860695049E-2,5.860484834286394E-2,0,0,1.3729182590709148E-3,2.6848000000000003E-4,0.70113158276392107,null,{"$f":"J4977*VLOOKUP($B4977,$AR$36:$AZ$47,MATCH(AG$2,$AS$2:$BA$2,0)+1,FALSE)","v":0.22432962826977068},{"$f":"K4977*VLOOKUP($B4977,$AR$36:$AZ$47,MATCH(AH$2,$AS$2:$BA$2,0)+1,FALSE)","v":0.30535994533140831},{"$f":"L4977*VLOOKUP($B4977,$AR$36:$AZ$47,MATCH(AI$2,$AS$2:$BA$2,0)+1,FALSE)","v":0},{"$f":"M4977*VLOOKUP($B4977,$AR$36:$AZ$47,MATCH(AJ$2,$AS$2:$BA$2,0)+1,FALSE)","v":7.8251514727413971E-2},{"$f":"N4977*VLOOKUP($B4977,$AR$36:$AZ$47,MATCH(AK$2,$AS$2:$BA$2,0)+1,FALSE)","v":6.8334537311118285E-2},{"$f":"O4977*VLOOKUP($B4977,$AR$36:$AZ$47,MATCH(AL$2,$AS$2:$BA$2,0)+1,FALSE)","v":5.7082318056804644E-2},{"$f":"P4977*VLOOKUP($B4977,$AR$36:$AZ$47,MATCH(AM$2,$AS$2:$BA$2,0)+1,FALSE)","v":0},{"$f":"Q4977*VLOOKUP($B4977,$AR$36:$AZ$47,MATCH(AN$2,$AS$2:$BA$2,0)+1,FALSE)","v":1.3826985884687352E-3},{"$f":"R4977*VLOOKUP($B4977,$AR$36:$BA$47,MATCH(AO$2,$AS$2:$BA$2,0)+1,FALSE)","v":2.6848000000000003E-4},0.73500912228498461]
[2006,7,27,16,null,2013,7,27,16,0.366009851778197,0.43099560229129352,0,0.13083214853082198,9.6643199999999999E-2,7.5000999999999998E-2,0,1.8782982913506678E-3,3.1231999999999994E-4,1.1016724208916633,null,null,0.34654361460068012,0.11463868668526427,0.38151526348647208,7.6180330818825193E-2,6.9138676669127916E-2,0,0,1.3729182590709148E-3,3.1231999999999994E-4,0.98970181051944039,null,{"$f":"J4986*VLOOKUP($B4986,$AR$36:$AZ$47,MATCH(AG$2,$AS$2:$BA$2,0)+1,FALSE)","v":0.40233398222508077},{"$f":"K4986*VLOOKUP($B4986,$AR$36:$AZ$47,MATCH(AH$2,$AS$2:$BA$2,0)+1,FALSE)","v":0.38547912554706293},{"$f":"L4986*VLOOKUP($B4986,$AR$36:$AZ$47,MATCH(AI$2,$AS$2:$BA$2,0)+1,FALSE)","v":0},{"$f":"M4986*VLOOKUP($B4986,$AR$36:$AZ$47,MATCH(AJ$2,$AS$2:$BA$2,0)+1,FALSE)","v":0.11504680706919296},{"$f":"N4986*VLOOKUP($B4986,$AR$36:$AZ$47,MATCH(AK$2,$AS$2:$BA$2,0)+1,FALSE)","v":7.715772254194754E-2},{"$f":"O4986*VLOOKUP($B4986,$AR$36:$AZ$47,MATCH(AL$2,$AS$2:$BA$2,0)+1,FALSE)","v":6.7342481778374874E-2},{"$f":"P4986*VLOOKUP($B4986,$AR$36:$AZ$47,MATCH(AM$2,$AS$2:$BA$2,0)+1,FALSE)","v":0},{"$f":"Q4986*VLOOKUP($B4986,$AR$36:$AZ$47,MATCH(AN$2,$AS$2:$BA$2,0)+1,FALSE)","v":1.3826985884687352E-3},{"$f":"R4986*VLOOKUP($B4986,$AR$36:$BA$47,MATCH(AO$2,$AS$2:$BA$2,0)+1,FALSE)","v":3.1231999999999994E-4},1.0490551377501278]
[2006,7,27,24,null,2013,7,27,24,0.29477994265926671,0.2959437628281395,1.2530102218181778E-2,8.0294200440803765E-2,8.4433399999999992E-2,6.7683999999999994E-2,2.8459785730909E-5,2.4429261413566866E-3,1.4880000000000017E-4,0.83828559407347913,null,null,0.27910206882307959,7.035596212660683E-2,0.26196801557210797,6.6555788137791325E-2,6.2393597307679273E-2,7.0076269454450914E-3,1.4243518678685003E-5,1.7856258084643533E-3,1.4880000000000017E-4,0.74933172823985306,null,{"$f":"J4994*VLOOKUP($B4994,$AR$36:$AZ$47,MATCH(AG$2,$AS$2:$BA$2,0)+1,FALSE)","v":0.32403496144703686},{"$f":"K4994*VLOOKUP($B4994,$AR$36:$AZ$47,MATCH(AH$2,$AS$2:$BA$2,0)+1,FALSE)","v":0.26468980727324493},{"$f":"L4994*VLOOKUP($B4994,$AR$36:$AZ$47,MATCH(AI$2,$AS$2:$BA$2,0)+1,FALSE)","v":4.0017938980001916E-3},{"$f":"M4994*VLOOKUP($B4994,$AR$36:$AZ$47,MATCH(AJ$2,$AS$2:$BA$2,0)+1,FALSE)","v":7.0606433438735655E-2},{"$f":"N4994*VLOOKUP($B4994,$AR$36:$AZ$47,MATCH(AK$2,$AS$2:$BA$2,0)+1,FALSE)","v":6.7409697221048906E-2},{"$f":"O4994*VLOOKUP($B4994,$AR$36:$AZ$47,MATCH(AL$2,$AS$2:$BA$2,0)+1,FALSE)","v":6.0772636854008945E-2},{"$f":"P4994*VLOOKUP($B4994,$AR$36:$AZ$47,MATCH(AM$2,$AS$2:$BA$2,0)+1,FALSE)","v":1.4243518678685003E-5},{"$f":"Q4994*VLOOKUP($B4994,$AR$36:$AZ$47,MATCH(AN$2,$AS$2:$BA$2,0)+1,FALSE)","v":1.798346164153882E-3},{"$f":"R4994*VLOOKUP($B4994,$AR$36:$BA$47,MATCH(AO$2,$AS$2:$BA$2,0)+1,FALSE)","v":1.4880000000000017E-4},0.79347671981490797]
[2006,7,28,9,null,2013,7,28,9,0.23705181613974055,0.35406742423974624,0,9.1217509865569188E-2,9.2858999999999983E-2,7.3435E-2,0,1.8782982913506678E-3,5.9008000000000042E-4,0.85109912853640679,null,null,0.22444421321889424,7.9927262917534922E-2,0.31341880504735731,7.3197383152723505E-2,6.7695080348227465E-2,0,0,1.3729182590709148E-3,5.9008000000000042E-4,0.76064574294380849,null,{"$f":"J5003*VLOOKUP($B5003,$AR$36:$AZ$47,MATCH(AG$2,$AS$2:$BA$2,0)+1,FALSE)","v":0.26057768859999542},{"$f":"K5003*VLOOKUP($B5003,$AR$36:$AZ$47,MATCH(AH$2,$AS$2:$BA$2,0)+1,FALSE)","v":0.31667515945648306},{"$f":"L5003*VLOOKUP($B5003,$AR$36:$AZ$47,MATCH(AI$2,$AS$2:$BA$2,0)+1,FALSE)","v":0},{"$f":"M5003*VLOOKUP($B5003,$AR$36:$AZ$47,MATCH(AJ$2,$AS$2:$BA$2,0)+1,FALSE)","v":8.0211808616473618E-2},{"$f":"N5003*VLOOKUP($B5003,$AR$36:$AZ$47,MATCH(AK$2,$AS$2:$BA$2,0)+1,FALSE)","v":7.4136503732520301E-2},{"$f":"O5003*VLOOKUP($B5003,$AR$36:$AZ$47,MATCH(AL$2,$AS$2:$BA$2,0)+1,FALSE)","v":6.5936389506739371E-2},{"$f":"P5003*VLOOKUP($B5003,$AR$36:$AZ$47,MATCH(AM$2,$AS$2:$BA$2,0)+1,FALSE)","v":0},{"$f":"Q5003*VLOOKUP($B5003,$AR$36:$AZ$47,MATCH(AN$2,$AS$2:$BA$2,0)+1,FALSE)","v":1.3826985884687352E-3},{"$f":"R5003*VLOOKUP($B5003,$AR$36:$BA$47,MATCH(AO$2,$AS$2:$BA$2,0)+1,FALSE)","v":5.9008000000000042E-4},0.7995103285006806]
[2006,7,28,18,null,2013,7,28,18,0.40962279163006865,0.36032303333665811,0,9.9390297646411135E-2,8.895560000000001E-2,7.2796E-2,0,1.8782982913506678E-3,4.9856E-4,1.0334645809044889,null,null,0.3878369998639507,8.7088481840209522E-2,0.31895624055757787,7.0120474448146244E-2,6.7106026677055453E-2,0,0,1.3729182590709148E-3,4.9856E-4,0.93297970164601074,null,{"$f":"J5012*VLOOKUP($B5012,$AR$36:$AZ$47,MATCH(AG$2,$AS$2:$BA$2,0)+1,FALSE)","v":0.45027522665305852},{"$f":"K5012*VLOOKUP($B5012,$AR$36:$AZ$47,MATCH(AH$2,$AS$2:$BA$2,0)+1,FALSE)","v":0.32227012773834518},{"$f":"L5012*VLOOKUP($B5012,$AR$36:$AZ$47,MATCH(AI$2,$AS$2:$BA$2,0)+1,FALSE)","v":0},{"$f":"M5012*VLOOKUP($B5012,$AR$36:$AZ$47,MATCH(AJ$2,$AS$2:$BA$2,0)+1,FALSE)","v":8.7398521894506143E-2},{"$f":"N5012*VLOOKUP($B5012,$AR$36:$AZ$47,MATCH(AK$2,$AS$2:$BA$2,0)+1,FALSE)","v":7.1020118366863574E-2},{"$f":"O5012*VLOOKUP($B5012,$AR$36:$AZ$47,MATCH(AL$2,$AS$2:$BA$2,0)+1,FALSE)","v":6.5362639211991536E-2},{"$f":"P5012*VLOOKUP($B5012,$AR$36:$AZ$47,MATCH(AM$2,$AS$2:$BA$2,0)+1,FALSE)","v":0},{"$f":"Q5012*VLOOKUP($B5012,$AR$36:$AZ$47,MATCH(AN$2,$AS$2:$BA$2,0)+1,FALSE)","v":1.3826985884687352E-3},{"$f":"R5012*VLOOKUP($B5012,$AR$36:$BA$47,MATCH(AO$2,$AS$2:$BA$2,0)+1,FALSE)","v":4.9856E-4},0.99820789245323371]
[2006,7,28,23,null,2013,7,28,23,0.32935433460994668,0.29519925987955081,1.2530102218181778E-2,7.8339455381527479E-2,8.2816200000000006E-2,6.6017999999999993E-2,2.8459785730909E-5,2.4429261413566866E-3,3.9008000000000017E-4,0.86711881801629431,null,null,0.31183762143457089,6.8643161343952472E-2,0.26130898509224404,6.5281008008406097E-2,6.0857817313668967E-2,7.0076269454450914E-3,1.4243518678685003E-5,1.7856258084643533E-3,3.9008000000000017E-4,0.77712616946543056,null,{"$f":"J5017*VLOOKUP($B5017,$AR$36:$AZ$47,MATCH(AG$2,$AS$2:$BA$2,0)+1,FALSE)","v":0.36204064006182352},{"$f":"K5017*VLOOKUP($B5017,$AR$36:$AZ$47,MATCH(AH$2,$AS$2:$BA$2,0)+1,FALSE)","v":0.26402392960752524},{"$f":"L5017*VLOOKUP($B5017,$AR$36:$AZ$47,MATCH(AI$2,$AS$2:$BA$2,0)+1,FALSE)","v":4.0017938980001916E-3},{"$f":"M5017*VLOOKUP($B5017,$AR$36:$AZ$47,MATCH(AJ$2,$AS$2:$BA$2,0)+1,FALSE)","v":6.8887534985798929E-2},{"$f":"N5017*VLOOKUP($B5017,$AR$36:$AZ$47,MATCH(AK$2,$AS$2:$BA$2,0)+1,FALSE)","v":6.6118561694753872E-2},{"$f":"O5017*VLOOKUP($B5017,$AR$36:$AZ$47,MATCH(AL$2,$AS$2:$BA$2,0)+1,FALSE)","v":5.9276755803852645E-2},{"$f":"P5017*VLOOKUP($B5017,$AR$36:$AZ$47,MATCH(AM$2,$AS$2:$BA$2,0)+1,FALSE)","v":1.4243518678685003E-5},{"$f":"Q5017*VLOOKUP($B5017,$AR$36:$AZ$47,MATCH(AN$2,$AS$2:$BA$2,0)+1,FALSE)","v":1.798346164153882E-3},{"$f":"R5017*VLOOKUP($B5017,$AR$36:$BA$47,MATCH(AO$2,$AS$2:$BA$2,0)+1,FALSE)","v":3.9008000000000017E-4},0.82655188573458682]
[2006,7,29,3,null,2013,7,29,3,0.18739707275746492,0.2831407435755976,1.2530102218181778E-2,7.4082986650502738E-2,8.4009199999999978E-2,6.4749000000000001E-2,2.8459785730909E-5,2.4429261413566866E-3,2.1344000000000004E-4,0.70859393112883462,null,null,0.17743035779898383,6.4913527681881911E-2,0.25063484363812938,6.6221406656907553E-2,5.9688006501904818E-2,7.0076269454450914E-3,1.4243518678685003E-5,1.7856258084643533E-3,2.1344000000000004E-4,0.62790907855039568,null,{"$f":"J5021*VLOOKUP($B5021,$AR$36:$AZ$47,MATCH(AG$2,$AS$2:$BA$2,0)+1,FALSE)","v":0.20599503038930322},{"$f":"K5021*VLOOKUP($B5021,$AR$36:$AZ$47,MATCH(AH$2,$AS$2:$BA$2,0)+1,FALSE)","v":0.25323888610468859},{"$f":"L5021*VLOOKUP($B5021,$AR$36:$AZ$47,MATCH(AI$2,$AS$2:$BA$2,0)+1,FALSE)","v":4.0017938980001916E-3},{"$f":"M5021*VLOOKUP($B5021,$AR$36:$AZ$47,MATCH(AJ$2,$AS$2:$BA$2,0)+1,FALSE)","v":6.5144623611238031E-2},{"$f":"N5021*VLOOKUP($B5021,$AR$36:$AZ$47,MATCH(AK$2,$AS$2:$BA$2,0)+1,FALSE)","v":6.7071025634198561E-2},{"$f":"O5021*VLOOKUP($B5021,$AR$36:$AZ$47,MATCH(AL$2,$AS$2:$BA$2,0)+1,FALSE)","v":5.8137336204423878E-2},{"$f":"P5021*VLOOKUP($B5021,$AR$36:$AZ$47,MATCH(AM$2,$AS$2:$BA$2,0)+1,FALSE)","v":1.4243518678685003E-5},{"$f":"Q5021*VLOOKUP($B5021,$AR$36:$AZ$47,MATCH(AN$2,$AS$2:$BA$2,0)+1,FALSE)","v":1.798346164153882E-3},{"$f":"R5021*VLOOKUP($B5021,$AR$36:$BA$47,MATCH(AO$2,$AS$2:$BA$2,0)+1,FALSE)","v":2.1344000000000004E-4},0.65561472552468503]
[2006,7,29,13,null,2013,7,29,13,0.31586786018245538,0.51738689475732924,0,0.14107979713671251,0.13235329999999998,8.7741E-2,0,1.8782982913506678E-3,0,1.196307150367848,null,null,0.29906842526781108,0.12361795509126014,0.45798842593382422,0.10432930800059617,8.0882876623324385E-2,0,0,1.3729182590709148E-3,0,1.067259909175887,null,{"$f":"J5031*VLOOKUP($B5031,$AR$36:$AZ$47,MATCH(AG$2,$AS$2:$BA$2,0)+1,FALSE)","v":0.34721571954061986},{"$f":"K5031*VLOOKUP($B5031,$AR$36:$AZ$47,MATCH(AH$2,$AS$2:$BA$2,0)+1,FALSE)","v":0.46274682781048521},{"$f":"L5031*VLOOKUP($B5031,$AR$36:$AZ$47,MATCH(AI$2,$AS$2:$BA$2,0)+1,FALSE)","v":0},{"$f":"M5031*VLOOKUP($B5031,$AR$36:$AZ$47,MATCH(AJ$2,$AS$2:$BA$2,0)+1,FALSE)","v":0.12405804219231736},{"$f":"N5031*VLOOKUP($B5031,$AR$36:$AZ$47,MATCH(AK$2,$AS$2:$BA$2,0)+1,FALSE)","v":0.10566785039103781},{"$f":"O5031*VLOOKUP($B5031,$AR$36:$AZ$47,MATCH(AL$2,$AS$2:$BA$2,0)+1,FALSE)","v":7.8781572161923039E-2},{"$f":"P5031*VLOOKUP($B5031,$AR$36:$AZ$47,MATCH(AM$2,$AS$2:$BA$2,0)+1,FALSE)","v":0},{"$f":"Q5031*VLOOKUP($B5031,$AR$36:$AZ$47,MATCH(AN$2,$AS$2:$BA$2,0)+1,FALSE)","v":1.3826985884687352E-3},{"$f":"R5031*VLOOKUP($B5031,$AR$36:$BA$47,MATCH(AO$2,$AS$2:$BA$2,0)+1,FALSE)","v":0},1.1198527106848519]
[2006,7,29,20,null,2013,7,29,20,0.43957641040330753,0.40328643672263575,5.4297109612121038E-3,9.7515166936630357E-2,9.3840099999999996E-2,7.2002999999999998E-2,1.2332573816727232E-5,2.1229703596866096E-3,4.5728000000000018E-4,1.1142434079572892,null,null,0.41619753515997721,8.544544131579411E-2,0.35698724151428524,7.3970748713532236E-2,6.6375010149294242E-2,3.0366383430262063E-3,6.1721914274301677E-6,1.5517581971414051E-3,4.5728000000000018E-4,1.0040278255844781,null,{"$f":"J5038*VLOOKUP($B5038,$AR$36:$AZ$47,MATCH(AG$2,$AS$2:$BA$2,0)+1,FALSE)","v":0.48320154998708803},{"$f":"K5038*VLOOKUP($B5038,$AR$36:$AZ$47,MATCH(AH$2,$AS$2:$BA$2,0)+1,FALSE)","v":0.36069626266804478},{"$f":"L5038*VLOOKUP($B5038,$AR$36:$AZ$47,MATCH(AI$2,$AS$2:$BA$2,0)+1,FALSE)","v":1.7341106891334166E-3},{"$f":"M5038*VLOOKUP($B5038,$AR$36:$AZ$47,MATCH(AJ$2,$AS$2:$BA$2,0)+1,FALSE)","v":8.5749632050380054E-2},{"$f":"N5038*VLOOKUP($B5038,$AR$36:$AZ$47,MATCH(AK$2,$AS$2:$BA$2,0)+1,FALSE)","v":7.4919791553969772E-2},{"$f":"O5038*VLOOKUP($B5038,$AR$36:$AZ$47,MATCH(AL$2,$AS$2:$BA$2,0)+1,FALSE)","v":6.4650614198321701E-2},{"$f":"P5038*VLOOKUP($B5038,$AR$36:$AZ$47,MATCH(AM$2,$AS$2:$BA$2,0)+1,FALSE)","v":6.1721914274301677E-6},{"$f":"Q5038*VLOOKUP($B5038,$AR$36:$AZ$47,MATCH(AN$2,$AS$2:$BA$2,0)+1,FALSE)","v":1.562812537932299E-3},{"$f":"R5038*VLOOKUP($B5038,$AR$36:$BA$47,MATCH(AO$2,$AS$2:$BA$2,0)+1,FALSE)","v":4.5728000000000018E-4},1.0729782258762977]
[2006,7,30,3,null,2013,7,30,3,0.18747253566276678,0.2786811799830754,1.0937138427518419E-2,8.361125736203591E-2,8.2352300000000031E-2,6.3394000000000006E-2,2.5639446604422585E-5,2.3941329461851131E-3,1.2480000000000019E-4,0.7089929838281861,null,null,0.17750180720900524,7.3262457612467746E-2,0.24668725909204417,6.4915332456822003E-2,5.8438917731266186E-2,6.1167406790606869E-3,1.2831998809626161E-5,1.7499610427144506E-3,1.2480000000000019E-4,0.62881010782219005,null,{"$f":"J5045*VLOOKUP($B5045,$AR$36:$AZ$47,MATCH(AG$2,$AS$2:$BA$2,0)+1,FALSE)","v":0.20607798250398773},{"$f":"K5045*VLOOKUP($B5045,$AR$36:$AZ$47,MATCH(AH$2,$AS$2:$BA$2,0)+1,FALSE)","v":0.24925028699873966},{"$f":"L5045*VLOOKUP($B5045,$AR$36:$AZ$47,MATCH(AI$2,$AS$2:$BA$2,0)+1,FALSE)","v":3.4930420405762459E-3},{"$f":"M5045*VLOOKUP($B5045,$AR$36:$AZ$47,MATCH(AJ$2,$AS$2:$BA$2,0)+1,FALSE)","v":7.3523276217363737E-2},{"$f":"N5045*VLOOKUP($B5045,$AR$36:$AZ$47,MATCH(AK$2,$AS$2:$BA$2,0)+1,FALSE)","v":6.5748194535065363E-2},{"$f":"O5045*VLOOKUP($B5045,$AR$36:$AZ$47,MATCH(AL$2,$AS$2:$BA$2,0)+1,FALSE)","v":5.6920698255467229E-2},{"$f":"P5045*VLOOKUP($B5045,$AR$36:$AZ$47,MATCH(AM$2,$AS$2:$BA$2,0)+1,FALSE)","v":1.2831998809626161E-5},{"$f":"Q5045*VLOOKUP($B5045,$AR$36:$AZ$47,MATCH(AN$2,$AS$2:$BA$2,0)+1,FALSE)","v":1.7624273314523415E-3},{"$f":"R5045*VLOOKUP($B5045,$AR$36:$BA$47,MATCH(AO$2,$AS$2:$BA$2,0)+1,FALSE)","v":1.2480000000000019E-4},0.65691353988146195]
[2006,7,30,13,null,2013,7,30,13,0.27230892895785119,0.49343226594993228,0,0.12448652923673779,0.13583489999999998,8.8279999999999997E-2,0,1.8839331862247196E-3,0,1.1162265573307459,null,null,0.25782617618249298,0.10907848248280017,0.43678390209973195,0.10707372705727912,8.1379746621386542E-2,0,0,1.3770370138481273E-3,0,0.99351907145753893,null,{"$f":"J5055*VLOOKUP($B5055,$AR$36:$AZ$47,MATCH(AG$2,$AS$2:$BA$2,0)+1,FALSE)","v":0.29933384374979072},{"$f":"K5055*VLOOKUP($B5055,$AR$36:$AZ$47,MATCH(AH$2,$AS$2:$BA$2,0)+1,FALSE)","v":0.44132199350500906},{"$f":"L5055*VLOOKUP($B5055,$AR$36:$AZ$47,MATCH(AI$2,$AS$2:$BA$2,0)+1,FALSE)","v":0},{"$f":"M5055*VLOOKUP($B5055,$AR$36:$AZ$47,MATCH(AJ$2,$AS$2:$BA$2,0)+1,FALSE)","v":0.10946680821677737},{"$f":"N5055*VLOOKUP($B5055,$AR$36:$AZ$47,MATCH(AK$2,$AS$2:$BA$2,0)+1,FALSE)","v":0.1084474802750032},{"$f":"O5055*VLOOKUP($B5055,$AR$36:$AZ$47,MATCH(AL$2,$AS$2:$BA$2,0)+1,FALSE)","v":7.9265533678150077E-2},{"$f":"P5055*VLOOKUP($B5055,$AR$36:$AZ$47,MATCH(AM$2,$AS$2:$BA$2,0)+1,FALSE)","v":0},{"$f":"Q5055*VLOOKUP($B5055,$AR$36:$AZ$47,MATCH(AN$2,$AS$2:$BA$2,0)+1,FALSE)","v":1.3868466842341413E-3},{"$f":"R5055*VLOOKUP($B5055,$AR$36:$BA$47,MATCH(AO$2,$AS$2:$BA$2,0)+1,FALSE)","v":0},1.0392225061089646]
[2006,7,30,17,null,2013,7,30,17,0.33819408179769284,0.46557271902986519,0,0.12516779105093082,0.12080410000000004,8.1807000000000005E-2,0,1.8839331862247196E-3,0,1.1334296250647136,null,null,{"$f":"$J5059*$AS$6","v":0.32020722659059314},{"$f":"$M5059*$AV$6","v":0.10967542261215613},{"$f":"$K5059*$AT$6","v":0.41212276326834435},{"$f":"$N5059*$AW$6","v":9.5225492349906085E-2},{"$f":"$O5059*$AX$6","v":7.5412697460985154E-2},{"$f":"$L5059*$AU$6","v":0},{"$f":"$P5059*$AY$6","v":0},{"$f":"$Q5059*$AZ$6","v":1.3770370138481273E-3},0,{"$f":"SUM(V5059:AD5059)","v":1.0140206392958331},null,{"$f":"J5059*VLOOKUP($B5059,$AR$36:$AZ$47,MATCH(AG$2,$AS$2:$BA$2,0)+1,FALSE)","v":0.37175767546573424},{"$f":"K5059*VLOOKUP($B5059,$AR$36:$AZ$47,MATCH(AH$2,$AS$2:$BA$2,0)+1,FALSE)","v":0.41640463071106903},{"$f":"L5059*VLOOKUP($B5059,$AR$36:$AZ$47,MATCH(AI$2,$AS$2:$BA$2,0)+1,FALSE)","v":0},{"$f":"M5059*VLOOKUP($B5059,$AR$36:$AZ$47,MATCH(AJ$2,$AS$2:$BA$2,0)+1,FALSE)","v":0.11006587348766994},{"$f":"N5059*VLOOKUP($B5059,$AR$36:$AZ$47,MATCH(AK$2,$AS$2:$BA$2,0)+1,FALSE)","v":9.6447233015149417E-2},{"$f":"O5059*VLOOKUP($B5059,$AR$36:$AZ$47,MATCH(AL$2,$AS$2:$BA$2,0)+1,FALSE)","v":7.34535060444996E-2},{"$f":"P5059*VLOOKUP($B5059,$AR$36:$AZ$47,MATCH(AM$2,$AS$2:$BA$2,0)+1,FALSE)","v":0},{"$f":"Q5059*VLOOKUP($B5059,$AR$36:$AZ$47,MATCH(AN$2,$AS$2:$BA$2,0)+1,FALSE)","v":1.3868466842341413E-3},{"$f":"R5059*VLOOKUP($B5059,$AR$36:$BA$47,MATCH(AO$2,$AS$2:$BA$2,0)+1,FALSE)","v":0},1.0695157654083565]
[2006,7,31,6,null,2013,7,31,6,0.21103076474335292,0.3632692577518038,0,9.9235044663806976E-2,0.10562959999999996,7.2836999999999999E-2,0,1.8839331862247196E-3,0,0.85388560034518834,null,null,0.19980709166928406,8.6952444954554328E-2,0.32156422443968463,8.3263984142290151E-2,6.7143821983030483E-2,0,0,1.3770370138481273E-3,0,0.76010860420269188,null,{"$f":"J5072*VLOOKUP($B5072,$AR$36:$AZ$47,MATCH(AG$2,$AS$2:$BA$2,0)+1,FALSE)","v":0.23197421473411575},{"$f":"K5072*VLOOKUP($B5072,$AR$36:$AZ$47,MATCH(AH$2,$AS$2:$BA$2,0)+1,FALSE)","v":0.32490520801567985},{"$f":"L5072*VLOOKUP($B5072,$AR$36:$AZ$47,MATCH(AI$2,$AS$2:$BA$2,0)+1,FALSE)","v":0},{"$f":"M5072*VLOOKUP($B5072,$AR$36:$AZ$47,MATCH(AJ$2,$AS$2:$BA$2,0)+1,FALSE)","v":8.7262000709635676E-2},{"$f":"N5072*VLOOKUP($B5072,$AR$36:$AZ$47,MATCH(AK$2,$AS$2:$BA$2,0)+1,FALSE)","v":8.4332258958901396E-2},{"$f":"O5072*VLOOKUP($B5072,$AR$36:$AZ$47,MATCH(AL$2,$AS$2:$BA$2,0)+1,FALSE)","v":6.5399452611185058E-2},{"$f":"P5072*VLOOKUP($B5072,$AR$36:$AZ$47,MATCH(AM$2,$AS$2:$BA$2,0)+1,FALSE)","v":0},{"$f":"Q5072*VLOOKUP($B5072,$AR$36:$AZ$47,MATCH(AN$2,$AS$2:$BA$2,0)+1,FALSE)","v":1.3868466842341413E-3},{"$f":"R5072*VLOOKUP($B5072,$AR$36:$BA$47,MATCH(AO$2,$AS$2:$BA$2,0)+1,FALSE)","v":0},0.7952599817137519]
[2006,7,31,14,null,2013,7,31,14,0.33067696952817061,0.5255591779161477,0,0.14178315145952969,0.13639269999999995,9.0013999999999997E-2,0,1.8839331862247196E-3,0,1.2263099320900728,null,null,0.31308991200306674,0.12423425327750577,0.46522249223530693,0.10751342057457509,8.2978211513111549E-2,0,0,1.3770370138481273E-3,0,1.0944153266174141,null,{"$f":"J5080*VLOOKUP($B5080,$AR$36:$AZ$47,MATCH(AG$2,$AS$2:$BA$2,0)+1,FALSE)","v":0.36349453801318643},{"$f":"K5080*VLOOKUP($B5080,$AR$36:$AZ$47,MATCH(AH$2,$AS$2:$BA$2,0)+1,FALSE)","v":0.47005605451497301},{"$f":"L5080*VLOOKUP($B5080,$AR$36:$AZ$47,MATCH(AI$2,$AS$2:$BA$2,0)+1,FALSE)","v":0},{"$f":"M5080*VLOOKUP($B5080,$AR$36:$AZ$47,MATCH(AJ$2,$AS$2:$BA$2,0)+1,FALSE)","v":0.12467653443590662},{"$f":"N5080*VLOOKUP($B5080,$AR$36:$AZ$47,MATCH(AK$2,$AS$2:$BA$2,0)+1,FALSE)","v":0.10889281504903692},{"$f":"O5080*VLOOKUP($B5080,$AR$36:$AZ$47,MATCH(AL$2,$AS$2:$BA$2,0)+1,FALSE)","v":8.0822471097700507E-2},{"$f":"P5080*VLOOKUP($B5080,$AR$36:$AZ$47,MATCH(AM$2,$AS$2:$BA$2,0)+1,FALSE)","v":0},{"$f":"Q5080*VLOOKUP($B5080,$AR$36:$AZ$47,MATCH(AN$2,$AS$2:$BA$2,0)+1,FALSE)","v":1.3868466842341413E-3},{"$f":"R5080*VLOOKUP($B5080,$AR$36:$BA$47,MATCH(AO$2,$AS$2:$BA$2,0)+1,FALSE)","v":0},1.1493292597950377]
[2006,7,31,15,null,2013,7,31,15,0.33927707175971045,0.5230360598006587,0,0.14718015638861612,0.13414049999999997,8.9443999999999996E-2,0,1.8839331862247196E-3,0,1.2349617211352102,null,null,0.3212326177219807,0.12896325577461457,0.46298904004340341,0.1057380929667335,8.245276457638534E-2,0,0,1.3770370138481273E-3,0,1.1027528080969657,null,{"$f":"J5081*VLOOKUP($B5081,$AR$36:$AZ$47,MATCH(AG$2,$AS$2:$BA$2,0)+1,FALSE)","v":0.37294814523590969},{"$f":"K5081*VLOOKUP($B5081,$AR$36:$AZ$47,MATCH(AH$2,$AS$2:$BA$2,0)+1,FALSE)","v":0.46779939723206804},{"$f":"L5081*VLOOKUP($B5081,$AR$36:$AZ$47,MATCH(AI$2,$AS$2:$BA$2,0)+1,FALSE)","v":0},{"$f":"M5081*VLOOKUP($B5081,$AR$36:$AZ$47,MATCH(AJ$2,$AS$2:$BA$2,0)+1,FALSE)","v":0.12942237245661153},{"$f":"N5081*VLOOKUP($B5081,$AR$36:$AZ$47,MATCH(AK$2,$AS$2:$BA$2,0)+1,FALSE)","v":0.10709471003276085},{"$f":"O5081*VLOOKUP($B5081,$AR$36:$AZ$47,MATCH(AL$2,$AS$2:$BA$2,0)+1,FALSE)","v":8.0310675060132036E-2},{"$f":"P5081*VLOOKUP($B5081,$AR$36:$AZ$47,MATCH(AM$2,$AS$2:$BA$2,0)+1,FALSE)","v":0},{"$f":"Q5081*VLOOKUP($B5081,$AR$36:$AZ$47,MATCH(AN$2,$AS$2:$BA$2,0)+1,FALSE)","v":1.3868466842341413E-3},{"$f":"R5081*VLOOKUP($B5081,$AR$36:$BA$47,MATCH(AO$2,$AS$2:$BA$2,0)+1,FALSE)","v":0},1.1589621467017164]
[2006,7,31,24,null,2013,7,31,24,0.27735447840923122,0.29506892761849079,1.0937138427518419E-2,7.7881054270803454E-2,8.7962399999999996E-2,6.6136E-2,2.5639446604422585E-5,2.3941329461851131E-3,0,0.81775977111883336,null,null,0.26260337804204104,6.8241497823949296E-2,0.26119361559275323,6.9337570896015749E-2,6.096659404793861E-2,6.1167406790606869E-3,1.2831998809626161E-5,1.7499610427144506E-3,0,0.7302221901232826,null,{"$f":"J5090*VLOOKUP($B5090,$AR$36:$AZ$47,MATCH(AG$2,$AS$2:$BA$2,0)+1,FALSE)","v":0.30488013162544464},{"$f":"K5090*VLOOKUP($B5090,$AR$36:$AZ$47,MATCH(AH$2,$AS$2:$BA$2,0)+1,FALSE)","v":0.26390736144358834},{"$f":"L5090*VLOOKUP($B5090,$AR$36:$AZ$47,MATCH(AI$2,$AS$2:$BA$2,0)+1,FALSE)","v":3.4930420405762459E-3},{"$f":"M5090*VLOOKUP($B5090,$AR$36:$AZ$47,MATCH(AJ$2,$AS$2:$BA$2,0)+1,FALSE)","v":6.8484441520332021E-2},{"$f":"N5090*VLOOKUP($B5090,$AR$36:$AZ$47,MATCH(AK$2,$AS$2:$BA$2,0)+1,FALSE)","v":7.0227170181904219E-2},{"$f":"O5090*VLOOKUP($B5090,$AR$36:$AZ$47,MATCH(AL$2,$AS$2:$BA$2,0)+1,FALSE)","v":5.938270656250718E-2},{"$f":"P5090*VLOOKUP($B5090,$AR$36:$AZ$47,MATCH(AM$2,$AS$2:$BA$2,0)+1,FALSE)","v":1.2831998809626161E-5},{"$f":"Q5090*VLOOKUP($B5090,$AR$36:$AZ$47,MATCH(AN$2,$AS$2:$BA$2,0)+1,FALSE)","v":1.7624273314523415E-3},{"$f":"R5090*VLOOKUP($B5090,$AR$36:$BA$47,MATCH(AO$2,$AS$2:$BA$2,0)+1,FALSE)","v":0},0.77215011270461464]
[2006,8,1,8,null,2013,8,1,8,0.29039589206996069,0.48491657712496405,0,0.12871947662039543,0.12529580000000001,8.4338999999999997E-2,0,1.8839331862247196E-3,0,1.1155506790015448,null,null,0.27495118400282337,0.11278750610061544,0.42924585473090809,9.8766136616020156E-2,7.7746788064126868E-2,0,0,1.3770370138481273E-3,0,0.99487450652834208,null,{"$f":"J5098*VLOOKUP($B5098,$AR$36:$AZ$47,MATCH(AG$2,$AS$2:$BA$2,0)+1,FALSE)","v":0.30261782180449953},{"$f":"K5098*VLOOKUP($B5098,$AR$36:$AZ$47,MATCH(AH$2,$AS$2:$BA$2,0)+1,FALSE)","v":0.43694791151749268},{"$f":"L5098*VLOOKUP($B5098,$AR$36:$AZ$47,MATCH(AI$2,$AS$2:$BA$2,0)+1,FALSE)","v":0},{"$f":"M5098*VLOOKUP($B5098,$AR$36:$AZ$47,MATCH(AJ$2,$AS$2:$BA$2,0)+1,FALSE)","v":0.11355320770452364},{"$f":"N5098*VLOOKUP($B5098,$AR$36:$AZ$47,MATCH(AK$2,$AS$2:$BA$2,0)+1,FALSE)","v":0.10059937853861176},{"$f":"O5098*VLOOKUP($B5098,$AR$36:$AZ$47,MATCH(AL$2,$AS$2:$BA$2,0)+1,FALSE)","v":7.8886736581967029E-2},{"$f":"P5098*VLOOKUP($B5098,$AR$36:$AZ$47,MATCH(AM$2,$AS$2:$BA$2,0)+1,FALSE)","v":0},{"$f":"Q5098*VLOOKUP($B5098,$AR$36:$AZ$47,MATCH(AN$2,$AS$2:$BA$2,0)+1,FALSE)","v":1.365104981501676E-3},{"$f":"R5098*VLOOKUP($B5098,$AR$36:$BA$47,MATCH(AO$2,$AS$2:$BA$2,0)+1,FALSE)","v":0},1.0339701611285965]
[2006,8,1,14,null,2013,8,1,14,0.40160977527374409,0.54970498976476501,0,0.14117753085358814,0.1334949,8.9383000000000004E-2,0,1.8839331862247196E-3,0,1.3172541290783222,null,null,0.38025015585282862,0.12370359203197623,0.48659625039095039,0.10522918989257379,8.2396532535788325E-2,0,0,1.3770370138481273E-3,0,1.1795527577179656,null,{"$f":"J5104*VLOOKUP($B5104,$AR$36:$AZ$47,MATCH(AG$2,$AS$2:$BA$2,0)+1,FALSE)","v":0.41851237819664328},{"$f":"K5104*VLOOKUP($B5104,$AR$36:$AZ$47,MATCH(AH$2,$AS$2:$BA$2,0)+1,FALSE)","v":0.49532735847584908},{"$f":"L5104*VLOOKUP($B5104,$AR$36:$AZ$47,MATCH(AI$2,$AS$2:$BA$2,0)+1,FALSE)","v":0},{"$f":"M5104*VLOOKUP($B5104,$AR$36:$AZ$47,MATCH(AJ$2,$AS$2:$BA$2,0)+1,FALSE)","v":0.12454340170684917},{"$f":"N5104*VLOOKUP($B5104,$AR$36:$AZ$47,MATCH(AK$2,$AS$2:$BA$2,0)+1,FALSE)","v":0.10718239540410869},{"$f":"O5104*VLOOKUP($B5104,$AR$36:$AZ$47,MATCH(AL$2,$AS$2:$BA$2,0)+1,FALSE)","v":8.3604657108881542E-2},{"$f":"P5104*VLOOKUP($B5104,$AR$36:$AZ$47,MATCH(AM$2,$AS$2:$BA$2,0)+1,FALSE)","v":0},{"$f":"Q5104*VLOOKUP($B5104,$AR$36:$AZ$47,MATCH(AN$2,$AS$2:$BA$2,0)+1,FALSE)","v":1.365104981501676E-3},{"$f":"R5104*VLOOKUP($B5104,$AR$36:$BA$47,MATCH(AO$2,$AS$2:$BA$2,0)+1,FALSE)","v":0},1.2305352958738336]
[2006,8,2,1,null,2013,8,2,1,0.2895409205768365,0.26618118223115578,1.0937138427518419E-2,4.9916240532298692E-2,8.4542600000000009E-2,6.5658999999999995E-2,2.5639446604422585E-5,2.3941329461851131E-3,0,0.76919685416059891,null,null,0.27414168417606094,4.3737967488475415E-2,0.23562232035357236,6.664186653881092E-2,6.0526877927204563E-2,6.1167406790606869E-3,1.2831998809626161E-5,1.7499610427144506E-3,0,0.68855025020470884,null,{"$f":"J5115*VLOOKUP($B5115,$AR$36:$AZ$47,MATCH(AG$2,$AS$2:$BA$2,0)+1,FALSE)","v":0.30172686701478146},{"$f":"K5115*VLOOKUP($B5115,$AR$36:$AZ$47,MATCH(AH$2,$AS$2:$BA$2,0)+1,FALSE)","v":0.23985014566987675},{"$f":"L5115*VLOOKUP($B5115,$AR$36:$AZ$47,MATCH(AI$2,$AS$2:$BA$2,0)+1,FALSE)","v":4.434042498183857E-3},{"$f":"M5115*VLOOKUP($B5115,$AR$36:$AZ$47,MATCH(AJ$2,$AS$2:$BA$2,0)+1,FALSE)","v":4.4034899595722599E-2},{"$f":"N5115*VLOOKUP($B5115,$AR$36:$AZ$47,MATCH(AK$2,$AS$2:$BA$2,0)+1,FALSE)","v":6.7878835683545968E-2},{"$f":"O5115*VLOOKUP($B5115,$AR$36:$AZ$47,MATCH(AL$2,$AS$2:$BA$2,0)+1,FALSE)","v":6.1414342560800736E-2},{"$f":"P5115*VLOOKUP($B5115,$AR$36:$AZ$47,MATCH(AM$2,$AS$2:$BA$2,0)+1,FALSE)","v":1.2831998809626161E-5},{"$f":"Q5115*VLOOKUP($B5115,$AR$36:$AZ$47,MATCH(AN$2,$AS$2:$BA$2,0)+1,FALSE)","v":1.7347976218646741E-3},{"$f":"R5115*VLOOKUP($B5115,$AR$36:$BA$47,MATCH(AO$2,$AS$2:$BA$2,0)+1,FALSE)","v":0},0.72108676264358562]
[2006,8,2,11,null,2013,8,2,11,0.29448237936400834,0.50200343016285653,0,0.13505348256133298,0.13184259999999998,8.7705000000000005E-2,0,1.8839331862247196E-3,0,1.1529708252744226,null,null,0.2788203314342898,0.11833753436721293,0.44437105601892563,0.10392674170571796,8.0849690501004837E-2,0,0,1.3770370138481273E-3,0,1.0276823910409993,null,{"$f":"J5125*VLOOKUP($B5125,$AR$36:$AZ$47,MATCH(AG$2,$AS$2:$BA$2,0)+1,FALSE)","v":0.30687629762156976},{"$f":"K5125*VLOOKUP($B5125,$AR$36:$AZ$47,MATCH(AH$2,$AS$2:$BA$2,0)+1,FALSE)","v":0.45234450776004481},{"$f":"L5125*VLOOKUP($B5125,$AR$36:$AZ$47,MATCH(AI$2,$AS$2:$BA$2,0)+1,FALSE)","v":0},{"$f":"M5125*VLOOKUP($B5125,$AR$36:$AZ$47,MATCH(AJ$2,$AS$2:$BA$2,0)+1,FALSE)","v":0.11914091448439261},{"$f":"N5125*VLOOKUP($B5125,$AR$36:$AZ$47,MATCH(AK$2,$AS$2:$BA$2,0)+1,FALSE)","v":0.10585577190069237},{"$f":"O5125*VLOOKUP($B5125,$AR$36:$AZ$47,MATCH(AL$2,$AS$2:$BA$2,0)+1,FALSE)","v":8.2035134776573343E-2},{"$f":"P5125*VLOOKUP($B5125,$AR$36:$AZ$47,MATCH(AM$2,$AS$2:$BA$2,0)+1,FALSE)","v":0},{"$f":"Q5125*VLOOKUP($B5125,$AR$36:$AZ$47,MATCH(AN$2,$AS$2:$BA$2,0)+1,FALSE)","v":1.365104981501676E-3},{"$f":"R5125*VLOOKUP($B5125,$AR$36:$BA$47,MATCH(AO$2,$AS$2:$BA$2,0)+1,FALSE)","v":0},1.0676177315247746]
[2006,8,2,18,null,2013,8,2,18,0.3680667622382453,0.43752011705894756,0,0.11894160077572492,0.10330740000000001,7.7467999999999995E-2,0,1.8839331862247196E-3,0,1.1071878132591426,null,null,0.34849112825986722,0.10421986536405349,0.38729073302135736,8.1433478072256538E-2,7.1412847884748221E-2,0,0,1.3770370138481273E-3,0,0.99422508961613099,null,{"$f":"J5132*VLOOKUP($B5132,$AR$36:$AZ$47,MATCH(AG$2,$AS$2:$BA$2,0)+1,FALSE)","v":0.38355763600243509},{"$f":"K5132*VLOOKUP($B5132,$AR$36:$AZ$47,MATCH(AH$2,$AS$2:$BA$2,0)+1,FALSE)","v":0.39423997943986611},{"$f":"L5132*VLOOKUP($B5132,$AR$36:$AZ$47,MATCH(AI$2,$AS$2:$BA$2,0)+1,FALSE)","v":0},{"$f":"M5132*VLOOKUP($B5132,$AR$36:$AZ$47,MATCH(AJ$2,$AS$2:$BA$2,0)+1,FALSE)","v":0.10492740222542501},{"$f":"N5132*VLOOKUP($B5132,$AR$36:$AZ$47,MATCH(AK$2,$AS$2:$BA$2,0)+1,FALSE)","v":8.2945000857489085E-2},{"$f":"O5132*VLOOKUP($B5132,$AR$36:$AZ$47,MATCH(AL$2,$AS$2:$BA$2,0)+1,FALSE)","v":7.2459926125894566E-2},{"$f":"P5132*VLOOKUP($B5132,$AR$36:$AZ$47,MATCH(AM$2,$AS$2:$BA$2,0)+1,FALSE)","v":0},{"$f":"Q5132*VLOOKUP($B5132,$AR$36:$AZ$47,MATCH(AN$2,$AS$2:$BA$2,0)+1,FALSE)","v":1.365104981501676E-3},{"$f":"R5132*VLOOKUP($B5132,$AR$36:$BA$47,MATCH(AO$2,$AS$2:$BA$2,0)+1,FALSE)","v":0},1.0394950496326116]
[2006,8,3,1,null,2013,8,3,1,0.26089015618244177,0.28623583789345891,1.0937138427518419E-2,6.9017305483750999E-2,8.1723799999999985E-2,6.4315999999999998E-2,2.5639446604422585E-5,2.3941329461851131E-3,0,0.77554001037995957,null,null,0.24701471093731089,6.0474840076091448E-2,0.25337460645222015,6.4419908692712011E-2,5.9288851197339114E-2,6.1167406790606869E-3,1.2831998809626161E-5,1.7499610427144506E-3,0,0.6924524510762583,null,{"$f":"J5139*VLOOKUP($B5139,$AR$36:$AZ$47,MATCH(AG$2,$AS$2:$BA$2,0)+1,FALSE)","v":0.27187027416746645},{"$f":"K5139*VLOOKUP($B5139,$AR$36:$AZ$47,MATCH(AH$2,$AS$2:$BA$2,0)+1,FALSE)","v":0.25792096510813989},{"$f":"L5139*VLOOKUP($B5139,$AR$36:$AZ$47,MATCH(AI$2,$AS$2:$BA$2,0)+1,FALSE)","v":4.434042498183857E-3},{"$f":"M5139*VLOOKUP($B5139,$AR$36:$AZ$47,MATCH(AJ$2,$AS$2:$BA$2,0)+1,FALSE)","v":6.0885396915614495E-2},{"$f":"N5139*VLOOKUP($B5139,$AR$36:$AZ$47,MATCH(AK$2,$AS$2:$BA$2,0)+1,FALSE)","v":6.5615635095620101E-2},{"$f":"O5139*VLOOKUP($B5139,$AR$36:$AZ$47,MATCH(AL$2,$AS$2:$BA$2,0)+1,FALSE)","v":6.0158163483154788E-2},{"$f":"P5139*VLOOKUP($B5139,$AR$36:$AZ$47,MATCH(AM$2,$AS$2:$BA$2,0)+1,FALSE)","v":1.2831998809626161E-5},{"$f":"Q5139*VLOOKUP($B5139,$AR$36:$AZ$47,MATCH(AN$2,$AS$2:$BA$2,0)+1,FALSE)","v":1.7347976218646741E-3},{"$f":"R5139*VLOOKUP($B5139,$AR$36:$BA$47,MATCH(AO$2,$AS$2:$BA$2,0)+1,FALSE)","v":0},0.72263210688885393]
[2006,8,3,3,null,2013,8,3,3,0.20790568467118362,0.28811202318001139,1.0937138427518419E-2,8.0419958467169581E-2,8.0385499999999971E-2,6.3542000000000001E-2,2.5639446604422585E-5,2.3941329461851131E-3,0,0.73372207713867243,null,null,0.19684821900816676,7.046615472945407E-2,0.25503539677152537,6.3364975321974756E-2,5.8575349567468779E-2,6.1167406790606869E-3,1.2831998809626161E-5,1.7499610427144506E-3,0,0.65216962911917442,null,{"$f":"J5141*VLOOKUP($B5141,$AR$36:$AZ$47,MATCH(AG$2,$AS$2:$BA$2,0)+1,FALSE)","v":0.21665583830231772},{"$f":"K5141*VLOOKUP($B5141,$AR$36:$AZ$47,MATCH(AH$2,$AS$2:$BA$2,0)+1,FALSE)","v":0.25961155536892133},{"$f":"L5141*VLOOKUP($B5141,$AR$36:$AZ$47,MATCH(AI$2,$AS$2:$BA$2,0)+1,FALSE)","v":4.434042498183857E-3},{"$f":"M5141*VLOOKUP($B5141,$AR$36:$AZ$47,MATCH(AJ$2,$AS$2:$BA$2,0)+1,FALSE)","v":7.0944541472480846E-2},{"$f":"N5141*VLOOKUP($B5141,$AR$36:$AZ$47,MATCH(AK$2,$AS$2:$BA$2,0)+1,FALSE)","v":6.4541120640241506E-2},{"$f":"O5141*VLOOKUP($B5141,$AR$36:$AZ$47,MATCH(AL$2,$AS$2:$BA$2,0)+1,FALSE)","v":5.9434200261935161E-2},{"$f":"P5141*VLOOKUP($B5141,$AR$36:$AZ$47,MATCH(AM$2,$AS$2:$BA$2,0)+1,FALSE)","v":1.2831998809626161E-5},{"$f":"Q5141*VLOOKUP($B5141,$AR$36:$AZ$47,MATCH(AN$2,$AS$2:$BA$2,0)+1,FALSE)","v":1.7347976218646741E-3},{"$f":"R5141*VLOOKUP($B5141,$AR$36:$BA$47,MATCH(AO$2,$AS$2:$BA$2,0)+1,FALSE)","v":0},0.67736892816475469]
[2006,8,3,11,null,2013,8,3,11,0.32357803535636631,0.42375710398508515,0,0.12827613912793381,8.8996299999999987E-2,7.0279999999999995E-2,0,1.8839331862247196E-3,0,1.03677151165561,null,null,0.30636853470746273,0.11239904173260758,0.37510777910877063,7.0152556782592176E-2,6.4786685461611301E-2,0,0,1.3770370138481273E-3,0,0.93019163480689249,null,{"$f":"J5149*VLOOKUP($B5149,$AR$36:$AZ$47,MATCH(AG$2,$AS$2:$BA$2,0)+1,FALSE)","v":0.33719650627747999},{"$f":"K5149*VLOOKUP($B5149,$AR$36:$AZ$47,MATCH(AH$2,$AS$2:$BA$2,0)+1,FALSE)","v":0.38183842399198464},{"$f":"L5149*VLOOKUP($B5149,$AR$36:$AZ$47,MATCH(AI$2,$AS$2:$BA$2,0)+1,FALSE)","v":0},{"$f":"M5149*VLOOKUP($B5149,$AR$36:$AZ$47,MATCH(AJ$2,$AS$2:$BA$2,0)+1,FALSE)","v":0.11316210609592123},{"$f":"N5149*VLOOKUP($B5149,$AR$36:$AZ$47,MATCH(AK$2,$AS$2:$BA$2,0)+1,FALSE)","v":7.1454689400888546E-2},{"$f":"O5149*VLOOKUP($B5149,$AR$36:$AZ$47,MATCH(AL$2,$AS$2:$BA$2,0)+1,FALSE)","v":6.5736608769141711E-2},{"$f":"P5149*VLOOKUP($B5149,$AR$36:$AZ$47,MATCH(AM$2,$AS$2:$BA$2,0)+1,FALSE)","v":0},{"$f":"Q5149*VLOOKUP($B5149,$AR$36:$AZ$47,MATCH(AN$2,$AS$2:$BA$2,0)+1,FALSE)","v":1.365104981501676E-3},{"$f":"R5149*VLOOKUP($B5149,$AR$36:$BA$47,MATCH(AO$2,$AS$2:$BA$2,0)+1,FALSE)","v":0},0.97075343951691773]
[2006,8,3,20,null,2013,8,3,20,0.41717967192737515,0.35263627686424998,5.6508548542178495E-3,9.6740386078668486E-2,8.2471299999999984E-2,6.7382999999999998E-2,1.3247047412285002E-5,2.1475363955375899E-3,0,1.0242222731674617,null,null,0.39499196741635484,8.476655725692149E-2,0.31215196017667252,6.5009135842548443E-2,6.2116124451618591E-2,3.1603160175146883E-3,6.6298660516401829E-6,1.5697144287623946E-3,0,0.92377240545644457,null,{"$f":"J5158*VLOOKUP($B5158,$AR$36:$AZ$47,MATCH(AG$2,$AS$2:$BA$2,0)+1,FALSE)","v":0.43473756711876438},{"$f":"K5158*VLOOKUP($B5158,$AR$36:$AZ$47,MATCH(AH$2,$AS$2:$BA$2,0)+1,FALSE)","v":0.31775297436662114},{"$f":"L5158*VLOOKUP($B5158,$AR$36:$AZ$47,MATCH(AI$2,$AS$2:$BA$2,0)+1,FALSE)","v":2.2909219573949927E-3},{"$f":"M5158*VLOOKUP($B5158,$AR$36:$AZ$47,MATCH(AJ$2,$AS$2:$BA$2,0)+1,FALSE)","v":8.5342027812955412E-2},{"$f":"N5158*VLOOKUP($B5158,$AR$36:$AZ$47,MATCH(AK$2,$AS$2:$BA$2,0)+1,FALSE)","v":6.6215799151060212E-2},{"$f":"O5158*VLOOKUP($B5158,$AR$36:$AZ$47,MATCH(AL$2,$AS$2:$BA$2,0)+1,FALSE)","v":6.3026891131062551E-2},{"$f":"P5158*VLOOKUP($B5158,$AR$36:$AZ$47,MATCH(AM$2,$AS$2:$BA$2,0)+1,FALSE)","v":6.6298660516401829E-6},{"$f":"Q5158*VLOOKUP($B5158,$AR$36:$AZ$47,MATCH(AN$2,$AS$2:$BA$2,0)+1,FALSE)","v":1.5561128456892251E-3},{"$f":"R5158*VLOOKUP($B5158,$AR$36:$BA$47,MATCH(AO$2,$AS$2:$BA$2,0)+1,FALSE)","v":0},0.97092892424959953]
[2006,8,4,8,null,2013,8,4,8,0.19929767509751603,0.3053808788358347,0,8.3458116735550203E-2,8.0219899999999997E-2,6.4681000000000002E-2,0,1.8839331862247196E-3,0,0.73492150385512556,null,null,0.18869802649918543,7.3128271630691688E-2,0.27032170591392929,6.3234438845703317E-2,5.962532160419011E-2,0,0,1.3770370138481273E-3,0,0.65638480150754808,null,{"$f":"J5170*VLOOKUP($B5170,$AR$36:$AZ$47,MATCH(AG$2,$AS$2:$BA$2,0)+1,FALSE)","v":0.2076855423085025},{"$f":"K5170*VLOOKUP($B5170,$AR$36:$AZ$47,MATCH(AH$2,$AS$2:$BA$2,0)+1,FALSE)","v":0.27517215026102898},{"$f":"L5170*VLOOKUP($B5170,$AR$36:$AZ$47,MATCH(AI$2,$AS$2:$BA$2,0)+1,FALSE)","v":0},{"$f":"M5170*VLOOKUP($B5170,$AR$36:$AZ$47,MATCH(AJ$2,$AS$2:$BA$2,0)+1,FALSE)","v":7.362473118383317E-2},{"$f":"N5170*VLOOKUP($B5170,$AR$36:$AZ$47,MATCH(AK$2,$AS$2:$BA$2,0)+1,FALSE)","v":6.4408161218728638E-2},{"$f":"O5170*VLOOKUP($B5170,$AR$36:$AZ$47,MATCH(AL$2,$AS$2:$BA$2,0)+1,FALSE)","v":6.0499567327786788E-2},{"$f":"P5170*VLOOKUP($B5170,$AR$36:$AZ$47,MATCH(AM$2,$AS$2:$BA$2,0)+1,FALSE)","v":0},{"$f":"Q5170*VLOOKUP($B5170,$AR$36:$AZ$47,MATCH(AN$2,$AS$2:$BA$2,0)+1,FALSE)","v":1.365104981501676E-3},{"$f":"R5170*VLOOKUP($B5170,$AR$36:$BA$47,MATCH(AO$2,$AS$2:$BA$2,0)+1,FALSE)","v":0},0.68275525728138176]
[2006,8,4,13,null,2013,8,4,13,0.31887814461652264,0.36882702744703127,0,9.285384294248622E-2,8.6163799999999999E-2,6.8377999999999994E-2,0,1.8839331862247196E-3,0,0.93698474819226474,null,null,0.30191860769784579,8.1361062461637296E-2,0.32648393582049534,6.7919799723178562E-2,6.3033351999061724E-2,0,0,1.3770370138481273E-3,0,0.84209379471606671,null,{"$f":"J5175*VLOOKUP($B5175,$AR$36:$AZ$47,MATCH(AG$2,$AS$2:$BA$2,0)+1,FALSE)","v":0.33229881062389277},{"$f":"K5175*VLOOKUP($B5175,$AR$36:$AZ$47,MATCH(AH$2,$AS$2:$BA$2,0)+1,FALSE)","v":0.33234211193537821},{"$f":"L5175*VLOOKUP($B5175,$AR$36:$AZ$47,MATCH(AI$2,$AS$2:$BA$2,0)+1,FALSE)","v":0},{"$f":"M5175*VLOOKUP($B5175,$AR$36:$AZ$47,MATCH(AJ$2,$AS$2:$BA$2,0)+1,FALSE)","v":8.1913413499233381E-2},{"$f":"N5175*VLOOKUP($B5175,$AR$36:$AZ$47,MATCH(AK$2,$AS$2:$BA$2,0)+1,FALSE)","v":6.918048915067572E-2},{"$f":"O5175*VLOOKUP($B5175,$AR$36:$AZ$47,MATCH(AL$2,$AS$2:$BA$2,0)+1,FALSE)","v":6.3957567365059365E-2},{"$f":"P5175*VLOOKUP($B5175,$AR$36:$AZ$47,MATCH(AM$2,$AS$2:$BA$2,0)+1,FALSE)","v":0},{"$f":"Q5175*VLOOKUP($B5175,$AR$36:$AZ$47,MATCH(AN$2,$AS$2:$BA$2,0)+1,FALSE)","v":1.365104981501676E-3},{"$f":"R5175*VLOOKUP($B5175,$AR$36:$BA$47,MATCH(AO$2,$AS$2:$BA$2,0)+1,FALSE)","v":0},0.88105749755574114]
[2006,8,4,22,null,2013,8,4,22,0.37007857033567509,0.29191489150745115,1.0937138427518419E-2,7.4054066495159859E-2,7.6641900000000013E-2,6.1792E-2,2.5639446604422585E-5,2.3941329461851131E-3,0,0.887838339158594,null,null,0.35039593832598731,6.4888187055250984E-2,0.25840167778282663,6.041403116394449E-2,5.6962135288046188E-2,6.1167406790606869E-3,1.2831998809626161E-5,1.7499610427144506E-3,0,0.79894150333664027,null,{"$f":"J5184*VLOOKUP($B5184,$AR$36:$AZ$47,MATCH(AG$2,$AS$2:$BA$2,0)+1,FALSE)","v":0.38565411532930582},{"$f":"K5184*VLOOKUP($B5184,$AR$36:$AZ$47,MATCH(AH$2,$AS$2:$BA$2,0)+1,FALSE)","v":0.26303823833221096},{"$f":"L5184*VLOOKUP($B5184,$AR$36:$AZ$47,MATCH(AI$2,$AS$2:$BA$2,0)+1,FALSE)","v":4.434042498183857E-3},{"$f":"M5184*VLOOKUP($B5184,$AR$36:$AZ$47,MATCH(AJ$2,$AS$2:$BA$2,0)+1,FALSE)","v":6.5328705607532636E-2},{"$f":"N5184*VLOOKUP($B5184,$AR$36:$AZ$47,MATCH(AK$2,$AS$2:$BA$2,0)+1,FALSE)","v":6.1535402703190606E-2},{"$f":"O5184*VLOOKUP($B5184,$AR$36:$AZ$47,MATCH(AL$2,$AS$2:$BA$2,0)+1,FALSE)","v":5.7797332513699555E-2},{"$f":"P5184*VLOOKUP($B5184,$AR$36:$AZ$47,MATCH(AM$2,$AS$2:$BA$2,0)+1,FALSE)","v":1.2831998809626161E-5},{"$f":"Q5184*VLOOKUP($B5184,$AR$36:$AZ$47,MATCH(AN$2,$AS$2:$BA$2,0)+1,FALSE)","v":1.7347976218646741E-3},{"$f":"R5184*VLOOKUP($B5184,$AR$36:$BA$47,MATCH(AO$2,$AS$2:$BA$2,0)+1,FALSE)","v":0},0.83953546660479783]
[2006,8,5,6,null,2013,8,5,6,0.15484604906826174,0.30418917281300195,0,6.6123962497117522E-2,8.1287099999999987E-2,6.2622999999999998E-2,0,1.8839331862247196E-3,0,0.6709532175646058,null,null,0.14661056059023339,5.7939614263151897E-2,0.26926681339325764,6.4075673915008249E-2,5.7728181611589144E-2,0,0,1.3770370138481273E-3,0,0.59699788078708849,null,{"$f":"J5192*VLOOKUP($B5192,$AR$36:$AZ$47,MATCH(AG$2,$AS$2:$BA$2,0)+1,FALSE)","v":0.16136307490458904},{"$f":"K5192*VLOOKUP($B5192,$AR$36:$AZ$47,MATCH(AH$2,$AS$2:$BA$2,0)+1,FALSE)","v":0.27409832956199892},{"$f":"L5192*VLOOKUP($B5192,$AR$36:$AZ$47,MATCH(AI$2,$AS$2:$BA$2,0)+1,FALSE)","v":0},{"$f":"M5192*VLOOKUP($B5192,$AR$36:$AZ$47,MATCH(AJ$2,$AS$2:$BA$2,0)+1,FALSE)","v":5.8332959741786206E-2},{"$f":"N5192*VLOOKUP($B5192,$AR$36:$AZ$47,MATCH(AK$2,$AS$2:$BA$2,0)+1,FALSE)","v":6.5265010824033895E-2},{"$f":"O5192*VLOOKUP($B5192,$AR$36:$AZ$47,MATCH(AL$2,$AS$2:$BA$2,0)+1,FALSE)","v":5.8574610855861721E-2},{"$f":"P5192*VLOOKUP($B5192,$AR$36:$AZ$47,MATCH(AM$2,$AS$2:$BA$2,0)+1,FALSE)","v":0},{"$f":"Q5192*VLOOKUP($B5192,$AR$36:$AZ$47,MATCH(AN$2,$AS$2:$BA$2,0)+1,FALSE)","v":1.365104981501676E-3},{"$f":"R5192*VLOOKUP($B5192,$AR$36:$BA$47,MATCH(AO$2,$AS$2:$BA$2,0)+1,FALSE)","v":0},0.61899909086977145]
[2006,8,5,12,null,2013,8,5,12,0.25371169489855772,0.45663852229677038,0,0.10392601763777276,9.294100000000001E-2,7.2905999999999999E-2,0,1.8839331862247196E-3,0,0.98200716801932564,null,null,0.24021803617978074,9.1062803051171662E-2,0.40421425468369537,7.3262020779862769E-2,6.72074287174763E-2,0,0,1.3770370138481273E-3,0,0.8773415804258351,null,{"$f":"J5198*VLOOKUP($B5198,$AR$36:$AZ$47,MATCH(AG$2,$AS$2:$BA$2,0)+1,FALSE)","v":0.26438969204851015},{"$f":"K5198*VLOOKUP($B5198,$AR$36:$AZ$47,MATCH(AH$2,$AS$2:$BA$2,0)+1,FALSE)","v":0.41146716373152414},{"$f":"L5198*VLOOKUP($B5198,$AR$36:$AZ$47,MATCH(AI$2,$AS$2:$BA$2,0)+1,FALSE)","v":0},{"$f":"M5198*VLOOKUP($B5198,$AR$36:$AZ$47,MATCH(AJ$2,$AS$2:$BA$2,0)+1,FALSE)","v":9.1681018106751097E-2},{"$f":"N5198*VLOOKUP($B5198,$AR$36:$AZ$47,MATCH(AK$2,$AS$2:$BA$2,0)+1,FALSE)","v":7.4621869533991692E-2},{"$f":"O5198*VLOOKUP($B5198,$AR$36:$AZ$47,MATCH(AL$2,$AS$2:$BA$2,0)+1,FALSE)","v":6.8192845744494107E-2},{"$f":"P5198*VLOOKUP($B5198,$AR$36:$AZ$47,MATCH(AM$2,$AS$2:$BA$2,0)+1,FALSE)","v":0},{"$f":"Q5198*VLOOKUP($B5198,$AR$36:$AZ$47,MATCH(AN$2,$AS$2:$BA$2,0)+1,FALSE)","v":1.365104981501676E-3},{"$f":"R5198*VLOOKUP($B5198,$AR$36:$BA$47,MATCH(AO$2,$AS$2:$BA$2,0)+1,FALSE)","v":0},0.91171769414677284]
[2006,8,5,15,null,2013,8,5,15,0.285045455845232,0.46107128490339894,0,0.10957537670232836,9.4313700000000028E-2,7.4103000000000002E-2,0,1.8839331862247196E-3,0,1.0259927506371842,null,null,0.26988531077564171,9.6012925104862271E-2,0.40813811512415032,7.4344070423448691E-2,6.8310867284601354E-2,0,0,1.3770370138481273E-3,0,0.9180683257265525,null,{"$f":"J5201*VLOOKUP($B5201,$AR$36:$AZ$47,MATCH(AG$2,$AS$2:$BA$2,0)+1,FALSE)","v":0.29704220107346929},{"$f":"K5201*VLOOKUP($B5201,$AR$36:$AZ$47,MATCH(AH$2,$AS$2:$BA$2,0)+1,FALSE)","v":0.41546143089950355},{"$f":"L5201*VLOOKUP($B5201,$AR$36:$AZ$47,MATCH(AI$2,$AS$2:$BA$2,0)+1,FALSE)","v":0},{"$f":"M5201*VLOOKUP($B5201,$AR$36:$AZ$47,MATCH(AJ$2,$AS$2:$BA$2,0)+1,FALSE)","v":9.6664745978382843E-2},{"$f":"N5201*VLOOKUP($B5201,$AR$36:$AZ$47,MATCH(AK$2,$AS$2:$BA$2,0)+1,FALSE)","v":7.5724003579346388E-2},{"$f":"O5201*VLOOKUP($B5201,$AR$36:$AZ$47,MATCH(AL$2,$AS$2:$BA$2,0)+1,FALSE)","v":6.9312463284287265E-2},{"$f":"P5201*VLOOKUP($B5201,$AR$36:$AZ$47,MATCH(AM$2,$AS$2:$BA$2,0)+1,FALSE)","v":0},{"$f":"Q5201*VLOOKUP($B5201,$AR$36:$AZ$47,MATCH(AN$2,$AS$2:$BA$2,0)+1,FALSE)","v":1.365104981501676E-3},{"$f":"R5201*VLOOKUP($B5201,$AR$36:$BA$47,MATCH(AO$2,$AS$2:$BA$2,0)+1,FALSE)","v":0},0.95556994979649101]
[2006,8,6,5,null,2013,8,6,5,0.16168698593884506,0.29401267731415281,1.0207995865683857E-2,8.0882121403348814E-2,9.1320699999999977E-2,6.5170000000000006E-2,2.3930150164127745E-5,2.3601196288544225E-3,0,0.70566453030104903,null,null,0.15308766217334502,7.0871114463228607E-2,0.26025862783179965,7.1984797032866144E-2,6.0076099765697347E-2,5.7089579671233074E-3,1.1976532222317748E-5,1.7250994407900307E-3,0,0.62372433520707238,null,{"$f":"J5215*VLOOKUP($B5215,$AR$36:$AZ$47,MATCH(AG$2,$AS$2:$BA$2,0)+1,FALSE)","v":0.16849192717629843},{"$f":"K5215*VLOOKUP($B5215,$AR$36:$AZ$47,MATCH(AH$2,$AS$2:$BA$2,0)+1,FALSE)","v":0.26492850806166407},{"$f":"L5215*VLOOKUP($B5215,$AR$36:$AZ$47,MATCH(AI$2,$AS$2:$BA$2,0)+1,FALSE)","v":4.1384396649716002E-3},{"$f":"M5215*VLOOKUP($B5215,$AR$36:$AZ$47,MATCH(AJ$2,$AS$2:$BA$2,0)+1,FALSE)","v":7.1352250432019745E-2},{"$f":"N5215*VLOOKUP($B5215,$AR$36:$AZ$47,MATCH(AK$2,$AS$2:$BA$2,0)+1,FALSE)","v":7.3320938672413599E-2},{"$f":"O5215*VLOOKUP($B5215,$AR$36:$AZ$47,MATCH(AL$2,$AS$2:$BA$2,0)+1,FALSE)","v":6.0956954944293769E-2},{"$f":"P5215*VLOOKUP($B5215,$AR$36:$AZ$47,MATCH(AM$2,$AS$2:$BA$2,0)+1,FALSE)","v":1.1976532222317748E-5},{"$f":"Q5215*VLOOKUP($B5215,$AR$36:$AZ$47,MATCH(AN$2,$AS$2:$BA$2,0)+1,FALSE)","v":1.7101514458404759E-3},{"$f":"R5215*VLOOKUP($B5215,$AR$36:$BA$47,MATCH(AO$2,$AS$2:$BA$2,0)+1,FALSE)","v":0},0.64491114692972407]
[2006,8,6,8,null,2013,8,6,8,0.22196927748725134,0.41872128618377097,0,0.10277596664229845,0.12010150000000006,8.0085000000000003E-2,0,1.8839331862247196E-3,0,0.94553696349954552,null,null,0.21016383951694398,9.0055097091873773E-2,0.37065009706950069,9.4671658242247145E-2,7.3825294610033315E-2,0,0,1.3770370138481273E-3,0,0.84074302354444708,null,{"$f":"J5218*VLOOKUP($B5218,$AR$36:$AZ$47,MATCH(AG$2,$AS$2:$BA$2,0)+1,FALSE)","v":0.23131132738106308},{"$f":"K5218*VLOOKUP($B5218,$AR$36:$AZ$47,MATCH(AH$2,$AS$2:$BA$2,0)+1,FALSE)","v":0.37730075674185104},{"$f":"L5218*VLOOKUP($B5218,$AR$36:$AZ$47,MATCH(AI$2,$AS$2:$BA$2,0)+1,FALSE)","v":0},{"$f":"M5218*VLOOKUP($B5218,$AR$36:$AZ$47,MATCH(AJ$2,$AS$2:$BA$2,0)+1,FALSE)","v":9.0666470945834521E-2},{"$f":"N5218*VLOOKUP($B5218,$AR$36:$AZ$47,MATCH(AK$2,$AS$2:$BA$2,0)+1,FALSE)","v":9.6428900741725457E-2},{"$f":"O5218*VLOOKUP($B5218,$AR$36:$AZ$47,MATCH(AL$2,$AS$2:$BA$2,0)+1,FALSE)","v":7.4907744924256045E-2},{"$f":"P5218*VLOOKUP($B5218,$AR$36:$AZ$47,MATCH(AM$2,$AS$2:$BA$2,0)+1,FALSE)","v":0},{"$f":"Q5218*VLOOKUP($B5218,$AR$36:$AZ$47,MATCH(AN$2,$AS$2:$BA$2,0)+1,FALSE)","v":1.365104981501676E-3},{"$f":"R5218*VLOOKUP($B5218,$AR$36:$BA$47,MATCH(AO$2,$AS$2:$BA$2,0)+1,FALSE)","v":0},0.87198030571623175]
[2006,8,6,19,null,2013,8,6,19,0.37241190640051997,0.37848289149138614,0,8.0949169497394391E-2,0.10279499999999994,7.3491000000000001E-2,0,1.8839331862247196E-3,0,1.0100139005755253,null,null,0.35260517589175505,7.0929863826687423E-2,0.33503126088712515,8.1029571729010749E-2,6.7746703205168984E-2,0,0,1.3770370138481273E-3,0,0.90871961255359546,null,{"$f":"J5229*VLOOKUP($B5229,$AR$36:$AZ$47,MATCH(AG$2,$AS$2:$BA$2,0)+1,FALSE)","v":0.38808565481303631},{"$f":"K5229*VLOOKUP($B5229,$AR$36:$AZ$47,MATCH(AH$2,$AS$2:$BA$2,0)+1,FALSE)","v":0.34104280361536266},{"$f":"L5229*VLOOKUP($B5229,$AR$36:$AZ$47,MATCH(AI$2,$AS$2:$BA$2,0)+1,FALSE)","v":0},{"$f":"M5229*VLOOKUP($B5229,$AR$36:$AZ$47,MATCH(AJ$2,$AS$2:$BA$2,0)+1,FALSE)","v":7.1411398638252771E-2},{"$f":"N5229*VLOOKUP($B5229,$AR$36:$AZ$47,MATCH(AK$2,$AS$2:$BA$2,0)+1,FALSE)","v":8.2533597430054229E-2},{"$f":"O5229*VLOOKUP($B5229,$AR$36:$AZ$47,MATCH(AL$2,$AS$2:$BA$2,0)+1,FALSE)","v":6.8740027248904295E-2},{"$f":"P5229*VLOOKUP($B5229,$AR$36:$AZ$47,MATCH(AM$2,$AS$2:$BA$2,0)+1,FALSE)","v":0},{"$f":"Q5229*VLOOKUP($B5229,$AR$36:$AZ$47,MATCH(AN$2,$AS$2:$BA$2,0)+1,FALSE)","v":1.365104981501676E-3},{"$f":"R5229*VLOOKUP($B5229,$AR$36:$BA$47,MATCH(AO$2,$AS$2:$BA$2,0)+1,FALSE)","v":0},0.95317858672711198]
[2006,8,7,1,null,2013,8,7,1,0.22775348399829082,0.2398847715606634,1.0937138427518419E-2,4.9352059761659156E-2,8.5695800000000016E-2,6.3740000000000005E-2,2.5639446604422585E-5,2.3941329461851131E-3,0,0.67978302614092123,null,null,0.21564041295395389,4.324361695364521E-2,0.21234486231834906,6.7550892290237516E-2,5.8757873240226313E-2,6.1167406790606869E-3,1.2831998809626161E-5,1.7499610427144506E-3,0,0.60541719147699669,null,{"$f":"J5235*VLOOKUP($B5235,$AR$36:$AZ$47,MATCH(AG$2,$AS$2:$BA$2,0)+1,FALSE)","v":0.23733897454494399},{"$f":"K5235*VLOOKUP($B5235,$AR$36:$AZ$47,MATCH(AH$2,$AS$2:$BA$2,0)+1,FALSE)","v":0.21615501486819885},{"$f":"L5235*VLOOKUP($B5235,$AR$36:$AZ$47,MATCH(AI$2,$AS$2:$BA$2,0)+1,FALSE)","v":4.434042498183857E-3},{"$f":"M5235*VLOOKUP($B5235,$AR$36:$AZ$47,MATCH(AJ$2,$AS$2:$BA$2,0)+1,FALSE)","v":4.3537192971104623E-2},{"$f":"N5235*VLOOKUP($B5235,$AR$36:$AZ$47,MATCH(AK$2,$AS$2:$BA$2,0)+1,FALSE)","v":6.8804734263791495E-2},{"$f":"O5235*VLOOKUP($B5235,$AR$36:$AZ$47,MATCH(AL$2,$AS$2:$BA$2,0)+1,FALSE)","v":5.9619400155735532E-2},{"$f":"P5235*VLOOKUP($B5235,$AR$36:$AZ$47,MATCH(AM$2,$AS$2:$BA$2,0)+1,FALSE)","v":1.2831998809626161E-5},{"$f":"Q5235*VLOOKUP($B5235,$AR$36:$AZ$47,MATCH(AN$2,$AS$2:$BA$2,0)+1,FALSE)","v":1.7347976218646741E-3},{"$f":"R5235*VLOOKUP($B5235,$AR$36:$BA$47,MATCH(AO$2,$AS$2:$BA$2,0)+1,FALSE)","v":0},0.63163698892263265]
[2006,8,7,9,null,2013,8,7,9,0.21791437255960983,0.42326338012019121,0,9.6518004843766367E-2,0.12816800000000006,8.5195000000000007E-2,0,1.8839331862247196E-3,0,0.95294269070979221,null,null,0.2063245947434493,8.4571700770966735E-2,0.37467073708466836,0.10103018774613416,7.8535880305947298E-2,0,0,1.3770370138481273E-3,0,0.84651013766501393,null,{"$f":"J5243*VLOOKUP($B5243,$AR$36:$AZ$47,MATCH(AG$2,$AS$2:$BA$2,0)+1,FALSE)","v":0.22708576314156761},{"$f":"K5243*VLOOKUP($B5243,$AR$36:$AZ$47,MATCH(AH$2,$AS$2:$BA$2,0)+1,FALSE)","v":0.38139354002264125},{"$f":"L5243*VLOOKUP($B5243,$AR$36:$AZ$47,MATCH(AI$2,$AS$2:$BA$2,0)+1,FALSE)","v":0},{"$f":"M5243*VLOOKUP($B5243,$AR$36:$AZ$47,MATCH(AJ$2,$AS$2:$BA$2,0)+1,FALSE)","v":8.5145848468388158E-2},{"$f":"N5243*VLOOKUP($B5243,$AR$36:$AZ$47,MATCH(AK$2,$AS$2:$BA$2,0)+1,FALSE)","v":0.10290545372260521},{"$f":"O5243*VLOOKUP($B5243,$AR$36:$AZ$47,MATCH(AL$2,$AS$2:$BA$2,0)+1,FALSE)","v":7.9687398749103994E-2},{"$f":"P5243*VLOOKUP($B5243,$AR$36:$AZ$47,MATCH(AM$2,$AS$2:$BA$2,0)+1,FALSE)","v":0},{"$f":"Q5243*VLOOKUP($B5243,$AR$36:$AZ$47,MATCH(AN$2,$AS$2:$BA$2,0)+1,FALSE)","v":1.365104981501676E-3},{"$f":"R5243*VLOOKUP($B5243,$AR$36:$BA$47,MATCH(AO$2,$AS$2:$BA$2,0)+1,FALSE)","v":0},0.87758310908580783]
[2006,8,7,18,null,2013,8,7,18,0.32787455421900247,0.38911304141167297,0,8.5942352362066335E-2,0.10974089999999999,7.7801999999999996E-2,0,1.8839331862247196E-3,0,0.99235678117896664,null,null,0.31043654317669989,7.530502644851432E-2,0.34444101919133618,8.6504772879577807E-2,7.1720741352935158E-2,0,0,1.3770370138481273E-3,{"$f":"$R5252*$BA$6","v":0},0.88978514006291154,null,{"$f":"J5252*VLOOKUP($B5252,$AR$36:$AZ$47,MATCH(AG$2,$AS$2:$BA$2,0)+1,FALSE)","v":0.3416738532891232},{"$f":"K5252*VLOOKUP($B5252,$AR$36:$AZ$47,MATCH(AH$2,$AS$2:$BA$2,0)+1,FALSE)","v":0.35062140337024422},{"$f":"L5252*VLOOKUP($B5252,$AR$36:$AZ$47,MATCH(AI$2,$AS$2:$BA$2,0)+1,FALSE)","v":0},{"$f":"M5252*VLOOKUP($B5252,$AR$36:$AZ$47,MATCH(AJ$2,$AS$2:$BA$2,0)+1,FALSE)","v":7.5816263743561332E-2},{"$f":"N5252*VLOOKUP($B5252,$AR$36:$AZ$47,MATCH(AK$2,$AS$2:$BA$2,0)+1,FALSE)","v":8.8110426209561193E-2},{"$f":"O5252*VLOOKUP($B5252,$AR$36:$AZ$47,MATCH(AL$2,$AS$2:$BA$2,0)+1,FALSE)","v":7.2772334027557825E-2},{"$f":"P5252*VLOOKUP($B5252,$AR$36:$AZ$47,MATCH(AM$2,$AS$2:$BA$2,0)+1,FALSE)","v":0},{"$f":"Q5252*VLOOKUP($B5252,$AR$36:$AZ$47,MATCH(AN$2,$AS$2:$BA$2,0)+1,FALSE)","v":1.365104981501676E-3},{"$f":"R5252*VLOOKUP($B5252,$AR$36:$BA$47,MATCH(AO$2,$AS$2:$BA$2,0)+1,FALSE)","v":0},{"$f":"SUM(AG5252:AO5252)","v":0.93035938562154941}]
[2006,8,8,3,null,2013,8,8,3,0.19597565058602087,0.28449305087827692,1.0937138427518419E-2,8.7580110187677515E-2,8.9011299999999988E-2,6.7914000000000002E-2,2.5639446604422585E-5,2.3941329461851131E-3,0,0.73833102247228322,null,null,0.18555268389047544,7.674007439617031E-2,0.25183189965019437,7.0164380738776178E-2,6.2605619755831968E-2,6.1167406790606869E-3,1.2831998809626161E-5,1.7499610427144506E-3,0,0.65477419215203303,null,{"$f":"J5261*VLOOKUP($B5261,$AR$36:$AZ$47,MATCH(AG$2,$AS$2:$BA$2,0)+1,FALSE)","v":0.20422370331868778},{"$f":"K5261*VLOOKUP($B5261,$AR$36:$AZ$47,MATCH(AH$2,$AS$2:$BA$2,0)+1,FALSE)","v":0.25635057716426196},{"$f":"L5261*VLOOKUP($B5261,$AR$36:$AZ$47,MATCH(AI$2,$AS$2:$BA$2,0)+1,FALSE)","v":4.434042498183857E-3},{"$f":"M5261*VLOOKUP($B5261,$AR$36:$AZ$47,MATCH(AJ$2,$AS$2:$BA$2,0)+1,FALSE)","v":7.7261054069191579E-2},{"$f":"N5261*VLOOKUP($B5261,$AR$36:$AZ$47,MATCH(AK$2,$AS$2:$BA$2,0)+1,FALSE)","v":7.1466732826750229E-2},{"$f":"O5261*VLOOKUP($B5261,$AR$36:$AZ$47,MATCH(AL$2,$AS$2:$BA$2,0)+1,FALSE)","v":6.3523563573527189E-2},{"$f":"P5261*VLOOKUP($B5261,$AR$36:$AZ$47,MATCH(AM$2,$AS$2:$BA$2,0)+1,FALSE)","v":1.2831998809626161E-5},{"$f":"Q5261*VLOOKUP($B5261,$AR$36:$AZ$47,MATCH(AN$2,$AS$2:$BA$2,0)+1,FALSE)","v":1.7347976218646741E-3},{"$f":"R5261*VLOOKUP($B5261,$AR$36:$BA$47,MATCH(AO$2,$AS$2:$BA$2,0)+1,FALSE)","v":0},0.67900730307127688]
[2006,8,8,8,null,2013,8,8,8,0.24531812612061782,0.44487561849122015,0,0.11689499421241088,0.1286938,8.5690000000000002E-2,0,1.8839331862247196E-3,0,1.0233564720104737,null,null,0.23227087943092525,0.10242657303327371,0.39380178801145438,0.10144465682357089,7.8992189487841105E-2,0,0,1.3770370138481273E-3,0,0.91031312380091356,null,{"$f":"J5266*VLOOKUP($B5266,$AR$36:$AZ$47,MATCH(AG$2,$AS$2:$BA$2,0)+1,FALSE)","v":0.25564286204812398},{"$f":"K5266*VLOOKUP($B5266,$AR$36:$AZ$47,MATCH(AH$2,$AS$2:$BA$2,0)+1,FALSE)","v":0.40086786378246958},{"$f":"L5266*VLOOKUP($B5266,$AR$36:$AZ$47,MATCH(AI$2,$AS$2:$BA$2,0)+1,FALSE)","v":0},{"$f":"M5266*VLOOKUP($B5266,$AR$36:$AZ$47,MATCH(AJ$2,$AS$2:$BA$2,0)+1,FALSE)","v":0.10312193543613092},{"$f":"N5266*VLOOKUP($B5266,$AR$36:$AZ$47,MATCH(AK$2,$AS$2:$BA$2,0)+1,FALSE)","v":0.10332761594380971},{"$f":"O5266*VLOOKUP($B5266,$AR$36:$AZ$47,MATCH(AL$2,$AS$2:$BA$2,0)+1,FALSE)","v":8.0150398483604918E-2},{"$f":"P5266*VLOOKUP($B5266,$AR$36:$AZ$47,MATCH(AM$2,$AS$2:$BA$2,0)+1,FALSE)","v":0},{"$f":"Q5266*VLOOKUP($B5266,$AR$36:$AZ$47,MATCH(AN$2,$AS$2:$BA$2,0)+1,FALSE)","v":1.365104981501676E-3},{"$f":"R5266*VLOOKUP($B5266,$AR$36:$BA$47,MATCH(AO$2,$AS$2:$BA$2,0)+1,FALSE)","v":0},0.94447578067564075]
[2006,8,8,12,null,2013,8,8,12,0.27800978325948555,0.50223633820929259,0,0.13180040462203318,0.13906130000000005,9.0965000000000004E-2,0,1.8839331862247196E-3,0,1.1439567592770361,null,null,0.26322383049808618,0.11548709900530892,0.44457722511724534,0.10961698120608486,8.3854878244386352E-2,0,0,1.3770370138481273E-3,0,1.0181370510849599,null,{"$f":"J5270*VLOOKUP($B5270,$AR$36:$AZ$47,MATCH(AG$2,$AS$2:$BA$2,0)+1,FALSE)","v":0.28971041721918778},{"$f":"K5270*VLOOKUP($B5270,$AR$36:$AZ$47,MATCH(AH$2,$AS$2:$BA$2,0)+1,FALSE)","v":0.45255437619776501},{"$f":"L5270*VLOOKUP($B5270,$AR$36:$AZ$47,MATCH(AI$2,$AS$2:$BA$2,0)+1,FALSE)","v":0},{"$f":"M5270*VLOOKUP($B5270,$AR$36:$AZ$47,MATCH(AJ$2,$AS$2:$BA$2,0)+1,FALSE)","v":0.11627112783967451},{"$f":"N5270*VLOOKUP($B5270,$AR$36:$AZ$47,MATCH(AK$2,$AS$2:$BA$2,0)+1,FALSE)","v":0.11165163045187033},{"$f":"O5270*VLOOKUP($B5270,$AR$36:$AZ$47,MATCH(AL$2,$AS$2:$BA$2,0)+1,FALSE)","v":8.5084385553286512E-2},{"$f":"P5270*VLOOKUP($B5270,$AR$36:$AZ$47,MATCH(AM$2,$AS$2:$BA$2,0)+1,FALSE)","v":0},{"$f":"Q5270*VLOOKUP($B5270,$AR$36:$AZ$47,MATCH(AN$2,$AS$2:$BA$2,0)+1,FALSE)","v":1.365104981501676E-3},{"$f":"R5270*VLOOKUP($B5270,$AR$36:$BA$47,MATCH(AO$2,$AS$2:$BA$2,0)+1,FALSE)","v":0},1.056637042243286]
[2006,8,8,22,null,2013,8,8,22,0.3515885522993496,0.34700222164912448,1.0937138427518419E-2,0.10490391914960476,9.5819999999999947E-2,7.1229000000000001E-2,2.5639446604422585E-5,2.3941329461851131E-3,0,0.98390060391838652,null,null,0.33288931206112099,9.1919666951083417E-2,0.30716472121537286,7.5531432103446761E-2,6.56615085194239E-2,6.1167406790606869E-3,1.2831998809626161E-5,1.7499610427144506E-3,0,0.88104617457103263,null,{"$f":"J5280*VLOOKUP($B5280,$AR$36:$AZ$47,MATCH(AG$2,$AS$2:$BA$2,0)+1,FALSE)","v":0.36638590549550176},{"$f":"K5280*VLOOKUP($B5280,$AR$36:$AZ$47,MATCH(AH$2,$AS$2:$BA$2,0)+1,FALSE)","v":0.31267624823319196},{"$f":"L5280*VLOOKUP($B5280,$AR$36:$AZ$47,MATCH(AI$2,$AS$2:$BA$2,0)+1,FALSE)","v":4.434042498183857E-3},{"$f":"M5280*VLOOKUP($B5280,$AR$36:$AZ$47,MATCH(AJ$2,$AS$2:$BA$2,0)+1,FALSE)","v":9.2543699158625661E-2},{"$f":"N5280*VLOOKUP($B5280,$AR$36:$AZ$47,MATCH(AK$2,$AS$2:$BA$2,0)+1,FALSE)","v":7.6933404404375669E-2},{"$f":"O5280*VLOOKUP($B5280,$AR$36:$AZ$47,MATCH(AL$2,$AS$2:$BA$2,0)+1,FALSE)","v":6.6624258765184907E-2},{"$f":"P5280*VLOOKUP($B5280,$AR$36:$AZ$47,MATCH(AM$2,$AS$2:$BA$2,0)+1,FALSE)","v":1.2831998809626161E-5},{"$f":"Q5280*VLOOKUP($B5280,$AR$36:$AZ$47,MATCH(AN$2,$AS$2:$BA$2,0)+1,FALSE)","v":1.7347976218646741E-3},{"$f":"R5280*VLOOKUP($B5280,$AR$36:$BA$47,MATCH(AO$2,$AS$2:$BA$2,0)+1,FALSE)","v":0},0.92134518817573829]
[2006,8,9,5,null,2013,8,9,5,0.19426850976480323,0.32349887644948394,1.0937138427518419E-2,8.7772323491359688E-2,0.10060009999999997,6.8531999999999996E-2,2.5639446604422585E-5,2.3941329461851131E-3,0,0.78802872052595474,null,null,0.18393633736880957,7.6908496920335842E-2,0.28635967149100472,7.9299411633792075E-2,6.3175314855650908E-2,6.1167406790606869E-3,1.2831998809626161E-5,1.7499610427144506E-3,0,0.69755876599017774,null,{"$f":"J5287*VLOOKUP($B5287,$AR$36:$AZ$47,MATCH(AG$2,$AS$2:$BA$2,0)+1,FALSE)","v":0.20244471383936702},{"$f":"K5287*VLOOKUP($B5287,$AR$36:$AZ$47,MATCH(AH$2,$AS$2:$BA$2,0)+1,FALSE)","v":0.29149788873155114},{"$f":"L5287*VLOOKUP($B5287,$AR$36:$AZ$47,MATCH(AI$2,$AS$2:$BA$2,0)+1,FALSE)","v":4.434042498183857E-3},{"$f":"M5287*VLOOKUP($B5287,$AR$36:$AZ$47,MATCH(AJ$2,$AS$2:$BA$2,0)+1,FALSE)","v":7.7430619994797084E-2},{"$f":"N5287*VLOOKUP($B5287,$AR$36:$AZ$47,MATCH(AK$2,$AS$2:$BA$2,0)+1,FALSE)","v":8.077132306846832E-2},{"$f":"O5287*VLOOKUP($B5287,$AR$36:$AZ$47,MATCH(AL$2,$AS$2:$BA$2,0)+1,FALSE)","v":6.4101611726904095E-2},{"$f":"P5287*VLOOKUP($B5287,$AR$36:$AZ$47,MATCH(AM$2,$AS$2:$BA$2,0)+1,FALSE)","v":1.2831998809626161E-5},{"$f":"Q5287*VLOOKUP($B5287,$AR$36:$AZ$47,MATCH(AN$2,$AS$2:$BA$2,0)+1,FALSE)","v":1.7347976218646741E-3},{"$f":"R5287*VLOOKUP($B5287,$AR$36:$BA$47,MATCH(AO$2,$AS$2:$BA$2,0)+1,FALSE)","v":0},0.72242782947994588]
[2006,8,9,12,null,2013,8,9,12,0.33009977017872977,0.5146086237454397,0,0.13962870344302256,0.13074500000000003,8.8514999999999996E-2,0,1.8839331862247196E-3,0,1.2054810305534169,null,null,0.31254341100608918,0.12234646733255614,0.45552911360789133,0.10306154341854681,8.1596378253194712E-2,0,0,1.3770370138481273E-3,0,1.0764539506321262,null,{"$f":"J5294*VLOOKUP($B5294,$AR$36:$AZ$47,MATCH(AG$2,$AS$2:$BA$2,0)+1,FALSE)","v":0.34399272220278904},{"$f":"K5294*VLOOKUP($B5294,$AR$36:$AZ$47,MATCH(AH$2,$AS$2:$BA$2,0)+1,FALSE)","v":0.46370277693458789},{"$f":"L5294*VLOOKUP($B5294,$AR$36:$AZ$47,MATCH(AI$2,$AS$2:$BA$2,0)+1,FALSE)","v":0},{"$f":"M5294*VLOOKUP($B5294,$AR$36:$AZ$47,MATCH(AJ$2,$AS$2:$BA$2,0)+1,FALSE)","v":0.12317706364156103},{"$f":"N5294*VLOOKUP($B5294,$AR$36:$AZ$47,MATCH(AK$2,$AS$2:$BA$2,0)+1,FALSE)","v":0.10497451428564084},{"$f":"O5294*VLOOKUP($B5294,$AR$36:$AZ$47,MATCH(AL$2,$AS$2:$BA$2,0)+1,FALSE)","v":8.2792770705756663E-2},{"$f":"P5294*VLOOKUP($B5294,$AR$36:$AZ$47,MATCH(AM$2,$AS$2:$BA$2,0)+1,FALSE)","v":0},{"$f":"Q5294*VLOOKUP($B5294,$AR$36:$AZ$47,MATCH(AN$2,$AS$2:$BA$2,0)+1,FALSE)","v":1.365104981501676E-3},{"$f":"R5294*VLOOKUP($B5294,$AR$36:$BA$47,MATCH(AO$2,$AS$2:$BA$2,0)+1,FALSE)","v":0},1.1200049527518372]
[2006,8,9,22,null,2013,8,9,22,0.38489176957011828,0.34347300991459268,1.0937138427518419E-2,9.0163402960707892E-2,9.037659999999996E-2,6.9565000000000002E-2,2.5639446604422585E-5,2.3941329461851131E-3,0,0.9918266932657267,null,null,0.36442129742920304,7.9003625779750702E-2,0.30404067972250998,7.1240597230644617E-2,6.4127572198875799E-2,6.1167406790606869E-3,1.2831998809626161E-5,1.7499610427144506E-3,0,0.89071330608156873,null,{"$f":"J5304*VLOOKUP($B5304,$AR$36:$AZ$47,MATCH(AG$2,$AS$2:$BA$2,0)+1,FALSE)","v":0.40109075960939544},{"$f":"K5304*VLOOKUP($B5304,$AR$36:$AZ$47,MATCH(AH$2,$AS$2:$BA$2,0)+1,FALSE)","v":0.30949615134755942},{"$f":"L5304*VLOOKUP($B5304,$AR$36:$AZ$47,MATCH(AI$2,$AS$2:$BA$2,0)+1,FALSE)","v":4.434042498183857E-3},{"$f":"M5304*VLOOKUP($B5304,$AR$36:$AZ$47,MATCH(AJ$2,$AS$2:$BA$2,0)+1,FALSE)","v":7.9539972446731291E-2},{"$f":"N5304*VLOOKUP($B5304,$AR$36:$AZ$47,MATCH(AK$2,$AS$2:$BA$2,0)+1,FALSE)","v":7.2562925448679802E-2},{"$f":"O5304*VLOOKUP($B5304,$AR$36:$AZ$47,MATCH(AL$2,$AS$2:$BA$2,0)+1,FALSE)","v":6.5067831374862606E-2},{"$f":"P5304*VLOOKUP($B5304,$AR$36:$AZ$47,MATCH(AM$2,$AS$2:$BA$2,0)+1,FALSE)","v":1.2831998809626161E-5},{"$f":"Q5304*VLOOKUP($B5304,$AR$36:$AZ$47,MATCH(AN$2,$AS$2:$BA$2,0)+1,FALSE)","v":1.7347976218646741E-3},{"$f":"R5304*VLOOKUP($B5304,$AR$36:$BA$47,MATCH(AO$2,$AS$2:$BA$2,0)+1,FALSE)","v":0},0.93393931234608685]
[2006,8,10,5,null,2013,8,10,5,0.19647435078442821,0.29269806891901806,1.0937138427518419E-2,8.0389839375043279E-2,8.0944000000000002E-2,6.1499999999999999E-2,2.5639446604422585E-5,2.3941329461851131E-3,0,0.72536316989879746,null,null,0.18602486071445581,7.0439763561806937E-2,0.25909494271393529,6.3805220623892697E-2,5.6692958962565383E-2,6.1167406790606869E-3,1.2831998809626161E-5,1.7499610427144506E-3,0,0.64393728029724084,null,{"$f":"J5311*VLOOKUP($B5311,$AR$36:$AZ$47,MATCH(AG$2,$AS$2:$BA$2,0)+1,FALSE)","v":0.20474339237730277},{"$f":"K5311*VLOOKUP($B5311,$AR$36:$AZ$47,MATCH(AH$2,$AS$2:$BA$2,0)+1,FALSE)","v":0.26374394267492646},{"$f":"L5311*VLOOKUP($B5311,$AR$36:$AZ$47,MATCH(AI$2,$AS$2:$BA$2,0)+1,FALSE)","v":4.434042498183857E-3},{"$f":"M5311*VLOOKUP($B5311,$AR$36:$AZ$47,MATCH(AJ$2,$AS$2:$BA$2,0)+1,FALSE)","v":7.0917971138185779E-2},{"$f":"N5311*VLOOKUP($B5311,$AR$36:$AZ$47,MATCH(AK$2,$AS$2:$BA$2,0)+1,FALSE)","v":6.4989537529824545E-2},{"$f":"O5311*VLOOKUP($B5311,$AR$36:$AZ$47,MATCH(AL$2,$AS$2:$BA$2,0)+1,FALSE)","v":5.752420943799396E-2},{"$f":"P5311*VLOOKUP($B5311,$AR$36:$AZ$47,MATCH(AM$2,$AS$2:$BA$2,0)+1,FALSE)","v":1.2831998809626161E-5},{"$f":"Q5311*VLOOKUP($B5311,$AR$36:$AZ$47,MATCH(AN$2,$AS$2:$BA$2,0)+1,FALSE)","v":1.7347976218646741E-3},{"$f":"R5311*VLOOKUP($B5311,$AR$36:$BA$47,MATCH(AO$2,$AS$2:$BA$2,0)+1,FALSE)","v":0},0.66810072527709163]
[2006,8,10,15,null,2013,8,10,15,0.37482353480194669,0.43407418324942659,0,0.13759374986564502,9.1080700000000014E-2,7.0035E-2,0,1.8839331862247196E-3,0,1.1094911011032431,null,null,0.35488854181549673,0.12056338566497132,0.38424040875283316,7.1795613733922028E-2,6.4560835462492139E-2,0,0,1.3770370138481273E-3,0,0.99742582244356359,null,{"$f":"J5321*VLOOKUP($B5321,$AR$36:$AZ$47,MATCH(AG$2,$AS$2:$BA$2,0)+1,FALSE)","v":0.39059878173311613},{"$f":"K5321*VLOOKUP($B5321,$AR$36:$AZ$47,MATCH(AH$2,$AS$2:$BA$2,0)+1,FALSE)","v":0.39113492250363008},{"$f":"L5321*VLOOKUP($B5321,$AR$36:$AZ$47,MATCH(AI$2,$AS$2:$BA$2,0)+1,FALSE)","v":0},{"$f":"M5321*VLOOKUP($B5321,$AR$36:$AZ$47,MATCH(AJ$2,$AS$2:$BA$2,0)+1,FALSE)","v":0.12138187683449782},{"$f":"N5321*VLOOKUP($B5321,$AR$36:$AZ$47,MATCH(AK$2,$AS$2:$BA$2,0)+1,FALSE)","v":7.3128243858626846E-2},{"$f":"O5321*VLOOKUP($B5321,$AR$36:$AZ$47,MATCH(AL$2,$AS$2:$BA$2,0)+1,FALSE)","v":6.5507447284388731E-2},{"$f":"P5321*VLOOKUP($B5321,$AR$36:$AZ$47,MATCH(AM$2,$AS$2:$BA$2,0)+1,FALSE)","v":0},{"$f":"Q5321*VLOOKUP($B5321,$AR$36:$AZ$47,MATCH(AN$2,$AS$2:$BA$2,0)+1,FALSE)","v":1.365104981501676E-3},{"$f":"R5321*VLOOKUP($B5321,$AR$36:$BA$47,MATCH(AO$2,$AS$2:$BA$2,0)+1,FALSE)","v":0},1.0431163771957614]
[2006,8,10,19,null,2013,8,10,19,0.40629693049721033,0.38567043942867291,0,0.11847947051956118,8.6102100000000015E-2,6.7229999999999998E-2,0,1.8839331862247196E-3,0,1.0656628736316691,null,null,0.38468802468461838,0.10381493426539729,0.34139364423984969,6.7871163850075023E-2,6.1975083431760503E-2,0,0,1.3770370138481273E-3,0,0.96111988748554911,null,{"$f":"J5325*VLOOKUP($B5325,$AR$36:$AZ$47,MATCH(AG$2,$AS$2:$BA$2,0)+1,FALSE)","v":0.42339680233251642},{"$f":"K5325*VLOOKUP($B5325,$AR$36:$AZ$47,MATCH(AH$2,$AS$2:$BA$2,0)+1,FALSE)","v":0.34751934867131767},{"$f":"L5325*VLOOKUP($B5325,$AR$36:$AZ$47,MATCH(AI$2,$AS$2:$BA$2,0)+1,FALSE)","v":0},{"$f":"M5325*VLOOKUP($B5325,$AR$36:$AZ$47,MATCH(AJ$2,$AS$2:$BA$2,0)+1,FALSE)","v":0.10451972209540503},{"$f":"N5325*VLOOKUP($B5325,$AR$36:$AZ$47,MATCH(AK$2,$AS$2:$BA$2,0)+1,FALSE)","v":6.9130950525631382E-2},{"$f":"O5325*VLOOKUP($B5325,$AR$36:$AZ$47,MATCH(AL$2,$AS$2:$BA$2,0)+1,FALSE)","v":6.2883782122216805E-2},{"$f":"P5325*VLOOKUP($B5325,$AR$36:$AZ$47,MATCH(AM$2,$AS$2:$BA$2,0)+1,FALSE)","v":0},{"$f":"Q5325*VLOOKUP($B5325,$AR$36:$AZ$47,MATCH(AN$2,$AS$2:$BA$2,0)+1,FALSE)","v":1.365104981501676E-3},{"$f":"R5325*VLOOKUP($B5325,$AR$36:$BA$47,MATCH(AO$2,$AS$2:$BA$2,0)+1,FALSE)","v":0},1.0088157107285891]
[2006,8,10,24,null,2013,8,10,24,0.31468798567208633,0.29560719626324433,1.0937138427518419E-2,8.3542767347511357E-2,7.9667899999999986E-2,6.1853999999999999E-2,2.5639446604422585E-5,2.3941329461851131E-3,0,0.84871676010314978,null,null,0.29795130239362605,7.320244479907044E-2,0.26167008844476819,6.2799317258131801E-2,5.7019289165374298E-2,6.1167406790606869E-3,1.2831998809626161E-5,1.7499610427144506E-3,0,0.76052197578155545,null,{"$f":"J5330*VLOOKUP($B5330,$AR$36:$AZ$47,MATCH(AG$2,$AS$2:$BA$2,0)+1,FALSE)","v":0.32793229991418044},{"$f":"K5330*VLOOKUP($B5330,$AR$36:$AZ$47,MATCH(AH$2,$AS$2:$BA$2,0)+1,FALSE)","v":0.26636529483602311},{"$f":"L5330*VLOOKUP($B5330,$AR$36:$AZ$47,MATCH(AI$2,$AS$2:$BA$2,0)+1,FALSE)","v":4.434042498183857E-3},{"$f":"M5330*VLOOKUP($B5330,$AR$36:$AZ$47,MATCH(AJ$2,$AS$2:$BA$2,0)+1,FALSE)","v":7.3699407905450737E-2},{"$f":"N5330*VLOOKUP($B5330,$AR$36:$AZ$47,MATCH(AK$2,$AS$2:$BA$2,0)+1,FALSE)","v":6.3964963147019022E-2},{"$f":"O5330*VLOOKUP($B5330,$AR$36:$AZ$47,MATCH(AL$2,$AS$2:$BA$2,0)+1,FALSE)","v":5.7855324399637045E-2},{"$f":"P5330*VLOOKUP($B5330,$AR$36:$AZ$47,MATCH(AM$2,$AS$2:$BA$2,0)+1,FALSE)","v":1.2831998809626161E-5},{"$f":"Q5330*VLOOKUP($B5330,$AR$36:$AZ$47,MATCH(AN$2,$AS$2:$BA$2,0)+1,FALSE)","v":1.7347976218646741E-3},{"$f":"R5330*VLOOKUP($B5330,$AR$36:$BA$47,MATCH(AO$2,$AS$2:$BA$2,0)+1,FALSE)","v":0},0.79599896232116862]
[2006,8,11,9,null,2013,8,11,9,0.30429981566412351,0.40026392910585668,0,0.11338679149727984,8.7866299999999994E-2,6.7488999999999993E-2,0,1.8839331862247196E-3,0,0.97518976945348468,null,null,0.2881156272986633,9.9352590404351626E-2,0.3543117321038064,6.9261818750063528E-2,6.2213839145115045E-2,0,0,1.3770370138481273E-3,0,0.87463264471584812,null,{"$f":"J5339*VLOOKUP($B5339,$AR$36:$AZ$47,MATCH(AG$2,$AS$2:$BA$2,0)+1,FALSE)","v":0.31710692164200022},{"$f":"K5339*VLOOKUP($B5339,$AR$36:$AZ$47,MATCH(AH$2,$AS$2:$BA$2,0)+1,FALSE)","v":0.3606692287476061},{"$f":"L5339*VLOOKUP($B5339,$AR$36:$AZ$47,MATCH(AI$2,$AS$2:$BA$2,0)+1,FALSE)","v":0},{"$f":"M5339*VLOOKUP($B5339,$AR$36:$AZ$47,MATCH(AJ$2,$AS$2:$BA$2,0)+1,FALSE)","v":0.10002708388731933},{"$f":"N5339*VLOOKUP($B5339,$AR$36:$AZ$47,MATCH(AK$2,$AS$2:$BA$2,0)+1,FALSE)","v":7.0547417985975761E-2},{"$f":"O5339*VLOOKUP($B5339,$AR$36:$AZ$47,MATCH(AL$2,$AS$2:$BA$2,0)+1,FALSE)","v":6.3126038548955668E-2},{"$f":"P5339*VLOOKUP($B5339,$AR$36:$AZ$47,MATCH(AM$2,$AS$2:$BA$2,0)+1,FALSE)","v":0},{"$f":"Q5339*VLOOKUP($B5339,$AR$36:$AZ$47,MATCH(AN$2,$AS$2:$BA$2,0)+1,FALSE)","v":1.365104981501676E-3},{"$f":"R5339*VLOOKUP($B5339,$AR$36:$BA$47,MATCH(AO$2,$AS$2:$BA$2,0)+1,FALSE)","v":0},0.91284179579335867]
[2006,8,11,17,null,2013,8,11,17,0.50580935717171316,0.42587544189887655,0,0.1239996727305579,9.2007299999999959E-2,7.0829000000000003E-2,0,1.8839331862247196E-3,0,1.2204047049873723,null,null,0.47890788207349977,0.10865188557141878,0.37698292178548709,7.2526018920595473E-2,6.5292773826984452E-2,0,0,1.3770370138481273E-3,0,1.1037385191918336,null,{"$f":"J5347*VLOOKUP($B5347,$AR$36:$AZ$47,MATCH(AG$2,$AS$2:$BA$2,0)+1,FALSE)","v":0.52709742147027983},{"$f":"K5347*VLOOKUP($B5347,$AR$36:$AZ$47,MATCH(AH$2,$AS$2:$BA$2,0)+1,FALSE)","v":0.38374721278367185},{"$f":"L5347*VLOOKUP($B5347,$AR$36:$AZ$47,MATCH(AI$2,$AS$2:$BA$2,0)+1,FALSE)","v":0},{"$f":"M5347*VLOOKUP($B5347,$AR$36:$AZ$47,MATCH(AJ$2,$AS$2:$BA$2,0)+1,FALSE)","v":0.10938951091598015},{"$f":"N5347*VLOOKUP($B5347,$AR$36:$AZ$47,MATCH(AK$2,$AS$2:$BA$2,0)+1,FALSE)","v":7.3872206418855293E-2},{"$f":"O5347*VLOOKUP($B5347,$AR$36:$AZ$47,MATCH(AL$2,$AS$2:$BA$2,0)+1,FALSE)","v":6.6250117565588199E-2},{"$f":"P5347*VLOOKUP($B5347,$AR$36:$AZ$47,MATCH(AM$2,$AS$2:$BA$2,0)+1,FALSE)","v":0},{"$f":"Q5347*VLOOKUP($B5347,$AR$36:$AZ$47,MATCH(AN$2,$AS$2:$BA$2,0)+1,FALSE)","v":1.365104981501676E-3},{"$f":"R5347*VLOOKUP($B5347,$AR$36:$BA$47,MATCH(AO$2,$AS$2:$BA$2,0)+1,FALSE)","v":0},1.1617215741358773]
[2006,8,11,23,null,2013,8,11,23,0.40232353344059707,0.33985402744725024,1.0937138427518419E-2,0.10310663585431092,8.4883699999999965E-2,6.5179000000000001E-2,2.5639446604422585E-5,2.3941329461851131E-3,0,1.0087038075624664,null,null,0.38092595278531632,9.0344838448398468E-2,0.30083717360263101,6.6910743302435252E-2,6.0084396296277223E-2,6.1167406790606869E-3,1.2831998809626161E-5,1.7499610427144506E-3,0,0.90698263815564306,null,{"$f":"J5353*VLOOKUP($B5353,$AR$36:$AZ$47,MATCH(AG$2,$AS$2:$BA$2,0)+1,FALSE)","v":0.41925617639643387},{"$f":"K5353*VLOOKUP($B5353,$AR$36:$AZ$47,MATCH(AH$2,$AS$2:$BA$2,0)+1,FALSE)","v":0.30623516398288908},{"$f":"L5353*VLOOKUP($B5353,$AR$36:$AZ$47,MATCH(AI$2,$AS$2:$BA$2,0)+1,FALSE)","v":4.434042498183857E-3},{"$f":"M5353*VLOOKUP($B5353,$AR$36:$AZ$47,MATCH(AJ$2,$AS$2:$BA$2,0)+1,FALSE)","v":9.0958179323610777E-2},{"$f":"N5353*VLOOKUP($B5353,$AR$36:$AZ$47,MATCH(AK$2,$AS$2:$BA$2,0)+1,FALSE)","v":6.8152703187640412E-2},{"$f":"O5353*VLOOKUP($B5353,$AR$36:$AZ$47,MATCH(AL$2,$AS$2:$BA$2,0)+1,FALSE)","v":6.0965373121284687E-2},{"$f":"P5353*VLOOKUP($B5353,$AR$36:$AZ$47,MATCH(AM$2,$AS$2:$BA$2,0)+1,FALSE)","v":1.2831998809626161E-5},{"$f":"Q5353*VLOOKUP($B5353,$AR$36:$AZ$47,MATCH(AN$2,$AS$2:$BA$2,0)+1,FALSE)","v":1.7347976218646741E-3},{"$f":"R5353*VLOOKUP($B5353,$AR$36:$BA$47,MATCH(AO$2,$AS$2:$BA$2,0)+1,FALSE)","v":0},0.95174926813071714]
[2006,8,12,10,null,2013,8,12,10,0.26119822665767395,0.46049537466718782,0,0.105797057026267,0.13073599999999996,8.6439000000000002E-2,0,1.8839331862247196E-3,0,1.0465495915373535,null,null,0.24730639668161541,9.2702258648607247E-2,0.40762832211386307,0.10305444904483635,7.968264519943398E-2,0,0,1.3770370138481273E-3,0,0.93175110870220423,null,{"$f":"J5364*VLOOKUP($B5364,$AR$36:$AZ$47,MATCH(AG$2,$AS$2:$BA$2,0)+1,FALSE)","v":0.2721913104449169},{"$f":"K5364*VLOOKUP($B5364,$AR$36:$AZ$47,MATCH(AH$2,$AS$2:$BA$2,0)+1,FALSE)","v":0.41494249055635013},{"$f":"L5364*VLOOKUP($B5364,$AR$36:$AZ$47,MATCH(AI$2,$AS$2:$BA$2,0)+1,FALSE)","v":0},{"$f":"M5364*VLOOKUP($B5364,$AR$36:$AZ$47,MATCH(AJ$2,$AS$2:$BA$2,0)+1,FALSE)","v":9.3331603782542807E-2},{"$f":"N5364*VLOOKUP($B5364,$AR$36:$AZ$47,MATCH(AK$2,$AS$2:$BA$2,0)+1,FALSE)","v":0.10496728823012377},{"$f":"O5364*VLOOKUP($B5364,$AR$36:$AZ$47,MATCH(AL$2,$AS$2:$BA$2,0)+1,FALSE)","v":8.0850977879849753E-2},{"$f":"P5364*VLOOKUP($B5364,$AR$36:$AZ$47,MATCH(AM$2,$AS$2:$BA$2,0)+1,FALSE)","v":0},{"$f":"Q5364*VLOOKUP($B5364,$AR$36:$AZ$47,MATCH(AN$2,$AS$2:$BA$2,0)+1,FALSE)","v":1.365104981501676E-3},{"$f":"R5364*VLOOKUP($B5364,$AR$36:$BA$47,MATCH(AO$2,$AS$2:$BA$2,0)+1,FALSE)","v":0},0.96764877587528508]
[2006,8,12,16,null,2013,8,12,16,0.34910702618866718,0.48425252528483864,0,0.12848616249843414,0.12784770000000001,8.5043999999999995E-2,0,1.8839331862247196E-3,0,1.1766213471581646,null,null,0.33053976593840356,0.11258306992168603,0.42865803919077899,0.10077770686841825,7.8396682959551392E-2,0,0,1.3770370138481273E-3,0,1.0523323018926865,null,{"$f":"J5370*VLOOKUP($B5370,$AR$36:$AZ$47,MATCH(AG$2,$AS$2:$BA$2,0)+1,FALSE)","v":0.36379993907217234},{"$f":"K5370*VLOOKUP($B5370,$AR$36:$AZ$47,MATCH(AH$2,$AS$2:$BA$2,0)+1,FALSE)","v":0.4363495486683559},{"$f":"L5370*VLOOKUP($B5370,$AR$36:$AZ$47,MATCH(AI$2,$AS$2:$BA$2,0)+1,FALSE)","v":0},{"$f":"M5370*VLOOKUP($B5370,$AR$36:$AZ$47,MATCH(AJ$2,$AS$2:$BA$2,0)+1,FALSE)","v":0.11334738363153117},{"$f":"N5370*VLOOKUP($B5370,$AR$36:$AZ$47,MATCH(AK$2,$AS$2:$BA$2,0)+1,FALSE)","v":0.10264828643570555},{"$f":"O5370*VLOOKUP($B5370,$AR$36:$AZ$47,MATCH(AL$2,$AS$2:$BA$2,0)+1,FALSE)","v":7.9546160446256231E-2},{"$f":"P5370*VLOOKUP($B5370,$AR$36:$AZ$47,MATCH(AM$2,$AS$2:$BA$2,0)+1,FALSE)","v":0},{"$f":"Q5370*VLOOKUP($B5370,$AR$36:$AZ$47,MATCH(AN$2,$AS$2:$BA$2,0)+1,FALSE)","v":1.365104981501676E-3},{"$f":"R5370*VLOOKUP($B5370,$AR$36:$BA$47,MATCH(AO$2,$AS$2:$BA$2,0)+1,FALSE)","v":0},1.0970564232355229]
[2006,8,13,3,null,2013,8,13,3,0.16443518499864265,0.24146600933840917,1.0937138427518419E-2,6.2457059236885951E-2,8.6428699999999997E-2,6.5922999999999995E-2,2.5639446604422585E-5,2.3941329461851131E-3,0,0.63406686439424564,null,null,0.15568969824203965,5.4726573900554555E-2,0.21374456650141802,6.8128610789388158E-2,6.0770242824214601E-2,6.1167406790606869E-3,1.2831998809626161E-5,1.7499610427144506E-3,0,0.56093922597819967,null,{"$f":"J5381*VLOOKUP($B5381,$AR$36:$AZ$47,MATCH(AG$2,$AS$2:$BA$2,0)+1,FALSE)","v":0.1713557900478874},{"$f":"K5381*VLOOKUP($B5381,$AR$36:$AZ$47,MATCH(AH$2,$AS$2:$BA$2,0)+1,FALSE)","v":0.21757983426434113},{"$f":"L5381*VLOOKUP($B5381,$AR$36:$AZ$47,MATCH(AI$2,$AS$2:$BA$2,0)+1,FALSE)","v":4.434042498183857E-3},{"$f":"M5381*VLOOKUP($B5381,$AR$36:$AZ$47,MATCH(AJ$2,$AS$2:$BA$2,0)+1,FALSE)","v":5.5098106412095976E-2},{"$f":"N5381*VLOOKUP($B5381,$AR$36:$AZ$47,MATCH(AK$2,$AS$2:$BA$2,0)+1,FALSE)","v":6.9393176051392891E-2},{"$f":"O5381*VLOOKUP($B5381,$AR$36:$AZ$47,MATCH(AL$2,$AS$2:$BA$2,0)+1,FALSE)","v":6.1661275752534564E-2},{"$f":"P5381*VLOOKUP($B5381,$AR$36:$AZ$47,MATCH(AM$2,$AS$2:$BA$2,0)+1,FALSE)","v":1.2831998809626161E-5},{"$f":"Q5381*VLOOKUP($B5381,$AR$36:$AZ$47,MATCH(AN$2,$AS$2:$BA$2,0)+1,FALSE)","v":1.7347976218646741E-3},{"$f":"R5381*VLOOKUP($B5381,$AR$36:$BA$47,MATCH(AO$2,$AS$2:$BA$2,0)+1,FALSE)","v":0},0.58126985464711012]
[2006,8,13,6,null,2013,8,13,6,0.16404242273492728,0.30679829224795951,9.1142820229320176E-4,7.1750497305959601E-2,0.10927010000000004,7.3768E-2,2.1366205503685493E-6,1.9264498328880862E-3,0,0.72846932694457811,null,null,0.15531782504276534,6.2869737083252372E-2,0.27157639354536034,8.6133658308149091E-2,6.8002051979683314E-2,5.0972838992172401E-4,1.0693332341355136E-6,1.4081140162536547E-3,0,0.64581857769861994,null,{"$f":"J5384*VLOOKUP($B5384,$AR$36:$AZ$47,MATCH(AG$2,$AS$2:$BA$2,0)+1,FALSE)","v":0.17094649754762051},{"$f":"K5384*VLOOKUP($B5384,$AR$36:$AZ$47,MATCH(AH$2,$AS$2:$BA$2,0)+1,FALSE)","v":0.27644935104029872},{"$f":"L5384*VLOOKUP($B5384,$AR$36:$AZ$47,MATCH(AI$2,$AS$2:$BA$2,0)+1,FALSE)","v":3.6950354151532155E-4},{"$f":"M5384*VLOOKUP($B5384,$AR$36:$AZ$47,MATCH(AJ$2,$AS$2:$BA$2,0)+1,FALSE)","v":6.3296552607296219E-2},{"$f":"N5384*VLOOKUP($B5384,$AR$36:$AZ$47,MATCH(AK$2,$AS$2:$BA$2,0)+1,FALSE)","v":8.7732423216516142E-2},{"$f":"O5384*VLOOKUP($B5384,$AR$36:$AZ$47,MATCH(AL$2,$AS$2:$BA$2,0)+1,FALSE)","v":6.8999120029625022E-2},{"$f":"P5384*VLOOKUP($B5384,$AR$36:$AZ$47,MATCH(AM$2,$AS$2:$BA$2,0)+1,FALSE)","v":1.0693332341355136E-6},{"$f":"Q5384*VLOOKUP($B5384,$AR$36:$AZ$47,MATCH(AN$2,$AS$2:$BA$2,0)+1,FALSE)","v":1.3959127015319261E-3},{"$f":"R5384*VLOOKUP($B5384,$AR$36:$BA$47,MATCH(AO$2,$AS$2:$BA$2,0)+1,FALSE)","v":0},0.66919043001763823]
[2006,8,13,12,null,2013,8,13,12,0.23045324888238511,0.43525689336527179,0,9.1033258783497509E-2,0.13082249999999995,8.8364999999999999E-2,0,1.8839331862247196E-3,0,0.97781483421737914,null,null,0.21819659081900489,7.9765817108487E-2,0.3852873381392955,0.10312263385883079,8.1458102743529923E-2,0,0,1.3770370138481273E-3,0,0.86920751968299637,null,{"$f":"J5390*VLOOKUP($B5390,$AR$36:$AZ$47,MATCH(AG$2,$AS$2:$BA$2,0)+1,FALSE)","v":0.24015236478536814},{"$f":"K5390*VLOOKUP($B5390,$AR$36:$AZ$47,MATCH(AH$2,$AS$2:$BA$2,0)+1,FALSE)","v":0.39220063718410797},{"$f":"L5390*VLOOKUP($B5390,$AR$36:$AZ$47,MATCH(AI$2,$AS$2:$BA$2,0)+1,FALSE)","v":0},{"$f":"M5390*VLOOKUP($B5390,$AR$36:$AZ$47,MATCH(AJ$2,$AS$2:$BA$2,0)+1,FALSE)","v":8.0307338206067891E-2},{"$f":"N5390*VLOOKUP($B5390,$AR$36:$AZ$47,MATCH(AK$2,$AS$2:$BA$2,0)+1,FALSE)","v":0.10503673865259275},{"$f":"O5390*VLOOKUP($B5390,$AR$36:$AZ$47,MATCH(AL$2,$AS$2:$BA$2,0)+1,FALSE)","v":8.2652467755907913E-2},{"$f":"P5390*VLOOKUP($B5390,$AR$36:$AZ$47,MATCH(AM$2,$AS$2:$BA$2,0)+1,FALSE)","v":0},{"$f":"Q5390*VLOOKUP($B5390,$AR$36:$AZ$47,MATCH(AN$2,$AS$2:$BA$2,0)+1,FALSE)","v":1.365104981501676E-3},{"$f":"R5390*VLOOKUP($B5390,$AR$36:$BA$47,MATCH(AO$2,$AS$2:$BA$2,0)+1,FALSE)","v":0},0.90171465156554642]
[2006,8,13,20,null,2013,8,13,20,0.36610416813795443,0.31401840158429384,7.4737112588042515E-3,3.9640212165956645E-2,9.7598299999999999E-2,7.2997999999999993E-2,1.7520288513022099E-5,2.2325696888643221E-3,0,0.90008288312438656,null,null,0.34663291474401647,3.4733831964549135E-2,0.27796760009412463,7.6933201522248307E-2,6.7292237696737367E-2,4.1797727973581352E-3,8.7685325199112083E-6,1.6318684335734485E-3,0,0.80938019578512743,null,{"$f":"J5398*VLOOKUP($B5398,$AR$36:$AZ$47,MATCH(AG$2,$AS$2:$BA$2,0)+1,FALSE)","v":0.38151244194861117},{"$f":"K5398*VLOOKUP($B5398,$AR$36:$AZ$47,MATCH(AH$2,$AS$2:$BA$2,0)+1,FALSE)","v":0.28295523647350845},{"$f":"L5398*VLOOKUP($B5398,$AR$36:$AZ$47,MATCH(AI$2,$AS$2:$BA$2,0)+1,FALSE)","v":3.0299290404256353E-3},{"$f":"M5398*VLOOKUP($B5398,$AR$36:$AZ$47,MATCH(AJ$2,$AS$2:$BA$2,0)+1,FALSE)","v":3.4969636015588328E-2},{"$f":"N5398*VLOOKUP($B5398,$AR$36:$AZ$47,MATCH(AK$2,$AS$2:$BA$2,0)+1,FALSE)","v":7.8361192685030071E-2},{"$f":"O5398*VLOOKUP($B5398,$AR$36:$AZ$47,MATCH(AL$2,$AS$2:$BA$2,0)+1,FALSE)","v":6.8278898220401341E-2},{"$f":"P5398*VLOOKUP($B5398,$AR$36:$AZ$47,MATCH(AM$2,$AS$2:$BA$2,0)+1,FALSE)","v":8.7685325199112083E-6},{"$f":"Q5398*VLOOKUP($B5398,$AR$36:$AZ$47,MATCH(AN$2,$AS$2:$BA$2,0)+1,FALSE)","v":1.6177282857497248E-3},{"$f":"R5398*VLOOKUP($B5398,$AR$36:$BA$47,MATCH(AO$2,$AS$2:$BA$2,0)+1,FALSE)","v":0},0.85073383120183466]
[2006,8,14,5,null,2013,8,14,5,0.1419087498118457,0.26420610006715489,1.0937138427518419E-2,6.2905367872769583E-2,9.1964099999999993E-2,6.3495999999999997E-2,2.5639446604422585E-5,2.3941329461851131E-3,0,0.63783722857207803,null,null,0.13436133170825779,5.5119394119625208E-2,0.23387398698729139,7.2491965926785557E-2,5.8532945077838239E-2,6.1167406790606869E-3,1.2831998809626161E-5,1.7499610427144506E-3,0,0.56225915754038291,null,{"$f":"J5407*VLOOKUP($B5407,$AR$36:$AZ$47,MATCH(AG$2,$AS$2:$BA$2,0)+1,FALSE)","v":0.14788128184924376},{"$f":"K5407*VLOOKUP($B5407,$AR$36:$AZ$47,MATCH(AH$2,$AS$2:$BA$2,0)+1,FALSE)","v":0.23807044155715629},{"$f":"L5407*VLOOKUP($B5407,$AR$36:$AZ$47,MATCH(AI$2,$AS$2:$BA$2,0)+1,FALSE)","v":4.434042498183857E-3},{"$f":"M5407*VLOOKUP($B5407,$AR$36:$AZ$47,MATCH(AJ$2,$AS$2:$BA$2,0)+1,FALSE)","v":5.5493593443140657E-2},{"$f":"N5407*VLOOKUP($B5407,$AR$36:$AZ$47,MATCH(AK$2,$AS$2:$BA$2,0)+1,FALSE)","v":7.3837521352373703E-2},{"$f":"O5407*VLOOKUP($B5407,$AR$36:$AZ$47,MATCH(AL$2,$AS$2:$BA$2,0)+1,FALSE)","v":5.9391174023981537E-2},{"$f":"P5407*VLOOKUP($B5407,$AR$36:$AZ$47,MATCH(AM$2,$AS$2:$BA$2,0)+1,FALSE)","v":1.2831998809626161E-5},{"$f":"Q5407*VLOOKUP($B5407,$AR$36:$AZ$47,MATCH(AN$2,$AS$2:$BA$2,0)+1,FALSE)","v":1.7347976218646741E-3},{"$f":"R5407*VLOOKUP($B5407,$AR$36:$BA$47,MATCH(AO$2,$AS$2:$BA$2,0)+1,FALSE)","v":0},0.5808556843447541]
[2006,8,14,10,null,2013,8,14,10,0.20926254681948997,0.41753438706013074,0,8.6003307817240304E-2,0.11850840000000004,7.9686999999999994E-2,0,1.8839331862247196E-3,0,0.91287957488308569,null,null,0.19813291643121284,7.5358437276096965E-2,0.36959945959320128,9.3415875269130866E-2,7.3458403591056057E-2,0,0,1.3770370138481273E-3,0,0.81134212917454618,null,{"$f":"J5412*VLOOKUP($B5412,$AR$36:$AZ$47,MATCH(AG$2,$AS$2:$BA$2,0)+1,FALSE)","v":0.21806980688459546},{"$f":"K5412*VLOOKUP($B5412,$AR$36:$AZ$47,MATCH(AH$2,$AS$2:$BA$2,0)+1,FALSE)","v":0.37623126743642993},{"$f":"L5412*VLOOKUP($B5412,$AR$36:$AZ$47,MATCH(AI$2,$AS$2:$BA$2,0)+1,FALSE)","v":0},{"$f":"M5412*VLOOKUP($B5412,$AR$36:$AZ$47,MATCH(AJ$2,$AS$2:$BA$2,0)+1,FALSE)","v":7.5870037171202789E-2},{"$f":"N5412*VLOOKUP($B5412,$AR$36:$AZ$47,MATCH(AK$2,$AS$2:$BA$2,0)+1,FALSE)","v":9.5149808625709889E-2},{"$f":"O5412*VLOOKUP($B5412,$AR$36:$AZ$47,MATCH(AL$2,$AS$2:$BA$2,0)+1,FALSE)","v":7.4535474430657306E-2},{"$f":"P5412*VLOOKUP($B5412,$AR$36:$AZ$47,MATCH(AM$2,$AS$2:$BA$2,0)+1,FALSE)","v":0},{"$f":"Q5412*VLOOKUP($B5412,$AR$36:$AZ$47,MATCH(AN$2,$AS$2:$BA$2,0)+1,FALSE)","v":1.365104981501676E-3},{"$f":"R5412*VLOOKUP($B5412,$AR$36:$BA$47,MATCH(AO$2,$AS$2:$BA$2,0)+1,FALSE)","v":0},0.84122149953009706]
[2006,8,14,22,null,2013,8,14,22,0.3169277491862012,0.27814597455398316,1.0937138427518419E-2,5.7296578254682928E-2,8.7151699999999985E-2,6.5695000000000003E-2,2.5639446604422585E-5,2.3941329461851131E-3,0,0.81857391281517522,null,null,0.30007194406559518,5.0204820118267109E-2,0.24621349778400764,6.8698525477457362E-2,6.0560064049524118E-2,6.1167406790606869E-3,1.2831998809626161E-5,1.7499610427144506E-3,0,0.73362838521543605,null,{"$f":"J5424*VLOOKUP($B5424,$AR$36:$AZ$47,MATCH(AG$2,$AS$2:$BA$2,0)+1,FALSE)","v":0.33026632864705019},{"$f":"K5424*VLOOKUP($B5424,$AR$36:$AZ$47,MATCH(AH$2,$AS$2:$BA$2,0)+1,FALSE)","v":0.2506313630252337},{"$f":"L5424*VLOOKUP($B5424,$AR$36:$AZ$47,MATCH(AI$2,$AS$2:$BA$2,0)+1,FALSE)","v":4.434042498183857E-3},{"$f":"M5424*VLOOKUP($B5424,$AR$36:$AZ$47,MATCH(AJ$2,$AS$2:$BA$2,0)+1,FALSE)","v":5.0545654955542314E-2},{"$f":"N5424*VLOOKUP($B5424,$AR$36:$AZ$47,MATCH(AK$2,$AS$2:$BA$2,0)+1,FALSE)","v":6.9973669177925579E-2},{"$f":"O5424*VLOOKUP($B5424,$AR$36:$AZ$47,MATCH(AL$2,$AS$2:$BA$2,0)+1,FALSE)","v":6.1448015268764443E-2},{"$f":"P5424*VLOOKUP($B5424,$AR$36:$AZ$47,MATCH(AM$2,$AS$2:$BA$2,0)+1,FALSE)","v":1.2831998809626161E-5},{"$f":"Q5424*VLOOKUP($B5424,$AR$36:$AZ$47,MATCH(AN$2,$AS$2:$BA$2,0)+1,FALSE)","v":1.7347976218646741E-3},{"$f":"R5424*VLOOKUP($B5424,$AR$36:$BA$47,MATCH(AO$2,$AS$2:$BA$2,0)+1,FALSE)","v":0},0.76904670319337443]
[2006,8,15,3,null,2013,8,15,3,0.17517370736592075,0.2577704631560761,1.0937138427518419E-2,7.2634757897523924E-2,8.1729299999999977E-2,5.9868999999999999E-2,2.5639446604422585E-5,2.3941329461851131E-3,0,0.66053413923982862,null,null,0.16585709220301414,6.364455026214462E-2,0.22817719170961231,6.4424244143312812E-2,5.518944325414353E-2,6.1167406790606869E-3,1.2831998809626161E-5,1.7499610427144506E-3,0,0.58517205529281213,null,{"$f":"J5429*VLOOKUP($B5429,$AR$36:$AZ$47,MATCH(AG$2,$AS$2:$BA$2,0)+1,FALSE)","v":0.1825462660047639},{"$f":"K5429*VLOOKUP($B5429,$AR$36:$AZ$47,MATCH(AH$2,$AS$2:$BA$2,0)+1,FALSE)","v":0.23227142737567966},{"$f":"L5429*VLOOKUP($B5429,$AR$36:$AZ$47,MATCH(AI$2,$AS$2:$BA$2,0)+1,FALSE)","v":4.434042498183857E-3},{"$f":"M5429*VLOOKUP($B5429,$AR$36:$AZ$47,MATCH(AJ$2,$AS$2:$BA$2,0)+1,FALSE)","v":6.407662590509984E-2},{"$f":"N5429*VLOOKUP($B5429,$AR$36:$AZ$47,MATCH(AK$2,$AS$2:$BA$2,0)+1,FALSE)","v":6.5620051018436043E-2},{"$f":"O5429*VLOOKUP($B5429,$AR$36:$AZ$47,MATCH(AL$2,$AS$2:$BA$2,0)+1,FALSE)","v":5.5998648696638377E-2},{"$f":"P5429*VLOOKUP($B5429,$AR$36:$AZ$47,MATCH(AM$2,$AS$2:$BA$2,0)+1,FALSE)","v":1.2831998809626161E-5},{"$f":"Q5429*VLOOKUP($B5429,$AR$36:$AZ$47,MATCH(AN$2,$AS$2:$BA$2,0)+1,FALSE)","v":1.7347976218646741E-3},{"$f":"R5429*VLOOKUP($B5429,$AR$36:$BA$47,MATCH(AO$2,$AS$2:$BA$2,0)+1,FALSE)","v":0},0.60669469111947605]
[2006,8,15,15,null,2013,8,15,15,0.26552757192014093,0.46271516014568592,0,0.1076580285104969,0.12764269999999997,8.6388000000000006E-2,0,1.8839331862247196E-3,0,1.0518153937625485,null,null,0.25140548567832038,9.433289247451726E-2,0.40959326569382165,0.1006161128005701,7.9635631526147957E-2,0,0,1.3770370138481273E-3,0,0.93696042518722555,null,{"$f":"J5441*VLOOKUP($B5441,$AR$36:$AZ$47,MATCH(AG$2,$AS$2:$BA$2,0)+1,FALSE)","v":0.27670286542535633},{"$f":"K5441*VLOOKUP($B5441,$AR$36:$AZ$47,MATCH(AH$2,$AS$2:$BA$2,0)+1,FALSE)","v":0.41694269156947544},{"$f":"L5441*VLOOKUP($B5441,$AR$36:$AZ$47,MATCH(AI$2,$AS$2:$BA$2,0)+1,FALSE)","v":0},{"$f":"M5441*VLOOKUP($B5441,$AR$36:$AZ$47,MATCH(AJ$2,$AS$2:$BA$2,0)+1,FALSE)","v":9.4973307796801285E-2},{"$f":"N5441*VLOOKUP($B5441,$AR$36:$AZ$47,MATCH(AK$2,$AS$2:$BA$2,0)+1,FALSE)","v":0.1024836929489293},{"$f":"O5441*VLOOKUP($B5441,$AR$36:$AZ$47,MATCH(AL$2,$AS$2:$BA$2,0)+1,FALSE)","v":8.0803274876901185E-2},{"$f":"P5441*VLOOKUP($B5441,$AR$36:$AZ$47,MATCH(AM$2,$AS$2:$BA$2,0)+1,FALSE)","v":0},{"$f":"Q5441*VLOOKUP($B5441,$AR$36:$AZ$47,MATCH(AN$2,$AS$2:$BA$2,0)+1,FALSE)","v":1.365104981501676E-3},{"$f":"R5441*VLOOKUP($B5441,$AR$36:$BA$47,MATCH(AO$2,$AS$2:$BA$2,0)+1,FALSE)","v":0},0.97327093759896521]
[2006,8,15,17,null,2013,8,15,17,0.31215778432681213,0.43841481973622676,0,0.10709385631050539,0.11974289999999999,7.9390000000000002E-2,0,1.8839331862247196E-3,0,1.0586832935597692,null,null,{"$f":"$J5443*$AS$6","v":0.29555566982909559},{"$f":"$M5443*$AV$6","v":9.3838549449521941E-2},{"$f":"$K5443*$AT$6","v":0.3880827195888526},{"$f":"$N5443*$AW$6","v":9.4388986863074717E-2},{"$f":"$O5443*$AX$6","v":7.3184618081919769E-2},{"$f":"$L5443*$AU$6","v":0},{"$f":"$P5443*$AY$6","v":0},{"$f":"$Q5443*$AZ$6","v":1.3770370138481273E-3},0,{"$f":"SUM(V5443:AD5443)","v":0.94642758082631273},null,{"$f":"J5443*VLOOKUP($B5443,$AR$36:$AZ$47,MATCH(AG$2,$AS$2:$BA$2,0)+1,FALSE)","v":0.32529560965532089},{"$f":"K5443*VLOOKUP($B5443,$AR$36:$AZ$47,MATCH(AH$2,$AS$2:$BA$2,0)+1,FALSE)","v":0.39504617680392429},{"$f":"L5443*VLOOKUP($B5443,$AR$36:$AZ$47,MATCH(AI$2,$AS$2:$BA$2,0)+1,FALSE)","v":0},{"$f":"M5443*VLOOKUP($B5443,$AR$36:$AZ$47,MATCH(AJ$2,$AS$2:$BA$2,0)+1,FALSE)","v":9.447560873300162E-2},{"$f":"N5443*VLOOKUP($B5443,$AR$36:$AZ$47,MATCH(AK$2,$AS$2:$BA$2,0)+1,FALSE)","v":9.6140982574125636E-2},{"$f":"O5443*VLOOKUP($B5443,$AR$36:$AZ$47,MATCH(AL$2,$AS$2:$BA$2,0)+1,FALSE)","v":7.425767458995676E-2},{"$f":"P5443*VLOOKUP($B5443,$AR$36:$AZ$47,MATCH(AM$2,$AS$2:$BA$2,0)+1,FALSE)","v":0},{"$f":"Q5443*VLOOKUP($B5443,$AR$36:$AZ$47,MATCH(AN$2,$AS$2:$BA$2,0)+1,FALSE)","v":1.365104981501676E-3},{"$f":"R5443*VLOOKUP($B5443,$AR$36:$BA$47,MATCH(AO$2,$AS$2:$BA$2,0)+1,FALSE)","v":0},0.98658115733783092]
[2006,8,15,24,null,2013,8,15,24,0.241963058991263,0.26377005476673399,1.0937138427518419E-2,6.4519405456678641E-2,8.3972900000000003E-2,6.2946000000000002E-2,2.5639446604422585E-5,2.3941329461851131E-3,0,0.73052833003498363,null,null,0.2290942515762763,5.6533657746400408E-2,0.23348800175496487,6.6192792682942272E-2,5.8025934875734E-2,6.1167406790606869E-3,1.2831998809626161E-5,1.7499610427144506E-3,0,0.6512141723569026,null,{"$f":"J5450*VLOOKUP($B5450,$AR$36:$AZ$47,MATCH(AG$2,$AS$2:$BA$2,0)+1,FALSE)","v":0.25214658977148785},{"$f":"K5450*VLOOKUP($B5450,$AR$36:$AZ$47,MATCH(AH$2,$AS$2:$BA$2,0)+1,FALSE)","v":0.23767753050330953},{"$f":"L5450*VLOOKUP($B5450,$AR$36:$AZ$47,MATCH(AI$2,$AS$2:$BA$2,0)+1,FALSE)","v":4.434042498183857E-3},{"$f":"M5450*VLOOKUP($B5450,$AR$36:$AZ$47,MATCH(AJ$2,$AS$2:$BA$2,0)+1,FALSE)","v":5.6917458345489808E-2},{"$f":"N5450*VLOOKUP($B5450,$AR$36:$AZ$47,MATCH(AK$2,$AS$2:$BA$2,0)+1,FALSE)","v":6.7421426369319568E-2},{"$f":"O5450*VLOOKUP($B5450,$AR$36:$AZ$47,MATCH(AL$2,$AS$2:$BA$2,0)+1,FALSE)","v":5.8876729874536064E-2},{"$f":"P5450*VLOOKUP($B5450,$AR$36:$AZ$47,MATCH(AM$2,$AS$2:$BA$2,0)+1,FALSE)","v":1.2831998809626161E-5},{"$f":"Q5450*VLOOKUP($B5450,$AR$36:$AZ$47,MATCH(AN$2,$AS$2:$BA$2,0)+1,FALSE)","v":1.7347976218646741E-3},{"$f":"R5450*VLOOKUP($B5450,$AR$36:$BA$47,MATCH(AO$2,$AS$2:$BA$2,0)+1,FALSE)","v":0},0.67922140698300104]
[2006,8,16,7,null,2013,8,16,7,0.21066021868432946,0.37880677679343383,0,8.9556970967542227E-2,0.1097708,7.3622000000000007E-2,0,1.8839331862247196E-3,0,0.86430069963153011,null,null,0.19945625310566026,7.8472253574668707E-2,0.33531796262072339,8.652834196557127E-2,6.7867463816942919E-2,0,0,1.3770370138481273E-3,0,0.7690193120974147,null,{"$f":"J5457*VLOOKUP($B5457,$AR$36:$AZ$47,MATCH(AG$2,$AS$2:$BA$2,0)+1,FALSE)","v":0.21952630274726168},{"$f":"K5457*VLOOKUP($B5457,$AR$36:$AZ$47,MATCH(AH$2,$AS$2:$BA$2,0)+1,FALSE)","v":0.34133464970390026},{"$f":"L5457*VLOOKUP($B5457,$AR$36:$AZ$47,MATCH(AI$2,$AS$2:$BA$2,0)+1,FALSE)","v":0},{"$f":"M5457*VLOOKUP($B5457,$AR$36:$AZ$47,MATCH(AJ$2,$AS$2:$BA$2,0)+1,FALSE)","v":7.9004992815935482E-2},{"$f":"N5457*VLOOKUP($B5457,$AR$36:$AZ$47,MATCH(AK$2,$AS$2:$BA$2,0)+1,FALSE)","v":8.8134432771778806E-2},{"$f":"O5457*VLOOKUP($B5457,$AR$36:$AZ$47,MATCH(AL$2,$AS$2:$BA$2,0)+1,FALSE)","v":6.8862558491772224E-2},{"$f":"P5457*VLOOKUP($B5457,$AR$36:$AZ$47,MATCH(AM$2,$AS$2:$BA$2,0)+1,FALSE)","v":0},{"$f":"Q5457*VLOOKUP($B5457,$AR$36:$AZ$47,MATCH(AN$2,$AS$2:$BA$2,0)+1,FALSE)","v":1.365104981501676E-3},{"$f":"R5457*VLOOKUP($B5457,$AR$36:$BA$47,MATCH(AO$2,$AS$2:$BA$2,0)+1,FALSE)","v":0},0.7982280415121501]
[2006,8,16,17,null,2013,8,16,17,0.32574441084854255,0.44430728744389647,0,0.11805335324887264,0.11708590000000001,7.8298000000000006E-2,0,1.8839331862247196E-3,0,1.0853728847275366,null,null,0.3084196915000838,0.10344155872403228,0.39329870406323186,9.2294570091014022E-2,7.2177972371560081E-2,0,0,1.3770370138481273E-3,0,0.97100953376377031,null,{"$f":"J5467*VLOOKUP($B5467,$AR$36:$AZ$47,MATCH(AG$2,$AS$2:$BA$2,0)+1,FALSE)","v":0.33945405829717279},{"$f":"K5467*VLOOKUP($B5467,$AR$36:$AZ$47,MATCH(AH$2,$AS$2:$BA$2,0)+1,FALSE)","v":0.4003557528836198},{"$f":"L5467*VLOOKUP($B5467,$AR$36:$AZ$47,MATCH(AI$2,$AS$2:$BA$2,0)+1,FALSE)","v":0},{"$f":"M5467*VLOOKUP($B5467,$AR$36:$AZ$47,MATCH(AJ$2,$AS$2:$BA$2,0)+1,FALSE)","v":0.10414381174978052},{"$f":"N5467*VLOOKUP($B5467,$AR$36:$AZ$47,MATCH(AK$2,$AS$2:$BA$2,0)+1,FALSE)","v":9.4007690406494412E-2},{"$f":"O5467*VLOOKUP($B5467,$AR$36:$AZ$47,MATCH(AL$2,$AS$2:$BA$2,0)+1,FALSE)","v":7.3236269115057748E-2},{"$f":"P5467*VLOOKUP($B5467,$AR$36:$AZ$47,MATCH(AM$2,$AS$2:$BA$2,0)+1,FALSE)","v":0},{"$f":"Q5467*VLOOKUP($B5467,$AR$36:$AZ$47,MATCH(AN$2,$AS$2:$BA$2,0)+1,FALSE)","v":1.365104981501676E-3},{"$f":"R5467*VLOOKUP($B5467,$AR$36:$BA$47,MATCH(AO$2,$AS$2:$BA$2,0)+1,FALSE)","v":0},1.0125626874336269]
[2006,8,17,4,null,2013,8,17,4,0.19846531975428922,0.28145818570033548,1.0937138427518419E-2,7.9561866779184531E-2,7.8399600000000014E-2,5.9374000000000003E-2,2.5639446604422585E-5,2.3941329461851131E-3,0,0.71061588305411716,null,null,0.18790993998218969,6.9714271455573781E-2,0.24914545138517077,6.1799562349586612E-2,5.4733134072249716E-2,6.1167406790606869E-3,1.2831998809626161E-5,1.7499610427144506E-3,0,0.63118189296535521,null,{"$f":"J5478*VLOOKUP($B5478,$AR$36:$AZ$47,MATCH(AG$2,$AS$2:$BA$2,0)+1,FALSE)","v":0.20681815551752836},{"$f":"K5478*VLOOKUP($B5478,$AR$36:$AZ$47,MATCH(AH$2,$AS$2:$BA$2,0)+1,FALSE)","v":0.25361592534208488},{"$f":"L5478*VLOOKUP($B5478,$AR$36:$AZ$47,MATCH(AI$2,$AS$2:$BA$2,0)+1,FALSE)","v":4.434042498183857E-3},{"$f":"M5478*VLOOKUP($B5478,$AR$36:$AZ$47,MATCH(AJ$2,$AS$2:$BA$2,0)+1,FALSE)","v":7.0187553748217113E-2},{"$f":"N5478*VLOOKUP($B5478,$AR$36:$AZ$47,MATCH(AK$2,$AS$2:$BA$2,0)+1,FALSE)","v":6.2946651345661603E-2},{"$f":"O5478*VLOOKUP($B5478,$AR$36:$AZ$47,MATCH(AL$2,$AS$2:$BA$2,0)+1,FALSE)","v":5.553564896213746E-2},{"$f":"P5478*VLOOKUP($B5478,$AR$36:$AZ$47,MATCH(AM$2,$AS$2:$BA$2,0)+1,FALSE)","v":1.2831998809626161E-5},{"$f":"Q5478*VLOOKUP($B5478,$AR$36:$AZ$47,MATCH(AN$2,$AS$2:$BA$2,0)+1,FALSE)","v":1.7347976218646741E-3},{"$f":"R5478*VLOOKUP($B5478,$AR$36:$BA$47,MATCH(AO$2,$AS$2:$BA$2,0)+1,FALSE)","v":0},0.65528560703448757]
[2006,8,17,10,null,2013,8,17,10,0.30424879112738396,0.40462934007785889,0,0.11641987224237588,9.0188000000000004E-2,6.8720000000000003E-2,0,1.8839331862247196E-3,0,0.98608993663384348,null,null,0.28806731650235784,0.10201025824159773,0.35817597319665295,7.1091930688224392E-2,6.3348620161097463E-2,0,0,1.3770370138481273E-3,0,0.8840711358037785,null,{"$f":"J5484*VLOOKUP($B5484,$AR$36:$AZ$47,MATCH(AG$2,$AS$2:$BA$2,0)+1,FALSE)","v":0.31705374962893679},{"$f":"K5484*VLOOKUP($B5484,$AR$36:$AZ$47,MATCH(AH$2,$AS$2:$BA$2,0)+1,FALSE)","v":0.3646028068043537},{"$f":"L5484*VLOOKUP($B5484,$AR$36:$AZ$47,MATCH(AI$2,$AS$2:$BA$2,0)+1,FALSE)","v":0},{"$f":"M5484*VLOOKUP($B5484,$AR$36:$AZ$47,MATCH(AJ$2,$AS$2:$BA$2,0)+1,FALSE)","v":0.10270279433048865},{"$f":"N5484*VLOOKUP($B5484,$AR$36:$AZ$47,MATCH(AK$2,$AS$2:$BA$2,0)+1,FALSE)","v":7.2411499440845725E-2},{"$f":"O5484*VLOOKUP($B5484,$AR$36:$AZ$47,MATCH(AL$2,$AS$2:$BA$2,0)+1,FALSE)","v":6.4277458090714557E-2},{"$f":"P5484*VLOOKUP($B5484,$AR$36:$AZ$47,MATCH(AM$2,$AS$2:$BA$2,0)+1,FALSE)","v":0},{"$f":"Q5484*VLOOKUP($B5484,$AR$36:$AZ$47,MATCH(AN$2,$AS$2:$BA$2,0)+1,FALSE)","v":1.365104981501676E-3},{"$f":"R5484*VLOOKUP($B5484,$AR$36:$BA$47,MATCH(AO$2,$AS$2:$BA$2,0)+1,FALSE)","v":0},0.92241341327684101]
[2006,8,17,18,null,2013,8,17,18,0.40090972357310595,0.38920296760251971,0,0.11661708905548913,9.1027300000000019E-2,7.0249000000000006E-2,0,1.8839331862247196E-3,0,1.0698900134173397,null,null,0.37958733640802989,0.10218306497680343,0.34452062142906864,7.175352044990696E-2,6.475810852294725E-2,0,0,1.3770370138481273E-3,0,0.96417968880060434,null,{"$f":"J5492*VLOOKUP($B5492,$AR$36:$AZ$47,MATCH(AG$2,$AS$2:$BA$2,0)+1,FALSE)","v":0.41778286332889641},{"$f":"K5492*VLOOKUP($B5492,$AR$36:$AZ$47,MATCH(AH$2,$AS$2:$BA$2,0)+1,FALSE)","v":0.35070243392917905},{"$f":"L5492*VLOOKUP($B5492,$AR$36:$AZ$47,MATCH(AI$2,$AS$2:$BA$2,0)+1,FALSE)","v":0},{"$f":"M5492*VLOOKUP($B5492,$AR$36:$AZ$47,MATCH(AJ$2,$AS$2:$BA$2,0)+1,FALSE)","v":0.10287677423104649},{"$f":"N5492*VLOOKUP($B5492,$AR$36:$AZ$47,MATCH(AK$2,$AS$2:$BA$2,0)+1,FALSE)","v":7.3085369262559277E-2},{"$f":"O5492*VLOOKUP($B5492,$AR$36:$AZ$47,MATCH(AL$2,$AS$2:$BA$2,0)+1,FALSE)","v":6.5707612826172976E-2},{"$f":"P5492*VLOOKUP($B5492,$AR$36:$AZ$47,MATCH(AM$2,$AS$2:$BA$2,0)+1,FALSE)","v":0},{"$f":"Q5492*VLOOKUP($B5492,$AR$36:$AZ$47,MATCH(AN$2,$AS$2:$BA$2,0)+1,FALSE)","v":1.365104981501676E-3},{"$f":"R5492*VLOOKUP($B5492,$AR$36:$BA$47,MATCH(AO$2,$AS$2:$BA$2,0)+1,FALSE)","v":0},1.0115201585593558]
[2006,8,18,3,null,2013,8,18,3,0.15398805390494591,0.21103287411267796,1.0937138427518419E-2,5.0613914444195968E-2,7.9734599999999989E-2,6.1853999999999999E-2,2.5639446604422585E-5,2.3941329461851131E-3,0,0.57058035328212764,null,null,0.14579819790720497,4.4349288344187207E-2,0.18680529950509947,6.2851894449963364E-2,5.7019289165374298E-2,6.1167406790606869E-3,1.2831998809626161E-5,1.7499610427144506E-3,0,0.50470350309241396,null,{"$f":"J5501*VLOOKUP($B5501,$AR$36:$AZ$47,MATCH(AG$2,$AS$2:$BA$2,0)+1,FALSE)","v":0.16046896918707812},{"$f":"K5501*VLOOKUP($B5501,$AR$36:$AZ$47,MATCH(AH$2,$AS$2:$BA$2,0)+1,FALSE)","v":0.19015718982381946},{"$f":"L5501*VLOOKUP($B5501,$AR$36:$AZ$47,MATCH(AI$2,$AS$2:$BA$2,0)+1,FALSE)","v":4.434042498183857E-3},{"$f":"M5501*VLOOKUP($B5501,$AR$36:$AZ$47,MATCH(AJ$2,$AS$2:$BA$2,0)+1,FALSE)","v":4.4650370639481844E-2},{"$f":"N5501*VLOOKUP($B5501,$AR$36:$AZ$47,MATCH(AK$2,$AS$2:$BA$2,0)+1,FALSE)","v":6.4018516247350596E-2},{"$f":"O5501*VLOOKUP($B5501,$AR$36:$AZ$47,MATCH(AL$2,$AS$2:$BA$2,0)+1,FALSE)","v":5.7855324399637045E-2},{"$f":"P5501*VLOOKUP($B5501,$AR$36:$AZ$47,MATCH(AM$2,$AS$2:$BA$2,0)+1,FALSE)","v":1.2831998809626161E-5},{"$f":"Q5501*VLOOKUP($B5501,$AR$36:$AZ$47,MATCH(AN$2,$AS$2:$BA$2,0)+1,FALSE)","v":1.7347976218646741E-3},{"$f":"R5501*VLOOKUP($B5501,$AR$36:$BA$47,MATCH(AO$2,$AS$2:$BA$2,0)+1,FALSE)","v":0},0.52333204241622522]
[2006,8,18,4,null,2013,8,18,4,0.14508599446606174,0.20983047279588149,1.0937138427518419E-2,4.9312060940393115E-2,7.9712100000000022E-2,6.1647E-2,2.5639446604422585E-5,2.3941329461851131E-3,0,0.55894453902264418,null,null,0.13736959457766806,4.320856889863435E-2,0.18574093956092527,6.2834158515687369E-2,5.6828468962036888E-2,6.1167406790606869E-3,1.2831998809626161E-5,1.7499610427144506E-3,0,0.49386126423553678,null,{"$f":"J5502*VLOOKUP($B5502,$AR$36:$AZ$47,MATCH(AG$2,$AS$2:$BA$2,0)+1,FALSE)","v":0.15119224761306804},{"$f":"K5502*VLOOKUP($B5502,$AR$36:$AZ$47,MATCH(AH$2,$AS$2:$BA$2,0)+1,FALSE)","v":0.18907373182513632},{"$f":"L5502*VLOOKUP($B5502,$AR$36:$AZ$47,MATCH(AI$2,$AS$2:$BA$2,0)+1,FALSE)","v":4.434042498183857E-3},{"$f":"M5502*VLOOKUP($B5502,$AR$36:$AZ$47,MATCH(AJ$2,$AS$2:$BA$2,0)+1,FALSE)","v":4.3501906978818047E-2},{"$f":"N5502*VLOOKUP($B5502,$AR$36:$AZ$47,MATCH(AK$2,$AS$2:$BA$2,0)+1,FALSE)","v":6.4000451108558121E-2},{"$f":"O5502*VLOOKUP($B5502,$AR$36:$AZ$47,MATCH(AL$2,$AS$2:$BA$2,0)+1,FALSE)","v":5.7661706328845749E-2},{"$f":"P5502*VLOOKUP($B5502,$AR$36:$AZ$47,MATCH(AM$2,$AS$2:$BA$2,0)+1,FALSE)","v":1.2831998809626161E-5},{"$f":"Q5502*VLOOKUP($B5502,$AR$36:$AZ$47,MATCH(AN$2,$AS$2:$BA$2,0)+1,FALSE)","v":1.7347976218646741E-3},{"$f":"R5502*VLOOKUP($B5502,$AR$36:$BA$47,MATCH(AO$2,$AS$2:$BA$2,0)+1,FALSE)","v":0},0.51161171597328448]
[2006,8,18,17,null,2013,8,18,17,0.33119829190027683,0.30701580619839358,0,7.3737477013667271E-2,9.420859999999999E-2,7.2164000000000006E-2,0,1.8839331862247196E-3,0,0.88020810829856233,null,null,0.31358350784023936,6.4610782741523543E-2,0.27176893586289363,7.4261223903786033E-2,6.6523425863001126E-2,0,0,1.3770370138481273E-3,0,0.79212491322529177,null,{"$f":"J5515*VLOOKUP($B5515,$AR$36:$AZ$47,MATCH(AG$2,$AS$2:$BA$2,0)+1,FALSE)","v":0.34513747755111679},{"$f":"K5515*VLOOKUP($B5515,$AR$36:$AZ$47,MATCH(AH$2,$AS$2:$BA$2,0)+1,FALSE)","v":0.27664534818878062},{"$f":"L5515*VLOOKUP($B5515,$AR$36:$AZ$47,MATCH(AI$2,$AS$2:$BA$2,0)+1,FALSE)","v":0},{"$f":"M5515*VLOOKUP($B5515,$AR$36:$AZ$47,MATCH(AJ$2,$AS$2:$BA$2,0)+1,FALSE)","v":6.5049418027339823E-2},{"$f":"N5515*VLOOKUP($B5515,$AR$36:$AZ$47,MATCH(AK$2,$AS$2:$BA$2,0)+1,FALSE)","v":7.56396193088089E-2},{"$f":"O5515*VLOOKUP($B5515,$AR$36:$AZ$47,MATCH(AL$2,$AS$2:$BA$2,0)+1,FALSE)","v":6.749881381924222E-2},{"$f":"P5515*VLOOKUP($B5515,$AR$36:$AZ$47,MATCH(AM$2,$AS$2:$BA$2,0)+1,FALSE)","v":0},{"$f":"Q5515*VLOOKUP($B5515,$AR$36:$AZ$47,MATCH(AN$2,$AS$2:$BA$2,0)+1,FALSE)","v":1.365104981501676E-3},{"$f":"R5515*VLOOKUP($B5515,$AR$36:$BA$47,MATCH(AO$2,$AS$2:$BA$2,0)+1,FALSE)","v":0},0.83133578187679003]
[2006,8,18,21,null,2013,8,18,21,0.32951435202758067,0.26956998174515728,1.0937138427518419E-2,6.9456918123169564E-2,8.776349999999998E-2,6.7665000000000003E-2,2.5639446604422585E-5,2.3941329461851131E-3,0,0.83732666271621536,null,null,0.31198912832444431,6.0860040626561002E-2,0.23862206961461774,6.9180785237015791E-2,6.2376082409788411E-2,6.1167406790606869E-3,1.2831998809626161E-5,1.7499610427144506E-3,0,0.75090763993301191,null,{"$f":"J5519*VLOOKUP($B5519,$AR$36:$AZ$47,MATCH(AG$2,$AS$2:$BA$2,0)+1,FALSE)","v":0.34338266548165991},{"$f":"K5519*VLOOKUP($B5519,$AR$36:$AZ$47,MATCH(AH$2,$AS$2:$BA$2,0)+1,FALSE)","v":0.2429037201196792},{"$f":"L5519*VLOOKUP($B5519,$AR$36:$AZ$47,MATCH(AI$2,$AS$2:$BA$2,0)+1,FALSE)","v":4.434042498183857E-3},{"$f":"M5519*VLOOKUP($B5519,$AR$36:$AZ$47,MATCH(AJ$2,$AS$2:$BA$2,0)+1,FALSE)","v":6.1273212548990992E-2},{"$f":"N5519*VLOOKUP($B5519,$AR$36:$AZ$47,MATCH(AK$2,$AS$2:$BA$2,0)+1,FALSE)","v":7.0464880374070407E-2},{"$f":"O5519*VLOOKUP($B5519,$AR$36:$AZ$47,MATCH(AL$2,$AS$2:$BA$2,0)+1,FALSE)","v":6.3290660676778229E-2},{"$f":"P5519*VLOOKUP($B5519,$AR$36:$AZ$47,MATCH(AM$2,$AS$2:$BA$2,0)+1,FALSE)","v":1.2831998809626161E-5},{"$f":"Q5519*VLOOKUP($B5519,$AR$36:$AZ$47,MATCH(AN$2,$AS$2:$BA$2,0)+1,FALSE)","v":1.7347976218646741E-3},{"$f":"R5519*VLOOKUP($B5519,$AR$36:$BA$47,MATCH(AO$2,$AS$2:$BA$2,0)+1,FALSE)","v":0},0.78749681132003702]
[2006,8,19,3,null,2013,8,19,3,0.1433040429221494,0.22564852011946612,1.0937138427518419E-2,5.0535576195527093E-2,8.7139999999999995E-2,6.5228999999999995E-2,2.5639446604422585E-5,2.3941329461851131E-3,0,0.58521405005745042,null,null,0.13568241614225027,4.4280646240197702E-2,0.19974300004696283,6.8689302791633836E-2,6.0130488132832151E-2,6.1167406790606869E-3,1.2831998809626161E-5,1.7499610427144506E-3,0,0.51640538707446149,null,{"$f":"J5525*VLOOKUP($B5525,$AR$36:$AZ$47,MATCH(AG$2,$AS$2:$BA$2,0)+1,FALSE)","v":0.14933529884242219},{"$f":"K5525*VLOOKUP($B5525,$AR$36:$AZ$47,MATCH(AH$2,$AS$2:$BA$2,0)+1,FALSE)","v":0.20332703449279088},{"$f":"L5525*VLOOKUP($B5525,$AR$36:$AZ$47,MATCH(AI$2,$AS$2:$BA$2,0)+1,FALSE)","v":4.434042498183857E-3},{"$f":"M5525*VLOOKUP($B5525,$AR$36:$AZ$47,MATCH(AJ$2,$AS$2:$BA$2,0)+1,FALSE)","v":4.4581262532023179E-2},{"$f":"N5525*VLOOKUP($B5525,$AR$36:$AZ$47,MATCH(AK$2,$AS$2:$BA$2,0)+1,FALSE)","v":6.9964275305753484E-2},{"$f":"O5525*VLOOKUP($B5525,$AR$36:$AZ$47,MATCH(AL$2,$AS$2:$BA$2,0)+1,FALSE)","v":6.101214077123427E-2},{"$f":"P5525*VLOOKUP($B5525,$AR$36:$AZ$47,MATCH(AM$2,$AS$2:$BA$2,0)+1,FALSE)","v":1.2831998809626161E-5},{"$f":"Q5525*VLOOKUP($B5525,$AR$36:$AZ$47,MATCH(AN$2,$AS$2:$BA$2,0)+1,FALSE)","v":1.7347976218646741E-3},{"$f":"R5525*VLOOKUP($B5525,$AR$36:$BA$47,MATCH(AO$2,$AS$2:$BA$2,0)+1,FALSE)","v":0},0.53440168406308219]
[2006,8,19,14,null,2013,8,19,14,0.23560550553384024,0.43641959252979662,0,9.1516887232949776E-2,0.13745919999999998,9.1873999999999997E-2,0,1.8839331862247196E-3,0,0.9947591184828114,null,null,0.22307482465525599,8.0189585508772629E-2,0.38631655392653547,0.10835410385925813,8.4692827832954995E-2,0,0,1.3770370138481273E-3,0,0.8840049327966254,null,{"$f":"J5536*VLOOKUP($B5536,$AR$36:$AZ$47,MATCH(AG$2,$AS$2:$BA$2,0)+1,FALSE)","v":0.24552146513361092},{"$f":"K5536*VLOOKUP($B5536,$AR$36:$AZ$47,MATCH(AH$2,$AS$2:$BA$2,0)+1,FALSE)","v":0.39324832042619134},{"$f":"L5536*VLOOKUP($B5536,$AR$36:$AZ$47,MATCH(AI$2,$AS$2:$BA$2,0)+1,FALSE)","v":0},{"$f":"M5536*VLOOKUP($B5536,$AR$36:$AZ$47,MATCH(AJ$2,$AS$2:$BA$2,0)+1,FALSE)","v":8.0733983522024433E-2},{"$f":"N5536*VLOOKUP($B5536,$AR$36:$AZ$47,MATCH(AK$2,$AS$2:$BA$2,0)+1,FALSE)","v":0.11036531228033772},{"$f":"O5536*VLOOKUP($B5536,$AR$36:$AZ$47,MATCH(AL$2,$AS$2:$BA$2,0)+1,FALSE)","v":8.5934621429370028E-2},{"$f":"P5536*VLOOKUP($B5536,$AR$36:$AZ$47,MATCH(AM$2,$AS$2:$BA$2,0)+1,FALSE)","v":0},{"$f":"Q5536*VLOOKUP($B5536,$AR$36:$AZ$47,MATCH(AN$2,$AS$2:$BA$2,0)+1,FALSE)","v":1.365104981501676E-3},{"$f":"R5536*VLOOKUP($B5536,$AR$36:$BA$47,MATCH(AO$2,$AS$2:$BA$2,0)+1,FALSE)","v":0},0.91716880777303611]
[2006,8,19,24,null,2013,8,19,24,0.22648976727942877,0.23972620826342522,1.0937138427518419E-2,4.7921634382796847E-2,8.6682999999999982E-2,6.6425999999999999E-2,2.5639446604422585E-5,2.3941329461851131E-3,0,0.68060352074595865,null,null,0.21444390701987001,4.199023933449364E-2,0.21220450283949707,6.8329066259894364E-2,6.1233926699957211E-2,6.1167406790606869E-3,1.2831998809626161E-5,1.7499610427144506E-3,0,0.606081175874297,null,{"$f":"J5546*VLOOKUP($B5546,$AR$36:$AZ$47,MATCH(AG$2,$AS$2:$BA$2,0)+1,FALSE)","v":0.23602207161593208},{"$f":"K5546*VLOOKUP($B5546,$AR$36:$AZ$47,MATCH(AH$2,$AS$2:$BA$2,0)+1,FALSE)","v":0.21601213688703697},{"$f":"L5546*VLOOKUP($B5546,$AR$36:$AZ$47,MATCH(AI$2,$AS$2:$BA$2,0)+1,FALSE)","v":4.434042498183857E-3},{"$f":"M5546*VLOOKUP($B5546,$AR$36:$AZ$47,MATCH(AJ$2,$AS$2:$BA$2,0)+1,FALSE)","v":4.2275306313261915E-2},{"$f":"N5546*VLOOKUP($B5546,$AR$36:$AZ$47,MATCH(AK$2,$AS$2:$BA$2,0)+1,FALSE)","v":6.9597352264501131E-2},{"$f":"O5546*VLOOKUP($B5546,$AR$36:$AZ$47,MATCH(AL$2,$AS$2:$BA$2,0)+1,FALSE)","v":6.2131758311027428E-2},{"$f":"P5546*VLOOKUP($B5546,$AR$36:$AZ$47,MATCH(AM$2,$AS$2:$BA$2,0)+1,FALSE)","v":1.2831998809626161E-5},{"$f":"Q5546*VLOOKUP($B5546,$AR$36:$AZ$47,MATCH(AN$2,$AS$2:$BA$2,0)+1,FALSE)","v":1.7347976218646741E-3},{"$f":"R5546*VLOOKUP($B5546,$AR$36:$BA$47,MATCH(AO$2,$AS$2:$BA$2,0)+1,FALSE)","v":0},0.6322202975106177]
[2006,8,20,7,null,2013,8,20,7,0.20670568359387714,0.37091431989059342,0,9.0003810972315815E-2,0.11904380000000003,8.0932000000000004E-2,0,1.8839331862247196E-3,0,0.86948354764301106,null,null,0.19571203999868342,7.8863786939219485E-2,0.32833159719417382,9.3837911678525399E-2,7.4606090321273855E-2,0,0,1.3770370138481273E-3,0,0.77272846314572408,null,{"$f":"J5553*VLOOKUP($B5553,$AR$36:$AZ$47,MATCH(AG$2,$AS$2:$BA$2,0)+1,FALSE)","v":0.2154053326233667},{"$f":"K5553*VLOOKUP($B5553,$AR$36:$AZ$47,MATCH(AH$2,$AS$2:$BA$2,0)+1,FALSE)","v":0.33422292632070638},{"$f":"L5553*VLOOKUP($B5553,$AR$36:$AZ$47,MATCH(AI$2,$AS$2:$BA$2,0)+1,FALSE)","v":0},{"$f":"M5553*VLOOKUP($B5553,$AR$36:$AZ$47,MATCH(AJ$2,$AS$2:$BA$2,0)+1,FALSE)","v":7.9399184256150723E-2},{"$f":"N5553*VLOOKUP($B5553,$AR$36:$AZ$47,MATCH(AK$2,$AS$2:$BA$2,0)+1,FALSE)","v":9.5579678639465912E-2},{"$f":"O5553*VLOOKUP($B5553,$AR$36:$AZ$47,MATCH(AL$2,$AS$2:$BA$2,0)+1,FALSE)","v":7.5699988914402078E-2},{"$f":"P5553*VLOOKUP($B5553,$AR$36:$AZ$47,MATCH(AM$2,$AS$2:$BA$2,0)+1,FALSE)","v":0},{"$f":"Q5553*VLOOKUP($B5553,$AR$36:$AZ$47,MATCH(AN$2,$AS$2:$BA$2,0)+1,FALSE)","v":1.365104981501676E-3},{"$f":"R5553*VLOOKUP($B5553,$AR$36:$BA$47,MATCH(AO$2,$AS$2:$BA$2,0)+1,FALSE)","v":0},0.80167221573559355]
[2006,8,20,14,null,2013,8,20,14,0.25921029109779914,0.46931894486569098,0,0.10684207246366544,0.1418983,9.3639E-2,0,1.8839331862247196E-3,0,1.0727925416133803,null,null,0.24542418949193101,9.3617929595346761E-2,0.41543890461465194,0.11185328545235365,8.6319869663344068E-2,0,0,1.3770370138481273E-3,0,0.95403121583147554,null,{"$f":"J5560*VLOOKUP($B5560,$AR$36:$AZ$47,MATCH(AG$2,$AS$2:$BA$2,0)+1,FALSE)","v":0.27011970838219868},{"$f":"K5560*VLOOKUP($B5560,$AR$36:$AZ$47,MATCH(AH$2,$AS$2:$BA$2,0)+1,FALSE)","v":0.42289322012971836},{"$f":"L5560*VLOOKUP($B5560,$AR$36:$AZ$47,MATCH(AI$2,$AS$2:$BA$2,0)+1,FALSE)","v":0},{"$f":"M5560*VLOOKUP($B5560,$AR$36:$AZ$47,MATCH(AJ$2,$AS$2:$BA$2,0)+1,FALSE)","v":9.4253491115625213E-2},{"$f":"N5560*VLOOKUP($B5560,$AR$36:$AZ$47,MATCH(AK$2,$AS$2:$BA$2,0)+1,FALSE)","v":0.11392944372984164},{"$f":"O5560*VLOOKUP($B5560,$AR$36:$AZ$47,MATCH(AL$2,$AS$2:$BA$2,0)+1,FALSE)","v":8.7585519472590509E-2},{"$f":"P5560*VLOOKUP($B5560,$AR$36:$AZ$47,MATCH(AM$2,$AS$2:$BA$2,0)+1,FALSE)","v":0},{"$f":"Q5560*VLOOKUP($B5560,$AR$36:$AZ$47,MATCH(AN$2,$AS$2:$BA$2,0)+1,FALSE)","v":1.365104981501676E-3},{"$f":"R5560*VLOOKUP($B5560,$AR$36:$BA$47,MATCH(AO$2,$AS$2:$BA$2,0)+1,FALSE)","v":0},0.99014648781147607]
[2006,8,20,16,null,2013,8,20,16,0.29573980850543063,0.45742550817160588,0,0.11012729437874072,0.13694650000000003,9.1187000000000004E-2,0,1.8839331862247196E-3,0,1.0933100442420018,null,null,0.28001088419579517,9.6496530383020557E-2,0.40491089084843068,0.10794996103688875,8.4059525998690252E-2,0,0,1.3770370138481273E-3,0,0.97480482947667357,null,{"$f":"J5562*VLOOKUP($B5562,$AR$36:$AZ$47,MATCH(AG$2,$AS$2:$BA$2,0)+1,FALSE)","v":0.30818664834705123},{"$f":"K5562*VLOOKUP($B5562,$AR$36:$AZ$47,MATCH(AH$2,$AS$2:$BA$2,0)+1,FALSE)","v":0.41217629979868425},{"$f":"L5562*VLOOKUP($B5562,$AR$36:$AZ$47,MATCH(AI$2,$AS$2:$BA$2,0)+1,FALSE)","v":0},{"$f":"M5562*VLOOKUP($B5562,$AR$36:$AZ$47,MATCH(AJ$2,$AS$2:$BA$2,0)+1,FALSE)","v":9.715163439799844E-2},{"$f":"N5562*VLOOKUP($B5562,$AR$36:$AZ$47,MATCH(AK$2,$AS$2:$BA$2,0)+1,FALSE)","v":0.10995366798438573},{"$f":"O5562*VLOOKUP($B5562,$AR$36:$AZ$47,MATCH(AL$2,$AS$2:$BA$2,0)+1,FALSE)","v":8.529203391906269E-2},{"$f":"P5562*VLOOKUP($B5562,$AR$36:$AZ$47,MATCH(AM$2,$AS$2:$BA$2,0)+1,FALSE)","v":0},{"$f":"Q5562*VLOOKUP($B5562,$AR$36:$AZ$47,MATCH(AN$2,$AS$2:$BA$2,0)+1,FALSE)","v":1.365104981501676E-3},{"$f":"R5562*VLOOKUP($B5562,$AR$36:$BA$47,MATCH(AO$2,$AS$2:$BA$2,0)+1,FALSE)","v":0},1.0141253894286841]
[2006,8,21,4,null,2013,8,21,4,0.16642526264660196,0.27291600512836045,1.0937138427518419E-2,7.7546399167745278E-2,9.2957699999999976E-2,6.6740999999999995E-2,2.5639446604422585E-5,2.3941329461851131E-3,0,0.68994327776301545,null,null,0.15757393359283497,6.7948263921289109E-2,0.24158395364751298,7.3275184784414277E-2,6.1524305270253273E-2,6.1167406790606869E-3,1.2831998809626161E-5,1.7499610427144506E-3,0,0.60978517493688933,null,{"$f":"J5574*VLOOKUP($B5574,$AR$36:$AZ$47,MATCH(AG$2,$AS$2:$BA$2,0)+1,FALSE)","v":0.17342962435303033},{"$f":"K5574*VLOOKUP($B5574,$AR$36:$AZ$47,MATCH(AH$2,$AS$2:$BA$2,0)+1,FALSE)","v":0.24591874991686133},{"$f":"L5574*VLOOKUP($B5574,$AR$36:$AZ$47,MATCH(AI$2,$AS$2:$BA$2,0)+1,FALSE)","v":4.434042498183857E-3},{"$f":"M5574*VLOOKUP($B5574,$AR$36:$AZ$47,MATCH(AJ$2,$AS$2:$BA$2,0)+1,FALSE)","v":6.8409556988811099E-2},{"$f":"N5574*VLOOKUP($B5574,$AR$36:$AZ$47,MATCH(AK$2,$AS$2:$BA$2,0)+1,FALSE)","v":7.4635277881450995E-2},{"$f":"O5574*VLOOKUP($B5574,$AR$36:$AZ$47,MATCH(AL$2,$AS$2:$BA$2,0)+1,FALSE)","v":6.2426394505709831E-2},{"$f":"P5574*VLOOKUP($B5574,$AR$36:$AZ$47,MATCH(AM$2,$AS$2:$BA$2,0)+1,FALSE)","v":1.2831998809626161E-5},{"$f":"Q5574*VLOOKUP($B5574,$AR$36:$AZ$47,MATCH(AN$2,$AS$2:$BA$2,0)+1,FALSE)","v":1.7347976218646741E-3},{"$f":"R5574*VLOOKUP($B5574,$AR$36:$BA$47,MATCH(AO$2,$AS$2:$BA$2,0)+1,FALSE)","v":0},0.63100127576472176]
[2006,8,21,9,null,2013,8,21,9,0.22795404216893328,0.43919566729085036,0,0.10619347860570133,0.1372786,9.0699000000000002E-2,0,1.8839331862247196E-3,0,1.0032047212517097,null,null,0.21583030443653139,9.3049614017684162E-2,0.38877392214164258,0.10821174342680269,8.3609669673914117E-2,0,0,1.3770370138481273E-3,0,0.89085229071042316,null,{"$f":"J5579*VLOOKUP($B5579,$AR$36:$AZ$47,MATCH(AG$2,$AS$2:$BA$2,0)+1,FALSE)","v":0.23754797363343763},{"$f":"K5579*VLOOKUP($B5579,$AR$36:$AZ$47,MATCH(AH$2,$AS$2:$BA$2,0)+1,FALSE)","v":0.39574978176259407},{"$f":"L5579*VLOOKUP($B5579,$AR$36:$AZ$47,MATCH(AI$2,$AS$2:$BA$2,0)+1,FALSE)","v":0},{"$f":"M5579*VLOOKUP($B5579,$AR$36:$AZ$47,MATCH(AJ$2,$AS$2:$BA$2,0)+1,FALSE)","v":9.368131730787678E-2},{"$f":"N5579*VLOOKUP($B5579,$AR$36:$AZ$47,MATCH(AK$2,$AS$2:$BA$2,0)+1,FALSE)","v":0.11022030943296317},{"$f":"O5579*VLOOKUP($B5579,$AR$36:$AZ$47,MATCH(AL$2,$AS$2:$BA$2,0)+1,FALSE)","v":8.4835581655554701E-2},{"$f":"P5579*VLOOKUP($B5579,$AR$36:$AZ$47,MATCH(AM$2,$AS$2:$BA$2,0)+1,FALSE)","v":0},{"$f":"Q5579*VLOOKUP($B5579,$AR$36:$AZ$47,MATCH(AN$2,$AS$2:$BA$2,0)+1,FALSE)","v":1.365104981501676E-3},{"$f":"R5579*VLOOKUP($B5579,$AR$36:$BA$47,MATCH(AO$2,$AS$2:$BA$2,0)+1,FALSE)","v":0},0.923400068773928]
[2006,8,21,21,null,2013,8,21,21,0.3591787981238157,0.33760827992480846,1.0937138427518419E-2,7.9093904508512808E-2,0.10560440000000003,7.7868000000000007E-2,2.5639446604422585E-5,2.3941329461851131E-3,6.5599999999999979E-4,0.97336629337744496,null,null,0.34007587059483008,6.9304230187196822E-2,0.29884924854447836,8.3244119895901067E-2,7.1781582577187669E-2,6.1167406790606869E-3,1.2831998809626161E-5,1.7499610427144506E-3,6.5599999999999979E-4,0.87179058552017874,null,{"$f":"J5591*VLOOKUP($B5591,$AR$36:$AZ$47,MATCH(AG$2,$AS$2:$BA$2,0)+1,FALSE)","v":0.37429560298463588},{"$f":"K5591*VLOOKUP($B5591,$AR$36:$AZ$47,MATCH(AH$2,$AS$2:$BA$2,0)+1,FALSE)","v":0.30421156912963732},{"$f":"L5591*VLOOKUP($B5591,$AR$36:$AZ$47,MATCH(AI$2,$AS$2:$BA$2,0)+1,FALSE)","v":4.434042498183857E-3},{"$f":"M5591*VLOOKUP($B5591,$AR$36:$AZ$47,MATCH(AJ$2,$AS$2:$BA$2,0)+1,FALSE)","v":6.9774728756112958E-2},{"$f":"N5591*VLOOKUP($B5591,$AR$36:$AZ$47,MATCH(AK$2,$AS$2:$BA$2,0)+1,FALSE)","v":8.4789250804440164E-2},{"$f":"O5591*VLOOKUP($B5591,$AR$36:$AZ$47,MATCH(AL$2,$AS$2:$BA$2,0)+1,FALSE)","v":7.2834067325491289E-2},{"$f":"P5591*VLOOKUP($B5591,$AR$36:$AZ$47,MATCH(AM$2,$AS$2:$BA$2,0)+1,FALSE)","v":1.2831998809626161E-5},{"$f":"Q5591*VLOOKUP($B5591,$AR$36:$AZ$47,MATCH(AN$2,$AS$2:$BA$2,0)+1,FALSE)","v":1.7347976218646741E-3},{"$f":"R5591*VLOOKUP($B5591,$AR$36:$BA$47,MATCH(AO$2,$AS$2:$BA$2,0)+1,FALSE)","v":6.5599999999999979E-4},0.91274289111917584]
[2006,8,22,2,null,2013,8,22,2,0.17075066207312856,0.20046029991628528,1.0937138427518419E-2,3.1459082773621062E-2,9.1985399999999995E-2,6.9242999999999999E-2,2.5639446604422585E-5,2.3941329461851131E-3,2.9920000000000006E-4,0.5775545555833429,null,null,0.16166928661291871,2.7565303895023339E-2,0.1774465069586714,7.2508755944566849E-2,6.383074077146203E-2,6.1167406790606869E-3,1.2831998809626161E-5,1.7499610427144506E-3,2.9920000000000006E-4,0.51119932790322709,null,{"$f":"J5596*VLOOKUP($B5596,$AR$36:$AZ$47,MATCH(AG$2,$AS$2:$BA$2,0)+1,FALSE)","v":0.17793706742861823},{"$f":"K5596*VLOOKUP($B5596,$AR$36:$AZ$47,MATCH(AH$2,$AS$2:$BA$2,0)+1,FALSE)","v":0.18063047031699797},{"$f":"L5596*VLOOKUP($B5596,$AR$36:$AZ$47,MATCH(AI$2,$AS$2:$BA$2,0)+1,FALSE)","v":4.434042498183857E-3},{"$f":"M5596*VLOOKUP($B5596,$AR$36:$AZ$47,MATCH(AJ$2,$AS$2:$BA$2,0)+1,FALSE)","v":2.7752441620950245E-2},{"$f":"N5596*VLOOKUP($B5596,$AR$36:$AZ$47,MATCH(AK$2,$AS$2:$BA$2,0)+1,FALSE)","v":7.3854623017097276E-2},{"$f":"O5596*VLOOKUP($B5596,$AR$36:$AZ$47,MATCH(AL$2,$AS$2:$BA$2,0)+1,FALSE)","v":6.4766647709187247E-2},{"$f":"P5596*VLOOKUP($B5596,$AR$36:$AZ$47,MATCH(AM$2,$AS$2:$BA$2,0)+1,FALSE)","v":1.2831998809626161E-5},{"$f":"Q5596*VLOOKUP($B5596,$AR$36:$AZ$47,MATCH(AN$2,$AS$2:$BA$2,0)+1,FALSE)","v":1.7347976218646741E-3},{"$f":"R5596*VLOOKUP($B5596,$AR$36:$BA$47,MATCH(AO$2,$AS$2:$BA$2,0)+1,FALSE)","v":2.9920000000000006E-4},0.53142212221170926]
[2006,8,22,11,null,2013,8,22,11,0.19863873332964249,0.37945210020038184,0,5.8846287505347671E-2,0.13830849999999995,9.3760999999999997E-2,0,1.8839331862247196E-3,8.0479999999999994E-4,0.87169535422159672,null,null,0.18807413055501659,5.1562717509964821E-2,0.33588919984060889,0.10902357625839666,8.6432333744538098E-2,0,0,1.3770370138481273E-3,8.0479999999999994E-4,0.7731637949223733,null,{"$f":"J5605*VLOOKUP($B5605,$AR$36:$AZ$47,MATCH(AG$2,$AS$2:$BA$2,0)+1,FALSE)","v":0.20699886757261521},{"$f":"K5605*VLOOKUP($B5605,$AR$36:$AZ$47,MATCH(AH$2,$AS$2:$BA$2,0)+1,FALSE)","v":0.3419161367641923},{"$f":"L5605*VLOOKUP($B5605,$AR$36:$AZ$47,MATCH(AI$2,$AS$2:$BA$2,0)+1,FALSE)","v":0},{"$f":"M5605*VLOOKUP($B5605,$AR$36:$AZ$47,MATCH(AJ$2,$AS$2:$BA$2,0)+1,FALSE)","v":5.1912770958828423E-2},{"$f":"N5605*VLOOKUP($B5605,$AR$36:$AZ$47,MATCH(AK$2,$AS$2:$BA$2,0)+1,FALSE)","v":0.11104721105262569},{"$f":"O5605*VLOOKUP($B5605,$AR$36:$AZ$47,MATCH(AL$2,$AS$2:$BA$2,0)+1,FALSE)","v":8.7699632538467506E-2},{"$f":"P5605*VLOOKUP($B5605,$AR$36:$AZ$47,MATCH(AM$2,$AS$2:$BA$2,0)+1,FALSE)","v":0},{"$f":"Q5605*VLOOKUP($B5605,$AR$36:$AZ$47,MATCH(AN$2,$AS$2:$BA$2,0)+1,FALSE)","v":1.365104981501676E-3},{"$f":"R5605*VLOOKUP($B5605,$AR$36:$BA$47,MATCH(AO$2,$AS$2:$BA$2,0)+1,FALSE)","v":8.0479999999999994E-4},0.80174452386823081]
[2006,8,22,19,null,2013,8,22,19,0.31367842636968035,0.29685164649182771,0,2.8354068415969193E-2,9.9299600000000016E-2,7.8073000000000004E-2,0,1.8839331862247196E-3,6.1760000000000016E-4,0.81875827446370197,null,null,0.29699543651157456,2.4844605870131986E-2,0.26277166988627187,7.8274274632638571E-2,7.197055910706289E-2,0,0,1.3770370138481273E-3,6.1760000000000016E-4,0.73685118302152797,null,{"$f":"J5613*VLOOKUP($B5613,$AR$36:$AZ$47,MATCH(AG$2,$AS$2:$BA$2,0)+1,FALSE)","v":0.3268802511579158},{"$f":"K5613*VLOOKUP($B5613,$AR$36:$AZ$47,MATCH(AH$2,$AS$2:$BA$2,0)+1,FALSE)","v":0.26748664220589624},{"$f":"L5613*VLOOKUP($B5613,$AR$36:$AZ$47,MATCH(AI$2,$AS$2:$BA$2,0)+1,FALSE)","v":0},{"$f":"M5613*VLOOKUP($B5613,$AR$36:$AZ$47,MATCH(AJ$2,$AS$2:$BA$2,0)+1,FALSE)","v":2.501327308533095E-2},{"$f":"N5613*VLOOKUP($B5613,$AR$36:$AZ$47,MATCH(AK$2,$AS$2:$BA$2,0)+1,FALSE)","v":7.9727158046261196E-2},{"$f":"O5613*VLOOKUP($B5613,$AR$36:$AZ$47,MATCH(AL$2,$AS$2:$BA$2,0)+1,FALSE)","v":7.3025814690284602E-2},{"$f":"P5613*VLOOKUP($B5613,$AR$36:$AZ$47,MATCH(AM$2,$AS$2:$BA$2,0)+1,FALSE)","v":0},{"$f":"Q5613*VLOOKUP($B5613,$AR$36:$AZ$47,MATCH(AN$2,$AS$2:$BA$2,0)+1,FALSE)","v":1.365104981501676E-3},{"$f":"R5613*VLOOKUP($B5613,$AR$36:$BA$47,MATCH(AO$2,$AS$2:$BA$2,0)+1,FALSE)","v":6.1760000000000016E-4},0.77411584416719037]
[2006,8,23,1,null,2013,8,23,1,0.22728931507193031,0.21251024369794796,1.0937138427518419E-2,2.9060332142684692E-2,8.3846000000000045E-2,6.3603000000000007E-2,2.5639446604422585E-5,2.3941329461851131E-3,2.8928E-4,0.62995508173287085,null,null,0.21520093085601363,2.5463453355198173E-2,0.18811306005670306,6.60927620136256E-2,5.8631581608065801E-2,6.1167406790606869E-3,1.2831998809626161E-5,1.7499610427144506E-3,2.8928E-4,0.56167060161019089,null,{"$f":"J5619*VLOOKUP($B5619,$AR$36:$AZ$47,MATCH(AG$2,$AS$2:$BA$2,0)+1,FALSE)","v":0.23685527008052029},{"$f":"K5619*VLOOKUP($B5619,$AR$36:$AZ$47,MATCH(AH$2,$AS$2:$BA$2,0)+1,FALSE)","v":0.19148841582283671},{"$f":"L5619*VLOOKUP($B5619,$AR$36:$AZ$47,MATCH(AI$2,$AS$2:$BA$2,0)+1,FALSE)","v":4.434042498183857E-3},{"$f":"M5619*VLOOKUP($B5619,$AR$36:$AZ$47,MATCH(AJ$2,$AS$2:$BA$2,0)+1,FALSE)","v":2.5636321855878767E-2},{"$f":"N5619*VLOOKUP($B5619,$AR$36:$AZ$47,MATCH(AK$2,$AS$2:$BA$2,0)+1,FALSE)","v":6.7319538986529842E-2},{"$f":"O5619*VLOOKUP($B5619,$AR$36:$AZ$47,MATCH(AL$2,$AS$2:$BA$2,0)+1,FALSE)","v":5.9491256794873659E-2},{"$f":"P5619*VLOOKUP($B5619,$AR$36:$AZ$47,MATCH(AM$2,$AS$2:$BA$2,0)+1,FALSE)","v":1.2831998809626161E-5},{"$f":"Q5619*VLOOKUP($B5619,$AR$36:$AZ$47,MATCH(AN$2,$AS$2:$BA$2,0)+1,FALSE)","v":1.7347976218646741E-3},{"$f":"R5619*VLOOKUP($B5619,$AR$36:$BA$47,MATCH(AO$2,$AS$2:$BA$2,0)+1,FALSE)","v":2.8928E-4},0.58726175565949745]
[2006,8,23,4,null,2013,8,23,4,0.14096730947628178,0.24178155095518761,1.0937138427518419E-2,5.9885109173924519E-2,8.5540700000000011E-2,6.1817999999999998E-2,2.5639446604422585E-5,2.3941329461851131E-3,2.249599999999998E-4,0.60357454042570191,null,null,0.13346996188519927,5.2472961308015646E-2,0.21402388244437934,6.7428632583294859E-2,5.698610304305475E-2,6.1167406790606869E-3,1.2831998809626161E-5,1.7499610427144506E-3,2.249599999999998E-4,0.53248603498452862,null,{"$f":"J5622*VLOOKUP($B5622,$AR$36:$AZ$47,MATCH(AG$2,$AS$2:$BA$2,0)+1,FALSE)","v":0.14690021899165134},{"$f":"K5622*VLOOKUP($B5622,$AR$36:$AZ$47,MATCH(AH$2,$AS$2:$BA$2,0)+1,FALSE)","v":0.21786416203730705},{"$f":"L5622*VLOOKUP($B5622,$AR$36:$AZ$47,MATCH(AI$2,$AS$2:$BA$2,0)+1,FALSE)","v":4.434042498183857E-3},{"$f":"M5622*VLOOKUP($B5622,$AR$36:$AZ$47,MATCH(AJ$2,$AS$2:$BA$2,0)+1,FALSE)","v":5.2829194298924388E-2},{"$f":"N5622*VLOOKUP($B5622,$AR$36:$AZ$47,MATCH(AK$2,$AS$2:$BA$2,0)+1,FALSE)","v":6.8680205240381778E-2},{"$f":"O5622*VLOOKUP($B5622,$AR$36:$AZ$47,MATCH(AL$2,$AS$2:$BA$2,0)+1,FALSE)","v":5.7821651691673338E-2},{"$f":"P5622*VLOOKUP($B5622,$AR$36:$AZ$47,MATCH(AM$2,$AS$2:$BA$2,0)+1,FALSE)","v":1.2831998809626161E-5},{"$f":"Q5622*VLOOKUP($B5622,$AR$36:$AZ$47,MATCH(AN$2,$AS$2:$BA$2,0)+1,FALSE)","v":1.7347976218646741E-3},{"$f":"R5622*VLOOKUP($B5622,$AR$36:$BA$47,MATCH(AO$2,$AS$2:$BA$2,0)+1,FALSE)","v":2.249599999999998E-4},0.55050206437879612]
[2006,8,23,15,null,2013,8,23,15,0.22164959017095276,0.43286745060182841,0,0.11433725036622108,0.12522710000000001,8.6015999999999995E-2,0,1.8839331862247196E-3,0,0.981981324325227,null,null,0.20986115477336709,0.10018540831422579,0.38317221473517127,9.8711982896697401E-2,7.9292708262179254E-2,0,0,1.3770370138481273E-3,0,0.87260050599548888,null,{"$f":"J5633*VLOOKUP($B5633,$AR$36:$AZ$47,MATCH(AG$2,$AS$2:$BA$2,0)+1,FALSE)","v":0.23097818534304315},{"$f":"K5633*VLOOKUP($B5633,$AR$36:$AZ$47,MATCH(AH$2,$AS$2:$BA$2,0)+1,FALSE)","v":0.39004756163579957},{"$f":"L5633*VLOOKUP($B5633,$AR$36:$AZ$47,MATCH(AI$2,$AS$2:$BA$2,0)+1,FALSE)","v":0},{"$f":"M5633*VLOOKUP($B5633,$AR$36:$AZ$47,MATCH(AJ$2,$AS$2:$BA$2,0)+1,FALSE)","v":0.10086555570365353},{"$f":"N5633*VLOOKUP($B5633,$AR$36:$AZ$47,MATCH(AK$2,$AS$2:$BA$2,0)+1,FALSE)","v":0.10054421964816529},{"$f":"O5633*VLOOKUP($B5633,$AR$36:$AZ$47,MATCH(AL$2,$AS$2:$BA$2,0)+1,FALSE)","v":8.0455323561276229E-2},{"$f":"P5633*VLOOKUP($B5633,$AR$36:$AZ$47,MATCH(AM$2,$AS$2:$BA$2,0)+1,FALSE)","v":0},{"$f":"Q5633*VLOOKUP($B5633,$AR$36:$AZ$47,MATCH(AN$2,$AS$2:$BA$2,0)+1,FALSE)","v":1.365104981501676E-3},{"$f":"R5633*VLOOKUP($B5633,$AR$36:$BA$47,MATCH(AO$2,$AS$2:$BA$2,0)+1,FALSE)","v":0},0.90425595087343946]
[2006,8,23,21,null,2013,8,23,21,0.27899443568695137,0.30679141653938935,1.0937138427518419E-2,7.5416723805698735E-2,8.9966000000000018E-2,6.9245000000000001E-2,2.5639446604422585E-5,2.3941329461851131E-3,0,0.83377048685234734,null,null,0.26415611417755969,6.6082184449900896E-2,0.27157030720073672,7.0916936136701081E-2,6.3832584444924234E-2,6.1167406790606869E-3,1.2831998809626161E-5,1.7499610427144506E-3,0,0.74443766013040724,null,{"$f":"J5639*VLOOKUP($B5639,$AR$36:$AZ$47,MATCH(AG$2,$AS$2:$BA$2,0)+1,FALSE)","v":0.29073651084162244},{"$f":"K5639*VLOOKUP($B5639,$AR$36:$AZ$47,MATCH(AH$2,$AS$2:$BA$2,0)+1,FALSE)","v":0.2764431554869981},{"$f":"L5639*VLOOKUP($B5639,$AR$36:$AZ$47,MATCH(AI$2,$AS$2:$BA$2,0)+1,FALSE)","v":4.434042498183857E-3},{"$f":"M5639*VLOOKUP($B5639,$AR$36:$AZ$47,MATCH(AJ$2,$AS$2:$BA$2,0)+1,FALSE)","v":6.6530808915255299E-2},{"$f":"N5639*VLOOKUP($B5639,$AR$36:$AZ$47,MATCH(AK$2,$AS$2:$BA$2,0)+1,FALSE)","v":7.2233256738092944E-2},{"$f":"O5639*VLOOKUP($B5639,$AR$36:$AZ$47,MATCH(AL$2,$AS$2:$BA$2,0)+1,FALSE)","v":6.4768518415185231E-2},{"$f":"P5639*VLOOKUP($B5639,$AR$36:$AZ$47,MATCH(AM$2,$AS$2:$BA$2,0)+1,FALSE)","v":1.2831998809626161E-5},{"$f":"Q5639*VLOOKUP($B5639,$AR$36:$AZ$47,MATCH(AN$2,$AS$2:$BA$2,0)+1,FALSE)","v":1.7347976218646741E-3},{"$f":"R5639*VLOOKUP($B5639,$AR$36:$BA$47,MATCH(AO$2,$AS$2:$BA$2,0)+1,FALSE)","v":0},0.7768939225160123]
[2006,8,24,5,null,2013,8,24,5,0.12929187907106957,0.22192807611598156,1.0937138427518419E-2,5.4666332472477451E-2,7.7479099999999981E-2,5.926E-2,2.5639446604422585E-5,2.3941329461851131E-3,0,0.55598229847983638,null,null,0.12241548934850691,4.7900127231102173E-2,0.19644968065639337,6.1073965571761264E-2,5.4628044684904467E-2,6.1167406790606869E-3,1.2831998809626161E-5,1.7499610427144506E-3,0,0.490346841213253,null,{"$f":"J5647*VLOOKUP($B5647,$AR$36:$AZ$47,MATCH(AG$2,$AS$2:$BA$2,0)+1,FALSE)","v":0.13473340322621297},{"$f":"K5647*VLOOKUP($B5647,$AR$36:$AZ$47,MATCH(AH$2,$AS$2:$BA$2,0)+1,FALSE)","v":0.19997462231732213},{"$f":"L5647*VLOOKUP($B5647,$AR$36:$AZ$47,MATCH(AI$2,$AS$2:$BA$2,0)+1,FALSE)","v":4.434042498183857E-3},{"$f":"M5647*VLOOKUP($B5647,$AR$36:$AZ$47,MATCH(AJ$2,$AS$2:$BA$2,0)+1,FALSE)","v":4.8225315769410151E-2},{"$f":"N5647*VLOOKUP($B5647,$AR$36:$AZ$47,MATCH(AK$2,$AS$2:$BA$2,0)+1,FALSE)","v":6.2207586445283493E-2},{"$f":"O5647*VLOOKUP($B5647,$AR$36:$AZ$47,MATCH(AL$2,$AS$2:$BA$2,0)+1,FALSE)","v":5.5429018720252389E-2},{"$f":"P5647*VLOOKUP($B5647,$AR$36:$AZ$47,MATCH(AM$2,$AS$2:$BA$2,0)+1,FALSE)","v":1.2831998809626161E-5},{"$f":"Q5647*VLOOKUP($B5647,$AR$36:$AZ$47,MATCH(AN$2,$AS$2:$BA$2,0)+1,FALSE)","v":1.7347976218646741E-3},{"$f":"R5647*VLOOKUP($B5647,$AR$36:$BA$47,MATCH(AO$2,$AS$2:$BA$2,0)+1,FALSE)","v":0},0.5067516185973393]
[2006,8,24,14,null,2013,8,24,14,0.23507878574008287,0.34370221977496485,0,9.9785213491200273E-2,9.1850400000000013E-2,7.213E-2,0,1.8839331862247196E-3,0,0.84443055219247276,null,null,0.22257611845835007,8.7434517843639994E-2,0.3042435752040617,7.2402340338910784E-2,6.6492083414143768E-2,0,0,1.3770370138481273E-3,0,0.75452567227295453,null,{"$f":"J5656*VLOOKUP($B5656,$AR$36:$AZ$47,MATCH(AG$2,$AS$2:$BA$2,0)+1,FALSE)","v":0.24497257721528676},{"$f":"K5656*VLOOKUP($B5656,$AR$36:$AZ$47,MATCH(AH$2,$AS$2:$BA$2,0)+1,FALSE)","v":0.30970268742925544},{"$f":"L5656*VLOOKUP($B5656,$AR$36:$AZ$47,MATCH(AI$2,$AS$2:$BA$2,0)+1,FALSE)","v":0},{"$f":"M5656*VLOOKUP($B5656,$AR$36:$AZ$47,MATCH(AJ$2,$AS$2:$BA$2,0)+1,FALSE)","v":8.8028100881907476E-2},{"$f":"N5656*VLOOKUP($B5656,$AR$36:$AZ$47,MATCH(AK$2,$AS$2:$BA$2,0)+1,FALSE)","v":7.3746232184342217E-2},{"$f":"O5656*VLOOKUP($B5656,$AR$36:$AZ$47,MATCH(AL$2,$AS$2:$BA$2,0)+1,FALSE)","v":6.746701181727649E-2},{"$f":"P5656*VLOOKUP($B5656,$AR$36:$AZ$47,MATCH(AM$2,$AS$2:$BA$2,0)+1,FALSE)","v":0},{"$f":"Q5656*VLOOKUP($B5656,$AR$36:$AZ$47,MATCH(AN$2,$AS$2:$BA$2,0)+1,FALSE)","v":1.365104981501676E-3},{"$f":"R5656*VLOOKUP($B5656,$AR$36:$BA$47,MATCH(AO$2,$AS$2:$BA$2,0)+1,FALSE)","v":0},0.78528171450956996]
[2006,8,24,22,null,2013,8,24,22,0.27162147360308991,0.25438562640973561,1.0937138427518419E-2,7.2521628827670062E-2,8.036519999999997E-2,6.4281000000000005E-2,2.5639446604422585E-5,2.3941329461851131E-3,0,0.7565318396608034,null,null,0.25717528314680516,6.3545423494453288E-2,0.22518095027171015,6.334897356793906E-2,5.9256586911750668E-2,6.1167406790606869E-3,1.2831998809626161E-5,1.7499610427144506E-3,0,0.67638675111324309,null,{"$f":"J5664*VLOOKUP($B5664,$AR$36:$AZ$47,MATCH(AG$2,$AS$2:$BA$2,0)+1,FALSE)","v":0.28305324194218573},{"$f":"K5664*VLOOKUP($B5664,$AR$36:$AZ$47,MATCH(AH$2,$AS$2:$BA$2,0)+1,FALSE)","v":0.22922142369069531},{"$f":"L5664*VLOOKUP($B5664,$AR$36:$AZ$47,MATCH(AI$2,$AS$2:$BA$2,0)+1,FALSE)","v":4.434042498183857E-3},{"$f":"M5664*VLOOKUP($B5664,$AR$36:$AZ$47,MATCH(AJ$2,$AS$2:$BA$2,0)+1,FALSE)","v":6.3976826177010365E-2},{"$f":"N5664*VLOOKUP($B5664,$AR$36:$AZ$47,MATCH(AK$2,$AS$2:$BA$2,0)+1,FALSE)","v":6.4524821870575372E-2},{"$f":"O5664*VLOOKUP($B5664,$AR$36:$AZ$47,MATCH(AL$2,$AS$2:$BA$2,0)+1,FALSE)","v":6.0125426128190079E-2},{"$f":"P5664*VLOOKUP($B5664,$AR$36:$AZ$47,MATCH(AM$2,$AS$2:$BA$2,0)+1,FALSE)","v":1.2831998809626161E-5},{"$f":"Q5664*VLOOKUP($B5664,$AR$36:$AZ$47,MATCH(AN$2,$AS$2:$BA$2,0)+1,FALSE)","v":1.7347976218646741E-3},{"$f":"R5664*VLOOKUP($B5664,$AR$36:$BA$47,MATCH(AO$2,$AS$2:$BA$2,0)+1,FALSE)","v":0},0.70708341192751512]
[2006,8,25,7,null,2013,8,25,7,0.15104735209449133,0.24863603117651548,0,6.2576305716442363E-2,8.0046300000000001E-2,6.3826999999999995E-2,0,1.8839331862247196E-3,3.2896000000000005E-4,0.60834588217367391,null,null,0.14301389734833569,5.4831060908997802E-2,0.22009143583425192,6.3097596259467065E-2,5.8838073035831884E-2,0,0,1.3770370138481273E-3,3.2896000000000005E-4,0.54157806040073264,null,{"$f":"J5673*VLOOKUP($B5673,$AR$36:$AZ$47,MATCH(AG$2,$AS$2:$BA$2,0)+1,FALSE)","v":0.15740450167649117},{"$f":"K5673*VLOOKUP($B5673,$AR$36:$AZ$47,MATCH(AH$2,$AS$2:$BA$2,0)+1,FALSE)","v":0.22404058692878964},{"$f":"L5673*VLOOKUP($B5673,$AR$36:$AZ$47,MATCH(AI$2,$AS$2:$BA$2,0)+1,FALSE)","v":0},{"$f":"M5673*VLOOKUP($B5673,$AR$36:$AZ$47,MATCH(AJ$2,$AS$2:$BA$2,0)+1,FALSE)","v":5.52033027710047E-2},{"$f":"N5673*VLOOKUP($B5673,$AR$36:$AZ$47,MATCH(AK$2,$AS$2:$BA$2,0)+1,FALSE)","v":6.4268778636756202E-2},{"$f":"O5673*VLOOKUP($B5673,$AR$36:$AZ$47,MATCH(AL$2,$AS$2:$BA$2,0)+1,FALSE)","v":5.9700775866647807E-2},{"$f":"P5673*VLOOKUP($B5673,$AR$36:$AZ$47,MATCH(AM$2,$AS$2:$BA$2,0)+1,FALSE)","v":0},{"$f":"Q5673*VLOOKUP($B5673,$AR$36:$AZ$47,MATCH(AN$2,$AS$2:$BA$2,0)+1,FALSE)","v":1.365104981501676E-3},{"$f":"R5673*VLOOKUP($B5673,$AR$36:$BA$47,MATCH(AO$2,$AS$2:$BA$2,0)+1,FALSE)","v":3.2896000000000005E-4},0.5623120108611912]
[2006,8,25,12,null,2013,8,25,12,0.27066702939288323,0.32436358407784155,0,7.6206422362424586E-2,9.4019499999999964E-2,7.2228000000000001E-2,0,1.8839331862247196E-3,0,0.83936846901937401,null,null,0.25627160106029084,6.677413980213584E-2,0.28712510658342277,7.4112163229492947E-2,6.6582423413791433E-2,0,0,1.3770370138481273E-3,0,0.75224247110298192,null,{"$f":"J5678*VLOOKUP($B5678,$AR$36:$AZ$47,MATCH(AG$2,$AS$2:$BA$2,0)+1,FALSE)","v":0.28205862791418468},{"$f":"K5678*VLOOKUP($B5678,$AR$36:$AZ$47,MATCH(AH$2,$AS$2:$BA$2,0)+1,FALSE)","v":0.29227705820132727},{"$f":"L5678*VLOOKUP($B5678,$AR$36:$AZ$47,MATCH(AI$2,$AS$2:$BA$2,0)+1,FALSE)","v":0},{"$f":"M5678*VLOOKUP($B5678,$AR$36:$AZ$47,MATCH(AJ$2,$AS$2:$BA$2,0)+1,FALSE)","v":6.7227461874001443E-2},{"$f":"N5678*VLOOKUP($B5678,$AR$36:$AZ$47,MATCH(AK$2,$AS$2:$BA$2,0)+1,FALSE)","v":7.5487791853446035E-2},{"$f":"O5678*VLOOKUP($B5678,$AR$36:$AZ$47,MATCH(AL$2,$AS$2:$BA$2,0)+1,FALSE)","v":6.7558676411177687E-2},{"$f":"P5678*VLOOKUP($B5678,$AR$36:$AZ$47,MATCH(AM$2,$AS$2:$BA$2,0)+1,FALSE)","v":0},{"$f":"Q5678*VLOOKUP($B5678,$AR$36:$AZ$47,MATCH(AN$2,$AS$2:$BA$2,0)+1,FALSE)","v":1.365104981501676E-3},{"$f":"R5678*VLOOKUP($B5678,$AR$36:$BA$47,MATCH(AO$2,$AS$2:$BA$2,0)+1,FALSE)","v":0},0.78597472123563883]
[2006,8,25,16,null,2013,8,25,16,0.31681575346194096,0.3289098390938805,0,7.7634594439961582E-2,9.2056300000000008E-2,7.2318999999999994E-2,0,1.8839331862247196E-3,0,0.88961942018200768,null,null,0.29996590483491214,6.8025543017384851E-2,0.29114942996653825,7.2564643844129945E-2,6.6666310556321398E-2,0,0,1.3770370138481273E-3,0,0.79974886923313482,null,{"$f":"J5682*VLOOKUP($B5682,$AR$36:$AZ$47,MATCH(AG$2,$AS$2:$BA$2,0)+1,FALSE)","v":0.33014961934415521},{"$f":"K5682*VLOOKUP($B5682,$AR$36:$AZ$47,MATCH(AH$2,$AS$2:$BA$2,0)+1,FALSE)","v":0.29637359094158089},{"$f":"L5682*VLOOKUP($B5682,$AR$36:$AZ$47,MATCH(AI$2,$AS$2:$BA$2,0)+1,FALSE)","v":0},{"$f":"M5682*VLOOKUP($B5682,$AR$36:$AZ$47,MATCH(AJ$2,$AS$2:$BA$2,0)+1,FALSE)","v":6.848736072393713E-2},{"$f":"N5682*VLOOKUP($B5682,$AR$36:$AZ$47,MATCH(AK$2,$AS$2:$BA$2,0)+1,FALSE)","v":7.3911548276670139E-2},{"$f":"O5682*VLOOKUP($B5682,$AR$36:$AZ$47,MATCH(AL$2,$AS$2:$BA$2,0)+1,FALSE)","v":6.7643793534085936E-2},{"$f":"P5682*VLOOKUP($B5682,$AR$36:$AZ$47,MATCH(AM$2,$AS$2:$BA$2,0)+1,FALSE)","v":0},{"$f":"Q5682*VLOOKUP($B5682,$AR$36:$AZ$47,MATCH(AN$2,$AS$2:$BA$2,0)+1,FALSE)","v":1.365104981501676E-3},{"$f":"R5682*VLOOKUP($B5682,$AR$36:$BA$47,MATCH(AO$2,$AS$2:$BA$2,0)+1,FALSE)","v":0},0.83793101780193091]
[2006,8,26,2,null,2013,8,26,2,0.19284955718968599,0.23455406740547846,1.0937138427518419E-2,5.2993004222617879E-2,8.4734400000000015E-2,6.5614000000000006E-2,2.5639446604422585E-5,2.3941329461851131E-3,0,0.64410193963809026,null,null,0.18259285179884721,4.643391151033794E-2,0.20762614827690212,6.6793055525217124E-2,6.0485395274305132E-2,6.1167406790606869E-3,1.2831998809626161E-5,1.7499610427144506E-3,0,0.57181089610619418,null,{"$f":"J5692*VLOOKUP($B5692,$AR$36:$AZ$47,MATCH(AG$2,$AS$2:$BA$2,0)+1,FALSE)","v":0.20096604162239773},{"$f":"K5692*VLOOKUP($B5692,$AR$36:$AZ$47,MATCH(AH$2,$AS$2:$BA$2,0)+1,FALSE)","v":0.21135163185882522},{"$f":"L5692*VLOOKUP($B5692,$AR$36:$AZ$47,MATCH(AI$2,$AS$2:$BA$2,0)+1,FALSE)","v":4.434042498183857E-3},{"$f":"M5692*VLOOKUP($B5692,$AR$36:$AZ$47,MATCH(AJ$2,$AS$2:$BA$2,0)+1,FALSE)","v":4.6749146076190289E-2},{"$f":"N5692*VLOOKUP($B5692,$AR$36:$AZ$47,MATCH(AK$2,$AS$2:$BA$2,0)+1,FALSE)","v":6.8032830955563908E-2},{"$f":"O5692*VLOOKUP($B5692,$AR$36:$AZ$47,MATCH(AL$2,$AS$2:$BA$2,0)+1,FALSE)","v":6.1372251675846111E-2},{"$f":"P5692*VLOOKUP($B5692,$AR$36:$AZ$47,MATCH(AM$2,$AS$2:$BA$2,0)+1,FALSE)","v":1.2831998809626161E-5},{"$f":"Q5692*VLOOKUP($B5692,$AR$36:$AZ$47,MATCH(AN$2,$AS$2:$BA$2,0)+1,FALSE)","v":1.7347976218646741E-3},{"$f":"R5692*VLOOKUP($B5692,$AR$36:$BA$47,MATCH(AO$2,$AS$2:$BA$2,0)+1,FALSE)","v":0},0.59465357430768151]
[2006,8,26,9,null,2013,8,26,9,0.19649470234727245,0.42840073177940696,0,0.10026777280295544,0.13505650000000002,8.9147000000000004E-2,0,1.8839331862247196E-3,0,0.95125064011585958,null,null,{"$f":"$J5699*$AS$6","v":0.18604412987925167},{"$f":"$M5699*$AV$6","v":8.7857349436398904E-2},{"$f":"$K5699*$AT$6","v":0.37921829641350741},{"$f":"$N5699*$AW$6","v":0.10646014255770367},{"$f":"$O5699*$AX$6","v":8.2178979067249053E-2},{"$f":"$L5699*$AU$6","v":0},{"$f":"$P5699*$AY$6","v":0},{"$f":"$Q5699*$AZ$6","v":1.3770370138481273E-3},0,{"$f":"SUM(V5699:AD5699)","v":0.84313593436795886},null,{"$f":"J5699*VLOOKUP($B5699,$AR$36:$AZ$47,MATCH(AG$2,$AS$2:$BA$2,0)+1,FALSE)","v":0.20476460047902328},{"$f":"K5699*VLOOKUP($B5699,$AR$36:$AZ$47,MATCH(AH$2,$AS$2:$BA$2,0)+1,FALSE)","v":0.38602269725115723},{"$f":"L5699*VLOOKUP($B5699,$AR$36:$AZ$47,MATCH(AI$2,$AS$2:$BA$2,0)+1,FALSE)","v":0},{"$f":"M5699*VLOOKUP($B5699,$AR$36:$AZ$47,MATCH(AJ$2,$AS$2:$BA$2,0)+1,FALSE)","v":8.8453803030457107E-2},{"$f":"N5699*VLOOKUP($B5699,$AR$36:$AZ$47,MATCH(AK$2,$AS$2:$BA$2,0)+1,FALSE)","v":0.10843619632581475},{"$f":"O5699*VLOOKUP($B5699,$AR$36:$AZ$47,MATCH(AL$2,$AS$2:$BA$2,0)+1,FALSE)","v":8.338391380111948E-2},{"$f":"P5699*VLOOKUP($B5699,$AR$36:$AZ$47,MATCH(AM$2,$AS$2:$BA$2,0)+1,FALSE)","v":0},{"$f":"Q5699*VLOOKUP($B5699,$AR$36:$AZ$47,MATCH(AN$2,$AS$2:$BA$2,0)+1,FALSE)","v":1.365104981501676E-3},{"$f":"R5699*VLOOKUP($B5699,$AR$36:$BA$47,MATCH(AO$2,$AS$2:$BA$2,0)+1,FALSE)","v":0},0.87242631586907338]
[2006,8,26,16,null,2013,8,26,16,0.26861304538462039,0.47663415989277913,0,0.13436757281976786,0.13467939999999998,8.9626999999999998E-2,0,1.8839331862247196E-3,0,1.105805111283392,null,null,0.25432685820952528,0.11773652159748738,0.42191429826990667,0.10616288829923766,8.2621460698176385E-2,0,0,1.3770370138481273E-3,0,0.98413906408818153,null,{"$f":"J5706*VLOOKUP($B5706,$AR$36:$AZ$47,MATCH(AG$2,$AS$2:$BA$2,0)+1,FALSE)","v":0.27991819761342812},{"$f":"K5706*VLOOKUP($B5706,$AR$36:$AZ$47,MATCH(AH$2,$AS$2:$BA$2,0)+1,FALSE)","v":0.42948480325797228},{"$f":"L5706*VLOOKUP($B5706,$AR$36:$AZ$47,MATCH(AI$2,$AS$2:$BA$2,0)+1,FALSE)","v":0},{"$f":"M5706*VLOOKUP($B5706,$AR$36:$AZ$47,MATCH(AJ$2,$AS$2:$BA$2,0)+1,FALSE)","v":0.11853582150704779},{"$f":"N5706*VLOOKUP($B5706,$AR$36:$AZ$47,MATCH(AK$2,$AS$2:$BA$2,0)+1,FALSE)","v":0.10813342459965222},{"$f":"O5706*VLOOKUP($B5706,$AR$36:$AZ$47,MATCH(AL$2,$AS$2:$BA$2,0)+1,FALSE)","v":8.3832883240635522E-2},{"$f":"P5706*VLOOKUP($B5706,$AR$36:$AZ$47,MATCH(AM$2,$AS$2:$BA$2,0)+1,FALSE)","v":0},{"$f":"Q5706*VLOOKUP($B5706,$AR$36:$AZ$47,MATCH(AN$2,$AS$2:$BA$2,0)+1,FALSE)","v":1.365104981501676E-3},{"$f":"R5706*VLOOKUP($B5706,$AR$36:$BA$47,MATCH(AO$2,$AS$2:$BA$2,0)+1,FALSE)","v":0},1.0212702352002376]
[2006,8,27,2,null,2013,8,27,2,0.21045787667672969,0.2781207906777769,1.0937138427518419E-2,7.9968479467885503E-2,8.97062E-2,6.7729999999999999E-2,2.5639446604422585E-5,2.3941329461851131E-3,0,0.73934025764269995,null,null,0.19926467265950965,7.0070556551749985E-2,0.24619120513620482,7.0712145215594033E-2,6.2436001797309813E-2,6.1167406790606869E-3,1.2831998809626161E-5,1.7499610427144506E-3,0,0.65655411508095296,null,{"$f":"J5716*VLOOKUP($B5716,$AR$36:$AZ$47,MATCH(AG$2,$AS$2:$BA$2,0)+1,FALSE)","v":0.21931544474523235},{"$f":"K5716*VLOOKUP($B5716,$AR$36:$AZ$47,MATCH(AH$2,$AS$2:$BA$2,0)+1,FALSE)","v":0.25060867037534024},{"$f":"L5716*VLOOKUP($B5716,$AR$36:$AZ$47,MATCH(AI$2,$AS$2:$BA$2,0)+1,FALSE)","v":4.434042498183857E-3},{"$f":"M5716*VLOOKUP($B5716,$AR$36:$AZ$47,MATCH(AJ$2,$AS$2:$BA$2,0)+1,FALSE)","v":7.0546257623556208E-2},{"$f":"N5716*VLOOKUP($B5716,$AR$36:$AZ$47,MATCH(AK$2,$AS$2:$BA$2,0)+1,FALSE)","v":7.2024664602168734E-2},{"$f":"O5716*VLOOKUP($B5716,$AR$36:$AZ$47,MATCH(AL$2,$AS$2:$BA$2,0)+1,FALSE)","v":6.3351458621712695E-2},{"$f":"P5716*VLOOKUP($B5716,$AR$36:$AZ$47,MATCH(AM$2,$AS$2:$BA$2,0)+1,FALSE)","v":1.2831998809626161E-5},{"$f":"Q5716*VLOOKUP($B5716,$AR$36:$AZ$47,MATCH(AN$2,$AS$2:$BA$2,0)+1,FALSE)","v":1.7347976218646741E-3},{"$f":"R5716*VLOOKUP($B5716,$AR$36:$BA$47,MATCH(AO$2,$AS$2:$BA$2,0)+1,FALSE)","v":0},0.68202816808686828]
[2006,8,27,9,null,2013,8,27,9,0.23494246635989297,0.47339465379651652,0,0.12993522929233753,0.13676069999999999,9.1096999999999997E-2,0,1.8839331862247196E-3,0,1.0680139826349717,null,null,0.22244704922559139,0.113852781655673,0.4190467028343357,0.10780350163295613,8.3976560692891361E-2,0,0,1.3770370138481273E-3,0,0.94850363305529573,null,{"$f":"J5723*VLOOKUP($B5723,$AR$36:$AZ$47,MATCH(AG$2,$AS$2:$BA$2,0)+1,FALSE)","v":0.24483052054358675},{"$f":"K5723*VLOOKUP($B5723,$AR$36:$AZ$47,MATCH(AH$2,$AS$2:$BA$2,0)+1,FALSE)","v":0.42656575390003426},{"$f":"L5723*VLOOKUP($B5723,$AR$36:$AZ$47,MATCH(AI$2,$AS$2:$BA$2,0)+1,FALSE)","v":0},{"$f":"M5723*VLOOKUP($B5723,$AR$36:$AZ$47,MATCH(AJ$2,$AS$2:$BA$2,0)+1,FALSE)","v":0.1146257152946648},{"$f":"N5723*VLOOKUP($B5723,$AR$36:$AZ$47,MATCH(AK$2,$AS$2:$BA$2,0)+1,FALSE)","v":0.10980449008271241},{"$f":"O5723*VLOOKUP($B5723,$AR$36:$AZ$47,MATCH(AL$2,$AS$2:$BA$2,0)+1,FALSE)","v":8.5207852149153426E-2},{"$f":"P5723*VLOOKUP($B5723,$AR$36:$AZ$47,MATCH(AM$2,$AS$2:$BA$2,0)+1,FALSE)","v":0},{"$f":"Q5723*VLOOKUP($B5723,$AR$36:$AZ$47,MATCH(AN$2,$AS$2:$BA$2,0)+1,FALSE)","v":1.365104981501676E-3},{"$f":"R5723*VLOOKUP($B5723,$AR$36:$BA$47,MATCH(AO$2,$AS$2:$BA$2,0)+1,FALSE)","v":0},0.98239943695165333]
[2006,8,27,19,null,2013,8,27,19,0.36789282087310882,0.40948779319131595,0,0.1077162685569437,0.110378,8.1536999999999998E-2,0,1.8839331862247196E-3,0,1.0788958158075934,null,null,0.34832643796776136,9.4383923987124252E-2,0.36247665285524605,8.7006975711899942E-2,7.5163801543588524E-2,0,0,1.3770370138481273E-3,0,0.96873482907946828,null,{"$f":"J5733*VLOOKUP($B5733,$AR$36:$AZ$47,MATCH(AG$2,$AS$2:$BA$2,0)+1,FALSE)","v":0.38337637394440771},{"$f":"K5733*VLOOKUP($B5733,$AR$36:$AZ$47,MATCH(AH$2,$AS$2:$BA$2,0)+1,FALSE)","v":0.36898065454409729},{"$f":"L5733*VLOOKUP($B5733,$AR$36:$AZ$47,MATCH(AI$2,$AS$2:$BA$2,0)+1,FALSE)","v":0},{"$f":"M5733*VLOOKUP($B5733,$AR$36:$AZ$47,MATCH(AJ$2,$AS$2:$BA$2,0)+1,FALSE)","v":9.5024685756567223E-2},{"$f":"N5733*VLOOKUP($B5733,$AR$36:$AZ$47,MATCH(AK$2,$AS$2:$BA$2,0)+1,FALSE)","v":8.8621950650659378E-2},{"$f":"O5733*VLOOKUP($B5733,$AR$36:$AZ$47,MATCH(AL$2,$AS$2:$BA$2,0)+1,FALSE)","v":7.6265877478792085E-2},{"$f":"P5733*VLOOKUP($B5733,$AR$36:$AZ$47,MATCH(AM$2,$AS$2:$BA$2,0)+1,FALSE)","v":0},{"$f":"Q5733*VLOOKUP($B5733,$AR$36:$AZ$47,MATCH(AN$2,$AS$2:$BA$2,0)+1,FALSE)","v":1.365104981501676E-3},{"$f":"R5733*VLOOKUP($B5733,$AR$36:$BA$47,MATCH(AO$2,$AS$2:$BA$2,0)+1,FALSE)","v":0},1.0136346473560254]
[2006,8,27,23,null,2013,8,27,23,0.28782268271970413,0.31408197530942156,1.0937138427518419E-2,9.1454826339693124E-2,9.3487900000000013E-2,7.2987999999999997E-2,2.5639446604422585E-5,2.3941329461851131E-3,0,0.87319229518912667,null,null,0.27251483081443278,8.0135206066278178E-2,0.27802387525415867,7.3693122222331722E-2,6.7283019329426375E-2,6.1167406790606869E-3,1.2831998809626161E-5,1.7499610427144506E-3,0,0.77952958740721245,null,{"$f":"J5737*VLOOKUP($B5737,$AR$36:$AZ$47,MATCH(AG$2,$AS$2:$BA$2,0)+1,FALSE)","v":0.29993631345714999},{"$f":"K5737*VLOOKUP($B5737,$AR$36:$AZ$47,MATCH(AH$2,$AS$2:$BA$2,0)+1,FALSE)","v":0.28301252139164151},{"$f":"L5737*VLOOKUP($B5737,$AR$36:$AZ$47,MATCH(AI$2,$AS$2:$BA$2,0)+1,FALSE)","v":4.434042498183857E-3},{"$f":"M5737*VLOOKUP($B5737,$AR$36:$AZ$47,MATCH(AJ$2,$AS$2:$BA$2,0)+1,FALSE)","v":8.0679234903654237E-2},{"$f":"N5737*VLOOKUP($B5737,$AR$36:$AZ$47,MATCH(AK$2,$AS$2:$BA$2,0)+1,FALSE)","v":7.5060972840908333E-2},{"$f":"O5737*VLOOKUP($B5737,$AR$36:$AZ$47,MATCH(AL$2,$AS$2:$BA$2,0)+1,FALSE)","v":6.8269544690411438E-2},{"$f":"P5737*VLOOKUP($B5737,$AR$36:$AZ$47,MATCH(AM$2,$AS$2:$BA$2,0)+1,FALSE)","v":1.2831998809626161E-5},{"$f":"Q5737*VLOOKUP($B5737,$AR$36:$AZ$47,MATCH(AN$2,$AS$2:$BA$2,0)+1,FALSE)","v":1.7347976218646741E-3},{"$f":"R5737*VLOOKUP($B5737,$AR$36:$BA$47,MATCH(AO$2,$AS$2:$BA$2,0)+1,FALSE)","v":0},0.81314025940262369]
[2006,8,28,4,null,2013,8,28,4,0.16047426828914263,0.28559555850371715,1.0937138427518419E-2,8.5729195904560421E-2,9.4877099999999992E-2,6.8836999999999995E-2,2.5639446604422585E-5,2.3941329461851131E-3,0,0.70887003351772804,null,null,0.15193944292248016,7.5118252963393389E-2,0.25280783417244823,7.4788178217720019E-2,6.3456475058635983E-2,6.1167406790606869E-3,1.2831998809626161E-5,1.7499610427144506E-3,0,0.62598971705526241,null,{"$f":"J5742*VLOOKUP($B5742,$AR$36:$AZ$47,MATCH(AG$2,$AS$2:$BA$2,0)+1,FALSE)","v":0.16722816972091264},{"$f":"K5742*VLOOKUP($B5742,$AR$36:$AZ$47,MATCH(AH$2,$AS$2:$BA$2,0)+1,FALSE)","v":0.25734402310340559},{"$f":"L5742*VLOOKUP($B5742,$AR$36:$AZ$47,MATCH(AI$2,$AS$2:$BA$2,0)+1,FALSE)","v":4.434042498183857E-3},{"$f":"M5742*VLOOKUP($B5742,$AR$36:$AZ$47,MATCH(AJ$2,$AS$2:$BA$2,0)+1,FALSE)","v":7.5628222274405035E-2},{"$f":"N5742*VLOOKUP($B5742,$AR$36:$AZ$47,MATCH(AK$2,$AS$2:$BA$2,0)+1,FALSE)","v":7.6176354654710857E-2},{"$f":"O5742*VLOOKUP($B5742,$AR$36:$AZ$47,MATCH(AL$2,$AS$2:$BA$2,0)+1,FALSE)","v":6.4386894391596589E-2},{"$f":"P5742*VLOOKUP($B5742,$AR$36:$AZ$47,MATCH(AM$2,$AS$2:$BA$2,0)+1,FALSE)","v":1.2831998809626161E-5},{"$f":"Q5742*VLOOKUP($B5742,$AR$36:$AZ$47,MATCH(AN$2,$AS$2:$BA$2,0)+1,FALSE)","v":1.7347976218646741E-3},{"$f":"R5742*VLOOKUP($B5742,$AR$36:$BA$47,MATCH(AO$2,$AS$2:$BA$2,0)+1,FALSE)","v":0},0.64694533626388895]
[2006,8,28,13,null,2013,8,28,13,0.23892541987534963,0.48912441826136593,0,0.12766696738136588,0.1492588,9.6375000000000002E-2,0,1.8839331862247196E-3,0,1.1032345387043063,null,null,0.22621816932338942,0.11186526888108352,0.43297061575243373,0.11765530075184666,8.8842014959629914E-2,0,0,1.3770370138481273E-3,0,0.97892840668223136,null,{"$f":"J5751*VLOOKUP($B5751,$AR$36:$AZ$47,MATCH(AG$2,$AS$2:$BA$2,0)+1,FALSE)","v":0.24898110514244085},{"$f":"K5751*VLOOKUP($B5751,$AR$36:$AZ$47,MATCH(AH$2,$AS$2:$BA$2,0)+1,FALSE)","v":0.4407395067800205},{"$f":"L5751*VLOOKUP($B5751,$AR$36:$AZ$47,MATCH(AI$2,$AS$2:$BA$2,0)+1,FALSE)","v":0},{"$f":"M5751*VLOOKUP($B5751,$AR$36:$AZ$47,MATCH(AJ$2,$AS$2:$BA$2,0)+1,FALSE)","v":0.11262470952096658},{"$f":"N5751*VLOOKUP($B5751,$AR$36:$AZ$47,MATCH(AK$2,$AS$2:$BA$2,0)+1,FALSE)","v":0.11983915280016523},{"$f":"O5751*VLOOKUP($B5751,$AR$36:$AZ$47,MATCH(AL$2,$AS$2:$BA$2,0)+1,FALSE)","v":9.0144645277832003E-2},{"$f":"P5751*VLOOKUP($B5751,$AR$36:$AZ$47,MATCH(AM$2,$AS$2:$BA$2,0)+1,FALSE)","v":0},{"$f":"Q5751*VLOOKUP($B5751,$AR$36:$AZ$47,MATCH(AN$2,$AS$2:$BA$2,0)+1,FALSE)","v":1.365104981501676E-3},{"$f":"R5751*VLOOKUP($B5751,$AR$36:$BA$47,MATCH(AO$2,$AS$2:$BA$2,0)+1,FALSE)","v":0},1.013694224502927]
[2006,8,28,21,null,2013,8,28,21,0.32330439606255662,0.36636031016206072,1.0937138427518419E-2,0.107685333586957,0.10199109999999997,7.5060000000000002E-2,2.5639446604422585E-5,2.3941329461851131E-3,0,0.98775805063188216,null,null,0.30610944892189473,9.4356817925107028E-2,0.32430040937632959,8.0395886503922473E-2,6.9193065036262727E-2,6.1167406790606869E-3,1.2831998809626161E-5,1.7499610427144506E-3,0,0.8822351614841013,null,{"$f":"J5759*VLOOKUP($B5759,$AR$36:$AZ$47,MATCH(AG$2,$AS$2:$BA$2,0)+1,FALSE)","v":0.33691135029106939},{"$f":"K5759*VLOOKUP($B5759,$AR$36:$AZ$47,MATCH(AH$2,$AS$2:$BA$2,0)+1,FALSE)","v":0.3301194059755978},{"$f":"L5759*VLOOKUP($B5759,$AR$36:$AZ$47,MATCH(AI$2,$AS$2:$BA$2,0)+1,FALSE)","v":4.434042498183857E-3},{"$f":"M5759*VLOOKUP($B5759,$AR$36:$AZ$47,MATCH(AJ$2,$AS$2:$BA$2,0)+1,FALSE)","v":9.4997395674565166E-2},{"$f":"N5759*VLOOKUP($B5759,$AR$36:$AZ$47,MATCH(AK$2,$AS$2:$BA$2,0)+1,FALSE)","v":8.188815009337426E-2},{"$f":"O5759*VLOOKUP($B5759,$AR$36:$AZ$47,MATCH(AL$2,$AS$2:$BA$2,0)+1,FALSE)","v":7.0207596104322381E-2},{"$f":"P5759*VLOOKUP($B5759,$AR$36:$AZ$47,MATCH(AM$2,$AS$2:$BA$2,0)+1,FALSE)","v":1.2831998809626161E-5},{"$f":"Q5759*VLOOKUP($B5759,$AR$36:$AZ$47,MATCH(AN$2,$AS$2:$BA$2,0)+1,FALSE)","v":1.7347976218646741E-3},{"$f":"R5759*VLOOKUP($B5759,$AR$36:$BA$47,MATCH(AO$2,$AS$2:$BA$2,0)+1,FALSE)","v":0},0.92030557025778725]
[2006,8,29,6,null,2013,8,29,6,0.1594000681115319,0.33338633377561583,5.4685692137592095E-3,9.0938242028390709E-2,0.11590770000000003,7.8043000000000001E-2,1.2819723302211293E-5,2.1390330662049168E-3,0,0.78529576591880479,null,null,0.15092237409073869,7.9682560843563913E-2,0.29511200183251241,9.1365837745947448E-2,7.1942904005129926E-2,3.0583703395303434E-3,6.4159994048130805E-6,1.5634990282812893E-3,0,0.6936539638851088,null,{"$f":"J5768*VLOOKUP($B5768,$AR$36:$AZ$47,MATCH(AG$2,$AS$2:$BA$2,0)+1,FALSE)","v":0.1661087595405088},{"$f":"K5768*VLOOKUP($B5768,$AR$36:$AZ$47,MATCH(AH$2,$AS$2:$BA$2,0)+1,FALSE)","v":0.30040726414306301},{"$f":"L5768*VLOOKUP($B5768,$AR$36:$AZ$47,MATCH(AI$2,$AS$2:$BA$2,0)+1,FALSE)","v":2.2170212490919285E-3},{"$f":"M5768*VLOOKUP($B5768,$AR$36:$AZ$47,MATCH(AJ$2,$AS$2:$BA$2,0)+1,FALSE)","v":8.0223516723792354E-2},{"$f":"N5768*VLOOKUP($B5768,$AR$36:$AZ$47,MATCH(AK$2,$AS$2:$BA$2,0)+1,FALSE)","v":9.3061719449812785E-2},{"$f":"O5768*VLOOKUP($B5768,$AR$36:$AZ$47,MATCH(AL$2,$AS$2:$BA$2,0)+1,FALSE)","v":7.2997754100314838E-2},{"$f":"P5768*VLOOKUP($B5768,$AR$36:$AZ$47,MATCH(AM$2,$AS$2:$BA$2,0)+1,FALSE)","v":6.4159994048130805E-6},{"$f":"Q5768*VLOOKUP($B5768,$AR$36:$AZ$47,MATCH(AN$2,$AS$2:$BA$2,0)+1,FALSE)","v":1.5499513016831753E-3},{"$f":"R5768*VLOOKUP($B5768,$AR$36:$BA$47,MATCH(AO$2,$AS$2:$BA$2,0)+1,FALSE)","v":0},0.71657240250767174]
[2006,8,29,12,null,2013,8,29,12,0.2205303431617967,0.47640297977399931,0,0.12288082132457491,0.13986559999999992,9.2331999999999997E-2,0,1.8839331862247196E-3,0,1.0538956774465957,null,null,0.2088014349262112,0.10767151754094471,0.42170965872495486,0.11025098173667131,8.5115029055798166E-2,0,0,1.3770370138481273E-3,0,0.93492565899842839,null,{"$f":"J5774*VLOOKUP($B5774,$AR$36:$AZ$47,MATCH(AG$2,$AS$2:$BA$2,0)+1,FALSE)","v":0.22981183243922723},{"$f":"K5774*VLOOKUP($B5774,$AR$36:$AZ$47,MATCH(AH$2,$AS$2:$BA$2,0)+1,FALSE)","v":0.42927649181874677},{"$f":"L5774*VLOOKUP($B5774,$AR$36:$AZ$47,MATCH(AI$2,$AS$2:$BA$2,0)+1,FALSE)","v":0},{"$f":"M5774*VLOOKUP($B5774,$AR$36:$AZ$47,MATCH(AJ$2,$AS$2:$BA$2,0)+1,FALSE)","v":0.10840248727798973},{"$f":"N5774*VLOOKUP($B5774,$AR$36:$AZ$47,MATCH(AK$2,$AS$2:$BA$2,0)+1,FALSE)","v":0.11229739894657322},{"$f":"O5774*VLOOKUP($B5774,$AR$36:$AZ$47,MATCH(AL$2,$AS$2:$BA$2,0)+1,FALSE)","v":8.6363013102908268E-2},{"$f":"P5774*VLOOKUP($B5774,$AR$36:$AZ$47,MATCH(AM$2,$AS$2:$BA$2,0)+1,FALSE)","v":0},{"$f":"Q5774*VLOOKUP($B5774,$AR$36:$AZ$47,MATCH(AN$2,$AS$2:$BA$2,0)+1,FALSE)","v":1.365104981501676E-3},{"$f":"R5774*VLOOKUP($B5774,$AR$36:$BA$47,MATCH(AO$2,$AS$2:$BA$2,0)+1,FALSE)","v":0},0.96751632856694691]
[2006,8,29,23,null,2013,8,29,23,0.26286815649389472,0.2913774751541417,1.0937138427518419E-2,8.0187191222554369E-2,9.3901699999999991E-2,7.0222999999999994E-2,2.5639446604422585E-5,2.3941329461851131E-3,0,0.81191443369089866,null,null,0.2488875112848479,7.0262197739328291E-2,0.25792595937515661,7.4019305760261223E-2,6.473414076793868E-2,6.1167406790606869E-3,1.2831998809626161E-5,1.7499610427144506E-3,0,0.72370864864811735,null,{"$f":"J5785*VLOOKUP($B5785,$AR$36:$AZ$47,MATCH(AG$2,$AS$2:$BA$2,0)+1,FALSE)","v":0.27393152283566841},{"$f":"K5785*VLOOKUP($B5785,$AR$36:$AZ$47,MATCH(AH$2,$AS$2:$BA$2,0)+1,FALSE)","v":0.26255398400008201},{"$f":"L5785*VLOOKUP($B5785,$AR$36:$AZ$47,MATCH(AI$2,$AS$2:$BA$2,0)+1,FALSE)","v":4.434042498183857E-3},{"$f":"M5785*VLOOKUP($B5785,$AR$36:$AZ$47,MATCH(AJ$2,$AS$2:$BA$2,0)+1,FALSE)","v":7.0739199841450523E-2},{"$f":"N5785*VLOOKUP($B5785,$AR$36:$AZ$47,MATCH(AK$2,$AS$2:$BA$2,0)+1,FALSE)","v":7.539321081567904E-2},{"$f":"O5785*VLOOKUP($B5785,$AR$36:$AZ$47,MATCH(AL$2,$AS$2:$BA$2,0)+1,FALSE)","v":6.5683293648199179E-2},{"$f":"P5785*VLOOKUP($B5785,$AR$36:$AZ$47,MATCH(AM$2,$AS$2:$BA$2,0)+1,FALSE)","v":1.2831998809626161E-5},{"$f":"Q5785*VLOOKUP($B5785,$AR$36:$AZ$47,MATCH(AN$2,$AS$2:$BA$2,0)+1,FALSE)","v":1.7347976218646741E-3},{"$f":"R5785*VLOOKUP($B5785,$AR$36:$BA$47,MATCH(AO$2,$AS$2:$BA$2,0)+1,FALSE)","v":0},0.75448288325993729]
[2006,8,30,2,null,2013,8,30,2,0.20025435278970832,0.26046672896452328,8.7716324257784313E-3,7.133271079752139E-2,8.9665500000000009E-2,6.6505999999999996E-2,2.2668909706010161E-5,2.4050134174594343E-3,0,0.69942460730469691,null,null,0.18960382327992636,6.2503661182336509E-2,0.23056391341830404,7.0680062881148101E-2,6.1307673638445095E-2,4.9056525375532328E-3,1.1345308143775213E-5,1.7579139848794942E-3,0,0.62133404623073663,null,{"$f":"J5788*VLOOKUP($B5788,$AR$36:$AZ$47,MATCH(AG$2,$AS$2:$BA$2,0)+1,FALSE)","v":0.20868248381933641},{"$f":"K5788*VLOOKUP($B5788,$AR$36:$AZ$47,MATCH(AH$2,$AS$2:$BA$2,0)+1,FALSE)","v":0.23470097457920497},{"$f":"L5788*VLOOKUP($B5788,$AR$36:$AZ$47,MATCH(AI$2,$AS$2:$BA$2,0)+1,FALSE)","v":3.5561213028528823E-3},{"$f":"M5788*VLOOKUP($B5788,$AR$36:$AZ$47,MATCH(AJ$2,$AS$2:$BA$2,0)+1,FALSE)","v":6.2927991458553045E-2},{"$f":"N5788*VLOOKUP($B5788,$AR$36:$AZ$47,MATCH(AK$2,$AS$2:$BA$2,0)+1,FALSE)","v":7.1991986773330727E-2},{"$f":"O5788*VLOOKUP($B5788,$AR$36:$AZ$47,MATCH(AL$2,$AS$2:$BA$2,0)+1,FALSE)","v":6.2206586550946769E-2},{"$f":"P5788*VLOOKUP($B5788,$AR$36:$AZ$47,MATCH(AM$2,$AS$2:$BA$2,0)+1,FALSE)","v":1.1345308143775213E-5},{"$f":"Q5788*VLOOKUP($B5788,$AR$36:$AZ$47,MATCH(AN$2,$AS$2:$BA$2,0)+1,FALSE)","v":1.742681651747616E-3},{"$f":"R5788*VLOOKUP($B5788,$AR$36:$BA$47,MATCH(AO$2,$AS$2:$BA$2,0)+1,FALSE)","v":0},0.64582017144411619]
[2006,8,30,16,null,2013,8,30,16,0.23509842322182151,0.44288294748146884,0,9.7147645794990134E-2,0.13216689999999998,8.7830000000000005E-2,0,1.952571151976176E-3,0,0.99707848765025664,null,null,0.22259471152045018,8.5123409296295652E-2,0.39203788508231657,0.10418237563841622,8.0964920092392173E-2,0,0,1.4272070623859959E-3,0,0.88633050869225682,null,{"$f":"J5802*VLOOKUP($B5802,$AR$36:$AZ$47,MATCH(AG$2,$AS$2:$BA$2,0)+1,FALSE)","v":0.24499304118227716},{"$f":"K5802*VLOOKUP($B5802,$AR$36:$AZ$47,MATCH(AH$2,$AS$2:$BA$2,0)+1,FALSE)","v":0.39907231073865623},{"$f":"L5802*VLOOKUP($B5802,$AR$36:$AZ$47,MATCH(AI$2,$AS$2:$BA$2,0)+1,FALSE)","v":0},{"$f":"M5802*VLOOKUP($B5802,$AR$36:$AZ$47,MATCH(AJ$2,$AS$2:$BA$2,0)+1,FALSE)","v":8.5701302480405611E-2},{"$f":"N5802*VLOOKUP($B5802,$AR$36:$AZ$47,MATCH(AK$2,$AS$2:$BA$2,0)+1,FALSE)","v":0.10611615076782177},{"$f":"O5802*VLOOKUP($B5802,$AR$36:$AZ$47,MATCH(AL$2,$AS$2:$BA$2,0)+1,FALSE)","v":8.2152053901447308E-2},{"$f":"P5802*VLOOKUP($B5802,$AR$36:$AZ$47,MATCH(AM$2,$AS$2:$BA$2,0)+1,FALSE)","v":0},{"$f":"Q5802*VLOOKUP($B5802,$AR$36:$AZ$47,MATCH(AN$2,$AS$2:$BA$2,0)+1,FALSE)","v":1.414840306327722E-3},{"$f":"R5802*VLOOKUP($B5802,$AR$36:$BA$47,MATCH(AO$2,$AS$2:$BA$2,0)+1,FALSE)","v":0},0.91944969937693588]
[2006,8,30,23,null,2013,8,30,23,0.28162970455551484,0.27659288880836974,8.7716324257784313E-3,6.4562707588967955E-2,8.9464699999999966E-2,6.5808000000000005E-2,2.2668909706010161E-5,2.4050134174594343E-3,0,0.78925731570579638,null,null,0.26665122624823162,5.6571600252367502E-2,0.24483871364629312,7.0521779521031461E-2,6.0664231600138264E-2,4.9056525375532328E-3,1.1345308143775213E-5,1.7579139848794942E-3,0,0.70592246309863838,null,{"$f":"J5809*VLOOKUP($B5809,$AR$36:$AZ$47,MATCH(AG$2,$AS$2:$BA$2,0)+1,FALSE)","v":0.29348269061430932},{"$f":"K5809*VLOOKUP($B5809,$AR$36:$AZ$47,MATCH(AH$2,$AS$2:$BA$2,0)+1,FALSE)","v":0.24923191082053317},{"$f":"L5809*VLOOKUP($B5809,$AR$36:$AZ$47,MATCH(AI$2,$AS$2:$BA$2,0)+1,FALSE)","v":3.5561213028528823E-3},{"$f":"M5809*VLOOKUP($B5809,$AR$36:$AZ$47,MATCH(AJ$2,$AS$2:$BA$2,0)+1,FALSE)","v":5.695565843883231E-2},{"$f":"N5809*VLOOKUP($B5809,$AR$36:$AZ$47,MATCH(AK$2,$AS$2:$BA$2,0)+1,FALSE)","v":7.1830765445795752E-2},{"$f":"O5809*VLOOKUP($B5809,$AR$36:$AZ$47,MATCH(AL$2,$AS$2:$BA$2,0)+1,FALSE)","v":6.1553710157650515E-2},{"$f":"P5809*VLOOKUP($B5809,$AR$36:$AZ$47,MATCH(AM$2,$AS$2:$BA$2,0)+1,FALSE)","v":1.1345308143775213E-5},{"$f":"Q5809*VLOOKUP($B5809,$AR$36:$AZ$47,MATCH(AN$2,$AS$2:$BA$2,0)+1,FALSE)","v":1.742681651747616E-3},{"$f":"R5809*VLOOKUP($B5809,$AR$36:$BA$47,MATCH(AO$2,$AS$2:$BA$2,0)+1,FALSE)","v":0},0.73836488373986531]
[2006,8,31,1,null,2013,8,31,1,0.21591330951658688,0.26448853591130078,8.7716324257784313E-3,7.1024921498076488E-2,8.6831300000000014E-2,6.2061999999999999E-2,2.2668909706010161E-5,2.4050134174594343E-3,0,0.71151938167890805,null,null,0.20442995825592317,6.2233967827451116E-2,0.23412399785729679,6.8445965773366965E-2,5.7211031205442811E-2,4.9056525375532328E-3,1.1345308143775213E-5,1.7579139848794942E-3,0,0.63311983275005723,null,{"$f":"J5811*VLOOKUP($B5811,$AR$36:$AZ$47,MATCH(AG$2,$AS$2:$BA$2,0)+1,FALSE)","v":0.22500048109760812},{"$f":"K5811*VLOOKUP($B5811,$AR$36:$AZ$47,MATCH(AH$2,$AS$2:$BA$2,0)+1,FALSE)","v":0.23832493842952329},{"$f":"L5811*VLOOKUP($B5811,$AR$36:$AZ$47,MATCH(AI$2,$AS$2:$BA$2,0)+1,FALSE)","v":3.5561213028528823E-3},{"$f":"M5811*VLOOKUP($B5811,$AR$36:$AZ$47,MATCH(AJ$2,$AS$2:$BA$2,0)+1,FALSE)","v":6.2656467186028478E-2},{"$f":"N5811*VLOOKUP($B5811,$AR$36:$AZ$47,MATCH(AK$2,$AS$2:$BA$2,0)+1,FALSE)","v":6.9716421601520237E-2},{"$f":"O5811*VLOOKUP($B5811,$AR$36:$AZ$47,MATCH(AL$2,$AS$2:$BA$2,0)+1,FALSE)","v":5.8049877823427333E-2},{"$f":"P5811*VLOOKUP($B5811,$AR$36:$AZ$47,MATCH(AM$2,$AS$2:$BA$2,0)+1,FALSE)","v":1.1345308143775213E-5},{"$f":"Q5811*VLOOKUP($B5811,$AR$36:$AZ$47,MATCH(AN$2,$AS$2:$BA$2,0)+1,FALSE)","v":1.742681651747616E-3},{"$f":"R5811*VLOOKUP($B5811,$AR$36:$BA$47,MATCH(AO$2,$AS$2:$BA$2,0)+1,FALSE)","v":0},0.65905833440085171]
[2006,8,31,9,null,2013,8,31,9,0.24668107089165542,0.34800973765186488,0,9.8829333995011426E-2,9.3639099999999975E-2,6.8278000000000005E-2,0,1.952571151976176E-3,0,0.85738981369050793,null,null,0.23356133597235926,8.6596950232750797E-2,0.30805656960363687,7.3812307700666505E-2,6.2941168325951868E-2,0,0,1.4272070623859959E-3,0,0.76639553889775125,null,{"$f":"J5819*VLOOKUP($B5819,$AR$36:$AZ$47,MATCH(AG$2,$AS$2:$BA$2,0)+1,FALSE)","v":0.25706316925326816},{"$f":"K5819*VLOOKUP($B5819,$AR$36:$AZ$47,MATCH(AH$2,$AS$2:$BA$2,0)+1,FALSE)","v":0.31358409926156466},{"$f":"L5819*VLOOKUP($B5819,$AR$36:$AZ$47,MATCH(AI$2,$AS$2:$BA$2,0)+1,FALSE)","v":0},{"$f":"M5819*VLOOKUP($B5819,$AR$36:$AZ$47,MATCH(AJ$2,$AS$2:$BA$2,0)+1,FALSE)","v":8.7184847119376019E-2},{"$f":"N5819*VLOOKUP($B5819,$AR$36:$AZ$47,MATCH(AK$2,$AS$2:$BA$2,0)+1,FALSE)","v":7.518237057359399E-2},{"$f":"O5819*VLOOKUP($B5819,$AR$36:$AZ$47,MATCH(AL$2,$AS$2:$BA$2,0)+1,FALSE)","v":6.3864032065160198E-2},{"$f":"P5819*VLOOKUP($B5819,$AR$36:$AZ$47,MATCH(AM$2,$AS$2:$BA$2,0)+1,FALSE)","v":0},{"$f":"Q5819*VLOOKUP($B5819,$AR$36:$AZ$47,MATCH(AN$2,$AS$2:$BA$2,0)+1,FALSE)","v":1.414840306327722E-3},{"$f":"R5819*VLOOKUP($B5819,$AR$36:$BA$47,MATCH(AO$2,$AS$2:$BA$2,0)+1,FALSE)","v":0},0.79829335857929085]
[2006,8,31,18,null,2013,8,31,18,0.33420605850398671,0.35292241828053833,0,0.10448837633212509,9.2531000000000002E-2,6.7140000000000005E-2,0,1.952571151976176E-3,0,0.95324042426862632,null,null,0.31643130635074634,9.1555557033205393E-2,0.31240525120156759,7.2938832644166535E-2,6.1892118125961633E-2,0,0,1.4272070623859959E-3,{"$f":"$R5828*$BA$6","v":0},0.85665027241803349,null,{"$f":"J5828*VLOOKUP($B5828,$AR$36:$AZ$47,MATCH(AG$2,$AS$2:$BA$2,0)+1,FALSE)","v":0.34827183241964821},{"$f":"K5828*VLOOKUP($B5828,$AR$36:$AZ$47,MATCH(AH$2,$AS$2:$BA$2,0)+1,FALSE)","v":0.31801081025044908},{"$f":"L5828*VLOOKUP($B5828,$AR$36:$AZ$47,MATCH(AI$2,$AS$2:$BA$2,0)+1,FALSE)","v":0},{"$f":"M5828*VLOOKUP($B5828,$AR$36:$AZ$47,MATCH(AJ$2,$AS$2:$BA$2,0)+1,FALSE)","v":9.217711733975649E-2},{"$f":"N5828*VLOOKUP($B5828,$AR$36:$AZ$47,MATCH(AK$2,$AS$2:$BA$2,0)+1,FALSE)","v":7.4292682560439249E-2},{"$f":"O5828*VLOOKUP($B5828,$AR$36:$AZ$47,MATCH(AL$2,$AS$2:$BA$2,0)+1,FALSE)","v":6.2799600352307555E-2},{"$f":"P5828*VLOOKUP($B5828,$AR$36:$AZ$47,MATCH(AM$2,$AS$2:$BA$2,0)+1,FALSE)","v":0},{"$f":"Q5828*VLOOKUP($B5828,$AR$36:$AZ$47,MATCH(AN$2,$AS$2:$BA$2,0)+1,FALSE)","v":1.414840306327722E-3},{"$f":"R5828*VLOOKUP($B5828,$AR$36:$BA$47,MATCH(AO$2,$AS$2:$BA$2,0)+1,FALSE)","v":0},{"$f":"SUM(AG5828:AO5828)","v":0.89696688322892837}]
[2006,8,31,23,null,2013,8,31,23,0.29003428461383496,0.25883416007235138,8.7716324257784313E-3,6.6626363295904378E-2,8.5118900000000011E-2,6.1768999999999998E-2,2.2668909706010161E-5,2.4050134174594343E-3,0,0.77358202273503451,null,null,0.27460880864242376,5.8379831506461817E-2,0.22911877117614302,6.7096142935400532E-2,5.6940933043230918E-2,4.9056525375532328E-3,1.1345308143775213E-5,1.7579139848794942E-3,0,0.69281939913423651,null,{"$f":"J5833*VLOOKUP($B5833,$AR$36:$AZ$47,MATCH(AG$2,$AS$2:$BA$2,0)+1,FALSE)","v":0.30224099532826731},{"$f":"K5833*VLOOKUP($B5833,$AR$36:$AZ$47,MATCH(AH$2,$AS$2:$BA$2,0)+1,FALSE)","v":0.23322990181845851},{"$f":"L5833*VLOOKUP($B5833,$AR$36:$AZ$47,MATCH(AI$2,$AS$2:$BA$2,0)+1,FALSE)","v":3.5561213028528823E-3},{"$f":"M5833*VLOOKUP($B5833,$AR$36:$AZ$47,MATCH(AJ$2,$AS$2:$BA$2,0)+1,FALSE)","v":5.8776165570099244E-2},{"$f":"N5833*VLOOKUP($B5833,$AR$36:$AZ$47,MATCH(AK$2,$AS$2:$BA$2,0)+1,FALSE)","v":6.8341544105151503E-2},{"$f":"O5833*VLOOKUP($B5833,$AR$36:$AZ$47,MATCH(AL$2,$AS$2:$BA$2,0)+1,FALSE)","v":5.7775819394722747E-2},{"$f":"P5833*VLOOKUP($B5833,$AR$36:$AZ$47,MATCH(AM$2,$AS$2:$BA$2,0)+1,FALSE)","v":1.1345308143775213E-5},{"$f":"Q5833*VLOOKUP($B5833,$AR$36:$AZ$47,MATCH(AN$2,$AS$2:$BA$2,0)+1,FALSE)","v":1.742681651747616E-3},{"$f":"R5833*VLOOKUP($B5833,$AR$36:$BA$47,MATCH(AO$2,$AS$2:$BA$2,0)+1,FALSE)","v":0},0.7256745744794435]
[2006,9,1,11,null,2013,9,1,11,0.2929528256607038,0.34671783513847287,0,9.5733149858482164E-2,9.4544800000000012E-2,6.8498000000000003E-2,0,1.952571151976176E-3,0,0.90039918180963496,null,null,0.27737212705811298,8.3883989487755883E-2,0.30691298362462616,7.4526238175056964E-2,6.3143972406793564E-2,0,0,1.4272070623859959E-3,0,0.80726651781473158,null,{"$f":"J5845*VLOOKUP($B5845,$AR$36:$AZ$47,MATCH(AG$2,$AS$2:$BA$2,0)+1,FALSE)","v":0.26613740089744009},{"$f":"K5845*VLOOKUP($B5845,$AR$36:$AZ$47,MATCH(AH$2,$AS$2:$BA$2,0)+1,FALSE)","v":0.30829643546968799},{"$f":"L5845*VLOOKUP($B5845,$AR$36:$AZ$47,MATCH(AI$2,$AS$2:$BA$2,0)+1,FALSE)","v":0},{"$f":"M5845*VLOOKUP($B5845,$AR$36:$AZ$47,MATCH(AJ$2,$AS$2:$BA$2,0)+1,FALSE)","v":8.3112128356060092E-2},{"$f":"N5845*VLOOKUP($B5845,$AR$36:$AZ$47,MATCH(AK$2,$AS$2:$BA$2,0)+1,FALSE)","v":7.4852082369882944E-2},{"$f":"O5845*VLOOKUP($B5845,$AR$36:$AZ$47,MATCH(AL$2,$AS$2:$BA$2,0)+1,FALSE)","v":6.8497134818798516E-2},{"$f":"P5845*VLOOKUP($B5845,$AR$36:$AZ$47,MATCH(AM$2,$AS$2:$BA$2,0)+1,FALSE)","v":0},{"$f":"Q5845*VLOOKUP($B5845,$AR$36:$AZ$47,MATCH(AN$2,$AS$2:$BA$2,0)+1,FALSE)","v":1.3975758305443935E-3},{"$f":"R5845*VLOOKUP($B5845,$AR$36:$BA$47,MATCH(AO$2,$AS$2:$BA$2,0)+1,FALSE)","v":0},0.80229275774241393]
[2006,9,1,20,null,2013,9,1,20,0.39165745226164261,0.32098450195312062,8.7716324257784313E-3,9.1251206226843004E-2,8.9216500000000004E-2,6.5231999999999998E-2,2.2668909706010161E-5,2.4050134174594343E-3,0,0.96954097519455018,null,null,0.37082714722742904,7.995678858569738E-2,0.2841339591092914,7.0326132459373442E-2,6.013325364302545E-2,4.9056525375532328E-3,1.1345308143775213E-5,1.7579139848794942E-3,0,0.87205219285539315,null,{"$f":"J5854*VLOOKUP($B5854,$AR$36:$AZ$47,MATCH(AG$2,$AS$2:$BA$2,0)+1,FALSE)","v":0.35580710359063333},{"$f":"K5854*VLOOKUP($B5854,$AR$36:$AZ$47,MATCH(AH$2,$AS$2:$BA$2,0)+1,FALSE)","v":0.28541473141593077},{"$f":"L5854*VLOOKUP($B5854,$AR$36:$AZ$47,MATCH(AI$2,$AS$2:$BA$2,0)+1,FALSE)","v":4.8805059774170365E-3},{"$f":"M5854*VLOOKUP($B5854,$AR$36:$AZ$47,MATCH(AJ$2,$AS$2:$BA$2,0)+1,FALSE)","v":7.9221063714939699E-2},{"$f":"N5854*VLOOKUP($B5854,$AR$36:$AZ$47,MATCH(AK$2,$AS$2:$BA$2,0)+1,FALSE)","v":7.0633612919511812E-2},{"$f":"O5854*VLOOKUP($B5854,$AR$36:$AZ$47,MATCH(AL$2,$AS$2:$BA$2,0)+1,FALSE)","v":6.5231176070832217E-2},{"$f":"P5854*VLOOKUP($B5854,$AR$36:$AZ$47,MATCH(AM$2,$AS$2:$BA$2,0)+1,FALSE)","v":1.1345308143775213E-5},{"$f":"Q5854*VLOOKUP($B5854,$AR$36:$AZ$47,MATCH(AN$2,$AS$2:$BA$2,0)+1,FALSE)","v":1.7214167181433858E-3},{"$f":"R5854*VLOOKUP($B5854,$AR$36:$BA$47,MATCH(AO$2,$AS$2:$BA$2,0)+1,FALSE)","v":0},0.86292095571555205]
[2006,9,2,4,null,2013,9,2,4,0.1988419519672773,0.27594422951172942,8.7716324257784313E-3,9.0538392323400968E-2,8.3837999999999982E-2,5.9775000000000002E-2,2.2668909706010161E-5,2.4050134174594343E-3,0,0.72013688855535163,null,null,0.18826654100762613,7.9332201657643223E-2,0.24426452351266983,6.6086455903660746E-2,5.510279060142026E-2,4.9056525375532328E-3,1.1345308143775213E-5,1.7579139848794942E-3,0,0.63972742451359665,null,{"$f":"J5862*VLOOKUP($B5862,$AR$36:$AZ$47,MATCH(AG$2,$AS$2:$BA$2,0)+1,FALSE)","v":0.18064096212963515},{"$f":"K5862*VLOOKUP($B5862,$AR$36:$AZ$47,MATCH(AH$2,$AS$2:$BA$2,0)+1,FALSE)","v":0.24536557893804103},{"$f":"L5862*VLOOKUP($B5862,$AR$36:$AZ$47,MATCH(AI$2,$AS$2:$BA$2,0)+1,FALSE)","v":4.8805059774170365E-3},{"$f":"M5862*VLOOKUP($B5862,$AR$36:$AZ$47,MATCH(AJ$2,$AS$2:$BA$2,0)+1,FALSE)","v":7.8602223942881258E-2},{"$f":"N5862*VLOOKUP($B5862,$AR$36:$AZ$47,MATCH(AK$2,$AS$2:$BA$2,0)+1,FALSE)","v":6.6375399617178782E-2},{"$f":"O5862*VLOOKUP($B5862,$AR$36:$AZ$47,MATCH(AL$2,$AS$2:$BA$2,0)+1,FALSE)","v":5.9774244996841974E-2},{"$f":"P5862*VLOOKUP($B5862,$AR$36:$AZ$47,MATCH(AM$2,$AS$2:$BA$2,0)+1,FALSE)","v":1.1345308143775213E-5},{"$f":"Q5862*VLOOKUP($B5862,$AR$36:$AZ$47,MATCH(AN$2,$AS$2:$BA$2,0)+1,FALSE)","v":1.7214167181433858E-3},{"$f":"R5862*VLOOKUP($B5862,$AR$36:$BA$47,MATCH(AO$2,$AS$2:$BA$2,0)+1,FALSE)","v":0},0.6373716776282824]
[2006,9,2,10,null,2013,9,2,10,0.32256466495730152,0.36622759249983905,0,0.11287625379923877,9.7616999999999968E-2,6.9894999999999999E-2,0,1.952571151976176E-3,5.7408000000000014E-4,0.97170716240835553,null,null,0.30540906042196164,9.8905243388622083E-2,0.32418292833104134,7.6947942054291008E-2,6.4431778320138341E-2,0,0,1.4272070623859959E-3,5.7408000000000014E-4,0.87187823957844046,null,{"$f":"J5868*VLOOKUP($B5868,$AR$36:$AZ$47,MATCH(AG$2,$AS$2:$BA$2,0)+1,FALSE)","v":0.29303872171049383},{"$f":"K5868*VLOOKUP($B5868,$AR$36:$AZ$47,MATCH(AH$2,$AS$2:$BA$2,0)+1,FALSE)","v":0.32564422679108196},{"$f":"L5868*VLOOKUP($B5868,$AR$36:$AZ$47,MATCH(AI$2,$AS$2:$BA$2,0)+1,FALSE)","v":0},{"$f":"M5868*VLOOKUP($B5868,$AR$36:$AZ$47,MATCH(AJ$2,$AS$2:$BA$2,0)+1,FALSE)","v":9.7995163723136769E-2},{"$f":"N5868*VLOOKUP($B5868,$AR$36:$AZ$47,MATCH(AK$2,$AS$2:$BA$2,0)+1,FALSE)","v":7.7284374441543693E-2},{"$f":"O5868*VLOOKUP($B5868,$AR$36:$AZ$47,MATCH(AL$2,$AS$2:$BA$2,0)+1,FALSE)","v":6.989411717363897E-2},{"$f":"P5868*VLOOKUP($B5868,$AR$36:$AZ$47,MATCH(AM$2,$AS$2:$BA$2,0)+1,FALSE)","v":0},{"$f":"Q5868*VLOOKUP($B5868,$AR$36:$AZ$47,MATCH(AN$2,$AS$2:$BA$2,0)+1,FALSE)","v":1.3975758305443935E-3},{"$f":"R5868*VLOOKUP($B5868,$AR$36:$BA$47,MATCH(AO$2,$AS$2:$BA$2,0)+1,FALSE)","v":5.7408000000000014E-4},0.86582825967043953]
[2006,9,2,13,null,2013,9,2,13,0.37248239172503611,0.37277787615712132,0,9.921257011399591E-2,9.9960199999999985E-2,7.2622999999999993E-2,0,1.952571151976176E-3,0,1.0190086091481292,null,null,0.35267191245366847,8.6932752142786604E-2,0.32998120836483663,7.8795001662982284E-2,6.6946548922575372E-2,0,0,1.4272070623859959E-3,0,0.91675463060923523,null,{"$f":"J5871*VLOOKUP($B5871,$AR$36:$AZ$47,MATCH(AG$2,$AS$2:$BA$2,0)+1,FALSE)","v":0.33838723142604799},{"$f":"K5871*VLOOKUP($B5871,$AR$36:$AZ$47,MATCH(AH$2,$AS$2:$BA$2,0)+1,FALSE)","v":0.33146864335750681},{"$f":"L5871*VLOOKUP($B5871,$AR$36:$AZ$47,MATCH(AI$2,$AS$2:$BA$2,0)+1,FALSE)","v":0},{"$f":"M5871*VLOOKUP($B5871,$AR$36:$AZ$47,MATCH(AJ$2,$AS$2:$BA$2,0)+1,FALSE)","v":8.613283772693546E-2},{"$f":"N5871*VLOOKUP($B5871,$AR$36:$AZ$47,MATCH(AK$2,$AS$2:$BA$2,0)+1,FALSE)","v":7.913950977853855E-2},{"$f":"O5871*VLOOKUP($B5871,$AR$36:$AZ$47,MATCH(AL$2,$AS$2:$BA$2,0)+1,FALSE)","v":7.2622082716949463E-2},{"$f":"P5871*VLOOKUP($B5871,$AR$36:$AZ$47,MATCH(AM$2,$AS$2:$BA$2,0)+1,FALSE)","v":0},{"$f":"Q5871*VLOOKUP($B5871,$AR$36:$AZ$47,MATCH(AN$2,$AS$2:$BA$2,0)+1,FALSE)","v":1.3975758305443935E-3},{"$f":"R5871*VLOOKUP($B5871,$AR$36:$BA$47,MATCH(AO$2,$AS$2:$BA$2,0)+1,FALSE)","v":0},0.90914788083652265]
[2006,9,2,20,null,2013,9,2,20,0.46120948728088823,0.33968889030771549,8.7716324257784313E-3,9.6760416691654014E-2,8.9141799999999993E-2,6.4640000000000003E-2,2.2668909706010161E-5,2.4050134174594343E-3,0,1.0626399090332015,null,null,0.43668005665405518,8.4784108624776769E-2,0.30069099498974944,7.0267249157577066E-2,5.9587526298215072E-2,4.9056525375532328E-3,1.1345308143775213E-5,1.7579139848794942E-3,0,0.95868484755495009,null,{"$f":"J5878*VLOOKUP($B5878,$AR$36:$AZ$47,MATCH(AG$2,$AS$2:$BA$2,0)+1,FALSE)","v":0.41899269596511479},{"$f":"K5878*VLOOKUP($B5878,$AR$36:$AZ$47,MATCH(AH$2,$AS$2:$BA$2,0)+1,FALSE)","v":0.30204640037827102},{"$f":"L5878*VLOOKUP($B5878,$AR$36:$AZ$47,MATCH(AI$2,$AS$2:$BA$2,0)+1,FALSE)","v":4.8805059774170365E-3},{"$f":"M5878*VLOOKUP($B5878,$AR$36:$AZ$47,MATCH(AJ$2,$AS$2:$BA$2,0)+1,FALSE)","v":8.4003965018916299E-2},{"$f":"N5878*VLOOKUP($B5878,$AR$36:$AZ$47,MATCH(AK$2,$AS$2:$BA$2,0)+1,FALSE)","v":7.0574472167688015E-2},{"$f":"O5878*VLOOKUP($B5878,$AR$36:$AZ$47,MATCH(AL$2,$AS$2:$BA$2,0)+1,FALSE)","v":6.4639183548236973E-2},{"$f":"P5878*VLOOKUP($B5878,$AR$36:$AZ$47,MATCH(AM$2,$AS$2:$BA$2,0)+1,FALSE)","v":1.1345308143775213E-5},{"$f":"Q5878*VLOOKUP($B5878,$AR$36:$AZ$47,MATCH(AN$2,$AS$2:$BA$2,0)+1,FALSE)","v":1.7214167181433858E-3},{"$f":"R5878*VLOOKUP($B5878,$AR$36:$BA$47,MATCH(AO$2,$AS$2:$BA$2,0)+1,FALSE)","v":0},0.94686998508193121]
[2006,9,3,6,null,2013,9,3,6,0.18906815791864756,0.35067530613659964,5.8477549505189562E-3,9.6586806462009692E-2,0.1065781,6.3856999999999997E-2,1.5112606470673445E-5,2.2541993289650142E-3,0,0.81488243740321142,null,null,0.17901256628120996,8.4631986620016877E-2,0.31041611818693654,8.4011652304992315E-2,5.886572813776484E-2,3.2704350250354892E-3,7.5635387625168115E-6,1.6476783440483277E-3,0,0.72186372843876678,null,{"$f":"J5888*VLOOKUP($B5888,$AR$36:$AZ$47,MATCH(AG$2,$AS$2:$BA$2,0)+1,FALSE)","v":0.17176181191443346},{"$f":"K5888*VLOOKUP($B5888,$AR$36:$AZ$47,MATCH(AH$2,$AS$2:$BA$2,0)+1,FALSE)","v":0.31181536088553768},{"$f":"L5888*VLOOKUP($B5888,$AR$36:$AZ$47,MATCH(AI$2,$AS$2:$BA$2,0)+1,FALSE)","v":3.2536706516113592E-3},{"$f":"M5888*VLOOKUP($B5888,$AR$36:$AZ$47,MATCH(AJ$2,$AS$2:$BA$2,0)+1,FALSE)","v":8.3853242769502651E-2},{"$f":"N5888*VLOOKUP($B5888,$AR$36:$AZ$47,MATCH(AK$2,$AS$2:$BA$2,0)+1,FALSE)","v":8.4378968700823523E-2},{"$f":"O5888*VLOOKUP($B5888,$AR$36:$AZ$47,MATCH(AL$2,$AS$2:$BA$2,0)+1,FALSE)","v":6.385619343811523E-2},{"$f":"P5888*VLOOKUP($B5888,$AR$36:$AZ$47,MATCH(AM$2,$AS$2:$BA$2,0)+1,FALSE)","v":7.5635387625168115E-6},{"$f":"Q5888*VLOOKUP($B5888,$AR$36:$AZ$47,MATCH(AN$2,$AS$2:$BA$2,0)+1,FALSE)","v":1.613469755610388E-3},{"$f":"R5888*VLOOKUP($B5888,$AR$36:$BA$47,MATCH(AO$2,$AS$2:$BA$2,0)+1,FALSE)","v":0},0.72054028165439676]
[2006,9,3,17,null,2013,9,3,17,0.30002120383040459,0.48545765510764449,0,0.13479609846980223,0.11554080000000001,7.2578000000000004E-2,0,1.952571151976176E-3,0,1.1103463285598274,null,null,0.28406457347285335,0.11811200742633407,0.42972481439553484,9.1076623777686577E-2,6.6905066269675947E-2,0,0,1.4272070623859959E-3,0,0.99131029240447077,null,{"$f":"J5899*VLOOKUP($B5899,$AR$36:$AZ$47,MATCH(AG$2,$AS$2:$BA$2,0)+1,FALSE)","v":0.27255877536413708},{"$f":"K5899*VLOOKUP($B5899,$AR$36:$AZ$47,MATCH(AH$2,$AS$2:$BA$2,0)+1,FALSE)","v":0.43166185720266315},{"$f":"L5899*VLOOKUP($B5899,$AR$36:$AZ$47,MATCH(AI$2,$AS$2:$BA$2,0)+1,FALSE)","v":0},{"$f":"M5899*VLOOKUP($B5899,$AR$36:$AZ$47,MATCH(AJ$2,$AS$2:$BA$2,0)+1,FALSE)","v":0.11702519612568342},{"$f":"N5899*VLOOKUP($B5899,$AR$36:$AZ$47,MATCH(AK$2,$AS$2:$BA$2,0)+1,FALSE)","v":9.1474829696420859E-2},{"$f":"O5899*VLOOKUP($B5899,$AR$36:$AZ$47,MATCH(AL$2,$AS$2:$BA$2,0)+1,FALSE)","v":7.2577083285333285E-2},{"$f":"P5899*VLOOKUP($B5899,$AR$36:$AZ$47,MATCH(AM$2,$AS$2:$BA$2,0)+1,FALSE)","v":0},{"$f":"Q5899*VLOOKUP($B5899,$AR$36:$AZ$47,MATCH(AN$2,$AS$2:$BA$2,0)+1,FALSE)","v":1.3975758305443935E-3},{"$f":"R5899*VLOOKUP($B5899,$AR$36:$BA$47,MATCH(AO$2,$AS$2:$BA$2,0)+1,FALSE)","v":0},0.98669531750478212]
[2006,9,3,23,null,2013,9,3,23,0.27631307685111978,0.28246281185288313,8.7716324257784313E-3,6.3253535914519307E-2,8.7453000000000045E-2,5.9642000000000001E-2,2.2668909706010161E-5,2.4050134174594343E-3,0,0.78032373937146604,null,null,0.26161736343493308,5.5424468426668067E-2,0.250034741691747,6.8936029344006861E-2,5.4980186316184142E-2,4.9056525375532328E-3,1.1345308143775213E-5,1.7579139848794942E-3,0,0.69766770104411568,null,{"$f":"J5905*VLOOKUP($B5905,$AR$36:$AZ$47,MATCH(AG$2,$AS$2:$BA$2,0)+1,FALSE)","v":0.25102077080595231},{"$f":"K5905*VLOOKUP($B5905,$AR$36:$AZ$47,MATCH(AH$2,$AS$2:$BA$2,0)+1,FALSE)","v":0.2511618071571366},{"$f":"L5905*VLOOKUP($B5905,$AR$36:$AZ$47,MATCH(AI$2,$AS$2:$BA$2,0)+1,FALSE)","v":4.8805059774170365E-3},{"$f":"M5905*VLOOKUP($B5905,$AR$36:$AZ$47,MATCH(AJ$2,$AS$2:$BA$2,0)+1,FALSE)","v":5.4914478460946534E-2},{"$f":"N5905*VLOOKUP($B5905,$AR$36:$AZ$47,MATCH(AK$2,$AS$2:$BA$2,0)+1,FALSE)","v":6.9237431984555217E-2},{"$f":"O5905*VLOOKUP($B5905,$AR$36:$AZ$47,MATCH(AL$2,$AS$2:$BA$2,0)+1,FALSE)","v":5.9641246676731895E-2},{"$f":"P5905*VLOOKUP($B5905,$AR$36:$AZ$47,MATCH(AM$2,$AS$2:$BA$2,0)+1,FALSE)","v":1.1345308143775213E-5},{"$f":"Q5905*VLOOKUP($B5905,$AR$36:$AZ$47,MATCH(AN$2,$AS$2:$BA$2,0)+1,FALSE)","v":1.7214167181433858E-3},{"$f":"R5905*VLOOKUP($B5905,$AR$36:$BA$47,MATCH(AO$2,$AS$2:$BA$2,0)+1,FALSE)","v":0},0.69258900308902671]
[2006,9,4,7,null,2013,9,4,7,0.23614896382720851,0.3390508191611869,0,7.8382691280837039E-2,0.10981210000000002,6.8719000000000002E-2,0,1.952571151976176E-3,0,0.83406614542120872,null,null,0.22358937911452417,6.8681045814781419E-2,0.30012617743639897,8.6560897258264588E-2,6.3347698324366361E-2,0,0,1.4272070623859959E-3,0,0.74373240501072146,null,{"$f":"J5913*VLOOKUP($B5913,$AR$36:$AZ$47,MATCH(AG$2,$AS$2:$BA$2,0)+1,FALSE)","v":0.21453307820415815},{"$f":"K5913*VLOOKUP($B5913,$AR$36:$AZ$47,MATCH(AH$2,$AS$2:$BA$2,0)+1,FALSE)","v":0.30147903683329424},{"$f":"L5913*VLOOKUP($B5913,$AR$36:$AZ$47,MATCH(AI$2,$AS$2:$BA$2,0)+1,FALSE)","v":0},{"$f":"M5913*VLOOKUP($B5913,$AR$36:$AZ$47,MATCH(AJ$2,$AS$2:$BA$2,0)+1,FALSE)","v":6.8049075040949952E-2},{"$f":"N5913*VLOOKUP($B5913,$AR$36:$AZ$47,MATCH(AK$2,$AS$2:$BA$2,0)+1,FALSE)","v":8.6939359482592626E-2},{"$f":"O5913*VLOOKUP($B5913,$AR$36:$AZ$47,MATCH(AL$2,$AS$2:$BA$2,0)+1,FALSE)","v":6.8718132027402484E-2},{"$f":"P5913*VLOOKUP($B5913,$AR$36:$AZ$47,MATCH(AM$2,$AS$2:$BA$2,0)+1,FALSE)","v":0},{"$f":"Q5913*VLOOKUP($B5913,$AR$36:$AZ$47,MATCH(AN$2,$AS$2:$BA$2,0)+1,FALSE)","v":1.3975758305443935E-3},{"$f":"R5913*VLOOKUP($B5913,$AR$36:$BA$47,MATCH(AO$2,$AS$2:$BA$2,0)+1,FALSE)","v":0},0.74111625741894183]
[2006,9,4,16,null,2013,9,4,16,0.22893807302832575,0.42284664554914464,0,0.11009585719681014,0.12299329999999999,7.7620999999999996E-2,0,1.952571151976176E-3,0,0.96444744692625661,null,null,0.21676199960603501,9.6468984269239832E-2,0.37430184561841784,9.6951159341774826E-2,7.1553888904606303E-2,0,0,1.4272070623859959E-3,0,0.85746508480245975,null,{"$f":"J5922*VLOOKUP($B5922,$AR$36:$AZ$47,MATCH(AG$2,$AS$2:$BA$2,0)+1,FALSE)","v":0.20798223599588875},{"$f":"K5922*VLOOKUP($B5922,$AR$36:$AZ$47,MATCH(AH$2,$AS$2:$BA$2,0)+1,FALSE)","v":0.37598906188674031},{"$f":"L5922*VLOOKUP($B5922,$AR$36:$AZ$47,MATCH(AI$2,$AS$2:$BA$2,0)+1,FALSE)","v":0},{"$f":"M5922*VLOOKUP($B5922,$AR$36:$AZ$47,MATCH(AJ$2,$AS$2:$BA$2,0)+1,FALSE)","v":9.5581321917624237E-2},{"$f":"N5922*VLOOKUP($B5922,$AR$36:$AZ$47,MATCH(AK$2,$AS$2:$BA$2,0)+1,FALSE)","v":9.7375049950327475E-2},{"$f":"O5922*VLOOKUP($B5922,$AR$36:$AZ$47,MATCH(AL$2,$AS$2:$BA$2,0)+1,FALSE)","v":7.7620019588454547E-2},{"$f":"P5922*VLOOKUP($B5922,$AR$36:$AZ$47,MATCH(AM$2,$AS$2:$BA$2,0)+1,FALSE)","v":0},{"$f":"Q5922*VLOOKUP($B5922,$AR$36:$AZ$47,MATCH(AN$2,$AS$2:$BA$2,0)+1,FALSE)","v":1.3975758305443935E-3},{"$f":"R5922*VLOOKUP($B5922,$AR$36:$BA$47,MATCH(AO$2,$AS$2:$BA$2,0)+1,FALSE)","v":0},0.85594526516957958]
[2006,9,4,21,null,2013,9,4,21,0.35661207013557417,0.31797761329930024,8.7716324257784313E-3,7.4876331604708829E-2,9.1079799999999989E-2,6.1378000000000002E-2,2.2668909706010161E-5,2.4050134174594343E-3,0,0.91312312979252708,null,null,0.33764565405715891,6.5608678106757357E-2,0.28147227553076287,7.1794904296550971E-2,5.658049488137136E-2,4.9056525375532328E-3,1.1345308143775213E-5,1.7579139848794942E-3,0,0.81977691870317804,null,{"$f":"J5927*VLOOKUP($B5927,$AR$36:$AZ$47,MATCH(AG$2,$AS$2:$BA$2,0)+1,FALSE)","v":0.32396959906595674},{"$f":"K5927*VLOOKUP($B5927,$AR$36:$AZ$47,MATCH(AH$2,$AS$2:$BA$2,0)+1,FALSE)","v":0.28274104993814686},{"$f":"L5927*VLOOKUP($B5927,$AR$36:$AZ$47,MATCH(AI$2,$AS$2:$BA$2,0)+1,FALSE)","v":4.8805059774170365E-3},{"$f":"M5927*VLOOKUP($B5927,$AR$36:$AZ$47,MATCH(AJ$2,$AS$2:$BA$2,0)+1,FALSE)","v":6.5004977819708668E-2},{"$f":"N5927*VLOOKUP($B5927,$AR$36:$AZ$47,MATCH(AK$2,$AS$2:$BA$2,0)+1,FALSE)","v":7.2108806532273195E-2},{"$f":"O5927*VLOOKUP($B5927,$AR$36:$AZ$47,MATCH(AL$2,$AS$2:$BA$2,0)+1,FALSE)","v":6.1377224749747668E-2},{"$f":"P5927*VLOOKUP($B5927,$AR$36:$AZ$47,MATCH(AM$2,$AS$2:$BA$2,0)+1,FALSE)","v":1.1345308143775213E-5},{"$f":"Q5927*VLOOKUP($B5927,$AR$36:$AZ$47,MATCH(AN$2,$AS$2:$BA$2,0)+1,FALSE)","v":1.7214167181433858E-3},{"$f":"R5927*VLOOKUP($B5927,$AR$36:$BA$47,MATCH(AO$2,$AS$2:$BA$2,0)+1,FALSE)","v":0},0.81181492610953743]
[2006,9,5,1,null,2013,9,5,1,0.20717470771758081,0.24098752932720413,8.7716324257784313E-3,6.1232181932852119E-2,8.0946499999999991E-2,5.4747999999999998E-2,2.2668909706010161E-5,2.4050134174594343E-3,0,0.65628823373058109,null,null,0.19615611907025357,5.3653303094702544E-2,0.21332101826431901,6.3807191283256695E-2,5.0468717354187474E-2,4.9056525375532328E-3,1.1345308143775213E-5,1.7579139848794942E-3,0,0.58408126089729573,null,{"$f":"J5931*VLOOKUP($B5931,$AR$36:$AZ$47,MATCH(AG$2,$AS$2:$BA$2,0)+1,FALSE)","v":0.18821097942746268},{"$f":"K5931*VLOOKUP($B5931,$AR$36:$AZ$47,MATCH(AH$2,$AS$2:$BA$2,0)+1,FALSE)","v":0.21428259164848446},{"$f":"L5931*VLOOKUP($B5931,$AR$36:$AZ$47,MATCH(AI$2,$AS$2:$BA$2,0)+1,FALSE)","v":4.8805059774170365E-3},{"$f":"M5931*VLOOKUP($B5931,$AR$36:$AZ$47,MATCH(AJ$2,$AS$2:$BA$2,0)+1,FALSE)","v":5.3159610561731872E-2},{"$f":"N5931*VLOOKUP($B5931,$AR$36:$AZ$47,MATCH(AK$2,$AS$2:$BA$2,0)+1,FALSE)","v":6.40861695783769E-2},{"$f":"O5931*VLOOKUP($B5931,$AR$36:$AZ$47,MATCH(AL$2,$AS$2:$BA$2,0)+1,FALSE)","v":5.4747308491628677E-2},{"$f":"P5931*VLOOKUP($B5931,$AR$36:$AZ$47,MATCH(AM$2,$AS$2:$BA$2,0)+1,FALSE)","v":1.1345308143775213E-5},{"$f":"Q5931*VLOOKUP($B5931,$AR$36:$AZ$47,MATCH(AN$2,$AS$2:$BA$2,0)+1,FALSE)","v":1.7214167181433858E-3},{"$f":"R5931*VLOOKUP($B5931,$AR$36:$BA$47,MATCH(AO$2,$AS$2:$BA$2,0)+1,FALSE)","v":0},0.58109992771138874]
[2006,9,5,14,null,2013,9,5,14,0.19837750832547005,0.43113841375651063,0,8.1623665142960752E-2,0.12030440000000005,7.6671000000000003E-2,0,1.952571151976176E-3,0,0.91006755837691777,null,null,0.18782679880498257,7.1520875255078373E-2,0.3816416795183098,9.4831596956229489E-2,7.0678144010062616E-2,0,0,1.4272070623859959E-3,0,0.80792630160704881,null,{"$f":"J5944*VLOOKUP($B5944,$AR$36:$AZ$47,MATCH(AG$2,$AS$2:$BA$2,0)+1,FALSE)","v":0.18021903131734429},{"$f":"K5944*VLOOKUP($B5944,$AR$36:$AZ$47,MATCH(AH$2,$AS$2:$BA$2,0)+1,FALSE)","v":0.38336198108211678},{"$f":"L5944*VLOOKUP($B5944,$AR$36:$AZ$47,MATCH(AI$2,$AS$2:$BA$2,0)+1,FALSE)","v":0},{"$f":"M5944*VLOOKUP($B5944,$AR$36:$AZ$47,MATCH(AJ$2,$AS$2:$BA$2,0)+1,FALSE)","v":7.0862773702548884E-2},{"$f":"N5944*VLOOKUP($B5944,$AR$36:$AZ$47,MATCH(AK$2,$AS$2:$BA$2,0)+1,FALSE)","v":9.5246220397730466E-2},{"$f":"O5944*VLOOKUP($B5944,$AR$36:$AZ$47,MATCH(AL$2,$AS$2:$BA$2,0)+1,FALSE)","v":7.6670031587668275E-2},{"$f":"P5944*VLOOKUP($B5944,$AR$36:$AZ$47,MATCH(AM$2,$AS$2:$BA$2,0)+1,FALSE)","v":0},{"$f":"Q5944*VLOOKUP($B5944,$AR$36:$AZ$47,MATCH(AN$2,$AS$2:$BA$2,0)+1,FALSE)","v":1.3975758305443935E-3},{"$f":"R5944*VLOOKUP($B5944,$AR$36:$BA$47,MATCH(AO$2,$AS$2:$BA$2,0)+1,FALSE)","v":0},0.80775761391795309]
[2006,9,5,18,null,2013,9,5,18,0.32019870621560192,0.39974457262775692,0,0.10499668693713753,9.7410899999999967E-2,6.5876000000000004E-2,0,1.952571151976176E-3,0,0.99017943693247257,null,null,0.30316893521669391,9.2000952609454678E-2,0.35385200021203711,7.6785480896322728E-2,6.0726916497852973E-2,0,0,1.4272070623859959E-3,0,0.88796149249474743,null,{"$f":"J5948*VLOOKUP($B5948,$AR$36:$AZ$47,MATCH(AG$2,$AS$2:$BA$2,0)+1,FALSE)","v":0.29088933090422192},{"$f":"K5948*VLOOKUP($B5948,$AR$36:$AZ$47,MATCH(AH$2,$AS$2:$BA$2,0)+1,FALSE)","v":0.35544703603225802},{"$f":"L5948*VLOOKUP($B5948,$AR$36:$AZ$47,MATCH(AI$2,$AS$2:$BA$2,0)+1,FALSE)","v":0},{"$f":"M5948*VLOOKUP($B5948,$AR$36:$AZ$47,MATCH(AJ$2,$AS$2:$BA$2,0)+1,FALSE)","v":9.1154402989773189E-2},{"$f":"N5948*VLOOKUP($B5948,$AR$36:$AZ$47,MATCH(AK$2,$AS$2:$BA$2,0)+1,FALSE)","v":7.7121202969644309E-2},{"$f":"O5948*VLOOKUP($B5948,$AR$36:$AZ$47,MATCH(AL$2,$AS$2:$BA$2,0)+1,FALSE)","v":6.5875167936628384E-2},{"$f":"P5948*VLOOKUP($B5948,$AR$36:$AZ$47,MATCH(AM$2,$AS$2:$BA$2,0)+1,FALSE)","v":0},{"$f":"Q5948*VLOOKUP($B5948,$AR$36:$AZ$47,MATCH(AN$2,$AS$2:$BA$2,0)+1,FALSE)","v":1.3975758305443935E-3},{"$f":"R5948*VLOOKUP($B5948,$AR$36:$BA$47,MATCH(AO$2,$AS$2:$BA$2,0)+1,FALSE)","v":0},0.88188471666307011]
[2006,9,6,4,null,2013,9,6,4,0.16665423759599332,0.26187429769914533,8.7716324257784313E-3,7.6150296287085736E-2,8.0791199999999994E-2,5.4050000000000001E-2,2.2668909706010161E-5,2.4050134174594343E-3,0,0.65071934633516837,null,null,0.15779073050753437,6.6724960608505704E-2,0.23180988658789037,6.3684773923564933E-2,4.9825275315880636E-2,4.9056525375532328E-3,1.1345308143775213E-5,1.7579139848794942E-3,0,0.57651053877395253,null,{"$f":"J5958*VLOOKUP($B5958,$AR$36:$AZ$47,MATCH(AG$2,$AS$2:$BA$2,0)+1,FALSE)","v":0.15139954886016835},{"$f":"K5958*VLOOKUP($B5958,$AR$36:$AZ$47,MATCH(AH$2,$AS$2:$BA$2,0)+1,FALSE)","v":0.23285480105034212},{"$f":"L5958*VLOOKUP($B5958,$AR$36:$AZ$47,MATCH(AI$2,$AS$2:$BA$2,0)+1,FALSE)","v":4.8805059774170365E-3},{"$f":"M5958*VLOOKUP($B5958,$AR$36:$AZ$47,MATCH(AJ$2,$AS$2:$BA$2,0)+1,FALSE)","v":6.6110988813385535E-2},{"$f":"N5958*VLOOKUP($B5958,$AR$36:$AZ$47,MATCH(AK$2,$AS$2:$BA$2,0)+1,FALSE)","v":6.3963216984558494E-2},{"$f":"O5958*VLOOKUP($B5958,$AR$36:$AZ$47,MATCH(AL$2,$AS$2:$BA$2,0)+1,FALSE)","v":5.4049317307893079E-2},{"$f":"P5958*VLOOKUP($B5958,$AR$36:$AZ$47,MATCH(AM$2,$AS$2:$BA$2,0)+1,FALSE)","v":1.1345308143775213E-5},{"$f":"Q5958*VLOOKUP($B5958,$AR$36:$AZ$47,MATCH(AN$2,$AS$2:$BA$2,0)+1,FALSE)","v":1.7214167181433858E-3},{"$f":"R5958*VLOOKUP($B5958,$AR$36:$BA$47,MATCH(AO$2,$AS$2:$BA$2,0)+1,FALSE)","v":0},0.57499114102005178]
[2006,9,6,11,null,2013,9,6,11,0.23469313393272687,0.45460856718872572,0,0.11646400010213959,0.11994169999999997,7.8921000000000005E-2,0,1.952571151976176E-3,0,1.0065809723755681,null,null,0.22221097754575131,0.10204892427243459,0.40241734804753915,9.4545693695700109E-2,7.2752276655034517E-2,0,0,1.4272070623859959E-3,0,0.89540242727884556,null,{"$f":"J5965*VLOOKUP($B5965,$AR$36:$AZ$47,MATCH(AG$2,$AS$2:$BA$2,0)+1,FALSE)","v":0.21321050763876997},{"$f":"K5965*VLOOKUP($B5965,$AR$36:$AZ$47,MATCH(AH$2,$AS$2:$BA$2,0)+1,FALSE)","v":0.40423129875130659},{"$f":"L5965*VLOOKUP($B5965,$AR$36:$AZ$47,MATCH(AI$2,$AS$2:$BA$2,0)+1,FALSE)","v":0},{"$f":"M5965*VLOOKUP($B5965,$AR$36:$AZ$47,MATCH(AJ$2,$AS$2:$BA$2,0)+1,FALSE)","v":0.10110991792976703},{"$f":"N5965*VLOOKUP($B5965,$AR$36:$AZ$47,MATCH(AK$2,$AS$2:$BA$2,0)+1,FALSE)","v":9.4959067108754638E-2},{"$f":"O5965*VLOOKUP($B5965,$AR$36:$AZ$47,MATCH(AL$2,$AS$2:$BA$2,0)+1,FALSE)","v":7.8920003168477887E-2},{"$f":"P5965*VLOOKUP($B5965,$AR$36:$AZ$47,MATCH(AM$2,$AS$2:$BA$2,0)+1,FALSE)","v":0},{"$f":"Q5965*VLOOKUP($B5965,$AR$36:$AZ$47,MATCH(AN$2,$AS$2:$BA$2,0)+1,FALSE)","v":1.3975758305443935E-3},{"$f":"R5965*VLOOKUP($B5965,$AR$36:$BA$47,MATCH(AO$2,$AS$2:$BA$2,0)+1,FALSE)","v":0},0.89382837042762053]
[2006,9,6,18,null,2013,9,6,18,0.28567518282870219,0.40474751978514378,0,0.11353373368471817,9.6826099999999984E-2,6.7577999999999999E-2,0,1.952571151976176E-3,0,0.97031310745054045,null,null,0.27048154572397198,9.9481345145260136E-2,0.35828058531316609,7.6324504257895526E-2,6.2295882614182826E-2,0,0,1.4272070623859959E-3,0,0.86829107011686246,null,{"$f":"J5972*VLOOKUP($B5972,$AR$36:$AZ$47,MATCH(AG$2,$AS$2:$BA$2,0)+1,FALSE)","v":0.25952591680063863},{"$f":"K5972*VLOOKUP($B5972,$AR$36:$AZ$47,MATCH(AH$2,$AS$2:$BA$2,0)+1,FALSE)","v":0.35989558358058238},{"$f":"L5972*VLOOKUP($B5972,$AR$36:$AZ$47,MATCH(AI$2,$AS$2:$BA$2,0)+1,FALSE)","v":0},{"$f":"M5972*VLOOKUP($B5972,$AR$36:$AZ$47,MATCH(AJ$2,$AS$2:$BA$2,0)+1,FALSE)","v":9.8565964461588079E-2},{"$f":"N5972*VLOOKUP($B5972,$AR$36:$AZ$47,MATCH(AK$2,$AS$2:$BA$2,0)+1,FALSE)","v":7.6658210845594058E-2},{"$f":"O5972*VLOOKUP($B5972,$AR$36:$AZ$47,MATCH(AL$2,$AS$2:$BA$2,0)+1,FALSE)","v":6.75771464390897E-2},{"$f":"P5972*VLOOKUP($B5972,$AR$36:$AZ$47,MATCH(AM$2,$AS$2:$BA$2,0)+1,FALSE)","v":0},{"$f":"Q5972*VLOOKUP($B5972,$AR$36:$AZ$47,MATCH(AN$2,$AS$2:$BA$2,0)+1,FALSE)","v":1.3975758305443935E-3},{"$f":"R5972*VLOOKUP($B5972,$AR$36:$BA$47,MATCH(AO$2,$AS$2:$BA$2,0)+1,FALSE)","v":0},0.86362039795803724]
[2006,9,7,4,null,2013,9,7,4,0.16872049711303816,0.24834087389382647,8.7716324257784313E-3,7.1775529316227882E-2,7.7677900000000022E-2,5.4462999999999998E-2,2.2668909706010161E-5,2.4050134174594343E-3,0,0.63217711507603647,null,null,0.15974709599403963,6.2891670811426006E-2,0.2198301640071697,6.1230672404386691E-2,5.020599388582437E-2,4.9056525375532328E-3,1.1345308143775213E-5,1.7579139848794942E-3,0,0.56058050893342282,null,{"$f":"J5982*VLOOKUP($B5982,$AR$36:$AZ$47,MATCH(AG$2,$AS$2:$BA$2,0)+1,FALSE)","v":0.15327667339790133},{"$f":"K5982*VLOOKUP($B5982,$AR$36:$AZ$47,MATCH(AH$2,$AS$2:$BA$2,0)+1,FALSE)","v":0.22082107824743505},{"$f":"L5982*VLOOKUP($B5982,$AR$36:$AZ$47,MATCH(AI$2,$AS$2:$BA$2,0)+1,FALSE)","v":4.8805059774170365E-3},{"$f":"M5982*VLOOKUP($B5982,$AR$36:$AZ$47,MATCH(AJ$2,$AS$2:$BA$2,0)+1,FALSE)","v":6.2312971151297983E-2},{"$f":"N5982*VLOOKUP($B5982,$AR$36:$AZ$47,MATCH(AK$2,$AS$2:$BA$2,0)+1,FALSE)","v":6.1498385623741665E-2},{"$f":"O5982*VLOOKUP($B5982,$AR$36:$AZ$47,MATCH(AL$2,$AS$2:$BA$2,0)+1,FALSE)","v":5.4462312091392795E-2},{"$f":"P5982*VLOOKUP($B5982,$AR$36:$AZ$47,MATCH(AM$2,$AS$2:$BA$2,0)+1,FALSE)","v":1.1345308143775213E-5},{"$f":"Q5982*VLOOKUP($B5982,$AR$36:$AZ$47,MATCH(AN$2,$AS$2:$BA$2,0)+1,FALSE)","v":1.7214167181433858E-3},{"$f":"R5982*VLOOKUP($B5982,$AR$36:$BA$47,MATCH(AO$2,$AS$2:$BA$2,0)+1,FALSE)","v":0},0.55898468851547289]
[2006,9,7,8,null,2013,9,7,8,0.21414249062018381,0.31665389942594724,0,9.1091566502410931E-2,8.4220899999999987E-2,6.0477000000000003E-2,0,1.952571151976176E-3,0,0.76853842770051806,null,null,0.20275332037805918,7.9816907917549682E-2,0.28030053028675533,6.63882820918512E-2,5.5749919986651499E-2,0,0,1.4272070623859959E-3,0,0.68643616772325289,null,{"$f":"J5986*VLOOKUP($B5986,$AR$36:$AZ$47,MATCH(AG$2,$AS$2:$BA$2,0)+1,FALSE)","v":0.19454096661066916},{"$f":"K5986*VLOOKUP($B5986,$AR$36:$AZ$47,MATCH(AH$2,$AS$2:$BA$2,0)+1,FALSE)","v":0.28156402289373905},{"$f":"L5986*VLOOKUP($B5986,$AR$36:$AZ$47,MATCH(AI$2,$AS$2:$BA$2,0)+1,FALSE)","v":0},{"$f":"M5986*VLOOKUP($B5986,$AR$36:$AZ$47,MATCH(AJ$2,$AS$2:$BA$2,0)+1,FALSE)","v":7.9082470163099619E-2},{"$f":"N5986*VLOOKUP($B5986,$AR$36:$AZ$47,MATCH(AK$2,$AS$2:$BA$2,0)+1,FALSE)","v":6.6678545452163132E-2},{"$f":"O5986*VLOOKUP($B5986,$AR$36:$AZ$47,MATCH(AL$2,$AS$2:$BA$2,0)+1,FALSE)","v":6.0476236130054574E-2},{"$f":"P5986*VLOOKUP($B5986,$AR$36:$AZ$47,MATCH(AM$2,$AS$2:$BA$2,0)+1,FALSE)","v":0},{"$f":"Q5986*VLOOKUP($B5986,$AR$36:$AZ$47,MATCH(AN$2,$AS$2:$BA$2,0)+1,FALSE)","v":1.3975758305443935E-3},{"$f":"R5986*VLOOKUP($B5986,$AR$36:$BA$47,MATCH(AO$2,$AS$2:$BA$2,0)+1,FALSE)","v":0},0.68373981708026987]
[2006,9,7,13,null,2013,9,7,13,0.26439629527239805,0.3455856941437021,0,8.6414543122677268E-2,8.9427699999999999E-2,6.4432000000000003E-2,0,1.952571151976176E-3,0,0.85220880369075369,null,null,0.25033437598901148,7.5718772834775044E-2,0.30591081778435414,7.049261376244427E-2,5.939578425814656E-2,0,0,1.4272070623859959E-3,0,0.76327957169111749,null,{"$f":"J5991*VLOOKUP($B5991,$AR$36:$AZ$47,MATCH(AG$2,$AS$2:$BA$2,0)+1,FALSE)","v":0.24019479133546684},{"$f":"K5991*VLOOKUP($B5991,$AR$36:$AZ$47,MATCH(AH$2,$AS$2:$BA$2,0)+1,FALSE)","v":0.30728975223114752},{"$f":"L5991*VLOOKUP($B5991,$AR$36:$AZ$47,MATCH(AI$2,$AS$2:$BA$2,0)+1,FALSE)","v":0},{"$f":"M5991*VLOOKUP($B5991,$AR$36:$AZ$47,MATCH(AJ$2,$AS$2:$BA$2,0)+1,FALSE)","v":7.5022044197430041E-2},{"$f":"N5991*VLOOKUP($B5991,$AR$36:$AZ$47,MATCH(AK$2,$AS$2:$BA$2,0)+1,FALSE)","v":7.080082211342327E-2},{"$f":"O5991*VLOOKUP($B5991,$AR$36:$AZ$47,MATCH(AL$2,$AS$2:$BA$2,0)+1,FALSE)","v":6.4431186175433239E-2},{"$f":"P5991*VLOOKUP($B5991,$AR$36:$AZ$47,MATCH(AM$2,$AS$2:$BA$2,0)+1,FALSE)","v":0},{"$f":"Q5991*VLOOKUP($B5991,$AR$36:$AZ$47,MATCH(AN$2,$AS$2:$BA$2,0)+1,FALSE)","v":1.3975758305443935E-3},{"$f":"R5991*VLOOKUP($B5991,$AR$36:$BA$47,MATCH(AO$2,$AS$2:$BA$2,0)+1,FALSE)","v":0},0.75913617188344529]
[2006,9,7,22,null,2013,9,7,22,0.30664195742994704,0.26229798582209379,8.7716324257784313E-3,6.729181713630239E-2,8.1712199999999999E-2,6.1173999999999999E-2,2.2668909706010161E-5,2.4050134174594343E-3,0,0.79031727514128702,null,null,0.2903332022341259,5.8962920259261142E-2,0.23218493330531262,6.4410764833263065E-2,5.6392440188227234E-2,4.9056525375532328E-3,1.1345308143775213E-5,1.7579139848794942E-3,0,0.70895917265076636,null,{"$f":"J6000*VLOOKUP($B6000,$AR$36:$AZ$47,MATCH(AG$2,$AS$2:$BA$2,0)+1,FALSE)","v":0.27857349855716534},{"$f":"K6000*VLOOKUP($B6000,$AR$36:$AZ$47,MATCH(AH$2,$AS$2:$BA$2,0)+1,FALSE)","v":0.23323153834164323},{"$f":"L6000*VLOOKUP($B6000,$AR$36:$AZ$47,MATCH(AI$2,$AS$2:$BA$2,0)+1,FALSE)","v":4.8805059774170365E-3},{"$f":"M6000*VLOOKUP($B6000,$AR$36:$AZ$47,MATCH(AJ$2,$AS$2:$BA$2,0)+1,FALSE)","v":5.8420371119224768E-2},{"$f":"N6000*VLOOKUP($B6000,$AR$36:$AZ$47,MATCH(AK$2,$AS$2:$BA$2,0)+1,FALSE)","v":6.469238207732575E-2},{"$f":"O6000*VLOOKUP($B6000,$AR$36:$AZ$47,MATCH(AL$2,$AS$2:$BA$2,0)+1,FALSE)","v":6.1173227326420922E-2},{"$f":"P6000*VLOOKUP($B6000,$AR$36:$AZ$47,MATCH(AM$2,$AS$2:$BA$2,0)+1,FALSE)","v":1.1345308143775213E-5},{"$f":"Q6000*VLOOKUP($B6000,$AR$36:$AZ$47,MATCH(AN$2,$AS$2:$BA$2,0)+1,FALSE)","v":1.7214167181433858E-3},{"$f":"R6000*VLOOKUP($B6000,$AR$36:$BA$47,MATCH(AO$2,$AS$2:$BA$2,0)+1,FALSE)","v":0},0.70270428542548424]
[2006,9,8,6,null,2013,9,8,6,0.15063610802210922,0.2344338454571413,7.3096936881486933E-3,5.8380953945484933E-2,7.7477299999999999E-2,5.5123999999999999E-2,1.8890758088341803E-5,2.3296063732122221E-3,0,0.58571039824418469,null,null,0.14262452529555072,5.1154979589489752E-2,0.20751972837829324,6.1072546697019198E-2,5.0815327965080558E-2,4.0880437812943603E-3,9.4544234531460114E-6,1.7027961644639094E-3,0,0.51898740229464491,null,{"$f":"J6008*VLOOKUP($B6008,$AR$36:$AZ$47,MATCH(AG$2,$AS$2:$BA$2,0)+1,FALSE)","v":0.1368476381133871},{"$f":"K6008*VLOOKUP($B6008,$AR$36:$AZ$47,MATCH(AH$2,$AS$2:$BA$2,0)+1,FALSE)","v":0.20845515166251252},{"$f":"L6008*VLOOKUP($B6008,$AR$36:$AZ$47,MATCH(AI$2,$AS$2:$BA$2,0)+1,FALSE)","v":4.0670883145141976E-3},{"$f":"M6008*VLOOKUP($B6008,$AR$36:$AZ$47,MATCH(AJ$2,$AS$2:$BA$2,0)+1,FALSE)","v":5.0684275457760511E-2},{"$f":"N6008*VLOOKUP($B6008,$AR$36:$AZ$47,MATCH(AK$2,$AS$2:$BA$2,0)+1,FALSE)","v":6.133956855793371E-2},{"$f":"O6008*VLOOKUP($B6008,$AR$36:$AZ$47,MATCH(AL$2,$AS$2:$BA$2,0)+1,FALSE)","v":5.5123303742466198E-2},{"$f":"P6008*VLOOKUP($B6008,$AR$36:$AZ$47,MATCH(AM$2,$AS$2:$BA$2,0)+1,FALSE)","v":9.4544234531460114E-6},{"$f":"Q6008*VLOOKUP($B6008,$AR$36:$AZ$47,MATCH(AN$2,$AS$2:$BA$2,0)+1,FALSE)","v":1.6674432368768853E-3},{"$f":"R6008*VLOOKUP($B6008,$AR$36:$BA$47,MATCH(AO$2,$AS$2:$BA$2,0)+1,FALSE)","v":0},0.51819392350890414]
[2006,9,8,15,null,2013,9,8,15,0.30203616429094043,0.29989072770105968,0,5.4971444317921211E-2,8.4383600000000003E-2,6.1029E-2,0,1.952571151976176E-3,0,0.80426350746189756,null,null,0.2859723682436201,4.8167474527975082E-2,0.26546185016220258,6.6516532603260431E-2,5.6258773862217934E-2,0,0,1.4272070623859959E-3,0,0.72380420646166199,null,{"$f":"J6017*VLOOKUP($B6017,$AR$36:$AZ$47,MATCH(AG$2,$AS$2:$BA$2,0)+1,FALSE)","v":0.27438929650237387},{"$f":"K6017*VLOOKUP($B6017,$AR$36:$AZ$47,MATCH(AH$2,$AS$2:$BA$2,0)+1,FALSE)","v":0.26665845540862515},{"$f":"L6017*VLOOKUP($B6017,$AR$36:$AZ$47,MATCH(AI$2,$AS$2:$BA$2,0)+1,FALSE)","v":0},{"$f":"M6017*VLOOKUP($B6017,$AR$36:$AZ$47,MATCH(AJ$2,$AS$2:$BA$2,0)+1,FALSE)","v":4.7724260016753985E-2},{"$f":"N6017*VLOOKUP($B6017,$AR$36:$AZ$47,MATCH(AK$2,$AS$2:$BA$2,0)+1,FALSE)","v":6.6807356701450035E-2},{"$f":"O6017*VLOOKUP($B6017,$AR$36:$AZ$47,MATCH(AL$2,$AS$2:$BA$2,0)+1,FALSE)","v":6.1028229157879865E-2},{"$f":"P6017*VLOOKUP($B6017,$AR$36:$AZ$47,MATCH(AM$2,$AS$2:$BA$2,0)+1,FALSE)","v":0},{"$f":"Q6017*VLOOKUP($B6017,$AR$36:$AZ$47,MATCH(AN$2,$AS$2:$BA$2,0)+1,FALSE)","v":1.3975758305443935E-3},{"$f":"R6017*VLOOKUP($B6017,$AR$36:$BA$47,MATCH(AO$2,$AS$2:$BA$2,0)+1,FALSE)","v":0},0.71800517361762728]
[2006,9,8,21,null,2013,9,8,21,0.38322890514181518,0.23565398478508864,8.7716324257784313E-3,3.2254544593063851E-2,8.0340399999999992E-2,5.6862000000000003E-2,2.2668909706010161E-5,2.4050134174594343E-3,0,0.79953914927291159,null,null,0.36284687246010611,2.8262309174789949E-2,0.20859978992582945,6.3329424627048186E-2,5.2417480203729973E-2,4.9056525375532328E-3,1.1345308143775213E-5,1.7579139848794942E-3,0,0.7221307882220801,null,{"$f":"J6023*VLOOKUP($B6023,$AR$36:$AZ$47,MATCH(AG$2,$AS$2:$BA$2,0)+1,FALSE)","v":0.34815006318232378},{"$f":"K6023*VLOOKUP($B6023,$AR$36:$AZ$47,MATCH(AH$2,$AS$2:$BA$2,0)+1,FALSE)","v":0.20954008173376862},{"$f":"L6023*VLOOKUP($B6023,$AR$36:$AZ$47,MATCH(AI$2,$AS$2:$BA$2,0)+1,FALSE)","v":4.8805059774170365E-3},{"$f":"M6023*VLOOKUP($B6023,$AR$36:$AZ$47,MATCH(AJ$2,$AS$2:$BA$2,0)+1,FALSE)","v":2.800225266010577E-2},{"$f":"N6023*VLOOKUP($B6023,$AR$36:$AZ$47,MATCH(AK$2,$AS$2:$BA$2,0)+1,FALSE)","v":6.3606314027099764E-2},{"$f":"O6023*VLOOKUP($B6023,$AR$36:$AZ$47,MATCH(AL$2,$AS$2:$BA$2,0)+1,FALSE)","v":5.6861281790220465E-2},{"$f":"P6023*VLOOKUP($B6023,$AR$36:$AZ$47,MATCH(AM$2,$AS$2:$BA$2,0)+1,FALSE)","v":1.1345308143775213E-5},{"$f":"Q6023*VLOOKUP($B6023,$AR$36:$AZ$47,MATCH(AN$2,$AS$2:$BA$2,0)+1,FALSE)","v":1.7214167181433858E-3},{"$f":"R6023*VLOOKUP($B6023,$AR$36:$BA$47,MATCH(AO$2,$AS$2:$BA$2,0)+1,FALSE)","v":0},0.71277326139722263]
[2006,9,9,8,null,2013,9,9,8,0.26869285951220412,0.3487259260618859,0,6.3583743333679221E-2,0.11047720000000001,7.0057999999999995E-2,0,1.952571151976176E-3,0,0.86349030005974547,null,null,0.25440242742203334,5.5713805147736321E-2,0.30869053618822034,8.7085171475463519E-2,6.4582037707307402E-2,0,0,1.4272070623859959E-3,0,0.77190118500314697,null,{"$f":"J6034*VLOOKUP($B6034,$AR$36:$AZ$47,MATCH(AG$2,$AS$2:$BA$2,0)+1,FALSE)","v":0.24409806974553838},{"$f":"K6034*VLOOKUP($B6034,$AR$36:$AZ$47,MATCH(AH$2,$AS$2:$BA$2,0)+1,FALSE)","v":0.31008200059223218},{"$f":"L6034*VLOOKUP($B6034,$AR$36:$AZ$47,MATCH(AI$2,$AS$2:$BA$2,0)+1,FALSE)","v":0},{"$f":"M6034*VLOOKUP($B6034,$AR$36:$AZ$47,MATCH(AJ$2,$AS$2:$BA$2,0)+1,FALSE)","v":5.5201152841199468E-2},{"$f":"N6034*VLOOKUP($B6034,$AR$36:$AZ$47,MATCH(AK$2,$AS$2:$BA$2,0)+1,FALSE)","v":8.7465925935577962E-2},{"$f":"O6034*VLOOKUP($B6034,$AR$36:$AZ$47,MATCH(AL$2,$AS$2:$BA$2,0)+1,FALSE)","v":7.0057115114826513E-2},{"$f":"P6034*VLOOKUP($B6034,$AR$36:$AZ$47,MATCH(AM$2,$AS$2:$BA$2,0)+1,FALSE)","v":0},{"$f":"Q6034*VLOOKUP($B6034,$AR$36:$AZ$47,MATCH(AN$2,$AS$2:$BA$2,0)+1,FALSE)","v":1.3975758305443935E-3},{"$f":"R6034*VLOOKUP($B6034,$AR$36:$BA$47,MATCH(AO$2,$AS$2:$BA$2,0)+1,FALSE)","v":0},0.76830184005991886]
[2006,9,9,14,null,2013,9,9,14,0.19918379868191938,0.43270826892272435,0,9.9378929272944935E-2,0.12847339999999999,8.2318000000000002E-2,0,1.952571151976176E-3,0,0.94401496802956486,null,null,0.18859020660175124,8.7078520562201417E-2,0.38303130786762379,0.10127092349404052,7.5883756030576552E-2,0,0,1.4272070623859959E-3,0,0.83728192161857939,null,{"$f":"J6040*VLOOKUP($B6040,$AR$36:$AZ$47,MATCH(AG$2,$AS$2:$BA$2,0)+1,FALSE)","v":0.18095151791941116},{"$f":"K6040*VLOOKUP($B6040,$AR$36:$AZ$47,MATCH(AH$2,$AS$2:$BA$2,0)+1,FALSE)","v":0.38475787336944051},{"$f":"L6040*VLOOKUP($B6040,$AR$36:$AZ$47,MATCH(AI$2,$AS$2:$BA$2,0)+1,FALSE)","v":0},{"$f":"M6040*VLOOKUP($B6040,$AR$36:$AZ$47,MATCH(AJ$2,$AS$2:$BA$2,0)+1,FALSE)","v":8.6277264853716701E-2},{"$f":"N6040*VLOOKUP($B6040,$AR$36:$AZ$47,MATCH(AK$2,$AS$2:$BA$2,0)+1,FALSE)","v":0.10171370100882246},{"$f":"O6040*VLOOKUP($B6040,$AR$36:$AZ$47,MATCH(AL$2,$AS$2:$BA$2,0)+1,FALSE)","v":8.2316960261815772E-2},{"$f":"P6040*VLOOKUP($B6040,$AR$36:$AZ$47,MATCH(AM$2,$AS$2:$BA$2,0)+1,FALSE)","v":0},{"$f":"Q6040*VLOOKUP($B6040,$AR$36:$AZ$47,MATCH(AN$2,$AS$2:$BA$2,0)+1,FALSE)","v":1.3975758305443935E-3},{"$f":"R6040*VLOOKUP($B6040,$AR$36:$BA$47,MATCH(AO$2,$AS$2:$BA$2,0)+1,FALSE)","v":0},0.83741489324375096]
[2006,9,9,17,null,2013,9,9,17,0.28128261391405213,0.40684560388769503,0,9.7754237879100842E-2,0.11324900000000002,7.4364E-2,0,1.952571151976176E-3,0,0.97544802683282428,null,null,0.26632259562557986,8.565492177741757E-2,0.36013779941221069,8.9270080925519191E-2,6.8551466671418093E-2,0,0,1.4272070623859959E-3,0,0.87136407147453132,null,{"$f":"J6043*VLOOKUP($B6043,$AR$36:$AZ$47,MATCH(AG$2,$AS$2:$BA$2,0)+1,FALSE)","v":0.25553542149965863},{"$f":"K6043*VLOOKUP($B6043,$AR$36:$AZ$47,MATCH(AH$2,$AS$2:$BA$2,0)+1,FALSE)","v":0.36176116932373814},{"$f":"L6043*VLOOKUP($B6043,$AR$36:$AZ$47,MATCH(AI$2,$AS$2:$BA$2,0)+1,FALSE)","v":0},{"$f":"M6043*VLOOKUP($B6043,$AR$36:$AZ$47,MATCH(AJ$2,$AS$2:$BA$2,0)+1,FALSE)","v":8.4866765357316881E-2},{"$f":"N6043*VLOOKUP($B6043,$AR$36:$AZ$47,MATCH(AK$2,$AS$2:$BA$2,0)+1,FALSE)","v":8.9660388263626059E-2},{"$f":"O6043*VLOOKUP($B6043,$AR$36:$AZ$47,MATCH(AL$2,$AS$2:$BA$2,0)+1,FALSE)","v":7.4363060726811481E-2},{"$f":"P6043*VLOOKUP($B6043,$AR$36:$AZ$47,MATCH(AM$2,$AS$2:$BA$2,0)+1,FALSE)","v":0},{"$f":"Q6043*VLOOKUP($B6043,$AR$36:$AZ$47,MATCH(AN$2,$AS$2:$BA$2,0)+1,FALSE)","v":1.3975758305443935E-3},{"$f":"R6043*VLOOKUP($B6043,$AR$36:$BA$47,MATCH(AO$2,$AS$2:$BA$2,0)+1,FALSE)","v":0},0.86758438100169555]
[2006,9,10,4,null,2013,9,10,4,0.15797154926519191,0.26180920043131706,8.7716324257784313E-3,7.5176941382185211E-2,8.4059599999999984E-2,5.5091000000000001E-2,2.2668909706010161E-5,2.4050134174594343E-3,0,0.64530760583163815,null,null,0.14956983103177249,6.587208056923792E-2,0.23175226279508199,6.6261135149685832E-2,5.0784907352954309E-2,4.9056525375532328E-3,1.1345308143775213E-5,1.7579139848794942E-3,0,0.57091512872930894,null,{"$f":"J6054*VLOOKUP($B6054,$AR$36:$AZ$47,MATCH(AG$2,$AS$2:$BA$2,0)+1,FALSE)","v":0.14351163004610523},{"$f":"K6054*VLOOKUP($B6054,$AR$36:$AZ$47,MATCH(AH$2,$AS$2:$BA$2,0)+1,FALSE)","v":0.23279691751048254},{"$f":"L6054*VLOOKUP($B6054,$AR$36:$AZ$47,MATCH(AI$2,$AS$2:$BA$2,0)+1,FALSE)","v":4.8805059774170365E-3},{"$f":"M6054*VLOOKUP($B6054,$AR$36:$AZ$47,MATCH(AJ$2,$AS$2:$BA$2,0)+1,FALSE)","v":6.5265956576258902E-2},{"$f":"N6054*VLOOKUP($B6054,$AR$36:$AZ$47,MATCH(AK$2,$AS$2:$BA$2,0)+1,FALSE)","v":6.6550842597154047E-2},{"$f":"O6054*VLOOKUP($B6054,$AR$36:$AZ$47,MATCH(AL$2,$AS$2:$BA$2,0)+1,FALSE)","v":5.5090304159280991E-2},{"$f":"P6054*VLOOKUP($B6054,$AR$36:$AZ$47,MATCH(AM$2,$AS$2:$BA$2,0)+1,FALSE)","v":1.1345308143775213E-5},{"$f":"Q6054*VLOOKUP($B6054,$AR$36:$AZ$47,MATCH(AN$2,$AS$2:$BA$2,0)+1,FALSE)","v":1.7214167181433858E-3},{"$f":"R6054*VLOOKUP($B6054,$AR$36:$BA$47,MATCH(AO$2,$AS$2:$BA$2,0)+1,FALSE)","v":0},0.56982891889298581]
[2006,9,10,10,null,2013,9,10,10,0.21637585406925552,0.43592983103839611,0,9.5836395000938129E-2,0.11813609999999998,7.7259999999999995E-2,0,1.952571151976176E-3,0,0.94549075126056592,null,null,0.2048679023725006,8.397445568945551E-2,0.38588301937666108,9.3122404676643719E-2,7.1221105844679694E-2,0,0,1.4272070623859959E-3,0,0.84049609502232658,null,{"$f":"J6060*VLOOKUP($B6060,$AR$36:$AZ$47,MATCH(AG$2,$AS$2:$BA$2,0)+1,FALSE)","v":0.19656989922893209},{"$f":"K6060*VLOOKUP($B6060,$AR$36:$AZ$47,MATCH(AH$2,$AS$2:$BA$2,0)+1,FALSE)","v":0.38762243935436919},{"$f":"L6060*VLOOKUP($B6060,$AR$36:$AZ$47,MATCH(AI$2,$AS$2:$BA$2,0)+1,FALSE)","v":0},{"$f":"M6060*VLOOKUP($B6060,$AR$36:$AZ$47,MATCH(AJ$2,$AS$2:$BA$2,0)+1,FALSE)","v":8.3201762130198142E-2},{"$f":"N6060*VLOOKUP($B6060,$AR$36:$AZ$47,MATCH(AK$2,$AS$2:$BA$2,0)+1,FALSE)","v":9.3529555174443502E-2},{"$f":"O6060*VLOOKUP($B6060,$AR$36:$AZ$47,MATCH(AL$2,$AS$2:$BA$2,0)+1,FALSE)","v":7.7259024148155761E-2},{"$f":"P6060*VLOOKUP($B6060,$AR$36:$AZ$47,MATCH(AM$2,$AS$2:$BA$2,0)+1,FALSE)","v":0},{"$f":"Q6060*VLOOKUP($B6060,$AR$36:$AZ$47,MATCH(AN$2,$AS$2:$BA$2,0)+1,FALSE)","v":1.3975758305443935E-3},{"$f":"R6060*VLOOKUP($B6060,$AR$36:$BA$47,MATCH(AO$2,$AS$2:$BA$2,0)+1,FALSE)","v":0},0.83958025586664298]
[2006,9,10,18,null,2013,9,10,18,0.3269364105084584,0.42235795608320048,0,0.11793271615155788,9.8875399999999988E-2,7.1576000000000001E-2,0,1.952571151976176E-3,0,1.0396310538951929,null,null,0.30954829464763062,0.10333585321848959,0.37386926002039422,7.7939893151754785E-2,6.5981385865115122E-2,0,0,1.4272070623859959E-3,0,0.93210189396577026,null,{"$f":"J6068*VLOOKUP($B6068,$AR$36:$AZ$47,MATCH(AG$2,$AS$2:$BA$2,0)+1,FALSE)","v":0.29701029971369558},{"$f":"K6068*VLOOKUP($B6068,$AR$36:$AZ$47,MATCH(AH$2,$AS$2:$BA$2,0)+1,FALSE)","v":0.37555452635053982},{"$f":"L6068*VLOOKUP($B6068,$AR$36:$AZ$47,MATCH(AI$2,$AS$2:$BA$2,0)+1,FALSE)","v":0},{"$f":"M6068*VLOOKUP($B6068,$AR$36:$AZ$47,MATCH(AJ$2,$AS$2:$BA$2,0)+1,FALSE)","v":0.10238500515919913},{"$f":"N6068*VLOOKUP($B6068,$AR$36:$AZ$47,MATCH(AK$2,$AS$2:$BA$2,0)+1,FALSE)","v":7.8280662555266098E-2},{"$f":"O6068*VLOOKUP($B6068,$AR$36:$AZ$47,MATCH(AL$2,$AS$2:$BA$2,0)+1,FALSE)","v":7.1575095941346062E-2},{"$f":"P6068*VLOOKUP($B6068,$AR$36:$AZ$47,MATCH(AM$2,$AS$2:$BA$2,0)+1,FALSE)","v":0},{"$f":"Q6068*VLOOKUP($B6068,$AR$36:$AZ$47,MATCH(AN$2,$AS$2:$BA$2,0)+1,FALSE)","v":1.3975758305443935E-3},{"$f":"R6068*VLOOKUP($B6068,$AR$36:$BA$47,MATCH(AO$2,$AS$2:$BA$2,0)+1,FALSE)","v":0},0.92620316555059101]
[2006,9,11,3,null,2013,9,11,3,0.16047638763113711,0.26095999413986226,8.7716324257784313E-3,7.3370922146889145E-2,8.5985400000000003E-2,5.9817000000000002E-2,2.2668909706010161E-5,2.4050134174594343E-3,0,0.65180901867083252,null,null,0.15194144954725206,6.4289597398338297E-2,0.23100054941258724,6.7779173470963433E-2,5.5141507744126406E-2,4.9056525375532328E-3,1.1345308143775213E-5,1.7579139848794942E-3,0,0.57682718940384392,null,{"$f":"J6077*VLOOKUP($B6077,$AR$36:$AZ$47,MATCH(AG$2,$AS$2:$BA$2,0)+1,FALSE)","v":0.14578718813596964},{"$f":"K6077*VLOOKUP($B6077,$AR$36:$AZ$47,MATCH(AH$2,$AS$2:$BA$2,0)+1,FALSE)","v":0.23204181567809659},{"$f":"L6077*VLOOKUP($B6077,$AR$36:$AZ$47,MATCH(AI$2,$AS$2:$BA$2,0)+1,FALSE)","v":4.8805059774170365E-3},{"$f":"M6077*VLOOKUP($B6077,$AR$36:$AZ$47,MATCH(AJ$2,$AS$2:$BA$2,0)+1,FALSE)","v":6.3698034673351403E-2},{"$f":"N6077*VLOOKUP($B6077,$AR$36:$AZ$47,MATCH(AK$2,$AS$2:$BA$2,0)+1,FALSE)","v":6.8075518097318224E-2},{"$f":"O6077*VLOOKUP($B6077,$AR$36:$AZ$47,MATCH(AL$2,$AS$2:$BA$2,0)+1,FALSE)","v":5.9816244466350421E-2},{"$f":"P6077*VLOOKUP($B6077,$AR$36:$AZ$47,MATCH(AM$2,$AS$2:$BA$2,0)+1,FALSE)","v":1.1345308143775213E-5},{"$f":"Q6077*VLOOKUP($B6077,$AR$36:$AZ$47,MATCH(AN$2,$AS$2:$BA$2,0)+1,FALSE)","v":1.7214167181433858E-3},{"$f":"R6077*VLOOKUP($B6077,$AR$36:$BA$47,MATCH(AO$2,$AS$2:$BA$2,0)+1,FALSE)","v":0},0.57603206905479054]
[2006,9,11,8,null,2013,9,11,8,0.24950640416274089,0.39475373199459934,0,7.9958199870140925E-2,0.12636149999999999,7.8049999999999994E-2,0,1.952571151976176E-3,0,0.93058240717945739,null,null,0.23623640386863778,7.0061549288639766E-2,0.34943413174875004,9.9606189289706673E-2,7.1949356862247613E-2,0,0,1.4272070623859959E-3,0,0.82871483812036772,null,{"$f":"J6082*VLOOKUP($B6082,$AR$36:$AZ$47,MATCH(AG$2,$AS$2:$BA$2,0)+1,FALSE)","v":0.22666784579181914},{"$f":"K6082*VLOOKUP($B6082,$AR$36:$AZ$47,MATCH(AH$2,$AS$2:$BA$2,0)+1,FALSE)","v":0.35100925342847233},{"$f":"L6082*VLOOKUP($B6082,$AR$36:$AZ$47,MATCH(AI$2,$AS$2:$BA$2,0)+1,FALSE)","v":0},{"$f":"M6082*VLOOKUP($B6082,$AR$36:$AZ$47,MATCH(AJ$2,$AS$2:$BA$2,0)+1,FALSE)","v":6.9416875769264724E-2},{"$f":"N6082*VLOOKUP($B6082,$AR$36:$AZ$47,MATCH(AK$2,$AS$2:$BA$2,0)+1,FALSE)","v":0.1000416882407278},{"$f":"O6082*VLOOKUP($B6082,$AR$36:$AZ$47,MATCH(AL$2,$AS$2:$BA$2,0)+1,FALSE)","v":7.8049014169862249E-2},{"$f":"P6082*VLOOKUP($B6082,$AR$36:$AZ$47,MATCH(AM$2,$AS$2:$BA$2,0)+1,FALSE)","v":0},{"$f":"Q6082*VLOOKUP($B6082,$AR$36:$AZ$47,MATCH(AN$2,$AS$2:$BA$2,0)+1,FALSE)","v":1.3975758305443935E-3},{"$f":"R6082*VLOOKUP($B6082,$AR$36:$BA$47,MATCH(AO$2,$AS$2:$BA$2,0)+1,FALSE)","v":0},0.82658225323069057]
[2006,9,11,20,null,2013,9,11,20,0.3476269507915854,0.39167059899046974,8.7716324257784313E-3,0.10508587399132462,0.10387199999999996,7.3707999999999996E-2,2.2668909706010161E-5,2.4050134174594343E-3,0,1.0331627385263236,null,null,0.32913840836429903,9.2079100731885966E-2,0.34670495703285736,8.1878531783022582E-2,6.7946741775817387E-2,4.9056525375532328E-3,1.1345308143775213E-5,1.7579139848794942E-3,0,0.92442265151845882,null,{"$f":"J6094*VLOOKUP($B6094,$AR$36:$AZ$47,MATCH(AG$2,$AS$2:$BA$2,0)+1,FALSE)","v":0.31580693224897216},{"$f":"K6094*VLOOKUP($B6094,$AR$36:$AZ$47,MATCH(AH$2,$AS$2:$BA$2,0)+1,FALSE)","v":0.34826777658788094},{"$f":"L6094*VLOOKUP($B6094,$AR$36:$AZ$47,MATCH(AI$2,$AS$2:$BA$2,0)+1,FALSE)","v":4.8805059774170365E-3},{"$f":"M6094*VLOOKUP($B6094,$AR$36:$AZ$47,MATCH(AJ$2,$AS$2:$BA$2,0)+1,FALSE)","v":9.1231832029831456E-2},{"$f":"N6094*VLOOKUP($B6094,$AR$36:$AZ$47,MATCH(AK$2,$AS$2:$BA$2,0)+1,FALSE)","v":8.2236521732813206E-2},{"$f":"O6094*VLOOKUP($B6094,$AR$36:$AZ$47,MATCH(AL$2,$AS$2:$BA$2,0)+1,FALSE)","v":7.3707069012584323E-2},{"$f":"P6094*VLOOKUP($B6094,$AR$36:$AZ$47,MATCH(AM$2,$AS$2:$BA$2,0)+1,FALSE)","v":1.1345308143775213E-5},{"$f":"Q6094*VLOOKUP($B6094,$AR$36:$AZ$47,MATCH(AN$2,$AS$2:$BA$2,0)+1,FALSE)","v":1.7214167181433858E-3},{"$f":"R6094*VLOOKUP($B6094,$AR$36:$BA$47,MATCH(AO$2,$AS$2:$BA$2,0)+1,FALSE)","v":0},0.91786339961578622]
[2006,9,12,1,null,2013,9,12,1,0.20154165372033056,0.24810980680880956,8.7716324257784313E-3,5.8546312597763758E-2,9.1856399999999991E-2,6.5082000000000001E-2,2.2668909706010161E-5,2.4050134174594343E-3,0,0.67633548787984776,null,null,0.19082265909926108,5.1299871337750109E-2,0.21962562451916884,7.2407069921384376E-2,5.999497813336066E-2,4.9056525375532328E-3,1.1345308143775213E-5,1.7579139848794942E-3,0,0.60082511484150147,null,{"$f":"J6099*VLOOKUP($B6099,$AR$36:$AZ$47,MATCH(AG$2,$AS$2:$BA$2,0)+1,FALSE)","v":0.18309354679453957},{"$f":"K6099*VLOOKUP($B6099,$AR$36:$AZ$47,MATCH(AH$2,$AS$2:$BA$2,0)+1,FALSE)","v":0.22061561676998714},{"$f":"L6099*VLOOKUP($B6099,$AR$36:$AZ$47,MATCH(AI$2,$AS$2:$BA$2,0)+1,FALSE)","v":4.8805059774170365E-3},{"$f":"M6099*VLOOKUP($B6099,$AR$36:$AZ$47,MATCH(AJ$2,$AS$2:$BA$2,0)+1,FALSE)","v":5.0827833980104119E-2},{"$f":"N6099*VLOOKUP($B6099,$AR$36:$AZ$47,MATCH(AK$2,$AS$2:$BA$2,0)+1,FALSE)","v":7.2723648672385094E-2},{"$f":"O6099*VLOOKUP($B6099,$AR$36:$AZ$47,MATCH(AL$2,$AS$2:$BA$2,0)+1,FALSE)","v":6.5081177965444909E-2},{"$f":"P6099*VLOOKUP($B6099,$AR$36:$AZ$47,MATCH(AM$2,$AS$2:$BA$2,0)+1,FALSE)","v":1.1345308143775213E-5},{"$f":"Q6099*VLOOKUP($B6099,$AR$36:$AZ$47,MATCH(AN$2,$AS$2:$BA$2,0)+1,FALSE)","v":1.7214167181433858E-3},{"$f":"R6099*VLOOKUP($B6099,$AR$36:$BA$47,MATCH(AO$2,$AS$2:$BA$2,0)+1,FALSE)","v":0},0.59895509218616494]
[2006,9,12,5,null,2013,9,12,5,0.15615018240057768,0.2830542599271435,8.7716324257784313E-3,7.4210929773083759E-2,0.10194169999999997,6.6299999999999998E-2,2.2668909706010161E-5,2.4050134174594343E-3,0,0.69285638685374884,null,null,0.14784533357983007,6.5025634925459319E-2,0.25055828872259928,8.0356946274889804E-2,6.111777527183878E-2,4.9056525375532328E-3,1.1345308143775213E-5,1.7579139848794942E-3,0,0.61157889060519366,null,{"$f":"J6103*VLOOKUP($B6103,$AR$36:$AZ$47,MATCH(AG$2,$AS$2:$BA$2,0)+1,FALSE)","v":0.14185698192200566},{"$f":"K6103*VLOOKUP($B6103,$AR$36:$AZ$47,MATCH(AH$2,$AS$2:$BA$2,0)+1,FALSE)","v":0.25168771414714497},{"$f":"L6103*VLOOKUP($B6103,$AR$36:$AZ$47,MATCH(AI$2,$AS$2:$BA$2,0)+1,FALSE)","v":4.8805059774170365E-3},{"$f":"M6103*VLOOKUP($B6103,$AR$36:$AZ$47,MATCH(AJ$2,$AS$2:$BA$2,0)+1,FALSE)","v":6.4427299528331733E-2},{"$f":"N6103*VLOOKUP($B6103,$AR$36:$AZ$47,MATCH(AK$2,$AS$2:$BA$2,0)+1,FALSE)","v":8.0708283536756048E-2},{"$f":"O6103*VLOOKUP($B6103,$AR$36:$AZ$47,MATCH(AL$2,$AS$2:$BA$2,0)+1,FALSE)","v":6.6299162581189841E-2},{"$f":"P6103*VLOOKUP($B6103,$AR$36:$AZ$47,MATCH(AM$2,$AS$2:$BA$2,0)+1,FALSE)","v":1.1345308143775213E-5},{"$f":"Q6103*VLOOKUP($B6103,$AR$36:$AZ$47,MATCH(AN$2,$AS$2:$BA$2,0)+1,FALSE)","v":1.7214167181433858E-3},{"$f":"R6103*VLOOKUP($B6103,$AR$36:$BA$47,MATCH(AO$2,$AS$2:$BA$2,0)+1,FALSE)","v":0},0.61159270971913249]
[2006,9,12,15,null,2013,9,12,15,0.2284152098759496,0.49629958009014363,0,0.13196781628818588,0.13288620000000004,8.6661000000000002E-2,0,1.952571151976176E-3,0,1.0781823774062553,null,null,0.21626694493500462,0.11563378966015982,0.43932203498063754,0.10474937375062676,7.9887292953737879E-2,0,0,1.4272070623859959E-3,0,0.95728664334255265,null,{"$f":"J6113*VLOOKUP($B6113,$AR$36:$AZ$47,MATCH(AG$2,$AS$2:$BA$2,0)+1,FALSE)","v":0.20750723310050928},{"$f":"K6113*VLOOKUP($B6113,$AR$36:$AZ$47,MATCH(AH$2,$AS$2:$BA$2,0)+1,FALSE)","v":0.44130233855949696},{"$f":"L6113*VLOOKUP($B6113,$AR$36:$AZ$47,MATCH(AI$2,$AS$2:$BA$2,0)+1,FALSE)","v":0},{"$f":"M6113*VLOOKUP($B6113,$AR$36:$AZ$47,MATCH(AJ$2,$AS$2:$BA$2,0)+1,FALSE)","v":0.11456978175716906},{"$f":"N6113*VLOOKUP($B6113,$AR$36:$AZ$47,MATCH(AK$2,$AS$2:$BA$2,0)+1,FALSE)","v":0.1052073597725178},{"$f":"O6113*VLOOKUP($B6113,$AR$36:$AZ$47,MATCH(AL$2,$AS$2:$BA$2,0)+1,FALSE)","v":8.6659905406462942E-2},{"$f":"P6113*VLOOKUP($B6113,$AR$36:$AZ$47,MATCH(AM$2,$AS$2:$BA$2,0)+1,FALSE)","v":0},{"$f":"Q6113*VLOOKUP($B6113,$AR$36:$AZ$47,MATCH(AN$2,$AS$2:$BA$2,0)+1,FALSE)","v":1.3975758305443935E-3},{"$f":"R6113*VLOOKUP($B6113,$AR$36:$BA$47,MATCH(AO$2,$AS$2:$BA$2,0)+1,FALSE)","v":0},0.95664419442670034]
[2006,9,12,22,null,2013,9,12,22,0.31920650235797227,0.29576151275068763,8.7716324257784313E-3,6.3665228920992648E-2,9.0821800000000022E-2,6.3693E-2,2.2668909706010161E-5,2.4050134174594343E-3,0,0.84434735878259648,null,null,0.30222950172993601,5.5785205035441966E-2,0.26180668866772699,7.1591532250186052E-2,5.8714546913864671E-2,4.9056525375532328E-3,1.1345308143775213E-5,1.7579139848794942E-3,0,0.75680238642773212,null,{"$f":"J6120*VLOOKUP($B6120,$AR$36:$AZ$47,MATCH(AG$2,$AS$2:$BA$2,0)+1,FALSE)","v":0.28998794838560504},{"$f":"K6120*VLOOKUP($B6120,$AR$36:$AZ$47,MATCH(AH$2,$AS$2:$BA$2,0)+1,FALSE)","v":0.26298681777862143},{"$f":"L6120*VLOOKUP($B6120,$AR$36:$AZ$47,MATCH(AI$2,$AS$2:$BA$2,0)+1,FALSE)","v":4.8805059774170365E-3},{"$f":"M6120*VLOOKUP($B6120,$AR$36:$AZ$47,MATCH(AJ$2,$AS$2:$BA$2,0)+1,FALSE)","v":5.5271895740623272E-2},{"$f":"N6120*VLOOKUP($B6120,$AR$36:$AZ$47,MATCH(AK$2,$AS$2:$BA$2,0)+1,FALSE)","v":7.1904545301074568E-2},{"$f":"O6120*VLOOKUP($B6120,$AR$36:$AZ$47,MATCH(AL$2,$AS$2:$BA$2,0)+1,FALSE)","v":6.3692195509558444E-2},{"$f":"P6120*VLOOKUP($B6120,$AR$36:$AZ$47,MATCH(AM$2,$AS$2:$BA$2,0)+1,FALSE)","v":1.1345308143775213E-5},{"$f":"Q6120*VLOOKUP($B6120,$AR$36:$AZ$47,MATCH(AN$2,$AS$2:$BA$2,0)+1,FALSE)","v":1.7214167181433858E-3},{"$f":"R6120*VLOOKUP($B6120,$AR$36:$BA$47,MATCH(AO$2,$AS$2:$BA$2,0)+1,FALSE)","v":0},0.75045667071918698]
[2006,9,13,5,null,2013,9,13,5,0.17926825656185288,0.29994918564000439,8.7716324257784313E-3,8.2058353306705856E-2,8.7924199999999994E-2,5.7550999999999998E-2,2.2668909706010161E-5,2.4050134174594343E-3,0,0.71795031026150702,null,null,0.16973387276404261,7.1901760846035612E-2,0.26551359685256509,6.9307459220933801E-2,5.305262571145692E-2,4.9056525375532328E-3,1.1345308143775213E-5,1.7579139848794942E-3,0,0.63618422722561052,null,{"$f":"J6127*VLOOKUP($B6127,$AR$36:$AZ$47,MATCH(AG$2,$AS$2:$BA$2,0)+1,FALSE)","v":0.16285894412243837},{"$f":"K6127*VLOOKUP($B6127,$AR$36:$AZ$47,MATCH(AH$2,$AS$2:$BA$2,0)+1,FALSE)","v":0.26671043535420358},{"$f":"L6127*VLOOKUP($B6127,$AR$36:$AZ$47,MATCH(AI$2,$AS$2:$BA$2,0)+1,FALSE)","v":4.8805059774170365E-3},{"$f":"M6127*VLOOKUP($B6127,$AR$36:$AZ$47,MATCH(AJ$2,$AS$2:$BA$2,0)+1,FALSE)","v":7.1240154562924304E-2},{"$f":"N6127*VLOOKUP($B6127,$AR$36:$AZ$47,MATCH(AK$2,$AS$2:$BA$2,0)+1,FALSE)","v":6.9610485830062158E-2},{"$f":"O6127*VLOOKUP($B6127,$AR$36:$AZ$47,MATCH(AL$2,$AS$2:$BA$2,0)+1,FALSE)","v":5.7550273087632831E-2},{"$f":"P6127*VLOOKUP($B6127,$AR$36:$AZ$47,MATCH(AM$2,$AS$2:$BA$2,0)+1,FALSE)","v":1.1345308143775213E-5},{"$f":"Q6127*VLOOKUP($B6127,$AR$36:$AZ$47,MATCH(AN$2,$AS$2:$BA$2,0)+1,FALSE)","v":1.7214167181433858E-3},{"$f":"R6127*VLOOKUP($B6127,$AR$36:$BA$47,MATCH(AO$2,$AS$2:$BA$2,0)+1,FALSE)","v":0},0.63458356096096535]
[2006,9,13,15,null,2013,9,13,15,0.25184140975238123,0.4614131809561447,0,9.4889161013347892E-2,0.11078150000000005,7.2595000000000007E-2,0,1.952571151976176E-3,0,0.99347282287385008,null,null,0.23844722216551009,8.3144463508325744E-2,0.40844075988886447,8.7325040133249807E-2,6.6920737494104626E-2,0,0,1.4272070623859959E-3,0,0.88570543025244075,null,{"$f":"J6137*VLOOKUP($B6137,$AR$36:$AZ$47,MATCH(AG$2,$AS$2:$BA$2,0)+1,FALSE)","v":0.22878911674152358},{"$f":"K6137*VLOOKUP($B6137,$AR$36:$AZ$47,MATCH(AH$2,$AS$2:$BA$2,0)+1,FALSE)","v":0.41028186193737809},{"$f":"L6137*VLOOKUP($B6137,$AR$36:$AZ$47,MATCH(AI$2,$AS$2:$BA$2,0)+1,FALSE)","v":0},{"$f":"M6137*VLOOKUP($B6137,$AR$36:$AZ$47,MATCH(AJ$2,$AS$2:$BA$2,0)+1,FALSE)","v":8.2379407147872785E-2},{"$f":"N6137*VLOOKUP($B6137,$AR$36:$AZ$47,MATCH(AK$2,$AS$2:$BA$2,0)+1,FALSE)","v":8.7706843348964614E-2},{"$f":"O6137*VLOOKUP($B6137,$AR$36:$AZ$47,MATCH(AL$2,$AS$2:$BA$2,0)+1,FALSE)","v":7.2594083070610507E-2},{"$f":"P6137*VLOOKUP($B6137,$AR$36:$AZ$47,MATCH(AM$2,$AS$2:$BA$2,0)+1,FALSE)","v":0},{"$f":"Q6137*VLOOKUP($B6137,$AR$36:$AZ$47,MATCH(AN$2,$AS$2:$BA$2,0)+1,FALSE)","v":1.3975758305443935E-3},{"$f":"R6137*VLOOKUP($B6137,$AR$36:$BA$47,MATCH(AO$2,$AS$2:$BA$2,0)+1,FALSE)","v":0},0.88314888807689396]
[2006,9,13,19,null,2013,9,13,19,0.36210779237631263,0.39469926126046406,4.239622339126242E-3,9.3958755560849372E-2,8.8102599999999975E-2,6.1268000000000003E-2,1.0956639691238246E-5,2.171251580293083E-3,0,1.006558239756737,null,null,0.34284908626231442,8.2329216947316222E-2,0.34938591451317863,6.9448085473148929E-2,5.6479092840950512E-2,2.3710653931507293E-3,5.4835656028246872E-6,1.587048741591186E-3,0,0.90445499373725347,null,{"$f":"J6141*VLOOKUP($B6141,$AR$36:$AZ$47,MATCH(AG$2,$AS$2:$BA$2,0)+1,FALSE)","v":0.32896227059901229},{"$f":"K6141*VLOOKUP($B6141,$AR$36:$AZ$47,MATCH(AH$2,$AS$2:$BA$2,0)+1,FALSE)","v":0.35096081884718056},{"$f":"L6141*VLOOKUP($B6141,$AR$36:$AZ$47,MATCH(AI$2,$AS$2:$BA$2,0)+1,FALSE)","v":2.3589112224182344E-3},{"$f":"M6141*VLOOKUP($B6141,$AR$36:$AZ$47,MATCH(AJ$2,$AS$2:$BA$2,0)+1,FALSE)","v":8.1571662103386677E-2},{"$f":"N6141*VLOOKUP($B6141,$AR$36:$AZ$47,MATCH(AK$2,$AS$2:$BA$2,0)+1,FALSE)","v":6.9751726929464616E-2},{"$f":"O6141*VLOOKUP($B6141,$AR$36:$AZ$47,MATCH(AL$2,$AS$2:$BA$2,0)+1,FALSE)","v":6.1267226139130306E-2},{"$f":"P6141*VLOOKUP($B6141,$AR$36:$AZ$47,MATCH(AM$2,$AS$2:$BA$2,0)+1,FALSE)","v":5.4835656028246872E-6},{"$f":"Q6141*VLOOKUP($B6141,$AR$36:$AZ$47,MATCH(AN$2,$AS$2:$BA$2,0)+1,FALSE)","v":1.554098926217239E-3},{"$f":"R6141*VLOOKUP($B6141,$AR$36:$BA$47,MATCH(AO$2,$AS$2:$BA$2,0)+1,FALSE)","v":0},0.89643219833241283]
[2006,9,14,8,null,2013,9,14,8,0.21497254421686146,0.32255567259892148,0,9.3731124257709519E-2,7.7880100000000008E-2,5.5814000000000002E-2,0,1.952571151976176E-3,0,0.76690601222546861,null,null,0.20353922756691617,8.2129760208789454E-2,0.28552475191489829,6.139005933374711E-2,5.1451395309538614E-2,0,0,1.4272070623859959E-3,0,0.68546240139627557,null,{"$f":"J6154*VLOOKUP($B6154,$AR$36:$AZ$47,MATCH(AG$2,$AS$2:$BA$2,0)+1,FALSE)","v":0.19529504128575428},{"$f":"K6154*VLOOKUP($B6154,$AR$36:$AZ$47,MATCH(AH$2,$AS$2:$BA$2,0)+1,FALSE)","v":0.28681179340849183},{"$f":"L6154*VLOOKUP($B6154,$AR$36:$AZ$47,MATCH(AI$2,$AS$2:$BA$2,0)+1,FALSE)","v":0},{"$f":"M6154*VLOOKUP($B6154,$AR$36:$AZ$47,MATCH(AJ$2,$AS$2:$BA$2,0)+1,FALSE)","v":8.1374040672227421E-2},{"$f":"N6154*VLOOKUP($B6154,$AR$36:$AZ$47,MATCH(AK$2,$AS$2:$BA$2,0)+1,FALSE)","v":6.1658469425867106E-2},{"$f":"O6154*VLOOKUP($B6154,$AR$36:$AZ$47,MATCH(AL$2,$AS$2:$BA$2,0)+1,FALSE)","v":5.5813295027247814E-2},{"$f":"P6154*VLOOKUP($B6154,$AR$36:$AZ$47,MATCH(AM$2,$AS$2:$BA$2,0)+1,FALSE)","v":0},{"$f":"Q6154*VLOOKUP($B6154,$AR$36:$AZ$47,MATCH(AN$2,$AS$2:$BA$2,0)+1,FALSE)","v":1.3975758305443935E-3},{"$f":"R6154*VLOOKUP($B6154,$AR$36:$BA$47,MATCH(AO$2,$AS$2:$BA$2,0)+1,FALSE)","v":0},0.68235021565013276]
[2006,9,14,16,null,2013,9,14,16,0.28643519665108058,0.3358571173391528,0,8.0070778907341419E-2,8.4101000000000023E-2,6.2234999999999999E-2,0,1.952571151976176E-3,0,0.85065166404955106,null,null,0.27120113820454023,7.0160194102761406E-2,0.29729912772718392,6.629376926875373E-2,5.7370508959922878E-2,0,0,1.4272070623859959E-3,0,0.76375194532554824,null,{"$f":"J6162*VLOOKUP($B6162,$AR$36:$AZ$47,MATCH(AG$2,$AS$2:$BA$2,0)+1,FALSE)","v":0.26021636278926408},{"$f":"K6162*VLOOKUP($B6162,$AR$36:$AZ$47,MATCH(AH$2,$AS$2:$BA$2,0)+1,FALSE)","v":0.29863924381459095},{"$f":"L6162*VLOOKUP($B6162,$AR$36:$AZ$47,MATCH(AI$2,$AS$2:$BA$2,0)+1,FALSE)","v":0},{"$f":"M6162*VLOOKUP($B6162,$AR$36:$AZ$47,MATCH(AJ$2,$AS$2:$BA$2,0)+1,FALSE)","v":6.9514612900068856E-2},{"$f":"N6162*VLOOKUP($B6162,$AR$36:$AZ$47,MATCH(AK$2,$AS$2:$BA$2,0)+1,FALSE)","v":6.6583619399369673E-2},{"$f":"O6162*VLOOKUP($B6162,$AR$36:$AZ$47,MATCH(AL$2,$AS$2:$BA$2,0)+1,FALSE)","v":6.2234213925193814E-2},{"$f":"P6162*VLOOKUP($B6162,$AR$36:$AZ$47,MATCH(AM$2,$AS$2:$BA$2,0)+1,FALSE)","v":0},{"$f":"Q6162*VLOOKUP($B6162,$AR$36:$AZ$47,MATCH(AN$2,$AS$2:$BA$2,0)+1,FALSE)","v":1.3975758305443935E-3},{"$f":"R6162*VLOOKUP($B6162,$AR$36:$BA$47,MATCH(AO$2,$AS$2:$BA$2,0)+1,FALSE)","v":0},0.75858562865903167]
[2006,9,14,17,null,2013,9,14,17,0.27263496927862324,0.35098581677324359,0,0.10186596769154464,8.3516900000000019E-2,6.1241999999999998E-2,0,1.952571151976176E-3,0,0.87219822489538767,null,null,0.25813487604594471,8.9257731262673098E-2,0.31069098073013829,6.5833344414948425E-2,5.6455125085941943E-2,0,0,1.4272070623859959E-3,0,0.78179926460203242,null,{"$f":"J6163*VLOOKUP($B6163,$AR$36:$AZ$47,MATCH(AG$2,$AS$2:$BA$2,0)+1,FALSE)","v":0.24767933865776354},{"$f":"K6163*VLOOKUP($B6163,$AR$36:$AZ$47,MATCH(AH$2,$AS$2:$BA$2,0)+1,FALSE)","v":0.31209146240888308},{"$f":"L6163*VLOOKUP($B6163,$AR$36:$AZ$47,MATCH(AI$2,$AS$2:$BA$2,0)+1,FALSE)","v":0},{"$f":"M6163*VLOOKUP($B6163,$AR$36:$AZ$47,MATCH(AJ$2,$AS$2:$BA$2,0)+1,FALSE)","v":8.8436423479319959E-2},{"$f":"N6163*VLOOKUP($B6163,$AR$36:$AZ$47,MATCH(AK$2,$AS$2:$BA$2,0)+1,FALSE)","v":6.6121181472458324E-2},{"$f":"O6163*VLOOKUP($B6163,$AR$36:$AZ$47,MATCH(AL$2,$AS$2:$BA$2,0)+1,FALSE)","v":6.1241226467529837E-2},{"$f":"P6163*VLOOKUP($B6163,$AR$36:$AZ$47,MATCH(AM$2,$AS$2:$BA$2,0)+1,FALSE)","v":0},{"$f":"Q6163*VLOOKUP($B6163,$AR$36:$AZ$47,MATCH(AN$2,$AS$2:$BA$2,0)+1,FALSE)","v":1.3975758305443935E-3},{"$f":"R6163*VLOOKUP($B6163,$AR$36:$BA$47,MATCH(AO$2,$AS$2:$BA$2,0)+1,FALSE)","v":0},0.77696720831649912]
[2006,9,15,2,null,2013,9,15,2,0.19788317688816331,0.25470319505151756,8.7716324257784313E-3,7.5695002963761915E-2,7.4202399999999988E-2,5.3435000000000003E-2,2.2668909706010161E-5,2.4050134174594343E-3,0,0.66711808965638675,null,null,0.18735875838950533,6.6326020216342721E-2,0.22546206052759296,5.8491061756551874E-2,4.9258345726254989E-2,4.9056525375532328E-3,1.1345308143775213E-5,1.7579139848794942E-3,0,0.59357115844682429,null,{"$f":"J6172*VLOOKUP($B6172,$AR$36:$AZ$47,MATCH(AG$2,$AS$2:$BA$2,0)+1,FALSE)","v":0.17976994848767711},{"$f":"K6172*VLOOKUP($B6172,$AR$36:$AZ$47,MATCH(AH$2,$AS$2:$BA$2,0)+1,FALSE)","v":0.22647836130426469},{"$f":"L6172*VLOOKUP($B6172,$AR$36:$AZ$47,MATCH(AI$2,$AS$2:$BA$2,0)+1,FALSE)","v":4.8805059774170365E-3},{"$f":"M6172*VLOOKUP($B6172,$AR$36:$AZ$47,MATCH(AJ$2,$AS$2:$BA$2,0)+1,FALSE)","v":6.5715719283617802E-2},{"$f":"N6172*VLOOKUP($B6172,$AR$36:$AZ$47,MATCH(AK$2,$AS$2:$BA$2,0)+1,FALSE)","v":5.8746796829048244E-2},{"$f":"O6172*VLOOKUP($B6172,$AR$36:$AZ$47,MATCH(AL$2,$AS$2:$BA$2,0)+1,FALSE)","v":5.3434325075805117E-2},{"$f":"P6172*VLOOKUP($B6172,$AR$36:$AZ$47,MATCH(AM$2,$AS$2:$BA$2,0)+1,FALSE)","v":1.1345308143775213E-5},{"$f":"Q6172*VLOOKUP($B6172,$AR$36:$AZ$47,MATCH(AN$2,$AS$2:$BA$2,0)+1,FALSE)","v":1.7214167181433858E-3},{"$f":"R6172*VLOOKUP($B6172,$AR$36:$BA$47,MATCH(AO$2,$AS$2:$BA$2,0)+1,FALSE)","v":0},0.59075841898411718]
[2006,9,15,10,null,2013,9,15,10,0.28705437435391717,0.34556049246634807,0,0.10256711634194639,8.2633299999999993E-2,5.9138000000000003E-2,0,1.952571151976176E-3,0,0.87890585431418788,null,null,0.27178738493581994,8.9872096778762331E-2,0.3058885093790597,6.5136834569335736E-2,5.4515580603710437E-2,0,0,1.4272070623859959E-3,0,0.78862761332907405,null,{"$f":"J6180*VLOOKUP($B6180,$AR$36:$AZ$47,MATCH(AG$2,$AS$2:$BA$2,0)+1,FALSE)","v":0.26077886408671674},{"$f":"K6180*VLOOKUP($B6180,$AR$36:$AZ$47,MATCH(AH$2,$AS$2:$BA$2,0)+1,FALSE)","v":0.30726734326769456},{"$f":"L6180*VLOOKUP($B6180,$AR$36:$AZ$47,MATCH(AI$2,$AS$2:$BA$2,0)+1,FALSE)","v":0},{"$f":"M6180*VLOOKUP($B6180,$AR$36:$AZ$47,MATCH(AJ$2,$AS$2:$BA$2,0)+1,FALSE)","v":8.9045135892052762E-2},{"$f":"N6180*VLOOKUP($B6180,$AR$36:$AZ$47,MATCH(AK$2,$AS$2:$BA$2,0)+1,FALSE)","v":6.5421626341112857E-2},{"$f":"O6180*VLOOKUP($B6180,$AR$36:$AZ$47,MATCH(AL$2,$AS$2:$BA$2,0)+1,FALSE)","v":5.9137253042630546E-2},{"$f":"P6180*VLOOKUP($B6180,$AR$36:$AZ$47,MATCH(AM$2,$AS$2:$BA$2,0)+1,FALSE)","v":0},{"$f":"Q6180*VLOOKUP($B6180,$AR$36:$AZ$47,MATCH(AN$2,$AS$2:$BA$2,0)+1,FALSE)","v":1.3975758305443935E-3},{"$f":"R6180*VLOOKUP($B6180,$AR$36:$BA$47,MATCH(AO$2,$AS$2:$BA$2,0)+1,FALSE)","v":0},0.78304779846075168]
[2006,9,15,16,null,2013,9,15,16,0.34424405758375731,0.36658286407001622,0,9.8300889393230242E-2,8.5506699999999991E-2,6.3019000000000006E-2,0,1.952571151976176E-3,0,0.95960608219898003,null,null,0.32593543436140449,8.6133912700963725E-2,0.32449741304036278,6.7401831615944416E-2,5.8093228957104205E-2,0,0,1.4272070623859959E-3,0,0.8634890277381656,null,{"$f":"J6186*VLOOKUP($B6186,$AR$36:$AZ$47,MATCH(AG$2,$AS$2:$BA$2,0)+1,FALSE)","v":0.3127336920308092},{"$f":"K6186*VLOOKUP($B6186,$AR$36:$AZ$47,MATCH(AH$2,$AS$2:$BA$2,0)+1,FALSE)","v":0.32596012908282762},{"$f":"L6186*VLOOKUP($B6186,$AR$36:$AZ$47,MATCH(AI$2,$AS$2:$BA$2,0)+1,FALSE)","v":0},{"$f":"M6186*VLOOKUP($B6186,$AR$36:$AZ$47,MATCH(AJ$2,$AS$2:$BA$2,0)+1,FALSE)","v":8.5341348831019778E-2},{"$f":"N6186*VLOOKUP($B6186,$AR$36:$AZ$47,MATCH(AK$2,$AS$2:$BA$2,0)+1,FALSE)","v":6.7696526425322895E-2},{"$f":"O6186*VLOOKUP($B6186,$AR$36:$AZ$47,MATCH(AL$2,$AS$2:$BA$2,0)+1,FALSE)","v":6.3018204022684807E-2},{"$f":"P6186*VLOOKUP($B6186,$AR$36:$AZ$47,MATCH(AM$2,$AS$2:$BA$2,0)+1,FALSE)","v":0},{"$f":"Q6186*VLOOKUP($B6186,$AR$36:$AZ$47,MATCH(AN$2,$AS$2:$BA$2,0)+1,FALSE)","v":1.3975758305443935E-3},{"$f":"R6186*VLOOKUP($B6186,$AR$36:$BA$47,MATCH(AO$2,$AS$2:$BA$2,0)+1,FALSE)","v":0},0.85614747622320853]
[2006,9,16,3,null,2013,9,16,3,0.15897081171308697,0.25972448519885694,8.7716324257784313E-3,7.2021854013446601E-2,7.6700099999999966E-2,5.3996000000000002E-2,2.2668909706010161E-5,2.4050134174594343E-3,0,0.63261256567833446,null,null,0.15051594769761056,6.3107507210234712E-2,0.22990688275645058,6.0459908113938407E-2,4.9775496132401315E-2,4.9056525375532328E-3,1.1345308143775213E-5,1.7579139848794942E-3,0,0.56044065374121199,null,{"$f":"J6197*VLOOKUP($B6197,$AR$36:$AZ$47,MATCH(AG$2,$AS$2:$BA$2,0)+1,FALSE)","v":0.14441942504721991},{"$f":"K6197*VLOOKUP($B6197,$AR$36:$AZ$47,MATCH(AH$2,$AS$2:$BA$2,0)+1,FALSE)","v":0.23094321917137017},{"$f":"L6197*VLOOKUP($B6197,$AR$36:$AZ$47,MATCH(AI$2,$AS$2:$BA$2,0)+1,FALSE)","v":4.8805059774170365E-3},{"$f":"M6197*VLOOKUP($B6197,$AR$36:$AZ$47,MATCH(AJ$2,$AS$2:$BA$2,0)+1,FALSE)","v":6.2526821524786932E-2},{"$f":"N6197*VLOOKUP($B6197,$AR$36:$AZ$47,MATCH(AK$2,$AS$2:$BA$2,0)+1,FALSE)","v":6.0724251391702719E-2},{"$f":"O6197*VLOOKUP($B6197,$AR$36:$AZ$47,MATCH(AL$2,$AS$2:$BA$2,0)+1,FALSE)","v":5.3995317989953648E-2},{"$f":"P6197*VLOOKUP($B6197,$AR$36:$AZ$47,MATCH(AM$2,$AS$2:$BA$2,0)+1,FALSE)","v":1.1345308143775213E-5},{"$f":"Q6197*VLOOKUP($B6197,$AR$36:$AZ$47,MATCH(AN$2,$AS$2:$BA$2,0)+1,FALSE)","v":1.7214167181433858E-3},{"$f":"R6197*VLOOKUP($B6197,$AR$36:$BA$47,MATCH(AO$2,$AS$2:$BA$2,0)+1,FALSE)","v":0},0.55922230312873755]
[2006,9,16,13,null,2013,9,16,13,0.23415483860053932,0.45597496816066307,0,9.7801475189711537E-2,0.1137975,7.4717000000000006E-2,0,1.952571151976176E-3,0,0.97839835310289014,null,null,0.22170131145552815,8.5696312393651913E-2,0.40362687970880312,8.9702443589981085E-2,6.8876875037495913E-2,0,0,1.4272070623859959E-3,0,0.87103102924784626,null,{"$f":"J6207*VLOOKUP($B6207,$AR$36:$AZ$47,MATCH(AG$2,$AS$2:$BA$2,0)+1,FALSE)","v":0.21272148514751896},{"$f":"K6207*VLOOKUP($B6207,$AR$36:$AZ$47,MATCH(AH$2,$AS$2:$BA$2,0)+1,FALSE)","v":0.4054462825403648},{"$f":"L6207*VLOOKUP($B6207,$AR$36:$AZ$47,MATCH(AI$2,$AS$2:$BA$2,0)+1,FALSE)","v":0},{"$f":"M6207*VLOOKUP($B6207,$AR$36:$AZ$47,MATCH(AJ$2,$AS$2:$BA$2,0)+1,FALSE)","v":8.4907775116511847E-2},{"$f":"N6207*VLOOKUP($B6207,$AR$36:$AZ$47,MATCH(AK$2,$AS$2:$BA$2,0)+1,FALSE)","v":9.0094641307472786E-2},{"$f":"O6207*VLOOKUP($B6207,$AR$36:$AZ$47,MATCH(AL$2,$AS$2:$BA$2,0)+1,FALSE)","v":7.4716056268156292E-2},{"$f":"P6207*VLOOKUP($B6207,$AR$36:$AZ$47,MATCH(AM$2,$AS$2:$BA$2,0)+1,FALSE)","v":0},{"$f":"Q6207*VLOOKUP($B6207,$AR$36:$AZ$47,MATCH(AN$2,$AS$2:$BA$2,0)+1,FALSE)","v":1.3975758305443935E-3},{"$f":"R6207*VLOOKUP($B6207,$AR$36:$BA$47,MATCH(AO$2,$AS$2:$BA$2,0)+1,FALSE)","v":0},0.86928381621056894]
[2006,9,16,20,null,2013,9,16,20,0.35339851178120596,0.38718822255158392,8.7716324257784313E-3,0.10047650401826064,8.8889400000000007E-2,6.1381999999999999E-2,2.2668909706010161E-5,2.4050134174594343E-3,0,1.0025339531039943,null,null,0.33460300883205757,8.8040245403953624E-2,0.3427371786633433,7.0068291388187487E-2,5.6584182228295747E-2,4.9056525375532328E-3,1.1345308143775213E-5,1.7579139848794942E-3,0,0.89870781834641422,null,{"$f":"J6214*VLOOKUP($B6214,$AR$36:$AZ$47,MATCH(AG$2,$AS$2:$BA$2,0)+1,FALSE)","v":0.32105019364245568},{"$f":"K6214*VLOOKUP($B6214,$AR$36:$AZ$47,MATCH(AH$2,$AS$2:$BA$2,0)+1,FALSE)","v":0.34428211291993055},{"$f":"L6214*VLOOKUP($B6214,$AR$36:$AZ$47,MATCH(AI$2,$AS$2:$BA$2,0)+1,FALSE)","v":4.8805059774170365E-3},{"$f":"M6214*VLOOKUP($B6214,$AR$36:$AZ$47,MATCH(AJ$2,$AS$2:$BA$2,0)+1,FALSE)","v":8.7230140354500885E-2},{"$f":"N6214*VLOOKUP($B6214,$AR$36:$AZ$47,MATCH(AK$2,$AS$2:$BA$2,0)+1,FALSE)","v":7.0374644513600676E-2},{"$f":"O6214*VLOOKUP($B6214,$AR$36:$AZ$47,MATCH(AL$2,$AS$2:$BA$2,0)+1,FALSE)","v":6.1381224699224655E-2},{"$f":"P6214*VLOOKUP($B6214,$AR$36:$AZ$47,MATCH(AM$2,$AS$2:$BA$2,0)+1,FALSE)","v":1.1345308143775213E-5},{"$f":"Q6214*VLOOKUP($B6214,$AR$36:$AZ$47,MATCH(AN$2,$AS$2:$BA$2,0)+1,FALSE)","v":1.7214167181433858E-3},{"$f":"R6214*VLOOKUP($B6214,$AR$36:$BA$47,MATCH(AO$2,$AS$2:$BA$2,0)+1,FALSE)","v":0},0.89093158413341655]
[2006,9,17,3,null,2013,9,17,3,0.16159205884712938,0.24934244105067199,8.7716324257784313E-3,7.0569118238492323E-2,7.8101300000000012E-2,5.4091E-2,2.2668909706010161E-5,2.4050134174594343E-3,0,0.62489523288923765,null,null,0.15299778377983494,6.1834580615268468E-2,0.22071674650525527,6.1564423274273965E-2,4.986307062185568E-2,4.9056525375532328E-3,1.1345308143775213E-5,1.7579139848794942E-3,0,0.5536515166270648,null,{"$f":"J6221*VLOOKUP($B6221,$AR$36:$AZ$47,MATCH(AG$2,$AS$2:$BA$2,0)+1,FALSE)","v":0.14680073643341518},{"$f":"K6221*VLOOKUP($B6221,$AR$36:$AZ$47,MATCH(AH$2,$AS$2:$BA$2,0)+1,FALSE)","v":0.22171165713621838},{"$f":"L6221*VLOOKUP($B6221,$AR$36:$AZ$47,MATCH(AI$2,$AS$2:$BA$2,0)+1,FALSE)","v":4.8805059774170365E-3},{"$f":"M6221*VLOOKUP($B6221,$AR$36:$AZ$47,MATCH(AJ$2,$AS$2:$BA$2,0)+1,FALSE)","v":6.1265607803375643E-2},{"$f":"N6221*VLOOKUP($B6221,$AR$36:$AZ$47,MATCH(AK$2,$AS$2:$BA$2,0)+1,FALSE)","v":6.1833595721763002E-2},{"$f":"O6221*VLOOKUP($B6221,$AR$36:$AZ$47,MATCH(AL$2,$AS$2:$BA$2,0)+1,FALSE)","v":5.4090316790032275E-2},{"$f":"P6221*VLOOKUP($B6221,$AR$36:$AZ$47,MATCH(AM$2,$AS$2:$BA$2,0)+1,FALSE)","v":1.1345308143775213E-5},{"$f":"Q6221*VLOOKUP($B6221,$AR$36:$AZ$47,MATCH(AN$2,$AS$2:$BA$2,0)+1,FALSE)","v":1.7214167181433858E-3},{"$f":"R6221*VLOOKUP($B6221,$AR$36:$BA$47,MATCH(AO$2,$AS$2:$BA$2,0)+1,FALSE)","v":0},0.55231518188850859]
[2006,9,17,5,null,2013,9,17,5,0.15261442740133224,0.27003550584299574,8.7716324257784313E-3,6.7541442307113578E-2,8.5524599999999965E-2,5.6481000000000003E-2,2.2668909706010161E-5,2.4050134174594343E-3,0,0.6433962903043855,null,null,0.14449762774123567,5.918164862279205E-2,0.23903414933863798,6.7415941536990653E-2,5.2066260409181393E-2,4.9056525375532328E-3,1.1345308143775213E-5,1.7579139848794942E-3,0,0.56887053947941413,null,{"$f":"J6223*VLOOKUP($B6223,$AR$36:$AZ$47,MATCH(AG$2,$AS$2:$BA$2,0)+1,FALSE)","v":0.13864487211017143},{"$f":"K6223*VLOOKUP($B6223,$AR$36:$AZ$47,MATCH(AH$2,$AS$2:$BA$2,0)+1,FALSE)","v":0.24011162814396539},{"$f":"L6223*VLOOKUP($B6223,$AR$36:$AZ$47,MATCH(AI$2,$AS$2:$BA$2,0)+1,FALSE)","v":4.8805059774170365E-3},{"$f":"M6223*VLOOKUP($B6223,$AR$36:$AZ$47,MATCH(AJ$2,$AS$2:$BA$2,0)+1,FALSE)","v":5.86370868469328E-2},{"$f":"N6223*VLOOKUP($B6223,$AR$36:$AZ$47,MATCH(AK$2,$AS$2:$BA$2,0)+1,FALSE)","v":6.7710698037875036E-2},{"$f":"O6223*VLOOKUP($B6223,$AR$36:$AZ$47,MATCH(AL$2,$AS$2:$BA$2,0)+1,FALSE)","v":5.6480286602536706E-2},{"$f":"P6223*VLOOKUP($B6223,$AR$36:$AZ$47,MATCH(AM$2,$AS$2:$BA$2,0)+1,FALSE)","v":1.1345308143775213E-5},{"$f":"Q6223*VLOOKUP($B6223,$AR$36:$AZ$47,MATCH(AN$2,$AS$2:$BA$2,0)+1,FALSE)","v":1.7214167181433858E-3},{"$f":"R6223*VLOOKUP($B6223,$AR$36:$BA$47,MATCH(AO$2,$AS$2:$BA$2,0)+1,FALSE)","v":0},0.56819783974518545]
[2006,9,17,13,null,2013,9,17,13,0.19983986061530107,0.44482231757743562,0,9.118531116601479E-2,0.1194167,7.7393000000000003E-2,0,1.952571151976176E-3,0,0.93460976051072775,null,null,0.18921137587545095,7.9899049541301781E-2,0.39375460629531051,9.413185522925982E-2,7.1343710129915819E-2,0,0,1.4272070623859959E-3,0,0.82976780413362483,null,{"$f":"J6231*VLOOKUP($B6231,$AR$36:$AZ$47,MATCH(AG$2,$AS$2:$BA$2,0)+1,FALSE)","v":0.18154752725089368},{"$f":"K6231*VLOOKUP($B6231,$AR$36:$AZ$47,MATCH(AH$2,$AS$2:$BA$2,0)+1,FALSE)","v":0.3955295085172611},{"$f":"L6231*VLOOKUP($B6231,$AR$36:$AZ$47,MATCH(AI$2,$AS$2:$BA$2,0)+1,FALSE)","v":0},{"$f":"M6231*VLOOKUP($B6231,$AR$36:$AZ$47,MATCH(AJ$2,$AS$2:$BA$2,0)+1,FALSE)","v":7.916385595815241E-2},{"$f":"N6231*VLOOKUP($B6231,$AR$36:$AZ$47,MATCH(AK$2,$AS$2:$BA$2,0)+1,FALSE)","v":9.4543419254571368E-2},{"$f":"O6231*VLOOKUP($B6231,$AR$36:$AZ$47,MATCH(AL$2,$AS$2:$BA$2,0)+1,FALSE)","v":7.7392022468265848E-2},{"$f":"P6231*VLOOKUP($B6231,$AR$36:$AZ$47,MATCH(AM$2,$AS$2:$BA$2,0)+1,FALSE)","v":0},{"$f":"Q6231*VLOOKUP($B6231,$AR$36:$AZ$47,MATCH(AN$2,$AS$2:$BA$2,0)+1,FALSE)","v":1.3975758305443935E-3},{"$f":"R6231*VLOOKUP($B6231,$AR$36:$BA$47,MATCH(AO$2,$AS$2:$BA$2,0)+1,FALSE)","v":0},0.82957390927968866]
[2006,9,17,22,null,2013,9,17,22,0.34115871465885378,0.30445349888503237,8.7716324257784313E-3,8.0940093080861017E-2,8.3269000000000024E-2,5.8645999999999997E-2,2.2668909706010161E-5,2.4050134174594343E-3,0,0.87966662137769114,null,null,0.32301418542702703,7.0921910823676479E-2,0.26950079357885792,6.563793383241405E-2,5.4062036932009908E-2,4.9056525375532328E-3,1.1345308143775213E-5,1.7579139848794942E-3,0,0.78981177242456191,null,{"$f":"J6240*VLOOKUP($B6240,$AR$36:$AZ$47,MATCH(AG$2,$AS$2:$BA$2,0)+1,FALSE)","v":0.30993076584274726},{"$f":"K6240*VLOOKUP($B6240,$AR$36:$AZ$47,MATCH(AH$2,$AS$2:$BA$2,0)+1,FALSE)","v":0.27071560490980612},{"$f":"L6240*VLOOKUP($B6240,$AR$36:$AZ$47,MATCH(AI$2,$AS$2:$BA$2,0)+1,FALSE)","v":4.8805059774170365E-3},{"$f":"M6240*VLOOKUP($B6240,$AR$36:$AZ$47,MATCH(AJ$2,$AS$2:$BA$2,0)+1,FALSE)","v":7.0269320660944865E-2},{"$f":"N6240*VLOOKUP($B6240,$AR$36:$AZ$47,MATCH(AK$2,$AS$2:$BA$2,0)+1,FALSE)","v":6.5924916514263965E-2},{"$f":"O6240*VLOOKUP($B6240,$AR$36:$AZ$47,MATCH(AL$2,$AS$2:$BA$2,0)+1,FALSE)","v":5.8645259256960167E-2},{"$f":"P6240*VLOOKUP($B6240,$AR$36:$AZ$47,MATCH(AM$2,$AS$2:$BA$2,0)+1,FALSE)","v":1.1345308143775213E-5},{"$f":"Q6240*VLOOKUP($B6240,$AR$36:$AZ$47,MATCH(AN$2,$AS$2:$BA$2,0)+1,FALSE)","v":1.7214167181433858E-3},{"$f":"R6240*VLOOKUP($B6240,$AR$36:$BA$47,MATCH(AO$2,$AS$2:$BA$2,0)+1,FALSE)","v":0},0.78209913518842644]
[2006,9,18,10,null,2013,9,18,10,0.21245509712440272,0.42407854381485777,0,9.1045671587702381E-2,0.11558130000000005,7.5440999999999994E-2,0,1.952571151976176E-3,0,0.92055418367893904,null,null,0.20115567092015327,7.9776693545112923E-2,0.37539231612190671,9.1108548459383432E-2,6.9544284830811307E-2,0,0,1.4272070623859959E-3,0,0.81840472093975369,null,{"$f":"J6252*VLOOKUP($B6252,$AR$36:$AZ$47,MATCH(AG$2,$AS$2:$BA$2,0)+1,FALSE)","v":0.19300802860863556},{"$f":"K6252*VLOOKUP($B6252,$AR$36:$AZ$47,MATCH(AH$2,$AS$2:$BA$2,0)+1,FALSE)","v":0.37708444783372791},{"$f":"L6252*VLOOKUP($B6252,$AR$36:$AZ$47,MATCH(AI$2,$AS$2:$BA$2,0)+1,FALSE)","v":0},{"$f":"M6252*VLOOKUP($B6252,$AR$36:$AZ$47,MATCH(AJ$2,$AS$2:$BA$2,0)+1,FALSE)","v":7.9042625824458451E-2},{"$f":"N6252*VLOOKUP($B6252,$AR$36:$AZ$47,MATCH(AK$2,$AS$2:$BA$2,0)+1,FALSE)","v":9.1506893959457894E-2},{"$f":"O6252*VLOOKUP($B6252,$AR$36:$AZ$47,MATCH(AL$2,$AS$2:$BA$2,0)+1,FALSE)","v":7.5440047123492351E-2},{"$f":"P6252*VLOOKUP($B6252,$AR$36:$AZ$47,MATCH(AM$2,$AS$2:$BA$2,0)+1,FALSE)","v":0},{"$f":"Q6252*VLOOKUP($B6252,$AR$36:$AZ$47,MATCH(AN$2,$AS$2:$BA$2,0)+1,FALSE)","v":1.3975758305443935E-3},{"$f":"R6252*VLOOKUP($B6252,$AR$36:$BA$47,MATCH(AO$2,$AS$2:$BA$2,0)+1,FALSE)","v":0},0.81747961918031653]
[2006,9,18,15,null,2013,9,18,15,0.18919107799553381,0.44438136557593533,0,9.3798919307943762E-2,0.12360420000000004,8.2333000000000003E-2,0,1.952571151976176E-3,0,0.93526113403138922,null,null,0.17912894885272873,8.218916407557518E-2,0.3933642776744547,9.7432709663962253E-2,7.5897583581543027E-2,0,0,1.4272070623859959E-3,0,0.82943989091064974,null,{"$f":"J6257*VLOOKUP($B6257,$AR$36:$AZ$47,MATCH(AG$2,$AS$2:$BA$2,0)+1,FALSE)","v":0.17187348050717305},{"$f":"K6257*VLOOKUP($B6257,$AR$36:$AZ$47,MATCH(AH$2,$AS$2:$BA$2,0)+1,FALSE)","v":0.39513742043727679},{"$f":"L6257*VLOOKUP($B6257,$AR$36:$AZ$47,MATCH(AI$2,$AS$2:$BA$2,0)+1,FALSE)","v":0},{"$f":"M6257*VLOOKUP($B6257,$AR$36:$AZ$47,MATCH(AJ$2,$AS$2:$BA$2,0)+1,FALSE)","v":8.1432897932489978E-2},{"$f":"N6257*VLOOKUP($B6257,$AR$36:$AZ$47,MATCH(AK$2,$AS$2:$BA$2,0)+1,FALSE)","v":9.7858705710557187E-2},{"$f":"O6257*VLOOKUP($B6257,$AR$36:$AZ$47,MATCH(AL$2,$AS$2:$BA$2,0)+1,FALSE)","v":8.2331960072354507E-2},{"$f":"P6257*VLOOKUP($B6257,$AR$36:$AZ$47,MATCH(AM$2,$AS$2:$BA$2,0)+1,FALSE)","v":0},{"$f":"Q6257*VLOOKUP($B6257,$AR$36:$AZ$47,MATCH(AN$2,$AS$2:$BA$2,0)+1,FALSE)","v":1.3975758305443935E-3},{"$f":"R6257*VLOOKUP($B6257,$AR$36:$BA$47,MATCH(AO$2,$AS$2:$BA$2,0)+1,FALSE)","v":0},0.83003204049039592]
[2006,9,18,24,null,2013,9,18,24,0.22798054599946543,0.24984194646654159,8.7716324257784313E-3,5.7245974911341202E-2,8.0267900000000003E-2,5.5985E-2,2.2668909706010161E-5,2.4050134174594343E-3,0,0.68252068213029216,null,null,0.21585539866060421,5.0160480092610399E-2,0.22115890633086671,6.3272275505492151E-2,5.1609029390556477E-2,4.9056525375532328E-3,1.1345308143775213E-5,1.7579139848794942E-3,0,0.60873100181070638,null,{"$f":"J6266*VLOOKUP($B6266,$AR$36:$AZ$47,MATCH(AG$2,$AS$2:$BA$2,0)+1,FALSE)","v":0.20711235616395607},{"$f":"K6266*VLOOKUP($B6266,$AR$36:$AZ$47,MATCH(AH$2,$AS$2:$BA$2,0)+1,FALSE)","v":0.22215581005713431},{"$f":"L6266*VLOOKUP($B6266,$AR$36:$AZ$47,MATCH(AI$2,$AS$2:$BA$2,0)+1,FALSE)","v":4.8805059774170365E-3},{"$f":"M6266*VLOOKUP($B6266,$AR$36:$AZ$47,MATCH(AJ$2,$AS$2:$BA$2,0)+1,FALSE)","v":4.9698926878855132E-2},{"$f":"N6266*VLOOKUP($B6266,$AR$36:$AZ$47,MATCH(AK$2,$AS$2:$BA$2,0)+1,FALSE)","v":6.3548915037712567E-2},{"$f":"O6266*VLOOKUP($B6266,$AR$36:$AZ$47,MATCH(AL$2,$AS$2:$BA$2,0)+1,FALSE)","v":5.5984292867389339E-2},{"$f":"P6266*VLOOKUP($B6266,$AR$36:$AZ$47,MATCH(AM$2,$AS$2:$BA$2,0)+1,FALSE)","v":1.1345308143775213E-5},{"$f":"Q6266*VLOOKUP($B6266,$AR$36:$AZ$47,MATCH(AN$2,$AS$2:$BA$2,0)+1,FALSE)","v":1.7214167181433858E-3},{"$f":"R6266*VLOOKUP($B6266,$AR$36:$BA$47,MATCH(AO$2,$AS$2:$BA$2,0)+1,FALSE)","v":0},0.60511356900875157]
[2006,9,19,9,null,2013,9,19,9,0.25848334131528261,0.43202693271869652,0,9.3074023240303949E-2,0.11366439999999998,7.4582999999999997E-2,0,1.952571151976176E-3,0,0.9737842684262592,null,null,{"$f":"$J6275*$AS$6","v":0.24473590253997454},{"$f":"$M6275*$AV$6","v":8.1553990426661491E-2},{"$f":"$K6275*$AT$6","v":0.38242819229052594},{"$f":"$N6275*$AW$6","v":8.9597525685441645E-2},{"$f":"$O6275*$AX$6","v":6.8753348915528686E-2},{"$f":"$L6275*$AU$6","v":0},{"$f":"$P6275*$AY$6","v":0},{"$f":"$Q6275*$AZ$6","v":1.4272070623859959E-3},0,{"$f":"SUM(V6275:AD6275)","v":0.86849616692051823},null,{"$f":"J6275*VLOOKUP($B6275,$AR$36:$AZ$47,MATCH(AG$2,$AS$2:$BA$2,0)+1,FALSE)","v":0.23482307937391186},{"$f":"K6275*VLOOKUP($B6275,$AR$36:$AZ$47,MATCH(AH$2,$AS$2:$BA$2,0)+1,FALSE)","v":0.38415203916718682},{"$f":"L6275*VLOOKUP($B6275,$AR$36:$AZ$47,MATCH(AI$2,$AS$2:$BA$2,0)+1,FALSE)","v":0},{"$f":"M6275*VLOOKUP($B6275,$AR$36:$AZ$47,MATCH(AJ$2,$AS$2:$BA$2,0)+1,FALSE)","v":8.0803568853612437E-2},{"$f":"N6275*VLOOKUP($B6275,$AR$36:$AZ$47,MATCH(AK$2,$AS$2:$BA$2,0)+1,FALSE)","v":8.9989264680059827E-2},{"$f":"O6275*VLOOKUP($B6275,$AR$36:$AZ$47,MATCH(AL$2,$AS$2:$BA$2,0)+1,FALSE)","v":7.4582057960676948E-2},{"$f":"P6275*VLOOKUP($B6275,$AR$36:$AZ$47,MATCH(AM$2,$AS$2:$BA$2,0)+1,FALSE)","v":0},{"$f":"Q6275*VLOOKUP($B6275,$AR$36:$AZ$47,MATCH(AN$2,$AS$2:$BA$2,0)+1,FALSE)","v":1.3975758305443935E-3},{"$f":"R6275*VLOOKUP($B6275,$AR$36:$BA$47,MATCH(AO$2,$AS$2:$BA$2,0)+1,FALSE)","v":0},0.86574758586599221]
[2006,9,19,17,null,2013,9,19,17,0.28501102262674949,0.48642110741216948,0,0.13872868359053322,0.12268020000000002,7.7210000000000001E-2,0,1.952571151976176E-3,0,1.1120035847814282,null,null,0.26985270888818624,0.12155784546064874,0.43057765780707635,9.6704353963027304E-2,7.1175014008124773E-2,0,0,1.4272070623859959E-3,0,0.99129478718944941,null,{"$f":"J6283*VLOOKUP($B6283,$AR$36:$AZ$47,MATCH(AG$2,$AS$2:$BA$2,0)+1,FALSE)","v":0.25892255047526336},{"$f":"K6283*VLOOKUP($B6283,$AR$36:$AZ$47,MATCH(AH$2,$AS$2:$BA$2,0)+1,FALSE)","v":0.43251854492139985},{"$f":"L6283*VLOOKUP($B6283,$AR$36:$AZ$47,MATCH(AI$2,$AS$2:$BA$2,0)+1,FALSE)","v":0},{"$f":"M6283*VLOOKUP($B6283,$AR$36:$AZ$47,MATCH(AJ$2,$AS$2:$BA$2,0)+1,FALSE)","v":0.12043932717442137},{"$f":"N6283*VLOOKUP($B6283,$AR$36:$AZ$47,MATCH(AK$2,$AS$2:$BA$2,0)+1,FALSE)","v":9.7127165487194578E-2},{"$f":"O6283*VLOOKUP($B6283,$AR$36:$AZ$47,MATCH(AL$2,$AS$2:$BA$2,0)+1,FALSE)","v":7.7209024779693325E-2},{"$f":"P6283*VLOOKUP($B6283,$AR$36:$AZ$47,MATCH(AM$2,$AS$2:$BA$2,0)+1,FALSE)","v":0},{"$f":"Q6283*VLOOKUP($B6283,$AR$36:$AZ$47,MATCH(AN$2,$AS$2:$BA$2,0)+1,FALSE)","v":1.3975758305443935E-3},{"$f":"R6283*VLOOKUP($B6283,$AR$36:$BA$47,MATCH(AO$2,$AS$2:$BA$2,0)+1,FALSE)","v":0},0.98761418866851691]
[2006,9,19,23,null,2013,9,19,23,0.26978436492560337,0.28127430840802775,8.7716324257784313E-3,6.3976430262564332E-2,8.7703199999999995E-2,6.1066000000000002E-2,2.2668909706010161E-5,2.4050134174594343E-3,0,0.77500361834913933,null,null,0.25543588111044613,5.605788811443356E-2,0.24898268407791518,6.9133252933156086E-2,5.6292881821268584E-2,4.9056525375532328E-3,1.1345308143775213E-5,1.7579139848794942E-3,0,0.69257749988779593,null,{"$f":"J6289*VLOOKUP($B6289,$AR$36:$AZ$47,MATCH(AG$2,$AS$2:$BA$2,0)+1,FALSE)","v":0.24508966425613035},{"$f":"K6289*VLOOKUP($B6289,$AR$36:$AZ$47,MATCH(AH$2,$AS$2:$BA$2,0)+1,FALSE)","v":0.25010500725110923},{"$f":"L6289*VLOOKUP($B6289,$AR$36:$AZ$47,MATCH(AI$2,$AS$2:$BA$2,0)+1,FALSE)","v":4.8805059774170365E-3},{"$f":"M6289*VLOOKUP($B6289,$AR$36:$AZ$47,MATCH(AJ$2,$AS$2:$BA$2,0)+1,FALSE)","v":5.5542069717803781E-2},{"$f":"N6289*VLOOKUP($B6289,$AR$36:$AZ$47,MATCH(AK$2,$AS$2:$BA$2,0)+1,FALSE)","v":6.9435517876205957E-2},{"$f":"O6289*VLOOKUP($B6289,$AR$36:$AZ$47,MATCH(AL$2,$AS$2:$BA$2,0)+1,FALSE)","v":6.1065228690542067E-2},{"$f":"P6289*VLOOKUP($B6289,$AR$36:$AZ$47,MATCH(AM$2,$AS$2:$BA$2,0)+1,FALSE)","v":1.1345308143775213E-5},{"$f":"Q6289*VLOOKUP($B6289,$AR$36:$AZ$47,MATCH(AN$2,$AS$2:$BA$2,0)+1,FALSE)","v":1.7214167181433858E-3},{"$f":"R6289*VLOOKUP($B6289,$AR$36:$BA$47,MATCH(AO$2,$AS$2:$BA$2,0)+1,FALSE)","v":0},0.68785075579549559]
[2006,9,20,2,null,2013,9,20,2,0.21050242377563877,0.26536953939633889,8.7716324257784313E-3,7.108031820581559E-2,8.1980400000000009E-2,5.7225999999999999E-2,2.2668909706010161E-5,2.4050134174594343E-3,0,0.69735799613073712,null,null,0.19930685052057248,6.2282507929354296E-2,0.234903857964778,6.4622177169833137E-2,5.2753028773849867E-2,4.9056525375532328E-3,1.1345308143775213E-5,1.7579139848794942E-3,0,0.62054333418896424,null,{"$f":"J6292*VLOOKUP($B6292,$AR$36:$AZ$47,MATCH(AG$2,$AS$2:$BA$2,0)+1,FALSE)","v":0.19123409313397441},{"$f":"K6292*VLOOKUP($B6292,$AR$36:$AZ$47,MATCH(AH$2,$AS$2:$BA$2,0)+1,FALSE)","v":0.23596271892228959},{"$f":"L6292*VLOOKUP($B6292,$AR$36:$AZ$47,MATCH(AI$2,$AS$2:$BA$2,0)+1,FALSE)","v":4.8805059774170365E-3},{"$f":"M6292*VLOOKUP($B6292,$AR$36:$AZ$47,MATCH(AJ$2,$AS$2:$BA$2,0)+1,FALSE)","v":6.1709413500384377E-2},{"$f":"N6292*VLOOKUP($B6292,$AR$36:$AZ$47,MATCH(AK$2,$AS$2:$BA$2,0)+1,FALSE)","v":6.4904718752548538E-2},{"$f":"O6292*VLOOKUP($B6292,$AR$36:$AZ$47,MATCH(AL$2,$AS$2:$BA$2,0)+1,FALSE)","v":5.7225277192626996E-2},{"$f":"P6292*VLOOKUP($B6292,$AR$36:$AZ$47,MATCH(AM$2,$AS$2:$BA$2,0)+1,FALSE)","v":1.1345308143775213E-5},{"$f":"Q6292*VLOOKUP($B6292,$AR$36:$AZ$47,MATCH(AN$2,$AS$2:$BA$2,0)+1,FALSE)","v":1.7214167181433858E-3},{"$f":"R6292*VLOOKUP($B6292,$AR$36:$BA$47,MATCH(AO$2,$AS$2:$BA$2,0)+1,FALSE)","v":0},0.61764948950552812]
[2006,9,20,13,null,2013,9,20,13,0.25930294104922375,0.47218099874590036,0,0.10433718774642319,0.13559359999999995,8.6806999999999995E-2,0,1.952571151976176E-3,0,1.0601742986935234,null,null,0.24551191185487636,9.1423081482652269E-2,0.41797238113834639,0.10688351901546568,8.0021881116478261E-2,0,0,1.4272070623859959E-3,0,0.94323998167020484,null,{"$f":"J6303*VLOOKUP($B6303,$AR$36:$AZ$47,MATCH(AG$2,$AS$2:$BA$2,0)+1,FALSE)","v":0.23556765708015306},{"$f":"K6303*VLOOKUP($B6303,$AR$36:$AZ$47,MATCH(AH$2,$AS$2:$BA$2,0)+1,FALSE)","v":0.41985644826070045},{"$f":"L6303*VLOOKUP($B6303,$AR$36:$AZ$47,MATCH(AI$2,$AS$2:$BA$2,0)+1,FALSE)","v":0},{"$f":"M6303*VLOOKUP($B6303,$AR$36:$AZ$47,MATCH(AJ$2,$AS$2:$BA$2,0)+1,FALSE)","v":9.0581849162071973E-2},{"$f":"N6303*VLOOKUP($B6303,$AR$36:$AZ$47,MATCH(AK$2,$AS$2:$BA$2,0)+1,FALSE)","v":0.107350835963786},{"$f":"O6303*VLOOKUP($B6303,$AR$36:$AZ$47,MATCH(AL$2,$AS$2:$BA$2,0)+1,FALSE)","v":8.6805903562373249E-2},{"$f":"P6303*VLOOKUP($B6303,$AR$36:$AZ$47,MATCH(AM$2,$AS$2:$BA$2,0)+1,FALSE)","v":0},{"$f":"Q6303*VLOOKUP($B6303,$AR$36:$AZ$47,MATCH(AN$2,$AS$2:$BA$2,0)+1,FALSE)","v":1.3975758305443935E-3},{"$f":"R6303*VLOOKUP($B6303,$AR$36:$BA$47,MATCH(AO$2,$AS$2:$BA$2,0)+1,FALSE)","v":0},0.94156026985962915]
[2006,9,20,19,null,2013,9,20,19,0.34748762749836049,0.3939921077561474,8.7716324257784313E-3,9.6146757454857706E-2,0.10166690000000002,7.0900000000000005E-2,2.2668909706010161E-5,2.4050134174594343E-3,0,1.0213927074623095,null,null,0.32900649498164641,8.4246403712271739E-2,0.34875994558428358,8.014033139759881E-2,6.5358224234892459E-2,4.9056525375532328E-3,1.1345308143775213E-5,1.7579139848794942E-3,0,0.91418631174126941,null,{"$f":"J6309*VLOOKUP($B6309,$AR$36:$AZ$47,MATCH(AG$2,$AS$2:$BA$2,0)+1,FALSE)","v":0.31568036190762211},{"$f":"K6309*VLOOKUP($B6309,$AR$36:$AZ$47,MATCH(AH$2,$AS$2:$BA$2,0)+1,FALSE)","v":0.35033202827855098},{"$f":"L6309*VLOOKUP($B6309,$AR$36:$AZ$47,MATCH(AI$2,$AS$2:$BA$2,0)+1,FALSE)","v":4.8805059774170365E-3},{"$f":"M6309*VLOOKUP($B6309,$AR$36:$AZ$47,MATCH(AJ$2,$AS$2:$BA$2,0)+1,FALSE)","v":8.3471207814845488E-2},{"$f":"N6309*VLOOKUP($B6309,$AR$36:$AZ$47,MATCH(AK$2,$AS$2:$BA$2,0)+1,FALSE)","v":8.0490721574223573E-2},{"$f":"O6309*VLOOKUP($B6309,$AR$36:$AZ$47,MATCH(AL$2,$AS$2:$BA$2,0)+1,FALSE)","v":7.0899104479733938E-2},{"$f":"P6309*VLOOKUP($B6309,$AR$36:$AZ$47,MATCH(AM$2,$AS$2:$BA$2,0)+1,FALSE)","v":1.1345308143775213E-5},{"$f":"Q6309*VLOOKUP($B6309,$AR$36:$AZ$47,MATCH(AN$2,$AS$2:$BA$2,0)+1,FALSE)","v":1.7214167181433858E-3},{"$f":"R6309*VLOOKUP($B6309,$AR$36:$BA$47,MATCH(AO$2,$AS$2:$BA$2,0)+1,FALSE)","v":0},0.90748669205868027]
[2006,9,21,3,null,2013,9,21,3,0.16942980853234976,0.22627889967327749,8.7716324257784313E-3,6.0110599622121348E-2,8.353950000000003E-2,5.9901000000000003E-2,2.2668909706010161E-5,2.4050134174594343E-3,0,0.61045912258069257,null,null,0.16041868267929296,5.2670542171218138E-2,0.20030100903891138,6.5851159175599014E-2,5.5218942029538691E-2,4.9056525375532328E-3,1.1345308143775213E-5,1.7579139848794942E-3,0,0.54113524692513659,null,{"$f":"J6317*VLOOKUP($B6317,$AR$36:$AZ$47,MATCH(AG$2,$AS$2:$BA$2,0)+1,FALSE)","v":0.15392105802582468},{"$f":"K6317*VLOOKUP($B6317,$AR$36:$AZ$47,MATCH(AH$2,$AS$2:$BA$2,0)+1,FALSE)","v":0.20120389296793262},{"$f":"L6317*VLOOKUP($B6317,$AR$36:$AZ$47,MATCH(AI$2,$AS$2:$BA$2,0)+1,FALSE)","v":4.8805059774170365E-3},{"$f":"M6317*VLOOKUP($B6317,$AR$36:$AZ$47,MATCH(AJ$2,$AS$2:$BA$2,0)+1,FALSE)","v":5.218589254337417E-2},{"$f":"N6317*VLOOKUP($B6317,$AR$36:$AZ$47,MATCH(AK$2,$AS$2:$BA$2,0)+1,FALSE)","v":6.6139074122943176E-2},{"$f":"O6317*VLOOKUP($B6317,$AR$36:$AZ$47,MATCH(AL$2,$AS$2:$BA$2,0)+1,FALSE)","v":5.9900243405367315E-2},{"$f":"P6317*VLOOKUP($B6317,$AR$36:$AZ$47,MATCH(AM$2,$AS$2:$BA$2,0)+1,FALSE)","v":1.1345308143775213E-5},{"$f":"Q6317*VLOOKUP($B6317,$AR$36:$AZ$47,MATCH(AN$2,$AS$2:$BA$2,0)+1,FALSE)","v":1.7214167181433858E-3},{"$f":"R6317*VLOOKUP($B6317,$AR$36:$BA$47,MATCH(AO$2,$AS$2:$BA$2,0)+1,FALSE)","v":0},0.53996342906914607]
[2006,9,21,12,null,2013,9,21,12,0.24636473515809323,0.32479788273242827,0,8.496846345706173E-2,9.5223099999999991E-2,6.6392000000000007E-2,0,1.952571151976176E-3,0,0.81969875249955948,null,null,0.2332618245575615,7.4451678503832552E-2,0.28750954569313902,7.5060917473697822E-2,6.1202584251099861E-2,0,0,1.4272070623859959E-3,0,0.73291375754171673,null,{"$f":"J6326*VLOOKUP($B6326,$AR$36:$AZ$47,MATCH(AG$2,$AS$2:$BA$2,0)+1,FALSE)","v":0.22381374932938955},{"$f":"K6326*VLOOKUP($B6326,$AR$36:$AZ$47,MATCH(AH$2,$AS$2:$BA$2,0)+1,FALSE)","v":0.28880553391352837},{"$f":"L6326*VLOOKUP($B6326,$AR$36:$AZ$47,MATCH(AI$2,$AS$2:$BA$2,0)+1,FALSE)","v":0},{"$f":"M6326*VLOOKUP($B6326,$AR$36:$AZ$47,MATCH(AJ$2,$AS$2:$BA$2,0)+1,FALSE)","v":7.3766609074284159E-2},{"$f":"N6326*VLOOKUP($B6326,$AR$36:$AZ$47,MATCH(AK$2,$AS$2:$BA$2,0)+1,FALSE)","v":7.5389099397487738E-2},{"$f":"O6326*VLOOKUP($B6326,$AR$36:$AZ$47,MATCH(AL$2,$AS$2:$BA$2,0)+1,FALSE)","v":6.6391161419160724E-2},{"$f":"P6326*VLOOKUP($B6326,$AR$36:$AZ$47,MATCH(AM$2,$AS$2:$BA$2,0)+1,FALSE)","v":0},{"$f":"Q6326*VLOOKUP($B6326,$AR$36:$AZ$47,MATCH(AN$2,$AS$2:$BA$2,0)+1,FALSE)","v":1.3975758305443935E-3},{"$f":"R6326*VLOOKUP($B6326,$AR$36:$BA$47,MATCH(AO$2,$AS$2:$BA$2,0)+1,FALSE)","v":0},0.72956372896439481]
[2006,9,21,20,null,2013,9,21,20,0.32695241536035136,0.27695920556795367,8.7716324257784313E-3,6.8251834288357002E-2,8.5584599999999997E-2,6.3309000000000004E-2,2.2668909706010161E-5,2.4050134174594343E-3,0,0.83225636996960606,null,null,0.30956344828133525,5.9804113396748612E-2,0.24516297550490418,6.7463237361726713E-2,5.8360561609122799E-2,4.9056525375532328E-3,1.1345308143775213E-5,1.7579139848794942E-3,0,0.74702924798441417,null,{"$f":"J6334*VLOOKUP($B6334,$AR$36:$AZ$47,MATCH(AG$2,$AS$2:$BA$2,0)+1,FALSE)","v":0.29702483956213338},{"$f":"K6334*VLOOKUP($B6334,$AR$36:$AZ$47,MATCH(AH$2,$AS$2:$BA$2,0)+1,FALSE)","v":0.24626808082432572},{"$f":"L6334*VLOOKUP($B6334,$AR$36:$AZ$47,MATCH(AI$2,$AS$2:$BA$2,0)+1,FALSE)","v":4.8805059774170365E-3},{"$f":"M6334*VLOOKUP($B6334,$AR$36:$AZ$47,MATCH(AJ$2,$AS$2:$BA$2,0)+1,FALSE)","v":5.9253823991960393E-2},{"$f":"N6334*VLOOKUP($B6334,$AR$36:$AZ$47,MATCH(AK$2,$AS$2:$BA$2,0)+1,FALSE)","v":6.7758200649781719E-2},{"$f":"O6334*VLOOKUP($B6334,$AR$36:$AZ$47,MATCH(AL$2,$AS$2:$BA$2,0)+1,FALSE)","v":6.3308200359766933E-2},{"$f":"P6334*VLOOKUP($B6334,$AR$36:$AZ$47,MATCH(AM$2,$AS$2:$BA$2,0)+1,FALSE)","v":1.1345308143775213E-5},{"$f":"Q6334*VLOOKUP($B6334,$AR$36:$AZ$47,MATCH(AN$2,$AS$2:$BA$2,0)+1,FALSE)","v":1.7214167181433858E-3},{"$f":"R6334*VLOOKUP($B6334,$AR$36:$BA$47,MATCH(AO$2,$AS$2:$BA$2,0)+1,FALSE)","v":0},0.74022641339167239]
[2006,9,22,5,null,2013,9,22,5,0.17908953735915989,0.2393164446322526,8.7716324257784313E-3,8.1860771329805515E-2,7.7748200000000017E-2,5.4650999999999998E-2,2.2668909706010161E-5,2.4050134174594343E-3,0,0.643865268074162,null,null,0.1695646587437126,7.1728634144388598E-2,0.21184178201616871,6.1286087345702407E-2,5.0379299191270911E-2,4.9056525375532328E-3,1.1345308143775213E-5,1.7579139848794942E-3,0,0.57147537327181974,null,{"$f":"J6343*VLOOKUP($B6343,$AR$36:$AZ$47,MATCH(AG$2,$AS$2:$BA$2,0)+1,FALSE)","v":0.16269658397456163},{"$f":"K6343*VLOOKUP($B6343,$AR$36:$AZ$47,MATCH(AH$2,$AS$2:$BA$2,0)+1,FALSE)","v":0.21279668754258302},{"$f":"L6343*VLOOKUP($B6343,$AR$36:$AZ$47,MATCH(AI$2,$AS$2:$BA$2,0)+1,FALSE)","v":4.8805059774170365E-3},{"$f":"M6343*VLOOKUP($B6343,$AR$36:$AZ$47,MATCH(AJ$2,$AS$2:$BA$2,0)+1,FALSE)","v":7.1068620891993603E-2},{"$f":"N6343*VLOOKUP($B6343,$AR$36:$AZ$47,MATCH(AK$2,$AS$2:$BA$2,0)+1,FALSE)","v":6.1554042850692305E-2},{"$f":"O6343*VLOOKUP($B6343,$AR$36:$AZ$47,MATCH(AL$2,$AS$2:$BA$2,0)+1,FALSE)","v":5.4650309716811556E-2},{"$f":"P6343*VLOOKUP($B6343,$AR$36:$AZ$47,MATCH(AM$2,$AS$2:$BA$2,0)+1,FALSE)","v":1.1345308143775213E-5},{"$f":"Q6343*VLOOKUP($B6343,$AR$36:$AZ$47,MATCH(AN$2,$AS$2:$BA$2,0)+1,FALSE)","v":1.7214167181433858E-3},{"$f":"R6343*VLOOKUP($B6343,$AR$36:$BA$47,MATCH(AO$2,$AS$2:$BA$2,0)+1,FALSE)","v":0},0.56937951298034617]
[2006,9,22,10,null,2013,9,22,10,0.27468262821329592,0.30223100526650243,0,9.6187487509132655E-2,8.3383499999999985E-2,5.7796E-2,0,1.952571151976176E-3,0,0.81623319214090717,null,null,0.26007363022221441,8.4282092493531802E-2,0.26753345276618445,6.5728190031285286E-2,5.3278475710576083E-2,0,0,1.4272070623859959E-3,0,0.732323048286178,null,{"$f":"J6348*VLOOKUP($B6348,$AR$36:$AZ$47,MATCH(AG$2,$AS$2:$BA$2,0)+1,FALSE)","v":0.24953956521666137},{"$f":"K6348*VLOOKUP($B6348,$AR$36:$AZ$47,MATCH(AH$2,$AS$2:$BA$2,0)+1,FALSE)","v":0.26873939604194313},{"$f":"L6348*VLOOKUP($B6348,$AR$36:$AZ$47,MATCH(AI$2,$AS$2:$BA$2,0)+1,FALSE)","v":0},{"$f":"M6348*VLOOKUP($B6348,$AR$36:$AZ$47,MATCH(AJ$2,$AS$2:$BA$2,0)+1,FALSE)","v":8.350656820467757E-2},{"$f":"N6348*VLOOKUP($B6348,$AR$36:$AZ$47,MATCH(AK$2,$AS$2:$BA$2,0)+1,FALSE)","v":6.6015567331985811E-2},{"$f":"O6348*VLOOKUP($B6348,$AR$36:$AZ$47,MATCH(AL$2,$AS$2:$BA$2,0)+1,FALSE)","v":5.7795269993098766E-2},{"$f":"P6348*VLOOKUP($B6348,$AR$36:$AZ$47,MATCH(AM$2,$AS$2:$BA$2,0)+1,FALSE)","v":0},{"$f":"Q6348*VLOOKUP($B6348,$AR$36:$AZ$47,MATCH(AN$2,$AS$2:$BA$2,0)+1,FALSE)","v":1.3975758305443935E-3},{"$f":"R6348*VLOOKUP($B6348,$AR$36:$BA$47,MATCH(AO$2,$AS$2:$BA$2,0)+1,FALSE)","v":0},0.72699394261891104]
[2006,9,22,14,null,2013,9,22,14,0.29548354146609584,0.31615618558928643,0,9.3378357965294298E-2,8.3897499999999986E-2,5.9279999999999999E-2,0,1.952571151976176E-3,0,0.85014815617265271,null,null,0.27976824672119543,8.1820656789458365E-2,0.27985995635856437,6.6133357596523973E-2,5.4646481419526438E-2,0,0,1.4272070623859959E-3,0,0.76365590594765453,null,{"$f":"J6352*VLOOKUP($B6352,$AR$36:$AZ$47,MATCH(AG$2,$AS$2:$BA$2,0)+1,FALSE)","v":0.26843646773640334},{"$f":"K6352*VLOOKUP($B6352,$AR$36:$AZ$47,MATCH(AH$2,$AS$2:$BA$2,0)+1,FALSE)","v":0.28112146301889102},{"$f":"L6352*VLOOKUP($B6352,$AR$36:$AZ$47,MATCH(AI$2,$AS$2:$BA$2,0)+1,FALSE)","v":0},{"$f":"M6352*VLOOKUP($B6352,$AR$36:$AZ$47,MATCH(AJ$2,$AS$2:$BA$2,0)+1,FALSE)","v":8.1067781477598952E-2},{"$f":"N6352*VLOOKUP($B6352,$AR$36:$AZ$47,MATCH(AK$2,$AS$2:$BA$2,0)+1,FALSE)","v":6.6422506373986223E-2},{"$f":"O6352*VLOOKUP($B6352,$AR$36:$AZ$47,MATCH(AL$2,$AS$2:$BA$2,0)+1,FALSE)","v":5.9279251249063858E-2},{"$f":"P6352*VLOOKUP($B6352,$AR$36:$AZ$47,MATCH(AM$2,$AS$2:$BA$2,0)+1,FALSE)","v":0},{"$f":"Q6352*VLOOKUP($B6352,$AR$36:$AZ$47,MATCH(AN$2,$AS$2:$BA$2,0)+1,FALSE)","v":1.3975758305443935E-3},{"$f":"R6352*VLOOKUP($B6352,$AR$36:$BA$47,MATCH(AO$2,$AS$2:$BA$2,0)+1,FALSE)","v":0},0.7577250456864878]
[2006,9,22,24,null,2013,9,22,24,0.25616400412779422,0.24449626611729569,8.7716324257784313E-3,7.584052724844928E-2,7.9019800000000001E-2,5.4639E-2,2.2668909706010161E-5,2.4050134174594343E-3,0,0.72135891224648307,null,null,0.2425399193211483,6.6453532552299216E-2,0.21642693543344996,6.2288443524608078E-2,5.0368237150497729E-2,4.9056525375532328E-3,1.1345308143775213E-5,1.7579139848794942E-3,0,0.6447519798125797,null,{"$f":"J6362*VLOOKUP($B6362,$AR$36:$AZ$47,MATCH(AG$2,$AS$2:$BA$2,0)+1,FALSE)","v":0.23271604261981738},{"$f":"K6362*VLOOKUP($B6362,$AR$36:$AZ$47,MATCH(AH$2,$AS$2:$BA$2,0)+1,FALSE)","v":0.21740250915995182},{"$f":"L6362*VLOOKUP($B6362,$AR$36:$AZ$47,MATCH(AI$2,$AS$2:$BA$2,0)+1,FALSE)","v":4.8805059774170365E-3},{"$f":"M6362*VLOOKUP($B6362,$AR$36:$AZ$47,MATCH(AJ$2,$AS$2:$BA$2,0)+1,FALSE)","v":6.5842058310859042E-2},{"$f":"N6362*VLOOKUP($B6362,$AR$36:$AZ$47,MATCH(AK$2,$AS$2:$BA$2,0)+1,FALSE)","v":6.2560781539034147E-2},{"$f":"O6362*VLOOKUP($B6362,$AR$36:$AZ$47,MATCH(AL$2,$AS$2:$BA$2,0)+1,FALSE)","v":5.4638309868380572E-2},{"$f":"P6362*VLOOKUP($B6362,$AR$36:$AZ$47,MATCH(AM$2,$AS$2:$BA$2,0)+1,FALSE)","v":1.1345308143775213E-5},{"$f":"Q6362*VLOOKUP($B6362,$AR$36:$AZ$47,MATCH(AN$2,$AS$2:$BA$2,0)+1,FALSE)","v":1.7214167181433858E-3},{"$f":"R6362*VLOOKUP($B6362,$AR$36:$BA$47,MATCH(AO$2,$AS$2:$BA$2,0)+1,FALSE)","v":0},0.63977296950174711]
[2006,9,23,7,null,2013,9,23,7,0.21260270342329171,0.31322805642690088,0,6.9188466274675203E-2,0.10522679999999998,6.7053000000000001E-2,0,1.952571151976176E-3,0,0.769251597276844,null,null,0.20129542677674103,6.062481581602925E-2,0.27726799030839822,8.2946471505562253E-2,6.1811918330356048E-2,0,0,1.4272070623859959E-3,0,0.68537382979947281,null,{"$f":"J6369*VLOOKUP($B6369,$AR$36:$AZ$47,MATCH(AG$2,$AS$2:$BA$2,0)+1,FALSE)","v":0.19314212377106932},{"$f":"K6369*VLOOKUP($B6369,$AR$36:$AZ$47,MATCH(AH$2,$AS$2:$BA$2,0)+1,FALSE)","v":0.27851781333067183},{"$f":"L6369*VLOOKUP($B6369,$AR$36:$AZ$47,MATCH(AI$2,$AS$2:$BA$2,0)+1,FALSE)","v":0},{"$f":"M6369*VLOOKUP($B6369,$AR$36:$AZ$47,MATCH(AJ$2,$AS$2:$BA$2,0)+1,FALSE)","v":6.0066974692468474E-2},{"$f":"N6369*VLOOKUP($B6369,$AR$36:$AZ$47,MATCH(AK$2,$AS$2:$BA$2,0)+1,FALSE)","v":8.3309130709665641E-2},{"$f":"O6369*VLOOKUP($B6369,$AR$36:$AZ$47,MATCH(AL$2,$AS$2:$BA$2,0)+1,FALSE)","v":6.7052153070234127E-2},{"$f":"P6369*VLOOKUP($B6369,$AR$36:$AZ$47,MATCH(AM$2,$AS$2:$BA$2,0)+1,FALSE)","v":0},{"$f":"Q6369*VLOOKUP($B6369,$AR$36:$AZ$47,MATCH(AN$2,$AS$2:$BA$2,0)+1,FALSE)","v":1.3975758305443935E-3},{"$f":"R6369*VLOOKUP($B6369,$AR$36:$BA$47,MATCH(AO$2,$AS$2:$BA$2,0)+1,FALSE)","v":0},0.68348577140465372]
[2006,9,23,14,null,2013,9,23,14,0.1940543507024966,0.41165700761366797,0,9.3944955387369064E-2,0.11618370000000001,7.4985999999999997E-2,0,1.952571151976176E-3,0,0.89277858485550987,null,null,0.18373356835811036,8.2317124859999952E-2,0.364396831176098,9.1583398539733185E-2,6.9124849118161427E-2,0,0,1.4272070623859959E-3,0,0.79258297911448883,null,{"$f":"J6376*VLOOKUP($B6376,$AR$36:$AZ$47,MATCH(AG$2,$AS$2:$BA$2,0)+1,FALSE)","v":0.17629159374833217},{"$f":"K6376*VLOOKUP($B6376,$AR$36:$AZ$47,MATCH(AH$2,$AS$2:$BA$2,0)+1,FALSE)","v":0.36603939925018719},{"$f":"L6376*VLOOKUP($B6376,$AR$36:$AZ$47,MATCH(AI$2,$AS$2:$BA$2,0)+1,FALSE)","v":0},{"$f":"M6376*VLOOKUP($B6376,$AR$36:$AZ$47,MATCH(AJ$2,$AS$2:$BA$2,0)+1,FALSE)","v":8.1559681281786992E-2},{"$f":"N6376*VLOOKUP($B6376,$AR$36:$AZ$47,MATCH(AK$2,$AS$2:$BA$2,0)+1,FALSE)","v":9.1983820183000747E-2},{"$f":"O6376*VLOOKUP($B6376,$AR$36:$AZ$47,MATCH(AL$2,$AS$2:$BA$2,0)+1,FALSE)","v":7.4985052870484181E-2},{"$f":"P6376*VLOOKUP($B6376,$AR$36:$AZ$47,MATCH(AM$2,$AS$2:$BA$2,0)+1,FALSE)","v":0},{"$f":"Q6376*VLOOKUP($B6376,$AR$36:$AZ$47,MATCH(AN$2,$AS$2:$BA$2,0)+1,FALSE)","v":1.3975758305443935E-3},{"$f":"R6376*VLOOKUP($B6376,$AR$36:$BA$47,MATCH(AO$2,$AS$2:$BA$2,0)+1,FALSE)","v":0},0.79225712316433572]
[2006,9,23,24,null,2013,9,23,24,0.22581206635538617,0.22394182588325973,8.7716324257784313E-3,4.1352844826644419E-2,7.8752200000000008E-2,5.5294000000000003E-2,2.2668909706010161E-5,2.4050134174594343E-3,0,0.63635225181823429,null,null,0.21380224962541752,3.6234487279013246E-2,0.19823224240174431,6.2077504146285371E-2,5.0972040209367325E-2,4.9056525375532328E-3,1.1345308143775213E-5,1.7579139848794942E-3,0,0.56799343549240422,null,{"$f":"J6386*VLOOKUP($B6386,$AR$36:$AZ$47,MATCH(AG$2,$AS$2:$BA$2,0)+1,FALSE)","v":0.205142368214283},{"$f":"K6386*VLOOKUP($B6386,$AR$36:$AZ$47,MATCH(AH$2,$AS$2:$BA$2,0)+1,FALSE)","v":0.199125801084934},{"$f":"L6386*VLOOKUP($B6386,$AR$36:$AZ$47,MATCH(AI$2,$AS$2:$BA$2,0)+1,FALSE)","v":4.8805059774170365E-3},{"$f":"M6386*VLOOKUP($B6386,$AR$36:$AZ$47,MATCH(AJ$2,$AS$2:$BA$2,0)+1,FALSE)","v":3.5901074520173513E-2},{"$f":"N6386*VLOOKUP($B6386,$AR$36:$AZ$47,MATCH(AK$2,$AS$2:$BA$2,0)+1,FALSE)","v":6.2348919889930438E-2},{"$f":"O6386*VLOOKUP($B6386,$AR$36:$AZ$47,MATCH(AL$2,$AS$2:$BA$2,0)+1,FALSE)","v":5.529330159523848E-2},{"$f":"P6386*VLOOKUP($B6386,$AR$36:$AZ$47,MATCH(AM$2,$AS$2:$BA$2,0)+1,FALSE)","v":1.1345308143775213E-5},{"$f":"Q6386*VLOOKUP($B6386,$AR$36:$AZ$47,MATCH(AN$2,$AS$2:$BA$2,0)+1,FALSE)","v":1.7214167181433858E-3},{"$f":"R6386*VLOOKUP($B6386,$AR$36:$BA$47,MATCH(AO$2,$AS$2:$BA$2,0)+1,FALSE)","v":0},0.56442473330826359]
[2006,9,24,7,null,2013,9,24,7,0.23670064301260535,0.33702703877422641,0,7.5632513639648458E-2,0.10564749999999995,6.8213999999999997E-2,0,1.952571151976176E-3,0,0.82517426657845638,null,null,0.22411171723760628,6.6271265371079829E-2,0.29833473663406768,8.3278094063336389E-2,6.2882170775161547E-2,0,0,1.4272070623859959E-3,0,0.73630519114363768,null,{"$f":"J6393*VLOOKUP($B6393,$AR$36:$AZ$47,MATCH(AG$2,$AS$2:$BA$2,0)+1,FALSE)","v":0.21503425945816926},{"$f":"K6393*VLOOKUP($B6393,$AR$36:$AZ$47,MATCH(AH$2,$AS$2:$BA$2,0)+1,FALSE)","v":0.29967952086889571},{"$f":"L6393*VLOOKUP($B6393,$AR$36:$AZ$47,MATCH(AI$2,$AS$2:$BA$2,0)+1,FALSE)","v":0},{"$f":"M6393*VLOOKUP($B6393,$AR$36:$AZ$47,MATCH(AJ$2,$AS$2:$BA$2,0)+1,FALSE)","v":6.5661468266762321E-2},{"$f":"N6393*VLOOKUP($B6393,$AR$36:$AZ$47,MATCH(AK$2,$AS$2:$BA$2,0)+1,FALSE)","v":8.3642203190151157E-2},{"$f":"O6393*VLOOKUP($B6393,$AR$36:$AZ$47,MATCH(AL$2,$AS$2:$BA$2,0)+1,FALSE)","v":6.8213138405931878E-2},{"$f":"P6393*VLOOKUP($B6393,$AR$36:$AZ$47,MATCH(AM$2,$AS$2:$BA$2,0)+1,FALSE)","v":0},{"$f":"Q6393*VLOOKUP($B6393,$AR$36:$AZ$47,MATCH(AN$2,$AS$2:$BA$2,0)+1,FALSE)","v":1.3975758305443935E-3},{"$f":"R6393*VLOOKUP($B6393,$AR$36:$BA$47,MATCH(AO$2,$AS$2:$BA$2,0)+1,FALSE)","v":0},0.73362816602045466]
[2006,9,24,17,null,2013,9,24,17,0.26440122718601144,0.41526574079525025,0,0.11102094514752389,0.1123517,7.3271000000000003E-2,0,1.952571151976176E-3,0,0.97826318428076187,null,null,{"$f":"$J6403*$AS$6","v":0.25033904559875608},{"$f":"$M6403*$AV$6","v":9.7279571490569483E-2},{"$f":"$K6403*$AT$6","v":0.36759126467682135},{"$f":"$N6403*$AW$6","v":8.8562771866591783E-2},{"$f":"$O6403*$AX$6","v":6.7543899124327289E-2},{"$f":"$L6403*$AU$6","v":0},{"$f":"$P6403*$AY$6","v":0},{"$f":"$Q6403*$AZ$6","v":1.4272070623859959E-3},0,{"$f":"SUM(V6403:AD6403)","v":0.87274375981945207},null,{"$f":"J6403*VLOOKUP($B6403,$AR$36:$AZ$47,MATCH(AG$2,$AS$2:$BA$2,0)+1,FALSE)","v":0.24019927180657191},{"$f":"K6403*VLOOKUP($B6403,$AR$36:$AZ$47,MATCH(AH$2,$AS$2:$BA$2,0)+1,FALSE)","v":0.36924823209260116},{"$f":"L6403*VLOOKUP($B6403,$AR$36:$AZ$47,MATCH(AI$2,$AS$2:$BA$2,0)+1,FALSE)","v":0},{"$f":"M6403*VLOOKUP($B6403,$AR$36:$AZ$47,MATCH(AJ$2,$AS$2:$BA$2,0)+1,FALSE)","v":9.6384450495489091E-2},{"$f":"N6403*VLOOKUP($B6403,$AR$36:$AZ$47,MATCH(AK$2,$AS$2:$BA$2,0)+1,FALSE)","v":8.894998670256192E-2},{"$f":"O6403*VLOOKUP($B6403,$AR$36:$AZ$47,MATCH(AL$2,$AS$2:$BA$2,0)+1,FALSE)","v":7.3270074532222645E-2},{"$f":"P6403*VLOOKUP($B6403,$AR$36:$AZ$47,MATCH(AM$2,$AS$2:$BA$2,0)+1,FALSE)","v":0},{"$f":"Q6403*VLOOKUP($B6403,$AR$36:$AZ$47,MATCH(AN$2,$AS$2:$BA$2,0)+1,FALSE)","v":1.3975758305443935E-3},{"$f":"R6403*VLOOKUP($B6403,$AR$36:$BA$47,MATCH(AO$2,$AS$2:$BA$2,0)+1,FALSE)","v":0},0.86944959145999112]
[2006,9,24,21,null,2013,9,24,21,0.35658043537374723,0.31921170109794439,8.7716324257784313E-3,7.2235494150718699E-2,8.7031000000000039E-2,6.1489000000000002E-2,2.2668909706010161E-5,2.4050134174594343E-3,0,0.90774694537535439,null,null,0.33761570179041722,6.3294704508721059E-2,0.28256468419842007,6.8603382043363414E-2,5.6682818758523303E-2,4.9056525375532328E-3,1.1345308143775213E-5,1.7579139848794942E-3,0,0.81543620313002152,null,{"$f":"J6407*VLOOKUP($B6407,$AR$36:$AZ$47,MATCH(AG$2,$AS$2:$BA$2,0)+1,FALSE)","v":0.32394085999074335},{"$f":"K6407*VLOOKUP($B6407,$AR$36:$AZ$47,MATCH(AH$2,$AS$2:$BA$2,0)+1,FALSE)","v":0.28383838278584034},{"$f":"L6407*VLOOKUP($B6407,$AR$36:$AZ$47,MATCH(AI$2,$AS$2:$BA$2,0)+1,FALSE)","v":4.8805059774170365E-3},{"$f":"M6407*VLOOKUP($B6407,$AR$36:$AZ$47,MATCH(AJ$2,$AS$2:$BA$2,0)+1,FALSE)","v":6.2712296321523614E-2},{"$f":"N6407*VLOOKUP($B6407,$AR$36:$AZ$47,MATCH(AK$2,$AS$2:$BA$2,0)+1,FALSE)","v":6.8903330280811678E-2},{"$f":"O6407*VLOOKUP($B6407,$AR$36:$AZ$47,MATCH(AL$2,$AS$2:$BA$2,0)+1,FALSE)","v":6.1488223347734274E-2},{"$f":"P6407*VLOOKUP($B6407,$AR$36:$AZ$47,MATCH(AM$2,$AS$2:$BA$2,0)+1,FALSE)","v":1.1345308143775213E-5},{"$f":"Q6407*VLOOKUP($B6407,$AR$36:$AZ$47,MATCH(AN$2,$AS$2:$BA$2,0)+1,FALSE)","v":1.7214167181433858E-3},{"$f":"R6407*VLOOKUP($B6407,$AR$36:$BA$47,MATCH(AO$2,$AS$2:$BA$2,0)+1,FALSE)","v":0},0.80749636073035747]
[2006,9,25,2,null,2013,9,25,2,0.19341443942586511,0.24368049501745853,8.7716324257784313E-3,6.4593335725510667E-2,7.7161599999999997E-2,5.4463999999999999E-2,2.2668909706010161E-5,2.4050134174594343E-3,0,0.64451318492177823,null,null,0.1831276907683399,5.6598437458576387E-2,0.21570481872403471,6.082369183253309E-2,5.0206915722555465E-2,4.9056525375532328E-3,1.1345308143775213E-5,1.7579139848794942E-3,0,0.57313646633661597,null,{"$f":"J6412*VLOOKUP($B6412,$AR$36:$AZ$47,MATCH(AG$2,$AS$2:$BA$2,0)+1,FALSE)","v":0.17571025672390314},{"$f":"K6412*VLOOKUP($B6412,$AR$36:$AZ$47,MATCH(AH$2,$AS$2:$BA$2,0)+1,FALSE)","v":0.21667713741165817},{"$f":"L6412*VLOOKUP($B6412,$AR$36:$AZ$47,MATCH(AI$2,$AS$2:$BA$2,0)+1,FALSE)","v":4.8805059774170365E-3},{"$f":"M6412*VLOOKUP($B6412,$AR$36:$AZ$47,MATCH(AJ$2,$AS$2:$BA$2,0)+1,FALSE)","v":5.607764518038643E-2},{"$f":"N6412*VLOOKUP($B6412,$AR$36:$AZ$47,MATCH(AK$2,$AS$2:$BA$2,0)+1,FALSE)","v":6.1089625648284823E-2},{"$f":"O6412*VLOOKUP($B6412,$AR$36:$AZ$47,MATCH(AL$2,$AS$2:$BA$2,0)+1,FALSE)","v":5.4463312078762045E-2},{"$f":"P6412*VLOOKUP($B6412,$AR$36:$AZ$47,MATCH(AM$2,$AS$2:$BA$2,0)+1,FALSE)","v":1.1345308143775213E-5},{"$f":"Q6412*VLOOKUP($B6412,$AR$36:$AZ$47,MATCH(AN$2,$AS$2:$BA$2,0)+1,FALSE)","v":1.7214167181433858E-3},{"$f":"R6412*VLOOKUP($B6412,$AR$36:$BA$47,MATCH(AO$2,$AS$2:$BA$2,0)+1,FALSE)","v":0},0.57063124504669882]
[2006,9,25,11,null,2013,9,25,11,0.22382353967950841,0.42594750935001024,0,0.11278071043862055,0.12263889999999997,7.7821000000000001E-2,0,1.952571151976176E-3,0,0.96496423062011549,null,null,0.21191948275823999,9.8821525697628199E-2,0.37704671555150676,9.6671798670333958E-2,7.1738256250826041E-2,0,0,1.4272070623859959E-3,0,0.85762498599092085,null,{"$f":"J6421*VLOOKUP($B6421,$AR$36:$AZ$47,MATCH(AG$2,$AS$2:$BA$2,0)+1,FALSE)","v":0.20333586124532047},{"$f":"K6421*VLOOKUP($B6421,$AR$36:$AZ$47,MATCH(AH$2,$AS$2:$BA$2,0)+1,FALSE)","v":0.37874630469284531},{"$f":"L6421*VLOOKUP($B6421,$AR$36:$AZ$47,MATCH(AI$2,$AS$2:$BA$2,0)+1,FALSE)","v":0},{"$f":"M6421*VLOOKUP($B6421,$AR$36:$AZ$47,MATCH(AJ$2,$AS$2:$BA$2,0)+1,FALSE)","v":9.7912216363073831E-2},{"$f":"N6421*VLOOKUP($B6421,$AR$36:$AZ$47,MATCH(AK$2,$AS$2:$BA$2,0)+1,FALSE)","v":9.7094467855998776E-2},{"$f":"O6421*VLOOKUP($B6421,$AR$36:$AZ$47,MATCH(AL$2,$AS$2:$BA$2,0)+1,FALSE)","v":7.7820017062304292E-2},{"$f":"P6421*VLOOKUP($B6421,$AR$36:$AZ$47,MATCH(AM$2,$AS$2:$BA$2,0)+1,FALSE)","v":0},{"$f":"Q6421*VLOOKUP($B6421,$AR$36:$AZ$47,MATCH(AN$2,$AS$2:$BA$2,0)+1,FALSE)","v":1.3975758305443935E-3},{"$f":"R6421*VLOOKUP($B6421,$AR$36:$BA$47,MATCH(AO$2,$AS$2:$BA$2,0)+1,FALSE)","v":0},0.85630644305008696]
[2006,9,25,19,null,2013,9,25,19,0.35644676877451864,0.38144230589966321,8.7716324257784313E-3,0.10657741508720506,9.9313499999999971E-2,6.7636000000000002E-2,2.2668909706010161E-5,2.4050134174594343E-3,0,1.0226153045143307,null,null,0.33748914425044119,9.3386029604406562E-2,0.33765092048860851,7.8285231498702382E-2,6.2349349144586549E-2,4.9056525375532328E-3,1.1345308143775213E-5,1.7579139848794942E-3,0,0.91583558681732158,null,{"$f":"J6429*VLOOKUP($B6429,$AR$36:$AZ$47,MATCH(AG$2,$AS$2:$BA$2,0)+1,FALSE)","v":0.32381942855813894},{"$f":"K6429*VLOOKUP($B6429,$AR$36:$AZ$47,MATCH(AH$2,$AS$2:$BA$2,0)+1,FALSE)","v":0.33917292774753932},{"$f":"L6429*VLOOKUP($B6429,$AR$36:$AZ$47,MATCH(AI$2,$AS$2:$BA$2,0)+1,FALSE)","v":4.8805059774170365E-3},{"$f":"M6429*VLOOKUP($B6429,$AR$36:$AZ$47,MATCH(AJ$2,$AS$2:$BA$2,0)+1,FALSE)","v":9.2526735155785272E-2},{"$f":"N6429*VLOOKUP($B6429,$AR$36:$AZ$47,MATCH(AK$2,$AS$2:$BA$2,0)+1,FALSE)","v":7.8627510793204555E-2},{"$f":"O6429*VLOOKUP($B6429,$AR$36:$AZ$47,MATCH(AL$2,$AS$2:$BA$2,0)+1,FALSE)","v":6.7635145706506125E-2},{"$f":"P6429*VLOOKUP($B6429,$AR$36:$AZ$47,MATCH(AM$2,$AS$2:$BA$2,0)+1,FALSE)","v":1.1345308143775213E-5},{"$f":"Q6429*VLOOKUP($B6429,$AR$36:$AZ$47,MATCH(AN$2,$AS$2:$BA$2,0)+1,FALSE)","v":1.7214167181433858E-3},{"$f":"R6429*VLOOKUP($B6429,$AR$36:$BA$47,MATCH(AO$2,$AS$2:$BA$2,0)+1,FALSE)","v":0},0.90839501596487837]
[2006,9,26,1,null,2013,9,26,1,0.20870301574856059,0.24400622693116233,8.7716324257784313E-3,6.1198479885059755E-2,8.0406199999999997E-2,5.5081999999999999E-2,2.2668909706010161E-5,2.4050134174594343E-3,0,0.66059523731772651,null,null,0.19760314402519913,5.3623772443857881E-2,0.2159931550695148,6.3381292381508705E-2,5.0776610822374418E-2,4.9056525375532328E-3,1.1345308143775213E-5,1.7579139848794942E-3,0,0.58805288657303134,null,{"$f":"J6435*VLOOKUP($B6435,$AR$36:$AZ$47,MATCH(AG$2,$AS$2:$BA$2,0)+1,FALSE)","v":0.18959939384612653},{"$f":"K6435*VLOOKUP($B6435,$AR$36:$AZ$47,MATCH(AH$2,$AS$2:$BA$2,0)+1,FALSE)","v":0.21696677347227067},{"$f":"L6435*VLOOKUP($B6435,$AR$36:$AZ$47,MATCH(AI$2,$AS$2:$BA$2,0)+1,FALSE)","v":4.8805059774170365E-3},{"$f":"M6435*VLOOKUP($B6435,$AR$36:$AZ$47,MATCH(AJ$2,$AS$2:$BA$2,0)+1,FALSE)","v":5.3130351638087124E-2},{"$f":"N6435*VLOOKUP($B6435,$AR$36:$AZ$47,MATCH(AK$2,$AS$2:$BA$2,0)+1,FALSE)","v":6.3658408558157409E-2},{"$f":"O6435*VLOOKUP($B6435,$AR$36:$AZ$47,MATCH(AL$2,$AS$2:$BA$2,0)+1,FALSE)","v":5.5081304272957751E-2},{"$f":"P6435*VLOOKUP($B6435,$AR$36:$AZ$47,MATCH(AM$2,$AS$2:$BA$2,0)+1,FALSE)","v":1.1345308143775213E-5},{"$f":"Q6435*VLOOKUP($B6435,$AR$36:$AZ$47,MATCH(AN$2,$AS$2:$BA$2,0)+1,FALSE)","v":1.7214167181433858E-3},{"$f":"R6435*VLOOKUP($B6435,$AR$36:$BA$47,MATCH(AO$2,$AS$2:$BA$2,0)+1,FALSE)","v":0},0.58504949979130361]
[2006,9,26,12,null,2013,9,26,12,0.21215951070817138,0.42435127048185917,0,0.1026118959103086,0.12422629999999997,7.9378000000000004E-2,0,1.952571151976176E-3,0,0.94467954825231548,null,null,0.20087580527006213,8.9911333854397202E-2,0.37563373247434206,9.7923088540100317E-2,7.3173556041146601E-2,0,0,1.4272070623859959E-3,0,0.8389447232424343,null,{"$f":"J6446*VLOOKUP($B6446,$AR$36:$AZ$47,MATCH(AG$2,$AS$2:$BA$2,0)+1,FALSE)","v":0.19273949868277127},{"$f":"K6446*VLOOKUP($B6446,$AR$36:$AZ$47,MATCH(AH$2,$AS$2:$BA$2,0)+1,FALSE)","v":0.37732695240307168},{"$f":"L6446*VLOOKUP($B6446,$AR$36:$AZ$47,MATCH(AI$2,$AS$2:$BA$2,0)+1,FALSE)","v":0},{"$f":"M6446*VLOOKUP($B6446,$AR$36:$AZ$47,MATCH(AJ$2,$AS$2:$BA$2,0)+1,FALSE)","v":8.9084011926518894E-2},{"$f":"N6446*VLOOKUP($B6446,$AR$36:$AZ$47,MATCH(AK$2,$AS$2:$BA$2,0)+1,FALSE)","v":9.8351228625009376E-2},{"$f":"O6446*VLOOKUP($B6446,$AR$36:$AZ$47,MATCH(AL$2,$AS$2:$BA$2,0)+1,FALSE)","v":7.9376997396224544E-2},{"$f":"P6446*VLOOKUP($B6446,$AR$36:$AZ$47,MATCH(AM$2,$AS$2:$BA$2,0)+1,FALSE)","v":0},{"$f":"Q6446*VLOOKUP($B6446,$AR$36:$AZ$47,MATCH(AN$2,$AS$2:$BA$2,0)+1,FALSE)","v":1.3975758305443935E-3},{"$f":"R6446*VLOOKUP($B6446,$AR$36:$BA$47,MATCH(AO$2,$AS$2:$BA$2,0)+1,FALSE)","v":0},0.83827626486414009]
[2006,9,26,18,null,2013,9,26,18,0.327300598623116,0.39681880937680236,2.0467142326816338E-3,0.10488546529828487,9.9261000000000016E-2,6.7710000000000006E-2,5.2894122647357042E-6,2.0581410139222695E-3,0,1.0000860179570721,null,null,0.30989311341421549,9.1903497184681548E-2,0.35126212845545113,7.8243847652058385E-2,6.2417565062687849E-2,1.1446522587624207E-3,2.6472385668808831E-6,1.5043720109678121E-3,0,0.8963718232773914,null,{"$f":"J6452*VLOOKUP($B6452,$AR$36:$AZ$47,MATCH(AG$2,$AS$2:$BA$2,0)+1,FALSE)","v":0.297341151884362},{"$f":"K6452*VLOOKUP($B6452,$AR$36:$AZ$47,MATCH(AH$2,$AS$2:$BA$2,0)+1,FALSE)","v":0.35284549007793109},{"$f":"L6452*VLOOKUP($B6452,$AR$36:$AZ$47,MATCH(AI$2,$AS$2:$BA$2,0)+1,FALSE)","v":1.1387847280639751E-3},{"$f":"M6452*VLOOKUP($B6452,$AR$36:$AZ$47,MATCH(AJ$2,$AS$2:$BA$2,0)+1,FALSE)","v":9.105784430411458E-2},{"$f":"N6452*VLOOKUP($B6452,$AR$36:$AZ$47,MATCH(AK$2,$AS$2:$BA$2,0)+1,FALSE)","v":7.8585946007786261E-2},{"$f":"O6452*VLOOKUP($B6452,$AR$36:$AZ$47,MATCH(AL$2,$AS$2:$BA$2,0)+1,FALSE)","v":6.7709144771830543E-2},{"$f":"P6452*VLOOKUP($B6452,$AR$36:$AZ$47,MATCH(AM$2,$AS$2:$BA$2,0)+1,FALSE)","v":2.6472385668808831E-6},{"$f":"Q6452*VLOOKUP($B6452,$AR$36:$AZ$47,MATCH(AN$2,$AS$2:$BA$2,0)+1,FALSE)","v":1.4731387043174916E-3},{"$f":"R6452*VLOOKUP($B6452,$AR$36:$BA$47,MATCH(AO$2,$AS$2:$BA$2,0)+1,FALSE)","v":0},0.89015414771697277]
[2006,9,27,5,null,2013,9,27,5,0.16345605997053239,0.25955627862605823,8.7716324257784313E-3,6.6046548333028657E-2,8.5753199999999988E-2,5.7126000000000003E-2,2.2668909706010161E-5,2.4050134174594343E-3,0,0.64313740168256317,null,null,0.15476264798713846,5.7871781867203015E-2,0.22975798709579814,6.7596138629234956E-2,5.2660845100740011E-2,4.9056525375532328E-3,1.1345308143775213E-5,1.7579139848794942E-3,0,0.56932431251069104,null,{"$f":"J6463*VLOOKUP($B6463,$AR$36:$AZ$47,MATCH(AG$2,$AS$2:$BA$2,0)+1,FALSE)","v":0.14849411629119114},{"$f":"K6463*VLOOKUP($B6463,$AR$36:$AZ$47,MATCH(AH$2,$AS$2:$BA$2,0)+1,FALSE)","v":0.23079365234335944},{"$f":"L6463*VLOOKUP($B6463,$AR$36:$AZ$47,MATCH(AI$2,$AS$2:$BA$2,0)+1,FALSE)","v":4.8805059774170365E-3},{"$f":"M6463*VLOOKUP($B6463,$AR$36:$AZ$47,MATCH(AJ$2,$AS$2:$BA$2,0)+1,FALSE)","v":5.7339272870932732E-2},{"$f":"N6463*VLOOKUP($B6463,$AR$36:$AZ$47,MATCH(AK$2,$AS$2:$BA$2,0)+1,FALSE)","v":6.7891682989239435E-2},{"$f":"O6463*VLOOKUP($B6463,$AR$36:$AZ$47,MATCH(AL$2,$AS$2:$BA$2,0)+1,FALSE)","v":5.712527845570213E-2},{"$f":"P6463*VLOOKUP($B6463,$AR$36:$AZ$47,MATCH(AM$2,$AS$2:$BA$2,0)+1,FALSE)","v":1.1345308143775213E-5},{"$f":"Q6463*VLOOKUP($B6463,$AR$36:$AZ$47,MATCH(AN$2,$AS$2:$BA$2,0)+1,FALSE)","v":1.7214167181433858E-3},{"$f":"R6463*VLOOKUP($B6463,$AR$36:$BA$47,MATCH(AO$2,$AS$2:$BA$2,0)+1,FALSE)","v":0},0.56825727095412903]
[2006,9,27,8,null,2013,9,27,8,0.25518281323578218,0.35987382879210222,0,7.5630109937755055E-2,0.1124317,7.1456000000000006E-2,0,1.952571151976176E-3,0,0.87652702311761577,null,null,0.24161091307533505,6.6269159182109183E-2,0.31855860682474052,8.8625832966239826E-2,6.5870765457383296E-2,0,0,1.4272070623859959E-3,0,0.78236248456819379,null,{"$f":"J6466*VLOOKUP($B6466,$AR$36:$AZ$47,MATCH(AG$2,$AS$2:$BA$2,0)+1,FALSE)","v":0.23182466499546645},{"$f":"K6466*VLOOKUP($B6466,$AR$36:$AZ$47,MATCH(AH$2,$AS$2:$BA$2,0)+1,FALSE)","v":0.31999455289377693},{"$f":"L6466*VLOOKUP($B6466,$AR$36:$AZ$47,MATCH(AI$2,$AS$2:$BA$2,0)+1,FALSE)","v":0},{"$f":"M6466*VLOOKUP($B6466,$AR$36:$AZ$47,MATCH(AJ$2,$AS$2:$BA$2,0)+1,FALSE)","v":6.5659381457954816E-2},{"$f":"N6466*VLOOKUP($B6466,$AR$36:$AZ$47,MATCH(AK$2,$AS$2:$BA$2,0)+1,FALSE)","v":8.9013323518437465E-2},{"$f":"O6466*VLOOKUP($B6466,$AR$36:$AZ$47,MATCH(AL$2,$AS$2:$BA$2,0)+1,FALSE)","v":7.1455097457036224E-2},{"$f":"P6466*VLOOKUP($B6466,$AR$36:$AZ$47,MATCH(AM$2,$AS$2:$BA$2,0)+1,FALSE)","v":0},{"$f":"Q6466*VLOOKUP($B6466,$AR$36:$AZ$47,MATCH(AN$2,$AS$2:$BA$2,0)+1,FALSE)","v":1.3975758305443935E-3},{"$f":"R6466*VLOOKUP($B6466,$AR$36:$BA$47,MATCH(AO$2,$AS$2:$BA$2,0)+1,FALSE)","v":0},0.77934459615321627]
[2006,9,27,14,null,2013,9,27,14,0.19998669090072141,0.42104879065507761,0,9.7970488448101467E-2,0.12875019999999995,8.1075999999999995E-2,0,1.952571151976176E-3,0,0.93078474115587662,null,null,0.18935039699085318,8.5844406407178372E-2,0.37271039299111974,0.10148911489882273,7.4738834810552046E-2,0,0,1.4272070623859959E-3,0,0.82556035316091214,null,{"$f":"J6472*VLOOKUP($B6472,$AR$36:$AZ$47,MATCH(AG$2,$AS$2:$BA$2,0)+1,FALSE)","v":0.18168091743221954},{"$f":"K6472*VLOOKUP($B6472,$AR$36:$AZ$47,MATCH(AH$2,$AS$2:$BA$2,0)+1,FALSE)","v":0.37439043557116231},{"$f":"L6472*VLOOKUP($B6472,$AR$36:$AZ$47,MATCH(AI$2,$AS$2:$BA$2,0)+1,FALSE)","v":0},{"$f":"M6472*VLOOKUP($B6472,$AR$36:$AZ$47,MATCH(AJ$2,$AS$2:$BA$2,0)+1,FALSE)","v":8.5054506438378349E-2},{"$f":"N6472*VLOOKUP($B6472,$AR$36:$AZ$47,MATCH(AK$2,$AS$2:$BA$2,0)+1,FALSE)","v":0.10193284639175183},{"$f":"O6472*VLOOKUP($B6472,$AR$36:$AZ$47,MATCH(AL$2,$AS$2:$BA$2,0)+1,FALSE)","v":8.1074975949208858E-2},{"$f":"P6472*VLOOKUP($B6472,$AR$36:$AZ$47,MATCH(AM$2,$AS$2:$BA$2,0)+1,FALSE)","v":0},{"$f":"Q6472*VLOOKUP($B6472,$AR$36:$AZ$47,MATCH(AN$2,$AS$2:$BA$2,0)+1,FALSE)","v":1.3975758305443935E-3},{"$f":"R6472*VLOOKUP($B6472,$AR$36:$BA$47,MATCH(AO$2,$AS$2:$BA$2,0)+1,FALSE)","v":0},0.82553125761326518]
[2006,9,27,22,null,2013,9,27,22,0.32567942377982506,0.25453825408691405,8.7716324257784313E-3,4.2859250648824433E-2,8.3484700000000009E-2,5.9498000000000002E-2,2.2668909706010161E-5,2.4050134174594343E-3,0,0.77725894326850753,null,null,0.30835816076918615,3.7554441028982193E-2,0.22531605556783033,6.5807962322340083E-2,5.4847441826905943E-2,4.9056525375532328E-3,1.1345308143775213E-5,1.7579139848794942E-3,0,0.69855897334582118,null,{"$f":"J6480*VLOOKUP($B6480,$AR$36:$AZ$47,MATCH(AG$2,$AS$2:$BA$2,0)+1,FALSE)","v":0.29586837121320553},{"$f":"K6480*VLOOKUP($B6480,$AR$36:$AZ$47,MATCH(AH$2,$AS$2:$BA$2,0)+1,FALSE)","v":0.22633169820736954},{"$f":"L6480*VLOOKUP($B6480,$AR$36:$AZ$47,MATCH(AI$2,$AS$2:$BA$2,0)+1,FALSE)","v":4.8805059774170365E-3},{"$f":"M6480*VLOOKUP($B6480,$AR$36:$AZ$47,MATCH(AJ$2,$AS$2:$BA$2,0)+1,FALSE)","v":3.7208882674761759E-2},{"$f":"N6480*VLOOKUP($B6480,$AR$36:$AZ$47,MATCH(AK$2,$AS$2:$BA$2,0)+1,FALSE)","v":6.6095688404068403E-2},{"$f":"O6480*VLOOKUP($B6480,$AR$36:$AZ$47,MATCH(AL$2,$AS$2:$BA$2,0)+1,FALSE)","v":5.9497248495560082E-2},{"$f":"P6480*VLOOKUP($B6480,$AR$36:$AZ$47,MATCH(AM$2,$AS$2:$BA$2,0)+1,FALSE)","v":1.1345308143775213E-5},{"$f":"Q6480*VLOOKUP($B6480,$AR$36:$AZ$47,MATCH(AN$2,$AS$2:$BA$2,0)+1,FALSE)","v":1.7214167181433858E-3},{"$f":"R6480*VLOOKUP($B6480,$AR$36:$BA$47,MATCH(AO$2,$AS$2:$BA$2,0)+1,FALSE)","v":0},0.69161515699866949]
[2006,9,28,7,null,2013,9,28,7,0.19879171086805941,0.26425626390505763,1.1695509901037912E-3,6.9942465385640112E-2,7.9413400000000009E-2,5.6264000000000002E-2,3.0225212941346891E-6,2.0128967873739435E-3,0,0.67185331045752894,null,null,0.18821897198171086,6.1285490342997753E-2,0.23391839177873988,6.2598704134876476E-2,5.186622183853299E-2,6.5408700500709785E-4,1.5127077525033621E-6,1.4713013187184622E-3,0,0.600014681108336,null,{"$f":"J6489*VLOOKUP($B6489,$AR$36:$AZ$47,MATCH(AG$2,$AS$2:$BA$2,0)+1,FALSE)","v":0.18059531984735328},{"$f":"K6489*VLOOKUP($B6489,$AR$36:$AZ$47,MATCH(AH$2,$AS$2:$BA$2,0)+1,FALSE)","v":0.23497281061393649},{"$f":"L6489*VLOOKUP($B6489,$AR$36:$AZ$47,MATCH(AI$2,$AS$2:$BA$2,0)+1,FALSE)","v":6.5073413032227178E-4},{"$f":"M6489*VLOOKUP($B6489,$AR$36:$AZ$47,MATCH(AJ$2,$AS$2:$BA$2,0)+1,FALSE)","v":6.0721570002280255E-2},{"$f":"N6489*VLOOKUP($B6489,$AR$36:$AZ$47,MATCH(AK$2,$AS$2:$BA$2,0)+1,FALSE)","v":6.2872398673141858E-2},{"$f":"O6489*VLOOKUP($B6489,$AR$36:$AZ$47,MATCH(AL$2,$AS$2:$BA$2,0)+1,FALSE)","v":5.6263289343409732E-2},{"$f":"P6489*VLOOKUP($B6489,$AR$36:$AZ$47,MATCH(AM$2,$AS$2:$BA$2,0)+1,FALSE)","v":1.5127077525033621E-6},{"$f":"Q6489*VLOOKUP($B6489,$AR$36:$AZ$47,MATCH(AN$2,$AS$2:$BA$2,0)+1,FALSE)","v":1.4407546155575923E-3},{"$f":"R6489*VLOOKUP($B6489,$AR$36:$BA$47,MATCH(AO$2,$AS$2:$BA$2,0)+1,FALSE)","v":0},0.59751838993375395]
[2006,9,28,12,null,2013,9,28,12,0.27344286995948647,0.30950292436881444,0,7.8406499438150409E-2,8.8898500000000033E-2,6.4449999999999993E-2,0,1.952571151976176E-3,0,0.81665336491842755,null,null,0.25889980852200917,6.8701907169711765E-2,0.27397052107412462,7.0075464588272476E-2,5.941237731930632E-2,0,0,1.4272070623859959E-3,0,0.73248728573581046,null,{"$f":"J6494*VLOOKUP($B6494,$AR$36:$AZ$47,MATCH(AG$2,$AS$2:$BA$2,0)+1,FALSE)","v":0.24841328818326577},{"$f":"K6494*VLOOKUP($B6494,$AR$36:$AZ$47,MATCH(AH$2,$AS$2:$BA$2,0)+1,FALSE)","v":0.27520548030718245},{"$f":"L6494*VLOOKUP($B6494,$AR$36:$AZ$47,MATCH(AI$2,$AS$2:$BA$2,0)+1,FALSE)","v":0},{"$f":"M6494*VLOOKUP($B6494,$AR$36:$AZ$47,MATCH(AJ$2,$AS$2:$BA$2,0)+1,FALSE)","v":6.8069744439475693E-2},{"$f":"N6494*VLOOKUP($B6494,$AR$36:$AZ$47,MATCH(AK$2,$AS$2:$BA$2,0)+1,FALSE)","v":7.038184907640653E-2},{"$f":"O6494*VLOOKUP($B6494,$AR$36:$AZ$47,MATCH(AL$2,$AS$2:$BA$2,0)+1,FALSE)","v":6.4449185948079718E-2},{"$f":"P6494*VLOOKUP($B6494,$AR$36:$AZ$47,MATCH(AM$2,$AS$2:$BA$2,0)+1,FALSE)","v":0},{"$f":"Q6494*VLOOKUP($B6494,$AR$36:$AZ$47,MATCH(AN$2,$AS$2:$BA$2,0)+1,FALSE)","v":1.3975758305443935E-3},{"$f":"R6494*VLOOKUP($B6494,$AR$36:$BA$47,MATCH(AO$2,$AS$2:$BA$2,0)+1,FALSE)","v":0},0.72791712378495443]
[2006,9,28,24,null,2013,9,28,24,0.16429266134684703,0.25615336744488743,8.7716324257784313E-3,9.0358032145984299E-2,7.709940000000004E-2,5.6249E-2,2.2668909706010161E-5,2.4050134174594343E-3,0,0.65535177569066272,null,null,0.15555475471191502,7.9174165165072002E-2,0.2267457462538881,6.0774661827556774E-2,5.1852394287566515E-2,4.9056525375532328E-3,1.1345308143775213E-5,1.7579139848794942E-3,0,0.58077663407657487,null,{"$f":"J6506*VLOOKUP($B6506,$AR$36:$AZ$47,MATCH(AG$2,$AS$2:$BA$2,0)+1,FALSE)","v":0.14925413939517534},{"$f":"K6506*VLOOKUP($B6506,$AR$36:$AZ$47,MATCH(AH$2,$AS$2:$BA$2,0)+1,FALSE)","v":0.22776783341784637},{"$f":"L6506*VLOOKUP($B6506,$AR$36:$AZ$47,MATCH(AI$2,$AS$2:$BA$2,0)+1,FALSE)","v":4.8805059774170365E-3},{"$f":"M6506*VLOOKUP($B6506,$AR$36:$AZ$47,MATCH(AJ$2,$AS$2:$BA$2,0)+1,FALSE)","v":7.8445641627999371E-2},{"$f":"N6506*VLOOKUP($B6506,$AR$36:$AZ$47,MATCH(AK$2,$AS$2:$BA$2,0)+1,FALSE)","v":6.1040381273941617E-2},{"$f":"O6506*VLOOKUP($B6506,$AR$36:$AZ$47,MATCH(AL$2,$AS$2:$BA$2,0)+1,FALSE)","v":5.6248289532871004E-2},{"$f":"P6506*VLOOKUP($B6506,$AR$36:$AZ$47,MATCH(AM$2,$AS$2:$BA$2,0)+1,FALSE)","v":1.1345308143775213E-5},{"$f":"Q6506*VLOOKUP($B6506,$AR$36:$AZ$47,MATCH(AN$2,$AS$2:$BA$2,0)+1,FALSE)","v":1.7214167181433858E-3},{"$f":"R6506*VLOOKUP($B6506,$AR$36:$BA$47,MATCH(AO$2,$AS$2:$BA$2,0)+1,FALSE)","v":0},0.57936955325153783]
[2006,9,29,9,null,2013,9,29,9,0.22441234681523367,0.27762903339949524,0,6.8919994757959555E-2,8.1049299999999991E-2,5.7673000000000002E-2,0,1.8952537407407432E-3,0,0.71157892871342909,null,null,0.21247697418128658,6.03895737716671E-2,0.24575590392524671,6.3888224796304433E-2,5.3165089792650957E-2,0,0,1.3853116292643403E-3,0,0.6370610780964201,null,{"$f":"J6515*VLOOKUP($B6515,$AR$36:$AZ$47,MATCH(AG$2,$AS$2:$BA$2,0)+1,FALSE)","v":0.20387077194426445},{"$f":"K6515*VLOOKUP($B6515,$AR$36:$AZ$47,MATCH(AH$2,$AS$2:$BA$2,0)+1,FALSE)","v":0.24686368194983513},{"$f":"L6515*VLOOKUP($B6515,$AR$36:$AZ$47,MATCH(AI$2,$AS$2:$BA$2,0)+1,FALSE)","v":0},{"$f":"M6515*VLOOKUP($B6515,$AR$36:$AZ$47,MATCH(AJ$2,$AS$2:$BA$2,0)+1,FALSE)","v":5.9833897235075692E-2},{"$f":"N6515*VLOOKUP($B6515,$AR$36:$AZ$47,MATCH(AK$2,$AS$2:$BA$2,0)+1,FALSE)","v":6.4167557386776986E-2},{"$f":"O6515*VLOOKUP($B6515,$AR$36:$AZ$47,MATCH(AL$2,$AS$2:$BA$2,0)+1,FALSE)","v":5.7672271546681177E-2},{"$f":"P6515*VLOOKUP($B6515,$AR$36:$AZ$47,MATCH(AM$2,$AS$2:$BA$2,0)+1,FALSE)","v":0},{"$f":"Q6515*VLOOKUP($B6515,$AR$36:$AZ$47,MATCH(AN$2,$AS$2:$BA$2,0)+1,FALSE)","v":1.3565502174542172E-3},{"$f":"R6515*VLOOKUP($B6515,$AR$36:$BA$47,MATCH(AO$2,$AS$2:$BA$2,0)+1,FALSE)","v":0},0.63376473028008762]
[2006,9,29,11,null,2013,9,29,11,0.2662216269659351,0.29707938497446595,0,6.6789103133606531E-2,8.7723800000000018E-2,6.3772999999999996E-2,0,1.8952537407407432E-3,0,0.7834821688147483,null,null,0.25206262740041568,5.8522428578168188E-2,0.26297326291123047,6.9149491166315469E-2,5.8788293852352555E-2,0,0,1.3853116292643403E-3,0,0.70288141553774675,null,{"$f":"J6517*VLOOKUP($B6517,$AR$36:$AZ$47,MATCH(AG$2,$AS$2:$BA$2,0)+1,FALSE)","v":0.24185304136803801},{"$f":"K6517*VLOOKUP($B6517,$AR$36:$AZ$47,MATCH(AH$2,$AS$2:$BA$2,0)+1,FALSE)","v":0.26415865051354004},{"$f":"L6517*VLOOKUP($B6517,$AR$36:$AZ$47,MATCH(AI$2,$AS$2:$BA$2,0)+1,FALSE)","v":0},{"$f":"M6517*VLOOKUP($B6517,$AR$36:$AZ$47,MATCH(AJ$2,$AS$2:$BA$2,0)+1,FALSE)","v":5.7983932636001233E-2},{"$f":"N6517*VLOOKUP($B6517,$AR$36:$AZ$47,MATCH(AK$2,$AS$2:$BA$2,0)+1,FALSE)","v":6.9451827106293926E-2},{"$f":"O6517*VLOOKUP($B6517,$AR$36:$AZ$47,MATCH(AL$2,$AS$2:$BA$2,0)+1,FALSE)","v":6.3772194499098336E-2},{"$f":"P6517*VLOOKUP($B6517,$AR$36:$AZ$47,MATCH(AM$2,$AS$2:$BA$2,0)+1,FALSE)","v":0},{"$f":"Q6517*VLOOKUP($B6517,$AR$36:$AZ$47,MATCH(AN$2,$AS$2:$BA$2,0)+1,FALSE)","v":1.3565502174542172E-3},{"$f":"R6517*VLOOKUP($B6517,$AR$36:$BA$47,MATCH(AO$2,$AS$2:$BA$2,0)+1,FALSE)","v":0},0.69857619634042567]
[2006,9,29,18,null,2013,9,29,18,0.35325032365171255,0.27390891239789517,2.4604370374853844E-3,5.5221592350774194E-2,8.7154200000000001E-2,6.3447000000000003E-2,6.3159755283864235E-6,2.0216906605927129E-3,0,0.83747047207398828,null,null,0.33446270208953122,4.838666103744689E-2,0.24246287045441384,6.8700496136821373E-2,5.8487775078014413E-2,1.376032260649475E-3,3.1610116907867544E-6,1.4777290885597059E-3,0,0.75535742715712761,null,{"$f":"J6524*VLOOKUP($B6524,$AR$36:$AZ$47,MATCH(AG$2,$AS$2:$BA$2,0)+1,FALSE)","v":0.32091556990725778},{"$f":"K6524*VLOOKUP($B6524,$AR$36:$AZ$47,MATCH(AH$2,$AS$2:$BA$2,0)+1,FALSE)","v":0.24355580468459095},{"$f":"L6524*VLOOKUP($B6524,$AR$36:$AZ$47,MATCH(AI$2,$AS$2:$BA$2,0)+1,FALSE)","v":1.3689786673248597E-3},{"$f":"M6524*VLOOKUP($B6524,$AR$36:$AZ$47,MATCH(AJ$2,$AS$2:$BA$2,0)+1,FALSE)","v":4.7941429674758826E-2},{"$f":"N6524*VLOOKUP($B6524,$AR$36:$AZ$47,MATCH(AK$2,$AS$2:$BA$2,0)+1,FALSE)","v":6.9000868977260002E-2},{"$f":"O6524*VLOOKUP($B6524,$AR$36:$AZ$47,MATCH(AL$2,$AS$2:$BA$2,0)+1,FALSE)","v":6.3446198616723265E-2},{"$f":"P6524*VLOOKUP($B6524,$AR$36:$AZ$47,MATCH(AM$2,$AS$2:$BA$2,0)+1,FALSE)","v":3.1610116907867544E-6},{"$f":"Q6524*VLOOKUP($B6524,$AR$36:$AZ$47,MATCH(AN$2,$AS$2:$BA$2,0)+1,FALSE)","v":1.4470489340283866E-3},{"$f":"R6524*VLOOKUP($B6524,$AR$36:$BA$47,MATCH(AO$2,$AS$2:$BA$2,0)+1,FALSE)","v":0},0.74767906047363475]
[2006,9,30,8,null,2013,9,30,8,0.20806734993803666,0.35522653697969592,0,7.851981038696515E-2,0.1126119,7.2433999999999998E-2,0,1.8952537407407432E-3,0,0.82875485104543845,null,null,0.19700128610638407,6.8801193304695044E-2,0.31444484614856916,8.8767878093197056E-2,6.6772321780397742E-2,0,0,1.3853116292643403E-3,0,0.73717283706250747,null,{"$f":"J6538*VLOOKUP($B6538,$AR$36:$AZ$47,MATCH(AG$2,$AS$2:$BA$2,0)+1,FALSE)","v":0.18902191367924076},{"$f":"K6538*VLOOKUP($B6538,$AR$36:$AZ$47,MATCH(AH$2,$AS$2:$BA$2,0)+1,FALSE)","v":0.31586224888414871},{"$f":"L6538*VLOOKUP($B6538,$AR$36:$AZ$47,MATCH(AI$2,$AS$2:$BA$2,0)+1,FALSE)","v":0},{"$f":"M6538*VLOOKUP($B6538,$AR$36:$AZ$47,MATCH(AJ$2,$AS$2:$BA$2,0)+1,FALSE)","v":6.816811699000766E-2},{"$f":"N6538*VLOOKUP($B6538,$AR$36:$AZ$47,MATCH(AK$2,$AS$2:$BA$2,0)+1,FALSE)","v":8.9155989696197147E-2},{"$f":"O6538*VLOOKUP($B6538,$AR$36:$AZ$47,MATCH(AL$2,$AS$2:$BA$2,0)+1,FALSE)","v":7.2433085104161465E-2},{"$f":"P6538*VLOOKUP($B6538,$AR$36:$AZ$47,MATCH(AM$2,$AS$2:$BA$2,0)+1,FALSE)","v":0},{"$f":"Q6538*VLOOKUP($B6538,$AR$36:$AZ$47,MATCH(AN$2,$AS$2:$BA$2,0)+1,FALSE)","v":1.3565502174542172E-3},{"$f":"R6538*VLOOKUP($B6538,$AR$36:$BA$47,MATCH(AO$2,$AS$2:$BA$2,0)+1,FALSE)","v":0},0.73599790457120995]
[2006,9,30,11,null,2013,9,30,11,0.21237885226431222,0.39282356264561158,0,7.5475694620275757E-2,0.12715220000000002,8.3747000000000002E-2,0,1.8952537407407432E-3,0,0.89347256327094027,null,null,0.20108348114361552,6.6133856281417727E-2,0.34772555499335456,0.10022946943335306,7.7201060719316483E-2,0,0,1.3853116292643403E-3,0,0.79375873420032161,null,{"$f":"J6541*VLOOKUP($B6541,$AR$36:$AZ$47,MATCH(AG$2,$AS$2:$BA$2,0)+1,FALSE)","v":0.19293876281865549},{"$f":"K6541*VLOOKUP($B6541,$AR$36:$AZ$47,MATCH(AH$2,$AS$2:$BA$2,0)+1,FALSE)","v":0.34929297503192513},{"$f":"L6541*VLOOKUP($B6541,$AR$36:$AZ$47,MATCH(AI$2,$AS$2:$BA$2,0)+1,FALSE)","v":0},{"$f":"M6541*VLOOKUP($B6541,$AR$36:$AZ$47,MATCH(AJ$2,$AS$2:$BA$2,0)+1,FALSE)","v":6.552532355110173E-2},{"$f":"N6541*VLOOKUP($B6541,$AR$36:$AZ$47,MATCH(AK$2,$AS$2:$BA$2,0)+1,FALSE)","v":0.10066769349463778},{"$f":"O6541*VLOOKUP($B6541,$AR$36:$AZ$47,MATCH(AL$2,$AS$2:$BA$2,0)+1,FALSE)","v":8.3745942212472183E-2},{"$f":"P6541*VLOOKUP($B6541,$AR$36:$AZ$47,MATCH(AM$2,$AS$2:$BA$2,0)+1,FALSE)","v":0},{"$f":"Q6541*VLOOKUP($B6541,$AR$36:$AZ$47,MATCH(AN$2,$AS$2:$BA$2,0)+1,FALSE)","v":1.3565502174542172E-3},{"$f":"R6541*VLOOKUP($B6541,$AR$36:$BA$47,MATCH(AO$2,$AS$2:$BA$2,0)+1,FALSE)","v":0},0.79352724732624658]
[2006,9,30,18,null,2013,9,30,18,0.37407861524285202,0.34277213356753372,2.5834588893596535E-3,5.8358090143973168E-2,0.10246669999999998,7.2350999999999999E-2,6.631774304805744E-6,2.0280125065853128E-3,0,0.95464464212460876,null,null,0.35418324080968705,5.1134945704795702E-2,0.30342026730345489,8.0770784741330121E-2,6.6695809331716552E-2,1.4448338736819488E-3,3.3190622753260918E-6,1.4823499615244751E-3,0,0.85913555078846626,null,{"$f":"J6548*VLOOKUP($B6548,$AR$36:$AZ$47,MATCH(AG$2,$AS$2:$BA$2,0)+1,FALSE)","v":0.33983734469027338},{"$f":"K6548*VLOOKUP($B6548,$AR$36:$AZ$47,MATCH(AH$2,$AS$2:$BA$2,0)+1,FALSE)","v":0.3047879752566105},{"$f":"L6548*VLOOKUP($B6548,$AR$36:$AZ$47,MATCH(AI$2,$AS$2:$BA$2,0)+1,FALSE)","v":1.4374276006911028E-3},{"$f":"M6548*VLOOKUP($B6548,$AR$36:$AZ$47,MATCH(AJ$2,$AS$2:$BA$2,0)+1,FALSE)","v":5.0664425915478005E-2},{"$f":"N6548*VLOOKUP($B6548,$AR$36:$AZ$47,MATCH(AK$2,$AS$2:$BA$2,0)+1,FALSE)","v":8.1123931390939347E-2},{"$f":"O6548*VLOOKUP($B6548,$AR$36:$AZ$47,MATCH(AL$2,$AS$2:$BA$2,0)+1,FALSE)","v":7.2350086152513815E-2},{"$f":"P6548*VLOOKUP($B6548,$AR$36:$AZ$47,MATCH(AM$2,$AS$2:$BA$2,0)+1,FALSE)","v":3.3190622753260918E-6},{"$f":"Q6548*VLOOKUP($B6548,$AR$36:$AZ$47,MATCH(AN$2,$AS$2:$BA$2,0)+1,FALSE)","v":1.4515738698570961E-3},{"$f":"R6548*VLOOKUP($B6548,$AR$36:$BA$47,MATCH(AO$2,$AS$2:$BA$2,0)+1,FALSE)","v":0},0.85165608393863856]
[2006,10,1,4,null,2013,10,1,4,0.14095975896007071,0.25074991414823822,7.3813111124561518E-3,6.8728992369281969E-2,8.6754300000000006E-2,5.9199000000000002E-2,1.8947926585159267E-5,2.2745645002966546E-3,0,0.61606678901692891,null,null,0.13346281294325912,6.0222212284160928E-2,0.22196263501737326,6.8385269464955711E-2,5.4571812644307452E-2,4.1280967819484248E-3,9.4830350723602607E-6,1.6625640071504385E-3,0,0.54440488617822769,null,{"$f":"J6558*VLOOKUP($B6558,$AR$36:$AZ$47,MATCH(AG$2,$AS$2:$BA$2,0)+1,FALSE)","v":0.12662049039703754},{"$f":"K6558*VLOOKUP($B6558,$AR$36:$AZ$47,MATCH(AH$2,$AS$2:$BA$2,0)+1,FALSE)","v":0.22151396799430728},{"$f":"L6558*VLOOKUP($B6558,$AR$36:$AZ$47,MATCH(AI$2,$AS$2:$BA$2,0)+1,FALSE)","v":5.2343629085549303E-3},{"$f":"M6558*VLOOKUP($B6558,$AR$36:$AZ$47,MATCH(AJ$2,$AS$2:$BA$2,0)+1,FALSE)","v":5.9172508552974866E-2},{"$f":"N6558*VLOOKUP($B6558,$AR$36:$AZ$47,MATCH(AK$2,$AS$2:$BA$2,0)+1,FALSE)","v":6.7001027753055997E-2},{"$f":"O6558*VLOOKUP($B6558,$AR$36:$AZ$47,MATCH(AL$2,$AS$2:$BA$2,0)+1,FALSE)","v":5.820807570086825E-2},{"$f":"P6558*VLOOKUP($B6558,$AR$36:$AZ$47,MATCH(AM$2,$AS$2:$BA$2,0)+1,FALSE)","v":9.4830350723602607E-6},{"$f":"Q6558*VLOOKUP($B6558,$AR$36:$AZ$47,MATCH(AN$2,$AS$2:$BA$2,0)+1,FALSE)","v":1.6291243294814998E-3},{"$f":"R6558*VLOOKUP($B6558,$AR$36:$BA$47,MATCH(AO$2,$AS$2:$BA$2,0)+1,FALSE)","v":0},0.53938904067135263]
[2006,10,1,8,null,2013,10,1,8,0.22911220446008101,0.3721342366887645,0,8.3542656823935316E-2,0.12327229999999999,7.8322000000000003E-2,0,1.8952537407407432E-3,0,0.88827865171352161,null,null,0.21692686985606488,7.3202347955307279E-2,0.32941146175940728,9.717108492679738E-2,7.2200096453106447E-2,0,0,1.3853116292643403E-3,0,0.79029717257994758,null,{"$f":"J6562*VLOOKUP($B6562,$AR$36:$AZ$47,MATCH(AG$2,$AS$2:$BA$2,0)+1,FALSE)","v":0.20580554265064727},{"$f":"K6562*VLOOKUP($B6562,$AR$36:$AZ$47,MATCH(AH$2,$AS$2:$BA$2,0)+1,FALSE)","v":0.32874560167038896},{"$f":"L6562*VLOOKUP($B6562,$AR$36:$AZ$47,MATCH(AI$2,$AS$2:$BA$2,0)+1,FALSE)","v":0},{"$f":"M6562*VLOOKUP($B6562,$AR$36:$AZ$47,MATCH(AJ$2,$AS$2:$BA$2,0)+1,FALSE)","v":7.1926393870165251E-2},{"$f":"N6562*VLOOKUP($B6562,$AR$36:$AZ$47,MATCH(AK$2,$AS$2:$BA$2,0)+1,FALSE)","v":9.5204166173700241E-2},{"$f":"O6562*VLOOKUP($B6562,$AR$36:$AZ$47,MATCH(AL$2,$AS$2:$BA$2,0)+1,FALSE)","v":7.7010978311177605E-2},{"$f":"P6562*VLOOKUP($B6562,$AR$36:$AZ$47,MATCH(AM$2,$AS$2:$BA$2,0)+1,FALSE)","v":0},{"$f":"Q6562*VLOOKUP($B6562,$AR$36:$AZ$47,MATCH(AN$2,$AS$2:$BA$2,0)+1,FALSE)","v":1.3574484166876228E-3},{"$f":"R6562*VLOOKUP($B6562,$AR$36:$BA$47,MATCH(AO$2,$AS$2:$BA$2,0)+1,FALSE)","v":0},0.780050131092767]
[2006,10,1,21,null,2013,10,1,21,0.32905092109303535,0.32057067405488615,7.3813111124561518E-3,7.3395891107942451E-2,9.251100000000001E-2,6.6099000000000005E-2,1.8947926585159267E-5,2.2745645002966546E-3,0,0.89130230979520186,null,null,0.3115503449682181,6.4311475881075067E-2,0.28376764061603155,7.2923067369254524E-2,6.0932486088887967E-2,4.1280967819484248E-3,9.4830350723602607E-6,1.6625640071504385E-3,0,0.79928515874763839,null,{"$f":"J6575*VLOOKUP($B6575,$AR$36:$AZ$47,MATCH(AG$2,$AS$2:$BA$2,0)+1,FALSE)","v":0.29557789614409924},{"$f":"K6575*VLOOKUP($B6575,$AR$36:$AZ$47,MATCH(AH$2,$AS$2:$BA$2,0)+1,FALSE)","v":0.28319404325110709},{"$f":"L6575*VLOOKUP($B6575,$AR$36:$AZ$47,MATCH(AI$2,$AS$2:$BA$2,0)+1,FALSE)","v":5.2343629085549303E-3},{"$f":"M6575*VLOOKUP($B6575,$AR$36:$AZ$47,MATCH(AJ$2,$AS$2:$BA$2,0)+1,FALSE)","v":6.3190494209529893E-2},{"$f":"N6575*VLOOKUP($B6575,$AR$36:$AZ$47,MATCH(AK$2,$AS$2:$BA$2,0)+1,FALSE)","v":7.1446972409009851E-2},{"$f":"O6575*VLOOKUP($B6575,$AR$36:$AZ$47,MATCH(AL$2,$AS$2:$BA$2,0)+1,FALSE)","v":6.4992577505560742E-2},{"$f":"P6575*VLOOKUP($B6575,$AR$36:$AZ$47,MATCH(AM$2,$AS$2:$BA$2,0)+1,FALSE)","v":9.4830350723602607E-6},{"$f":"Q6575*VLOOKUP($B6575,$AR$36:$AZ$47,MATCH(AN$2,$AS$2:$BA$2,0)+1,FALSE)","v":1.6291243294814998E-3},{"$f":"R6575*VLOOKUP($B6575,$AR$36:$BA$47,MATCH(AO$2,$AS$2:$BA$2,0)+1,FALSE)","v":0},0.78527495379241563]
[2006,10,2,5,null,2013,10,2,5,0.16364859739415744,0.26786224369060818,7.3813111124561518E-3,7.126616864642818E-2,9.2804000000000011E-2,6.1234999999999998E-2,1.8947926585159267E-5,2.2745645002966546E-3,0,0.66649083327053182,null,null,0.15494494530619904,6.2445355139852297E-2,0.23711038798635176,7.3154028646715497E-2,5.644867222882425E-2,4.1280967819484248E-3,9.4830350723602607E-6,1.6625640071504385E-3,0,0.58990353313211408,null,{"$f":"J6583*VLOOKUP($B6583,$AR$36:$AZ$47,MATCH(AG$2,$AS$2:$BA$2,0)+1,FALSE)","v":0.14700128467660925},{"$f":"K6583*VLOOKUP($B6583,$AR$36:$AZ$47,MATCH(AH$2,$AS$2:$BA$2,0)+1,FALSE)","v":0.23663110185827202},{"$f":"L6583*VLOOKUP($B6583,$AR$36:$AZ$47,MATCH(AI$2,$AS$2:$BA$2,0)+1,FALSE)","v":5.2343629085549303E-3},{"$f":"M6583*VLOOKUP($B6583,$AR$36:$AZ$47,MATCH(AJ$2,$AS$2:$BA$2,0)+1,FALSE)","v":6.1356900900140128E-2},{"$f":"N6583*VLOOKUP($B6583,$AR$36:$AZ$47,MATCH(AK$2,$AS$2:$BA$2,0)+1,FALSE)","v":7.1673258611902921E-2},{"$f":"O6583*VLOOKUP($B6583,$AR$36:$AZ$47,MATCH(AL$2,$AS$2:$BA$2,0)+1,FALSE)","v":6.0209995363818089E-2},{"$f":"P6583*VLOOKUP($B6583,$AR$36:$AZ$47,MATCH(AM$2,$AS$2:$BA$2,0)+1,FALSE)","v":9.4830350723602607E-6},{"$f":"Q6583*VLOOKUP($B6583,$AR$36:$AZ$47,MATCH(AN$2,$AS$2:$BA$2,0)+1,FALSE)","v":1.6291243294814998E-3},{"$f":"R6583*VLOOKUP($B6583,$AR$36:$BA$47,MATCH(AO$2,$AS$2:$BA$2,0)+1,FALSE)","v":0},0.58374551168385114]
[2006,10,2,6,null,2013,10,2,6,0.19931243255908163,0.30837994177744121,7.3813111124561518E-3,8.3193222788331814E-2,0.10745930000000002,6.7176E-2,1.8947926585159267E-5,2.2745645002966546E-3,0,0.77519572066419262,null,null,0.18871199908502823,7.2896164350019471E-2,0.27297646220911348,8.4706270317615559E-2,6.1925304248281181E-2,4.1280967819484248E-3,9.4830350723602607E-6,1.6625640071504385E-3,0,0.68701634403422907,null,{"$f":"J6584*VLOOKUP($B6584,$AR$36:$AZ$47,MATCH(AG$2,$AS$2:$BA$2,0)+1,FALSE)","v":0.17903718152643988},{"$f":"K6584*VLOOKUP($B6584,$AR$36:$AZ$47,MATCH(AH$2,$AS$2:$BA$2,0)+1,FALSE)","v":0.27242467773125822},{"$f":"L6584*VLOOKUP($B6584,$AR$36:$AZ$47,MATCH(AI$2,$AS$2:$BA$2,0)+1,FALSE)","v":5.2343629085549303E-3},{"$f":"M6584*VLOOKUP($B6584,$AR$36:$AZ$47,MATCH(AJ$2,$AS$2:$BA$2,0)+1,FALSE)","v":7.1625547200547979E-2},{"$f":"N6584*VLOOKUP($B6584,$AR$36:$AZ$47,MATCH(AK$2,$AS$2:$BA$2,0)+1,FALSE)","v":8.2991661988212354E-2},{"$f":"O6584*VLOOKUP($B6584,$AR$36:$AZ$47,MATCH(AL$2,$AS$2:$BA$2,0)+1,FALSE)","v":6.6051549743771434E-2},{"$f":"P6584*VLOOKUP($B6584,$AR$36:$AZ$47,MATCH(AM$2,$AS$2:$BA$2,0)+1,FALSE)","v":9.4830350723602607E-6},{"$f":"Q6584*VLOOKUP($B6584,$AR$36:$AZ$47,MATCH(AN$2,$AS$2:$BA$2,0)+1,FALSE)","v":1.6291243294814998E-3},{"$f":"R6584*VLOOKUP($B6584,$AR$36:$BA$47,MATCH(AO$2,$AS$2:$BA$2,0)+1,FALSE)","v":0},0.67900358846333864]
[2006,10,2,19,null,2013,10,2,19,0.38436923310024196,0.36751251424279341,7.3813111124561518E-3,8.6073268622991958E-2,9.9034900000000009E-2,6.9787000000000002E-2,1.8947926585159267E-5,2.2745645002966546E-3,0,1.0164517395053652,null,null,0.36392655206606084,7.5419738836767461E-2,0.3253203349651615,7.8065621219178094E-2,6.4332219953179684E-2,4.1280967819484248E-3,9.4830350723602607E-6,1.6625640071504385E-3,0,0.91286461086451887,null,{"$f":"J6597*VLOOKUP($B6597,$AR$36:$AZ$47,MATCH(AG$2,$AS$2:$BA$2,0)+1,FALSE)","v":0.34526889906552843},{"$f":"K6597*VLOOKUP($B6597,$AR$36:$AZ$47,MATCH(AH$2,$AS$2:$BA$2,0)+1,FALSE)","v":0.32466274452783306},{"$f":"L6597*VLOOKUP($B6597,$AR$36:$AZ$47,MATCH(AI$2,$AS$2:$BA$2,0)+1,FALSE)","v":5.2343629085549303E-3},{"$f":"M6597*VLOOKUP($B6597,$AR$36:$AZ$47,MATCH(AJ$2,$AS$2:$BA$2,0)+1,FALSE)","v":7.4105134502930076E-2},{"$f":"N6597*VLOOKUP($B6597,$AR$36:$AZ$47,MATCH(AK$2,$AS$2:$BA$2,0)+1,FALSE)","v":7.6485431654928063E-2},{"$f":"O6597*VLOOKUP($B6597,$AR$36:$AZ$47,MATCH(AL$2,$AS$2:$BA$2,0)+1,FALSE)","v":6.8618844557112327E-2},{"$f":"P6597*VLOOKUP($B6597,$AR$36:$AZ$47,MATCH(AM$2,$AS$2:$BA$2,0)+1,FALSE)","v":9.4830350723602607E-6},{"$f":"Q6597*VLOOKUP($B6597,$AR$36:$AZ$47,MATCH(AN$2,$AS$2:$BA$2,0)+1,FALSE)","v":1.6291243294814998E-3},{"$f":"R6597*VLOOKUP($B6597,$AR$36:$BA$47,MATCH(AO$2,$AS$2:$BA$2,0)+1,FALSE)","v":0},0.89601402458144075]
[2006,10,2,23,null,2013,10,2,23,0.26264151615793857,0.29069032001205819,7.3813111124561518E-3,8.489628041877724E-2,8.4215699999999963E-2,5.9704E-2,1.8947926585159267E-5,2.2745645002966546E-3,0,0.79182264012811199,null,null,0.2486729248171477,7.4388429762580421E-2,0.25731769290168366,6.6384183120374057E-2,5.5037340193512259E-2,4.1280967819484248E-3,9.4830350723602607E-6,1.6625640071504385E-3,0,0.70760071461946938,null,{"$f":"J6601*VLOOKUP($B6601,$AR$36:$AZ$47,MATCH(AG$2,$AS$2:$BA$2,0)+1,FALSE)","v":0.23592405250891443},{"$f":"K6601*VLOOKUP($B6601,$AR$36:$AZ$47,MATCH(AH$2,$AS$2:$BA$2,0)+1,FALSE)","v":0.25679756047828112},{"$f":"L6601*VLOOKUP($B6601,$AR$36:$AZ$47,MATCH(AI$2,$AS$2:$BA$2,0)+1,FALSE)","v":5.2343629085549303E-3},{"$f":"M6601*VLOOKUP($B6601,$AR$36:$AZ$47,MATCH(AJ$2,$AS$2:$BA$2,0)+1,FALSE)","v":7.3091801669437614E-2},{"$f":"N6601*VLOOKUP($B6601,$AR$36:$AZ$47,MATCH(AK$2,$AS$2:$BA$2,0)+1,FALSE)","v":6.5040447020413228E-2},{"$f":"O6601*VLOOKUP($B6601,$AR$36:$AZ$47,MATCH(AL$2,$AS$2:$BA$2,0)+1,FALSE)","v":5.8704622572081248E-2},{"$f":"P6601*VLOOKUP($B6601,$AR$36:$AZ$47,MATCH(AM$2,$AS$2:$BA$2,0)+1,FALSE)","v":9.4830350723602607E-6},{"$f":"Q6601*VLOOKUP($B6601,$AR$36:$AZ$47,MATCH(AN$2,$AS$2:$BA$2,0)+1,FALSE)","v":1.6291243294814998E-3},{"$f":"R6601*VLOOKUP($B6601,$AR$36:$BA$47,MATCH(AO$2,$AS$2:$BA$2,0)+1,FALSE)","v":0},0.69643145452223632]
[2006,10,3,5,null,2013,10,3,5,0.16273188026234658,0.26693444930896354,7.3813111124561518E-3,7.0895524482094241E-2,8.7052200000000024E-2,5.7728000000000002E-2,1.8947926585159267E-5,2.2745645002966546E-3,0,0.65501687759274241,null,null,0.15407698378308513,6.212058664293512E-2,0.23628910879906392,6.8620093234770127E-2,5.3215790812861381E-2,4.1280967819484248E-3,9.4830350723602607E-6,1.6625640071504385E-3,0,0.58012270709688696,null,{"$f":"J6607*VLOOKUP($B6607,$AR$36:$AZ$47,MATCH(AG$2,$AS$2:$BA$2,0)+1,FALSE)","v":0.14617782148653571},{"$f":"K6607*VLOOKUP($B6607,$AR$36:$AZ$47,MATCH(AH$2,$AS$2:$BA$2,0)+1,FALSE)","v":0.23581148277421748},{"$f":"L6607*VLOOKUP($B6607,$AR$36:$AZ$47,MATCH(AI$2,$AS$2:$BA$2,0)+1,FALSE)","v":5.2343629085549303E-3},{"$f":"M6607*VLOOKUP($B6607,$AR$36:$AZ$47,MATCH(AJ$2,$AS$2:$BA$2,0)+1,FALSE)","v":6.1037793282988986E-2},{"$f":"N6607*VLOOKUP($B6607,$AR$36:$AZ$47,MATCH(AK$2,$AS$2:$BA$2,0)+1,FALSE)","v":6.7231098264461622E-2},{"$f":"O6607*VLOOKUP($B6607,$AR$36:$AZ$47,MATCH(AL$2,$AS$2:$BA$2,0)+1,FALSE)","v":5.6761698576998303E-2},{"$f":"P6607*VLOOKUP($B6607,$AR$36:$AZ$47,MATCH(AM$2,$AS$2:$BA$2,0)+1,FALSE)","v":9.4830350723602607E-6},{"$f":"Q6607*VLOOKUP($B6607,$AR$36:$AZ$47,MATCH(AN$2,$AS$2:$BA$2,0)+1,FALSE)","v":1.6291243294814998E-3},{"$f":"R6607*VLOOKUP($B6607,$AR$36:$BA$47,MATCH(AO$2,$AS$2:$BA$2,0)+1,FALSE)","v":0},0.5738928646583108]
[2006,10,3,16,null,2013,10,3,16,0.26872741688011581,0.40836417816874637,0,9.5737429656153297E-2,0.12477379999999995,8.1668000000000004E-2,0,1.8952537407407432E-3,0,0.9811660784457561,null,null,0.25443514685602953,8.388773956286974E-2,0.36148203416513869,9.8354662940816615E-2,7.5284562155362444E-2,0,0,1.3853116292643403E-3,0,0.87482945730948147,null,{"$f":"J6618*VLOOKUP($B6618,$AR$36:$AZ$47,MATCH(AG$2,$AS$2:$BA$2,0)+1,FALSE)","v":0.24139085906161328},{"$f":"K6618*VLOOKUP($B6618,$AR$36:$AZ$47,MATCH(AH$2,$AS$2:$BA$2,0)+1,FALSE)","v":0.36075134781269014},{"$f":"L6618*VLOOKUP($B6618,$AR$36:$AZ$47,MATCH(AI$2,$AS$2:$BA$2,0)+1,FALSE)","v":0},{"$f":"M6618*VLOOKUP($B6618,$AR$36:$AZ$47,MATCH(AJ$2,$AS$2:$BA$2,0)+1,FALSE)","v":8.2425533677698878E-2},{"$f":"N6618*VLOOKUP($B6618,$AR$36:$AZ$47,MATCH(AK$2,$AS$2:$BA$2,0)+1,FALSE)","v":9.6363786425044687E-2},{"$f":"O6618*VLOOKUP($B6618,$AR$36:$AZ$47,MATCH(AL$2,$AS$2:$BA$2,0)+1,FALSE)","v":8.0300970055887919E-2},{"$f":"P6618*VLOOKUP($B6618,$AR$36:$AZ$47,MATCH(AM$2,$AS$2:$BA$2,0)+1,FALSE)","v":0},{"$f":"Q6618*VLOOKUP($B6618,$AR$36:$AZ$47,MATCH(AN$2,$AS$2:$BA$2,0)+1,FALSE)","v":1.3574484166876228E-3},{"$f":"R6618*VLOOKUP($B6618,$AR$36:$BA$47,MATCH(AO$2,$AS$2:$BA$2,0)+1,FALSE)","v":0},0.86258994544962253]
[2006,10,4,2,null,2013,10,4,2,0.15257838757229569,0.24899985412697914,7.3813111124561518E-3,7.2772796440825793E-2,8.0325000000000021E-2,5.6917000000000002E-2,1.8947926585159267E-5,2.2745645002966546E-3,0,0.62126786167943859,null,null,0.14446350469082256,6.3765503387915118E-2,0.22041349018485468,6.3317285365365961E-2,5.2468181223940397E-2,4.1280967819484248E-3,9.4830350723602607E-6,1.6625640071504385E-3,0,0.55022810867706995,null,{"$f":"J6628*VLOOKUP($B6628,$AR$36:$AZ$47,MATCH(AG$2,$AS$2:$BA$2,0)+1,FALSE)","v":0.13705720271461258},{"$f":"K6628*VLOOKUP($B6628,$AR$36:$AZ$47,MATCH(AH$2,$AS$2:$BA$2,0)+1,FALSE)","v":0.21996795454559231},{"$f":"L6628*VLOOKUP($B6628,$AR$36:$AZ$47,MATCH(AI$2,$AS$2:$BA$2,0)+1,FALSE)","v":5.2343629085549303E-3},{"$f":"M6628*VLOOKUP($B6628,$AR$36:$AZ$47,MATCH(AJ$2,$AS$2:$BA$2,0)+1,FALSE)","v":6.2654038294082018E-2},{"$f":"N6628*VLOOKUP($B6628,$AR$36:$AZ$47,MATCH(AK$2,$AS$2:$BA$2,0)+1,FALSE)","v":6.2035628830665733E-2},{"$f":"O6628*VLOOKUP($B6628,$AR$36:$AZ$47,MATCH(AL$2,$AS$2:$BA$2,0)+1,FALSE)","v":5.5964273799664156E-2},{"$f":"P6628*VLOOKUP($B6628,$AR$36:$AZ$47,MATCH(AM$2,$AS$2:$BA$2,0)+1,FALSE)","v":9.4830350723602607E-6},{"$f":"Q6628*VLOOKUP($B6628,$AR$36:$AZ$47,MATCH(AN$2,$AS$2:$BA$2,0)+1,FALSE)","v":1.6291243294814998E-3},{"$f":"R6628*VLOOKUP($B6628,$AR$36:$BA$47,MATCH(AO$2,$AS$2:$BA$2,0)+1,FALSE)","v":0},0.54455206845772552]
[2006,10,4,9,null,2013,10,4,9,0.22228849361197522,0.38969866023990163,0,8.5412035277755149E-2,0.11784689999999999,7.5599E-2,0,1.8952537407407432E-3,0,0.89274034287037274,null,null,0.2104660781292742,7.4840348196609979E-2,0.34495940620124188,9.289443880141604E-2,6.9689935034324885E-2,0,0,1.3853116292643403E-3,0,0.79423551799213132,null,{"$f":"J6635*VLOOKUP($B6635,$AR$36:$AZ$47,MATCH(AG$2,$AS$2:$BA$2,0)+1,FALSE)","v":0.19967598042459744},{"$f":"K6635*VLOOKUP($B6635,$AR$36:$AZ$47,MATCH(AH$2,$AS$2:$BA$2,0)+1,FALSE)","v":0.34426211807503632},{"$f":"L6635*VLOOKUP($B6635,$AR$36:$AZ$47,MATCH(AI$2,$AS$2:$BA$2,0)+1,FALSE)","v":0},{"$f":"M6635*VLOOKUP($B6635,$AR$36:$AZ$47,MATCH(AJ$2,$AS$2:$BA$2,0)+1,FALSE)","v":7.3535842935751147E-2},{"$f":"N6635*VLOOKUP($B6635,$AR$36:$AZ$47,MATCH(AK$2,$AS$2:$BA$2,0)+1,FALSE)","v":9.1014087111666087E-2},{"$f":"O6635*VLOOKUP($B6635,$AR$36:$AZ$47,MATCH(AL$2,$AS$2:$BA$2,0)+1,FALSE)","v":7.4333558251151857E-2},{"$f":"P6635*VLOOKUP($B6635,$AR$36:$AZ$47,MATCH(AM$2,$AS$2:$BA$2,0)+1,FALSE)","v":0},{"$f":"Q6635*VLOOKUP($B6635,$AR$36:$AZ$47,MATCH(AN$2,$AS$2:$BA$2,0)+1,FALSE)","v":1.3574484166876228E-3},{"$f":"R6635*VLOOKUP($B6635,$AR$36:$BA$47,MATCH(AO$2,$AS$2:$BA$2,0)+1,FALSE)","v":0},0.78417903521489041]
[2006,10,4,16,null,2013,10,4,16,0.24087077437786894,0.38023761695656672,0,6.4596589672111127E-2,0.11164330000000004,7.3683999999999999E-2,0,1.8952537407407432E-3,0,0.87292753474728746,null,null,0.22806006012962729,5.6601288655082821E-2,0.33658453554848083,8.800436582920837E-2,6.7924617694271022E-2,0,0,1.3853116292643403E-3,0,0.7785601794859347,null,{"$f":"J6642*VLOOKUP($B6642,$AR$36:$AZ$47,MATCH(AG$2,$AS$2:$BA$2,0)+1,FALSE)","v":0.21636796060838448},{"$f":"K6642*VLOOKUP($B6642,$AR$36:$AZ$47,MATCH(AH$2,$AS$2:$BA$2,0)+1,FALSE)","v":0.33590417607463169},{"$f":"L6642*VLOOKUP($B6642,$AR$36:$AZ$47,MATCH(AI$2,$AS$2:$BA$2,0)+1,FALSE)","v":0},{"$f":"M6642*VLOOKUP($B6642,$AR$36:$AZ$47,MATCH(AJ$2,$AS$2:$BA$2,0)+1,FALSE)","v":5.5614699460869409E-2},{"$f":"N6642*VLOOKUP($B6642,$AR$36:$AZ$47,MATCH(AK$2,$AS$2:$BA$2,0)+1,FALSE)","v":8.6222998073210877E-2},{"$f":"O6642*VLOOKUP($B6642,$AR$36:$AZ$47,MATCH(AL$2,$AS$2:$BA$2,0)+1,FALSE)","v":7.2450613185066917E-2},{"$f":"P6642*VLOOKUP($B6642,$AR$36:$AZ$47,MATCH(AM$2,$AS$2:$BA$2,0)+1,FALSE)","v":0},{"$f":"Q6642*VLOOKUP($B6642,$AR$36:$AZ$47,MATCH(AN$2,$AS$2:$BA$2,0)+1,FALSE)","v":1.3574484166876228E-3},{"$f":"R6642*VLOOKUP($B6642,$AR$36:$BA$47,MATCH(AO$2,$AS$2:$BA$2,0)+1,FALSE)","v":0},0.76791789581885095]
[2006,10,4,18,null,2013,10,4,18,0.31385734230575524,0.35278621928847814,3.4446118524795372E-3,7.3467759486295914E-2,9.4761599999999988E-2,6.5167000000000003E-2,8.8423657397409909E-6,2.0722654285335019E-3,0,0.90556564072728207,null,null,0.29716483680201983,6.4374448908738058E-2,0.31228468849961383,7.4697133755103159E-2,6.0073334255504048E-2,1.9264451649092646E-3,4.4254163671014548E-6,1.5146960722778528E-3,0,0.8120400088745332,null,{"$f":"J6644*VLOOKUP($B6644,$AR$36:$AZ$47,MATCH(AG$2,$AS$2:$BA$2,0)+1,FALSE)","v":0.28192989893465176},{"$f":"K6644*VLOOKUP($B6644,$AR$36:$AZ$47,MATCH(AH$2,$AS$2:$BA$2,0)+1,FALSE)","v":0.31165344783369164},{"$f":"L6644*VLOOKUP($B6644,$AR$36:$AZ$47,MATCH(AI$2,$AS$2:$BA$2,0)+1,FALSE)","v":2.4427026906589672E-3},{"$f":"M6644*VLOOKUP($B6644,$AR$36:$AZ$47,MATCH(AJ$2,$AS$2:$BA$2,0)+1,FALSE)","v":6.3252369585353227E-2},{"$f":"N6644*VLOOKUP($B6644,$AR$36:$AZ$47,MATCH(AK$2,$AS$2:$BA$2,0)+1,FALSE)","v":7.3185128478058026E-2},{"$f":"O6644*VLOOKUP($B6644,$AR$36:$AZ$47,MATCH(AL$2,$AS$2:$BA$2,0)+1,FALSE)","v":6.4076178131361697E-2},{"$f":"P6644*VLOOKUP($B6644,$AR$36:$AZ$47,MATCH(AM$2,$AS$2:$BA$2,0)+1,FALSE)","v":4.4254163671014548E-6},{"$f":"Q6644*VLOOKUP($B6644,$AR$36:$AZ$47,MATCH(AN$2,$AS$2:$BA$2,0)+1,FALSE)","v":1.4842305093247653E-3},{"$f":"R6644*VLOOKUP($B6644,$AR$36:$BA$47,MATCH(AO$2,$AS$2:$BA$2,0)+1,FALSE)","v":0},0.79802838157946709]
[2006,10,5,6,null,2013,10,5,6,0.1602247797589616,0.25025959109080598,7.3813111124561518E-3,6.3587323579408717E-2,7.9862299999999997E-2,5.6508999999999997E-2,1.8947926585159267E-5,2.2745645002966546E-3,0,0.62011781796851428,null,null,0.15170322344196535,5.5716942256413729E-2,0.22152860337191038,6.2952555730276555E-2,5.2092071837652153E-2,4.1280967819484248E-3,9.4830350723602607E-6,1.6625640071504385E-3,0,0.54979354046238949,null,{"$f":"J6656*VLOOKUP($B6656,$AR$36:$AZ$47,MATCH(AG$2,$AS$2:$BA$2,0)+1,FALSE)","v":0.14392575822000311},{"$f":"K6656*VLOOKUP($B6656,$AR$36:$AZ$47,MATCH(AH$2,$AS$2:$BA$2,0)+1,FALSE)","v":0.22108081368428545},{"$f":"L6656*VLOOKUP($B6656,$AR$36:$AZ$47,MATCH(AI$2,$AS$2:$BA$2,0)+1,FALSE)","v":5.2343629085549303E-3},{"$f":"M6656*VLOOKUP($B6656,$AR$36:$AZ$47,MATCH(AJ$2,$AS$2:$BA$2,0)+1,FALSE)","v":5.4745767668856804E-2},{"$f":"N6656*VLOOKUP($B6656,$AR$36:$AZ$47,MATCH(AK$2,$AS$2:$BA$2,0)+1,FALSE)","v":6.1678281983981009E-2},{"$f":"O6656*VLOOKUP($B6656,$AR$36:$AZ$47,MATCH(AL$2,$AS$2:$BA$2,0)+1,FALSE)","v":5.5563103258169287E-2},{"$f":"P6656*VLOOKUP($B6656,$AR$36:$AZ$47,MATCH(AM$2,$AS$2:$BA$2,0)+1,FALSE)","v":9.4830350723602607E-6},{"$f":"Q6656*VLOOKUP($B6656,$AR$36:$AZ$47,MATCH(AN$2,$AS$2:$BA$2,0)+1,FALSE)","v":1.6291243294814998E-3},{"$f":"R6656*VLOOKUP($B6656,$AR$36:$BA$47,MATCH(AO$2,$AS$2:$BA$2,0)+1,FALSE)","v":0},0.54386669508840435]
[2006,10,5,11,null,2013,10,5,11,0.28383137270957448,0.30450508979089791,0,5.964616782024347E-2,8.6950900000000012E-2,6.0402999999999998E-2,0,1.8952537407407432E-3,0,0.79723178406145656,null,null,0.26873579866220426,5.2263594395613823E-2,0.26954646160410034,6.8540242117340791E-2,5.5681704068550192E-2,0,0,1.3853116292643403E-3,0,0.71615311247707381,null,{"$f":"J6661*VLOOKUP($B6661,$AR$36:$AZ$47,MATCH(AG$2,$AS$2:$BA$2,0)+1,FALSE)","v":0.25495835029578168},{"$f":"K6661*VLOOKUP($B6661,$AR$36:$AZ$47,MATCH(AH$2,$AS$2:$BA$2,0)+1,FALSE)","v":0.26900161040202114},{"$f":"L6661*VLOOKUP($B6661,$AR$36:$AZ$47,MATCH(AI$2,$AS$2:$BA$2,0)+1,FALSE)","v":0},{"$f":"M6661*VLOOKUP($B6661,$AR$36:$AZ$47,MATCH(AJ$2,$AS$2:$BA$2,0)+1,FALSE)","v":5.1352613414320653E-2},{"$f":"N6661*VLOOKUP($B6661,$AR$36:$AZ$47,MATCH(AK$2,$AS$2:$BA$2,0)+1,FALSE)","v":6.7152863478273664E-2},{"$f":"O6661*VLOOKUP($B6661,$AR$36:$AZ$47,MATCH(AL$2,$AS$2:$BA$2,0)+1,FALSE)","v":5.9391922102730532E-2},{"$f":"P6661*VLOOKUP($B6661,$AR$36:$AZ$47,MATCH(AM$2,$AS$2:$BA$2,0)+1,FALSE)","v":0},{"$f":"Q6661*VLOOKUP($B6661,$AR$36:$AZ$47,MATCH(AN$2,$AS$2:$BA$2,0)+1,FALSE)","v":1.3574484166876228E-3},{"$f":"R6661*VLOOKUP($B6661,$AR$36:$BA$47,MATCH(AO$2,$AS$2:$BA$2,0)+1,FALSE)","v":0},0.70321480810981529]
[2006,10,5,20,null,2013,10,5,20,0.32592471469825718,0.27775931489535033,7.3813111124561518E-3,6.2965665403559398E-2,8.1265699999999982E-2,5.9262000000000002E-2,1.8947926585159267E-5,2.2745645002966546E-3,0,0.8168522185365048,null,null,0.30859040588796971,5.5172228455969384E-2,0.24587122848761889,6.405880507085239E-2,5.4629888358366671E-2,4.1280967819484248E-3,9.4830350723602607E-6,1.6625640071504385E-3,0,0.73412270008494829,null,{"$f":"J6670*VLOOKUP($B6670,$AR$36:$AZ$47,MATCH(AG$2,$AS$2:$BA$2,0)+1,FALSE)","v":0.29276970613505349},{"$f":"K6670*VLOOKUP($B6670,$AR$36:$AZ$47,MATCH(AH$2,$AS$2:$BA$2,0)+1,FALSE)","v":0.24537423352207216},{"$f":"L6670*VLOOKUP($B6670,$AR$36:$AZ$47,MATCH(AI$2,$AS$2:$BA$2,0)+1,FALSE)","v":5.2343629085549303E-3},{"$f":"M6670*VLOOKUP($B6670,$AR$36:$AZ$47,MATCH(AJ$2,$AS$2:$BA$2,0)+1,FALSE)","v":5.4210548506471536E-2},{"$f":"N6670*VLOOKUP($B6670,$AR$36:$AZ$47,MATCH(AK$2,$AS$2:$BA$2,0)+1,FALSE)","v":6.2762138834288578E-2},{"$f":"O6670*VLOOKUP($B6670,$AR$36:$AZ$47,MATCH(AL$2,$AS$2:$BA$2,0)+1,FALSE)","v":5.8270021152128489E-2},{"$f":"P6670*VLOOKUP($B6670,$AR$36:$AZ$47,MATCH(AM$2,$AS$2:$BA$2,0)+1,FALSE)","v":9.4830350723602607E-6},{"$f":"Q6670*VLOOKUP($B6670,$AR$36:$AZ$47,MATCH(AN$2,$AS$2:$BA$2,0)+1,FALSE)","v":1.6291243294814998E-3},{"$f":"R6670*VLOOKUP($B6670,$AR$36:$BA$47,MATCH(AO$2,$AS$2:$BA$2,0)+1,FALSE)","v":0},0.72025961842312314]
[2006,10,6,4,null,2013,10,6,4,0.14334344781542838,0.25354232783969954,7.3813111124561518E-3,7.843013269763105E-2,7.5186199999999981E-2,5.3846999999999999E-2,1.8947926585159267E-5,2.2745645002966546E-3,0,0.61402393189209692,null,null,0.13571972528593451,6.8722615274404514E-2,0.22443446637620248,5.9266555629473708E-2,4.9638142459467613E-2,4.1280967819484248E-3,9.4830350723602607E-6,1.6625640071504385E-3,0,0.5435816488496541,null,{"$f":"J6678*VLOOKUP($B6678,$AR$36:$AZ$47,MATCH(AG$2,$AS$2:$BA$2,0)+1,FALSE)","v":0.12876169618545577},{"$f":"K6678*VLOOKUP($B6678,$AR$36:$AZ$47,MATCH(AH$2,$AS$2:$BA$2,0)+1,FALSE)","v":0.22398080288507241},{"$f":"L6678*VLOOKUP($B6678,$AR$36:$AZ$47,MATCH(AI$2,$AS$2:$BA$2,0)+1,FALSE)","v":5.2343629085549303E-3},{"$f":"M6678*VLOOKUP($B6678,$AR$36:$AZ$47,MATCH(AJ$2,$AS$2:$BA$2,0)+1,FALSE)","v":6.7524745203972378E-2},{"$f":"N6678*VLOOKUP($B6678,$AR$36:$AZ$47,MATCH(AK$2,$AS$2:$BA$2,0)+1,FALSE)","v":5.8066893201222498E-2},{"$f":"O6678*VLOOKUP($B6678,$AR$36:$AZ$47,MATCH(AL$2,$AS$2:$BA$2,0)+1,FALSE)","v":5.2945662127141552E-2},{"$f":"P6678*VLOOKUP($B6678,$AR$36:$AZ$47,MATCH(AM$2,$AS$2:$BA$2,0)+1,FALSE)","v":9.4830350723602607E-6},{"$f":"Q6678*VLOOKUP($B6678,$AR$36:$AZ$47,MATCH(AN$2,$AS$2:$BA$2,0)+1,FALSE)","v":1.6291243294814998E-3},{"$f":"R6678*VLOOKUP($B6678,$AR$36:$BA$47,MATCH(AO$2,$AS$2:$BA$2,0)+1,FALSE)","v":0},0.53815276987597338]
[2006,10,6,13,null,2013,10,6,13,0.27713193356800131,0.34859391897587966,0,8.8618376207049793E-2,8.3466699999999977E-2,5.7152000000000001E-2,0,1.8952537407407432E-3,0,0.85685818249167145,null,null,0.26239266925014415,7.7649831319276524E-2,0.30857368414162867,6.5793773574919251E-2,5.2684812855748574E-2,0,0,1.3853116292643403E-3,0,0.76848008277098145,null,{"$f":"J6687*VLOOKUP($B6687,$AR$36:$AZ$47,MATCH(AG$2,$AS$2:$BA$2,0)+1,FALSE)","v":0.24894041811606368},{"$f":"K6687*VLOOKUP($B6687,$AR$36:$AZ$47,MATCH(AH$2,$AS$2:$BA$2,0)+1,FALSE)","v":0.30794994476202775},{"$f":"L6687*VLOOKUP($B6687,$AR$36:$AZ$47,MATCH(AI$2,$AS$2:$BA$2,0)+1,FALSE)","v":0},{"$f":"M6687*VLOOKUP($B6687,$AR$36:$AZ$47,MATCH(AJ$2,$AS$2:$BA$2,0)+1,FALSE)","v":7.6296355341389704E-2},{"$f":"N6687*VLOOKUP($B6687,$AR$36:$AZ$47,MATCH(AK$2,$AS$2:$BA$2,0)+1,FALSE)","v":6.4461988433495487E-2},{"$f":"O6687*VLOOKUP($B6687,$AR$36:$AZ$47,MATCH(AL$2,$AS$2:$BA$2,0)+1,FALSE)","v":5.6195340165476143E-2},{"$f":"P6687*VLOOKUP($B6687,$AR$36:$AZ$47,MATCH(AM$2,$AS$2:$BA$2,0)+1,FALSE)","v":0},{"$f":"Q6687*VLOOKUP($B6687,$AR$36:$AZ$47,MATCH(AN$2,$AS$2:$BA$2,0)+1,FALSE)","v":1.3574484166876228E-3},{"$f":"R6687*VLOOKUP($B6687,$AR$36:$BA$47,MATCH(AO$2,$AS$2:$BA$2,0)+1,FALSE)","v":0},0.75520149523514035]
[2006,10,6,21,null,2013,10,6,21,0.34252182345325283,0.30380254428791797,7.3813111124561518E-3,8.2064712195565881E-2,7.9715000000000008E-2,5.6866E-2,1.8947926585159267E-5,2.2745645002966546E-3,0,0.87464490347607449,null,null,0.32430479726823858,7.1907332677392632E-2,0.2689245716561387,6.2836444480549605E-2,5.242116755065436E-2,4.1280967819484248E-3,9.4830350723602607E-6,1.6625640071504385E-3,0,0.78619445745714522,null,{"$f":"J6695*VLOOKUP($B6695,$AR$36:$AZ$47,MATCH(AG$2,$AS$2:$BA$2,0)+1,FALSE)","v":0.3076784578613232},{"$f":"K6695*VLOOKUP($B6695,$AR$36:$AZ$47,MATCH(AH$2,$AS$2:$BA$2,0)+1,FALSE)","v":0.26838097751929307},{"$f":"L6695*VLOOKUP($B6695,$AR$36:$AZ$47,MATCH(AI$2,$AS$2:$BA$2,0)+1,FALSE)","v":5.2343629085549303E-3},{"$f":"M6695*VLOOKUP($B6695,$AR$36:$AZ$47,MATCH(AJ$2,$AS$2:$BA$2,0)+1,FALSE)","v":7.0653951365943393E-2},{"$f":"N6695*VLOOKUP($B6695,$AR$36:$AZ$47,MATCH(AK$2,$AS$2:$BA$2,0)+1,FALSE)","v":6.1564521036246725E-2},{"$f":"O6695*VLOOKUP($B6695,$AR$36:$AZ$47,MATCH(AL$2,$AS$2:$BA$2,0)+1,FALSE)","v":5.5914127481977292E-2},{"$f":"P6695*VLOOKUP($B6695,$AR$36:$AZ$47,MATCH(AM$2,$AS$2:$BA$2,0)+1,FALSE)","v":9.4830350723602607E-6},{"$f":"Q6695*VLOOKUP($B6695,$AR$36:$AZ$47,MATCH(AN$2,$AS$2:$BA$2,0)+1,FALSE)","v":1.6291243294814998E-3},{"$f":"R6695*VLOOKUP($B6695,$AR$36:$BA$47,MATCH(AO$2,$AS$2:$BA$2,0)+1,FALSE)","v":0},0.77106500553789259]
[2006,10,7,3,null,2013,10,7,3,0.13905192619270371,0.25708758409361937,7.3813111124561518E-3,7.194794100402413E-2,7.8502900000000028E-2,5.5326E-2,1.8947926585159267E-5,2.2745645002966546E-3,0,0.61159117482968517,null,null,0.13165644827836034,6.304274262122278E-2,0.22757271040154903,6.1880989994507168E-2,5.1001538984762479E-2,4.1280967819484248E-3,9.4830350723602607E-6,1.6625640071504385E-3,0,0.54095457410457304,null,{"$f":"J6701*VLOOKUP($B6701,$AR$36:$AZ$47,MATCH(AG$2,$AS$2:$BA$2,0)+1,FALSE)","v":0.12490673377329094},{"$f":"K6701*VLOOKUP($B6701,$AR$36:$AZ$47,MATCH(AH$2,$AS$2:$BA$2,0)+1,FALSE)","v":0.22711270338055231},{"$f":"L6701*VLOOKUP($B6701,$AR$36:$AZ$47,MATCH(AI$2,$AS$2:$BA$2,0)+1,FALSE)","v":5.2343629085549303E-3},{"$f":"M6701*VLOOKUP($B6701,$AR$36:$AZ$47,MATCH(AJ$2,$AS$2:$BA$2,0)+1,FALSE)","v":6.1943875614453831E-2},{"$f":"N6701*VLOOKUP($B6701,$AR$36:$AZ$47,MATCH(AK$2,$AS$2:$BA$2,0)+1,FALSE)","v":6.0628406679500396E-2},{"$f":"O6701*VLOOKUP($B6701,$AR$36:$AZ$47,MATCH(AL$2,$AS$2:$BA$2,0)+1,FALSE)","v":5.4399905340060423E-2},{"$f":"P6701*VLOOKUP($B6701,$AR$36:$AZ$47,MATCH(AM$2,$AS$2:$BA$2,0)+1,FALSE)","v":9.4830350723602607E-6},{"$f":"Q6701*VLOOKUP($B6701,$AR$36:$AZ$47,MATCH(AN$2,$AS$2:$BA$2,0)+1,FALSE)","v":1.6291243294814998E-3},{"$f":"R6701*VLOOKUP($B6701,$AR$36:$BA$47,MATCH(AO$2,$AS$2:$BA$2,0)+1,FALSE)","v":0},0.53586459506096673]
[2006,10,7,6,null,2013,10,7,6,0.17849611308004812,0.30902346007555659,7.3813111124561518E-3,7.0986963681552495E-2,0.10094309999999999,6.5878000000000006E-2,1.8947926585159267E-5,2.2745645002966546E-3,0,0.73500246037649508,null,null,0.169002795740091,6.2200708156302895E-2,0.27354610155521969,7.9569786098533088E-2,6.072876017131517E-2,4.1280967819484248E-3,9.4830350723602607E-6,1.6625640071504385E-3,0,0.65084829554563306,null,{"$f":"J6704*VLOOKUP($B6704,$AR$36:$AZ$47,MATCH(AG$2,$AS$2:$BA$2,0)+1,FALSE)","v":0.16033842239020116},{"$f":"K6704*VLOOKUP($B6704,$AR$36:$AZ$47,MATCH(AH$2,$AS$2:$BA$2,0)+1,FALSE)","v":0.272993165629556},{"$f":"L6704*VLOOKUP($B6704,$AR$36:$AZ$47,MATCH(AI$2,$AS$2:$BA$2,0)+1,FALSE)","v":5.2343629085549303E-3},{"$f":"M6704*VLOOKUP($B6704,$AR$36:$AZ$47,MATCH(AJ$2,$AS$2:$BA$2,0)+1,FALSE)","v":6.1116518237706044E-2},{"$f":"N6704*VLOOKUP($B6704,$AR$36:$AZ$47,MATCH(AK$2,$AS$2:$BA$2,0)+1,FALSE)","v":7.7959149512813838E-2},{"$f":"O6704*VLOOKUP($B6704,$AR$36:$AZ$47,MATCH(AL$2,$AS$2:$BA$2,0)+1,FALSE)","v":6.4775276795584369E-2},{"$f":"P6704*VLOOKUP($B6704,$AR$36:$AZ$47,MATCH(AM$2,$AS$2:$BA$2,0)+1,FALSE)","v":9.4830350723602607E-6},{"$f":"Q6704*VLOOKUP($B6704,$AR$36:$AZ$47,MATCH(AN$2,$AS$2:$BA$2,0)+1,FALSE)","v":1.6291243294814998E-3},{"$f":"R6704*VLOOKUP($B6704,$AR$36:$BA$47,MATCH(AO$2,$AS$2:$BA$2,0)+1,FALSE)","v":0},0.64405550283897006]
[2006,10,7,17,null,2013,10,7,17,0.32919223538451725,0.40098246645404112,0,7.0772033219734465E-2,0.10704360000000002,7.1027000000000007E-2,0,1.8952537407407432E-3,0,0.98091258879903365,null,null,0.31168414345786788,6.2012380240357434E-2,0.35494777795731419,8.4378589078569405E-2,6.5475297499741986E-2,0,0,1.3853116292643403E-3,0,0.87988349986311531,null,{"$f":"J6715*VLOOKUP($B6715,$AR$36:$AZ$47,MATCH(AG$2,$AS$2:$BA$2,0)+1,FALSE)","v":0.29570483510185253},{"$f":"K6715*VLOOKUP($B6715,$AR$36:$AZ$47,MATCH(AH$2,$AS$2:$BA$2,0)+1,FALSE)","v":0.35423029970757397},{"$f":"L6715*VLOOKUP($B6715,$AR$36:$AZ$47,MATCH(AI$2,$AS$2:$BA$2,0)+1,FALSE)","v":0},{"$f":"M6715*VLOOKUP($B6715,$AR$36:$AZ$47,MATCH(AJ$2,$AS$2:$BA$2,0)+1,FALSE)","v":6.093147297293789E-2},{"$f":"N6715*VLOOKUP($B6715,$AR$36:$AZ$47,MATCH(AK$2,$AS$2:$BA$2,0)+1,FALSE)","v":8.2670613610933696E-2},{"$f":"O6715*VLOOKUP($B6715,$AR$36:$AZ$47,MATCH(AL$2,$AS$2:$BA$2,0)+1,FALSE)","v":6.9838088359694753E-2},{"$f":"P6715*VLOOKUP($B6715,$AR$36:$AZ$47,MATCH(AM$2,$AS$2:$BA$2,0)+1,FALSE)","v":0},{"$f":"Q6715*VLOOKUP($B6715,$AR$36:$AZ$47,MATCH(AN$2,$AS$2:$BA$2,0)+1,FALSE)","v":1.3574484166876228E-3},{"$f":"R6715*VLOOKUP($B6715,$AR$36:$BA$47,MATCH(AO$2,$AS$2:$BA$2,0)+1,FALSE)","v":0},0.86473275816968043]
[2006,10,7,23,null,2013,10,7,23,0.23259088542990966,0.29529574809211051,7.3813111124561518E-3,8.1104808368963263E-2,8.1807699999999983E-2,5.7253999999999999E-2,1.8947926585159267E-5,2.2745645002966546E-3,0,0.75772796543032128,null,null,0.22022053714799766,7.1066238838748227E-2,0.26139439600048153,6.44860440209679E-2,5.2778840202320626E-2,4.1280967819484248E-3,9.4830350723602607E-6,1.6625640071504385E-3,0,0.67574620003468722,null,{"$f":"J6721*VLOOKUP($B6721,$AR$36:$AZ$47,MATCH(AG$2,$AS$2:$BA$2,0)+1,FALSE)","v":0.20893035141581631},{"$f":"K6721*VLOOKUP($B6721,$AR$36:$AZ$47,MATCH(AH$2,$AS$2:$BA$2,0)+1,FALSE)","v":0.26086602308091111},{"$f":"L6721*VLOOKUP($B6721,$AR$36:$AZ$47,MATCH(AI$2,$AS$2:$BA$2,0)+1,FALSE)","v":5.2343629085549303E-3},{"$f":"M6721*VLOOKUP($B6721,$AR$36:$AZ$47,MATCH(AJ$2,$AS$2:$BA$2,0)+1,FALSE)","v":6.9827518219877607E-2},{"$f":"N6721*VLOOKUP($B6721,$AR$36:$AZ$47,MATCH(AK$2,$AS$2:$BA$2,0)+1,FALSE)","v":6.3180729694247748E-2},{"$f":"O6721*VLOOKUP($B6721,$AR$36:$AZ$47,MATCH(AL$2,$AS$2:$BA$2,0)+1,FALSE)","v":5.6295632800849857E-2},{"$f":"P6721*VLOOKUP($B6721,$AR$36:$AZ$47,MATCH(AM$2,$AS$2:$BA$2,0)+1,FALSE)","v":9.4830350723602607E-6},{"$f":"Q6721*VLOOKUP($B6721,$AR$36:$AZ$47,MATCH(AN$2,$AS$2:$BA$2,0)+1,FALSE)","v":1.6291243294814998E-3},{"$f":"R6721*VLOOKUP($B6721,$AR$36:$BA$47,MATCH(AO$2,$AS$2:$BA$2,0)+1,FALSE)","v":0},0.6659732254848113]
[2006,10,8,7,null,2013,10,8,7,0.21304704855635972,0.35242294676976305,3.3215900006052686E-3,7.3770178375583917E-2,0.1048581,6.7799999999999999E-2,8.5265669633216696E-6,2.0659435825409033E-3,0,0.81729433385181616,null,null,0.20171613941000896,6.463943656418901E-2,0.3119631213885849,8.2655838662559336E-2,6.2500530368486726E-2,1.8576435518767912E-3,4.2673657825621171E-6,1.5100751993130845E-3,0,0.72684705251080128,null,{"$f":"J6729*VLOOKUP($B6729,$AR$36:$AZ$47,MATCH(AG$2,$AS$2:$BA$2,0)+1,FALSE)","v":0.19137463035453398},{"$f":"K6729*VLOOKUP($B6729,$AR$36:$AZ$47,MATCH(AH$2,$AS$2:$BA$2,0)+1,FALSE)","v":0.31133253072647266},{"$f":"L6729*VLOOKUP($B6729,$AR$36:$AZ$47,MATCH(AI$2,$AS$2:$BA$2,0)+1,FALSE)","v":2.3554633088497192E-3},{"$f":"M6729*VLOOKUP($B6729,$AR$36:$AZ$47,MATCH(AJ$2,$AS$2:$BA$2,0)+1,FALSE)","v":6.351273837145191E-2},{"$f":"N6729*VLOOKUP($B6729,$AR$36:$AZ$47,MATCH(AK$2,$AS$2:$BA$2,0)+1,FALSE)","v":8.0982734783552168E-2},{"$f":"O6729*VLOOKUP($B6729,$AR$36:$AZ$47,MATCH(AL$2,$AS$2:$BA$2,0)+1,FALSE)","v":6.6665104689587112E-2},{"$f":"P6729*VLOOKUP($B6729,$AR$36:$AZ$47,MATCH(AM$2,$AS$2:$BA$2,0)+1,FALSE)","v":4.2673657825621171E-6},{"$f":"Q6729*VLOOKUP($B6729,$AR$36:$AZ$47,MATCH(AN$2,$AS$2:$BA$2,0)+1,FALSE)","v":1.4797025774448674E-3},{"$f":"R6729*VLOOKUP($B6729,$AR$36:$BA$47,MATCH(AO$2,$AS$2:$BA$2,0)+1,FALSE)","v":0},0.71770717217767499]
[2006,10,8,16,null,2013,10,8,16,0.24678824056101639,0.42740931700274154,0,7.6894665955806824E-2,0.11485150000000002,7.3221999999999995E-2,0,1.8952537407407432E-3,0,0.94106097726030558,null,null,0.23366280582191515,6.7377197556295551E-2,0.37834070075421744,9.0533273577844117E-2,6.7498729124503457E-2,0,0,1.3853116292643403E-3,0,0.83879801846404012,null,{"$f":"J6738*VLOOKUP($B6738,$AR$36:$AZ$47,MATCH(AG$2,$AS$2:$BA$2,0)+1,FALSE)","v":0.22168346678933831},{"$f":"K6738*VLOOKUP($B6738,$AR$36:$AZ$47,MATCH(AH$2,$AS$2:$BA$2,0)+1,FALSE)","v":0.37757593691953506},{"$f":"L6738*VLOOKUP($B6738,$AR$36:$AZ$47,MATCH(AI$2,$AS$2:$BA$2,0)+1,FALSE)","v":0},{"$f":"M6738*VLOOKUP($B6738,$AR$36:$AZ$47,MATCH(AJ$2,$AS$2:$BA$2,0)+1,FALSE)","v":6.6202778799674983E-2},{"$f":"N6738*VLOOKUP($B6738,$AR$36:$AZ$47,MATCH(AK$2,$AS$2:$BA$2,0)+1,FALSE)","v":8.8700716148710917E-2},{"$f":"O6738*VLOOKUP($B6738,$AR$36:$AZ$47,MATCH(AL$2,$AS$2:$BA$2,0)+1,FALSE)","v":7.1996346542491846E-2},{"$f":"P6738*VLOOKUP($B6738,$AR$36:$AZ$47,MATCH(AM$2,$AS$2:$BA$2,0)+1,FALSE)","v":0},{"$f":"Q6738*VLOOKUP($B6738,$AR$36:$AZ$47,MATCH(AN$2,$AS$2:$BA$2,0)+1,FALSE)","v":1.3574484166876228E-3},{"$f":"R6738*VLOOKUP($B6738,$AR$36:$BA$47,MATCH(AO$2,$AS$2:$BA$2,0)+1,FALSE)","v":0},0.82751669361643876]
[2006,10,8,24,null,2013,10,8,24,0.15618507221462397,0.28654632161918792,7.3813111124561518E-3,9.039045322000884E-2,8.0541899999999986E-2,5.5099000000000002E-2,1.8947926585159267E-5,2.2745645002966546E-3,0,0.67843757059315868,null,null,0.14787836777881022,7.9202573391863623E-2,0.25364944517400762,6.3488259771786695E-2,5.0792282046803097E-2,4.1280967819484248E-3,9.4830350723602607E-6,1.6625640071504385E-3,0,0.60081107198744255,null,{"$f":"J6746*VLOOKUP($B6746,$AR$36:$AZ$47,MATCH(AG$2,$AS$2:$BA$2,0)+1,FALSE)","v":0.14029699385421318},{"$f":"K6746*VLOOKUP($B6746,$AR$36:$AZ$47,MATCH(AH$2,$AS$2:$BA$2,0)+1,FALSE)","v":0.25313672761026246},{"$f":"L6746*VLOOKUP($B6746,$AR$36:$AZ$47,MATCH(AI$2,$AS$2:$BA$2,0)+1,FALSE)","v":5.2343629085549303E-3},{"$f":"M6746*VLOOKUP($B6746,$AR$36:$AZ$47,MATCH(AJ$2,$AS$2:$BA$2,0)+1,FALSE)","v":7.7822032331420987E-2},{"$f":"N6746*VLOOKUP($B6746,$AR$36:$AZ$47,MATCH(AK$2,$AS$2:$BA$2,0)+1,FALSE)","v":6.2203142405435341E-2},{"$f":"O6746*VLOOKUP($B6746,$AR$36:$AZ$47,MATCH(AL$2,$AS$2:$BA$2,0)+1,FALSE)","v":5.4176705063297352E-2},{"$f":"P6746*VLOOKUP($B6746,$AR$36:$AZ$47,MATCH(AM$2,$AS$2:$BA$2,0)+1,FALSE)","v":9.4830350723602607E-6},{"$f":"Q6746*VLOOKUP($B6746,$AR$36:$AZ$47,MATCH(AN$2,$AS$2:$BA$2,0)+1,FALSE)","v":1.6291243294814998E-3},{"$f":"R6746*VLOOKUP($B6746,$AR$36:$BA$47,MATCH(AO$2,$AS$2:$BA$2,0)+1,FALSE)","v":0},0.59450857153773806]
[2006,10,9,9,null,2013,10,9,9,0.21610034170856368,0.39652344976178833,0,8.8382010209174064E-2,0.11379270000000002,7.2965000000000002E-2,0,1.8952537407407432E-3,0,0.88965875542026673,null,null,0.204607043139129,7.7442721003671319E-2,0.35100067752475422,8.9698659924002222E-2,6.7261817084611111E-2,0,0,1.3853116292643403E-3,0,0.79139623030543227,null,{"$f":"J6755*VLOOKUP($B6755,$AR$36:$AZ$47,MATCH(AG$2,$AS$2:$BA$2,0)+1,FALSE)","v":0.19411732429151421},{"$f":"K6755*VLOOKUP($B6755,$AR$36:$AZ$47,MATCH(AH$2,$AS$2:$BA$2,0)+1,FALSE)","v":0.3502911777971679},{"$f":"L6755*VLOOKUP($B6755,$AR$36:$AZ$47,MATCH(AI$2,$AS$2:$BA$2,0)+1,FALSE)","v":0},{"$f":"M6755*VLOOKUP($B6755,$AR$36:$AZ$47,MATCH(AJ$2,$AS$2:$BA$2,0)+1,FALSE)","v":7.6092855063722528E-2},{"$f":"N6755*VLOOKUP($B6755,$AR$36:$AZ$47,MATCH(AK$2,$AS$2:$BA$2,0)+1,FALSE)","v":8.7882996586857096E-2},{"$f":"O6755*VLOOKUP($B6755,$AR$36:$AZ$47,MATCH(AL$2,$AS$2:$BA$2,0)+1,FALSE)","v":7.1743648431795329E-2},{"$f":"P6755*VLOOKUP($B6755,$AR$36:$AZ$47,MATCH(AM$2,$AS$2:$BA$2,0)+1,FALSE)","v":0},{"$f":"Q6755*VLOOKUP($B6755,$AR$36:$AZ$47,MATCH(AN$2,$AS$2:$BA$2,0)+1,FALSE)","v":1.3574484166876228E-3},{"$f":"R6755*VLOOKUP($B6755,$AR$36:$BA$47,MATCH(AO$2,$AS$2:$BA$2,0)+1,FALSE)","v":0},0.78148545058774466]
[2006,10,9,18,null,2013,10,9,18,0.35970858174459219,0.37172930450353564,4.5518085193479614E-3,7.8468012229798531E-2,9.8582900000000015E-2,6.7853999999999998E-2,1.1684554727514883E-5,2.1291620424668894E-3,0,0.98303545359446887,null,null,0.34057747766908825,6.8755806350670523E-2,0.32905301770911899,7.7709326006166646E-2,6.2550309551966041E-2,2.5456596822015292E-3,5.8478716279554956E-6,1.5562839289607682E-3,0,0.88275372876980074,null,{"$f":"J6764*VLOOKUP($B6764,$AR$36:$AZ$47,MATCH(AG$2,$AS$2:$BA$2,0)+1,FALSE)","v":0.32311687645142018},{"$f":"K6764*VLOOKUP($B6764,$AR$36:$AZ$47,MATCH(AH$2,$AS$2:$BA$2,0)+1,FALSE)","v":0.3283878821655854},{"$f":"L6764*VLOOKUP($B6764,$AR$36:$AZ$47,MATCH(AI$2,$AS$2:$BA$2,0)+1,FALSE)","v":3.2278571269422078E-3},{"$f":"M6764*VLOOKUP($B6764,$AR$36:$AZ$47,MATCH(AJ$2,$AS$2:$BA$2,0)+1,FALSE)","v":6.7557357742930021E-2},{"$f":"N6764*VLOOKUP($B6764,$AR$36:$AZ$47,MATCH(AK$2,$AS$2:$BA$2,0)+1,FALSE)","v":7.6136348502342188E-2},{"$f":"O6764*VLOOKUP($B6764,$AR$36:$AZ$47,MATCH(AL$2,$AS$2:$BA$2,0)+1,FALSE)","v":6.6718200790667315E-2},{"$f":"P6764*VLOOKUP($B6764,$AR$36:$AZ$47,MATCH(AM$2,$AS$2:$BA$2,0)+1,FALSE)","v":5.8478716279554956E-6},{"$f":"Q6764*VLOOKUP($B6764,$AR$36:$AZ$47,MATCH(AN$2,$AS$2:$BA$2,0)+1,FALSE)","v":1.5249818962438475E-3},{"$f":"R6764*VLOOKUP($B6764,$AR$36:$BA$47,MATCH(AO$2,$AS$2:$BA$2,0)+1,FALSE)","v":0},0.86667535254775907]
[2006,10,9,23,null,2013,10,9,23,0.2507580814746766,0.28142886990189192,7.3813111124561518E-3,7.7363016005409402E-2,8.0281299999999986E-2,5.7724999999999999E-2,1.8947926585159267E-5,2.2745645002966546E-3,0,0.7572310909213158,null,null,0.23742151071175829,6.7787578607117857E-2,0.24911950117939594,6.3282838239683184E-2,5.3213025302668082E-2,4.1280967819484248E-3,9.4830350723602607E-6,1.6625640071504385E-3,0,0.67662459786479467,null,{"$f":"J6769*VLOOKUP($B6769,$AR$36:$AZ$47,MATCH(AG$2,$AS$2:$BA$2,0)+1,FALSE)","v":0.2252494717754015},{"$f":"K6769*VLOOKUP($B6769,$AR$36:$AZ$47,MATCH(AH$2,$AS$2:$BA$2,0)+1,FALSE)","v":0.24861594027612458},{"$f":"L6769*VLOOKUP($B6769,$AR$36:$AZ$47,MATCH(AI$2,$AS$2:$BA$2,0)+1,FALSE)","v":5.2343629085549303E-3},{"$f":"M6769*VLOOKUP($B6769,$AR$36:$AZ$47,MATCH(AJ$2,$AS$2:$BA$2,0)+1,FALSE)","v":6.6606006700456508E-2},{"$f":"N6769*VLOOKUP($B6769,$AR$36:$AZ$47,MATCH(AK$2,$AS$2:$BA$2,0)+1,FALSE)","v":6.2001878977196667E-2},{"$f":"O6769*VLOOKUP($B6769,$AR$36:$AZ$47,MATCH(AL$2,$AS$2:$BA$2,0)+1,FALSE)","v":5.675874879360495E-2},{"$f":"P6769*VLOOKUP($B6769,$AR$36:$AZ$47,MATCH(AM$2,$AS$2:$BA$2,0)+1,FALSE)","v":9.4830350723602607E-6},{"$f":"Q6769*VLOOKUP($B6769,$AR$36:$AZ$47,MATCH(AN$2,$AS$2:$BA$2,0)+1,FALSE)","v":1.6291243294814998E-3},{"$f":"R6769*VLOOKUP($B6769,$AR$36:$BA$47,MATCH(AO$2,$AS$2:$BA$2,0)+1,FALSE)","v":0},0.66610501679589296]
[2006,10,10,3,null,2013,10,10,3,0.14425946805962028,0.25994828771684125,7.3813111124561518E-3,7.6398896228196012E-2,7.7473099999999989E-2,5.4004999999999997E-2,1.8947926585159267E-5,2.2745645002966546E-3,0,0.62175957554399541,null,null,0.13658702698540362,6.6942790637890284E-2,0.23010499168416071,6.1069235989287665E-2,4.9783792662981198E-2,4.1280967819484248E-3,9.4830350723602607E-6,1.6625640071504385E-3,0,0.55028798178389471,null,{"$f":"J6773*VLOOKUP($B6773,$AR$36:$AZ$47,MATCH(AG$2,$AS$2:$BA$2,0)+1,FALSE)","v":0.12958453337948111},{"$f":"K6773*VLOOKUP($B6773,$AR$36:$AZ$47,MATCH(AH$2,$AS$2:$BA$2,0)+1,FALSE)","v":0.2296398660038701},{"$f":"L6773*VLOOKUP($B6773,$AR$36:$AZ$47,MATCH(AI$2,$AS$2:$BA$2,0)+1,FALSE)","v":5.2343629085549303E-3},{"$f":"M6773*VLOOKUP($B6773,$AR$36:$AZ$47,MATCH(AJ$2,$AS$2:$BA$2,0)+1,FALSE)","v":6.5775943814378915E-2},{"$f":"N6773*VLOOKUP($B6773,$AR$36:$AZ$47,MATCH(AK$2,$AS$2:$BA$2,0)+1,FALSE)","v":5.9833084045577932E-2},{"$f":"O6773*VLOOKUP($B6773,$AR$36:$AZ$47,MATCH(AL$2,$AS$2:$BA$2,0)+1,FALSE)","v":5.3101017385857693E-2},{"$f":"P6773*VLOOKUP($B6773,$AR$36:$AZ$47,MATCH(AM$2,$AS$2:$BA$2,0)+1,FALSE)","v":9.4830350723602607E-6},{"$f":"Q6773*VLOOKUP($B6773,$AR$36:$AZ$47,MATCH(AN$2,$AS$2:$BA$2,0)+1,FALSE)","v":1.6291243294814998E-3},{"$f":"R6773*VLOOKUP($B6773,$AR$36:$BA$47,MATCH(AO$2,$AS$2:$BA$2,0)+1,FALSE)","v":0},0.54480741490227447]
[2006,10,10,13,null,2013,10,10,13,0.2076634693804506,0.44430959946828946,0,7.9937734824537018E-2,0.12632449999999998,8.0270999999999995E-2,0,1.8952537407407432E-3,0,0.94040155741401776,null,null,0.19661888593979612,7.0043617259109334E-2,0.39330075065626158,9.9577023531119441E-2,7.3996756242017653E-2,0,0,1.3853116292643403E-3,0,0.83492234525756837,null,{"$f":"J6783*VLOOKUP($B6783,$AR$36:$AZ$47,MATCH(AG$2,$AS$2:$BA$2,0)+1,FALSE)","v":0.18653870100580411},{"$f":"K6783*VLOOKUP($B6783,$AR$36:$AZ$47,MATCH(AH$2,$AS$2:$BA$2,0)+1,FALSE)","v":0.39250574713257053},{"$f":"L6783*VLOOKUP($B6783,$AR$36:$AZ$47,MATCH(AI$2,$AS$2:$BA$2,0)+1,FALSE)","v":0},{"$f":"M6783*VLOOKUP($B6783,$AR$36:$AZ$47,MATCH(AJ$2,$AS$2:$BA$2,0)+1,FALSE)","v":6.8822721453493219E-2},{"$f":"N6783*VLOOKUP($B6783,$AR$36:$AZ$47,MATCH(AK$2,$AS$2:$BA$2,0)+1,FALSE)","v":9.7561404223086581E-2},{"$f":"O6783*VLOOKUP($B6783,$AR$36:$AZ$47,MATCH(AL$2,$AS$2:$BA$2,0)+1,FALSE)","v":7.892735425572045E-2},{"$f":"P6783*VLOOKUP($B6783,$AR$36:$AZ$47,MATCH(AM$2,$AS$2:$BA$2,0)+1,FALSE)","v":0},{"$f":"Q6783*VLOOKUP($B6783,$AR$36:$AZ$47,MATCH(AN$2,$AS$2:$BA$2,0)+1,FALSE)","v":1.3574484166876228E-3},{"$f":"R6783*VLOOKUP($B6783,$AR$36:$BA$47,MATCH(AO$2,$AS$2:$BA$2,0)+1,FALSE)","v":0},0.82571337648736254]
[2006,10,10,20,null,2013,10,10,20,0.37994655598811505,0.3493268839041358,7.3813111124561518E-3,6.809172480161832E-2,9.0553100000000039E-2,6.3490000000000005E-2,1.8947926585159267E-5,2.2745645002966546E-3,0,0.96108308823320721,null,null,0.35973909507493879,5.9663821110092094E-2,0.3092225012206043,7.1379725781743189E-2,5.8527414057451654E-2,4.1280967819484248E-3,9.4830350723602607E-6,1.6625640071504385E-3,0,0.8643327010690014,null,{"$f":"J6790*VLOOKUP($B6790,$AR$36:$AZ$47,MATCH(AG$2,$AS$2:$BA$2,0)+1,FALSE)","v":0.34129612308366902},{"$f":"K6790*VLOOKUP($B6790,$AR$36:$AZ$47,MATCH(AH$2,$AS$2:$BA$2,0)+1,FALSE)","v":0.30859745034626773},{"$f":"L6790*VLOOKUP($B6790,$AR$36:$AZ$47,MATCH(AI$2,$AS$2:$BA$2,0)+1,FALSE)","v":5.2343629085549303E-3},{"$f":"M6790*VLOOKUP($B6790,$AR$36:$AZ$47,MATCH(AJ$2,$AS$2:$BA$2,0)+1,FALSE)","v":5.8623850420530539E-2},{"$f":"N6790*VLOOKUP($B6790,$AR$36:$AZ$47,MATCH(AK$2,$AS$2:$BA$2,0)+1,FALSE)","v":6.9934870850496836E-2},{"$f":"O6790*VLOOKUP($B6790,$AR$36:$AZ$47,MATCH(AL$2,$AS$2:$BA$2,0)+1,FALSE)","v":6.2427249214482096E-2},{"$f":"P6790*VLOOKUP($B6790,$AR$36:$AZ$47,MATCH(AM$2,$AS$2:$BA$2,0)+1,FALSE)","v":9.4830350723602607E-6},{"$f":"Q6790*VLOOKUP($B6790,$AR$36:$AZ$47,MATCH(AN$2,$AS$2:$BA$2,0)+1,FALSE)","v":1.6291243294814998E-3},{"$f":"R6790*VLOOKUP($B6790,$AR$36:$BA$47,MATCH(AO$2,$AS$2:$BA$2,0)+1,FALSE)","v":0},0.84775251418855491]
[2006,10,11,3,null,2013,10,11,3,0.14820391113365597,0.2532984660270321,7.3813111124561518E-3,7.4770838063487777E-2,7.757650000000002E-2,5.3467000000000001E-2,1.8947926585159267E-5,2.2745645002966546E-3,0,0.61699153876351387,null,null,0.14032168481994547,6.5516241796911762E-2,0.22421860105595443,6.1150742460582788E-2,4.9287844501650142E-2,4.1280967819484248E-3,9.4830350723602607E-6,1.6625640071504385E-3,0,0.54629525845921589,null,{"$f":"J6797*VLOOKUP($B6797,$AR$36:$AZ$47,MATCH(AG$2,$AS$2:$BA$2,0)+1,FALSE)","v":0.13312772414585489},{"$f":"K6797*VLOOKUP($B6797,$AR$36:$AZ$47,MATCH(AH$2,$AS$2:$BA$2,0)+1,FALSE)","v":0.22376537390696191},{"$f":"L6797*VLOOKUP($B6797,$AR$36:$AZ$47,MATCH(AI$2,$AS$2:$BA$2,0)+1,FALSE)","v":5.2343629085549303E-3},{"$f":"M6797*VLOOKUP($B6797,$AR$36:$AZ$47,MATCH(AJ$2,$AS$2:$BA$2,0)+1,FALSE)","v":6.4374260443868805E-2},{"$f":"N6797*VLOOKUP($B6797,$AR$36:$AZ$47,MATCH(AK$2,$AS$2:$BA$2,0)+1,FALSE)","v":5.991294067827127E-2},{"$f":"O6797*VLOOKUP($B6797,$AR$36:$AZ$47,MATCH(AL$2,$AS$2:$BA$2,0)+1,FALSE)","v":5.2572022897317904E-2},{"$f":"P6797*VLOOKUP($B6797,$AR$36:$AZ$47,MATCH(AM$2,$AS$2:$BA$2,0)+1,FALSE)","v":9.4830350723602607E-6},{"$f":"Q6797*VLOOKUP($B6797,$AR$36:$AZ$47,MATCH(AN$2,$AS$2:$BA$2,0)+1,FALSE)","v":1.6291243294814998E-3},{"$f":"R6797*VLOOKUP($B6797,$AR$36:$BA$47,MATCH(AO$2,$AS$2:$BA$2,0)+1,FALSE)","v":0},0.54062529234538348]
[2006,10,11,13,null,2013,10,11,13,0.21669852810205098,0.42787875778284273,0,9.0071856936156394E-2,0.12406540000000001,8.0427999999999999E-2,0,1.8952537407407432E-3,0,0.94103779656179076,null,null,0.2051734149840313,7.8923410663331001E-2,0.37875624750680487,9.7796256903433215E-2,7.4141484608800143E-2,0,0,1.3853116292643403E-3,0,0.83617612629566473,null,{"$f":"J6807*VLOOKUP($B6807,$AR$36:$AZ$47,MATCH(AG$2,$AS$2:$BA$2,0)+1,FALSE)","v":0.19465465959239006},{"$f":"K6807*VLOOKUP($B6807,$AR$36:$AZ$47,MATCH(AH$2,$AS$2:$BA$2,0)+1,FALSE)","v":0.37799064370135704},{"$f":"L6807*VLOOKUP($B6807,$AR$36:$AZ$47,MATCH(AI$2,$AS$2:$BA$2,0)+1,FALSE)","v":0},{"$f":"M6807*VLOOKUP($B6807,$AR$36:$AZ$47,MATCH(AJ$2,$AS$2:$BA$2,0)+1,FALSE)","v":7.7547735550960242E-2},{"$f":"N6807*VLOOKUP($B6807,$AR$36:$AZ$47,MATCH(AK$2,$AS$2:$BA$2,0)+1,FALSE)","v":9.5816683537230926E-2},{"$f":"O6807*VLOOKUP($B6807,$AR$36:$AZ$47,MATCH(AL$2,$AS$2:$BA$2,0)+1,FALSE)","v":7.9081726253305493E-2},{"$f":"P6807*VLOOKUP($B6807,$AR$36:$AZ$47,MATCH(AM$2,$AS$2:$BA$2,0)+1,FALSE)","v":0},{"$f":"Q6807*VLOOKUP($B6807,$AR$36:$AZ$47,MATCH(AN$2,$AS$2:$BA$2,0)+1,FALSE)","v":1.3574484166876228E-3},{"$f":"R6807*VLOOKUP($B6807,$AR$36:$BA$47,MATCH(AO$2,$AS$2:$BA$2,0)+1,FALSE)","v":0},0.82644889705193136]
[2006,10,11,17,null,2013,10,11,17,0.27003998658385414,0.39049573458267756,0,8.0206888759675354E-2,0.11309660000000002,7.4043999999999999E-2,0,1.8952537407407432E-3,0,0.92977846366694783,null,null,0.25567790752856046,7.0279457257052647E-2,0.34566497262996138,8.9149949530689665E-2,6.8256478917466529E-2,0,0,1.3853116292643403E-3,0,0.83041407749299512,null,{"$f":"J6811*VLOOKUP($B6811,$AR$36:$AZ$47,MATCH(AG$2,$AS$2:$BA$2,0)+1,FALSE)","v":0.24256990633576989},{"$f":"K6811*VLOOKUP($B6811,$AR$36:$AZ$47,MATCH(AH$2,$AS$2:$BA$2,0)+1,FALSE)","v":0.34496625829799316},{"$f":"L6811*VLOOKUP($B6811,$AR$36:$AZ$47,MATCH(AI$2,$AS$2:$BA$2,0)+1,FALSE)","v":0},{"$f":"M6811*VLOOKUP($B6811,$AR$36:$AZ$47,MATCH(AJ$2,$AS$2:$BA$2,0)+1,FALSE)","v":6.9054450640551074E-2},{"$f":"N6811*VLOOKUP($B6811,$AR$36:$AZ$47,MATCH(AK$2,$AS$2:$BA$2,0)+1,FALSE)","v":8.7345393085717635E-2},{"$f":"O6811*VLOOKUP($B6811,$AR$36:$AZ$47,MATCH(AL$2,$AS$2:$BA$2,0)+1,FALSE)","v":7.2804587192268261E-2},{"$f":"P6811*VLOOKUP($B6811,$AR$36:$AZ$47,MATCH(AM$2,$AS$2:$BA$2,0)+1,FALSE)","v":0},{"$f":"Q6811*VLOOKUP($B6811,$AR$36:$AZ$47,MATCH(AN$2,$AS$2:$BA$2,0)+1,FALSE)","v":1.3574484166876228E-3},{"$f":"R6811*VLOOKUP($B6811,$AR$36:$BA$47,MATCH(AO$2,$AS$2:$BA$2,0)+1,FALSE)","v":0},0.81809804396898755]
[2006,10,12,6,null,2013,10,12,6,0.1687482539981984,0.25265777211487261,7.3813111124561518E-3,6.8789928781971141E-2,7.7981999999999996E-2,5.4644999999999999E-2,1.8947926585159267E-5,2.2745645002966546E-3,0,0.63249777843438004,null,null,0.15977337662901914,6.0275606426200501E-2,0.22365146184290394,6.1470383409423804E-2,5.037376817088432E-2,4.1280967819484248E-3,9.4830350723602607E-6,1.6625640071504385E-3,0,0.56134474030260295,null,{"$f":"J6824*VLOOKUP($B6824,$AR$36:$AZ$47,MATCH(AG$2,$AS$2:$BA$2,0)+1,FALSE)","v":0.15158217375320784},{"$f":"K6824*VLOOKUP($B6824,$AR$36:$AZ$47,MATCH(AH$2,$AS$2:$BA$2,0)+1,FALSE)","v":0.22319938108804377},{"$f":"L6824*VLOOKUP($B6824,$AR$36:$AZ$47,MATCH(AI$2,$AS$2:$BA$2,0)+1,FALSE)","v":5.2343629085549303E-3},{"$f":"M6824*VLOOKUP($B6824,$AR$36:$AZ$47,MATCH(AJ$2,$AS$2:$BA$2,0)+1,FALSE)","v":5.9224972008013806E-2},{"$f":"N6824*VLOOKUP($B6824,$AR$36:$AZ$47,MATCH(AK$2,$AS$2:$BA$2,0)+1,FALSE)","v":6.0226111515380931E-2},{"$f":"O6824*VLOOKUP($B6824,$AR$36:$AZ$47,MATCH(AL$2,$AS$2:$BA$2,0)+1,FALSE)","v":5.3730304509771204E-2},{"$f":"P6824*VLOOKUP($B6824,$AR$36:$AZ$47,MATCH(AM$2,$AS$2:$BA$2,0)+1,FALSE)","v":9.4830350723602607E-6},{"$f":"Q6824*VLOOKUP($B6824,$AR$36:$AZ$47,MATCH(AN$2,$AS$2:$BA$2,0)+1,FALSE)","v":1.6291243294814998E-3},{"$f":"R6824*VLOOKUP($B6824,$AR$36:$BA$47,MATCH(AO$2,$AS$2:$BA$2,0)+1,FALSE)","v":0},0.55483591314752634]
[2006,10,12,7,null,2013,10,12,7,0.19428967435299349,0.27028908639157284,4.1827429637251523E-3,7.2116232471837405E-2,7.9346299999999939E-2,5.5312E-2,1.0737158398256916E-5,2.1101965044890924E-3,0,0.67765696984301627,null,null,0.18395637631819128,6.3190204182215978E-2,0.23925861763782971,6.2545811637546619E-2,5.0988633270527099E-2,2.3392548431041072E-3,5.3737198743374806E-6,1.5424213100664621E-3,0,0.60382669291935553,null,{"$f":"J6825*VLOOKUP($B6825,$AR$36:$AZ$47,MATCH(AG$2,$AS$2:$BA$2,0)+1,FALSE)","v":0.17452536828347898},{"$f":"K6825*VLOOKUP($B6825,$AR$36:$AZ$47,MATCH(AH$2,$AS$2:$BA$2,0)+1,FALSE)","v":0.23877498915815321},{"$f":"L6825*VLOOKUP($B6825,$AR$36:$AZ$47,MATCH(AI$2,$AS$2:$BA$2,0)+1,FALSE)","v":2.9661389815144605E-3},{"$f":"M6825*VLOOKUP($B6825,$AR$36:$AZ$47,MATCH(AJ$2,$AS$2:$BA$2,0)+1,FALSE)","v":6.2088766845581851E-2},{"$f":"N6825*VLOOKUP($B6825,$AR$36:$AZ$47,MATCH(AK$2,$AS$2:$BA$2,0)+1,FALSE)","v":6.1279771128374072E-2},{"$f":"O6825*VLOOKUP($B6825,$AR$36:$AZ$47,MATCH(AL$2,$AS$2:$BA$2,0)+1,FALSE)","v":5.4386139684224809E-2},{"$f":"P6825*VLOOKUP($B6825,$AR$36:$AZ$47,MATCH(AM$2,$AS$2:$BA$2,0)+1,FALSE)","v":5.3737198743374806E-6},{"$f":"Q6825*VLOOKUP($B6825,$AR$36:$AZ$47,MATCH(AN$2,$AS$2:$BA$2,0)+1,FALSE)","v":1.5113981006041526E-3},{"$f":"R6825*VLOOKUP($B6825,$AR$36:$BA$47,MATCH(AO$2,$AS$2:$BA$2,0)+1,FALSE)","v":0},0.59553794590180587]
[2006,10,12,15,null,2013,10,12,15,0.26900525049458268,0.30381013009943481,0,6.9669414754225528E-2,9.062149999999998E-2,6.6244999999999998E-2,0,1.8952537407407432E-3,0,0.80124654908898374,null,null,0.25469820388727377,6.1046235953801695E-2,0.26893128658052357,7.1433643021942217E-2,6.1067074251628356E-2,0,0,1.3853116292643403E-3,0,0.718561755324434,null,{"$f":"J6833*VLOOKUP($B6833,$AR$36:$AZ$47,MATCH(AG$2,$AS$2:$BA$2,0)+1,FALSE)","v":0.24164042978145642},{"$f":"K6833*VLOOKUP($B6833,$AR$36:$AZ$47,MATCH(AH$2,$AS$2:$BA$2,0)+1,FALSE)","v":0.26838767887037929},{"$f":"L6833*VLOOKUP($B6833,$AR$36:$AZ$47,MATCH(AI$2,$AS$2:$BA$2,0)+1,FALSE)","v":0},{"$f":"M6833*VLOOKUP($B6833,$AR$36:$AZ$47,MATCH(AJ$2,$AS$2:$BA$2,0)+1,FALSE)","v":5.9982169071748206E-2},{"$f":"N6833*VLOOKUP($B6833,$AR$36:$AZ$47,MATCH(AK$2,$AS$2:$BA$2,0)+1,FALSE)","v":6.9987696708100483E-2},{"$f":"O6833*VLOOKUP($B6833,$AR$36:$AZ$47,MATCH(AL$2,$AS$2:$BA$2,0)+1,FALSE)","v":6.5136133630703516E-2},{"$f":"P6833*VLOOKUP($B6833,$AR$36:$AZ$47,MATCH(AM$2,$AS$2:$BA$2,0)+1,FALSE)","v":0},{"$f":"Q6833*VLOOKUP($B6833,$AR$36:$AZ$47,MATCH(AN$2,$AS$2:$BA$2,0)+1,FALSE)","v":1.3574484166876228E-3},{"$f":"R6833*VLOOKUP($B6833,$AR$36:$BA$47,MATCH(AO$2,$AS$2:$BA$2,0)+1,FALSE)","v":0},0.70649155647907547]
[2006,10,12,24,null,2013,10,12,24,0.17409379510423548,0.25763855299965649,7.3813111124561518E-3,8.7262708973214156E-2,7.621089999999997E-2,5.4702000000000001E-2,1.8947926585159267E-5,2.2745645002966546E-3,0,0.65958278061644404,null,null,0.16483461508443975,7.6461958819937809E-2,0.22806042546463112,6.0074289489590607E-2,5.0426312864556941E-2,4.1280967819484248E-3,9.4830350723602607E-6,1.6625640071504385E-3,0,0.58565774554732741,null,{"$f":"J6842*VLOOKUP($B6842,$AR$36:$AZ$47,MATCH(AG$2,$AS$2:$BA$2,0)+1,FALSE)","v":0.15638393449171525},{"$f":"K6842*VLOOKUP($B6842,$AR$36:$AZ$47,MATCH(AH$2,$AS$2:$BA$2,0)+1,FALSE)","v":0.2275994325945277},{"$f":"L6842*VLOOKUP($B6842,$AR$36:$AZ$47,MATCH(AI$2,$AS$2:$BA$2,0)+1,FALSE)","v":5.2343629085549303E-3},{"$f":"M6842*VLOOKUP($B6842,$AR$36:$AZ$47,MATCH(AJ$2,$AS$2:$BA$2,0)+1,FALSE)","v":7.5129188062723465E-2},{"$f":"N6842*VLOOKUP($B6842,$AR$36:$AZ$47,MATCH(AK$2,$AS$2:$BA$2,0)+1,FALSE)","v":5.8858277065060437E-2},{"$f":"O6842*VLOOKUP($B6842,$AR$36:$AZ$47,MATCH(AL$2,$AS$2:$BA$2,0)+1,FALSE)","v":5.3786350394244752E-2},{"$f":"P6842*VLOOKUP($B6842,$AR$36:$AZ$47,MATCH(AM$2,$AS$2:$BA$2,0)+1,FALSE)","v":9.4830350723602607E-6},{"$f":"Q6842*VLOOKUP($B6842,$AR$36:$AZ$47,MATCH(AN$2,$AS$2:$BA$2,0)+1,FALSE)","v":1.6291243294814998E-3},{"$f":"R6842*VLOOKUP($B6842,$AR$36:$BA$47,MATCH(AO$2,$AS$2:$BA$2,0)+1,FALSE)","v":0},0.57863015288138031]
[2006,10,13,8,null,2013,10,13,8,0.2145705205231504,0.27033482657382546,0,8.2291386070011616E-2,7.8899700000000017E-2,5.6486000000000001E-2,0,1.8952537407407432E-3,0,0.70447768690772827,null,null,0.20315858550688176,7.2105950490859161E-2,0.23929910663027246,6.2193773048761461E-2,5.2070869592836889E-2,0,0,1.3853116292643403E-3,0,0.63021359689887613,null,{"$f":"J6850*VLOOKUP($B6850,$AR$36:$AZ$47,MATCH(AG$2,$AS$2:$BA$2,0)+1,FALSE)","v":0.19274312565393226},{"$f":"K6850*VLOOKUP($B6850,$AR$36:$AZ$47,MATCH(AH$2,$AS$2:$BA$2,0)+1,FALSE)","v":0.23881539630765103},{"$f":"L6850*VLOOKUP($B6850,$AR$36:$AZ$47,MATCH(AI$2,$AS$2:$BA$2,0)+1,FALSE)","v":0},{"$f":"M6850*VLOOKUP($B6850,$AR$36:$AZ$47,MATCH(AJ$2,$AS$2:$BA$2,0)+1,FALSE)","v":7.084910717009528E-2},{"$f":"N6850*VLOOKUP($B6850,$AR$36:$AZ$47,MATCH(AK$2,$AS$2:$BA$2,0)+1,FALSE)","v":6.0934858438230648E-2},{"$f":"O6850*VLOOKUP($B6850,$AR$36:$AZ$47,MATCH(AL$2,$AS$2:$BA$2,0)+1,FALSE)","v":5.5540488252153651E-2},{"$f":"P6850*VLOOKUP($B6850,$AR$36:$AZ$47,MATCH(AM$2,$AS$2:$BA$2,0)+1,FALSE)","v":0},{"$f":"Q6850*VLOOKUP($B6850,$AR$36:$AZ$47,MATCH(AN$2,$AS$2:$BA$2,0)+1,FALSE)","v":1.3574484166876228E-3},{"$f":"R6850*VLOOKUP($B6850,$AR$36:$BA$47,MATCH(AO$2,$AS$2:$BA$2,0)+1,FALSE)","v":0},0.62024042423875048]
[2006,10,13,14,null,2013,10,13,14,0.28802733244858242,0.32228103151483906,0,9.5995246185954175E-2,8.700090000000002E-2,6.4651E-2,0,1.8952537407407432E-3,0,0.85985076389011639,null,null,0.27270859624568544,8.4113645417921587E-2,0.28528164092954045,6.8579655304620818E-2,5.9597666502257153E-2,0,0,1.3853116292643403E-3,0,0.77166651602928993,null,{"$f":"J6856*VLOOKUP($B6856,$AR$36:$AZ$47,MATCH(AG$2,$AS$2:$BA$2,0)+1,FALSE)","v":0.25872747194978446},{"$f":"K6856*VLOOKUP($B6856,$AR$36:$AZ$47,MATCH(AH$2,$AS$2:$BA$2,0)+1,FALSE)","v":0.28470498322063725},{"$f":"L6856*VLOOKUP($B6856,$AR$36:$AZ$47,MATCH(AI$2,$AS$2:$BA$2,0)+1,FALSE)","v":0},{"$f":"M6856*VLOOKUP($B6856,$AR$36:$AZ$47,MATCH(AJ$2,$AS$2:$BA$2,0)+1,FALSE)","v":8.2647501879018814E-2},{"$f":"N6856*VLOOKUP($B6856,$AR$36:$AZ$47,MATCH(AK$2,$AS$2:$BA$2,0)+1,FALSE)","v":6.7191478871258842E-2},{"$f":"O6856*VLOOKUP($B6856,$AR$36:$AZ$47,MATCH(AL$2,$AS$2:$BA$2,0)+1,FALSE)","v":6.3568815387706437E-2},{"$f":"P6856*VLOOKUP($B6856,$AR$36:$AZ$47,MATCH(AM$2,$AS$2:$BA$2,0)+1,FALSE)","v":0},{"$f":"Q6856*VLOOKUP($B6856,$AR$36:$AZ$47,MATCH(AN$2,$AS$2:$BA$2,0)+1,FALSE)","v":1.3574484166876228E-3},{"$f":"R6856*VLOOKUP($B6856,$AR$36:$BA$47,MATCH(AO$2,$AS$2:$BA$2,0)+1,FALSE)","v":0},0.75819769972509343]
[2006,10,14,1,null,2013,10,14,1,0.14328612984659009,0.2282322194578125,7.3813111124561518E-3,5.9336048428650742E-2,7.8828999999999996E-2,5.6499000000000001E-2,1.8947926585159267E-5,2.2745645002966546E-3,0,0.57585722127239125,null,null,0.1356654557737717,5.1991859350618765E-2,0.20203007845008034,6.2138042801947485E-2,5.2082853470341167E-2,4.1280967819484248E-3,9.4830350723602607E-6,1.6625640071504385E-3,0,0.50970843367093066,null,{"$f":"J6867*VLOOKUP($B6867,$AR$36:$AZ$47,MATCH(AG$2,$AS$2:$BA$2,0)+1,FALSE)","v":0.12871020894273907},{"$f":"K6867*VLOOKUP($B6867,$AR$36:$AZ$47,MATCH(AH$2,$AS$2:$BA$2,0)+1,FALSE)","v":0.20162170235623511},{"$f":"L6867*VLOOKUP($B6867,$AR$36:$AZ$47,MATCH(AI$2,$AS$2:$BA$2,0)+1,FALSE)","v":5.2343629085549303E-3},{"$f":"M6867*VLOOKUP($B6867,$AR$36:$AZ$47,MATCH(AJ$2,$AS$2:$BA$2,0)+1,FALSE)","v":5.1085614849102845E-2},{"$f":"N6867*VLOOKUP($B6867,$AR$36:$AZ$47,MATCH(AK$2,$AS$2:$BA$2,0)+1,FALSE)","v":6.0880256272549609E-2},{"$f":"O6867*VLOOKUP($B6867,$AR$36:$AZ$47,MATCH(AL$2,$AS$2:$BA$2,0)+1,FALSE)","v":5.5553270646858145E-2},{"$f":"P6867*VLOOKUP($B6867,$AR$36:$AZ$47,MATCH(AM$2,$AS$2:$BA$2,0)+1,FALSE)","v":9.4830350723602607E-6},{"$f":"Q6867*VLOOKUP($B6867,$AR$36:$AZ$47,MATCH(AN$2,$AS$2:$BA$2,0)+1,FALSE)","v":1.6291243294814998E-3},{"$f":"R6867*VLOOKUP($B6867,$AR$36:$BA$47,MATCH(AO$2,$AS$2:$BA$2,0)+1,FALSE)","v":0},0.50472402334059352]
[2006,10,14,4,null,2013,10,14,4,0.12408982273069707,0.2321898450200206,7.3813111124561518E-3,6.2798722443799748E-2,8.0655599999999994E-2,5.6638000000000001E-2,1.8947926585159267E-5,2.2745645002966546E-3,0,0.56604681373385535,null,null,0.11749010442023035,5.5025948494407118E-2,0.20553334983178259,6.3577885359661496E-2,5.2210988775963876E-2,4.1280967819484248E-3,9.4830350723602607E-6,1.6625640071504385E-3,0,0.49963842070621661,null,{"$f":"J6870*VLOOKUP($B6870,$AR$36:$AZ$47,MATCH(AG$2,$AS$2:$BA$2,0)+1,FALSE)","v":0.11146666483654463},{"$f":"K6870*VLOOKUP($B6870,$AR$36:$AZ$47,MATCH(AH$2,$AS$2:$BA$2,0)+1,FALSE)","v":0.20511789235533578},{"$f":"L6870*VLOOKUP($B6870,$AR$36:$AZ$47,MATCH(AI$2,$AS$2:$BA$2,0)+1,FALSE)","v":5.2343629085549303E-3},{"$f":"M6870*VLOOKUP($B6870,$AR$36:$AZ$47,MATCH(AJ$2,$AS$2:$BA$2,0)+1,FALSE)","v":5.406681827889654E-2},{"$f":"N6870*VLOOKUP($B6870,$AR$36:$AZ$47,MATCH(AK$2,$AS$2:$BA$2,0)+1,FALSE)","v":6.2290953809083616E-2},{"$f":"O6870*VLOOKUP($B6870,$AR$36:$AZ$47,MATCH(AL$2,$AS$2:$BA$2,0)+1,FALSE)","v":5.5689943944083109E-2},{"$f":"P6870*VLOOKUP($B6870,$AR$36:$AZ$47,MATCH(AM$2,$AS$2:$BA$2,0)+1,FALSE)","v":9.4830350723602607E-6},{"$f":"Q6870*VLOOKUP($B6870,$AR$36:$AZ$47,MATCH(AN$2,$AS$2:$BA$2,0)+1,FALSE)","v":1.6291243294814998E-3},{"$f":"R6870*VLOOKUP($B6870,$AR$36:$BA$47,MATCH(AO$2,$AS$2:$BA$2,0)+1,FALSE)","v":0},0.49550524349705244]
[2006,10,14,18,null,2013,10,14,18,0.36830572524301874,0.32658681256844607,5.4129614824678443E-3,5.3258264776633174E-2,8.4640899999999991E-2,6.2425000000000001E-2,1.3895146162450127E-5,2.1734149644150784E-3,0,0.90281697418114326,null,null,0.34871738201513552,4.666634002185592E-2,0.28909309790137211,6.6719352865003453E-2,5.7545657938831617E-2,3.0272709734288443E-3,6.9542257197308574E-6,1.5886300397141458E-3,0,0.81336468598106115,null,{"$f":"J6884*VLOOKUP($B6884,$AR$36:$AZ$47,MATCH(AG$2,$AS$2:$BA$2,0)+1,FALSE)","v":0.33083946716678048},{"$f":"K6884*VLOOKUP($B6884,$AR$36:$AZ$47,MATCH(AH$2,$AS$2:$BA$2,0)+1,FALSE)","v":0.28850873585496656},{"$f":"L6884*VLOOKUP($B6884,$AR$36:$AZ$47,MATCH(AI$2,$AS$2:$BA$2,0)+1,FALSE)","v":3.8385327996069488E-3},{"$f":"M6884*VLOOKUP($B6884,$AR$36:$AZ$47,MATCH(AJ$2,$AS$2:$BA$2,0)+1,FALSE)","v":4.5852922025675411E-2},{"$f":"N6884*VLOOKUP($B6884,$AR$36:$AZ$47,MATCH(AK$2,$AS$2:$BA$2,0)+1,FALSE)","v":6.5368832322359086E-2},{"$f":"O6884*VLOOKUP($B6884,$AR$36:$AZ$47,MATCH(AL$2,$AS$2:$BA$2,0)+1,FALSE)","v":6.1380076109844771E-2},{"$f":"P6884*VLOOKUP($B6884,$AR$36:$AZ$47,MATCH(AM$2,$AS$2:$BA$2,0)+1,FALSE)","v":6.9542257197308574E-6},{"$f":"Q6884*VLOOKUP($B6884,$AR$36:$AZ$47,MATCH(AN$2,$AS$2:$BA$2,0)+1,FALSE)","v":1.5566774194031327E-3},{"$f":"R6884*VLOOKUP($B6884,$AR$36:$BA$47,MATCH(AO$2,$AS$2:$BA$2,0)+1,FALSE)","v":0},0.79735219792435608]
[2006,10,15,1,null,2013,10,15,1,0.16588414785783961,0.25655140673971966,7.3813111124561518E-3,7.3408601095019899E-2,7.7856800000000018E-2,5.5189000000000002E-2,1.8947926585159267E-5,2.2745645002966546E-3,0,0.63856477923191723,null,null,0.15706159799885971,6.4322612717416183E-2,0.22709808875028151,6.1371692788474624E-2,5.0875247352601974E-2,4.1280967819484248E-3,9.4830350723602607E-6,1.6625640071504385E-3,0,0.56652938343180526,null,{"$f":"J6891*VLOOKUP($B6891,$AR$36:$AZ$47,MATCH(AG$2,$AS$2:$BA$2,0)+1,FALSE)","v":0.14900942159530919},{"$f":"K6891*VLOOKUP($B6891,$AR$36:$AZ$47,MATCH(AH$2,$AS$2:$BA$2,0)+1,FALSE)","v":0.2266390411118554},{"$f":"L6891*VLOOKUP($B6891,$AR$36:$AZ$47,MATCH(AI$2,$AS$2:$BA$2,0)+1,FALSE)","v":5.2343629085549303E-3},{"$f":"M6891*VLOOKUP($B6891,$AR$36:$AZ$47,MATCH(AJ$2,$AS$2:$BA$2,0)+1,FALSE)","v":6.3201436925160115E-2},{"$f":"N6891*VLOOKUP($B6891,$AR$36:$AZ$47,MATCH(AK$2,$AS$2:$BA$2,0)+1,FALSE)","v":6.0129418571346099E-2},{"$f":"O6891*VLOOKUP($B6891,$AR$36:$AZ$47,MATCH(AL$2,$AS$2:$BA$2,0)+1,FALSE)","v":5.4265198565097685E-2},{"$f":"P6891*VLOOKUP($B6891,$AR$36:$AZ$47,MATCH(AM$2,$AS$2:$BA$2,0)+1,FALSE)","v":9.4830350723602607E-6},{"$f":"Q6891*VLOOKUP($B6891,$AR$36:$AZ$47,MATCH(AN$2,$AS$2:$BA$2,0)+1,FALSE)","v":1.6291243294814998E-3},{"$f":"R6891*VLOOKUP($B6891,$AR$36:$BA$47,MATCH(AO$2,$AS$2:$BA$2,0)+1,FALSE)","v":0},0.56011748704187725]
[2006,10,15,3,null,2013,10,15,3,0.13967927696072716,0.24682779259280319,7.3813111124561518E-3,6.898213199432103E-2,7.8358399999999981E-2,5.4732999999999997E-2,1.8947926585159267E-5,2.2745645002966546E-3,0,0.59825542508718932,null,null,0.13225043339028325,6.0444020108066238E-2,0.21849079161411636,6.1767085883267847E-2,5.0454889803220992E-2,4.1280967819484248E-3,9.4830350723602607E-6,1.6625640071504385E-3,0,0.5292073646231259,null,{"$f":"J6893*VLOOKUP($B6893,$AR$36:$AZ$47,MATCH(AG$2,$AS$2:$BA$2,0)+1,FALSE)","v":0.125470266674341},{"$f":"K6893*VLOOKUP($B6893,$AR$36:$AZ$47,MATCH(AH$2,$AS$2:$BA$2,0)+1,FALSE)","v":0.21804914244630411},{"$f":"L6893*VLOOKUP($B6893,$AR$36:$AZ$47,MATCH(AI$2,$AS$2:$BA$2,0)+1,FALSE)","v":5.2343629085549303E-3},{"$f":"M6893*VLOOKUP($B6893,$AR$36:$AZ$47,MATCH(AJ$2,$AS$2:$BA$2,0)+1,FALSE)","v":5.9390450153911464E-2},{"$f":"N6893*VLOOKUP($B6893,$AR$36:$AZ$47,MATCH(AK$2,$AS$2:$BA$2,0)+1,FALSE)","v":6.0516808193773232E-2},{"$f":"O6893*VLOOKUP($B6893,$AR$36:$AZ$47,MATCH(AL$2,$AS$2:$BA$2,0)+1,FALSE)","v":5.3816831489309311E-2},{"$f":"P6893*VLOOKUP($B6893,$AR$36:$AZ$47,MATCH(AM$2,$AS$2:$BA$2,0)+1,FALSE)","v":9.4830350723602607E-6},{"$f":"Q6893*VLOOKUP($B6893,$AR$36:$AZ$47,MATCH(AN$2,$AS$2:$BA$2,0)+1,FALSE)","v":1.6291243294814998E-3},{"$f":"R6893*VLOOKUP($B6893,$AR$36:$BA$47,MATCH(AO$2,$AS$2:$BA$2,0)+1,FALSE)","v":0},0.52411646923074784]
[2006,10,15,11,null,2013,10,15,11,0.20231028736668816,0.41520827173717234,0,8.4811560774990996E-2,0.12021489999999997,7.5931999999999999E-2,0,1.8952537407407432E-3,0,0.90037227361959227,null,null,0.19155041295839456,7.4314196106639113E-2,0.36754039333911315,9.4761047350998176E-2,6.9996906665780734E-2,0,0,1.3853116292643403E-3,0,0.79954826805019019,null,{"$f":"J6901*VLOOKUP($B6901,$AR$36:$AZ$47,MATCH(AG$2,$AS$2:$BA$2,0)+1,FALSE)","v":0.18173007663834043},{"$f":"K6901*VLOOKUP($B6901,$AR$36:$AZ$47,MATCH(AH$2,$AS$2:$BA$2,0)+1,FALSE)","v":0.36679746084453785},{"$f":"L6901*VLOOKUP($B6901,$AR$36:$AZ$47,MATCH(AI$2,$AS$2:$BA$2,0)+1,FALSE)","v":0},{"$f":"M6901*VLOOKUP($B6901,$AR$36:$AZ$47,MATCH(AJ$2,$AS$2:$BA$2,0)+1,FALSE)","v":7.3018861943803179E-2},{"$f":"N6901*VLOOKUP($B6901,$AR$36:$AZ$47,MATCH(AK$2,$AS$2:$BA$2,0)+1,FALSE)","v":9.2842912123443436E-2},{"$f":"O6901*VLOOKUP($B6901,$AR$36:$AZ$47,MATCH(AL$2,$AS$2:$BA$2,0)+1,FALSE)","v":7.46609842078131E-2},{"$f":"P6901*VLOOKUP($B6901,$AR$36:$AZ$47,MATCH(AM$2,$AS$2:$BA$2,0)+1,FALSE)","v":0},{"$f":"Q6901*VLOOKUP($B6901,$AR$36:$AZ$47,MATCH(AN$2,$AS$2:$BA$2,0)+1,FALSE)","v":1.3574484166876228E-3},{"$f":"R6901*VLOOKUP($B6901,$AR$36:$BA$47,MATCH(AO$2,$AS$2:$BA$2,0)+1,FALSE)","v":0},0.79040774417462556]
[2006,10,15,20,null,2013,10,15,20,0.37660463185674697,0.32686870638982313,7.3813111124561518E-3,5.5546653090586956E-2,9.138420000000004E-2,6.3272999999999996E-2,1.8947926585159267E-5,2.2745645002966546E-3,0,0.92335201487649499,null,null,0.35657491120781337,4.8671488098100846E-2,0.2893426289753927,7.2034851780711825E-2,5.8327375486803244E-2,4.1280967819484248E-3,9.4830350723602607E-6,1.6625640071504385E-3,0,0.83075139937299325,null,{"$f":"J6910*VLOOKUP($B6910,$AR$36:$AZ$47,MATCH(AG$2,$AS$2:$BA$2,0)+1,FALSE)","v":0.33829415943457264},{"$f":"K6910*VLOOKUP($B6910,$AR$36:$AZ$47,MATCH(AH$2,$AS$2:$BA$2,0)+1,FALSE)","v":0.28875776253614577},{"$f":"L6910*VLOOKUP($B6910,$AR$36:$AZ$47,MATCH(AI$2,$AS$2:$BA$2,0)+1,FALSE)","v":5.2343629085549303E-3},{"$f":"M6910*VLOOKUP($B6910,$AR$36:$AZ$47,MATCH(AJ$2,$AS$2:$BA$2,0)+1,FALSE)","v":4.7823119353062368E-2},{"$f":"N6910*VLOOKUP($B6910,$AR$36:$AZ$47,MATCH(AK$2,$AS$2:$BA$2,0)+1,FALSE)","v":7.0576735912696226E-2},{"$f":"O6910*VLOOKUP($B6910,$AR$36:$AZ$47,MATCH(AL$2,$AS$2:$BA$2,0)+1,FALSE)","v":6.221388154903016E-2},{"$f":"P6910*VLOOKUP($B6910,$AR$36:$AZ$47,MATCH(AM$2,$AS$2:$BA$2,0)+1,FALSE)","v":9.4830350723602607E-6},{"$f":"Q6910*VLOOKUP($B6910,$AR$36:$AZ$47,MATCH(AN$2,$AS$2:$BA$2,0)+1,FALSE)","v":1.6291243294814998E-3},{"$f":"R6910*VLOOKUP($B6910,$AR$36:$BA$47,MATCH(AO$2,$AS$2:$BA$2,0)+1,FALSE)","v":0},0.81453862905861596]
[2006,10,16,1,null,2013,10,16,1,0.17433430312963766,0.26339570972013887,7.3813111124561518E-3,7.773723864192289E-2,8.0444099999999991E-2,5.5577000000000001E-2,1.8947926585159267E-5,2.2745645002966546E-3,0,0.66116317503103739,null,null,{"$f":"$J6915*$AS$6","v":0.16506233168840115},{"$f":"$M6915*$AV$6","v":6.8115482658679741E-2},{"$f":"$K6915*$AT$6","v":0.23315663329475941},{"$f":"$N6915*$AW$6","v":6.3411167577466968E-2},{"$f":"$O6915*$AX$6","v":5.123292000426824E-2},{"$f":"$L6915*$AU$6","v":4.1280967819484248E-3},{"$f":"$P6915*$AY$6","v":9.4830350723602607E-6},{"$f":"$Q6915*$AZ$6","v":1.6625640071504385E-3},0,{"$f":"SUM(V6915:AD6915)","v":0.58677867904774683},null,{"$f":"J6915*VLOOKUP($B6915,$AR$36:$AZ$47,MATCH(AG$2,$AS$2:$BA$2,0)+1,FALSE)","v":0.15659997660434027},{"$f":"K6915*VLOOKUP($B6915,$AR$36:$AZ$47,MATCH(AH$2,$AS$2:$BA$2,0)+1,FALSE)","v":0.23268533913950548},{"$f":"L6915*VLOOKUP($B6915,$AR$36:$AZ$47,MATCH(AI$2,$AS$2:$BA$2,0)+1,FALSE)","v":5.2343629085549303E-3},{"$f":"M6915*VLOOKUP($B6915,$AR$36:$AZ$47,MATCH(AJ$2,$AS$2:$BA$2,0)+1,FALSE)","v":6.6928195217943173E-2},{"$f":"N6915*VLOOKUP($B6915,$AR$36:$AZ$47,MATCH(AK$2,$AS$2:$BA$2,0)+1,FALSE)","v":6.2127610696756368E-2},{"$f":"O6915*VLOOKUP($B6915,$AR$36:$AZ$47,MATCH(AL$2,$AS$2:$BA$2,0)+1,FALSE)","v":5.4646703883970249E-2},{"$f":"P6915*VLOOKUP($B6915,$AR$36:$AZ$47,MATCH(AM$2,$AS$2:$BA$2,0)+1,FALSE)","v":9.4830350723602607E-6},{"$f":"Q6915*VLOOKUP($B6915,$AR$36:$AZ$47,MATCH(AN$2,$AS$2:$BA$2,0)+1,FALSE)","v":1.6291243294814998E-3},{"$f":"R6915*VLOOKUP($B6915,$AR$36:$BA$47,MATCH(AO$2,$AS$2:$BA$2,0)+1,FALSE)","v":0},0.57986079581562433]
[2006,10,16,13,null,2013,10,16,13,0.22867548745404659,0.4127023239076929,0,9.2139053990989539E-2,0.12612399999999996,8.1341999999999998E-2,0,1.8952537407407432E-3,0,0.94287811909346975,null,null,0.21651337964782733,8.0734744942763767E-2,0.36532214020296855,9.9418976650126514E-2,7.4984043381024282E-2,0,0,1.3853116292643403E-3,0,0.83835859645397481,null,{"$f":"J6927*VLOOKUP($B6927,$AR$36:$AZ$47,MATCH(AG$2,$AS$2:$BA$2,0)+1,FALSE)","v":0.20541325110675729},{"$f":"K6927*VLOOKUP($B6927,$AR$36:$AZ$47,MATCH(AH$2,$AS$2:$BA$2,0)+1,FALSE)","v":0.36458369160286008},{"$f":"L6927*VLOOKUP($B6927,$AR$36:$AZ$47,MATCH(AI$2,$AS$2:$BA$2,0)+1,FALSE)","v":0},{"$f":"M6927*VLOOKUP($B6927,$AR$36:$AZ$47,MATCH(AJ$2,$AS$2:$BA$2,0)+1,FALSE)","v":7.93274973544007E-2},{"$f":"N6927*VLOOKUP($B6927,$AR$36:$AZ$47,MATCH(AK$2,$AS$2:$BA$2,0)+1,FALSE)","v":9.7406556497216065E-2},{"$f":"O6927*VLOOKUP($B6927,$AR$36:$AZ$47,MATCH(AL$2,$AS$2:$BA$2,0)+1,FALSE)","v":7.9980426927144466E-2},{"$f":"P6927*VLOOKUP($B6927,$AR$36:$AZ$47,MATCH(AM$2,$AS$2:$BA$2,0)+1,FALSE)","v":0},{"$f":"Q6927*VLOOKUP($B6927,$AR$36:$AZ$47,MATCH(AN$2,$AS$2:$BA$2,0)+1,FALSE)","v":1.3574484166876228E-3},{"$f":"R6927*VLOOKUP($B6927,$AR$36:$BA$47,MATCH(AO$2,$AS$2:$BA$2,0)+1,FALSE)","v":0},0.82806887190506628]
[2006,10,16,22,null,2013,10,16,22,0.30922903196734502,0.31389980469188017,7.3813111124561518E-3,8.559204767794161E-2,8.6389099999999996E-2,6.166E-2,1.8947926585159267E-5,2.2745645002966546E-3,0,0.86644480787650469,null,null,0.29278268318955819,7.4998079957313848E-2,0.27786261868731366,6.8097395545062375E-2,5.6840452839541165E-2,4.1280967819484248E-3,9.4830350723602607E-6,1.6625640071504385E-3,0,0.77638137404296048,null,{"$f":"J6936*VLOOKUP($B6936,$AR$36:$AZ$47,MATCH(AG$2,$AS$2:$BA$2,0)+1,FALSE)","v":0.27777240796643021},{"$f":"K6936*VLOOKUP($B6936,$AR$36:$AZ$47,MATCH(AH$2,$AS$2:$BA$2,0)+1,FALSE)","v":0.27730095751430589},{"$f":"L6936*VLOOKUP($B6936,$AR$36:$AZ$47,MATCH(AI$2,$AS$2:$BA$2,0)+1,FALSE)","v":5.2343629085549303E-3},{"$f":"M6936*VLOOKUP($B6936,$AR$36:$AZ$47,MATCH(AJ$2,$AS$2:$BA$2,0)+1,FALSE)","v":7.3690825351795344E-2},{"$f":"N6936*VLOOKUP($B6936,$AR$36:$AZ$47,MATCH(AK$2,$AS$2:$BA$2,0)+1,FALSE)","v":6.671898092269235E-2},{"$f":"O6936*VLOOKUP($B6936,$AR$36:$AZ$47,MATCH(AL$2,$AS$2:$BA$2,0)+1,FALSE)","v":6.0627881344541903E-2},{"$f":"P6936*VLOOKUP($B6936,$AR$36:$AZ$47,MATCH(AM$2,$AS$2:$BA$2,0)+1,FALSE)","v":9.4830350723602607E-6},{"$f":"Q6936*VLOOKUP($B6936,$AR$36:$AZ$47,MATCH(AN$2,$AS$2:$BA$2,0)+1,FALSE)","v":1.6291243294814998E-3},{"$f":"R6936*VLOOKUP($B6936,$AR$36:$BA$47,MATCH(AO$2,$AS$2:$BA$2,0)+1,FALSE)","v":0},0.76298402337287441]
[2006,10,17,6,null,2013,10,17,6,0.19664297027501551,0.30521251251862047,7.3813111124561518E-3,8.1559054499796654E-2,0.10051229999999998,6.3974000000000003E-2,1.8947926585159267E-5,2.2745645002966546E-3,0,0.7575756608327705,null,null,0.18618451217595708,7.1464261652371408E-2,0.27017266884827768,7.9230202076928366E-2,5.8973583035303388E-2,4.1280967819484248E-3,9.4830350723602607E-6,1.6625640071504385E-3,0,0.67182537161300915,null,{"$f":"J6944*VLOOKUP($B6944,$AR$36:$AZ$47,MATCH(AG$2,$AS$2:$BA$2,0)+1,FALSE)","v":0.17663927288926212},{"$f":"K6944*VLOOKUP($B6944,$AR$36:$AZ$47,MATCH(AH$2,$AS$2:$BA$2,0)+1,FALSE)","v":0.2696265518541428},{"$f":"L6944*VLOOKUP($B6944,$AR$36:$AZ$47,MATCH(AI$2,$AS$2:$BA$2,0)+1,FALSE)","v":5.2343629085549303E-3},{"$f":"M6944*VLOOKUP($B6944,$AR$36:$AZ$47,MATCH(AJ$2,$AS$2:$BA$2,0)+1,FALSE)","v":7.0218603293807899E-2},{"$f":"N6944*VLOOKUP($B6944,$AR$36:$AZ$47,MATCH(AK$2,$AS$2:$BA$2,0)+1,FALSE)","v":7.7626439286853657E-2},{"$f":"O6944*VLOOKUP($B6944,$AR$36:$AZ$47,MATCH(AL$2,$AS$2:$BA$2,0)+1,FALSE)","v":6.2903147601941684E-2},{"$f":"P6944*VLOOKUP($B6944,$AR$36:$AZ$47,MATCH(AM$2,$AS$2:$BA$2,0)+1,FALSE)","v":9.4830350723602607E-6},{"$f":"Q6944*VLOOKUP($B6944,$AR$36:$AZ$47,MATCH(AN$2,$AS$2:$BA$2,0)+1,FALSE)","v":1.6291243294814998E-3},{"$f":"R6944*VLOOKUP($B6944,$AR$36:$BA$47,MATCH(AO$2,$AS$2:$BA$2,0)+1,FALSE)","v":0},0.66388698519911693]
[2006,10,17,12,null,2013,10,17,12,0.23169662093702828,0.41930518878855716,0,9.9752028681823451E-2,0.12299069999999998,7.8555E-2,0,1.8952537407407432E-3,0,0.95419479214814962,null,null,0.21937383412001479,8.740544041116198E-2,0.37116696488655299,9.6949109856036261E-2,7.2414884411452426E-2,0,0,1.3853116292643403E-3,0,0.84869554531448277,null,{"$f":"J6950*VLOOKUP($B6950,$AR$36:$AZ$47,MATCH(AG$2,$AS$2:$BA$2,0)+1,FALSE)","v":0.20812705684814206},{"$f":"K6950*VLOOKUP($B6950,$AR$36:$AZ$47,MATCH(AH$2,$AS$2:$BA$2,0)+1,FALSE)","v":0.37041670177500247},{"$f":"L6950*VLOOKUP($B6950,$AR$36:$AZ$47,MATCH(AI$2,$AS$2:$BA$2,0)+1,FALSE)","v":0},{"$f":"M6950*VLOOKUP($B6950,$AR$36:$AZ$47,MATCH(AJ$2,$AS$2:$BA$2,0)+1,FALSE)","v":8.5881919214487359E-2},{"$f":"N6950*VLOOKUP($B6950,$AR$36:$AZ$47,MATCH(AK$2,$AS$2:$BA$2,0)+1,FALSE)","v":9.4986684280407796E-2},{"$f":"O6950*VLOOKUP($B6950,$AR$36:$AZ$47,MATCH(AL$2,$AS$2:$BA$2,0)+1,FALSE)","v":7.724007815472736E-2},{"$f":"P6950*VLOOKUP($B6950,$AR$36:$AZ$47,MATCH(AM$2,$AS$2:$BA$2,0)+1,FALSE)","v":0},{"$f":"Q6950*VLOOKUP($B6950,$AR$36:$AZ$47,MATCH(AN$2,$AS$2:$BA$2,0)+1,FALSE)","v":1.3574484166876228E-3},{"$f":"R6950*VLOOKUP($B6950,$AR$36:$BA$47,MATCH(AO$2,$AS$2:$BA$2,0)+1,FALSE)","v":0},0.8380098886894547]
[2006,10,17,15,null,2013,10,17,15,0.2423004492575343,0.40709933981539359,0,9.02229180974954E-2,0.12336709999999998,7.7445E-2,0,1.8952537407407432E-3,0,0.942330060911164,null,null,0.22941369773827633,7.905577456119188E-2,0.36036240525226398,9.7245812329880305E-2,7.1391645639932944E-2,0,0,1.3853116292643403E-3,0,0.83885464715080971,null,{"$f":"J6953*VLOOKUP($B6953,$AR$36:$AZ$47,MATCH(AG$2,$AS$2:$BA$2,0)+1,FALSE)","v":0.2176522004205626},{"$f":"K6953*VLOOKUP($B6953,$AR$36:$AZ$47,MATCH(AH$2,$AS$2:$BA$2,0)+1,FALSE)","v":0.35963398207609842},{"$f":"L6953*VLOOKUP($B6953,$AR$36:$AZ$47,MATCH(AI$2,$AS$2:$BA$2,0)+1,FALSE)","v":0},{"$f":"M6953*VLOOKUP($B6953,$AR$36:$AZ$47,MATCH(AJ$2,$AS$2:$BA$2,0)+1,FALSE)","v":7.7677792278888491E-2},{"$f":"N6953*VLOOKUP($B6953,$AR$36:$AZ$47,MATCH(AK$2,$AS$2:$BA$2,0)+1,FALSE)","v":9.5277380958800117E-2},{"$f":"O6953*VLOOKUP($B6953,$AR$36:$AZ$47,MATCH(AL$2,$AS$2:$BA$2,0)+1,FALSE)","v":7.6148658299189875E-2},{"$f":"P6953*VLOOKUP($B6953,$AR$36:$AZ$47,MATCH(AM$2,$AS$2:$BA$2,0)+1,FALSE)","v":0},{"$f":"Q6953*VLOOKUP($B6953,$AR$36:$AZ$47,MATCH(AN$2,$AS$2:$BA$2,0)+1,FALSE)","v":1.3574484166876228E-3},{"$f":"R6953*VLOOKUP($B6953,$AR$36:$BA$47,MATCH(AO$2,$AS$2:$BA$2,0)+1,FALSE)","v":0},0.82774746245022723]
[2006,10,17,22,null,2013,10,17,22,0.31420551212955444,0.31773366226663807,7.3813111124561518E-3,8.9036939973535706E-2,8.5827599999999976E-2,5.9913000000000001E-2,1.8947926585159267E-5,2.2745645002966546E-3,0,0.8763915379090661,null,null,0.29749448921068605,7.801658827483228E-2,0.28125633123339855,6.7654785451907631E-2,5.5230004070311874E-2,4.1280967819484248E-3,9.4830350723602607E-6,1.6625640071504385E-3,0,0.78545234206530756,null,{"$f":"J6960*VLOOKUP($B6960,$AR$36:$AZ$47,MATCH(AG$2,$AS$2:$BA$2,0)+1,FALSE)","v":0.28224265084453121},{"$f":"K6960*VLOOKUP($B6960,$AR$36:$AZ$47,MATCH(AH$2,$AS$2:$BA$2,0)+1,FALSE)","v":0.28068781013594862},{"$f":"L6960*VLOOKUP($B6960,$AR$36:$AZ$47,MATCH(AI$2,$AS$2:$BA$2,0)+1,FALSE)","v":5.2343629085549303E-3},{"$f":"M6960*VLOOKUP($B6960,$AR$36:$AZ$47,MATCH(AJ$2,$AS$2:$BA$2,0)+1,FALSE)","v":7.6656719537030418E-2},{"$f":"N6960*VLOOKUP($B6960,$AR$36:$AZ$47,MATCH(AK$2,$AS$2:$BA$2,0)+1,FALSE)","v":6.6285330059468947E-2},{"$f":"O6960*VLOOKUP($B6960,$AR$36:$AZ$47,MATCH(AL$2,$AS$2:$BA$2,0)+1,FALSE)","v":5.8910124148484254E-2},{"$f":"P6960*VLOOKUP($B6960,$AR$36:$AZ$47,MATCH(AM$2,$AS$2:$BA$2,0)+1,FALSE)","v":9.4830350723602607E-6},{"$f":"Q6960*VLOOKUP($B6960,$AR$36:$AZ$47,MATCH(AN$2,$AS$2:$BA$2,0)+1,FALSE)","v":1.6291243294814998E-3},{"$f":"R6960*VLOOKUP($B6960,$AR$36:$BA$47,MATCH(AO$2,$AS$2:$BA$2,0)+1,FALSE)","v":0},0.77165560499857222]
[2006,10,18,8,null,2013,10,18,8,0.24939290443454182,0.37481165917650294,0,8.2815845514695369E-2,0.11186460000000002,7.1840000000000001E-2,0,1.8952537407407432E-3,0,0.89262026286648077,null,null,0.23612894062447862,7.2565496119616185E-2,0.33178150344995744,8.817880859610977E-2,6.6224750762125167E-2,0,0,1.3853116292643403E-3,0,0.79626481118155157,null,{"$f":"J6970*VLOOKUP($B6970,$AR$36:$AZ$47,MATCH(AG$2,$AS$2:$BA$2,0)+1,FALSE)","v":0.22402316869730382},{"$f":"K6970*VLOOKUP($B6970,$AR$36:$AZ$47,MATCH(AH$2,$AS$2:$BA$2,0)+1,FALSE)","v":0.33111085264672835},{"$f":"L6970*VLOOKUP($B6970,$AR$36:$AZ$47,MATCH(AI$2,$AS$2:$BA$2,0)+1,FALSE)","v":0},{"$f":"M6970*VLOOKUP($B6970,$AR$36:$AZ$47,MATCH(AJ$2,$AS$2:$BA$2,0)+1,FALSE)","v":7.1300642685260318E-2},{"$f":"N6970*VLOOKUP($B6970,$AR$36:$AZ$47,MATCH(AK$2,$AS$2:$BA$2,0)+1,FALSE)","v":8.6393909802563201E-2},{"$f":"O6970*VLOOKUP($B6970,$AR$36:$AZ$47,MATCH(AL$2,$AS$2:$BA$2,0)+1,FALSE)","v":7.0637479659291125E-2},{"$f":"P6970*VLOOKUP($B6970,$AR$36:$AZ$47,MATCH(AM$2,$AS$2:$BA$2,0)+1,FALSE)","v":0},{"$f":"Q6970*VLOOKUP($B6970,$AR$36:$AZ$47,MATCH(AN$2,$AS$2:$BA$2,0)+1,FALSE)","v":1.3574484166876228E-3},{"$f":"R6970*VLOOKUP($B6970,$AR$36:$BA$47,MATCH(AO$2,$AS$2:$BA$2,0)+1,FALSE)","v":0},0.78482350190783434]
[2006,10,18,19,null,2013,10,18,19,0.33603672504934579,0.34546734238782351,7.3813111124561518E-3,7.4935969097610258E-2,9.007860000000005E-2,6.2986E-2,1.8947926585159267E-5,2.2745645002966546E-3,0,0.91917946007411744,null,null,0.31816460887983161,6.5660934099953175E-2,0.30580605337124162,7.1005694634455718E-2,5.8062808344977943E-2,4.1280967819484248E-3,9.4830350723602607E-6,1.6625640071504385E-3,0,0.82450024315463133,null,{"$f":"J6981*VLOOKUP($B6981,$AR$36:$AZ$47,MATCH(AG$2,$AS$2:$BA$2,0)+1,FALSE)","v":0.30185306239928666},{"$f":"K6981*VLOOKUP($B6981,$AR$36:$AZ$47,MATCH(AH$2,$AS$2:$BA$2,0)+1,FALSE)","v":0.30518790837764442},{"$f":"L6981*VLOOKUP($B6981,$AR$36:$AZ$47,MATCH(AI$2,$AS$2:$BA$2,0)+1,FALSE)","v":5.2343629085549303E-3},{"$f":"M6981*VLOOKUP($B6981,$AR$36:$AZ$47,MATCH(AJ$2,$AS$2:$BA$2,0)+1,FALSE)","v":6.4516430686616916E-2},{"$f":"N6981*VLOOKUP($B6981,$AR$36:$AZ$47,MATCH(AK$2,$AS$2:$BA$2,0)+1,FALSE)","v":6.9568410771067637E-2},{"$f":"O6981*VLOOKUP($B6981,$AR$36:$AZ$47,MATCH(AL$2,$AS$2:$BA$2,0)+1,FALSE)","v":6.1931685604400204E-2},{"$f":"P6981*VLOOKUP($B6981,$AR$36:$AZ$47,MATCH(AM$2,$AS$2:$BA$2,0)+1,FALSE)","v":9.4830350723602607E-6},{"$f":"Q6981*VLOOKUP($B6981,$AR$36:$AZ$47,MATCH(AN$2,$AS$2:$BA$2,0)+1,FALSE)","v":1.6291243294814998E-3},{"$f":"R6981*VLOOKUP($B6981,$AR$36:$BA$47,MATCH(AO$2,$AS$2:$BA$2,0)+1,FALSE)","v":0},0.80993046811212466]
[2006,10,19,1,null,2013,10,19,1,0.18466621327200833,0.25847473920221314,7.3813111124561518E-3,7.6968291669334707E-2,7.7273700000000028E-2,5.5552999999999998E-2,1.8947926585159267E-5,2.2745645002966546E-3,0,0.66261076768289406,null,null,0.17484473909921674,6.744171040883129E-2,0.22880061352617087,6.0912056198414943E-2,5.1210795922721868E-2,4.1280967819484248E-3,9.4830350723602607E-6,1.6625640071504385E-3,0,0.58901005897952696,null,{"$f":"J6987*VLOOKUP($B6987,$AR$36:$AZ$47,MATCH(AG$2,$AS$2:$BA$2,0)+1,FALSE)","v":0.16588086313973568},{"$f":"K6987*VLOOKUP($B6987,$AR$36:$AZ$47,MATCH(AH$2,$AS$2:$BA$2,0)+1,FALSE)","v":0.22833812446742266},{"$f":"L6987*VLOOKUP($B6987,$AR$36:$AZ$47,MATCH(AI$2,$AS$2:$BA$2,0)+1,FALSE)","v":5.2343629085549303E-3},{"$f":"M6987*VLOOKUP($B6987,$AR$36:$AZ$47,MATCH(AJ$2,$AS$2:$BA$2,0)+1,FALSE)","v":6.6266167160441855E-2},{"$f":"N6987*VLOOKUP($B6987,$AR$36:$AZ$47,MATCH(AK$2,$AS$2:$BA$2,0)+1,FALSE)","v":5.9679085858353124E-2},{"$f":"O6987*VLOOKUP($B6987,$AR$36:$AZ$47,MATCH(AL$2,$AS$2:$BA$2,0)+1,FALSE)","v":5.4623105616823493E-2},{"$f":"P6987*VLOOKUP($B6987,$AR$36:$AZ$47,MATCH(AM$2,$AS$2:$BA$2,0)+1,FALSE)","v":9.4830350723602607E-6},{"$f":"Q6987*VLOOKUP($B6987,$AR$36:$AZ$47,MATCH(AN$2,$AS$2:$BA$2,0)+1,FALSE)","v":1.6291243294814998E-3},{"$f":"R6987*VLOOKUP($B6987,$AR$36:$BA$47,MATCH(AO$2,$AS$2:$BA$2,0)+1,FALSE)","v":0},0.58166031651588557]
[2006,10,19,9,null,2013,10,19,9,0.26434963860636146,0.30758949232469823,0,8.0496884985817932E-2,8.1821899999999989E-2,5.9101000000000001E-2,0,1.8952537407407432E-3,0,0.79525416965761841,null,null,0.25029020075816732,7.0533559837205842E-2,0.27227676010163782,6.4497237366155438E-2,5.4481472644659787E-2,0,0,1.3853116292643403E-3,0,0.71346454233709056,null,{"$f":"J6995*VLOOKUP($B6995,$AR$36:$AZ$47,MATCH(AG$2,$AS$2:$BA$2,0)+1,FALSE)","v":0.23745841454012903},{"$f":"K6995*VLOOKUP($B6995,$AR$36:$AZ$47,MATCH(AH$2,$AS$2:$BA$2,0)+1,FALSE)","v":0.27172638997562404},{"$f":"L6995*VLOOKUP($B6995,$AR$36:$AZ$47,MATCH(AI$2,$AS$2:$BA$2,0)+1,FALSE)","v":0},{"$f":"M6995*VLOOKUP($B6995,$AR$36:$AZ$47,MATCH(AJ$2,$AS$2:$BA$2,0)+1,FALSE)","v":6.9304124083740121E-2},{"$f":"N6995*VLOOKUP($B6995,$AR$36:$AZ$47,MATCH(AK$2,$AS$2:$BA$2,0)+1,FALSE)","v":6.319169646585554E-2},{"$f":"O6995*VLOOKUP($B6995,$AR$36:$AZ$47,MATCH(AL$2,$AS$2:$BA$2,0)+1,FALSE)","v":5.8111716110018995E-2},{"$f":"P6995*VLOOKUP($B6995,$AR$36:$AZ$47,MATCH(AM$2,$AS$2:$BA$2,0)+1,FALSE)","v":0},{"$f":"Q6995*VLOOKUP($B6995,$AR$36:$AZ$47,MATCH(AN$2,$AS$2:$BA$2,0)+1,FALSE)","v":1.3574484166876228E-3},{"$f":"R6995*VLOOKUP($B6995,$AR$36:$BA$47,MATCH(AO$2,$AS$2:$BA$2,0)+1,FALSE)","v":0},0.70114978959205532]
[2006,10,19,18,null,2013,10,19,18,0.36205398387750098,0.30269449631162715,6.2741144455877281E-3,7.3014727535532939E-2,8.0251699999999981E-2,6.0045000000000001E-2,1.6105737597385373E-5,2.2176678863632675E-3,0,0.88656779579420941,null,null,0.34279813956898408,6.3977489992713715E-2,0.26794373284158268,6.3259505632813406E-2,5.5351686518816889E-2,3.5088822646561603E-3,8.06057981150622E-6,1.6209761504675235E-3,0,0.79846847354984596,null,{"$f":"J7004*VLOOKUP($B7004,$AR$36:$AZ$47,MATCH(AG$2,$AS$2:$BA$2,0)+1,FALSE)","v":0.32522369027146431},{"$f":"K7004*VLOOKUP($B7004,$AR$36:$AZ$47,MATCH(AH$2,$AS$2:$BA$2,0)+1,FALSE)","v":0.26740212133587221},{"$f":"L7004*VLOOKUP($B7004,$AR$36:$AZ$47,MATCH(AI$2,$AS$2:$BA$2,0)+1,FALSE)","v":4.4492084722716901E-3},{"$f":"M7004*VLOOKUP($B7004,$AR$36:$AZ$47,MATCH(AJ$2,$AS$2:$BA$2,0)+1,FALSE)","v":6.2862329864746561E-2},{"$f":"N7004*VLOOKUP($B7004,$AR$36:$AZ$47,MATCH(AK$2,$AS$2:$BA$2,0)+1,FALSE)","v":6.1979018664549447E-2},{"$f":"O7004*VLOOKUP($B7004,$AR$36:$AZ$47,MATCH(AL$2,$AS$2:$BA$2,0)+1,FALSE)","v":5.9039914617791421E-2},{"$f":"P7004*VLOOKUP($B7004,$AR$36:$AZ$47,MATCH(AM$2,$AS$2:$BA$2,0)+1,FALSE)","v":8.06057981150622E-6},{"$f":"Q7004*VLOOKUP($B7004,$AR$36:$AZ$47,MATCH(AN$2,$AS$2:$BA$2,0)+1,FALSE)","v":1.5883729425624179E-3},{"$f":"R7004*VLOOKUP($B7004,$AR$36:$BA$47,MATCH(AO$2,$AS$2:$BA$2,0)+1,FALSE)","v":0},0.78255271674906968]
[2006,10,19,19,null,2013,10,19,19,0.36916878040864387,0.28996255851915526,7.3813111124561518E-3,6.483169769529E-2,8.0145499999999967E-2,5.9420000000000001E-2,1.8947926585159267E-5,2.2745645002966546E-3,0,0.87320336016242694,null,null,0.34953453558420605,5.680729669904646E-2,0.25667348187900946,6.3175792023030614E-2,5.4775538561880249E-2,4.1280967819484248E-3,9.4830350723602607E-6,1.6625640071504385E-3,0,0.78676678857134397,null,{"$f":"J7005*VLOOKUP($B7005,$AR$36:$AZ$47,MATCH(AG$2,$AS$2:$BA$2,0)+1,FALSE)","v":0.33161472720636459},{"$f":"K7005*VLOOKUP($B7005,$AR$36:$AZ$47,MATCH(AH$2,$AS$2:$BA$2,0)+1,FALSE)","v":0.25615465163983148},{"$f":"L7005*VLOOKUP($B7005,$AR$36:$AZ$47,MATCH(AI$2,$AS$2:$BA$2,0)+1,FALSE)","v":5.2343629085549303E-3},{"$f":"M7005*VLOOKUP($B7005,$AR$36:$AZ$47,MATCH(AJ$2,$AS$2:$BA$2,0)+1,FALSE)","v":5.5817116680049281E-2},{"$f":"N7005*VLOOKUP($B7005,$AR$36:$AZ$47,MATCH(AK$2,$AS$2:$BA$2,0)+1,FALSE)","v":6.1896999569848954E-2},{"$f":"O7005*VLOOKUP($B7005,$AR$36:$AZ$47,MATCH(AL$2,$AS$2:$BA$2,0)+1,FALSE)","v":5.842537641084463E-2},{"$f":"P7005*VLOOKUP($B7005,$AR$36:$AZ$47,MATCH(AM$2,$AS$2:$BA$2,0)+1,FALSE)","v":9.4830350723602607E-6},{"$f":"Q7005*VLOOKUP($B7005,$AR$36:$AZ$47,MATCH(AN$2,$AS$2:$BA$2,0)+1,FALSE)","v":1.6291243294814998E-3},{"$f":"R7005*VLOOKUP($B7005,$AR$36:$BA$47,MATCH(AO$2,$AS$2:$BA$2,0)+1,FALSE)","v":0},0.77078184178004772]
[2006,10,20,8,null,2013,10,20,8,0.22562716658338938,0.28446264270010746,0,9.0622749616899589E-2,7.6857599999999998E-2,5.7404999999999998E-2,0,1.8952537407407432E-3,0,0.73687041264113728,null,null,0.21362718374941636,7.9406117812407945E-2,0.25180498247506594,6.0584059653870523E-2,5.2918037548716518E-2,0,0,1.3853116292643403E-3,0,0.6597256928687415,null,{"$f":"J7018*VLOOKUP($B7018,$AR$36:$AZ$47,MATCH(AG$2,$AS$2:$BA$2,0)+1,FALSE)","v":0.20267502364114795},{"$f":"K7018*VLOOKUP($B7018,$AR$36:$AZ$47,MATCH(AH$2,$AS$2:$BA$2,0)+1,FALSE)","v":0.25129599323968665},{"$f":"L7018*VLOOKUP($B7018,$AR$36:$AZ$47,MATCH(AI$2,$AS$2:$BA$2,0)+1,FALSE)","v":0},{"$f":"M7018*VLOOKUP($B7018,$AR$36:$AZ$47,MATCH(AJ$2,$AS$2:$BA$2,0)+1,FALSE)","v":7.8022028869388374E-2},{"$f":"N7018*VLOOKUP($B7018,$AR$36:$AZ$47,MATCH(AK$2,$AS$2:$BA$2,0)+1,FALSE)","v":5.9357728557930568E-2},{"$f":"O7018*VLOOKUP($B7018,$AR$36:$AZ$47,MATCH(AL$2,$AS$2:$BA$2,0)+1,FALSE)","v":5.6444105231648202E-2},{"$f":"P7018*VLOOKUP($B7018,$AR$36:$AZ$47,MATCH(AM$2,$AS$2:$BA$2,0)+1,FALSE)","v":0},{"$f":"Q7018*VLOOKUP($B7018,$AR$36:$AZ$47,MATCH(AN$2,$AS$2:$BA$2,0)+1,FALSE)","v":1.3574484166876228E-3},{"$f":"R7018*VLOOKUP($B7018,$AR$36:$BA$47,MATCH(AO$2,$AS$2:$BA$2,0)+1,FALSE)","v":0},0.64915232795648936]
[2006,10,20,12,null,2013,10,20,12,0.30011643028380658,0.31885753462648786,0,9.148524000655596E-2,8.2207700000000009E-2,5.9679999999999997E-2,0,1.8952537407407432E-3,0,0.85424215865759112,null,null,0.28415473530649582,8.0161855348320793E-2,0.28225117771724606,6.4801349519208143E-2,5.5015216111965887E-2,0,0,1.3853116292643403E-3,0,0.76776964563250105,null,{"$f":"J7022*VLOOKUP($B7022,$AR$36:$AZ$47,MATCH(AG$2,$AS$2:$BA$2,0)+1,FALSE)","v":0.26958679455111956},{"$f":"K7022*VLOOKUP($B7022,$AR$36:$AZ$47,MATCH(AH$2,$AS$2:$BA$2,0)+1,FALSE)","v":0.28168064567407874},{"$f":"L7022*VLOOKUP($B7022,$AR$36:$AZ$47,MATCH(AI$2,$AS$2:$BA$2,0)+1,FALSE)","v":0},{"$f":"M7022*VLOOKUP($B7022,$AR$36:$AZ$47,MATCH(AJ$2,$AS$2:$BA$2,0)+1,FALSE)","v":7.8764593516409298E-2},{"$f":"N7022*VLOOKUP($B7022,$AR$36:$AZ$47,MATCH(AK$2,$AS$2:$BA$2,0)+1,FALSE)","v":6.3489652838129074E-2},{"$f":"O7022*VLOOKUP($B7022,$AR$36:$AZ$47,MATCH(AL$2,$AS$2:$BA$2,0)+1,FALSE)","v":5.8681024304934493E-2},{"$f":"P7022*VLOOKUP($B7022,$AR$36:$AZ$47,MATCH(AM$2,$AS$2:$BA$2,0)+1,FALSE)","v":0},{"$f":"Q7022*VLOOKUP($B7022,$AR$36:$AZ$47,MATCH(AN$2,$AS$2:$BA$2,0)+1,FALSE)","v":1.3574484166876228E-3},{"$f":"R7022*VLOOKUP($B7022,$AR$36:$BA$47,MATCH(AO$2,$AS$2:$BA$2,0)+1,FALSE)","v":0},0.75356015930135878]
[2006,10,20,22,null,2013,10,20,22,0.32251853726667146,0.27909024495517226,7.3813111124561518E-3,8.7337342484693187E-2,7.8989999999999991E-2,5.6746999999999999E-2,1.8947926585159267E-5,2.2745645002966546E-3,0,0.83435794824587473,null,null,0.30536538603296237,7.6527354732446651E-2,0.24704936146567152,6.2264953264989174E-2,5.2311468979653629E-2,4.1280967819484248E-3,9.4830350723602607E-6,1.6625640071504385E-3,0,0.74931866829989469,null,{"$f":"J7032*VLOOKUP($B7032,$AR$36:$AZ$47,MATCH(AG$2,$AS$2:$BA$2,0)+1,FALSE)","v":0.2897100254151902},{"$f":"K7032*VLOOKUP($B7032,$AR$36:$AZ$47,MATCH(AH$2,$AS$2:$BA$2,0)+1,FALSE)","v":0.24654998506589829},{"$f":"L7032*VLOOKUP($B7032,$AR$36:$AZ$47,MATCH(AI$2,$AS$2:$BA$2,0)+1,FALSE)","v":5.2343629085549303E-3},{"$f":"M7032*VLOOKUP($B7032,$AR$36:$AZ$47,MATCH(AJ$2,$AS$2:$BA$2,0)+1,FALSE)","v":7.5193444091279843E-2},{"$f":"N7032*VLOOKUP($B7032,$AR$36:$AZ$47,MATCH(AK$2,$AS$2:$BA$2,0)+1,FALSE)","v":6.1004597837961833E-2},{"$f":"O7032*VLOOKUP($B7032,$AR$36:$AZ$47,MATCH(AL$2,$AS$2:$BA$2,0)+1,FALSE)","v":5.5797119407374626E-2},{"$f":"P7032*VLOOKUP($B7032,$AR$36:$AZ$47,MATCH(AM$2,$AS$2:$BA$2,0)+1,FALSE)","v":9.4830350723602607E-6},{"$f":"Q7032*VLOOKUP($B7032,$AR$36:$AZ$47,MATCH(AN$2,$AS$2:$BA$2,0)+1,FALSE)","v":1.6291243294814998E-3},{"$f":"R7032*VLOOKUP($B7032,$AR$36:$BA$47,MATCH(AO$2,$AS$2:$BA$2,0)+1,FALSE)","v":0},0.73512814209081356]
[2006,10,21,5,null,2013,10,21,5,0.16447233272872799,0.25991990782656543,7.3813111124561518E-3,8.1762451466591446E-2,8.4971199999999983E-2,5.7778999999999997E-2,1.8947926585159267E-5,2.2745645002966546E-3,0,0.65857971556122286,null,null,0.15572487026977455,7.1642483606309801E-2,0.23007986993985816,6.6979716380175316E-2,5.3262804486147404E-2,4.1280967819484248E-3,9.4830350723602607E-6,1.6625640071504385E-3,0,0.58348988850643646,null,{"$f":"J7039*VLOOKUP($B7039,$AR$36:$AZ$47,MATCH(AG$2,$AS$2:$BA$2,0)+1,FALSE)","v":0.14774122473319118},{"$f":"K7039*VLOOKUP($B7039,$AR$36:$AZ$47,MATCH(AH$2,$AS$2:$BA$2,0)+1,FALSE)","v":0.22961479503972801},{"$f":"L7039*VLOOKUP($B7039,$AR$36:$AZ$47,MATCH(AI$2,$AS$2:$BA$2,0)+1,FALSE)","v":5.2343629085549303E-3},{"$f":"M7039*VLOOKUP($B7039,$AR$36:$AZ$47,MATCH(AJ$2,$AS$2:$BA$2,0)+1,FALSE)","v":7.039371874861694E-2},{"$f":"N7039*VLOOKUP($B7039,$AR$36:$AZ$47,MATCH(AK$2,$AS$2:$BA$2,0)+1,FALSE)","v":6.5623925608419065E-2},{"$f":"O7039*VLOOKUP($B7039,$AR$36:$AZ$47,MATCH(AL$2,$AS$2:$BA$2,0)+1,FALSE)","v":5.6811844894685153E-2},{"$f":"P7039*VLOOKUP($B7039,$AR$36:$AZ$47,MATCH(AM$2,$AS$2:$BA$2,0)+1,FALSE)","v":9.4830350723602607E-6},{"$f":"Q7039*VLOOKUP($B7039,$AR$36:$AZ$47,MATCH(AN$2,$AS$2:$BA$2,0)+1,FALSE)","v":1.6291243294814998E-3},{"$f":"R7039*VLOOKUP($B7039,$AR$36:$BA$47,MATCH(AO$2,$AS$2:$BA$2,0)+1,FALSE)","v":0},0.57705847929774912]
[2006,10,21,12,null,2013,10,21,12,0.2609033349792334,0.39266413131085992,0,9.5950920537377915E-2,0.11749540000000003,7.6213000000000003E-2,0,1.8952537407407432E-3,0,0.94512204056821203,null,null,0.24702718881967956,8.4074806079148079E-2,0.34758442713181165,9.2617364094837465E-2,7.0255942787219444E-2,0,0,1.3853116292643403E-3,0,0.84294504054196051,null,{"$f":"J7046*VLOOKUP($B7046,$AR$36:$AZ$47,MATCH(AG$2,$AS$2:$BA$2,0)+1,FALSE)","v":0.23436268950098751},{"$f":"K7046*VLOOKUP($B7046,$AR$36:$AZ$47,MATCH(AH$2,$AS$2:$BA$2,0)+1,FALSE)","v":0.34688183288583363},{"$f":"L7046*VLOOKUP($B7046,$AR$36:$AZ$47,MATCH(AI$2,$AS$2:$BA$2,0)+1,FALSE)","v":0},{"$f":"M7046*VLOOKUP($B7046,$AR$36:$AZ$47,MATCH(AJ$2,$AS$2:$BA$2,0)+1,FALSE)","v":8.2609339529636436E-2},{"$f":"N7046*VLOOKUP($B7046,$AR$36:$AZ$47,MATCH(AK$2,$AS$2:$BA$2,0)+1,FALSE)","v":9.0742620898980414E-2},{"$f":"O7046*VLOOKUP($B7046,$AR$36:$AZ$47,MATCH(AL$2,$AS$2:$BA$2,0)+1,FALSE)","v":7.493728058565638E-2},{"$f":"P7046*VLOOKUP($B7046,$AR$36:$AZ$47,MATCH(AM$2,$AS$2:$BA$2,0)+1,FALSE)","v":0},{"$f":"Q7046*VLOOKUP($B7046,$AR$36:$AZ$47,MATCH(AN$2,$AS$2:$BA$2,0)+1,FALSE)","v":1.3574484166876228E-3},{"$f":"R7046*VLOOKUP($B7046,$AR$36:$BA$47,MATCH(AO$2,$AS$2:$BA$2,0)+1,FALSE)","v":0},0.83089121181778203]
[2006,10,21,22,null,2013,10,21,22,0.29953678118247218,0.308322836712286,7.3813111124561518E-3,8.7744114822739555E-2,8.3607500000000029E-2,5.9707000000000003E-2,1.8947926585159267E-5,2.2745645002966546E-3,0,0.84859305625683568,null,null,0.28360591484770065,7.6883779717721146E-2,0.2729259130762145,6.5904761110299845E-2,5.5040105703705558E-2,4.1280967819484248E-3,9.4830350723602607E-6,1.6625640071504385E-3,0,0.76016061827981296,null,{"$f":"J7056*VLOOKUP($B7056,$AR$36:$AZ$47,MATCH(AG$2,$AS$2:$BA$2,0)+1,FALSE)","v":0.26906611081832493},{"$f":"K7056*VLOOKUP($B7056,$AR$36:$AZ$47,MATCH(AH$2,$AS$2:$BA$2,0)+1,FALSE)","v":0.27237423077649819},{"$f":"L7056*VLOOKUP($B7056,$AR$36:$AZ$47,MATCH(AI$2,$AS$2:$BA$2,0)+1,FALSE)","v":5.2343629085549303E-3},{"$f":"M7056*VLOOKUP($B7056,$AR$36:$AZ$47,MATCH(AJ$2,$AS$2:$BA$2,0)+1,FALSE)","v":7.55436564081262E-2},{"$f":"N7056*VLOOKUP($B7056,$AR$36:$AZ$47,MATCH(AK$2,$AS$2:$BA$2,0)+1,FALSE)","v":6.4570729380141745E-2},{"$f":"O7056*VLOOKUP($B7056,$AR$36:$AZ$47,MATCH(AL$2,$AS$2:$BA$2,0)+1,FALSE)","v":5.8707572355474601E-2},{"$f":"P7056*VLOOKUP($B7056,$AR$36:$AZ$47,MATCH(AM$2,$AS$2:$BA$2,0)+1,FALSE)","v":9.4830350723602607E-6},{"$f":"Q7056*VLOOKUP($B7056,$AR$36:$AZ$47,MATCH(AN$2,$AS$2:$BA$2,0)+1,FALSE)","v":1.6291243294814998E-3},{"$f":"R7056*VLOOKUP($B7056,$AR$36:$BA$47,MATCH(AO$2,$AS$2:$BA$2,0)+1,FALSE)","v":0},0.74713527001167446]
[2006,10,22,5,null,2013,10,22,5,0.16898139217708849,0.2729504292318285,7.3813111124561518E-3,7.554033313134334E-2,8.6344700000000024E-2,5.8089000000000002E-2,1.8947926585159267E-5,2.2745645002966546E-3,0,0.6715806780795982,null,null,0.15999411535181984,6.6190494302739628E-2,0.24161442570067335,6.806239663475773E-2,5.3548573872787983E-2,4.1280967819484248E-3,9.4830350723602607E-6,1.6625640071504385E-3,0,0.59521014968694985,null,{"$f":"J7063*VLOOKUP($B7063,$AR$36:$AZ$47,MATCH(AG$2,$AS$2:$BA$2,0)+1,FALSE)","v":0.15179159572412435},{"$f":"K7063*VLOOKUP($B7063,$AR$36:$AZ$47,MATCH(AH$2,$AS$2:$BA$2,0)+1,FALSE)","v":0.24112603527811219},{"$f":"L7063*VLOOKUP($B7063,$AR$36:$AZ$47,MATCH(AI$2,$AS$2:$BA$2,0)+1,FALSE)","v":5.2343629085549303E-3},{"$f":"M7063*VLOOKUP($B7063,$AR$36:$AZ$47,MATCH(AJ$2,$AS$2:$BA$2,0)+1,FALSE)","v":6.5036760386244008E-2},{"$f":"N7063*VLOOKUP($B7063,$AR$36:$AZ$47,MATCH(AK$2,$AS$2:$BA$2,0)+1,FALSE)","v":6.6684690453721551E-2},{"$f":"O7063*VLOOKUP($B7063,$AR$36:$AZ$47,MATCH(AL$2,$AS$2:$BA$2,0)+1,FALSE)","v":5.7116655845330766E-2},{"$f":"P7063*VLOOKUP($B7063,$AR$36:$AZ$47,MATCH(AM$2,$AS$2:$BA$2,0)+1,FALSE)","v":9.4830350723602607E-6},{"$f":"Q7063*VLOOKUP($B7063,$AR$36:$AZ$47,MATCH(AN$2,$AS$2:$BA$2,0)+1,FALSE)","v":1.6291243294814998E-3},{"$f":"R7063*VLOOKUP($B7063,$AR$36:$BA$47,MATCH(AO$2,$AS$2:$BA$2,0)+1,FALSE)","v":0},0.5886287079606416]
[2006,10,22,7,null,2013,10,22,7,0.24463604370237035,0.3469540042470548,6.0280707418391899E-3,8.6751155881176087E-2,0.10817549999999999,6.9345000000000004E-2,1.5474140044546734E-5,2.2050241943780699E-3,0,0.86411027290686304,null,null,0.2316250735720756,7.6013722088373203E-2,0.3071220393996944,8.5270824812214666E-2,6.3924768118034103E-2,3.3712790385912127E-3,7.7444786424275462E-6,1.6117344045379865E-3,0,0.76894718591216371,null,{"$f":"J7065*VLOOKUP($B7065,$AR$36:$AZ$47,MATCH(AG$2,$AS$2:$BA$2,0)+1,FALSE)","v":0.21975020424914116},{"$f":"K7065*VLOOKUP($B7065,$AR$36:$AZ$47,MATCH(AH$2,$AS$2:$BA$2,0)+1,FALSE)","v":0.3065012343208367},{"$f":"L7065*VLOOKUP($B7065,$AR$36:$AZ$47,MATCH(AI$2,$AS$2:$BA$2,0)+1,FALSE)","v":4.2747297086531931E-3},{"$f":"M7065*VLOOKUP($B7065,$AR$36:$AZ$47,MATCH(AJ$2,$AS$2:$BA$2,0)+1,FALSE)","v":7.4688764324931961E-2},{"$f":"N7065*VLOOKUP($B7065,$AR$36:$AZ$47,MATCH(AK$2,$AS$2:$BA$2,0)+1,FALSE)","v":8.3544788877331827E-2},{"$f":"O7065*VLOOKUP($B7065,$AR$36:$AZ$47,MATCH(AL$2,$AS$2:$BA$2,0)+1,FALSE)","v":6.8184243137159567E-2},{"$f":"P7065*VLOOKUP($B7065,$AR$36:$AZ$47,MATCH(AM$2,$AS$2:$BA$2,0)+1,FALSE)","v":7.7444786424275462E-6},{"$f":"Q7065*VLOOKUP($B7065,$AR$36:$AZ$47,MATCH(AN$2,$AS$2:$BA$2,0)+1,FALSE)","v":1.5793170788026218E-3},{"$f":"R7065*VLOOKUP($B7065,$AR$36:$BA$47,MATCH(AO$2,$AS$2:$BA$2,0)+1,FALSE)","v":0},0.7585310261754995]
[2006,10,22,19,null,2013,10,22,19,0.39132254567559444,0.37859787936111933,7.3813111124561518E-3,9.1200943656646882E-2,9.3993599999999983E-2,6.3382999999999995E-2,1.8947926585159267E-5,2.2745645002966546E-3,0,1.0281727922326984,null,null,0.37051005265109771,7.9912747154738589E-2,0.33513304760417234,7.4091747198481911E-2,5.8428777527224092E-2,4.1280967819484248E-3,9.4830350723602607E-6,1.6625640071504385E-3,0,0.92387651595988585,null,{"$f":"J7077*VLOOKUP($B7077,$AR$36:$AZ$47,MATCH(AG$2,$AS$2:$BA$2,0)+1,FALSE)","v":0.35151487915708363},{"$f":"K7077*VLOOKUP($B7077,$AR$36:$AZ$47,MATCH(AH$2,$AS$2:$BA$2,0)+1,FALSE)","v":0.33445562211412161},{"$f":"L7077*VLOOKUP($B7077,$AR$36:$AZ$47,MATCH(AI$2,$AS$2:$BA$2,0)+1,FALSE)","v":5.2343629085549303E-3},{"$f":"M7077*VLOOKUP($B7077,$AR$36:$AZ$47,MATCH(AJ$2,$AS$2:$BA$2,0)+1,FALSE)","v":7.8519827405097983E-2},{"$f":"N7077*VLOOKUP($B7077,$AR$36:$AZ$47,MATCH(AK$2,$AS$2:$BA$2,0)+1,FALSE)","v":7.2591996041805912E-2},{"$f":"O7077*VLOOKUP($B7077,$AR$36:$AZ$47,MATCH(AL$2,$AS$2:$BA$2,0)+1,FALSE)","v":6.2322040273452797E-2},{"$f":"P7077*VLOOKUP($B7077,$AR$36:$AZ$47,MATCH(AM$2,$AS$2:$BA$2,0)+1,FALSE)","v":9.4830350723602607E-6},{"$f":"Q7077*VLOOKUP($B7077,$AR$36:$AZ$47,MATCH(AN$2,$AS$2:$BA$2,0)+1,FALSE)","v":1.6291243294814998E-3},{"$f":"R7077*VLOOKUP($B7077,$AR$36:$BA$47,MATCH(AO$2,$AS$2:$BA$2,0)+1,FALSE)","v":0},0.90627733526467058]
[2006,10,22,24,null,2013,10,22,24,0.16704949853162315,0.29784272049818433,7.3813111124561518E-3,9.3694598506832885E-2,8.1752399999999989E-2,5.5878999999999998E-2,1.8947926585159267E-5,2.2745645002966546E-3,0,0.70589304107597828,null,null,0.15816496948683542,8.2097755352508253E-2,0.2636489638973003,6.4442453035836192E-2,5.1511314697060016E-2,4.1280967819484248E-3,9.4830350723602607E-6,1.6625640071504385E-3,0,0.62566560029371143,null,{"$f":"J7082*VLOOKUP($B7082,$AR$36:$AZ$47,MATCH(AG$2,$AS$2:$BA$2,0)+1,FALSE)","v":0.15005622583850306},{"$f":"K7082*VLOOKUP($B7082,$AR$36:$AZ$47,MATCH(AH$2,$AS$2:$BA$2,0)+1,FALSE)","v":0.26311603367795516},{"$f":"L7082*VLOOKUP($B7082,$AR$36:$AZ$47,MATCH(AI$2,$AS$2:$BA$2,0)+1,FALSE)","v":5.2343629085549303E-3},{"$f":"M7082*VLOOKUP($B7082,$AR$36:$AZ$47,MATCH(AJ$2,$AS$2:$BA$2,0)+1,FALSE)","v":8.0666749800787696E-2},{"$f":"N7082*VLOOKUP($B7082,$AR$36:$AZ$47,MATCH(AK$2,$AS$2:$BA$2,0)+1,FALSE)","v":6.3138021069606157E-2},{"$f":"O7082*VLOOKUP($B7082,$AR$36:$AZ$47,MATCH(AL$2,$AS$2:$BA$2,0)+1,FALSE)","v":5.4943648745566932E-2},{"$f":"P7082*VLOOKUP($B7082,$AR$36:$AZ$47,MATCH(AM$2,$AS$2:$BA$2,0)+1,FALSE)","v":9.4830350723602607E-6},{"$f":"Q7082*VLOOKUP($B7082,$AR$36:$AZ$47,MATCH(AN$2,$AS$2:$BA$2,0)+1,FALSE)","v":1.6291243294814998E-3},{"$f":"R7082*VLOOKUP($B7082,$AR$36:$BA$47,MATCH(AO$2,$AS$2:$BA$2,0)+1,FALSE)","v":0},0.61879364940552772]
[2006,10,23,9,null,2013,10,23,9,0.24392046707500215,0.41976992939179097,0,0.10891444630392969,0.1157619,7.4118000000000003E-2,0,1.8952537407407432E-3,0,0.96437999651146344,null,null,0.23094755489391111,9.5433799914963369E-2,0.37157835106486431,9.1250908891838858E-2,6.8324694835567829E-2,0,0,1.3853116292643403E-3,0,0.8589206212304098,null,{"$f":"J7091*VLOOKUP($B7091,$AR$36:$AZ$47,MATCH(AG$2,$AS$2:$BA$2,0)+1,FALSE)","v":0.21910742035008748},{"$f":"K7091*VLOOKUP($B7091,$AR$36:$AZ$47,MATCH(AH$2,$AS$2:$BA$2,0)+1,FALSE)","v":0.37082725639257863},{"$f":"L7091*VLOOKUP($B7091,$AR$36:$AZ$47,MATCH(AI$2,$AS$2:$BA$2,0)+1,FALSE)","v":0},{"$f":"M7091*VLOOKUP($B7091,$AR$36:$AZ$47,MATCH(AJ$2,$AS$2:$BA$2,0)+1,FALSE)","v":9.3770340336638502E-2},{"$f":"N7091*VLOOKUP($B7091,$AR$36:$AZ$47,MATCH(AK$2,$AS$2:$BA$2,0)+1,FALSE)","v":8.940382522418476E-2},{"$f":"O7091*VLOOKUP($B7091,$AR$36:$AZ$47,MATCH(AL$2,$AS$2:$BA$2,0)+1,FALSE)","v":7.2877348515970761E-2},{"$f":"P7091*VLOOKUP($B7091,$AR$36:$AZ$47,MATCH(AM$2,$AS$2:$BA$2,0)+1,FALSE)","v":0},{"$f":"Q7091*VLOOKUP($B7091,$AR$36:$AZ$47,MATCH(AN$2,$AS$2:$BA$2,0)+1,FALSE)","v":1.3574484166876228E-3},{"$f":"R7091*VLOOKUP($B7091,$AR$36:$BA$47,MATCH(AO$2,$AS$2:$BA$2,0)+1,FALSE)","v":0},0.84734363923614775]
[2006,10,23,17,null,2013,10,23,17,0.33495797798472177,0.41541971452285065,0,0.10001316080999316,0.10714329999999996,6.8592E-2,0,1.8952537407407432E-3,0,1.0280214070583065,null,null,0.31714323498730257,8.7634251483676401E-2,0.36772756149039243,8.4457178974005731E-2,6.3230625059516835E-2,0,0,1.3853116292643403E-3,0,0.92157816362415834,null,{"$f":"J7099*VLOOKUP($B7099,$AR$36:$AZ$47,MATCH(AG$2,$AS$2:$BA$2,0)+1,FALSE)","v":0.3008840519288889},{"$f":"K7099*VLOOKUP($B7099,$AR$36:$AZ$47,MATCH(AH$2,$AS$2:$BA$2,0)+1,FALSE)","v":0.36698425066107071},{"$f":"L7099*VLOOKUP($B7099,$AR$36:$AZ$47,MATCH(AI$2,$AS$2:$BA$2,0)+1,FALSE)","v":0},{"$f":"M7099*VLOOKUP($B7099,$AR$36:$AZ$47,MATCH(AJ$2,$AS$2:$BA$2,0)+1,FALSE)","v":8.6106741993854694E-2},{"$f":"N7099*VLOOKUP($B7099,$AR$36:$AZ$47,MATCH(AK$2,$AS$2:$BA$2,0)+1,FALSE)","v":8.2747612704546072E-2},{"$f":"O7099*VLOOKUP($B7099,$AR$36:$AZ$47,MATCH(AL$2,$AS$2:$BA$2,0)+1,FALSE)","v":6.7443847505430074E-2},{"$f":"P7099*VLOOKUP($B7099,$AR$36:$AZ$47,MATCH(AM$2,$AS$2:$BA$2,0)+1,FALSE)","v":0},{"$f":"Q7099*VLOOKUP($B7099,$AR$36:$AZ$47,MATCH(AN$2,$AS$2:$BA$2,0)+1,FALSE)","v":1.3574484166876228E-3},{"$f":"R7099*VLOOKUP($B7099,$AR$36:$BA$47,MATCH(AO$2,$AS$2:$BA$2,0)+1,FALSE)","v":0},0.90552395321047818]
[2006,10,23,23,null,2013,10,23,23,0.26909808221246889,0.31256859269365789,7.3813111124561518E-3,8.9680355278193666E-2,8.4557199999999985E-2,5.8082000000000002E-2,1.8947926585159267E-5,2.2745645002966546E-3,0,0.82366105372365828,null,null,0.25478609834942983,7.8580366263250864E-2,0.27668423613872589,6.6653375189496669E-2,5.354212101567029E-2,4.1280967819484248E-3,9.4830350723602607E-6,1.6625640071504385E-3,0,0.73604634078074482,null,{"$f":"J7105*VLOOKUP($B7105,$AR$36:$AZ$47,MATCH(AG$2,$AS$2:$BA$2,0)+1,FALSE)","v":0.24172381810256216},{"$f":"K7105*VLOOKUP($B7105,$AR$36:$AZ$47,MATCH(AH$2,$AS$2:$BA$2,0)+1,FALSE)","v":0.27612495690441724},{"$f":"L7105*VLOOKUP($B7105,$AR$36:$AZ$47,MATCH(AI$2,$AS$2:$BA$2,0)+1,FALSE)","v":5.2343629085549303E-3},{"$f":"M7105*VLOOKUP($B7105,$AR$36:$AZ$47,MATCH(AJ$2,$AS$2:$BA$2,0)+1,FALSE)","v":7.7210670588915828E-2},{"$f":"N7105*VLOOKUP($B7105,$AR$36:$AZ$47,MATCH(AK$2,$AS$2:$BA$2,0)+1,FALSE)","v":6.5304190154501909E-2},{"$f":"O7105*VLOOKUP($B7105,$AR$36:$AZ$47,MATCH(AL$2,$AS$2:$BA$2,0)+1,FALSE)","v":5.7109773017412963E-2},{"$f":"P7105*VLOOKUP($B7105,$AR$36:$AZ$47,MATCH(AM$2,$AS$2:$BA$2,0)+1,FALSE)","v":9.4830350723602607E-6},{"$f":"Q7105*VLOOKUP($B7105,$AR$36:$AZ$47,MATCH(AN$2,$AS$2:$BA$2,0)+1,FALSE)","v":1.6291243294814998E-3},{"$f":"R7105*VLOOKUP($B7105,$AR$36:$BA$47,MATCH(AO$2,$AS$2:$BA$2,0)+1,FALSE)","v":0},0.72434637904091881]
[2006,10,24,10,null,2013,10,24,10,0.2399181846649413,0.43468071010247089,0,0.1135856209855633,0.11964199999999997,7.4878E-2,0,1.8952537407407432E-3,0,0.98459976949371619,null,null,0.22715813390893799,9.9526810209400143E-2,0.3847773034471656,9.4309451051143606E-2,6.9025290751202784E-2,0,0,1.3853116292643403E-3,0,0.87618230099711447,null,{"$f":"J7116*VLOOKUP($B7116,$AR$36:$AZ$47,MATCH(AG$2,$AS$2:$BA$2,0)+1,FALSE)","v":0.21551227401039422},{"$f":"K7116*VLOOKUP($B7116,$AR$36:$AZ$47,MATCH(AH$2,$AS$2:$BA$2,0)+1,FALSE)","v":0.38399952890296146},{"$f":"L7116*VLOOKUP($B7116,$AR$36:$AZ$47,MATCH(AI$2,$AS$2:$BA$2,0)+1,FALSE)","v":0},{"$f":"M7116*VLOOKUP($B7116,$AR$36:$AZ$47,MATCH(AJ$2,$AS$2:$BA$2,0)+1,FALSE)","v":9.7792007383876375E-2},{"$f":"N7116*VLOOKUP($B7116,$AR$36:$AZ$47,MATCH(AK$2,$AS$2:$BA$2,0)+1,FALSE)","v":9.2400456950619422E-2},{"$f":"O7116*VLOOKUP($B7116,$AR$36:$AZ$47,MATCH(AL$2,$AS$2:$BA$2,0)+1,FALSE)","v":7.3624626975618043E-2},{"$f":"P7116*VLOOKUP($B7116,$AR$36:$AZ$47,MATCH(AM$2,$AS$2:$BA$2,0)+1,FALSE)","v":0},{"$f":"Q7116*VLOOKUP($B7116,$AR$36:$AZ$47,MATCH(AN$2,$AS$2:$BA$2,0)+1,FALSE)","v":1.3574484166876228E-3},{"$f":"R7116*VLOOKUP($B7116,$AR$36:$BA$47,MATCH(AO$2,$AS$2:$BA$2,0)+1,FALSE)","v":0},0.86468634264015709]
[2006,10,24,16,null,2013,10,24,16,0.28308718094624391,0.42781425373229087,0,0.10775574311377088,0.11459019999999999,7.2007000000000002E-2,0,1.8952537407407432E-3,0,1.0071496315330464,null,null,0.26803118674433457,9.4418512667375762E-2,0.37869914882711669,9.0327300261118654E-2,6.6378697496218636E-2,0,0,1.3853116292643403E-3,0,0.89924015762542875,null,{"$f":"J7122*VLOOKUP($B7122,$AR$36:$AZ$47,MATCH(AG$2,$AS$2:$BA$2,0)+1,FALSE)","v":0.25428986216329952},{"$f":"K7122*VLOOKUP($B7122,$AR$36:$AZ$47,MATCH(AH$2,$AS$2:$BA$2,0)+1,FALSE)","v":0.37793366043881843},{"$f":"L7122*VLOOKUP($B7122,$AR$36:$AZ$47,MATCH(AI$2,$AS$2:$BA$2,0)+1,FALSE)","v":0},{"$f":"M7122*VLOOKUP($B7122,$AR$36:$AZ$47,MATCH(AJ$2,$AS$2:$BA$2,0)+1,FALSE)","v":9.2772750061174566E-2},{"$f":"N7122*VLOOKUP($B7122,$AR$36:$AZ$47,MATCH(AK$2,$AS$2:$BA$2,0)+1,FALSE)","v":8.8498912104970434E-2},{"$f":"O7122*VLOOKUP($B7122,$AR$36:$AZ$47,MATCH(AL$2,$AS$2:$BA$2,0)+1,FALSE)","v":7.0801684268187309E-2},{"$f":"P7122*VLOOKUP($B7122,$AR$36:$AZ$47,MATCH(AM$2,$AS$2:$BA$2,0)+1,FALSE)","v":0},{"$f":"Q7122*VLOOKUP($B7122,$AR$36:$AZ$47,MATCH(AN$2,$AS$2:$BA$2,0)+1,FALSE)","v":1.3574484166876228E-3},{"$f":"R7122*VLOOKUP($B7122,$AR$36:$BA$47,MATCH(AO$2,$AS$2:$BA$2,0)+1,FALSE)","v":0},0.88565431745313794]
[2006,10,24,19,null,2013,10,24,19,0.39780370960951678,0.3887389684542939,7.3813111124561518E-3,9.6399969387861092E-2,9.5872799999999994E-2,6.3547999999999993E-2,1.8947926585159267E-5,2.2745645002966546E-3,0,1.0520382709910097,null,null,0.37664651582434061,8.4468274894381898E-2,0.34410989158321459,7.5573052429214513E-2,5.8580880587855363E-2,4.1280967819484248E-3,9.4830350723602607E-6,1.6625640071504385E-3,0,0.94517875914317828,null,{"$f":"J7125*VLOOKUP($B7125,$AR$36:$AZ$47,MATCH(AG$2,$AS$2:$BA$2,0)+1,FALSE)","v":0.35733674038692087},{"$f":"K7125*VLOOKUP($B7125,$AR$36:$AZ$47,MATCH(AH$2,$AS$2:$BA$2,0)+1,FALSE)","v":0.34341432063429289},{"$f":"L7125*VLOOKUP($B7125,$AR$36:$AZ$47,MATCH(AI$2,$AS$2:$BA$2,0)+1,FALSE)","v":5.2343629085549303E-3},{"$f":"M7125*VLOOKUP($B7125,$AR$36:$AZ$47,MATCH(AJ$2,$AS$2:$BA$2,0)+1,FALSE)","v":8.2995949983681094E-2},{"$f":"N7125*VLOOKUP($B7125,$AR$36:$AZ$47,MATCH(AK$2,$AS$2:$BA$2,0)+1,FALSE)","v":7.4043316971760323E-2},{"$f":"O7125*VLOOKUP($B7125,$AR$36:$AZ$47,MATCH(AL$2,$AS$2:$BA$2,0)+1,FALSE)","v":6.2484278360086742E-2},{"$f":"P7125*VLOOKUP($B7125,$AR$36:$AZ$47,MATCH(AM$2,$AS$2:$BA$2,0)+1,FALSE)","v":9.4830350723602607E-6},{"$f":"Q7125*VLOOKUP($B7125,$AR$36:$AZ$47,MATCH(AN$2,$AS$2:$BA$2,0)+1,FALSE)","v":1.6291243294814998E-3},{"$f":"R7125*VLOOKUP($B7125,$AR$36:$BA$47,MATCH(AO$2,$AS$2:$BA$2,0)+1,FALSE)","v":0},0.9271475766098507]
[2006,10,25,6,null,2013,10,25,6,0.21499867882039603,0.32075367098767799,7.3813111124561518E-3,9.0581589612427779E-2,0.10340009999999999,6.5006999999999995E-2,1.8947926585159267E-5,2.2745645002966546E-3,0,0.8044158629598398,null,null,0.20356397220133249,7.9370052297092361E-2,0.28392962863321808,8.1506550121473703E-2,5.9925840378528258E-2,4.1280967819484248E-3,9.4830350723602607E-6,1.6625640071504385E-3,0,0.71409618745581604,null,{"$f":"J7136*VLOOKUP($B7136,$AR$36:$AZ$47,MATCH(AG$2,$AS$2:$BA$2,0)+1,FALSE)","v":0.19312772913200829},{"$f":"K7136*VLOOKUP($B7136,$AR$36:$AZ$47,MATCH(AH$2,$AS$2:$BA$2,0)+1,FALSE)","v":0.28335570383173464},{"$f":"L7136*VLOOKUP($B7136,$AR$36:$AZ$47,MATCH(AI$2,$AS$2:$BA$2,0)+1,FALSE)","v":5.2343629085549303E-3},{"$f":"M7136*VLOOKUP($B7136,$AR$36:$AZ$47,MATCH(AJ$2,$AS$2:$BA$2,0)+1,FALSE)","v":7.7986591994312959E-2},{"$f":"N7136*VLOOKUP($B7136,$AR$36:$AZ$47,MATCH(AK$2,$AS$2:$BA$2,0)+1,FALSE)","v":7.9856709924104791E-2},{"$f":"O7136*VLOOKUP($B7136,$AR$36:$AZ$47,MATCH(AL$2,$AS$2:$BA$2,0)+1,FALSE)","v":6.3918856350383316E-2},{"$f":"P7136*VLOOKUP($B7136,$AR$36:$AZ$47,MATCH(AM$2,$AS$2:$BA$2,0)+1,FALSE)","v":9.4830350723602607E-6},{"$f":"Q7136*VLOOKUP($B7136,$AR$36:$AZ$47,MATCH(AN$2,$AS$2:$BA$2,0)+1,FALSE)","v":1.6291243294814998E-3},{"$f":"R7136*VLOOKUP($B7136,$AR$36:$BA$47,MATCH(AO$2,$AS$2:$BA$2,0)+1,FALSE)","v":0},0.70511856150565266]
[2006,10,25,12,null,2013,10,25,12,0.25873099983928949,0.43209999298428414,0,0.10891384890256302,0.1182062,7.5570999999999999E-2,0,1.8952537407407432E-3,0,0.99541729546687752,null,null,0.24497038934320961,9.543327645563883E-2,0.38249286489119255,9.3177661965210337E-2,6.9664123605854125E-2,0,0,1.3853116292643403E-3,0,0.88712362789036991,null,{"$f":"J7142*VLOOKUP($B7142,$AR$36:$AZ$47,MATCH(AG$2,$AS$2:$BA$2,0)+1,FALSE)","v":0.2324113372657419},{"$f":"K7142*VLOOKUP($B7142,$AR$36:$AZ$47,MATCH(AH$2,$AS$2:$BA$2,0)+1,FALSE)","v":0.38171970802620364},{"$f":"L7142*VLOOKUP($B7142,$AR$36:$AZ$47,MATCH(AI$2,$AS$2:$BA$2,0)+1,FALSE)","v":0},{"$f":"M7142*VLOOKUP($B7142,$AR$36:$AZ$47,MATCH(AJ$2,$AS$2:$BA$2,0)+1,FALSE)","v":9.3769826001475709E-2},{"$f":"N7142*VLOOKUP($B7142,$AR$36:$AZ$47,MATCH(AK$2,$AS$2:$BA$2,0)+1,FALSE)","v":9.1291577325657486E-2},{"$f":"O7142*VLOOKUP($B7142,$AR$36:$AZ$47,MATCH(AL$2,$AS$2:$BA$2,0)+1,FALSE)","v":7.4306026939480643E-2},{"$f":"P7142*VLOOKUP($B7142,$AR$36:$AZ$47,MATCH(AM$2,$AS$2:$BA$2,0)+1,FALSE)","v":0},{"$f":"Q7142*VLOOKUP($B7142,$AR$36:$AZ$47,MATCH(AN$2,$AS$2:$BA$2,0)+1,FALSE)","v":1.3574484166876228E-3},{"$f":"R7142*VLOOKUP($B7142,$AR$36:$BA$47,MATCH(AO$2,$AS$2:$BA$2,0)+1,FALSE)","v":0},0.87485592397524692]
[2006,10,25,20,null,2013,10,25,20,0.3683354370399714,0.32873065759833076,7.3813111124561518E-3,6.3874478825464542E-2,9.2529700000000006E-2,6.2276999999999999E-2,1.8947926585159267E-5,2.2745645002966546E-3,0,0.92542209700310463,null,null,0.34874551358990663,5.5968555492550934E-2,0.29099081935630666,7.2937807901297252E-2,5.7409226102629017E-2,4.1280967819484248E-3,9.4830350723602607E-6,1.6625640071504385E-3,0,0.8318520662668617,null,{"$f":"J7150*VLOOKUP($B7150,$AR$36:$AZ$47,MATCH(AG$2,$AS$2:$BA$2,0)+1,FALSE)","v":0.33086615650229351},{"$f":"K7150*VLOOKUP($B7150,$AR$36:$AZ$47,MATCH(AH$2,$AS$2:$BA$2,0)+1,FALSE)","v":0.29040262132626476},{"$f":"L7150*VLOOKUP($B7150,$AR$36:$AZ$47,MATCH(AI$2,$AS$2:$BA$2,0)+1,FALSE)","v":5.2343629085549303E-3},{"$f":"M7150*VLOOKUP($B7150,$AR$36:$AZ$47,MATCH(AJ$2,$AS$2:$BA$2,0)+1,FALSE)","v":5.4992995158559738E-2},{"$f":"N7150*VLOOKUP($B7150,$AR$36:$AZ$47,MATCH(AK$2,$AS$2:$BA$2,0)+1,FALSE)","v":7.14614145659863E-2},{"$f":"O7150*VLOOKUP($B7150,$AR$36:$AZ$47,MATCH(AL$2,$AS$2:$BA$2,0)+1,FALSE)","v":6.1234553462439771E-2},{"$f":"P7150*VLOOKUP($B7150,$AR$36:$AZ$47,MATCH(AM$2,$AS$2:$BA$2,0)+1,FALSE)","v":9.4830350723602607E-6},{"$f":"Q7150*VLOOKUP($B7150,$AR$36:$AZ$47,MATCH(AN$2,$AS$2:$BA$2,0)+1,FALSE)","v":1.6291243294814998E-3},{"$f":"R7150*VLOOKUP($B7150,$AR$36:$BA$47,MATCH(AO$2,$AS$2:$BA$2,0)+1,FALSE)","v":0},0.81583071128865281]
[2006,10,26,5,null,2013,10,26,5,0.16792539499156406,0.27094396924153974,7.3813111124561518E-3,8.507773115661893E-2,8.0901100000000017E-2,5.5884000000000003E-2,1.8947926585159267E-5,2.2745645002966546E-3,0,0.67040701892906074,null,null,0.15899428138587088,7.4547421833855182E-2,0.23983831683134732,6.3771404109206453E-2,5.151592388071552E-2,4.1280967819484248E-3,9.4830350723602607E-6,1.6625640071504385E-3,0,0.59446749186516668,null,{"$f":"J7159*VLOOKUP($B7159,$AR$36:$AZ$47,MATCH(AG$2,$AS$2:$BA$2,0)+1,FALSE)","v":0.15084302087925058},{"$f":"K7159*VLOOKUP($B7159,$AR$36:$AZ$47,MATCH(AH$2,$AS$2:$BA$2,0)+1,FALSE)","v":0.2393535165692606},{"$f":"L7159*VLOOKUP($B7159,$AR$36:$AZ$47,MATCH(AI$2,$AS$2:$BA$2,0)+1,FALSE)","v":5.2343629085549303E-3},{"$f":"M7159*VLOOKUP($B7159,$AR$36:$AZ$47,MATCH(AJ$2,$AS$2:$BA$2,0)+1,FALSE)","v":7.3248022428199666E-2},{"$f":"N7159*VLOOKUP($B7159,$AR$36:$AZ$47,MATCH(AK$2,$AS$2:$BA$2,0)+1,FALSE)","v":6.2480555388640786E-2},{"$f":"O7159*VLOOKUP($B7159,$AR$36:$AZ$47,MATCH(AL$2,$AS$2:$BA$2,0)+1,FALSE)","v":5.494856505122251E-2},{"$f":"P7159*VLOOKUP($B7159,$AR$36:$AZ$47,MATCH(AM$2,$AS$2:$BA$2,0)+1,FALSE)","v":9.4830350723602607E-6},{"$f":"Q7159*VLOOKUP($B7159,$AR$36:$AZ$47,MATCH(AN$2,$AS$2:$BA$2,0)+1,FALSE)","v":1.6291243294814998E-3},{"$f":"R7159*VLOOKUP($B7159,$AR$36:$BA$47,MATCH(AO$2,$AS$2:$BA$2,0)+1,FALSE)","v":0},0.5877466505896829]
[2006,10,26,10,null,2013,10,26,10,0.28002388065579087,0.33388791879395852,0,9.1859330778600756E-2,8.774280000000001E-2,6.0659999999999999E-2,0,1.8952537407407432E-3,0,0.85606918396909093,null,null,0.26513080810670103,8.0489643856649001E-2,0.29555600251237207,6.9164468177481883E-2,5.5918616108442544E-2,0,0,1.3853116292643403E-3,0,0.7676448503909109,null,{"$f":"J7164*VLOOKUP($B7164,$AR$36:$AZ$47,MATCH(AG$2,$AS$2:$BA$2,0)+1,FALSE)","v":0.25153817907394049},{"$f":"K7164*VLOOKUP($B7164,$AR$36:$AZ$47,MATCH(AH$2,$AS$2:$BA$2,0)+1,FALSE)","v":0.29495857659072483},{"$f":"L7164*VLOOKUP($B7164,$AR$36:$AZ$47,MATCH(AI$2,$AS$2:$BA$2,0)+1,FALSE)","v":0},{"$f":"M7164*VLOOKUP($B7164,$AR$36:$AZ$47,MATCH(AJ$2,$AS$2:$BA$2,0)+1,FALSE)","v":7.9086668504639496E-2},{"$f":"N7164*VLOOKUP($B7164,$AR$36:$AZ$47,MATCH(AK$2,$AS$2:$BA$2,0)+1,FALSE)","v":6.7764454072372693E-2},{"$f":"O7164*VLOOKUP($B7164,$AR$36:$AZ$47,MATCH(AL$2,$AS$2:$BA$2,0)+1,FALSE)","v":5.9644620213427049E-2},{"$f":"P7164*VLOOKUP($B7164,$AR$36:$AZ$47,MATCH(AM$2,$AS$2:$BA$2,0)+1,FALSE)","v":0},{"$f":"Q7164*VLOOKUP($B7164,$AR$36:$AZ$47,MATCH(AN$2,$AS$2:$BA$2,0)+1,FALSE)","v":1.3574484166876228E-3},{"$f":"R7164*VLOOKUP($B7164,$AR$36:$BA$47,MATCH(AO$2,$AS$2:$BA$2,0)+1,FALSE)","v":0},0.75434994687179224]
[2006,10,26,22,null,2013,10,26,22,0.30396829189866431,0.28528953205884733,7.3813111124561518E-3,7.9100518086417868E-2,8.1474100000000008E-2,5.9882999999999999E-2,1.8947926585159267E-5,2.2745645002966546E-3,0,0.81939026558326744,null,null,0.28780173562757827,6.9310025184021684E-2,0.25253694101454216,6.4223079235435562E-2,5.520234896837891E-2,4.1280967819484248E-3,9.4830350723602607E-6,1.6625640071504385E-3,0,0.73487427385412785,null,{"$f":"J7176*VLOOKUP($B7176,$AR$36:$AZ$47,MATCH(AG$2,$AS$2:$BA$2,0)+1,FALSE)","v":0.2730468217972854},{"$f":"K7176*VLOOKUP($B7176,$AR$36:$AZ$47,MATCH(AH$2,$AS$2:$BA$2,0)+1,FALSE)","v":0.25202647222536817},{"$f":"L7176*VLOOKUP($B7176,$AR$36:$AZ$47,MATCH(AI$2,$AS$2:$BA$2,0)+1,FALSE)","v":5.2343629085549303E-3},{"$f":"M7176*VLOOKUP($B7176,$AR$36:$AZ$47,MATCH(AJ$2,$AS$2:$BA$2,0)+1,FALSE)","v":6.810191626067344E-2},{"$f":"N7176*VLOOKUP($B7176,$AR$36:$AZ$47,MATCH(AK$2,$AS$2:$BA$2,0)+1,FALSE)","v":6.2923087792250754E-2},{"$f":"O7176*VLOOKUP($B7176,$AR$36:$AZ$47,MATCH(AL$2,$AS$2:$BA$2,0)+1,FALSE)","v":5.8880626314550807E-2},{"$f":"P7176*VLOOKUP($B7176,$AR$36:$AZ$47,MATCH(AM$2,$AS$2:$BA$2,0)+1,FALSE)","v":9.4830350723602607E-6},{"$f":"Q7176*VLOOKUP($B7176,$AR$36:$AZ$47,MATCH(AN$2,$AS$2:$BA$2,0)+1,FALSE)","v":1.6291243294814998E-3},{"$f":"R7176*VLOOKUP($B7176,$AR$36:$BA$47,MATCH(AO$2,$AS$2:$BA$2,0)+1,FALSE)","v":0},0.72185189466323729]
[2006,10,27,3,null,2013,10,27,3,0.17781698924570427,0.27736403505635693,7.3813111124561518E-3,9.4073122768920409E-2,7.8206100000000001E-2,5.7458000000000002E-2,1.8947926585159267E-5,2.2745645002966546E-3,0,0.6945930706103195,null,null,0.16835979111283411,8.2429428605386143E-2,0.24552132864844944,6.1647033314812895E-2,5.2966894895464751E-2,4.1280967819484248E-3,9.4830350723602607E-6,1.6625640071504385E-3,0,0.61672462040111864,null,{"$f":"J7181*VLOOKUP($B7181,$AR$36:$AZ$47,MATCH(AG$2,$AS$2:$BA$2,0)+1,FALSE)","v":0.15972838308835124},{"$f":"K7181*VLOOKUP($B7181,$AR$36:$AZ$47,MATCH(AH$2,$AS$2:$BA$2,0)+1,FALSE)","v":0.24502504095743657},{"$f":"L7181*VLOOKUP($B7181,$AR$36:$AZ$47,MATCH(AI$2,$AS$2:$BA$2,0)+1,FALSE)","v":5.2343629085549303E-3},{"$f":"M7181*VLOOKUP($B7181,$AR$36:$AZ$47,MATCH(AJ$2,$AS$2:$BA$2,0)+1,FALSE)","v":8.0992641820498035E-2},{"$f":"N7181*VLOOKUP($B7181,$AR$36:$AZ$47,MATCH(AK$2,$AS$2:$BA$2,0)+1,FALSE)","v":6.0399185706740438E-2},{"$f":"O7181*VLOOKUP($B7181,$AR$36:$AZ$47,MATCH(AL$2,$AS$2:$BA$2,0)+1,FALSE)","v":5.6496218071597291E-2},{"$f":"P7181*VLOOKUP($B7181,$AR$36:$AZ$47,MATCH(AM$2,$AS$2:$BA$2,0)+1,FALSE)","v":9.4830350723602607E-6},{"$f":"Q7181*VLOOKUP($B7181,$AR$36:$AZ$47,MATCH(AN$2,$AS$2:$BA$2,0)+1,FALSE)","v":1.6291243294814998E-3},{"$f":"R7181*VLOOKUP($B7181,$AR$36:$BA$47,MATCH(AO$2,$AS$2:$BA$2,0)+1,FALSE)","v":0},0.60951443991773235]
[2006,10,27,7,null,2013,10,27,7,0.20498867404879051,0.30664366692336953,6.8892237049590745E-3,9.4491911158634909E-2,8.177849999999999E-2,5.9624999999999997E-2,1.7684731479481982E-5,2.249277116326259E-3,0,0.75668393768355968,null,null,0.19408634962131407,8.2796382381923703E-2,0.27143951994122373,6.4463026719596375E-2,5.4964515091755463E-2,3.8528903298185291E-3,8.8508327342029097E-6,1.6440805152913643E-3,0,0.67325561543365742,null,{"$f":"J7185*VLOOKUP($B7185,$AR$36:$AZ$47,MATCH(AG$2,$AS$2:$BA$2,0)+1,FALSE)","v":0.18413600183048523},{"$f":"K7185*VLOOKUP($B7185,$AR$36:$AZ$47,MATCH(AH$2,$AS$2:$BA$2,0)+1,FALSE)","v":0.27089084218136134},{"$f":"L7185*VLOOKUP($B7185,$AR$36:$AZ$47,MATCH(AI$2,$AS$2:$BA$2,0)+1,FALSE)","v":4.8854053813179345E-3},{"$f":"M7185*VLOOKUP($B7185,$AR$36:$AZ$47,MATCH(AJ$2,$AS$2:$BA$2,0)+1,FALSE)","v":8.1353199406430918E-2},{"$f":"N7185*VLOOKUP($B7185,$AR$36:$AZ$47,MATCH(AK$2,$AS$2:$BA$2,0)+1,FALSE)","v":6.315817830474442E-2},{"$f":"O7185*VLOOKUP($B7185,$AR$36:$AZ$47,MATCH(AL$2,$AS$2:$BA$2,0)+1,FALSE)","v":5.8626944942723178E-2},{"$f":"P7185*VLOOKUP($B7185,$AR$36:$AZ$47,MATCH(AM$2,$AS$2:$BA$2,0)+1,FALSE)","v":8.8508327342029097E-6},{"$f":"Q7185*VLOOKUP($B7185,$AR$36:$AZ$47,MATCH(AN$2,$AS$2:$BA$2,0)+1,FALSE)","v":1.611012601961907E-3},{"$f":"R7185*VLOOKUP($B7185,$AR$36:$BA$47,MATCH(AO$2,$AS$2:$BA$2,0)+1,FALSE)","v":0},0.66467043548175908]
[2006,10,27,17,null,2013,10,27,17,0.38223234781873205,0.35130307121330029,1.2302185187426922E-4,8.6428497341436872E-2,8.3853900000000023E-2,6.2740000000000004E-2,3.1579877641932119E-7,1.9015755867333422E-3,0,0.96858272961085334,null,null,0.36190331704699313,7.5730999900754492E-2,0.31097181285614384,6.6098989297215818E-2,5.7836036509127685E-2,6.880161303247375E-5,1.5805058453933774E-7,1.389932502229109E-3,0,0.87400004777608109,null,{"$f":"J7195*VLOOKUP($B7195,$AR$36:$AZ$47,MATCH(AG$2,$AS$2:$BA$2,0)+1,FALSE)","v":0.34334939051739283},{"$f":"K7195*VLOOKUP($B7195,$AR$36:$AZ$47,MATCH(AH$2,$AS$2:$BA$2,0)+1,FALSE)","v":0.31034322598826547},{"$f":"L7195*VLOOKUP($B7195,$AR$36:$AZ$47,MATCH(AI$2,$AS$2:$BA$2,0)+1,FALSE)","v":8.7239381809248859E-5},{"$f":"M7195*VLOOKUP($B7195,$AR$36:$AZ$47,MATCH(AJ$2,$AS$2:$BA$2,0)+1,FALSE)","v":7.441097012856393E-2},{"$f":"N7195*VLOOKUP($B7195,$AR$36:$AZ$47,MATCH(AK$2,$AS$2:$BA$2,0)+1,FALSE)","v":6.4761026036772626E-2},{"$f":"O7195*VLOOKUP($B7195,$AR$36:$AZ$47,MATCH(AL$2,$AS$2:$BA$2,0)+1,FALSE)","v":6.1689803366145955E-2},{"$f":"P7195*VLOOKUP($B7195,$AR$36:$AZ$47,MATCH(AM$2,$AS$2:$BA$2,0)+1,FALSE)","v":1.5805058453933774E-7},{"$f":"Q7195*VLOOKUP($B7195,$AR$36:$AZ$47,MATCH(AN$2,$AS$2:$BA$2,0)+1,FALSE)","v":1.361976348567521E-3},{"$f":"R7195*VLOOKUP($B7195,$AR$36:$BA$47,MATCH(AO$2,$AS$2:$BA$2,0)+1,FALSE)","v":0},0.85600378981810188]
[2006,10,27,24,null,2013,10,27,24,0.20035079345337914,0.31302359573361094,7.3813111124561518E-3,0.11311069042325682,8.1658200000000014E-2,6.0177000000000001E-2,1.8947926585159267E-5,2.2745645002966546E-3,0,0.77799510314958487,null,null,0.18969513474605385,9.911066313438148E-2,0.27708700267219394,6.4368198591000639E-2,5.5473368967321912E-2,4.1280967819484248E-3,9.4830350723602607E-6,1.6625640071504385E-3,0,0.69153451193512305,null,{"$f":"J7202*VLOOKUP($B7202,$AR$36:$AZ$47,MATCH(AG$2,$AS$2:$BA$2,0)+1,FALSE)","v":0.17996991414896302},{"$f":"K7202*VLOOKUP($B7202,$AR$36:$AZ$47,MATCH(AH$2,$AS$2:$BA$2,0)+1,FALSE)","v":0.27652690930057994},{"$f":"L7202*VLOOKUP($B7202,$AR$36:$AZ$47,MATCH(AI$2,$AS$2:$BA$2,0)+1,FALSE)","v":5.2343629085549303E-3},{"$f":"M7202*VLOOKUP($B7202,$AR$36:$AZ$47,MATCH(AJ$2,$AS$2:$BA$2,0)+1,FALSE)","v":9.7383113963627282E-2},{"$f":"N7202*VLOOKUP($B7202,$AR$36:$AZ$47,MATCH(AK$2,$AS$2:$BA$2,0)+1,FALSE)","v":6.3065269669222129E-2},{"$f":"O7202*VLOOKUP($B7202,$AR$36:$AZ$47,MATCH(AL$2,$AS$2:$BA$2,0)+1,FALSE)","v":5.9169705087098581E-2},{"$f":"P7202*VLOOKUP($B7202,$AR$36:$AZ$47,MATCH(AM$2,$AS$2:$BA$2,0)+1,FALSE)","v":9.4830350723602607E-6},{"$f":"Q7202*VLOOKUP($B7202,$AR$36:$AZ$47,MATCH(AN$2,$AS$2:$BA$2,0)+1,FALSE)","v":1.6291243294814998E-3},{"$f":"R7202*VLOOKUP($B7202,$AR$36:$BA$47,MATCH(AO$2,$AS$2:$BA$2,0)+1,FALSE)","v":0},0.68298788244259967]
[2006,10,28,7,null,2013,10,28,7,0.24228662520161037,0.35449234328413237,7.1352674087076145E-3,0.10036368941033785,0.10906670000000002,7.3389999999999997E-2,1.8316329032320625E-5,2.2619208083114583E-3,0,0.88901486244213201,null,null,0.22940060891488798,8.7941394176358489E-2,0.31379494137059949,8.5973325462293915E-2,6.7653597695328027E-2,3.9904935558834776E-3,9.1669339032815852E-6,1.6533222612209026E-3,0,0.7904168503704756,null,{"$f":"J7209*VLOOKUP($B7209,$AR$36:$AZ$47,MATCH(AG$2,$AS$2:$BA$2,0)+1,FALSE)","v":0.21763978263017139},{"$f":"K7209*VLOOKUP($B7209,$AR$36:$AZ$47,MATCH(AH$2,$AS$2:$BA$2,0)+1,FALSE)","v":0.31316064793563964},{"$f":"L7209*VLOOKUP($B7209,$AR$36:$AZ$47,MATCH(AI$2,$AS$2:$BA$2,0)+1,FALSE)","v":5.0598841449364333E-3},{"$f":"M7209*VLOOKUP($B7209,$AR$36:$AZ$47,MATCH(AJ$2,$AS$2:$BA$2,0)+1,FALSE)","v":8.6408531033486086E-2},{"$f":"N7209*VLOOKUP($B7209,$AR$36:$AZ$47,MATCH(AK$2,$AS$2:$BA$2,0)+1,FALSE)","v":8.4233069641899402E-2},{"$f":"O7209*VLOOKUP($B7209,$AR$36:$AZ$47,MATCH(AL$2,$AS$2:$BA$2,0)+1,FALSE)","v":7.2161534412519143E-2},{"$f":"P7209*VLOOKUP($B7209,$AR$36:$AZ$47,MATCH(AM$2,$AS$2:$BA$2,0)+1,FALSE)","v":9.1669339032815852E-6},{"$f":"Q7209*VLOOKUP($B7209,$AR$36:$AZ$47,MATCH(AN$2,$AS$2:$BA$2,0)+1,FALSE)","v":1.6200684657217044E-3},{"$f":"R7209*VLOOKUP($B7209,$AR$36:$BA$47,MATCH(AO$2,$AS$2:$BA$2,0)+1,FALSE)","v":0},0.7802926851982771]
[2006,10,28,17,null,2013,10,28,17,0.37179152735789373,0.41107091103187715,2.4604370374853844E-4,0.1041343779749649,0.10710730000000002,7.2166999999999995E-2,6.3159755283864238E-7,1.9078974327259401E-3,0,1.0684256890987633,null,null,0.35201779171395292,9.1245374045237221E-2,0.36387802126100444,8.4428801479164164E-2,6.6526191373194404E-2,1.376032260649475E-4,3.1610116907867547E-7,1.3945533751938768E-3,0,0.95962865257498109,null,{"$f":"J7219*VLOOKUP($B7219,$AR$36:$AZ$47,MATCH(AG$2,$AS$2:$BA$2,0)+1,FALSE)","v":0.33397067267159075},{"$f":"K7219*VLOOKUP($B7219,$AR$36:$AZ$47,MATCH(AH$2,$AS$2:$BA$2,0)+1,FALSE)","v":0.36314249174926688},{"$f":"L7219*VLOOKUP($B7219,$AR$36:$AZ$47,MATCH(AI$2,$AS$2:$BA$2,0)+1,FALSE)","v":1.7447876361849772E-4},{"$f":"M7219*VLOOKUP($B7219,$AR$36:$AZ$47,MATCH(AJ$2,$AS$2:$BA$2,0)+1,FALSE)","v":8.9654920856025097E-2},{"$f":"N7219*VLOOKUP($B7219,$AR$36:$AZ$47,MATCH(AK$2,$AS$2:$BA$2,0)+1,FALSE)","v":8.2719809621596793E-2},{"$f":"O7219*VLOOKUP($B7219,$AR$36:$AZ$47,MATCH(AL$2,$AS$2:$BA$2,0)+1,FALSE)","v":7.0959006049165677E-2},{"$f":"P7219*VLOOKUP($B7219,$AR$36:$AZ$47,MATCH(AM$2,$AS$2:$BA$2,0)+1,FALSE)","v":3.1610116907867547E-7},{"$f":"Q7219*VLOOKUP($B7219,$AR$36:$AZ$47,MATCH(AN$2,$AS$2:$BA$2,0)+1,FALSE)","v":1.3665042804474185E-3},{"$f":"R7219*VLOOKUP($B7219,$AR$36:$BA$47,MATCH(AO$2,$AS$2:$BA$2,0)+1,FALSE)","v":0},0.94198820009288031]
[2006,10,28,21,null,2013,10,28,21,0.36688577633304925,0.35583791675800303,7.3813111124561518E-3,0.10204506083551064,8.8295699999999991E-2,6.4686999999999995E-2,1.8947926585159267E-5,2.2745645002966546E-3,0,0.98742627746590095,null,null,0.34737295310039878,8.941465754607629E-2,0.31498603662933305,6.9600299202424415E-2,5.9630852624576701E-2,4.1280967819484248E-3,9.4830350723602607E-6,1.6625640071504385E-3,0,0.88680494292698042,null,{"$f":"J7223*VLOOKUP($B7223,$AR$36:$AZ$47,MATCH(AG$2,$AS$2:$BA$2,0)+1,FALSE)","v":0.32956396394057247},{"$f":"K7223*VLOOKUP($B7223,$AR$36:$AZ$47,MATCH(AH$2,$AS$2:$BA$2,0)+1,FALSE)","v":0.31434933555867411},{"$f":"L7223*VLOOKUP($B7223,$AR$36:$AZ$47,MATCH(AI$2,$AS$2:$BA$2,0)+1,FALSE)","v":5.2343629085549303E-3},{"$f":"M7223*VLOOKUP($B7223,$AR$36:$AZ$47,MATCH(AJ$2,$AS$2:$BA$2,0)+1,FALSE)","v":8.785611467478549E-2},{"$f":"N7223*VLOOKUP($B7223,$AR$36:$AZ$47,MATCH(AK$2,$AS$2:$BA$2,0)+1,FALSE)","v":6.8191463088002613E-2},{"$f":"O7223*VLOOKUP($B7223,$AR$36:$AZ$47,MATCH(AL$2,$AS$2:$BA$2,0)+1,FALSE)","v":6.3604212788426567E-2},{"$f":"P7223*VLOOKUP($B7223,$AR$36:$AZ$47,MATCH(AM$2,$AS$2:$BA$2,0)+1,FALSE)","v":9.4830350723602607E-6},{"$f":"Q7223*VLOOKUP($B7223,$AR$36:$AZ$47,MATCH(AN$2,$AS$2:$BA$2,0)+1,FALSE)","v":1.6291243294814998E-3},{"$f":"R7223*VLOOKUP($B7223,$AR$36:$BA$47,MATCH(AO$2,$AS$2:$BA$2,0)+1,FALSE)","v":0},0.87043806032356996]
[2006,10,29,10,null,2013,10,29,10,0.23194385338705648,0.42882246017482528,0,0.1089269896207135,0.11916390000000002,7.8048000000000006E-2,0,1.8952537407407432E-3,5.7376000000000063E-4,0.96937421692333592,null,null,0.21960791751001948,9.5444790710260408E-2,0.37959160838941242,9.3932582154372016E-2,7.1947513188785422E-2,0,0,1.3853116292643403E-3,{"$f":"$R7236*$BA$6","v":5.7376000000000063E-4},0.86248348358211413,null,{"$f":"J7236*VLOOKUP($B7236,$AR$36:$AZ$47,MATCH(AG$2,$AS$2:$BA$2,0)+1,FALSE)","v":0.20834913933675853},{"$f":"K7236*VLOOKUP($B7236,$AR$36:$AZ$47,MATCH(AH$2,$AS$2:$BA$2,0)+1,FALSE)","v":0.37882431601651562},{"$f":"L7236*VLOOKUP($B7236,$AR$36:$AZ$47,MATCH(AI$2,$AS$2:$BA$2,0)+1,FALSE)","v":0},{"$f":"M7236*VLOOKUP($B7236,$AR$36:$AZ$47,MATCH(AJ$2,$AS$2:$BA$2,0)+1,FALSE)","v":9.3781139556794166E-2},{"$f":"N7236*VLOOKUP($B7236,$AR$36:$AZ$47,MATCH(AK$2,$AS$2:$BA$2,0)+1,FALSE)","v":9.2031216562895327E-2},{"$f":"O7236*VLOOKUP($B7236,$AR$36:$AZ$47,MATCH(AL$2,$AS$2:$BA$2,0)+1,FALSE)","v":7.6741564761252143E-2},{"$f":"P7236*VLOOKUP($B7236,$AR$36:$AZ$47,MATCH(AM$2,$AS$2:$BA$2,0)+1,FALSE)","v":0},{"$f":"Q7236*VLOOKUP($B7236,$AR$36:$AZ$47,MATCH(AN$2,$AS$2:$BA$2,0)+1,FALSE)","v":1.3574484166876228E-3},{"$f":"R7236*VLOOKUP($B7236,$AR$36:$BA$47,MATCH(AO$2,$AS$2:$BA$2,0)+1,FALSE)","v":5.7376000000000063E-4},{"$f":"SUM(AG7236:AO7236)","v":0.85165858465090338}]
[2006,10,29,18,null,2013,10,29,18,0.3830512366970435,0.39467929307292138,7.3813111124561518E-3,9.167726582484638E-2,9.9785600000000002E-2,6.8831000000000003E-2,1.8947926585159267E-5,2.2745645002966546E-3,4.9120000000000045E-4,1.0481904191341489,null,null,0.36267865331312815,8.0330113592687172E-2,0.34936823876824946,7.8657370813000435E-2,6.3450944038249399E-2,4.1280967819484248E-3,9.4830350723602607E-6,1.6625640071504385E-3,4.9120000000000045E-4,0.94077666434948581,null,{"$f":"J7244*VLOOKUP($B7244,$AR$36:$AZ$47,MATCH(AG$2,$AS$2:$BA$2,0)+1,FALSE)","v":0.34408497712819175},{"$f":"K7244*VLOOKUP($B7244,$AR$36:$AZ$47,MATCH(AH$2,$AS$2:$BA$2,0)+1,FALSE)","v":0.34866203879170976},{"$f":"L7244*VLOOKUP($B7244,$AR$36:$AZ$47,MATCH(AI$2,$AS$2:$BA$2,0)+1,FALSE)","v":5.2343629085549303E-3},{"$f":"M7244*VLOOKUP($B7244,$AR$36:$AZ$47,MATCH(AJ$2,$AS$2:$BA$2,0)+1,FALSE)","v":7.8929918934162124E-2},{"$f":"N7244*VLOOKUP($B7244,$AR$36:$AZ$47,MATCH(AK$2,$AS$2:$BA$2,0)+1,FALSE)","v":7.7065203165207305E-2},{"$f":"O7244*VLOOKUP($B7244,$AR$36:$AZ$47,MATCH(AL$2,$AS$2:$BA$2,0)+1,FALSE)","v":6.7678846915766533E-2},{"$f":"P7244*VLOOKUP($B7244,$AR$36:$AZ$47,MATCH(AM$2,$AS$2:$BA$2,0)+1,FALSE)","v":9.4830350723602607E-6},{"$f":"Q7244*VLOOKUP($B7244,$AR$36:$AZ$47,MATCH(AN$2,$AS$2:$BA$2,0)+1,FALSE)","v":1.6291243294814998E-3},{"$f":"R7244*VLOOKUP($B7244,$AR$36:$BA$47,MATCH(AO$2,$AS$2:$BA$2,0)+1,FALSE)","v":4.9120000000000045E-4},0.92378515520814619]
[2006,10,29,19,null,2013,10,29,19,0.39184993196748152,0.37930907496281108,7.3813111124561518E-3,9.1592148920116939E-2,9.6468699999999991E-2,6.7422999999999997E-2,1.8947926585159267E-5,2.2745645002966546E-3,4.2880000000000018E-4,1.0367464793897472,null,null,0.37100938989842447,8.0255531845903436E-2,0.33576259457849728,7.6042778795217897E-2,6.2152997920862534E-2,4.1280967819484248E-3,9.4830350723602607E-6,1.6625640071504385E-3,4.2880000000000018E-4,0.93145223686307688,null,{"$f":"J7245*VLOOKUP($B7245,$AR$36:$AZ$47,MATCH(AG$2,$AS$2:$BA$2,0)+1,FALSE)","v":0.35198861656554736},{"$f":"K7245*VLOOKUP($B7245,$AR$36:$AZ$47,MATCH(AH$2,$AS$2:$BA$2,0)+1,FALSE)","v":0.33508389654558446},{"$f":"L7245*VLOOKUP($B7245,$AR$36:$AZ$47,MATCH(AI$2,$AS$2:$BA$2,0)+1,FALSE)","v":5.2343629085549303E-3},{"$f":"M7245*VLOOKUP($B7245,$AR$36:$AZ$47,MATCH(AJ$2,$AS$2:$BA$2,0)+1,FALSE)","v":7.8856637185085343E-2},{"$f":"N7245*VLOOKUP($B7245,$AR$36:$AZ$47,MATCH(AK$2,$AS$2:$BA$2,0)+1,FALSE)","v":7.4503535225357492E-2},{"$f":"O7245*VLOOKUP($B7245,$AR$36:$AZ$47,MATCH(AL$2,$AS$2:$BA$2,0)+1,FALSE)","v":6.629441524315681E-2},{"$f":"P7245*VLOOKUP($B7245,$AR$36:$AZ$47,MATCH(AM$2,$AS$2:$BA$2,0)+1,FALSE)","v":9.4830350723602607E-6},{"$f":"Q7245*VLOOKUP($B7245,$AR$36:$AZ$47,MATCH(AN$2,$AS$2:$BA$2,0)+1,FALSE)","v":1.6291243294814998E-3},{"$f":"R7245*VLOOKUP($B7245,$AR$36:$BA$47,MATCH(AO$2,$AS$2:$BA$2,0)+1,FALSE)","v":4.2880000000000018E-4},0.91402887103784014]
[2006,10,30,4,null,2013,10,30,4,0.17136077056905868,0.28842685631550125,7.3629190447053851E-3,7.6461865429128709E-2,8.5997199999999996E-2,5.9723999999999999E-2,1.7958104117174758E-5,2.3248785498920436E-3,6.464000000000056E-5,0.69174108801240319,null,null,0.16224694648314084,6.6997965964273029E-2,0.25531408557020946,6.7788474983161512E-2,5.505577692813423E-2,4.1178107725202088E-3,8.9876499368352389E-6,1.699340422108276E-3,6.464000000000056E-5,0.61329402877348427,null,{"$f":"J7254*VLOOKUP($B7254,$AR$36:$AZ$47,MATCH(AG$2,$AS$2:$BA$2,0)+1,FALSE)","v":0.1539289295352351},{"$f":"K7254*VLOOKUP($B7254,$AR$36:$AZ$47,MATCH(AH$2,$AS$2:$BA$2,0)+1,FALSE)","v":0.25479800316421969},{"$f":"L7254*VLOOKUP($B7254,$AR$36:$AZ$47,MATCH(AI$2,$AS$2:$BA$2,0)+1,FALSE)","v":5.2213204075981859E-3},{"$f":"M7254*VLOOKUP($B7254,$AR$36:$AZ$47,MATCH(AJ$2,$AS$2:$BA$2,0)+1,FALSE)","v":6.5830157406813736E-2},{"$f":"N7254*VLOOKUP($B7254,$AR$36:$AZ$47,MATCH(AK$2,$AS$2:$BA$2,0)+1,FALSE)","v":6.6416313472474633E-2},{"$f":"O7254*VLOOKUP($B7254,$AR$36:$AZ$47,MATCH(AL$2,$AS$2:$BA$2,0)+1,FALSE)","v":5.8724287794703546E-2},{"$f":"P7254*VLOOKUP($B7254,$AR$36:$AZ$47,MATCH(AM$2,$AS$2:$BA$2,0)+1,FALSE)","v":8.9876499368352389E-6},{"$f":"Q7254*VLOOKUP($B7254,$AR$36:$AZ$47,MATCH(AN$2,$AS$2:$BA$2,0)+1,FALSE)","v":1.665161048730348E-3},{"$f":"R7254*VLOOKUP($B7254,$AR$36:$BA$47,MATCH(AO$2,$AS$2:$BA$2,0)+1,FALSE)","v":6.464000000000056E-5},0.60665780047971207]
[2006,10,30,12,null,2013,10,30,12,0.22431314260578761,0.43422998406511021,0,0.10373335674964423,0.11912419999999997,7.8051999999999996E-2,0,1.9643041520283999E-3,0,0.96141698757257055,null,null,0.21238304614859016,9.0893988341341631E-2,0.38437832289611196,9.3901288083671638E-2,7.1951200535709817E-2,0,0,1.4357831496238727E-3,0,0.85494362915504907,null,{"$f":"J7262*VLOOKUP($B7262,$AR$36:$AZ$47,MATCH(AG$2,$AS$2:$BA$2,0)+1,FALSE)","v":0.20149467003055094},{"$f":"K7262*VLOOKUP($B7262,$AR$36:$AZ$47,MATCH(AH$2,$AS$2:$BA$2,0)+1,FALSE)","v":0.38360135483636898},{"$f":"L7262*VLOOKUP($B7262,$AR$36:$AZ$47,MATCH(AI$2,$AS$2:$BA$2,0)+1,FALSE)","v":0},{"$f":"M7262*VLOOKUP($B7262,$AR$36:$AZ$47,MATCH(AJ$2,$AS$2:$BA$2,0)+1,FALSE)","v":8.9309659983325074E-2},{"$f":"N7262*VLOOKUP($B7262,$AR$36:$AZ$47,MATCH(AK$2,$AS$2:$BA$2,0)+1,FALSE)","v":9.2000555940865078E-2},{"$f":"O7262*VLOOKUP($B7262,$AR$36:$AZ$47,MATCH(AL$2,$AS$2:$BA$2,0)+1,FALSE)","v":7.6745497805776594E-2},{"$f":"P7262*VLOOKUP($B7262,$AR$36:$AZ$47,MATCH(AM$2,$AS$2:$BA$2,0)+1,FALSE)","v":0},{"$f":"Q7262*VLOOKUP($B7262,$AR$36:$AZ$47,MATCH(AN$2,$AS$2:$BA$2,0)+1,FALSE)","v":1.4069047873356102E-3},{"$f":"R7262*VLOOKUP($B7262,$AR$36:$BA$47,MATCH(AO$2,$AS$2:$BA$2,0)+1,FALSE)","v":0},0.84455864338422226]
[2006,10,30,21,null,2013,10,30,21,0.35356327636578705,0.35578095048604708,7.3629190447053851E-3,8.7306505715059851E-2,9.0254700000000021E-2,6.4985000000000001E-2,1.7958104117174758E-5,2.3248785498920436E-3,0,0.96159618826560866,null,null,0.33475901041076239,7.6500334716249715E-2,0.31493561035551593,7.1144507880055968E-2,5.990555997044409E-2,4.1178107725202088E-3,8.9876499368352389E-6,1.699340422108276E-3,0,0.86307116217759339,null,{"$f":"J7271*VLOOKUP($B7271,$AR$36:$AZ$47,MATCH(AG$2,$AS$2:$BA$2,0)+1,FALSE)","v":0.31759670823855968},{"$f":"K7271*VLOOKUP($B7271,$AR$36:$AZ$47,MATCH(AH$2,$AS$2:$BA$2,0)+1,FALSE)","v":0.31429901121465326},{"$f":"L7271*VLOOKUP($B7271,$AR$36:$AZ$47,MATCH(AI$2,$AS$2:$BA$2,0)+1,FALSE)","v":5.2213204075981859E-3},{"$f":"M7271*VLOOKUP($B7271,$AR$36:$AZ$47,MATCH(AJ$2,$AS$2:$BA$2,0)+1,FALSE)","v":7.5166895047681606E-2},{"$f":"N7271*VLOOKUP($B7271,$AR$36:$AZ$47,MATCH(AK$2,$AS$2:$BA$2,0)+1,FALSE)","v":6.9704414185161365E-2},{"$f":"O7271*VLOOKUP($B7271,$AR$36:$AZ$47,MATCH(AL$2,$AS$2:$BA$2,0)+1,FALSE)","v":6.3897224605498792E-2},{"$f":"P7271*VLOOKUP($B7271,$AR$36:$AZ$47,MATCH(AM$2,$AS$2:$BA$2,0)+1,FALSE)","v":8.9876499368352389E-6},{"$f":"Q7271*VLOOKUP($B7271,$AR$36:$AZ$47,MATCH(AN$2,$AS$2:$BA$2,0)+1,FALSE)","v":1.665161048730348E-3},{"$f":"R7271*VLOOKUP($B7271,$AR$36:$BA$47,MATCH(AO$2,$AS$2:$BA$2,0)+1,FALSE)","v":0},0.84755972239782007]
[2006,10,31,3,null,2013,10,31,3,0.17956877829757975,0.28507775823895704,7.3629190447053851E-3,7.5304320098989144E-2,8.3660100000000001E-2,5.9649000000000001E-2,1.7958104117174758E-5,2.3248785498920436E-3,0,0.69296571233424054,null,null,0.17001841124861863,6.5983693265123725E-2,0.25234947983334804,6.5946223783318408E-2,5.4986639173301835E-2,4.1178107725202088E-3,8.9876499368352389E-6,1.699340422108276E-3,0,0.61511058614827596,null,{"$f":"J7277*VLOOKUP($B7277,$AR$36:$AZ$47,MATCH(AG$2,$AS$2:$BA$2,0)+1,FALSE)","v":0.16130196969531663},{"$f":"K7277*VLOOKUP($B7277,$AR$36:$AZ$47,MATCH(AH$2,$AS$2:$BA$2,0)+1,FALSE)","v":0.25183938997124033},{"$f":"L7277*VLOOKUP($B7277,$AR$36:$AZ$47,MATCH(AI$2,$AS$2:$BA$2,0)+1,FALSE)","v":5.2213204075981859E-3},{"$f":"M7277*VLOOKUP($B7277,$AR$36:$AZ$47,MATCH(AJ$2,$AS$2:$BA$2,0)+1,FALSE)","v":6.4833563995693788E-2},{"$f":"N7277*VLOOKUP($B7277,$AR$36:$AZ$47,MATCH(AK$2,$AS$2:$BA$2,0)+1,FALSE)","v":6.4611352773562114E-2},{"$f":"O7277*VLOOKUP($B7277,$AR$36:$AZ$47,MATCH(AL$2,$AS$2:$BA$2,0)+1,FALSE)","v":5.8650543209869933E-2},{"$f":"P7277*VLOOKUP($B7277,$AR$36:$AZ$47,MATCH(AM$2,$AS$2:$BA$2,0)+1,FALSE)","v":8.9876499368352389E-6},{"$f":"Q7277*VLOOKUP($B7277,$AR$36:$AZ$47,MATCH(AN$2,$AS$2:$BA$2,0)+1,FALSE)","v":1.665161048730348E-3},{"$f":"R7277*VLOOKUP($B7277,$AR$36:$BA$47,MATCH(AO$2,$AS$2:$BA$2,0)+1,FALSE)","v":0},0.60813228875194825]
[2006,10,31,14,null,2013,10,31,14,0.22949655838564015,0.43292020565212974,0,0.10097122301243273,0.11885719999999995,7.9472000000000001E-2,0,1.9643041520283999E-3,0,0.96368149120223101,null,null,0.21729078191472154,8.8473731641143888E-2,0.38321891325554819,9.3690821663596269E-2,7.3260208693869858E-2,0,0,1.4357831496238727E-3,0,0.85737024031850373,null,{"$f":"J7288*VLOOKUP($B7288,$AR$36:$AZ$47,MATCH(AG$2,$AS$2:$BA$2,0)+1,FALSE)","v":0.2061507977993462},{"$f":"K7288*VLOOKUP($B7288,$AR$36:$AZ$47,MATCH(AH$2,$AS$2:$BA$2,0)+1,FALSE)","v":0.382444288783373},{"$f":"L7288*VLOOKUP($B7288,$AR$36:$AZ$47,MATCH(AI$2,$AS$2:$BA$2,0)+1,FALSE)","v":0},{"$f":"M7288*VLOOKUP($B7288,$AR$36:$AZ$47,MATCH(AJ$2,$AS$2:$BA$2,0)+1,FALSE)","v":8.6931589586025648E-2},{"$f":"N7288*VLOOKUP($B7288,$AR$36:$AZ$47,MATCH(AK$2,$AS$2:$BA$2,0)+1,FALSE)","v":9.1794349742324283E-2},{"$f":"O7288*VLOOKUP($B7288,$AR$36:$AZ$47,MATCH(AL$2,$AS$2:$BA$2,0)+1,FALSE)","v":7.8141728611959685E-2},{"$f":"P7288*VLOOKUP($B7288,$AR$36:$AZ$47,MATCH(AM$2,$AS$2:$BA$2,0)+1,FALSE)","v":0},{"$f":"Q7288*VLOOKUP($B7288,$AR$36:$AZ$47,MATCH(AN$2,$AS$2:$BA$2,0)+1,FALSE)","v":1.4069047873356102E-3},{"$f":"R7288*VLOOKUP($B7288,$AR$36:$BA$47,MATCH(AO$2,$AS$2:$BA$2,0)+1,FALSE)","v":0},0.8468696593103644]
[2006,10,31,17,null,2013,10,31,17,0.3307013560562761,0.41558787892373777,6.1357658705878224E-4,9.1220220328188079E-2,0.10749500000000002,7.5254000000000001E-2,1.4965086764312303E-6,1.9943520185170369E-3,0,1.0228678804224542,null,null,0.313113001533461,7.9929637898595987E-2,0.36787641982066871,8.4734411333333509E-2,6.9371901362095867E-2,3.4315089771001745E-4,7.4897082806960356E-7,1.4577462556642396E-3,0,0.91682701807235734,null,{"$f":"J7291*VLOOKUP($B7291,$AR$36:$AZ$47,MATCH(AG$2,$AS$2:$BA$2,0)+1,FALSE)","v":0.2970604390056627},{"$f":"K7291*VLOOKUP($B7291,$AR$36:$AZ$47,MATCH(AH$2,$AS$2:$BA$2,0)+1,FALSE)","v":0.36713280809464921},{"$f":"L7291*VLOOKUP($B7291,$AR$36:$AZ$47,MATCH(AI$2,$AS$2:$BA$2,0)+1,FALSE)","v":4.3511003396651558E-4},{"$f":"M7291*VLOOKUP($B7291,$AR$36:$AZ$47,MATCH(AJ$2,$AS$2:$BA$2,0)+1,FALSE)","v":7.853642373471556E-2},{"$f":"N7291*VLOOKUP($B7291,$AR$36:$AZ$47,MATCH(AK$2,$AS$2:$BA$2,0)+1,FALSE)","v":8.3019233378803764E-2},{"$f":"O7291*VLOOKUP($B7291,$AR$36:$AZ$47,MATCH(AL$2,$AS$2:$BA$2,0)+1,FALSE)","v":7.3994333160917233E-2},{"$f":"P7291*VLOOKUP($B7291,$AR$36:$AZ$47,MATCH(AM$2,$AS$2:$BA$2,0)+1,FALSE)","v":7.4897082806960356E-7},{"$f":"Q7291*VLOOKUP($B7291,$AR$36:$AZ$47,MATCH(AN$2,$AS$2:$BA$2,0)+1,FALSE)","v":1.4284261424518383E-3},{"$f":"R7291*VLOOKUP($B7291,$AR$36:$BA$47,MATCH(AO$2,$AS$2:$BA$2,0)+1,FALSE)","v":0},0.90160752252199494]
[2006,11,1,7,null,2013,11,1,7,0.25050549215550844,0.37171019853889226,7.3629190447053851E-3,8.305313028924223E-2,0.11017299999999995,7.6953999999999995E-2,1.7958104117174758E-5,2.3248785498920436E-3,0,0.90210157668235758,null,null,0.23718235535774584,7.2773411492327911E-2,0.32903610519981186,8.6845381644051783E-2,7.0939023804963516E-2,4.1178107725202088E-3,8.9876499368352389E-6,1.699340422108276E-3,0,0.80260241634346619,null,{"$f":"J7305*VLOOKUP($B7305,$AR$36:$AZ$47,MATCH(AG$2,$AS$2:$BA$2,0)+1,FALSE)","v":0.22216007883009284},{"$f":"K7305*VLOOKUP($B7305,$AR$36:$AZ$47,MATCH(AH$2,$AS$2:$BA$2,0)+1,FALSE)","v":0.32963167326657933},{"$f":"L7305*VLOOKUP($B7305,$AR$36:$AZ$47,MATCH(AI$2,$AS$2:$BA$2,0)+1,FALSE)","v":5.4307912710067291E-3},{"$f":"M7305*VLOOKUP($B7305,$AR$36:$AZ$47,MATCH(AJ$2,$AS$2:$BA$2,0)+1,FALSE)","v":7.2912442797604823E-2},{"$f":"N7305*VLOOKUP($B7305,$AR$36:$AZ$47,MATCH(AK$2,$AS$2:$BA$2,0)+1,FALSE)","v":8.5684479654617465E-2},{"$f":"O7305*VLOOKUP($B7305,$AR$36:$AZ$47,MATCH(AL$2,$AS$2:$BA$2,0)+1,FALSE)","v":7.1688181869280693E-2},{"$f":"P7305*VLOOKUP($B7305,$AR$36:$AZ$47,MATCH(AM$2,$AS$2:$BA$2,0)+1,FALSE)","v":8.9876499368352389E-6},{"$f":"Q7305*VLOOKUP($B7305,$AR$36:$AZ$47,MATCH(AN$2,$AS$2:$BA$2,0)+1,FALSE)","v":1.6392211723175037E-3},{"$f":"R7305*VLOOKUP($B7305,$AR$36:$BA$47,MATCH(AO$2,$AS$2:$BA$2,0)+1,FALSE)","v":0},0.78915585651143627]
[2006,11,1,14,null,2013,11,1,14,0.24544787015512418,0.42882433293208827,0,8.9671200226147177E-2,0.11665230000000001,7.8599000000000002E-2,0,1.9643041520283999E-3,0,0.96115900746538807,null,null,0.23239372302781824,7.8572344357664733E-2,0.37959326614526151,9.1952778930921616E-2,7.2455445227620763E-2,0,0,1.4357831496238727E-3,0,0.85640334083891068,null,{"$f":"J7312*VLOOKUP($B7312,$AR$36:$AZ$47,MATCH(AG$2,$AS$2:$BA$2,0)+1,FALSE)","v":0.21767474123278113},{"$f":"K7312*VLOOKUP($B7312,$AR$36:$AZ$47,MATCH(AH$2,$AS$2:$BA$2,0)+1,FALSE)","v":0.38028034462723787},{"$f":"L7312*VLOOKUP($B7312,$AR$36:$AZ$47,MATCH(AI$2,$AS$2:$BA$2,0)+1,FALSE)","v":0},{"$f":"M7312*VLOOKUP($B7312,$AR$36:$AZ$47,MATCH(AJ$2,$AS$2:$BA$2,0)+1,FALSE)","v":7.8722454341114731E-2},{"$f":"N7312*VLOOKUP($B7312,$AR$36:$AZ$47,MATCH(AK$2,$AS$2:$BA$2,0)+1,FALSE)","v":9.0723604022894352E-2},{"$f":"O7312*VLOOKUP($B7312,$AR$36:$AZ$47,MATCH(AL$2,$AS$2:$BA$2,0)+1,FALSE)","v":7.322061759939176E-2},{"$f":"P7312*VLOOKUP($B7312,$AR$36:$AZ$47,MATCH(AM$2,$AS$2:$BA$2,0)+1,FALSE)","v":0},{"$f":"Q7312*VLOOKUP($B7312,$AR$36:$AZ$47,MATCH(AN$2,$AS$2:$BA$2,0)+1,FALSE)","v":1.3849880265898846E-3},{"$f":"R7312*VLOOKUP($B7312,$AR$36:$BA$47,MATCH(AO$2,$AS$2:$BA$2,0)+1,FALSE)","v":0},0.84200674985000978]
[2006,11,1,16,null,2013,11,1,16,0.27638414827943103,0.41439452601032689,0,7.6839229151451943E-2,0.1102957,7.5994000000000006E-2,0,1.9643041520283999E-3,0,0.95587190759323826,null,null,0.26168465492870613,6.7328622320647152E-2,0.36682006948026641,8.6942101605637007E-2,7.0054060543108851E-2,0,0,1.4357831496238727E-3,0,0.85426529202798929,null,{"$f":"J7314*VLOOKUP($B7314,$AR$36:$AZ$47,MATCH(AG$2,$AS$2:$BA$2,0)+1,FALSE)","v":0.24511049095494369},{"$f":"K7314*VLOOKUP($B7314,$AR$36:$AZ$47,MATCH(AH$2,$AS$2:$BA$2,0)+1,FALSE)","v":0.36748402798262958},{"$f":"L7314*VLOOKUP($B7314,$AR$36:$AZ$47,MATCH(AI$2,$AS$2:$BA$2,0)+1,FALSE)","v":0},{"$f":"M7314*VLOOKUP($B7314,$AR$36:$AZ$47,MATCH(AJ$2,$AS$2:$BA$2,0)+1,FALSE)","v":6.745725152809777E-2},{"$f":"N7314*VLOOKUP($B7314,$AR$36:$AZ$47,MATCH(AK$2,$AS$2:$BA$2,0)+1,FALSE)","v":8.5779906716180881E-2},{"$f":"O7314*VLOOKUP($B7314,$AR$36:$AZ$47,MATCH(AL$2,$AS$2:$BA$2,0)+1,FALSE)","v":7.0793872871769081E-2},{"$f":"P7314*VLOOKUP($B7314,$AR$36:$AZ$47,MATCH(AM$2,$AS$2:$BA$2,0)+1,FALSE)","v":0},{"$f":"Q7314*VLOOKUP($B7314,$AR$36:$AZ$47,MATCH(AN$2,$AS$2:$BA$2,0)+1,FALSE)","v":1.3849880265898846E-3},{"$f":"R7314*VLOOKUP($B7314,$AR$36:$BA$47,MATCH(AO$2,$AS$2:$BA$2,0)+1,FALSE)","v":0},0.83801053808021086]
[2006,11,2,4,null,2013,11,2,4,0.17465877667786561,0.26973467246550664,7.3629190447053851E-3,7.8990073214324927E-2,7.7912700000000015E-2,5.8609000000000001E-2,1.7958104117174758E-5,2.3248785498920436E-3,0,0.6696109780564119,null,null,0.16536954810812027,6.9213250383408559E-2,0.23876785305935322,6.1415756731853698E-2,5.4027928972959265E-2,4.1178107725202088E-3,8.9876499368352389E-6,1.699340422108276E-3,0,0.59462047610026036,null,{"$f":"J7326*VLOOKUP($B7326,$AR$36:$AZ$47,MATCH(AG$2,$AS$2:$BA$2,0)+1,FALSE)","v":0.15489563626427252},{"$f":"K7326*VLOOKUP($B7326,$AR$36:$AZ$47,MATCH(AH$2,$AS$2:$BA$2,0)+1,FALSE)","v":0.23920003210112259},{"$f":"L7326*VLOOKUP($B7326,$AR$36:$AZ$47,MATCH(AI$2,$AS$2:$BA$2,0)+1,FALSE)","v":5.4307912710067291E-3},{"$f":"M7326*VLOOKUP($B7326,$AR$36:$AZ$47,MATCH(AJ$2,$AS$2:$BA$2,0)+1,FALSE)","v":6.9345480113277388E-2},{"$f":"N7326*VLOOKUP($B7326,$AR$36:$AZ$47,MATCH(AK$2,$AS$2:$BA$2,0)+1,FALSE)","v":6.0594784184748701E-2},{"$f":"O7326*VLOOKUP($B7326,$AR$36:$AZ$47,MATCH(AL$2,$AS$2:$BA$2,0)+1,FALSE)","v":5.459849586995702E-2},{"$f":"P7326*VLOOKUP($B7326,$AR$36:$AZ$47,MATCH(AM$2,$AS$2:$BA$2,0)+1,FALSE)","v":8.9876499368352389E-6},{"$f":"Q7326*VLOOKUP($B7326,$AR$36:$AZ$47,MATCH(AN$2,$AS$2:$BA$2,0)+1,FALSE)","v":1.6392211723175037E-3},{"$f":"R7326*VLOOKUP($B7326,$AR$36:$BA$47,MATCH(AO$2,$AS$2:$BA$2,0)+1,FALSE)","v":0},0.58571342862663933]
[2006,11,2,9,null,2013,11,2,9,0.2777779162386883,0.33446111192252237,0,8.4870870190482242E-2,8.4991400000000009E-2,6.2951999999999994E-2,0,1.9643041520283999E-3,0,0.84701760250372138,null,null,0.26300429532682401,7.436616462948567E-2,0.29606339035185375,6.699563930783646E-2,5.8031465896120585E-2,0,0,1.4357831496238727E-3,0,0.75989673866174434,null,{"$f":"J7331*VLOOKUP($B7331,$AR$36:$AZ$47,MATCH(AG$2,$AS$2:$BA$2,0)+1,FALSE)","v":0.2463465500809737},{"$f":"K7331*VLOOKUP($B7331,$AR$36:$AZ$47,MATCH(AH$2,$AS$2:$BA$2,0)+1,FALSE)","v":0.29659927653044016},{"$f":"L7331*VLOOKUP($B7331,$AR$36:$AZ$47,MATCH(AI$2,$AS$2:$BA$2,0)+1,FALSE)","v":0},{"$f":"M7331*VLOOKUP($B7331,$AR$36:$AZ$47,MATCH(AJ$2,$AS$2:$BA$2,0)+1,FALSE)","v":7.4508238839349594E-2},{"$f":"N7331*VLOOKUP($B7331,$AR$36:$AZ$47,MATCH(AK$2,$AS$2:$BA$2,0)+1,FALSE)","v":6.6100077914892572E-2},{"$f":"O7331*VLOOKUP($B7331,$AR$36:$AZ$47,MATCH(AL$2,$AS$2:$BA$2,0)+1,FALSE)","v":5.8644312511824698E-2},{"$f":"P7331*VLOOKUP($B7331,$AR$36:$AZ$47,MATCH(AM$2,$AS$2:$BA$2,0)+1,FALSE)","v":0},{"$f":"Q7331*VLOOKUP($B7331,$AR$36:$AZ$47,MATCH(AN$2,$AS$2:$BA$2,0)+1,FALSE)","v":1.3849880265898846E-3},{"$f":"R7331*VLOOKUP($B7331,$AR$36:$BA$47,MATCH(AO$2,$AS$2:$BA$2,0)+1,FALSE)","v":0},0.74358344390407061]
[2006,11,2,14,null,2013,11,2,14,0.29045373257599949,0.35513418357509657,0,8.3216925633386549E-2,8.6144300000000049E-2,6.5199999999999994E-2,0,1.9643041520283999E-3,0,0.88211344593651109,null,null,0.27500594826104108,7.2916933427484704E-2,0.3143630953527321,6.7904428580139398E-2,6.0103754867630289E-2,0,0,1.4357831496238727E-3,0,0.79172994363865146,null,{"$f":"J7336*VLOOKUP($B7336,$AR$36:$AZ$47,MATCH(AG$2,$AS$2:$BA$2,0)+1,FALSE)","v":0.25758806152450198},{"$f":"K7336*VLOOKUP($B7336,$AR$36:$AZ$47,MATCH(AH$2,$AS$2:$BA$2,0)+1,FALSE)","v":0.31493210470460425},{"$f":"L7336*VLOOKUP($B7336,$AR$36:$AZ$47,MATCH(AI$2,$AS$2:$BA$2,0)+1,FALSE)","v":0},{"$f":"M7336*VLOOKUP($B7336,$AR$36:$AZ$47,MATCH(AJ$2,$AS$2:$BA$2,0)+1,FALSE)","v":7.3056238926887909E-2},{"$f":"N7336*VLOOKUP($B7336,$AR$36:$AZ$47,MATCH(AK$2,$AS$2:$BA$2,0)+1,FALSE)","v":6.6996718984790024E-2},{"$f":"O7336*VLOOKUP($B7336,$AR$36:$AZ$47,MATCH(AL$2,$AS$2:$BA$2,0)+1,FALSE)","v":6.0738486080997751E-2},{"$f":"P7336*VLOOKUP($B7336,$AR$36:$AZ$47,MATCH(AM$2,$AS$2:$BA$2,0)+1,FALSE)","v":0},{"$f":"Q7336*VLOOKUP($B7336,$AR$36:$AZ$47,MATCH(AN$2,$AS$2:$BA$2,0)+1,FALSE)","v":1.3849880265898846E-3},{"$f":"R7336*VLOOKUP($B7336,$AR$36:$BA$47,MATCH(AO$2,$AS$2:$BA$2,0)+1,FALSE)","v":0},0.77469659824837178]
[2006,11,3,2,null,2013,11,3,2,0.18688375244919481,0.25820728217353645,7.3629190447053851E-3,8.1384557480065026E-2,7.9215800000000017E-2,5.9003E-2,1.7958104117174758E-5,2.3248785498920436E-3,0,0.67440014780151103,null,null,0.17694433843581198,7.1311362618019666E-2,0.22856386183259342,6.2442943218745807E-2,5.4391132645012122E-2,4.1178107725202088E-3,8.9876499368352389E-6,1.699340422108276E-3,0,0.59947977759474835,null,{"$f":"J7348*VLOOKUP($B7348,$AR$36:$AZ$47,MATCH(AG$2,$AS$2:$BA$2,0)+1,FALSE)","v":0.16573732104205971},{"$f":"K7348*VLOOKUP($B7348,$AR$36:$AZ$47,MATCH(AH$2,$AS$2:$BA$2,0)+1,FALSE)","v":0.22897757125588569},{"$f":"L7348*VLOOKUP($B7348,$AR$36:$AZ$47,MATCH(AI$2,$AS$2:$BA$2,0)+1,FALSE)","v":5.4307912710067291E-3},{"$f":"M7348*VLOOKUP($B7348,$AR$36:$AZ$47,MATCH(AJ$2,$AS$2:$BA$2,0)+1,FALSE)","v":7.144760072507754E-2},{"$f":"N7348*VLOOKUP($B7348,$AR$36:$AZ$47,MATCH(AK$2,$AS$2:$BA$2,0)+1,FALSE)","v":6.1608239799444978E-2},{"$f":"O7348*VLOOKUP($B7348,$AR$36:$AZ$47,MATCH(AL$2,$AS$2:$BA$2,0)+1,FALSE)","v":5.4965535187685745E-2},{"$f":"P7348*VLOOKUP($B7348,$AR$36:$AZ$47,MATCH(AM$2,$AS$2:$BA$2,0)+1,FALSE)","v":8.9876499368352389E-6},{"$f":"Q7348*VLOOKUP($B7348,$AR$36:$AZ$47,MATCH(AN$2,$AS$2:$BA$2,0)+1,FALSE)","v":1.6392211723175037E-3},{"$f":"R7348*VLOOKUP($B7348,$AR$36:$BA$47,MATCH(AO$2,$AS$2:$BA$2,0)+1,FALSE)","v":0},0.58981526810341478]
[2006,11,3,11,null,2013,11,3,11,0.29481966300260809,0.32852037899723863,0,9.1759607027377746E-2,8.663620000000001E-2,6.2989000000000003E-2,0,1.9643041520283999E-3,0,0.86668915317925288,null,null,0.27913967663961192,8.0402263193716295E-2,0.29080468173570279,6.8292175516600287E-2,5.8065573855171242E-2,0,0,1.4357831496238727E-3,0,0.77814015409042636,null,{"$f":"J7357*VLOOKUP($B7357,$AR$36:$AZ$47,MATCH(AG$2,$AS$2:$BA$2,0)+1,FALSE)","v":0.26145997442906993},{"$f":"K7357*VLOOKUP($B7357,$AR$36:$AZ$47,MATCH(AH$2,$AS$2:$BA$2,0)+1,FALSE)","v":0.29133104944845911},{"$f":"L7357*VLOOKUP($B7357,$AR$36:$AZ$47,MATCH(AI$2,$AS$2:$BA$2,0)+1,FALSE)","v":0},{"$f":"M7357*VLOOKUP($B7357,$AR$36:$AZ$47,MATCH(AJ$2,$AS$2:$BA$2,0)+1,FALSE)","v":8.055586917933398E-2},{"$f":"N7357*VLOOKUP($B7357,$AR$36:$AZ$47,MATCH(AK$2,$AS$2:$BA$2,0)+1,FALSE)","v":6.7379282730372914E-2},{"$f":"O7357*VLOOKUP($B7357,$AR$36:$AZ$47,MATCH(AL$2,$AS$2:$BA$2,0)+1,FALSE)","v":5.8678780671103804E-2},{"$f":"P7357*VLOOKUP($B7357,$AR$36:$AZ$47,MATCH(AM$2,$AS$2:$BA$2,0)+1,FALSE)","v":0},{"$f":"Q7357*VLOOKUP($B7357,$AR$36:$AZ$47,MATCH(AN$2,$AS$2:$BA$2,0)+1,FALSE)","v":1.3849880265898846E-3},{"$f":"R7357*VLOOKUP($B7357,$AR$36:$BA$47,MATCH(AO$2,$AS$2:$BA$2,0)+1,FALSE)","v":0},0.76078994448492976]
[2006,11,3,19,null,2013,11,3,19,0.42033985038049643,0.30774153356433642,7.3629190447053851E-3,8.4535911038450595E-2,8.4130399999999994E-2,6.3528000000000001E-2,1.7958104117174758E-5,2.3248785498920436E-3,0,0.96998145068199815,null,null,0.39798407175072531,7.4072664310845929E-2,0.27241134628602809,6.6316944222874361E-2,5.8562443853233399E-2,4.1178107725202088E-3,8.9876499368352389E-6,1.699340422108276E-3,0,0.87517360926827237,null,{"$f":"J7365*VLOOKUP($B7365,$AR$36:$AZ$47,MATCH(AG$2,$AS$2:$BA$2,0)+1,FALSE)","v":0.37277719339578597},{"$f":"K7365*VLOOKUP($B7365,$AR$36:$AZ$47,MATCH(AH$2,$AS$2:$BA$2,0)+1,FALSE)","v":0.27290442135076781},{"$f":"L7365*VLOOKUP($B7365,$AR$36:$AZ$47,MATCH(AI$2,$AS$2:$BA$2,0)+1,FALSE)","v":5.4307912710067291E-3},{"$f":"M7365*VLOOKUP($B7365,$AR$36:$AZ$47,MATCH(AJ$2,$AS$2:$BA$2,0)+1,FALSE)","v":7.421417779761659E-2},{"$f":"N7365*VLOOKUP($B7365,$AR$36:$AZ$47,MATCH(AK$2,$AS$2:$BA$2,0)+1,FALSE)","v":6.5430455257956419E-2},{"$f":"O7365*VLOOKUP($B7365,$AR$36:$AZ$47,MATCH(AL$2,$AS$2:$BA$2,0)+1,FALSE)","v":5.9180897910331681E-2},{"$f":"P7365*VLOOKUP($B7365,$AR$36:$AZ$47,MATCH(AM$2,$AS$2:$BA$2,0)+1,FALSE)","v":8.9876499368352389E-6},{"$f":"Q7365*VLOOKUP($B7365,$AR$36:$AZ$47,MATCH(AN$2,$AS$2:$BA$2,0)+1,FALSE)","v":1.6392211723175037E-3},{"$f":"R7365*VLOOKUP($B7365,$AR$36:$BA$47,MATCH(AO$2,$AS$2:$BA$2,0)+1,FALSE)","v":0},0.85158614580571967]
[2006,11,4,1,null,2013,11,4,1,0.18863262774933703,0.26780681167664078,7.3629190447053851E-3,8.7135193443352257E-2,8.1972299999999984E-2,6.0297999999999997E-2,1.7958104117174758E-5,2.3248785498920436E-3,0,0.69555068856804469,null,null,0.17860019978777475,7.6350226244729813E-2,0.23706131983043108,6.4615792233493757E-2,5.558491121178484E-2,4.1178107725202088E-3,8.9876499368352389E-6,1.699340422108276E-3,0,0.61803858815277957,null,{"$f":"J7371*VLOOKUP($B7371,$AR$36:$AZ$47,MATCH(AG$2,$AS$2:$BA$2,0)+1,FALSE)","v":0.16728830609711953},{"$f":"K7371*VLOOKUP($B7371,$AR$36:$AZ$47,MATCH(AH$2,$AS$2:$BA$2,0)+1,FALSE)","v":0.23749040998110321},{"$f":"L7371*VLOOKUP($B7371,$AR$36:$AZ$47,MATCH(AI$2,$AS$2:$BA$2,0)+1,FALSE)","v":5.4307912710067291E-3},{"$f":"M7371*VLOOKUP($B7371,$AR$36:$AZ$47,MATCH(AJ$2,$AS$2:$BA$2,0)+1,FALSE)","v":7.6496090941674949E-2},{"$f":"N7371*VLOOKUP($B7371,$AR$36:$AZ$47,MATCH(AK$2,$AS$2:$BA$2,0)+1,FALSE)","v":6.3752043346302648E-2},{"$f":"O7371*VLOOKUP($B7371,$AR$36:$AZ$47,MATCH(AL$2,$AS$2:$BA$2,0)+1,FALSE)","v":5.6171920762454024E-2},{"$f":"P7371*VLOOKUP($B7371,$AR$36:$AZ$47,MATCH(AM$2,$AS$2:$BA$2,0)+1,FALSE)","v":8.9876499368352389E-6},{"$f":"Q7371*VLOOKUP($B7371,$AR$36:$AZ$47,MATCH(AN$2,$AS$2:$BA$2,0)+1,FALSE)","v":1.6392211723175037E-3},{"$f":"R7371*VLOOKUP($B7371,$AR$36:$BA$47,MATCH(AO$2,$AS$2:$BA$2,0)+1,FALSE)","v":0},0.60827777122191551]
[2006,11,4,4,null,2013,11,4,4,0.1659399689273087,0.2684681215564424,7.3629190447053851E-3,8.9401052601011152E-2,8.2302099999999989E-2,5.9535999999999999E-2,1.7958104117174758E-5,2.3248785498920436E-3,0,0.67535299878347677,null,null,0.15711445022425941,7.8335633661520798E-2,0.23764670820028316,6.4875761616792829E-2,5.4882471622687688E-2,4.1178107725202088E-3,8.9876499368352389E-6,1.699340422108276E-3,0,0.59868116417010919,null,{"$f":"J7374*VLOOKUP($B7374,$AR$36:$AZ$47,MATCH(AG$2,$AS$2:$BA$2,0)+1,FALSE)","v":0.14716338656187589},{"$f":"K7374*VLOOKUP($B7374,$AR$36:$AZ$47,MATCH(AH$2,$AS$2:$BA$2,0)+1,FALSE)","v":0.23807685792652844},{"$f":"L7374*VLOOKUP($B7374,$AR$36:$AZ$47,MATCH(AI$2,$AS$2:$BA$2,0)+1,FALSE)","v":5.4307912710067291E-3},{"$f":"M7374*VLOOKUP($B7374,$AR$36:$AZ$47,MATCH(AJ$2,$AS$2:$BA$2,0)+1,FALSE)","v":7.8485291416658526E-2},{"$f":"N7374*VLOOKUP($B7374,$AR$36:$AZ$47,MATCH(AK$2,$AS$2:$BA$2,0)+1,FALSE)","v":6.4008537599795731E-2},{"$f":"O7374*VLOOKUP($B7374,$AR$36:$AZ$47,MATCH(AL$2,$AS$2:$BA$2,0)+1,FALSE)","v":5.5462062995679177E-2},{"$f":"P7374*VLOOKUP($B7374,$AR$36:$AZ$47,MATCH(AM$2,$AS$2:$BA$2,0)+1,FALSE)","v":8.9876499368352389E-6},{"$f":"Q7374*VLOOKUP($B7374,$AR$36:$AZ$47,MATCH(AN$2,$AS$2:$BA$2,0)+1,FALSE)","v":1.6392211723175037E-3},{"$f":"R7374*VLOOKUP($B7374,$AR$36:$BA$47,MATCH(AO$2,$AS$2:$BA$2,0)+1,FALSE)","v":0},0.59027513659379882]
[2006,11,4,15,null,2013,11,4,15,0.26698044660388581,0.40013024958462973,0,0.12462890979530464,0.11947110000000004,7.9414999999999999E-2,0,1.9643041520283999E-3,0,0.99259001013584869,null,null,0.25278108920926551,0.10920324020043232,0.35419339962548757,9.4174736777020526E-2,7.3207664000197237E-2,0,0,1.4357831496238727E-3,0,0.88499591296202706,null,{"$f":"J7385*VLOOKUP($B7385,$AR$36:$AZ$47,MATCH(AG$2,$AS$2:$BA$2,0)+1,FALSE)","v":0.23677084503517712},{"$f":"K7385*VLOOKUP($B7385,$AR$36:$AZ$47,MATCH(AH$2,$AS$2:$BA$2,0)+1,FALSE)","v":0.35483450336742695},{"$f":"L7385*VLOOKUP($B7385,$AR$36:$AZ$47,MATCH(AI$2,$AS$2:$BA$2,0)+1,FALSE)","v":0},{"$f":"M7385*VLOOKUP($B7385,$AR$36:$AZ$47,MATCH(AJ$2,$AS$2:$BA$2,0)+1,FALSE)","v":0.10941186954340514},{"$f":"N7385*VLOOKUP($B7385,$AR$36:$AZ$47,MATCH(AK$2,$AS$2:$BA$2,0)+1,FALSE)","v":9.291585994086371E-2},{"$f":"O7385*VLOOKUP($B7385,$AR$36:$AZ$47,MATCH(AL$2,$AS$2:$BA$2,0)+1,FALSE)","v":7.398078024727664E-2},{"$f":"P7385*VLOOKUP($B7385,$AR$36:$AZ$47,MATCH(AM$2,$AS$2:$BA$2,0)+1,FALSE)","v":0},{"$f":"Q7385*VLOOKUP($B7385,$AR$36:$AZ$47,MATCH(AN$2,$AS$2:$BA$2,0)+1,FALSE)","v":1.3849880265898846E-3},{"$f":"R7385*VLOOKUP($B7385,$AR$36:$BA$47,MATCH(AO$2,$AS$2:$BA$2,0)+1,FALSE)","v":0},0.86929884616073938]
[2006,11,4,21,null,2013,11,4,21,0.35945957644178284,0.33305739699811693,7.3629190447053851E-3,0.10773107750399838,9.1027099999999986E-2,6.6879999999999995E-2,1.7958104117174758E-5,2.3248785498920436E-3,0,0.96786090664261271,null,null,0.3403417157154931,9.4396899989281247E-2,0.29482082855679748,7.1753362797157813E-2,6.1652440575875982E-2,4.1178107725202088E-3,8.9876499368352389E-6,1.699340422108276E-3,0,0.86879138647917087,null,{"$f":"J7391*VLOOKUP($B7391,$AR$36:$AZ$47,MATCH(AG$2,$AS$2:$BA$2,0)+1,FALSE)","v":0.3187856966783163},{"$f":"K7391*VLOOKUP($B7391,$AR$36:$AZ$47,MATCH(AH$2,$AS$2:$BA$2,0)+1,FALSE)","v":0.29535446565051315},{"$f":"L7391*VLOOKUP($B7391,$AR$36:$AZ$47,MATCH(AI$2,$AS$2:$BA$2,0)+1,FALSE)","v":5.4307912710067291E-3},{"$f":"M7391*VLOOKUP($B7391,$AR$36:$AZ$47,MATCH(AJ$2,$AS$2:$BA$2,0)+1,FALSE)","v":9.4577242286701058E-2},{"$f":"N7391*VLOOKUP($B7391,$AR$36:$AZ$47,MATCH(AK$2,$AS$2:$BA$2,0)+1,FALSE)","v":7.0794202735414591E-2},{"$f":"O7391*VLOOKUP($B7391,$AR$36:$AZ$47,MATCH(AL$2,$AS$2:$BA$2,0)+1,FALSE)","v":6.2303526826643092E-2},{"$f":"P7391*VLOOKUP($B7391,$AR$36:$AZ$47,MATCH(AM$2,$AS$2:$BA$2,0)+1,FALSE)","v":8.9876499368352389E-6},{"$f":"Q7391*VLOOKUP($B7391,$AR$36:$AZ$47,MATCH(AN$2,$AS$2:$BA$2,0)+1,FALSE)","v":1.6392211723175037E-3},{"$f":"R7391*VLOOKUP($B7391,$AR$36:$BA$47,MATCH(AO$2,$AS$2:$BA$2,0)+1,FALSE)","v":0},0.84889413427084925]
[2006,11,5,5,null,2013,11,5,5,0.19221411087141746,0.29870520678177009,7.3629190447053851E-3,7.1932999792471794E-2,8.5236199999999984E-2,5.9188999999999999E-2,1.7958104117174758E-5,2.3248785498920436E-3,0,0.71698327314437393,null,null,0.18199120169859001,6.3029650725315842E-2,0.26441243266585934,6.7188606272759466E-2,5.4562594276996466E-2,4.1178107725202088E-3,8.9876499368352389E-6,1.699340422108276E-3,0,0.63701062448408641,null,{"$f":"J7399*VLOOKUP($B7399,$AR$36:$AZ$47,MATCH(AG$2,$AS$2:$BA$2,0)+1,FALSE)","v":0.17046453415457108},{"$f":"K7399*VLOOKUP($B7399,$AR$36:$AZ$47,MATCH(AH$2,$AS$2:$BA$2,0)+1,FALSE)","v":0.26489102938781017},{"$f":"L7399*VLOOKUP($B7399,$AR$36:$AZ$47,MATCH(AI$2,$AS$2:$BA$2,0)+1,FALSE)","v":5.4307912710067291E-3},{"$f":"M7399*VLOOKUP($B7399,$AR$36:$AZ$47,MATCH(AJ$2,$AS$2:$BA$2,0)+1,FALSE)","v":6.3150066883247535E-2},{"$f":"N7399*VLOOKUP($B7399,$AR$36:$AZ$47,MATCH(AK$2,$AS$2:$BA$2,0)+1,FALSE)","v":6.6290465402021437E-2},{"$f":"O7399*VLOOKUP($B7399,$AR$36:$AZ$47,MATCH(AL$2,$AS$2:$BA$2,0)+1,FALSE)","v":5.5138807555953621E-2},{"$f":"P7399*VLOOKUP($B7399,$AR$36:$AZ$47,MATCH(AM$2,$AS$2:$BA$2,0)+1,FALSE)","v":8.9876499368352389E-6},{"$f":"Q7399*VLOOKUP($B7399,$AR$36:$AZ$47,MATCH(AN$2,$AS$2:$BA$2,0)+1,FALSE)","v":1.6392211723175037E-3},{"$f":"R7399*VLOOKUP($B7399,$AR$36:$BA$47,MATCH(AO$2,$AS$2:$BA$2,0)+1,FALSE)","v":0},0.62701390347686492]
[2006,11,5,14,null,2013,11,5,14,0.2336007405608804,0.43408359531214669,0,0.10097122301243273,0.11954319999999992,8.14E-2,0,1.9643041520283999E-3,0,0.97156306303748829,null,null,0.22117668312496913,8.8473731641143888E-2,0.3842487402661236,9.423157059307824E-2,7.5037509911428005E-2,0,0,1.4357831496238727E-3,0,0.86460401868636683,null,{"$f":"J7408*VLOOKUP($B7408,$AR$36:$AZ$47,MATCH(AG$2,$AS$2:$BA$2,0)+1,FALSE)","v":0.20716814825583488},{"$f":"K7408*VLOOKUP($B7408,$AR$36:$AZ$47,MATCH(AH$2,$AS$2:$BA$2,0)+1,FALSE)","v":0.38494424533618021},{"$f":"L7408*VLOOKUP($B7408,$AR$36:$AZ$47,MATCH(AI$2,$AS$2:$BA$2,0)+1,FALSE)","v":0},{"$f":"M7408*VLOOKUP($B7408,$AR$36:$AZ$47,MATCH(AJ$2,$AS$2:$BA$2,0)+1,FALSE)","v":8.8642757912422709E-2},{"$f":"N7408*VLOOKUP($B7408,$AR$36:$AZ$47,MATCH(AK$2,$AS$2:$BA$2,0)+1,FALSE)","v":9.2971934033273709E-2},{"$f":"O7408*VLOOKUP($B7408,$AR$36:$AZ$47,MATCH(AL$2,$AS$2:$BA$2,0)+1,FALSE)","v":7.5829950414006406E-2},{"$f":"P7408*VLOOKUP($B7408,$AR$36:$AZ$47,MATCH(AM$2,$AS$2:$BA$2,0)+1,FALSE)","v":0},{"$f":"Q7408*VLOOKUP($B7408,$AR$36:$AZ$47,MATCH(AN$2,$AS$2:$BA$2,0)+1,FALSE)","v":1.3849880265898846E-3},{"$f":"R7408*VLOOKUP($B7408,$AR$36:$BA$47,MATCH(AO$2,$AS$2:$BA$2,0)+1,FALSE)","v":0},0.85094202397830787]
[2006,11,5,22,null,2013,11,5,22,0.32578406822581557,0.34410507613686914,7.3629190447053851E-3,9.1971611669629458E-2,8.8733999999999938E-2,6.6435999999999995E-2,1.7958104117174758E-5,2.3248785498920436E-3,0,0.92673651173102867,null,null,0.3084572396993987,8.0588027426986453E-2,0.30460018174538611,6.9945795202121103E-2,6.124314506726819E-2,4.1178107725202088E-3,8.9876499368352389E-6,1.699340422108276E-3,0,0.83066052798572576,null,{"$f":"J7416*VLOOKUP($B7416,$AR$36:$AZ$47,MATCH(AG$2,$AS$2:$BA$2,0)+1,FALSE)","v":0.28892066858839938},{"$f":"K7416*VLOOKUP($B7416,$AR$36:$AZ$47,MATCH(AH$2,$AS$2:$BA$2,0)+1,FALSE)","v":0.30515151984631872},{"$f":"L7416*VLOOKUP($B7416,$AR$36:$AZ$47,MATCH(AI$2,$AS$2:$BA$2,0)+1,FALSE)","v":5.4307912710067291E-3},{"$f":"M7416*VLOOKUP($B7416,$AR$36:$AZ$47,MATCH(AJ$2,$AS$2:$BA$2,0)+1,FALSE)","v":8.0741988309307414E-2},{"$f":"N7416*VLOOKUP($B7416,$AR$36:$AZ$47,MATCH(AK$2,$AS$2:$BA$2,0)+1,FALSE)","v":6.9010797724241194E-2},{"$f":"O7416*VLOOKUP($B7416,$AR$36:$AZ$47,MATCH(AL$2,$AS$2:$BA$2,0)+1,FALSE)","v":6.1889908915293966E-2},{"$f":"P7416*VLOOKUP($B7416,$AR$36:$AZ$47,MATCH(AM$2,$AS$2:$BA$2,0)+1,FALSE)","v":8.9876499368352389E-6},{"$f":"Q7416*VLOOKUP($B7416,$AR$36:$AZ$47,MATCH(AN$2,$AS$2:$BA$2,0)+1,FALSE)","v":1.6392211723175037E-3},{"$f":"R7416*VLOOKUP($B7416,$AR$36:$BA$47,MATCH(AO$2,$AS$2:$BA$2,0)+1,FALSE)","v":0},0.81279388347682191]
[2006,11,6,7,null,2013,11,6,7,0.25523225316174281,0.37189807953195614,7.3629190447053851E-3,8.2434209511744572E-2,0.10326349999999998,6.9797999999999999E-2,1.7958104117174758E-5,2.3248785498920436E-3,0,0.89233179790415829,null,null,0.24165772353839979,7.2231096274766232E-2,0.32920241656399235,8.1398873293824656E-2,6.4342360157221765E-2,4.1178107725202088E-3,8.9876499368352389E-6,1.699340422108276E-3,0,0.79465860867277005,null,{"$f":"J7425*VLOOKUP($B7425,$AR$36:$AZ$47,MATCH(AG$2,$AS$2:$BA$2,0)+1,FALSE)","v":0.22635199330158937},{"$f":"K7425*VLOOKUP($B7425,$AR$36:$AZ$47,MATCH(AH$2,$AS$2:$BA$2,0)+1,FALSE)","v":0.32979828566075653},{"$f":"L7425*VLOOKUP($B7425,$AR$36:$AZ$47,MATCH(AI$2,$AS$2:$BA$2,0)+1,FALSE)","v":5.4307912710067291E-3},{"$f":"M7425*VLOOKUP($B7425,$AR$36:$AZ$47,MATCH(AJ$2,$AS$2:$BA$2,0)+1,FALSE)","v":7.2369091503940303E-2},{"$f":"N7425*VLOOKUP($B7425,$AR$36:$AZ$47,MATCH(AK$2,$AS$2:$BA$2,0)+1,FALSE)","v":8.031077727587152E-2},{"$f":"O7425*VLOOKUP($B7425,$AR$36:$AZ$47,MATCH(AL$2,$AS$2:$BA$2,0)+1,FALSE)","v":6.5021853550329467E-2},{"$f":"P7425*VLOOKUP($B7425,$AR$36:$AZ$47,MATCH(AM$2,$AS$2:$BA$2,0)+1,FALSE)","v":8.9876499368352389E-6},{"$f":"Q7425*VLOOKUP($B7425,$AR$36:$AZ$47,MATCH(AN$2,$AS$2:$BA$2,0)+1,FALSE)","v":1.6392211723175037E-3},{"$f":"R7425*VLOOKUP($B7425,$AR$36:$BA$47,MATCH(AO$2,$AS$2:$BA$2,0)+1,FALSE)","v":0},0.78093100138574834]
[2006,11,6,12,null,2013,11,6,12,0.22984488641334486,0.43311790409048445,0,0.10373335674964423,0.11965710000000003,8.0027000000000001E-2,0,1.9643041520283999E-3,0,0.96834455140550202,null,null,0.21762058411321719,9.0893988341341631E-2,0.38339391497574848,9.4321353833702229E-2,7.3771828079629592E-2,0,0,1.4357831496238727E-3,0,0.86143745249326298,null,{"$f":"J7430*VLOOKUP($B7430,$AR$36:$AZ$47,MATCH(AG$2,$AS$2:$BA$2,0)+1,FALSE)","v":0.20383727975346749},{"$f":"K7430*VLOOKUP($B7430,$AR$36:$AZ$47,MATCH(AH$2,$AS$2:$BA$2,0)+1,FALSE)","v":0.38408787277899281},{"$f":"L7430*VLOOKUP($B7430,$AR$36:$AZ$47,MATCH(AI$2,$AS$2:$BA$2,0)+1,FALSE)","v":0},{"$f":"M7430*VLOOKUP($B7430,$AR$36:$AZ$47,MATCH(AJ$2,$AS$2:$BA$2,0)+1,FALSE)","v":9.1067638436641243E-2},{"$f":"N7430*VLOOKUP($B7430,$AR$36:$AZ$47,MATCH(AK$2,$AS$2:$BA$2,0)+1,FALSE)","v":9.3060517100201828E-2},{"$f":"O7430*VLOOKUP($B7430,$AR$36:$AZ$47,MATCH(AL$2,$AS$2:$BA$2,0)+1,FALSE)","v":7.4550902233190303E-2},{"$f":"P7430*VLOOKUP($B7430,$AR$36:$AZ$47,MATCH(AM$2,$AS$2:$BA$2,0)+1,FALSE)","v":0},{"$f":"Q7430*VLOOKUP($B7430,$AR$36:$AZ$47,MATCH(AN$2,$AS$2:$BA$2,0)+1,FALSE)","v":1.3849880265898846E-3},{"$f":"R7430*VLOOKUP($B7430,$AR$36:$BA$47,MATCH(AO$2,$AS$2:$BA$2,0)+1,FALSE)","v":0},0.84798919832908348]
[2006,11,6,16,null,2013,11,6,16,0.27069884584788761,0.42399583596516804,0,9.851787849082555E-2,0.11720059999999999,8.0548999999999996E-2,0,1.9643041520283999E-3,0,0.99292646445590971,null,null,0.25630172535685669,8.6324044449564388E-2,0.3753191035255391,9.2384983942634391E-2,7.4253026853263071E-2,0,0,1.4357831496238727E-3,0,0.88601866727748158,null,{"$f":"J7434*VLOOKUP($B7434,$AR$36:$AZ$47,MATCH(AG$2,$AS$2:$BA$2,0)+1,FALSE)","v":0.24006849676353278},{"$f":"K7434*VLOOKUP($B7434,$AR$36:$AZ$47,MATCH(AH$2,$AS$2:$BA$2,0)+1,FALSE)","v":0.3759984456079889},{"$f":"L7434*VLOOKUP($B7434,$AR$36:$AZ$47,MATCH(AI$2,$AS$2:$BA$2,0)+1,FALSE)","v":0},{"$f":"M7434*VLOOKUP($B7434,$AR$36:$AZ$47,MATCH(AJ$2,$AS$2:$BA$2,0)+1,FALSE)","v":8.6488963811327035E-2},{"$f":"N7434*VLOOKUP($B7434,$AR$36:$AZ$47,MATCH(AK$2,$AS$2:$BA$2,0)+1,FALSE)","v":9.115003155227655E-2},{"$f":"O7434*VLOOKUP($B7434,$AR$36:$AZ$47,MATCH(AL$2,$AS$2:$BA$2,0)+1,FALSE)","v":7.5037182750587239E-2},{"$f":"P7434*VLOOKUP($B7434,$AR$36:$AZ$47,MATCH(AM$2,$AS$2:$BA$2,0)+1,FALSE)","v":0},{"$f":"Q7434*VLOOKUP($B7434,$AR$36:$AZ$47,MATCH(AN$2,$AS$2:$BA$2,0)+1,FALSE)","v":1.3849880265898846E-3},{"$f":"R7434*VLOOKUP($B7434,$AR$36:$BA$47,MATCH(AO$2,$AS$2:$BA$2,0)+1,FALSE)","v":0},0.87012810851230249]
[2006,11,7,2,null,2013,11,7,2,0.18290918323101304,0.28337457903802765,7.3629190447053851E-3,7.6120098979294309E-2,8.1767100000000009E-2,6.1318999999999999E-2,1.7958104117174758E-5,2.3248785498920436E-3,0,0.69519571694704962,null,null,0.17318115671636475,6.6698500906165623E-2,0.25084183368068946,6.4454040512896535E-2,5.6526106514236535E-2,4.1178107725202088E-3,8.9876499368352389E-6,1.699340422108276E-3,0,0.61752777717491814,null,{"$f":"J7444*VLOOKUP($B7444,$AR$36:$AZ$47,MATCH(AG$2,$AS$2:$BA$2,0)+1,FALSE)","v":0.162212485705201},{"$f":"K7444*VLOOKUP($B7444,$AR$36:$AZ$47,MATCH(AH$2,$AS$2:$BA$2,0)+1,FALSE)","v":0.25129586709401014},{"$f":"L7444*VLOOKUP($B7444,$AR$36:$AZ$47,MATCH(AI$2,$AS$2:$BA$2,0)+1,FALSE)","v":5.4307912710067291E-3},{"$f":"M7444*VLOOKUP($B7444,$AR$36:$AZ$47,MATCH(AJ$2,$AS$2:$BA$2,0)+1,FALSE)","v":6.6825926286546142E-2},{"$f":"N7444*VLOOKUP($B7444,$AR$36:$AZ$47,MATCH(AK$2,$AS$2:$BA$2,0)+1,FALSE)","v":6.3592453835032869E-2},{"$f":"O7444*VLOOKUP($B7444,$AR$36:$AZ$47,MATCH(AL$2,$AS$2:$BA$2,0)+1,FALSE)","v":5.7123055644182533E-2},{"$f":"P7444*VLOOKUP($B7444,$AR$36:$AZ$47,MATCH(AM$2,$AS$2:$BA$2,0)+1,FALSE)","v":8.9876499368352389E-6},{"$f":"Q7444*VLOOKUP($B7444,$AR$36:$AZ$47,MATCH(AN$2,$AS$2:$BA$2,0)+1,FALSE)","v":1.6392211723175037E-3},{"$f":"R7444*VLOOKUP($B7444,$AR$36:$BA$47,MATCH(AO$2,$AS$2:$BA$2,0)+1,FALSE)","v":0},0.60812878865823383]
[2006,11,7,9,null,2013,11,7,9,0.23016340641580271,0.41832567604298021,0,0.10033808324860191,0.11568810000000002,7.7524999999999997E-2,0,1.9643041520283999E-3,0,0.94400456985941328,null,null,0.2179221636265502,8.7918957361054123E-2,0.37029990484874642,9.1192735027413541E-2,7.1465392578420842E-2,0,0,1.4357831496238727E-3,0,0.84023493659180903,null,{"$f":"J7451*VLOOKUP($B7451,$AR$36:$AZ$47,MATCH(AG$2,$AS$2:$BA$2,0)+1,FALSE)","v":0.20411975830611762},{"$f":"K7451*VLOOKUP($B7451,$AR$36:$AZ$47,MATCH(AH$2,$AS$2:$BA$2,0)+1,FALSE)","v":0.37097016198761279},{"$f":"L7451*VLOOKUP($B7451,$AR$36:$AZ$47,MATCH(AI$2,$AS$2:$BA$2,0)+1,FALSE)","v":0},{"$f":"M7451*VLOOKUP($B7451,$AR$36:$AZ$47,MATCH(AJ$2,$AS$2:$BA$2,0)+1,FALSE)","v":8.808692375358447E-2},{"$f":"N7451*VLOOKUP($B7451,$AR$36:$AZ$47,MATCH(AK$2,$AS$2:$BA$2,0)+1,FALSE)","v":8.9973719974325447E-2},{"$f":"O7451*VLOOKUP($B7451,$AR$36:$AZ$47,MATCH(AL$2,$AS$2:$BA$2,0)+1,FALSE)","v":7.2220109408425631E-2},{"$f":"P7451*VLOOKUP($B7451,$AR$36:$AZ$47,MATCH(AM$2,$AS$2:$BA$2,0)+1,FALSE)","v":0},{"$f":"Q7451*VLOOKUP($B7451,$AR$36:$AZ$47,MATCH(AN$2,$AS$2:$BA$2,0)+1,FALSE)","v":1.3849880265898846E-3},{"$f":"R7451*VLOOKUP($B7451,$AR$36:$BA$47,MATCH(AO$2,$AS$2:$BA$2,0)+1,FALSE)","v":0},0.82675566145665591]
[2006,11,7,16,null,2013,11,7,16,0.27039477178902627,0.42349157862574394,0,9.851787849082555E-2,0.11901269999999997,7.9922999999999994E-2,0,1.9643041520283999E-3,0,0.99330423305762405,null,null,0.25601382347948326,8.6324044449564388E-2,0.37487273731972953,9.3813396676037178E-2,7.3675957059595329E-2,0,0,1.4357831496238727E-3,0,0.88613574213403357,null,{"$f":"J7458*VLOOKUP($B7458,$AR$36:$AZ$47,MATCH(AG$2,$AS$2:$BA$2,0)+1,FALSE)","v":0.23979882955462031},{"$f":"K7458*VLOOKUP($B7458,$AR$36:$AZ$47,MATCH(AH$2,$AS$2:$BA$2,0)+1,FALSE)","v":0.37555127146209599},{"$f":"L7458*VLOOKUP($B7458,$AR$36:$AZ$47,MATCH(AI$2,$AS$2:$BA$2,0)+1,FALSE)","v":0},{"$f":"M7458*VLOOKUP($B7458,$AR$36:$AZ$47,MATCH(AJ$2,$AS$2:$BA$2,0)+1,FALSE)","v":8.6488963811327035E-2},{"$f":"N7458*VLOOKUP($B7458,$AR$36:$AZ$47,MATCH(AK$2,$AS$2:$BA$2,0)+1,FALSE)","v":9.2559350038494859E-2},{"$f":"O7458*VLOOKUP($B7458,$AR$36:$AZ$47,MATCH(AL$2,$AS$2:$BA$2,0)+1,FALSE)","v":7.4454018758459861E-2},{"$f":"P7458*VLOOKUP($B7458,$AR$36:$AZ$47,MATCH(AM$2,$AS$2:$BA$2,0)+1,FALSE)","v":0},{"$f":"Q7458*VLOOKUP($B7458,$AR$36:$AZ$47,MATCH(AN$2,$AS$2:$BA$2,0)+1,FALSE)","v":1.3849880265898846E-3},{"$f":"R7458*VLOOKUP($B7458,$AR$36:$BA$47,MATCH(AO$2,$AS$2:$BA$2,0)+1,FALSE)","v":0},0.87023742165158802]
[2006,11,8,2,null,2013,11,8,2,0.18119284466115013,0.2868164347455614,7.3629190447053851E-3,7.6050775420713715E-2,8.318910000000003E-2,6.1171000000000003E-2,1.7958104117174758E-5,2.3248785498920436E-3,0,0.69812591052613993,null,null,0.17155610162839596,6.6637757718797139E-2,0.25388854803267175,6.5574951559140573E-2,5.6389674678033942E-2,4.1178107725202088E-3,8.9876499368352389E-6,1.699340422108276E-3,0,0.61987317246160467,null,{"$f":"J7468*VLOOKUP($B7468,$AR$36:$AZ$47,MATCH(AG$2,$AS$2:$BA$2,0)+1,FALSE)","v":0.16069035575627688},{"$f":"K7468*VLOOKUP($B7468,$AR$36:$AZ$47,MATCH(AH$2,$AS$2:$BA$2,0)+1,FALSE)","v":0.25434809611671683},{"$f":"L7468*VLOOKUP($B7468,$AR$36:$AZ$47,MATCH(AI$2,$AS$2:$BA$2,0)+1,FALSE)","v":5.4307912710067291E-3},{"$f":"M7468*VLOOKUP($B7468,$AR$36:$AZ$47,MATCH(AJ$2,$AS$2:$BA$2,0)+1,FALSE)","v":6.6765067051235791E-2},{"$f":"N7468*VLOOKUP($B7468,$AR$36:$AZ$47,MATCH(AK$2,$AS$2:$BA$2,0)+1,FALSE)","v":6.4698381149972714E-2},{"$f":"O7468*VLOOKUP($B7468,$AR$36:$AZ$47,MATCH(AL$2,$AS$2:$BA$2,0)+1,FALSE)","v":5.6985183007066162E-2},{"$f":"P7468*VLOOKUP($B7468,$AR$36:$AZ$47,MATCH(AM$2,$AS$2:$BA$2,0)+1,FALSE)","v":8.9876499368352389E-6},{"$f":"Q7468*VLOOKUP($B7468,$AR$36:$AZ$47,MATCH(AN$2,$AS$2:$BA$2,0)+1,FALSE)","v":1.6392211723175037E-3},{"$f":"R7468*VLOOKUP($B7468,$AR$36:$BA$47,MATCH(AO$2,$AS$2:$BA$2,0)+1,FALSE)","v":0},0.61056608317452943]
[2006,11,8,9,null,2013,11,8,9,0.2409604253628293,0.42258245058796562,0,9.2529884168644133E-2,0.11385730000000001,7.7049999999999993E-2,0,1.9643041520283999E-3,0,0.94894436427146744,null,null,0.22814494302616611,8.107720097353617E-2,0.37406798149152154,8.9749581761968011E-2,7.1027520131148991E-2,0,0,1.4357831496238727E-3,0,0.84550301053396471,null,{"$f":"J7475*VLOOKUP($B7475,$AR$36:$AZ$47,MATCH(AG$2,$AS$2:$BA$2,0)+1,FALSE)","v":0.21369506366074989},{"$f":"K7475*VLOOKUP($B7475,$AR$36:$AZ$47,MATCH(AH$2,$AS$2:$BA$2,0)+1,FALSE)","v":0.37474505899473731},{"$f":"L7475*VLOOKUP($B7475,$AR$36:$AZ$47,MATCH(AI$2,$AS$2:$BA$2,0)+1,FALSE)","v":0},{"$f":"M7475*VLOOKUP($B7475,$AR$36:$AZ$47,MATCH(AJ$2,$AS$2:$BA$2,0)+1,FALSE)","v":8.1232096406475135E-2},{"$f":"N7475*VLOOKUP($B7475,$AR$36:$AZ$47,MATCH(AK$2,$AS$2:$BA$2,0)+1,FALSE)","v":8.8549857999506987E-2},{"$f":"O7475*VLOOKUP($B7475,$AR$36:$AZ$47,MATCH(AL$2,$AS$2:$BA$2,0)+1,FALSE)","v":7.1777612769031857E-2},{"$f":"P7475*VLOOKUP($B7475,$AR$36:$AZ$47,MATCH(AM$2,$AS$2:$BA$2,0)+1,FALSE)","v":0},{"$f":"Q7475*VLOOKUP($B7475,$AR$36:$AZ$47,MATCH(AN$2,$AS$2:$BA$2,0)+1,FALSE)","v":1.3849880265898846E-3},{"$f":"R7475*VLOOKUP($B7475,$AR$36:$BA$47,MATCH(AO$2,$AS$2:$BA$2,0)+1,FALSE)","v":0},0.83138467785709103]
[2006,11,8,19,null,2013,11,8,19,0.36251574474387971,0.38042915922563358,7.3629190447053851E-3,7.5768762048707111E-2,9.6896299999999977E-2,6.9439000000000001E-2,1.7958104117174758E-5,2.3248785498920436E-3,0,0.99475472171693502,null,null,0.34323534167963382,6.6390649932541498E-2,0.33675408785681843,7.6379840372836683E-2,6.401142077075736E-2,4.1178107725202088E-3,8.9876499368352389E-6,1.699340422108276E-3,0,0.89259747945715318,null,{"$f":"J7485*VLOOKUP($B7485,$AR$36:$AZ$47,MATCH(AG$2,$AS$2:$BA$2,0)+1,FALSE)","v":0.32149605079099336},{"$f":"K7485*VLOOKUP($B7485,$AR$36:$AZ$47,MATCH(AH$2,$AS$2:$BA$2,0)+1,FALSE)","v":0.33736362577047424},{"$f":"L7485*VLOOKUP($B7485,$AR$36:$AZ$47,MATCH(AI$2,$AS$2:$BA$2,0)+1,FALSE)","v":5.4307912710067291E-3},{"$f":"M7485*VLOOKUP($B7485,$AR$36:$AZ$47,MATCH(AJ$2,$AS$2:$BA$2,0)+1,FALSE)","v":6.6517487173355441E-2},{"$f":"N7485*VLOOKUP($B7485,$AR$36:$AZ$47,MATCH(AK$2,$AS$2:$BA$2,0)+1,FALSE)","v":7.5358836066529114E-2},{"$f":"O7485*VLOOKUP($B7485,$AR$36:$AZ$47,MATCH(AL$2,$AS$2:$BA$2,0)+1,FALSE)","v":6.4687419248135022E-2},{"$f":"P7485*VLOOKUP($B7485,$AR$36:$AZ$47,MATCH(AM$2,$AS$2:$BA$2,0)+1,FALSE)","v":8.9876499368352389E-6},{"$f":"Q7485*VLOOKUP($B7485,$AR$36:$AZ$47,MATCH(AN$2,$AS$2:$BA$2,0)+1,FALSE)","v":1.6392211723175037E-3},{"$f":"R7485*VLOOKUP($B7485,$AR$36:$BA$47,MATCH(AO$2,$AS$2:$BA$2,0)+1,FALSE)","v":0},0.8725024191427484]
[2006,11,8,23,null,2013,11,8,23,0.29098782094742126,0.306586458599164,7.3629190447053851E-3,6.770624659548119E-2,8.57348E-2,6.3728999999999994E-2,1.7958104117174758E-5,2.3248785498920436E-3,0,0.82445008184078117,null,null,0.27551163113774368,5.9326054622316791E-2,0.27138887940390305,6.7581634576315913E-2,5.8747733036184212E-2,4.1178107725202088E-3,8.9876499368352389E-6,1.699340422108276E-3,0,0.73838207162102898,null,{"$f":"J7489*VLOOKUP($B7489,$AR$36:$AZ$47,MATCH(AG$2,$AS$2:$BA$2,0)+1,FALSE)","v":0.25806171626826158},{"$f":"K7489*VLOOKUP($B7489,$AR$36:$AZ$47,MATCH(AH$2,$AS$2:$BA$2,0)+1,FALSE)","v":0.27188010376407051},{"$f":"L7489*VLOOKUP($B7489,$AR$36:$AZ$47,MATCH(AI$2,$AS$2:$BA$2,0)+1,FALSE)","v":5.4307912710067291E-3},{"$f":"M7489*VLOOKUP($B7489,$AR$36:$AZ$47,MATCH(AJ$2,$AS$2:$BA$2,0)+1,FALSE)","v":5.94393951768123E-2},{"$f":"N7489*VLOOKUP($B7489,$AR$36:$AZ$47,MATCH(AK$2,$AS$2:$BA$2,0)+1,FALSE)","v":6.6678239916247189E-2},{"$f":"O7489*VLOOKUP($B7489,$AR$36:$AZ$47,MATCH(AL$2,$AS$2:$BA$2,0)+1,FALSE)","v":5.9368143856685672E-2},{"$f":"P7489*VLOOKUP($B7489,$AR$36:$AZ$47,MATCH(AM$2,$AS$2:$BA$2,0)+1,FALSE)","v":8.9876499368352389E-6},{"$f":"Q7489*VLOOKUP($B7489,$AR$36:$AZ$47,MATCH(AN$2,$AS$2:$BA$2,0)+1,FALSE)","v":1.6392211723175037E-3},{"$f":"R7489*VLOOKUP($B7489,$AR$36:$BA$47,MATCH(AO$2,$AS$2:$BA$2,0)+1,FALSE)","v":0},0.72250659907533832]
[2006,11,9,4,null,2013,11,9,4,0.17827290968498483,0.27660309896947111,7.3629190447053851E-3,7.8990073214324927E-2,8.1309500000000021E-2,6.0007999999999999E-2,1.7958104117174758E-5,2.3248785498920436E-3,0,0.68488933756749548,null,null,0.16879146341955212,6.9213250383408559E-2,0.24484775163248629,6.4093331022909719E-2,5.5317578559766239E-2,4.1178107725202088E-3,8.9876499368352389E-6,1.699340422108276E-3,0,0.60808951386268828,null,{"$f":"J7494*VLOOKUP($B7494,$AR$36:$AZ$47,MATCH(AG$2,$AS$2:$BA$2,0)+1,FALSE)","v":0.15810081977883439},{"$f":"K7494*VLOOKUP($B7494,$AR$36:$AZ$47,MATCH(AH$2,$AS$2:$BA$2,0)+1,FALSE)","v":0.24529093552564468},{"$f":"L7494*VLOOKUP($B7494,$AR$36:$AZ$47,MATCH(AI$2,$AS$2:$BA$2,0)+1,FALSE)","v":5.4307912710067291E-3},{"$f":"M7494*VLOOKUP($B7494,$AR$36:$AZ$47,MATCH(AJ$2,$AS$2:$BA$2,0)+1,FALSE)","v":6.9345480113277388E-2},{"$f":"N7494*VLOOKUP($B7494,$AR$36:$AZ$47,MATCH(AK$2,$AS$2:$BA$2,0)+1,FALSE)","v":6.3236566113994572E-2},{"$f":"O7494*VLOOKUP($B7494,$AR$36:$AZ$47,MATCH(AL$2,$AS$2:$BA$2,0)+1,FALSE)","v":5.5901764919455726E-2},{"$f":"P7494*VLOOKUP($B7494,$AR$36:$AZ$47,MATCH(AM$2,$AS$2:$BA$2,0)+1,FALSE)","v":8.9876499368352389E-6},{"$f":"Q7494*VLOOKUP($B7494,$AR$36:$AZ$47,MATCH(AN$2,$AS$2:$BA$2,0)+1,FALSE)","v":1.6392211723175037E-3},{"$f":"R7494*VLOOKUP($B7494,$AR$36:$BA$47,MATCH(AO$2,$AS$2:$BA$2,0)+1,FALSE)","v":0},0.59895456654446788]
[2006,11,9,13,null,2013,11,9,13,0.30602684074986009,0.34700332728179617,0,8.2406302443294693E-2,8.8034900000000027E-2,6.4478999999999995E-2,0,1.9643041520283999E-3,0,0.88991467462697937,null,null,0.2897508005400653,7.2206643342423105E-2,0.30716569991617126,6.9394720017571812E-2,5.9439110584508181E-2,0,0,1.4357831496238727E-3,0,0.79939275755036365,null,{"$f":"J7503*VLOOKUP($B7503,$AR$36:$AZ$47,MATCH(AG$2,$AS$2:$BA$2,0)+1,FALSE)","v":0.27139902794190374},{"$f":"K7503*VLOOKUP($B7503,$AR$36:$AZ$47,MATCH(AH$2,$AS$2:$BA$2,0)+1,FALSE)","v":0.30772168170414332},{"$f":"L7503*VLOOKUP($B7503,$AR$36:$AZ$47,MATCH(AI$2,$AS$2:$BA$2,0)+1,FALSE)","v":0},{"$f":"M7503*VLOOKUP($B7503,$AR$36:$AZ$47,MATCH(AJ$2,$AS$2:$BA$2,0)+1,FALSE)","v":7.2344591855041898E-2},{"$f":"N7503*VLOOKUP($B7503,$AR$36:$AZ$47,MATCH(AK$2,$AS$2:$BA$2,0)+1,FALSE)","v":6.8467089014062329E-2},{"$f":"O7503*VLOOKUP($B7503,$AR$36:$AZ$47,MATCH(AL$2,$AS$2:$BA$2,0)+1,FALSE)","v":6.0066822760991623E-2},{"$f":"P7503*VLOOKUP($B7503,$AR$36:$AZ$47,MATCH(AM$2,$AS$2:$BA$2,0)+1,FALSE)","v":0},{"$f":"Q7503*VLOOKUP($B7503,$AR$36:$AZ$47,MATCH(AN$2,$AS$2:$BA$2,0)+1,FALSE)","v":1.3849880265898846E-3},{"$f":"R7503*VLOOKUP($B7503,$AR$36:$BA$47,MATCH(AO$2,$AS$2:$BA$2,0)+1,FALSE)","v":0},0.78138420130273289]
[2006,11,9,21,null,2013,11,9,21,0.35109889079046164,0.31145522129774411,7.3629190447053851E-3,7.7521737443718264E-2,8.3259800000000009E-2,6.2358999999999998E-2,1.7958104117174758E-5,2.3248785498920436E-3,0,0.89540040523063857,null,null,0.3324256932038786,6.7926654647990456E-2,0.27569868505836181,6.5630681805954508E-2,5.7484816714579105E-2,4.1178107725202088E-3,8.9876499368352389E-6,1.699340422108276E-3,0,0.80499267027532984,null,{"$f":"J7511*VLOOKUP($B7511,$AR$36:$AZ$47,MATCH(AG$2,$AS$2:$BA$2,0)+1,FALSE)","v":0.31137104653476538},{"$f":"K7511*VLOOKUP($B7511,$AR$36:$AZ$47,MATCH(AH$2,$AS$2:$BA$2,0)+1,FALSE)","v":0.27619771033332624},{"$f":"L7511*VLOOKUP($B7511,$AR$36:$AZ$47,MATCH(AI$2,$AS$2:$BA$2,0)+1,FALSE)","v":5.4307912710067291E-3},{"$f":"M7511*VLOOKUP($B7511,$AR$36:$AZ$47,MATCH(AJ$2,$AS$2:$BA$2,0)+1,FALSE)","v":6.8056426377323231E-2},{"$f":"N7511*VLOOKUP($B7511,$AR$36:$AZ$47,MATCH(AK$2,$AS$2:$BA$2,0)+1,FALSE)","v":6.4753366425054443E-2},{"$f":"O7511*VLOOKUP($B7511,$AR$36:$AZ$47,MATCH(AL$2,$AS$2:$BA$2,0)+1,FALSE)","v":5.8091890391486795E-2},{"$f":"P7511*VLOOKUP($B7511,$AR$36:$AZ$47,MATCH(AM$2,$AS$2:$BA$2,0)+1,FALSE)","v":8.9876499368352389E-6},{"$f":"Q7511*VLOOKUP($B7511,$AR$36:$AZ$47,MATCH(AN$2,$AS$2:$BA$2,0)+1,FALSE)","v":1.6392211723175037E-3},{"$f":"R7511*VLOOKUP($B7511,$AR$36:$BA$47,MATCH(AO$2,$AS$2:$BA$2,0)+1,FALSE)","v":0},0.78554944015521722]
[2006,11,10,6,null,2013,11,10,6,0.18681984757383013,0.28903340236769359,7.3629190447053851E-3,8.4783927526579261E-2,8.0233500000000013E-2,5.8864E-2,1.7958104117174758E-5,2.3248785498920436E-3,0,0.7094404331668176,null,null,0.17688383234180416,7.4289983102860294E-2,0.25585099725953669,6.3245159232643497E-2,5.4262997339389413E-2,4.1178107725202088E-3,8.9876499368352389E-6,1.699340422108276E-3,0,0.63035910812079943,null,{"$f":"J7520*VLOOKUP($B7520,$AR$36:$AZ$47,MATCH(AG$2,$AS$2:$BA$2,0)+1,FALSE)","v":0.16568064718622333},{"$f":"K7520*VLOOKUP($B7520,$AR$36:$AZ$47,MATCH(AH$2,$AS$2:$BA$2,0)+1,FALSE)","v":0.25631409745252576},{"$f":"L7520*VLOOKUP($B7520,$AR$36:$AZ$47,MATCH(AI$2,$AS$2:$BA$2,0)+1,FALSE)","v":5.4307912710067291E-3},{"$f":"M7520*VLOOKUP($B7520,$AR$36:$AZ$47,MATCH(AJ$2,$AS$2:$BA$2,0)+1,FALSE)","v":7.4431911770322573E-2},{"$f":"N7520*VLOOKUP($B7520,$AR$36:$AZ$47,MATCH(AK$2,$AS$2:$BA$2,0)+1,FALSE)","v":6.2399732224490169E-2},{"$f":"O7520*VLOOKUP($B7520,$AR$36:$AZ$47,MATCH(AL$2,$AS$2:$BA$2,0)+1,FALSE)","v":5.4836046697421044E-2},{"$f":"P7520*VLOOKUP($B7520,$AR$36:$AZ$47,MATCH(AM$2,$AS$2:$BA$2,0)+1,FALSE)","v":8.9876499368352389E-6},{"$f":"Q7520*VLOOKUP($B7520,$AR$36:$AZ$47,MATCH(AN$2,$AS$2:$BA$2,0)+1,FALSE)","v":1.6392211723175037E-3},{"$f":"R7520*VLOOKUP($B7520,$AR$36:$BA$47,MATCH(AO$2,$AS$2:$BA$2,0)+1,FALSE)","v":0},0.62074143542424387]
[2006,11,10,12,null,2013,11,10,12,0.30873559710828774,0.34974300899800004,0,8.9659780332593544E-2,8.6077499999999987E-2,6.3090999999999994E-2,0,1.9643041520283999E-3,0,0.89927119059090976,null,null,0.29231549166780835,7.8562337936354865E-2,0.30959085318054297,6.7851772561933227E-2,5.8159601201743294E-2,0,0,1.4357831496238727E-3,0,0.80791583969800662,null,{"$f":"J7526*VLOOKUP($B7526,$AR$36:$AZ$47,MATCH(AG$2,$AS$2:$BA$2,0)+1,FALSE)","v":0.27380128076654936},{"$f":"K7526*VLOOKUP($B7526,$AR$36:$AZ$47,MATCH(AH$2,$AS$2:$BA$2,0)+1,FALSE)","v":0.31015122458964922},{"$f":"L7526*VLOOKUP($B7526,$AR$36:$AZ$47,MATCH(AI$2,$AS$2:$BA$2,0)+1,FALSE)","v":0},{"$f":"M7526*VLOOKUP($B7526,$AR$36:$AZ$47,MATCH(AJ$2,$AS$2:$BA$2,0)+1,FALSE)","v":7.8712428802852855E-2},{"$f":"N7526*VLOOKUP($B7526,$AR$36:$AZ$47,MATCH(AK$2,$AS$2:$BA$2,0)+1,FALSE)","v":6.6944766843694353E-2},{"$f":"O7526*VLOOKUP($B7526,$AR$36:$AZ$47,MATCH(AL$2,$AS$2:$BA$2,0)+1,FALSE)","v":5.8773801002089406E-2},{"$f":"P7526*VLOOKUP($B7526,$AR$36:$AZ$47,MATCH(AM$2,$AS$2:$BA$2,0)+1,FALSE)","v":0},{"$f":"Q7526*VLOOKUP($B7526,$AR$36:$AZ$47,MATCH(AN$2,$AS$2:$BA$2,0)+1,FALSE)","v":1.3849880265898846E-3},{"$f":"R7526*VLOOKUP($B7526,$AR$36:$BA$47,MATCH(AO$2,$AS$2:$BA$2,0)+1,FALSE)","v":0},0.78976849003142513]
[2006,11,10,23,null,2013,11,10,23,0.26117581594260436,0.30173798778661659,7.3629190447053851E-3,9.4082756108922055E-2,8.2457099999999992E-2,6.2038999999999997E-2,1.7958104117174758E-5,2.3248785498920436E-3,0,0.81119841553685756,null,null,0.24728517788062337,8.2437869599886221E-2,0.26709703603074186,6.4997942497360919E-2,5.7189828960627541E-2,4.1178107725202088E-3,8.9876499368352389E-6,1.699340422108276E-3,0,0.7248339938138052,null,{"$f":"J7537*VLOOKUP($B7537,$AR$36:$AZ$47,MATCH(AG$2,$AS$2:$BA$2,0)+1,FALSE)","v":0.23162302494471246},{"$f":"K7537*VLOOKUP($B7537,$AR$36:$AZ$47,MATCH(AH$2,$AS$2:$BA$2,0)+1,FALSE)","v":0.26758049198853578},{"$f":"L7537*VLOOKUP($B7537,$AR$36:$AZ$47,MATCH(AI$2,$AS$2:$BA$2,0)+1,FALSE)","v":5.4307912710067291E-3},{"$f":"M7537*VLOOKUP($B7537,$AR$36:$AZ$47,MATCH(AJ$2,$AS$2:$BA$2,0)+1,FALSE)","v":8.2595364547280961E-2},{"$f":"N7537*VLOOKUP($B7537,$AR$36:$AZ$47,MATCH(AK$2,$AS$2:$BA$2,0)+1,FALSE)","v":6.4129085232577501E-2},{"$f":"O7537*VLOOKUP($B7537,$AR$36:$AZ$47,MATCH(AL$2,$AS$2:$BA$2,0)+1,FALSE)","v":5.7793787392316248E-2},{"$f":"P7537*VLOOKUP($B7537,$AR$36:$AZ$47,MATCH(AM$2,$AS$2:$BA$2,0)+1,FALSE)","v":8.9876499368352389E-6},{"$f":"Q7537*VLOOKUP($B7537,$AR$36:$AZ$47,MATCH(AN$2,$AS$2:$BA$2,0)+1,FALSE)","v":1.6392211723175037E-3},{"$f":"R7537*VLOOKUP($B7537,$AR$36:$BA$47,MATCH(AO$2,$AS$2:$BA$2,0)+1,FALSE)","v":0},0.71080075419868416]
[2006,11,11,2,null,2013,11,11,2,0.1765657677333036,0.28588957619528316,7.3629190447053851E-3,9.0992205467495438E-2,8.1588200000000013E-2,6.0234999999999997E-2,1.7958104117174758E-5,2.3248785498920436E-3,0,0.70497650509479692,null,null,0.16717511582754635,7.9729845076510139E-2,0.25306809723887203,6.4313020128808601E-2,5.5526835497725628E-2,4.1178107725202088E-3,8.9876499368352389E-6,1.699340422108276E-3,0,0.62563905261402808,null,{"$f":"J7540*VLOOKUP($B7540,$AR$36:$AZ$47,MATCH(AG$2,$AS$2:$BA$2,0)+1,FALSE)","v":0.15658684582442614},{"$f":"K7540*VLOOKUP($B7540,$AR$36:$AZ$47,MATCH(AH$2,$AS$2:$BA$2,0)+1,FALSE)","v":0.25352616027527214},{"$f":"L7540*VLOOKUP($B7540,$AR$36:$AZ$47,MATCH(AI$2,$AS$2:$BA$2,0)+1,FALSE)","v":5.4307912710067291E-3},{"$f":"M7540*VLOOKUP($B7540,$AR$36:$AZ$47,MATCH(AJ$2,$AS$2:$BA$2,0)+1,FALSE)","v":7.9882166428542428E-2},{"$f":"N7540*VLOOKUP($B7540,$AR$36:$AZ$47,MATCH(AK$2,$AS$2:$BA$2,0)+1,FALSE)","v":6.3453318535002814E-2},{"$f":"O7540*VLOOKUP($B7540,$AR$36:$AZ$47,MATCH(AL$2,$AS$2:$BA$2,0)+1,FALSE)","v":5.6113231734492328E-2},{"$f":"P7540*VLOOKUP($B7540,$AR$36:$AZ$47,MATCH(AM$2,$AS$2:$BA$2,0)+1,FALSE)","v":8.9876499368352389E-6},{"$f":"Q7540*VLOOKUP($B7540,$AR$36:$AZ$47,MATCH(AN$2,$AS$2:$BA$2,0)+1,FALSE)","v":1.6392211723175037E-3},{"$f":"R7540*VLOOKUP($B7540,$AR$36:$BA$47,MATCH(AO$2,$AS$2:$BA$2,0)+1,FALSE)","v":0},0.61664072289099692]
[2006,11,11,8,null,2013,11,11,8,0.23843529536075203,0.39334710538615447,1.7180144437645897E-3,0.1216973373186493,9.8749099999999992E-2,6.6274E-2,4.1902242940074433E-6,2.048438178196583E-3,0,0.92227348091181105,null,null,0.22575411208540014,0.10663451666863721,0.34818899254478847,7.7840335440685443E-2,6.1093807516830217E-2,9.6082251358804857E-4,2.097118318594889E-6,1.4972798465368998E-3,0,0.82197196373478509,null,{"$f":"J7546*VLOOKUP($B7546,$AR$36:$AZ$47,MATCH(AG$2,$AS$2:$BA$2,0)+1,FALSE)","v":0.21145565934473806},{"$f":"K7546*VLOOKUP($B7546,$AR$36:$AZ$47,MATCH(AH$2,$AS$2:$BA$2,0)+1,FALSE)","v":0.3488192280778577},{"$f":"L7546*VLOOKUP($B7546,$AR$36:$AZ$47,MATCH(AI$2,$AS$2:$BA$2,0)+1,FALSE)","v":1.2671846299015699E-3},{"$f":"M7546*VLOOKUP($B7546,$AR$36:$AZ$47,MATCH(AJ$2,$AS$2:$BA$2,0)+1,FALSE)","v":0.1068382385463944},{"$f":"N7546*VLOOKUP($B7546,$AR$36:$AZ$47,MATCH(AK$2,$AS$2:$BA$2,0)+1,FALSE)","v":7.679980802793597E-2},{"$f":"O7546*VLOOKUP($B7546,$AR$36:$AZ$47,MATCH(AL$2,$AS$2:$BA$2,0)+1,FALSE)","v":6.1738994271963887E-2},{"$f":"P7546*VLOOKUP($B7546,$AR$36:$AZ$47,MATCH(AM$2,$AS$2:$BA$2,0)+1,FALSE)","v":2.097118318594889E-6},{"$f":"Q7546*VLOOKUP($B7546,$AR$36:$AZ$47,MATCH(AN$2,$AS$2:$BA$2,0)+1,FALSE)","v":1.4443090939263287E-3},{"$f":"R7546*VLOOKUP($B7546,$AR$36:$BA$47,MATCH(AO$2,$AS$2:$BA$2,0)+1,FALSE)","v":0},0.80836551911103649]
[2006,11,11,16,null,2013,11,11,16,0.30811637147339582,0.42389326315174658,0,0.11728430065563927,0.10094209999999995,6.9150000000000003E-2,0,1.9643041520283999E-3,0,1.0213503394328098,null,null,0.2917291995537401,0.10276769392650202,0.3752283065574703,7.9568997834787464E-2,6.3745009955469861E-2,0,0,1.4357831496238727E-3,0,0.91447499097759355,null,{"$f":"J7554*VLOOKUP($B7554,$AR$36:$AZ$47,MATCH(AG$2,$AS$2:$BA$2,0)+1,FALSE)","v":0.27325212228432411},{"$f":"K7554*VLOOKUP($B7554,$AR$36:$AZ$47,MATCH(AH$2,$AS$2:$BA$2,0)+1,FALSE)","v":0.37590748429389886},{"$f":"L7554*VLOOKUP($B7554,$AR$36:$AZ$47,MATCH(AI$2,$AS$2:$BA$2,0)+1,FALSE)","v":0},{"$f":"M7554*VLOOKUP($B7554,$AR$36:$AZ$47,MATCH(AJ$2,$AS$2:$BA$2,0)+1,FALSE)","v":0.10296402836148184},{"$f":"N7554*VLOOKUP($B7554,$AR$36:$AZ$47,MATCH(AK$2,$AS$2:$BA$2,0)+1,FALSE)","v":7.8505362600132175E-2},{"$f":"O7554*VLOOKUP($B7554,$AR$36:$AZ$47,MATCH(AL$2,$AS$2:$BA$2,0)+1,FALSE)","v":6.4418194977009124E-2},{"$f":"P7554*VLOOKUP($B7554,$AR$36:$AZ$47,MATCH(AM$2,$AS$2:$BA$2,0)+1,FALSE)","v":0},{"$f":"Q7554*VLOOKUP($B7554,$AR$36:$AZ$47,MATCH(AN$2,$AS$2:$BA$2,0)+1,FALSE)","v":1.3849880265898846E-3},{"$f":"R7554*VLOOKUP($B7554,$AR$36:$BA$47,MATCH(AO$2,$AS$2:$BA$2,0)+1,FALSE)","v":0},0.8964321805434361]
[2006,11,12,1,null,2013,11,12,1,0.19871501199653299,0.30011329828152078,7.3629190447053851E-3,8.1834668509642439E-2,8.3932899999999991E-2,6.1155000000000001E-2,1.7958104117174758E-5,2.3248785498920436E-3,0,0.73545663448641074,null,null,0.18814635234033938,7.1705762143463136E-2,0.2656588685846587,6.6161262133118237E-2,5.6374925290336365E-2,4.1178107725202088E-3,8.9876499368352389E-6,1.699340422108276E-3,0,0.65387330933648113,null,{"$f":"J7563*VLOOKUP($B7563,$AR$36:$AZ$47,MATCH(AG$2,$AS$2:$BA$2,0)+1,FALSE)","v":0.17622983971332409},{"$f":"K7563*VLOOKUP($B7563,$AR$36:$AZ$47,MATCH(AH$2,$AS$2:$BA$2,0)+1,FALSE)","v":0.26613972140379394},{"$f":"L7563*VLOOKUP($B7563,$AR$36:$AZ$47,MATCH(AI$2,$AS$2:$BA$2,0)+1,FALSE)","v":5.4307912710067291E-3},{"$f":"M7563*VLOOKUP($B7563,$AR$36:$AZ$47,MATCH(AJ$2,$AS$2:$BA$2,0)+1,FALSE)","v":7.1842753738363602E-2},{"$f":"N7563*VLOOKUP($B7563,$AR$36:$AZ$47,MATCH(AK$2,$AS$2:$BA$2,0)+1,FALSE)","v":6.5276854241992546E-2},{"$f":"O7563*VLOOKUP($B7563,$AR$36:$AZ$47,MATCH(AL$2,$AS$2:$BA$2,0)+1,FALSE)","v":5.6970277857107635E-2},{"$f":"P7563*VLOOKUP($B7563,$AR$36:$AZ$47,MATCH(AM$2,$AS$2:$BA$2,0)+1,FALSE)","v":8.9876499368352389E-6},{"$f":"Q7563*VLOOKUP($B7563,$AR$36:$AZ$47,MATCH(AN$2,$AS$2:$BA$2,0)+1,FALSE)","v":1.6392211723175037E-3},{"$f":"R7563*VLOOKUP($B7563,$AR$36:$BA$47,MATCH(AO$2,$AS$2:$BA$2,0)+1,FALSE)","v":0},0.64353844704784291]
[2006,11,12,9,null,2013,11,12,9,0.2294564338002818,0.42097262880646225,0,0.10033808324860191,0.11779339999999998,7.7186000000000005E-2,0,1.9643041520283999E-3,0,0.94771085000737432,null,null,0.21725279135578746,8.7918957361054123E-2,0.37264297488386378,9.2852266691026406E-2,7.1152889926578408E-2,0,0,1.4357831496238727E-3,0,0.84325566336793412,null,{"$f":"J7571*VLOOKUP($B7571,$AR$36:$AZ$47,MATCH(AG$2,$AS$2:$BA$2,0)+1,FALSE)","v":0.20349278166523288},{"$f":"K7571*VLOOKUP($B7571,$AR$36:$AZ$47,MATCH(AH$2,$AS$2:$BA$2,0)+1,FALSE)","v":0.37331747307004703},{"$f":"L7571*VLOOKUP($B7571,$AR$36:$AZ$47,MATCH(AI$2,$AS$2:$BA$2,0)+1,FALSE)","v":0},{"$f":"M7571*VLOOKUP($B7571,$AR$36:$AZ$47,MATCH(AJ$2,$AS$2:$BA$2,0)+1,FALSE)","v":8.808692375358447E-2},{"$f":"N7571*VLOOKUP($B7571,$AR$36:$AZ$47,MATCH(AK$2,$AS$2:$BA$2,0)+1,FALSE)","v":9.1611067918167061E-2},{"$f":"O7571*VLOOKUP($B7571,$AR$36:$AZ$47,MATCH(AL$2,$AS$2:$BA$2,0)+1,FALSE)","v":7.1904306543679339E-2},{"$f":"P7571*VLOOKUP($B7571,$AR$36:$AZ$47,MATCH(AM$2,$AS$2:$BA$2,0)+1,FALSE)","v":0},{"$f":"Q7571*VLOOKUP($B7571,$AR$36:$AZ$47,MATCH(AN$2,$AS$2:$BA$2,0)+1,FALSE)","v":1.3849880265898846E-3},{"$f":"R7571*VLOOKUP($B7571,$AR$36:$BA$47,MATCH(AO$2,$AS$2:$BA$2,0)+1,FALSE)","v":0},0.82979754097730074]
[2006,11,12,18,null,2013,11,12,18,0.39075481393506806,0.41652804851959913,7.3629190447053851E-3,9.0643443372972782E-2,0.11175359999999999,7.4446999999999999E-2,1.7958104117174758E-5,2.3248785498920436E-3,0,1.0938326615263543,null,null,0.36997251572817141,7.9424250244271632E-2,0.36870865348890136,8.8091311320348073E-2,6.8627979120099269E-2,4.1178107725202088E-3,8.9876499368352389E-6,1.699340422108276E-3,0,0.980650848746357,null,{"$f":"J7580*VLOOKUP($B7580,$AR$36:$AZ$47,MATCH(AG$2,$AS$2:$BA$2,0)+1,FALSE)","v":0.34653978848959976},{"$f":"K7580*VLOOKUP($B7580,$AR$36:$AZ$47,MATCH(AH$2,$AS$2:$BA$2,0)+1,FALSE)","v":0.36937603040130884},{"$f":"L7580*VLOOKUP($B7580,$AR$36:$AZ$47,MATCH(AI$2,$AS$2:$BA$2,0)+1,FALSE)","v":5.4307912710067291E-3},{"$f":"M7580*VLOOKUP($B7580,$AR$36:$AZ$47,MATCH(AJ$2,$AS$2:$BA$2,0)+1,FALSE)","v":7.9575987767024237E-2},{"$f":"N7580*VLOOKUP($B7580,$AR$36:$AZ$47,MATCH(AK$2,$AS$2:$BA$2,0)+1,FALSE)","v":8.69137544183263E-2},{"$f":"O7580*VLOOKUP($B7580,$AR$36:$AZ$47,MATCH(AL$2,$AS$2:$BA$2,0)+1,FALSE)","v":6.935273118515399E-2},{"$f":"P7580*VLOOKUP($B7580,$AR$36:$AZ$47,MATCH(AM$2,$AS$2:$BA$2,0)+1,FALSE)","v":8.9876499368352389E-6},{"$f":"Q7580*VLOOKUP($B7580,$AR$36:$AZ$47,MATCH(AN$2,$AS$2:$BA$2,0)+1,FALSE)","v":1.6392211723175037E-3},{"$f":"R7580*VLOOKUP($B7580,$AR$36:$BA$47,MATCH(AO$2,$AS$2:$BA$2,0)+1,FALSE)","v":0},0.95883729235467419]
[2006,11,12,23,null,2013,11,12,23,0.28076886185736621,0.32664080668163054,7.3629190447053851E-3,8.4863816269398165E-2,8.9213499999999987E-2,6.5166000000000002E-2,1.7958104117174758E-5,2.3248785498920436E-3,0,0.85635874050710958,null,null,0.26583616747653549,7.4359983791991671E-2,0.28914089323433789,7.0323767668136625E-2,6.0072412418772946E-2,4.1178107725202088E-3,8.9876499368352389E-6,1.699340422108276E-3,0,0.76555936343433983,null,{"$f":"J7585*VLOOKUP($B7585,$AR$36:$AZ$47,MATCH(AG$2,$AS$2:$BA$2,0)+1,FALSE)","v":0.24899906164351268},{"$f":"K7585*VLOOKUP($B7585,$AR$36:$AZ$47,MATCH(AH$2,$AS$2:$BA$2,0)+1,FALSE)","v":0.28966424942560581},{"$f":"L7585*VLOOKUP($B7585,$AR$36:$AZ$47,MATCH(AI$2,$AS$2:$BA$2,0)+1,FALSE)","v":5.4307912710067291E-3},{"$f":"M7585*VLOOKUP($B7585,$AR$36:$AZ$47,MATCH(AJ$2,$AS$2:$BA$2,0)+1,FALSE)","v":7.4502046193560684E-2},{"$f":"N7585*VLOOKUP($B7585,$AR$36:$AZ$47,MATCH(AK$2,$AS$2:$BA$2,0)+1,FALSE)","v":6.9383717659201607E-2},{"$f":"O7585*VLOOKUP($B7585,$AR$36:$AZ$47,MATCH(AL$2,$AS$2:$BA$2,0)+1,FALSE)","v":6.0706812637335884E-2},{"$f":"P7585*VLOOKUP($B7585,$AR$36:$AZ$47,MATCH(AM$2,$AS$2:$BA$2,0)+1,FALSE)","v":8.9876499368352389E-6},{"$f":"Q7585*VLOOKUP($B7585,$AR$36:$AZ$47,MATCH(AN$2,$AS$2:$BA$2,0)+1,FALSE)","v":1.6392211723175037E-3},{"$f":"R7585*VLOOKUP($B7585,$AR$36:$BA$47,MATCH(AO$2,$AS$2:$BA$2,0)+1,FALSE)","v":0},0.7503348876524778]
[2006,11,13,11,null,2013,11,13,11,0.22125511810843704,0.4384171244908332,0,0.10632666678971997,0.1213839,8.2215999999999997E-2,0,1.9643041520283999E-3,0,0.97156311354101865,null,null,0.20948766271095662,9.3166317126739159E-2,0.3880847597467017,9.5682527669605277E-2,7.5789728684004479E-2,0,0,1.4357831496238727E-3,0,0.8636467790876311,null,{"$f":"J7597*VLOOKUP($B7597,$AR$36:$AZ$47,MATCH(AG$2,$AS$2:$BA$2,0)+1,FALSE)","v":0.19621946831416412},{"$f":"K7597*VLOOKUP($B7597,$AR$36:$AZ$47,MATCH(AH$2,$AS$2:$BA$2,0)+1,FALSE)","v":0.38878720816026996},{"$f":"L7597*VLOOKUP($B7597,$AR$36:$AZ$47,MATCH(AI$2,$AS$2:$BA$2,0)+1,FALSE)","v":0},{"$f":"M7597*VLOOKUP($B7597,$AR$36:$AZ$47,MATCH(AJ$2,$AS$2:$BA$2,0)+1,FALSE)","v":9.3344308434448284E-2},{"$f":"N7597*VLOOKUP($B7597,$AR$36:$AZ$47,MATCH(AK$2,$AS$2:$BA$2,0)+1,FALSE)","v":9.4403495502057011E-2},{"$f":"O7597*VLOOKUP($B7597,$AR$36:$AZ$47,MATCH(AL$2,$AS$2:$BA$2,0)+1,FALSE)","v":7.6590113061891271E-2},{"$f":"P7597*VLOOKUP($B7597,$AR$36:$AZ$47,MATCH(AM$2,$AS$2:$BA$2,0)+1,FALSE)","v":0},{"$f":"Q7597*VLOOKUP($B7597,$AR$36:$AZ$47,MATCH(AN$2,$AS$2:$BA$2,0)+1,FALSE)","v":1.3849880265898846E-3},{"$f":"R7597*VLOOKUP($B7597,$AR$36:$BA$47,MATCH(AO$2,$AS$2:$BA$2,0)+1,FALSE)","v":0},0.85072958149942057]
[2006,11,13,13,null,2013,11,13,13,0.23740084556369487,0.44116939813865264,0,0.10026725823303281,0.12227349999999998,8.2220000000000001E-2,0,1.9643041520283999E-3,0,0.98529530608740867,null,null,0.22477467950987381,8.7856898556238336E-2,0.39052105932923209,9.6383767097691531E-2,7.5793416030928887E-2,0,0,1.4357831496238727E-3,0,0.87676560367358858,null,{"$f":"J7599*VLOOKUP($B7599,$AR$36:$AZ$47,MATCH(AG$2,$AS$2:$BA$2,0)+1,FALSE)","v":0.21053826050257082},{"$f":"K7599*VLOOKUP($B7599,$AR$36:$AZ$47,MATCH(AH$2,$AS$2:$BA$2,0)+1,FALSE)","v":0.39122791753920105},{"$f":"L7599*VLOOKUP($B7599,$AR$36:$AZ$47,MATCH(AI$2,$AS$2:$BA$2,0)+1,FALSE)","v":0},{"$f":"M7599*VLOOKUP($B7599,$AR$36:$AZ$47,MATCH(AJ$2,$AS$2:$BA$2,0)+1,FALSE)","v":8.8024746387381211E-2},{"$f":"N7599*VLOOKUP($B7599,$AR$36:$AZ$47,MATCH(AK$2,$AS$2:$BA$2,0)+1,FALSE)","v":9.5095361141558019E-2},{"$f":"O7599*VLOOKUP($B7599,$AR$36:$AZ$47,MATCH(AL$2,$AS$2:$BA$2,0)+1,FALSE)","v":7.659383934938091E-2},{"$f":"P7599*VLOOKUP($B7599,$AR$36:$AZ$47,MATCH(AM$2,$AS$2:$BA$2,0)+1,FALSE)","v":0},{"$f":"Q7599*VLOOKUP($B7599,$AR$36:$AZ$47,MATCH(AN$2,$AS$2:$BA$2,0)+1,FALSE)","v":1.3849880265898846E-3},{"$f":"R7599*VLOOKUP($B7599,$AR$36:$BA$47,MATCH(AO$2,$AS$2:$BA$2,0)+1,FALSE)","v":0},0.862865112946682]
[2006,11,13,20,null,2013,11,13,20,0.4211887709521,0.39147533605551976,7.3629190447053851E-3,7.6125278174223071E-2,9.6050599999999986E-2,6.8428000000000003E-2,1.7958104117174758E-5,2.3248785498920436E-3,0,1.0629737408805573,null,null,0.39878784247428128,6.6703039057616834E-2,0.3465321112087224,7.5713205723182284E-2,6.3079443835616658E-2,4.1178107725202088E-3,8.9876499368352389E-6,1.699340422108276E-3,0,0.95664178114398479,null,{"$f":"J7606*VLOOKUP($B7606,$AR$36:$AZ$47,MATCH(AG$2,$AS$2:$BA$2,0)+1,FALSE)","v":0.37353005617530088},{"$f":"K7606*VLOOKUP($B7606,$AR$36:$AZ$47,MATCH(AH$2,$AS$2:$BA$2,0)+1,FALSE)","v":0.34715934772253937},{"$f":"L7606*VLOOKUP($B7606,$AR$36:$AZ$47,MATCH(AI$2,$AS$2:$BA$2,0)+1,FALSE)","v":5.4307912710067291E-3},{"$f":"M7606*VLOOKUP($B7606,$AR$36:$AZ$47,MATCH(AJ$2,$AS$2:$BA$2,0)+1,FALSE)","v":6.6830473107992436E-2},{"$f":"N7606*VLOOKUP($B7606,$AR$36:$AZ$47,MATCH(AK$2,$AS$2:$BA$2,0)+1,FALSE)","v":7.4701112627538535E-2},{"$f":"O7606*VLOOKUP($B7606,$AR$36:$AZ$47,MATCH(AL$2,$AS$2:$BA$2,0)+1,FALSE)","v":6.3745600085130597E-2},{"$f":"P7606*VLOOKUP($B7606,$AR$36:$AZ$47,MATCH(AM$2,$AS$2:$BA$2,0)+1,FALSE)","v":8.9876499368352389E-6},{"$f":"Q7606*VLOOKUP($B7606,$AR$36:$AZ$47,MATCH(AN$2,$AS$2:$BA$2,0)+1,FALSE)","v":1.6392211723175037E-3},{"$f":"R7606*VLOOKUP($B7606,$AR$36:$BA$47,MATCH(AO$2,$AS$2:$BA$2,0)+1,FALSE)","v":0},0.93304558981176289]
[2006,11,14,10,null,2013,11,14,10,0.22474731145815816,0.44088646900632456,0,0.10429409028207184,0.120681,7.9908999999999994E-2,0,1.9643041520283999E-3,0,0.97248217489858302,null,null,0.21279412372673878,9.1385318312298625E-2,0.39027061180286687,9.5128457082822623E-2,7.3663051345359956E-2,0,0,1.4357831496238727E-3,{"$f":"$R7620*$BA$6","v":0},0.86467734541971075,null,{"$f":"J7620*VLOOKUP($B7620,$AR$36:$AZ$47,MATCH(AG$2,$AS$2:$BA$2,0)+1,FALSE)","v":0.1993165099925252},{"$f":"K7620*VLOOKUP($B7620,$AR$36:$AZ$47,MATCH(AH$2,$AS$2:$BA$2,0)+1,FALSE)","v":0.39097701669313401},{"$f":"L7620*VLOOKUP($B7620,$AR$36:$AZ$47,MATCH(AI$2,$AS$2:$BA$2,0)+1,FALSE)","v":0},{"$f":"M7620*VLOOKUP($B7620,$AR$36:$AZ$47,MATCH(AJ$2,$AS$2:$BA$2,0)+1,FALSE)","v":9.1559907077996994E-2},{"$f":"N7620*VLOOKUP($B7620,$AR$36:$AZ$47,MATCH(AK$2,$AS$2:$BA$2,0)+1,FALSE)","v":9.3856831430558257E-2},{"$f":"O7620*VLOOKUP($B7620,$AR$36:$AZ$47,MATCH(AL$2,$AS$2:$BA$2,0)+1,FALSE)","v":7.444097675224616E-2},{"$f":"P7620*VLOOKUP($B7620,$AR$36:$AZ$47,MATCH(AM$2,$AS$2:$BA$2,0)+1,FALSE)","v":0},{"$f":"Q7620*VLOOKUP($B7620,$AR$36:$AZ$47,MATCH(AN$2,$AS$2:$BA$2,0)+1,FALSE)","v":1.3849880265898846E-3},{"$f":"R7620*VLOOKUP($B7620,$AR$36:$BA$47,MATCH(AO$2,$AS$2:$BA$2,0)+1,FALSE)","v":0},{"$f":"SUM(AG7620:AO7620)","v":0.85153622997305056}]
[2006,11,14,13,null,2013,11,14,13,0.2382674243151035,0.44740356963164757,0,0.10026725823303281,0.12063639999999996,7.9979999999999996E-2,0,1.9643041520283999E-3,0,0.9885189563318123,null,null,0.22559516926278703,8.7856898556238336E-2,0.39603951837411655,9.5093300519768817E-2,7.3728501753267964E-2,0,0,1.4357831496238727E-3,0,0.87974917161580257,null,{"$f":"J7623*VLOOKUP($B7623,$AR$36:$AZ$47,MATCH(AG$2,$AS$2:$BA$2,0)+1,FALSE)","v":0.21130678338831224},{"$f":"K7623*VLOOKUP($B7623,$AR$36:$AZ$47,MATCH(AH$2,$AS$2:$BA$2,0)+1,FALSE)","v":0.39675636520823032},{"$f":"L7623*VLOOKUP($B7623,$AR$36:$AZ$47,MATCH(AI$2,$AS$2:$BA$2,0)+1,FALSE)","v":0},{"$f":"M7623*VLOOKUP($B7623,$AR$36:$AZ$47,MATCH(AJ$2,$AS$2:$BA$2,0)+1,FALSE)","v":8.8024746387381211E-2},{"$f":"N7623*VLOOKUP($B7623,$AR$36:$AZ$47,MATCH(AK$2,$AS$2:$BA$2,0)+1,FALSE)","v":9.382214482138361E-2},{"$f":"O7623*VLOOKUP($B7623,$AR$36:$AZ$47,MATCH(AL$2,$AS$2:$BA$2,0)+1,FALSE)","v":7.4507118355187127E-2},{"$f":"P7623*VLOOKUP($B7623,$AR$36:$AZ$47,MATCH(AM$2,$AS$2:$BA$2,0)+1,FALSE)","v":0},{"$f":"Q7623*VLOOKUP($B7623,$AR$36:$AZ$47,MATCH(AN$2,$AS$2:$BA$2,0)+1,FALSE)","v":1.3849880265898846E-3},{"$f":"R7623*VLOOKUP($B7623,$AR$36:$BA$47,MATCH(AO$2,$AS$2:$BA$2,0)+1,FALSE)","v":0},0.8658021461870844]
[2006,11,14,20,null,2013,11,14,20,0.42269142703370288,0.3970547722237544,7.3629190447053851E-3,7.6125278174223071E-2,9.6658199999999958E-2,6.9634000000000001E-2,1.7958104117174758E-5,2.3248785498920436E-3,0,1.0718694331303948,null,null,0.4002105797790026,6.6703039057616834E-2,0.35147100164870265,7.619215477500918E-2,6.4191178933321602E-2,4.1178107725202088E-3,8.9876499368352389E-6,1.699340422108276E-3,0,0.96459409303821808,null,{"$f":"J7630*VLOOKUP($B7630,$AR$36:$AZ$47,MATCH(AG$2,$AS$2:$BA$2,0)+1,FALSE)","v":0.37486268242102078},{"$f":"K7630*VLOOKUP($B7630,$AR$36:$AZ$47,MATCH(AH$2,$AS$2:$BA$2,0)+1,FALSE)","v":0.3521071777450907},{"$f":"L7630*VLOOKUP($B7630,$AR$36:$AZ$47,MATCH(AI$2,$AS$2:$BA$2,0)+1,FALSE)","v":5.4307912710067291E-3},{"$f":"M7630*VLOOKUP($B7630,$AR$36:$AZ$47,MATCH(AJ$2,$AS$2:$BA$2,0)+1,FALSE)","v":6.6830473107992436E-2},{"$f":"N7630*VLOOKUP($B7630,$AR$36:$AZ$47,MATCH(AK$2,$AS$2:$BA$2,0)+1,FALSE)","v":7.5173659348043043E-2},{"$f":"O7630*VLOOKUP($B7630,$AR$36:$AZ$47,MATCH(AL$2,$AS$2:$BA$2,0)+1,FALSE)","v":6.4869075763254569E-2},{"$f":"P7630*VLOOKUP($B7630,$AR$36:$AZ$47,MATCH(AM$2,$AS$2:$BA$2,0)+1,FALSE)","v":8.9876499368352389E-6},{"$f":"Q7630*VLOOKUP($B7630,$AR$36:$AZ$47,MATCH(AN$2,$AS$2:$BA$2,0)+1,FALSE)","v":1.6392211723175037E-3},{"$f":"R7630*VLOOKUP($B7630,$AR$36:$BA$47,MATCH(AO$2,$AS$2:$BA$2,0)+1,FALSE)","v":0},0.94092206847866267]
[2006,11,15,6,null,2013,11,15,6,0.22867357322923598,0.33697414742184134,7.3629190447053851E-3,8.4515854981389263E-2,9.1212299999999968E-2,6.3867999999999994E-2,1.7958104117174758E-5,2.3248785498920436E-3,0,0.81494963133118126,null,null,0.21651156723108006,7.4055090648199443E-2,0.29828791745973254,7.1899349242843025E-2,5.8875868341806921E-2,4.1178107725202088E-3,8.9876499368352389E-6,1.699340422108276E-3,0,0.7254559317682272,null,{"$f":"J7640*VLOOKUP($B7640,$AR$36:$AZ$47,MATCH(AG$2,$AS$2:$BA$2,0)+1,FALSE)","v":0.2027985040081644},{"$f":"K7640*VLOOKUP($B7640,$AR$36:$AZ$47,MATCH(AH$2,$AS$2:$BA$2,0)+1,FALSE)","v":0.29882783011835617},{"$f":"L7640*VLOOKUP($B7640,$AR$36:$AZ$47,MATCH(AI$2,$AS$2:$BA$2,0)+1,FALSE)","v":5.4307912710067291E-3},{"$f":"M7640*VLOOKUP($B7640,$AR$36:$AZ$47,MATCH(AJ$2,$AS$2:$BA$2,0)+1,FALSE)","v":7.4196570561042396E-2},{"$f":"N7640*VLOOKUP($B7640,$AR$36:$AZ$47,MATCH(AK$2,$AS$2:$BA$2,0)+1,FALSE)","v":7.0938237713422211E-2},{"$f":"O7640*VLOOKUP($B7640,$AR$36:$AZ$47,MATCH(AL$2,$AS$2:$BA$2,0)+1,FALSE)","v":5.9497632346950373E-2},{"$f":"P7640*VLOOKUP($B7640,$AR$36:$AZ$47,MATCH(AM$2,$AS$2:$BA$2,0)+1,FALSE)","v":8.9876499368352389E-6},{"$f":"Q7640*VLOOKUP($B7640,$AR$36:$AZ$47,MATCH(AN$2,$AS$2:$BA$2,0)+1,FALSE)","v":1.6392211723175037E-3},{"$f":"R7640*VLOOKUP($B7640,$AR$36:$BA$47,MATCH(AO$2,$AS$2:$BA$2,0)+1,FALSE)","v":0},0.71333777484119665]
[2006,11,15,10,null,2013,11,15,10,0.23810682385290247,0.4374694252047725,0,0.1011909255979587,0.11987349999999998,7.9808000000000004E-2,0,1.9643041520283999E-3,0,0.97841297880766209,null,null,0.22544311033757697,8.8666241021666065E-2,0.38724586083240831,9.4491934108250145E-2,7.3569945835518999E-2,0,0,1.4357831496238727E-3,0,0.8708528752850444,null,{"$f":"J7644*VLOOKUP($B7644,$AR$36:$AZ$47,MATCH(AG$2,$AS$2:$BA$2,0)+1,FALSE)","v":0.21116435532801014},{"$f":"K7644*VLOOKUP($B7644,$AR$36:$AZ$47,MATCH(AH$2,$AS$2:$BA$2,0)+1,FALSE)","v":0.3879467908065205},{"$f":"L7644*VLOOKUP($B7644,$AR$36:$AZ$47,MATCH(AI$2,$AS$2:$BA$2,0)+1,FALSE)","v":0},{"$f":"M7644*VLOOKUP($B7644,$AR$36:$AZ$47,MATCH(AJ$2,$AS$2:$BA$2,0)+1,FALSE)","v":8.883563507603906E-2},{"$f":"N7644*VLOOKUP($B7644,$AR$36:$AZ$47,MATCH(AK$2,$AS$2:$BA$2,0)+1,FALSE)","v":9.3228817150098398E-2},{"$f":"O7644*VLOOKUP($B7644,$AR$36:$AZ$47,MATCH(AL$2,$AS$2:$BA$2,0)+1,FALSE)","v":7.4346887993132965E-2},{"$f":"P7644*VLOOKUP($B7644,$AR$36:$AZ$47,MATCH(AM$2,$AS$2:$BA$2,0)+1,FALSE)","v":0},{"$f":"Q7644*VLOOKUP($B7644,$AR$36:$AZ$47,MATCH(AN$2,$AS$2:$BA$2,0)+1,FALSE)","v":1.3849880265898846E-3},{"$f":"R7644*VLOOKUP($B7644,$AR$36:$BA$47,MATCH(AO$2,$AS$2:$BA$2,0)+1,FALSE)","v":0},0.85690747438039094]
[2006,11,15,23,null,2013,11,15,23,0.29715148729611146,0.33410813595376176,7.3629190447053851E-3,6.770624659548119E-2,8.6358600000000021E-2,6.3812999999999995E-2,1.7958104117174758E-5,2.3248785498920436E-3,0,0.85884322554406922,null,null,0.28134748283761019,5.9326054622316791E-2,0.29575093769802113,6.8073353500821568E-2,5.8825167321596497E-2,4.1178107725202088E-3,8.9876499368352389E-6,1.699340422108276E-3,0,0.76914913482493141,null,{"$f":"J7657*VLOOKUP($B7657,$AR$36:$AZ$47,MATCH(AG$2,$AS$2:$BA$2,0)+1,FALSE)","v":0.26352794613062869},{"$f":"K7657*VLOOKUP($B7657,$AR$36:$AZ$47,MATCH(AH$2,$AS$2:$BA$2,0)+1,FALSE)","v":0.29628625832522865},{"$f":"L7657*VLOOKUP($B7657,$AR$36:$AZ$47,MATCH(AI$2,$AS$2:$BA$2,0)+1,FALSE)","v":5.4307912710067291E-3},{"$f":"M7657*VLOOKUP($B7657,$AR$36:$AZ$47,MATCH(AJ$2,$AS$2:$BA$2,0)+1,FALSE)","v":5.94393951768123E-2},{"$f":"N7657*VLOOKUP($B7657,$AR$36:$AZ$47,MATCH(AK$2,$AS$2:$BA$2,0)+1,FALSE)","v":6.716338580869409E-2},{"$f":"O7657*VLOOKUP($B7657,$AR$36:$AZ$47,MATCH(AL$2,$AS$2:$BA$2,0)+1,FALSE)","v":5.9446395893967933E-2},{"$f":"P7657*VLOOKUP($B7657,$AR$36:$AZ$47,MATCH(AM$2,$AS$2:$BA$2,0)+1,FALSE)","v":8.9876499368352389E-6},{"$f":"Q7657*VLOOKUP($B7657,$AR$36:$AZ$47,MATCH(AN$2,$AS$2:$BA$2,0)+1,FALSE)","v":1.6392211723175037E-3},{"$f":"R7657*VLOOKUP($B7657,$AR$36:$BA$47,MATCH(AO$2,$AS$2:$BA$2,0)+1,FALSE)","v":0},0.75294238142859282]
[2006,11,16,7,null,2013,11,16,7,0.22839943418781658,0.32116262222423869,7.3629190447053851E-3,7.8147320120881242E-2,8.2906999999999967E-2,6.1563E-2,1.7958104117174758E-5,2.3248785498920436E-3,0,0.78188513223165113,null,null,0.21625200827698335,6.8474807203217511E-2,0.28429163032868815,6.5352582356506594E-2,5.6751034676624602E-2,4.1178107725202088E-3,8.9876499368352389E-6,1.699340422108276E-3,0,0.69694820168658544,null,{"$f":"J7665*VLOOKUP($B7665,$AR$36:$AZ$47,MATCH(AG$2,$AS$2:$BA$2,0)+1,FALSE)","v":0.20255538458380332},{"$f":"K7665*VLOOKUP($B7665,$AR$36:$AZ$47,MATCH(AH$2,$AS$2:$BA$2,0)+1,FALSE)","v":0.28480620916668592},{"$f":"L7665*VLOOKUP($B7665,$AR$36:$AZ$47,MATCH(AI$2,$AS$2:$BA$2,0)+1,FALSE)","v":5.4307912710067291E-3},{"$f":"M7665*VLOOKUP($B7665,$AR$36:$AZ$47,MATCH(AJ$2,$AS$2:$BA$2,0)+1,FALSE)","v":6.8605626160702454E-2},{"$f":"N7665*VLOOKUP($B7665,$AR$36:$AZ$47,MATCH(AK$2,$AS$2:$BA$2,0)+1,FALSE)","v":6.4478984458309851E-2},{"$f":"O7665*VLOOKUP($B7665,$AR$36:$AZ$47,MATCH(AL$2,$AS$2:$BA$2,0)+1,FALSE)","v":5.7350359181050074E-2},{"$f":"P7665*VLOOKUP($B7665,$AR$36:$AZ$47,MATCH(AM$2,$AS$2:$BA$2,0)+1,FALSE)","v":8.9876499368352389E-6},{"$f":"Q7665*VLOOKUP($B7665,$AR$36:$AZ$47,MATCH(AN$2,$AS$2:$BA$2,0)+1,FALSE)","v":1.6392211723175037E-3},{"$f":"R7665*VLOOKUP($B7665,$AR$36:$BA$47,MATCH(AO$2,$AS$2:$BA$2,0)+1,FALSE)","v":0},0.68487556364381275]
[2006,11,16,8,null,2013,11,16,8,0.25198431491038553,0.33854189962402292,2.3315910308233721E-3,8.6350388253678426E-2,8.4006999999999984E-2,6.2380999999999999E-2,5.6867329704386734E-6,2.0784860446852209E-3,0,0.82768036659656585,null,null,0.23858252691143234,7.5662558593787024E-2,0.29967568427525693,6.6219672476667241E-2,5.7505097122663273E-2,1.3039734112980663E-3,2.8460891466644927E-6,1.5192429525772674E-3,0,0.74047160183282879,null,{"$f":"J7666*VLOOKUP($B7666,$AR$36:$AZ$47,MATCH(AG$2,$AS$2:$BA$2,0)+1,FALSE)","v":0.2234715685582114},{"$f":"K7666*VLOOKUP($B7666,$AR$36:$AZ$47,MATCH(AH$2,$AS$2:$BA$2,0)+1,FALSE)","v":0.30021810884545008},{"$f":"L7666*VLOOKUP($B7666,$AR$36:$AZ$47,MATCH(AI$2,$AS$2:$BA$2,0)+1,FALSE)","v":1.7197505691521309E-3},{"$f":"M7666*VLOOKUP($B7666,$AR$36:$AZ$47,MATCH(AJ$2,$AS$2:$BA$2,0)+1,FALSE)","v":7.5807109523393978E-2},{"$f":"N7666*VLOOKUP($B7666,$AR$36:$AZ$47,MATCH(AK$2,$AS$2:$BA$2,0)+1,FALSE)","v":6.5334483787728867E-2},{"$f":"O7666*VLOOKUP($B7666,$AR$36:$AZ$47,MATCH(AL$2,$AS$2:$BA$2,0)+1,FALSE)","v":5.8112384972679766E-2},{"$f":"P7666*VLOOKUP($B7666,$AR$36:$AZ$47,MATCH(AM$2,$AS$2:$BA$2,0)+1,FALSE)","v":2.8460891466644927E-6},{"$f":"Q7666*VLOOKUP($B7666,$AR$36:$AZ$47,MATCH(AN$2,$AS$2:$BA$2,0)+1,FALSE)","v":1.4654951894036311E-3},{"$f":"R7666*VLOOKUP($B7666,$AR$36:$BA$47,MATCH(AO$2,$AS$2:$BA$2,0)+1,FALSE)","v":0},0.72613174753516652]
[2006,11,16,21,null,2013,11,16,21,0.35696098554889455,0.32936225522915052,7.3629190447053851E-3,7.7521737443718264E-2,8.3663900000000013E-2,6.3591999999999996E-2,1.7958104117174758E-5,2.3248785498920436E-3,0,0.92080663392047801,null,null,0.3379760124011611,6.7926654647990456E-2,0.29154990658424729,6.5949219185551702E-2,5.8621441404023707E-2,4.1178107725202088E-3,8.9876499368352389E-6,1.699340422108276E-3,0,0.82784937306753958,null,{"$f":"J7679*VLOOKUP($B7679,$AR$36:$AZ$47,MATCH(AG$2,$AS$2:$BA$2,0)+1,FALSE)","v":0.31656982849533999},{"$f":"K7679*VLOOKUP($B7679,$AR$36:$AZ$47,MATCH(AH$2,$AS$2:$BA$2,0)+1,FALSE)","v":0.29207762318278041},{"$f":"L7679*VLOOKUP($B7679,$AR$36:$AZ$47,MATCH(AI$2,$AS$2:$BA$2,0)+1,FALSE)","v":5.4307912710067291E-3},{"$f":"M7679*VLOOKUP($B7679,$AR$36:$AZ$47,MATCH(AJ$2,$AS$2:$BA$2,0)+1,FALSE)","v":6.8056426377323231E-2},{"$f":"N7679*VLOOKUP($B7679,$AR$36:$AZ$47,MATCH(AK$2,$AS$2:$BA$2,0)+1,FALSE)","v":6.5067645769616461E-2},{"$f":"O7679*VLOOKUP($B7679,$AR$36:$AZ$47,MATCH(AL$2,$AS$2:$BA$2,0)+1,FALSE)","v":5.9240518510165784E-2},{"$f":"P7679*VLOOKUP($B7679,$AR$36:$AZ$47,MATCH(AM$2,$AS$2:$BA$2,0)+1,FALSE)","v":8.9876499368352389E-6},{"$f":"Q7679*VLOOKUP($B7679,$AR$36:$AZ$47,MATCH(AN$2,$AS$2:$BA$2,0)+1,FALSE)","v":1.6392211723175037E-3},{"$f":"R7679*VLOOKUP($B7679,$AR$36:$BA$47,MATCH(AO$2,$AS$2:$BA$2,0)+1,FALSE)","v":0},0.80809104242848695]
[2006,11,17,1,null,2013,11,17,1,0.20684413128539736,0.30690149940506711,7.3629190447053851E-3,8.5113543404305145E-2,8.0307000000000003E-2,6.0732000000000001E-2,1.7958104117174758E-5,2.3248785498920436E-3,0,0.74960392979348422,null,null,{"$f":"$J7683*$AS$6","v":0.19584312434851564},{"$f":"$M7683*$AV$6","v":7.4578801499236347E-2},{"$f":"$K7683*$AT$6","v":0.27166775203145221},{"$f":"$N7683*$AW$6","v":6.3303096617945143E-2},{"$f":"$O7683*$AX$6","v":5.5984988353081647E-2},{"$f":"$L7683*$AU$6","v":4.1178107725202088E-3},{"$f":"$P7683*$AY$6","v":8.9876499368352389E-6},{"$f":"$Q7683*$AZ$6","v":1.699340422108276E-3},0,{"$f":"SUM(V7683:AD7683)","v":0.66720390169479615},null,{"$f":"J7683*VLOOKUP($B7683,$AR$36:$AZ$47,MATCH(AG$2,$AS$2:$BA$2,0)+1,FALSE)","v":0.18343912589101888},{"$f":"K7683*VLOOKUP($B7683,$AR$36:$AZ$47,MATCH(AH$2,$AS$2:$BA$2,0)+1,FALSE)","v":0.27215948116185323},{"$f":"L7683*VLOOKUP($B7683,$AR$36:$AZ$47,MATCH(AI$2,$AS$2:$BA$2,0)+1,FALSE)","v":5.4307912710067291E-3},{"$f":"M7683*VLOOKUP($B7683,$AR$36:$AZ$47,MATCH(AJ$2,$AS$2:$BA$2,0)+1,FALSE)","v":7.4721281945127213E-2},{"$f":"N7683*VLOOKUP($B7683,$AR$36:$AZ$47,MATCH(AK$2,$AS$2:$BA$2,0)+1,FALSE)","v":6.2456895134228613E-2},{"$f":"O7683*VLOOKUP($B7683,$AR$36:$AZ$47,MATCH(AL$2,$AS$2:$BA$2,0)+1,FALSE)","v":5.6576222955079074E-2},{"$f":"P7683*VLOOKUP($B7683,$AR$36:$AZ$47,MATCH(AM$2,$AS$2:$BA$2,0)+1,FALSE)","v":8.9876499368352389E-6},{"$f":"Q7683*VLOOKUP($B7683,$AR$36:$AZ$47,MATCH(AN$2,$AS$2:$BA$2,0)+1,FALSE)","v":1.6392211723175037E-3},{"$f":"R7683*VLOOKUP($B7683,$AR$36:$BA$47,MATCH(AO$2,$AS$2:$BA$2,0)+1,FALSE)","v":0},0.65643200718056804]
[2006,11,17,7,null,2013,11,17,7,0.21100025529979066,0.33229783211887753,7.3629190447053851E-3,8.4729112084139455E-2,8.195829999999997E-2,6.0062999999999998E-2,1.7958104117174758E-5,2.3248785498920436E-3,0,0.7797542552015222,null,null,0.1997782048707453,7.4241952321420585E-2,0.29414846532734101,6.4604756541055339E-2,5.5368279579976663E-2,4.1178107725202088E-3,8.9876499368352389E-6,1.699340422108276E-3,0,0.69396779748510418,null,{"$f":"J7689*VLOOKUP($B7689,$AR$36:$AZ$47,MATCH(AG$2,$AS$2:$BA$2,0)+1,FALSE)","v":0.1871249725793305},{"$f":"K7689*VLOOKUP($B7689,$AR$36:$AZ$47,MATCH(AH$2,$AS$2:$BA$2,0)+1,FALSE)","v":0.29468088541762644},{"$f":"L7689*VLOOKUP($B7689,$AR$36:$AZ$47,MATCH(AI$2,$AS$2:$BA$2,0)+1,FALSE)","v":5.4307912710067291E-3},{"$f":"M7689*VLOOKUP($B7689,$AR$36:$AZ$47,MATCH(AJ$2,$AS$2:$BA$2,0)+1,FALSE)","v":7.4383789227591202E-2},{"$f":"N7689*VLOOKUP($B7689,$AR$36:$AZ$47,MATCH(AK$2,$AS$2:$BA$2,0)+1,FALSE)","v":6.3741155173019121E-2},{"$f":"O7689*VLOOKUP($B7689,$AR$36:$AZ$47,MATCH(AL$2,$AS$2:$BA$2,0)+1,FALSE)","v":5.5953001372438159E-2},{"$f":"P7689*VLOOKUP($B7689,$AR$36:$AZ$47,MATCH(AM$2,$AS$2:$BA$2,0)+1,FALSE)","v":8.9876499368352389E-6},{"$f":"Q7689*VLOOKUP($B7689,$AR$36:$AZ$47,MATCH(AN$2,$AS$2:$BA$2,0)+1,FALSE)","v":1.6392211723175037E-3},{"$f":"R7689*VLOOKUP($B7689,$AR$36:$BA$47,MATCH(AO$2,$AS$2:$BA$2,0)+1,FALSE)","v":0},0.68296280386326658]
[2006,11,17,18,null,2013,11,17,18,0.41911027637678555,0.38538455688309975,7.3629190447053851E-3,9.2238837886508537E-2,8.8324800000000023E-2,6.5574999999999994E-2,1.7958104117174758E-5,2.3248785498920436E-3,0,1.0603392268451084,null,null,0.39681989265118778,8.0822178305764325E-2,0.34114058236608419,6.9623237677421415E-2,6.0449443641792278E-2,4.1178107725202088E-3,8.9876499368352389E-6,1.699340422108276E-3,0,0.9546814734868152,null,{"$f":"J7700*VLOOKUP($B7700,$AR$36:$AZ$47,MATCH(AG$2,$AS$2:$BA$2,0)+1,FALSE)","v":0.37168674920934769},{"$f":"K7700*VLOOKUP($B7700,$AR$36:$AZ$47,MATCH(AH$2,$AS$2:$BA$2,0)+1,FALSE)","v":0.34175806000432796},{"$f":"L7700*VLOOKUP($B7700,$AR$36:$AZ$47,MATCH(AI$2,$AS$2:$BA$2,0)+1,FALSE)","v":5.4307912710067291E-3},{"$f":"M7700*VLOOKUP($B7700,$AR$36:$AZ$47,MATCH(AJ$2,$AS$2:$BA$2,0)+1,FALSE)","v":8.0976586525947303E-2},{"$f":"N7700*VLOOKUP($B7700,$AR$36:$AZ$47,MATCH(AK$2,$AS$2:$BA$2,0)+1,FALSE)","v":6.8692551973697391E-2},{"$f":"O7700*VLOOKUP($B7700,$AR$36:$AZ$47,MATCH(AL$2,$AS$2:$BA$2,0)+1,FALSE)","v":6.108782553315073E-2},{"$f":"P7700*VLOOKUP($B7700,$AR$36:$AZ$47,MATCH(AM$2,$AS$2:$BA$2,0)+1,FALSE)","v":8.9876499368352389E-6},{"$f":"Q7700*VLOOKUP($B7700,$AR$36:$AZ$47,MATCH(AN$2,$AS$2:$BA$2,0)+1,FALSE)","v":1.6392211723175037E-3},{"$f":"R7700*VLOOKUP($B7700,$AR$36:$BA$47,MATCH(AO$2,$AS$2:$BA$2,0)+1,FALSE)","v":0},0.93128077333973214]
[2006,11,18,4,null,2013,11,18,4,0.16979399208864551,0.29743578284609545,7.3629190447053851E-3,8.9401052601011152E-2,8.1901400000000041E-2,6.0897E-2,1.7958104117174758E-5,2.3248785498920436E-3,0,0.70913498323446666,null,null,0.16076349712995244,7.8335633661520798E-2,0.26328874461725688,6.4559904333930718E-2,5.6137091413712918E-2,4.1178107725202088E-3,8.9876499368352389E-6,1.699340422108276E-3,0,0.62891101000093896,null,{"$f":"J7710*VLOOKUP($B7710,$AR$36:$AZ$47,MATCH(AG$2,$AS$2:$BA$2,0)+1,FALSE)","v":0.15058131597319624},{"$f":"K7710*VLOOKUP($B7710,$AR$36:$AZ$47,MATCH(AH$2,$AS$2:$BA$2,0)+1,FALSE)","v":0.26376530742041221},{"$f":"L7710*VLOOKUP($B7710,$AR$36:$AZ$47,MATCH(AI$2,$AS$2:$BA$2,0)+1,FALSE)","v":5.4307912710067291E-3},{"$f":"M7710*VLOOKUP($B7710,$AR$36:$AZ$47,MATCH(AJ$2,$AS$2:$BA$2,0)+1,FALSE)","v":7.8485291416658526E-2},{"$f":"N7710*VLOOKUP($B7710,$AR$36:$AZ$47,MATCH(AK$2,$AS$2:$BA$2,0)+1,FALSE)","v":6.3696902525888319E-2},{"$f":"O7710*VLOOKUP($B7710,$AR$36:$AZ$47,MATCH(AL$2,$AS$2:$BA$2,0)+1,FALSE)","v":5.6729932314026385E-2},{"$f":"P7710*VLOOKUP($B7710,$AR$36:$AZ$47,MATCH(AM$2,$AS$2:$BA$2,0)+1,FALSE)","v":8.9876499368352389E-6},{"$f":"Q7710*VLOOKUP($B7710,$AR$36:$AZ$47,MATCH(AN$2,$AS$2:$BA$2,0)+1,FALSE)","v":1.6392211723175037E-3},{"$f":"R7710*VLOOKUP($B7710,$AR$36:$BA$47,MATCH(AO$2,$AS$2:$BA$2,0)+1,FALSE)","v":0},0.62033774974344269]
[2006,11,18,11,null,2013,11,18,11,0.24411404332381151,0.44316005285666094,0,0.12578577517058145,0.11783179999999999,7.9221E-2,0,1.9643041520283999E-3,0,1.0120769755030821,null,null,0.23113083578822946,0.11021691710463867,0.39228317744647967,9.2882536018857473E-2,7.3028827674364111E-2,0,0,1.4357831496238727E-3,0,0.90097807718219325,null,{"$f":"J7717*VLOOKUP($B7717,$AR$36:$AZ$47,MATCH(AG$2,$AS$2:$BA$2,0)+1,FALSE)","v":0.21649184072453131},{"$f":"K7717*VLOOKUP($B7717,$AR$36:$AZ$47,MATCH(AH$2,$AS$2:$BA$2,0)+1,FALSE)","v":0.39299322515834201},{"$f":"L7717*VLOOKUP($B7717,$AR$36:$AZ$47,MATCH(AI$2,$AS$2:$BA$2,0)+1,FALSE)","v":0},{"$f":"M7717*VLOOKUP($B7717,$AR$36:$AZ$47,MATCH(AJ$2,$AS$2:$BA$2,0)+1,FALSE)","v":0.11042748304533627},{"$f":"N7717*VLOOKUP($B7717,$AR$36:$AZ$47,MATCH(AK$2,$AS$2:$BA$2,0)+1,FALSE)","v":9.1640932622030422E-2},{"$f":"O7717*VLOOKUP($B7717,$AR$36:$AZ$47,MATCH(AL$2,$AS$2:$BA$2,0)+1,FALSE)","v":7.3800055304029499E-2},{"$f":"P7717*VLOOKUP($B7717,$AR$36:$AZ$47,MATCH(AM$2,$AS$2:$BA$2,0)+1,FALSE)","v":0},{"$f":"Q7717*VLOOKUP($B7717,$AR$36:$AZ$47,MATCH(AN$2,$AS$2:$BA$2,0)+1,FALSE)","v":1.3849880265898846E-3},{"$f":"R7717*VLOOKUP($B7717,$AR$36:$BA$47,MATCH(AO$2,$AS$2:$BA$2,0)+1,FALSE)","v":0},0.88673852488085947]
[2006,11,18,18,null,2013,11,18,18,0.4366671026275788,0.41977668581132271,7.3629190447053851E-3,0.10272885700860465,0.11010510000000004,7.5445999999999999E-2,1.7958104117174758E-5,2.3248785498920436E-3,0,1.1544295011462207,null,null,0.41344295894382149,9.0013818349626337E-2,0.37158433181539674,8.6791858535725575E-2,6.9548894014466803E-2,4.1178107725202088E-3,8.9876499368352389E-6,1.699340422108276E-3,0,1.037208000503602,null,{"$f":"J7724*VLOOKUP($B7724,$AR$36:$AZ$47,MATCH(AG$2,$AS$2:$BA$2,0)+1,FALSE)","v":0.38725697032634088},{"$f":"K7724*VLOOKUP($B7724,$AR$36:$AZ$47,MATCH(AH$2,$AS$2:$BA$2,0)+1,FALSE)","v":0.37225691381671239},{"$f":"L7724*VLOOKUP($B7724,$AR$36:$AZ$47,MATCH(AI$2,$AS$2:$BA$2,0)+1,FALSE)","v":5.4307912710067291E-3},{"$f":"M7724*VLOOKUP($B7724,$AR$36:$AZ$47,MATCH(AJ$2,$AS$2:$BA$2,0)+1,FALSE)","v":9.0185786907942822E-2},{"$f":"N7724*VLOOKUP($B7724,$AR$36:$AZ$47,MATCH(AK$2,$AS$2:$BA$2,0)+1,FALSE)","v":8.56316720141925E-2},{"$f":"O7724*VLOOKUP($B7724,$AR$36:$AZ$47,MATCH(AL$2,$AS$2:$BA$2,0)+1,FALSE)","v":7.0283371485689514E-2},{"$f":"P7724*VLOOKUP($B7724,$AR$36:$AZ$47,MATCH(AM$2,$AS$2:$BA$2,0)+1,FALSE)","v":8.9876499368352389E-6},{"$f":"Q7724*VLOOKUP($B7724,$AR$36:$AZ$47,MATCH(AN$2,$AS$2:$BA$2,0)+1,FALSE)","v":1.6392211723175037E-3},{"$f":"R7724*VLOOKUP($B7724,$AR$36:$BA$47,MATCH(AO$2,$AS$2:$BA$2,0)+1,FALSE)","v":0},1.012693714644139]
[2006,11,18,20,null,2013,11,18,20,0.41026691086445122,0.39233083728339097,7.3629190447053851E-3,0.10808927358528259,9.515239999999997E-2,6.9281999999999996E-2,1.7958104117174758E-5,2.3248785498920436E-3,0,1.0848271774318392,null,null,0.38844686161120229,9.4710761137289184E-2,0.34728939683908411,7.5005187226883846E-2,6.3866692403974884E-2,4.1178107725202088E-3,8.9876499368352389E-6,1.699340422108276E-3,0,0.97514503806299968,null,{"$f":"J7726*VLOOKUP($B7726,$AR$36:$AZ$47,MATCH(AG$2,$AS$2:$BA$2,0)+1,FALSE)","v":0.3638440358123739},{"$f":"K7726*VLOOKUP($B7726,$AR$36:$AZ$47,MATCH(AH$2,$AS$2:$BA$2,0)+1,FALSE)","v":0.34791800406915907},{"$f":"L7726*VLOOKUP($B7726,$AR$36:$AZ$47,MATCH(AI$2,$AS$2:$BA$2,0)+1,FALSE)","v":5.4307912710067291E-3},{"$f":"M7726*VLOOKUP($B7726,$AR$36:$AZ$47,MATCH(AJ$2,$AS$2:$BA$2,0)+1,FALSE)","v":9.4891703056524015E-2},{"$f":"N7726*VLOOKUP($B7726,$AR$36:$AZ$47,MATCH(AK$2,$AS$2:$BA$2,0)+1,FALSE)","v":7.4002558538734761E-2},{"$f":"O7726*VLOOKUP($B7726,$AR$36:$AZ$47,MATCH(AL$2,$AS$2:$BA$2,0)+1,FALSE)","v":6.4541162464166968E-2},{"$f":"P7726*VLOOKUP($B7726,$AR$36:$AZ$47,MATCH(AM$2,$AS$2:$BA$2,0)+1,FALSE)","v":8.9876499368352389E-6},{"$f":"Q7726*VLOOKUP($B7726,$AR$36:$AZ$47,MATCH(AN$2,$AS$2:$BA$2,0)+1,FALSE)","v":1.6392211723175037E-3},{"$f":"R7726*VLOOKUP($B7726,$AR$36:$BA$47,MATCH(AO$2,$AS$2:$BA$2,0)+1,FALSE)","v":0},0.95227646403421984]
[2006,11,19,8,null,2013,11,19,8,0.25661530137781424,0.40205259414954186,2.5770216656468849E-3,9.7121533365838009E-2,0.11518339999999994,7.5504000000000002E-2,6.2853364410111657E-6,2.0905051912806752E-3,0,0.95115064108656255,null,null,0.24296721432296714,8.510052887571265E-2,0.3558950499191223,9.0794898315008879E-2,6.9602360544870526E-2,1.4412337703820731E-3,3.1456774778923341E-6,1.5280281949934138E-3,0,0.84733245962053494,null,{"$f":"J7738*VLOOKUP($B7738,$AR$36:$AZ$47,MATCH(AG$2,$AS$2:$BA$2,0)+1,FALSE)","v":0.22757854565405242},{"$f":"K7738*VLOOKUP($B7738,$AR$36:$AZ$47,MATCH(AH$2,$AS$2:$BA$2,0)+1,FALSE)","v":0.35653923371385732},{"$f":"L7738*VLOOKUP($B7738,$AR$36:$AZ$47,MATCH(AI$2,$AS$2:$BA$2,0)+1,FALSE)","v":1.9007769448523553E-3},{"$f":"M7738*VLOOKUP($B7738,$AR$36:$AZ$47,MATCH(AJ$2,$AS$2:$BA$2,0)+1,FALSE)","v":8.5263110749596541E-2},{"$f":"N7738*VLOOKUP($B7738,$AR$36:$AZ$47,MATCH(AK$2,$AS$2:$BA$2,0)+1,FALSE)","v":8.9581201327454688E-2},{"$f":"O7738*VLOOKUP($B7738,$AR$36:$AZ$47,MATCH(AL$2,$AS$2:$BA$2,0)+1,FALSE)","v":7.0337402654289186E-2},{"$f":"P7738*VLOOKUP($B7738,$AR$36:$AZ$47,MATCH(AM$2,$AS$2:$BA$2,0)+1,FALSE)","v":3.1456774778923341E-6},{"$f":"Q7738*VLOOKUP($B7738,$AR$36:$AZ$47,MATCH(AN$2,$AS$2:$BA$2,0)+1,FALSE)","v":1.4739696275945513E-3},{"$f":"R7738*VLOOKUP($B7738,$AR$36:$BA$47,MATCH(AO$2,$AS$2:$BA$2,0)+1,FALSE)","v":0},0.83267738634917521]
[2006,11,19,13,null,2013,11,19,13,0.2450039816885346,0.4421592600720996,0,0.10026725823303281,0.1240637,8.1347000000000003E-2,0,1.9643041520283999E-3,0,0.99480550414569546,null,null,0.2319734427732181,8.7856898556238336E-2,0.39139728041906818,9.7794916855065681E-2,7.4988652564679778E-2,0,0,1.4357831496238727E-3,0,0.88544697431789399,null,{"$f":"J7743*VLOOKUP($B7743,$AR$36:$AZ$47,MATCH(AG$2,$AS$2:$BA$2,0)+1,FALSE)","v":0.21728108001649094},{"$f":"K7743*VLOOKUP($B7743,$AR$36:$AZ$47,MATCH(AH$2,$AS$2:$BA$2,0)+1,FALSE)","v":0.39210572462307336},{"$f":"L7743*VLOOKUP($B7743,$AR$36:$AZ$47,MATCH(AI$2,$AS$2:$BA$2,0)+1,FALSE)","v":0},{"$f":"M7743*VLOOKUP($B7743,$AR$36:$AZ$47,MATCH(AJ$2,$AS$2:$BA$2,0)+1,FALSE)","v":8.8024746387381211E-2},{"$f":"N7743*VLOOKUP($B7743,$AR$36:$AZ$47,MATCH(AK$2,$AS$2:$BA$2,0)+1,FALSE)","v":9.6487647413854308E-2},{"$f":"O7743*VLOOKUP($B7743,$AR$36:$AZ$47,MATCH(AL$2,$AS$2:$BA$2,0)+1,FALSE)","v":7.5780577104768779E-2},{"$f":"P7743*VLOOKUP($B7743,$AR$36:$AZ$47,MATCH(AM$2,$AS$2:$BA$2,0)+1,FALSE)","v":0},{"$f":"Q7743*VLOOKUP($B7743,$AR$36:$AZ$47,MATCH(AN$2,$AS$2:$BA$2,0)+1,FALSE)","v":1.3849880265898846E-3},{"$f":"R7743*VLOOKUP($B7743,$AR$36:$BA$47,MATCH(AO$2,$AS$2:$BA$2,0)+1,FALSE)","v":0},0.87106476357215856]
[2006,11,19,22,null,2013,11,19,22,0.32738079218417337,0.35658369646653543,7.3629190447053851E-3,9.1971611669629458E-2,9.3327699999999972E-2,6.7462999999999995E-2,1.7958104117174758E-5,2.3248785498920436E-3,0,0.94643255601905296,null,null,0.30996904188002455,8.0588027426986453E-2,0.31564619729104509,7.3566842370286475E-2,6.2189871390106476E-2,4.1178107725202088E-3,8.9876499368352389E-6,1.699340422108276E-3,0,0.84778611920301428,null,{"$f":"J7752*VLOOKUP($B7752,$AR$36:$AZ$47,MATCH(AG$2,$AS$2:$BA$2,0)+1,FALSE)","v":0.29033671866141919},{"$f":"K7752*VLOOKUP($B7752,$AR$36:$AZ$47,MATCH(AH$2,$AS$2:$BA$2,0)+1,FALSE)","v":0.31621752910701401},{"$f":"L7752*VLOOKUP($B7752,$AR$36:$AZ$47,MATCH(AI$2,$AS$2:$BA$2,0)+1,FALSE)","v":5.4307912710067291E-3},{"$f":"M7752*VLOOKUP($B7752,$AR$36:$AZ$47,MATCH(AJ$2,$AS$2:$BA$2,0)+1,FALSE)","v":8.0741988309307414E-2},{"$f":"N7752*VLOOKUP($B7752,$AR$36:$AZ$47,MATCH(AK$2,$AS$2:$BA$2,0)+1,FALSE)","v":7.2583440696561266E-2},{"$f":"O7752*VLOOKUP($B7752,$AR$36:$AZ$47,MATCH(AL$2,$AS$2:$BA$2,0)+1,FALSE)","v":6.2846633228256926E-2},{"$f":"P7752*VLOOKUP($B7752,$AR$36:$AZ$47,MATCH(AM$2,$AS$2:$BA$2,0)+1,FALSE)","v":8.9876499368352389E-6},{"$f":"Q7752*VLOOKUP($B7752,$AR$36:$AZ$47,MATCH(AN$2,$AS$2:$BA$2,0)+1,FALSE)","v":1.6392211723175037E-3},{"$f":"R7752*VLOOKUP($B7752,$AR$36:$BA$47,MATCH(AO$2,$AS$2:$BA$2,0)+1,FALSE)","v":0},0.82980531009581993]
[2006,11,20,6,null,2013,11,20,6,0.2163939665290868,0.32547903431517655,7.3629190447053851E-3,8.6258316547010466E-2,9.3615300000000012E-2,6.4409999999999995E-2,1.7958104117174758E-5,2.3248785498920436E-3,0,0.79586237308998842,null,null,0.20488505152099687,7.5581882860400296E-2,0.28811249784435561,7.3793547023521242E-2,5.9375503850062378E-2,4.1178107725202088E-3,8.9876499368352389E-6,1.699340422108276E-3,0,0.70757462194390164,null,{"$f":"J7760*VLOOKUP($B7760,$AR$36:$AZ$47,MATCH(AG$2,$AS$2:$BA$2,0)+1,FALSE)","v":0.19190836994749411},{"$f":"K7760*VLOOKUP($B7760,$AR$36:$AZ$47,MATCH(AH$2,$AS$2:$BA$2,0)+1,FALSE)","v":0.28863399260022299},{"$f":"L7760*VLOOKUP($B7760,$AR$36:$AZ$47,MATCH(AI$2,$AS$2:$BA$2,0)+1,FALSE)","v":5.4307912710067291E-3},{"$f":"M7760*VLOOKUP($B7760,$AR$36:$AZ$47,MATCH(AJ$2,$AS$2:$BA$2,0)+1,FALSE)","v":7.5726279661565463E-2},{"$f":"N7760*VLOOKUP($B7760,$AR$36:$AZ$47,MATCH(AK$2,$AS$2:$BA$2,0)+1,FALSE)","v":7.280711488487121E-2},{"$f":"O7760*VLOOKUP($B7760,$AR$36:$AZ$47,MATCH(AL$2,$AS$2:$BA$2,0)+1,FALSE)","v":6.0002544301795475E-2},{"$f":"P7760*VLOOKUP($B7760,$AR$36:$AZ$47,MATCH(AM$2,$AS$2:$BA$2,0)+1,FALSE)","v":8.9876499368352389E-6},{"$f":"Q7760*VLOOKUP($B7760,$AR$36:$AZ$47,MATCH(AN$2,$AS$2:$BA$2,0)+1,FALSE)","v":1.6392211723175037E-3},{"$f":"R7760*VLOOKUP($B7760,$AR$36:$BA$47,MATCH(AO$2,$AS$2:$BA$2,0)+1,FALSE)","v":0},0.6961573014892104]
[2006,11,20,15,null,2013,11,20,15,0.25075691362062597,0.43325756463789999,0,9.4703878123879356E-2,0.12240850000000003,7.9305E-2,0,1.9643041520283999E-3,0,0.98239616053443379,null,null,0.23742040497003558,8.2982113601575425E-2,0.38351754183008913,9.6490182703347638E-2,7.3106261959776389E-2,0,0,1.4357831496238727E-3,0,0.87495228821444815,null,{"$f":"J7769*VLOOKUP($B7769,$AR$36:$AZ$47,MATCH(AG$2,$AS$2:$BA$2,0)+1,FALSE)","v":0.22238305123692301},{"$f":"K7769*VLOOKUP($B7769,$AR$36:$AZ$47,MATCH(AH$2,$AS$2:$BA$2,0)+1,FALSE)","v":0.38421172340271764},{"$f":"L7769*VLOOKUP($B7769,$AR$36:$AZ$47,MATCH(AI$2,$AS$2:$BA$2,0)+1,FALSE)","v":0},{"$f":"M7769*VLOOKUP($B7769,$AR$36:$AZ$47,MATCH(AJ$2,$AS$2:$BA$2,0)+1,FALSE)","v":8.3140648309954185E-2},{"$f":"N7769*VLOOKUP($B7769,$AR$36:$AZ$47,MATCH(AK$2,$AS$2:$BA$2,0)+1,FALSE)","v":9.5200354241077673E-2},{"$f":"O7769*VLOOKUP($B7769,$AR$36:$AZ$47,MATCH(AL$2,$AS$2:$BA$2,0)+1,FALSE)","v":7.3878307341311761E-2},{"$f":"P7769*VLOOKUP($B7769,$AR$36:$AZ$47,MATCH(AM$2,$AS$2:$BA$2,0)+1,FALSE)","v":0},{"$f":"Q7769*VLOOKUP($B7769,$AR$36:$AZ$47,MATCH(AN$2,$AS$2:$BA$2,0)+1,FALSE)","v":1.3849880265898846E-3},{"$f":"R7769*VLOOKUP($B7769,$AR$36:$BA$47,MATCH(AO$2,$AS$2:$BA$2,0)+1,FALSE)","v":0},0.86019907255857408]
[2006,11,20,21,null,2013,11,20,21,0.36183040034248931,0.36929036084622219,7.3629190447053851E-3,8.7306505715059851E-2,9.6394000000000035E-2,6.9115999999999997E-2,1.7958104117174758E-5,2.3248785498920436E-3,0,0.99364302260248594,null,null,0.34258644732624327,7.6500334716249715E-2,0.32689407634846046,7.5983895493421563E-2,6.3713667506612504E-2,4.1178107725202088E-3,8.9876499368352389E-6,1.699340422108276E-3,0,0.89150456023555291,null,{"$f":"J7775*VLOOKUP($B7775,$AR$36:$AZ$47,MATCH(AG$2,$AS$2:$BA$2,0)+1,FALSE)","v":0.32088825506991536},{"$f":"K7775*VLOOKUP($B7775,$AR$36:$AZ$47,MATCH(AH$2,$AS$2:$BA$2,0)+1,FALSE)","v":0.32748576726022338},{"$f":"L7775*VLOOKUP($B7775,$AR$36:$AZ$47,MATCH(AI$2,$AS$2:$BA$2,0)+1,FALSE)","v":5.4307912710067291E-3},{"$f":"M7775*VLOOKUP($B7775,$AR$36:$AZ$47,MATCH(AJ$2,$AS$2:$BA$2,0)+1,FALSE)","v":7.6646486190690935E-2},{"$f":"N7775*VLOOKUP($B7775,$AR$36:$AZ$47,MATCH(AK$2,$AS$2:$BA$2,0)+1,FALSE)","v":7.4968183963649931E-2},{"$f":"O7775*VLOOKUP($B7775,$AR$36:$AZ$47,MATCH(AL$2,$AS$2:$BA$2,0)+1,FALSE)","v":6.4386521533347243E-2},{"$f":"P7775*VLOOKUP($B7775,$AR$36:$AZ$47,MATCH(AM$2,$AS$2:$BA$2,0)+1,FALSE)","v":8.9876499368352389E-6},{"$f":"Q7775*VLOOKUP($B7775,$AR$36:$AZ$47,MATCH(AN$2,$AS$2:$BA$2,0)+1,FALSE)","v":1.6392211723175037E-3},{"$f":"R7775*VLOOKUP($B7775,$AR$36:$BA$47,MATCH(AO$2,$AS$2:$BA$2,0)+1,FALSE)","v":0},0.87145421411108792]
[2006,11,21,8,null,2013,11,21,8,0.24416202963230427,0.32252361601184415,2.8224523004703977E-3,9.7121533365838009E-2,0.11340800000000002,7.4415999999999996E-2,6.8839399115836573E-6,2.10252433787613E-3,0,0.85656303958824476,null,null,0.23117626994448409,8.510052887571265E-2,0.28549637557602087,8.939541486106968E-2,6.8599402181435218E-2,1.5784941294660802E-3,3.4452658091201752E-6,1.5368134374095605E-3,0,0.76288674427140724,null,{"$f":"J7786*VLOOKUP($B7786,$AR$36:$AZ$47,MATCH(AG$2,$AS$2:$BA$2,0)+1,FALSE)","v":0.21653439724489257},{"$f":"K7786*VLOOKUP($B7786,$AR$36:$AZ$47,MATCH(AH$2,$AS$2:$BA$2,0)+1,FALSE)","v":0.28601313504947651},{"$f":"L7786*VLOOKUP($B7786,$AR$36:$AZ$47,MATCH(AI$2,$AS$2:$BA$2,0)+1,FALSE)","v":2.0818033205525794E-3},{"$f":"M7786*VLOOKUP($B7786,$AR$36:$AZ$47,MATCH(AJ$2,$AS$2:$BA$2,0)+1,FALSE)","v":8.5263110749596541E-2},{"$f":"N7786*VLOOKUP($B7786,$AR$36:$AZ$47,MATCH(AK$2,$AS$2:$BA$2,0)+1,FALSE)","v":8.8200425409772493E-2},{"$f":"O7786*VLOOKUP($B7786,$AR$36:$AZ$47,MATCH(AL$2,$AS$2:$BA$2,0)+1,FALSE)","v":6.9323852457109342E-2},{"$f":"P7786*VLOOKUP($B7786,$AR$36:$AZ$47,MATCH(AM$2,$AS$2:$BA$2,0)+1,FALSE)","v":3.4452658091201752E-6},{"$f":"Q7786*VLOOKUP($B7786,$AR$36:$AZ$47,MATCH(AN$2,$AS$2:$BA$2,0)+1,FALSE)","v":1.482444065785472E-3},{"$f":"R7786*VLOOKUP($B7786,$AR$36:$BA$47,MATCH(AO$2,$AS$2:$BA$2,0)+1,FALSE)","v":0},0.7489026135629947]
[2006,11,21,14,null,2013,11,21,14,0.29021898612028035,0.3649142723218326,0,0.10097122301243273,0.12204249999999997,7.8758999999999996E-2,0,1.9643041520283999E-3,0,0.95887028560657417,null,null,0.2747836867976286,8.8473731641143888E-2,0.32302038353687063,9.6201678172457783E-2,7.2602939104596545E-2,0,0,1.4357831496238727E-3,0,0.85651820240232124,null,{"$f":"J7792*VLOOKUP($B7792,$AR$36:$AZ$47,MATCH(AG$2,$AS$2:$BA$2,0)+1,FALSE)","v":0.25737987730203682},{"$f":"K7792*VLOOKUP($B7792,$AR$36:$AZ$47,MATCH(AH$2,$AS$2:$BA$2,0)+1,FALSE)","v":0.32360506291493679},{"$f":"L7792*VLOOKUP($B7792,$AR$36:$AZ$47,MATCH(AI$2,$AS$2:$BA$2,0)+1,FALSE)","v":0},{"$f":"M7792*VLOOKUP($B7792,$AR$36:$AZ$47,MATCH(AJ$2,$AS$2:$BA$2,0)+1,FALSE)","v":8.8642757912422709E-2},{"$f":"N7792*VLOOKUP($B7792,$AR$36:$AZ$47,MATCH(AK$2,$AS$2:$BA$2,0)+1,FALSE)","v":9.4915706282380025E-2},{"$f":"O7792*VLOOKUP($B7792,$AR$36:$AZ$47,MATCH(AL$2,$AS$2:$BA$2,0)+1,FALSE)","v":7.3369669098977019E-2},{"$f":"P7792*VLOOKUP($B7792,$AR$36:$AZ$47,MATCH(AM$2,$AS$2:$BA$2,0)+1,FALSE)","v":0},{"$f":"Q7792*VLOOKUP($B7792,$AR$36:$AZ$47,MATCH(AN$2,$AS$2:$BA$2,0)+1,FALSE)","v":1.3849880265898846E-3},{"$f":"R7792*VLOOKUP($B7792,$AR$36:$BA$47,MATCH(AO$2,$AS$2:$BA$2,0)+1,FALSE)","v":0},0.83929806153734321]
[2006,11,21,17,null,2013,11,21,17,0.38702623616237203,0.36327868203397018,2.5770216656468849E-3,9.1220220328188079E-2,0.11685980000000003,7.7858999999999998E-2,6.2853364410111657E-6,2.0905051912806752E-3,0,1.040917750717899,null,null,0.36644224239702389,7.9929637898595987E-2,0.32157256676957097,9.2116343658133745E-2,7.1773286046607779E-2,1.4412337703820731E-3,3.1456774778923341E-6,1.5280281949934138E-3,0,0.9348064844127858,null,{"$f":"J7795*VLOOKUP($B7795,$AR$36:$AZ$47,MATCH(AG$2,$AS$2:$BA$2,0)+1,FALSE)","v":0.34323310996220019},{"$f":"K7795*VLOOKUP($B7795,$AR$36:$AZ$47,MATCH(AH$2,$AS$2:$BA$2,0)+1,FALSE)","v":0.32215462554333413},{"$f":"L7795*VLOOKUP($B7795,$AR$36:$AZ$47,MATCH(AI$2,$AS$2:$BA$2,0)+1,FALSE)","v":1.9007769448523553E-3},{"$f":"M7795*VLOOKUP($B7795,$AR$36:$AZ$47,MATCH(AJ$2,$AS$2:$BA$2,0)+1,FALSE)","v":8.0082340948507622E-2},{"$f":"N7795*VLOOKUP($B7795,$AR$36:$AZ$47,MATCH(AK$2,$AS$2:$BA$2,0)+1,FALSE)","v":9.0884982305489304E-2},{"$f":"O7795*VLOOKUP($B7795,$AR$36:$AZ$47,MATCH(AL$2,$AS$2:$BA$2,0)+1,FALSE)","v":7.2531254413809879E-2},{"$f":"P7795*VLOOKUP($B7795,$AR$36:$AZ$47,MATCH(AM$2,$AS$2:$BA$2,0)+1,FALSE)","v":3.1456774778923341E-6},{"$f":"Q7795*VLOOKUP($B7795,$AR$36:$AZ$47,MATCH(AN$2,$AS$2:$BA$2,0)+1,FALSE)","v":1.4739696275945513E-3},{"$f":"R7795*VLOOKUP($B7795,$AR$36:$BA$47,MATCH(AO$2,$AS$2:$BA$2,0)+1,FALSE)","v":0},0.91226420542326614]
[2006,11,22,4,null,2013,11,22,4,0.17629639041026773,0.28326222284876601,7.3629190447053851E-3,7.684591429398098E-2,8.321079999999996E-2,6.0160999999999999E-2,1.7958104117174758E-5,2.3248785498920436E-3,0,0.68948208325172933,null,null,0.16692006533979917,6.7334480024341836E-2,0.25074237651471698,6.559205688242005E-2,5.5458619579624328E-2,4.1178107725202088E-3,8.9876499368352389E-6,1.699340422108276E-3,0,0.61187373718546767,null,{"$f":"J7806*VLOOKUP($B7806,$AR$36:$AZ$47,MATCH(AG$2,$AS$2:$BA$2,0)+1,FALSE)","v":0.15634794931638657},{"$f":"K7806*VLOOKUP($B7806,$AR$36:$AZ$47,MATCH(AH$2,$AS$2:$BA$2,0)+1,FALSE)","v":0.25119622990672352},{"$f":"L7806*VLOOKUP($B7806,$AR$36:$AZ$47,MATCH(AI$2,$AS$2:$BA$2,0)+1,FALSE)","v":5.4307912710067291E-3},{"$f":"M7806*VLOOKUP($B7806,$AR$36:$AZ$47,MATCH(AJ$2,$AS$2:$BA$2,0)+1,FALSE)","v":6.7463120422750447E-2},{"$f":"N7806*VLOOKUP($B7806,$AR$36:$AZ$47,MATCH(AK$2,$AS$2:$BA$2,0)+1,FALSE)","v":6.4715257818562105E-2},{"$f":"O7806*VLOOKUP($B7806,$AR$36:$AZ$47,MATCH(AL$2,$AS$2:$BA$2,0)+1,FALSE)","v":5.6044295415934142E-2},{"$f":"P7806*VLOOKUP($B7806,$AR$36:$AZ$47,MATCH(AM$2,$AS$2:$BA$2,0)+1,FALSE)","v":8.9876499368352389E-6},{"$f":"Q7806*VLOOKUP($B7806,$AR$36:$AZ$47,MATCH(AN$2,$AS$2:$BA$2,0)+1,FALSE)","v":1.6392211723175037E-3},{"$f":"R7806*VLOOKUP($B7806,$AR$36:$BA$47,MATCH(AO$2,$AS$2:$BA$2,0)+1,FALSE)","v":0},0.60284585297361781]
[2006,11,22,10,null,2013,11,22,10,0.27766856527516787,0.35508560736485983,0,0.1011909255979587,0.11791200000000003,7.8995999999999997E-2,0,1.9643041520283999E-3,0,0.93281740239001476,null,null,0.2629007601952576,8.8666241021666065E-2,0.31432009592176546,9.2945754771254663E-2,7.2821414409866919E-2,0,0,1.4357831496238727E-3,{"$f":"$R7812*$BA$6","v":0},0.83309004946943455,null,{"$f":"J7812*VLOOKUP($B7812,$AR$36:$AZ$47,MATCH(AG$2,$AS$2:$BA$2,0)+1,FALSE)","v":0.24624957249191243},{"$f":"K7812*VLOOKUP($B7812,$AR$36:$AZ$47,MATCH(AH$2,$AS$2:$BA$2,0)+1,FALSE)","v":0.31488902744300573},{"$f":"L7812*VLOOKUP($B7812,$AR$36:$AZ$47,MATCH(AI$2,$AS$2:$BA$2,0)+1,FALSE)","v":0},{"$f":"M7812*VLOOKUP($B7812,$AR$36:$AZ$47,MATCH(AJ$2,$AS$2:$BA$2,0)+1,FALSE)","v":8.883563507603906E-2},{"$f":"N7812*VLOOKUP($B7812,$AR$36:$AZ$47,MATCH(AK$2,$AS$2:$BA$2,0)+1,FALSE)","v":9.1703306300411735E-2},{"$f":"O7812*VLOOKUP($B7812,$AR$36:$AZ$47,MATCH(AL$2,$AS$2:$BA$2,0)+1,FALSE)","v":7.3590451632737711E-2},{"$f":"P7812*VLOOKUP($B7812,$AR$36:$AZ$47,MATCH(AM$2,$AS$2:$BA$2,0)+1,FALSE)","v":0},{"$f":"Q7812*VLOOKUP($B7812,$AR$36:$AZ$47,MATCH(AN$2,$AS$2:$BA$2,0)+1,FALSE)","v":1.3849880265898846E-3},{"$f":"R7812*VLOOKUP($B7812,$AR$36:$BA$47,MATCH(AO$2,$AS$2:$BA$2,0)+1,FALSE)","v":0},{"$f":"SUM(AG7812:AO7812)","v":0.81665298097069661}]
[2006,11,22,18,null,2013,11,22,18,0.41691664572327569,0.36338649552348468,7.3629190447053851E-3,8.3323484877262544E-2,0.10699839999999999,7.4428999999999995E-2,1.7958104117174758E-5,2.3248785498920436E-3,0,1.0547597818227374,null,null,0.39474293026322771,7.3010303534979656E-2,0.32166800275926749,8.4342959557268241E-2,6.8611386058939489E-2,4.1178107725202088E-3,8.9876499368352389E-6,1.699340422108276E-3,0,0.94820172101824785,null,{"$f":"J7820*VLOOKUP($B7820,$AR$36:$AZ$47,MATCH(AG$2,$AS$2:$BA$2,0)+1,FALSE)","v":0.36974133414193938},{"$f":"K7820*VLOOKUP($B7820,$AR$36:$AZ$47,MATCH(AH$2,$AS$2:$BA$2,0)+1,FALSE)","v":0.32225023427586036},{"$f":"L7820*VLOOKUP($B7820,$AR$36:$AZ$47,MATCH(AI$2,$AS$2:$BA$2,0)+1,FALSE)","v":5.4307912710067291E-3},{"$f":"M7820*VLOOKUP($B7820,$AR$36:$AZ$47,MATCH(AJ$2,$AS$2:$BA$2,0)+1,FALSE)","v":7.3149787415025633E-2},{"$f":"N7820*VLOOKUP($B7820,$AR$36:$AZ$47,MATCH(AK$2,$AS$2:$BA$2,0)+1,FALSE)","v":8.3215508589914278E-2},{"$f":"O7820*VLOOKUP($B7820,$AR$36:$AZ$47,MATCH(AL$2,$AS$2:$BA$2,0)+1,FALSE)","v":6.9335962891450637E-2},{"$f":"P7820*VLOOKUP($B7820,$AR$36:$AZ$47,MATCH(AM$2,$AS$2:$BA$2,0)+1,FALSE)","v":8.9876499368352389E-6},{"$f":"Q7820*VLOOKUP($B7820,$AR$36:$AZ$47,MATCH(AN$2,$AS$2:$BA$2,0)+1,FALSE)","v":1.6392211723175037E-3},{"$f":"R7820*VLOOKUP($B7820,$AR$36:$BA$47,MATCH(AO$2,$AS$2:$BA$2,0)+1,FALSE)","v":0},0.92477182740745145]
[2006,11,23,3,null,2013,11,23,3,0.18883264195322724,0.30439725638377707,7.3629190447053851E-3,7.7961102061883628E-2,8.1794600000000009E-2,6.1039000000000003E-2,1.7958104117174758E-5,2.3248785498920436E-3,0,0.72373035609760261,null,null,0.1787895762344765,6.8311637875492714E-2,0.26945100798343313,6.4475717765900553E-2,5.6267992229528926E-2,4.1178107725202088E-3,8.9876499368352389E-6,1.699340422108276E-3,0,0.64312207093339713,null,{"$f":"J7829*VLOOKUP($B7829,$AR$36:$AZ$47,MATCH(AG$2,$AS$2:$BA$2,0)+1,FALSE)","v":0.1674656881214458},{"$f":"K7829*VLOOKUP($B7829,$AR$36:$AZ$47,MATCH(AH$2,$AS$2:$BA$2,0)+1,FALSE)","v":0.2699387247214361},{"$f":"L7829*VLOOKUP($B7829,$AR$36:$AZ$47,MATCH(AI$2,$AS$2:$BA$2,0)+1,FALSE)","v":5.4307912710067291E-3},{"$f":"M7829*VLOOKUP($B7829,$AR$36:$AZ$47,MATCH(AJ$2,$AS$2:$BA$2,0)+1,FALSE)","v":6.8442145103128113E-2},{"$f":"N7829*VLOOKUP($B7829,$AR$36:$AZ$47,MATCH(AK$2,$AS$2:$BA$2,0)+1,FALSE)","v":6.3613841318268347E-2},{"$f":"O7829*VLOOKUP($B7829,$AR$36:$AZ$47,MATCH(AL$2,$AS$2:$BA$2,0)+1,FALSE)","v":5.6862215519908318E-2},{"$f":"P7829*VLOOKUP($B7829,$AR$36:$AZ$47,MATCH(AM$2,$AS$2:$BA$2,0)+1,FALSE)","v":8.9876499368352389E-6},{"$f":"Q7829*VLOOKUP($B7829,$AR$36:$AZ$47,MATCH(AN$2,$AS$2:$BA$2,0)+1,FALSE)","v":1.6392211723175037E-3},{"$f":"R7829*VLOOKUP($B7829,$AR$36:$BA$47,MATCH(AO$2,$AS$2:$BA$2,0)+1,FALSE)","v":0},0.63340161487744773]
[2006,11,23,8,null,2013,11,23,8,0.24957231117845785,0.35410497591459345,3.0678829352939105E-3,8.6350388253678426E-2,8.4230699999999978E-2,6.3525999999999999E-2,7.4825433821561496E-6,2.1145434844715844E-3,0,0.84297428430987742,null,null,0.23629880561914571,7.5662558593787024E-2,0.3134520456118724,6.6396007076558086E-2,5.8560600179771202E-2,1.715754488550087E-3,3.7448541403480166E-6,1.545598679825707E-3,0,0.75363511510365067,null,{"$f":"J7834*VLOOKUP($B7834,$AR$36:$AZ$47,MATCH(AG$2,$AS$2:$BA$2,0)+1,FALSE)","v":0.22133248995114083},{"$f":"K7834*VLOOKUP($B7834,$AR$36:$AZ$47,MATCH(AH$2,$AS$2:$BA$2,0)+1,FALSE)","v":0.31401940592850397},{"$f":"L7834*VLOOKUP($B7834,$AR$36:$AZ$47,MATCH(AI$2,$AS$2:$BA$2,0)+1,FALSE)","v":2.2628296962528037E-3},{"$f":"M7834*VLOOKUP($B7834,$AR$36:$AZ$47,MATCH(AJ$2,$AS$2:$BA$2,0)+1,FALSE)","v":7.5807109523393978E-2},{"$f":"N7834*VLOOKUP($B7834,$AR$36:$AZ$47,MATCH(AK$2,$AS$2:$BA$2,0)+1,FALSE)","v":6.5508461242266156E-2},{"$f":"O7834*VLOOKUP($B7834,$AR$36:$AZ$47,MATCH(AL$2,$AS$2:$BA$2,0)+1,FALSE)","v":5.9179034766586862E-2},{"$f":"P7834*VLOOKUP($B7834,$AR$36:$AZ$47,MATCH(AM$2,$AS$2:$BA$2,0)+1,FALSE)","v":3.7448541403480166E-6},{"$f":"Q7834*VLOOKUP($B7834,$AR$36:$AZ$47,MATCH(AN$2,$AS$2:$BA$2,0)+1,FALSE)","v":1.4909185039763922E-3},{"$f":"R7834*VLOOKUP($B7834,$AR$36:$BA$47,MATCH(AO$2,$AS$2:$BA$2,0)+1,FALSE)","v":0},0.73960399446626135]
[2006,11,23,20,null,2013,11,23,20,0.3917480770424428,0.35700935901271919,7.3629190447053851E-3,7.9536304033569927E-2,8.7903599999999985E-2,6.5115999999999993E-2,1.7958104117174758E-5,2.3248785498920436E-3,0,0.99101909578744651,null,null,0.37091295212846742,6.9691872682655684E-2,0.31602299175855303,6.9291220987774432E-2,6.0026320582218004E-2,4.1178107725202088E-3,8.9876499368352389E-6,1.699340422108276E-3,0,0.89177149698423386,null,{"$f":"J7846*VLOOKUP($B7846,$AR$36:$AZ$47,MATCH(AG$2,$AS$2:$BA$2,0)+1,FALSE)","v":0.34742066103388874},{"$f":"K7846*VLOOKUP($B7846,$AR$36:$AZ$47,MATCH(AH$2,$AS$2:$BA$2,0)+1,FALSE)","v":0.31659500558707021},{"$f":"L7846*VLOOKUP($B7846,$AR$36:$AZ$47,MATCH(AI$2,$AS$2:$BA$2,0)+1,FALSE)","v":5.4307912710067291E-3},{"$f":"M7846*VLOOKUP($B7846,$AR$36:$AZ$47,MATCH(AJ$2,$AS$2:$BA$2,0)+1,FALSE)","v":6.9825016805317622E-2},{"$f":"N7846*VLOOKUP($B7846,$AR$36:$AZ$47,MATCH(AK$2,$AS$2:$BA$2,0)+1,FALSE)","v":6.8364973503196189E-2},{"$f":"O7846*VLOOKUP($B7846,$AR$36:$AZ$47,MATCH(AL$2,$AS$2:$BA$2,0)+1,FALSE)","v":6.0660234043715483E-2},{"$f":"P7846*VLOOKUP($B7846,$AR$36:$AZ$47,MATCH(AM$2,$AS$2:$BA$2,0)+1,FALSE)","v":8.9876499368352389E-6},{"$f":"Q7846*VLOOKUP($B7846,$AR$36:$AZ$47,MATCH(AN$2,$AS$2:$BA$2,0)+1,FALSE)","v":1.6392211723175037E-3},{"$f":"R7846*VLOOKUP($B7846,$AR$36:$BA$47,MATCH(AO$2,$AS$2:$BA$2,0)+1,FALSE)","v":0},0.86994489106644923]
[2006,11,24,1,null,2013,11,24,1,0.20788515701092133,0.31719111767191527,7.3629190447053851E-3,8.5113543404305145E-2,8.5118399999999997E-2,6.1273000000000001E-2,1.7958104117174758E-5,2.3248785498920436E-3,0,0.76628697378585642,null,null,0.1968287831116956,7.4578801499236347E-2,0.28077607333074611,6.7095748803527727E-2,5.6483702024606001E-2,4.1178107725202088E-3,8.9876499368352389E-6,1.699340422108276E-3,0,0.68158924761437711,null,{"$f":"J7851*VLOOKUP($B7851,$AR$36:$AZ$47,MATCH(AG$2,$AS$2:$BA$2,0)+1,FALSE)","v":0.18436235657652811},{"$f":"K7851*VLOOKUP($B7851,$AR$36:$AZ$47,MATCH(AH$2,$AS$2:$BA$2,0)+1,FALSE)","v":0.28128428887471085},{"$f":"L7851*VLOOKUP($B7851,$AR$36:$AZ$47,MATCH(AI$2,$AS$2:$BA$2,0)+1,FALSE)","v":5.4307912710067291E-3},{"$f":"M7851*VLOOKUP($B7851,$AR$36:$AZ$47,MATCH(AJ$2,$AS$2:$BA$2,0)+1,FALSE)","v":7.4721281945127213E-2},{"$f":"N7851*VLOOKUP($B7851,$AR$36:$AZ$47,MATCH(AK$2,$AS$2:$BA$2,0)+1,FALSE)","v":6.6198849201107302E-2},{"$f":"O7851*VLOOKUP($B7851,$AR$36:$AZ$47,MATCH(AL$2,$AS$2:$BA$2,0)+1,FALSE)","v":5.708020333805177E-2},{"$f":"P7851*VLOOKUP($B7851,$AR$36:$AZ$47,MATCH(AM$2,$AS$2:$BA$2,0)+1,FALSE)","v":8.9876499368352389E-6},{"$f":"Q7851*VLOOKUP($B7851,$AR$36:$AZ$47,MATCH(AN$2,$AS$2:$BA$2,0)+1,FALSE)","v":1.6392211723175037E-3},{"$f":"R7851*VLOOKUP($B7851,$AR$36:$BA$47,MATCH(AO$2,$AS$2:$BA$2,0)+1,FALSE)","v":0},0.67072598002878625]
[2006,11,24,5,null,2013,11,24,5,0.1882714610162845,0.31372315855081323,7.3629190447053851E-3,8.1479691725702533E-2,8.585290000000001E-2,5.9864000000000001E-2,1.7958104117174758E-5,2.3248785498920436E-3,0,0.73889696699151497,null,null,0.17825824171058782,7.139472183134106E-2,0.27770625236084828,6.7674728524671351E-2,5.5184834070488041E-2,4.1178107725202088E-3,8.9876499368352389E-6,1.699340422108276E-3,0,0.65604491734250181,null,{"$f":"J7855*VLOOKUP($B7855,$AR$36:$AZ$47,MATCH(AG$2,$AS$2:$BA$2,0)+1,FALSE)","v":0.16696800641348647},{"$f":"K7855*VLOOKUP($B7855,$AR$36:$AZ$47,MATCH(AH$2,$AS$2:$BA$2,0)+1,FALSE)","v":0.27820891141021725},{"$f":"L7855*VLOOKUP($B7855,$AR$36:$AZ$47,MATCH(AI$2,$AS$2:$BA$2,0)+1,FALSE)","v":5.4307912710067291E-3},{"$f":"M7855*VLOOKUP($B7855,$AR$36:$AZ$47,MATCH(AJ$2,$AS$2:$BA$2,0)+1,FALSE)","v":7.1531119193544421E-2},{"$f":"N7855*VLOOKUP($B7855,$AR$36:$AZ$47,MATCH(AK$2,$AS$2:$BA$2,0)+1,FALSE)","v":6.6770089435160274E-2},{"$f":"O7855*VLOOKUP($B7855,$AR$36:$AZ$47,MATCH(AL$2,$AS$2:$BA$2,0)+1,FALSE)","v":5.5767618569828981E-2},{"$f":"P7855*VLOOKUP($B7855,$AR$36:$AZ$47,MATCH(AM$2,$AS$2:$BA$2,0)+1,FALSE)","v":8.9876499368352389E-6},{"$f":"Q7855*VLOOKUP($B7855,$AR$36:$AZ$47,MATCH(AN$2,$AS$2:$BA$2,0)+1,FALSE)","v":1.6392211723175037E-3},{"$f":"R7855*VLOOKUP($B7855,$AR$36:$BA$47,MATCH(AO$2,$AS$2:$BA$2,0)+1,FALSE)","v":0},0.64632474511549842]
[2006,11,24,15,null,2013,11,24,15,0.31104616381831146,0.40812588403948991,0,8.8123727036589883E-2,9.0768199999999993E-2,6.5390000000000004E-2,0,1.9643041520283999E-3,0,0.96541827904641975,null,null,0.29450317086709082,7.7216406263521817E-2,0.36127109733184565,7.1549281313421836E-2,6.0278903846539042E-2,0,0,1.4357831496238727E-3,0,0.86625464277204312,null,{"$f":"J7865*VLOOKUP($B7865,$AR$36:$AZ$47,MATCH(AG$2,$AS$2:$BA$2,0)+1,FALSE)","v":0.27585040024103336},{"$f":"K7865*VLOOKUP($B7865,$AR$36:$AZ$47,MATCH(AH$2,$AS$2:$BA$2,0)+1,FALSE)","v":0.36192501198016741},{"$f":"L7865*VLOOKUP($B7865,$AR$36:$AZ$47,MATCH(AI$2,$AS$2:$BA$2,0)+1,FALSE)","v":0},{"$f":"M7865*VLOOKUP($B7865,$AR$36:$AZ$47,MATCH(AJ$2,$AS$2:$BA$2,0)+1,FALSE)","v":7.7363925770048483E-2},{"$f":"N7865*VLOOKUP($B7865,$AR$36:$AZ$47,MATCH(AK$2,$AS$2:$BA$2,0)+1,FALSE)","v":7.0592849302335892E-2},{"$f":"O7865*VLOOKUP($B7865,$AR$36:$AZ$47,MATCH(AL$2,$AS$2:$BA$2,0)+1,FALSE)","v":6.0915484736755267E-2},{"$f":"P7865*VLOOKUP($B7865,$AR$36:$AZ$47,MATCH(AM$2,$AS$2:$BA$2,0)+1,FALSE)","v":0},{"$f":"Q7865*VLOOKUP($B7865,$AR$36:$AZ$47,MATCH(AN$2,$AS$2:$BA$2,0)+1,FALSE)","v":1.3849880265898846E-3},{"$f":"R7865*VLOOKUP($B7865,$AR$36:$BA$47,MATCH(AO$2,$AS$2:$BA$2,0)+1,FALSE)","v":0},0.84803266005693023]
[2006,11,24,22,null,2013,11,24,22,0.3447191499513258,0.35454517206802871,7.3629190447053851E-3,8.5949756212087877E-2,8.8066699999999998E-2,6.4015000000000002E-2,1.7958104117174758E-5,2.3248785498920436E-3,0,0.94700153393015707,null,null,0.3263852589372363,7.5311513903260088E-2,0.31384170515960508,6.9419786804681888E-2,5.9011378341278432E-2,4.1178107725202088E-3,8.9876499368352389E-6,1.699340422108276E-3,0,0.84979578199062711,null,{"$f":"J7872*VLOOKUP($B7872,$AR$36:$AZ$47,MATCH(AG$2,$AS$2:$BA$2,0)+1,FALSE)","v":0.30571319162890109},{"$f":"K7872*VLOOKUP($B7872,$AR$36:$AZ$47,MATCH(AH$2,$AS$2:$BA$2,0)+1,FALSE)","v":0.31440977077507731},{"$f":"L7872*VLOOKUP($B7872,$AR$36:$AZ$47,MATCH(AI$2,$AS$2:$BA$2,0)+1,FALSE)","v":5.4307912710067291E-3},{"$f":"M7872*VLOOKUP($B7872,$AR$36:$AZ$47,MATCH(AJ$2,$AS$2:$BA$2,0)+1,FALSE)","v":7.5455394173067888E-2},{"$f":"N7872*VLOOKUP($B7872,$AR$36:$AZ$47,MATCH(AK$2,$AS$2:$BA$2,0)+1,FALSE)","v":6.8491820721949148E-2},{"$f":"O7872*VLOOKUP($B7872,$AR$36:$AZ$47,MATCH(AL$2,$AS$2:$BA$2,0)+1,FALSE)","v":5.9634573412194344E-2},{"$f":"P7872*VLOOKUP($B7872,$AR$36:$AZ$47,MATCH(AM$2,$AS$2:$BA$2,0)+1,FALSE)","v":8.9876499368352389E-6},{"$f":"Q7872*VLOOKUP($B7872,$AR$36:$AZ$47,MATCH(AN$2,$AS$2:$BA$2,0)+1,FALSE)","v":1.6392211723175037E-3},{"$f":"R7872*VLOOKUP($B7872,$AR$36:$BA$47,MATCH(AO$2,$AS$2:$BA$2,0)+1,FALSE)","v":0},0.83078375080445088]
[2006,11,25,5,null,2013,11,25,5,0.19013690941258107,0.32500167854847412,7.3629190447053851E-3,9.3467422906050535E-2,9.100960000000001E-2,6.0914999999999997E-2,1.7958104117174758E-5,2.3248785498920436E-3,0,0.77023636656582051,null,null,0.18002447621756337,8.189869791278051E-2,0.28768994478315946,7.1739568181609828E-2,5.6153684474872692E-2,4.1178107725202088E-3,8.9876499368352389E-6,1.699340422108276E-3,0,0.68333251041455123,null,{"$f":"J7879*VLOOKUP($B7879,$AR$36:$AZ$47,MATCH(AG$2,$AS$2:$BA$2,0)+1,FALSE)","v":0.16862237398526589},{"$f":"K7879*VLOOKUP($B7879,$AR$36:$AZ$47,MATCH(AH$2,$AS$2:$BA$2,0)+1,FALSE)","v":0.28821067470165551},{"$f":"L7879*VLOOKUP($B7879,$AR$36:$AZ$47,MATCH(AI$2,$AS$2:$BA$2,0)+1,FALSE)","v":5.4307912710067291E-3},{"$f":"M7879*VLOOKUP($B7879,$AR$36:$AZ$47,MATCH(AJ$2,$AS$2:$BA$2,0)+1,FALSE)","v":8.2055162789688121E-2},{"$f":"N7879*VLOOKUP($B7879,$AR$36:$AZ$47,MATCH(AK$2,$AS$2:$BA$2,0)+1,FALSE)","v":7.078059251881022E-2},{"$f":"O7879*VLOOKUP($B7879,$AR$36:$AZ$47,MATCH(AL$2,$AS$2:$BA$2,0)+1,FALSE)","v":5.6746700607729725E-2},{"$f":"P7879*VLOOKUP($B7879,$AR$36:$AZ$47,MATCH(AM$2,$AS$2:$BA$2,0)+1,FALSE)","v":8.9876499368352389E-6},{"$f":"Q7879*VLOOKUP($B7879,$AR$36:$AZ$47,MATCH(AN$2,$AS$2:$BA$2,0)+1,FALSE)","v":1.6392211723175037E-3},{"$f":"R7879*VLOOKUP($B7879,$AR$36:$BA$47,MATCH(AO$2,$AS$2:$BA$2,0)+1,FALSE)","v":0},0.67349450469641048]
[2006,11,25,15,null,2013,11,25,15,0.27204590398363837,0.44601608114953289,0,0.12462890979530464,0.12039909999999998,8.0272999999999997E-2,0,1.9643041520283999E-3,0,1.0453272990805043,null,null,0.25757714019384098,0.10920324020043232,0.39481132014883474,9.4906245532937819E-2,7.3998599915479857E-2,0,0,1.4357831496238727E-3,0,0.93193232914114965,null,{"$f":"J7889*VLOOKUP($B7889,$AR$36:$AZ$47,MATCH(AG$2,$AS$2:$BA$2,0)+1,FALSE)","v":0.2412631314162586},{"$f":"K7889*VLOOKUP($B7889,$AR$36:$AZ$47,MATCH(AH$2,$AS$2:$BA$2,0)+1,FALSE)","v":0.39552594389669421},{"$f":"L7889*VLOOKUP($B7889,$AR$36:$AZ$47,MATCH(AI$2,$AS$2:$BA$2,0)+1,FALSE)","v":0},{"$f":"M7889*VLOOKUP($B7889,$AR$36:$AZ$47,MATCH(AJ$2,$AS$2:$BA$2,0)+1,FALSE)","v":0.10941186954340514},{"$f":"N7889*VLOOKUP($B7889,$AR$36:$AZ$47,MATCH(AK$2,$AS$2:$BA$2,0)+1,FALSE)","v":9.3637590284228051E-2},{"$f":"O7889*VLOOKUP($B7889,$AR$36:$AZ$47,MATCH(AL$2,$AS$2:$BA$2,0)+1,FALSE)","v":7.478006891380265E-2},{"$f":"P7889*VLOOKUP($B7889,$AR$36:$AZ$47,MATCH(AM$2,$AS$2:$BA$2,0)+1,FALSE)","v":0},{"$f":"Q7889*VLOOKUP($B7889,$AR$36:$AZ$47,MATCH(AN$2,$AS$2:$BA$2,0)+1,FALSE)","v":1.3849880265898846E-3},{"$f":"R7889*VLOOKUP($B7889,$AR$36:$BA$47,MATCH(AO$2,$AS$2:$BA$2,0)+1,FALSE)","v":0},0.91600359208097848]
[2006,11,25,19,null,2013,11,25,19,0.45263848063286172,0.41638936719650854,7.3629190447053851E-3,0.10216246981896265,0.10312890000000005,7.1160000000000001E-2,1.7958104117174758E-5,2.3248785498920436E-3,0,1.1551849733470474,null,null,0.42856489906979012,8.9517534490459877E-2,0.36858589343928999,8.129277299366687E-2,6.5597901784978097E-2,4.1178107725202088E-3,8.9876499368352389E-6,1.699340422108276E-3,0,1.0393851406227499,null,{"$f":"J7893*VLOOKUP($B7893,$AR$36:$AZ$47,MATCH(AG$2,$AS$2:$BA$2,0)+1,FALSE)","v":0.40142114120398459},{"$f":"K7893*VLOOKUP($B7893,$AR$36:$AZ$47,MATCH(AH$2,$AS$2:$BA$2,0)+1,FALSE)","v":0.36925304815126331},{"$f":"L7893*VLOOKUP($B7893,$AR$36:$AZ$47,MATCH(AI$2,$AS$2:$BA$2,0)+1,FALSE)","v":5.4307912710067291E-3},{"$f":"M7893*VLOOKUP($B7893,$AR$36:$AZ$47,MATCH(AJ$2,$AS$2:$BA$2,0)+1,FALSE)","v":8.968855491413058E-2},{"$f":"N7893*VLOOKUP($B7893,$AR$36:$AZ$47,MATCH(AK$2,$AS$2:$BA$2,0)+1,FALSE)","v":8.0206095267017219E-2},{"$f":"O7893*VLOOKUP($B7893,$AR$36:$AZ$47,MATCH(AL$2,$AS$2:$BA$2,0)+1,FALSE)","v":6.6290654440549088E-2},{"$f":"P7893*VLOOKUP($B7893,$AR$36:$AZ$47,MATCH(AM$2,$AS$2:$BA$2,0)+1,FALSE)","v":8.9876499368352389E-6},{"$f":"Q7893*VLOOKUP($B7893,$AR$36:$AZ$47,MATCH(AN$2,$AS$2:$BA$2,0)+1,FALSE)","v":1.6392211723175037E-3},{"$f":"R7893*VLOOKUP($B7893,$AR$36:$BA$47,MATCH(AO$2,$AS$2:$BA$2,0)+1,FALSE)","v":0},1.0139384940702056]
[2006,11,26,8,null,2013,11,26,8,0.25619027891791551,0.40033912450749082,3.3133135701174233E-3,9.7121533365838009E-2,0.11400239999999996,7.4227000000000001E-2,8.0811468527286412E-6,2.1265626310670396E-3,0,0.94732829413928155,null,null,0.24256479668632649,8.510052887571265E-2,0.35437829471677718,8.9863958831454621E-2,6.8425175039257574E-2,1.853014847634094E-3,4.0444424715758581E-6,1.5543839222418542E-3,0,0.843744197361876,null,{"$f":"J7906*VLOOKUP($B7906,$AR$36:$AZ$47,MATCH(AG$2,$AS$2:$BA$2,0)+1,FALSE)","v":0.22720161570180591},{"$f":"K7906*VLOOKUP($B7906,$AR$36:$AZ$47,MATCH(AH$2,$AS$2:$BA$2,0)+1,FALSE)","v":0.35501973312597751},{"$f":"L7906*VLOOKUP($B7906,$AR$36:$AZ$47,MATCH(AI$2,$AS$2:$BA$2,0)+1,FALSE)","v":2.4438560719530281E-3},{"$f":"M7906*VLOOKUP($B7906,$AR$36:$AZ$47,MATCH(AJ$2,$AS$2:$BA$2,0)+1,FALSE)","v":8.5263110749596541E-2},{"$f":"N7906*VLOOKUP($B7906,$AR$36:$AZ$47,MATCH(AK$2,$AS$2:$BA$2,0)+1,FALSE)","v":8.8662706138323943E-2},{"$f":"O7906*VLOOKUP($B7906,$AR$36:$AZ$47,MATCH(AL$2,$AS$2:$BA$2,0)+1,FALSE)","v":6.9147785373224246E-2},{"$f":"P7906*VLOOKUP($B7906,$AR$36:$AZ$47,MATCH(AM$2,$AS$2:$BA$2,0)+1,FALSE)","v":4.0444424715758581E-6},{"$f":"Q7906*VLOOKUP($B7906,$AR$36:$AZ$47,MATCH(AN$2,$AS$2:$BA$2,0)+1,FALSE)","v":1.4993929421673131E-3},{"$f":"R7906*VLOOKUP($B7906,$AR$36:$BA$47,MATCH(AO$2,$AS$2:$BA$2,0)+1,FALSE)","v":0},0.8292422445455202]
[2006,11,26,9,null,2013,11,26,9,0.22987627714848735,0.42310634382176882,0,0.10033808324860191,0.11885040000000005,7.7594999999999997E-2,0,1.9643041520283999E-3,0,0.95173040837088652,null,null,0.21765030533183574,8.7918957361054123E-2,0.3745317292979275,9.3685461470126255E-2,7.1529921149597747E-2,0,0,1.4357831496238727E-3,0,0.84675215776016532,null,{"$f":"J7907*VLOOKUP($B7907,$AR$36:$AZ$47,MATCH(AG$2,$AS$2:$BA$2,0)+1,FALSE)","v":0.20386511853709569},{"$f":"K7907*VLOOKUP($B7907,$AR$36:$AZ$47,MATCH(AH$2,$AS$2:$BA$2,0)+1,FALSE)","v":0.37520964620259545},{"$f":"L7907*VLOOKUP($B7907,$AR$36:$AZ$47,MATCH(AI$2,$AS$2:$BA$2,0)+1,FALSE)","v":0},{"$f":"M7907*VLOOKUP($B7907,$AR$36:$AZ$47,MATCH(AJ$2,$AS$2:$BA$2,0)+1,FALSE)","v":8.808692375358447E-2},{"$f":"N7907*VLOOKUP($B7907,$AR$36:$AZ$47,MATCH(AK$2,$AS$2:$BA$2,0)+1,FALSE)","v":9.2433125001072466E-2},{"$f":"O7907*VLOOKUP($B7907,$AR$36:$AZ$47,MATCH(AL$2,$AS$2:$BA$2,0)+1,FALSE)","v":7.2285319439494178E-2},{"$f":"P7907*VLOOKUP($B7907,$AR$36:$AZ$47,MATCH(AM$2,$AS$2:$BA$2,0)+1,FALSE)","v":0},{"$f":"Q7907*VLOOKUP($B7907,$AR$36:$AZ$47,MATCH(AN$2,$AS$2:$BA$2,0)+1,FALSE)","v":1.3849880265898846E-3},{"$f":"R7907*VLOOKUP($B7907,$AR$36:$BA$47,MATCH(AO$2,$AS$2:$BA$2,0)+1,FALSE)","v":0},0.83326512096043226]
[2006,11,26,17,null,2013,11,26,17,0.33674706973909191,0.42781772359433329,2.9451676178821541E-3,9.1220220328188079E-2,0.11726900000000001,7.8529000000000002E-2,7.1832416468699035E-6,2.1085339111738574E-3,0,1.0566438984323163,null,null,0.31883717388102234,7.9929637898595987E-2,0.37870222033254353,9.2438901182833488E-2,7.2390916656443857E-2,1.6471243090080835E-3,3.5950599747340959E-6,1.541206058617634E-3,0,0.94549077537903947,null,{"$f":"J7915*VLOOKUP($B7915,$AR$36:$AZ$47,MATCH(AG$2,$AS$2:$BA$2,0)+1,FALSE)","v":0.29864317510690702},{"$f":"K7915*VLOOKUP($B7915,$AR$36:$AZ$47,MATCH(AH$2,$AS$2:$BA$2,0)+1,FALSE)","v":0.37938768598716233},{"$f":"L7915*VLOOKUP($B7915,$AR$36:$AZ$47,MATCH(AI$2,$AS$2:$BA$2,0)+1,FALSE)","v":2.1723165084026916E-3},{"$f":"M7915*VLOOKUP($B7915,$AR$36:$AZ$47,MATCH(AJ$2,$AS$2:$BA$2,0)+1,FALSE)","v":8.0082340948507622E-2},{"$f":"N7915*VLOOKUP($B7915,$AR$36:$AZ$47,MATCH(AK$2,$AS$2:$BA$2,0)+1,FALSE)","v":9.1203228056033162E-2},{"$f":"O7915*VLOOKUP($B7915,$AR$36:$AZ$47,MATCH(AL$2,$AS$2:$BA$2,0)+1,FALSE)","v":7.31554075683232E-2},{"$f":"P7915*VLOOKUP($B7915,$AR$36:$AZ$47,MATCH(AM$2,$AS$2:$BA$2,0)+1,FALSE)","v":3.5950599747340959E-6},{"$f":"Q7915*VLOOKUP($B7915,$AR$36:$AZ$47,MATCH(AN$2,$AS$2:$BA$2,0)+1,FALSE)","v":1.4866812848809323E-3},{"$f":"R7915*VLOOKUP($B7915,$AR$36:$BA$47,MATCH(AO$2,$AS$2:$BA$2,0)+1,FALSE)","v":0},0.92613443052019162]
[2006,11,27,2,null,2013,11,27,2,0.18348701345761106,0.28852353142166742,7.3629190447053851E-3,7.6120098979294309E-2,8.7072900000000036E-2,6.1462000000000003E-2,1.7958104117174758E-5,2.3248785498920436E-3,0,0.7063712995572875,null,null,0.17372825503729233,6.6698500906165623E-2,0.25539966191578117,6.8636410294304076E-2,5.6657929166783645E-2,4.1178107725202088E-3,8.9876499368352389E-6,1.699340422108276E-3,0,0.62694689616489219,null,{"$f":"J7924*VLOOKUP($B7924,$AR$36:$AZ$47,MATCH(AG$2,$AS$2:$BA$2,0)+1,FALSE)","v":0.16272493278804476},{"$f":"K7924*VLOOKUP($B7924,$AR$36:$AZ$47,MATCH(AH$2,$AS$2:$BA$2,0)+1,FALSE)","v":0.25586194517435512},{"$f":"L7924*VLOOKUP($B7924,$AR$36:$AZ$47,MATCH(AI$2,$AS$2:$BA$2,0)+1,FALSE)","v":5.4307912710067291E-3},{"$f":"M7924*VLOOKUP($B7924,$AR$36:$AZ$47,MATCH(AJ$2,$AS$2:$BA$2,0)+1,FALSE)","v":6.6825926286546142E-2},{"$f":"N7924*VLOOKUP($B7924,$AR$36:$AZ$47,MATCH(AK$2,$AS$2:$BA$2,0)+1,FALSE)","v":6.7718915964152276E-2},{"$f":"O7924*VLOOKUP($B7924,$AR$36:$AZ$47,MATCH(AL$2,$AS$2:$BA$2,0)+1,FALSE)","v":5.7256270421936872E-2},{"$f":"P7924*VLOOKUP($B7924,$AR$36:$AZ$47,MATCH(AM$2,$AS$2:$BA$2,0)+1,FALSE)","v":8.9876499368352389E-6},{"$f":"Q7924*VLOOKUP($B7924,$AR$36:$AZ$47,MATCH(AN$2,$AS$2:$BA$2,0)+1,FALSE)","v":1.6392211723175037E-3},{"$f":"R7924*VLOOKUP($B7924,$AR$36:$BA$47,MATCH(AO$2,$AS$2:$BA$2,0)+1,FALSE)","v":0},0.61746699072829625]
[2006,11,27,10,null,2013,11,27,10,0.22197344502104069,0.4299904248564792,0,0.10429409028207184,0.11753740000000001,7.8400999999999998E-2,0,1.9643041520283999E-3,0,0.95416066431162017,null,null,0.21016778540041217,9.1385318312298625E-2,0.38062548518744743,9.2650471172152679E-2,7.2272921554863229E-2,0,0,1.4357831496238727E-3,0,0.84853776477679799,null,{"$f":"J7932*VLOOKUP($B7932,$AR$36:$AZ$47,MATCH(AG$2,$AS$2:$BA$2,0)+1,FALSE)","v":0.19685651448092337},{"$f":"K7932*VLOOKUP($B7932,$AR$36:$AZ$47,MATCH(AH$2,$AS$2:$BA$2,0)+1,FALSE)","v":0.38131443202578263},{"$f":"L7932*VLOOKUP($B7932,$AR$36:$AZ$47,MATCH(AI$2,$AS$2:$BA$2,0)+1,FALSE)","v":0},{"$f":"M7932*VLOOKUP($B7932,$AR$36:$AZ$47,MATCH(AJ$2,$AS$2:$BA$2,0)+1,FALSE)","v":9.1559907077996994E-2},{"$f":"N7932*VLOOKUP($B7932,$AR$36:$AZ$47,MATCH(AK$2,$AS$2:$BA$2,0)+1,FALSE)","v":9.1411969892411404E-2},{"$f":"O7932*VLOOKUP($B7932,$AR$36:$AZ$47,MATCH(AL$2,$AS$2:$BA$2,0)+1,FALSE)","v":7.3036166368654981E-2},{"$f":"P7932*VLOOKUP($B7932,$AR$36:$AZ$47,MATCH(AM$2,$AS$2:$BA$2,0)+1,FALSE)","v":0},{"$f":"Q7932*VLOOKUP($B7932,$AR$36:$AZ$47,MATCH(AN$2,$AS$2:$BA$2,0)+1,FALSE)","v":1.3849880265898846E-3},{"$f":"R7932*VLOOKUP($B7932,$AR$36:$BA$47,MATCH(AO$2,$AS$2:$BA$2,0)+1,FALSE)","v":0},0.83556397787235925]
[2006,11,27,16,null,2013,11,27,16,0.27094424009789869,0.42591724359691074,0,9.851787849082555E-2,0.11802240000000001,7.8991000000000006E-2,0,1.9643041520283999E-3,0,0.99435706633766352,null,null,0.25653406831152831,8.6324044449564388E-2,0.37701992445037491,9.303277908876896E-2,7.2816805226211423E-2,0,0,1.4357831496238727E-3,0,0.88716340467607191,null,{"$f":"J7938*VLOOKUP($B7938,$AR$36:$AZ$47,MATCH(AG$2,$AS$2:$BA$2,0)+1,FALSE)","v":0.24028612395189425},{"$f":"K7938*VLOOKUP($B7938,$AR$36:$AZ$47,MATCH(AH$2,$AS$2:$BA$2,0)+1,FALSE)","v":0.37770234508443079},{"$f":"L7938*VLOOKUP($B7938,$AR$36:$AZ$47,MATCH(AI$2,$AS$2:$BA$2,0)+1,FALSE)","v":0},{"$f":"M7938*VLOOKUP($B7938,$AR$36:$AZ$47,MATCH(AJ$2,$AS$2:$BA$2,0)+1,FALSE)","v":8.6488963811327035E-2},{"$f":"N7938*VLOOKUP($B7938,$AR$36:$AZ$47,MATCH(AK$2,$AS$2:$BA$2,0)+1,FALSE)","v":9.1789167324018872E-2},{"$f":"O7938*VLOOKUP($B7938,$AR$36:$AZ$47,MATCH(AL$2,$AS$2:$BA$2,0)+1,FALSE)","v":7.358579377337568E-2},{"$f":"P7938*VLOOKUP($B7938,$AR$36:$AZ$47,MATCH(AM$2,$AS$2:$BA$2,0)+1,FALSE)","v":0},{"$f":"Q7938*VLOOKUP($B7938,$AR$36:$AZ$47,MATCH(AN$2,$AS$2:$BA$2,0)+1,FALSE)","v":1.3849880265898846E-3},{"$f":"R7938*VLOOKUP($B7938,$AR$36:$BA$47,MATCH(AO$2,$AS$2:$BA$2,0)+1,FALSE)","v":0},0.87123738197163669]
[2006,11,28,3,null,2013,11,28,3,0.18366884658744781,0.30591380649922961,7.3629190447053851E-3,7.5304320098989144E-2,8.9448999999999987E-2,6.2149000000000003E-2,1.7958104117174758E-5,2.3248785498920436E-3,0,0.72619072888438119,null,null,0.17390041737052364,6.5983693265123725E-2,0.27079345095457108,7.0509403780225549E-2,5.7291231001048395E-2,4.1178107725202088E-3,8.9876499368352389E-6,1.699340422108276E-3,0,0.64430433521605757,null,{"$f":"J7949*VLOOKUP($B7949,$AR$36:$AZ$47,MATCH(AG$2,$AS$2:$BA$2,0)+1,FALSE)","v":0.16288619097887666},{"$f":"K7949*VLOOKUP($B7949,$AR$36:$AZ$47,MATCH(AH$2,$AS$2:$BA$2,0)+1,FALSE)","v":0.2712835975662336},{"$f":"L7949*VLOOKUP($B7949,$AR$36:$AZ$47,MATCH(AI$2,$AS$2:$BA$2,0)+1,FALSE)","v":5.4307912710067291E-3},{"$f":"M7949*VLOOKUP($B7949,$AR$36:$AZ$47,MATCH(AJ$2,$AS$2:$BA$2,0)+1,FALSE)","v":6.6109753028071747E-2},{"$f":"N7949*VLOOKUP($B7949,$AR$36:$AZ$47,MATCH(AK$2,$AS$2:$BA$2,0)+1,FALSE)","v":6.9566872288363585E-2},{"$f":"O7949*VLOOKUP($B7949,$AR$36:$AZ$47,MATCH(AL$2,$AS$2:$BA$2,0)+1,FALSE)","v":5.7896260298281127E-2},{"$f":"P7949*VLOOKUP($B7949,$AR$36:$AZ$47,MATCH(AM$2,$AS$2:$BA$2,0)+1,FALSE)","v":8.9876499368352389E-6},{"$f":"Q7949*VLOOKUP($B7949,$AR$36:$AZ$47,MATCH(AN$2,$AS$2:$BA$2,0)+1,FALSE)","v":1.6392211723175037E-3},{"$f":"R7949*VLOOKUP($B7949,$AR$36:$BA$47,MATCH(AO$2,$AS$2:$BA$2,0)+1,FALSE)","v":0},0.63482167425308766]
[2006,11,28,6,null,2013,11,28,6,0.22085998360505271,0.34154053383122579,7.3629190447053851E-3,8.6258316547010466E-2,9.6975299999999973E-2,6.4089999999999994E-2,1.7958104117174758E-5,2.3248785498920436E-3,0,0.81942988968200359,null,null,0.20911354343960098,7.5581882860400296E-2,0.30233006105677995,7.6442113208739129E-2,5.908051609611082E-2,4.1178107725202088E-3,8.9876499368352389E-6,1.699340422108276E-3,0,0.72837425550619661,null,{"$f":"J7952*VLOOKUP($B7952,$AR$36:$AZ$47,MATCH(AG$2,$AS$2:$BA$2,0)+1,FALSE)","v":0.19586904441062009},{"$f":"K7952*VLOOKUP($B7952,$AR$36:$AZ$47,MATCH(AH$2,$AS$2:$BA$2,0)+1,FALSE)","v":0.3028772901515322},{"$f":"L7952*VLOOKUP($B7952,$AR$36:$AZ$47,MATCH(AI$2,$AS$2:$BA$2,0)+1,FALSE)","v":5.4307912710067291E-3},{"$f":"M7952*VLOOKUP($B7952,$AR$36:$AZ$47,MATCH(AJ$2,$AS$2:$BA$2,0)+1,FALSE)","v":7.5726279661565463E-2},{"$f":"N7952*VLOOKUP($B7952,$AR$36:$AZ$47,MATCH(AK$2,$AS$2:$BA$2,0)+1,FALSE)","v":7.542027647291466E-2},{"$f":"O7952*VLOOKUP($B7952,$AR$36:$AZ$47,MATCH(AL$2,$AS$2:$BA$2,0)+1,FALSE)","v":5.9704441302624936E-2},{"$f":"P7952*VLOOKUP($B7952,$AR$36:$AZ$47,MATCH(AM$2,$AS$2:$BA$2,0)+1,FALSE)","v":8.9876499368352389E-6},{"$f":"Q7952*VLOOKUP($B7952,$AR$36:$AZ$47,MATCH(AN$2,$AS$2:$BA$2,0)+1,FALSE)","v":1.6392211723175037E-3},{"$f":"R7952*VLOOKUP($B7952,$AR$36:$BA$47,MATCH(AO$2,$AS$2:$BA$2,0)+1,FALSE)","v":0},0.71667633209251846]
[2006,11,28,20,null,2013,11,28,20,0.42528045883965127,0.406667988071646,7.3629190447053851E-3,7.6125278174223071E-2,0.10205010000000002,6.9418999999999995E-2,1.7958104117174758E-5,2.3248785498920436E-3,0,1.0892485807842347,null,null,0.40266191390564021,6.6703039057616834E-2,0.3599805747340491,8.044239406491295E-2,6.3992984036135389E-2,4.1178107725202088E-3,8.9876499368352389E-6,1.699340422108276E-3,0,0.9796070446429197,null,{"$f":"J7966*VLOOKUP($B7966,$AR$36:$AZ$47,MATCH(AG$2,$AS$2:$BA$2,0)+1,FALSE)","v":0.37715875786892372},{"$f":"K7966*VLOOKUP($B7966,$AR$36:$AZ$47,MATCH(AH$2,$AS$2:$BA$2,0)+1,FALSE)","v":0.36063215348659367},{"$f":"L7966*VLOOKUP($B7966,$AR$36:$AZ$47,MATCH(AI$2,$AS$2:$BA$2,0)+1,FALSE)","v":5.4307912710067291E-3},{"$f":"M7966*VLOOKUP($B7966,$AR$36:$AZ$47,MATCH(AJ$2,$AS$2:$BA$2,0)+1,FALSE)","v":6.6830473107992436E-2},{"$f":"N7966*VLOOKUP($B7966,$AR$36:$AZ$47,MATCH(AK$2,$AS$2:$BA$2,0)+1,FALSE)","v":7.9367083742856087E-2},{"$f":"O7966*VLOOKUP($B7966,$AR$36:$AZ$47,MATCH(AL$2,$AS$2:$BA$2,0)+1,FALSE)","v":6.4668787810686856E-2},{"$f":"P7966*VLOOKUP($B7966,$AR$36:$AZ$47,MATCH(AM$2,$AS$2:$BA$2,0)+1,FALSE)","v":8.9876499368352389E-6},{"$f":"Q7966*VLOOKUP($B7966,$AR$36:$AZ$47,MATCH(AN$2,$AS$2:$BA$2,0)+1,FALSE)","v":1.6392211723175037E-3},{"$f":"R7966*VLOOKUP($B7966,$AR$36:$BA$47,MATCH(AO$2,$AS$2:$BA$2,0)+1,FALSE)","v":0},0.95573625611031388]
[2006,11,29,3,null,2013,11,29,3,0.19569505299889456,0.32674652943521787,7.8770371182796187E-3,8.9456083543605971E-2,8.8955800000000015E-2,6.2685000000000005E-2,1.683105607741946E-5,2.2456009552188762E-3,0,0.77367793510729432,null,null,0.1852870098884819,7.8383853270057119E-2,0.2892344785145054,7.0120632100895378E-2,5.7785335488917261E-2,4.4053381687685304E-3,8.4235863153514252E-6,1.6413934720614079E-3,0,0.68686646449000244,null,{"$f":"J7973*VLOOKUP($B7973,$AR$36:$AZ$47,MATCH(AG$2,$AS$2:$BA$2,0)+1,FALSE)","v":0.17355159771868345},{"$f":"K7973*VLOOKUP($B7973,$AR$36:$AZ$47,MATCH(AH$2,$AS$2:$BA$2,0)+1,FALSE)","v":0.28975800409874725},{"$f":"L7973*VLOOKUP($B7973,$AR$36:$AZ$47,MATCH(AI$2,$AS$2:$BA$2,0)+1,FALSE)","v":5.8099979320172827E-3},{"$f":"M7973*VLOOKUP($B7973,$AR$36:$AZ$47,MATCH(AJ$2,$AS$2:$BA$2,0)+1,FALSE)","v":7.8533603147234718E-2},{"$f":"N7973*VLOOKUP($B7973,$AR$36:$AZ$47,MATCH(AK$2,$AS$2:$BA$2,0)+1,FALSE)","v":6.9183297498118648E-2},{"$f":"O7973*VLOOKUP($B7973,$AR$36:$AZ$47,MATCH(AL$2,$AS$2:$BA$2,0)+1,FALSE)","v":5.8395582821891785E-2},{"$f":"P7973*VLOOKUP($B7973,$AR$36:$AZ$47,MATCH(AM$2,$AS$2:$BA$2,0)+1,FALSE)","v":8.4235863153514252E-6},{"$f":"Q7973*VLOOKUP($B7973,$AR$36:$AZ$47,MATCH(AN$2,$AS$2:$BA$2,0)+1,FALSE)","v":1.5833242689353053E-3},{"$f":"R7973*VLOOKUP($B7973,$AR$36:$BA$47,MATCH(AO$2,$AS$2:$BA$2,0)+1,FALSE)","v":0},0.67682383107194388]
[2006,11,29,5,null,2013,11,29,5,0.2032505933502167,0.33212358022966587,7.8770371182796187E-3,8.9072346654244877E-2,9.23263E-2,6.2139E-2,1.683105607741946E-5,2.2456009552188762E-3,0,0.78905128936370339,null,null,0.19244070875994063,7.804761257139825E-2,0.29399421838126505,7.277747505544209E-2,5.728201263373741E-2,4.4053381687685304E-3,8.4235863153514252E-6,1.6413934720614079E-3,0,0.70059718262892867,null,{"$f":"J7975*VLOOKUP($B7975,$AR$36:$AZ$47,MATCH(AG$2,$AS$2:$BA$2,0)+1,FALSE)","v":0.18025220705706743},{"$f":"K7975*VLOOKUP($B7975,$AR$36:$AZ$47,MATCH(AH$2,$AS$2:$BA$2,0)+1,FALSE)","v":0.29452635927861681},{"$f":"L7975*VLOOKUP($B7975,$AR$36:$AZ$47,MATCH(AI$2,$AS$2:$BA$2,0)+1,FALSE)","v":5.8099979320172827E-3},{"$f":"M7975*VLOOKUP($B7975,$AR$36:$AZ$47,MATCH(AJ$2,$AS$2:$BA$2,0)+1,FALSE)","v":7.8196720071335823E-2},{"$f":"N7975*VLOOKUP($B7975,$AR$36:$AZ$47,MATCH(AK$2,$AS$2:$BA$2,0)+1,FALSE)","v":7.1804625216124754E-2},{"$f":"O7975*VLOOKUP($B7975,$AR$36:$AZ$47,MATCH(AL$2,$AS$2:$BA$2,0)+1,FALSE)","v":5.7886944579557051E-2},{"$f":"P7975*VLOOKUP($B7975,$AR$36:$AZ$47,MATCH(AM$2,$AS$2:$BA$2,0)+1,FALSE)","v":8.4235863153514252E-6},{"$f":"Q7975*VLOOKUP($B7975,$AR$36:$AZ$47,MATCH(AN$2,$AS$2:$BA$2,0)+1,FALSE)","v":1.5833242689353053E-3},{"$f":"R7975*VLOOKUP($B7975,$AR$36:$BA$47,MATCH(AO$2,$AS$2:$BA$2,0)+1,FALSE)","v":0},0.69006860198996978]
[2006,11,29,13,null,2013,11,29,13,0.24068779961192704,0.47760950640233779,0,0.10637508500208701,0.1203743,7.9901E-2,0,1.9066423204688544E-3,0,1.0268543333368205,null,null,0.2278868168782171,9.3208742481208501E-2,0.42277767037534497,9.4886696592046932E-2,7.3655676651511168E-2,0,0,1.3936359668445897E-3,0,0.9138092389451733,null,{"$f":"J7983*VLOOKUP($B7983,$AR$36:$AZ$47,MATCH(AG$2,$AS$2:$BA$2,0)+1,FALSE)","v":0.21345328629375326},{"$f":"K7983*VLOOKUP($B7983,$AR$36:$AZ$47,MATCH(AH$2,$AS$2:$BA$2,0)+1,FALSE)","v":0.42354291429793822},{"$f":"L7983*VLOOKUP($B7983,$AR$36:$AZ$47,MATCH(AI$2,$AS$2:$BA$2,0)+1,FALSE)","v":0},{"$f":"M7983*VLOOKUP($B7983,$AR$36:$AZ$47,MATCH(AJ$2,$AS$2:$BA$2,0)+1,FALSE)","v":9.338681484121801E-2},{"$f":"N7983*VLOOKUP($B7983,$AR$36:$AZ$47,MATCH(AK$2,$AS$2:$BA$2,0)+1,FALSE)","v":9.3618302662982988E-2},{"$f":"O7983*VLOOKUP($B7983,$AR$36:$AZ$47,MATCH(AL$2,$AS$2:$BA$2,0)+1,FALSE)","v":7.4433524177266897E-2},{"$f":"P7983*VLOOKUP($B7983,$AR$36:$AZ$47,MATCH(AM$2,$AS$2:$BA$2,0)+1,FALSE)","v":0},{"$f":"Q7983*VLOOKUP($B7983,$AR$36:$AZ$47,MATCH(AN$2,$AS$2:$BA$2,0)+1,FALSE)","v":1.3443319264545026E-3},{"$f":"R7983*VLOOKUP($B7983,$AR$36:$BA$47,MATCH(AO$2,$AS$2:$BA$2,0)+1,FALSE)","v":0},0.89977917419961395]
[2006,11,29,22,null,2013,11,29,22,0.3494055857129566,0.38235864959886845,7.8770371182796187E-3,8.9935006048541793E-2,9.3365600000000007E-2,6.6049999999999998E-2,1.683105607741946E-5,2.2456009552188762E-3,0,0.99125431048994272,null,null,0.33082244657177462,7.8803498193773455E-2,0.33846206358609693,7.3596717566244765E-2,6.0887316089064128E-2,4.4053381687685304E-3,8.4235863153514252E-6,1.6413934720614079E-3,0,0.88862719723409922,null,{"$f":"J7992*VLOOKUP($B7992,$AR$36:$AZ$47,MATCH(AG$2,$AS$2:$BA$2,0)+1,FALSE)","v":0.30986934377262237},{"$f":"K7992*VLOOKUP($B7992,$AR$36:$AZ$47,MATCH(AH$2,$AS$2:$BA$2,0)+1,FALSE)","v":0.33907469300183141},{"$f":"L7992*VLOOKUP($B7992,$AR$36:$AZ$47,MATCH(AI$2,$AS$2:$BA$2,0)+1,FALSE)","v":5.8099979320172827E-3},{"$f":"M7992*VLOOKUP($B7992,$AR$36:$AZ$47,MATCH(AJ$2,$AS$2:$BA$2,0)+1,FALSE)","v":7.8954049789330058E-2},{"$f":"N7992*VLOOKUP($B7992,$AR$36:$AZ$47,MATCH(AK$2,$AS$2:$BA$2,0)+1,FALSE)","v":7.2612916537093092E-2},{"$f":"O7992*VLOOKUP($B7992,$AR$36:$AZ$47,MATCH(AL$2,$AS$2:$BA$2,0)+1,FALSE)","v":6.1530322172544505E-2},{"$f":"P7992*VLOOKUP($B7992,$AR$36:$AZ$47,MATCH(AM$2,$AS$2:$BA$2,0)+1,FALSE)","v":8.4235863153514252E-6},{"$f":"Q7992*VLOOKUP($B7992,$AR$36:$AZ$47,MATCH(AN$2,$AS$2:$BA$2,0)+1,FALSE)","v":1.5833242689353053E-3},{"$f":"R7992*VLOOKUP($B7992,$AR$36:$BA$47,MATCH(AO$2,$AS$2:$BA$2,0)+1,FALSE)","v":0},0.86944307106068941]
[2006,11,30,3,null,2013,11,30,3,0.20109324450622454,0.31664815309383937,7.8770371182796187E-3,9.4207124931958416E-2,8.6595800000000001E-2,5.9297999999999997E-2,1.683105607741946E-5,2.2456009552188762E-3,0,0.76798179166159808,null,null,0.1903980985331408,8.254684494499509E-2,0.28029544366082099,6.8260329661278013E-2,5.4663074480686212E-2,4.4053381687685304E-3,8.4235863153514252E-6,1.6413934720614079E-3,0,0.68221894650806636,null,{"$f":"J7997*VLOOKUP($B7997,$AR$36:$AZ$47,MATCH(AG$2,$AS$2:$BA$2,0)+1,FALSE)","v":0.17833896840859986},{"$f":"K7997*VLOOKUP($B7997,$AR$36:$AZ$47,MATCH(AH$2,$AS$2:$BA$2,0)+1,FALSE)","v":0.28080278924650814},{"$f":"L7997*VLOOKUP($B7997,$AR$36:$AZ$47,MATCH(AI$2,$AS$2:$BA$2,0)+1,FALSE)","v":5.8099979320172827E-3},{"$f":"M7997*VLOOKUP($B7997,$AR$36:$AZ$47,MATCH(AJ$2,$AS$2:$BA$2,0)+1,FALSE)","v":8.2704548086346419E-2},{"$f":"N7997*VLOOKUP($B7997,$AR$36:$AZ$47,MATCH(AK$2,$AS$2:$BA$2,0)+1,FALSE)","v":6.7347862573183329E-2},{"$f":"O7997*VLOOKUP($B7997,$AR$36:$AZ$47,MATCH(AL$2,$AS$2:$BA$2,0)+1,FALSE)","v":5.5240348890046087E-2},{"$f":"P7997*VLOOKUP($B7997,$AR$36:$AZ$47,MATCH(AM$2,$AS$2:$BA$2,0)+1,FALSE)","v":8.4235863153514252E-6},{"$f":"Q7997*VLOOKUP($B7997,$AR$36:$AZ$47,MATCH(AN$2,$AS$2:$BA$2,0)+1,FALSE)","v":1.5833242689353053E-3},{"$f":"R7997*VLOOKUP($B7997,$AR$36:$BA$47,MATCH(AO$2,$AS$2:$BA$2,0)+1,FALSE)","v":0},0.67183626299195176]
[2006,11,30,15,null,2013,11,30,15,0.29944712450337752,0.37511073272975604,0,0.10129639502028229,9.341849999999996E-2,6.5837999999999994E-2,0,1.9066423204688544E-3,0,0.93701739457388467,null,null,0.28352102655987016,8.8758656197877747E-2,0.3320462419411731,7.3638416718387001E-2,6.0691886702071214E-2,0,0,1.3936359668445897E-3,0,0.84004986408622395,null,{"$f":"J8009*VLOOKUP($B8009,$AR$36:$AZ$47,MATCH(AG$2,$AS$2:$BA$2,0)+1,FALSE)","v":0.2655638254183168},{"$f":"K8009*VLOOKUP($B8009,$AR$36:$AZ$47,MATCH(AH$2,$AS$2:$BA$2,0)+1,FALSE)","v":0.33264725847177612},{"$f":"L8009*VLOOKUP($B8009,$AR$36:$AZ$47,MATCH(AI$2,$AS$2:$BA$2,0)+1,FALSE)","v":0},{"$f":"M8009*VLOOKUP($B8009,$AR$36:$AZ$47,MATCH(AJ$2,$AS$2:$BA$2,0)+1,FALSE)","v":8.8928226808527452E-2},{"$f":"N8009*VLOOKUP($B8009,$AR$36:$AZ$47,MATCH(AK$2,$AS$2:$BA$2,0)+1,FALSE)","v":7.2654058277571473E-2},{"$f":"O8009*VLOOKUP($B8009,$AR$36:$AZ$47,MATCH(AL$2,$AS$2:$BA$2,0)+1,FALSE)","v":6.1332828935594018E-2},{"$f":"P8009*VLOOKUP($B8009,$AR$36:$AZ$47,MATCH(AM$2,$AS$2:$BA$2,0)+1,FALSE)","v":0},{"$f":"Q8009*VLOOKUP($B8009,$AR$36:$AZ$47,MATCH(AN$2,$AS$2:$BA$2,0)+1,FALSE)","v":1.3443319264545026E-3},{"$f":"R8009*VLOOKUP($B8009,$AR$36:$BA$47,MATCH(AO$2,$AS$2:$BA$2,0)+1,FALSE)","v":0},0.82247052983824032]
[2006,11,30,24,null,2013,11,30,24,0.22746666863612414,0.34811208977907449,7.8770371182796187E-3,0.13404787047346536,8.543580000000002E-2,6.2141000000000002E-2,1.683105607741946E-5,2.2456009552188762E-3,0,0.86734289801823983,null,null,0.21536885186934002,0.11745638970695528,0.30814717122131735,6.7345943716381362E-2,5.7283856307199607E-2,4.4053381687685304E-3,8.4235863153514252E-6,1.6413934720614079E-3,0,0.77165736804833884,null,{"$f":"J8018*VLOOKUP($B8018,$AR$36:$AZ$47,MATCH(AG$2,$AS$2:$BA$2,0)+1,FALSE)","v":0.20172816412364131},{"$f":"K8018*VLOOKUP($B8018,$AR$36:$AZ$47,MATCH(AH$2,$AS$2:$BA$2,0)+1,FALSE)","v":0.30870492951028294},{"$f":"L8018*VLOOKUP($B8018,$AR$36:$AZ$47,MATCH(AI$2,$AS$2:$BA$2,0)+1,FALSE)","v":5.8099979320172827E-3},{"$f":"M8018*VLOOKUP($B8018,$AR$36:$AZ$47,MATCH(AJ$2,$AS$2:$BA$2,0)+1,FALSE)","v":0.11768078643151715},{"$f":"N8018*VLOOKUP($B8018,$AR$36:$AZ$47,MATCH(AK$2,$AS$2:$BA$2,0)+1,FALSE)","v":6.6445699643977854E-2},{"$f":"O8018*VLOOKUP($B8018,$AR$36:$AZ$47,MATCH(AL$2,$AS$2:$BA$2,0)+1,FALSE)","v":5.7888807723301863E-2},{"$f":"P8018*VLOOKUP($B8018,$AR$36:$AZ$47,MATCH(AM$2,$AS$2:$BA$2,0)+1,FALSE)","v":8.4235863153514252E-6},{"$f":"Q8018*VLOOKUP($B8018,$AR$36:$AZ$47,MATCH(AN$2,$AS$2:$BA$2,0)+1,FALSE)","v":1.5833242689353053E-3},{"$f":"R8018*VLOOKUP($B8018,$AR$36:$BA$47,MATCH(AO$2,$AS$2:$BA$2,0)+1,FALSE)","v":0},0.75985013321998907]
[2006,12,1,2,null,2013,12,1,2,0.20652972976938039,0.31182176554522234,7.8770371182796187E-3,9.1976660477965821E-2,8.4596500000000005E-2,6.0949999999999997E-2,1.683105607741946E-5,2.2456009552188762E-3,0,0.76601412492214427,null,null,0.19554544427988602,8.0592451330159368E-2,0.27602314828817825,6.6684353954698794E-2,5.6185948760461145E-2,4.4053381687685304E-3,8.4235863153514252E-6,1.6413934720614079E-3,0,0.68108650184052888,null,{"$f":"J8020*VLOOKUP($B8020,$AR$36:$AZ$47,MATCH(AG$2,$AS$2:$BA$2,0)+1,FALSE)","v":0.19685398572453391},{"$f":"K8020*VLOOKUP($B8020,$AR$36:$AZ$47,MATCH(AH$2,$AS$2:$BA$2,0)+1,FALSE)","v":0.26994442429907689},{"$f":"L8020*VLOOKUP($B8020,$AR$36:$AZ$47,MATCH(AI$2,$AS$2:$BA$2,0)+1,FALSE)","v":5.64192577733196E-3},{"$f":"M8020*VLOOKUP($B8020,$AR$36:$AZ$47,MATCH(AJ$2,$AS$2:$BA$2,0)+1,FALSE)","v":7.9984331143474058E-2},{"$f":"N8020*VLOOKUP($B8020,$AR$36:$AZ$47,MATCH(AK$2,$AS$2:$BA$2,0)+1,FALSE)","v":6.5967406992900823E-2},{"$f":"O8020*VLOOKUP($B8020,$AR$36:$AZ$47,MATCH(AL$2,$AS$2:$BA$2,0)+1,FALSE)","v":5.8744417834712466E-2},{"$f":"P8020*VLOOKUP($B8020,$AR$36:$AZ$47,MATCH(AM$2,$AS$2:$BA$2,0)+1,FALSE)","v":8.4235863153514252E-6},{"$f":"Q8020*VLOOKUP($B8020,$AR$36:$AZ$47,MATCH(AN$2,$AS$2:$BA$2,0)+1,FALSE)","v":1.6127032141525868E-3},{"$f":"R8020*VLOOKUP($B8020,$AR$36:$BA$47,MATCH(AO$2,$AS$2:$BA$2,0)+1,FALSE)","v":0},0.67875761857249817]
[2006,12,1,9,null,2013,12,1,9,0.2719372751650676,0.34375893935048946,0,8.5879032542716921E-2,8.8099000000000011E-2,6.3089000000000006E-2,0,1.9066423204688544E-3,0,0.85466988937874289,null,null,0.25747428879993878,7.5249543900739346E-2,0.30429378310336758,6.9445247723664796E-2,5.8157757528281104E-2,0,0,1.3936359668445897E-3,0,0.76601425702283621,null,{"$f":"J8027*VLOOKUP($B8027,$AR$36:$AZ$47,MATCH(AG$2,$AS$2:$BA$2,0)+1,FALSE)","v":0.25919724265890842},{"$f":"K8027*VLOOKUP($B8027,$AR$36:$AZ$47,MATCH(AH$2,$AS$2:$BA$2,0)+1,FALSE)","v":0.29759246862827266},{"$f":"L8027*VLOOKUP($B8027,$AR$36:$AZ$47,MATCH(AI$2,$AS$2:$BA$2,0)+1,FALSE)","v":0},{"$f":"M8027*VLOOKUP($B8027,$AR$36:$AZ$47,MATCH(AJ$2,$AS$2:$BA$2,0)+1,FALSE)","v":7.468173927475226E-2},{"$f":"N8027*VLOOKUP($B8027,$AR$36:$AZ$47,MATCH(AK$2,$AS$2:$BA$2,0)+1,FALSE)","v":6.8698617421141181E-2},{"$f":"O8027*VLOOKUP($B8027,$AR$36:$AZ$47,MATCH(AL$2,$AS$2:$BA$2,0)+1,FALSE)","v":6.0806014385138239E-2},{"$f":"P8027*VLOOKUP($B8027,$AR$36:$AZ$47,MATCH(AM$2,$AS$2:$BA$2,0)+1,FALSE)","v":0},{"$f":"Q8027*VLOOKUP($B8027,$AR$36:$AZ$47,MATCH(AN$2,$AS$2:$BA$2,0)+1,FALSE)","v":1.3692763139031379E-3},{"$f":"R8027*VLOOKUP($B8027,$AR$36:$BA$47,MATCH(AO$2,$AS$2:$BA$2,0)+1,FALSE)","v":0},0.76234535868211595]
[2006,12,1,23,null,2013,12,1,23,0.3087202711502674,0.33798743776893803,7.8770371182796187E-3,9.3774612045550126E-2,8.7401699999999985E-2,6.3174999999999995E-2,1.683105607741946E-5,2.2456009552188762E-3,0,0.90119849009433151,null,null,0.29230098082099976,8.2167865391199732E-2,0.29918487727024035,6.8895591413857496E-2,5.8237035487155579E-2,4.4053381687685304E-3,8.4235863153514252E-6,1.6413934720614079E-3,0,0.80684150561059809,null,{"$f":"J8041*VLOOKUP($B8041,$AR$36:$AZ$47,MATCH(AG$2,$AS$2:$BA$2,0)+1,FALSE)","v":0.29425698623510721},{"$f":"K8041*VLOOKUP($B8041,$AR$36:$AZ$47,MATCH(AH$2,$AS$2:$BA$2,0)+1,FALSE)","v":0.29259607375170277},{"$f":"L8041*VLOOKUP($B8041,$AR$36:$AZ$47,MATCH(AI$2,$AS$2:$BA$2,0)+1,FALSE)","v":5.64192577733196E-3},{"$f":"M8041*VLOOKUP($B8041,$AR$36:$AZ$47,MATCH(AJ$2,$AS$2:$BA$2,0)+1,FALSE)","v":8.1547857725264253E-2},{"$f":"N8041*VLOOKUP($B8041,$AR$36:$AZ$47,MATCH(AK$2,$AS$2:$BA$2,0)+1,FALSE)","v":6.8154870659795835E-2},{"$f":"O8041*VLOOKUP($B8041,$AR$36:$AZ$47,MATCH(AL$2,$AS$2:$BA$2,0)+1,FALSE)","v":6.0888902324987039E-2},{"$f":"P8041*VLOOKUP($B8041,$AR$36:$AZ$47,MATCH(AM$2,$AS$2:$BA$2,0)+1,FALSE)","v":8.4235863153514252E-6},{"$f":"Q8041*VLOOKUP($B8041,$AR$36:$AZ$47,MATCH(AN$2,$AS$2:$BA$2,0)+1,FALSE)","v":1.6127032141525868E-3},{"$f":"R8041*VLOOKUP($B8041,$AR$36:$BA$47,MATCH(AO$2,$AS$2:$BA$2,0)+1,FALSE)","v":0},0.80470774327465711]
[2006,12,2,2,null,2013,12,2,2,0.209765514664083,0.32207132824261875,7.8770371182796187E-3,9.0572625604819476E-2,8.7366799999999953E-2,6.1346999999999999E-2,1.683105607741946E-5,2.2456009552188762E-3,0,0.7812627376410971,null,null,0.19860913392657908,7.9362197789838662E-2,0.28509601258732586,6.8868081009136023E-2,5.6551917942707294E-2,4.4053381687685304E-3,8.4235863153514252E-6,1.6413934720614079E-3,0,0.6945424984827322,null,{"$f":"J8044*VLOOKUP($B8044,$AR$36:$AZ$47,MATCH(AG$2,$AS$2:$BA$2,0)+1,FALSE)","v":0.19993817681983397},{"$f":"K8044*VLOOKUP($B8044,$AR$36:$AZ$47,MATCH(AH$2,$AS$2:$BA$2,0)+1,FALSE)","v":0.27881748130594802},{"$f":"L8044*VLOOKUP($B8044,$AR$36:$AZ$47,MATCH(AI$2,$AS$2:$BA$2,0)+1,FALSE)","v":5.64192577733196E-3},{"$f":"M8044*VLOOKUP($B8044,$AR$36:$AZ$47,MATCH(AJ$2,$AS$2:$BA$2,0)+1,FALSE)","v":7.8763360631529597E-2},{"$f":"N8044*VLOOKUP($B8044,$AR$36:$AZ$47,MATCH(AK$2,$AS$2:$BA$2,0)+1,FALSE)","v":6.812765602911898E-2},{"$f":"O8044*VLOOKUP($B8044,$AR$36:$AZ$47,MATCH(AL$2,$AS$2:$BA$2,0)+1,FALSE)","v":5.9127051696572695E-2},{"$f":"P8044*VLOOKUP($B8044,$AR$36:$AZ$47,MATCH(AM$2,$AS$2:$BA$2,0)+1,FALSE)","v":8.4235863153514252E-6},{"$f":"Q8044*VLOOKUP($B8044,$AR$36:$AZ$47,MATCH(AN$2,$AS$2:$BA$2,0)+1,FALSE)","v":1.6127032141525868E-3},{"$f":"R8044*VLOOKUP($B8044,$AR$36:$BA$47,MATCH(AO$2,$AS$2:$BA$2,0)+1,FALSE)","v":0},0.6920367790608033]
[2006,12,2,13,null,2013,12,2,13,0.26810040573504018,0.4805349888074183,0,0.10334886531234844,0.12352419999999997,8.0439999999999998E-2,0,1.9066423204688544E-3,0,1.0578551021752756,null,null,0.25384148330420497,9.0557086487261504E-2,0.42536729352849489,9.7369648564314154E-2,7.4152546649573325E-2,0,0,1.3936359668445897E-3,0,0.94268169450069339,null,{"$f":"J8055*VLOOKUP($B8055,$AR$36:$AZ$47,MATCH(AG$2,$AS$2:$BA$2,0)+1,FALSE)","v":0.25554012733295062},{"$f":"K8055*VLOOKUP($B8055,$AR$36:$AZ$47,MATCH(AH$2,$AS$2:$BA$2,0)+1,FALSE)","v":0.41599963582519517},{"$f":"L8055*VLOOKUP($B8055,$AR$36:$AZ$47,MATCH(AI$2,$AS$2:$BA$2,0)+1,FALSE)","v":0},{"$f":"M8055*VLOOKUP($B8055,$AR$36:$AZ$47,MATCH(AJ$2,$AS$2:$BA$2,0)+1,FALSE)","v":8.9873776928718466E-2},{"$f":"N8055*VLOOKUP($B8055,$AR$36:$AZ$47,MATCH(AK$2,$AS$2:$BA$2,0)+1,FALSE)","v":9.6322793199156917E-2},{"$f":"O8055*VLOOKUP($B8055,$AR$36:$AZ$47,MATCH(AL$2,$AS$2:$BA$2,0)+1,FALSE)","v":7.752913815626368E-2},{"$f":"P8055*VLOOKUP($B8055,$AR$36:$AZ$47,MATCH(AM$2,$AS$2:$BA$2,0)+1,FALSE)","v":0},{"$f":"Q8055*VLOOKUP($B8055,$AR$36:$AZ$47,MATCH(AN$2,$AS$2:$BA$2,0)+1,FALSE)","v":1.3692763139031379E-3},{"$f":"R8055*VLOOKUP($B8055,$AR$36:$BA$47,MATCH(AO$2,$AS$2:$BA$2,0)+1,FALSE)","v":0},0.93663474775618805]
[2006,12,2,19,null,2013,12,2,19,0.48242004163222058,0.42045594297785005,7.8770371182796187E-3,7.1302151249104606E-2,0.10262699999999998,7.0796999999999999E-2,1.683105607741946E-5,2.2456009552188762E-3,0,1.1577416049887514,null,null,0.45676252748614971,6.2476884074908895E-2,0.3721856070383574,8.0897143419749892E-2,6.5263275051589298E-2,4.4053381687685304E-3,8.4235863153514252E-6,1.6413934720614079E-3,0,1.0436405922979004,null,{"$f":"J8061*VLOOKUP($B8061,$AR$36:$AZ$47,MATCH(AG$2,$AS$2:$BA$2,0)+1,FALSE)","v":0.45981906863840621},{"$f":"K8061*VLOOKUP($B8061,$AR$36:$AZ$47,MATCH(AH$2,$AS$2:$BA$2,0)+1,FALSE)","v":0.36398914383614694},{"$f":"L8061*VLOOKUP($B8061,$AR$36:$AZ$47,MATCH(AI$2,$AS$2:$BA$2,0)+1,FALSE)","v":5.64192577733196E-3},{"$f":"M8061*VLOOKUP($B8061,$AR$36:$AZ$47,MATCH(AJ$2,$AS$2:$BA$2,0)+1,FALSE)","v":6.2005457113945707E-2},{"$f":"N8061*VLOOKUP($B8061,$AR$36:$AZ$47,MATCH(AK$2,$AS$2:$BA$2,0)+1,FALSE)","v":8.0027389755609649E-2},{"$f":"O8061*VLOOKUP($B8061,$AR$36:$AZ$47,MATCH(AL$2,$AS$2:$BA$2,0)+1,FALSE)","v":6.8235086947401782E-2},{"$f":"P8061*VLOOKUP($B8061,$AR$36:$AZ$47,MATCH(AM$2,$AS$2:$BA$2,0)+1,FALSE)","v":8.4235863153514252E-6},{"$f":"Q8061*VLOOKUP($B8061,$AR$36:$AZ$47,MATCH(AN$2,$AS$2:$BA$2,0)+1,FALSE)","v":1.6127032141525868E-3},{"$f":"R8061*VLOOKUP($B8061,$AR$36:$BA$47,MATCH(AO$2,$AS$2:$BA$2,0)+1,FALSE)","v":0},1.0413391988693101]
[2006,12,3,3,null,2013,12,3,3,0.20328508297225542,0.3234930002461831,7.8770371182796187E-3,8.8508819671956632E-2,8.6698799999999993E-2,6.0877000000000001E-2,1.683105607741946E-5,2.2456009552188762E-3,0,0.77300217201997101,null,null,0.19247336405112866,7.7553834903702032E-2,0.28635446990370617,6.834152082707487E-2,5.6118654679090947E-2,4.4053381687685304E-3,8.4235863153514252E-6,1.6413934720614079E-3,0,0.68689699959184791,null,{"$f":"J8069*VLOOKUP($B8069,$AR$36:$AZ$47,MATCH(AG$2,$AS$2:$BA$2,0)+1,FALSE)","v":0.19376134789948268},{"$f":"K8069*VLOOKUP($B8069,$AR$36:$AZ$47,MATCH(AH$2,$AS$2:$BA$2,0)+1,FALSE)","v":0.28004822422690245},{"$f":"L8069*VLOOKUP($B8069,$AR$36:$AZ$47,MATCH(AI$2,$AS$2:$BA$2,0)+1,FALSE)","v":5.64192577733196E-3},{"$f":"M8069*VLOOKUP($B8069,$AR$36:$AZ$47,MATCH(AJ$2,$AS$2:$BA$2,0)+1,FALSE)","v":7.6968642968459927E-2},{"$f":"N8069*VLOOKUP($B8069,$AR$36:$AZ$47,MATCH(AK$2,$AS$2:$BA$2,0)+1,FALSE)","v":6.7606757080920718E-2},{"$f":"O8069*VLOOKUP($B8069,$AR$36:$AZ$47,MATCH(AL$2,$AS$2:$BA$2,0)+1,FALSE)","v":5.8674059467166383E-2},{"$f":"P8069*VLOOKUP($B8069,$AR$36:$AZ$47,MATCH(AM$2,$AS$2:$BA$2,0)+1,FALSE)","v":8.4235863153514252E-6},{"$f":"Q8069*VLOOKUP($B8069,$AR$36:$AZ$47,MATCH(AN$2,$AS$2:$BA$2,0)+1,FALSE)","v":1.6127032141525868E-3},{"$f":"R8069*VLOOKUP($B8069,$AR$36:$BA$47,MATCH(AO$2,$AS$2:$BA$2,0)+1,FALSE)","v":0},0.68432208422073215]
[2006,12,3,12,null,2013,12,3,12,0.25433855494336521,0.48767816909651485,0,0.10920590441680275,0.12225879999999997,8.0618999999999996E-2,0,1.9066423204688544E-3,0,1.0560070707771516,null,null,0.24081155666760626,9.568918344002765E-2,0.43169040284942051,9.6372179620631188E-2,7.4317555424439977E-2,0,0,1.3936359668445897E-3,0,0.94027451396897022,null,{"$f":"J8078*VLOOKUP($B8078,$AR$36:$AZ$47,MATCH(AG$2,$AS$2:$BA$2,0)+1,FALSE)","v":0.24242300767026276},{"$f":"K8078*VLOOKUP($B8078,$AR$36:$AZ$47,MATCH(AH$2,$AS$2:$BA$2,0)+1,FALSE)","v":0.42218349437475189},{"$f":"L8078*VLOOKUP($B8078,$AR$36:$AZ$47,MATCH(AI$2,$AS$2:$BA$2,0)+1,FALSE)","v":0},{"$f":"M8078*VLOOKUP($B8078,$AR$36:$AZ$47,MATCH(AJ$2,$AS$2:$BA$2,0)+1,FALSE)","v":9.4967149016990562E-2},{"$f":"N8078*VLOOKUP($B8078,$AR$36:$AZ$47,MATCH(AK$2,$AS$2:$BA$2,0)+1,FALSE)","v":9.5336048395189651E-2},{"$f":"O8078*VLOOKUP($B8078,$AR$36:$AZ$47,MATCH(AL$2,$AS$2:$BA$2,0)+1,FALSE)","v":7.7701660728739699E-2},{"$f":"P8078*VLOOKUP($B8078,$AR$36:$AZ$47,MATCH(AM$2,$AS$2:$BA$2,0)+1,FALSE)","v":0},{"$f":"Q8078*VLOOKUP($B8078,$AR$36:$AZ$47,MATCH(AN$2,$AS$2:$BA$2,0)+1,FALSE)","v":1.3692763139031379E-3},{"$f":"R8078*VLOOKUP($B8078,$AR$36:$BA$47,MATCH(AO$2,$AS$2:$BA$2,0)+1,FALSE)","v":0},0.93398063649983776]
[2006,12,3,20,null,2013,12,3,20,0.4550024758029132,0.41478731178830308,7.8770371182796187E-3,8.0941829864139489E-2,9.8151999999999989E-2,6.8824999999999997E-2,1.683105607741946E-5,2.2456009552188762E-3,0,1.1278480865849316,null,null,0.43080316513598504,7.092343264041906E-2,0.36716776158844955,7.736966315818733E-2,6.3445413017862801E-2,4.4053381687685304E-3,8.4235863153514252E-6,1.6413934720614079E-3,0,1.015764590768049,null,{"$f":"J8086*VLOOKUP($B8086,$AR$36:$AZ$47,MATCH(AG$2,$AS$2:$BA$2,0)+1,FALSE)","v":0.43368599269630942},{"$f":"K8086*VLOOKUP($B8086,$AR$36:$AZ$47,MATCH(AH$2,$AS$2:$BA$2,0)+1,FALSE)","v":0.35908180396411959},{"$f":"L8086*VLOOKUP($B8086,$AR$36:$AZ$47,MATCH(AI$2,$AS$2:$BA$2,0)+1,FALSE)","v":5.64192577733196E-3},{"$f":"M8086*VLOOKUP($B8086,$AR$36:$AZ$47,MATCH(AJ$2,$AS$2:$BA$2,0)+1,FALSE)","v":7.0388271215424458E-2},{"$f":"N8086*VLOOKUP($B8086,$AR$36:$AZ$47,MATCH(AK$2,$AS$2:$BA$2,0)+1,FALSE)","v":7.6537834675987779E-2},{"$f":"O8086*VLOOKUP($B8086,$AR$36:$AZ$47,MATCH(AL$2,$AS$2:$BA$2,0)+1,FALSE)","v":6.633444721040338E-2},{"$f":"P8086*VLOOKUP($B8086,$AR$36:$AZ$47,MATCH(AM$2,$AS$2:$BA$2,0)+1,FALSE)","v":8.4235863153514252E-6},{"$f":"Q8086*VLOOKUP($B8086,$AR$36:$AZ$47,MATCH(AN$2,$AS$2:$BA$2,0)+1,FALSE)","v":1.6127032141525868E-3},{"$f":"R8086*VLOOKUP($B8086,$AR$36:$BA$47,MATCH(AO$2,$AS$2:$BA$2,0)+1,FALSE)","v":0},1.0132914023400446]
[2006,12,3,21,null,2013,12,3,21,0.42134920672192672,0.41561115206092242,7.8770371182796187E-3,9.5869627045806746E-2,9.5679899999999998E-2,6.7539000000000002E-2,1.683105607741946E-5,2.2456009552188762E-3,0,1.1061883549582319,null,null,0.39893974546628241,8.4003574510956081E-2,0.36789702109134981,7.542099635268816E-2,6.2259930981669979E-2,4.4053381687685304E-3,8.4235863153514252E-6,1.6413934720614079E-3,0,0.99457642363009169,null,{"$f":"J8087*VLOOKUP($B8087,$AR$36:$AZ$47,MATCH(AG$2,$AS$2:$BA$2,0)+1,FALSE)","v":0.40160935095252798},{"$f":"K8087*VLOOKUP($B8087,$AR$36:$AZ$47,MATCH(AH$2,$AS$2:$BA$2,0)+1,FALSE)","v":0.359795003338505},{"$f":"L8087*VLOOKUP($B8087,$AR$36:$AZ$47,MATCH(AI$2,$AS$2:$BA$2,0)+1,FALSE)","v":5.64192577733196E-3},{"$f":"M8087*VLOOKUP($B8087,$AR$36:$AZ$47,MATCH(AJ$2,$AS$2:$BA$2,0)+1,FALSE)","v":8.3369715277607254E-2},{"$f":"N8087*VLOOKUP($B8087,$AR$36:$AZ$47,MATCH(AK$2,$AS$2:$BA$2,0)+1,FALSE)","v":7.4610118673231765E-2},{"$f":"O8087*VLOOKUP($B8087,$AR$36:$AZ$47,MATCH(AL$2,$AS$2:$BA$2,0)+1,FALSE)","v":6.5094983365687378E-2},{"$f":"P8087*VLOOKUP($B8087,$AR$36:$AZ$47,MATCH(AM$2,$AS$2:$BA$2,0)+1,FALSE)","v":8.4235863153514252E-6},{"$f":"Q8087*VLOOKUP($B8087,$AR$36:$AZ$47,MATCH(AN$2,$AS$2:$BA$2,0)+1,FALSE)","v":1.6127032141525868E-3},{"$f":"R8087*VLOOKUP($B8087,$AR$36:$BA$47,MATCH(AO$2,$AS$2:$BA$2,0)+1,FALSE)","v":0},0.99174222418535929]
[2006,12,4,10,null,2013,12,4,10,0.26589475674570706,0.50197201851843176,0,0.1223837120114393,0.12117429999999998,7.7665999999999999E-2,0,1.9066423204688544E-3,0,1.090997429596047,null,null,0.25175314177571784,0.10723593684127093,0.44434325058022611,9.5517307588527375E-2,7.1595371557505741E-2,0,0,1.3936359668445897E-3,0,0.97183864431009259,null,{"$f":"J8100*VLOOKUP($B8100,$AR$36:$AZ$47,MATCH(AG$2,$AS$2:$BA$2,0)+1,FALSE)","v":0.2534378111427133},{"$f":"K8100*VLOOKUP($B8100,$AR$36:$AZ$47,MATCH(AH$2,$AS$2:$BA$2,0)+1,FALSE)","v":0.43455769457360699},{"$f":"L8100*VLOOKUP($B8100,$AR$36:$AZ$47,MATCH(AI$2,$AS$2:$BA$2,0)+1,FALSE)","v":0},{"$f":"M8100*VLOOKUP($B8100,$AR$36:$AZ$47,MATCH(AJ$2,$AS$2:$BA$2,0)+1,FALSE)","v":0.1064267749798934},{"$f":"N8100*VLOOKUP($B8100,$AR$36:$AZ$47,MATCH(AK$2,$AS$2:$BA$2,0)+1,FALSE)","v":9.4490367393212024E-2},{"$f":"O8100*VLOOKUP($B8100,$AR$36:$AZ$47,MATCH(AL$2,$AS$2:$BA$2,0)+1,FALSE)","v":7.4855520189512373E-2},{"$f":"P8100*VLOOKUP($B8100,$AR$36:$AZ$47,MATCH(AM$2,$AS$2:$BA$2,0)+1,FALSE)","v":0},{"$f":"Q8100*VLOOKUP($B8100,$AR$36:$AZ$47,MATCH(AN$2,$AS$2:$BA$2,0)+1,FALSE)","v":1.3692763139031379E-3},{"$f":"R8100*VLOOKUP($B8100,$AR$36:$BA$47,MATCH(AO$2,$AS$2:$BA$2,0)+1,FALSE)","v":0},0.96513744459284123]
[2006,12,4,14,null,2013,12,4,14,0.25509149788358543,0.49032791002975629,0,0.10733557976743628,0.12223559999999997,7.9827999999999996E-2,0,1.9066423204688544E-3,0,1.0567252300012466,null,null,0.24152445433094594,9.405035411645403E-2,0.43403594095918818,9.6353891901733255E-2,7.358838257014097E-2,0,0,1.3936359668445897E-3,0,0.94094665984530701,null,{"$f":"J8104*VLOOKUP($B8104,$AR$36:$AZ$47,MATCH(AG$2,$AS$2:$BA$2,0)+1,FALSE)","v":0.24314067586733545},{"$f":"K8104*VLOOKUP($B8104,$AR$36:$AZ$47,MATCH(AH$2,$AS$2:$BA$2,0)+1,FALSE)","v":0.42447737783575684},{"$f":"L8104*VLOOKUP($B8104,$AR$36:$AZ$47,MATCH(AI$2,$AS$2:$BA$2,0)+1,FALSE)","v":0},{"$f":"M8104*VLOOKUP($B8104,$AR$36:$AZ$47,MATCH(AJ$2,$AS$2:$BA$2,0)+1,FALSE)","v":9.3340685680277355E-2},{"$f":"N8104*VLOOKUP($B8104,$AR$36:$AZ$47,MATCH(AK$2,$AS$2:$BA$2,0)+1,FALSE)","v":9.531795729399474E-2},{"$f":"O8104*VLOOKUP($B8104,$AR$36:$AZ$47,MATCH(AL$2,$AS$2:$BA$2,0)+1,FALSE)","v":7.6939284444781417E-2},{"$f":"P8104*VLOOKUP($B8104,$AR$36:$AZ$47,MATCH(AM$2,$AS$2:$BA$2,0)+1,FALSE)","v":0},{"$f":"Q8104*VLOOKUP($B8104,$AR$36:$AZ$47,MATCH(AN$2,$AS$2:$BA$2,0)+1,FALSE)","v":1.3692763139031379E-3},{"$f":"R8104*VLOOKUP($B8104,$AR$36:$BA$47,MATCH(AO$2,$AS$2:$BA$2,0)+1,FALSE)","v":0},0.93458525743604881]
[2006,12,4,24,null,2013,12,4,24,0.23059467349566201,0.37791932688188351,7.8770371182796187E-3,0.12156018575892975,8.9949699999999994E-2,6.2496000000000003E-2,1.683105607741946E-5,2.2456009552188762E-3,0,0.89265935526605122,null,null,0.21833049376298405,0.10651434074200417,0.33453239616706071,7.090408743764777E-2,5.7611108346739617E-2,4.4053381687685304E-3,8.4235863153514252E-6,1.6413934720614079E-3,0,0.79394758168358159,null,{"$f":"J8114*VLOOKUP($B8114,$AR$36:$AZ$47,MATCH(AG$2,$AS$2:$BA$2,0)+1,FALSE)","v":0.21979150708789888},{"$f":"K8114*VLOOKUP($B8114,$AR$36:$AZ$47,MATCH(AH$2,$AS$2:$BA$2,0)+1,FALSE)","v":0.32716515137500729},{"$f":"L8114*VLOOKUP($B8114,$AR$36:$AZ$47,MATCH(AI$2,$AS$2:$BA$2,0)+1,FALSE)","v":5.64192577733196E-3},{"$f":"M8114*VLOOKUP($B8114,$AR$36:$AZ$47,MATCH(AJ$2,$AS$2:$BA$2,0)+1,FALSE)","v":0.10571062377214384},{"$f":"N8114*VLOOKUP($B8114,$AR$36:$AZ$47,MATCH(AK$2,$AS$2:$BA$2,0)+1,FALSE)","v":7.0141772635857635E-2},{"$f":"O8114*VLOOKUP($B8114,$AR$36:$AZ$47,MATCH(AL$2,$AS$2:$BA$2,0)+1,FALSE)","v":6.023447312548303E-2},{"$f":"P8114*VLOOKUP($B8114,$AR$36:$AZ$47,MATCH(AM$2,$AS$2:$BA$2,0)+1,FALSE)","v":8.4235863153514252E-6},{"$f":"Q8114*VLOOKUP($B8114,$AR$36:$AZ$47,MATCH(AN$2,$AS$2:$BA$2,0)+1,FALSE)","v":1.6127032141525868E-3},{"$f":"R8114*VLOOKUP($B8114,$AR$36:$BA$47,MATCH(AO$2,$AS$2:$BA$2,0)+1,FALSE)","v":0},0.79030658057419056]
[2006,12,5,7,null,2013,12,5,7,0.26616541181528153,0.38603437938872498,7.8770371182796187E-3,8.6745338040504549E-2,0.10681020000000002,6.6930000000000003E-2,1.683105607741946E-5,2.2456009552188762E-3,0,0.92282479837408704,null,null,0.25200940205304273,7.6008624338153405E-2,0.34171580216678527,8.4194608320346226E-2,6.1698532412430923E-2,4.4053381687685304E-3,8.4235863153514252E-6,1.6413934720614079E-3,0,0.8216821245179039,null,{"$f":"J8121*VLOOKUP($B8121,$AR$36:$AZ$47,MATCH(AG$2,$AS$2:$BA$2,0)+1,FALSE)","v":0.25369578625003453},{"$f":"K8121*VLOOKUP($B8121,$AR$36:$AZ$47,MATCH(AH$2,$AS$2:$BA$2,0)+1,FALSE)","v":0.33419036070664521},{"$f":"L8121*VLOOKUP($B8121,$AR$36:$AZ$47,MATCH(AI$2,$AS$2:$BA$2,0)+1,FALSE)","v":5.64192577733196E-3},{"$f":"M8121*VLOOKUP($B8121,$AR$36:$AZ$47,MATCH(AJ$2,$AS$2:$BA$2,0)+1,FALSE)","v":7.5435091977996555E-2},{"$f":"N8121*VLOOKUP($B8121,$AR$36:$AZ$47,MATCH(AK$2,$AS$2:$BA$2,0)+1,FALSE)","v":8.3289402450374861E-2},{"$f":"O8121*VLOOKUP($B8121,$AR$36:$AZ$47,MATCH(AL$2,$AS$2:$BA$2,0)+1,FALSE)","v":6.4508021093967277E-2},{"$f":"P8121*VLOOKUP($B8121,$AR$36:$AZ$47,MATCH(AM$2,$AS$2:$BA$2,0)+1,FALSE)","v":8.4235863153514252E-6},{"$f":"Q8121*VLOOKUP($B8121,$AR$36:$AZ$47,MATCH(AN$2,$AS$2:$BA$2,0)+1,FALSE)","v":1.6127032141525868E-3},{"$f":"R8121*VLOOKUP($B8121,$AR$36:$BA$47,MATCH(AO$2,$AS$2:$BA$2,0)+1,FALSE)","v":0},0.81838171505681834]
[2006,12,5,14,null,2013,12,5,14,0.24377119089518617,0.47225158597847056,0,9.9774798009631349E-2,0.12066710000000004,7.8561000000000006E-2,0,1.9066423204688544E-3,0,1.0169323172037568,null,null,0.23080621796902812,8.7425391515427373E-2,0.41803486462191247,9.5117500216758813E-2,7.2420415431839025E-2,0,0,1.3936359668445897E-3,0,0.90519802572181052,null,{"$f":"J8128*VLOOKUP($B8128,$AR$36:$AZ$47,MATCH(AG$2,$AS$2:$BA$2,0)+1,FALSE)","v":0.23235071573529992},{"$f":"K8128*VLOOKUP($B8128,$AR$36:$AZ$47,MATCH(AH$2,$AS$2:$BA$2,0)+1,FALSE)","v":0.40882868544593642},{"$f":"L8128*VLOOKUP($B8128,$AR$36:$AZ$47,MATCH(AI$2,$AS$2:$BA$2,0)+1,FALSE)","v":0},{"$f":"M8128*VLOOKUP($B8128,$AR$36:$AZ$47,MATCH(AJ$2,$AS$2:$BA$2,0)+1,FALSE)","v":8.6765712543862158E-2},{"$f":"N8128*VLOOKUP($B8128,$AR$36:$AZ$47,MATCH(AK$2,$AS$2:$BA$2,0)+1,FALSE)","v":9.4094858491226771E-2},{"$f":"O8128*VLOOKUP($B8128,$AR$36:$AZ$47,MATCH(AL$2,$AS$2:$BA$2,0)+1,FALSE)","v":7.5718133051892483E-2},{"$f":"P8128*VLOOKUP($B8128,$AR$36:$AZ$47,MATCH(AM$2,$AS$2:$BA$2,0)+1,FALSE)","v":0},{"$f":"Q8128*VLOOKUP($B8128,$AR$36:$AZ$47,MATCH(AN$2,$AS$2:$BA$2,0)+1,FALSE)","v":1.3692763139031379E-3},{"$f":"R8128*VLOOKUP($B8128,$AR$36:$BA$47,MATCH(AO$2,$AS$2:$BA$2,0)+1,FALSE)","v":0},0.89912738158212091]
[2006,12,5,24,null,2013,12,5,24,0.21827991649871034,0.36523996947557907,7.8770371182796187E-3,0.11528040262309316,8.9490999999999987E-2,6.3203999999999996E-2,1.683105607741946E-5,2.2456009552188762E-3,0,0.86163475772695841,null,null,0.20667069722494216,0.10101182397189258,0.32330868911300126,7.0542510857540777E-2,5.8263768752357441E-2,4.4053381687685304E-3,8.4235863153514252E-6,1.6413934720614079E-3,0,0.76585264514687956,null,{"$f":"J8138*VLOOKUP($B8138,$AR$36:$AZ$47,MATCH(AG$2,$AS$2:$BA$2,0)+1,FALSE)","v":0.20805368609338151},{"$f":"K8138*VLOOKUP($B8138,$AR$36:$AZ$47,MATCH(AH$2,$AS$2:$BA$2,0)+1,FALSE)","v":0.31618861858056801},{"$f":"L8138*VLOOKUP($B8138,$AR$36:$AZ$47,MATCH(AI$2,$AS$2:$BA$2,0)+1,FALSE)","v":5.64192577733196E-3},{"$f":"M8138*VLOOKUP($B8138,$AR$36:$AZ$47,MATCH(AJ$2,$AS$2:$BA$2,0)+1,FALSE)","v":0.10024962691450856},{"$f":"N8138*VLOOKUP($B8138,$AR$36:$AZ$47,MATCH(AK$2,$AS$2:$BA$2,0)+1,FALSE)","v":6.9784083492835838E-2},{"$f":"O8138*VLOOKUP($B8138,$AR$36:$AZ$47,MATCH(AL$2,$AS$2:$BA$2,0)+1,FALSE)","v":6.0916852909354668E-2},{"$f":"P8138*VLOOKUP($B8138,$AR$36:$AZ$47,MATCH(AM$2,$AS$2:$BA$2,0)+1,FALSE)","v":8.4235863153514252E-6},{"$f":"Q8138*VLOOKUP($B8138,$AR$36:$AZ$47,MATCH(AN$2,$AS$2:$BA$2,0)+1,FALSE)","v":1.6127032141525868E-3},{"$f":"R8138*VLOOKUP($B8138,$AR$36:$BA$47,MATCH(AO$2,$AS$2:$BA$2,0)+1,FALSE)","v":0},0.76245592056844846]
[2006,12,6,7,null,2013,12,6,7,0.25394716689938096,0.37641804245758981,7.8770371182796187E-3,7.9887401645673761E-2,0.10486880000000001,6.8190000000000001E-2,1.683105607741946E-5,2.2456009552188762E-3,0,0.89345088013222029,null,null,0.24044098460017463,6.9999513958916112E-2,0.3332034663133509,8.266427308463728E-2,6.2860046693615182E-2,4.4053381687685304E-3,8.4235863153514252E-6,1.6413934720614079E-3,0,0.7952234398778395,null,{"$f":"J8145*VLOOKUP($B8145,$AR$36:$AZ$47,MATCH(AG$2,$AS$2:$BA$2,0)+1,FALSE)","v":0.24204995582678598},{"$f":"K8145*VLOOKUP($B8145,$AR$36:$AZ$47,MATCH(AH$2,$AS$2:$BA$2,0)+1,FALSE)","v":0.32586548789925046},{"$f":"L8145*VLOOKUP($B8145,$AR$36:$AZ$47,MATCH(AI$2,$AS$2:$BA$2,0)+1,FALSE)","v":5.64192577733196E-3},{"$f":"M8145*VLOOKUP($B8145,$AR$36:$AZ$47,MATCH(AJ$2,$AS$2:$BA$2,0)+1,FALSE)","v":6.9471324075198709E-2},{"$f":"N8145*VLOOKUP($B8145,$AR$36:$AZ$47,MATCH(AK$2,$AS$2:$BA$2,0)+1,FALSE)","v":8.1775520387452422E-2},{"$f":"O8145*VLOOKUP($B8145,$AR$36:$AZ$47,MATCH(AL$2,$AS$2:$BA$2,0)+1,FALSE)","v":6.5722425794077832E-2},{"$f":"P8145*VLOOKUP($B8145,$AR$36:$AZ$47,MATCH(AM$2,$AS$2:$BA$2,0)+1,FALSE)","v":8.4235863153514252E-6},{"$f":"Q8145*VLOOKUP($B8145,$AR$36:$AZ$47,MATCH(AN$2,$AS$2:$BA$2,0)+1,FALSE)","v":1.6127032141525868E-3},{"$f":"R8145*VLOOKUP($B8145,$AR$36:$BA$47,MATCH(AO$2,$AS$2:$BA$2,0)+1,FALSE)","v":0},0.79214776656056529]
[2006,12,6,9,null,2013,12,6,9,0.26916363625530815,0.45290464587525114,0,9.6654984741333994E-2,0.11842179999999994,7.5648000000000007E-2,0,1.9066423204688544E-3,0,1.014699709192362,null,null,0.25484816589992565,8.4691726282553711E-2,0.40090904498037444,9.3347611628761762E-2,6.9735105034148731E-2,0,0,1.3936359668445897E-3,0,0.90492528979260878,null,{"$f":"J8147*VLOOKUP($B8147,$AR$36:$AZ$47,MATCH(AG$2,$AS$2:$BA$2,0)+1,FALSE)","v":0.25655354639805295},{"$f":"K8147*VLOOKUP($B8147,$AR$36:$AZ$47,MATCH(AH$2,$AS$2:$BA$2,0)+1,FALSE)","v":0.39208001942841025},{"$f":"L8147*VLOOKUP($B8147,$AR$36:$AZ$47,MATCH(AI$2,$AS$2:$BA$2,0)+1,FALSE)","v":0},{"$f":"M8147*VLOOKUP($B8147,$AR$36:$AZ$47,MATCH(AJ$2,$AS$2:$BA$2,0)+1,FALSE)","v":8.4052674515947681E-2},{"$f":"N8147*VLOOKUP($B8147,$AR$36:$AZ$47,MATCH(AK$2,$AS$2:$BA$2,0)+1,FALSE)","v":9.2343998598427804E-2},{"$f":"O8147*VLOOKUP($B8147,$AR$36:$AZ$47,MATCH(AL$2,$AS$2:$BA$2,0)+1,FALSE)","v":7.2910545042827388E-2},{"$f":"P8147*VLOOKUP($B8147,$AR$36:$AZ$47,MATCH(AM$2,$AS$2:$BA$2,0)+1,FALSE)","v":0},{"$f":"Q8147*VLOOKUP($B8147,$AR$36:$AZ$47,MATCH(AN$2,$AS$2:$BA$2,0)+1,FALSE)","v":1.3692763139031379E-3},{"$f":"R8147*VLOOKUP($B8147,$AR$36:$BA$47,MATCH(AO$2,$AS$2:$BA$2,0)+1,FALSE)","v":0},0.89931006029756921]
[2006,12,6,21,null,2013,12,6,21,0.37668250899487438,0.39908021582855541,7.8770371182796187E-3,9.1564854576877505E-2,9.4398400000000007E-2,6.5729999999999997E-2,1.683105607741946E-5,2.2456009552188762E-3,0,1.0375954485298833,null,null,0.35664864644966632,8.023161580005353E-2,0.35326391472357987,7.4410836362701044E-2,6.0592328335112564E-2,4.4053381687685304E-3,8.4235863153514252E-6,1.6413934720614079E-3,0,0.93120249689825862,null,{"$f":"J8159*VLOOKUP($B8159,$AR$36:$AZ$47,MATCH(AG$2,$AS$2:$BA$2,0)+1,FALSE)","v":0.35903525042694429},{"$f":"K8159*VLOOKUP($B8159,$AR$36:$AZ$47,MATCH(AH$2,$AS$2:$BA$2,0)+1,FALSE)","v":0.34548415477869243},{"$f":"L8159*VLOOKUP($B8159,$AR$36:$AZ$47,MATCH(AI$2,$AS$2:$BA$2,0)+1,FALSE)","v":5.64192577733196E-3},{"$f":"M8159*VLOOKUP($B8159,$AR$36:$AZ$47,MATCH(AJ$2,$AS$2:$BA$2,0)+1,FALSE)","v":7.962621834194028E-2},{"$f":"N8159*VLOOKUP($B8159,$AR$36:$AZ$47,MATCH(AK$2,$AS$2:$BA$2,0)+1,FALSE)","v":7.3610819268866312E-2},{"$f":"O8159*VLOOKUP($B8159,$AR$36:$AZ$47,MATCH(AL$2,$AS$2:$BA$2,0)+1,FALSE)","v":6.3351445189100089E-2},{"$f":"P8159*VLOOKUP($B8159,$AR$36:$AZ$47,MATCH(AM$2,$AS$2:$BA$2,0)+1,FALSE)","v":8.4235863153514252E-6},{"$f":"Q8159*VLOOKUP($B8159,$AR$36:$AZ$47,MATCH(AN$2,$AS$2:$BA$2,0)+1,FALSE)","v":1.6127032141525868E-3},{"$f":"R8159*VLOOKUP($B8159,$AR$36:$BA$47,MATCH(AO$2,$AS$2:$BA$2,0)+1,FALSE)","v":0},0.92837094058334324]
[2006,12,7,2,null,2013,12,7,2,0.21262368285527025,0.32703030010423939,7.8770371182796187E-3,9.9522274022879539E-2,8.4919499999999967E-2,6.1103999999999999E-2,1.683105607741946E-5,2.2456009552188762E-3,0,0.79533922611196495,null,null,0.20131529041744575,8.7204123130532385E-2,0.28948567096516131,6.6938963144527741E-2,5.6327911617050329E-2,4.4053381687685304E-3,8.4235863153514252E-6,1.6413934720614079E-3,0,0.70732711450186281,null,{"$f":"J8164*VLOOKUP($B8164,$AR$36:$AZ$47,MATCH(AG$2,$AS$2:$BA$2,0)+1,FALSE)","v":0.20266244223641375},{"$f":"K8164*VLOOKUP($B8164,$AR$36:$AZ$47,MATCH(AH$2,$AS$2:$BA$2,0)+1,FALSE)","v":0.28311046836526982},{"$f":"L8164*VLOOKUP($B8164,$AR$36:$AZ$47,MATCH(AI$2,$AS$2:$BA$2,0)+1,FALSE)","v":5.64192577733196E-3},{"$f":"M8164*VLOOKUP($B8164,$AR$36:$AZ$47,MATCH(AJ$2,$AS$2:$BA$2,0)+1,FALSE)","v":8.6546113766595545E-2},{"$f":"N8164*VLOOKUP($B8164,$AR$36:$AZ$47,MATCH(AK$2,$AS$2:$BA$2,0)+1,FALSE)","v":6.6219278789709249E-2},{"$f":"O8164*VLOOKUP($B8164,$AR$36:$AZ$47,MATCH(AL$2,$AS$2:$BA$2,0)+1,FALSE)","v":5.8892845075837093E-2},{"$f":"P8164*VLOOKUP($B8164,$AR$36:$AZ$47,MATCH(AM$2,$AS$2:$BA$2,0)+1,FALSE)","v":8.4235863153514252E-6},{"$f":"Q8164*VLOOKUP($B8164,$AR$36:$AZ$47,MATCH(AN$2,$AS$2:$BA$2,0)+1,FALSE)","v":1.6127032141525868E-3},{"$f":"R8164*VLOOKUP($B8164,$AR$36:$BA$47,MATCH(AO$2,$AS$2:$BA$2,0)+1,FALSE)","v":0},0.70469420081162548]
[2006,12,7,11,null,2013,12,7,11,0.34469526931980488,0.37459911815311242,0,8.7673753000421115E-2,9.1523200000000013E-2,6.2301000000000002E-2,0,1.9066423204688544E-3,0,0.96269898279380739,null,null,0.32636264839731227,7.6822126775428698E-2,0.33159336314386278,7.2144420441350277E-2,5.7431350184175389E-2,0,0,1.3936359668445897E-3,0,0.8657475449089741,null,{"$f":"J8173*VLOOKUP($B8173,$AR$36:$AZ$47,MATCH(AG$2,$AS$2:$BA$2,0)+1,FALSE)","v":0.328546586013377},{"$f":"K8173*VLOOKUP($B8173,$AR$36:$AZ$47,MATCH(AH$2,$AS$2:$BA$2,0)+1,FALSE)","v":0.32429084325134649},{"$f":"L8173*VLOOKUP($B8173,$AR$36:$AZ$47,MATCH(AI$2,$AS$2:$BA$2,0)+1,FALSE)","v":0},{"$f":"M8173*VLOOKUP($B8173,$AR$36:$AZ$47,MATCH(AJ$2,$AS$2:$BA$2,0)+1,FALSE)","v":7.6242456033253941E-2},{"$f":"N8173*VLOOKUP($B8173,$AR$36:$AZ$47,MATCH(AK$2,$AS$2:$BA$2,0)+1,FALSE)","v":7.1368770382848709E-2},{"$f":"O8173*VLOOKUP($B8173,$AR$36:$AZ$47,MATCH(AL$2,$AS$2:$BA$2,0)+1,FALSE)","v":6.0046529540942112E-2},{"$f":"P8173*VLOOKUP($B8173,$AR$36:$AZ$47,MATCH(AM$2,$AS$2:$BA$2,0)+1,FALSE)","v":0},{"$f":"Q8173*VLOOKUP($B8173,$AR$36:$AZ$47,MATCH(AN$2,$AS$2:$BA$2,0)+1,FALSE)","v":1.3692763139031379E-3},{"$f":"R8173*VLOOKUP($B8173,$AR$36:$BA$47,MATCH(AO$2,$AS$2:$BA$2,0)+1,FALSE)","v":0},0.86186446153567142]
[2006,12,7,19,null,2013,12,7,19,0.43054711372370219,0.37437751111825601,7.8770371182796187E-3,9.6962188439050453E-2,9.1793999999999973E-2,6.5077999999999997E-2,1.683105607741946E-5,2.2456009552188762E-3,0,1.0688982824105846,null,null,0.40764846170348301,8.4960906517278473E-2,0.3313971976474071,7.2357882263658885E-2,5.9991290786436259E-2,4.4053381687685304E-3,8.4235863153514252E-6,1.6413934720614079E-3,0,0.96241089414540903,null,{"$f":"J8181*VLOOKUP($B8181,$AR$36:$AZ$47,MATCH(AG$2,$AS$2:$BA$2,0)+1,FALSE)","v":0.4103763437513126},{"$f":"K8181*VLOOKUP($B8181,$AR$36:$AZ$47,MATCH(AH$2,$AS$2:$BA$2,0)+1,FALSE)","v":0.32409899781252555},{"$f":"L8181*VLOOKUP($B8181,$AR$36:$AZ$47,MATCH(AI$2,$AS$2:$BA$2,0)+1,FALSE)","v":5.64192577733196E-3},{"$f":"M8181*VLOOKUP($B8181,$AR$36:$AZ$47,MATCH(AJ$2,$AS$2:$BA$2,0)+1,FALSE)","v":8.4319823618328266E-2},{"$f":"N8181*VLOOKUP($B8181,$AR$36:$AZ$47,MATCH(AK$2,$AS$2:$BA$2,0)+1,FALSE)","v":7.1579937201968591E-2},{"$f":"O8181*VLOOKUP($B8181,$AR$36:$AZ$47,MATCH(AL$2,$AS$2:$BA$2,0)+1,FALSE)","v":6.2723038947455581E-2},{"$f":"P8181*VLOOKUP($B8181,$AR$36:$AZ$47,MATCH(AM$2,$AS$2:$BA$2,0)+1,FALSE)","v":8.4235863153514252E-6},{"$f":"Q8181*VLOOKUP($B8181,$AR$36:$AZ$47,MATCH(AN$2,$AS$2:$BA$2,0)+1,FALSE)","v":1.6127032141525868E-3},{"$f":"R8181*VLOOKUP($B8181,$AR$36:$BA$47,MATCH(AO$2,$AS$2:$BA$2,0)+1,FALSE)","v":0},0.96036119390939034]
[2006,12,8,1,null,2013,12,8,1,0.2206713763210271,0.31440068955479727,7.8770371182796187E-3,9.5331762662893754E-2,8.4577000000000013E-2,6.0954000000000001E-2,1.683105607741946E-5,2.2456009552188762E-3,0,0.78607429766829395,null,null,0.20893496723563074,8.3532283110758679E-2,0.27830599959291058,6.6668982811659588E-2,5.6189636107385539E-2,4.4053381687685304E-3,8.4235863153514252E-6,1.6413934720614079E-3,0,0.69968702408549044,null,{"$f":"J8187*VLOOKUP($B8187,$AR$36:$AZ$47,MATCH(AG$2,$AS$2:$BA$2,0)+1,FALSE)","v":0.21033310803543712},{"$f":"K8187*VLOOKUP($B8187,$AR$36:$AZ$47,MATCH(AH$2,$AS$2:$BA$2,0)+1,FALSE)","v":0.27217700147616558},{"$f":"L8187*VLOOKUP($B8187,$AR$36:$AZ$47,MATCH(AI$2,$AS$2:$BA$2,0)+1,FALSE)","v":5.64192577733196E-3},{"$f":"M8187*VLOOKUP($B8187,$AR$36:$AZ$47,MATCH(AJ$2,$AS$2:$BA$2,0)+1,FALSE)","v":8.2901980064243E-2},{"$f":"N8187*VLOOKUP($B8187,$AR$36:$AZ$47,MATCH(AK$2,$AS$2:$BA$2,0)+1,FALSE)","v":6.5952201110430972E-2},{"$f":"O8187*VLOOKUP($B8187,$AR$36:$AZ$47,MATCH(AL$2,$AS$2:$BA$2,0)+1,FALSE)","v":5.8748273087728696E-2},{"$f":"P8187*VLOOKUP($B8187,$AR$36:$AZ$47,MATCH(AM$2,$AS$2:$BA$2,0)+1,FALSE)","v":8.4235863153514252E-6},{"$f":"Q8187*VLOOKUP($B8187,$AR$36:$AZ$47,MATCH(AN$2,$AS$2:$BA$2,0)+1,FALSE)","v":1.6127032141525868E-3},{"$f":"R8187*VLOOKUP($B8187,$AR$36:$BA$47,MATCH(AO$2,$AS$2:$BA$2,0)+1,FALSE)","v":0},0.69737561635180534]
[2006,12,8,12,null,2013,12,8,12,0.31134701371818152,0.35949890199836365,0,8.3947022140319572E-2,8.936330000000002E-2,6.5091999999999997E-2,0,1.9066423204688544E-3,0,0.9111548801773337,null,null,0.29478802006239718,7.3556663842739511E-2,0.31822672340472219,7.0441849577227614E-2,6.0004196500671646E-2,0,0,1.3936359668445897E-3,0,0.81841108935460283,null,{"$f":"J8198*VLOOKUP($B8198,$AR$36:$AZ$47,MATCH(AG$2,$AS$2:$BA$2,0)+1,FALSE)","v":0.29676066812411944},{"$f":"K8198*VLOOKUP($B8198,$AR$36:$AZ$47,MATCH(AH$2,$AS$2:$BA$2,0)+1,FALSE)","v":0.31121857053953633},{"$f":"L8198*VLOOKUP($B8198,$AR$36:$AZ$47,MATCH(AI$2,$AS$2:$BA$2,0)+1,FALSE)","v":0},{"$f":"M8198*VLOOKUP($B8198,$AR$36:$AZ$47,MATCH(AJ$2,$AS$2:$BA$2,0)+1,FALSE)","v":7.3001633050032294E-2},{"$f":"N8198*VLOOKUP($B8198,$AR$36:$AZ$47,MATCH(AK$2,$AS$2:$BA$2,0)+1,FALSE)","v":6.9684504457379379E-2},{"$f":"O8198*VLOOKUP($B8198,$AR$36:$AZ$47,MATCH(AL$2,$AS$2:$BA$2,0)+1,FALSE)","v":6.2736532333012365E-2},{"$f":"P8198*VLOOKUP($B8198,$AR$36:$AZ$47,MATCH(AM$2,$AS$2:$BA$2,0)+1,FALSE)","v":0},{"$f":"Q8198*VLOOKUP($B8198,$AR$36:$AZ$47,MATCH(AN$2,$AS$2:$BA$2,0)+1,FALSE)","v":1.3692763139031379E-3},{"$f":"R8198*VLOOKUP($B8198,$AR$36:$BA$47,MATCH(AO$2,$AS$2:$BA$2,0)+1,FALSE)","v":0},0.81477118481798294]
[2006,12,8,18,null,2013,12,8,18,0.43906798918989776,0.35772672840179964,7.8770371182796187E-3,7.5779686753934969E-2,8.8114599999999987E-2,6.6202999999999998E-2,1.683105607741946E-5,2.2456009552188762E-3,0,1.0370314734752084,null,null,0.41571615433326259,6.6400222456373059E-2,0.31665800374020009,6.9457544638096155E-2,6.1028357108922217E-2,4.4053381687685304E-3,8.4235863153514252E-6,1.6413934720614079E-3,0,0.93531543750399937,null,{"$f":"J8204*VLOOKUP($B8204,$AR$36:$AZ$47,MATCH(AG$2,$AS$2:$BA$2,0)+1,FALSE)","v":0.41849802337223696},{"$f":"K8204*VLOOKUP($B8204,$AR$36:$AZ$47,MATCH(AH$2,$AS$2:$BA$2,0)+1,FALSE)","v":0.30968439802772968},{"$f":"L8204*VLOOKUP($B8204,$AR$36:$AZ$47,MATCH(AI$2,$AS$2:$BA$2,0)+1,FALSE)","v":5.64192577733196E-3},{"$f":"M8204*VLOOKUP($B8204,$AR$36:$AZ$47,MATCH(AJ$2,$AS$2:$BA$2,0)+1,FALSE)","v":6.589919146637753E-2},{"$f":"N8204*VLOOKUP($B8204,$AR$36:$AZ$47,MATCH(AK$2,$AS$2:$BA$2,0)+1,FALSE)","v":6.8710782127117051E-2},{"$f":"O8204*VLOOKUP($B8204,$AR$36:$AZ$47,MATCH(AL$2,$AS$2:$BA$2,0)+1,FALSE)","v":6.3807328858268578E-2},{"$f":"P8204*VLOOKUP($B8204,$AR$36:$AZ$47,MATCH(AM$2,$AS$2:$BA$2,0)+1,FALSE)","v":8.4235863153514252E-6},{"$f":"Q8204*VLOOKUP($B8204,$AR$36:$AZ$47,MATCH(AN$2,$AS$2:$BA$2,0)+1,FALSE)","v":1.6127032141525868E-3},{"$f":"R8204*VLOOKUP($B8204,$AR$36:$BA$47,MATCH(AO$2,$AS$2:$BA$2,0)+1,FALSE)","v":0},0.93386277642952964]
[2006,12,8,21,null,2013,12,8,21,0.40728402999682412,0.33932709734944005,7.8770371182796187E-3,8.719163646431452E-2,8.7398799999999971E-2,6.4427999999999999E-2,1.683105607741946E-5,2.2456009552188762E-3,0,0.99576903294015451,null,null,0.38562262528868624,7.6399683154734901E-2,0.30037073757860605,6.8893305448995246E-2,5.9392096911222159E-2,4.4053381687685304E-3,8.4235863153514252E-6,1.6413934720614079E-3,0,0.89673360360938992,null,{"$f":"J8207*VLOOKUP($B8207,$AR$36:$AZ$47,MATCH(AG$2,$AS$2:$BA$2,0)+1,FALSE)","v":0.38820311592114465},{"$f":"K8207*VLOOKUP($B8207,$AR$36:$AZ$47,MATCH(AH$2,$AS$2:$BA$2,0)+1,FALSE)","v":0.29375581843335785},{"$f":"L8207*VLOOKUP($B8207,$AR$36:$AZ$47,MATCH(AI$2,$AS$2:$BA$2,0)+1,FALSE)","v":5.64192577733196E-3},{"$f":"M8207*VLOOKUP($B8207,$AR$36:$AZ$47,MATCH(AJ$2,$AS$2:$BA$2,0)+1,FALSE)","v":7.5823200012505795E-2},{"$f":"N8207*VLOOKUP($B8207,$AR$36:$AZ$47,MATCH(AK$2,$AS$2:$BA$2,0)+1,FALSE)","v":6.8152609272146461E-2},{"$f":"O8207*VLOOKUP($B8207,$AR$36:$AZ$47,MATCH(AL$2,$AS$2:$BA$2,0)+1,FALSE)","v":6.2096560332319195E-2},{"$f":"P8207*VLOOKUP($B8207,$AR$36:$AZ$47,MATCH(AM$2,$AS$2:$BA$2,0)+1,FALSE)","v":8.4235863153514252E-6},{"$f":"Q8207*VLOOKUP($B8207,$AR$36:$AZ$47,MATCH(AN$2,$AS$2:$BA$2,0)+1,FALSE)","v":1.6127032141525868E-3},{"$f":"R8207*VLOOKUP($B8207,$AR$36:$BA$47,MATCH(AO$2,$AS$2:$BA$2,0)+1,FALSE)","v":0},0.89529435654927392]
[2006,12,9,8,null,2013,12,9,8,0.28726101858945619,0.45512504201897674,4.463654367025117E-3,0.11656198298578127,0.11359259999999997,7.4260999999999994E-2,9.5375984438710255E-6,2.0987188801605337E-3,0,1.0533735544398435,null,null,0.2719830387958791,0.10213477953984748,0.40287452911829674,8.954092834850752E-2,6.8456517488114918E-2,2.4963582956355002E-3,4.7733655786991403E-6,1.5340318864674536E-3,0,0.93902495683832743,null,{"$f":"J8218*VLOOKUP($B8218,$AR$36:$AZ$47,MATCH(AG$2,$AS$2:$BA$2,0)+1,FALSE)","v":0.27380308159880051},{"$f":"K8218*VLOOKUP($B8218,$AR$36:$AZ$47,MATCH(AH$2,$AS$2:$BA$2,0)+1,FALSE)","v":0.39400221866195595},{"$f":"L8218*VLOOKUP($B8218,$AR$36:$AZ$47,MATCH(AI$2,$AS$2:$BA$2,0)+1,FALSE)","v":3.1970912738214438E-3},{"$f":"M8218*VLOOKUP($B8218,$AR$36:$AZ$47,MATCH(AJ$2,$AS$2:$BA$2,0)+1,FALSE)","v":0.10136410908404521},{"$f":"N8218*VLOOKUP($B8218,$AR$36:$AZ$47,MATCH(AK$2,$AS$2:$BA$2,0)+1,FALSE)","v":8.8578242310045741E-2},{"$f":"O8218*VLOOKUP($B8218,$AR$36:$AZ$47,MATCH(AL$2,$AS$2:$BA$2,0)+1,FALSE)","v":7.157373605945172E-2},{"$f":"P8218*VLOOKUP($B8218,$AR$36:$AZ$47,MATCH(AM$2,$AS$2:$BA$2,0)+1,FALSE)","v":4.7733655786991403E-6},{"$f":"Q8218*VLOOKUP($B8218,$AR$36:$AZ$47,MATCH(AN$2,$AS$2:$BA$2,0)+1,FALSE)","v":1.5072182240444924E-3},{"$f":"R8218*VLOOKUP($B8218,$AR$36:$BA$47,MATCH(AO$2,$AS$2:$BA$2,0)+1,FALSE)","v":0},0.9340304705777438]
[2006,12,9,14,null,2013,12,9,14,0.26897175443974269,0.481093434173615,0,0.10069449399680194,0.11968040000000001,8.0129000000000006E-2,0,1.9066423204688544E-3,0,1.0524757249306285,null,null,0.25466648932040425,8.8231254151659361E-2,0.42586162671865896,9.4339720378974701E-2,7.3865855426201665E-2,0,0,1.3936359668445897E-3,0,0.93835858196274347,null,{"$f":"J8224*VLOOKUP($B8224,$AR$36:$AZ$47,MATCH(AG$2,$AS$2:$BA$2,0)+1,FALSE)","v":0.25637065408407811},{"$f":"K8224*VLOOKUP($B8224,$AR$36:$AZ$47,MATCH(AH$2,$AS$2:$BA$2,0)+1,FALSE)","v":0.41648308255514643},{"$f":"L8224*VLOOKUP($B8224,$AR$36:$AZ$47,MATCH(AI$2,$AS$2:$BA$2,0)+1,FALSE)","v":0},{"$f":"M8224*VLOOKUP($B8224,$AR$36:$AZ$47,MATCH(AJ$2,$AS$2:$BA$2,0)+1,FALSE)","v":8.7565494445128289E-2},{"$f":"N8224*VLOOKUP($B8224,$AR$36:$AZ$47,MATCH(AK$2,$AS$2:$BA$2,0)+1,FALSE)","v":9.3325440838251797E-2},{"$f":"O8224*VLOOKUP($B8224,$AR$36:$AZ$47,MATCH(AL$2,$AS$2:$BA$2,0)+1,FALSE)","v":7.7229392234252278E-2},{"$f":"P8224*VLOOKUP($B8224,$AR$36:$AZ$47,MATCH(AM$2,$AS$2:$BA$2,0)+1,FALSE)","v":0},{"$f":"Q8224*VLOOKUP($B8224,$AR$36:$AZ$47,MATCH(AN$2,$AS$2:$BA$2,0)+1,FALSE)","v":1.3692763139031379E-3},{"$f":"R8224*VLOOKUP($B8224,$AR$36:$BA$47,MATCH(AO$2,$AS$2:$BA$2,0)+1,FALSE)","v":0},0.93234334047076006]
[2006,12,9,22,null,2013,12,9,22,0.39046932352612335,0.39187166789833228,7.8770371182796187E-3,8.8698741582609542E-2,9.3856300000000004E-2,6.6852999999999996E-2,1.683105607741946E-5,2.2456009552188762E-3,0,1.0418885021366413,null,null,0.36970220912913082,7.7720249646978046E-2,0.3468829422766842,7.3983518586210967E-2,6.1627550984136317E-2,4.4053381687685304E-3,8.4235863153514252E-6,1.6413934720614079E-3,0,0.93597162585028559,null,{"$f":"J8232*VLOOKUP($B8232,$AR$36:$AZ$47,MATCH(AG$2,$AS$2:$BA$2,0)+1,FALSE)","v":0.37217616429901407},{"$f":"K8232*VLOOKUP($B8232,$AR$36:$AZ$47,MATCH(AH$2,$AS$2:$BA$2,0)+1,FALSE)","v":0.33924370739473914},{"$f":"L8232*VLOOKUP($B8232,$AR$36:$AZ$47,MATCH(AI$2,$AS$2:$BA$2,0)+1,FALSE)","v":5.64192577733196E-3},{"$f":"M8232*VLOOKUP($B8232,$AR$36:$AZ$47,MATCH(AJ$2,$AS$2:$BA$2,0)+1,FALSE)","v":7.7133802008961319E-2},{"$f":"N8232*VLOOKUP($B8232,$AR$36:$AZ$47,MATCH(AK$2,$AS$2:$BA$2,0)+1,FALSE)","v":7.318809573620419E-2},{"$f":"O8232*VLOOKUP($B8232,$AR$36:$AZ$47,MATCH(AL$2,$AS$2:$BA$2,0)+1,FALSE)","v":6.4433807473404964E-2},{"$f":"P8232*VLOOKUP($B8232,$AR$36:$AZ$47,MATCH(AM$2,$AS$2:$BA$2,0)+1,FALSE)","v":8.4235863153514252E-6},{"$f":"Q8232*VLOOKUP($B8232,$AR$36:$AZ$47,MATCH(AN$2,$AS$2:$BA$2,0)+1,FALSE)","v":1.6127032141525868E-3},{"$f":"R8232*VLOOKUP($B8232,$AR$36:$BA$47,MATCH(AO$2,$AS$2:$BA$2,0)+1,FALSE)","v":0},0.93343862949012368]
[2006,12,10,7,null,2013,12,10,7,0.29381519590717864,0.41733091372950898,7.8770371182796187E-3,9.5843642518452551E-2,0.10531299999999998,6.9213999999999998E-2,1.683105607741946E-5,2.2456009552188762E-3,0,0.99165622128471598,null,null,0.27818863213546424,8.3980806161406879E-2,0.3694193459657491,8.3014419840433021E-2,6.3804007506260169E-2,4.4053381687685304E-3,8.4235863153514252E-6,1.6413934720614079E-3,0,0.88446236683645862,null,{"$f":"J8241*VLOOKUP($B8241,$AR$36:$AZ$47,MATCH(AG$2,$AS$2:$BA$2,0)+1,FALSE)","v":0.28005020122453045},{"$f":"K8241*VLOOKUP($B8241,$AR$36:$AZ$47,MATCH(AH$2,$AS$2:$BA$2,0)+1,FALSE)","v":0.36128380279016131},{"$f":"L8241*VLOOKUP($B8241,$AR$36:$AZ$47,MATCH(AI$2,$AS$2:$BA$2,0)+1,FALSE)","v":5.64192577733196E-3},{"$f":"M8241*VLOOKUP($B8241,$AR$36:$AZ$47,MATCH(AJ$2,$AS$2:$BA$2,0)+1,FALSE)","v":8.3347118729420966E-2},{"$f":"N8241*VLOOKUP($B8241,$AR$36:$AZ$47,MATCH(AK$2,$AS$2:$BA$2,0)+1,FALSE)","v":8.2121902592227361E-2},{"$f":"O8241*VLOOKUP($B8241,$AR$36:$AZ$47,MATCH(AL$2,$AS$2:$BA$2,0)+1,FALSE)","v":6.6709370566231149E-2},{"$f":"P8241*VLOOKUP($B8241,$AR$36:$AZ$47,MATCH(AM$2,$AS$2:$BA$2,0)+1,FALSE)","v":8.4235863153514252E-6},{"$f":"Q8241*VLOOKUP($B8241,$AR$36:$AZ$47,MATCH(AN$2,$AS$2:$BA$2,0)+1,FALSE)","v":1.6127032141525868E-3},{"$f":"R8241*VLOOKUP($B8241,$AR$36:$BA$47,MATCH(AO$2,$AS$2:$BA$2,0)+1,FALSE)","v":0},0.88077544848037126]
[2006,12,10,12,null,2013,12,10,12,0.27554219712354378,0.51533061570849248,0,0.12313120199592535,0.12015160000000001,7.8855999999999996E-2,0,1.9066423204688544E-3,0,1.1149182571484304,null,null,0.26088748295243047,0.10789090789459489,0.45616821747009972,9.4711150255901697E-2,7.2692357267513108E-2,0,0,1.3936359668445897E-3,0,0.9937437518073845,null,{"$f":"J8246*VLOOKUP($B8246,$AR$36:$AZ$47,MATCH(AG$2,$AS$2:$BA$2,0)+1,FALSE)","v":0.26263327705717321},{"$f":"K8246*VLOOKUP($B8246,$AR$36:$AZ$47,MATCH(AH$2,$AS$2:$BA$2,0)+1,FALSE)","v":0.44612224594996447},{"$f":"L8246*VLOOKUP($B8246,$AR$36:$AZ$47,MATCH(AI$2,$AS$2:$BA$2,0)+1,FALSE)","v":0},{"$f":"M8246*VLOOKUP($B8246,$AR$36:$AZ$47,MATCH(AJ$2,$AS$2:$BA$2,0)+1,FALSE)","v":0.10707680386912326},{"$f":"N8246*VLOOKUP($B8246,$AR$36:$AZ$47,MATCH(AK$2,$AS$2:$BA$2,0)+1,FALSE)","v":9.3692877341831196E-2},{"$f":"O8246*VLOOKUP($B8246,$AR$36:$AZ$47,MATCH(AL$2,$AS$2:$BA$2,0)+1,FALSE)","v":7.6002457961838993E-2},{"$f":"P8246*VLOOKUP($B8246,$AR$36:$AZ$47,MATCH(AM$2,$AS$2:$BA$2,0)+1,FALSE)","v":0},{"$f":"Q8246*VLOOKUP($B8246,$AR$36:$AZ$47,MATCH(AN$2,$AS$2:$BA$2,0)+1,FALSE)","v":1.3692763139031379E-3},{"$f":"R8246*VLOOKUP($B8246,$AR$36:$BA$47,MATCH(AO$2,$AS$2:$BA$2,0)+1,FALSE)","v":0},0.9868969384938342]
[2006,12,10,24,null,2013,12,10,24,0.24085744903721626,0.39466582652381649,7.8770371182796187E-3,0.12573556419547313,9.0759900000000018E-2,6.3917000000000002E-2,1.683105607741946E-5,2.2456009552188762E-3,0,0.92607520888608175,null,null,0.22804744349733413,0.11017292088269902,0.34935631824283647,7.1542738724333366E-2,5.892103834163076E-2,4.4053381687685304E-3,8.4235863153514252E-6,1.6413934720614079E-3,0,0.82409561491597905,null,{"$f":"J8258*VLOOKUP($B8258,$AR$36:$AZ$47,MATCH(AG$2,$AS$2:$BA$2,0)+1,FALSE)","v":0.22957348023146096},{"$f":"K8258*VLOOKUP($B8258,$AR$36:$AZ$47,MATCH(AH$2,$AS$2:$BA$2,0)+1,FALSE)","v":0.34166261340098852},{"$f":"L8258*VLOOKUP($B8258,$AR$36:$AZ$47,MATCH(AI$2,$AS$2:$BA$2,0)+1,FALSE)","v":5.64192577733196E-3},{"$f":"M8258*VLOOKUP($B8258,$AR$36:$AZ$47,MATCH(AJ$2,$AS$2:$BA$2,0)+1,FALSE)","v":0.10934159764945493},{"$f":"N8258*VLOOKUP($B8258,$AR$36:$AZ$47,MATCH(AK$2,$AS$2:$BA$2,0)+1,FALSE)","v":7.0773557557759242E-2},{"$f":"O8258*VLOOKUP($B8258,$AR$36:$AZ$47,MATCH(AL$2,$AS$2:$BA$2,0)+1,FALSE)","v":6.1604051759496591E-2},{"$f":"P8258*VLOOKUP($B8258,$AR$36:$AZ$47,MATCH(AM$2,$AS$2:$BA$2,0)+1,FALSE)","v":8.4235863153514252E-6},{"$f":"Q8258*VLOOKUP($B8258,$AR$36:$AZ$47,MATCH(AN$2,$AS$2:$BA$2,0)+1,FALSE)","v":1.6127032141525868E-3},{"$f":"R8258*VLOOKUP($B8258,$AR$36:$BA$47,MATCH(AO$2,$AS$2:$BA$2,0)+1,FALSE)","v":0},0.82021835317696012]
[2006,12,11,9,null,2013,12,11,9,0.29646004019114558,0.50024061981005608,0,0.12281165016094178,0.11912039999999993,7.7146000000000006E-2,0,1.9066423204688544E-3,0,1.117685352482612,null,null,0.28069281035298743,0.10761090788617378,0.44281062465338517,9.3898292681438317E-2,7.1116016457334466E-2,0,0,1.3936359668445897E-3,0,0.99752228799816378,null,{"$f":"J8267*VLOOKUP($B8267,$AR$36:$AZ$47,MATCH(AG$2,$AS$2:$BA$2,0)+1,FALSE)","v":0.28257113677943108},{"$f":"K8267*VLOOKUP($B8267,$AR$36:$AZ$47,MATCH(AH$2,$AS$2:$BA$2,0)+1,FALSE)","v":0.43305882092459336},{"$f":"L8267*VLOOKUP($B8267,$AR$36:$AZ$47,MATCH(AI$2,$AS$2:$BA$2,0)+1,FALSE)","v":0},{"$f":"M8267*VLOOKUP($B8267,$AR$36:$AZ$47,MATCH(AJ$2,$AS$2:$BA$2,0)+1,FALSE)","v":0.10679891663497047},{"$f":"N8267*VLOOKUP($B8267,$AR$36:$AZ$47,MATCH(AK$2,$AS$2:$BA$2,0)+1,FALSE)","v":9.2888759085271125E-2},{"$f":"O8267*VLOOKUP($B8267,$AR$36:$AZ$47,MATCH(AL$2,$AS$2:$BA$2,0)+1,FALSE)","v":7.4354337297403261E-2},{"$f":"P8267*VLOOKUP($B8267,$AR$36:$AZ$47,MATCH(AM$2,$AS$2:$BA$2,0)+1,FALSE)","v":0},{"$f":"Q8267*VLOOKUP($B8267,$AR$36:$AZ$47,MATCH(AN$2,$AS$2:$BA$2,0)+1,FALSE)","v":1.3692763139031379E-3},{"$f":"R8267*VLOOKUP($B8267,$AR$36:$BA$47,MATCH(AO$2,$AS$2:$BA$2,0)+1,FALSE)","v":0},0.99104124703557239]
[2006,12,11,11,null,2013,12,11,11,0.26295238284413164,0.51679537654912933,0,0.12753836041175073,0.12202069999999998,7.9458000000000001E-2,0,1.9066423204688544E-3,0,1.1106714621254803,null,null,0.24896725805590864,0.11175257995668067,0.45746481682074119,9.6184494022803699E-2,7.3247302979634485E-2,0,0,1.3936359668445897E-3,0,0.98901008780261324,null,{"$f":"J8269*VLOOKUP($B8269,$AR$36:$AZ$47,MATCH(AG$2,$AS$2:$BA$2,0)+1,FALSE)","v":0.25063328498241788},{"$f":"K8269*VLOOKUP($B8269,$AR$36:$AZ$47,MATCH(AH$2,$AS$2:$BA$2,0)+1,FALSE)","v":0.44739029092164939},{"$f":"L8269*VLOOKUP($B8269,$AR$36:$AZ$47,MATCH(AI$2,$AS$2:$BA$2,0)+1,FALSE)","v":0},{"$f":"M8269*VLOOKUP($B8269,$AR$36:$AZ$47,MATCH(AJ$2,$AS$2:$BA$2,0)+1,FALSE)","v":0.11090933721292272},{"$f":"N8269*VLOOKUP($B8269,$AR$36:$AZ$47,MATCH(AK$2,$AS$2:$BA$2,0)+1,FALSE)","v":9.5150380671288434E-2},{"$f":"O8269*VLOOKUP($B8269,$AR$36:$AZ$47,MATCH(AL$2,$AS$2:$BA$2,0)+1,FALSE)","v":7.6582673540780702E-2},{"$f":"P8269*VLOOKUP($B8269,$AR$36:$AZ$47,MATCH(AM$2,$AS$2:$BA$2,0)+1,FALSE)","v":0},{"$f":"Q8269*VLOOKUP($B8269,$AR$36:$AZ$47,MATCH(AN$2,$AS$2:$BA$2,0)+1,FALSE)","v":1.3692763139031379E-3},{"$f":"R8269*VLOOKUP($B8269,$AR$36:$BA$47,MATCH(AO$2,$AS$2:$BA$2,0)+1,FALSE)","v":0},0.98203524364296235]
[2006,12,11,18,null,2013,12,11,18,0.42698007425211154,0.48894208169263675,7.8770371182796187E-3,0.11815665660729555,0.11399919999999995,7.4770000000000003E-2,1.683105607741946E-5,2.2456009552188762E-3,0,1.2329874816816198,null,null,0.40427113525747954,0.1035320759361454,0.43280921228638414,8.9861436387468685E-2,6.892573238424414E-2,4.4053381687685304E-3,8.4235863153514252E-6,1.6413934720614079E-3,0,1.1054547474788672,null,{"$f":"J8276*VLOOKUP($B8276,$AR$36:$AZ$47,MATCH(AG$2,$AS$2:$BA$2,0)+1,FALSE)","v":0.40697641707730087},{"$f":"K8276*VLOOKUP($B8276,$AR$36:$AZ$47,MATCH(AH$2,$AS$2:$BA$2,0)+1,FALSE)","v":0.42327766481384199},{"$f":"L8276*VLOOKUP($B8276,$AR$36:$AZ$47,MATCH(AI$2,$AS$2:$BA$2,0)+1,FALSE)","v":5.64192577733196E-3},{"$f":"M8276*VLOOKUP($B8276,$AR$36:$AZ$47,MATCH(AJ$2,$AS$2:$BA$2,0)+1,FALSE)","v":0.10275086200969114},{"$f":"N8276*VLOOKUP($B8276,$AR$36:$AZ$47,MATCH(AK$2,$AS$2:$BA$2,0)+1,FALSE)","v":8.8895304454263427E-2},{"$f":"O8276*VLOOKUP($B8276,$AR$36:$AZ$47,MATCH(AL$2,$AS$2:$BA$2,0)+1,FALSE)","v":7.2064317005766224E-2},{"$f":"P8276*VLOOKUP($B8276,$AR$36:$AZ$47,MATCH(AM$2,$AS$2:$BA$2,0)+1,FALSE)","v":8.4235863153514252E-6},{"$f":"Q8276*VLOOKUP($B8276,$AR$36:$AZ$47,MATCH(AN$2,$AS$2:$BA$2,0)+1,FALSE)","v":1.6127032141525868E-3},{"$f":"R8276*VLOOKUP($B8276,$AR$36:$BA$47,MATCH(AO$2,$AS$2:$BA$2,0)+1,FALSE)","v":0},1.1012276179386635]
[2006,12,12,1,null,2013,12,12,1,0.23202605685851335,0.35313429914775984,7.8770371182796187E-3,9.7716336537854151E-2,9.1079400000000033E-2,6.4028000000000002E-2,1.683105607741946E-5,2.2456009552188762E-3,0,0.84812356167370329,null,null,0.21968574898912582,8.5621711591443231E-2,0.31259280714055171,7.179458899105276E-2,5.902336221878271E-2,4.4053381687685304E-3,8.4235863153514252E-6,1.6413934720614079E-3,0,0.75477337415810142,null,{"$f":"J8283*VLOOKUP($B8283,$AR$36:$AZ$47,MATCH(AG$2,$AS$2:$BA$2,0)+1,FALSE)","v":0.22115583134471029},{"$f":"K8283*VLOOKUP($B8283,$AR$36:$AZ$47,MATCH(AH$2,$AS$2:$BA$2,0)+1,FALSE)","v":0.30570872728214082},{"$f":"L8283*VLOOKUP($B8283,$AR$36:$AZ$47,MATCH(AI$2,$AS$2:$BA$2,0)+1,FALSE)","v":5.64192577733196E-3},{"$f":"M8283*VLOOKUP($B8283,$AR$36:$AZ$47,MATCH(AJ$2,$AS$2:$BA$2,0)+1,FALSE)","v":8.4975642507081978E-2},{"$f":"N8283*VLOOKUP($B8283,$AR$36:$AZ$47,MATCH(AK$2,$AS$2:$BA$2,0)+1,FALSE)","v":7.1022700093611599E-2},{"$f":"O8283*VLOOKUP($B8283,$AR$36:$AZ$47,MATCH(AL$2,$AS$2:$BA$2,0)+1,FALSE)","v":6.1711035030696804E-2},{"$f":"P8283*VLOOKUP($B8283,$AR$36:$AZ$47,MATCH(AM$2,$AS$2:$BA$2,0)+1,FALSE)","v":8.4235863153514252E-6},{"$f":"Q8283*VLOOKUP($B8283,$AR$36:$AZ$47,MATCH(AN$2,$AS$2:$BA$2,0)+1,FALSE)","v":1.6127032141525868E-3},{"$f":"R8283*VLOOKUP($B8283,$AR$36:$BA$47,MATCH(AO$2,$AS$2:$BA$2,0)+1,FALSE)","v":0},0.75183698883604144]
[2006,12,12,11,null,2013,12,12,11,0.26141574137329865,0.51426692167085464,0,0.12666470187833692,0.1237891,8.0479999999999996E-2,0,1.9066423204688544E-3,0,1.1085231072429589,null,null,0.24751234287518153,0.11098705658947602,0.45522664055172524,9.7578459630523764E-2,7.4189420118817268E-2,0,0,1.3936359668445897E-3,0,0.98688755573256848,null,{"$f":"J8293*VLOOKUP($B8293,$AR$36:$AZ$47,MATCH(AG$2,$AS$2:$BA$2,0)+1,FALSE)","v":0.249168633871409},{"$f":"K8293*VLOOKUP($B8293,$AR$36:$AZ$47,MATCH(AH$2,$AS$2:$BA$2,0)+1,FALSE)","v":0.4452014049236222},{"$f":"L8293*VLOOKUP($B8293,$AR$36:$AZ$47,MATCH(AI$2,$AS$2:$BA$2,0)+1,FALSE)","v":0},{"$f":"M8293*VLOOKUP($B8293,$AR$36:$AZ$47,MATCH(AJ$2,$AS$2:$BA$2,0)+1,FALSE)","v":0.11014959019580164},{"$f":"N8293*VLOOKUP($B8293,$AR$36:$AZ$47,MATCH(AK$2,$AS$2:$BA$2,0)+1,FALSE)","v":9.6529359264093659E-2},{"$f":"O8293*VLOOKUP($B8293,$AR$36:$AZ$47,MATCH(AL$2,$AS$2:$BA$2,0)+1,FALSE)","v":7.7567690686425911E-2},{"$f":"P8293*VLOOKUP($B8293,$AR$36:$AZ$47,MATCH(AM$2,$AS$2:$BA$2,0)+1,FALSE)","v":0},{"$f":"Q8293*VLOOKUP($B8293,$AR$36:$AZ$47,MATCH(AN$2,$AS$2:$BA$2,0)+1,FALSE)","v":1.3692763139031379E-3},{"$f":"R8293*VLOOKUP($B8293,$AR$36:$BA$47,MATCH(AO$2,$AS$2:$BA$2,0)+1,FALSE)","v":0},0.97998595525525556]
[2006,12,12,18,null,2013,12,12,18,0.42493052179225982,0.48641461571929007,7.8770371182796187E-3,0.11721440109590438,0.11635010000000003,7.4249999999999997E-2,1.683105607741946E-5,2.2456009552188762E-3,0,1.2292991077370303,null,null,0.40233058826318402,0.10270644603125709,0.43057191139132134,9.1714565627001129E-2,6.8446377284072837E-2,4.4053381687685304E-3,8.4235863153514252E-6,1.6413934720614079E-3,0,1.1018250438239818,null,{"$f":"J8300*VLOOKUP($B8300,$AR$36:$AZ$47,MATCH(AG$2,$AS$2:$BA$2,0)+1,FALSE)","v":0.405022884425494},{"$f":"K8300*VLOOKUP($B8300,$AR$36:$AZ$47,MATCH(AH$2,$AS$2:$BA$2,0)+1,FALSE)","v":0.42108963491183177},{"$f":"L8300*VLOOKUP($B8300,$AR$36:$AZ$47,MATCH(AI$2,$AS$2:$BA$2,0)+1,FALSE)","v":5.64192577733196E-3},{"$f":"M8300*VLOOKUP($B8300,$AR$36:$AZ$47,MATCH(AJ$2,$AS$2:$BA$2,0)+1,FALSE)","v":0.1019314619961091},{"$f":"N8300*VLOOKUP($B8300,$AR$36:$AZ$47,MATCH(AK$2,$AS$2:$BA$2,0)+1,FALSE)","v":9.0728510049052996E-2},{"$f":"O8300*VLOOKUP($B8300,$AR$36:$AZ$47,MATCH(AL$2,$AS$2:$BA$2,0)+1,FALSE)","v":7.1563134113657112E-2},{"$f":"P8300*VLOOKUP($B8300,$AR$36:$AZ$47,MATCH(AM$2,$AS$2:$BA$2,0)+1,FALSE)","v":8.4235863153514252E-6},{"$f":"Q8300*VLOOKUP($B8300,$AR$36:$AZ$47,MATCH(AN$2,$AS$2:$BA$2,0)+1,FALSE)","v":1.6127032141525868E-3},{"$f":"R8300*VLOOKUP($B8300,$AR$36:$BA$47,MATCH(AO$2,$AS$2:$BA$2,0)+1,FALSE)","v":0},1.0975986780739448]
[2006,12,13,4,null,2013,12,13,4,0.20672630703915065,0.33001117108238931,7.8770371182796187E-3,8.7689129304336005E-2,9.0808500000000028E-2,6.0278999999999999E-2,1.683105607741946E-5,2.2456009552188762E-3,0,0.78565357655545187,null,null,0.19573156658583915,7.6835599911096591E-2,0.29212432382055498,7.1581048342369558E-2,5.5567396313893964E-2,4.4053381687685304E-3,8.4235863153514252E-6,1.6413934720614079E-3,0,0.69789509020089946,null,{"$f":"J8310*VLOOKUP($B8310,$AR$36:$AZ$47,MATCH(AG$2,$AS$2:$BA$2,0)+1,FALSE)","v":0.19704135351463528},{"$f":"K8310*VLOOKUP($B8310,$AR$36:$AZ$47,MATCH(AH$2,$AS$2:$BA$2,0)+1,FALSE)","v":0.28569101144794889},{"$f":"L8310*VLOOKUP($B8310,$AR$36:$AZ$47,MATCH(AI$2,$AS$2:$BA$2,0)+1,FALSE)","v":5.64192577733196E-3},{"$f":"M8310*VLOOKUP($B8310,$AR$36:$AZ$47,MATCH(AJ$2,$AS$2:$BA$2,0)+1,FALSE)","v":7.6255827505730761E-2},{"$f":"N8310*VLOOKUP($B8310,$AR$36:$AZ$47,MATCH(AK$2,$AS$2:$BA$2,0)+1,FALSE)","v":7.0811455295607215E-2},{"$f":"O8310*VLOOKUP($B8310,$AR$36:$AZ$47,MATCH(AL$2,$AS$2:$BA$2,0)+1,FALSE)","v":5.8097699141240904E-2},{"$f":"P8310*VLOOKUP($B8310,$AR$36:$AZ$47,MATCH(AM$2,$AS$2:$BA$2,0)+1,FALSE)","v":8.4235863153514252E-6},{"$f":"Q8310*VLOOKUP($B8310,$AR$36:$AZ$47,MATCH(AN$2,$AS$2:$BA$2,0)+1,FALSE)","v":1.6127032141525868E-3},{"$f":"R8310*VLOOKUP($B8310,$AR$36:$BA$47,MATCH(AO$2,$AS$2:$BA$2,0)+1,FALSE)","v":0},0.69516039948296293]
[2006,12,13,8,null,2013,12,13,8,0.30404683523248832,0.44487073785214998,4.7262222709677712E-3,9.7939053261547782E-2,0.11733270000000003,7.4323E-2,1.0098633646451675E-5,2.1100175013188667E-3,0,1.0453586647521191,null,null,0.28787610163350386,8.581686204180114E-2,0.39379746769289209,9.2489113583428248E-2,6.8513671365443049E-2,2.6432029012611181E-3,5.0541517892108546E-6,1.54229046997468E-3,0,0.93268376384009344,null,{"$f":"J8314*VLOOKUP($B8314,$AR$36:$AZ$47,MATCH(AG$2,$AS$2:$BA$2,0)+1,FALSE)","v":0.28980249685737791},{"$f":"K8314*VLOOKUP($B8314,$AR$36:$AZ$47,MATCH(AH$2,$AS$2:$BA$2,0)+1,FALSE)","v":0.38512505696010474},{"$f":"L8314*VLOOKUP($B8314,$AR$36:$AZ$47,MATCH(AI$2,$AS$2:$BA$2,0)+1,FALSE)","v":3.3851554663991762E-3},{"$f":"M8314*VLOOKUP($B8314,$AR$36:$AZ$47,MATCH(AJ$2,$AS$2:$BA$2,0)+1,FALSE)","v":8.5169320425877132E-2},{"$f":"N8314*VLOOKUP($B8314,$AR$36:$AZ$47,MATCH(AK$2,$AS$2:$BA$2,0)+1,FALSE)","v":9.149473056776504E-2},{"$f":"O8314*VLOOKUP($B8314,$AR$36:$AZ$47,MATCH(AL$2,$AS$2:$BA$2,0)+1,FALSE)","v":7.1633492481203195E-2},{"$f":"P8314*VLOOKUP($B8314,$AR$36:$AZ$47,MATCH(AM$2,$AS$2:$BA$2,0)+1,FALSE)","v":5.0541517892108546E-6},{"$f":"Q8314*VLOOKUP($B8314,$AR$36:$AZ$47,MATCH(AN$2,$AS$2:$BA$2,0)+1,FALSE)","v":1.5153324540528067E-3},{"$f":"R8314*VLOOKUP($B8314,$AR$36:$BA$47,MATCH(AO$2,$AS$2:$BA$2,0)+1,FALSE)","v":0},0.92813063936456908]
[2006,12,13,21,null,2013,12,13,21,0.39781182295798784,0.41950973099423855,7.8770371182796187E-3,0.10073775909142864,9.9565900000000013E-2,6.8192000000000003E-2,1.683105607741946E-5,2.2456009552188762E-3,0,1.0959566821732312,null,null,0.37665419766430208,8.8269164204219194E-2,0.37134802467713968,7.8484189268092003E-2,6.2861890367077386E-2,4.4053381687685304E-3,8.4235863153514252E-6,1.6413934720614079E-3,0,0.98367262140797562,null,{"$f":"J8327*VLOOKUP($B8327,$AR$36:$AZ$47,MATCH(AG$2,$AS$2:$BA$2,0)+1,FALSE)","v":0.37917467381121189},{"$f":"K8327*VLOOKUP($B8327,$AR$36:$AZ$47,MATCH(AH$2,$AS$2:$BA$2,0)+1,FALSE)","v":0.36317000714524189},{"$f":"L8327*VLOOKUP($B8327,$AR$36:$AZ$47,MATCH(AI$2,$AS$2:$BA$2,0)+1,FALSE)","v":5.64192577733196E-3},{"$f":"M8327*VLOOKUP($B8327,$AR$36:$AZ$47,MATCH(AJ$2,$AS$2:$BA$2,0)+1,FALSE)","v":8.7603118442755423E-2},{"$f":"N8327*VLOOKUP($B8327,$AR$36:$AZ$47,MATCH(AK$2,$AS$2:$BA$2,0)+1,FALSE)","v":7.7640378123379386E-2},{"$f":"O8327*VLOOKUP($B8327,$AR$36:$AZ$47,MATCH(AL$2,$AS$2:$BA$2,0)+1,FALSE)","v":6.572435342058594E-2},{"$f":"P8327*VLOOKUP($B8327,$AR$36:$AZ$47,MATCH(AM$2,$AS$2:$BA$2,0)+1,FALSE)","v":8.4235863153514252E-6},{"$f":"Q8327*VLOOKUP($B8327,$AR$36:$AZ$47,MATCH(AN$2,$AS$2:$BA$2,0)+1,FALSE)","v":1.6127032141525868E-3},{"$f":"R8327*VLOOKUP($B8327,$AR$36:$BA$47,MATCH(AO$2,$AS$2:$BA$2,0)+1,FALSE)","v":0},0.98057558352097451]
[2006,12,13,22,null,2013,12,13,22,0.36023357623624386,0.38874272034151319,7.8770371182796187E-3,9.1620389403131303E-2,9.7219999999999987E-2,6.7302000000000001E-2,1.683105607741946E-5,2.2456009552188762E-3,0,1.0152581551104645,null,null,0.34107455032409606,8.0280276925155589E-2,0.34411321273599071,7.6635001347287596E-2,6.2041455676399605E-2,4.4053381687685304E-3,8.4235863153514252E-6,1.6413934720614079E-3,0,0.91019965223607491,null,{"$f":"J8328*VLOOKUP($B8328,$AR$36:$AZ$47,MATCH(AG$2,$AS$2:$BA$2,0)+1,FALSE)","v":0.34335693632627218},{"$f":"K8328*VLOOKUP($B8328,$AR$36:$AZ$47,MATCH(AH$2,$AS$2:$BA$2,0)+1,FALSE)","v":0.33653497426505952},{"$f":"L8328*VLOOKUP($B8328,$AR$36:$AZ$47,MATCH(AI$2,$AS$2:$BA$2,0)+1,FALSE)","v":5.64192577733196E-3},{"$f":"M8328*VLOOKUP($B8328,$AR$36:$AZ$47,MATCH(AJ$2,$AS$2:$BA$2,0)+1,FALSE)","v":7.9674512288578442E-2},{"$f":"N8328*VLOOKUP($B8328,$AR$36:$AZ$47,MATCH(AK$2,$AS$2:$BA$2,0)+1,FALSE)","v":7.5811071472812908E-2},{"$f":"O8328*VLOOKUP($B8328,$AR$36:$AZ$47,MATCH(AL$2,$AS$2:$BA$2,0)+1,FALSE)","v":6.4866559624476114E-2},{"$f":"P8328*VLOOKUP($B8328,$AR$36:$AZ$47,MATCH(AM$2,$AS$2:$BA$2,0)+1,FALSE)","v":8.4235863153514252E-6},{"$f":"Q8328*VLOOKUP($B8328,$AR$36:$AZ$47,MATCH(AN$2,$AS$2:$BA$2,0)+1,FALSE)","v":1.6127032141525868E-3},{"$f":"R8328*VLOOKUP($B8328,$AR$36:$BA$47,MATCH(AO$2,$AS$2:$BA$2,0)+1,FALSE)","v":0},0.907507106554999]
[2006,12,14,6,null,2013,12,14,6,0.20480175798879552,0.32494662163933052,7.8770371182796187E-3,9.2811709116849092E-2,9.1935900000000029E-2,6.2421999999999998E-2,1.683105607741946E-5,2.2456009552188762E-3,0,0.78705745787455106,null,null,0.19390937469360958,8.1324143657732384E-2,0.28764120866825016,7.2469736889159656E-2,5.7542892428638318E-2,4.4053381687685304E-3,8.4235863153514252E-6,1.6413934720614079E-3,0,0.69894251156453546,null,{"$f":"J8336*VLOOKUP($B8336,$AR$36:$AZ$47,MATCH(AG$2,$AS$2:$BA$2,0)+1,FALSE)","v":0.1952069679677805},{"$f":"K8336*VLOOKUP($B8336,$AR$36:$AZ$47,MATCH(AH$2,$AS$2:$BA$2,0)+1,FALSE)","v":0.28130662576739757},{"$f":"L8336*VLOOKUP($B8336,$AR$36:$AZ$47,MATCH(AI$2,$AS$2:$BA$2,0)+1,FALSE)","v":5.64192577733196E-3},{"$f":"M8336*VLOOKUP($B8336,$AR$36:$AZ$47,MATCH(AJ$2,$AS$2:$BA$2,0)+1,FALSE)","v":8.0710502397205827E-2},{"$f":"N8336*VLOOKUP($B8336,$AR$36:$AZ$47,MATCH(AK$2,$AS$2:$BA$2,0)+1,FALSE)","v":7.169058923901854E-2},{"$f":"O8336*VLOOKUP($B8336,$AR$36:$AZ$47,MATCH(AL$2,$AS$2:$BA$2,0)+1,FALSE)","v":6.0163150944682886E-2},{"$f":"P8336*VLOOKUP($B8336,$AR$36:$AZ$47,MATCH(AM$2,$AS$2:$BA$2,0)+1,FALSE)","v":8.4235863153514252E-6},{"$f":"Q8336*VLOOKUP($B8336,$AR$36:$AZ$47,MATCH(AN$2,$AS$2:$BA$2,0)+1,FALSE)","v":1.6127032141525868E-3},{"$f":"R8336*VLOOKUP($B8336,$AR$36:$BA$47,MATCH(AO$2,$AS$2:$BA$2,0)+1,FALSE)","v":0},0.69634088889388535]
[2006,12,14,19,null,2013,12,14,19,0.42667350175795588,0.36956663867964407,7.8770371182796187E-3,9.554810910786142E-2,9.6210699999999996E-2,6.6667000000000004E-2,1.683105607741946E-5,2.2456009552188762E-3,0,1.0648054186750373,null,null,0.4039808678241148,8.3721851749649259E-2,0.32713863617657252,7.583940674885295E-2,6.145608935215198E-2,4.4053381687685304E-3,8.4235863153514252E-6,1.6413934720614079E-3,0,0.95819200707848673,null,{"$f":"J8349*VLOOKUP($B8349,$AR$36:$AZ$47,MATCH(AG$2,$AS$2:$BA$2,0)+1,FALSE)","v":0.40668420724651549},{"$f":"K8349*VLOOKUP($B8349,$AR$36:$AZ$47,MATCH(AH$2,$AS$2:$BA$2,0)+1,FALSE)","v":0.31993422057657261},{"$f":"L8349*VLOOKUP($B8349,$AR$36:$AZ$47,MATCH(AI$2,$AS$2:$BA$2,0)+1,FALSE)","v":5.64192577733196E-3},{"$f":"M8349*VLOOKUP($B8349,$AR$36:$AZ$47,MATCH(AJ$2,$AS$2:$BA$2,0)+1,FALSE)","v":8.3090118289811138E-2},{"$f":"N8349*VLOOKUP($B8349,$AR$36:$AZ$47,MATCH(AK$2,$AS$2:$BA$2,0)+1,FALSE)","v":7.5024030591949814E-2},{"$f":"O8349*VLOOKUP($B8349,$AR$36:$AZ$47,MATCH(AL$2,$AS$2:$BA$2,0)+1,FALSE)","v":6.4254538208150566E-2},{"$f":"P8349*VLOOKUP($B8349,$AR$36:$AZ$47,MATCH(AM$2,$AS$2:$BA$2,0)+1,FALSE)","v":8.4235863153514252E-6},{"$f":"Q8349*VLOOKUP($B8349,$AR$36:$AZ$47,MATCH(AN$2,$AS$2:$BA$2,0)+1,FALSE)","v":1.6127032141525868E-3},{"$f":"R8349*VLOOKUP($B8349,$AR$36:$BA$47,MATCH(AO$2,$AS$2:$BA$2,0)+1,FALSE)","v":0},0.9562501674907995]
[2006,12,14,23,null,2013,12,14,23,0.34053468101041484,0.32703736135868378,7.8770371182796187E-3,9.2361827167539198E-2,9.2506000000000019E-2,6.3827999999999996E-2,1.683105607741946E-5,2.2456009552188762E-3,0,0.92640733866621361,null,null,0.32242334101365444,8.0929944858649433E-2,0.28949192155411296,7.2919126050526528E-2,5.8838994872562979E-2,4.4053381687685304E-3,8.4235863153514252E-6,1.6413934720614079E-3,0,0.83065848357665162,null,{"$f":"J8353*VLOOKUP($B8353,$AR$36:$AZ$47,MATCH(AG$2,$AS$2:$BA$2,0)+1,FALSE)","v":0.32458091776514519},{"$f":"K8353*VLOOKUP($B8353,$AR$36:$AZ$47,MATCH(AH$2,$AS$2:$BA$2,0)+1,FALSE)","v":0.28311658130053102},{"$f":"L8353*VLOOKUP($B8353,$AR$36:$AZ$47,MATCH(AI$2,$AS$2:$BA$2,0)+1,FALSE)","v":5.64192577733196E-3},{"$f":"M8353*VLOOKUP($B8353,$AR$36:$AZ$47,MATCH(AJ$2,$AS$2:$BA$2,0)+1,FALSE)","v":8.031927807331668E-2},{"$f":"N8353*VLOOKUP($B8353,$AR$36:$AZ$47,MATCH(AK$2,$AS$2:$BA$2,0)+1,FALSE)","v":7.2135146859329688E-2},{"$f":"O8353*VLOOKUP($B8353,$AR$36:$AZ$47,MATCH(AL$2,$AS$2:$BA$2,0)+1,FALSE)","v":6.1518272379885601E-2},{"$f":"P8353*VLOOKUP($B8353,$AR$36:$AZ$47,MATCH(AM$2,$AS$2:$BA$2,0)+1,FALSE)","v":8.4235863153514252E-6},{"$f":"Q8353*VLOOKUP($B8353,$AR$36:$AZ$47,MATCH(AN$2,$AS$2:$BA$2,0)+1,FALSE)","v":1.6127032141525868E-3},{"$f":"R8353*VLOOKUP($B8353,$AR$36:$BA$47,MATCH(AO$2,$AS$2:$BA$2,0)+1,FALSE)","v":0},0.82893324895600806]
[2006,12,15,5,null,2013,12,15,5,0.20812583145377461,0.33386379973334962,7.8770371182796187E-3,9.9342939677507611E-2,8.9271200000000009E-2,6.1067000000000003E-2,1.683105607741946E-5,2.2456009552188762E-3,0,0.80181023999420764,null,null,0.19705665728219449,8.7046985499897547E-2,0.295534652434287,7.0369250486257792E-2,5.6293803657999686E-2,4.4053381687685304E-3,8.4235863153514252E-6,1.6413934720614079E-3,0,0.71235650458778177,null,{"$f":"J8359*VLOOKUP($B8359,$AR$36:$AZ$47,MATCH(AG$2,$AS$2:$BA$2,0)+1,FALSE)","v":0.19837531138813447},{"$f":"K8359*VLOOKUP($B8359,$AR$36:$AZ$47,MATCH(AH$2,$AS$2:$BA$2,0)+1,FALSE)","v":0.28902623604781985},{"$f":"L8359*VLOOKUP($B8359,$AR$36:$AZ$47,MATCH(AI$2,$AS$2:$BA$2,0)+1,FALSE)","v":5.64192577733196E-3},{"$f":"M8359*VLOOKUP($B8359,$AR$36:$AZ$47,MATCH(AJ$2,$AS$2:$BA$2,0)+1,FALSE)","v":8.6390161837148594E-2},{"$f":"N8359*VLOOKUP($B8359,$AR$36:$AZ$47,MATCH(AK$2,$AS$2:$BA$2,0)+1,FALSE)","v":6.9612685904790958E-2},{"$f":"O8359*VLOOKUP($B8359,$AR$36:$AZ$47,MATCH(AL$2,$AS$2:$BA$2,0)+1,FALSE)","v":5.8857183985437024E-2},{"$f":"P8359*VLOOKUP($B8359,$AR$36:$AZ$47,MATCH(AM$2,$AS$2:$BA$2,0)+1,FALSE)","v":8.4235863153514252E-6},{"$f":"Q8359*VLOOKUP($B8359,$AR$36:$AZ$47,MATCH(AN$2,$AS$2:$BA$2,0)+1,FALSE)","v":1.6127032141525868E-3},{"$f":"R8359*VLOOKUP($B8359,$AR$36:$BA$47,MATCH(AO$2,$AS$2:$BA$2,0)+1,FALSE)","v":0},0.7095246317411309]
[2006,12,15,16,null,2013,12,15,16,0.35279192451720115,0.39583002249486515,0,0.10079090189321713,9.4214699999999985E-2,6.5178E-2,0,1.9066423204688544E-3,0,1.0107121912257522,null,null,0.33402868291700993,8.8315729372430679E-2,0.35038685899611388,7.4266032312634192E-2,6.0083474459546128E-2,0,0,1.3936359668445897E-3,0,0.9084744140245794,null,{"$f":"J8370*VLOOKUP($B8370,$AR$36:$AZ$47,MATCH(AG$2,$AS$2:$BA$2,0)+1,FALSE)","v":0.33626391972811381},{"$f":"K8370*VLOOKUP($B8370,$AR$36:$AZ$47,MATCH(AH$2,$AS$2:$BA$2,0)+1,FALSE)","v":0.34267045905482396},{"$f":"L8370*VLOOKUP($B8370,$AR$36:$AZ$47,MATCH(AI$2,$AS$2:$BA$2,0)+1,FALSE)","v":0},{"$f":"M8370*VLOOKUP($B8370,$AR$36:$AZ$47,MATCH(AJ$2,$AS$2:$BA$2,0)+1,FALSE)","v":8.7649332247801776E-2},{"$f":"N8370*VLOOKUP($B8370,$AR$36:$AZ$47,MATCH(AK$2,$AS$2:$BA$2,0)+1,FALSE)","v":7.346757205811176E-2},{"$f":"O8370*VLOOKUP($B8370,$AR$36:$AZ$47,MATCH(AL$2,$AS$2:$BA$2,0)+1,FALSE)","v":6.2819420272861193E-2},{"$f":"P8370*VLOOKUP($B8370,$AR$36:$AZ$47,MATCH(AM$2,$AS$2:$BA$2,0)+1,FALSE)","v":0},{"$f":"Q8370*VLOOKUP($B8370,$AR$36:$AZ$47,MATCH(AN$2,$AS$2:$BA$2,0)+1,FALSE)","v":1.3692763139031379E-3},{"$f":"R8370*VLOOKUP($B8370,$AR$36:$BA$47,MATCH(AO$2,$AS$2:$BA$2,0)+1,FALSE)","v":0},0.90423997967561565]
[2006,12,15,19,null,2013,12,15,19,0.50566121349209325,0.38688545897123627,7.8770371182796187E-3,0.10039261620371193,9.2469399999999979E-2,6.5411999999999998E-2,1.683105607741946E-5,2.2456009552188762E-3,0,1.1609601577966175,null,null,0.47876761741678003,8.796674061941287E-2,0.34246917377764063,7.289027559743752E-2,6.0299184254623203E-2,4.4053381687685304E-3,8.4235863153514252E-6,1.6413934720614079E-3,0,1.0484481468930396,null,{"$f":"J8373*VLOOKUP($B8373,$AR$36:$AZ$47,MATCH(AG$2,$AS$2:$BA$2,0)+1,FALSE)","v":0.48197141115409914},{"$f":"K8373*VLOOKUP($B8373,$AR$36:$AZ$47,MATCH(AH$2,$AS$2:$BA$2,0)+1,FALSE)","v":0.33492714117972089},{"$f":"L8373*VLOOKUP($B8373,$AR$36:$AZ$47,MATCH(AI$2,$AS$2:$BA$2,0)+1,FALSE)","v":5.64192577733196E-3},{"$f":"M8373*VLOOKUP($B8373,$AR$36:$AZ$47,MATCH(AJ$2,$AS$2:$BA$2,0)+1,FALSE)","v":8.7302976832052334E-2},{"$f":"N8373*VLOOKUP($B8373,$AR$36:$AZ$47,MATCH(AK$2,$AS$2:$BA$2,0)+1,FALSE)","v":7.2106606587617E-2},{"$f":"O8373*VLOOKUP($B8373,$AR$36:$AZ$47,MATCH(AL$2,$AS$2:$BA$2,0)+1,FALSE)","v":6.3044952574310295E-2},{"$f":"P8373*VLOOKUP($B8373,$AR$36:$AZ$47,MATCH(AM$2,$AS$2:$BA$2,0)+1,FALSE)","v":8.4235863153514252E-6},{"$f":"Q8373*VLOOKUP($B8373,$AR$36:$AZ$47,MATCH(AN$2,$AS$2:$BA$2,0)+1,FALSE)","v":1.6127032141525868E-3},{"$f":"R8373*VLOOKUP($B8373,$AR$36:$BA$47,MATCH(AO$2,$AS$2:$BA$2,0)+1,FALSE)","v":0},1.0466161409055996]
[2006,12,16,9,null,2013,12,16,9,0.29874199056932604,0.5184017942668806,0,0.13795639453113065,0.12252040000000002,7.6938000000000006E-2,0,1.9066423204688544E-3,0,1.156465221687806,null,null,{"$f":"$J8387*$AS$6","v":0.28285339518028674},{"$f":"$M8387*$AV$6","v":0.12088114478344132},{"$f":"$K8387*$AT$6","v":0.4588868101673067},{"$f":"$N8387*$AW$6","v":9.6578389416480337E-2},{"$f":"$O8387*$AX$6","v":7.0924274417265953E-2},{"$f":"$L8387*$AU$6","v":0},{"$f":"$P8387*$AY$6","v":0},{"$f":"$Q8387*$AZ$6","v":1.3936359668445897E-3},0,{"$f":"SUM(V8387:AD8387)","v":1.0315176499316254},null,{"$f":"J8387*VLOOKUP($B8387,$AR$36:$AZ$47,MATCH(AG$2,$AS$2:$BA$2,0)+1,FALSE)","v":0.28474617970265592},{"$f":"K8387*VLOOKUP($B8387,$AR$36:$AZ$47,MATCH(AH$2,$AS$2:$BA$2,0)+1,FALSE)","v":0.44878096839807247},{"$f":"L8387*VLOOKUP($B8387,$AR$36:$AZ$47,MATCH(AI$2,$AS$2:$BA$2,0)+1,FALSE)","v":0},{"$f":"M8387*VLOOKUP($B8387,$AR$36:$AZ$47,MATCH(AJ$2,$AS$2:$BA$2,0)+1,FALSE)","v":0.11996902133863759},{"$f":"N8387*VLOOKUP($B8387,$AR$36:$AZ$47,MATCH(AK$2,$AS$2:$BA$2,0)+1,FALSE)","v":9.554004115693919E-2},{"$f":"O8387*VLOOKUP($B8387,$AR$36:$AZ$47,MATCH(AL$2,$AS$2:$BA$2,0)+1,FALSE)","v":7.4153864140559619E-2},{"$f":"P8387*VLOOKUP($B8387,$AR$36:$AZ$47,MATCH(AM$2,$AS$2:$BA$2,0)+1,FALSE)","v":0},{"$f":"Q8387*VLOOKUP($B8387,$AR$36:$AZ$47,MATCH(AN$2,$AS$2:$BA$2,0)+1,FALSE)","v":1.3692763139031379E-3},{"$f":"R8387*VLOOKUP($B8387,$AR$36:$BA$47,MATCH(AO$2,$AS$2:$BA$2,0)+1,FALSE)","v":0},1.0245593510507678]
[2006,12,16,16,null,2013,12,16,16,0.31920641012950912,0.5044861958354957,0,0.11763219185939648,0.123777,7.9113000000000003E-2,0,1.9066423204688544E-3,0,1.1461214401448701,null,null,0.30222941440664453,0.10307252566056689,0.44656878841975861,9.7568921639202E-2,7.2929269307405453E-2,0,0,1.3936359668445897E-3,0,1.0237625554004219,null,{"$f":"J8394*VLOOKUP($B8394,$AR$36:$AZ$47,MATCH(AG$2,$AS$2:$BA$2,0)+1,FALSE)","v":0.30425185842726155},{"$f":"K8394*VLOOKUP($B8394,$AR$36:$AZ$47,MATCH(AH$2,$AS$2:$BA$2,0)+1,FALSE)","v":0.43673422047215654},{"$f":"L8394*VLOOKUP($B8394,$AR$36:$AZ$47,MATCH(AI$2,$AS$2:$BA$2,0)+1,FALSE)","v":0},{"$f":"M8394*VLOOKUP($B8394,$AR$36:$AZ$47,MATCH(AJ$2,$AS$2:$BA$2,0)+1,FALSE)","v":0.10229477932685567},{"$f":"N8394*VLOOKUP($B8394,$AR$36:$AZ$47,MATCH(AK$2,$AS$2:$BA$2,0)+1,FALSE)","v":9.65199238190739E-2},{"$f":"O8394*VLOOKUP($B8394,$AR$36:$AZ$47,MATCH(AL$2,$AS$2:$BA$2,0)+1,FALSE)","v":7.625015796813138E-2},{"$f":"P8394*VLOOKUP($B8394,$AR$36:$AZ$47,MATCH(AM$2,$AS$2:$BA$2,0)+1,FALSE)","v":0},{"$f":"Q8394*VLOOKUP($B8394,$AR$36:$AZ$47,MATCH(AN$2,$AS$2:$BA$2,0)+1,FALSE)","v":1.3692763139031379E-3},{"$f":"R8394*VLOOKUP($B8394,$AR$36:$BA$47,MATCH(AO$2,$AS$2:$BA$2,0)+1,FALSE)","v":0},1.017420216327382]
[2006,12,16,18,null,2013,12,16,18,0.48303834056313316,0.48946162959028339,7.8770371182796187E-3,0.1079665278848357,0.1190401,7.5514999999999999E-2,1.683105607741946E-5,2.2456009552188762E-3,0,1.2851610671678284,null,null,0.4573479421829979,9.4603208016336052E-2,0.43326911362182874,9.3834995102666643E-2,6.9612500748912606E-2,4.4053381687685304E-3,8.4235863153514252E-6,1.6413934720614079E-3,0,1.1547229148998872,null,{"$f":"J8396*VLOOKUP($B8396,$AR$36:$AZ$47,MATCH(AG$2,$AS$2:$BA$2,0)+1,FALSE)","v":0.4604084007847043},{"$f":"K8396*VLOOKUP($B8396,$AR$36:$AZ$47,MATCH(AH$2,$AS$2:$BA$2,0)+1,FALSE)","v":0.42372743796511897},{"$f":"L8396*VLOOKUP($B8396,$AR$36:$AZ$47,MATCH(AI$2,$AS$2:$BA$2,0)+1,FALSE)","v":5.64192577733196E-3},{"$f":"M8396*VLOOKUP($B8396,$AR$36:$AZ$47,MATCH(AJ$2,$AS$2:$BA$2,0)+1,FALSE)","v":9.3889367953521194E-2},{"$f":"N8396*VLOOKUP($B8396,$AR$36:$AZ$47,MATCH(AK$2,$AS$2:$BA$2,0)+1,FALSE)","v":9.2826142041049123E-2},{"$f":"O8396*VLOOKUP($B8396,$AR$36:$AZ$47,MATCH(AL$2,$AS$2:$BA$2,0)+1,FALSE)","v":7.2782357880037937E-2},{"$f":"P8396*VLOOKUP($B8396,$AR$36:$AZ$47,MATCH(AM$2,$AS$2:$BA$2,0)+1,FALSE)","v":8.4235863153514252E-6},{"$f":"Q8396*VLOOKUP($B8396,$AR$36:$AZ$47,MATCH(AN$2,$AS$2:$BA$2,0)+1,FALSE)","v":1.6127032141525868E-3},{"$f":"R8396*VLOOKUP($B8396,$AR$36:$BA$47,MATCH(AO$2,$AS$2:$BA$2,0)+1,FALSE)","v":0},1.1508967592022314]
[2006,12,17,6,null,2013,12,17,6,0.23865020600750103,0.35180952868789694,7.8770371182796187E-3,8.5511679658344567E-2,0.10197969999999999,6.5528000000000003E-2,1.683105607741946E-5,2.2456009552188762E-3,0,0.85361858348331843,null,null,0.22595759270751656,7.4927659312834946E-2,0.31142012661117568,8.0386900297222647E-2,6.0406117315430649E-2,4.4053381687685304E-3,8.4235863153514252E-6,1.6413934720614079E-3,0,0.75915355147132568,null,{"$f":"J8408*VLOOKUP($B8408,$AR$36:$AZ$47,MATCH(AG$2,$AS$2:$BA$2,0)+1,FALSE)","v":0.22746964468029202},{"$f":"K8408*VLOOKUP($B8408,$AR$36:$AZ$47,MATCH(AH$2,$AS$2:$BA$2,0)+1,FALSE)","v":0.30456187212759178},{"$f":"L8408*VLOOKUP($B8408,$AR$36:$AZ$47,MATCH(AI$2,$AS$2:$BA$2,0)+1,FALSE)","v":5.64192577733196E-3},{"$f":"M8408*VLOOKUP($B8408,$AR$36:$AZ$47,MATCH(AJ$2,$AS$2:$BA$2,0)+1,FALSE)","v":7.4362283506327329E-2},{"$f":"N8408*VLOOKUP($B8408,$AR$36:$AZ$47,MATCH(AK$2,$AS$2:$BA$2,0)+1,FALSE)","v":7.9522632436494739E-2},{"$f":"O8408*VLOOKUP($B8408,$AR$36:$AZ$47,MATCH(AL$2,$AS$2:$BA$2,0)+1,FALSE)","v":6.3156754911780785E-2},{"$f":"P8408*VLOOKUP($B8408,$AR$36:$AZ$47,MATCH(AM$2,$AS$2:$BA$2,0)+1,FALSE)","v":8.4235863153514252E-6},{"$f":"Q8408*VLOOKUP($B8408,$AR$36:$AZ$47,MATCH(AN$2,$AS$2:$BA$2,0)+1,FALSE)","v":1.6127032141525868E-3},{"$f":"R8408*VLOOKUP($B8408,$AR$36:$BA$47,MATCH(AO$2,$AS$2:$BA$2,0)+1,FALSE)","v":0},0.75633624024028645]
[2006,12,17,11,null,2013,12,17,11,0.25382734816484953,0.50001417378505519,0,0.11730391658941036,0.12792819999999999,8.1084000000000003E-2,0,1.9066423204688544E-3,0,1.0820642808597838,null,null,0.24032753842609031,0.1027848819411519,0.44261017570579869,0.10084116209993908,7.4746209504400848E-2,0,0,1.3936359668445897E-3,0,0.96270360364422547,null,{"$f":"J8413*VLOOKUP($B8413,$AR$36:$AZ$47,MATCH(AG$2,$AS$2:$BA$2,0)+1,FALSE)","v":0.24193575049913985},{"$f":"K8413*VLOOKUP($B8413,$AR$36:$AZ$47,MATCH(AH$2,$AS$2:$BA$2,0)+1,FALSE)","v":0.43286278636700953},{"$f":"L8413*VLOOKUP($B8413,$AR$36:$AZ$47,MATCH(AI$2,$AS$2:$BA$2,0)+1,FALSE)","v":0},{"$f":"M8413*VLOOKUP($B8413,$AR$36:$AZ$47,MATCH(AJ$2,$AS$2:$BA$2,0)+1,FALSE)","v":0.10200930605826408},{"$f":"N8413*VLOOKUP($B8413,$AR$36:$AZ$47,MATCH(AK$2,$AS$2:$BA$2,0)+1,FALSE)","v":9.9756983270811603E-2},{"$f":"O8413*VLOOKUP($B8413,$AR$36:$AZ$47,MATCH(AL$2,$AS$2:$BA$2,0)+1,FALSE)","v":7.8149833891875742E-2},{"$f":"P8413*VLOOKUP($B8413,$AR$36:$AZ$47,MATCH(AM$2,$AS$2:$BA$2,0)+1,FALSE)","v":0},{"$f":"Q8413*VLOOKUP($B8413,$AR$36:$AZ$47,MATCH(AN$2,$AS$2:$BA$2,0)+1,FALSE)","v":1.3692763139031379E-3},{"$f":"R8413*VLOOKUP($B8413,$AR$36:$BA$47,MATCH(AO$2,$AS$2:$BA$2,0)+1,FALSE)","v":0},0.95608393640100398]
[2006,12,17,20,null,2013,12,17,20,0.46190397733587535,0.42097762324219923,7.8770371182796187E-3,8.4173615279809516E-2,0.10681260000000002,7.0332000000000006E-2,1.683105607741946E-5,2.2456009552188762E-3,0,1.1543392849874603,null,null,0.43733761024937562,7.375521091404208E-2,0.37264739593469592,8.4196500153335671E-2,6.483462097162844E-2,4.4053381687685304E-3,8.4235863153514252E-6,1.6413934720614079E-3,0,1.0388264934502232,null,{"$f":"J8422*VLOOKUP($B8422,$AR$36:$AZ$47,MATCH(AG$2,$AS$2:$BA$2,0)+1,FALSE)","v":0.44026416469006857},{"$f":"K8422*VLOOKUP($B8422,$AR$36:$AZ$47,MATCH(AH$2,$AS$2:$BA$2,0)+1,FALSE)","v":0.36444076297947936},{"$f":"L8422*VLOOKUP($B8422,$AR$36:$AZ$47,MATCH(AI$2,$AS$2:$BA$2,0)+1,FALSE)","v":5.64192577733196E-3},{"$f":"M8422*VLOOKUP($B8422,$AR$36:$AZ$47,MATCH(AJ$2,$AS$2:$BA$2,0)+1,FALSE)","v":7.3198681960153847E-2},{"$f":"N8422*VLOOKUP($B8422,$AR$36:$AZ$47,MATCH(AK$2,$AS$2:$BA$2,0)+1,FALSE)","v":8.3291273943601918E-2},{"$f":"O8422*VLOOKUP($B8422,$AR$36:$AZ$47,MATCH(AL$2,$AS$2:$BA$2,0)+1,FALSE)","v":6.7786913784265754E-2},{"$f":"P8422*VLOOKUP($B8422,$AR$36:$AZ$47,MATCH(AM$2,$AS$2:$BA$2,0)+1,FALSE)","v":8.4235863153514252E-6},{"$f":"Q8422*VLOOKUP($B8422,$AR$36:$AZ$47,MATCH(AN$2,$AS$2:$BA$2,0)+1,FALSE)","v":1.6127032141525868E-3},{"$f":"R8422*VLOOKUP($B8422,$AR$36:$BA$47,MATCH(AO$2,$AS$2:$BA$2,0)+1,FALSE)","v":0},1.0362448499353694]
[2006,12,18,4,null,2013,12,18,4,0.18169120323113994,0.30696797779732354,7.8770371182796187E-3,8.2754059435058216E-2,9.5686599999999969E-2,6.3258999999999996E-2,1.683105607741946E-5,2.2456009552188762E-3,0,0.74049830959309759,null,null,0.17202795499346918,7.2511357476289034E-2,0.2717265983890555,7.5426277719783663E-2,5.8314469772567865E-2,4.4053381687685304E-3,8.4235863153514252E-6,1.6413934720614079E-3,0,0.65606181357831039,null,{"$f":"J8430*VLOOKUP($B8430,$AR$36:$AZ$47,MATCH(AG$2,$AS$2:$BA$2,0)+1,FALSE)","v":0.17317912325298015},{"$f":"K8430*VLOOKUP($B8430,$AR$36:$AZ$47,MATCH(AH$2,$AS$2:$BA$2,0)+1,FALSE)","v":0.26574249523557658},{"$f":"L8430*VLOOKUP($B8430,$AR$36:$AZ$47,MATCH(AI$2,$AS$2:$BA$2,0)+1,FALSE)","v":5.64192577733196E-3},{"$f":"M8430*VLOOKUP($B8430,$AR$36:$AZ$47,MATCH(AJ$2,$AS$2:$BA$2,0)+1,FALSE)","v":7.1964214170464488E-2},{"$f":"N8430*VLOOKUP($B8430,$AR$36:$AZ$47,MATCH(AK$2,$AS$2:$BA$2,0)+1,FALSE)","v":7.4615343258490618E-2},{"$f":"O8430*VLOOKUP($B8430,$AR$36:$AZ$47,MATCH(AL$2,$AS$2:$BA$2,0)+1,FALSE)","v":6.0969862638327744E-2},{"$f":"P8430*VLOOKUP($B8430,$AR$36:$AZ$47,MATCH(AM$2,$AS$2:$BA$2,0)+1,FALSE)","v":8.4235863153514252E-6},{"$f":"Q8430*VLOOKUP($B8430,$AR$36:$AZ$47,MATCH(AN$2,$AS$2:$BA$2,0)+1,FALSE)","v":1.6127032141525868E-3},{"$f":"R8430*VLOOKUP($B8430,$AR$36:$BA$47,MATCH(AO$2,$AS$2:$BA$2,0)+1,FALSE)","v":0},0.65373409113363945]
[2006,12,18,13,null,2013,12,18,13,0.233828074872686,0.45971853279572683,0,9.7301235886159743E-2,0.12400719999999998,7.9742999999999994E-2,0,1.9066423204688544E-3,0,0.99650468587504137,null,null,0.22139192665940713,8.52579891112515E-2,0.40694066537281481,9.7750379953439243E-2,7.351002644799759E-2,0,0,1.3936359668445897E-3,0,0.88624462351175504,null,{"$f":"J8439*VLOOKUP($B8439,$AR$36:$AZ$47,MATCH(AG$2,$AS$2:$BA$2,0)+1,FALSE)","v":0.22287342633131782},{"$f":"K8439*VLOOKUP($B8439,$AR$36:$AZ$47,MATCH(AH$2,$AS$2:$BA$2,0)+1,FALSE)","v":0.39797880836885086},{"$f":"L8439*VLOOKUP($B8439,$AR$36:$AZ$47,MATCH(AI$2,$AS$2:$BA$2,0)+1,FALSE)","v":0},{"$f":"M8439*VLOOKUP($B8439,$AR$36:$AZ$47,MATCH(AJ$2,$AS$2:$BA$2,0)+1,FALSE)","v":8.4614664539296863E-2},{"$f":"N8439*VLOOKUP($B8439,$AR$36:$AZ$47,MATCH(AK$2,$AS$2:$BA$2,0)+1,FALSE)","v":9.6699431211102693E-2},{"$f":"O8439*VLOOKUP($B8439,$AR$36:$AZ$47,MATCH(AL$2,$AS$2:$BA$2,0)+1,FALSE)","v":7.6857360318186643E-2},{"$f":"P8439*VLOOKUP($B8439,$AR$36:$AZ$47,MATCH(AM$2,$AS$2:$BA$2,0)+1,FALSE)","v":0},{"$f":"Q8439*VLOOKUP($B8439,$AR$36:$AZ$47,MATCH(AN$2,$AS$2:$BA$2,0)+1,FALSE)","v":1.3692763139031379E-3},{"$f":"R8439*VLOOKUP($B8439,$AR$36:$BA$47,MATCH(AO$2,$AS$2:$BA$2,0)+1,FALSE)","v":0},0.88039296708265813]
[2006,12,18,21,null,2013,12,18,21,0.39836333685402731,0.39023488175197918,7.8770371182796187E-3,8.315153529560948E-2,0.1000759,6.7599999999999993E-2,1.683105607741946E-5,2.2456009552188762E-3,0,1.0495651230311922,null,null,0.37717637928894271,7.2859636635153088E-2,0.34543406694111906,7.8886203778348277E-2,6.2316163022266988E-2,4.4053381687685304E-3,8.4235863153514252E-6,1.6413934720614079E-3,0,0.94272760489297536,null,{"$f":"J8447*VLOOKUP($B8447,$AR$36:$AZ$47,MATCH(AG$2,$AS$2:$BA$2,0)+1,FALSE)","v":0.37970034974532108},{"$f":"K8447*VLOOKUP($B8447,$AR$36:$AZ$47,MATCH(AH$2,$AS$2:$BA$2,0)+1,FALSE)","v":0.33782673993832879},{"$f":"L8447*VLOOKUP($B8447,$AR$36:$AZ$47,MATCH(AI$2,$AS$2:$BA$2,0)+1,FALSE)","v":5.64192577733196E-3},{"$f":"M8447*VLOOKUP($B8447,$AR$36:$AZ$47,MATCH(AJ$2,$AS$2:$BA$2,0)+1,FALSE)","v":7.2309865346389557E-2},{"$f":"N8447*VLOOKUP($B8447,$AR$36:$AZ$47,MATCH(AK$2,$AS$2:$BA$2,0)+1,FALSE)","v":7.8038070434129581E-2},{"$f":"O8447*VLOOKUP($B8447,$AR$36:$AZ$47,MATCH(AL$2,$AS$2:$BA$2,0)+1,FALSE)","v":6.5153775974184786E-2},{"$f":"P8447*VLOOKUP($B8447,$AR$36:$AZ$47,MATCH(AM$2,$AS$2:$BA$2,0)+1,FALSE)","v":8.4235863153514252E-6},{"$f":"Q8447*VLOOKUP($B8447,$AR$36:$AZ$47,MATCH(AN$2,$AS$2:$BA$2,0)+1,FALSE)","v":1.6127032141525868E-3},{"$f":"R8447*VLOOKUP($B8447,$AR$36:$BA$47,MATCH(AO$2,$AS$2:$BA$2,0)+1,FALSE)","v":0},0.94029185401615378]
[2006,12,19,3,null,2013,12,19,3,0.19752294878057705,0.32047531150610908,7.8770371182796187E-3,8.690015471529397E-2,9.062110000000001E-2,6.2532000000000004E-2,1.683105607741946E-5,2.2456009552188762E-3,0,0.76819098413155606,null,null,0.18701768901698104,7.6144278919035399E-2,0.28368322614003688,7.1433327716444006E-2,5.7644294469059172E-2,4.4053381687685304E-3,8.4235863153514252E-6,1.6413934720614079E-3,0,0.68197797148870176,null,{"$f":"J8453*VLOOKUP($B8453,$AR$36:$AZ$47,MATCH(AG$2,$AS$2:$BA$2,0)+1,FALSE)","v":0.18826916484584624},{"$f":"K8453*VLOOKUP($B8453,$AR$36:$AZ$47,MATCH(AH$2,$AS$2:$BA$2,0)+1,FALSE)","v":0.27743580796972189},{"$f":"L8453*VLOOKUP($B8453,$AR$36:$AZ$47,MATCH(AI$2,$AS$2:$BA$2,0)+1,FALSE)","v":5.64192577733196E-3},{"$f":"M8453*VLOOKUP($B8453,$AR$36:$AZ$47,MATCH(AJ$2,$AS$2:$BA$2,0)+1,FALSE)","v":7.5569722960666941E-2},{"$f":"N8453*VLOOKUP($B8453,$AR$36:$AZ$47,MATCH(AK$2,$AS$2:$BA$2,0)+1,FALSE)","v":7.0665322866127617E-2},{"$f":"O8453*VLOOKUP($B8453,$AR$36:$AZ$47,MATCH(AL$2,$AS$2:$BA$2,0)+1,FALSE)","v":6.0269170402629052E-2},{"$f":"P8453*VLOOKUP($B8453,$AR$36:$AZ$47,MATCH(AM$2,$AS$2:$BA$2,0)+1,FALSE)","v":8.4235863153514252E-6},{"$f":"Q8453*VLOOKUP($B8453,$AR$36:$AZ$47,MATCH(AN$2,$AS$2:$BA$2,0)+1,FALSE)","v":1.6127032141525868E-3},{"$f":"R8453*VLOOKUP($B8453,$AR$36:$BA$47,MATCH(AO$2,$AS$2:$BA$2,0)+1,FALSE)","v":0},0.67947224162279163]
[2006,12,19,6,null,2013,12,19,6,0.22846347888828111,0.34209138675719292,7.8770371182796187E-3,8.2344998143705508E-2,9.6955399999999983E-2,6.4346E-2,1.683105607741946E-5,2.2456009552188762E-3,0,0.82434073291875543,null,null,0.21631264675949186,7.2152926847876594E-2,0.30281767345485405,7.6426426760201685E-2,5.931650629927207E-2,4.4053381687685304E-3,8.4235863153514252E-6,1.6413934720614079E-3,0,0.73308133534884157,null,{"$f":"J8456*VLOOKUP($B8456,$AR$36:$AZ$47,MATCH(AG$2,$AS$2:$BA$2,0)+1,FALSE)","v":0.21776015715447267},{"$f":"K8456*VLOOKUP($B8456,$AR$36:$AZ$47,MATCH(AH$2,$AS$2:$BA$2,0)+1,FALSE)","v":0.29614886662698581},{"$f":"L8456*VLOOKUP($B8456,$AR$36:$AZ$47,MATCH(AI$2,$AS$2:$BA$2,0)+1,FALSE)","v":5.64192577733196E-3},{"$f":"M8456*VLOOKUP($B8456,$AR$36:$AZ$47,MATCH(AJ$2,$AS$2:$BA$2,0)+1,FALSE)","v":7.1608488124144623E-2},{"$f":"N8456*VLOOKUP($B8456,$AR$36:$AZ$47,MATCH(AK$2,$AS$2:$BA$2,0)+1,FALSE)","v":7.5604739344529562E-2},{"$f":"O8456*VLOOKUP($B8456,$AR$36:$AZ$47,MATCH(AL$2,$AS$2:$BA$2,0)+1,FALSE)","v":6.2017527645486605E-2},{"$f":"P8456*VLOOKUP($B8456,$AR$36:$AZ$47,MATCH(AM$2,$AS$2:$BA$2,0)+1,FALSE)","v":8.4235863153514252E-6},{"$f":"Q8456*VLOOKUP($B8456,$AR$36:$AZ$47,MATCH(AN$2,$AS$2:$BA$2,0)+1,FALSE)","v":1.6127032141525868E-3},{"$f":"R8456*VLOOKUP($B8456,$AR$36:$BA$47,MATCH(AO$2,$AS$2:$BA$2,0)+1,FALSE)","v":0},0.73040283147341933]
[2006,12,19,17,null,2013,12,19,17,0.32882964083564792,0.45542336039333431,3.2820987992831746E-3,9.1589374459814965E-2,0.1184226,7.5259999999999994E-2,7.0129400322581085E-6,2.0478750849480306E-3,0,1.0748619625130607,null,null,0.31134083350326092,8.0253100788331949E-2,0.40313859912873495,9.3348242239758294E-2,6.9377432382482451E-2,1.835557570320221E-3,3.5098276313964273E-6,1.496868260684931E-3,0,0.96079414370120519,null,{"$f":"J8467*VLOOKUP($B8467,$AR$36:$AZ$47,MATCH(AG$2,$AS$2:$BA$2,0)+1,FALSE)","v":0.31342424887277015},{"$f":"K8467*VLOOKUP($B8467,$AR$36:$AZ$47,MATCH(AH$2,$AS$2:$BA$2,0)+1,FALSE)","v":0.39426047318656549},{"$f":"L8467*VLOOKUP($B8467,$AR$36:$AZ$47,MATCH(AI$2,$AS$2:$BA$2,0)+1,FALSE)","v":2.35080240722165E-3},{"$f":"M8467*VLOOKUP($B8467,$AR$36:$AZ$47,MATCH(AJ$2,$AS$2:$BA$2,0)+1,FALSE)","v":7.9647541212615053E-2},{"$f":"N8467*VLOOKUP($B8467,$AR$36:$AZ$47,MATCH(AK$2,$AS$2:$BA$2,0)+1,FALSE)","v":9.2344622429503545E-2},{"$f":"O8467*VLOOKUP($B8467,$AR$36:$AZ$47,MATCH(AL$2,$AS$2:$BA$2,0)+1,FALSE)","v":7.2536585500253659E-2},{"$f":"P8467*VLOOKUP($B8467,$AR$36:$AZ$47,MATCH(AM$2,$AS$2:$BA$2,0)+1,FALSE)","v":3.5098276313964273E-6},{"$f":"Q8467*VLOOKUP($B8467,$AR$36:$AZ$47,MATCH(AN$2,$AS$2:$BA$2,0)+1,FALSE)","v":1.4707041890070752E-3},{"$f":"R8467*VLOOKUP($B8467,$AR$36:$BA$47,MATCH(AO$2,$AS$2:$BA$2,0)+1,FALSE)","v":0},0.95603848762556809]
[2006,12,19,23,null,2013,12,19,23,0.32149995578911006,0.36826439066428479,7.8770371182796187E-3,9.7672229261032931E-2,9.267309999999998E-2,6.3804E-2,1.683105607741946E-5,2.2456009552188762E-3,0,0.95405314484400361,null,null,0.30440097782022024,8.5583063595940381E-2,0.32598589240827591,7.3050844922416355E-2,5.8816870791016621E-2,4.4053381687685304E-3,8.4235863153514252E-6,1.6413934720614079E-3,0,0.85389280476501472,null,{"$f":"J8473*VLOOKUP($B8473,$AR$36:$AZ$47,MATCH(AG$2,$AS$2:$BA$2,0)+1,FALSE)","v":0.30643795340272972},{"$f":"K8473*VLOOKUP($B8473,$AR$36:$AZ$47,MATCH(AH$2,$AS$2:$BA$2,0)+1,FALSE)","v":0.31880686312547835},{"$f":"L8473*VLOOKUP($B8473,$AR$36:$AZ$47,MATCH(AI$2,$AS$2:$BA$2,0)+1,FALSE)","v":5.64192577733196E-3},{"$f":"M8473*VLOOKUP($B8473,$AR$36:$AZ$47,MATCH(AJ$2,$AS$2:$BA$2,0)+1,FALSE)","v":8.493728613475042E-2},{"$f":"N8473*VLOOKUP($B8473,$AR$36:$AZ$47,MATCH(AK$2,$AS$2:$BA$2,0)+1,FALSE)","v":7.2265449575263707E-2},{"$f":"O8473*VLOOKUP($B8473,$AR$36:$AZ$47,MATCH(AL$2,$AS$2:$BA$2,0)+1,FALSE)","v":6.1495140861788262E-2},{"$f":"P8473*VLOOKUP($B8473,$AR$36:$AZ$47,MATCH(AM$2,$AS$2:$BA$2,0)+1,FALSE)","v":8.4235863153514252E-6},{"$f":"Q8473*VLOOKUP($B8473,$AR$36:$AZ$47,MATCH(AN$2,$AS$2:$BA$2,0)+1,FALSE)","v":1.6127032141525868E-3},{"$f":"R8473*VLOOKUP($B8473,$AR$36:$BA$47,MATCH(AO$2,$AS$2:$BA$2,0)+1,FALSE)","v":0},0.85120574567781038]
[2006,12,20,7,null,2013,12,20,7,0.24314642073483211,0.36632765209146534,7.8770371182796187E-3,7.6438200276786425E-2,0.10745490000000002,6.8404999999999994E-2,1.683105607741946E-5,2.2456009552188762E-3,0,0.87191164223265982,null,null,0.23021467621513308,6.6977229914187558E-2,0.32427150060709409,8.4702801957134921E-2,6.3058241590801381E-2,4.4053381687685304E-3,8.4235863153514252E-6,1.6413934720614079E-3,0,0.77527960551149633,null,{"$f":"J8481*VLOOKUP($B8481,$AR$36:$AZ$47,MATCH(AG$2,$AS$2:$BA$2,0)+1,FALSE)","v":0.23175521553121409},{"$f":"K8481*VLOOKUP($B8481,$AR$36:$AZ$47,MATCH(AH$2,$AS$2:$BA$2,0)+1,FALSE)","v":0.31713022654386125},{"$f":"L8481*VLOOKUP($B8481,$AR$36:$AZ$47,MATCH(AI$2,$AS$2:$BA$2,0)+1,FALSE)","v":5.64192577733196E-3},{"$f":"M8481*VLOOKUP($B8481,$AR$36:$AZ$47,MATCH(AJ$2,$AS$2:$BA$2,0)+1,FALSE)","v":6.647184504393186E-2},{"$f":"N8481*VLOOKUP($B8481,$AR$36:$AZ$47,MATCH(AK$2,$AS$2:$BA$2,0)+1,FALSE)","v":8.3792132318493792E-2},{"$f":"O8481*VLOOKUP($B8481,$AR$36:$AZ$47,MATCH(AL$2,$AS$2:$BA$2,0)+1,FALSE)","v":6.5929645643699852E-2},{"$f":"P8481*VLOOKUP($B8481,$AR$36:$AZ$47,MATCH(AM$2,$AS$2:$BA$2,0)+1,FALSE)","v":8.4235863153514252E-6},{"$f":"Q8481*VLOOKUP($B8481,$AR$36:$AZ$47,MATCH(AN$2,$AS$2:$BA$2,0)+1,FALSE)","v":1.6127032141525868E-3},{"$f":"R8481*VLOOKUP($B8481,$AR$36:$BA$47,MATCH(AO$2,$AS$2:$BA$2,0)+1,FALSE)","v":0},0.77234211765900074]
[2006,12,20,16,null,2013,12,20,16,0.25143861140573892,0.42632893843839659,0,7.7443962841970471E-2,0.11411610000000001,7.4152999999999997E-2,0,1.9066423204688544E-3,0,0.94538725500657506,null,null,0.23806584665246736,6.7858506426762277E-2,0.37738435477191523,8.9953584419329449E-2,6.8356959121156274E-2,0,0,1.3936359668445897E-3,0,0.84301288735847513,null,{"$f":"J8490*VLOOKUP($B8490,$AR$36:$AZ$47,MATCH(AG$2,$AS$2:$BA$2,0)+1,FALSE)","v":0.23965892404707065},{"$f":"K8490*VLOOKUP($B8490,$AR$36:$AZ$47,MATCH(AH$2,$AS$2:$BA$2,0)+1,FALSE)","v":0.36907340206852624},{"$f":"L8490*VLOOKUP($B8490,$AR$36:$AZ$47,MATCH(AI$2,$AS$2:$BA$2,0)+1,FALSE)","v":0},{"$f":"M8490*VLOOKUP($B8490,$AR$36:$AZ$47,MATCH(AJ$2,$AS$2:$BA$2,0)+1,FALSE)","v":6.734647177692421E-2},{"$f":"N8490*VLOOKUP($B8490,$AR$36:$AZ$47,MATCH(AK$2,$AS$2:$BA$2,0)+1,FALSE)","v":8.8986461770198172E-2},{"$f":"O8490*VLOOKUP($B8490,$AR$36:$AZ$47,MATCH(AL$2,$AS$2:$BA$2,0)+1,FALSE)","v":7.1469644228013676E-2},{"$f":"P8490*VLOOKUP($B8490,$AR$36:$AZ$47,MATCH(AM$2,$AS$2:$BA$2,0)+1,FALSE)","v":0},{"$f":"Q8490*VLOOKUP($B8490,$AR$36:$AZ$47,MATCH(AN$2,$AS$2:$BA$2,0)+1,FALSE)","v":1.3692763139031379E-3},{"$f":"R8490*VLOOKUP($B8490,$AR$36:$BA$47,MATCH(AO$2,$AS$2:$BA$2,0)+1,FALSE)","v":0},0.8379041802046362]
[2006,12,20,24,null,2013,12,20,24,0.19775867374562964,0.34880469936360115,7.8770371182796187E-3,0.1118837987811183,8.7355500000000003E-2,6.1338999999999998E-2,1.683105607741946E-5,2.2456009552188762E-3,0,0.81728114101992499,null,null,0.18724087694769947,9.8035627310699716E-2,0.30876026594137751,6.8859173628810763E-2,5.6544543248858506E-2,4.4053381687685304E-3,8.4235863153514252E-6,1.6413934720614079E-3,0,0.72549564230459118,null,{"$f":"J8498*VLOOKUP($B8498,$AR$36:$AZ$47,MATCH(AG$2,$AS$2:$BA$2,0)+1,FALSE)","v":0.18849384629464877},{"$f":"K8498*VLOOKUP($B8498,$AR$36:$AZ$47,MATCH(AH$2,$AS$2:$BA$2,0)+1,FALSE)","v":0.30196058827992411},{"$f":"L8498*VLOOKUP($B8498,$AR$36:$AZ$47,MATCH(AI$2,$AS$2:$BA$2,0)+1,FALSE)","v":5.64192577733196E-3},{"$f":"M8498*VLOOKUP($B8498,$AR$36:$AZ$47,MATCH(AJ$2,$AS$2:$BA$2,0)+1,FALSE)","v":9.7295887508794907E-2},{"$f":"N8498*VLOOKUP($B8498,$AR$36:$AZ$47,MATCH(AK$2,$AS$2:$BA$2,0)+1,FALSE)","v":6.8118844415174948E-2},{"$f":"O8498*VLOOKUP($B8498,$AR$36:$AZ$47,MATCH(AL$2,$AS$2:$BA$2,0)+1,FALSE)","v":5.9119341190540249E-2},{"$f":"P8498*VLOOKUP($B8498,$AR$36:$AZ$47,MATCH(AM$2,$AS$2:$BA$2,0)+1,FALSE)","v":8.4235863153514252E-6},{"$f":"Q8498*VLOOKUP($B8498,$AR$36:$AZ$47,MATCH(AN$2,$AS$2:$BA$2,0)+1,FALSE)","v":1.6127032141525868E-3},{"$f":"R8498*VLOOKUP($B8498,$AR$36:$BA$47,MATCH(AO$2,$AS$2:$BA$2,0)+1,FALSE)","v":0},0.72225156026688297]
[2006,12,21,9,null,2013,12,21,9,0.2966885200435172,0.38764201423938227,0,0.10032104699290577,8.9566699999999971E-2,6.1476000000000003E-2,0,1.9066423204688544E-3,0,0.93760092359627412,null,null,0.2809091385024064,8.7904029730491065E-2,0.34313887291362788,7.0602182423082735E-2,5.6670834881019025E-2,0,0,1.3936359668445897E-3,0,0.84061869441747161,null,{"$f":"J8507*VLOOKUP($B8507,$AR$36:$AZ$47,MATCH(AG$2,$AS$2:$BA$2,0)+1,FALSE)","v":0.28278891254298494},{"$f":"K8507*VLOOKUP($B8507,$AR$36:$AZ$47,MATCH(AH$2,$AS$2:$BA$2,0)+1,FALSE)","v":0.33558209185628129},{"$f":"L8507*VLOOKUP($B8507,$AR$36:$AZ$47,MATCH(AI$2,$AS$2:$BA$2,0)+1,FALSE)","v":0},{"$f":"M8507*VLOOKUP($B8507,$AR$36:$AZ$47,MATCH(AJ$2,$AS$2:$BA$2,0)+1,FALSE)","v":8.7240739135803644E-2},{"$f":"N8507*VLOOKUP($B8507,$AR$36:$AZ$47,MATCH(AK$2,$AS$2:$BA$2,0)+1,FALSE)","v":6.9843113508372662E-2},{"$f":"O8507*VLOOKUP($B8507,$AR$36:$AZ$47,MATCH(AL$2,$AS$2:$BA$2,0)+1,FALSE)","v":5.9251383606345923E-2},{"$f":"P8507*VLOOKUP($B8507,$AR$36:$AZ$47,MATCH(AM$2,$AS$2:$BA$2,0)+1,FALSE)","v":0},{"$f":"Q8507*VLOOKUP($B8507,$AR$36:$AZ$47,MATCH(AN$2,$AS$2:$BA$2,0)+1,FALSE)","v":1.3692763139031379E-3},{"$f":"R8507*VLOOKUP($B8507,$AR$36:$BA$47,MATCH(AO$2,$AS$2:$BA$2,0)+1,FALSE)","v":0},0.83607551696369176]
[2006,12,21,10,null,2013,12,21,10,0.32842888253426411,0.39292946059708389,0,9.8499484051009153E-2,9.0101500000000001E-2,6.1318999999999999E-2,0,1.9066423204688544E-3,0,0.97318496950282607,null,null,0.31096138953565167,8.6307926741137644E-2,0.3478192953578591,7.1023745874229938E-2,5.6526106514236535E-2,0,0,1.3936359668445897E-3,0,0.87403209998995957,null,{"$f":"J8508*VLOOKUP($B8508,$AR$36:$AZ$47,MATCH(AG$2,$AS$2:$BA$2,0)+1,FALSE)","v":0.31304226576056793},{"$f":"K8508*VLOOKUP($B8508,$AR$36:$AZ$47,MATCH(AH$2,$AS$2:$BA$2,0)+1,FALSE)","v":0.3401594396259161},{"$f":"L8508*VLOOKUP($B8508,$AR$36:$AZ$47,MATCH(AI$2,$AS$2:$BA$2,0)+1,FALSE)","v":0},{"$f":"M8508*VLOOKUP($B8508,$AR$36:$AZ$47,MATCH(AJ$2,$AS$2:$BA$2,0)+1,FALSE)","v":8.5656679736536331E-2},{"$f":"N8508*VLOOKUP($B8508,$AR$36:$AZ$47,MATCH(AK$2,$AS$2:$BA$2,0)+1,FALSE)","v":7.0260144582469167E-2},{"$f":"O8508*VLOOKUP($B8508,$AR$36:$AZ$47,MATCH(AL$2,$AS$2:$BA$2,0)+1,FALSE)","v":5.9100064925459127E-2},{"$f":"P8508*VLOOKUP($B8508,$AR$36:$AZ$47,MATCH(AM$2,$AS$2:$BA$2,0)+1,FALSE)","v":0},{"$f":"Q8508*VLOOKUP($B8508,$AR$36:$AZ$47,MATCH(AN$2,$AS$2:$BA$2,0)+1,FALSE)","v":1.3692763139031379E-3},{"$f":"R8508*VLOOKUP($B8508,$AR$36:$BA$47,MATCH(AO$2,$AS$2:$BA$2,0)+1,FALSE)","v":0},0.8695878709448519]
[2006,12,21,18,null,2013,12,21,18,0.42963872225688998,0.41388086688109177,7.8770371182796187E-3,0.12048383264370256,9.1283000000000017E-2,6.1456999999999998E-2,1.683105607741946E-5,2.2456009552188762E-3,0,1.1268828909112605,null,null,0.40678838304480175,0.10557121086968406,0.36636538085469683,7.1955079489657028E-2,5.6653319983128142E-2,4.4053381687685304E-3,8.4235863153514252E-6,1.6413934720614079E-3,{"$f":"$R8516*$BA$6","v":0},1.0133885294691132,null,{"$f":"J8516*VLOOKUP($B8516,$AR$36:$AZ$47,MATCH(AG$2,$AS$2:$BA$2,0)+1,FALSE)","v":0.40951050966030877},{"$f":"K8516*VLOOKUP($B8516,$AR$36:$AZ$47,MATCH(AH$2,$AS$2:$BA$2,0)+1,FALSE)","v":0.35829709367230222},{"$f":"L8516*VLOOKUP($B8516,$AR$36:$AZ$47,MATCH(AI$2,$AS$2:$BA$2,0)+1,FALSE)","v":5.64192577733196E-3},{"$f":"M8516*VLOOKUP($B8516,$AR$36:$AZ$47,MATCH(AJ$2,$AS$2:$BA$2,0)+1,FALSE)","v":0.10477461040148807},{"$f":"N8516*VLOOKUP($B8516,$AR$36:$AZ$47,MATCH(AK$2,$AS$2:$BA$2,0)+1,FALSE)","v":7.1181465102373817E-2},{"$f":"O8516*VLOOKUP($B8516,$AR$36:$AZ$47,MATCH(AL$2,$AS$2:$BA$2,0)+1,FALSE)","v":5.9233071154518854E-2},{"$f":"P8516*VLOOKUP($B8516,$AR$36:$AZ$47,MATCH(AM$2,$AS$2:$BA$2,0)+1,FALSE)","v":8.4235863153514252E-6},{"$f":"Q8516*VLOOKUP($B8516,$AR$36:$AZ$47,MATCH(AN$2,$AS$2:$BA$2,0)+1,FALSE)","v":1.6127032141525868E-3},{"$f":"R8516*VLOOKUP($B8516,$AR$36:$BA$47,MATCH(AO$2,$AS$2:$BA$2,0)+1,FALSE)","v":0},{"$f":"SUM(AG8516:AO8516)","v":1.0102598025687917}]
[2006,12,21,19,null,2013,12,21,19,0.44797049180545545,0.39278567362353123,7.8770371182796187E-3,0.10404964133801663,8.993749999999999E-2,6.0789999999999997E-2,1.683105607741946E-5,2.2456009552188762E-3,0,1.1056727758965792,null,null,0.42414517726911771,9.1171125499425201E-2,0.34769201581066828,7.0894470619951439E-2,5.6038454883485363E-2,4.4053381687685304E-3,8.4235863153514252E-6,1.6413934720614079E-3,0,0.99599639930979333,null,{"$f":"J8517*VLOOKUP($B8517,$AR$36:$AZ$47,MATCH(AG$2,$AS$2:$BA$2,0)+1,FALSE)","v":0.42698345123171527},{"$f":"K8517*VLOOKUP($B8517,$AR$36:$AZ$47,MATCH(AH$2,$AS$2:$BA$2,0)+1,FALSE)","v":0.34003496309449277},{"$f":"L8517*VLOOKUP($B8517,$AR$36:$AZ$47,MATCH(AI$2,$AS$2:$BA$2,0)+1,FALSE)","v":5.64192577733196E-3},{"$f":"M8517*VLOOKUP($B8517,$AR$36:$AZ$47,MATCH(AJ$2,$AS$2:$BA$2,0)+1,FALSE)","v":9.0483182634504875E-2},{"$f":"N8517*VLOOKUP($B8517,$AR$36:$AZ$47,MATCH(AK$2,$AS$2:$BA$2,0)+1,FALSE)","v":7.0132259211953416E-2},{"$f":"O8517*VLOOKUP($B8517,$AR$36:$AZ$47,MATCH(AL$2,$AS$2:$BA$2,0)+1,FALSE)","v":5.8590207714063508E-2},{"$f":"P8517*VLOOKUP($B8517,$AR$36:$AZ$47,MATCH(AM$2,$AS$2:$BA$2,0)+1,FALSE)","v":8.4235863153514252E-6},{"$f":"Q8517*VLOOKUP($B8517,$AR$36:$AZ$47,MATCH(AN$2,$AS$2:$BA$2,0)+1,FALSE)","v":1.6127032141525868E-3},{"$f":"R8517*VLOOKUP($B8517,$AR$36:$BA$47,MATCH(AO$2,$AS$2:$BA$2,0)+1,FALSE)","v":0},0.9934871164645297]
[2006,12,21,20,null,2013,12,21,20,0.42698990734990538,0.38638017459964041,7.8770371182796187E-3,0.10766433934085977,8.9057500000000012E-2,6.0291999999999998E-2,1.683105607741946E-5,2.2456009552188762E-3,0,1.0805233904199816,null,null,0.40428044538188096,9.4338422195712077E-2,0.34202189844782249,7.0200798523822952E-2,5.5579380191398249E-2,4.4053381687685304E-3,8.4235863153514252E-6,1.6413934720614079E-3,0,0.97247609996778217,null,{"$f":"J8518*VLOOKUP($B8518,$AR$36:$AZ$47,MATCH(AG$2,$AS$2:$BA$2,0)+1,FALSE)","v":0.40698578950273762},{"$f":"K8518*VLOOKUP($B8518,$AR$36:$AZ$47,MATCH(AH$2,$AS$2:$BA$2,0)+1,FALSE)","v":0.33448971597766908},{"$f":"L8518*VLOOKUP($B8518,$AR$36:$AZ$47,MATCH(AI$2,$AS$2:$BA$2,0)+1,FALSE)","v":5.64192577733196E-3},{"$f":"M8518*VLOOKUP($B8518,$AR$36:$AZ$47,MATCH(AJ$2,$AS$2:$BA$2,0)+1,FALSE)","v":9.3626580106652965E-2},{"$f":"N8518*VLOOKUP($B8518,$AR$36:$AZ$47,MATCH(AK$2,$AS$2:$BA$2,0)+1,FALSE)","v":6.9446045028698181E-2},{"$f":"O8518*VLOOKUP($B8518,$AR$36:$AZ$47,MATCH(AL$2,$AS$2:$BA$2,0)+1,FALSE)","v":5.8110228713543627E-2},{"$f":"P8518*VLOOKUP($B8518,$AR$36:$AZ$47,MATCH(AM$2,$AS$2:$BA$2,0)+1,FALSE)","v":8.4235863153514252E-6},{"$f":"Q8518*VLOOKUP($B8518,$AR$36:$AZ$47,MATCH(AN$2,$AS$2:$BA$2,0)+1,FALSE)","v":1.6127032141525868E-3},{"$f":"R8518*VLOOKUP($B8518,$AR$36:$BA$47,MATCH(AO$2,$AS$2:$BA$2,0)+1,FALSE)","v":0},0.96992141190710146]
[2006,12,21,21,null,2013,12,21,21,0.39465123239043332,0.38645164868150561,7.8770371182796187E-3,0.11748491978113583,8.7877500000000011E-2,5.9962000000000001E-2,1.683105607741946E-5,2.2456009552188762E-3,0,1.0565667699826509,null,null,0.37366170313380814,0.10294348186034807,0.3420851669661793,6.9270647304014277E-2,5.5275174070135706E-2,4.4053381687685304E-3,8.4235863153514252E-6,1.6413934720614079E-3,0,0.94929132856163079,null,{"$f":"J8519*VLOOKUP($B8519,$AR$36:$AZ$47,MATCH(AG$2,$AS$2:$BA$2,0)+1,FALSE)","v":0.37616215425210908},{"$f":"K8519*VLOOKUP($B8519,$AR$36:$AZ$47,MATCH(AH$2,$AS$2:$BA$2,0)+1,FALSE)","v":0.33455159116411631},{"$f":"L8519*VLOOKUP($B8519,$AR$36:$AZ$47,MATCH(AI$2,$AS$2:$BA$2,0)+1,FALSE)","v":5.64192577733196E-3},{"$f":"M8519*VLOOKUP($B8519,$AR$36:$AZ$47,MATCH(AJ$2,$AS$2:$BA$2,0)+1,FALSE)","v":0.10216670924239539},{"$f":"N8519*VLOOKUP($B8519,$AR$36:$AZ$47,MATCH(AK$2,$AS$2:$BA$2,0)+1,FALSE)","v":6.8525894192060455E-2},{"$f":"O8519*VLOOKUP($B8519,$AR$36:$AZ$47,MATCH(AL$2,$AS$2:$BA$2,0)+1,FALSE)","v":5.7792170339705157E-2},{"$f":"P8519*VLOOKUP($B8519,$AR$36:$AZ$47,MATCH(AM$2,$AS$2:$BA$2,0)+1,FALSE)","v":8.4235863153514252E-6},{"$f":"Q8519*VLOOKUP($B8519,$AR$36:$AZ$47,MATCH(AN$2,$AS$2:$BA$2,0)+1,FALSE)","v":1.6127032141525868E-3},{"$f":"R8519*VLOOKUP($B8519,$AR$36:$BA$47,MATCH(AO$2,$AS$2:$BA$2,0)+1,FALSE)","v":0},0.94646157176818624]
[2006,12,21,22,null,2013,12,21,22,0.38290348365521643,0.37140102484627274,7.8770371182796187E-3,0.11254660258143862,8.6987999999999996E-2,5.9906000000000001E-2,1.683105607741946E-5,2.2456009552188762E-3,0,1.0238845802125038,null,null,0.36253875851812678,9.8616394026311838E-2,0.32876242611312106,6.8569486702302548E-2,5.522355121319418E-2,4.4053381687685304E-3,8.4235863153514252E-6,1.6413934720614079E-3,0,0.91976577180020169,null,{"$f":"J8520*VLOOKUP($B8520,$AR$36:$AZ$47,MATCH(AG$2,$AS$2:$BA$2,0)+1,FALSE)","v":0.36496477765940194},{"$f":"K8520*VLOOKUP($B8520,$AR$36:$AZ$47,MATCH(AH$2,$AS$2:$BA$2,0)+1,FALSE)","v":0.3215222505745009},{"$f":"L8520*VLOOKUP($B8520,$AR$36:$AZ$47,MATCH(AI$2,$AS$2:$BA$2,0)+1,FALSE)","v":5.64192577733196E-3},{"$f":"M8520*VLOOKUP($B8520,$AR$36:$AZ$47,MATCH(AJ$2,$AS$2:$BA$2,0)+1,FALSE)","v":9.7872271978207914E-2},{"$f":"N8520*VLOOKUP($B8520,$AR$36:$AZ$47,MATCH(AK$2,$AS$2:$BA$2,0)+1,FALSE)","v":6.7832272014781411E-2},{"$f":"O8520*VLOOKUP($B8520,$AR$36:$AZ$47,MATCH(AL$2,$AS$2:$BA$2,0)+1,FALSE)","v":5.773819679747802E-2},{"$f":"P8520*VLOOKUP($B8520,$AR$36:$AZ$47,MATCH(AM$2,$AS$2:$BA$2,0)+1,FALSE)","v":8.4235863153514252E-6},{"$f":"Q8520*VLOOKUP($B8520,$AR$36:$AZ$47,MATCH(AN$2,$AS$2:$BA$2,0)+1,FALSE)","v":1.6127032141525868E-3},{"$f":"R8520*VLOOKUP($B8520,$AR$36:$BA$47,MATCH(AO$2,$AS$2:$BA$2,0)+1,FALSE)","v":0},0.91719282160217008]
[2006,12,21,23,null,2013,12,21,23,0.36019900913232217,0.34754525325639091,7.8770371182796187E-3,9.7832049489021591E-2,8.5726200000000002E-2,5.9235999999999997E-2,1.683105607741946E-5,2.2456009552188762E-3,0,0.9606779810073105,null,null,0.34104182167189973,8.572310242621338E-2,0.30764541021921965,6.7574855508103757E-2,5.4605920603358102E-2,4.4053381687685304E-3,8.4235863153514252E-6,1.6413934720614079E-3,0,0.86264626565593983,null,{"$f":"J8521*VLOOKUP($B8521,$AR$36:$AZ$47,MATCH(AG$2,$AS$2:$BA$2,0)+1,FALSE)","v":0.34332398866208103},{"$f":"K8521*VLOOKUP($B8521,$AR$36:$AZ$47,MATCH(AH$2,$AS$2:$BA$2,0)+1,FALSE)","v":0.30087028448489517},{"$f":"L8521*VLOOKUP($B8521,$AR$36:$AZ$47,MATCH(AI$2,$AS$2:$BA$2,0)+1,FALSE)","v":5.64192577733196E-3},{"$f":"M8521*VLOOKUP($B8521,$AR$36:$AZ$47,MATCH(AJ$2,$AS$2:$BA$2,0)+1,FALSE)","v":8.5076268284922457E-2},{"$f":"N8521*VLOOKUP($B8521,$AR$36:$AZ$47,MATCH(AK$2,$AS$2:$BA$2,0)+1,FALSE)","v":6.6848334450654745E-2},{"$f":"O8521*VLOOKUP($B8521,$AR$36:$AZ$47,MATCH(AL$2,$AS$2:$BA$2,0)+1,FALSE)","v":5.7092441917260504E-2},{"$f":"P8521*VLOOKUP($B8521,$AR$36:$AZ$47,MATCH(AM$2,$AS$2:$BA$2,0)+1,FALSE)","v":8.4235863153514252E-6},{"$f":"Q8521*VLOOKUP($B8521,$AR$36:$AZ$47,MATCH(AN$2,$AS$2:$BA$2,0)+1,FALSE)","v":1.6127032141525868E-3},{"$f":"R8521*VLOOKUP($B8521,$AR$36:$BA$47,MATCH(AO$2,$AS$2:$BA$2,0)+1,FALSE)","v":0},0.86047437037761376]
[2006,12,21,24,null,2013,12,21,24,0.24311149874643867,0.37131888512606204,7.8770371182796187E-3,0.14146244940708316,8.5097000000000006E-2,5.9007999999999998E-2,1.683105607741946E-5,2.2456009552188762E-3,0,0.91013730240915969,null,null,0.23018161155299868,0.12395324541726203,0.32868971642227435,6.7078879959371882E-2,5.4395741828667611E-2,4.4053381687685304E-3,8.4235863153514252E-6,1.6413934720614079E-3,0,0.81035435040771986,null,{"$f":"J8522*VLOOKUP($B8522,$AR$36:$AZ$47,MATCH(AG$2,$AS$2:$BA$2,0)+1,FALSE)","v":0.23172192960859003},{"$f":"K8522*VLOOKUP($B8522,$AR$36:$AZ$47,MATCH(AH$2,$AS$2:$BA$2,0)+1,FALSE)","v":0.32145114213392878},{"$f":"L8522*VLOOKUP($B8522,$AR$36:$AZ$47,MATCH(AI$2,$AS$2:$BA$2,0)+1,FALSE)","v":5.64192577733196E-3},{"$f":"M8522*VLOOKUP($B8522,$AR$36:$AZ$47,MATCH(AJ$2,$AS$2:$BA$2,0)+1,FALSE)","v":0.123017941061838},{"$f":"N8522*VLOOKUP($B8522,$AR$36:$AZ$47,MATCH(AK$2,$AS$2:$BA$2,0)+1,FALSE)","v":6.6357691309627251E-2},{"$f":"O8522*VLOOKUP($B8522,$AR$36:$AZ$47,MATCH(AL$2,$AS$2:$BA$2,0)+1,FALSE)","v":5.687269249533574E-2},{"$f":"P8522*VLOOKUP($B8522,$AR$36:$AZ$47,MATCH(AM$2,$AS$2:$BA$2,0)+1,FALSE)","v":8.4235863153514252E-6},{"$f":"Q8522*VLOOKUP($B8522,$AR$36:$AZ$47,MATCH(AN$2,$AS$2:$BA$2,0)+1,FALSE)","v":1.6127032141525868E-3},{"$f":"R8522*VLOOKUP($B8522,$AR$36:$BA$47,MATCH(AO$2,$AS$2:$BA$2,0)+1,FALSE)","v":0},0.80668444918711979]
[2006,12,22,1,null,2013,12,22,1,0.25423011969461617,0.36997124308710455,7.8770371182796187E-3,0.11919880666602634,8.4548999999999971E-2,5.8631000000000003E-2,1.683105607741946E-5,2.2456009552188762E-3,0,0.89671963857732284,null,null,0.24070888854851313,0.10444523616016879,0.32749679007953453,6.6646911426782737E-2,5.404820938104344E-2,4.4053381687685304E-3,8.4235863153514252E-6,1.6413934720614079E-3,0,0.79940119082318795,null,{"$f":"J8523*VLOOKUP($B8523,$AR$36:$AZ$47,MATCH(AG$2,$AS$2:$BA$2,0)+1,FALSE)","v":0.24231965252166932},{"$f":"K8523*VLOOKUP($B8523,$AR$36:$AZ$47,MATCH(AH$2,$AS$2:$BA$2,0)+1,FALSE)","v":0.32028448702974921},{"$f":"L8523*VLOOKUP($B8523,$AR$36:$AZ$47,MATCH(AI$2,$AS$2:$BA$2,0)+1,FALSE)","v":5.64192577733196E-3},{"$f":"M8523*VLOOKUP($B8523,$AR$36:$AZ$47,MATCH(AJ$2,$AS$2:$BA$2,0)+1,FALSE)","v":0.10365713187169252},{"$f":"N8523*VLOOKUP($B8523,$AR$36:$AZ$47,MATCH(AK$2,$AS$2:$BA$2,0)+1,FALSE)","v":6.5930367022781905E-2},{"$f":"O8523*VLOOKUP($B8523,$AR$36:$AZ$47,MATCH(AL$2,$AS$2:$BA$2,0)+1,FALSE)","v":5.650933489855664E-2},{"$f":"P8523*VLOOKUP($B8523,$AR$36:$AZ$47,MATCH(AM$2,$AS$2:$BA$2,0)+1,FALSE)","v":8.4235863153514252E-6},{"$f":"Q8523*VLOOKUP($B8523,$AR$36:$AZ$47,MATCH(AN$2,$AS$2:$BA$2,0)+1,FALSE)","v":1.6127032141525868E-3},{"$f":"R8523*VLOOKUP($B8523,$AR$36:$BA$47,MATCH(AO$2,$AS$2:$BA$2,0)+1,FALSE)","v":0},0.79596402592224957]
[2006,12,22,2,null,2013,12,22,2,0.23612579106723358,0.35939716743429601,7.8770371182796187E-3,0.1107430005402798,8.3926400000000012E-2,5.8203999999999999E-2,1.683105607741946E-5,2.2456009552188762E-3,0,0.85853582817138518,null,null,0.22356743879799179,9.703602886665387E-2,0.31813666845100663,6.6156138418771854E-2,5.365458509686432E-2,4.4053381687685304E-3,8.4235863153514252E-6,1.6413934720614079E-3,0,0.76460601485843371,null,{"$f":"J8524*VLOOKUP($B8524,$AR$36:$AZ$47,MATCH(AG$2,$AS$2:$BA$2,0)+1,FALSE)","v":0.22506349645567991},{"$f":"K8524*VLOOKUP($B8524,$AR$36:$AZ$47,MATCH(AH$2,$AS$2:$BA$2,0)+1,FALSE)","v":0.31113049882241117},{"$f":"L8524*VLOOKUP($B8524,$AR$36:$AZ$47,MATCH(AI$2,$AS$2:$BA$2,0)+1,FALSE)","v":5.64192577733196E-3},{"$f":"M8524*VLOOKUP($B8524,$AR$36:$AZ$47,MATCH(AJ$2,$AS$2:$BA$2,0)+1,FALSE)","v":9.6303831656919539E-2},{"$f":"N8524*VLOOKUP($B8524,$AR$36:$AZ$47,MATCH(AK$2,$AS$2:$BA$2,0)+1,FALSE)","v":6.5444870488128845E-2},{"$f":"O8524*VLOOKUP($B8524,$AR$36:$AZ$47,MATCH(AL$2,$AS$2:$BA$2,0)+1,FALSE)","v":5.6097786639074727E-2},{"$f":"P8524*VLOOKUP($B8524,$AR$36:$AZ$47,MATCH(AM$2,$AS$2:$BA$2,0)+1,FALSE)","v":8.4235863153514252E-6},{"$f":"Q8524*VLOOKUP($B8524,$AR$36:$AZ$47,MATCH(AN$2,$AS$2:$BA$2,0)+1,FALSE)","v":1.6127032141525868E-3},{"$f":"R8524*VLOOKUP($B8524,$AR$36:$BA$47,MATCH(AO$2,$AS$2:$BA$2,0)+1,FALSE)","v":0},0.76130353664001416]
[2006,12,22,3,null,2013,12,22,3,0.21920199692076409,0.35641137979113452,7.8770371182796187E-3,0.10978371127439535,8.3998300000000012E-2,5.8393E-2,1.683105607741946E-5,2.2456009552188762E-3,0,0.83792785711586981,null,null,0.20754373679166035,9.6195473522824454E-2,0.31549366338705814,6.6212814582080531E-2,5.3828812239041963E-2,4.4053381687685304E-3,8.4235863153514252E-6,1.6413934720614079E-3,0,0.74532965574981069,null,{"$f":"J8525*VLOOKUP($B8525,$AR$36:$AZ$47,MATCH(AG$2,$AS$2:$BA$2,0)+1,FALSE)","v":0.20893256782359307},{"$f":"K8525*VLOOKUP($B8525,$AR$36:$AZ$47,MATCH(AH$2,$AS$2:$BA$2,0)+1,FALSE)","v":0.30854569937775655},{"$f":"L8525*VLOOKUP($B8525,$AR$36:$AZ$47,MATCH(AI$2,$AS$2:$BA$2,0)+1,FALSE)","v":5.64192577733196E-3},{"$f":"M8525*VLOOKUP($B8525,$AR$36:$AZ$47,MATCH(AJ$2,$AS$2:$BA$2,0)+1,FALSE)","v":9.5469618826119235E-2},{"$f":"N8525*VLOOKUP($B8525,$AR$36:$AZ$47,MATCH(AK$2,$AS$2:$BA$2,0)+1,FALSE)","v":6.5500937306056176E-2},{"$f":"O8525*VLOOKUP($B8525,$AR$36:$AZ$47,MATCH(AL$2,$AS$2:$BA$2,0)+1,FALSE)","v":5.6279947344091308E-2},{"$f":"P8525*VLOOKUP($B8525,$AR$36:$AZ$47,MATCH(AM$2,$AS$2:$BA$2,0)+1,FALSE)","v":8.4235863153514252E-6},{"$f":"Q8525*VLOOKUP($B8525,$AR$36:$AZ$47,MATCH(AN$2,$AS$2:$BA$2,0)+1,FALSE)","v":1.6127032141525868E-3},{"$f":"R8525*VLOOKUP($B8525,$AR$36:$BA$47,MATCH(AO$2,$AS$2:$BA$2,0)+1,FALSE)","v":0},0.74199182325541635]
[2006,12,22,4,null,2013,12,22,4,0.21785579230015889,0.35410426281417717,7.8770371182796187E-3,0.10827785423373192,8.421429999999995E-2,5.8084999999999998E-2,1.683105607741946E-5,2.2456009552188762E-3,0,0.83267667847764382,null,null,0.20626913007561115,9.4876000630145133E-2,0.31345141437876528,6.6383079551130209E-2,5.3544886525863582E-2,4.4053381687685304E-3,8.4235863153514252E-6,1.6413934720614079E-3,0,0.74057966638866057,null,{"$f":"J8526*VLOOKUP($B8526,$AR$36:$AZ$47,MATCH(AG$2,$AS$2:$BA$2,0)+1,FALSE)","v":0.20764943175663153},{"$f":"K8526*VLOOKUP($B8526,$AR$36:$AZ$47,MATCH(AH$2,$AS$2:$BA$2,0)+1,FALSE)","v":0.3065484258293677},{"$f":"L8526*VLOOKUP($B8526,$AR$36:$AZ$47,MATCH(AI$2,$AS$2:$BA$2,0)+1,FALSE)","v":5.64192577733196E-3},{"$f":"M8526*VLOOKUP($B8526,$AR$36:$AZ$47,MATCH(AJ$2,$AS$2:$BA$2,0)+1,FALSE)","v":9.4160102177338431E-2},{"$f":"N8526*VLOOKUP($B8526,$AR$36:$AZ$47,MATCH(AK$2,$AS$2:$BA$2,0)+1,FALSE)","v":6.5669371696491508E-2},{"$f":"O8526*VLOOKUP($B8526,$AR$36:$AZ$47,MATCH(AL$2,$AS$2:$BA$2,0)+1,FALSE)","v":5.5983092861842061E-2},{"$f":"P8526*VLOOKUP($B8526,$AR$36:$AZ$47,MATCH(AM$2,$AS$2:$BA$2,0)+1,FALSE)","v":8.4235863153514252E-6},{"$f":"Q8526*VLOOKUP($B8526,$AR$36:$AZ$47,MATCH(AN$2,$AS$2:$BA$2,0)+1,FALSE)","v":1.6127032141525868E-3},{"$f":"R8526*VLOOKUP($B8526,$AR$36:$BA$47,MATCH(AO$2,$AS$2:$BA$2,0)+1,FALSE)","v":0},0.73727347689947109]
[2006,12,22,5,null,2013,12,22,5,0.2198224772325493,0.35380248052491969,7.8770371182796187E-3,0.1050001233127042,8.4715199999999977E-2,5.799E-2,1.683105607741946E-5,2.2456009552188762E-3,0,0.831469750199749,null,null,0.20813121685262032,9.2003963655182694E-2,0.31318427812728256,6.6777920861301562E-2,5.3457312036409216E-2,4.4053381687685304E-3,8.4235863153514252E-6,1.6413934720614079E-3,0,0.73960984675994168,null,{"$f":"J8527*VLOOKUP($B8527,$AR$36:$AZ$47,MATCH(AG$2,$AS$2:$BA$2,0)+1,FALSE)","v":0.20952397915490559},{"$f":"K8527*VLOOKUP($B8527,$AR$36:$AZ$47,MATCH(AH$2,$AS$2:$BA$2,0)+1,FALSE)","v":0.30628717259005384},{"$f":"L8527*VLOOKUP($B8527,$AR$36:$AZ$47,MATCH(AI$2,$AS$2:$BA$2,0)+1,FALSE)","v":5.64192577733196E-3},{"$f":"M8527*VLOOKUP($B8527,$AR$36:$AZ$47,MATCH(AJ$2,$AS$2:$BA$2,0)+1,FALSE)","v":9.1309736508218595E-2},{"$f":"N8527*VLOOKUP($B8527,$AR$36:$AZ$47,MATCH(AK$2,$AS$2:$BA$2,0)+1,FALSE)","v":6.6059967928755806E-2},{"$f":"O8527*VLOOKUP($B8527,$AR$36:$AZ$47,MATCH(AL$2,$AS$2:$BA$2,0)+1,FALSE)","v":5.5891530602706747E-2},{"$f":"P8527*VLOOKUP($B8527,$AR$36:$AZ$47,MATCH(AM$2,$AS$2:$BA$2,0)+1,FALSE)","v":8.4235863153514252E-6},{"$f":"Q8527*VLOOKUP($B8527,$AR$36:$AZ$47,MATCH(AN$2,$AS$2:$BA$2,0)+1,FALSE)","v":1.6127032141525868E-3},{"$f":"R8527*VLOOKUP($B8527,$AR$36:$BA$47,MATCH(AO$2,$AS$2:$BA$2,0)+1,FALSE)","v":0},0.7363354393624405]
[2006,12,22,6,null,2013,12,22,6,0.22499901417325496,0.3608354286717938,7.8770371182796187E-3,0.10640257872969205,8.5424600000000003E-2,5.8351E-2,1.683105607741946E-5,2.2456009552188762E-3,0,0.84615209070431674,null,null,0.21303243963072518,9.3232833233062057E-2,0.31940981047860323,6.7337115162430627E-2,5.3790095096335817E-2,4.4053381687685304E-3,8.4235863153514252E-6,1.6413934720614079E-3,0,0.7528574488283023,null,{"$f":"J8528*VLOOKUP($B8528,$AR$36:$AZ$47,MATCH(AG$2,$AS$2:$BA$2,0)+1,FALSE)","v":0.21445799969599708},{"$f":"K8528*VLOOKUP($B8528,$AR$36:$AZ$47,MATCH(AH$2,$AS$2:$BA$2,0)+1,FALSE)","v":0.31237560306030543},{"$f":"L8528*VLOOKUP($B8528,$AR$36:$AZ$47,MATCH(AI$2,$AS$2:$BA$2,0)+1,FALSE)","v":5.64192577733196E-3},{"$f":"M8528*VLOOKUP($B8528,$AR$36:$AZ$47,MATCH(AJ$2,$AS$2:$BA$2,0)+1,FALSE)","v":9.2529333500579375E-2},{"$f":"N8528*VLOOKUP($B8528,$AR$36:$AZ$47,MATCH(AK$2,$AS$2:$BA$2,0)+1,FALSE)","v":6.661315013512091E-2},{"$f":"O8528*VLOOKUP($B8528,$AR$36:$AZ$47,MATCH(AL$2,$AS$2:$BA$2,0)+1,FALSE)","v":5.6239467187420962E-2},{"$f":"P8528*VLOOKUP($B8528,$AR$36:$AZ$47,MATCH(AM$2,$AS$2:$BA$2,0)+1,FALSE)","v":8.4235863153514252E-6},{"$f":"Q8528*VLOOKUP($B8528,$AR$36:$AZ$47,MATCH(AN$2,$AS$2:$BA$2,0)+1,FALSE)","v":1.6127032141525868E-3},{"$f":"R8528*VLOOKUP($B8528,$AR$36:$BA$47,MATCH(AO$2,$AS$2:$BA$2,0)+1,FALSE)","v":0},0.74947860615722373]
[2006,12,22,7,null,2013,12,22,7,0.23874142398163692,0.37328489820836075,7.8770371182796187E-3,0.10739346144892513,8.6733299999999985E-2,5.9542999999999999E-2,1.683105607741946E-5,2.2456009552188762E-3,0,0.87583555276849867,null,null,0.22604395925289786,9.4101071619938678E-2,0.33043002188043563,6.8368715926298076E-2,5.4888924479805382E-2,4.4053381687685304E-3,8.4235863153514252E-6,1.6413934720614079E-3,0,0.77988784838652092,null,{"$f":"J8529*VLOOKUP($B8529,$AR$36:$AZ$47,MATCH(AG$2,$AS$2:$BA$2,0)+1,FALSE)","v":0.2275565891690996},{"$f":"K8529*VLOOKUP($B8529,$AR$36:$AZ$47,MATCH(AH$2,$AS$2:$BA$2,0)+1,FALSE)","v":0.32315312168861965},{"$f":"L8529*VLOOKUP($B8529,$AR$36:$AZ$47,MATCH(AI$2,$AS$2:$BA$2,0)+1,FALSE)","v":5.64192577733196E-3},{"$f":"M8529*VLOOKUP($B8529,$AR$36:$AZ$47,MATCH(AJ$2,$AS$2:$BA$2,0)+1,FALSE)","v":9.3391020488643811E-2},{"$f":"N8529*VLOOKUP($B8529,$AR$36:$AZ$47,MATCH(AK$2,$AS$2:$BA$2,0)+1,FALSE)","v":6.7633659796059689E-2},{"$f":"O8529*VLOOKUP($B8529,$AR$36:$AZ$47,MATCH(AL$2,$AS$2:$BA$2,0)+1,FALSE)","v":5.7388332586255697E-2},{"$f":"P8529*VLOOKUP($B8529,$AR$36:$AZ$47,MATCH(AM$2,$AS$2:$BA$2,0)+1,FALSE)","v":8.4235863153514252E-6},{"$f":"Q8529*VLOOKUP($B8529,$AR$36:$AZ$47,MATCH(AN$2,$AS$2:$BA$2,0)+1,FALSE)","v":1.6127032141525868E-3},{"$f":"R8529*VLOOKUP($B8529,$AR$36:$BA$47,MATCH(AO$2,$AS$2:$BA$2,0)+1,FALSE)","v":0},0.77638577630647831]
[2006,12,22,8,null,2013,12,22,8,0.27008195802686524,0.38408406181185062,4.9887901749104254E-3,0.1061552183909336,8.768659999999999E-2,5.9947E-2,1.0659668849032324E-5,2.1213161224772018E-3,0,0.91507560419588596,null,null,0.25571764672000685,9.3016089376970673E-2,0.33998939029560188,6.9120167754979103E-2,5.5261346519169224E-2,2.7900475068867356E-3,5.3349379997225689E-6,1.5505490534819082E-3,0,0.8174505721650962,null,{"$f":"J8530*VLOOKUP($B8530,$AR$36:$AZ$47,MATCH(AG$2,$AS$2:$BA$2,0)+1,FALSE)","v":0.25742884556738072},{"$f":"K8530*VLOOKUP($B8530,$AR$36:$AZ$47,MATCH(AH$2,$AS$2:$BA$2,0)+1,FALSE)","v":0.33250196876720128},{"$f":"L8530*VLOOKUP($B8530,$AR$36:$AZ$47,MATCH(AI$2,$AS$2:$BA$2,0)+1,FALSE)","v":3.5732196589769085E-3},{"$f":"M8530*VLOOKUP($B8530,$AR$36:$AZ$47,MATCH(AJ$2,$AS$2:$BA$2,0)+1,FALSE)","v":9.2314225111731554E-2},{"$f":"N8530*VLOOKUP($B8530,$AR$36:$AZ$47,MATCH(AK$2,$AS$2:$BA$2,0)+1,FALSE)","v":6.8377032501624732E-2},{"$f":"O8530*VLOOKUP($B8530,$AR$36:$AZ$47,MATCH(AL$2,$AS$2:$BA$2,0)+1,FALSE)","v":5.7777713140894318E-2},{"$f":"P8530*VLOOKUP($B8530,$AR$36:$AZ$47,MATCH(AM$2,$AS$2:$BA$2,0)+1,FALSE)","v":5.3349379997225689E-6},{"$f":"Q8530*VLOOKUP($B8530,$AR$36:$AZ$47,MATCH(AN$2,$AS$2:$BA$2,0)+1,FALSE)","v":1.5234466840611223E-3},{"$f":"R8530*VLOOKUP($B8530,$AR$36:$BA$47,MATCH(AO$2,$AS$2:$BA$2,0)+1,FALSE)","v":0},0.81350178636987047]
[2006,12,22,9,null,2013,12,22,9,0.31458903090948748,0.38919192808483488,0,0.10552137052510058,8.879529999999998E-2,5.9734000000000002E-2,0,1.9066423204688544E-3,0,0.9597382718398918,null,null,0.29785761054094406,9.2460694638648866E-2,0.34451084930036036,6.9994115769726459E-2,5.5064995295445222E-2,0,0,1.3936359668445897E-3,0,0.86128190151196948,null,{"$f":"J8531*VLOOKUP($B8531,$AR$36:$AZ$47,MATCH(AG$2,$AS$2:$BA$2,0)+1,FALSE)","v":0.29985079953817145},{"$f":"K8531*VLOOKUP($B8531,$AR$36:$AZ$47,MATCH(AH$2,$AS$2:$BA$2,0)+1,FALSE)","v":0.33692385387213131},{"$f":"L8531*VLOOKUP($B8531,$AR$36:$AZ$47,MATCH(AI$2,$AS$2:$BA$2,0)+1,FALSE)","v":0},{"$f":"M8531*VLOOKUP($B8531,$AR$36:$AZ$47,MATCH(AJ$2,$AS$2:$BA$2,0)+1,FALSE)","v":9.176302117225478E-2},{"$f":"N8531*VLOOKUP($B8531,$AR$36:$AZ$47,MATCH(AK$2,$AS$2:$BA$2,0)+1,FALSE)","v":6.9241584393641878E-2},{"$f":"O8531*VLOOKUP($B8531,$AR$36:$AZ$47,MATCH(AL$2,$AS$2:$BA$2,0)+1,FALSE)","v":5.7572420917780393E-2},{"$f":"P8531*VLOOKUP($B8531,$AR$36:$AZ$47,MATCH(AM$2,$AS$2:$BA$2,0)+1,FALSE)","v":0},{"$f":"Q8531*VLOOKUP($B8531,$AR$36:$AZ$47,MATCH(AN$2,$AS$2:$BA$2,0)+1,FALSE)","v":1.3692763139031379E-3},{"$f":"R8531*VLOOKUP($B8531,$AR$36:$BA$47,MATCH(AO$2,$AS$2:$BA$2,0)+1,FALSE)","v":0},0.85672095620788291]
[2006,12,22,10,null,2013,12,22,10,0.35866657201874125,0.39189454626807307,0,9.7126425883903633E-2,8.8857800000000001E-2,5.9959999999999999E-2,0,1.9066423204688544E-3,0,0.9984119864911869,null,null,0.33959088723964737,8.5104815833099853E-2,0.34690319410109588,7.0043382253826503E-2,5.5273330396673509E-2,0,0,1.3936359668445897E-3,0,0.89830924579118776,null,{"$f":"J8532*VLOOKUP($B8532,$AR$36:$AZ$47,MATCH(AG$2,$AS$2:$BA$2,0)+1,FALSE)","v":0.34186334493772491},{"$f":"K8532*VLOOKUP($B8532,$AR$36:$AZ$47,MATCH(AH$2,$AS$2:$BA$2,0)+1,FALSE)","v":0.3392635132230391},{"$f":"L8532*VLOOKUP($B8532,$AR$36:$AZ$47,MATCH(AI$2,$AS$2:$BA$2,0)+1,FALSE)","v":0},{"$f":"M8532*VLOOKUP($B8532,$AR$36:$AZ$47,MATCH(AJ$2,$AS$2:$BA$2,0)+1,FALSE)","v":8.4462647048827166E-2},{"$f":"N8532*VLOOKUP($B8532,$AR$36:$AZ$47,MATCH(AK$2,$AS$2:$BA$2,0)+1,FALSE)","v":6.9290321196429902E-2},{"$f":"O8532*VLOOKUP($B8532,$AR$36:$AZ$47,MATCH(AL$2,$AS$2:$BA$2,0)+1,FALSE)","v":5.7790242713197042E-2},{"$f":"P8532*VLOOKUP($B8532,$AR$36:$AZ$47,MATCH(AM$2,$AS$2:$BA$2,0)+1,FALSE)","v":0},{"$f":"Q8532*VLOOKUP($B8532,$AR$36:$AZ$47,MATCH(AN$2,$AS$2:$BA$2,0)+1,FALSE)","v":1.3692763139031379E-3},{"$f":"R8532*VLOOKUP($B8532,$AR$36:$BA$47,MATCH(AO$2,$AS$2:$BA$2,0)+1,FALSE)","v":0},0.89403934543312114]
[2006,12,22,11,null,2013,12,22,11,0.34992307201109812,0.40740062381202435,0,0.11105950451035297,9.0181299999999992E-2,6.0261000000000002E-2,0,1.9066423204688544E-3,0,1.0207321426539442,null,null,0.33131241035661002,9.7313358252950025E-2,0.36062910041747626,7.1086649321128861E-2,5.5550803252734191E-2,0,0,1.3936359668445897E-3,0,0.91728595756774389,null,{"$f":"J8533*VLOOKUP($B8533,$AR$36:$AZ$47,MATCH(AG$2,$AS$2:$BA$2,0)+1,FALSE)","v":0.33352947054778115},{"$f":"K8533*VLOOKUP($B8533,$AR$36:$AZ$47,MATCH(AH$2,$AS$2:$BA$2,0)+1,FALSE)","v":0.35268714055841743},{"$f":"L8533*VLOOKUP($B8533,$AR$36:$AZ$47,MATCH(AI$2,$AS$2:$BA$2,0)+1,FALSE)","v":0},{"$f":"M8533*VLOOKUP($B8533,$AR$36:$AZ$47,MATCH(AJ$2,$AS$2:$BA$2,0)+1,FALSE)","v":9.6579068420452843E-2},{"$f":"N8533*VLOOKUP($B8533,$AR$36:$AZ$47,MATCH(AK$2,$AS$2:$BA$2,0)+1,FALSE)","v":7.0322371732268907E-2},{"$f":"O8533*VLOOKUP($B8533,$AR$36:$AZ$47,MATCH(AL$2,$AS$2:$BA$2,0)+1,FALSE)","v":5.8080350502667896E-2},{"$f":"P8533*VLOOKUP($B8533,$AR$36:$AZ$47,MATCH(AM$2,$AS$2:$BA$2,0)+1,FALSE)","v":0},{"$f":"Q8533*VLOOKUP($B8533,$AR$36:$AZ$47,MATCH(AN$2,$AS$2:$BA$2,0)+1,FALSE)","v":1.3692763139031379E-3},{"$f":"R8533*VLOOKUP($B8533,$AR$36:$BA$47,MATCH(AO$2,$AS$2:$BA$2,0)+1,FALSE)","v":0},0.91256767807549133]
[2006,12,22,12,null,2013,12,22,12,0.35954808120598397,0.41359586053675934,0,0.11368504486910476,9.0505700000000022E-2,6.0560999999999997E-2,0,1.9066423204688544E-3,0,1.0398023289323168,null,null,0.34042551335303384,9.9613928120115006E-2,0.36611309459011493,7.1342362080201713E-2,5.5827354272063777E-2,0,0,1.3936359668445897E-3,0,0.93471588838237385,null,{"$f":"J8534*VLOOKUP($B8534,$AR$36:$AZ$47,MATCH(AG$2,$AS$2:$BA$2,0)+1,FALSE)","v":0.34270355616133563},{"$f":"K8534*VLOOKUP($B8534,$AR$36:$AZ$47,MATCH(AH$2,$AS$2:$BA$2,0)+1,FALSE)","v":0.3580503633858263},{"$f":"L8534*VLOOKUP($B8534,$AR$36:$AZ$47,MATCH(AI$2,$AS$2:$BA$2,0)+1,FALSE)","v":0},{"$f":"M8534*VLOOKUP($B8534,$AR$36:$AZ$47,MATCH(AJ$2,$AS$2:$BA$2,0)+1,FALSE)","v":9.8862279056647531E-2},{"$f":"N8534*VLOOKUP($B8534,$AR$36:$AZ$47,MATCH(AK$2,$AS$2:$BA$2,0)+1,FALSE)","v":7.0575335233459838E-2},{"$f":"O8534*VLOOKUP($B8534,$AR$36:$AZ$47,MATCH(AL$2,$AS$2:$BA$2,0)+1,FALSE)","v":5.836949447888469E-2},{"$f":"P8534*VLOOKUP($B8534,$AR$36:$AZ$47,MATCH(AM$2,$AS$2:$BA$2,0)+1,FALSE)","v":0},{"$f":"Q8534*VLOOKUP($B8534,$AR$36:$AZ$47,MATCH(AN$2,$AS$2:$BA$2,0)+1,FALSE)","v":1.3692763139031379E-3},{"$f":"R8534*VLOOKUP($B8534,$AR$36:$BA$47,MATCH(AO$2,$AS$2:$BA$2,0)+1,FALSE)","v":0},0.92993030463005721]
[2006,12,22,13,null,2013,12,22,13,0.34498584280267114,0.42207574339957055,0,0.12609385134573561,9.0369899999999975E-2,6.0628000000000001E-2,0,1.9066423204688544E-3,0,1.046059979868446,null,null,0.32663776772694336,0.11048686182782246,0.37361944669101937,7.1235315863549115E-2,5.588911733304739E-2,0,0,1.3936359668445897E-3,0,0.93926214540922626,null,{"$f":"J8535*VLOOKUP($B8535,$AR$36:$AZ$47,MATCH(AG$2,$AS$2:$BA$2,0)+1,FALSE)","v":0.32882354637308869},{"$f":"K8535*VLOOKUP($B8535,$AR$36:$AZ$47,MATCH(AH$2,$AS$2:$BA$2,0)+1,FALSE)","v":0.36539140673320997},{"$f":"L8535*VLOOKUP($B8535,$AR$36:$AZ$47,MATCH(AI$2,$AS$2:$BA$2,0)+1,FALSE)","v":0},{"$f":"M8535*VLOOKUP($B8535,$AR$36:$AZ$47,MATCH(AJ$2,$AS$2:$BA$2,0)+1,FALSE)","v":0.10965316971482593},{"$f":"N8535*VLOOKUP($B8535,$AR$36:$AZ$47,MATCH(AK$2,$AS$2:$BA$2,0)+1,FALSE)","v":7.0469439908362005E-2},{"$f":"O8535*VLOOKUP($B8535,$AR$36:$AZ$47,MATCH(AL$2,$AS$2:$BA$2,0)+1,FALSE)","v":5.8434069966906442E-2},{"$f":"P8535*VLOOKUP($B8535,$AR$36:$AZ$47,MATCH(AM$2,$AS$2:$BA$2,0)+1,FALSE)","v":0},{"$f":"Q8535*VLOOKUP($B8535,$AR$36:$AZ$47,MATCH(AN$2,$AS$2:$BA$2,0)+1,FALSE)","v":1.3692763139031379E-3},{"$f":"R8535*VLOOKUP($B8535,$AR$36:$BA$47,MATCH(AO$2,$AS$2:$BA$2,0)+1,FALSE)","v":0},0.93414090901029623]
[2006,12,22,14,null,2013,12,22,14,0.34011109536389356,0.41938453868606074,0,0.12135530798782811,9.0215900000000016E-2,6.0749999999999998E-2,0,1.9066423204688544E-3,0,1.0337234843582512,null,null,0.32202228377345915,0.10633482126705979,0.37123720503956792,7.1113923246726649E-2,5.6001581414241421E-2,0,0,1.3936359668445897E-3,0,0.92810345070789946,null,{"$f":"J8536*VLOOKUP($B8536,$AR$36:$AZ$47,MATCH(AG$2,$AS$2:$BA$2,0)+1,FALSE)","v":0.32417717674971591},{"$f":"K8536*VLOOKUP($B8536,$AR$36:$AZ$47,MATCH(AH$2,$AS$2:$BA$2,0)+1,FALSE)","v":0.36306162803482717},{"$f":"L8536*VLOOKUP($B8536,$AR$36:$AZ$47,MATCH(AI$2,$AS$2:$BA$2,0)+1,FALSE)","v":0},{"$f":"M8536*VLOOKUP($B8536,$AR$36:$AZ$47,MATCH(AJ$2,$AS$2:$BA$2,0)+1,FALSE)","v":0.10553245888332775},{"$f":"N8536*VLOOKUP($B8536,$AR$36:$AZ$47,MATCH(AK$2,$AS$2:$BA$2,0)+1,FALSE)","v":7.0349352426292366E-2},{"$f":"O8536*VLOOKUP($B8536,$AR$36:$AZ$47,MATCH(AL$2,$AS$2:$BA$2,0)+1,FALSE)","v":5.855165518390127E-2},{"$f":"P8536*VLOOKUP($B8536,$AR$36:$AZ$47,MATCH(AM$2,$AS$2:$BA$2,0)+1,FALSE)","v":0},{"$f":"Q8536*VLOOKUP($B8536,$AR$36:$AZ$47,MATCH(AN$2,$AS$2:$BA$2,0)+1,FALSE)","v":1.3692763139031379E-3},{"$f":"R8536*VLOOKUP($B8536,$AR$36:$BA$47,MATCH(AO$2,$AS$2:$BA$2,0)+1,FALSE)","v":0},0.92304154759196755]
[2006,12,22,15,null,2013,12,22,15,0.35717085493395129,0.40952533874319846,0,0.10876842813467906,9.0235300000000004E-2,6.0668E-2,0,1.9066423204688544E-3,0,1.0282745641322975,null,null,0.33817471988113262,9.5305854823920746E-2,0.36250988799974182,7.1129215563391301E-2,5.5925990802291332E-2,0,0,1.3936359668445897E-3,0,0.92443930503732241,null,{"$f":"J8537*VLOOKUP($B8537,$AR$36:$AZ$47,MATCH(AG$2,$AS$2:$BA$2,0)+1,FALSE)","v":0.34043770093971087},{"$f":"K8537*VLOOKUP($B8537,$AR$36:$AZ$47,MATCH(AH$2,$AS$2:$BA$2,0)+1,FALSE)","v":0.35452650846749389},{"$f":"L8537*VLOOKUP($B8537,$AR$36:$AZ$47,MATCH(AI$2,$AS$2:$BA$2,0)+1,FALSE)","v":0},{"$f":"M8537*VLOOKUP($B8537,$AR$36:$AZ$47,MATCH(AJ$2,$AS$2:$BA$2,0)+1,FALSE)","v":9.4586712853783922E-2},{"$f":"N8537*VLOOKUP($B8537,$AR$36:$AZ$47,MATCH(AK$2,$AS$2:$BA$2,0)+1,FALSE)","v":7.0364480329877757E-2},{"$f":"O8537*VLOOKUP($B8537,$AR$36:$AZ$47,MATCH(AL$2,$AS$2:$BA$2,0)+1,FALSE)","v":5.847262249706868E-2},{"$f":"P8537*VLOOKUP($B8537,$AR$36:$AZ$47,MATCH(AM$2,$AS$2:$BA$2,0)+1,FALSE)","v":0},{"$f":"Q8537*VLOOKUP($B8537,$AR$36:$AZ$47,MATCH(AN$2,$AS$2:$BA$2,0)+1,FALSE)","v":1.3692763139031379E-3},{"$f":"R8537*VLOOKUP($B8537,$AR$36:$BA$47,MATCH(AO$2,$AS$2:$BA$2,0)+1,FALSE)","v":0},0.91975730140183831]
[2006,12,22,16,null,2013,12,22,16,0.3707292755478554,0.41290635440820012,0,0.11371110987705033,9.0098999999999999E-2,6.0880999999999998E-2,0,1.9066423204688544E-3,0,1.0502333821535748,null,null,0.35101203577574969,9.9636766988947134E-2,0.36550274703456137,7.102177521486594E-2,5.6122342026015334E-2,0,0,1.3936359668445897E-3,0,0.94468930300698406,null,{"$f":"J8538*VLOOKUP($B8538,$AR$36:$AZ$47,MATCH(AG$2,$AS$2:$BA$2,0)+1,FALSE)","v":0.35336092095726984},{"$f":"K8538*VLOOKUP($B8538,$AR$36:$AZ$47,MATCH(AH$2,$AS$2:$BA$2,0)+1,FALSE)","v":0.35745345721861521},{"$f":"L8538*VLOOKUP($B8538,$AR$36:$AZ$47,MATCH(AI$2,$AS$2:$BA$2,0)+1,FALSE)","v":0},{"$f":"M8538*VLOOKUP($B8538,$AR$36:$AZ$47,MATCH(AJ$2,$AS$2:$BA$2,0)+1,FALSE)","v":9.8884945592004878E-2},{"$f":"N8538*VLOOKUP($B8538,$AR$36:$AZ$47,MATCH(AK$2,$AS$2:$BA$2,0)+1,FALSE)","v":7.0258195110357649E-2},{"$f":"O8538*VLOOKUP($B8538,$AR$36:$AZ$47,MATCH(AL$2,$AS$2:$BA$2,0)+1,FALSE)","v":5.8677914720182606E-2},{"$f":"P8538*VLOOKUP($B8538,$AR$36:$AZ$47,MATCH(AM$2,$AS$2:$BA$2,0)+1,FALSE)","v":0},{"$f":"Q8538*VLOOKUP($B8538,$AR$36:$AZ$47,MATCH(AN$2,$AS$2:$BA$2,0)+1,FALSE)","v":1.3692763139031379E-3},{"$f":"R8538*VLOOKUP($B8538,$AR$36:$BA$47,MATCH(AO$2,$AS$2:$BA$2,0)+1,FALSE)","v":0},0.94000470991233342]
[2006,12,22,17,null,2013,12,22,17,0.42270836921161681,0.41561883903514807,3.1508148473118479E-3,0.11328415274100528,8.936970000000001E-2,6.2042E-2,6.7324224309677838E-6,2.0422257743688624E-3,0,1.1082228340318816,null,null,0.40022662088703553,9.9262655534715569E-2,0.36790382556448481,7.0446894465199444E-2,5.719259447082084E-2,1.7621352675074122E-3,3.3694345261405702E-6,1.4927389689313164E-3,0,0.99829083459322121,null,{"$f":"J8539*VLOOKUP($B8539,$AR$36:$AZ$47,MATCH(AG$2,$AS$2:$BA$2,0)+1,FALSE)","v":0.40290483782331182},{"$f":"K8539*VLOOKUP($B8539,$AR$36:$AZ$47,MATCH(AH$2,$AS$2:$BA$2,0)+1,FALSE)","v":0.35980165796002678},{"$f":"L8539*VLOOKUP($B8539,$AR$36:$AZ$47,MATCH(AI$2,$AS$2:$BA$2,0)+1,FALSE)","v":2.2567703109327843E-3},{"$f":"M8539*VLOOKUP($B8539,$AR$36:$AZ$47,MATCH(AJ$2,$AS$2:$BA$2,0)+1,FALSE)","v":9.8513657041452679E-2},{"$f":"N8539*VLOOKUP($B8539,$AR$36:$AZ$47,MATCH(AK$2,$AS$2:$BA$2,0)+1,FALSE)","v":6.9689495105984864E-2},{"$f":"O8539*VLOOKUP($B8539,$AR$36:$AZ$47,MATCH(AL$2,$AS$2:$BA$2,0)+1,FALSE)","v":5.979690190814161E-2},{"$f":"P8539*VLOOKUP($B8539,$AR$36:$AZ$47,MATCH(AM$2,$AS$2:$BA$2,0)+1,FALSE)","v":3.3694345261405702E-6},{"$f":"Q8539*VLOOKUP($B8539,$AR$36:$AZ$47,MATCH(AN$2,$AS$2:$BA$2,0)+1,FALSE)","v":1.4666470740029168E-3},{"$f":"R8539*VLOOKUP($B8539,$AR$36:$BA$47,MATCH(AO$2,$AS$2:$BA$2,0)+1,FALSE)","v":0},0.99443333665837952]
[2006,12,22,18,null,2013,12,22,18,0.49571644722507641,0.41588761989357703,7.8770371182796187E-3,0.11326310270199025,9.0024999999999994E-2,6.1841E-2,1.683105607741946E-5,2.2456009552188762E-3,0,1.1868726389502198,null,null,0.46935176363091147,9.9244210918048678E-2,0.36814174910588177,7.0963443697691489E-2,5.7007305287870021E-2,4.4053381687685304E-3,8.4235863153514252E-6,1.6413934720614079E-3,0,1.070763627867549,null,{"$f":"J8540*VLOOKUP($B8540,$AR$36:$AZ$47,MATCH(AG$2,$AS$2:$BA$2,0)+1,FALSE)","v":0.47249254881816727},{"$f":"K8540*VLOOKUP($B8540,$AR$36:$AZ$47,MATCH(AH$2,$AS$2:$BA$2,0)+1,FALSE)","v":0.36003434182660793},{"$f":"L8540*VLOOKUP($B8540,$AR$36:$AZ$47,MATCH(AI$2,$AS$2:$BA$2,0)+1,FALSE)","v":5.64192577733196E-3},{"$f":"M8540*VLOOKUP($B8540,$AR$36:$AZ$47,MATCH(AJ$2,$AS$2:$BA$2,0)+1,FALSE)","v":9.8495351600894038E-2},{"$f":"N8540*VLOOKUP($B8540,$AR$36:$AZ$47,MATCH(AK$2,$AS$2:$BA$2,0)+1,FALSE)","v":7.020049073585663E-2},{"$f":"O8540*VLOOKUP($B8540,$AR$36:$AZ$47,MATCH(AL$2,$AS$2:$BA$2,0)+1,FALSE)","v":5.960317544407636E-2},{"$f":"P8540*VLOOKUP($B8540,$AR$36:$AZ$47,MATCH(AM$2,$AS$2:$BA$2,0)+1,FALSE)","v":8.4235863153514252E-6},{"$f":"Q8540*VLOOKUP($B8540,$AR$36:$AZ$47,MATCH(AN$2,$AS$2:$BA$2,0)+1,FALSE)","v":1.6127032141525868E-3},{"$f":"R8540*VLOOKUP($B8540,$AR$36:$BA$47,MATCH(AO$2,$AS$2:$BA$2,0)+1,FALSE)","v":0},1.0680889610034021]
[2006,12,22,19,null,2013,12,22,19,0.52620018591645301,0.40796080831084858,7.8770371182796187E-3,0.11454881168912245,8.9196800000000021E-2,6.0914999999999997E-2,1.683105607741946E-5,2.2456009552188762E-3,0,1.2089610750460003,null,null,0.49821422441257923,0.10037078409902456,0.36112497307959573,7.0310603663585117E-2,5.6153684474872692E-2,4.4053381687685304E-3,8.4235863153514252E-6,1.6413934720614079E-3,0,1.0922294249568028,null,{"$f":"J8541*VLOOKUP($B8541,$AR$36:$AZ$47,MATCH(AG$2,$AS$2:$BA$2,0)+1,FALSE)","v":0.50154815000393105},{"$f":"K8541*VLOOKUP($B8541,$AR$36:$AZ$47,MATCH(AH$2,$AS$2:$BA$2,0)+1,FALSE)","v":0.35317209285727941},{"$f":"L8541*VLOOKUP($B8541,$AR$36:$AZ$47,MATCH(AI$2,$AS$2:$BA$2,0)+1,FALSE)","v":5.64192577733196E-3},{"$f":"M8541*VLOOKUP($B8541,$AR$36:$AZ$47,MATCH(AJ$2,$AS$2:$BA$2,0)+1,FALSE)","v":9.9613424086310701E-2},{"$f":"N8541*VLOOKUP($B8541,$AR$36:$AZ$47,MATCH(AK$2,$AS$2:$BA$2,0)+1,FALSE)","v":6.955466961475211E-2},{"$f":"O8541*VLOOKUP($B8541,$AR$36:$AZ$47,MATCH(AL$2,$AS$2:$BA$2,0)+1,FALSE)","v":5.8710684370820512E-2},{"$f":"P8541*VLOOKUP($B8541,$AR$36:$AZ$47,MATCH(AM$2,$AS$2:$BA$2,0)+1,FALSE)","v":8.4235863153514252E-6},{"$f":"Q8541*VLOOKUP($B8541,$AR$36:$AZ$47,MATCH(AN$2,$AS$2:$BA$2,0)+1,FALSE)","v":1.6127032141525868E-3},{"$f":"R8541*VLOOKUP($B8541,$AR$36:$BA$47,MATCH(AO$2,$AS$2:$BA$2,0)+1,FALSE)","v":0},1.0898620735108937]
[2006,12,22,20,null,2013,12,22,20,0.48466091847572373,0.39862916979295959,7.8770371182796187E-3,0.11761608126982713,8.8387999999999994E-2,6.053E-2,1.683105607741946E-5,2.2456009552188762E-3,0,1.1599636386680865,null,null,0.45888422327507383,0.10305840912383876,0.35286465091160579,6.9673055946143356E-2,5.5798777333399725E-2,4.4053381687685304E-3,8.4235863153514252E-6,1.6413934720614079E-3,0,1.0463342718172068,null,{"$f":"J8542*VLOOKUP($B8542,$AR$36:$AZ$47,MATCH(AG$2,$AS$2:$BA$2,0)+1,FALSE)","v":0.46195496228748995},{"$f":"K8542*VLOOKUP($B8542,$AR$36:$AZ$47,MATCH(AH$2,$AS$2:$BA$2,0)+1,FALSE)","v":0.34509368376010141},{"$f":"L8542*VLOOKUP($B8542,$AR$36:$AZ$47,MATCH(AI$2,$AS$2:$BA$2,0)+1,FALSE)","v":5.64192577733196E-3},{"$f":"M8542*VLOOKUP($B8542,$AR$36:$AZ$47,MATCH(AJ$2,$AS$2:$BA$2,0)+1,FALSE)","v":0.10228076930817989},{"$f":"N8542*VLOOKUP($B8542,$AR$36:$AZ$47,MATCH(AK$2,$AS$2:$BA$2,0)+1,FALSE)","v":6.8923976397232953E-2},{"$f":"O8542*VLOOKUP($B8542,$AR$36:$AZ$47,MATCH(AL$2,$AS$2:$BA$2,0)+1,FALSE)","v":5.8339616268008959E-2},{"$f":"P8542*VLOOKUP($B8542,$AR$36:$AZ$47,MATCH(AM$2,$AS$2:$BA$2,0)+1,FALSE)","v":8.4235863153514252E-6},{"$f":"Q8542*VLOOKUP($B8542,$AR$36:$AZ$47,MATCH(AN$2,$AS$2:$BA$2,0)+1,FALSE)","v":1.6127032141525868E-3},{"$f":"R8542*VLOOKUP($B8542,$AR$36:$BA$47,MATCH(AO$2,$AS$2:$BA$2,0)+1,FALSE)","v":0},1.043856060598813]
[2006,12,22,21,null,2013,12,22,21,0.46184242794483255,0.39666635960372287,7.8770371182796187E-3,0.12122797238710355,8.7539400000000003E-2,5.9858000000000001E-2,1.683105607741946E-5,2.2456009552188762E-3,0,1.137273629065235,null,null,0.43727933436323535,0.10622324635065533,0.35112718063919579,6.900413533162672E-2,5.517930305010145E-2,4.4053381687685304E-3,8.4235863153514252E-6,1.6413934720614079E-3,0,1.0248683549619599,null,{"$f":"J8543*VLOOKUP($B8543,$AR$36:$AZ$47,MATCH(AG$2,$AS$2:$BA$2,0)+1,FALSE)","v":0.44020549883620225},{"$f":"K8543*VLOOKUP($B8543,$AR$36:$AZ$47,MATCH(AH$2,$AS$2:$BA$2,0)+1,FALSE)","v":0.34339447695324038},{"$f":"L8543*VLOOKUP($B8543,$AR$36:$AZ$47,MATCH(AI$2,$AS$2:$BA$2,0)+1,FALSE)","v":5.64192577733196E-3},{"$f":"M8543*VLOOKUP($B8543,$AR$36:$AZ$47,MATCH(AJ$2,$AS$2:$BA$2,0)+1,FALSE)","v":0.10542172586908502},{"$f":"N8543*VLOOKUP($B8543,$AR$36:$AZ$47,MATCH(AK$2,$AS$2:$BA$2,0)+1,FALSE)","v":6.8262247583698407E-2},{"$f":"O8543*VLOOKUP($B8543,$AR$36:$AZ$47,MATCH(AL$2,$AS$2:$BA$2,0)+1,FALSE)","v":5.7691933761283336E-2},{"$f":"P8543*VLOOKUP($B8543,$AR$36:$AZ$47,MATCH(AM$2,$AS$2:$BA$2,0)+1,FALSE)","v":8.4235863153514252E-6},{"$f":"Q8543*VLOOKUP($B8543,$AR$36:$AZ$47,MATCH(AN$2,$AS$2:$BA$2,0)+1,FALSE)","v":1.6127032141525868E-3},{"$f":"R8543*VLOOKUP($B8543,$AR$36:$BA$47,MATCH(AO$2,$AS$2:$BA$2,0)+1,FALSE)","v":0},1.0222389355813093]
[2006,12,22,22,null,2013,12,22,22,0.41934738556197021,0.38718816689865299,7.8770371182796187E-3,0.11577218629584282,8.7211800000000006E-2,5.9846000000000003E-2,1.683105607741946E-5,2.2456009552188762E-3,0,1.0795050078860422,null,null,0.39704439118227847,0.1014427382006228,0.34273712939963275,6.8745900128567974E-2,5.5168241009328267E-2,4.4053381687685304E-3,8.4235863153514252E-6,1.6413934720614079E-3,0,0.97119355514757555,null,{"$f":"J8544*VLOOKUP($B8544,$AR$36:$AZ$47,MATCH(AG$2,$AS$2:$BA$2,0)+1,FALSE)","v":0.39970131342938209},{"$f":"K8544*VLOOKUP($B8544,$AR$36:$AZ$47,MATCH(AH$2,$AS$2:$BA$2,0)+1,FALSE)","v":0.33518919574494466},{"$f":"L8544*VLOOKUP($B8544,$AR$36:$AZ$47,MATCH(AI$2,$AS$2:$BA$2,0)+1,FALSE)","v":5.64192577733196E-3},{"$f":"M8544*VLOOKUP($B8544,$AR$36:$AZ$47,MATCH(AJ$2,$AS$2:$BA$2,0)+1,FALSE)","v":0.10067728962728542},{"$f":"N8544*VLOOKUP($B8544,$AR$36:$AZ$47,MATCH(AK$2,$AS$2:$BA$2,0)+1,FALSE)","v":6.8006788758204748E-2},{"$f":"O8544*VLOOKUP($B8544,$AR$36:$AZ$47,MATCH(AL$2,$AS$2:$BA$2,0)+1,FALSE)","v":5.7680368002234667E-2},{"$f":"P8544*VLOOKUP($B8544,$AR$36:$AZ$47,MATCH(AM$2,$AS$2:$BA$2,0)+1,FALSE)","v":8.4235863153514252E-6},{"$f":"Q8544*VLOOKUP($B8544,$AR$36:$AZ$47,MATCH(AN$2,$AS$2:$BA$2,0)+1,FALSE)","v":1.6127032141525868E-3},{"$f":"R8544*VLOOKUP($B8544,$AR$36:$BA$47,MATCH(AO$2,$AS$2:$BA$2,0)+1,FALSE)","v":0},0.96851800813985145]
[2006,12,22,23,null,2013,12,22,23,0.34706717795013581,0.3868837230803836,7.8770371182796187E-3,0.1208639123265909,8.5955100000000006E-2,5.9375999999999998E-2,1.683105607741946E-5,2.2456009552188762E-3,0,1.0102853824866864,null,null,0.32860840704633232,0.10590424702456923,0.34246763717528894,6.7755289079471731E-2,5.4734977745711906E-2,4.4053381687685304E-3,8.4235863153514252E-6,1.6413934720614079E-3,0,0.90552571329851939,null,{"$f":"J8545*VLOOKUP($B8545,$AR$36:$AZ$47,MATCH(AG$2,$AS$2:$BA$2,0)+1,FALSE)","v":0.33080737272033894},{"$f":"K8545*VLOOKUP($B8545,$AR$36:$AZ$47,MATCH(AH$2,$AS$2:$BA$2,0)+1,FALSE)","v":0.3349256384172179},{"$f":"L8545*VLOOKUP($B8545,$AR$36:$AZ$47,MATCH(AI$2,$AS$2:$BA$2,0)+1,FALSE)","v":5.64192577733196E-3},{"$f":"M8545*VLOOKUP($B8545,$AR$36:$AZ$47,MATCH(AJ$2,$AS$2:$BA$2,0)+1,FALSE)","v":0.10510513359138286},{"$f":"N8545*VLOOKUP($B8545,$AR$36:$AZ$47,MATCH(AK$2,$AS$2:$BA$2,0)+1,FALSE)","v":6.7026828117185577E-2},{"$f":"O8545*VLOOKUP($B8545,$AR$36:$AZ$47,MATCH(AL$2,$AS$2:$BA$2,0)+1,FALSE)","v":5.7227375772828347E-2},{"$f":"P8545*VLOOKUP($B8545,$AR$36:$AZ$47,MATCH(AM$2,$AS$2:$BA$2,0)+1,FALSE)","v":8.4235863153514252E-6},{"$f":"Q8545*VLOOKUP($B8545,$AR$36:$AZ$47,MATCH(AN$2,$AS$2:$BA$2,0)+1,FALSE)","v":1.6127032141525868E-3},{"$f":"R8545*VLOOKUP($B8545,$AR$36:$BA$47,MATCH(AO$2,$AS$2:$BA$2,0)+1,FALSE)","v":0},0.90235540119675339]
[2006,12,22,24,null,2013,12,22,24,0.24543046496365697,0.3952773195293352,7.8770371182796187E-3,0.1414326491428316,8.5709300000000044E-2,5.9179000000000002E-2,1.683105607741946E-5,2.2456009552188762E-3,0,0.93716820276539969,null,null,0.2323772435316119,0.12392713361526966,0.34989760895179117,6.7561533850803143E-2,5.4553375909685481E-2,4.4053381687685304E-3,8.4235863153514252E-6,1.6413934720614079E-3,0,0.83437205108630663,null,{"$f":"J8546*VLOOKUP($B8546,$AR$36:$AZ$47,MATCH(AG$2,$AS$2:$BA$2,0)+1,FALSE)","v":0.23393225420994262},{"$f":"K8546*VLOOKUP($B8546,$AR$36:$AZ$47,MATCH(AH$2,$AS$2:$BA$2,0)+1,FALSE)","v":0.34219198352705732},{"$f":"L8546*VLOOKUP($B8546,$AR$36:$AZ$47,MATCH(AI$2,$AS$2:$BA$2,0)+1,FALSE)","v":5.64192577733196E-3},{"$f":"M8546*VLOOKUP($B8546,$AR$36:$AZ$47,MATCH(AJ$2,$AS$2:$BA$2,0)+1,FALSE)","v":0.12299202628963739},{"$f":"N8546*VLOOKUP($B8546,$AR$36:$AZ$47,MATCH(AK$2,$AS$2:$BA$2,0)+1,FALSE)","v":6.68351560191809E-2},{"$f":"O8546*VLOOKUP($B8546,$AR$36:$AZ$47,MATCH(AL$2,$AS$2:$BA$2,0)+1,FALSE)","v":5.703750456177932E-2},{"$f":"P8546*VLOOKUP($B8546,$AR$36:$AZ$47,MATCH(AM$2,$AS$2:$BA$2,0)+1,FALSE)","v":8.4235863153514252E-6},{"$f":"Q8546*VLOOKUP($B8546,$AR$36:$AZ$47,MATCH(AN$2,$AS$2:$BA$2,0)+1,FALSE)","v":1.6127032141525868E-3},{"$f":"R8546*VLOOKUP($B8546,$AR$36:$BA$47,MATCH(AO$2,$AS$2:$BA$2,0)+1,FALSE)","v":0},0.83025197718539745]
[2006,12,23,1,null,2013,12,23,1,0.2309994764994949,0.34486324624701775,7.8770371182796187E-3,9.4347626702057541E-2,8.6069799999999988E-2,5.8736999999999998E-2,1.683105607741946E-5,2.2456009552188762E-3,0,0.82515661857814604,null,null,0.2187137673155071,8.2669956417075849E-2,0.305271310331857,6.78457029310921E-2,5.4145924074539886E-2,4.4053381687685304E-3,8.4235863153514252E-6,1.6413934720614079E-3,0,0.7347018162972172,null,{"$f":"J8547*VLOOKUP($B8547,$AR$36:$AZ$47,MATCH(AG$2,$AS$2:$BA$2,0)+1,FALSE)","v":0.22017734541164408},{"$f":"K8547*VLOOKUP($B8547,$AR$36:$AZ$47,MATCH(AH$2,$AS$2:$BA$2,0)+1,FALSE)","v":0.29854846824847747},{"$f":"L8547*VLOOKUP($B8547,$AR$36:$AZ$47,MATCH(AI$2,$AS$2:$BA$2,0)+1,FALSE)","v":5.64192577733196E-3},{"$f":"M8547*VLOOKUP($B8547,$AR$36:$AZ$47,MATCH(AJ$2,$AS$2:$BA$2,0)+1,FALSE)","v":8.2046160161969181E-2},{"$f":"N8547*VLOOKUP($B8547,$AR$36:$AZ$47,MATCH(AK$2,$AS$2:$BA$2,0)+1,FALSE)","v":6.7116269897662131E-2},{"$f":"O8547*VLOOKUP($B8547,$AR$36:$AZ$47,MATCH(AL$2,$AS$2:$BA$2,0)+1,FALSE)","v":5.6611499103486569E-2},{"$f":"P8547*VLOOKUP($B8547,$AR$36:$AZ$47,MATCH(AM$2,$AS$2:$BA$2,0)+1,FALSE)","v":8.4235863153514252E-6},{"$f":"Q8547*VLOOKUP($B8547,$AR$36:$AZ$47,MATCH(AN$2,$AS$2:$BA$2,0)+1,FALSE)","v":1.6127032141525868E-3},{"$f":"R8547*VLOOKUP($B8547,$AR$36:$BA$47,MATCH(AO$2,$AS$2:$BA$2,0)+1,FALSE)","v":0},0.7317627954010395]
[2006,12,23,2,null,2013,12,23,2,0.20740038961880536,0.33701497804117347,7.8770371182796187E-3,8.9495495754679855E-2,8.5875299999999974E-2,5.8444999999999997E-2,1.683105607741946E-5,2.2456009552188762E-3,0,0.78837063254423445,null,null,0.19636979807758176,7.8418387321264021E-2,0.29832406053035787,6.769238563257278E-2,5.3876747749059088E-2,4.4053381687685304E-3,8.4235863153514252E-6,1.6413934720614079E-3,0,0.70073653453798068,null,{"$f":"J8548*VLOOKUP($B8548,$AR$36:$AZ$47,MATCH(AG$2,$AS$2:$BA$2,0)+1,FALSE)","v":0.19768385589267393},{"$f":"K8548*VLOOKUP($B8548,$AR$36:$AZ$47,MATCH(AH$2,$AS$2:$BA$2,0)+1,FALSE)","v":0.29175421436159116},{"$f":"L8548*VLOOKUP($B8548,$AR$36:$AZ$47,MATCH(AI$2,$AS$2:$BA$2,0)+1,FALSE)","v":5.64192577733196E-3},{"$f":"M8548*VLOOKUP($B8548,$AR$36:$AZ$47,MATCH(AJ$2,$AS$2:$BA$2,0)+1,FALSE)","v":7.7826671800141481E-2},{"$f":"N8548*VLOOKUP($B8548,$AR$36:$AZ$47,MATCH(AK$2,$AS$2:$BA$2,0)+1,FALSE)","v":6.6964600967385809E-2},{"$f":"O8548*VLOOKUP($B8548,$AR$36:$AZ$47,MATCH(AL$2,$AS$2:$BA$2,0)+1,FALSE)","v":5.6330065633302222E-2},{"$f":"P8548*VLOOKUP($B8548,$AR$36:$AZ$47,MATCH(AM$2,$AS$2:$BA$2,0)+1,FALSE)","v":8.4235863153514252E-6},{"$f":"Q8548*VLOOKUP($B8548,$AR$36:$AZ$47,MATCH(AN$2,$AS$2:$BA$2,0)+1,FALSE)","v":1.6127032141525868E-3},{"$f":"R8548*VLOOKUP($B8548,$AR$36:$BA$47,MATCH(AO$2,$AS$2:$BA$2,0)+1,FALSE)","v":0},0.6978224612328946]
[2006,12,23,3,null,2013,12,23,3,0.19560372130135473,0.33302088030312665,7.8770371182796187E-3,8.7317863983970817E-2,8.6085200000000001E-2,5.8193000000000002E-2,1.683105607741946E-5,2.2456009552188762E-3,0,0.770360134718028,null,null,0.1852005356680769,7.6510287140371724E-2,0.29478850415154412,6.7857842192774367E-2,5.3644444892822239E-2,4.4053381687685304E-3,8.4235863153514252E-6,1.6413934720614079E-3,0,0.68405676927273462,null,{"$f":"J8549*VLOOKUP($B8549,$AR$36:$AZ$47,MATCH(AG$2,$AS$2:$BA$2,0)+1,FALSE)","v":0.18643985155899481},{"$f":"K8549*VLOOKUP($B8549,$AR$36:$AZ$47,MATCH(AH$2,$AS$2:$BA$2,0)+1,FALSE)","v":0.28829651982700316},{"$f":"L8549*VLOOKUP($B8549,$AR$36:$AZ$47,MATCH(AI$2,$AS$2:$BA$2,0)+1,FALSE)","v":5.64192577733196E-3},{"$f":"M8549*VLOOKUP($B8549,$AR$36:$AZ$47,MATCH(AJ$2,$AS$2:$BA$2,0)+1,FALSE)","v":7.5932969422257607E-2},{"$f":"N8549*VLOOKUP($B8549,$AR$36:$AZ$47,MATCH(AK$2,$AS$2:$BA$2,0)+1,FALSE)","v":6.7128278645869108E-2},{"$f":"O8549*VLOOKUP($B8549,$AR$36:$AZ$47,MATCH(AL$2,$AS$2:$BA$2,0)+1,FALSE)","v":5.6087184693280112E-2},{"$f":"P8549*VLOOKUP($B8549,$AR$36:$AZ$47,MATCH(AM$2,$AS$2:$BA$2,0)+1,FALSE)","v":8.4235863153514252E-6},{"$f":"Q8549*VLOOKUP($B8549,$AR$36:$AZ$47,MATCH(AN$2,$AS$2:$BA$2,0)+1,FALSE)","v":1.6127032141525868E-3},{"$f":"R8549*VLOOKUP($B8549,$AR$36:$BA$47,MATCH(AO$2,$AS$2:$BA$2,0)+1,FALSE)","v":0},0.68114785672520484]
[2006,12,23,4,null,2013,12,23,4,0.19052641925949756,0.33319594762432397,7.8770371182796187E-3,8.7996344472113103E-2,8.6870200000000009E-2,5.6838E-2,1.683105607741946E-5,2.2456009552188762E-3,0,0.76556638048551062,null,null,0.18039326997985478,7.7104790196200423E-2,0.29494347291414724,6.847662923307081E-2,5.2395356122183601E-2,4.4053381687685304E-3,8.4235863153514252E-6,1.6413934720614079E-3,0,0.67936867367260212,null,{"$f":"J8550*VLOOKUP($B8550,$AR$36:$AZ$47,MATCH(AG$2,$AS$2:$BA$2,0)+1,FALSE)","v":0.181600416845247},{"$f":"K8550*VLOOKUP($B8550,$AR$36:$AZ$47,MATCH(AH$2,$AS$2:$BA$2,0)+1,FALSE)","v":0.28844807578767051},{"$f":"L8550*VLOOKUP($B8550,$AR$36:$AZ$47,MATCH(AI$2,$AS$2:$BA$2,0)+1,FALSE)","v":5.64192577733196E-3},{"$f":"M8550*VLOOKUP($B8550,$AR$36:$AZ$47,MATCH(AJ$2,$AS$2:$BA$2,0)+1,FALSE)","v":7.6522986582654065E-2},{"$f":"N8550*VLOOKUP($B8550,$AR$36:$AZ$47,MATCH(AK$2,$AS$2:$BA$2,0)+1,FALSE)","v":6.7740412888886575E-2},{"$f":"O8550*VLOOKUP($B8550,$AR$36:$AZ$47,MATCH(AL$2,$AS$2:$BA$2,0)+1,FALSE)","v":5.478121773403425E-2},{"$f":"P8550*VLOOKUP($B8550,$AR$36:$AZ$47,MATCH(AM$2,$AS$2:$BA$2,0)+1,FALSE)","v":8.4235863153514252E-6},{"$f":"Q8550*VLOOKUP($B8550,$AR$36:$AZ$47,MATCH(AN$2,$AS$2:$BA$2,0)+1,FALSE)","v":1.6127032141525868E-3},{"$f":"R8550*VLOOKUP($B8550,$AR$36:$BA$47,MATCH(AO$2,$AS$2:$BA$2,0)+1,FALSE)","v":0},0.67635616241629226]
[2006,12,23,5,null,2013,12,23,5,0.19611872871037012,0.3361585173581233,7.8770371182796187E-3,8.6498166292113862E-2,9.0094599999999983E-2,5.7057999999999998E-2,1.683105607741946E-5,2.2456009552188762E-3,0,0.77606748149018312,null,null,0.18568815240352607,7.57920457300712E-2,0.2975659255948212,7.1018306854385274E-2,5.2598160203025296E-2,4.4053381687685304E-3,8.4235863153514252E-6,1.6413934720614079E-3,0,0.68871774601297431,null,{"$f":"J8551*VLOOKUP($B8551,$AR$36:$AZ$47,MATCH(AG$2,$AS$2:$BA$2,0)+1,FALSE)","v":0.18693073130427679},{"$f":"K8551*VLOOKUP($B8551,$AR$36:$AZ$47,MATCH(AH$2,$AS$2:$BA$2,0)+1,FALSE)","v":0.29101277546422449},{"$f":"L8551*VLOOKUP($B8551,$AR$36:$AZ$47,MATCH(AI$2,$AS$2:$BA$2,0)+1,FALSE)","v":5.64192577733196E-3},{"$f":"M8551*VLOOKUP($B8551,$AR$36:$AZ$47,MATCH(AJ$2,$AS$2:$BA$2,0)+1,FALSE)","v":7.5220147590258885E-2},{"$f":"N8551*VLOOKUP($B8551,$AR$36:$AZ$47,MATCH(AK$2,$AS$2:$BA$2,0)+1,FALSE)","v":7.0254764039441364E-2},{"$f":"O8551*VLOOKUP($B8551,$AR$36:$AZ$47,MATCH(AL$2,$AS$2:$BA$2,0)+1,FALSE)","v":5.4993256649926561E-2},{"$f":"P8551*VLOOKUP($B8551,$AR$36:$AZ$47,MATCH(AM$2,$AS$2:$BA$2,0)+1,FALSE)","v":8.4235863153514252E-6},{"$f":"Q8551*VLOOKUP($B8551,$AR$36:$AZ$47,MATCH(AN$2,$AS$2:$BA$2,0)+1,FALSE)","v":1.6127032141525868E-3},{"$f":"R8551*VLOOKUP($B8551,$AR$36:$BA$47,MATCH(AO$2,$AS$2:$BA$2,0)+1,FALSE)","v":0},0.68567472762592818]
[2006,12,23,6,null,2013,12,23,6,0.20463473280804043,0.34883807536456363,7.8770371182796187E-3,9.1236120801569176E-2,9.2853600000000022E-2,6.0011000000000002E-2,1.683105607741946E-5,2.2456009552188762E-3,0,0.80771299810374908,null,null,0.19375123274855813,7.9943570325805596E-2,0.30878981021916974,7.3193126528497285E-2,5.5320344069959539E-2,4.4053381687685304E-3,8.4235863153514252E-6,1.6413934720614079E-3,0,0.71705323911913565,null,{"$f":"J8552*VLOOKUP($B8552,$AR$36:$AZ$47,MATCH(AG$2,$AS$2:$BA$2,0)+1,FALSE)","v":0.19504776777619204},{"$f":"K8552*VLOOKUP($B8552,$AR$36:$AZ$47,MATCH(AH$2,$AS$2:$BA$2,0)+1,FALSE)","v":0.30198948191840846},{"$f":"L8552*VLOOKUP($B8552,$AR$36:$AZ$47,MATCH(AI$2,$AS$2:$BA$2,0)+1,FALSE)","v":5.64192577733196E-3},{"$f":"M8552*VLOOKUP($B8552,$AR$36:$AZ$47,MATCH(AJ$2,$AS$2:$BA$2,0)+1,FALSE)","v":7.9340346350005933E-2},{"$f":"N8552*VLOOKUP($B8552,$AR$36:$AZ$47,MATCH(AK$2,$AS$2:$BA$2,0)+1,FALSE)","v":7.2406201461715516E-2},{"$f":"O8552*VLOOKUP($B8552,$AR$36:$AZ$47,MATCH(AL$2,$AS$2:$BA$2,0)+1,FALSE)","v":5.7839397189153902E-2},{"$f":"P8552*VLOOKUP($B8552,$AR$36:$AZ$47,MATCH(AM$2,$AS$2:$BA$2,0)+1,FALSE)","v":8.4235863153514252E-6},{"$f":"Q8552*VLOOKUP($B8552,$AR$36:$AZ$47,MATCH(AN$2,$AS$2:$BA$2,0)+1,FALSE)","v":1.6127032141525868E-3},{"$f":"R8552*VLOOKUP($B8552,$AR$36:$BA$47,MATCH(AO$2,$AS$2:$BA$2,0)+1,FALSE)","v":0},0.71388624727327576]
[2006,12,23,7,null,2013,12,23,7,0.22463485479005546,0.36955137497303048,7.8770371182796187E-3,9.4857058035563657E-2,0.10307559999999999,6.5421000000000007E-2,1.683105607741946E-5,2.2456009552188762E-3,0,0.86767935692822551,null,null,0.21268764806751561,8.3116334006110903E-2,0.32712512481585443,8.1250758536026313E-2,6.0307480785203101E-2,4.4053381687685304E-3,8.4235863153514252E-6,1.6413934720614079E-3,0,0.77054250143785552,null,{"$f":"J8553*VLOOKUP($B8553,$AR$36:$AZ$47,MATCH(AG$2,$AS$2:$BA$2,0)+1,FALSE)","v":0.21411090087346019},{"$f":"K8553*VLOOKUP($B8553,$AR$36:$AZ$47,MATCH(AH$2,$AS$2:$BA$2,0)+1,FALSE)","v":0.31992100677000185},{"$f":"L8553*VLOOKUP($B8553,$AR$36:$AZ$47,MATCH(AI$2,$AS$2:$BA$2,0)+1,FALSE)","v":5.64192577733196E-3},{"$f":"M8553*VLOOKUP($B8553,$AR$36:$AZ$47,MATCH(AJ$2,$AS$2:$BA$2,0)+1,FALSE)","v":8.2489169554376685E-2},{"$f":"N8553*VLOOKUP($B8553,$AR$36:$AZ$47,MATCH(AK$2,$AS$2:$BA$2,0)+1,FALSE)","v":8.0377203031300901E-2},{"$f":"O8553*VLOOKUP($B8553,$AR$36:$AZ$47,MATCH(AL$2,$AS$2:$BA$2,0)+1,FALSE)","v":6.3053626893596795E-2},{"$f":"P8553*VLOOKUP($B8553,$AR$36:$AZ$47,MATCH(AM$2,$AS$2:$BA$2,0)+1,FALSE)","v":8.4235863153514252E-6},{"$f":"Q8553*VLOOKUP($B8553,$AR$36:$AZ$47,MATCH(AN$2,$AS$2:$BA$2,0)+1,FALSE)","v":1.6127032141525868E-3},{"$f":"R8553*VLOOKUP($B8553,$AR$36:$BA$47,MATCH(AO$2,$AS$2:$BA$2,0)+1,FALSE)","v":0},0.76721495970053644]
[2006,12,23,8,null,2013,12,23,8,0.25203866271220948,0.39482783474687738,4.9887901749104254E-3,0.10697397960979589,0.11133760000000001,6.9264000000000006E-2,1.0659668849032324E-5,2.1213161224772018E-3,0,0.9415628430351195,null,null,0.23863398422493953,9.3733510224164721E-2,0.34949972715369187,8.7763393602178247E-2,6.3850099342815117E-2,2.7900475068867356E-3,5.3349379997225689E-6,1.5505490534819082E-3,0,0.83782664604615786,null,{"$f":"J8554*VLOOKUP($B8554,$AR$36:$AZ$47,MATCH(AG$2,$AS$2:$BA$2,0)+1,FALSE)","v":0.24023086345477646},{"$f":"K8554*VLOOKUP($B8554,$AR$36:$AZ$47,MATCH(AH$2,$AS$2:$BA$2,0)+1,FALSE)","v":0.3418028640869194},{"$f":"L8554*VLOOKUP($B8554,$AR$36:$AZ$47,MATCH(AI$2,$AS$2:$BA$2,0)+1,FALSE)","v":3.5732196589769085E-3},{"$f":"M8554*VLOOKUP($B8554,$AR$36:$AZ$47,MATCH(AJ$2,$AS$2:$BA$2,0)+1,FALSE)","v":9.3026232572282971E-2},{"$f":"N8554*VLOOKUP($B8554,$AR$36:$AZ$47,MATCH(AK$2,$AS$2:$BA$2,0)+1,FALSE)","v":8.6819818465454182E-2},{"$f":"O8554*VLOOKUP($B8554,$AR$36:$AZ$47,MATCH(AL$2,$AS$2:$BA$2,0)+1,FALSE)","v":6.6757561228933962E-2},{"$f":"P8554*VLOOKUP($B8554,$AR$36:$AZ$47,MATCH(AM$2,$AS$2:$BA$2,0)+1,FALSE)","v":5.3349379997225689E-6},{"$f":"Q8554*VLOOKUP($B8554,$AR$36:$AZ$47,MATCH(AN$2,$AS$2:$BA$2,0)+1,FALSE)","v":1.5234466840611223E-3},{"$f":"R8554*VLOOKUP($B8554,$AR$36:$BA$47,MATCH(AO$2,$AS$2:$BA$2,0)+1,FALSE)","v":0},0.83373934108940462]
[2006,12,23,9,null,2013,12,23,9,0.2892663165143633,0.40631508890708601,0,0.11175813417241222,0.1143327,7.0805999999999994E-2,0,1.9066423204688544E-3,0,0.99438488191433039,null,null,0.2738816849330592,9.7925516562946541E-2,0.35966819006693074,9.0124322346626512E-2,6.5271571582169174E-2,0,0,1.3936359668445897E-3,0,0.88826492145857683,null,{"$f":"J8555*VLOOKUP($B8555,$AR$36:$AZ$47,MATCH(AG$2,$AS$2:$BA$2,0)+1,FALSE)","v":0.27571443300338472},{"$f":"K8555*VLOOKUP($B8555,$AR$36:$AZ$47,MATCH(AH$2,$AS$2:$BA$2,0)+1,FALSE)","v":0.35174739187070869},{"$f":"L8555*VLOOKUP($B8555,$AR$36:$AZ$47,MATCH(AI$2,$AS$2:$BA$2,0)+1,FALSE)","v":0},{"$f":"M8555*VLOOKUP($B8555,$AR$36:$AZ$47,MATCH(AJ$2,$AS$2:$BA$2,0)+1,FALSE)","v":9.718660761514003E-2},{"$f":"N8555*VLOOKUP($B8555,$AR$36:$AZ$47,MATCH(AK$2,$AS$2:$BA$2,0)+1,FALSE)","v":8.915536403394031E-2},{"$f":"O8555*VLOOKUP($B8555,$AR$36:$AZ$47,MATCH(AL$2,$AS$2:$BA$2,0)+1,FALSE)","v":6.8243761266688283E-2},{"$f":"P8555*VLOOKUP($B8555,$AR$36:$AZ$47,MATCH(AM$2,$AS$2:$BA$2,0)+1,FALSE)","v":0},{"$f":"Q8555*VLOOKUP($B8555,$AR$36:$AZ$47,MATCH(AN$2,$AS$2:$BA$2,0)+1,FALSE)","v":1.3692763139031379E-3},{"$f":"R8555*VLOOKUP($B8555,$AR$36:$BA$47,MATCH(AO$2,$AS$2:$BA$2,0)+1,FALSE)","v":0},0.88341683410376526]
[2006,12,23,10,null,2013,12,23,10,0.3262799129843616,0.4023484379320339,0,9.4992701953629216E-2,0.11579150000000002,7.1718000000000004E-2,0,1.9066423204688544E-3,6.2912000000000016E-4,1.0136663151904934,null,null,0.30892671295011181,8.3235188896124537E-2,0.35615692943257493,9.127424149870865E-2,6.6112286680931137E-2,0,0,1.3936359668445897E-3,6.2912000000000016E-4,0.90772811542529575,null,{"$f":"J8556*VLOOKUP($B8556,$AR$36:$AZ$47,MATCH(AG$2,$AS$2:$BA$2,0)+1,FALSE)","v":0.31099397362571962},{"$f":"K8556*VLOOKUP($B8556,$AR$36:$AZ$47,MATCH(AH$2,$AS$2:$BA$2,0)+1,FALSE)","v":0.34831345802717611},{"$f":"L8556*VLOOKUP($B8556,$AR$36:$AZ$47,MATCH(AI$2,$AS$2:$BA$2,0)+1,FALSE)","v":0},{"$f":"M8556*VLOOKUP($B8556,$AR$36:$AZ$47,MATCH(AJ$2,$AS$2:$BA$2,0)+1,FALSE)","v":8.2607127610298411E-2},{"$f":"N8556*VLOOKUP($B8556,$AR$36:$AZ$47,MATCH(AK$2,$AS$2:$BA$2,0)+1,FALSE)","v":9.0292920000454829E-2},{"$f":"O8556*VLOOKUP($B8556,$AR$36:$AZ$47,MATCH(AL$2,$AS$2:$BA$2,0)+1,FALSE)","v":6.9122758954387353E-2},{"$f":"P8556*VLOOKUP($B8556,$AR$36:$AZ$47,MATCH(AM$2,$AS$2:$BA$2,0)+1,FALSE)","v":0},{"$f":"Q8556*VLOOKUP($B8556,$AR$36:$AZ$47,MATCH(AN$2,$AS$2:$BA$2,0)+1,FALSE)","v":1.3692763139031379E-3},{"$f":"R8556*VLOOKUP($B8556,$AR$36:$BA$47,MATCH(AO$2,$AS$2:$BA$2,0)+1,FALSE)","v":6.2912000000000016E-4},0.90332863453193957]
[2006,12,23,11,null,2013,12,23,11,0.3231594236369556,0.41302281864297929,0,0.10248170342563333,0.11608039999999996,7.2620000000000004E-2,0,1.9066423204688544E-3,5.9935999999999995E-4,1.0298703480260369,null,null,0.30597218685602101,8.9797255658578629E-2,0.36560584062294676,9.1501970894812601E-2,6.6943783412382094E-2,0,0,1.3936359668445897E-3,5.9935999999999995E-4,0.92181403341158574,null,{"$f":"J8557*VLOOKUP($B8557,$AR$36:$AZ$47,MATCH(AG$2,$AS$2:$BA$2,0)+1,FALSE)","v":0.30801967657834656},{"$f":"K8557*VLOOKUP($B8557,$AR$36:$AZ$47,MATCH(AH$2,$AS$2:$BA$2,0)+1,FALSE)","v":0.35755428042687948},{"$f":"L8557*VLOOKUP($B8557,$AR$36:$AZ$47,MATCH(AI$2,$AS$2:$BA$2,0)+1,FALSE)","v":0},{"$f":"M8557*VLOOKUP($B8557,$AR$36:$AZ$47,MATCH(AJ$2,$AS$2:$BA$2,0)+1,FALSE)","v":8.9119679496374338E-2},{"$f":"N8557*VLOOKUP($B8557,$AR$36:$AZ$47,MATCH(AK$2,$AS$2:$BA$2,0)+1,FALSE)","v":9.0518200997662099E-2},{"$f":"O8557*VLOOKUP($B8557,$AR$36:$AZ$47,MATCH(AL$2,$AS$2:$BA$2,0)+1,FALSE)","v":6.9992118509545856E-2},{"$f":"P8557*VLOOKUP($B8557,$AR$36:$AZ$47,MATCH(AM$2,$AS$2:$BA$2,0)+1,FALSE)","v":0},{"$f":"Q8557*VLOOKUP($B8557,$AR$36:$AZ$47,MATCH(AN$2,$AS$2:$BA$2,0)+1,FALSE)","v":1.3692763139031379E-3},{"$f":"R8557*VLOOKUP($B8557,$AR$36:$BA$47,MATCH(AO$2,$AS$2:$BA$2,0)+1,FALSE)","v":5.9935999999999995E-4},0.91717259232271153]
[2006,12,23,12,null,2013,12,23,12,0.33184893847582625,0.41779707147546935,0,0.10445683920927094,0.11627180000000001,7.3484999999999995E-2,0,1.9066423204688544E-3,6.1375999999999976E-4,1.0463800514810353,null,null,0.31419954977196063,9.1527923348469417E-2,0.36983198659208227,9.1652844575720593E-2,6.77411721847824E-2,0,0,1.3936359668445897E-3,6.1375999999999976E-4,0.93696087243985993,null,{"$f":"J8558*VLOOKUP($B8558,$AR$36:$AZ$47,MATCH(AG$2,$AS$2:$BA$2,0)+1,FALSE)","v":0.31630209495924627},{"$f":"K8558*VLOOKUP($B8558,$AR$36:$AZ$47,MATCH(AH$2,$AS$2:$BA$2,0)+1,FALSE)","v":0.36168735603201341},{"$f":"L8558*VLOOKUP($B8558,$AR$36:$AZ$47,MATCH(AI$2,$AS$2:$BA$2,0)+1,FALSE)","v":0},{"$f":"M8558*VLOOKUP($B8558,$AR$36:$AZ$47,MATCH(AJ$2,$AS$2:$BA$2,0)+1,FALSE)","v":9.0837288221792711E-2},{"$f":"N8558*VLOOKUP($B8558,$AR$36:$AZ$47,MATCH(AK$2,$AS$2:$BA$2,0)+1,FALSE)","v":9.0667452582520153E-2},{"$f":"O8558*VLOOKUP($B8558,$AR$36:$AZ$47,MATCH(AL$2,$AS$2:$BA$2,0)+1,FALSE)","v":7.0825816974304276E-2},{"$f":"P8558*VLOOKUP($B8558,$AR$36:$AZ$47,MATCH(AM$2,$AS$2:$BA$2,0)+1,FALSE)","v":0},{"$f":"Q8558*VLOOKUP($B8558,$AR$36:$AZ$47,MATCH(AN$2,$AS$2:$BA$2,0)+1,FALSE)","v":1.3692763139031379E-3},{"$f":"R8558*VLOOKUP($B8558,$AR$36:$BA$47,MATCH(AO$2,$AS$2:$BA$2,0)+1,FALSE)","v":6.1375999999999976E-4},0.93230304508377992]
[2006,12,23,13,null,2013,12,23,13,0.31145786444910867,0.42368445660789339,0,0.11456933719825477,0.11532700000000003,7.2576000000000002E-2,0,1.9066423204688544E-3,6.0512000000000012E-4,1.0401264205757257,null,null,0.29489297519622759,0.10038876910834298,0.37504347199495425,9.0908092988877184E-2,6.6903222596213757E-2,0,0,1.3936359668445897E-3,6.0512000000000012E-4,0.93013528785146038,null,{"$f":"J8559*VLOOKUP($B8559,$AR$36:$AZ$47,MATCH(AG$2,$AS$2:$BA$2,0)+1,FALSE)","v":0.2968663255915836},{"$f":"K8559*VLOOKUP($B8559,$AR$36:$AZ$47,MATCH(AH$2,$AS$2:$BA$2,0)+1,FALSE)","v":0.36678407141819025},{"$f":"L8559*VLOOKUP($B8559,$AR$36:$AZ$47,MATCH(AI$2,$AS$2:$BA$2,0)+1,FALSE)","v":0},{"$f":"M8559*VLOOKUP($B8559,$AR$36:$AZ$47,MATCH(AJ$2,$AS$2:$BA$2,0)+1,FALSE)","v":9.9631273387544253E-2},{"$f":"N8559*VLOOKUP($B8559,$AR$36:$AZ$47,MATCH(AK$2,$AS$2:$BA$2,0)+1,FALSE)","v":8.9930708082134297E-2},{"$f":"O8559*VLOOKUP($B8559,$AR$36:$AZ$47,MATCH(AL$2,$AS$2:$BA$2,0)+1,FALSE)","v":6.9949710726367395E-2},{"$f":"P8559*VLOOKUP($B8559,$AR$36:$AZ$47,MATCH(AM$2,$AS$2:$BA$2,0)+1,FALSE)","v":0},{"$f":"Q8559*VLOOKUP($B8559,$AR$36:$AZ$47,MATCH(AN$2,$AS$2:$BA$2,0)+1,FALSE)","v":1.3692763139031379E-3},{"$f":"R8559*VLOOKUP($B8559,$AR$36:$BA$47,MATCH(AO$2,$AS$2:$BA$2,0)+1,FALSE)","v":6.0512000000000012E-4},0.92513648551972294]
[2006,12,23,14,null,2013,12,23,14,0.30384931047806174,0.42181489932753052,0,0.11222857318965496,0.11576329999999999,7.1669999999999998E-2,0,1.9066423204688544E-3,6.2015999999999981E-4,1.0278528853157161,null,null,0.28768908223487416,9.8337728024027224E-2,0.37338854875529986,9.1252012461082679E-2,6.6068038517838393E-2,0,0,1.3936359668445897E-3,6.2015999999999981E-4,0.9187492059599669,null,{"$f":"J8560*VLOOKUP($B8560,$AR$36:$AZ$47,MATCH(AG$2,$AS$2:$BA$2,0)+1,FALSE)","v":0.28961422597147907},{"$f":"K8560*VLOOKUP($B8560,$AR$36:$AZ$47,MATCH(AH$2,$AS$2:$BA$2,0)+1,FALSE)","v":0.36516559375079821},{"$f":"L8560*VLOOKUP($B8560,$AR$36:$AZ$47,MATCH(AI$2,$AS$2:$BA$2,0)+1,FALSE)","v":0},{"$f":"M8560*VLOOKUP($B8560,$AR$36:$AZ$47,MATCH(AJ$2,$AS$2:$BA$2,0)+1,FALSE)","v":9.7595708684285368E-2},{"$f":"N8560*VLOOKUP($B8560,$AR$36:$AZ$47,MATCH(AK$2,$AS$2:$BA$2,0)+1,FALSE)","v":9.0270929955036841E-2},{"$f":"O8560*VLOOKUP($B8560,$AR$36:$AZ$47,MATCH(AL$2,$AS$2:$BA$2,0)+1,FALSE)","v":6.9076495918192662E-2},{"$f":"P8560*VLOOKUP($B8560,$AR$36:$AZ$47,MATCH(AM$2,$AS$2:$BA$2,0)+1,FALSE)","v":0},{"$f":"Q8560*VLOOKUP($B8560,$AR$36:$AZ$47,MATCH(AN$2,$AS$2:$BA$2,0)+1,FALSE)","v":1.3692763139031379E-3},{"$f":"R8560*VLOOKUP($B8560,$AR$36:$BA$47,MATCH(AO$2,$AS$2:$BA$2,0)+1,FALSE)","v":6.2015999999999981E-4},0.91371239059369525]
[2006,12,23,15,null,2013,12,23,15,0.33505178608028408,0.4050501467698322,0,9.2970029239141327E-2,0.11543979999999995,7.2104000000000001E-2,0,1.9066423204688544E-3,5.9968000000000011E-4,1.0231220844097264,null,null,0.31723205389847947,8.1462868054596946E-2,0.35854846928503892,9.0997009139380872E-2,6.6468115659135199E-2,0,0,1.3936359668445897E-3,5.9968000000000011E-4,0.9167018320034761,null,{"$f":"J8561*VLOOKUP($B8561,$AR$36:$AZ$47,MATCH(AG$2,$AS$2:$BA$2,0)+1,FALSE)","v":0.3193548918486328},{"$f":"K8561*VLOOKUP($B8561,$AR$36:$AZ$47,MATCH(AH$2,$AS$2:$BA$2,0)+1,FALSE)","v":0.35065233015679798},{"$f":"L8561*VLOOKUP($B8561,$AR$36:$AZ$47,MATCH(AI$2,$AS$2:$BA$2,0)+1,FALSE)","v":0},{"$f":"M8561*VLOOKUP($B8561,$AR$36:$AZ$47,MATCH(AJ$2,$AS$2:$BA$2,0)+1,FALSE)","v":8.0848180032187272E-2},{"$f":"N8561*VLOOKUP($B8561,$AR$36:$AZ$47,MATCH(AK$2,$AS$2:$BA$2,0)+1,FALSE)","v":9.0018668263806056E-2},{"$f":"O8561*VLOOKUP($B8561,$AR$36:$AZ$47,MATCH(AL$2,$AS$2:$BA$2,0)+1,FALSE)","v":6.949479087045296E-2},{"$f":"P8561*VLOOKUP($B8561,$AR$36:$AZ$47,MATCH(AM$2,$AS$2:$BA$2,0)+1,FALSE)","v":0},{"$f":"Q8561*VLOOKUP($B8561,$AR$36:$AZ$47,MATCH(AN$2,$AS$2:$BA$2,0)+1,FALSE)","v":1.3692763139031379E-3},{"$f":"R8561*VLOOKUP($B8561,$AR$36:$BA$47,MATCH(AO$2,$AS$2:$BA$2,0)+1,FALSE)","v":5.9968000000000011E-4},0.91233781748578024]
[2006,12,23,16,null,2013,12,23,16,0.34016503054131197,0.40918505057568511,0,0.10041158684696201,0.11394169999999999,7.1017999999999998E-2,0,1.9066423204688544E-3,5.8207999999999969E-4,1.0372100902844279,null,null,0.32207335040799345,8.7983363212958771E-2,0.36220866652741124,8.9816111222096692E-2,6.5467000969162095E-2,0,0,1.3936359668445897E-3,5.8207999999999969E-4,0.92952420830646687,null,{"$f":"J8562*VLOOKUP($B8562,$AR$36:$AZ$47,MATCH(AG$2,$AS$2:$BA$2,0)+1,FALSE)","v":0.32422858510945879},{"$f":"K8562*VLOOKUP($B8562,$AR$36:$AZ$47,MATCH(AH$2,$AS$2:$BA$2,0)+1,FALSE)","v":0.35423192064962761},{"$f":"L8562*VLOOKUP($B8562,$AR$36:$AZ$47,MATCH(AI$2,$AS$2:$BA$2,0)+1,FALSE)","v":0},{"$f":"M8562*VLOOKUP($B8562,$AR$36:$AZ$47,MATCH(AJ$2,$AS$2:$BA$2,0)+1,FALSE)","v":8.7319473997788014E-2},{"$f":"N8562*VLOOKUP($B8562,$AR$36:$AZ$47,MATCH(AK$2,$AS$2:$BA$2,0)+1,FALSE)","v":8.885046659569848E-2},{"$f":"O8562*VLOOKUP($B8562,$AR$36:$AZ$47,MATCH(AL$2,$AS$2:$BA$2,0)+1,FALSE)","v":6.8448089676548154E-2},{"$f":"P8562*VLOOKUP($B8562,$AR$36:$AZ$47,MATCH(AM$2,$AS$2:$BA$2,0)+1,FALSE)","v":0},{"$f":"Q8562*VLOOKUP($B8562,$AR$36:$AZ$47,MATCH(AN$2,$AS$2:$BA$2,0)+1,FALSE)","v":1.3692763139031379E-3},{"$f":"R8562*VLOOKUP($B8562,$AR$36:$BA$47,MATCH(AO$2,$AS$2:$BA$2,0)+1,FALSE)","v":5.8207999999999969E-4},0.92502989234302435]
[2006,12,23,17,null,2013,12,23,17,0.39170536780913173,0.42344270393843464,3.1508148473118479E-3,0.10926443249526353,0.11249489999999999,7.0037000000000002E-2,6.7324224309677838E-6,2.0422257743688624E-3,5.9424000000000022E-4,1.1127384172869415,null,null,0.37087251438610463,9.5740467334118673E-2,0.37482947367827357,8.867565123496178E-2,6.4562679135954343E-2,1.7621352675074122E-3,3.3694345261405702E-6,1.4927389689313164E-3,5.9424000000000022E-4,0.99853326944037801,null,{"$f":"J8563*VLOOKUP($B8563,$AR$36:$AZ$47,MATCH(AG$2,$AS$2:$BA$2,0)+1,FALSE)","v":0.37335430094749528},{"$f":"K8563*VLOOKUP($B8563,$AR$36:$AZ$47,MATCH(AH$2,$AS$2:$BA$2,0)+1,FALSE)","v":0.36657478588269948},{"$f":"L8563*VLOOKUP($B8563,$AR$36:$AZ$47,MATCH(AI$2,$AS$2:$BA$2,0)+1,FALSE)","v":2.2567703109327843E-3},{"$f":"M8563*VLOOKUP($B8563,$AR$36:$AZ$47,MATCH(AJ$2,$AS$2:$BA$2,0)+1,FALSE)","v":9.5018045942193888E-2},{"$f":"N8563*VLOOKUP($B8563,$AR$36:$AZ$47,MATCH(AK$2,$AS$2:$BA$2,0)+1,FALSE)","v":8.7722268095319286E-2},{"$f":"O8563*VLOOKUP($B8563,$AR$36:$AZ$47,MATCH(AL$2,$AS$2:$BA$2,0)+1,FALSE)","v":6.7502588874319244E-2},{"$f":"P8563*VLOOKUP($B8563,$AR$36:$AZ$47,MATCH(AM$2,$AS$2:$BA$2,0)+1,FALSE)","v":3.3694345261405702E-6},{"$f":"Q8563*VLOOKUP($B8563,$AR$36:$AZ$47,MATCH(AN$2,$AS$2:$BA$2,0)+1,FALSE)","v":1.4666470740029168E-3},{"$f":"R8563*VLOOKUP($B8563,$AR$36:$BA$47,MATCH(AO$2,$AS$2:$BA$2,0)+1,FALSE)","v":5.9424000000000022E-4},0.99449301656148892]
[2006,12,23,18,null,2013,12,23,18,0.46785942923770862,0.42109138410892155,7.8770371182796187E-3,0.10660783589504361,0.10958869999999994,6.7978999999999998E-2,1.683105607741946E-5,2.2456009552188762E-3,5.6223999999999955E-4,1.1838280583712499,null,null,0.44297632138956777,9.3412685143566293E-2,0.37274809651449603,8.6384799137497359E-2,6.2665539143353377E-2,4.4053381687685304E-3,8.4235863153514252E-6,1.6413934720614079E-3,5.6223999999999955E-4,1.064804836555626,null,{"$f":"J8564*VLOOKUP($B8564,$AR$36:$AZ$47,MATCH(AG$2,$AS$2:$BA$2,0)+1,FALSE)","v":0.44594060868181606},{"$f":"K8564*VLOOKUP($B8564,$AR$36:$AZ$47,MATCH(AH$2,$AS$2:$BA$2,0)+1,FALSE)","v":0.36453924587922637},{"$f":"L8564*VLOOKUP($B8564,$AR$36:$AZ$47,MATCH(AI$2,$AS$2:$BA$2,0)+1,FALSE)","v":5.64192577733196E-3},{"$f":"M8564*VLOOKUP($B8564,$AR$36:$AZ$47,MATCH(AJ$2,$AS$2:$BA$2,0)+1,FALSE)","v":9.2707828316522189E-2},{"$f":"N8564*VLOOKUP($B8564,$AR$36:$AZ$47,MATCH(AK$2,$AS$2:$BA$2,0)+1,FALSE)","v":8.5456045755118781E-2},{"$f":"O8564*VLOOKUP($B8564,$AR$36:$AZ$47,MATCH(AL$2,$AS$2:$BA$2,0)+1,FALSE)","v":6.5519061197472014E-2},{"$f":"P8564*VLOOKUP($B8564,$AR$36:$AZ$47,MATCH(AM$2,$AS$2:$BA$2,0)+1,FALSE)","v":8.4235863153514252E-6},{"$f":"Q8564*VLOOKUP($B8564,$AR$36:$AZ$47,MATCH(AN$2,$AS$2:$BA$2,0)+1,FALSE)","v":1.6127032141525868E-3},{"$f":"R8564*VLOOKUP($B8564,$AR$36:$BA$47,MATCH(AO$2,$AS$2:$BA$2,0)+1,FALSE)","v":5.6223999999999955E-4},1.0619880824079555]
[2006,12,23,19,null,2013,12,23,19,0.48397586409176202,0.39811567259959446,7.8770371182796187E-3,9.610528496684613E-2,0.10138809999999998,6.4901E-2,1.683105607741946E-5,2.2456009552188762E-3,5.5167999999999981E-4,1.1551770707877786,null,null,0.45823560351453252,8.4210064390380243E-2,0.35241010563090047,7.9920563465325334E-2,5.9828125685031812E-2,4.4053381687685304E-3,8.4235863153514252E-6,1.6413934720614079E-3,5.5167999999999981E-4,1.0412112979133157,null,{"$f":"J8565*VLOOKUP($B8565,$AR$36:$AZ$47,MATCH(AG$2,$AS$2:$BA$2,0)+1,FALSE)","v":0.46130200212494332},{"$f":"K8565*VLOOKUP($B8565,$AR$36:$AZ$47,MATCH(AH$2,$AS$2:$BA$2,0)+1,FALSE)","v":0.3446491487097666},{"$f":"L8565*VLOOKUP($B8565,$AR$36:$AZ$47,MATCH(AI$2,$AS$2:$BA$2,0)+1,FALSE)","v":5.64192577733196E-3},{"$f":"M8565*VLOOKUP($B8565,$AR$36:$AZ$47,MATCH(AJ$2,$AS$2:$BA$2,0)+1,FALSE)","v":8.3574647062421431E-2},{"$f":"N8565*VLOOKUP($B8565,$AR$36:$AZ$47,MATCH(AK$2,$AS$2:$BA$2,0)+1,FALSE)","v":7.9061309356024498E-2},{"$f":"O8565*VLOOKUP($B8565,$AR$36:$AZ$47,MATCH(AL$2,$AS$2:$BA$2,0)+1,FALSE)","v":6.2552444001487684E-2},{"$f":"P8565*VLOOKUP($B8565,$AR$36:$AZ$47,MATCH(AM$2,$AS$2:$BA$2,0)+1,FALSE)","v":8.4235863153514252E-6},{"$f":"Q8565*VLOOKUP($B8565,$AR$36:$AZ$47,MATCH(AN$2,$AS$2:$BA$2,0)+1,FALSE)","v":1.6127032141525868E-3},{"$f":"R8565*VLOOKUP($B8565,$AR$36:$BA$47,MATCH(AO$2,$AS$2:$BA$2,0)+1,FALSE)","v":5.5167999999999981E-4},1.0389542838324435]
[2006,12,23,20,null,2013,12,23,20,0.44353640800363386,0.39548504901428777,7.8770371182796187E-3,0.10803599443634618,9.75998E-2,6.4422999999999994E-2,1.683105607741946E-5,2.2456009552188762E-3,5.1647999999999983E-4,1.1197362005838436,null,null,0.41994692025319247,9.4664076497998573E-2,0.3500814901068755,7.6934383917866708E-2,5.9387487727566662E-2,4.4053381687685304E-3,8.4235863153514252E-6,1.6413934720614079E-3,5.1647999999999983E-4,1.0075859937306451,null,{"$f":"J8566*VLOOKUP($B8566,$AR$36:$AZ$47,MATCH(AG$2,$AS$2:$BA$2,0)+1,FALSE)","v":0.42275710052472576},{"$f":"K8566*VLOOKUP($B8566,$AR$36:$AZ$47,MATCH(AH$2,$AS$2:$BA$2,0)+1,FALSE)","v":0.34237181515660192},{"$f":"L8566*VLOOKUP($B8566,$AR$36:$AZ$47,MATCH(AI$2,$AS$2:$BA$2,0)+1,FALSE)","v":5.64192577733196E-3},{"$f":"M8566*VLOOKUP($B8566,$AR$36:$AZ$47,MATCH(AJ$2,$AS$2:$BA$2,0)+1,FALSE)","v":9.3949777144619634E-2},{"$f":"N8566*VLOOKUP($B8566,$AR$36:$AZ$47,MATCH(AK$2,$AS$2:$BA$2,0)+1,FALSE)","v":7.6107235275995125E-2},{"$f":"O8566*VLOOKUP($B8566,$AR$36:$AZ$47,MATCH(AL$2,$AS$2:$BA$2,0)+1,FALSE)","v":6.2091741266048911E-2},{"$f":"P8566*VLOOKUP($B8566,$AR$36:$AZ$47,MATCH(AM$2,$AS$2:$BA$2,0)+1,FALSE)","v":8.4235863153514252E-6},{"$f":"Q8566*VLOOKUP($B8566,$AR$36:$AZ$47,MATCH(AN$2,$AS$2:$BA$2,0)+1,FALSE)","v":1.6127032141525868E-3},{"$f":"R8566*VLOOKUP($B8566,$AR$36:$BA$47,MATCH(AO$2,$AS$2:$BA$2,0)+1,FALSE)","v":5.1647999999999983E-4},1.0050572019457913]
[2006,12,23,21,null,2013,12,23,21,0.42054056762604164,0.38901382577543331,7.8770371182796187E-3,0.1065388312964592,9.5741199999999957E-2,6.3688999999999996E-2,1.683105607741946E-5,2.2456009552188762E-3,4.7327999999999997E-4,1.0861361738275104,null,null,0.39817411384780549,9.3352221437620994E-2,0.34435319398058989,7.5469316920293447E-2,5.871085956694027E-2,4.4053381687685304E-3,8.4235863153514252E-6,1.6413934720614079E-3,4.7327999999999997E-4,0.97658814098039537,null,{"$f":"J8567*VLOOKUP($B8567,$AR$36:$AZ$47,MATCH(AG$2,$AS$2:$BA$2,0)+1,FALSE)","v":0.40083859591781495},{"$f":"K8567*VLOOKUP($B8567,$AR$36:$AZ$47,MATCH(AH$2,$AS$2:$BA$2,0)+1,FALSE)","v":0.33676967051904283},{"$f":"L8567*VLOOKUP($B8567,$AR$36:$AZ$47,MATCH(AI$2,$AS$2:$BA$2,0)+1,FALSE)","v":5.64192577733196E-3},{"$f":"M8567*VLOOKUP($B8567,$AR$36:$AZ$47,MATCH(AJ$2,$AS$2:$BA$2,0)+1,FALSE)","v":9.2647820846856341E-2},{"$f":"N8567*VLOOKUP($B8567,$AR$36:$AZ$47,MATCH(AK$2,$AS$2:$BA$2,0)+1,FALSE)","v":7.4657919729406219E-2},{"$f":"O8567*VLOOKUP($B8567,$AR$36:$AZ$47,MATCH(AL$2,$AS$2:$BA$2,0)+1,FALSE)","v":6.1384302337571819E-2},{"$f":"P8567*VLOOKUP($B8567,$AR$36:$AZ$47,MATCH(AM$2,$AS$2:$BA$2,0)+1,FALSE)","v":8.4235863153514252E-6},{"$f":"Q8567*VLOOKUP($B8567,$AR$36:$AZ$47,MATCH(AN$2,$AS$2:$BA$2,0)+1,FALSE)","v":1.6127032141525868E-3},{"$f":"R8567*VLOOKUP($B8567,$AR$36:$BA$47,MATCH(AO$2,$AS$2:$BA$2,0)+1,FALSE)","v":4.7327999999999997E-4},0.9740346419284921]
[2006,12,23,22,null,2013,12,23,22,0.39115530593723347,0.3846524318671376,7.8770371182796187E-3,0.11177133728835011,9.4150700000000004E-2,6.2446000000000002E-2,1.683105607741946E-5,2.2456009552188762E-3,4.6975999999999978E-4,1.0547850042222975,null,null,0.37035170755968849,9.7937085492206435E-2,0.34049250877348858,7.4215583432915774E-2,5.756501651018469E-2,4.4053381687685304E-3,8.4235863153514252E-6,1.6413934720614079E-3,4.6975999999999978E-4,0.94708681699562924,null,{"$f":"J8568*VLOOKUP($B8568,$AR$36:$AZ$47,MATCH(AG$2,$AS$2:$BA$2,0)+1,FALSE)","v":0.37283000901141816},{"$f":"K8568*VLOOKUP($B8568,$AR$36:$AZ$47,MATCH(AH$2,$AS$2:$BA$2,0)+1,FALSE)","v":0.33299400731074236},{"$f":"L8568*VLOOKUP($B8568,$AR$36:$AZ$47,MATCH(AI$2,$AS$2:$BA$2,0)+1,FALSE)","v":5.64192577733196E-3},{"$f":"M8568*VLOOKUP($B8568,$AR$36:$AZ$47,MATCH(AJ$2,$AS$2:$BA$2,0)+1,FALSE)","v":9.7198089249630928E-2},{"$f":"N8568*VLOOKUP($B8568,$AR$36:$AZ$47,MATCH(AK$2,$AS$2:$BA$2,0)+1,FALSE)","v":7.3417665572056853E-2},{"$f":"O8568*VLOOKUP($B8568,$AR$36:$AZ$47,MATCH(AL$2,$AS$2:$BA$2,0)+1,FALSE)","v":6.0186282462780231E-2},{"$f":"P8568*VLOOKUP($B8568,$AR$36:$AZ$47,MATCH(AM$2,$AS$2:$BA$2,0)+1,FALSE)","v":8.4235863153514252E-6},{"$f":"Q8568*VLOOKUP($B8568,$AR$36:$AZ$47,MATCH(AN$2,$AS$2:$BA$2,0)+1,FALSE)","v":1.6127032141525868E-3},{"$f":"R8568*VLOOKUP($B8568,$AR$36:$BA$47,MATCH(AO$2,$AS$2:$BA$2,0)+1,FALSE)","v":4.6975999999999978E-4},0.94435886618442844]
[2006,12,23,23,null,2013,12,23,23,0.32764504061774991,0.37174325224615046,7.8770371182796187E-3,0.10565073635242532,9.2273699999999972E-2,6.1740000000000003E-2,1.683105607741946E-5,2.2456009552188762E-3,4.0831999999999994E-4,0.96960051834590155,null,null,0.3102192362583433,9.2574048494814945E-2,0.32906536418474525,7.2736012382423484E-2,5.6914199778029063E-2,4.4053381687685304E-3,8.4235863153514252E-6,1.6413934720614079E-3,4.0831999999999994E-4,0.8679723363255013,null,{"$f":"J8569*VLOOKUP($B8569,$AR$36:$AZ$47,MATCH(AG$2,$AS$2:$BA$2,0)+1,FALSE)","v":0.31229514617823911},{"$f":"K8569*VLOOKUP($B8569,$AR$36:$AZ$47,MATCH(AH$2,$AS$2:$BA$2,0)+1,FALSE)","v":0.32181851718782672},{"$f":"L8569*VLOOKUP($B8569,$AR$36:$AZ$47,MATCH(AI$2,$AS$2:$BA$2,0)+1,FALSE)","v":5.64192577733196E-3},{"$f":"M8569*VLOOKUP($B8569,$AR$36:$AZ$47,MATCH(AJ$2,$AS$2:$BA$2,0)+1,FALSE)","v":9.1875519703051842E-2},{"$f":"N8569*VLOOKUP($B8569,$AR$36:$AZ$47,MATCH(AK$2,$AS$2:$BA$2,0)+1,FALSE)","v":7.1954001910727164E-2},{"$f":"O8569*VLOOKUP($B8569,$AR$36:$AZ$47,MATCH(AL$2,$AS$2:$BA$2,0)+1,FALSE)","v":5.9505830305416708E-2},{"$f":"P8569*VLOOKUP($B8569,$AR$36:$AZ$47,MATCH(AM$2,$AS$2:$BA$2,0)+1,FALSE)","v":8.4235863153514252E-6},{"$f":"Q8569*VLOOKUP($B8569,$AR$36:$AZ$47,MATCH(AN$2,$AS$2:$BA$2,0)+1,FALSE)","v":1.6127032141525868E-3},{"$f":"R8569*VLOOKUP($B8569,$AR$36:$BA$47,MATCH(AO$2,$AS$2:$BA$2,0)+1,FALSE)","v":4.0831999999999994E-4},0.86512038786306145]
[2006,12,23,24,null,2013,12,23,24,0.22044639679669747,0.38296638415627793,7.8770371182796187E-3,0.13219354712202289,9.0574600000000005E-2,6.0682E-2,1.683105607741946E-5,2.2456009552188762E-3,2.4127999999999997E-4,0.89724367720457432,null,null,0.20872195324927614,0.11583158115579781,0.33900002733460688,7.1396673452273574E-2,5.5938896516526712E-2,4.4053381687685304E-3,8.4235863153514252E-6,1.6413934720614079E-3,2.4127999999999997E-4,0.79718556693562637,null,{"$f":"J8570*VLOOKUP($B8570,$AR$36:$AZ$47,MATCH(AG$2,$AS$2:$BA$2,0)+1,FALSE)","v":0.21011866861250197},{"$f":"K8570*VLOOKUP($B8570,$AR$36:$AZ$47,MATCH(AH$2,$AS$2:$BA$2,0)+1,FALSE)","v":0.33153439406709023},{"$f":"L8570*VLOOKUP($B8570,$AR$36:$AZ$47,MATCH(AI$2,$AS$2:$BA$2,0)+1,FALSE)","v":5.64192577733196E-3},{"$f":"M8570*VLOOKUP($B8570,$AR$36:$AZ$47,MATCH(AJ$2,$AS$2:$BA$2,0)+1,FALSE)","v":0.11495755981020114},{"$f":"N8570*VLOOKUP($B8570,$AR$36:$AZ$47,MATCH(AK$2,$AS$2:$BA$2,0)+1,FALSE)","v":7.0629062684853333E-2},{"$f":"O8570*VLOOKUP($B8570,$AR$36:$AZ$47,MATCH(AL$2,$AS$2:$BA$2,0)+1,FALSE)","v":5.8486115882625464E-2},{"$f":"P8570*VLOOKUP($B8570,$AR$36:$AZ$47,MATCH(AM$2,$AS$2:$BA$2,0)+1,FALSE)","v":8.4235863153514252E-6},{"$f":"Q8570*VLOOKUP($B8570,$AR$36:$AZ$47,MATCH(AN$2,$AS$2:$BA$2,0)+1,FALSE)","v":1.6127032141525868E-3},{"$f":"R8570*VLOOKUP($B8570,$AR$36:$BA$47,MATCH(AO$2,$AS$2:$BA$2,0)+1,FALSE)","v":2.4127999999999997E-4},0.79323013363507211]
[2006,12,24,1,null,2013,12,24,1,0.2285566200621458,0.34550194115109556,7.8770371182796187E-3,9.6038994281240672E-2,8.9666299999999977E-2,5.9327999999999999E-2,1.683105607741946E-5,2.2456009552188762E-3,8.3519999999999756E-5,0.82931484462405791,null,null,0.21640083421920753,8.4151978688795329E-2,0.30583668003243231,7.068069349214455E-2,5.4690729582619176E-2,4.4053381687685304E-3,8.4235863153514252E-6,1.6413934720614079E-3,8.3519999999999756E-5,0.73789959124234428,null,{"$f":"J8571*VLOOKUP($B8571,$AR$36:$AZ$47,MATCH(AG$2,$AS$2:$BA$2,0)+1,FALSE)","v":0.21784893474272013},{"$f":"K8571*VLOOKUP($B8571,$AR$36:$AZ$47,MATCH(AH$2,$AS$2:$BA$2,0)+1,FALSE)","v":0.29910138708620698},{"$f":"L8571*VLOOKUP($B8571,$AR$36:$AZ$47,MATCH(AI$2,$AS$2:$BA$2,0)+1,FALSE)","v":5.64192577733196E-3},{"$f":"M8571*VLOOKUP($B8571,$AR$36:$AZ$47,MATCH(AJ$2,$AS$2:$BA$2,0)+1,FALSE)","v":8.3516999653593563E-2},{"$f":"N8571*VLOOKUP($B8571,$AR$36:$AZ$47,MATCH(AK$2,$AS$2:$BA$2,0)+1,FALSE)","v":6.9920780477295649E-2},{"$f":"O8571*VLOOKUP($B8571,$AR$36:$AZ$47,MATCH(AL$2,$AS$2:$BA$2,0)+1,FALSE)","v":5.7181112736633656E-2},{"$f":"P8571*VLOOKUP($B8571,$AR$36:$AZ$47,MATCH(AM$2,$AS$2:$BA$2,0)+1,FALSE)","v":8.4235863153514252E-6},{"$f":"Q8571*VLOOKUP($B8571,$AR$36:$AZ$47,MATCH(AN$2,$AS$2:$BA$2,0)+1,FALSE)","v":1.6127032141525868E-3},{"$f":"R8571*VLOOKUP($B8571,$AR$36:$BA$47,MATCH(AO$2,$AS$2:$BA$2,0)+1,FALSE)","v":8.3519999999999756E-5},0.73491578727424989]
[2006,12,24,2,null,2013,12,24,2,0.205241227762161,0.33760068097288526,7.8770371182796187E-3,9.1080266648068064E-2,8.9248799999999975E-2,5.8978999999999997E-2,1.683105607741946E-5,2.2456009552188762E-3,5.567999999999984E-5,0.79234512451269012,null,null,0.19432547126322353,7.9807006677860906E-2,0.29884252198826805,7.0351593378356309E-2,5.436900856346575E-2,4.4053381687685304E-3,8.4235863153514252E-6,1.6413934720614079E-3,5.567999999999984E-5,0.7038064370983198,null,{"$f":"J8572*VLOOKUP($B8572,$AR$36:$AZ$47,MATCH(AG$2,$AS$2:$BA$2,0)+1,FALSE)","v":0.1956258489520778},{"$f":"K8572*VLOOKUP($B8572,$AR$36:$AZ$47,MATCH(AH$2,$AS$2:$BA$2,0)+1,FALSE)","v":0.29226125799414437},{"$f":"L8572*VLOOKUP($B8572,$AR$36:$AZ$47,MATCH(AI$2,$AS$2:$BA$2,0)+1,FALSE)","v":5.64192577733196E-3},{"$f":"M8572*VLOOKUP($B8572,$AR$36:$AZ$47,MATCH(AJ$2,$AS$2:$BA$2,0)+1,FALSE)","v":7.9204813159749421E-2},{"$f":"N8572*VLOOKUP($B8572,$AR$36:$AZ$47,MATCH(AK$2,$AS$2:$BA$2,0)+1,FALSE)","v":6.9595218634671704E-2},{"$f":"O8572*VLOOKUP($B8572,$AR$36:$AZ$47,MATCH(AL$2,$AS$2:$BA$2,0)+1,FALSE)","v":5.6844741910968118E-2},{"$f":"P8572*VLOOKUP($B8572,$AR$36:$AZ$47,MATCH(AM$2,$AS$2:$BA$2,0)+1,FALSE)","v":8.4235863153514252E-6},{"$f":"Q8572*VLOOKUP($B8572,$AR$36:$AZ$47,MATCH(AN$2,$AS$2:$BA$2,0)+1,FALSE)","v":1.6127032141525868E-3},{"$f":"R8572*VLOOKUP($B8572,$AR$36:$BA$47,MATCH(AO$2,$AS$2:$BA$2,0)+1,FALSE)","v":5.567999999999984E-5},0.70085061322941133]
[2006,12,24,3,null,2013,12,24,3,0.19307553718525433,0.33380277544594172,7.8770371182796187E-3,8.9131551784297491E-2,8.9008500000000004E-2,5.8826999999999997E-2,1.683105607741946E-5,2.2456009552188762E-3,5.0879999999999655E-5,0.77403571354506939,null,null,0.18280681304636892,7.8099489716507306E-2,0.29548063402443381,7.0162173600288522E-2,5.4228889380338763E-2,4.4053381687685304E-3,8.4235863153514252E-6,1.6413934720614079E-3,5.0879999999999655E-5,0.68688403499508255,null,{"$f":"J8573*VLOOKUP($B8573,$AR$36:$AZ$47,MATCH(AG$2,$AS$2:$BA$2,0)+1,FALSE)","v":0.1840301107412658},{"$f":"K8573*VLOOKUP($B8573,$AR$36:$AZ$47,MATCH(AH$2,$AS$2:$BA$2,0)+1,FALSE)","v":0.28897340725922072},{"$f":"L8573*VLOOKUP($B8573,$AR$36:$AZ$47,MATCH(AI$2,$AS$2:$BA$2,0)+1,FALSE)","v":5.64192577733196E-3},{"$f":"M8573*VLOOKUP($B8573,$AR$36:$AZ$47,MATCH(AJ$2,$AS$2:$BA$2,0)+1,FALSE)","v":7.751018047621798E-2},{"$f":"N8573*VLOOKUP($B8573,$AR$36:$AZ$47,MATCH(AK$2,$AS$2:$BA$2,0)+1,FALSE)","v":6.9407835375312366E-2},{"$f":"O8573*VLOOKUP($B8573,$AR$36:$AZ$47,MATCH(AL$2,$AS$2:$BA$2,0)+1,FALSE)","v":5.6698242296351606E-2},{"$f":"P8573*VLOOKUP($B8573,$AR$36:$AZ$47,MATCH(AM$2,$AS$2:$BA$2,0)+1,FALSE)","v":8.4235863153514252E-6},{"$f":"Q8573*VLOOKUP($B8573,$AR$36:$AZ$47,MATCH(AN$2,$AS$2:$BA$2,0)+1,FALSE)","v":1.6127032141525868E-3},{"$f":"R8573*VLOOKUP($B8573,$AR$36:$BA$47,MATCH(AO$2,$AS$2:$BA$2,0)+1,FALSE)","v":5.0879999999999655E-5},0.68393370872616832]
[2006,12,24,4,null,2013,12,24,4,0.18764922496135847,0.33415173780468255,7.8770371182796187E-3,9.0009192578964406E-2,8.9461500000000027E-2,5.8939999999999999E-2,1.683105607741946E-5,2.2456009552188762E-3,4.4159999999999855E-5,0.77039528447458128,null,null,0.17766909928570138,7.886850244932446E-2,0.2957895338497083,7.0519257077045594E-2,5.433305693095291E-2,4.4053381687685304E-3,8.4235863153514252E-6,1.6413934720614079E-3,4.4159999999999855E-5,0.68327876481987793,null,{"$f":"J8574*VLOOKUP($B8574,$AR$36:$AZ$47,MATCH(AG$2,$AS$2:$BA$2,0)+1,FALSE)","v":0.17885801667881557},{"$f":"K8574*VLOOKUP($B8574,$AR$36:$AZ$47,MATCH(AH$2,$AS$2:$BA$2,0)+1,FALSE)","v":0.28927550433338622},{"$f":"L8574*VLOOKUP($B8574,$AR$36:$AZ$47,MATCH(AI$2,$AS$2:$BA$2,0)+1,FALSE)","v":5.64192577733196E-3},{"$f":"M8574*VLOOKUP($B8574,$AR$36:$AZ$47,MATCH(AJ$2,$AS$2:$BA$2,0)+1,FALSE)","v":7.8273390529517067E-2},{"$f":"N8574*VLOOKUP($B8574,$AR$36:$AZ$47,MATCH(AK$2,$AS$2:$BA$2,0)+1,FALSE)","v":6.9761079721919916E-2},{"$f":"O8574*VLOOKUP($B8574,$AR$36:$AZ$47,MATCH(AL$2,$AS$2:$BA$2,0)+1,FALSE)","v":5.6807153194059934E-2},{"$f":"P8574*VLOOKUP($B8574,$AR$36:$AZ$47,MATCH(AM$2,$AS$2:$BA$2,0)+1,FALSE)","v":8.4235863153514252E-6},{"$f":"Q8574*VLOOKUP($B8574,$AR$36:$AZ$47,MATCH(AN$2,$AS$2:$BA$2,0)+1,FALSE)","v":1.6127032141525868E-3},{"$f":"R8574*VLOOKUP($B8574,$AR$36:$BA$47,MATCH(AO$2,$AS$2:$BA$2,0)+1,FALSE)","v":4.4159999999999855E-5},0.68028235703549866]
[2006,12,24,5,null,2013,12,24,5,0.19287806681236858,0.33726321076603205,7.8770371182796187E-3,8.8712707485497921E-2,9.2721200000000031E-2,5.9200000000000003E-2,1.683105607741946E-5,2.2456009552188762E-3,5.4719999999999801E-5,0.78096937419347456,null,null,0.18261984513699733,7.7732486950908897E-2,0.29854379496135186,7.3088760408579784E-2,5.4572734481038554E-2,4.4053381687685304E-3,8.4235863153514252E-6,1.6413934720614079E-3,5.4719999999999801E-5,0.69266749716602172,null,{"$f":"J8575*VLOOKUP($B8575,$AR$36:$AZ$47,MATCH(AG$2,$AS$2:$BA$2,0)+1,FALSE)","v":0.18384189168917833},{"$f":"K8575*VLOOKUP($B8575,$AR$36:$AZ$47,MATCH(AH$2,$AS$2:$BA$2,0)+1,FALSE)","v":0.29196910968773032},{"$f":"L8575*VLOOKUP($B8575,$AR$36:$AZ$47,MATCH(AI$2,$AS$2:$BA$2,0)+1,FALSE)","v":5.64192577733196E-3},{"$f":"M8575*VLOOKUP($B8575,$AR$36:$AZ$47,MATCH(AJ$2,$AS$2:$BA$2,0)+1,FALSE)","v":7.7145946974820453E-2},{"$f":"N8575*VLOOKUP($B8575,$AR$36:$AZ$47,MATCH(AK$2,$AS$2:$BA$2,0)+1,FALSE)","v":7.2302957418689404E-2},{"$f":"O8575*VLOOKUP($B8575,$AR$36:$AZ$47,MATCH(AL$2,$AS$2:$BA$2,0)+1,FALSE)","v":5.7057744640114497E-2},{"$f":"P8575*VLOOKUP($B8575,$AR$36:$AZ$47,MATCH(AM$2,$AS$2:$BA$2,0)+1,FALSE)","v":8.4235863153514252E-6},{"$f":"Q8575*VLOOKUP($B8575,$AR$36:$AZ$47,MATCH(AN$2,$AS$2:$BA$2,0)+1,FALSE)","v":1.6127032141525868E-3},{"$f":"R8575*VLOOKUP($B8575,$AR$36:$BA$47,MATCH(AO$2,$AS$2:$BA$2,0)+1,FALSE)","v":5.4719999999999801E-5},0.68963542298833291]
[2006,12,24,6,null,2013,12,24,6,0.20103947442752521,0.35004477521258803,7.8770371182796187E-3,9.3626225926165041E-2,9.5939399999999994E-2,6.1094999999999997E-2,1.683105607741946E-5,2.2456009552188762E-3,9.7919999999999849E-5,0.81198226469585422,null,null,0.19034718821654875,8.2037845437849949E-2,0.30985797520280445,7.5625550794671509E-2,5.6319615086470438E-2,4.4053381687685304E-3,8.4235863153514252E-6,1.6413934720614079E-3,9.7919999999999849E-5,0.72034124996549032,null,{"$f":"J8576*VLOOKUP($B8576,$AR$36:$AZ$47,MATCH(AG$2,$AS$2:$BA$2,0)+1,FALSE)","v":0.19162094422539261},{"$f":"K8576*VLOOKUP($B8576,$AR$36:$AZ$47,MATCH(AH$2,$AS$2:$BA$2,0)+1,FALSE)","v":0.30303412322241485},{"$f":"L8576*VLOOKUP($B8576,$AR$36:$AZ$47,MATCH(AI$2,$AS$2:$BA$2,0)+1,FALSE)","v":5.64192577733196E-3},{"$f":"M8576*VLOOKUP($B8576,$AR$36:$AZ$47,MATCH(AJ$2,$AS$2:$BA$2,0)+1,FALSE)","v":8.1418818853355709E-2},{"$f":"N8576*VLOOKUP($B8576,$AR$36:$AZ$47,MATCH(AK$2,$AS$2:$BA$2,0)+1,FALSE)","v":7.4812473878407601E-2},{"$f":"O8576*VLOOKUP($B8576,$AR$36:$AZ$47,MATCH(AL$2,$AS$2:$BA$2,0)+1,FALSE)","v":5.8884170756550586E-2},{"$f":"P8576*VLOOKUP($B8576,$AR$36:$AZ$47,MATCH(AM$2,$AS$2:$BA$2,0)+1,FALSE)","v":8.4235863153514252E-6},{"$f":"Q8576*VLOOKUP($B8576,$AR$36:$AZ$47,MATCH(AN$2,$AS$2:$BA$2,0)+1,FALSE)","v":1.6127032141525868E-3},{"$f":"R8576*VLOOKUP($B8576,$AR$36:$BA$47,MATCH(AO$2,$AS$2:$BA$2,0)+1,FALSE)","v":9.7919999999999849E-5},0.7171315035139213]
[2006,12,24,7,null,2013,12,24,7,0.22069741878233573,0.37091216982890796,7.8770371182796187E-3,9.7422442037351065E-2,0.10564419999999999,6.5984000000000001E-2,1.683105607741946E-5,2.2456009552188762E-3,4.7647999999999977E-4,0.87127617977817062,null,null,0.20895962462840623,8.5364193237276953E-2,0.32832969396976486,8.3275492792975941E-2,6.0826474864811617E-2,4.4053381687685304E-3,8.4235863153514252E-6,1.6413934720614079E-3,4.7647999999999977E-4,0.77328711472038092,null,{"$f":"J8577*VLOOKUP($B8577,$AR$36:$AZ$47,MATCH(AG$2,$AS$2:$BA$2,0)+1,FALSE)","v":0.21035793042934817},{"$f":"K8577*VLOOKUP($B8577,$AR$36:$AZ$47,MATCH(AH$2,$AS$2:$BA$2,0)+1,FALSE)","v":0.32109904828136554},{"$f":"L8577*VLOOKUP($B8577,$AR$36:$AZ$47,MATCH(AI$2,$AS$2:$BA$2,0)+1,FALSE)","v":5.64192577733196E-3},{"$f":"M8577*VLOOKUP($B8577,$AR$36:$AZ$47,MATCH(AJ$2,$AS$2:$BA$2,0)+1,FALSE)","v":8.4720067289115492E-2},{"$f":"N8577*VLOOKUP($B8577,$AR$36:$AZ$47,MATCH(AK$2,$AS$2:$BA$2,0)+1,FALSE)","v":8.2380168657561634E-2},{"$f":"O8577*VLOOKUP($B8577,$AR$36:$AZ$47,MATCH(AL$2,$AS$2:$BA$2,0)+1,FALSE)","v":6.3596253755630314E-2},{"$f":"P8577*VLOOKUP($B8577,$AR$36:$AZ$47,MATCH(AM$2,$AS$2:$BA$2,0)+1,FALSE)","v":8.4235863153514252E-6},{"$f":"Q8577*VLOOKUP($B8577,$AR$36:$AZ$47,MATCH(AN$2,$AS$2:$BA$2,0)+1,FALSE)","v":1.6127032141525868E-3},{"$f":"R8577*VLOOKUP($B8577,$AR$36:$BA$47,MATCH(AO$2,$AS$2:$BA$2,0)+1,FALSE)","v":4.7647999999999977E-4},0.76989300099082103]
[2006,12,24,8,null,2013,12,24,8,0.24821384148848924,0.39609003169334167,4.9887901749104254E-3,0.10942136950547469,0.11322579999999997,6.9650000000000004E-2,1.0659668849032324E-5,2.1213161224772018E-3,5.5423999999999979E-4,0.9442760486535422,null,null,0.23501258615155476,9.5877979810562342E-2,0.3506170179057137,8.925179320662123E-2,6.4205928321019179E-2,2.7900475068867356E-3,5.3349379997225689E-6,1.5505490534819082E-3,5.5423999999999979E-4,0.83986547689383972,null,{"$f":"J8578*VLOOKUP($B8578,$AR$36:$AZ$47,MATCH(AG$2,$AS$2:$BA$2,0)+1,FALSE)","v":0.23658523188679895},{"$f":"K8578*VLOOKUP($B8578,$AR$36:$AZ$47,MATCH(AH$2,$AS$2:$BA$2,0)+1,FALSE)","v":0.34289554928633004},{"$f":"L8578*VLOOKUP($B8578,$AR$36:$AZ$47,MATCH(AI$2,$AS$2:$BA$2,0)+1,FALSE)","v":3.5732196589769085E-3},{"$f":"M8578*VLOOKUP($B8578,$AR$36:$AZ$47,MATCH(AJ$2,$AS$2:$BA$2,0)+1,FALSE)","v":9.5154520801448025E-2},{"$f":"N8578*VLOOKUP($B8578,$AR$36:$AZ$47,MATCH(AK$2,$AS$2:$BA$2,0)+1,FALSE)","v":8.8292215761843429E-2},{"$f":"O8578*VLOOKUP($B8578,$AR$36:$AZ$47,MATCH(AL$2,$AS$2:$BA$2,0)+1,FALSE)","v":6.7129593144999569E-2},{"$f":"P8578*VLOOKUP($B8578,$AR$36:$AZ$47,MATCH(AM$2,$AS$2:$BA$2,0)+1,FALSE)","v":5.3349379997225689E-6},{"$f":"Q8578*VLOOKUP($B8578,$AR$36:$AZ$47,MATCH(AN$2,$AS$2:$BA$2,0)+1,FALSE)","v":1.5234466840611223E-3},{"$f":"R8578*VLOOKUP($B8578,$AR$36:$BA$47,MATCH(AO$2,$AS$2:$BA$2,0)+1,FALSE)","v":5.5423999999999979E-4},0.83571335216245779]
[2006,12,24,9,null,2013,12,24,9,0.28551631772625324,0.40749752968478037,0,0.11410224380226763,0.11559850000000002,7.0696999999999996E-2,0,1.9066423204688544E-3,6.2271999999999978E-4,0.99594095353377021,null,null,{"$f":"$J8579*$AS$6","v":0.27033112986339036},{"$f":"$M8579*$AV$6","v":9.9979489171594785E-2},{"$f":"$K8579*$AT$6","v":0.36071488103653909},{"$f":"$N8579*$AW$6","v":9.1122106595807745E-2},{"$f":"$O8579*$AX$6","v":6.5171091378479429E-2},{"$f":"$L8579*$AU$6","v":0},{"$f":"$P8579*$AY$6","v":0},{"$f":"$Q8579*$AZ$6","v":1.3936359668445897E-3},6.2271999999999978E-4,{"$f":"SUM(V8579:AD8579)","v":0.889335054012656},null,{"$f":"J8579*VLOOKUP($B8579,$AR$36:$AZ$47,MATCH(AG$2,$AS$2:$BA$2,0)+1,FALSE)","v":0.27214011850287217},{"$f":"K8579*VLOOKUP($B8579,$AR$36:$AZ$47,MATCH(AH$2,$AS$2:$BA$2,0)+1,FALSE)","v":0.35277103207248983},{"$f":"L8579*VLOOKUP($B8579,$AR$36:$AZ$47,MATCH(AI$2,$AS$2:$BA$2,0)+1,FALSE)","v":0},{"$f":"M8579*VLOOKUP($B8579,$AR$36:$AZ$47,MATCH(AJ$2,$AS$2:$BA$2,0)+1,FALSE)","v":9.9225081722556424E-2},{"$f":"N8579*VLOOKUP($B8579,$AR$36:$AZ$47,MATCH(AK$2,$AS$2:$BA$2,0)+1,FALSE)","v":9.0142420753445432E-2},{"$f":"O8579*VLOOKUP($B8579,$AR$36:$AZ$47,MATCH(AL$2,$AS$2:$BA$2,0)+1,FALSE)","v":6.8138705621996185E-2},{"$f":"P8579*VLOOKUP($B8579,$AR$36:$AZ$47,MATCH(AM$2,$AS$2:$BA$2,0)+1,FALSE)","v":0},{"$f":"Q8579*VLOOKUP($B8579,$AR$36:$AZ$47,MATCH(AN$2,$AS$2:$BA$2,0)+1,FALSE)","v":1.3692763139031379E-3},{"$f":"R8579*VLOOKUP($B8579,$AR$36:$BA$47,MATCH(AO$2,$AS$2:$BA$2,0)+1,FALSE)","v":6.2271999999999978E-4},0.88440935498726314]
[2006,12,24,10,null,2013,12,24,10,0.32302829898198337,0.40324889139857323,0,9.7074041999605024E-2,0.11595319999999998,7.1400000000000005E-2,0,1.9066423204688544E-3,6.303999999999996E-4,1.0132414747006302,null,null,0.30584803606697375,8.5058915649032701E-2,0.3569540065714546,9.1401703746372229E-2,6.5819142600441777E-2,0,0,1.3936359668445897E-3,{"$f":"$R8580*$BA$6","v":6.303999999999996E-4},0.90710584060111965,null,{"$f":"J8580*VLOOKUP($B8580,$AR$36:$AZ$47,MATCH(AG$2,$AS$2:$BA$2,0)+1,FALSE)","v":0.30789469500311833},{"$f":"K8580*VLOOKUP($B8580,$AR$36:$AZ$47,MATCH(AH$2,$AS$2:$BA$2,0)+1,FALSE)","v":0.34909298152261931},{"$f":"L8580*VLOOKUP($B8580,$AR$36:$AZ$47,MATCH(AI$2,$AS$2:$BA$2,0)+1,FALSE)","v":0},{"$f":"M8580*VLOOKUP($B8580,$AR$36:$AZ$47,MATCH(AJ$2,$AS$2:$BA$2,0)+1,FALSE)","v":8.4417093210206059E-2},{"$f":"N8580*VLOOKUP($B8580,$AR$36:$AZ$47,MATCH(AK$2,$AS$2:$BA$2,0)+1,FALSE)","v":9.0419011856627943E-2},{"$f":"O8580*VLOOKUP($B8580,$AR$36:$AZ$47,MATCH(AL$2,$AS$2:$BA$2,0)+1,FALSE)","v":6.8816266339597545E-2},{"$f":"P8580*VLOOKUP($B8580,$AR$36:$AZ$47,MATCH(AM$2,$AS$2:$BA$2,0)+1,FALSE)","v":0},{"$f":"Q8580*VLOOKUP($B8580,$AR$36:$AZ$47,MATCH(AN$2,$AS$2:$BA$2,0)+1,FALSE)","v":1.3692763139031379E-3},{"$f":"R8580*VLOOKUP($B8580,$AR$36:$BA$47,MATCH(AO$2,$AS$2:$BA$2,0)+1,FALSE)","v":6.303999999999996E-4},{"$f":"SUM(AG8580:AO8580)","v":0.90263972424607242}]
[2006,12,24,11,null,2013,12,24,11,0.31965830534896955,0.41400314097876934,0,0.10469509580550722,0.11469479999999996,7.0970000000000005E-2,0,1.9066423204688544E-3,6.2591999999999986E-4,1.0265539044537149,null,null,0.30265727557489386,9.1736690257775297E-2,0.36647361730617112,9.0409752648908451E-2,6.5422752806069365E-2,0,0,1.3936359668445897E-3,6.2591999999999986E-4,0.91871964456066268,null,{"$f":"J8581*VLOOKUP($B8581,$AR$36:$AZ$47,MATCH(AG$2,$AS$2:$BA$2,0)+1,FALSE)","v":0.30468258273596027},{"$f":"K8581*VLOOKUP($B8581,$AR$36:$AZ$47,MATCH(AH$2,$AS$2:$BA$2,0)+1,FALSE)","v":0.35840294648487464},{"$f":"L8581*VLOOKUP($B8581,$AR$36:$AZ$47,MATCH(AI$2,$AS$2:$BA$2,0)+1,FALSE)","v":0},{"$f":"M8581*VLOOKUP($B8581,$AR$36:$AZ$47,MATCH(AJ$2,$AS$2:$BA$2,0)+1,FALSE)","v":9.1044479854881455E-2},{"$f":"N8581*VLOOKUP($B8581,$AR$36:$AZ$47,MATCH(AK$2,$AS$2:$BA$2,0)+1,FALSE)","v":8.9437725574572927E-2},{"$f":"O8581*VLOOKUP($B8581,$AR$36:$AZ$47,MATCH(AL$2,$AS$2:$BA$2,0)+1,FALSE)","v":6.8401826640353477E-2},{"$f":"P8581*VLOOKUP($B8581,$AR$36:$AZ$47,MATCH(AM$2,$AS$2:$BA$2,0)+1,FALSE)","v":0},{"$f":"Q8581*VLOOKUP($B8581,$AR$36:$AZ$47,MATCH(AN$2,$AS$2:$BA$2,0)+1,FALSE)","v":1.3692763139031379E-3},{"$f":"R8581*VLOOKUP($B8581,$AR$36:$BA$47,MATCH(AO$2,$AS$2:$BA$2,0)+1,FALSE)","v":6.2591999999999986E-4},0.91396475760454587]
[2006,12,24,12,null,2013,12,24,12,0.32896002784440143,0.41845602890659378,0,0.10632379945508182,0.11251720000000001,7.0363999999999996E-2,0,1.9066423204688544E-3,6.4383999999999969E-4,1.0391715385265459,null,null,0.31146428587781005,9.3163804690148483E-2,0.37041529258551997,8.8693229516488684E-2,6.4864119747023594E-2,0,0,1.3936359668445897E-3,6.4383999999999969E-4,0.93063820838383537,null,{"$f":"J8582*VLOOKUP($B8582,$AR$36:$AZ$47,MATCH(AG$2,$AS$2:$BA$2,0)+1,FALSE)","v":0.31354852735988431},{"$f":"K8582*VLOOKUP($B8582,$AR$36:$AZ$47,MATCH(AH$2,$AS$2:$BA$2,0)+1,FALSE)","v":0.36225781616032249},{"$f":"L8582*VLOOKUP($B8582,$AR$36:$AZ$47,MATCH(AI$2,$AS$2:$BA$2,0)+1,FALSE)","v":0},{"$f":"M8582*VLOOKUP($B8582,$AR$36:$AZ$47,MATCH(AJ$2,$AS$2:$BA$2,0)+1,FALSE)","v":9.2460825820968873E-2},{"$f":"N8582*VLOOKUP($B8582,$AR$36:$AZ$47,MATCH(AK$2,$AS$2:$BA$2,0)+1,FALSE)","v":8.7739657386554065E-2},{"$f":"O8582*VLOOKUP($B8582,$AR$36:$AZ$47,MATCH(AL$2,$AS$2:$BA$2,0)+1,FALSE)","v":6.7817755808395538E-2},{"$f":"P8582*VLOOKUP($B8582,$AR$36:$AZ$47,MATCH(AM$2,$AS$2:$BA$2,0)+1,FALSE)","v":0},{"$f":"Q8582*VLOOKUP($B8582,$AR$36:$AZ$47,MATCH(AN$2,$AS$2:$BA$2,0)+1,FALSE)","v":1.3692763139031379E-3},{"$f":"R8582*VLOOKUP($B8582,$AR$36:$BA$47,MATCH(AO$2,$AS$2:$BA$2,0)+1,FALSE)","v":6.4383999999999969E-4},0.92583769885002853]
[2006,12,24,13,null,2013,12,24,13,0.30904791415295757,0.42412269511662126,0,0.11617037322710264,0.11130759999999999,6.9173999999999999E-2,0,1.9066423204688544E-3,6.1951999999999949E-4,1.0323487448171504,null,null,0.29261119812771769,0.10179164041898013,0.37543139864487451,8.7739745689810217E-2,6.3767134037016227E-2,0,0,1.3936359668445897E-3,6.1951999999999949E-4,0.9233542728852433,null,{"$f":"J8583*VLOOKUP($B8583,$AR$36:$AZ$47,MATCH(AG$2,$AS$2:$BA$2,0)+1,FALSE)","v":0.29456927943883304},{"$f":"K8583*VLOOKUP($B8583,$AR$36:$AZ$47,MATCH(AH$2,$AS$2:$BA$2,0)+1,FALSE)","v":0.36716345494755159},{"$f":"L8583*VLOOKUP($B8583,$AR$36:$AZ$47,MATCH(AI$2,$AS$2:$BA$2,0)+1,FALSE)","v":0},{"$f":"M8583*VLOOKUP($B8583,$AR$36:$AZ$47,MATCH(AJ$2,$AS$2:$BA$2,0)+1,FALSE)","v":0.10102355916133224},{"$f":"N8583*VLOOKUP($B8583,$AR$36:$AZ$47,MATCH(AK$2,$AS$2:$BA$2,0)+1,FALSE)","v":8.6796424800115929E-2},{"$f":"O8583*VLOOKUP($B8583,$AR$36:$AZ$47,MATCH(AL$2,$AS$2:$BA$2,0)+1,FALSE)","v":6.6670818036068918E-2},{"$f":"P8583*VLOOKUP($B8583,$AR$36:$AZ$47,MATCH(AM$2,$AS$2:$BA$2,0)+1,FALSE)","v":0},{"$f":"Q8583*VLOOKUP($B8583,$AR$36:$AZ$47,MATCH(AN$2,$AS$2:$BA$2,0)+1,FALSE)","v":1.3692763139031379E-3},{"$f":"R8583*VLOOKUP($B8583,$AR$36:$BA$47,MATCH(AO$2,$AS$2:$BA$2,0)+1,FALSE)","v":6.1951999999999949E-4},0.91821233269780478]
[2006,12,24,14,null,2013,12,24,14,0.30183640933659611,0.42206645717548363,0,0.11363607705393865,0.1085782,6.8265999999999993E-2,0,1.9066423204688544E-3,6.214399999999998E-4,1.016911225886487,null,null,0.28578323725827487,9.9571021188725989E-2,0.37361122656949036,8.5588258622568025E-2,6.2930106285178672E-2,0,0,1.3936359668445897E-3,6.214399999999998E-4,0.90949892589108261,null,{"$f":"J8584*VLOOKUP($B8584,$AR$36:$AZ$47,MATCH(AG$2,$AS$2:$BA$2,0)+1,FALSE)","v":0.28769562755463401},{"$f":"K8584*VLOOKUP($B8584,$AR$36:$AZ$47,MATCH(AH$2,$AS$2:$BA$2,0)+1,FALSE)","v":0.36538336763943258},{"$f":"L8584*VLOOKUP($B8584,$AR$36:$AZ$47,MATCH(AI$2,$AS$2:$BA$2,0)+1,FALSE)","v":0},{"$f":"M8584*VLOOKUP($B8584,$AR$36:$AZ$47,MATCH(AJ$2,$AS$2:$BA$2,0)+1,FALSE)","v":9.8819695884750813E-2},{"$f":"N8584*VLOOKUP($B8584,$AR$36:$AZ$47,MATCH(AK$2,$AS$2:$BA$2,0)+1,FALSE)","v":8.4668069127642201E-2},{"$f":"O8584*VLOOKUP($B8584,$AR$36:$AZ$47,MATCH(AL$2,$AS$2:$BA$2,0)+1,FALSE)","v":6.5795675601386078E-2},{"$f":"P8584*VLOOKUP($B8584,$AR$36:$AZ$47,MATCH(AM$2,$AS$2:$BA$2,0)+1,FALSE)","v":0},{"$f":"Q8584*VLOOKUP($B8584,$AR$36:$AZ$47,MATCH(AN$2,$AS$2:$BA$2,0)+1,FALSE)","v":1.3692763139031379E-3},{"$f":"R8584*VLOOKUP($B8584,$AR$36:$BA$47,MATCH(AO$2,$AS$2:$BA$2,0)+1,FALSE)","v":6.214399999999998E-4},0.90435315212174883]
[2006,12,24,15,null,2013,12,24,15,0.33274019304412378,0.40543866274616724,0,9.4549626500364387E-2,0.10689529999999997,6.7734000000000003E-2,0,1.9066423204688544E-3,6.0383999999999969E-4,1.0098682646111241,null,null,0.31504340295822503,8.2846954133987377E-2,0.35889238178505556,8.4261689565096803E-2,6.2439689144234214E-2,0,0,1.3936359668445897E-3,6.0383999999999969E-4,0.90548159355344371,null,{"$f":"J8585*VLOOKUP($B8585,$AR$36:$AZ$47,MATCH(AG$2,$AS$2:$BA$2,0)+1,FALSE)","v":0.31715159500101014},{"$f":"K8585*VLOOKUP($B8585,$AR$36:$AZ$47,MATCH(AH$2,$AS$2:$BA$2,0)+1,FALSE)","v":0.35098866883854257},{"$f":"L8585*VLOOKUP($B8585,$AR$36:$AZ$47,MATCH(AI$2,$AS$2:$BA$2,0)+1,FALSE)","v":0},{"$f":"M8585*VLOOKUP($B8585,$AR$36:$AZ$47,MATCH(AJ$2,$AS$2:$BA$2,0)+1,FALSE)","v":8.222182232098571E-2},{"$f":"N8585*VLOOKUP($B8585,$AR$36:$AZ$47,MATCH(AK$2,$AS$2:$BA$2,0)+1,FALSE)","v":8.3355762481050977E-2},{"$f":"O8585*VLOOKUP($B8585,$AR$36:$AZ$47,MATCH(AL$2,$AS$2:$BA$2,0)+1,FALSE)","v":6.5282926950228304E-2},{"$f":"P8585*VLOOKUP($B8585,$AR$36:$AZ$47,MATCH(AM$2,$AS$2:$BA$2,0)+1,FALSE)","v":0},{"$f":"Q8585*VLOOKUP($B8585,$AR$36:$AZ$47,MATCH(AN$2,$AS$2:$BA$2,0)+1,FALSE)","v":1.3692763139031379E-3},{"$f":"R8585*VLOOKUP($B8585,$AR$36:$BA$47,MATCH(AO$2,$AS$2:$BA$2,0)+1,FALSE)","v":6.0383999999999969E-4},0.90097389190572097]
[2006,12,24,16,null,2013,12,24,16,0.33831501192550278,0.40933757697401063,0,0.10169691587139952,0.10597100000000001,6.7088999999999996E-2,0,1.9066423204688544E-3,6.1439999999999943E-4,1.0249305470913816,null,null,0.32032172504849471,8.9109603460288012E-2,0.36234368217197105,8.3533097385038224E-2,6.1845104452675596E-2,0,0,1.3936359668445897E-3,6.1439999999999943E-4,0.91916124848531211,null,{"$f":"J8586*VLOOKUP($B8586,$AR$36:$AZ$47,MATCH(AG$2,$AS$2:$BA$2,0)+1,FALSE)","v":0.32246523830900886},{"$f":"K8586*VLOOKUP($B8586,$AR$36:$AZ$47,MATCH(AH$2,$AS$2:$BA$2,0)+1,FALSE)","v":0.35436396291009775},{"$f":"L8586*VLOOKUP($B8586,$AR$36:$AZ$47,MATCH(AI$2,$AS$2:$BA$2,0)+1,FALSE)","v":0},{"$f":"M8586*VLOOKUP($B8586,$AR$36:$AZ$47,MATCH(AJ$2,$AS$2:$BA$2,0)+1,FALSE)","v":8.8437216061749521E-2},{"$f":"N8586*VLOOKUP($B8586,$AR$36:$AZ$47,MATCH(AK$2,$AS$2:$BA$2,0)+1,FALSE)","v":8.2635003651979608E-2},{"$f":"O8586*VLOOKUP($B8586,$AR$36:$AZ$47,MATCH(AL$2,$AS$2:$BA$2,0)+1,FALSE)","v":6.4661267401362174E-2},{"$f":"P8586*VLOOKUP($B8586,$AR$36:$AZ$47,MATCH(AM$2,$AS$2:$BA$2,0)+1,FALSE)","v":0},{"$f":"Q8586*VLOOKUP($B8586,$AR$36:$AZ$47,MATCH(AN$2,$AS$2:$BA$2,0)+1,FALSE)","v":1.3692763139031379E-3},{"$f":"R8586*VLOOKUP($B8586,$AR$36:$BA$47,MATCH(AO$2,$AS$2:$BA$2,0)+1,FALSE)","v":6.1439999999999943E-4},0.91454636464810102]
[2006,12,24,17,null,2013,12,24,17,0.3899091223226569,0.42340071103623506,3.1508148473118479E-3,0.11039383194911437,0.10617580000000001,6.6799999999999998E-2,6.7324224309677838E-6,2.0422257743688624E-3,5.8655999999999997E-4,1.1024657983521178,null,null,0.36917180223158491,9.6730077851001781E-2,0.37479230176036521,8.3694533800137222E-2,6.1578693637388091E-2,1.7621352675074122E-3,3.3694345261405702E-6,1.4927389689313164E-3,5.8655999999999997E-4,0.98981221295144217,null,{"$f":"J8587*VLOOKUP($B8587,$AR$36:$AZ$47,MATCH(AG$2,$AS$2:$BA$2,0)+1,FALSE)","v":0.37164220805052051},{"$f":"K8587*VLOOKUP($B8587,$AR$36:$AZ$47,MATCH(AH$2,$AS$2:$BA$2,0)+1,FALSE)","v":0.36653843258391966},{"$f":"L8587*VLOOKUP($B8587,$AR$36:$AZ$47,MATCH(AI$2,$AS$2:$BA$2,0)+1,FALSE)","v":2.2567703109327843E-3},{"$f":"M8587*VLOOKUP($B8587,$AR$36:$AZ$47,MATCH(AJ$2,$AS$2:$BA$2,0)+1,FALSE)","v":9.6000189232031033E-2},{"$f":"N8587*VLOOKUP($B8587,$AR$36:$AZ$47,MATCH(AK$2,$AS$2:$BA$2,0)+1,FALSE)","v":8.2794704407355382E-2},{"$f":"O8587*VLOOKUP($B8587,$AR$36:$AZ$47,MATCH(AL$2,$AS$2:$BA$2,0)+1,FALSE)","v":6.4382725370940003E-2},{"$f":"P8587*VLOOKUP($B8587,$AR$36:$AZ$47,MATCH(AM$2,$AS$2:$BA$2,0)+1,FALSE)","v":3.3694345261405702E-6},{"$f":"Q8587*VLOOKUP($B8587,$AR$36:$AZ$47,MATCH(AN$2,$AS$2:$BA$2,0)+1,FALSE)","v":1.4666470740029168E-3},{"$f":"R8587*VLOOKUP($B8587,$AR$36:$BA$47,MATCH(AO$2,$AS$2:$BA$2,0)+1,FALSE)","v":5.8655999999999997E-4},0.98567160646422847]
[2006,12,24,18,null,2013,12,24,18,0.46463156013666634,0.42154780938319691,7.8770371182796187E-3,0.10838174951424126,0.10495569999999999,6.6062999999999997E-2,1.683105607741946E-5,2.2456009552188762E-3,5.6576E-4,1.1762850481636806,null,null,0.43992012653497975,9.4967036500488447E-2,0.37315212200304232,8.2732773204129945E-2,6.0899299966568406E-2,4.4053381687685304E-3,8.4235863153514252E-6,1.6413934720614079E-3,5.6576E-4,1.0582922734363542,null,{"$f":"J8588*VLOOKUP($B8588,$AR$36:$AZ$47,MATCH(AG$2,$AS$2:$BA$2,0)+1,FALSE)","v":0.44286396253190446},{"$f":"K8588*VLOOKUP($B8588,$AR$36:$AZ$47,MATCH(AH$2,$AS$2:$BA$2,0)+1,FALSE)","v":0.3649343737102948},{"$f":"L8588*VLOOKUP($B8588,$AR$36:$AZ$47,MATCH(AI$2,$AS$2:$BA$2,0)+1,FALSE)","v":5.64192577733196E-3},{"$f":"M8588*VLOOKUP($B8588,$AR$36:$AZ$47,MATCH(AJ$2,$AS$2:$BA$2,0)+1,FALSE)","v":9.4250451125401119E-2},{"$f":"N8588*VLOOKUP($B8588,$AR$36:$AZ$47,MATCH(AK$2,$AS$2:$BA$2,0)+1,FALSE)","v":8.1843284038048844E-2},{"$f":"O8588*VLOOKUP($B8588,$AR$36:$AZ$47,MATCH(AL$2,$AS$2:$BA$2,0)+1,FALSE)","v":6.3672395002700735E-2},{"$f":"P8588*VLOOKUP($B8588,$AR$36:$AZ$47,MATCH(AM$2,$AS$2:$BA$2,0)+1,FALSE)","v":8.4235863153514252E-6},{"$f":"Q8588*VLOOKUP($B8588,$AR$36:$AZ$47,MATCH(AN$2,$AS$2:$BA$2,0)+1,FALSE)","v":1.6127032141525868E-3},{"$f":"R8588*VLOOKUP($B8588,$AR$36:$BA$47,MATCH(AO$2,$AS$2:$BA$2,0)+1,FALSE)","v":5.6576E-4},1.0553932789861498]
[2006,12,24,19,null,2013,12,24,19,0.48102532087660022,0.39848968841352939,7.8770371182796187E-3,9.7699025092166894E-2,9.810950000000003E-2,6.3398999999999997E-2,1.683105607741946E-5,2.2456009552188762E-3,5.4784000000000018E-4,1.1494098435118727,null,null,0.45544198496615174,8.5606542831925814E-2,0.35274118265591625,7.7336161948999338E-2,5.8443526914921669E-2,4.4053381687685304E-3,8.4235863153514252E-6,1.6413934720614079E-3,5.4784000000000018E-4,1.0361723945450603,null,{"$f":"J8589*VLOOKUP($B8589,$AR$36:$AZ$47,MATCH(AG$2,$AS$2:$BA$2,0)+1,FALSE)","v":0.45848968937652856},{"$f":"K8589*VLOOKUP($B8589,$AR$36:$AZ$47,MATCH(AH$2,$AS$2:$BA$2,0)+1,FALSE)","v":0.34497293458595418},{"$f":"L8589*VLOOKUP($B8589,$AR$36:$AZ$47,MATCH(AI$2,$AS$2:$BA$2,0)+1,FALSE)","v":5.64192577733196E-3},{"$f":"M8589*VLOOKUP($B8589,$AR$36:$AZ$47,MATCH(AJ$2,$AS$2:$BA$2,0)+1,FALSE)","v":8.4960588205292523E-2},{"$f":"N8589*VLOOKUP($B8589,$AR$36:$AZ$47,MATCH(AK$2,$AS$2:$BA$2,0)+1,FALSE)","v":7.6504693650091965E-2},{"$f":"O8589*VLOOKUP($B8589,$AR$36:$AZ$47,MATCH(AL$2,$AS$2:$BA$2,0)+1,FALSE)","v":6.1104796493895587E-2},{"$f":"P8589*VLOOKUP($B8589,$AR$36:$AZ$47,MATCH(AM$2,$AS$2:$BA$2,0)+1,FALSE)","v":8.4235863153514252E-6},{"$f":"Q8589*VLOOKUP($B8589,$AR$36:$AZ$47,MATCH(AN$2,$AS$2:$BA$2,0)+1,FALSE)","v":1.6127032141525868E-3},{"$f":"R8589*VLOOKUP($B8589,$AR$36:$BA$47,MATCH(AO$2,$AS$2:$BA$2,0)+1,FALSE)","v":5.4784000000000018E-4},1.0338435948895628]
[2006,12,24,20,null,2013,12,24,20,0.44068700948421508,0.39590245636984489,7.8770371182796187E-3,0.10957940085354785,9.398730000000001E-2,6.234E-2,1.683105607741946E-5,2.2456009552188762E-3,5.238399999999997E-4,1.1131594758371841,null,null,0.41724906701902431,9.6016451175602563E-2,0.35045097711878459,7.4086781136884647E-2,5.7467301816688229E-2,4.4053381687685304E-3,8.4235863153514252E-6,1.6413934720614079E-3,5.238399999999997E-4,1.0018495734941297,null,{"$f":"J8590*VLOOKUP($B8590,$AR$36:$AZ$47,MATCH(AG$2,$AS$2:$BA$2,0)+1,FALSE)","v":0.42004119392817174},{"$f":"K8590*VLOOKUP($B8590,$AR$36:$AZ$47,MATCH(AH$2,$AS$2:$BA$2,0)+1,FALSE)","v":0.34273316513516111},{"$f":"L8590*VLOOKUP($B8590,$AR$36:$AZ$47,MATCH(AI$2,$AS$2:$BA$2,0)+1,FALSE)","v":5.64192577733196E-3},{"$f":"M8590*VLOOKUP($B8590,$AR$36:$AZ$47,MATCH(AJ$2,$AS$2:$BA$2,0)+1,FALSE)","v":9.5291947313887682E-2},{"$f":"N8590*VLOOKUP($B8590,$AR$36:$AZ$47,MATCH(AK$2,$AS$2:$BA$2,0)+1,FALSE)","v":7.3290248074847866E-2},{"$f":"O8590*VLOOKUP($B8590,$AR$36:$AZ$47,MATCH(AL$2,$AS$2:$BA$2,0)+1,FALSE)","v":6.0084118257850296E-2},{"$f":"P8590*VLOOKUP($B8590,$AR$36:$AZ$47,MATCH(AM$2,$AS$2:$BA$2,0)+1,FALSE)","v":8.4235863153514252E-6},{"$f":"Q8590*VLOOKUP($B8590,$AR$36:$AZ$47,MATCH(AN$2,$AS$2:$BA$2,0)+1,FALSE)","v":1.6127032141525868E-3},{"$f":"R8590*VLOOKUP($B8590,$AR$36:$BA$47,MATCH(AO$2,$AS$2:$BA$2,0)+1,FALSE)","v":5.238399999999997E-4},0.99922756528771872]
[2006,12,24,21,null,2013,12,24,21,0.41756735237618942,0.38951890872806055,7.8770371182796187E-3,0.10818646955332013,9.1996200000000028E-2,6.1885999999999997E-2,1.683105607741946E-5,2.2456009552188762E-3,4.9023999999999953E-4,1.079784639787146,null,null,0.39535902907709813,9.4795926887848603E-2,0.34480029101529208,7.251726919301936E-2,5.7048787940769452E-2,4.4053381687685304E-3,8.4235863153514252E-6,1.6413934720614079E-3,4.9023999999999953E-4,0.97106669934117296,null,{"$f":"J8591*VLOOKUP($B8591,$AR$36:$AZ$47,MATCH(AG$2,$AS$2:$BA$2,0)+1,FALSE)","v":0.39800467330045652},{"$f":"K8591*VLOOKUP($B8591,$AR$36:$AZ$47,MATCH(AH$2,$AS$2:$BA$2,0)+1,FALSE)","v":0.33720692135248559},{"$f":"L8591*VLOOKUP($B8591,$AR$36:$AZ$47,MATCH(AI$2,$AS$2:$BA$2,0)+1,FALSE)","v":5.64192577733196E-3},{"$f":"M8591*VLOOKUP($B8591,$AR$36:$AZ$47,MATCH(AJ$2,$AS$2:$BA$2,0)+1,FALSE)","v":9.4080632641246206E-2},{"$f":"N8591*VLOOKUP($B8591,$AR$36:$AZ$47,MATCH(AK$2,$AS$2:$BA$2,0)+1,FALSE)","v":7.1737610506348415E-2},{"$f":"O8591*VLOOKUP($B8591,$AR$36:$AZ$47,MATCH(AL$2,$AS$2:$BA$2,0)+1,FALSE)","v":5.9646547040508875E-2},{"$f":"P8591*VLOOKUP($B8591,$AR$36:$AZ$47,MATCH(AM$2,$AS$2:$BA$2,0)+1,FALSE)","v":8.4235863153514252E-6},{"$f":"Q8591*VLOOKUP($B8591,$AR$36:$AZ$47,MATCH(AN$2,$AS$2:$BA$2,0)+1,FALSE)","v":1.6127032141525868E-3},{"$f":"R8591*VLOOKUP($B8591,$AR$36:$BA$47,MATCH(AO$2,$AS$2:$BA$2,0)+1,FALSE)","v":4.9023999999999953E-4},0.96842967741884545]
[2006,12,24,22,null,2013,12,24,22,0.38847225583975997,0.38506799375018397,7.8770371182796187E-3,0.11327794559187532,9.1531199999999965E-2,6.1462999999999997E-2,1.683105607741946E-5,2.2456009552188762E-3,4.5919999999999961E-4,1.0504110643113953,null,null,0.36781135550518523,9.9257216661836775E-2,0.34086036218188182,7.2150726551315048E-2,5.6658851003514733E-2,4.4053381687685304E-3,8.4235863153514252E-6,1.6413934720614079E-3,4.5919999999999961E-4,0.94325286713087886,null,{"$f":"J8592*VLOOKUP($B8592,$AR$36:$AZ$47,MATCH(AG$2,$AS$2:$BA$2,0)+1,FALSE)","v":0.37027265755322358},{"$f":"K8592*VLOOKUP($B8592,$AR$36:$AZ$47,MATCH(AH$2,$AS$2:$BA$2,0)+1,FALSE)","v":0.33335375966184411},{"$f":"L8592*VLOOKUP($B8592,$AR$36:$AZ$47,MATCH(AI$2,$AS$2:$BA$2,0)+1,FALSE)","v":5.64192577733196E-3},{"$f":"M8592*VLOOKUP($B8592,$AR$36:$AZ$47,MATCH(AJ$2,$AS$2:$BA$2,0)+1,FALSE)","v":9.850825920825361E-2},{"$f":"N8592*VLOOKUP($B8592,$AR$36:$AZ$47,MATCH(AK$2,$AS$2:$BA$2,0)+1,FALSE)","v":7.1375008693605538E-2},{"$f":"O8592*VLOOKUP($B8592,$AR$36:$AZ$47,MATCH(AL$2,$AS$2:$BA$2,0)+1,FALSE)","v":5.9238854034043192E-2},{"$f":"P8592*VLOOKUP($B8592,$AR$36:$AZ$47,MATCH(AM$2,$AS$2:$BA$2,0)+1,FALSE)","v":8.4235863153514252E-6},{"$f":"Q8592*VLOOKUP($B8592,$AR$36:$AZ$47,MATCH(AN$2,$AS$2:$BA$2,0)+1,FALSE)","v":1.6127032141525868E-3},{"$f":"R8592*VLOOKUP($B8592,$AR$36:$BA$47,MATCH(AO$2,$AS$2:$BA$2,0)+1,FALSE)","v":4.5919999999999961E-4},0.94047079172876991]
[2006,12,24,23,null,2013,12,24,23,0.32501261372277762,0.37224583126003119,7.8770371182796187E-3,0.10725595308522184,9.0065899999999977E-2,6.0458999999999999E-2,1.683105607741946E-5,2.2456009552188762E-3,4.1535999999999993E-4,0.9655941271976064,null,null,0.30772681501087212,9.3980583051951352E-2,0.329510244744742,7.099568368488654E-2,5.5733326925491718E-2,4.4053381687685304E-3,8.4235863153514252E-6,1.6413934720614079E-3,4.1535999999999993E-4,0.86441716864508888,null,{"$f":"J8593*VLOOKUP($B8593,$AR$36:$AZ$47,MATCH(AG$2,$AS$2:$BA$2,0)+1,FALSE)","v":0.30978604626810802},{"$f":"K8593*VLOOKUP($B8593,$AR$36:$AZ$47,MATCH(AH$2,$AS$2:$BA$2,0)+1,FALSE)","v":0.32225360035891198},{"$f":"L8593*VLOOKUP($B8593,$AR$36:$AZ$47,MATCH(AI$2,$AS$2:$BA$2,0)+1,FALSE)","v":5.64192577733196E-3},{"$f":"M8593*VLOOKUP($B8593,$AR$36:$AZ$47,MATCH(AJ$2,$AS$2:$BA$2,0)+1,FALSE)","v":9.3271441081865122E-2},{"$f":"N8593*VLOOKUP($B8593,$AR$36:$AZ$47,MATCH(AK$2,$AS$2:$BA$2,0)+1,FALSE)","v":7.02323840996011E-2},{"$f":"O8593*VLOOKUP($B8593,$AR$36:$AZ$47,MATCH(AL$2,$AS$2:$BA$2,0)+1,FALSE)","v":5.8271185526970984E-2},{"$f":"P8593*VLOOKUP($B8593,$AR$36:$AZ$47,MATCH(AM$2,$AS$2:$BA$2,0)+1,FALSE)","v":8.4235863153514252E-6},{"$f":"Q8593*VLOOKUP($B8593,$AR$36:$AZ$47,MATCH(AN$2,$AS$2:$BA$2,0)+1,FALSE)","v":1.6127032141525868E-3},{"$f":"R8593*VLOOKUP($B8593,$AR$36:$BA$47,MATCH(AO$2,$AS$2:$BA$2,0)+1,FALSE)","v":4.1535999999999993E-4},0.86149306991325703]
[2006,12,24,24,null,2013,12,24,24,0.21826958672094898,0.38338655339982736,7.8770371182796187E-3,0.13362983623405336,8.9043700000000031E-2,5.9645999999999998E-2,1.683105607741946E-5,2.2456009552188762E-3,2.6047999999999957E-4,0.89437562548440552,null,null,0.20666091683650165,0.11709009673742282,0.33937195915667062,7.018992048413368E-2,5.4983873663108536E-2,4.4053381687685304E-3,8.4235863153514252E-6,1.6413934720614079E-3,2.6047999999999957E-4,0.79461240210498252,null,{"$f":"J8594*VLOOKUP($B8594,$AR$36:$AZ$47,MATCH(AG$2,$AS$2:$BA$2,0)+1,FALSE)","v":0.20804384025701578},{"$f":"K8594*VLOOKUP($B8594,$AR$36:$AZ$47,MATCH(AH$2,$AS$2:$BA$2,0)+1,FALSE)","v":0.33189813501493526},{"$f":"L8594*VLOOKUP($B8594,$AR$36:$AZ$47,MATCH(AI$2,$AS$2:$BA$2,0)+1,FALSE)","v":5.64192577733196E-3},{"$f":"M8594*VLOOKUP($B8594,$AR$36:$AZ$47,MATCH(AJ$2,$AS$2:$BA$2,0)+1,FALSE)","v":0.11620657910876475},{"$f":"N8594*VLOOKUP($B8594,$AR$36:$AZ$47,MATCH(AK$2,$AS$2:$BA$2,0)+1,FALSE)","v":6.9435283942642603E-2},{"$f":"O8594*VLOOKUP($B8594,$AR$36:$AZ$47,MATCH(AL$2,$AS$2:$BA$2,0)+1,FALSE)","v":5.7487605351423464E-2},{"$f":"P8594*VLOOKUP($B8594,$AR$36:$AZ$47,MATCH(AM$2,$AS$2:$BA$2,0)+1,FALSE)","v":8.4235863153514252E-6},{"$f":"Q8594*VLOOKUP($B8594,$AR$36:$AZ$47,MATCH(AN$2,$AS$2:$BA$2,0)+1,FALSE)","v":1.6127032141525868E-3},{"$f":"R8594*VLOOKUP($B8594,$AR$36:$BA$47,MATCH(AO$2,$AS$2:$BA$2,0)+1,FALSE)","v":2.6047999999999957E-4},0.79059497625258179]
[2006,12,25,1,null,2013,12,25,1,0.2309994764994949,0.34486324624701775,7.8770371182796187E-3,9.4347626702057541E-2,8.8613299999999992E-2,5.9263000000000003E-2,1.683105607741946E-5,2.2456009552188762E-3,7.6799999999999725E-5,0.82830291857814597,null,null,0.2187137673155071,8.2669956417075849E-2,0.305271310331857,6.9850651768027155E-2,5.4630810195097766E-2,4.4053381687685304E-3,8.4235863153514252E-6,1.6413934720614079E-3,7.6799999999999725E-5,0.73726845125471008,null,{"$f":"J8595*VLOOKUP($B8595,$AR$36:$AZ$47,MATCH(AG$2,$AS$2:$BA$2,0)+1,FALSE)","v":0.22017734541164408},{"$f":"K8595*VLOOKUP($B8595,$AR$36:$AZ$47,MATCH(AH$2,$AS$2:$BA$2,0)+1,FALSE)","v":0.29854846824847747},{"$f":"L8595*VLOOKUP($B8595,$AR$36:$AZ$47,MATCH(AI$2,$AS$2:$BA$2,0)+1,FALSE)","v":5.64192577733196E-3},{"$f":"M8595*VLOOKUP($B8595,$AR$36:$AZ$47,MATCH(AJ$2,$AS$2:$BA$2,0)+1,FALSE)","v":8.2046160161969181E-2},{"$f":"N8595*VLOOKUP($B8595,$AR$36:$AZ$47,MATCH(AK$2,$AS$2:$BA$2,0)+1,FALSE)","v":6.9099662823923186E-2},{"$f":"O8595*VLOOKUP($B8595,$AR$36:$AZ$47,MATCH(AL$2,$AS$2:$BA$2,0)+1,FALSE)","v":5.7118464875120026E-2},{"$f":"P8595*VLOOKUP($B8595,$AR$36:$AZ$47,MATCH(AM$2,$AS$2:$BA$2,0)+1,FALSE)","v":8.4235863153514252E-6},{"$f":"Q8595*VLOOKUP($B8595,$AR$36:$AZ$47,MATCH(AN$2,$AS$2:$BA$2,0)+1,FALSE)","v":1.6127032141525868E-3},{"$f":"R8595*VLOOKUP($B8595,$AR$36:$BA$47,MATCH(AO$2,$AS$2:$BA$2,0)+1,FALSE)","v":7.6799999999999725E-5},0.73432995409893398]
[2006,12,25,2,null,2013,12,25,2,0.20740038961880536,0.33701497804117347,7.8770371182796187E-3,8.9495495754679855E-2,8.8619699999999996E-2,5.9218E-2,1.683105607741946E-5,2.2456009552188762E-3,5.7599999999999909E-5,0.79194563254423445,null,null,0.19636979807758176,7.8418387321264021E-2,0.29832406053035787,6.9855696655999E-2,5.4589327542198328E-2,4.4053381687685304E-3,8.4235863153514252E-6,1.6413934720614079E-3,5.7599999999999909E-5,0.70367002535454626,null,{"$f":"J8596*VLOOKUP($B8596,$AR$36:$AZ$47,MATCH(AG$2,$AS$2:$BA$2,0)+1,FALSE)","v":0.19768385589267393},{"$f":"K8596*VLOOKUP($B8596,$AR$36:$AZ$47,MATCH(AH$2,$AS$2:$BA$2,0)+1,FALSE)","v":0.29175421436159116},{"$f":"L8596*VLOOKUP($B8596,$AR$36:$AZ$47,MATCH(AI$2,$AS$2:$BA$2,0)+1,FALSE)","v":5.64192577733196E-3},{"$f":"M8596*VLOOKUP($B8596,$AR$36:$AZ$47,MATCH(AJ$2,$AS$2:$BA$2,0)+1,FALSE)","v":7.7826671800141481E-2},{"$f":"N8596*VLOOKUP($B8596,$AR$36:$AZ$47,MATCH(AK$2,$AS$2:$BA$2,0)+1,FALSE)","v":6.9104653472528685E-2},{"$f":"O8596*VLOOKUP($B8596,$AR$36:$AZ$47,MATCH(AL$2,$AS$2:$BA$2,0)+1,FALSE)","v":5.7075093278687497E-2},{"$f":"P8596*VLOOKUP($B8596,$AR$36:$AZ$47,MATCH(AM$2,$AS$2:$BA$2,0)+1,FALSE)","v":8.4235863153514252E-6},{"$f":"Q8596*VLOOKUP($B8596,$AR$36:$AZ$47,MATCH(AN$2,$AS$2:$BA$2,0)+1,FALSE)","v":1.6127032141525868E-3},{"$f":"R8596*VLOOKUP($B8596,$AR$36:$BA$47,MATCH(AO$2,$AS$2:$BA$2,0)+1,FALSE)","v":5.7599999999999909E-5},0.70076514138342283]
[2006,12,25,3,null,2013,12,25,3,0.19560372130135473,0.33302088030312665,7.8770371182796187E-3,8.7317863983970817E-2,8.8840900000000028E-2,5.9048000000000003E-2,1.683105607741946E-5,2.2456009552188762E-3,5.8559999999999948E-5,0.77402939471802801,null,null,0.1852005356680769,7.6510287140371724E-2,0.29478850415154412,7.0030060596525875E-2,5.4432615297911567E-2,4.4053381687685304E-3,8.4235863153514252E-6,1.6413934720614079E-3,5.8559999999999948E-5,0.68707571808157542,null,{"$f":"J8597*VLOOKUP($B8597,$AR$36:$AZ$47,MATCH(AG$2,$AS$2:$BA$2,0)+1,FALSE)","v":0.18643985155899481},{"$f":"K8597*VLOOKUP($B8597,$AR$36:$AZ$47,MATCH(AH$2,$AS$2:$BA$2,0)+1,FALSE)","v":0.28829651982700316},{"$f":"L8597*VLOOKUP($B8597,$AR$36:$AZ$47,MATCH(AI$2,$AS$2:$BA$2,0)+1,FALSE)","v":5.64192577733196E-3},{"$f":"M8597*VLOOKUP($B8597,$AR$36:$AZ$47,MATCH(AJ$2,$AS$2:$BA$2,0)+1,FALSE)","v":7.5932969422257607E-2},{"$f":"N8597*VLOOKUP($B8597,$AR$36:$AZ$47,MATCH(AK$2,$AS$2:$BA$2,0)+1,FALSE)","v":6.9277142764956043E-2},{"$f":"O8597*VLOOKUP($B8597,$AR$36:$AZ$47,MATCH(AL$2,$AS$2:$BA$2,0)+1,FALSE)","v":5.6911245025497985E-2},{"$f":"P8597*VLOOKUP($B8597,$AR$36:$AZ$47,MATCH(AM$2,$AS$2:$BA$2,0)+1,FALSE)","v":8.4235863153514252E-6},{"$f":"Q8597*VLOOKUP($B8597,$AR$36:$AZ$47,MATCH(AN$2,$AS$2:$BA$2,0)+1,FALSE)","v":1.6127032141525868E-3},{"$f":"R8597*VLOOKUP($B8597,$AR$36:$BA$47,MATCH(AO$2,$AS$2:$BA$2,0)+1,FALSE)","v":5.8559999999999948E-5},0.68417934117650958]
[2006,12,25,4,null,2013,12,25,4,0.19052641925949756,0.33319594762432397,7.8770371182796187E-3,8.7996344472113103E-2,8.8680399999999979E-2,5.8826000000000003E-2,1.683105607741946E-5,2.2456009552188762E-3,5.4399999999999865E-5,0.76941898048551061,null,null,0.18039326997985478,7.7104790196200423E-2,0.29494347291414724,6.9903544265356943E-2,5.4227967543607668E-2,4.4053381687685304E-3,8.4235863153514252E-6,1.6413934720614079E-3,5.4399999999999865E-5,0.68268260012631232,null,{"$f":"J8598*VLOOKUP($B8598,$AR$36:$AZ$47,MATCH(AG$2,$AS$2:$BA$2,0)+1,FALSE)","v":0.181600416845247},{"$f":"K8598*VLOOKUP($B8598,$AR$36:$AZ$47,MATCH(AH$2,$AS$2:$BA$2,0)+1,FALSE)","v":0.28844807578767051},{"$f":"L8598*VLOOKUP($B8598,$AR$36:$AZ$47,MATCH(AI$2,$AS$2:$BA$2,0)+1,FALSE)","v":5.64192577733196E-3},{"$f":"M8598*VLOOKUP($B8598,$AR$36:$AZ$47,MATCH(AJ$2,$AS$2:$BA$2,0)+1,FALSE)","v":7.6522986582654065E-2},{"$f":"N8598*VLOOKUP($B8598,$AR$36:$AZ$47,MATCH(AK$2,$AS$2:$BA$2,0)+1,FALSE)","v":6.9151986655396389E-2},{"$f":"O8598*VLOOKUP($B8598,$AR$36:$AZ$47,MATCH(AL$2,$AS$2:$BA$2,0)+1,FALSE)","v":5.6697278483097559E-2},{"$f":"P8598*VLOOKUP($B8598,$AR$36:$AZ$47,MATCH(AM$2,$AS$2:$BA$2,0)+1,FALSE)","v":8.4235863153514252E-6},{"$f":"Q8598*VLOOKUP($B8598,$AR$36:$AZ$47,MATCH(AN$2,$AS$2:$BA$2,0)+1,FALSE)","v":1.6127032141525868E-3},{"$f":"R8598*VLOOKUP($B8598,$AR$36:$BA$47,MATCH(AO$2,$AS$2:$BA$2,0)+1,FALSE)","v":5.4399999999999865E-5},0.67973819693186543]
[2006,12,25,5,null,2013,12,25,5,0.19611872871037012,0.3361585173581233,7.8770371182796187E-3,8.6498166292113862E-2,8.9224100000000028E-2,5.8712E-2,1.683105607741946E-5,2.2456009552188762E-3,5.7279999999999743E-5,0.77690826149018322,null,null,0.18568815240352607,7.57920457300712E-2,0.2975659255948212,7.0332123263840016E-2,5.4122878156262426E-2,4.4053381687685304E-3,8.4235863153514252E-6,1.6413934720614079E-3,5.7279999999999743E-5,0.68961356037566612,null,{"$f":"J8599*VLOOKUP($B8599,$AR$36:$AZ$47,MATCH(AG$2,$AS$2:$BA$2,0)+1,FALSE)","v":0.18693073130427679},{"$f":"K8599*VLOOKUP($B8599,$AR$36:$AZ$47,MATCH(AH$2,$AS$2:$BA$2,0)+1,FALSE)","v":0.29101277546422449},{"$f":"L8599*VLOOKUP($B8599,$AR$36:$AZ$47,MATCH(AI$2,$AS$2:$BA$2,0)+1,FALSE)","v":5.64192577733196E-3},{"$f":"M8599*VLOOKUP($B8599,$AR$36:$AZ$47,MATCH(AJ$2,$AS$2:$BA$2,0)+1,FALSE)","v":7.5220147590258885E-2},{"$f":"N8599*VLOOKUP($B8599,$AR$36:$AZ$47,MATCH(AK$2,$AS$2:$BA$2,0)+1,FALSE)","v":6.9575957850209924E-2},{"$f":"O8599*VLOOKUP($B8599,$AR$36:$AZ$47,MATCH(AL$2,$AS$2:$BA$2,0)+1,FALSE)","v":5.658740377213517E-2},{"$f":"P8599*VLOOKUP($B8599,$AR$36:$AZ$47,MATCH(AM$2,$AS$2:$BA$2,0)+1,FALSE)","v":8.4235863153514252E-6},{"$f":"Q8599*VLOOKUP($B8599,$AR$36:$AZ$47,MATCH(AN$2,$AS$2:$BA$2,0)+1,FALSE)","v":1.6127032141525868E-3},{"$f":"R8599*VLOOKUP($B8599,$AR$36:$BA$47,MATCH(AO$2,$AS$2:$BA$2,0)+1,FALSE)","v":5.7279999999999743E-5},0.6866473485589053]
[2006,12,25,6,null,2013,12,25,6,0.20463473280804043,0.34883807536456363,7.8770371182796187E-3,9.1236120801569176E-2,9.0824300000000038E-2,5.8575000000000002E-2,1.683105607741946E-5,2.2456009552188762E-3,0,0.80424769810374919,null,null,0.19375123274855813,7.9943570325805596E-2,0.30878981021916974,7.1593502909550064E-2,5.3996586524101914E-2,4.4053381687685304E-3,8.4235863153514252E-6,1.6413934720614079E-3,0,0.7141298579543307,null,{"$f":"J8600*VLOOKUP($B8600,$AR$36:$AZ$47,MATCH(AG$2,$AS$2:$BA$2,0)+1,FALSE)","v":0.19504776777619204},{"$f":"K8600*VLOOKUP($B8600,$AR$36:$AZ$47,MATCH(AH$2,$AS$2:$BA$2,0)+1,FALSE)","v":0.30198948191840846},{"$f":"L8600*VLOOKUP($B8600,$AR$36:$AZ$47,MATCH(AI$2,$AS$2:$BA$2,0)+1,FALSE)","v":5.64192577733196E-3},{"$f":"M8600*VLOOKUP($B8600,$AR$36:$AZ$47,MATCH(AJ$2,$AS$2:$BA$2,0)+1,FALSE)","v":7.9340346350005933E-2},{"$f":"N8600*VLOOKUP($B8600,$AR$36:$AZ$47,MATCH(AK$2,$AS$2:$BA$2,0)+1,FALSE)","v":7.0823775959352034E-2},{"$f":"O8600*VLOOKUP($B8600,$AR$36:$AZ$47,MATCH(AL$2,$AS$2:$BA$2,0)+1,FALSE)","v":5.6455361356329503E-2},{"$f":"P8600*VLOOKUP($B8600,$AR$36:$AZ$47,MATCH(AM$2,$AS$2:$BA$2,0)+1,FALSE)","v":8.4235863153514252E-6},{"$f":"Q8600*VLOOKUP($B8600,$AR$36:$AZ$47,MATCH(AN$2,$AS$2:$BA$2,0)+1,FALSE)","v":1.6127032141525868E-3},{"$f":"R8600*VLOOKUP($B8600,$AR$36:$BA$47,MATCH(AO$2,$AS$2:$BA$2,0)+1,FALSE)","v":0},0.71091978593808802]
[2006,12,25,7,null,2013,12,25,7,0.22463485479005546,0.36955137497303048,7.8770371182796187E-3,9.4857058035563657E-2,9.3602400000000044E-2,6.0356E-2,1.683105607741946E-5,2.2456009552188762E-3,0,0.85314115692822556,null,null,0.21268764806751561,8.3116334006110903E-2,0.32712512481585443,7.3783378421203014E-2,5.5638377742188563E-2,4.4053381687685304E-3,8.4235863153514252E-6,1.6413934720614079E-3,0,0.75840601828001775,null,{"$f":"J8601*VLOOKUP($B8601,$AR$36:$AZ$47,MATCH(AG$2,$AS$2:$BA$2,0)+1,FALSE)","v":0.21411090087346019},{"$f":"K8601*VLOOKUP($B8601,$AR$36:$AZ$47,MATCH(AH$2,$AS$2:$BA$2,0)+1,FALSE)","v":0.31992100677000185},{"$f":"L8601*VLOOKUP($B8601,$AR$36:$AZ$47,MATCH(AI$2,$AS$2:$BA$2,0)+1,FALSE)","v":5.64192577733196E-3},{"$f":"M8601*VLOOKUP($B8601,$AR$36:$AZ$47,MATCH(AJ$2,$AS$2:$BA$2,0)+1,FALSE)","v":8.2489169554376685E-2},{"$f":"N8601*VLOOKUP($B8601,$AR$36:$AZ$47,MATCH(AK$2,$AS$2:$BA$2,0)+1,FALSE)","v":7.2990107348558181E-2},{"$f":"O8601*VLOOKUP($B8601,$AR$36:$AZ$47,MATCH(AL$2,$AS$2:$BA$2,0)+1,FALSE)","v":5.8171912761803217E-2},{"$f":"P8601*VLOOKUP($B8601,$AR$36:$AZ$47,MATCH(AM$2,$AS$2:$BA$2,0)+1,FALSE)","v":8.4235863153514252E-6},{"$f":"Q8601*VLOOKUP($B8601,$AR$36:$AZ$47,MATCH(AN$2,$AS$2:$BA$2,0)+1,FALSE)","v":1.6127032141525868E-3},{"$f":"R8601*VLOOKUP($B8601,$AR$36:$BA$47,MATCH(AO$2,$AS$2:$BA$2,0)+1,FALSE)","v":0},0.75494614988600006]
[2006,12,25,8,null,2013,12,25,8,0.25203866271220948,0.39482783474687738,4.9887901749104254E-3,0.10697397960979589,9.4766599999999965E-2,6.1404E-2,1.0659668849032324E-5,2.1213161224772018E-3,5.3184000000000011E-4,0.91766368303511936,null,null,0.23863398422493953,9.3733510224164721E-2,0.34949972715369187,7.4701075073831141E-2,5.6604462636379922E-2,2.7900475068867356E-3,5.3349379997225689E-6,1.5505490534819082E-3,5.3184000000000011E-4,0.81805053081137558,null,{"$f":"J8602*VLOOKUP($B8602,$AR$36:$AZ$47,MATCH(AG$2,$AS$2:$BA$2,0)+1,FALSE)","v":0.24023086345477646},{"$f":"K8602*VLOOKUP($B8602,$AR$36:$AZ$47,MATCH(AH$2,$AS$2:$BA$2,0)+1,FALSE)","v":0.3418028640869194},{"$f":"L8602*VLOOKUP($B8602,$AR$36:$AZ$47,MATCH(AI$2,$AS$2:$BA$2,0)+1,FALSE)","v":3.5732196589769085E-3},{"$f":"M8602*VLOOKUP($B8602,$AR$36:$AZ$47,MATCH(AJ$2,$AS$2:$BA$2,0)+1,FALSE)","v":9.3026232572282971E-2},{"$f":"N8602*VLOOKUP($B8602,$AR$36:$AZ$47,MATCH(AK$2,$AS$2:$BA$2,0)+1,FALSE)","v":7.3897937521451032E-2},{"$f":"O8602*VLOOKUP($B8602,$AR$36:$AZ$47,MATCH(AL$2,$AS$2:$BA$2,0)+1,FALSE)","v":5.9181989052053893E-2},{"$f":"P8602*VLOOKUP($B8602,$AR$36:$AZ$47,MATCH(AM$2,$AS$2:$BA$2,0)+1,FALSE)","v":5.3349379997225689E-6},{"$f":"Q8602*VLOOKUP($B8602,$AR$36:$AZ$47,MATCH(AN$2,$AS$2:$BA$2,0)+1,FALSE)","v":1.5234466840611223E-3},{"$f":"R8602*VLOOKUP($B8602,$AR$36:$BA$47,MATCH(AO$2,$AS$2:$BA$2,0)+1,FALSE)","v":5.3184000000000011E-4},0.81377372796852132]
[2006,12,25,9,null,2013,12,25,9,0.2892663165143633,0.40631508890708601,0,0.11175813417241222,9.3129499999999962E-2,6.0498000000000003E-2,0,1.9066423204688544E-3,6.0639999999999989E-4,0.96348008191433043,null,null,0.2738816849330592,9.7925516562946541E-2,0.35966819006693074,7.3410608495908442E-2,5.5769278558004572E-2,0,0,1.3936359668445897E-3,6.0639999999999989E-4,0.86265531458369415,null,{"$f":"J8603*VLOOKUP($B8603,$AR$36:$AZ$47,MATCH(AG$2,$AS$2:$BA$2,0)+1,FALSE)","v":0.27571443300338472},{"$f":"K8603*VLOOKUP($B8603,$AR$36:$AZ$47,MATCH(AH$2,$AS$2:$BA$2,0)+1,FALSE)","v":0.35174739187070869},{"$f":"L8603*VLOOKUP($B8603,$AR$36:$AZ$47,MATCH(AI$2,$AS$2:$BA$2,0)+1,FALSE)","v":0},{"$f":"M8603*VLOOKUP($B8603,$AR$36:$AZ$47,MATCH(AJ$2,$AS$2:$BA$2,0)+1,FALSE)","v":9.718660761514003E-2},{"$f":"N8603*VLOOKUP($B8603,$AR$36:$AZ$47,MATCH(AK$2,$AS$2:$BA$2,0)+1,FALSE)","v":7.262134520394288E-2},{"$f":"O8603*VLOOKUP($B8603,$AR$36:$AZ$47,MATCH(AL$2,$AS$2:$BA$2,0)+1,FALSE)","v":5.8308774243879168E-2},{"$f":"P8603*VLOOKUP($B8603,$AR$36:$AZ$47,MATCH(AM$2,$AS$2:$BA$2,0)+1,FALSE)","v":0},{"$f":"Q8603*VLOOKUP($B8603,$AR$36:$AZ$47,MATCH(AN$2,$AS$2:$BA$2,0)+1,FALSE)","v":1.3692763139031379E-3},{"$f":"R8603*VLOOKUP($B8603,$AR$36:$BA$47,MATCH(AO$2,$AS$2:$BA$2,0)+1,FALSE)","v":6.0639999999999989E-4},0.85755422825095873]
[2006,12,25,10,null,2013,12,25,10,0.3262799129843616,0.4023484379320339,0,9.4992701953629216E-2,9.2114800000000011E-2,6.0169E-2,0,1.9066423204688544E-3,6.3904000000000001E-4,0.97845053519049374,null,null,0.30892671295011181,8.3235188896124537E-2,0.35615692943257493,7.2610757273247575E-2,5.5465994273473117E-2,0,0,1.3936359668445897E-3,6.3904000000000001E-4,0.87842825879237663,null,{"$f":"J8604*VLOOKUP($B8604,$AR$36:$AZ$47,MATCH(AG$2,$AS$2:$BA$2,0)+1,FALSE)","v":0.31099397362571962},{"$f":"K8604*VLOOKUP($B8604,$AR$36:$AZ$47,MATCH(AH$2,$AS$2:$BA$2,0)+1,FALSE)","v":0.34831345802717611},{"$f":"L8604*VLOOKUP($B8604,$AR$36:$AZ$47,MATCH(AI$2,$AS$2:$BA$2,0)+1,FALSE)","v":0},{"$f":"M8604*VLOOKUP($B8604,$AR$36:$AZ$47,MATCH(AJ$2,$AS$2:$BA$2,0)+1,FALSE)","v":8.2607127610298411E-2},{"$f":"N8604*VLOOKUP($B8604,$AR$36:$AZ$47,MATCH(AK$2,$AS$2:$BA$2,0)+1,FALSE)","v":7.183009346331895E-2},{"$f":"O8604*VLOOKUP($B8604,$AR$36:$AZ$47,MATCH(AL$2,$AS$2:$BA$2,0)+1,FALSE)","v":5.7991679683294745E-2},{"$f":"P8604*VLOOKUP($B8604,$AR$36:$AZ$47,MATCH(AM$2,$AS$2:$BA$2,0)+1,FALSE)","v":0},{"$f":"Q8604*VLOOKUP($B8604,$AR$36:$AZ$47,MATCH(AN$2,$AS$2:$BA$2,0)+1,FALSE)","v":1.3692763139031379E-3},{"$f":"R8604*VLOOKUP($B8604,$AR$36:$BA$47,MATCH(AO$2,$AS$2:$BA$2,0)+1,FALSE)","v":6.3904000000000001E-4},0.87374464872371105]
[2006,12,25,11,null,2013,12,25,11,0.3231594236369556,0.41302281864297929,0,0.10248170342563333,9.1435099999999991E-2,5.9926E-2,0,1.9066423204688544E-3,6.2816000000000033E-4,0.99255984802603714,null,null,0.30597218685602101,8.9797255658578629E-2,0.36560584062294676,7.2074974405362854E-2,5.5241987947816151E-2,0,0,1.3936359668445897E-3,6.2816000000000033E-4,0.89071404145756994,null,{"$f":"J8605*VLOOKUP($B8605,$AR$36:$AZ$47,MATCH(AG$2,$AS$2:$BA$2,0)+1,FALSE)","v":0.30801967657834656},{"$f":"K8605*VLOOKUP($B8605,$AR$36:$AZ$47,MATCH(AH$2,$AS$2:$BA$2,0)+1,FALSE)","v":0.35755428042687948},{"$f":"L8605*VLOOKUP($B8605,$AR$36:$AZ$47,MATCH(AI$2,$AS$2:$BA$2,0)+1,FALSE)","v":0},{"$f":"M8605*VLOOKUP($B8605,$AR$36:$AZ$47,MATCH(AJ$2,$AS$2:$BA$2,0)+1,FALSE)","v":8.9119679496374338E-2},{"$f":"N8605*VLOOKUP($B8605,$AR$36:$AZ$47,MATCH(AK$2,$AS$2:$BA$2,0)+1,FALSE)","v":7.1300070985638717E-2},{"$f":"O8605*VLOOKUP($B8605,$AR$36:$AZ$47,MATCH(AL$2,$AS$2:$BA$2,0)+1,FALSE)","v":5.7757473062559142E-2},{"$f":"P8605*VLOOKUP($B8605,$AR$36:$AZ$47,MATCH(AM$2,$AS$2:$BA$2,0)+1,FALSE)","v":0},{"$f":"Q8605*VLOOKUP($B8605,$AR$36:$AZ$47,MATCH(AN$2,$AS$2:$BA$2,0)+1,FALSE)","v":1.3692763139031379E-3},{"$f":"R8605*VLOOKUP($B8605,$AR$36:$BA$47,MATCH(AO$2,$AS$2:$BA$2,0)+1,FALSE)","v":6.2816000000000033E-4},0.88574861686370143]
[2006,12,25,12,null,2013,12,25,12,0.33184893847582625,0.41779707147546935,0,0.10445683920927094,9.0706400000000006E-2,0.06,0,1.9066423204688544E-3,6.2943999999999977E-4,1.0073453314810352,null,null,0.31419954977196063,9.1527923348469417E-2,0.36983198659208227,7.1500566613943731E-2,5.5310203865917451E-2,0,0,1.3936359668445897E-3,6.2943999999999977E-4,0.9043933061592182,null,{"$f":"J8606*VLOOKUP($B8606,$AR$36:$AZ$47,MATCH(AG$2,$AS$2:$BA$2,0)+1,FALSE)","v":0.31630209495924627},{"$f":"K8606*VLOOKUP($B8606,$AR$36:$AZ$47,MATCH(AH$2,$AS$2:$BA$2,0)+1,FALSE)","v":0.36168735603201341},{"$f":"L8606*VLOOKUP($B8606,$AR$36:$AZ$47,MATCH(AI$2,$AS$2:$BA$2,0)+1,FALSE)","v":0},{"$f":"M8606*VLOOKUP($B8606,$AR$36:$AZ$47,MATCH(AJ$2,$AS$2:$BA$2,0)+1,FALSE)","v":9.0837288221792711E-2},{"$f":"N8606*VLOOKUP($B8606,$AR$36:$AZ$47,MATCH(AK$2,$AS$2:$BA$2,0)+1,FALSE)","v":7.0731838854572696E-2},{"$f":"O8606*VLOOKUP($B8606,$AR$36:$AZ$47,MATCH(AL$2,$AS$2:$BA$2,0)+1,FALSE)","v":5.7828795243359279E-2},{"$f":"P8606*VLOOKUP($B8606,$AR$36:$AZ$47,MATCH(AM$2,$AS$2:$BA$2,0)+1,FALSE)","v":0},{"$f":"Q8606*VLOOKUP($B8606,$AR$36:$AZ$47,MATCH(AN$2,$AS$2:$BA$2,0)+1,FALSE)","v":1.3692763139031379E-3},{"$f":"R8606*VLOOKUP($B8606,$AR$36:$BA$47,MATCH(AO$2,$AS$2:$BA$2,0)+1,FALSE)","v":6.2943999999999977E-4},0.89938608962488742]
[2006,12,25,13,null,2013,12,25,13,0.31145786444910867,0.42368445660789339,0,0.11456933719825477,9.0313299999999999E-2,5.9880000000000003E-2,0,1.9066423204688544E-3,6.1535999999999969E-4,1.0024269605757259,null,null,0.29489297519622759,0.10038876910834298,0.37504347199495425,7.1190700135548138E-2,5.5199583458185618E-2,0,0,1.3936359668445897E-3,6.1535999999999969E-4,0.89872449586010328,null,{"$f":"J8607*VLOOKUP($B8607,$AR$36:$AZ$47,MATCH(AG$2,$AS$2:$BA$2,0)+1,FALSE)","v":0.2968663255915836},{"$f":"K8607*VLOOKUP($B8607,$AR$36:$AZ$47,MATCH(AH$2,$AS$2:$BA$2,0)+1,FALSE)","v":0.36678407141819025},{"$f":"L8607*VLOOKUP($B8607,$AR$36:$AZ$47,MATCH(AI$2,$AS$2:$BA$2,0)+1,FALSE)","v":0},{"$f":"M8607*VLOOKUP($B8607,$AR$36:$AZ$47,MATCH(AJ$2,$AS$2:$BA$2,0)+1,FALSE)","v":9.9631273387544253E-2},{"$f":"N8607*VLOOKUP($B8607,$AR$36:$AZ$47,MATCH(AK$2,$AS$2:$BA$2,0)+1,FALSE)","v":7.0425303859757191E-2},{"$f":"O8607*VLOOKUP($B8607,$AR$36:$AZ$47,MATCH(AL$2,$AS$2:$BA$2,0)+1,FALSE)","v":5.7713137652872566E-2},{"$f":"P8607*VLOOKUP($B8607,$AR$36:$AZ$47,MATCH(AM$2,$AS$2:$BA$2,0)+1,FALSE)","v":0},{"$f":"Q8607*VLOOKUP($B8607,$AR$36:$AZ$47,MATCH(AN$2,$AS$2:$BA$2,0)+1,FALSE)","v":1.3692763139031379E-3},{"$f":"R8607*VLOOKUP($B8607,$AR$36:$BA$47,MATCH(AO$2,$AS$2:$BA$2,0)+1,FALSE)","v":6.1535999999999969E-4},0.89340474822385096]
[2006,12,25,14,null,2013,12,25,14,0.30384931047806174,0.42181489932753052,0,0.11222857318965496,9.0295100000000045E-2,5.9609000000000002E-2,0,1.9066423204688544E-3,6.3103999999999949E-4,0.99033456531571629,null,null,0.28768908223487416,9.8337728024027224E-2,0.37338854875529986,7.1176353735378242E-2,5.4949765704057893E-2,0,0,1.3936359668445897E-3,6.3103999999999949E-4,0.88756615442048192,null,{"$f":"J8608*VLOOKUP($B8608,$AR$36:$AZ$47,MATCH(AG$2,$AS$2:$BA$2,0)+1,FALSE)","v":0.28961422597147907},{"$f":"K8608*VLOOKUP($B8608,$AR$36:$AZ$47,MATCH(AH$2,$AS$2:$BA$2,0)+1,FALSE)","v":0.36516559375079821},{"$f":"L8608*VLOOKUP($B8608,$AR$36:$AZ$47,MATCH(AI$2,$AS$2:$BA$2,0)+1,FALSE)","v":0},{"$f":"M8608*VLOOKUP($B8608,$AR$36:$AZ$47,MATCH(AJ$2,$AS$2:$BA$2,0)+1,FALSE)","v":9.7595708684285368E-2},{"$f":"N8608*VLOOKUP($B8608,$AR$36:$AZ$47,MATCH(AK$2,$AS$2:$BA$2,0)+1,FALSE)","v":7.0411111702785356E-2},{"$f":"O8608*VLOOKUP($B8608,$AR$36:$AZ$47,MATCH(AL$2,$AS$2:$BA$2,0)+1,FALSE)","v":5.7451944261023395E-2},{"$f":"P8608*VLOOKUP($B8608,$AR$36:$AZ$47,MATCH(AM$2,$AS$2:$BA$2,0)+1,FALSE)","v":0},{"$f":"Q8608*VLOOKUP($B8608,$AR$36:$AZ$47,MATCH(AN$2,$AS$2:$BA$2,0)+1,FALSE)","v":1.3692763139031379E-3},{"$f":"R8608*VLOOKUP($B8608,$AR$36:$BA$47,MATCH(AO$2,$AS$2:$BA$2,0)+1,FALSE)","v":6.3103999999999949E-4},0.88223890068427457]
[2006,12,25,15,null,2013,12,25,15,0.33505178608028408,0.4050501467698322,0,9.2970029239141327E-2,9.0839799999999998E-2,5.9565E-2,0,1.9066423204688544E-3,6.3103999999999949E-4,0.98601444440972652,null,null,0.31723205389847947,8.1462868054596946E-2,0.35854846928503892,7.1605720997606842E-2,5.490920488788955E-2,0,0,1.3936359668445897E-3,6.3103999999999949E-4,0.88578299309045638,null,{"$f":"J8609*VLOOKUP($B8609,$AR$36:$AZ$47,MATCH(AG$2,$AS$2:$BA$2,0)+1,FALSE)","v":0.3193548918486328},{"$f":"K8609*VLOOKUP($B8609,$AR$36:$AZ$47,MATCH(AH$2,$AS$2:$BA$2,0)+1,FALSE)","v":0.35065233015679798},{"$f":"L8609*VLOOKUP($B8609,$AR$36:$AZ$47,MATCH(AI$2,$AS$2:$BA$2,0)+1,FALSE)","v":0},{"$f":"M8609*VLOOKUP($B8609,$AR$36:$AZ$47,MATCH(AJ$2,$AS$2:$BA$2,0)+1,FALSE)","v":8.0848180032187272E-2},{"$f":"N8609*VLOOKUP($B8609,$AR$36:$AZ$47,MATCH(AK$2,$AS$2:$BA$2,0)+1,FALSE)","v":7.0835862686443429E-2},{"$f":"O8609*VLOOKUP($B8609,$AR$36:$AZ$47,MATCH(AL$2,$AS$2:$BA$2,0)+1,FALSE)","v":5.7409536477844927E-2},{"$f":"P8609*VLOOKUP($B8609,$AR$36:$AZ$47,MATCH(AM$2,$AS$2:$BA$2,0)+1,FALSE)","v":0},{"$f":"Q8609*VLOOKUP($B8609,$AR$36:$AZ$47,MATCH(AN$2,$AS$2:$BA$2,0)+1,FALSE)","v":1.3692763139031379E-3},{"$f":"R8609*VLOOKUP($B8609,$AR$36:$BA$47,MATCH(AO$2,$AS$2:$BA$2,0)+1,FALSE)","v":6.3103999999999949E-4},0.88110111751580966]
[2006,12,25,16,null,2013,12,25,16,0.34016503054131197,0.40918505057568511,0,0.10041158684696201,9.1135400000000047E-2,5.9788000000000001E-2,0,1.9066423204688544E-3,6.0191999999999982E-4,1.003193630284428,null,null,0.32207335040799345,8.7983363212958771E-2,0.36220866652741124,7.1838731760806407E-2,5.5114774478924544E-2,0,0,1.3936359668445897E-3,6.0191999999999982E-4,0.90121444235493908,null,{"$f":"J8610*VLOOKUP($B8610,$AR$36:$AZ$47,MATCH(AG$2,$AS$2:$BA$2,0)+1,FALSE)","v":0.32422858510945879},{"$f":"K8610*VLOOKUP($B8610,$AR$36:$AZ$47,MATCH(AH$2,$AS$2:$BA$2,0)+1,FALSE)","v":0.35423192064962761},{"$f":"L8610*VLOOKUP($B8610,$AR$36:$AZ$47,MATCH(AI$2,$AS$2:$BA$2,0)+1,FALSE)","v":0},{"$f":"M8610*VLOOKUP($B8610,$AR$36:$AZ$47,MATCH(AJ$2,$AS$2:$BA$2,0)+1,FALSE)","v":8.7319473997788014E-2},{"$f":"N8610*VLOOKUP($B8610,$AR$36:$AZ$47,MATCH(AK$2,$AS$2:$BA$2,0)+1,FALSE)","v":7.1066368268909663E-2},{"$f":"O8610*VLOOKUP($B8610,$AR$36:$AZ$47,MATCH(AL$2,$AS$2:$BA$2,0)+1,FALSE)","v":5.7624466833499415E-2},{"$f":"P8610*VLOOKUP($B8610,$AR$36:$AZ$47,MATCH(AM$2,$AS$2:$BA$2,0)+1,FALSE)","v":0},{"$f":"Q8610*VLOOKUP($B8610,$AR$36:$AZ$47,MATCH(AN$2,$AS$2:$BA$2,0)+1,FALSE)","v":1.3692763139031379E-3},{"$f":"R8610*VLOOKUP($B8610,$AR$36:$BA$47,MATCH(AO$2,$AS$2:$BA$2,0)+1,FALSE)","v":6.0191999999999982E-4},0.89644201117318678]
[2006,12,25,17,null,2013,12,25,17,0.39170536780913173,0.42344270393843464,3.1508148473118479E-3,0.10926443249526353,9.2421399999999945E-2,6.0402999999999998E-2,6.7324224309677838E-6,2.0422257743688624E-3,5.9359999999999947E-4,1.0830302772869413,null,null,0.37087251438610463,9.5740467334118673E-2,0.37482947367827357,7.2852438937648659E-2,5.5681704068550192E-2,1.7621352675074122E-3,3.3694345261405702E-6,1.4927389689313164E-3,5.9359999999999947E-4,0.97382844207566077,null,{"$f":"J8611*VLOOKUP($B8611,$AR$36:$AZ$47,MATCH(AG$2,$AS$2:$BA$2,0)+1,FALSE)","v":0.37335430094749528},{"$f":"K8611*VLOOKUP($B8611,$AR$36:$AZ$47,MATCH(AH$2,$AS$2:$BA$2,0)+1,FALSE)","v":0.36657478588269948},{"$f":"L8611*VLOOKUP($B8611,$AR$36:$AZ$47,MATCH(AI$2,$AS$2:$BA$2,0)+1,FALSE)","v":2.2567703109327843E-3},{"$f":"M8611*VLOOKUP($B8611,$AR$36:$AZ$47,MATCH(AJ$2,$AS$2:$BA$2,0)+1,FALSE)","v":9.5018045942193888E-2},{"$f":"N8611*VLOOKUP($B8611,$AR$36:$AZ$47,MATCH(AK$2,$AS$2:$BA$2,0)+1,FALSE)","v":7.2069176723075778E-2},{"$f":"O8611*VLOOKUP($B8611,$AR$36:$AZ$47,MATCH(AL$2,$AS$2:$BA$2,0)+1,FALSE)","v":5.8217211984743847E-2},{"$f":"P8611*VLOOKUP($B8611,$AR$36:$AZ$47,MATCH(AM$2,$AS$2:$BA$2,0)+1,FALSE)","v":3.3694345261405702E-6},{"$f":"Q8611*VLOOKUP($B8611,$AR$36:$AZ$47,MATCH(AN$2,$AS$2:$BA$2,0)+1,FALSE)","v":1.4666470740029168E-3},{"$f":"R8611*VLOOKUP($B8611,$AR$36:$BA$47,MATCH(AO$2,$AS$2:$BA$2,0)+1,FALSE)","v":5.9359999999999947E-4},0.96955390829967003]
[2006,12,25,18,null,2013,12,25,18,0.46785942923770862,0.42109138410892155,7.8770371182796187E-3,0.10660783589504361,9.3122100000000041E-2,6.0118999999999999E-2,1.683105607741946E-5,2.2456009552188762E-3,5.7983999999999987E-4,1.15951905837125,null,null,0.44297632138956777,9.3412685143566293E-2,0.37274809651449603,7.3404775344191056E-2,5.5419902436918189E-2,4.4053381687685304E-3,8.4235863153514252E-6,1.6413934720614079E-3,5.7983999999999987E-4,1.0445967760558847,null,{"$f":"J8612*VLOOKUP($B8612,$AR$36:$AZ$47,MATCH(AG$2,$AS$2:$BA$2,0)+1,FALSE)","v":0.44594060868181606},{"$f":"K8612*VLOOKUP($B8612,$AR$36:$AZ$47,MATCH(AH$2,$AS$2:$BA$2,0)+1,FALSE)","v":0.36453924587922637},{"$f":"L8612*VLOOKUP($B8612,$AR$36:$AZ$47,MATCH(AI$2,$AS$2:$BA$2,0)+1,FALSE)","v":5.64192577733196E-3},{"$f":"M8612*VLOOKUP($B8612,$AR$36:$AZ$47,MATCH(AJ$2,$AS$2:$BA$2,0)+1,FALSE)","v":9.2707828316522189E-2},{"$f":"N8612*VLOOKUP($B8612,$AR$36:$AZ$47,MATCH(AK$2,$AS$2:$BA$2,0)+1,FALSE)","v":7.2615574766492844E-2},{"$f":"O8612*VLOOKUP($B8612,$AR$36:$AZ$47,MATCH(AL$2,$AS$2:$BA$2,0)+1,FALSE)","v":5.7943489020591946E-2},{"$f":"P8612*VLOOKUP($B8612,$AR$36:$AZ$47,MATCH(AM$2,$AS$2:$BA$2,0)+1,FALSE)","v":8.4235863153514252E-6},{"$f":"Q8612*VLOOKUP($B8612,$AR$36:$AZ$47,MATCH(AN$2,$AS$2:$BA$2,0)+1,FALSE)","v":1.6127032141525868E-3},{"$f":"R8612*VLOOKUP($B8612,$AR$36:$BA$47,MATCH(AO$2,$AS$2:$BA$2,0)+1,FALSE)","v":5.7983999999999987E-4},1.0415896392424495]
[2006,12,25,19,null,2013,12,25,19,0.48397586409176202,0.39811567259959446,7.8770371182796187E-3,9.610528496684613E-2,9.1911100000000037E-2,5.9129000000000001E-2,1.683105607741946E-5,2.2456009552188762E-3,5.6191999999999982E-4,1.1399383107877787,null,null,0.45823560351453252,8.4210064390380243E-2,0.35241010563090047,7.2450187948268768E-2,5.4507284073130553E-2,4.4053381687685304E-3,8.4235863153514252E-6,1.6413934720614079E-3,5.6191999999999982E-4,1.0284303207843579,null,{"$f":"J8613*VLOOKUP($B8613,$AR$36:$AZ$47,MATCH(AG$2,$AS$2:$BA$2,0)+1,FALSE)","v":0.46130200212494332},{"$f":"K8613*VLOOKUP($B8613,$AR$36:$AZ$47,MATCH(AH$2,$AS$2:$BA$2,0)+1,FALSE)","v":0.3446491487097666},{"$f":"L8613*VLOOKUP($B8613,$AR$36:$AZ$47,MATCH(AI$2,$AS$2:$BA$2,0)+1,FALSE)","v":5.64192577733196E-3},{"$f":"M8613*VLOOKUP($B8613,$AR$36:$AZ$47,MATCH(AJ$2,$AS$2:$BA$2,0)+1,FALSE)","v":8.3574647062421431E-2},{"$f":"N8613*VLOOKUP($B8613,$AR$36:$AZ$47,MATCH(AK$2,$AS$2:$BA$2,0)+1,FALSE)","v":7.1671250475672271E-2},{"$f":"O8613*VLOOKUP($B8613,$AR$36:$AZ$47,MATCH(AL$2,$AS$2:$BA$2,0)+1,FALSE)","v":5.6989313899076521E-2},{"$f":"P8613*VLOOKUP($B8613,$AR$36:$AZ$47,MATCH(AM$2,$AS$2:$BA$2,0)+1,FALSE)","v":8.4235863153514252E-6},{"$f":"Q8613*VLOOKUP($B8613,$AR$36:$AZ$47,MATCH(AN$2,$AS$2:$BA$2,0)+1,FALSE)","v":1.6127032141525868E-3},{"$f":"R8613*VLOOKUP($B8613,$AR$36:$BA$47,MATCH(AO$2,$AS$2:$BA$2,0)+1,FALSE)","v":5.6191999999999982E-4},1.02601133484968]
[2006,12,25,20,null,2013,12,25,20,0.44353640800363386,0.39548504901428777,7.8770371182796187E-3,0.10803599443634618,9.1228799999999985E-2,5.8659000000000003E-2,1.683105607741946E-5,2.2456009552188762E-3,5.4912000000000016E-4,1.107633840583844,null,null,0.41994692025319247,9.4664076497998573E-2,0.3500814901068755,7.1912355594645455E-2,5.4074020809514199E-2,4.4053381687685304E-3,8.4235863153514252E-6,1.6413934720614079E-3,5.4912000000000016E-4,0.99728313848937145,null,{"$f":"J8614*VLOOKUP($B8614,$AR$36:$AZ$47,MATCH(AG$2,$AS$2:$BA$2,0)+1,FALSE)","v":0.42275710052472576},{"$f":"K8614*VLOOKUP($B8614,$AR$36:$AZ$47,MATCH(AH$2,$AS$2:$BA$2,0)+1,FALSE)","v":0.34237181515660192},{"$f":"L8614*VLOOKUP($B8614,$AR$36:$AZ$47,MATCH(AI$2,$AS$2:$BA$2,0)+1,FALSE)","v":5.64192577733196E-3},{"$f":"M8614*VLOOKUP($B8614,$AR$36:$AZ$47,MATCH(AJ$2,$AS$2:$BA$2,0)+1,FALSE)","v":9.3949777144619634E-2},{"$f":"N8614*VLOOKUP($B8614,$AR$36:$AZ$47,MATCH(AK$2,$AS$2:$BA$2,0)+1,FALSE)","v":7.1139200546996031E-2},{"$f":"O8614*VLOOKUP($B8614,$AR$36:$AZ$47,MATCH(AL$2,$AS$2:$BA$2,0)+1,FALSE)","v":5.6536321669670209E-2},{"$f":"P8614*VLOOKUP($B8614,$AR$36:$AZ$47,MATCH(AM$2,$AS$2:$BA$2,0)+1,FALSE)","v":8.4235863153514252E-6},{"$f":"Q8614*VLOOKUP($B8614,$AR$36:$AZ$47,MATCH(AN$2,$AS$2:$BA$2,0)+1,FALSE)","v":1.6127032141525868E-3},{"$f":"R8614*VLOOKUP($B8614,$AR$36:$BA$47,MATCH(AO$2,$AS$2:$BA$2,0)+1,FALSE)","v":5.4912000000000016E-4},0.99456638762041349]
[2006,12,25,21,null,2013,12,25,21,0.42054056762604164,0.38901382577543331,7.8770371182796187E-3,0.1065388312964592,9.0466899999999989E-2,5.8525000000000001E-2,1.683105607741946E-5,2.2456009552188762E-3,5.0752000000000002E-4,1.0757321138275102,null,null,0.39817411384780549,9.3352221437620994E-2,0.34435319398058989,7.1311777446872379E-2,5.3950494687546979E-2,4.4053381687685304E-3,8.4235863153514252E-6,1.6413934720614079E-3,5.0752000000000002E-4,0.96770447662758097,null,{"$f":"J8615*VLOOKUP($B8615,$AR$36:$AZ$47,MATCH(AG$2,$AS$2:$BA$2,0)+1,FALSE)","v":0.40083859591781495},{"$f":"K8615*VLOOKUP($B8615,$AR$36:$AZ$47,MATCH(AH$2,$AS$2:$BA$2,0)+1,FALSE)","v":0.33676967051904283},{"$f":"L8615*VLOOKUP($B8615,$AR$36:$AZ$47,MATCH(AI$2,$AS$2:$BA$2,0)+1,FALSE)","v":5.64192577733196E-3},{"$f":"M8615*VLOOKUP($B8615,$AR$36:$AZ$47,MATCH(AJ$2,$AS$2:$BA$2,0)+1,FALSE)","v":9.2647820846856341E-2},{"$f":"N8615*VLOOKUP($B8615,$AR$36:$AZ$47,MATCH(AK$2,$AS$2:$BA$2,0)+1,FALSE)","v":7.0545079426289015E-2},{"$f":"O8615*VLOOKUP($B8615,$AR$36:$AZ$47,MATCH(AL$2,$AS$2:$BA$2,0)+1,FALSE)","v":5.6407170693626704E-2},{"$f":"P8615*VLOOKUP($B8615,$AR$36:$AZ$47,MATCH(AM$2,$AS$2:$BA$2,0)+1,FALSE)","v":8.4235863153514252E-6},{"$f":"Q8615*VLOOKUP($B8615,$AR$36:$AZ$47,MATCH(AN$2,$AS$2:$BA$2,0)+1,FALSE)","v":1.6127032141525868E-3},{"$f":"R8615*VLOOKUP($B8615,$AR$36:$BA$47,MATCH(AO$2,$AS$2:$BA$2,0)+1,FALSE)","v":5.0752000000000002E-4},0.96497890998142966]
[2006,12,25,22,null,2013,12,25,22,0.39115530593723347,0.3846524318671376,7.8770371182796187E-3,0.11177133728835011,8.9408699999999952E-2,5.8004E-2,1.683105607741946E-5,2.2456009552188762E-3,5.0143999999999959E-4,1.0456326842222972,null,null,0.37035170755968849,9.7937085492206435E-2,0.34049250877348858,7.0477636751277828E-2,5.3470217750644596E-2,4.4053381687685304E-3,8.4235863153514252E-6,1.6413934720614079E-3,5.0143999999999959E-4,0.93928575155445126,null,{"$f":"J8616*VLOOKUP($B8616,$AR$36:$AZ$47,MATCH(AG$2,$AS$2:$BA$2,0)+1,FALSE)","v":0.37283000901141816},{"$f":"K8616*VLOOKUP($B8616,$AR$36:$AZ$47,MATCH(AH$2,$AS$2:$BA$2,0)+1,FALSE)","v":0.33299400731074236},{"$f":"L8616*VLOOKUP($B8616,$AR$36:$AZ$47,MATCH(AI$2,$AS$2:$BA$2,0)+1,FALSE)","v":5.64192577733196E-3},{"$f":"M8616*VLOOKUP($B8616,$AR$36:$AZ$47,MATCH(AJ$2,$AS$2:$BA$2,0)+1,FALSE)","v":9.7198089249630928E-2},{"$f":"N8616*VLOOKUP($B8616,$AR$36:$AZ$47,MATCH(AK$2,$AS$2:$BA$2,0)+1,FALSE)","v":6.9719906870924553E-2},{"$f":"O8616*VLOOKUP($B8616,$AR$36:$AZ$47,MATCH(AL$2,$AS$2:$BA$2,0)+1,FALSE)","v":5.5905023988263532E-2},{"$f":"P8616*VLOOKUP($B8616,$AR$36:$AZ$47,MATCH(AM$2,$AS$2:$BA$2,0)+1,FALSE)","v":8.4235863153514252E-6},{"$f":"Q8616*VLOOKUP($B8616,$AR$36:$AZ$47,MATCH(AN$2,$AS$2:$BA$2,0)+1,FALSE)","v":1.6127032141525868E-3},{"$f":"R8616*VLOOKUP($B8616,$AR$36:$BA$47,MATCH(AO$2,$AS$2:$BA$2,0)+1,FALSE)","v":5.0143999999999959E-4},0.93641152900877944]
[2006,12,25,23,null,2013,12,25,23,0.32764504061774991,0.37174325224615046,7.8770371182796187E-3,0.10565073635242532,8.8231100000000007E-2,5.7425999999999998E-2,1.683105607741946E-5,2.2456009552188762E-3,4.4223999999999978E-4,0.96127783834590153,null,null,0.3102192362583433,9.2574048494814945E-2,0.32906536418474525,6.9549377364458639E-2,5.2937396120069591E-2,4.4053381687685304E-3,8.4235863153514252E-6,1.6413934720614079E-3,4.4223999999999978E-4,0.86084281764957715,null,{"$f":"J8617*VLOOKUP($B8617,$AR$36:$AZ$47,MATCH(AG$2,$AS$2:$BA$2,0)+1,FALSE)","v":0.31229514617823911},{"$f":"K8617*VLOOKUP($B8617,$AR$36:$AZ$47,MATCH(AH$2,$AS$2:$BA$2,0)+1,FALSE)","v":0.32181851718782672},{"$f":"L8617*VLOOKUP($B8617,$AR$36:$AZ$47,MATCH(AI$2,$AS$2:$BA$2,0)+1,FALSE)","v":5.64192577733196E-3},{"$f":"M8617*VLOOKUP($B8617,$AR$36:$AZ$47,MATCH(AJ$2,$AS$2:$BA$2,0)+1,FALSE)","v":9.1875519703051842E-2},{"$f":"N8617*VLOOKUP($B8617,$AR$36:$AZ$47,MATCH(AK$2,$AS$2:$BA$2,0)+1,FALSE)","v":6.8801627527513926E-2},{"$f":"O8617*VLOOKUP($B8617,$AR$36:$AZ$47,MATCH(AL$2,$AS$2:$BA$2,0)+1,FALSE)","v":5.5347939927419168E-2},{"$f":"P8617*VLOOKUP($B8617,$AR$36:$AZ$47,MATCH(AM$2,$AS$2:$BA$2,0)+1,FALSE)","v":8.4235863153514252E-6},{"$f":"Q8617*VLOOKUP($B8617,$AR$36:$AZ$47,MATCH(AN$2,$AS$2:$BA$2,0)+1,FALSE)","v":1.6127032141525868E-3},{"$f":"R8617*VLOOKUP($B8617,$AR$36:$BA$47,MATCH(AO$2,$AS$2:$BA$2,0)+1,FALSE)","v":4.4223999999999978E-4},0.8578440431018507]
[2006,12,25,24,null,2013,12,25,24,0.22044639679669747,0.38296638415627793,7.8770371182796187E-3,0.13219354712202289,8.7826100000000018E-2,5.7071999999999998E-2,1.683105607741946E-5,2.2456009552188762E-3,2.918399999999997E-4,0.89093573720457431,null,null,0.20872195324927614,0.11583158115579781,0.33900002733460688,6.9230130547490415E-2,5.2611065917260676E-2,4.4053381687685304E-3,8.4235863153514252E-6,1.6413934720614079E-3,2.918399999999997E-4,0.79174175343157727,null,{"$f":"J8618*VLOOKUP($B8618,$AR$36:$AZ$47,MATCH(AG$2,$AS$2:$BA$2,0)+1,FALSE)","v":0.21011866861250197},{"$f":"K8618*VLOOKUP($B8618,$AR$36:$AZ$47,MATCH(AH$2,$AS$2:$BA$2,0)+1,FALSE)","v":0.33153439406709023},{"$f":"L8618*VLOOKUP($B8618,$AR$36:$AZ$47,MATCH(AI$2,$AS$2:$BA$2,0)+1,FALSE)","v":5.64192577733196E-3},{"$f":"M8618*VLOOKUP($B8618,$AR$36:$AZ$47,MATCH(AJ$2,$AS$2:$BA$2,0)+1,FALSE)","v":0.11495755981020114},{"$f":"N8618*VLOOKUP($B8618,$AR$36:$AZ$47,MATCH(AK$2,$AS$2:$BA$2,0)+1,FALSE)","v":6.8485813045447597E-2},{"$f":"O8618*VLOOKUP($B8618,$AR$36:$AZ$47,MATCH(AL$2,$AS$2:$BA$2,0)+1,FALSE)","v":5.5006750035483346E-2},{"$f":"P8618*VLOOKUP($B8618,$AR$36:$AZ$47,MATCH(AM$2,$AS$2:$BA$2,0)+1,FALSE)","v":8.4235863153514252E-6},{"$f":"Q8618*VLOOKUP($B8618,$AR$36:$AZ$47,MATCH(AN$2,$AS$2:$BA$2,0)+1,FALSE)","v":1.6127032141525868E-3},{"$f":"R8618*VLOOKUP($B8618,$AR$36:$BA$47,MATCH(AO$2,$AS$2:$BA$2,0)+1,FALSE)","v":2.918399999999997E-4},0.78765807814852429]
[2006,12,26,1,null,2013,12,26,1,0.2285566200621458,0.34550194115109556,7.8770371182796187E-3,9.6038994281240672E-2,8.8377400000000023E-2,5.7029000000000003E-2,1.683105607741946E-5,2.2456009552188762E-3,1.1519999999999982E-4,0.82575862462405791,null,null,0.21640083421920753,8.4151978688795329E-2,0.30583668003243231,6.9664700350440006E-2,5.2571426937823441E-2,4.4053381687685304E-3,8.4235863153514252E-6,1.6413934720614079E-3,1.1519999999999982E-4,0.73479597545584396,null,{"$f":"J8619*VLOOKUP($B8619,$AR$36:$AZ$47,MATCH(AG$2,$AS$2:$BA$2,0)+1,FALSE)","v":0.21784893474272013},{"$f":"K8619*VLOOKUP($B8619,$AR$36:$AZ$47,MATCH(AH$2,$AS$2:$BA$2,0)+1,FALSE)","v":0.29910138708620698},{"$f":"L8619*VLOOKUP($B8619,$AR$36:$AZ$47,MATCH(AI$2,$AS$2:$BA$2,0)+1,FALSE)","v":5.64192577733196E-3},{"$f":"M8619*VLOOKUP($B8619,$AR$36:$AZ$47,MATCH(AJ$2,$AS$2:$BA$2,0)+1,FALSE)","v":8.3516999653593563E-2},{"$f":"N8619*VLOOKUP($B8619,$AR$36:$AZ$47,MATCH(AK$2,$AS$2:$BA$2,0)+1,FALSE)","v":6.8915710635480132E-2},{"$f":"O8619*VLOOKUP($B8619,$AR$36:$AZ$47,MATCH(AL$2,$AS$2:$BA$2,0)+1,FALSE)","v":5.4965306065558946E-2},{"$f":"P8619*VLOOKUP($B8619,$AR$36:$AZ$47,MATCH(AM$2,$AS$2:$BA$2,0)+1,FALSE)","v":8.4235863153514252E-6},{"$f":"Q8619*VLOOKUP($B8619,$AR$36:$AZ$47,MATCH(AN$2,$AS$2:$BA$2,0)+1,FALSE)","v":1.6127032141525868E-3},{"$f":"R8619*VLOOKUP($B8619,$AR$36:$BA$47,MATCH(AO$2,$AS$2:$BA$2,0)+1,FALSE)","v":1.1519999999999982E-4},0.7317265907613596]
[2006,12,26,2,null,2013,12,26,2,0.205241227762161,0.33760068097288526,7.8770371182796187E-3,9.1080266648068064E-2,8.8427599999999995E-2,5.6950000000000001E-2,1.683105607741946E-5,2.2456009552188762E-3,8.7679999999999608E-5,0.78952692451269013,null,null,0.19432547126322353,7.9807006677860906E-2,0.29884252198826805,6.9704271190469139E-2,5.2498601836066645E-2,4.4053381687685304E-3,8.4235863153514252E-6,1.6413934720614079E-3,8.7679999999999608E-5,0.70132070818303371,null,{"$f":"J8620*VLOOKUP($B8620,$AR$36:$AZ$47,MATCH(AG$2,$AS$2:$BA$2,0)+1,FALSE)","v":0.1956258489520778},{"$f":"K8620*VLOOKUP($B8620,$AR$36:$AZ$47,MATCH(AH$2,$AS$2:$BA$2,0)+1,FALSE)","v":0.29226125799414437},{"$f":"L8620*VLOOKUP($B8620,$AR$36:$AZ$47,MATCH(AI$2,$AS$2:$BA$2,0)+1,FALSE)","v":5.64192577733196E-3},{"$f":"M8620*VLOOKUP($B8620,$AR$36:$AZ$47,MATCH(AJ$2,$AS$2:$BA$2,0)+1,FALSE)","v":7.9204813159749421E-2},{"$f":"N8620*VLOOKUP($B8620,$AR$36:$AZ$47,MATCH(AK$2,$AS$2:$BA$2,0)+1,FALSE)","v":6.8954856035479434E-2},{"$f":"O8620*VLOOKUP($B8620,$AR$36:$AZ$47,MATCH(AL$2,$AS$2:$BA$2,0)+1,FALSE)","v":5.4889164818488517E-2},{"$f":"P8620*VLOOKUP($B8620,$AR$36:$AZ$47,MATCH(AM$2,$AS$2:$BA$2,0)+1,FALSE)","v":8.4235863153514252E-6},{"$f":"Q8620*VLOOKUP($B8620,$AR$36:$AZ$47,MATCH(AN$2,$AS$2:$BA$2,0)+1,FALSE)","v":1.6127032141525868E-3},{"$f":"R8620*VLOOKUP($B8620,$AR$36:$BA$47,MATCH(AO$2,$AS$2:$BA$2,0)+1,FALSE)","v":8.7679999999999608E-5},0.69828667353773954]
[2006,12,26,3,null,2013,12,26,3,0.19307553718525433,0.33380277544594172,7.8770371182796187E-3,8.9131551784297491E-2,8.783520000000003E-2,5.6762E-2,1.683105607741946E-5,2.2456009552188762E-3,7.808000000000016E-5,0.77082461354506937,null,null,0.18280681304636892,7.8099489716507306E-2,0.29548063402443381,6.9237303747575391E-2,5.2325296530620104E-2,4.4053381687685304E-3,8.4235863153514252E-6,1.6413934720614079E-3,7.808000000000016E-5,0.6840827722926508,null,{"$f":"J8621*VLOOKUP($B8621,$AR$36:$AZ$47,MATCH(AG$2,$AS$2:$BA$2,0)+1,FALSE)","v":0.1840301107412658},{"$f":"K8621*VLOOKUP($B8621,$AR$36:$AZ$47,MATCH(AH$2,$AS$2:$BA$2,0)+1,FALSE)","v":0.28897340725922072},{"$f":"L8621*VLOOKUP($B8621,$AR$36:$AZ$47,MATCH(AI$2,$AS$2:$BA$2,0)+1,FALSE)","v":5.64192577733196E-3},{"$f":"M8621*VLOOKUP($B8621,$AR$36:$AZ$47,MATCH(AJ$2,$AS$2:$BA$2,0)+1,FALSE)","v":7.751018047621798E-2},{"$f":"N8621*VLOOKUP($B8621,$AR$36:$AZ$47,MATCH(AK$2,$AS$2:$BA$2,0)+1,FALSE)","v":6.8492909123933549E-2},{"$f":"O8621*VLOOKUP($B8621,$AR$36:$AZ$47,MATCH(AL$2,$AS$2:$BA$2,0)+1,FALSE)","v":5.4707967926725991E-2},{"$f":"P8621*VLOOKUP($B8621,$AR$36:$AZ$47,MATCH(AM$2,$AS$2:$BA$2,0)+1,FALSE)","v":8.4235863153514252E-6},{"$f":"Q8621*VLOOKUP($B8621,$AR$36:$AZ$47,MATCH(AN$2,$AS$2:$BA$2,0)+1,FALSE)","v":1.6127032141525868E-3},{"$f":"R8621*VLOOKUP($B8621,$AR$36:$BA$47,MATCH(AO$2,$AS$2:$BA$2,0)+1,FALSE)","v":7.808000000000016E-5},0.68105570810516392]
[2006,12,26,4,null,2013,12,26,4,0.18764922496135847,0.33415173780468255,7.8770371182796187E-3,9.0009192578964406E-2,8.8225600000000015E-2,5.6646000000000002E-2,1.683105607741946E-5,2.2456009552188762E-3,7.6479999999999566E-5,0.76689770447458139,null,null,0.17766909928570138,7.886850244932446E-2,0.2957895338497083,6.9545041913857839E-2,5.2218363469812665E-2,4.4053381687685304E-3,8.4235863153514252E-6,1.6413934720614079E-3,7.6479999999999566E-5,0.68022217619554992,null,{"$f":"J8622*VLOOKUP($B8622,$AR$36:$AZ$47,MATCH(AG$2,$AS$2:$BA$2,0)+1,FALSE)","v":0.17885801667881557},{"$f":"K8622*VLOOKUP($B8622,$AR$36:$AZ$47,MATCH(AH$2,$AS$2:$BA$2,0)+1,FALSE)","v":0.28927550433338622},{"$f":"L8622*VLOOKUP($B8622,$AR$36:$AZ$47,MATCH(AI$2,$AS$2:$BA$2,0)+1,FALSE)","v":5.64192577733196E-3},{"$f":"M8622*VLOOKUP($B8622,$AR$36:$AZ$47,MATCH(AJ$2,$AS$2:$BA$2,0)+1,FALSE)","v":7.8273390529517067E-2},{"$f":"N8622*VLOOKUP($B8622,$AR$36:$AZ$47,MATCH(AK$2,$AS$2:$BA$2,0)+1,FALSE)","v":6.8797338688868587E-2},{"$f":"O8622*VLOOKUP($B8622,$AR$36:$AZ$47,MATCH(AL$2,$AS$2:$BA$2,0)+1,FALSE)","v":5.4596165589255501E-2},{"$f":"P8622*VLOOKUP($B8622,$AR$36:$AZ$47,MATCH(AM$2,$AS$2:$BA$2,0)+1,FALSE)","v":8.4235863153514252E-6},{"$f":"Q8622*VLOOKUP($B8622,$AR$36:$AZ$47,MATCH(AN$2,$AS$2:$BA$2,0)+1,FALSE)","v":1.6127032141525868E-3},{"$f":"R8622*VLOOKUP($B8622,$AR$36:$BA$47,MATCH(AO$2,$AS$2:$BA$2,0)+1,FALSE)","v":7.6479999999999566E-5},0.67713994839764302]
[2006,12,26,5,null,2013,12,26,5,0.19287806681236858,0.33726321076603205,7.8770371182796187E-3,8.8712707485497921E-2,8.8400199999999998E-2,5.6639000000000002E-2,1.683105607741946E-5,2.2456009552188762E-3,7.9680000000000064E-5,0.77411233419347458,null,null,0.18261984513699733,7.7732486950908897E-2,0.29854379496135186,6.9682672763839687E-2,5.2211910612694978E-2,4.4053381687685304E-3,8.4235863153514252E-6,1.6413934720614079E-3,7.9680000000000064E-5,0.68692554565293795,null,{"$f":"J8623*VLOOKUP($B8623,$AR$36:$AZ$47,MATCH(AG$2,$AS$2:$BA$2,0)+1,FALSE)","v":0.18384189168917833},{"$f":"K8623*VLOOKUP($B8623,$AR$36:$AZ$47,MATCH(AH$2,$AS$2:$BA$2,0)+1,FALSE)","v":0.29196910968773032},{"$f":"L8623*VLOOKUP($B8623,$AR$36:$AZ$47,MATCH(AI$2,$AS$2:$BA$2,0)+1,FALSE)","v":5.64192577733196E-3},{"$f":"M8623*VLOOKUP($B8623,$AR$36:$AZ$47,MATCH(AJ$2,$AS$2:$BA$2,0)+1,FALSE)","v":7.7145946974820453E-2},{"$f":"N8623*VLOOKUP($B8623,$AR$36:$AZ$47,MATCH(AK$2,$AS$2:$BA$2,0)+1,FALSE)","v":6.8933489821137173E-2},{"$f":"O8623*VLOOKUP($B8623,$AR$36:$AZ$47,MATCH(AL$2,$AS$2:$BA$2,0)+1,FALSE)","v":5.4589418896477108E-2},{"$f":"P8623*VLOOKUP($B8623,$AR$36:$AZ$47,MATCH(AM$2,$AS$2:$BA$2,0)+1,FALSE)","v":8.4235863153514252E-6},{"$f":"Q8623*VLOOKUP($B8623,$AR$36:$AZ$47,MATCH(AN$2,$AS$2:$BA$2,0)+1,FALSE)","v":1.6127032141525868E-3},{"$f":"R8623*VLOOKUP($B8623,$AR$36:$BA$47,MATCH(AO$2,$AS$2:$BA$2,0)+1,FALSE)","v":7.9680000000000064E-5},0.68382258964714326]
[2006,12,26,6,null,2013,12,26,6,0.20103947442752521,0.35004477521258803,7.8770371182796187E-3,9.3626225926165041E-2,8.9671000000000028E-2,5.6992000000000001E-2,1.683105607741946E-5,2.2456009552188762E-3,1.2159999999999968E-4,0.80163454469585438,null,null,0.19034718821654875,8.2037845437849949E-2,0.30985797520280445,7.0684398331748916E-2,5.2537318978772792E-2,4.4053381687685304E-3,8.4235863153514252E-6,1.6413934720614079E-3,1.2159999999999968E-4,0.71164148139487016,null,{"$f":"J8624*VLOOKUP($B8624,$AR$36:$AZ$47,MATCH(AG$2,$AS$2:$BA$2,0)+1,FALSE)","v":0.19162094422539261},{"$f":"K8624*VLOOKUP($B8624,$AR$36:$AZ$47,MATCH(AH$2,$AS$2:$BA$2,0)+1,FALSE)","v":0.30303412322241485},{"$f":"L8624*VLOOKUP($B8624,$AR$36:$AZ$47,MATCH(AI$2,$AS$2:$BA$2,0)+1,FALSE)","v":5.64192577733196E-3},{"$f":"M8624*VLOOKUP($B8624,$AR$36:$AZ$47,MATCH(AJ$2,$AS$2:$BA$2,0)+1,FALSE)","v":8.1418818853355709E-2},{"$f":"N8624*VLOOKUP($B8624,$AR$36:$AZ$47,MATCH(AK$2,$AS$2:$BA$2,0)+1,FALSE)","v":6.9924445484865344E-2},{"$f":"O8624*VLOOKUP($B8624,$AR$36:$AZ$47,MATCH(AL$2,$AS$2:$BA$2,0)+1,FALSE)","v":5.492964497515887E-2},{"$f":"P8624*VLOOKUP($B8624,$AR$36:$AZ$47,MATCH(AM$2,$AS$2:$BA$2,0)+1,FALSE)","v":8.4235863153514252E-6},{"$f":"Q8624*VLOOKUP($B8624,$AR$36:$AZ$47,MATCH(AN$2,$AS$2:$BA$2,0)+1,FALSE)","v":1.6127032141525868E-3},{"$f":"R8624*VLOOKUP($B8624,$AR$36:$BA$47,MATCH(AO$2,$AS$2:$BA$2,0)+1,FALSE)","v":1.2159999999999968E-4},0.70831262933898731]
[2006,12,26,7,null,2013,12,26,7,0.22069741878233573,0.37091216982890796,7.8770371182796187E-3,9.7422442037351065E-2,9.2590900000000018E-2,5.8167999999999997E-2,1.683105607741946E-5,2.2456009552188762E-3,4.6592000000000009E-4,0.85039631977817065,null,null,0.20895962462840623,8.5364193237276953E-2,0.32832969396976486,7.2986049642528014E-2,5.3621398974544772E-2,4.4053381687685304E-3,8.4235863153514252E-6,1.6413934720614079E-3,4.6592000000000009E-4,0.75578203567966606,null,{"$f":"J8625*VLOOKUP($B8625,$AR$36:$AZ$47,MATCH(AG$2,$AS$2:$BA$2,0)+1,FALSE)","v":0.21035793042934817},{"$f":"K8625*VLOOKUP($B8625,$AR$36:$AZ$47,MATCH(AH$2,$AS$2:$BA$2,0)+1,FALSE)","v":0.32109904828136554},{"$f":"L8625*VLOOKUP($B8625,$AR$36:$AZ$47,MATCH(AI$2,$AS$2:$BA$2,0)+1,FALSE)","v":5.64192577733196E-3},{"$f":"M8625*VLOOKUP($B8625,$AR$36:$AZ$47,MATCH(AJ$2,$AS$2:$BA$2,0)+1,FALSE)","v":8.4720067289115492E-2},{"$f":"N8625*VLOOKUP($B8625,$AR$36:$AZ$47,MATCH(AK$2,$AS$2:$BA$2,0)+1,FALSE)","v":7.2201350932236938E-2},{"$f":"O8625*VLOOKUP($B8625,$AR$36:$AZ$47,MATCH(AL$2,$AS$2:$BA$2,0)+1,FALSE)","v":5.6063089361928713E-2},{"$f":"P8625*VLOOKUP($B8625,$AR$36:$AZ$47,MATCH(AM$2,$AS$2:$BA$2,0)+1,FALSE)","v":8.4235863153514252E-6},{"$f":"Q8625*VLOOKUP($B8625,$AR$36:$AZ$47,MATCH(AN$2,$AS$2:$BA$2,0)+1,FALSE)","v":1.6127032141525868E-3},{"$f":"R8625*VLOOKUP($B8625,$AR$36:$BA$47,MATCH(AO$2,$AS$2:$BA$2,0)+1,FALSE)","v":4.6592000000000009E-4},0.75217045887179479]
[2006,12,26,8,null,2013,12,26,8,0.24821384148848924,0.39609003169334167,4.9887901749104254E-3,0.10942136950547469,9.3827300000000002E-2,6.0906000000000002E-2,1.0659668849032324E-5,2.1213161224772018E-3,5.6639999999999989E-4,0.91614570865354228,null,null,0.23501258615155476,9.5877979810562342E-2,0.3506170179057137,7.3960658937588547E-2,5.6145387944292809E-2,2.7900475068867356E-3,5.3349379997225689E-6,1.5505490534819082E-3,5.6639999999999989E-4,0.81652596224808049,null,{"$f":"J8626*VLOOKUP($B8626,$AR$36:$AZ$47,MATCH(AG$2,$AS$2:$BA$2,0)+1,FALSE)","v":0.23658523188679895},{"$f":"K8626*VLOOKUP($B8626,$AR$36:$AZ$47,MATCH(AH$2,$AS$2:$BA$2,0)+1,FALSE)","v":0.34289554928633004},{"$f":"L8626*VLOOKUP($B8626,$AR$36:$AZ$47,MATCH(AI$2,$AS$2:$BA$2,0)+1,FALSE)","v":3.5732196589769085E-3},{"$f":"M8626*VLOOKUP($B8626,$AR$36:$AZ$47,MATCH(AJ$2,$AS$2:$BA$2,0)+1,FALSE)","v":9.5154520801448025E-2},{"$f":"N8626*VLOOKUP($B8626,$AR$36:$AZ$47,MATCH(AK$2,$AS$2:$BA$2,0)+1,FALSE)","v":7.3165481859710543E-2},{"$f":"O8626*VLOOKUP($B8626,$AR$36:$AZ$47,MATCH(AL$2,$AS$2:$BA$2,0)+1,FALSE)","v":5.8702010051534012E-2},{"$f":"P8626*VLOOKUP($B8626,$AR$36:$AZ$47,MATCH(AM$2,$AS$2:$BA$2,0)+1,FALSE)","v":5.3349379997225689E-6},{"$f":"Q8626*VLOOKUP($B8626,$AR$36:$AZ$47,MATCH(AN$2,$AS$2:$BA$2,0)+1,FALSE)","v":1.5234466840611223E-3},{"$f":"R8626*VLOOKUP($B8626,$AR$36:$BA$47,MATCH(AO$2,$AS$2:$BA$2,0)+1,FALSE)","v":5.6639999999999989E-4},0.81217119516685921]
[2006,12,26,9,null,2013,12,26,9,0.28551631772625324,0.40749752968478037,0,0.11410224380226763,9.3245599999999998E-2,6.0701999999999999E-2,0,1.9066423204688544E-3,6.7359999999999989E-4,0.96364393353377031,null,null,0.27033112986339036,9.9979489171594785E-2,0.36071488103653909,7.3502125916772701E-2,5.5957333251148683E-2,0,0,1.3936359668445897E-3,6.7359999999999989E-4,0.86255219520629034,null,{"$f":"J8627*VLOOKUP($B8627,$AR$36:$AZ$47,MATCH(AG$2,$AS$2:$BA$2,0)+1,FALSE)","v":0.27214011850287217},{"$f":"K8627*VLOOKUP($B8627,$AR$36:$AZ$47,MATCH(AH$2,$AS$2:$BA$2,0)+1,FALSE)","v":0.35277103207248983},{"$f":"L8627*VLOOKUP($B8627,$AR$36:$AZ$47,MATCH(AI$2,$AS$2:$BA$2,0)+1,FALSE)","v":0},{"$f":"M8627*VLOOKUP($B8627,$AR$36:$AZ$47,MATCH(AJ$2,$AS$2:$BA$2,0)+1,FALSE)","v":9.9225081722556424E-2},{"$f":"N8627*VLOOKUP($B8627,$AR$36:$AZ$47,MATCH(AK$2,$AS$2:$BA$2,0)+1,FALSE)","v":7.2711878688801926E-2},{"$f":"O8627*VLOOKUP($B8627,$AR$36:$AZ$47,MATCH(AL$2,$AS$2:$BA$2,0)+1,FALSE)","v":5.8505392147706586E-2},{"$f":"P8627*VLOOKUP($B8627,$AR$36:$AZ$47,MATCH(AM$2,$AS$2:$BA$2,0)+1,FALSE)","v":0},{"$f":"Q8627*VLOOKUP($B8627,$AR$36:$AZ$47,MATCH(AN$2,$AS$2:$BA$2,0)+1,FALSE)","v":1.3692763139031379E-3},{"$f":"R8627*VLOOKUP($B8627,$AR$36:$BA$47,MATCH(AO$2,$AS$2:$BA$2,0)+1,FALSE)","v":6.7359999999999989E-4},0.85739637944833003]
[2006,12,26,10,null,2013,12,26,10,0.32302829898198337,0.40324889139857323,0,9.7074041999605024E-2,9.2720000000000011E-2,6.0597999999999999E-2,0,1.9066423204688544E-3,6.860799999999995E-4,0.9792619547006306,null,null,0.30584803606697375,8.5058915649032701E-2,0.3569540065714546,7.308781449208504E-2,5.5861462231114427E-2,0,0,1.3936359668445897E-3,6.860799999999995E-4,0.87888995097750511,null,{"$f":"J8628*VLOOKUP($B8628,$AR$36:$AZ$47,MATCH(AG$2,$AS$2:$BA$2,0)+1,FALSE)","v":0.30789469500311833},{"$f":"K8628*VLOOKUP($B8628,$AR$36:$AZ$47,MATCH(AH$2,$AS$2:$BA$2,0)+1,FALSE)","v":0.34909298152261931},{"$f":"L8628*VLOOKUP($B8628,$AR$36:$AZ$47,MATCH(AI$2,$AS$2:$BA$2,0)+1,FALSE)","v":0},{"$f":"M8628*VLOOKUP($B8628,$AR$36:$AZ$47,MATCH(AJ$2,$AS$2:$BA$2,0)+1,FALSE)","v":8.4417093210206059E-2},{"$f":"N8628*VLOOKUP($B8628,$AR$36:$AZ$47,MATCH(AK$2,$AS$2:$BA$2,0)+1,FALSE)","v":7.2302021672075847E-2},{"$f":"O8628*VLOOKUP($B8628,$AR$36:$AZ$47,MATCH(AL$2,$AS$2:$BA$2,0)+1,FALSE)","v":5.8405155569284765E-2},{"$f":"P8628*VLOOKUP($B8628,$AR$36:$AZ$47,MATCH(AM$2,$AS$2:$BA$2,0)+1,FALSE)","v":0},{"$f":"Q8628*VLOOKUP($B8628,$AR$36:$AZ$47,MATCH(AN$2,$AS$2:$BA$2,0)+1,FALSE)","v":1.3692763139031379E-3},{"$f":"R8628*VLOOKUP($B8628,$AR$36:$BA$47,MATCH(AO$2,$AS$2:$BA$2,0)+1,FALSE)","v":6.860799999999995E-4},0.87416730329120751]
[2006,12,26,11,null,2013,12,26,11,0.31965830534896955,0.41400314097876934,0,0.10469509580550722,9.291400000000001E-2,6.1054999999999998E-2,0,1.9066423204688544E-3,6.8000000000000027E-4,0.99491218445371499,null,null,0.30265727557489386,9.1736690257775297E-2,0.36647361730617112,7.3240737658731556E-2,5.6282741617226496E-2,0,0,1.3936359668445897E-3,6.8000000000000027E-4,0.89246469838164288,null,{"$f":"J8629*VLOOKUP($B8629,$AR$36:$AZ$47,MATCH(AG$2,$AS$2:$BA$2,0)+1,FALSE)","v":0.30468258273596027},{"$f":"K8629*VLOOKUP($B8629,$AR$36:$AZ$47,MATCH(AH$2,$AS$2:$BA$2,0)+1,FALSE)","v":0.35840294648487464},{"$f":"L8629*VLOOKUP($B8629,$AR$36:$AZ$47,MATCH(AI$2,$AS$2:$BA$2,0)+1,FALSE)","v":0},{"$f":"M8629*VLOOKUP($B8629,$AR$36:$AZ$47,MATCH(AJ$2,$AS$2:$BA$2,0)+1,FALSE)","v":9.1044479854881455E-2},{"$f":"N8629*VLOOKUP($B8629,$AR$36:$AZ$47,MATCH(AK$2,$AS$2:$BA$2,0)+1,FALSE)","v":7.2453300707929852E-2},{"$f":"O8629*VLOOKUP($B8629,$AR$36:$AZ$47,MATCH(AL$2,$AS$2:$BA$2,0)+1,FALSE)","v":5.8845618226388348E-2},{"$f":"P8629*VLOOKUP($B8629,$AR$36:$AZ$47,MATCH(AM$2,$AS$2:$BA$2,0)+1,FALSE)","v":0},{"$f":"Q8629*VLOOKUP($B8629,$AR$36:$AZ$47,MATCH(AN$2,$AS$2:$BA$2,0)+1,FALSE)","v":1.3692763139031379E-3},{"$f":"R8629*VLOOKUP($B8629,$AR$36:$BA$47,MATCH(AO$2,$AS$2:$BA$2,0)+1,FALSE)","v":6.8000000000000027E-4},0.88747820432393776]
[2006,12,26,12,null,2013,12,26,12,0.32896002784440143,0.41845602890659378,0,0.10632379945508182,9.2047300000000026E-2,6.1002000000000001E-2,0,1.9066423204688544E-3,0,1.0086957985265459,null,null,0.31146428587781005,9.3163804690148483E-2,0.37041529258551997,7.2557549470419549E-2,5.6233884270478277E-2,0,0,1.3936359668445897E-3,0,0.905228452861221,null,{"$f":"J8630*VLOOKUP($B8630,$AR$36:$AZ$47,MATCH(AG$2,$AS$2:$BA$2,0)+1,FALSE)","v":0.31354852735988431},{"$f":"K8630*VLOOKUP($B8630,$AR$36:$AZ$47,MATCH(AH$2,$AS$2:$BA$2,0)+1,FALSE)","v":0.36225781616032249},{"$f":"L8630*VLOOKUP($B8630,$AR$36:$AZ$47,MATCH(AI$2,$AS$2:$BA$2,0)+1,FALSE)","v":0},{"$f":"M8630*VLOOKUP($B8630,$AR$36:$AZ$47,MATCH(AJ$2,$AS$2:$BA$2,0)+1,FALSE)","v":9.2460825820968873E-2},{"$f":"N8630*VLOOKUP($B8630,$AR$36:$AZ$47,MATCH(AK$2,$AS$2:$BA$2,0)+1,FALSE)","v":7.1777457716307905E-2},{"$f":"O8630*VLOOKUP($B8630,$AR$36:$AZ$47,MATCH(AL$2,$AS$2:$BA$2,0)+1,FALSE)","v":5.8794536123923387E-2},{"$f":"P8630*VLOOKUP($B8630,$AR$36:$AZ$47,MATCH(AM$2,$AS$2:$BA$2,0)+1,FALSE)","v":0},{"$f":"Q8630*VLOOKUP($B8630,$AR$36:$AZ$47,MATCH(AN$2,$AS$2:$BA$2,0)+1,FALSE)","v":1.3692763139031379E-3},{"$f":"R8630*VLOOKUP($B8630,$AR$36:$BA$47,MATCH(AO$2,$AS$2:$BA$2,0)+1,FALSE)","v":0},0.90020843949531026]
[2006,12,26,13,null,2013,12,26,13,0.30904791415295757,0.42412269511662126,0,0.11617037322710264,9.1560399999999958E-2,6.1054999999999998E-2,0,1.9066423204688544E-3,0,1.0038630248171503,null,null,0.29261119812771769,0.10179164041898013,0.37543139864487451,7.2173743852686573E-2,5.6282741617226496E-2,0,0,1.3936359668445897E-3,0,0.89968435862832996,null,{"$f":"J8631*VLOOKUP($B8631,$AR$36:$AZ$47,MATCH(AG$2,$AS$2:$BA$2,0)+1,FALSE)","v":0.29456927943883304},{"$f":"K8631*VLOOKUP($B8631,$AR$36:$AZ$47,MATCH(AH$2,$AS$2:$BA$2,0)+1,FALSE)","v":0.36716345494755159},{"$f":"L8631*VLOOKUP($B8631,$AR$36:$AZ$47,MATCH(AI$2,$AS$2:$BA$2,0)+1,FALSE)","v":0},{"$f":"M8631*VLOOKUP($B8631,$AR$36:$AZ$47,MATCH(AJ$2,$AS$2:$BA$2,0)+1,FALSE)","v":0.10102355916133224},{"$f":"N8631*VLOOKUP($B8631,$AR$36:$AZ$47,MATCH(AK$2,$AS$2:$BA$2,0)+1,FALSE)","v":7.1397778527868092E-2},{"$f":"O8631*VLOOKUP($B8631,$AR$36:$AZ$47,MATCH(AL$2,$AS$2:$BA$2,0)+1,FALSE)","v":5.8845618226388348E-2},{"$f":"P8631*VLOOKUP($B8631,$AR$36:$AZ$47,MATCH(AM$2,$AS$2:$BA$2,0)+1,FALSE)","v":0},{"$f":"Q8631*VLOOKUP($B8631,$AR$36:$AZ$47,MATCH(AN$2,$AS$2:$BA$2,0)+1,FALSE)","v":1.3692763139031379E-3},{"$f":"R8631*VLOOKUP($B8631,$AR$36:$BA$47,MATCH(AO$2,$AS$2:$BA$2,0)+1,FALSE)","v":0},0.89436896661587639]
[2006,12,26,14,null,2013,12,26,14,0.30183640933659611,0.42206645717548363,0,0.11363607705393865,9.1418700000000019E-2,6.0996000000000002E-2,0,1.9066423204688544E-3,0,0.99186028588648723,null,null,0.28578323725827487,9.9571021188725989E-2,0.37361122656949036,7.2062046879935032E-2,5.6228353250091685E-2,0,0,1.3936359668445897E-3,0,0.88864952111336259,null,{"$f":"J8632*VLOOKUP($B8632,$AR$36:$AZ$47,MATCH(AG$2,$AS$2:$BA$2,0)+1,FALSE)","v":0.28769562755463401},{"$f":"K8632*VLOOKUP($B8632,$AR$36:$AZ$47,MATCH(AH$2,$AS$2:$BA$2,0)+1,FALSE)","v":0.36538336763943258},{"$f":"L8632*VLOOKUP($B8632,$AR$36:$AZ$47,MATCH(AI$2,$AS$2:$BA$2,0)+1,FALSE)","v":0},{"$f":"M8632*VLOOKUP($B8632,$AR$36:$AZ$47,MATCH(AJ$2,$AS$2:$BA$2,0)+1,FALSE)","v":9.8819695884750813E-2},{"$f":"N8632*VLOOKUP($B8632,$AR$36:$AZ$47,MATCH(AK$2,$AS$2:$BA$2,0)+1,FALSE)","v":7.1287282448587161E-2},{"$f":"O8632*VLOOKUP($B8632,$AR$36:$AZ$47,MATCH(AL$2,$AS$2:$BA$2,0)+1,FALSE)","v":5.8788753244399049E-2},{"$f":"P8632*VLOOKUP($B8632,$AR$36:$AZ$47,MATCH(AM$2,$AS$2:$BA$2,0)+1,FALSE)","v":0},{"$f":"Q8632*VLOOKUP($B8632,$AR$36:$AZ$47,MATCH(AN$2,$AS$2:$BA$2,0)+1,FALSE)","v":1.3692763139031379E-3},{"$f":"R8632*VLOOKUP($B8632,$AR$36:$BA$47,MATCH(AO$2,$AS$2:$BA$2,0)+1,FALSE)","v":0},0.88334400308570671]
[2006,12,26,15,null,2013,12,26,15,0.33274019304412378,0.40543866274616724,0,9.4549626500364387E-2,9.1581400000000035E-2,6.1129000000000003E-2,0,1.9066423204688544E-3,0,0.98734552461112435,null,null,0.31504340295822503,8.2846954133987377E-2,0.35889238178505556,7.2190297391344249E-2,5.6350957535327803E-2,0,0,1.3936359668445897E-3,0,0.88671762977078472,null,{"$f":"J8633*VLOOKUP($B8633,$AR$36:$AZ$47,MATCH(AG$2,$AS$2:$BA$2,0)+1,FALSE)","v":0.31715159500101014},{"$f":"K8633*VLOOKUP($B8633,$AR$36:$AZ$47,MATCH(AH$2,$AS$2:$BA$2,0)+1,FALSE)","v":0.35098866883854257},{"$f":"L8633*VLOOKUP($B8633,$AR$36:$AZ$47,MATCH(AI$2,$AS$2:$BA$2,0)+1,FALSE)","v":0},{"$f":"M8633*VLOOKUP($B8633,$AR$36:$AZ$47,MATCH(AJ$2,$AS$2:$BA$2,0)+1,FALSE)","v":8.222182232098571E-2},{"$f":"N8633*VLOOKUP($B8633,$AR$36:$AZ$47,MATCH(AK$2,$AS$2:$BA$2,0)+1,FALSE)","v":7.1414154093604923E-2},{"$f":"O8633*VLOOKUP($B8633,$AR$36:$AZ$47,MATCH(AL$2,$AS$2:$BA$2,0)+1,FALSE)","v":5.8916940407188499E-2},{"$f":"P8633*VLOOKUP($B8633,$AR$36:$AZ$47,MATCH(AM$2,$AS$2:$BA$2,0)+1,FALSE)","v":0},{"$f":"Q8633*VLOOKUP($B8633,$AR$36:$AZ$47,MATCH(AN$2,$AS$2:$BA$2,0)+1,FALSE)","v":1.3692763139031379E-3},{"$f":"R8633*VLOOKUP($B8633,$AR$36:$BA$47,MATCH(AO$2,$AS$2:$BA$2,0)+1,FALSE)","v":0},0.88206245697523511]
[2006,12,26,16,null,2013,12,26,16,0.33831501192550278,0.40933757697401063,0,0.10169691587139952,9.1100300000000009E-2,6.1336000000000002E-2,0,1.9066423204688544E-3,0,1.0036924470913817,null,null,0.32032172504849471,8.9109603460288012E-2,0.36234368217197105,7.1811063703335801E-2,5.6541777738665214E-2,0,0,1.3936359668445897E-3,0,0.90152148808959931,null,{"$f":"J8634*VLOOKUP($B8634,$AR$36:$AZ$47,MATCH(AG$2,$AS$2:$BA$2,0)+1,FALSE)","v":0.32246523830900886},{"$f":"K8634*VLOOKUP($B8634,$AR$36:$AZ$47,MATCH(AH$2,$AS$2:$BA$2,0)+1,FALSE)","v":0.35436396291009775},{"$f":"L8634*VLOOKUP($B8634,$AR$36:$AZ$47,MATCH(AI$2,$AS$2:$BA$2,0)+1,FALSE)","v":0},{"$f":"M8634*VLOOKUP($B8634,$AR$36:$AZ$47,MATCH(AJ$2,$AS$2:$BA$2,0)+1,FALSE)","v":8.8437216061749521E-2},{"$f":"N8634*VLOOKUP($B8634,$AR$36:$AZ$47,MATCH(AK$2,$AS$2:$BA$2,0)+1,FALSE)","v":7.1038997680463886E-2},{"$f":"O8634*VLOOKUP($B8634,$AR$36:$AZ$47,MATCH(AL$2,$AS$2:$BA$2,0)+1,FALSE)","v":5.9116449750778087E-2},{"$f":"P8634*VLOOKUP($B8634,$AR$36:$AZ$47,MATCH(AM$2,$AS$2:$BA$2,0)+1,FALSE)","v":0},{"$f":"Q8634*VLOOKUP($B8634,$AR$36:$AZ$47,MATCH(AN$2,$AS$2:$BA$2,0)+1,FALSE)","v":1.3692763139031379E-3},{"$f":"R8634*VLOOKUP($B8634,$AR$36:$BA$47,MATCH(AO$2,$AS$2:$BA$2,0)+1,FALSE)","v":0},0.89679114102600122]
[2006,12,26,17,null,2013,12,26,17,0.3899091223226569,0.42340071103623506,3.1508148473118479E-3,0.11039383194911437,9.1660800000000001E-2,6.1700999999999999E-2,6.7324224309677838E-6,2.0422257743688624E-3,0,1.0822652383521179,null,null,0.36917180223158491,9.6730077851001781E-2,0.37479230176036521,7.2252885532744907E-2,5.6878248145516209E-2,1.7621352675074122E-3,3.3694345261405702E-6,1.4927389689313164E-3,0,0.97308355919217793,null,{"$f":"J8635*VLOOKUP($B8635,$AR$36:$AZ$47,MATCH(AG$2,$AS$2:$BA$2,0)+1,FALSE)","v":0.37164220805052051},{"$f":"K8635*VLOOKUP($B8635,$AR$36:$AZ$47,MATCH(AH$2,$AS$2:$BA$2,0)+1,FALSE)","v":0.36653843258391966},{"$f":"L8635*VLOOKUP($B8635,$AR$36:$AZ$47,MATCH(AI$2,$AS$2:$BA$2,0)+1,FALSE)","v":2.2567703109327843E-3},{"$f":"M8635*VLOOKUP($B8635,$AR$36:$AZ$47,MATCH(AJ$2,$AS$2:$BA$2,0)+1,FALSE)","v":9.6000189232031033E-2},{"$f":"N8635*VLOOKUP($B8635,$AR$36:$AZ$47,MATCH(AK$2,$AS$2:$BA$2,0)+1,FALSE)","v":7.1476069327866792E-2},{"$f":"O8635*VLOOKUP($B8635,$AR$36:$AZ$47,MATCH(AL$2,$AS$2:$BA$2,0)+1,FALSE)","v":5.9468241588508518E-2},{"$f":"P8635*VLOOKUP($B8635,$AR$36:$AZ$47,MATCH(AM$2,$AS$2:$BA$2,0)+1,FALSE)","v":3.3694345261405702E-6},{"$f":"Q8635*VLOOKUP($B8635,$AR$36:$AZ$47,MATCH(AN$2,$AS$2:$BA$2,0)+1,FALSE)","v":1.4666470740029168E-3},{"$f":"R8635*VLOOKUP($B8635,$AR$36:$BA$47,MATCH(AO$2,$AS$2:$BA$2,0)+1,FALSE)","v":0},0.96885192760230832]
[2006,12,26,18,null,2013,12,26,18,0.46463156013666634,0.42154780938319691,7.8770371182796187E-3,0.10838174951424126,9.2731999999999967E-2,6.1277999999999999E-2,1.683105607741946E-5,2.2456009552188762E-3,0,1.1587105881636806,null,null,0.43992012653497975,9.4967036500488447E-2,0.37315212200304232,7.3097273657032211E-2,5.6488311208261491E-2,4.4053381687685304E-3,8.4235863153514252E-6,1.6413934720614079E-3,0,1.0436800251309497,null,{"$f":"J8636*VLOOKUP($B8636,$AR$36:$AZ$47,MATCH(AG$2,$AS$2:$BA$2,0)+1,FALSE)","v":0.44286396253190446},{"$f":"K8636*VLOOKUP($B8636,$AR$36:$AZ$47,MATCH(AH$2,$AS$2:$BA$2,0)+1,FALSE)","v":0.3649343737102948},{"$f":"L8636*VLOOKUP($B8636,$AR$36:$AZ$47,MATCH(AI$2,$AS$2:$BA$2,0)+1,FALSE)","v":5.64192577733196E-3},{"$f":"M8636*VLOOKUP($B8636,$AR$36:$AZ$47,MATCH(AJ$2,$AS$2:$BA$2,0)+1,FALSE)","v":9.4250451125401119E-2},{"$f":"N8636*VLOOKUP($B8636,$AR$36:$AZ$47,MATCH(AK$2,$AS$2:$BA$2,0)+1,FALSE)","v":7.2311379138211118E-2},{"$f":"O8636*VLOOKUP($B8636,$AR$36:$AZ$47,MATCH(AL$2,$AS$2:$BA$2,0)+1,FALSE)","v":5.9060548582042835E-2},{"$f":"P8636*VLOOKUP($B8636,$AR$36:$AZ$47,MATCH(AM$2,$AS$2:$BA$2,0)+1,FALSE)","v":8.4235863153514252E-6},{"$f":"Q8636*VLOOKUP($B8636,$AR$36:$AZ$47,MATCH(AN$2,$AS$2:$BA$2,0)+1,FALSE)","v":1.6127032141525868E-3},{"$f":"R8636*VLOOKUP($B8636,$AR$36:$BA$47,MATCH(AO$2,$AS$2:$BA$2,0)+1,FALSE)","v":0},1.0406837676656542]
[2006,12,26,19,null,2013,12,26,19,0.48102532087660022,0.39848968841352939,7.8770371182796187E-3,9.7699025092166894E-2,9.0873300000000018E-2,6.0296000000000002E-2,1.683105607741946E-5,2.2456009552188762E-3,0,1.1385228035118724,null,null,0.45544198496615174,8.5606542831925814E-2,0.35274118265591625,7.163212783308448E-2,5.5583067538322643E-2,4.4053381687685304E-3,8.4235863153514252E-6,1.6413934720614079E-3,0,1.0270600610525462,null,{"$f":"J8637*VLOOKUP($B8637,$AR$36:$AZ$47,MATCH(AG$2,$AS$2:$BA$2,0)+1,FALSE)","v":0.45848968937652856},{"$f":"K8637*VLOOKUP($B8637,$AR$36:$AZ$47,MATCH(AH$2,$AS$2:$BA$2,0)+1,FALSE)","v":0.34497293458595418},{"$f":"L8637*VLOOKUP($B8637,$AR$36:$AZ$47,MATCH(AI$2,$AS$2:$BA$2,0)+1,FALSE)","v":5.64192577733196E-3},{"$f":"M8637*VLOOKUP($B8637,$AR$36:$AZ$47,MATCH(AJ$2,$AS$2:$BA$2,0)+1,FALSE)","v":8.4960588205292523E-2},{"$f":"N8637*VLOOKUP($B8637,$AR$36:$AZ$47,MATCH(AK$2,$AS$2:$BA$2,0)+1,FALSE)","v":7.0861985612737821E-2},{"$f":"O8637*VLOOKUP($B8637,$AR$36:$AZ$47,MATCH(AL$2,$AS$2:$BA$2,0)+1,FALSE)","v":5.8114083966559857E-2},{"$f":"P8637*VLOOKUP($B8637,$AR$36:$AZ$47,MATCH(AM$2,$AS$2:$BA$2,0)+1,FALSE)","v":8.4235863153514252E-6},{"$f":"Q8637*VLOOKUP($B8637,$AR$36:$AZ$47,MATCH(AN$2,$AS$2:$BA$2,0)+1,FALSE)","v":1.6127032141525868E-3},{"$f":"R8637*VLOOKUP($B8637,$AR$36:$BA$47,MATCH(AO$2,$AS$2:$BA$2,0)+1,FALSE)","v":0},1.0246623343248729]
[2006,12,26,20,null,2013,12,26,20,0.44068700948421508,0.39590245636984489,7.8770371182796187E-3,0.10957940085354785,8.9355499999999977E-2,5.9848999999999999E-2,1.683105607741946E-5,2.2456009552188762E-3,0,1.105512835837184,null,null,0.41724906701902431,9.6016451175602563E-2,0.35045097711878459,7.0435701120011893E-2,5.5171006519521559E-2,4.4053381687685304E-3,8.4235863153514252E-6,1.6413934720614079E-3,0,0.99537835818009013,null,{"$f":"J8638*VLOOKUP($B8638,$AR$36:$AZ$47,MATCH(AG$2,$AS$2:$BA$2,0)+1,FALSE)","v":0.42004119392817174},{"$f":"K8638*VLOOKUP($B8638,$AR$36:$AZ$47,MATCH(AH$2,$AS$2:$BA$2,0)+1,FALSE)","v":0.34273316513516111},{"$f":"L8638*VLOOKUP($B8638,$AR$36:$AZ$47,MATCH(AI$2,$AS$2:$BA$2,0)+1,FALSE)","v":5.64192577733196E-3},{"$f":"M8638*VLOOKUP($B8638,$AR$36:$AZ$47,MATCH(AJ$2,$AS$2:$BA$2,0)+1,FALSE)","v":9.5291947313887682E-2},{"$f":"N8638*VLOOKUP($B8638,$AR$36:$AZ$47,MATCH(AK$2,$AS$2:$BA$2,0)+1,FALSE)","v":6.9678422104391402E-2},{"$f":"O8638*VLOOKUP($B8638,$AR$36:$AZ$47,MATCH(AL$2,$AS$2:$BA$2,0)+1,FALSE)","v":5.7683259441996829E-2},{"$f":"P8638*VLOOKUP($B8638,$AR$36:$AZ$47,MATCH(AM$2,$AS$2:$BA$2,0)+1,FALSE)","v":8.4235863153514252E-6},{"$f":"Q8638*VLOOKUP($B8638,$AR$36:$AZ$47,MATCH(AN$2,$AS$2:$BA$2,0)+1,FALSE)","v":1.6127032141525868E-3},{"$f":"R8638*VLOOKUP($B8638,$AR$36:$BA$47,MATCH(AO$2,$AS$2:$BA$2,0)+1,FALSE)","v":0},0.99269104050140877]
[2006,12,26,21,null,2013,12,26,21,0.41756735237618942,0.38951890872806055,7.8770371182796187E-3,0.10818646955332013,8.7750799999999976E-2,5.9239E-2,1.683105607741946E-5,2.2456009552188762E-3,0,1.0724019997871461,null,null,0.39535902907709813,9.4795926887848603E-2,0.34480029101529208,6.9170774287446654E-2,5.4608686113551401E-2,4.4053381687685304E-3,8.4235863153514252E-6,1.6413934720614079E-3,0,0.96478986260838218,null,{"$f":"J8639*VLOOKUP($B8639,$AR$36:$AZ$47,MATCH(AG$2,$AS$2:$BA$2,0)+1,FALSE)","v":0.39800467330045652},{"$f":"K8639*VLOOKUP($B8639,$AR$36:$AZ$47,MATCH(AH$2,$AS$2:$BA$2,0)+1,FALSE)","v":0.33720692135248559},{"$f":"L8639*VLOOKUP($B8639,$AR$36:$AZ$47,MATCH(AI$2,$AS$2:$BA$2,0)+1,FALSE)","v":5.64192577733196E-3},{"$f":"M8639*VLOOKUP($B8639,$AR$36:$AZ$47,MATCH(AJ$2,$AS$2:$BA$2,0)+1,FALSE)","v":9.4080632641246206E-2},{"$f":"N8639*VLOOKUP($B8639,$AR$36:$AZ$47,MATCH(AK$2,$AS$2:$BA$2,0)+1,FALSE)","v":6.8427094945448561E-2},{"$f":"O8639*VLOOKUP($B8639,$AR$36:$AZ$47,MATCH(AL$2,$AS$2:$BA$2,0)+1,FALSE)","v":5.7095333357022673E-2},{"$f":"P8639*VLOOKUP($B8639,$AR$36:$AZ$47,MATCH(AM$2,$AS$2:$BA$2,0)+1,FALSE)","v":8.4235863153514252E-6},{"$f":"Q8639*VLOOKUP($B8639,$AR$36:$AZ$47,MATCH(AN$2,$AS$2:$BA$2,0)+1,FALSE)","v":1.6127032141525868E-3},{"$f":"R8639*VLOOKUP($B8639,$AR$36:$BA$47,MATCH(AO$2,$AS$2:$BA$2,0)+1,FALSE)","v":0},0.96207770817445937]
[2006,12,26,22,null,2013,12,26,22,0.38847225583975997,0.38506799375018397,7.8770371182796187E-3,0.11327794559187532,8.7448399999999996E-2,5.9098999999999999E-2,1.683105607741946E-5,2.2456009552188762E-3,0,1.0435050643113952,null,null,0.36781135550518523,9.9257216661836775E-2,0.34086036218188182,6.8932403330777062E-2,5.447962897119759E-2,4.4053381687685304E-3,8.4235863153514252E-6,1.6413934720614079E-3,0,0.93739612187802379,null,{"$f":"J8640*VLOOKUP($B8640,$AR$36:$AZ$47,MATCH(AG$2,$AS$2:$BA$2,0)+1,FALSE)","v":0.37027265755322358},{"$f":"K8640*VLOOKUP($B8640,$AR$36:$AZ$47,MATCH(AH$2,$AS$2:$BA$2,0)+1,FALSE)","v":0.33335375966184411},{"$f":"L8640*VLOOKUP($B8640,$AR$36:$AZ$47,MATCH(AI$2,$AS$2:$BA$2,0)+1,FALSE)","v":5.64192577733196E-3},{"$f":"M8640*VLOOKUP($B8640,$AR$36:$AZ$47,MATCH(AJ$2,$AS$2:$BA$2,0)+1,FALSE)","v":9.850825920825361E-2},{"$f":"N8640*VLOOKUP($B8640,$AR$36:$AZ$47,MATCH(AK$2,$AS$2:$BA$2,0)+1,FALSE)","v":6.8191286798839054E-2},{"$f":"O8640*VLOOKUP($B8640,$AR$36:$AZ$47,MATCH(AL$2,$AS$2:$BA$2,0)+1,FALSE)","v":5.6960399501454838E-2},{"$f":"P8640*VLOOKUP($B8640,$AR$36:$AZ$47,MATCH(AM$2,$AS$2:$BA$2,0)+1,FALSE)","v":8.4235863153514252E-6},{"$f":"Q8640*VLOOKUP($B8640,$AR$36:$AZ$47,MATCH(AN$2,$AS$2:$BA$2,0)+1,FALSE)","v":1.6127032141525868E-3},{"$f":"R8640*VLOOKUP($B8640,$AR$36:$BA$47,MATCH(AO$2,$AS$2:$BA$2,0)+1,FALSE)","v":0},0.934549415301415]
[2006,12,26,23,null,2013,12,26,23,0.32501261372277762,0.37224583126003119,7.8770371182796187E-3,0.10725595308522184,8.6766099999999985E-2,5.8187000000000003E-2,1.683105607741946E-5,2.2456009552188762E-3,0,0.95960696719760641,null,null,0.30772681501087212,9.3980583051951352E-2,0.329510244744742,6.8394570977153776E-2,5.3638913872435648E-2,4.4053381687685304E-3,8.4235863153514252E-6,1.6413934720614079E-3,0,0.85930628288430011,null,{"$f":"J8641*VLOOKUP($B8641,$AR$36:$AZ$47,MATCH(AG$2,$AS$2:$BA$2,0)+1,FALSE)","v":0.30978604626810802},{"$f":"K8641*VLOOKUP($B8641,$AR$36:$AZ$47,MATCH(AH$2,$AS$2:$BA$2,0)+1,FALSE)","v":0.32225360035891198},{"$f":"L8641*VLOOKUP($B8641,$AR$36:$AZ$47,MATCH(AI$2,$AS$2:$BA$2,0)+1,FALSE)","v":5.64192577733196E-3},{"$f":"M8641*VLOOKUP($B8641,$AR$36:$AZ$47,MATCH(AJ$2,$AS$2:$BA$2,0)+1,FALSE)","v":9.3271441081865122E-2},{"$f":"N8641*VLOOKUP($B8641,$AR$36:$AZ$47,MATCH(AK$2,$AS$2:$BA$2,0)+1,FALSE)","v":6.7659236870162842E-2},{"$f":"O8641*VLOOKUP($B8641,$AR$36:$AZ$47,MATCH(AL$2,$AS$2:$BA$2,0)+1,FALSE)","v":5.6081401813755781E-2},{"$f":"P8641*VLOOKUP($B8641,$AR$36:$AZ$47,MATCH(AM$2,$AS$2:$BA$2,0)+1,FALSE)","v":8.4235863153514252E-6},{"$f":"Q8641*VLOOKUP($B8641,$AR$36:$AZ$47,MATCH(AN$2,$AS$2:$BA$2,0)+1,FALSE)","v":1.6127032141525868E-3},{"$f":"R8641*VLOOKUP($B8641,$AR$36:$BA$47,MATCH(AO$2,$AS$2:$BA$2,0)+1,FALSE)","v":0},0.8563147789706036]
[2006,12,26,24,null,2013,12,26,24,0.21826958672094898,0.38338655339982736,7.8770371182796187E-3,0.13362983623405336,8.6639300000000016E-2,5.7806999999999997E-2,1.683105607741946E-5,2.2456009552188762E-3,0,0.8898717454844054,null,null,0.20666091683650165,0.11709009673742282,0.33937195915667062,6.8294619134211657E-2,5.3288615914618163E-2,4.4053381687685304E-3,8.4235863153514252E-6,1.6413934720614079E-3,0,0.79076136300657018,null,{"$f":"J8642*VLOOKUP($B8642,$AR$36:$AZ$47,MATCH(AG$2,$AS$2:$BA$2,0)+1,FALSE)","v":0.20804384025701578},{"$f":"K8642*VLOOKUP($B8642,$AR$36:$AZ$47,MATCH(AH$2,$AS$2:$BA$2,0)+1,FALSE)","v":0.33189813501493526},{"$f":"L8642*VLOOKUP($B8642,$AR$36:$AZ$47,MATCH(AI$2,$AS$2:$BA$2,0)+1,FALSE)","v":5.64192577733196E-3},{"$f":"M8642*VLOOKUP($B8642,$AR$36:$AZ$47,MATCH(AJ$2,$AS$2:$BA$2,0)+1,FALSE)","v":0.11620657910876475},{"$f":"N8642*VLOOKUP($B8642,$AR$36:$AZ$47,MATCH(AK$2,$AS$2:$BA$2,0)+1,FALSE)","v":6.7560359644666543E-2},{"$f":"O8642*VLOOKUP($B8642,$AR$36:$AZ$47,MATCH(AL$2,$AS$2:$BA$2,0)+1,FALSE)","v":5.5715152777214498E-2},{"$f":"P8642*VLOOKUP($B8642,$AR$36:$AZ$47,MATCH(AM$2,$AS$2:$BA$2,0)+1,FALSE)","v":8.4235863153514252E-6},{"$f":"Q8642*VLOOKUP($B8642,$AR$36:$AZ$47,MATCH(AN$2,$AS$2:$BA$2,0)+1,FALSE)","v":1.6127032141525868E-3},{"$f":"R8642*VLOOKUP($B8642,$AR$36:$BA$47,MATCH(AO$2,$AS$2:$BA$2,0)+1,FALSE)","v":0},0.7866871193803967]
[2006,12,27,1,null,2013,12,27,1,0.22549980268176226,0.34513299989061702,7.8770371182796187E-3,9.9367868890618272E-2,8.68506E-2,5.7784000000000002E-2,1.683105607741946E-5,2.2456009552188762E-3,0,0.82477474059257339,null,null,{"$f":"$J8643*$AS$6","v":0.21350659369801453},{"$f":"$M8643*$AV$6","v":8.7068829154405974E-2},{"$f":"$K8643*$AT$6","v":0.30551009497807396},{"$f":"$N8643*$AW$6","v":6.8461179263657038E-2},{"$f":"$O8643*$AX$6","v":5.32674136698029E-2},{"$f":"$L8643*$AU$6","v":4.4053381687685304E-3},{"$f":"$P8643*$AY$6","v":8.4235863153514252E-6},{"$f":"$Q8643*$AZ$6","v":1.6413934720614079E-3},0,{"$f":"SUM(V8643:AD8643)","v":0.7338692659910997},null,{"$f":"J8643*VLOOKUP($B8643,$AR$36:$AZ$47,MATCH(AG$2,$AS$2:$BA$2,0)+1,FALSE)","v":0.21493532668429452},{"$f":"K8643*VLOOKUP($B8643,$AR$36:$AZ$47,MATCH(AH$2,$AS$2:$BA$2,0)+1,FALSE)","v":0.29878199425618462},{"$f":"L8643*VLOOKUP($B8643,$AR$36:$AZ$47,MATCH(AI$2,$AS$2:$BA$2,0)+1,FALSE)","v":5.64192577733196E-3},{"$f":"M8643*VLOOKUP($B8643,$AR$36:$AZ$47,MATCH(AJ$2,$AS$2:$BA$2,0)+1,FALSE)","v":8.6411840667693515E-2},{"$f":"N8643*VLOOKUP($B8643,$AR$36:$AZ$47,MATCH(AK$2,$AS$2:$BA$2,0)+1,FALSE)","v":6.7725129027532249E-2},{"$f":"O8643*VLOOKUP($B8643,$AR$36:$AZ$47,MATCH(AL$2,$AS$2:$BA$2,0)+1,FALSE)","v":5.5692985072371214E-2},{"$f":"P8643*VLOOKUP($B8643,$AR$36:$AZ$47,MATCH(AM$2,$AS$2:$BA$2,0)+1,FALSE)","v":8.4235863153514252E-6},{"$f":"Q8643*VLOOKUP($B8643,$AR$36:$AZ$47,MATCH(AN$2,$AS$2:$BA$2,0)+1,FALSE)","v":1.6127032141525868E-3},{"$f":"R8643*VLOOKUP($B8643,$AR$36:$BA$47,MATCH(AO$2,$AS$2:$BA$2,0)+1,FALSE)","v":0},0.730810328285876]
[2006,12,27,2,null,2013,12,27,2,0.20236546882911768,0.33628965149866613,7.8770371182796187E-3,9.5276755409482744E-2,8.7241400000000011E-2,5.7701000000000002E-2,1.683105607741946E-5,2.2456009552188762E-3,0,0.7890137448668425,null,null,0.1916026595942607,8.3484084259329461E-2,0.29768200491422797,6.8769232735437752E-2,5.3190901221121717E-2,4.4053381687685304E-3,8.4235863153514252E-6,1.6413934720614079E-3,{"$f":"$R8644*$BA$6","v":0},0.70078403795152289,null,{"$f":"J8644*VLOOKUP($B8644,$AR$36:$AZ$47,MATCH(AG$2,$AS$2:$BA$2,0)+1,FALSE)","v":0.19288481690509529},{"$f":"K8644*VLOOKUP($B8644,$AR$36:$AZ$47,MATCH(AH$2,$AS$2:$BA$2,0)+1,FALSE)","v":0.29112629842505083},{"$f":"L8644*VLOOKUP($B8644,$AR$36:$AZ$47,MATCH(AI$2,$AS$2:$BA$2,0)+1,FALSE)","v":5.64192577733196E-3},{"$f":"M8644*VLOOKUP($B8644,$AR$36:$AZ$47,MATCH(AJ$2,$AS$2:$BA$2,0)+1,FALSE)","v":8.2854144903135224E-2},{"$f":"N8644*VLOOKUP($B8644,$AR$36:$AZ$47,MATCH(AK$2,$AS$2:$BA$2,0)+1,FALSE)","v":6.8029870508005158E-2},{"$f":"O8644*VLOOKUP($B8644,$AR$36:$AZ$47,MATCH(AL$2,$AS$2:$BA$2,0)+1,FALSE)","v":5.5612988572284569E-2},{"$f":"P8644*VLOOKUP($B8644,$AR$36:$AZ$47,MATCH(AM$2,$AS$2:$BA$2,0)+1,FALSE)","v":8.4235863153514252E-6},{"$f":"Q8644*VLOOKUP($B8644,$AR$36:$AZ$47,MATCH(AN$2,$AS$2:$BA$2,0)+1,FALSE)","v":1.6127032141525868E-3},{"$f":"R8644*VLOOKUP($B8644,$AR$36:$BA$47,MATCH(AO$2,$AS$2:$BA$2,0)+1,FALSE)","v":0},{"$f":"SUM(AG8644:AO8644)","v":0.69777117189137106}]
[2006,12,27,3,null,2013,12,27,3,0.19563197342425132,0.3295282762451649,7.8770371182796187E-3,9.0907493280757021E-2,8.6959000000000009E-2,5.7876999999999998E-2,1.683105607741946E-5,2.2456009552188762E-3,0,0.77104321207974902,null,null,0.18522728520156939,7.9655617954636937E-2,0.29169686760039754,6.8546627053680143E-2,5.3353144485795069E-2,4.4053381687685304E-3,8.4235863153514252E-6,1.6413934720614079E-3,0,0.68453469752322427,null,{"$f":"J8645*VLOOKUP($B8645,$AR$36:$AZ$47,MATCH(AG$2,$AS$2:$BA$2,0)+1,FALSE)","v":0.18646678009370787},{"$f":"K8645*VLOOKUP($B8645,$AR$36:$AZ$47,MATCH(AH$2,$AS$2:$BA$2,0)+1,FALSE)","v":0.28527296888891324},{"$f":"L8645*VLOOKUP($B8645,$AR$36:$AZ$47,MATCH(AI$2,$AS$2:$BA$2,0)+1,FALSE)","v":5.64192577733196E-3},{"$f":"M8645*VLOOKUP($B8645,$AR$36:$AZ$47,MATCH(AJ$2,$AS$2:$BA$2,0)+1,FALSE)","v":7.9054566758630193E-2},{"$f":"N8645*VLOOKUP($B8645,$AR$36:$AZ$47,MATCH(AK$2,$AS$2:$BA$2,0)+1,FALSE)","v":6.7809658138287793E-2},{"$f":"O8645*VLOOKUP($B8645,$AR$36:$AZ$47,MATCH(AL$2,$AS$2:$BA$2,0)+1,FALSE)","v":5.5782619704998419E-2},{"$f":"P8645*VLOOKUP($B8645,$AR$36:$AZ$47,MATCH(AM$2,$AS$2:$BA$2,0)+1,FALSE)","v":8.4235863153514252E-6},{"$f":"Q8645*VLOOKUP($B8645,$AR$36:$AZ$47,MATCH(AN$2,$AS$2:$BA$2,0)+1,FALSE)","v":1.6127032141525868E-3},{"$f":"R8645*VLOOKUP($B8645,$AR$36:$BA$47,MATCH(AO$2,$AS$2:$BA$2,0)+1,FALSE)","v":0},0.68164964616233747]
[2006,12,27,4,null,2013,12,27,4,0.19428005576971874,0.32797838666216106,7.8770371182796187E-3,8.963017379983354E-2,8.7265999999999969E-2,5.7772999999999998E-2,1.683105607741946E-5,2.2456009552188762E-3,0,0.76706708536128909,null,null,0.18394726929935237,7.853639588716417E-2,0.29032491269066968,6.8788624023579492E-2,5.3257273465760813E-2,4.4053381687685304E-3,8.4235863153514252E-6,1.6413934720614079E-3,0,0.68090963059367193,null,{"$f":"J8646*VLOOKUP($B8646,$AR$36:$AZ$47,MATCH(AG$2,$AS$2:$BA$2,0)+1,FALSE)","v":0.1851781986436509},{"$f":"K8646*VLOOKUP($B8646,$AR$36:$AZ$47,MATCH(AH$2,$AS$2:$BA$2,0)+1,FALSE)","v":0.28393122787709019},{"$f":"L8646*VLOOKUP($B8646,$AR$36:$AZ$47,MATCH(AI$2,$AS$2:$BA$2,0)+1,FALSE)","v":5.64192577733196E-3},{"$f":"M8646*VLOOKUP($B8646,$AR$36:$AZ$47,MATCH(AJ$2,$AS$2:$BA$2,0)+1,FALSE)","v":7.7943789917991696E-2},{"$f":"N8646*VLOOKUP($B8646,$AR$36:$AZ$47,MATCH(AK$2,$AS$2:$BA$2,0)+1,FALSE)","v":6.8049053313582492E-2},{"$f":"O8646*VLOOKUP($B8646,$AR$36:$AZ$47,MATCH(AL$2,$AS$2:$BA$2,0)+1,FALSE)","v":5.5682383126576598E-2},{"$f":"P8646*VLOOKUP($B8646,$AR$36:$AZ$47,MATCH(AM$2,$AS$2:$BA$2,0)+1,FALSE)","v":8.4235863153514252E-6},{"$f":"Q8646*VLOOKUP($B8646,$AR$36:$AZ$47,MATCH(AN$2,$AS$2:$BA$2,0)+1,FALSE)","v":1.6127032141525868E-3},{"$f":"R8646*VLOOKUP($B8646,$AR$36:$BA$47,MATCH(AO$2,$AS$2:$BA$2,0)+1,FALSE)","v":0},0.6780477054566918]
[2006,12,27,5,null,2013,12,27,5,0.19520427024814482,0.33373238747250922,7.8770371182796187E-3,8.9984866022554913E-2,9.001739999999997E-2,5.7777000000000002E-2,1.683105607741946E-5,2.2456009552188762E-3,0,0.77685539287278482,null,null,0.18482232942263602,7.8847186859007587E-2,0.29541832692411163,7.0957452893224901E-2,5.3260960812685214E-2,4.4053381687685304E-3,8.4235863153514252E-6,1.6413934720614079E-3,0,0.68936141213881053,null,{"$f":"J8647*VLOOKUP($B8647,$AR$36:$AZ$47,MATCH(AG$2,$AS$2:$BA$2,0)+1,FALSE)","v":0.18605911445148957},{"$f":"K8647*VLOOKUP($B8647,$AR$36:$AZ$47,MATCH(AH$2,$AS$2:$BA$2,0)+1,FALSE)","v":0.2889124723179648},{"$f":"L8647*VLOOKUP($B8647,$AR$36:$AZ$47,MATCH(AI$2,$AS$2:$BA$2,0)+1,FALSE)","v":5.64192577733196E-3},{"$f":"M8647*VLOOKUP($B8647,$AR$36:$AZ$47,MATCH(AJ$2,$AS$2:$BA$2,0)+1,FALSE)","v":7.8252235778590834E-2},{"$f":"N8647*VLOOKUP($B8647,$AR$36:$AZ$47,MATCH(AK$2,$AS$2:$BA$2,0)+1,FALSE)","v":7.0194564340637589E-2},{"$f":"O8647*VLOOKUP($B8647,$AR$36:$AZ$47,MATCH(AL$2,$AS$2:$BA$2,0)+1,FALSE)","v":5.5686238379592821E-2},{"$f":"P8647*VLOOKUP($B8647,$AR$36:$AZ$47,MATCH(AM$2,$AS$2:$BA$2,0)+1,FALSE)","v":8.4235863153514252E-6},{"$f":"Q8647*VLOOKUP($B8647,$AR$36:$AZ$47,MATCH(AN$2,$AS$2:$BA$2,0)+1,FALSE)","v":1.6127032141525868E-3},{"$f":"R8647*VLOOKUP($B8647,$AR$36:$BA$47,MATCH(AO$2,$AS$2:$BA$2,0)+1,FALSE)","v":0},0.68636767784607566]
[2006,12,27,6,null,2013,12,27,6,0.21072587627264572,0.34861014871717255,7.8770371182796187E-3,8.537583293415521E-2,9.2651099999999986E-2,5.9272999999999999E-2,1.683105607741946E-5,2.2456009552188762E-3,0,0.80677542705354932,null,null,0.19951841869456596,7.4808626718580074E-2,0.30858805063166422,7.3033503120013152E-2,5.4640028562408752E-2,4.4053381687685304E-3,8.4235863153514252E-6,1.6413934720614079E-3,0,0.71664378295437736,null,{"$f":"J8648*VLOOKUP($B8648,$AR$36:$AZ$47,MATCH(AG$2,$AS$2:$BA$2,0)+1,FALSE)","v":0.20085354629518018},{"$f":"K8648*VLOOKUP($B8648,$AR$36:$AZ$47,MATCH(AH$2,$AS$2:$BA$2,0)+1,FALSE)","v":0.30179216558449307},{"$f":"L8648*VLOOKUP($B8648,$AR$36:$AZ$47,MATCH(AI$2,$AS$2:$BA$2,0)+1,FALSE)","v":5.64192577733196E-3},{"$f":"M8648*VLOOKUP($B8648,$AR$36:$AZ$47,MATCH(AJ$2,$AS$2:$BA$2,0)+1,FALSE)","v":7.4244149087053415E-2},{"$f":"N8648*VLOOKUP($B8648,$AR$36:$AZ$47,MATCH(AK$2,$AS$2:$BA$2,0)+1,FALSE)","v":7.2248294220682324E-2},{"$f":"O8648*VLOOKUP($B8648,$AR$36:$AZ$47,MATCH(AL$2,$AS$2:$BA$2,0)+1,FALSE)","v":5.712810300766058E-2},{"$f":"P8648*VLOOKUP($B8648,$AR$36:$AZ$47,MATCH(AM$2,$AS$2:$BA$2,0)+1,FALSE)","v":8.4235863153514252E-6},{"$f":"Q8648*VLOOKUP($B8648,$AR$36:$AZ$47,MATCH(AN$2,$AS$2:$BA$2,0)+1,FALSE)","v":1.6127032141525868E-3},{"$f":"R8648*VLOOKUP($B8648,$AR$36:$BA$47,MATCH(AO$2,$AS$2:$BA$2,0)+1,FALSE)","v":0},0.71352931077286952]
[2006,12,27,7,null,2013,12,27,7,0.22274796134652802,0.38420493681971407,7.8770371182796187E-3,8.206947694137022E-2,0.1009541,6.3134999999999997E-2,1.683105607741946E-5,2.2456009552188762E-3,0,0.86325094423718829,null,null,0.21090110906833429,7.1911507677249575E-2,0.3400963882794068,7.9578456999734704E-2,5.8200162017911637E-2,4.4053381687685304E-3,8.4235863153514252E-6,1.6413934720614079E-3,0,0.7667427792697824,null,{"$f":"J8649*VLOOKUP($B8649,$AR$36:$AZ$47,MATCH(AG$2,$AS$2:$BA$2,0)+1,FALSE)","v":0.21231240679994043},{"$f":"K8649*VLOOKUP($B8649,$AR$36:$AZ$47,MATCH(AH$2,$AS$2:$BA$2,0)+1,FALSE)","v":0.33260661038627748},{"$f":"L8649*VLOOKUP($B8649,$AR$36:$AZ$47,MATCH(AI$2,$AS$2:$BA$2,0)+1,FALSE)","v":5.64192577733196E-3},{"$f":"M8649*VLOOKUP($B8649,$AR$36:$AZ$47,MATCH(AJ$2,$AS$2:$BA$2,0)+1,FALSE)","v":7.1368890611361327E-2},{"$f":"N8649*VLOOKUP($B8649,$AR$36:$AZ$47,MATCH(AK$2,$AS$2:$BA$2,0)+1,FALSE)","v":7.8722880997464537E-2},{"$f":"O8649*VLOOKUP($B8649,$AR$36:$AZ$47,MATCH(AL$2,$AS$2:$BA$2,0)+1,FALSE)","v":6.0850349794824801E-2},{"$f":"P8649*VLOOKUP($B8649,$AR$36:$AZ$47,MATCH(AM$2,$AS$2:$BA$2,0)+1,FALSE)","v":8.4235863153514252E-6},{"$f":"Q8649*VLOOKUP($B8649,$AR$36:$AZ$47,MATCH(AN$2,$AS$2:$BA$2,0)+1,FALSE)","v":1.6127032141525868E-3},{"$f":"R8649*VLOOKUP($B8649,$AR$36:$BA$47,MATCH(AO$2,$AS$2:$BA$2,0)+1,FALSE)","v":0},0.7631241911676685]
[2006,12,27,8,null,2013,12,27,8,0.23925458549548559,0.42548561000304119,4.9887901749104254E-3,8.8886043585930857E-2,0.10572199999999995,6.6583000000000003E-2,1.0659668849032324E-5,2.1213161224772018E-3,0,0.9330520050506943,null,null,0.22652982826713097,7.7884368756198488E-2,0.3766378444397685,8.3336819712383631E-2,6.1378655066739694E-2,2.7900475068867356E-3,5.3349379997225689E-6,1.5505490534819082E-3,0,0.83011344774058959,null,{"$f":"J8650*VLOOKUP($B8650,$AR$36:$AZ$47,MATCH(AG$2,$AS$2:$BA$2,0)+1,FALSE)","v":0.22804570949785008},{"$f":"K8650*VLOOKUP($B8650,$AR$36:$AZ$47,MATCH(AH$2,$AS$2:$BA$2,0)+1,FALSE)","v":0.36834333177154421},{"$f":"L8650*VLOOKUP($B8650,$AR$36:$AZ$47,MATCH(AI$2,$AS$2:$BA$2,0)+1,FALSE)","v":3.5732196589769085E-3},{"$f":"M8650*VLOOKUP($B8650,$AR$36:$AZ$47,MATCH(AJ$2,$AS$2:$BA$2,0)+1,FALSE)","v":7.7296682737394345E-2},{"$f":"N8650*VLOOKUP($B8650,$AR$36:$AZ$47,MATCH(AK$2,$AS$2:$BA$2,0)+1,FALSE)","v":8.2440836229672118E-2},{"$f":"O8650*VLOOKUP($B8650,$AR$36:$AZ$47,MATCH(AL$2,$AS$2:$BA$2,0)+1,FALSE)","v":6.4173577894809861E-2},{"$f":"P8650*VLOOKUP($B8650,$AR$36:$AZ$47,MATCH(AM$2,$AS$2:$BA$2,0)+1,FALSE)","v":5.3349379997225689E-6},{"$f":"Q8650*VLOOKUP($B8650,$AR$36:$AZ$47,MATCH(AN$2,$AS$2:$BA$2,0)+1,FALSE)","v":1.5234466840611223E-3},{"$f":"R8650*VLOOKUP($B8650,$AR$36:$BA$47,MATCH(AO$2,$AS$2:$BA$2,0)+1,FALSE)","v":0},0.82540213941230833]
[2006,12,27,9,null,2013,12,27,9,0.25634830434598355,0.45380057201368262,0,9.677526775378599E-2,0.10690170000000004,6.7052E-2,0,1.9066423204688544E-3,0,0.98278448643392102,null,null,0.24271441753061651,8.4797121529309863E-2,0.40170211454988036,8.4266734453068703E-2,6.1810996493624946E-2,0,0,1.3936359668445897E-3,0,0.87668502052334496,null,{"$f":"J8651*VLOOKUP($B8651,$AR$36:$AZ$47,MATCH(AG$2,$AS$2:$BA$2,0)+1,FALSE)","v":0.24433860200457336},{"$f":"K8651*VLOOKUP($B8651,$AR$36:$AZ$47,MATCH(AH$2,$AS$2:$BA$2,0)+1,FALSE)","v":0.39285562361123727},{"$f":"L8651*VLOOKUP($B8651,$AR$36:$AZ$47,MATCH(AI$2,$AS$2:$BA$2,0)+1,FALSE)","v":0},{"$f":"M8651*VLOOKUP($B8651,$AR$36:$AZ$47,MATCH(AJ$2,$AS$2:$BA$2,0)+1,FALSE)","v":8.4157274489994355E-2},{"$f":"N8651*VLOOKUP($B8651,$AR$36:$AZ$47,MATCH(AK$2,$AS$2:$BA$2,0)+1,FALSE)","v":8.3360753129656531E-2},{"$f":"O8651*VLOOKUP($B8651,$AR$36:$AZ$47,MATCH(AL$2,$AS$2:$BA$2,0)+1,FALSE)","v":6.4625606310962105E-2},{"$f":"P8651*VLOOKUP($B8651,$AR$36:$AZ$47,MATCH(AM$2,$AS$2:$BA$2,0)+1,FALSE)","v":0},{"$f":"Q8651*VLOOKUP($B8651,$AR$36:$AZ$47,MATCH(AN$2,$AS$2:$BA$2,0)+1,FALSE)","v":1.3692763139031379E-3},{"$f":"R8651*VLOOKUP($B8651,$AR$36:$BA$47,MATCH(AO$2,$AS$2:$BA$2,0)+1,FALSE)","v":0},0.87070713586032678]
[2006,12,27,10,null,2013,12,27,10,0.26141111802098155,0.46474022049892316,0,9.6968086884969759E-2,0.10865379999999999,6.7781999999999995E-2,0,1.9066423204688544E-3,0,1.0014618677253433,null,null,0.24750796541589798,8.496607489600852E-2,0.41138583951623192,8.564785136173543E-2,6.2483937307326938E-2,0,0,1.3936359668445897E-3,0,0.8933853044640454,null,{"$f":"J8652*VLOOKUP($B8652,$AR$36:$AZ$47,MATCH(AG$2,$AS$2:$BA$2,0)+1,FALSE)","v":0.2491642271192574},{"$f":"K8652*VLOOKUP($B8652,$AR$36:$AZ$47,MATCH(AH$2,$AS$2:$BA$2,0)+1,FALSE)","v":0.40232608859696078},{"$f":"L8652*VLOOKUP($B8652,$AR$36:$AZ$47,MATCH(AI$2,$AS$2:$BA$2,0)+1,FALSE)","v":0},{"$f":"M8652*VLOOKUP($B8652,$AR$36:$AZ$47,MATCH(AJ$2,$AS$2:$BA$2,0)+1,FALSE)","v":8.432495299842524E-2},{"$f":"N8652*VLOOKUP($B8652,$AR$36:$AZ$47,MATCH(AK$2,$AS$2:$BA$2,0)+1,FALSE)","v":8.4727021164294578E-2},{"$f":"O8652*VLOOKUP($B8652,$AR$36:$AZ$47,MATCH(AL$2,$AS$2:$BA$2,0)+1,FALSE)","v":6.5329189986422981E-2},{"$f":"P8652*VLOOKUP($B8652,$AR$36:$AZ$47,MATCH(AM$2,$AS$2:$BA$2,0)+1,FALSE)","v":0},{"$f":"Q8652*VLOOKUP($B8652,$AR$36:$AZ$47,MATCH(AN$2,$AS$2:$BA$2,0)+1,FALSE)","v":1.3692763139031379E-3},{"$f":"R8652*VLOOKUP($B8652,$AR$36:$BA$47,MATCH(AO$2,$AS$2:$BA$2,0)+1,FALSE)","v":0},0.88724075617926412]
[2006,12,27,11,null,2013,12,27,11,0.30291488059597921,0.45527451314121714,0,7.990318129908297E-2,0.10751669999999998,6.7708000000000004E-2,0,1.9066423204688544E-3,0,1.0152239173567481,null,null,0.28680435001426713,7.001334052038051E-2,0.40300684024695327,8.4751516656612999E-2,6.2415721389225652E-2,0,0,1.3936359668445897E-3,0,0.9083854047942842,null,{"$f":"J8653*VLOOKUP($B8653,$AR$36:$AZ$47,MATCH(AG$2,$AS$2:$BA$2,0)+1,FALSE)","v":0.28872357334304899},{"$f":"K8653*VLOOKUP($B8653,$AR$36:$AZ$47,MATCH(AH$2,$AS$2:$BA$2,0)+1,FALSE)","v":0.39413161596676555},{"$f":"L8653*VLOOKUP($B8653,$AR$36:$AZ$47,MATCH(AI$2,$AS$2:$BA$2,0)+1,FALSE)","v":0},{"$f":"M8653*VLOOKUP($B8653,$AR$36:$AZ$47,MATCH(AJ$2,$AS$2:$BA$2,0)+1,FALSE)","v":6.9485046306654516E-2},{"$f":"N8653*VLOOKUP($B8653,$AR$36:$AZ$47,MATCH(AK$2,$AS$2:$BA$2,0)+1,FALSE)","v":8.384032326909055E-2},{"$f":"O8653*VLOOKUP($B8653,$AR$36:$AZ$47,MATCH(AL$2,$AS$2:$BA$2,0)+1,FALSE)","v":6.5257867805622843E-2},{"$f":"P8653*VLOOKUP($B8653,$AR$36:$AZ$47,MATCH(AM$2,$AS$2:$BA$2,0)+1,FALSE)","v":0},{"$f":"Q8653*VLOOKUP($B8653,$AR$36:$AZ$47,MATCH(AN$2,$AS$2:$BA$2,0)+1,FALSE)","v":1.3692763139031379E-3},{"$f":"R8653*VLOOKUP($B8653,$AR$36:$BA$47,MATCH(AO$2,$AS$2:$BA$2,0)+1,FALSE)","v":0},0.9028077030050855]
[2006,12,27,12,null,2013,12,27,12,0.27767817278332479,0.47313659535852992,0,0.10261334033103083,0.106567,6.7726999999999996E-2,0,1.9066423204688544E-3,2.2111999999999989E-4,1.0298498707933543,null,null,0.26290985672800893,8.9912599495116832E-2,0.41881827072867162,8.4002902577416147E-2,6.2433236287116514E-2,0,0,1.3936359668445897E-3,2.2111999999999989E-4,0.91969162178317454,null,{"$f":"J8654*VLOOKUP($B8654,$AR$36:$AZ$47,MATCH(AG$2,$AS$2:$BA$2,0)+1,FALSE)","v":0.26466918405471784},{"$f":"K8654*VLOOKUP($B8654,$AR$36:$AZ$47,MATCH(AH$2,$AS$2:$BA$2,0)+1,FALSE)","v":0.40959483897977228},{"$f":"L8654*VLOOKUP($B8654,$AR$36:$AZ$47,MATCH(AI$2,$AS$2:$BA$2,0)+1,FALSE)","v":0},{"$f":"M8654*VLOOKUP($B8654,$AR$36:$AZ$47,MATCH(AJ$2,$AS$2:$BA$2,0)+1,FALSE)","v":8.9234152991903543E-2},{"$f":"N8654*VLOOKUP($B8654,$AR$36:$AZ$47,MATCH(AK$2,$AS$2:$BA$2,0)+1,FALSE)","v":8.3099757803366106E-2},{"$f":"O8654*VLOOKUP($B8654,$AR$36:$AZ$47,MATCH(AL$2,$AS$2:$BA$2,0)+1,FALSE)","v":6.5276180257449898E-2},{"$f":"P8654*VLOOKUP($B8654,$AR$36:$AZ$47,MATCH(AM$2,$AS$2:$BA$2,0)+1,FALSE)","v":0},{"$f":"Q8654*VLOOKUP($B8654,$AR$36:$AZ$47,MATCH(AN$2,$AS$2:$BA$2,0)+1,FALSE)","v":1.3692763139031379E-3},{"$f":"R8654*VLOOKUP($B8654,$AR$36:$BA$47,MATCH(AO$2,$AS$2:$BA$2,0)+1,FALSE)","v":2.2111999999999989E-4},0.91346451040111265]
[2006,12,27,13,null,2013,12,27,13,0.27857934969812315,0.46925770616211149,0,0.10118547881985829,0.1057882,6.7779000000000006E-2,0,1.9066423204688544E-3,0,1.0244963770005617,null,null,0.26376310454068846,8.8661468406562596E-2,0.41538469640462033,8.338900277234243E-2,6.2481171797133653E-2,0,0,1.3936359668445897E-3,0,0.91507307988819209,null,{"$f":"J8655*VLOOKUP($B8655,$AR$36:$AZ$47,MATCH(AG$2,$AS$2:$BA$2,0)+1,FALSE)","v":0.26552814158939864},{"$f":"K8655*VLOOKUP($B8655,$AR$36:$AZ$47,MATCH(AH$2,$AS$2:$BA$2,0)+1,FALSE)","v":0.40623688059859181},{"$f":"L8655*VLOOKUP($B8655,$AR$36:$AZ$47,MATCH(AI$2,$AS$2:$BA$2,0)+1,FALSE)","v":0},{"$f":"M8655*VLOOKUP($B8655,$AR$36:$AZ$47,MATCH(AJ$2,$AS$2:$BA$2,0)+1,FALSE)","v":8.7992462465816171E-2},{"$f":"N8655*VLOOKUP($B8655,$AR$36:$AZ$47,MATCH(AK$2,$AS$2:$BA$2,0)+1,FALSE)","v":8.2492458251185216E-2},{"$f":"O8655*VLOOKUP($B8655,$AR$36:$AZ$47,MATCH(AL$2,$AS$2:$BA$2,0)+1,FALSE)","v":6.5326298546660819E-2},{"$f":"P8655*VLOOKUP($B8655,$AR$36:$AZ$47,MATCH(AM$2,$AS$2:$BA$2,0)+1,FALSE)","v":0},{"$f":"Q8655*VLOOKUP($B8655,$AR$36:$AZ$47,MATCH(AN$2,$AS$2:$BA$2,0)+1,FALSE)","v":1.3692763139031379E-3},{"$f":"R8655*VLOOKUP($B8655,$AR$36:$BA$47,MATCH(AO$2,$AS$2:$BA$2,0)+1,FALSE)","v":0},0.90894551776555588]
[2006,12,27,14,null,2013,12,27,14,0.28051674392656067,0.46276022027014152,0,9.3957940161033232E-2,0.10608640000000001,6.7918000000000006E-2,0,1.9066423204688544E-3,0,1.0131459466782042,null,null,0.26559745844009147,8.232850247182151E-2,0.40963315270232714,8.3624063021280531E-2,6.2609307102756362E-2,0,0,1.3936359668445897E-3,0,0.90518611970512164,null,{"$f":"J8656*VLOOKUP($B8656,$AR$36:$AZ$47,MATCH(AG$2,$AS$2:$BA$2,0)+1,FALSE)","v":0.26737477052855185},{"$f":"K8656*VLOOKUP($B8656,$AR$36:$AZ$47,MATCH(AH$2,$AS$2:$BA$2,0)+1,FALSE)","v":0.40061200035512196},{"$f":"L8656*VLOOKUP($B8656,$AR$36:$AZ$47,MATCH(AI$2,$AS$2:$BA$2,0)+1,FALSE)","v":0},{"$f":"M8656*VLOOKUP($B8656,$AR$36:$AZ$47,MATCH(AJ$2,$AS$2:$BA$2,0)+1,FALSE)","v":8.1707282699170783E-2},{"$f":"N8656*VLOOKUP($B8656,$AR$36:$AZ$47,MATCH(AK$2,$AS$2:$BA$2,0)+1,FALSE)","v":8.2724991284647401E-2},{"$f":"O8656*VLOOKUP($B8656,$AR$36:$AZ$47,MATCH(AL$2,$AS$2:$BA$2,0)+1,FALSE)","v":6.5460268588974607E-2},{"$f":"P8656*VLOOKUP($B8656,$AR$36:$AZ$47,MATCH(AM$2,$AS$2:$BA$2,0)+1,FALSE)","v":0},{"$f":"Q8656*VLOOKUP($B8656,$AR$36:$AZ$47,MATCH(AN$2,$AS$2:$BA$2,0)+1,FALSE)","v":1.3692763139031379E-3},{"$f":"R8656*VLOOKUP($B8656,$AR$36:$BA$47,MATCH(AO$2,$AS$2:$BA$2,0)+1,FALSE)","v":0},0.8992485897703697]
[2006,12,27,15,null,2013,12,27,15,0.28976758733655156,0.45500166993764513,0,8.7664219084269343E-2,0.10624989999999997,6.7464999999999997E-2,0,1.9066423204688544E-3,0,1.0080550186789348,null,null,0.27435629566217218,7.6813772898809848E-2,0.40276532073689825,8.3752944143686184E-2,6.219171506356868E-2,0,0,1.3936359668445897E-3,0,0.90127368447197975,null,{"$f":"J8657*VLOOKUP($B8657,$AR$36:$AZ$47,MATCH(AG$2,$AS$2:$BA$2,0)+1,FALSE)","v":0.27619221970937308},{"$f":"K8657*VLOOKUP($B8657,$AR$36:$AZ$47,MATCH(AH$2,$AS$2:$BA$2,0)+1,FALSE)","v":0.39389541532380085},{"$f":"L8657*VLOOKUP($B8657,$AR$36:$AZ$47,MATCH(AI$2,$AS$2:$BA$2,0)+1,FALSE)","v":0},{"$f":"M8657*VLOOKUP($B8657,$AR$36:$AZ$47,MATCH(AJ$2,$AS$2:$BA$2,0)+1,FALSE)","v":7.6234165191831613E-2},{"$f":"N8657*VLOOKUP($B8657,$AR$36:$AZ$47,MATCH(AK$2,$AS$2:$BA$2,0)+1,FALSE)","v":8.2852486760740821E-2},{"$f":"O8657*VLOOKUP($B8657,$AR$36:$AZ$47,MATCH(AL$2,$AS$2:$BA$2,0)+1,FALSE)","v":6.5023661184887227E-2},{"$f":"P8657*VLOOKUP($B8657,$AR$36:$AZ$47,MATCH(AM$2,$AS$2:$BA$2,0)+1,FALSE)","v":0},{"$f":"Q8657*VLOOKUP($B8657,$AR$36:$AZ$47,MATCH(AN$2,$AS$2:$BA$2,0)+1,FALSE)","v":1.3692763139031379E-3},{"$f":"R8657*VLOOKUP($B8657,$AR$36:$BA$47,MATCH(AO$2,$AS$2:$BA$2,0)+1,FALSE)","v":0},0.89556722448453674]
[2006,12,27,16,null,2013,12,27,16,0.30040603574862296,0.45539299312448756,0,9.3196319060404723E-2,0.10534130000000004,6.4244999999999997E-2,0,1.9066423204688544E-3,0,1.020488290253984,null,null,0.28442893810212549,8.16611493502203E-2,0.403111718166345,8.3036727704433572E-2,5.9223400789431106E-2,0,0,1.3936359668445897E-3,0,0.9128555700794001,null,{"$f":"J8658*VLOOKUP($B8658,$AR$36:$AZ$47,MATCH(AG$2,$AS$2:$BA$2,0)+1,FALSE)","v":0.28633226576559745},{"$f":"K8658*VLOOKUP($B8658,$AR$36:$AZ$47,MATCH(AH$2,$AS$2:$BA$2,0)+1,FALSE)","v":0.39423418421057937},{"$f":"L8658*VLOOKUP($B8658,$AR$36:$AZ$47,MATCH(AI$2,$AS$2:$BA$2,0)+1,FALSE)","v":0},{"$f":"M8658*VLOOKUP($B8658,$AR$36:$AZ$47,MATCH(AJ$2,$AS$2:$BA$2,0)+1,FALSE)","v":8.1044965172072464E-2},{"$f":"N8658*VLOOKUP($B8658,$AR$36:$AZ$47,MATCH(AK$2,$AS$2:$BA$2,0)+1,FALSE)","v":8.2143970616529824E-2},{"$f":"O8658*VLOOKUP($B8658,$AR$36:$AZ$47,MATCH(AL$2,$AS$2:$BA$2,0)+1,FALSE)","v":6.1920182506826953E-2},{"$f":"P8658*VLOOKUP($B8658,$AR$36:$AZ$47,MATCH(AM$2,$AS$2:$BA$2,0)+1,FALSE)","v":0},{"$f":"Q8658*VLOOKUP($B8658,$AR$36:$AZ$47,MATCH(AN$2,$AS$2:$BA$2,0)+1,FALSE)","v":1.3692763139031379E-3},{"$f":"R8658*VLOOKUP($B8658,$AR$36:$BA$47,MATCH(AO$2,$AS$2:$BA$2,0)+1,FALSE)","v":0},0.90704484458550916]
[2006,12,27,17,null,2013,12,27,17,0.34192781477047579,0.47232224430594349,3.0195308953405208E-3,0.10898187097201829,0.10550100000000001,6.4376000000000003E-2,6.4519048296774591E-6,2.0365764637896959E-3,0,1.0981714893123975,null,null,0.32374238094246577,9.5492879242840084E-2,0.4180974110383493,8.3162613424605958E-2,5.9344161401205034E-2,1.6887129646946033E-3,3.2290414208847126E-6,1.4886096771777031E-3,0,0.98301999773275939,null,{"$f":"J8659*VLOOKUP($B8659,$AR$36:$AZ$47,MATCH(AG$2,$AS$2:$BA$2,0)+1,FALSE)","v":0.3259087843808699},{"$f":"K8659*VLOOKUP($B8659,$AR$36:$AZ$47,MATCH(AH$2,$AS$2:$BA$2,0)+1,FALSE)","v":0.40888985443296422},{"$f":"L8659*VLOOKUP($B8659,$AR$36:$AZ$47,MATCH(AI$2,$AS$2:$BA$2,0)+1,FALSE)","v":2.1627382146439181E-3},{"$f":"M8659*VLOOKUP($B8659,$AR$36:$AZ$47,MATCH(AJ$2,$AS$2:$BA$2,0)+1,FALSE)","v":9.4772326057103409E-2},{"$f":"N8659*VLOOKUP($B8659,$AR$36:$AZ$47,MATCH(AK$2,$AS$2:$BA$2,0)+1,FALSE)","v":8.2268502895013737E-2},{"$f":"O8659*VLOOKUP($B8659,$AR$36:$AZ$47,MATCH(AL$2,$AS$2:$BA$2,0)+1,FALSE)","v":6.2046442043108288E-2},{"$f":"P8659*VLOOKUP($B8659,$AR$36:$AZ$47,MATCH(AM$2,$AS$2:$BA$2,0)+1,FALSE)","v":3.2290414208847126E-6},{"$f":"Q8659*VLOOKUP($B8659,$AR$36:$AZ$47,MATCH(AN$2,$AS$2:$BA$2,0)+1,FALSE)","v":1.4625899589987598E-3},{"$f":"R8659*VLOOKUP($B8659,$AR$36:$BA$47,MATCH(AO$2,$AS$2:$BA$2,0)+1,FALSE)","v":0},0.97751446702412315]
[2006,12,27,18,null,2013,12,27,18,0.41744056971461257,0.46678989302237522,7.8770371182796187E-3,0.10947386703915393,0.10392279999999998,6.4495999999999998E-2,1.683105607741946E-5,2.2456009552188762E-3,0,1.1722625989057178,null,null,0.39523898935248941,9.5923979577307639E-2,0.41320019991501222,8.1918575581299113E-2,5.945478180893686E-2,4.4053381687685304E-3,8.4235863153514252E-6,1.6413934720614079E-3,0,1.0517916814621906,null,{"$f":"J8660*VLOOKUP($B8660,$AR$36:$AZ$47,MATCH(AG$2,$AS$2:$BA$2,0)+1,FALSE)","v":0.39788383029988689},{"$f":"K8660*VLOOKUP($B8660,$AR$36:$AZ$47,MATCH(AH$2,$AS$2:$BA$2,0)+1,FALSE)","v":0.40410049221621253},{"$f":"L8660*VLOOKUP($B8660,$AR$36:$AZ$47,MATCH(AI$2,$AS$2:$BA$2,0)+1,FALSE)","v":5.64192577733196E-3},{"$f":"M8660*VLOOKUP($B8660,$AR$36:$AZ$47,MATCH(AJ$2,$AS$2:$BA$2,0)+1,FALSE)","v":9.5200173471334013E-2},{"$f":"N8660*VLOOKUP($B8660,$AR$36:$AZ$47,MATCH(AK$2,$AS$2:$BA$2,0)+1,FALSE)","v":8.1037840140452996E-2},{"$f":"O8660*VLOOKUP($B8660,$AR$36:$AZ$47,MATCH(AL$2,$AS$2:$BA$2,0)+1,FALSE)","v":6.2162099633595001E-2},{"$f":"P8660*VLOOKUP($B8660,$AR$36:$AZ$47,MATCH(AM$2,$AS$2:$BA$2,0)+1,FALSE)","v":8.4235863153514252E-6},{"$f":"Q8660*VLOOKUP($B8660,$AR$36:$AZ$47,MATCH(AN$2,$AS$2:$BA$2,0)+1,FALSE)","v":1.6127032141525868E-3},{"$f":"R8660*VLOOKUP($B8660,$AR$36:$BA$47,MATCH(AO$2,$AS$2:$BA$2,0)+1,FALSE)","v":0},1.0476474883392815]
[2006,12,27,19,null,2013,12,27,19,0.44314322698268593,0.43688009192732014,7.8770371182796187E-3,9.6346592615350335E-2,9.6246600000000029E-2,6.2453000000000002E-2,1.683105607741946E-5,2.2456009552188762E-3,0,1.1452089806549326,null,null,0.41957465056829268,8.4421504714660436E-2,0.38672418580966267,7.5867705417320033E-2,5.7571469367302376E-2,4.4053381687685304E-3,8.4235863153514252E-6,1.6413934720614079E-3,0,1.0302146711043836,null,{"$f":"J8661*VLOOKUP($B8661,$AR$36:$AZ$47,MATCH(AG$2,$AS$2:$BA$2,0)+1,FALSE)","v":0.42238233970374722},{"$f":"K8661*VLOOKUP($B8661,$AR$36:$AZ$47,MATCH(AH$2,$AS$2:$BA$2,0)+1,FALSE)","v":0.37820754653492844},{"$f":"L8661*VLOOKUP($B8661,$AR$36:$AZ$47,MATCH(AI$2,$AS$2:$BA$2,0)+1,FALSE)","v":5.64192577733196E-3},{"$f":"M8661*VLOOKUP($B8661,$AR$36:$AZ$47,MATCH(AJ$2,$AS$2:$BA$2,0)+1,FALSE)","v":8.3784491937905214E-2},{"$f":"N8661*VLOOKUP($B8661,$AR$36:$AZ$47,MATCH(AK$2,$AS$2:$BA$2,0)+1,FALSE)","v":7.5052025011471277E-2},{"$f":"O8661*VLOOKUP($B8661,$AR$36:$AZ$47,MATCH(AL$2,$AS$2:$BA$2,0)+1,FALSE)","v":6.0193029155558624E-2},{"$f":"P8661*VLOOKUP($B8661,$AR$36:$AZ$47,MATCH(AM$2,$AS$2:$BA$2,0)+1,FALSE)","v":8.4235863153514252E-6},{"$f":"Q8661*VLOOKUP($B8661,$AR$36:$AZ$47,MATCH(AN$2,$AS$2:$BA$2,0)+1,FALSE)","v":1.6127032141525868E-3},{"$f":"R8661*VLOOKUP($B8661,$AR$36:$BA$47,MATCH(AO$2,$AS$2:$BA$2,0)+1,FALSE)","v":0},1.0268824849214107]
[2006,12,27,20,null,2013,12,27,20,0.42338269874657009,0.42511328184167019,7.8770371182796187E-3,9.6909564762831232E-2,9.1961699999999993E-2,6.1365999999999997E-2,1.683105607741946E-5,2.2456009552188762E-3,0,1.1088727144806476,null,null,0.40086508619975703,8.4914796221009045E-2,0.37630826131679995,7.2490074093796111E-2,5.656943284059817E-2,4.4053381687685304E-3,8.4235863153514252E-6,1.6413934720614079E-3,0,0.99720280589910559,null,{"$f":"J8662*VLOOKUP($B8662,$AR$36:$AZ$47,MATCH(AG$2,$AS$2:$BA$2,0)+1,FALSE)","v":0.40354757558700111},{"$f":"K8662*VLOOKUP($B8662,$AR$36:$AZ$47,MATCH(AH$2,$AS$2:$BA$2,0)+1,FALSE)","v":0.36802100689792322},{"$f":"L8662*VLOOKUP($B8662,$AR$36:$AZ$47,MATCH(AI$2,$AS$2:$BA$2,0)+1,FALSE)","v":5.64192577733196E-3},{"$f":"M8662*VLOOKUP($B8662,$AR$36:$AZ$47,MATCH(AJ$2,$AS$2:$BA$2,0)+1,FALSE)","v":8.4274061252932173E-2},{"$f":"N8662*VLOOKUP($B8662,$AR$36:$AZ$47,MATCH(AK$2,$AS$2:$BA$2,0)+1,FALSE)","v":7.1710707791209416E-2},{"$f":"O8662*VLOOKUP($B8662,$AR$36:$AZ$47,MATCH(AL$2,$AS$2:$BA$2,0)+1,FALSE)","v":5.9145364148399757E-2},{"$f":"P8662*VLOOKUP($B8662,$AR$36:$AZ$47,MATCH(AM$2,$AS$2:$BA$2,0)+1,FALSE)","v":8.4235863153514252E-6},{"$f":"Q8662*VLOOKUP($B8662,$AR$36:$AZ$47,MATCH(AN$2,$AS$2:$BA$2,0)+1,FALSE)","v":1.6127032141525868E-3},{"$f":"R8662*VLOOKUP($B8662,$AR$36:$BA$47,MATCH(AO$2,$AS$2:$BA$2,0)+1,FALSE)","v":0},0.99396176825526561]
[2006,12,27,21,null,2013,12,27,21,0.40852596678262765,0.41185869079615334,7.8770371182796187E-3,9.4183305288210603E-2,9.0877700000000006E-2,6.0905000000000001E-2,1.683105607741946E-5,2.2456009552188762E-3,0,1.0764901319965676,null,null,0.38679850965564233,8.2525973525338497E-2,0.36457536017290826,7.1635596193565104E-2,5.6144466107561707E-2,4.4053381687685304E-3,8.4235863153514252E-6,1.6413934720614079E-3,0,0.96773506088216121,null,{"$f":"J8663*VLOOKUP($B8663,$AR$36:$AZ$47,MATCH(AG$2,$AS$2:$BA$2,0)+1,FALSE)","v":0.38938686901362357},{"$f":"K8663*VLOOKUP($B8663,$AR$36:$AZ$47,MATCH(AH$2,$AS$2:$BA$2,0)+1,FALSE)","v":0.35654649374825398},{"$f":"L8663*VLOOKUP($B8663,$AR$36:$AZ$47,MATCH(AI$2,$AS$2:$BA$2,0)+1,FALSE)","v":5.64192577733196E-3},{"$f":"M8663*VLOOKUP($B8663,$AR$36:$AZ$47,MATCH(AJ$2,$AS$2:$BA$2,0)+1,FALSE)","v":8.1903263710730381E-2},{"$f":"N8663*VLOOKUP($B8663,$AR$36:$AZ$47,MATCH(AK$2,$AS$2:$BA$2,0)+1,FALSE)","v":7.0865416683654092E-2},{"$f":"O8663*VLOOKUP($B8663,$AR$36:$AZ$47,MATCH(AL$2,$AS$2:$BA$2,0)+1,FALSE)","v":5.8701046238279951E-2},{"$f":"P8663*VLOOKUP($B8663,$AR$36:$AZ$47,MATCH(AM$2,$AS$2:$BA$2,0)+1,FALSE)","v":8.4235863153514252E-6},{"$f":"Q8663*VLOOKUP($B8663,$AR$36:$AZ$47,MATCH(AN$2,$AS$2:$BA$2,0)+1,FALSE)","v":1.6127032141525868E-3},{"$f":"R8663*VLOOKUP($B8663,$AR$36:$BA$47,MATCH(AO$2,$AS$2:$BA$2,0)+1,FALSE)","v":0},0.96466614197234202]
[2006,12,27,22,null,2013,12,27,22,0.37677573779695467,0.40137790493859771,7.8770371182796187E-3,0.10801102120432582,8.8781300000000021E-2,6.0288000000000001E-2,1.683105607741946E-5,2.2456009552188762E-3,0,1.0453734330694544,null,null,0.35673691687709014,9.4642194272924307E-2,0.35529781822878387,6.9983080077288082E-2,5.5575692844473855E-2,4.4053381687685304E-3,8.4235863153514252E-6,1.6413934720614079E-3,0,0.93829085752770547,null,{"$f":"J8664*VLOOKUP($B8664,$AR$36:$AZ$47,MATCH(AG$2,$AS$2:$BA$2,0)+1,FALSE)","v":0.3591241115380992},{"$f":"K8664*VLOOKUP($B8664,$AR$36:$AZ$47,MATCH(AH$2,$AS$2:$BA$2,0)+1,FALSE)","v":0.34747326661296135},{"$f":"L8664*VLOOKUP($B8664,$AR$36:$AZ$47,MATCH(AI$2,$AS$2:$BA$2,0)+1,FALSE)","v":5.64192577733196E-3},{"$f":"M8664*VLOOKUP($B8664,$AR$36:$AZ$47,MATCH(AJ$2,$AS$2:$BA$2,0)+1,FALSE)","v":9.3928060034547803E-2},{"$f":"N8664*VLOOKUP($B8664,$AR$36:$AZ$47,MATCH(AK$2,$AS$2:$BA$2,0)+1,FALSE)","v":6.9230667349817393E-2},{"$f":"O8664*VLOOKUP($B8664,$AR$36:$AZ$47,MATCH(AL$2,$AS$2:$BA$2,0)+1,FALSE)","v":5.8106373460527411E-2},{"$f":"P8664*VLOOKUP($B8664,$AR$36:$AZ$47,MATCH(AM$2,$AS$2:$BA$2,0)+1,FALSE)","v":8.4235863153514252E-6},{"$f":"Q8664*VLOOKUP($B8664,$AR$36:$AZ$47,MATCH(AN$2,$AS$2:$BA$2,0)+1,FALSE)","v":1.6127032141525868E-3},{"$f":"R8664*VLOOKUP($B8664,$AR$36:$BA$47,MATCH(AO$2,$AS$2:$BA$2,0)+1,FALSE)","v":0},0.93512553157375311]
[2006,12,27,23,null,2013,12,27,23,0.34511784709978072,0.36745781568882929,7.8770371182796187E-3,9.148814475047265E-2,8.7259500000000018E-2,5.9416999999999998E-2,1.683105607741946E-5,2.2456009552188762E-3,0,0.96087977666865854,null,null,0.32676275137435318,8.0164400563938712E-2,0.32527191606455785,6.8783500309233123E-2,5.477277305168695E-2,4.4053381687685304E-3,8.4235863153514252E-6,1.6413934720614079E-3,0,0.86181049659091502,null,{"$f":"J8665*VLOOKUP($B8665,$AR$36:$AZ$47,MATCH(AG$2,$AS$2:$BA$2,0)+1,FALSE)","v":0.32894936637996031},{"$f":"K8665*VLOOKUP($B8665,$AR$36:$AZ$47,MATCH(AH$2,$AS$2:$BA$2,0)+1,FALSE)","v":0.3181086103366691},{"$f":"L8665*VLOOKUP($B8665,$AR$36:$AZ$47,MATCH(AI$2,$AS$2:$BA$2,0)+1,FALSE)","v":5.64192577733196E-3},{"$f":"M8665*VLOOKUP($B8665,$AR$36:$AZ$47,MATCH(AJ$2,$AS$2:$BA$2,0)+1,FALSE)","v":7.955951028660059E-2},{"$f":"N8665*VLOOKUP($B8665,$AR$36:$AZ$47,MATCH(AK$2,$AS$2:$BA$2,0)+1,FALSE)","v":6.8043984686092573E-2},{"$f":"O8665*VLOOKUP($B8665,$AR$36:$AZ$47,MATCH(AL$2,$AS$2:$BA$2,0)+1,FALSE)","v":5.7266892116244639E-2},{"$f":"P8665*VLOOKUP($B8665,$AR$36:$AZ$47,MATCH(AM$2,$AS$2:$BA$2,0)+1,FALSE)","v":8.4235863153514252E-6},{"$f":"Q8665*VLOOKUP($B8665,$AR$36:$AZ$47,MATCH(AN$2,$AS$2:$BA$2,0)+1,FALSE)","v":1.6127032141525868E-3},{"$f":"R8665*VLOOKUP($B8665,$AR$36:$BA$47,MATCH(AO$2,$AS$2:$BA$2,0)+1,FALSE)","v":0},0.85919141638336716]
[2006,12,27,24,null,2013,12,27,24,0.237010260964099,0.37563976389934889,7.8770371182796187E-3,0.12236079597802434,8.5548100000000002E-2,5.8418999999999999E-2,1.683105607741946E-5,2.2456009552188762E-3,0,0.88911738997104806,null,null,0.22440486815563371,0.10721585718956278,0.33251453782397739,6.74344657350123E-2,5.3852779994050526E-2,4.4053381687685304E-3,8.4235863153514252E-6,1.6413934720614079E-3,0,0.79147766412538201,null,{"$f":"J8666*VLOOKUP($B8666,$AR$36:$AZ$47,MATCH(AG$2,$AS$2:$BA$2,0)+1,FALSE)","v":0.22590652968215896},{"$f":"K8666*VLOOKUP($B8666,$AR$36:$AZ$47,MATCH(AH$2,$AS$2:$BA$2,0)+1,FALSE)","v":0.32519173134803181},{"$f":"L8666*VLOOKUP($B8666,$AR$36:$AZ$47,MATCH(AI$2,$AS$2:$BA$2,0)+1,FALSE)","v":5.64192577733196E-3},{"$f":"M8666*VLOOKUP($B8666,$AR$36:$AZ$47,MATCH(AJ$2,$AS$2:$BA$2,0)+1,FALSE)","v":0.10640684684165015},{"$f":"N8666*VLOOKUP($B8666,$AR$36:$AZ$47,MATCH(AK$2,$AS$2:$BA$2,0)+1,FALSE)","v":6.670945405743002E-2},{"$f":"O8666*VLOOKUP($B8666,$AR$36:$AZ$47,MATCH(AL$2,$AS$2:$BA$2,0)+1,FALSE)","v":5.6305006488696768E-2},{"$f":"P8666*VLOOKUP($B8666,$AR$36:$AZ$47,MATCH(AM$2,$AS$2:$BA$2,0)+1,FALSE)","v":8.4235863153514252E-6},{"$f":"Q8666*VLOOKUP($B8666,$AR$36:$AZ$47,MATCH(AN$2,$AS$2:$BA$2,0)+1,FALSE)","v":1.6127032141525868E-3},{"$f":"R8666*VLOOKUP($B8666,$AR$36:$BA$47,MATCH(AO$2,$AS$2:$BA$2,0)+1,FALSE)","v":0},0.78778262099576757]
[2006,12,28,1,null,2013,12,28,1,0.22847558797750533,0.34076684573244231,7.8770371182796187E-3,9.7659636031167604E-2,8.5248899999999961E-2,5.7354000000000002E-2,1.683105607741946E-5,2.2456009552188762E-3,0,0.81964443887069105,null,null,0.21632411182669947,8.5572029065443866E-2,0.30164519602035156,6.7198617222328574E-2,5.2871023875430495E-2,4.4053381687685304E-3,8.4235863153514252E-6,1.6413934720614079E-3,0,0.72966613323739926,null,{"$f":"J8667*VLOOKUP($B8667,$AR$36:$AZ$47,MATCH(AG$2,$AS$2:$BA$2,0)+1,FALSE)","v":0.21777169894305654},{"$f":"K8667*VLOOKUP($B8667,$AR$36:$AZ$47,MATCH(AH$2,$AS$2:$BA$2,0)+1,FALSE)","v":0.29500221009465033},{"$f":"L8667*VLOOKUP($B8667,$AR$36:$AZ$47,MATCH(AI$2,$AS$2:$BA$2,0)+1,FALSE)","v":5.64192577733196E-3},{"$f":"M8667*VLOOKUP($B8667,$AR$36:$AZ$47,MATCH(AJ$2,$AS$2:$BA$2,0)+1,FALSE)","v":8.4926334866651756E-2},{"$f":"N8667*VLOOKUP($B8667,$AR$36:$AZ$47,MATCH(AK$2,$AS$2:$BA$2,0)+1,FALSE)","v":6.6476141235123201E-2},{"$f":"O8667*VLOOKUP($B8667,$AR$36:$AZ$47,MATCH(AL$2,$AS$2:$BA$2,0)+1,FALSE)","v":5.5278545373127139E-2},{"$f":"P8667*VLOOKUP($B8667,$AR$36:$AZ$47,MATCH(AM$2,$AS$2:$BA$2,0)+1,FALSE)","v":8.4235863153514252E-6},{"$f":"Q8667*VLOOKUP($B8667,$AR$36:$AZ$47,MATCH(AN$2,$AS$2:$BA$2,0)+1,FALSE)","v":1.6127032141525868E-3},{"$f":"R8667*VLOOKUP($B8667,$AR$36:$BA$47,MATCH(AO$2,$AS$2:$BA$2,0)+1,FALSE)","v":0},0.72671798309040891]
[2006,12,28,2,null,2013,12,28,2,0.20902329205061521,0.33043213570974611,7.8770371182796187E-3,9.1523503166480766E-2,8.4537000000000001E-2,5.6904000000000003E-2,1.683105607741946E-5,2.2456009552188762E-3,0,0.78255940005641789,null,null,0.19790638642931946,8.0195382569661008E-2,0.29249695971259354,6.6637452261835553E-2,5.2456197346436112E-2,4.4053381687685304E-3,8.4235863153514252E-6,1.6413934720614079E-3,0,0.69574753354699104,null,{"$f":"J8668*VLOOKUP($B8668,$AR$36:$AZ$47,MATCH(AG$2,$AS$2:$BA$2,0)+1,FALSE)","v":0.19923072671122652},{"$f":"K8668*VLOOKUP($B8668,$AR$36:$AZ$47,MATCH(AH$2,$AS$2:$BA$2,0)+1,FALSE)","v":0.28605544096037699},{"$f":"L8668*VLOOKUP($B8668,$AR$36:$AZ$47,MATCH(AI$2,$AS$2:$BA$2,0)+1,FALSE)","v":5.64192577733196E-3},{"$f":"M8668*VLOOKUP($B8668,$AR$36:$AZ$47,MATCH(AJ$2,$AS$2:$BA$2,0)+1,FALSE)","v":7.9590258513813947E-2},{"$f":"N8668*VLOOKUP($B8668,$AR$36:$AZ$47,MATCH(AK$2,$AS$2:$BA$2,0)+1,FALSE)","v":6.5921009556646634E-2},{"$f":"O8668*VLOOKUP($B8668,$AR$36:$AZ$47,MATCH(AL$2,$AS$2:$BA$2,0)+1,FALSE)","v":5.4844829408801948E-2},{"$f":"P8668*VLOOKUP($B8668,$AR$36:$AZ$47,MATCH(AM$2,$AS$2:$BA$2,0)+1,FALSE)","v":8.4235863153514252E-6},{"$f":"Q8668*VLOOKUP($B8668,$AR$36:$AZ$47,MATCH(AN$2,$AS$2:$BA$2,0)+1,FALSE)","v":1.6127032141525868E-3},{"$f":"R8668*VLOOKUP($B8668,$AR$36:$BA$47,MATCH(AO$2,$AS$2:$BA$2,0)+1,FALSE)","v":0},0.69290531772866593]
[2006,12,28,3,null,2013,12,28,3,0.20329435455159239,0.32327750750987427,7.8770371182796187E-3,8.6615805013502398E-2,8.3886299999999983E-2,5.6850999999999999E-2,1.683105607741946E-5,2.2456009552188762E-3,0,0.76406443620454489,null,null,0.19248214252143728,7.5895123977082785E-2,0.28616371675533242,6.6124529042573252E-2,5.2407339999687885E-2,4.4053381687685304E-3,8.4235863153514252E-6,1.6413934720614079E-3,0,0.67912800752325886,null,{"$f":"J8669*VLOOKUP($B8669,$AR$36:$AZ$47,MATCH(AG$2,$AS$2:$BA$2,0)+1,FALSE)","v":0.19377018511312977},{"$f":"K8669*VLOOKUP($B8669,$AR$36:$AZ$47,MATCH(AH$2,$AS$2:$BA$2,0)+1,FALSE)","v":0.27986167194264544},{"$f":"L8669*VLOOKUP($B8669,$AR$36:$AZ$47,MATCH(AI$2,$AS$2:$BA$2,0)+1,FALSE)","v":5.64192577733196E-3},{"$f":"M8669*VLOOKUP($B8669,$AR$36:$AZ$47,MATCH(AJ$2,$AS$2:$BA$2,0)+1,FALSE)","v":7.5322448047765597E-2},{"$f":"N8669*VLOOKUP($B8669,$AR$36:$AZ$47,MATCH(AK$2,$AS$2:$BA$2,0)+1,FALSE)","v":6.5413600955460033E-2},{"$f":"O8669*VLOOKUP($B8669,$AR$36:$AZ$47,MATCH(AL$2,$AS$2:$BA$2,0)+1,FALSE)","v":5.4793747306336973E-2},{"$f":"P8669*VLOOKUP($B8669,$AR$36:$AZ$47,MATCH(AM$2,$AS$2:$BA$2,0)+1,FALSE)","v":8.4235863153514252E-6},{"$f":"Q8669*VLOOKUP($B8669,$AR$36:$AZ$47,MATCH(AN$2,$AS$2:$BA$2,0)+1,FALSE)","v":1.6127032141525868E-3},{"$f":"R8669*VLOOKUP($B8669,$AR$36:$BA$47,MATCH(AO$2,$AS$2:$BA$2,0)+1,FALSE)","v":0},0.67642470594313775]
[2006,12,28,4,null,2013,12,28,4,0.20265770837682909,0.32143478457445829,7.8770371182796187E-3,8.4936777402632807E-2,8.3647599999999975E-2,5.7049000000000002E-2,1.683105607741946E-5,2.2456009552188762E-3,0,0.75986533948349599,null,null,0.1918793563790635,7.442391432120038E-2,0.28453254715058401,6.5936370486498391E-2,5.2589863672445412E-2,4.4053381687685304E-3,8.4235863153514252E-6,1.6413934720614079E-3,0,0.67541720723693699,null,{"$f":"J8670*VLOOKUP($B8670,$AR$36:$AZ$47,MATCH(AG$2,$AS$2:$BA$2,0)+1,FALSE)","v":0.1931633652759161},{"$f":"K8670*VLOOKUP($B8670,$AR$36:$AZ$47,MATCH(AH$2,$AS$2:$BA$2,0)+1,FALSE)","v":0.27826642479537267},{"$f":"L8670*VLOOKUP($B8670,$AR$36:$AZ$47,MATCH(AI$2,$AS$2:$BA$2,0)+1,FALSE)","v":5.64192577733196E-3},{"$f":"M8670*VLOOKUP($B8670,$AR$36:$AZ$47,MATCH(AJ$2,$AS$2:$BA$2,0)+1,FALSE)","v":7.3862339584064615E-2},{"$f":"N8670*VLOOKUP($B8670,$AR$36:$AZ$47,MATCH(AK$2,$AS$2:$BA$2,0)+1,FALSE)","v":6.5227465358252038E-2},{"$f":"O8670*VLOOKUP($B8670,$AR$36:$AZ$47,MATCH(AL$2,$AS$2:$BA$2,0)+1,FALSE)","v":5.4984582330640068E-2},{"$f":"P8670*VLOOKUP($B8670,$AR$36:$AZ$47,MATCH(AM$2,$AS$2:$BA$2,0)+1,FALSE)","v":8.4235863153514252E-6},{"$f":"Q8670*VLOOKUP($B8670,$AR$36:$AZ$47,MATCH(AN$2,$AS$2:$BA$2,0)+1,FALSE)","v":1.6127032141525868E-3},{"$f":"R8670*VLOOKUP($B8670,$AR$36:$BA$47,MATCH(AO$2,$AS$2:$BA$2,0)+1,FALSE)","v":0},0.67276722992204552]
[2006,12,28,5,null,2013,12,28,5,0.21006831065206052,0.32421760230158903,7.8770371182796187E-3,8.1738030616019003E-2,8.4039300000000011E-2,5.6816999999999999E-2,1.683105607741946E-5,2.2456009552188762E-3,0,0.76701971269924452,null,null,0.19889582570727984,7.1621085392882908E-2,0.28699588420728922,6.6245133395650163E-2,5.2375997550830528E-2,4.4053381687685304E-3,8.4235863153514252E-6,1.6413934720614079E-3,0,0.68218908148107793,null,{"$f":"J8671*VLOOKUP($B8671,$AR$36:$AZ$47,MATCH(AG$2,$AS$2:$BA$2,0)+1,FALSE)","v":0.2002267870705777},{"$f":"K8671*VLOOKUP($B8671,$AR$36:$AZ$47,MATCH(AH$2,$AS$2:$BA$2,0)+1,FALSE)","v":0.28067551297421128},{"$f":"L8671*VLOOKUP($B8671,$AR$36:$AZ$47,MATCH(AI$2,$AS$2:$BA$2,0)+1,FALSE)","v":5.64192577733196E-3},{"$f":"M8671*VLOOKUP($B8671,$AR$36:$AZ$47,MATCH(AJ$2,$AS$2:$BA$2,0)+1,FALSE)","v":7.1080659743819344E-2},{"$f":"N8671*VLOOKUP($B8671,$AR$36:$AZ$47,MATCH(AK$2,$AS$2:$BA$2,0)+1,FALSE)","v":6.553290864868512E-2},{"$f":"O8671*VLOOKUP($B8671,$AR$36:$AZ$47,MATCH(AL$2,$AS$2:$BA$2,0)+1,FALSE)","v":5.4760977655699074E-2},{"$f":"P8671*VLOOKUP($B8671,$AR$36:$AZ$47,MATCH(AM$2,$AS$2:$BA$2,0)+1,FALSE)","v":8.4235863153514252E-6},{"$f":"Q8671*VLOOKUP($B8671,$AR$36:$AZ$47,MATCH(AN$2,$AS$2:$BA$2,0)+1,FALSE)","v":1.6127032141525868E-3},{"$f":"R8671*VLOOKUP($B8671,$AR$36:$BA$47,MATCH(AO$2,$AS$2:$BA$2,0)+1,FALSE)","v":0},0.67953989867079245]
[2006,12,28,6,null,2013,12,28,6,0.2307496028385255,0.33670346372087323,7.8770371182796187E-3,7.4241469419902811E-2,8.471430000000002E-2,5.7346000000000001E-2,1.683105607741946E-5,2.2456009552188762E-3,0,0.79389430510887748,null,null,0.21847718318738829,6.5052394594565743E-2,0.2980483095311427,6.6777211423930546E-2,5.2863649181581707E-2,4.4053381687685304E-3,8.4235863153514252E-6,1.6413934720614079E-3,0,0.70727390314575433,null,{"$f":"J8672*VLOOKUP($B8672,$AR$36:$AZ$47,MATCH(AG$2,$AS$2:$BA$2,0)+1,FALSE)","v":0.2199391781214223},{"$f":"K8672*VLOOKUP($B8672,$AR$36:$AZ$47,MATCH(AH$2,$AS$2:$BA$2,0)+1,FALSE)","v":0.29148453609295799},{"$f":"L8672*VLOOKUP($B8672,$AR$36:$AZ$47,MATCH(AI$2,$AS$2:$BA$2,0)+1,FALSE)","v":5.64192577733196E-3},{"$f":"M8672*VLOOKUP($B8672,$AR$36:$AZ$47,MATCH(AJ$2,$AS$2:$BA$2,0)+1,FALSE)","v":6.4561533804352131E-2},{"$f":"N8672*VLOOKUP($B8672,$AR$36:$AZ$47,MATCH(AK$2,$AS$2:$BA$2,0)+1,FALSE)","v":6.6059266118795687E-2},{"$f":"O8672*VLOOKUP($B8672,$AR$36:$AZ$47,MATCH(AL$2,$AS$2:$BA$2,0)+1,FALSE)","v":5.5270834867094693E-2},{"$f":"P8672*VLOOKUP($B8672,$AR$36:$AZ$47,MATCH(AM$2,$AS$2:$BA$2,0)+1,FALSE)","v":8.4235863153514252E-6},{"$f":"Q8672*VLOOKUP($B8672,$AR$36:$AZ$47,MATCH(AN$2,$AS$2:$BA$2,0)+1,FALSE)","v":1.6127032141525868E-3},{"$f":"R8672*VLOOKUP($B8672,$AR$36:$BA$47,MATCH(AO$2,$AS$2:$BA$2,0)+1,FALSE)","v":0},0.70457840158242269]
[2006,12,28,7,null,2013,12,28,7,0.25289756719053086,0.36722581078444727,7.8770371182796187E-3,6.567482465814628E-2,8.5850499999999982E-2,5.8709999999999998E-2,1.683105607741946E-5,2.2456009552188762E-3,0,0.84049817176270036,null,null,0.23944720786104695,5.7546067473784671E-2,0.32506654642330191,6.7672836691681892E-2,5.4121034482800222E-2,4.4053381687685304E-3,8.4235863153514252E-6,1.6413934720614079E-3,0,0.74990884815976089,null,{"$f":"J8673*VLOOKUP($B8673,$AR$36:$AZ$47,MATCH(AG$2,$AS$2:$BA$2,0)+1,FALSE)","v":0.24104952898105694},{"$f":"K8673*VLOOKUP($B8673,$AR$36:$AZ$47,MATCH(AH$2,$AS$2:$BA$2,0)+1,FALSE)","v":0.31790776345146704},{"$f":"L8673*VLOOKUP($B8673,$AR$36:$AZ$47,MATCH(AI$2,$AS$2:$BA$2,0)+1,FALSE)","v":5.64192577733196E-3},{"$f":"M8673*VLOOKUP($B8673,$AR$36:$AZ$47,MATCH(AJ$2,$AS$2:$BA$2,0)+1,FALSE)","v":5.7111846591833805E-2},{"$f":"N8673*VLOOKUP($B8673,$AR$36:$AZ$47,MATCH(AK$2,$AS$2:$BA$2,0)+1,FALSE)","v":6.6945262204039541E-2},{"$f":"O8673*VLOOKUP($B8673,$AR$36:$AZ$47,MATCH(AL$2,$AS$2:$BA$2,0)+1,FALSE)","v":5.6585476145627055E-2},{"$f":"P8673*VLOOKUP($B8673,$AR$36:$AZ$47,MATCH(AM$2,$AS$2:$BA$2,0)+1,FALSE)","v":8.4235863153514252E-6},{"$f":"Q8673*VLOOKUP($B8673,$AR$36:$AZ$47,MATCH(AN$2,$AS$2:$BA$2,0)+1,FALSE)","v":1.6127032141525868E-3},{"$f":"R8673*VLOOKUP($B8673,$AR$36:$BA$47,MATCH(AO$2,$AS$2:$BA$2,0)+1,FALSE)","v":0},0.74686292995182424]
[2006,12,28,8,null,2013,12,28,8,0.28537129229292002,0.40063537112478359,4.9887901749104254E-3,6.412506026979696E-2,8.7180899999999992E-2,5.9191000000000001E-2,1.0659668849032324E-5,2.1213161224772018E-3,0,0.90362438965373715,null,null,0.27019381760900113,5.618812176894819E-2,0.35464053081768532,6.8721542778828901E-2,5.4564437950458664E-2,2.7900475068867356E-3,5.3349379997225689E-6,1.5505490534819082E-3,0,0.80865438242329057,null,{"$f":"J8674*VLOOKUP($B8674,$AR$36:$AZ$47,MATCH(AG$2,$AS$2:$BA$2,0)+1,FALSE)","v":0.27200188738905162},{"$f":"K8674*VLOOKUP($B8674,$AR$36:$AZ$47,MATCH(AH$2,$AS$2:$BA$2,0)+1,FALSE)","v":0.3468304543238892},{"$f":"L8674*VLOOKUP($B8674,$AR$36:$AZ$47,MATCH(AI$2,$AS$2:$BA$2,0)+1,FALSE)","v":3.5732196589769085E-3},{"$f":"M8674*VLOOKUP($B8674,$AR$36:$AZ$47,MATCH(AJ$2,$AS$2:$BA$2,0)+1,FALSE)","v":5.5764147432199811E-2},{"$f":"N8674*VLOOKUP($B8674,$AR$36:$AZ$47,MATCH(AK$2,$AS$2:$BA$2,0)+1,FALSE)","v":6.7982693282906348E-2},{"$f":"O8674*VLOOKUP($B8674,$AR$36:$AZ$47,MATCH(AL$2,$AS$2:$BA$2,0)+1,FALSE)","v":5.704907032082799E-2},{"$f":"P8674*VLOOKUP($B8674,$AR$36:$AZ$47,MATCH(AM$2,$AS$2:$BA$2,0)+1,FALSE)","v":5.3349379997225689E-6},{"$f":"Q8674*VLOOKUP($B8674,$AR$36:$AZ$47,MATCH(AN$2,$AS$2:$BA$2,0)+1,FALSE)","v":1.5234466840611223E-3},{"$f":"R8674*VLOOKUP($B8674,$AR$36:$BA$47,MATCH(AO$2,$AS$2:$BA$2,0)+1,FALSE)","v":0},0.80473025402991283]
[2006,12,28,9,null,2013,12,28,9,0.27176436216993749,0.44239872990948903,0,8.9063375278725987E-2,8.7423699999999979E-2,5.9200999999999997E-2,0,1.9066423204688544E-3,0,0.95175780967862134,null,null,0.25731057218397146,7.8039751608180913E-2,0.39160925798362567,6.8912933216260713E-2,5.4573656317769649E-2,0,0,1.3936359668445897E-3,0,0.85183980727665298,null,{"$f":"J8675*VLOOKUP($B8675,$AR$36:$AZ$47,MATCH(AG$2,$AS$2:$BA$2,0)+1,FALSE)","v":0.25903243049209379},{"$f":"K8675*VLOOKUP($B8675,$AR$36:$AZ$47,MATCH(AH$2,$AS$2:$BA$2,0)+1,FALSE)","v":0.38298503713250365},{"$f":"L8675*VLOOKUP($B8675,$AR$36:$AZ$47,MATCH(AI$2,$AS$2:$BA$2,0)+1,FALSE)","v":0},{"$f":"M8675*VLOOKUP($B8675,$AR$36:$AZ$47,MATCH(AJ$2,$AS$2:$BA$2,0)+1,FALSE)","v":7.7450893129085582E-2},{"$f":"N8675*VLOOKUP($B8675,$AR$36:$AZ$47,MATCH(AK$2,$AS$2:$BA$2,0)+1,FALSE)","v":6.8172026014377218E-2},{"$f":"O8675*VLOOKUP($B8675,$AR$36:$AZ$47,MATCH(AL$2,$AS$2:$BA$2,0)+1,FALSE)","v":5.7058708453368544E-2},{"$f":"P8675*VLOOKUP($B8675,$AR$36:$AZ$47,MATCH(AM$2,$AS$2:$BA$2,0)+1,FALSE)","v":0},{"$f":"Q8675*VLOOKUP($B8675,$AR$36:$AZ$47,MATCH(AN$2,$AS$2:$BA$2,0)+1,FALSE)","v":1.3692763139031379E-3},{"$f":"R8675*VLOOKUP($B8675,$AR$36:$BA$47,MATCH(AO$2,$AS$2:$BA$2,0)+1,FALSE)","v":0},0.84606837153533199]
[2006,12,28,10,null,2013,12,28,10,0.25736979254300235,0.46205738497094745,0,9.991506437650477E-2,8.7344400000000003E-2,5.9160999999999998E-2,0,1.9066423204688544E-3,0,0.96775428421092347,null,null,0.24368157786891623,8.7548296720799682E-2,0.40901100622813086,6.8850423901234609E-2,5.4536782848525707E-2,0,0,1.3936359668445897E-3,0,0.86502172353445173,null,{"$f":"J8676*VLOOKUP($B8676,$AR$36:$AZ$47,MATCH(AG$2,$AS$2:$BA$2,0)+1,FALSE)","v":0.24531223433914454},{"$f":"K8676*VLOOKUP($B8676,$AR$36:$AZ$47,MATCH(AH$2,$AS$2:$BA$2,0)+1,FALSE)","v":0.40000355511113367},{"$f":"L8676*VLOOKUP($B8676,$AR$36:$AZ$47,MATCH(AI$2,$AS$2:$BA$2,0)+1,FALSE)","v":0},{"$f":"M8676*VLOOKUP($B8676,$AR$36:$AZ$47,MATCH(AJ$2,$AS$2:$BA$2,0)+1,FALSE)","v":8.6887690352993235E-2},{"$f":"N8676*VLOOKUP($B8676,$AR$36:$AZ$47,MATCH(AK$2,$AS$2:$BA$2,0)+1,FALSE)","v":6.8110188758999796E-2},{"$f":"O8676*VLOOKUP($B8676,$AR$36:$AZ$47,MATCH(AL$2,$AS$2:$BA$2,0)+1,FALSE)","v":5.7020155923206306E-2},{"$f":"P8676*VLOOKUP($B8676,$AR$36:$AZ$47,MATCH(AM$2,$AS$2:$BA$2,0)+1,FALSE)","v":0},{"$f":"Q8676*VLOOKUP($B8676,$AR$36:$AZ$47,MATCH(AN$2,$AS$2:$BA$2,0)+1,FALSE)","v":1.3692763139031379E-3},{"$f":"R8676*VLOOKUP($B8676,$AR$36:$BA$47,MATCH(AO$2,$AS$2:$BA$2,0)+1,FALSE)","v":0},0.85870310079938073]
[2006,12,28,11,null,2013,12,28,11,0.26239254803514883,0.46868349635237144,0,0.1031774647615247,8.8768699999999978E-2,5.9318000000000003E-2,0,1.9066423204688544E-3,0,0.98424685146951385,null,null,0.24843719806615253,9.0406900663179163E-2,0.41487640860378233,6.9973147954093484E-2,5.468151121530819E-2,0,0,1.3936359668445897E-3,0,0.87976880246936029,null,{"$f":"J8677*VLOOKUP($B8677,$AR$36:$AZ$47,MATCH(AG$2,$AS$2:$BA$2,0)+1,FALSE)","v":0.2500996779631347},{"$f":"K8677*VLOOKUP($B8677,$AR$36:$AZ$47,MATCH(AH$2,$AS$2:$BA$2,0)+1,FALSE)","v":0.40573978657359283},{"$f":"L8677*VLOOKUP($B8677,$AR$36:$AZ$47,MATCH(AI$2,$AS$2:$BA$2,0)+1,FALSE)","v":0},{"$f":"M8677*VLOOKUP($B8677,$AR$36:$AZ$47,MATCH(AJ$2,$AS$2:$BA$2,0)+1,FALSE)","v":8.972472435011844E-2},{"$f":"N8677*VLOOKUP($B8677,$AR$36:$AZ$47,MATCH(AK$2,$AS$2:$BA$2,0)+1,FALSE)","v":6.9220842010375289E-2},{"$f":"O8677*VLOOKUP($B8677,$AR$36:$AZ$47,MATCH(AL$2,$AS$2:$BA$2,0)+1,FALSE)","v":5.7171474604093102E-2},{"$f":"P8677*VLOOKUP($B8677,$AR$36:$AZ$47,MATCH(AM$2,$AS$2:$BA$2,0)+1,FALSE)","v":0},{"$f":"Q8677*VLOOKUP($B8677,$AR$36:$AZ$47,MATCH(AN$2,$AS$2:$BA$2,0)+1,FALSE)","v":1.3692763139031379E-3},{"$f":"R8677*VLOOKUP($B8677,$AR$36:$BA$47,MATCH(AO$2,$AS$2:$BA$2,0)+1,FALSE)","v":0},0.87332578181521758]
[2006,12,28,12,null,2013,12,28,12,0.26896518756318039,0.47209443795906614,0,0.10847329215661361,8.883640000000001E-2,5.9347999999999998E-2,0,1.9066423204688544E-3,0,0.99962395999932907,null,null,0.25466027170322952,9.5047248653350805E-2,0.41789575794028805,7.0026513409670657E-2,5.4709166317241147E-2,0,0,1.3936359668445897E-3,0,0.89373259399062477,null,{"$f":"J8678*VLOOKUP($B8678,$AR$36:$AZ$47,MATCH(AG$2,$AS$2:$BA$2,0)+1,FALSE)","v":0.25636439486015672},{"$f":"K8678*VLOOKUP($B8678,$AR$36:$AZ$47,MATCH(AH$2,$AS$2:$BA$2,0)+1,FALSE)","v":0.40869264224332774},{"$f":"L8678*VLOOKUP($B8678,$AR$36:$AZ$47,MATCH(AI$2,$AS$2:$BA$2,0)+1,FALSE)","v":0},{"$f":"M8678*VLOOKUP($B8678,$AR$36:$AZ$47,MATCH(AJ$2,$AS$2:$BA$2,0)+1,FALSE)","v":9.4330058027665337E-2},{"$f":"N8678*VLOOKUP($B8678,$AR$36:$AZ$47,MATCH(AK$2,$AS$2:$BA$2,0)+1,FALSE)","v":6.9273633715155297E-2},{"$f":"O8678*VLOOKUP($B8678,$AR$36:$AZ$47,MATCH(AL$2,$AS$2:$BA$2,0)+1,FALSE)","v":5.7200389001714778E-2},{"$f":"P8678*VLOOKUP($B8678,$AR$36:$AZ$47,MATCH(AM$2,$AS$2:$BA$2,0)+1,FALSE)","v":0},{"$f":"Q8678*VLOOKUP($B8678,$AR$36:$AZ$47,MATCH(AN$2,$AS$2:$BA$2,0)+1,FALSE)","v":1.3692763139031379E-3},{"$f":"R8678*VLOOKUP($B8678,$AR$36:$BA$47,MATCH(AO$2,$AS$2:$BA$2,0)+1,FALSE)","v":0},0.88723039416192306]
[2006,12,28,13,null,2013,12,28,13,0.26630210565604662,0.46972404661430889,0,0.10912195189689071,8.8772900000000043E-2,5.9575000000000003E-2,0,1.9066423204688544E-3,0,0.99540264648771515,null,null,0.25213882583068764,9.56156219588878E-2,0.41579749876164818,6.9976458661825058E-2,5.4918423255200535E-2,0,0,1.3936359668445897E-3,0,0.8898404644350939,null,{"$f":"J8679*VLOOKUP($B8679,$AR$36:$AZ$47,MATCH(AG$2,$AS$2:$BA$2,0)+1,FALSE)","v":0.25382607609938768},{"$f":"K8679*VLOOKUP($B8679,$AR$36:$AZ$47,MATCH(AH$2,$AS$2:$BA$2,0)+1,FALSE)","v":0.40664059200942188},{"$f":"L8679*VLOOKUP($B8679,$AR$36:$AZ$47,MATCH(AI$2,$AS$2:$BA$2,0)+1,FALSE)","v":0},{"$f":"M8679*VLOOKUP($B8679,$AR$36:$AZ$47,MATCH(AJ$2,$AS$2:$BA$2,0)+1,FALSE)","v":9.4894142602992934E-2},{"$f":"N8679*VLOOKUP($B8679,$AR$36:$AZ$47,MATCH(AK$2,$AS$2:$BA$2,0)+1,FALSE)","v":6.9224117123522694E-2},{"$f":"O8679*VLOOKUP($B8679,$AR$36:$AZ$47,MATCH(AL$2,$AS$2:$BA$2,0)+1,FALSE)","v":5.7419174610385489E-2},{"$f":"P8679*VLOOKUP($B8679,$AR$36:$AZ$47,MATCH(AM$2,$AS$2:$BA$2,0)+1,FALSE)","v":0},{"$f":"Q8679*VLOOKUP($B8679,$AR$36:$AZ$47,MATCH(AN$2,$AS$2:$BA$2,0)+1,FALSE)","v":1.3692763139031379E-3},{"$f":"R8679*VLOOKUP($B8679,$AR$36:$BA$47,MATCH(AO$2,$AS$2:$BA$2,0)+1,FALSE)","v":0},0.88337337875961386]
[2006,12,28,14,null,2013,12,28,14,0.26190221490380178,0.46616370014825853,0,0.10534209493546323,8.9349100000000028E-2,5.9552000000000001E-2,0,1.9066423204688544E-3,0,0.98421575230799252,null,null,0.24797294330669745,9.2303608491386607E-2,0.41264589695207732,7.043065623204009E-2,5.4897221010385265E-2,0,0,1.3936359668445897E-3,0,0.87964396195943129,null,{"$f":"J8680*VLOOKUP($B8680,$AR$36:$AZ$47,MATCH(AG$2,$AS$2:$BA$2,0)+1,FALSE)","v":0.24963231652637571},{"$f":"K8680*VLOOKUP($B8680,$AR$36:$AZ$47,MATCH(AH$2,$AS$2:$BA$2,0)+1,FALSE)","v":0.40355839639872509},{"$f":"L8680*VLOOKUP($B8680,$AR$36:$AZ$47,MATCH(AI$2,$AS$2:$BA$2,0)+1,FALSE)","v":0},{"$f":"M8680*VLOOKUP($B8680,$AR$36:$AZ$47,MATCH(AJ$2,$AS$2:$BA$2,0)+1,FALSE)","v":9.1607120337706321E-2},{"$f":"N8680*VLOOKUP($B8680,$AR$36:$AZ$47,MATCH(AK$2,$AS$2:$BA$2,0)+1,FALSE)","v":6.9673431455785959E-2},{"$f":"O8680*VLOOKUP($B8680,$AR$36:$AZ$47,MATCH(AL$2,$AS$2:$BA$2,0)+1,FALSE)","v":5.7397006905542204E-2},{"$f":"P8680*VLOOKUP($B8680,$AR$36:$AZ$47,MATCH(AM$2,$AS$2:$BA$2,0)+1,FALSE)","v":0},{"$f":"Q8680*VLOOKUP($B8680,$AR$36:$AZ$47,MATCH(AN$2,$AS$2:$BA$2,0)+1,FALSE)","v":1.3692763139031379E-3},{"$f":"R8680*VLOOKUP($B8680,$AR$36:$BA$47,MATCH(AO$2,$AS$2:$BA$2,0)+1,FALSE)","v":0},0.87323754793803843]
[2006,12,28,15,null,2013,12,28,15,0.27273408186070131,0.45767027398776799,0,9.8223657928944622E-2,8.9547100000000032E-2,5.9464000000000003E-2,0,1.9066423204688544E-3,0,0.97954575609788275,null,null,0.2582287173244755,8.6066240391551196E-2,0.40512755638828568,7.0586732453669004E-2,5.4816099378048593E-2,0,0,1.3936359668445897E-3,0,0.87621898190287451,null,{"$f":"J8681*VLOOKUP($B8681,$AR$36:$AZ$47,MATCH(AG$2,$AS$2:$BA$2,0)+1,FALSE)","v":0.2599567196313648},{"$f":"K8681*VLOOKUP($B8681,$AR$36:$AZ$47,MATCH(AH$2,$AS$2:$BA$2,0)+1,FALSE)","v":0.39620562860456088},{"$f":"L8681*VLOOKUP($B8681,$AR$36:$AZ$47,MATCH(AI$2,$AS$2:$BA$2,0)+1,FALSE)","v":0},{"$f":"M8681*VLOOKUP($B8681,$AR$36:$AZ$47,MATCH(AJ$2,$AS$2:$BA$2,0)+1,FALSE)","v":8.5416817060825087E-2},{"$f":"N8681*VLOOKUP($B8681,$AR$36:$AZ$47,MATCH(AK$2,$AS$2:$BA$2,0)+1,FALSE)","v":6.9827829647018391E-2},{"$f":"O8681*VLOOKUP($B8681,$AR$36:$AZ$47,MATCH(AL$2,$AS$2:$BA$2,0)+1,FALSE)","v":5.7312191339185276E-2},{"$f":"P8681*VLOOKUP($B8681,$AR$36:$AZ$47,MATCH(AM$2,$AS$2:$BA$2,0)+1,FALSE)","v":0},{"$f":"Q8681*VLOOKUP($B8681,$AR$36:$AZ$47,MATCH(AN$2,$AS$2:$BA$2,0)+1,FALSE)","v":1.3692763139031379E-3},{"$f":"R8681*VLOOKUP($B8681,$AR$36:$BA$47,MATCH(AO$2,$AS$2:$BA$2,0)+1,FALSE)","v":0},0.87008846259685757]
[2006,12,28,16,null,2013,12,28,16,0.28912720402209707,0.45550379235464677,0,0.10049694126414963,8.9960100000000001E-2,5.9554000000000003E-2,0,1.9066423204688544E-3,0,0.99654867996136243,null,null,0.27374997113991451,8.8058153074617798E-2,0.40320979711950267,7.0912285380602014E-2,5.4899064683847469E-2,0,0,1.3936359668445897E-3,0,0.89222290736532894,null,{"$f":"J8682*VLOOKUP($B8682,$AR$36:$AZ$47,MATCH(AG$2,$AS$2:$BA$2,0)+1,FALSE)","v":0.27558183781431794},{"$f":"K8682*VLOOKUP($B8682,$AR$36:$AZ$47,MATCH(AH$2,$AS$2:$BA$2,0)+1,FALSE)","v":0.39433010321849665},{"$f":"L8682*VLOOKUP($B8682,$AR$36:$AZ$47,MATCH(AI$2,$AS$2:$BA$2,0)+1,FALSE)","v":0},{"$f":"M8682*VLOOKUP($B8682,$AR$36:$AZ$47,MATCH(AJ$2,$AS$2:$BA$2,0)+1,FALSE)","v":8.7393699523409571E-2},{"$f":"N8682*VLOOKUP($B8682,$AR$36:$AZ$47,MATCH(AK$2,$AS$2:$BA$2,0)+1,FALSE)","v":7.0149882439841563E-2},{"$f":"O8682*VLOOKUP($B8682,$AR$36:$AZ$47,MATCH(AL$2,$AS$2:$BA$2,0)+1,FALSE)","v":5.7398934532050312E-2},{"$f":"P8682*VLOOKUP($B8682,$AR$36:$AZ$47,MATCH(AM$2,$AS$2:$BA$2,0)+1,FALSE)","v":0},{"$f":"Q8682*VLOOKUP($B8682,$AR$36:$AZ$47,MATCH(AN$2,$AS$2:$BA$2,0)+1,FALSE)","v":1.3692763139031379E-3},{"$f":"R8682*VLOOKUP($B8682,$AR$36:$BA$47,MATCH(AO$2,$AS$2:$BA$2,0)+1,FALSE)","v":0},0.88622373384201925]
[2006,12,28,17,null,2013,12,28,17,0.3390677045463234,0.46854515766075255,3.0195308953405208E-3,0.11144500710990271,8.8495600000000008E-2,5.9910999999999999E-2,6.4519048296774591E-6,2.0365764637896959E-3,0,1.0725270285809387,null,null,0.32103438570567427,9.7651146114896864E-2,0.41475395184992503,6.9757873125169984E-2,5.522816039684967E-2,1.6887129646946033E-3,3.2290414208847126E-6,1.4886096771777031E-3,0,0.96160606887580902,null,{"$f":"J8683*VLOOKUP($B8683,$AR$36:$AZ$47,MATCH(AG$2,$AS$2:$BA$2,0)+1,FALSE)","v":0.32318266791393513},{"$f":"K8683*VLOOKUP($B8683,$AR$36:$AZ$47,MATCH(AH$2,$AS$2:$BA$2,0)+1,FALSE)","v":0.40562002662546331},{"$f":"L8683*VLOOKUP($B8683,$AR$36:$AZ$47,MATCH(AI$2,$AS$2:$BA$2,0)+1,FALSE)","v":2.1627382146439181E-3},{"$f":"M8683*VLOOKUP($B8683,$AR$36:$AZ$47,MATCH(AJ$2,$AS$2:$BA$2,0)+1,FALSE)","v":9.6914307462823202E-2},{"$f":"N8683*VLOOKUP($B8683,$AR$36:$AZ$47,MATCH(AK$2,$AS$2:$BA$2,0)+1,FALSE)","v":6.9007881676912811E-2},{"$f":"O8683*VLOOKUP($B8683,$AR$36:$AZ$47,MATCH(AL$2,$AS$2:$BA$2,0)+1,FALSE)","v":5.7743015863748297E-2},{"$f":"P8683*VLOOKUP($B8683,$AR$36:$AZ$47,MATCH(AM$2,$AS$2:$BA$2,0)+1,FALSE)","v":3.2290414208847126E-6},{"$f":"Q8683*VLOOKUP($B8683,$AR$36:$AZ$47,MATCH(AN$2,$AS$2:$BA$2,0)+1,FALSE)","v":1.4625899589987598E-3},{"$f":"R8683*VLOOKUP($B8683,$AR$36:$BA$47,MATCH(AO$2,$AS$2:$BA$2,0)+1,FALSE)","v":0},0.95609645675794641]
[2006,12,28,18,null,2013,12,28,18,0.41357734717207972,0.46328293986403724,7.8770371182796187E-3,0.11237517694896956,8.8737800000000006E-2,5.9975000000000001E-2,1.683105607741946E-5,2.2456009552188762E-3,0,1.1480877331146626,null,null,0.39158123233476994,9.8466186225009758E-2,0.41009586160825207,6.9948790604354438E-2,5.5287157947639984E-2,4.4053381687685304E-3,8.4235863153514252E-6,1.6413934720614079E-3,0,1.0314343839471716,null,{"$f":"J8684*VLOOKUP($B8684,$AR$36:$AZ$47,MATCH(AG$2,$AS$2:$BA$2,0)+1,FALSE)","v":0.39420159648256842},{"$f":"K8684*VLOOKUP($B8684,$AR$36:$AZ$47,MATCH(AH$2,$AS$2:$BA$2,0)+1,FALSE)","v":0.40106451924711561},{"$f":"L8684*VLOOKUP($B8684,$AR$36:$AZ$47,MATCH(AI$2,$AS$2:$BA$2,0)+1,FALSE)","v":5.64192577733196E-3},{"$f":"M8684*VLOOKUP($B8684,$AR$36:$AZ$47,MATCH(AJ$2,$AS$2:$BA$2,0)+1,FALSE)","v":9.7723197588219943E-2},{"$f":"N8684*VLOOKUP($B8684,$AR$36:$AZ$47,MATCH(AK$2,$AS$2:$BA$2,0)+1,FALSE)","v":6.9196746535076917E-2},{"$f":"O8684*VLOOKUP($B8684,$AR$36:$AZ$47,MATCH(AL$2,$AS$2:$BA$2,0)+1,FALSE)","v":5.7804699912007887E-2},{"$f":"P8684*VLOOKUP($B8684,$AR$36:$AZ$47,MATCH(AM$2,$AS$2:$BA$2,0)+1,FALSE)","v":8.4235863153514252E-6},{"$f":"Q8684*VLOOKUP($B8684,$AR$36:$AZ$47,MATCH(AN$2,$AS$2:$BA$2,0)+1,FALSE)","v":1.6127032141525868E-3},{"$f":"R8684*VLOOKUP($B8684,$AR$36:$BA$47,MATCH(AO$2,$AS$2:$BA$2,0)+1,FALSE)","v":0},1.0272538123427888]
[2006,12,28,19,null,2013,12,28,19,0.439933609705146,0.43339865885576567,7.8770371182796187E-3,9.8661794365024924E-2,8.7249999999999994E-2,5.9593E-2,1.683105607741946E-5,2.2456009552188762E-3,0,1.1289765320555127,null,null,0.41653573681381401,8.6450147452508577E-2,0.38364243776271412,6.8776011803649909E-2,5.4935016316360309E-2,4.4053381687685304E-3,8.4235863153514252E-6,1.6413934720614079E-3,0,1.0163945053761922,null,{"$f":"J8685*VLOOKUP($B8685,$AR$36:$AZ$47,MATCH(AG$2,$AS$2:$BA$2,0)+1,FALSE)","v":0.41932309029476583},{"$f":"K8685*VLOOKUP($B8685,$AR$36:$AZ$47,MATCH(AH$2,$AS$2:$BA$2,0)+1,FALSE)","v":0.37519366633130219},{"$f":"L8685*VLOOKUP($B8685,$AR$36:$AZ$47,MATCH(AI$2,$AS$2:$BA$2,0)+1,FALSE)","v":5.64192577733196E-3},{"$f":"M8685*VLOOKUP($B8685,$AR$36:$AZ$47,MATCH(AJ$2,$AS$2:$BA$2,0)+1,FALSE)","v":8.579782730415593E-2},{"$f":"N8685*VLOOKUP($B8685,$AR$36:$AZ$47,MATCH(AK$2,$AS$2:$BA$2,0)+1,FALSE)","v":6.8036576692068779E-2},{"$f":"O8685*VLOOKUP($B8685,$AR$36:$AZ$47,MATCH(AL$2,$AS$2:$BA$2,0)+1,FALSE)","v":5.7436523248958496E-2},{"$f":"P8685*VLOOKUP($B8685,$AR$36:$AZ$47,MATCH(AM$2,$AS$2:$BA$2,0)+1,FALSE)","v":8.4235863153514252E-6},{"$f":"Q8685*VLOOKUP($B8685,$AR$36:$AZ$47,MATCH(AN$2,$AS$2:$BA$2,0)+1,FALSE)","v":1.6127032141525868E-3},{"$f":"R8685*VLOOKUP($B8685,$AR$36:$BA$47,MATCH(AO$2,$AS$2:$BA$2,0)+1,FALSE)","v":0},1.0130507364490511]
[2006,12,28,20,null,2013,12,28,20,0.44493087700796441,0.41109005139803312,7.8770371182796187E-3,8.5152438299640532E-2,8.6458700000000041E-2,5.9089000000000003E-2,1.683105607741946E-5,2.2456009552188762E-3,0,1.0968605358352141,null,null,0.42126722441129522,7.4612882264324137E-2,0.36389496422236739,6.8152258701756202E-2,5.4470410603886604E-2,4.4053381687685304E-3,8.4235863153514252E-6,1.6413934720614079E-3,0,0.98845289543077486,null,{"$f":"J8686*VLOOKUP($B8686,$AR$36:$AZ$47,MATCH(AG$2,$AS$2:$BA$2,0)+1,FALSE)","v":0.4240862398296496},{"$f":"K8686*VLOOKUP($B8686,$AR$36:$AZ$47,MATCH(AH$2,$AS$2:$BA$2,0)+1,FALSE)","v":0.35588108182790146},{"$f":"L8686*VLOOKUP($B8686,$AR$36:$AZ$47,MATCH(AI$2,$AS$2:$BA$2,0)+1,FALSE)","v":5.64192577733196E-3},{"$f":"M8686*VLOOKUP($B8686,$AR$36:$AZ$47,MATCH(AJ$2,$AS$2:$BA$2,0)+1,FALSE)","v":7.4049881646489207E-2},{"$f":"N8686*VLOOKUP($B8686,$AR$36:$AZ$47,MATCH(AK$2,$AS$2:$BA$2,0)+1,FALSE)","v":6.7419529779330314E-2},{"$f":"O8686*VLOOKUP($B8686,$AR$36:$AZ$47,MATCH(AL$2,$AS$2:$BA$2,0)+1,FALSE)","v":5.6950761368914284E-2},{"$f":"P8686*VLOOKUP($B8686,$AR$36:$AZ$47,MATCH(AM$2,$AS$2:$BA$2,0)+1,FALSE)","v":8.4235863153514252E-6},{"$f":"Q8686*VLOOKUP($B8686,$AR$36:$AZ$47,MATCH(AN$2,$AS$2:$BA$2,0)+1,FALSE)","v":1.6127032141525868E-3},{"$f":"R8686*VLOOKUP($B8686,$AR$36:$BA$47,MATCH(AO$2,$AS$2:$BA$2,0)+1,FALSE)","v":0},0.98565054703008481]
[2006,12,28,21,null,2013,12,28,21,0.41153247373225527,0.4062601508514635,7.8770371182796187E-3,9.2670407551066675E-2,8.6489499999999997E-2,5.8541999999999997E-2,1.683105607741946E-5,2.2456009552188762E-3,0,1.0656340012643617,null,null,0.38964511550678049,8.1200331382922486E-2,0.35961955916059474,6.8176537225120667E-2,5.3966165911975651E-2,4.4053381687685304E-3,8.4235863153514252E-6,1.6413934720614079E-3,0,0.9586628644145393,null,{"$f":"J8687*VLOOKUP($B8687,$AR$36:$AZ$47,MATCH(AG$2,$AS$2:$BA$2,0)+1,FALSE)","v":0.39225252364263791},{"$f":"K8687*VLOOKUP($B8687,$AR$36:$AZ$47,MATCH(AH$2,$AS$2:$BA$2,0)+1,FALSE)","v":0.35169983193924848},{"$f":"L8687*VLOOKUP($B8687,$AR$36:$AZ$47,MATCH(AI$2,$AS$2:$BA$2,0)+1,FALSE)","v":5.64192577733196E-3},{"$f":"M8687*VLOOKUP($B8687,$AR$36:$AZ$47,MATCH(AJ$2,$AS$2:$BA$2,0)+1,FALSE)","v":8.0587624363040414E-2},{"$f":"N8687*VLOOKUP($B8687,$AR$36:$AZ$47,MATCH(AK$2,$AS$2:$BA$2,0)+1,FALSE)","v":6.7443547275744212E-2},{"$f":"O8687*VLOOKUP($B8687,$AR$36:$AZ$47,MATCH(AL$2,$AS$2:$BA$2,0)+1,FALSE)","v":5.6423555518945651E-2},{"$f":"P8687*VLOOKUP($B8687,$AR$36:$AZ$47,MATCH(AM$2,$AS$2:$BA$2,0)+1,FALSE)","v":8.4235863153514252E-6},{"$f":"Q8687*VLOOKUP($B8687,$AR$36:$AZ$47,MATCH(AN$2,$AS$2:$BA$2,0)+1,FALSE)","v":1.6127032141525868E-3},{"$f":"R8687*VLOOKUP($B8687,$AR$36:$BA$47,MATCH(AO$2,$AS$2:$BA$2,0)+1,FALSE)","v":0},0.95567013531741651]
[2006,12,28,22,null,2013,12,28,22,0.37362880532968185,0.39886601757923895,7.8770371182796187E-3,0.10968650634362974,8.5779099999999997E-2,5.8061000000000001E-2,1.683105607741946E-5,2.2456009552188762E-3,0,1.0361608983821267,null,null,0.35375735404069458,9.6110299918878969E-2,0.35307430744895368,6.761655466024602E-2,5.3522762444317223E-2,4.4053381687685304E-3,8.4235863153514252E-6,1.6413934720614079E-3,0,0.93013643374023569,null,{"$f":"J8688*VLOOKUP($B8688,$AR$36:$AZ$47,MATCH(AG$2,$AS$2:$BA$2,0)+1,FALSE)","v":0.35612461020877317},{"$f":"K8688*VLOOKUP($B8688,$AR$36:$AZ$47,MATCH(AH$2,$AS$2:$BA$2,0)+1,FALSE)","v":0.3452987231331609},{"$f":"L8688*VLOOKUP($B8688,$AR$36:$AZ$47,MATCH(AI$2,$AS$2:$BA$2,0)+1,FALSE)","v":5.64192577733196E-3},{"$f":"M8688*VLOOKUP($B8688,$AR$36:$AZ$47,MATCH(AJ$2,$AS$2:$BA$2,0)+1,FALSE)","v":9.5385087910007132E-2},{"$f":"N8688*VLOOKUP($B8688,$AR$36:$AZ$47,MATCH(AK$2,$AS$2:$BA$2,0)+1,FALSE)","v":6.6889585280534514E-2},{"$f":"O8688*VLOOKUP($B8688,$AR$36:$AZ$47,MATCH(AL$2,$AS$2:$BA$2,0)+1,FALSE)","v":5.5959961343744723E-2},{"$f":"P8688*VLOOKUP($B8688,$AR$36:$AZ$47,MATCH(AM$2,$AS$2:$BA$2,0)+1,FALSE)","v":8.4235863153514252E-6},{"$f":"Q8688*VLOOKUP($B8688,$AR$36:$AZ$47,MATCH(AN$2,$AS$2:$BA$2,0)+1,FALSE)","v":1.6127032141525868E-3},{"$f":"R8688*VLOOKUP($B8688,$AR$36:$BA$47,MATCH(AO$2,$AS$2:$BA$2,0)+1,FALSE)","v":0},0.92692102045402036]
[2006,12,28,23,null,2013,12,28,23,0.32719258178777971,0.37194188596023325,7.8770371182796187E-3,0.10128485430030085,8.3783099999999985E-2,5.7839000000000002E-2,1.683105607741946E-5,2.2456009552188762E-3,0,0.95218089117788962,null,null,0.30979084145521407,8.8748543905165816E-2,0.32924119380658529,6.6043180224027276E-2,5.3318114690013324E-2,4.4053381687685304E-3,8.4235863153514252E-6,1.6413934720614079E-3,0,0.85319702930815111,null,{"$f":"J8689*VLOOKUP($B8689,$AR$36:$AZ$47,MATCH(AG$2,$AS$2:$BA$2,0)+1,FALSE)","v":0.31186388466370873},{"$f":"K8689*VLOOKUP($B8689,$AR$36:$AZ$47,MATCH(AH$2,$AS$2:$BA$2,0)+1,FALSE)","v":0.32199047459914054},{"$f":"L8689*VLOOKUP($B8689,$AR$36:$AZ$47,MATCH(AI$2,$AS$2:$BA$2,0)+1,FALSE)","v":5.64192577733196E-3},{"$f":"M8689*VLOOKUP($B8689,$AR$36:$AZ$47,MATCH(AJ$2,$AS$2:$BA$2,0)+1,FALSE)","v":8.8078880925607547E-2},{"$f":"N8689*VLOOKUP($B8689,$AR$36:$AZ$47,MATCH(AK$2,$AS$2:$BA$2,0)+1,FALSE)","v":6.5333126746696474E-2},{"$f":"O8689*VLOOKUP($B8689,$AR$36:$AZ$47,MATCH(AL$2,$AS$2:$BA$2,0)+1,FALSE)","v":5.5745994801344297E-2},{"$f":"P8689*VLOOKUP($B8689,$AR$36:$AZ$47,MATCH(AM$2,$AS$2:$BA$2,0)+1,FALSE)","v":8.4235863153514252E-6},{"$f":"Q8689*VLOOKUP($B8689,$AR$36:$AZ$47,MATCH(AN$2,$AS$2:$BA$2,0)+1,FALSE)","v":1.6127032141525868E-3},{"$f":"R8689*VLOOKUP($B8689,$AR$36:$BA$47,MATCH(AO$2,$AS$2:$BA$2,0)+1,FALSE)","v":0},0.85027541431429754]
[2006,12,28,24,null,2013,12,28,24,0.22431351286988704,0.37836820500430385,7.8770371182796187E-3,0.12896598558728506,8.2447300000000015E-2,5.7305000000000002E-2,1.683105607741946E-5,2.2456009552188762E-3,0,0.88153947259105192,null,null,0.21238339672019022,0.11300350396152126,0.33492974095257144,6.4990217512654047E-2,5.2825853875606663E-2,4.4053381687685304E-3,8.4235863153514252E-6,1.6413934720614079E-3,0,0.78418786824968889,null,{"$f":"J8690*VLOOKUP($B8690,$AR$36:$AZ$47,MATCH(AG$2,$AS$2:$BA$2,0)+1,FALSE)","v":0.21380461355184233},{"$f":"K8690*VLOOKUP($B8690,$AR$36:$AZ$47,MATCH(AH$2,$AS$2:$BA$2,0)+1,FALSE)","v":0.32755374562892453},{"$f":"L8690*VLOOKUP($B8690,$AR$36:$AZ$47,MATCH(AI$2,$AS$2:$BA$2,0)+1,FALSE)","v":5.64192577733196E-3},{"$f":"M8690*VLOOKUP($B8690,$AR$36:$AZ$47,MATCH(AJ$2,$AS$2:$BA$2,0)+1,FALSE)","v":0.1121508222178719},{"$f":"N8690*VLOOKUP($B8690,$AR$36:$AZ$47,MATCH(AK$2,$AS$2:$BA$2,0)+1,FALSE)","v":6.4291484808068802E-2},{"$f":"O8690*VLOOKUP($B8690,$AR$36:$AZ$47,MATCH(AL$2,$AS$2:$BA$2,0)+1,FALSE)","v":5.5231318523678394E-2},{"$f":"P8690*VLOOKUP($B8690,$AR$36:$AZ$47,MATCH(AM$2,$AS$2:$BA$2,0)+1,FALSE)","v":8.4235863153514252E-6},{"$f":"Q8690*VLOOKUP($B8690,$AR$36:$AZ$47,MATCH(AN$2,$AS$2:$BA$2,0)+1,FALSE)","v":1.6127032141525868E-3},{"$f":"R8690*VLOOKUP($B8690,$AR$36:$BA$47,MATCH(AO$2,$AS$2:$BA$2,0)+1,FALSE)","v":0},0.78029503730818583]
[2006,12,29,1,null,2013,12,29,1,0.2272396962657583,0.333976547176142,7.8770371182796187E-3,9.9254392995509963E-2,8.2520299999999991E-2,5.6958000000000002E-2,1.683105607741946E-5,2.2456009552188762E-3,0,0.81008840556698614,null,null,0.21515395102648313,8.6969398488994362E-2,0.29563445593602966,6.5047760766082874E-2,5.2505976529915441E-2,4.4053381687685304E-3,8.4235863153514252E-6,1.6413934720614079E-3,0,0.72136669797465069,null,{"$f":"J8691*VLOOKUP($B8691,$AR$36:$AZ$47,MATCH(AG$2,$AS$2:$BA$2,0)+1,FALSE)","v":0.21659370771800149},{"$f":"K8691*VLOOKUP($B8691,$AR$36:$AZ$47,MATCH(AH$2,$AS$2:$BA$2,0)+1,FALSE)","v":0.28912384162542459},{"$f":"L8691*VLOOKUP($B8691,$AR$36:$AZ$47,MATCH(AI$2,$AS$2:$BA$2,0)+1,FALSE)","v":5.64192577733196E-3},{"$f":"M8691*VLOOKUP($B8691,$AR$36:$AZ$47,MATCH(AJ$2,$AS$2:$BA$2,0)+1,FALSE)","v":8.6313160268514211E-2},{"$f":"N8691*VLOOKUP($B8691,$AR$36:$AZ$47,MATCH(AK$2,$AS$2:$BA$2,0)+1,FALSE)","v":6.4348409393725187E-2},{"$f":"O8691*VLOOKUP($B8691,$AR$36:$AZ$47,MATCH(AL$2,$AS$2:$BA$2,0)+1,FALSE)","v":5.489687532452097E-2},{"$f":"P8691*VLOOKUP($B8691,$AR$36:$AZ$47,MATCH(AM$2,$AS$2:$BA$2,0)+1,FALSE)","v":8.4235863153514252E-6},{"$f":"Q8691*VLOOKUP($B8691,$AR$36:$AZ$47,MATCH(AN$2,$AS$2:$BA$2,0)+1,FALSE)","v":1.6127032141525868E-3},{"$f":"R8691*VLOOKUP($B8691,$AR$36:$BA$47,MATCH(AO$2,$AS$2:$BA$2,0)+1,FALSE)","v":0},0.71853904690798631]
[2006,12,29,2,null,2013,12,29,2,0.20684766704865357,0.32453659645125643,7.8770371182796187E-3,9.3326354755287208E-2,8.1422600000000039E-2,5.6558999999999998E-2,1.683105607741946E-5,2.2456009552188762E-3,0,0.77283168738477304,null,null,0.19584647206217207,8.177509016255835E-2,0.28727825631599291,6.4182483652537162E-2,5.213816367420708E-2,4.4053381687685304E-3,8.4235863153514252E-6,1.6413934720614079E-3,0,0.68727562109461293,null,{"$f":"J8692*VLOOKUP($B8692,$AR$36:$AZ$47,MATCH(AG$2,$AS$2:$BA$2,0)+1,FALSE)","v":0.19715702790981748},{"$f":"K8692*VLOOKUP($B8692,$AR$36:$AZ$47,MATCH(AH$2,$AS$2:$BA$2,0)+1,FALSE)","v":0.28095166653884834},{"$f":"L8692*VLOOKUP($B8692,$AR$36:$AZ$47,MATCH(AI$2,$AS$2:$BA$2,0)+1,FALSE)","v":5.64192577733196E-3},{"$f":"M8692*VLOOKUP($B8692,$AR$36:$AZ$47,MATCH(AJ$2,$AS$2:$BA$2,0)+1,FALSE)","v":8.1158046230091999E-2},{"$f":"N8692*VLOOKUP($B8692,$AR$36:$AZ$47,MATCH(AK$2,$AS$2:$BA$2,0)+1,FALSE)","v":6.349243517899876E-2},{"$f":"O8692*VLOOKUP($B8692,$AR$36:$AZ$47,MATCH(AL$2,$AS$2:$BA$2,0)+1,FALSE)","v":5.4512313836152626E-2},{"$f":"P8692*VLOOKUP($B8692,$AR$36:$AZ$47,MATCH(AM$2,$AS$2:$BA$2,0)+1,FALSE)","v":8.4235863153514252E-6},{"$f":"Q8692*VLOOKUP($B8692,$AR$36:$AZ$47,MATCH(AN$2,$AS$2:$BA$2,0)+1,FALSE)","v":1.6127032141525868E-3},{"$f":"R8692*VLOOKUP($B8692,$AR$36:$BA$47,MATCH(AO$2,$AS$2:$BA$2,0)+1,FALSE)","v":0},0.68453454227170918]
[2006,12,29,3,null,2013,12,29,3,0.20311282695029056,0.31653286648472684,7.8770371182796187E-3,8.7362351939575617E-2,8.1183999999999992E-2,5.6649999999999999E-2,1.683105607741946E-5,2.2456009552188762E-3,0,0.75498151450416895,null,null,0.19231026946720309,7.6549268696977785E-2,0.28019339250109176,6.3994403922836826E-2,5.2222050816737059E-2,4.4053381687685304E-3,8.4235863153514252E-6,1.6413934720614079E-3,0,0.67132454063199176,null,{"$f":"J8693*VLOOKUP($B8693,$AR$36:$AZ$47,MATCH(AG$2,$AS$2:$BA$2,0)+1,FALSE)","v":0.19359716192719337},{"$f":"K8693*VLOOKUP($B8693,$AR$36:$AZ$47,MATCH(AH$2,$AS$2:$BA$2,0)+1,FALSE)","v":0.27402282924526705},{"$f":"L8693*VLOOKUP($B8693,$AR$36:$AZ$47,MATCH(AI$2,$AS$2:$BA$2,0)+1,FALSE)","v":5.64192577733196E-3},{"$f":"M8693*VLOOKUP($B8693,$AR$36:$AZ$47,MATCH(AJ$2,$AS$2:$BA$2,0)+1,FALSE)","v":7.5971656838766305E-2},{"$f":"N8693*VLOOKUP($B8693,$AR$36:$AZ$47,MATCH(AK$2,$AS$2:$BA$2,0)+1,FALSE)","v":6.3306377560675198E-2},{"$f":"O8693*VLOOKUP($B8693,$AR$36:$AZ$47,MATCH(AL$2,$AS$2:$BA$2,0)+1,FALSE)","v":5.4600020842271724E-2},{"$f":"P8693*VLOOKUP($B8693,$AR$36:$AZ$47,MATCH(AM$2,$AS$2:$BA$2,0)+1,FALSE)","v":8.4235863153514252E-6},{"$f":"Q8693*VLOOKUP($B8693,$AR$36:$AZ$47,MATCH(AN$2,$AS$2:$BA$2,0)+1,FALSE)","v":1.6127032141525868E-3},{"$f":"R8693*VLOOKUP($B8693,$AR$36:$BA$47,MATCH(AO$2,$AS$2:$BA$2,0)+1,FALSE)","v":0},0.66876109899197367]
[2006,12,29,4,null,2013,12,29,4,0.20365391536533239,0.31467722349630661,7.8770371182796187E-3,8.4534082189878568E-2,8.185909999999999E-2,5.6522000000000003E-2,1.683105607741946E-5,2.2456009552188762E-3,0,0.7513857901810933,null,null,0.19282258009014439,7.4071061823989315E-2,0.27855078612668727,6.4526560777491776E-2,5.2104055715156437E-2,4.4053381687685304E-3,8.4235863153514252E-6,1.6413934720614079E-3,0,0.66813019976061438,null,{"$f":"J8694*VLOOKUP($B8694,$AR$36:$AZ$47,MATCH(AG$2,$AS$2:$BA$2,0)+1,FALSE)","v":0.1941129008053166},{"$f":"K8694*VLOOKUP($B8694,$AR$36:$AZ$47,MATCH(AH$2,$AS$2:$BA$2,0)+1,FALSE)","v":0.27241639719477223},{"$f":"L8694*VLOOKUP($B8694,$AR$36:$AZ$47,MATCH(AI$2,$AS$2:$BA$2,0)+1,FALSE)","v":5.64192577733196E-3},{"$f":"M8694*VLOOKUP($B8694,$AR$36:$AZ$47,MATCH(AJ$2,$AS$2:$BA$2,0)+1,FALSE)","v":7.3512149578475725E-2},{"$f":"N8694*VLOOKUP($B8694,$AR$36:$AZ$47,MATCH(AK$2,$AS$2:$BA$2,0)+1,FALSE)","v":6.3832813009670225E-2},{"$f":"O8694*VLOOKUP($B8694,$AR$36:$AZ$47,MATCH(AL$2,$AS$2:$BA$2,0)+1,FALSE)","v":5.4476652745752557E-2},{"$f":"P8694*VLOOKUP($B8694,$AR$36:$AZ$47,MATCH(AM$2,$AS$2:$BA$2,0)+1,FALSE)","v":8.4235863153514252E-6},{"$f":"Q8694*VLOOKUP($B8694,$AR$36:$AZ$47,MATCH(AN$2,$AS$2:$BA$2,0)+1,FALSE)","v":1.6127032141525868E-3},{"$f":"R8694*VLOOKUP($B8694,$AR$36:$BA$47,MATCH(AO$2,$AS$2:$BA$2,0)+1,FALSE)","v":0},0.66561396591178723]
[2006,12,29,5,null,2013,12,29,5,0.2070695025593571,0.31967216065252146,7.8770371182796187E-3,8.3052766091082808E-2,8.2070599999999994E-2,5.6527000000000001E-2,1.683105607741946E-5,2.2456009552188762E-3,0,0.7585314984325372,null,null,0.19605650924929285,7.2773092371995793E-2,0.28297228081276005,6.4693278559686304E-2,5.2108664898811927E-2,4.4053381687685304E-3,8.4235863153514252E-6,1.6413934720614079E-3,0,0.67465898111969225,null,{"$f":"J8695*VLOOKUP($B8695,$AR$36:$AZ$47,MATCH(AG$2,$AS$2:$BA$2,0)+1,FALSE)","v":0.19736847061351923},{"$f":"K8695*VLOOKUP($B8695,$AR$36:$AZ$47,MATCH(AH$2,$AS$2:$BA$2,0)+1,FALSE)","v":0.2767405194467481},{"$f":"L8695*VLOOKUP($B8695,$AR$36:$AZ$47,MATCH(AI$2,$AS$2:$BA$2,0)+1,FALSE)","v":5.64192577733196E-3},{"$f":"M8695*VLOOKUP($B8695,$AR$36:$AZ$47,MATCH(AJ$2,$AS$2:$BA$2,0)+1,FALSE)","v":7.2223974113542172E-2},{"$f":"N8695*VLOOKUP($B8695,$AR$36:$AZ$47,MATCH(AK$2,$AS$2:$BA$2,0)+1,FALSE)","v":6.3997738350304867E-2},{"$f":"O8695*VLOOKUP($B8695,$AR$36:$AZ$47,MATCH(AL$2,$AS$2:$BA$2,0)+1,FALSE)","v":5.4481471812022834E-2},{"$f":"P8695*VLOOKUP($B8695,$AR$36:$AZ$47,MATCH(AM$2,$AS$2:$BA$2,0)+1,FALSE)","v":8.4235863153514252E-6},{"$f":"Q8695*VLOOKUP($B8695,$AR$36:$AZ$47,MATCH(AN$2,$AS$2:$BA$2,0)+1,FALSE)","v":1.6127032141525868E-3},{"$f":"R8695*VLOOKUP($B8695,$AR$36:$BA$47,MATCH(AO$2,$AS$2:$BA$2,0)+1,FALSE)","v":0},0.67207522691393706]
[2006,12,29,6,null,2013,12,29,6,0.2288848256325613,0.33099414378238134,7.8770371182796187E-3,7.5422738998344535E-2,8.2207200000000036E-2,5.7093999999999999E-2,1.683105607741946E-5,2.2456009552188762E-3,0,0.78474237754286302,null,null,0.21671158417348138,6.608745512528777E-2,0.29299444659360363,6.4800955387335366E-2,5.2631346325344851E-2,4.4053381687685304E-3,8.4235863153514252E-6,1.6413934720614079E-3,0,0.69928094283219822,null,{"$f":"J8696*VLOOKUP($B8696,$AR$36:$AZ$47,MATCH(AG$2,$AS$2:$BA$2,0)+1,FALSE)","v":0.21816176415834676},{"$f":"K8696*VLOOKUP($B8696,$AR$36:$AZ$47,MATCH(AH$2,$AS$2:$BA$2,0)+1,FALSE)","v":0.28654197192896952},{"$f":"L8696*VLOOKUP($B8696,$AR$36:$AZ$47,MATCH(AI$2,$AS$2:$BA$2,0)+1,FALSE)","v":5.64192577733196E-3},{"$f":"M8696*VLOOKUP($B8696,$AR$36:$AZ$47,MATCH(AJ$2,$AS$2:$BA$2,0)+1,FALSE)","v":6.558878415939659E-2},{"$f":"N8696*VLOOKUP($B8696,$AR$36:$AZ$47,MATCH(AK$2,$AS$2:$BA$2,0)+1,FALSE)","v":6.4104257506478385E-2},{"$f":"O8696*VLOOKUP($B8696,$AR$36:$AZ$47,MATCH(AL$2,$AS$2:$BA$2,0)+1,FALSE)","v":5.5027953927072583E-2},{"$f":"P8696*VLOOKUP($B8696,$AR$36:$AZ$47,MATCH(AM$2,$AS$2:$BA$2,0)+1,FALSE)","v":8.4235863153514252E-6},{"$f":"Q8696*VLOOKUP($B8696,$AR$36:$AZ$47,MATCH(AN$2,$AS$2:$BA$2,0)+1,FALSE)","v":1.6127032141525868E-3},{"$f":"R8696*VLOOKUP($B8696,$AR$36:$BA$47,MATCH(AO$2,$AS$2:$BA$2,0)+1,FALSE)","v":0},0.69668778425806388]
[2006,12,29,7,null,2013,12,29,7,0.25436195619520841,0.35822823701550421,7.8770371182796187E-3,6.6391865047442766E-2,8.3810200000000015E-2,5.8425999999999999E-2,1.683105607741946E-5,2.2456009552188762E-3,0,0.83135772738773128,null,null,0.24083371332366488,5.8174357763689025E-2,0.31710193678703641,6.6064542171533069E-2,5.3859232851168212E-2,4.4053381687685304E-3,8.4235863153514252E-6,1.6413934720614079E-3,0,0.74208893812423682,null,{"$f":"J8697*VLOOKUP($B8697,$AR$36:$AZ$47,MATCH(AG$2,$AS$2:$BA$2,0)+1,FALSE)","v":0.24244531259314928},{"$f":"K8697*VLOOKUP($B8697,$AR$36:$AZ$47,MATCH(AH$2,$AS$2:$BA$2,0)+1,FALSE)","v":0.3101185545522776},{"$f":"L8697*VLOOKUP($B8697,$AR$36:$AZ$47,MATCH(AI$2,$AS$2:$BA$2,0)+1,FALSE)","v":5.64192577733196E-3},{"$f":"M8697*VLOOKUP($B8697,$AR$36:$AZ$47,MATCH(AJ$2,$AS$2:$BA$2,0)+1,FALSE)","v":5.7735396040603744E-2},{"$f":"N8697*VLOOKUP($B8697,$AR$36:$AZ$47,MATCH(AK$2,$AS$2:$BA$2,0)+1,FALSE)","v":6.535425902438538E-2},{"$f":"O8697*VLOOKUP($B8697,$AR$36:$AZ$47,MATCH(AL$2,$AS$2:$BA$2,0)+1,FALSE)","v":5.631175318147516E-2},{"$f":"P8697*VLOOKUP($B8697,$AR$36:$AZ$47,MATCH(AM$2,$AS$2:$BA$2,0)+1,FALSE)","v":8.4235863153514252E-6},{"$f":"Q8697*VLOOKUP($B8697,$AR$36:$AZ$47,MATCH(AN$2,$AS$2:$BA$2,0)+1,FALSE)","v":1.6127032141525868E-3},{"$f":"R8697*VLOOKUP($B8697,$AR$36:$BA$47,MATCH(AO$2,$AS$2:$BA$2,0)+1,FALSE)","v":0},0.73922832796969118]
[2006,12,29,8,null,2013,12,29,8,0.2834394262474822,0.39324377684928502,4.9887901749104254E-3,6.6182683918113133E-2,8.4479500000000013E-2,5.8951000000000003E-2,1.0659668849032324E-5,2.1213161224772018E-3,0,0.89341715298111701,null,null,0.26836469787613654,5.7991067569230129E-2,0.34809752661390692,6.6592127096463533E-2,5.4343197134994997E-2,2.7900475068867356E-3,5.3349379997225689E-6,1.5505490534819082E-3,0,0.79973454778910058,null,{"$f":"J8698*VLOOKUP($B8698,$AR$36:$AZ$47,MATCH(AG$2,$AS$2:$BA$2,0)+1,FALSE)","v":0.27016052764217652},{"$f":"K8698*VLOOKUP($B8698,$AR$36:$AZ$47,MATCH(AH$2,$AS$2:$BA$2,0)+1,FALSE)","v":0.34043154352988803},{"$f":"L8698*VLOOKUP($B8698,$AR$36:$AZ$47,MATCH(AI$2,$AS$2:$BA$2,0)+1,FALSE)","v":3.5732196589769085E-3},{"$f":"M8698*VLOOKUP($B8698,$AR$36:$AZ$47,MATCH(AJ$2,$AS$2:$BA$2,0)+1,FALSE)","v":5.755348888469787E-2},{"$f":"N8698*VLOOKUP($B8698,$AR$36:$AZ$47,MATCH(AK$2,$AS$2:$BA$2,0)+1,FALSE)","v":6.5876171698081659E-2},{"$f":"O8698*VLOOKUP($B8698,$AR$36:$AZ$47,MATCH(AL$2,$AS$2:$BA$2,0)+1,FALSE)","v":5.6817755139854556E-2},{"$f":"P8698*VLOOKUP($B8698,$AR$36:$AZ$47,MATCH(AM$2,$AS$2:$BA$2,0)+1,FALSE)","v":5.3349379997225689E-6},{"$f":"Q8698*VLOOKUP($B8698,$AR$36:$AZ$47,MATCH(AN$2,$AS$2:$BA$2,0)+1,FALSE)","v":1.5234466840611223E-3},{"$f":"R8698*VLOOKUP($B8698,$AR$36:$BA$47,MATCH(AO$2,$AS$2:$BA$2,0)+1,FALSE)","v":0},0.7959414881757364]
[2006,12,29,9,null,2013,12,29,9,0.27975228126778884,0.42963074591946276,0,8.6274949427177478E-2,8.4933599999999998E-2,5.8770000000000003E-2,0,1.9066423204688544E-3,0,0.94126821893489809,null,null,0.26487365373453237,7.5596457042354431E-2,0.38030709909789839,6.695007766334074E-2,5.4176344686666149E-2,0,0,1.3936359668445897E-3,0,0.84329726819163664,null,{"$f":"J8699*VLOOKUP($B8699,$AR$36:$AZ$47,MATCH(AG$2,$AS$2:$BA$2,0)+1,FALSE)","v":0.26664612230204787},{"$f":"K8699*VLOOKUP($B8699,$AR$36:$AZ$47,MATCH(AH$2,$AS$2:$BA$2,0)+1,FALSE)","v":0.37193178021305484},{"$f":"L8699*VLOOKUP($B8699,$AR$36:$AZ$47,MATCH(AI$2,$AS$2:$BA$2,0)+1,FALSE)","v":0},{"$f":"M8699*VLOOKUP($B8699,$AR$36:$AZ$47,MATCH(AJ$2,$AS$2:$BA$2,0)+1,FALSE)","v":7.5026034740878392E-2},{"$f":"N8699*VLOOKUP($B8699,$AR$36:$AZ$47,MATCH(AK$2,$AS$2:$BA$2,0)+1,FALSE)","v":6.623027381241825E-2},{"$f":"O8699*VLOOKUP($B8699,$AR$36:$AZ$47,MATCH(AL$2,$AS$2:$BA$2,0)+1,FALSE)","v":5.6643304940870422E-2},{"$f":"P8699*VLOOKUP($B8699,$AR$36:$AZ$47,MATCH(AM$2,$AS$2:$BA$2,0)+1,FALSE)","v":0},{"$f":"Q8699*VLOOKUP($B8699,$AR$36:$AZ$47,MATCH(AN$2,$AS$2:$BA$2,0)+1,FALSE)","v":1.3692763139031379E-3},{"$f":"R8699*VLOOKUP($B8699,$AR$36:$BA$47,MATCH(AO$2,$AS$2:$BA$2,0)+1,FALSE)","v":0},0.83784679232317294]
[2006,12,29,10,null,2013,12,29,10,0.2669636936785787,0.44788404179471858,0,9.6812366047965948E-2,8.6016500000000037E-2,5.8816E-2,0,1.9066423204688544E-3,0,0.95839924384173214,null,null,0.25276522728843781,8.4829628063604473E-2,0.39646483005460109,6.7803688473451626E-2,5.4218749176296682E-2,0,0,1.3936359668445897E-3,0,0.85747575902323625,null,{"$f":"J8700*VLOOKUP($B8700,$AR$36:$AZ$47,MATCH(AG$2,$AS$2:$BA$2,0)+1,FALSE)","v":0.25445666927979071},{"$f":"K8700*VLOOKUP($B8700,$AR$36:$AZ$47,MATCH(AH$2,$AS$2:$BA$2,0)+1,FALSE)","v":0.38773367729355884},{"$f":"L8700*VLOOKUP($B8700,$AR$36:$AZ$47,MATCH(AI$2,$AS$2:$BA$2,0)+1,FALSE)","v":0},{"$f":"M8700*VLOOKUP($B8700,$AR$36:$AZ$47,MATCH(AJ$2,$AS$2:$BA$2,0)+1,FALSE)","v":8.4189535742263441E-2},{"$f":"N8700*VLOOKUP($B8700,$AR$36:$AZ$47,MATCH(AK$2,$AS$2:$BA$2,0)+1,FALSE)","v":6.7074707152244548E-2},{"$f":"O8700*VLOOKUP($B8700,$AR$36:$AZ$47,MATCH(AL$2,$AS$2:$BA$2,0)+1,FALSE)","v":5.6687640350556991E-2},{"$f":"P8700*VLOOKUP($B8700,$AR$36:$AZ$47,MATCH(AM$2,$AS$2:$BA$2,0)+1,FALSE)","v":0},{"$f":"Q8700*VLOOKUP($B8700,$AR$36:$AZ$47,MATCH(AN$2,$AS$2:$BA$2,0)+1,FALSE)","v":1.3692763139031379E-3},{"$f":"R8700*VLOOKUP($B8700,$AR$36:$BA$47,MATCH(AO$2,$AS$2:$BA$2,0)+1,FALSE)","v":0},0.85151150613231763]
[2006,12,29,11,null,2013,12,29,11,0.27144692742699039,0.45415411528981542,0,0.10088319316413431,8.7173399999999998E-2,5.8608E-2,0,1.9066423204688544E-3,0,0.97417227820140895,null,null,0.25701002021061259,8.8396597493983903E-2,0.40201506938150877,6.8715630800736907E-2,5.402700713622817E-2,0,0,1.3936359668445897E-3,0,0.871557960989915,null,{"$f":"J8701*VLOOKUP($B8701,$AR$36:$AZ$47,MATCH(AG$2,$AS$2:$BA$2,0)+1,FALSE)","v":0.2587298672997323},{"$f":"K8701*VLOOKUP($B8701,$AR$36:$AZ$47,MATCH(AH$2,$AS$2:$BA$2,0)+1,FALSE)","v":0.39316168639031751},{"$f":"L8701*VLOOKUP($B8701,$AR$36:$AZ$47,MATCH(AI$2,$AS$2:$BA$2,0)+1,FALSE)","v":0},{"$f":"M8701*VLOOKUP($B8701,$AR$36:$AZ$47,MATCH(AJ$2,$AS$2:$BA$2,0)+1,FALSE)","v":8.7729590169064967E-2},{"$f":"N8701*VLOOKUP($B8701,$AR$36:$AZ$47,MATCH(AK$2,$AS$2:$BA$2,0)+1,FALSE)","v":6.7976844866571781E-2},{"$f":"O8701*VLOOKUP($B8701,$AR$36:$AZ$47,MATCH(AL$2,$AS$2:$BA$2,0)+1,FALSE)","v":5.6487167193713349E-2},{"$f":"P8701*VLOOKUP($B8701,$AR$36:$AZ$47,MATCH(AM$2,$AS$2:$BA$2,0)+1,FALSE)","v":0},{"$f":"Q8701*VLOOKUP($B8701,$AR$36:$AZ$47,MATCH(AN$2,$AS$2:$BA$2,0)+1,FALSE)","v":1.3692763139031379E-3},{"$f":"R8701*VLOOKUP($B8701,$AR$36:$BA$47,MATCH(AO$2,$AS$2:$BA$2,0)+1,FALSE)","v":0},0.86545443223330309]
[2006,12,29,12,null,2013,12,29,12,0.2847611722514567,0.45491172534522084,0,0.10203739149824566,8.8371200000000025E-2,5.9005000000000002E-2,0,1.9066423204688544E-3,0,0.99099313141539203,null,null,0.26961614680729512,8.940793746418757E-2,0.40268570221017663,6.9659813115217281E-2,5.4392976318474319E-2,0,0,1.3936359668445897E-3,0,0.88715621188219551,null,{"$f":"J8702*VLOOKUP($B8702,$AR$36:$AZ$47,MATCH(AG$2,$AS$2:$BA$2,0)+1,FALSE)","v":0.27142035095811462},{"$f":"K8702*VLOOKUP($B8702,$AR$36:$AZ$47,MATCH(AH$2,$AS$2:$BA$2,0)+1,FALSE)","v":0.39381755019729714},{"$f":"L8702*VLOOKUP($B8702,$AR$36:$AZ$47,MATCH(AI$2,$AS$2:$BA$2,0)+1,FALSE)","v":0},{"$f":"M8702*VLOOKUP($B8702,$AR$36:$AZ$47,MATCH(AJ$2,$AS$2:$BA$2,0)+1,FALSE)","v":8.8733298949978182E-2},{"$f":"N8702*VLOOKUP($B8702,$AR$36:$AZ$47,MATCH(AK$2,$AS$2:$BA$2,0)+1,FALSE)","v":6.8910875944643554E-2},{"$f":"O8702*VLOOKUP($B8702,$AR$36:$AZ$47,MATCH(AL$2,$AS$2:$BA$2,0)+1,FALSE)","v":5.6869801055573578E-2},{"$f":"P8702*VLOOKUP($B8702,$AR$36:$AZ$47,MATCH(AM$2,$AS$2:$BA$2,0)+1,FALSE)","v":0},{"$f":"Q8702*VLOOKUP($B8702,$AR$36:$AZ$47,MATCH(AN$2,$AS$2:$BA$2,0)+1,FALSE)","v":1.3692763139031379E-3},{"$f":"R8702*VLOOKUP($B8702,$AR$36:$BA$47,MATCH(AO$2,$AS$2:$BA$2,0)+1,FALSE)","v":0},0.88112115341951014]
[2006,12,29,13,null,2013,12,29,13,0.26152829846185183,0.46120685798210448,0,0.11464231158541552,8.8228199999999993E-2,5.8941E-2,0,1.9066423204688544E-3,0,0.98645331034984074,null,null,0.24761891361399266,0.10045271125100219,0.40825812377057047,6.9547091399596375E-2,5.4333978767684012E-2,0,0,1.3936359668445897E-3,0,0.88160445476969029,null,{"$f":"J8703*VLOOKUP($B8703,$AR$36:$AZ$47,MATCH(AG$2,$AS$2:$BA$2,0)+1,FALSE)","v":0.24927591775508029},{"$f":"K8703*VLOOKUP($B8703,$AR$36:$AZ$47,MATCH(AH$2,$AS$2:$BA$2,0)+1,FALSE)","v":0.39926725301896704},{"$f":"L8703*VLOOKUP($B8703,$AR$36:$AZ$47,MATCH(AI$2,$AS$2:$BA$2,0)+1,FALSE)","v":0},{"$f":"M8703*VLOOKUP($B8703,$AR$36:$AZ$47,MATCH(AJ$2,$AS$2:$BA$2,0)+1,FALSE)","v":9.9694733046954864E-2},{"$f":"N8703*VLOOKUP($B8703,$AR$36:$AZ$47,MATCH(AK$2,$AS$2:$BA$2,0)+1,FALSE)","v":6.8799366139864551E-2},{"$f":"O8703*VLOOKUP($B8703,$AR$36:$AZ$47,MATCH(AL$2,$AS$2:$BA$2,0)+1,FALSE)","v":5.6808117007313995E-2},{"$f":"P8703*VLOOKUP($B8703,$AR$36:$AZ$47,MATCH(AM$2,$AS$2:$BA$2,0)+1,FALSE)","v":0},{"$f":"Q8703*VLOOKUP($B8703,$AR$36:$AZ$47,MATCH(AN$2,$AS$2:$BA$2,0)+1,FALSE)","v":1.3692763139031379E-3},{"$f":"R8703*VLOOKUP($B8703,$AR$36:$BA$47,MATCH(AO$2,$AS$2:$BA$2,0)+1,FALSE)","v":0},0.87521466328208397]
[2006,12,29,14,null,2013,12,29,14,0.2470046101640484,0.46160117643034382,0,0.11711279576180465,8.8197299999999992E-2,5.8989E-2,0,1.9066423204688544E-3,0,0.97481152467666576,null,null,0.23386766780571189,0.10261741667423582,0.4086071725912031,6.9522734049857329E-2,5.4378226930776742E-2,0,0,1.3936359668445897E-3,0,0.87038685401862959,null,{"$f":"J8704*VLOOKUP($B8704,$AR$36:$AZ$47,MATCH(AG$2,$AS$2:$BA$2,0)+1,FALSE)","v":0.23543265203233951},{"$f":"K8704*VLOOKUP($B8704,$AR$36:$AZ$47,MATCH(AH$2,$AS$2:$BA$2,0)+1,FALSE)","v":0.39960861490662858},{"$f":"L8704*VLOOKUP($B8704,$AR$36:$AZ$47,MATCH(AI$2,$AS$2:$BA$2,0)+1,FALSE)","v":0},{"$f":"M8704*VLOOKUP($B8704,$AR$36:$AZ$47,MATCH(AJ$2,$AS$2:$BA$2,0)+1,FALSE)","v":0.10184310442097706},{"$f":"N8704*VLOOKUP($B8704,$AR$36:$AZ$47,MATCH(AK$2,$AS$2:$BA$2,0)+1,FALSE)","v":6.8775270664566152E-2},{"$f":"O8704*VLOOKUP($B8704,$AR$36:$AZ$47,MATCH(AL$2,$AS$2:$BA$2,0)+1,FALSE)","v":5.6854380043508679E-2},{"$f":"P8704*VLOOKUP($B8704,$AR$36:$AZ$47,MATCH(AM$2,$AS$2:$BA$2,0)+1,FALSE)","v":0},{"$f":"Q8704*VLOOKUP($B8704,$AR$36:$AZ$47,MATCH(AN$2,$AS$2:$BA$2,0)+1,FALSE)","v":1.3692763139031379E-3},{"$f":"R8704*VLOOKUP($B8704,$AR$36:$BA$47,MATCH(AO$2,$AS$2:$BA$2,0)+1,FALSE)","v":0},0.86388329838192324]
[2006,12,29,15,null,2013,12,29,15,0.26301457049847199,0.45023333355101658,0,0.10772359146821445,8.8361400000000048E-2,5.9466999999999999E-2,0,1.9066423204688544E-3,0,0.97070653783817196,null,null,0.24902613825930736,9.4390340521135332E-2,0.39854441197758522,6.9652088130510423E-2,5.4818864888241885E-2,0,0,1.3936359668445897E-3,0,0.86782547974362478,null,{"$f":"J8705*VLOOKUP($B8705,$AR$36:$AZ$47,MATCH(AG$2,$AS$2:$BA$2,0)+1,FALSE)","v":0.25069255919748329},{"$f":"K8705*VLOOKUP($B8705,$AR$36:$AZ$47,MATCH(AH$2,$AS$2:$BA$2,0)+1,FALSE)","v":0.38976746159195624},{"$f":"L8705*VLOOKUP($B8705,$AR$36:$AZ$47,MATCH(AI$2,$AS$2:$BA$2,0)+1,FALSE)","v":0},{"$f":"M8705*VLOOKUP($B8705,$AR$36:$AZ$47,MATCH(AJ$2,$AS$2:$BA$2,0)+1,FALSE)","v":9.3678106676009398E-2},{"$f":"N8705*VLOOKUP($B8705,$AR$36:$AZ$47,MATCH(AK$2,$AS$2:$BA$2,0)+1,FALSE)","v":6.8903234013966419E-2},{"$f":"O8705*VLOOKUP($B8705,$AR$36:$AZ$47,MATCH(AL$2,$AS$2:$BA$2,0)+1,FALSE)","v":5.7315082778947438E-2},{"$f":"P8705*VLOOKUP($B8705,$AR$36:$AZ$47,MATCH(AM$2,$AS$2:$BA$2,0)+1,FALSE)","v":0},{"$f":"Q8705*VLOOKUP($B8705,$AR$36:$AZ$47,MATCH(AN$2,$AS$2:$BA$2,0)+1,FALSE)","v":1.3692763139031379E-3},{"$f":"R8705*VLOOKUP($B8705,$AR$36:$BA$47,MATCH(AO$2,$AS$2:$BA$2,0)+1,FALSE)","v":0},0.86172572057226604]
[2006,12,29,16,null,2013,12,29,16,0.28457850168487792,0.44558654924073576,0,0.10725541361507773,8.8357699999999997E-2,5.9707999999999997E-2,0,1.9066423204688544E-3,0,0.98739280686116027,null,null,0.26944319157640223,9.3980110353539523E-2,0.39443110053988889,6.9649171554651654E-2,5.5041027540436653E-2,0,0,1.3936359668445897E-3,0,0.88393823753176348,null,{"$f":"J8706*VLOOKUP($B8706,$AR$36:$AZ$47,MATCH(AG$2,$AS$2:$BA$2,0)+1,FALSE)","v":0.27124623835386269},{"$f":"K8706*VLOOKUP($B8706,$AR$36:$AZ$47,MATCH(AH$2,$AS$2:$BA$2,0)+1,FALSE)","v":0.38574473561807349},{"$f":"L8706*VLOOKUP($B8706,$AR$36:$AZ$47,MATCH(AI$2,$AS$2:$BA$2,0)+1,FALSE)","v":0},{"$f":"M8706*VLOOKUP($B8706,$AR$36:$AZ$47,MATCH(AJ$2,$AS$2:$BA$2,0)+1,FALSE)","v":9.3270971950256895E-2},{"$f":"N8706*VLOOKUP($B8706,$AR$36:$AZ$47,MATCH(AK$2,$AS$2:$BA$2,0)+1,FALSE)","v":6.8900348795241317E-2},{"$f":"O8706*VLOOKUP($B8706,$AR$36:$AZ$47,MATCH(AL$2,$AS$2:$BA$2,0)+1,FALSE)","v":5.7547361773174932E-2},{"$f":"P8706*VLOOKUP($B8706,$AR$36:$AZ$47,MATCH(AM$2,$AS$2:$BA$2,0)+1,FALSE)","v":0},{"$f":"Q8706*VLOOKUP($B8706,$AR$36:$AZ$47,MATCH(AN$2,$AS$2:$BA$2,0)+1,FALSE)","v":1.3692763139031379E-3},{"$f":"R8706*VLOOKUP($B8706,$AR$36:$BA$47,MATCH(AO$2,$AS$2:$BA$2,0)+1,FALSE)","v":0},0.87807893280451255]
[2006,12,29,17,null,2013,12,29,17,0.32713158648979701,0.46106080308572001,3.0195308953405208E-3,0.12285569047398943,8.7825600000000031E-2,6.0233000000000002E-2,6.4519048296774591E-6,2.0365764637896959E-3,0,1.0641692393134665,null,null,{"$f":"$J8707*$AS$6","v":0.30973309019268963},{"$f":"$M8707*$AV$6","v":0.10764949720619707},{"$f":"$K8707*$AT$6","v":0.40812883666884281},{"$f":"$N8707*$AW$6","v":6.9229736415617624E-2},{"$f":"$O8707*$AX$6","v":5.5524991824263431E-2},{"$f":"$L8707*$AU$6","v":1.6887129646946033E-3},{"$f":"$P8707*$AY$6","v":3.2290414208847126E-6},{"$f":"$Q8707*$AZ$6","v":1.4886096771777031E-3},0,{"$f":"SUM(V8707:AD8707)","v":0.9534467039909037},null,{"$f":"J8707*VLOOKUP($B8707,$AR$36:$AZ$47,MATCH(AG$2,$AS$2:$BA$2,0)+1,FALSE)","v":0.31180574694410895},{"$f":"K8707*VLOOKUP($B8707,$AR$36:$AZ$47,MATCH(AH$2,$AS$2:$BA$2,0)+1,FALSE)","v":0.39914081314440719},{"$f":"L8707*VLOOKUP($B8707,$AR$36:$AZ$47,MATCH(AI$2,$AS$2:$BA$2,0)+1,FALSE)","v":2.1627382146439181E-3},{"$f":"M8707*VLOOKUP($B8707,$AR$36:$AZ$47,MATCH(AJ$2,$AS$2:$BA$2,0)+1,FALSE)","v":0.10683721477456547},{"$f":"N8707*VLOOKUP($B8707,$AR$36:$AZ$47,MATCH(AK$2,$AS$2:$BA$2,0)+1,FALSE)","v":6.8485423151025307E-2},{"$f":"O8707*VLOOKUP($B8707,$AR$36:$AZ$47,MATCH(AL$2,$AS$2:$BA$2,0)+1,FALSE)","v":5.8053363731554328E-2},{"$f":"P8707*VLOOKUP($B8707,$AR$36:$AZ$47,MATCH(AM$2,$AS$2:$BA$2,0)+1,FALSE)","v":3.2290414208847126E-6},{"$f":"Q8707*VLOOKUP($B8707,$AR$36:$AZ$47,MATCH(AN$2,$AS$2:$BA$2,0)+1,FALSE)","v":1.4625899589987598E-3},{"$f":"R8707*VLOOKUP($B8707,$AR$36:$BA$47,MATCH(AO$2,$AS$2:$BA$2,0)+1,FALSE)","v":0},0.94795111896072481]
[2006,12,29,18,null,2013,12,29,18,0.39328291215607919,0.46074686802421211,7.8770371182796187E-3,0.1269104205334137,8.7455000000000019E-2,5.9903999999999999E-2,1.683105607741946E-5,2.2456009552188762E-3,0,1.1384386698432811,null,null,0.3723661570231212,0.11120236195767789,0.40785094284098916,6.8937605871498039E-2,5.5221707539731983E-2,4.4053381687685304E-3,8.4235863153514252E-6,1.6413934720614079E-3,{"$f":"$R8708*$BA$6","v":0},1.0216339304601636,null,{"$f":"J8708*VLOOKUP($B8708,$AR$36:$AZ$47,MATCH(AG$2,$AS$2:$BA$2,0)+1,FALSE)","v":0.37485793866929246},{"$f":"K8708*VLOOKUP($B8708,$AR$36:$AZ$47,MATCH(AH$2,$AS$2:$BA$2,0)+1,FALSE)","v":0.39886903923761186},{"$f":"L8708*VLOOKUP($B8708,$AR$36:$AZ$47,MATCH(AI$2,$AS$2:$BA$2,0)+1,FALSE)","v":5.64192577733196E-3},{"$f":"M8708*VLOOKUP($B8708,$AR$36:$AZ$47,MATCH(AJ$2,$AS$2:$BA$2,0)+1,FALSE)","v":0.11036327095104605},{"$f":"N8708*VLOOKUP($B8708,$AR$36:$AZ$47,MATCH(AK$2,$AS$2:$BA$2,0)+1,FALSE)","v":6.8196433405213489E-2},{"$f":"O8708*VLOOKUP($B8708,$AR$36:$AZ$47,MATCH(AL$2,$AS$2:$BA$2,0)+1,FALSE)","v":5.7736269170969905E-2},{"$f":"P8708*VLOOKUP($B8708,$AR$36:$AZ$47,MATCH(AM$2,$AS$2:$BA$2,0)+1,FALSE)","v":8.4235863153514252E-6},{"$f":"Q8708*VLOOKUP($B8708,$AR$36:$AZ$47,MATCH(AN$2,$AS$2:$BA$2,0)+1,FALSE)","v":1.6127032141525868E-3},{"$f":"R8708*VLOOKUP($B8708,$AR$36:$BA$47,MATCH(AO$2,$AS$2:$BA$2,0)+1,FALSE)","v":0},{"$f":"SUM(AG8708:AO8708)","v":1.0172860040119336}]
[2006,12,29,19,null,2013,12,29,19,0.41129670912641475,0.43542799541956201,7.8770371182796187E-3,0.11715330105571528,8.6547499999999972E-2,5.9191000000000001E-2,1.683105607741946E-5,2.2456009552188762E-3,0,1.119755974731268,null,null,0.38942189004356975,0.10265290851435202,0.38543879686643467,6.8222256522365479E-2,5.4564437950458664E-2,4.4053381687685304E-3,8.4235863153514252E-6,1.6413934720614079E-3,0,1.006355445124326,null,{"$f":"J8709*VLOOKUP($B8709,$AR$36:$AZ$47,MATCH(AG$2,$AS$2:$BA$2,0)+1,FALSE)","v":0.39202780441018503},{"$f":"K8709*VLOOKUP($B8709,$AR$36:$AZ$47,MATCH(AH$2,$AS$2:$BA$2,0)+1,FALSE)","v":0.37695046508928887},{"$f":"L8709*VLOOKUP($B8709,$AR$36:$AZ$47,MATCH(AI$2,$AS$2:$BA$2,0)+1,FALSE)","v":5.64192577733196E-3},{"$f":"M8709*VLOOKUP($B8709,$AR$36:$AZ$47,MATCH(AJ$2,$AS$2:$BA$2,0)+1,FALSE)","v":0.101878328453078},{"$f":"N8709*VLOOKUP($B8709,$AR$36:$AZ$47,MATCH(AK$2,$AS$2:$BA$2,0)+1,FALSE)","v":6.7488775028731476E-2},{"$f":"O8709*VLOOKUP($B8709,$AR$36:$AZ$47,MATCH(AL$2,$AS$2:$BA$2,0)+1,FALSE)","v":5.704907032082799E-2},{"$f":"P8709*VLOOKUP($B8709,$AR$36:$AZ$47,MATCH(AM$2,$AS$2:$BA$2,0)+1,FALSE)","v":8.4235863153514252E-6},{"$f":"Q8709*VLOOKUP($B8709,$AR$36:$AZ$47,MATCH(AN$2,$AS$2:$BA$2,0)+1,FALSE)","v":1.6127032141525868E-3},{"$f":"R8709*VLOOKUP($B8709,$AR$36:$BA$47,MATCH(AO$2,$AS$2:$BA$2,0)+1,FALSE)","v":0},1.0026574958799113]
[2006,12,29,20,null,2013,12,29,20,0.41133345477696431,0.41552853175516236,7.8770371182796187E-3,0.10638917650734192,8.6592799999999984E-2,5.8534999999999997E-2,1.683105607741946E-5,2.2456009552188762E-3,0,1.0885184321690446,null,null,0.38945668137637252,9.3221089841348817E-2,0.36782388598845361,6.8257964870041196E-2,5.3959713054857965E-2,4.4053381687685304E-3,8.4235863153514252E-6,1.6413934720614079E-3,0,0.9787744903582194,null,{"$f":"J8710*VLOOKUP($B8710,$AR$36:$AZ$47,MATCH(AG$2,$AS$2:$BA$2,0)+1,FALSE)","v":0.39206282855792784},{"$f":"K8710*VLOOKUP($B8710,$AR$36:$AZ$47,MATCH(AH$2,$AS$2:$BA$2,0)+1,FALSE)","v":0.35972347885452677},{"$f":"L8710*VLOOKUP($B8710,$AR$36:$AZ$47,MATCH(AI$2,$AS$2:$BA$2,0)+1,FALSE)","v":5.64192577733196E-3},{"$f":"M8710*VLOOKUP($B8710,$AR$36:$AZ$47,MATCH(AJ$2,$AS$2:$BA$2,0)+1,FALSE)","v":9.2517678720062876E-2},{"$f":"N8710*VLOOKUP($B8710,$AR$36:$AZ$47,MATCH(AK$2,$AS$2:$BA$2,0)+1,FALSE)","v":6.7524099463392231E-2},{"$f":"O8710*VLOOKUP($B8710,$AR$36:$AZ$47,MATCH(AL$2,$AS$2:$BA$2,0)+1,FALSE)","v":5.6416808826167258E-2},{"$f":"P8710*VLOOKUP($B8710,$AR$36:$AZ$47,MATCH(AM$2,$AS$2:$BA$2,0)+1,FALSE)","v":8.4235863153514252E-6},{"$f":"Q8710*VLOOKUP($B8710,$AR$36:$AZ$47,MATCH(AN$2,$AS$2:$BA$2,0)+1,FALSE)","v":1.6127032141525868E-3},{"$f":"R8710*VLOOKUP($B8710,$AR$36:$BA$47,MATCH(AO$2,$AS$2:$BA$2,0)+1,FALSE)","v":0},0.97550794699987697]
[2006,12,29,21,null,2013,12,29,21,0.38875589346390205,0.40582348090844267,7.8770371182796187E-3,0.1081507028834654,8.6467400000000014E-2,5.8117000000000002E-2,1.683105607741946E-5,2.2456009552188762E-3,0,1.0574539463853863,null,null,0.36807990785979922,9.4764587159002933E-2,0.35923302099760063,6.8159116596342911E-2,5.3574385301258742E-2,4.4053381687685304E-3,8.4235863153514252E-6,1.6413934720614079E-3,0,0.94986617314114974,null,{"$f":"J8711*VLOOKUP($B8711,$AR$36:$AZ$47,MATCH(AG$2,$AS$2:$BA$2,0)+1,FALSE)","v":0.37054300699335579},{"$f":"K8711*VLOOKUP($B8711,$AR$36:$AZ$47,MATCH(AH$2,$AS$2:$BA$2,0)+1,FALSE)","v":0.35132180631883886},{"$f":"L8711*VLOOKUP($B8711,$AR$36:$AZ$47,MATCH(AI$2,$AS$2:$BA$2,0)+1,FALSE)","v":5.64192577733196E-3},{"$f":"M8711*VLOOKUP($B8711,$AR$36:$AZ$47,MATCH(AJ$2,$AS$2:$BA$2,0)+1,FALSE)","v":9.4049529390153E-2},{"$f":"N8711*VLOOKUP($B8711,$AR$36:$AZ$47,MATCH(AK$2,$AS$2:$BA$2,0)+1,FALSE)","v":6.7426313942278382E-2},{"$f":"O8711*VLOOKUP($B8711,$AR$36:$AZ$47,MATCH(AL$2,$AS$2:$BA$2,0)+1,FALSE)","v":5.601393488597186E-2},{"$f":"P8711*VLOOKUP($B8711,$AR$36:$AZ$47,MATCH(AM$2,$AS$2:$BA$2,0)+1,FALSE)","v":8.4235863153514252E-6},{"$f":"Q8711*VLOOKUP($B8711,$AR$36:$AZ$47,MATCH(AN$2,$AS$2:$BA$2,0)+1,FALSE)","v":1.6127032141525868E-3},{"$f":"R8711*VLOOKUP($B8711,$AR$36:$BA$47,MATCH(AO$2,$AS$2:$BA$2,0)+1,FALSE)","v":0},0.94661764410839777]
[2006,12,29,22,null,2013,12,29,22,0.36458536222243276,0.39315129287014827,7.8770371182796187E-3,0.11689814203003128,8.6062300000000036E-2,5.7929000000000001E-2,1.683105607741946E-5,2.2456009552188762E-3,0,1.0287655662521884,null,null,0.34519488653443503,0.10242933123668151,0.34801566023410851,6.7839790953000134E-2,5.3401079995812201E-2,4.4053381687685304E-3,8.4235863153514252E-6,1.6413934720614079E-3,0,0.92293590418118265,null,{"$f":"J8712*VLOOKUP($B8712,$AR$36:$AZ$47,MATCH(AG$2,$AS$2:$BA$2,0)+1,FALSE)","v":0.34750484480103777},{"$f":"K8712*VLOOKUP($B8712,$AR$36:$AZ$47,MATCH(AH$2,$AS$2:$BA$2,0)+1,FALSE)","v":0.34035148005368615},{"$f":"L8712*VLOOKUP($B8712,$AR$36:$AZ$47,MATCH(AI$2,$AS$2:$BA$2,0)+1,FALSE)","v":5.64192577733196E-3},{"$f":"M8712*VLOOKUP($B8712,$AR$36:$AZ$47,MATCH(AJ$2,$AS$2:$BA$2,0)+1,FALSE)","v":0.10165643820506834},{"$f":"N8712*VLOOKUP($B8712,$AR$36:$AZ$47,MATCH(AK$2,$AS$2:$BA$2,0)+1,FALSE)","v":6.7110421481327606E-2},{"$f":"O8712*VLOOKUP($B8712,$AR$36:$AZ$47,MATCH(AL$2,$AS$2:$BA$2,0)+1,FALSE)","v":5.5832737994209333E-2},{"$f":"P8712*VLOOKUP($B8712,$AR$36:$AZ$47,MATCH(AM$2,$AS$2:$BA$2,0)+1,FALSE)","v":8.4235863153514252E-6},{"$f":"Q8712*VLOOKUP($B8712,$AR$36:$AZ$47,MATCH(AN$2,$AS$2:$BA$2,0)+1,FALSE)","v":1.6127032141525868E-3},{"$f":"R8712*VLOOKUP($B8712,$AR$36:$BA$47,MATCH(AO$2,$AS$2:$BA$2,0)+1,FALSE)","v":0},0.91971897511312906]
[2006,12,29,23,null,2013,12,29,23,0.31791355228102536,0.36854289989100331,7.8770371182796187E-3,0.10685805278791689,8.5020999999999985E-2,5.7373E-2,1.683105607741946E-5,2.2456009552188762E-3,0,0.94584797408952148,null,null,0.30100531721417351,9.3631931990060632E-2,0.32623242745515352,6.7018971914706224E-2,5.2888538773321364E-2,4.4053381687685304E-3,8.4235863153514252E-6,1.6413934720614079E-3,0,0.84683234257456041,null,{"$f":"J8713*VLOOKUP($B8713,$AR$36:$AZ$47,MATCH(AG$2,$AS$2:$BA$2,0)+1,FALSE)","v":0.30301956988103884},{"$f":"K8713*VLOOKUP($B8713,$AR$36:$AZ$47,MATCH(AH$2,$AS$2:$BA$2,0)+1,FALSE)","v":0.3190479688505295},{"$f":"L8713*VLOOKUP($B8713,$AR$36:$AZ$47,MATCH(AI$2,$AS$2:$BA$2,0)+1,FALSE)","v":5.64192577733196E-3},{"$f":"M8713*VLOOKUP($B8713,$AR$36:$AZ$47,MATCH(AJ$2,$AS$2:$BA$2,0)+1,FALSE)","v":9.2925420809153114E-2},{"$f":"N8713*VLOOKUP($B8713,$AR$36:$AZ$47,MATCH(AK$2,$AS$2:$BA$2,0)+1,FALSE)","v":6.6298427357437004E-2},{"$f":"O8713*VLOOKUP($B8713,$AR$36:$AZ$47,MATCH(AL$2,$AS$2:$BA$2,0)+1,FALSE)","v":5.52968578249542E-2},{"$f":"P8713*VLOOKUP($B8713,$AR$36:$AZ$47,MATCH(AM$2,$AS$2:$BA$2,0)+1,FALSE)","v":8.4235863153514252E-6},{"$f":"Q8713*VLOOKUP($B8713,$AR$36:$AZ$47,MATCH(AN$2,$AS$2:$BA$2,0)+1,FALSE)","v":1.6127032141525868E-3},{"$f":"R8713*VLOOKUP($B8713,$AR$36:$BA$47,MATCH(AO$2,$AS$2:$BA$2,0)+1,FALSE)","v":0},0.84385129730091257]
[2006,12,29,24,null,2013,12,29,24,0.22211566324995954,0.36975624805033674,7.8770371182796187E-3,0.13302816561986983,8.484369999999998E-2,5.7258999999999997E-2,1.683105607741946E-5,2.2456009552188762E-3,0,0.87714224604974189,null,null,0.21030243975157842,0.11656289658209658,0.32730647749243458,6.6879212752611231E-2,5.2783449385976122E-2,4.4053381687685304E-3,8.4235863153514252E-6,1.6413934720614079E-3,0,0.77988963119184218,null,{"$f":"J8714*VLOOKUP($B8714,$AR$36:$AZ$47,MATCH(AG$2,$AS$2:$BA$2,0)+1,FALSE)","v":0.2117097313371171},{"$f":"K8714*VLOOKUP($B8714,$AR$36:$AZ$47,MATCH(AH$2,$AS$2:$BA$2,0)+1,FALSE)","v":0.32009836560449861},{"$f":"L8714*VLOOKUP($B8714,$AR$36:$AZ$47,MATCH(AI$2,$AS$2:$BA$2,0)+1,FALSE)","v":5.64192577733196E-3},{"$f":"M8714*VLOOKUP($B8714,$AR$36:$AZ$47,MATCH(AJ$2,$AS$2:$BA$2,0)+1,FALSE)","v":0.11568335700661328},{"$f":"N8714*VLOOKUP($B8714,$AR$36:$AZ$47,MATCH(AK$2,$AS$2:$BA$2,0)+1,FALSE)","v":6.6160170795287965E-2},{"$f":"O8714*VLOOKUP($B8714,$AR$36:$AZ$47,MATCH(AL$2,$AS$2:$BA$2,0)+1,FALSE)","v":5.5186983113991818E-2},{"$f":"P8714*VLOOKUP($B8714,$AR$36:$AZ$47,MATCH(AM$2,$AS$2:$BA$2,0)+1,FALSE)","v":8.4235863153514252E-6},{"$f":"Q8714*VLOOKUP($B8714,$AR$36:$AZ$47,MATCH(AN$2,$AS$2:$BA$2,0)+1,FALSE)","v":1.6127032141525868E-3},{"$f":"R8714*VLOOKUP($B8714,$AR$36:$BA$47,MATCH(AO$2,$AS$2:$BA$2,0)+1,FALSE)","v":0},0.7761016604353087]
[2006,12,30,1,null,2013,12,30,1,0.22497303986819134,0.33324901681505226,7.8770371182796187E-3,0.10116835160125584,8.5181999999999994E-2,5.7222000000000002E-2,1.683105607741946E-5,2.2456009552188762E-3,0,0.8119338774140753,null,null,0.21300784676930423,8.8646461071827179E-2,0.29499044951014053,6.714588237774792E-2,5.2749341426925472E-2,4.4053381687685304E-3,8.4235863153514252E-6,1.6413934720614079E-3,0,0.72259513638309048,null,{"$f":"J8715*VLOOKUP($B8715,$AR$36:$AZ$47,MATCH(AG$2,$AS$2:$BA$2,0)+1,FALSE)","v":0.21443324226526828},{"$f":"K8715*VLOOKUP($B8715,$AR$36:$AZ$47,MATCH(AH$2,$AS$2:$BA$2,0)+1,FALSE)","v":0.2884940178408627},{"$f":"L8715*VLOOKUP($B8715,$AR$36:$AZ$47,MATCH(AI$2,$AS$2:$BA$2,0)+1,FALSE)","v":5.64192577733196E-3},{"$f":"M8715*VLOOKUP($B8715,$AR$36:$AZ$47,MATCH(AJ$2,$AS$2:$BA$2,0)+1,FALSE)","v":8.7977568370758291E-2},{"$f":"N8715*VLOOKUP($B8715,$AR$36:$AZ$47,MATCH(AK$2,$AS$2:$BA$2,0)+1,FALSE)","v":6.6423973361418934E-2},{"$f":"O8715*VLOOKUP($B8715,$AR$36:$AZ$47,MATCH(AL$2,$AS$2:$BA$2,0)+1,FALSE)","v":5.5151322023591749E-2},{"$f":"P8715*VLOOKUP($B8715,$AR$36:$AZ$47,MATCH(AM$2,$AS$2:$BA$2,0)+1,FALSE)","v":8.4235863153514252E-6},{"$f":"Q8715*VLOOKUP($B8715,$AR$36:$AZ$47,MATCH(AN$2,$AS$2:$BA$2,0)+1,FALSE)","v":1.6127032141525868E-3},{"$f":"R8715*VLOOKUP($B8715,$AR$36:$BA$47,MATCH(AO$2,$AS$2:$BA$2,0)+1,FALSE)","v":0},0.71974317643969987]
[2006,12,30,2,null,2013,12,30,2,0.20679752453257699,0.32336194924335832,7.8770371182796187E-3,9.640395407164784E-2,8.5805099999999981E-2,5.6994000000000003E-2,1.683105607741946E-5,2.2456009552188762E-3,0,0.77950199697715894,null,null,0.19579899637625289,8.4471766382684263E-2,0.28623846417741322,6.7637049517631623E-2,5.2539162652234989E-2,4.4053381687685304E-3,8.4235863153514252E-6,1.6413934720614079E-3,0,0.69274059433336221,null,{"$f":"J8716*VLOOKUP($B8716,$AR$36:$AZ$47,MATCH(AG$2,$AS$2:$BA$2,0)+1,FALSE)","v":0.19710923452842416},{"$f":"K8716*VLOOKUP($B8716,$AR$36:$AZ$47,MATCH(AH$2,$AS$2:$BA$2,0)+1,FALSE)","v":0.27993477323848448},{"$f":"L8716*VLOOKUP($B8716,$AR$36:$AZ$47,MATCH(AI$2,$AS$2:$BA$2,0)+1,FALSE)","v":5.64192577733196E-3},{"$f":"M8716*VLOOKUP($B8716,$AR$36:$AZ$47,MATCH(AJ$2,$AS$2:$BA$2,0)+1,FALSE)","v":8.3834374350373012E-2},{"$f":"N8716*VLOOKUP($B8716,$AR$36:$AZ$47,MATCH(AK$2,$AS$2:$BA$2,0)+1,FALSE)","v":6.6909859790494325E-2},{"$f":"O8716*VLOOKUP($B8716,$AR$36:$AZ$47,MATCH(AL$2,$AS$2:$BA$2,0)+1,FALSE)","v":5.4931572601666985E-2},{"$f":"P8716*VLOOKUP($B8716,$AR$36:$AZ$47,MATCH(AM$2,$AS$2:$BA$2,0)+1,FALSE)","v":8.4235863153514252E-6},{"$f":"Q8716*VLOOKUP($B8716,$AR$36:$AZ$47,MATCH(AN$2,$AS$2:$BA$2,0)+1,FALSE)","v":1.6127032141525868E-3},{"$f":"R8716*VLOOKUP($B8716,$AR$36:$BA$47,MATCH(AO$2,$AS$2:$BA$2,0)+1,FALSE)","v":0},0.68998286708724299]
[2006,12,30,3,null,2013,12,30,3,0.19917760282301364,0.31766451074707802,7.8770371182796187E-3,9.28148200259621E-2,8.6752800000000005E-2,5.7428E-2,1.683105607741946E-5,2.2456009552188762E-3,0,0.76397720272562963,null,null,0.18858434026965576,8.1326869520902234E-2,0.28119511863618135,6.838408706933731E-2,5.2939239793531788E-2,4.4053381687685304E-3,8.4235863153514252E-6,1.6413934720614079E-3,0,0.67848481051675369,null,{"$f":"J8717*VLOOKUP($B8717,$AR$36:$AZ$47,MATCH(AG$2,$AS$2:$BA$2,0)+1,FALSE)","v":0.18984629973878672},{"$f":"K8717*VLOOKUP($B8717,$AR$36:$AZ$47,MATCH(AH$2,$AS$2:$BA$2,0)+1,FALSE)","v":0.27500249485128275},{"$f":"L8717*VLOOKUP($B8717,$AR$36:$AZ$47,MATCH(AI$2,$AS$2:$BA$2,0)+1,FALSE)","v":5.64192577733196E-3},{"$f":"M8717*VLOOKUP($B8717,$AR$36:$AZ$47,MATCH(AJ$2,$AS$2:$BA$2,0)+1,FALSE)","v":8.0713207692042141E-2},{"$f":"N8717*VLOOKUP($B8717,$AR$36:$AZ$47,MATCH(AK$2,$AS$2:$BA$2,0)+1,FALSE)","v":6.7648865678529568E-2},{"$f":"O8717*VLOOKUP($B8717,$AR$36:$AZ$47,MATCH(AL$2,$AS$2:$BA$2,0)+1,FALSE)","v":5.5349867553927283E-2},{"$f":"P8717*VLOOKUP($B8717,$AR$36:$AZ$47,MATCH(AM$2,$AS$2:$BA$2,0)+1,FALSE)","v":8.4235863153514252E-6},{"$f":"Q8717*VLOOKUP($B8717,$AR$36:$AZ$47,MATCH(AN$2,$AS$2:$BA$2,0)+1,FALSE)","v":1.6127032141525868E-3},{"$f":"R8717*VLOOKUP($B8717,$AR$36:$BA$47,MATCH(AO$2,$AS$2:$BA$2,0)+1,FALSE)","v":0},0.67582378809236832]
[2006,12,30,4,null,2013,12,30,4,0.1939406227372546,0.31759206220319269,7.8770371182796187E-3,9.4072292216349968E-2,8.8869200000000037E-2,5.7607999999999999E-2,1.683105607741946E-5,2.2456009552188762E-3,0,0.76222164628637323,null,null,0.18362588901569737,8.2428700852636025E-2,0.28113098752866494,7.0052368460526385E-2,5.3105170405129541E-2,4.4053381687685304E-3,8.4235863153514252E-6,1.6413934720614079E-3,0,0.67639827148979959,null,{"$f":"J8718*VLOOKUP($B8718,$AR$36:$AZ$47,MATCH(AG$2,$AS$2:$BA$2,0)+1,FALSE)","v":0.18485466776312467},{"$f":"K8718*VLOOKUP($B8718,$AR$36:$AZ$47,MATCH(AH$2,$AS$2:$BA$2,0)+1,FALSE)","v":0.27493977607205888},{"$f":"L8718*VLOOKUP($B8718,$AR$36:$AZ$47,MATCH(AI$2,$AS$2:$BA$2,0)+1,FALSE)","v":5.64192577733196E-3},{"$f":"M8718*VLOOKUP($B8718,$AR$36:$AZ$47,MATCH(AJ$2,$AS$2:$BA$2,0)+1,FALSE)","v":8.1806725020862614E-2},{"$f":"N8718*VLOOKUP($B8718,$AR$36:$AZ$47,MATCH(AK$2,$AS$2:$BA$2,0)+1,FALSE)","v":6.9299210789258464E-2},{"$f":"O8718*VLOOKUP($B8718,$AR$36:$AZ$47,MATCH(AL$2,$AS$2:$BA$2,0)+1,FALSE)","v":5.5523353939657356E-2},{"$f":"P8718*VLOOKUP($B8718,$AR$36:$AZ$47,MATCH(AM$2,$AS$2:$BA$2,0)+1,FALSE)","v":8.4235863153514252E-6},{"$f":"Q8718*VLOOKUP($B8718,$AR$36:$AZ$47,MATCH(AN$2,$AS$2:$BA$2,0)+1,FALSE)","v":1.6127032141525868E-3},{"$f":"R8718*VLOOKUP($B8718,$AR$36:$BA$47,MATCH(AO$2,$AS$2:$BA$2,0)+1,FALSE)","v":0},0.67368678616276201]
[2006,12,30,5,null,2013,12,30,5,0.19663467687086006,0.31643230510784004,7.8770371182796187E-3,9.0713621211789552E-2,9.1990499999999975E-2,5.7646000000000003E-2,1.683105607741946E-5,2.2456009552188762E-3,0,0.76355657232006546,null,null,0.18617665985657439,7.9485741975216267E-2,0.28010437604710575,7.2512776089669398E-2,5.3140200200911293E-2,4.4053381687685304E-3,8.4235863153514252E-6,1.6413934720614079E-3,0,0.67747490939662236,null,{"$f":"J8719*VLOOKUP($B8719,$AR$36:$AZ$47,MATCH(AG$2,$AS$2:$BA$2,0)+1,FALSE)","v":0.18742250772761834},{"$f":"K8719*VLOOKUP($B8719,$AR$36:$AZ$47,MATCH(AH$2,$AS$2:$BA$2,0)+1,FALSE)","v":0.27393577315749534},{"$f":"L8719*VLOOKUP($B8719,$AR$36:$AZ$47,MATCH(AI$2,$AS$2:$BA$2,0)+1,FALSE)","v":5.64192577733196E-3},{"$f":"M8719*VLOOKUP($B8719,$AR$36:$AZ$47,MATCH(AJ$2,$AS$2:$BA$2,0)+1,FALSE)","v":7.8885972599164272E-2},{"$f":"N8719*VLOOKUP($B8719,$AR$36:$AZ$47,MATCH(AK$2,$AS$2:$BA$2,0)+1,FALSE)","v":7.1733165709934113E-2},{"$f":"O8719*VLOOKUP($B8719,$AR$36:$AZ$47,MATCH(AL$2,$AS$2:$BA$2,0)+1,FALSE)","v":5.5559978843311493E-2},{"$f":"P8719*VLOOKUP($B8719,$AR$36:$AZ$47,MATCH(AM$2,$AS$2:$BA$2,0)+1,FALSE)","v":8.4235863153514252E-6},{"$f":"Q8719*VLOOKUP($B8719,$AR$36:$AZ$47,MATCH(AN$2,$AS$2:$BA$2,0)+1,FALSE)","v":1.6127032141525868E-3},{"$f":"R8719*VLOOKUP($B8719,$AR$36:$BA$47,MATCH(AO$2,$AS$2:$BA$2,0)+1,FALSE)","v":0},0.67480045061532357]
[2006,12,30,6,null,2013,12,30,6,0.20155593544353015,0.32476069311167532,7.8770371182796187E-3,9.1047092619637809E-2,9.5109000000000013E-2,5.9901999999999997E-2,1.683105607741946E-5,2.2456009552188762E-3,0,0.78251419030441915,null,null,0.19083618124888699,7.9777938691941469E-2,0.28747662561719139,7.4970976580324811E-2,5.5219863866269786E-2,4.4053381687685304E-3,8.4235863153514252E-6,1.6413934720614079E-3,0,0.6943367412317597,null,{"$f":"J8720*VLOOKUP($B8720,$AR$36:$AZ$47,MATCH(AG$2,$AS$2:$BA$2,0)+1,FALSE)","v":0.19211320947739988},{"$f":"K8720*VLOOKUP($B8720,$AR$36:$AZ$47,MATCH(AH$2,$AS$2:$BA$2,0)+1,FALSE)","v":0.28114566724908852},{"$f":"L8720*VLOOKUP($B8720,$AR$36:$AZ$47,MATCH(AI$2,$AS$2:$BA$2,0)+1,FALSE)","v":5.64192577733196E-3},{"$f":"M8720*VLOOKUP($B8720,$AR$36:$AZ$47,MATCH(AJ$2,$AS$2:$BA$2,0)+1,FALSE)","v":7.9175964509868677E-2},{"$f":"N8720*VLOOKUP($B8720,$AR$36:$AZ$47,MATCH(AK$2,$AS$2:$BA$2,0)+1,FALSE)","v":7.4164937221844932E-2},{"$f":"O8720*VLOOKUP($B8720,$AR$36:$AZ$47,MATCH(AL$2,$AS$2:$BA$2,0)+1,FALSE)","v":5.7734341544461797E-2},{"$f":"P8720*VLOOKUP($B8720,$AR$36:$AZ$47,MATCH(AM$2,$AS$2:$BA$2,0)+1,FALSE)","v":8.4235863153514252E-6},{"$f":"Q8720*VLOOKUP($B8720,$AR$36:$AZ$47,MATCH(AN$2,$AS$2:$BA$2,0)+1,FALSE)","v":1.6127032141525868E-3},{"$f":"R8720*VLOOKUP($B8720,$AR$36:$BA$47,MATCH(AO$2,$AS$2:$BA$2,0)+1,FALSE)","v":0},0.69159717258046371]
[2006,12,30,7,null,2013,12,30,7,0.2310271310435453,0.33248081304924249,7.8770371182796187E-3,8.2313667024002071E-2,0.10449249999999999,6.4486000000000002E-2,1.683105607741946E-5,2.2456009552188762E-3,0,0.82493958024636582,null,null,0.21873995105238958,7.2125473668703782E-2,0.2943104391792552,8.2367649437167761E-2,5.9445563441625882E-2,4.4053381687685304E-3,8.4235863153514252E-6,1.6413934720614079E-3,0,0.73304423200628754,null,{"$f":"J8721*VLOOKUP($B8721,$AR$36:$AZ$47,MATCH(AG$2,$AS$2:$BA$2,0)+1,FALSE)","v":0.22020370436357703},{"$f":"K8721*VLOOKUP($B8721,$AR$36:$AZ$47,MATCH(AH$2,$AS$2:$BA$2,0)+1,FALSE)","v":0.28782898304785098},{"$f":"L8721*VLOOKUP($B8721,$AR$36:$AZ$47,MATCH(AI$2,$AS$2:$BA$2,0)+1,FALSE)","v":5.64192577733196E-3},{"$f":"M8721*VLOOKUP($B8721,$AR$36:$AZ$47,MATCH(AJ$2,$AS$2:$BA$2,0)+1,FALSE)","v":7.1581242096288938E-2},{"$f":"N8721*VLOOKUP($B8721,$AR$36:$AZ$47,MATCH(AK$2,$AS$2:$BA$2,0)+1,FALSE)","v":8.1482085845226315E-2},{"$f":"O8721*VLOOKUP($B8721,$AR$36:$AZ$47,MATCH(AL$2,$AS$2:$BA$2,0)+1,FALSE)","v":6.2152461501054447E-2},{"$f":"P8721*VLOOKUP($B8721,$AR$36:$AZ$47,MATCH(AM$2,$AS$2:$BA$2,0)+1,FALSE)","v":8.4235863153514252E-6},{"$f":"Q8721*VLOOKUP($B8721,$AR$36:$AZ$47,MATCH(AN$2,$AS$2:$BA$2,0)+1,FALSE)","v":1.6127032141525868E-3},{"$f":"R8721*VLOOKUP($B8721,$AR$36:$BA$47,MATCH(AO$2,$AS$2:$BA$2,0)+1,FALSE)","v":0},0.73051152943179765]
[2006,12,30,8,null,2013,12,30,8,0.25356565939595871,0.34745687843395301,4.9887901749104254E-3,8.2711322099425402E-2,0.11043910000000003,6.7937999999999998E-2,1.0659668849032324E-5,2.1213161224772018E-3,0,0.86923172589557374,null,null,0.24007976757666852,7.247390986051272E-2,0.30756718124544657,8.7055138626756151E-2,6.2627743837378333E-2,2.7900475068867356E-3,5.3349379997225689E-6,1.5505490534819082E-3,0,0.77414967264513068,null,{"$f":"J8722*VLOOKUP($B8722,$AR$36:$AZ$47,MATCH(AG$2,$AS$2:$BA$2,0)+1,FALSE)","v":0.24168632162886036},{"$f":"K8722*VLOOKUP($B8722,$AR$36:$AZ$47,MATCH(AH$2,$AS$2:$BA$2,0)+1,FALSE)","v":0.30079377830988901},{"$f":"L8722*VLOOKUP($B8722,$AR$36:$AZ$47,MATCH(AI$2,$AS$2:$BA$2,0)+1,FALSE)","v":3.5732196589769085E-3},{"$f":"M8722*VLOOKUP($B8722,$AR$36:$AZ$47,MATCH(AJ$2,$AS$2:$BA$2,0)+1,FALSE)","v":7.192704912024761E-2},{"$f":"N8722*VLOOKUP($B8722,$AR$36:$AZ$47,MATCH(AK$2,$AS$2:$BA$2,0)+1,FALSE)","v":8.6119178188573689E-2},{"$f":"O8722*VLOOKUP($B8722,$AR$36:$AZ$47,MATCH(AL$2,$AS$2:$BA$2,0)+1,FALSE)","v":6.5479544854055716E-2},{"$f":"P8722*VLOOKUP($B8722,$AR$36:$AZ$47,MATCH(AM$2,$AS$2:$BA$2,0)+1,FALSE)","v":5.3349379997225689E-6},{"$f":"Q8722*VLOOKUP($B8722,$AR$36:$AZ$47,MATCH(AN$2,$AS$2:$BA$2,0)+1,FALSE)","v":1.5234466840611223E-3},{"$f":"R8722*VLOOKUP($B8722,$AR$36:$BA$47,MATCH(AO$2,$AS$2:$BA$2,0)+1,FALSE)","v":0},0.77110787338266418]
[2006,12,30,9,null,2013,12,30,9,0.27170697679090305,0.36910289833082038,0,9.3690761597601785E-2,0.11235329999999996,6.8971000000000005E-2,0,1.9066423204688544E-3,0,0.91773157903979419,null,null,0.25725623884682436,8.2094393348290454E-2,0.32672813541872209,8.8564033088584709E-2,6.358000118060321E-2,0,0,1.3936359668445897E-3,0,0.81961643784986948,null,{"$f":"J8723*VLOOKUP($B8723,$AR$36:$AZ$47,MATCH(AG$2,$AS$2:$BA$2,0)+1,FALSE)","v":0.25897773356977727},{"$f":"K8723*VLOOKUP($B8723,$AR$36:$AZ$47,MATCH(AH$2,$AS$2:$BA$2,0)+1,FALSE)","v":0.31953276007791698},{"$f":"L8723*VLOOKUP($B8723,$AR$36:$AZ$47,MATCH(AI$2,$AS$2:$BA$2,0)+1,FALSE)","v":0},{"$f":"M8723*VLOOKUP($B8723,$AR$36:$AZ$47,MATCH(AJ$2,$AS$2:$BA$2,0)+1,FALSE)","v":8.1474940074630089E-2},{"$f":"N8723*VLOOKUP($B8723,$AR$36:$AZ$47,MATCH(AK$2,$AS$2:$BA$2,0)+1,FALSE)","v":8.7611849994922733E-2},{"$f":"O8723*VLOOKUP($B8723,$AR$36:$AZ$47,MATCH(AL$2,$AS$2:$BA$2,0)+1,FALSE)","v":6.6475163945495561E-2},{"$f":"P8723*VLOOKUP($B8723,$AR$36:$AZ$47,MATCH(AM$2,$AS$2:$BA$2,0)+1,FALSE)","v":0},{"$f":"Q8723*VLOOKUP($B8723,$AR$36:$AZ$47,MATCH(AN$2,$AS$2:$BA$2,0)+1,FALSE)","v":1.3692763139031379E-3},{"$f":"R8723*VLOOKUP($B8723,$AR$36:$BA$47,MATCH(AO$2,$AS$2:$BA$2,0)+1,FALSE)","v":0},0.81544172397664583]
[2006,12,30,10,null,2013,12,30,10,0.30198857904508541,0.37396450281199456,0,9.1629759502740563E-2,0.1138434,6.9723999999999994E-2,0,1.9066423204688544E-3,0,0.95305688368028951,null,null,0.28592731381948328,8.0288487261264696E-2,0.33103160465307546,8.9738624895904159E-2,6.4274144239120465E-2,0,0,1.3936359668445897E-3,0,0.85265381083569258,null,{"$f":"J8724*VLOOKUP($B8724,$AR$36:$AZ$47,MATCH(AG$2,$AS$2:$BA$2,0)+1,FALSE)","v":0.28784066824033144},{"$f":"K8724*VLOOKUP($B8724,$AR$36:$AZ$47,MATCH(AH$2,$AS$2:$BA$2,0)+1,FALSE)","v":0.32374145609548238},{"$f":"L8724*VLOOKUP($B8724,$AR$36:$AZ$47,MATCH(AI$2,$AS$2:$BA$2,0)+1,FALSE)","v":0},{"$f":"M8724*VLOOKUP($B8724,$AR$36:$AZ$47,MATCH(AJ$2,$AS$2:$BA$2,0)+1,FALSE)","v":7.9682660672593469E-2},{"$f":"N8724*VLOOKUP($B8724,$AR$36:$AZ$47,MATCH(AK$2,$AS$2:$BA$2,0)+1,FALSE)","v":8.8773813352273495E-2},{"$f":"O8724*VLOOKUP($B8724,$AR$36:$AZ$47,MATCH(AL$2,$AS$2:$BA$2,0)+1,FALSE)","v":6.7200915325799707E-2},{"$f":"P8724*VLOOKUP($B8724,$AR$36:$AZ$47,MATCH(AM$2,$AS$2:$BA$2,0)+1,FALSE)","v":0},{"$f":"Q8724*VLOOKUP($B8724,$AR$36:$AZ$47,MATCH(AN$2,$AS$2:$BA$2,0)+1,FALSE)","v":1.3692763139031379E-3},{"$f":"R8724*VLOOKUP($B8724,$AR$36:$BA$47,MATCH(AO$2,$AS$2:$BA$2,0)+1,FALSE)","v":0},0.84860879000038369]
[2006,12,30,11,null,2013,12,30,11,0.33563989590585142,0.37118849887909827,0,8.4637752018292392E-2,0.11369320000000004,6.9851999999999997E-2,0,1.9066423204688544E-3,0,0.97691798912371097,null,null,0.31778888509781505,7.4161900147075077E-2,0.32857429913471753,8.9620227681314987E-2,6.4392139340701093E-2,0,0,1.3936359668445897E-3,0,0.87593108736846825,null,{"$f":"J8725*VLOOKUP($B8725,$AR$36:$AZ$47,MATCH(AG$2,$AS$2:$BA$2,0)+1,FALSE)","v":0.31991544922376697},{"$f":"K8725*VLOOKUP($B8725,$AR$36:$AZ$47,MATCH(AH$2,$AS$2:$BA$2,0)+1,FALSE)","v":0.32133826662534581},{"$f":"L8725*VLOOKUP($B8725,$AR$36:$AZ$47,MATCH(AI$2,$AS$2:$BA$2,0)+1,FALSE)","v":0},{"$f":"M8725*VLOOKUP($B8725,$AR$36:$AZ$47,MATCH(AJ$2,$AS$2:$BA$2,0)+1,FALSE)","v":7.3602302469897823E-2},{"$f":"N8725*VLOOKUP($B8725,$AR$36:$AZ$47,MATCH(AK$2,$AS$2:$BA$2,0)+1,FALSE)","v":8.8656689067813377E-2},{"$f":"O8725*VLOOKUP($B8725,$AR$36:$AZ$47,MATCH(AL$2,$AS$2:$BA$2,0)+1,FALSE)","v":6.7324283422318873E-2},{"$f":"P8725*VLOOKUP($B8725,$AR$36:$AZ$47,MATCH(AM$2,$AS$2:$BA$2,0)+1,FALSE)","v":0},{"$f":"Q8725*VLOOKUP($B8725,$AR$36:$AZ$47,MATCH(AN$2,$AS$2:$BA$2,0)+1,FALSE)","v":1.3692763139031379E-3},{"$f":"R8725*VLOOKUP($B8725,$AR$36:$BA$47,MATCH(AO$2,$AS$2:$BA$2,0)+1,FALSE)","v":0},0.87220626712304605]
[2006,12,30,12,null,2013,12,30,12,0.3070726740469229,0.38865309876981924,0,0.10637429056332309,0.11404679999999996,7.0328000000000002E-2,0,1.9066423204688544E-3,0,0.98838150570053418,null,null,0.2907410111840496,9.32080463723578E-2,0.34403388014568786,8.9898957741759281E-2,6.4830933624704046E-2,0,0,1.3936359668445897E-3,0,0.88410646503540313,null,{"$f":"J8726*VLOOKUP($B8726,$AR$36:$AZ$47,MATCH(AG$2,$AS$2:$BA$2,0)+1,FALSE)","v":0.29268657766960077},{"$f":"K8726*VLOOKUP($B8726,$AR$36:$AZ$47,MATCH(AH$2,$AS$2:$BA$2,0)+1,FALSE)","v":0.33645738877793552},{"$f":"L8726*VLOOKUP($B8726,$AR$36:$AZ$47,MATCH(AI$2,$AS$2:$BA$2,0)+1,FALSE)","v":0},{"$f":"M8726*VLOOKUP($B8726,$AR$36:$AZ$47,MATCH(AJ$2,$AS$2:$BA$2,0)+1,FALSE)","v":9.2504733672160527E-2},{"$f":"N8726*VLOOKUP($B8726,$AR$36:$AZ$47,MATCH(AK$2,$AS$2:$BA$2,0)+1,FALSE)","v":8.8932422403266792E-2},{"$f":"O8726*VLOOKUP($B8726,$AR$36:$AZ$47,MATCH(AL$2,$AS$2:$BA$2,0)+1,FALSE)","v":6.7783058531249524E-2},{"$f":"P8726*VLOOKUP($B8726,$AR$36:$AZ$47,MATCH(AM$2,$AS$2:$BA$2,0)+1,FALSE)","v":0},{"$f":"Q8726*VLOOKUP($B8726,$AR$36:$AZ$47,MATCH(AN$2,$AS$2:$BA$2,0)+1,FALSE)","v":1.3692763139031379E-3},{"$f":"R8726*VLOOKUP($B8726,$AR$36:$BA$47,MATCH(AO$2,$AS$2:$BA$2,0)+1,FALSE)","v":0},0.87973345736811626]
[2006,12,30,13,null,2013,12,30,13,0.31689280725701335,0.37912178483183334,0,9.941084381943445E-2,0.11375289999999995,7.0085999999999996E-2,0,1.9066423204688544E-3,0,0.98117097822874999,null,null,0.30003886052321771,8.7106484955791208E-2,0.33559680624263372,8.9667287026927264E-2,6.4607849135778175E-2,0,0,1.3936359668445897E-3,0,0.87841092385119268,null,{"$f":"J8727*VLOOKUP($B8727,$AR$36:$AZ$47,MATCH(AG$2,$AS$2:$BA$2,0)+1,FALSE)","v":0.30204664590244445},{"$f":"K8727*VLOOKUP($B8727,$AR$36:$AZ$47,MATCH(AH$2,$AS$2:$BA$2,0)+1,FALSE)","v":0.32820612046347197},{"$f":"L8727*VLOOKUP($B8727,$AR$36:$AZ$47,MATCH(AI$2,$AS$2:$BA$2,0)+1,FALSE)","v":0},{"$f":"M8727*VLOOKUP($B8727,$AR$36:$AZ$47,MATCH(AJ$2,$AS$2:$BA$2,0)+1,FALSE)","v":8.6449212332629352E-2},{"$f":"N8727*VLOOKUP($B8727,$AR$36:$AZ$47,MATCH(AK$2,$AS$2:$BA$2,0)+1,FALSE)","v":8.8703242461836418E-2},{"$f":"O8727*VLOOKUP($B8727,$AR$36:$AZ$47,MATCH(AL$2,$AS$2:$BA$2,0)+1,FALSE)","v":6.7549815723767975E-2},{"$f":"P8727*VLOOKUP($B8727,$AR$36:$AZ$47,MATCH(AM$2,$AS$2:$BA$2,0)+1,FALSE)","v":0},{"$f":"Q8727*VLOOKUP($B8727,$AR$36:$AZ$47,MATCH(AN$2,$AS$2:$BA$2,0)+1,FALSE)","v":1.3692763139031379E-3},{"$f":"R8727*VLOOKUP($B8727,$AR$36:$BA$47,MATCH(AO$2,$AS$2:$BA$2,0)+1,FALSE)","v":0},0.87432431319805326]
[2006,12,30,14,null,2013,12,30,14,0.28201502453484795,0.38952983958269971,0,0.11362362151364372,0.11347260000000001,7.0206000000000005E-2,0,1.9066423204688544E-3,0,0.97075372795166026,null,null,0.26701605298108383,9.9560107305575699E-2,0.34480996695598753,8.944633669903547E-2,6.4718469543510015E-2,0,0,1.3936359668445897E-3,0,0.86694456945203713,null,{"$f":"J8728*VLOOKUP($B8728,$AR$36:$AZ$47,MATCH(AG$2,$AS$2:$BA$2,0)+1,FALSE)","v":0.26880285795114461},{"$f":"K8728*VLOOKUP($B8728,$AR$36:$AZ$47,MATCH(AH$2,$AS$2:$BA$2,0)+1,FALSE)","v":0.33721638420462968},{"$f":"L8728*VLOOKUP($B8728,$AR$36:$AZ$47,MATCH(AI$2,$AS$2:$BA$2,0)+1,FALSE)","v":0},{"$f":"M8728*VLOOKUP($B8728,$AR$36:$AZ$47,MATCH(AJ$2,$AS$2:$BA$2,0)+1,FALSE)","v":9.8808864353639086E-2},{"$f":"N8728*VLOOKUP($B8728,$AR$36:$AZ$47,MATCH(AK$2,$AS$2:$BA$2,0)+1,FALSE)","v":8.8484667648692769E-2},{"$f":"O8728*VLOOKUP($B8728,$AR$36:$AZ$47,MATCH(AL$2,$AS$2:$BA$2,0)+1,FALSE)","v":6.7665473314254695E-2},{"$f":"P8728*VLOOKUP($B8728,$AR$36:$AZ$47,MATCH(AM$2,$AS$2:$BA$2,0)+1,FALSE)","v":0},{"$f":"Q8728*VLOOKUP($B8728,$AR$36:$AZ$47,MATCH(AN$2,$AS$2:$BA$2,0)+1,FALSE)","v":1.3692763139031379E-3},{"$f":"R8728*VLOOKUP($B8728,$AR$36:$BA$47,MATCH(AO$2,$AS$2:$BA$2,0)+1,FALSE)","v":0},0.862347523786264]
[2006,12,30,15,null,2013,12,30,15,0.29732178296878387,0.37611002648923897,0,9.9595060719549475E-2,0.11231819999999997,6.9466E-2,0,1.9066423204688544E-3,0,0.95671771249804116,null,null,0.28150872133343768,8.7267900813679092E-2,0.33293081203869312,8.8536365031114145E-2,6.4036310362497031E-2,0,0,1.3936359668445897E-3,0,0.85567374554626563,null,{"$f":"J8729*VLOOKUP($B8729,$AR$36:$AZ$47,MATCH(AG$2,$AS$2:$BA$2,0)+1,FALSE)","v":0.28339250763309387},{"$f":"K8729*VLOOKUP($B8729,$AR$36:$AZ$47,MATCH(AH$2,$AS$2:$BA$2,0)+1,FALSE)","v":0.32559883815751095},{"$f":"L8729*VLOOKUP($B8729,$AR$36:$AZ$47,MATCH(AI$2,$AS$2:$BA$2,0)+1,FALSE)","v":0},{"$f":"M8729*VLOOKUP($B8729,$AR$36:$AZ$47,MATCH(AJ$2,$AS$2:$BA$2,0)+1,FALSE)","v":8.6609410207442977E-2},{"$f":"N8729*VLOOKUP($B8729,$AR$36:$AZ$47,MATCH(AK$2,$AS$2:$BA$2,0)+1,FALSE)","v":8.7584479406476984E-2},{"$f":"O8729*VLOOKUP($B8729,$AR$36:$AZ$47,MATCH(AL$2,$AS$2:$BA$2,0)+1,FALSE)","v":6.6952251506253266E-2},{"$f":"P8729*VLOOKUP($B8729,$AR$36:$AZ$47,MATCH(AM$2,$AS$2:$BA$2,0)+1,FALSE)","v":0},{"$f":"Q8729*VLOOKUP($B8729,$AR$36:$AZ$47,MATCH(AN$2,$AS$2:$BA$2,0)+1,FALSE)","v":1.3692763139031379E-3},{"$f":"R8729*VLOOKUP($B8729,$AR$36:$BA$47,MATCH(AO$2,$AS$2:$BA$2,0)+1,FALSE)","v":0},0.85150676322468122]
[2006,12,30,16,null,2013,12,30,16,0.30367880588462481,0.37638566398990758,0,0.10070074574550274,0.11232139999999996,6.8973999999999994E-2,0,1.9066423204688544E-3,0,0.96396725794050386,null,null,0.28752764592973484,8.8236732103895057E-2,0.3331748050472883,8.8538887475100053E-2,6.3582766690796502E-2,0,0,1.3936359668445897E-3,0,0.86245447321365942,null,{"$f":"J8730*VLOOKUP($B8730,$AR$36:$AZ$47,MATCH(AG$2,$AS$2:$BA$2,0)+1,FALSE)","v":0.28945170937476494},{"$f":"K8730*VLOOKUP($B8730,$AR$36:$AZ$47,MATCH(AH$2,$AS$2:$BA$2,0)+1,FALSE)","v":0.32583745782635648},{"$f":"L8730*VLOOKUP($B8730,$AR$36:$AZ$47,MATCH(AI$2,$AS$2:$BA$2,0)+1,FALSE)","v":0},{"$f":"M8730*VLOOKUP($B8730,$AR$36:$AZ$47,MATCH(AJ$2,$AS$2:$BA$2,0)+1,FALSE)","v":8.7570931062806195E-2},{"$f":"N8730*VLOOKUP($B8730,$AR$36:$AZ$47,MATCH(AK$2,$AS$2:$BA$2,0)+1,FALSE)","v":8.7586974730779726E-2},{"$f":"O8730*VLOOKUP($B8730,$AR$36:$AZ$47,MATCH(AL$2,$AS$2:$BA$2,0)+1,FALSE)","v":6.6478055385257709E-2},{"$f":"P8730*VLOOKUP($B8730,$AR$36:$AZ$47,MATCH(AM$2,$AS$2:$BA$2,0)+1,FALSE)","v":0},{"$f":"Q8730*VLOOKUP($B8730,$AR$36:$AZ$47,MATCH(AN$2,$AS$2:$BA$2,0)+1,FALSE)","v":1.3692763139031379E-3},{"$f":"R8730*VLOOKUP($B8730,$AR$36:$BA$47,MATCH(AO$2,$AS$2:$BA$2,0)+1,FALSE)","v":0},0.8582944046938682]
[2006,12,30,17,null,2013,12,30,17,0.33350156432542921,0.38421204514402513,2.8882469433691937E-3,0.1070195325735669,0.11212899999999998,6.8722000000000005E-2,6.1713872283871353E-6,2.0309271532105294E-3,0,1.0105094875268292,null,null,0.31576428070125534,9.3773424969890232E-2,0.34010268053438125,8.838722553044652E-2,6.3350463834559653E-2,1.6152906618817945E-3,3.0886483156288559E-6,1.48448038542409E-3,0,0.90448093526615447,null,{"$f":"J8731*VLOOKUP($B8731,$AR$36:$AZ$47,MATCH(AG$2,$AS$2:$BA$2,0)+1,FALSE)","v":0.31787729667848064},{"$f":"K8731*VLOOKUP($B8731,$AR$36:$AZ$47,MATCH(AH$2,$AS$2:$BA$2,0)+1,FALSE)","v":0.33261276406997087},{"$f":"L8731*VLOOKUP($B8731,$AR$36:$AZ$47,MATCH(AI$2,$AS$2:$BA$2,0)+1,FALSE)","v":2.0687061183550523E-3},{"$f":"M8731*VLOOKUP($B8731,$AR$36:$AZ$47,MATCH(AJ$2,$AS$2:$BA$2,0)+1,FALSE)","v":9.306584613641862E-2},{"$f":"N8731*VLOOKUP($B8731,$AR$36:$AZ$47,MATCH(AK$2,$AS$2:$BA$2,0)+1,FALSE)","v":8.7436943357077121E-2},{"$f":"O8731*VLOOKUP($B8731,$AR$36:$AZ$47,MATCH(AL$2,$AS$2:$BA$2,0)+1,FALSE)","v":6.623517444523562E-2},{"$f":"P8731*VLOOKUP($B8731,$AR$36:$AZ$47,MATCH(AM$2,$AS$2:$BA$2,0)+1,FALSE)","v":3.0886483156288559E-6},{"$f":"Q8731*VLOOKUP($B8731,$AR$36:$AZ$47,MATCH(AN$2,$AS$2:$BA$2,0)+1,FALSE)","v":1.4585328439946027E-3},{"$f":"R8731*VLOOKUP($B8731,$AR$36:$BA$47,MATCH(AO$2,$AS$2:$BA$2,0)+1,FALSE)","v":0},0.90075835229784817]
[2006,12,30,18,null,2013,12,30,18,0.40281729171250857,0.39081675225277474,7.8770371182796187E-3,0.10891297716392441,0.11056909999999999,6.7324999999999996E-2,1.683105607741946E-5,2.2456009552188762E-3,0,1.090580590258784,null,null,0.38139345051920492,9.5432512614535669E-2,0.3459491359493545,8.7157612913684193E-2,6.2062657921214869E-2,4.4053381687685304E-3,8.4235863153514252E-6,1.6413934720614079E-3,0,0.97805052514513946,null,{"$f":"J8732*VLOOKUP($B8732,$AR$36:$AZ$47,MATCH(AG$2,$AS$2:$BA$2,0)+1,FALSE)","v":0.38394564056668729},{"$f":"K8732*VLOOKUP($B8732,$AR$36:$AZ$47,MATCH(AH$2,$AS$2:$BA$2,0)+1,FALSE)","v":0.33833046583148202},{"$f":"L8732*VLOOKUP($B8732,$AR$36:$AZ$47,MATCH(AI$2,$AS$2:$BA$2,0)+1,FALSE)","v":5.64192577733196E-3},{"$f":"M8732*VLOOKUP($B8732,$AR$36:$AZ$47,MATCH(AJ$2,$AS$2:$BA$2,0)+1,FALSE)","v":9.471241493256724E-2},{"$f":"N8732*VLOOKUP($B8732,$AR$36:$AZ$47,MATCH(AK$2,$AS$2:$BA$2,0)+1,FALSE)","v":8.6220550738372745E-2},{"$f":"O8732*VLOOKUP($B8732,$AR$36:$AZ$47,MATCH(AL$2,$AS$2:$BA$2,0)+1,FALSE)","v":6.4888727329319398E-2},{"$f":"P8732*VLOOKUP($B8732,$AR$36:$AZ$47,MATCH(AM$2,$AS$2:$BA$2,0)+1,FALSE)","v":8.4235863153514252E-6},{"$f":"Q8732*VLOOKUP($B8732,$AR$36:$AZ$47,MATCH(AN$2,$AS$2:$BA$2,0)+1,FALSE)","v":1.6127032141525868E-3},{"$f":"R8732*VLOOKUP($B8732,$AR$36:$BA$47,MATCH(AO$2,$AS$2:$BA$2,0)+1,FALSE)","v":0},0.97536085197622857]
[2006,12,30,19,null,2013,12,30,19,0.42206060557518665,0.36998913046931392,7.8770371182796187E-3,9.2480084806544349E-2,0.10314619999999998,6.4710000000000004E-2,1.683105607741946E-5,2.2456009552188762E-3,0,1.0625254899806209,null,null,0.3996133085652912,8.1033565418108924E-2,0.32751262390544922,8.1306409956465708E-2,5.9652054869391971E-2,4.4053381687685304E-3,8.4235863153514252E-6,1.6413934720614079E-3,0,0.95517311794185233,null,{"$f":"J8733*VLOOKUP($B8733,$AR$36:$AZ$47,MATCH(AG$2,$AS$2:$BA$2,0)+1,FALSE)","v":0.4022874213681551},{"$f":"K8733*VLOOKUP($B8733,$AR$36:$AZ$47,MATCH(AH$2,$AS$2:$BA$2,0)+1,FALSE)","v":0.32029997215499145},{"$f":"L8733*VLOOKUP($B8733,$AR$36:$AZ$47,MATCH(AI$2,$AS$2:$BA$2,0)+1,FALSE)","v":5.64192577733196E-3},{"$f":"M8733*VLOOKUP($B8733,$AR$36:$AZ$47,MATCH(AJ$2,$AS$2:$BA$2,0)+1,FALSE)","v":8.0422116751186476E-2},{"$f":"N8733*VLOOKUP($B8733,$AR$36:$AZ$47,MATCH(AK$2,$AS$2:$BA$2,0)+1,FALSE)","v":8.0432256123730242E-2},{"$f":"O8733*VLOOKUP($B8733,$AR$36:$AZ$47,MATCH(AL$2,$AS$2:$BA$2,0)+1,FALSE)","v":6.2368355669962988E-2},{"$f":"P8733*VLOOKUP($B8733,$AR$36:$AZ$47,MATCH(AM$2,$AS$2:$BA$2,0)+1,FALSE)","v":8.4235863153514252E-6},{"$f":"Q8733*VLOOKUP($B8733,$AR$36:$AZ$47,MATCH(AN$2,$AS$2:$BA$2,0)+1,FALSE)","v":1.6127032141525868E-3},{"$f":"R8733*VLOOKUP($B8733,$AR$36:$BA$47,MATCH(AO$2,$AS$2:$BA$2,0)+1,FALSE)","v":0},0.9530731746458263]
[2006,12,30,20,null,2013,12,30,20,0.40028517320690044,0.36476266676616731,7.8770371182796187E-3,9.715049441331601E-2,9.9649500000000002E-2,6.3555E-2,1.683105607741946E-5,2.2456009552188762E-3,0,1.0355423035159599,null,null,0.37899600275852968,8.5125905333144486E-2,0.32288618301786726,7.8550088117224207E-2,5.8587333444973064E-2,4.4053381687685304E-3,8.4235863153514252E-6,1.6413934720614079E-3,0,0.93020066789888389,null,{"$f":"J8734*VLOOKUP($B8734,$AR$36:$AZ$47,MATCH(AG$2,$AS$2:$BA$2,0)+1,FALSE)","v":0.38153214968228816},{"$f":"K8734*VLOOKUP($B8734,$AR$36:$AZ$47,MATCH(AH$2,$AS$2:$BA$2,0)+1,FALSE)","v":0.31577541713235202},{"$f":"L8734*VLOOKUP($B8734,$AR$36:$AZ$47,MATCH(AI$2,$AS$2:$BA$2,0)+1,FALSE)","v":5.64192577733196E-3},{"$f":"M8734*VLOOKUP($B8734,$AR$36:$AZ$47,MATCH(AJ$2,$AS$2:$BA$2,0)+1,FALSE)","v":8.448357741547291E-2},{"$f":"N8734*VLOOKUP($B8734,$AR$36:$AZ$47,MATCH(AK$2,$AS$2:$BA$2,0)+1,FALSE)","v":7.7705568470788633E-2},{"$f":"O8734*VLOOKUP($B8734,$AR$36:$AZ$47,MATCH(AL$2,$AS$2:$BA$2,0)+1,FALSE)","v":6.1255151361528322E-2},{"$f":"P8734*VLOOKUP($B8734,$AR$36:$AZ$47,MATCH(AM$2,$AS$2:$BA$2,0)+1,FALSE)","v":8.4235863153514252E-6},{"$f":"Q8734*VLOOKUP($B8734,$AR$36:$AZ$47,MATCH(AN$2,$AS$2:$BA$2,0)+1,FALSE)","v":1.6127032141525868E-3},{"$f":"R8734*VLOOKUP($B8734,$AR$36:$BA$47,MATCH(AO$2,$AS$2:$BA$2,0)+1,FALSE)","v":0},0.92801491664022995]
[2006,12,30,21,null,2013,12,30,21,0.37031406495847929,0.36452341789996373,7.8770371182796187E-3,0.10626171607075309,9.7944899999999988E-2,6.2870999999999996E-2,1.683105607741946E-5,2.2456009552188762E-3,0,1.012054568058772,null,null,0.35061890816521185,9.3109405540365009E-2,0.32267440105595568,7.7206413736473453E-2,5.7956797120901599E-2,4.4053381687685304E-3,8.4235863153514252E-6,1.6413934720614079E-3,0,0.90762108084605286,null,{"$f":"J8735*VLOOKUP($B8735,$AR$36:$AZ$47,MATCH(AG$2,$AS$2:$BA$2,0)+1,FALSE)","v":0.35296516263460614},{"$f":"K8735*VLOOKUP($B8735,$AR$36:$AZ$47,MATCH(AH$2,$AS$2:$BA$2,0)+1,FALSE)","v":0.31556829914192375},{"$f":"L8735*VLOOKUP($B8735,$AR$36:$AZ$47,MATCH(AI$2,$AS$2:$BA$2,0)+1,FALSE)","v":5.64192577733196E-3},{"$f":"M8735*VLOOKUP($B8735,$AR$36:$AZ$47,MATCH(AJ$2,$AS$2:$BA$2,0)+1,FALSE)","v":9.2406837146615503E-2},{"$f":"N8735*VLOOKUP($B8735,$AR$36:$AZ$47,MATCH(AK$2,$AS$2:$BA$2,0)+1,FALSE)","v":7.6376340406269422E-2},{"$f":"O8735*VLOOKUP($B8735,$AR$36:$AZ$47,MATCH(AL$2,$AS$2:$BA$2,0)+1,FALSE)","v":6.0595903095754022E-2},{"$f":"P8735*VLOOKUP($B8735,$AR$36:$AZ$47,MATCH(AM$2,$AS$2:$BA$2,0)+1,FALSE)","v":8.4235863153514252E-6},{"$f":"Q8735*VLOOKUP($B8735,$AR$36:$AZ$47,MATCH(AN$2,$AS$2:$BA$2,0)+1,FALSE)","v":1.6127032141525868E-3},{"$f":"R8735*VLOOKUP($B8735,$AR$36:$BA$47,MATCH(AO$2,$AS$2:$BA$2,0)+1,FALSE)","v":0},0.90517559500296874]
[2006,12,30,22,null,2013,12,30,22,0.35844603665446517,0.3505993930906442,7.8770371182796187E-3,0.10223363493831923,9.5981699999999989E-2,6.1747000000000003E-2,1.683105607741946E-5,2.2456009552188762E-3,0,0.9791472338130045,null,null,0.33938208105065487,8.9579891303463804E-2,0.31034892031861538,7.5658894351110409E-2,5.692065263514675E-2,4.4053381687685304E-3,8.4235863153514252E-6,1.6413934720614079E-3,0,0.87794559488613655,null,{"$f":"J8736*VLOOKUP($B8736,$AR$36:$AZ$47,MATCH(AG$2,$AS$2:$BA$2,0)+1,FALSE)","v":0.34165314146968456},{"$f":"K8736*VLOOKUP($B8736,$AR$36:$AZ$47,MATCH(AH$2,$AS$2:$BA$2,0)+1,FALSE)","v":0.30351425649193203},{"$f":"L8736*VLOOKUP($B8736,$AR$36:$AZ$47,MATCH(AI$2,$AS$2:$BA$2,0)+1,FALSE)","v":5.64192577733196E-3},{"$f":"M8736*VLOOKUP($B8736,$AR$36:$AZ$47,MATCH(AJ$2,$AS$2:$BA$2,0)+1,FALSE)","v":8.8903955290554282E-2},{"$f":"N8736*VLOOKUP($B8736,$AR$36:$AZ$47,MATCH(AK$2,$AS$2:$BA$2,0)+1,FALSE)","v":7.4845458946534521E-2},{"$f":"O8736*VLOOKUP($B8736,$AR$36:$AZ$47,MATCH(AL$2,$AS$2:$BA$2,0)+1,FALSE)","v":5.9512576998195101E-2},{"$f":"P8736*VLOOKUP($B8736,$AR$36:$AZ$47,MATCH(AM$2,$AS$2:$BA$2,0)+1,FALSE)","v":8.4235863153514252E-6},{"$f":"Q8736*VLOOKUP($B8736,$AR$36:$AZ$47,MATCH(AN$2,$AS$2:$BA$2,0)+1,FALSE)","v":1.6127032141525868E-3},{"$f":"R8736*VLOOKUP($B8736,$AR$36:$BA$47,MATCH(AO$2,$AS$2:$BA$2,0)+1,FALSE)","v":0},0.8756924417747004]
[2006,12,30,23,null,2013,12,30,23,0.33578181689629799,0.32860230376631228,7.8770371182796187E-3,8.9301011098262745E-2,9.3713399999999974E-2,6.0913000000000002E-2,1.683105607741946E-5,2.2456009552188762E-3,0,0.91845100089044873,null,null,0.31792325801913973,7.8247974576059892E-2,0.29087720115282223,7.3870875696964627E-2,5.6151840801410495E-2,4.4053381687685304E-3,8.4235863153514252E-6,1.6413934720614079E-3,0,0.82312630547354215,null,{"$f":"J8737*VLOOKUP($B8737,$AR$36:$AZ$47,MATCH(AG$2,$AS$2:$BA$2,0)+1,FALSE)","v":0.32005072133523765},{"$f":"K8737*VLOOKUP($B8737,$AR$36:$AZ$47,MATCH(AH$2,$AS$2:$BA$2,0)+1,FALSE)","v":0.28447135355816938},{"$f":"L8737*VLOOKUP($B8737,$AR$36:$AZ$47,MATCH(AI$2,$AS$2:$BA$2,0)+1,FALSE)","v":5.64192577733196E-3},{"$f":"M8737*VLOOKUP($B8737,$AR$36:$AZ$47,MATCH(AJ$2,$AS$2:$BA$2,0)+1,FALSE)","v":7.7657544925123903E-2},{"$f":"N8737*VLOOKUP($B8737,$AR$36:$AZ$47,MATCH(AK$2,$AS$2:$BA$2,0)+1,FALSE)","v":7.3076663910309647E-2},{"$f":"O8737*VLOOKUP($B8737,$AR$36:$AZ$47,MATCH(AL$2,$AS$2:$BA$2,0)+1,FALSE)","v":5.8708756744312404E-2},{"$f":"P8737*VLOOKUP($B8737,$AR$36:$AZ$47,MATCH(AM$2,$AS$2:$BA$2,0)+1,FALSE)","v":8.4235863153514252E-6},{"$f":"Q8737*VLOOKUP($B8737,$AR$36:$AZ$47,MATCH(AN$2,$AS$2:$BA$2,0)+1,FALSE)","v":1.6127032141525868E-3},{"$f":"R8737*VLOOKUP($B8737,$AR$36:$BA$47,MATCH(AO$2,$AS$2:$BA$2,0)+1,FALSE)","v":0},0.8212280930509529]
[2006,12,30,24,null,2013,12,30,24,0.22441988695664661,0.35137857458503585,7.8770371182796187E-3,0.13120456243708231,9.2451300000000014E-2,6.0392000000000001E-2,1.683105607741946E-5,2.2456009552188762E-3,0,0.86998579310834068,null,null,0.21248411330021233,0.11496500587818767,0.31103864808278803,7.2876008023642178E-2,5.5671563864508111E-2,4.4053381687685304E-3,8.4235863153514252E-6,1.6413934720614079E-3,0,0.77309049437648358,null,{"$f":"J8738*VLOOKUP($B8738,$AR$36:$AZ$47,MATCH(AG$2,$AS$2:$BA$2,0)+1,FALSE)","v":0.21390600410215102},{"$f":"K8738*VLOOKUP($B8738,$AR$36:$AZ$47,MATCH(AH$2,$AS$2:$BA$2,0)+1,FALSE)","v":0.30418879471590837},{"$f":"L8738*VLOOKUP($B8738,$AR$36:$AZ$47,MATCH(AI$2,$AS$2:$BA$2,0)+1,FALSE)","v":5.64192577733196E-3},{"$f":"M8738*VLOOKUP($B8738,$AR$36:$AZ$47,MATCH(AJ$2,$AS$2:$BA$2,0)+1,FALSE)","v":0.11409752338220905},{"$f":"N8738*VLOOKUP($B8738,$AR$36:$AZ$47,MATCH(AK$2,$AS$2:$BA$2,0)+1,FALSE)","v":7.2092492409529627E-2},{"$f":"O8738*VLOOKUP($B8738,$AR$36:$AZ$47,MATCH(AL$2,$AS$2:$BA$2,0)+1,FALSE)","v":5.8206610038949232E-2},{"$f":"P8738*VLOOKUP($B8738,$AR$36:$AZ$47,MATCH(AM$2,$AS$2:$BA$2,0)+1,FALSE)","v":8.4235863153514252E-6},{"$f":"Q8738*VLOOKUP($B8738,$AR$36:$AZ$47,MATCH(AN$2,$AS$2:$BA$2,0)+1,FALSE)","v":1.6127032141525868E-3},{"$f":"R8738*VLOOKUP($B8738,$AR$36:$BA$47,MATCH(AO$2,$AS$2:$BA$2,0)+1,FALSE)","v":0},0.76975447722654722]
[2006,12,31,1,null,2013,12,31,1,0.25686609819586703,0.37279590021408782,7.8770371182796187E-3,0.12124097560680916,9.1294399999999984E-2,5.96E-2,1.683105607741946E-5,2.2456009552188762E-3,0,0.91193684314633983,null,null,0.24320467251005176,0.10623464012540007,0.32999716317459832,7.1964065696356841E-2,5.4941469173478003E-2,4.4053381687685304E-3,8.4235863153514252E-6,1.6413934720614079E-3,0,0.81239716590703026,null,{"$f":"J8739*VLOOKUP($B8739,$AR$36:$AZ$47,MATCH(AG$2,$AS$2:$BA$2,0)+1,FALSE)","v":0.24483213764831352},{"$f":"K8739*VLOOKUP($B8739,$AR$36:$AZ$47,MATCH(AH$2,$AS$2:$BA$2,0)+1,FALSE)","v":0.32272979562022736},{"$f":"L8739*VLOOKUP($B8739,$AR$36:$AZ$47,MATCH(AI$2,$AS$2:$BA$2,0)+1,FALSE)","v":5.64192577733196E-3},{"$f":"M8739*VLOOKUP($B8739,$AR$36:$AZ$47,MATCH(AJ$2,$AS$2:$BA$2,0)+1,FALSE)","v":0.10543303367071057},{"$f":"N8739*VLOOKUP($B8739,$AR$36:$AZ$47,MATCH(AK$2,$AS$2:$BA$2,0)+1,FALSE)","v":7.1190354695202324E-2},{"$f":"O8739*VLOOKUP($B8739,$AR$36:$AZ$47,MATCH(AL$2,$AS$2:$BA$2,0)+1,FALSE)","v":5.7443269941736888E-2},{"$f":"P8739*VLOOKUP($B8739,$AR$36:$AZ$47,MATCH(AM$2,$AS$2:$BA$2,0)+1,FALSE)","v":8.4235863153514252E-6},{"$f":"Q8739*VLOOKUP($B8739,$AR$36:$AZ$47,MATCH(AN$2,$AS$2:$BA$2,0)+1,FALSE)","v":1.6127032141525868E-3},{"$f":"R8739*VLOOKUP($B8739,$AR$36:$BA$47,MATCH(AO$2,$AS$2:$BA$2,0)+1,FALSE)","v":0},0.80889164415399051]
[2006,12,31,2,null,2013,12,31,2,0.23875041284022411,0.36206876266246124,7.8770371182796187E-3,0.1126096524085545,9.0910300000000013E-2,5.9103999999999997E-2,1.683105607741946E-5,2.2456009552188762E-3,0,0.87358259704081576,null,null,0.22605247003896223,9.8671639999549032E-2,0.3205015518790138,7.1661293591671685E-2,5.4484238154853079E-2,4.4053381687685304E-3,8.4235863153514252E-6,1.6413934720614079E-3,0,0.77742634889119511,null,{"$f":"J8740*VLOOKUP($B8740,$AR$36:$AZ$47,MATCH(AG$2,$AS$2:$BA$2,0)+1,FALSE)","v":0.22756515690722609},{"$f":"K8740*VLOOKUP($B8740,$AR$36:$AZ$47,MATCH(AH$2,$AS$2:$BA$2,0)+1,FALSE)","v":0.31344330156909},{"$f":"L8740*VLOOKUP($B8740,$AR$36:$AZ$47,MATCH(AI$2,$AS$2:$BA$2,0)+1,FALSE)","v":5.64192577733196E-3},{"$f":"M8740*VLOOKUP($B8740,$AR$36:$AZ$47,MATCH(AJ$2,$AS$2:$BA$2,0)+1,FALSE)","v":9.7927101086205198E-2},{"$f":"N8740*VLOOKUP($B8740,$AR$36:$AZ$47,MATCH(AK$2,$AS$2:$BA$2,0)+1,FALSE)","v":7.0890837799988324E-2},{"$f":"O8740*VLOOKUP($B8740,$AR$36:$AZ$47,MATCH(AL$2,$AS$2:$BA$2,0)+1,FALSE)","v":5.6965218567725115E-2},{"$f":"P8740*VLOOKUP($B8740,$AR$36:$AZ$47,MATCH(AM$2,$AS$2:$BA$2,0)+1,FALSE)","v":8.4235863153514252E-6},{"$f":"Q8740*VLOOKUP($B8740,$AR$36:$AZ$47,MATCH(AN$2,$AS$2:$BA$2,0)+1,FALSE)","v":1.6127032141525868E-3},{"$f":"R8740*VLOOKUP($B8740,$AR$36:$BA$47,MATCH(AO$2,$AS$2:$BA$2,0)+1,FALSE)","v":0},0.7740546685080345]
[2006,12,31,3,null,2013,12,31,3,0.22172002436556829,0.35904035105845428,7.8770371182796187E-3,0.11160736151672855,9.1047500000000003E-2,5.9152999999999997E-2,1.683105607741946E-5,2.2456009552188762E-3,0,0.85270770607032698,null,null,0.20992784292472411,9.779340546158713E-2,0.31782081628703596,7.1769443377568076E-2,5.4529408154676912E-2,4.4053381687685304E-3,8.4235863153514252E-6,1.6413934720614079E-3,0,0.75789607143273741,null,{"$f":"J8741*VLOOKUP($B8741,$AR$36:$AZ$47,MATCH(AG$2,$AS$2:$BA$2,0)+1,FALSE)","v":0.21133262780152928},{"$f":"K8741*VLOOKUP($B8741,$AR$36:$AZ$47,MATCH(AH$2,$AS$2:$BA$2,0)+1,FALSE)","v":0.31082160251753438},{"$f":"L8741*VLOOKUP($B8741,$AR$36:$AZ$47,MATCH(AI$2,$AS$2:$BA$2,0)+1,FALSE)","v":5.64192577733196E-3},{"$f":"M8741*VLOOKUP($B8741,$AR$36:$AZ$47,MATCH(AJ$2,$AS$2:$BA$2,0)+1,FALSE)","v":9.7055493374234622E-2},{"$f":"N8741*VLOOKUP($B8741,$AR$36:$AZ$47,MATCH(AK$2,$AS$2:$BA$2,0)+1,FALSE)","v":7.0997824829468564E-2},{"$f":"O8741*VLOOKUP($B8741,$AR$36:$AZ$47,MATCH(AL$2,$AS$2:$BA$2,0)+1,FALSE)","v":5.701244541717386E-2},{"$f":"P8741*VLOOKUP($B8741,$AR$36:$AZ$47,MATCH(AM$2,$AS$2:$BA$2,0)+1,FALSE)","v":8.4235863153514252E-6},{"$f":"Q8741*VLOOKUP($B8741,$AR$36:$AZ$47,MATCH(AN$2,$AS$2:$BA$2,0)+1,FALSE)","v":1.6127032141525868E-3},{"$f":"R8741*VLOOKUP($B8741,$AR$36:$BA$47,MATCH(AO$2,$AS$2:$BA$2,0)+1,FALSE)","v":0},0.75448304651774056]
[2006,12,31,4,null,2013,12,31,4,0.22052946577082871,0.35663918089905983,7.8770371182796187E-3,0.10999002115839551,9.118359999999999E-2,5.8963000000000002E-2,1.683105607741946E-5,2.2456009552188762E-3,0,0.84744473695785993,null,null,0.20880060419928953,9.6376247854038602E-2,0.31569531184762389,7.1876726073344305E-2,5.435425917576818E-2,4.4053381687685304E-3,8.4235863153514252E-6,1.6413934720614079E-3,0,0.75315830437720976,null,{"$f":"J8742*VLOOKUP($B8742,$AR$36:$AZ$47,MATCH(AG$2,$AS$2:$BA$2,0)+1,FALSE)","v":0.21019784587509774},{"$f":"K8742*VLOOKUP($B8742,$AR$36:$AZ$47,MATCH(AH$2,$AS$2:$BA$2,0)+1,FALSE)","v":0.30874290703202684},{"$f":"L8742*VLOOKUP($B8742,$AR$36:$AZ$47,MATCH(AI$2,$AS$2:$BA$2,0)+1,FALSE)","v":5.64192577733196E-3},{"$f":"M8742*VLOOKUP($B8742,$AR$36:$AZ$47,MATCH(AJ$2,$AS$2:$BA$2,0)+1,FALSE)","v":9.5649029102533811E-2},{"$f":"N8742*VLOOKUP($B8742,$AR$36:$AZ$47,MATCH(AK$2,$AS$2:$BA$2,0)+1,FALSE)","v":7.1103954091219737E-2},{"$f":"O8742*VLOOKUP($B8742,$AR$36:$AZ$47,MATCH(AL$2,$AS$2:$BA$2,0)+1,FALSE)","v":5.6829320898903225E-2},{"$f":"P8742*VLOOKUP($B8742,$AR$36:$AZ$47,MATCH(AM$2,$AS$2:$BA$2,0)+1,FALSE)","v":8.4235863153514252E-6},{"$f":"Q8742*VLOOKUP($B8742,$AR$36:$AZ$47,MATCH(AN$2,$AS$2:$BA$2,0)+1,FALSE)","v":1.6127032141525868E-3},{"$f":"R8742*VLOOKUP($B8742,$AR$36:$BA$47,MATCH(AO$2,$AS$2:$BA$2,0)+1,FALSE)","v":0},0.74978610957758129]
[2006,12,31,5,null,2013,12,31,5,0.22254345224956823,0.35631117347241709,7.8770371182796187E-3,0.10667136122595917,9.3512299999999979E-2,5.8796000000000001E-2,1.683105607741946E-5,2.2456009552188762E-3,0,0.84797375607752035,null,null,0.21070747678949028,9.3468347766164681E-2,0.31540496122888007,7.3712355857724357E-2,5.4200312441674711E-2,4.4053381687685304E-3,8.4235863153514252E-6,1.6413934720614079E-3,0,0.75354860931107936,null,{"$f":"J8743*VLOOKUP($B8743,$AR$36:$AZ$47,MATCH(AG$2,$AS$2:$BA$2,0)+1,FALSE)","v":0.21211747878207873},{"$f":"K8743*VLOOKUP($B8743,$AR$36:$AZ$47,MATCH(AH$2,$AS$2:$BA$2,0)+1,FALSE)","v":0.30845895066420859},{"$f":"L8743*VLOOKUP($B8743,$AR$36:$AZ$47,MATCH(AI$2,$AS$2:$BA$2,0)+1,FALSE)","v":5.64192577733196E-3},{"$f":"M8743*VLOOKUP($B8743,$AR$36:$AZ$47,MATCH(AJ$2,$AS$2:$BA$2,0)+1,FALSE)","v":9.2763070930002023E-2},{"$f":"N8743*VLOOKUP($B8743,$AR$36:$AZ$47,MATCH(AK$2,$AS$2:$BA$2,0)+1,FALSE)","v":7.2919848373658933E-2},{"$f":"O8743*VLOOKUP($B8743,$AR$36:$AZ$47,MATCH(AL$2,$AS$2:$BA$2,0)+1,FALSE)","v":5.6668364085475875E-2},{"$f":"P8743*VLOOKUP($B8743,$AR$36:$AZ$47,MATCH(AM$2,$AS$2:$BA$2,0)+1,FALSE)","v":8.4235863153514252E-6},{"$f":"Q8743*VLOOKUP($B8743,$AR$36:$AZ$47,MATCH(AN$2,$AS$2:$BA$2,0)+1,FALSE)","v":1.6127032141525868E-3},{"$f":"R8743*VLOOKUP($B8743,$AR$36:$BA$47,MATCH(AO$2,$AS$2:$BA$2,0)+1,FALSE)","v":0},0.75019076541322405]
[2006,12,31,6,null,2013,12,31,6,0.22780049460712254,0.36337414391841821,7.8770371182796187E-3,0.10808870519007273,9.6107000000000012E-2,6.0837000000000002E-2,1.683105607741946E-5,2.2456009552188762E-3,0,0.86634681284518944,null,null,0.21568492330314251,9.4710263093948102E-2,0.32165706917703052,7.5757663798434183E-2,5.6081781209846998E-2,4.4053381687685304E-3,8.4235863153514252E-6,1.6413934720614079E-3,0,0.76994685580954758,null,{"$f":"J8744*VLOOKUP($B8744,$AR$36:$AZ$47,MATCH(AG$2,$AS$2:$BA$2,0)+1,FALSE)","v":0.21712823312898483},{"$f":"K8744*VLOOKUP($B8744,$AR$36:$AZ$47,MATCH(AH$2,$AS$2:$BA$2,0)+1,FALSE)","v":0.31457337146980385},{"$f":"L8744*VLOOKUP($B8744,$AR$36:$AZ$47,MATCH(AI$2,$AS$2:$BA$2,0)+1,FALSE)","v":5.64192577733196E-3},{"$f":"M8744*VLOOKUP($B8744,$AR$36:$AZ$47,MATCH(AJ$2,$AS$2:$BA$2,0)+1,FALSE)","v":9.3995615233967267E-2},{"$f":"N8744*VLOOKUP($B8744,$AR$36:$AZ$47,MATCH(AK$2,$AS$2:$BA$2,0)+1,FALSE)","v":7.4943166488763951E-2},{"$f":"O8744*VLOOKUP($B8744,$AR$36:$AZ$47,MATCH(AL$2,$AS$2:$BA$2,0)+1,FALSE)","v":5.8635506937004145E-2},{"$f":"P8744*VLOOKUP($B8744,$AR$36:$AZ$47,MATCH(AM$2,$AS$2:$BA$2,0)+1,FALSE)","v":8.4235863153514252E-6},{"$f":"Q8744*VLOOKUP($B8744,$AR$36:$AZ$47,MATCH(AN$2,$AS$2:$BA$2,0)+1,FALSE)","v":1.6127032141525868E-3},{"$f":"R8744*VLOOKUP($B8744,$AR$36:$BA$47,MATCH(AO$2,$AS$2:$BA$2,0)+1,FALSE)","v":0},0.76653894583632398]
[2006,12,31,7,null,2013,12,31,7,0.24160451666705196,0.3759342518201742,7.8770371182796187E-3,0.10916963229184258,0.10510470000000002,6.4908999999999994E-2,1.683105607741946E-5,2.2456009552188762E-3,0,0.90686156990864475,null,null,0.22875477832872362,9.5657400817672114E-2,0.33277521713511182,8.2850224502224457E-2,5.9835500378880593E-2,4.4053381687685304E-3,8.4235863153514252E-6,1.6413934720614079E-3,0,0.80592827638975795,null,{"$f":"J8745*VLOOKUP($B8745,$AR$36:$AZ$47,MATCH(AG$2,$AS$2:$BA$2,0)+1,FALSE)","v":0.23028554837149656},{"$f":"K8745*VLOOKUP($B8745,$AR$36:$AZ$47,MATCH(AH$2,$AS$2:$BA$2,0)+1,FALSE)","v":0.32544666984506465},{"$f":"L8745*VLOOKUP($B8745,$AR$36:$AZ$47,MATCH(AI$2,$AS$2:$BA$2,0)+1,FALSE)","v":5.64192577733196E-3},{"$f":"M8745*VLOOKUP($B8745,$AR$36:$AZ$47,MATCH(AJ$2,$AS$2:$BA$2,0)+1,FALSE)","v":9.4935606214294588E-2},{"$f":"N8745*VLOOKUP($B8745,$AR$36:$AZ$47,MATCH(AK$2,$AS$2:$BA$2,0)+1,FALSE)","v":8.1959472575895503E-2},{"$f":"O8745*VLOOKUP($B8745,$AR$36:$AZ$47,MATCH(AL$2,$AS$2:$BA$2,0)+1,FALSE)","v":6.256015450752013E-2},{"$f":"P8745*VLOOKUP($B8745,$AR$36:$AZ$47,MATCH(AM$2,$AS$2:$BA$2,0)+1,FALSE)","v":8.4235863153514252E-6},{"$f":"Q8745*VLOOKUP($B8745,$AR$36:$AZ$47,MATCH(AN$2,$AS$2:$BA$2,0)+1,FALSE)","v":1.6127032141525868E-3},{"$f":"R8745*VLOOKUP($B8745,$AR$36:$BA$47,MATCH(AO$2,$AS$2:$BA$2,0)+1,FALSE)","v":0},0.8024505040920713]
[2006,12,31,8,null,2013,12,31,8,0.27329015902076376,0.38675676961659294,4.9887901749104254E-3,0.10791498399116578,0.1109055,6.8408999999999998E-2,1.0659668849032324E-5,2.1213161224772018E-3,0,0.95439717859475914,null,null,0.25875521951590202,9.4558043854902352E-2,0.34235525857111959,8.7422784837704243E-2,6.3061928937725775E-2,2.7900475068867356E-3,5.3349379997225689E-6,1.5505490534819082E-3,0,0.85049916721572238,null,{"$f":"J8746*VLOOKUP($B8746,$AR$36:$AZ$47,MATCH(AG$2,$AS$2:$BA$2,0)+1,FALSE)","v":0.26048674504441749},{"$f":"K8746*VLOOKUP($B8746,$AR$36:$AZ$47,MATCH(AH$2,$AS$2:$BA$2,0)+1,FALSE)","v":0.33481573467257131},{"$f":"L8746*VLOOKUP($B8746,$AR$36:$AZ$47,MATCH(AI$2,$AS$2:$BA$2,0)+1,FALSE)","v":3.5732196589769085E-3},{"$f":"M8746*VLOOKUP($B8746,$AR$36:$AZ$47,MATCH(AJ$2,$AS$2:$BA$2,0)+1,FALSE)","v":9.3844544583784842E-2},{"$f":"N8746*VLOOKUP($B8746,$AR$36:$AZ$47,MATCH(AK$2,$AS$2:$BA$2,0)+1,FALSE)","v":8.648287170569896E-2},{"$f":"O8746*VLOOKUP($B8746,$AR$36:$AZ$47,MATCH(AL$2,$AS$2:$BA$2,0)+1,FALSE)","v":6.5933500896716082E-2},{"$f":"P8746*VLOOKUP($B8746,$AR$36:$AZ$47,MATCH(AM$2,$AS$2:$BA$2,0)+1,FALSE)","v":5.3349379997225689E-6},{"$f":"Q8746*VLOOKUP($B8746,$AR$36:$AZ$47,MATCH(AN$2,$AS$2:$BA$2,0)+1,FALSE)","v":1.5234466840611223E-3},{"$f":"R8746*VLOOKUP($B8746,$AR$36:$BA$47,MATCH(AO$2,$AS$2:$BA$2,0)+1,FALSE)","v":0},0.84666539818422648]
[2006,12,31,9,null,2013,12,31,9,0.31808284562863504,0.39192756730355005,0,0.10733500855996034,0.11283139999999997,6.9204000000000002E-2,0,1.9066423204688544E-3,0,1.0012874638126144,null,null,0.30116560669360548,9.404985360892891E-2,0.34693242416512349,8.8940901985356355E-2,6.379478913894919E-2,0,0,1.3936359668445897E-3,0,0.89627721155880802,null,{"$f":"J8747*VLOOKUP($B8747,$AR$36:$AZ$47,MATCH(AG$2,$AS$2:$BA$2,0)+1,FALSE)","v":0.30318093197777346},{"$f":"K8747*VLOOKUP($B8747,$AR$36:$AZ$47,MATCH(AH$2,$AS$2:$BA$2,0)+1,FALSE)","v":0.33929209956753625},{"$f":"L8747*VLOOKUP($B8747,$AR$36:$AZ$47,MATCH(AI$2,$AS$2:$BA$2,0)+1,FALSE)","v":0},{"$f":"M8747*VLOOKUP($B8747,$AR$36:$AZ$47,MATCH(AJ$2,$AS$2:$BA$2,0)+1,FALSE)","v":9.3340188949392916E-2},{"$f":"N8747*VLOOKUP($B8747,$AR$36:$AZ$47,MATCH(AK$2,$AS$2:$BA$2,0)+1,FALSE)","v":8.7984667041529935E-2},{"$f":"O8747*VLOOKUP($B8747,$AR$36:$AZ$47,MATCH(AL$2,$AS$2:$BA$2,0)+1,FALSE)","v":6.6699732433690595E-2},{"$f":"P8747*VLOOKUP($B8747,$AR$36:$AZ$47,MATCH(AM$2,$AS$2:$BA$2,0)+1,FALSE)","v":0},{"$f":"Q8747*VLOOKUP($B8747,$AR$36:$AZ$47,MATCH(AN$2,$AS$2:$BA$2,0)+1,FALSE)","v":1.3692763139031379E-3},{"$f":"R8747*VLOOKUP($B8747,$AR$36:$BA$47,MATCH(AO$2,$AS$2:$BA$2,0)+1,FALSE)","v":0},0.89186689628382643]
[2006,12,31,10,null,2013,12,31,10,0.36218611101816167,0.39479306235267209,0,9.9105833199876786E-2,0.1135869,6.9847999999999993E-2,0,1.9066423204688544E-3,0,1.0414265488911794,null,null,0.34292323952650966,8.6839226355792665E-2,0.34946894679522239,8.9536435245157614E-2,6.4388451993776699E-2,0,0,1.3936359668445897E-3,0,0.93454993588330371,null,{"$f":"J8748*VLOOKUP($B8748,$AR$36:$AZ$47,MATCH(AG$2,$AS$2:$BA$2,0)+1,FALSE)","v":0.34521799649671597},{"$f":"K8748*VLOOKUP($B8748,$AR$36:$AZ$47,MATCH(AH$2,$AS$2:$BA$2,0)+1,FALSE)","v":0.34177276158936337},{"$f":"L8748*VLOOKUP($B8748,$AR$36:$AZ$47,MATCH(AI$2,$AS$2:$BA$2,0)+1,FALSE)","v":0},{"$f":"M8748*VLOOKUP($B8748,$AR$36:$AZ$47,MATCH(AJ$2,$AS$2:$BA$2,0)+1,FALSE)","v":8.6183970365045409E-2},{"$f":"N8748*VLOOKUP($B8748,$AR$36:$AZ$47,MATCH(AK$2,$AS$2:$BA$2,0)+1,FALSE)","v":8.8573797513631494E-2},{"$f":"O8748*VLOOKUP($B8748,$AR$36:$AZ$47,MATCH(AL$2,$AS$2:$BA$2,0)+1,FALSE)","v":6.7320428169302643E-2},{"$f":"P8748*VLOOKUP($B8748,$AR$36:$AZ$47,MATCH(AM$2,$AS$2:$BA$2,0)+1,FALSE)","v":0},{"$f":"Q8748*VLOOKUP($B8748,$AR$36:$AZ$47,MATCH(AN$2,$AS$2:$BA$2,0)+1,FALSE)","v":1.3692763139031379E-3},{"$f":"R8748*VLOOKUP($B8748,$AR$36:$BA$47,MATCH(AO$2,$AS$2:$BA$2,0)+1,FALSE)","v":0},0.93043823044796203]
[2006,12,31,11,null,2013,12,31,11,0.35337939707435939,0.41042212043472387,0,0.11317371986228709,0.11358639999999999,6.9970000000000004E-2,0,1.9066423204688544E-3,0,1.0624382796918392,null,null,0.33458491074106234,9.9165891243023579E-2,0.36330371490078972,8.9536041113284809E-2,6.4500916074970743E-2,0,0,1.3936359668445897E-3,0,0.95248511003997582,null,{"$f":"J8749*VLOOKUP($B8749,$AR$36:$AZ$47,MATCH(AG$2,$AS$2:$BA$2,0)+1,FALSE)","v":0.33682386969032757},{"$f":"K8749*VLOOKUP($B8749,$AR$36:$AZ$47,MATCH(AH$2,$AS$2:$BA$2,0)+1,FALSE)","v":0.35530285330351741},{"$f":"L8749*VLOOKUP($B8749,$AR$36:$AZ$47,MATCH(AI$2,$AS$2:$BA$2,0)+1,FALSE)","v":0},{"$f":"M8749*VLOOKUP($B8749,$AR$36:$AZ$47,MATCH(AJ$2,$AS$2:$BA$2,0)+1,FALSE)","v":9.8417622896544377E-2},{"$f":"N8749*VLOOKUP($B8749,$AR$36:$AZ$47,MATCH(AK$2,$AS$2:$BA$2,0)+1,FALSE)","v":8.8573407619209177E-2},{"$f":"O8749*VLOOKUP($B8749,$AR$36:$AZ$47,MATCH(AL$2,$AS$2:$BA$2,0)+1,FALSE)","v":6.7438013386297485E-2},{"$f":"P8749*VLOOKUP($B8749,$AR$36:$AZ$47,MATCH(AM$2,$AS$2:$BA$2,0)+1,FALSE)","v":0},{"$f":"Q8749*VLOOKUP($B8749,$AR$36:$AZ$47,MATCH(AN$2,$AS$2:$BA$2,0)+1,FALSE)","v":1.3692763139031379E-3},{"$f":"R8749*VLOOKUP($B8749,$AR$36:$BA$47,MATCH(AO$2,$AS$2:$BA$2,0)+1,FALSE)","v":0},0.9479250432097992]
[2006,12,31,12,null,2013,12,31,12,0.36297003338374623,0.41671787728519083,0,0.11590807957408568,0.11291359999999998,6.9661000000000001E-2,0,1.9066423204688544E-3,0,1.0800772325634915,null,null,0.34366546897420391,0.10156181158680545,0.3688766890120877,8.9005697265244724E-2,6.421606852506126E-2,0,0,1.3936359668445897E-3,0,0.96871937133024766,null,{"$f":"J8750*VLOOKUP($B8750,$AR$36:$AZ$47,MATCH(AG$2,$AS$2:$BA$2,0)+1,FALSE)","v":0.34596519275914384},{"$f":"K8750*VLOOKUP($B8750,$AR$36:$AZ$47,MATCH(AH$2,$AS$2:$BA$2,0)+1,FALSE)","v":0.36075309650753073},{"$f":"L8750*VLOOKUP($B8750,$AR$36:$AZ$47,MATCH(AI$2,$AS$2:$BA$2,0)+1,FALSE)","v":0},{"$f":"M8750*VLOOKUP($B8750,$AR$36:$AZ$47,MATCH(AJ$2,$AS$2:$BA$2,0)+1,FALSE)","v":0.10079546453068662},{"$f":"N8750*VLOOKUP($B8750,$AR$36:$AZ$47,MATCH(AK$2,$AS$2:$BA$2,0)+1,FALSE)","v":8.8048765684556746E-2},{"$f":"O8750*VLOOKUP($B8750,$AR$36:$AZ$47,MATCH(AL$2,$AS$2:$BA$2,0)+1,FALSE)","v":6.7140195090794191E-2},{"$f":"P8750*VLOOKUP($B8750,$AR$36:$AZ$47,MATCH(AM$2,$AS$2:$BA$2,0)+1,FALSE)","v":0},{"$f":"Q8750*VLOOKUP($B8750,$AR$36:$AZ$47,MATCH(AN$2,$AS$2:$BA$2,0)+1,FALSE)","v":1.3692763139031379E-3},{"$f":"R8750*VLOOKUP($B8750,$AR$36:$BA$47,MATCH(AO$2,$AS$2:$BA$2,0)+1,FALSE)","v":0},0.96407199088661533]
[2006,12,31,13,null,2013,12,31,13,0.34835220448317789,0.42524735231318495,0,0.12838171109288596,0.11131149999999999,6.8775000000000003E-2,0,1.9066423204688544E-3,0,1.0839744102097175,null,null,0.32982508943194211,0.11249154675945917,0.37642693986245973,8.7742819918418063E-2,6.339932118130788E-2,0,0,1.3936359668445897E-3,0,0.97127935312043157,null,{"$f":"J8751*VLOOKUP($B8751,$AR$36:$AZ$47,MATCH(AG$2,$AS$2:$BA$2,0)+1,FALSE)","v":0.33203219684165836},{"$f":"K8751*VLOOKUP($B8751,$AR$36:$AZ$47,MATCH(AH$2,$AS$2:$BA$2,0)+1,FALSE)","v":0.36813707184350292},{"$f":"L8751*VLOOKUP($B8751,$AR$36:$AZ$47,MATCH(AI$2,$AS$2:$BA$2,0)+1,FALSE)","v":0},{"$f":"M8751*VLOOKUP($B8751,$AR$36:$AZ$47,MATCH(AJ$2,$AS$2:$BA$2,0)+1,FALSE)","v":0.11164272805141867},{"$f":"N8751*VLOOKUP($B8751,$AR$36:$AZ$47,MATCH(AK$2,$AS$2:$BA$2,0)+1,FALSE)","v":8.6799465976609896E-2},{"$f":"O8751*VLOOKUP($B8751,$AR$36:$AZ$47,MATCH(AL$2,$AS$2:$BA$2,0)+1,FALSE)","v":6.6286256547700581E-2},{"$f":"P8751*VLOOKUP($B8751,$AR$36:$AZ$47,MATCH(AM$2,$AS$2:$BA$2,0)+1,FALSE)","v":0},{"$f":"Q8751*VLOOKUP($B8751,$AR$36:$AZ$47,MATCH(AN$2,$AS$2:$BA$2,0)+1,FALSE)","v":1.3692763139031379E-3},{"$f":"R8751*VLOOKUP($B8751,$AR$36:$BA$47,MATCH(AO$2,$AS$2:$BA$2,0)+1,FALSE)","v":0},0.96626699557479367]
[2006,12,31,14,null,2013,12,31,14,0.34349194322139914,0.42250411867791071,0,0.12357243692583131,0.1100807,6.8064E-2,0,1.9066423204688544E-3,0,1.0696198411456099,null,null,0.32522332120800601,0.1082775299401097,0.37399864245616915,8.6772624900332884E-2,6.2743895265496757E-2,0,0,1.3936359668445897E-3,0,0.95840964973695908,null,{"$f":"J8752*VLOOKUP($B8752,$AR$36:$AZ$47,MATCH(AG$2,$AS$2:$BA$2,0)+1,FALSE)","v":0.32739963473008216},{"$f":"K8752*VLOOKUP($B8752,$AR$36:$AZ$47,MATCH(AH$2,$AS$2:$BA$2,0)+1,FALSE)","v":0.36576225165384368},{"$f":"L8752*VLOOKUP($B8752,$AR$36:$AZ$47,MATCH(AI$2,$AS$2:$BA$2,0)+1,FALSE)","v":0},{"$f":"M8752*VLOOKUP($B8752,$AR$36:$AZ$47,MATCH(AJ$2,$AS$2:$BA$2,0)+1,FALSE)","v":0.10746050861076388},{"$f":"N8752*VLOOKUP($B8752,$AR$36:$AZ$47,MATCH(AK$2,$AS$2:$BA$2,0)+1,FALSE)","v":8.583970186666609E-2},{"$f":"O8752*VLOOKUP($B8752,$AR$36:$AZ$47,MATCH(AL$2,$AS$2:$BA$2,0)+1,FALSE)","v":6.5600985324066774E-2},{"$f":"P8752*VLOOKUP($B8752,$AR$36:$AZ$47,MATCH(AM$2,$AS$2:$BA$2,0)+1,FALSE)","v":0},{"$f":"Q8752*VLOOKUP($B8752,$AR$36:$AZ$47,MATCH(AN$2,$AS$2:$BA$2,0)+1,FALSE)","v":1.3692763139031379E-3},{"$f":"R8752*VLOOKUP($B8752,$AR$36:$BA$47,MATCH(AO$2,$AS$2:$BA$2,0)+1,FALSE)","v":0},0.95343235849932573]
[2006,12,31,15,null,2013,12,31,15,0.36033348146596594,0.41272262645287661,0,0.11107935884278619,0.10881250000000001,6.7628999999999995E-2,0,1.9066423204688544E-3,0,1.0624836090820975,null,null,0.34116914209329902,9.73307551589912E-2,0.36534011191969606,8.5772948818162248E-2,6.2342896287468849E-2,0,0,1.3936359668445897E-3,0,0.95334949024446192,null,{"$f":"J8753*VLOOKUP($B8753,$AR$36:$AZ$47,MATCH(AG$2,$AS$2:$BA$2,0)+1,FALSE)","v":0.34345216108005211},{"$f":"K8753*VLOOKUP($B8753,$AR$36:$AZ$47,MATCH(AH$2,$AS$2:$BA$2,0)+1,FALSE)","v":0.35729440373804516},{"$f":"L8753*VLOOKUP($B8753,$AR$36:$AZ$47,MATCH(AI$2,$AS$2:$BA$2,0)+1,FALSE)","v":0},{"$f":"M8753*VLOOKUP($B8753,$AR$36:$AZ$47,MATCH(AJ$2,$AS$2:$BA$2,0)+1,FALSE)","v":9.6596334056014282E-2},{"$f":"N8753*VLOOKUP($B8753,$AR$36:$AZ$47,MATCH(AK$2,$AS$2:$BA$2,0)+1,FALSE)","v":8.4850773653933925E-2},{"$f":"O8753*VLOOKUP($B8753,$AR$36:$AZ$47,MATCH(AL$2,$AS$2:$BA$2,0)+1,FALSE)","v":6.5181726558552408E-2},{"$f":"P8753*VLOOKUP($B8753,$AR$36:$AZ$47,MATCH(AM$2,$AS$2:$BA$2,0)+1,FALSE)","v":0},{"$f":"Q8753*VLOOKUP($B8753,$AR$36:$AZ$47,MATCH(AN$2,$AS$2:$BA$2,0)+1,FALSE)","v":1.3692763139031379E-3},{"$f":"R8753*VLOOKUP($B8753,$AR$36:$BA$47,MATCH(AO$2,$AS$2:$BA$2,0)+1,FALSE)","v":0},0.948744675400501]
[2006,12,31,16,null,2013,12,31,16,0.37401517732302292,0.41613712125953622,0,0.11606454525957656,0.10695909999999999,6.6885E-2,0,1.9066423204688544E-3,0,1.0819675861626046,null,null,0.3541231768361805,0.10169891107571095,0.36836260653196246,8.431198079206613E-2,6.1657049759531478E-2,0,0,1.3936359668445897E-3,0,0.9715473609622961,null,{"$f":"J8754*VLOOKUP($B8754,$AR$36:$AZ$47,MATCH(AG$2,$AS$2:$BA$2,0)+1,FALSE)","v":0.35649288099935839},{"$f":"K8754*VLOOKUP($B8754,$AR$36:$AZ$47,MATCH(AH$2,$AS$2:$BA$2,0)+1,FALSE)","v":0.36025033541665741},{"$f":"L8754*VLOOKUP($B8754,$AR$36:$AZ$47,MATCH(AI$2,$AS$2:$BA$2,0)+1,FALSE)","v":0},{"$f":"M8754*VLOOKUP($B8754,$AR$36:$AZ$47,MATCH(AJ$2,$AS$2:$BA$2,0)+1,FALSE)","v":0.1009315295186505},{"$f":"N8754*VLOOKUP($B8754,$AR$36:$AZ$47,MATCH(AK$2,$AS$2:$BA$2,0)+1,FALSE)","v":8.340551300933699E-2},{"$f":"O8754*VLOOKUP($B8754,$AR$36:$AZ$47,MATCH(AL$2,$AS$2:$BA$2,0)+1,FALSE)","v":6.4464649497534762E-2},{"$f":"P8754*VLOOKUP($B8754,$AR$36:$AZ$47,MATCH(AM$2,$AS$2:$BA$2,0)+1,FALSE)","v":0},{"$f":"Q8754*VLOOKUP($B8754,$AR$36:$AZ$47,MATCH(AN$2,$AS$2:$BA$2,0)+1,FALSE)","v":1.3692763139031379E-3},{"$f":"R8754*VLOOKUP($B8754,$AR$36:$BA$47,MATCH(AO$2,$AS$2:$BA$2,0)+1,FALSE)","v":0},0.96691418475544111]
[2006,12,31,17,null,2013,12,31,17,0.42636768321424606,0.41904858550158119,2.8882469433691937E-3,0.11586766086861239,0.10710799999999995,6.7461999999999994E-2,6.1713872283871353E-6,2.0309271532105294E-3,0,1.1407792750682477,null,null,0.4036913142423349,0.10152639561783292,0.37093982087366356,8.4429353263786033E-2,6.2188949553375381E-2,1.6152906618817945E-3,3.0886483156288559E-6,1.48448038542409E-3,0,1.0258786932466144,null,{"$f":"J8755*VLOOKUP($B8755,$AR$36:$AZ$47,MATCH(AG$2,$AS$2:$BA$2,0)+1,FALSE)","v":0.40639271604423211},{"$f":"K8755*VLOOKUP($B8755,$AR$36:$AZ$47,MATCH(AH$2,$AS$2:$BA$2,0)+1,FALSE)","v":0.36277079301624787},{"$f":"L8755*VLOOKUP($B8755,$AR$36:$AZ$47,MATCH(AI$2,$AS$2:$BA$2,0)+1,FALSE)","v":2.0687061183550523E-3},{"$f":"M8755*VLOOKUP($B8755,$AR$36:$AZ$47,MATCH(AJ$2,$AS$2:$BA$2,0)+1,FALSE)","v":0.10076031579723439},{"$f":"N8755*VLOOKUP($B8755,$AR$36:$AZ$47,MATCH(AK$2,$AS$2:$BA$2,0)+1,FALSE)","v":8.3521623568299133E-2},{"$f":"O8755*VLOOKUP($B8755,$AR$36:$AZ$47,MATCH(AL$2,$AS$2:$BA$2,0)+1,FALSE)","v":6.5020769745125065E-2},{"$f":"P8755*VLOOKUP($B8755,$AR$36:$AZ$47,MATCH(AM$2,$AS$2:$BA$2,0)+1,FALSE)","v":3.0886483156288559E-6},{"$f":"Q8755*VLOOKUP($B8755,$AR$36:$AZ$47,MATCH(AN$2,$AS$2:$BA$2,0)+1,FALSE)","v":1.4585328439946027E-3},{"$f":"R8755*VLOOKUP($B8755,$AR$36:$BA$47,MATCH(AO$2,$AS$2:$BA$2,0)+1,FALSE)","v":0},1.0219965457818041]
[2006,12,31,18,null,2013,12,31,18,0.4996449523326939,0.4193947870622578,7.8770371182796187E-3,0.11593945793203653,0.10635660000000004,6.6743999999999998E-2,1.683105607741946E-5,2.2456009552188762E-3,0,1.2182192664565641,null,null,0.47307133115991884,0.10158930615741535,0.37124627685358258,8.3837051885341823E-2,6.1527070780446572E-2,4.4053381687685304E-3,8.4235863153514252E-6,1.6413934720614079E-3,0,1.0973261920638504,null,{"$f":"J8756*VLOOKUP($B8756,$AR$36:$AZ$47,MATCH(AG$2,$AS$2:$BA$2,0)+1,FALSE)","v":0.47623700676733149},{"$f":"K8756*VLOOKUP($B8756,$AR$36:$AZ$47,MATCH(AH$2,$AS$2:$BA$2,0)+1,FALSE)","v":0.3630705000646795},{"$f":"L8756*VLOOKUP($B8756,$AR$36:$AZ$47,MATCH(AI$2,$AS$2:$BA$2,0)+1,FALSE)","v":5.64192577733196E-3},{"$f":"M8756*VLOOKUP($B8756,$AR$36:$AZ$47,MATCH(AJ$2,$AS$2:$BA$2,0)+1,FALSE)","v":0.10082275163765525},{"$f":"N8756*VLOOKUP($B8756,$AR$36:$AZ$47,MATCH(AK$2,$AS$2:$BA$2,0)+1,FALSE)","v":8.2935690230460574E-2},{"$f":"O8756*VLOOKUP($B8756,$AR$36:$AZ$47,MATCH(AL$2,$AS$2:$BA$2,0)+1,FALSE)","v":6.4328751828712866E-2},{"$f":"P8756*VLOOKUP($B8756,$AR$36:$AZ$47,MATCH(AM$2,$AS$2:$BA$2,0)+1,FALSE)","v":8.4235863153514252E-6},{"$f":"Q8756*VLOOKUP($B8756,$AR$36:$AZ$47,MATCH(AN$2,$AS$2:$BA$2,0)+1,FALSE)","v":1.6127032141525868E-3},{"$f":"R8756*VLOOKUP($B8756,$AR$36:$BA$47,MATCH(AO$2,$AS$2:$BA$2,0)+1,FALSE)","v":0},1.0946577531066395]
[2006,12,31,19,null,2013,12,31,19,0.53015562250817216,0.41153240088298276,7.8770371182796187E-3,0.11734201028287383,9.8910500000000054E-2,6.4048999999999995E-2,1.683105607741946E-5,2.2456009552188762E-3,0,1.2321290028036049,null,null,0.50195929107447013,0.10281826067136984,0.36428652988894605,7.7967561209225419E-2,5.9042720790135776E-2,4.4053381687685304E-3,8.4235863153514252E-6,1.6413934720614079E-3,0,1.1121295188612925,null,{"$f":"J8757*VLOOKUP($B8757,$AR$36:$AZ$47,MATCH(AG$2,$AS$2:$BA$2,0)+1,FALSE)","v":0.50531827771982951},{"$f":"K8757*VLOOKUP($B8757,$AR$36:$AZ$47,MATCH(AH$2,$AS$2:$BA$2,0)+1,FALSE)","v":0.35626402423362141},{"$f":"L8757*VLOOKUP($B8757,$AR$36:$AZ$47,MATCH(AI$2,$AS$2:$BA$2,0)+1,FALSE)","v":5.64192577733196E-3},{"$f":"M8757*VLOOKUP($B8757,$AR$36:$AZ$47,MATCH(AJ$2,$AS$2:$BA$2,0)+1,FALSE)","v":0.10204243292519562},{"$f":"N8757*VLOOKUP($B8757,$AR$36:$AZ$47,MATCH(AK$2,$AS$2:$BA$2,0)+1,FALSE)","v":7.7129304514623187E-2},{"$f":"O8757*VLOOKUP($B8757,$AR$36:$AZ$47,MATCH(AL$2,$AS$2:$BA$2,0)+1,FALSE)","v":6.1731275109031973E-2},{"$f":"P8757*VLOOKUP($B8757,$AR$36:$AZ$47,MATCH(AM$2,$AS$2:$BA$2,0)+1,FALSE)","v":8.4235863153514252E-6},{"$f":"Q8757*VLOOKUP($B8757,$AR$36:$AZ$47,MATCH(AN$2,$AS$2:$BA$2,0)+1,FALSE)","v":1.6127032141525868E-3},{"$f":"R8757*VLOOKUP($B8757,$AR$36:$BA$47,MATCH(AO$2,$AS$2:$BA$2,0)+1,FALSE)","v":0},1.1097483670801016]
[2006,12,31,20,null,2013,12,31,20,0.48864338058850737,0.40197345202198165,7.8770371182796187E-3,0.12017286155128445,9.546049999999999E-2,6.3092999999999996E-2,1.683105607741946E-5,2.2456009552188762E-3,0,1.1794826632913495,null,null,0.46265487810545436,0.10529872954126274,0.35582499368307602,7.52480512869034E-2,5.8161444875205491E-2,4.4053381687685304E-3,8.4235863153514252E-6,1.6413934720614079E-3,0,1.0632432527190472,null,{"$f":"J8758*VLOOKUP($B8758,$AR$36:$AZ$47,MATCH(AG$2,$AS$2:$BA$2,0)+1,FALSE)","v":0.46575084940153311},{"$f":"K8758*VLOOKUP($B8758,$AR$36:$AZ$47,MATCH(AH$2,$AS$2:$BA$2,0)+1,FALSE)","v":0.34798883233777844},{"$f":"L8758*VLOOKUP($B8758,$AR$36:$AZ$47,MATCH(AI$2,$AS$2:$BA$2,0)+1,FALSE)","v":5.64192577733196E-3},{"$f":"M8758*VLOOKUP($B8758,$AR$36:$AZ$47,MATCH(AJ$2,$AS$2:$BA$2,0)+1,FALSE)","v":0.10450418511421668},{"$f":"N8758*VLOOKUP($B8758,$AR$36:$AZ$47,MATCH(AK$2,$AS$2:$BA$2,0)+1,FALSE)","v":7.4439033000724714E-2},{"$f":"O8758*VLOOKUP($B8758,$AR$36:$AZ$47,MATCH(AL$2,$AS$2:$BA$2,0)+1,FALSE)","v":6.0809869638154448E-2},{"$f":"P8758*VLOOKUP($B8758,$AR$36:$AZ$47,MATCH(AM$2,$AS$2:$BA$2,0)+1,FALSE)","v":8.4235863153514252E-6},{"$f":"Q8758*VLOOKUP($B8758,$AR$36:$AZ$47,MATCH(AN$2,$AS$2:$BA$2,0)+1,FALSE)","v":1.6127032141525868E-3},{"$f":"R8758*VLOOKUP($B8758,$AR$36:$BA$47,MATCH(AO$2,$AS$2:$BA$2,0)+1,FALSE)","v":0},1.0607558220702074]
[2006,12,31,21,null,2013,12,31,21,0.46570248774530071,0.39996975793911527,7.8770371182796187E-3,0.1237543543526033,9.379259999999999E-2,6.2876000000000001E-2,1.683105607741946E-5,2.2456009552188762E-3,0,1.1562346691665952,null,null,0.44093409684935458,0.10843693093691739,0.35405133318188509,7.3933306185616207E-2,5.7961406304557095E-2,4.4053381687685304E-3,8.4235863153514252E-6,1.6413934720614079E-3,0,1.0413722286854756,null,{"$f":"J8759*VLOOKUP($B8759,$AR$36:$AZ$47,MATCH(AG$2,$AS$2:$BA$2,0)+1,FALSE)","v":0.44388471808326035},{"$f":"K8759*VLOOKUP($B8759,$AR$36:$AZ$47,MATCH(AH$2,$AS$2:$BA$2,0)+1,FALSE)","v":0.34625423230200131},{"$f":"L8759*VLOOKUP($B8759,$AR$36:$AZ$47,MATCH(AI$2,$AS$2:$BA$2,0)+1,FALSE)","v":5.64192577733196E-3},{"$f":"M8759*VLOOKUP($B8759,$AR$36:$AZ$47,MATCH(AJ$2,$AS$2:$BA$2,0)+1,FALSE)","v":0.10761870682787773},{"$f":"N8759*VLOOKUP($B8759,$AR$36:$AZ$47,MATCH(AK$2,$AS$2:$BA$2,0)+1,FALSE)","v":7.3138423186802637E-2},{"$f":"O8759*VLOOKUP($B8759,$AR$36:$AZ$47,MATCH(AL$2,$AS$2:$BA$2,0)+1,FALSE)","v":6.0600722162024306E-2},{"$f":"P8759*VLOOKUP($B8759,$AR$36:$AZ$47,MATCH(AM$2,$AS$2:$BA$2,0)+1,FALSE)","v":8.4235863153514252E-6},{"$f":"Q8759*VLOOKUP($B8759,$AR$36:$AZ$47,MATCH(AN$2,$AS$2:$BA$2,0)+1,FALSE)","v":1.6127032141525868E-3},{"$f":"R8759*VLOOKUP($B8759,$AR$36:$BA$47,MATCH(AO$2,$AS$2:$BA$2,0)+1,FALSE)","v":0},1.0387598551397663]
[2006,12,31,22,null,2013,12,31,22,0.42297710292291762,0.39034791445259648,7.8770371182796187E-3,0.11814349865431735,9.2477600000000007E-2,6.2192999999999998E-2,1.683105607741946E-5,2.2456009552188762E-3,0,1.0962785851594075,null,null,0.40048106199354344,0.10352054657989905,0.34553412295173569,7.2896739360151466E-2,5.7331791817216732E-2,4.4053381687685304E-3,8.4235863153514252E-6,1.6413934720614079E-3,0,0.98581941792969163,null,{"$f":"J8760*VLOOKUP($B8760,$AR$36:$AZ$47,MATCH(AG$2,$AS$2:$BA$2,0)+1,FALSE)","v":0.40316098158637775},{"$f":"K8760*VLOOKUP($B8760,$AR$36:$AZ$47,MATCH(AH$2,$AS$2:$BA$2,0)+1,FALSE)","v":0.33792459246392703},{"$f":"L8760*VLOOKUP($B8760,$AR$36:$AZ$47,MATCH(AI$2,$AS$2:$BA$2,0)+1,FALSE)","v":5.64192577733196E-3},{"$f":"M8760*VLOOKUP($B8760,$AR$36:$AZ$47,MATCH(AJ$2,$AS$2:$BA$2,0)+1,FALSE)","v":0.10273941964961077},{"$f":"N8760*VLOOKUP($B8760,$AR$36:$AZ$47,MATCH(AK$2,$AS$2:$BA$2,0)+1,FALSE)","v":7.2113000856142806E-2},{"$f":"O8760*VLOOKUP($B8760,$AR$36:$AZ$47,MATCH(AL$2,$AS$2:$BA$2,0)+1,FALSE)","v":5.9942437709504061E-2},{"$f":"P8760*VLOOKUP($B8760,$AR$36:$AZ$47,MATCH(AM$2,$AS$2:$BA$2,0)+1,FALSE)","v":8.4235863153514252E-6},{"$f":"Q8760*VLOOKUP($B8760,$AR$36:$AZ$47,MATCH(AN$2,$AS$2:$BA$2,0)+1,FALSE)","v":1.6127032141525868E-3},{"$f":"R8760*VLOOKUP($B8760,$AR$36:$BA$47,MATCH(AO$2,$AS$2:$BA$2,0)+1,FALSE)","v":0},0.98314348484336234]
[2006,12,31,23,null,2013,12,31,23,0.3501911467312282,0.38998070826529041,7.8770371182796187E-3,0.12317919265717113,9.19547E-2,6.0964999999999998E-2,1.683105607741946E-5,2.2456009552188762E-3,0,1.0264102167832658,null,null,0.33156622752039838,0.107932958617144,0.34520907377592241,7.2484556247576923E-2,5.619977631142762E-2,4.4053381687685304E-3,8.4235863153514252E-6,1.6413934720614079E-3,0,0.91944774769961446,null,{"$f":"J8761*VLOOKUP($B8761,$AR$36:$AZ$47,MATCH(AG$2,$AS$2:$BA$2,0)+1,FALSE)","v":0.33378498619285812},{"$f":"K8761*VLOOKUP($B8761,$AR$36:$AZ$47,MATCH(AH$2,$AS$2:$BA$2,0)+1,FALSE)","v":0.33760670168854107},{"$f":"L8761*VLOOKUP($B8761,$AR$36:$AZ$47,MATCH(AI$2,$AS$2:$BA$2,0)+1,FALSE)","v":5.64192577733196E-3},{"$f":"M8761*VLOOKUP($B8761,$AR$36:$AZ$47,MATCH(AJ$2,$AS$2:$BA$2,0)+1,FALSE)","v":0.10711853729280844},{"$f":"N8761*VLOOKUP($B8761,$AR$36:$AZ$47,MATCH(AK$2,$AS$2:$BA$2,0)+1,FALSE)","v":7.1705249269297153E-2},{"$f":"O8761*VLOOKUP($B8761,$AR$36:$AZ$47,MATCH(AL$2,$AS$2:$BA$2,0)+1,FALSE)","v":5.8758875033523311E-2},{"$f":"P8761*VLOOKUP($B8761,$AR$36:$AZ$47,MATCH(AM$2,$AS$2:$BA$2,0)+1,FALSE)","v":8.4235863153514252E-6},{"$f":"Q8761*VLOOKUP($B8761,$AR$36:$AZ$47,MATCH(AN$2,$AS$2:$BA$2,0)+1,FALSE)","v":1.6127032141525868E-3},{"$f":"R8761*VLOOKUP($B8761,$AR$36:$BA$47,MATCH(AO$2,$AS$2:$BA$2,0)+1,FALSE)","v":0},0.91623740205482795]
[2006,12,31,24,null,2013,12,31,24,0.24831308284885095,0.39816860242769364,7.8770371182796187E-3,0.14353076903359382,9.0713200000000008E-2,5.9952999999999999E-2,1.683105607741946E-5,2.2456009552188762E-3,0,0.95081812343971439,null,null,0.23510654935929509,0.12576556332452837,0.35245695886375528,7.1505926807413814E-2,5.5266877539555816E-2,4.4053381687685304E-3,8.4235863153514252E-6,1.6413934720614079E-3,0,0.84615703112169371,null,{"$f":"J8762*VLOOKUP($B8762,$AR$36:$AZ$47,MATCH(AG$2,$AS$2:$BA$2,0)+1,FALSE)","v":0.23667982387293937},{"$f":"K8762*VLOOKUP($B8762,$AR$36:$AZ$47,MATCH(AH$2,$AS$2:$BA$2,0)+1,FALSE)","v":0.3446949701165869},{"$f":"L8762*VLOOKUP($B8762,$AR$36:$AZ$47,MATCH(AI$2,$AS$2:$BA$2,0)+1,FALSE)","v":5.64192577733196E-3},{"$f":"M8762*VLOOKUP($B8762,$AR$36:$AZ$47,MATCH(AJ$2,$AS$2:$BA$2,0)+1,FALSE)","v":0.12481658390294231},{"$f":"N8762*VLOOKUP($B8762,$AR$36:$AZ$47,MATCH(AK$2,$AS$2:$BA$2,0)+1,FALSE)","v":7.0737141418716037E-2},{"$f":"O8762*VLOOKUP($B8762,$AR$36:$AZ$47,MATCH(AL$2,$AS$2:$BA$2,0)+1,FALSE)","v":5.778349602041865E-2},{"$f":"P8762*VLOOKUP($B8762,$AR$36:$AZ$47,MATCH(AM$2,$AS$2:$BA$2,0)+1,FALSE)","v":8.4235863153514252E-6},{"$f":"Q8762*VLOOKUP($B8762,$AR$36:$AZ$47,MATCH(AN$2,$AS$2:$BA$2,0)+1,FALSE)","v":1.6127032141525868E-3},{"$f":"R8762*VLOOKUP($B8762,$AR$36:$BA$47,MATCH(AO$2,$AS$2:$BA$2,0)+1,FALSE)","v":0},0.84197506790940324]
[]
[null,null,null,null,null,null,null,null,null,null,null,null,null,null,null,null,null,null,null,null,null,{"$f":"SUM(V3:V8762)","v":2253.0810000000042},700.16299999999399,2819.4759999999783,682.97700000000134,574.29200000000287,22.107000000001182,4.7000000000000847E-2,13.601999999998979,0.42309024000000017,7066.1680902399939,null,2253.081000000001,2819.4760000000015,22.107000000000752,700.1630000000082,682.97700000000043,574.29199999999946,4.7000000000000847E-2,13.602000000000263,0.42309024000000017,{"$f":"SUM(AP3:AP8762)","v":7066.1680902400021},"Totals"]
[null,null,null,null,null,null,null,null,null,null,null,null,null,null,null,null,null,null,null,null,null,null,null,null,null,null,null,null,null,null,null,null,{"$f":"AG8764-V8764","v":0},{"$f":"AH8764-X8764","v":2.319211489520967E-11},{"$f":"AI8764-AA8764","v":-4.2987835513486061E-13},{"$f":"AJ8764-W8764","v":1.4210854715202004E-11},{"$f":"AK8764-Y8764","v":-9.0949470177292824E-13},{"$f":"AL8764-Z8764","v":-3.4106051316484809E-12},{"$f":"AM8764-AB8764","v":0},{"$f":"AN8764-AC8764","v":1.2843059948863811E-12},{"$f":"AO8764-AD8764","v":0},{"$f":"AP8764-AE8764","v":8.1854523159563541E-12},"Check"]

{"sheet":"2021 (Monthly Scaling)","index":2,"n_rows":116,"n_cols":22,"rows_kept":116,"cut":false,"hidden":false,"merged":[]}
[]
[null,"*Monthly Scaling Used in CA Model"]
[]
[null,"Day","Hour","Residential","GS < 50 kW","GS > 50 < 1500 ","GS > 1500 < 5000",null,"LU","Street Lighting","Sentinel Lighting","USL",null,null,"standby","TOTAL LDC sales",null,"Range Start","Range End"]
[]
["NCP"]
[]
["Jan",null,null,{"$f":"_xlfn.MAXIFS('Hourly load shapes by class'!AG:AG,'Hourly load shapes by class'!$B:$B,$V8)*1000000","v":512376.41047487734},{"$f":"_xlfn.MAXIFS('Hourly load shapes by class'!AJ:AJ,'Hourly load shapes by class'!$B:$B,$V8)*1000000","v":133322.45245900034},{"$f":"_xlfn.MAXIFS('Hourly load shapes by class'!AH:AH,'Hourly load shapes by class'!$B:$B,$V8)*1000000","v":468330.12049516069},{"$f":"_xlfn.MAXIFS('Hourly load shapes by class'!AK:AK,'Hourly load shapes by class'!$B:$B,$V8)*1000000","v":100295.96583976073},null,{"$f":"_xlfn.MAXIFS('Hourly load shapes by class'!AL:AL,'Hourly load shapes by class'!$B:$B,$V8)*1000000","v":77181.083236126069},{"$f":"_xlfn.MAXIFS('Hourly load shapes by class'!AI:AI,'Hourly load shapes by class'!$B:$B,$V8)*1000000","v":6443.865297066568},{"$f":"_xlfn.MAXIFS('Hourly load shapes by class'!AM:AM,'Hourly load shapes by class'!$B:$B,$V8)*1000000","v":10.150652537394905},{"$f":"_xlfn.MAXIFS('Hourly load shapes by class'!AN:AN,'Hourly load shapes by class'!$B:$B,$V8)*1000000","v":1868.5507687941383},null,null,{"$f":"_xlfn.MAXIFS('Hourly load shapes by class'!AO:AO,'Hourly load shapes by class'!$B:$B,$V8)*1000000","v":705.92000000000007},{"$f":"_xlfn.MAXIFS('Hourly load shapes by class'!AP:AP,'Hourly load shapes by class'!$B:$B,$V8)*1000000","v":1182640.5473697428},null,3,746,null,null,1]
["Feb",null,null,{"$f":"_xlfn.MAXIFS('Hourly load shapes by class'!AG:AG,'Hourly load shapes by class'!$B:$B,$V9)*1000000","v":495458.05040432775},{"$f":"_xlfn.MAXIFS('Hourly load shapes by class'!AJ:AJ,'Hourly load shapes by class'!$B:$B,$V9)*1000000","v":135056.21500532897},{"$f":"_xlfn.MAXIFS('Hourly load shapes by class'!AH:AH,'Hourly load shapes by class'!$B:$B,$V9)*1000000","v":478734.85170961946},{"$f":"_xlfn.MAXIFS('Hourly load shapes by class'!AK:AK,'Hourly load shapes by class'!$B:$B,$V9)*1000000","v":99438.66445586113},null,{"$f":"_xlfn.MAXIFS('Hourly load shapes by class'!AL:AL,'Hourly load shapes by class'!$B:$B,$V9)*1000000","v":76343.583446337027},{"$f":"_xlfn.MAXIFS('Hourly load shapes by class'!AI:AI,'Hourly load shapes by class'!$B:$B,$V9)*1000000","v":6101.7227773577979},{"$f":"_xlfn.MAXIFS('Hourly load shapes by class'!AM:AM,'Hourly load shapes by class'!$B:$B,$V9)*1000000","v":10.282554173884492},{"$f":"_xlfn.MAXIFS('Hourly load shapes by class'!AN:AN,'Hourly load shapes by class'!$B:$B,$V9)*1000000","v":1885.7902256094999},null,null,{"$f":"_xlfn.MAXIFS('Hourly load shapes by class'!AO:AO,'Hourly load shapes by class'!$B:$B,$V9)*1000000","v":80},{"$f":"_xlfn.MAXIFS('Hourly load shapes by class'!AP:AP,'Hourly load shapes by class'!$B:$B,$V9)*1000000","v":1166261.7633620522},null,747,1442,{"$f":"R9-S8","v":1},null,2]
["Mar",null,null,{"$f":"_xlfn.MAXIFS('Hourly load shapes by class'!AG:AG,'Hourly load shapes by class'!$B:$B,$V10)*1000000","v":450916.75406013837},{"$f":"_xlfn.MAXIFS('Hourly load shapes by class'!AJ:AJ,'Hourly load shapes by class'!$B:$B,$V10)*1000000","v":131102.19652405038},{"$f":"_xlfn.MAXIFS('Hourly load shapes by class'!AH:AH,'Hourly load shapes by class'!$B:$B,$V10)*1000000","v":465556.57208004402},{"$f":"_xlfn.MAXIFS('Hourly load shapes by class'!AK:AK,'Hourly load shapes by class'!$B:$B,$V10)*1000000","v":97370.952668403668},null,{"$f":"_xlfn.MAXIFS('Hourly load shapes by class'!AL:AL,'Hourly load shapes by class'!$B:$B,$V10)*1000000","v":77453.493454453201},{"$f":"_xlfn.MAXIFS('Hourly load shapes by class'!AI:AI,'Hourly load shapes by class'!$B:$B,$V10)*1000000","v":5642.3114013010972},{"$f":"_xlfn.MAXIFS('Hourly load shapes by class'!AM:AM,'Hourly load shapes by class'!$B:$B,$V10)*1000000","v":12.504286150481677},{"$f":"_xlfn.MAXIFS('Hourly load shapes by class'!AN:AN,'Hourly load shapes by class'!$B:$B,$V10)*1000000","v":1662.716321056995},null,null,{"$f":"_xlfn.MAXIFS('Hourly load shapes by class'!AO:AO,'Hourly load shapes by class'!$B:$B,$V10)*1000000","v":543.04000000000019},{"$f":"_xlfn.MAXIFS('Hourly load shapes by class'!AP:AP,'Hourly load shapes by class'!$B:$B,$V10)*1000000","v":1082439.2983641436},null,1443,2186,{"$f":"R10-S9","v":1},null,3]
["Apr",null,null,{"$f":"_xlfn.MAXIFS('Hourly load shapes by class'!AG:AG,'Hourly load shapes by class'!$B:$B,$V11)*1000000","v":367703.03139867878},{"$f":"_xlfn.MAXIFS('Hourly load shapes by class'!AJ:AJ,'Hourly load shapes by class'!$B:$B,$V11)*1000000","v":111164.3809159893},{"$f":"_xlfn.MAXIFS('Hourly load shapes by class'!AH:AH,'Hourly load shapes by class'!$B:$B,$V11)*1000000","v":410605.73198615049},{"$f":"_xlfn.MAXIFS('Hourly load shapes by class'!AK:AK,'Hourly load shapes by class'!$B:$B,$V11)*1000000","v":98167.408636907479},null,{"$f":"_xlfn.MAXIFS('Hourly load shapes by class'!AL:AL,'Hourly load shapes by class'!$B:$B,$V11)*1000000","v":77654.807468792351},{"$f":"_xlfn.MAXIFS('Hourly load shapes by class'!AI:AI,'Hourly load shapes by class'!$B:$B,$V11)*1000000","v":5574.4622028906169},{"$f":"_xlfn.MAXIFS('Hourly load shapes by class'!AM:AM,'Hourly load shapes by class'!$B:$B,$V11)*1000000","v":13.764674838836987},{"$f":"_xlfn.MAXIFS('Hourly load shapes by class'!AN:AN,'Hourly load shapes by class'!$B:$B,$V11)*1000000","v":1827.342449763072},null,null,{"$f":"_xlfn.MAXIFS('Hourly load shapes by class'!AO:AO,'Hourly load shapes by class'!$B:$B,$V11)*1000000","v":604.48000000000025},{"$f":"_xlfn.MAXIFS('Hourly load shapes by class'!AP:AP,'Hourly load shapes by class'!$B:$B,$V11)*1000000","v":956794.8594798327},null,2187,2906,1,null,4]
["May",null,null,{"$f":"_xlfn.MAXIFS('Hourly load shapes by class'!AG:AG,'Hourly load shapes by class'!$B:$B,$V12)*1000000","v":355557.44926007785},{"$f":"_xlfn.MAXIFS('Hourly load shapes by class'!AJ:AJ,'Hourly load shapes by class'!$B:$B,$V12)*1000000","v":125679.05153495091},{"$f":"_xlfn.MAXIFS('Hourly load shapes by class'!AH:AH,'Hourly load shapes by class'!$B:$B,$V12)*1000000","v":461680.33504222205},{"$f":"_xlfn.MAXIFS('Hourly load shapes by class'!AK:AK,'Hourly load shapes by class'!$B:$B,$V12)*1000000","v":112082.8656927812},null,{"$f":"_xlfn.MAXIFS('Hourly load shapes by class'!AL:AL,'Hourly load shapes by class'!$B:$B,$V12)*1000000","v":89288.053923979416},{"$f":"_xlfn.MAXIFS('Hourly load shapes by class'!AI:AI,'Hourly load shapes by class'!$B:$B,$V12)*1000000","v":4575.2916862806178},{"$f":"_xlfn.MAXIFS('Hourly load shapes by class'!AM:AM,'Hourly load shapes by class'!$B:$B,$V12)*1000000","v":15.090410825626204},{"$f":"_xlfn.MAXIFS('Hourly load shapes by class'!AN:AN,'Hourly load shapes by class'!$B:$B,$V12)*1000000","v":1841.3004716763685},null,null,{"$f":"_xlfn.MAXIFS('Hourly load shapes by class'!AO:AO,'Hourly load shapes by class'!$B:$B,$V12)*1000000","v":595.52000000000021},{"$f":"_xlfn.MAXIFS('Hourly load shapes by class'!AP:AP,'Hourly load shapes by class'!$B:$B,$V12)*1000000","v":1071526.2545826018},null,2907,3650,1,null,5]
["Jun",null,null,{"$f":"_xlfn.MAXIFS('Hourly load shapes by class'!AG:AG,'Hourly load shapes by class'!$B:$B,$V13)*1000000","v":467001.35075463698},{"$f":"_xlfn.MAXIFS('Hourly load shapes by class'!AJ:AJ,'Hourly load shapes by class'!$B:$B,$V13)*1000000","v":142014.98348648372},{"$f":"_xlfn.MAXIFS('Hourly load shapes by class'!AH:AH,'Hourly load shapes by class'!$B:$B,$V13)*1000000","v":494819.09722570278},{"$f":"_xlfn.MAXIFS('Hourly load shapes by class'!AK:AK,'Hourly load shapes by class'!$B:$B,$V13)*1000000","v":122930.23202114562},null,{"$f":"_xlfn.MAXIFS('Hourly load shapes by class'!AL:AL,'Hourly load shapes by class'!$B:$B,$V13)*1000000","v":93586.530946329847},{"$f":"_xlfn.MAXIFS('Hourly load shapes by class'!AI:AI,'Hourly load shapes by class'!$B:$B,$V13)*1000000","v":3787.7128236434874},{"$f":"_xlfn.MAXIFS('Hourly load shapes by class'!AM:AM,'Hourly load shapes by class'!$B:$B,$V13)*1000000","v":15.090410825626204},{"$f":"_xlfn.MAXIFS('Hourly load shapes by class'!AN:AN,'Hourly load shapes by class'!$B:$B,$V13)*1000000","v":1896.1887482328814},null,null,{"$f":"_xlfn.MAXIFS('Hourly load shapes by class'!AO:AO,'Hourly load shapes by class'!$B:$B,$V13)*1000000","v":935.3599999999999},{"$f":"_xlfn.MAXIFS('Hourly load shapes by class'!AP:AP,'Hourly load shapes by class'!$B:$B,$V13)*1000000","v":1221892.2480053168},null,3651,4370,1,null,6]
["Jul",null,null,{"$f":"_xlfn.MAXIFS('Hourly load shapes by class'!AG:AG,'Hourly load shapes by class'!$B:$B,$V14)*1000000","v":575678.04923989729},{"$f":"_xlfn.MAXIFS('Hourly load shapes by class'!AJ:AJ,'Hourly load shapes by class'!$B:$B,$V14)*1000000","v":145550.59865048903},{"$f":"_xlfn.MAXIFS('Hourly load shapes by class'!AH:AH,'Hourly load shapes by class'!$B:$B,$V14)*1000000","v":498407.13184534101},{"$f":"_xlfn.MAXIFS('Hourly load shapes by class'!AK:AK,'Hourly load shapes by class'!$B:$B,$V14)*1000000","v":125662.24804960069},null,{"$f":"_xlfn.MAXIFS('Hourly load shapes by class'!AL:AL,'Hourly load shapes by class'!$B:$B,$V14)*1000000","v":95229.080611360667},{"$f":"_xlfn.MAXIFS('Hourly load shapes by class'!AI:AI,'Hourly load shapes by class'!$B:$B,$V14)*1000000","v":4001.7938980001918},{"$f":"_xlfn.MAXIFS('Hourly load shapes by class'!AM:AM,'Hourly load shapes by class'!$B:$B,$V14)*1000000","v":14.243518678685003},{"$f":"_xlfn.MAXIFS('Hourly load shapes by class'!AN:AN,'Hourly load shapes by class'!$B:$B,$V14)*1000000","v":1798.346164153882},null,null,{"$f":"_xlfn.MAXIFS('Hourly load shapes by class'!AO:AO,'Hourly load shapes by class'!$B:$B,$V14)*1000000","v":1152.0000000000005},{"$f":"_xlfn.MAXIFS('Hourly load shapes by class'!AP:AP,'Hourly load shapes by class'!$B:$B,$V14)*1000000","v":1277321.332348516},null,4371,5114,1,null,7]
["Aug",null,null,{"$f":"_xlfn.MAXIFS('Hourly load shapes by class'!AG:AG,'Hourly load shapes by class'!$B:$B,$V15)*1000000","v":540051.78631488618},{"$f":"_xlfn.MAXIFS('Hourly load shapes by class'!AJ:AJ,'Hourly load shapes by class'!$B:$B,$V15)*1000000","v":139235.54665043677},{"$f":"_xlfn.MAXIFS('Hourly load shapes by class'!AH:AH,'Hourly load shapes by class'!$B:$B,$V15)*1000000","v":495989.7268455606},{"$f":"_xlfn.MAXIFS('Hourly load shapes by class'!AK:AK,'Hourly load shapes by class'!$B:$B,$V15)*1000000","v":119839.15280016523},null,{"$f":"_xlfn.MAXIFS('Hourly load shapes by class'!AL:AL,'Hourly load shapes by class'!$B:$B,$V15)*1000000","v":91697.331256158344},{"$f":"_xlfn.MAXIFS('Hourly load shapes by class'!AI:AI,'Hourly load shapes by class'!$B:$B,$V15)*1000000","v":4434.0424981838569},{"$f":"_xlfn.MAXIFS('Hourly load shapes by class'!AM:AM,'Hourly load shapes by class'!$B:$B,$V15)*1000000","v":12.83199880962616},{"$f":"_xlfn.MAXIFS('Hourly load shapes by class'!AN:AN,'Hourly load shapes by class'!$B:$B,$V15)*1000000","v":1742.6816517476159},null,null,{"$f":"_xlfn.MAXIFS('Hourly load shapes by class'!AO:AO,'Hourly load shapes by class'!$B:$B,$V15)*1000000","v":965.75999999999954},{"$f":"_xlfn.MAXIFS('Hourly load shapes by class'!AP:AP,'Hourly load shapes by class'!$B:$B,$V15)*1000000","v":1270207.9760097645},null,5115,5858,1,null,8]
["Sep",null,null,{"$f":"_xlfn.MAXIFS('Hourly load shapes by class'!AG:AG,'Hourly load shapes by class'!$B:$B,$V16)*1000000","v":443914.06588984677},{"$f":"_xlfn.MAXIFS('Hourly load shapes by class'!AJ:AJ,'Hourly load shapes by class'!$B:$B,$V16)*1000000","v":121562.63545367059},{"$f":"_xlfn.MAXIFS('Hourly load shapes by class'!AH:AH,'Hourly load shapes by class'!$B:$B,$V16)*1000000","v":454503.25606031064},{"$f":"_xlfn.MAXIFS('Hourly load shapes by class'!AK:AK,'Hourly load shapes by class'!$B:$B,$V16)*1000000","v":118135.98731311424},null,{"$f":"_xlfn.MAXIFS('Hourly load shapes by class'!AL:AL,'Hourly load shapes by class'!$B:$B,$V16)*1000000","v":94150.810789505078},{"$f":"_xlfn.MAXIFS('Hourly load shapes by class'!AI:AI,'Hourly load shapes by class'!$B:$B,$V16)*1000000","v":4880.5059774170368},{"$f":"_xlfn.MAXIFS('Hourly load shapes by class'!AM:AM,'Hourly load shapes by class'!$B:$B,$V16)*1000000","v":11.345308143775213},{"$f":"_xlfn.MAXIFS('Hourly load shapes by class'!AN:AN,'Hourly load shapes by class'!$B:$B,$V16)*1000000","v":1721.4167181433859},null,null,{"$f":"_xlfn.MAXIFS('Hourly load shapes by class'!AO:AO,'Hourly load shapes by class'!$B:$B,$V16)*1000000","v":606.0799999999997},{"$f":"_xlfn.MAXIFS('Hourly load shapes by class'!AP:AP,'Hourly load shapes by class'!$B:$B,$V16)*1000000","v":995023.25942225987},null,5859,6578,1,null,9]
["Oct",null,null,{"$f":"_xlfn.MAXIFS('Hourly load shapes by class'!AG:AG,'Hourly load shapes by class'!$B:$B,$V17)*1000000","v":393934.22597407014},{"$f":"_xlfn.MAXIFS('Hourly load shapes by class'!AJ:AJ,'Hourly load shapes by class'!$B:$B,$V17)*1000000","v":104743.94286369946},{"$f":"_xlfn.MAXIFS('Hourly load shapes by class'!AH:AH,'Hourly load shapes by class'!$B:$B,$V17)*1000000","v":392505.74713257054},{"$f":"_xlfn.MAXIFS('Hourly load shapes by class'!AK:AK,'Hourly load shapes by class'!$B:$B,$V17)*1000000","v":105329.35390676811},null,{"$f":"_xlfn.MAXIFS('Hourly load shapes by class'!AL:AL,'Hourly load shapes by class'!$B:$B,$V17)*1000000","v":84815.121908836212},{"$f":"_xlfn.MAXIFS('Hourly load shapes by class'!AI:AI,'Hourly load shapes by class'!$B:$B,$V17)*1000000","v":5234.3629085549301},{"$f":"_xlfn.MAXIFS('Hourly load shapes by class'!AM:AM,'Hourly load shapes by class'!$B:$B,$V17)*1000000","v":9.483035072360261},{"$f":"_xlfn.MAXIFS('Hourly load shapes by class'!AN:AN,'Hourly load shapes by class'!$B:$B,$V17)*1000000","v":1665.1610487303481},null,null,{"$f":"_xlfn.MAXIFS('Hourly load shapes by class'!AO:AO,'Hourly load shapes by class'!$B:$B,$V17)*1000000","v":782.72000000000048},{"$f":"_xlfn.MAXIFS('Hourly load shapes by class'!AP:AP,'Hourly load shapes by class'!$B:$B,$V17)*1000000","v":967038.36902394891},null,6579,7322,1,null,10]
["Nov",null,null,{"$f":"_xlfn.MAXIFS('Hourly load shapes by class'!AG:AG,'Hourly load shapes by class'!$B:$B,$V18)*1000000","v":401421.14120398456},{"$f":"_xlfn.MAXIFS('Hourly load shapes by class'!AJ:AJ,'Hourly load shapes by class'!$B:$B,$V18)*1000000","v":117680.78643151715},{"$f":"_xlfn.MAXIFS('Hourly load shapes by class'!AH:AH,'Hourly load shapes by class'!$B:$B,$V18)*1000000","v":426124.52701357973},{"$f":"_xlfn.MAXIFS('Hourly load shapes by class'!AK:AK,'Hourly load shapes by class'!$B:$B,$V18)*1000000","v":97029.334034709158},null,{"$f":"_xlfn.MAXIFS('Hourly load shapes by class'!AL:AL,'Hourly load shapes by class'!$B:$B,$V18)*1000000","v":76632.965368022036},{"$f":"_xlfn.MAXIFS('Hourly load shapes by class'!AI:AI,'Hourly load shapes by class'!$B:$B,$V18)*1000000","v":5809.9979320172824},{"$f":"_xlfn.MAXIFS('Hourly load shapes by class'!AM:AM,'Hourly load shapes by class'!$B:$B,$V18)*1000000","v":8.9876499368352381},{"$f":"_xlfn.MAXIFS('Hourly load shapes by class'!AN:AN,'Hourly load shapes by class'!$B:$B,$V18)*1000000","v":1639.2211723175037},null,null,{"$f":"_xlfn.MAXIFS('Hourly load shapes by class'!AO:AO,'Hourly load shapes by class'!$B:$B,$V18)*1000000","v":0},{"$f":"_xlfn.MAXIFS('Hourly load shapes by class'!AP:AP,'Hourly load shapes by class'!$B:$B,$V18)*1000000","v":1029704.0935807305},null,7323,8042,1,null,11]
["Dec",null,null,{"$f":"_xlfn.MAXIFS('Hourly load shapes by class'!AG:AG,'Hourly load shapes by class'!$B:$B,$V19)*1000000","v":505318.27771982952},{"$f":"_xlfn.MAXIFS('Hourly load shapes by class'!AJ:AJ,'Hourly load shapes by class'!$B:$B,$V19)*1000000","v":124816.58390294231},{"$f":"_xlfn.MAXIFS('Hourly load shapes by class'!AH:AH,'Hourly load shapes by class'!$B:$B,$V19)*1000000","v":464662.88113341451},{"$f":"_xlfn.MAXIFS('Hourly load shapes by class'!AK:AK,'Hourly load shapes by class'!$B:$B,$V19)*1000000","v":99756.983270811601},null,{"$f":"_xlfn.MAXIFS('Hourly load shapes by class'!AL:AL,'Hourly load shapes by class'!$B:$B,$V19)*1000000","v":78750.289549152614},{"$f":"_xlfn.MAXIFS('Hourly load shapes by class'!AI:AI,'Hourly load shapes by class'!$B:$B,$V19)*1000000","v":5641.9257773319596},{"$f":"_xlfn.MAXIFS('Hourly load shapes by class'!AM:AM,'Hourly load shapes by class'!$B:$B,$V19)*1000000","v":8.4235863153514252},{"$f":"_xlfn.MAXIFS('Hourly load shapes by class'!AN:AN,'Hourly load shapes by class'!$B:$B,$V19)*1000000","v":1612.7032141525867},null,null,{"$f":"_xlfn.MAXIFS('Hourly load shapes by class'!AO:AO,'Hourly load shapes by class'!$B:$B,$V19)*1000000","v":686.07999999999947},{"$f":"_xlfn.MAXIFS('Hourly load shapes by class'!AP:AP,'Hourly load shapes by class'!$B:$B,$V19)*1000000","v":1150896.7592022314},null,8043,8786,1,null,12]
[]
["1NCP",null,null,{"$f":"LARGE(D8:D19,1)","v":575678.04923989729},{"$f":"LARGE(E8:E19,1)","v":145550.59865048903},{"$f":"LARGE(F8:F19,1)","v":498407.13184534101},125662.24804960069,null,95229.080611360667,{"$f":"LARGE(J8:J19,1)","v":6443.865297066568},{"$f":"LARGE(K8:K19,1)","v":15.090410825626204},{"$f":"LARGE(L8:L19,1)","v":1896.1887482328814},null,null,{"$f":"LARGE(O8:O19,1)","v":1152.0000000000005},{"$f":"SUM(D21:O21)","v":1450034.2528528136}]
["4NCP",null,null,{"$f":"LARGE(D8:D19,1)+ LARGE(D8:D19,2)+ LARGE(D8:D19,3)+ LARGE(D8:D19,4)","v":2133424.5237494903},{"$f":"LARGE(E8:E19,1)+ LARGE(E8:E19,2)+ LARGE(E8:E19,3)+ LARGE(E8:E19,4)","v":561857.34379273851},{"$f":"LARGE(F8:F19,1)+ LARGE(F8:F19,2)+ LARGE(F8:F19,3)+ LARGE(F8:F19,4)","v":1967950.8076262239},486567.62018402579,null,374663.75360335392,{"$f":"LARGE(J8:J19,1)+ LARGE(J8:J19,2)+ LARGE(J8:J19,3)+ LARGE(J8:J19,4)","v":23997.897407742745},{"$f":"LARGE(K8:K19,1)+ LARGE(K8:K19,2)+ LARGE(K8:K19,3)+ LARGE(K8:K19,4)","v":58.189015168774397},{"$f":"LARGE(L8:L19,1)+ LARGE(L8:L19,2)+ LARGE(L8:L19,3)+ LARGE(L8:L19,4)","v":7491.8302143128876},null,null,{"$f":"LARGE(O8:O19,1)+ LARGE(O8:O19,2)+ LARGE(O8:O19,3)+ LARGE(O8:O19,4)","v":3835.84},{"$f":"SUM(D22:O22)","v":5559847.8055930575}]
["12NCP",null,null,{"$f":"SUM(D8:D19)","v":5509330.5926952502},{"$f":"SUM(E8:E19)","v":1531929.3738785589},{"$f":"SUM(F8:F19)","v":5511919.9785696762},1296039.148690029,null,1012783.1519590528,{"$f":"SUM(J8:J19)","v":62127.995180045451},{"$f":"SUM(K8:K19)","v":142.19808630848377},{"$f":"SUM(L8:L19)","v":21161.418954378278},null,null,{"$f":"SUM(O8:O19)","v":7656.9600000000009},{"$f":"SUM(D8:O19)","v":14953090.818013301}]
[]
["CP"]
[]
["Jan",{"$f":"SUMIF('Hourly load shapes by class'!$AP:$AP,'2021 (Monthly Scaling)'!$P27/1000000,'Hourly load shapes by class'!C:C)","v":28},{"$f":"SUMIF('Hourly load shapes by class'!$AP:$AP,'2021 (Monthly Scaling)'!$P27/1000000,'Hourly load shapes by class'!D:D)","v":18},{"$f":"SUMIF('Hourly load shapes by class'!$AP:$AP,'2021 (Monthly Scaling)'!$P8/1000000,'Hourly load shapes by class'!AG:AG)*1000000","v":473577.61368298088},{"$f":"SUMIF('Hourly load shapes by class'!$AP:$AP,'2021 (Monthly Scaling)'!$P8/1000000,'Hourly load shapes by class'!AJ:AJ)*1000000","v":105164.49018988482},{"$f":"SUMIF('Hourly load shapes by class'!$AP:$AP,'2021 (Monthly Scaling)'!$P8/1000000,'Hourly load shapes by class'!AH:AH)*1000000","v":433380.28359129495},{"$f":"SUMIF('Hourly load shapes by class'!$AP:$AP,'2021 (Monthly Scaling)'!$P8/1000000,'Hourly load shapes by class'!AK:AK)*1000000","v":90373.263069184788},null,{"$f":"SUMIF('Hourly load shapes by class'!$AP:$AP,'2021 (Monthly Scaling)'!$P8/1000000,'Hourly load shapes by class'!AL:AL)*1000000","v":72680.84738042453},{"$f":"SUMIF('Hourly load shapes by class'!$AP:$AP,'2021 (Monthly Scaling)'!$P8/1000000,'Hourly load shapes by class'!AI:AI)*1000000","v":5807.9783155625209},{"$f":"SUMIF('Hourly load shapes by class'!$AP:$AP,'2021 (Monthly Scaling)'!$P8/1000000,'Hourly load shapes by class'!AM:AM)*1000000","v":8.0051891409711882},{"$f":"SUMIF('Hourly load shapes by class'!$AP:$AP,'2021 (Monthly Scaling)'!$P8/1000000,'Hourly load shapes by class'!AN:AN)*1000000","v":1648.065951269378},null,null,{"$f":"SUMIF('Hourly load shapes by class'!$AP:$AP,'2021 (Monthly Scaling)'!$P8/1000000,'Hourly load shapes by class'!AO:AO)*1000000","v":0},{"$f":"SUM(D27:O27)","v":1182640.5473697428},{"$f":"OR(P27=LARGE(P$27:P$38,1), P27=LARGE(P$27:P$38,2), P27=LARGE(P$27:P$38,3), P27=LARGE(P$27:P$38,4))","v":true}]
["Feb",{"$f":"SUMIF('Hourly load shapes by class'!$AP:$AP,'2021 (Monthly Scaling)'!$P28/1000000,'Hourly load shapes by class'!C:C)","v":14},{"$f":"SUMIF('Hourly load shapes by class'!$AP:$AP,'2021 (Monthly Scaling)'!$P28/1000000,'Hourly load shapes by class'!D:D)","v":18},{"$f":"SUMIF('Hourly load shapes by class'!$AP:$AP,'2021 (Monthly Scaling)'!$P9/1000000,'Hourly load shapes by class'!AG:AG)*1000000","v":427611.98350261309},{"$f":"SUMIF('Hourly load shapes by class'!$AP:$AP,'2021 (Monthly Scaling)'!$P9/1000000,'Hourly load shapes by class'!AJ:AJ)*1000000","v":118614.60666185796},{"$f":"SUMIF('Hourly load shapes by class'!$AP:$AP,'2021 (Monthly Scaling)'!$P9/1000000,'Hourly load shapes by class'!AH:AH)*1000000","v":458228.85965904256},{"$f":"SUMIF('Hourly load shapes by class'!$AP:$AP,'2021 (Monthly Scaling)'!$P9/1000000,'Hourly load shapes by class'!AK:AK)*1000000","v":88744.988268169414},null,{"$f":"SUMIF('Hourly load shapes by class'!$AP:$AP,'2021 (Monthly Scaling)'!$P9/1000000,'Hourly load shapes by class'!AL:AL)*1000000","v":68251.117895778356},{"$f":"SUMIF('Hourly load shapes by class'!$AP:$AP,'2021 (Monthly Scaling)'!$P9/1000000,'Hourly load shapes by class'!AI:AI)*1000000","v":3066.9439488719986},{"$f":"SUMIF('Hourly load shapes by class'!$AP:$AP,'2021 (Monthly Scaling)'!$P9/1000000,'Hourly load shapes by class'!AM:AM)*1000000","v":5.244503810987367},{"$f":"SUMIF('Hourly load shapes by class'!$AP:$AP,'2021 (Monthly Scaling)'!$P9/1000000,'Hourly load shapes by class'!AN:AN)*1000000","v":1738.0189219078952},null,null,{"$f":"SUMIF('Hourly load shapes by class'!$AP:$AP,'2021 (Monthly Scaling)'!$P9/1000000,'Hourly load shapes by class'!AO:AO)*1000000","v":0},1166261.7633620522,{"$f":"OR(P28=LARGE(P$27:P$38,1), P28=LARGE(P$27:P$38,2), P28=LARGE(P$27:P$38,3), P28=LARGE(P$27:P$38,4))","v":false}]
["Mar",{"$f":"SUMIF('Hourly load shapes by class'!$AP:$AP,'2021 (Monthly Scaling)'!$P29/1000000,'Hourly load shapes by class'!C:C)","v":14},{"$f":"SUMIF('Hourly load shapes by class'!$AP:$AP,'2021 (Monthly Scaling)'!$P29/1000000,'Hourly load shapes by class'!D:D)","v":19},{"$f":"SUMIF('Hourly load shapes by class'!$AP:$AP,'2021 (Monthly Scaling)'!$P10/1000000,'Hourly load shapes by class'!AG:AG)*1000000","v":409688.20906394284},{"$f":"SUMIF('Hourly load shapes by class'!$AP:$AP,'2021 (Monthly Scaling)'!$P10/1000000,'Hourly load shapes by class'!AJ:AJ)*1000000","v":105650.86145391596},{"$f":"SUMIF('Hourly load shapes by class'!$AP:$AP,'2021 (Monthly Scaling)'!$P10/1000000,'Hourly load shapes by class'!AH:AH)*1000000","v":417604.42946941202},{"$f":"SUMIF('Hourly load shapes by class'!$AP:$AP,'2021 (Monthly Scaling)'!$P10/1000000,'Hourly load shapes by class'!AK:AK)*1000000","v":77837.10135318464},null,{"$f":"SUMIF('Hourly load shapes by class'!$AP:$AP,'2021 (Monthly Scaling)'!$P10/1000000,'Hourly load shapes by class'!AL:AL)*1000000","v":64791.4585675126},{"$f":"SUMIF('Hourly load shapes by class'!$AP:$AP,'2021 (Monthly Scaling)'!$P10/1000000,'Hourly load shapes by class'!AI:AI)*1000000","v":5301.7296218537676},{"$f":"SUMIF('Hourly load shapes by class'!$AP:$AP,'2021 (Monthly Scaling)'!$P10/1000000,'Hourly load shapes by class'!AM:AM)*1000000","v":10.282554173884492},{"$f":"SUMIF('Hourly load shapes by class'!$AP:$AP,'2021 (Monthly Scaling)'!$P10/1000000,'Hourly load shapes by class'!AN:AN)*1000000","v":1555.2262801476888},null,null,{"$f":"SUMIF('Hourly load shapes by class'!$AP:$AP,'2021 (Monthly Scaling)'!$P10/1000000,'Hourly load shapes by class'!AO:AO)*1000000","v":0},1082439.2983641434,false]
["Apr",{"$f":"SUMIF('Hourly load shapes by class'!$AP:$AP,'2021 (Monthly Scaling)'!$P30/1000000,'Hourly load shapes by class'!C:C)","v":10},{"$f":"SUMIF('Hourly load shapes by class'!$AP:$AP,'2021 (Monthly Scaling)'!$P30/1000000,'Hourly load shapes by class'!D:D)","v":19},{"$f":"SUMIF('Hourly load shapes by class'!$AP:$AP,'2021 (Monthly Scaling)'!$P11/1000000,'Hourly load shapes by class'!AG:AG)*1000000","v":357646.02306081005},{"$f":"SUMIF('Hourly load shapes by class'!$AP:$AP,'2021 (Monthly Scaling)'!$P11/1000000,'Hourly load shapes by class'!AJ:AJ)*1000000","v":90971.043724574542},{"$f":"SUMIF('Hourly load shapes by class'!$AP:$AP,'2021 (Monthly Scaling)'!$P11/1000000,'Hourly load shapes by class'!AH:AH)*1000000","v":366580.12874940783},{"$f":"SUMIF('Hourly load shapes by class'!$AP:$AP,'2021 (Monthly Scaling)'!$P11/1000000,'Hourly load shapes by class'!AK:AK)*1000000","v":74494.446944117837},null,{"$f":"SUMIF('Hourly load shapes by class'!$AP:$AP,'2021 (Monthly Scaling)'!$P11/1000000,'Hourly load shapes by class'!AL:AL)*1000000","v":64736.206186856463},{"$f":"SUMIF('Hourly load shapes by class'!$AP:$AP,'2021 (Monthly Scaling)'!$P11/1000000,'Hourly load shapes by class'!AI:AI)*1000000","v":847.36900824305064},{"$f":"SUMIF('Hourly load shapes by class'!$AP:$AP,'2021 (Monthly Scaling)'!$P11/1000000,'Hourly load shapes by class'!AM:AM)*1000000","v":2.0840476917469468},{"$f":"SUMIF('Hourly load shapes by class'!$AP:$AP,'2021 (Monthly Scaling)'!$P11/1000000,'Hourly load shapes by class'!AN:AN)*1000000","v":1517.5577581312725},null,null,{"$f":"SUMIF('Hourly load shapes by class'!$AP:$AP,'2021 (Monthly Scaling)'!$P11/1000000,'Hourly load shapes by class'!AO:AO)*1000000","v":0},956794.85947983293,false]
["May",{"$f":"SUMIF('Hourly load shapes by class'!$AP:$AP,'2021 (Monthly Scaling)'!$P31/1000000,'Hourly load shapes by class'!C:C)","v":30},{"$f":"SUMIF('Hourly load shapes by class'!$AP:$AP,'2021 (Monthly Scaling)'!$P31/1000000,'Hourly load shapes by class'!D:D)","v":17},{"$f":"SUMIF('Hourly load shapes by class'!$AP:$AP,'2021 (Monthly Scaling)'!$P12/1000000,'Hourly load shapes by class'!AG:AG)*1000000","v":320938.59324441204},{"$f":"SUMIF('Hourly load shapes by class'!$AP:$AP,'2021 (Monthly Scaling)'!$P12/1000000,'Hourly load shapes by class'!AJ:AJ)*1000000","v":125679.05153495091},{"$f":"SUMIF('Hourly load shapes by class'!$AP:$AP,'2021 (Monthly Scaling)'!$P12/1000000,'Hourly load shapes by class'!AH:AH)*1000000","v":441105.05276813277},{"$f":"SUMIF('Hourly load shapes by class'!$AP:$AP,'2021 (Monthly Scaling)'!$P12/1000000,'Hourly load shapes by class'!AK:AK)*1000000","v":99162.600371616907},null,{"$f":"SUMIF('Hourly load shapes by class'!$AP:$AP,'2021 (Monthly Scaling)'!$P12/1000000,'Hourly load shapes by class'!AL:AL)*1000000","v":83003.696244038496},{"$f":"SUMIF('Hourly load shapes by class'!$AP:$AP,'2021 (Monthly Scaling)'!$P12/1000000,'Hourly load shapes by class'!AI:AI)*1000000","v":0},{"$f":"SUMIF('Hourly load shapes by class'!$AP:$AP,'2021 (Monthly Scaling)'!$P12/1000000,'Hourly load shapes by class'!AM:AM)*1000000","v":0},{"$f":"SUMIF('Hourly load shapes by class'!$AP:$AP,'2021 (Monthly Scaling)'!$P12/1000000,'Hourly load shapes by class'!AN:AN)*1000000","v":1407.5004194506621},null,null,{"$f":"SUMIF('Hourly load shapes by class'!$AP:$AP,'2021 (Monthly Scaling)'!$P12/1000000,'Hourly load shapes by class'!AO:AO)*1000000","v":229.75999999999976},1071526.2545826018,false]
["Jun",{"$f":"SUMIF('Hourly load shapes by class'!$AP:$AP,'2021 (Monthly Scaling)'!$P32/1000000,'Hourly load shapes by class'!C:C)","v":11},{"$f":"SUMIF('Hourly load shapes by class'!$AP:$AP,'2021 (Monthly Scaling)'!$P32/1000000,'Hourly load shapes by class'!D:D)","v":17},{"$f":"SUMIF('Hourly load shapes by class'!$AP:$AP,'2021 (Monthly Scaling)'!$P13/1000000,'Hourly load shapes by class'!AG:AG)*1000000","v":445799.63914452278},{"$f":"SUMIF('Hourly load shapes by class'!$AP:$AP,'2021 (Monthly Scaling)'!$P13/1000000,'Hourly load shapes by class'!AJ:AJ)*1000000","v":142014.98348648372},{"$f":"SUMIF('Hourly load shapes by class'!$AP:$AP,'2021 (Monthly Scaling)'!$P13/1000000,'Hourly load shapes by class'!AH:AH)*1000000","v":476308.12560510944},{"$f":"SUMIF('Hourly load shapes by class'!$AP:$AP,'2021 (Monthly Scaling)'!$P13/1000000,'Hourly load shapes by class'!AK:AK)*1000000","v":86064.046314990643},null,{"$f":"SUMIF('Hourly load shapes by class'!$AP:$AP,'2021 (Monthly Scaling)'!$P13/1000000,'Hourly load shapes by class'!AL:AL)*1000000","v":70255.996127962251},{"$f":"SUMIF('Hourly load shapes by class'!$AP:$AP,'2021 (Monthly Scaling)'!$P13/1000000,'Hourly load shapes by class'!AI:AI)*1000000","v":0},{"$f":"SUMIF('Hourly load shapes by class'!$AP:$AP,'2021 (Monthly Scaling)'!$P13/1000000,'Hourly load shapes by class'!AM:AM)*1000000","v":0},{"$f":"SUMIF('Hourly load shapes by class'!$AP:$AP,'2021 (Monthly Scaling)'!$P13/1000000,'Hourly load shapes by class'!AN:AN)*1000000","v":1449.4573262481063},null,null,{"$f":"SUMIF('Hourly load shapes by class'!$AP:$AP,'2021 (Monthly Scaling)'!$P13/1000000,'Hourly load shapes by class'!AO:AO)*1000000","v":0},1221892.2480053168,true]
["Jul",{"$f":"SUMIF('Hourly load shapes by class'!$AP:$AP,'2021 (Monthly Scaling)'!$P33/1000000,'Hourly load shapes by class'!C:C)","v":17},{"$f":"SUMIF('Hourly load shapes by class'!$AP:$AP,'2021 (Monthly Scaling)'!$P33/1000000,'Hourly load shapes by class'!D:D)","v":17},{"$f":"SUMIF('Hourly load shapes by class'!$AP:$AP,'2021 (Monthly Scaling)'!$P14/1000000,'Hourly load shapes by class'!AG:AG)*1000000","v":498442.93038170482},{"$f":"SUMIF('Hourly load shapes by class'!$AP:$AP,'2021 (Monthly Scaling)'!$P14/1000000,'Hourly load shapes by class'!AJ:AJ)*1000000","v":117771.28225579414},{"$f":"SUMIF('Hourly load shapes by class'!$AP:$AP,'2021 (Monthly Scaling)'!$P14/1000000,'Hourly load shapes by class'!AH:AH)*1000000","v":464387.94191131968},{"$f":"SUMIF('Hourly load shapes by class'!$AP:$AP,'2021 (Monthly Scaling)'!$P14/1000000,'Hourly load shapes by class'!AK:AK)*1000000","v":110165.50806317676},null,{"$f":"SUMIF('Hourly load shapes by class'!$AP:$AP,'2021 (Monthly Scaling)'!$P14/1000000,'Hourly load shapes by class'!AL:AL)*1000000","v":84758.811148051784},{"$f":"SUMIF('Hourly load shapes by class'!$AP:$AP,'2021 (Monthly Scaling)'!$P14/1000000,'Hourly load shapes by class'!AI:AI)*1000000","v":0},{"$f":"SUMIF('Hourly load shapes by class'!$AP:$AP,'2021 (Monthly Scaling)'!$P14/1000000,'Hourly load shapes by class'!AM:AM)*1000000","v":0},{"$f":"SUMIF('Hourly load shapes by class'!$AP:$AP,'2021 (Monthly Scaling)'!$P14/1000000,'Hourly load shapes by class'!AN:AN)*1000000","v":1382.6985884687354},null,null,{"$f":"SUMIF('Hourly load shapes by class'!$AP:$AP,'2021 (Monthly Scaling)'!$P14/1000000,'Hourly load shapes by class'!AO:AO)*1000000","v":412.15999999999985},1277321.332348516,true]
["Aug",{"$f":"SUMIF('Hourly load shapes by class'!$AP:$AP,'2021 (Monthly Scaling)'!$P34/1000000,'Hourly load shapes by class'!C:C)","v":1},{"$f":"SUMIF('Hourly load shapes by class'!$AP:$AP,'2021 (Monthly Scaling)'!$P34/1000000,'Hourly load shapes by class'!D:D)","v":17},{"$f":"SUMIF('Hourly load shapes by class'!$AP:$AP,'2021 (Monthly Scaling)'!$P15/1000000,'Hourly load shapes by class'!AG:AG)*1000000","v":499480.03764141555},{"$f":"SUMIF('Hourly load shapes by class'!$AP:$AP,'2021 (Monthly Scaling)'!$P15/1000000,'Hourly load shapes by class'!AJ:AJ)*1000000","v":125126.82147134474},{"$f":"SUMIF('Hourly load shapes by class'!$AP:$AP,'2021 (Monthly Scaling)'!$P15/1000000,'Hourly load shapes by class'!AH:AH)*1000000","v":469268.1228283142},{"$f":"SUMIF('Hourly load shapes by class'!$AP:$AP,'2021 (Monthly Scaling)'!$P15/1000000,'Hourly load shapes by class'!AK:AK)*1000000","v":98062.230157085723},null,{"$f":"SUMIF('Hourly load shapes by class'!$AP:$AP,'2021 (Monthly Scaling)'!$P15/1000000,'Hourly load shapes by class'!AL:AL)*1000000","v":76905.658930102465},{"$f":"SUMIF('Hourly load shapes by class'!$AP:$AP,'2021 (Monthly Scaling)'!$P15/1000000,'Hourly load shapes by class'!AI:AI)*1000000","v":0},{"$f":"SUMIF('Hourly load shapes by class'!$AP:$AP,'2021 (Monthly Scaling)'!$P15/1000000,'Hourly load shapes by class'!AM:AM)*1000000","v":0},{"$f":"SUMIF('Hourly load shapes by class'!$AP:$AP,'2021 (Monthly Scaling)'!$P15/1000000,'Hourly load shapes by class'!AN:AN)*1000000","v":1365.1049815016759},null,null,{"$f":"SUMIF('Hourly load shapes by class'!$AP:$AP,'2021 (Monthly Scaling)'!$P15/1000000,'Hourly load shapes by class'!AO:AO)*1000000","v":0},1270207.9760097642,true]
["Sep",{"$f":"SUMIF('Hourly load shapes by class'!$AP:$AP,'2021 (Monthly Scaling)'!$P35/1000000,'Hourly load shapes by class'!C:C)","v":11},{"$f":"SUMIF('Hourly load shapes by class'!$AP:$AP,'2021 (Monthly Scaling)'!$P35/1000000,'Hourly load shapes by class'!D:D)","v":16},{"$f":"SUMIF('Hourly load shapes by class'!$AP:$AP,'2021 (Monthly Scaling)'!$P16/1000000,'Hourly load shapes by class'!AG:AG)*1000000","v":231415.8678779749},{"$f":"SUMIF('Hourly load shapes by class'!$AP:$AP,'2021 (Monthly Scaling)'!$P16/1000000,'Hourly load shapes by class'!AJ:AJ)*1000000","v":120562.31516664407},{"$f":"SUMIF('Hourly load shapes by class'!$AP:$AP,'2021 (Monthly Scaling)'!$P16/1000000,'Hourly load shapes by class'!AH:AH)*1000000","v":442136.64469887631},{"$f":"SUMIF('Hourly load shapes by class'!$AP:$AP,'2021 (Monthly Scaling)'!$P16/1000000,'Hourly load shapes by class'!AK:AK)*1000000","v":110132.98477213935},null,{"$f":"SUMIF('Hourly load shapes by class'!$AP:$AP,'2021 (Monthly Scaling)'!$P16/1000000,'Hourly load shapes by class'!AL:AL)*1000000","v":89377.871076080948},{"$f":"SUMIF('Hourly load shapes by class'!$AP:$AP,'2021 (Monthly Scaling)'!$P16/1000000,'Hourly load shapes by class'!AI:AI)*1000000","v":0},{"$f":"SUMIF('Hourly load shapes by class'!$AP:$AP,'2021 (Monthly Scaling)'!$P16/1000000,'Hourly load shapes by class'!AM:AM)*1000000","v":0},{"$f":"SUMIF('Hourly load shapes by class'!$AP:$AP,'2021 (Monthly Scaling)'!$P16/1000000,'Hourly load shapes by class'!AN:AN)*1000000","v":1397.5758305443935},null,null,{"$f":"SUMIF('Hourly load shapes by class'!$AP:$AP,'2021 (Monthly Scaling)'!$P16/1000000,'Hourly load shapes by class'!AO:AO)*1000000","v":0},995023.25942225999,false]
["Oct",{"$f":"SUMIF('Hourly load shapes by class'!$AP:$AP,'2021 (Monthly Scaling)'!$P36/1000000,'Hourly load shapes by class'!C:C)","v":28},{"$f":"SUMIF('Hourly load shapes by class'!$AP:$AP,'2021 (Monthly Scaling)'!$P36/1000000,'Hourly load shapes by class'!D:D)","v":18},{"$f":"SUMIF('Hourly load shapes by class'!$AP:$AP,'2021 (Monthly Scaling)'!$P17/1000000,'Hourly load shapes by class'!AG:AG)*1000000","v":385789.80409037333},{"$f":"SUMIF('Hourly load shapes by class'!$AP:$AP,'2021 (Monthly Scaling)'!$P17/1000000,'Hourly load shapes by class'!AJ:AJ)*1000000","v":81795.689081619552},{"$f":"SUMIF('Hourly load shapes by class'!$AP:$AP,'2021 (Monthly Scaling)'!$P17/1000000,'Hourly load shapes by class'!AH:AH)*1000000","v":349747.69736481371},{"$f":"SUMIF('Hourly load shapes by class'!$AP:$AP,'2021 (Monthly Scaling)'!$P17/1000000,'Hourly load shapes by class'!AK:AK)*1000000","v":75582.063151433133},null,{"$f":"SUMIF('Hourly load shapes by class'!$AP:$AP,'2021 (Monthly Scaling)'!$P17/1000000,'Hourly load shapes by class'!AL:AL)*1000000","v":67250.145062600452},{"$f":"SUMIF('Hourly load shapes by class'!$AP:$AP,'2021 (Monthly Scaling)'!$P17/1000000,'Hourly load shapes by class'!AI:AI)*1000000","v":5234.3629085549301},{"$f":"SUMIF('Hourly load shapes by class'!$AP:$AP,'2021 (Monthly Scaling)'!$P17/1000000,'Hourly load shapes by class'!AM:AM)*1000000","v":9.483035072360261},{"$f":"SUMIF('Hourly load shapes by class'!$AP:$AP,'2021 (Monthly Scaling)'!$P17/1000000,'Hourly load shapes by class'!AN:AN)*1000000","v":1629.1243294814999},null,null,{"$f":"SUMIF('Hourly load shapes by class'!$AP:$AP,'2021 (Monthly Scaling)'!$P17/1000000,'Hourly load shapes by class'!AO:AO)*1000000","v":0},967038.36902394902,false]
["Nov",{"$f":"SUMIF('Hourly load shapes by class'!$AP:$AP,'2021 (Monthly Scaling)'!$P37/1000000,'Hourly load shapes by class'!C:C)","v":25},{"$f":"SUMIF('Hourly load shapes by class'!$AP:$AP,'2021 (Monthly Scaling)'!$P37/1000000,'Hourly load shapes by class'!D:D)","v":18},{"$f":"SUMIF('Hourly load shapes by class'!$AP:$AP,'2021 (Monthly Scaling)'!$P18/1000000,'Hourly load shapes by class'!AG:AG)*1000000","v":394869.31834352302},{"$f":"SUMIF('Hourly load shapes by class'!$AP:$AP,'2021 (Monthly Scaling)'!$P18/1000000,'Hourly load shapes by class'!AJ:AJ)*1000000","v":90185.78690794282},{"$f":"SUMIF('Hourly load shapes by class'!$AP:$AP,'2021 (Monthly Scaling)'!$P18/1000000,'Hourly load shapes by class'!AH:AH)*1000000","v":380313.06445441901},{"$f":"SUMIF('Hourly load shapes by class'!$AP:$AP,'2021 (Monthly Scaling)'!$P18/1000000,'Hourly load shapes by class'!AK:AK)*1000000","v":87224.145129572789},null,{"$f":"SUMIF('Hourly load shapes by class'!$AP:$AP,'2021 (Monthly Scaling)'!$P18/1000000,'Hourly load shapes by class'!AL:AL)*1000000","v":70032.778652011781},{"$f":"SUMIF('Hourly load shapes by class'!$AP:$AP,'2021 (Monthly Scaling)'!$P18/1000000,'Hourly load shapes by class'!AI:AI)*1000000","v":5430.7912710067294},{"$f":"SUMIF('Hourly load shapes by class'!$AP:$AP,'2021 (Monthly Scaling)'!$P18/1000000,'Hourly load shapes by class'!AM:AM)*1000000","v":8.9876499368352381},{"$f":"SUMIF('Hourly load shapes by class'!$AP:$AP,'2021 (Monthly Scaling)'!$P18/1000000,'Hourly load shapes by class'!AN:AN)*1000000","v":1639.2211723175037},null,null,{"$f":"SUMIF('Hourly load shapes by class'!$AP:$AP,'2021 (Monthly Scaling)'!$P18/1000000,'Hourly load shapes by class'!AO:AO)*1000000","v":0},1029704.0935807304,false]
["Dec",{"$f":"SUMIF('Hourly load shapes by class'!$AP:$AP,'2021 (Monthly Scaling)'!$P38/1000000,'Hourly load shapes by class'!C:C)","v":16},{"$f":"SUMIF('Hourly load shapes by class'!$AP:$AP,'2021 (Monthly Scaling)'!$P38/1000000,'Hourly load shapes by class'!D:D)","v":18},{"$f":"SUMIF('Hourly load shapes by class'!$AP:$AP,'2021 (Monthly Scaling)'!$P19/1000000,'Hourly load shapes by class'!AG:AG)*1000000","v":460408.40078470431},{"$f":"SUMIF('Hourly load shapes by class'!$AP:$AP,'2021 (Monthly Scaling)'!$P19/1000000,'Hourly load shapes by class'!AJ:AJ)*1000000","v":93889.3679535212},{"$f":"SUMIF('Hourly load shapes by class'!$AP:$AP,'2021 (Monthly Scaling)'!$P19/1000000,'Hourly load shapes by class'!AH:AH)*1000000","v":423727.43796511897},{"$f":"SUMIF('Hourly load shapes by class'!$AP:$AP,'2021 (Monthly Scaling)'!$P19/1000000,'Hourly load shapes by class'!AK:AK)*1000000","v":92826.142041049126},null,{"$f":"SUMIF('Hourly load shapes by class'!$AP:$AP,'2021 (Monthly Scaling)'!$P19/1000000,'Hourly load shapes by class'!AL:AL)*1000000","v":72782.357880037933},{"$f":"SUMIF('Hourly load shapes by class'!$AP:$AP,'2021 (Monthly Scaling)'!$P19/1000000,'Hourly load shapes by class'!AI:AI)*1000000","v":5641.9257773319596},{"$f":"SUMIF('Hourly load shapes by class'!$AP:$AP,'2021 (Monthly Scaling)'!$P19/1000000,'Hourly load shapes by class'!AM:AM)*1000000","v":8.4235863153514252},{"$f":"SUMIF('Hourly load shapes by class'!$AP:$AP,'2021 (Monthly Scaling)'!$P19/1000000,'Hourly load shapes by class'!AN:AN)*1000000","v":1612.7032141525867},null,null,{"$f":"SUMIF('Hourly load shapes by class'!$AP:$AP,'2021 (Monthly Scaling)'!$P19/1000000,'Hourly load shapes by class'!AO:AO)*1000000","v":0},1150896.7592022314,false]
[]
["1CP",null,null,{"$f":"SUMIF($P27:$P38,$P40,D27:D38)","v":498442.93038170482},{"$f":"SUMIF($P27:$P38,$P40,E27:E38)","v":117771.28225579414},{"$f":"SUMIF($P27:$P38,$P40,F27:F38)","v":464387.94191131968},{"$f":"SUMIF($P27:$P38,$P40,G27:G38)","v":110165.50806317676},null,{"$f":"SUMIF($P27:$P38,$P40,I27:I38)","v":84758.811148051784},{"$f":"SUMIF($P27:$P38,$P40,J27:J38)","v":0},{"$f":"SUMIF($P27:$P38,$P40,K27:K38)","v":0},{"$f":"SUMIF($P27:$P38,$P40,L27:L38)","v":1382.6985884687354},null,null,{"$f":"SUMIF($P27:$P38,$P40,O27:O38)","v":412.15999999999985},{"$f":"MAX(P27:P38)","v":1277321.332348516}]
["4CP",null,null,{"$f":"SUMIF($Q27:$Q38,\"TRUE\",D27:D38)","v":1917300.2208506241},{"$f":"SUMIF($Q27:$Q38,\"TRUE\",E27:E38)","v":490077.57740350743},{"$f":"SUMIF($Q27:$Q38,\"TRUE\",F27:F38)","v":1843344.4739360381},{"$f":"SUMIF($Q27:$Q38,\"TRUE\",G27:G38)","v":384665.04760443792},null,{"$f":"SUMIF($Q27:$Q38,\"TRUE\",I27:I38)","v":304601.31358654104},{"$f":"SUMIF($Q27:$Q38,\"TRUE\",J27:J38)","v":5807.9783155625209},{"$f":"SUMIF($Q27:$Q38,\"TRUE\",K27:K38)","v":8.0051891409711882},{"$f":"SUMIF($Q27:$Q38,\"TRUE\",L27:L38)","v":5845.326847487896},null,null,{"$f":"SUMIF($Q27:$Q38,\"TRUE\",O27:O38)","v":412.15999999999985},{"$f":"SUMIF($Q27:$Q38,\"TRUE\",P27:P38)","v":4952062.1037333403}]
["12CP",null,null,{"$f":"SUM(D27:D38)","v":4905668.4208189771},{"$f":"SUM(E27:E38)","v":1317426.2998885342},{"$f":"SUM(F27:F38)","v":5122787.7890652614},1090669.5196357211,null,884826.94515145815,{"$f":"SUM(J27:J38)","v":31331.100851424955},52.510566142136923,{"$f":"SUM(L27:L38)","v":18342.254773621396},null,null,{"$f":"SUM(O27:O38)","v":641.91999999999962},{"$f":"SUM(P27:P38)","v":13371746.760751139}]
[]
[]
[]
[]
[]
[]
[" Classification NCP from \n Load Data Provider ",null,null,497620,147536,506652,169954,null,104733,13952,10,2289,null,null,1152]
[" Primary NCP ",null,null,497620,147536,506652,169954,null,104733,13952,10,2289,null,null,1152]
["  Line Transformer NCP ",null,null,497620,147536,440787,74779,null,49224,13952,10,2289,null,null,680,"                        -"]
[" Secondary NCP ",null,null,497620,147536,253327,null,null,null,13952,10,2289,null,null,null,"                        -"]
[]
[" 4 NCP "]
[" Classification NCP from \n Load Data Provider ",null,null,1962665,555823,1967405,655330,null,402716,53925,38,9000,null,null,3836]
[" Primary NCP ",null,null,1962665,555823,1967405,655330,null,402716,53925,38,9000,null,null,3836]
["  Line Transformer NCP ",null,null,1962665,555823,1745088,288345,null,189277,53925,38,9000,null,null,2263,"                        -"]
[" Secondary NCP ",null,null,1962665,555823,983703,null,null,null,53925,38,9000,null,null,null,"                        -"]
[]
[" 12 NCP "]
[" Classification NCP from \n Load Data Provider ",null,null,5443890,1521052,5521257,1779475,null,1085168,131398,94,26161,null,null,7657]
[" Primary NCP ",null,null,5443890,1521052,5521257,1779475,null,1085168,131398,94,26161,null,null,7657]
["  Line Transformer NCP ",null,null,5443890,1521052,4803494,782969,null,510029,131398,94,26161,null,null,4517,"                        -"]
[" Secondary NCP ",null,null,5443890,1521052,2760629,null,null,null,131398,94,26161,null,null,null,"                        -"]
[]
[]
[null,null,null,{"$f":"D49/D$49","v":1},{"$f":"E49/E$49","v":1},1,1,null,1,1,1,1,null,null,1]
[null,null,null,{"$f":"D50/D$49","v":1},1,1,1,null,1,1,1,1,null,null,1]
[null,null,null,1,1,{"$f":"F51/F$49","v":0.86999952630207722},0.4399955282017487,null,0.46999513047463548,1,1,1,null,null,0.59027777777777779]
["Primary/Secondary",null,null,1,1,0.50000197374134514,0,null,0,1,1,1,null,null,0]
["Adjustment Factor"]
[]
[null,null,null,{"$f":"D55/D$55","v":1},{"$f":"E55/E$55","v":1},1,1,null,1,1,1,1,null,null,1]
[null,null,null,{"$f":"D56/D$55","v":1},1,1,1,null,1,1,1,1,null,null,1]
[null,null,null,1,1,{"$f":"F69","v":0.86999952630207722},{"$f":"G57/G$55","v":0.43999969481024825},null,0.47000119190695178,1,1,1,null,null,0.58993743482794581]
[null,null,null,1,1,0.50000025414187721,0,null,0,1,1,1,null,null,0]
[]
[]
[null,null,null,{"$f":"D61/D$61","v":1},{"$f":"E61/E$61","v":1},1,1,null,1,1,1,1,null,null,1]
[null,null,null,{"$f":"D62/D$61","v":1},1,1,1,null,1,1,1,1,null,null,1]
[null,null,null,1,1,0.87000007425845238,0.44,null,0.470000036860652,1,1,1,null,null,0.58991772234556616]
[null,null,null,1,1,0.50000009055908823,0,null,0,1,1,1,null,null,0]
[]
["1 CP"]
["Transformation CP",null,null,{"$f":"D40","v":498442.93038170482},{"$f":"E40","v":117771.28225579414},464387.94191131968,110165.50806317676,null,84758.811148051784,0,0,1382.6985884687354,null,null,412.15999999999985]
["Bulk Delivery CP",null,null,{"$f":"D85","v":498442.93038170482},{"$f":"E85","v":117771.28225579414},464387.94191131968,110165.50806317676,null,84758.811148051784,0,0,1382.6985884687354,null,null,412.15999999999985]
["Total Sytem CP ",null,null,{"$f":"D86","v":498442.93038170482},117771.28225579414,464387.94191131968,110165.50806317676,null,84758.811148051784,0,0,1382.6985884687354,null,null,412.15999999999985]
[]
["4 CP"]
["Transformation CP",null,null,{"$f":"D41","v":1917300.2208506241},{"$f":"E41","v":490077.57740350743},{"$f":"F41","v":1843344.4739360381},384665.04760443792,null,304601.31358654104,5807.9783155625209,8.0051891409711882,5845.326847487896,null,null,412.15999999999985]
["Bulk Delivery CP",null,null,{"$f":"D90","v":1917300.2208506241},{"$f":"E90","v":490077.57740350743},1843344.4739360381,384665.04760443792,null,304601.31358654104,5807.9783155625209,8.0051891409711882,5845.326847487896,null,null,412.15999999999985]
["Total Sytem CP ",null,null,{"$f":"D91","v":1917300.2208506241},490077.57740350743,1843344.4739360381,384665.04760443792,null,304601.31358654104,5807.9783155625209,8.0051891409711882,5845.326847487896,null,null,412.15999999999985]
[]
["12 CP"]
["Transformation CP",null,null,{"$f":"D42","v":4905668.4208189771},{"$f":"E42","v":1317426.2998885342},5122787.7890652614,1090669.5196357211,null,884826.94515145815,31331.100851424955,52.510566142136923,18342.254773621396,null,null,641.91999999999962]
["Bulk Delivery CP",null,null,{"$f":"D95","v":4905668.4208189771},{"$f":"E95","v":1317426.2998885342},5122787.7890652614,1090669.5196357211,null,884826.94515145815,31331.100851424955,52.510566142136923,18342.254773621396,null,null,641.91999999999962]
["Total Sytem CP ",null,null,{"$f":"D96","v":4905668.4208189771},1317426.2998885342,5122787.7890652614,1090669.5196357211,null,884826.94515145815,31331.100851424955,52.510566142136923,18342.254773621396,null,null,641.91999999999962]
[]
[]
["1NCP"]
[" Classification NCP from \n Load Data Provider ",null,null,{"$f":"D$21*D67","v":575678.04923989729},{"$f":"E$21*E67","v":145550.59865048903},{"$f":"F$21*F67","v":498407.13184534101},125662.24804960069,null,95229.080611360667,6443.865297066568,15.090410825626204,1896.1887482328814,null,null,1152.0000000000005]
[" Primary NCP ",null,null,{"$f":"D$21*D68","v":575678.04923989729},145550.59865048903,498407.13184534101,125662.24804960069,null,95229.080611360667,6443.865297066568,15.090410825626204,1896.1887482328814,null,null,1152.0000000000005]
["  Line Transformer NCP ",null,null,575678.04923989729,145550.59865048903,433613.96861102362,55290.827205603222,null,44757.204166916039,6443.865297066568,15.090410825626204,1896.1887482328814,null,null,680.00000000000023]
[" Secondary NCP ",null,null,575678.04923989729,145550.59865048903,249204.54964943335,0,null,0,6443.865297066568,15.090410825626204,1896.1887482328814,null,null,0]
[]
[" 4 NCP "]
[" Classification NCP from \n Load Data Provider ",null,null,{"$f":"D$22*D73","v":2133424.5237494903},561857.34379273851,{"$f":"F$22*F73","v":1967950.8076262239},486567.62018402579,0,374663.75360335392,{"$f":"J$22*J73","v":23997.897407742745},{"$f":"K$22*K73","v":58.189015168774397},7491.8302143128876,null,null,{"$f":"O$41*O73","v":412.15999999999985}]
[" Primary NCP ",null,null,2133424.5237494903,561857.34379273851,1967950.8076262239,486567.62018402579,0,374663.75360335392,23997.897407742745,58.189015168774397,7491.8302143128876,null,null,412.15999999999985]
["  Line Transformer NCP ",null,null,2133424.5237494903,561857.34379273851,{"$f":"F$22*F75","v":1712116.2704206051},214089.60438552013,0,176092.41075790883,23997.897407742745,58.189015168774397,7491.8302143128876,null,null,243.14861313868604]
[" Secondary NCP ",null,null,2133424.5237494903,561857.34379273851,983975.90395182441,0,0,0,23997.897407742745,58.189015168774397,7491.8302143128876,null,null,0]
[]
[" 12 NCP "]
[" Classification NCP from \n Load Data Provider ",null,null,{"$f":"D$23*D79","v":5509330.5926952502},1531929.3738785589,5511919.9785696762,1296039.148690029,0,{"$f":"I$23*I79","v":1012783.1519590528},{"$f":"J$23*J79","v":62127.995180045451},142.19808630848377,21161.418954378278,null,null,{"$f":"O$42*O79","v":641.91999999999962}]
[" Primary NCP ",null,null,5509330.5926952502,1531929.3738785589,5511919.9785696762,1296039.148690029,0,1012783.1519590528,62127.995180045451,142.19808630848377,21161.418954378278,null,null,641.91999999999962]
["  Line Transformer NCP ",null,null,5509330.5926952502,1531929.3738785589,4795370.7906622654,570257.22542361275,0,476008.11875260214,62127.995180045451,142.19808630848377,21161.418954378278,null,null,378.67998432806559]
[" Secondary NCP ",null,null,5509330.5926952502,1531929.3738785589,2755960.4884392857,0,0,0,62127.995180045451,142.19808630848377,21161.418954378278,null,null,0]

{"sheet":"2021 (Annual Scaling)","index":3,"n_rows":116,"n_cols":22,"rows_kept":116,"cut":false,"hidden":false,"merged":[]}
[]
[null,"*Monthly Scaling Used in CA Model (other 2021 tab)"]
[]
[null,"Day","Hour","Residential","GS < 50 kW","GS > 50 < 1500 ","GS > 1500 < 5000",null,"LU","Street Lighting","Sentinel Lighting","USL",null,null,"standby","TOTAL LDC sales",null,"Range Start","Range End"]
[]
["NCP"]
[]
["Jan",null,null,{"$f":"_xlfn.MAXIFS('Hourly load shapes by class'!V:V,'Hourly load shapes by class'!$B:$B,$V8)*1000000","v":505582.40062357951},{"$f":"_xlfn.MAXIFS('Hourly load shapes by class'!W:W,'Hourly load shapes by class'!$B:$B,$V8)*1000000","v":135838.70259443903},{"$f":"_xlfn.MAXIFS('Hourly load shapes by class'!X:X,'Hourly load shapes by class'!$B:$B,$V8)*1000000","v":490182.14363763435},{"$f":"_xlfn.MAXIFS('Hourly load shapes by class'!Y:Y,'Hourly load shapes by class'!$B:$B,$V8)*1000000","v":101067.63027405016},null,{"$f":"_xlfn.MAXIFS('Hourly load shapes by class'!Z:Z,'Hourly load shapes by class'!$B:$B,$V8)*1000000","v":80282.76091137917},{"$f":"_xlfn.MAXIFS('Hourly load shapes by class'!AA:AA,'Hourly load shapes by class'!$B:$B,$V8)*1000000","v":4875.1506227939453},{"$f":"_xlfn.MAXIFS('Hourly load shapes by class'!AB:AB,'Hourly load shapes by class'!$B:$B,$V8)*1000000","v":10.150652537394905},{"$f":"_xlfn.MAXIFS('Hourly load shapes by class'!AC:AC,'Hourly load shapes by class'!$B:$B,$V8)*1000000","v":1787.1641481495756},null,null,{"$f":"_xlfn.MAXIFS('Hourly load shapes by class'!AD:AD,'Hourly load shapes by class'!$B:$B,$V8)*1000000","v":705.92000000000007},{"$f":"_xlfn.MAXIFS('Hourly load shapes by class'!AE:AE,'Hourly load shapes by class'!$B:$B,$V8)*1000000","v":1200697.5497436218},null,3,746,null,null,1]
["Feb",null,null,{"$f":"_xlfn.MAXIFS('Hourly load shapes by class'!V:V,'Hourly load shapes by class'!$B:$B,$V9)*1000000","v":480545.40570969752},{"$f":"_xlfn.MAXIFS('Hourly load shapes by class'!W:W,'Hourly load shapes by class'!$B:$B,$V9)*1000000","v":128295.66891954669},{"$f":"_xlfn.MAXIFS('Hourly load shapes by class'!X:X,'Hourly load shapes by class'!$B:$B,$V9)*1000000","v":471026.24806707341},{"$f":"_xlfn.MAXIFS('Hourly load shapes by class'!Y:Y,'Hourly load shapes by class'!$B:$B,$V9)*1000000","v":99199.602849725881},null,{"$f":"_xlfn.MAXIFS('Hourly load shapes by class'!Z:Z,'Hourly load shapes by class'!$B:$B,$V9)*1000000","v":80068.894789764294},{"$f":"_xlfn.MAXIFS('Hourly load shapes by class'!AA:AA,'Hourly load shapes by class'!$B:$B,$V9)*1000000","v":5011.2389885805223},{"$f":"_xlfn.MAXIFS('Hourly load shapes by class'!AB:AB,'Hourly load shapes by class'!$B:$B,$V9)*1000000","v":10.282554173884492},{"$f":"_xlfn.MAXIFS('Hourly load shapes by class'!AC:AC,'Hourly load shapes by class'!$B:$B,$V9)*1000000","v":1787.1641481495756},null,null,{"$f":"_xlfn.MAXIFS('Hourly load shapes by class'!AD:AD,'Hourly load shapes by class'!$B:$B,$V9)*1000000","v":80},{"$f":"_xlfn.MAXIFS('Hourly load shapes by class'!AE:AE,'Hourly load shapes by class'!$B:$B,$V9)*1000000","v":1142553.3172598896},null,747,1442,{"$f":"R9-S8","v":1},null,2]
["Mar",null,null,{"$f":"_xlfn.MAXIFS('Hourly load shapes by class'!V:V,'Hourly load shapes by class'!$B:$B,$V10)*1000000","v":466988.01570082293},{"$f":"_xlfn.MAXIFS('Hourly load shapes by class'!W:W,'Hourly load shapes by class'!$B:$B,$V10)*1000000","v":129214.70731195678},{"$f":"_xlfn.MAXIFS('Hourly load shapes by class'!X:X,'Hourly load shapes by class'!$B:$B,$V10)*1000000","v":457873.6704199888},{"$f":"_xlfn.MAXIFS('Hourly load shapes by class'!Y:Y,'Hourly load shapes by class'!$B:$B,$V10)*1000000","v":95664.634082580174},null,{"$f":"_xlfn.MAXIFS('Hourly load shapes by class'!Z:Z,'Hourly load shapes by class'!$B:$B,$V10)*1000000","v":78808.74397835249},{"$f":"_xlfn.MAXIFS('Hourly load shapes by class'!AA:AA,'Hourly load shapes by class'!$B:$B,$V10)*1000000","v":5333.159722699329},{"$f":"_xlfn.MAXIFS('Hourly load shapes by class'!AB:AB,'Hourly load shapes by class'!$B:$B,$V10)*1000000","v":12.504286150481677},{"$f":"_xlfn.MAXIFS('Hourly load shapes by class'!AC:AC,'Hourly load shapes by class'!$B:$B,$V10)*1000000","v":1765.0620304794531},null,null,{"$f":"_xlfn.MAXIFS('Hourly load shapes by class'!AD:AD,'Hourly load shapes by class'!$B:$B,$V10)*1000000","v":543.04000000000019},{"$f":"_xlfn.MAXIFS('Hourly load shapes by class'!AE:AE,'Hourly load shapes by class'!$B:$B,$V10)*1000000","v":1088203.4153777361},null,1443,2186,{"$f":"R10-S9","v":1},null,3]
["Apr",null,null,{"$f":"_xlfn.MAXIFS('Hourly load shapes by class'!V:V,'Hourly load shapes by class'!$B:$B,$V11)*1000000","v":391108.43756603694},{"$f":"_xlfn.MAXIFS('Hourly load shapes by class'!W:W,'Hourly load shapes by class'!$B:$B,$V11)*1000000","v":107470.19610073295},{"$f":"_xlfn.MAXIFS('Hourly load shapes by class'!X:X,'Hourly load shapes by class'!$B:$B,$V11)*1000000","v":400623.0107557064},{"$f":"_xlfn.MAXIFS('Hourly load shapes by class'!Y:Y,'Hourly load shapes by class'!$B:$B,$V11)*1000000","v":99008.212412294059},null,{"$f":"_xlfn.MAXIFS('Hourly load shapes by class'!Z:Z,'Hourly load shapes by class'!$B:$B,$V11)*1000000","v":79483.528465516662},{"$f":"_xlfn.MAXIFS('Hourly load shapes by class'!AA:AA,'Hourly load shapes by class'!$B:$B,$V11)*1000000","v":5847.4126004457939},{"$f":"_xlfn.MAXIFS('Hourly load shapes by class'!AB:AB,'Hourly load shapes by class'!$B:$B,$V11)*1000000","v":13.764674838836987},{"$f":"_xlfn.MAXIFS('Hourly load shapes by class'!AC:AC,'Hourly load shapes by class'!$B:$B,$V11)*1000000","v":1765.0620304794531},null,null,{"$f":"_xlfn.MAXIFS('Hourly load shapes by class'!AD:AD,'Hourly load shapes by class'!$B:$B,$V11)*1000000","v":604.48000000000025},{"$f":"_xlfn.MAXIFS('Hourly load shapes by class'!AE:AE,'Hourly load shapes by class'!$B:$B,$V11)*1000000","v":969776.92858616449},null,2187,2906,1,null,4]
["May",null,null,{"$f":"_xlfn.MAXIFS('Hourly load shapes by class'!V:V,'Hourly load shapes by class'!$B:$B,$V12)*1000000","v":394363.45805648062},{"$f":"_xlfn.MAXIFS('Hourly load shapes by class'!W:W,'Hourly load shapes by class'!$B:$B,$V12)*1000000","v":128310.51470526506},{"$f":"_xlfn.MAXIFS('Hourly load shapes by class'!X:X,'Hourly load shapes by class'!$B:$B,$V12)*1000000","v":459079.62713123974},{"$f":"_xlfn.MAXIFS('Hourly load shapes by class'!Y:Y,'Hourly load shapes by class'!$B:$B,$V12)*1000000","v":115512.9575440534},null,{"$f":"_xlfn.MAXIFS('Hourly load shapes by class'!Z:Z,'Hourly load shapes by class'!$B:$B,$V12)*1000000","v":92192.891477173413},{"$f":"_xlfn.MAXIFS('Hourly load shapes by class'!AA:AA,'Hourly load shapes by class'!$B:$B,$V12)*1000000","v":6952.456156534904},{"$f":"_xlfn.MAXIFS('Hourly load shapes by class'!AB:AB,'Hourly load shapes by class'!$B:$B,$V12)*1000000","v":15.090410825626204},{"$f":"_xlfn.MAXIFS('Hourly load shapes by class'!AC:AC,'Hourly load shapes by class'!$B:$B,$V12)*1000000","v":1850.3774130278907},null,null,{"$f":"_xlfn.MAXIFS('Hourly load shapes by class'!AD:AD,'Hourly load shapes by class'!$B:$B,$V12)*1000000","v":595.52000000000021},{"$f":"_xlfn.MAXIFS('Hourly load shapes by class'!AE:AE,'Hourly load shapes by class'!$B:$B,$V12)*1000000","v":1112442.5900278916},null,2907,3650,1,null,5]
["Jun",null,null,{"$f":"_xlfn.MAXIFS('Hourly load shapes by class'!V:V,'Hourly load shapes by class'!$B:$B,$V13)*1000000","v":465392.94302740047},{"$f":"_xlfn.MAXIFS('Hourly load shapes by class'!W:W,'Hourly load shapes by class'!$B:$B,$V13)*1000000","v":147624.55673496821},{"$f":"_xlfn.MAXIFS('Hourly load shapes by class'!X:X,'Hourly load shapes by class'!$B:$B,$V13)*1000000","v":503809.05940198904},{"$f":"_xlfn.MAXIFS('Hourly load shapes by class'!Y:Y,'Hourly load shapes by class'!$B:$B,$V13)*1000000","v":119059.43496188497},null,{"$f":"_xlfn.MAXIFS('Hourly load shapes by class'!Z:Z,'Hourly load shapes by class'!$B:$B,$V13)*1000000","v":95606.452892431611},{"$f":"_xlfn.MAXIFS('Hourly load shapes by class'!AA:AA,'Hourly load shapes by class'!$B:$B,$V13)*1000000","v":7007.6269454450912},{"$f":"_xlfn.MAXIFS('Hourly load shapes by class'!AB:AB,'Hourly load shapes by class'!$B:$B,$V13)*1000000","v":15.090410825626204},{"$f":"_xlfn.MAXIFS('Hourly load shapes by class'!AC:AC,'Hourly load shapes by class'!$B:$B,$V13)*1000000","v":1850.3774130278907},null,null,{"$f":"_xlfn.MAXIFS('Hourly load shapes by class'!AD:AD,'Hourly load shapes by class'!$B:$B,$V13)*1000000","v":935.3599999999999},{"$f":"_xlfn.MAXIFS('Hourly load shapes by class'!AE:AE,'Hourly load shapes by class'!$B:$B,$V13)*1000000","v":1233391.472256467},null,3651,4370,1,null,6]
["Jul",null,null,{"$f":"_xlfn.MAXIFS('Hourly load shapes by class'!V:V,'Hourly load shapes by class'!$B:$B,$V14)*1000000","v":495850.61377752543},{"$f":"_xlfn.MAXIFS('Hourly load shapes by class'!W:W,'Hourly load shapes by class'!$B:$B,$V14)*1000000","v":145034.26823058818},{"$f":"_xlfn.MAXIFS('Hourly load shapes by class'!X:X,'Hourly load shapes by class'!$B:$B,$V14)*1000000","v":493282.03689280391},{"$f":"_xlfn.MAXIFS('Hourly load shapes by class'!Y:Y,'Hourly load shapes by class'!$B:$B,$V14)*1000000","v":124070.42759266777},null,{"$f":"_xlfn.MAXIFS('Hourly load shapes by class'!Z:Z,'Hourly load shapes by class'!$B:$B,$V14)*1000000","v":97769.081863588988},{"$f":"_xlfn.MAXIFS('Hourly load shapes by class'!AA:AA,'Hourly load shapes by class'!$B:$B,$V14)*1000000","v":7007.6269454450912},{"$f":"_xlfn.MAXIFS('Hourly load shapes by class'!AB:AB,'Hourly load shapes by class'!$B:$B,$V14)*1000000","v":14.243518678685003},{"$f":"_xlfn.MAXIFS('Hourly load shapes by class'!AC:AC,'Hourly load shapes by class'!$B:$B,$V14)*1000000","v":1785.6258084643532},null,null,{"$f":"_xlfn.MAXIFS('Hourly load shapes by class'!AD:AD,'Hourly load shapes by class'!$B:$B,$V14)*1000000","v":1152.0000000000005},{"$f":"_xlfn.MAXIFS('Hourly load shapes by class'!AE:AE,'Hourly load shapes by class'!$B:$B,$V14)*1000000","v":1203866.2173851724},null,4371,5114,1,null,7]
["Aug",null,null,{"$f":"_xlfn.MAXIFS('Hourly load shapes by class'!V:V,'Hourly load shapes by class'!$B:$B,$V15)*1000000","v":490677.90252632729},{"$f":"_xlfn.MAXIFS('Hourly load shapes by class'!W:W,'Hourly load shapes by class'!$B:$B,$V15)*1000000","v":138296.66624761547},{"$f":"_xlfn.MAXIFS('Hourly load shapes by class'!X:X,'Hourly load shapes by class'!$B:$B,$V15)*1000000","v":487246.94322986598},{"$f":"_xlfn.MAXIFS('Hourly load shapes by class'!Y:Y,'Hourly load shapes by class'!$B:$B,$V15)*1000000","v":117655.30075184666},null,{"$f":"_xlfn.MAXIFS('Hourly load shapes by class'!Z:Z,'Hourly load shapes by class'!$B:$B,$V15)*1000000","v":90372.26393325362},{"$f":"_xlfn.MAXIFS('Hourly load shapes by class'!AA:AA,'Hourly load shapes by class'!$B:$B,$V15)*1000000","v":6116.7406790606865},{"$f":"_xlfn.MAXIFS('Hourly load shapes by class'!AB:AB,'Hourly load shapes by class'!$B:$B,$V15)*1000000","v":12.83199880962616},{"$f":"_xlfn.MAXIFS('Hourly load shapes by class'!AC:AC,'Hourly load shapes by class'!$B:$B,$V15)*1000000","v":1757.9139848794941},null,null,{"$f":"_xlfn.MAXIFS('Hourly load shapes by class'!AD:AD,'Hourly load shapes by class'!$B:$B,$V15)*1000000","v":965.75999999999954},{"$f":"_xlfn.MAXIFS('Hourly load shapes by class'!AE:AE,'Hourly load shapes by class'!$B:$B,$V15)*1000000","v":1212541.4348740799},null,5115,5858,1,null,8]
["Sep",null,null,{"$f":"_xlfn.MAXIFS('Hourly load shapes by class'!V:V,'Hourly load shapes by class'!$B:$B,$V16)*1000000","v":462653.45746850444},{"$f":"_xlfn.MAXIFS('Hourly load shapes by class'!W:W,'Hourly load shapes by class'!$B:$B,$V16)*1000000","v":122691.58588760991},{"$f":"_xlfn.MAXIFS('Hourly load shapes by class'!X:X,'Hourly load shapes by class'!$B:$B,$V16)*1000000","v":452463.7145806133},{"$f":"_xlfn.MAXIFS('Hourly load shapes by class'!Y:Y,'Hourly load shapes by class'!$B:$B,$V16)*1000000","v":117621.72071628405},null,{"$f":"_xlfn.MAXIFS('Hourly load shapes by class'!Z:Z,'Hourly load shapes by class'!$B:$B,$V16)*1000000","v":86792.771906397669},{"$f":"_xlfn.MAXIFS('Hourly load shapes by class'!AA:AA,'Hourly load shapes by class'!$B:$B,$V16)*1000000","v":4905.6525375532328},{"$f":"_xlfn.MAXIFS('Hourly load shapes by class'!AB:AB,'Hourly load shapes by class'!$B:$B,$V16)*1000000","v":11.345308143775213},{"$f":"_xlfn.MAXIFS('Hourly load shapes by class'!AC:AC,'Hourly load shapes by class'!$B:$B,$V16)*1000000","v":1757.9139848794941},null,null,{"$f":"_xlfn.MAXIFS('Hourly load shapes by class'!AD:AD,'Hourly load shapes by class'!$B:$B,$V16)*1000000","v":606.0799999999997},{"$f":"_xlfn.MAXIFS('Hourly load shapes by class'!AE:AE,'Hourly load shapes by class'!$B:$B,$V16)*1000000","v":996493.0407771779},null,5859,6578,1,null,9]
["Oct",null,null,{"$f":"_xlfn.MAXIFS('Hourly load shapes by class'!V:V,'Hourly load shapes by class'!$B:$B,$V17)*1000000","v":415221.65763429209},{"$f":"_xlfn.MAXIFS('Hourly load shapes by class'!W:W,'Hourly load shapes by class'!$B:$B,$V17)*1000000","v":106602.07107783001},{"$f":"_xlfn.MAXIFS('Hourly load shapes by class'!X:X,'Hourly load shapes by class'!$B:$B,$V17)*1000000","v":393300.75065626157},{"$f":"_xlfn.MAXIFS('Hourly load shapes by class'!Y:Y,'Hourly load shapes by class'!$B:$B,$V17)*1000000","v":107505.45911074453},null,{"$f":"_xlfn.MAXIFS('Hourly load shapes by class'!Z:Z,'Hourly load shapes by class'!$B:$B,$V17)*1000000","v":79516.714587836221},{"$f":"_xlfn.MAXIFS('Hourly load shapes by class'!AA:AA,'Hourly load shapes by class'!$B:$B,$V17)*1000000","v":4128.0967819484249},{"$f":"_xlfn.MAXIFS('Hourly load shapes by class'!AB:AB,'Hourly load shapes by class'!$B:$B,$V17)*1000000","v":9.483035072360261},{"$f":"_xlfn.MAXIFS('Hourly load shapes by class'!AC:AC,'Hourly load shapes by class'!$B:$B,$V17)*1000000","v":1699.340422108276},null,null,{"$f":"_xlfn.MAXIFS('Hourly load shapes by class'!AD:AD,'Hourly load shapes by class'!$B:$B,$V17)*1000000","v":782.72000000000048},{"$f":"_xlfn.MAXIFS('Hourly load shapes by class'!AE:AE,'Hourly load shapes by class'!$B:$B,$V17)*1000000","v":986332.70135207463},null,6579,7322,1,null,10]
["Nov",null,null,{"$f":"_xlfn.MAXIFS('Hourly load shapes by class'!V:V,'Hourly load shapes by class'!$B:$B,$V18)*1000000","v":428564.89906979015},{"$f":"_xlfn.MAXIFS('Hourly load shapes by class'!W:W,'Hourly load shapes by class'!$B:$B,$V18)*1000000","v":117456.38970695528},{"$f":"_xlfn.MAXIFS('Hourly load shapes by class'!X:X,'Hourly load shapes by class'!$B:$B,$V18)*1000000","v":425354.61871489976},{"$f":"_xlfn.MAXIFS('Hourly load shapes by class'!Y:Y,'Hourly load shapes by class'!$B:$B,$V18)*1000000","v":98343.942553876492},null,{"$f":"_xlfn.MAXIFS('Hourly load shapes by class'!Z:Z,'Hourly load shapes by class'!$B:$B,$V18)*1000000","v":75832.133173635026},{"$f":"_xlfn.MAXIFS('Hourly load shapes by class'!AA:AA,'Hourly load shapes by class'!$B:$B,$V18)*1000000","v":4405.3381687685305},{"$f":"_xlfn.MAXIFS('Hourly load shapes by class'!AB:AB,'Hourly load shapes by class'!$B:$B,$V18)*1000000","v":8.9876499368352381},{"$f":"_xlfn.MAXIFS('Hourly load shapes by class'!AC:AC,'Hourly load shapes by class'!$B:$B,$V18)*1000000","v":1699.340422108276},null,null,{"$f":"_xlfn.MAXIFS('Hourly load shapes by class'!AD:AD,'Hourly load shapes by class'!$B:$B,$V18)*1000000","v":0},{"$f":"_xlfn.MAXIFS('Hourly load shapes by class'!AE:AE,'Hourly load shapes by class'!$B:$B,$V18)*1000000","v":1054742.7588564856},null,7323,8042,1,null,11]
["Dec",null,null,{"$f":"_xlfn.MAXIFS('Hourly load shapes by class'!V:V,'Hourly load shapes by class'!$B:$B,$V19)*1000000","v":501959.29107447015},{"$f":"_xlfn.MAXIFS('Hourly load shapes by class'!W:W,'Hourly load shapes by class'!$B:$B,$V19)*1000000","v":125765.56332452837},{"$f":"_xlfn.MAXIFS('Hourly load shapes by class'!X:X,'Hourly load shapes by class'!$B:$B,$V19)*1000000","v":475126.35860558215},{"$f":"_xlfn.MAXIFS('Hourly load shapes by class'!Y:Y,'Hourly load shapes by class'!$B:$B,$V19)*1000000","v":100841.16209993909},null,{"$f":"_xlfn.MAXIFS('Hourly load shapes by class'!Z:Z,'Hourly load shapes by class'!$B:$B,$V19)*1000000","v":75320.513787875287},{"$f":"_xlfn.MAXIFS('Hourly load shapes by class'!AA:AA,'Hourly load shapes by class'!$B:$B,$V19)*1000000","v":4405.3381687685305},{"$f":"_xlfn.MAXIFS('Hourly load shapes by class'!AB:AB,'Hourly load shapes by class'!$B:$B,$V19)*1000000","v":8.4235863153514252},{"$f":"_xlfn.MAXIFS('Hourly load shapes by class'!AC:AC,'Hourly load shapes by class'!$B:$B,$V19)*1000000","v":1641.3934720614079},null,null,{"$f":"_xlfn.MAXIFS('Hourly load shapes by class'!AD:AD,'Hourly load shapes by class'!$B:$B,$V19)*1000000","v":686.07999999999947},{"$f":"_xlfn.MAXIFS('Hourly load shapes by class'!AE:AE,'Hourly load shapes by class'!$B:$B,$V19)*1000000","v":1154722.9148998873},null,8043,8786,1,null,12]
[]
["1NCP",null,null,{"$f":"LARGE(D8:D19,1)","v":505582.40062357951},{"$f":"LARGE(E8:E19,1)","v":147624.55673496821},503809.05940198904,124070.42759266777,null,97769.081863588988,{"$f":"LARGE(J8:J19,1)","v":7007.6269454450912},{"$f":"LARGE(K8:K19,1)","v":15.090410825626204},{"$f":"LARGE(L8:L19,1)","v":1850.3774130278907},null,null,{"$f":"LARGE(O8:O19,1)","v":1152.0000000000005},{"$f":"SUM(D21:O21)","v":1388880.6209860919}]
["4NCP",null,null,{"$f":"LARGE(D8:D19,1)+ LARGE(D8:D19,2)+ LARGE(D8:D19,3)+ LARGE(D8:D19,4)","v":1994070.2080019023},{"$f":"LARGE(E8:E19,1)+ LARGE(E8:E19,2)+ LARGE(E8:E19,3)+ LARGE(E8:E19,4)","v":566794.19380761089},1974520.1831622932,478406.88402268343,null,375940.69016644766,{"$f":"LARGE(J8:J19,1)+ LARGE(J8:J19,2)+ LARGE(J8:J19,3)+ LARGE(J8:J19,4)","v":27084.450726485775},{"$f":"LARGE(K8:K19,1)+ LARGE(K8:K19,2)+ LARGE(K8:K19,3)+ LARGE(K8:K19,4)","v":58.189015168774397},{"$f":"LARGE(L8:L19,1)+ LARGE(L8:L19,2)+ LARGE(L8:L19,3)+ LARGE(L8:L19,4)","v":7275.0831223549321},null,null,{"$f":"LARGE(O8:O19,1)+ LARGE(O8:O19,2)+ LARGE(O8:O19,3)+ LARGE(O8:O19,4)","v":3835.84},{"$f":"SUM(D22:O22)","v":5427985.7220249465}]
["12NCP",null,null,{"$f":"SUM(D8:D19)","v":5498908.4822349269},{"$f":"SUM(E8:E19)","v":1532600.8908420359},5509368.1820936585,1295550.4849499471,null,1012046.7517672044,{"$f":"SUM(J8:J19)","v":65995.838318044072},{"$f":"SUM(K8:K19)","v":142.19808630848377},{"$f":"SUM(L8:L19)","v":21146.73527781514},null,null,{"$f":"SUM(O8:O19)","v":7656.9600000000009},{"$f":"SUM(D8:O19)","v":14943416.523569938}]
[]
["CP"]
[]
["Jan",{"$f":"SUMIF('Hourly load shapes by class'!$AE:$AE,'2021 (Annual Scaling)'!$P27/1000000,'Hourly load shapes by class'!C:C)","v":28},{"$f":"SUMIF('Hourly load shapes by class'!$AE:$AE,'2021 (Annual Scaling)'!$P27/1000000,'Hourly load shapes by class'!D:D)","v":18},{"$f":"SUMIF('Hourly load shapes by class'!$AE:$AE,'2021 (Annual Scaling)'!$P8/1000000,'Hourly load shapes by class'!V:V)*1000000","v":467298.06820247311},{"$f":"SUMIF('Hourly load shapes by class'!$AE:$AE,'2021 (Annual Scaling)'!$P8/1000000,'Hourly load shapes by class'!W:W)*1000000","v":107149.30338378415},{"$f":"SUMIF('Hourly load shapes by class'!$AE:$AE,'2021 (Annual Scaling)'!$P8/1000000,'Hourly load shapes by class'!X:X)*1000000","v":453601.56676760648},{"$f":"SUMIF('Hourly load shapes by class'!$AE:$AE,'2021 (Annual Scaling)'!$P8/1000000,'Hourly load shapes by class'!Y:Y)*1000000","v":91068.583487481461},null,{"$f":"SUMIF('Hourly load shapes by class'!$AE:$AE,'2021 (Annual Scaling)'!$P8/1000000,'Hourly load shapes by class'!Z:Z)*1000000","v":75601.673990860378},{"$f":"SUMIF('Hourly load shapes by class'!$AE:$AE,'2021 (Annual Scaling)'!$P8/1000000,'Hourly load shapes by class'!AA:AA)*1000000","v":4394.0659521821553},{"$f":"SUMIF('Hourly load shapes by class'!$AE:$AE,'2021 (Annual Scaling)'!$P8/1000000,'Hourly load shapes by class'!AB:AB)*1000000","v":8.0051891409711882},{"$f":"SUMIF('Hourly load shapes by class'!$AE:$AE,'2021 (Annual Scaling)'!$P8/1000000,'Hourly load shapes by class'!AC:AC)*1000000","v":1576.2827700932296},null,null,{"$f":"SUMIF('Hourly load shapes by class'!$AE:$AE,'2021 (Annual Scaling)'!$P8/1000000,'Hourly load shapes by class'!AD:AD)*1000000","v":0},{"$f":"SUM(D27:O27)","v":1200697.5497436221},{"$f":"OR(P27=LARGE(P$27:P$38,1), P27=LARGE(P$27:P$38,2), P27=LARGE(P$27:P$38,3), P27=LARGE(P$27:P$38,4))","v":true}]
["Feb",{"$f":"SUMIF('Hourly load shapes by class'!$AE:$AE,'2021 (Annual Scaling)'!$P28/1000000,'Hourly load shapes by class'!C:C)","v":14},{"$f":"SUMIF('Hourly load shapes by class'!$AE:$AE,'2021 (Annual Scaling)'!$P28/1000000,'Hourly load shapes by class'!D:D)","v":18},{"$f":"SUMIF('Hourly load shapes by class'!$AE:$AE,'2021 (Annual Scaling)'!$P9/1000000,'Hourly load shapes by class'!V:V)*1000000","v":414741.41742353409},{"$f":"SUMIF('Hourly load shapes by class'!$AE:$AE,'2021 (Annual Scaling)'!$P9/1000000,'Hourly load shapes by class'!W:W)*1000000","v":112677.08268524728},{"$f":"SUMIF('Hourly load shapes by class'!$AE:$AE,'2021 (Annual Scaling)'!$P9/1000000,'Hourly load shapes by class'!X:X)*1000000","v":450850.4441455843},{"$f":"SUMIF('Hourly load shapes by class'!$AE:$AE,'2021 (Annual Scaling)'!$P9/1000000,'Hourly load shapes by class'!Y:Y)*1000000","v":88531.635448640562},null,{"$f":"SUMIF('Hourly load shapes by class'!$AE:$AE,'2021 (Annual Scaling)'!$P9/1000000,'Hourly load shapes by class'!Z:Z)*1000000","v":71581.544006539261},{"$f":"SUMIF('Hourly load shapes by class'!$AE:$AE,'2021 (Annual Scaling)'!$P9/1000000,'Hourly load shapes by class'!AA:AA)*1000000","v":2518.8278217768716},{"$f":"SUMIF('Hourly load shapes by class'!$AE:$AE,'2021 (Annual Scaling)'!$P9/1000000,'Hourly load shapes by class'!AB:AB)*1000000","v":5.244503810987367},{"$f":"SUMIF('Hourly load shapes by class'!$AE:$AE,'2021 (Annual Scaling)'!$P9/1000000,'Hourly load shapes by class'!AC:AC)*1000000","v":1647.1212247562939},null,null,{"$f":"SUMIF('Hourly load shapes by class'!$AE:$AE,'2021 (Annual Scaling)'!$P9/1000000,'Hourly load shapes by class'!AD:AD)*1000000","v":0},1142553.31725989,{"$f":"OR(P28=LARGE(P$27:P$38,1), P28=LARGE(P$27:P$38,2), P28=LARGE(P$27:P$38,3), P28=LARGE(P$27:P$38,4))","v":false}]
["Mar",{"$f":"SUMIF('Hourly load shapes by class'!$AE:$AE,'2021 (Annual Scaling)'!$P29/1000000,'Hourly load shapes by class'!C:C)","v":14},{"$f":"SUMIF('Hourly load shapes by class'!$AE:$AE,'2021 (Annual Scaling)'!$P29/1000000,'Hourly load shapes by class'!D:D)","v":19},{"$f":"SUMIF('Hourly load shapes by class'!$AE:$AE,'2021 (Annual Scaling)'!$P10/1000000,'Hourly load shapes by class'!V:V)*1000000","v":424290.03155043215},{"$f":"SUMIF('Hourly load shapes by class'!$AE:$AE,'2021 (Annual Scaling)'!$P10/1000000,'Hourly load shapes by class'!W:W)*1000000","v":104129.79722669623},{"$f":"SUMIF('Hourly load shapes by class'!$AE:$AE,'2021 (Annual Scaling)'!$P10/1000000,'Hourly load shapes by class'!X:X)*1000000","v":410712.86363868561},{"$f":"SUMIF('Hourly load shapes by class'!$AE:$AE,'2021 (Annual Scaling)'!$P10/1000000,'Hourly load shapes by class'!Y:Y)*1000000","v":76473.091973941264},null,{"$f":"SUMIF('Hourly load shapes by class'!$AE:$AE,'2021 (Annual Scaling)'!$P10/1000000,'Hourly load shapes by class'!Z:Z)*1000000","v":65925.1538245181},{"$f":"SUMIF('Hourly load shapes by class'!$AE:$AE,'2021 (Annual Scaling)'!$P10/1000000,'Hourly load shapes by class'!AA:AA)*1000000","v":5011.2389885805223},{"$f":"SUMIF('Hourly load shapes by class'!$AE:$AE,'2021 (Annual Scaling)'!$P10/1000000,'Hourly load shapes by class'!AB:AB)*1000000","v":10.282554173884492},{"$f":"SUMIF('Hourly load shapes by class'!$AE:$AE,'2021 (Annual Scaling)'!$P10/1000000,'Hourly load shapes by class'!AC:AC)*1000000","v":1650.955620708309},null,null,{"$f":"SUMIF('Hourly load shapes by class'!$AE:$AE,'2021 (Annual Scaling)'!$P10/1000000,'Hourly load shapes by class'!AD:AD)*1000000","v":0},1088203.4153777361,false]
["Apr",{"$f":"SUMIF('Hourly load shapes by class'!$AE:$AE,'2021 (Annual Scaling)'!$P30/1000000,'Hourly load shapes by class'!C:C)","v":0},{"$f":"SUMIF('Hourly load shapes by class'!$AE:$AE,'2021 (Annual Scaling)'!$P30/1000000,'Hourly load shapes by class'!D:D)","v":0},{"$f":"SUMIF('Hourly load shapes by class'!$AE:$AE,'2021 (Annual Scaling)'!$P11/1000000,'Hourly load shapes by class'!V:V)*1000000","v":380411.27033668192},{"$f":"SUMIF('Hourly load shapes by class'!$AE:$AE,'2021 (Annual Scaling)'!$P11/1000000,'Hourly load shapes by class'!W:W)*1000000","v":87947.918461012625},{"$f":"SUMIF('Hourly load shapes by class'!$AE:$AE,'2021 (Annual Scaling)'!$P11/1000000,'Hourly load shapes by class'!X:X)*1000000","v":357667.76599152735},{"$f":"SUMIF('Hourly load shapes by class'!$AE:$AE,'2021 (Annual Scaling)'!$P11/1000000,'Hourly load shapes by class'!Y:Y)*1000000","v":75132.49182179835},null,{"$f":"SUMIF('Hourly load shapes by class'!$AE:$AE,'2021 (Annual Scaling)'!$P11/1000000,'Hourly load shapes by class'!Z:Z)*1000000","v":66260.702394638007},{"$f":"SUMIF('Hourly load shapes by class'!$AE:$AE,'2021 (Annual Scaling)'!$P11/1000000,'Hourly load shapes by class'!AA:AA)*1000000","v":888.85995378322161},{"$f":"SUMIF('Hourly load shapes by class'!$AE:$AE,'2021 (Annual Scaling)'!$P11/1000000,'Hourly load shapes by class'!AB:AB)*1000000","v":2.0840476917469468},{"$f":"SUMIF('Hourly load shapes by class'!$AE:$AE,'2021 (Annual Scaling)'!$P11/1000000,'Hourly load shapes by class'!AC:AC)*1000000","v":1465.8355790313569},null,null,{"$f":"SUMIF('Hourly load shapes by class'!$AE:$AE,'2021 (Annual Scaling)'!$P11/1000000,'Hourly load shapes by class'!AD:AD)*1000000","v":0},969776.92858616461,false]
["May",{"$f":"SUMIF('Hourly load shapes by class'!$AE:$AE,'2021 (Annual Scaling)'!$P31/1000000,'Hourly load shapes by class'!C:C)","v":30},{"$f":"SUMIF('Hourly load shapes by class'!$AE:$AE,'2021 (Annual Scaling)'!$P31/1000000,'Hourly load shapes by class'!D:D)","v":17},{"$f":"SUMIF('Hourly load shapes by class'!$AE:$AE,'2021 (Annual Scaling)'!$P12/1000000,'Hourly load shapes by class'!V:V)*1000000","v":355966.25445208896},{"$f":"SUMIF('Hourly load shapes by class'!$AE:$AE,'2021 (Annual Scaling)'!$P12/1000000,'Hourly load shapes by class'!W:W)*1000000","v":128310.51470526506},{"$f":"SUMIF('Hourly load shapes by class'!$AE:$AE,'2021 (Annual Scaling)'!$P12/1000000,'Hourly load shapes by class'!X:X)*1000000","v":438620.24821131007},{"$f":"SUMIF('Hourly load shapes by class'!$AE:$AE,'2021 (Annual Scaling)'!$P12/1000000,'Hourly load shapes by class'!Y:Y)*1000000","v":102197.29104787031},null,{"$f":"SUMIF('Hourly load shapes by class'!$AE:$AE,'2021 (Annual Scaling)'!$P12/1000000,'Hourly load shapes by class'!Z:Z)*1000000","v":85704.082726970199},{"$f":"SUMIF('Hourly load shapes by class'!$AE:$AE,'2021 (Annual Scaling)'!$P12/1000000,'Hourly load shapes by class'!AA:AA)*1000000","v":0},{"$f":"SUMIF('Hourly load shapes by class'!$AE:$AE,'2021 (Annual Scaling)'!$P12/1000000,'Hourly load shapes by class'!AB:AB)*1000000","v":0},{"$f":"SUMIF('Hourly load shapes by class'!$AE:$AE,'2021 (Annual Scaling)'!$P12/1000000,'Hourly load shapes by class'!AC:AC)*1000000","v":1414.4388843867869},null,null,{"$f":"SUMIF('Hourly load shapes by class'!$AE:$AE,'2021 (Annual Scaling)'!$P12/1000000,'Hourly load shapes by class'!AD:AD)*1000000","v":229.75999999999976},1112442.5900278913,false]
["Jun",{"$f":"SUMIF('Hourly load shapes by class'!$AE:$AE,'2021 (Annual Scaling)'!$P32/1000000,'Hourly load shapes by class'!C:C)","v":11},{"$f":"SUMIF('Hourly load shapes by class'!$AE:$AE,'2021 (Annual Scaling)'!$P32/1000000,'Hourly load shapes by class'!D:D)","v":17},{"$f":"SUMIF('Hourly load shapes by class'!$AE:$AE,'2021 (Annual Scaling)'!$P13/1000000,'Hourly load shapes by class'!V:V)*1000000","v":444264.2526124696},{"$f":"SUMIF('Hourly load shapes by class'!$AE:$AE,'2021 (Annual Scaling)'!$P13/1000000,'Hourly load shapes by class'!W:W)*1000000","v":147624.55673496821},{"$f":"SUMIF('Hourly load shapes by class'!$AE:$AE,'2021 (Annual Scaling)'!$P13/1000000,'Hourly load shapes by class'!X:X)*1000000","v":484961.77712635335},{"$f":"SUMIF('Hourly load shapes by class'!$AE:$AE,'2021 (Annual Scaling)'!$P13/1000000,'Hourly load shapes by class'!Y:Y)*1000000","v":83354.082688412309},null,{"$f":"SUMIF('Hourly load shapes by class'!$AE:$AE,'2021 (Annual Scaling)'!$P13/1000000,'Hourly load shapes by class'!Z:Z)*1000000","v":71772.364209876672},{"$f":"SUMIF('Hourly load shapes by class'!$AE:$AE,'2021 (Annual Scaling)'!$P13/1000000,'Hourly load shapes by class'!AA:AA)*1000000","v":0},{"$f":"SUMIF('Hourly load shapes by class'!$AE:$AE,'2021 (Annual Scaling)'!$P13/1000000,'Hourly load shapes by class'!AB:AB)*1000000","v":0},{"$f":"SUMIF('Hourly load shapes by class'!$AE:$AE,'2021 (Annual Scaling)'!$P13/1000000,'Hourly load shapes by class'!AC:AC)*1000000","v":1414.4388843867869},null,null,{"$f":"SUMIF('Hourly load shapes by class'!$AE:$AE,'2021 (Annual Scaling)'!$P13/1000000,'Hourly load shapes by class'!AD:AD)*1000000","v":0},1233391.472256467,true]
["Jul",{"$f":"SUMIF('Hourly load shapes by class'!$AE:$AE,'2021 (Annual Scaling)'!$P33/1000000,'Hourly load shapes by class'!C:C)","v":17},{"$f":"SUMIF('Hourly load shapes by class'!$AE:$AE,'2021 (Annual Scaling)'!$P33/1000000,'Hourly load shapes by class'!D:D)","v":17},{"$f":"SUMIF('Hourly load shapes by class'!$AE:$AE,'2021 (Annual Scaling)'!$P14/1000000,'Hourly load shapes by class'!V:V)*1000000","v":429325.44204033515},{"$f":"SUMIF('Hourly load shapes by class'!$AE:$AE,'2021 (Annual Scaling)'!$P14/1000000,'Hourly load shapes by class'!W:W)*1000000","v":117353.49698947987},{"$f":"SUMIF('Hourly load shapes by class'!$AE:$AE,'2021 (Annual Scaling)'!$P14/1000000,'Hourly load shapes by class'!X:X)*1000000","v":459612.66454260144},{"$f":"SUMIF('Hourly load shapes by class'!$AE:$AE,'2021 (Annual Scaling)'!$P14/1000000,'Hourly load shapes by class'!Y:Y)*1000000","v":108769.99181143698},null,{"$f":"SUMIF('Hourly load shapes by class'!$AE:$AE,'2021 (Annual Scaling)'!$P14/1000000,'Hourly load shapes by class'!Z:Z)*1000000","v":87019.543742247915},{"$f":"SUMIF('Hourly load shapes by class'!$AE:$AE,'2021 (Annual Scaling)'!$P14/1000000,'Hourly load shapes by class'!AA:AA)*1000000","v":0},{"$f":"SUMIF('Hourly load shapes by class'!$AE:$AE,'2021 (Annual Scaling)'!$P14/1000000,'Hourly load shapes by class'!AB:AB)*1000000","v":0},{"$f":"SUMIF('Hourly load shapes by class'!$AE:$AE,'2021 (Annual Scaling)'!$P14/1000000,'Hourly load shapes by class'!AC:AC)*1000000","v":1372.9182590709147},null,null,{"$f":"SUMIF('Hourly load shapes by class'!$AE:$AE,'2021 (Annual Scaling)'!$P14/1000000,'Hourly load shapes by class'!AD:AD)*1000000","v":412.15999999999985},1203866.2173851721,true]
["Aug",{"$f":"SUMIF('Hourly load shapes by class'!$AE:$AE,'2021 (Annual Scaling)'!$P34/1000000,'Hourly load shapes by class'!C:C)","v":1},{"$f":"SUMIF('Hourly load shapes by class'!$AE:$AE,'2021 (Annual Scaling)'!$P34/1000000,'Hourly load shapes by class'!D:D)","v":17},{"$f":"SUMIF('Hourly load shapes by class'!$AE:$AE,'2021 (Annual Scaling)'!$P15/1000000,'Hourly load shapes by class'!V:V)*1000000","v":453815.39962310321},{"$f":"SUMIF('Hourly load shapes by class'!$AE:$AE,'2021 (Annual Scaling)'!$P15/1000000,'Hourly load shapes by class'!W:W)*1000000","v":124283.07773367903},{"$f":"SUMIF('Hourly load shapes by class'!$AE:$AE,'2021 (Annual Scaling)'!$P15/1000000,'Hourly load shapes by class'!X:X)*1000000","v":460996.35945586709},{"$f":"SUMIF('Hourly load shapes by class'!$AE:$AE,'2021 (Annual Scaling)'!$P15/1000000,'Hourly load shapes by class'!Y:Y)*1000000","v":96275.223179922366},null,{"$f":"SUMIF('Hourly load shapes by class'!$AE:$AE,'2021 (Annual Scaling)'!$P15/1000000,'Hourly load shapes by class'!Z:Z)*1000000","v":75794.337867659968},{"$f":"SUMIF('Hourly load shapes by class'!$AE:$AE,'2021 (Annual Scaling)'!$P15/1000000,'Hourly load shapes by class'!AA:AA)*1000000","v":0},{"$f":"SUMIF('Hourly load shapes by class'!$AE:$AE,'2021 (Annual Scaling)'!$P15/1000000,'Hourly load shapes by class'!AB:AB)*1000000","v":0},{"$f":"SUMIF('Hourly load shapes by class'!$AE:$AE,'2021 (Annual Scaling)'!$P15/1000000,'Hourly load shapes by class'!AC:AC)*1000000","v":1377.0370138481273},null,null,{"$f":"SUMIF('Hourly load shapes by class'!$AE:$AE,'2021 (Annual Scaling)'!$P15/1000000,'Hourly load shapes by class'!AD:AD)*1000000","v":0},1212541.4348740797,true]
["Sep",{"$f":"SUMIF('Hourly load shapes by class'!$AE:$AE,'2021 (Annual Scaling)'!$P35/1000000,'Hourly load shapes by class'!C:C)","v":11},{"$f":"SUMIF('Hourly load shapes by class'!$AE:$AE,'2021 (Annual Scaling)'!$P35/1000000,'Hourly load shapes by class'!D:D)","v":16},{"$f":"SUMIF('Hourly load shapes by class'!$AE:$AE,'2021 (Annual Scaling)'!$P16/1000000,'Hourly load shapes by class'!V:V)*1000000","v":241184.85899337777},{"$f":"SUMIF('Hourly load shapes by class'!$AE:$AE,'2021 (Annual Scaling)'!$P16/1000000,'Hourly load shapes by class'!W:W)*1000000","v":121681.97564057304},{"$f":"SUMIF('Hourly load shapes by class'!$AE:$AE,'2021 (Annual Scaling)'!$P16/1000000,'Hourly load shapes by class'!X:X)*1000000","v":440152.5972480966},{"$f":"SUMIF('Hourly load shapes by class'!$AE:$AE,'2021 (Annual Scaling)'!$P16/1000000,'Hourly load shapes by class'!Y:Y)*1000000","v":109653.55664388064},null,{"$f":"SUMIF('Hourly load shapes by class'!$AE:$AE,'2021 (Annual Scaling)'!$P16/1000000,'Hourly load shapes by class'!Z:Z)*1000000","v":82392.845188863925},{"$f":"SUMIF('Hourly load shapes by class'!$AE:$AE,'2021 (Annual Scaling)'!$P16/1000000,'Hourly load shapes by class'!AA:AA)*1000000","v":0},{"$f":"SUMIF('Hourly load shapes by class'!$AE:$AE,'2021 (Annual Scaling)'!$P16/1000000,'Hourly load shapes by class'!AB:AB)*1000000","v":0},{"$f":"SUMIF('Hourly load shapes by class'!$AE:$AE,'2021 (Annual Scaling)'!$P16/1000000,'Hourly load shapes by class'!AC:AC)*1000000","v":1427.2070623859959},null,null,{"$f":"SUMIF('Hourly load shapes by class'!$AE:$AE,'2021 (Annual Scaling)'!$P16/1000000,'Hourly load shapes by class'!AD:AD)*1000000","v":0},996493.04077717802,false]
["Oct",{"$f":"SUMIF('Hourly load shapes by class'!$AE:$AE,'2021 (Annual Scaling)'!$P36/1000000,'Hourly load shapes by class'!C:C)","v":28},{"$f":"SUMIF('Hourly load shapes by class'!$AE:$AE,'2021 (Annual Scaling)'!$P36/1000000,'Hourly load shapes by class'!D:D)","v":18},{"$f":"SUMIF('Hourly load shapes by class'!$AE:$AE,'2021 (Annual Scaling)'!$P17/1000000,'Hourly load shapes by class'!V:V)*1000000","v":406637.12719228835},{"$f":"SUMIF('Hourly load shapes by class'!$AE:$AE,'2021 (Annual Scaling)'!$P17/1000000,'Hourly load shapes by class'!W:W)*1000000","v":83246.721700036302},{"$f":"SUMIF('Hourly load shapes by class'!$AE:$AE,'2021 (Annual Scaling)'!$P17/1000000,'Hourly load shapes by class'!X:X)*1000000","v":350456.09629613929},{"$f":"SUMIF('Hourly load shapes by class'!$AE:$AE,'2021 (Annual Scaling)'!$P17/1000000,'Hourly load shapes by class'!Y:Y)*1000000","v":77143.589115949115},null,{"$f":"SUMIF('Hourly load shapes by class'!$AE:$AE,'2021 (Annual Scaling)'!$P17/1000000,'Hourly load shapes by class'!Z:Z)*1000000","v":63049.023223490403},{"$f":"SUMIF('Hourly load shapes by class'!$AE:$AE,'2021 (Annual Scaling)'!$P17/1000000,'Hourly load shapes by class'!AA:AA)*1000000","v":4128.0967819484249},{"$f":"SUMIF('Hourly load shapes by class'!$AE:$AE,'2021 (Annual Scaling)'!$P17/1000000,'Hourly load shapes by class'!AB:AB)*1000000","v":9.483035072360261},{"$f":"SUMIF('Hourly load shapes by class'!$AE:$AE,'2021 (Annual Scaling)'!$P17/1000000,'Hourly load shapes by class'!AC:AC)*1000000","v":1662.5640071504386},null,null,{"$f":"SUMIF('Hourly load shapes by class'!$AE:$AE,'2021 (Annual Scaling)'!$P17/1000000,'Hourly load shapes by class'!AD:AD)*1000000","v":0},986332.70135207474,false]
["Nov",{"$f":"SUMIF('Hourly load shapes by class'!$AE:$AE,'2021 (Annual Scaling)'!$P37/1000000,'Hourly load shapes by class'!C:C)","v":25},{"$f":"SUMIF('Hourly load shapes by class'!$AE:$AE,'2021 (Annual Scaling)'!$P37/1000000,'Hourly load shapes by class'!D:D)","v":18},{"$f":"SUMIF('Hourly load shapes by class'!$AE:$AE,'2021 (Annual Scaling)'!$P18/1000000,'Hourly load shapes by class'!V:V)*1000000","v":421570.04749198037},{"$f":"SUMIF('Hourly load shapes by class'!$AE:$AE,'2021 (Annual Scaling)'!$P18/1000000,'Hourly load shapes by class'!W:W)*1000000","v":90013.818349626337},{"$f":"SUMIF('Hourly load shapes by class'!$AE:$AE,'2021 (Annual Scaling)'!$P18/1000000,'Hourly load shapes by class'!X:X)*1000000","v":379625.92685529526},{"$f":"SUMIF('Hourly load shapes by class'!$AE:$AE,'2021 (Annual Scaling)'!$P18/1000000,'Hourly load shapes by class'!Y:Y)*1000000","v":88405.907381217272},null,{"$f":"SUMIF('Hourly load shapes by class'!$AE:$AE,'2021 (Annual Scaling)'!$P18/1000000,'Hourly load shapes by class'!Z:Z)*1000000","v":69300.919933801255},{"$f":"SUMIF('Hourly load shapes by class'!$AE:$AE,'2021 (Annual Scaling)'!$P18/1000000,'Hourly load shapes by class'!AA:AA)*1000000","v":4117.810772520209},{"$f":"SUMIF('Hourly load shapes by class'!$AE:$AE,'2021 (Annual Scaling)'!$P18/1000000,'Hourly load shapes by class'!AB:AB)*1000000","v":8.9876499368352381},{"$f":"SUMIF('Hourly load shapes by class'!$AE:$AE,'2021 (Annual Scaling)'!$P18/1000000,'Hourly load shapes by class'!AC:AC)*1000000","v":1699.340422108276},null,null,{"$f":"SUMIF('Hourly load shapes by class'!$AE:$AE,'2021 (Annual Scaling)'!$P18/1000000,'Hourly load shapes by class'!AD:AD)*1000000","v":0},1054742.7588564858,false]
["Dec",{"$f":"SUMIF('Hourly load shapes by class'!$AE:$AE,'2021 (Annual Scaling)'!$P38/1000000,'Hourly load shapes by class'!C:C)","v":16},{"$f":"SUMIF('Hourly load shapes by class'!$AE:$AE,'2021 (Annual Scaling)'!$P38/1000000,'Hourly load shapes by class'!D:D)","v":18},{"$f":"SUMIF('Hourly load shapes by class'!$AE:$AE,'2021 (Annual Scaling)'!$P19/1000000,'Hourly load shapes by class'!V:V)*1000000","v":457347.94218299788},{"$f":"SUMIF('Hourly load shapes by class'!$AE:$AE,'2021 (Annual Scaling)'!$P19/1000000,'Hourly load shapes by class'!W:W)*1000000","v":94603.208016336052},{"$f":"SUMIF('Hourly load shapes by class'!$AE:$AE,'2021 (Annual Scaling)'!$P19/1000000,'Hourly load shapes by class'!X:X)*1000000","v":433269.11362182873},{"$f":"SUMIF('Hourly load shapes by class'!$AE:$AE,'2021 (Annual Scaling)'!$P19/1000000,'Hourly load shapes by class'!Y:Y)*1000000","v":93834.995102666639},null,{"$f":"SUMIF('Hourly load shapes by class'!$AE:$AE,'2021 (Annual Scaling)'!$P19/1000000,'Hourly load shapes by class'!Z:Z)*1000000","v":69612.5007489126},{"$f":"SUMIF('Hourly load shapes by class'!$AE:$AE,'2021 (Annual Scaling)'!$P19/1000000,'Hourly load shapes by class'!AA:AA)*1000000","v":4405.3381687685305},{"$f":"SUMIF('Hourly load shapes by class'!$AE:$AE,'2021 (Annual Scaling)'!$P19/1000000,'Hourly load shapes by class'!AB:AB)*1000000","v":8.4235863153514252},{"$f":"SUMIF('Hourly load shapes by class'!$AE:$AE,'2021 (Annual Scaling)'!$P19/1000000,'Hourly load shapes by class'!AC:AC)*1000000","v":1641.3934720614079},null,null,{"$f":"SUMIF('Hourly load shapes by class'!$AE:$AE,'2021 (Annual Scaling)'!$P19/1000000,'Hourly load shapes by class'!AD:AD)*1000000","v":0},1154722.9148998871,false]
[]
["1CP",null,null,{"$f":"SUMIF($P27:$P38,$P40,D27:D38)","v":444264.2526124696},{"$f":"SUMIF($P27:$P38,$P40,E27:E38)","v":147624.55673496821},{"$f":"SUMIF($P27:$P38,$P40,F27:F38)","v":484961.77712635335},{"$f":"SUMIF($P27:$P38,$P40,G27:G38)","v":83354.082688412309},null,{"$f":"SUMIF($P27:$P38,$P40,I27:I38)","v":71772.364209876672},{"$f":"SUMIF($P27:$P38,$P40,J27:J38)","v":0},{"$f":"SUMIF($P27:$P38,$P40,K27:K38)","v":0},{"$f":"SUMIF($P27:$P38,$P40,L27:L38)","v":1414.4388843867869},null,null,{"$f":"SUMIF($P27:$P38,$P40,O27:O38)","v":0},{"$f":"MAX(P27:P38)","v":1233391.472256467}]
["4CP",null,null,{"$f":"SUMIF($Q27:$Q38,\"TRUE\",D27:D38)","v":1794703.1624783811},{"$f":"SUMIF($Q27:$Q38,\"TRUE\",E27:E38)","v":496410.43484191125},{"$f":"SUMIF($Q27:$Q38,\"TRUE\",F27:F38)","v":1859172.3678924283},{"$f":"SUMIF($Q27:$Q38,\"TRUE\",G27:G38)","v":379467.88116725313},null,{"$f":"SUMIF($Q27:$Q38,\"TRUE\",I27:I38)","v":310187.91981064493},{"$f":"SUMIF($Q27:$Q38,\"TRUE\",J27:J38)","v":4394.0659521821553},{"$f":"SUMIF($Q27:$Q38,\"TRUE\",K27:K38)","v":8.0051891409711882},{"$f":"SUMIF($Q27:$Q38,\"TRUE\",L27:L38)","v":5740.6769273990585},null,null,{"$f":"SUMIF($Q27:$Q38,\"TRUE\",O27:O38)","v":412.15999999999985},{"$f":"SUMIF($Q27:$Q38,\"TRUE\",P27:P38)","v":4850496.6742593404}]
["12CP",null,null,{"$f":"SUM(D27:D38)","v":4896852.1121017626},{"$f":"SUM(E27:E38)","v":1319021.4716267041},{"$f":"SUM(F27:F38)","v":5120527.4239008958},1090840.439703217,null,884014.6918583787,{"$f":"SUM(J27:J38)","v":25464.238439559937},52.510566142136923,{"$f":"SUM(L27:L38)","v":18349.533199987924},null,null,{"$f":"SUM(O27:O38)","v":641.91999999999962},{"$f":"SUM(P27:P38)","v":13355764.34139665}]
[]
[]
[]
[]
[]
[]
[" Classification NCP from \n Load Data Provider ",null,null,497620,147536,506652,169954,null,104733,13952,10,2289,null,null,1152]
[" Primary NCP ",null,null,497620,147536,506652,169954,null,104733,13952,10,2289,null,null,1152]
["  Line Transformer NCP ",null,null,497620,147536,440787,74779,null,49224,13952,10,2289,null,null,680,"                        -"]
[" Secondary NCP ",null,null,497620,147536,253327,null,null,null,13952,10,2289,null,null,null,"                        -"]
[]
[" 4 NCP "]
[" Classification NCP from \n Load Data Provider ",null,null,1962665,555823,1967405,655330,null,402716,53925,38,9000,null,null,3836]
[" Primary NCP ",null,null,1962665,555823,1967405,655330,null,402716,53925,38,9000,null,null,3836]
["  Line Transformer NCP ",null,null,1962665,555823,1745088,288345,null,189277,53925,38,9000,null,null,2263,"                        -"]
[" Secondary NCP ",null,null,1962665,555823,983703,null,null,null,53925,38,9000,null,null,null,"                        -"]
[]
[" 12 NCP "]
[" Classification NCP from \n Load Data Provider ",null,null,5443890,1521052,5521257,1779475,null,1085168,131398,94,26161,null,null,7657]
[" Primary NCP ",null,null,5443890,1521052,5521257,1779475,null,1085168,131398,94,26161,null,null,7657]
["  Line Transformer NCP ",null,null,5443890,1521052,4803494,782969,null,510029,131398,94,26161,null,null,4517,"                        -"]
[" Secondary NCP ",null,null,5443890,1521052,2760629,null,null,null,131398,94,26161,null,null,null,"                        -"]
[]
[]
[null,null,null,{"$f":"D49/D$49","v":1},{"$f":"E49/E$49","v":1},1,1,null,1,1,1,1,null,null,1]
[null,null,null,{"$f":"D50/D$49","v":1},1,1,1,null,1,1,1,1,null,null,1]
[null,null,null,{"$f":"D51/D$49","v":1},1,0.86999952630207722,0.4399955282017487,null,0.46999513047463548,1,1,1,null,null,0.59027777777777779]
["Primary/Secondary",null,null,{"$f":"D52/D$49","v":1},1,0.50000197374134514,0,null,0,1,1,1,null,null,0]
["Adjustment Factor"]
[]
[null,null,null,{"$f":"D55/D$55","v":1},{"$f":"E55/E$55","v":1},1,1,null,1,1,1,1,null,null,1]
[null,null,null,{"$f":"D56/D$55","v":1},1,1,1,null,1,1,1,1,null,null,1]
[null,null,null,{"$f":"D57/D$55","v":1},1,0.88699988055331769,0.43999969481024825,null,0.47000119190695178,1,1,1,null,null,0.58993743482794581]
[null,null,null,{"$f":"D58/D$55","v":1},1,0.50000025414187721,0,null,0,1,1,1,null,null,0]
[]
[]
[null,null,null,{"$f":"D61/D$61","v":1},{"$f":"E61/E$61","v":1},1,1,null,1,1,1,1,null,null,1]
[null,null,null,{"$f":"D62/D$61","v":1},1,1,1,null,1,1,1,1,null,null,1]
[null,null,null,{"$f":"D63/D$61","v":1},1,0.87000007425845238,0.44,null,0.470000036860652,1,1,1,null,null,0.58991772234556616]
[null,null,null,{"$f":"D64/D$61","v":1},1,0.50000009055908823,0,null,0,1,1,1,null,null,0]
[]
["1 CP"]
["Transformation CP",null,null,{"$f":"D40","v":444264.2526124696},{"$f":"E40","v":147624.55673496821},484961.77712635335,83354.082688412309,null,71772.364209876672,0,0,1414.4388843867869,null,null,0]
["Bulk Delivery CP",null,null,{"$f":"D85","v":444264.2526124696},{"$f":"E85","v":147624.55673496821},484961.77712635335,83354.082688412309,null,71772.364209876672,0,0,1414.4388843867869,null,null,0]
["Total Sytem CP ",null,null,{"$f":"D86","v":444264.2526124696},147624.55673496821,484961.77712635335,83354.082688412309,null,71772.364209876672,0,0,1414.4388843867869,null,null,0]
[]
["4 CP"]
["Transformation CP",null,null,{"$f":"D41","v":1794703.1624783811},{"$f":"E41","v":496410.43484191125},{"$f":"F41","v":1859172.3678924283},379467.88116725313,null,310187.91981064493,4394.0659521821553,8.0051891409711882,5740.6769273990585,null,null,412.15999999999985]
["Bulk Delivery CP",null,null,{"$f":"D90","v":1794703.1624783811},{"$f":"E90","v":496410.43484191125},1859172.3678924283,379467.88116725313,null,310187.91981064493,4394.0659521821553,8.0051891409711882,5740.6769273990585,null,null,412.15999999999985]
["Total Sytem CP ",null,null,{"$f":"D91","v":1794703.1624783811},496410.43484191125,1859172.3678924283,379467.88116725313,null,310187.91981064493,4394.0659521821553,8.0051891409711882,5740.6769273990585,null,null,412.15999999999985]
[]
["12 CP"]
["Transformation CP",null,null,{"$f":"D42","v":4896852.1121017626},{"$f":"E42","v":1319021.4716267041},5120527.4239008958,1090840.439703217,null,884014.6918583787,25464.238439559937,52.510566142136923,18349.533199987924,null,null,641.91999999999962]
["Bulk Delivery CP",null,null,{"$f":"D95","v":4896852.1121017626},{"$f":"E95","v":1319021.4716267041},5120527.4239008958,1090840.439703217,null,884014.6918583787,25464.238439559937,52.510566142136923,18349.533199987924,null,null,641.91999999999962]
["Total Sytem CP ",null,null,{"$f":"D96","v":4896852.1121017626},1319021.4716267041,5120527.4239008958,1090840.439703217,null,884014.6918583787,25464.238439559937,52.510566142136923,18349.533199987924,null,null,641.91999999999962]
[]
[]
["1NCP"]
[" Classification NCP from \n Load Data Provider ",null,null,{"$f":"D$21*D67","v":505582.40062357951},{"$f":"E$21*E67","v":147624.55673496821},503809.05940198904,124070.42759266777,null,97769.081863588988,7007.6269454450912,15.090410825626204,1850.3774130278907,null,null,1152.0000000000005]
[" Primary NCP ",null,null,{"$f":"D$21*D68","v":505582.40062357951},147624.55673496821,503809.05940198904,124070.42759266777,null,97769.081863588988,7007.6269454450912,15.090410825626204,1850.3774130278907,null,null,1152.0000000000005]
["  Line Transformer NCP ",null,null,505582.40062357951,147624.55673496821,438313.64302642556,54590.433322852667,null,45950.992386862825,7007.6269454450912,15.090410825626204,1850.3774130278907,null,null,680.00000000000023]
[" Secondary NCP ",null,null,505582.40062357951,147624.55673496821,251905.52408976512,0,null,0,7007.6269454450912,15.090410825626204,1850.3774130278907,null,null,0]
[]
[" 4 NCP "]
[" Classification NCP from \n Load Data Provider ",null,null,{"$f":"D$22*D73","v":1994070.2080019023},566794.19380761089,1974520.1831622932,478406.88402268343,0,375940.69016644766,{"$f":"J$22*J73","v":27084.450726485775},{"$f":"K$22*K73","v":58.189015168774397},7275.0831223549321,null,null,{"$f":"O$41*O73","v":412.15999999999985}]
[" Primary NCP ",null,null,{"$f":"D$22*D74","v":1994070.2080019023},566794.19380761089,1974520.1831622932,478406.88402268343,0,375940.69016644766,{"$f":"J$22*J74","v":27084.450726485775},58.189015168774397,7275.0831223549321,null,null,{"$f":"O$41*O74","v":412.15999999999985}]
["  Line Transformer NCP ",null,null,{"$f":"D$22*D75","v":1994070.2080019023},566794.19380761089,1751399.1666150689,210498.88296510253,0,176692.57246455248,27084.450726485775,58.189015168774397,7275.0831223549321,null,null,243.14861313868604]
[" Secondary NCP ",null,null,{"$f":"D$22*D76","v":1994070.2080019023},566794.19380761089,987260.5933894125,0,0,0,27084.450726485775,58.189015168774397,7275.0831223549321,null,null,0]
[]
[" 12 NCP "]
[" Classification NCP from \n Load Data Provider ",null,null,{"$f":"D$23*D79","v":5498908.4822349269},1532600.8908420359,5509368.1820936585,1295550.4849499471,0,{"$f":"I$23*I79","v":1012046.7517672044},{"$f":"J$23*J79","v":65995.838318044072},142.19808630848377,21146.73527781514,null,null,{"$f":"O$42*O79","v":641.91999999999962}]
[" Primary NCP ",null,null,{"$f":"D$23*D80","v":5498908.4822349269},1532600.8908420359,5509368.1820936585,1295550.4849499471,0,{"$f":"I$23*I80","v":1012046.7517672044},65995.838318044072,142.19808630848377,21146.73527781514,null,null,{"$f":"O$42*O80","v":641.91999999999962}]
["  Line Transformer NCP ",null,null,{"$f":"D$23*D81","v":5498908.4822349269},1532600.8908420359,4793150.7275386378,570042.21337797667,0,{"$f":"I$23*I81","v":475662.01063528919},65995.838318044072,142.19808630848377,21146.73527781514,null,null,{"$f":"O$42*O81","v":378.67998432806559}]
[" Secondary NCP ",null,null,{"$f":"D$23*D82","v":5498908.4822349269},1532600.8908420359,2754684.5899701887,0,0,{"$f":"I$23*I82","v":0},65995.838318044072,142.19808630848377,21146.73527781514,null,null,{"$f":"O$42*O82","v":0}]