{"text_format":"1","workbook":"xlsx","n_sheets":4,"sheets":["Data summary","Hourly load shapes by class","2006 Input to CA model","Revised Inputs to CA model"],"not_rendered":{"charts":0,"images":0,"macros":1,"external_links":0,"defined_names":3,"comments":0,"pivot_tables":0},"unopened":[],"bounds":{"document_bytes":16777216,"sheet_cells":100000,"rows_first":2000,"rows_last":500,"rows_between":2000,"halvings":0,"cell_chars":16384,"cell_head_chars":4096},"cells_cut":0,"cells_raw":0,"read":"whole","date_system":"1900"}

{"sheet":"Data summary","index":0,"n_rows":35,"n_cols":15,"rows_kept":35,"cut":false,"hidden":false,"merged":[[31,0,31,1]]}
["RUN # 2","Rate classes","Weather station used for normalization",null,null,null,null,"Test Year"]
[1,"Residential class","Ottawa",null,null,null,null,2004]
[2,"General service <50kW"]
[3,"General service >50kW "]
[4,"USL"]
[5,"Streetlights"]
[]
[]
["Monthly kWh by class (with actual weather)",null,"Jan","Feb","Mar","Apr","May","Jun","Jul","Aug","Sep","Oct","Nov","Dec","TOTAL"]
[1,"Residential class",2586895.416018256,1904424.1567390696,1670756.1266751252,1287599.5282714723,861982.59241480054,763286.95548439946,949726.29578283906,837050.12154706288,804708.13598770788,1066389.3025411791,1493035.6199146812,2106379.2869843678,16332233.538360963]
[2,"General service <50kW",758926.76613657409,676858.9815132576,523505.29484848486,429761.57757575758,407485.45799999998,402989.37018181814,361402.08762463345,384729.84,342974.99290322582,375483.5834375,432719.2155625,673970.71299999999,5770807.8807837516]
[3,"General service >50kW ",709336.10777859448,568510.29081024905,547058.65437876061,440304.41814625921,386376.24648158811,352222.88021850667,300348.62444070569,332136.10489229497,347382.95920425601,408118.75336222403,501553.31549705996,668371.19175735337,5561719.5469678529]
[4,"USL",1662.43,1662.43,1662.43,1662.43,1662.43,1662.43,1662.43,1662.43,1662.43,1662.43,1662.43,1662.43,19949.16]
[5,"Streetlights",36299.504466575512,31255.323237424069,29912.451497628994,25366.680606511341,23064.408303611614,20778.15761527677,22292.082651818506,25080.739460641809,27699.692004811386,32306.928259095395,34407.433825758002,37237.519358274643,345700.92128742806]
[]
[]
["Monthly kWh by class (with normalized weather)",null,"Jan","Feb","Mar","Apr","May","Jun","Jul","Aug","Sep","Oct","Nov","Dec","TOTAL"]
[1,"Residential class",2326517.090638089,1929678.5153589875,1794442.088871866,1260140.365475487,877029.01772512856,793657.77078593138,957179.01971412601,850289.45657821593,847747.66694000282,1111002.162223354,1531998.1088466707,1985677.507674481,16265358.770832341]
[2,"General service <50kW",701351.69981830718,682443.24575738818,550854.8350443464,423689.78524544532,411625.9813896952,416283.44406077068,364664.3333548943,390525.03174131224,358497.85414383304,385348.41512461699,441334.63269028405,647281.037742457,5773900.2961133514]
[3,"General service >50kW ",639545.71547702793,575279.33194620046,580210.76798615849,432944.41327255702,391209.33778156486,366834.07103802217,303934.07877915766,338505.45811982977,364826.6470113534,420076.54199293203,511996.60943728645,636018.94232478319,5561381.9151668735]
[4,"USL",1662.43,1662.43,1662.43,1662.43,1662.43,1662.43,1662.43,1662.43,1662.43,1662.43,1662.43,1662.43,19949.16]
[5,"Streetlights",36299.504466575512,31255.323237424069,29912.451497628994,25366.680606511341,23064.408303611614,20778.15761527677,22292.082651818506,25080.739460641809,27699.692004811386,32306.928259095395,34407.433825758002,37237.519358274643,345700.92128742806]
[]
[]
["Residential class information",null,"Equipment saturation"]
[null,"Electric space heating",0.59930000000000005]
[null,"Electric water heating",0.81740000000000002]
[null,"Air conditioning",0.19396128000000001]
[null,"Baseload",1]
[]
[]
["General service >50kW ",null,"2004 kWh (Actual)","2004 kWh (Weather Corrected)"]
[null,"Weather sensitive load",5561719.5469678529,5561381.9151668735]
[null,"Non-weather sensitive load",0,0]
[null,"TOTAL",5561719.5469678529,5561381.9151668735]

{"sheet":"Hourly load shapes by class","index":1,"n_rows":8818,"n_cols":24,"rows_kept":4500,"cut":true,"hidden":false,"merged":[[0,11,0,16],[0,4,0,9]],"bounds":{"rows_first":2000,"rows_last":500,"rows_between":2000,"halvings":0}}
["ALL UNITS IN GWh",null,null,null,"2004 Load Shape",null,null,null,null,null,null,"2015 Load Shape"]
["Year","Month","Day","Hour (EST)","Residential","GS<50 kW","GS>50 kW","USL","Street Lighting","TOTAL LDC sales",null,{"$f":"E2","v":"Residential"},"GS<50 kW","GS>50 kW","USL","Street Lighting","TOTAL LDC sales",null,null,"Residential","GS<50 kW","GS>50 kW","USL","Street Lighting"]
[2004,1,1,1,2.5472505050678001E-3,9.9005999082184314E-4,7.9054956258456626E-4,2.2344489247311912E-6,8.0172213000000928E-5,{"$f":"SUM(E3:I3)","v":4.4102667203989414E-3},null,{"$f":"E3*T$5","v":1.9368834484417305E-3},{"$f":"F3*U$5","v":6.6210101022197172E-4},{"$f":"G3*V$5","v":5.6635768787122545E-4},{"$f":"H3*W$5","v":1.9354838709677958E-6},{"$f":"I3*X$5","v":3.548259724665618E-5},{"$f":"SUM(L3:P3)","v":3.2027602276525511E-3},null,2004,16265358.770832386,5773900.2961133681,5561381.9151668409,19949.159999999523,345700.92128741444]
[2004,1,1,2,2.4155773214761768E-3,1.0051171972420279E-3,7.9397625904187004E-4,2.2344489247311912E-6,8.0172213000000928E-5,{"$f":"SUM(E4:I4)","v":4.2970774396848075E-3},null,1.8367615289858912E-3,6.7217049255066327E-4,5.6881260780850321E-4,1.9354838709677958E-6,3.548259724665618E-5,3.1151627104626816E-3,null,"2018 Forecast",12367886.128008928,3861286.4416470672,3984230.1506628287,17280,153000.2241280177]
[2004,1,1,3,2.4130886614849613E-3,9.6039318983663386E-4,7.6757458144354493E-4,2.2344489247311912E-6,8.0172213000000928E-5,4.2234630946898725E-3,null,1.8348691967098962E-3,6.4226138526545147E-4,5.4989817943082713E-4,1.9354838709677958E-6,3.548259724665618E-5,3.0644468425237987E-3,null,"Scaling Factor",{"$f":"T4/T3","v":0.76038200584837123},{"$f":"U4/U3","v":0.66874837520943098},0.71641009580679049,0.86620188519217922,0.44257974077197754]
[2004,1,1,4,2.4286489585264399E-3,9.1375586663021283E-4,7.4294016807520012E-4,2.2344489247311912E-6,8.0172213000000928E-5,4.1677516551565852E-3,null,1.8467009665858922E-3,6.1107275114704034E-4,5.3224983698946715E-4,1.9354838709677958E-6,3.548259724665618E-5,3.0274416358400235E-3]
[2004,1,1,5,2.548875625170097E-3,8.9595766481022061E-4,7.2790678558133529E-4,2.2344489247311912E-6,8.0172213000000928E-5,4.2551467374863849E-3,null,1.9381191605248595E-3,5.9917023259827105E-4,5.2147976999673731E-4,1.9354838709677958E-6,3.548259724665618E-5,3.096187244237492E-3]
[2004,1,1,6,2.654885587409055E-3,8.7806843103377234E-4,7.3153878265248319E-4,2.2344489247311912E-6,8.0172213000000928E-5,4.3468994630200429E-3,null,2.0187272282520285E-3,5.8720683657652957E-4,5.240817693664484E-4,1.9354838709677958E-6,3.548259724665618E-5,3.1674339153126303E-3]
[2004,1,1,7,2.8080214997012929E-3,8.7046383815765323E-4,7.56675008343204E-4,2.2344489247311912E-6,8.0172213000000928E-5,4.5175670081268821E-3,null,2.1351690204082208E-3,5.8212127744649569E-4,5.4208961522175878E-4,1.9354838709677958E-6,3.548259724665618E-5,3.2967979941940992E-3]
[2004,1,1,8,3.0105357607368016E-3,9.6831089396980324E-4,8.4083610145008409E-4,2.2344489247311912E-6,7.3497609053764932E-5,4.8954148141351845E-3,null,2.2891572204273014E-3,6.4755633703989749E-4,6.0238347199766291E-4,1.9354838709677958E-6,3.2528552762375434E-5,3.5735610660982049E-3]
[2004,1,1,9,3.1919435408830654E-3,1.0145477447607877E-3,8.8209090306969333E-4,2.2344489247311912E-6,0,5.090816637638277E-3,null,2.4270964321714177E-3,6.7847715588116933E-4,6.3193882837845737E-4,1.9354838709677958E-6,0,3.7394479003020121E-3]
[2004,1,1,10,3.242226552032712E-3,1.0471475108017837E-3,9.0603743523871264E-4,2.2344489247311912E-6,0,5.1976459469979391E-3,null,2.4653307290494822E-3,7.002781964532929E-4,6.4909436578390481E-4,1.9354838709677958E-6,0,3.8166387751576475E-3]
[2004,1,1,11,3.3008299460372628E-3,1.0260420169056928E-3,8.9963423630695931E-4,2.2344489247311912E-6,0,5.2287406481746459E-3,null,2.5098916953321848E-3,6.8616393170228959E-4,6.4450704942373756E-4,1.9354838709677958E-6,0,3.8424981603291798E-3]
[2004,1,1,12,3.1499677023543796E-3,1.0681133426997489E-3,9.1313877894329764E-4,2.2344489247311912E-6,0,5.1334542729221571E-3,null,2.3951787598738084E-3,7.142990624699712E-4,6.5418184010766355E-4,1.9354838709677958E-6,0,3.7655951463224113E-3]
[2004,1,1,13,2.9945864921057971E-3,1.1056373269440248E-3,9.1709981936213564E-4,2.2344489247311912E-6,0,5.0195580873366886E-3,null,2.2770296835538436E-3,7.3939316596471503E-4,6.5701956945361784E-4,1.9354838709677958E-6,0,3.6753779028431445E-3]
[2004,1,1,14,2.8099606322829563E-3,1.1033634588351036E-3,9.226134847767672E-4,2.2344489247311912E-6,0,4.8381720248195587E-3,null,2.1366435019302718E-3,7.378725203614334E-4,6.6096961502156066E-4,1.9354838709677958E-6,0,3.5374211211842334E-3]
[2004,1,1,15,2.8182292635756168E-3,9.7310710610443087E-4,8.7699633245849509E-4,2.2344489247311912E-6,0,4.6705671510632735E-3,null,2.1429308203782058E-3,6.507637961120895E-4,6.2828902655879431E-4,1.9354838709677958E-6,0,3.4239191269200575E-3]
[2004,1,1,16,2.8103672277107273E-3,1.0476141796773523E-3,8.9327031919889718E-4,2.2344489247311912E-6,0,4.7534861755117079E-3,null,2.1369526697772091E-3,7.0059028050559029E-4,6.3994787495864425E-4,1.9354838709677958E-6,0,3.4794263091124113E-3]
[2004,1,1,17,3.1948656243120394E-3,1.2286421853337547E-3,9.7271957219965846E-4,2.2344489247311912E-6,4.0086106500000469E-6,5.4024704414201838E-3,null,2.4293183318303976E-3,8.2165246515571307E-4,6.9686612191269758E-4,1.9354838709677958E-6,1.7741298623328092E-6,3.9515465326321088E-3]
[2004,1,1,18,3.653368045504134E-3,1.073427235053055E-3,9.0727804098526582E-4,2.2344489247311912E-6,8.0172213000000928E-5,5.716479983467187E-3,null,2.7779553225427771E-3,7.1785271934728253E-4,6.4998314826565152E-4,1.9354838709677958E-6,3.548259724665618E-5,4.1832092712733348E-3]
[2004,1,1,19,3.6138696290461715E-3,1.0653196826126421E-3,8.9787717528519342E-4,2.2344489247311912E-6,8.0172213000000928E-5,5.6594731488687393E-3,null,2.747921437408637E-3,7.1243080682583109E-4,6.4324827316879587E-4,1.9354838709677958E-6,3.548259724665618E-5,4.141018598520888E-3]
[2004,1,1,20,3.5288760944350724E-3,1.0860927091933129E-3,8.953147112552959E-4,2.2344489247311912E-6,8.0172213000000928E-5,5.5926901768084125E-3,null,2.6832938830769065E-3,7.2632273459983696E-4,6.4141249806763548E-4,1.9354838709677958E-6,3.548259724665618E-5,4.0884471968620027E-3]
[2004,1,1,21,3.4748960717933203E-3,1.0713111405679166E-3,8.7656328515523863E-4,2.2344489247311912E-6,8.0172213000000928E-5,5.5051771594412076E-3,null,2.6422484451848307E-3,7.1643758459855652E-4,6.2797878709877956E-4,1.9354838709677958E-6,3.548259724665618E-5,4.0240828979997909E-3]
[2004,1,1,22,3.2906192992315391E-3,1.0808832088837316E-3,8.6905835661090641E-4,2.2344489247311912E-6,8.0172213000000928E-5,5.3229675266509091E-3,null,2.5021277032330393E-3,7.2283888973215151E-4,6.2260218052131132E-4,1.9354838709677958E-6,3.548259724665618E-5,3.8849868546041262E-3]
[2004,1,1,23,3.0155091992249438E-3,1.021767328056742E-3,8.30971662881922E-4,2.2344489247311912E-6,8.0172213000000928E-5,4.9506548520883396E-3,null,2.2929389335608783E-3,6.8330524048002786E-4,5.9531648861796578E-4,1.9354838709677958E-6,3.548259724665618E-5,3.6089787437764958E-3]
[2004,1,1,24,2.6167581204734904E-3,1.0621114546635066E-3,8.2578294793330504E-4,2.2344489247311912E-6,8.0172213000000928E-5,4.5870591849950342E-3,null,1.9897357884656464E-3,7.1028530959754525E-4,5.915992408445129E-4,1.9354838709677958E-6,3.548259724665618E-5,3.3290384200253282E-3]
[2004,1,2,1,2.4600547726538044E-3,8.8095260516534856E-4,7.5805289598039399E-4,2.2344489247311912E-6,8.0172213000000928E-5,4.1814669357242793E-3,null,1.8705813825273586E-3,5.8913562334084223E-4,5.4307674783592901E-4,1.9354838709677958E-6,3.548259724665618E-5,3.040211834821754E-3]
[2004,1,2,2,2.3074674355811507E-3,9.1599587889637729E-4,7.6827988419043015E-4,2.2344489247311912E-6,8.0172213000000928E-5,4.07414986059269E-3,null,1.7545567170969927E-3,6.1257075571048702E-4,5.5040346543929592E-4,1.9354838709677958E-6,3.548259724665618E-5,2.9549490193644E-3]
[2004,1,2,3,2.3290745273868972E-3,8.5682848801954124E-4,7.3604493027571067E-4,2.2344489247311912E-6,8.0172213000000928E-5,4.0043546076068814E-3,null,1.7709863609047961E-3,5.7300265919622156E-4,5.2731001901692434E-4,1.9354838709677958E-6,3.548259724665618E-5,2.9087171202355658E-3]
[2004,1,2,4,2.3617650381121784E-3,8.0178226047333736E-4,7.0557968811646411E-4,2.2344489247311912E-6,8.0172213000000928E-5,3.9515336486267115E-3,null,1.7958436370222931E-3,5.3619058396328916E-4,5.0548441196284139E-4,1.9354838709677958E-6,3.548259724665618E-5,2.8749367140660479E-3]
[2004,1,2,5,2.4710781284966524E-3,7.8466828478832257E-4,6.9624147677045016E-4,2.2344489247311912E-6,8.0172213000000928E-5,4.0343945519801579E-3,null,1.8789633439543238E-3,5.2474564053056182E-4,4.9879442307777951E-4,1.9354838709677958E-6,3.548259724665618E-5,2.9399214886802888E-3]
[2004,1,2,6,2.6095666025013355E-3,7.4719020458187022E-4,6.8222405760989271E-4,2.2344489247311912E-6,8.0172213000000928E-5,4.1213875266178307E-3,null,1.9842674876048849E-3,4.9968223528652799E-4,4.8875220247400063E-4,1.9354838709677958E-6,3.548259724665618E-5,3.0101200064830374E-3]
[2004,1,2,7,2.7465390666855378E-3,7.0528688160784744E-4,7.4896807946859623E-4,2.2344489247311912E-6,8.0172213000000928E-5,4.2832006896867132E-3,null,2.0884188846672625E-3,4.7165945613177431E-4,5.3656829356832489E-4,1.9354838709677958E-6,3.548259724665618E-5,3.1340647154849857E-3]
[2004,1,2,8,2.9092517558728542E-3,7.8222366300171957E-4,8.7423888956146599E-4,2.2344489247311912E-6,7.3497609053764932E-5,4.6414463664145346E-3,null,2.212142685648497E-3,5.2311080368276945E-4,6.2631356662875204E-4,1.9354838709677958E-6,3.2528552762375434E-5,3.3960310925933617E-3]
[2004,1,2,9,3.0097816116344822E-3,8.5959078032131768E-4,9.5510407079081876E-4,2.2344489247311912E-6,0,4.8267109116713492E-3,null,2.2885837790201711E-3,5.7484993768488807E-4,6.8424619886070612E-4,1.9354838709677958E-6,0,3.5496153994367331E-3]
[2004,1,2,10,2.9877579820829004E-3,9.3606771386221669E-4,1.0019380604692268E-3,2.2344489247311912E-6,0,4.927998205339075E-3,null,2.2718374074056778E-3,6.25993762731364E-4,7.177985418932286E-4,1.9354838709677958E-6,0,3.617565195901238E-3]
[2004,1,2,11,3.1344555936440423E-3,8.5214157247810415E-4,9.6864814894172247E-4,2.2344489247311912E-6,0,4.9574797639885997E-3,null,2.3833836315377043E-3,5.6986829204314169E-4,6.9394931318640966E-4,1.9354838709677958E-6,0,3.6491367206382234E-3]
[2004,1,2,12,2.9221169696586661E-3,9.4045278343383228E-4,1.0023323294194432E-3,2.2344489247311912E-6,0,4.8671365314366727E-3,null,2.2219251627126207E-3,6.2892627088256218E-4,7.1808100014962681E-4,1.9354838709677958E-6,0,3.5708679176157773E-3]
[2004,1,2,13,2.7551946164336479E-3,9.9170107433543125E-4,1.0100194568844641E-3,2.2344489247311912E-6,0,4.7591495965782745E-3,null,2.095000408946451E-3,6.6319848215526682E-4,7.2358813587332144E-4,1.9354838709677958E-6,0,3.4837225108460073E-3]
[2004,1,2,14,2.601600442306238E-3,9.7908784503127218E-4,1.0042505466493637E-3,2.2344489247311912E-6,0,4.5871732829116047E-3,null,1.9782101627368273E-3,6.547634055519664E-4,7.1945523033909245E-4,1.9354838709677958E-6,0,3.354364282498854E-3]
[2004,1,2,15,2.5936451170980781E-3,8.7428360101658893E-4,9.5810072220874239E-4,2.2344489247311912E-6,0,4.4282638892481404E-3,null,1.9721610765978705E-3,5.8467573765209424E-4,6.8639303019012025E-4,1.9354838709677958E-6,0,3.2451653283110528E-3]
[2004,1,2,16,2.5635614815141105E-3,9.6873761821020103E-4,9.7234724723927618E-4,2.2344489247311912E-6,0,4.5068807958883184E-3,null,1.9492860214293216E-3,6.4784170818232606E-4,6.9659938455215889E-4,1.9354838709677958E-6,0,3.295662598034774E-3]
[2004,1,2,17,2.9382801105146111E-3,1.1463341017689708E-3,1.0326756846095642E-3,2.2344489247311912E-6,2.6724070732759601E-6,5.1221967528911521E-3,null,2.2342153241774738E-3,7.6660906800516174E-4,7.3981928614848085E-4,1.9354838709677958E-6,1.1827532297276737E-6,3.7437619154318115E-3]
[2004,1,2,18,3.4314267873098432E-3,9.6813994026347648E-4,9.3794229608192589E-4,2.2344489247311912E-6,8.0172213000000928E-5,5.4199156855799782E-3,null,2.6091951834564908E-3,6.4744201202655545E-4,6.7195133019729361E-4,1.9354838709677958E-6,3.548259724665618E-5,3.9660066067979637E-3]
[2004,1,2,19,3.3992369346793456E-3,9.6774720532675584E-4,9.1647567921841473E-4,2.2344489247311912E-6,8.0172213000000928E-5,5.3658664811492484E-3,null,2.5847185987453495E-3,6.4717937117573555E-4,6.565724291534579E-4,1.9354838709677958E-6,3.548259724665618E-5,3.9258884801921671E-3]
[2004,1,2,20,3.3632868737977165E-3,9.5895218259184432E-4,8.979021466054537E-4,2.2344489247311912E-6,8.0172213000000928E-5,5.3025478649197464E-3,null,2.5573828193418053E-3,6.4129771401183347E-4,6.4326616287473592E-4,1.9354838709677958E-6,3.548259724665618E-5,3.8793647773459985E-3]
[2004,1,2,21,3.3259416215915064E-3,9.4296094583736097E-4,8.6826577856953936E-4,2.2344489247311912E-6,8.0172213000000928E-5,5.2195750079231393E-3,null,2.5289861615603341E-3,6.3060360041468345E-4,6.220343696107612E-4,1.9354838709677958E-6,3.548259724665618E-5,3.819042212703403E-3]
[2004,1,2,22,3.118970848820189E-3,9.8086363460127952E-4,8.6457703338999048E-4,2.2344489247311912E-6,8.0172213000000928E-5,5.0468181787361914E-3,null,2.3716093102084924E-3,6.5595096194162269E-4,6.1939171532327377E-4,1.9354838709677958E-6,3.548259724665618E-5,3.6843700685910128E-3]
[2004,1,2,23,2.9242041831037627E-3,8.9177071467788974E-4,7.9543933360773388E-4,2.2344489247311912E-6,8.0172213000000928E-5,4.6938208933141184E-3,null,2.2235122422586372E-3,5.9637021650019184E-4,5.6986076919840619E-4,1.9354838709677958E-6,3.548259724665618E-5,3.4271613090748588E-3]
[2004,1,2,24,2.5425497374443125E-3,9.3733917423180545E-4,7.8679217685964837E-4,2.2344489247311912E-6,8.0172213000000928E-5,4.3490877504604982E-3,null,1.933309069327156E-3,6.2684404978766964E-4,5.6366585880405389E-4,1.9354838709677958E-6,3.548259724665618E-5,3.1612370590365035E-3]
[2004,1,3,1,1.8933220842558291E-3,9.7262252923961505E-4,7.4349582544743181E-4,2.2344489247311912E-6,8.0172213000000928E-5,3.6918471008676079E-3,null,1.4396480441434662E-3,6.5043973612107983E-4,5.3264791554074339E-4,1.9354838709677958E-6,3.548259724665618E-5,2.6601537769229133E-3]
[2004,1,3,2,1.7898601320340208E-3,1.0089577761233062E-3,7.4397605865607385E-4,2.2344489247311912E-6,8.0172213000000928E-5,3.6252006287381326E-3,null,1.3609774373840593E-3,6.7473887343738191E-4,5.3299195945975624E-4,1.9354838709677958E-6,3.548259724665618E-5,2.6061263513988218E-3]
[2004,1,3,3,1.8048143714473495E-3,9.4431522932708373E-4,7.1096360605210347E-4,2.2344489247311912E-6,8.0172213000000928E-5,3.5424998687512686E-3,null,1.372348371945103E-3,6.315092752980085E-4,5.0934150512692874E-4,1.9354838709677958E-6,3.548259724665618E-5,2.5506172334876639E-3]
[2004,1,3,4,1.8559219705164209E-3,9.5052312115819762E-4,7.082305383079849E-4,2.2344489247311912E-6,8.0172213000000928E-5,3.5970822919073353E-3,null,1.4112096706393378E-3,6.356607928735418E-4,5.0738350780251827E-4,1.9354838709677958E-6,3.548259724665618E-5,2.5916720524330221E-3]
[2004,1,3,5,1.9341182082365999E-3,9.3738230026421513E-4,7.0223315109323929E-4,2.2344489247311912E-6,8.0172213000000928E-5,3.6561403215187864E-3,null,1.4706686827268035E-3,6.268728902517728E-4,5.0308691905341196E-4,1.9354838709677958E-6,3.548259724665618E-5,2.6380465731496126E-3]
[2004,1,3,6,1.9946468683646624E-3,9.8837252764297006E-4,7.3188865403886146E-4,2.2344489247311912E-6,8.0172213000000928E-5,3.7973147119712259E-3,null,1.516693586726294E-3,6.6097252196287463E-4,5.2433242075988372E-4,1.9354838709677958E-6,3.548259724665618E-5,2.7394166105666764E-3]
[2004,1,3,7,2.3091736330923792E-3,9.2646492367965208E-4,7.1705795921627759E-4,2.2344489247311912E-6,8.0172213000000928E-5,4.035103177913041E-3,null,1.7558540789829541E-3,6.1957191239929682E-4,5.1370756126115514E-4,1.9354838709677958E-6,3.548259724665618E-5,2.9265516337610301E-3]
[2004,1,3,8,2.4318829821820568E-3,9.3814818980359838E-4,7.7137820815134336E-4,2.2344489247311912E-6,7.3497609053764932E-5,4.2171414381154942E-3,null,1.8491600599801112E-3,6.273850776368253E-4,5.5262313600497423E-4,1.9354838709677958E-6,3.2528552762375434E-5,3.0636323102552539E-3]
[2004,1,3,9,2.6410842821348768E-3,9.6777939061515707E-4,8.1444838066965276E-4,2.2344489247311912E-6,0,4.4255465023444176E-3,null,2.0082329640643231E-3,6.4720089503505953E-4,5.8347904242523133E-4,1.9354838709677958E-6,0,3.2408483853955819E-3]
[2004,1,3,10,2.7429763113284242E-3,9.2977936630007745E-4,8.011498861270884E-4,2.2344489247311912E-6,0,4.4761400126803212E-3,null,2.0857098296024738E-3,6.2178844051643113E-4,5.7395186667590667E-4,1.9354838709677958E-6,0,3.2833856206657794E-3]
[2004,1,3,11,2.7971034069261707E-3,7.9441060363121679E-4,7.464707172361632E-4,2.2344489247311912E-6,0,4.3402191767182817E-3,null,2.1268670991238347E-3,5.3126080042751949E-4,5.3477915805212335E-4,1.9354838709677958E-6,0,3.1948425414744454E-3]
[2004,1,3,12,2.5430688843260081E-3,9.1312155275005387E-4,7.9092111227858236E-4,2.2344489247311912E-6,0,4.2493459982793757E-3,null,1.9337038192743896E-3,6.1064855477031127E-4,5.6662386982311245E-4,1.9354838709677958E-6,0,3.112911727738781E-3]
[2004,1,3,13,2.4270113079833174E-3,8.9265827166074799E-4,7.562035400231538E-4,2.2344489247311912E-6,0,4.0781075685919505E-3,null,1.845455726581034E-3,5.9696376879038405E-4,5.4175185055742173E-4,1.9354838709677958E-6,0,2.9861068297998075E-3]
[2004,1,3,14,2.1368483288829922E-3,9.9921312031551069E-4,8.1469072144995324E-4,2.2344489247311912E-6,0,3.9529866195731874E-3,null,1.6248210185097897E-3,6.6822215069894345E-4,5.8365265780686425E-4,1.9354838709677958E-6,0,2.8786313108865652E-3]
[2004,1,3,15,2.0673576445745076E-3,9.8707234645012886E-4,8.065188243304419E-4,2.2344489247311912E-6,0,3.8631832642798095E-3,null,1.5719815525875283E-3,6.6010302790268428E-4,5.7779822820855191E-4,1.9354838709677958E-6,0,2.8118182925697325E-3]
[2004,1,3,16,2.2005227332988187E-3,9.3601945678625938E-4,7.7645911616074526E-4,2.2344489247311912E-6,0,3.9152357551705541E-3,null,1.6732378898606961E-3,6.2596149089022514E-4,5.5626314979877536E-4,1.9354838709677958E-6,0,2.8573980144206645E-3]
[2004,1,3,17,2.4460384119420501E-3,9.4771148180180533E-4,7.8394504268326066E-4,2.2344489247311912E-6,2.6724070732759601E-6,4.1826017924251231E-3,null,{"$f":"E67*T$5","v":1.8599235940546606E-3},{"$f":"F67*U$5","v":6.3378051362227949E-4},{"$f":"G67*V$5","v":5.616261431359732E-4},{"$f":"H67*W$5","v":1.9354838709677958E-6},{"$f":"I67*X$5","v":1.1827532297276737E-6},{"$f":"SUM(L67:P67)","v":3.0584484879136085E-3}]
[2004,1,3,18,2.7712191373135348E-3,9.5718139170462542E-4,7.7965391202704031E-4,2.2344489247311912E-6,8.0172213000000928E-5,{"$f":"SUM(E68:I68)","v":4.5904611029699326E-3},null,2.1071851662758587E-3,6.401135004831702E-4,5.5855193381143097E-4,1.9354838709677958E-6,3.548259724665618E-5,3.3432686816880835E-3]
[2004,1,3,19,2.7756689825801819E-3,9.0813369955987464E-4,7.6305343407778725E-4,2.2344489247311912E-6,8.0172213000000928E-5,4.5292627781425756E-3,null,2.1105687485454263E-3,6.0731293605359568E-4,5.4665918381336808E-4,1.9354838709677958E-6,3.548259724665618E-5,3.3019589495300143E-3]
[2004,1,3,20,2.7351726564205469E-3,8.3605930223224953E-4,7.2053645161009451E-4,2.2344489247311912E-6,8.0172213000000928E-5,4.3741750721876232E-3,null,2.0797760708306736E-3,5.591132999465475E-4,5.1619958833027269E-4,1.9354838709677958E-6,3.548259724665618E-5,3.1925070402251178E-3]
[2004,1,3,21,2.5406336251322511E-3,9.2707456733073757E-4,7.4038691696630627E-4,2.2344489247311912E-6,8.0172213000000928E-5,4.290501771354027E-3,null,1.93185209200388E-3,6.1997961060041701E-4,5.3042066211792568E-4,1.9354838709677958E-6,3.548259724665618E-5,3.1196704458398465E-3]
[2004,1,3,22,2.4584971409041859E-3,8.7910889357166726E-4,7.129689729590804E-4,2.2344489247311912E-6,8.0172213000000928E-5,4.1329816693596658E-3,null,1.8693969873732107E-3,5.879026442082131E-4,5.1077817022488381E-4,1.9354838709677958E-6,3.548259724665618E-5,3.0054958829239314E-3]
[2004,1,3,23,2.4095945856887407E-3,8.2563728125406371E-4,6.7280620535993172E-4,2.2344489247311912E-6,8.0172213000000928E-5,3.990444734227468E-3,null,1.8322123643473797E-3,5.5214359035098712E-4,4.8200515804131184E-4,1.9354838709677958E-6,3.548259724665618E-5,2.9037791938573026E-3]
[2004,1,3,24,1.9081202882108006E-3,1.0166694316070741E-3,7.3368748696716159E-4,2.2344489247311912E-6,8.0172213000000928E-5,3.7408838687097682E-3,null,1.4509003321497007E-3,6.7989603051232654E-4,5.2562112283038756E-4,1.9354838709677958E-6,3.548259724665618E-5,2.6938355666100387E-3]
[2004,1,4,1,1.5435651558206572E-3,9.3967778411178449E-4,6.8654693700101097E-4,2.2344489247311912E-6,8.0172213000000928E-5,3.2521965388581848E-3,null,1.1736991693405651E-3,6.2840799134515428E-4,4.918491569127528E-4,1.9354838709677958E-6,3.548259724665618E-5,2.3313743987160959E-3]
[2004,1,4,2,1.521717510882293E-3,8.9041166820430582E-4,6.6793481853737863E-4,2.2344489247311912E-6,8.0172213000000928E-5,3.1624706595487092E-3,null,1.1570866132592685E-3,5.9546135637914845E-4,4.7851524734105464E-4,1.9354838709677958E-6,3.548259724665618E-5,2.2684812980970958E-3]
[2004,1,4,3,1.428613291569432E-3,9.1041362058377881E-4,6.6757772065776191E-4,2.2344489247311912E-6,8.0172213000000928E-5,3.0890112947357042E-3,null,1.0862918402252087E-3,6.0883762953393744E-4,4.7825941881490602E-4,1.9354838709677958E-6,3.548259724665618E-5,2.210806969691676E-3]
[2004,1,4,4,1.4989844592513402E-3,8.44264347700167E-4,6.3705253182562524E-4,2.2344489247311912E-6,8.0172213000000928E-5,3.0627080007018643E-3,null,1.1398008098610702E-3,5.6460041077173678E-4,4.5639086535915465E-4,1.9354838709677958E-6,3.548259724665618E-5,2.1982101671095856E-3]
[2004,1,4,5,1.5698886157055132E-3,8.3670962898148792E-4,6.3228027038998323E-4,2.2344489247311912E-6,8.0172213000000928E-5,3.1212851770017159E-3,null,1.1937150545686809E-3,5.5954820490345585E-4,4.5297196908683127E-4,1.9354838709677958E-6,3.548259724665618E-5,2.2436533096765916E-3]
[2004,1,4,6,1.6376397753309351E-3,8.3803643306367109E-4,6.4081459301708441E-4,2.2344489247311912E-6,8.0172213000000928E-5,3.1988974633364226E-3,null,1.2452318172232124E-3,5.6043550297763705E-4,4.5908604397775892E-4,1.9354838709677958E-6,3.548259724665618E-5,2.3021714452962322E-3]
[2004,1,4,7,1.692349472235225E-3,8.5763984835673923E-4,6.6297651710711019E-4,2.2344489247311912E-6,8.0172213000000928E-5,3.2953724996238063E-3,null,1.2868320862946528E-3,5.7354525510343215E-4,4.749630701383571E-4,1.9354838709677958E-6,3.548259724665618E-5,2.372758492654066E-3]
[2004,1,4,8,2.0083396294854096E-3,8.1437394890226499E-4,6.7743927148797734E-4,2.2344489247311912E-6,7.3497609053764932E-5,3.5758849078541479E-3,null,1.5271053158928904E-3,5.4461125514127786E-4,4.8532433338998422E-4,1.9354838709677958E-6,3.2528552762375434E-5,2.5915049410574955E-3]
[2004,1,4,9,2.2751573574417783E-3,7.6955806069569136E-4,6.7767050606234221E-4,2.2344489247311912E-6,0,3.7246203731245431E-3,null,1.729988715072259E-3,5.1464070271956431E-4,4.8548999217355878E-4,1.9354838709677958E-6,0,2.7320548938363502E-3]
[2004,1,4,10,2.4031518992222865E-3,7.9828249538901397E-4,7.2168827711498727E-4,2.2344489247311912E-6,0,3.9253571206510187E-3,null,1.8273134614889652E-3,5.3385012174953319E-4,5.1702476775058559E-4,1.9354838709677958E-6,0,2.8801238348600522E-3]
[2004,1,4,11,2.2998161688148259E-3,8.3140682933016685E-4,7.3237089131455687E-4,2.2344489247311912E-6,0,3.8658283383842806E-3,null,1.7487388315259337E-3,5.5600196625257381E-4,5.2467790041276624E-4,1.9354838709677958E-6,0,2.8313541820622419E-3]
[2004,1,4,12,2.2022745504642989E-3,8.3570657600577798E-4,7.3259903540754659E-4,2.2344489247311912E-6,0,3.7728146108023546E-3,null,1.6745699401108636E-3,5.5887741485570084E-4,5.2484134514428279E-4,1.9354838709677958E-6,0,2.760224183981815E-3]
[2004,1,4,13,2.0928903099627113E-3,8.5145438151495252E-4,7.2707834307770354E-4,2.2344489247311912E-6,0,3.6736574834800983E-3,null,1.5913961319100659E-3,5.6940873420307549E-4,5.2088626542334013E-4,1.9354838709677958E-6,0,2.6836266154074491E-3]
[2004,1,4,14,2.015211293043025E-3,7.8888405091883339E-4,7.2239904418839327E-4,2.2344489247311912E-6,0,3.5287288370749828E-3,null,1.5323304052123452E-3,5.2756492728060387E-4,5.1753396845774069E-4,1.9354838709677958E-6,0,2.5793647848216575E-3]
[2004,1,4,15,1.901404689487412E-3,8.0038476795590147E-4,7.2312528228859465E-4,2.2344489247311912E-6,0,3.4271491886566393E-3,null,1.4457939117219379E-3,5.3525601311288655E-4,5.1805425276468451E-4,1.9354838709677958E-6,0,2.501039661470477E-3]
[2004,1,4,16,1.9877919657751006E-3,7.8325280036162844E-4,7.0941889977548943E-4,2.2344489247311912E-6,0,3.4826981148369492E-3,null,1.5114812421453479E-3,5.2379903762007581E-4,5.0823486195530627E-4,1.9354838709677958E-6,0,2.5454506255916981E-3]
[2004,1,4,17,2.2842190330312141E-3,8.140199672595508E-4,7.2006455107843481E-4,2.2344489247311912E-6,1.3362035767240868E-6,3.821874203870655E-3,null,1.7368790501333016E-3,5.4437453049285876E-4,5.1586151402517502E-4,1.9354838709677958E-6,5.9137663260513559E-7,2.7996419551549086E-3]
[2004,1,4,18,2.5869083870518469E-3,7.6772811575023922E-4,6.9268510580553161E-4,2.2344489247311912E-6,8.0172213000000928E-5,4.12972827053235E-3,null,1.9670385882924581E-3,5.1341693001057045E-4,4.9624660301407768E-4,1.9354838709677958E-6,3.548259724665618E-5,3.0141202024347299E-3]
[2004,1,4,19,2.6419500882123512E-3,7.8374465619667801E-4,6.9967206804859186E-4,2.2344489247311912E-6,8.0172213000000928E-5,4.2077734743823534E-3,null,2.0088913074261887E-3,5.2412796541060247E-4,5.0125213330402688E-4,1.9354838709677958E-6,3.548259724665618E-5,3.0716894872584422E-3]
[2004,1,4,20,2.684598760120404E-3,7.3771998592511137E-4,6.6644797147612938E-4,2.2344489247311912E-6,8.0172213000000928E-5,4.1711733794463773E-3,null,2.041320590118403E-3,4.9334904194694247E-4,4.7745005509545503E-4,1.9354838709677958E-6,3.548259724665618E-5,3.0495377682784246E-3]
[2004,1,4,21,2.5532340677094038E-3,7.581259728681064E-4,6.6630924779537246E-4,2.2344489247311912E-6,8.0172213000000928E-5,4.0600759502976147E-3,null,1.9414332418052724E-3,5.069955125596153E-4,4.7735067205003327E-4,1.9354838709677958E-6,3.548259724665618E-5,2.963197507532545E-3]
[2004,1,4,22,2.4427685120500587E-3,7.9131453694587794E-4,6.7090569723679376E-4,2.2344489247311912E-6,8.0172213000000928E-5,3.987395408157463E-3,null,1.8574372210158649E-3,5.2919031086215917E-4,4.8064361483473298E-4,1.9354838709677958E-6,3.548259724665618E-5,2.9046892278303807E-3]
[2004,1,4,23,1.9932202986441484E-3,8.6263089510933753E-4,6.9032059617310472E-4,2.2344489247311912E-6,8.0172213000000928E-5,3.6285784518513223E-3,null,1.5156088487807272E-3,5.7688300950982656E-4,4.9455264444177467E-4,1.9354838709677958E-6,3.548259724665618E-5,2.6244625838499525E-3]
[2004,1,4,24,1.6970917826128699E-3,8.9427349881389981E-4,6.8545538192426529E-4,2.2344489247311912E-6,8.0172213000000928E-5,3.359227325275767E-3,null,1.290438053771962E-3,5.9804394932464855E-4,4.9106715583564309E-4,1.9354838709677958E-6,3.548259724665618E-5,2.4169672400498774E-3]
[2004,1,5,1,2.0357104033319018E-3,8.159366792667833E-4,6.642845837464016E-4,2.2344489247311912E-6,8.0172213000000928E-5,3.5983383282698184E-3,null,1.5479175598119082E-3,5.4565632853343998E-4,4.759001822847335E-4,1.9354838709677958E-6,3.548259724665618E-5,2.6068921517477055E-3]
[2004,1,5,2,1.9847914127384359E-3,8.0019112156063353E-4,6.5753626410900345E-4,2.2344489247311912E-6,8.0172213000000928E-5,3.5249254603328048E-3,null,1.5091996756086744E-3,5.3512651240068593E-4,4.7106561796677026E-4,1.9354838709677958E-6,3.548259724665618E-5,2.5528098870937544E-3]
[2004,1,5,3,1.9456803206174787E-3,7.6485104770874482E-4,6.4147824205384161E-4,2.2344489247311912E-6,8.0172213000000928E-5,3.4344162723047972E-3,null,1.4794603049308205E-3,5.114928954324541E-4,4.5956148884776423E-4,1.9354838709677958E-6,3.548259724665618E-5,2.4879327703286628E-3]
[2004,1,5,4,2.0384577719381515E-3,7.5299278115079202E-4,6.306535210596285E-4,2.2344489247311912E-6,8.0172213000000928E-5,3.504510736073304E-3,null,1.5500066094635333E-3,5.035626989390228E-4,4.5180654944321821E-4,1.9354838709677958E-6,3.548259724665618E-5,2.5427939389633981E-3]
[2004,1,5,5,2.1305509368388133E-3,7.1287739821788423E-4,6.220193763951282E-4,2.2344489247311912E-6,8.0172213000000928E-5,3.5478543733765576E-3,null,1.6200325949156233E-3,4.7673560178173658E-4,4.4562096103691387E-4,1.9354838709677958E-6,3.548259724665618E-5,2.5798072388518978E-3]
[2004,1,5,6,2.2902072727544027E-3,7.0403166781838819E-4,6.3040422754351549E-4,2.2344489247311912E-6,8.0172213000000928E-5,3.7070498300410381E-3,null,1.7414323998655205E-3,4.7082003394953296E-4,4.516279530514557E-4,1.9354838709677958E-6,3.548259724665618E-5,2.7012984679841328E-3]
[2004,1,5,7,2.6968032831027272E-3,6.5159464280349546E-4,6.60707877752974E-4,2.2344489247311912E-6,8.0172213000000928E-5,4.0915124655839293E-3,null,2.0506006897841249E-3,4.3575285867000714E-4,4.7333779400130931E-4,1.9354838709677958E-6,3.548259724665618E-5,2.9971094235730655E-3]
[2004,1,5,8,2.638519563275361E-3,8.3178294982795239E-4,8.2273712961813722E-4,2.2344489247311912E-6,7.3497609053764932E-5,4.3687717006999464E-3,null,2.0062827979934876E-3,5.5625349622435082E-4,5.8941718585353348E-4,1.9354838709677958E-6,3.2528552762375434E-5,3.186417516704715E-3]
[2004,1,5,9,2.6828994997205222E-3,9.9461985984390677E-4,9.4073386535937728E-4,2.2344489247311912E-6,0,4.6204876738485372E-3,null,2.0400285030870826E-3,6.651504152216446E-4,6.7395123861080386E-4,1.9354838709677958E-6,0,3.3810656407904987E-3]
[2004,1,5,10,2.5190278601076922E-3,1.0353244999483815E-3,9.7912374286945143E-4,2.2344489247311912E-6,0,4.5357105518502566E-3,null,1.9154234570566172E-3,6.9237157715499676E-4,7.0145413443580701E-4,1.9354838709677958E-6,0,3.3111846525183887E-3]
[2004,1,5,11,2.4407215184982108E-3,1.0505476528085661E-3,1.0015781137339538E-3,2.2344489247311912E-6,0,4.4950817339654619E-3,null,1.8558807239529521E-3,7.0255203589580993E-4,7.1754067241812641E-4,1.9354838709677958E-6,0,3.2779089161378565E-3]
[2004,1,5,12,2.3083870478400456E-3,1.0140546687106046E-3,9.7701809235433562E-4,2.2344489247311912E-6,0,4.3016942578297168E-3,null,1.755255973711014E-3,6.7814741207375461E-4,6.9994562514853731E-4,1.9354838709677958E-6,0,3.1352844948042738E-3]
[2004,1,5,13,2.1655769511995026E-3,1.0146027255619082E-3,9.6511288376285452E-4,2.2344489247311912E-6,0,4.1475270094489961E-3,null,1.6466657459720782E-3,6.7851392420258626E-4,6.9141661352091445E-4,1.9354838709677958E-6,0,3.0185317675665469E-3]
[2004,1,5,14,2.0865490790667211E-3,9.3154631236085138E-4,9.3461388013107928E-4,2.2344489247311912E-6,0,3.9549437204833829E-3,null,1.5865743740418252E-3,6.2297008282365639E-4,6.6956681940706273E-4,1.9354838709677958E-6,0,2.8810467601435119E-3]
[2004,1,5,15,2.0066221791654642E-3,9.4417506017917849E-4,9.3825462078614506E-4,2.2344489247311912E-6,0,3.8912863090555189E-3,null,1.5257993975736654E-3,6.3141553740809228E-4,6.721750827685661E-4,1.9354838709677958E-6,0,2.8313255016212914E-3]
[2004,1,5,16,2.0924702570763467E-3,1.0006025028992914E-3,9.398885113386749E-4,2.2344489247311912E-6,0,4.0351957202390439E-3,null,1.5910767312537694E-3,6.6915129804439102E-4,6.7334561845584177E-4,1.9354838709677958E-6,0,2.9355091316249702E-3]
[2004,1,5,17,2.5259710623540873E-3,9.7218627852468703E-4,9.2087496853281462E-4,2.2344489247311912E-6,0,4.42126675833632E-3,null,1.9207029431077421E-3,6.5014799416428779E-4,6.5972412443266891E-4,1.9354838709677958E-6,0,3.2325105455756667E-3]
[2004,1,5,18,3.2120399025309661E-3,7.7880586229935999E-4,8.1494053097239051E-4,2.2344489247311912E-6,8.0172213000000928E-5,4.8881929577274481E-3,null,2.4423773439515026E-3,5.2082515501627688E-4,5.8383162387076705E-4,1.9354838709677958E-6,3.548259724665618E-5,3.5844522039561702E-3]
[2004,1,5,19,3.5589933307202904E-3,6.1140193793114066E-4,7.2489432523825149E-4,2.2344489247311912E-6,8.0172213000000928E-5,4.977696255814415E-3,null,2.7061944876140701E-3,4.0887405259134766E-4,5.1932161299373455E-4,1.9354838709677958E-6,3.548259724665618E-5,3.671808234316776E-3]
[2004,1,5,20,3.2865571325764605E-3,7.8998001942852229E-4,7.7782266394153484E-4,2.2344489247311912E-6,8.0172213000000928E-5,4.9367664778712499E-3,null,2.4990389048037604E-3,5.2829785444073903E-4,5.5724000919504801E-4,1.9354838709677958E-6,3.548259724665618E-5,3.6219948495571715E-3]
[2004,1,5,21,3.1550483144555581E-3,8.2101180822267625E-4,7.7009060039923312E-4,2.2344489247311912E-6,8.0172213000000928E-5,4.8285573850021992E-3,null,2.3990419658942398E-3,5.4905031277667168E-4,5.5170068081192346E-4,1.9354838709677958E-6,3.548259724665618E-5,3.5372110406004585E-3]
[2004,1,5,22,3.0227390418940277E-3,8.3852107266903664E-4,7.6109476403313984E-4,2.2344489247311912E-6,8.0172213000000928E-5,4.7047615405209362E-3,null,2.2984363758315647E-3,5.6075960492628742E-4,5.4525597281902826E-4,1.9354838709677958E-6,3.548259724665618E-5,3.4418700346945043E-3]
[2004,1,5,23,2.5905075891291362E-3,8.3781518650622973E-4,7.3223461056237823E-4,2.2344489247311912E-6,8.0172213000000928E-5,4.2429640481224766E-3,null,1.9697753567874407E-3,5.602875447018275E-4,5.2458026750604127E-4,1.9354838709677958E-6,3.548259724665618E-5,3.0920612501129335E-3]
[2004,1,5,24,2.1511840847993706E-3,8.5379673838998651E-4,7.1892064809708387E-4,2.2344489247311912E-6,8.0172213000000928E-5,3.8063081332111726E-3,null,1.6357216693488382E-3,5.7097518155741509E-4,5.1504201038071176E-4,1.9354838709677958E-6,3.548259724665618E-5,2.7591569424045888E-3]
[2004,1,6,1,2.498898922844061E-3,9.8262678903607964E-4,7.8820772163687794E-4,2.2344489247311912E-6,8.0172213000000928E-5,4.3521400954417509E-3,null,1.9001177753645013E-3,6.5713006860513852E-4,5.6467996937352774E-4,1.9354838709677958E-6,3.548259724665618E-5,3.1593458944607915E-3]
[2004,1,6,2,2.4600047989671936E-3,9.21523904439693E-4,7.697929022276313E-4,2.2344489247311912E-6,8.0172213000000928E-5,4.2337282675592499E-3,null,1.8705433834352938E-3,6.1626761381069562E-4,5.5148740683628463E-4,1.9354838709677958E-6,3.548259724665618E-5,3.0757164851998981E-3]
[2004,1,6,3,2.5025534009788727E-3,9.5256279973322214E-4,7.7218110279308745E-4,2.2344489247311912E-6,8.0172213000000928E-5,4.3097039654299146E-3,null,1.9028965747789786E-3,6.370248246065389E-4,5.5319833783218895E-4,1.9354838709677958E-6,3.548259724665618E-5,3.1305378183353301E-3]
[2004,1,6,4,2.6602542664928138E-3,9.1183023527473012E-4,7.4765821222424317E-4,2.2344489247311912E-6,8.0172213000000928E-5,4.4021493759165194E-3,null,2.0228094752224933E-3,6.0978498830680894E-4,5.356298914503038E-4,1.9354838709677958E-6,3.548259724665618E-5,3.2056424360972298E-3]
[2004,1,6,5,2.8265315963050984E-3,9.0869378213138659E-4,7.5065459523486846E-4,2.2344489247311912E-6,8.0172213000000928E-5,4.5682866355960857E-3,null,2.1492437647922693E-3,6.0768749036327742E-4,5.3777653049001965E-4,1.9354838709677958E-6,3.548259724665618E-5,3.3321258667631903E-3]
[2004,1,6,6,3.06494541449752E-3,9.4075433981303613E-4,7.8624680842446929E-4,2.2344489247311912E-6,8.0172213000000928E-5,4.8743532246597575E-3,null,2.3305293420913917E-3,6.2912793622118884E-4,5.6327515135115732E-4,1.9354838709677958E-6,3.548259724665618E-5,3.560350510781362E-3]
[2004,1,6,7,3.432412605886114E-3,9.1296449988153682E-4,8.3282047296025067E-4,2.2344489247311912E-6,8.0172213000000928E-5,5.2606042406526336E-3,null,2.6099447821629181E-3,6.1054352591966845E-4,5.9664099482330973E-4,1.9354838709677958E-6,3.548259724665618E-5,3.8545473840235203E-3]
[2004,1,6,8,3.4621390261718459E-3,1.0851670091258257E-3,9.9292134355116919E-4,2.2344489247311912E-6,7.3497609053764932E-5,5.6159594368273367E-3,null,2.6325482172464749E-3,7.2570367418377366E-4,7.1133887486210024E-4,1.9354838709677958E-6,3.2528552762375434E-5,4.1040548029256914E-3]
[2004,1,6,9,3.3780382070636495E-3,1.2164775467838793E-3,1.1075669258600368E-3,2.2344489247311912E-6,0,5.7043171286322971E-3,null,{"$f":"E131*T$5","v":2.5685994677194933E-3},{"$f":"F131*U$5","v":8.1351738289047381E-4},{"$f":"G131*V$5","v":7.9347212746782138E-4},{"$f":"H131*W$5","v":1.9354838709677958E-6},{"$f":"I131*X$5","v":0},{"$f":"SUM(L131:P131)","v":4.1775244619487555E-3}]
[2004,1,6,10,3.0649917061023237E-3,1.1983790240466103E-3,1.1176182924561911E-3,2.2344489247311912E-6,0,{"$f":"SUM(E132:I132)","v":5.3832234715298563E-3},null,2.3305645413947067E-3,8.0141402521623423E-4,8.0067302797396148E-4,1.9354838709677958E-6,0,3.9345870784558701E-3]
[2004,1,6,11,2.8774635681413922E-3,1.1885125159551617E-3,1.1116091662893206E-3,2.2344489247311912E-6,0,5.1798196993106055E-3,null,2.1879715196989635E-3,7.9481581396108726E-4,7.9636802932103864E-4,1.9354838709677958E-6,0,3.7810908468520572E-3]
[2004,1,6,12,2.7177824317902526E-3,1.1418568876185422E-3,1.0894173686743244E-3,2.2344489247311912E-6,0,4.9512911370078504E-3,null,2.0665528569441365E-3,7.6361493831659784E-4,7.8046960146555433E-4,1.9354838709677958E-6,0,3.6125728805972562E-3]
[2004,1,6,13,2.5842116323101121E-3,1.15208687160426E-3,1.0781172819320339E-3,2.2344489247311912E-6,0,4.816650234771137E-3,null,1.9649880245126566E-3,7.7045622348546514E-4,7.7237410523988499E-4,1.9354838709677958E-6,0,3.5097538371089746E-3]
[2004,1,6,14,2.4328262602933614E-3,1.1350423407399072E-3,1.0722357856199779E-3,2.2344489247311912E-6,0,4.6423388355779777E-3,null,1.8498773116824578E-3,7.5905772116372221E-4,7.6816054190347765E-4,1.9354838709677958E-6,0,3.3790310586206255E-3]
[2004,1,6,15,2.4340597556554281E-3,1.016407677666993E-3,1.018691273391753E-3,2.2344489247311912E-6,0,4.4713931556389051E-3,null,1.8508152393600708E-3,6.7972098299019269E-4,7.2980071276812714E-4,1.9354838709677958E-6,0,3.2622724189893585E-3]
[2004,1,6,16,2.6919364435012347E-3,1.006836534686031E-3,9.9542798441053823E-4,2.2344489247311912E-6,0,4.6964354115225353E-3,null,2.0469000325257997E-3,6.7332029667277709E-4,7.13134657680314E-4,1.9354838709677958E-6,0,3.4352904707498589E-3]
[2004,1,6,17,3.1230922742739213E-3,9.9695915468229861E-4,9.775904841881585E-4,2.2344489247311912E-6,0,5.0998763620691097E-3,null,2.3747431679619559E-3,6.6671481484395501E-4,7.0035569243704536E-4,1.9354838709677958E-6,0,3.7437491591139241E-3]
[2004,1,6,18,3.5990009226379554E-3,9.235514717303296E-4,9.2277601135280058E-4,2.2344489247311912E-6,7.8836009423276845E-5,5.5263988640690941E-3,null,2.7366155406055872E-3,6.1762354614193667E-4,6.6108605070146784E-4,1.9354838709677958E-6,3.4891220614051043E-5,4.0521518419340099E-3]
[2004,1,6,19,4.066334382525843E-3,8.1556873660149098E-4,8.6575213908991701E-4,2.2344489247311912E-6,8.0172213000000928E-5,5.8300619201419827E-3,null,3.0919674942351985E-3,5.4541026747385543E-4,6.2023357291034122E-4,1.9354838709677958E-6,3.548259724665618E-5,4.2950294157370192E-3]
[2004,1,6,20,4.015344514699478E-3,8.279395123757953E-4,8.4378292388489009E-4,2.2344489247311912E-6,8.0172213000000928E-5,5.7694736128848954E-3,null,3.053195716259444E-3,5.5368320367300166E-4,6.0449460534050788E-4,1.9354838709677958E-6,3.548259724665618E-5,4.2487916063905775E-3]
[2004,1,6,21,3.666570258668172E-3,8.7748672945203179E-4,8.4066947203342976E-4,2.2344489247311912E-6,8.0172213000000928E-5,5.4671331220783655E-3,null,2.7879940478700862E-3,5.8681782458888383E-4,6.0226409700131337E-4,1.9354838709677958E-6,3.548259724665618E-5,4.0144940505779068E-3]
[2004,1,6,22,3.4360968870818138E-3,9.4166608563915274E-4,8.5176600032208427E-4,2.2344489247311912E-6,8.0172213000000928E-5,5.3119356349677835E-3,null,2.6127462432886141E-3,6.2973766476100829E-4,6.1021376189571109E-4,1.9354838709677958E-6,3.548259724665618E-5,3.8901157510629575E-3]
[2004,1,6,23,3.1543211904882522E-3,9.5586132006253682E-4,8.1724660994746058E-4,2.2344489247311912E-6,8.0172213000000928E-5,5.0098357824229812E-3,null,2.3984890739134797E-3,6.3923070471736342E-4,5.8548372213023498E-4,1.9354838709677958E-6,3.548259724665618E-5,3.6606215818787021E-3]
[2004,1,6,24,2.8585414233763319E-3,9.8893885600272288E-4,8.0790272965419903E-4,2.2344489247311912E-6,8.0172213000000928E-5,4.7377896709579863E-3,null,2.1735834613075536E-3,6.613512531332944E-4,5.7878967195413233E-4,1.9354838709677958E-6,3.548259724665618E-5,3.4511424675126041E-3]
[2004,1,7,1,2.6333099240296908E-3,9.7814688342844351E-4,7.9615069759616077E-4,2.2344489247311912E-6,8.0172213000000928E-5,4.4900141669790266E-3,null,2.0023214820541185E-3,6.5413413900894033E-4,5.7037039754150867E-4,1.9354838709677958E-6,3.548259724665618E-5,3.2642440997221914E-3]
[2004,1,7,2,2.6293144318878421E-3,9.2880049342959875E-4,7.8286630892000601E-4,2.2344489247311912E-6,8.0172213000000928E-5,4.4233878961621792E-3,null,1.9992833817249482E-3,6.2113382087476189E-4,5.6085332737728993E-4,1.9354838709677958E-6,3.548259724665618E-5,3.2186886110946241E-3]
[2004,1,7,3,2.6481809892569936E-3,9.4602576947728936E-4,7.7965194251922284E-4,2.2344489247311912E-6,8.0172213000000928E-5,4.4562653631782375E-3,null,2.0136291724607569E-3,6.3265319624418892E-4,5.5855052283614677E-4,1.9354838709677958E-6,3.548259724665618E-5,3.2422509726587165E-3]
[2004,1,7,4,2.8074529112693623E-3,8.962608621651487E-4,7.5146629929420292E-4,2.2344489247311912E-6,8.0172213000000928E-5,4.5375867346534463E-3,null,2.1347366759958469E-3,5.9937299533674698E-4,5.3835804347293419E-4,1.9354838709677958E-6,3.548259724665618E-5,3.3098857959231519E-3]
[2004,1,7,5,2.9218138116968886E-3,8.5892404115336257E-4,7.4032197319418925E-4,2.2344489247311912E-6,8.0172213000000928E-5,4.6034664879691725E-3,null,2.2216946468535553E-3,5.7440405694962962E-4,5.3037413574392133E-4,1.9354838709677958E-6,3.548259724665618E-5,3.3638909206647302E-3]
[2004,1,7,6,3.1802964386799448E-3,8.9776321873426387E-4,7.788729198375295E-4,2.2344489247311912E-6,8.0172213000000928E-5,4.9393392391764704E-3,null,2.4182401852358881E-3,6.0037769385132798E-4,5.5799242312211915E-4,1.9354838709677958E-6,3.548259724665618E-5,3.6140283833269592E-3]
[2004,1,7,7,3.5491924474239525E-3,8.574984029002912E-4,8.1712476265314768E-4,2.2344489247311912E-6,8.0172213000000928E-5,5.3062222749021238E-3,null,2.6987420723141148E-3,5.7345066368425174E-4,5.8539642949844253E-4,1.9354838709677958E-6,3.548259724665618E-5,3.8950072466144331E-3]
[2004,1,7,8,3.5559426738136675E-3,1.040735969907962E-3,9.802697840118359E-4,2.2344489247311912E-6,7.3497609053764932E-5,5.6526804857119613E-3,null,2.7038748229962569E-3,6.9599048889796081E-4,7.0227516988042118E-4,1.9354838709677958E-6,3.2528552762375434E-5,4.1366045184079818E-3]
[2004,1,7,9,3.4453749181805157E-3,1.166167201146192E-3,1.0933264229629977E-3,2.2344489247311912E-6,0,5.7071029912144364E-3,null,2.6198010911857683E-3,7.7987242098904563E-4,7.8327008742301672E-4,1.9354838709677958E-6,0,4.1848790834687986E-3]
[2004,1,7,10,3.2378977379673895E-3,1.2100001088648283E-3,1.1301931259467973E-3,2.2344489247311912E-6,0,5.5803254217037463E-3,null,2.4620391767275476E-3,8.0918560680658851E-4,8.0968176563972114E-4,1.9354838709677958E-6,0,4.0828420330448244E-3]
[2004,1,7,11,3.0858441770204828E-3,1.2259298693214763E-3,1.1353048119445641E-3,2.2344489247311912E-6,0,5.4493133072112537E-3,null,2.3464203850583512E-3,8.1983860822944731E-4,8.1334382909511538E-4,1.9354838709677958E-6,0,3.9815383062538814E-3]
[2004,1,7,12,2.9243447185535666E-3,1.1815259176687033E-3,1.1140551547240713E-3,2.2344489247311912E-6,0,5.2221602398710727E-3,null,2.2236191028858518E-3,7.9014353770877723E-4,7.9812036012992071E-4,1.9354838709677958E-6,0,3.8138184845955179E-3]
[2004,1,7,13,2.7862187620688577E-3,1.1955143687198244E-3,1.1035694199624329E-3,2.2344489247311912E-6,0,5.0875369996758457E-3,null,2.118590611034284E-3,7.9949829162091117E-4,7.906082738847308E-4,1.9354838709677958E-6,0,3.7106326604108937E-3]
[2004,1,7,14,2.6009406025804351E-3,1.1644044820092148E-3,1.092181882394176E-3,2.2344489247311912E-6,0,4.8597614159085574E-3,null,1.9777084324825826E-3,7.7869360543024154E-4,7.8245012700445238E-4,1.9354838709677958E-6,0,3.5407876487882441E-3]
[2004,1,7,15,2.6730766717185158E-3,1.0747168995992129E-3,1.0515744937513E-3,2.2344489247311912E-6,0,4.8016025139937593E-3,null,2.0325594014278131E-3,7.1871518041709075E-4,7.5335858381634605E-4,1.9354838709677958E-6,0,3.5065686495322173E-3]
[2004,1,7,16,2.925157631043345E-3,1.05444486282736E-3,1.0222609614883192E-3,2.2344489247311912E-6,0,5.0040979042837554E-3,null,2.2242372269154083E-3,7.0515828876372832E-4,7.3235807335938856E-4,1.9354838709677958E-6,0,3.663689072909493E-3]
[2004,1,7,17,3.3502976524319977E-3,1.0265287647817345E-3,9.9615419564088865E-4,2.2344489247311912E-6,0,5.3752150617793525E-3,null,2.5475060491453316E-3,6.8648944355352917E-4,7.136549227374254E-4,1.9354838709677958E-6,0,3.9495858993072539E-3]
[2004,1,7,18,3.9006340638156368E-3,9.6753924047850864E-4,9.5122936383030903E-4,2.2344489247311912E-6,7.7499805926724971E-5,5.8991369229759102E-3,null,2.9659719535246177E-3,6.4704029502136952E-4,6.8147031967590401E-4,1.9354838709677958E-6,3.4299844016928509E-5,4.3307178961097866E-3]
[2004,1,7,19,4.2754188896016853E-3,7.9102025418877249E-4,8.6399271003447095E-4,2.2344489247311912E-6,8.0172213000000928E-5,6.0128385157496612E-3,null,3.2509515911173454E-3,5.2899350974649269E-4,6.1897310017216384E-4,1.9354838709677958E-6,3.548259724665618E-5,4.4363362821536259E-3]
[2004,1,7,20,4.2206582761569206E-3,8.1043726290293608E-4,8.4553677711568227E-4,2.2344489247311912E-6,8.0172213000000928E-5,5.9590389781002716E-3,null,3.209312606024728E-3,5.4197860277551693E-4,6.0575108350161076E-4,1.9354838709677958E-6,3.548259724665618E-5,4.3944603734194796E-3]
[2004,1,7,21,3.9363355536524884E-3,9.0904077442904136E-4,8.6500034195105915E-4,2.2344489247311912E-6,8.0172213000000928E-5,5.7927833319573211E-3,null,2.9931187239785381E-3,6.0791954089854422E-4,6.1969497785006487E-4,1.9354838709677958E-6,3.548259724665618E-5,4.2581513238447704E-3]
[2004,1,7,22,3.6270587643404575E-3,9.4365102848699097E-4,8.6132963684769793E-4,2.2344489247311912E-6,8.0172213000000928E-5,5.5144460915998788E-3,null,2.7579502185591121E-3,6.3106509206538363E-4,6.1706524765528731E-4,1.9354838709677958E-6,3.548259724665618E-5,4.043498639397407E-3]
[2004,1,7,23,3.2999478974383135E-3,9.4161015497006462E-4,8.2459540046141361E-4,2.2344489247311912E-6,8.0172213000000928E-5,5.1485601147945245E-3,null,2.5092210014492598E-3,6.2970026121693119E-4,5.9074846984640006E-4,1.9354838709677958E-6,3.548259724665618E-5,3.767087813630215E-3]
[2004,1,7,24,2.905442870838785E-3,9.305508232665021E-4,7.9478160509099493E-4,2.2344489247311912E-6,8.0172213000000928E-5,4.7131819611210147E-3,null,2.2092464780062455E-3,6.223043511092716E-4,5.6938956584871435E-4,1.9354838709677958E-6,3.548259724665618E-5,3.4383584760818552E-3]
[2004,1,8,1,2.9490286721806942E-3,9.9773325340377669E-4,8.1530099902302547E-4,2.2344489247311912E-6,8.0172213000000928E-5,4.8444695865322287E-3,null,2.242388337057115E-3,6.6723249210619512E-4,5.840898668214577E-4,1.9354838709677958E-6,3.548259724665618E-5,3.5311287771023917E-3]
[2004,1,8,2,2.9167198703708547E-3,9.2242659836823881E-4,7.9259962202824733E-4,2.2344489247311912E-6,8.0172213000000928E-5,4.7141527526920728E-3,null,2.2178213055303918E-3,6.168712889087221E-4,5.6782637115368256E-4,1.9354838709677958E-6,3.548259724665618E-5,3.4399370467104204E-3]
[2004,1,8,3,2.9723868755575297E-3,9.5491263250313703E-4,7.9542009056974606E-4,2.2344489247311912E-6,8.0172213000000928E-5,4.805126260555145E-3,null,2.2601494945938077E-3,6.3859627145343336E-4,5.6984698329171773E-4,1.9354838709677958E-6,3.548259724665618E-5,3.5060108304565828E-3]
[2004,1,8,4,3.1510630455649146E-3,8.9598418451300129E-4,7.631165152435517E-4,2.2344489247311912E-6,8.0172213000000928E-5,4.8925704072461992E-3,null,2.3960116391413275E-3,5.9918796760641659E-4,5.4670437579737701E-4,1.9354838709677958E-6,3.548259724665618E-5,3.579322063662745E-3]
[2004,1,8,5,3.2760124350257446E-3,8.4890238595402494E-4,7.4694364846285895E-4,2.2344489247311912E-6,8.0172213000000928E-5,4.9542651313673608E-3,null,2.4910209065290827E-3,5.6770209131816343E-4,5.351179707575504E-4,1.9354838709677958E-6,3.548259724665618E-5,3.6312590497224202E-3]
[2004,1,8,6,3.5581637920305722E-3,8.9315036762046076E-4,7.8731415045263831E-4,2.2344489247311912E-6,8.0172213000000928E-5,5.3210349720284036E-3,null,2.7055637213212534E-3,5.9729285716388916E-4,5.6403980595581653E-4,1.9354838709677958E-6,3.548259724665618E-5,3.9043144655585829E-3]
[2004,1,8,7,3.9336137315023846E-3,8.3066870578594944E-4,8.1784902094272081E-4,2.2344489247311912E-6,8.0172213000000928E-5,5.6645381201557866E-3,null,2.9910490993924795E-3,5.5550834733167451E-4,5.8591529544906441E-4,1.9354838709677958E-6,3.548259724665618E-5,4.1698908232908425E-3]
[2004,1,8,8,3.8476708810702013E-3,1.0107523918980654E-3,9.8045800909183213E-4,2.2344489247311912E-6,7.2161405477040848E-5,5.9132771364618711E-3,null,2.9256997023925295E-3,6.7593901982087722E-4,7.0241001622801448E-4,1.9354838709677958E-6,3.1937176129770297E-5,4.3379213984421593E-3]
[2004,1,8,9,3.7233452283106788E-3,1.1438441293116751E-3,1.0973136209398327E-3,2.2344489247311912E-6,0,5.9667374274869171E-3,null,2.8311647131688358E-3,7.6494390297002896E-4,7.8612655630760171E-4,1.9354838709677958E-6,0,4.3841706563174333E-3]
[2004,1,8,10,3.4997350934584163E-3,1.1955030727479584E-3,1.1368565501621401E-3,2.2344489247311912E-6,0,5.8343291652932453E-3,null,2.6611355903018476E-3,7.9949073745807933E-4,8.1445551002023618E-4,1.9354838709677958E-6,0,4.2770173216511304E-3]
[2004,1,8,11,3.2786338866362492E-3,1.1913753813257207E-3,1.1325602503953472E-3,2.2344489247311912E-6,0,5.6048039672820481E-3,null,2.4930142111629127E-3,7.9673035052609204E-4,8.113775974926933E-4,1.9354838709677958E-6,0,4.1030576430526652E-3]
[2004,1,8,12,3.164966828168865E-3,1.1774261184993077E-3,1.1243698336436761E-3,2.2344489247311912E-6,0,5.46899722923658E-3,null,2.4065838252465988E-3,7.874018036755589E-4,8.0550990024293103E-4,1.9354838709677958E-6,0,4.0014310130360563E-3]
[2004,1,8,13,2.9652331483894529E-3,1.1718585894563459E-3,1.1068123622642054E-3,2.2344489247311912E-6,0,5.2461385490347352E-3,null,2.2547099291804532E-3,7.83678527674147E-4,7.9293155048983945E-4,1.9354838709677958E-6,0,3.8332554912154071E-3]
[2004,1,8,14,2.7990600409927768E-3,1.1565715953043322E-3,1.1029270004490779E-3,2.2344489247311912E-6,0,5.0607930856709175E-3,null,2.1283548884601117E-3,7.734553751731517E-4,7.9014803805961997E-4,1.9354838709677958E-6,0,3.6938937855638516E-3]
[2004,1,8,15,2.8866630033262419E-3,1.0610313000860279E-3,1.0597572130887033E-3,2.2344489247311912E-6,0,5.0096859654257045E-3,null,2.1949666046774913E-3,7.0956295797888129E-4,7.5922076656081516E-4,1.9354838709677958E-6,0,3.6656858130881555E-3]
[2004,1,8,16,3.1030260241562985E-3,1.0075986222115776E-3,1.0166869572034007E-3,2.2344489247311912E-6,0,5.129546052496008E-3,null,2.3594851524476627E-3,6.738299414672538E-4,7.2836480041560262E-4,1.9354838709677958E-6,0,3.7636153782014872E-3]
[2004,1,8,17,3.5734334177374631E-3,9.7369459186486538E-4,9.8786467589383436E-4,2.2344489247311912E-6,0,5.5372271344208942E-3,null,2.7171744699448128E-3,6.5115667625983877E-4,7.0771622710124596E-4,1.9354838709677958E-6,0,4.077982857176865E-3]
[2004,1,8,18,4.1744059887692054E-3,8.9514145563063729E-4,9.3554444153560947E-4,2.2344489247311912E-6,7.4827398773276804E-5,6.0821537336334594E-3,null,3.1741431989657817E-3,5.9862439403559362E-4,6.7023348299203624E-4,1.9354838709677958E-6,3.3117090751718235E-5,4.4780536506160967E-3]
[2004,1,8,19,4.5819869640966772E-3,6.9367675576879515E-4,8.3701605331572564E-4,2.2344489247311912E-6,8.0172213000000928E-5,6.1950864351059303E-3,null,3.4840604385309205E-3,4.6389520334093104E-4,5.9964675094774063E-4,1.9354838709677958E-6,3.548259724665618E-5,4.5850204739372154E-3]
[2004,1,8,20,4.5069917454211485E-3,7.2015524978413694E-4,8.2174620228937898E-4,2.2344489247311912E-6,8.0172213000000928E-5,6.1312998594193965E-3,null,3.4270354237253848E-3,4.816026531916835E-4,5.8870727551100024E-4,1.9354838709677958E-6,3.548259724665618E-5,4.5347634335456922E-3]
[2004,1,8,21,4.2327997884607704E-3,8.5545484932091954E-4,8.5646335297739397E-4,2.2344489247311912E-6,8.0172213000000928E-5,6.0271246526838159E-3,null,3.2185447935043619E-3,5.7208404054839357E-4,6.1357899276153979E-4,1.9354838709677958E-6,3.548259724665618E-5,4.4416259079319191E-3]
[2004,1,8,22,3.9037242873453033E-3,9.0028352064926468E-4,8.5628808697358922E-4,2.2344489247311912E-6,8.0172213000000928E-5,5.7427025568928891E-3,null,2.9683217038906254E-3,6.0206314166202197E-4,6.1345343042696243E-4,1.9354838709677958E-6,3.548259724665618E-5,4.2212563570972333E-3]
[2004,1,8,23,3.5681761787428818E-3,9.0712136385092312E-4,8.2293403506338719E-4,2.2344489247311912E-6,8.0172213000000928E-5,5.3806382395819238E-3,null,2.7131769600128889E-3,6.0663593819306795E-4,5.8955825090242992E-4,1.9354838709677958E-6,3.548259724665618E-5,3.946789230226011E-3]
[2004,1,8,24,3.301332097417062E-3,9.7262040737440775E-4,8.2612366373809585E-4,2.2344489247311912E-6,8.0172213000000928E-5,5.1824828304542978E-3,null,2.510273522205596E-3,6.5043831712717005E-4,5.9184333308686602E-4,1.9354838709677958E-6,3.548259724665618E-5,3.7899732535372562E-3]
[2004,1,9,1,2.6269795086331944E-3,7.5830552831221637E-4,6.7791951514587444E-4,2.2344489247311912E-6,8.0172213000000928E-5,4.1456112140160171E-3,null,{"$f":"E195*T$5","v":1.9975079480970769E-3},{"$f":"F195*U$5","v":5.0711558997112386E-4},{"$f":"G195*V$5","v":4.8566838479494886E-4},{"$f":"H195*W$5","v":1.9354838709677958E-6},{"$f":"I195*X$5","v":3.548259724665618E-5},{"$f":"SUM(L195:P195)","v":3.0277100039807735E-3}]
[2004,1,9,2,2.5886682582152865E-3,7.2942229963030003E-4,6.6264227651568856E-4,2.2344489247311912E-6,8.0172213000000928E-5,{"$f":"SUM(E196:I196)","v":4.0631394962860074E-3},null,1.968376762657749E-3,4.8779997771928988E-4,4.7472361680423418E-4,1.9354838709677958E-6,3.548259724665618E-5,2.9683184382988969E-3]
[2004,1,9,3,2.5729367346631078E-3,6.9205266366084803E-4,6.3964114139324958E-4,2.2344489247311912E-6,8.0172213000000928E-5,3.9870372016419372E-3,null,1.9564147952240924E-3,4.6280909438255094E-4,4.5824537138750276E-4,1.9354838709677958E-6,3.548259724665618E-5,2.91488734211177E-3]
[2004,1,9,4,2.72717227444142E-3,6.6991295111441188E-4,6.2197793488229182E-4,2.2344489247311912E-6,8.0172213000000928E-5,4.1014698223628557E-3,null,2.0736927243338319E-3,4.4800319758951792E-4,4.4559127191873239E-4,1.9354838709677958E-6,3.548259724665618E-5,3.0047052749597059E-3]
[2004,1,9,5,2.9575957070111262E-3,5.7209551608130942E-4,5.8357773987148694E-4,2.2344489247311912E-6,8.0172213000000928E-5,4.195675624888655E-3,null,2.2489025561856519E-3,3.8258794684397658E-4,4.1808098453204219E-4,1.9354838709677958E-6,3.548259724665618E-5,3.0869895686792947E-3]
[2004,1,9,6,3.2343078174863565E-3,5.9866033344110805E-4,5.9677804599172254E-4,2.2344489247311912E-6,8.0172213000000928E-5,4.5121528588439189E-3,null,2.4593094657913437E-3,4.003531252910772E-4,4.2753781710431918E-4,1.9354838709677958E-6,3.548259724665618E-5,3.3246184893043636E-3]
[2004,1,9,7,3.5954024437402669E-3,5.3426362188431508E-4,6.4907752860236475E-4,2.2344489247311912E-6,8.0172213000000928E-5,4.8611502561516787E-3,null,2.73387932200336E-3,3.5728792906864149E-4,4.6500569445205494E-4,1.9354838709677958E-6,3.548259724665618E-5,3.5935910266416803E-3]
[2004,1,9,8,3.6053889325582148E-3,7.5552015084647223E-4,8.4759212846928218E-4,2.2344489247311912E-6,7.2161405477040848E-5,5.2828970662757418E-3,null,2.7414728684021336E-3,5.0525287331656249E-4,6.0722355796175996E-4,1.9354838709677958E-6,3.1937176129770297E-5,3.8878219596811944E-3]
[2004,1,9,9,3.5349067492113704E-3,8.83793313262945E-4,9.2878900490176938E-4,2.2344489247311912E-6,0,5.3497235163008153E-3,null,2.6878794844522871E-3,5.9103534226555407E-4,6.653938199859702E-4,1.9354838709677958E-6,0,3.9462441305747791E-3]
[2004,1,9,10,3.5063801360494329E-3,7.4888793224023602E-4,8.8805347053641298E-4,2.2344489247311912E-6,0,5.145555987750813E-3,null,2.6661883611161525E-3,5.0081758789960831E-4,6.3621047190854437E-4,1.9354838709677958E-6,0,3.8051519047952727E-3]
[2004,1,9,11,3.1615803120747877E-3,8.2135035207979727E-4,9.3219554938471982E-4,2.2344489247311912E-6,0,4.9173606624640358E-3,null,2.4040087793461467E-3,5.492767134310585E-4,6.6783430284537081E-4,1.9354838709677958E-6,0,3.6230552794935438E-3]
[2004,1,9,12,2.8825129960878266E-3,9.1090251954548118E-4,9.6011966463363898E-4,2.2344489247311912E-6,0,4.7557696291916779E-3,null,2.19181101384926E-3,6.0916457992021746E-4,6.8783942092616891E-4,1.9354838709677958E-6,0,3.4907504985666141E-3]
[2004,1,9,13,2.7264642109852792E-3,8.9150764328273409E-4,9.3463539956971668E-4,2.2344489247311912E-6,0,4.5548417027624606E-3,null,2.0731543256227833E-3,5.9619428793211736E-4,6.6958223615015862E-4,1.9354838709677958E-6,0,3.3408663335760271E-3]
[2004,1,9,14,2.4903628190472756E-3,9.8968329136887574E-4,9.8383150482281236E-4,2.2344489247311912E-6,0,4.4661120641636947E-3,null,1.8936270756373717E-3,6.6184909307485755E-4,7.0482682262784982E-4,1.9354838709677958E-6,0,3.2622384752110469E-3]
[2004,1,9,15,2.4954781485011274E-3,8.5231543184200852E-4,9.2096762546890417E-4,2.2344489247311912E-6,0,4.2709956547367714E-3,null,1.8975166801080668E-3,5.6998456021026777E-4,6.5979050479713004E-4,1.9354838709677958E-6,0,3.1292272289864327E-3]
[2004,1,9,16,2.6671571807131205E-3,8.4251611179912581E-4,8.9441763515449681E-4,2.2344489247311912E-6,0,4.4063253765914741E-3,null,2.0280583269835293E-3,5.6343128085343272E-4,6.4076982369231609E-4,1.9354838709677958E-6,0,3.2341949154002458E-3]
[2004,1,9,17,2.9742887752441691E-3,8.4354166709263174E-4,8.7748252352158444E-4,2.2344489247311912E-6,0,4.6975474147831165E-3,null,2.2615956648924566E-3,5.6411711928965221E-4,6.2863733874488265E-4,1.9354838709677958E-6,0,3.4562856067979594E-3]
[2004,1,9,18,3.9629360208107093E-3,3.6581630721188292E-4,6.6151139326599447E-4,2.2344489247311912E-6,7.349119527672493E-5,5.0659893654900427E-3,null,3.0133452405528096E-3,2.4463906107306073E-4,4.7391344062697454E-4,1.9354838709677958E-6,3.2525714154595701E-5,3.7663589402784081E-3]
[2004,1,9,19,4.0308876802717646E-3,4.2229009517381525E-4,6.7121036247548376E-4,2.2344489247311912E-6,8.0172213000000928E-5,5.2067947998457962E-3,null,3.0650144596745324E-3,2.8240581501452489E-4,4.808618800875719E-4,1.9354838709677958E-6,3.548259724665618E-5,3.865700235894253E-3]
[2004,1,9,20,4.1460905939649509E-3,2.2484287427602825E-4,5.6716679815373334E-4,2.2344489247311912E-6,8.0172213000000928E-5,5.0205069283194449E-3,null,3.1526126822681343E-3,1.5036330684951225E-4,4.0632402020374672E-4,1.9354838709677958E-6,3.548259724665618E-5,3.746718090439017E-3]
[2004,1,9,21,3.7221453511276092E-3,4.9968013744383427E-4,6.6062230580868375E-4,2.2344489247311912E-6,8.0172213000000928E-5,4.9648544563048597E-3,null,2.8302523481496017E-3,3.3416028003998931E-4,4.7327648939650196E-4,1.9354838709677958E-6,3.548259724665618E-5,3.675107198703717E-3]
[2004,1,9,22,3.5631447165717727E-3,5.0982926960772758E-4,6.4307737358000746E-4,2.2344489247311912E-6,8.0172213000000928E-5,4.7984580216842406E-3,null,2.7093511267148708E-3,3.4094749568437877E-4,4.6070712281763234E-4,1.9354838709677958E-6,3.548259724665618E-5,3.5484238263345058E-3]
[2004,1,9,23,3.2587090584713257E-3,6.3727862660992109E-4,6.5400262134702807E-4,2.2344489247311912E-6,8.0172213000000928E-5,4.6323969683530076E-3,null,2.4778637303566838E-3,4.2617904610108237E-4,4.6853408061711649E-4,1.9354838709677958E-6,3.548259724665618E-5,3.4099949381925063E-3]
[2004,1,9,24,2.8675343969614005E-3,7.2259239942989442E-4,6.7556970386688448E-4,2.2344489247311912E-6,8.0172213000000928E-5,4.3481031621829119E-3,null,2.1804215566007092E-3,4.8323249305742605E-4,4.8398495627143977E-4,1.9354838709677958E-6,3.548259724665618E-5,3.1850570870471991E-3]
[2004,1,10,1,2.7431915696841287E-3,8.5501666840996627E-4,7.345798967385768E-4,2.2344489247311912E-6,8.0172213000000928E-5,4.4151947967574039E-3,null,2.08587350818276E-3,5.7179100777614571E-4,5.2626045420022612E-4,1.9354838709677958E-6,3.548259724665618E-5,3.2213430512767556E-3]
[2004,1,10,2,2.5779002162573316E-3,9.2100394134782932E-4,7.5417961361443997E-4,2.2344489247311912E-6,8.0172213000000928E-5,4.3354904331443329E-3,null,1.9601889373146997E-3,6.1591988933784288E-4,5.4030188924504921E-4,1.9354838709677958E-6,3.548259724665618E-5,3.1538287970152156E-3]
[2004,1,10,3,2.661184340850619E-3,7.9918874413699925E-4,6.9380624460231067E-4,2.2344489247311912E-6,8.0172213000000928E-5,4.2365859915146614E-3,null,2.0235166870282693E-3,5.3445617412728387E-4,4.9704979816689093E-4,1.9354838709677958E-6,3.548259724665618E-5,3.0924407404400679E-3]
[2004,1,10,4,2.7538473389689027E-3,7.8501065491192021E-4,6.8059837891261985E-4,2.2344489247311912E-6,8.0172213000000928E-5,4.3018630347181749E-3,null,2.0939759634053738E-3,5.2497459999443791E-4,4.8758754984273628E-4,1.9354838709677958E-6,3.548259724665618E-5,3.1439561943601719E-3]
[2004,1,10,5,2.8856901170690929E-3,7.4439653295939529E-4,6.5999887239323552E-4,2.2344489247311912E-6,8.0172213000000928E-5,4.372492184346456E-3,null,2.1942268394738182E-3,4.9781397192812929E-4,4.7282985540361157E-4,1.9354838709677958E-6,3.548259724665618E-5,3.2022887479231828E-3]
[2004,1,10,6,2.9355177330314904E-3,8.2516657093945967E-4,6.9823608693329257E-4,2.2344489247311912E-6,8.0172213000000928E-5,4.5413270528289751E-3,null,2.2321148620459484E-3,5.5182880359290129E-4,5.0022338193563866E-4,1.9354838709677958E-6,3.548259724665618E-5,3.3215851286921123E-3]
[2004,1,10,7,3.430992055328326E-3,6.635119765917661E-4,6.4879497681032973E-4,2.2344489247311912E-6,8.0172213000000928E-5,4.8257056706551543E-3,null,2.6088646210803783E-3,4.4372255627774155E-4,4.6480327149565274E-4,1.9354838709677958E-6,3.548259724665618E-5,3.5548085299713962E-3]
[2004,1,10,8,3.5987124085312691E-3,6.7184230926072756E-4,6.9846010217101484E-4,2.2344489247311912E-6,7.2161405477040848E-5,5.0434106743647835E-3,null,2.7363961596704295E-3,4.4929345271506359E-4,5.0038386871355744E-4,1.9354838709677958E-6,3.1937176129770297E-5,3.7199461410997886E-3]
[2004,1,10,9,3.8497086716289459E-3,7.0155611190758562E-4,7.3914981998640368E-4,2.2344489247311912E-6,0,5.2926490524476668E-3,null,2.9272492016650868E-3,4.6916450995644361E-4,5.2953439335203141E-4,1.9354838709677958E-6,0,3.9278835888445288E-3]
[2004,1,10,10,4.0034936133098546E-3,6.3243689140846538E-4,7.1499061331686147E-4,2.2344489247311912E-6,0,5.3531555669599122E-3,null,3.0441845040896907E-3,4.2294114355191458E-4,5.1222649378728858E-4,1.9354838709677958E-6,0,3.9812876252998614E-3]
[2004,1,10,11,4.1059797686648315E-3,4.4167717133244543E-4,6.4071222813781407E-4,2.2344489247311912E-6,0,5.1906036170598219E-3,null,3.122113132470196E-3,2.9537089069567036E-4,4.5901270874479361E-4,1.9354838709677958E-6,0,3.878432215781628E-3]
[2004,1,10,12,3.6741558736712926E-3,6.7169372210902699E-4,7.3384164539085257E-4,2.2344489247311912E-6,0,5.0819256900959033E-3,null,2.7937620130217525E-3,4.4919408529878684E-4,5.2573156348147349E-4,1.9354838709677958E-6,0,3.7706231456729805E-3]
[2004,1,10,13,3.4715158559415964E-3,6.8352902580502933E-4,7.198563144474383E-4,2.2344489247311912E-6,0,4.8771356451187946E-3,null,2.6396781898752964E-3,4.571089254155986E-4,5.1571233120041235E-4,1.9354838709677958E-6,0,3.6144349303622752E-3]
[2004,1,10,14,3.0289177901165732E-3,8.8367005291006839E-4,8.1267723663769071E-4,2.2344489247311912E-6,0,4.7274995285890636E-3,null,2.3031345847986558E-3,5.9095291210484017E-4,5.8221017695960571E-4,1.9354838709677958E-6,0,3.4782331577340691E-3]
[2004,1,10,15,2.9107074614935476E-3,8.918908001785636E-4,8.1526879653950391E-4,2.2344489247311912E-6,0,4.6201015071363457E-3,null,2.2132495780082845E-3,5.9645052348365367E-4,5.8406679663715278E-4,1.9354838709677958E-6,0,3.3957023820000588E-3]
[2004,1,10,16,3.1208094115146531E-3,7.9554264225493239E-4,7.6376594179940909E-4,2.2344489247311912E-6,0,4.6823524444937255E-3,null,2.3730073201979869E-3,5.3201784941780364E-4,5.4716963153847822E-4,1.9354838709677958E-6,0,3.4541302850252366E-3]
[2004,1,10,17,3.4658898704561353E-3,7.7629493319496593E-4,7.5768450565320399E-4,2.2344489247311912E-6,0,5.0021037582290359E-3,null,2.6354002917469877E-3,5.1914597525744722E-4,5.4281282928633258E-4,1.9354838709677958E-6,0,3.6992945801617352E-3]
[2004,1,10,18,3.8992058087646258E-3,7.6834023601706359E-4,7.4793991328688512E-4,2.2344489247311912E-6,7.2154991700000833E-5,5.4898753986933066E-3,null,2.9648859340840666E-3,5.1382628444444195E-4,5.3583170493557992E-4,1.9354838709677958E-6,3.1934337521990557E-5,4.0484137448570465E-3]
[2004,1,10,19,3.8604636081901846E-3,7.3937058168651194E-4,7.3444555802706717E-4,2.2344489247311912E-6,8.0172213000000928E-5,5.4166864098284962E-3,null,2.9354270619002931E-3,4.9445287518050678E-4,5.2616421259104294E-4,1.9354838709677958E-6,3.548259724665618E-5,3.9934622307894671E-3]
[2004,1,10,20,3.8647898073355365E-3,6.0993881385043699E-4,6.7407695052128193E-4,2.2344489247311912E-6,8.0172213000000928E-5,5.2312122336319877E-3,null,2.9387166258841354E-3,4.0789559073964733E-4,4.8291553270410077E-4,1.9354838709677958E-6,3.548259724665618E-5,3.8669458304455076E-3]
[2004,1,10,21,3.54861890855544E-3,7.7762971522405842E-4,7.2248926618871667E-4,2.2344489247311912E-6,8.0172213000000928E-5,5.131144551892947E-3,null,2.6983059636788431E-3,5.2003860857066154E-4,5.1759860440963625E-4,1.9354838709677958E-6,3.548259724665618E-5,3.7733612577767646E-3]
[2004,1,10,22,3.483906395670866E-3,6.9551038268182231E-4,6.8093794640069973E-4,2.2344489247311912E-6,8.0172213000000928E-5,4.9427613866781196E-3,null,2.6490997333281823E-3,4.6512143835975825E-4,4.8783081941940448E-4,1.9354838709677958E-6,3.548259724665618E-5,3.6394700722249692E-3]
[2004,1,10,23,3.4765277061369086E-3,5.9167435931980475E-4,6.2168873552116352E-4,2.2344489247311912E-6,8.0172213000000928E-5,4.7722974629026086E-3,null,2.6434891105798193E-3,3.9568126644820047E-4,4.4538408657671921E-4,1.9354838709677958E-6,3.548259724665618E-5,3.5219725447223631E-3]
[2004,1,10,24,2.6671858771633748E-3,9.6162967768509443E-4,7.6261755482350077E-4,2.2344489247311912E-6,8.0172213000000928E-5,4.4738397715967026E-3,null,2.0280801472479346E-3,6.4308828450507574E-4,5.4634691551504449E-4,1.9354838709677958E-6,3.548259724665618E-5,3.2549334283856787E-3]
[2004,1,11,1,2.3699784726543449E-3,1.1721629466154143E-3,8.5506099907532664E-4,2.2344489247311912E-6,8.0172213000000928E-5,4.4796090802698176E-3,null,1.80208898485437E-3,7.8388206602975736E-4,6.1257433226820476E-4,1.9354838709677958E-6,3.548259724665618E-5,3.2359634642699564E-3]
[2004,1,11,2,2.356047263676329E-3,1.0935688241215452E-3,8.2399712630852151E-4,2.2344489247311912E-6,8.0172213000000928E-5,4.3560198760311279E-3,null,1.7914959442277734E-3,7.3132237431097129E-4,5.9031986020320799E-4,1.9354838709677958E-6,3.548259724665618E-5,3.1505562598595762E-3]
[2004,1,11,3,2.2346018901084575E-3,1.1148588231677638E-3,8.2296895049559313E-4,2.2344489247311912E-6,8.0172213000000928E-5,4.2548363256965467E-3,null,1.6991510674732307E-3,7.4556002658134036E-4,5.8958326467056169E-4,1.9354838709677958E-6,3.548259724665618E-5,3.0717124398427567E-3]
[2004,1,11,4,2.3494906634308108E-3,1.0127137250703741E-3,7.7399455964319405E-4,2.2344489247311912E-6,8.0172213000000928E-5,4.218605610069111E-3,null,1.7865104233815404E-3,6.7725065819310311E-4,5.5449751662791529E-4,1.9354838709677958E-6,3.548259724665618E-5,3.0556766793201828E-3]
[2004,1,11,5,2.4483899643128306E-3,1.0001275369016828E-3,7.6836653348556468E-4,2.2344489247311912E-6,8.0172213000000928E-5,4.2992906966248107E-3,null,1.8617116721632121E-3,6.6883366530521063E-4,5.5046554186912486E-4,1.9354838709677958E-6,3.548259724665618E-5,3.1184289604551715E-3]
[2004,1,11,6,2.5461981915643429E-3,1.0012751313138698E-3,7.7631450646830984E-4,2.2344489247311912E-6,8.0172213000000928E-5,4.406194491271255E-3,null,1.9360832881891905E-3,6.6960111720376007E-4,5.5615954995516309E-4,1.9354838709677958E-6,3.548259724665618E-5,3.1992620364657376E-3]
[2004,1,11,7,2.6184396732484667E-3,1.0340737487743593E-3,8.0416010891999038E-4,2.2344489247311912E-6,8.0172213000000928E-5,4.5390801928675483E-3,null,1.9910144109376231E-3,6.9153513933957814E-4,5.7610842067536941E-4,1.9354838709677958E-6,3.548259724665618E-5,3.2960760520701947E-3]
[2004,1,11,8,3.0632658188977247E-3,9.735932545068181E-4,8.1554204388723623E-4,2.2344489247311912E-6,7.0825201900316751E-5,4.9254607681168275E-3,null,2.3292522078202055E-3,6.5108890706629661E-4,5.8426255379572065E-4,1.9354838709677958E-6,3.134579949716516E-5,3.5978849520503556E-3]
[2004,1,11,9,3.4067336016163248E-3,9.1311558094225929E-4,8.0824725329390918E-4,2.2344489247311912E-6,0,5.1303308847772244E-3,null,2.5904189293880671E-3,6.1064456113355155E-4,5.7903649216786473E-4,1.9354838709677958E-6,0,3.7820354665604513E-3]
[2004,1,11,10,3.5548398813255075E-3,9.8011262328825065E-4,8.6964070787369486E-4,2.2344489247311912E-6,0,5.406827661412184E-3,null,2.7030362794320754E-3,6.5544872434627078E-4,6.2301938284527885E-4,1.9354838709677958E-6,0,3.9834398704945923E-3]
[2004,1,11,11,3.4057713075111265E-3,1.0321469711664834E-3,8.8467935763276138E-4,2.2344489247311912E-6,0,5.3248320852351018E-3,null,2.5896872182661402E-3,6.9024660994492122E-4,6.3379322335997646E-4,1.9354838709677958E-6,0,3.9156625354420053E-3]
[2004,1,11,12,3.2626042478251321E-3,1.0434577701099125E-3,8.8841742655905713E-4,2.2344489247311912E-6,0,5.1967138934188323E-3,null,2.4808255622506903E-3,6.9781068836065991E-4,6.3647121367759634E-4,1.9354838709677958E-6,0,3.8170429481599144E-3]
[2004,1,11,13,3.1099140427089077E-3,1.0632580201972374E-3,8.8472743548026912E-4,2.2344489247311912E-6,0,5.060133947311145E-3,null,2.3647226778110166E-3,7.1105207343529885E-4,6.3382766681531564E-4,1.9354838709677958E-6,0,3.7115379019325989E-3]
[2004,1,11,14,3.0153701781481632E-3,9.7429404345677725E-4,8.6860926288000954E-4,2.2344489247311912E-6,0,4.8605079334096812E-3,null,2.2928332244356608E-3,6.5155755853794656E-4,6.2228044523853334E-4,1.9354838709677958E-6,0,3.5686067120831084E-3]
[2004,1,11,15,2.8217000088017609E-3,1.0145893873864623E-3,8.8206680634347412E-4,2.2344489247311912E-6,0,4.7205906514564289E-3,null,2.1455699125950498E-3,6.7850500431942864E-4,6.3192156524051804E-4,1.9354838709677958E-6,0,3.4579319660259645E-3]
[2004,1,11,16,2.9357860981543121E-3,9.919052950669294E-4,8.6717866337812058E-4,2.2344489247311912E-6,0,4.797104505524093E-3,null,2.2323189220563389E-3,6.633350544376403E-4,6.2125554931232385E-4,1.9354838709677958E-6,0,3.5188450096772707E-3]
[2004,1,11,17,3.3395149799756705E-3,1.0385087915177546E-3,8.8403078480028081E-4,2.2344489247311912E-6,0,5.2642890052184369E-3,null,{"$f":"E259*T$5","v":2.5393070990345837E-3},{"$f":"F259*U$5","v":6.9450106696820803E-4},{"$f":"G259*V$5","v":6.3332857923492137E-4},{"$f":"H259*W$5","v":1.9354838709677958E-6},{"$f":"I259*X$5","v":0},{"$f":"SUM(L259:P259)","v":3.8690722291086807E-3}]
[2004,1,11,18,3.750205543019215E-3,1.0042489097941243E-3,8.6082275195413992E-4,2.2344489247311912E-6,7.0818788123276749E-5,{"$f":"SUM(E260:I260)","v":5.6883304418154871E-3},null,2.851588813144631E-3,6.7158982673066298E-4,6.1670211020013038E-4,1.9354838709677958E-6,3.1342960889385427E-5,4.1731591948357769E-3]
[2004,1,11,19,3.8005696196328027E-3,1.0356371343297848E-3,8.7721706965247694E-4,2.2344489247311912E-6,8.0172213000000928E-5,5.7958304855397968E-3,null,2.8898847507427719E-3,6.9258065088959476E-4,6.2844716491308305E-4,1.9354838709677958E-6,3.548259724665618E-5,4.248330647663074E-3]
[2004,1,11,20,3.8823827002029609E-3,9.5486329682838503E-4,8.2576471735526947E-4,2.2344489247311912E-6,8.0172213000000928E-5,5.7454173763113476E-3,null,2.952093945051343E-3,6.3856327830110306E-4,5.9158618027435584E-4,1.9354838709677958E-6,3.548259724665618E-5,4.2196614847444256E-3]
[2004,1,11,21,3.7079653475419012E-3,9.7529813917789456E-4,8.2672039416933039E-4,2.2344489247311912E-6,8.0172213000000928E-5,5.5923905428138581E-3,null,2.819470128580164E-3,6.5222904591999843E-4,5.9227083679227761E-4,1.9354838709677958E-6,3.548259724665618E-5,4.1013880924100641E-3]
[2004,1,11,22,3.5645435662983332E-3,1.0129138344955231E-3,8.3241577181746278E-4,2.2344489247311912E-6,8.0172213000000928E-5,5.4922798345360515E-3,null,2.7104147868758331E-3,6.7738448104603553E-4,5.9635106283883197E-4,1.9354838709677958E-6,3.548259724665618E-5,4.0215684118783245E-3]
[2004,1,11,23,2.9502570408078744E-3,1.105285114536011E-3,8.6009264320430299E-4,2.2344489247311912E-6,8.0172213000000928E-5,4.998041460472921E-3,null,2.2433223664577715E-3,7.3915762448912713E-4,6.1617905292071036E-4,1.9354838709677958E-6,3.548259724665618E-5,3.6360771249852332E-3]
[2004,1,11,24,2.5848728708529876E-3,1.1127154744812215E-3,8.4703950008587089E-4,2.2344489247311912E-6,8.0172213000000928E-5,4.6270345073448124E-3,null,1.9654908184022326E-3,7.4412666562970794E-4,6.0682764940865467E-4,1.9354838709677958E-6,3.548259724665618E-5,3.3538632145582192E-3]
[2004,1,12,1,2.500521474608487E-3,9.4795384029505248E-4,7.5784738326983207E-4,2.2344489247311912E-6,8.0172213000000928E-5,4.2887293600981039E-3,null,1.9013515345297283E-3,6.3394259047085675E-4,5.4292951645526586E-4,1.9354838709677958E-6,3.548259724665618E-5,3.1156417225734747E-3]
[2004,1,12,2,2.43482003805532E-3,9.2235032049898364E-4,7.4906485156513083E-4,2.2344489247311912E-6,8.0172213000000928E-5,4.1886418720441668E-3,null,1.8513933444163119E-3,6.1682027820759327E-4,5.3663762207527472E-4,1.9354838709677958E-6,3.548259724665618E-5,3.0422693258168034E-3]
[2004,1,12,3,2.4872280690397229E-3,9.2873865401634555E-4,7.4894833455965639E-4,2.2344489247311912E-6,8.0172213000000928E-5,4.2473217195404568E-3,null,1.8912434681387957E-3,6.2109246586762492E-4,5.3655414811621966E-4,1.9354838709677958E-6,3.548259724665618E-5,3.086308163240264E-3]
[2004,1,12,4,2.596714764600432E-3,9.1524091994385818E-4,7.3814032382339494E-4,2.2344489247311912E-6,8.0172213000000928E-5,4.3325026702924173E-3,null,1.9744951813229577E-3,6.1206587813764004E-4,5.2881118010917369E-4,1.9354838709677958E-6,3.548259724665618E-5,3.1527903206873954E-3]
[2004,1,12,5,2.7076387146892601E-3,8.733085327705983E-4,7.2913001307764046E-4,2.2344489247311912E-6,8.0172213000000928E-5,4.3924839224622307E-3,null,2.0588397569881252E-3,5.8402366234686976E-4,5.223561025245588E-4,1.9354838709677958E-6,3.548259724665618E-5,3.2026376029771781E-3]
[2004,1,12,6,2.9630339603605419E-3,9.0640517063793314E-4,7.5379529469247954E-4,2.2344489247311912E-6,8.0172213000000928E-5,4.7056410876156864E-3,null,2.2530377061757922E-3,6.0615698514554484E-4,5.4002655928934713E-4,1.9354838709677958E-6,3.548259724665618E-5,3.436639331728308E-3]
[2004,1,12,7,3.3624863174011232E-3,8.2542331011310212E-4,7.7084193856789135E-4,2.2344489247311912E-6,8.0172213000000928E-5,5.0411582280068491E-3,null,2.5567740906631692E-3,5.520004974981273E-4,5.5223894706131515E-4,1.9354838709677958E-6,3.548259724665618E-5,3.6984316163402356E-3]
[2004,1,12,8,3.2800534824672578E-3,1.0341622896850164E-3,9.4373366501953357E-4,2.2344489247311912E-6,7.0825201900316751E-5,5.3310090879968557E-3,null,2.4940936462883889E-3,6.9159435092971955E-4,6.7610032537273755E-4,1.9354838709677958E-6,3.134579949716516E-5,3.8950696059589789E-3]
[2004,1,12,9,3.2650541768075277E-3,1.1721825881095408E-3,1.0546830824358913E-3,2.2344489247311912E-6,0,5.494154296277691E-3,null,2.4826884441645105E-3,7.8389520124704111E-4,7.5558560813369794E-4,1.9354838709677958E-6,0,4.0241047374162172E-3]
[2004,1,12,10,3.0123876707029667E-3,1.1853462979136927E-3,1.0813521281398386E-3,2.2344489247311912E-6,0,5.2813205456812293E-3,null,2.2905653794420247E-3,7.9269841079029609E-4,7.7469158172153855E-4,1.9354838709677958E-6,0,3.8598908558248272E-3]
[2004,1,12,11,2.8947155350032253E-3,1.1884820478630436E-3,1.0952099399430802E-3,2.2344489247311912E-6,0,5.1806419717340801E-3,null,2.2010896048661934E-3,7.9479543847398764E-4,7.8461945800317138E-4,1.9354838709677958E-6,0,3.7824399852143201E-3]
[2004,1,12,12,2.7502437351161089E-3,1.1495602293917283E-3,1.0703836069387168E-3,2.2344489247311912E-6,0,4.9724220203712852E-3,null,2.0912358478795035E-3,7.6876653561109903E-4,7.6683362239698407E-4,1.9354838709677958E-6,0,3.6287714897585543E-3]
[2004,1,12,13,2.6029108409274851E-3,1.1580211811542747E-3,1.0606625654194929E-3,2.2344489247311912E-6,0,4.8238290364259837E-3,null,1.9792065662689118E-3,7.7442478335502734E-4,7.5986937011085509E-4,1.9354838709677958E-6,0,3.5154362036057618E-3]
[2004,1,12,14,2.5420120039991055E-3,1.0799435188359962E-3,1.0264388223098593E-3,2.2344489247311912E-6,0,4.6506287940696923E-3,null,1.9329001864914776E-3,7.2221047353952794E-4,7.353511350308155E-4,1.9354838709677958E-6,0,3.3923972789327889E-3]
[2004,1,12,15,2.4052394909088396E-3,1.0723151736399387E-3,1.0214183864049192E-3,2.2344489247311912E-6,0,4.5012074998784287E-3,null,1.8289008286429787E-3,7.1710903008412785E-4,7.3175444406316551E-4,1.9354838709677958E-6,0,3.2796997866612397E-3]
[2004,1,12,16,2.5658880662908696E-3,1.172772324918073E-3,1.0422369309432233E-3,2.2344489247311912E-6,0,4.7831317710768963E-3,null,1.95105511462865E-3,7.8428958677954821E-4,7.4666905955040989E-4,1.9354838709677958E-6,0,3.483949244829576E-3]
[2004,1,12,17,2.9935188308494076E-3,1.1134159814354594E-3,1.0081786405826696E-3,2.2344489247311912E-6,0,5.117347901792268E-3,null,2.2762178531461437E-3,7.4459512851717739E-4,7.2226935649019012E-4,1.9354838709677958E-6,0,3.7450178220244791E-3]
[2004,1,12,18,3.747810752818697E-3,8.9868246145308683E-4,8.9969209821003007E-4,2.2344489247311912E-6,6.9482584626724876E-5,5.6179023460332699E-3,null,2.849767857768375E-3,6.009924359259639E-4,6.4454850227526001E-4,1.9354838709677958E-6,3.0751584292262886E-5,4.1279958641328293E-3]
[2004,1,12,19,4.0924330809994983E-3,7.0103622668205262E-4,7.9881367692829228E-4,2.2344489247311912E-6,8.0172213000000928E-5,5.674689646534576E-3,null,3.1118124749306285E-3,4.6881683755657303E-4,5.7227818281997244E-4,1.9354838709677958E-6,3.548259724665618E-5,4.1903255764247976E-3]
[2004,1,12,20,3.7493982368037183E-3,8.788587600738958E-4,8.5246274339984213E-4,2.2344489247311912E-6,8.0172213000000928E-5,5.5631264022021881E-3,null,2.8509749520251575E-3,5.8773536783799296E-4,6.1071291567080038E-4,1.9354838709677958E-6,3.548259724665618E-5,4.0868413166515747E-3]
[2004,1,12,21,3.5864991967539121E-3,9.0409674138847076E-4,8.441337121791922E-4,2.2344489247311912E-6,8.0172213000000928E-5,5.4171363122463073E-3,null,2.7271094532013121E-3,6.0461322683568093E-4,6.0474591361603684E-4,1.9354838709677958E-6,3.548259724665618E-5,3.9738866747706537E-3]
[2004,1,12,22,3.4127400284785277E-3,9.0612513998346289E-4,8.2882191073621364E-4,2.2344489247311912E-6,8.0172213000000928E-5,5.2300937411229364E-3,null,2.5949861082935305E-3,6.0596971510035896E-4,5.9377638447729794E-4,1.9354838709677958E-6,3.548259724665618E-5,3.8321502889888115E-3]
[2004,1,12,23,3.0433472794658251E-3,9.5311107693404613E-4,8.1855082611150356E-4,2.2344489247311912E-6,8.0172213000000928E-5,4.8974158444361066E-3,null,2.3141065088534076E-3,6.373914840937543E-4,5.8641807575726982E-4,1.9354838709677958E-6,3.548259724665618E-5,3.5753341498220557E-3]
[2004,1,12,24,2.65539529056194E-3,1.0121045904782711E-3,8.2394104000013679E-4,2.2344489247311912E-6,8.0172213000000928E-5,4.5738475829650797E-3,null,2.0191147973578063E-3,6.7684330042435032E-4,5.9027967940564457E-4,1.9354838709677958E-6,3.548259724665618E-5,3.323655858305425E-3]
[2004,1,13,1,2.3312038458320953E-3,8.0157404881351442E-4,6.8477875232691987E-4,2.2344489247311912E-6,8.0172213000000928E-5,3.8999633088972617E-3,null,1.7726054563352459E-3,5.3605134275408288E-4,4.9058241156098314E-4,1.9354838709677958E-6,3.548259724665618E-5,2.8366572917679356E-3]
[2004,1,13,2,2.3278981340231208E-3,7.5068554630626158E-4,6.6034830111892954E-4,2.2344489247311912E-6,8.0172213000000928E-5,3.8213386433730437E-3,null,1.7700918525591811E-3,5.020197393855165E-4,4.7308018967046365E-4,1.9354838709677958E-6,3.548259724665618E-5,2.7826098627327851E-3]
[2004,1,13,3,2.2720567420113718E-3,7.2938095754136896E-4,6.4433979405010059E-4,2.2344489247311912E-6,8.0172213000000928E-5,3.7281841555275733E-3,null,1.7276310628919222E-3,4.8777233026448945E-4,4.6161153358756021E-4,1.9354838709677958E-6,3.548259724665618E-5,2.714433007861596E-3]
[2004,1,13,4,2.4226660167546241E-3,6.7210171508882456E-4,6.153202737245409E-4,2.2344489247311912E-6,8.0172213000000928E-5,3.7924946674927212E-3,null,1.8421516453205648E-3,4.4946692994112333E-4,4.4082165625085887E-4,1.9354838709677958E-6,3.548259724665618E-5,2.7698583126301709E-3]
[2004,1,13,5,2.5355187529411908E-3,6.3152427682833018E-4,6.0105279108041919E-4,2.2344489247311912E-6,8.0172213000000928E-5,3.8505024827746718E-3,null,1.9279628352275836E-3,4.223308340342567E-4,4.3060028764286195E-4,1.9354838709677958E-6,3.548259724665618E-5,2.8183120380223261E-3]
[2004,1,13,6,2.7444061729436442E-3,6.4407612567501135E-4,6.2275324817415297E-4,2.2344489247311912E-6,8.0172213000000928E-5,4.0936422087175413E-3,null,2.0867970706455402E-3,4.307248625563491E-4,4.4614671418843492E-4,1.9354838709677958E-6,3.548259724665618E-5,3.0010867285079484E-3]
[2004,1,13,7,3.1423368934270089E-3,6.1438811735896825E-4,6.5789251903470452E-4,2.2344489247311912E-6,8.0172213000000928E-5,4.4970241917454135E-3,null,2.3893764300753685E-3,4.1087105523179119E-4,4.7132084259222338E-4,1.9354838709677958E-6,3.548259724665618E-5,3.3089864090170068E-3]
[2004,1,13,8,3.1393319511299708E-3,7.9985743442003788E-4,8.3442263430415599E-4,2.2344489247311912E-6,7.0825201900316751E-5,4.8466716706792121E-3,null,2.387091526024088E-3,5.3490335966758433E-4,5.977887993851949E-4,1.9354838709677958E-6,3.134579949716516E-5,3.5530649684450003E-3]
[2004,1,13,9,3.0352567499207653E-3,9.3098490341624279E-4,9.4143752687266382E-4,2.2344489247311912E-6,0,4.9099136291344027E-3,null,2.3079546157695596E-3,6.2259464150412139E-4,6.7445534882295296E-4,1.9354838709677958E-6,0,3.6069400899676018E-3]
[2004,1,13,10,2.8355178839891545E-3,9.8137163812429622E-4,9.7990233952725565E-4,2.2344489247311912E-6,0,4.7990263105654376E-3,null,2.1560767762466024E-3,6.5629068847224072E-4,7.0201192894201933E-4,1.9354838709677958E-6,0,3.5163148775318302E-3]
[2004,1,13,11,2.6861663361176721E-3,1.0011334843920492E-3,9.8802916611692867E-4,2.2344489247311912E-6,0,4.6775634355513815E-3,null,2.0425125466995257E-3,6.6950639105493913E-4,7.0783406955773215E-4,1.9354838709677958E-6,0,3.4217884911831647E-3]
[2004,1,13,12,2.5939594700674501E-3,9.9294969837622287E-4,9.7774602410278751E-4,2.2344489247311912E-6,0,4.5668896414711915E-3,null,1.9724001049392656E-3,6.6403349745379361E-4,7.0046712280218647E-4,1.9354838709677958E-6,0,3.3388362090662135E-3]
[2004,1,13,13,2.4582742852229792E-3,1.0101010386110183E-3,9.7107752194659108E-4,2.2344489247311912E-6,0,4.4416872947053198E-3,null,1.8692275319233201E-3,6.7550342836847712E-4,6.9568974053357802E-4,1.9354838709677958E-6,0,3.2423561846963429E-3]
[2004,1,13,14,2.3269533293154114E-3,1.0074124603708301E-3,9.8447875867549287E-4,2.2344489247311912E-6,0,4.3210789972864651E-3,null,1.7693734400603981E-3,6.737054460387279E-4,7.0529052182246004E-4,1.9354838709677958E-6,0,3.1503048917925539E-3]
[2004,1,13,15,2.371341490645737E-3,9.013802042617294E-4,9.2722280837386135E-4,2.2344489247311912E-6,0,4.2021789522060588E-3,null,1.8031253992086722E-3,6.027965470459765E-4,6.6427178098135936E-4,1.9354838709677958E-6,0,3.0721292111069759E-3]
[2004,1,13,16,2.5396982295497381E-3,8.3610421355471336E-4,8.9272627832763225E-4,2.2344489247311912E-6,0,4.2707631703568149E-3,null,1.9311408340345871E-3,5.5914333432047366E-4,6.3955811858593852E-4,1.9354838709677958E-6,0,3.1317777708119669E-3]
[2004,1,13,17,2.9524338576452612E-3,7.9714177485649799E-4,8.6432683346439191E-4,2.2344489247311912E-6,0,4.6161369148908817E-3,null,2.2449775788109484E-3,5.3308726674684511E-4,6.192124695706049E-4,1.9354838709677958E-6,0,3.3992127989993658E-3]
[2004,1,13,18,3.4734441440531895E-3,7.1583927195822982E-4,8.0322715228448624E-4,2.2344489247311912E-6,6.8146381050000792E-5,5.0628913982706369E-3,null,2.6411444254574434E-3,4.7871635003316816E-4,5.7544004112274429E-4,1.9354838709677958E-6,3.0160207659657752E-5,3.7273965081439809E-3]
[2004,1,13,19,3.8577840515083518E-3,5.3736979143639992E-4,7.1160131403687926E-4,2.2344489247311912E-6,8.0172213000000928E-5,5.1891618189063632E-3,null,2.9333895752157767E-3,3.5936517490972326E-4,5.097983655653987E-4,1.9354838709677958E-6,3.548259724665618E-5,3.8399711968085228E-3]
[2004,1,13,20,3.7984683877380697E-3,5.5730894697494807E-4,6.9361106009309154E-4,2.2344489247311912E-6,8.0172213000000928E-5,5.1317950567308411E-3,null,2.8882870118199021E-3,3.7269945277917542E-4,4.9690996601394128E-4,1.9354838709677958E-6,3.548259724665618E-5,3.7953145117306428E-3]
[2004,1,13,21,3.5219519150132129E-3,6.6503978057906306E-4,7.2448174541119958E-4,2.2344489247311912E-6,8.0172213000000928E-5,4.9938801029282076E-3,null,2.6780288616392593E-3,4.4474427271188493E-4,5.1902603664030831E-4,1.9354838709677958E-6,3.548259724665618E-5,3.6792172521090769E-3]
[2004,1,13,22,3.2362539341803539E-3,7.1495019414702854E-4,7.1574116970195821E-4,2.2344489247311912E-6,8.0172213000000928E-5,4.7493519599540726E-3,null,2.4607892579067404E-3,4.7812178069149254E-4,5.1276419995904419E-4,1.9354838709677958E-6,3.548259724665618E-5,3.4890933196749011E-3]
[2004,1,13,23,2.899316459564294E-3,7.1006898217306153E-4,6.8099153258302557E-4,2.2344489247311912E-6,8.0172213000000928E-5,4.3727836362451138E-3,null,2.204588065112696E-3,4.7485747811484933E-4,4.8786920910141846E-4,1.9354838709677958E-6,3.548259724665618E-5,3.2047328334465879E-3]
[2004,1,13,24,2.5318730809074609E-3,7.1467302471444802E-4,6.6384429103694825E-4,2.2344489247311912E-6,8.0172213000000928E-5,3.9927970585835896E-3,null,1.9251907318139107E-3,4.779364240837966E-4,4.7558475214257102E-4,1.9354838709677958E-6,3.548259724665618E-5,2.9161299891579022E-3]
[2004,1,14,1,2.4506444766321193E-3,6.6616526283257193E-4,6.2927091095426886E-4,2.2344489247311912E-6,8.0172213000000928E-5,3.8284873123436919E-3,null,1.8634259627627627E-3,4.4549693714024602E-4,4.5081603360517408E-4,1.9354838709677958E-6,3.548259724665618E-5,2.7971570146258064E-3]
[2004,1,14,2,2.460459299111338E-3,6.0583515795147307E-4,6.0260205634981938E-4,2.2344489247311912E-6,8.0172213000000928E-5,3.7513031753373624E-3,null,1.8708889771665569E-3,4.0515127752479657E-4,4.3171019692294309E-4,1.9354838709677958E-6,3.548259724665618E-5,2.7451685327319203E-3]
[2004,1,14,3,2.4099312830725503E-3,5.824397634278778E-4,5.8507880819332102E-4,2.2344489247311912E-6,8.0172213000000928E-5,3.659856516618481E-3,null,1.8324683829794447E-3,3.8950564544975864E-4,4.1915636503229992E-4,1.9354838709677958E-6,3.548259724665618E-5,2.6785484745791271E-3]
[2004,1,14,4,2.5821243797862926E-3,5.0964312672495383E-4,5.4881413048432637E-4,2.2344489247311912E-6,8.0172213000000928E-5,3.7229882989203047E-3,null,1.9634009152518827E-3,3.4082301293396702E-4,3.9317598380039667E-4,1.9354838709677958E-6,3.548259724665618E-5,2.73481799310387E-3]
[2004,1,14,5,2.7119895264363634E-3,4.5665317770004723E-4,5.2888335781580646E-4,2.2344489247311912E-6,8.0172213000000928E-5,3.779932723876949E-3,null,2.0621480359514564E-3,3.0538607062113014E-4,3.7889737704343895E-4,1.9354838709677958E-6,3.548259724665618E-5,2.7838495647336493E-3]
[2004,1,14,6,2.9245968048917971E-3,4.6187947075373358E-4,5.4973371210906329E-4,2.2344489247311912E-6,8.0172213000000928E-5,4.018616649679326E-3,null,2.2238107848013625E-3,3.088811456091512E-4,3.9383478136027664E-4,1.9354838709677958E-6,3.548259724665618E-5,2.9639447928884143E-3]
[2004,1,14,7,3.3508453057597299E-3,4.1101571493386778E-4,5.7033774930741145E-4,2.2344489247311912E-6,8.0172213000000928E-5,4.414605431925742E-3,null,2.5479224748811823E-3,2.7486609154756675E-4,4.0859572162355192E-4,1.9354838709677958E-6,3.548259724665618E-5,3.268802369169925E-3]
[2004,1,14,8,3.2970790558885842E-3,6.3187900743546578E-4,7.5716318270085698E-4,2.2344489247311912E-6,6.9488998403764891E-5,4.7578446933534023E-3,null,2.5070395859572159E-3,4.2256805955141568E-4,5.4243934826009538E-4,1.9354838709677958E-6,3.0754422900042626E-5,3.5047369005397374E-3]
[2004,1,14,9,3.1725314076148339E-3,7.7300106822325815E-4,8.7216080369733814E-4,2.2344489247311912E-6,0,4.819927728460161E-3,null,{"$f":"E323*T$5","v":2.4123357953391242E-3},{"$f":"F323*U$5","v":5.1694320840945838E-4},{"$f":"G323*V$5","v":6.2482480493573737E-4},{"$f":"H323*W$5","v":1.9354838709677958E-6},{"$f":"I323*X$5","v":0},{"$f":"SUM(L323:P323)","v":3.5560392925552877E-3}]
[2004,1,14,10,2.955498195726916E-3,8.3690855985138262E-4,9.1643166622298259E-4,2.2344489247311912E-6,0,{"$f":"SUM(E324:I324)","v":4.7110728707260123E-3},null,2.2473076463480745E-3,5.59681239599477E-4,6.5654089779918357E-4,1.9354838709677958E-6,0,3.4654652676177028E-3]
[2004,1,14,11,2.7924968277957744E-3,8.7066224864717459E-4,9.2644262113884563E-4,2.2344489247311912E-6,0,4.5918361465065258E-3,null,2.1233643392445647E-3,5.8225396413898764E-4,6.6371284696957456E-4,1.9354838709677958E-6,0,3.371266634224095E-3]
[2004,1,14,12,2.6925857870522428E-3,8.671195178641247E-4,9.2125077087323805E-4,2.2344489247311912E-6,0,4.4831905247143368E-3,null,2.0473937816775996E-3,5.7988476868401858E-4,6.5999335302337604E-4,1.9354838709677958E-6,0,3.2892073872559618E-3]
[2004,1,14,13,2.544000398914714E-3,8.9407797052838711E-4,9.1997001426774258E-4,2.2344489247311912E-6,0,4.3602828326355743E-3,null,1.9344121262058268E-3,5.9791319010140439E-4,6.5907580606092793E-4,1.9354838709677958E-6,0,3.1933366062391268E-3]
[2004,1,14,14,2.4120412289341986E-3,8.9957633537259788E-4,9.2803276001395278E-4,2.2344489247311912E-6,0,4.2418847732454803E-3,null,1.8340727478459563E-3,6.0159021265727898E-4,6.648520385134361E-4,1.9354838709677958E-6,0,3.1024504828876392E-3]
[2004,1,14,15,2.4730929955246858E-3,7.8292146571576576E-4,8.6691550013259398E-4,2.2344489247311912E-6,0,4.1251644102977764E-3,null,1.8804954125866175E-3,5.2357745811400453E-4,6.2106701650638339E-4,1.9354838709677958E-6,0,3.0270753710779732E-3]
[2004,1,14,16,2.6576102769201001E-3,7.0496329640968333E-4,8.2768307448297584E-4,2.2344489247311912E-6,0,4.1924910967374909E-3,null,2.0207990331277512E-3,4.714430590562602E-4,5.9296051068800763E-4,1.9354838709677958E-6,0,3.0871380867429866E-3]
[2004,1,14,17,3.1001543944173108E-3,6.4078588816214403E-4,7.8836027109709475E-4,2.2344489247311912E-6,0,4.5315350026012809E-3,null,2.3573016168666775E-3,4.2852452156556597E-4,5.6478925734693695E-4,1.9354838709677958E-6,0,3.3525508796501484E-3]
[2004,1,14,18,3.6688892345415587E-3,5.2067496135166456E-4,7.1149272746968105E-4,2.2344489247311912E-6,6.6810177473276708E-5,4.9701015497609123E-3,null,2.7897573553962059E-3,3.4820053441615896E-4,5.0972057305238893E-4,1.9354838709677958E-6,2.9568831027052618E-5,3.6791827777627739E-3]
[2004,1,14,19,4.0983815500182704E-3,3.0721884096859738E-4,6.0605093612313768E-4,2.2344489247311912E-6,8.0172213000000928E-5,5.0940579890347377E-3,null,3.1163355837348491E-3,2.0545210073147406E-4,4.3418100921177214E-4,1.9354838709677958E-6,3.548259724665618E-5,3.7933867747957191E-3]
[2004,1,14,20,4.0193329774437826E-3,3.4127691560387755E-4,5.9472640977900994E-4,2.2344489247311912E-6,8.0172213000000928E-5,5.0377429647514016E-3,null,3.0562284715612096E-3,2.2822838280657921E-4,4.2606800420860903E-4,1.9354838709677958E-6,3.548259724665618E-5,3.747942939694022E-3]
[2004,1,14,21,3.7088921578460631E-3,4.7568781305000598E-4,6.353689121927664E-4,2.2344489247311912E-6,8.0172213000000928E-5,4.9023555450135679E-3,null,2.8201748584582836E-3,3.1811545208411905E-4,4.5518470325667601E-4,1.9354838709677958E-6,3.548259724665618E-5,3.6308930949167026E-3]
[2004,1,14,22,3.4001880863716756E-3,5.4214005829128931E-4,6.3757381651775445E-4,2.2344489247311912E-6,8.0172213000000928E-5,4.6623086231054513E-3,null,2.5854418373770297E-3,3.6255528311824594E-4,4.5676431897538551E-4,1.9354838709677958E-6,3.548259724665618E-5,3.4421795205882852E-3]
[2004,1,14,23,3.0527587997988903E-3,5.5025730758729273E-4,6.0721909976015076E-4,2.2344489247311912E-6,8.0172213000000928E-5,4.2926418690710658E-3,null,2.3212628595623468E-3,3.6798368039611809E-4,4.3501789343488266E-4,1.9354838709677958E-6,3.548259724665618E-5,3.1616825145109714E-3]
[2004,1,14,24,2.6756511219960082E-3,5.6621148138839286E-4,5.9535040041451765E-4,2.2344489247311912E-6,8.0172213000000928E-5,3.9196196657236507E-3,null,2.0345169670937698E-3,3.7865300820341268E-4,4.2651503739957566E-4,1.9354838709677958E-6,3.548259724665618E-5,2.8771030938143823E-3]
[2004,1,15,1,2.544778285400361E-3,6.870361605042449E-4,6.4062575356710479E-4,2.2344489247311912E-6,8.0172213000000928E-5,3.9548468613964426E-3,null,1.9350036170921055E-3,4.5945431604733959E-4,4.5895075748930692E-4,1.9354838709677958E-6,3.548259724665618E-5,2.890826771746376E-3]
[2004,1,15,2,2.5559467412577235E-3,6.2517877267368881E-4,6.1158317994015074E-4,2.2344489247311912E-6,8.0172213000000928E-5,3.8751153557962945E-3,null,1.9434959099591557E-3,4.1808728844095562E-4,4.3814436453474496E-4,1.9354838709677958E-6,3.548259724665618E-5,2.8371456440524803E-3]
[2004,1,15,3,2.5038541847368272E-3,6.0032929995666815E-4,5.9405980849935945E-4,2.2344489247311912E-6,8.0172213000000928E-5,3.7806499551175867E-3,null,1.903885667342027E-3,4.0146924393663695E-4,4.2559044432198973E-4,1.9354838709677958E-6,3.548259724665618E-5,2.7683634367182777E-3]
[2004,1,15,4,2.6798034211305954E-3,5.2579928512046974E-4,5.5785606692721303E-4,2.2344489247311912E-6,8.0172213000000928E-5,3.84586543510301E-3,null,2.0376743006386097E-3,3.5162741761059446E-4,3.9965371835372403E-4,1.9354838709677958E-6,3.548259724665618E-5,2.8263735177205518E-3]
[2004,1,15,5,2.8128396978261225E-3,4.7152485591911452E-4,5.3791826931597628E-4,2.2344489247311912E-6,8.0172213000000928E-5,3.9046894849859449E-3,null,2.1388326915629534E-3,3.1533148126676886E-4,3.8537007885688148E-4,1.9354838709677958E-6,3.548259724665618E-5,2.8769523328042276E-3]
[2004,1,15,6,3.0322936251033074E-3,4.789634881079442E-4,5.5758716008262501E-4,2.2344489247311912E-6,8.0172213000000928E-5,4.1512509352186087E-3,null,2.305701508977282E-3,3.2030605445682931E-4,3.9946107077542961E-4,1.9354838709677958E-6,3.548259724665618E-5,3.062886715327165E-3]
[2004,1,15,7,3.4666551679410074E-3,4.2733154113654869E-4,5.8391628537718594E-4,2.2344489247311912E-6,8.0172213000000928E-5,4.5603096563794744E-3,null,2.6359822101836056E-3,2.8577727381080907E-4,4.18323521950215E-4,1.9354838709677958E-6,3.548259724665618E-5,3.3775010870622539E-3]
[2004,1,15,8,3.4097123732915657E-3,6.5499540131841796E-4,7.7844623084921509E-4,2.2344489247311912E-6,6.9488998403764891E-5,4.9148774527876943E-3,null,2.5926839337694512E-3,4.3802711040134119E-4,5.5768673882312112E-4,1.9354838709677958E-6,3.0754422900042626E-5,3.6210876897649238E-3]
[2004,1,15,9,3.2861321911963831E-3,7.9941445310457613E-4,8.9122864290722679E-4,2.2344489247311912E-6,0,4.9790097361329172E-3,null,2.4987157870248093E-3,5.3460711663262119E-4,6.384851974509222E-4,1.9354838709677958E-6,0,3.6737435849793208E-3]
[2004,1,15,10,3.0645359084143292E-3,8.640707545865716E-4,9.3572069780962033E-4,2.2344489247311912E-6,0,4.8665618097352521E-3,null,2.3302179610344481E-3,5.7784591319575676E-4,6.7035975476618698E-4,1.9354838709677958E-6,0,3.58035911286736E-3]
[2004,1,15,11,2.8945687488522143E-3,8.9716253640547252E-4,9.4942404534836963E-4,2.2344489247311912E-6,0,4.7433897795307878E-3,null,2.2009779913182569E-3,5.999759885199317E-4,6.8017697128929606E-4,1.9354838709677958E-6,0,3.4830664349984526E-3]
[2004,1,15,12,2.7934549919304036E-3,8.9418530201017569E-4,9.4128365366783352E-4,2.2344489247311912E-6,0,4.6311583965331438E-3,null,2.1240929100111859E-3,5.9798496785545938E-4,6.7434511250553844E-4,1.9354838709677958E-6,0,3.3983584742431519E-3]
[2004,1,15,13,2.641458904760521E-3,9.2166063196761835E-4,9.3883997922777972E-4,2.2344489247311912E-6,0,4.5041939648806503E-3,null,2.0085178203678466E-3,6.163590501228421E-4,6.7259443946581887E-4,1.9354838709677958E-6,0,3.2994067938274751E-3]
[2004,1,15,14,2.5011294243198236E-3,9.2407555762652569E-4,9.5444912883116406E-4,2.2344489247311912E-6,0,4.3818885597022442E-3,null,1.9018138085506895E-3,6.1797402773348801E-4,6.8377699182864198E-4,1.9354838709677958E-6,0,3.2055003119837873E-3]
[2004,1,15,15,2.5624588366924485E-3,8.0493642123381304E-4,8.9168585130124903E-4,2.2344489247311912E-6,0,4.2613155581522413E-3,null,1.948447590148088E-3,5.382999238470066E-4,6.3881274616028731E-4,1.9354838709677958E-6,0,3.1274957440263497E-3]
[2004,1,15,16,2.7509792675769356E-3,7.2613925604335806E-4,8.5151158572066587E-4,2.2344489247311912E-6,0,4.3308645582656909E-3,null,2.0917951335274335E-3,4.856044476547807E-4,6.1003149670673436E-4,1.9354838709677958E-6,0,3.1893665617599163E-3]
[2004,1,15,17,3.2043682646889738E-3,6.6192263556927658E-4,8.1257303393692578E-4,2.2344489247311912E-6,0,4.6810983831199072E-3,null,2.4365439685810667E-3,4.4265968705129799E-4,5.8213552509276745E-4,1.9354838709677958E-6,0,3.4632746645961001E-3]
[2004,1,15,18,3.7905085814747917E-3,5.4198493435790303E-4,7.3527433847147552E-4,2.2344489247311912E-6,6.4137770400000751E-5,5.1341400736289022E-3,null,2.8822345183672662E-3,3.6245154423983773E-4,5.2675795926862426E-4,1.9354838709677958E-6,2.8386077797324947E-5,3.8017655835440212E-3]
[2004,1,15,19,4.2278661729897686E-3,3.2455929461100782E-4,6.2735509275598422E-4,2.2344489247311912E-6,8.0172213000000928E-5,5.2621872222814925E-3,null,3.2147933610764371E-3,2.1704850093023052E-4,4.4944352210619259E-4,1.9354838709677958E-6,3.548259724665618E-5,3.9187034652304843E-3]
[2004,1,15,20,4.1455424037753425E-3,3.6027353561521189E-4,6.1579107592116603E-4,2.2344489247311912E-6,8.0172213000000928E-5,5.2040136772364531E-3,null,3.1521958483121735E-3,2.4093234157363002E-4,4.4115894369764914E-4,1.9354838709677958E-6,3.548259724665618E-5,3.8717052147010768E-3]
[2004,1,15,21,3.8268120844851291E-3,4.9651145592474885E-4,6.5842775616668098E-4,2.2344489247311912E-6,8.0172213000000928E-5,5.064157958501291E-3,null,2.9098390488055893E-3,3.3204122942254481E-4,4.7170429187722203E-4,1.9354838709677958E-6,3.548259724665618E-5,3.7510026512229799E-3]
[2004,1,15,22,3.5127548406897798E-3,5.6412596272872547E-4,6.569008195792341E-4,2.2344489247311912E-6,8.0172213000000928E-5,4.8161882849224718E-3,null,2.6710355718172706E-3,3.7725832098829118E-4,4.7061037909031832E-4,1.9354838709677958E-6,3.548259724665618E-5,3.5563223530135041E-3]
[2004,1,15,23,3.1556750032583048E-3,5.6985934637539628E-4,6.2637977292652426E-4,2.2344489247311912E-6,8.0172213000000928E-5,4.4343207844849582E-3,null,2.3995184887831153E-3,3.8109251198645462E-4,4.4874479313372693E-4,1.9354838709677958E-6,3.548259724665618E-5,3.2667738750209209E-3]
[2004,1,15,24,2.7699563360472999E-3,5.8367370018666748E-4,6.1295008578451308E-4,2.2344489247311912E-6,8.0172213000000928E-5,4.0489867839432125E-3,null,2.106224954916051E-3,3.9033083865231045E-4,4.3912362968166345E-4,1.9354838709677958E-6,3.548259724665618E-5,2.9730975043676488E-3]
[2004,1,16,1,3.3131516737920836E-3,1.232641083918284E-3,9.7005729093881793E-4,2.2344489247311912E-6,8.0172213000000928E-5,5.5982567105739177E-3,null,2.519260915397913E-3,8.2432672208674436E-4,6.9495883673955424E-4,1.9354838709677958E-6,3.548259724665618E-5,4.0759645553418355E-3]
[2004,1,16,2,3.2548829251777016E-3,1.1970381626783932E-3,9.5255861642499281E-4,2.2344489247311912E-6,8.0172213000000928E-5,5.4868863662058199E-3,null,2.4749544074482346E-3,8.0051732635485801E-4,6.8242260965461295E-4,1.9354838709677958E-6,3.548259724665618E-5,3.9953124245753289E-3]
[2004,1,16,3,3.2200222549435336E-3,1.154632093120262E-3,9.2705665176632136E-4,2.2344489247311912E-6,8.0172213000000928E-5,5.3841176617548487E-3,null,2.4484469810903595E-3,7.7215833623883962E-4,6.6415274471023271E-4,1.9354838709677958E-6,3.548259724665618E-5,3.922176143157056E-3]
[2004,1,16,4,3.3886414661836281E-3,1.151785525625135E-3,9.1581417467626871E-4,2.2344489247311912E-6,8.0172213000000928E-5,5.5386478284097634E-3,null,2.5766619951576729E-3,7.7025469885154949E-4,6.560985206210424E-4,1.9354838709677958E-6,3.548259724665618E-5,4.0404332957478892E-3]
[2004,1,16,5,3.6210503295457108E-3,1.0783034466808629E-3,8.8410366117982033E-4,2.2344489247311912E-6,8.0172213000000928E-5,5.6658640993311263E-3,null,2.7533815128578734E-3,7.2111367795055638E-4,6.3338078860896937E-4,1.9354838709677958E-6,3.548259724665618E-5,4.1452940605350231E-3]
[2004,1,16,6,3.9525062676916203E-3,1.140664908608396E-3,9.176590521547506E-4,2.2344489247311912E-6,8.0172213000000928E-5,6.0932368903794994E-3,null,3.0054146439556137E-3,7.6281780429027885E-4,6.5742020947215341E-4,1.9354838709677958E-6,3.548259724665618E-5,4.4630707388356701E-3]
[2004,1,16,7,4.3727877515581225E-3,1.1260778649986312E-3,9.8325231982795535E-4,2.2344489247311912E-6,8.0172213000000928E-5,6.5645245983094415E-3,null,3.3249891216789542E-3,7.5306274257713952E-4,7.044118886501945E-4,1.9354838709677958E-6,3.548259724665618E-5,4.8198818340239123E-3]
[2004,1,16,8,4.4978867294002724E-3,1.3710994743220378E-3,1.1946807199121029E-3,2.2344489247311912E-6,6.815279482704078E-5,7.1340541673861856E-3,null,3.4201121333801493E-3,9.1692054570336769E-4,8.5588132901075501E-4,1.9354838709677958E-6,3.0163046267437482E-5,5.2250125382326765E-3]
[2004,1,16,9,4.4482271754580829E-3,1.49957244516873E-3,1.2742634523883851E-3,2.2344489247311912E-6,0,7.224297521939929E-3,null,3.3823519021440518E-3,1.0028366362154217E-3,9.1289520200865453E-4,1.9354838709677958E-6,0,5.3000192242390956E-3]
[2004,1,16,10,4.3644775839742226E-3,1.3501427301474899E-3,1.2317329588131501E-3,2.2344489247311912E-6,0,6.9485877218595938E-3,null,3.3186702197825725E-3,9.0290575708695906E-4,8.8242592703171034E-4,1.9354838709677958E-6,0,5.1059373877722089E-3]
[2004,1,16,11,3.9933922200608646E-3,1.3845070869007473E-3,1.2602980928294704E-3,2.2344489247311912E-6,0,6.6404318487158134E-3,null,3.0365035864291607E-3,9.2588686483081721E-4,9.0289027742907629E-4,1.9354838709677958E-6,0,4.8672162125600214E-3]
[2004,1,16,12,3.7019350838877439E-3,1.4436707556395481E-3,1.2743781098295041E-3,2.2344489247311912E-6,0,6.4222183982815279E-3,null,2.8148848246070213E-3,9.6545247217131929E-4,9.1297734375703156E-4,1.9354838709677958E-6,0,4.6952501244063392E-3]
[2004,1,16,13,3.509192655698302E-3,1.401737809627442E-3,1.2377194124079183E-3,2.2344489247311912E-6,0,6.1508843266583936E-3,null,2.6683269504482478E-3,9.3740988265797855E-4,8.8671468282508123E-4,1.9354838709677958E-6,0,4.4943869998022752E-3]
[2004,1,16,14,3.2709452519304556E-3,1.4776936998536798E-3,1.2801896050852976E-3,2.2344489247311912E-6,0,6.0310630057941635E-3,null,2.487167911683086E-3,9.8820526083436087E-4,9.1714075763001536E-4,1.9354838709677958E-6,0,4.3944494140184297E-3]
[2004,1,16,15,3.2246412021460693E-3,1.3267038975755625E-3,1.2139972286967331E-3,2.2344489247311912E-6,0,5.7675767773430961E-3,null,2.4519591454291315E-3,8.8723107588767683E-4,8.6971987091980472E-4,1.9354838709677958E-6,0,4.2108455761075804E-3]
[2004,1,16,16,3.4207063588223676E-3,1.3352305474096226E-3,1.1921553272329574E-3,2.2344489247311912E-6,0,5.9503266823896783E-3,null,2.6010435625396303E-3,8.9293325911018421E-4,8.5407211219953871E-4,1.9354838709677958E-6,0,4.3499844177203205E-3]
[2004,1,16,17,3.7810653010555062E-3,1.3743586857995216E-3,1.1859365948272444E-3,2.2344489247311912E-6,0,6.3435950306070027E-3,null,2.8750540178602616E-3,9.1910013808339894E-4,8.4961694952096498E-4,1.9354838709677958E-6,0,4.6457065893355928E-3]
[2004,1,16,18,4.7677531055343109E-3,9.9420596549111367E-4,1.0141459724840466E-3,2.2344489247311912E-6,6.2801566823276654E-5,6.8411410592574794E-3,null,3.6253136697759806E-3,6.6487362404570591E-4,7.2654441330936652E-4,1.9354838709677958E-6,2.7794701164719807E-5,5.0464618921667401E-3]
[2004,1,16,19,4.8675887975316162E-3,1.0562249855851321E-3,1.0250650178937311E-3,2.2344489247311912E-6,8.0172213000000928E-5,7.0312854629352118E-3,null,3.7012269335121519E-3,7.0634874296566174E-4,7.3436692767743733E-4,1.9354838709677958E-6,3.548259724665618E-5,5.1793606852728749E-3]
[2004,1,16,20,4.9220033183435367E-3,8.5701134999355744E-4,9.1829924615764421E-4,2.2344489247311912E-6,8.0172213000000928E-5,6.7797205764194707E-3,null,3.742602755994398E-3,5.7312494784423251E-4,6.5787885091910133E-4,1.9354838709677958E-6,3.548259724665618E-5,5.011024635875356E-3]
[2004,1,16,21,4.5279825090339815E-3,1.0963994922215824E-3,9.9777891100384067E-4,2.2344489247311912E-6,8.0172213000000928E-5,6.7045675741841367E-3,null,3.4429964226655994E-3,7.3321537900362835E-4,7.1481888522625654E-4,1.9354838709677958E-6,3.548259724665618E-5,4.9284487680131082E-3]
[2004,1,16,22,4.3394855837050423E-3,1.0865971761730433E-3,9.7137556633389082E-4,2.2344489247311912E-6,8.0172213000000928E-5,6.479864988136708E-3,null,3.2996667524877303E-3,7.2666009607287856E-4,6.9590326254163806E-4,1.9354838709677958E-6,3.548259724665618E-5,4.7596481922198711E-3]
[2004,1,16,23,4.0200962137999056E-3,1.1820753538581228E-3,9.7103709383557332E-4,2.2344489247311912E-6,8.0172213000000928E-5,6.2556153234183337E-3,null,3.056808822752615E-3,7.9051097226773281E-4,6.9566077742669048E-4,1.9354838709677958E-6,3.548259724665618E-5,4.5803986535646619E-3]
[2004,1,16,24,3.5899309527954717E-3,1.226301324279929E-3,9.7306437571502229E-4,2.2344489247311912E-6,8.0172213000000928E-5,5.8717033147151557E-3,null,2.7297188987437755E-3,8.2008701812937609E-4,6.9711314263217394E-4,1.9354838709677958E-6,3.548259724665618E-5,4.28433714062295E-3]
[2004,1,17,1,3.2294849216247716E-3,1.2528311921576345E-3,9.6684785010751439E-4,2.2344489247311912E-6,8.0172213000000928E-5,5.5315706258146531E-3,null,{"$f":"E387*T$5","v":2.4556422225621138E-3},{"$f":"F387*U$5","v":8.3782882416711247E-4},{"$f":"G387*V$5","v":6.9265956092611381E-4},{"$f":"H387*W$5","v":1.9354838709677958E-6},{"$f":"I387*X$5","v":3.548259724665618E-5},{"$f":"SUM(L387:P387)","v":4.0235486887729641E-3}]
[2004,1,17,2,3.0651407742665433E-3,1.3025532209976415E-3,9.816119742546345E-4,2.2344489247311912E-6,8.0172213000000928E-5,{"$f":"SUM(E388:I388)","v":5.431712631443552E-3},null,2.3306778901444241E-3,8.7108035016598365E-4,7.032367285208555E-4,1.9354838709677958E-6,3.548259724665618E-5,3.9424130499488876E-3]
[2004,1,17,3,3.1123340516913994E-3,1.1875951192187875E-3,9.2546471193739118E-4,2.2344489247311912E-6,8.0172213000000928E-5,5.3078005447723103E-3,null,2.3665628090952947E-3,7.9420230638421459E-4,6.6301226294487013E-4,1.9354838709677958E-6,3.548259724665618E-5,3.861195459542003E-3]
[2004,1,17,4,3.2056450887315369E-3,1.1851269583033625E-3,9.1640388750098534E-4,2.2344489247311912E-6,8.0172213000000928E-5,5.3895825964606174E-3,null,2.4375148426076659E-3,7.9255172778226876E-4,6.5652099684229616E-4,1.9354838709677958E-6,3.548259724665618E-5,3.9240056483498551E-3]
[2004,1,17,5,3.3357216986613335E-3,1.1586241625905548E-3,9.0131777577134029E-4,2.2344489247311912E-6,8.0172213000000928E-5,5.47807029894796E-3,null,2.5364227561800409E-3,7.7482802621082103E-4,6.457131540927092E-4,1.9354838709677958E-6,3.548259724665618E-5,3.9943820176011951E-3]
[2004,1,17,6,3.4185209004822213E-3,1.2464937066178291E-3,9.4217316553609528E-4,2.2344489247311912E-6,8.0172213000000928E-5,5.6895944345608778E-3,null,2.5993817793432518E-3,8.3359064100945433E-4,6.7498236778830109E-4,1.9354838709677958E-6,3.548259724665618E-5,4.1453728692586308E-3]
[2004,1,17,7,3.9115719890505099E-3,1.1361736107672359E-3,9.1572598044910715E-4,2.2344489247311912E-6,8.0172213000000928E-5,6.0458782421915856E-3,null,2.9742889550545301E-3,7.5981425615642153E-4,6.5603533738631205E-4,1.9354838709677958E-6,3.548259724665618E-5,4.427556629714887E-3]
[2004,1,17,8,4.1067228189890026E-3,1.1656359273651362E-3,9.758839987864344E-4,2.2344489247311912E-6,6.815279482704078E-5,6.3186299888923448E-3,null,3.1226781345661354E-3,7.7951713251117312E-4,6.9913314906690325E-4,1.9354838709677958E-6,3.0163046267437482E-5,4.6334269462826169E-3]
[2004,1,17,9,4.3876817795817334E-3,1.2163785101569201E-3,1.024592638760913E-3,2.2344489247311912E-6,0,6.6308873774242969E-3,null,3.3363142725827094E-3,8.1345115230710863E-4,7.3402851049763804E-4,1.9354838709677958E-6,0,4.8857294192584241E-3]
[2004,1,17,10,4.5388034477018783E-3,1.1616700601592511E-3,1.0039850719850735E-3,2.2344489247311912E-6,0,6.7066930287709332E-3,null,3.4512244697150573E-3,7.768649652609411E-4,7.192650416094139E-4,1.9354838709677958E-6,0,4.9492899604563802E-3]
[2004,1,17,11,4.6004918347045589E-3,9.7210382319379859E-4,9.2820984973086525E-4,2.2344489247311912E-6,0,6.5030399565539545E-3,null,3.498131209161706E-3,6.5009285229572879E-4,6.6497890737449573E-4,1.9354838709677958E-6,0,4.8151384527028978E-3]
[2004,1,17,12,4.2001863306662338E-3,1.1628428809684773E-3,1.0016191385316836E-3,2.2344489247311912E-6,0,6.3668827990911257E-3,null,3.1937461070489013E-3,7.7764928727152292E-4,7.1757006299739837E-4,1.9354838709677958E-6,0,4.6909009411887897E-3]
[2004,1,17,13,3.9849492697905066E-3,1.1473546396624133E-3,9.7577397364124303E-4,2.2344489247311912E-6,0,6.1103123320188938E-3,null,3.0300837189673078E-3,7.6729155106324107E-4,6.9905432594209553E-4,1.9354838709677958E-6,0,4.4983650798436116E-3]
[2004,1,17,14,3.5592327522167158E-3,1.3091716054259724E-3,1.0522021842890028E-3,2.2344489247311912E-6,0,5.9228409908564216E-3,null,2.7063765394117652E-3,8.7550638399894133E-4,7.538082676545987E-4,1.9354838709677958E-6,0,4.3376266749362725E-3]
[2004,1,17,15,3.4343709496020584E-3,1.3016397182000611E-3,1.0500419278223531E-3,2.2344489247311912E-6,0,5.7882870445492042E-3,null,2.6114338714857887E-3,8.7046944665435252E-4,7.5226063811235889E-4,1.9354838709677958E-6,0,4.2360994401234673E-3]
[2004,1,17,16,3.6362927749447604E-3,1.2242755837354414E-3,1.0034756082461004E-3,2.2344489247311912E-6,0,5.8662784158510332E-3,null,2.7649715940644367E-3,8.187323074316541E-4,7.1890005664336618E-4,1.9354838709677958E-6,0,4.3045394420104244E-3]
[2004,1,17,17,4.0086923899492755E-3,1.2412697960453092E-3,1.014681766712409E-3,2.2344489247311912E-6,0,6.2668784016317244E-3,null,3.0481375602987313E-3,8.3009715930184235E-4,7.2692826170384041E-4,1.9354838709677958E-6,0,4.6070984651753813E-3]
[2004,1,17,18,4.5031892384013667E-3,1.284254136502349E-3,1.02683947993785E-3,2.2344489247311912E-6,6.146536332672478E-5,6.8779826670930209E-3,null,3.4241440658104305E-3,8.5884286714193667E-4,7.3563817020046998E-4,1.9354838709677958E-6,2.7203324567597269E-5,5.0477639115914024E-3]
[2004,1,17,19,4.456042762810866E-3,1.2394890673873581E-3,1.0083491191054154E-3,2.2344489247311912E-6,8.0172213000000928E-5,6.786287611228372E-3,null,3.3882947341322442E-3,8.289062999051487E-4,7.223914890250034E-4,1.9354838709677958E-6,3.548259724665618E-5,4.9770106041800207E-3]
[2004,1,17,20,4.4150684603017224E-3,1.1090088296799219E-3,9.4743236157438719E-4,2.2344489247311912E-6,8.0172213000000928E-5,6.5539163134807638E-3,null,3.3571386118021037E-3,7.4164785294136035E-4,6.7875010892596047E-4,1.9354838709677958E-6,3.548259724665618E-5,4.814954654787049E-3]
[2004,1,17,21,4.1153150448921486E-3,1.2470692132447389E-3,9.8375601904048806E-4,2.2344489247311912E-6,8.0172213000000928E-5,6.4285469391021071E-3,null,3.1292115085330718E-3,8.3397551013112249E-4,7.0477274385130281E-4,1.9354838709677958E-6,3.548259724665618E-5,4.705377843633121E-3]
[2004,1,17,22,4.0136052214945501E-3,1.1579406848949195E-3,9.3857876752799366E-4,2.2344489247311912E-6,8.0172213000000928E-5,6.1925313358421955E-3,null,3.0518731890035221E-3,7.7437095161237313E-4,6.7240730476694928E-4,1.9354838709677958E-6,3.548259724665618E-5,4.5360695265004684E-3]
[2004,1,17,23,3.9646612685588813E-3,1.0525773761151361E-3,8.7932040427610636E-4,2.2344489247311912E-6,8.0172213000000928E-5,5.9789657108748565E-3,null,3.01465708789615E-3,7.0390941005920335E-4,6.2995401507231108E-4,1.9354838709677958E-6,3.548259724665618E-5,4.3859385941452883E-3]
[2004,1,17,24,3.1873300041587397E-3,1.3468380098692371E-3,9.8846908316735328E-4,2.2344489247311912E-6,8.0172213000000928E-5,5.6050437591200625E-3,null,2.4235883818629197E-3,9.0069573077035587E-4,7.0814923057397391E-4,1.9354838709677958E-6,3.548259724665618E-5,4.0698514243248732E-3]
[2004,1,18,1,2.6858503020431865E-3,1.3793821910810661E-3,9.6866516273287195E-4,2.2344489247311912E-6,8.0172213000000928E-5,5.1163043177818567E-3,null,2.0422722400760518E-3,9.2245959907828778E-4,6.9396150203815713E-4,1.9354838709677958E-6,3.548259724665618E-5,3.6961114223101207E-3]
[2004,1,18,2,2.6891649840999131E-3,1.3178575452527813E-3,9.45398774847291E-4,2.2344489247311912E-6,8.0172213000000928E-5,5.0348279661247171E-3,null,2.0447926646670954E-3,8.8131509214528665E-4,6.7729322686397014E-4,1.9354838709677958E-6,3.548259724665618E-5,3.6408190647939762E-3]
[2004,1,18,3,2.6080102452846515E-3,1.3557160579050448E-3,9.5190719750879674E-4,2.2344489247311912E-6,8.0172213000000928E-5,4.9980401626232253E-3,null,1.9830840615826461E-3,9.0663291096933349E-4,6.8195592656645056E-4,1.9354838709677958E-6,3.548259724665618E-5,3.6090909802360539E-3]
[2004,1,18,4,2.7686011963589533E-3,1.2913944879891551E-3,9.1742550600940466E-4,2.2344489247311912E-6,8.0172213000000928E-5,5.059827852282245E-3,null,2.1051945310816213E-3,8.6361796559716257E-4,6.5725289465579085E-4,1.9354838709677958E-6,3.548259724665618E-5,3.6634834724521988E-3]
[2004,1,18,5,2.8817202156961588E-3,1.2908306540840764E-3,9.1834117824674758E-4,2.2344489247311912E-6,8.0172213000000928E-5,5.1732987099517153E-3,null,2.1912081979048462E-3,8.6324090258925316E-4,6.5790889149107325E-4,1.9354838709677958E-6,3.548259724665618E-5,3.7497760731027966E-3]
[2004,1,18,6,2.9534508950200241E-3,1.2825738823906831E-3,9.2248411110495174E-4,2.2344489247311912E-6,8.0172213000000928E-5,5.2409155504403908E-3,null,2.2457509157299931E-3,8.5771919993482115E-4,6.6087693041694045E-4,1.9354838709677958E-6,3.548259724665618E-5,3.8017651271993786E-3]
[2004,1,18,7,2.9983874118502821E-3,1.300428820601288E-3,9.4375943106793576E-4,2.2344489247311912E-6,8.0172213000000928E-5,5.3249823254442382E-3,null,2.2799198345332238E-3,8.6965966085262799E-4,6.7611878442994198E-4,1.9354838709677958E-6,3.548259724665618E-5,3.8631163609334175E-3]
[2004,1,18,8,3.3184354956869453E-3,1.1971267173973336E-3,9.3609380633467669E-4,2.2344489247311912E-6,6.6816591250316696E-5,5.520707059594003E-3,null,2.5232786384888736E-3,8.0057654717926642E-4,6.7062705348036893E-4,1.9354838709677958E-6,2.9571669634832344E-5,4.025989392654309E-3]
[2004,1,18,9,3.6123280614227225E-3,1.1250550339944733E-3,9.1839487469629727E-4,2.2344489247311912E-6,0,5.6580124190382247E-3,null,2.7467492571269683E-3,7.5237872600499511E-4,6.5794736016963964E-4,1.9354838709677958E-6,0,4.1590108271725703E-3]
[2004,1,18,10,3.6597467176835417E-3,1.1338966135700347E-3,9.5760054058202486E-4,2.2344489247311912E-6,0,5.7534783207603326E-3,null,2.7828055500892044E-3,7.5829151798043678E-4,6.8603469502300277E-4,1.9354838709677958E-6,0,4.2290672469636114E-3]
[2004,1,18,11,3.5456128108692811E-3,1.1931884237108485E-3,9.7202819028316617E-4,2.2344489247311912E-6,0,5.7130638737880272E-3,null,2.6960201810904655E-3,7.97942819675332E-4,6.963708089276643E-4,1.9354838709677958E-6,0,4.192269293564429E-3]
[2004,1,18,12,3.4130486884909285E-3,1.2023677633877388E-3,9.7416963206771174E-4,2.2344489247311912E-6,0,5.59182053287111E-3,null,2.5952208078128848E-3,8.040814881697479E-4,6.979049594416952E-4,1.9354838709677958E-6,0,4.0991427392952952E-3]
[2004,1,18,13,3.2703351881309016E-3,1.2207486224662843E-3,9.6883983789601471E-4,2.2344489247311912E-6,0,5.4621580974179313E-3,null,2.4867040301474854E-3,8.1637365781347872E-4,6.940866410885193E-4,1.9354838709677958E-6,0,3.9990998129204505E-3]
[2004,1,18,14,3.1400256033058201E-3,1.1180465877996734E-3,9.4835486267317302E-4,2.2344489247311912E-6,0,5.208661502703397E-3,null,2.3876189666569214E-3,7.4769183899948001E-4,6.7941099802652349E-4,1.9354838709677958E-6,0,3.8166572875538928E-3]
[2004,1,18,15,2.8119561227563641E-3,1.0727621568786434E-3,9.2235768655213302E-4,2.2344489247311912E-6,0,4.8093104151118718E-3,null,2.1381608369790929E-3,7.1740794939875751E-4,6.607863585909433E-4,1.9354838709677958E-6,0,3.5182906288397614E-3]
[2004,1,18,16,2.9108712698071083E-3,1.0472561205128079E-3,9.0387047136062347E-4,2.2344489247311912E-6,0,4.8642323106052703E-3,null,2.2133741349023243E-3,7.0035082902107236E-4,6.4754193098439316E-4,1.9354838709677958E-6,0,3.5632023787787576E-3]
[2004,1,18,17,3.2942587864415677E-3,1.0931577318594632E-3,9.2147142383815607E-4,2.2344489247311912E-6,0,5.3111223910639171E-3,null,2.5048951038180605E-3,7.3104745702864287E-4,6.6015143103511308E-4,1.9354838709677958E-6,0,3.8980294757527847E-3]
[2004,1,18,18,3.7397927607106174E-3,1.087277047863505E-3,9.1041806056984414E-4,2.2344489247311912E-6,6.0129159750000696E-5,5.7998514778186978E-3,null,2.8436711208463571E-3,7.271147591612257E-4,6.5223268999707444E-4,1.9354838709677958E-6,2.6611947934992135E-5,4.2515660018106168E-3]
[2004,1,18,19,3.8181583678684873E-3,1.1284760582601203E-3,9.3505857278716406E-4,2.2344489247311912E-6,8.0172213000000928E-5,5.9640996608405035E-3,null,2.9032589184065836E-3,7.5466653042419857E-4,6.6988540171541294E-4,1.9354838709677958E-6,3.548259724665618E-5,4.3652289316638195E-3]
[2004,1,18,20,3.8984675890764305E-3,1.0605473971587564E-3,8.8874020246458693E-4,2.2344489247311912E-6,8.0172213000000928E-5,5.9301618506245055E-3,null,2.9643246051167999E-3,7.0923934868250948E-4,6.3670245359500114E-4,1.9354838709677958E-6,3.548259724665618E-5,4.3476844885119341E-3]
[2004,1,18,21,3.7916399487288518E-3,1.1098761321439764E-3,9.0323384251019966E-4,2.2344489247311912E-6,8.0172213000000928E-5,5.8871565853077599E-3,null,2.8830947896692598E-3,7.4222786005501194E-4,6.4708584364866768E-4,1.9354838709677958E-6,3.548259724665618E-5,4.3098265744905629E-3]
[2004,1,18,22,3.5629453914102242E-3,1.0988826018818196E-3,8.8761201364104193E-4,2.2344489247311912E-6,8.0172213000000928E-5,5.6318466688578175E-3,null,2.7091995634487163E-3,7.3487595455437886E-4,6.3589420773183707E-4,1.9354838709677958E-6,3.548259724665618E-5,4.1173878068525563E-3]
[2004,1,18,23,3.123827195921271E-3,1.2541843048694756E-3,9.4306138505585745E-4,2.2344489247311912E-6,8.0172213000000928E-5,5.4034795477713362E-3,null,2.3753019891583089E-3,8.3873371609463144E-4,6.7561869721955142E-4,1.9354838709677958E-6,3.548259724665618E-5,3.9270724835901161E-3]
[2004,1,18,24,2.7854676659384669E-3,1.2726134858152222E-3,9.3540208534525213E-4,2.2344489247311912E-6,8.0172213000000928E-5,5.0758898990236733E-3,null,2.1180194910520723E-3,8.5105820090854004E-4,6.7013149758006366E-4,1.9354838709677958E-6,3.548259724665618E-5,3.6766272706583E-3]
[2004,1,19,1,2.3899667132087476E-3,8.4501908916869697E-4,6.9715240767544303E-4,2.2344489247311912E-6,8.0172213000000928E-5,4.0145448719776195E-3,null,1.8172876833005066E-3,5.6510514290251934E-4,4.9944702317469879E-4,1.9354838709677958E-6,3.548259724665618E-5,2.9192579304953485E-3]
[2004,1,19,2,2.3369264373335101E-3,8.2479776171536998E-4,6.8850970751735765E-4,2.2344489247311912E-6,8.0172213000000928E-5,3.9326405684909698E-3,null,1.7769568119397425E-3,5.5158216302352903E-4,4.9325530552641553E-4,1.9354838709677958E-6,3.548259724665618E-5,2.8592123616073108E-3]
[2004,1,19,3,2.2974236946885301E-3,7.8233104323906276E-4,6.6950096069694166E-4,2.2344489247311912E-6,8.0172213000000928E-5,3.8316623605492662E-3,null,1.7469196372508404E-3,5.2318261404202227E-4,4.7963724739563424E-4,1.9354838709677958E-6,3.548259724665618E-5,2.7871575798061208E-3]
[2004,1,19,4,2.4071079179969149E-3,7.6438829346337357E-4,6.5596181546958557E-4,2.2344489247311912E-6,8.0172213000000928E-5,3.909864688854606E-3,null,1.8303215469799908E-3,5.1118342928274077E-4,4.6993766706616204E-4,1.9354838709677958E-6,3.548259724665618E-5,2.8488607244465175E-3]
[2004,1,19,5,2.5155661513052946E-3,7.1609413303139516E-4,6.441547193369654E-4,2.2344489247311912E-6,8.0172213000000928E-5,3.9582216655983868E-3,null,1.9127912359737872E-3,4.7888678796175166E-4,4.6147894419459163E-4,1.9354838709677958E-6,3.548259724665618E-5,2.8905750492477546E-3]
[2004,1,19,6,2.6936906363082321E-3,7.0690985274093898E-4,6.5282366524754224E-4,2.2344489247311912E-6,8.0172213000000928E-5,4.1358308162214455E-3,null,2.0482338891710289E-3,4.7274481544004105E-4,4.6768946456493185E-4,1.9354838709677958E-6,3.548259724665618E-5,3.026086250293626E-3]
[2004,1,19,7,3.1548781335413623E-3,6.4612405738502315E-4,6.8135361297172556E-4,2.2344489247311912E-6,8.0172213000000928E-5,4.564762465822843E-3,null,2.3989125633893465E-3,4.3209441355995939E-4,4.8812860714737675E-4,1.9354838709677958E-6,3.548259724665618E-5,3.3565536652143063E-3]
[2004,1,19,8,3.0697106719289762E-3,8.7178879364333667E-4,8.6487675677077505E-4,2.2344489247311912E-6,6.5480387753764823E-5,4.8740910590215833E-3,null,2.3341527580955064E-3,5.8300733927477133E-4,6.1960644017921716E-4,1.9354838709677958E-6,2.8980293037709807E-5,3.5676823144581726E-3]
[2004,1,19,9,3.1192140900923224E-3,1.0449945628578407E-3,9.884791285475101E-4,2.2344489247311912E-6,0,5.1549222304224044E-3,null,2.3717942664949021E-3,6.9883841601387051E-4,7.0815642718573453E-4,1.9354838709677958E-6,0,3.780724593565475E-3]
[2004,1,19,10,2.9284336053891839E-3,1.0974985944890246E-3,1.0321726691152082E-3,2.2344489247311912E-6,0,5.060339317918148E-3,null,2.2267282188596052E-3,7.3395040185916935E-4,7.3945892076997689E-4,1.9354838709677958E-6,0,3.7020730253597193E-3]
[2004,1,19,11,2.8377622225964068E-3,1.1179088706898459E-3,1.0571058672925139E-3,2.2344489247311912E-6,0,5.0150114095034977E-3,null,2.1577833309385881E-3,7.4759974090604436E-4,7.5732131566495027E-4,1.9354838709677958E-6,0,3.6646398713805505E-3]
[2004,1,19,12,2.6881926230585915E-3,1.078074023448475E-3,1.0307542573904946E-3,2.2344489247311912E-6,0,4.7992553528222919E-3,null,2.0440532988280865E-3,7.209602515366616E-4,7.3844275629038141E-4,1.9354838709677958E-6,0,3.5053917905260973E-3]
[2004,1,19,13,2.5230627980734254E-3,1.0820718772993107E-3,1.0198870896320164E-3,2.2344489247311912E-6,0,4.6272562139294832E-3,null,1.9184915512804753E-3,7.2363380980373275E-4,7.3065740759538161E-4,1.9354838709677958E-6,0,3.3747182525505574E-3]
[2004,1,19,14,2.4359860619391303E-3,9.8879071561739306E-4,9.8538653490099306E-4,2.2344489247311912E-6,0,4.4123977613822474E-3,null,1.8522799679959506E-3,6.612521844913021E-4,7.0594086187514174E-4,1.9354838709677958E-6,0,3.2214084982333624E-3]
[2004,1,19,15,2.3415200021345631E-3,1.0065355142500215E-3,9.9108686512182592E-4,2.2344489247311912E-6,0,4.3413768304311415E-3,null,1.7804496759571615E-3,6.7311898974529093E-4,7.1002463599477894E-4,1.9354838709677958E-6,0,3.1655287855681994E-3]
[2004,1,19,16,2.4302607987491819E-3,1.0731475927378943E-3,9.9628877495346047E-4,2.2344489247311912E-6,0,4.5019316153652681E-3,null,1.8479265808875678E-3,7.1766570900337905E-4,7.1375133671563854E-4,1.9354838709677958E-6,0,3.2812791104775535E-3]
[2004,1,19,17,2.9230694298485538E-3,1.0343721205636508E-3,9.7298253032591854E-4,2.2344489247311912E-6,0,4.9326585296628539E-3,null,{"$f":"E451*T$5","v":2.2226493963022984E-3},{"$f":"F451*U$5","v":6.9173467498887518E-4},{"$f":"G451*V$5","v":6.9705450776912472E-4},{"$f":"H451*W$5","v":1.9354838709677958E-6},{"$f":"I451*X$5","v":0},{"$f":"SUM(L451:P451)","v":3.613374062931266E-3}]
[2004,1,19,18,3.7209257401744781E-3,8.1664296342902223E-4,8.5633227137655872E-4,2.2344489247311912E-6,5.7456752676724746E-5,{"$f":"SUM(E452:I452)","v":5.4535921765815152E-3},null,2.8293249779267051E-3,5.461286549193734E-4,6.1348508457932693E-4,1.9354838709677958E-6,2.5429194705264464E-5,4.0163033960016374E-3]
[2004,1,19,19,4.0956651416399984E-3,6.2126567027108199E-4,7.5411055284339736E-4,2.2344489247311912E-6,8.0172213000000928E-5,5.5534480266792099E-3,null,3.1142700756834753E-3,4.1547040756718419E-4,5.4025241341145E-4,1.9354838709677958E-6,3.548259724665618E-5,4.1074109777797336E-3]
[2004,1,19,20,3.7789892952113627E-3,8.2824198815416848E-4,8.1814597347532243E-4,2.2344489247311912E-6,8.0172213000000928E-5,5.5077839187655858E-3,null,2.8734754603723387E-3,5.53885483858329E-4,5.8612803524139563E-4,1.9354838709677958E-6,3.548259724665618E-5,4.0509070605896872E-3]
[2004,1,19,21,3.6284302054257413E-3,8.6430887558694501E-4,8.1191318479335601E-4,2.2344489247311912E-6,8.0172213000000928E-5,5.3870589277307743E-3,null,2.7589930376824431E-3,5.7800515622785968E-4,5.8166280250460459E-4,1.9354838709677958E-6,3.548259724665618E-5,3.9560790775325311E-3]
[2004,1,19,22,3.4814038183676238E-3,8.8242843708353862E-4,8.0270484912989314E-4,2.2344489247311912E-6,8.0172213000000928E-5,5.2489437665057884E-3,null,2.6471968185785523E-3,5.9012258353821406E-4,5.7506585786972202E-4,1.9354838709677958E-6,3.548259724665618E-5,3.8498033411041121E-3]
[2004,1,19,23,2.9997543831880654E-3,8.7943421556872152E-4,7.7213682427902089E-4,2.2344489247311912E-6,8.0172213000000928E-5,4.7337320849605395E-3,null,2.2809592549409849E-3,5.8812020276516298E-4,5.5316661625768432E-4,1.9354838709677958E-6,3.548259724665618E-5,3.4596641550814558E-3]
[2004,1,19,24,2.5112296882698042E-3,8.9490043971642735E-4,7.5803282573186262E-4,2.2344489247311912E-6,8.0172213000000928E-5,4.2465696156428262E-3,null,1.9094938675125737E-3,5.9846321503456614E-4,5.4306236930725586E-4,1.9354838709677958E-6,3.548259724665618E-5,3.0884375329720197E-3]
[2004,1,20,1,2.6608718977587154E-3,9.9791420074453983E-4,8.0688215152920333E-4,2.2344489247311912E-6,8.0172213000000928E-5,4.5480749119571912E-3,null,2.0232791109233341E-3,6.6735350034632891E-4,5.7805851948182583E-4,1.9354838709677958E-6,3.548259724665618E-5,3.3061092118691127E-3]
[2004,1,20,2,2.6556644347079791E-3,9.4842510261284674E-4,7.9409058505564511E-4,2.2344489247311912E-6,8.0172213000000928E-5,4.4805867843012029E-3,null,2.0193194497234342E-3,6.3425774638017907E-4,5.6889451211898504E-4,1.9354838709677958E-6,3.548259724665618E-5,3.2598897893402223E-3]
[2004,1,20,3,2.674142630549227E-3,9.6559369954434936E-4,7.9174655900082812E-4,2.2344489247311912E-6,8.0172213000000928E-5,4.5138895510191367E-3,null,2.033369937341661E-3,6.4573921768274715E-4,5.6721522818847998E-4,1.9354838709677958E-6,3.548259724665618E-5,3.2837424643305121E-3]
[2004,1,20,4,2.8335808058032935E-3,9.1669128857548813E-4,7.6358393229714288E-4,2.2344489247311912E-6,8.0172213000000928E-5,4.5962626886006568E-3,null,2.1546038568501522E-3,6.1303580980349732E-4,5.4703923809352193E-4,1.9354838709677958E-6,3.548259724665618E-5,3.3520969858647953E-3]
[2004,1,20,5,2.9481539820639681E-3,8.8008097977246898E-4,7.5235280005102789E-4,2.2344489247311912E-6,8.0172213000000928E-5,4.6629944238121973E-3,null,2.241723238431663E-3,5.885527252755627E-4,5.3899314156506401E-4,1.9354838709677958E-6,3.548259724665618E-5,3.4066871863899137E-3]
[2004,1,20,6,3.2089757983171656E-3,9.2037948802542165E-4,7.914482550399136E-4,2.2344489247311912E-6,8.0172213000000928E-5,5.0032102033072332E-3,null,2.4400474542432848E-3,6.1550228719308862E-4,5.6700152021926169E-4,1.9354838709677958E-6,3.548259724665618E-5,3.6599693427732593E-3]
[2004,1,20,7,3.5796423657479233E-3,8.820591345144196E-4,8.3072891497598265E-4,2.2344489247311912E-6,8.0172213000000928E-5,5.3748370771630576E-3,null,2.721895642287215E-3,5.8987561304515502E-4,5.9514258156741489E-4,1.9354838709677958E-6,3.548259724665618E-5,3.9443319180174092E-3]
[2004,1,20,8,3.5953285814729298E-3,1.0680408286153403E-3,9.9469138763431052E-4,2.2344489247311912E-6,6.5480387753764823E-5,5.7257756344010766E-3,null,2.7338231584643656E-3,7.1425056879384323E-4,7.1260695231328581E-4,1.9354838709677958E-6,2.8980293037709807E-5,4.1915964564801719E-3]
[2004,1,20,9,3.4802614843290496E-3,1.1905862777672515E-3,1.1078193634166283E-3,2.2344489247311912E-6,0,5.7809015744376604E-3,null,2.6463282083309526E-3,7.962026388034937E-4,7.9365297628192428E-4,1.9354838709677958E-6,0,4.2381193072873382E-3]
[2004,1,20,10,3.2724321746800144E-3,1.2335849189524361E-3,1.1442330807074927E-3,2.2344489247311912E-6,0,5.6524846232646735E-3,null,2.4882985409859369E-3,8.2495791023229922E-4,8.1974013097495387E-4,1.9354838709677958E-6,0,4.1349320660641576E-3]
[2004,1,20,11,3.1204326781792903E-3,1.2489274106068733E-3,1.1481843336389602E-3,2.2344489247311912E-6,0,5.5197788713498546E-3,null,2.3727208589487737E-3,8.3521817659786837E-4,8.2257084846614338E-4,1.9354838709677958E-6,0,4.0324453678837529E-3]
[2004,1,20,12,2.957696591979554E-3,1.2036437453177415E-3,1.1261136453608008E-3,2.2344489247311912E-6,0,5.2896884315828275E-3,null,2.2489792673003051E-3,8.0493479901223375E-4,8.0675918456226542E-4,1.9354838709677958E-6,0,3.8626087347457721E-3]
[2004,1,20,13,2.8189765662696158E-3,1.2168495945043913E-3,1.115263572752707E-3,2.2344489247311912E-6,0,5.1533241824514454E-3,null,2.1434990558996444E-3,8.1376618919906663E-4,7.9898608300559026E-4,1.9354838709677958E-6,0,3.7581868119752689E-3]
[2004,1,20,14,2.6321745972017604E-3,1.1847152661708658E-3,1.1034787036499358E-3,2.2344489247311912E-6,0,4.9226030159472932E-3,null,2.0014581999634033E-3,7.9227640933757497E-4,7.9054328380260348E-4,1.9354838709677958E-6,0,3.5862133769745497E-3]
[2004,1,20,15,2.7032704747425289E-3,1.0950598120212085E-3,1.0631276976582542E-3,2.2344489247311912E-6,0,4.8636924333467224E-3,null,2.0555182259354029E-3,7.3231947004632808E-4,7.6163541573420247E-4,1.9354838709677958E-6,0,3.5514085955869012E-3]
[2004,1,20,16,2.9563310381818327E-3,1.0758993703778156E-3,1.0343413496957132E-3,2.2344489247311912E-6,0,5.0688062071800929E-3,null,2.2479409247644997E-3,7.1950595582901398E-4,7.4101258543243082E-4,1.9354838709677958E-6,0,3.7103949498969125E-3]
[2004,1,20,17,3.3832297881632653E-3,1.0500626406640581E-3,1.0091954272375505E-3,2.2344489247311912E-6,0,5.4447223049896055E-3,null,2.5725470525695439E-3,7.0222768481221338E-4,7.2299779271502846E-4,1.9354838709677958E-6,0,3.9997080139677534E-3]
[2004,1,20,18,3.9484504305294888E-3,1.0004896801492184E-3,9.6812360717203724E-4,2.2344489247311912E-6,5.6120549100000649E-5,5.9754187158754758E-3,null,3.0023306583588775E-3,6.6907584801359314E-4,6.9357352616693485E-4,1.9354838709677958E-6,2.4837818072659324E-5,4.3917533344830324E-3]
[2004,1,20,19,4.3099362862037876E-3,8.1891373916080559E-4,8.793342543478638E-4,2.2344489247311912E-6,8.0172213000000928E-5,6.0905909416371891E-3,null,3.277197998382316E-3,5.4764723250046849E-4,6.2996393740354583E-4,1.9354838709677958E-6,3.548259724665618E-5,4.4922272494039546E-3]
[2004,1,20,20,4.2554294742070935E-3,8.3775058296527269E-4,8.6050898102650695E-4,2.2344489247311912E-6,8.0172213000000928E-5,6.0360957001236049E-3,null,3.2357519993438696E-3,5.602443411887797E-4,6.164773215398035E-4,1.9354838709677958E-6,3.548259724665618E-5,4.4498917431900764E-3]
[2004,1,20,21,3.9707548823321335E-3,9.3488508147080644E-4,8.7964342737849603E-4,2.2344489247311912E-6,8.0172213000000928E-5,5.867690053106168E-3,null,3.019290562159921E-3,6.2520287924113828E-4,6.3018543208404184E-4,1.9354838709677958E-6,3.548259724665618E-5,4.3120969546027246E-3]
[2004,1,20,22,3.6601187632822494E-3,9.6797519444477358E-4,8.7525269161323313E-4,2.2344489247311912E-6,8.0172213000000928E-5,5.5857533112649883E-3,null,2.7830884468678166E-3,6.4733183852797537E-4,6.2703986465378761E-4,1.9354838709677958E-6,3.548259724665618E-5,4.0948782311672031E-3]
[2004,1,20,23,3.3313231130647088E-3,9.6453976388857614E-4,8.3686687952013795E-4,2.2344489247311912E-6,8.0172213000000928E-5,5.2151364183981551E-3,null,2.5330781508411835E-3,6.4503439992537348E-4,5.9953988133455184E-4,1.9354838709677958E-6,3.548259724665618E-5,3.8150705132187325E-3]
[2004,1,20,24,2.9338703560964738E-3,9.5150474071143451E-4,8.0634668794686256E-4,2.2344489247311912E-6,8.0172213000000928E-5,4.7741284466795032E-3,null,2.2308622262677122E-3,6.3631724935484272E-4,5.7767490796550001E-4,1.9354838709677958E-6,3.548259724665618E-5,3.4822724647056787E-3]
[2004,1,21,1,2.117751133609336E-3,6.5591668304686385E-4,6.0099260014950774E-4,2.2344489247311912E-6,8.0172213000000928E-5,3.4570670787304391E-3,null,1.6102998548615289E-3,4.3864321606034952E-4,4.3055716625228096E-4,1.9354838709677958E-6,3.548259724665618E-5,2.5169183182917831E-3]
[2004,1,21,2,2.1210503900765936E-3,6.0533072620181782E-4,5.7858327661482461E-4,2.2344489247311912E-6,8.0172213000000928E-5,3.3873710548179676E-3,null,1.6128085501119105E-3,4.0481393961181057E-4,4.1450290063183324E-4,1.9354838709677958E-6,3.548259724665618E-5,2.469543471473178E-3]
[2004,1,21,3,2.0723167512905682E-3,5.8672993548304587E-4,5.6334244255533557E-4,2.2344489247311912E-6,8.0172213000000928E-5,3.3047957912536812E-3,null,1.5757523680995024E-3,3.9237469104102119E-4,4.035842132430993E-4,1.9354838709677958E-6,3.548259724665618E-5,2.4091293535012468E-3]
[2004,1,21,4,2.2232202226456911E-3,5.2457883960540716E-4,5.315971556034124E-4,2.2344489247311912E-6,8.0172213000000928E-5,3.3618028797792426E-3,null,1.6904966523379932E-3,3.5081124665536472E-4,3.8084156917645801E-4,1.9354838709677958E-6,3.548259724665618E-5,2.4595675492874399E-3]
[2004,1,21,5,2.3358752974157967E-3,4.7990852676774631E-4,5.1503246497716095E-4,2.2344489247311912E-6,8.0172213000000928E-5,3.4132229510854357E-3,null,1.7761575440606843E-3,3.2093804752508206E-4,3.6897445757789533E-4,1.9354838709677958E-6,3.548259724665618E-5,2.5034881302812857E-3]
[2004,1,21,6,2.5293043512108447E-3,4.828571059716877E-4,5.3418294675334956E-4,2.2344489247311912E-6,8.0172213000000928E-5,3.6287510658606138E-3,null,1.9232375159747154E-3,3.229099050768942E-4,3.8269405606192083E-4,1.9354838709677958E-6,3.548259724665618E-5,2.6662595582311547E-3]
[2004,1,21,7,2.9104719320919761E-3,4.3790699066310109E-4,5.5553740463273502E-4,2.2344489247311912E-6,8.0172213000000928E-5,3.9863229893125438E-3,null,2.2130704856894814E-3,2.9284958849880034E-4,3.9799260527719345E-4,1.9354838709677958E-6,3.548259724665618E-5,2.9413307605830994E-3]
[2004,1,21,8,2.8827985415841289E-3,6.2244070417366462E-4,7.2464501907168217E-4,2.2344489247311912E-6,6.4144184177040739E-5,4.2962628979312479E-3,null,2.1920281375064992E-3,4.1625620958035231E-4,5.1914300753905739E-4,1.9354838709677958E-6,2.8388916405104673E-5,3.1577517549019815E-3]
[2004,1,21,9,2.7662447382452147E-3,7.5109384731946339E-4,8.3275002954506067E-4,2.2344489247311912E-6,0,4.3523230640344695E-3,null,2.1034027227343991E-3,5.022927900246916E-4,5.9659052844948451E-4,1.9354838709677958E-6,0,3.2042215250795429E-3]
[2004,1,21,10,2.5707239292277733E-3,8.078537833250541E-4,8.7321653492575453E-4,2.2344489247311912E-6,0,4.2540286964033126E-3,null,1.9547322177886207E-3,5.4025090500542166E-4,6.2558114144623347E-4,1.9354838709677958E-6,0,3.1224997481112435E-3]
[2004,1,21,11,2.4283772513574138E-3,8.3514341168565605E-4,8.8060434061088899E-4,2.2344489247311912E-6,0,4.1463594525786903E-3,null,1.8464943653437047E-3,5.5850079963164342E-4,6.3087384002492256E-4,1.9354838709677958E-6,0,3.0378044888712385E-3]
[2004,1,21,12,2.3401908674952118E-3,8.3062505085589771E-4,8.752036958727795E-4,2.2344489247311912E-6,0,4.0482540631486203E-3,null,1.7794390258940491E-3,5.5547915316813258E-4,6.2700476361067514E-4,1.9354838709677958E-6,0,2.9638584265438248E-3]
[2004,1,21,13,2.2091565478739657E-3,8.5324215786866837E-4,8.726371540372066E-4,2.2344489247311912E-6,0,3.937270308704572E-3,null,1.6798028871054694E-3,5.7060430673486076E-4,6.2516606712836019E-4,1.9354838709677958E-6,0,2.8775087448396582E-3]
[2004,1,21,14,2.089690711630606E-3,8.5819198839307356E-4,8.8024160622567798E-4,2.2344489247311912E-6,0,3.8303587551740885E-3,null,1.5889632149123905E-3,5.7391449785561884E-4,6.3061397344926111E-4,1.9354838709677958E-6,0,2.7954271700882383E-3]
[2004,1,21,15,2.1443376225644406E-3,7.5375389215437611E-4,8.2463580037874613E-4,2.2344489247311912E-6,0,3.7249617640222939E-3,null,1.6305157426616769E-3,5.0407169068602371E-4,5.9077741275504684E-4,1.9354838709677958E-6,0,2.7273003299737152E-3]
[2004,1,21,16,2.3109195616480859E-3,6.8361447496903364E-4,7.8898864919195965E-4,2.2344489247311912E-6,0,3.7857571347338103E-3,null,1.7571816516402103E-3,4.5716606940518945E-4,5.6523943375808201E-4,1.9354838709677958E-6,0,2.7815226386744495E-3]
[2004,1,21,17,2.7072505742139195E-3,6.2866274419348146E-4,7.5376076812143605E-4,2.2344489247311912E-6,0,4.0919085354535678E-3,null,2.0585446219549349E-3,4.2041718873409289E-4,5.4000182410527797E-4,1.9354838709677958E-6,0,3.0208991186652734E-3]
[2004,1,21,18,3.2156204875645987E-3,5.2898057962217997E-4,6.8630801196125171E-4,2.2344489247311912E-6,5.4784345523276558E-5,4.4879278735960376E-3,null,2.4450999563814871E-3,3.5375490313967591E-4,4.9167798860212826E-4,1.9354838709677958E-6,2.4246441440054186E-5,3.3167147734343132E-3]
[2004,1,21,19,3.5922143347766433E-3,3.3559112242306419E-4,5.8964623383911765E-4,2.2344489247311912E-6,8.0172213000000928E-5,4.5998583529635569E-3,null,2.7314551413147366E-3,2.2442601785513342E-4,4.2242851487679547E-4,1.9354838709677958E-6,3.548259724665618E-5,3.4157277551642895E-3]
[2004,1,21,20,3.5321850234629748E-3,3.5974563607179454E-4,5.7466922086493732E-4,2.2344489247311912E-6,8.0172213000000928E-5,4.5490065423244384E-3,null,2.6858099331683529E-3,2.4057930961169586E-4,4.116988315770634E-4,1.9354838709677958E-6,3.548259724665618E-5,3.3755061554747363E-3]
[2004,1,21,21,3.2583124243948563E-3,4.7714685763310496E-4,6.0888815110367658E-4,2.2344489247311912E-6,8.0172213000000928E-5,4.4267540950563705E-3,null,2.4775621369420302E-3,3.1909118577842462E-4,4.3621361866780445E-4,1.9354838709677958E-6,3.548259724665618E-5,3.2702850225058834E-3]
[2004,1,21,22,2.9815681979652401E-3,5.3696022615438131E-4,6.0906025058575595E-4,2.2344489247311912E-6,8.0172213000000928E-5,4.2099953366301094E-3,null,2.2671308069425228E-3,3.5909127879283113E-4,4.3633691247424927E-4,1.9354838709677958E-6,3.548259724665618E-5,3.0999770793272269E-3]
[2004,1,21,23,2.6665365077920651E-3,5.4668692290850451E-4,5.8056154735086813E-4,2.2344489247311912E-6,8.0172213000000928E-5,3.8761916399761695E-3,null,2.0275863784628414E-3,3.6559599144330584E-4,4.1592015375937396E-4,1.9354838709677958E-6,3.548259724665618E-5,2.846520604783145E-3]
[2004,1,21,24,2.3211071384329819E-3,5.6556163859420607E-4,5.7028256140334078E-4,2.2344489247311912E-6,8.0172213000000928E-5,3.5393580003552608E-3,null,1.7649281017106438E-3,3.7821842689065872E-4,4.0855618445190923E-4,1.9354838709677958E-6,3.548259724665618E-5,2.5891207941708357E-3]
[2004,1,22,1,2.5212599186386605E-3,1.0123187009669192E-3,8.0611495023662433E-4,2.2344489247311912E-6,8.0172213000000928E-5,4.4221002317669355E-3,null,1.917120674199566E-3,6.7698648646574906E-4,5.7750888873030616E-4,1.9354838709677958E-6,3.548259724665618E-5,3.2090341305132455E-3]
[2004,1,22,2,2.4798696943164073E-3,9.5145288867229069E-4,7.8805586239486111E-4,2.2344489247311912E-6,8.0172213000000928E-5,4.3017851073082914E-3,null,1.8856482924068971E-3,6.3628257338791403E-4,5.6457117587940537E-4,1.9354838709677958E-6,3.548259724665618E-5,3.1239201227918406E-3]
[2004,1,22,3,2.5226445131552189E-3,9.830545042795436E-4,7.9087648702381801E-4,2.2344489247311912E-6,8.0172213000000928E-5,4.3789821663833125E-3,null,1.9181734949553532E-3,6.5741610247925736E-4,5.6659189984007135E-4,1.9354838709677958E-6,3.548259724665618E-5,3.1795995783923058E-3]
[2004,1,22,4,2.6791058819169017E-3,9.441674006700929E-4,7.6723378311423283E-4,2.2344489247311912E-6,8.0172213000000928E-5,4.4729137276259597E-3,null,2.0371439043721435E-3,6.3141041512383646E-4,5.4965402806707384E-4,1.9354838709677958E-6,3.548259724665618E-5,3.2556264286806779E-3]
[2004,1,22,5,2.8452936036801727E-3,9.4295340464206926E-4,7.7106778387442713E-4,2.2344489247311912E-6,8.0172213000000928E-5,4.6417214541214016E-3,null,2.1635100575938702E-3,6.3059855725258491E-4,5.5240074491900797E-4,1.9354838709677958E-6,3.548259724665618E-5,3.3839274408830871E-3]
[2004,1,22,6,3.085871619894205E-3,9.7697523918267902E-4,8.0745486787200276E-4,2.2344489247311912E-6,8.0172213000000928E-5,4.9527083888736192E-3,null,2.3464412521257182E-3,6.5335060382326181E-4,5.7846881925184091E-4,1.9354838709677958E-6,3.548259724665618E-5,3.6156787563184447E-3]
[2004,1,22,7,3.4562476749867943E-3,9.5398762074525186E-4,8.5252630371721787E-4,2.2344489247311912E-6,8.0172213000000928E-5,5.3451682613739962E-3,null,2.628068539815228E-3,6.3797767134329798E-4,6.1075845092386106E-4,1.9354838709677958E-6,3.548259724665618E-5,3.9142227432000113E-3]
[2004,1,22,8,3.501387358771237E-3,1.1283044511517931E-3,1.0115012521024623E-3,2.2344489247311912E-6,6.2807980600316669E-5,5.7062354915505395E-3,null,2.6623919431146038E-3,7.5455176844933043E-4,7.2464970892741358E-4,1.9354838709677958E-6,2.7797539772499546E-5,4.1713264441348144E-3]
[2004,1,22,9,3.4131344823507088E-3,1.2555984315306557E-3,1.1250465427524007E-3,2.2344489247311912E-6,0,5.7960139055584963E-3,null,{"$f":"E515*T$5","v":2.5952860439200742E-3},{"$f":"F515*U$5","v":8.3967941100163601E-4},{"$f":"G515*V$5","v":8.059947014803458E-4},{"$f":"H515*W$5","v":1.9354838709677958E-6},{"$f":"I515*X$5","v":0},{"$f":"SUM(L515:P515)","v":4.2428956402730238E-3}]
[2004,1,22,10,3.098238844185352E-3,1.2344751999788101E-3,1.1348098967790513E-3,2.2344489247311912E-6,0,{"$f":"SUM(E516:I516)","v":5.4697583898679434E-3},null,2.3558450669389974E-3,8.2555328422216656E-4,8.1298926687397416E-4,1.9354838709677958E-6,0,3.9963231019061055E-3]
[2004,1,22,11,2.9101908728471231E-3,1.2223884869093813E-3,1.1282710459483503E-3,2.2344489247311912E-6,0,5.2630848546295862E-3,null,2.2128567732971178E-3,8.1747031449536361E-4,8.0830476812388538E-4,1.9354838709677958E-6,0,3.8405673397873346E-3]
[2004,1,22,12,2.7490259074154505E-3,1.1741791100870014E-3,1.1054432623409844E-3,2.2344489247311912E-6,0,5.0308827287681669E-3,null,2.0903098336096993E-3,7.8523037207553774E-4,7.9195071348267575E-4,1.9354838709677958E-6,0,3.6694264030388809E-3]
[2004,1,22,13,2.6158464599451469E-3,1.1830787404666096E-3,1.092917984616219E-3,2.2344489247311912E-6,0,4.8940776339527065E-3,null,1.9890425782044517E-3,7.911819854318653E-4,7.8297747806786982E-4,1.9354838709677958E-6,0,3.5651375255751545E-3]
[2004,1,22,14,2.4632952464988204E-3,1.1646463317811306E-3,1.0867879807809327E-3,2.2344489247311912E-6,0,4.7169640079856145E-3,null,1.8730453805295311E-3,7.7885534207225503E-4,7.7858588143293634E-4,1.9354838709677958E-6,0,3.4324220879056902E-3]
[2004,1,22,15,2.4609210150558932E-3,1.0459623547042904E-3,1.034152989773707E-3,2.2344489247311912E-6,0,4.5432708084586215E-3,null,1.8712400576626099E-3,6.9948562523872474E-4,7.408776424826602E-4,1.9354838709677958E-6,0,3.3135388092549625E-3]
[2004,1,22,16,2.7201632663909252E-3,1.0390379479676083E-3,1.0104945645842095E-3,2.2344489247311912E-6,0,4.7719302278674738E-3,null,2.0683632007333893E-3,6.9485493948427939E-4,7.2392850782601451E-4,1.9354838709677958E-6,0,3.4890821319146508E-3]
[2004,1,22,17,3.1524075274121221E-3,1.0334860659906788E-3,9.9372882957656015E-4,2.2344489247311912E-6,0,5.1818568719040918E-3,null,2.3970339589451336E-3,6.9114212743285317E-4,7.1191736600291326E-4,1.9354838709677958E-6,0,3.802028936251868E-3]
[2004,1,22,18,3.6399096052396732E-3,9.7186399948632942E-4,9.4777912566303634E-4,2.2344489247311912E-6,5.3448142026724691E-5,5.6152353213404947E-3,null,2.7677217667388958E-3,6.4993247058102205E-4,6.7899853421993196E-4,1.9354838709677958E-6,2.3655064842931652E-5,4.1222433202537491E-3]
[2004,1,22,19,4.0917932092211055E-3,8.614437878880515E-4,8.881358464359854E-4,2.2344489247311912E-6,8.0172213000000928E-5,5.9237795054698748E-3,null,3.1113259279442885E-3,5.7608913348439217E-4,6.3626948683464927E-4,1.9354838709677958E-6,3.548259724665618E-5,4.361102629380954E-3]
[2004,1,22,20,4.0416728534749544E-3,8.7199984031801952E-4,8.6613845522463622E-4,2.2344489247311912E-6,8.0172213000000928E-5,5.8622178109423422E-3,null,3.073215311308196E-3,5.8314847639555887E-4,6.2051033368942712E-4,1.9354838709677958E-6,3.548259724665618E-5,4.3142922025108058E-3]
[2004,1,22,21,3.6921047997079594E-3,9.1703882952586034E-4,8.6346694865711165E-4,2.2344489247311912E-6,8.0172213000000928E-5,5.5550172398156636E-3,null,2.8074100534043371E-3,6.1326822724937745E-4,6.1859643941343837E-4,1.9354838709677958E-6,3.548259724665618E-5,4.0766928011847772E-3]
[2004,1,22,22,3.4637188266644164E-3,9.7964030210521838E-4,8.7155873311764128E-4,2.2344489247311912E-6,8.0172213000000928E-5,5.3973245238120079E-3,null,2.6337494691138557E-3,6.5513286032254086E-4,6.2439347549405428E-4,1.9354838709677958E-6,3.548259724665618E-5,3.9506938860480751E-3]
[2004,1,22,23,3.1777860392273932E-3,9.9000979569059937E-4,8.4016598765341535E-4,2.2344489247311912E-6,8.0172213000000928E-5,5.0903684844961399E-3,null,2.4163313226646761E-3,6.6206744230950902E-4,6.0190339570839009E-4,1.9354838709677958E-6,3.548259724665618E-5,3.7177202418001991E-3]
[2004,1,22,24,2.8818421836361101E-3,1.0214841550956028E-3,8.2821621140276194E-4,2.2344489247311912E-6,8.0172213000000928E-5,4.8139492120592075E-3,null,2.1913009401316758E-3,6.8311586902236284E-4,5.9334245535978976E-4,1.9354838709677958E-6,3.548259724665618E-5,3.5051773456314522E-3]
[2004,1,23,1,3.0295512539920315E-3,1.0533519243909226E-3,8.6009762738541065E-4,2.2344489247311912E-6,8.0172213000000928E-5,5.0254074676930969E-3,null,2.3036162593309093E-3,7.0442738796015693E-4,6.1618262363837527E-4,1.9354838709677958E-6,3.548259724665618E-5,3.6616443520470655E-3]
[2004,1,23,2,2.9790583969232917E-3,1.0207426397171794E-3,8.4322550435268968E-4,2.2344489247311912E-6,8.0172213000000928E-5,4.9254332029178925E-3,null,2.265222399391966E-3,6.8261998181784933E-4,6.0409526436003963E-4,1.9354838709677958E-6,3.548259724665618E-5,3.5893557266874791E-3]
[2004,1,23,3,2.9513559648010309E-3,9.8066303473305009E-4,8.1875457951078538E-4,2.2344489247311912E-6,8.0172213000000928E-5,4.8331802409695987E-3,null,2.2441579684879627E-3,6.5581681110567702E-4,5.8656404674957017E-4,1.9354838709677958E-6,3.548259724665618E-5,3.5239569074608339E-3]
[2004,1,23,4,3.1129753837097584E-3,9.7090487090250688E-4,8.0561116755567238E-4,2.2344489247311912E-6,8.0172213000000928E-5,4.9718980840926692E-3,null,2.3670504664218294E-3,6.492910548989738E-4,5.771479737315796E-4,1.9354838709677958E-6,3.548259724665618E-5,3.6309075761700067E-3]
[2004,1,23,5,3.342492632808643E-3,8.8942408028875436E-4,7.7177354756180808E-4,2.2344489247311912E-6,8.0172213000000928E-5,5.0860969225839381E-3,null,2.5415712526684394E-3,5.9480090856524695E-4,5.5290636114990147E-4,1.9354838709677958E-6,3.548259724665618E-5,3.7266966035012115E-3]
[2004,1,23,6,3.6514591198651245E-3,9.3812376307541277E-4,7.9774861547592406E-4,2.2344489247311912E-6,8.0172213000000928E-5,5.4697381603411935E-3,null,2.7765038098363716E-3,6.273687423020395E-4,5.7151516204284126E-4,1.9354838709677958E-6,3.548259724665618E-5,4.0128057952988766E-3]
[2004,1,23,7,4.0476843981930768E-3,9.0578842744386495E-4,8.5692113570961571E-4,2.2344489247311912E-6,8.0172213000000928E-5,5.8928006232712897E-3,null,3.0777863817392091E-3,6.0574453913659026E-4,6.139069529325895E-4,1.9354838709677958E-6,3.548259724665618E-5,4.3348559549260127E-3]
[2004,1,23,8,4.1365028011539412E-3,1.1420949940710023E-3,1.0617484312904308E-3,2.2344489247311912E-6,6.1471777103764782E-5,6.4040524525438699E-3,null,3.1453222971388399E-3,7.637741716198075E-4,7.6064729538348702E-4,1.9354838709677958E-6,2.7206163175377002E-5,4.698885411188479E-3]
[2004,1,23,9,4.0747209816596784E-3,1.2673134955701198E-3,1.1407923700154272E-3,2.2344489247311912E-6,0,6.485061296169956E-3,null,3.0983445133068305E-3,8.4751384104350203E-4,8.1727517109840781E-4,1.9354838709677958E-6,0,4.7650690093197076E-3]
[2004,1,23,10,4.0110246554091672E-3,1.1242849127528515E-3,1.1000198817223566E-3,2.2344489247311912E-6,0,6.2375638988091059E-3,null,3.0499109729872948E-3,7.5186370867594634E-4,7.8806534885408788E-4,1.9354838709677958E-6,0,4.591775514388296E-3]
[2004,1,23,11,3.652960371632073E-3,1.172191428072547E-3,1.1335543049855162E-3,2.2344489247311912E-6,0,5.9609405536148671E-3,null,2.7776453346662071E-3,7.839011129579384E-4,8.120897482368735E-4,1.9354838709677958E-6,0,4.3755716797319868E-3]
[2004,1,23,12,3.3686860059417177E-3,1.2417489496521388E-3,1.152386694791789E-3,2.2344489247311912E-6,0,5.7650560993103769E-3,null,2.5614882222713014E-3,8.3041759249788535E-4,8.2558146242225623E-4,1.9354838709677958E-6,0,4.2194227610624106E-3]
[2004,1,23,13,3.1908093419571208E-3,1.2084598239511951E-3,1.1199831138575215E-3,2.2344489247311912E-6,0,5.5214867286905679E-3,null,2.4262340077170772E-3,8.0815554377323669E-4,8.0236720990065449E-4,1.9354838709677958E-6,0,4.0386922452619357E-3]
[2004,1,23,14,2.9554084456834316E-3,1.2917765278381505E-3,1.1645065457255696E-3,2.2344489247311912E-6,0,5.4139259681718829E-3,null,2.2472394020299847E-3,8.6387345412544344E-4,8.3426424599089002E-4,1.9354838709677958E-6,0,3.9473125860172856E-3]
[2004,1,23,15,2.9280600288272706E-3,1.1469184979015178E-3,1.1001885193219381E-3,2.2344489247311912E-6,0,5.1774014949754572E-3,null,2.2264441579641198E-3,7.6699988196928122E-4,7.8818616253296069E-4,1.9354838709677958E-6,0,3.7835656863373294E-3]
[2004,1,23,16,3.1131969624090734E-3,1.1482307383410106E-3,1.0777894651735063E-3,2.2344489247311912E-6,0,5.3414516148483212E-3,null,2.3672189508776678E-3,7.6787744063107615E-4,7.7213925400450116E-4,1.9354838709677958E-6,0,3.909171129384212E-3]
[2004,1,23,17,3.4518982725673933E-3,1.1732587221407788E-3,1.0670867428979769E-3,2.2344489247311912E-6,0,5.6944781865308795E-3,null,2.624761332479322E-3,7.8461486413193907E-4,7.6447171571369563E-4,1.9354838709677958E-6,0,4.1757833961959239E-3]
[2004,1,23,18,4.4389541521857381E-3,7.6570290584688659E-4,8.8344486912908613E-4,2.2344489247311912E-6,5.0775734873276531E-5,6.1411121109597178E-3,null,3.3753008621079479E-3,5.1206257417824529E-4,6.3290882333278612E-4,1.9354838709677958E-6,2.2472311577721385E-5,4.544680055067668E-3]
[2004,1,23,19,4.5179450090183926E-3,8.2011176385172135E-4,8.9133602758660428E-4,2.2344489247311912E-6,8.0172213000000928E-5,6.3117994623814507E-3,null,3.435364088270043E-3,5.4844840956597921E-4,6.3856212891936321E-4,1.9354838709677958E-6,3.548259724665618E-5,4.6597927078730096E-3]
[2004,1,23,20,4.5938861246980368E-3,6.2368530930816243E-4,7.8599859504661169E-4,2.2344489247311912E-6,8.0172213000000928E-5,6.0859766909775424E-3,null,3.4931083461368939E-3,4.17088537241825E-4,5.6309732878134582E-4,1.9354838709677958E-6,3.548259724665618E-5,4.5107122932776886E-3]
[2004,1,23,21,4.1933810147306277E-3,8.739573706763109E-4,8.6876848548943263E-4,2.2344489247311912E-6,8.0172213000000928E-5,6.0185135328211029E-3,null,3.1885714672673531E-3,5.8445757164208927E-4,6.2239451392340466E-4,1.9354838709677958E-6,3.548259724665618E-5,4.432841633950471E-3]
[2004,1,23,22,4.0166827543051467E-3,8.7153990545892415E-4,8.4617492275909049E-4,2.2344489247311912E-6,8.0172213000000928E-5,5.8168042444478934E-3,null,3.0542132895751079E-3,5.8284089570583659E-4,6.0620825748314354E-4,1.9354838709677958E-6,3.548259724665618E-5,4.2806805238817117E-3]
[2004,1,23,23,3.7038946892984513E-3,9.7719474440191904E-4,8.5200483347666817E-4,2.2344489247311912E-6,8.0172213000000928E-5,5.6155009291017702E-3,null,2.8163748732998864E-3,6.5349739758197858E-4,6.1038486437886845E-4,1.9354838709677958E-6,3.548259724665618E-5,4.1176752163783574E-3]
[2004,1,23,24,3.291080992165346E-3,1.0361933372825612E-3,8.6119225927020729E-4,2.2344489247311912E-6,8.0172213000000928E-5,5.2708732506428465E-3,null,2.5024787662321336E-3,6.9295261071055064E-4,6.1696682897183555E-4,1.9354838709677958E-6,3.548259724665618E-5,3.8498162870321435E-3]
[2004,1,24,1,2.4066863424226071E-3,6.6645644335037166E-4,6.2108512975160579E-4,2.2344489247311912E-6,8.0172213000000928E-5,3.7766345774493163E-3,null,1.8300009884991821E-3,4.4569166363841724E-4,4.4495165730952079E-4,1.9354838709677958E-6,3.548259724665618E-5,2.7580623905647441E-3]
[2004,1,24,2,2.2505036213049502E-3,7.3902284719529307E-4,6.3652447153624058E-4,2.2344489247311912E-6,8.0172213000000928E-5,3.7084576019612153E-3,null,1.7112424577368814E-3,4.9422032830449987E-4,4.5601255763664481E-4,1.9354838709677958E-6,3.548259724665618E-5,2.69889342479565E-3]
[2004,1,24,3,2.3424716268626942E-3,6.1868649963442337E-4,5.8029307373729595E-4,2.2344489247311912E-6,8.0172213000000928E-5,3.6238578621591452E-3,null,1.7811732742767528E-3,4.1374559139453082E-4,4.1572781655215311E-4,1.9354838709677958E-6,3.548259724665618E-5,2.6480647633410604E-3]
[2004,1,24,4,2.4296017497385867E-3,6.0037123219441912E-4,5.6731408212057181E-4,2.2344489247311912E-6,8.0172213000000928E-5,3.6796937259783095E-3,null,1.847425451878939E-3,4.0149728605250179E-4,4.0642953592454024E-4,1.9354838709677958E-6,3.548259724665618E-5,2.6927703549736049E-3]
[2004,1,24,5,2.5550945848939171E-3,5.5478218442543258E-4,5.4782466191820431E-4,2.2344489247311912E-6,8.0172213000000928E-5,3.7401080931622858E-3,null,1.9428479455939481E-3,3.7100968442964691E-4,3.9246711853014335E-4,1.9354838709677958E-6,3.548259724665618E-5,2.743742829671362E-3]
[2004,1,24,6,2.5875439500291251E-3,6.2784507066026272E-4,5.867285473947979E-4,2.2344489247311912E-6,8.0172213000000928E-5,3.8845242300089172E-3,null,1.967521858943964E-3,4.198703708873011E-4,4.2033825485168617E-4,1.9354838709677958E-6,3.548259724665618E-5,2.8451485658005753E-3]
[2004,1,24,7,3.0680782227685485E-3,4.5247662905969013E-4,5.2481267478042787E-4,2.2344489247311912E-6,8.0172213000000928E-5,4.1277741885333988E-3,null,2.3329114731284548E-3,3.0259301050390816E-4,3.7598109862006432E-4,1.9354838709677958E-6,3.548259724665618E-5,3.0489036633700511E-3]
[2004,1,24,8,3.2223065516611216E-3,4.5311284600484342E-4,5.7486753747501736E-4,2.2344489247311912E-6,6.1471777103764782E-5,4.3139931611694783E-3,null,2.450183919210432E-3,3.0301847955226016E-4,4.1184090759869093E-4,1.9354838709677958E-6,2.7206163175377002E-5,3.1941849534077279E-3]
[2004,1,24,9,3.4451408417315219E-3,4.6783883482930902E-4,6.1197011815806578E-4,2.2344489247311912E-6,0,4.5271842436436279E-3,null,2.6196231036659605E-3,3.1286646065197378E-4,4.384215709805128E-4,1.9354838709677958E-6,0,3.372846619169415E-3]
[2004,1,24,10,3.5965416153086352E-3,3.9567226902080473E-4,5.844917861968906E-4,2.2344489247311912E-6,0,4.578940119451062E-3,null,2.734745527565521E-3,2.6460518702309206E-4,4.1873581654759651E-4,1.9354838709677958E-6,0,3.4200220150071774E-3]
[2004,1,24,11,3.7168006529672932E-3,2.1139143394368164E-4,5.0947113699818282E-4,2.2344489247311912E-6,0,4.4398976728338884E-3,null,2.8261883358418065E-3,1.4136767798302887E-4,3.6499026606766263E-4,1.9354838709677958E-6,0,3.3344817637634659E-3]
[2004,1,24,12,3.2902191548531156E-3,4.5051125561422918E-4,6.0397249519620266E-4,2.2344489247311912E-6,0,4.3469373545882784E-3,null,2.501823440647945E-3,3.012786702055764E-4,4.3269199314817787E-4,1.9354838709677958E-6,0,3.2377295878726667E-3]
[2004,1,24,13,3.1071295092442103E-3,4.7471857186935174E-4,5.8768323315098949E-4,2.2344489247311912E-6,0,4.1717657631892826E-3,null,2.3626053686697781E-3,3.1746727361937048E-4,4.2102220136574478E-4,1.9354838709677958E-6,0,3.1030303275258611E-3]
[2004,1,24,14,2.6699027025022326E-3,6.8305125635631677E-4,6.8858313644962752E-4,2.2344489247311912E-6,0,4.0437715442329077E-3,null,2.0301459723486349E-3,4.5678941787304734E-4,4.9330791075481793E-4,1.9354838709677958E-6,0,2.9821787848474681E-3]
[2004,1,24,15,2.5608987447164203E-3,6.9739152359415144E-4,6.9138130139707041E-4,2.2344489247311912E-6,0,3.9519060186323732E-3,null,1.9472613242820477E-3,4.6637944828841832E-4,4.9531254437289868E-4,1.9354838709677958E-6,0,2.9108888008143323E-3]
[2004,1,24,16,2.7664975897779224E-3,5.9605994426461715E-4,6.4036164862508842E-4,2.2344489247311912E-6,0,4.0051536315923592E-3,null,2.103594986490021E-3,3.9861411925438668E-4,4.5876155004249389E-4,1.9354838709677958E-6,0,2.9629061396578694E-3]
[2004,1,24,17,3.0864069554440909E-3,5.6141652388444865E-4,6.2860214963686683E-4,2.2344489247311912E-6,0,4.2786600778901372E-3,null,2.3468483116449424E-3,3.7544638816345172E-4,4.5033692624570223E-4,1.9354838709677958E-6,0,3.1745671099250639E-3]
[2004,1,24,18,3.4948780719791734E-3,5.3852434875107573E-4,6.1081010471266935E-4,2.2344489247311912E-6,4.9439531376724644E-5,4.6958865057443741E-3,null,2.6574423985670122E-3,3.6013728323799888E-4,4.3759052563695916E-4,1.9354838709677958E-6,2.1880934980598844E-5,3.4789866262935369E-3]
[2004,1,24,19,3.4449135052008239E-3,5.0519346690497608E-4,6.0076891923971365E-4,2.2344489247311912E-6,8.0172213000000928E-5,4.6332825532702454E-3,null,2.619450241058746E-3,3.3784731015912219E-4,4.3039691899026522E-4,1.9354838709677958E-6,3.548259724665618E-5,3.4251125513257577E-3]
[2004,1,24,20,3.470498456446789E-3,3.8400663438324569E-4,5.3772145643090393E-4,2.2344489247311912E-6,8.0172213000000928E-5,4.474633209185671E-3,null,2.6389045776066856E-3,2.5680381281343754E-4,3.8522908011903083E-4,1.9354838709677958E-6,3.548259724665618E-5,3.3183555516567778E-3]
[2004,1,24,21,3.1572443995353055E-3,5.5760206766291892E-4,5.9178497418777292E-4,2.2344489247311912E-6,8.0172213000000928E-5,4.3890381033107294E-3,null,2.4007118294721921E-3,3.728954767629962E-4,4.2396073005488143E-4,1.9354838709677958E-6,3.548259724665618E-5,3.2349861174076934E-3]
[2004,1,24,22,3.1095800310486955E-3,4.8277338574154459E-4,5.5314030765019127E-4,2.2344489247311912E-6,8.0172213000000928E-5,4.2279003863651635E-3,null,2.3644687013548477E-3,3.228539173090138E-4,3.9627530079827108E-4,1.9354838709677958E-6,3.548259724665618E-5,3.1210160005797562E-3]
[2004,1,24,23,3.1195709637456669E-3,3.854826204842062E-4,4.9462999993615234E-4,2.2344489247311912E-6,8.0172213000000928E-5,4.0820902460907572E-3,null,2.3720656267992666E-3,2.577908761202866E-4,3.5435792564317167E-4,1.9354838709677958E-6,3.548259724665618E-5,3.0216325096803485E-3]
[2004,1,24,24,2.329885558662979E-3,7.7613669437627878E-4,6.3836907671831287E-4,2.2344489247311912E-6,8.0172213000000928E-5,3.8267979916823025E-3,null,1.771603054493309E-3,5.1904015330455516E-4,4.5733405141185892E-4,1.9354838709677958E-6,3.548259724665618E-5,2.785395340327347E-3]
[2004,1,25,1,2.9931207390967787E-3,1.4065109731765931E-3,9.9863179982803241E-4,2.2344489247311912E-6,8.0172213000000928E-5,5.4806701740261364E-3,null,{"$f":"E579*T$5","v":2.2759151513407679E-3},{"$f":"F579*U$5","v":9.406019280260822E-4},{"$f":"G579*V$5","v":7.154299033905083E-4},{"$f":"H579*W$5","v":1.9354838709677958E-6},{"$f":"I579*X$5","v":3.548259724665618E-5},{"$f":"SUM(L579:P579)","v":3.9693650638749824E-3}]
[2004,1,25,2,3.0119539146072796E-3,1.3299226322485813E-3,9.6910812510572026E-4,2.2344489247311912E-6,8.0172213000000928E-5,{"$f":"SUM(E580:I580)","v":5.3933913338863135E-3},null,2.2902355591119371E-3,8.8938359947048832E-4,6.9427884475412819E-4,1.9354838709677958E-6,3.548259724665618E-5,3.9113160844541778E-3]
[2004,1,25,3,2.9205366874917055E-3,1.3733634839625454E-3,9.77677043826893E-4,2.2344489247311912E-6,8.0172213000000928E-5,5.3539838772058762E-3,null,2.2207235445887009E-3,9.1843459847191567E-4,7.0041770463612413E-4,1.9354838709677958E-6,3.548259724665618E-5,3.8769939288143648E-3]
[2004,1,25,4,3.1170140542900776E-3,1.2869408698588062E-3,9.3380983232431208E-4,2.2344489247311912E-6,8.0172213000000928E-5,5.420171418397928E-3,null,2.3701213988586533E-3,8.6063961570868842E-4,6.6899079144078341E-4,1.9354838709677958E-6,3.548259724665618E-5,3.9371698871257495E-3]
[2004,1,25,5,3.2457215657554165E-3,1.2810465241963286E-3,9.3254866995253296E-4,2.2344489247311912E-6,8.0172213000000928E-5,5.5417234218290102E-3,null,2.4679882745944196E-3,8.5669778162398376E-4,6.6808728198518915E-4,1.9354838709677958E-6,3.548259724665618E-5,4.0301914193212164E-3]
[2004,1,25,6,3.3288832251455857E-3,1.2679642781495313E-3,9.3490140160354602E-4,2.2344489247311912E-6,8.0172213000000928E-5,5.6141555668233947E-3,null,2.5312229039711957E-3,8.479490508360981E-4,6.697728026926991E-4,1.9354838709677958E-6,3.548259724665618E-5,4.0863628386176168E-3]
[2004,1,25,7,3.3746764786083076E-3,1.2892035956502041E-3,9.5792233235497302E-4,2.2344489247311912E-6,8.0172213000000928E-5,5.7042090685382168E-3,null,2.566043269893503E-3,8.6215280990523026E-4,6.8626522989789047E-4,1.9354838709677958E-6,3.548259724665618E-5,4.151879390814248E-3]
[2004,1,25,8,3.7529870520003504E-3,1.1586090070739138E-3,9.3990688080184206E-4,2.2344489247311912E-6,6.0135573527040698E-5,5.9138729623278777E-3,null,2.853703822522992E-3,7.7481789098369201E-4,6.7335877852470931E-4,1.9354838709677958E-6,2.6614786542771868E-5,4.3304307624451328E-3]
[2004,1,25,9,4.0794285933161475E-3,1.0654954717883587E-3,9.1379848447588449E-4,2.2344489247311912E-6,0,6.0609569985051216E-3,null,3.1019240965009316E-3,7.1254836555147095E-4,6.5465445981146837E-4,1.9354838709677958E-6,0,4.4710624057348386E-3]
[2004,1,25,10,4.1143764530893068E-3,1.0873029164357039E-3,9.5930775454263091E-4,2.2344489247311912E-6,0,6.1632215729923723E-3,null,3.128497820215354E-3,7.2713205872685261E-4,6.8725776034008325E-4,1.9354838709677958E-6,0,4.5448231231532575E-3]
[2004,1,25,11,3.9748650541976916E-3,1.1627039181635658E-3,9.8012572303779423E-4,2.2344489247311912E-6,0,6.1199291443237835E-3,null,3.0224158628874356E-3,7.7755635612152376E-4,7.0217196314420601E-4,1.9354838709677958E-6,0,4.5040796660241328E-3]
[2004,1,25,12,3.8201980454331927E-3,1.1814308936158294E-3,9.8618762392054774E-4,2.2344489247311912E-6,0,5.9900510118943004E-3,null,2.9048098525245184E-3,7.9007999052781196E-4,7.0651477013639063E-4,1.9354838709677958E-6,0,4.4033400970596888E-3]
[2004,1,25,13,3.657541987012825E-3,1.2076103267626209E-3,9.8376727459916456E-4,2.2344489247311912E-6,0,5.8511540372993415E-3,null,2.7811291125594494E-3,8.0758744390863274E-4,7.0478080744717261E-4,1.9354838709677958E-6,0,4.2954328477862224E-3]
[2004,1,25,14,3.5264635136595768E-3,1.0922528047099518E-3,9.5865352961976673E-4,2.2344489247311912E-6,0,5.5796042969140265E-3,null,2.6814594000675639E-3,7.3044228846772419E-4,6.8678906700041491E-4,1.9354838709677958E-6,0,4.1006262394066703E-3]
[2004,1,25,15,3.1426421561324101E-3,1.0663793213211985E-3,9.4055713581751767E-4,2.2344489247311912E-6,0,5.1518130621958569E-3,null,2.3896085463436124E-3,7.131394384904872E-4,6.7382462778278827E-4,1.9354838709677958E-6,0,3.7785080964878558E-3]
[2004,1,25,16,3.2550888342336298E-3,1.0342427387186716E-3,9.1908057014735128E-4,2.2344489247311912E-6,0,5.2106465920243837E-3,null,2.4751109769892039E-3,6.9164815109026368E-4,6.5843859931342355E-4,1.9354838709677958E-6,0,3.8271332112638588E-3]
[2004,1,25,17,3.6789384227060187E-3,1.0740798384548643E-3,9.341096915212885E-4,2.2344489247311912E-6,0,5.689362401606903E-3,null,2.7973985772498456E-3,7.1828914681189857E-4,6.6920561359681775E-4,1.9354838709677958E-6,0,4.1868288215295294E-3]
[2004,1,25,18,4.1761444161480653E-3,1.0649690834969388E-3,9.2144591686957236E-4,2.2344489247311912E-6,4.8103327800000553E-5,6.2128971932393084E-3,null,3.175465067863141E-3,7.1219634423685463E-4,6.6013315758530627E-4,1.9354838709677958E-6,2.1289558347993707E-5,4.5710196119042633E-3]
[2004,1,25,19,4.2441324277732034E-3,1.1131078624226881E-3,9.4919546379175512E-4,2.2344489247311912E-6,8.0172213000000928E-5,6.3888424159123788E-3,null,3.227161928516306E-3,7.4438907442801543E-4,6.8001321315442221E-4,1.9354838709677958E-6,3.548259724665618E-5,4.6889822972163674E-3]
[2004,1,25,20,4.3542919108074916E-3,1.0227405327589015E-3,8.930486219339269E-4,2.2344489247311912E-6,8.0172213000000928E-5,6.352487727425052E-3,null,3.3109252171891375E-3,6.8395606954334319E-4,6.3978904879980684E-4,1.9354838709677958E-6,3.548259724665618E-5,4.6720884166499112E-3]
[2004,1,25,21,4.2333599613741642E-3,1.0799773894220475E-3,9.1067574982268225E-4,2.2344489247311912E-6,8.0172213000000928E-5,6.3064197625436261E-3,null,3.2189707389078705E-3,7.2223312443891725E-4,6.5241730117938858E-4,1.9354838709677958E-6,3.548259724665618E-5,4.6310392456438004E-3]
[2004,1,25,22,3.9822458466890346E-3,1.0721620979934074E-3,8.9611295777118215E-4,2.2344489247311912E-6,8.0172213000000928E-5,6.0329275643783561E-3,null,3.0280280846867536E-3,7.1700666099422589E-4,6.4198436993055902E-4,1.9354838709677958E-6,3.548259724665618E-5,4.4244371967291623E-3]
[2004,1,25,23,3.4744621079906431E-3,1.2646677936965745E-3,9.6676038409470103E-4,2.2344489247311912E-6,8.0172213000000928E-5,5.7882969477066511E-3,null,2.6419184669180854E-3,8.4574453221428008E-4,6.925968993914943E-4,1.9354838709677958E-6,3.548259724665618E-5,4.2176779796414838E-3]
[2004,1,25,24,3.1165786561621759E-3,1.2807332517479285E-3,9.5765875231085317E-4,2.2344489247311912E-6,8.0172213000000928E-5,5.4373773221456896E-3,null,2.3697903299568167E-3,8.5648828118311832E-4,6.8607639849322972E-4,1.9354838709677958E-6,3.548259724665618E-5,3.949773090750789E-3]
[2004,1,26,1,3.1177260511835963E-3,1.0509628101214009E-3,8.4721808673727367E-4,2.2344489247311912E-6,8.0172213000000928E-5,5.0983136099670033E-3,null,2.3706627884847046E-3,7.0282967167422457E-4,6.0695559068869593E-4,1.9354838709677958E-6,3.548259724665618E-5,3.7178661319652489E-3]
[2004,1,26,2,3.0441443665312914E-3,1.0166129135799232E-3,8.3616825331766533E-4,2.2344489247311912E-6,8.0172213000000928E-5,4.9793321953536121E-3,null,2.3147125995150826E-3,6.7985823417349926E-4,5.9903937846990526E-4,1.9354838709677958E-6,3.548259724665618E-5,3.631028293276111E-3]
[2004,1,26,3,3.1116933320278345E-3,1.0210283684347009E-3,8.3396119438391568E-4,2.2344489247311912E-6,8.0172213000000928E-5,5.0490895567711835E-3,null,2.3660756173923265E-3,6.828110624334425E-4,5.9745821916772643E-4,1.9354838709677958E-6,3.548259724665618E-5,3.6837629801111196E-3]
[2004,1,26,4,3.2474361690205127E-3,1.0003926115312492E-3,8.2011432240358423E-4,2.2344489247311912E-6,8.0172213000000928E-5,5.1503497648800779E-3,null,2.4692920280643678E-3,6.6901093353304237E-4,5.8753818028567286E-4,1.9354838709677958E-6,3.548259724665618E-5,3.763259223000707E-3]
[2004,1,26,5,3.3827504365732809E-3,9.4783560975684122E-4,8.086612573790893E-4,2.2344489247311912E-6,8.0172213000000928E-5,5.2216539656339432E-3,null,2.572182562246045E-3,6.3386352399052786E-4,5.7933308887419307E-4,1.9354838709677958E-6,3.548259724665618E-5,3.8227972562283898E-3]
[2004,1,26,6,3.6831975873423623E-3,9.9025746027588666E-4,8.3806404838817467E-4,2.2344489247311912E-6,8.0172213000000928E-5,5.5939257579311558E-3,null,2.8006371693992671E-3,6.6223306759851687E-4,6.0039754519799896E-4,1.9354838709677958E-6,3.548259724665618E-5,4.1006858633134066E-3]
[2004,1,26,7,4.1619907219657623E-3,8.9922920146033006E-4,8.4915213981650174E-4,2.2344489247311912E-6,8.0172213000000928E-5,5.9927787251673262E-3,null,3.1647028534906372E-3,6.013580674174698E-4,6.0834116584048119E-4,1.9354838709677958E-6,3.548259724665618E-5,4.4118201678662126E-3]
[2004,1,26,8,4.0499085043209553E-3,1.1754300265472239E-3,1.0509724906649345E-3,2.2344489247311912E-6,5.8799369950316614E-5,6.3373448404081614E-3,null,3.079477552017945E-3,7.8606692042583438E-4,7.52927302727567E-4,1.9354838709677958E-6,2.6023409910166735E-5,4.6464306689524802E-3]
[2004,1,26,9,4.0361515021895391E-3,1.3249177387270792E-3,1.1679831188772249E-3,2.2344489247311912E-6,0,6.5312868087185737E-3,null,3.0690169751427985E-3,8.8603658505988757E-4,8.3675489809554671E-4,1.9354838709677958E-6,0,4.7937439421692008E-3]
[2004,1,26,10,3.7313926281715539E-3,1.3471582799274844E-3,1.1974909016906463E-3,2.2344489247311912E-6,0,6.2782762587144155E-3,null,2.8372838112169117E-3,9.00909910851437E-4,8.5789457160795584E-4,1.9354838709677958E-6,0,4.5980237775472719E-3]
[2004,1,26,11,3.5903639682141851E-3,1.3544324686339468E-3,1.2115617934296212E-3,2.2344489247311912E-6,0,6.1585926792024842E-3,null,2.73004815587642E-3,9.0577451272985047E-4,8.6797510050676176E-4,1.9354838709677958E-6,0,4.5057332529839997E-3]
[2004,1,26,12,3.4170032686811989E-3,1.3083887357880099E-3,1.1834404168250484E-3,2.2344489247311912E-6,0,5.9110668702189884E-3,null,2.598227799430251E-3,8.7498284120055307E-4,8.47828662399261E-4,1.9354838709677958E-6,0,4.3229747869010324E-3]
[2004,1,26,13,3.2372227061610364E-3,1.32100326048284E-3,1.1739638070515654E-3,2.2344489247311912E-6,0,5.7344242226201733E-3,null,2.4615258946886214E-3,8.8341878409425997E-4,8.4103952348351654E-4,1.9354838709677958E-6,0,4.1879196861373657E-3]
[2004,1,26,14,3.1647770088033276E-3,1.2284969531106576E-3,1.133020647789969E-3,2.2344489247311912E-6,0,5.528529058628686E-3,null,2.4064394900166828E-3,8.2155534134248874E-4,8.1170743083428356E-4,1.9354838709677958E-6,0,4.0416377460644227E-3]
[2004,1,26,15,2.9980113953683904E-3,1.2230768419304405E-3,1.127578713316865E-3,2.2344489247311912E-6,0,5.3509013995404267E-3,null,2.279633918366491E-3,8.1793065079726419E-4,8.0780877403703274E-4,1.9354838709677958E-6,0,3.9073088270717557E-3]
[2004,1,26,16,3.1801632947150134E-3,1.3466234658707737E-3,1.1570232111397355E-3,2.2344489247311912E-6,0,5.6860444206502537E-3,null,2.418138944960767E-3,9.0055225481997252E-4,8.2890310954329834E-4,1.9354838709677958E-6,0,4.1495297931950052E-3]
[2004,1,26,17,3.6896201314782209E-3,1.2723332091864365E-3,1.1191627871748645E-3,2.2344489247311912E-6,0,6.0833505767642531E-3,null,2.805520756391941E-3,8.508707663684304E-4,8.0177951958333932E-4,1.9354838709677958E-6,0,4.4601065262146779E-3]
[2004,1,26,18,4.607240388650867E-3,1.0273437282291491E-3,9.9614545322605622E-4,2.2344489247311912E-6,4.5430920726724603E-5,6.6783949397575277E-3,null,3.5032626881479757E-3,6.8703444903484272E-4,7.1364865958317768E-4,1.9354838709677958E-6,2.0106805118266036E-5,4.9259880857552294E-3]
[2004,1,26,19,4.9907813333997875E-3,7.9073239517557915E-4,8.8198163680459549E-4,2.2344489247311912E-6,8.0172213000000928E-5,6.7459020273046948E-3,null,3.7949003210411393E-3,5.2880100449913031E-4,6.3186054892301017E-4,1.9354838709677958E-6,3.548259724665618E-5,4.9929799555809033E-3]
[2004,1,26,20,4.5773918791776674E-3,1.0038062256403301E-3,9.4967417602982588E-4,2.2344489247311912E-6,8.0172213000000928E-5,6.6132789427725547E-3,null,3.4805664186431601E-3,6.712937824220822E-4,6.8035616743476236E-4,1.9354838709677958E-6,3.548259724665618E-5,4.8696344496176281E-3]
[2004,1,26,21,4.3814873054509205E-3,1.0328078978206435E-3,9.4302810865003358E-4,2.2344489247311912E-6,8.0172213000000928E-5,6.4397299738463299E-3,null,3.331604105917946E-3,6.9068860357102341E-4,6.7559485766646699E-4,1.9354838709677958E-6,3.548259724665618E-5,4.7353056482730606E-3]
[2004,1,26,22,4.1774786201360546E-3,1.0307524145794515E-3,9.267420155147808E-4,2.2344489247311912E-6,8.0172213000000928E-5,6.2173797121550193E-3,null,3.1764795725677392E-3,6.8931400249320595E-4,6.639273361231222E-4,1.9354838709677958E-6,3.548259724665618E-5,4.5671389923016914E-3]
[2004,1,26,23,3.7449026636016377E-3,1.0774828812588886E-3,9.171097373332687E-4,2.2344489247311912E-6,8.0172213000000928E-5,5.8219019441185273E-3,null,2.8475565990563213E-3,7.2056492615785801E-4,6.5702667478826748E-4,1.9354838709677958E-6,3.548259724665618E-5,4.2625662811200705E-3]
[2004,1,26,24,3.2920589414501527E-3,1.1376729320021805E-3,9.2511523712058652E-4,2.2344489247311912E-6,8.0172213000000928E-5,5.4372537724976522E-3,null,2.5032223812709326E-3,7.6081692479620759E-4,6.6276189565788108E-4,1.9354838709677958E-6,3.548259724665618E-5,3.9642192828426449E-3]
[2004,1,27,1,2.7502018504135211E-3,9.7288052908910572E-4,7.9967839142220125E-4,2.2344489247311912E-6,8.0172213000000928E-5,4.6051674328495603E-3,null,2.0912039995053355E-3,6.5061227310123104E-4,5.728976730133993E-4,1.9354838709677958E-6,3.548259724665618E-5,3.3521320267375894E-3]
[2004,1,27,2,2.7487803521585369E-3,9.195297544269856E-4,7.8611529476029667E-4,2.2344489247311912E-6,8.0172213000000928E-5,4.5368320632705513E-3,null,2.0901231178109005E-3,6.1493402922977369E-4,5.6318093363440745E-4,1.9354838709677958E-6,3.548259724665618E-5,3.3056561617927057E-3]
[2004,1,27,3,2.7695821195414111E-3,9.3615856626963435E-4,7.8240553092477204E-4,2.2344489247311912E-6,8.0172213000000928E-5,4.57055287866055E-3,null,2.1059404074186818E-3,6.2605452013120841E-4,5.6052322136957876E-4,1.9354838709677958E-6,3.548259724665618E-5,3.329936230037093E-3]
[2004,1,27,4,2.9374209565020287E-3,8.8201293501819335E-4,7.5211953864781319E-4,2.2344489247311912E-6,8.0172213000000928E-5,4.653960092092767E-3,null,2.2335620389260539E-3,5.898447172071182E-4,5.3882603074083886E-4,1.9354838709677958E-6,3.548259724665618E-5,3.3996508679916349E-3]
[2004,1,27,5,3.0590761703371064E-3,8.4143859081590511E-4,7.3860816620399585E-4,2.2344489247311912E-6,8.0172213000000928E-5,4.7215295892817401E-3,null,2.3260664744438825E-3,5.6271069044664973E-4,5.2914634711388254E-4,1.9354838709677958E-6,3.548259724665618E-5,3.4553415931220387E-3]
[2004,1,27,6,3.3254346988573651E-3,8.8124123081630536E-4,7.769334644527362E-4,2.2344489247311912E-6,8.0172213000000928E-5,5.066016056051139E-3,null,2.5286007066349378E-3,5.8932864127596339E-4,5.5660297770408643E-4,1.9354838709677958E-6,3.548259724665618E-5,3.7119504067326115E-3]
[2004,1,27,7,3.7088403681748766E-3,8.3662116423499882E-4,8.1443979986892969E-4,2.2344489247311912E-6,8.0172213000000928E-5,5.4423079942035376E-3,null,2.8201354785242242E-3,5.5948904424797793E-4,5.834728950529632E-4,1.9354838709677958E-6,3.548259724665618E-5,4.0005154989427895E-3]
[2004,1,27,8,3.713347364841392E-3,1.0388979767014658E-3,9.8570860923788894E-4,2.2344489247311912E-6,5.7463166453764741E-5,5.7976515661592419E-3,null,2.8235625176898614E-3,6.9476133392747054E-4,7.0617159918169418E-4,1.9354838709677958E-6,2.5432033313044194E-5,4.2518629679830378E-3]
[2004,1,27,9,3.5885841745336962E-3,1.1638419937713353E-3,1.098809602133137E-3,2.2344489247311912E-6,0,5.8534702193628997E-3,null,2.7286948327876533E-3,7.7831744233508517E-4,7.8719829233762201E-4,1.9354838709677958E-6,0,4.2961460513313279E-3]
[2004,1,27,10,3.3735616731094273E-3,1.2111974611113438E-3,1.1364473889409414E-3,2.2344489247311912E-6,0,5.7234409720864432E-3,null,2.5651955918521334E-3,8.0998633417599911E-4,8.1416238279055674E-4,1.9354838709677958E-6,0,4.1912797926896561E-3]
[2004,1,27,11,3.214487451356089E-3,1.2304610397823284E-3,1.1418862078850832E-3,2.2344489247311912E-6,0,5.5890691479482313E-3,null,2.4442384160365616E-3,8.2286882111293918E-4,8.1805880759140519E-4,1.9354838709677958E-6,0,4.0871015286118731E-3]
[2004,1,27,12,3.0470408833713413E-3,1.185856451531781E-3,1.1209585880736391E-3,2.2344489247311912E-6,0,5.3560903719014922E-3,null,2.3169150587998935E-3,7.9303957519349987E-4,8.0306604947728041E-4,1.9354838709677958E-6,0,3.9149561673416412E-3]
[2004,1,27,13,2.9017945618071616E-3,1.201622292001193E-3,1.1123630973613528E-3,2.2344489247311912E-6,0,5.2180144000944385E-3,null,2.2064723694668249E-3,8.0358295539123027E-4,7.9690815315258494E-4,1.9354838709677958E-6,0,3.808898961881608E-3]
[2004,1,27,14,2.710282355402886E-3,1.1701510037527428E-3,1.1017293867744225E-3,2.2344489247311912E-6,0,4.9843971948547823E-3,null,2.0608499338166946E-3,7.8253658250933159E-4,7.8929005553222053E-4,1.9354838709677958E-6,0,3.6346120557292144E-3]
[2004,1,27,15,2.7867905769560649E-3,1.076389596685635E-3,1.0593323564328596E-3,2.2344489247311912E-6,0,4.9247469789992903E-3,null,2.1190254087851924E-3,7.1983379387585309E-4,7.5891639496329807E-4,1.9354838709677958E-6,0,3.5997110814953112E-3]
[2004,1,27,16,3.0474717987344236E-3,1.0535977174275751E-3,1.0291312701127043E-3,2.2344489247311912E-6,0,5.132435235199434E-3,null,2.317242719088025E-3,7.0459176165405609E-4,7.3728003181920644E-4,1.9354838709677958E-6,0,3.7610499964322551E-3]
[2004,1,27,17,3.4892081010707951E-3,1.0208050179697733E-3,1.0008230568861289E-3,2.2344489247311912E-6,0,5.5130706248514285E-3,null,{"$f":"E643*T$5","v":2.6531310547145974E-3},{"$f":"F643*U$5","v":6.8266169717291986E-4},{"$f":"G643*V$5","v":7.1699974206943656E-4},{"$f":"H643*W$5","v":1.9354838709677958E-6},{"$f":"I643*X$5","v":0},{"$f":"SUM(L643:P643)","v":4.0547279778279212E-3}]
[2004,1,27,18,4.0834298346219509E-3,9.6332201966562673E-4,9.5734818820928139E-4,2.2344489247311912E-6,4.4094717150000512E-5,{"$f":"SUM(E644:I644)","v":6.050429208571591E-3},null,3.1049665683909218E-3,6.4422003545485534E-4,6.8585390723546855E-4,1.9354838709677958E-6,1.9515428485660899E-5,4.4564914234378732E-3]
[2004,1,27,19,4.4566707124855682E-3,7.6691367316503872E-4,8.6105562703452522E-4,2.2344489247311912E-6,8.0172213000000928E-5,6.1670466746098643E-3,null,3.3887722157654662E-3,5.1287227285501619E-4,6.1686894425878023E-4,1.9354838709677958E-6,3.548259724665618E-5,4.5559315139968868E-3]
[2004,1,27,20,4.394302933131383E-3,7.9042771116316635E-4,8.4473004723180486E-4,2.2344489247311912E-6,8.0172213000000928E-5,6.1118673534510861E-3,null,3.3413488785998223E-3,5.2859724756087686E-4,6.0517313406821202E-4,1.9354838709677958E-6,3.548259724665618E-5,4.5125373413465349E-3]
[2004,1,27,21,4.0954813530453106E-3,8.9614665580244545E-4,8.6731320529336053E-4,2.2344489247311912E-6,8.0172213000000928E-5,5.9413478760658488E-3,null,3.1141303261431946E-3,5.9929662001725057E-4,6.2135193649871096E-4,1.9354838709677958E-6,3.548259724665618E-5,4.3721969637767798E-3]
[2004,1,27,22,3.7747343140202144E-3,9.3423838448021849E-4,8.6449296089602043E-4,2.2344489247311912E-6,8.0172213000000928E-5,5.655872321321186E-3,null,2.8702400492393661E-3,6.2477040167942981E-4,6.1933148493981398E-4,1.9354838709677958E-6,3.548259724665618E-5,4.1517600169762338E-3]
[2004,1,27,23,3.4372331093968115E-3,9.3296198912793901E-4,8.2800067935327282E-4,2.2344489247311912E-6,8.0172213000000928E-5,5.2806024398027555E-3,null,2.6136102062915816E-3,6.2391681436146798E-4,5.9318804602356584E-4,1.9354838709677958E-6,3.548259724665618E-5,3.8681331477942392E-3]
[2004,1,27,24,3.0310114354540119E-3,9.2131072533541667E-4,7.9933009071235051E-4,2.2344489247311912E-6,8.0172213000000928E-5,4.834058913426512E-3,null,2.3047265550398726E-3,6.1612505063108225E-4,5.7264814686848551E-4,1.9354838709677958E-6,3.548259724665618E-5,3.5309178336570641E-3]
[2004,1,28,1,2.8428784175151154E-3,1.1914765696021319E-3,9.0875342731921679E-4,2.2344489247311912E-6,8.0172213000000928E-5,5.0255150763611964E-3,null,2.1616735934931867E-3,7.9679802002153221E-4,6.5104012993050936E-4,1.9354838709677958E-6,3.548259724665618E-5,3.6469298245628522E-3]
[2004,1,28,2,2.7910166293792929E-3,1.1265795496241105E-3,8.9032502311757694E-4,2.2344489247311912E-6,8.0172213000000928E-5,4.8903278640457125E-3,null,2.122238823003587E-3,7.5339824335529638E-4,6.3783783511084629E-4,1.9354838709677958E-6,3.548259724665618E-5,3.5508929825873534E-3]
[2004,1,28,3,2.8435683340849493E-3,1.1635336055691951E-3,8.9519251581727567E-4,2.2344489247311912E-6,8.0172213000000928E-5,4.9847011173961521E-3,null,2.1621981936384253E-3,7.7811120822597016E-4,6.4132495602217633E-4,1.9354838709677958E-6,3.548259724665618E-5,3.6190524390041956E-3]
[2004,1,28,4,2.9965236032559279E-3,1.1249864812429729E-3,8.714965596211318E-4,2.2344489247311912E-6,8.0172213000000928E-5,5.075413306044765E-3,null,2.2785026280157314E-3,7.5233288146381316E-4,6.2434893377346333E-4,1.9354838709677958E-6,3.548259724665618E-5,3.6926025243706317E-3]
[2004,1,28,5,3.1014482140274977E-3,1.0943251854687039E-3,8.6123337301326327E-4,2.2344489247311912E-6,8.0172213000000928E-5,5.1394134344341967E-3,null,2.3582854140170775E-3,7.3182818973295495E-4,6.1699628327243727E-4,1.9354838709677958E-6,3.548259724665618E-5,3.7445279681400934E-3]
[2004,1,28,6,3.3817290374323801E-3,1.1492623922453218E-3,9.0649228196460407E-4,2.2344489247311912E-6,8.0172213000000928E-5,5.5198903735670379E-3,null,2.5714059087185151E-3,7.6856735750336269E-4,6.494202225703782E-4,1.9354838709677958E-6,3.548259724665618E-5,4.0268115699098796E-3]
[2004,1,28,7,3.7290443084694218E-3,1.1174044829505628E-3,9.4737512788646572E-4,2.2344489247311912E-6,8.0172213000000928E-5,5.8762305812311826E-3,null,2.8354981911714312E-3,7.4726243242492318E-4,6.7870910613411332E-4,1.9354838709677958E-6,3.548259724665618E-5,4.2988878108480913E-3]
[2004,1,28,8,3.7221415173131159E-3,1.2603710986823229E-3,1.0933916438858025E-3,2.2344489247311912E-6,5.6126962877040657E-5,6.134265671683012E-3,null,2.8302494329860471E-3,8.4287112440472884E-4,7.8331681235057195E-4,1.9354838709677958E-6,2.484065668043906E-5,4.4832135102927549E-3]
[2004,1,28,9,3.610765172797039E-3,1.3742795226866118E-3,1.202444378263374E-3,2.2344489247311912E-6,0,6.189723522671756E-3,null,2.7455608647388532E-3,9.1904719788026403E-4,8.6144329223400038E-4,1.9354838709677958E-6,0,4.5279868387240844E-3]
[2004,1,28,10,3.4071717766186271E-3,1.4079334745196596E-3,1.2350276777417096E-3,2.2344489247311912E-6,0,6.0523673778047271E-3,null,2.5907521097752301E-3,9.4155322348799116E-4,8.8478629693497621E-4,1.9354838709677958E-6,0,4.4190271140691646E-3]
[2004,1,28,11,3.2031520316659723E-3,1.3860533368666851E-3,1.2228243940688712E-3,2.2344489247311912E-6,0,5.8142642115262596E-3,null,2.4356191668754574E-3,9.2692091698320575E-4,8.7604374130976061E-4,1.9354838709677958E-6,0,4.2405193090393912E-3]
[2004,1,28,12,3.094932863923385E-3,1.3640658561779114E-3,1.2121490067984108E-3,2.2344489247311912E-6,0,5.6733821758244386E-3,null,2.3533312590361078E-3,9.1221682499763963E-4,8.6839578609255541E-4,1.9354838709677958E-6,0,4.1358793539972702E-3]
[2004,1,28,13,2.9079440111863608E-3,1.3443084095609247E-3,1.1877079012527891E-3,2.2344489247311912E-6,0,5.4421947709248058E-3,null,2.2111483001206436E-3,8.9900406467424265E-4,8.5088593132699264E-4,1.9354838709677958E-6,0,3.9629737799928462E-3]
[2004,1,28,14,2.7470107594471512E-3,1.3209344369581012E-3,1.1797431230568829E-3,2.2344489247311912E-6,0,5.249922768386866E-3,null,2.0887775513554825E-3,8.8337275847391464E-4,8.4517988381658366E-4,1.9354838709677958E-6,0,3.8192656775169489E-3]
[2004,1,28,15,2.8141389838289301E-3,1.2391012883398917E-3,1.1414307462257536E-3,2.2344489247311912E-6,0,5.1969054673193064E-3,null,2.139820645259939E-3,8.2864697329721522E-4,8.1773251026040852E-4,1.9354838709677958E-6,0,3.7881356126885303E-3]
[2004,1,28,16,3.0113350478978606E-3,1.2023185755006031E-3,1.105356982070883E-3,2.2344489247311912E-6,0,5.3212450543940774E-3,null,2.2897649840020761E-3,8.0404859385014584E-4,7.918889014261061E-4,1.9354838709677958E-6,0,3.8876379631492958E-3]
[2004,1,28,17,3.4482814235311703E-3,1.2023897389180477E-3,1.0912564057138862E-3,2.2344489247311912E-6,0,5.7441620170878352E-3,null,2.6220111455543082E-3,8.0409618426993635E-4,7.8178710616725905E-4,1.9354838709677958E-6,0,4.2098299198624709E-3]
[2004,1,28,18,4.0144314989490025E-3,1.1857886366484413E-3,1.0642400777523696E-3,2.2344489247311912E-6,4.2758513573276428E-5,6.3094531758478211E-3,null,3.0525014755117259E-3,7.9299422410045151E-4,7.6243233606400123E-4,1.9354838709677958E-6,1.8924051853055765E-5,4.6287875714002011E-3]
[2004,1,28,19,4.3445524206945025E-3,1.0181290141915995E-3,9.8151810557287078E-4,2.2344489247311912E-6,8.0172213000000928E-5,6.4266062023837049E-3,null,3.3035194841610827E-3,6.8087212399421183E-4,7.0316948004955991E-4,1.9354838709677958E-6,3.548259724665618E-5,4.7249791693224786E-3]
[2004,1,28,20,4.2937198361256571E-3,1.0263885885379743E-3,9.5792120843065276E-4,2.2344489247311912E-6,8.0172213000000928E-5,6.3604362950190159E-3,null,3.2648673015441671E-3,6.8639570091827147E-4,6.8626442470716051E-4,1.9354838709677958E-6,3.548259724665618E-5,4.6749455082872229E-3]
[2004,1,28,21,4.0631986255736689E-3,1.1284095274718216E-3,9.7835314744328735E-4,2.2344489247311912E-6,8.0172213000000928E-5,6.25236796241351E-3,null,3.0895831210740513E-3,7.5462203806762245E-4,7.0090207209272057E-4,1.9354838709677958E-6,3.548259724665618E-5,4.582525312352018E-3]
[2004,1,28,22,3.7567073235726862E-3,1.1490557358778183E-3,9.69146333042222E-4,2.2344489247311912E-6,8.0172213000000928E-5,5.9573160544174582E-3,null,2.8565326500834655E-3,7.6842915639336803E-4,6.9430621730557794E-4,1.9354838709677958E-6,3.548259724665618E-5,4.3566861049000351E-3]
[2004,1,28,23,3.4319117940919443E-3,1.1382065910855459E-3,9.2919564766486733E-4,2.2344489247311912E-6,8.0172213000000928E-5,5.5817206947670894E-3,null,2.609563973886315E-3,7.6117380844112402E-4,6.6568514296684036E-4,1.9354838709677958E-6,3.548259724665618E-5,4.073841006411903E-3]
[2004,1,28,24,3.1769098968531728E-3,1.1891852491788036E-3,9.276586526822979E-4,2.2344489247311912E-6,8.0172213000000928E-5,5.3761604606390066E-3,null,2.4156651197687578E-3,7.9526570321134719E-4,6.6458402424412328E-4,1.9354838709677958E-6,3.548259724665618E-5,3.9129329283418522E-3]
[2004,1,29,1,3.1542828497949835E-3,1.2549521925351327E-3,9.5664353671407452E-4,2.2344489247311912E-6,8.0172213000000928E-5,5.4482852409689225E-3,null,2.3984599203402263E-3,8.3924723972338296E-4,6.8534908779027703E-4,1.9354838709677958E-6,3.548259724665618E-5,3.96047432897151E-3]
[2004,1,29,2,3.1031007685109542E-3,1.1826147055979646E-3,9.3360342824849859E-4,2.2344489247311912E-6,8.0172213000000928E-5,5.301725564282149E-3,null,2.3595419867099817E-3,7.9087166286741836E-4,6.6884292147705493E-4,1.9354838709677958E-6,3.548259724665618E-5,3.856674652172079E-3]
[2004,1,29,3,3.1626183611753603E-3,1.2207933055647113E-3,9.3821960483028309E-4,2.2344489247311912E-6,8.0172213000000928E-5,5.4040379334950863E-3,null,2.4047980932034091E-3,8.1640353956295112E-4,6.7214999698427219E-4,1.9354838709677958E-6,3.548259724665618E-5,3.9307697108682564E-3]
[2004,1,29,4,3.3307041015604387E-3,1.1771343245833624E-3,9.1213630563308809E-4,2.2344489247311912E-6,8.0172213000000928E-5,5.5023813937016214E-3,null,2.5326074656319237E-3,7.8720666696837456E-4,6.5346365810745261E-4,1.9354838709677958E-6,3.548259724665618E-5,4.0106958718253748E-3]
[2004,1,29,5,3.4479153957408153E-3,1.1425394780489356E-3,8.9890397476121103E-4,2.2344489247311912E-6,8.0172213000000928E-5,5.5717655104756949E-3,null,2.6217328246088819E-3,7.6407141955785705E-4,6.4398388267978396E-4,1.9354838709677958E-6,3.548259724665618E-5,4.0672062079641471E-3]
[2004,1,29,6,3.7507791658828826E-3,1.2044993317217303E-3,9.4656468994608919E-4,2.2344489247311912E-6,8.0172213000000928E-5,5.9842498494754341E-3,null,2.8520249856483072E-3,8.0550697102975259E-4,6.7812850021160267E-4,1.9354838709677958E-6,3.548259724665618E-5,4.373078538007287E-3]
[2004,1,29,7,4.1278888841367791E-3,1.1705930895431064E-3,9.8967850484045429E-4,2.2344489247311912E-6,8.0172213000000928E-5,6.370567140445072E-3,null,3.1387724296391192E-3,7.8283222666334035E-4,7.0901567247067107E-4,1.9354838709677958E-6,3.548259724665618E-5,4.6680384098907544E-3]
[2004,1,29,8,4.1091836644946674E-3,1.3371360454238494E-3,1.1469641874537586E-3,2.2344489247311912E-6,5.479075930031656E-5,6.6503091055973235E-3,null,3.1245493172078159E-3,8.942075578111632E-4,8.2169672342070476E-4,1.9354838709677958E-6,2.4249280047833919E-5,4.8666383623584848E-3]
[2004,1,29,9,3.9918032676674996E-3,1.4578522301158024E-3,1.2585425256005916E-3,2.2344489247311912E-6,0,6.7104324723086242E-3,null,3.0352953756210962E-3,9.7493631018538837E-4,9.0163257134243991E-4,1.9354838709677958E-6,0,4.9137997410198921E-3]
[2004,1,29,10,3.77252592528936E-3,1.4943180509811951E-3,1.2924428924941602E-3,2.2344489247311912E-6,0,6.5615213176894466E-3,null,2.8685608301865064E-3,9.9932276863979783E-4,9.2591913643654672E-4,1.9354838709677958E-6,0,4.7957382191338186E-3]
[2004,1,29,11,3.5474092071580746E-3,1.4718313477917091E-3,1.2819126714287345E-3,2.2344489247311912E-6,0,6.3033876753032488E-3,null,2.6973861285038369E-3,9.8428482241801236E-4,9.1837517975419843E-4,1.9354838709677958E-6,0,4.6019816145470155E-3]
[2004,1,29,12,3.4279852769641605E-3,1.4482849420431312E-3,1.2721493468339459E-3,2.2344489247311912E-6,0,6.1506540147659682E-3,null,2.606578320916693E-3,9.685382018316289E-4,9.113806354458531E-4,1.9354838709677958E-6,0,4.488432642065142E-3]
[2004,1,29,13,3.2226606744005194E-3,1.4271176868073693E-3,1.248005352785467E-3,2.2344489247311912E-6,0,5.9000181629180869E-3,null,2.4504531877693318E-3,9.5438263428506982E-4,8.9408363435642378E-4,1.9354838709677958E-6,0,4.3008549402817932E-3]
[2004,1,29,14,3.0487899002784339E-3,1.4012823833522714E-3,1.2392646092305307E-3,2.2344489247311912E-6,0,5.691571341785967E-3,null,2.3182449797839711E-3,9.3710531707643047E-4,8.8782167742880935E-4,1.9354838709677958E-6,0,4.1451074581601785E-3]
[2004,1,29,15,3.1207381306788472E-3,1.3126717956988287E-3,1.1984495767286938E-3,2.2344489247311912E-6,0,5.6340939520311013E-3,null,2.3729531195330784E-3,8.7784713055683787E-4,8.5858137608381098E-4,1.9354838709677958E-6,0,4.1113171100446953E-3]
[2004,1,29,16,3.3314718026026865E-3,1.2726701804124294E-3,1.1625172678448529E-3,2.2344489247311912E-6,0,5.7688936997847004E-3,null,2.53319121169032E-3,8.5109611532830558E-4,8.3283910723377941E-4,1.9354838709677958E-6,0,4.2190619181233721E-3]
[2004,1,29,17,3.8056658626316707E-3,1.272162564851613E-3,1.1473254011605946E-3,2.2344489247311912E-6,0,6.2273882775686091E-3,null,2.8937598422165418E-3,8.5075664824677856E-4,8.2195550056702585E-4,1.9354838709677958E-6,0,4.5684074749013136E-3]
[2004,1,29,18,4.42622078950374E-3,1.2527314657280371E-3,1.1189615877332671E-3,2.2344489247311912E-6,4.0086106500000464E-5,6.8402343983897758E-3,null,3.365618642250615E-3,8.3776213227935374E-4,8.0163537827210828E-4,1.9354838709677958E-6,1.774129862332809E-5,5.0246929352963723E-3]
[2004,1,29,19,4.783273178431806E-3,1.0707588509306263E-3,1.0308044631435634E-3,2.2344489247311912E-6,8.0172213000000928E-5,6.9672431544307275E-3,null,3.6371148539366908E-3,7.160682418009736E-4,7.3847872419874751E-4,1.9354838709677958E-6,3.548259724665618E-5,5.129079901054036E-3]
[2004,1,29,20,4.7200245583041709E-3,1.0843790991933492E-3,1.0086959706664277E-3,2.2344489247311912E-6,8.0172213000000928E-5,6.8955062900886797E-3,null,3.589021741296898E-3,7.2517676069661866E-4,7.2263997698505901E-4,1.9354838709677958E-6,3.548259724665618E-5,5.0742565600961995E-3]
[2004,1,29,21,4.466046147618332E-3,1.195706400699065E-3,1.0341875922763185E-3,2.2344489247311912E-6,8.0172213000000928E-5,6.7783468025184486E-3,null,3.3959011279374183E-3,7.9962671269501651E-4,7.4090243206487128E-4,1.9354838709677958E-6,3.548259724665618E-5,4.9738483538149299E-3]
[2004,1,29,22,4.1346245501448515E-3,1.2173285679896613E-3,1.0241143033492624E-3,2.2344489247311912E-6,8.0172213000000928E-5,6.458474083408508E-3,null,3.1438941088690617E-3,8.1408650193910931E-4,7.3368582617954956E-4,1.9354838709677958E-6,3.548259724665618E-5,4.7290845181053448E-3]
[2004,1,29,23,3.7856606658647138E-3,1.2030560855268268E-3,9.801582285771126E-4,2.2344489247311912E-6,8.0172213000000928E-5,6.051281641893386E-3,null,2.8785482505714918E-3,8.0454180248188366E-4,7.0219525044074331E-4,1.9354838709677958E-6,3.548259724665618E-5,4.4227033846117427E-3]
[2004,1,29,24,3.5134765427242906E-3,1.2531621286620126E-3,9.7938321477701595E-4,2.2344489247311912E-6,8.0172213000000928E-5,5.8284285480880516E-3,null,2.6715843410578966E-3,8.3805013741671279E-4,7.0164002272996451E-4,1.9354838709677958E-6,3.548259724665618E-5,4.2486925823221975E-3]
[2004,1,30,1,2.6906629779436925E-3,9.8888183068001224E-4,8.0125081065756331E-4,2.2344489247311912E-6,8.0172213000000928E-5,4.563202281206E-3,null,2.0459317122307769E-3,6.6131311754138577E-4,5.7402417002845347E-4,1.9354838709677958E-6,3.548259724665618E-5,3.3186870809182398E-3]
[2004,1,30,2,2.6435609783133545E-3,9.6093182085609766E-4,7.8552348184860561E-4,2.2344489247311912E-6,8.0172213000000928E-5,4.47242294294279E-3,null,2.0101161992723913E-3,6.4262159388455526E-4,5.6275695288964314E-4,1.9354838709677958E-6,3.548259724665618E-5,3.2529128271642136E-3]
[2004,1,30,3,2.6175086481991703E-3,9.2570960898769397E-4,7.630300363981867E-4,2.2344489247311912E-6,8.0172213000000928E-5,4.3886549555097829E-3,null,1.9903064762431437E-3,6.1906679692627805E-4,5.4664242147948376E-4,1.9354838709677958E-6,3.548259724665618E-5,3.1934337757665294E-3]
[2004,1,30,4,2.7626450764437743E-3,9.1785398014157765E-4,7.517088226337309E-4,2.2344489247311912E-6,8.0172213000000928E-5,4.5146145411438156E-3,null,2.100665604673444E-3,6.138133578991894E-4,5.3853178964184082E-4,1.9354838709677958E-6,3.548259724665618E-5,3.290428833332098E-3]
[2004,1,30,5,2.9691089592104552E-3,8.4466634225425087E-4,7.2212774938794637E-4,2.2344489247311912E-6,8.0172213000000928E-5,4.618309712777385E-3,null,2.2576570259868157E-3,5.6486924397662337E-4,5.1733961012376067E-4,1.9354838709677958E-6,3.548259724665618E-5,3.3772839612048241E-3]
[2004,1,30,6,3.2516960198677525E-3,8.868010700305572E-4,7.4576230515567337E-4,2.2344489247311912E-6,8.0172213000000928E-5,4.9666660569787149E-3,null,2.4725311419962069E-3,5.9304677471691992E-4,5.3427164448566894E-4,1.9354838709677958E-6,3.548259724665618E-5,3.6372676423164197E-3]
[2004,1,30,7,3.6101325262229284E-3,8.5218594925587029E-4,8.060931715423602E-4,2.2344489247311912E-6,8.0172213000000928E-5,5.3508183089458908E-3,null,2.7450798116678381E-3,5.698979689411699E-4,5.7749328625386186E-4,1.9354838709677958E-6,3.548259724665618E-5,3.929889147980494E-3]
[2004,1,30,8,3.7004694867048965E-3,1.0594684993059176E-3,9.9942117843032792E-4,2.2344489247311912E-6,5.3454555803764687E-5,5.8150481691696381E-3,null,2.8137704108813621E-3,7.0851783749640651E-4,7.1599542219060667E-4,1.9354838709677958E-6,2.3657903450711382E-5,4.263877057890054E-3]
[2004,1,30,9,3.6366160995903478E-3,1.174728322717197E-3,1.0750272428988591E-3,2.2344489247311912E-6,0,5.8886061141311353E-3,null,{"$f":"E707*T$5","v":2.7652174443069887E-3},{"$f":"F707*U$5","v":7.8559765712962564E-4},{"$f":"G707*V$5","v":7.7016037008008147E-4},{"$f":"H707*W$5","v":1.9354838709677958E-6},{"$f":"I707*X$5","v":0},{"$f":"SUM(L707:P707)","v":4.3229109553876632E-3}]
[2004,1,30,10,3.5767608781228019E-3,1.0452663384148844E-3,1.0396104603015203E-3,2.2344489247311912E-6,0,{"$f":"SUM(E708:I708)","v":5.6638721257639378E-3},null,2.7197046109469977E-3,6.9902016547606521E-4,7.4478742946635366E-4,1.9354838709677958E-6,0,4.1654476897603834E-3]
[2004,1,30,11,3.2513177220470485E-3,1.0885298238685944E-3,1.0706088154206245E-3,2.2344489247311912E-6,0,5.4126908102609984E-3,null,2.4722434911404918E-3,7.279525510791306E-4,7.6699496402708408E-4,1.9354838709677958E-6,0,3.9691264901176738E-3]
[2004,1,30,12,2.9943254100671434E-3,1.1512865470797576E-3,1.0869761068393767E-3,2.2344489247311912E-6,0,5.2348225129110089E-3,null,2.2768311614696011E-3,7.6992100776006398E-4,7.7872065684048998E-4,1.9354838709677958E-6,0,3.8274083099411231E-3]
[2004,1,30,13,2.8318305589340202E-3,1.1224775847962591E-3,1.0571127049889529E-3,2.2344489247311912E-6,0,5.0136552976439638E-3,null,2.1532730006249643E-3,7.5065506104150456E-4,7.5732621425971122E-4,1.9354838709677958E-6,0,3.6631897597971478E-3]
[2004,1,30,14,2.6172806980313255E-3,1.1982665516691625E-3,1.0982056131496514E-3,2.2344489247311912E-6,0,4.9159873117748699E-3,null,1.9901331470372845E-3,8.0133880949656013E-4,7.8676558853209679E-4,1.9354838709677958E-6,0,3.5801730289369092E-3]
[2004,1,30,15,2.594309518774152E-3,1.0663636629655272E-3,1.0383094823424107E-3,2.2344489247311912E-6,0,4.7012171130068215E-3,null,1.9726662756770126E-3,7.131289669905736E-4,7.4385539572202543E-4,1.9354838709677958E-6,0,3.4315861222605792E-3]
[2004,1,30,16,2.7655530515365021E-3,1.0657042879507498E-3,1.0166868414249654E-3,2.2344489247311912E-6,0,4.8501786298369483E-3,null,2.1028767766074095E-3,7.1268801102078753E-4,7.2836471747076271E-4,1.9354838709677958E-6,0,3.5458649889699274E-3]
[2004,1,30,17,3.0770067139306435E-3,1.0863654072517334E-3,1.0051292816968334E-3,2.2344489247311912E-6,0,5.1707358518039408E-3,null,2.3397005371474881E-3,7.2650510098332848E-4,7.2008476499863894E-4,1.9354838709677958E-6,0,3.7882258870004233E-3]
[2004,1,30,18,3.9790938477606598E-3,7.2017868844786092E-4,8.3603416787364482E-4,2.2344489247311912E-6,3.874990292327638E-5,5.5762910559301734E-3,null,3.0256313614191641E-3,4.8161832775996599E-4,5.9894331830410822E-4,1.9354838709677958E-6,1.7149921990722956E-5,4.1252784133449282E-3]
[2004,1,30,19,4.0497028507513865E-3,7.6118533687392865E-4,8.3798490897472855E-4,2.2344489247311912E-6,8.0172213000000928E-5,5.7312797585247766E-3,null,3.0793211767442064E-3,5.0904145726768314E-4,6.0034084892322988E-4,1.9354838709677958E-6,3.548259724665618E-5,4.2261215640527431E-3]
[2004,1,30,20,4.1170037303886681E-3,5.8535225926473926E-4,7.414640216935203E-4,2.2344489247311912E-6,8.0172213000000928E-5,5.5262266732716593E-3,null,3.1304955545981626E-3,3.91453372308464E-4,5.3119231081874302E-4,1.9354838709677958E-6,3.548259724665618E-5,4.0905593188429934E-3]
[2004,1,30,21,3.7554040293011912E-3,8.1194339847305986E-4,8.1521483980063428E-4,2.2344489247311912E-6,8.0172213000000928E-5,5.4649689294996176E-3,null,2.8555416485710953E-3,5.429858284908824E-4,5.8402814148468974E-4,1.9354838709677958E-6,3.548259724665618E-5,4.0199736996642914E-3]
[2004,1,30,22,3.593499291115263E-3,8.1278843547088846E-4,7.9311694185351712E-4,2.2344489247311912E-6,8.0172213000000928E-5,5.2818113303644007E-3,null,2.7324321989929236E-3,5.4355094561017205E-4,5.6819698429926685E-4,1.9354838709677958E-6,3.548259724665618E-5,3.8815982100199866E-3]
[2004,1,30,23,3.3103176305538354E-3,9.1258375419608255E-4,7.9371461243709263E-4,2.2344489247311912E-6,8.0172213000000928E-5,5.0990226591117425E-3,null,2.5171059599157527E-3,6.1028890286115298E-4,5.6862516153930712E-4,1.9354838709677958E-6,3.548259724665618E-5,3.733438105433837E-3]
[2004,1,30,24,2.9314578141096774E-3,9.7059032202936825E-4,8.016367474542453E-4,2.2344489247311912E-6,8.0172213000000928E-5,4.7860915455180232E-3,null,2.2290277727525982E-3,6.4908070085113842E-4,5.7430065904593981E-4,1.9354838709677958E-6,3.548259724665618E-5,3.4898272137673008E-3]
[2004,1,31,1,2.2547674549034512E-3,8.1902692726253286E-4,6.8844085732040609E-4,2.2344489247311912E-6,8.0172213000000928E-5,3.8446419014111217E-3,null,1.7144846000811131E-3,5.4772292685959163E-4,4.9320598055022113E-4,1.9354838709677958E-6,3.548259724665618E-5,2.7928315886085499E-3]
[2004,1,31,2,2.1189466560404607E-3,8.7640354352823261E-4,6.974802704050176E-4,2.2344489247311912E-6,8.0172213000000928E-5,3.7752371318984426E-3,null,1.6112089086057443E-3,5.8609344576229338E-4,4.9968190734420484E-4,1.9354838709677958E-6,3.548259724665618E-5,2.7344023428298664E-3]
[2004,1,31,3,2.1784185373590463E-3,7.7797925210760686E-4,6.5030932159256373E-4,2.2344489247311912E-6,8.0172213000000928E-5,3.6891137729839485E-3,null,1.6564302570143466E-3,5.2027236079361038E-4,4.6588816338617749E-4,1.9354838709677958E-6,3.548259724665618E-5,2.6800088623117587E-3]
[2004,1,31,4,2.2518671978776399E-3,7.7006603098818806E-4,6.4161543845472533E-4,2.2344489247311912E-6,8.0172213000000928E-5,3.7459553292452847E-3,null,1.712279296826351E-3,5.1498040702732607E-4,4.5965977773446565E-4,1.9354838709677958E-6,3.548259724665618E-5,2.7243375627057668E-3]
[2004,1,31,5,2.3591477158568107E-3,7.3810928699603884E-4,6.2779351683869855E-4,2.2344489247311912E-6,8.0172213000000928E-5,3.8074571816162799E-3,null,1.793853472275805E-3,4.9360938640559252E-4,4.4975761354529395E-4,1.9354838709677958E-6,3.548259724665618E-5,2.7746385533443151E-3]
[2004,1,31,6,2.4052018176213058E-3,8.0335986543724077E-4,6.6350611819337806E-4,2.2344489247311912E-6,8.0172213000000928E-5,3.9544744631766571E-3,null,1.8288721825530368E-3,5.3724560471962192E-4,4.7534248170330964E-4,1.9354838709677958E-6,3.548259724665618E-5,2.8788783500935922E-3]
[2004,1,31,7,2.8222401335683896E-3,6.7588310525127239E-4,6.2157456617488297E-4,2.2344489247311912E-6,8.0172213000000928E-5,4.2021044669192775E-3,null,2.1459806137485073E-3,4.5199572846829324E-4,4.4530229450441214E-4,1.9354838709677958E-6,3.548259724665618E-5,3.0806967178388365E-3]
[2004,1,31,8,2.9746755555007899E-3,6.8657507467288943E-4,6.7607328505540562E-4,2.2344489247311912E-6,5.2118352227040603E-5,4.3916767163808563E-3,null,2.2618897656398085E-3,4.5914596564678855E-4,4.8434572691895473E-4,1.9354838709677958E-6,2.3066526818106248E-5,3.2303834688946257E-3]
[2004,1,31,9,3.1869115143348661E-3,7.0476203957723596E-4,7.1479911755404778E-4,2.2344489247311912E-6,0,4.6087071203908805E-3,null,2.4232701697312156E-3,4.7130846887656126E-4,5.1208930428950469E-4,1.9354838709677958E-6,0,3.4086034267682493E-3]
[2004,1,31,10,3.3190485025951255E-3,6.4684529253418053E-4,6.9326638251152679E-4,2.2344489247311912E-6,0,4.6613946265655634E-3,null,2.5237447579113145E-3,4.3257673839410232E-4,4.9666303551470993E-4,1.9354838709677958E-6,0,3.4549200156910949E-3]
[2004,1,31,11,3.4103220488926741E-3,4.8127174724281913E-4,6.2602004425909631E-4,2.2344489247311912E-6,0,4.5198482893193202E-3,null,2.5931475201259385E-3,3.2184969900283925E-4,4.484870798846304E-4,1.9354838709677958E-6,0,3.3654197828843755E-3]
[2004,1,31,12,3.0522012141885849E-3,6.7086104791662762E-4,6.999174289363337E-4,2.2344489247311912E-6,0,4.4252141399662775E-3,null,2.3208388814975503E-3,4.4863723578554093E-4,5.0142791232112135E-4,1.9354838709677958E-6,0,3.2728395134751804E-3]
[2004,1,31,13,2.8936141260719741E-3,6.7561602745986487E-4,6.754240302838479E-4,2.2344489247311912E-6,0,4.2468886327404181E-3,null,2.2002521133337896E-3,4.5181712062923493E-4,4.8388059424586005E-4,1.9354838709677958E-6,0,3.1378853120798524E-3]
[2004,1,31,14,2.5138935763731962E-3,8.4164814796350632E-4,7.5881283625433595E-4,2.2344489247311912E-6,0,4.1165890095157696E-3,null,1.9115194400919865E-3,5.6285083144862159E-4,5.4362117672039124E-4,1.9354838709677958E-6,0,3.0199269321319671E-3]
[2004,1,31,15,2.4194808213408386E-3,8.4453654365464963E-4,7.5681722199062143E-4,2.2344489247311912E-6,0,4.0230690359108401E-3,null,1.8397296800428116E-3,5.6478244137403563E-4,5.4219149851453014E-4,1.9354838709677958E-6,0,2.9486391038023451E-3]
[2004,1,31,16,2.59660742349202E-3,7.6402458461795385E-4,7.1440981061416092E-4,2.2344489247311912E-6,0,4.0772762676488661E-3,null,1.9744135610756334E-3,5.1094019958331709E-4,5.1181040086740212E-4,1.9354838709677958E-6,0,2.9990996453973201E-3]
[2004,1,31,17,2.8912987020865782E-3,7.5066036507618239E-4,7.1151380388038976E-4,2.2344489247311912E-6,0,4.3557073199678815E-3,null,2.1984915065993847E-3,5.0200289947881531E-4,5.0973567240580398E-4,1.9354838709677958E-6,0,3.2121655623549719E-3]
[2004,1,31,18,3.2862349796107405E-3,7.51154883133997E-4,7.0340907324644277E-4,2.2344489247311912E-6,3.74136994267245E-5,4.7804470843426363E-3,null,2.4987939454854963E-3,5.0233360762649045E-4,5.0392936155584979E-4,1.9354838709677958E-6,1.6558545393600412E-5,3.5235509439324048E-3]
[2004,1,31,19,3.2430793123967693E-3,7.0371029195996453E-4,6.8751934455838024E-4,2.2344489247311912E-6,8.0172213000000928E-5,4.7167156108398464E-3,null,2.4659791526856121E-3,4.7060511436638059E-4,4.9254579950409102E-4,1.9354838709677958E-6,3.548259724665618E-5,3.4665481476737077E-3]
[2004,1,31,20,3.2394645252536705E-3,6.0119263415488037E-4,6.3214553967616918E-4,2.2344489247311912E-6,8.0172213000000928E-5,4.5552093610094525E-3,null,2.4632305335870277E-3,4.0204659727895408E-4,4.5287544664323964E-4,1.9354838709677958E-6,3.548259724665618E-5,3.3555706586268453E-3]
[2004,1,31,21,2.9730510643914843E-3,7.4068400515010899E-4,6.7193129894252272E-4,2.2344489247311912E-6,8.0172213000000928E-5,4.4680730304088477E-3,null,2.2606545318316321E-3,4.9533122498774925E-4,4.8137836625099386E-4,1.9354838709677958E-6,3.548259724665618E-5,3.2747822041879989E-3]
[2004,1,31,22,2.9089188607489031E-3,6.7547009225726819E-4,6.3723804518624086E-4,2.2344489247311912E-6,8.0172213000000928E-5,4.3040336601171446E-3,null,2.2118895581864097E-3,4.5171952669961253E-4,4.5652376900360669E-4,1.9354838709677958E-6,3.548259724665618E-5,3.1575509350072529E-3]
[2004,1,31,23,2.8928375387440911E-3,5.948129428683316E-4,5.8554068530414954E-4,2.2344489247311912E-6,8.0172213000000928E-5,4.1555978288413042E-3,null,2.1996616103036972E-3,3.9778018909673683E-4,4.1948725845751951E-4,1.9354838709677958E-6,3.548259724665618E-5,3.0543471389755774E-3]
[2004,1,31,24,2.2160118432685391E-3,9.0258409807607233E-4,6.9470550790751021E-4,2.2344489247311912E-6,8.0172213000000928E-5,3.8957081111768536E-3,null,1.6850155303682782E-3,6.0360164907824303E-4,4.9769403947752446E-4,1.9354838709677958E-6,3.548259724665618E-5,2.8237293000416695E-3]
[2004,2,1,1,2.155538947646037E-3,1.1071498725474516E-3,7.77469219071738E-4,2.3885488505747157E-6,8.0172213000001118E-5,4.1227188011158031E-3,null,1.639033028695381E-3,7.4040467837943689E-4,5.569867977220144E-4,2.0689655172414317E-6,3.5482597246656262E-5,2.9739760675607297E-3]
[2004,2,1,2,2.1439417220474395E-3,1.0333076814266647E-3,7.4916578565796153E-4,2.3885488505747157E-6,8.0172213000001118E-5,4.0089759509826422E-3,null,1.6302147070324433E-3,6.9102283304550629E-4,5.367099322783897E-4,2.0689655172414317E-6,3.5482597246656262E-5,2.8954990351202367E-3]
[2004,2,1,3,2.0239191497742038E-3,1.058776282305019E-3,7.505973094455319E-4,2.3885488505747157E-6,8.0172213000001118E-5,3.9158535033753305E-3,null,1.5389517027802392E-3,7.0805491850176321E-4,5.3773549037219263E-4,2.0689655172414317E-6,3.5482597246656262E-5,2.8222936744180926E-3]
[2004,2,1,4,2.1371461899292931E-3,9.5800524185198435E-4,7.0479703614961667E-4,2.3885488505747157E-6,8.0172213000001118E-5,3.88250922978147E-3,null,1.62504750668964E-3,6.4066444893063246E-4,5.0492371219228887E-4,2.0689655172414317E-6,3.5482597246656262E-5,2.8081872305764583E-3]
[2004,2,1,5,2.2328726222550456E-3,9.4403703712441834E-4,6.9729569138638078E-4,2.3885488505747157E-6,8.0172213000001118E-5,3.9567661126164201E-3,null,1.6978361633142041E-3,6.3132323471447999E-4,4.9954967307177926E-4,2.0689655172414317E-6,3.5482597246656262E-5,2.866260633864361E-3]
[2004,2,1,6,2.3217415549120204E-3,9.4479496589080559E-4,7.060555103215498E-4,2.3885488505747157E-6,8.0172213000001118E-5,4.0551527929749516E-3,null,1.7654105005855184E-3,6.3183009834552595E-4,5.0582529579437381E-4,2.0689655172414317E-6,3.5482597246656262E-5,2.9406174574893155E-3]
[2004,2,1,7,2.3879772289953438E-3,9.7418135078356958E-4,7.3273205770099507E-4,2.3885488505747157E-6,8.0172213000001118E-5,4.1774513993304849E-3,null,1.8157749153037148E-3,6.5148219549584086E-4,5.2493664365827657E-4,2.0689655172414317E-6,3.5482597246656262E-5,3.0297453172217297E-3]
[2004,2,1,8,2.8265330117671944E-3,9.118898705336323E-4,7.41456016757296E-4,2.3885488505747157E-6,5.0782148650316641E-5,4.5330495965590148E-3,null,2.1492448410841774E-3,6.0982486928930495E-4,5.3118657600161566E-4,2.0689655172414317E-6,2.2475150185501169E-5,3.3148004020778408E-3]
[2004,2,1,9,3.1515848326825174E-3,8.3728556598330222E-4,7.3033827265797527E-4,2.3885488505747157E-6,0,4.7215972201743693E-3,null,2.3964083966764361E-3,5.5993336183764219E-4,5.232217118862659E-4,2.0689655172414317E-6,0,3.4816324359175856E-3]
[2004,2,1,10,3.2906320552409155E-3,8.939867121795465E-4,7.8905820871328649E-4,2.3885488505747157E-6,0,4.9760655249843234E-3,null,2.5021374026730357E-3,5.9785216122889293E-4,5.6528926690142009E-4,2.0689655172414317E-6,0,3.6673477963205903E-3]
[2004,2,1,11,3.1498363810812655E-3,9.4278783712690431E-4,8.0559013417411931E-4,2.3885488505747157E-6,0,4.9006029012328639E-3,null,2.3950789055407471E-3,6.3048783424583094E-4,5.77132905204686E-4,2.0689655172414317E-6,0,3.6047686105085052E-3]
[2004,2,1,12,3.0118557035507055E-3,9.5850733660217803E-4,8.0994037530153159E-4,2.3885488505747157E-6,0,4.7826919643049904E-3,null,2.2901608811917427E-3,6.4100022397902572E-4,5.8024946186755811E-4,2.0689655172414317E-6,0,3.5134795325555681E-3]
[2004,2,1,13,2.8700868320195041E-3,9.789658142184464E-4,8.055519140084174E-4,2.3885488505747157E-6,0,4.6569931090969432E-3,null,2.1823623822899876E-3,6.5468179764416367E-4,5.7710552389211378E-4,2.0689655172414317E-6,0,3.4162186693435063E-3]
[2004,2,1,14,2.786830740894987E-3,8.9186293417011767E-4,7.9218880591694872E-4,2.3885488505747157E-6,0,4.4732710298326286E-3,null,2.1190559487216328E-3,5.9643188813578185E-4,5.6753205834402822E-4,2.0689655172414317E-6,0,3.2850888607186845E-3]
[2004,2,1,15,2.6086490142471059E-3,9.2999602094713313E-4,8.0346754737112508E-4,2.3885488505747157E-6,0,4.3445011314159395E-3,null,1.9835697700075908E-3,6.2193332795963121E-4,5.7561226258979472E-4,2.0689655172414317E-6,0,3.1831843260742578E-3]
[2004,2,1,16,2.7197606128053311E-3,9.0620638133419393E-4,7.8656353400809696E-4,2.3885488505747157E-6,0,4.4149190769981975E-3,null,2.0680570301923129E-3,6.0602404512166024E-4,5.6350205675686842E-4,2.0689655172414317E-6,0,3.2396520975880826E-3]
[2004,2,1,17,3.0984750494759883E-3,9.4429106413385945E-4,7.9972861269554944E-4,2.3885488505747157E-6,0,4.8448832751559721E-3,null,2.3560246731916834E-3,6.3149311486430308E-4,5.7293365204065018E-4,2.0689655172414317E-6,0,3.5625204056138776E-3]
[2004,2,1,18,3.5162932291906801E-3,9.0677746983639212E-4,7.7494054170395188E-4,2.3885488505747157E-6,3.4741292273276414E-5,5.2351410818548749E-3,null,2.6737260987630559E-3,6.06405959629606E-4,5.5517522772669426E-4,2.0689655172414317E-6,1.5375792128390182E-5,3.8527520437649874E-3]
[2004,2,1,19,3.5443940490886183E-3,9.2436818478386221E-4,7.8275391942917631E-4,2.3885488505747157E-6,8.0172213000001118E-5,5.3340769151522336E-3,null,2.6950934565630339E-3,6.1816972166949891E-4,5.6077281041139692E-4,2.0689655172414317E-6,3.5482597246656262E-5,3.9115875514078276E-3]
[2004,2,1,20,3.6264675087625477E-3,8.4433575279538537E-4,7.3431604635461106E-4,2.3885488505747157E-6,8.0172213000001118E-5,5.2876800697631201E-3,null,2.7575006384568117E-3,5.6464816281314573E-4,5.2607142912137052E-4,2.0689655172414317E-6,3.5482597246656262E-5,3.8857717931552252E-3]
[2004,2,1,21,3.4580655621755476E-3,8.7008617935588892E-4,7.3613212403137655E-4,2.3885488505747157E-6,8.0172213000001118E-5,5.1468446274133897E-3,null,2.6294508285222185E-3,5.8186871873643227E-4,5.2737248550377468E-4,2.0689655172414317E-6,3.5482597246656262E-5,3.7762435955263226E-3]
[2004,2,1,22,3.3149270691532956E-3,9.1279493409537752E-4,7.4442731214768225E-4,2.3885488505747157E-6,8.0172213000001118E-5,5.0547100772469315E-3,null,2.5206108940838451E-3,6.1043012907568332E-4,5.3331524201691261E-4,2.0689655172414317E-6,3.5482597246656262E-5,3.7019078279403382E-3]
[2004,2,1,23,2.7231070928658528E-3,1.0167965225212222E-3,7.7738294070522928E-4,2.3885488505747157E-6,8.0172213000001118E-5,4.5998473179428801E-3,null,2.0706016334132642E-3,6.7998102235466691E-4,5.5692498702919783E-4,2.0689655172414317E-6,3.5482597246656262E-5,3.3450592055610262E-3]
[2004,2,1,24,2.3641022454209911E-3,1.0425321475640409E-3,7.69203553209142E-4,2.3885488505747157E-6,8.0172213000001118E-5,4.2583987080447505E-3,null,1.7976208074038517E-3,6.9719167978705109E-4,5.510651912494851E-4,2.0689655172414317E-6,3.5482597246656262E-5,3.0834292412042852E-3]
[2004,2,2,1,2.1927931133499329E-3,8.3801799712469806E-4,6.5602582141827744E-4,2.3885488505747157E-6,8.0172213000001118E-5,3.769397693743484E-3,null,{"$f":"E771*T$5","v":1.6673604259395168E-3},{"$f":"F771*U$5","v":5.6042317397340339E-4},{"$f":"G771*V$5","v":4.6998352157399655E-4},{"$f":"H771*W$5","v":2.0689655172414317E-6},{"$f":"I771*X$5","v":3.5482597246656262E-5},{"$f":"SUM(L771:P771)","v":2.735318684250814E-3}]
[2004,2,2,2,2.1384413905138318E-3,8.2180639098522251E-4,6.4968622389953684E-4,2.3885488505747157E-6,8.0172213000001118E-5,{"$f":"SUM(E772:I772)","v":3.6924947672491671E-3},null,1.6260323539080876E-3,5.4958168870809397E-4,4.6544176990821913E-4,2.0689655172414317E-6,3.5482597246656262E-5,2.6786073752882982E-3]
[2004,2,2,3,2.0984590227574231E-3,7.8417605396192589E-4,6.3248711417502094E-4,2.3885488505747157E-6,8.0172213000001118E-5,3.5976829527449455E-3,null,1.5956304809149023E-3,5.2441646196518105E-4,4.5312015406268719E-4,2.0689655172414317E-6,3.5482597246656262E-5,2.6107186597066679E-3]
[2004,2,2,4,2.1981310513996691E-3,7.6993923738354324E-4,6.2047842149434641E-4,2.3885488505747157E-6,8.0172213000001118E-5,3.6711094721281344E-3,null,1.6714192979808695E-3,5.1489561401023287E-4,4.4451700538881083E-4,2.0689655172414317E-6,3.5482597246656262E-5,2.6683834801438104E-3]
[2004,2,2,5,2.2981878474092662E-3,7.2581845506654633E-4,6.0994667124570105E-4,2.3885488505747157E-6,8.0172213000001118E-5,3.7165137355720896E-3,null,1.7475006852294083E-3,4.8538991252277227E-4,4.3697195318416563E-4,2.0689655172414317E-6,3.5482597246656262E-5,2.7074141137002437E-3]
[2004,2,2,6,2.4705162180413561E-3,7.1399073004713533E-4,6.1620938583552916E-4,2.3885488505747157E-6,8.0172213000001118E-5,3.8832770957745967E-3,null,1.8785360773552185E-3,4.7748014063361718E-4,4.4145862514347495E-4,2.0689655172414317E-6,3.5482597246656262E-5,2.8350264058962077E-3]
[2004,2,2,7,2.9114454393119023E-3,6.5158162001834866E-4,6.4042864847931513E-4,2.3885488505747157E-6,8.0172213000001118E-5,4.2860164696601425E-3,null,2.2138107230620769E-3,4.3574414970359951E-4,4.5880954941447948E-4,2.0689655172414317E-6,3.5482597246656262E-5,3.145915984944053E-3]
[2004,2,2,8,2.8600265935364378E-3,8.5258884388146681E-4,8.1200591736722502E-4,2.3885488505747157E-6,4.9445945153764768E-5,4.5764558487894694E-3,null,2.1747127579729211E-3,5.7016740406741809E-4,5.817292370567345E-4,2.0689655172414317E-6,2.1883773588378631E-5,3.3505621382026937E-3]
[2004,2,2,9,2.8726043234852945E-3,1.0288026194840538E-3,9.363427451368402E-4,2.3885488505747157E-6,0,4.8401382369567631E-3,null,2.1842766375004515E-3,6.8801008019116748E-4,6.7080539575147685E-4,2.0689655172414317E-6,0,3.5451610789603368E-3]
[2004,2,2,10,2.6928064934262342E-3,1.0783062277322977E-3,9.7782984543505025E-4,2.3885488505747157E-6,0,4.751331115444157E-3,null,2.0475616028329587E-3,7.211155377741847E-4,7.0052717325086347E-4,2.0689655172414317E-6,0,3.4712732793752482E-3]
[2004,2,2,11,2.6114292105028753E-3,1.0938984933673149E-3,1.0010548227167495E-3,2.3885488505747157E-6,0,4.7087710754375144E-3,null,1.9856837812132046E-3,7.3154284008343637E-4,7.1716578145035611E-4,2.0689655172414317E-6,0,3.4364613682642381E-3]
[2004,2,2,12,2.4736470618084601E-3,1.0554721593691336E-3,9.7468208503426169E-4,2.3885488505747157E-6,0,4.5061898550624304E-3,null,1.8809167146188468E-3,7.0584529165689772E-4,6.9827208592055778E-4,2.0689655172414317E-6,0,3.2871030577135436E-3]
[2004,2,2,13,2.3166684657712168E-3,1.060986900380587E-3,9.6464984210855643E-4,2.3885488505747157E-6,0,4.3446937571109349E-3,null,1.7615530148887865E-3,7.0953326574800795E-4,6.9108488580499621E-4,2.0689655172414317E-6,0,3.1642401319590323E-3]
[2004,2,2,14,2.2401600017847591E-3,9.7036350244084513E-4,9.3004369443461807E-4,2.3885488505747157E-6,0,4.1429557475107974E-3,null,1.703377355578386E-3,6.4892901561984788E-4,6.6629269223440616E-4,2.0689655172414317E-6,0,3.0206680289498813E-3]
[2004,2,2,15,2.149639783028933E-3,9.8792546558640576E-4,9.3631808736146561E-4,2.3885488505747157E-6,0,4.0762718848273791E-3,null,1.6345474100709976E-3,6.6067354993892943E-4,6.7078773067225843E-4,2.0689655172414317E-6,0,2.9680776561994268E-3]
[2004,2,2,16,2.2392184097794927E-3,1.0462063539733301E-3,9.3920917467417723E-4,2.3885488505747157E-6,0,4.2270224872775746E-3,null,1.7026613859607309E-3,6.9964879935344735E-4,6.7285893481094396E-4,2.0689655172414317E-6,0,3.0772380856423638E-3]
[2004,2,2,17,2.702813064524925E-3,1.0093841399192954E-3,9.1686123907571207E-4,2.3885488505747157E-6,0,4.6314469923705078E-3,null,2.0551704194366458E-3,6.750240035331978E-4,6.568486481277635E-4,2.0689655172414317E-6,0,3.3891120366148484E-3]
[2004,2,2,18,3.4752911446010795E-3,8.0431049690430126E-4,8.0517472100749663E-4,2.3885488505747157E-6,3.3405088776724541E-5,5.1205700001401774E-3,null,2.6425488514388506E-3,5.378813379686415E-4,5.7683529901818645E-4,2.0689655172414317E-6,1.4784415531267643E-5,3.7741188694741874E-3]
[2004,2,2,19,3.8306802283013057E-3,6.016964123480616E-4,6.9939062308316453E-4,2.3885488505747157E-6,8.0172213000001118E-5,5.2143280255831075E-3,null,2.9127803157594436E-3,4.0238349812711001E-4,5.0105050328938083E-4,2.0689655172414317E-6,3.5482597246656262E-5,3.8537658799398318E-3]
[2004,2,2,20,3.5277711370756385E-3,7.9904383631107458E-4,7.62076789648057E-4,2.3885488505747157E-6,8.0172213000001118E-5,5.171452524885347E-3,null,2.6824536933835632E-3,5.3435926725414165E-4,5.459595058838958E-4,2.0689655172414317E-6,3.5482597246656262E-5,3.8003240292854984E-3]
[2004,2,2,21,3.3856178818231649E-3,8.3352165182840998E-4,7.563992870934065E-4,2.3885488505747157E-6,8.0172213000001118E-5,5.0580995825955577E-3,null,2.5743629160168121E-3,5.5741625036213026E-4,5.4189208573477538E-4,2.0689655172414317E-6,3.5482597246656262E-5,3.7112228148776152E-3]
[2004,2,2,22,3.2400083751049202E-3,8.5575025028442942E-4,7.5009861385855301E-4,2.3885488505747157E-6,8.0172213000001118E-5,4.9284180010984785E-3,null,2.4636440672278011E-3,5.7228158946277612E-4,5.3737821981894671E-4,2.0689655172414317E-6,3.5482597246656262E-5,3.6108554392734211E-3]
[2004,2,2,23,2.7823595449780374E-3,8.572142099415866E-4,7.2253301392733089E-4,2.3885488505747157E-6,8.0172213000001118E-5,4.4446675306975313E-3,null,2.1156561318017614E-3,5.7326061010487214E-4,5.1762994573124822E-4,2.0689655172414317E-6,3.5482597246656262E-5,3.2440982504017791E-3]
[2004,2,2,24,2.3120674140773029E-3,8.7989640627573551E-4,7.1272960282481367E-4,2.3885488505747157E-6,8.0172213000001118E-5,3.9872541850284283E-3,null,1.7580544579727563E-3,5.8842929204951544E-4,5.1060668304406048E-4,2.0689655172414317E-6,3.5482597246656262E-5,2.8946419958302294E-3]
[2004,2,3,1,2.3013672919989015E-3,9.992591552957608E-4,7.5135960067931309E-4,2.3885488505747157E-6,8.0172213000001118E-5,4.1345468098245514E-3,null,1.749918277683959E-3,6.6825293651718849E-4,5.3828160350801856E-4,2.0689655172414317E-6,3.5482597246656262E-5,2.9940043804730634E-3]
[2004,2,3,2,2.2565916510994734E-3,9.4577669345801525E-4,7.3712637330777808E-4,2.3885488505747157E-6,8.0172213000001118E-5,4.0220554797158426E-3,null,1.7158716860437055E-3,6.3248662706099571E-4,5.2808477572313726E-4,2.0689655172414317E-6,3.5482597246656262E-5,2.9139946515917359E-3]
[2004,2,3,3,2.2907032149234725E-3,9.8021461567407539E-4,7.4075399044575604E-4,2.3885488505747157E-6,8.0172213000001118E-5,4.0942325828938805E-3,null,1.7418095053668226E-3,6.555169315885747E-4,5.3068363726450647E-4,2.0689655172414317E-6,3.5482597246656262E-5,2.965561636983801E-3]
[2004,2,3,4,2.436631889145635E-3,9.4406494866667342E-4,7.1879847104319532E-4,2.3885488505747157E-6,8.0172213000001118E-5,4.1820560707060798E-3,null,1.852771043382664E-3,6.3134190051301268E-4,5.1495448150583008E-4,2.0689655172414317E-6,3.5482597246656262E-5,3.0366189881654041E-3]
[2004,2,3,5,2.5898640905923542E-3,9.445781881012768E-4,7.2288357362182052E-4,2.3885488505747157E-6,8.0172213000001118E-5,4.3398866141660282E-3,null,1.9692860520792821E-3,6.316851285509971E-4,5.1788109023556358E-4,2.0689655172414317E-6,3.5482597246656262E-5,3.1564038336297402E-3]
[2004,2,3,6,2.8193031400080121E-3,9.7425366931007114E-4,7.5453372869213218E-4,2.3885488505747157E-6,8.0172213000001118E-5,4.630651299860792E-3,null,2.1437473766939036E-3,6.5153055839293637E-4,5.4055558086178528E-4,2.0689655172414317E-6,3.5482597246656262E-5,3.3733850787125226E-3]
[2004,2,3,7,3.1674243471405761E-3,9.4483965452882876E-4,8.027660587469743E-4,2.3885488505747157E-6,8.0172213000001118E-5,4.9975908222669556E-3,null,2.4084524784517189E-3,6.3185998379959433E-4,5.7510970905735946E-4,2.0689655172414317E-6,3.5482597246656262E-5,3.6529737340725704E-3]
[2004,2,3,8,3.2344864696623376E-3,1.0985101264938399E-3,9.5168420547360141E-4,2.3885488505747157E-6,4.8109741577040677E-5,5.3351790920573945E-3,null,2.459445309691265E-3,7.3462686224386197E-4,6.8179617282115206E-4,2.0689655172414317E-6,2.1292396955773494E-5,3.8992297072292935E-3]
[2004,2,3,9,3.1263321397427893E-3,1.224974530317282E-3,1.065424327653753E-3,2.3885488505747157E-6,0,5.4191195465643988E-3,null,2.3772067033658527E-3,8.1919972682261821E-4,7.632807446493105E-4,2.0689655172414317E-6,0,3.961756140355023E-3]
[2004,2,3,10,2.8271279945998838E-3,1.2097976599852827E-3,1.0747652336585052E-3,2.3885488505747157E-6,0,5.1140794370942468E-3,null,2.1496972553239429E-3,8.0905021944732941E-4,7.6997266401509731E-4,2.0689655172414317E-6,0,3.7307891043036104E-3]
[2004,2,3,11,2.6539993362017945E-3,1.1960415444970977E-3,1.0684155513974788E-3,2.3885488505747157E-6,0,4.9208449809469458E-3,null,2.0180533387813664E-3,7.9985083956541248E-4,7.6542368753813265E-4,2.0689655172414317E-6,0,3.5853968314021527E-3]
[2004,2,3,12,2.5038282746524683E-3,1.1511958502802516E-3,1.0463295722570691E-3,2.3885488505747157E-6,0,4.7037422460403646E-3,null,1.9038659657801104E-3,7.6986035442275767E-4,7.4960106910616504E-4,2.0689655172414317E-6,0,3.4253963548262745E-3]
[2004,2,3,13,2.3796739597076741E-3,1.1597627712076036E-3,1.0340078104602577E-3,2.3885488505747157E-6,0,4.5758330902261109E-3,null,1.8094612587476575E-3,7.7558946887347198E-4,7.4077363455680285E-4,2.0689655172414317E-6,0,3.3278933276951737E-3]
[2004,2,3,14,2.2352199443280174E-3,1.1442157818448233E-3,1.0284122331832833E-3,2.3885488505747157E-6,0,4.4102365082066986E-3,null,1.6996210247804226E-3,7.6519244499771428E-4,7.3676490650371128E-4,2.0689655172414317E-6,0,3.2036473417990899E-3]
[2004,2,3,15,2.2411147982726747E-3,1.0287382410984621E-3,9.7559608719785323E-4,2.3885488505747157E-6,0,4.2478376754195657E-3,null,1.7041033656470443E-3,6.8796702725040446E-4,6.9892688629814392E-4,2.0689655172414317E-6,0,3.093066244712834E-3]
[2004,2,3,16,2.4874847103471881E-3,1.0180691423553739E-3,9.5368640084028515E-4,2.3885488505747157E-6,0,4.4616288023934221E-3,null,1.8914386135709495E-3,6.808320848010152E-4,6.8323056579562189E-4,2.0689655172414317E-6,0,3.2575702296848276E-3]
[2004,2,3,17,2.8958164862346648E-3,1.0102245714899078E-3,9.3646909658901597E-4,2.3885488505747157E-6,0,4.8448987031641634E-3,null,2.2019267483718969E-3,6.7558604078051952E-4,6.7089591520743546E-4,2.0689655172414317E-6,0,3.5504776698770933E-3]
[2004,2,3,18,3.3674028865706726E-3,9.5838650434630949E-4,8.9118600694233741E-4,2.3885488505747157E-6,3.0732681623276359E-5,5.2500966283331712E-3,null,2.5605125613902035E-3,6.4091941760424068E-4,6.3845465261523095E-4,2.0689655172414317E-6,1.3601662266057369E-5,3.8555572593929736E-3]
[2004,2,3,19,3.7852662319949565E-3,8.4133866237140757E-4,8.2941172352933123E-4,2.3885488505747157E-6,8.0172213000001118E-5,5.538577379746272E-3,null,2.8782483301544311E-3,5.6264386346175483E-4,5.9419893231692342E-4,2.0689655172414317E-6,3.5482597246656262E-5,4.072642688697007E-3]
[2004,2,3,20,3.7486350909440294E-3,8.4470203143346718E-4,8.0512065450847898E-4,2.3885488505747157E-6,8.0172213000001118E-5,5.4810185387365517E-3,null,2.8503946696456124E-3,5.6489311105723688E-4,5.7679656523244535E-4,2.0689655172414317E-6,3.5482597246656262E-5,4.0296359086991924E-3]
[2004,2,3,21,3.4242047816153772E-3,8.8667520582698996E-4,8.0035329866110947E-4,2.3885488505747157E-6,8.0172213000001118E-5,5.1937940479540538E-3,null,2.6037037002802845E-3,5.9296260323528729E-4,5.7338118337308622E-4,2.0689655172414317E-6,3.5482597246656262E-5,3.8075990496525556E-3]
[2004,2,3,22,3.2089665547637009E-3,9.4791216725284176E-4,8.0691601838424852E-4,2.3885488505747157E-6,8.0172213000001118E-5,5.0463555022513679E-3,null,2.44004042561156E-3,6.3391472169158829E-4,5.7808278203869341E-4,2.0689655172414317E-6,3.5482597246656262E-5,3.689589492105739E-3]
[2004,2,3,23,2.9331677702247689E-3,9.6590803838459273E-4,7.7772299993755073E-4,2.3885488505747157E-6,8.0172213000001118E-5,4.7593595703974891E-3,null,2.2303279926133043E-3,6.4594943127142508E-4,5.5716860889640522E-4,2.0689655172414317E-6,3.5482597246656262E-5,3.4709975955450321E-3]
[2004,2,3,24,2.6435472428200783E-3,1.0029624808709952E-3,7.7184442131660003E-4,2.3885488505747157E-6,8.0172213000001118E-5,4.5009149068582499E-3,null,2.0101057550504626E-3,6.7072952947849806E-4,5.5295713582336219E-4,2.0689655172414317E-6,3.5482597246656262E-5,3.2713439831162203E-3]
[2004,2,4,1,2.023011921938953E-3,9.0852011914292514E-4,6.9834485287558726E-4,2.3885488505747157E-6,8.0172213000001118E-5,3.712437655808041E-3,null,1.5382618630591098E-3,6.0757135352190988E-4,5.0030130295477843E-4,2.0689655172414317E-6,3.5482597246656262E-5,2.6836860822996955E-3]
[2004,2,4,2,2.0009111119411991E-3,8.7193136201541401E-4,6.8219029107230574E-4,2.3885488505747157E-6,8.0172213000001118E-5,3.6375935268794946E-3,null,1.5214568048221438E-3,5.8310268164195431E-4,4.8872801178557286E-4,2.0689655172414317E-6,3.5482597246656262E-5,2.6308390610135682E-3]
[2004,2,4,3,1.9405473788697764E-3,8.5727828394371343E-4,6.6853184809646923E-4,2.3885488505747157E-6,8.0172213000001118E-5,3.5489182727605349E-3,null,1.4755573083887997E-3,5.7330345948968756E-4,4.7894296534468223E-4,2.0689655172414317E-6,3.5482597246656262E-5,2.565355295987067E-3]
[2004,2,4,4,2.064655364707505E-3,8.173067565622193E-4,6.4561383834562107E-4,2.3885488505747157E-6,8.0172213000001118E-5,3.6101367214659212E-3,null,1.5699267876018931E-3,5.4657256549867409E-4,4.6252427178337615E-4,2.0689655172414317E-6,3.5482597246656262E-5,2.6165751876478403E-3]
[2004,2,4,5,2.1557563719510411E-3,7.9083914203973273E-4,6.3619882974080074E-4,2.3885488505747157E-6,8.0172213000001118E-5,3.6653551055821506E-3,null,1.63919835422454E-3,5.2887239129109165E-4,4.5577926456677502E-4,2.0689655172414317E-6,3.5482597246656262E-5,2.6614015728463041E-3]
[2004,2,4,6,2.3501531434563052E-3,8.0450908350993109E-4,6.595809357248252E-4,2.3885488505747157E-6,8.0172213000001118E-5,3.8968039245416376E-3,null,1.7870141612721603E-3,5.3801414243849488E-4,4.7253044135495457E-4,2.0689655172414317E-6,3.5482597246656262E-5,2.8351103078295072E-3]
[2004,2,4,7,2.7119203295441754E-3,7.9292419238788446E-4,6.9338417670241205E-4,2.3885488505747157E-6,8.0172213000001118E-5,4.2807894604850487E-3,null,2.0620954198797762E-3,5.3026676532364804E-4,4.9674742446228755E-4,2.0689655172414317E-6,3.5482597246656262E-5,3.126661172429609E-3]
[2004,2,4,8,2.7872346524563016E-3,9.3288425312140918E-4,8.4567974032534791E-4,2.3885488505747157E-6,4.5437334503764713E-5,4.6136245292573985E-3,null,2.1193630758048103E-3,6.2386482853340596E-4,6.0585350378834421E-4,2.0689655172414317E-6,2.0109643726045816E-5,3.3712600173698478E-3]
[2004,2,4,9,2.6720293592270915E-3,1.0495376444579014E-3,9.4986999036340857E-4,2.3885488505747157E-6,0,4.6738255428989762E-3,null,2.0317630438548341E-3,7.01876594452355E-4,6.8049645080024473E-4,2.0689655172414317E-6,0,3.4162050546246753E-3]
[2004,2,4,10,2.4910011309439081E-3,1.0909346426632479E-3,9.8394601425502433E-4,2.3885488505747157E-6,0,4.5682703367127559E-3,null,1.8941124365176901E-3,7.2956076974072827E-4,7.0490885834115159E-4,2.0689655172414317E-6,0,3.330651030116811E-3]
[2004,2,4,11,2.3692894578651777E-3,1.0984696288249133E-3,9.8249996226632322E-4,2.3885488505747157E-6,0,4.4526475978069894E-3,null,1.801565070406924E-3,7.3459977949356752E-4,7.0387289209738471E-4,2.0689655172414317E-6,0,3.2421067075151175E-3]
[2004,2,4,12,2.285274771527109E-3,1.0864593776054967E-3,9.7317255791983621E-4,2.3885488505747157E-6,0,4.3472952559030168E-3,null,1.7376818146884615E-3,7.2656794350472553E-4,6.9719064545588924E-4,2.0689655172414317E-6,0,3.1635093691663174E-3]
[2004,2,4,13,2.1678054845338567E-3,1.0937542423953739E-3,9.6416480337132616E-4,2.3885488505747157E-6,0,4.2281130791511322E-3,null,1.6483602826189543E-3,7.3144637248032844E-4,6.9073739915678713E-4,2.0689655172414317E-6,0,3.0726130197733111E-3]
[2004,2,4,14,2.051400509524441E-3,1.0906826169312456E-3,9.688327588549552E-4,2.3885488505747157E-6,0,4.1133044341612173E-3,null,1.5598480342305652E-3,7.2939222794194075E-4,6.9408156959203558E-4,2.0689655172414317E-6,0,2.9853907972817828E-3]
[2004,2,4,15,2.0854084275539822E-3,9.9588935799321387E-4,9.1643551073500946E-4,2.3885488505747157E-6,0,4.0001218451327803E-3,null,1.5857070431565948E-3,6.6599939004632512E-4,6.5654365204641306E-4,2.0689655172414317E-6,0,2.9103190507665743E-3]
[2004,2,4,16,2.2358948253109905E-3,9.4014576336572922E-4,8.8697865249218178E-4,2.3885488505747157E-6,0,4.065407790019477E-3,null,1.7001341921359645E-3,6.2872095171086163E-4,6.3544046141050185E-4,2.0689655172414317E-6,0,2.9663645707745695E-3]
[2004,2,4,17,2.6029293584004564E-3,9.2217637910775889E-4,8.6668020667308434E-4,2.3885488505747157E-6,0,4.3941744930318747E-3,null,{"$f":"E835*T$5","v":1.9792206466221528E-3},{"$f":"F835*U$5","v":6.1670395518483002E-4},{"$f":"G835*V$5","v":6.2089844989651332E-4},{"$f":"H835*W$5","v":2.0689655172414317E-6},{"$f":"I835*X$5","v":0},{"$f":"SUM(L835:P835)","v":3.2188920172207375E-3}]
[2004,2,4,18,3.0730396853725687E-3,8.8822564319831728E-4,8.2639679055429246E-4,2.3885488505747157E-6,2.9396478126724483E-5,{"$f":"SUM(E836:I836)","v":4.8194471461024775E-3},null,2.3366840800152413E-3,5.9399945570822647E-4,5.9203900389542482E-4,2.0689655172414317E-6,1.3010285668934829E-5,3.5378017908050683E-3]
[2004,2,4,19,3.3826644579957985E-3,7.3046703894442684E-4,7.4395407836350764E-4,2.3885488505747157E-6,8.0172213000001118E-5,4.9396463371543086E-3,null,2.572117185682839E-3,4.8849864543812956E-4,5.3297621255625298E-4,2.0689655172414317E-6,3.5482597246656262E-5,3.631143606441119E-3]
[2004,2,4,20,3.3528112813625732E-3,7.3030270186529261E-4,7.1936353996367142E-4,2.3885488505747157E-6,8.0172213000001118E-5,4.8850382850421136E-3,null,2.5494173673535213E-3,4.8838874528347195E-4,5.1535930258528578E-4,2.0689655172414317E-6,3.5482597246656262E-5,3.5907169779861763E-3]
[2004,2,4,21,3.1227338284648171E-3,8.0971280981901954E-4,7.3874720293822579E-4,2.3885488505747157E-6,8.0172213000001118E-5,4.7537546030726385E-3,null,2.3744706122186413E-3,5.414941259527323E-4,5.2924595443397285E-4,2.0689655172414317E-6,3.5482597246656262E-5,3.4827622553692435E-3]
[2004,2,4,22,2.8689500889789179E-3,8.4198027647868227E-4,7.2749292531779682E-4,2.3885488505747157E-6,8.0172213000001118E-5,4.5209840526259735E-3,null,2.1814980233366525E-3,5.6307294185350628E-4,5.2118327632568514E-4,2.0689655172414317E-6,3.5482597246656262E-5,3.3033058042797412E-3]
[2004,2,4,23,2.5545686965758848E-3,8.3391987813513668E-4,6.9147347322854051E-4,2.3885488505747157E-6,8.0172213000001118E-5,4.1625228097901378E-3,null,1.9424480695798304E-3,5.5768256355771936E-4,4.9537857720351284E-4,2.0689655172414317E-6,3.5482597246656262E-5,3.03306077310496E-3]
[2004,2,4,24,2.2080985187216723E-3,8.3576434909965317E-4,6.7438369348922283E-4,2.3885488505747157E-6,8.0172213000001118E-5,3.8008073231611244E-3,null,1.6789983807764025E-3,5.5891605051836067E-4,4.8313528646315137E-4,2.0689655172414317E-6,3.5482597246656262E-5,2.7586012805218118E-3]
[2004,2,5,1,2.298088713358586E-3,9.1478683367151529E-4,7.037897019437655E-4,2.3885488505747157E-6,8.0172213000001118E-5,3.9992260108244436E-3,null,1.7474253054811043E-3,6.1176220868080589E-4,5.042020477973656E-4,2.0689655172414317E-6,3.5482597246656262E-5,2.900941124723173E-3]
[2004,2,5,2,2.2767938488721697E-3,8.670629929500678E-4,6.9218253397529124E-4,2.3885488505747157E-6,8.0172213000001118E-5,3.9186001376481042E-3,null,1.7312330737086538E-3,5.7984696773958418E-4,4.958865554810254E-4,2.0689655172414317E-6,3.5482597246656262E-5,2.8445181596931609E-3]
[2004,2,5,3,2.2172288130385821E-3,8.4939711642401127E-4,6.7388810047734453E-4,2.3885488505747157E-6,8.0172213000001118E-5,3.8230747917905139E-3,null,1.6859408922830805E-3,5.6803294151613339E-4,4.8278023862603043E-4,2.0689655172414317E-6,3.5482597246656262E-5,2.7743056351891416E-3]
[2004,2,5,4,2.3603485870375956E-3,8.0057372731533454E-4,6.4553896100661594E-4,2.3885488505747157E-6,8.0172213000001118E-5,3.8890220372101219E-3,null,1.7947665931130157E-3,5.3538237937748802E-4,4.6247062890176572E-4,2.0689655172414317E-6,3.5482597246656262E-5,2.8301711641561668E-3]
[2004,2,5,5,2.4650363831013101E-3,7.6625086924683717E-4,6.3465811113780639E-4,2.3885488505747157E-6,8.0172213000001118E-5,3.9485061253365294E-3,null,1.8743693094717883E-3,5.1242902381163648E-4,4.5467547820479258E-4,2.0689655172414317E-6,3.5482597246656262E-5,2.8790253742521149E-3]
[2004,2,5,6,2.6751575125006305E-3,7.8171102809428909E-4,6.5840541300132849E-4,2.3885488505747157E-6,8.0172213000001118E-5,4.1978347154468243E-3,null,2.0341416353155685E-3,5.2276797992134973E-4,4.7168828500799122E-4,2.0689655172414317E-6,3.5482597246656262E-5,3.0661494630088069E-3]
[2004,2,5,7,3.061645246979443E-3,7.5780684276519344E-4,7.0947071894006592E-4,2.3885488505747157E-6,8.0172213000001118E-5,4.6114835705352783E-3,null,2.328019954094361E-3,5.0678209482181186E-4,5.0827198572796521E-4,2.0689655172414317E-6,3.5482597246656262E-5,3.3806255974080353E-3]
[2004,2,5,8,3.1222473932116905E-3,9.3383409297172464E-4,8.6745881001529614E-4,2.3885488505747157E-6,4.4101130927040622E-5,4.9700299759763266E-3,null,2.3741007356051537E-3,6.2450003239001358E-4,6.2145624919150277E-4,2.0689655172414317E-6,1.9518267093440679E-5,3.6416442497973519E-3]
[2004,2,5,9,2.9941706240842526E-3,1.0582515559092269E-3,9.8007116007217091E-4,2.3885488505747157E-6,0,5.0348818889162251E-3,null,2.2767134649934536E-3,7.0770400857714786E-4,7.0213287368477628E-4,2.0689655172414317E-6,0,3.6886193127726192E-3]
[2004,2,5,10,2.7952791376347564E-3,1.1061157993449782E-3,1.0173889335522959E-3,2.3885488505747157E-6,0,4.9211724193826056E-3,null,2.1254799575808215E-3,7.3971314360543518E-4,7.2886770335896874E-4,2.0689655172414317E-6,0,3.5961297700624665E-3]
[2004,2,5,11,2.6534639122342621E-3,1.1179288201799995E-3,1.0228363959462411E-3,2.3885488505747157E-6,0,4.7966176772110776E-3,null,2.0176462120309545E-3,7.4761308209517078E-4,7.3277032041451891E-4,2.0689655172414317E-6,0,3.5000985800578855E-3]
[2004,2,5,12,2.5595796259779359E-3,1.1067850779097718E-3,1.0143736679934757E-3,2.3885488505747157E-6,0,4.6831269207317583E-3,null,1.9462582901297266E-3,7.4016072255820339E-4,7.267075366710914E-4,2.0689655172414317E-6,0,3.4151955148762625E-3]
[2004,2,5,13,2.4290497600923974E-3,1.1188454005766678E-3,1.0044542443431248E-3,2.3885488505747157E-6,0,4.5547379538627654E-3,null,1.8470057288845622E-3,7.4822604374619151E-4,7.1960116142339543E-4,2.0689655172414317E-6,0,3.3169018995713902E-3]
[2004,2,5,14,2.3052888170221266E-3,1.1179517791395103E-3,1.0054306861044327E-3,2.3885488505747157E-6,0,4.4310598311166445E-3,null,1.7529001347471034E-3,7.4762843586204022E-4,7.2030069415916374E-4,2.0689655172414317E-6,0,3.2228982302855485E-3]
[2004,2,5,15,2.3411416355383452E-3,1.0104380919562172E-3,9.5516574519571612E-4,2.3885488505747157E-6,0,4.3091340215408534E-3,null,1.7801619728057834E-3,6.7572883224543783E-4,6.8429038302702746E-4,2.0689655172414317E-6,0,3.1422501535954897E-3]
[2004,2,5,16,2.5129254977768992E-3,9.5107903471886219E-4,9.1307027290791066E-4,2.3885488505747157E-6,0,4.3794633542542476E-3,null,1.9107833305471154E-3,6.3603255916399313E-4,6.5413276169228865E-4,2.0689655172414317E-6,0,3.2030176169206385E-3]
[2004,2,5,17,2.9186057421417646E-3,9.2479132996317408E-4,8.8784205144599602E-4,2.3885488505747157E-6,0,4.7336276724015093E-3,null,2.2192552884903291E-3,6.1845269932064146E-4,6.3605900913772347E-4,2.0689655172414317E-6,0,3.4758359624659355E-3]
[2004,2,5,18,3.4439659531577431E-3,8.7510271036699504E-4,8.4223532334138111E-4,2.3885488505747157E-6,2.8060274550000392E-5,5.1917528102666949E-3,null,2.6187297395355823E-3,5.8522351569929723E-4,6.0338588868686196E-4,2.0689655172414317E-6,1.2418909036329692E-5,3.8218270184753127E-3]
[2004,2,5,19,3.7893756007737638E-3,6.9488212147736871E-4,7.54419018226623E-4,2.3885488505747157E-6,8.0172213000001118E-5,5.3212375023283312E-3,null,2.8813730202292315E-3,4.6470128970007278E-4,5.4047340112619983E-4,2.0689655172414317E-6,3.5482597246656262E-5,3.9240992738194015E-3]
[2004,2,5,20,3.7438435824066799E-3,7.03672065866992E-4,7.3233446163400301E-4,2.3885488505747157E-6,8.0172213000001118E-5,5.262410871758251E-3,null,2.8467512927729433E-3,4.705795507288146E-4,5.246518018218304E-4,2.0689655172414317E-6,3.5482597246656262E-5,3.8795342080874856E-3]
[2004,2,5,21,3.4863244124117678E-3,7.9994420933600971E-4,7.5215621903156451E-4,2.3885488505747157E-6,8.0172213000001118E-5,5.120985602629918E-3,null,2.6509383497478043E-3,5.3496139025164939E-4,5.3885230893807644E-4,2.0689655172414317E-6,3.5482597246656262E-5,3.7623036117014276E-3]
[2004,2,5,22,3.2035553716212042E-3,8.3698592706096429E-4,7.4713133954378897E-4,2.3885488505747157E-6,8.0172213000001118E-5,4.8702334000765334E-3,null,2.4359258593196556E-3,5.597329787951792E-4,5.352524345428216E-4,2.0689655172414317E-6,3.5482597246656262E-5,3.5684628354215537E-3]
[2004,2,5,23,2.8651953594962384E-3,8.2926617612546951E-4,7.0705846447756664E-4,2.3885488505747157E-6,8.0172213000001118E-5,4.484080761949851E-3,null,2.178642994601195E-3,5.5457040790004555E-4,5.0654382227737567E-4,2.0689655172414317E-6,3.5482597246656262E-5,3.2773087875425135E-3]
[2004,2,5,24,2.4942433243603872E-3,8.2969700656750566E-4,6.8792153512539905E-4,2.3885488505747157E-6,8.0172213000001118E-5,4.0944226279038681E-3,null,1.8965777420510608E-3,5.5485852505814798E-4,4.9283393288674152E-4,2.0689655172414317E-6,3.5482597246656262E-5,2.9818217627598479E-3]
[2004,2,6,1,2.3992995659966087E-3,9.5967164582512672E-4,7.3776293238237225E-4,2.3885488505747157E-6,8.0172213000001118E-5,4.1792949060546836E-3,null,1.8243842166236277E-3,6.4177885388011404E-4,5.2854081307075404E-4,2.0689655172414317E-6,3.5482597246656262E-5,3.0322554463383931E-3]
[2004,2,6,2,2.3535819797025001E-3,9.3511863950051404E-4,7.2489131563788765E-4,2.3885488505747157E-6,8.0172213000001118E-5,4.0961526966914784E-3,null,1.7896213866547676E-3,6.2535907079402236E-4,5.193194568856495E-4,2.0689655172414317E-6,3.5482597246656262E-5,2.9718514770983367E-3]
[2004,2,6,3,2.3259389711444709E-3,9.057580253080509E-4,7.0517437095087964E-4,2.3885488505747157E-6,8.0172213000001118E-5,4.0194321292539772E-3,null,1.7686021403597297E-3,6.0572420775766174E-4,5.0519403865341287E-4,2.0689655172414317E-6,3.5482597246656262E-5,2.9170719495347015E-3]
[2004,2,6,4,2.4582967679797887E-3,8.9987952447963889E-4,6.940575573770192E-4,2.3885488505747157E-6,8.0172213000001118E-5,4.1347946116870229E-3,null,1.8692446274070399E-3,6.0179296987999389E-4,4.9722984117589735E-4,2.0689655172414317E-6,3.5482597246656262E-5,3.0058190012268284E-3]
[2004,2,6,5,2.6467884952311926E-3,8.3264889600882883E-4,6.6776796701088488E-4,2.3885488505747157E-6,8.0172213000001118E-5,4.2297661201014828E-3,null,2.0125703450602863E-3,5.5683259632583078E-4,4.7839571322297374E-4,2.0689655172414317E-6,3.5482597246656262E-5,3.0853502173729883E-3]
[2004,2,6,6,2.9104746036856767E-3,8.7088409104014791E-4,6.8489509587245389E-4,2.3885488505747157E-6,8.0172213000001118E-5,4.5488145524488549E-3,null,2.2130725171212581E-3,5.8240232087884106E-4,4.9066576125158569E-4,2.0689655172414317E-6,3.5482597246656262E-5,3.323692162015582E-3]
[2004,2,6,7,3.2438519048861251E-3,8.2932633552488741E-4,7.449084157876379E-4,2.3885488505747157E-6,8.0172213000001118E-5,4.9006474180492265E-3,null,2.4665666181123719E-3,5.5461063940065989E-4,5.3365990952170623E-4,2.0689655172414317E-6,3.5482597246656262E-5,3.5923887297986353E-3]
[2004,2,6,8,3.3465878954270331E-3,1.0078299292940057E-3,9.262499187417813E-4,2.3885488505747157E-6,4.2764927350316525E-5,5.3258212196637114E-3,null,2.5446852166726868E-3,6.7398462770280204E-4,6.6357479302683149E-4,2.0689655172414317E-6,1.8926890460835538E-5,3.903240493380397E-3]
[2004,2,6,9,3.2655745288598481E-3,1.1237127071305824E-3,1.0015149742919767E-3,2.3885488505747157E-6,0,5.393190759132983E-3,null,2.4830841105018013E-3,7.5148104709576817E-4,7.1749543868445038E-4,2.0689655172414317E-6,0,3.9541295617992614E-3]
[2004,2,6,10,3.2133182331447506E-3,1.0054145346323567E-3,9.6624298268363517E-4,2.3885488505747157E-6,0,5.1873642993113169E-3,null,2.4433493635477497E-3,6.7236933644733465E-4,6.9222622779702213E-4,2.0689655172414317E-6,0,3.810013893309348E-3]
[2004,2,6,11,2.908620207168886E-3,1.0478877999748593E-3,9.9841813249673238E-4,2.3885488505747157E-6,0,4.9573146884910524E-3,null,2.2116624673781827E-3,7.0077326363497238E-4,7.1527682995722094E-4,2.0689655172414317E-6,0,3.6297815264876173E-3]
[2004,2,6,12,2.6710586111623235E-3,1.1076850181014888E-3,1.0132786207032074E-3,2.3885488505747157E-6,0,4.7944107988175944E-3,null,2.031024904494172E-3,7.4076255609919974E-4,7.259230337369573E-4,2.0689655172414317E-6,0,3.4997794598475708E-3]
[2004,2,6,13,2.5246082326869732E-3,1.0804253700272496E-3,9.8442840896885301E-4,2.3885488505747157E-6,0,4.5918505605336505E-3,null,1.9196666719518323E-3,7.2253271074077137E-4,7.0525445078430235E-4,2.0689655172414317E-6,0,3.3495227989941475E-3]
[2004,2,6,14,2.3230663448231595E-3,1.1533855945731852E-3,1.0235592381705497E-3,2.3885488505747157E-6,0,4.5023997264174694E-3,null,1.766417846995478E-3,7.7132474236078113E-4,7.3328817188168902E-4,2.0689655172414317E-6,0,3.2730997267551892E-3]
[2004,2,6,15,2.3067691538471401E-3,1.0301851457315454E-3,9.6635541178931653E-4,2.3885488505747157E-6,0,4.3056982602185769E-3,null,1.7540257562314383E-3,6.8893464237286181E-4,6.9230677314339475E-4,2.0689655172414317E-6,0,3.1373361372649361E-3]
[2004,2,6,16,2.4705283028997283E-3,1.0266122942790929E-3,9.4259806494126103E-4,2.3885488505747157E-6,0,4.4421272109706573E-3,null,1.878545266464068E-3,6.8654530376916964E-4,6.7528677001186415E-4,2.0689655172414317E-6,0,3.2424463057623434E-3]
[2004,2,6,17,2.7626328968067384E-3,1.0400085066984842E-3,9.3068602718351565E-4,2.3885488505747157E-6,0,4.7357159795393131E-3,null,2.1006563434966042E-3,6.9550399905859788E-4,6.6675286590058371E-4,2.0689655172414317E-6,0,3.4649821739730267E-3]
[2004,2,6,18,3.6110846998898727E-3,6.9825329926712272E-4,7.7003706050634158E-4,2.3885488505747157E-6,2.5387867476724428E-5,5.1071514759906365E-3,null,2.745803827390625E-3,4.6695575936951287E-4,5.5166232429212751E-4,2.0689655172414317E-6,1.1236155806602016E-5,3.7777270323761086E-3]
[2004,2,6,19,3.6772331849889528E-3,7.2216959465248387E-4,7.6713708268327319E-4,2.3885488505747157E-6,8.0172213000001118E-5,5.2491006241752857E-3,null,2.7961019451740949E-3,4.8294974304950196E-4,5.4958475090206556E-4,2.0689655172414317E-6,3.5482597246656262E-5,3.8661880018895597E-3]
[2004,2,6,20,3.7405770210193227E-3,5.6058043970713613E-4,6.7758084840808597E-4,2.3885488505747157E-6,8.0172213000001118E-5,5.0612990709851206E-3,null,2.8442674582729978E-3,3.7488725822833565E-4,4.8542576052488324E-4,2.0689655172414317E-6,3.5482597246656262E-5,3.7421320397901144E-3]
[2004,2,6,21,3.4053997826564574E-3,7.7128799994993704E-4,7.4594609787605323E-4,2.3885488505747157E-6,8.0172213000001118E-5,5.0051946423330246E-3,null,2.5894047174519247E-3,5.1579759678505206E-4,5.3440331544608486E-4,2.0689655172414317E-6,3.5482597246656262E-5,3.6771571924469589E-3]
[2004,2,6,22,3.2498413457202322E-3,7.7753271148145594E-4,7.2751156708626501E-4,2.3885488505747157E-6,8.0172213000001118E-5,4.8374463861385296E-3,null,2.4711208811477202E-3,5.1997373747540699E-4,5.2119663147681943E-4,2.0689655172414317E-6,3.5482597246656262E-5,3.549842812863844E-3]
[2004,2,6,23,2.9858248653793608E-3,8.7482263308726515E-4,7.2682757470067495E-4,2.3885488505747157E-6,8.0172213000001118E-5,4.6700358350178772E-3,null,2.2703675002491014E-3,5.8503621447354476E-4,5.2070661242632776E-4,2.0689655172414317E-6,3.5482597246656262E-5,3.413661889912871E-3]
[2004,2,6,24,2.6280227631360928E-3,9.3376478497793315E-4,7.3908410977869719E-4,2.3885488505747157E-6,8.0172213000001118E-5,4.3834324197432996E-3,null,1.9983012200486014E-3,6.244536827817765E-4,5.2948731789583296E-4,2.0689655172414317E-6,3.5482597246656262E-5,3.1897937834901081E-3]
[2004,2,7,1,2.7240486078426119E-3,1.1744634378017885E-3,8.6782918328549971E-4,2.3885488505747157E-6,8.0172213000001118E-5,4.848901990780476E-3,null,2.0713175444598284E-3,7.8542051577282863E-4,6.2172158834149357E-4,2.0689655172414317E-6,3.5482597246656262E-5,3.5160112113380481E-3]
[2004,2,7,2,2.5756626914755628E-3,1.2224300416618947E-3,8.8071435326113117E-4,2.3885488505747157E-6,8.0172213000001118E-5,4.7613678482491643E-3,null,1.9584875637330031E-3,8.1749810416858906E-4,6.3095265419822256E-4,2.0689655172414317E-6,3.5482597246656262E-5,3.444489884863712E-3]
[2004,2,7,3,2.6142620353410439E-3,1.1248893485578085E-3,8.3103626947940044E-4,2.3885488505747157E-6,8.0172213000001118E-5,4.6527484152288287E-3,null,1.9878378102458683E-3,7.5226792413842967E-4,5.95362773436655E-4,2.0689655172414317E-6,3.5482597246656262E-5,3.37302007058485E-3]
[2004,2,7,4,2.6904904302055541E-3,1.1270515056609792E-3,8.243348748670625E-4,2.3885488505747157E-6,8.0172213000001118E-5,4.7244375725841725E-3,null,2.0458005100355463E-3,7.5371386318812269E-4,5.9056182668039089E-4,2.0689655172414317E-6,3.5482597246656262E-5,3.4276277626679574E-3]
[2004,2,7,5,2.8013914045427806E-3,1.1067065510392082E-3,8.1134608362770275E-4,2.3885488505747157E-6,8.0172213000001118E-5,4.8020048010602679E-3,null,2.1301276153526255E-3,7.4010820784110366E-4,5.8125652550418676E-4,2.0689655172414317E-6,3.5482597246656262E-5,3.489043911461813E-3]
[2004,2,7,6,2.8744274805982944E-3,1.1831180411840086E-3,8.4731770564363379E-4,2.3885488505747157E-6,8.0172213000001118E-5,4.9874239892765135E-3,null,2.1856629333630111E-3,7.9120826772277044E-4,6.0702695867894557E-4,2.0689655172414317E-6,3.5482597246656262E-5,3.6214497225286243E-3]
[2004,2,7,7,3.3046737321718277E-3,1.0874249225142972E-3,8.250780623915079E-4,2.3885488505747157E-6,8.0172213000001118E-5,5.2997374789282093E-3,null,2.5128144411432373E-3,7.2721365009367767E-4,5.9109425372598121E-4,2.0689655172414317E-6,3.5482597246656262E-5,3.8686739077267935E-3]
[2004,2,7,8,3.4915444142140433E-3,1.1175001015996779E-3,8.8596597377568818E-4,2.3885488505747157E-6,4.1428723853764658E-5,5.5388277622937495E-3,null,2.6549075451887507E-3,7.4732637724115865E-4,6.347149681541972E-4,2.0689655172414317E-6,1.8335513863713004E-5,4.0573533699650617E-3]
[2004,2,7,9,3.7363938907625312E-3,1.1455564591211027E-3,9.2821008835114135E-4,2.3885488505747157E-6,0,5.8125489870853499E-3,null,{"$f":"E899*T$5","v":2.8410866812976134E-3},{"$f":"F899*U$5","v":7.6608902074790639E-4},{"$f":"G899*V$5","v":6.6497907832447061E-4},{"$f":"H899*W$5","v":2.0689655172414317E-6},{"$f":"I899*X$5","v":0},{"$f":"SUM(L899:P899)","v":4.2742237458872319E-3}]
[2004,2,7,10,3.8707613879875591E-3,1.0953128012765581E-3,9.1053641940636715E-4,2.3885488505747157E-6,0,{"$f":"SUM(E900:I900)","v":5.8789991575210598E-3},null,2.9432573083584056E-3,7.3248865619978862E-4,6.5231748346248741E-4,2.0689655172414317E-6,0,4.3301324135379231E-3]
[2004,2,7,11,3.9415867427405743E-3,9.1696699729911554E-4,8.3953697347384872E-4,2.3885488505747157E-6,0,5.7004792623641136E-3,null,2.9971116336704258E-3,6.1322018956445424E-4,6.0145276359974294E-4,2.0689655172414317E-6,0,4.2138535523518648E-3]
[2004,2,7,12,3.583351267495513E-3,1.0880286017243192E-3,9.0735747275274908E-4,2.3885488505747157E-6,0,5.5811258908231567E-3,null,2.7247158244375416E-3,7.2761735958452758E-4,6.5004005398580427E-4,2.0689655172414317E-6,0,4.104442203525115E-3]
[2004,2,7,13,3.4052857390942763E-3,1.0693022118053877E-3,8.7924291716503752E-4,2.3885488505747157E-6,0,5.3562194169152763E-3,null,2.589318000779359E-3,7.1509411675270385E-4,6.2989850252364644E-4,2.0689655172414317E-6,0,3.9363795855729506E-3]
[2004,2,7,14,3.0225232322028078E-3,1.2159343125249865E-3,9.5103855603104854E-4,2.3885488505747157E-6,0,5.1918846496094182E-3,null,2.2982722780256733E-3,8.1315409586248122E-4,6.813336230421552E-4,2.0689655172414317E-6,0,3.794828962447551E-3]
[2004,2,7,15,2.9169862826626358E-3,1.2072993379401364E-3,9.4726226355022129E-4,2.3885488505747157E-6,0,5.073936433003569E-3,null,2.2180238806431989E-3,8.0737947063888788E-4,6.786282489841713E-4,2.0689655172414317E-6,0,3.7061005657834998E-3]
[2004,2,7,16,3.0994366737448487E-3,1.1352380407532107E-3,9.0523961091165499E-4,2.3885488505747157E-6,0,5.1423028742602897E-3,null,2.3567558749821118E-3,7.5918859522964741E-4,6.4852279638132049E-4,2.0689655172414317E-6,0,3.766536232110321E-3]
[2004,2,7,17,3.4263146483988465E-3,1.1514946873696513E-3,9.1326541849185414E-4,2.3885488505747157E-6,0,5.4934633031109266E-3,null,2.6053080050171718E-3,7.70060201240746E-4,6.5427256595877779E-4,2.0689655172414317E-6,0,4.0317097377339378E-3]
[2004,2,7,18,3.8863219652131168E-3,1.1933233521959901E-3,9.2306371563093202E-4,2.3885488505747157E-6,2.4051663900000338E-5,6.0291492457906146E-3,null,2.9550892912813338E-3,7.9803305288053997E-4,6.6129216495092798E-4,2.0689655172414317E-6,1.0644779173996879E-5,4.4271282538040401E-3]
[2004,2,7,19,3.847211660440789E-3,1.1260815984014652E-3,8.9291634030712287E-4,2.3885488505747157E-6,8.0172213000001118E-5,5.9487703609999529E-3,null,2.9253505192892099E-3,7.5306523928421888E-4,6.3969428090687459E-4,2.0689655172414317E-6,3.5482597246656262E-5,4.3556616022442018E-3]
[2004,2,7,20,3.80743086398261E-3,1.0149425927730936E-3,8.4014292729003262E-4,2.3885488505747157E-6,8.0172213000001118E-5,5.7450771458963127E-3,null,2.8951019174840941E-3,6.7874120984785357E-4,6.0188687503124965E-4,2.0689655172414317E-6,3.5482597246656262E-5,4.2132815651270954E-3]
[2004,2,7,21,3.5407659186579561E-3,1.1399535663701608E-3,8.7189983056260359E-4,2.3885488505747157E-6,8.0172213000001118E-5,5.6351800774412965E-3,null,2.6923346914686876E-3,7.6234209532424128E-4,6.2463784114727926E-4,2.0689655172414317E-6,3.5482597246656262E-5,4.1168661907041064E-3]
[2004,2,7,22,3.4438271024582103E-3,1.0672167822325046E-3,8.3468701919817297E-4,2.3885488505747157E-6,8.0172213000001118E-5,5.4282916657394644E-3,null,2.6186241599621581E-3,7.1369948911422464E-4,5.9797820739244749E-4,2.0689655172414317E-6,3.5482597246656262E-5,3.9678534192327287E-3]
[2004,2,7,23,3.3941767844797737E-3,9.8196028119780748E-4,7.8238508519768379E-4,2.3885488505747157E-6,8.0172213000001118E-5,5.2410829127258413E-3,null,2.5808709515867051E-3,6.5668434257122967E-4,5.605085738442766E-4,2.0689655172414317E-6,3.5482597246656262E-5,3.8356154307661087E-3]
[2004,2,7,24,2.7022197465699982E-3,1.2476623229612546E-3,8.8086466993427199E-4,2.3885488505747157E-6,8.0172213000001118E-5,4.9133075013161002E-3,null,2.0547192711399724E-3,8.3437215129036338E-4,6.3106034258042867E-4,2.0689655172414317E-6,3.5482597246656262E-5,3.5577033277746617E-3]
[2004,2,8,1,2.3965416624662367E-3,1.2072860801929902E-3,8.4799053754048789E-4,2.3885488505747157E-6,8.0172213000001118E-5,4.534379042050291E-3,null,1.8222871564052673E-3,8.0737060454202502E-4,6.075089822426327E-4,2.0689655172414317E-6,3.5482597246656262E-5,3.2747183059538224E-3]
[2004,2,8,2,2.3827550365712416E-3,1.1271663104226923E-3,8.1679690912293498E-4,2.3885488505747157E-6,8.0172213000001118E-5,4.4092790179674447E-3,null,1.8118040541533497E-3,7.5379063868598458E-4,5.8516155191945215E-4,2.0689655172414317E-6,3.5482597246656262E-5,3.1883078075226842E-3]
[2004,2,8,3,2.2558164741398176E-3,1.1513401846150898E-3,8.1714035260687734E-4,2.3885488505747157E-6,8.0172213000001118E-5,4.3068577732123612E-3,null,1.7152822554322349E-3,7.6995687777466754E-4,5.8540759829868753E-4,2.0689655172414317E-6,3.5482597246656262E-5,3.1081982942694872E-3]
[2004,2,8,4,2.3761897082431429E-3,1.0454132410653363E-3,7.6602062064830647E-4,2.3885488505747157E-6,8.0172213000001118E-5,4.2701843318073618E-3,null,1.806811896630177E-3,6.9911840638486888E-4,5.487849062286303E-4,2.0689655172414317E-6,3.5482597246656262E-5,3.0922667720075735E-3]
[2004,2,8,5,2.4778001255557165E-3,1.0316417154469738E-3,7.5985325642376666E-4,2.3885488505747157E-6,8.0172213000001118E-5,4.3518558592770332E-3,null,1.8840746295614018E-3,6.8990872100343386E-4,5.4436654423365241E-4,2.0689655172414317E-6,3.5482597246656262E-5,3.1559014575623856E-3]
[2004,2,8,6,2.5747704025565654E-3,1.0343644100452556E-3,7.6837138054454445E-4,2.3885488505747157E-6,8.0172213000001118E-5,4.4600669549969413E-3,null,1.9578090832949794E-3,6.9172951859222632E-4,5.5046901435111301E-4,2.0689655172414317E-6,3.5482597246656262E-5,3.2375591790022159E-3]
[2004,2,8,7,2.6478110874661098E-3,1.0680452467997105E-3,7.9615998617753043E-4,2.3885488505747157E-6,8.0172213000001118E-5,4.5945770822939267E-3,null,2.0133479057950379E-3,7.1425352344746211E-4,5.7037705197497755E-4,2.0689655172414317E-6,3.5482597246656262E-5,3.3355300439813751E-3]
[2004,2,8,8,3.1227043380272846E-3,1.012518640723998E-3,8.093140703912641E-4,2.3885488505747157E-6,3.875631670031647E-5,4.9856819146934378E-3,null,2.374448188220597E-3,6.7712019585343527E-4,5.7980077070678908E-4,2.0689655172414317E-6,1.7152760598502727E-5,3.6505908808965658E-3]
[2004,2,8,9,3.4597188655381477E-3,9.3594662618763571E-4,7.9500252053524279E-4,2.3885488505747157E-6,0,5.1930565611116013E-3,null,2.6307079706493481E-3,6.2591278554573009E-4,5.6954783190329321E-4,2.0689655172414317E-6,0,3.8282375536156129E-3]
[2004,2,8,10,3.6101335698110245E-3,1.0030208487643243E-3,8.5739107061117629E-4,2.3885488505747157E-6,0,5.4729340380371009E-3,null,2.7450806051934479E-3,6.7076856291232632E-4,6.1424361904043945E-4,2.0689655172414317E-6,0,4.0321617526634553E-3]
[2004,2,8,11,3.4616605922728042E-3,1.0541722001102185E-3,8.7171472529142045E-4,2.3885488505747157E-6,0,5.3899360665250187E-3,null,2.6321844247186557E-3,7.0497594601465978E-4,6.2450522986221663E-4,2.0689655172414317E-6,0,3.9637345661127739E-3]
[2004,2,8,12,3.3128830920361365E-3,1.0687435901238333E-3,8.7623625256852964E-4,2.3885488505747157E-6,0,5.260251483579074E-3,null,2.5190566906635918E-3,7.1472053941080754E-4,6.2774449765200344E-4,2.0689655172414317E-6,0,3.863590693243644E-3]
[2004,2,8,13,3.1602019304661313E-3,1.0873586934627027E-3,8.7205254652088845E-4,2.3885488505747157E-6,0,5.1220017193002974E-3,null,2.4029606827737321E-3,7.2716935952303217E-4,6.2474724840158537E-4,2.0689655172414317E-6,0,3.756946256215591E-3]
[2004,2,8,14,3.0698417322453969E-3,9.9372847909098535E-4,8.5397582802210301E-4,2.3885488505747157E-6,0,4.9199345882090604E-3,null,2.3342524140017936E-3,6.645543057914355E-4,6.1179690476999803E-4,2.0689655172414317E-6,0,3.6126725900804684E-3]
[2004,2,8,15,2.8753107327550739E-3,1.0337451419686354E-3,8.6686242393712958E-4,2.3885488505747157E-6,0,4.7783068475114139E-3,null,2.1863345424096531E-3,6.9131538407216748E-4,6.2102899218410563E-4,2.0689655172414317E-6,0,3.5007478841831675E-3]
[2004,2,8,16,2.991964562717895E-3,1.0099127433275906E-3,8.5149051941441425E-4,2.3885488505747157E-6,0,4.8557563743104751E-3,null,2.2750360156266781E-3,6.7537750620362536E-4,6.1001640459225435E-4,2.0689655172414317E-6,0,3.5624988919397992E-3]
[2004,2,8,17,3.3999862979455868E-3,1.0577407529333725E-3,8.6853741681216492E-4,2.3885488505747157E-6,0,5.3286530165416986E-3,null,2.5852884010888434E-3,7.0736240991699304E-4,6.2222897399018544E-4,2.0689655172414317E-6,0,3.9169487505132635E-3]
[2004,2,8,18,3.8521631196973536E-3,1.0320340881553639E-3,8.4857766930273356E-4,2.3885488505747157E-6,2.271546032327625E-5,5.7578788863293026E-3,null,2.9291155198105929E-3,6.9017111961464626E-4,6.0792960936467428E-4,2.0689655172414317E-6,1.0053402541391743E-5,4.2393386168485467E-3]
[2004,2,8,19,3.8751990128001097E-3,1.0496348631524421E-3,8.5929885987558944E-4,2.3885488505747157E-6,8.0172213000001118E-5,5.8666934976787178E-3,null,2.9466315984145756E-3,7.0194160929636909E-4,6.1561037853013686E-4,2.0689655172414317E-6,3.5482597246656262E-5,4.3017351490049795E-3]
[2004,2,8,20,3.9628801840279624E-3,9.6423148241918323E-4,8.0599130533583739E-4,2.3885488505747157E-6,8.0172213000001118E-5,5.8156637336335588E-3,null,3.0133027832679447E-3,6.4482823719360976E-4,5.7742030827508735E-4,2.0689655172414317E-6,3.5482597246656262E-5,4.27310289150054E-3]
[2004,2,8,21,3.7828650290466009E-3,9.8712796592095951E-4,8.0821224161072816E-4,2.3885488505747157E-6,8.0172213000001118E-5,5.6607659984288647E-3,null,2.8764224986401114E-3,6.6014022333343218E-4,5.7901140944456272E-4,2.0689655172414317E-6,3.5482597246656262E-5,4.1531256941820041E-3]
[2004,2,8,22,3.6319573404682056E-3,1.0289256672132553E-3,8.1598734032577776E-4,2.3885488505747157E-6,8.0172213000001118E-5,5.5594311098578148E-3,null,2.7616750077009301E-3,6.8809236816014415E-4,5.8458156865991856E-4,2.0689655172414317E-6,3.5482597246656262E-5,4.071900507284891E-3]
[2004,2,8,23,3.0011972734058168E-3,1.1281528199907371E-3,8.4723909419699185E-4,2.3885488505747157E-6,8.0172213000001118E-5,5.059149949444122E-3,null,2.2820564026989777E-3,7.5445036535674306E-4,6.0697064064492532E-4,2.0689655172414317E-6,3.5482597246656262E-5,3.6810289714645432E-3]
[2004,2,8,24,2.6196252436301104E-3,1.143505282081639E-3,8.3791589303895328E-4,2.3885488505747157E-6,8.0172213000001118E-5,4.6836071806012789E-3,null,1.9919158973224914E-3,7.6471729943549814E-4,6.0029140521006893E-4,2.0689655172414317E-6,3.5482597246656262E-5,3.3944761647319559E-3]
[2004,2,9,1,2.1142383667915573E-3,1.0304463645094382E-3,7.4712521105137751E-4,2.3885488505747157E-6,8.0172213000001118E-5,3.9743707042029482E-3,null,1.6076288101825487E-3,6.8910933200615188E-4,5.3524804402898596E-4,2.0689655172414317E-6,3.5482597246656262E-5,2.8695377489815839E-3]
[2004,2,9,2,2.0532514961324848E-3,1.0159640386542441E-3,7.4150970542570776E-4,2.3885488505747157E-6,8.0172213000001118E-5,3.8932860020630127E-3,null,1.561255491140388E-3,6.794243001212373E-4,5.312250391056963E-4,2.0689655172414317E-6,3.5482597246656262E-5,2.8094563931312191E-3]
[2004,2,9,3,2.0016484548580297E-3,9.828792166115079E-4,7.262301907669719E-4,2.3885488505747157E-6,8.0172213000001118E-5,3.7933186240870858E-3,null,1.5220174671082415E-3,6.5729887913606425E-4,5.2027864054515012E-4,2.0689655172414317E-6,3.5482597246656262E-5,2.7371465495533531E-3]
[2004,2,9,4,2.0852365171894305E-3,9.8283580124606412E-4,7.20105084162337E-4,2.3885488505747157E-6,8.0172213000001118E-5,3.8707381644484079E-3,null,1.5855763256087708E-3,6.5726984518096464E-4,5.1589055233569679E-4,2.0689655172414317E-6,3.5482597246656262E-5,2.7962882858893296E-3]
[2004,2,9,5,2.1659466254620304E-3,9.5398894684288872E-4,7.161149397094305E-4,2.3885488505747157E-6,8.0172213000001118E-5,3.9186112738649253E-3,null,1.6469468396293296E-3,6.3797855816893803E-4,5.130319725659071E-4,2.0689655172414317E-6,3.5482597246656262E-5,2.8355089331280718E-3]
[2004,2,9,6,2.3311226317072596E-3,9.5343894712552745E-4,7.2732039973300152E-4,2.3885488505747157E-6,8.0172213000001118E-5,4.0944427404163647E-3,null,1.7725437025761001E-3,6.3761074675158704E-4,5.2105967725495279E-4,2.0689655172414317E-6,3.5482597246656262E-5,2.9687656893465373E-3]
[2004,2,9,7,2.738780055985515E-3,9.2929239728061505E-4,7.6844912511780223E-4,2.3885488505747157E-6,8.0172213000001118E-5,4.5190823402345088E-3,null,2.0825190725477804E-3,6.2146278077588831E-4,5.5052471134828902E-4,2.0689655172414317E-6,3.5482597246656262E-5,3.2920581274358553E-3]
[2004,2,9,8,2.776620815300614E-3,1.0861791747076069E-3,9.2270669123542624E-4,2.3885488505747157E-6,3.7420113203764597E-5,4.8253153432979866E-3,null,2.1112925050186205E-3,7.2638055827203276E-4,6.6103638906953835E-4,2.0689655172414317E-6,1.6561384001380189E-5,3.5173398018788133E-3]
[2004,2,9,9,2.7998927557385369E-3,1.2560515721444128E-3,1.0450031967296418E-3,2.3885488505747157E-6,0,5.1033360734631661E-3,null,2.1289880697687924E-3,8.3998244805082742E-4,7.48650840287485E-4,2.0689655172414317E-6,0,3.719690323624346E-3]
[2004,2,9,10,2.6491964453471601E-3,1.2815522647430203E-3,1.0765627544969617E-3,2.3885488505747157E-6,0,5.0097000134377177E-3,null,2.0144013069994487E-3,8.5703599479286139E-4,7.7126042609119061E-4,2.0689655172414317E-6,0,3.644766693400742E-3]
[2004,2,9,11,2.5807942494292429E-3,1.2862669787363288E-3,1.0953758549316641E-3,2.3885488505747157E-6,0,4.9648256319478109E-3,null,1.9623895080629495E-3,8.6018895211546363E-4,7.8473832117603856E-4,2.0689655172414317E-6,0,3.6093857468716931E-3]
[2004,2,9,12,2.4436645359652964E-3,1.2397768553277341E-3,1.0653984528169252E-3,2.3885488505747157E-6,0,4.751228392960531E-3,null,1.8581185414778213E-3,8.2909875762267999E-4,7.632622076549797E-4,2.0689655172414317E-6,0,3.4525484722727224E-3]
[2004,2,9,13,2.3003578197533761E-3,1.2296281889509143E-3,1.0485759749372598E-3,2.3885488505747157E-6,0,4.5809505324921253E-3,null,1.7491506931530581E-3,8.2231185347263918E-4,7.5121041466550103E-4,2.0689655172414317E-6,0,3.3247419268084394E-3]
[2004,2,9,14,2.2098598397535772E-3,1.1410519000144557E-3,1.0149419947691218E-3,2.3885488505747157E-6,0,4.3682422833877296E-3,null,1.6803376575955853E-3,7.6307660416430128E-4,7.2711469171088156E-4,2.0689655172414317E-6,0,3.1725979189880095E-3]
[2004,2,9,15,2.1329741262583924E-3,1.1464833807336562E-3,1.0160861658164886E-3,2.3885488505747157E-6,0,4.297932221659112E-3,null,1.6218751445470335E-3,7.66708898070248E-4,7.2793438740054498E-4,2.0689655172414317E-6,0,3.1185873955350677E-3]
[2004,2,9,16,2.2383210580058811E-3,1.1996609965935839E-3,1.0165097104805234E-3,2.3885488505747157E-6,0,4.4568803139305637E-3,null,1.7019790558191604E-3,8.0227134227408594E-4,7.2823781907388463E-4,2.0689655172414317E-6,0,3.2345571826843723E-3]
[2004,2,9,17,2.6636164389383914E-3,1.2052580205699456E-3,1.0120336509149121E-3,2.3885488505747157E-6,0,4.8832966592738244E-3,null,2.0253660106506698E-3,8.0601434296428607E-4,7.2503112481164811E-4,2.0689655172414317E-6,0,3.5584804439438454E-3]
[2004,2,9,18,3.3571815040759063E-3,1.0840343517019612E-3,9.3536998308255289E-4,2.3885488505747157E-6,2.004305325000028E-5,5.399017440960995E-3,null,2.5527404060662895E-3,7.2494621137189543E-4,6.7010849919496769E-4,2.0689655172414317E-6,8.8706493116640654E-6,3.9587347314620578E-3]
[2004,2,9,19,3.6552393558230189E-3,9.1614083313055832E-4,8.4393313569579417E-4,2.3885488505747157E-6,8.0172213000001118E-5,5.4978740864999476E-3,null,2.7793782332366152E-3,6.1266769361907527E-4,6.0460221859834904E-4,2.0689655172414317E-6,3.5482597246656262E-5,4.0341997082179379E-3]
[2004,2,9,20,3.4149979467265265E-3,1.0679752177757322E-3,8.8713278613859845E-4,2.3885488505747157E-6,8.0172213000001118E-5,5.4526667124914331E-3,null,2.5967029886999854E-3,7.1420669165145909E-4,6.355508843108983E-4,2.0689655172414317E-6,3.5482597246656262E-5,3.9840121274262409E-3]
[2004,2,9,21,3.2879569085478423E-3,1.0876779172490241E-3,8.7495424446713376E-4,2.3885488505747157E-6,8.0172213000001118E-5,5.3331498321145766E-3,null,2.500103269264618E-3,7.273828399114628E-4,6.2682605410525731E-4,2.0689655172414317E-6,3.5482597246656262E-5,3.8918637260452354E-3]
[2004,2,9,22,3.1486090585161387E-3,1.1006912262577725E-3,8.6455593102757083E-4,2.3885488505747157E-6,8.0172213000001118E-5,5.196416977652058E-3,null,2.3941456715468531E-3,7.3608546916716154E-4,6.1937659737779094E-4,2.0689655172414317E-6,3.5482597246656262E-5,3.7871593008557032E-3]
[2004,2,9,23,2.704844242042911E-3,1.0741295081474617E-3,8.2482611920763169E-4,2.3885488505747157E-6,8.0172213000001118E-5,4.6863606312485808E-3,null,2.0567148902720061E-3,7.183223633381202E-4,5.9091375908548261E-4,2.0689655172414317E-6,3.5482597246656262E-5,3.4035025754595061E-3]
[2004,2,9,24,2.251283728448288E-3,1.0677260308542343E-3,8.0250308444967846E-4,2.3885488505747157E-6,8.0172213000001118E-5,4.2040736056027771E-3,null,1.7118356371713091E-3,7.1404004830258393E-4,5.7492131161583897E-4,2.0689655172414317E-6,3.5482597246656262E-5,3.0383485598536293E-3]
[2004,2,10,1,2.2040327480153392E-3,1.1777854851876611E-3,8.4229944860175798E-4,2.3885488505747157E-6,8.0172213000001118E-5,4.3066784436553342E-3,null,{"$f":"E963*T$5","v":1.6759068418914014E-3},{"$f":"F963*U$5","v":7.8764212956449972E-4},{"$f":"G963*V$5","v":6.0343182867079223E-4},{"$f":"H963*W$5","v":2.0689655172414317E-6},{"$f":"I963*X$5","v":3.5482597246656262E-5},{"$f":"SUM(L963:P963)","v":3.104532362890591E-3}]
[2004,2,10,2,2.1410957725548655E-3,1.1340250866020325E-3,8.3182205416900822E-4,2.3885488505747157E-6,8.0172213000001118E-5,{"$f":"SUM(E964:I964)","v":4.1895036751764822E-3},null,1.6280506982487366E-3,7.5837743411184344E-4,5.959257175214204E-4,2.0689655172414317E-6,3.5482597246656262E-5,3.0199054126458982E-3]
[2004,2,10,3,2.2549754648913713E-3,1.1141368648244936E-3,8.130128664272096E-4,2.3885488505747157E-6,8.0172213000001118E-5,4.2646859579936504E-3,null,1.7146427671329643E-3,7.4507721811230959E-4,5.8245062552927062E-4,2.0689655172414317E-6,3.5482597246656262E-5,3.0797221735384419E-3]
[2004,2,10,4,2.2560715431074498E-3,1.1831224694787981E-3,8.3441085685196487E-4,2.3885488505747157E-6,8.0172213000001118E-5,4.356165631288789E-3,null,1.7154762052854727E-3,7.9121122913771574E-4,5.9778036189954225E-4,2.0689655172414317E-6,3.5482597246656262E-5,3.1420193590866279E-3]
[2004,2,10,5,2.5069756182138719E-3,1.1194878441355346E-3,8.1154293559374555E-4,2.3885488505747157E-6,8.0172213000001118E-5,4.5205671597937282E-3,null,1.9062591491904243E-3,7.4865567683234753E-4,5.8139755224003928E-4,2.0689655172414317E-6,3.5482597246656262E-5,3.2738639410267085E-3]
[2004,2,10,6,2.6466827794422425E-3,1.2193751914018655E-3,8.7481804022412511E-4,2.3885488505747157E-6,8.0172213000001118E-5,4.8234367729188092E-3,null,2.0124899606766347E-3,8.1545517802068649E-4,6.2672847601047421E-4,2.0689655172414317E-6,3.5482597246656262E-5,3.4922251774716926E-3]
[2004,2,10,7,3.0928650393028238E-3,1.1350264182599652E-3,8.9520105792783157E-4,2.3885488505747157E-6,8.0172213000001118E-5,5.2056532773411971E-3,null,2.3517589224033826E-3,7.590470730311317E-4,6.4133107567641802E-4,2.0689655172414317E-6,3.5482597246656262E-5,3.7896886338748296E-3]
[2004,2,10,8,3.1691526440142475E-3,1.2986544923438495E-3,1.0510165311467909E-3,2.3885488505747157E-6,3.6083909627040506E-5,5.5572961259825037E-3,null,2.4097666442952229E-3,8.6847308171337774E-4,7.529588537733931E-4,2.0689655172414317E-6,1.5970007368775052E-5,4.049237552668011E-3]
[2004,2,10,9,3.1111914203431641E-3,1.384593893903899E-3,1.1465575259091332E-3,2.3885488505747157E-6,0,5.6447313890067713E-3,null,2.365693972778778E-3,9.2594491687313172E-4,8.2140538698455875E-4,2.0689655172414317E-6,0,4.1151132421537104E-3]
[2004,2,10,10,2.8454308954310925E-3,1.3363192447487476E-3,1.1428527310291183E-3,2.3885488505747157E-6,0,5.3269914200595328E-3,null,2.1636144517708212E-3,8.9366132368681891E-4,8.1875123452962277E-4,2.0689655172414317E-6,0,3.8780959755045038E-3]
[2004,2,10,11,2.6304779044579443E-3,1.3474202054075757E-3,1.1454256087578231E-3,2.3885488505747157E-6,0,5.1257122674739182E-3,null,2.0001680653315519E-3,9.0108507309067396E-4,8.2059447010974335E-4,2.0689655172414317E-6,0,3.7239165740492104E-3]
[2004,2,10,12,2.3525339475522506E-3,1.3862100679815079E-3,1.1584383714061005E-3,2.3885488505747157E-6,0,4.8995709357904345E-3,null,1.7888244818661672E-3,9.2702573066158825E-4,8.2991694464530673E-4,2.0689655172414317E-6,0,3.5478361226903036E-3]
[2004,2,10,13,2.3236396265243287E-3,1.3236927878992628E-3,1.1166153768346618E-3,2.3885488505747157E-6,0,4.7663363401088286E-3,null,1.7668537600853292E-3,8.8521740118407391E-4,7.9995452909745559E-4,2.0689655172414317E-6,0,3.4540946558840996E-3]
[2004,2,10,14,2.2931813874594795E-3,1.2230342334990018E-3,1.075241849304011E-3,2.3885488505747157E-6,0,4.5938460191130674E-3,null,1.7436938631705901E-3,8.1790215647796927E-4,7.703141162753571E-4,2.0689655172414317E-6,0,3.3339791014411579E-3]
[2004,2,10,15,2.1744899874884603E-3,1.1901557370327231E-3,1.0576518548482692E-3,2.3885488505747157E-6,0,4.4246861282200272E-3,null,1.6534430583836752E-3,7.9591471538681641E-4,7.5771246666207813E-4,2.0689655172414317E-6,0,3.2091392059498108E-3]
[2004,2,10,16,2.3721226987657388E-3,1.2211083193813706E-3,1.0517580219687878E-3,2.3885488505747157E-6,0,4.6473775889664722E-3,null,1.8037194158059442E-3,8.1661420454101044E-4,7.5349006528421965E-4,2.0689655172414317E-6,0,3.3758926511484157E-3]
[2004,2,10,17,2.7890043542181798E-3,1.2183802740352765E-3,1.0368309965884497E-3,2.3885488505747157E-6,0,5.0466041736924811E-3,null,2.1207087251802607E-3,8.1478982864831241E-4,7.4279619360138123E-4,2.0689655172414317E-6,0,3.6803637129471955E-3]
[2004,2,10,18,3.4976666104346568E-3,1.019992896180853E-3,9.2991645838735155E-4,2.3885488505747157E-6,1.8706849673276192E-5,5.4686713635267135E-3,null,2.6595627530311781E-3,6.8211859204610724E-4,6.6620153904559381E-4,2.0689655172414317E-6,8.27927267905893E-6,4.0182311223191797E-3]
[2004,2,10,19,3.8123710326339513E-3,9.7508435653675452E-4,8.9914627558225014E-4,2.3885488505747157E-6,8.0172213000001118E-5,5.7691624266035316E-3,null,2.8988583328324303E-3,6.5208607912608813E-4,6.4415746943419867E-4,2.0689655172414317E-6,3.5482597246656262E-5,4.2326534441566154E-3]
[2004,2,10,20,3.5310700907123004E-3,1.1491980340538831E-3,9.4637819633744142E-4,2.3885488505747157E-6,8.0172213000001118E-5,5.7092070829542008E-3,null,2.6849621583670091E-3,7.6852431806740664E-4,6.77994894307564E-4,2.0689655172414317E-6,3.5482597246656262E-5,4.1690329335058781E-3]
[2004,2,10,21,3.3326993359350204E-3,1.0943075939873811E-3,9.0045721226840144E-4,2.3885488505747157E-6,8.0172213000001118E-5,5.4100249040413793E-3,null,2.5341246059478058E-3,7.3181642545840282E-4,6.4509663771112095E-4,2.0689655172414317E-6,3.5482597246656262E-5,3.9485892318812284E-3]
[2004,2,10,22,3.147849988994476E-3,1.1268878955616385E-3,8.9914944044037831E-4,2.3885488505747157E-6,8.0172213000001118E-5,5.2564480868470698E-3,null,2.3935684887413928E-3,7.5360444920002077E-4,6.4415973677051346E-4,2.0689655172414317E-6,3.5482597246656262E-5,3.8288842374758244E-3]
[2004,2,10,23,2.769937092564886E-3,1.2102312650593262E-3,8.9477477249853376E-4,2.3885488505747157E-6,8.0172213000001118E-5,4.9575038919733227E-3,null,2.1062103225182936E-3,8.0934019213607861E-4,6.4102568049117375E-4,2.0689655172414317E-6,3.5482597246656262E-5,3.5941277579094435E-3]
[2004,2,10,24,2.4339813459555801E-3,1.2731108130967857E-3,8.9864667436415253E-4,2.3885488505747157E-6,8.0172213000001118E-5,4.6882995952670942E-3,null,1.8507556180352223E-3,8.5139078772003302E-4,6.4379955007767614E-4,2.0689655172414317E-6,3.5482597246656262E-5,3.3834975185968287E-3]
[2004,2,11,1,2.4025573196047307E-3,9.4365305043433122E-4,7.2968547206169322E-4,2.3885488505747157E-6,8.0172213000001118E-5,4.1584566039513313E-3,null,1.8268613538467316E-3,6.3106644423938226E-4,5.2275403894854074E-4,2.0689655172414317E-6,3.5482597246656262E-5,3.0182333997985523E-3]
[2004,2,11,2,2.3646927205953506E-3,8.8485360999651934E-4,7.1320759632022594E-4,2.3885488505747157E-6,8.0172213000001118E-5,4.0453146887626723E-3,null,1.7980697941013348E-3,5.9174441398337184E-4,5.1094912240990384E-4,2.0689655172414317E-6,3.5482597246656262E-5,2.938314893258508E-3]
[2004,2,11,3,2.4012204413144116E-3,9.1790301810532016E-4,7.1622488426650475E-4,2.3885488505747157E-6,8.0172213000001118E-5,4.1179091055368131E-3,null,1.8258448156507634E-3,6.1384615195776574E-4,5.131107379565741E-4,2.0689655172414317E-6,3.5482597246656262E-5,2.9903532683290008E-3]
[2004,2,11,4,2.5594059095575415E-3,8.7348945063259978E-4,6.9078413693054845E-4,2.3885488505747157E-6,8.0172213000001118E-5,4.2062402589712663E-3,null,1.9461261992895385E-3,5.8414465087312957E-4,4.9488472972022534E-4,2.0689655172414317E-6,3.5482597246656262E-5,3.0627071426467907E-3]
[2004,2,11,5,2.7226613318764824E-3,8.6758115518944915E-4,6.9218049888667267E-4,2.3885488505747157E-6,8.0172213000001118E-5,4.3649837478031807E-3,null,2.0702626847780375E-3,5.8019348789526532E-4,4.9588509752299321E-4,2.0689655172414317E-6,3.5482597246656262E-5,3.1838928329601932E-3]
[2004,2,11,6,2.9571824113906976E-3,8.9481814549539906E-4,7.2286837494115082E-4,2.3885488505747157E-6,8.0172213000001118E-5,4.6574296936778238E-3,null,2.2485882936327819E-3,5.9840818090796432E-4,5.1787020174728882E-4,2.0689655172414317E-6,3.5482597246656262E-5,3.4024182390519323E-3]
[2004,2,11,7,3.3224781053726527E-3,8.5468957118026091E-4,7.6676291423262519E-4,2.3885488505747157E-6,8.0172213000001118E-5,5.0264913526361149E-3,null,2.5263525661505539E-3,5.7157226203524475E-4,5.4931669284648895E-4,2.0689655172414317E-6,3.5482597246656262E-5,3.6847930837961848E-3]
[2004,2,11,8,3.3712515768567096E-3,1.0328133395645352E-3,9.2616730747038822E-4,2.3885488505747157E-6,3.3411502553764543E-5,5.3660322752959724E-3,null,2.5634390362297894E-3,6.9069224272840922E-4,6.6351560947797801E-4,2.0689655172414317E-6,1.4787254139047376E-5,3.9345031080924653E-3]
[2004,2,11,9,3.2457348844697818E-3,1.1614066402249085E-3,1.0409276286824638E-3,2.3885488505747157E-6,0,5.4504577022277297E-3,null,2.467998401905164E-3,7.7668880360785169E-4,7.4573106219233919E-4,2.0689655172414317E-6,0,3.9924872332225969E-3]
[2004,2,11,10,2.9354302959203903E-3,1.1527754650766319E-3,1.0530593847080439E-3,2.3885488505747157E-6,0,5.1436536945556419E-3,null,2.2320483764400245E-3,7.7091671925129369E-4,7.5442237468892955E-4,2.0689655172414317E-6,0,3.7594564358974891E-3]
[2004,2,11,11,2.7522127215192098E-3,1.1453332378991426E-3,1.0493676020917704E-3,2.3885488505747157E-6,0,4.9493021103606981E-3,null,2.0927330297101816E-3,7.6593974191840831E-4,7.5177754435110718E-4,2.0689655172414317E-6,0,3.6125192814969384E-3]
[2004,2,11,12,2.5974648561761177E-3,1.1028271013661325E-3,1.0282630291945465E-3,2.3885488505747157E-6,0,4.7309435355873718E-3,null,1.9750655374598473E-3,7.3751383217552757E-4,7.3665801525984564E-4,2.0689655172414317E-6,0,3.451306350412462E-3]
[2004,2,11,13,2.4655150751236839E-3,1.1163800570542441E-3,1.0180110800319417E-3,2.3885488505747157E-6,0,4.6022947610604454E-3,null,1.8747332982719444E-3,7.4657734927123759E-4,7.2931341537805757E-4,2.0689655172414317E-6,0,3.3526930284384811E-3]
[2004,2,11,14,2.3166687272883129E-3,1.1032460904389632E-3,1.0134373222239288E-3,2.3885488505747157E-6,0,4.43574068880178E-3,null,1.7615532137416807E-3,7.3779403043721357E-4,7.26036729108622E-4,2.0689655172414317E-6,0,3.2274529388047579E-3]
[2004,2,11,15,2.3306633041551296E-3,9.8141907283268073E-4,9.5793184134313847E-4,2.3885488505747157E-6,0,4.2724027671815238E-3,null,1.77219443817067E-3,6.563224103564014E-4,6.8627204223301302E-4,2.0689655172414317E-6,0,3.1168578562773257E-3]
[2004,2,11,16,2.5871926747161331E-3,9.6449267301275399E-4,9.3335614569402432E-4,2.3885488505747157E-6,0,4.4874300422734865E-3,null,1.967254755516866E-3,6.4500290797868019E-4,6.6866576575851263E-4,2.0689655172414317E-6,0,3.2829923947713001E-3]
[2004,2,11,17,3.0150275857604874E-3,9.4449517529432328E-4,9.110053574066428E-4,2.3885488505747157E-6,0,4.8729166673120283E-3,null,2.2925727233487317E-3,6.3162961387122542E-4,6.526534353801924E-4,2.0689655172414317E-6,0,3.5789247381173908E-3]
[2004,2,11,18,3.5240520193116466E-3,8.7739484688041929E-4,8.5925154078924444E-4,2.3885488505747157E-6,1.7370646176724316E-5,5.2804576020086093E-3,null,2.6796257431581931E-3,5.8675637826840793E-4,6.1557647865895498E-4,2.0689655172414317E-6,7.6878960819363909E-6,3.8917154616847334E-3]
[2004,2,11,19,3.9614666345290095E-3,7.3839132924552757E-4,7.8818761988942916E-4,2.3885488505747157E-6,8.0172213000001118E-5,5.570606345514542E-3,null,3.012227945664565E-3,4.9379800170167856E-4,5.6466556827871207E-4,2.0689655172414317E-6,3.5482597246656262E-5,4.1082430784088533E-3]
[2004,2,11,20,3.9137736059397911E-3,7.4934886134103674E-4,7.6703128285480907E-4,2.3885488505747157E-6,8.0172213000001118E-5,5.512714511986214E-3,null,2.9759630249209111E-3,5.0112583348685554E-4,5.4950895483681919E-4,2.0689655172414317E-6,3.5482597246656262E-5,4.0641493760084843E-3]
[2004,2,11,21,3.5685955307173593E-3,8.0479922960387305E-4,7.6787377212838507E-4,2.3885488505747157E-6,8.0172213000001118E-5,5.2238292943001937E-3,null,2.7134958277083986E-3,5.3820817716739185E-4,5.5011252265801795E-4,2.0689655172414317E-6,3.5482597246656262E-5,3.8393680902977061E-3]
[2004,2,11,22,3.3401479897374907E-3,8.7476838067628243E-4,7.7806140121161496E-4,2.3885488505747157E-6,8.0172213000001118E-5,5.0755385334759649E-3,null,2.5397884282669981E-3,5.8499993326184888E-4,5.574110429855787E-4,2.0689655172414317E-6,3.5482597246656262E-5,3.7197509672783234E-3]
[2004,2,11,23,3.0551748873228436E-3,8.9811357661595829E-4,7.5103349045690579E-4,2.3885488505747157E-6,8.0172213000001118E-5,4.7868827162462838E-3,null,2.3231000090401153E-3,6.0061199511545296E-4,5.3804797485234018E-4,2.0689655172414317E-6,3.5482597246656262E-5,3.499311541771806E-3]
[2004,2,11,24,2.7573969962311293E-3,9.3990367247267039E-4,7.4708198477005188E-4,2.3885488505747157E-6,8.0172213000001118E-5,4.5269434153244279E-3,null,2.0966750589144997E-3,6.2855905381947546E-4,5.3521707628464011E-4,2.0689655172414317E-6,3.5482597246656262E-5,3.2980027517825125E-3]
[2004,2,12,1,2.9482092123469289E-3,1.1995915530738795E-3,8.9069770903399013E-4,2.3885488505747157E-6,8.0172213000001118E-5,5.1210592363053753E-3,null,2.2417652345450042E-3,8.022249020331148E-4,6.3810483106392971E-4,2.0689655172414317E-6,3.5482597246656262E-5,3.7196465304059458E-3]
[2004,2,12,2,2.8980283341827075E-3,1.1312676656865409E-3,8.714449198699135E-4,2.3885488505747157E-6,8.0172213000001118E-5,4.9833016815897385E-3,null,2.2036085977512609E-3,7.5653341335483993E-4,6.2431193853434562E-4,2.0689655172414317E-6,3.5482597246656262E-5,3.622005512404344E-3]
[2004,2,12,3,2.9484950800887978E-3,1.1708951146546516E-3,8.7751854921622077E-4,2.3885488505747157E-6,8.0172213000001118E-5,5.0794695058102466E-3,null,2.2419826032319739E-3,7.8303420546595864E-4,6.2866314791622854E-4,2.0689655172414317E-6,3.5482597246656262E-5,3.6912315193780585E-3]
[2004,2,12,4,3.11349312970841E-3,1.1252905063254479E-3,8.5056182264542216E-4,2.3885488505747157E-6,8.0172213000001118E-5,5.1719062205298561E-3,null,2.3674441511628039E-3,7.5253619774374113E-4,6.0935107685100522E-4,2.0689655172414317E-6,3.5482597246656262E-5,3.7668829885214475E-3]
[2004,2,12,5,3.2276526764039725E-3,1.089291041682825E-3,8.3761879240987593E-4,2.3885488505747157E-6,8.0172213000001118E-5,5.2371232723472496E-3,null,2.4542490162659165E-3,7.2846161425557773E-4,6.0007855931992738E-4,2.0689655172414317E-6,3.5482597246656262E-5,3.8203407526053194E-3]
[2004,2,12,6,3.5163054629681954E-3,1.1437871391954738E-3,8.8218010206479736E-4,2.3885488505747157E-6,8.0172213000001118E-5,5.6248334660790426E-3,null,2.6737354011073422E-3,7.649057909224164E-4,6.3200273143908573E-4,2.0689655172414317E-6,3.5482597246656262E-5,4.1081954862327427E-3]
[2004,2,12,7,3.8879271005892798E-3,1.100550224280719E-3,9.1691007412670375E-4,2.3885488505747157E-6,8.0172213000001118E-5,5.987948160847279E-3,null,2.9563098073383189E-3,7.3599117432410568E-4,6.568836340513232E-4,2.0689655172414317E-6,3.5482597246656262E-5,4.3867361784776463E-3]
[2004,2,12,8,3.8841025053351222E-3,1.2617193717761092E-3,1.0706034662057657E-3,2.3885488505747157E-6,3.2075298977040452E-5,6.2508891911446122E-3,null,2.9534016539274044E-3,8.4377277984553701E-4,7.6699113179555457E-4,2.0689655172414317E-6,1.4195877506442239E-5,4.58043040859218E-3]
[2004,2,12,9,3.7385377506917779E-3,1.383316751347119E-3,1.1831580366290242E-3,2.3885488505747157E-6,0,6.3074010875184966E-3,null,2.8427168338108722E-3,9.2509082986337425E-4,8.4762636237597328E-4,2.0689655172414317E-6,0,4.6175029915674617E-3]
[2004,2,12,10,3.5186998987003157E-3,1.4271234230996529E-3,1.219221810360891E-3,2.3885488505747157E-6,0,6.1674336810114347E-3,null,2.6755560869522067E-3,9.5438647042121424E-4,8.7346281397037448E-4,2.0689655172414317E-6,0,4.5054743368610371E-3]
[2004,2,12,11,3.3064790248121759E-3,1.4079941899060688E-3,1.2079418599286679E-3,2.3885488505747157E-6,0,5.9248036234974882E-3,null,2.5141871531822488E-3,9.4159382680400255E-4,8.653817436005297E-4,2.0689655172414317E-6,0,4.3232316891040224E-3]
[2004,2,12,12,3.1923446218482527E-3,1.3887628078918923E-3,1.1977474199540454E-3,2.3885488505747157E-6,0,5.7812433985447659E-3,null,2.4274014069202345E-3,9.2873287132899012E-4,8.580783438816138E-4,2.0689655172414317E-6,0,4.21628158764808E-3]
[2004,2,12,13,2.9973544624705643E-3,1.3715980632077671E-3,1.1743196684398409E-3,2.3885488505747157E-6,0,5.5456607429687473E-3,null,2.279134398411934E-3,9.1725397621059666E-4,8.4129446617478489E-4,2.0689655172414317E-6,0,4.0397518063145571E-3]
[2004,2,12,14,2.8301965401410388E-3,1.350227316083459E-3,1.1669207405856402E-3,2.3885488505747157E-6,0,5.3497331456607133E-3,null,2.1520305221375633E-3,9.0296232379420401E-4,8.359937995618894E-4,2.0689655172414317E-6,0,3.893055611010898E-3]
[2004,2,12,15,2.9089470694560055E-3,1.2595373324442356E-3,1.1248351251508509E-3,2.3885488505747157E-6,0,5.2957080759016666E-3,null,2.2119110075796986E-3,8.4231354458770341E-4,8.0584323977616419E-4,2.0689655172414317E-6,0,3.8621367574608076E-3]
[2004,2,12,16,3.120129515677526E-3,1.2145538985384727E-3,1.0853394996819153E-3,2.3885488505747157E-6,0,5.4224114627484891E-3,null,2.3724903396375842E-3,8.1223094625188375E-4,7.7754817495001495E-4,2.0689655172414317E-6,0,3.9643384263567246E-3]
[2004,2,12,17,3.5799392163148929E-3,1.2042855692520813E-3,1.066755806063441E-3,2.3885488505747157E-6,0,5.8533691404809903E-3,null,{"$f":"E1027*T$5","v":2.7221213621167646E-3},{"$f":"F1027*U$5","v":8.0536401772549407E-4},{"$f":"G1027*V$5","v":7.6423462922435982E-4},{"$f":"H1027*W$5","v":2.0689655172414317E-6},{"$f":"I1027*X$5","v":0},{"$f":"SUM(L1027:P1027)","v":4.2937889745838604E-3}]
[2004,2,12,18,4.1932483560107002E-3,1.1814317559544548E-3,1.03764047535619E-3,2.3885488505747157E-6,1.4698239023276134E-5,{"$f":"SUM(E1028:I1028)","v":6.4294073751951968E-3},null,3.1884705959638014E-3,7.9008056721536666E-4,7.433761123629317E-4,2.0689655172414317E-6,6.5051428167261157E-6,4.7305013838760679E-3]
[2004,2,12,19,4.5409195763611758E-3,9.8387645499219069E-4,9.4143093852108294E-4,2.3885488505747157E-6,8.0172213000001118E-5,6.5487877317250255E-3,null,3.452833535869647E-3,6.5796578068284242E-4,6.744506288613657E-4,2.0689655172414317E-6,3.5482597246656262E-5,4.8228015081777532E-3]
[2004,2,12,20,4.4844612413264678E-3,9.9455424296556773E-4,9.1978329163109403E-4,2.3885488505747157E-6,8.0172213000001118E-5,6.4813595377737057E-3,null,3.4099036338290966E-3,6.6510653404086909E-4,6.5894203607891723E-4,2.0689655172414317E-6,3.5482597246656262E-5,4.7715037667127817E-3]
[2004,2,12,21,4.2337676300599099E-3,1.1085339677918656E-3,9.4637410332180146E-4,2.3885488505747157E-6,8.0172213000001118E-5,6.3712364630241535E-3,null,3.2192807228408594E-3,7.4133028982527381E-4,6.7799196202983727E-4,2.0689655172414317E-6,3.5482597246656262E-5,4.6761545374598684E-3]
[2004,2,12,22,3.9134388824155963E-3,1.1345324323446362E-3,9.400433908390341E-4,2.3885488505747157E-6,8.0172213000001118E-5,6.0705754674498427E-3,null,2.9757085071761792E-3,7.5871672075287914E-4,6.7345657569353257E-4,2.0689655172414317E-6,3.5482597246656262E-5,4.4454333663864892E-3]
[2004,2,12,23,3.5713243562217468E-3,1.130672686844626E-3,9.0328151474371068E-4,2.3885488505747157E-6,8.0172213000001118E-5,5.68783931966066E-3,null,2.7155707775190349E-3,7.5613552222102544E-4,6.4711999651804466E-4,2.0689655172414317E-6,3.5482597246656262E-5,4.156377859022003E-3]
[2004,2,12,24,3.3003260045941221E-3,1.1897475555845765E-3,9.0573646194154554E-4,2.3885488505747157E-6,8.0172213000001118E-5,5.4783707839708203E-3,null,2.5095085073268196E-3,7.9564174470657769E-4,6.4887874547524607E-4,2.0689655172414317E-6,3.5482597246656262E-5,3.9915805602725417E-3]
[2004,2,13,1,2.5783966645492214E-3,1.2063231092559177E-3,8.815500923736255E-4,2.3885488505747157E-6,8.0172213000001118E-5,4.7488306280293411E-3,null,1.9605664276626869E-3,8.0672661929248385E-4,6.3155138613587409E-4,2.0689655172414317E-6,3.5482597246656262E-5,3.436395995854942E-3]
[2004,2,13,2,2.5228921989309139E-3,1.1806493755538577E-3,8.6825628608290842E-4,2.3885488505747157E-6,8.0172213000001118E-5,4.6543586224182566E-3,null,1.9183618307622963E-3,7.8955735159367169E-4,6.2202756909750451E-4,2.0689655172414317E-6,3.5482597246656262E-5,3.36749831421737E-3]
[2004,2,13,3,2.4848412739385804E-3,1.1513522550123947E-3,8.484284554865142E-4,2.3885488505747157E-6,8.0172213000001118E-5,4.5671827462880656E-3,null,1.8894285920922399E-3,7.6996494983325333E-4,6.0782271108030092E-4,2.0689655172414317E-6,3.5482597246656262E-5,3.3047678157696915E-3]
[2004,2,13,4,2.614761312155549E-3,1.1585654994480817E-3,8.4237854315516556E-4,2.3885488505747157E-6,8.0172213000001118E-5,4.6982661166093728E-3,null,1.9882174513515555E-3,7.7478879532960751E-4,6.0348849280737673E-4,2.0689655172414317E-6,3.5482597246656262E-5,3.404046302252437E-3]
[2004,2,13,5,2.7890213577065033E-3,1.1117467917977604E-3,8.2285124168945544E-4,2.3885488505747157E-6,8.0172213000001118E-5,4.8061801530442953E-3,null,2.1207216543268187E-3,7.4347886065904989E-4,5.8949893689347929E-4,2.0689655172414317E-6,3.5482597246656262E-5,3.4912510146432453E-3]
[2004,2,13,6,3.0675276127023945E-3,1.1674858435880521E-3,8.5113296281405341E-4,2.3885488505747157E-6,8.0172213000001118E-5,5.1687071809550763E-3,null,2.3324927991419122E-3,7.8075426097952167E-4,6.0976024743393347E-4,2.0689655172414317E-6,3.5482597246656262E-5,3.7605588703192648E-3]
[2004,2,13,7,3.4130763676479912E-3,1.1561366946179566E-3,9.1671254476704026E-4,2.3885488505747157E-6,8.0172213000001118E-5,5.5684863688835644E-3,null,2.5952418545458524E-3,7.7316453604576053E-4,6.5674212202384208E-4,2.0689655172414317E-6,3.5482597246656262E-5,4.0627000753793528E-3]
[2004,2,13,8,3.590117386475225E-3,1.3326403170642067E-3,1.0957154367928616E-3,2.3885488505747157E-6,3.0739095400316361E-5,6.0516007845831839E-3,null,2.7298606595591436E-3,8.9120104677526909E-4,7.8498160104975329E-4,2.0689655172414317E-6,1.3604500873837102E-5,4.4217167737752444E-3]
[2004,2,13,9,3.5187208864560244E-3,1.4411927644940579E-3,1.1658492197225354E-3,2.3885488505747157E-6,0,6.1281514195231923E-3,null,2.6755720456639906E-3,9.637953196189893E-4,8.3522615119769347E-4,2.0689655172414317E-6,0,4.4766624819979148E-3]
[2004,2,13,10,3.4354743187620567E-3,1.3225912417168925E-3,1.1338211886800379E-3,2.3885488505747157E-6,0,5.8942752980095624E-3,null,2.6122728535408592E-3,8.8448074396439561E-4,8.1228094641003505E-4,2.0689655172414317E-6,0,4.3111035094325319E-3]
[2004,2,13,11,3.1372946976411997E-3,1.3388311008350625E-3,1.1543616552693755E-3,2.3885488505747157E-6,0,5.6328760025962125E-3,null,2.3855424351298749E-3,8.9534112336330191E-4,8.2699634404721854E-4,2.0689655172414317E-6,0,4.1099488680576366E-3]
[2004,2,13,12,2.910866167497945E-3,1.3756401500377932E-3,1.1588774086847757E-3,2.3885488505747157E-6,0,5.4477722750710892E-3,null,2.2133702551982485E-3,9.1995711521063205E-4,8.3023147538418521E-4,2.0689655172414317E-6,0,3.9656278113103073E-3]
[2004,2,13,13,2.7526851722047196E-3,1.3374358208174154E-3,1.125098422149946E-3,2.3885488505747157E-6,0,5.2176079640226559E-3,null,2.093092272710094E-3,8.9440803211853826E-4,8.0603186840451163E-4,2.0689655172414317E-6,0,3.7956011387503853E-3]
[2004,2,13,14,2.5639825987234404E-3,1.3918790676126368E-3,1.1577168246842933E-3,2.3885488505747157E-6,0,5.1159670398709459E-3,null,1.9496062313776492E-3,9.3081686495396858E-4,8.2940002128920791E-4,2.0689655172414317E-6,0,3.7118920831380672E-3]
[2004,2,13,15,2.5194644483115458E-3,1.2686179182920048E-3,1.1019888586481631E-3,2.3885488505747157E-6,0,4.8924597741022884E-3,null,1.9157554308707931E-3,8.4838617161934885E-4,7.8947594380214623E-4,2.0689655172414317E-6,0,3.5556865118095294E-3]
[2004,2,13,16,2.6880455782329117E-3,1.2747497823532379E-3,1.0822968556302433E-3,2.3885488505747157E-6,0,5.0474807650669681E-3,null,2.0439414885885863E-3,8.5248684574730363E-4,7.7536839403345064E-4,2.0689655172414317E-6,0,3.673865693886582E-3]
[2004,2,13,17,2.9942110417773135E-3,1.3089399151279494E-3,1.075539060757517E-3,2.3885488505747157E-6,0,5.3810785665133545E-3,null,2.2767441978799748E-3,8.7535144148858659E-4,7.7052704156123819E-4,2.0689655172414317E-6,0,3.924691646447041E-3]
[2004,2,13,18,3.7809467968464381E-3,1.0525940394215476E-3,9.5384019803661311E-4,2.3885488505747157E-6,1.3362035526724259E-5,5.8031316186818987E-3,null,2.8749639093920689E-3,7.0392055361829175E-4,6.83340747659778E-4,2.0689655172414317E-6,5.9137662196035775E-6,4.2702079424069847E-3]
[2004,2,13,19,3.8622056431080378E-3,1.0717854873081741E-3,9.4787298813528214E-4,2.3885488505747157E-6,8.0172213000001118E-5,5.9644248804020701E-3,null,2.9367516739053886E-3,7.1675480321038959E-4,6.7906577824266624E-4,2.0689655172414317E-6,3.5482597246656262E-5,4.3701238181223425E-3]
[2004,2,13,20,3.8835567650061381E-3,9.2273390287289647E-4,8.6217907596742617E-4,2.3885488505747157E-6,8.0172213000001118E-5,5.7510305056970371E-3,null,2.9529866828013791E-3,6.1707679829690637E-4,6.176737944164339E-4,2.0689655172414317E-6,3.5482597246656262E-5,4.2252888382786173E-3]
[2004,2,13,21,3.5931885817300294E-3,1.0965463868387833E-3,9.1498459042812662E-4,2.3885488505747157E-6,8.0172213000001118E-5,5.6872803208475155E-3,null,2.7321959411673439E-3,7.3331361454020852E-4,6.555041980903512E-4,2.0689655172414317E-6,3.5482597246656262E-5,4.1585653165618014E-3]
[2004,2,13,22,3.4293191390404993E-3,1.0923881779486199E-3,8.9240413777125259E-4,2.3885488505747157E-6,8.0172213000001118E-5,5.4966722166109473E-3,null,2.6075925656378245E-3,7.3053281910113034E-4,6.3932733383907929E-4,2.0689655172414317E-6,3.5482597246656262E-5,4.0150042813419324E-3]
[2004,2,13,23,3.1733906218059781E-3,1.1647259245213466E-3,8.8577070914211929E-4,2.3885488505747157E-6,8.0172213000001118E-5,5.3064480173200205E-3,null,2.4129891263492396E-3,7.789085695879529E-4,6.3457507859935442E-4,2.0689655172414317E-6,3.5482597246656262E-5,3.8640243373004443E-3]
[2004,2,13,24,2.8148476675660503E-3,1.1977181836788345E-3,8.8566044341377274E-4,2.3885488505747157E-6,8.0172213000001118E-5,4.9807870565092335E-3,null,2.1403595156214827E-3,8.0097208929401137E-4,6.3449608311834545E-4,2.0689655172414317E-6,3.5482597246656262E-5,3.6133792507977371E-3]
[2004,2,14,1,2.2716304169499418E-3,9.4475365597612097E-4,7.2981175822055678E-4,2.3885488505747157E-6,8.0172213000001118E-5,4.0287565929971961E-3,null,1.7273068929865687E-3,6.3180247240720059E-4,5.2284451162771129E-4,2.0689655172414317E-6,3.5482597246656262E-5,2.919505439785378E-3]
[2004,2,14,2,2.1337512057954264E-3,9.9698494814806984E-4,7.4273128921603735E-4,2.3885488505747157E-6,8.0172213000001118E-5,3.956028205010109E-3,null,1.6224660218441072E-3,6.6673206418228054E-4,5.3210019406596239E-4,2.0689655172414317E-6,3.5482597246656262E-5,2.8588498428562471E-3]
[2004,2,14,3,2.1822888645584436E-3,9.0679276639039918E-4,6.9413799524228816E-4,2.3885488505747157E-6,8.0172213000001118E-5,3.8657803880417069E-3,null,1.6593731841735139E-3,6.0641618917524462E-4,4.9728746767466116E-4,2.0689655172414317E-6,3.5482597246656262E-5,2.8006284037873168E-3]
[2004,2,14,4,2.2514446433766237E-3,9.060927538203352E-4,6.8524592564284462E-4,2.3885488505747157E-6,8.0172213000001118E-5,3.9253440846903787E-3,null,1.7119579939872879E-3,6.0594805690638806E-4,4.9091709924100311E-4,2.0689655172414317E-6,3.5482597246656262E-5,2.8463747128985766E-3]
[2004,2,14,5,2.3531232568113299E-3,8.8202932186941729E-4,6.7207816277511175E-4,2.3885488505747157E-6,8.0172213000001118E-5,3.9897915033064351E-3,null,1.7892725820226509E-3,5.8985567588724908E-4,4.8148358098336954E-4,2.0689655172414317E-6,3.5482597246656262E-5,2.8981634016571668E-3]
[2004,2,14,6,2.407749285966548E-3,9.4781828429597479E-4,7.057206970719522E-4,2.3885488505747157E-6,8.0172213000001118E-5,4.1438490291850517E-3,null,1.8308092316432275E-3,6.3385193761672368E-4,5.0558543220215223E-4,2.0689655172414317E-6,3.5482597246656262E-5,3.0077981642260007E-3]
[2004,2,14,7,2.8072257520346672E-3,8.3991983889643079E-4,6.7363083431480533E-4,2.3885488505747157E-6,8.0172213000001118E-5,4.4033371870964792E-3,null,2.1345639482013225E-3,5.6169502756815508E-4,4.8259593054987787E-4,2.0689655172414317E-6,3.5482597246656262E-5,3.2164064690832525E-3]
[2004,2,14,8,2.9794443874354161E-3,8.6274233368772209E-4,7.2934634641517104E-4,2.3885488505747157E-6,2.8066688327040391E-5,4.6019883047159248E-3,null,2.2655158996318136E-3,5.769575338780569E-4,5.2251108591162528E-4,2.0689655172414317E-6,1.2421747644109424E-5,3.3794752325828461E-3]
[2004,2,14,9,3.1896963567025188E-3,8.7277020258310712E-4,7.6455642743833148E-4,2.3885488505747157E-6,0,4.8294115355745322E-3,null,2.4253877137567032E-3,5.8366365490865877E-4,5.4773594343079251E-4,2.0689655172414317E-6,0,3.5588562776133958E-3]
[2004,2,14,10,3.3169123820764937E-3,8.1997631300719962E-4,7.4534541056718172E-4,2.3885488505747157E-6,0,4.8846226545014504E-3,null,2.5221204903066235E-3,5.4835782703378452E-4,5.3397297699358626E-4,2.0689655172414317E-6,0,3.6065202598512358E-3]
[2004,2,14,11,3.4042748583924054E-3,6.5224274822384294E-4,6.7739151608313657E-4,2.3885488505747157E-6,0,4.7362976715499602E-3,null,2.5885493452835972E-3,4.3618627811682897E-4,4.8529012093582693E-4,2.0689655172414317E-6,0,3.5120947098534945E-3]
[2004,2,14,12,3.0595153018063859E-3,8.2604327473986654E-4,7.4918486358465318E-4,2.3885488505747157E-6,0,4.637131988981481E-3,null,2.3264003821113245E-3,5.5241509783496333E-4,5.3672359989767864E-4,2.0689655172414317E-6,0,3.4176080453612078E-3]
[2004,2,14,13,2.9044662992774094E-3,8.1793267440004606E-4,7.2547855183275711E-4,2.3885488505747157E-6,0,4.450266074360788E-3,null,2.2085039105635522E-3,5.4699114703573529E-4,5.1974015882427717E-4,2.0689655172414317E-6,0,3.2773041819408057E-3]
[2004,2,14,14,2.5406950883985007E-3,9.7093010754526756E-4,7.9971339114142423E-4,2.3885488505747157E-6,0,4.3137271359357677E-3,null,1.9318988275655569E-3,6.4930793186281576E-4,5.72922747165601E-4,2.0689655172414317E-6,0,3.156198472111215E-3]
[2004,2,14,15,2.4487501634694888E-3,9.6856275691477691E-4,7.96027183079404E-4,2.3885488505747157E-6,0,4.2157286523142445E-3,null,1.8619855611204568E-3,6.4772476997512415E-4,5.7028191049472536E-4,2.0689655172414317E-6,0,3.0820612071075473E-3]
[2004,2,14,16,2.6219734887368753E-3,8.9343723283423493E-4,7.5473191388983568E-4,2.3885488505747157E-6,0,4.2725311843115213E-3,null,1.9937014606469972E-3,5.9748469780950464E-4,5.4069756273825956E-4,2.0689655172414317E-6,0,3.1339526867120025E-3]
[2004,2,14,17,2.9142823849495425E-3,8.9301777546497171E-4,7.5460787745430889E-4,2.3885488505747157E-6,0,4.5642965867193977E-3,null,2.2159678854765082E-3,5.9720418637534034E-4,5.4060870178360024E-4,2.0689655172414317E-6,0,3.3558497391526897E-3]
[2004,2,14,18,3.3287164298469838E-3,9.1208412725656603E-4,7.5416105931065951E-4,2.3885488505747157E-6,1.2025831950000169E-5,5.0093759972147846E-3,null,2.5310960758274785E-3,6.099547781571404E-4,5.4028859675450019E-4,2.0689655172414317E-6,5.3223895869984394E-6,3.6887308058433589E-3]
[2004,2,14,19,3.2906460455359638E-3,8.4446762109486272E-4,7.2491840577906211E-4,2.3885488505747157E-6,8.0172213000001118E-5,4.9425928342604645E-3,null,2.5021480406416468E-3,5.647363495241628E-4,5.1933886453628376E-4,2.0689655172414317E-6,3.5482597246656262E-5,3.6237748174659905E-3]
[2004,2,14,20,3.2714284302781862E-3,7.4609708611679103E-4,6.732657943080251E-4,2.3885488505747157E-6,8.0172213000001118E-5,4.7733520725535784E-3,null,2.4875353118043158E-3,4.9895121408909495E-4,4.8233441220364714E-4,2.0689655172414317E-6,3.5482597246656262E-5,3.5063725008609554E-3]
[2004,2,14,21,3.0153680757433261E-3,8.7371073808189691E-4,7.1040359760785401E-4,2.3885488505747157E-6,8.0172213000001118E-5,4.6820431732836534E-3,null,2.2928316258048536E-3,5.8429263649530127E-4,5.0894030942373136E-4,2.0689655172414317E-6,3.5482597246656262E-5,3.4236161344877833E-3]
[2004,2,14,22,2.9377686560885094E-3,8.1226599874181479E-4,6.7755281646854522E-4,2.3885488505747157E-6,8.0172213000001118E-5,4.5101482331494462E-3,null,2.2338264234350548E-3,5.4320156689645436E-4,4.8540567816039124E-4,2.0689655172414317E-6,3.5482597246656262E-5,3.2999852312557976E-3]
[2004,2,14,23,2.9044959737992799E-3,7.3734818525432401E-4,6.3019883493720401E-4,2.3885488505747157E-6,8.0172213000001118E-5,4.3546037558413846E-3,null,2.2085264745360148E-3,4.9310040085245171E-4,4.5148080771469009E-4,2.0689655172414317E-6,3.5482597246656262E-5,3.1906592458670539E-3]
[2004,2,14,24,2.2507344436332902E-3,1.0160437855751474E-3,7.3292948004294854E-4,2.3885488505747157E-6,8.0172213000001118E-5,4.0822684711019621E-3,null,1.711417970881899E-3,6.7947763074501931E-4,5.2507807901718993E-4,2.0689655172414317E-6,3.5482597246656262E-5,2.9535252434080054E-3]
[2004,2,15,1,2.8170900120670231E-3,1.3364181345039828E-3,9.2868034326126368E-4,2.3885488505747157E-6,8.0172213000001118E-5,5.1647492516828453E-3,null,2.1420645540309352E-3,8.9372745604995732E-4,6.6531597368968496E-4,2.0689655172414317E-6,3.5482597246656262E-5,3.7386595465344749E-3]
[2004,2,15,2,2.8410125343165285E-3,1.2594352787652844E-3,8.9949303940401186E-4,2.3885488505747157E-6,8.0172213000001118E-5,5.0825016143364009E-3,null,2.1602548094839667E-3,8.4224529635572071E-4,6.4440589453696937E-4,2.0689655172414317E-6,3.5482597246656262E-5,3.6844575631405545E-3]
[2004,2,15,3,2.7443488339459988E-3,1.3078045635237863E-3,9.1065131361993032E-4,2.3885488505747157E-6,8.0172213000001118E-5,5.0453654729402924E-3,null,2.0867534711034971E-3,8.7459217694801114E-4,6.5239979483703388E-4,2.0689655172414317E-6,3.5482597246656262E-5,3.6512970056524394E-3]
[2004,2,15,4,2.9458270452892604E-3,1.2153174500862114E-3,8.640330160434006E-4,2.3885488505747157E-6,8.0172213000001118E-5,5.1077382732694484E-3,null,2.2399538775794287E-3,8.1274157010882263E-4,6.1900197580388278E-4,2.0689655172414317E-6,3.5482597246656262E-5,3.7092489862560313E-3]
[2004,2,15,5,3.0732206708319063E-3,1.2055001084037291E-3,8.6100172653863038E-4,2.3885488505747157E-6,8.0172213000001118E-5,5.2222832676248427E-3,null,2.3368216981018417E-3,8.0617623880978675E-4,6.1683032939935226E-4,2.0689655172414317E-6,3.5482597246656262E-5,3.7973798290748782E-3]
[2004,2,15,6,3.1538144335672858E-3,1.1915788278980734E-3,8.6258651136948391E-4,2.3885488505747157E-6,8.0172213000001118E-5,5.290540534685419E-3,null,2.3981037450694375E-3,7.9686640509079481E-4,6.1796568525185715E-4,2.0689655172414317E-6,3.5482597246656262E-5,3.8504873981759871E-3]
[2004,2,15,7,3.1970531650637093E-3,1.2115140061328849E-3,8.8427548272952921E-4,2.3885488505747157E-6,8.0172213000001118E-5,5.3754034157766995E-3,null,2.4309816984550273E-3,8.1019802314483537E-4,6.3350388330185798E-4,2.0689655172414317E-6,3.5482597246656262E-5,3.9122351676656184E-3]
[2004,2,15,8,3.6035244458334061E-3,1.0771988505697766E-3,8.6313911529507976E-4,2.3885488505747157E-6,2.6730484750316303E-5,5.5729814452991537E-3,null,2.7400551462464459E-3,7.2037498109600476E-4,6.1836157628313644E-4,2.0689655172414317E-6,1.1830371011504288E-5,4.0926910401543328E-3]
[2004,2,15,9,3.9201537797383407E-3,9.6185025296224435E-4,8.2719431374288189E-4,2.3885488505747157E-6,0,5.7115868952940423E-3,null,{"$f":"E1091*T$5","v":2.9808143942715135E-3},{"$f":"F1091*U$5","v":6.4323579386328113E-4},{"$f":"G1091*V$5","v":5.9261035755937027E-4},{"$f":"H1091*W$5","v":2.0689655172414317E-6},{"$f":"I1091*X$5","v":0},{"$f":"SUM(L1091:P1091)","v":4.2187295112114066E-3}]
[2004,2,15,10,3.953613611497939E-3,9.8071484055738036E-4,8.7123974136318525E-4,2.3885488505747157E-6,0,{"$f":"SUM(E1092:I1092)","v":5.8079567422690799E-3},null,3.006256648260226E-3,6.5585145616652431E-4,6.2416494658068295E-4,2.0689655172414317E-6,0,4.2883420165246745E-3]
[2004,2,15,11,3.8136936414291315E-3,1.0579546024787735E-3,8.9312291007632321E-4,2.3885488505747157E-6,0,5.7671597028348034E-3,null,2.899864020761062E-3,7.0750542145301928E-4,6.3984226957501829E-4,2.0689655172414317E-6,0,4.2492806773063415E-3]
[2004,2,15,12,3.6570408430823755E-3,1.0837297843066739E-3,9.0160904363033659E-4,2.3885488505747157E-6,0,5.6447682198699613E-3,null,2.7807480517323953E-3,7.2474253242115524E-4,6.4592182132747818E-4,2.0689655172414317E-6,0,4.1534813709982708E-3]
[2004,2,15,13,3.4983403252071463E-3,1.11242917592994E-3,9.0071981796892233E-4,2.3885488505747157E-6,0,5.5138778679565837E-3,null,2.6600750336212534E-3,7.4393520393871361E-4,6.4528477108619054E-4,2.0689655172414317E-6,0,4.0513639741633998E-3]
[2004,2,15,14,3.3839929561205627E-3,9.9687709087128182E-4,8.7472222154203415E-4,2.3885488505747157E-6,0,5.2579808173844542E-3,null,2.5731273517517125E-3,6.6665993480367403E-4,6.2665983053925727E-4,2.0689655172414317E-6,0,3.8685160826118854E-3]
[2004,2,15,15,3.0144266223958876E-3,9.7872862886227551E-4,8.5930515486179254E-4,2.3885488505747157E-6,0,4.8548489549705316E-3,null,2.2921157616201159E-3,6.5452318032260099E-4,6.1561488832180577E-4,2.0689655172414317E-6,0,3.5643227957817642E-3]
[2004,2,15,16,3.1279614968493978E-3,9.4320949407650429E-4,8.3673125297073644E-4,2.3885488505747157E-6,0,4.9102907927472137E-3,null,2.3784456371908191E-3,6.3076981664577161E-4,5.9944271710530119E-4,2.0689655172414317E-6,0,3.6107271364591333E-3]
[2004,2,15,17,3.5390393161114277E-3,9.7291996969550525E-4,8.4706434125467905E-4,2.3885488505747157E-6,0,5.361412175912187E-3,null,2.6910218139610553E-3,6.5063864894267796E-4,6.0684544587278049E-4,2.0689655172414317E-6,0,3.9505748742937555E-3]
[2004,2,15,18,4.0527110051217299E-3,9.5821610399154228E-4,8.3209968654350108E-4,2.3885488505747157E-6,9.3534248767242014E-6,5.8547687693840727E-3,null,3.0816085231982295E-3,6.4080546264385502E-4,5.9612461615742994E-4,2.0689655172414317E-6,4.1396363572707632E-6,4.3247472038740273E-3]
[2004,2,15,19,4.091002891086647E-3,9.9303290484746933E-4,8.5397552892854927E-4,2.3885488505747157E-6,8.0172213000001118E-5,6.0205720867132417E-3,null,3.1107249842559507E-3,6.6408914164624658E-4,6.1179669049635655E-4,2.0689655172414317E-6,3.5482597246656262E-5,4.424162379162452E-3]
[2004,2,15,20,4.2108371599360083E-3,8.969228142652612E-4,7.9599239253828002E-4,2.3885488505747157E-6,8.0172213000001118E-5,5.9863131285901264E-3,null,3.2018448059730007E-3,5.9981567472816371E-4,5.7025698619982558E-4,2.0689655172414317E-6,3.5482597246656262E-5,4.4094690296648878E-3]
[2004,2,15,21,4.084331471022197E-3,9.5961036550028169E-4,8.1639827508888339E-4,2.3885488505747157E-6,8.0172213000001118E-5,5.9429008734619383E-3,null,3.1056521564854869E-3,6.4173787276244161E-4,5.8487596647292545E-4,2.0689655172414317E-6,3.5482597246656262E-5,4.3698175584847522E-3]
[2004,2,15,22,3.8364117149115766E-3,9.6035080110248297E-4,8.0584988562416014E-4,2.3885488505747157E-6,8.0172213000001118E-5,5.6851731634887954E-3,null,2.9171384350446545E-3,6.4223303786836087E-4,5.773189937658957E-4,2.0689655172414317E-6,3.5482597246656262E-5,4.1742420294428092E-3]
[2004,2,15,23,3.3148900655240528E-3,1.1714621561420089E-3,8.8573078614808017E-4,2.3885488505747157E-6,8.0172213000001118E-5,5.4546437696647177E-3,null,2.5205827571900181E-3,7.8341341353930518E-4,6.3454647736337002E-4,2.0689655172414317E-6,3.5482597246656262E-5,3.9760942108565912E-3]
[2004,2,15,24,2.9538523622309552E-3,1.2033994941963693E-3,8.8413962202159237E-4,2.3885488505747157E-6,8.0172213000001118E-5,5.1239522402994932E-3,null,2.2460561841731235E-3,8.0477145647167309E-4,6.3340655131906851E-4,2.0689655172414317E-6,3.5482597246656262E-5,3.7217857547277625E-3]
[2004,2,16,1,2.9138746693809958E-3,9.862677380206629E-4,7.714978642756028E-4,2.3885488505747157E-6,8.0172213000001118E-5,4.7542010335278381E-3,null,2.2156578658946813E-3,6.5956494732279905E-4,5.5270885886041883E-4,2.0689655172414317E-6,3.5482597246656262E-5,3.4654832348417967E-3]
[2004,2,16,2,2.8432414773852089E-3,9.5601109512270983E-4,7.6143723436597271E-4,2.3885488505747157E-6,8.0172213000001118E-5,4.6432505687244675E-3,null,2.1619496576854515E-3,6.3933086654550096E-4,5.4550132202298412E-4,2.0689655172414317E-6,3.5482597246656262E-5,3.3843334090178341E-3]
[2004,2,16,3,2.9043464862141418E-3,9.6153687062521757E-4,7.5985528046079579E-4,2.3885488505747157E-6,8.0172213000001118E-5,4.7082993991507316E-3,null,2.2084128068661779E-3,6.430262199345751E-4,5.4436799427421442E-4,2.0689655172414317E-6,3.5482597246656262E-5,3.4333585838388645E-3]
[2004,2,16,4,3.0344543406924242E-3,9.4050365943843352E-4,7.4520638680673247E-4,2.3885488505747157E-6,8.0172213000001118E-5,4.8027251487881666E-3,null,2.3073444782310023E-3,6.2896029412797645E-4,5.3387337896804339E-4,2.0689655172414317E-6,3.5482597246656262E-5,3.5077297140909194E-3]
[2004,2,16,5,3.1665651527377466E-3,8.875923725665337E-4,7.3249854743651348E-4,2.3885488505747157E-6,8.0172213000001118E-5,4.86921683459137E-3,null,2.4077991624882819E-3,5.9357595700215335E-4,5.2476935454732749E-4,2.0689655172414317E-6,3.5482597246656262E-5,3.5636960368016606E-3]
[2004,2,16,6,3.4542098717284943E-3,9.2213242979989878E-4,7.5745893470218568E-4,2.3885488505747157E-6,8.0172213000001118E-5,5.2163619980811543E-3,null,2.6265190308861577E-3,6.1667456415660695E-4,5.4265122797970229E-4,2.0689655172414317E-6,3.5482597246656262E-5,3.8233963857863644E-3]
[2004,2,16,7,3.9239164294973825E-3,8.1837897526409488E-4,7.6343825003879378E-4,2.3885488505747157E-6,8.0172213000001118E-5,5.5882944166508472E-3,null,2.9836754454425985E-3,5.4728961001342254E-4,5.4693486985286075E-4,2.0689655172414317E-6,3.5482597246656262E-5,4.1154514880727801E-3]
[2004,2,16,8,3.8287428316888098E-3,1.0889474184443144E-3,9.6546679265778251E-4,2.3885488505747157E-6,2.4058077677040339E-5,5.9096036693185219E-3,null,2.9113071542371102E-3,7.2823181677313966E-4,6.9167015742623668E-4,2.0689655172414317E-6,1.0647617781776614E-5,4.343925711735505E-3]
[2004,2,16,9,3.7678010729196147E-3,1.2380600301391755E-3,1.0822057858768568E-3,2.3885488505747157E-6,0,6.090455437786222E-3,null,2.8649681374642621E-3,8.2795063356731269E-4,7.7530315074270193E-4,2.0689655172414317E-6,0,4.4702908872915181E-3]
[2004,2,16,10,3.4722014593256958E-3,1.2656927474649139E-3,1.1142390534081374E-3,2.3885488505747157E-6,0,5.8545218090493229E-3,null,2.6401995103517142E-3,8.4642996838152178E-4,7.982521070037913E-4,2.0689655172414317E-6,0,4.2869505512542691E-3]
[2004,2,16,11,3.3392348901373631E-3,1.2717338742474753E-3,1.1295591821901436E-3,2.3885488505747157E-6,0,5.7429164954255572E-3,null,2.5390941237615136E-3,8.5046996210179392E-4,8.0922760193228075E-4,2.0689655172414317E-6,0,4.2008606533128299E-3]
[2004,2,16,12,3.1782035633941799E-3,1.2293922167931027E-3,1.1021133992318065E-3,2.3885488505747157E-6,0,5.5120977282696647E-3,null,2.4166488005281078E-3,8.2215404747550797E-4,7.8956516593360604E-4,2.0689655172414317E-6,0,4.0304369794544638E-3]
[2004,2,16,13,3.0014797080219011E-3,1.2476015569813273E-3,1.0959075030070754E-3,2.3885488505747157E-6,0,5.3473773168608791E-3,null,2.2822711608988769E-3,8.3433151414001898E-4,7.8511919922467943E-4,2.0689655172414317E-6,0,3.9037908397808164E-3]
[2004,2,16,14,2.9414433132075248E-3,1.1561428972486675E-3,1.0554042214739963E-3,2.3885488505747157E-6,0,5.1553789807807643E-3,null,2.2366205665860167E-3,7.7316868404497048E-4,7.5610223942107686E-4,2.0689655172414317E-6,0,3.7679604555693053E-3]
[2004,2,16,15,2.7790924128104819E-3,1.1549567731329023E-3,1.0533026997851126E-3,2.3885488505747157E-6,0,4.9897404345790718E-3,null,2.1131718632908239E-3,7.7237546546975579E-4,7.5459668806660354E-4,2.0689655172414317E-6,0,3.6422129823444243E-3]
[2004,2,16,16,2.949482620318656E-3,1.2701398716233846E-3,1.0802517786690593E-3,2.3885488505747157E-6,0,5.3022628194616742E-3,null,2.2427335110528097E-3,8.4940397543685367E-4,7.7390328025175664E-4,2.0689655172414317E-6,0,3.868109732258661E-3]
[2004,2,16,17,3.4463387910626947E-3,1.1874432602038518E-3,1.0365822033011648E-3,2.3885488505747157E-6,0,5.6727528034182864E-3,null,2.6205340027813024E-3,7.9410075091471545E-4,7.4261795557860149E-4,2.0689655172414317E-6,0,4.159321674791861E-3]
[2004,2,16,18,4.3701297689994209E-3,9.3570049056882041E-4,9.1139866493419668E-4,2.3885488505747157E-6,8.0172213000001125E-6,6.2276346946530132E-3,null,3.3229680395694587E-3,6.2574818275056617E-4,6.5293520486368883E-4,2.0689655172414317E-6,3.5482597246656264E-6,4.6072686524256208E-3]
[2004,2,16,19,4.7455056843239791E-3,6.7760829033172091E-4,7.8491018674609568E-4,2.3885488505747157E-6,8.0172213000001118E-5,6.2905849232523722E-3,null,3.6083971310111149E-3,4.5314944318777876E-4,5.6231758208649619E-4,2.0689655172414317E-6,3.5482597246656262E-5,4.6614157190492875E-3]
[2004,2,16,20,4.3313116113915667E-3,8.9543349903935168E-4,8.5760774459928471E-4,2.3885488505747157E-6,8.0172213000001118E-5,6.1669136168807795E-3,null,3.2934514110242604E-3,5.9881969759066199E-4,6.1439884647301911E-4,2.0689655172414317E-6,3.5482597246656262E-5,4.5442215178518397E-3]
[2004,2,16,21,4.1421764842005989E-3,9.2792473864264911E-4,8.5241609000433509E-4,2.3885488505747157E-6,8.0172213000001118E-5,6.0050780746981596E-3,null,3.1496364636344055E-3,6.2054816128390752E-4,6.1067949270725546E-4,2.0689655172414317E-6,3.5482597246656262E-5,4.4184156803894672E-3]
[2004,2,16,22,3.9425726349768351E-3,9.3400100581989432E-4,8.3860114394064891E-4,2.3885488505747157E-6,8.0172213000001118E-5,5.7977355465879546E-3,null,2.9978612883865842E-3,6.2461165508602857E-4,6.0078232587420437E-4,2.0689655172414317E-6,3.5482597246656262E-5,4.2608068321107152E-3]
[2004,2,16,23,3.5221207243606683E-3,9.9122977678441169E-4,8.3303954335557184E-4,2.3885488505747157E-6,8.0172213000001118E-5,5.4289508063512281E-3,null,2.6781572212294831E-3,6.628833026837823E-4,5.9679793906621025E-4,2.0689655172414317E-6,3.5482597246656262E-5,3.9753900257433732E-3]
[2004,2,16,24,3.0768033223496647E-3,1.0657559146487131E-3,8.4514442795054906E-4,2.3885488505747157E-6,8.0172213000001118E-5,5.0702644267995034E-3,null,2.3395458818491707E-3,7.1272253629116788E-4,6.0547000059862801E-4,2.0689655172414317E-6,3.5482597246656262E-5,3.6952899815028643E-3]
[2004,2,17,1,2.1535795617154533E-3,7.0582133509004114E-4,6.0233696353546276E-4,2.3885488505747157E-6,8.0172213000001118E-5,3.5442986221915327E-3,null,1.6375431468912526E-3,4.7201687102961634E-4,4.3152028175441213E-4,2.0689655172414317E-6,3.5482597246656262E-5,2.5786318624391787E-3]
[2004,2,17,2,2.1514487314340976E-3,6.5752418432877993E-4,5.81310320998162E-4,2.3885488505747157E-6,8.0172213000001118E-5,3.4728439986116155E-3,null,1.6359229018877929E-3,4.39718229930778E-4,4.1645658275976937E-4,2.0689655172414317E-6,3.5482597246656262E-5,2.5296492773422374E-3]
[2004,2,17,3,2.0986752563770918E-3,6.4027162442652392E-4,5.6667746118535317E-4,2.3885488505747157E-6,8.0172213000001118E-5,3.3881851038395448E-3,null,1.5957949010683577E-3,4.2818060852794088E-4,4.0597345425934765E-4,2.0689655172414317E-6,3.5482597246656262E-5,2.4675005266195436E-3]
[2004,2,17,4,2.2509063537835571E-3,5.7853133046072136E-4,5.346323567670734E-4,2.3885488505747157E-6,8.0172213000001118E-5,3.446630802861928E-3,null,1.7115486882667847E-3,3.868918872533578E-4,3.8301601793290925E-4,2.0689655172414317E-6,3.5482597246656262E-5,2.5190081562169492E-3]
[2004,2,17,5,2.364231516776632E-3,5.3468360749028853E-4,5.1787239268198464E-4,2.3885488505747157E-6,8.0172213000001118E-5,3.4993482787994811E-3,null,1.7977191030165525E-3,3.5756879376024758E-4,3.7100901045699242E-4,2.0689655172414317E-6,3.5482597246656262E-5,2.5638484699976897E-3]
[2004,2,17,6,2.5632117209693126E-3,5.3799806655356033E-4,5.3654403029656194E-4,2.3885488505747157E-6,8.0172213000001118E-5,3.7203145796700109E-3,null,1.9490200698047016E-3,3.5978533287350876E-4,3.8438556014932146E-4,2.0689655172414317E-6,3.5482597246656262E-5,2.7307425255914293E-3]
[2004,2,17,7,2.9553616945622997E-3,4.9323442267473251E-4,5.5575222467449468E-4,2.3885488505747157E-6,8.0172213000001118E-5,4.0869091037621028E-3,null,2.2472038533187231E-3,3.2984971876108906E-4,3.9814650452389168E-4,2.0689655172414317E-6,3.5482597246656262E-5,3.0127516393676011E-3]
[2004,2,17,8,2.9669081052984183E-3,6.8413045763615827E-4,7.2852064815115262E-4,2.3885488505747157E-6,2.2721874100316242E-5,4.4046696340366209E-3,null,2.255983536274602E-3,4.575111319754653E-4,5.2191954733919234E-4,2.0689655172414317E-6,1.0056241149171473E-5,3.2475394222556721E-3]
[2004,2,17,9,2.8147736048237107E-3,8.0938556917229765E-4,8.3559685188612357E-4,2.3885488505747157E-6,0,4.4621445747327071E-3,null,2.1403031996449036E-3,5.4127528430193456E-4,5.9863002071559033E-4,2.0689655172414317E-6,0,3.2822774701796696E-3]
[2004,2,17,10,2.611665066152403E-3,8.6997836700339294E-4,8.7733796526000968E-4,2.3885488505747157E-6,0,4.3613699472663803E-3,null,1.9858631216050832E-3,5.8179661940087302E-4,6.2853377574685816E-4,2.0689655172414317E-6,0,3.1982624822700554E-3]
[2004,2,17,11,2.4693947713390805E-3,8.9560367009531964E-4,8.8359665236119279E-4,2.3885488505747157E-6,0,4.2509836426461679E-3,null,1.8776833494622901E-3,5.989334992078483E-4,6.3301756237264144E-4,2.0689655172414317E-6,0,3.1117033765600214E-3]
[2004,2,17,12,2.3783826450390622E-3,8.9174191085257255E-4,8.7788979842420454E-4,2.3885488505747157E-6,0,4.1504029031664141E-3,null,1.8084793663097568E-3,5.9635095398881117E-4,6.2892911459688837E-4,2.0689655172414317E-6,0,3.0358284004126978E-3]
[2004,2,17,13,2.2454705987698304E-3,9.1351805599800071E-4,8.752417548112142E-4,2.3885488505747157E-6,0,4.0366189584296209E-3,null,1.707415437966147E-3,6.1091371567314101E-4,6.2703202941840545E-4,2.0689655172414317E-6,0,2.9474301485749349E-3]
[2004,2,17,14,2.1225463327212229E-3,9.1878785419396893E-4,8.8328678838336494E-4,2.3885488505747157E-6,0,3.9270095241491316E-3,null,1.6139460379806679E-3,6.1443788465437635E-4,6.3279557269059874E-4,2.0689655172414317E-6,0,2.8632484608428843E-3]
[2004,2,17,15,2.180771380594514E-3,8.1041357192184642E-4,8.253794315515896E-4,2.3885488505747157E-6,0,3.8189529329185246E-3,null,1.6582193166731784E-3,5.4196275947040616E-4,5.9131015763482853E-4,2.0689655172414317E-6,0,2.7935611992956546E-3]
[2004,2,17,16,2.3529527350606085E-3,7.3723417972552767E-4,7.8870704313711122E-4,2.3885488505747157E-6,0,3.8812825067738219E-3,null,1.7891429203517966E-3,4.930241598403043E-4,5.6503768833734828E-4,2.0689655172414317E-6,0,2.8492737340466904E-3]
[2004,2,17,17,2.7567621933763057E-3,6.82838137150393E-4,7.531702828381515E-4,2.3885488505747157E-6,0,4.1951591622154255E-3,null,2.0961923662464309E-3,4.5664689475035991E-4,5.3957879448690766E-4,2.0689655172414317E-6,0,3.0944870210009401E-3]
[2004,2,17,18,3.2993607216691831E-3,6.0001338012435012E-4,6.927270921690406E-4,2.3885488505747157E-6,6.6810177232760227E-6,4.6011707605364245E-3,null,2.5087745235601432E-3,4.0125797306207782E-4,4.9627668246878171E-4,2.0689655172414317E-6,2.9568830920604897E-6,3.4113350277003049E-3]
[2004,2,17,19,3.6579279255904516E-3,3.8791969324754652E-4,5.87517531725727E-4,2.3885488505747157E-6,8.0172213000001118E-5,4.7159259124143014E-3,null,2.781422573309239E-3,2.5942066457103758E-4,4.2090349119179718E-4,2.0689655172414317E-6,3.5482597246656262E-5,3.4992982918359713E-3]
[2004,2,17,20,3.6023568698368503E-3,4.0755954457725909E-4,5.7131379375042969E-4,2.3885488505747157E-6,8.0172213000001118E-5,4.6637909700151152E-3,null,2.7391673424682042E-3,2.7255478323713768E-4,4.092949697164863E-4,2.0689655172414317E-6,3.5482597246656262E-5,3.4585686581857259E-3]
[2004,2,17,21,3.3262268664556952E-3,5.2337844963993489E-4,6.0628730471084657E-4,2.3885488505747157E-6,8.0172213000001118E-5,4.5384533826570532E-3,null,2.5292030566223239E-3,3.5000848781633747E-4,4.3435034605433836E-4,2.0689655172414317E-6,3.5482597246656262E-5,3.351113453256897E-3]
[2004,2,17,22,3.0465954348993856E-3,5.8105938368569615E-4,6.0600949028084426E-4,2.3885488505747157E-6,8.0172213000001118E-5,4.316225070716502E-3,null,2.3165763477972856E-3,3.8858251874000267E-4,4.3415131699192389E-4,2.0689655172414317E-6,3.5482597246656262E-5,3.1768617462931093E-3]
[2004,2,17,23,2.7205997737258145E-3,5.9226043690210526E-4,5.7857819723629062E-4,2.3885488505747157E-6,8.0172213000001118E-5,3.9739991697147854E-3,null,2.0686951130562598E-3,3.9607320487911063E-4,4.1449926171377107E-4,2.0689655172414317E-6,3.5482597246656262E-5,2.9168191424130386E-3]
[2004,2,17,24,2.3651737417948139E-3,6.1191336402461021E-4,5.6901797578602382E-4,2.3885488505747157E-6,8.0172213000001118E-5,3.6286658434560239E-3,null,1.7984355539658382E-3,4.0921606796039513E-4,4.0765022254865129E-4,2.0689655172414317E-6,3.5482597246656262E-5,2.6528534072387819E-3]
[2004,2,18,1,1.9139825813468128E-3,7.2233659650090603E-4,5.9509986695550476E-4,2.3885488505747157E-6,8.0172213000001118E-5,3.3139798066537996E-3,null,{"$f":"E1155*T$5","v":1.4553579143633329E-3},{"$f":"F1155*U$5","v":4.8306142526429125E-4},{"$f":"G1155*V$5","v":4.2633555270020143E-4},{"$f":"H1155*W$5","v":2.0689655172414317E-6},{"$f":"I1155*X$5","v":3.5482597246656262E-5},{"$f":"SUM(L1155:P1155)","v":2.4023064550917229E-3}]
[2004,2,18,2,1.9048128546463659E-3,6.8215552267402628E-4,5.7763925724806293E-4,2.3885488505747157E-6,8.0172213000001118E-5,{"$f":"SUM(E1156:I1156)","v":3.2471683964190308E-3},null,1.4483854191817656E-3,4.5619039742839524E-4,4.1382659562684809E-4,2.0689655172414317E-6,3.5482597246656262E-5,2.3559539750009064E-3]
[2004,2,18,3,1.8522105866447263E-3,6.6852750564913436E-4,5.6471199471417439E-4,2.3885488505747157E-6,8.0172213000001118E-5,3.1680108488586112E-3,null,1.4083876011265054E-3,4.4707668318567229E-4,4.0456537423642545E-4,2.0689655172414317E-6,3.5482597246656262E-5,2.2975812213125004E-3]
[2004,2,18,4,1.9864725593631716E-3,6.167115569941931E-4,5.3691382702399982E-4,2.3885488505747157E-6,8.0172213000001118E-5,3.2226587052319408E-3,null,1.5104779892513162E-3,4.1242485171274503E-4,3.8465048625825426E-4,2.0689655172414317E-6,3.5482597246656262E-5,2.345104889986213E-3]
[2004,2,18,5,2.0853481816858342E-3,5.8066726963473347E-4,5.2337427695778197E-4,2.3885488505747157E-6,8.0172213000001118E-5,3.2719504901289253E-3,null,1.5856612332825284E-3,3.8832029310552455E-4,3.7495061589813428E-4,2.0689655172414317E-6,3.5482597246656262E-5,2.3864837050500847E-3]
[2004,2,18,6,2.2709054151434172E-3,5.8360123078040954E-4,5.4149028354342165E-4,2.3885488505747157E-6,8.0172213000001118E-5,3.4785576913178243E-3,null,1.7267556146586798E-3,3.9028237485462302E-4,3.8792910591178885E-4,2.0689655172414317E-6,3.5482597246656262E-5,2.5425186581889891E-3]
[2004,2,18,7,2.6289880382030168E-3,5.4685136471198934E-4,5.6292957904391567E-4,2.3885488505747157E-6,8.0172213000001118E-5,3.821329743809498E-3,null,1.9990351978401845E-3,3.6570596163220282E-4,4.0328843365532787E-4,2.0689655172414317E-6,3.5482597246656262E-5,2.8055811558916123E-3]
[2004,2,18,8,2.6678017905060344E-3,7.0720264867152446E-4,7.2099911312069375E-4,2.3885488505747157E-6,2.0049467027040281E-5,4.1184415681758688E-3,null,2.0285484766708545E-3,4.7294062224288806E-4,5.1653104370740714E-4,2.0689655172414317E-6,8.8734879194437984E-6,3.0289625960578351E-3]
[2004,2,18,9,2.5247614720822374E-3,8.2227757238505141E-4,8.2275357036366826E-4,2.3885488505747157E-6,0,4.1721811636815324E-3,null,1.9197831924305782E-3,5.4989679050365843E-4,5.894289641696145E-4,2.0689655172414317E-6,0,3.061177912621092E-3]
[2004,2,18,10,2.3388817477919392E-3,8.7563004675630506E-4,8.6105496152958489E-4,2.3885488505747157E-6,0,4.077955304928404E-3,null,1.7784435948281791E-3,5.8557617105283713E-4,6.1686846748432221E-4,2.0689655172414317E-6,0,2.9829571988825797E-3]
[2004,2,18,11,2.2131669571589527E-3,8.9467351092564935E-4,8.6451364251979499E-4,2.3885488505747157E-6,0,3.9747426594549723E-3,null,1.6828523301618608E-3,5.9831145677444512E-4,6.1934630146388381E-4,2.0689655172414317E-6,0,2.9025790539174315E-3]
[2004,2,18,12,2.1309743085204777E-3,8.8921739869863626E-4,8.5811758529554492E-4,2.3885488505747157E-6,0,3.8806978413652338E-3,null,1.6203545191241467E-3,5.9466269058766977E-4,6.1476410149507305E-4,2.0689655172414317E-6,0,2.8318502767241309E-3]
[2004,2,18,13,2.0118649035688477E-3,9.0630660860061116E-4,8.5374749815198729E-4,2.3885488505747157E-6,0,3.7743075591720209E-3,null,1.5297858708716203E-3,6.060910719432284E-4,6.1163332694587293E-4,2.0689655172414317E-6,0,2.7495792352779632E-3]
[2004,2,18,14,1.8981106200286031E-3,9.1020276315154156E-4,8.6111933229349809E-4,2.3885488505747157E-6,0,3.6718212643242171E-3,null,1.4432891605794449E-3,6.0869661896872799E-4,6.1691458334946442E-4,2.0689655172414317E-6,0,2.6709693284148782E-3]
[2004,2,18,15,1.9488246986222042E-3,8.118908948226408E-4,8.0768226614067698E-4,2.3885488505747157E-6,0,3.5707864084360964E-3,null,1.4818512333851991E-3,5.4295071675997206E-4,5.7863172966728809E-4,2.0689655172414317E-6,0,2.6055026453297007E-3]
[2004,2,18,16,2.1061454285352206E-3,7.4617453740672031E-4,7.7435708238119761E-4,2.3885488505747157E-6,0,3.6290655971737132E-3,null,1.6014750855579884E-3,4.9900300951339304E-4,5.5475723157738055E-4,2.0689655172414317E-6,0,2.6573042921660033E-3]
[2004,2,18,17,2.4742240197463163E-3,7.0244008906005298E-4,7.434930107549885E-4,2.3885488505747157E-6,0,3.9225456684119329E-3,null,1.881355423052924E-3,4.6975566824087841E-4,5.3264589906666041E-4,2.0689655172414317E-6,0,2.8858259558777041E-3]
[2004,2,18,18,2.9655060298461721E-3,6.3868235546941812E-4,6.9158794849833404E-4,2.3885488505747157E-6,4.0086106500000563E-6,4.3021734933144989E-3,null,2.2549174233298724E-3,4.2711778749510561E-4,4.9546058844251323E-4,2.0689655172414317E-6,1.7741298623328132E-6,3.1813388946470649E-3]
[2004,2,18,19,3.2836056864770078E-3,4.4767365883804103E-4,5.9563108768203058E-4,2.3885488505747157E-6,8.0172213000001118E-5,4.4094711948476552E-3,null,2.4967946782985051E-3,2.9938103197200104E-4,4.2671612459178638E-4,2.0689655172414317E-6,3.5482597246656262E-5,3.2604433976261898E-3]
[2004,2,18,20,3.2440537910139815E-3,4.5807166955300245E-4,5.7603785232409807E-4,2.3885488505747157E-6,8.0172213000001118E-5,4.360724074741658E-3,null,2.4667201286912243E-3,3.0633468474304174E-4,4.1267933297184492E-4,2.0689655172414317E-6,3.5482597246656262E-5,3.2232857091700085E-3]
[2004,2,18,21,2.9984816601425503E-3,5.5784053278683915E-4,6.046483708405687E-4,2.3885488505747157E-6,8.0172213000001118E-5,4.243531325620534E-3,null,2.2799914992387466E-3,3.7305494992716199E-4,4.3317619728331161E-4,2.0689655172414317E-6,3.5482597246656262E-5,3.1237742092131175E-3]
[2004,2,18,22,2.7435837790148786E-3,6.0792503980754825E-4,6.01674918252354E-4,2.3885488505747157E-6,8.0172213000001118E-5,4.0357444989253576E-3,null,2.0861717371003881E-3,4.0654888262042652E-4,4.3104598582971177E-4,2.0689655172414317E-6,3.5482597246656262E-5,2.9613181683144237E-3]
[2004,2,18,23,2.4407095473658806E-3,6.1797076314967509E-4,5.745159053787295E-4,2.3885488505747157E-6,8.0172213000001118E-5,3.7157569777448609E-3,null,1.8558716213193385E-3,4.132669437832773E-4,4.115889948149006E-4,2.0689655172414317E-6,3.5482597246656262E-5,2.7182791226814137E-3]
[2004,2,18,24,2.1074798430328217E-3,6.3749914878358444E-4,5.6532491751519172E-4,2.3885488505747157E-6,8.0172213000001118E-5,3.3928646711821739E-3,null,1.6024897503303076E-3,4.2632651994641739E-4,4.0500447831902446E-4,2.0689655172414317E-6,3.5482597246656262E-5,2.4713723113596467E-3]
[2004,2,19,1,2.1637047019504542E-3,1.0737193212640957E-3,7.775872322780715E-4,2.3885488505747157E-6,8.0172213000001118E-5,4.0975720173431979E-3,null,1.6452421213326385E-3,7.1804805152633701E-4,5.5707134357447022E-4,2.0689655172414317E-6,3.5482597246656262E-5,2.9579130791973431E-3]
[2004,2,19,2,2.1256317601524334E-3,1.0365366153660667E-3,7.7023400282861382E-4,2.3885488505747157E-6,8.0172213000001118E-5,4.0149631401976901E-3,null,1.6162921414797113E-3,6.9318217737114E-4,5.5180341576009499E-4,2.0689655172414317E-6,3.5482597246656262E-5,2.8988292973748438E-3]
[2004,2,19,3,2.1534208508538436E-3,9.5570533464561097E-4,7.2540183456476439E-4,2.3885488505747157E-6,8.0172213000001118E-5,3.9170887819147942E-3,null,1.637422466007952E-3,6.3912638972323779E-4,5.1968519779896447E-4,2.0689655172414317E-6,3.5482597246656262E-5,2.8337856162940515E-3]
[2004,2,19,4,2.1340239963176582E-3,1.0216300311260782E-3,7.464430302611231E-4,2.3885488505747157E-6,8.0172213000001118E-5,3.9846578195554348E-3,null,1.6226734468485781E-3,6.8321342338072523E-4,5.3475932282368217E-4,2.0689655172414317E-6,3.5482597246656262E-5,2.8781977558168829E-3]
[2004,2,19,5,2.3476792085676905E-3,9.1147816471547115E-4,7.0388674043754312E-4,2.3885488505747157E-6,8.0172213000001118E-5,4.0456048755712808E-3,null,1.7851330256992172E-3,6.0954954169234541E-4,5.0427156715398972E-4,2.0689655172414317E-6,3.5482597246656262E-5,2.9365056973094496E-3]
[2004,2,19,6,2.453955491746926E-3,1.0031118596667897E-3,7.6143638677051979E-4,2.3885488505747157E-6,8.0172213000001118E-5,4.3010645000348116E-3,null,1.8659435990771539E-3,6.7082942630547634E-4,5.4550071479704445E-4,2.0689655172414317E-6,3.5482597246656262E-5,3.1198253029435718E-3]
[2004,2,19,7,2.9486184221274095E-3,9.1096347806785352E-4,7.8274263133603587E-4,2.3885488505747157E-6,8.0172213000001118E-5,4.7248852933818751E-3,null,2.2420763902986991E-3,6.0920534583300918E-4,5.6076472350750873E-4,2.0689655172414317E-6,3.5482597246656262E-5,3.4495980224031144E-3]
[2004,2,19,8,3.0169625650224249E-3,1.1057653348786345E-3,9.4841926160764466E-4,2.3885488505747157E-6,1.8713263450316191E-5,5.0922489738095952E-3,null,2.2940440467611985E-3,7.3947877106299916E-4,6.7945713407333822E-4,2.0689655172414317E-6,8.2821112868386612E-6,3.7233310287016156E-3]
[2004,2,19,9,2.934240047794438E-3,1.1815948024113268E-3,1.040472322976238E-3,2.3885488505747157E-6,0,5.1586957220325774E-3,null,2.2311433331825554E-3,7.9018960426848351E-4,7.4540487658772045E-4,2.0689655172414317E-6,0,3.7688067795560005E-3]
[2004,2,19,10,2.7783313458885936E-3,1.1983253003469195E-3,1.0631447730046475E-3,2.3885488505747157E-6,0,5.0421899680907359E-3,null,2.1125931616981738E-3,8.0137809757935578E-4,7.6164764868474801E-4,2.0689655172414317E-6,0,3.677687873479519E-3]
[2004,2,19,11,2.5899571031498475E-3,1.2414713319301633E-3,1.0807553054970071E-3,2.3885488505747157E-6,0,4.9145722894275929E-3,null,1.9693567771543181E-3,8.302319360973849E-4,7.7426401195480801E-4,2.0689655172414317E-6,0,3.5759216907237522E-3]
[2004,2,19,12,2.3550146316286642E-3,1.3272196844764269E-3,1.1136675449543974E-3,2.3885488505747157E-6,0,4.7982904099100636E-3,null,1.7907107494000668E-3,8.8757600753958414E-4,7.9784267257769297E-4,2.0689655172414317E-6,0,3.4781983950345854E-3]
[2004,2,19,13,2.332149548202237E-3,1.2618883736379206E-3,1.0703178689069148E-3,2.3885488505747157E-6,0,4.6667443395976473E-3,null,1.7733245514003897E-3,8.4388579956603074E-4,7.6678652700732264E-4,2.0689655172414317E-6,0,3.3860658434909843E-3]
[2004,2,19,14,2.3386664607875363E-3,1.1674735740425449E-3,1.0314965202981197E-3,2.3885488505747157E-6,0,4.5400251039787757E-3,null,1.778279894463938E-3,7.8074605574089922E-4,7.3897452093114695E-4,2.0689655172414317E-6,0,3.3000694366532254E-3]
[2004,2,19,15,2.2389557506441718E-3,1.1526482956636514E-3,1.0211079713179718E-3,2.3885488505747157E-6,0,4.4151005664763701E-3,null,1.702461664680561E-3,7.7083167491298664E-4,7.3153205956098572E-4,2.0689655172414317E-6,0,3.2068943646717742E-3]
[2004,2,19,16,2.3528004868062311E-3,1.1354344492382901E-3,9.9653603426749348E-4,2.3885488505747157E-6,0,4.4871595191625898E-3,null,1.7890271535187462E-3,7.5931994308492162E-4,7.1392847578449401E-4,2.0689655172414317E-6,0,3.2643445379054036E-3]
[2004,2,19,17,2.7675489911160845E-3,1.108686604778818E-3,9.7140911174832946E-4,2.3885488505747157E-6,0,4.8500332564938072E-3,null,2.1043944531484843E-3,7.4143236556229505E-4,6.9592729481520994E-4,2.0689655172414317E-6,0,3.5438230790432305E-3]
[2004,2,19,18,3.568882717356921E-3,8.8963106166662796E-4,8.5584966785833211E-4,2.3885488505747157E-6,2.6724070732759669E-6,5.319424402805732E-3,null,2.7137141992614414E-3,5.9493932702539857E-4,6.1313934254659749E-4,2.0689655172414317E-6,1.1827532297276767E-6,3.925044587580407E-3]
[2004,2,19,19,3.7930648311450066E-3,7.7939348370316907E-4,7.9707365778613083E-4,2.3885488505747157E-6,8.0172213000001118E-5,5.452092734484883E-3,null,2.8841782446189538E-3,5.2121812587531239E-4,5.7103161553963093E-4,2.0689655172414317E-6,3.5482597246656262E-5,4.0139795487977954E-3]
[2004,2,19,20,3.4695622353724631E-3,9.8258703609941365E-4,8.5710934418789628E-4,2.3885488505747157E-6,8.0172213000001118E-5,5.3918193775103493E-3,null,2.6381926919482723E-3,6.5710348389333342E-4,6.1404178738654611E-4,2.0689655172414317E-6,3.5482597246656262E-5,3.9468895259920497E-3]
[2004,2,19,21,3.3550579986270923E-3,9.768528790803587E-4,8.3244479942128048E-4,2.3885488505747157E-6,8.0172213000001118E-5,5.2469164389793085E-3,null,2.5511257307336906E-3,6.5326877570364458E-4,5.9637185850726403E-4,2.0689655172414317E-6,3.5482597246656262E-5,3.8383179277084963E-3]
[2004,2,19,22,3.1053775508230554E-3,9.851782066987321E-4,8.1688159099442201E-4,2.3885488505747157E-6,8.0172213000001118E-5,4.9899981103667859E-3,null,2.3612732110113374E-3,6.5883632502151805E-4,5.8522221886711729E-4,2.0689655172414317E-6,3.5482597246656262E-5,3.64288331766387E-3]
[2004,2,19,23,2.6502386275686052E-3,1.0527348891685023E-3,8.0881508630534585E-4,2.3885488505747157E-6,8.0172213000001118E-5,4.59434936489303E-3,null,2.0151937636074505E-3,7.0401474665771633E-4,5.7944329346999029E-4,2.0689655172414317E-6,3.5482597246656262E-5,3.3362033664990545E-3]
[2004,2,19,24,2.2270354082449101E-3,1.0845755053793182E-3,8.0093738779038622E-4,2.3885488505747157E-6,8.0172213000001118E-5,4.1951090632651906E-3,null,1.693397650816611E-3,7.2530810701436647E-4,5.737996307221511E-4,2.0689655172414317E-6,3.5482597246656262E-5,3.0300569513170257E-3]
[2004,2,20,1,1.7540685127631502E-3,7.9832931837632744E-4,6.2920894387224525E-4,2.3885488505747157E-6,8.0172213000001118E-5,3.2641675368622987E-3,null,1.3337621341303135E-3,5.3388143454622154E-4,4.507716397620047E-4,2.0689655172414317E-6,3.5482597246656262E-5,2.3559667712024371E-3]
[2004,2,20,2,1.6986478559937847E-3,7.7359191049978366E-4,6.182072840619716E-4,2.3885488505747157E-6,8.0172213000001118E-5,3.1730078124061162E-3,null,1.2916212639705893E-3,5.1733833322188986E-4,4.4288993960329282E-4,2.0689655172414317E-6,3.5482597246656262E-5,2.2894010995596695E-3]
[2004,2,20,3,1.6942500645412651E-3,7.6350736438692175E-4,6.0588853461281903E-4,2.3885488505747157E-6,8.0172213000001118E-5,3.1462067253915818E-3,null,1.2882772624846195E-3,5.1059430939418894E-4,4.340646631302056E-4,2.0689655172414317E-6,3.5482597246656262E-5,2.2704877977729114E-3]
[2004,2,20,4,1.7360245881217187E-3,7.2671630481028311E-4,5.8148780026373386E-4,2.3885488505747157E-6,8.0172213000001118E-5,3.1267894550463114E-3,null,1.3200418585180851E-3,4.8599034808007843E-4,4.1658373069742145E-4,2.0689655172414317E-6,3.5482597246656262E-5,2.2601675000594821E-3]
[2004,2,20,5,1.8893919212086296E-3,6.7480369264070182E-4,5.6225953824524336E-4,2.3885488505747157E-6,8.0172213000001118E-5,3.2090159139451509E-3,null,1.4366596188823254E-3,4.5127387303879358E-4,4.0280840966255659E-4,2.0689655172414317E-6,3.5482597246656262E-5,2.3282934643475729E-3]
[2004,2,20,6,2.0415673413807338E-3,6.6507928631691696E-4,5.5654864404875359E-4,2.3885488505747157E-6,8.0172213000001118E-5,3.3457560335969803E-3,null,1.5523710701136088E-3,4.4477069210988615E-4,3.9871706740410691E-4,2.0689655172414317E-6,3.5482597246656262E-5,2.4334103923914991E-3]
[2004,2,20,7,2.4142973648173414E-3,6.7340167416684378E-4,6.3220824922988477E-4,2.3885488505747157E-6,8.0172213000001118E-5,3.8024680500646454E-3,null,1.835788272974247E-3,4.503362754623874E-4,4.5292037240062503E-4,2.0689655172414317E-6,3.5482597246656262E-5,2.7765964836011566E-3]
[2004,2,20,8,2.4945946170767028E-3,7.8913462256159856E-4,7.8363462119104593E-4,2.3885488505747157E-6,1.6040856377040224E-5,4.0857932660569628E-3,null,1.8968448587113329E-3,5.2773249665957658E-4,5.614037540449952E-4,2.0689655172414317E-6,7.099358057110985E-6,2.9951494329902568E-3]
[2004,2,20,9,2.4671323053186479E-3,9.1847148873553655E-4,8.6179798538422569E-4,2.3885488505747157E-6,0,4.2497903282889852E-3,null,1.8759630110115097E-3,6.1422631576807721E-4,6.1740077727521212E-4,2.0689655172414317E-6,0,3.1096590695720403E-3]
[2004,2,20,10,2.3803534898504046E-3,8.0150844119513201E-4,8.2742972041316551E-4,2.3885488505747157E-6,0,4.0116802003092771E-3,null,1.8099779612406211E-3,5.3600746776588833E-4,5.9277900527458175E-4,2.0689655172414317E-6,0,2.9408333997983324E-3]
[2004,2,20,11,2.1930973435932118E-3,8.7060766173261707E-4,8.6901202765285858E-4,2.3885488505747157E-6,0,3.9351055818292631E-3,null,1.667591757142141E-3,5.8221745922856956E-4,6.2256898998803772E-4,2.0689655172414317E-6,0,2.8744471718759896E-3]
[2004,2,20,12,2.0234569044961701E-3,9.3150217055152002E-4,8.847746148557199E-4,2.3885488505747157E-6,0,3.8421222387539848E-3,null,1.5386002197885339E-3,6.2294056306038726E-4,6.3386146659620243E-4,2.0689655172414317E-6,0,2.7974712149623649E-3]
[2004,2,20,13,1.9175331994978292E-3,9.2022319584318516E-4,8.6204669086760194E-4,2.3885488505747157E-6,0,3.7021916350591911E-3,null,1.4580577405150044E-3,6.153977670501601E-4,6.1757895239438539E-4,2.0689655172414317E-6,0,2.693103425476791E-3]
[2004,2,20,14,1.7596058688041873E-3,9.8561622266078188E-4,8.9441549357183203E-4,2.3885488505747157E-6,0,3.642026133887376E-3,null,1.3379726400238939E-3,6.5912924748445464E-4,6.4076828944087394E-4,2.0689655172414317E-6,0,2.6399391424664635E-3]
[2004,2,20,15,1.757928422435725E-3,8.8851776845895263E-4,8.5253124201636497E-4,2.3885488505747157E-6,0,3.5013659817616175E-3,null,1.3366971399895395E-3,5.9419481400163393E-4,6.1076198877122617E-4,2.0689655172414317E-6,0,2.5437229082796412E-3]
[2004,2,20,16,1.9296574551002342E-3,8.9787798664153859E-4,8.3233951045388129E-4,2.3885488505747157E-6,0,3.662263501046229E-3,null,1.4672768063093795E-3,6.0045444470284415E-4,5.9629642842804224E-4,2.0689655172414317E-6,0,2.6660966449575073E-3]
[2004,2,20,17,2.2221156102260995E-3,9.2761864083198357E-4,8.291099737774626E-4,2.3885488505747157E-6,0,3.9812327736861207E-3,null,{"$f":"E1219*T$5","v":1.6896567249306989E-3},{"$f":"F1219*U$5","v":6.2034345887036974E-4},{"$f":"G1219*V$5","v":5.939827557482775E-4},{"$f":"H1219*W$5","v":2.0689655172414317E-6},{"$f":"I1219*X$5","v":0},{"$f":"SUM(L1219:P1219)","v":2.9060519050665874E-3}]
[2004,2,20,18,3.0325232456064597E-3,7.0960370582491311E-4,7.1889352813839659E-4,2.3885488505747157E-6,1.33620357672409E-6,{"$f":"SUM(E1220:I1220)","v":4.4647452319970691E-3},null,2.3058761082760527E-3,4.745463253130017E-4,5.1502258136851037E-4,2.0689655172414317E-6,5.9137663260513696E-7,3.2981053571074113E-3]
[2004,2,20,19,3.0550991318139173E-3,6.9464486113338011E-4,7.0400124547546667E-4,2.3885488505747157E-6,8.0172213000001118E-5,4.5363060002733407E-3,null,2.3230424059142839E-3,4.6454262223052874E-4,5.0435359971917886E-4,2.0689655172414317E-6,3.5482597246656262E-5,3.329490190627889E-3]
[2004,2,20,20,3.1001161677573922E-3,5.6583278580903487E-4,6.2945170821439257E-4,2.3885488505747157E-6,8.0172213000001118E-5,4.3779614236313952E-3,null,2.3572725500023315E-3,3.7839975615001805E-4,4.5094555858762089E-4,2.0689655172414317E-6,3.5482597246656262E-5,3.2241694275038681E-3]
[2004,2,20,21,2.8224645294591837E-3,7.3324891718793968E-4,6.7970362420391418E-4,2.3885488505747157E-6,8.0172213000001118E-5,4.317977832701614E-3,null,2.1461512403460536E-3,4.9035902199350923E-4,4.8694653853614887E-4,2.0689655172414317E-6,3.5482597246656262E-5,3.1610083636396087E-3]
[2004,2,20,22,2.6759107449612707E-3,7.3705593450017551E-4,6.610060473928453E-4,2.3885488505747157E-6,8.0172213000001118E-5,4.1565334887048678E-3,null,2.0347143797248605E-3,4.9290495863546111E-4,4.7355140574157619E-4,2.0689655172414317E-6,3.5482597246656262E-5,3.0387223068657951E-3]
[2004,2,20,23,2.3733581591639961E-3,7.7811844746664225E-4,6.403556911076287E-4,2.3885488505747157E-6,8.0172213000001118E-5,3.8743930595888428E-3,null,1.8046588376617173E-3,5.2036544746380197E-4,4.587572820168398E-4,2.0689655172414317E-6,3.5482597246656262E-5,2.8213331299062564E-3]
[2004,2,20,24,2.1328545885130829E-3,8.6867770580833169E-4,6.6705159277523785E-4,2.3885488505747157E-6,8.0172213000001118E-5,3.7511446489472285E-3,null,1.6217842501964803E-3,5.8092680433997792E-4,4.7788249548818033E-4,2.0689655172414317E-6,3.5482597246656262E-5,2.7181451127885358E-3]
[2004,2,21,1,2.0961109859952138E-3,1.1061538530693406E-3,8.0100746940296578E-4,2.3885488505747157E-6,8.0172213000001118E-5,4.0858330703180965E-3,null,1.5938450760118478E-3,7.3973859197177313E-4,5.7384983789693356E-4,2.0689655172414317E-6,3.5482597246656262E-5,2.9449850686444519E-3]
[2004,2,21,2,1.9805856709417609E-3,1.1419686009407647E-3,8.0695936621091532E-4,2.3885488505747157E-6,8.0172213000001118E-5,4.0120743999440172E-3,null,1.5060017052252383E-3,7.6368964641932346E-4,5.7811383685934874E-4,2.0689655172414317E-6,3.5482597246656262E-5,2.8853567512678079E-3]
[2004,2,21,3,1.9939558154628912E-3,1.0756596689554122E-3,7.6837183169341391E-4,2.3885488505747157E-6,8.0172213000001118E-5,3.9205480779622931E-3,null,1.5161681225346979E-3,7.1934565589224625E-4,5.5046933755871779E-4,2.0689655172414317E-6,3.5482597246656262E-5,2.8235346787495591E-3]
[2004,2,21,4,2.0480458051965059E-3,1.0861831570467735E-3,7.6416568205591535E-4,2.3885488505747157E-6,8.0172213000001118E-5,3.9809554061497705E-3,null,1.5572971774246618E-3,7.2638322145487997E-4,5.4745600949393969E-4,2.0689655172414317E-6,3.5482597246656262E-5,2.8686879711373788E-3]
[2004,2,21,5,2.1297161697957779E-3,1.0768467697419191E-3,7.5719212485136976E-4,2.3885488505747157E-6,8.0172213000001118E-5,4.0463158262396435E-3,null,1.619397853077024E-3,7.2013952761443268E-4,5.4246008270891711E-4,2.0689655172414317E-6,3.5482597246656262E-5,2.9195490261642713E-3]
[2004,2,21,6,2.1987695853614032E-3,1.1339909486039392E-3,7.8723453039195696E-4,2.3885488505747157E-6,8.0172213000001118E-5,4.2025558262078757E-3,null,1.6719048277154952E-3,7.5835460438108569E-4,5.6398276534051566E-4,2.0689655172414317E-6,3.5482597246656262E-5,3.0317937602009938E-3]
[2004,2,21,7,2.528393921861541E-3,1.0777908003635325E-3,7.7697521880294739E-4,2.3885488505747157E-6,8.0172213000001118E-5,4.4657207028785968E-3,null,1.9225452418799086E-3,7.2077084655878458E-4,5.5663289094212156E-4,2.0689655172414317E-6,3.5482597246656262E-5,3.2375005421447119E-3]
[2004,2,21,8,2.6998481349807275E-3,1.1123868444874597E-3,8.3785787637853692E-4,2.3885488505747157E-6,1.4704652800316135E-5,4.6671860574976154E-3,null,2.0529159403626296E-3,7.439068948553347E-4,6.0024984148882162E-4,2.0689655172414317E-6,6.5079814245058487E-6,3.4056496236485327E-3]
[2004,2,21,9,2.8963151518322685E-3,1.1248722345760273E-3,8.7425553468441827E-4,2.3885488505747157E-6,0,4.8978314699432892E-3,null,2.2023059247192503E-3,7.5225647919092021E-4,6.2632549136288089E-4,2.0689655172414317E-6,0,3.5829568607902928E-3]
[2004,2,21,10,3.0024029298096108E-3,1.0874860854564335E-3,8.6154702841240247E-4,2.3885488505747157E-6,0,4.9538245925290223E-3,null,2.2829731621336583E-3,7.2725455271185435E-4,6.172209891669849E-4,2.0689655172414317E-6,0,3.6295176695297386E-3]
[2004,2,21,11,3.0585764552578131E-3,9.4022123976800654E-4,8.0221218318922416E-4,2.3885488505747157E-6,0,4.8033984270656194E-3,null,2.325686500089537E-3,6.2877142643225125E-4,5.7471290701596668E-4,2.0689655172414317E-6,0,3.5312397990549965E-3]
[2004,2,21,12,2.7886589040063579E-3,1.0603680081303301E-3,8.5141210052384593E-4,2.3885488505747157E-6,0,4.702827561511109E-3,null,2.1204460510552748E-3,7.0911938256121895E-4,6.0996022450734923E-4,2.0689655172414317E-6,0,3.4415946236410846E-3]
[2004,2,21,13,2.6607724635502078E-3,1.0313393741970375E-3,8.1881392629072223E-4,2.3885488505747157E-6,0,4.5133143128885424E-3,null,2.0232035029404192E-3,6.8970653078378021E-4,5.866065633818706E-4,2.0689655172414317E-6,0,3.3015855626233113E-3]
[2004,2,21,14,2.3600319774656226E-3,1.1385836008653795E-3,8.7383657505480099E-4,2.3885488505747157E-6,0,4.3748407022363781E-3,null,1.7945258488916082E-3,7.6142593311882573E-4,6.2602534445448761E-4,2.0689655172414317E-6,0,3.1840460919821626E-3]
[2004,2,21,15,2.2842361579714413E-3,1.1238922242331648E-3,8.6493721563727223E-4,2.3885488505747157E-6,0,4.2754541466924539E-3,null,1.7368920716297016E-3,7.5160109886644245E-4,6.1964975352155679E-4,2.0689655172414317E-6,0,3.1102118895349421E-3]
[2004,2,21,16,2.4262833553096779E-3,1.0712988012549301E-3,8.3309109089472252E-4,2.3885488505747157E-6,0,4.3330617963099061E-3,null,1.8449022044668892E-3,7.1642933270304565E-4,5.9683486824367181E-4,2.0689655172414317E-6,0,3.1602353709308481E-3]
[2004,2,21,17,2.6903534053123882E-3,1.0936551824736664E-3,8.4256302911904111E-4,2.3885488505747157E-6,0,4.628960165755671E-3,null,2.04569631877243E-3,7.3138012631863817E-4,6.0362066041443182E-4,2.0689655172414317E-6,0,3.3827660710227412E-3]
[2004,2,21,18,3.0880738994260508E-3,1.1374048515363701E-3,8.524783485569531E-4,2.3885488505747157E-6,0,5.0803456483699497E-3,null,2.3481158258535817E-3,7.6063764642027157E-4,6.1072409536290127E-4,2.0689655172414317E-6,0,3.7215465331539958E-3]
[2004,2,21,19,3.0591524697761519E-3,1.0551582485810824E-3,8.1708085476211111E-4,2.3885488505747157E-6,7.8836009423277034E-5,5.0126161313931977E-3,null,2.3261244911643893E-3,7.0563536432742774E-4,5.8536497344201829E-4,2.0689655172414317E-6,3.4891220614051131E-5,3.6540850150651276E-3]
[2004,2,21,20,3.0077919789872889E-3,9.7682493347052012E-4,7.737999023958136E-4,2.3885488505747157E-6,8.0172213000001118E-5,4.8409775767041989E-3,null,2.2870708981569967E-3,6.5325008712247088E-4,5.543580622106699E-4,2.0689655172414317E-6,3.5482597246656262E-5,3.5322306102540347E-3]
[2004,2,21,21,2.8029856600921823E-3,1.0675149053402055E-3,7.9531344518071962E-4,2.3885488505747157E-6,8.0172213000001118E-5,4.7483747724636838E-3,null,2.1313398585851144E-3,7.1389885845811192E-4,5.6977058145834798E-4,2.0689655172414317E-6,3.5482597246656262E-5,3.4525608612654716E-3]
[2004,2,21,22,2.7078912777191823E-3,1.0166934301871621E-3,7.668993460143151E-4,2.3885488505747157E-6,8.0172213000001118E-5,4.5740448157712355E-3,null,2.0590318013714208E-3,6.7991207952376774E-4,5.4941443395228049E-4,2.0689655172414317E-6,3.5482597246656262E-5,3.3259098776113665E-3]
[2004,2,21,23,2.6466049727605911E-3,9.5999362462182022E-4,7.2713752304943372E-4,2.3885488505747157E-6,8.0172213000001118E-5,4.4162968822824208E-3,null,2.0124307978759723E-3,6.4199417667725465E-4,5.2092866255255713E-4,2.0689655172414317E-6,3.5482597246656262E-5,3.2129051998696814E-3]
[2004,2,21,24,2.1164953620652904E-3,1.1490187052207903E-3,7.9202856016887175E-4,2.3885488505747157E-6,8.0172213000001118E-5,4.1401033893055288E-3,null,1.6093449887759803E-3,7.6840439220164766E-4,5.6741725667229569E-4,2.0689655172414317E-6,3.5482597246656262E-5,2.982718200413821E-3]
[2004,2,22,1,2.1502365544465792E-3,1.2675139477849055E-3,8.6445290108817612E-4,2.3885488505747157E-6,8.0172213000001118E-5,4.364764165170237E-3,null,1.6350011843185804E-3,8.4764789313644705E-4,6.193027856890382E-4,2.0689655172414317E-6,3.5482597246656262E-5,3.1395034259079631E-3]
[2004,2,22,2,2.1115533051183936E-3,1.2082189435019097E-3,8.4201027719528389E-4,2.3885488505747157E-6,8.0172213000001118E-5,4.2443432876661637E-3,null,1.6055871376016819E-3,8.0799445536415744E-4,6.0322466335577555E-4,2.0689655172414317E-6,3.5482597246656262E-5,3.0543578190855123E-3]
[2004,2,22,3,1.9996826739403211E-3,1.2243885086010676E-3,8.3912179863341804E-4,2.3885488505747157E-6,8.0172213000001118E-5,4.1457537430253828E-3,null,1.5205227226709759E-3,8.1880782575206239E-4,6.0115532815253339E-4,2.0689655172414317E-6,3.5482597246656262E-5,2.9780374393394691E-3]
[2004,2,22,4,2.0723310973386048E-3,1.1529444884237456E-3,8.0261575639394814E-4,2.3885488505747157E-6,8.0172213000001118E-5,4.1104521040068748E-3,null,1.5757632765762847E-3,7.7102975334004844E-4,5.7500203093422797E-4,2.0689655172414317E-6,3.5482597246656262E-5,2.9593466236144585E-3]
[2004,2,22,5,2.1562888044860487E-3,1.1494467254877846E-3,8.0077208911369727E-4,2.3885488505747157E-6,8.0172213000001118E-5,4.1890683809381064E-3,null,1.639603206343488E-3,7.686906300597568E-4,5.7368120908134765E-4,2.0689655172414317E-6,3.5482597246656262E-5,3.01952660824849E-3]
[2004,2,22,6,2.2382452643081485E-3,1.1599602600899073E-3,8.1246538597670921E-4,2.3885488505747157E-6,8.0172213000001118E-5,4.2932316722253411E-3,null,1.7019214236552477E-3,7.7572153924263454E-4,5.8205840500727521E-4,2.0689655172414317E-6,3.5482597246656262E-5,3.0972529306690548E-3]
[2004,2,22,7,2.3120656634559819E-3,1.1896717034019352E-3,8.3841226073167732E-4,2.3885488505747157E-6,8.0172213000001118E-5,4.4227103894401709E-3,null,1.7580531268318047E-3,7.955910186826803E-4,6.0064700803636871E-4,2.0689655172414317E-6,3.5482597246656262E-5,3.1918427163147509E-3]
[2004,2,22,8,2.725776534473999E-3,1.1860689715404728E-3,8.7291910209859563E-4,2.3885488505747157E-6,1.2032245727040169E-5,4.799185402690683E-3,null,2.0726314287777613E-3,7.93181697604012E-4,6.2536805756603241E-4,2.0689655172414317E-6,5.3252281947781724E-6,3.4985753776598251E-3]
[2004,2,22,9,2.9982027224217168E-3,1.1308656304155201E-3,8.6734608515724601E-4,2.3885488505747157E-6,0,4.9988029868450572E-3,null,2.2797794000150723E-3,7.5626455292056793E-4,6.213754919651473E-4,2.0689655172414317E-6,0,3.6594884104180288E-3]
[2004,2,22,10,3.1661055885555934E-3,1.178578370126413E-3,9.2113893064345558E-4,2.3885488505747157E-6,0,5.2682114381760372E-3,null,2.4074497181536402E-3,7.8817237007901806E-4,6.5991322955364252E-4,2.0689655172414317E-6,0,3.8576042833035418E-3]
[2004,2,22,11,3.0541766091826753E-3,1.2061246348070752E-3,9.2562812568273674E-4,2.3885488505747157E-6,0,5.1883179185230627E-3,null,2.3223409363054997E-3,8.0659388982729982E-4,6.6312933420182934E-4,2.0689655172414317E-6,0,3.79413312585187E-3]
[2004,2,22,12,2.9331039045222725E-3,1.2045997016901966E-3,9.2339239146055948E-4,2.3885488505747157E-6,0,5.0634845465236033E-3,null,2.2302794302823349E-3,8.0557409328308426E-4,6.6152763163352085E-4,2.0689655172414317E-6,0,3.6994501207161814E-3]
[2004,2,22,13,2.8048090274014718E-3,1.2095790865694692E-3,9.1362908285228688E-4,2.3885488505747157E-6,0,4.9304057456738028E-3,null,2.1327263142771505E-3,8.0890404883064021E-4,6.5453309877807698E-4,2.0689655172414317E-6,0,3.5982324274031088E-3]
[2004,2,22,14,2.7041843463829129E-3,1.1287030418229505E-3,9.0062153196104856E-4,2.3885488505747157E-6,0,4.7358974690174874E-3,null,2.0562131174864059E-3,7.5481832531304059E-4,6.4521435799787317E-4,2.0689655172414317E-6,0,3.4583147663145614E-3]
[2004,2,22,15,2.5699973810902345E-3,1.1299686291690255E-3,8.9721325942647163E-4,2.3885488505747157E-6,0,4.599567818536307E-3,null,1.9541797636584536E-3,7.5566468479441385E-4,6.4277263714484134E-4,2.0689655172414317E-6,0,3.3546860511149503E-3]
[2004,2,22,16,2.6687398379470016E-3,1.1166505734370475E-3,8.8634064050047308E-4,2.3885488505747157E-6,0,4.6741196007350971E-3,null,2.0292617510655983E-3,7.4675825666270491E-4,6.3498338317839601E-4,2.0689655172414317E-6,0,3.4130723564239403E-3]
[2004,2,22,17,3.0347003616266639E-3,1.1815960179850742E-3,9.1064198107612443E-4,2.3885488505747157E-6,0,5.1293269095384376E-3,null,2.3075315481224604E-3,7.901904171814519E-4,6.5239310890843178E-4,2.0689655172414317E-6,0,3.7521840397295851E-3]
[2004,2,22,18,3.4551623337691416E-3,1.1827960017689963E-3,9.0215033147501887E-4,2.3885488505747157E-6,0,5.5424972158637318E-3,null,2.6272432658831194E-3,7.9099290438722745E-4,6.4630960540414605E-4,2.0689655172414317E-6,0,4.0666147411917344E-3]
[2004,2,22,19,3.4791904587845386E-3,1.1827610184720931E-3,9.0540149754903898E-4,2.3885488505747157E-6,7.7499805926725161E-5,5.6472413295829719E-3,null,2.6455138197791026E-3,7.9096950936426397E-4,6.4863877360271855E-4,2.0689655172414317E-6,3.4299844016928591E-5,4.121490912280255E-3]
[2004,2,22,20,3.5211303909847094E-3,1.1288405667194156E-3,8.6558882356388618E-4,2.3885488505747157E-6,8.0172213000001118E-5,5.5981205431185873E-3,null,2.677404189550613E-3,7.5491029486410245E-4,6.2011657201869075E-4,2.0689655172414317E-6,3.5482597246656262E-5,4.0899826191973044E-3]
[2004,2,22,21,3.3624603585890749E-3,1.1407253277090517E-3,8.6327053057230806E-4,2.3885488505747157E-6,8.0172213000001118E-5,5.4490169787210115E-3,null,2.5567543520495944E-3,7.6285820946567402E-4,6.1845572351448613E-4,2.0689655172414317E-6,3.5482597246656262E-5,3.9756198477936527E-3]
[2004,2,22,22,3.2311394187133158E-3,1.1713211821084021E-3,8.6645127688648636E-4,2.3885488505747157E-6,8.0172213000001118E-5,5.3514726395587804E-3,null,2.4569002723769714E-3,7.8331913738338384E-4,6.207344422861636E-4,2.0689655172414317E-6,3.5482597246656262E-5,3.8985054148104161E-3]
[2004,2,22,23,2.6975277644181572E-3,1.2152479358258721E-3,8.7456862996762607E-4,2.3885488505747157E-6,8.0172213000001118E-5,4.8699050920622319E-3,null,2.0511515723399508E-3,8.1269508256016682E-4,6.2654979598472053E-4,2.0689655172414317E-6,3.5482597246656262E-5,3.5279480136487353E-3]
[2004,2,22,24,2.332879192416178E-3,1.2284061191495011E-3,8.645639561776253E-4,2.3885488505747157E-6,8.0172213000001118E-5,4.5084100295938803E-3,null,1.7738793597313418E-3,8.2149459627855147E-4,6.1938234667631041E-4,2.0689655172414317E-6,3.5482597246656262E-5,3.2523078654501012E-3]
[2004,2,23,1,2.5036864618626768E-3,1.0455649224412418E-3,7.7966177246189161E-4,2.3885488505747157E-6,8.0172213000001118E-5,4.411473918616386E-3,null,1.9037581338865537E-3,6.9921984305855521E-4,5.5855756510631591E-4,2.0689655172414317E-6,3.5482597246656262E-5,3.199087104815322E-3]
[2004,2,23,2,2.4325735652189263E-3,1.0213225853656085E-3,7.7206503794442153E-4,2.3885488505747157E-6,8.0172213000001118E-5,4.3085219503795329E-3,null,1.8496851668948909E-3,6.8300781952794606E-4,5.531151878028364E-4,2.0689655172414317E-6,3.5482597246656262E-5,3.123359736989571E-3]
[2004,2,23,3,2.4806383871443117E-3,1.032662233036178E-3,7.7301995750685517E-4,2.3885488505747157E-6,8.0172213000001118E-5,4.368881339537921E-3,null,1.8862327926012603E-3,6.9059119048308683E-4,5.5379930181804723E-4,2.0689655172414317E-6,3.5482597246656262E-5,3.1681748476662919E-3]
[2004,2,23,4,2.5849317636105354E-3,1.0249147308387496E-3,7.6409254684686614E-4,2.3885488505747157E-6,8.0172213000001118E-5,4.456499803146728E-3,null,1.9655355993953467E-3,6.8541006097662502E-4,5.4740361469181797E-4,2.0689655172414317E-6,3.5482597246656262E-5,3.2359008378276869E-3]
[2004,2,23,5,2.6898755549413325E-3,9.8792331768648512E-4,7.5783842842845725E-4,2.3885488505747157E-6,8.0172213000001118E-5,4.5181980629068509E-3,null,2.045332969948791E-3,6.6067211353434746E-4,5.4292310111649859E-4,2.0689655172414317E-6,3.5482597246656262E-5,3.2864797473635345E-3]
[2004,2,23,6,2.9489558777985076E-3,1.0251389564857911E-3,7.8366239114277579E-4,2.3885488505747157E-6,8.0172213000001118E-5,4.8403179872776505E-3,null,2.2423329855187735E-3,6.8556001151376432E-4,5.6142364871877458E-4,2.0689655172414317E-6,3.5482597246656262E-5,3.5268682085152097E-3]
[2004,2,23,7,3.3502983502062262E-3,9.5144782554695102E-4,8.0113082424837305E-4,2.3885488505747157E-6,8.0172213000001118E-5,5.1854377618521267E-3,null,2.5475065797202993E-3,6.3627918743106959E-4,5.7393821055354993E-4,2.0689655172414317E-6,3.5482597246656262E-5,3.7952755404688163E-3]
[2004,2,23,8,3.3388197293679174E-3,1.1576156404770859E-3,9.7406414344911475E-4,2.3885488505747157E-6,1.069604215031608E-5,5.4835841042950098E-3,null,2.5387784429828932E-3,7.7415357868607603E-4,6.9782938633033964E-4,2.0689655172414317E-6,4.7338515621730361E-6,4.0175642250787234E-3]
[2004,2,23,9,3.2750289253943056E-3,1.2908739679741929E-3,1.083107286756574E-3,2.3885488505747157E-6,0,5.6513987289756474E-3,null,{"$f":"E1283*T$5","v":2.4902730635027576E-3},{"$f":"F1283*U$5","v":8.632698686828925E-4},{"$f":"G1283*V$5","v":7.7594899507431011E-4},{"$f":"H1283*W$5","v":2.0689655172414317E-6},{"$f":"I1283*X$5","v":0},{"$f":"SUM(L1283:P1283)","v":4.1315608927772023E-3}]
[2004,2,23,10,3.0272261785980717E-3,1.2970445215228458E-3,1.1058141924135912E-3,2.3885488505747157E-6,0,{"$f":"SUM(E1284:I1284)","v":5.432473441385084E-3},null,2.3018483138391014E-3,8.6739641634269696E-4,7.9221645153152961E-4,2.0689655172414317E-6,0,3.9635301472305696E-3]
[2004,2,23,11,2.9160585464592732E-3,1.2935689075108806E-3,1.1168972421427656E-3,2.3885488505747157E-6,0,5.3289132449634942E-3,null,2.2173184467279882E-3,8.6507210511934014E-4,8.0015646024983878E-4,2.0689655172414317E-6,0,3.8846159776144084E-3]
[2004,2,23,12,2.7723734209789954E-3,1.2505033578258582E-3,1.0894689863101368E-3,2.3885488505747157E-6,0,5.1147343139655655E-3,null,2.1080628628047196E-3,8.3627208873998031E-4,7.8050658086097199E-4,2.0689655172414317E-6,0,3.7269104979229129E-3]
[2004,2,23,13,2.6242361260855099E-3,1.2566945793729351E-3,1.0785693056430945E-3,2.3885488505747157E-6,0,4.9618885599521144E-3,null,1.9954219293726594E-3,8.404124580901496E-4,7.7269793959003287E-4,2.0689655172414317E-6,0,3.6106012925700829E-3]
[2004,2,23,14,2.5629332279008062E-3,1.1758802391569152E-3,1.0425291790284359E-3,2.3885488505747157E-6,0,4.783731194936732E-3,null,1.9488083086866557E-3,7.8636799937706412E-4,7.4687842902913641E-4,2.0689655172414317E-6,0,3.4841237026100973E-3]
[2004,2,23,15,2.4259813144091209E-3,1.1651941649719504E-3,1.0364691975700917E-3,2.3885488505747157E-6,0,4.6300332258017388E-3,null,1.8446725380010754E-3,7.7922170462850157E-4,7.4253699713197673E-4,2.0689655172414317E-6,0,3.3685002052787948E-3]
[2004,2,23,16,2.5962688998936042E-3,1.2642387841179043E-3,1.0571299416137828E-3,2.3885488505747157E-6,0,4.9200261744758661E-3,null,1.9741561538228428E-3,8.4545763275559508E-4,7.5733856275175696E-4,2.0689655172414317E-6,0,3.5790213148474363E-3]
[2004,2,23,17,3.0176020693393714E-3,1.2159112847850762E-3,1.027906017001305E-3,2.3885488505747157E-6,0,5.2638079199763283E-3,null,2.2945303143364669E-3,8.131386960988315E-4,7.3640224812028131E-4,2.0689655172414317E-6,0,3.8461402240728211E-3]
[2004,2,23,18,3.8020958039735966E-3,1.0394840396702192E-3,9.3472012789395367E-4,2.3885488505747157E-6,0,5.7786885203883441E-3,null,2.8910452338531192E-3,6.9515326258559476E-4,6.6964293637704277E-4,2.0689655172414317E-6,0,4.2579103983329987E-3]
[2004,2,23,19,4.1096931338096485E-3,8.2284460544094487E-4,8.2601094836001776E-4,2.3885488505747157E-6,7.616360235000105E-5,5.8371008388111876E-3,null,3.1249367085074593E-3,5.5027599293847723E-4,5.9176258265205824E-4,2.0689655172414317E-6,3.3708467384323447E-5,4.3027527169995604E-3]
[2004,2,23,20,3.7738582714188511E-3,9.8865703476189106E-4,8.7726877737427341E-4,2.3885488505747157E-6,8.0172213000001118E-5,5.7223448454055918E-3,null,2.8695739222089332E-3,6.611627856363886E-4,6.2848420884700914E-4,2.0689655172414317E-6,3.5482597246656262E-5,4.1967724794562296E-3]
[2004,2,23,21,3.6130641343992561E-3,1.0091392599215767E-3,8.6741219955849291E-4,2.3885488505747157E-6,8.0172213000001118E-5,5.572176355729902E-3,null,2.7473089537733155E-3,6.748602404326021E-4,6.2142285698967882E-4,2.0689655172414317E-6,3.5482597246656262E-5,4.081143613959495E-3]
[2004,2,23,22,3.4338137501702206E-3,1.0111672093403234E-3,8.522390691541353E-4,2.3885488505747157E-6,8.0172213000001118E-5,5.3797807905152555E-3,null,2.6110101870641502E-3,6.7621642831139578E-4,6.1055267318300402E-4,2.0689655172414317E-6,3.5482597246656262E-5,3.9353308513224473E-3]
[2004,2,23,23,3.0621339266394885E-3,1.0523432416536149E-3,8.405435235948744E-4,2.3885488505747157E-6,8.0172213000001118E-5,5.0375814537385539E-3,null,2.3283915373144837E-3,7.0375283301848056E-4,6.0217386626838126E-4,2.0689655172414317E-6,3.5482597246656262E-5,3.6718697993652432E-3]
[2004,2,23,24,2.6677546638309174E-3,1.1089058165150059E-3,8.4553156643129646E-4,2.3885488505747157E-6,8.0172213000001118E-5,4.7047528086277962E-3,null,2.0285126423951003E-3,7.4157896305469752E-4,6.0574735051471069E-4,2.0689655172414317E-6,3.5482597246656262E-5,3.4133905187284058E-3]
[2004,2,24,1,2.5628096973614161E-3,1.0495694921388661E-3,7.9988888678529993E-4,2.3885488505747157E-6,8.0172213000001118E-5,4.4948288381361588E-3,null,1.9487143782873308E-3,7.0189789253725433E-4,5.7304847401664369E-4,2.0689655172414317E-6,3.5482597246656262E-5,3.2612123076051261E-3]
[2004,2,24,2,2.5497491254894596E-3,1.0056938305999707E-3,7.9012714789797323E-4,2.3885488505747157E-6,8.0172213000001118E-5,4.42813086583798E-3,null,1.9387833544498056E-3,6.7255611517187913E-4,5.6605506572513311E-4,2.0689655172414317E-6,3.5482597246656262E-5,3.2149460981107151E-3]
[2004,2,24,3,2.5625143993313303E-3,1.0265334412501363E-3,7.8943508573800622E-4,2.3885488505747157E-6,8.0172213000001118E-5,4.4610436881700492E-3,null,1.948489838978891E-3,6.8649257093417453E-4,5.6555926540680687E-4,2.0689655172414317E-6,3.5482597246656262E-5,3.2380932380837698E-3]
[2004,2,24,4,2.7152076060493759E-3,9.8191709661560734E-4,7.6276694201735909E-4,2.3885488505747157E-6,8.0172213000001118E-5,4.5424524065329182E-3,null,2.0645950057825786E-3,6.5665546295204922E-4,5.4645393800890885E-4,2.0689655172414317E-6,3.5482597246656262E-5,3.3052559695074344E-3]
[2004,2,24,5,2.8241194384706616E-3,9.4912813445941651E-4,7.5259473938459975E-4,2.3885488505747157E-6,8.0172213000001118E-5,4.6084030741652543E-3,null,2.1474096033796976E-3,6.3472789778529313E-4,5.3916646934620762E-4,2.0689655172414317E-6,3.5482597246656262E-5,3.3588555332750955E-3]
[2004,2,24,6,3.0815936176697544E-3,9.8958790185906388E-4,7.908935016747911E-4,2.3885488505747157E-6,8.0172213000001118E-5,4.9446357830541859E-3,null,2.3431883362132668E-3,6.6178530149515883E-4,5.6660408930780514E-4,2.0689655172414317E-6,3.5482597246656262E-5,3.6091292897801283E-3]
[2004,2,24,7,3.4472441286725834E-3,9.5331973677129209E-4,8.287871209481586E-4,2.3885488505747157E-6,8.0172213000001118E-5,5.3119117482426101E-3,null,2.6212224052090797E-3,6.3753102502088401E-4,5.9375146072190431E-4,2.0689655172414317E-6,3.5482597246656262E-5,3.8900564537157653E-3]
[2004,2,24,8,3.5192809243135932E-3,1.1375655410828301E-3,9.9148280171723678E-4,2.3885488505747157E-6,8.0236350770401127E-6,5.6587414510412756E-3,null,2.6759978883734801E-3,7.6074510729337986E-4,7.1030828896903066E-4,2.0689655172414317E-6,3.551098332445359E-6,4.1526713484855782E-3]
[2004,2,24,9,3.3635919161812793E-3,1.2479222961063619E-3,1.0993196152277629E-3,2.3885488505747157E-6,0,5.7132223763659788E-3,null,2.5576147680812875E-3,8.3454600790875192E-4,7.8756367086760574E-4,2.0689655172414317E-6,0,4.1817934123748873E-3]
[2004,2,24,10,3.1563926898259638E-3,1.2921124031593987E-3,1.1354155828736717E-3,2.3885488505747157E-6,0,5.5863092247096097E-3,null,2.4000642047350023E-3,8.6409807020080111E-4,8.1342318650705001E-4,2.0689655172414317E-6,0,4.0796544269600951E-3]
[2004,2,24,11,3.011963925916154E-3,1.303248117923522E-3,1.137555947864887E-3,2.3885488505747157E-6,0,5.455156540555138E-3,null,2.2902431715310602E-3,8.7154506135610427E-4,8.1495656559546807E-4,2.0689655172414317E-6,0,3.9788137639998741E-3]
[2004,2,24,12,2.8530953507834092E-3,1.2576558439972307E-3,1.1146200741884787E-3,2.3885488505747157E-6,0,5.2277598178196933E-3,null,2.1694423657053511E-3,8.4105530224579366E-4,7.9852507413753998E-4,2.0689655172414317E-6,0,3.8110917076059261E-3]
[2004,2,24,13,2.719209044720494E-3,1.2684846563910032E-3,1.1029102135877073E-3,2.3885488505747157E-6,0,5.0929924635497795E-3,null,2.0676376277456027E-3,8.4829705293957679E-4,7.9013601178265719E-4,2.0689655172414317E-6,0,3.7081396579850779E-3]
[2004,2,24,14,2.5359226637398815E-3,1.2360593758064401E-3,1.0906019730902194E-3,2.3885488505747157E-6,0,4.8649725614871159E-3,null,1.9282699617308757E-3,8.2661269923294022E-4,7.8131826402863883E-4,2.0689655172414317E-6,0,3.5382698905096961E-3]
[2004,2,24,15,2.6071898599954275E-3,1.1468227156355606E-3,1.0503504258842775E-3,2.3885488505747157E-6,0,4.8067515503658412E-3,null,1.9824602553708574E-3,7.6693582773454849E-4,7.5248164923845851E-4,2.0689655172414317E-6,0,3.5039466978611052E-3]
[2004,2,24,16,2.8566658980363922E-3,1.1282818752191765E-3,1.0221274183988599E-3,2.3885488505747157E-6,0,5.0094637405050041E-3,null,2.1721573455875508E-3,7.5453667083107427E-4,7.3226240174187459E-4,2.0689655172414317E-6,0,3.6610253836777411E-3]
[2004,2,24,17,3.2734886675931129E-3,1.1065627473124686E-3,9.9853888172243594E-4,2.3885488505747157E-6,0,5.3809788454785923E-3,null,2.4891018791863635E-3,7.4001203933249751E-4,7.1536333592157582E-4,2.0689655172414317E-6,0,3.9465462199576792E-3]
[2004,2,24,18,3.8514459678502116E-3,1.0828248991980021E-3,9.6880312356296722E-4,2.3885488505747157E-6,0,5.9054625394617559E-3,null,2.9285702104505655E-3,7.2413739197497984E-4,6.9406033856966322E-4,2.0689655172414317E-6,0,4.3488369065124502E-3]
[2004,2,24,19,4.1779791686548662E-3,8.9051927328834442E-4,8.749077096762369E-4,2.3885488505747157E-6,7.349119527672512E-5,6.0192858957467486E-3,null,3.1768601806544975E-3,5.9553331710426351E-4,6.2679271611125248E-4,2.0689655172414317E-6,3.2525714154595782E-5,4.4337808935418508E-3]
[2004,2,24,20,4.1307124726189031E-3,8.9921248762312236E-4,8.5294287647144672E-4,2.3885488505747157E-6,8.0172213000001118E-5,5.9654285985640482E-3,null,3.140919435512847E-3,6.0134689006599367E-4,6.1105688785062864E-4,2.0689655172414317E-6,3.5482597246656262E-5,4.3908747761933677E-3]
[2004,2,24,21,3.857627600273071E-3,9.8867360575240508E-4,8.7013281274044907E-4,2.3885488505747157E-6,8.0172213000001118E-5,5.7989947806165012E-3,null,2.9332706125116768E-3,6.6117386745937043E-4,6.2337193174001723E-4,2.0689655172414317E-6,3.5482597246656262E-5,4.2553679744749629E-3]
[2004,2,24,22,3.5564017225614888E-3,1.0168189448671672E-3,8.6457757661282623E-4,2.3885488505747157E-6,8.0172213000001118E-5,5.5203590058920584E-3,null,2.7042238754039073E-3,6.7999601726208606E-4,6.1939210449359755E-4,2.0689655172414317E-6,3.5482597246656262E-5,4.041163559923489E-3]
[2004,2,24,23,3.228517651875771E-3,1.0153306258421232E-3,8.2767174445033404E-4,2.3885488505747157E-6,8.0172213000001118E-5,5.1540807840188049E-3,null,2.4549067280501724E-3,6.7900070633229454E-4,5.9295239373823722E-4,2.0689655172414317E-6,3.5482597246656262E-5,3.7644113908846017E-3]
[2004,2,24,24,2.8337857659619962E-3,1.0036073644380473E-3,7.9828206985557509E-4,2.3885488505747157E-6,8.0172213000001118E-5,4.7182359621061954E-3,null,2.1547597048667457E-3,6.7116079431616337E-4,5.7189733414607553E-4,2.0689655172414317E-6,3.5482597246656262E-5,3.4353693960928818E-3]
[2004,2,25,1,1.9486863140007256E-3,8.1774330503612668E-4,6.4645281658060744E-4,2.3885488505747157E-6,8.0172213000001118E-5,3.4954431974680354E-3,null,1.4817460082091408E-3,5.4686450658129979E-4,4.6312532426108255E-4,2.0689655172414317E-6,3.5482597246656262E-5,2.5292874018154202E-3]
[2004,2,25,2,1.9324062480687155E-3,7.8007384954527359E-4,6.2993261041553912E-4,2.3885488505747157E-6,8.0172213000001118E-5,3.424973469880104E-3,null,1.4693669390204152E-3,5.216731194267678E-4,4.5129008177961799E-4,2.0689655172414317E-6,3.5482597246656262E-5,2.4798817029906984E-3]
[2004,2,25,3,1.8759050398076378E-3,7.6623892259890334E-4,6.1677685344140249E-4,2.3885488505747157E-6,8.0172213000001118E-5,3.3414815776985195E-3,null,1.4264044369500003E-3,5.1242103451024155E-4,4.4186516466536592E-4,2.0689655172414317E-6,3.5482597246656262E-5,2.4182421988895053E-3]
[2004,2,25,4,2.0035158166552339E-3,7.2124674109950971E-4,5.9179819432415718E-4,2.3885488505747157E-6,8.0172213000001118E-5,3.3991215139294768E-3,null,1.5234373754172443E-3,4.8233258623539424E-4,4.2397020109405506E-4,2.0689655172414317E-6,3.5482597246656262E-5,2.4672917255105912E-3]
[2004,2,25,5,2.0972317937044435E-3,6.9069643765821065E-4,5.8062342162077773E-4,2.3885488505747157E-6,8.0172213000001118E-5,3.451112414834008E-3,null,1.5946973180259623E-3,4.619021204468704E-4,4.1596448111100786E-4,2.0689655172414317E-6,3.5482597246656262E-5,2.510115482347738E-3]
[2004,2,25,6,2.2861242852909155E-3,6.9902514847947593E-4,6.013224982991211E-4,2.3885488505747157E-6,8.0172213000001118E-5,3.6690326939200885E-3,null,1.7383277696681803E-3,4.6747193227618074E-4,4.3079350861725195E-4,2.0689655172414317E-6,3.5482597246656262E-5,2.6741447733255107E-3]
[2004,2,25,7,2.6431055131610304E-3,6.7562472068354647E-4,6.2928340937987192E-4,2.3885488505747157E-6,8.0172213000001118E-5,4.030574405075025E-3,null,2.0097698717662727E-3,4.5182293420844736E-4,4.5082498760345779E-4,2.0689655172414317E-6,3.5482597246656262E-5,2.949969356342075E-3]
[2004,2,25,8,2.7172993452516999E-3,8.3091138360848096E-4,7.8666827071490831E-4,2.3885488505747157E-6,6.6874315003160246E-6,4.3439549799259812E-3,null,2.0661855266329533E-3,5.5567063773119183E-4,5.6357709119102966E-4,2.0689655172414317E-6,2.9597216998402231E-6,3.1904619427722564E-3]
[2004,2,25,9,2.5743300758165723E-3,9.3803020210054752E-4,8.8588840279352037E-4,2.3885488505747157E-6,0,4.4006372295612153E-3,null,1.9574742667651948E-3,6.2730617355211528E-4,6.3465939551943056E-4,2.0689655172414317E-6,0,3.221508801353982E-3]
[2004,2,25,10,2.3924033042352919E-3,9.8475319718261214E-4,9.2170649332745408E-4,2.3885488505747157E-6,0,4.3012515435959329E-3,null,1.8191404232727024E-3,6.5855210059816431E-4,6.6031983719046228E-4,2.0689655172414317E-6,0,3.1400813265785705E-3]
[2004,2,25,11,2.2700873061018922E-3,9.9741200809922272E-4,9.224994190593775E-4,2.3885488505747157E-6,0,4.1923872821110677E-3,null,1.7261335392646823E-3,6.6701765983073096E-4,6.6088789719003719E-4,2.0689655172414317E-6,0,3.056108061802692E-3]
[2004,2,25,12,2.187668083499932E-3,9.8848166686317323E-4,9.1465460423367263E-4,2.3885488505747157E-6,0,4.0931929034473532E-3,null,1.6634634454621405E-3,6.6104550863905717E-4,6.552677926491674E-4,2.0689655172414317E-6,0,2.9818457122676063E-3]
[2004,2,25,13,2.0705392377018943E-3,1.000217253917063E-3,9.0783218929909703E-4,2.3885488505747157E-6,0,3.9809772297686296E-3,null,1.5744007787515239E-3,6.688936634134747E-4,6.5038014571225443E-4,2.0689655172414317E-6,0,2.895743553394494E-3]
[2004,2,25,14,1.9562467951552043E-3,1.0004902304321726E-3,9.1375312796871571E-4,2.3885488505747157E-6,0,3.8728787024066673E-3,null,1.487494862034562E-3,6.6907621601442467E-4,6.5462196595182209E-4,2.0689655172414317E-6,0,2.8132620095180504E-3]
[2004,2,25,15,1.9978799718369899E-3,9.0480496553641823E-4,8.6123815706652803E-4,2.3885488505747157E-6,0,3.7663116432905108E-3,null,1.5191519804296978E-3,6.0508685058390486E-4,6.1699971061649503E-4,2.0689655172414317E-6,0,2.7433075071473388E-3]
[2004,2,25,16,2.1504931564288042E-3,8.4476030934858392E-4,8.3013975025791442E-4,2.3885488505747157E-6,0,3.8277817648858774E-3,null,1.6351962998485293E-3,5.6493208431828183E-4,5.9472049801529759E-4,2.0689655172414317E-6,0,2.7969178476993498E-3]
[2004,2,25,17,2.515012258260116E-3,8.14940945185324E-4,8.0499020571993935E-4,2.3885488505747157E-6,0,4.1373319580159549E-3,null,1.912370065669069E-3,5.4499043298432339E-4,5.7670311040334979E-4,2.0689655172414317E-6,0,3.0361325745739834E-3]
[2004,2,25,18,3.0006561001238406E-3,7.7288230509949473E-4,7.6182019047000822E-4,2.3885488505747157E-6,0,4.5377471445439185E-3,null,2.281644904273317E-3,5.1686378576340682E-4,5.4577567564216599E-4,2.0689655172414317E-6,0,3.3463533311961311E-3]
[2004,2,25,19,3.3062066088127527E-3,5.9786756936788571E-4,6.7230261778160598E-4,2.3885488505747157E-6,7.2154991700001009E-5,4.6509203365128204E-3,null,2.5139800129581821E-3,3.9982296560518531E-4,4.816443828160764E-4,2.0689655172414317E-6,3.1934337521990638E-5,3.429450664418676E-3]
[2004,2,25,20,3.2684484098539734E-3,5.9976162809462458E-4,6.4873325898691901E-4,2.3885488505747157E-6,8.0172213000001118E-5,4.5995040587860931E-3,null,2.4852693578966837E-3,4.0108961430124321E-4,4.647590562238701E-4,2.0689655172414317E-6,3.5482597246656262E-5,3.3886695911856941E-3]
[2004,2,25,21,3.0333059836063223E-3,6.8789455875306951E-4,6.7213307608452594E-4,2.3885488505747157E-6,8.0172213000001118E-5,4.475894380294494E-3,null,2.3064712881664421E-3,4.6002836848152369E-4,4.8152292143262802E-4,2.0689655172414317E-6,3.5482597246656262E-5,3.2855741408444913E-3]
[2004,2,25,22,2.781102508624911E-3,7.2835507695938535E-4,6.647110781745401E-4,2.3885488505747157E-6,8.0172213000001118E-5,4.2567294256094131E-3,null,2.1147003039781471E-3,4.8708627429212901E-4,4.7620572719885728E-4,2.0689655172414317E-6,3.5482597246656262E-5,3.1155438682330307E-3]
[2004,2,25,23,2.4744119156818083E-3,7.2917712907985424E-4,6.3307053696514304E-4,2.3885488505747157E-6,8.0172213000001118E-5,3.9192203435773811E-3,null,1.8814982957412443E-3,4.8763602031203006E-4,4.5353812403965444E-4,2.0689655172414317E-6,3.5482597246656262E-5,2.8602240028568261E-3]
[2004,2,25,24,2.1364701569358E-3,7.3981350967120192E-4,6.19803251424906E-4,2.3885488505747157E-6,8.0172213000001118E-5,3.5786476798824835E-3,null,1.6245334633660281E-3,4.9474908255060291E-4,4.4403330673467719E-4,2.0689655172414317E-6,3.5482597246656262E-5,2.6008674154152055E-3]
[2004,2,26,1,1.9783915628195556E-3,8.4125146323394231E-4,6.6049511838370582E-4,2.3885488505747157E-6,8.0172213000001118E-5,3.5626989062877796E-3,null,{"$f":"E1347*T$5","v":1.5043333448902278E-3},{"$f":"F1347*U$5","v":5.625855491802553E-4},{"$f":"G1347*V$5","v":4.7318537104118811E-4},{"$f":"H1347*W$5","v":2.0689655172414317E-6},{"$f":"I1347*X$5","v":3.5482597246656262E-5},{"$f":"SUM(L1347:P1347)","v":2.5776558278755683E-3}]
[2004,2,26,2,1.9608596634818013E-3,8.0353925551747006E-4,6.4391351618463743E-4,2.3885488505747157E-6,8.0172213000001118E-5,{"$f":"SUM(E1348:I1348)","v":3.4908731970344845E-3},null,1.4910024041054543E-3,5.373655715443039E-4,4.6130614382112344E-4,2.0689655172414317E-6,3.5482597246656262E-5,2.5272256822347788E-3]
[2004,2,26,3,1.9033248144960263E-3,7.8933802156794231E-4,6.3055111831812095E-4,2.3885488505747157E-6,8.0172213000001118E-5,3.4057747162326655E-3,null,1.4472539402274676E-3,5.2786851941458819E-4,4.5173318708536392E-4,2.0689655172414317E-6,3.5482597246656262E-5,2.4644072094913171E-3]
[2004,2,26,4,2.030745464427784E-3,7.4527419020419775E-4,6.0594345366814641E-4,2.3885488505747157E-6,8.0172213000001118E-5,3.4645238701507038E-3,null,1.5441423096090806E-3,4.9840090378458165E-4,4.3410400769589426E-4,2.0689655172414317E-6,3.5482597246656262E-5,2.5141987838534535E-3]
[2004,2,26,5,2.1243576723525225E-3,7.1548739751556127E-4,5.9510923528582806E-4,2.3885488505747157E-6,8.0172213000001118E-5,3.5175150670044876E-3,null,1.6153233480427881E-3,4.7848103457135587E-4,4.2634226426662591E-4,2.0689655172414317E-6,3.5482597246656262E-5,2.5576982096446673E-3]
[2004,2,26,6,2.3152780792856931E-3,7.2525866724228215E-4,6.1653117033831921E-4,2.3885488505747157E-6,8.0172213000001118E-5,3.7396286787168705E-3,null,1.7604957900240197E-3,4.8501555532483358E-4,4.4168915480994795E-4,2.0689655172414317E-6,3.5482597246656262E-5,2.7247520629226987E-3]
[2004,2,26,7,2.6749052499426321E-3,7.0465617228721521E-4,6.4600402146250684E-4,2.3885488505747157E-6,8.0172213000001118E-5,4.10812620554293E-3,null,2.0339498194057175E-3,4.7123767029837204E-4,4.6280380290752646E-4,2.0689655172414317E-6,3.5482597246656262E-5,3.0055428553755134E-3]
[2004,2,26,8,2.7556611239249822E-3,8.610714001753032E-4,8.044006779410318E-4,2.3885488505747157E-6,4.0150244270400556E-6,4.4275367753189325E-3,null,2.095355132848455E-3,5.7584009980654377E-4,5.7628076675078177E-4,2.0689655172414317E-6,1.7769684701125456E-6,3.2513219333931346E-3]
[2004,2,26,9,2.6122618473930995E-3,9.6716695670316557E-4,9.0349226388088274E-4,2.3885488505747157E-6,0,4.4853096168277233E-3,null,1.9863169033219369E-3,6.46791330851492E-4,6.4727097932759724E-4,2.0689655172414317E-6,0,3.2824481790182671E-3]
[2004,2,26,10,2.4298843434495689E-3,1.0127812942092801E-3,9.3895776532337382E-4,2.3885488505747157E-6,0,4.3840119518327976E-3,null,1.8476403310517357E-3,6.7729584494496075E-4,6.7267882261384815E-4,2.0689655172414317E-6,0,3.1996839641277859E-3]
[2004,2,26,11,2.3070303930208895E-3,1.0243387195034779E-3,9.3929527012267134E-4,2.3885488505747157E-6,0,4.2730529314976137E-3,null,1.7542243977983801E-3,6.8502485433205996E-4,6.7292061445944809E-4,2.0689655172414317E-6,0,3.1142388321071294E-3]
[2004,2,26,12,2.2237924174821756E-3,1.014637815622928E-3,9.3113124211222824E-4,2.3885488505747157E-6,0,4.1719500240679063E-3,null,1.6909317389954953E-3,6.7853739062387927E-4,6.6707182237031723E-4,2.0689655172414317E-6,0,3.0386099175069331E-3]
[2004,2,26,13,2.1059920821409855E-3,1.0253780133300037E-3,9.2381631788844261E-4,2.3885488505747157E-6,0,4.0575749622100074E-3,null,1.6013584837191504E-3,6.8571988038991429E-4,6.6183133680633563E-4,2.0689655172414317E-6,0,2.9509786664326416E-3]
[2004,2,26,14,1.9907693579929988E-3,1.0248226363298437E-3,9.2941614006863905E-4,2.3885488505747157E-6,0,3.9473966832420564E-3,null,1.5137451976121907E-3,6.8534847292342862E-4,6.6584310595095108E-4,2.0689655172414317E-6,0,2.8670057420038119E-3]
[2004,2,26,15,2.0306766400770985E-3,9.2895709838217036E-4,8.7675709478209735E-4,2.3885488505747157E-6,0,3.8387793820919406E-3,null,1.5440899768112552E-3,6.21238550182344E-4,6.2811763427212568E-4,2.0689655172414317E-6,0,2.7955151267829662E-3]
[2004,2,26,16,2.1833396721667236E-3,8.6975167712206728E-4,8.4595223250308966E-4,2.3885488505747157E-6,0,3.9014321306424554E-3,null,1.6601721993704586E-3,5.8164502091106009E-4,6.0604871993550681E-4,2.0689655172414317E-6,0,2.8499349057342668E-3]
[2004,2,26,17,2.5500061401309412E-3,8.4265009267641875E-4,8.2189348260032762E-4,2.3885488505747157E-6,0,4.2169382642582628E-3,null,1.9389787837584278E-3,5.6352088034743143E-4,5.8881278861267741E-4,2.0689655172414317E-6,0,3.0933814182357781E-3]
[2004,2,26,18,3.0381322227596964E-3,8.0437106989889745E-4,7.8016604800745424E-4,2.3885488505747157E-6,0,4.6250578895166228E-3,null,2.3101410735745886E-3,5.3792184606035927E-4,5.5891883319822541E-4,2.0689655172414317E-6,0,3.4090507183504146E-3]
[2004,2,26,19,3.3439220467807204E-3,6.317373385563242E-4,6.9154167189423204E-4,2.3885488505747157E-6,7.0818788123276925E-5,4.7404083942051284E-3,null,2.5426581533317151E-3,4.2247331871867204E-4,4.9542743541613489E-4,2.0689655172414317E-6,3.1342960889385501E-5,3.4939708338731488E-3]
[2004,2,26,20,3.305684159133408E-3,6.3243574835053636E-4,6.6732228741144808E-4,2.3885488505747157E-6,8.0172213000001118E-5,4.688002956745969E-3,null,2.5135827516230471E-3,4.2294037913378178E-4,4.7807642385844213E-4,2.0689655172414317E-6,3.5482597246656262E-5,3.4521511173791685E-3]
[2004,2,26,21,3.0706348962774022E-3,7.1891054915731436E-4,6.8990857702266222E-4,2.3885488505747157E-6,8.0172213000001118E-5,4.562014784307955E-3,null,2.3348555216594164E-3,4.8077026166987375E-4,4.9425746976273198E-4,2.0689655172414317E-6,3.5482597246656262E-5,3.3474348158559195E-3]
[2004,2,26,22,2.8170052550604871E-3,7.57510589378414E-4,6.8155632793095219E-4,2.3885488505747157E-6,8.0172213000001118E-5,4.3386329342204296E-3,null,2.1420001063282958E-3,5.0658397585075276E-4,4.8827383419073776E-4,2.0689655172414317E-6,3.5482597246656262E-5,3.1744094791336837E-3]
[2004,2,26,23,2.5073260424854941E-3,7.5602184374754737E-4,6.4872124689704534E-4,2.3885488505747157E-6,8.0172213000001118E-5,3.9946298949806629E-3,null,1.9065256055009784E-3,5.0558837962901059E-4,4.6475045064141285E-4,2.0689655172414317E-6,3.5482597246656262E-5,2.9144159985352992E-3]
[2004,2,26,24,2.1662412432761121E-3,7.643454252425721E-4,6.3435699287025301E-4,2.3885488505747157E-6,8.0172213000001118E-5,3.6475044232395131E-3,null,1.6471708617137597E-3,5.1115476122973169E-4,4.5445975403788546E-4,2.0689655172414317E-6,3.5482597246656262E-5,2.6503369397452743E-3]
[2004,2,27,1,2.0721431456167168E-3,9.4328632088021562E-4,7.131465670613162E-4,2.3885488505747157E-6,8.0172213000001118E-5,3.8111367954088244E-3,null,1.5756203614689928E-3,6.308211944459261E-4,5.1090540043268124E-4,2.0689655172414317E-6,3.5482597246656262E-5,2.7548985191114977E-3]
[2004,2,27,2,2.0261034696056352E-3,9.2288055727029973E-4,7.0377414602952788E-4,2.3885488505747157E-6,8.0172213000001118E-5,3.7353189347560387E-3,null,1.5406126202750774E-3,6.1717487318688712E-4,5.0419090338335625E-4,2.0689655172414317E-6,3.5482597246656262E-5,2.699529959609218E-3]
[2004,2,27,3,1.9980976517114933E-3,8.9923829816017842E-4,6.8546010496626586E-4,2.3885488505747157E-6,8.0172213000001118E-5,3.6653568166885135E-3,null,1.5193175002893055E-3,6.0136415082071319E-4,4.9107053947061523E-4,2.0689655172414317E-6,3.5482597246656262E-5,2.6493037533445313E-3]
[2004,2,27,4,2.1127354134366136E-3,8.9900833385122929E-4,6.7625227683499017E-4,2.3885488505747157E-6,8.0172213000001118E-5,3.7705567859734092E-3,null,1.6064859914958201E-3,6.0121036256274732E-4,4.8447395843691552E-4,2.0689655172414317E-6,3.5482597246656262E-5,2.7297218752593802E-3]
[2004,2,27,5,2.2723024194584683E-3,8.4575007171097823E-4,6.5654888134067607E-4,2.3885488505747157E-6,8.0172213000001118E-5,3.8571621343606987E-3,null,1.7278178716019371E-3,5.6559398628997642E-4,4.7035824698311488E-4,2.0689655172414317E-6,3.5482597246656262E-5,2.8013216676389258E-3]
[2004,2,27,6,2.513168851386886E-3,8.8184956772868371E-4,6.7052654788248445E-4,2.3885488505747157E-6,8.0172213000001118E-5,4.1481057288486299E-3,null,1.9109683722532075E-3,5.8973546559769633E-4,4.8037198840948718E-4,2.0689655172414317E-6,3.5482597246656262E-5,3.0186273890242888E-3]
[2004,2,27,7,2.8104694174565853E-3,8.4590282164857919E-4,7.3001201538014555E-4,2.3885488505747157E-6,8.0172213000001118E-5,4.468945016335886E-3,null,2.1370303730211416E-3,5.6569613756256038E-4,5.2298797787859834E-4,2.0689655172414317E-6,3.5482597246656262E-5,3.2632660512261977E-3]
[2004,2,27,8,2.9510406102107554E-3,1.0008001139691319E-3,9.0109316555777111E-4,2.3885488505747157E-6,1.3426173537640898E-6,4.856665055941998E-3,null,2.2439181785320556E-3,6.6928345012627036E-4,6.4555224106808691E-4,2.0689655172414317E-6,5.942152403848693E-7,3.5614170504840391E-3]
[2004,2,27,9,2.8547112932105277E-3,1.0953924001773363E-3,9.6560739477823793E-4,2.3885488505747157E-6,0,4.9180996370166777E-3,null,2.1706710992494189E-3,7.3254188783535251E-4,6.9177088620482282E-4,2.0689655172414317E-6,0,3.5970528388068351E-3]
[2004,2,27,10,2.7984545915767604E-3,9.9204242625779062E-4,9.3751908260159911E-4,2.3885488505747157E-6,0,4.7304046492867256E-3,null,2.1278945156187217E-3,6.6342676069871924E-4,6.7164813578730594E-4,2.0689655172414317E-6,0,3.4650383776219881E-3]
[2004,2,27,11,2.5313543982566303E-3,1.0233968166914933E-3,9.6348046834320727E-4,2.3885488505747157E-6,0,4.5206202321419059E-3,null,1.9247963348594734E-3,6.8439495835693998E-4,6.9024713463372849E-4,2.0689655172414317E-6,0,3.3015073933673829E-3]
[2004,2,27,12,2.3263082018829049E-3,1.0701753656747273E-3,9.7319499461745039E-4,2.3885488505747157E-6,0,4.3720671110256577E-3,null,1.7688828967692409E-3,7.1567803698413253E-4,6.972067193325766E-4,2.0689655172414317E-6,0,3.1838366186031915E-3]
[2004,2,27,13,2.1946182082048923E-3,1.0458980342764139E-3,9.4444549856315726E-4,2.3885488505747157E-6,0,4.1873502898950388E-3,null,1.6687481952261944E-3,6.9944261105708957E-4,6.7661029010992351E-4,2.0689655172414317E-6,0,3.0468700619104487E-3]
[2004,2,27,14,2.0210699102959639E-3,1.1071608702013481E-3,9.7516002369088376E-4,2.3885488505747157E-6,0,4.1057793530387705E-3,null,1.5367851923506327E-3,7.4041203304261126E-4,6.9861448599933818E-4,2.0689655172414317E-6,0,2.9778806769098234E-3]
[2004,2,27,15,1.9994543325859999E-3,9.9690352138292701E-4,9.2765873612148065E-4,2.3885488505747157E-6,0,3.9264051389409829E-3,null,1.520349096013959E-3,6.6667761016539267E-4,6.6458408402079614E-4,2.0689655172414317E-6,0,2.8536797557173893E-3]
[2004,2,27,16,2.1518152146662002E-3,9.9472353974244766E-4,9.0188918152988369E-4,2.3885488505747157E-6,0,4.0508164847891069E-3,null,1.6362015691429289E-3,6.6521975098533576E-4,6.4612251494693183E-4,2.0689655172414317E-6,0,2.9496128005924377E-3]
[2004,2,27,17,2.4171394581841148E-3,1.0077492755656817E-3,8.9126510299733584E-4,2.3885488505747157E-6,0,4.3185423855977073E-3,null,1.8379493496292825E-3,6.7393069065303074E-4,6.3851131782757039E-4,2.0689655172414317E-6,0,3.1524603236271248E-3]
[2004,2,27,18,3.1622508260299156E-3,7.3513206889801088E-4,7.5748618553160552E-4,2.3885488505747157E-6,0,4.6572576293101072E-3,null,2.4045186260922961E-3,4.9161837663989222E-4,5.4267075074901784E-4,2.0689655172414317E-6,0,3.4408767189984474E-3]
[2004,2,27,19,3.2223398075430882E-3,7.4235850252238876E-4,7.5146930519548385E-4,2.3885488505747157E-6,6.8146381050000955E-5,4.7867025451615369E-3,null,2.4502092063846681E-3,4.9645104238475377E-4,5.3836019693095883E-4,2.0689655172414317E-6,3.0160207659657823E-5,3.5172496188772798E-3]
[2004,2,27,20,3.2582565385406727E-3,6.0286195334234983E-4,6.7176521947185167E-4,2.3885488505747157E-6,8.0172213000001118E-5,4.6154444732054503E-3,null,2.4775196423441276E-3,4.0316295177328024E-4,4.8125938524149891E-4,2.0689655172414317E-6,3.5482597246656262E-5,3.3994935421228041E-3]
[2004,2,27,21,2.9778842629143349E-3,7.7894408356869271E-4,7.2489334072010567E-4,2.3885488505747157E-6,8.0172213000001118E-5,4.5642824490537094E-3,null,2.2643296090191006E-3,5.2091759026556242E-4,5.1932090767499537E-4,2.0689655172414317E-6,3.5482597246656262E-5,3.3421196697235554E-3]
[2004,2,27,22,2.8357674201401374E-3,7.86114454307447E-4,7.0686861501004434E-4,2.3885488505747157E-6,8.0172213000001118E-5,4.4113112513082045E-3,null,2.1562665190456186E-3,5.2571276404675361E-4,5.0640781220215921E-4,2.0689655172414317E-6,3.5482597246656262E-5,3.2259386580584287E-3]
[2004,2,27,23,2.6035875297609513E-3,8.6966980799938615E-4,7.0283014945359522E-4,2.3885488505747157E-6,8.0172213000001118E-5,4.2586482490645089E-3,null,1.9797211082814383E-3,5.8159027106828728E-4,5.0351461470595101E-4,2.0689655172414317E-6,3.5482597246656262E-5,3.1023775568195739E-3]
[2004,2,27,24,2.2815690060510956E-3,9.2089826904470878E-4,7.1226372241477653E-4,2.3885488505747157E-6,8.0172213000001118E-5,3.9972917593611573E-3,null,1.7348640173026066E-3,6.1584922115682638E-4,5.1027292161487132E-4,2.0689655172414317E-6,3.5482597246656262E-5,2.8985377228382017E-3]
[2004,2,28,1,1.9866585663615402E-3,1.05824566958812E-3,7.4321066918953669E-4,2.3885488505747157E-6,8.0172213000001118E-5,3.8706756669897725E-3,null,1.5106194256258375E-3,7.0770007210947151E-4,5.3244362671870488E-4,2.0689655172414317E-6,3.5482597246656262E-5,2.7883146872179111E-3]
[2004,2,28,2,1.8766064387624628E-3,1.0958074734198761E-3,7.4582622546661814E-4,2.3885488505747157E-6,8.0172213000001118E-5,3.800800899499533E-3,null,1.4269377680941702E-3,7.3281946739189386E-4,5.3431743764175679E-4,2.0689655172414317E-6,3.5482597246656262E-5,2.7316262358917181E-3]
[2004,2,28,3,1.8877320701188964E-3,1.0300727363345542E-3,7.1372897143095072E-4,2.3885488505747157E-6,8.0172213000001118E-5,3.714094539734977E-3,null,1.4353974979813046E-3,6.8885946877126573E-4,5.1132264080292942E-4,2.0689655172414317E-6,3.5482597246656262E-5,2.6731311703193971E-3]
[2004,2,28,4,1.937736395944981E-3,1.0392131418463263E-3,7.118105093480659E-4,2.3885488505747157E-6,8.0172213000001118E-5,3.7713208089899491E-3,null,1.4734198875540384E-3,6.9497210010601872E-4,5.0994823519832824E-4,2.0689655172414317E-6,3.5482597246656262E-5,2.7158917856222827E-3]
[2004,2,28,5,2.0150790433404691E-3,1.0286198242418596E-3,7.0697986347783128E-4,2.3885488505747157E-6,8.0172213000001118E-5,3.8332394929107361E-3,null,1.532229844918243E-3,6.8788783616995411E-4,5.0648751172762481E-4,2.0689655172414317E-6,3.5482597246656262E-5,2.7641567555797188E-3]
[2004,2,28,6,2.0796107200505443E-3,1.0826666046642632E-3,7.3641393005458944E-4,2.3885488505747157E-6,8.0172213000001118E-5,3.981252016619973E-3,null,1.5812985706958086E-3,7.2403153276273744E-4,5.2757437418386353E-4,2.0689655172414317E-6,3.5482597246656262E-5,2.8704560404063067E-3]
[2004,2,28,7,2.3998594665980144E-3,1.0251549765750215E-3,7.2298360613872066E-4,2.3885488505747157E-6,8.0172213000001118E-5,4.2305588111623332E-3,null,1.8248099549660005E-3,6.8557072492240795E-4,5.1795275454057977E-4,2.0689655172414317E-6,3.5482597246656262E-5,3.0658849971928856E-3]
[2004,2,28,8,2.5717237438819445E-3,1.0604766724023624E-3,7.868193664003736E-4,2.3885488505747157E-6,6.4137770400000908E-9,4.4214147453122956E-3,null,1.9554924588608357E-3,7.0919205161658382E-4,5.6368533766552984E-4,2.0689655172414317E-6,2.8386077797325014E-9,3.2304416522679702E-3]
[2004,2,28,9,2.7526486127473194E-3,1.0650611021893648E-3,8.198162927006182E-4,2.3885488505747157E-6,0,4.6399145564878777E-3,null,2.0930644735565433E-3,7.1225788158790348E-4,5.8732466879761773E-4,2.0689655172414317E-6,0,3.3947159894593057E-3]
[2004,2,28,10,2.8572076367265374E-3,1.0279675783919149E-3,8.0539528612820184E-4,2.3885488505747157E-6,0,4.6929590500972293E-3,null,2.172569273939409E-3,6.8745164781756646E-4,5.7699331409744254E-4,2.0689655172414317E-6,0,3.4390832013716593E-3]
[2004,2,28,11,2.916967086521238E-3,8.8416372916855831E-4,7.4693493272086711E-4,2.3885488505747157E-6,0,4.5504542972612388E-3,null,2.2180092842426983E-3,5.912830573005847E-4,5.3511172671199506E-4,2.0689655172414317E-6,0,3.3464730337725191E-3]
[2004,2,28,12,2.6554747248404556E-3,1.0049216556916119E-3,7.9239443261940653E-4,2.3885488505747157E-6,0,4.4551793620020491E-3,null,2.0191751977538374E-3,6.7203972445653668E-4,5.6767937138963646E-4,2.0689655172414317E-6,0,3.2609632591172519E-3]
[2004,2,28,13,2.5379224527130846E-3,9.7994501291512109E-4,7.5538988833002453E-4,2.3885488505747157E-6,0,4.2756459028088049E-3,null,1.9297905652815935E-3,6.5533663518157212E-4,5.4116894226999366E-4,2.0689655172414317E-6,0,3.1283651082504005E-3]
[2004,2,28,14,2.2417927689430761E-3,1.0863518998431737E-3,8.1393130492227433E-4,2.3885488505747157E-6,0,4.1444645225590989E-3,null,1.7046188823453105E-3,7.2649606792580092E-4,5.8310860413951255E-4,2.0689655172414317E-6,0,3.0162925199278654E-3]
[2004,2,28,15,2.1698203663339062E-3,1.072833557289253E-3,8.0526895542905015E-4,2.3885488505747157E-6,0,4.0503114279027844E-3,null,1.6498923624836232E-3,7.1745569830734194E-4,5.7690280950915991E-4,2.0689655172414317E-6,0,2.9463198358173665E-3]
[2004,2,28,16,2.3083085833495195E-3,1.0199667281912872E-3,7.7422136944541378E-4,2.3885488505747157E-6,0,4.1048852298367954E-3,null,1.7551963107243199E-3,6.821010922456026E-4,5.5466000546005342E-4,2.0689655172414317E-6,0,2.9940263739472168E-3]
[2004,2,28,17,2.5615908810694157E-3,1.0381297539194508E-3,7.8309266013781506E-4,2.3885488505747157E-6,0,4.3852018439772562E-3,null,{"$f":"E1411*T$5","v":1.9477876123104589E-3},{"$f":"F1411*U$5","v":6.9424758619019908E-4},{"$f":"G1411*V$5","v":5.6101548767492648E-4},{"$f":"H1411*W$5","v":2.0689655172414317E-6},{"$f":"I1411*X$5","v":0},{"$f":"SUM(L1411:P1411)","v":3.2051196516928253E-3}]
[2004,2,28,18,2.9447542433679499E-3,1.0754940823742792E-3,7.9018063198263021E-4,2.3885488505747157E-6,0,{"$f":"SUM(E1412:I1412)","v":4.812817506575434E-3},null,2.2391381383026245E-3,7.1923492013515721E-4,5.6609338226334635E-4,2.0689655172414317E-6,0,3.5265354062183692E-3]
[2004,2,28,19,2.923436529246174E-3,9.9650130987848887E-4,7.5951812718559998E-4,2.3885488505747157E-6,6.6810177473276871E-5,4.7486546926341156E-3,null,2.2229285320786063E-3,6.6640863187530908E-4,5.4412645426402974E-4,2.0689655172414317E-6,2.9568831027052689E-5,3.4651014147622388E-3]
[2004,2,28,20,2.8697177149598135E-3,9.1845414787204997E-4,7.1532208198865491E-4,2.3885488505747157E-6,8.0172213000001118E-5,4.5860547066710949E-3,null,2.1820817123197472E-3,6.1421471909379587E-4,5.124639612902051E-4,2.0689655172414317E-6,3.5482597246656262E-5,3.3463119554676454E-3]
[2004,2,28,21,2.671114037354913E-3,1.0097866628818555E-3,7.3486689712130545E-4,2.3885488505747157E-6,8.0172213000001118E-5,4.49832835920865E-3,null,2.0310670495736699E-3,6.7529319011039421E-4,5.2646606417191329E-4,2.0689655172414317E-6,3.5482597246656262E-5,3.2703778666198745E-3]
[2004,2,28,22,2.5802797134412488E-3,9.6207311553826388E-4,7.0826461681434776E-4,2.3885488505747157E-6,8.0172213000001118E-5,4.3331782076444364E-3,null,1.9619982641563174E-3,6.4338483284888913E-4,5.0740792198852662E-4,2.0689655172414317E-6,3.5482597246656262E-5,3.1503425817576303E-3]
[2004,2,28,23,2.5232654417971603E-3,9.0903702563486914E-4,6.6887412965427632E-4,2.3885488505747157E-6,8.0172213000001118E-5,4.1837373589368818E-3,null,1.9186456379216012E-3,6.0791703389853255E-4,4.7918817930830369E-4,2.0689655172414317E-6,3.5482597246656262E-5,3.0433024138923348E-3]
[2004,2,28,24,2.0081141180764831E-3,1.0995843925271035E-3,7.3182882928575174E-4,2.3885488505747157E-6,8.0172213000001118E-5,3.922088101739914E-3,null,1.5269338410754292E-3,7.3534527590814961E-4,5.2428956170277668E-4,2.0689655172414317E-6,3.5482597246656262E-5,2.8241202414502529E-3]
[2004,2,29,1,1.4077186408690049E-3,8.9149423818865017E-4,6.2881929358223217E-4,2.3885488505747157E-6,8.0172213000001118E-5,3.0105929344904632E-3,null,1.0704039238141169E-3,5.9618532329722921E-4,4.5049249036040526E-4,2.0689655172414317E-6,3.5482597246656262E-5,2.1546333002356488E-3]
[2004,2,29,2,1.3871955264504979E-3,8.4563585330284523E-4,6.1214077273061035E-4,2.3885488505747157E-6,8.0172213000001118E-5,2.9275329143345296E-3,null,1.0547985169063168E-3,5.6551760291511852E-4,4.385438296391793E-4,2.0689655172414317E-6,3.5482597246656262E-5,2.0964115122245122E-3]
[2004,2,29,3,1.2933714028325442E-3,8.6969995024365062E-4,6.1389862744988804E-4,2.3885488505747157E-6,8.0172213000001118E-5,2.8595307423766587E-3,null,9.8345634159273171E-4,5.8161042864516427E-4,4.398031745070315E-4,2.0689655172414317E-6,3.5482597246656262E-5,2.0424215075088249E-3]
[2004,2,29,4,1.364967320033435E-3,8.0424509336079033E-4,5.8340838333180043E-4,2.3885488505747157E-6,8.0172213000001118E-5,2.8351815585766016E-3,null,1.037896588724499E-3,5.3783759945518568E-4,4.1795965579721989E-4,2.0689655172414317E-6,3.5482597246656262E-5,2.0312454067408017E-3]
[2004,2,29,5,1.433950209482233E-3,7.9489372286016915E-4,5.7800227384176002E-4,2.3885488505747157E-6,8.0172213000001118E-5,2.8894069680347385E-3,null,1.0903499365727924E-3,5.3158388562691379E-4,4.1408666437951807E-4,2.0689655172414317E-6,3.5482597246656262E-5,2.0735720493431217E-3]
[2004,2,29,6,1.495963593692516E-3,7.9647231646215292E-4,5.8625695932300456E-4,2.3885488505747157E-6,8.0172213000001118E-5,2.9612536313282493E-3,null,1.1375037980480532E-3,5.3263956753335647E-4,4.2000040439599137E-4,2.0689655172414317E-6,3.5482597246656262E-5,2.1276953327412983E-3]
[2004,2,29,7,1.5476251564534727E-3,8.1385787297191001E-4,6.0651772665985153E-4,2.3885488505747157E-6,8.0172213000001118E-5,3.0505615179358104E-3,null,1.176786320765491E-3,5.4426613020136831E-4,4.3451542266490103E-4,2.0689655172414317E-6,3.5482597246656262E-5,2.1931194363956578E-3]
[2004,2,29,8,1.8967737651300355E-3,7.8497986976958014E-4,6.2608643882569007E-4,2.3885488505747157E-6,6.4137770400000908E-9,3.3102350363529202E-3,null,1.4422726401701438E-3,5.2495401248051749E-4,4.4853464562244488E-4,2.0689655172414317E-6,2.8386077797325014E-9,2.4178331023981272E-3]
[2004,2,29,9,2.1218654442703572E-3,7.1057417661787327E-4,6.1309269511712703E-4,2.3885488505747157E-6,0,3.4479208648559322E-3,null,1.6134283026546395E-3,4.7519532607898199E-4,4.3922579644730439E-4,2.0689655172414317E-6,0,2.5299183906981673E-3]
[2004,2,29,10,2.245873517228388E-3,7.3168385251511081E-4,6.5379927397319617E-4,2.3885488505747157E-6,0,3.6337451925672697E-3,null,1.7077218099118582E-3,4.8931238753645724E-4,4.6838840050554754E-4,2.0689655172414317E-6,0,2.6674915634711045E-3]
[2004,2,29,11,2.1497555273106784E-3,7.6297201645980195E-4,6.6352261096575438E-4,2.3885488505747157E-6,0,3.5786387035868093E-3,null,1.6346354199401167E-3,5.1023629633775583E-4,4.7535429729194788E-4,2.0689655172414317E-6,0,2.6222949790870617E-3]
[2004,2,29,12,2.0537100651299386E-3,7.7145240227309824E-4,6.6498377726303861E-4,2.3885488505747157E-6,0,3.4925347935166502E-3,null,1.5616041787544918E-3,5.1590754057154675E-4,4.7640109157897492E-4,2.0689655172414317E-6,0,2.5559817764222548E-3]
[2004,2,29,13,1.9512176634949186E-3,7.8731398545077913E-4,6.5982394988195687E-4,2.3885488505747157E-6,0,3.4007441476782293E-3,null,1.4836708008150385E-3,5.2651494854987011E-4,4.7270453915054767E-4,2.0689655172414317E-6,0,2.4849592540326973E-3]
[2004,2,29,14,1.8832696125203848E-3,7.2590010087904147E-4,6.5502375789418168E-4,2.3885488505747157E-6,0,3.2665820201441824E-3,null,1.432004325521535E-3,4.8544451302722104E-4,4.6926563314869462E-4,2.0689655172414317E-6,0,2.3887834372146918E-3]
[2004,2,29,15,1.7797118010228798E-3,7.3578635504808034E-4,6.5466182970619889E-4,2.3885488505747157E-6,0,3.1725485346277339E-3,null,1.3532608290937947E-3,4.9205592943967326E-4,4.6900634414086668E-4,2.0689655172414317E-6,0,2.3163920681915757E-3]
[2004,2,29,16,1.8640883003711414E-3,7.1698164495277803E-4,6.4051232107769967E-4,2.3885488505747157E-6,0,3.2239708152521939E-3,null,1.4174192009146897E-3,4.7948031011715544E-4,4.5886949330870458E-4,2.0689655172414317E-6,0,2.3578379698577911E-3]
[2004,2,29,17,2.146027477006136E-3,7.4133119893158368E-4,6.4820251957434715E-4,2.3885488505747157E-6,0,3.5379497443626413E-3,null,1.6318006775716451E-3,4.9576403477755604E-4,4.6437882915046101E-4,2.0689655172414317E-6,0,2.5940125070169034E-3]
[2004,2,29,18,2.4892680078555424E-3,7.0603557784957801E-4,6.2524142083256109E-4,2.3885488505747157E-6,0,3.8229335553882559E-3,null,1.8927946009073765E-3,4.7216014552695703E-4,4.479292662010289E-4,2.0689655172414317E-6,0,2.8149529781526035E-3]
[2004,2,29,19,2.5041905275745751E-3,6.9914870768382736E-4,6.2264288039584842E-4,2.3885488505747157E-6,6.6810177473276871E-5,3.8951808419781025E-3,null,1.9041414163836463E-3,4.6755456229333295E-4,4.4606764559780576E-4,2.0689655172414317E-6,2.9568831027052689E-5,2.8494014208190789E-3]
[2004,2,29,20,2.5416931711164216E-3,6.4896430490374096E-4,5.8808160413400103E-4,2.3885488505747157E-6,8.0172213000001118E-5,3.8612998420047393E-3,null,1.9326577517046121E-3,4.3399382447329452E-4,4.213075983598507E-4,2.0689655172414317E-6,3.5482597246656262E-5,2.8255107373016545E-3]
[2004,2,29,21,2.4117376477852132E-3,6.7375226638272058E-4,5.9040502550116955E-4,2.3885488505747157E-6,8.0172213000001118E-5,3.7584557015196795E-3,null,1.8338419102029531E-3,4.5057073343711613E-4,4.2297212088410348E-4,2.0689655172414317E-6,3.5482597246656262E-5,2.7449363272880698E-3]
[2004,2,29,22,2.2990356001749849E-3,7.1193560629561963E-4,5.9764277854716869E-4,2.3885488505747157E-6,8.0172213000001118E-5,3.691174746868349E-3,null,1.7481453011778691E-3,4.7610577996393675E-4,4.2815732023721362E-4,2.0689655172414317E-6,3.5482597246656262E-5,2.689959964142917E-3]
[2004,2,29,23,1.8594982197181814E-3,7.9444725740656632E-4,6.2250758697677145E-4,2.3885488505747157E-6,8.0172213000001118E-5,3.359013825952095E-3,null,1.4139289861807862E-3,5.3128531258022976E-4,4.4597072002648279E-4,2.0689655172414317E-6,3.5482597246656262E-5,2.4287365815513959E-3]
[2004,2,29,24,1.5604562646007174E-3,8.4145344087797338E-4,6.252023419532095E-4,2.3885488505747157E-6,8.0172213000001118E-5,3.1096728092824765E-3,null,1.1865428645157503E-3,5.6272062140152969E-4,4.479012696973286E-4,2.0689655172414317E-6,3.5482597246656262E-5,2.2347163183785062E-3]
[2004,3,1,1,1.848420972530739E-3,9.1258970629222924E-4,8.0897249106670773E-4,2.2344489247311912E-6,8.0172213000001078E-5,3.652389831814408E-3,null,1.4055060467451205E-3,6.1029288331578013E-4,5.7955605983015803E-4,1.9354838709677958E-6,3.5482597246656241E-5,2.6327730710086826E-3]
[2004,3,1,2,1.7760783058656179E-3,9.1122169934944113E-4,8.0610755396441115E-4,2.2344489247311912E-6,8.0172213000001078E-5,3.5758142211042023E-3,null,1.3504979847578755E-3,6.0937803089551536E-4,5.7750358996622132E-4,1.9354838709677958E-6,3.5482597246656241E-5,2.5747976867372363E-3]
[2004,3,1,3,1.8704810326216239E-3,9.3109162259033583E-4,8.0869716447842864E-4,2.2344489247311912E-6,8.0172213000001078E-5,3.6926764816151208E-3,null,1.4222801194861631E-3,6.2266600977839979E-4,5.7935881308267083E-4,1.9354838709677958E-6,3.5482597246656241E-5,2.6617230234648576E-3]
[2004,3,1,4,2.0105517470029328E-3,8.6935259070617386E-4,7.7338666193069931E-4,2.2344489247311912E-6,8.0172213000001078E-5,3.735697661564538E-3,null,1.5287873702480371E-3,5.813781325188632E-4,5.5406201256946622E-4,1.9354838709677958E-6,3.5482597246656241E-5,2.7016455964539903E-3]
[2004,3,1,5,2.196832823198287E-3,8.5712238246372539E-4,7.7920486210225094E-4,2.2344489247311912E-6,8.0172213000001078E-5,3.9155667296889955E-3,null,1.6704321486170537E-3,5.7319920062825287E-4,5.5823022991179061E-4,1.9354838709677958E-6,3.5482597246656241E-5,2.8392796602747213E-3]
[2004,3,1,6,2.533355031180292E-3,8.6951069973030981E-4,8.182218061839172E-4,2.2344489247311912E-6,8.0172213000001078E-5,4.3034941990192513E-3,null,1.9263175801349335E-3,5.8148386767186008E-4,5.8618236255942528E-4,1.9354838709677958E-6,3.5482597246656241E-5,3.1314018914838427E-3]
[2004,3,1,7,2.9365673429601036E-3,8.3483262627738431E-4,8.6184426285104481E-4,2.2344489247311912E-6,7.7506219703765122E-5,4.7129849007170287E-3,null,2.2329129665488254E-3,5.5829296239482285E-4,6.1743393091964977E-4,1.9354838709677958E-6,3.4302682624708303E-5,3.4448780263589742E-3]
[2004,3,1,8,2.9442301135953986E-3,1.0143150250760842E-3,1.0364195942903073E-3,2.2344489247311912E-6,0,4.9971991818865214E-3,null,2.2387395994548473E-3,6.7832152497014457E-4,7.4250146084155395E-4,1.9354838709677958E-6,0,3.6614980691375139E-3]
[2004,3,1,9,3.0089141969759352E-3,1.0635405048024496E-3,1.0961732179677339E-3,2.2344489247311912E-6,0,5.17086236867085E-3,null,2.2879242125222027E-3,7.1124098455605618E-4,7.8530956010510204E-4,1.9354838709677958E-6,0,3.7864102410543289E-3]
[2004,3,1,10,2.7548314486074013E-3,1.0736372981639041E-3,1.1119041721347914E-3,2.2344489247311912E-6,0,4.9426073678308273E-3,null,2.0947242626662699E-3,7.1799319871135422E-4,7.9657937448705601E-4,1.9354838709677958E-6,0,3.6112323197356479E-3]
[2004,3,1,11,2.5806573124178694E-3,1.0732321983141235E-3,1.1082976031947485E-3,2.2344489247311912E-6,0,4.7644215628514725E-3,null,1.9622853836235663E-3,7.177222888450159E-4,7.9399559208718606E-4,1.9354838709677958E-6,0,3.4759387484267364E-3]
[2004,3,1,12,2.5351168726339452E-3,1.0338981894282527E-3,1.0752576333239892E-3,2.2344489247311912E-6,0,4.6465071443109185E-3,null,1.9276572526734492E-3,6.9141773431211648E-4,7.7032542410662187E-4,1.9354838709677958E-6,0,3.3913358949631553E-3]
[2004,3,1,13,2.2805064899614354E-3,1.0235618168454577E-3,1.0773436899748805E-3,2.2344489247311912E-6,0,4.3836464457065044E-3,null,1.7340560991871048E-3,6.8450530194181299E-4,7.7181989615174534E-4,1.9354838709677958E-6,0,3.192316781151631E-3]
[2004,3,1,14,2.3107156046535335E-3,8.7019320884643202E-4,9.9223386759145996E-4,2.2344489247311912E-6,0,4.1753771300161568E-3,null,1.7570265664115857E-3,5.8194029453433244E-4,7.1084636014394006E-4,1.9354838709677958E-6,0,3.0517487049608262E-3]
[2004,3,1,15,2.201231207231241E-3,9.1188986332466093E-4,9.9596304729120079E-4,2.2344489247311912E-6,0,4.1113185667718335E-3,null,1.6737766006905228E-3,6.0982486446831705E-4,7.1351798212991211E-4,1.9354838709677958E-6,0,2.9990549311597198E-3]
[2004,3,1,16,2.3555467848379425E-3,9.096300314175073E-4,9.7654704627532529E-4,2.2344489247311912E-6,0,4.2439583114555063E-3,null,1.7911153891247565E-3,6.0831360555216167E-4,6.9960816298194402E-4,1.9354838709677958E-6,0,3.1009726415298301E-3]
[2004,3,1,17,2.7208735571786339E-3,8.1395965878951302E-4,9.0306393895849002E-4,2.2344489247311912E-6,0,4.4401316038513682E-3,null,2.0689032930672827E-3,5.443341993015097E-4,6.4696412302890942E-4,1.9354838709677958E-6,0,3.2621370992686697E-3]
[2004,3,1,18,2.959009290191889E-3,7.7617394025410733E-4,8.4177009133291826E-4,2.2344489247311912E-6,0,4.5791877707036461E-3,null,2.2499774194000739E-3,5.1906506142483622E-4,6.0305259177910681E-4,1.9354838709677958E-6,0,3.3740305564749847E-3]
[2004,3,1,19,3.208082106370227E-3,7.4194295645877155E-4,8.1316583352712788E-4,2.2344489247311912E-6,6.5473973976724957E-5,4.8308993192575818E-3,null,2.439367906968061E-3,4.9617314662988503E-4,5.8256021270397832E-4,1.9354838709677958E-6,2.8977454429930135E-5,3.5490142046028226E-3]
[2004,3,1,20,3.3084245211232898E-3,8.4127677619817872E-4,8.6607031179400428E-4,2.2344489247311912E-6,8.0172213000001078E-5,5.0981782710402043E-3,null,2.5156664735696641E-3,5.6260247718396014E-4,6.2046151504775954E-4,1.9354838709677958E-6,3.5482597246656241E-5,3.7361485469190074E-3]
[2004,3,1,21,3.3204708073675112E-3,7.190066637463102E-4,7.6402759330448803E-4,2.2344489247311912E-6,8.0172213000001078E-5,4.885911726343041E-3,null,2.5248262528670688E-3,4.808345381450986E-4,5.473570813182998E-4,1.9354838709677958E-6,3.5482597246656241E-5,3.5904359534480912E-3]
[2004,3,1,22,2.8687680498012658E-3,7.7808720026729147E-4,7.80818799455613E-4,2.2344489247311912E-6,8.0172213000001078E-5,4.510080711448902E-3,null,2.1813596040216065E-3,5.2034455095000627E-4,5.5938647092573888E-4,1.9354838709677958E-6,3.5482597246656241E-5,3.2985087070149756E-3]
[2004,3,1,23,2.3372662462007453E-3,8.187570292270749E-4,7.7453927425585574E-4,2.2344489247311912E-6,8.0172213000001078E-5,4.0129692116084078E-3,null,1.7772151964878158E-3,5.4754243298690689E-4,5.548877556757596E-4,1.9354838709677958E-6,3.5482597246656241E-5,2.9170634662681058E-3]
[2004,3,1,24,1.9664841961625347E-3,9.3225179916751292E-4,8.2334669783480749E-4,2.2344489247311912E-6,8.0172213000001078E-5,3.8044893550895874E-3,null,1.4952791975471899E-3,6.2344187597934307E-4,5.8985388667803903E-4,1.9354838709677958E-6,3.5482597246656241E-5,2.7459930413221961E-3]
[2004,3,2,1,1.9994944626256948E-3,9.3821092302572636E-4,8.3354300297789122E-4,2.2344489247311912E-6,8.0172213000001078E-5,3.8536550505540446E-3,null,1.520379610174037E-3,6.2742703037719496E-4,5.9715862262247092E-4,1.9354838709677958E-6,3.5482597246656241E-5,2.782383344291327E-3]
[2004,3,2,2,1.9463273024463218E-3,9.128764459853556E-4,8.1470225942120234E-4,2.2344489247311912E-6,8.0172213000001078E-5,3.7563126697776118E-3,null,1.4799522582715837E-3,6.1048464001966639E-4,5.8366092372595223E-4,1.9354838709677958E-6,3.5482597246656241E-5,2.7115159031348263E-3]
[2004,3,2,3,1.9564020313123419E-3,9.4507405548805313E-4,8.2962907847654299E-4,2.2344489247311912E-6,8.0172213000001078E-5,3.8135118272016703E-3,null,1.4876129008151065E-3,6.3201673906022318E-4,5.9435464759547947E-4,1.9354838709677958E-6,3.5482597246656241E-5,2.7514023685884328E-3]
[2004,3,2,4,2.0394423106930956E-3,9.3905621541380871E-4,8.1812522042433845E-4,2.2344489247311912E-6,8.0172213000001078E-5,3.8790304084559747E-3,null,1.5507552350168532E-3,6.2799231828830203E-4,5.8611316754615195E-4,1.9354838709677958E-6,3.5482597246656241E-5,2.802278801968931E-3]
[2004,3,2,5,2.2331560343132749E-3,9.1569217723171082E-4,8.1074086203381055E-4,2.2344489247311912E-6,8.0172213000001078E-5,4.0419957355035284E-3,null,1.6980516647435221E-3,6.1236765571569295E-4,5.8082293864412211E-4,1.9354838709677958E-6,3.5482597246656241E-5,2.9286603402209608E-3]
[2004,3,2,6,2.3651965663733367E-3,9.3770315227992924E-4,8.5064652186652031E-4,2.2344489247311912E-6,8.0172213000001078E-5,4.2359529024445187E-3,null,1.7984529093646379E-3,6.2708745951596436E-4,6.0941175622810696E-4,1.9354838709677958E-6,3.5482597246656241E-5,3.0723702062263329E-3]
[2004,3,2,7,2.7212698363174052E-3,8.6935483804250814E-4,8.5092693796073079E-4,2.2344489247311912E-6,7.4833812550316928E-5,4.5186198737956918E-3,null,2.0692046165936974E-3,5.8137963542138535E-4,6.0961264914902603E-4,1.9354838709677958E-6,3.3119929359498022E-5,3.2952523143945744E-3]
[2004,3,2,8,2.8254850763721863E-3,9.6520663494664553E-4,9.862088867276385E-4,2.2344489247311912E-6,0,4.7791350469712016E-3,null,2.1484480098665215E-3,6.4548036886193159E-4,7.0653000302605567E-4,1.9354838709677958E-6,0,3.5023938656254766E-3]
[2004,3,2,9,2.7589552376004987E-3,1.0378288234399271E-3,1.0847388878897335E-3,2.2344489247311912E-6,0,4.8837573978548904E-3,null,{"$f":"E1475*T$5","v":2.0978599176125368E-3},{"$f":"F1475*U$5","v":6.9404633942096662E-4},{"$f":"G1475*V$5","v":7.7711789059843541E-4},{"$f":"H1475*W$5","v":1.9354838709677958E-6},{"$f":"I1475*X$5","v":0},{"$f":"SUM(L1475:P1475)","v":3.5709596315029062E-3}]
[2004,3,2,10,2.5642579221058209E-3,1.0305515776312751E-3,1.1005568989896314E-3,2.2344489247311912E-6,0,{"$f":"SUM(E1476:I1476)","v":4.6976008476514583E-3},null,1.9498155823234006E-3,6.8917969311043097E-4,7.8845007344598606E-4,1.9354838709677958E-6,0,3.4293808327507855E-3]
[2004,3,2,11,2.4575816992027022E-3,1.0036124624943057E-3,1.1085423091090271E-3,2.2344489247311912E-6,0,4.5719709197307662E-3,null,1.8687009019759991E-3,6.7116420363300296E-4,7.9417090187467885E-4,1.9354838709677958E-6,0,3.3359714913546489E-3]
[2004,3,2,12,2.281365393567077E-3,9.9701906069924557E-4,1.1179870647910484E-3,2.2344489247311912E-6,0,4.3986059679821023E-3,null,1.7347091940335929E-3,6.6675487689545347E-4,8.0093722019770745E-4,1.9354838709677958E-6,0,3.2043367749977217E-3]
[2004,3,2,13,2.1571363651323506E-3,1.0198892689685943E-3,1.108171129834578E-3,2.2344489247311912E-6,0,4.2874312128602541E-3,null,1.6402476762078012E-3,6.8204929151628182E-4,7.9390498529510929E-4,1.9354838709677958E-6,0,3.1181374368901599E-3]
[2004,3,2,14,2.0995147354306459E-3,9.6851250699717399E-4,1.0745885131593215E-3,2.2344489247311912E-6,0,4.144850204511873E-3,null,1.596433225834967E-3,6.4769116542437281E-4,7.6984605966534604E-4,1.9354838709677958E-6,0,3.0159059347956538E-3]
[2004,3,2,15,1.946310979383309E-3,9.2724949293396578E-4,1.0376587545840523E-3,2.2344489247311912E-6,0,3.9134536758260573E-3,null,1.4799398465081884E-3,6.200965918133584E-4,7.4338920778631583E-4,1.9354838709677958E-6,0,2.8453611299788305E-3]
[2004,3,2,16,2.0435725420983012E-3,9.2173567954099858E-4,1.0103901327933415E-3,2.2344489247311912E-6,0,3.9779328033573719E-3,null,1.5538957886573612E-3,6.1640923806560353E-4,7.2385369183671357E-4,1.9354838709677958E-6,0,2.8960942024306466E-3]
[2004,3,2,17,2.3943612099951608E-3,8.4338190612548718E-4,9.4407994057221431E-4,2.2344489247311912E-6,0,4.1840575056175935E-3,null,1.8206291795816536E-3,5.6401027940245244E-4,6.7634840067460917E-4,1.9354838709677958E-6,0,3.0629233435296829E-3]
[2004,3,2,18,2.8609856684776269E-3,7.3998781897079201E-4,8.523888613982285E-4,2.2344489247311912E-6,0,4.4555967977713785E-3,null,2.175442021300461E-3,4.9486565161148768E-4,6.1065998585894596E-4,1.9354838709677958E-6,0,3.2829031426418625E-3]
[2004,3,2,19,3.2091887253822651E-3,7.2315726054595275E-4,8.3231223854517838E-4,2.2344489247311912E-6,6.4137770400000859E-5,4.8310304437981276E-3,null,2.4402093601521447E-3,4.8361024301100903E-4,5.9627689055731547E-4,1.9354838709677958E-6,2.8386077797324995E-5,3.5504180553887622E-3]
[2004,3,2,20,3.1680712282481293E-3,8.0873256264718649E-4,8.6489849602199736E-4,2.2344489247311912E-6,8.0172213000001078E-5,4.9241089488420448E-3,null,2.4089443552058258E-3,5.4083858724926536E-4,6.1962201439826818E-4,1.9354838709677958E-6,3.5482597246656241E-5,3.6068230379709834E-3]
[2004,3,2,21,2.9646444437950096E-3,8.3957703659810127E-4,8.6255584065057073E-4,2.2344489247311912E-6,8.0172213000001078E-5,4.7491839829684138E-3,null,2.2542622888000784E-3,5.6146577908812922E-4,6.1794371243918211E-4,1.9354838709677958E-6,3.5482597246656241E-5,3.4710898614450135E-3]
[2004,3,2,22,2.8393301648640492E-3,8.6597020212310751E-4,8.5435860931566557E-4,2.2344489247311912E-6,8.0172213000001078E-5,4.6420656382275549E-3,null,2.1589755660251122E-3,5.7911616564961064E-4,6.120711331531923E-4,1.9354838709677958E-6,3.5482597246656241E-5,3.3875809459455392E-3]
[2004,3,2,23,2.5314145958710557E-3,9.0104075400705913E-4,8.49007996157574E-4,2.2344489247311912E-6,8.0172213000001078E-5,4.3638700079604211E-3,null,1.9248421080422773E-3,6.0256954023970135E-4,6.0823789986797882E-4,1.9354838709677958E-6,3.5482597246656241E-5,3.1730676292675815E-3]
[2004,3,2,24,2.2495014122519198E-3,9.2566822865310463E-4,8.370424528553451E-4,2.2344489247311912E-6,8.0172213000001078E-5,4.0946187556851017E-3,null,1.7104803960068587E-3,6.1903912389475572E-4,5.9966566384444869E-4,1.9354838709677958E-6,3.5482597246656241E-5,2.9666032648636869E-3]
[2004,3,3,1,1.7817964781406696E-3,8.082421374067852E-4,7.4738227617910736E-4,2.2344489247311912E-6,8.0172213000001078E-5,3.4198275536512944E-3,null,1.3548459800621659E-3,5.4051061616658522E-4,5.3543220808177151E-4,1.9354838709677958E-6,3.5482597246656241E-5,2.4682068854281467E-3]
[2004,3,3,2,1.7351976029292145E-3,7.8223351595414639E-4,7.2789171260475021E-4,2.2344489247311912E-6,8.0172213000001078E-5,3.3277294934128433E-3,null,1.3194130338586017E-3,5.2311739282869592E-4,5.2146897156413793E-4,1.9354838709677958E-6,3.5482597246656241E-5,2.4014174793690595E-3]
[2004,3,3,3,1.7425646739830389E-3,8.1164219851617811E-4,7.3697586164718336E-4,2.2344489247311912E-6,8.0172213000001078E-5,3.3735893960711322E-3,null,1.3250148221237363E-3,5.4278440150910454E-4,5.2797694764995058E-4,1.9354838709677958E-6,3.5482597246656241E-5,2.4331942524004153E-3]
[2004,3,3,4,1.841439037755181E-3,8.0665499577629494E-4,7.2932380956437456E-4,2.2344489247311912E-6,8.0172213000001078E-5,3.4598245050205829E-3,null,1.400197109175779E-3,5.3944921777996768E-4,5.2249494028418697E-4,1.9354838709677958E-6,3.5482597246656241E-5,2.4995593483575574E-3]
[2004,3,3,5,2.0194565391569034E-3,7.6868628076981861E-4,7.1768334271350882E-4,2.2344489247311912E-6,8.0172213000001078E-5,3.588232824564963E-3,null,1.535558413967736E-3,5.1405770131059667E-4,5.1415559231232253E-4,1.9354838709677958E-6,3.5482597246656241E-5,2.6011897887082791E-3]
[2004,3,3,6,2.270585706122985E-3,8.3407416266317283E-4,7.7986537783058304E-4,2.2344489247311912E-6,8.0172213000001078E-5,3.9669319085414729E-3,null,1.7265125136724357E-3,5.5778574108516349E-4,5.5870343004800688E-4,1.9354838709677958E-6,3.5482597246656241E-5,2.8804197659232302E-3]
[2004,3,3,7,2.6160143068619328E-3,7.542102529303332E-4,7.9036689401742002E-4,2.2344489247311912E-6,7.3497609053765054E-5,4.2363235117881823E-3,null,1.9891702059797131E-3,5.0437688121345427E-4,5.6622682226553525E-4,1.9354838709677958E-6,3.2528552762375488E-5,3.0942379460920455E-3]
[2004,3,3,8,2.7338351430098548E-3,8.6459658693021333E-4,9.3256496974194612E-4,2.2344489247311912E-6,0,4.5332311486067454E-3,null,2.078759049700602E-3,5.7819756272119974E-4,6.6809895931888431E-4,1.9354838709677958E-6,0,3.3269910556116542E-3]
[2004,3,3,9,2.6389425597159095E-3,9.319131177225776E-4,1.0087426982298784E-3,2.2344489247311912E-6,0,4.5818328245930962E-3,null,2.0066044368754186E-3,6.2321538331332898E-4,7.2267345308326758E-4,1.9354838709677958E-6,0,3.3544287571429829E-3]
[2004,3,3,10,2.3757134165666191E-3,9.0380271918017905E-4,1.0114014751970483E-3,2.2344489247311912E-6,0,4.2931520598685768E-3,null,1.8064497330098129E-3,6.0441659996161032E-4,7.2457822774504659E-4,1.9354838709677958E-6,0,3.1373800445874379E-3]
[2004,3,3,11,2.2889774931057136E-3,8.8671379379575842E-4,1.0040274537321165E-3,2.2344489247311912E-6,0,4.1819531895583191E-3,null,1.7404972975494988E-3,5.9298840887670389E-4,7.1929540432087355E-4,1.9354838709677958E-6,0,3.0547165946180443E-3]
[2004,3,3,12,2.1331963988274381E-3,8.9406975661587178E-4,9.9586726321512688E-4,2.2344489247311912E-6,0,4.0253678675831678E-3,null,1.6220441566089294E-3,5.9790769706075564E-4,7.134493614507953E-4,1.9354838709677958E-6,0,2.9353366989914478E-3]
[2004,3,3,13,1.9583398969222512E-3,9.01122747095626E-4,9.9762922333250623E-4,2.2344489247311912E-6,0,3.8593263162751143E-3,null,1.4890864189546339E-3,6.0262437298445892E-4,7.1471164746729477E-4,1.9354838709677958E-6,0,2.8083579232773557E-3]
[2004,3,3,14,1.9159075253959157E-3,8.5387461300602096E-4,9.7450390756129363E-4,2.2344489247311912E-6,0,3.7465204948879615E-3,null,1.4568216071805355E-3,5.7102726008035818E-4,6.9814443778007807E-4,1.9354838709677958E-6,0,2.7279287889119398E-3]
[2004,3,3,15,1.8208844916143985E-3,8.4209566890116076E-4,9.6027339316590021E-4,2.2344489247311912E-6,0,3.6254880026061905E-3,null,1.3845678021519481E-3,5.6315011034855018E-4,6.8794955359869432E-4,1.9354838709677958E-6,0,2.6376029499701604E-3]
[2004,3,3,16,1.9199792791744932E-3,8.3565837419287273E-4,9.4250494246004809E-4,2.2344489247311912E-6,0,3.7003770447521451E-3,null,1.459917695486011E-3,5.5884517997163837E-4,6.7522005612617665E-4,1.9354838709677958E-6,0,2.6959184154547937E-3]
[2004,3,3,17,2.295294707527964E-3,7.4730240616472114E-4,8.6035442637378645E-4,2.2344489247311912E-6,0,3.9051859889912026E-3,null,1.7453007937232637E-3,4.9975726991275554E-4,6.1636659702624065E-4,1.9354838709677958E-6,0,2.863360144533228E-3]
[2004,3,3,18,2.7224848910554953E-3,6.018008922481175E-4,7.4489678044515066E-4,2.2344489247311912E-6,0,4.0714170126734941E-3,null,2.0701285223526621E-3,4.0245336889051443E-4,5.3365157384488015E-4,1.9354838709677958E-6,0,3.0081689489590245E-3]
[2004,3,3,19,3.0214129501999272E-3,5.5660175714912995E-4,7.0505129516863373E-4,2.2344489247311912E-6,6.1465363326724889E-5,4.3467658147691461E-3,null,2.2974280395692656E-3,3.7222652073219496E-4,5.0510586592046266E-4,1.9354838709677958E-6,2.7203324567597317E-5,3.2038992346604882E-3]
[2004,3,3,20,2.9756095825112599E-3,6.5353603010630105E-4,7.5142319602644213E-4,2.2344489247311912E-6,8.0172213000001078E-5,4.4629754705687351E-3,null,2.2625999829715463E-3,4.370511582744106E-4,5.3832716385674817E-4,1.9354838709677958E-6,3.5482597246656241E-5,3.275396386220329E-3]
[2004,3,3,21,2.8351907926248898E-3,7.1836567042752892E-4,7.5987761557231269E-4,2.2344489247311912E-6,8.0172213000001078E-5,4.3958407405494636E-3,null,2.155828061858947E-3,4.8040587490464357E-4,5.44383995373596E-4,1.9354838709677958E-6,3.5482597246656241E-5,3.2180360132548105E-3]
[2004,3,3,22,2.6007324711024024E-3,7.0670045999221163E-4,7.3471795350352523E-4,2.2344489247311912E-6,8.0172213000001078E-5,4.1245575465228713E-3,null,1.9775501730518361E-3,4.72604784379549E-4,5.2635935946042953E-4,1.9354838709677958E-6,3.5482597246656241E-5,3.0139323980094383E-3]
[2004,3,3,23,2.2722686882664725E-3,7.414243408977887E-4,7.251206035128855E-4,2.2344489247311912E-6,8.0172213000001078E-5,3.8212202946018791E-3,null,1.7277922230105078E-3,4.9582632331611942E-4,5.1948372103414401E-4,1.9354838709677958E-6,3.5482597246656241E-5,2.7805203484783953E-3]
[2004,3,3,24,1.95198067743041E-3,7.5654402273502052E-4,7.1806300609728274E-4,2.2344489247311912E-6,8.0172213000001078E-5,3.5089943681874455E-3,null,1.4842509828817978E-3,5.0593758597845177E-4,5.1442758699346634E-4,1.9354838709677958E-6,3.5482597246656241E-5,2.54203423697134E-3]
[2004,3,4,1,1.6481636794146498E-3,7.5785574358319652E-4,6.9682216631466684E-4,2.2344489247311912E-6,8.0172213000001078E-5,3.1852482512372453E-3,null,1.2532340045197433E-3,5.0681479716439782E-4,4.992104349297858E-4,1.9354838709677958E-6,3.5482597246656241E-5,2.2966773177315507E-3]
[2004,3,4,2,1.6052361534687769E-3,7.3372563532871267E-4,6.7809902861344792E-4,2.2344489247311912E-6,8.0172213000001078E-5,3.09946747933567E-3,null,1.2205926862349124E-3,4.9067782647558406E-4,4.8579699005545177E-4,1.9354838709677958E-6,3.5482597246656241E-5,2.2344855838835722E-3]
[2004,3,4,3,1.610877372861067E-3,7.6261059752476582E-4,6.8628702539241717E-4,2.2344489247311912E-6,8.0172213000001078E-5,3.1421816577029823E-3,null,1.2248821679518528E-3,5.0999459801218041E-4,4.9166295361233886E-4,1.9354838709677958E-6,3.5482597246656241E-5,2.263957800693996E-3]
[2004,3,4,4,1.7033215882200255E-3,7.5558625299516479E-4,6.8118737402868821E-4,2.2344489247311912E-6,8.0172213000001078E-5,3.2225018771686103E-3,null,1.2951750858555763E-3,5.0529707902109851E-4,4.8800951189026853E-4,1.9354838709677958E-6,3.5482597246656241E-5,2.3258997578845674E-3]
[2004,3,4,5,1.8732898937700957E-3,7.1521226956296582E-4,6.711931479895909E-4,2.2344489247311912E-6,8.0172213000001078E-5,3.3421019732473847E-3,null,1.4244159269603876E-3,4.7829704320008297E-4,4.8084954745608414E-4,1.9354838709677958E-6,3.5482597246656241E-5,2.4209805987341786E-3]
[2004,3,4,6,2.1052741268248317E-3,7.7334792771433262E-4,7.3379591394270361E-4,2.2344489247311912E-6,8.0172213000001078E-5,3.6948246304066004E-3,null,1.6008125634157438E-3,5.1717517013054044E-4,5.2569880101032372E-4,1.9354838709677958E-6,3.5482597246656241E-5,2.6811046156742322E-3]
[2004,3,4,7,2.4353788673308003E-3,6.8798047825170911E-4,7.4931853580076878E-4,2.2344489247311912E-6,7.0825201900316873E-5,3.9457375322083264E-3,null,1.8518182681417283E-3,4.6008582700663776E-4,5.3681936402283272E-4,1.9354838709677958E-6,3.1345799497165214E-5,2.8820047425393322E-3]
[2004,3,4,8,2.5379877471831047E-3,7.9113606381883467E-4,8.9092104326273837E-4,2.2344489247311912E-6,0,4.2222793031894091E-3,null,1.9298402140216781E-3,5.2907095724843034E-4,6.3826482996014416E-4,1.9354838709677958E-6,0,3.0991114851012208E-3]
[2004,3,4,9,2.4473223769252428E-3,8.5948971867298913E-4,9.5850079009744086E-4,2.2344489247311912E-6,0,4.2675473346204034E-3,null,1.8608998979240197E-3,5.7478235287177241E-4,6.8667964286459201E-4,1.9354838709677958E-6,0,3.1242973775313519E-3]
[2004,3,4,10,2.2007892965293257E-3,8.3742911362021848E-4,9.5821512603935907E-4,2.2344489247311912E-6,0,3.9986679851136339E-3,null,1.6734405797445946E-3,5.6002935908659507E-4,6.8647499024937302E-4,1.9354838709677958E-6,0,2.9218804129515301E-3]
[2004,3,4,11,2.117043525059638E-3,8.2138436443050138E-4,9.5443456281867772E-4,2.2344489247311912E-6,0,3.8950969012335481E-3,null,1.6097618020531541E-3,5.4929945913532888E-4,6.8376655659024106E-4,1.9354838709677958E-6,0,2.8447633016496919E-3]
[2004,3,4,12,1.9703490983961095E-3,8.3185800823022769E-4,9.4481085389305493E-4,2.2344489247311912E-6,0,3.7492524094441234E-3,null,1.4982179996599636E-3,5.5630369140891825E-4,6.7687203435681906E-4,1.9354838709677958E-6,0,2.7333292092966686E-3]
[2004,3,4,13,1.8019084675632495E-3,8.4099772955898789E-4,9.4945947928374956E-4,2.2344489247311912E-6,0,3.5946001253307179E-3,null,1.3701387749209084E-3,5.6241586519739358E-4,6.8020235651833642E-4,1.9354838709677958E-6,0,2.6146924805076064E-3]
[2004,3,4,14,1.7639768084841522E-3,7.958293004068904E-4,9.2749181858647509E-4,2.2344489247311912E-6,0,3.4895323764022484E-3,null,1.3412962239051879E-3,5.3220955159116615E-4,6.6446450261355096E-4,1.9354838709677958E-6,0,2.5399057619808728E-3]
[2004,3,4,15,1.6748772731241398E-3,7.8586520831803997E-4,9.1382484449093057E-4,2.2344489247311912E-6,0,3.3768017748578411E-3,null,1.2735465404879838E-3,5.255460811963102E-4,6.5467334439237295E-4,1.9354838709677958E-6,0,2.4557014499476345E-3]
[2004,3,4,16,1.7744103246879598E-3,7.7979246136930178E-4,8.9011650077816095E-4,2.2344489247311912E-6,0,3.4465537357601535E-3,null,1.3492296818842905E-3,5.2148494154128353E-4,6.3768844760168735E-4,1.9354838709677958E-6,0,2.5103385548982293E-3]
[2004,3,4,17,2.1437405341129083E-3,6.9119069090166818E-4,8.001486297587228E-4,2.2344489247311912E-6,0,3.6373143036980303E-3,null,1.6300617273472318E-3,4.6223265150037462E-4,5.7323455650511873E-4,1.9354838709677958E-6,0,2.6674644192236931E-3]
[2004,3,4,18,2.558279188027967E-3,5.4335082105806665E-4,6.882784379838591E-4,2.2344489247311912E-6,0,3.7921428959946241E-3,null,1.945269460512848E-3,3.6336497875129233E-4,4.9308962169776461E-4,1.9354838709677958E-6,0,2.8036595448328728E-3]
[2004,3,4,19,2.844570802615575E-3,4.9386101048500724E-4,6.4780885260637519E-4,2.2344489247311912E-6,6.0129159750000805E-5,4.0486042743816892E-3,null,2.1629604526705423E-3,3.3026874834113634E-4,4.640968021602203E-4,1.9354838709677958E-6,2.6611947934992183E-5,2.9858734349778593E-3]
[2004,3,4,20,2.7947295152973284E-3,5.8767427668501631E-4,6.9203227116572418E-4,2.2344489247311912E-6,8.0172213000001078E-5,4.1568427250728013E-3,null,2.1250620346454289E-3,3.9300621768548227E-4,4.9577890568722725E-4,1.9354838709677958E-6,3.5482597246656241E-5,3.0512652391357625E-3]
[2004,3,4,21,2.6588427858737764E-3,6.5346990553248325E-4,6.9959329179803786E-4,2.2344489247311912E-6,8.0172213000001078E-5,4.0943126451290302E-3,null,2.0217362107581736E-3,4.3700693757310854E-4,5.0119569720282029E-4,1.9354838709677958E-6,3.5482597246656241E-5,2.9973569266517263E-3]
[2004,3,4,22,2.4368349920882359E-3,6.4617261659477934E-4,6.7622411545418572E-4,2.2344489247311912E-6,8.0172213000001078E-5,3.8416383860619329E-3,null,1.8529254792055527E-3,4.3212688745258528E-4,4.8445378333939533E-4,1.9354838709677958E-6,3.5482597246656241E-5,2.8069242311151571E-3]
[2004,3,4,23,2.1226099649992235E-3,6.8585062379038588E-4,6.6824057720760394E-4,2.2344489247311912E-6,8.0172213000001078E-5,3.5591078279219456E-3,null,1.6139944228198506E-3,4.5866149029619526E-4,4.787342959392845E-4,1.9354838709677958E-6,3.5482597246656241E-5,2.5888082901729544E-3]
[2004,3,4,24,1.8136342680635839E-3,7.0492615782792535E-4,6.673317453329314E-4,2.2344489247311912E-6,8.0172213000001078E-5,3.2682988331491727E-3,null,1.3790548626255305E-3,4.7141822269005198E-4,4.7808319960887812E-4,1.9354838709677958E-6,3.5482597246656241E-5,2.3659743660420845E-3]
[2004,3,5,1,2.1769049132262072E-3,1.0812679202774277E-3,9.1933128621542355E-4,2.2344489247311912E-6,8.0172213000001078E-5,4.2599107816437909E-3,null,{"$f":"E1539*T$5","v":1.655279324460118E-3},{"$f":"F1539*U$5","v":7.2309616485161034E-4},{"$f":"G1539*V$5","v":6.5861821483577149E-4},{"$f":"H1539*W$5","v":1.9354838709677958E-6},{"$f":"I1539*X$5","v":3.5482597246656241E-5},{"$f":"SUM(L1539:P1539)","v":3.0744117852651237E-3}]
[2004,3,5,2,2.1096582254579313E-3,1.0359603338932477E-3,8.9003519336554445E-4,2.2344489247311912E-6,8.0172213000001078E-5,{"$f":"SUM(E1540:I1540)","v":4.1180604146414564E-3},null,1.6041461531282172E-3,6.9279679007252907E-4,6.3763019815042503E-4,1.9354838709677958E-6,3.5482597246656241E-5,2.9719912224687953E-3]
[2004,3,5,3,2.1155111930417428E-3,1.0700753093807807E-3,9.0025219331066764E-4,2.2344489247311912E-6,8.0172213000001078E-5,4.1682453576579234E-3,null,1.6085966443597612E-3,7.1561112450012625E-4,6.4494976005996865E-4,1.9354838709677958E-6,3.5482597246656241E-5,3.0065756100374798E-3]
[2004,3,5,4,2.248692604364244E-3,1.0587439354829799E-3,8.876910400402023E-4,2.2344489247311912E-6,8.0172213000001078E-5,4.2775342418121583E-3,null,1.7098653930428817E-3,7.0803328661708147E-4,6.3595082304203083E-4,1.9354838709677958E-6,3.5482597246656241E-5,3.0912675838196181E-3]
[2004,3,5,5,2.3858700445219621E-3,1.0151121241329965E-3,8.7184115663570055E-4,2.2344489247311912E-6,8.0172213000001078E-5,4.3552299872153914E-3,null,1.8141726501471522E-3,6.7885458366933563E-4,6.2459580655368531E-4,1.9354838709677958E-6,3.5482597246656241E-5,3.1550411214877972E-3]
[2004,3,5,6,2.7202301603126556E-3,9.0989782431399803E-4,8.1022892943363278E-4,2.2344489247311912E-6,8.0172213000001078E-5,4.5227635759850183E-3,null,2.0684140656677735E-3,6.0849269161658245E-4,5.804561849609821E-4,1.9354838709677958E-6,3.5482597246656241E-5,3.2947810233629618E-3]
[2004,3,5,7,3.0216618108944728E-3,9.1438157064117702E-4,8.8911932964120264E-4,2.2344489247311912E-6,6.8152794827040902E-5,4.8955499549286248E-3,null,2.297617268763361E-3,6.1149118968773463E-4,6.369740641319233E-4,1.9354838709677958E-6,3.0163046267437536E-5,3.5781810527214246E-3]
[2004,3,5,8,3.1303706271650893E-3,1.0238167255277805E-3,1.0216464382859925E-3,2.2344489247311912E-6,0,5.1780682399035936E-3,null,2.3802774965326146E-3,6.8467577170894321E-4,7.3191782273313423E-4,1.9354838709677958E-6,0,3.7988065748456598E-3]
[2004,3,5,9,3.0001596330296591E-3,1.0459208189143299E-3,1.0654908458003786E-3,2.2344489247311912E-6,0,5.1138057466690989E-3,null,2.2812673996284055E-3,6.994578482466756E-4,7.6332839892110749E-4,1.9354838709677958E-6,0,3.7459891306671563E-3]
[2004,3,5,10,2.9512783277801592E-3,9.9173392978290135E-4,1.0616341343176656E-3,2.2344489247311912E-6,0,5.0068808408054565E-3,null,2.2440989346943045E-3,6.6322045418237916E-4,7.6056541187827795E-4,1.9354838709677958E-6,0,3.6698202846259294E-3]
[2004,3,5,11,2.7297554631698778E-3,9.6613083828368698E-4,1.0404267961639851E-3,2.2344489247311912E-6,0,4.7385475465422811E-3,null,2.0756569345606614E-3,6.4609842834194113E-4,7.4537226071979266E-4,1.9354838709677958E-6,0,3.4690631074933633E-3]
[2004,3,5,12,2.5702239374714112E-3,9.637732827523348E-4,1.0331700488766388E-3,2.2344489247311912E-6,0,4.5694017180251158E-3,null,1.9543520330540104E-3,6.4452181691088345E-4,7.4017345370041914E-4,1.9354838709677958E-6,0,3.3409827875362807E-3]
[2004,3,5,13,2.4280163985645731E-3,9.1126779867542777E-4,9.9522781081943937E-4,2.2344489247311912E-6,0,4.3367464569841717E-3,null,1.8462199793732685E-3,6.0940885974486718E-4,7.1299125129873687E-4,1.9354838709677958E-6,0,3.1705555742878402E-3]
[2004,3,5,14,2.0936381589533384E-3,9.0140791220648636E-4,9.9021376864856579E-4,2.2344489247311912E-6,0,3.9874942887331219E-3,null,1.5919647828256307E-3,6.0281507668901314E-4,7.0939914086672214E-4,1.9354838709677958E-6,0,2.906114484252334E-3]
[2004,3,5,15,2.0588071248754287E-3,8.5338181597107658E-4,9.5636652251524163E-4,2.2344489247311912E-6,0,3.870789912286478E-3,null,1.5654798912676966E-3,5.7069770286393112E-4,6.8515063202155134E-4,1.9354838709677958E-6,0,2.823263710024147E-3]
[2004,3,5,16,2.1354708590403796E-3,8.4336803189229788E-4,9.4387813588251996E-4,2.2344489247311912E-6,0,3.9249514757399287E-3,null,1.6237736152278682E-3,5.640010010315498E-4,6.7620382575753093E-4,1.9354838709677958E-6,0,2.8659139258879166E-3]
[2004,3,5,17,2.517758639467065E-3,8.5418428054878377E-4,9.2603187578453811E-4,2.2344489247311912E-6,0,4.3002092447251179E-3,null,1.914458364520033E-3,5.7123434974643591E-4,6.6341858485094289E-4,1.9354838709677958E-6,0,3.1510467829883797E-3]
[2004,3,5,18,2.7889301511517832E-3,8.1224203048184407E-4,8.7035396281271425E-4,2.2344489247311912E-6,0,4.4737605933710721E-3,null,2.1206523025037939E-3,5.431855381615423E-4,6.2353036588447643E-4,1.9354838709677958E-6,0,3.2893036904207808E-3]
[2004,3,5,19,3.024421803014658E-3,8.250889988105542E-4,8.6938232260914353E-4,2.2344489247311912E-6,5.8792956173276714E-5,4.7799205295323633E-3,null,2.2997159171078332E-3,5.5177692735773425E-4,6.2283427303314661E-4,1.9354838709677958E-6,2.6020571302387046E-5,3.502283172672069E-3]
[2004,3,5,20,3.3253966018600609E-3,6.6389550938216813E-4,7.5851416861841096E-4,2.2344489247311912E-6,8.0172213000001078E-5,4.8302129417853723E-3,null,2.5285717383637107E-3,4.4397904320816247E-4,5.4340720821072382E-4,1.9354838709677958E-6,3.5482597246656241E-5,3.553376070900221E-3]
[2004,3,5,21,3.3190995022913724E-3,5.9210648155466541E-4,6.9453547916636525E-4,2.2344489247311912E-6,8.0172213000001078E-5,4.6881481249371349E-3,null,2.5237835371626446E-3,3.959702474906554E-4,4.975722291707909E-4,1.9354838709677958E-6,3.5482597246656241E-5,3.4547440949417147E-3]
[2004,3,5,22,3.1233452996829959E-3,6.9074573566375646E-4,7.3448021421623723E-4,2.2344489247311912E-6,8.0172213000001078E-5,4.6309779114877218E-3,null,2.3749355639300384E-3,4.6193508840798022E-4,5.2618904063484655E-4,1.9354838709677958E-6,3.5482597246656241E-5,3.400477774090489E-3]
[2004,3,5,23,2.6080507579364833E-3,8.8953072449668305E-4,8.2274005496044155E-4,2.2344489247311912E-6,8.0172213000001078E-5,4.4027281993183403E-3,null,1.9831148666741081E-3,5.9487222670602481E-4,5.8941928159829404E-4,1.9354838709677958E-6,3.5482597246656241E-5,3.2048244560960509E-3]
[2004,3,5,24,2.2394412988027352E-3,8.9911559932647606E-4,8.1123474063206922E-4,2.2344489247311912E-6,8.0172213000001078E-5,4.0321983006860133E-3,null,1.7028308667633055E-3,6.0128209617503459E-4,5.8117675825801755E-4,1.9354838709677958E-6,3.5482597246656241E-5,2.9227078023139814E-3]
[2004,3,6,1,2.2771069101884069E-3,9.5107369178326206E-4,8.3744088555746813E-4,2.2344489247311912E-6,8.0172213000001078E-5,4.1480281494538692E-3,null,1.7314711199002478E-3,6.3602898608449169E-4,5.9995110505474923E-4,1.9354838709677958E-6,3.5482597246656241E-5,3.0048692921571126E-3]
[2004,3,6,2,2.1436411043916203E-3,9.4654789722575686E-4,8.2560700478351734E-4,2.2344489247311912E-6,8.0172213000001078E-5,3.9982026683256268E-3,null,1.6299861227763179E-3,6.330023683276284E-4,5.91473193395717E-4,1.9354838709677958E-6,3.5482597246656241E-5,2.891879765617287E-3]
[2004,3,6,3,2.2216431219636711E-3,9.3059016717131555E-4,8.0950396197806496E-4,2.2344489247311912E-6,8.0172213000001078E-5,4.0441439130377843E-3,null,1.689297453357974E-3,6.2233066228169003E-4,5.7993681095668199E-4,1.9354838709677958E-6,3.5482597246656241E-5,2.9289830077139701E-3]
[2004,3,6,4,2.2476265178261808E-3,9.7206983551622987E-4,8.2957661729871198E-4,2.2344489247311912E-6,8.0172213000001078E-5,4.1316796325658548E-3,null,1.7090547600226613E-3,6.500701230915775E-4,5.9431706387804339E-4,1.9354838709677958E-6,3.5482597246656241E-5,2.990860028109906E-3]
[2004,3,6,5,2.3901652539192026E-3,9.0780964824860864E-4,7.959972803827409E-4,2.2344489247311912E-6,8.0172213000001078E-5,4.1763788444752845E-3,null,1.8174386500841649E-3,6.0709622726570214E-4,5.702604879009441E-4,1.9354838709677958E-6,3.5482597246656241E-5,3.032213446368435E-3]
[2004,3,6,6,2.39925072387131E-3,9.5872515392479533E-4,8.3263825284158699E-4,2.2344489247311912E-6,8.0172213000001078E-5,4.2730207925624243E-3,null,1.8243470779504233E-3,6.4114588895961846E-4,5.9651045049063998E-4,1.9354838709677958E-6,3.5482597246656241E-5,3.0994214985183054E-3]
[2004,3,6,7,2.7057480864276992E-3,8.547764716006688E-4,8.0619504618296089E-4,2.2344489247311912E-6,6.5480387753764945E-5,4.4344344408898248E-3,null,2.0574021572782862E-3,5.7163037655019754E-4,5.7756627027489486E-4,1.9354838709677958E-6,2.8980293037709861E-5,3.2375145810120565E-3]
[2004,3,6,8,3.0137166616635313E-3,8.6081205514301263E-4,8.4221491978926828E-4,2.2344489247311912E-6,0,4.7189780855205433E-3,null,2.2915759202543733E-3,5.7566666323758081E-4,6.0337127137613804E-4,1.9354838709677958E-6,0,3.4725493387390599E-3]
[2004,3,6,9,3.3053662976438264E-3,7.6291301917497144E-4,8.1236166005379206E-4,2.2344489247311912E-6,0,4.8828754257973211E-3,null,2.5133410554660173E-3,5.1019684199938361E-4,5.8198409470890057E-4,1.9354838709677958E-6,0,3.6074574760452693E-3]
[2004,3,6,10,3.4485397522185067E-3,6.9665725636517306E-4,7.7279692925143E-4,2.2344489247311912E-6,0,4.9202283867598407E-3,null,2.6222075740397533E-3,4.6588840827206949E-4,5.5363952212421049E-4,1.9354838709677958E-6,0,3.6436709883070012E-3]
[2004,3,6,11,3.4581872663827632E-3,6.0857526553321909E-4,7.2292837116036998E-4,2.2344489247311912E-6,0,4.7919253520010835E-3,null,2.6295433702114212E-3,4.069837200179883E-4,5.1791318364444768E-4,1.9354838709677958E-6,0,3.5563757577448253E-3]
[2004,3,6,12,3.0434031659730791E-3,7.1337234746423283E-4,7.8117136174910636E-4,2.2344489247311912E-6,0,4.5401813241111493E-3,null,2.3141490039478934E-3,4.7706659828604332E-4,5.5963905011219826E-4,1.9354838709677958E-6,0,3.3527901362171027E-3]
[2004,3,6,13,2.778998224445447E-3,7.3879011309128744E-4,7.9035056466462668E-4,2.2344489247311912E-6,0,4.3103733511260928E-3,null,2.1131002441528912E-3,4.9406468775059021E-4,5.6621512375233619E-4,1.9354838709677958E-6,0,3.1753155395267854E-3]
[2004,3,6,14,2.5825994781056285E-3,7.3513008870988413E-4,7.9402242668456466E-4,2.2344489247311912E-6,0,4.1139864424248086E-3,null,1.9637621714649147E-3,4.9161705239229988E-4,5.6884568277382923E-4,1.9354838709677958E-6,0,3.0261603905020118E-3]
[2004,3,6,15,2.3621361897536147E-3,6.8201207574222821E-4,7.5201871967837909E-4,2.2344489247311912E-6,0,3.7984014340989528E-3,null,1.7961258540518824E-3,4.5609446752582647E-4,5.3875380301328748E-4,1.9354838709677958E-6,0,2.7929096084619641E-3]
[2004,3,6,16,2.4041423194604791E-3,6.8034399191195787E-4,7.4365313095733974E-4,2.2344489247311912E-6,0,3.8303738912545075E-3,null,1.8280665592163147E-3,4.5497893917462005E-4,5.3276061079616751E-4,1.9354838709677958E-6,0,2.8177415930580704E-3]
[2004,3,6,17,2.6347789860864737E-3,5.9422980634511811E-4,6.807688118358917E-4,2.2344489247311912E-6,0,3.9120120531922148E-3,null,2.0034385304075705E-3,3.9739021749431256E-4,4.8770964970962612E-4,1.9354838709677958E-6,0,2.890473881482477E-3]
[2004,3,6,18,3.004364423995529E-3,5.8201520245334496E-4,6.5429644695409891E-4,2.2344489247311912E-6,0,4.2429105223277036E-3,null,2.2844646470172067E-3,3.8922172098786249E-4,4.6874458024842862E-4,1.9354838709677958E-6,0,3.144366432124466E-3]
[2004,3,6,19,3.2041485231421932E-3,6.3267862106877021E-4,6.9167301299998939E-4,2.2344489247311912E-6,5.7456752676724848E-5,4.5881913588124087E-3,null,2.436376881062957E-3,4.2310279986948333E-4,4.9552152951029386E-4,1.9354838709677958E-6,2.5429194705264508E-5,3.3823658890189665E-3]
[2004,3,6,20,3.1676959860905624E-3,6.8227763475829835E-4,7.1530709737333519E-4,2.2344489247311912E-6,8.0172213000001078E-5,4.647687380146928E-3,null,2.4086590278213759E-3,4.5627205968634563E-4,5.1245322616050824E-4,1.9354838709677958E-6,3.5482597246656241E-5,3.4148023947858535E-3]
[2004,3,6,21,3.1749452657669269E-3,5.8186280896762503E-4,6.4405778954306121E-4,2.2344489247311912E-6,8.0172213000001078E-5,4.4832725262023455E-3,null,2.4141712496426461E-3,3.8911980809189478E-4,4.6140950271165418E-4,1.9354838709677958E-6,3.5482597246656241E-5,3.3021186415638192E-3]
[2004,3,6,22,2.9625294409773802E-3,6.6749379166420545E-4,6.8465158536098775E-4,2.2344489247311912E-6,8.0172213000001078E-5,4.397081479927306E-3,null,2.2526540787152342E-3,4.4638538863781983E-4,4.9049130786273619E-4,1.9354838709677958E-6,3.5482597246656241E-5,3.2269488563334142E-3]
[2004,3,6,23,2.5826989809941648E-3,8.0012315568583491E-4,7.4374354817024677E-4,2.2344489247311912E-6,8.0172213000001078E-5,4.2089723467749786E-3,null,1.9638378316708875E-3,5.3508106033234467E-4,5.328253866003288E-4,1.9354838709677958E-6,3.5482597246656241E-5,3.069162359721185E-3]
[2004,3,6,24,2.2565887051724156E-3,8.0090871179904985E-4,7.3744568200722097E-4,2.2344489247311912E-6,8.0172213000001078E-5,3.8773497609034184E-3,null,1.7158694460137802E-3,5.3560639970669298E-4,5.2831353169909717E-4,1.9354838709677958E-6,3.5482597246656241E-5,2.8172074585371938E-3]
[2004,3,7,1,2.3597302794421422E-3,8.8068306477230996E-4,7.8102296719725721E-4,2.2344489247311912E-6,8.0172213000001078E-5,4.1038429733364417E-3,null,1.7942964431433535E-3,5.8895536864094432E-4,5.5953273875709083E-4,1.9354838709677958E-6,3.5482597246656241E-5,2.9802026316590128E-3]
[2004,3,7,2,2.2689333367557152E-3,8.9094076342933755E-4,7.8385022615542544E-4,2.2344489247311912E-6,8.0172213000001078E-5,4.0261309882652103E-3,null,1.7252560817385488E-3,5.9581518795121956E-4,5.6155821561818268E-4,1.9354838709677958E-6,3.5482597246656241E-5,2.9200475664255751E-3]
[2004,3,7,3,2.1797905846695615E-3,9.1170557748515026E-4,7.883823262208327E-4,2.2344489247311912E-6,8.0172213000001078E-5,3.962285150300276E-3,null,1.6574735371004351E-3,6.0970162361257026E-4,5.6480505786024712E-4,1.9354838709677958E-6,3.5482597246656241E-5,2.8693982996908763E-3]
[2004,3,7,4,2.2612884517510265E-3,8.3122637817320977E-4,7.3402753001657235E-4,2.2344489247311912E-6,8.0172213000001078E-5,3.9089490218655407E-3,null,1.7194430487442033E-3,5.5588128983455407E-4,5.2586473310399441E-4,1.9354838709677958E-6,3.5482597246656241E-5,2.8386071528003756E-3]
[2004,3,7,5,2.3097632781840715E-3,8.929515689813873E-4,7.7869140119991094E-4,2.2344489247311912E-6,8.0172213000001078E-5,4.063812910290102E-3,null,1.7563024345005139E-3,5.9715991089701493E-4,5.5786238133755215E-4,1.9354838709677958E-6,3.5482597246656241E-5,2.9487428078527047E-3]
[2004,3,7,6,2.4891585358889304E-3,8.3045165363727978E-4,7.5359654512577551E-4,2.2344489247311912E-6,8.0172213000001078E-5,4.1556133965767184E-3,null,1.8927113603938199E-3,5.5536319405991605E-4,5.3988417309322316E-4,1.9354838709677958E-6,3.5482597246656241E-5,3.025376808664583E-3]
[2004,3,7,7,2.8139198657689529E-3,8.2381005530663385E-4,7.7655177112760892E-4,2.2344489247311912E-6,6.4144184177040861E-5,4.4806603253049679E-3,null,2.1396540318299761E-3,5.5092163596750284E-4,5.5632952875246319E-4,1.9354838709677958E-6,2.8388916405104727E-5,3.2772295968260148E-3]
[2004,3,7,8,3.0984468160596352E-3,7.7736471978811616E-4,7.7503328132039434E-4,2.2344489247311912E-6,0,4.653079266092877E-3,null,2.3560032050099246E-3,5.1986139330343728E-4,5.5524166732419486E-4,1.9354838709677958E-6,0,3.4330417495085246E-3]
[2004,3,7,9,3.3827364786257084E-3,7.2655518196637473E-4,7.7178088905040763E-4,2.2344489247311912E-6,0,4.8833069985672216E-3,null,2.5721719488738721E-3,4.858825974400056E-4,5.5291162066645248E-4,1.9354838709677958E-6,0,3.6129016508512977E-3]
[2004,3,7,10,3.5346147733714404E-3,7.9442411437276783E-4,8.3537338664621302E-4,2.2344489247311912E-6,0,5.1666467233151521E-3,null,2.6876574712774619E-3,5.3126983571397969E-4,5.9846992796165654E-4,1.9354838709677958E-6,0,3.8193327188240662E-3]
[2004,3,7,11,3.2319086855004441E-3,9.3040963827317399E-4,9.1353590805977032E-4,2.2344489247311912E-6,0,5.0780886807581197E-3,null,2.4574852089996003E-3,6.222099338743795E-4,6.5446634741604345E-4,1.9354838709677958E-6,0,3.7360969741609914E-3]
[2004,3,7,12,3.1706822572445253E-3,8.7564512724532125E-4,8.7824131946254212E-4,2.2344489247311912E-6,0,4.9268031528771202E-3,null,2.4109297346714335E-3,5.8558625610536405E-4,6.2918094781764188E-4,1.9354838709677958E-6,0,3.6276324224654073E-3]
[2004,3,7,13,3.106503229862047E-3,8.1410051875031083E-4,8.3456475326218547E-4,2.2344489247311912E-6,0,4.7574029507992744E-3,null,2.3621291570969471E-3,5.4442839917142531E-4,5.9789061484153273E-4,1.9354838709677958E-6,0,3.506383654980873E-3]
[2004,3,7,14,3.0984176902607908E-3,6.711192421611405E-4,7.5741695221177147E-4,2.2344489247311912E-6,0,4.5291883335584334E-3,null,2.3559810582765776E-3,4.4880990276704736E-4,5.426211512997225E-4,1.9354838709677958E-6,0,3.3493475962143152E-3]
[2004,3,7,15,2.9242192965646847E-3,6.0545205662728059E-4,7.1383050867103069E-4,2.2344489247311912E-6,0,4.2457363107877271E-3,null,2.2235237342623682E-3,4.048950791367023E-4,5.1139538310682306E-4,1.9354838709677958E-6,0,3.1417496803768613E-3]
[2004,3,7,16,2.9638829272200149E-3,6.6246510299279809E-4,7.3791461847781768E-4,2.2344489247311912E-6,0,4.3664970976153615E-3,null,2.2536832452992972E-3,4.4302246125938209E-4,5.2864948252092465E-4,1.9354838709677958E-6,0,3.2272906729505718E-3]
[2004,3,7,17,3.4295967113284645E-3,5.8370160861698748E-4,6.7970062261488162E-4,2.2344489247311912E-6,0,4.6952333914850649E-3,null,{"$f":"E1603*T$5","v":2.6078036266109152E-3},{"$f":"F1603*U$5","v":3.9034950236974158E-4},{"$f":"G1603*V$5","v":4.8694438816746248E-4},{"$f":"H1603*W$5","v":1.9354838709677958E-6},{"$f":"I1603*X$5","v":0},{"$f":"SUM(L1603:P1603)","v":3.4870330010190872E-3}]
[2004,3,7,18,3.7088925788955158E-3,6.0766021785541827E-4,6.7968952382652808E-4,2.2344489247311912E-6,0,{"$f":"SUM(E1604:I1604)","v":4.9984767695021928E-3},null,2.8201751786167107E-3,4.0637178337021981E-4,4.869364368834348E-4,1.9354838709677958E-6,0,3.715418882741333E-3]
[2004,3,7,19,4.00811712855323E-3,5.7614739136563114E-4,6.6680982498770009E-4,2.2344489247311912E-6,5.4784345523276653E-5,5.3080931393545694E-3,null,3.0477001418845189E-3,3.8529763185691796E-4,4.7770929060434743E-4,1.9354838709677958E-6,2.424644144005423E-5,3.9368889896568057E-3]
[2004,3,7,20,4.1865033162252719E-3,5.442747871383291E-4,6.4809515029959396E-4,2.2344489247311912E-6,8.0172213000001078E-5,5.4612799155879278E-3,null,3.1833417890822302E-3,3.6398287956621646E-4,4.6430190871804837E-4,1.9354838709677958E-6,3.5482597246656241E-5,4.0490446584841187E-3]
[2004,3,7,21,3.8216503808191377E-3,7.2566735086915344E-4,7.4668767809980699E-4,2.2344489247311912E-6,8.0172213000001078E-5,5.3764120717128307E-3,null,2.9059141822184477E-3,4.852888618362784E-4,5.3493459100523264E-4,1.9354838709677958E-6,3.5482597246656241E-5,3.9635557161775831E-3]
[2004,3,7,22,3.4901901208257667E-3,8.6412945438167654E-4,8.1568260402343519E-4,2.2344489247311912E-6,8.0172213000001078E-5,5.2524088411556105E-3,null,2.6538777648656658E-3,5.7788516858835832E-4,5.8436325249636156E-4,1.9354838709677958E-6,3.5482597246656241E-5,3.8535442670680096E-3]
[2004,3,7,23,2.9454090880608207E-3,9.5110356524126928E-4,8.4568461768860033E-4,2.2344489247311912E-6,8.0172213000001078E-5,4.8246039329154222E-3,null,2.2396360704237087E-3,6.360489639109959E-4,6.0585699798061915E-4,1.9354838709677958E-6,3.5482597246656241E-5,3.5189601134329477E-3]
[2004,3,7,24,2.5777801614769481E-3,1.041616610048153E-3,8.8910670447046283E-4,2.2344489247311912E-6,8.0172213000001078E-5,4.590910137920296E-3,null,1.96009764981998E-3,6.9657941556085777E-4,6.3696501933214404E-4,1.9354838709677958E-6,3.5482597246656241E-5,3.3310601658306056E-3]
[2004,3,8,1,1.5815495720620815E-3,7.2834842933528518E-4,6.7193696413107113E-4,2.2344489247311912E-6,8.0172213000001078E-5,3.0642416274531703E-3,null,1.2025818359531987E-3,4.8708182870431301E-4,4.8138242484926463E-4,1.9354838709677958E-6,3.5482597246656241E-5,2.2084641706244003E-3]
[2004,3,8,2,1.5196095700662768E-3,7.2812178455704604E-4,6.6985911064790531E-4,2.2344489247311912E-6,8.0172213000001078E-5,2.9999971271959607E-3,null,1.1554837729933767E-3,4.8693026037711592E-4,4.7989382963631734E-4,1.9354838709677958E-6,3.5482597246656241E-5,2.1597259441244339E-3]
[2004,3,8,3,1.6091731446308711E-3,7.3901252688173056E-4,6.674484695076069E-4,2.2344489247311912E-6,8.0172213000001078E-5,3.0980408029449408E-3,null,1.223586303471753E-3,4.9421342661157329E-4,4.7816682198604035E-4,1.9354838709677958E-6,3.5482597246656241E-5,2.2333846331869904E-3]
[2004,3,8,4,1.7723761886484972E-3,6.5847748823128264E-4,6.2087383046456222E-4,2.2344489247311912E-6,8.0172213000001078E-5,3.1341341692690742E-3,null,1.3476829614424354E-3,4.4035575036665745E-4,4.4480028036704601E-4,1.9354838709677958E-6,3.5482597246656241E-5,2.2702570732937629E-3]
[2004,3,8,5,1.9588521091611199E-3,6.2833743447139362E-4,6.1544279353506514E-4,2.2344489247311912E-6,8.0172213000001078E-5,3.2850389990923107E-3,null,1.489475895924245E-3,4.2019963838600677E-4,4.4090943068005479E-4,1.9354838709677958E-6,3.5482597246656241E-5,2.3880030461079305E-3]
[2004,3,8,6,2.2812835994718943E-3,6.1134821074605814E-4,6.3545951210340179E-4,2.2344489247311912E-6,8.0172213000001078E-5,3.6104979842460864E-3,null,1.7346469992754313E-3,4.0883812262361918E-4,4.5524960994733441E-4,1.9354838709677958E-6,3.5482597246656241E-5,2.6361528129640087E-3]
[2004,3,8,7,2.6795585662059912E-3,5.5034418310341657E-4,6.6043921415422785E-4,2.2344489247311912E-6,6.1471777103764904E-5,3.9540481894921311E-3,null,2.0374881173598975E-3,3.680417782563714E-4,4.731453206867918E-4,1.9354838709677958E-6,2.7206163175377056E-5,2.9078168633494051E-3]
[2004,3,8,8,2.5988956759202602E-3,7.4812401647115535E-4,8.4324074848118804E-4,2.2344489247311912E-6,0,4.1924948897973345E-3,null,1.9761535070469062E-3,5.0030672047023876E-4,6.0410618540759767E-4,1.9354838709677958E-6,0,3.0825018967957107E-3]
[2004,3,8,9,2.6416680804433154E-3,7.9399972839982525E-4,9.0029065063637831E-4,2.2344489247311912E-6,0,4.3381929084042505E-3,null,2.0086768737931048E-3,5.3098602828411258E-4,6.449773112763655E-4,1.9354838709677958E-6,0,3.1865756972245507E-3]
[2004,3,8,10,2.397862649868195E-3,8.2085196630482646E-4,9.2574493095881627E-4,2.2344489247311912E-6,0,4.1466939960565687E-3,null,1.8232916114556688E-3,5.4894341875381925E-4,6.632130146808562E-4,1.9354838709677958E-6,0,3.0373835287613119E-3]
[2004,3,8,11,2.2225719734278266E-3,8.3886797351147107E-4,9.3352742028572503E-4,2.2344489247311912E-6,0,3.9972018161497543E-3,null,1.6900037352974237E-3,5.6099159430102424E-4,6.6878846860516229E-4,1.9354838709677958E-6,0,2.9217192820745782E-3]
[2004,3,8,12,2.1966306262477201E-3,7.9878542327323459E-4,9.0062477887148851E-4,2.2344489247311912E-6,0,3.8982752773171745E-3,null,1.6702784016942053E-3,5.3418645395495324E-4,6.4521668411729254E-4,1.9354838709677958E-6,0,2.8516170236374187E-3]
[2004,3,8,13,1.9383135928528392E-3,8.1752710562707726E-4,9.1966834151640197E-4,2.2344489247311912E-6,0,3.6777434889210493E-3,null,1.473858777696605E-3,5.4671992357777674E-4,6.5885968465623766E-4,1.9354838709677958E-6,0,2.681373869801587E-3]
[2004,3,8,14,2.0242044088060293E-3,6.5055718674854671E-4,8.2601542881815203E-4,2.2344489247311912E-6,0,3.5030114732974588E-3,null,1.5391686086150451E-3,4.3505906161890899E-4,5.9176579249749944E-4,1.9354838709677958E-6,0,2.5679289466024216E-3]
[2004,3,8,15,1.9003799141778333E-3,7.0707643428871529E-4,8.3957775097378011E-4,2.2344489247311912E-6,0,3.4492685483650592E-3,null,1.4450146910164965E-3,4.7285621657945631E-4,6.0148197701237547E-4,1.9354838709677958E-6,0,2.5212883684792961E-3]
[2004,3,8,16,2.0521635453871383E-3,6.926952253728274E-4,8.1345623087109129E-4,2.2344489247311912E-6,0,3.5605494505557876E-3,null,1.5604282329703774E-3,4.632388064834089E-4,5.8276825629298922E-4,1.9354838709677958E-6,0,2.6083707796177437E-3]
[2004,3,8,17,2.4422967136285695E-3,5.6138085701331643E-4,7.1922022896935142E-4,2.2344489247311912E-6,0,3.7251322485359682E-3,null,1.8570784739857767E-3,3.7542253600133325E-4,5.1525663314211487E-4,1.9354838709677958E-6,0,2.749693127000193E-3]
[2004,3,8,18,2.6758819337839098E-3,5.1161943603317251E-4,6.520604513843935E-4,2.2344489247311912E-6,0,3.8417962701262067E-3,null,2.0346924722240279E-3,3.4214466657274953E-4,4.671426904481124E-4,1.9354838709677958E-6,0,2.845915313115858E-3]
[2004,3,8,19,2.9283557919542926E-3,4.572872475727646E-4,6.1164863796179581E-4,2.2344489247311912E-6,5.3448142026724786E-5,4.052974268440309E-3,null,2.2266690509239006E-3,3.0581010381827912E-4,4.3819125932230304E-4,1.9354838709677958E-6,2.3655064842931693E-5,2.9962609627783823E-3]
[2004,3,8,20,2.9862912546649079E-3,5.4855999853335008E-4,6.5995526988997944E-4,2.2344489247311912E-6,8.0172213000001078E-5,4.2772131850129695E-3,null,2.2707221342695518E-3,3.668486077240657E-4,4.7279861813007644E-4,1.9354838709677958E-6,3.5482597246656241E-5,3.1477874412413182E-3]
[2004,3,8,21,3.0520245471898316E-3,4.1338348438650798E-4,5.5131354493078322E-4,2.2344489247311912E-6,8.0172213000001078E-5,4.0991282384318555E-3,null,2.3207045470906712E-3,2.7644953352189041E-4,3.949665895434437E-4,1.9354838709677958E-6,3.5482597246656241E-5,3.0295387512736293E-3]
[2004,3,8,22,2.5852872560798239E-3,5.192562277230165E-4,5.9686717548290767E-4,2.2344489247311912E-6,8.0172213000001078E-5,3.7838173212104802E-3,null,1.9658059094722082E-3,3.4725175860714555E-4,4.276016703716383E-4,1.9354838709677958E-6,3.5482597246656241E-5,2.7780774195686163E-3]
[2004,3,8,23,2.0699441716020514E-3,5.9912205707553462E-4,6.1528362923007614E-4,2.2344489247311912E-6,8.0172213000001078E-5,3.3667565198323944E-3,null,1.573948301196913E-3,4.0066190222139576E-4,4.4079540376506859E-4,1.9354838709677958E-6,3.5482597246656241E-5,2.4528236883010015E-3]
[2004,3,8,24,1.680510428262886E-3,7.4469286198016143E-4,6.8423870374223917E-4,2.2344489247311912E-6,8.0172213000001078E-5,3.1918486559100187E-3,null,1.2778298902916387E-3,4.9801214147929403E-4,4.901955153026917E-4,1.9354838709677958E-6,3.5482597246656241E-5,2.3034556281912484E-3]
[2004,3,9,1,1.5450015729704491E-3,6.3878020377257101E-4,6.2352030310853829E-4,2.2344489247311912E-6,8.0172213000001078E-5,2.8897087417762909E-3,null,1.1747913950941589E-3,4.2718322338885611E-4,4.4669624008746695E-4,1.9354838709677958E-6,3.5482597246656241E-5,2.0860889396881058E-3]
[2004,3,9,2,1.5084041326994069E-3,6.1087897947363439E-4,6.0256143702704503E-4,2.2344489247311912E-6,8.0172213000001078E-5,2.8042512111248184E-3,null,1.1469633600519477E-3,4.0852432497258834E-4,4.3168109683002268E-4,1.9354838709677958E-6,3.5482597246656241E-5,2.0245868629721825E-3]
[2004,3,9,3,1.5246996669675261E-3,6.4096775787213873E-4,6.1149345755103824E-4,2.2344489247311912E-6,8.0172213000001078E-5,2.8595675443154351E-3,null,1.1593541910851111E-3,4.2864614663862472E-4,4.3808008650936486E-4,1.9354838709677958E-6,3.5482597246656241E-5,2.0634985053507244E-3]
[2004,3,9,4,1.6188061254791522E-3,6.2428921808809878E-4,6.0062003843939431E-4,2.2344489247311912E-6,8.0172213000001078E-5,2.9261220439313774E-3,null,1.2309110487714679E-3,4.1749240025718215E-4,4.3029025928184464E-4,1.9354838709677958E-6,3.5482597246656241E-5,2.1161117894281187E-3]
[2004,3,9,5,1.8652807215637714E-3,5.9989977694398884E-4,6.0015021703518413E-4,2.2344489247311912E-6,8.0172213000001078E-5,3.1477373774676763E-3,null,1.4183258965329577E-3,4.0118200111979261E-4,4.2995367448464235E-4,1.9354838709677958E-6,3.5482597246656241E-5,2.2868796532550164E-3]
[2004,3,9,6,2.0660495491302772E-3,6.3480477348716699E-4,6.4872553908133313E-4,2.2344489247311912E-6,8.0172213000001078E-5,3.4319865236235093E-3,null,1.5709869003498031E-3,4.2452466084473377E-4,4.6475352560556969E-4,1.9354838709677958E-6,3.5482597246656241E-5,2.4976831679177302E-3]
[2004,3,9,7,2.633108286893279E-3,6.3320799153278871E-4,7.1416540391406734E-4,2.2344489247311912E-6,5.8799369950316716E-5,4.0415155012151829E-3,null,2.0021681608038801E-3,4.2345681550717959E-4,5.1163530543997223E-4,1.9354838709677958E-6,2.6023409910166779E-5,2.9652191755321663E-3]
[2004,3,9,8,2.7318989949771284E-3,7.5170859000948487E-4,8.6474996160929322E-4,2.2344489247311912E-6,0,4.3505919955206373E-3,null,2.0772868375758583E-3,5.0270389819981527E-4,6.1951560284543216E-4,1.9354838709677958E-6,0,3.2014418224920738E-3]
[2004,3,9,9,2.5604114518451258E-3,7.9886042906706365E-4,9.1956942428096872E-4,2.2344489247311912E-6,0,4.2810757541178893E-3,null,1.9468907955511371E-3,5.342366139577077E-4,6.5878881935012398E-4,1.9354838709677958E-6,0,3.1418517127299365E-3]
[2004,3,9,10,2.3515236735911667E-3,8.0605104032089399E-4,9.3676171591280304E-4,2.2344489247311912E-6,0,4.0965708787495947E-3,null,1.7880562877251819E-3,5.3904532355046944E-4,6.711055506452247E-4,1.9354838709677958E-6,0,3.000142645791844E-3]
[2004,3,9,11,2.2642621824450577E-3,7.9170820483766475E-4,9.3400461857188338E-4,2.2344489247311912E-6,0,3.9922094547793366E-3,null,1.7217042200541838E-3,5.2945357562516368E-4,6.6913033827506777E-4,1.9354838709677958E-6,0,2.9222236178253827E-3]
[2004,3,9,12,2.1272337699290871E-3,8.166578601258921E-4,9.3309817075233582E-4,2.2344489247311912E-6,0,3.8792242497320459E-3,null,1.617510280887072E-3,5.4613861706120112E-4,6.684809499058218E-4,1.9354838709677958E-6,0,2.834065331725063E-3]
[2004,3,9,13,1.9272300610891184E-3,8.2222606427609108E-4,9.356238276371305E-4,2.2344489247311912E-6,0,3.6873144019270712E-3,null,1.4654310595822229E-3,5.4986234453948107E-4,6.7029035599663271E-4,1.9354838709677958E-6,0,2.6875192439893046E-3]
[2004,3,9,14,1.9031016175161718E-3,7.787424606430052E-4,9.1464204753098524E-4,2.2344489247311912E-6,0,3.5987205746148936E-3,null,1.4470842252602264E-3,5.2078275526160403E-4,6.5525879690059221E-4,1.9354838709677958E-6,0,2.6250612612933903E-3]
[2004,3,9,15,1.8396965667967185E-3,7.8990886243503666E-4,9.1365485405218213E-4,2.2344489247311912E-6,0,3.5454947322086684E-3,null,1.398872165613251E-3,5.2825026831696074E-4,6.5455156152586299E-4,1.9354838709677958E-6,0,2.5836094793270426E-3]
[2004,3,9,16,1.9590543322993738E-3,7.8880711483194591E-4,8.9296512314799941E-4,2.2344489247311912E-6,0,3.6430610192040502E-3,null,1.4896296627597394E-3,5.275134763975029E-4,6.3972922942658072E-4,1.9354838709677958E-6,0,2.6588078524547904E-3]
[2004,3,9,17,2.3343453143964943E-3,6.6472162009395801E-4,7.8183703344464437E-4,2.2344489247311912E-6,0,3.7831384168598276E-3,null,1.7749941725035531E-3,4.4453150340441507E-4,5.6011594403537453E-4,1.9354838709677958E-6,0,2.7815771038143104E-3]
[2004,3,9,18,2.730524876576137E-3,4.6036283231411793E-4,6.3618643996161094E-4,2.2344489247311912E-6,0,3.8293085977765969E-3,null,2.0762419826698395E-3,3.0786689611687809E-4,4.5577038840387865E-4,1.9354838709677958E-6,0,2.8418147510615643E-3]
[2004,3,9,19,2.9489254571207759E-3,3.6761898440637142E-4,5.6983505553385755E-4,2.2344489247311912E-6,5.2111938450000696E-5,3.9407258844357364E-3,null,2.2423098541828205E-3,2.4584459851790201E-4,4.0823558672907869E-4,1.9354838709677958E-6,2.3063688210326556E-5,2.9213892115110959E-3]
[2004,3,9,20,2.9688333073562799E-3,5.151675443393341E-4,6.4628486683724349E-4,2.2344489247311912E-6,8.0172213000001078E-5,4.2126923804575896E-3,null,2.257447425277022E-3,3.4451745823756218E-4,4.6300500336934842E-4,1.9354838709677958E-6,3.5482597246656241E-5,3.1023879680015568E-3]
[2004,3,9,21,2.8188547288582233E-3,5.9052172342917788E-4,6.5966858719797099E-4,2.2344489247311912E-6,8.0172213000001078E-5,4.1514517014101041E-3,null,2.1434064129243827E-3,3.9491044306913569E-4,4.7259323575522854E-4,1.9354838709677958E-6,3.5482597246656241E-5,3.0483281728663708E-3]
[2004,3,9,22,2.4812384663453185E-3,5.4851654624549977E-4,6.1557311734532205E-4,2.2344489247311912E-6,8.0172213000001078E-5,3.7277347918608728E-3,null,1.8866890820277897E-3,3.6681954907716665E-4,4.4100279597344684E-4,1.9354838709677958E-6,3.5482597246656241E-5,2.7319295081960271E-3]
[2004,3,9,23,2.0536504027614498E-3,5.5694303119370675E-4,5.8897805633666351E-4,2.2344489247311912E-6,8.0172213000001078E-5,3.2819781522165524E-3,null,1.5615588125630667E-3,3.724547471950068E-4,4.2194982576824634E-4,1.9354838709677958E-6,3.5482597246656241E-5,2.393381466643944E-3]
[2004,3,9,24,1.744992085710737E-3,5.8795253966852535E-4,5.9527000315308159E-4,2.2344489247311912E-6,8.0172213000001078E-5,3.0106212904570761E-3,null,1.3268605823222631E-3,3.9319230560358486E-4,4.2645743998980765E-4,1.9354838709677958E-6,3.5482597246656241E-5,2.1839284090332794E-3]
[2004,3,10,1,2.240120736378168E-3,9.5080642549682268E-4,8.5311091585842222E-4,2.2344489247311912E-6,8.0172213000001078E-5,4.1264447396581446E-3,null,1.7033474988697619E-3,6.3585025218968708E-4,6.11177272963951E-4,1.9354838709677958E-6,3.5482597246656241E-5,2.9877931051410238E-3]
[2004,3,10,2,2.1897286595073356E-3,9.1945591601949128E-4,8.306206159271035E-4,2.2344489247311912E-6,8.0172213000001078E-5,4.0222118533786624E-3,null,1.6650302703798529E-3,6.148846499147338E-4,5.9506499503543151E-4,1.9354838709677958E-6,3.5482597246656241E-5,2.912397996447642E-3]
[2004,3,10,3,2.2057282369458125E-3,9.5052489398049576E-4,8.4480018395388938E-4,2.2344489247311912E-6,8.0172213000001078E-5,4.0834599768049297E-3,null,1.6771960611652484E-3,6.3566197844557319E-4,6.0522338072400007E-4,1.9354838709677958E-6,3.5482597246656241E-5,2.9554995014524459E-3]
[2004,3,10,4,2.3028490036411517E-3,9.386760646363148E-4,8.2968435966738487E-4,2.2344489247311912E-6,8.0172213000001078E-5,4.1536160898695837E-3,null,1.7510449445545821E-3,6.2773809307351837E-4,5.9439425159870686E-4,1.9354838709677958E-6,3.5482597246656241E-5,3.0105953703444314E-3]
[2004,3,10,5,2.5201718660641066E-3,9.076791782554706E-4,8.1785970973496361E-4,2.2344489247311912E-6,8.0172213000001078E-5,4.328117415979273E-3,null,1.9162933386004581E-3,6.0700897566977742E-4,5.8592295300773914E-4,1.9354838709677958E-6,3.5482597246656241E-5,3.1466433483955986E-3]
[2004,3,10,6,2.6714775202264854E-3,9.2589845512631292E-4,8.5602167953784602E-4,2.2344489247311912E-6,8.0172213000001078E-5,4.5358043168153769E-3,null,2.0313434354086476E-3,6.1919308747464404E-4,6.13262573450398E-4,1.9354838709677958E-6,3.5482597246656241E-5,3.3012171774513136E-3]
[2004,3,10,7,3.0642723417018424E-3,8.5745565421568881E-4,8.5705455743979538E-4,2.2344489247311912E-6,5.7463166453764843E-5,4.8384801687358222E-3,null,2.3300175496489325E-3,5.7342207557088156E-4,6.1400253760709024E-4,1.9354838709677958E-6,2.5432033313044241E-5,3.5448096800109164E-3]
[2004,3,10,8,3.1500283499384047E-3,9.6472758889116367E-4,1.0004468073641869E-3,2.2344489247311912E-6,0,5.1174371951184863E-3,null,2.3952248752053991E-3,6.4516000759067764E-4,7.1673019311337485E-4,1.9354838709677958E-6,0,3.7590505597804194E-3]
[2004,3,10,9,3.0745173087682524E-3,1.047117309211007E-3,1.1055963425608971E-3,2.2344489247311912E-6,0,5.2294654094648882E-3,null,{"$f":"E1667*T$5","v":2.3378076382567399E-3},{"$f":"F1667*U$5","v":7.0025799918853229E-4},{"$f":"G1667*V$5","v":7.9206038169768944E-4},{"$f":"H1667*W$5","v":1.9354838709677958E-6},{"$f":"I1667*X$5","v":0},{"$f":"SUM(L1667:P1667)","v":3.8320615030139294E-3}]
[2004,3,10,10,2.8568221314173754E-3,1.0458973584222481E-3,1.1251769041723033E-3,2.2344489247311912E-6,0,{"$f":"SUM(E1668:I1668)","v":5.0301308429366578E-3},null,2.172276142639163E-3,6.994421590807143E-4,8.0608809371766768E-4,1.9354838709677958E-6,0,3.6797418793085125E-3]
[2004,3,10,11,2.7410764034127158E-3,1.0187680506173434E-3,1.1335293710647504E-3,2.2344489247311912E-6,0,4.8956082740195406E-3,null,2.0842651738106001E-3,6.8129947856562778E-4,8.120718853243088E-4,1.9354838709677958E-6,0,3.5795720215715046E-3]
[2004,3,10,12,2.5459169180109811E-3,1.0162017814635764E-3,1.1456178423939123E-3,2.2344489247311912E-6,0,4.7099709907932009E-3,null,1.9358694128404931E-3,6.7958329023869591E-4,8.2073218822739126E-4,1.9354838709677958E-6,0,3.4381203751775481E-3]
[2004,3,10,13,2.4070411587774274E-3,1.0436024524577054E-3,1.1380487198272824E-3,2.2344489247311912E-6,0,4.5909267799871464E-3,null,1.830270784470768E-3,6.9790744444566798E-4,8.1530959240425863E-4,1.9354838709677958E-6,0,3.3454233051916625E-3]
[2004,3,10,14,2.3476804208644162E-3,9.8703899211506933E-4,1.1012988554739154E-3,2.2344489247311912E-6,0,4.4382527173781319E-3,null,1.7851339475078332E-3,6.6008072224530692E-4,7.8898161856197639E-4,1.9354838709677958E-6,0,3.2361317721860843E-3]
[2004,3,10,15,2.1732716346463269E-3,9.4895824270729867E-4,1.0660122171003831E-3,2.2344489247311912E-6,0,4.1904765433787398E-3,null,1.6525166448057426E-3,6.3461428295210286E-4,7.6370191458409464E-4,1.9354838709677958E-6,0,3.0527683262129078E-3]
[2004,3,10,16,2.2769711315833397E-3,9.4252919226957407E-4,1.0377847909526514E-3,2.2344489247311912E-6,0,4.2595195637302966E-3,null,1.7313678762921755E-3,6.3031486591773507E-4,7.4347950151321899E-4,1.9354838709677958E-6,0,3.1070977275940975E-3]
[2004,3,10,17,2.6778413348188127E-3,8.4212675675401287E-4,9.5803282287581083E-4,2.2344489247311912E-6,0,4.4802353633733678E-3,null,2.0361823655132088E-3,5.6317090029963377E-4,6.8634438642250963E-4,1.9354838709677958E-6,0,3.2876331361063201E-3]
[2004,3,10,18,3.2094079213127679E-3,7.1037021709027565E-4,8.4898371289820107E-4,2.2344489247311912E-6,0,4.7709963002259756E-3,null,2.4403760327934539E-3,4.7505892847629259E-4,6.0822050309580495E-4,1.9354838709677958E-6,0,3.5255909482365196E-3]
[2004,3,10,19,3.5985012216456455E-3,6.9304571912951233E-4,8.2844859284570208E-4,2.2344489247311912E-6,5.0775734873276619E-5,5.173005717418867E-3,null,2.7362355769627303E-3,4.6347319861371304E-4,5.9350893577159018E-4,1.9354838709677958E-6,2.2472311577721426E-5,3.8176255067967225E-3]
[2004,3,10,20,3.52625291425807E-3,7.9403845163203012E-4,8.6997495849676365E-4,2.2344489247311912E-6,8.0172213000001078E-5,5.2726729863115957E-3,null,2.6812992640722158E-3,5.3101192438273254E-4,6.2325884336617498E-4,1.9354838709677958E-6,3.5482597246656241E-5,3.8729881129387473E-3]
[2004,3,10,21,3.2989279423045149E-3,8.3230784425557833E-4,8.7172315564637798E-4,2.2344489247311912E-6,8.0172213000001078E-5,5.0853656041312039E-3,null,2.508445445918747E-3,5.5660451851998209E-4,6.2451126945361937E-4,1.9354838709677958E-6,3.5482597246656241E-5,3.7269793150099726E-3]
[2004,3,10,22,3.1554595460516169E-3,8.6557286342295878E-4,8.6722558520350751E-4,2.2344489247311912E-6,8.0172213000001078E-5,4.9706646566028152E-3,null,2.3993546590001195E-3,5.7885044603947836E-4,6.2128916458174474E-4,1.9354838709677958E-6,3.5482597246656241E-5,3.6369123507389665E-3]
[2004,3,10,23,2.8192808412093239E-3,9.0621231031254431E-4,8.6487653158998199E-4,2.2344489247311912E-6,8.0172213000001078E-5,4.6727763450365827E-3,null,2.1437304210886292E-3,6.0602801011629863E-4,6.1960627885742367E-4,1.9354838709677958E-6,3.5482597246656241E-5,3.4067827911799754E-3]
[2004,3,10,24,2.5133963820253881E-3,9.3425837717032003E-4,8.5440430865088362E-4,2.2344489247311912E-6,8.0172213000001078E-5,4.3844657297713238E-3,null,1.9111413824565038E-3,6.2478377175845127E-4,6.1210387261831411E-4,1.9354838709677958E-6,3.5482597246656241E-5,3.1854471079508931E-3]
[2004,3,11,1,2.5644484440884401E-3,1.1099265306186606E-3,9.7507447686855759E-4,2.2344489247311912E-6,8.0172213000001078E-5,4.7318561135003909E-3,null,1.9499604518107027E-3,7.4226156395307003E-4,6.9855319939215945E-4,1.9354838709677958E-6,3.5482597246656241E-5,3.4281932962735564E-3]
[2004,3,11,2,2.5028053591298685E-3,1.076113805306885E-3,9.510045486196202E-4,2.2344489247311912E-6,8.0172213000001078E-5,4.6123303749811056E-3,null,1.9030881592232225E-3,7.1964935883941732E-4,6.8130925978927565E-4,1.9354838709677958E-6,3.5482597246656241E-5,3.3414648589695393E-3]
[2004,3,11,3,2.5232901271079614E-3,1.1100972648285261E-3,9.6677049956203414E-4,2.2344489247311912E-6,8.0172213000001078E-5,4.6825645534232536E-3,null,1.9186644081877432E-3,7.4237574217851025E-4,6.9260414621441556E-4,1.9354838709677958E-6,3.5482597246656241E-5,3.3910623776982926E-3]
[2004,3,11,4,2.6234092632552186E-3,1.1029789625821508E-3,9.5421925635803817E-4,2.2344489247311912E-6,8.0172213000001078E-5,4.7630141441201397E-3,null,1.994793197755201E-3,7.3761538911699715E-4,6.8361230886814655E-4,1.9354838709677958E-6,3.5482597246656241E-5,3.4534389768579683E-3]
[2004,3,11,5,2.850974850234386E-3,1.0814086252666502E-3,9.4832698257528425E-4,2.2344489247311912E-6,8.0172213000001078E-5,4.9631171200010529E-3,null,2.167829975244482E-3,7.2319026108453666E-4,6.7939102444292392E-4,1.9354838709677958E-6,3.5482597246656241E-5,3.6078293418895665E-3]
[2004,3,11,6,3.0165676575602931E-3,1.1090195746275714E-3,9.9328091758884088E-4,2.2344489247311912E-6,8.0172213000001078E-5,5.2012748117014375E-3,null,2.2937437662330184E-3,7.4165503860764261E-4,7.115964773328783E-4,1.9354838709677958E-6,3.5482597246656241E-5,3.7844133632911631E-3]
[2004,3,11,7,3.4322897326257698E-3,1.0545609287626722E-3,1.0044823529776865E-3,2.2344489247311912E-6,5.4790759300316662E-5,5.5483582225911762E-3,null,2.6098513515467525E-3,7.0523590766938553E-4,7.196212987329747E-4,1.9354838709677958E-6,2.4249280047833967E-5,4.0608933218679146E-3]
[2004,3,11,8,3.544963511242949E-3,1.1671572483629236E-3,1.1538865619058539E-3,2.2344489247311912E-6,0,5.8682417704364574E-3,null,2.6955264653381987E-3,7.8053451345661549E-4,8.2665598236514087E-4,1.9354838709677958E-6,0,4.3046524450309227E-3]
[2004,3,11,9,3.4822565528597679E-3,1.2507481706843181E-3,1.2614670234092475E-3,2.2344489247311912E-6,0,5.9967061958780647E-3,null,2.6478452225421451E-3,8.3643580694130583E-4,9.0372771109772584E-4,1.9354838709677958E-6,0,4.3899442244521442E-3]
[2004,3,11,10,3.251231712262494E-3,1.239384945756169E-3,1.2752755534196619E-3,2.2344489247311912E-6,0,5.7681266603630561E-3,null,2.4721780908479899E-3,8.2883666873346672E-4,9.1362028140543777E-4,1.9354838709677958E-6,0,4.2165705248578614E-3]
[2004,3,11,11,3.1239535616576853E-3,1.2064564725059955E-3,1.2812230943262232E-3,2.2344489247311912E-6,0,5.613867577414635E-3,null,2.3753980753904343E-3,8.0681580574928609E-4,9.1788115975612213E-4,1.9354838709677958E-6,0,4.1020305247668094E-3]
[2004,3,11,12,2.9154730014189769E-3,1.1948639909571685E-3,1.288423032631165E-3,2.2344489247311912E-6,0,5.4009944739320422E-3,null,2.2168732088157328E-3,7.9906335254886264E-4,9.2303926824696854E-4,1.9354838709677958E-6,0,3.9409113134825317E-3]
[2004,3,11,13,2.7697437687636299E-3,1.2162734677776676E-3,1.2762330302986409E-3,2.2344489247311912E-6,0,5.2644847157646696E-3,null,2.106063322578516E-3,8.1338090538665545E-4,9.143062275080399E-4,1.9354838709677958E-6,0,3.835685939344179E-3]
[2004,3,11,14,2.6956408436758796E-3,1.1550061155850813E-3,1.2365296553291428E-3,2.2344489247311912E-6,0,5.0894110635148343E-3,null,2.0497167917610613E-3,7.7240846315447932E-4,8.8586232884228886E-4,1.9354838709677958E-6,0,3.709923067628797E-3]
[2004,3,11,15,2.5030939818201795E-3,1.1058964432015537E-3,1.1940574181551523E-3,2.2344489247311912E-6,0,4.8052822921016165E-3,null,1.9033076227234146E-3,7.395664495409278E-4,8.5543478933934158E-4,1.9354838709677958E-6,0,3.5002443454746519E-3]
[2004,3,11,16,2.612424627952237E-3,1.1028515172068155E-3,1.1669445921250786E-3,2.2344489247311912E-6,0,4.8844551862088619E-3,null,1.986440678730007E-3,7.3753016022931367E-4,8.3601088704554367E-4,1.9354838709677958E-6,0,3.5619172098758319E-3]
[2004,3,11,17,3.0207716443616207E-3,1.0183605033106669E-3,1.0961864884428776E-3,2.2344489247311912E-6,0,5.1375530850398966E-3,null,2.2969404021495718E-3,6.8102693196646683E-4,7.8531906720747118E-4,1.9354838709677958E-6,0,3.7652218851944772E-3]
[2004,3,11,18,3.5625900254783538E-3,9.0739621636811503E-4,9.9875229461742474E-4,2.2344489247311912E-6,0,5.4709729853886242E-3,null,2.7089293495886307E-3,6.0681974536736221E-4,7.1551622707412114E-4,1.9354838709677958E-6,0,4.0332008059010818E-3]
[2004,3,11,19,3.9840971487870077E-3,9.0858647828796389E-4,9.8894163341389134E-4,2.2344489247311912E-6,4.8103327800000641E-5,5.9319630372135944E-3,null,3.0294357814894418E-3,6.0761573109233483E-4,7.0848777034136974E-4,1.9354838709677958E-6,2.1289558347993744E-5,4.3687643251421075E-3]
[2004,3,11,20,3.9276572935122104E-3,1.0075703026902107E-3,1.0286191935563894E-3,2.2344489247311912E-6,8.0172213000001078E-5,6.0462534516835427E-3,null,2.9865199311257997E-3,6.7381100283335298E-4,7.3691317500443646E-4,1.9354838709677958E-6,3.5482597246656241E-5,4.4346621900812136E-3]
[2004,3,11,21,3.6892303018677287E-3,1.0360873533176247E-3,1.0237407562642021E-3,2.2344489247311912E-6,8.0172213000001078E-5,5.8314650733742876E-3,null,2.8052243369707758E-3,6.9288173410620118E-4,7.3341821327655311E-4,1.9354838709677958E-6,3.5482597246656241E-5,4.2689423654711537E-3]
[2004,3,11,22,3.5403250252639012E-3,1.0628030511763877E-3,1.0144010961889213E-3,2.2344489247311912E-6,8.0172213000001078E-5,5.6999358345539422E-3,null,2.6919994440653509E-3,7.1074781364183508E-4,7.2672718650721834E-4,1.9354838709677958E-6,3.5482597246656241E-5,4.166892525332028E-3]
[2004,3,11,23,3.1832013417046699E-3,1.0896686676833539E-3,1.0030663409874988E-3,2.2344489247311912E-6,8.0172213000001078E-5,5.3583430123002552E-3,null,2.4204490212246235E-3,7.2871415102986829E-4,7.186068534474208E-4,1.9354838709677958E-6,3.5482597246656241E-5,3.9051881068195367E-3]
[2004,3,11,24,2.8563776753367251E-3,1.1051223988342341E-3,9.8382595339063707E-4,2.2344489247311912E-6,8.0172213000001078E-5,5.0277326894863283E-3,null,2.1719381862330468E-3,7.3904880862794289E-4,7.0482284552579328E-4,1.9354838709677958E-6,3.5482597246656241E-5,3.6532279215044068E-3]
[2004,3,12,1,2.5472443254483121E-3,1.2130319686023347E-3,1.0209787293863043E-3,2.2344489247311912E-6,8.0172213000001078E-5,4.8636616853616832E-3,null,1.9368787495702689E-3,8.1121315807990884E-4,7.3143946933633744E-4,1.9354838709677958E-6,3.5482597246656241E-5,3.5169494581041389E-3]
[2004,3,12,2,2.4706798420291963E-3,1.1610300113259742E-3,9.8759075518142564E-4,2.2344489247311912E-6,8.0172213000001078E-5,4.7017072704613281E-3,null,1.8786604940912973E-3,7.7643693364363249E-4,7.0751998753742574E-4,1.9354838709677958E-6,3.5482597246656241E-5,3.4000354963899795E-3]
[2004,3,12,3,2.4797562429914669E-3,1.1978323750213495E-3,9.9900939075353275E-4,2.2344489247311912E-6,8.0172213000001078E-5,4.7590046706910815E-3,null,1.8855620260608726E-3,8.0104845456878122E-4,7.1570041334162178E-4,1.9354838709677958E-6,3.5482597246656241E-5,3.4397289750888998E-3]
[2004,3,12,4,2.6276911829622523E-3,1.1870618734082477E-3,9.8662311691572607E-4,2.2344489247311912E-6,8.0172213000001078E-5,4.8837828352109583E-3,null,1.9980490924509167E-3,7.9384569911482891E-4,7.0682676171478958E-4,1.9354838709677958E-6,3.5482597246656241E-5,3.5361396343981592E-3]
[2004,3,12,5,2.7764482901564292E-3,1.1427914481890106E-3,9.7084362375842435E-4,2.2344489247311912E-6,8.0172213000001078E-5,4.9724900240285964E-3,null,2.1111613200034264E-3,7.6423992417963354E-4,6.9552217351018448E-4,1.9354838709677958E-6,3.5482597246656241E-5,3.6083414988108682E-3]
[2004,3,12,6,3.1389670690363828E-3,1.0345650700540193E-3,9.078291034197159E-4,2.2344489247311912E-6,8.0172213000001078E-5,5.1637679044348505E-3,null,2.3868140762458674E-3,6.9186370964705653E-4,6.5037793495711135E-4,1.9354838709677958E-6,3.5482597246656241E-5,3.7664738019676592E-3]
[2004,3,12,7,3.4844123431778868E-3,1.0530686487443134E-3,9.9755531599663968E-4,2.2344489247311912E-6,5.2118352227040691E-5,5.5893891090706112E-3,null,2.6494844467084247E-3,7.042379478317505E-4,7.1465869950572576E-4,1.9354838709677958E-6,2.3066526818106285E-5,4.0933831047349741E-3]
[2004,3,12,8,3.5969781393006095E-3,1.1737574508189832E-3,1.1389779666461024E-3,2.2344489247311912E-6,0,5.9119480056904258E-3,null,2.7350774525541394E-3,7.8494838812515858E-4,8.1597531420675765E-4,1.9354838709677958E-6,0,4.3379366387570227E-3]
[2004,3,12,9,3.458667948544698E-3,1.1947135586445178E-3,1.1829620056152557E-3,2.2344489247311912E-6,0,5.8385779617292025E-3,null,2.6299088722778886E-3,7.9896275118419857E-4,8.4748592377861841E-4,1.9354838709677958E-6,0,4.278293031111673E-3]
[2004,3,12,10,3.4014112868395716E-3,1.1357206698665578E-3,1.177132395657E-3,2.2344489247311912E-6,0,5.7164988012878603E-3,null,2.5863719370023629E-3,7.595113526650271E-4,8.4330953234990817E-4,1.9354838709677958E-6,0,4.1911283058882658E-3]
[2004,3,12,11,3.1517443056693489E-3,1.1040676332912706E-3,1.1520885185082703E-3,2.2344489247311912E-6,0,5.4101349063936204E-3,null,2.3965296570660414E-3,7.3834343588485905E-4,8.253678459224132E-4,1.9354838709677958E-6,0,3.962176422744281E-3]
[2004,3,12,12,2.9714334978814859E-3,1.099835385104645E-3,1.1435134378931624E-3,2.2344489247311912E-6,0,5.217016769804024E-3,null,2.2594245633641664E-3,7.355131267865701E-4,8.1922457159739281E-4,1.9354838709677958E-6,0,3.8160977456190973E-3]
[2004,3,12,13,2.8108596680800312E-3,1.0383528384024538E-3,1.0999399218567759E-3,2.2344489247311912E-6,0,4.9513868772639918E-3,null,2.1373271125729809E-3,6.9439677357574178E-4,7.8800806479912644E-4,1.9354838709677958E-6,0,3.6216674348188167E-3]
[2004,3,12,14,2.4409317979528578E-3,1.0197338670852112E-3,1.0897355696214812E-3,2.2344489247311912E-6,0,4.5526356835842805E-3,null,1.8560406166664653E-3,6.8194536675926488E-4,7.8069756383659277E-4,1.9354838709677958E-6,0,3.3206190311332907E-3]
[2004,3,12,15,2.3974602493374705E-3,9.6689463128005681E-4,1.0528018326249847E-3,2.2344489247311912E-6,0,4.4193911621672431E-3,null,1.8229856333329621E-3,6.466092136672598E-4,7.5423786177642989E-4,1.9354838709677958E-6,0,3.2257681926476196E-3]
[2004,3,12,16,2.4796183822908425E-3,9.5831296954499855E-4,1.0410629416671101E-3,2.2344489247311912E-6,0,4.4812287424276821E-3,null,1.8854571992648042E-3,6.4087024132534272E-4,7.458280017806335E-4,1.9354838709677958E-6,0,3.2740909262417481E-3]
[2004,3,12,17,2.9022185699675842E-3,9.7758094599208136E-4,1.0276378041360916E-3,2.2344489247311912E-6,0,4.9096717690204879E-3,null,2.2067947776423431E-3,6.5375566926790293E-4,7.3621009771581715E-4,1.9354838709677958E-6,0,3.5986960284970309E-3]
[2004,3,12,18,3.1966408022452569E-3,9.3704880481651411E-4,9.718959502578614E-4,2.2344489247311912E-6,0,5.1078200062443634E-3,null,2.4306681451879949E-3,6.2664986571298303E-4,6.9627607083846618E-4,1.9354838709677958E-6,0,3.7555295656104119E-3]
[2004,3,12,19,3.4681397522725189E-3,9.6211072886847888E-4,9.7811967740973026E-4,2.2344489247311912E-6,4.6767124223276557E-5,5.4573717316987354E-3,null,2.6371110613954514E-3,6.434099867023566E-4,7.0073481180361191E-4,1.9354838709677958E-6,2.069818171538861E-5,4.0038895254877766E-3]
[2004,3,12,20,3.7819814746288542E-3,7.9010640959972344E-4,8.6029737491091275E-4,2.2344489247311912E-6,8.0172213000001078E-5,5.5147919210642221E-3,null,2.875750659759669E-3,5.2838237766237217E-4,6.1632572478225736E-4,1.9354838709677958E-6,3.5482597246656241E-5,4.0578768433219229E-3]
[2004,3,12,21,3.7708345202164301E-3,7.0928008730295519E-4,7.9007108958991507E-4,2.2344489247311912E-6,8.0172213000001078E-5,5.3525923590340323E-3,null,2.8672747162044499E-3,4.7432990595225463E-4,5.6601490498728638E-4,1.9354838709677958E-6,3.5482597246656241E-5,3.9450376082616149E-3]
[2004,3,12,22,3.5585872723293407E-3,8.1360689716373407E-4,8.3271898451778802E-4,2.2344489247311912E-6,8.0172213000001078E-5,5.2873198159355955E-3,null,2.7058857281202684E-3,5.4409829053743376E-4,5.9656828747852179E-4,1.9354838709677958E-6,3.5482597246656241E-5,3.883970387253848E-3]
[2004,3,12,23,3.0069545278250858E-3,1.0155630431623785E-3,9.2179619351649906E-4,2.2344489247311912E-6,8.0172213000001078E-5,5.0267204264286955E-3,null,2.2864341153624808E-3,6.7915613503758592E-4,6.6038409931148988E-4,1.9354838709677958E-6,3.5482597246656241E-5,3.6633924308291806E-3]
[2004,3,12,24,2.6009272656397782E-3,1.0161063481835884E-3,9.0423559212926747E-4,2.2344489247311912E-6,8.0172213000001078E-5,4.6036758678773661E-3,null,1.9776982913128939E-3,6.795194693877631E-4,6.4780350718923849E-4,1.9354838709677958E-6,3.5482597246656241E-5,3.3424393490075191E-3]
[2004,3,13,1,2.3508199756636533E-3,6.9526134401808222E-4,6.7532025593877525E-4,2.2344489247311912E-6,8.0172213000001078E-5,3.8038082375452427E-3,null,{"$f":"E1731*T$5","v":1.7875212084835479E-3},{"$f":"F1731*U$5","v":4.6495489415801771E-4},{"$f":"G1731*V$5","v":4.8380624925736424E-4},{"$f":"H1731*W$5","v":1.9354838709677958E-6},{"$f":"I1731*X$5","v":3.5482597246656241E-5},{"$f":"SUM(L1731:P1731)","v":2.7737004330165536E-3}]
[2004,3,13,2,2.23343933881027E-3,7.1403979161483648E-4,6.7758442321342032E-4,2.2344489247311912E-6,8.0172213000001078E-5,{"$f":"SUM(E1732:I1732)","v":3.7074702155632591E-3},null,1.6982670843852131E-3,4.7751295047730258E-4,4.8542832155151533E-4,1.9354838709677958E-6,3.5482597246656241E-5,2.698626437531655E-3]
[2004,3,13,3,2.273127011586263E-3,6.3545327471221697E-4,6.2408191333749446E-4,2.2344489247311912E-6,8.0172213000001078E-5,3.6150688615607064E-3,null,1.7284448766180765E-3,4.2495834498530727E-4,4.4709858332539953E-4,1.9354838709677958E-6,3.5482597246656241E-5,2.6379198860464075E-3]
[2004,3,13,4,2.2713278810893231E-3,6.7706461501685798E-4,6.44296172780962E-4,2.2344489247311912E-6,8.0172213000001078E-5,3.675095330811875E-3,null,1.7270768501620303E-3,4.5278586120432268E-4,4.6158028286995745E-4,1.9354838709677958E-6,3.5482597246656241E-5,2.6788610753539343E-3]
[2004,3,13,5,2.499389169551653E-3,5.8199200478692306E-4,5.921959011947061E-4,2.2344489247311912E-6,8.0172213000001078E-5,3.755983737458014E-3,null,1.9004905501393808E-3,3.8920620758613417E-4,4.2425512231128806E-4,1.9354838709677958E-6,3.5482597246656241E-5,2.7513699611544269E-3]
[2004,3,13,6,2.511319948267237E-3,6.7685738035494394E-4,6.5504817159573196E-4,2.2344489247311912E-6,8.0172213000001078E-5,3.9256321621426449E-3,null,1.9095624995904695E-3,4.5264727336088057E-4,4.6928312337096126E-4,1.9354838709677958E-6,3.5482597246656241E-5,2.8689109774399351E-3]
[2004,3,13,7,2.7470847289181449E-3,6.7211927114634224E-4,6.8747319015491555E-4,2.2344489247311912E-6,4.9445945153764734E-5,4.1583575842978979E-3,null,2.0888337964102082E-3,4.4947867052606334E-4,4.9251273402348291E-4,1.9354838709677958E-6,2.1883773588378614E-5,3.0546444584191004E-3]
[2004,3,13,8,3.0430729477667088E-3,6.2800357514965937E-4,6.9297472266253274E-4,2.2344489247311912E-6,0,4.3662856945036318E-3,null,2.313897911965766E-3,4.1997637050704851E-4,4.9645408745434912E-4,1.9354838709677958E-6,0,3.2322638537981316E-3]
[2004,3,13,9,3.202769885808331E-3,6.2608040651706816E-4,7.2020011812722246E-4,2.2344489247311912E-6,0,4.5512848593773523E-3,null,2.4353285900416979E-3,4.1869025460874939E-4,5.1595863562758524E-4,1.9354838709677958E-6,0,3.3719129641490001E-3]
[2004,3,13,10,3.4220363728845113E-3,5.3467354736548827E-4,6.6555308124120218E-4,2.2344489247311912E-6,0,4.6244974504159328E-3,null,2.6020548813000094E-3,3.5756206606813302E-4,4.7680894669651426E-4,1.9354838709677958E-6,0,3.4383613779356242E-3]
[2004,3,13,11,3.5012842237033509E-3,4.1629122969142712E-4,5.9752580176498492E-4,2.2344489247311912E-6,0,4.5173357040844938E-3,null,2.6623135210648114E-3,2.7839408347007791E-4,4.2807351688948218E-4,1.9354838709677958E-6,0,3.3707166052953396E-3]
[2004,3,13,12,3.3898043806899246E-3,4.4285833396026506E-4,6.0902903271797457E-4,2.2344489247311912E-6,0,4.4439261962928951E-3,null,2.5775462544226006E-3,2.9616079128388283E-4,4.3631454767860108E-4,1.9354838709677958E-6,0,3.3119570772560522E-3]
[2004,3,13,13,3.1578054594935167E-3,4.7861622547106669E-4,6.245014316431203E-4,2.2344489247311912E-6,0,4.2631575655324343E-3,null,2.401138449368618E-3,3.200738231326465E-4,4.4739913047492564E-4,1.9354838709677958E-6,0,3.170546886847158E-3]
[2004,3,13,14,2.9484570088903162E-3,4.5225273608541516E-4,6.1449897438453009E-4,2.2344489247311912E-6,0,4.0174431682849926E-3,null,2.2419536545777077E-3,3.0244328244114101E-4,4.4023326911199571E-4,1.9354838709677958E-6,0,2.9865656900018123E-3]
[2004,3,13,15,2.8184947603681564E-3,4.5199695352349267E-4,6.0429423462581391E-4,2.2344489247311912E-6,0,3.8770203974421943E-3,null,2.143132699361863E-3,3.0227222826844844E-4,4.3292249052377045E-4,1.9354838709677958E-6,0,2.8802629020250499E-3]
[2004,3,13,16,2.7871201462075414E-3,4.5093729113355774E-4,5.963831111431056E-4,2.2344489247311912E-6,0,3.8366749974089358E-3,null,2.1192760073136959E-3,3.0156358076690887E-4,4.2725488179158405E-4,1.9354838709677958E-6,0,2.8500299537431565E-3]
[2004,3,13,17,3.1279794375373166E-3,3.4006519014027648E-4,5.1882391651698304E-4,2.2344489247311912E-6,0,3.9891029931193069E-3,null,2.378459278967085E-3,2.2741804337159609E-4,3.7169069173878608E-4,1.9354838709677958E-6,0,2.9795034979484352E-3]
[2004,3,13,18,3.5118130523741895E-3,2.269684331939187E-4,4.3220074482404368E-4,2.2344489247311912E-6,0,4.1732166793168827E-3,null,2.6703194529287774E-3,1.5178477092226341E-4,3.0963297700715937E-4,1.9354838709677958E-6,0,3.133672684729168E-3]
[2004,3,13,19,3.5872514563753208E-3,2.4639102957708454E-4,4.5063485010087343E-4,2.2344489247311912E-6,4.5430920726724684E-5,4.3319427057047343E-3,null,2.7276814578811575E-3,1.6477360069585415E-4,3.2283935613464538E-4,1.9354838709677958E-6,2.0106805118266073E-5,3.2373367037008909E-3]
[2004,3,13,20,3.474925283329028E-3,3.3118842812640911E-4,4.954778264094563E-4,2.2344489247311912E-6,8.0172213000001078E-5,4.3839981997896259E-3,null,2.6422706571109459E-3,2.214817231977015E-4,3.549653170881389E-4,1.9354838709677958E-6,3.5482597246656241E-5,3.2561357785144099E-3]
[2004,3,13,21,3.6635475674042083E-3,1.666667335426818E-4,3.8606071832175183E-4,2.2344489247311912E-6,8.0172213000001078E-5,4.2986816811933738E-3,null,2.785695647823733E-3,1.1145810725813163E-4,2.7657779620012457E-4,1.9354838709677958E-6,3.5482597246656241E-5,3.2111496323996131E-3]
[2004,3,13,22,3.3643838787086504E-3,3.0701036532751458E-4,4.5956468777785201E-4,2.2344489247311912E-6,8.0172213000001078E-5,4.2133655937387493E-3,null,2.5582169621364069E-3,2.0531268298522919E-4,3.292367820003487E-4,1.9354838709677958E-6,3.5482597246656241E-5,3.1301845082396086E-3]
[2004,3,13,23,2.8961689715077724E-3,5.316253479122296E-4,5.740585332384392E-4,2.2344489247311912E-6,8.0172213000001078E-5,4.0842595145831736E-3,null,2.2021947718308941E-3,3.5552358763645198E-4,4.1126132879605587E-4,1.9354838709677958E-6,3.5482597246656241E-5,3.006397769381026E-3]
[2004,3,13,24,2.5398550230278085E-3,5.7474461194731256E-4,5.9322175540973575E-4,2.2344489247311912E-6,8.0172213000001078E-5,3.790228052309589E-3,null,1.9312600569739461E-3,3.8435952540014019E-4,4.2499005462776123E-4,1.9354838709677958E-6,3.5482597246656241E-5,2.7780277181194712E-3]
[2004,3,14,1,2.3057913823495944E-3,8.6804633262488155E-4,7.7048308143732962E-4,2.2344489247311912E-6,8.0172213000001078E-5,4.0267274583365379E-3,null,1.7532822763788732E-3,5.8050457454939485E-4,5.5198185819002848E-4,1.9354838709677958E-6,3.5482597246656241E-5,2.9231867902359205E-3]
[2004,3,14,2,2.2163013999882482E-3,8.7838055934286586E-4,7.7338732990384572E-4,2.2344489247311912E-6,8.0172213000001078E-5,3.950475951159692E-3,null,1.6852357040876174E-3,5.8741557187609269E-4,5.54062491112172E-4,1.9354838709677958E-6,3.5482597246656241E-5,2.8641318481935057E-3]
[2004,3,14,3,2.1283939056967838E-3,8.9910323200009616E-4,7.7792583581132591E-4,2.2344489247311912E-6,8.0172213000001078E-5,3.8878296354329382E-3,null,1.6183924272491696E-3,6.0127382554561238E-4,5.5731392256416952E-4,1.9354838709677958E-6,3.5482597246656241E-5,2.8143982564765753E-3]
[2004,3,14,4,2.2081553672741827E-3,8.2031734511447811E-4,7.2461627828556547E-4,2.2344489247311912E-6,8.0172213000001078E-5,3.8354956525989588E-3,null,1.67904160739279E-3,5.4858589170142134E-4,5.1912241734972196E-4,1.9354838709677958E-6,3.5482597246656241E-5,2.7841679975615574E-3]
[2004,3,14,5,2.2559087383688115E-3,8.8069316054103272E-4,7.6844100414030596E-4,2.2344489247311912E-6,8.0172213000001078E-5,3.9874495649748825E-3,null,1.7153524114917453E-3,5.8896212016987422E-4,5.5051889339802294E-4,1.9354838709677958E-6,3.5482597246656241E-5,2.8922515061772661E-3]
[2004,3,14,6,2.4322241120829906E-3,8.1907542965004791E-4,7.4381890743456015E-4,2.2344489247311912E-6,8.0172213000001078E-5,4.0775251110923309E-3,null,1.849419449018438E-3,5.4775536275243608E-4,5.3287937473809547E-4,1.9354838709677958E-6,3.5482597246656241E-5,2.9674722676265937E-3]
[2004,3,14,7,2.7619420294872185E-3,8.1645829231965529E-4,7.6905563266982196E-4,2.2344489247311912E-6,4.6773538000316546E-5,4.3964639414017428E-3,null,2.1001310204184125E-3,5.460051564150361E-4,5.5095921948173905E-4,1.9354838709677958E-6,2.0701020323168337E-5,3.2197319005093233E-3]
[2004,3,14,8,3.0320611480207415E-3,7.6621363445193269E-4,7.6513385139798237E-4,2.2344489247311912E-6,0,4.565643082795388E-3,null,2.3055247375869266E-3,5.1240412310304289E-4,5.4814961578504714E-4,1.9354838709677958E-6,0,3.3680139603459846E-3]
[2004,3,14,9,3.3117057210602942E-3,7.1566895126209441E-4,7.6193553269619937E-4,2.2344489247311912E-6,0,4.7915446539433196E-3,null,2.5181614389593533E-3,4.7860244834436311E-4,5.4585830797748214E-4,1.9354838709677958E-6,0,3.5445576791521666E-3]
[2004,3,14,10,3.4615332264903344E-3,7.8156134755041191E-4,8.2423101530158273E-4,2.2344489247311912E-6,0,5.0695600382670604E-3,null,2.632087578069505E-3,5.2266788130083135E-4,5.9048742063913507E-4,1.9354838709677958E-6,0,3.7471783638804395E-3]
[2004,3,14,11,3.1652244588821162E-3,9.1458704717448547E-4,9.0062044861325557E-4,2.2344489247311912E-6,0,4.9826664035945885E-3,null,2.4067797230051089E-3,6.1162860178552833E-4,6.4521358187657704E-4,1.9354838709677958E-6,0,3.6655573905381819E-3]
[2004,3,14,12,3.104834620344219E-3,8.610722217289883E-4,8.6608201524252383E-4,2.2344489247311912E-6,0,4.8342233062404621E-3,null,2.3608603764448035E-3,5.7584064921923587E-4,6.2046989951643466E-4,1.9354838709677958E-6,0,3.5591064090514418E-3]
[2004,3,14,13,3.0420310820453459E-3,8.0062979773112624E-4,8.2311100907404974E-4,2.2344489247311912E-6,0,4.6680063377752528E-3,null,2.3131056960187311E-3,5.3541987637694603E-4,5.8968503687036402E-4,1.9354838709677958E-6,0,3.4401460931370088E-3]
[2004,3,14,14,3.0342042200314323E-3,6.6021139570791789E-4,7.474300779328829E-4,2.2344489247311912E-6,0,4.4440801425969642E-3,null,2.307154290981093E-3,4.4151529817442077E-4,5.3546645374077354E-4,1.9354838709677958E-6,0,3.286071526767255E-3]
[2004,3,14,15,2.8636528894034571E-3,5.9558272047596599E-4,7.0448461463998215E-4,2.2344489247311912E-6,0,4.1659546734441368E-3,null,2.1774701280980846E-3,3.9829497662111497E-4,5.0469989026863946E-4,1.9354838709677958E-6,0,3.0824004788588071E-3]
[2004,3,14,16,2.9035276529317338E-3,6.5101641127942558E-4,7.2766730263355416E-4,2.2344489247311912E-6,0,4.2844458157694446E-3,null,2.207790180772445E-3,4.3536616727779054E-4,5.2130820199517336E-4,1.9354838709677958E-6,0,3.1664000339163769E-3]
[2004,3,14,17,3.3622573830461118E-3,5.7274752900534655E-4,6.6976578255469672E-4,2.2344489247311912E-6,0,4.6070051435308859E-3,null,2.5566000130990978E-3,3.8302397942754197E-4,4.7982696844812029E-4,1.9354838709677958E-6,0,3.4213864448457277E-3]
[2004,3,14,18,3.635773017216062E-3,5.9671182911328398E-4,6.6983074116473424E-4,2.2344489247311912E-6,0,4.9045500364188113E-3,null,2.7645763796401339E-3,3.9905006618775631E-4,4.7987350545216072E-4,1.9354838709677958E-6,0,3.6454354351510188E-3]
[2004,3,14,19,3.9219176820129839E-3,5.7646431110377268E-4,6.6363707703448948E-4,2.2344489247311912E-6,4.4094717150000593E-5,5.2083482362259778E-3,null,2.9821556338212271E-3,3.8550957141687191E-4,4.7543630193921699E-4,1.9354838709677958E-6,1.9515428485660936E-5,3.8645524195339443E-3]
[2004,3,14,20,4.0903657034906922E-3,5.4231074680820735E-4,6.4357391489588305E-4,2.2344489247311912E-6,8.0172213000001078E-5,5.3586570271195143E-3,null,3.1102404782736366E-3,3.6266943078660179E-4,4.6106285002931081E-4,1.9354838709677958E-6,3.5482597246656241E-5,3.9713908402071729E-3]
[2004,3,14,21,3.7457536618572249E-3,7.1200325707124039E-4,7.352202803030995E-4,2.2344489247311912E-6,8.0172213000001078E-5,5.2753838611562971E-3,null,2.8482036828168782E-3,4.7615102131021478E-4,5.2671923145103882E-4,1.9354838709677958E-6,3.5482597246656241E-5,3.8884920166957554E-3]
[2004,3,14,22,3.4186050858715767E-3,8.4918484092126535E-4,8.0351421866843955E-4,2.2344489247311912E-6,8.0172213000001078E-5,5.1537108073860137E-3,null,2.5994457923984729E-3,5.6789098261857531E-4,5.7564569837837516E-4,1.9354838709677958E-6,3.5482597246656241E-5,3.7804005545130472E-3]
[2004,3,14,23,2.8824949236441562E-3,9.3569462989936221E-4,8.3334843430781793E-4,2.2344489247311912E-6,8.0172213000001078E-5,4.7339446497760684E-3,null,2.1917972718882911E-3,6.2574426343738835E-4,5.9701923166290269E-4,1.9354838709677958E-6,3.5482597246656241E-5,3.451978848106206E-3]
[2004,3,14,24,2.5201596301356959E-3,1.025603903359462E-3,8.7647212427275853E-4,2.2344489247311912E-6,8.0172213000001078E-5,4.5046423196926488E-3,null,1.9162840346206699E-3,6.8587094398009048E-4,6.2791347852222815E-4,1.9354838709677958E-6,3.5482597246656241E-5,3.2674865382406127E-3]
[2004,3,15,1,1.6834334694985273E-3,8.2479414782834636E-4,7.418717747753184E-4,2.2344489247311912E-6,8.0172213000001078E-5,3.3325060540269243E-3,null,1.2800525182495731E-3,5.5157974624245386E-4,5.3148442924313955E-4,1.9354838709677958E-6,3.5482597246656241E-5,2.4005347748527906E-3]
[2004,3,15,2,1.615917254982205E-3,8.2456684730660107E-4,7.3974623084483446E-4,2.2344489247311912E-6,8.0172213000001078E-5,3.2626369950583727E-3,null,1.228714403628363E-3,5.5142773938785244E-4,5.2996166811225998E-4,1.9354838709677958E-6,3.5482597246656241E-5,2.347521892246099E-3]
[2004,3,15,3,1.7058303607269706E-3,8.4071506862186342E-4,7.403120057544114E-4,2.2344489247311912E-6,8.0172213000001078E-5,3.369264097027978E-3,null,1.2970827113266245E-3,5.6222683615495645E-4,5.3036699496943507E-4,1.9354838709677958E-6,3.5482597246656241E-5,2.4270946235686397E-3]
[2004,3,15,4,1.8509662487693464E-3,7.7345450695087128E-4,7.0169002641464644E-4,2.2344489247311912E-6,8.0172213000001078E-5,3.4085174440595966E-3,null,1.407441428996871E-3,5.1724644482180674E-4,5.0269781905038619E-4,1.9354838709677958E-6,3.5482597246656241E-5,2.4648037739866879E-3]
[2004,3,15,5,2.0325741573757211E-3,7.5447276753124956E-4,7.031798150529809E-4,2.2344489247311912E-6,8.0172213000001078E-5,3.5726334018846835E-3,null,1.5455328148209137E-3,5.0455243742628586E-4,5.0376511867150729E-4,1.9354838709677958E-6,3.5482597246656241E-5,2.591268452036331E-3]
[2004,3,15,6,2.3551648961856598E-3,7.5480347650486483E-4,7.3421015172529748E-4,2.2344489247311912E-6,8.0172213000001078E-5,3.9265851863405539E-3,null,1.790825007865323E-3,5.0477359851505829E-4,5.2599556513983859E-4,1.9354838709677958E-6,3.5482597246656241E-5,2.8590122526378436E-3]
[2004,3,15,7,2.7633331001894893E-3,7.1563180700858918E-4,7.7357562957549187E-4,2.2344489247311912E-6,4.5437334503764686E-5,4.3002123202020666E-3,null,2.1011887655492819E-3,4.7857760818518309E-4,5.541973908979764E-4,1.9354838709677958E-6,2.0109643726045806E-5,3.1560088922294553E-3]
[2004,3,15,8,2.7233541604273436E-3,8.902133639610598E-4,9.437321487801583E-4,2.2344489247311912E-6,0,4.5595341220932926E-3,null,2.0707894991412504E-3,5.9532874073868057E-4,6.7609923912354149E-4,1.9354838709677958E-6,0,3.3441529628744403E-3]
[2004,3,15,9,2.7776205051515675E-3,9.3667882927393493E-4,1.0014535674513149E-3,2.2344489247311912E-6,0,4.7179873508015483E-3,null,2.1120526511927149E-3,6.2640244517001595E-4,7.1745144620384864E-4,1.9354838709677958E-6,0,3.4578420264375475E-3]
[2004,3,15,10,2.5324580556627808E-3,9.5380559665071663E-4,1.0212256249424641E-3,2.2344489247311912E-6,0,4.5097237261806922E-3,null,1.9256355360917315E-3,6.3785594302582865E-4,7.3161634780538013E-4,1.9354838709677958E-6,0,3.2970433107939079E-3]
[2004,3,15,11,2.3626921569617296E-3,9.6028225366429965E-4,1.0219350089408293E-3,2.2344489247311912E-6,0,4.3471438684915889E-3,null,1.7965486015127747E-3,6.4218719688045108E-4,7.3212455766361278E-4,1.9354838709677958E-6,0,3.1727958399278065E-3]
[2004,3,15,12,2.3254750485208861E-3,9.22002471421788E-4,9.8984473147674347E-4,2.2344489247311912E-6,0,4.2395567003441492E-3,null,1.7682493819446499E-3,6.1658765470240051E-4,7.0913475891110057E-4,1.9354838709677958E-6,0,3.0959072794291185E-3]
[2004,3,15,13,2.0769777745881339E-3,9.2239650109177064E-4,9.9810923408771715E-4,2.2344489247311912E-6,0,3.9997179586923528E-3,null,1.5792965263438114E-3,6.1685116140398574E-4,7.150555320184237E-4,1.9354838709677958E-6,0,2.9131387036371885E-3]
[2004,3,15,14,2.1277851512159916E-3,7.6768872159737169E-4,9.1198040018903236E-4,2.2344489247311912E-6,0,3.8096887219271265E-3,null,1.6179295412959956E-3,5.1339058523484752E-4,6.5335196587333979E-4,1.9354838709677958E-6,0,2.7866075762751504E-3]
[2004,3,15,15,2.0160032512457141E-3,8.1400594935498115E-4,9.1899727133661459E-4,2.2344489247311912E-6,0,3.751240920862041E-3,null,1.532932595979054E-3,5.4436515604195399E-4,6.5837892320444306E-4,1.9354838709677958E-6,0,2.7376121590964191E-3]
[2004,3,15,16,2.1659977225711928E-3,8.0699499693447823E-4,8.9703681708313871E-4,2.2344489247311912E-6,0,3.8722639855135405E-3,null,1.6469856929516875E-3,5.3967659300207204E-4,6.4264623206874982E-4,1.9354838709677958E-6,0,2.8312440018934773E-3]
[2004,3,15,17,2.5326416016445818E-3,6.995534032656147E-4,8.1682602539010993E-4,2.2344489247311912E-6,0,4.0512554792250374E-3,null,{"$f":"E1795*T$5","v":1.9257751011535387E-3},{"$f":"F1795*U$5","v":4.6782520180610769E-4},{"$f":"G1795*V$5","v":5.8518241110720856E-4},{"$f":"H1795*W$5","v":1.9354838709677958E-6},{"$f":"I1795*X$5","v":0},{"$f":"SUM(L1795:P1795)","v":2.9807181979378226E-3}]
[2004,3,15,18,2.7656173460039127E-3,6.5693390729504048E-4,7.5334745753704105E-4,2.2344489247311912E-6,0,{"$f":"SUM(E1796:I1796)","v":4.1781331597607252E-3},null,2.1029256649635042E-3,4.3932348312354126E-4,5.3970572422991359E-4,1.9354838709677958E-6,0,3.083890356187927E-3]
[2004,3,15,19,3.0214010176858085E-3,6.1968253091518777E-4,7.2305874960542727E-4,2.2344489247311912E-6,4.1422310076724629E-5,4.4077990572078795E-3,null,2.2974189663002454E-3,4.1441168569519979E-4,5.1800658807876234E-4,1.9354838709677958E-6,1.8332675255933258E-5,3.2501053992011089E-3]
[2004,3,15,20,3.0905901895261121E-3,7.0873856134676247E-4,7.6993381897139362E-4,2.2344489247311912E-6,8.0172213000001078E-5,4.6516692317690005E-3,null,2.3500291675671628E-3,4.7396776134891701E-4,5.5158836101418414E-4,1.9354838709677958E-6,3.5482597246656241E-5,3.4130033710478881E-3]
[2004,3,15,21,3.1225522389702375E-3,5.8525584074959767E-4,6.6777891615225438E-4,2.2344489247311912E-6,8.0172213000001078E-5,4.4579936577968217E-3,null,2.374332534834512E-3,3.9138889258312292E-4,4.7840355729839127E-4,1.9354838709677958E-6,3.5482597246656241E-5,3.2815430658336498E-3]
[2004,3,15,22,2.6767429216179462E-3,6.6098495740008444E-4,6.9494398322645962E-4,2.2344489247311912E-6,8.0172213000001078E-5,4.1150785241692222E-3,null,2.0353471518802834E-3,4.4203261629918142E-4,4.9786488560362059E-4,1.9354838709677958E-6,3.5482597246656241E-5,3.0126627349007094E-3]
[2004,3,15,23,2.162680147975298E-3,7.1756202494408687E-4,6.9885645196020481E-4,2.2344489247311912E-6,8.0172213000001078E-5,3.6615052868043218E-3,null,1.6444630689259093E-3,4.798684382933473E-4,5.00667817704004E-4,1.9354838709677958E-6,3.5482597246656241E-5,2.6624174060408848E-3]
[2004,3,15,24,1.792309156862841E-3,8.4190007291957318E-4,7.5466870270622113E-4,2.2344489247311912E-6,8.0172213000001078E-5,3.4712845944133673E-3,null,1.36283963179577E-3,5.6301930585366607E-4,5.406522776081502E-4,1.9354838709677958E-6,3.5482597246656241E-5,2.5039292963752102E-3]
[2004,3,16,1,2.2089160820880248E-3,7.7508417847727224E-4,7.3350146657083699E-4,2.2344489247311912E-6,8.0172213000001078E-5,3.7999083890608663E-3,null,1.6796200412488177E-3,5.1833628500721238E-4,5.2548785594043468E-4,1.9354838709677958E-6,3.5482597246656241E-5,2.7608622633140886E-3]
[2004,3,16,2,2.1765242591955639E-3,7.3759815263097362E-4,7.0739434083561762E-4,2.2344489247311912E-6,8.0172213000001078E-5,3.7039234145868874E-3,null,1.6549898819847632E-3,4.9326756612944154E-4,5.0678444749122618E-4,1.9354838709677958E-6,3.5482597246656241E-5,2.6924599767230548E-3]
[2004,3,16,3,2.1960429537903471E-3,7.6338084558521646E-4,7.1849432624169487E-4,2.2344489247311912E-6,8.0172213000001078E-5,3.7603247875419906E-3,null,1.6698315461322862E-3,5.1050970015111506E-4,5.1473658909944806E-4,1.9354838709677958E-6,3.5482597246656241E-5,2.7324959165004733E-3]
[2004,3,16,4,2.3109097860963207E-3,7.3686927936338553E-4,6.9474364990269378E-4,2.2344489247311912E-6,8.0172213000001078E-5,3.8249293772871324E-3,null,1.7571742184865509E-3,4.9278013331600836E-4,4.9772136478794813E-4,1.9354838709677958E-6,3.5482597246656241E-5,2.7850937977081315E-3]
[2004,3,16,5,2.5515991341336962E-3,6.8271697016072637E-4,6.688992181362554E-4,2.2344489247311912E-6,8.0172213000001078E-5,3.9856219843554096E-3,null,1.9401900677335471E-3,4.5656586452289135E-4,4.7920615295008199E-4,1.9354838709677958E-6,3.5482597246656241E-5,2.9133801663241443E-3]
[2004,3,16,6,2.7147106952154533E-3,6.836661995745653E-4,6.9609043954921746E-4,2.2344489247311912E-6,8.0172213000001078E-5,4.1768739962639682E-3,null,2.0642171637259526E-3,4.5720066015109709E-4,4.9868621848764576E-4,1.9354838709677958E-6,3.5482597246656241E-5,3.0575221234823194E-3]
[2004,3,16,7,3.1301805151350516E-3,5.9585851145093661E-4,6.8456014821963206E-4,2.2344489247311912E-6,4.2764927350316498E-5,4.4555985510806671E-3,null,2.3801329387658785E-3,3.9847941138752396E-4,4.9042580137153733E-4,1.9354838709677958E-6,1.8926890460835528E-5,3.2899005258567432E-3]
[2004,3,16,8,3.1599922412164105E-3,7.160744572556186E-4,8.3417940384351483E-4,2.2344489247311912E-6,0,4.7124805512402746E-3,null,2.4028012388414245E-3,4.7887362981867008E-4,5.976145466275838E-4,1.9354838709677958E-6,0,3.4812248991586462E-3]
[2004,3,16,9,3.0551383555504456E-3,8.1185026035622576E-4,9.4642068156583514E-4,2.2344489247311912E-6,0,4.8156437463972371E-3,null,2.3230722309377423E-3,5.4292354252657949E-4,6.7802533115410789E-4,1.9354838709677958E-6,0,3.5459565884893977E-3]
[2004,3,16,10,2.8187875204436111E-3,8.3226728894549137E-4,9.7879387036657671E-4,2.2344489247311912E-6,0,4.6320831286804105E-3,null,2.1433553088552699E-3,5.5657739722225535E-4,7.0121781044441846E-4,1.9354838709677958E-6,0,3.4030860003929114E-3]
[2004,3,16,11,2.7033703345325493E-3,8.119510465717574E-4,9.9064996144960821E-4,2.2344489247311912E-6,0,4.508205791478646E-3,null,2.0555941575228424E-3,5.4299094314445981E-4,7.097116337931071E-4,1.9354838709677958E-6,0,3.310232218331377E-3]
[2004,3,16,12,2.4957117069752959E-3,8.2656518996800457E-4,1.0127469337144488E-3,2.2344489247311912E-6,0,4.3372582795824805E-3,null,1.8976942737691379E-3,5.5276412779577773E-4,7.255421278104015E-4,1.9354838709677958E-6,0,3.1779360132462853E-3]
[2004,3,16,13,2.3429506322217974E-3,8.6819479313919232E-4,1.0142549264962109E-3,2.2344489247311912E-6,0,4.2276348007819313E-3,null,1.7815375013325199E-3,5.8060385727712294E-4,7.2662246906365978E-4,1.9354838709677958E-6,0,3.0906993115442706E-3]
[2004,3,16,14,2.2989998295501217E-3,8.0950296086962294E-4,9.7630460462258995E-4,2.2344489247311912E-6,0,4.0870418439670651E-3,null,1.7481181018383851E-3,5.4135378980878397E-4,6.9943447533428037E-4,1.9354838709677958E-6,0,2.9908418508524169E-3]
[2004,3,16,15,2.1145506417630136E-3,7.8977010628908026E-4,9.5231764453367345E-4,2.2344489247311912E-6,0,3.8588728415104986E-3,null,1.6078662584517209E-3,5.2815747536980203E-4,6.8224997495886603E-4,1.9354838709677958E-6,0,2.8202091926513568E-3]
[2004,3,16,16,2.2211465394145979E-3,7.7780449666145772E-4,9.2126695014779899E-4,2.2344489247311912E-6,0,3.9224524351485855E-3,null,1.6889198609232403E-3,5.2015549337293908E-4,6.6000494401901439E-4,1.9354838709677958E-6,0,2.871015782186162E-3]
[2004,3,16,17,2.689037534743545E-3,6.2437666715881642E-4,8.1005357671884144E-4,2.2344489247311912E-6,0,4.1257022275459337E-3,null,2.044695754469856E-3,4.1755088168113819E-4,5.803305605057785E-4,1.9354838709677958E-6,0,3.0445126805277406E-3]
[2004,3,16,18,3.3068305999192334E-3,4.2401318380782486E-4,6.6037619647073623E-4,2.2344489247311912E-6,0,4.3934544291225255E-3,null,2.5144544845673595E-3,2.8355812773886067E-4,4.7310017418212403E-4,1.9354838709677958E-6,0,3.2730482703593124E-3]
[2004,3,16,19,3.7145819915111746E-3,3.8168459543233834E-4,6.2506471770566046E-4,2.2344489247311912E-6,4.0086106500000539E-5,4.7636518600739051E-3,null,2.8245013055935046E-3,2.5525095303784525E-4,4.4780267429695667E-4,1.9354838709677958E-6,1.7741298623328121E-5,3.5472317154226023E-3]
[2004,3,16,20,3.5794613280299772E-3,5.1016590928557449E-4,6.8339826969203356E-4,2.2344489247311912E-6,8.0172213000001078E-5,4.8554321689323176E-3,null,2.7217579844641088E-3,3.4117262292196991E-4,4.8959341986426464E-4,1.9354838709677958E-6,3.5482597246656241E-5,3.589942108367967E-3]
[2004,3,16,21,3.3293819599748498E-3,5.716734042452103E-4,6.9948497864551359E-4,2.2344489247311912E-6,8.0172213000001078E-5,4.682947004790306E-3,null,2.5316021329610579E-3,3.8230566023942861E-4,5.0111810056684321E-4,1.9354838709677958E-6,3.5482597246656241E-5,3.4524439748849535E-3]
[2004,3,16,22,3.1649585825624239E-3,6.2341239053231813E-4,7.0654527568523977E-4,2.2344489247311912E-6,8.0172213000001078E-5,4.5773229107047139E-3,null,2.4065775554358336E-3,4.16906023253915E-4,5.0617616864549785E-4,1.9354838709677958E-6,3.5482597246656241E-5,3.3670778284528705E-3]
[2004,3,16,23,2.8114415690241282E-3,6.8939209461795522E-4,7.1976705706856586E-4,2.2344489247311912E-6,8.0172213000001078E-5,4.303007382635381E-3,null,2.1377695795800587E-3,4.6102984315798387E-4,5.1564838631306287E-4,1.9354838709677958E-6,3.5482597246656241E-5,3.1518658901687293E-3]
[2004,3,16,24,2.4947393966560797E-3,7.3806026209629239E-4,7.2230493829411016E-4,2.2344489247311912E-6,8.0172213000001078E-5,4.037511258971214E-3,null,1.8969549464983053E-3,4.9357660108354233E-4,5.1746655004500136E-4,1.9354838709677958E-6,3.5482597246656241E-5,2.9454161787444725E-3]
[2004,3,17,1,1.9771921025977489E-3,7.2915685021906476E-4,7.0431654939992038E-4,2.2344489247311912E-6,8.0172213000001078E-5,3.4930721641414663E-3,null,1.5034212969208349E-3,4.8762245885682596E-4,5.0457948663390506E-4,1.9354838709677958E-6,3.5482597246656241E-5,2.5330413235291902E-3]
[2004,3,17,2,1.9421934335375366E-3,6.946852766454521E-4,6.7971620136039778E-4,2.2344489247311912E-6,8.0172213000001078E-5,3.3990015734681189E-3,null,1.4768089387388074E-3,4.6456965003856016E-4,4.8695554893803025E-4,1.9354838709677958E-6,3.5482597246656241E-5,2.4657522188330219E-3]
[2004,3,17,3,1.9565415097233677E-3,7.2037811546605819E-4,6.8651738712700589E-4,2.2344489247311912E-6,8.0172213000001078E-5,3.4458436742411643E-3,null,1.4877189576890549E-3,4.8175169425435826E-4,4.9182798708468582E-4,1.9354838709677958E-6,3.5482597246656241E-5,2.4987167201457228E-3]
[2004,3,17,4,2.0772579394601432E-3,7.028963505050158E-4,6.7136492826456659E-4,2.2344489247311912E-6,8.0172213000001078E-5,3.5339258801544578E-3,null,1.5795095586711582E-3,4.70060792340868E-4,4.8097261257933717E-4,1.9354838709677958E-6,3.5482597246656241E-5,2.5679610447089871E-3]
[2004,3,17,5,2.2877915040363803E-3,6.4625447252067501E-4,6.4863166994992539E-4,2.2344489247311912E-6,8.0172213000001078E-5,3.6650843084317132E-3,null,1.7395954928020449E-3,4.3218162847002929E-4,4.6468627681214457E-4,1.9354838709677958E-6,3.5482597246656241E-5,2.6738814792018426E-3]
[2004,3,17,6,2.5645745383766029E-3,7.0054765771122645E-4,7.0436519944949716E-4,2.2344489247311912E-6,8.0172213000001078E-5,4.0518940574620589E-3,null,1.9500563316384621E-3,4.6849010785115532E-4,5.0461434002058332E-4,1.9354838709677958E-6,3.5482597246656241E-5,2.9605788606278244E-3]
[2004,3,17,7,2.9604306260169549E-3,6.1334772288626396E-4,7.1094985113054473E-4,2.2344489247311912E-6,4.0092520277040541E-5,4.3270551692355351E-3,null,2.2510581775857215E-3,4.1017529311859334E-4,5.0933165096225699E-4,1.9354838709677958E-6,1.7744137231107857E-5,3.1902447427686474E-3]
[2004,3,17,8,3.0277555200144486E-3,7.3811848674054225E-4,8.6221377561972222E-4,2.2344489247311912E-6,0,4.6303222312994441E-3,null,2.3022508155270648E-3,4.9361553871978155E-4,6.1769865359765979E-4,1.9354838709677958E-6,0,3.415500491715474E-3]
[2004,3,17,9,2.9093929794686418E-3,8.2066809697580562E-4,9.4766956020612037E-4,2.2344489247311912E-6,0,4.6799650855752989E-3,null,2.2122500695295351E-3,5.4882045643878574E-4,6.789200404204457E-4,1.9354838709677958E-6,0,3.4419260502597344E-3]
[2004,3,17,10,2.6147311379323122E-3,8.0829971228179524E-4,9.5983593339255913E-4,2.2344489247311912E-6,0,4.3851012325313975E-3,null,1.9881945074151659E-3,5.4054911927070115E-4,6.8763615300056343E-4,1.9354838709677958E-6,0,3.2183152635573984E-3]
[2004,3,17,11,2.5202705318091521E-3,7.9456977157735871E-4,9.5444609852642298E-4,2.2344489247311912E-6,0,4.2715208508376651E-3,null,1.9163683622575843E-3,5.3136724373288732E-4,6.8377482088773209E-4,1.9354838709677958E-6,0,3.1334459107491717E-3]
[2004,3,17,12,2.3414708320133588E-3,8.1429287392564462E-4,9.5358355201522144E-4,2.2344489247311912E-6,0,4.111581706878956E-3,null,1.7804122878817726E-3,5.4455703638239285E-4,6.8315688385900441E-4,1.9354838709677958E-6,0,3.0100616919941378E-3]
[2004,3,17,13,2.1456750512655405E-3,8.3223709893294852E-4,9.6183712664161321E-4,2.2344489247311912E-6,0,3.9419837257648332E-3,null,1.6315326993800985E-3,5.5655720770041975E-4,6.8906982804784616E-4,1.9354838709677958E-6,0,2.879095218999332E-3]
[2004,3,17,14,2.1097353029007745E-3,7.7938730782027164E-4,9.3540512944591671E-4,2.2344489247311912E-6,0,3.8267621890916937E-3,null,1.6042047614288121E-3,5.2121399576365933E-4,6.7013367840451242E-4,1.9354838709677958E-6,0,2.7974879194679518E-3]
[2004,3,17,15,1.9919745009794871E-3,7.8024546276012877E-4,9.286830594769748E-4,2.2344489247311912E-6,0,3.7031374721413221E-3,null,1.5146615666535908E-3,5.2178788548536668E-4,6.6531791961404281E-4,1.9354838709677958E-6,0,2.703702855623968E-3]
[2004,3,17,16,2.0984290837623284E-3,7.702530467056678E-4,9.0871363803784707E-4,2.2344489247311912E-6,0,3.7796302174305744E-3,null,1.5956077158417591E-3,5.1510547348452933E-4,6.5101162448763115E-4,1.9354838709677958E-6,0,2.7636602976848874E-3]
[2004,3,17,17,2.5525076260880745E-3,6.3547813402341777E-4,7.9860561750165601E-4,2.2344489247311912E-6,0,3.9888258265378795E-3,null,1.9408808686681145E-3,4.2497496960928165E-4,5.7212912694620246E-4,1.9354838709677958E-6,0,2.9399204490945666E-3]
[2004,3,17,18,3.0800836295047647E-3,4.2948864227035783E-4,6.468104970865895E-4,2.2344489247311912E-6,0,4.1586172177864433E-3,null,2.3420401683835646E-3,2.8721983168920634E-4,4.6338157018664135E-4,1.9354838709677958E-6,0,3.0945770541303801E-3]
[2004,3,17,19,3.4271243790940185E-3,3.7210163197792969E-4,5.9965284089642562E-4,2.2344489247311912E-6,3.8749902923276448E-5,4.4398632038163809E-3,null,2.6059237096673635E-3,2.4884236179801813E-4,4.2959734919742238E-4,1.9354838709677958E-6,1.7149921990722984E-5,3.3034488265244952E-3]
[2004,3,17,20,3.3188663711142333E-3,4.9551396183852142E-4,6.6177478787295E-4,2.2344489247311912E-6,8.0172213000001078E-5,4.5585617827504366E-3,null,2.5236062684105454E-3,3.313741568730992E-4,4.7410213918257856E-4,1.9354838709677958E-6,3.5482597246656241E-5,3.3665006455838474E-3]
[2004,3,17,21,3.146967179313408E-3,5.7927700400308769E-4,6.8133809147467156E-4,2.2344489247311912E-6,8.0172213000001078E-5,4.4899889367158996E-3,null,2.3928972161453201E-3,3.8739055522325191E-4,4.8811748739018522E-4,1.9354838709677958E-6,3.5482597246656241E-5,3.3058233398763812E-3]
[2004,3,17,22,2.8835179585302178E-3,5.8218652627449029E-4,6.6478473257669448E-4,2.2344489247311912E-6,8.0172213000001078E-5,4.2128958793061343E-3,null,2.1925751692070078E-3,3.8933629351488807E-4,4.7625849395616131E-4,1.9354838709677958E-6,3.5482597246656241E-5,3.0955880377956809E-3]
[2004,3,17,23,2.5205919163845672E-3,6.3450111089734511E-4,6.6556183503985828E-4,2.2344489247311912E-6,8.0172213000001078E-5,3.9030615242465027E-3,null,1.9166127373056873E-3,4.2432158698117853E-4,4.7681521800624815E-4,1.9354838709677958E-6,3.5482597246656241E-5,2.855167623410738E-3]
[2004,3,17,24,2.1727036521458848E-3,6.6279746714219755E-4,6.6624075247919713E-4,2.2344489247311912E-6,8.0172213000001078E-5,3.5841485336920117E-3,null,1.6520847611327697E-3,4.4324472924427085E-4,4.7730160131400983E-4,1.9354838709677958E-6,3.5482597246656241E-5,2.6100491728086742E-3]
[2004,3,18,1,1.8430656579659531E-3,6.5706411529133286E-4,6.4131365060097556E-4,2.2344489247311912E-6,8.0172213000001078E-5,3.2238500857829934E-3,null,1.4014339619143996E-3,4.3941055950950106E-4,4.5944357386924745E-4,1.9354838709677958E-6,3.5482597246656241E-5,2.337706176410772E-3]
[2004,3,18,2,1.8138096478235799E-3,6.2353611277869356E-4,6.1727723643199655E-4,2.2344489247311912E-6,8.0172213000001078E-5,3.1370296589590023E-3,null,1.3791882182392216E-3,4.1698876230515582E-4,4.4222364409159749E-4,1.9354838709677958E-6,3.5482597246656241E-5,2.275818705753599E-3]
[2004,3,18,3,1.8274627879273629E-3,6.4824001650129806E-4,6.2215211458292686E-4,2.2344489247311912E-6,8.0172213000001078E-5,3.1802615809363201E-3,null,1.3895698202974647E-3,4.3350945778097778E-4,4.4571605601475195E-4,1.9354838709677958E-6,3.5482597246656241E-5,2.3062134152108185E-3]
[2004,3,18,4,1.9439304884649622E-3,6.2671957919954019E-4,6.0849827243882482E-4,2.2344489247311912E-6,8.0172213000001078E-5,3.2615550020280593E-3,null,1.478129764048792E-3,4.191177003016308E-4,4.35934305656165E-4,1.9354838709677958E-6,3.5482597246656241E-5,2.3705998511242116E-3]
[2004,3,18,5,2.1499537819536199E-3,5.6480268499083043E-4,5.8544149613467883E-4,2.2344489247311912E-6,8.0172213000001078E-5,3.3826046250038616E-3,null,1.6347861692031854E-3,3.777108779015419E-4,4.19416198335116E-4,1.9354838709677958E-6,3.5482597246656241E-5,2.4693313265574672E-3]
[2004,3,18,6,2.4101447633783106E-3,6.09972436927903E-4,6.3707801671980242E-4,2.2344489247311912E-6,8.0172213000001078E-5,3.7396018789507481E-3,null,1.8326307095625478E-3,4.0791807611807225E-4,4.5640912299463375E-4,1.9354838709677958E-6,3.5482597246656241E-5,2.7343759897928777E-3]
[2004,3,18,7,2.793549317590717E-3,5.1466327594756845E-4,6.4568832327602265E-4,2.2344489247311912E-6,3.742011320376457E-5,3.993555478942804E-3,null,2.1241646335459778E-3,3.4418022956989941E-4,4.6257763353950128E-4,1.9354838709677958E-6,1.6561384001380176E-5,2.9494193645277266E-3]
[2004,3,18,8,2.8385046966754261E-3,6.3400499378148264E-4,7.9870471933210822E-4,2.2344489247311912E-6,0,4.2734488587137477E-3,null,2.158347894868083E-3,4.2398980946603191E-4,5.7220012449805133E-4,1.9354838709677958E-6,0,3.1564733127031341E-3]
[2004,3,18,9,2.7205775373843454E-3,7.1939193366903878E-4,8.7706164100277055E-4,2.2344489247311912E-6,0,4.319265560980886E-3,null,{"$f":"E1859*T$5","v":2.0686782049423309E-3},{"$f":"F1859*U$5","v":4.8109218677994044E-4},{"$f":"G1859*V$5","v":6.2833581425925577E-4},{"$f":"H1859*W$5","v":1.9354838709677958E-6},{"$f":"I1859*X$5","v":0},{"$f":"SUM(L1859:P1859)","v":3.1800416898524948E-3}]
[2004,3,18,10,2.4408832689742218E-3,7.1623064896239217E-4,8.8777918995796006E-4,2.2344489247311912E-6,0,{"$f":"SUM(E1860:I1860)","v":4.0471275568193053E-3},null,1.8560037161043483E-3,4.7897808276879607E-4,6.3601397453305706E-4,1.9354838709677958E-6,0,2.9729312572771695E-3]
[2004,3,18,11,2.3498319373157273E-3,7.0459842044546931E-4,8.8563646925951653E-4,2.2344489247311912E-6,0,3.9423012759454441E-3,null,1.7867699219026969E-3,4.7119904884803911E-4,6.3447890779219792E-4,1.9354838709677958E-6,0,2.8943833624139018E-3]
[2004,3,18,12,2.1785683461156328E-3,7.2974778897071254E-4,8.8413869192567542E-4,2.2344489247311912E-6,0,3.7946892759367513E-3,null,1.6565441688971736E-3,4.8801764818683872E-4,6.3340588498896359E-4,1.9354838709677958E-6,0,2.7799031859439436E-3]
[2004,3,18,13,1.9873896773824405E-3,7.516708140032104E-4,8.9686779262653849E-4,2.2344489247311912E-6,0,3.6381627329369203E-3,null,1.5111753492904076E-3,5.0267863555699733E-4,6.4252514124160318E-4,1.9354838709677958E-6,0,2.6583146099599759E-3]
[2004,3,18,14,1.9577814116444269E-3,7.0053637826271377E-4,8.7126932526331382E-4,2.2344489247311912E-6,0,3.5318215640951856E-3,null,1.488661756798845E-3,4.6848256473828916E-4,6.2418614078540839E-4,1.9354838709677958E-6,0,2.5832659461935106E-3]
[2004,3,18,15,1.8438512524575981E-3,7.0531611976039224E-4,8.6632296855916244E-4,2.2344489247311912E-6,0,3.4177247897018842E-3,null,1.40203131382974E-3,4.7167900909878273E-4,6.2064252090509274E-4,1.9354838709677958E-6,0,2.4962883277045832E-3]
[2004,3,18,16,1.950766084035583E-3,6.9480952779909003E-4,8.4051204360673212E-4,2.2344489247311912E-6,0,3.4883221043661363E-3,null,1.4833274279199488E-3,4.6465274279567341E-4,6.0215131368706026E-4,1.9354838709677958E-6,0,2.5520669682736505E-3]
[2004,3,18,17,2.4076631809364585E-3,5.5277215959691466E-4,7.1872463551393218E-4,2.2344489247311912E-6,0,3.6813944249720365E-3,null,1.8307437589277344E-3,3.6966548359144497E-4,5.1490158498723672E-4,1.9354838709677958E-6,0,2.7172463113773839E-3]
[2004,3,18,18,2.934535554388799E-3,3.3562111191610917E-4,5.6570837411910738E-4,2.2344489247311912E-6,0,3.8380994893487466E-3,null,2.2313680310795171E-3,2.2444607327988059E-4,4.0527919050137339E-4,1.9354838709677958E-6,0,2.8630287787317389E-3]
[2004,3,18,19,3.2699824471556752E-3,2.7005981963708787E-4,5.1797823641928312E-4,2.2344489247311912E-6,3.7413699426724568E-5,4.0976686515635016E-3,null,2.4864358122571981E-3,1.8060206559165448E-4,3.7108483797897098E-4,1.9354838709677958E-6,1.6558545393600443E-5,3.0566167450923913E-3]
[2004,3,18,20,3.1500843621963385E-3,3.9426564151512079E-4,5.804622281366024E-4,2.2344489247311912E-6,8.0172213000001078E-5,4.207218893772794E-3,null,2.3952674659184392E-3,2.6366450716414102E-4,4.158490004715664E-4,1.9354838709677958E-6,3.5482597246656241E-5,3.112199054671771E-3]
[2004,3,18,21,2.9798358384517543E-3,4.8211213961514809E-4,5.9957674422483898E-4,2.2344489247311912E-6,8.0172213000001078E-5,4.1439313842164737E-3,null,2.2658135519408079E-3,3.2241171003637262E-4,4.295428327736404E-4,1.9354838709677958E-6,3.5482597246656241E-5,3.0551861758684445E-3]
[2004,3,18,22,2.7271503535883927E-3,4.9227097038703044E-4,5.8636653906417725E-4,2.2344489247311912E-6,8.0172213000001078E-5,3.8881945249643326E-3,null,2.073676056111637E-3,3.2920541160909653E-4,4.2007890842886338E-4,1.9354838709677958E-6,3.5482597246656241E-5,2.8603784572672208E-3]
[2004,3,18,23,2.3738361493680646E-3,5.5192460756167097E-4,5.9407299601364197E-4,2.2344489247311912E-6,8.0172213000001078E-5,3.6022404148681095E-3,null,1.8050222928118627E-3,3.6909868454497029E-4,4.2559989199036029E-4,1.9354838709677958E-6,3.5482597246656241E-5,2.6371389504648169E-3]
[2004,3,18,24,2.0372988989283561E-3,5.8750090078939091E-4,6.007005193556052E-4,2.2344489247311912E-6,8.0172213000001078E-5,3.3079069809980842E-3,null,1.5491254232798215E-3,3.928902728369823E-4,4.3034791662273792E-4,1.9354838709677958E-6,3.5482597246656241E-5,2.4097816938571655E-3]
[2004,3,19,1,1.4955304678004359E-3,7.5943555868456674E-4,7.0090038774655152E-4,2.2344489247311912E-6,8.0172213000001078E-5,3.0382730761562863E-3,null,1.1371744569134484E-3,5.0787129594657044E-4,5.021321139365236E-4,1.9354838709677958E-6,3.5482597246656241E-5,2.1845959479141665E-3]
[2004,3,19,2,1.4968501591232262E-3,7.3631432984139146E-4,6.8498295380478938E-4,2.2344489247311912E-6,8.0172213000001078E-5,3.0005541046941391E-3,null,1.1381779264485724E-3,4.9240901172485153E-4,4.9072870356130747E-4,1.9354838709677958E-6,3.5482597246656241E-5,2.1587337228523551E-3]
[2004,3,19,3,1.437083497237733E-3,7.4632538752729459E-4,6.812285357795727E-4,2.2344489247311912E-6,8.0172213000001078E-5,2.9470440824693328E-3,null,1.0927324322012196E-3,4.9910389028642714E-4,4.8803900058416326E-4,1.9354838709677958E-6,3.5482597246656241E-5,2.1172934041894338E-3]
[2004,3,19,4,1.5974591042743846E-3,7.3473880447400843E-4,6.686966497121879E-4,2.2344489247311912E-6,8.0172213000001078E-5,3.083301220385313E-3,null,1.214679157968899E-3,4.913553816953129E-4,4.7906103088598835E-4,1.9354838709677958E-6,3.5482597246656241E-5,2.222513651667824E-3]
[2004,3,19,5,1.8196346162023024E-3,7.1479653925679207E-4,6.6651878084663871E-4,2.2344489247311912E-6,8.0172213000001078E-5,3.2833565982304655E-3,null,1.3836174193790378E-3,4.7801902423330394E-4,4.7750078364336564E-4,1.9354838709677958E-6,3.5482597246656241E-5,2.376555308373331E-3]
[2004,3,19,6,2.2426806177519602E-3,6.1571264783778692E-4,6.0812341537886349E-4,2.2344489247311912E-6,8.0172213000001078E-5,3.5489233428933429E-3,null,1.7052939866034997E-3,4.1175683283741659E-4,4.3566575427392425E-4,1.9354838709677958E-6,3.5482597246656241E-5,2.5901346548324643E-3]
[2004,3,19,7,2.751835947524252E-3,6.970592770074506E-4,7.3027421324873979E-4,2.2344489247311912E-6,3.6083909627040479E-5,4.2174877963322135E-3,null,2.0924465375441442E-3,4.6615725892339328E-4,5.2317581907875823E-4,1.9354838709677958E-6,1.5970007368775039E-5,3.0996851067860384E-3]
[2004,3,19,8,2.7864959203766368E-3,7.9618836878071785E-4,8.541905427403235E-4,2.2344489247311912E-6,0,4.4391092808224088E-3,null,2.1188013572242905E-3,5.3244967798275235E-4,6.1195072856184952E-4,1.9354838709677958E-6,0,3.26513724763986E-3]
[2004,3,19,9,2.7171055443104527E-3,8.4778379215650376E-4,9.1475756174732355E-4,2.2344489247311912E-6,0,4.4818813471390112E-3,null,2.0660381638845124E-3,5.6695403353355185E-4,6.5534155245138611E-4,1.9354838709677958E-6,0,3.2902692337404183E-3]
[2004,3,19,10,2.6698929233727252E-3,7.9144018009249097E-4,9.0858635333055174E-4,2.2344489247311912E-6,0,4.3721539057204988E-3,null,2.0301385364745244E-3,5.2927433451231275E-4,6.5092043643828301E-4,1.9354838709677958E-6,0,3.212268791296088E-3]
[2004,3,19,11,2.5474893162782124E-3,8.1796342463201239E-4,9.1883178482542443E-4,2.2344489247311912E-6,0,4.2865189746603798E-3,null,1.9370650361889229E-3,5.4701171120340013E-4,6.5826036699710667E-4,1.9354838709677958E-6,0,3.1442725982603974E-3]
[2004,3,19,12,2.3233989116729697E-3,8.0293191612421165E-4,9.0420802318233993E-4,2.2344489247311912E-6,0,4.0327732999042524E-3,null,1.7666707248438153E-3,5.3695941431186167E-4,6.4778375651732879E-4,1.9354838709677958E-6,0,2.9533493795439736E-3]
[2004,3,19,13,2.2592599070166103E-3,7.7948891049058587E-4,8.8395679842624003E-4,2.2344489247311912E-6,0,3.9249400648581675E-3,null,1.7179005798300948E-3,5.212819423843489E-4,6.3327557464960642E-4,1.9354838709677958E-6,0,2.8743935807350181E-3]
[2004,3,19,14,2.0376167555362641E-3,8.2803271490088776E-4,9.1385058538518793E-4,2.2344489247311912E-6,0,3.7817345047470707E-3,null,1.5493671157249147E-3,5.5374553271022263E-4,6.5469178542889401E-4,1.9354838709677958E-6,0,2.7597399177349993E-3]
[2004,3,19,15,2.0114126862861106E-3,7.8091768242415387E-4,8.8078028789352429E-4,2.2344489247311912E-6,0,3.67534510552852E-3,null,1.5294420129870934E-3,5.2223743129346735E-4,6.3099989043453224E-4,1.9354838709677958E-6,0,2.684614818586061E-3]
[2004,3,19,16,2.0911131460248449E-3,7.7043957118518838E-4,8.6813608041644958E-4,2.2344489247311912E-6,0,3.7319232465512142E-3,null,1.5900448084302697E-3,5.1523021142714542E-4,6.2194145254448018E-4,1.9354838709677958E-6,0,2.729151956272863E-3]
[2004,3,19,17,2.3353200328224241E-3,7.0774600911888846E-4,8.0699890669483506E-4,2.2344489247311912E-6,0,3.8522993975608783E-3,null,1.7757353308553989E-3,4.7330399365921579E-4,5.7814216406122199E-4,1.9354838709677958E-6,0,2.8291169724468045E-3]
[2004,3,19,18,2.5392516687260582E-3,6.2129792153110038E-4,7.2570038541329429E-4,2.2344489247311912E-6,0,3.8884844245951839E-3,null,1.9308012772197439E-3,4.1549197554491995E-4,5.1989908264096297E-4,1.9354838709677958E-6,0,2.8681278192765947E-3]
[2004,3,19,19,2.6629984612666158E-3,5.8293794207590107E-4,6.9420242879233095E-4,2.2344489247311912E-6,3.6077495850000477E-5,3.9784507769095798E-3,null,2.0248961115490356E-3,3.8983880161118823E-4,4.9733362852042047E-4,1.9354838709677958E-6,1.5967168760995306E-5,2.9299711943126072E-3]
[2004,3,19,20,3.0116608411042281E-3,4.0788360577223538E-4,5.7557926221899988E-4,2.2344489247311912E-6,8.0172213000001078E-5,4.0775303710201957E-3,null,2.290012711293826E-3,2.727714986347465E-4,4.123507943907155E-4,1.9354838709677958E-6,3.5482597246656241E-5,3.0125530854369122E-3]
[2004,3,19,21,3.1470269029355929E-3,3.7960958102267256E-4,5.3860125877893371E-4,2.2344489247311912E-6,8.0172213000001078E-5,4.1476444046619314E-3,null,2.3929426289129537E-3,2.538632905228451E-4,3.8585937940347387E-4,1.9354838709677958E-6,3.5482597246656241E-5,3.0700833799568966E-3]
[2004,3,19,22,2.7621245909081158E-3,4.2648497948658264E-4,5.4834667540507595E-4,2.2344489247311912E-6,8.0172213000001078E-5,3.8193629077245064E-3,null,2.1002698368378248E-3,2.8521113708287967E-4,3.9284109426228553E-4,1.9354838709677958E-6,3.5482597246656241E-5,2.8157401493006141E-3]
[2004,3,19,23,2.1317680952793188E-3,6.1561908178836002E-4,6.3205099569825615E-4,2.2344489247311912E-6,8.0172213000001078E-5,3.4618448346906668E-3,null,1.6209581002920501E-3,4.1169426069388758E-4,4.52807714382965E-4,1.9354838709677958E-6,3.5482597246656241E-5,2.5228781564865265E-3]
[2004,3,19,24,1.7951125077298158E-3,6.5145175165062081E-4,6.3698724868545904E-4,2.2344489247311912E-6,8.0172213000001078E-5,3.1659581699906274E-3,null,1.3649712493510973E-3,4.3565730044369043E-4,4.5634409585845357E-4,1.9354838709677958E-6,3.5482597246656241E-5,2.2943907267708652E-3]
[2004,3,20,1,2.107127533157724E-3,8.2454396276989013E-4,7.5095567352473683E-4,2.2344489247311912E-6,8.0172213000001078E-5,3.7650338313770836E-3,null,1.6022218602408005E-3,5.514124353911096E-4,5.3799222601650959E-4,1.9354838709677958E-6,3.5482597246656241E-5,2.7290446027660436E-3]
[2004,3,20,2,2.0032450207972895E-3,8.3547578958689914E-4,7.4855030525873252E-4,2.2344489247311912E-6,8.0172213000001078E-5,3.6696777775676536E-3,null,1.5232314671196053E-3,5.5872307681305528E-4,5.3626899590661088E-4,1.9354838709677958E-6,3.5482597246656241E-5,2.6556416209568955E-3]
[2004,3,20,3,2.0072002054843758E-3,7.7981648045969765E-4,7.087951488968455E-4,2.2344489247311912E-6,8.0172213000001078E-5,3.5782184967656514E-3,null,1.5262389183854726E-3,5.2150100426895981E-4,5.0778800052857741E-4,1.9354838709677958E-6,3.5482597246656241E-5,2.5929460043006337E-3]
[2004,3,20,4,2.0139510873248985E-3,8.1568943597849709E-4,7.2558596207539748E-4,2.2344489247311912E-6,8.0172213000001078E-5,3.6376331473035256E-3,null,1.5313721674606146E-3,5.4549098498611712E-4,5.1981710860649771E-4,1.9354838709677958E-6,3.5482597246656241E-5,2.6340983421708534E-3]
[2004,3,20,5,2.1905157527284664E-3,7.5232056296747939E-4,6.9245403233630541E-4,2.2344489247311912E-6,8.0172213000001078E-5,3.7176970099569834E-3,null,1.6656287619021262E-3,5.031131541211462E-4,4.96081059647851E-4,1.9354838709677958E-6,3.5482597246656241E-5,2.7022410567887475E-3]
[2004,3,20,6,2.234517805434958E-3,8.2605688443945378E-4,7.4263477377146806E-4,2.2344489247311912E-6,8.0172213000001078E-5,3.8856161255706122E-3,null,1.6990871310005339E-3,5.5242419929944938E-4,5.3203104942707157E-4,1.9354838709677958E-6,3.5482597246656241E-5,2.8209604608446788E-3]
[2004,3,20,7,2.6252958069845457E-3,7.3297138238981308E-4,7.2205612192037961E-4,2.2344489247311912E-6,3.3411502553764522E-5,4.1159692627732343E-3,null,1.9962276916602275E-3,4.9017342104819804E-4,5.1728829548285875E-4,1.9354838709677958E-6,1.4787254139047367E-5,3.0204121462012994E-3]
[2004,3,20,8,2.8753824827168098E-3,7.0627212937260386E-4,7.3788867600635844E-4,2.2344489247311912E-6,0,4.3217777370205025E-3,null,2.1863890997894774E-3,4.7231833897363388E-4,5.28630897072461E-4,1.9354838709677958E-6,0,3.1892738197065403E-3]
[2004,3,20,9,3.1976313360121819E-3,6.0154282729808219E-4,7.0348238994884064E-4,2.2344489247311912E-6,0,4.5048910021838352E-3,null,2.4314213292405502E-3,4.0228078837447983E-4,5.039818863816389E-4,1.9354838709677958E-6,0,3.3396194878676367E-3]
[2004,3,20,10,3.3728182672094474E-3,5.3724317254212671E-4,6.6506122593091828E-4,2.2344489247311912E-6,0,4.5773571146072237E-3,null,2.5646303193827473E-3,3.5928049872990721E-4,4.7645657658655069E-4,1.9354838709677958E-6,0,3.4023028785701731E-3]
[2004,3,20,11,3.4071741024853889E-3,4.4762570730653089E-4,6.1425362244517802E-4,2.2344489247311912E-6,0,4.4712878811618284E-3,null,2.5907538783224641E-3,2.9934896446321487E-4,4.4005749650561808E-4,1.9354838709677958E-6,0,3.3320958231622651E-3]
[2004,3,20,12,3.0633110929475767E-3,6.2000148385699507E-4,7.1307955082263125E-4,2.2344489247311912E-6,0,4.3986265765519339E-3,null,2.3292866333930449E-3,4.1462498495680171E-4,5.1085738932270437E-4,1.9354838709677958E-6,0,3.2567044915435186E-3]
[2004,3,20,13,2.820626307414404E-3,6.6358336325507829E-4,7.3325675545869772E-4,2.2344489247311912E-6,0,4.219700875052911E-3,null,2.144753489380449E-3,4.4377029599284321E-4,5.2531254242914197E-4,1.9354838709677958E-6,0,3.1157718116734019E-3]
[2004,3,20,14,2.589852561225629E-3,6.5219782446766285E-4,7.3220637484828219E-4,2.2344489247311912E-6,0,3.9764912094663049E-3,null,1.9692772853562857E-3,4.3615623542787521E-4,5.2456003915540058E-4,1.9354838709677958E-6,0,2.9319290438105292E-3]
[2004,3,20,15,2.4728923895669472E-3,6.4468648491815142E-4,7.1768662039064189E-4,2.2344489247311912E-6,0,3.8374999438004717E-3,null,1.8803428754260872E-3,4.3113303930849309E-4,5.1415794047331143E-4,1.9354838709677958E-6,0,2.8275693390788594E-3]
[2004,3,20,16,2.465535034421474E-3,6.2885017897870103E-4,7.00945845642377E-4,2.2344489247311912E-6,0,3.797565507967283E-3,null,1.8747484749628335E-3,4.2054253544216618E-4,5.0216468043202706E-4,1.9354838709677958E-6,0,2.7993911747079942E-3]
[2004,3,20,17,2.7512698500612495E-3,5.5146744661672075E-4,6.4346789490388472E-4,2.2344489247311912E-6,0,3.9484396405065859E-3,null,2.0920160872197205E-3,3.6879295890582562E-4,4.6098689623668587E-4,1.9354838709677958E-6,0,2.9237314262331999E-3]
[2004,3,20,18,3.0513554902434495E-3,4.8954902062856747E-4,5.8753766488509399E-4,2.2344489247311912E-6,0,4.1306766246818425E-3,null,2.3201958082277544E-3,3.273851121307227E-4,4.2091791479042812E-4,1.9354838709677958E-6,0,3.0704343190198729E-3]
[2004,3,20,19,3.1484310296640561E-3,5.0197722062827002E-4,6.0173693225888084E-4,2.2344489247311912E-6,3.3405088776724514E-5,4.2877847202526624E-3,null,2.3940103016112076E-3,3.3569645068730163E-4,4.3109041329006902E-4,1.9354838709677958E-6,1.4784415531267631E-5,3.1775170649908139E-3]
[2004,3,20,20,3.079843971323271E-3,5.5154573484304337E-4,6.2551316838765263E-4,2.2344489247311912E-6,8.0172213000001078E-5,4.3393095364786995E-3,null,2.3418579366148023E-3,3.688453140299769E-4,4.4812394889300728E-4,1.9354838709677958E-6,3.5482597246656241E-5,3.1962452806554107E-3]
[2004,3,20,21,3.1617495870298264E-3,4.5429135737834041E-4,5.5641511044210099E-4,2.2344489247311912E-6,8.0172213000001078E-5,4.2548627167750003E-3,null,2.4041374929759988E-3,3.0380660711845208E-4,3.986214025801715E-4,1.9354838709677958E-6,3.5482597246656241E-5,3.1439835837922462E-3]
[2004,3,20,22,2.9329826611346125E-3,5.5112789169728437E-4,6.0389911345629836E-4,2.2344489247311912E-6,8.0172213000001078E-5,4.170416328212927E-3,null,2.2301872389920304E-3,3.6856588210515818E-4,4.3263942172886257E-4,1.9354838709677958E-6,3.5482597246656241E-5,3.0688106239436749E-3]
[2004,3,20,23,2.5647735116880212E-3,7.1397334321242096E-4,6.8147292139496534E-4,2.2344489247311912E-6,8.0172213000001078E-5,4.0426264382201395E-3,null,1.9502076273641086E-3,4.7746851321615191E-4,4.8821408090630054E-4,1.9354838709677958E-6,3.5482597246656241E-5,2.9533083026041852E-3]
[2004,3,20,24,2.2526057925656888E-3,7.313402621635692E-4,6.8523949840676728E-4,2.2344489247311912E-6,8.0172213000001078E-5,3.7515922150607572E-3,null,1.7128409109367585E-3,4.8908261204712615E-4,4.9091249470418921E-4,1.9354838709677958E-6,3.5482597246656241E-5,2.7302540988056977E-3]
[2004,3,21,1,2.291857148402336E-3,8.2678038561153451E-4,7.4257016494990802E-4,2.2344489247311912E-6,8.0172213000001078E-5,3.9436143608885107E-3,null,{"$f":"E1923*T$5","v":1.7426869356200964E-3},{"$f":"F1923*U$5","v":5.5290803953274054E-4},{"$f":"G1923*V$5","v":5.3198476301502778E-4},{"$f":"H1923*W$5","v":1.9354838709677958E-6},{"$f":"I1923*X$5","v":3.5482597246656241E-5},{"$f":"SUM(L1923:P1923)","v":2.8649978192854886E-3}]
[2004,3,21,2,2.201636693542639E-3,8.3853481966967506E-4,7.4635831677503754E-4,2.2344489247311912E-6,8.0172213000001078E-5,{"$f":"SUM(E1924:I1924)","v":3.8689364919120839E-3},null,1.6740849251853276E-3,5.6076879821062835E-4,5.3469863322699949E-4,1.9354838709677958E-6,3.5482597246656241E-5,2.8069704377405797E-3]
[2004,3,21,3,2.1125069513947109E-3,8.6080937416992815E-4,7.5186012495359839E-4,2.2344489247311912E-6,8.0172213000001078E-5,3.8075831124429697E-3,null,1.606312273070138E-3,5.7566487034118653E-4,5.3864018415131286E-4,1.9354838709677958E-6,3.5482597246656241E-5,2.7580354086802613E-3]
[2004,3,21,4,2.2015845119150116E-3,7.7685114171956214E-4,6.9548745616956128E-4,2.2344489247311912E-6,8.0172213000001078E-5,3.7563297717288671E-3,null,1.6740452472146438E-3,5.1951793880454858E-4,4.9825423510685635E-4,1.9354838709677958E-6,3.5482597246656241E-5,2.7292355022436724E-3]
[2004,3,21,5,2.2436632929278204E-3,8.3883541553235875E-4,7.4024158591754559E-4,2.2344489247311912E-6,8.0172213000001078E-5,3.9051469563024565E-3,null,1.7060411951248177E-3,5.6096982120539278E-4,5.3031654548735935E-4,1.9354838709677958E-6,3.5482597246656241E-5,2.8347456429351934E-3]
[2004,3,21,6,2.4266399552681133E-3,7.7192591966426295E-4,7.1239128526054082E-4,2.2344489247311912E-6,8.0172213000001078E-5,3.9933638221176489E-3,null,1.8451733566585697E-3,5.1622420455752155E-4,5.1036430892542671E-4,1.9354838709677958E-6,3.5482597246656241E-5,2.9091799512591418E-3]
[2004,3,21,7,2.7693284676787271E-3,7.6719392931557696E-4,7.3622363832839138E-4,2.2344489247311912E-6,3.0739095400316341E-5,4.3057195796477425E-3,null,2.1057475351065466E-3,5.1305969370033118E-4,5.2743804727006674E-4,1.9354838709677958E-6,1.3604500873837093E-5,3.1617852608217495E-3]
[2004,3,21,8,3.0353766869410169E-3,7.0736833031755943E-4,7.2642683521242056E-4,2.2344489247311912E-6,0,4.4714063013957276E-3,null,2.3080458137215939E-3,4.7305142157447595E-4,5.2041951861115385E-4,1.9354838709677958E-6,0,3.3034522377781914E-3]
[2004,3,21,9,3.3201124557421129E-3,6.5079325660510976E-4,7.1950517324691611E-4,2.2344489247311912E-6,0,4.6926453345188706E-3,null,2.5245537687393496E-3,4.3521693295192143E-4,5.1546077009930456E-4,1.9354838709677958E-6,0,3.4771669556615437E-3]
[2004,3,21,10,3.4624541883182809E-3,7.1785520033075252E-4,7.8237850116763953E-4,2.2344489247311912E-6,0,4.9649223387414039E-3,null,2.6327878608715487E-3,4.8006449885683132E-4,5.6050385697868177E-4,1.9354838709677958E-6,0,3.6752917005780299E-3]
[2004,3,21,11,3.1470676616005152E-3,8.6393610009550983E-4,8.6658381267958821E-4,2.2344489247311912E-6,0,4.8798220233003441E-3,null,2.3929736210683431E-3,5.7775586322364448E-4,6.2082939226639757E-4,1.9354838709677958E-6,0,3.5934943604293531E-3]
[2004,3,21,12,3.091793808461587E-3,8.0913269891658417E-4,8.3128235188042576E-4,2.2344489247311912E-6,0,4.7344433081833275E-3,null,2.3509443777475964E-3,5.4110617772928742E-4,5.9553906935314992E-4,1.9354838709677958E-6,0,3.4895251087010016E-3]
[2004,3,21,13,3.0329716307553774E-3,7.4831498718964972E-4,7.881358380417505E-4,2.2344489247311912E-6,0,4.5716569049115089E-3,null,2.3062170522749792E-3,5.004344318279444E-4,5.6462847124025555E-4,1.9354838709677958E-6,0,3.373215439214147E-3]
[2004,3,21,14,3.0368458928008877E-3,6.0351413265613161E-4,7.097579873782255E-4,2.2344489247311912E-6,0,4.352352461759976E-3,null,2.3091629714203266E-3,4.0359909562971702E-4,5.0847778773726931E-4,1.9354838709677958E-6,0,3.2231753386582807E-3]
[2004,3,21,15,2.8680924330412045E-3,5.413386569967705E-4,6.6830201819656563E-4,2.2344489247311912E-6,0,4.0799675571592713E-3,null,2.1808458771944064E-3,3.6201934730464575E-4,4.7877831288407305E-4,1.9354838709677958E-6,0,3.0235790212540929E-3]
[2004,3,21,16,2.9004490248813533E-3,5.9991569490077236E-4,6.9341444037546217E-4,2.2344489247311912E-6,0,4.1960136090823186E-3,null,2.2054492474002357E-3,4.0119264622752823E-4,4.9676910566319682E-4,1.9354838709677958E-6,0,3.1053464831619286E-3]
[2004,3,21,17,3.3672813130928322E-3,5.1240319352746037E-4,6.2999588987609908E-4,2.2344489247311912E-6,0,4.5119148454211225E-3,null,2.560420119105265E-3,3.4266880312361272E-4,4.5133541582402037E-4,1.9354838709677958E-6,0,3.3563598219238659E-3]
[2004,3,21,18,3.6456265420436499E-3,5.2945622819715137E-4,6.2600110784820134E-4,2.2344489247311912E-6,0,4.8033183270137329E-3,null,2.7720688226132119E-3,3.5407299235135867E-4,4.4847351364868691E-4,1.9354838709677958E-6,0,3.5765508124842253E-3]
[2004,3,21,19,3.9559971466571631E-3,4.9769546761276279E-4,6.1285019829852242E-4,2.2344489247311912E-6,3.206888520000043E-5,5.1008461466931802E-3,null,3.008069045505607E-3,3.3283303531513308E-4,4.39052069278255E-4,1.9354838709677958E-6,1.4193038898662497E-5,3.7960826728686255E-3]
[2004,3,21,20,4.1217923555080952E-3,4.5572671029335624E-4,5.8812628356185717E-4,2.2344489247311912E-6,8.0172213000001078E-5,5.2480520112880413E-3,null,3.1341367389717285E-3,3.0476649704822104E-4,4.2133960715304172E-4,1.9354838709677958E-6,3.5482597246656241E-5,3.8976609242906148E-3]
[2004,3,21,21,3.7452881886852773E-3,6.4640280962817193E-4,6.9240040544354074E-4,2.2344489247311912E-6,8.0172213000001078E-5,5.1664980656817225E-3,null,2.8478497453927241E-3,4.3228082866965113E-4,4.9604264080046763E-4,1.9354838709677958E-6,3.5482597246656241E-5,3.813591295980467E-3]
[2004,3,21,22,3.4086029016086334E-3,7.9107571901606221E-4,7.6525061197674422E-4,2.2344489247311912E-6,8.0172213000001078E-5,5.0473358945261719E-3,null,2.591840311465751E-3,5.29030601759624E-4,5.4823326424246436E-4,1.9354838709677958E-6,3.5482597246656241E-5,3.7065222585854632E-3]
[2004,3,21,23,2.8631292859445743E-3,8.8878754963072661E-4,8.0191080649126068E-4,2.2344489247311912E-6,8.0172213000001078E-5,4.6362343039912934E-3,null,2.17707198944975E-3,5.9437522972191994E-4,5.7449699770690469E-4,1.9354838709677958E-6,3.5482597246656241E-5,3.3833622979961989E-3]
[2004,3,21,24,2.4935878311754672E-3,9.8612191213443045E-4,8.4954829655511618E-4,2.2344489247311912E-6,8.0172213000001078E-5,4.4116647017897461E-3,null,1.8960793168282914E-3,6.5946742649831763E-4,6.0862497652754643E-4,1.9354838709677958E-6,3.5482597246656241E-5,3.2015898009717797E-3]
[2004,3,22,1,1.9381297494250546E-3,7.2759233470180576E-4,6.8839818754480499E-4,2.2344489247311912E-6,8.0172213000001078E-5,3.4365269335963977E-3,null,1.4737189864622241E-3,4.8657619164666909E-4,4.931754114921947E-4,1.9354838709677958E-6,3.5482597246656241E-5,2.4908886707187116E-3]
[2004,3,22,2,1.8774675122846564E-3,7.2172531522180536E-4,6.8287752712697415E-4,2.2344489247311912E-6,8.0172213000001078E-5,3.3644770165581683E-3,null,1.4275925129061586E-3,4.8265263190209676E-4,4.8922035463333968E-4,1.9354838709677958E-6,3.5482597246656241E-5,2.4368835805592187E-3]
[2004,3,22,3,1.9876641055605214E-3,7.2730990896890794E-4,6.7705182670109942E-4,2.2344489247311912E-6,8.0172213000001078E-5,3.4744325031552609E-3,null,1.511384019538918E-3,4.8638731989667633E-4,4.8504676403309714E-4,1.9354838709677958E-6,3.5482597246656241E-5,2.5202361845863153E-3]
[2004,3,22,4,2.2073136333185996E-3,6.1420712477701139E-4,6.1098361970298614E-4,2.2344489247311912E-6,8.0172213000001078E-5,3.5149110397233296E-3,null,1.6784015680392529E-3,4.1075001673668261E-4,4.3771483352779596E-4,1.9354838709677958E-6,3.5482597246656241E-5,2.5642844994213554E-3]
[2004,3,22,5,2.4388683020908812E-3,5.6713020801958387E-4,5.9574442039815123E-4,2.2344489247311912E-6,8.0172213000001078E-5,3.6841495924333488E-3,null,1.8544715715438757E-3,3.7926740514528334E-4,4.2679731729380042E-4,1.9354838709677958E-6,3.5482597246656241E-5,2.6979543751005832E-3]
[2004,3,22,6,2.8294997206369573E-3,5.3165689026089878E-4,6.05586596918292E-4,2.2344489247311912E-6,8.0172213000001078E-5,4.0491498697408802E-3,null,2.1515006731253356E-3,3.5554468153087482E-4,4.3384835191754179E-4,1.9354838709677958E-6,3.5482597246656241E-5,2.9783117876913761E-3]
[2004,3,22,7,3.3182506354274039E-3,4.5992252249663518E-4,6.2596454335862362E-4,2.2344489247311912E-6,2.806668832704037E-5,4.4344388385344343E-3,null,2.5231380740739218E-3,3.0757243964184776E-4,4.4844731847920539E-4,1.9354838709677958E-6,1.2421747644109415E-5,3.2935150637100523E-3]
[2004,3,22,8,3.1301177134321909E-3,7.2106892814373001E-4,8.4843440645247499E-4,2.2344489247311912E-6,0,4.7018554969531267E-3,null,2.3800851854810868E-3,4.8221367411012536E-4,6.0782697441239507E-4,1.9354838709677958E-6,0,3.472061317874575E-3]
[2004,3,22,9,3.1725747002213527E-3,7.7793765824645574E-4,9.1250823371336195E-4,2.2344489247311912E-6,0,4.8652550411059014E-3,null,2.4123687142581073E-3,5.2024454496654683E-4,6.5373011113907477E-4,1.9354838709677958E-6,0,3.5882788542346967E-3]
[2004,3,22,10,2.890764363758366E-3,8.1388671563640592E-4,9.4360478978114761E-4,2.2344489247311912E-6,0,4.6504903181006502E-3,null,2.198085205349577E-3,5.442854186863866E-4,6.7600799785085832E-4,1.9354838709677958E-6,0,3.4203141057577899E-3]
[2004,3,22,11,2.6687430986309648E-3,8.4991408583757479E-4,9.6194406011130878E-4,2.2344489247311912E-6,0,4.4828356935045794E-3,null,2.0292642304310109E-3,5.6837866397148698E-4,6.8914643626511579E-4,1.9354838709677958E-6,0,3.2887248145385818E-3]
[2004,3,22,12,2.6524931962975912E-3,7.9648380584542734E-4,9.2067885466122295E-4,2.2344489247311912E-6,0,4.3718903057289723E-3,null,2.0169080970999197E-3,5.3264725103975346E-4,6.5958362647513288E-4,1.9354838709677958E-6,0,3.2110744584857736E-3]
[2004,3,22,13,2.3196360383167451E-3,8.4491112614842304E-4,9.5778337751175409E-4,2.2344489247311912E-6,0,4.1245649909016531E-3,null,1.763809503653456E-3,5.6503294280812848E-4,6.8616568124534711E-4,1.9354838709677958E-6,0,3.0169436115778992E-3]
[2004,3,22,14,2.4618920473441054E-3,6.292490698244441E-4,8.352288576918992E-4,2.2344489247311912E-6,0,3.9286044237851793E-3,null,1.8719784131416642E-3,4.2080929304714277E-4,5.9836638595964968E-4,1.9354838709677958E-6,0,2.8930895760194242E-3]
[2004,3,22,15,2.2951089643748579E-3,7.0893371753342409E-4,8.6205498674455912E-4,2.2344489247311912E-6,0,3.8683321175775717E-3,null,1.7451595579719324E-3,4.7409827173165904E-4,6.1758489564439113E-4,1.9354838709677958E-6,0,2.8387782092189505E-3]
[2004,3,22,16,2.4763403154059501E-3,6.848082850224069E-4,8.2974962336625549E-4,2.2344489247311912E-6,0,3.9931326727193437E-3,null,1.8829646161915646E-3,4.5796442793869153E-4,5.9444100717146744E-4,1.9354838709677958E-6,0,2.9373055351726916E-3]
[2004,3,22,17,2.9659199627067004E-3,5.0403181950104694E-4,7.0552544457244703E-4,2.2344489247311912E-6,0,4.1777116757049249E-3,null,2.2552321704286471E-3,3.3707046034517834E-4,5.0544555134027528E-4,1.9354838709677958E-6,0,3.0996836659850685E-3]
[2004,3,22,18,3.2277826944684179E-3,4.4596532127986891E-4,6.3256727233658265E-4,2.2344489247311912E-6,0,4.308549737009601E-3,null,2.4543478796625559E-3,2.9823858400566418E-4,4.5317758017889129E-4,1.9354838709677958E-6,0,3.2076995277180794E-3]
[2004,3,22,19,3.5504292420782853E-3,3.7808728438384253E-4,5.8390054055713057E-4,2.2344489247311912E-6,3.0732681623276339E-5,4.5453841975672659E-3,null,2.6996825087141989E-3,2.5284525711904076E-4,4.1831224220217065E-4,1.9354838709677958E-6,1.360166226605736E-5,3.3863771541724355E-3]
[2004,3,22,20,3.5934089973013793E-3,4.8163728026322364E-4,6.3941343928562732E-4,2.2344489247311912E-6,8.0172213000001078E-5,4.7968663787749622E-3,null,2.7323635412016072E-3,3.2209414861632013E-4,4.5808224329876569E-4,1.9354838709677958E-6,3.5482597246656241E-5,3.5499580142343166E-3]
[2004,3,22,21,3.7129667604142791E-3,2.9970796463000296E-4,5.0206403615045869E-4,2.2344489247311912E-6,8.0172213000001078E-5,4.597145423119473E-3,null,2.8232731129321383E-3,2.0042921438364009E-4,3.5968374423969403E-4,1.9354838709677958E-6,3.5482597246656241E-5,3.4208041526730963E-3]
[2004,3,22,22,3.1226659248763762E-3,4.5920245209104957E-4,5.7925169979344913E-4,2.2344489247311912E-6,8.0172213000001078E-5,4.2435267386856067E-3,null,2.3744189795518581E-3,3.0709089372807596E-4,4.1498176574527115E-4,1.9354838709677958E-6,3.5482597246656241E-5,3.1339097201428289E-3]
[2004,3,22,23,2.5152767954759671E-3,5.6543435420240793E-4,6.1267788967116134E-4,2.2344489247311912E-6,8.0172213000001078E-5,3.7757957012742684E-3,null,1.9125712150078792E-3,3.781333056604542E-4,4.3892862563801893E-4,1.9354838709677958E-6,3.5482597246656241E-5,2.7670512274239759E-3]
[2004,3,22,24,2.03781411689345E-3,7.531473331106026E-4,7.062692144499613E-4,2.2344489247311912E-6,8.0172213000001078E-5,3.5796373263787462E-3,null,1.5495171857495688E-3,5.0366605531103152E-4,5.059783955894834E-4,1.9354838709677958E-6,3.5482597246656241E-5,2.5965797177677076E-3]
[2004,3,23,1,1.6007176329580427E-3,6.0127049666776951E-4,6.0077486242051835E-4,2.2344489247311912E-6,8.0172213000001078E-5,2.8851696539710626E-3,null,1.2171568845454933E-3,4.0209866770793846E-4,4.304011767449949E-4,1.9354838709677958E-6,3.5482597246656241E-5,2.0870748101160506E-3]
[2004,3,23,2,1.5690380833493682E-3,5.7037514008035403E-4,5.7802646672540489E-4,2.2344489247311912E-6,8.0172213000001078E-5,2.7998463520798596E-3,null,1.1930683250696765E-3,3.8143744818858833E-4,4.141039964056079E-4,1.9354838709677958E-6,3.5482597246656241E-5,2.0260278507814966E-3]
[2004,3,23,3,1.5876872381057512E-3,5.9893535719249616E-4,5.8604656738078689E-4,2.2344489247311912E-6,8.0172213000001078E-5,2.8550758246037667E-3,null,1.2072488067707116E-3,4.0053704697796201E-4,4.1984967748451025E-4,1.9354838709677958E-6,3.5482597246656241E-5,2.0650536123508079E-3]
[2004,3,23,4,1.6895819714357148E-3,5.7731918433652875E-4,5.7221771036428776E-4,2.2344489247311912E-6,8.0172213000001078E-5,2.9215255280612635E-3,null,1.2847277284855343E-3,3.8608126650228756E-4,4.099425447044217E-4,1.9354838709677958E-6,3.5482597246656241E-5,2.1181696208098675E-3]
[2004,3,23,5,1.9475663213171872E-3,5.4551698149209464E-4,5.6730285059843218E-4,2.2344489247311912E-6,8.0172213000001078E-5,3.1427928153324467E-3,null,1.4808943859258962E-3,3.6481359502199155E-4,4.0642148954868817E-4,1.9354838709677958E-6,3.5482597246656241E-5,2.2895475516141999E-3]
[2004,3,23,6,2.1559882304200257E-3,5.7536635458717224E-4,6.1283425302888456E-4,2.2344489247311912E-6,8.0172213000001078E-5,3.4265954999608151E-3,null,1.6393746552322596E-3,3.8477531478034476E-4,4.3904064592610608E-4,1.9354838709677958E-6,3.5482597246656241E-5,2.5006086970563342E-3]
[2004,3,23,7,2.7529161486266611E-3,5.7540386379586366E-4,6.7921831310895162E-4,2.2344489247311912E-6,2.539428125376441E-5,4.0351670557099723E-3,null,2.0932679030251132E-3,3.8480039900271257E-4,4.8659885676811065E-4,1.9354838709677958E-6,1.1238994414381741E-5,2.9778416370812859E-3]
[2004,3,23,8,2.8184159524708443E-3,6.9354775407041048E-4,8.2955990033322952E-4,2.2344489247311912E-6,0,4.3437580557992156E-3,null,2.1430727752548284E-3,4.6380893366473701E-4,5.9430508767520048E-4,1.9354838709677958E-6,0,3.2031222804657336E-3]
[2004,3,23,9,2.6379014229795782E-3,7.4642003276044326E-4,8.8779510353476955E-4,2.2344489247311912E-6,0,4.2743510081995218E-3,null,2.0058127752354844E-3,4.9916718413231672E-4,6.360253751801437E-4,1.9354838709677958E-6,0,3.1429408184189124E-3]
[2004,3,23,10,2.4187109816403208E-3,7.6023942309825252E-4,9.0895117879877209E-4,2.2344489247311912E-6,0,4.0901360324620759E-3,null,1.8391443077871502E-3,5.0840887896711157E-4,6.5118180108692349E-4,1.9354838709677958E-6,0,3.0006704717121533E-3]
[2004,3,23,11,2.3291590102114505E-3,7.4743147534050384E-4,9.0711370903330383E-4,2.2344489247311912E-6,0,3.9859386435099889E-3,null,1.7710506001243898E-3,4.9984358471434978E-4,6.4986541919620229E-4,1.9354838709677958E-6,0,2.9226950879059099E-3]
[2004,3,23,12,2.1842510547102497E-3,7.7741606930816431E-4,9.0922906472877465E-4,2.2344489247311912E-6,0,3.8731306376719194E-3,null,1.6608651982570001E-3,5.1989573321153731E-4,6.5138088137265998E-4,1.9354838709677958E-6,0,2.8340772967121648E-3]
[2004,3,23,13,1.9772982879772672E-3,7.8751817766471353E-4,9.1447158821169737E-4,2.2344489247311912E-6,0,3.6815225027784088E-3,null,1.5035020383727048E-3,5.2665150176116912E-4,6.5513667812333001E-4,1.9354838709677958E-6,0,2.6872257021281717E-3]
[2004,3,23,14,1.9562804320435254E-3,7.4217795637839565E-4,8.9237489566608408E-4,2.2344489247311912E-6,0,3.5930677330127366E-3,null,1.4875204389191742E-3,4.96330302444308E-4,6.3930638449971394E-4,1.9354838709677958E-6,0,2.6250926097341641E-3]
[2004,3,23,15,1.8848846385052975E-3,7.5839224047278566E-4,8.9441411795125754E-4,2.2344489247311912E-6,0,3.5399254458540717E-3,null,1.4332323622194402E-3,5.0717357858761551E-4,6.4076730393240646E-4,1.9354838709677958E-6,0,2.58310872861043E-3]
[2004,3,23,16,2.0065525342753926E-3,7.5574601647162957E-4,8.7280564915688747E-4,2.2344489247311912E-6,0,3.6373386488286405E-3,null,1.5257464408524556E-3,5.0540392058640211E-4,6.2528677873319367E-4,1.9354838709677958E-6,0,2.6583726240430191E-3]
[2004,3,23,17,2.4105169550334353E-3,6.1358035376721189E-4,7.5086432030029503E-4,2.2344489247311912E-6,0,3.7771960780256732E-3,null,{"$f":"E1987*T$5","v":1.8329137173998316E-3},{"$f":"F1987*U$5","v":4.1033086464225079E-4},{"$f":"G1987*V$5","v":5.3792677964423501E-4},{"$f":"H1987*W$5","v":1.9354838709677958E-6},{"$f":"I1987*X$5","v":0},{"$f":"SUM(L1987:P1987)","v":2.7831068455572848E-3}]
[2004,3,23,18,2.8438562232286956E-3,3.8592767781057128E-4,5.9127513227159303E-4,2.2344489247311912E-6,0,{"$f":"SUM(E1988:I1988)","v":3.823293482235591E-3},null,2.162417099363009E-3,2.5808850748416831E-4,4.235954741588647E-4,1.9354838709677958E-6,0,2.8460365648770099E-3]
[2004,3,23,19,3.0875499725080231E-3,2.9146055837884935E-4,5.2389429619809839E-4,2.2344489247311912E-6,2.9396478126724462E-5,3.9345357541364263E-3,null,2.347717441252734E-3,1.94913774853489E-4,3.7532316293191075E-4,1.9354838709677958E-6,1.3010285668934821E-5,2.9329001485780366E-3]
[2004,3,23,20,3.0744126133400197E-3,4.4519837469089105E-4,6.0405742507734406E-4,2.2344489247311912E-6,8.0172213000001078E-5,4.2060750750329869E-3,null,2.337728029737017E-3,2.9772568972041288E-4,4.3275283777246323E-4,1.9354838709677958E-6,3.5482597246656241E-5,3.1056246383475167E-3]
[2004,3,23,21,2.912827837462805E-3,5.2786330707499504E-4,6.2183264787775004E-4,2.2344489247311912E-6,8.0172213000001078E-5,4.1449304543402822E-3,null,2.214861873740941E-3,3.5300772893907985E-4,4.4548718684188913E-4,1.9354838709677958E-6,3.5482597246656241E-5,3.050774870639534E-3]
[2004,3,23,22,2.5659219334676782E-3,4.9208020542677866E-4,5.8147051287423912E-4,2.2344489247311912E-6,8.0172213000001078E-5,3.721879313693428E-3,null,1.9510808666204841E-3,3.2907783785188124E-4,4.1657134583705725E-4,1.9354838709677958E-6,3.5482597246656241E-5,2.7341481314270468E-3]
[2004,3,23,23,2.1271356907440189E-3,5.0794000977822393E-4,5.5934048560644717E-4,2.2344489247311912E-6,8.0172213000001078E-5,3.2768228480534222E-3,null,1.6174357032395978E-3,3.3968405624304975E-4,4.0071717088193152E-4,1.9354838709677958E-6,3.5482597246656241E-5,2.395255011482203E-3]
[2004,3,23,24,1.8097632744226897E-3,5.4466165841570823E-4,5.6906047443065007E-4,2.2344489247311912E-6,8.0172213000001078E-5,3.0058920691937805E-3,null,1.3761114287162411E-3,3.6424159910437897E-4,4.0768066900671965E-4,1.9354838709677958E-6,3.5482597246656241E-5,2.1854517779449634E-3]
[2004,3,24,1,1.4680874145775709E-3,5.7555181373011432E-4,5.7120410296055617E-4,2.2344489247311912E-6,8.0172213000001078E-5,2.6972499931929737E-3,null,1.1163072530572427E-3,3.84899340280855E-4,4.0921638612720384E-4,1.9354838709677958E-6,3.5482597246656241E-5,1.9478410605829255E-3]
[2004,3,24,2,1.4378711587972807E-3,5.4764228438820991E-4,5.495640305227549E-4,2.2344489247311912E-6,8.0172213000001078E-5,2.6174841356329777E-3,null,1.0933313558777983E-3,3.6623488788059652E-4,3.9371321975877277E-4,1.9354838709677958E-6,3.5482597246656241E-5,1.8906975446347917E-3]
[2004,3,24,3,1.4532352399636568E-3,5.7604090549445621E-4,5.574335849699365E-4,2.2344489247311912E-6,8.0172213000001078E-5,2.6691163923527818E-3,null,1.1050139267331045E-3,3.8522641960358697E-4,3.9935104801423489E-4,1.9354838709677958E-6,3.5482597246656241E-5,1.9270094754685505E-3]
[2004,3,24,4,1.5482261764141853E-3,5.5546097741098128E-4,5.4514413548247833E-4,2.2344489247311912E-6,8.0172213000001078E-5,2.7312379512323768E-3,null,1.1772433255287725E-3,3.7146362613583615E-4,3.9054676232951226E-4,1.9354838709677958E-6,3.5482597246656241E-5,1.9766717951117448E-3]
[2004,3,24,5,1.7910124976686309E-3,5.2319462490173446E-4,5.4147974028574783E-4,2.2344489247311912E-6,8.0172213000001078E-5,2.9380935247808452E-3,null,1.3618536754767749E-3,3.498855553213426E-4,3.8792155261554865E-4,1.9354838709677958E-6,3.5482597246656241E-5,2.13707886453129E-3]
[2004,3,24,6,1.9835848471128812E-3,5.504375443731237E-4,5.8698233234237118E-4,2.2344489247311912E-6,8.0172213000001078E-5,3.2034113857531085E-3,null,1.5082822248181273E-3,3.6810421345379556E-4,4.2052006895029146E-4,1.9354838709677958E-6,3.5482597246656241E-5,2.3343245883398383E-3]
[2004,3,24,7,2.5489697422715961E-3,5.4258244783793623E-4,6.545002419413731E-4,2.2344489247311912E-6,2.4058077677040322E-5,3.7723449586526763E-3,null,1.9381907254752821E-3,3.6285113040877571E-4,4.6889058103478665E-4,1.9354838709677958E-6,1.0647617781776605E-5,2.782515538571589E-3]
[2004,3,24,11,2.1477386063323621E-3,7.0669619864315697E-4,8.6965331918582877E-4,2.2344489247311912E-6,0,3.7263225730860784E-3,null,1.6331017895209869E-3,4.7260193460929253E-4,6.230284177166129E-4,1.9354838709677958E-6,0,2.7306676257178603E-3]
[2004,3,24,14,1.7954687917778529E-3,7.0394490122223168E-4,8.5739243738581269E-4,2.2344489247311912E-6,0,3.3590405793106283E-3,null,1.3652421613301953E-3,4.707620089293308E-4,6.142445982115877E-4,1.9354838709677958E-6,0,2.4521842523420817E-3]
[2004,3,24,18,2.6465870276500278E-3,3.6249510807298367E-4,5.6295469553997398E-4,2.2344489247311912E-6,0,3.5742712801877163E-3,null,2.012417152736807E-3,2.4241801454517493E-4,4.0330642736667534E-4,1.9354838709677958E-6,0,2.6600770785196251E-3]
[2004,3,24,21,2.7134390379114932E-3,4.9417644690223758E-4,5.8493690509341003E-4,2.2344489247311912E-6,8.0172213000001078E-5,3.8749590518318729E-3,null,2.0632502183944158E-3,3.30479695932641E-4,4.1905470421889742E-4,1.9354838709677958E-6,3.5482597246656241E-5,2.850202699663578E-3]
[2004,3,24,24,1.6693728866598568E-3,5.2027646386256117E-4,5.3805352237986043E-4,2.2344489247311912E-6,8.0172213000001078E-5,2.8101095348270107E-3,null,1.2693611040673076E-3,3.4793403986779601E-4,3.8546697551733688E-4,1.9354838709677958E-6,3.5482597246656241E-5,2.0401802005700644E-3]
[2004,3,25,4,1.2486769791710665E-3,6.1832843726579336E-4,5.7039525430529093E-4,2.2344489247311912E-6,8.0172213000001078E-5,2.519807332666883E-3,null,9.4947150607878035E-4,4.1350613776728587E-4,4.0863691878459212E-4,1.9354838709677958E-6,3.5482597246656241E-5,1.8090326437482827E-3]
[2004,3,25,5,1.453131109520493E-3,5.9999604257651533E-4,5.7511588852129068E-4,2.2344489247311912E-6,8.0172213000001078E-5,2.710649702543031E-3,null,1.1049347478178618E-3,4.0124637860513321E-4,4.1201882879554532E-4,1.9354838709677958E-6,3.5482597246656241E-5,1.9556180363361642E-3]
[2004,3,25,9,2.0600398509634304E-3,7.5522933461171719E-4,8.6911165690556011E-4,2.2344489247311912E-6,0,3.6866152914054387E-3,null,1.5664172340031529E-3,5.0505839043208549E-4,6.2264036539051075E-4,1.9354838709677958E-6,0,2.6960514736967169E-3]
[2004,3,25,12,1.7026757892579757E-3,7.6266706353931202E-4,8.7298658813789176E-4,2.2344489247311912E-6,0,3.3405638898599105E-3,null,1.2946840319454382E-3,5.1003235956766275E-4,6.2541640524591024E-4,1.9354838709677958E-6,0,2.4320682806299792E-3]
[2004,3,25,15,1.4661990812736125E-3,7.3272059882486835E-4,8.5202124254321219E-4,2.2344489247311912E-6,0,3.0531753715664239E-3,null,1.1148713983918685E-3,4.9000570994661198E-4,6.1039661999980337E-4,1.9354838709677958E-6,0,2.2172092122092514E-3]
[2004,3,25,19,2.408436721077475E-3,4.0125493199733605E-4,5.5621173165671376E-4,2.2344489247311912E-6,2.5387867476724411E-5,3.3935257011329799E-3,null,1.8313319449317646E-3,2.683385838179892E-4,3.9847569996504716E-4,1.9354838709677958E-6,1.1236155806602009E-5,2.5113178683923705E-3]
[2004,3,25,21,2.3011508622913313E-3,5.723899305362214E-4,6.1904311338526646E-4,2.2344489247311912E-6,8.0172213000001078E-5,3.5749905681375514E-3,null,1.7497537084287915E-3,3.8278483603233711E-4,4.4348873616887263E-4,1.9354838709677958E-6,3.5482597246656241E-5,2.6134453617476252E-3]
[2004,3,26,2,1.1019544408738926E-3,7.4606207709253637E-4,6.7304439769280266E-4,2.2344489247311912E-6,8.0172213000001078E-5,2.6034675775839637E-3,null,8.3790632810521078E-4,4.9892780186100699E-4,4.8217580143332438E-4,1.9354838709677958E-6,3.5482597246656241E-5,1.8564280125171662E-3]
[2004,3,26,3,1.0560505194745014E-3,7.5163160173944647E-4,6.6695004352265057E-4,2.2344489247311912E-6,8.0172213000001078E-5,2.5570388266613307E-3,null,8.0300181227523581E-4,5.0265241241931693E-4,4.7780974457840516E-4,1.9354838709677958E-6,3.5482597246656241E-5,1.8208820503905819E-3]
[2004,3,26,6,1.6313489141740085E-3,7.1558697256955326E-4,6.4992416333074581E-4,2.2344489247311912E-6,8.0172213000001078E-5,3.0792667119990398E-3,null,1.2404483595981951E-3,4.7854762522692439E-4,4.6561223211892777E-4,1.9354838709677958E-6,3.5482597246656241E-5,2.222026298061671E-3]
[2004,3,26,10,2.0418892525810471E-3,8.3670382445798133E-4,9.1272540435474172E-4,2.2344489247311912E-6,0,{"$f":"SUM(E2052:I2052)","v":3.793552930318501E-3},null,1.5526158455978082E-3,5.5954432313779195E-4,6.5388569437907214E-4,1.9354838709677958E-6,0,2.7679813469856404E-3]
[2004,3,26,13,1.7435460908456881E-3,7.9120837544746408E-4,8.6853370412063224E-4,2.2344489247311912E-6,0,3.4055226193385156E-3,null,1.3257610738463307E-3,5.2911931553258507E-4,6.2222631418048873E-4,1.9354838709677958E-6,0,2.4790421874303723E-3]
[2004,3,26,18,1.9360698642583354E-3,6.8985949815207051E-4,7.4572752758966299E-4,2.2344489247311912E-6,0,3.3738913389248001E-3,null,1.4721526868473368E-3,4.6134241851199058E-4,5.3424672948627146E-4,1.9354838709677958E-6,0,2.4696773187165666E-3]
[2004,3,26,21,2.3381558032348829E-3,5.5467091334094297E-4,6.2352096887521662E-4,2.2344489247311912E-6,8.0172213000001078E-5,3.5987543473757749E-3,null,1.7778915996497498E-3,3.7093527207268673E-4,4.4669671704943676E-4,1.9354838709677958E-6,3.5482597246656241E-5,2.6329416698894969E-3]
[2004,3,26,24,1.3278457839215911E-3,6.929139535289758E-4,6.4381615429498376E-4,2.2344489247311912E-6,8.0172213000001078E-5,2.7469825536702826E-3,null,1.0096700406356024E-3,4.6338508058244574E-4,4.6123639278042875E-4,1.9354838709677958E-6,3.5482597246656241E-5,1.9717095951161008E-3]
[2004,3,27,1,1.1657689517386536E-3,6.4741745864123313E-4,5.9702802139326291E-4,2.2344489247311912E-6,8.0172213000001078E-5,2.4926210936978819E-3,null,8.8642973387879052E-4,4.3295937354854362E-4,4.2771690200568604E-4,1.9354838709677958E-6,3.5482597246656241E-5,1.7845240905506445E-3]
[2004,3,27,4,1.0828177279390396E-3,6.564156723565677E-4,5.8426609063860139E-4,2.2344489247311912E-6,8.0172213000001078E-5,2.405906152858941E-3,null,8.2335511593846283E-4,4.3897691435046084E-4,4.1857412597105938E-4,1.9354838709677958E-6,3.5482597246656241E-5,1.7183242373776072E-3]
[2004,3,27,7,1.6259769706954931E-3,6.5018751483507213E-4,6.3496875950303715E-4,2.2344489247311912E-6,1.6040856377040213E-5,2.9294085503353737E-3,null,1.2363636304406973E-3,4.3481184412741229E-4,4.5489802982988977E-4,1.9354838709677958E-6,7.0993580571109807E-6,2.1351083463260782E-3]
[2004,3,27,11,2.407646151933257E-3,5.5371870820961934E-4,6.3296084359078719E-4,2.2344489247311912E-6,0,3.5965601526583946E-3,null,1.8307308103801224E-3,3.7029848643824794E-4,4.5345953859882279E-4,1.9354838709677958E-6,0,2.6564243192881611E-3]
[2004,3,27,15,1.7273967082308014E-3,6.4402968383548743E-4,6.7246283558892919E-4,2.2344489247311912E-6,0,3.0461236765799492E-3,null,1.3134813739004104E-3,4.3069380465162577E-4,4.8175916447077078E-4,1.9354838709677958E-6,0,2.2278698268937747E-3]
[2004,3,27,18,2.1323255536905622E-3,5.2448573742979951E-4,5.6444974612003497E-4,2.2344489247311912E-6,0,3.2234954861651275E-3,null,1.6213819816369684E-3,3.5074898472669863E-4,4.043774966959728E-4,1.9354838709677958E-6,0,2.3784439469306073E-3]
[2004,3,27,22,1.9372340286179486E-3,5.2682934472228016E-4,5.4009159308444888E-4,2.2344489247311912E-6,8.0172213000001078E-5,3.0865616283494096E-3,null,1.4730378964782369E-3,3.5231626829567407E-4,3.8692706994607212E-4,1.9354838709677958E-6,3.5482597246656241E-5,2.2496993158376069E-3]
[2004,3,28,1,1.4714232479815772E-3,7.0510837866084571E-4,6.3284404324169975E-4,2.2344489247311912E-6,8.0172213000001078E-5,2.891782331808855E-3,null,1.118843760752157E-3,4.7154008257599677E-4,4.5337586164954279E-4,1.9354838709677958E-6,3.5482597246656241E-5,2.0811777860953204E-3]
[2004,3,28,2,1.3868159943678077E-3,7.0875647007183579E-4,6.302818168744779E-4,2.2344489247311912E-6,8.0172213000001078E-5,2.8082609432388533E-3,null,1.0545099275399972E-3,4.7397973777971186E-4,4.5154025681232271E-4,1.9354838709677958E-6,3.5482597246656241E-5,2.0174480032496556E-3]
[2004,3,28,5,1.4127564544857074E-3,7.2064166043717657E-4,6.3385064897718366E-4,2.2344489247311912E-6,8.0172213000001078E-5,2.8496554258247999E-3,null,1.0742345866370754E-3,4.8192793952558829E-4,4.5409700416094046E-4,1.9354838709677958E-6,3.5482597246656241E-5,2.0476776114412279E-3]
[2004,3,28,8,2.2222666370451086E-3,7.3795821398790643E-4,7.0704150834288921E-4,2.2344489247311912E-6,0,3.6695008083006352E-3,null,1.689771563006274E-3,4.9350835657686605E-4,5.0653167473130691E-4,1.9354838709677958E-6,0,2.6917470781854151E-3]
[2004,3,28,13,2.1361775862532772E-3,6.7427860628941575E-4,7.0546301444214326E-4,2.2344489247311912E-6,0,3.5181536559095671E-3,null,1.624310997883599E-3,4.5092272239452639E-4,5.0540082576464311E-4,1.9354838709677958E-6,0,2.5825700299137362E-3]
[2004,3,28,16,2.1490530182810817E-3,5.9308043439423234E-4,6.5090245724590354E-4,2.2344489247311912E-6,0,3.3952703588459483E-3,null,1.6341012447150653E-3,3.9662157686964639E-4,4.6631309175641312E-4,1.9354838709677958E-6,0,2.4989713972120926E-3]
[2004,3,28,19,2.7165170368777455E-3,4.6024903910389095E-4,5.4451007803119295E-4,2.2344489247311912E-6,2.137925682672436E-5,3.7448898597642849E-3,null,2.0655906734223738E-3,3.0779079709242896E-4,3.9009251717008988E-4,1.9354838709677958E-6,9.4620259442691975E-6,2.77487149750013E-3]
[2004,3,28,23,1.7175349939207291E-3,6.5427695995422166E-4,6.2103465626731839E-4,2.2344489247311912E-6,8.0172213000001078E-5,3.0752532720670018E-3,null,1.305982703792214E-3,4.3754665390635168E-4,4.4491549759580678E-4,1.9354838709677958E-6,3.5482597246656241E-5,2.2258629364119964E-3]
[2004,3,29,2,1.3412117588356715E-3,7.9265677090285249E-4,7.0485362861444703E-4,2.2344489247311912E-6,8.0172213000001078E-5,{"$f":"SUM(E2116:I2116)","v":2.9211288202777032E-3},null,1.0198332874508899E-3,5.3008792764003677E-4,5.0496425560543992E-4,1.9354838709677958E-6,3.5482597246656241E-5,2.0923035518139906E-3]
[2004,3,29,5,1.6848975311795796E-3,7.4796852156900674E-4,6.8340418988862878E-4,2.2344489247311912E-6,8.0172213000001078E-5,3.1986769045619472E-3,null,1.2811657644072974E-3,5.0020273350707349E-4,4.8959766115287456E-4,1.9354838709677958E-6,3.5482597246656241E-5,2.3083842401848695E-3]
[2004,3,29,7,2.343342592235907E-3,7.2920949675588564E-4,7.6327937722000703E-4,2.2344489247311912E-6,1.2032245727040161E-5,3.8500981608635709E-3,null,1.7818355406742608E-3,4.8765766614278537E-4,5.4682105176153263E-4,1.9354838709677958E-6,5.325228194778169E-6,2.823574970644325E-3]
[2004,3,29,10,2.1533584826260695E-3,9.0858113103336135E-4,9.7350562904983213E-4,2.2344489247311912E-6,0,4.0376796916339937E-3,null,1.6373750423298158E-3,6.0761215512450753E-4,6.974292609760401E-4,1.9354838709677958E-6,0,2.9443519423013311E-3]
[2004,3,29,14,1.7971294372127616E-3,7.3796111179861819E-4,8.7359410619239049E-4,2.2344489247311912E-6,0,3.4109191041285015E-3,null,1.3665048862369941E-3,4.9351029448307113E-4,6.2585163731353796E-4,1.9354838709677958E-6,0,2.4878023019045711E-3]
[2004,3,29,17,2.1496576403577687E-3,6.859621765027094E-4,7.8934637508235614E-4,2.2344489247311912E-6,0,3.6272006408675649E-3,null,1.6345609884625167E-3,4.5873609099131182E-4,5.6549571219749353E-4,1.9354838709677958E-6,0,2.6607282755222897E-3]
[2004,3,29,21,2.6554511194054123E-3,5.9657703036190834E-4,6.5692951926754335E-4,2.2344489247311912E-6,8.0172213000001078E-5,3.9913643309595964E-3,null,2.0191572486057902E-3,3.9895991974179358E-4,4.7063093983676954E-4,1.9354838709677958E-6,3.5482597246656241E-5,2.9261661893019773E-3]
[2004,3,29,24,1.5121626471770401E-3,7.9980302261551436E-4,7.1356414885086423E-4,2.2344489247311912E-6,8.0172213000001078E-5,3.1079364805681508E-3,null,1.1498212668294605E-3,5.3486697186171702E-4,5.1120456024253858E-4,1.9354838709677958E-6,3.5482597246656241E-5,2.23331088005134E-3]
[2004,3,30,2,1.1239349635286926E-3,7.2337762611592883E-4,6.5252586799007515E-4,2.2344489247311912E-6,8.0172213000001078E-5,2.5822451195594287E-3,null,8.5461992201106324E-4,4.8375761212788264E-4,4.6747611960317885E-4,1.9354838709677958E-6,3.5482597246656241E-5,1.8432717348597488E-3]
[2004,3,30,5,1.4010539706810375E-3,7.4379657137518492E-4,6.7128103091460467E-4,2.2344489247311912E-6,8.0172213000001078E-5,2.8985382348955591E-3,null,1.0653362285282723E-3,4.9741274859350048E-4,4.80912507670813E-4,1.9354838709677958E-6,3.5482597246656241E-5,2.0810795659102098E-3]
[2004,3,30,8,2.250335358367014E-3,8.4443191252591516E-4,9.0916424935325935E-4,2.2344489247311912E-6,0,4.0061659691709196E-3,null,1.7111145136266233E-3,5.6471246947669806E-4,6.5133444698327726E-4,1.9354838709677958E-6,0,2.9290969139575663E-3]
[2004,3,30,11,1.8011772538272851E-3,8.939937233371257E-4,9.7875016821498016E-4,2.2344489247311912E-6,0,3.6761555943041219E-3,null,1.3695827731536518E-3,5.9785684992913241E-4,7.0118650178180623E-4,1.9354838709677958E-6,0,2.6705616087355582E-3]
[2004,3,30,15,1.485738806086634E-3,8.463958199317127E-4,9.3043690741880783E-4,2.2344489247311912E-6,0,3.2648059823618854E-3,null,1.1297290535389191E-3,5.6602582936338694E-4,6.66574393986082E-4,1.9354838709677958E-6,0,2.3642647607593557E-3]
[2004,3,30,18,2.0763935544269537E-3,6.9076386520075354E-4,7.5675929210493201E-4,2.2344489247311912E-6,0,3.5261511606573702E-3,null,1.5788522958457962E-3,4.6194721250639035E-4,5.4214999695957329E-4,1.9354838709677958E-6,0,2.5848849891827274E-3]
[2004,3,30,23,1.6176949216438904E-3,6.7694214630890893E-4,6.4510781108663819E-4,2.2344489247311912E-6,8.0172213000001078E-5,3.0221515409641696E-3,null,1.2300661093703051E-3,4.5270396045486776E-4,4.6216174874628735E-4,1.9354838709677958E-6,3.5482597246656241E-5,2.1823498996890842E-3]
[2004,3,31,2,1.073356607203754E-3,6.9259146119949732E-4,6.2817311106859604E-4,2.2344489247311912E-6,8.0172213000001078E-5,2.4765278413965792E-3,null,8.1616104997619282E-4,4.6316941436108948E-4,4.5002955868390254E-4,1.9354838709677958E-6,3.5482597246656241E-5,1.766778104138809E-3]
[2004,3,31,5,1.3470403027926545E-3,7.0709985763959583E-4,6.4332528419774144E-4,2.2344489247311912E-6,8.0172213000001078E-5,2.7798721065547239E-3,null,1.0242652073960759E-3,4.7287188090729967E-4,4.6088472848703469E-4,1.9354838709677958E-6,3.5482597246656241E-5,1.9954398979080343E-3]
[2004,3,31,6,1.7716592828829713E-3,5.8056873738738851E-4,5.9626719428539489E-4,2.2344489247311912E-6,8.0172213000001078E-5,3.0309018764804866E-3,null,1.3471378391984405E-3,3.8825439982520689E-4,4.2717183778444594E-4,1.9354838709677958E-6,3.5482597246656241E-5,2.1999821579257173E-3]
[2004,3,31,9,2.0169522688947578E-3,8.3938539258782943E-4,9.2218919271364085E-4,2.2344489247311912E-6,0,3.780761303120959E-3,null,1.5336542119226194E-3,5.6133761746764133E-4,6.6066564790396621E-4,1.9354838709677958E-6,0,2.7575929611651944E-3]
[2004,3,31,13,1.557572199968732E-3,7.9855342703976425E-4,8.9803045298640822E-4,2.2344489247311912E-6,0,3.2563905289196352E-3,null,1.1843498736658848E-3,5.340313068507652E-4,6.4335808286140818E-4,1.9354838709677958E-6,0,2.3636747472490257E-3]
[2004,3,31,16,1.5862686213669833E-3,7.7253021078402956E-4,8.5627561015142514E-4,2.2344489247311912E-6,0,3.2173088912271688E-3,null,1.2061701161293573E-3,5.1662832326201903E-4,6.1344449190560044E-4,1.9354838709677958E-6,0,2.3381784151679445E-3]
[2004,3,31,20,2.365331019059756E-3,6.0166546226053479E-4,6.7096614000954416E-4,2.2344489247311912E-6,8.0172213000001078E-5,3.7203692832545672E-3,null,1.7985551447680292E-3,4.0236280030636384E-4,4.8068691664734996E-4,1.9354838709677958E-6,3.5482597246656241E-5,2.7190229428393671E-3]
[2004,3,31,24,1.2310738264478807E-3,7.0496781855305219E-4,6.4033186728813677E-4,2.2344489247311912E-6,8.0172213000001078E-5,2.6587801742138017E-3,null,9.3608638550186918E-4,4.7144608323229062E-4,4.5874021439203512E-4,1.9354838709677958E-6,3.5482597246656241E-5,1.903690764243819E-3]
[2004,4,1,3,1.239052313203816E-3,5.9364785025560539E-4,5.2127565525806837E-4,2.3089305555555617E-6,8.0172213000000766E-5,2.4364569622730464E-3,null,9.4215308326498198E-4,3.9700103530500769E-4,3.7344714212518023E-4,2.0000000000000533E-6,3.5482597246656106E-5,1.750083857941826E-3]
[2004,4,1,6,1.8745578594960271E-3,4.8706296067906963E-4,4.8007703837553884E-4,2.3089305555555617E-6,8.0172213000000766E-5,2.9241790021061922E-3,null,1.4253800652824183E-3,3.2572256357882279E-4,3.4393203705726001E-4,2.0000000000000533E-6,3.5482597246656106E-5,2.1325172631651576E-3]
[2004,4,1,7,2.1884333650290144E-3,6.1464593089188032E-4,6.3411688486125686E-4,2.3089305555555617E-6,4.0150244270400379E-6,3.4435201357647469E-3,null,1.6640453517662629E-3,4.1104346761303319E-4,4.5428773823615655E-4,2.0000000000000533E-6,1.7769684701125375E-6,2.5331535260855655E-3]
[2004,4,1,13,1.6730447119338871E-3,6.9817954880018265E-4,7.6819446911853084E-4,2.3089305555555617E-6,0,3.1417276604081561E-3,null,1.2721530939342996E-3,4.6690643886457576E-4,5.5034227321945324E-4,2.0000000000000533E-6,0,2.2914018060183287E-3]
[2004,4,1,15,1.5242398217303408E-3,7.1572453916884124E-4,7.7861894557531945E-4,2.3089305555555617E-6,0,3.0208922370300573E-3,null,1.1590045330412803E-3,4.7863962266668134E-4,5.5781047339659683E-4,2.0000000000000533E-6,0,2.197454629104559E-3]
[2004,4,1,18,2.0912175074851731E-3,5.6589252653831818E-4,6.0329305017223439E-4,2.3089305555555617E-6,0,3.2627120147512814E-3,null,1.5901241630068071E-3,3.7843970766566007E-4,4.3220523187346131E-4,2.0000000000000533E-6,0,2.4027691025459287E-3]
[2004,4,1,21,2.4191872243915528E-3,5.1461169671343022E-4,5.2090978070976806E-4,2.3089305555555617E-6,8.0172213000000766E-5,3.5371898453703077E-3,null,1.8395064342056028E-3,3.4414573604087492E-4,3.7318502590497917E-4,2.0000000000000533E-6,3.5482597246656106E-5,2.5943197933981136E-3]
[2004,4,2,1,1.1045595460595014E-3,6.2358555430322437E-4,5.4719887112482748E-4,2.3089305555555617E-6,8.0172213000000766E-5,2.35782511504311E-3,null,8.3988720321169009E-4,4.170218262443537E-4,3.9201879568790527E-4,2.0000000000000533E-6,3.5482597246656106E-5,1.6864104223906051E-3]
[2004,4,2,4,1.1648938819654958E-3,6.1839098363161878E-4,5.2700269520200278E-4,2.3089305555555617E-6,8.0172213000000766E-5,2.392768704354674E-3,null,8.8576434656941947E-4,4.1354796554780686E-4,3.775500513601036E-4,2.0000000000000533E-6,3.5482597246656106E-5,1.7143449607239861E-3]
[2004,4,2,7,2.0299336209124992E-3,6.1709810703441709E-4,6.2092477820054623E-4,2.3089305555555617E-6,2.6788208503159548E-6,3.2729442575533344E-3,null,1.5435249984084934E-3,4.1268335642408193E-4,4.4483677983946345E-4,2.0000000000000533E-6,1.1855918375074037E-6,2.4042307265095464E-3]
[2004,4,2,10,1.9850999309694349E-3,6.6114176638983437E-4,7.4442093838621832E-4,2.3089305555555617E-6,0,3.3929715663010432E-3,null,1.5094342673200021E-3,4.4213748205629495E-4,5.3331067578985154E-4,2.0000000000000533E-6,0,2.486882425166149E-3]
[2004,4,2,12,1.7466643943830392E-3,6.5316444802055893E-4,7.2746030059706761E-4,2.3089305555555617E-6,0,3.1295980735562214E-3,null,1.3281321757449059E-3,4.3680266335831362E-4,5.2115990364638178E-4,2.0000000000000533E-6,0,2.2880947427496015E-3]
[2004,4,2,16,1.5622544001625712E-3,6.2916098277403883E-4,7.0240186808340644E-4,2.3089305555555617E-6,0,2.896126181575572E-3,null,1.18791013444106E-3,4.2075038497530728E-4,5.0320778960850183E-4,2.0000000000000533E-6,0,2.1138683090248691E-3]
[2004,4,2,19,1.9845779744077762E-3,5.2948753409490332E-4,5.5770502472991064E-4,2.3089305555555617E-6,1.33620355267242E-5,3.0874414993148701E-3,null,1.5090373809426825E-3,3.5409392811961479E-4,3.9954551019868377E-4,2.0000000000000533E-6,5.9137662196035512E-6,2.2705905854805849E-3]
[2004,4,2,22,2.0033161133244399E-3,4.3692752796535073E-4,4.4125815082763395E-4,2.3089305555555617E-6,8.0172213000000766E-5,2.9639829356729809E-3,null,1.5232855245980005E-3,2.9219457441110154E-4,3.1612179410995243E-4,2.0000000000000533E-6,3.5482597246656106E-5,2.1690844903657111E-3]
[2004,4,3,2,1.1999367411337665E-3,5.5546734730260315E-4,4.930910922896762E-4,2.3089305555555617E-6,8.0172213000000766E-5,2.3309763242816022E-3,null,9.1241030611445117E-4,3.7146788599050855E-4,3.5325543666872192E-4,2.0000000000000533E-6,3.5482597246656106E-5,1.6746162260203379E-3]
[2004,4,3,3,1.2069351311878886E-3,5.276548998555705E-4,4.6768266464598492E-4,2.3089305555555617E-6,8.0172213000000766E-5,2.2847538392450004E-3,null,9.177317559815138E-4,3.528683569497078E-4,3.3505258258620515E-4,2.0000000000000533E-6,3.5482597246656106E-5,1.6431352927640829E-3]
[2004,4,3,7,1.7732687535696946E-3,5.2810926947356805E-4,5.112517281656196E-4,2.3089305555555617E-6,6.4137770400000618E-9,2.8149450955414781E-3,null,1.3483616517475656E-3,3.5317221589348816E-4,3.6626589955651874E-4,2.0000000000000533E-6,2.8386077797324886E-9,2.0698026058053524E-3]
[2004,4,3,10,2.52596971341591E-3,4.6550433235995769E-4,5.0552214625523839E-4,2.3089305555555617E-6,0,{"$f":"SUM(E2244:I2244)","v":3.4993051225866616E-3},null,1.920701917399425E-3,3.1130526591867266E-4,3.6216116923116972E-4,2.0000000000000533E-6,0,2.5961683525492674E-3]
[2004,4,3,13,2.0622593530215797E-3,5.241026701109532E-4,5.4351936903255442E-4,2.3089305555555617E-6,0,3.1321903227206427E-3,null,1.5681049034301131E-3,3.5049280907962436E-4,3.8938276324145861E-4,2.0000000000000533E-6,0,2.3099804757511964E-3]
[2004,4,3,17,2.1684934647921306E-3,4.9592725248574874E-4,5.0074146310929372E-4,2.3089305555555617E-6,0,3.1674711109427288E-3,null,1.6488834104277247E-3,3.3165054432192169E-4,3.5873623956056156E-4,2.0000000000000533E-6,0,2.341270194310208E-3]
[2004,4,3,20,2.3071452763978309E-3,4.5624948194983365E-4,4.4854903694158875E-4,2.3089305555555617E-6,8.0172213000000766E-5,3.2944249388448094E-3,null,1.7543117530509774E-3,3.0511609974409587E-4,3.2134505852936718E-4,2.0000000000000533E-6,3.5482597246656106E-5,2.4182555085710969E-3]
[2004,4,3,24,1.4973138898100521E-3,5.2575504470532086E-4,4.6867334891367244E-4,2.3089305555555617E-6,8.0172213000000766E-5,2.5742234269846018E-3,null,1.1385305389183945E-3,3.5159783190484508E-4,3.357623187973334E-4,2.0000000000000533E-6,3.5482597246656106E-5,1.8633732868672292E-3]
[2004,4,4,4,1.1448886683459757E-3,4.0423396640566322E-4,3.5498037686117781E-4,2.3089305555555617E-6,8.0172213000000766E-5,1.9865841551683729E-3,null,8.7055274210998362E-4,2.7033080823825101E-4,2.5431152579664701E-4,2.0000000000000533E-6,3.5482597246656106E-5,1.4326776733915377E-3]
[2004,4,4,7,1.5271101312739565E-3,3.6387464008325813E-4,3.718397481259439E-4,2.3089305555555617E-6,0,2.2651334500387145E-3,null,1.1611870647694606E-3,2.4334057433559537E-4,2.6638974957968029E-4,2.0000000000000533E-6,0,1.6729173886847364E-3]
[2004,4,4,8,1.8622748513406554E-3,3.5924253912000592E-4,3.9078316899761778E-4,2.3089305555555617E-6,0,2.6146094900138346E-3,null,1.4160402869033849E-3,2.402428643426144E-4,2.7996100754126455E-4,2.0000000000000533E-6,0,1.9382441587872639E-3]
[2004,4,4,11,1.8934232404881372E-3,4.392783707824259E-4,5.0211390027391878E-4,2.3089305555555617E-6,0,2.8371244421000379E-3,null,1.4397249615222929E-3,2.937666967253933E-4,3.5971946740115938E-4,2.0000000000000533E-6,0,2.095211125648846E-3]
[2004,4,4,14,1.759670538994369E-3,2.5684882352059585E-4,3.6706575331065081E-4,2.3089305555555617E-6,0,2.385894046381171E-3,null,1.3380218140728228E-3,1.7176723340385237E-4,2.6296961149667507E-4,2.0000000000000533E-6,0,1.7747586589733505E-3]
[2004,4,4,18,2.1561469402564481E-3,1.6393738483505148E-4,2.586072967388858E-4,2.3089305555555617E-6,0,2.5810005523859412E-3,null,1.6394953353360262E-3,1.0963285974452389E-4,1.8526887823304026E-4,2.0000000000000533E-6,0,1.9363970733135905E-3]
[2004,4,4,21,2.1666793591574715E-3,2.2067433591619191E-4,2.8002210313362338E-4,2.3089305555555617E-6,8.0172213000000766E-5,2.7498569417628437E-3,null,1.6475039971464217E-3,1.4757560359437351E-4,2.006106617339781E-4,2.0000000000000533E-6,3.5482597246656106E-5,2.0331728597214297E-3]
[2004,4,5,1,1.5876970852279667E-3,5.8900166625209518E-4,5.3949687159630792E-4,2.3089305555555617E-6,8.0172213000000766E-5,2.7986767666319259E-3,null,1.2072562943452538E-3,3.9389390730173621E-4,3.865010054677747E-4,2.0000000000000533E-6,3.5482597246656106E-5,2.0251338043614209E-3]
[2004,4,5,5,1.985656425971699E-3,4.7621381036592022E-4,4.5598702452346099E-4,2.3089305555555617E-6,8.0172213000000766E-5,3.0003384044166369E-3,null,1.5098574161060683E-3,3.1846721193450121E-4,3.2667370792550601E-4,2.0000000000000533E-6,3.5482597246656106E-5,2.192480933212732E-3]
[2004,4,5,8,2.5849154676353754E-3,5.814921464215657E-4,6.6043254334585894E-4,2.3089305555555617E-6,0,3.8291490879583559E-3,null,1.9655232082290675E-3,3.888719281164666E-4,4.731405416523291E-4,2.0000000000000533E-6,0,2.8295356779978638E-3]
[2004,4,5,9,2.6312946883237914E-3,6.196582256998099E-4,7.0895794281999381E-4,2.3089305555555617E-6,0,3.9622197873991506E-3,null,2.0007891330858091E-3,4.1439543162190675E-4,5.0790462773865684E-4,2.0000000000000533E-6,0,2.9250891924463727E-3]
[2004,4,5,12,2.2091597746370026E-3,6.3587403084972613E-4,7.130854594644653E-4,2.3089305555555617E-6,0,3.5604281955067497E-3,null,1.6798053406780198E-3,4.2523972496862593E-4,5.1086162233336685E-4,2.0000000000000533E-6,0,2.6179066879800129E-3]
[2004,4,5,18,2.6497250173722147E-3,3.8765752202064895E-4,4.6915252331102328E-4,2.3089305555555617E-6,0,3.5088439932594428E-3,null,2.0148032236560949E-3,2.5924533798902318E-4,3.3610560417324768E-4,2.0000000000000533E-6,0,2.6121541658183658E-3]
[2004,4,5,20,2.9380903796328282E-3,4.09653537995804E-4,4.7630001197837438E-4,2.3089305555555617E-6,8.0172213000000766E-5,3.9065250731625629E-3,null,2.2340710562290126E-3,2.7395513793348884E-4,3.4122613721420265E-4,2.0000000000000533E-6,3.5482597246656106E-5,2.8867349286233602E-3]
[2004,4,5,23,2.0523901477042688E-3,4.7366762254954018E-4,4.6643493201553783E-4,2.3089305555555617E-6,8.0172213000000766E-5,3.0749738458249035E-3,null,1.5606005372948068E-3,3.1676445296931904E-4,3.3415869433288528E-4,2.0000000000000533E-6,3.5482597246656106E-5,2.2490062818436673E-3]
[2004,4,6,3,1.900183422547469E-3,7.1210788965195228E-4,6.5393621454608883E-4,2.3089305555555617E-6,8.0172213000000766E-5,3.3487086703010665E-3,null,1.4448652823164676E-3,4.7622099417855986E-4,4.6848650611449341E-4,2.0000000000000533E-6,3.5482597246656106E-5,2.4270553798561773E-3]
[2004,4,6,6,2.4495456984252578E-3,7.2510928855022726E-4,6.8721395185057372E-4,2.3089305555555617E-6,7.3497609053764783E-5,3.9376754784353788E-3,null,1.8625904715858469E-3,4.8491565856723096E-4,4.923270130850326E-4,2.0000000000000533E-6,3.2528552762375366E-5,2.8743616960004857E-3]
[2004,4,6,9,2.8260067974886622E-3,8.2371508316902368E-4,8.9601053241345537E-4,2.3089305555555617E-6,0,4.5480413436266975E-3,null,2.1488447172155608E-3,5.5085812350478592E-4,6.4191099137021691E-4,2.0000000000000533E-6,0,3.3436138320905636E-3]
[2004,4,6,11,2.4725194851429699E-3,7.9050405043675994E-4,8.8577852650599661E-4,2.3089305555555617E-6,0,4.1511109926412821E-3,null,1.8800593256121936E-3,5.2864829932605726E-4,6.3458067903775879E-4,2.0000000000000533E-6,0,3.0452883039760099E-3]
[2004,4,6,14,2.0954080746133598E-3,7.6391506718175082E-4,8.5725742620149157E-4,2.3089305555555617E-6,0,3.7188894985521583E-3,null,1.5933105948453801E-3,5.1086695997579917E-4,6.1414787483609322E-4,2.0000000000000533E-6,0,2.7203254296572724E-3]
[2004,4,6,17,2.4532073113648317E-3,6.7290921227291264E-4,7.4795945098824455E-4,2.3089305555555617E-6,0,3.8763849051815444E-3,null,1.8653746961774806E-3,4.500069423709684E-4,5.3584570194208266E-4,2.0000000000000533E-6,0,2.8532273404905319E-3]
[2004,4,6,21,2.9678245555774503E-3,6.4820980490080352E-4,6.6490512636869321E-4,2.3089305555555617E-6,8.0172213000000766E-5,4.3634206304025043E-3,null,2.2566803885760325E-3,4.3348925382223462E-4,4.7634474528422162E-4,2.0000000000000533E-6,3.5482597246656106E-5,3.2039969849291449E-3]
[2004,4,6,24,2.0901315520814642E-3,6.748354559775754E-4,6.3566696893244731E-4,2.3089305555555617E-6,8.0172213000000766E-5,3.4831151205470434E-3,null,1.5892984220586732E-3,4.5129511471871906E-4,4.5539823411410671E-4,2.0000000000000533E-6,3.5482597246656106E-5,2.5334743681381553E-3]
[2004,4,7,4,1.960066713725157E-3,7.7568996387239659E-4,7.017233234234405E-4,2.3089305555555617E-6,8.0172213000000766E-5,3.5199611445765502E-3,null,1.4903994593789601E-3,5.1874140300592743E-4,5.0272167336364644E-4,2.0000000000000533E-6,3.5482597246656106E-5,2.5493451329951901E-3]
[2004,4,7,8,2.8575856504372025E-3,8.5341542258794256E-4,8.9871502132520507E-4,2.3089305555555617E-6,0,4.612025024905906E-3,null,2.1728567087629627E-3,5.7072017723435646E-4,6.4384851453059189E-4,2.0000000000000533E-6,0,3.3894254005279113E-3]
[2004,4,7,11,2.4465586471066241E-3,8.6124165600551977E-4,9.445325264765184E-4,2.3089305555555617E-6,0,4.2546417601442184E-3,null,1.8603191715126123E-3,5.75953958116371E-4,6.7667263778567238E-4,2.0000000000000533E-6,0,3.1149457674146562E-3]
[2004,4,7,12,2.2976957741774294E-3,8.627572744938142E-4,9.3257264601916969E-4,2.3089305555555617E-6,0,4.0953346252459695E-3,null,1.7471265215983601E-3,5.7696752551785531E-4,6.681044586813855E-4,2.0000000000000533E-6,0,2.9941985057976013E-3]
[2004,4,7,15,1.9829514481550011E-3,8.1113960316510944E-4,8.9210395535554597E-4,2.3089305555555617E-6,0,3.6885039372312124E-3,null,1.5078005996480323E-3,5.4244829168468959E-4,6.3911228012588348E-4,2.0000000000000533E-6,0,2.6913611714586057E-3]
[2004,4,7,19,3.0879114769022968E-3,6.3382742378187559E-4,6.9292600204984896E-4,2.3089305555555617E-6,5.3448142267241215E-6,4.4223186475163016E-3,null,2.347992322689175E-3,4.2387105981730875E-4,4.9641918351554857E-4,2.0000000000000533E-6,2.3655064949379392E-6,3.2726480725169703E-3]
[2004,4,7,22,2.6744161635823805E-3,7.2577996785000648E-4,7.1357093589274521E-4,2.3089305555555617E-6,8.0172213000000766E-5,4.1962482108806893E-3,null,2.0335779269380762E-3,4.853641742592449E-4,5.1120942254786279E-4,2.0000000000000533E-6,3.5482597246656106E-5,3.0676341209918403E-3]
[2004,4,8,1,1.5270397149873595E-3,6.5715563336864321E-4,6.0473504578996233E-4,2.3089305555555617E-6,8.0172213000000766E-5,2.8714115377015217E-3,null,1.1611335214922135E-3,4.3947176207500464E-4,4.3323829209211077E-4,2.0000000000000533E-6,3.5482597246656106E-5,2.0713261729059852E-3]
[2004,4,8,5,1.7980196373589068E-3,6.4951247451557612E-4,5.9779293189305815E-4,2.3089305555555617E-6,8.0172213000000766E-5,3.1278061873230975E-3,null,1.3671817784097267E-3,4.3436041201054846E-4,4.2826489161012799E-4,2.0000000000000533E-6,3.5482597246656106E-5,2.2672896792770595E-3]
[2004,4,8,9,2.5350712288198926E-3,8.2732741621917294E-4,8.8926114616831879E-4,2.3089305555555617E-6,0,4.2539687217629397E-3,null,1.9276225459385651E-3,5.5327386536278855E-4,6.3707566292370158E-4,2.0000000000000533E-6,0,3.1199720742250557E-3]
[2004,4,8,12,2.1532663072306793E-3,8.1892864299767541E-4,8.8015737940326023E-4,2.3089305555555617E-6,0,3.854661260187171E-3,null,1.6373049538177791E-3,5.4765719941715955E-4,6.3055363250334327E-4,2.0000000000000533E-6,0,2.8175157857382822E-3]
[2004,4,8,13,1.9735453504421711E-3,8.1285222001749454E-4,8.7526021369355644E-4,2.3089305555555617E-6,0,3.6639667147087777E-3,null,1.5006483722019449E-3,5.4359360142207836E-4,6.2704525354807274E-4,2.0000000000000533E-6,0,2.6732872271720961E-3]
[2004,4,8,16,1.996612826242734E-3,7.8380135492461648E-4,8.3727044120160106E-4,2.3089305555555617E-6,0,3.6199935529245071E-3,null,1.5181884657210355E-3,5.2416588259278786E-4,5.998289969974328E-4,2.0000000000000533E-6,0,2.6441833453112562E-3]
[2004,4,8,20,2.8149988696784885E-3,6.299954963625903E-4,6.5854222286127232E-4,2.3089305555555617E-6,8.0172213000000766E-5,4.186017732457907E-3,null,2.1404744869870269E-3,4.2130846458174125E-4,4.7178629697286088E-4,2.0000000000000533E-6,3.5482597246656106E-5,3.0710518457882853E-3]
[2004,4,8,22,2.3712493561699527E-3,6.316696057300711E-4,6.1873067866103216E-4,2.3089305555555617E-6,8.0172213000000766E-5,3.7041307841166123E-3,null,1.8030553418111675E-3,4.2242802250116692E-4,4.4326490477815053E-4,2.0000000000000533E-6,3.5482597246656106E-5,2.7062308663371414E-3]
[2004,4,9,3,1.3466965574602911E-3,6.808710291595798E-4,6.0842719326659721E-4,2.3089305555555617E-6,8.0172213000000766E-5,2.7184759234420244E-3,null,1.0240038296307524E-3,4.5533139447764207E-4,4.3588338381957955E-4,2.0000000000000533E-6,3.5482597246656106E-5,1.9527012051746304E-3]
[2004,4,9,7,2.5105558228480738E-3,6.9529083264693024E-4,6.8223021820749074E-4,2.3089305555555617E-6,0,3.8903858042580505E-3,null,1.9089814723715266E-3,4.6497461463064699E-4,4.8875661598831604E-4,2.0000000000000533E-6,0,2.8647127029904898E-3]
[2004,4,9,10,2.458189853288102E-3,7.5293502462559479E-4,8.196225092978502E-4,2.3089305555555617E-6,0,4.0330563177671027E-3,null,1.8691633313993204E-3,5.0352407435663943E-4,5.8718584041147484E-4,2.0000000000000533E-6,0,2.9618732461674348E-3]
[2004,4,9,13,2.1026553834614858E-3,7.301414712504548E-4,7.8542222995488568E-4,2.3089305555555617E-6,0,3.620528015222382E-3,null,1.5988213180843207E-3,4.8828092257176508E-4,5.6268441501076266E-4,2.0000000000000533E-6,0,2.6517866556668487E-3]
[2004,4,9,14,1.919225983516808E-3,7.5877735114350964E-4,8.081166739833046E-4,2.3089305555555617E-6,0,3.4884289391991781E-3,null,1.4593449030228236E-3,5.0743112072293797E-4,5.7894294383144414E-4,2.0000000000000533E-6,0,2.5477189675772059E-3]
[2004,4,9,19,2.423581036666411E-3,6.0352517311014085E-4,6.3780074230377715E-4,2.3089305555555617E-6,2.6724070732759546E-6,3.6698882897091608E-3,null,1.8428474099964804E-3,4.0360647891539723E-4,4.5692689089949108E-4,2.0000000000000533E-6,1.1827532297276712E-6,2.7065635330410964E-3]
[2004,4,9,22,2.435708667160768E-3,4.9244256998882269E-4,5.1250667125681015E-4,2.3089305555555617E-6,8.0172213000000766E-5,3.5231390519619575E-3,null,1.8520690419979676E-3,3.2932016856398165E-4,3.6716495345671062E-4,2.0000000000000533E-6,3.5482597246656106E-5,2.5860367612653159E-3]
[2004,4,10,1,1.603312726923223E-3,6.2570990572546664E-4,5.7514754406455862E-4,2.3089305555555617E-6,8.0172213000000766E-5,2.8866513202688046E-3,null,1.2191301473001021E-3,4.1844248280635207E-4,4.1204150714633072E-4,2.0000000000000533E-6,3.5482597246656106E-5,2.0870967344994414E-3]
[2004,4,10,4,1.5250216943976766E-3,6.2278824335881919E-4,5.5593744000188936E-4,2.3089305555555617E-6,8.0172213000000766E-5,2.7862285213139416E-3,null,1.1595990549483871E-3,4.1648862584574601E-4,3.9827919465433537E-4,2.0000000000000533E-6,3.5482597246656106E-5,2.0118494726951248E-3]
[2004,4,10,8,2.5581387779978404E-3,6.5664919111922172E-4,6.499459643597434E-4,2.3089305555555617E-6,0,3.8670428640323611E-3,null,1.9451626952524991E-3,4.3913307964356662E-4,4.656278505962006E-4,2.0000000000000533E-6,0,2.8519236254922666E-3]
[2004,4,10,11,3.071237050843795E-3,5.2091036674828297E-4,5.7064275905150199E-4,2.3089305555555617E-6,0,4.1650991071991361E-3,null,2.3353133891564409E-3,3.4835796139266306E-4,4.0881423368353782E-4,2.0000000000000533E-6,0,3.094485584232642E-3]
[2004,4,10,12,2.769787244720984E-3,6.1912233118787405E-4,6.4023702759159393E-4,2.3089305555555617E-6,0,4.0314555340560075E-3,null,2.1060963809141752E-3,4.1403705303776599E-4,4.5867227027594857E-4,2.0000000000000533E-6,0,2.98080570422789E-3]
[2004,4,10,16,2.3620515632361673E-3,6.4991090162760251E-4,6.4896709343851557E-4,2.3089305555555617E-6,0,3.663238488857841E-3,null,1.7960615055707977E-3,4.3462685949435548E-4,4.6492657758574128E-4,2.0000000000000533E-6,0,2.6976149426508949E-3]
[2004,4,10,19,2.6933526932112492E-3,4.9201847734465154E-4,5.0827159918959467E-4,2.3089305555555617E-6,0,3.6959517003010509E-3,null,2.0479769233210827E-3,3.2903655729725392E-4,3.6413090507128815E-4,2.0000000000000533E-6,0,2.7431443856896251E-3]
[2004,4,10,23,2.0705267054076369E-3,5.8647679734208152E-4,5.4327939424019108E-4,2.3089305555555617E-6,8.0172213000000766E-5,3.2827640405454659E-3,null,1.5743912494204785E-3,3.9220540532054776E-4,3.8921084287747042E-4,2.0000000000000533E-6,3.5482597246656106E-5,2.3932900948651532E-3]
[2004,4,11,2,1.5156128809885486E-3,6.396277081105494E-4,5.6312117108560942E-4,2.3089305555555617E-6,8.0172213000000766E-5,2.8008429037402636E-3,null,1.1524447625357013E-3,4.2774999053786207E-4,4.0342569212827348E-4,2.0000000000000533E-6,3.5482597246656106E-5,2.0211030424484933E-3]
[2004,4,11,5,1.5500966468143412E-3,6.4544791218662794E-4,5.6410254808044889E-4,2.3089305555555617E-6,8.0172213000000766E-5,2.8421282506369745E-3,null,1.1786655975635229E-3,4.3164224255712693E-4,4.0412876051516903E-4,2.0000000000000533E-6,3.5482597246656106E-5,2.0519191978824753E-3]
[2004,4,11,9,2.7037044563520711E-3,6.6796621383635279E-4,6.5796538947636624E-4,2.3089305555555617E-6,0,4.0319449902203458E-3,null,{"$f":"E2435*T$5","v":2.0558482177421679E-3},{"$f":"F2435*U$5","v":4.4670132019785627E-4},{"$f":"G2435*V$5","v":4.7137304771231573E-4},{"$f":"H2435*W$5","v":2.0000000000000533E-6},{"$f":"I2435*X$5","v":0},{"$f":"SUM(L2435:P2435)","v":2.9759225856523402E-3}]
[2004,4,11,13,2.257711136261672E-3,6.2007659053513089E-4,6.2876388057828136E-4,2.3089305555555617E-6,0,3.5088605379306401E-3,null,1.7167229224168555E-3,4.1467521242577243E-4,4.5045279192493595E-4,2.0000000000000533E-6,0,2.5838509267675641E-3]
[2004,4,11,14,2.2319263660403803E-3,5.3764368727891225E-4,5.6778400314607042E-4,2.3089305555555617E-6,0,3.3396629870209183E-3,null,1.6971166471156504E-3,3.5954834230937996E-4,4.0676619209143935E-4,2.0000000000000533E-6,0,2.46543118151647E-3]
[2004,4,11,17,2.5388338930799879E-3,4.9357291776205565E-4,5.1186138264943185E-4,2.3089305555555617E-6,0,3.5465771240470309E-3,null,1.9304836081359905E-3,3.3007608680075284E-4,3.6670266218367573E-4,2.0000000000000533E-6,0,2.6292623571204194E-3]
[2004,4,11,20,2.93908646418959E-3,4.2579994310281999E-4,4.5313510736104509E-4,2.3089305555555617E-6,7.8836009423276682E-5,3.899166454632287E-3,null,2.2348284610022775E-3,2.8475302011427901E-4,3.2463056567794661E-4,2.0000000000000533E-6,3.4891220614050976E-5,2.8811032674085544E-3]
[2004,4,11,24,1.4165449801935835E-3,6.1278331213785679E-4,5.5082038379213462E-4,2.3089305555555617E-6,8.0172213000000766E-5,2.6626298196791311E-3,null,1.0771153134140382E-3,4.0979784434764529E-4,3.9461328392485627E-4,2.0000000000000533E-6,3.5482597246656106E-5,1.919009038933196E-3]
[2004,4,12,3,1.5632066637655648E-3,7.2015699118553123E-4,6.3557976935894043E-4,2.3089305555555617E-6,8.0172213000000766E-5,3.001424567865593E-3,null,1.1886342185496006E-3,4.8160381775103653E-4,4.5533576345929634E-4,2.0000000000000533E-6,3.5482597246656106E-5,2.1630563970065899E-3]
[2004,4,12,6,2.1315085384690066E-3,6.7147380068419691E-4,6.3380942961857578E-4,2.3089305555555617E-6,5.8799369950316492E-5,3.4979000692776517E-3,null,1.6207607379639935E-3,4.4904701320325798E-4,4.5406747419629112E-4,2.0000000000000533E-6,2.602340991016668E-5,2.5518986352737094E-3]
[2004,4,12,11,2.1871559028660446E-3,8.1657754057890659E-4,8.6650147750797065E-4,2.3089305555555617E-6,0,3.8725438515084774E-3,null,1.6630739925243884E-3,5.4608490349465698E-4,6.2077040651821078E-4,2.0000000000000533E-6,0,2.8319293025372565E-3]
[2004,4,12,14,1.9487035281168367E-3,6.7619329790850598E-4,7.6656001178611885E-4,2.3089305555555617E-6,0,3.3937657683670171E-3,null,1.4817590975132781E-3,4.5220316930382008E-4,5.4917133148534784E-4,2.0000000000000533E-6,0,2.4851335983024463E-3]
[2004,4,12,15,1.8596737822235338E-3,7.0759988476729952E-4,7.7211610713806133E-4,2.3089305555555617E-6,0,3.3416987046844503E-3,null,1.4140624807507578E-3,4.7320627323651213E-4,5.5315177428874466E-4,2.0000000000000533E-6,0,2.4424205282760148E-3]
[2004,4,12,18,2.4832454622096909E-3,5.9997738491085679E-4,6.3645333876922875E-4,2.3089305555555617E-6,0,3.7219851164453322E-3,null,1.8882151655688706E-3,4.0123390132153886E-4,4.5596159740421486E-4,2.0000000000000533E-6,0,2.747410664294625E-3]
[2004,4,12,21,2.7648624801029568E-3,5.5346152502162057E-4,5.7048655629422687E-4,2.3089305555555617E-6,8.0172213000000766E-5,3.9712917049743602E-3,null,2.1023516785155889E-3,3.7012649559914259E-4,4.0870232845123305E-4,2.0000000000000533E-6,3.5482597246656106E-5,2.918663099812621E-3]
[2004,4,13,3,1.3093368438628912E-3,5.8766750572875287E-4,5.1934953634415366E-4,2.3089305555555617E-6,8.0172213000000766E-5,2.4988350294913543E-3,null,9.9559617566764087E-4,3.9300168961948248E-4,3.7206725108952733E-4,2.0000000000000533E-6,3.5482597246656106E-5,1.7981477136233069E-3]
[2004,4,13,5,1.5860182149699056E-3,5.6595157380838436E-4,5.1620131061648348E-4,2.3089305555555617E-6,8.0172213000000766E-5,2.7506522429503301E-3,null,1.2059797116108701E-3,3.7847919543157737E-4,3.6981183039434573E-4,2.0000000000000533E-6,3.5482597246656106E-5,1.9917533346834495E-3]
[2004,4,13,9,2.2353716748992111E-3,7.1580009107332699E-4,7.875402500240519E-4,2.3089305555555617E-6,0,3.7410209465521455E-3,null,1.6997363979764954E-3,4.7869014788005015E-4,5.6420178597143481E-4,2.0000000000000533E-6,0,2.7446283318279807E-3]
[2004,4,13,12,1.8820613643388009E-3,7.2022666975401855E-4,7.8526550505883226E-4,2.3089305555555617E-6,0,3.3898624697072072E-3,null,1.4310855953456596E-3,4.8165041518049933E-4,5.6257213571296572E-4,2.0000000000000533E-6,0,2.4773081462391251E-3]
[2004,4,13,15,1.6383353867743084E-3,6.931712591700651E-4,7.6441712675491048E-4,2.3089305555555617E-6,0,3.09823270325484E-3,null,1.2457607476478157E-3,4.6355715331185639E-4,5.4763614701483694E-4,2.0000000000000533E-6,0,2.2589540479745094E-3]
[2004,4,13,16,1.7402752462949531E-3,6.915977385090154E-4,7.4930926765204569E-4,2.3089305555555617E-6,0,3.1834911830115695E-3,null,1.3232739825060247E-3,4.6250486392642094E-4,5.3681272422751803E-4,2.0000000000000533E-6,0,2.3245915706599637E-3]
[2004,4,13,19,2.5156963532313773E-3,4.3240232057390946E-4,4.9319814718492487E-4,2.3089305555555617E-6,0,3.4436057515457672E-3,null,1.9128902391755073E-3,2.8916834932058946E-4,3.5333213187648357E-4,2.0000000000000533E-6,0,2.5573907203725807E-3]
[2004,4,13,24,1.4947700338350889E-3,5.5092465847195052E-4,5.0265743971526008E-4,2.3089305555555617E-6,8.0172213000000766E-5,2.6308332755778561E-3,null,1.1365962366095626E-3,3.684299702159276E-4,3.6010886454440551E-4,2.0000000000000533E-6,3.5482597246656106E-5,1.9026176686165518E-3]
[2004,4,14,3,9.9947640968498733E-4,5.1889323123318189E-4,4.5681925702482462E-4,2.3089305555555617E-6,8.0172213000000766E-5,2.05767004149855E-3,null,7.5998387719439914E-4,3.4700900529436197E-4,3.2726992769154147E-4,2.0000000000000533E-6,3.5482597246656106E-5,1.4717454074269587E-3]
[2004,4,14,6,1.5955208167466634E-3,4.0278754786503371E-4,4.1415959629692779E-4,2.3089305555555617E-6,5.4790759300316445E-5,2.4695676507644972E-3,null,1.2132053190106594E-3,2.6936351818933221E-4,2.9670811606238368E-4,2.0000000000000533E-6,2.4249280047833869E-5,1.8055262333102095E-3]
[2004,4,14,10,1.6283595065744315E-3,6.1057300271257571E-4,7.0654353962195618E-4,2.3089305555555617E-6,0,2.9477849794645192E-3,null,1.2381752678513303E-3,4.0831970351077853E-4,5.0617492491223455E-4,2.0000000000000533E-6,0,2.1546698962743435E-3]
[2004,4,14,13,1.3606498261516506E-3,5.9936063358417445E-4,6.9097544575565063E-4,2.3089305555555617E-6,0,2.6532948360470311E-3,null,1.0346136440664297E-3,4.0082144987391177E-4,4.9502178529394543E-4,2.0000000000000533E-6,0,1.9324568792342871E-3]
[2004,4,14,16,1.3781641583975037E-3,5.8181910510974059E-4,6.5915909597614498E-4,2.3089305555555617E-6,0,2.621451290038945E-3,null,1.0479312271506262E-3,3.8909058120794416E-4,4.7222823110018743E-4,2.0000000000000533E-6,0,1.9112500394587578E-3]
[2004,4,14,17,1.6585116964186505E-3,4.991809142397501E-4,5.6224569953355332E-4,2.3089305555555617E-6,0,2.7222472407475097E-3,null,1.2611024504457983E-3,3.3382642533339119E-4,4.027984954697889E-4,2.0000000000000533E-6,0,1.9997273712489784E-3]
[2004,4,14,21,2.0690438646222731E-3,4.0647649453480234E-4,4.2927430530869141E-4,2.3089305555555617E-6,8.0172213000000766E-5,2.9872758080213232E-3,null,1.5732637239697499E-3,2.718304952809742E-4,3.0753644619359305E-4,2.0000000000000533E-6,3.5482597246656106E-5,2.1901132626909736E-3]
[2004,4,15,1,1.3343710335435106E-3,6.5174433811946287E-4,5.8721600327553294E-4,2.3089305555555617E-6,8.0172213000000766E-5,2.6558125184940628E-3,null,1.0146317230317788E-3,4.3585296716933683E-4,4.2068747316590516E-4,2.0000000000000533E-6,3.5482597246656106E-5,1.9086547606136769E-3]
[2004,4,15,4,1.4303090448729867E-3,6.2304277218202934E-4,5.534452915479266E-4,2.3089305555555617E-6,8.0172213000000766E-5,2.6892782521584987E-3,null,1.0875812605235897E-3,4.1665884158271176E-4,3.9649379434166719E-4,2.0000000000000533E-6,3.5482597246656106E-5,1.9382164936946249E-3]
[2004,4,15,7,2.3662710320732552E-3,6.664989834461294E-4,6.7931187704830685E-4,2.3089305555555617E-6,0,3.7143908231232472E-3,null,1.7992699137487573E-3,4.4572011225833645E-4,4.8666588691886821E-4,2.0000000000000533E-6,0,2.733655912925962E-3]
[2004,4,15,11,2.0052001979132964E-3,7.9655812396915346E-4,8.6500829476071151E-4,2.3089305555555617E-6,0,3.6690755471987173E-3,null,1.5247181486168634E-3,5.3269695116424387E-4,6.1970067532318978E-4,2.0000000000000533E-6,0,2.6791157751042973E-3]
[2004,4,15,14,1.6921641742737607E-3,7.7387888372077546E-4,8.3908414829716809E-4,2.3089305555555617E-6,0,3.3074361368472596E-3,null,1.2866911890590349E-3,5.1753024609715675E-4,6.0112835507153341E-4,2.0000000000000533E-6,0,2.4073497902277253E-3]
[2004,4,15,18,2.2548895249465749E-3,6.1364133710097067E-4,6.4852021927852901E-4,2.3089305555555617E-6,0,3.5193600118816303E-3,null,1.7145774199453575E-3,4.1037164714761683E-4,4.6460643242597177E-4,2.0000000000000533E-6,0,2.5915554995189468E-3]
[2004,4,15,19,2.4122265312773988E-3,5.8820318527789495E-4,6.1902052882746843E-4,2.3089305555555617E-6,0,3.6217591759383177E-3,null,1.8342136484133674E-3,3.9335992444760416E-4,4.4347255636365679E-4,2.0000000000000533E-6,0,2.6730461292246285E-3]
[2004,4,15,22,2.1543903387991606E-3,6.0768520163593804E-4,5.8145094623594904E-4,2.3089305555555617E-6,8.0172213000000766E-5,3.426007630226604E-3,null,1.6381596471964578E-3,4.0638849123284903E-4,4.1655732809984522E-4,2.0000000000000533E-6,3.5482597246656106E-5,2.4985880637758084E-3]
[2004,4,16,2,1.3157364567617348E-3,7.0145218682773577E-4,6.3118354612588779E-4,2.3089305555555617E-6,8.0172213000000766E-5,2.7308533332709149E-3,null,1.0004623261603168E-3,4.6909501022815051E-4,4.5218626475171706E-4,2.0000000000000533E-6,3.5482597246656106E-5,1.9592261983868405E-3]
[2004,4,16,5,1.5622908735383845E-3,7.103976945298712E-4,6.3306667075146929E-4,2.3089305555555617E-6,8.0172213000000766E-5,2.9882363823752816E-3,null,1.1879378681397209E-3,4.7507730396937703E-4,4.5353535424514599E-4,2.0000000000000533E-6,3.5482597246656106E-5,2.1540331236009004E-3]
[2004,4,16,8,2.4210654391110297E-3,8.0334431774390974E-4,8.1338728004469614E-4,2.3089305555555617E-6,0,4.040105967455191E-3,null,1.8409345948814124E-3,5.3723520722496847E-4,5.8271885922484554E-4,2.0000000000000533E-6,0,2.9628886613312267E-3]
[2004,4,16,11,2.2425642027956096E-3,8.0557004821440927E-4,8.5078745219258425E-4,2.3089305555555617E-6,0,3.9012306337581587E-3,null,1.7052054667654791E-3,5.3872366086076917E-4,6.0951272013650445E-4,2.0000000000000533E-6,0,2.8554418477627535E-3]
[2004,4,16,16,1.8590783445545092E-3,7.454569348200415E-4,7.8964003302983666E-4,2.3089305555555617E-6,0,3.3964842429599429E-3,null,1.4136097206616271E-3,4.985231139495055E-4,5.6570609171578245E-4,2.0000000000000533E-6,0,2.4798389263269152E-3]
[2004,4,16,19,2.2807640003732598E-3,6.5947871350325801E-4,6.7830121904593305E-4,2.3089305555555617E-6,0,3.6208528634780065E-3,null,1.7342519054705746E-3,4.4102531814050965E-4,4.8594184132255968E-4,2.0000000000000533E-6,0,2.6632190649336441E-3]
[2004,4,16,20,2.4705590084448609E-3,5.6824325633624147E-4,5.9909689149968725E-4,2.3089305555555617E-6,7.08187881232766E-5,3.7110268749596222E-3,null,1.8785686144080665E-3,3.8001175439857766E-4,4.291990614368413E-4,2.0000000000000533E-6,3.1342960889385359E-5,2.7211223911328707E-3]
[2004,4,16,23,1.8054729076531551E-3,6.539022508099449E-4,6.0882500470505049E-4,2.3089305555555617E-6,8.0172213000000766E-5,3.150681306723707E-3,null,1.3728491110261971E-3,4.3729606777494049E-4,4.3616837995031488E-4,2.0000000000000533E-6,3.5482597246656106E-5,2.2837961559981088E-3]
[2004,4,17,3,1.1484297997608468E-3,6.1088441260012455E-4,5.3401274652083652E-4,2.3089305555555617E-6,8.0172213000000766E-5,2.3758081024373642E-3,null,8.7324535471819604E-4,4.0852795836710096E-4,3.8257212289703979E-4,2.0000000000000533E-6,3.5482597246656106E-5,1.701828033228993E-3]
[2004,4,17,8,1.9994293371894218E-3,6.8095773014674552E-4,6.5389430816654374E-4,2.3089305555555617E-6,0,3.3365903060582668E-3,null,1.520330089964172E-3,4.5538937562193823E-4,4.6845648396110856E-4,2.0000000000000533E-6,0,2.4461759495472192E-3]
[2004,4,17,10,2.3784770703362667E-3,6.2666565477178398E-4,6.3131116147653447E-4,2.3089305555555617E-6,0,3.6387628171401405E-3,null,1.808551165606648E-3,4.1908163842818474E-4,4.5227768967730025E-4,2.0000000000000533E-6,0,2.6819104937121333E-3]
[2004,4,17,14,1.8432867381106954E-3,6.440607269057988E-4,6.4140099318682866E-4,2.3089305555555617E-6,0,3.1310573887588784E-3,null,1.4016020672783119E-3,4.3071456465445802E-4,4.5950614697954647E-4,2.0000000000000533E-6,0,2.2938227789123166E-3]
[2004,4,17,17,2.0813757370035167E-3,6.1523051751812051E-4,5.9478901929751939E-4,2.3089305555555617E-6,0,3.2937042043747122E-3,null,1.5826406578268661E-3,4.1143440896950043E-4,4.2611285829976283E-4,2.0000000000000533E-6,0,2.42218792509613E-3]
[2004,4,17,18,2.1189524068017471E-3,5.6161364419924091E-4,5.3811212446553476E-4,2.3089305555555617E-6,0,3.2209871060220781E-3,null,1.6112132813811465E-3,3.7557821205368982E-4,3.8550895864314936E-4,2.0000000000000533E-6,0,2.3743004520779859E-3]
[2004,4,17,21,2.2126995289336567E-3,5.6051191438409901E-4,5.2670114968255679E-4,2.3089305555555617E-6,8.0172213000000766E-5,3.3823937365558688E-3,null,1.68249690615032E-3,3.748414320298939E-4,3.7733402110562723E-4,2.0000000000000533E-6,3.5482597246656106E-5,2.4721549565324976E-3]
[2004,4,18,1,1.3490658462025982E-3,6.7486745982081435E-4,5.8726428017851981E-4,2.3089305555555617E-6,8.0172213000000766E-5,2.6936787297574889E-3,null,1.0258053941570619E-3,4.5131651723688554E-4,4.2072205922659921E-4,2.0000000000000533E-6,3.5482597246656106E-5,1.9353265678672027E-3]
[2004,4,18,5,1.2975522963114263E-3,6.8591628865995245E-4,5.8848799142397867E-4,2.3089305555555617E-6,8.0172213000000766E-5,2.6544377199509144E-3,null,9.8663541776244251E-4,4.5870540357102627E-4,4.2159873831719826E-4,2.0000000000000533E-6,3.5482597246656106E-5,1.9044221568973231E-3]
[2004,4,18,8,1.9983053983128139E-3,7.3649611573653256E-4,6.8100850127960472E-4,2.3089305555555617E-6,0,3.4181189458845065E-3,null,1.5194754670667257E-3,4.9253058074686317E-4,4.8788136564696042E-4,2.0000000000000533E-6,0,2.5018874134605496E-3]
[2004,4,18,11,2.1868602043443814E-3,7.7383054908848484E-4,7.4601640601146399E-4,2.3089305555555617E-6,0,3.7090160899998859E-3,null,1.6628491486893598E-3,5.1749792239034608E-4,5.3445368490411048E-4,2.0000000000000533E-6,0,2.7168007559838165E-3]
[2004,4,18,15,1.8592940252525744E-3,6.044793289988903E-4,6.0644471405994576E-4,2.3089305555555617E-6,0,3.0725269988669665E-3,null,1.4137737203834446E-3,4.0424456911569495E-4,4.3446311570120741E-4,2.0000000000000533E-6,0,2.2544814052003473E-3]
[2004,4,18,18,2.2268547676799633E-3,5.812240205540696E-4,5.6379384460832397E-4,2.3089305555555617E-6,0,3.3741815633979129E-3,null,1.6932602949814993E-3,3.8869261937822698E-4,4.0390760223112815E-4,2.0000000000000533E-6,0,2.4878605165908545E-3]
[2004,4,18,22,1.9220670312824365E-3,6.2817294556213139E-4,5.8176977253996602E-4,2.3089305555555617E-6,8.0172213000000766E-5,3.2144908929400908E-3,null,1.4615051846215631E-3,4.2008963669519771E-4,4.1678573848285178E-4,2.0000000000000533E-6,3.5482597246656106E-5,2.3358631570462689E-3]
[2004,4,18,23,1.5600809625927674E-3,6.445890664657397E-4,5.7742958520172884E-4,2.3089305555555617E-6,8.0172213000000766E-5,2.8645807578157926E-3,null,1.1862574916221462E-3,4.3106789087672735E-4,4.1367638445604586E-4,2.0000000000000533E-6,3.5482597246656106E-5,2.0684843642015758E-3]
[2004,4,19,2,1.0529445251477639E-3,6.9005194297031512E-4,5.9859754428446773E-4,2.3089305555555617E-6,8.0172213000000766E-5,2.4240751559581031E-3,null,8.0064007007891753E-4,4.6147111567150918E-4,4.2884132405054503E-4,2.0000000000000533E-6,3.5482597246656106E-5,1.7284351070476279E-3]
[2004,4,19,6,1.5101169903786243E-3,7.1414955181899281E-4,6.4669898088107614E-4,2.3089305555555617E-6,4.4101130927040426E-5,2.9173755845612894E-3,null,1.148265786209804E-3,4.775863524354948E-4,4.6330167885116555E-4,2.0000000000000533E-6,1.9518267093440594E-5,2.1106720845899055E-3]
[2004,4,19,9,1.9020996708092282E-3,7.8372993060631579E-4,8.1723336535267704E-4,2.3089305555555617E-6,0,3.5053718973237767E-3,null,{"$f":"E2627*T$5","v":1.4463223630134475E-3},{"$f":"F2627*U$5","v":5.241181176959738E-4},{"$f":"G2627*V$5","v":5.8547423356881717E-4},{"$f":"H2627*W$5","v":2.0000000000000533E-6},{"$f":"I2627*X$5","v":0},{"$f":"SUM(L2627:P2627)","v":2.5579147142782387E-3}]
[2004,4,19,13,1.4558145467677395E-3,7.3235910881104288E-4,7.8122902492783219E-4,2.3089305555555617E-6,0,2.9717116110621706E-3,null,1.1069751852144912E-3,4.897639640872118E-4,5.5968036059559376E-4,2.0000000000000533E-6,0,2.1584195098972971E-3]
[2004,4,19,16,1.4691040319034939E-3,6.8232227742696385E-4,7.2328054486535604E-4,2.3089305555555617E-6,0,2.8770157847513695E-3,null,1.1170802705787082E-3,4.563019143984807E-4,5.1816548444217736E-4,2.0000000000000533E-6,0,2.0935476694193666E-3]
[2004,4,19,19,2.0252176888024701E-3,6.2399834079278804E-4,6.2338308045544388E-4,2.3089305555555617E-6,0,3.2749080406062575E-3,null,1.5399390884912247E-3,4.1729787653855779E-4,4.4659793239341673E-4,2.0000000000000533E-6,0,2.4058348974231995E-3]
[2004,4,19,21,2.0139353814279952E-3,6.1850611624742098E-4,5.9727873693637848E-4,2.3089305555555617E-6,8.0172213000000766E-5,3.312201378167351E-3,null,1.5313602249792237E-3,4.1362496029755824E-4,4.2789651715194972E-4,2.0000000000000533E-6,3.5482597246656106E-5,2.4103642996753881E-3]
[2004,4,19,24,1.2012697750898315E-3,6.918115815199938E-4,6.0353341925959022E-4,2.3089305555555617E-6,8.0172213000000766E-5,2.5790959194249724E-3,null,9.1342392114782784E-4,4.6264787109256267E-4,4.3237743471436288E-4,2.0000000000000533E-6,3.5482597246656106E-5,1.8459318242014095E-3]
[2004,4,20,3,1.3386107511562982E-3,6.3629532165610674E-4,5.3882483806943896E-4,2.3089305555555617E-6,8.0172213000000766E-5,2.5962120544374E-3,null,1.0178555280144211E-3,4.2552146251088364E-4,3.8601955386440516E-4,2.0000000000000533E-6,3.5482597246656106E-5,1.8668791416363659E-3]
[2004,4,20,7,2.0138892123589304E-3,5.7404595336300716E-4,6.0156011875298521E-4,2.3089305555555617E-6,0,3.1918042150304781E-3,null,1.5313251188498799E-3,3.838922986070598E-4,4.3096374230937041E-4,2.0000000000000533E-6,0,2.3481811597663104E-3]
[2004,4,20,10,1.7515966717367396E-3,6.580782315351091E-4,7.4554233889194941E-4,2.3089305555555617E-6,0,3.1575261727193535E-3,null,1.3318825906925131E-3,4.4008874809979993E-4,5.3411405843360011E-4,2.0000000000000533E-6,0,2.3080853972259133E-3]
[2004,4,20,12,1.5680955330377149E-3,6.426281889183519E-4,7.3238426965289971E-4,2.3089305555555617E-6,0,2.9454169221645224E-3,null,1.1923516267730886E-3,4.2975655720292708E-4,5.2468748478942011E-4,2.0000000000000533E-6,0,2.148795668765436E-3]
[2004,4,20,18,1.835136109848339E-3,4.973262130581309E-4,5.5716056472251551E-4,2.3089305555555617E-6,0,2.8919318181845409E-3,null,1.3954044762112569E-3,3.3258609693168436E-4,3.9915545355262281E-4,2.0000000000000533E-6,0,2.1291460266955643E-3]
[2004,4,20,21,2.0401167278067136E-3,4.0919246590119968E-4,4.3744399852940156E-4,2.3089305555555617E-6,8.0172213000000766E-5,2.9692343357928712E-3,null,1.5512680496544845E-3,2.7364679671936778E-4,3.1338929689655407E-4,2.0000000000000533E-6,3.5482597246656106E-5,2.1757867405170629E-3]
[2004,4,20,22,1.6640226303133974E-3,4.6538201952635137E-4,4.5629421390977986E-4,2.3089305555555617E-6,8.0172213000000766E-5,2.6681800073050854E-3,null,1.2652928654147838E-3,3.1122346940993118E-4,3.2689378150318956E-4,2.0000000000000533E-6,3.5482597246656106E-5,1.9408927135745606E-3]
[2004,4,21,1,7.3026638594854833E-4,5.2550456181378526E-4,4.7109458369360921E-4,2.3089305555555617E-6,8.0172213000000766E-5,1.809346675011499E-3,null,5.55281419351198E-4,3.5143032187811288E-4,3.3749691583799866E-4,2.0000000000000533E-6,3.5482597246656106E-5,1.2816912543139657E-3]
[2004,4,21,4,7.4896890328789427E-4,5.0566204291327703E-4,4.4335094455724141E-4,2.3089305555555617E-6,8.0172213000000766E-5,1.7804630343139689E-3,null,5.6950247700010385E-4,3.3816066960333556E-4,3.176210926662844E-4,2.0000000000000533E-6,3.5482597246656106E-5,1.2627668365163801E-3]
[2004,4,21,9,1.4601738373789383E-3,6.1844852451176655E-4,7.11213713200003E-4,2.3089305555555617E-6,0,2.7921450056462636E-3,null,1.1102899113535104E-3,4.1358644591791383E-4,5.0952068441271732E-4,2.0000000000000533E-6,0,2.0353970416841418E-3]
[2004,4,21,12,1.2678989611299672E-3,6.2110839473532818E-4,7.2033506266169908E-4,2.3089305555555617E-6,0,2.6116513490825502E-3,null,9.640875552770705E-4,4.153652298081886E-4,5.1605531125445826E-4,2.0000000000000533E-6,0,1.8975080963397175E-3]
[2004,4,21,16,1.25574656209123E-3,6.1329047828404492E-4,7.1002949758808254E-4,2.3089305555555617E-6,0,2.5813754685189132E-3,null,9.5484708972012574E-4,4.1013701088386985E-4,5.086723003927255E-4,2.0000000000000533E-6,0,1.8756564009967211E-3]
[2004,4,21,19,1.6230722933232931E-3,4.7530238474937698E-4,5.2639555957309969E-4,2.3089305555555617E-6,0,2.6270791682013253E-3,null,1.2341549660340816E-3,3.1785769753431368E-4,3.7711509326603343E-4,2.0000000000000533E-6,0,1.9311277568344288E-3]
[2004,4,21,22,1.4279550511501296E-3,4.8887337983086079E-4,4.7708729420416072E-4,2.3089305555555617E-6,8.0172213000000766E-5,2.4763968687407075E-3,null,1.0857913260548491E-3,3.2693327844503115E-4,3.4179015414900521E-4,2.0000000000000533E-6,3.5482597246656106E-5,1.7919973558955416E-3]
[2004,4,21,23,1.079032308608984E-3,4.8376964834857925E-4,4.5272626242610524E-4,2.3089305555555617E-6,8.0172213000000766E-5,2.0980093629392248E-3,null,8.2047675119529802E-4,3.2352016630875013E-4,3.243376650389362E-4,2.0000000000000533E-6,3.5482597246656106E-5,1.5058171797896404E-3]
[2004,4,22,2,7.8708326684643975E-4,5.5914006109398704E-4,4.885124184492133E-4,2.3089305555555617E-6,8.0172213000000766E-5,{"$f":"SUM(E2692:I2692)","v":1.9172168899451961E-3},null,5.9848395321438473E-4,3.7392400737110582E-4,3.499752285040078E-4,2.0000000000000533E-6,3.5482597246656106E-5,1.3598657863361544E-3]
[2004,4,22,6,1.3285941319112345E-3,4.977491863967931E-4,4.8031607546509278E-4,2.3089305555555617E-6,3.7420113203764428E-5,2.3463884375324404E-3,null,1.0102390709810401E-3,3.3286895966467157E-4,3.4410328564148872E-4,2.0000000000000533E-6,1.6561384001380115E-5,1.7057727002885805E-3]
[2004,4,22,10,1.4235178616283063E-3,6.4240550782669722E-4,7.325205625383815E-4,2.3089305555555617E-6,0,2.8007528625489404E-3,null,1.0824173669859156E-3,4.2960763958469319E-4,5.2478512638856601E-4,2.0000000000000533E-6,0,2.0388101329591752E-3]
[2004,4,22,13,1.174148287135339E-3,6.2166314055569604E-4,7.2283133895282507E-4,2.3089305555555617E-6,0,2.5209516971994158E-3,null,8.9280122973539838E-4,4.1573621517421383E-4,5.1784366879134406E-4,2.0000000000000533E-6,0,1.8283811137009564E-3]
[2004,4,22,17,1.4228832624712012E-3,5.4368546967758526E-4,6.1758723013252833E-4,2.3089305555555617E-6,0,2.5864648928368705E-3,null,1.0819348292059265E-3,3.6358877447186151E-4,4.4244572670829496E-4,2.0000000000000533E-6,0,1.8899693303860831E-3]
[2004,4,22,20,1.8070616219885574E-3,4.8758801478045725E-4,5.2171923082012844E-4,2.3089305555555617E-6,6.1465363326724658E-5,2.8801431614714238E-3,null,1.3740571408192704E-3,3.2607369265602278E-4,3.7376492413609329E-4,2.0000000000000533E-6,2.7203324567597215E-5,2.1030990821789839E-3]
[2004,4,22,23,1.1680987833385293E-3,5.18016818495023E-4,4.7523367610374936E-4,2.3089305555555617E-6,8.0172213000000766E-5,2.243830421492858E-3,null,8.8820129590399285E-4,3.4642290569970532E-4,3.404622034281003E-4,2.0000000000000533E-6,3.5482597246656106E-5,1.6125690022784547E-3]
[2004,4,23,3,8.4572370286558718E-4,5.4032674864532817E-4,4.7386845375986465E-4,2.3089305555555617E-6,8.0172213000000766E-5,1.9424000488263361E-3,null,6.4307308557844708E-4,3.6134263523875782E-4,3.3948414435792029E-4,2.0000000000000533E-6,3.5482597246656106E-5,1.3813824624217812E-3]
[2004,4,23,4,9.4956993434584303E-4,5.3500785203158406E-4,4.6514837088059151E-4,2.3089305555555617E-6,8.0172213000000766E-5,2.0322073008135749E-3,null,7.2203589137119831E-4,3.5778563177040948E-4,3.3323698894693708E-4,2.0000000000000533E-6,3.5482597246656106E-5,1.4505411093352011E-3]
[2004,4,23,8,1.7661897448512283E-3,5.3889614690852579E-4,6.1842710613472954E-4,2.3089305555555617E-6,0,2.925821928450039E-3,null,1.3429789008987999E-3,3.6038592265169947E-4,4.4304742235549776E-4,2.0000000000000533E-6,0,2.1484122459059971E-3]
[2004,4,23,11,1.5981021283517833E-3,5.5223143794447889E-4,6.7260677610232029E-4,2.3089305555555617E-6,0,2.8252492729541386E-3,null,1.2151681019066801E-3,3.6930387686493794E-4,4.8186228490775977E-4,2.0000000000000533E-6,0,2.068334263679378E-3]
[2004,4,23,14,1.2500018262099704E-3,5.6594838728506549E-4,6.7428622043048838E-4,2.3089305555555617E-6,0,2.49254536448108E-3,null,9.5047889592766446E-4,3.7847706444928532E-4,4.8306545577980482E-4,2.0000000000000533E-6,0,1.8140214161567545E-3]
[2004,4,23,18,1.6103469210763052E-3,4.4173151134404995E-4,5.0851722389392748E-4,2.3089305555555617E-6,0,2.5629045868698387E-3,null,1.2244788219597498E-3,2.9540723049013975E-4,3.6430687308925173E-4,2.0000000000000533E-6,0,1.8861929255391413E-3]
[2004,4,23,20,1.9253589543027855E-3,3.1560477097318702E-4,3.8410309078831741E-4,2.3089305555555617E-6,6.0129159750000574E-5,2.6875049063698458E-3,null,1.4640083036508746E-3,2.1106017779666341E-4,2.7517533207134282E-4,2.0000000000000533E-6,2.6611947934992081E-5,1.9788557614538729E-3]
[2004,4,24,1,8.467569787768425E-4,4.7079347407569418E-4,4.3394179275640834E-4,2.3089305555555617E-6,8.0172213000000766E-5,1.8339733891645012E-3,null,6.4385876998844223E-4,3.1484237084732384E-4,3.108802813231889E-4,2.0000000000000533E-6,3.5482597246656106E-5,1.3070640194056112E-3]
[2004,4,24,2,7.8743441883938055E-4,4.8164079739558297E-4,4.3322338749343967E-4,2.3089305555555617E-6,8.0172213000000766E-5,1.7847797472839593E-3,null,5.9875096287113471E-4,3.2209650069287086E-4,3.1036560853991746E-4,2.0000000000000533E-6,3.5482597246656106E-5,1.2686956693505791E-3]
[2004,4,24,5,8.8511887370054242E-4,4.4530330571093007E-4,3.9045820154182847E-4,2.3089305555555617E-6,8.0172213000000766E-5,1.8033615245088574E-3,null,6.7302846459866964E-4,2.9779586216957299E-4,2.7972819757512843E-4,2.0000000000000533E-6,3.5482597246656106E-5,1.2880351215900272E-3]
[2004,4,24,9,1.7194784788246435E-3,4.1861585157274982E-4,4.6821182279813329E-4,2.3089305555555617E-6,0,2.6086150837510824E-3,null,1.3074604947417886E-3,2.7994867057618879E-4,3.3543167682868269E-4,2.0000000000000533E-6,0,1.9248408421466601E-3]
[2004,4,24,12,1.6628385221895915E-3,4.2242094400650687E-4,4.7373254290630583E-4,2.3089305555555617E-6,0,2.5613009396579602E-3,null,1.2643924909044629E-3,2.8249331995878547E-4,3.3938677645030103E-4,2.0000000000000533E-6,0,1.8882725873135497E-3]
[2004,4,24,17,1.5775998701310114E-3,4.0612713535349544E-4,4.3923020485024645E-4,2.3089305555555617E-6,0,2.4252661408903087E-3,null,{"$f":"E2755*T$5","v":1.1995785536763484E-3},{"$f":"F2755*U$5","v":2.7159686189611072E-4},{"$f":"G2755*V$5","v":3.1466895313800129E-4},{"$f":"H2755*W$5","v":2.0000000000000533E-6},{"$f":"I2755*X$5","v":0},{"$f":"SUM(L2755:P2755)","v":1.7878443687104606E-3}]
[2004,4,24,20,1.7100335211077144E-3,3.690603250748905E-4,3.8227642535586432E-4,2.3089305555555617E-6,5.8792956173276484E-5,2.5224721582673016E-3,null,1.3002787188478369E-3,2.4680849274809742E-4,2.7386669051387215E-4,2.0000000000000533E-6,2.6020571302386944E-5,1.8489744734121935E-3]
[2004,4,24,23,1.1913959469353884E-3,4.2725671180886005E-4,3.8450167956907282E-4,2.3089305555555617E-6,8.0172213000000766E-5,2.0856354818688779E-3,null,9.0591603989035035E-4,2.8572723181949925E-4,2.7546088509795131E-4,2.0000000000000533E-6,3.5482597246656106E-5,1.5045867540544569E-3]
[2004,4,24,24,1.0402389248687846E-3,4.5386391627680252E-4,3.9444482432868255E-4,2.3089305555555617E-6,8.0172213000000766E-5,1.9710288090298263E-3,null,7.9097896025327958E-4,3.035207565763009E-4,2.8258425438780412E-4,2.0000000000000533E-6,3.5482597246656106E-5,1.4145665684640407E-3]
[2004,4,25,3,7.2312400799803692E-4,4.1076565109172893E-4,3.5940170423630748E-4,2.3089305555555617E-6,8.0172213000000766E-5,1.5757725068816294E-3,null,5.4985048367866098E-4,2.7469886175943777E-4,2.5747900936505682E-4,2.0000000000000533E-6,3.5482597246656106E-5,1.1195109520498118E-3]
[2004,4,25,6,1.0317803129161773E-3,3.9171205298639317E-4,3.6578126799407455E-4,2.3089305555555617E-6,3.0739095400316226E-5,1.8223216598525168E-3,null,7.8454718393006304E-4,2.6195679898460096E-4,2.6204939324796423E-4,2.0000000000000533E-6,1.3604500873837042E-5,1.3241578770364652E-3]
[2004,4,25,10,1.7443799552712969E-3,3.3934980132599348E-4,4.3442222336671646E-4,2.3089305555555617E-6,0,2.5204609105195625E-3,null,1.3263951293508809E-3,2.2693962826440134E-4,3.1122446666274829E-4,2.0000000000000533E-6,0,1.8665592242780304E-3]
[2004,4,25,14,1.4668435752165695E-3,2.7894435579486188E-4,3.9476415048798761E-4,2.3089305555555617E-6,0,2.1428610120549745E-3,null,1.1153614599889712E-3,1.8654358471165529E-4,2.8281302287218546E-4,2.0000000000000533E-6,0,1.5867180675728121E-3]
[2004,4,25,17,1.8184907348520198E-3,2.4873521207515473E-4,3.3894631846261567E-4,2.3089305555555617E-6,0,2.408481195945346E-3,null,1.3827476325834573E-3,1.6634126893263297E-4,2.428245644831614E-4,2.0000000000000533E-6,0,1.7939134659992516E-3]
[2004,4,25,21,1.9077941545932954E-3,2.6936671245536873E-4,3.1410627771996343E-4,2.3089305555555617E-6,8.0172213000000766E-5,2.5737482883241842E-3,null,1.4506523460154476E-3,1.8013855129003382E-4,2.2502890851487333E-4,2.0000000000000533E-6,3.5482597246656106E-5,1.8933024030670109E-3]
[2004,4,25,24,8.107809366726768E-4,4.1067232181061781E-4,3.7214052106770594E-4,2.3089305555555617E-6,8.0172213000000766E-5,1.6760749231065567E-3,null,6.165032349307912E-4,2.7463644795433522E-4,2.6660522635170414E-4,2.0000000000000533E-6,3.5482597246656106E-5,1.1952275064834868E-3]
[2004,4,26,1,1.1856456351979543E-3,6.5523819081877543E-4,5.7544559000327579E-4,2.3089305555555617E-6,8.0172213000000766E-5,2.4988105595755618E-3,null,9.0154360631718665E-4,4.3818947548522315E-4,4.1225503026584191E-4,2.0000000000000533E-6,3.5482597246656106E-5,1.7894707093149078E-3]
[2004,4,26,4,1.2797218996163746E-3,6.3950856150071236E-4,5.5409453729877327E-4,2.3089305555555617E-6,8.0172213000000766E-5,2.5558061419714167E-3,null,9.7307750495838688E-4,4.2767031143612185E-4,3.9695892055223339E-4,2.0000000000000533E-6,3.5482597246656106E-5,1.8351893341933983E-3]
[2004,4,26,7,1.9626284356965987E-3,6.2673839130677252E-4,6.3274902454090723E-4,2.3089305555555617E-6,0,3.2244247820998342E-3,null,1.4923473466700308E-3,4.1913028086777666E-4,4.5330778929300456E-4,2.0000000000000533E-6,0,2.3667854168308122E-3]
[2004,4,26,12,1.6913944195383864E-3,7.211135562909854E-4,7.6412663244189709E-4,2.3089305555555617E-6,0,3.1789435388268244E-3,null,1.2861058814093399E-3,4.8224351911109101E-4,5.4742803395621965E-4,2.0000000000000533E-6,0,2.3177774344766509E-3]
[2004,4,26,15,1.4594417269103194E-3,6.4577724141348897E-4,7.0526210861740794E-4,2.3089305555555617E-6,0,2.8127900074967718E-3,null,1.1097332277268796E-3,4.3186248094249918E-4,5.0525689480349632E-4,2.0000000000000533E-6,0,2.0488526034728753E-3]
[2004,4,26,19,2.184106046150248E-3,5.4999029629434993E-4,5.6869147047920146E-4,2.3089305555555617E-6,0,3.3050967434793549E-3,null,1.660754936357281E-3,3.6780511702780007E-4,4.074163108505093E-4,2.0000000000000533E-6,0,2.4379763642355906E-3]
[2004,4,26,22,1.8994610683441408E-3,5.6206329162447437E-4,5.4160066533355609E-4,2.3089305555555617E-6,8.0172213000000766E-5,3.085606168857728E-3,null,1.444316017178408E-3,3.7587891303873181E-4,3.8800818454063442E-4,2.0000000000000533E-6,3.5482597246656106E-5,2.2456857120044305E-3]
[2004,4,27,1,8.7741537576443345E-4,5.3397815775621841E-4,4.7417525233483507E-4,2.3089305555555617E-6,8.0172213000000766E-5,1.9680499294110433E-3,null,6.6717086338596225E-4,3.5709702539679628E-4,3.3970393795440827E-4,2.0000000000000533E-6,3.5482597246656106E-5,1.401454423983823E-3]
[2004,4,27,4,9.514054158409925E-4,5.1316251186415258E-4,4.4580027900215395E-4,2.3089305555555617E-6,8.0172213000000766E-5,1.9928493502628553E-3,null,7.2343155847217765E-4,3.4317659602754237E-4,3.1937582059062702E-4,2.0000000000000533E-6,3.5482597246656106E-5,1.4234665723370031E-3]
[2004,4,27,6,1.4569932766586398E-3,4.2560639573450878E-4,4.2573172307610609E-4,2.3089305555555617E-6,2.6730484750316181E-5,2.3373708107751268E-3,null,1.1078714702132874E-3,2.8462358562619485E-4,3.0499850451694315E-4,2.0000000000000533E-6,1.1830371011504234E-5,1.7113239313679297E-3]
[2004,4,27,9,1.6120129887049551E-3,6.0476113267285501E-4,6.9656399050305531E-4,2.3089305555555617E-6,0,2.9156470424364211E-3,null,{"$f":"E2819*T$5","v":1.2257456698051014E-3},{"$f":"F2819*U$5","v":4.0443302486478693E-4},{"$f":"G2819*V$5","v":4.9902547517185418E-4},{"$f":"H2819*W$5","v":2.0000000000000533E-6},{"$f":"I2819*X$5","v":0},{"$f":"SUM(L2819:P2819)","v":2.1312041698417429E-3}]
[2004,4,27,13,1.2248532461966817E-3,5.8612499866317151E-4,6.9797582349443842E-4,2.3089305555555617E-6,0,2.5112629989098474E-3,null,9.3135636821292168E-4,3.9197014052562586E-4,5.0003692658047417E-4,2.0000000000000533E-6,0,1.8253634353190217E-3]
[2004,4,27,16,1.2431264401848139E-3,5.6599221744391246E-4,6.6969654433581319E-4,2.3089305555555617E-6,0,2.4811241325200951E-3,null,9.4525097611087411E-4,3.7850637579679941E-4,4.7977736548909642E-4,2.0000000000000533E-6,0,1.8055347173967702E-3]
[2004,4,27,20,1.9119549600958453E-3,4.2563236452579638E-4,4.7572974290296857E-4,2.3089305555555617E-6,5.3448142026724583E-5,2.8690741401068906E-3,null,1.4538161476494215E-3,2.8464095221317459E-4,3.408175906912555E-4,2.0000000000000533E-6,2.3655064842931605E-5,2.1049297553967835E-3]
[2004,4,27,23,1.2291127130957095E-3,4.7847948744602806E-4,4.451335435492011E-4,2.3089305555555617E-6,8.0172213000000766E-5,2.2352068876464954E-3,null,9.3459519019744924E-4,3.1998237980057257E-4,3.1889816458089933E-4,2.0000000000000533E-6,3.5482597246656106E-5,1.6109583318255772E-3]
[2004,4,28,1,7.2374807496864194E-4,4.502312364027621E-4,4.2682887039765144E-4,2.3089305555555617E-6,8.0172213000000766E-5,1.6832893253246118E-3,null,5.5032501297355328E-4,3.0109140781288038E-4,3.0578451193468564E-4,2.0000000000000533E-6,3.5482597246656106E-5,1.1946835299677754E-3]
[2004,4,28,4,7.833015731954589E-4,4.0853728824164062E-4,3.8209799757942973E-4,2.3089305555555617E-6,8.0172213000000766E-5,1.6564180025720856E-3,null,5.9560842141054781E-4,2.7320864772406415E-4,2.7373886305346207E-4,2.0000000000000533E-6,3.5482597246656106E-5,1.1800385294347302E-3]
[2004,4,28,7,1.5932985237962285E-3,4.0939720314371055E-4,4.9429908947269978E-4,2.3089305555555617E-6,0,2.4993037469681948E-3,null,1.2115155274394251E-3,2.7378371441764179E-4,3.5412085804634614E-4,2.0000000000000533E-6,0,1.8414200999034129E-3]
[2004,4,28,10,1.3762289812402925E-3,5.1721241525902754E-4,6.7148696789539426E-4,2.3089305555555617E-6,0,2.5672372949502699E-3,null,1.0464597532621541E-3,3.4588496234262017E-4,4.8106004300295065E-4,2.0000000000000533E-6,0,1.8754047586077248E-3]
[2004,4,28,14,1.0460107777653846E-3,5.6101655467092194E-4,7.2717457197200679E-4,2.3089305555555617E-6,0,2.3365108349638689E-3,null,7.9536777333625804E-4,3.7517890940177198E-4,5.2095520477472726E-4,2.0000000000000533E-6,0,1.6935018875127571E-3]
[2004,4,28,17,1.5121131708259036E-3,4.3774797588372653E-4,5.7173866174400217E-4,2.3089305555555617E-6,0,2.5239087390091881E-3,null,1.1497836459023413E-3,2.9274324762345927E-4,4.0959934943646676E-4,2.0000000000000533E-6,0,1.8541262429622675E-3]
[2004,4,28,22,1.4398954188416767E-3,3.7072800171648868E-4,4.1076146525900265E-4,2.3089305555555617E-6,8.0172213000000766E-5,2.3038660293727246E-3,null,1.0948705667907148E-3,2.4792374879254093E-4,2.9427366067993975E-4,2.0000000000000533E-6,3.5482597246656106E-5,1.6745505735098517E-3]
[2004,4,29,1,6.2129612574674106E-4,5.454051341901656E-4,4.8985780696290645E-4,2.3089305555555617E-6,8.0172213000000766E-5,1.7390402104553694E-3,null,4.7242239432112887E-4,3.6473879732055493E-4,3.509390784180001E-4,2.0000000000000533E-6,3.5482597246656106E-5,1.22558286730634E-3]
[2004,4,29,4,6.1115624682343264E-4,5.4281806466118063E-4,4.748234624038075E-4,2.3089305555555617E-6,8.0172213000000766E-5,1.711278917443977E-3,null,4.6471221284636395E-4,3.630086987764924E-4,3.4016832219202373E-4,2.0000000000000533E-6,3.5482597246656106E-5,1.2053718310615362E-3]
[2004,4,29,5,7.130384633665239E-4,5.5584580566594467E-4,4.9019078697117599E-4,2.3089305555555617E-6,8.0172213000000766E-5,1.8415561995592008E-3,null,5.4218161702167776E-4,3.7172097940607764E-4,3.5117762865762622E-4,2.0000000000000533E-6,3.5482597246656106E-5,1.3025628223320377E-3]
[2004,4,29,8,1.3760961771971838E-3,6.2245822928819368E-4,7.0664529162502089E-4,2.3089305555555617E-6,0,2.7075086286659543E-3,null,1.0463587714574704E-3,4.1626792947221898E-4,5.0624782107449857E-4,2.0000000000000533E-6,0,1.9708745220041882E-3]
[2004,4,29,12,1.1118379858706712E-3,6.4053081050445472E-4,7.5549158822512026E-4,2.3089305555555617E-6,0,2.5101693151558017E-3,null,8.45421597874754E-4,4.2835393879643401E-4,5.4124180110158267E-4,2.0000000000000533E-6,0,1.8170173377727707E-3]
[2004,4,29,15,1.0181159962919079E-3,6.446020809462975E-4,7.6938388193412924E-4,2.3089305555555617E-6,0,2.4344108897278905E-3,null,7.7415708344675377E-4,4.3107659428945458E-4,5.5119438056862996E-4,2.0000000000000533E-6,0,1.7584280583048384E-3]
[2004,4,29,19,1.4223218184015961E-3,5.2297352245746003E-4,5.7739349454431689E-4,2.3089305555555617E-6,0,2.5249977659589288E-3,null,1.0815079172381084E-3,3.4973769342097925E-4,4.1365052874471164E-4,2.0000000000000533E-6,0,1.8468961394037993E-3]
[2004,4,29,23,9.3482341535700399E-4,5.1282532685076711E-4,4.8635613048747127E-4,2.3089305555555617E-6,8.0172213000000766E-5,2.0164860162507989E-3,null,7.1082290368318379E-4,3.4295110409769588E-4,3.4843044203874919E-4,2.0000000000000533E-6,3.5482597246656106E-5,1.4396870470662849E-3]
[2004,4,30,2,9.2185562082216436E-4,6.7117279655244243E-4,5.7998039942227229E-4,2.3089305555555617E-6,8.0172213000000766E-5,{"$f":"SUM(E2884:I2884)","v":2.2554899603524354E-3},null,7.0096242606335285E-4,4.4884571717921588E-4,4.1550381351617072E-4,2.0000000000000533E-6,3.5482597246656106E-5,1.6027945540053956E-3]
[2004,4,30,5,1.066276419524646E-3,7.1724458387666275E-4,6.020677772005168E-4,2.3089305555555617E-6,8.0172213000000766E-5,2.4680699241573819E-3,null,8.1077740266696969E-4,4.7965615009528263E-4,4.3132743394640362E-4,2.0000000000000533E-6,3.5482597246656106E-5,1.759243583955312E-3]
[2004,4,30,6,1.2630013821160349E-3,7.3413615262148189E-4,6.4686194400245237E-4,2.3089305555555617E-6,2.1385670603764274E-5,2.6676940798992894E-3,null,9.6036352432265582E-4,4.9095235924811889E-4,4.6341842727656363E-4,2.0000000000000533E-6,9.4648645520488932E-6,1.9261991753993873E-3]
[2004,4,30,9,1.6916373809257937E-3,8.2720459084836655E-4,8.4783951016177532E-4,2.3089305555555617E-6,0,3.3689904124914911E-3,null,1.2862906248764404E-3,5.5319172609562728E-4,6.0740078470377973E-4,2.0000000000000533E-6,0,2.4488831356758479E-3]
[2004,4,30,12,1.5048669808853483E-3,7.3439627898302029E-4,7.8982770611997022E-4,2.3089305555555617E-6,0,3.0313998965438944E-3,null,1.1442737734605837E-3,4.9112631832974683E-4,5.6584054261226541E-4,2.0000000000000533E-6,0,2.203240634402596E-3]
[2004,4,30,17,1.4491022855294376E-3,7.1078728528893673E-4,7.3354084727752806E-4,2.3089305555555617E-6,0,2.895739348651458E-3,null,1.101871302550333E-3,4.7533784215649872E-4,5.2551606867628814E-4,2.0000000000000533E-6,0,2.1047252133831202E-3]
[2004,4,30,20,1.7202536520266739E-3,6.5399141737510066E-4,6.3904972269564393E-4,2.3089305555555617E-6,4.9439531376724542E-5,3.0650432540296987E-3,null,1.3080499224960283E-3,4.373556977705114E-4,4.5782167306168914E-4,2.0000000000000533E-6,2.1880934980598797E-5,2.2271082283088278E-3]
[2004,4,30,24,1.0514225324641825E-3,6.6320123401470137E-4,5.8271770480530923E-4,2.3089305555555617E-6,8.0172213000000766E-5,2.3798226148397496E-3,null,7.9948277422928931E-4,4.4351474768422117E-4,4.1746484672788462E-4,2.0000000000000533E-6,3.5482597246656106E-5,1.6979449658880512E-3]
[2004,5,1,3,9.6390607299575153E-4,6.5880990771407979E-4,5.6723375732021662E-4,2.2344489247311912E-6,8.0172213000000657E-5,2.2723563999547795E-3,null,7.3293683323393606E-4,4.4057805535566602E-4,4.0637199042662216E-4,1.9354838709677958E-6,3.5482597246656058E-5,1.6173049601338483E-3]
[2004,5,1,4,9.7332516425122366E-4,6.7006054265264612E-4,5.7356087425835319E-4,2.2344489247311912E-6,8.0172213000000657E-5,2.2993532430869547E-3,null,7.4009894073604084E-4,4.481018991909067E-4,4.1090480087845331E-4,1.9354838709677958E-6,3.5482597246656058E-5,1.6365237219230248E-3]
[2004,5,1,9,1.8045748861149698E-3,8.0009121998281425E-4,7.8154278960951881E-4,2.2344489247311912E-6,0,3.3884433446320339E-3,null,1.3721662716076968E-3,5.3505970338283847E-4,5.5990514478126171E-4,1.9354838709677958E-6,0,2.4690666036427645E-3]
[2004,5,1,11,1.8570879389801153E-3,7.9863185711900539E-4,7.7932091404656555E-4,2.2344489247311912E-6,0,3.437275159070417E-3,null,1.4120962520785178E-3,5.3408375683882531E-4,5.5831337069633556E-4,1.9354838709677958E-6,0,2.5064288634846464E-3]
[2004,5,1,15,1.4863576631558768E-3,7.2570211553366385E-4,6.9692217460874467E-4,2.2344489247311912E-6,0,2.9112164022230161E-3,null,1.1301996213185634E-3,4.8531211064918448E-4,4.9928208188132755E-4,1.9354838709677958E-6,0,2.116729297720043E-3]
[2004,5,1,18,1.7170191160863068E-3,7.101543109109959E-4,6.5132499571557965E-4,2.2344489247311912E-6,0,3.0807328716376129E-3,null,1.3055904395697033E-3,4.7491454156970157E-4,4.6661580258195584E-4,1.9354838709677958E-6,0,2.2490562675923282E-3]
[2004,5,1,21,1.765384444153644E-3,7.279383447912289E-4,6.5938184217918545E-4,2.2344489247311912E-6,8.0172213000000657E-5,3.2351112930487902E-3,null,1.3423665647390598E-3,4.8680758533177688E-4,4.7238780872884827E-4,1.9354838709677958E-6,3.5482597246656058E-5,2.3389800399173087E-3]
[2004,5,2,1,1.1749549035506186E-3,5.8485823798325382E-4,4.9231654981500192E-4,2.2344489247311912E-6,8.0172213000000657E-5,2.334536353273606E-3,null,8.9341456634319894E-4,3.911229963791517E-4,3.5270054662023406E-4,1.9354838709677958E-6,3.5482597246656058E-5,1.6746561904602084E-3]
[2004,5,2,2,1.1079414580681263E-3,5.8609680943946102E-4,4.9066435850820731E-4,2.2344489247311912E-6,8.0172213000000657E-5,2.2671092879405267E-3,null,8.4245874824841096E-4,3.9195128902807104E-4,3.5151690008784222E-4,1.9354838709677958E-6,3.5482597246656058E-5,1.6233450184819482E-3]
[2004,5,2,6,1.2754301792610528E-3,5.9290922274967295E-4,5.0810353705679865E-4,2.2344489247311912E-6,1.7377059953764213E-5,2.3960544479460191E-3,null,9.69814158026067E-4,3.965070793605304E-4,3.6401050366263022E-4,1.9354838709677958E-6,7.6907346897160764E-6,1.7399579596099114E-3]
[2004,5,2,9,2.0154495976414479E-3,6.3700043620882457E-4,6.0892615666789554E-4,2.2344489247311912E-6,0,3.2636106394428989E-3,null,1.532511607740897E-3,4.2599300672235021E-4,4.3624084623770774E-4,1.9354838709677958E-6,0,2.3966809445719224E-3]
[2004,5,2,12,1.8331565149030909E-3,6.2627920383206818E-4,6.0688128511829354E-4,2.2344489247311912E-6,0,3.068551452778184E-3,null,1.3938992278360218E-3,4.1882319999015163E-4,4.3477587961494483E-4,1.9354838709677958E-6,0,2.2494337913120861E-3]
[2004,5,2,16,1.7180516831638998E-3,5.2170423852782835E-4,4.9901191938551688E-4,2.2344489247311912E-6,0,2.7410022900019758E-3,null,1.3063755849953365E-3,3.4888886185535862E-4,3.5749717697570858E-4,1.9354838709677958E-6,0,2.0146971076973716E-3]
[2004,5,2,19,2.1427424013937815E-3,4.6184386528370133E-4,4.1642936585391363E-4,2.2344489247311912E-6,0,3.0232500814561273E-3,null,1.6293027651881594E-3,3.0885733450891861E-4,2.9833420188816328E-4,1.9354838709677958E-6,0,2.2384297854562093E-3]
[2004,5,2,23,1.3774948493226328E-3,5.5194424352181476E-4,4.7080663011299156E-4,2.2344489247311912E-6,8.0172213000000657E-5,2.482652384882171E-3,null,1.0474222965737433E-3,3.6911181606141211E-4,3.3729062298572048E-4,1.9354838709677958E-6,3.5482597246656058E-5,1.7912428167384999E-3]
[2004,5,3,3,8.8469792876810782E-4,4.6972842155693236E-4,3.7243542220297224E-4,2.2344489247311912E-6,8.0172213000000657E-5,1.8092684344527443E-3,null,6.7270838564659327E-4,3.1413011870588917E-4,2.6681649650227383E-4,1.9354838709677958E-6,3.5482597246656058E-5,1.2910730819723801E-3]
[2004,5,3,6,1.4624508869555998E-3,4.2782804734189673E-4,3.715783522618453E-4,2.2344489247311912E-6,1.6040856377040132E-5,2.2801325918611129E-3,null,1.1120213388780286E-3,2.8610931152891697E-4,2.6620248294363793E-4,1.9354838709677958E-6,7.0993580571109443E-6,1.6733679752786621E-3]
[2004,5,3,7,1.6942627024749538E-3,3.6504263497398257E-4,3.5913508052452982E-4,2.2344489247311912E-6,0,2.4206748668981972E-3,null,1.2882868721419876E-3,2.4412166902102025E-4,2.5728799744615782E-4,1.9354838709677958E-6,0,1.7916320224801337E-3]
[2004,5,3,10,1.733700986896418E-3,5.9950569576870596E-4,6.4300254331992241E-4,2.2344489247311912E-6,0,2.9784436749097773E-3,null,1.3182750339575991E-3,4.0091845997412156E-4,4.6065351366383558E-4,1.9354838709677958E-6,0,2.1817824914665243E-3]
[2004,5,3,13,1.4412567704242647E-3,5.8886464659263992E-4,6.2902418710097452E-4,2.2344489247311912E-6,0,2.6613800530426103E-3,null,1.0959057140377479E-3,3.9380227562710372E-4,4.5063927814579765E-4,1.9354838709677958E-6,0,1.9422827516816172E-3]
[2004,5,3,17,1.9161192606957037E-3,4.780192651317534E-4,4.8919947907017909E-4,2.2344489247311912E-6,0,2.8855724538223671E-3,null,1.4569826068924973E-3,3.196746068756663E-4,3.5046744566929902E-4,1.9354838709677958E-6,0,2.1290601433084306E-3]
[2004,5,3,20,2.192760622122905E-3,4.287405654121741E-4,4.0264060789429578E-4,2.2344489247311912E-6,4.409471715000037E-5,3.0704709615041064E-3,null,1.6673357201951369E-3,2.8671955650576422E-4,2.8845579647725683E-4,1.9354838709677958E-6,1.9515428485660834E-5,2.2639619855347867E-3]
[2004,5,4,1,1.0030242708706511E-3,5.2383263170465062E-4,4.3749954009052064E-4,2.2344489247311912E-6,8.0172213000000657E-5,2.0467631045905542E-3,null,7.626816069992257E-4,3.5031222133416538E-4,3.134290874316767E-4,1.9354838709677958E-6,3.5482597246656058E-5,1.4638409968826917E-3]
[2004,5,4,4,1.0882787245032216E-3,4.9721769150672221E-4,4.0465129145912529E-4,2.2344489247311912E-6,8.0172213000000657E-5,2.0725543693938006E-3,null,8.2750755945986657E-4,3.3251352332050454E-4,2.8989627048257345E-4,1.9354838709677958E-6,3.5482597246656058E-5,1.4873354343805684E-3]
[2004,5,4,7,1.869195229594987E-3,4.9801739229882137E-4,4.931335882754998E-4,2.2344489247311912E-6,0,2.8625806590940393E-3,null,1.421302418001643E-3,3.3304832192587459E-4,3.5328588122199718E-4,1.9354838709677958E-6,0,2.1095721050204829E-3]
[2004,5,4,8,1.9206174738663451E-3,5.5715804303425637E-4,6.0148782931147393E-4,2.2344489247311912E-6,0,3.0814977951368065E-3,null,1.4604029672459233E-3,3.7259853601402518E-4,4.3091195342365147E-4,1.9354838709677958E-6,0,2.2658489405545678E-3]
[2004,5,4,11,1.5224611326438554E-3,6.2044011192163373E-4,6.8252191754176127E-4,2.2344489247311912E-6,0,2.8276576110319819E-3,null,1.1576520498659179E-3,4.1491831676235009E-4,4.8896559233632751E-4,1.9354838709677958E-6,0,2.0634714428355632E-3]
[2004,5,4,17,1.6919250682819952E-3,4.8782515523206722E-4,4.9758921250362645E-4,2.2344489247311912E-6,0,2.6795738849424199E-3,null,1.286509377165406E-3,3.2623227994773337E-4,3.5647793540214843E-4,1.9354838709677958E-6,0,1.9711550763862559E-3]
[2004,5,4,19,1.9469758589343701E-3,4.2844283531094521E-4,4.1353903351406656E-4,2.2344489247311912E-6,0,2.7911921766841132E-3,null,1.4804454089548719E-3,2.8652044998431642E-4,2.9626353861965995E-4,1.9354838709677958E-6,0,2.0651648814298163E-3]
[2004,5,4,22,1.7115932803251769E-3,4.5312001425487994E-4,3.9321167563083944E-4,2.2344489247311912E-6,8.0172213000000657E-5,2.6403316321356282E-3,null,1.3014647316902516E-3,3.0302327330782519E-4,2.8170081421103829E-4,1.9354838709677958E-6,3.5482597246656058E-5,1.923606900326739E-3]
[2004,5,5,2,1.0371029996979837E-3,5.6442563923863036E-4,4.7917472817474865E-4,2.2344489247311912E-6,8.0172213000000657E-5,2.1631100290360945E-3,null,7.8859445918171565E-4,3.774587291673785E-4,3.4328561291986447E-4,1.9354838709677958E-6,3.5482597246656058E-5,1.5467568823865825E-3]
[2004,5,5,5,1.287876493053283E-3,5.6948077951507697E-4,4.8830034796831941E-4,2.2344489247311912E-6,8.0172213000000657E-5,2.4280642824614112E-3,null,9.7927811107282117E-4,3.8083934601370792E-4,3.4982329907047284E-4,1.9354838709677958E-6,3.5482597246656058E-5,1.7473588372746258E-3]
[2004,5,5,8,2.041091747757386E-3,6.3540937575481493E-4,6.7717250108724914E-4,2.2344489247311912E-6,0,3.355908073524181E-3,null,1.552009437280319E-3,4.249289876288713E-4,4.851332163816401E-4,1.9354838709677958E-6,0,2.4640071251617983E-3]
[2004,5,5,10,1.7683249641726392E-3,6.6514823399034257E-4,7.2425655933609008E-4,2.2344489247311912E-6,0,{"$f":"SUM(E3012:I3012)","v":3.1599642064238029E-3},null,1.3446024832493406E-3,4.4481680075446399E-4,5.1886471106266476E-4,1.9354838709677958E-6,0,2.3102194789374371E-3]
[2004,5,5,13,1.5035401746193791E-3,6.4476665833650246E-4,6.93735469246364E-4,2.2344489247311912E-6,0,2.8442767511269763E-3,null,1.1432648938506939E-3,4.3118665515175036E-4,4.9699909398735634E-4,1.9354838709677958E-6,0,2.0733861268607684E-3]
[2004,5,5,16,1.5238982191435205E-3,6.2371910593305639E-4,6.6028947721258921E-4,2.2344489247311912E-6,0,2.8101412512138973E-3,null,1.158744784581111E-3,4.1711113867981043E-4,4.7303804763008662E-4,1.9354838709677958E-6,0,2.050829454761976E-3]
[2004,5,5,20,2.2217125599321764E-3,5.0083289991112207E-4,4.8333445922231163E-4,2.2344489247311912E-6,4.1422310076724413E-5,3.2495366780670655E-3,null,1.689350252739748E-3,3.3493118806699043E-4,3.4626568623817957E-4,1.9354838709677958E-6,1.8332675255933163E-5,2.390815286171819E-3]
[2004,5,5,23,1.4658744399490369E-3,5.2839973401543918E-4,4.5493255854114792E-4,2.2344489247311912E-6,8.0172213000000657E-5,2.5316133944303554E-3,null,1.1146245469703065E-3,3.5336646358392047E-4,3.2591827785009213E-4,1.9354838709677958E-6,3.5482597246656058E-5,1.8313273695219432E-3]
[2004,5,6,3,9.3354751614417705E-4,5.3652617794659795E-4,4.4006354390049591E-4,2.2344489247311912E-6,8.0172213000000657E-5,1.9925438999160027E-3,null,7.0985273288047405E-4,3.5880100975911339E-4,3.1526596564683003E-4,1.9354838709677958E-6,3.5482597246656058E-5,1.4213377894040414E-3]
[2004,5,6,6,1.4783215520158257E-3,4.7710218130809731E-4,4.2305060183708951E-4,2.2344489247311912E-6,1.0696042150316017E-5,2.3914048262360594E-3,null,1.1240891070106709E-3,3.1906130855866542E-4,3.0307772219322966E-4,1.9354838709677958E-6,4.7338515621730081E-6,1.7528974731957068E-3]
[2004,5,6,7,1.7214235170627584E-3,5.5024602803871111E-4,5.4222006133002444E-4,2.2344489247311912E-6,0,2.816124055356225E-3,null,1.3089394668187382E-3,3.6797613721633107E-4,3.8845192608580662E-4,1.9354838709677958E-6,0,2.0673030139918436E-3]
[2004,5,6,11,1.4304271552936631E-3,6.4443992295857568E-4,7.0466609411159249E-4,2.2344489247311912E-6,0,2.7817676212885624E-3,null,1.0876710695621752E-3,4.3096815139863836E-4,5.0482990399428279E-4,1.9354838709677958E-6,0,2.025404608826064E-3]
[2004,5,6,14,1.1955006053089915E-3,6.2932404968349149E-4,6.8052577985988801E-4,2.2344489247311912E-6,0,2.507584883777102E-3,null,9.0903714825779289E-4,4.2085943570605413E-4,4.8753553914841318E-4,1.9354838709677958E-6,0,1.8193676069832281E-3]
[2004,5,6,18,1.6671961802285184E-3,5.0425562773365488E-4,4.945721481161324E-4,2.2344489247311912E-6,0,2.6682584050030369E-3,null,1.2677059756649035E-3,3.372201317370934E-4,3.5431648001524861E-4,1.9354838709677958E-6,0,1.9611780712882137E-3]
[2004,5,6,21,1.9334457516614889E-3,4.6055237326503106E-4,4.1632274617361747E-4,2.2344489247311912E-6,8.0172213000000657E-5,2.8927275330248694E-3,null,1.4701573588473747E-3,3.0799365131983688E-4,2.9825781847278739E-4,1.9354838709677958E-6,3.5482597246656058E-5,2.113826909757623E-3]
[2004,5,6,24,1.0103346121696794E-3,5.4727722281048782E-4,4.577794535768349E-4,2.2344489247311912E-6,8.0172213000000657E-5,2.0977979504817339E-3,null,7.6824025897961705E-4,3.6599075354364346E-4,3.2795782219536049E-4,1.9354838709677958E-6,3.5482597246656058E-5,1.4996069158362448E-3]
[2004,5,7,4,1.1069795931291932E-3,6.0751745656087192E-4,5.0647353712129635E-4,2.2344489247311912E-6,8.0172213000000657E-5,2.3033772487360935E-3,null,8.4172736345678985E-4,4.0627631198644916E-4,3.6284275525267197E-4,1.9354838709677958E-6,3.5482597246656058E-5,1.6482645118135349E-3]
[2004,5,7,8,1.9750632175685235E-3,6.5689713358613763E-4,6.8203751185378226E-4,2.2344489247311912E-6,0,3.3162323119331743E-3,null,1.5018025310520921E-3,4.3929889076546206E-4,4.8861855921099318E-4,1.9354838709677958E-6,0,2.4316554648995152E-3]
[2004,5,7,11,1.818716477508192E-3,6.6112482448699248E-4,7.2016411025316838E-4,2.2344489247311912E-6,0,3.2022398611730838E-3,null,1.3829192832371631E-3,4.4212615218629643E-4,5.1593283922308434E-4,1.9354838709677958E-6,0,2.3429137585175117E-3]
[2004,5,7,12,1.684681993176107E-3,6.3889857926254434E-4,6.8686433292783464E-4,2.2344489247311912E-6,0,3.0126793542912173E-3,null,1.2810018731878804E-3,4.2726238680544036E-4,4.920765425590973E-4,1.9354838709677958E-6,0,2.2022762864233859E-3]
[2004,5,7,15,1.4522909067287526E-3,6.2195745477349699E-4,6.6918021136327596E-4,2.2344489247311912E-6,0,2.7456630217902564E-3,null,1.1042958727337587E-3,4.1593303732916927E-4,4.7940745933477285E-4,1.9354838709677958E-6,0,2.0015718532686686E-3]
[2004,5,7,19,1.9054770556155686E-3,5.3835033289089675E-4,5.2603593332509072E-4,2.2344489247311912E-6,0,2.9720977707562869E-3,null,1.4488904656470144E-3,3.6002091041424352E-4,3.7685745339124271E-4,1.9354838709677958E-6,0,2.1877043133234687E-3]
[2004,5,7,21,2.1479887309479996E-3,4.5167508895160152E-4,4.1642314438822796E-4,2.2344489247311912E-6,8.0172213000000657E-5,3.0984936262125609E-3,null,1.6332919797779374E-3,3.020569818589587E-4,2.9832974476733532E-4,1.9354838709677958E-6,3.5482597246656058E-5,2.2710967875218552E-3]
[2004,5,8,2,9.8727443699350931E-4,5.1938616834914738E-4,4.2853937833551875E-4,2.2344489247311912E-6,8.0172213000000657E-5,{"$f":"SUM(E3076:I3076)","v":2.017606645602907E-3},null,7.5070571672394598E-4,3.4733865618974429E-4,3.0700993709033145E-4,1.9354838709677958E-6,3.5482597246656058E-5,1.4424723911216457E-3]
[2004,5,8,6,1.1646899002063893E-3,5.2892217166025646E-4,4.4250486019927219E-4,2.2344489247311912E-6,6.6874315003159857E-6,2.1450388124909649E-3,null,8.8560924251027357E-4,3.5371584291004027E-4,3.1701494929033103E-4,1.9354838709677958E-6,2.9597216998402057E-6,1.5612352402814529E-3]
[2004,5,8,9,1.9899350477805776E-3,4.8642537993752428E-4,4.7031726627110937E-4,2.2344489247311912E-6,0,2.9489121429139421E-3,null,1.5131108031393701E-3,3.252961824938495E-4,3.3694003778887325E-4,1.9354838709677958E-6,0,2.1772825072930609E-3]
[2004,5,8,10,2.1224484929225663E-3,4.6037328942774656E-4,4.4381228690040244E-4,2.2344489247311912E-6,0,3.0288685181754462E-3,null,1.6138716423583135E-3,3.0787388929462661E-4,3.1795160297854808E-4,1.9354838709677958E-6,0,2.2416326185024558E-3]
[2004,5,8,13,1.7376917164354149E-3,4.9799508155649928E-4,4.7318638411212373E-4,2.2344489247311912E-6,0,2.7111076310287687E-3,null,1.3213095128892598E-3,3.3303340165319697E-4,3.3899550277623533E-4,1.9354838709677958E-6,0,1.9952739011896599E-3]
[2004,5,8,18,1.9014819046458684E-3,4.1676742811877547E-4,3.6063251650506501E-4,2.2344489247311912E-6,0,2.6811162981944399E-3,null,1.4458526247390067E-3,2.7871254039464442E-4,2.583607757004376E-4,1.9354838709677958E-6,0,1.9848614247050564E-3]
[2004,5,8,21,1.9849941952144829E-3,4.0615171726481178E-4,3.4191682228372554E-4,2.2344489247311912E-6,8.0172213000000657E-5,2.8154693966877518E-3,null,1.509353867754562E-3,2.7161330100936308E-4,2.4495266341023717E-4,1.9354838709677958E-6,3.5482597246656058E-5,2.0633379132917861E-3]
[2004,5,8,24,1.2446974464661201E-3,4.9680924143045914E-4,4.0423863724840174E-4,2.2344489247311912E-6,8.0172213000000657E-5,2.2281519870697127E-3,null,9.4644554101825404E-4,3.3224037299564948E-4,2.896006408399339E-4,1.9354838709677958E-6,3.5482597246656058E-5,1.6057046359714614E-3]
[2004,5,9,3,5.192118687397879E-4,4.6073216045095736E-4,3.5260183680044965E-4,2.2344489247311912E-6,8.0172213000000657E-5,1.4149525279159268E-3,null,3.9479936221264116E-4,3.0811388370830857E-4,2.5260751568386043E-4,1.9354838709677958E-6,3.5482597246656058E-5,9.92938842722434E-4]
[2004,5,9,7,9.4486408449650768E-4,4.9198260675311603E-4,4.3027534389384524E-4,2.2344489247311912E-6,0,1.8693564840682002E-3,null,7.1845764782353942E-4,3.2901256889744678E-4,3.0825360034228942E-4,1.9354838709677958E-6,0,1.3576593009342434E-3]
[2004,5,9,10,1.3177332072250986E-3,4.6784033430381084E-4,4.7542010488335542E-4,2.2344489247311912E-6,0,2.2632280953369956E-3,null,1.0019806192828279E-3,3.1286746342311053E-4,3.4059576288795904E-4,1.9354838709677958E-6,0,1.6573793294648652E-3]
[2004,5,9,11,1.217979043214147E-3,4.8192314179564271E-4,4.8998194443001435E-4,2.2344489247311912E-6,0,2.1921185783645349E-3,null,9.2612934796045313E-4,3.2228531805166027E-4,3.5102801175270409E-4,1.9354838709677958E-6,0,1.6013781616357851E-3]
[2004,5,9,15,1.1300064722249068E-3,4.0175616037283369E-4,4.1008595113327997E-4,2.2344489247311912E-6,0,1.9440830326557517E-3,null,8.5923658797201644E-4,2.6867377947971209E-4,2.9378971554041189E-4,1.9354838709677958E-6,0,1.4236355668631082E-3]
[2004,5,9,18,1.4179419596389408E-3,3.7111897134033665E-4,3.4299270597351291E-4,2.2344489247311912E-6,0,2.1342880858775215E-3,null,1.0781775514468281E-3,2.4818520909324554E-4,2.4572343734751469E-4,1.9354838709677958E-6,0,1.5740216817585562E-3]
[2004,5,9,22,1.1792345259291981E-3,4.1825515664353237E-4,3.4903254956341722E-4,2.2344489247311912E-6,8.0172213000000657E-5,2.0289288940608793E-3,null,8.9666871419169676E-4,2.7970745642832832E-4,2.500504422724161E-4,1.9354838709677958E-6,3.5482597246656058E-5,1.4638446940100651E-3]
[2004,5,10,1,7.0374186851901953E-4,4.9282765181229244E-4,3.8225636416282433E-4,2.2344489247311912E-6,8.0172213000000657E-5,1.6612325464188684E-3,null,5.3511265358397277E-4,3.2957769140774974E-4,2.7385231847264435E-4,1.9354838709677958E-6,3.5482597246656058E-5,1.1759607445819907E-3]
[2004,5,10,4,7.5944846086708681E-4,4.7800148186368907E-4,3.6191844961357296E-4,2.2344489247311912E-6,8.0172213000000657E-5,1.6817750542690805E-3,null,5.7747094401257369E-4,3.1966271434404238E-4,2.5928203116190487E-4,1.9354838709677958E-6,3.5482597246656058E-5,1.1938337706361448E-3]
[2004,5,10,8,1.4053266346831597E-3,5.3919452566180152E-4,5.5753235876550994E-4,2.2344489247311912E-6,0,2.5042879680352019E-3,null,1.0685850853525223E-3,3.6058546295814959E-4,3.9942181055858489E-4,1.9354838709677958E-6,0,1.8305278427402246E-3]
[2004,5,10,12,1.2759946691465504E-3,5.8453788325238799E-4,6.2130391404399514E-4,2.2344489247311912E-6,0,2.4840709153676646E-3,null,9.702433859774828E-4,3.9090875967339454E-4,4.451083965853925E-4,1.9354838709677958E-6,0,1.8081960261072377E-3]
[2004,5,10,13,1.1791163499578125E-3,5.7999082506942788E-4,6.3221211255438167E-4,2.2344489247311912E-6,0,2.393553736506353E-3,null,8.9657885530953151E-4,3.8786792190155723E-4,4.5292314012529796E-4,1.9354838709677958E-6,0,1.7393054012073545E-3]
[2004,5,10,16,1.2888506002184761E-3,5.5170322008367715E-4,5.9076646832347272E-4,2.2344489247311912E-6,0,2.4335547375503568E-3,null,9.8001880463300197E-4,3.6895063202877019E-4,4.2323106217105833E-4,1.9354838709677958E-6,0,1.7741359827037981E-3]
[2004,5,10,19,1.7626525817645879E-3,4.37328403398003E-4,4.2250926159378337E-4,2.2344489247311912E-6,0,2.6247246956811053E-3,null,1.3402893057359675E-3,2.9246265920534911E-4,3.0268990057765865E-4,1.9354838709677958E-6,0,1.9373773493899429E-3]
[2004,5,10,23,1.0299770976421583E-3,4.4059590043188433E-4,3.6077935769582205E-4,2.2344489247311912E-6,8.0172213000000657E-5,1.9137590176945963E-3,null,7.8317605148302803E-4,2.9464779253775888E-4,2.5846597421197621E-4,1.9354838709677958E-6,3.5482597246656058E-5,1.3737078993503872E-3]
[2004,5,11,2,7.6240039321282568E-4,5.7852240179000951E-4,4.876907916297362E-4,2.2344489247311912E-6,8.0172213000000657E-5,1.9110202485573035E-3,null,5.7971554025075533E-4,3.8688591621932649E-4,3.4938660675554883E-4,1.9354838709677958E-6,3.5482597246656058E-5,1.3534061443432545E-3]
[2004,5,11,5,9.2058307530699349E-4,6.1472445850175791E-4,5.2738243231068851E-4,2.2344489247311912E-6,8.0172213000000657E-5,2.1450966280441718E-3,null,6.9999480535199387E-4,4.1109598282454787E-4,3.7782209885851858E-4,1.9354838709677958E-6,3.5482597246656058E-5,1.5263309681526841E-3]
[2004,5,11,10,1.3606639921093016E-3,6.870986845526932E-4,7.4170341807922328E-4,2.2344489247311912E-6,0,2.7917005436659493E-3,null,1.0346244156057231E-3,4.5949612890315095E-4,5.3136381680636037E-4,1.9354838709677958E-6,0,2.0274198451862022E-3]
[2004,5,11,13,1.148456247880331E-3,6.584501524160161E-4,7.0366272418544542E-4,2.2344489247311912E-6,0,2.5128035734065237E-3,null,8.7326546539234036E-4,4.4033746958461296E-4,5.041110796493621E-4,1.9354838709677958E-6,0,1.8196494984972834E-3]
[2004,5,11,14,1.096775719891128E-3,6.5129027866732241E-4,7.0212891089248015E-4,2.2344489247311912E-6,0,2.4524293583756615E-3,null,8.3396852185660723E-4,4.3554931564846936E-4,5.0301224032119919E-4,1.9354838709677958E-6,0,1.7744655616972436E-3]
[2004,5,11,17,1.3587523733801636E-3,6.0650754487364062E-4,6.1061060616338027E-4,2.2344489247311912E-6,0,2.5781049733419152E-3,null,1.0331708551220438E-3,4.056009351865082E-4,4.3744760286214967E-4,1.9354838709677958E-6,0,1.8781548770416695E-3]
[2004,5,11,20,1.7129742195976865E-3,5.7543638595892782E-4,5.4812021322749873E-4,2.2344489247311912E-6,3.2068885200000267E-5,2.8708341529088441E-3,null,1.3025147730642372E-3,3.8482214814641999E-4,3.9267885447195081E-4,1.9354838709677958E-6,1.4193038898662424E-5,2.0961442984522385E-3]
[2004,5,11,24,9.0781241605647522E-4,5.7590346899210384E-4,4.8553317184117087E-4,2.2344489247311912E-6,8.0172213000000657E-5,2.0516557188144818E-3,null,6.9028422585507877E-4,3.8513450916594435E-4,3.4784086615610808E-4,1.9354838709677958E-6,3.5482597246656058E-5,1.4606776822947551E-3]
[2004,5,12,2,7.1810317437928249E-4,5.6427066334389714E-4,4.6782950823682134E-4,2.2344489247311912E-6,8.0172213000000657E-5,1.8326100078847329E-3,null,5.4603273214060151E-4,3.7735508928957905E-4,3.3515778281718487E-4,1.9354838709677958E-6,3.5482597246656058E-5,1.2959636853649894E-3]
[2004,5,12,8,1.4826560909837992E-3,6.6014306108236884E-4,6.9812763894694016E-4,2.2344489247311912E-6,0,2.8431612399378394E-3,null,1.1273850124455666E-3,4.414695995046143E-4,5.0014568870334589E-4,1.9354838709677958E-6,0,2.0709357845244947E-3]
[2004,5,12,11,1.2162871306648122E-3,6.641941877387551E-4,7.2623846880376646E-4,2.2344489247311912E-6,0,2.6089542361320646E-3,null,9.2484284810246992E-4,4.4417878387384023E-4,5.2028457101428315E-4,1.9354838709677958E-6,0,1.891241686861561E-3]
[2004,5,12,14,1.0258497437490599E-3,6.2847127360042803E-4,6.9524931948716144E-4,2.2344489247311912E-6,0,2.3518047857613803E-3,null,7.8003768585094778E-4,4.2028914308608802E-4,4.9808363158340327E-4,1.9354838709677958E-6,0,1.7003459443914069E-3]
[2004,5,12,15,1.0337433919417238E-3,6.1068905831118041E-4,6.7035411899384815E-4,2.2344489247311912E-6,0,2.3170210181714833E-3,null,7.8603987389714691E-4,4.0839731550377937E-4,4.802484586128594E-4,1.9354838709677958E-6,0,1.6766211318847537E-3]
[2004,5,12,18,1.3606858665266763E-3,5.7195889499415628E-4,5.6761741925755638E-4,2.2344489247311912E-6,0,2.5024966297031198E-3,null,1.0346410485190833E-3,3.8249658171392358E-4,4.0664684971190911E-4,1.9354838709677958E-6,0,1.8257199638158838E-3]
[2004,5,12,23,1.0553866866301902E-3,5.4508285705958304E-4,4.6193382555490762E-4,2.2344489247311912E-6,8.0172213000000657E-5,2.1448100311694126E-3,null,8.0249704572553035E-4,3.6452327501311065E-4,3.3093405622218859E-4,1.9354838709677958E-6,3.5482597246656058E-5,1.5353724580784533E-3]
[2004,5,13,2,7.0491891339162331E-4,5.6002889277343597E-4,4.6253324536453777E-4,2.2344489247311912E-6,8.0172213000000657E-5,1.8098877134543291E-3,null,5.3600765732517684E-4,3.7451841211257194E-4,3.3136348662543422E-4,1.9354838709677958E-6,3.5482597246656058E-5,1.279307637180807E-3]
[2004,5,13,5,8.519498607383858E-4,5.9747387083250935E-4,5.0107612944373452E-4,2.2344489247311912E-6,7.8842423200316576E-5,2.0315767331396772E-3,null,6.4780734399049432E-4,3.9955968034933006E-4,3.5897599790128161E-4,1.9354838709677958E-6,3.4894059221830654E-5,1.4431725653339046E-3]
[2004,5,13,9,1.3605661845418776E-3,6.7640799699650116E-4,7.2383435605748809E-4,2.2344489247311912E-6,0,2.7630429865205977E-3,null,{"$f":"E3203*T$5","v":1.0345500444914181E-3},{"$f":"F3203*U$5","v":4.523467489700758E-4},{"$f":"G3203*V$5","v":5.185622403713916E-4},{"$f":"H3203*W$5","v":1.9354838709677958E-6},{"$f":"I3203*X$5","v":0},{"$f":"SUM(L3203:P3203)","v":2.0073945177038533E-3}]
[2004,5,13,12,1.1630674321634889E-3,6.4408337931150836E-4,6.9429928476508586E-4,2.2344489247311912E-6,0,2.5036845451648143E-3,null,8.843755470053881E-4,4.3072971341397083E-4,4.9740301711714125E-4,1.9354838709677958E-6,0,1.8144437614074679E-3]
[2004,5,13,15,1.0140246035988004E-3,6.0434493510575697E-4,6.6768868709685938E-4,2.2344489247311912E-6,0,2.2882926747261477E-3,null,7.7104606206405534E-4,4.04154693418024E-4,4.7833891629217118E-4,1.9354838709677958E-6,0,1.6554751556452185E-3]
[2004,5,13,16,1.1035670574844135E-3,5.9794859827061377E-4,6.4751276813514549E-4,2.2344489247311912E-6,0,2.3512628728149039E-3,null,8.3913253275818308E-4,3.9987715355222972E-4,4.6388468425581972E-4,1.9354838709677958E-6,0,1.7048298544372002E-3]
[2004,5,13,20,1.5999986686933284E-3,5.5507369411919203E-4,5.3220439816655028E-4,2.2344489247311912E-6,2.9396478126724313E-5,2.7189076880305262E-3,null,1.2166101970557566E-3,3.7120463106370637E-4,3.8127660387929358E-4,1.9354838709677958E-6,1.3010285668934755E-5,1.9840372015386592E-3]
[2004,5,13,24,8.4318076455230538E-4,5.5510953617119677E-4,4.623837090335179E-4,2.2344489247311912E-6,8.0172213000000657E-5,1.9430806716817517E-3,null,6.4113948104304523E-4,3.7122860037774869E-4,3.3125635728820172E-4,1.9354838709677958E-6,3.5482597246656058E-5,1.3810425198266195E-3]
[2004,5,14,3,8.3253714153391767E-4,6.0613627612877518E-4,5.0870714892241732E-4,2.2344489247311912E-6,8.0172213000000657E-5,2.029787228509842E-3,null,6.3304626162282969E-4,4.0535264981661343E-4,3.6444293729710823E-4,1.9354838709677958E-6,3.5482597246656058E-5,1.4402599298541752E-3]
[2004,5,14,6,1.2684526736531948E-3,6.2396258676263559E-4,5.4968396147839509E-4,2.2344489247311912E-6,0,2.4443336708189567E-3,null,9.6450858831614579E-4,4.1727396608898617E-4,3.9379913950619318E-4,1.9354838709677958E-6,0,1.777517177782293E-3]
[2004,5,14,10,1.5192899392605132E-3,7.1699335680709404E-4,7.7281898869317918E-4,2.2344489247311912E-6,0,3.0113367336855176E-3,null,1.1552407314801591E-3,4.7948814240069993E-4,5.5365532573098744E-4,1.9354838709677958E-6,0,2.1903196834828142E-3]
[2004,5,14,13,1.3368023555466217E-3,6.5720128004861586E-4,7.0707873891690735E-4,2.2344489247311912E-6,0,2.7033168234368759E-3,null,1.0164804565333677E-3,4.3950228821807011E-4,5.0655834709040616E-4,1.9354838709677958E-6,0,1.9644765757128118E-3]
[2004,5,14,17,1.397278276606529E-3,6.1891765347213618E-4,6.3485479546879502E-4,2.2344489247311912E-6,0,2.6532851744721911E-3,null,1.0624652586944277E-3,4.1390017514792473E-4,4.5481638484519985E-4,1.9354838709677958E-6,0,1.9331173025585202E-3]
[2004,5,14,18,1.4698846878503295E-3,6.048745987218085E-4,6.0121406823756955E-4,2.2344489247311912E-6,0,2.6782078037344385E-3,null,1.1176738673134405E-3,4.04508905100666E-4,4.3071582822646747E-4,1.9354838709677958E-6,0,1.9548340845115418E-3]
[2004,5,14,21,1.6524133638824903E-3,5.8218283279906104E-4,5.3970218702826351E-4,2.2344489247311912E-6,8.0172213000000657E-5,2.8567050456345467E-3,null,1.2564653881196224E-3,3.893338235091959E-4,3.866480955160526E-4,1.9354838709677958E-6,3.5482597246656058E-5,2.0698653882624948E-3]
[2004,5,15,1,8.131437784500297E-4,5.7675559118398249E-4,4.880198547043866E-4,2.2344489247311912E-6,8.0172213000000657E-5,1.9603258862631308E-3,null,6.1829989730095717E-4,3.857043644972431E-4,3.4962235086438557E-4,1.9354838709677958E-6,3.5482597246656058E-5,1.3910446937802096E-3]
[2004,5,15,4,7.4879250242264089E-4,5.841124234947149E-4,4.7681737477242928E-4,2.2344489247311912E-6,8.0172213000000657E-5,1.892128962614517E-3,null,5.6936834495634908E-4,3.9062423415173365E-4,3.4159678114305839E-4,1.9354838709677958E-6,3.5482597246656058E-5,1.339007441368765E-3]
[2004,5,15,7,1.1327383701079496E-3,6.1450208348067328E-4,5.5436319874340475E-4,2.2344489247311912E-6,0,2.3038381012567589E-3,null,8.6131387396409743E-4,4.1094726989051038E-4,3.9715139232352143E-4,1.9354838709677958E-6,0,1.6713480200490969E-3]
[2004,5,15,10,1.5348334976623857E-3,6.7648217074028449E-4,6.5038942299667731E-4,2.2344489247311912E-6,0,2.8639395403240783E-3,null,1.1670597735957962E-3,4.5239635254071411E-4,4.659455488407728E-4,1.9354838709677958E-6,0,2.0873371588482508E-3]
[2004,5,15,15,1.1717044492412065E-3,6.2446877800086099E-4,5.9722111016197643E-4,2.2344489247311912E-6,0,2.395628786328775E-3,null,8.9094297937548971E-4,4.1761248065709462E-4,4.2785523274897931E-4,1.9354838709677958E-6,0,1.7383461766525316E-3]
[2004,5,15,16,1.2802004951332517E-3,6.1607093677408422E-4,5.8920080766630277E-4,2.2344489247311912E-6,0,2.4877066884983695E-3,null,9.7344142037749997E-4,4.1199643798142091E-4,4.2210940706965429E-4,1.9354838709677958E-6,0,1.8094827492995428E-3]
[2004,5,15,19,1.4758952737469436E-3,5.4749917335664242E-4,4.8429336485740059E-4,2.2344489247311912E-6,0,2.5099222608857175E-3,null,1.122244208673832E-3,3.6613918261076123E-4,3.4695265591608331E-4,1.9354838709677958E-6,0,1.8372715310716445E-3]
[2004,5,15,22,1.2834939647687837E-3,5.7309180522777537E-4,4.8843900753514841E-4,2.2344489247311912E-6,8.0172213000000657E-5,2.4274314394564394E-3,null,9.7594571542516646E-4,3.8325421359191447E-4,3.4992263618402935E-4,1.9354838709677958E-6,3.5482597246656058E-5,1.7465406463187342E-3]
[2004,5,16,2,7.6977661225606834E-4,5.6815691781680303E-4,4.6633614911992184E-4,2.2344489247311912E-6,8.0172213000000657E-5,{"$f":"SUM(E3268:I3268)","v":1.8866763411175252E-3},null,5.8532428448243318E-4,3.7995401565398522E-4,3.3408792526917297E-4,1.9354838709677958E-6,3.5482597246656058E-5,1.3367843065232154E-3]
[2004,5,16,7,1.0136353420312091E-3,5.9489096286736585E-4,5.2500637471386699E-4,2.2344489247311912E-6,0,2.1357671285371729E-3,null,7.707500745724906E-4,3.9783236484432487E-4,3.761198672079372E-4,1.9354838709677958E-6,0,1.5466377904957205E-3]
[2004,5,16,9,1.3879441846060398E-3,6.781493431880901E-4,6.4763133382778732E-4,2.2344489247311912E-6,0,2.7159593105466479E-3,null,1.0553677830963226E-3,4.5351127140637803E-4,4.6396962591504462E-4,1.9354838709677958E-6,0,1.9747841642887131E-3]
[2004,5,16,13,1.2195229099856736E-3,5.7434380383656106E-4,5.6750298461739185E-4,2.2344489247311912E-6,0,2.3636041473643577E-3,null,9.2730327647294923E-4,3.8409148562730435E-4,4.0656486758038524E-4,1.9354838709677958E-6,0,1.7198951135516066E-3]
[2004,5,16,16,1.2227747266615829E-3,5.3128554241131101E-4,5.2475278342002034E-4,2.2344489247311912E-6,0,2.2810475014176453E-3,null,9.2977589935962831E-4,3.5529634325982547E-4,3.7593819184481676E-4,1.9354838709677958E-6,0,1.6629459183352385E-3]
[2004,5,16,17,1.3970462255461255E-3,5.0782486871954479E-4,4.8190492633633144E-4,2.2344489247311912E-6,0,2.3890104695267326E-3,null,1.062288811243659E-3,3.3960705584713818E-4,3.4524155444637551E-4,1.9354838709677958E-6,0,1.7490729054081406E-3]
[2004,5,16,20,1.5820651407214034E-3,5.3079222352549291E-4,4.860384297629693E-4,2.2344489247311912E-6,2.5387867476724279E-5,2.6265181104113207E-3,null,1.2029738650845263E-3,3.5496643705647447E-4,3.4820283803227084E-4,1.9354838709677958E-6,1.1236155806601952E-5,1.9193147798508415E-3]
[2004,5,16,24,7.5430942946878171E-4,5.2546575145355967E-4,4.3139266215924362E-4,2.2344489247311912E-6,8.0172213000000657E-5,1.7935745050063167E-3,null,5.7356331700981274E-4,3.5140436751277074E-4,3.0905405842785014E-4,1.9354838709677958E-6,3.5482597246656058E-5,1.2714398240680574E-3]
[2004,5,17,4,5.9447866416276304E-4,5.3031517981936053E-4,4.109730713086489E-4,2.2344489247311912E-6,8.0172213000000657E-5,1.6181735772155042E-3,null,4.5203087909014201E-4,3.5464741485309457E-4,2.944252573902401E-4,1.9354838709677958E-6,3.5482597246656058E-5,1.1385216324511006E-3]
[2004,5,17,7,1.0186711095381861E-3,5.5313040036068025E-4,5.2070291788418658E-4,2.2344489247311912E-6,0,2.0947388767077841E-3,null,7.7457918157043182E-4,3.6990505652014698E-4,3.7303682728828544E-4,1.9354838709677958E-6,0,1.519456549249832E-3]
[2004,5,17,10,1.2289160035184959E-3,6.5472389440575731E-4,6.9153174324084929E-4,2.2344489247311912E-6,0,2.5774060900898331E-3,null,9.3444561577455797E-4,4.3784554059464128E-4,4.9542032242861364E-4,1.9354838709677958E-6,0,1.8696469626687806E-3]
[2004,5,17,14,1.0678759590517846E-3,5.6937878894427324E-4,6.2954189187346848E-4,2.2344489247311912E-6,0,2.269031088794257E-3,null,8.119936637410491E-4,3.8077113998519625E-4,4.510101670714597E-4,1.9354838709677958E-6,0,1.6457104546686728E-3]
[2004,5,17,17,1.3109694536482665E-3,5.8306226932235215E-4,6.0077352171725585E-4,2.2344489247311912E-6,0,2.4970396936126057E-3,null,9.968375827710122E-4,3.8992194525524663E-4,4.3040021625164219E-4,1.9354838709677958E-6,0,1.8190952281488689E-3]
[2004,5,17,18,1.3783502670492666E-3,5.3627906891920397E-4,5.3198742714149518E-4,2.2344489247311912E-6,0,2.4488512120346968E-3,null,1.0480727408205596E-3,3.5863575599854409E-4,3.8112116364644654E-4,1.9354838709677958E-6,0,1.789765144336518E-3]
[2004,5,17,21,1.4614510655358176E-3,5.5429922403926182E-4,5.0819329261013219E-4,2.2344489247311912E-6,8.0172213000000657E-5,2.6063502441099431E-3,null,1.1112610926613644E-3,3.7068670545610473E-4,3.6407480544719314E-4,1.9354838709677958E-6,3.5482597246656058E-5,1.8834406846822862E-3]
[2004,5,18,1,1.1527086810278449E-3,6.8727750447824458E-4,5.8888575807184221E-4,2.2344489247311912E-6,8.0172213000000657E-5,2.5112786055026637E-3,null,8.7649893903878312E-4,4.596157144378185E-4,4.2188370235950293E-4,1.9354838709677958E-6,3.5482597246656058E-5,1.7954164369537284E-3]
[2004,5,18,5,1.3413028098466905E-3,7.5860228115542537E-4,6.5458368209358867E-4,2.2344489247311912E-6,7.2161405477040604E-5,2.8288846274974765E-3,null,1.019902521001283E-3,5.0731404295285864E-4,4.6895035840222954E-4,1.9354838709677958E-6,3.1937176129770188E-5,2.0300395823571091E-3]
[2004,5,18,8,1.6874185820738999E-3,7.3759814818084575E-4,7.7276693599140529E-4,2.2344489247311912E-6,0,3.2000181151708822E-3,null,1.2830827261431665E-3,4.9326756315342573E-4,5.5361803464992255E-4,1.9354838709677958E-6,0,2.3319038078174824E-3]
[2004,5,18,12,1.3007267494654939E-3,6.8895511549929773E-4,7.414288939535603E-4,2.2344489247311912E-6,0,2.7333452078430829E-3,null,9.8904921481920418E-4,4.6073761408238121E-4,5.3116714495119279E-4,1.9354838709677958E-6,0,1.9828894577237459E-3]
[2004,5,18,15,1.1675051462172919E-3,6.5372421009332799E-4,7.1940622886521889E-4,2.2344489247311912E-6,0,2.5428700341005696E-3,null,8.8774990491900037E-4,4.3717700333498178E-4,5.1538988534533328E-4,1.9354838709677958E-6,0,1.8422522774702832E-3]
[2004,5,18,18,1.4522914077921925E-3,6.1485199083205803E-4,6.1433316629150487E-4,2.2344489247311912E-6,0,{"$f":"SUM(E3332:I3332)","v":2.6837110138404861E-3},null,1.1042962537333822E-3,4.1118126986322274E-4,4.4011448252018594E-4,1.9354838709677958E-6,0,1.9575274899877588E-3]
[2004,5,18,20,1.6008552020712647E-3,5.6755593071743441E-4,5.4656567373242721E-4,2.2344489247311912E-6,2.2715460323276118E-5,2.7399267157691334E-3,null,1.2172614896237479E-3,3.7955210650776063E-4,3.9156516668335117E-4,1.9354838709677958E-6,1.0053402541391686E-5,2.0003676492272192E-3]
[2004,5,18,23,1.0448874933998806E-3,5.4450581122468121E-4,4.6275187582352445E-4,2.2344489247311912E-6,8.0172213000000657E-5,2.1345518423728179E-3,null,7.94513648117278E-4,3.6413737654859873E-4,3.3152011569350314E-4,1.9354838709677958E-6,3.5482597246656058E-5,1.5275892214770036E-3]
[2004,5,19,2,7.3070508240214544E-4,5.6832507357083915E-4,4.7751230030283396E-4,2.2344489247311912E-6,8.0172213000000657E-5,1.8589491182005504E-3,null,5.5561499624054271E-4,3.8006646954127899E-4,3.4209463280887418E-4,1.9354838709677958E-6,3.5482597246656058E-5,1.3151941797083198E-3]
[2004,5,19,6,1.1477721504908303E-3,5.9245656276324203E-4,5.3261429011361601E-4,2.2344489247311912E-6,0,2.2750774522924196E-3,null,8.7274529004711617E-4,3.9620436373008239E-4,3.8157025460836138E-4,1.9354838709677958E-6,0,1.6524553922565278E-3]
[2004,5,19,9,1.4108658117624479E-3,6.8827007874245499E-4,7.3657180638564109E-4,2.2344489247311912E-6,0,2.8379421458152748E-3,null,1.0727969759308207E-3,4.6027949686428389E-4,5.2768747838131784E-4,1.9354838709677958E-6,0,2.0626994350473903E-3]
[2004,5,19,11,1.239117858062546E-3,6.7153951469098815E-4,7.3355962991025238E-4,2.2344489247311912E-6,0,2.6464514515885176E-3,null,9.4220292239613609E-4,4.4909095933852813E-4,5.2552952474399766E-4,1.9354838709677958E-6,0,1.9187588903496298E-3]
[2004,5,19,17,1.3120992383451296E-3,5.9394557225740283E-4,5.9957822566185761E-4,2.2344489247311912E-6,0,2.5078574851891211E-3,null,9.9769665072498969E-4,3.9720013640997382E-4,4.2954389409007688E-4,1.9354838709677958E-6,0,1.8263761650960083E-3]
[2004,5,19,20,1.666107623571255E-3,5.6493550120797153E-4,5.3795347214578165E-4,2.2344489247311912E-6,2.1379256826724248E-5,2.7926103026764629E-3,null,1.266878256770374E-3,3.777996985309565E-4,3.8539529851955501E-4,1.9354838709677958E-6,9.4620259442691484E-6,2.0414707636361227E-3]
[2004,5,19,21,1.6076310370204223E-3,5.5497524019308176E-4,5.0700073285838581E-4,2.2344489247311912E-6,8.0172213000000657E-5,2.7520136719966213E-3,null,1.2224137125936858E-3,3.711387901605871E-4,3.6322044360118918E-4,1.9354838709677958E-6,3.5482597246656058E-5,1.9941910274730861E-3]
[2004,5,19,24,8.7340492192209784E-4,5.6483355038543118E-4,4.7510763675156608E-4,2.2344489247311912E-6,8.0172213000000657E-5,1.9957527709838271E-3,null,6.6412138644896478E-4,3.7773151908403137E-4,3.4037190756372725E-4,1.9354838709677958E-6,3.5482597246656058E-5,1.4196428942143471E-3]
[2004,5,20,4,7.685857968972446E-4,5.8652950683464936E-4,4.8824070964425701E-4,2.2344489247311912E-6,8.0172213000000657E-5,1.9257626753008826E-3,null,5.8441880991129576E-4,3.9224065470806058E-4,3.4978057357301753E-4,1.9354838709677958E-6,3.5482597246656058E-5,1.3638581193099978E-3]
[2004,5,20,8,1.4960028808957673E-3,6.6220378742510655E-4,7.0280531059522828E-4,2.2344489247311912E-6,0,2.8632464278408329E-3,null,1.1375336713304656E-3,4.4284770689807145E-4,5.0349681989704867E-4,1.9354838709677958E-6,0,2.0858136819965536E-3]
[2004,5,20,11,1.2272314950314712E-3,6.6771531666106265E-4,7.3020359770038811E-4,2.2344489247311912E-6,0,2.627384858317653E-3,null,9.3316474583232548E-4,4.4653353311953635E-4,5.2312522938699816E-4,1.9354838709677958E-6,0,1.9047589922098276E-3]
[2004,5,20,15,1.0507577226338022E-3,6.1616307670882189E-4,6.6423390852092903E-4,2.2344489247311912E-6,0,2.3333891567882841E-3,null,7.9897726479695702E-4,4.1205805641306864E-4,4.7586387804159769E-4,1.9354838709677958E-6,0,1.6888346831225912E-3]
[2004,5,20,18,1.3786388227841019E-3,5.7514583431253941E-4,5.6415597738524565E-4,2.2344489247311912E-6,0,2.5201750834066179E-3,null,1.0482921534090126E-3,3.8462784220498334E-4,4.0416703780853737E-4,1.9354838709677958E-6,0,1.8390225172935011E-3]
[2004,5,20,21,1.5931109621484527E-3,5.5214543541317891E-4,5.0452343729993335E-4,2.2344489247311912E-6,8.0172213000000657E-5,2.7321864967862967E-3,null,1.2113729089374692E-3,3.6924636281186719E-4,3.6144568405281651E-4,1.9354838709677958E-6,3.5482597246656058E-5,1.9794830369197765E-3]
[2004,5,20,22,1.3358455875476787E-3,5.4968548046843994E-4,4.8538884815789972E-4,2.2344489247311912E-6,8.0172213000000657E-5,2.4533265780987499E-3,null,1.0157529473632E-3,3.6760127193948461E-4,3.4773747121234864E-4,1.9354838709677958E-6,3.5482597246656058E-5,1.7685097716326572E-3]
[2004,5,21,1,6.5364145210828825E-4,5.3206724333712551E-4,4.4443450598460519E-4,2.2344489247311912E-6,8.0172213000000657E-5,1.7125498633547508E-3,null,4.9701719845974233E-4,3.5581910448386362E-4,3.1839736701227462E-4,1.9354838709677958E-6,3.5482597246656058E-5,1.2086517510735044E-3]
[2004,5,21,5,7.44602130589355E-4,5.6866338001270345E-4,4.6704060487031567E-4,2.2344489247311912E-6,6.815279482704055E-5,1.8506933592241459E-3,null,5.6618206161650458E-4,3.8029271142459866E-4,3.3459260448080421E-4,1.9354838709677958E-6,3.0163046267437377E-5,1.3131659076603126E-3]
[2004,5,21,9,1.2128957547495715E-3,6.3478515291212883E-4,6.7633718235792363E-4,2.2344489247311912E-6,0,2.526252538944355E-3,null,{"$f":"E3395*T$5","v":9.2226410688145335E-4},{"$f":"F3395*U$5","v":4.2451153961705636E-4},{"$f":"G3395*V$5","v":4.8453478561073478E-4},{"$f":"H3395*W$5","v":1.9354838709677958E-6},{"$f":"I3395*X$5","v":0},{"$f":"SUM(L3395:P3395)","v":1.8332459159802125E-3}]
[2004,5,21,12,1.0928192860537947E-3,5.5824468277334324E-4,6.1981033944846732E-4,2.2344489247311912E-6,0,2.2731087572003361E-3,null,8.3096012075936935E-4,3.733252245739775E-4,4.4403838466631579E-4,1.9354838709677958E-6,0,1.6502592138706305E-3]
[2004,5,21,16,9.6790018076906828E-4,5.3791403541062518E-4,5.9548335320304207E-4,2.2344489247311912E-6,0,2.1035320183074666E-3,null,7.3597388091418525E-4,3.5972913718320391E-4,4.2661028611954023E-4,1.9354838709677958E-6,0,1.5242487880878972E-3]
[2004,5,21,19,1.2129034628562225E-3,5.1906416764436829E-4,5.0828722102237885E-4,2.2344489247311912E-6,0,2.2424893004477009E-3,null,9.2226996798704987E-4,3.4712331874160696E-4,3.6414209671000971E-4,1.9354838709677958E-6,0,1.6354708673096342E-3]
[2004,5,21,22,1.1373605433573856E-3,4.9295158482448847E-4,4.4009931540478736E-4,2.2344489247311912E-6,8.0172213000000657E-5,2.1528181055113934E-3,null,8.6482849133088222E-4,3.2966057140829065E-4,3.152915927136466E-4,1.9354838709677958E-6,3.5482597246656058E-5,1.5471987365704432E-3]
[2004,5,22,2,4.3212572115843283E-4,4.7078365232481554E-4,3.8193035551968915E-4,2.2344489247311912E-6,8.0172213000000657E-5,1.3672463909276695E-3,null,3.2858062263312309E-4,3.1483580256738204E-4,2.7361876258938204E-4,1.9354838709677958E-6,3.5482597246656058E-5,9.5445326890751113E-4]
[2004,5,22,3,4.003790430670796E-4,4.7712256749225969E-4,3.8022604869815174E-4,2.2344489247311912E-6,8.0172213000000657E-5,1.3401343211822229E-3,null,3.0444101986699739E-4,3.1907494178620076E-4,2.7239777997608027E-4,1.9354838709677958E-6,3.5482597246656058E-5,9.3333182274690221E-4]
[2004,5,22,7,6.7798549059591804E-4,5.1254352192842676E-4,4.5835726875846194E-4,2.2344489247311912E-6,0,1.6511207302075382E-3,null,5.1552796727541623E-4,3.4276264751375478E-4,3.2837177482498856E-4,1.9354838709677958E-6,0,1.1885978734851273E-3]
[2004,5,22,10,1.0236636110372323E-3,5.2211929766854078E-4,5.0451829556676531E-4,2.2344489247311912E-6,0,2.0525356531972691E-3,null,7.7837538987447752E-4,3.4916643198132591E-4,3.6144200046326496E-4,1.9354838709677958E-6,0,1.4909193061900363E-3]
[2004,5,22,13,8.5956853080816631E-4,4.9388803246526306E-4,4.8151163779582034E-4,2.2344489247311912E-6,0,1.837202649993981E-3,null,6.5360044362005102E-4,3.3028681924652739E-4,3.4495979856538823E-4,1.9354838709677958E-6,0,1.3307825453029345E-3]
[2004,5,22,17,9.7072037755531904E-4,4.596718731138516E-4,4.2527008924641153E-4,2.2344489247311912E-6,0,1.8578967888403135E-3,null,7.3811830780340175E-4,3.0740481827436396E-4,3.0466778538078401E-4,1.9354838709677958E-6,0,1.3521263953295175E-3]
[2004,5,22,19,9.8918285979207729E-4,4.310783735488417E-4,3.763219976883307E-4,2.2344489247311912E-6,0,1.7988176799539808E-3,null,7.5215684707952786E-4,2.8828296189871205E-4,2.6960087841809981E-4,1.9354838709677958E-6,0,1.3119761712673075E-3]
[2004,5,22,22,8.3386718712955845E-4,4.5036295162696847E-4,3.7306124017348212E-4,2.2344489247311912E-6,8.0172213000000657E-5,1.7396980408547411E-3,null,6.3405760436071278E-4,3.0117949215505873E-4,2.6726483881448442E-4,1.9354838709677958E-6,3.5482597246656058E-5,1.2399200164478798E-3]
[2004,5,23,1,5.2452352914504662E-4,4.7483989103996681E-4,3.7707682818041846E-4,2.2344489247311912E-6,8.0172213000000657E-5,1.4588469102901637E-3,null,3.9883825320597717E-4,3.1754840561760105E-4,2.7014164660325428E-4,1.9354838709677958E-6,3.5482597246656058E-5,1.0239463865444564E-3]
[2004,5,23,4,4.4694533256812172E-4,4.9238810418512869E-4,3.8023070721243435E-4,2.2344489247311912E-6,8.0172213000000657E-5,1.4019708058904167E-3,null,3.3984918848271574E-4,3.2928374464625686E-4,2.7240111738274379E-4,1.9354838709677958E-6,3.5482597246656058E-5,9.7895213162934019E-4]
[2004,5,23,8,9.3394747170566245E-4,5.7058255458779673E-4,5.2667910164021941E-4,2.2344489247311912E-6,0,2.0334435768584094E-3,null,7.1015685189256656E-4,3.8157615630343553E-4,3.7731822566550394E-4,1.9354838709677958E-6,0,1.4709867177324738E-3]
[2004,5,23,11,1.0889358331158327E-3,5.2593094115021253E-4,5.3202474981201822E-4,2.2344489247311912E-6,0,2.1491259730027946E-3,null,8.2800721302478408E-4,3.5171546236657152E-4,3.8114790198441172E-4,1.9354838709677958E-6,0,1.562806061246735E-3]
[2004,5,23,14,9.1443513582725397E-4,4.7952595628354314E-4,4.9023206376540155E-4,2.2344489247311912E-6,0,1.8864276048009298E-3,null,6.9532002279855518E-4,3.2068220413536809E-4,3.5120719976973193E-4,1.9354838709677958E-6,0,1.369144910574623E-3]
[2004,5,23,16,1.0274422210049333E-3,4.6844124080621058E-4,4.7054889379331859E-4,2.2344489247311912E-6,0,1.9686668045291937E-3,null,7.8124857690103672E-4,3.1326931867024311E-4,3.3710597808425067E-4,1.9354838709677958E-6,0,1.4335593575264983E-3]
[2004,5,23,22,1.0096257703819476E-3,4.846449032341916E-4,4.1245938380251213E-4,2.2344489247311912E-6,8.0172213000000657E-5,1.9891367193433833E-3,null,7.677012684392324E-4,3.2410549159139751E-4,2.954900666663675E-4,1.9354838709677958E-6,3.5482597246656058E-5,1.4247149078146213E-3]
[2004,5,23,23,7.711913635200583E-4,4.7123484362923874E-4,3.8477158307989069E-4,2.2344489247311912E-6,8.0172213000000657E-5,1.7096044521539198E-3,null,5.8640003588632239E-4,3.1513753601912367E-4,2.7565424669799495E-4,1.9354838709677958E-6,3.5482597246656058E-5,1.214609899721065E-3]
[2004,5,24,2,5.7981273602604184E-4,5.2737077102459463E-4,4.1377577720194144E-4,2.2344489247311912E-6,8.0172213000000657E-5,{"$f":"SUM(E3460:I3460)","v":1.6033659461773099E-3},null,4.4087917123591388E-4,3.5267834625564253E-4,2.9643314418777205E-4,1.9354838709677958E-6,3.5482597246656058E-5,1.1274087427969523E-3]
[2004,5,24,5,6.9112174325489377E-4,5.4960911827421405E-4,4.3939042108520507E-4,2.2344489247311912E-6,6.5480387753764606E-5,1.7478361192928087E-3,null,5.255165374215792E-4,3.6755020484616864E-4,3.147837336662378E-4,1.9354838709677958E-6,2.8980293037709712E-5,1.2387662528426631E-3]
[2004,5,24,9,1.2500761201103615E-3,6.1117216484358561E-4,6.3440601780681615E-4,2.2344489247311912E-6,0,2.497888751685494E-3,null,9.5053538767266607E-4,4.0872039221237841E-4,4.5449487599738558E-4,1.9354838709677958E-6,0,1.815686139753398E-3]
[2004,5,24,13,1.1007415454694072E-3,5.879391745672915E-4,6.391813866784776E-4,2.2344489247311912E-6,0,2.3300965556399076E-3,null,8.3698406426466394E-4,3.9318336771385022E-4,4.5791599846824535E-4,1.9354838709677958E-6,0,1.6900189143177272E-3]
[2004,5,24,16,1.1571831139684831E-3,5.863963546642282E-4,6.2322308507232961E-4,2.2344489247311912E-6,0,2.3690370026297719E-3,null,8.7990121733321955E-4,3.9215160941043583E-4,4.4648331008567118E-4,1.9354838709677958E-6,0,1.7204716207002944E-3]
[2004,5,24,20,1.5545292966712874E-3,5.7315575351464261E-4,5.4364684377820568E-4,2.2344489247311912E-6,1.469823902327605E-5,2.6882645819121427E-3,null,1.1820361047529713E-3,3.8329697890485435E-4,3.8947408743620357E-4,1.9354838709677958E-6,6.5051428167260784E-6,1.9632477977817231E-3]
[2004,5,24,23,8.7660690608925998E-4,4.9338805747516654E-4,4.106202532673389E-4,2.2344489247311912E-6,8.0172213000000657E-5,1.8630218787564971E-3,null,6.6655611759268625E-4,3.2995246178425499E-4,2.9417249498346284E-4,1.9354838709677958E-6,3.5482597246656058E-5,1.3280991554780281E-3]
[2004,5,24,24,6.9264347182886846E-4,5.0877116922127023E-4,4.1103886176701296E-4,2.2344489247311912E-6,8.0172213000000657E-5,1.6948601647418836E-3,null,5.2667363244701486E-4,3.4023989277012692E-4,2.9447239033881986E-4,1.9354838709677958E-6,3.5482597246656058E-5,1.1988039966735855E-3]
[2004,5,25,3,5.033297206843701E-4,5.1264383474797801E-4,4.1880204679469596E-4,2.2344489247311912E-6,8.0172213000000657E-5,1.5171822641517757E-3,null,3.8272286261708177E-4,3.4282973154884234E-4,3.0003401446826808E-4,1.9354838709677958E-6,3.5482597246656058E-5,1.0630046897518162E-3]
[2004,5,25,6,8.712172129786553E-4,5.8249553590711723E-4,5.2288627220018033E-4,2.2344489247311912E-6,0,1.9788334700106842E-3,null,6.6245789193433756E-4,3.8954294320463141E-4,3.7460100436298671E-4,1.9354838709677958E-6,0,1.4285373233729236E-3]
[2004,5,25,11,1.0792883953971743E-3,6.2011760248360836E-4,7.1201902585548522E-4,2.2344489247311912E-6,0,2.4136594726609987E-3,null,8.2067147498097342E-4,4.1470263909968087E-4,5.1009761852938585E-4,1.9354838709677958E-6,0,1.7474072164810079E-3]
[2004,5,25,14,9.2360275752650315E-4,5.9557536403953939E-4,6.9531057069474188E-4,2.2344489247311912E-6,0,2.2167231411855154E-3,null,7.0229091737508936E-4,3.9829005701620733E-4,4.9812751256689421E-4,1.9354838709677958E-6,0,1.6006439708291587E-3]
[2004,5,25,18,1.2016272759627009E-3,5.5771877106442749E-4,5.8506853931311522E-4,2.2344489247311912E-6,0,2.3466490352649747E-3,null,9.1369575837863275E-4,3.729735219731365E-4,4.1914900830284784E-4,1.9354838709677958E-6,0,1.707753772525585E-3]
[2004,5,25,21,1.4011423073670066E-3,5.5300244370988039E-4,5.3273242781513397E-4,2.2344489247311912E-6,8.0172213000000657E-5,2.5692838408167529E-3,null,1.0654033981547396E-3,3.698194857178273E-4,3.8165488965042423E-4,1.9354838709677958E-6,3.5482597246656058E-5,1.854295854640615E-3]
[2004,5,25,24,6.4762485635454865E-4,4.9219335929564156E-4,4.1868879176926784E-4,2.2344489247311912E-6,8.0172213000000657E-5,1.6409136693441898E-3,null,4.9244228731213497E-4,3.2915350931783199E-4,2.9995287742465055E-4,1.9354838709677958E-6,3.5482597246656058E-5,1.1589667551722414E-3]
[2004,5,26,3,4.81759405747977E-4,5.0020292644809277E-4,4.1267741097317017E-4,2.2344489247311912E-6,8.0172213000000657E-5,1.4770464050939719E-3,null,3.6632118327896608E-4,3.3450989433716452E-4,2.9564626353258708E-4,1.9354838709677958E-6,3.5482597246656058E-5,1.0338954222663416E-3]
[2004,5,26,5,6.0972543798478601E-4,5.2687887806176364E-4,4.434125460977682E-4,2.2344489247311912E-6,6.4144184177040522E-5,1.6463954952460895E-3,null,4.6362425155164826E-4,3.5234939363597235E-4,3.1766522463183501E-4,1.9354838709677958E-6,2.8388916405104578E-5,1.163963270095528E-3]
[2004,5,26,8,1.182214089813624E-3,5.8705909670416878E-4,6.4907012613519774E-4,2.2344489247311912E-6,0,2.4205777615777216E-3,null,8.989343209546899E-4,3.9259481707282906E-4,4.6500039124984261E-4,1.9354838709677958E-6,0,1.7584650131483293E-3]
[2004,5,26,12,9.9597753699927263E-4,5.7812007854651131E-4,6.6781959492914246E-4,2.2344489247311912E-6,0,2.2441516593996575E-3,null,7.5732339736342728E-4,3.8661686320392804E-4,4.7843269998483896E-4,1.9354838709677958E-6,0,1.6243084444231622E-3]
[2004,5,26,15,9.4401246159662522E-4,5.646498775393878E-4,6.6552497547294419E-4,2.2344489247311912E-6,0,2.1764217635336881E-3,null,7.1781008909470041E-4,3.7760868816666979E-4,4.7678881144038387E-4,1.9354838709677958E-6,0,1.5741430725727218E-3]
[2004,5,26,19,1.2524332133453115E-3,4.936076588527939E-4,5.0913333136909248E-4,2.2344489247311912E-6,0,2.2574086524919288E-3,null,9.5232767895462906E-4,3.30099319848737E-4,3.6474825870456198E-4,1.9354838709677958E-6,0,1.6491107413788958E-3]
[2004,5,26,22,1.1123158030355085E-3,4.8533123858965181E-4,4.4787591192050388E-4,2.2344489247311912E-6,8.0172213000000657E-5,2.1279296154703962E-3,null,8.4578492144898182E-4,3.2456447724521032E-4,3.2086282496852182E-4,1.9354838709677958E-6,3.5482597246656058E-5,1.5286303047803377E-3]
[2004,5,26,24,6.2939121102313178E-4,4.7619157162393655E-4,4.0951507237222263E-4,2.2344489247311912E-6,8.0172213000000657E-5,1.5975045169440228E-3,null,4.7857775150110445E-4,3.1845233981193293E-4,2.9338073223250877E-4,1.9354838709677958E-6,3.5482597246656058E-5,1.1278289046631701E-3]
[2004,5,27,3,4.5274088265377145E-4,4.8332017008729193E-4,4.0433446111119253E-4,2.2344489247311912E-6,8.0172213000000657E-5,1.4228021757769879E-3,null,3.442560204818368E-4,3.2321957845182233E-4,2.8966929002265644E-4,1.9354838709677958E-6,3.5482597246656058E-5,9.9456297007393941E-4]
[2004,5,27,6,8.0963439415227131E-4,5.4389501709632563E-4,4.9997126337959037E-4,2.2344489247311912E-6,0,1.8557351235529184E-3,null,6.156314246293349E-4,3.6372890896767344E-4,3.5818446069841442E-4,1.9354838709677958E-6,0,1.3394802781663906E-3]
[2004,5,27,10,1.0424800589936825E-3,5.6953108503854583E-4,6.6986160245745556E-4,2.2344489247311912E-6,0,2.2841071954144152E-3,null,7.9268307831454471E-4,3.8087298775079178E-4,4.7989561479383594E-4,1.9354838709677958E-6,0,1.6553871647301403E-3]
[2004,5,27,13,9.1006593186791123E-4,5.4540827360244706E-4,6.5640352925061822E-4,2.2344489247311912E-6,0,2.1141121836457076E-3,null,6.9199775872798948E-4,3.6474089679741726E-4,4.702541152783508E-4,1.9354838709677958E-6,0,1.5289282546747255E-3]
[2004,5,27,16,9.9590831235480629E-4,5.195364842704225E-4,6.1899640155209021E-4,2.2344489247311912E-6,0,2.1366756471020501E-3,null,7.572707601894138E-4,3.4743917971786516E-4,4.4345527133999153E-4,1.9354838709677958E-6,0,1.5501006951182381E-3]
[2004,5,27,21,1.3491555996788974E-3,4.8992870990706352E-4,4.8796428032295866E-4,2.2344489247311912E-6,8.0172213000000657E-5,2.4094552518336512E-3,null,1.0258736410854021E-3,3.2763902871880138E-4,3.495825368164624E-4,1.9354838709677958E-6,3.5482597246656058E-5,1.7405132877382897E-3]
[2004,5,27,24,6.0494992528030834E-4,4.5446174932257271E-4,3.9701836015764759E-4,2.2344489247311912E-6,8.0172213000000657E-5,1.5388366966852603E-3,null,4.5999303762246315E-4,3.0392055645430619E-4,2.8442796143759514E-4,1.9354838709677958E-6,3.5482597246656058E-5,1.0857596366319884E-3]
[2004,5,28,3,6.0663471304344644E-4,5.3893731535113384E-4,4.4264877563084538E-4,2.2344489247311912E-6,8.0172213000000657E-5,1.6706274659501574E-3,null,4.6127411992122688E-4,3.6041345398080349E-4,3.1711805175845247E-4,1.9354838709677958E-6,3.5482597246656058E-5,1.1762237067781066E-3]
[2004,5,28,4,6.4663718472272869E-4,5.5976031318673118E-4,4.59065100930115E-4,2.2344489247311912E-6,8.0172213000000657E-5,1.7478692607643068E-3,null,4.9169127957561216E-4,3.7433879995034869E-4,3.2887887293889766E-4,1.9354838709677958E-6,3.5482597246656058E-5,1.2323270335824824E-3]
[2004,5,28,7,1.1440052647748414E-3,6.3023925876086722E-4,6.1434074096149464E-4,2.2344489247311912E-6,0,2.3908197134219341E-3,null,8.6988101793059091E-4,4.2147148028952612E-4,4.4011990909023906E-4,1.9354838709677958E-6,0,1.7334078911813238E-3]
[2004,5,28,11,1.1589455417571068E-3,5.98822880220108E-4,6.6994923498920364E-4,2.2344489247311912E-6,0,2.4299521058911491E-3,null,8.8124133571029621E-4,4.0046182818542894E-4,4.7995839562430139E-4,1.9354838709677958E-6,0,1.7635970433909944E-3]
[2004,5,28,14,9.5051550696167173E-4,5.6240129791637931E-4,6.2864738271244222E-4,2.2344489247311912E-6,0,2.1437986365152239E-3,null,7.2275488777349744E-4,3.7610495419725381E-4,4.5036933167770884E-4,1.9354838709677958E-6,0,1.5511646575194279E-3]
[2004,5,28,18,1.1257369514046478E-3,5.3642619229544108E-4,5.3991599556874178E-4,2.2344489247311912E-6,0,2.2043135881935618E-3,null,8.5599012116669652E-4,3.5873414451735803E-4,3.8680127011302097E-4,1.9354838709677958E-6,0,1.6034610196680433E-3]
[2004,5,28,22,1.1404228816084883E-3,4.9705984924745892E-4,4.4524035141590751E-4,2.2344489247311912E-6,8.0172213000000657E-5,2.1651297441965867E-3,null,8.6715703823284193E-4,3.3240796656608287E-4,3.1897468281491938E-4,1.9354838709677958E-6,3.5482597246656058E-5,1.555957768731468E-3]
[2004,5,29,1,3.2313236935617548E-4,4.0754293111501224E-4,3.3145702994394799E-4,2.2344489247311912E-6,8.0172213000000657E-5,1.1445389923398675E-3,null,2.4570403916558551E-4,2.7254367301125348E-4,2.3745916257797799E-4,1.9354838709677958E-6,3.5482597246656058E-5,7.9312495587244086E-4]
[2004,5,29,4,2.5687852286056039E-4,4.3071166969373673E-4,3.3472515423058633E-4,2.2344489247311912E-6,8.0172213000000657E-5,1.1047220087096153E-3,null,1.9532580647207959E-4,2.8803772929142753E-4,2.3980047981127708E-4,1.9354838709677958E-6,3.5482597246656058E-5,7.6058209669240808E-4]
[2004,5,29,5,3.0211399072944392E-4,4.297659476621853E-4,3.2984869768522935E-4,2.2344489247311912E-6,6.1471777103764579E-5,1.1254348621053544E-3,null,2.2972204226571081E-4,2.8740527921942776E-4,2.3630693711042022E-4,1.9354838709677958E-6,2.7206163175376911E-5,7.8257590564190357E-4]
[2004,5,29,8,6.4654501791182935E-4,4.5839533547897983E-4,4.260832597756507E-4,2.2344489247311912E-6,0,1.5332580620911911E-3,null,4.9162119759106788E-4,3.065511358051498E-4,3.0525034895754355E-4,1.9354838709677958E-6,0,1.1053581662247292E-3]
[2004,5,29,11,7.9093822777574719E-4,4.326328672258885E-4,4.2562996284487649E-4,2.2344489247311912E-6,0,1.6514355067712434E-3,null,6.0141519613827858E-4,2.8932252701951039E-4,3.0492560245993865E-4,1.9354838709677958E-6,0,1.1975988094886955E-3]
[2004,5,29,16,6.7766095217994943E-4,3.9216312823086376E-4,3.8039234661763489E-4,2.2344489247311912E-6,0,1.4524508759531792E-3,null,5.1528119410370709E-4,2.6225845482143786E-4,2.7251691748450969E-4,1.9354838709677958E-6,0,1.0519920502806224E-3]
[2004,5,29,19,8.2599500779383843E-4,3.4299930510654683E-4,2.9419272607525133E-4,2.2344489247311912E-6,0,1.4654214879003678E-3,null,6.2807174084701992E-4,2.2938022798796708E-4,2.1076263907323167E-4,1.9354838709677958E-6,0,1.0701500917791864E-3]
[2004,5,29,23,5.2012011158266433E-4,3.9557976431145155E-4,3.0348872840218842E-4,2.2344489247311912E-6,8.0172213000000657E-5,1.3015952662210361E-3,null,3.9548997372730496E-4,2.6454332464901286E-4,2.1742238899089282E-4,1.9354838709677958E-6,3.5482597246656058E-5,9.1487376848483444E-4]
[2004,5,30,2,4.721911226417184E-4,4.7241477700026718E-4,3.7184402465128473E-4,2.2344489247311912E-6,8.0172213000000657E-5,1.3988565862180021E-3,null,3.5904563297810412E-4,3.1592661454385435E-4,2.6639281332560945E-4,1.9354838709677958E-6,3.5482597246656058E-5,9.7878314196519177E-4]
[2004,5,30,3,4.3047664650491612E-4,4.7549691789800354E-4,3.6701014699084357E-4,2.2344489247311912E-6,8.0172213000000657E-5,1.3553903733184952E-3,null,3.2732669594028838E-4,3.1798779126138209E-4,2.6292977456777452E-4,1.9354838709677958E-6,3.5482597246656058E-5,9.4566234288706889E-4]
[2004,5,30,8,8.977118594901759E-4,5.6521427537995135E-4,5.2165172918668763E-4,2.2344489247311912E-6,0,1.9868123129815458E-3,null,6.8260394439301111E-4,3.7798612830551836E-4,3.7371656528441282E-4,1.9354838709677958E-6,0,1.4362421218539101E-3]
[2004,5,30,10,1.0639794033752952E-3,5.4889396114590251E-4,5.5285017377113184E-4,2.2344489247311912E-6,0,2.1679579872170606E-3,null,8.0903079291986028E-4,3.6707194467859084E-4,3.9606744595817734E-4,1.9354838709677958E-6,0,1.5741056674275964E-3]
[2004,5,30,14,8.8775030323616434E-4,4.7094064856940455E-4,4.8224233660635495E-4,2.2344489247311912E-6,0,1.843167737336655E-3,null,6.7502935626721446E-4,3.1494079355086493E-4,3.4548327857024928E-4,1.9354838709677958E-6,0,1.3373889122592964E-3]
[2004,5,30,17,1.1723852178374982E-3,4.5819596879445785E-4,4.388236085509056E-4,2.2344489247311912E-6,0,2.0716392441075928E-3,null,8.9146062356625652E-4,3.0641780965880481E-4,3.1437766344423582E-4,1.9354838709677958E-6,0,1.514191580540265E-3]
[2004,5,30,20,1.2380995056125439E-3,4.6248823575272484E-4,4.1926648485334883E-4,2.2344489247311912E-6,8.0172213000000668E-6,2.1301058964433486E-3,null,9.4142858551754288E-4,3.0928825621311101E-4,3.0036674258236392E-4,1.9354838709677958E-6,3.5482597246656061E-6,1.5565673279086512E-3]
[2004,5,30,24,5.4175318404552477E-4,4.5708005829654273E-4,3.6042497327088601E-4,2.2344489247311912E-6,8.0172213000000657E-5,1.4416648775376854E-3,null,4.1193937275927793E-4,3.0567154632644495E-4,2.5821208963215534E-4,1.9354838709677958E-6,3.5482597246656058E-5,1.0132410898355021E-3]
[2004,5,31,1,5.1046200761238896E-4,4.7031587954861641E-4,3.7288492087555818E-4,2.2344489247311912E-6,8.0172213000000657E-5,1.4360694699612955E-3,null,3.8814612525769486E-4,3.1452298028333169E-4,2.6713852188936613E-4,1.9354838709677958E-6,3.5482597246656058E-5,1.0072257085480165E-3]
[2004,5,31,5,4.6115083712864864E-4,4.8657138160078075E-4,3.7857244011209182E-4,2.2344489247311912E-6,5.8799369950316411E-5,1.3873284777165689E-3,null,3.5065079853453742E-4,3.2539382086893017E-4,2.7121311809051417E-4,1.9354838709677958E-6,2.6023409910166643E-5,9.7521663127511605E-4]
[2004,5,31,8,9.068688460324042E-4,5.6816035146759012E-4,5.2443096702917114E-4,2.2344489247311912E-6,0,2.0016946134538962E-3,null,6.8956675218751721E-4,3.7995631190237012E-4,3.7570763933341626E-4,1.9354838709677958E-6,0,1.4471661872942714E-3]
[2004,5,31,11,1.0682774696106703E-3,5.1928452855021083E-4,5.2577441973156148E-4,2.2344489247311912E-6,0,2.1155708668171734E-3,null,8.1229896514518397E-4,3.4727068473934888E-4,3.7667010241264765E-4,1.9354838709677958E-6,0,1.5381752361681485E-3]
[2004,5,31,15,9.2851280808170966E-4,4.7000186233499437E-4,4.7544745163588433E-4,2.2344489247311912E-6,0,1.8761965709773196E-3,null,7.0602443146507415E-4,3.1431298178193415E-4,3.4061535437755828E-4,1.9354838709677958E-6,0,1.3628882514955345E-3]
[2004,5,31,18,1.14486327787903E-3,4.7261694870771604E-4,4.4004498251982191E-4,2.2344489247311912E-6,0,2.0597596580312991E-3,null,8.7053343565579805E-4,3.1606181654472406E-4,3.1525266808632305E-4,1.9354838709677958E-6,0,1.503783404157813E-3]
[2004,5,31,22,9.8508972549205139E-4,4.8124094328212084E-4,4.0934232424378312E-4,2.2344489247311912E-6,8.0172213000000657E-5,1.958079654942687E-3,null,7.490445014102674E-4,3.2182909890417222E-4,2.9325697372926295E-4,1.9354838709677958E-6,3.5482597246656058E-5,1.4015486551613265E-3]
[2004,6,1,2,6.1564667471156599E-4,4.8550021882136683E-4,3.3632759755553514E-4,2.3089305555555617E-6,8.0172213000000481E-5,{"$f":"SUM(E3652:I3652)","v":1.5199556346440241E-3},null,4.6812665341106025E-4,3.2467748250061227E-4,2.4094848638722861E-4,2.0000000000000533E-6,3.5482597246655977E-5,1.0712352195455573E-3]
[2004,6,1,5,6.1943163122072634E-4,5.3542460989284494E-4,3.8284791031656992E-4,2.3089305555555617E-6,5.8799369950316282E-5,1.5988124519360129E-3,null,4.7100466623354448E-4,3.5806433791298346E-4,2.7427610810932336E-4,2.0000000000000533E-6,2.6023409910166585E-5,1.1313685221660179E-3]
[2004,6,1,6,8.2652349668624683E-4,5.9046581029480107E-4,4.539036402741981E-4,2.3089305555555617E-6,0,1.8732018778108014E-3,null,6.2847359429109794E-4,3.9487305125136834E-4,3.2518115041588923E-4,2.0000000000000533E-6,0,1.3505277959583557E-3]
[2004,6,1,9,1.1190537382884745E-3,6.4002784614190767E-4,6.0582358055463975E-4,2.3089305555555617E-6,0,2.3672140955405775E-3,null,8.5090832617190854E-4,4.2801758219619245E-4,4.3401812938716232E-4,2.0000000000000533E-6,0,1.7149440377552635E-3]
[2004,6,1,12,1.0823180204099668E-3,6.3518685194243407E-4,6.1259856832781841E-4,2.3089305555555617E-6,0,2.3324123712357746E-3,null,8.2297514732516898E-4,4.2478017519089617E-4,4.3887179902683506E-4,2.0000000000000533E-6,0,1.6886271215429004E-3]
[2004,6,1,16,1.1611674659078918E-3,6.1876786251611712E-4,5.9890068205775693E-4,2.3089305555555617E-6,0,2.3811449410373214E-3,null,8.8293084685291297E-4,4.1380000268946587E-4,4.2905849501174981E-4,2.0000000000000533E-6,0,1.7277893445541287E-3]
[2004,6,1,19,1.283362428539345E-3,5.5616660109795936E-4,4.7377685739913679E-4,2.3089305555555617E-6,0,2.3156148175919968E-3,null,9.7584569764318414E-4,3.7193551083001208E-4,3.3941852380035571E-4,2.0000000000000533E-6,0,1.6891997322735521E-3]
[2004,6,1,24,7.5910609987281949E-4,4.8088100996903119E-4,3.3845388748548295E-4,2.3089305555555617E-6,8.0172213000000481E-5,1.6609221408828896E-3,null,5.7721061887302855E-4,3.215883940858598E-4,2.4247178195965552E-4,2.0000000000000533E-6,3.5482597246655977E-5,1.1787533921651999E-3]
[2004,6,2,3,5.5931066478430674E-4,5.037354353336186E-4,3.4594000109256645E-4,2.3089305555555617E-6,8.0172213000000481E-5,1.4914672447660479E-3,null,4.2528976518107711E-4,3.3687225391477283E-4,2.4783490932612677E-4,2.0000000000000533E-6,3.5482597246655977E-5,1.0474795256686328E-3]
[2004,6,2,6,8.3174164976642154E-4,5.9223152475576101E-4,4.5240163369414545E-4,2.3089305555555617E-6,0,1.8786837387718834E-3,null,6.3244138399702512E-4,3.9605386992821908E-4,3.241050977379713E-4,2.0000000000000533E-6,0,1.3546003516632155E-3]
[2004,6,2,7,9.5605304489913942E-4,6.0401058883283339E-4,5.2341165663939877E-4,2.3089305555555617E-6,0,2.0857842209269272E-3,null,7.2696553197785054E-4,4.0393109989124898E-4,3.749773950794226E-4,2.0000000000000533E-6,0,1.5078740269485222E-3]
[2004,6,2,10,1.1462208171730927E-3,6.521595766411113E-4,6.2923717026786637E-4,2.3089305555555617E-6,0,2.4299264946376258E-3,null,8.7156568410723541E-4,4.3613065725601357E-4,4.5079186143679589E-4,2.0000000000000533E-6,0,1.7604882028000449E-3]
[2004,6,2,16,1.1679452095369719E-3,6.2106130997821097E-4,5.9679751113460072E-4,2.3089305555555617E-6,0,2.3881129612053392E-3,null,8.8808452114871894E-4,4.1533374195336934E-4,4.2755176212919344E-4,2.0000000000000533E-6,0,1.7329700252312818E-3]
[2004,6,2,18,1.2686569900749625E-3,5.8502127804398022E-4,5.0140837862546373E-4,2.3089305555555617E-6,0,2.3573955772999622E-3,null,9.6466394684675718E-4,3.9123202915485652E-4,3.5921402456939595E-4,2.0000000000000533E-6,0,1.7171100005710096E-3]
[2004,6,2,21,1.3826017065578303E-3,5.8752439133428873E-4,4.6397276271022039E-4,2.3089305555555617E-6,8.0172213000000481E-5,2.5165800041578954E-3,null,1.0513054589218241E-3,3.9290598210071546E-4,3.3239477138497024E-4,2.0000000000000533E-6,3.5482597246655977E-5,1.8140888096541659E-3]
[2004,6,3,1,6.830133677462589E-4,4.7127327499981993E-4,3.2420795846687772E-4,2.3089305555555617E-6,8.0172213000000481E-5,1.5609757447685125E-3,null,5.1935107458815155E-4,3.1516323693575691E-4,2.3226585458657983E-4,2.0000000000000533E-6,3.5482597246655977E-5,1.1042627633571444E-3]
[2004,6,3,4,5.7295862571476053E-4,5.0801067082478519E-4,3.4684197752480022E-4,2.3089305555555617E-6,8.0172213000000481E-5,1.5102924176199021E-3,null,4.3566742908911579E-4,3.3973131070312817E-4,2.4848109434835882E-4,2.0000000000000533E-6,3.5482597246655977E-5,1.061362431387259E-3]
[2004,6,3,7,9.5971487281478103E-4,6.052496752308082E-4,5.2236514989084312E-4,2.3089305555555617E-6,0,2.0896386284919881E-3,null,7.2974992003341764E-4,4.0475973690663877E-4,3.7422766707942738E-4,2.0000000000000533E-6,0,1.5107373240194836E-3]
[2004,6,3,9,1.1299100034370304E-3,6.4370138044998477E-4,6.0260841305435485E-4,2.3089305555555617E-6,0,2.3785287274969255E-3,null,8.5916323484158924E-4,4.304742522959951E-4,4.3171475093024836E-4,2.0000000000000533E-6,0,1.7233522380678326E-3]
[2004,6,3,12,1.0933674187297091E-3,6.3892573849833045E-4,6.0895870774933521E-4,2.3089305555555617E-6,0,2.3435607955329305E-3,null,8.3137691098295226E-4,4.2728054950024429E-4,4.3626416616108056E-4,2.0000000000000533E-6,0,1.6969216266442772E-3]
[2004,6,3,16,1.1722378423286439E-3,6.2251384762503548E-4,5.9546556065942437E-4,2.3089305555555617E-6,0,2.3925261811686598E-3,null,8.9134856188122094E-4,4.1630512414461376E-4,4.2659753936166245E-4,2.0000000000000533E-6,0,1.7362512253874971E-3]
[2004,6,3,19,1.2937226907953853E-3,5.5967229834442934E-4,4.7097900617061237E-4,2.3089305555555617E-6,0,2.3266829258659829E-3,null,9.8372345463854723E-4,3.7427994016756504E-4,3.3741411493367539E-4,2.0000000000000533E-6,0,1.6974175097397876E-3]
[2004,6,3,22,1.1815963982028813E-3,5.2585532690506485E-4,3.8333570969287478E-4,2.3089305555555617E-6,8.0172213000000481E-5,2.173268578356377E-3,null,8.9846463936871766E-4,3.5166489546298627E-4,2.7462557250723646E-4,2.0000000000000533E-6,3.5482597246655977E-5,1.5622377045855962E-3]
[2004,6,4,2,6.7354791882052914E-4,4.9039169737132699E-4,3.6363046861205952E-4,2.3089305555555617E-6,8.0172213000000481E-5,1.6100512283594717E-3,null,5.1215371754774984E-4,3.2794865083326993E-4,2.6050853885663369E-4,2.0000000000000533E-6,3.5482597246655977E-5,1.1380935044843095E-3]
[2004,6,4,5,6.527249489648154E-4,5.3483389363204051E-4,3.9613588850514976E-4,2.3089305555555617E-6,5.7463166453764416E-5,1.6434668281113257E-3,null,4.9632030596114213E-4,3.5766929737336071E-4,2.8379574983648239E-4,2.0000000000000533E-6,2.5432033313044051E-5,1.1652173864840293E-3]
[2004,6,4,6,8.2142953898249301E-4,5.7405268805824051E-4,4.6230199203316718E-4,2.3089305555555617E-6,0,1.8600931496294561E-3,null,6.2460024051461083E-4,3.8389680242355468E-4,3.3119781440415141E-4,2.0000000000000533E-6,0,1.341694857342317E-3]
[2004,6,4,10,1.2480547169369254E-3,6.6590529332582245E-4,6.4774176833752388E-4,2.3089305555555617E-6,0,2.5640107091558272E-3,null,9.4899834907302054E-4,4.4532308295500329E-4,4.640487423127454E-4,2.0000000000000533E-6,0,1.8603701743407693E-3]
[2004,6,4,13,1.1788908512013834E-3,6.4157270428040253E-4,6.2626813419039461E-4,2.3089305555555617E-6,0,2.4490406202277363E-3,null,8.9640739011280165E-4,4.2905070356623993E-4,4.4866481401608055E-4,2.0000000000000533E-6,0,1.7761229076951222E-3]
[2004,6,4,17,1.3037099080524289E-3,6.3843867177188157E-4,5.925078047020173E-4,2.3089305555555617E-6,0,2.5369653150818833E-3,null,9.9131755492930154E-4,4.2695482441831303E-4,4.2447857313284332E-4,2.0000000000000533E-6,0,1.8447509524804578E-3]
[2004,6,4,20,1.2767066105024319E-3,5.7884266422525833E-4,4.9458113952331804E-4,2.3089305555555617E-6,2.6724070732759453E-6,2.3551117518798401E-3,null,9.7078473337371433E-4,3.8710009120253975E-4,3.543229215501319E-4,2.0000000000000533E-6,1.1827532297276671E-6,1.7153904993561135E-3]
[2004,6,4,23,9.714463411106323E-4,5.2178338388024405E-4,3.8843986213284859E-4,2.3089305555555617E-6,8.0172213000000481E-5,1.964150730679281E-3,null,7.3867031742776363E-4,3.4894179018119204E-4,2.7828223884577056E-4,2.0000000000000533E-6,3.5482597246655977E-5,1.4033769437013822E-3]
[2004,6,5,3,5.7870789570004086E-4,5.0454396786996721E-4,3.5732459932970718E-4,2.3089305555555617E-6,8.0172213000000481E-5,1.5230576064552712E-3,null,4.4003907053268709E-4,3.3741295873475992E-4,2.5599095043991855E-4,2.0000000000000533E-6,3.5482597246655977E-5,1.0709255769540218E-3]
[2004,6,5,7,7.8370065559522494E-4,5.6984006516131412E-4,4.7056976128954773E-4,2.3089305555555617E-6,0,1.8264194126016422E-3,null,5.9591187648618069E-4,3.8107961770586507E-4,3.3712092776922342E-4,2.0000000000000533E-6,0,1.3161124219612692E-3]
[2004,6,5,10,1.2055980211187487E-3,6.3500225784567262E-4,5.5776900720331645E-4,2.3089305555555617E-6,0,2.4006782167232937E-3,null,9.1671504154510115E-4,4.2465672818861372E-4,3.9959134788858635E-4,2.0000000000000533E-6,0,1.7429631176223012E-3]
[2004,6,5,11,1.2300773704789986E-3,6.3543175292458942E-4,5.6322565750332901E-4,2.3089305555555617E-6,0,2.4310437114624731E-3,null,9.3532869831351099E-4,4.2494395232479975E-4,4.0350054725280248E-4,2.0000000000000533E-6,0,1.7657731978911132E-3]
[2004,6,5,14,1.1358252848494932E-3,5.9607376698181814E-4,5.3295024464066734E-4,2.3089305555555617E-6,0,2.2671582270275344E-3,null,8.6366110838715531E-4,3.9862336317405585E-4,3.8181093582327294E-4,2.0000000000000533E-6,0,1.6460954073844842E-3]
[2004,6,5,18,1.1928992044935441E-3,5.934150939598781E-4,4.9122786707552738E-4,2.3089305555555617E-6,0,2.2798510960845052E-3,null,9.0705908988772746E-4,3.9684537991042029E-4,3.5192060331454392E-4,2.0000000000000533E-6,0,1.6578250731126916E-3]
[2004,6,5,20,1.2072652762129569E-3,5.5308323246236859E-4,4.4199415485455244E-4,2.3089305555555617E-6,1.3362035767240792E-6,2.2059877976621581E-3,null,9.179827923178961E-4,3.6987351306478901E-4,3.1664907482539128E-4,2.0000000000000533E-6,5.913766326051322E-7,1.6070967568406816E-3]
[2004,6,6,1,7.2986368146351623E-4,4.974295581360302E-4,3.6948322858462685E-4,2.3089305555555617E-6,8.0172213000000481E-5,1.6792576117397292E-3,null,5.5497521010710519E-4,3.3265520878461536E-4,2.6470151518931482E-4,2.0000000000000533E-6,3.5482597246655977E-5,1.1898145313276915E-3]
[2004,6,6,5,5.8413941890920616E-4,4.921489061541145E-4,3.5525450082749774E-4,2.3089305555555617E-6,5.6126962877040346E-5,1.4899787193234143E-3,null,4.4416910304528417E-4,3.291237813516628E-4,2.545079109736212E-4,2.0000000000000533E-6,2.4840656680438921E-5,1.0546414520510071E-3]
[2004,6,6,8,9.1940887890644678E-4,6.0057835260435364E-4,5.4963687663232212E-4,2.3089305555555617E-6,0,2.0719330386986786E-3,null,6.991019675376863E-4,4.0163579749011823E-4,3.93765407447107E-4,2.0000000000000533E-6,0,1.4965031724749117E-3]
[2004,6,6,9,1.0907145021397022E-3,6.200573897644588E-4,5.9653482609104173E-4,2.3089305555555617E-6,0,2.3096156485507583E-3,null,{"$f":"E3779*T$5","v":8.2935968094489433E-4},{"$f":"F3779*U$5","v":4.1466237194158267E-4},{"$f":"G3779*V$5","v":4.273635719119703E-4},{"$f":"H3779*W$5","v":2.0000000000000533E-6},{"$f":"I3779*X$5","v":0},{"$f":"SUM(L3779:P3779)","v":1.6733856247984472E-3}]
[2004,6,6,12,1.1965223785393372E-3,5.9607131958652174E-4,5.8005803296800457E-4,2.3089305555555617E-6,0,2.3749606616494195E-3,null,9.0981408623620535E-4,3.9862172648242786E-4,4.155594309721066E-4,2.0000000000000533E-6,0,1.7259952436907398E-3]
[2004,6,6,15,1.1746552101321145E-3,5.4772773645047788E-4,5.3167982366344774E-4,2.3089305555555617E-6,0,2.2563717008015956E-3,null,8.9318668486049722E-4,3.6629203380839651E-4,3.8090079340926807E-4,2.0000000000000533E-6,0,1.642379512078162E-3]
[2004,6,6,21,1.4529446910718708E-3,5.5831318315357223E-4,4.8239992763768487E-4,2.3089305555555617E-6,8.0172213000000481E-5,2.5761389454186838E-3,null,1.1047929985839712E-3,3.7337103409195691E-4,3.4559617837610261E-4,2.0000000000000533E-6,3.5482597246655977E-5,1.8612428082986866E-3]
[2004,6,6,23,1.0224492083029974E-3,4.7669647897757687E-4,3.7922977337436853E-4,2.3089305555555617E-6,8.0172213000000481E-5,1.9608566042104989E-3,null,7.7745197988751235E-4,3.1878999578431122E-4,2.7168403827591879E-4,2.0000000000000533E-6,3.5482597246655977E-5,1.4054086111943984E-3]
[2004,6,7,2,6.7098945001006413E-4,4.7242606990809442E-4,3.7784424944930367E-4,2.3089305555555617E-6,8.0172213000000481E-5,1.6037409129230182E-3,null,5.1020830390174801E-4,3.159341666576152E-4,2.7069143494802051E-4,2.0000000000000533E-6,3.5482597246655977E-5,1.1343165027540396E-3]
[2004,6,7,6,8.2094561536937135E-4,5.6491284739505028E-4,4.7894335863470636E-4,2.3089305555555617E-6,0,1.8671107519546836E-3,null,6.2423227370698802E-4,3.7778454883037312E-4,3.4311985744551603E-4,2.0000000000000533E-6,0,1.3471366799828774E-3]
[2004,6,7,9,1.2147447197306E-3,6.4055541727736404E-4,6.1329905187086512E-4,2.3089305555555617E-6,0,2.4709081194343851E-3,null,9.2367002658247117E-4,4.2837039453583626E-4,4.3937363250902027E-4,2.0000000000000533E-6,0,1.7934140536273277E-3]
[2004,6,7,10,1.2822567711812929E-3,6.5301614078763521E-4,6.403989318048268E-4,2.3089305555555617E-6,0,2.5779807743293104E-3,null,9.7500497568348747E-4,4.3670348313726407E-4,4.5878826008886224E-4,2.0000000000000533E-6,0,1.8724967189096139E-3]
[2004,6,7,14,1.2389264106559008E-3,6.3322130421298597E-4,6.3852749641602488E-4,2.3089305555555617E-6,0,2.5129841418404675E-3,null,9.420573492330567E-4,4.2346571834043118E-4,4.5744754488267445E-4,2.0000000000000533E-6,0,1.8249706124561624E-3]
[2004,6,7,17,1.5356706137115634E-3,6.3933573270287915E-4,6.0646076934302957E-4,2.3089305555555617E-6,0,2.7837760463130276E-3,null,1.1676963015763979E-3,4.2755473245838151E-4,4.3447461786809969E-4,2.0000000000000533E-6,0,2.0317256519028796E-3]
[2004,6,7,21,1.608647136806167E-3,5.5966644964688668E-4,4.819554017437335E-4,2.3089305555555617E-6,8.0172213000000481E-5,2.7327501317523429E-3,null,1.2231863365869124E-3,3.7427602886058628E-4,3.4527771553782832E-4,2.0000000000000533E-6,3.5482597246655977E-5,1.980222678231983E-3]
[2004,6,7,24,8.6020000037872134E-4,4.6970314055698616E-4,3.616247480815442E-4,2.3089305555555617E-6,8.0172213000000481E-5,1.7740090325728077E-3,null,6.5408060171874181E-4,3.1411321207825148E-4,2.5907162041920558E-4,2.0000000000000533E-6,3.5482597246655977E-5,1.2647480314628549E-3]
[2004,6,8,4,7.413244422942646E-4,5.4667559283307955E-4,4.5333964475457859E-4,2.3089305555555617E-6,8.0172213000000481E-5,1.8238208234374789E-3,null,5.6368976641613805E-4,3.6558841447377439E-4,3.2477709833164404E-4,2.0000000000000533E-6,3.5482597246655977E-5,1.2915378764682124E-3]
[2004,6,8,7,1.1596856325857574E-3,6.3918160810959128E-4,6.3435025134969409E-4,2.3089305555555617E-6,0,2.4355264226005985E-3,null,8.8180408745909544E-4,4.2745166188704043E-4,4.5445492434449599E-4,2.0000000000000533E-6,0,1.7657106736906319E-3]
[2004,6,8,11,1.5060694170940122E-3,7.2909902289918611E-4,7.9563434367372146E-4,2.3089305555555617E-6,0,3.0331117142224752E-3,null,1.1451880843168323E-3,4.875837869306144E-4,5.7000047637846367E-4,2.0000000000000533E-6,0,2.2047723476259105E-3]
[2004,6,8,12,1.4945233703466656E-3,7.2643080675022784E-4,7.8763185641399312E-4,2.3089305555555617E-6,0,3.0108949640664422E-3,null,1.1364086781314659E-3,4.8579942171629104E-4,5.642674137140291E-4,2.0000000000000533E-6,0,2.1884755135617865E-3]
[2004,6,8,15,1.5001802987542271E-3,7.1114697632177403E-4,7.7918444384437861E-4,2.3089305555555617E-6,0,2.992820649475935E-3,null,1.1407101047009481E-3,4.7557838495028605E-4,5.582156020657121E-4,2.0000000000000533E-6,0,2.1765040917169466E-3]
[2004,6,8,18,1.7218082767705152E-3,6.6017761375294427E-4,6.7279058690422188E-4,2.3089305555555617E-6,0,3.0570854079832368E-3,null,1.309232031177092E-3,4.4149270654692078E-4,4.8199396882196038E-4,2.0000000000000533E-6,0,2.2347187065459733E-3]
[2004,6,8,22,1.5327241315370018E-3,5.8801449388445296E-4,5.4183106226301917E-4,2.3089305555555617E-6,8.0172213000000481E-5,2.7450508312400297E-3,null,1.1654558495503083E-3,3.9323373738482382E-4,3.8817324322694462E-4,2.0000000000000533E-6,3.5482597246655977E-5,1.9843454274087327E-3]
[2004,6,9,1,8.4472392168648269E-4,4.9536010963605645E-4,3.9731140563213798E-4,2.3089305555555617E-6,8.0172213000000481E-5,1.8198765805102332E-3,null,{"$f":"E3843*T$5","v":6.4231286996007015E-4},{"$f":"F3843*U$5","v":3.3127126846267836E-4},{"$f":"G3843*V$5","v":2.8463790217405055E-4},{"$f":"H3843*W$5","v":2.0000000000000533E-6},{"$f":"I3843*X$5","v":3.5482597246655977E-5},{"$f":"SUM(L3843:P3843)","v":1.2957046378434551E-3}]
[2004,6,9,4,6.7891645324742863E-4,5.2716640706216959E-4,4.1019410983622525E-4,2.3089305555555617E-6,8.0172213000000481E-5,1.6987581137013793E-3,null,5.1623585452374179E-4,3.5254167818781943E-4,2.9386720152715126E-4,2.0000000000000533E-6,3.5482597246655977E-5,1.2001273314853683E-3]
[2004,6,9,9,1.2985813426996101E-3,6.6123892355209708E-4,6.7757728353119349E-4,2.3089305555555617E-6,0,2.639706480338456E-3,null,9.8741788611920057E-4,4.4220245575069808E-4,4.854232066110872E-4,2.0000000000000533E-6,0,1.9170435484809859E-3]
[2004,6,9,12,1.404503957338229E-3,6.8564432244022535E-4,7.1197536647058272E-4,2.3089305555555617E-6,0,2.8044325768045927E-3,null,1.0679595363028177E-3,4.5852352660347189E-4,5.1006634050526493E-4,2.0000000000000533E-6,0,2.0385494034115548E-3]
[2004,6,9,13,1.3782519992277082E-3,6.7431408747715971E-4,7.1875197216329681E-4,2.3089305555555617E-6,0,2.7736269894237204E-3,null,1.0479980197372926E-3,4.5094645038118068E-4,5.1492116923882705E-4,2.0000000000000533E-6,0,2.0158656393573005E-3]
[2004,6,9,16,1.5329063636051257E-3,6.6853936227460225E-4,6.9654402860286823E-4,2.3089305555555617E-6,0,2.900298685038152E-3,null,1.1655944155357981E-3,4.4708461228468941E-4,4.9901117426502867E-4,2.0000000000000533E-6,0,2.1136902020855164E-3]
[2004,6,9,19,1.5562173384269693E-3,5.761314583061424E-4,5.530988678383341E-4,2.3089305555555617E-6,0,2.6877565951270018E-3,null,1.1833196613291125E-3,3.8528697664927278E-4,3.9624561289868827E-4,2.0000000000000533E-6,0,1.9668522508770737E-3]
[2004,6,9,23,1.1278521657868252E-3,5.1555929138911061E-4,4.3033380416654832E-4,2.3089305555555617E-6,8.0172213000000481E-5,2.1562264048980402E-3,null,8.5759849212141588E-4,3.4477943844059332E-4,3.0829548187185751E-4,2.0000000000000533E-6,3.5482597246655977E-5,1.5481560096805226E-3]
[2004,6,10,1,7.4597287384399621E-4,4.7480124170078857E-4,3.5878575769219471E-4,2.3089305555555617E-6,8.0172213000000481E-5,1.6620410167925354E-3,null,5.6722435012197185E-4,3.1752255893482267E-4,2.5703773904237715E-4,2.0000000000000533E-6,3.5482597246655977E-5,1.1792672453458278E-3]
[2004,6,10,7,9.9990732367335761E-4,6.0159153958586433E-4,5.5594993228217358E-4,2.3089305555555617E-6,0,2.1597577260969512E-3,null,7.6031153643722424E-4,4.0231336463778682E-4,3.9828814425005066E-4,2.0000000000000533E-6,0,1.5629130453250618E-3]
[2004,6,10,10,1.2305572051223956E-3,6.5749340572810106E-4,6.6534826427081743E-4,2.3089305555555617E-6,0,2.5557078056768698E-3,null,9.3569355594213274E-4,4.3969764679158276E-4,4.7666221375113808E-4,2.0000000000000533E-6,0,1.8540534164848538E-3]
[2004,6,10,13,1.2263175465928207E-3,6.4660060358184607E-4,6.5506610243832382E-4,2.3089305555555617E-6,0,2.5302931831685466E-3,null,9.3246979588530244E-4,4.3241310305479694E-4,4.6929596920762041E-4,2.0000000000000533E-6,0,1.8361788681477199E-3]
[2004,6,10,14,1.1840498035389189E-3,6.2347729012503694E-4,6.3611940543175358E-4,2.3089305555555617E-6,0,2.4459554296512652E-3,null,9.0033016463929305E-4,4.1694942475109748E-4,4.5572236418992121E-4,2.0000000000000533E-6,0,1.7750019535803117E-3]
[2004,6,10,17,1.4323213098485317E-3,6.4662728114940127E-4,6.1603848479422425E-4,2.3089305555555617E-6,0,2.6972960063477132E-3,null,1.089111350601993E-3,4.3243094363475403E-4,4.4133618991210022E-4,2.0000000000000533E-6,0,1.9648784841488475E-3]
[2004,6,10,22,1.2664625612518925E-3,5.2828150057676626E-4,4.1505545484012162E-4,2.3089305555555617E-6,8.0172213000000481E-5,2.2922806602243364E-3,null,9.6299534265657978E-4,3.5328739516391253E-4,2.9734991816714255E-4,2.0000000000000533E-6,3.5482597246655977E-5,1.651115253234291E-3]
[2004,6,11,1,7.9936714073972201E-4,4.6673506023518226E-4,3.5369145778585973E-4,2.3089305555555617E-6,8.0172213000000481E-5,1.7022748023163201E-3,null,6.0782438988494711E-4,3.1212831318555405E-4,2.5338813115841118E-4,2.0000000000000533E-6,3.5482597246655977E-5,1.2108234314755681E-3]
[2004,6,11,4,6.417154960558565E-4,5.0746722626054475E-4,3.7670646480245486E-4,2.3089305555555617E-6,8.0172213000000481E-5,1.6083703306744121E-3,null,4.879489160749347E-4,3.3936788303377596E-4,2.6987631454016405E-4,2.0000000000000533E-6,3.5482597246655977E-5,1.1346757108955307E-3]
[2004,6,11,8,1.1216902566855229E-3,5.9498930768864104E-4,5.8021598853149573E-4,2.3089305555555617E-6,0,2.2992044834612155E-3,null,8.5291308731911229E-4,3.9789813278376287E-4,4.1567259193248053E-4,2.0000000000000533E-6,0,1.668483812035356E-3]
[2004,6,11,11,1.2659199859119514E-3,6.8155463786477815E-4,6.7082022362287817E-4,2.3089305555555617E-6,0,2.6206037779551634E-3,null,9.6258277813127146E-4,4.5578855668852253E-4,4.8058238067479877E-4,2.0000000000000533E-6,0,1.9009537154945928E-3]
[2004,6,11,14,1.1885076679802238E-3,6.3210952057799646E-4,6.2572230434656477E-4,2.3089305555555617E-6,0,2.4486484234603409E-3,null,9.0371984454497257E-4,4.2272221484094749E-4,4.4827377600536821E-4,2.0000000000000533E-6,0,1.7767158353912882E-3]
[2004,6,11,15,1.1539007562447674E-3,6.4168126306179984E-4,6.3189193874694204E-4,2.3089305555555617E-6,0,2.4297828886090649E-3,null,8.7740537158334866E-4,4.2912330207491408E-4,4.5269376437723533E-4,2.0000000000000533E-6,0,1.7612224380354981E-3]
[2004,6,11,19,1.2542084303075656E-3,5.8161885612395125E-4,5.1565664407137173E-4,2.3089305555555617E-6,0,2.3537928610584445E-3,null,9.5367752198920381E-4,3.8895666502406021E-4,3.694216257825795E-4,2.0000000000000533E-6,0,1.7140558127958434E-3]
[2004,6,11,23,1.0020585441277558E-3,5.1619958827554433E-4,3.8721189651112428E-4,2.3089305555555617E-6,8.0172213000000481E-5,1.9879511724699805E-3,null,7.6194728576136153E-4,3.4520763594304751E-4,2.7740251187706357E-4,2.0000000000000533E-6,3.5482597246655977E-5,1.4220400308281285E-3]
[2004,6,12,2,7.2954627893160955E-4,5.1679242274256933E-4,3.1503760215852037E-4,2.3089305555555617E-6,8.0172213000000481E-5,1.6438574473882552E-3,null,5.5473386293323265E-4,3.4560409302963863E-4,2.2569611874512712E-4,2.0000000000000533E-6,3.5482597246655977E-5,1.1635166719546545E-3]
[2004,6,12,5,6.5117508981473349E-4,5.3443349982847371E-4,3.2150632517570884E-4,2.3089305555555617E-6,5.4790759300316255E-5,1.5642146046747879E-3,null,4.9514182095182035E-4,3.5740153466778149E-4,2.3033037722161871E-4,2.0000000000000533E-6,2.4249280047833784E-5,1.1091230128890542E-3]
[2004,6,12,9,1.2487120870747497E-3,6.9098238371517252E-4,5.40330372736275E-4,2.3089305555555617E-6,0,2.4823337740817529E-3,null,9.494982014970042E-4,4.6209334640786123E-4,3.8709813409931358E-4,2.0000000000000533E-6,0,1.8006896820041789E-3]
[2004,6,12,12,1.3577412064917304E-3,6.5957333774559613E-4,5.0429661969793836E-4,2.3089305555555617E-6,0,2.5239200944908204E-3,null,1.0324019820151696E-3,4.4108859794882865E-4,3.6128318963284063E-4,2.0000000000000533E-6,0,1.836773769596839E-3]
[2004,6,12,16,1.1997058089284098E-3,6.4468370309037418E-4,4.9834454124125132E-4,2.3089305555555617E-6,0,2.3450429838155909E-3,null,9.1223470942092711E-4,4.3113117896568696E-4,3.5701906053543591E-4,2.0000000000000533E-6,0,1.70238494892205E-3]
[2004,6,12,17,1.2682935292700247E-3,6.4744642003458359E-4,4.7164962245142112E-4,2.3089305555555617E-6,0,2.3896985023115851E-3,null,9.6438757779085133E-4,4.3297874143329056E-4,3.3789455120765915E-4,2.0000000000000533E-6,0,1.7372608704318011E-3]
[2004,6,12,20,1.2497290298587988E-3,5.8941514969576547E-4,4.0635091359736002E-4,2.3089305555555617E-6,0,2.2478040237074799E-3,null,9.5027146649097241E-4,3.9417042368286668E-4,2.9111389694146155E-4,2.0000000000000533E-6,0,1.6375557871153008E-3]
[2004,6,12,24,8.8638791300949741E-4,5.2627937883401542E-4,3.2436355442691094E-4,2.3089305555555617E-6,8.0172213000000481E-5,1.8195119898259796E-3,null,6.7399341925391328E-4,3.5194847950147643E-4,2.3237732510321437E-4,2.0000000000000533E-6,3.5482597246655977E-5,1.2958018211052602E-3]
[2004,6,13,3,6.1037395752023215E-4,5.1580243736478154E-4,3.2964101934283699E-4,2.3089305555555617E-6,8.0172213000000481E-5,1.5382985577834067E-3,null,4.6411737413684266E-4,3.4494204191676194E-4,2.3615815424924994E-4,2.0000000000000533E-6,3.5482597246655977E-5,1.0827001675495105E-3]
[2004,6,13,6,6.4010606919051984E-4,5.2797841441628484E-4,3.5904312856460349E-4,2.3089305555555617E-6,0,1.5294365427269635E-3,null,4.8672513684680377E-4,3.5308470678654209E-4,2.5722212213373741E-4,2.0000000000000533E-6,0,1.0990319657670834E-3]
[2004,6,13,9,1.1779598700961702E-3,6.6514920390925067E-4,5.7946258764431709E-4,2.3089305555555617E-6,0,2.4248805922052934E-3,null,8.9569948883261264E-4,4.4481744938615786E-4,4.1513284793071595E-4,2.0000000000000533E-6,0,1.7576497861494865E-3]
[2004,6,13,14,1.0813177598428684E-3,5.317253516168238E-4,4.6638229851948495E-4,2.3089305555555617E-6,0,2.0817343405347328E-3,null,8.2221456718878762E-4,3.5559046495141431E-4,3.3412098716493539E-4,2.0000000000000533E-6,0,1.5139260193051374E-3]
[2004,6,13,15,1.0619405480716869E-3,5.2906504858575695E-4,4.6154353710490907E-4,2.3089305555555617E-6,0,2.0548580643179088E-3,null,8.0748048403446796E-4,3.5381139162182361E-4,3.3065444963633288E-4,2.0000000000000533E-6,0,1.4939463252926243E-3]
[2004,6,13,18,1.2204284331236311E-3,5.3662144834061944E-4,4.3099472242425055E-4,2.3089305555555617E-6,0,2.1903535344440571E-3,null,9.2799181997293143E-4,3.5886472168032083E-4,3.087689703841784E-4,2.0000000000000533E-6,0,1.5976255120374308E-3]
[2004,6,13,21,1.3389862597991552E-3,5.4619138042943417E-4,4.2435828048524848E-4,2.3089305555555617E-6,7.4827398773276384E-5,2.38667225004267E-3,null,1.01814105802949E-3,3.6526459821558028E-4,3.0401455637884173E-4,2.0000000000000533E-6,3.3117090751718052E-5,1.7225373033756301E-3]
[2004,6,14,1,7.0461915364212362E-4,4.5708746209486672E-4,3.4386876429293243E-4,2.3089305555555617E-6,8.0172213000000481E-5,1.5880565235854788E-3,null,5.3577972540557969E-4,3.0567649760454449E-4,2.4635105437206237E-4,2.0000000000000533E-6,3.5482597246655977E-5,1.1252898746288427E-3]
[2004,6,14,6,7.664836287902371E-4,5.5252684351543883E-4,4.4990054497467816E-4,2.3089305555555617E-6,0,1.7712199478359095E-3,null,5.8282035910945892E-4,3.6950142886054522E-4,3.2231329252883646E-4,2.0000000000000533E-6,0,1.2766350804988406E-3]
[2004,6,14,8,1.0346524668276369E-3,5.8906746522429277E-4,5.4516923231513888E-4,2.3089305555555617E-6,0,2.1711980949226241E-3,null,7.8673111808236391E-4,3.9393791025748377E-4,3.9056474195380307E-4,2.0000000000000533E-6,0,1.5732337702936507E-3]
[2004,6,14,12,1.2107108476182332E-3,6.3036068676217355E-4,6.1861200476616028E-4,2.3089305555555617E-6,0,2.4619924697021228E-3,null,9.2060274281433388E-4,4.2155268506810463E-4,4.4317988560175565E-4,2.0000000000000533E-6,0,1.7873353134841943E-3]
[2004,6,14,15,1.1857521622163204E-3,6.138717214859749E-4,6.0870358300845482E-4,2.3089305555555617E-6,0,2.4106363972663056E-3,null,9.0162460754508896E-4,4.1052571633076203E-4,4.3608139222102378E-4,2.0000000000000533E-6,0,1.7502317160968748E-3]
[2004,6,14,16,1.3054424316899665E-3,6.253242264510064E-4,6.1247421191235963E-4,2.3089305555555617E-6,0,2.5455498006088885E-3,null,9.9263493472799211E-4,4.1818456041820484E-4,4.3878270883532206E-4,2.0000000000000533E-6,0,1.8516022039815189E-3]
[2004,6,14,19,1.499365172825292E-3,5.2433094506626986E-4,4.5208794169803357E-4,2.3089305555555617E-6,0,2.4780929901451511E-3,null,1.1400902976120852E-3,3.5064546758509338E-4,3.2388036562498295E-4,2.0000000000000533E-6,0,1.8166161308221615E-3]
[2004,6,14,23,1.0309238739239399E-3,4.5508858156243106E-4,3.3199725912914203E-4,2.3089305555555617E-6,8.0172213000000481E-5,1.9004908581710691E-3,null,7.8389596313125883E-4,3.0433974949624039E-4,2.3784618822030048E-4,2.0000000000000533E-6,3.5482597246655977E-5,1.3635644980944557E-3]
[2004,6,15,3,5.3073450000003784E-4,4.8589131167545938E-4,3.4328469715158984E-4,2.3089305555555617E-6,8.0172213000000481E-5,1.442391652382643E-3,null,4.0356096368296114E-4,3.2493902521134267E-4,2.4593262277537552E-4,2.0000000000000533E-6,3.5482597246655977E-5,1.0119152089163351E-3]
[2004,6,15,6,7.7222749073795342E-4,5.6019044316549509E-4,4.4103266576611531E-4,2.3089305555555617E-6,0,1.7757595302251193E-3,null,5.8718788837857955E-4,3.7462644867477591E-4,3.1596025433542685E-4,2.0000000000000533E-6,0,1.2797745913887824E-3]
[2004,6,15,10,1.2306119817421526E-3,6.6407064952313558E-4,6.5129752378284111E-4,2.3089305555555617E-6,0,2.5482890856036852E-3,null,9.3573520709813718E-4,4.4409616789286839E-4,4.665961214119906E-4,2.0000000000000533E-6,0,1.8484274964029961E-3]
[2004,6,15,13,1.1650696559149598E-3,6.4329477958111601E-4,6.3106513240679136E-4,2.3089305555555617E-6,0,2.4417384984584227E-3,null,8.8589800191768886E-4,4.3020233862558035E-4,4.5210143196787434E-4,2.0000000000000533E-6,0,1.7702017725111435E-3]
[2004,6,15,16,1.2398263282532938E-3,6.2259547208303205E-4,6.018677117895486E-4,2.3089305555555617E-6,0,2.4665984426814301E-3,null,9.4274163038086066E-4,4.1635971036827634E-4,4.311841050661643E-4,2.0000000000000533E-6,0,1.7922854458153014E-3]
[2004,6,15,17,9.9553347589319144E-4,5.1345277570154539E-4,4.7544768701952866E-4,2.3089305555555617E-6,0,1.9867428691698209E-3,null,7.5698574128886607E-4,3.4337070949718086E-4,3.4061552300877746E-4,2.0000000000000533E-6,0,1.4429719737948244E-3]
[2004,6,15,20,1.3726233806476476E-3,5.1934407714014467E-4,4.3042300645124994E-4,2.3089305555555617E-6,0,2.324699394794598E-3,null,1.0437181194512307E-3,3.4731050776211315E-4,3.083593872891868E-4,2.0000000000000533E-6,0,1.7013880145025308E-3]
[2004,6,15,24,7.7531243962784976E-4,4.7370103629274516E-4,3.4139518001947777E-4,2.3089305555555617E-6,8.0172213000000481E-5,1.6728897994956287E-3,null,5.8953362800341863E-4,3.16786798355797E-4,2.4457895362573054E-4,2.0000000000000533E-6,3.5482597246655977E-5,1.1883819772316021E-3]
[2004,6,16,4,5.9624862652765491E-4,5.0987903082434685E-4,3.3788531413004024E-4,2.3089305555555617E-6,8.0172213000000481E-5,1.5264941150375981E-3,null,4.5337672662343462E-4,3.4098077341714132E-4,2.4206445026760963E-4,2.0000000000000533E-6,3.5482597246655977E-5,1.0739045475548414E-3]
[2004,6,16,7,9.987746782959999E-4,6.0325646190409043E-4,5.0771513241734396E-4,2.3089305555555617E-6,0,2.11205520317299E-3,null,7.594502932732741E-4,4.0342677873295049E-4,3.637322466576667E-4,2.0000000000000533E-6,0,1.5286093186638913E-3]
[2004,6,16,11,1.2106245279356581E-3,6.5982650289552608E-4,6.1315577677748011E-4,2.3089305555555617E-6,0,2.4859157381642199E-3,null,9.2053710688095322E-4,4.4125790173150399E-4,4.3927098878564159E-4,2.0000000000000533E-6,0,1.8030659973980988E-3]
[2004,6,16,14,1.0716440439112903E-3,6.0068797739521763E-4,5.7224921530002948E-4,2.3089305555555617E-6,0,2.2468901671620928E-3,null,8.1485884766472694E-4,4.0170910889089119E-4,4.099651151584548E-4,2.0000000000000533E-6,0,1.628533071714073E-3]
[2004,6,16,17,1.3244346089857665E-3,6.2718839442699756E-4,5.5629489052944569E-4,2.3089305555555617E-6,0,2.5102268244977652E-3,null,1.0070762445956005E-3,4.1943121972326633E-4,3.9853527582102823E-4,2.0000000000000533E-6,0,1.827042740139895E-3]
[2004,6,16,19,1.3497948518689513E-3,5.5063815204450968E-4,4.4890056230228656E-4,2.3089305555555617E-6,0,2.3516424967713035E-3,null,1.0263597169479183E-3,3.6823836950808944E-4,3.2159689484670325E-4,2.0000000000000533E-6,0,1.7181949813027109E-3]
[2004,6,16,22,1.2329945353534407E-3,5.176131288151713E-4,3.6349361101060165E-4,2.3089305555555617E-6,8.0172213000000481E-5,2.1965824187347698E-3,null,9.3754685799212975E-4,3.461529388822157E-4,2.6041049268926139E-4,2.0000000000000533E-6,3.5482597246655977E-5,1.581592886810263E-3]
[2004,6,17,1,6.9591739466555989E-4,4.6431362196450838E-4,3.3821304577057149E-4,2.3089305555555617E-6,8.0172213000000481E-5,1.5809252059561958E-3,null,{"$f":"E4035*T$5","v":5.2916306446057102E-4},{"$f":"F4035*U$5","v":3.1050898027637096E-4},{"$f":"G4035*V$5","v":2.4229924052360154E-4},{"$f":"H4035*W$5","v":2.0000000000000533E-6},{"$f":"I4035*X$5","v":3.5482597246655977E-5},{"$f":"SUM(L4035:P4035)","v":1.1194538825071996E-3}]
[2004,6,17,5,6.2819115393202398E-4,5.2946241193825984E-4,3.9522192671364654E-4,2.3089305555555617E-6,5.4790759300316255E-5,1.609975182439802E-3,null,4.7766524968303532E-4,3.5407712771817767E-4,2.8314097838186785E-4,2.0000000000000533E-6,2.4249280047833784E-5,1.1411326358309146E-3]
[2004,6,17,8,1.0763887353484459E-3,6.0922899061444883E-4,5.8101549464039119E-4,2.3089305555555617E-6,0,2.2689421511588419E-3,null,8.1846662565684296E-4,4.0742089760389434E-4,4.1624536618055244E-4,2.0000000000000533E-6,0,1.6441328894412899E-3]
[2004,6,17,10,1.1605809674107041E-3,6.3701860677505635E-4,6.310679729896034E-4,2.3089305555555617E-6,0,2.4309764777309196E-3,null,8.8248488394919433E-4,4.2600515825899437E-4,4.5210346699007885E-4,2.0000000000000533E-6,0,1.7625935091982676E-3]
[2004,6,17,16,1.2616746728785462E-3,6.2670452949108862E-4,6.106554075929623E-4,2.3089305555555617E-6,0,2.5013435405181529E-3,null,9.5935471849147665E-4,4.1910763583355643E-4,4.374796990586088E-4,2.0000000000000533E-6,0,1.8179420533836418E-3]
[2004,6,17,19,1.36471389971759E-3,5.4928906021488387E-4,4.7437414805291439E-4,2.3089305555555617E-6,0,2.3906860385409442E-3,null,1.037703892476414E-3,3.6733616653901886E-4,3.3984642885485304E-4,2.0000000000000533E-6,0,1.7468864878702861E-3]
[2004,6,17,20,1.4236337370103049E-3,5.3996903986268971E-4,4.5387587521534634E-4,2.3089305555555617E-6,0,2.4197875826438967E-3,null,1.0825054765413082E-3,3.6110341807157019E-4,3.2516125924741718E-4,2.0000000000000533E-6,0,1.7707701538602957E-3]
[2004,6,17,23,9.5654818588456186E-4,4.7874333330198232E-4,3.5791427931558978E-4,2.3089305555555617E-6,8.0172213000000481E-5,1.87568694205769E-3,null,7.2734202827352378E-4,3.2015882628804777E-4,2.5641340313510005E-4,2.0000000000000533E-6,3.5482597246655977E-5,1.3413968549433274E-3]
[2004,6,18,3,6.3517998294438283E-4,5.0014734790876554E-4,3.6452600169330137E-4,2.3089305555555617E-6,8.0172213000000481E-5,1.5823344761020058E-3,null,4.8297942950598403E-4,3.3447272627929294E-4,2.6115010779716429E-4,2.0000000000000533E-6,3.5482597246655977E-5,1.1160848608290975E-3]
[2004,6,18,6,8.3615844328889923E-4,5.7220139988582502E-4,4.6315934059711495E-4,2.3089305555555617E-6,0,1.8738281143273947E-3,null,6.3579983431506478E-4,3.8265875646620735E-4,3.3181202757098902E-4,2.0000000000000533E-6,0,1.3522706183522611E-3]
[2004,6,18,11,1.2588510336439514E-3,6.7995944587988277E-4,6.6722870846067984E-4,2.3089305555555617E-6,0,2.60834811854007E-3,null,9.5720767402648324E-4,4.547217746404766E-4,4.7800938295335674E-4,2.0000000000000533E-6,0,1.8919388316203166E-3]
[2004,6,18,14,1.1817775895542582E-3,6.3074969701724145E-4,6.2236063188568697E-4,2.3089305555555617E-6,0,2.437196849012742E-3,null,8.986024140119201E-4,4.2181283504412107E-4,4.4586543991559965E-4,2.0000000000000533E-6,0,1.7682806889716409E-3]
[2004,6,18,17,1.3377667776213716E-3,6.2893529179093599E-4,5.8668744955866039E-4,2.3089305555555617E-6,0,2.5556984495265236E-3,null,1.0172137857250504E-3,4.2059945449705779E-4,4.2030881194696148E-4,2.0000000000000533E-6,0,1.8601220521690697E-3]
[2004,6,18,20,1.3118863585149124E-3,5.6959181101238587E-4,4.8871504267647132E-4,2.3089305555555617E-6,0,2.3725021427593255E-3,null,9.9753478073268446E-4,3.8091359814713033E-4,3.5012039054607052E-4,2.0000000000000533E-6,0,1.7305687694258852E-3]
[2004,6,18,21,1.284630231801919E-3,5.6694395720942347E-4,4.6808149846033287E-4,2.3089305555555617E-6,7.2154991700000426E-5,2.3941196097272315E-3,null,9.7680971243100127E-4,3.7914285021860712E-4,3.353383111573531E-4,2.0000000000000533E-6,3.1934337521990381E-5,1.7252252113289519E-3]
[2004,6,18,24,8.2661801626517605E-4,5.0411469774126402E-4,3.6399323774988267E-4,2.3089305555555617E-6,8.0172213000000481E-5,1.7772070953118789E-3,null,6.2854546527811616E-4,3.3712588503366373E-4,2.6076843032941732E-4,2.0000000000000533E-6,3.5482597246655977E-5,1.2639223778878532E-3]
[2004,6,19,4,6.1134523981231184E-4,5.03190590687882E-4,3.7758439900259229E-4,2.3089305555555617E-6,8.0172213000000481E-5,1.5746013730583422E-3,null,4.6485591971433921E-4,3.3650788994319492E-4,2.7050527546459654E-4,2.0000000000000533E-6,3.5482597246655977E-5,1.1093516823687866E-3]
[2004,6,19,8,1.0198966097655915E-3,6.1251590185896392E-4,5.5268259306559867E-4,2.3089305555555617E-6,0,2.1874040352457096E-3,null,7.7551102989151396E-4,4.0961901415812141E-4,3.9594738944887095E-4,2.0000000000000533E-6,0,1.5830774334985064E-3]
[2004,6,19,11,1.3215911363869341E-3,6.4650321417042769E-4,5.928666330808056E-4,2.3089305555555617E-6,0,2.5632699141937233E-3,null,1.0049141191973254E-3,4.3234797404414832E-4,4.2473564140606924E-4,2.0000000000000533E-6,0,1.8639977346475429E-3]
[2004,6,19,15,1.2014126421530781E-3,5.9995215555889568E-4,5.4690404403406423E-4,2.3089305555555617E-6,0,2.3505777723015937E-3,null,9.1353255469194894E-4,4.012170292334073E-4,3.918075785835651E-4,2.0000000000000533E-6,0,1.7085571625089213E-3]
[2004,6,19,18,1.2949585657659561E-3,5.9791060886161347E-4,5.0867579023349907E-4,2.3089305555555617E-6,0,{"$f":"SUM(E4100:I4100)","v":2.4038538954166242E-3},null,9.8466319172764763E-4,3.998517481966856E-4,3.6442047161577596E-4,2.0000000000000533E-6,0,1.7509354115401092E-3]
[2004,6,19,19,1.2471005376250008E-3,5.7374887762110481E-4,4.8140144580796764E-4,2.3089305555555617E-6,0,2.3045597916096288E-3,null,9.4827280829388029E-4,3.8369362968734849E-4,3.4488085591281354E-4,2.0000000000000533E-6,0,1.6788472938940424E-3]
[2004,6,20,1,7.310524531455462E-4,4.9265967459756672E-4,3.6867043113688366E-4,2.3089305555555617E-6,8.0172213000000481E-5,1.6748637024355528E-3,null,5.5587913070318288E-4,3.2946535691832972E-4,2.6411921889190557E-4,2.0000000000000533E-6,3.5482597246655977E-5,1.1869463037600743E-3]
[2004,6,20,2,6.5538143874786044E-4,5.0064607175811886E-4,3.6921977398407697E-4,2.3089305555555617E-6,8.0172213000000481E-5,1.6077284280456123E-3,null,4.9834025299088952E-4,3.348062470432262E-4,2.6451277365369412E-4,2.0000000000000533E-6,3.5482597246655977E-5,1.1351418709344657E-3]
[2004,6,20,6,6.5037410146823594E-4,5.1719711860292051E-4,3.9822071060166791E-4,2.3089305555555617E-6,0,1.5681008612283799E-3,null,4.9453276382624932E-4,3.4587473272870245E-4,2.8528933743438912E-4,2.0000000000000533E-6,0,1.127696833989341E-3]
[2004,6,20,9,1.0969211192249195E-3,6.1671825704546601E-4,5.8762416613922068E-4,2.3089305555555617E-6,0,2.3035724729651617E-3,null,8.3407908089368459E-4,4.1242933236114763E-4,4.2097988516218447E-4,2.0000000000000533E-6,0,1.6694882984170168E-3]
[2004,6,20,12,1.2074398538919869E-3,5.9068627974653842E-4,5.6831123695615039E-4,2.3089305555555617E-6,0,2.3687463011502312E-3,null,9.1811553804365331E-4,3.9502048983900101E-4,4.0714390771583132E-4,2.0000000000000533E-6,0,1.7222799355984858E-3]
[2004,6,20,16,1.2696823494729331E-3,5.4783423108885224E-4,5.2920800681121758E-4,2.3089305555555617E-6,0,2.3490335179285585E-3,null,9.6544361168250149E-4,3.6636325192477789E-4,3.79129958861345E-4,2.0000000000000533E-6,0,1.7129368224686246E-3]
[2004,6,20,18,1.3925932624268267E-3,5.5875554032644079E-4,5.0269161782931309E-4,2.3089305555555617E-6,0,2.456349351138136E-3,null,1.0589028582150377E-3,3.7366685973257499E-4,3.601333500903687E-4,2.0000000000000533E-6,0,1.7947030680379814E-3]
[2004,6,20,21,1.4542723877395824E-3,5.5742221632154522E-4,4.8323982954209376E-4,2.3089305555555617E-6,7.2154991700000426E-5,2.5693983558587774E-3,null,1.1058025552393238E-3,3.7277520147067331E-4,3.461978925799085E-4,2.0000000000000533E-6,3.1934337521990381E-5,1.8587099868118961E-3]
[2004,6,20,24,8.0860240454372324E-4,4.7144147953846879E-4,3.7404270391210861E-4,2.3089305555555617E-6,8.0172213000000481E-5,1.7365677315498568E-3,null,6.1484671830077243E-4,3.1527572344768122E-4,2.6796796934550472E-4,2.0000000000000533E-6,3.5482597246655977E-5,1.2355730083406145E-3]
[2004,6,21,3,5.5735435911746117E-4,4.8550185666671207E-4,3.5797129512681958E-4,2.3089305555555617E-6,8.0172213000000481E-5,1.4833086544665489E-3,null,4.2380222555406857E-4,3.2467857780702576E-4,2.5645424983788571E-4,2.0000000000000533E-6,3.5482597246655977E-5,1.0424176504456361E-3]
[2004,6,21,7,9.2929398231017784E-4,5.6768056089228519E-4,4.9648128096746545E-4,2.3089305555555617E-6,0,1.9957647547254841E-3,null,7.0661842229183388E-4,3.7963545273469416E-4,3.5568420206418E-4,2.0000000000000533E-6,0,1.443938077090708E-3]
[2004,6,21,10,1.1842236458220216E-3,6.28443040486192E-4,6.1944833028839915E-4,2.3089305555555617E-6,0,2.4344239471521681E-3,null,9.0046235118321997E-4,4.2027026223681553E-4,4.4377903764926846E-4,2.0000000000000533E-6,0,1.7665116510693041E-3]
[2004,6,21,13,1.1495757020668004E-3,6.328946415665623E-4,6.3330801851644062E-4,2.3089305555555617E-6,0,2.4180872927053588E-3,null,8.7411667821210332E-4,4.2324726322639372E-4,4.5370825822057186E-4,2.0000000000000533E-6,0,1.7530721996590688E-3]
[2004,6,21,15,1.1786746801320436E-3,6.1238008730048058E-4,6.062747349337217E-4,2.3089305555555617E-6,0,2.3996384329218017E-3,null,8.9624301752149068E-4,4.095281883928059E-4,4.3434134093910408E-4,2.0000000000000533E-6,0,1.7421125468534005E-3]
[2004,6,21,21,1.5146672418568082E-3,5.4062144852560189E-4,4.5082218157278093E-4,2.3089305555555617E-6,7.2154991700000426E-5,2.5805747942107471E-3,null,1.1517257155558998E-3,3.6153971530486528E-4,3.2297356229238231E-4,2.0000000000000533E-6,3.1934337521990381E-5,1.8701733306751378E-3]
[2004,6,21,22,1.2790195519783555E-3,5.092435047639593E-4,3.9464731900291656E-4,2.3089305555555617E-6,8.0172213000000481E-5,2.2653915193007875E-3,null,9.7254345245258709E-4,3.4055576639685389E-4,2.8272932361677244E-4,2.0000000000000533E-6,3.5482597246655977E-5,1.6333111397128694E-3]
[2004,6,22,1,6.846395352782923E-4,4.6145529324247999E-4,3.3305932689532832E-4,2.3089305555555617E-6,8.0172213000000481E-5,1.5616352989716565E-3,null,5.205875831180046E-4,3.0859747758769999E-4,2.3860706429042731E-4,2.0000000000000533E-6,3.5482597246655977E-5,1.105274722242788E-3]
[2004,6,22,4,5.5532189789092795E-4,4.943721484834292E-4,3.5047080974878476E-4,2.3089305555555617E-6,8.0172213000000481E-5,1.482645999678698E-3,null,4.2225677860982817E-4,3.3061057104708885E-4,2.5108082638961032E-4,2.0000000000000533E-6,3.5482597246655977E-5,1.0414307732931833E-3]
[2004,6,22,8,1.0577016573351066E-3,6.062351624840232E-4,5.7501147031711062E-4,2.3089305555555617E-6,0,2.241257220691796E-3,null,8.0425730779361498E-4,4.0541877990601591E-4,4.119440225398847E-4,2.0000000000000533E-6,0,1.6236201102395155E-3]
[2004,6,22,12,1.1526793745789427E-3,6.3918034092477467E-4,6.2098679902208203E-4,2.3089305555555617E-6,0,2.415155445081355E-3,null,8.764766549423825E-4,4.2745081445925325E-4,4.4488121218216192E-4,2.0000000000000533E-6,0,1.7508086815837976E-3]
[2004,6,22,16,1.2419739123468484E-3,6.2292246792960537E-4,6.0361773290969764E-4,2.3089305555555617E-6,0,2.4708230437417069E-3,null,9.4437461468164575E-4,4.1657838830937247E-4,4.3243783786451419E-4,2.0000000000000533E-6,0,1.7953908408555326E-3]
[2004,6,22,19,1.3453816812247555E-3,5.4579068353226593E-4,4.6803449669584194E-4,2.3089305555555617E-6,0,2.3615157920084191E-3,null,1.0230040214013335E-3,3.6499663281664758E-4,3.3530463861875112E-4,2.0000000000000533E-6,0,1.7253052928367324E-3]
[2004,6,22,22,1.193165384842433E-3,5.019858928875003E-4,3.7616886400334193E-4,2.3089305555555617E-6,8.0172213000000481E-5,2.1538012852888315E-3,null,9.0726148863533307E-4,3.357022502465713E-4,2.6949117190016572E-4,2.0000000000000533E-6,3.5482597246655977E-5,1.5499375080287262E-3]
[2004,6,22,23,9.4534903392049061E-4,4.7407018743170388E-4,3.509000191027384E-4,2.3089305555555617E-6,8.0172213000000481E-5,1.8528003840104889E-3,null,7.1882639463928262E-4,3.1703366758018236E-4,2.5138831630399744E-4,2.0000000000000533E-6,3.5482597246655977E-5,1.3247309757701184E-3]
[2004,6,23,2,7.6826900817915107E-4,5.1014320707964034E-4,4.0571996328758037E-4,2.3089305555555617E-6,8.0172213000000481E-5,1.7666133221019278E-3,null,5.8417792947040165E-4,3.4115744085863776E-4,2.9066187776958299E-4,2.0000000000000533E-6,3.5482597246655977E-5,1.2534798453452782E-3]
[2004,6,23,5,7.3294248160650976E-4,5.5508072216711398E-4,4.5201871635043654E-4,2.3089305555555617E-6,5.6126962877040346E-5,1.798477813556656E-3,null,5.5731627433544084E-4,3.7120933105933506E-4,3.2383077188707872E-4,2.0000000000000533E-6,2.4840656680438921E-5,1.2791970339622936E-3]
[2004,6,23,10,1.3588325130080845E-3,6.7698527911582112E-4,7.2364548029411955E-4,2.3089305555555617E-6,0,2.7617722029735807E-3,null,1.0332317918530702E-3,4.5273280544940852E-4,5.1842692786766107E-4,2.0000000000000533E-6,0,2.0063915251701402E-3]
[2004,6,23,13,1.404230973552833E-3,6.7852025495907387E-4,7.3047248379209278E-4,2.3089305555555617E-6,0,2.8155326428595554E-3,null,1.0677519643445142E-3,4.5375931805056953E-4,5.2331786209771736E-4,2.0000000000000533E-6,0,2.0468291444928014E-3]
[2004,6,23,17,1.6502503172934723E-3,6.7228027281455115E-4,6.8413541992176001E-4,2.3089305555555617E-6,0,3.008974940585339E-3,null,1.2548206464155216E-3,4.4958634013008407E-4,4.9012152173096696E-4,2.0000000000000533E-6,0,2.1965285082765728E-3]
[2004,6,23,20,1.6639222459473876E-3,5.8327485562478581E-4,5.5113292489093746E-4,2.3089305555555617E-6,0,2.8006389570186668E-3,null,1.2652165349492015E-3,3.9006411199959094E-4,3.9483719152339316E-4,2.0000000000000533E-6,0,2.0521178384721858E-3]
[2004,6,23,23,1.1482716408096167E-3,5.1883698520108039E-4,4.3921431566547808E-4,2.3089305555555617E-6,8.0172213000000481E-5,2.1888040852317313E-3,null,8.7312509349761686E-4,3.469713908517821E-4,3.1465756996561906E-4,2.0000000000000533E-6,3.5482597246655977E-5,1.5722366515616743E-3]
[2004,6,23,24,9.3846611859160604E-4,5.0901726802301389E-4,4.2053775300375268E-4,2.3089305555555617E-6,8.0172213000000481E-5,1.9505022831739285E-3,null,7.1359274967542079E-4,3.4040447094393401E-4,3.0127749191979084E-4,2.0000000000000533E-6,3.5482597246655977E-5,1.3927573097858017E-3]
[2004,6,24,6,8.5647908344138233E-4,5.7671245750374035E-4,4.7431463363126387E-4,2.3089305555555617E-6,0,1.909815105131942E-3,null,6.512512834343328E-4,3.8567551891866437E-4,3.3980379212233649E-4,2.0000000000000533E-6,0,1.3787305944753336E-3]
[2004,6,24,7,1.0036098846384859E-3,5.9685471860018626E-4,5.5232820199642343E-4,2.3089305555555617E-6,0,2.155101735790651E-3,null,7.631268971706643E-4,3.9914562329995668E-4,3.9569350010905006E-4,2.0000000000000533E-6,0,1.5599660205796711E-3]
[2004,6,24,11,1.3094868911565436E-3,6.800535822755995E-4,6.9203222180197108E-4,2.3089305555555617E-6,0,2.68388162578967E-3,null,9.9571026892976053E-4,4.5478472820216026E-4,4.9577887032253615E-4,2.0000000000000533E-6,0,1.9482738674544569E-3]
[2004,6,24,14,1.2801057008329565E-3,6.4819778897037925E-4,6.7652323356996377E-4,2.3089305555555617E-6,0,2.6071356539288551E-3,null,9.7336934049729851E-4,4.3348121818828677E-4,4.8466807457737742E-4,2.0000000000000533E-6,0,1.8935186332629628E-3]
[2004,6,24,18,1.5228541541573973E-3,6.1099893503655358E-4,5.6893285467540431E-4,2.3089305555555617E-6,0,2.7050948744249109E-3,null,1.1579508963527265E-3,4.0860454506038785E-4,4.0758924092563722E-4,2.0000000000000533E-6,0,1.9761446823387519E-3]
[2004,6,24,21,1.5417323908122184E-3,5.9778533977423076E-4,5.149398699113842E-4,2.3089305555555617E-6,7.0818788123276356E-5,2.7275853191766654E-3,null,1.1723055678071997E-3,3.9976797469803445E-4,3.6890812153795097E-4,2.0000000000000533E-6,3.134296088938525E-5,1.9743246249325705E-3]
[2004,6,24,23,1.0667299869251247E-3,5.0404251001223894E-4,3.9517052017001679E-4,2.3089305555555617E-6,8.0172213000000481E-5,2.0484241606629366E-3,null,8.1112228715673313E-4,3.3707760960716816E-4,2.8310415021502098E-4,2.0000000000000533E-6,3.5482597246655977E-5,1.4687866442255784E-3]
[2004,6,25,2,7.0474441230925855E-4,4.912507003330223E-4,3.7272810824932212E-4,2.3089305555555617E-6,8.0172213000000481E-5,{"$f":"SUM(E4228:I4228)","v":1.6512043644471592E-3},null,5.358749698421456E-4,3.2852310766820372E-4,2.6702617974078065E-4,2.0000000000000533E-6,3.5482597246655977E-5,1.1689068544977858E-3]
[2004,6,25,5,6.8222031380737005E-4,5.3781802287589705E-4,4.0699983637763784E-4,2.3089305555555617E-6,5.6126962877040346E-5,1.6854740664935008E-3,null,5.1874805064335331E-4,3.5966492895660472E-4,2.9157879177265159E-4,2.0000000000000533E-6,2.4840656680438921E-5,1.1968324280530486E-3]
[2004,6,25,9,1.2822364612968115E-3,6.4251082066550842E-4,6.3191708001639777E-4,2.3089305555555617E-6,0,2.5589732925342733E-3,null,9.7498953241278693E-4,4.2967806737453685E-4,4.5271177583649483E-4,2.0000000000000533E-6,0,1.8593793756238187E-3]
[2004,6,25,12,1.260323714202563E-3,6.6592834714053917E-4,6.5258050216267542E-4,2.3089305555555617E-6,0,2.5811414940613334E-3,null,9.5832747382361427E-4,4.4533850015613752E-4,4.6751526007600576E-4,2.0000000000000533E-6,0,1.8731812340557577E-3]
[2004,6,25,15,1.1726818033018472E-3,6.4563363119744951E-4,6.4143014353953347E-4,2.3089305555555617E-6,0,2.4620545085943862E-3,null,8.9168614181654368E-4,4.3176644184385934E-4,4.5952703058652056E-4,2.0000000000000533E-6,0,1.7849796142469238E-3]
[2004,6,25,20,1.3386261584418635E-3,5.7441284698628021E-4,4.9996066166334242E-4,2.3089305555555617E-6,0,2.4153085976470418E-3,null,1.0178672434371237E-3,3.8413765812149838E-4,3.5817686552186152E-4,2.0000000000000533E-6,0,1.7621817670804838E-3]
[2004,6,25,23,1.0180665197365272E-3,5.1930246764191914E-4,3.9450439699056412E-4,2.3089305555555617E-6,8.0172213000000481E-5,2.0143545279245664E-3,null,7.7411946236433105E-4,3.4728268147778151E-4,2.8262693284421015E-4,2.0000000000000533E-6,3.5482597246655977E-5,1.4415116739329788E-3]
[2004,6,26,2,7.16926985831141E-4,4.8957255145308358E-4,3.8943572051029795E-4,2.3089305555555617E-6,8.0172213000000481E-5,1.6784164013500787E-3,null,5.4513837953310983E-4,3.2740084833138516E-4,2.7899568184136905E-4,2.0000000000000533E-6,3.5482597246655977E-5,1.18901750695252E-3]
[2004,6,26,3,6.5051155270256296E-4,5.1488064291644394E-4,4.0375528861341442E-4,2.3089305555555617E-6,8.0172213000000481E-5,1.6516286277879775E-3,null,4.9463727927151328E-4,3.4432559337715907E-4,2.8925436499803458E-4,2.0000000000000533E-6,3.5482597246655977E-5,1.1656998348933629E-3]
[2004,6,26,6,7.3337399810831296E-4,5.4396466705610683E-4,4.3556213884539754E-4,2.3089305555555617E-6,0,1.7152097345653728E-3,null,5.5764439171863858E-4,3.6377548726511052E-4,3.1204111362004186E-4,2.0000000000000533E-6,0,1.2354609926037909E-3]
[2004,6,26,10,1.3423972545996289E-3,6.5586883162163775E-4,6.0275978266845665E-4,2.3089305555555617E-6,0,2.6033347994452788E-3,null,1.0207347170978125E-3,4.3861121549747809E-4,4.3182319364998923E-4,2.0000000000000533E-6,0,1.89316912624528E-3]
[2004,6,26,13,1.3221522954140236E-3,6.1633123796504049E-4,5.7932033012020551E-4,2.3089305555555617E-6,0,2.5201127940548251E-3,null,1.0053408144239436E-3,4.1217051397993799E-4,4.1503093320423794E-4,2.0000000000000533E-6,0,1.8345422616081195E-3]
[2004,6,26,17,1.3741328603696023E-3,6.2515382481898268E-4,5.4556961669549933E-4,2.3089305555555617E-6,0,2.5471652324396401E-3,null,1.0448659006699981E-3,4.1807060460365592E-4,3.9085158136609665E-4,2.0000000000000533E-6,0,1.8557880866397509E-3]
[2004,6,26,21,1.3033517148315732E-3,5.7665336371800135E-4,4.8486979583662975E-4,2.3089305555555617E-6,7.0818788123276356E-5,2.4380025930650366E-3,null,9.9104519124954601E-4,3.8563600004546642E-4,3.4736561688913887E-4,2.0000000000000533E-6,3.134296088938525E-5,1.7573897690735365E-3]
[2004,6,26,24,9.1073049632173057E-4,5.0241403122544656E-4,3.8835753809471569E-4,2.3089305555555617E-6,8.0172213000000481E-5,1.883983209197449E-3,null,6.9250308158040022E-4,3.3598856706443773E-4,2.7822326107372457E-4,2.0000000000000533E-6,3.5482597246655977E-5,1.3441975069652186E-3]
[2004,6,27,1,8.3418036575431866E-4,5.174936152445472E-4,4.1548682436540831E-4,2.3089305555555617E-6,8.0172213000000481E-5,1.84964194891983E-3,null,6.3429573975159678E-4,3.4607301437604535E-4,2.9765895565008127E-4,2.0000000000000533E-6,3.5482597246655977E-5,1.3155103070243796E-3]
[2004,6,27,4,6.876323397809038E-4,5.1490207274598396E-4,3.9990530082375988E-4,2.3089305555555617E-6,8.0172213000000481E-5,1.6849208569062037E-3,null,5.2286325780881242E-4,3.4433992454084502E-4,2.8649619487679321E-4,2.0000000000000533E-6,3.5482597246655977E-5,1.1911819744731067E-3]
[2004,6,27,7,8.7337321776058668E-4,5.8271300222784291E-4,5.3358680924393777E-4,2.3089305555555617E-6,0,1.9919819597879231E-3,null,6.6409727917504126E-4,3.8968837345327949E-4,3.8226697713168912E-4,2.0000000000000533E-6,0,1.43805262976001E-3]
[2004,6,27,10,1.3297734969242336E-3,6.5865107880215361E-4,6.7029621185453882E-4,2.3089305555555617E-6,0,2.6610297181364814E-3,null,1.0111358389152515E-3,4.4047183877887909E-4,4.802069733536389E-4,2.0000000000000533E-6,0,1.9338146510477696E-3]
[2004,6,27,15,1.3275786624345554E-3,5.6988890665529712E-4,5.8553601160452192E-4,2.3089305555555617E-6,0,2.4853125112499299E-3,null,1.0094669262634851E-3,3.8111228037560903E-4,4.1948391017192156E-4,2.0000000000000533E-6,0,1.8120631168110158E-3]
[2004,6,27,18,1.5542209760523763E-3,5.9122707147066418E-4,5.6492160016367551E-4,2.3089305555555617E-6,0,{"$f":"SUM(E4292:I4292)","v":2.7126785782422718E-3},null,1.1818016633023192E-3,3.953821434258368E-4,4.0471553769658413E-4,2.0000000000000533E-6,0,1.9838993444247404E-3]
[2004,6,27,22,1.3672864532256375E-3,5.1727016507883852E-4,4.5740665423162004E-4,2.3089305555555617E-6,8.0172213000000481E-5,2.424444416091652E-3,null,1.0396600158730153E-3,3.4592358244078743E-4,3.276907449807384E-4,2.0000000000000533E-6,3.5482597246655977E-5,1.750756940541197E-3]
[2004,6,28,1,8.5696579561194016E-4,4.9166891971730742E-4,4.1727960058636374E-4,2.3089305555555617E-6,8.0172213000000481E-5,1.8483954594711673E-3,null,6.5162137061085235E-4,3.2880279120192548E-4,2.9894331863429611E-4,2.0000000000000533E-6,3.5482597246655977E-5,1.31685007769373E-3]
[2004,6,28,2,7.7380411236799783E-4,4.9671945069071236E-4,4.1777928269289309E-4,2.3089305555555617E-6,8.0172213000000481E-5,1.7707839893071594E-3,null,5.8838672309609666E-4,3.3218032558433495E-4,2.9930129594010773E-4,2.0000000000000533E-6,3.5482597246655977E-5,1.2573509418671953E-3]
[2004,6,28,7,1.1413297258590785E-3,6.1723773365973244E-4,5.7271170112402684E-4,2.3089305555555617E-6,0,2.3335880911983936E-3,null,8.6784658628309783E-4,4.127767315028976E-4,4.1029644467193403E-4,2.0000000000000533E-6,0,1.6929197624579297E-3]
[2004,6,28,9,1.3741541873341129E-3,6.7925751086904027E-4,6.7255321060981582E-4,2.3089305555555617E-6,0,2.7282738393685246E-3,null,1.0448821173100512E-3,4.5425235674247306E-4,4.8182391004814268E-4,2.0000000000000533E-6,0,1.982958384100667E-3]
[2004,6,28,13,1.4168035000079954E-3,6.9329625931160901E-4,7.1498847635844028E-4,2.3089305555555617E-6,0,2.8273971662336004E-3,null,1.0773118872290724E-3,4.6364074695341484E-4,5.122249628487013E-4,2.0000000000000533E-6,0,2.0551775970311889E-3]
[2004,6,28,16,1.581840576210948E-3,6.8475700041654584E-4,6.9394938452810371E-4,2.3089305555555617E-6,0,2.9628558917111532E-3,null,1.202803110271624E-3,4.5793013144184867E-4,4.9715234505484207E-4,2.0000000000000533E-6,0,2.1598855867683152E-3]
[2004,6,28,19,1.776579603428126E-3,5.7601939131718557E-4,5.2943278459646921E-4,2.3089305555555617E-6,0,2.8843407098973362E-3,null,1.3508791624039823E-3,3.8521203203249326E-4,3.792909919360124E-4,2.0000000000000533E-6,0,2.1173821863724883E-3]
[2004,6,28,23,1.2251564544601586E-3,4.9546281716249935E-4,4.0894859041744466E-4,2.3089305555555617E-6,8.0172213000000481E-5,2.2120490055956587E-3,null,9.3158692232049405E-4,3.3133995395410879E-4,2.9297489884101344E-4,2.0000000000000533E-6,3.5482597246655977E-5,1.5933843723622723E-3]
[2004,6,28,24,9.7718322322139293E-4,4.9507329029042186E-4,4.0404927965271859E-4,2.3089305555555617E-6,8.0172213000000481E-5,1.9587869367200892E-3,null,7.4303253935445945E-4,3.3107945849130657E-4,2.894649831466688E-4,2.0000000000000533E-6,3.5482597246655977E-5,1.4010595782390908E-3]
[2004,6,29,4,7.2218768198472325E-4,5.3589298996589382E-4,4.3332705581016135E-4,2.3089305555555617E-6,8.0172213000000481E-5,1.7738888713163346E-3,null,5.4913851822652952E-4,3.583775663258154E-4,3.1043987756863216E-4,2.0000000000000533E-6,3.5482597246655977E-5,1.2554385593676332E-3]
[2004,6,29,7,1.1303608635669909E-3,6.2625654639942858E-4,6.0992121919725825E-4,2.3089305555555617E-6,0,2.3688475597192335E-3,null,8.5950606077156563E-4,4.1880804786888746E-4,4.3695371907970227E-4,2.0000000000000533E-6,0,1.7172678277201554E-3]
[2004,6,29,10,1.4057918895172793E-3,6.8616410408428444E-4,7.4672838761347744E-4,2.3089305555555617E-6,0,2.8409933117705972E-3,null,1.0689388567565207E-3,4.5887112973340009E-4,5.3496375571182152E-4,2.0000000000000533E-6,0,2.0647737422017426E-3]
[2004,6,29,14,1.4547328864955608E-3,6.6851997971168365E-4,7.401528304566416E-4,2.3089305555555617E-6,0,2.8657146272194414E-3,null,1.1061527102070854E-3,4.4707165022723019E-4,5.3025296017910977E-4,2.0000000000000533E-6,0,2.0854773206134256E-3]
[2004,6,29,17,1.7067185488512816E-3,6.8046949317201761E-4,7.0578992364291689E-4,2.3089305555555617E-6,0,3.0952868962217718E-3,null,1.2977580735941587E-3,4.5506286793837178E-4,5.056350268164894E-4,2.0000000000000533E-6,0,2.2604559683490201E-3]
[2004,6,29,21,1.7008247230508641E-3,6.3103720029385462E-4,5.9312093134082438E-4,2.3089305555555617E-6,7.0818788123276356E-5,2.9981105733643751E-3,null,1.2932765145099165E-3,4.2200510239322355E-4,4.2491782324689283E-4,2.0000000000000533E-6,3.134296088938525E-5,2.1735424010394183E-3]
[2004,6,30,1,7.7263807904353048E-4,4.8039040003273483E-4,3.7538371724706325E-4,2.3089305555555617E-6,8.0172213000000481E-5,1.7108933398788848E-3,null,5.8750009233795209E-4,3.2126029948809998E-4,2.6892868483727775E-4,2.0000000000000533E-6,3.5482597246655977E-5,1.2151716739099857E-3]
[2004,6,30,4,6.0952442887148267E-4,5.0723935080132846E-4,3.9778308781222063E-4,2.3089305555555617E-6,8.0172213000000481E-5,1.5970280110405878E-3,null,4.6347140783888085E-4,3.3921549169067496E-4,2.8497582004987396E-4,2.0000000000000533E-6,3.5482597246655977E-5,1.1251453168260859E-3]
[2004,6,30,5,6.4554785833524154E-4,5.2930316942960095E-4,4.2831529147173842E-4,2.3089305555555617E-6,6.0135573527040359E-5,1.6656108233191766E-3,null,4.9086297539207115E-4,3.5397063454924778E-4,3.0684939899878154E-4,2.0000000000000533E-6,2.6614786542771716E-5,1.1802977954828724E-3]
[2004,6,30,8,1.0918112158420127E-3,6.0934626981064592E-4,6.1928844960684715E-4,2.3089305555555617E-6,0,2.3227548658150618E-3,null,8.3019360230969866E-4,4.0749932787579701E-4,4.4366449751488012E-4,2.0000000000000533E-6,0,1.6833574277003759E-3]
[2004,6,30,11,1.2812280664066156E-3,6.7301200251686038E-4,6.9939415504847037E-4,2.3089305555555617E-6,0,2.6559431545275019E-3,null,9.7422276708349249E-4,4.5007568317959582E-4,5.0105303362498398E-4,2.0000000000000533E-6,0,1.9273514838880725E-3]
[2004,6,30,15,1.2759817486377751E-3,6.5712778950498707E-4,6.8524402997950846E-4,2.3089305555555617E-6,0,2.6206624986778266E-3,null,9.7023356145510369E-4,4.3945314153642507E-4,4.9091574116865084E-4,2.0000000000000533E-6,0,1.9026024441601795E-3]
[2004,6,30,18,1.5033340727610865E-3,6.08323216528268E-4,5.6296960663381281E-4,2.3089305555555617E-6,0,2.6769358264787232E-3,null,1.1431081777062762E-3,4.0681516265545409E-4,4.03317109824841E-4,2.0000000000000533E-6,0,1.9552404501865716E-3]
[2004,6,30,23,1.0417870860331493E-3,4.9810652890516273E-4,4.0472597398426161E-4,2.3089305555555617E-6,8.0172213000000481E-5,2.0271007324781298E-3,null,7.9215615414481575E-4,3.3310793188653703E-4,2.8994977379756147E-4,2.0000000000000533E-6,3.5482597246655977E-5,1.4526964570755704E-3]
[2004,7,1,2,8.1355561731257333E-4,4.2143264968745131E-4,3.139446906199097E-4,2.2344489247311912E-6,8.0172213000000685E-5,1.6313396195446665E-3,null,6.1861305216134442E-4,2.8183239973868837E-4,2.2491314588504271E-4,1.9354838709677958E-6,3.5482597246656072E-5,1.1627766789026994E-3]
[2004,7,1,5,7.9551253626813706E-4,4.7364630638791936E-4,3.6060630111282648E-4,2.2344489247311912E-6,6.0135573527040515E-5,1.6921351662206544E-3,null,6.0489341800509127E-4,3.1675019782086941E-4,2.5834199472877237E-4,1.9354838709677958E-6,2.6614786542771787E-5,1.2085358809684728E-3]
[2004,7,1,6,9.93718874117972E-4,5.0309656182536213E-4,3.9284231999484867E-4,2.2344489247311912E-6,0,1.8918922048629142E-3,null,7.5560595075120868E-4,3.3644500829416196E-4,2.8143620410447137E-4,1.9354838709677958E-6,0,1.3754226470208098E-3]
[2004,7,1,9,1.4092711280920508E-3,5.5404416218833878E-4,5.080815623493694E-4,2.2344489247311912E-6,0,2.4736313015544897E-3,null,1.0715844071628306E-3,3.7051613325772201E-4,3.6399476076037551E-4,1.9354838709677958E-6,0,1.8080307850518959E-3]
[2004,7,1,15,1.4128709824523943E-3,5.591461818862006E-4,5.1826012437812053E-4,2.2344489247311912E-6,0,2.4925117376414464E-3,null,1.0743216716421105E-3,3.7392810064095362E-4,3.7128678535856851E-4,1.9354838709677958E-6,0,1.8214720415126004E-3]
[2004,7,1,17,1.656333539279976E-3,5.5172941448977935E-4,4.8628712314472268E-4,2.2344489247311912E-6,0,2.6965845258392091E-3,null,1.25944621895164E-3,3.6896814949529061E-4,3.4838100448171929E-4,1.9354838709677958E-6,0,1.9787308567996175E-3]
[2004,7,1,20,1.7309575701349397E-3,4.4487825242705024E-4,3.6520334193155082E-4,2.2344489247311912E-6,0,2.5432736134182719E-3,null,1.3161889892176282E-3,2.9751160847660095E-4,2.6163536118214238E-4,1.9354838709677958E-6,0,1.8772714427473395E-3]
[2004,7,1,24,9.8123958199253475E-4,4.0498015921093826E-4,3.0000228392550914E-4,2.2344489247311912E-6,8.0172213000000685E-5,1.768628687053714E-3,null,7.4611692157330086E-4,2.7082982346437161E-4,2.1492466496932997E-4,1.9354838709677958E-6,3.5482597246656072E-5,1.2692894911246265E-3]
[2004,7,2,3,6.9905935244277476E-4,4.2755341451797984E-4,2.802286231928994E-4,2.2344489247311912E-6,8.0172213000000685E-5,1.489248052078386E-3,null,5.3155215261750058E-4,2.8592565127414336E-4,2.0075861478943005E-4,1.9354838709677958E-6,3.5482597246656072E-5,1.0556544997986979E-3]
[2004,7,2,6,9.2061049307490348E-4,4.9246237241864263E-4,3.4828636341916971E-4,2.2344489247311912E-6,0,1.7635936778374471E-3,null,7.0001565332935319E-4,3.2933341140674896E-4,2.4951586698532605E-4,1.9354838709677958E-6,0,1.2808004155923959E-3]
[2004,7,2,7,1.0717908386236189E-3,5.1311992032879736E-4,4.1683479782840798E-4,2.2344489247311912E-6,0,2.0039800057055552E-3,null,8.1497046772253533E-4,3.4314811300747592E-4,2.9862465744785391E-4,1.9354838709677958E-6,0,1.458678722048833E-3]
[2004,7,2,12,1.3465364841197221E-3,5.6306913949589121E-4,4.7440215187085331E-4,2.2344489247311912E-6,0,2.3862422244111977E-3,null,1.0238821127429678E-3,3.765515721684497E-4,3.3986649107274559E-4,1.9354838709677958E-6,0,1.742235659855131E-3]
[2004,7,2,15,1.2548986682821186E-3,5.4782680585678165E-4,4.7118742919090723E-4,2.2344489247311912E-6,0,2.2761473522545385E-3,null,9.5420236652480716E-4,3.6635828631289511E-4,3.3756343128961316E-4,1.9354838709677958E-6,0,1.6600595679982831E-3]
[2004,7,2,18,1.3864951203520683E-3,5.1022960849509097E-4,4.0995936237648689E-4,2.2344489247311912E-6,0,2.3089185401483771E-3,null,1.0542659407122845E-3,3.4121522166483619E-4,2.9369902607702972E-4,1.9354838709677958E-6,0,1.6911156723251183E-3]
[2004,7,2,21,1.3780688309380576E-3,4.6341448353639879E-4,3.3740428028723767E-4,2.2344489247311912E-6,7.2154991700000616E-5,2.2532770353864257E-3,null,1.0478587418658002E-3,3.0990768291348428E-4,2.4171983276620113E-4,1.9354838709677958E-6,3.1934337521990462E-5,1.633356078938444E-3]
[2004,7,3,1,8.1794419327362901E-4,4.0584630780266624E-4,2.9130043966210033E-4,2.2344489247311912E-6,8.0172213000000685E-5,1.5974976026631275E-3,null,{"$f":"E4419*T$5","v":6.219500463534299E-4},{"$f":"F4419*U$5","v":2.7140905892777966E-4},{"$f":"G4419*V$5","v":2.086905758868855E-4},{"$f":"H4419*W$5","v":1.9354838709677958E-6},{"$f":"I4419*X$5","v":3.5482597246656072E-5},{"$f":"SUM(L4419:P4419)","v":1.139467762285719E-3}]
[2004,7,3,4,6.4926723192416328E-4,4.2808889309155332E-4,2.9423614984474243E-4,2.2344489247311912E-6,8.0172213000000685E-5,1.4539989367851911E-3,null,4.9369112014211488E-4,2.862837517001801E-4,2.1079374830009309E-4,1.9354838709677958E-6,3.5482597246656072E-5,1.028186701260012E-3]
[2004,7,3,5,6.2827173251012473E-4,4.2385701613250698E-4,2.8968152554983441E-4,2.2344489247311912E-6,6.1471777103764606E-5,1.405516500220962E-3,null,4.7772652018388001E-4,2.8345369085973164E-4,2.0753076947261411E-4,1.9354838709677958E-6,2.7206163175376924E-5,9.9785262756257051E-4]
[2004,7,3,9,1.2765348693863435E-3,5.327965961818131E-4,4.3792588657851707E-4,2.2344489247311912E-6,0,2.2494918010714047E-3,null,9.7065414451937644E-4,3.5630685801370281E-4,3.137345263599891E-4,1.9354838709677958E-6,0,1.6426310127640362E-3]
[2004,7,3,12,1.4161640128105976E-3,4.9260491503156734E-4,3.9909164107310998E-4,2.2344489247311912E-6,0,2.3100950178400058E-3,null,1.0768256326712006E-3,3.2942873654754045E-4,2.8591328081687599E-4,1.9354838709677958E-6,0,1.6941031339065848E-3]
[2004,7,3,16,1.3142586862414129E-3,5.0288535427507543E-4,4.1518848892093334E-4,2.2344489247311912E-6,0,2.2345669783621525E-3,null,9.9933865604789071E-4,3.3630376358807578E-4,2.9744522512572245E-4,1.9354838709677958E-6,0,1.6350231286326568E-3]
[2004,7,3,19,1.3107696841138752E-3,4.6259297664893989E-4,3.5245101355503274E-4,2.2344489247311912E-6,0,2.1280481232425789E-3,null,9.9668568161174445E-4,3.0935830151727282E-4,2.5249946438816144E-4,1.9354838709677958E-6,0,1.5604789313881464E-3]
[2004,7,3,22,1.2717867265454521E-3,4.1855379111377969E-4,3.041091105009555E-4,2.2344489247311912E-6,8.0172213000000685E-5,2.0768562900849189E-3,null,9.6704374214196486E-4,2.7990716774508776E-4,2.1786683698970738E-4,1.9354838709677958E-6,3.5482597246656072E-5,1.5022358279943838E-3]
[2004,7,4,2,7.6197977027367631E-4,4.3062694074542506E-4,3.1128606924568387E-4,2.2344489247311912E-6,8.0172213000000685E-5,1.5862994421895172E-3,null,5.7939570613657913E-4,2.8798106694491091E-4,2.230084826916196E-4,1.9354838709677958E-6,3.5482597246656072E-5,1.1278033368907335E-3]
[2004,7,4,6,7.578994199694271E-4,4.4906580488074214E-4,3.3800036000607874E-4,2.2344489247311912E-6,0,1.5472000337809792E-3,null,5.7629308118767005E-4,3.0031202737611169E-4,2.4214687029468454E-4,1.9354838709677958E-6,0,1.1206874627294342E-3]
[2004,7,4,7,8.956005647138553E-4,4.8372583686070102E-4,3.981508235186761E-4,2.2344489247311912E-6,0,1.7797116740179636E-3,null,6.8099855383605529E-4,3.234908674474161E-4,2.8523926962256729E-4,1.9354838709677958E-6,0,1.2916641747770063E-3]
[2004,7,4,10,1.3598651286976728E-3,5.3107947447785084E-4,4.8428529774174726E-4,2.2344489247311912E-6,0,2.3774643498420019E-3,null,1.0340169742423899E-3,3.5515853566414119E-4,3.4694687655298519E-4,1.9354838709677958E-6,0,1.7380578703304842E-3]
[2004,7,4,13,1.3541735866590785E-3,4.848348130153031E-4,4.582212820930956E-4,2.2344489247311912E-6,0,2.2994641306922081E-3,null,1.0296892280907133E-3,3.242324934489522E-4,3.2827435260502502E-4,1.9354838709677958E-6,0,1.6841315580156582E-3]
[2004,7,4,17,1.6075022867875488E-3,4.4446260750350466E-4,3.9109311675651924E-4,2.2344489247311912E-6,0,2.4452924599723037E-3,null,1.2223158132333601E-3,2.9723364660931578E-4,2.8018305724491425E-4,1.9354838709677958E-6,0,1.8016680009585581E-3]
[2004,7,4,19,1.5865117492641838E-3,4.0965743095708942E-4,3.5559110744932845E-4,2.2344489247311912E-6,0,2.3539947365953324E-3,null,1.2063549862075082E-3,2.739577413450232E-4,2.5474905935581613E-4,1.9354838709677958E-6,0,1.7369972707793153E-3]
[2004,7,4,24,9.2917387695506861E-4,3.9116335282285246E-4,3.1067759982070242E-4,2.2344489247311912E-6,8.0172213000000685E-5,1.7134214915233553E-3,null,7.0652709634100275E-4,2.6158985664175596E-4,2.2257256905257314E-4,1.9354838709677958E-6,3.5482597246656072E-5,1.2281076031529557E-3]
[2004,7,5,4,6.3729004131940752E-4,4.1492293524889441E-4,2.830337629391959E-4,2.2344489247311912E-6,8.0172213000000685E-5,1.4176534014322297E-3,null,4.8458387992564246E-4,2.7747903878482606E-4,2.0276824522382576E-4,1.9354838709677958E-6,3.5482597246656072E-5,1.0022492450519182E-3]
[2004,7,5,7,8.2659227797196708E-4,4.7039638533634431E-4,3.7678434141074886E-4,2.2344489247311912E-6,0,1.6760074536437913E-3,null,6.2852589434309882E-4,3.1457681839806964E-4,2.6993210612857307E-4,1.9354838709677958E-6,0,1.2149703027407094E-3]
[2004,7,5,8,9.9246276756780787E-4,5.0258209805824241E-4,4.2287739461974091E-4,2.2344489247311912E-6,0,1.9201567091705223E-3,null,7.5465082993303554E-4,3.3610096148579651E-4,3.0295363479405452E-4,1.9354838709677958E-6,0,1.3956409100838543E-3]
[2004,7,5,11,1.3352810294206257E-3,4.8439995846731473E-4,4.3869485028230745E-4,2.2344489247311912E-6,0,2.260610287094979E-3,null,1.0153236675221333E-3,3.239416851765326E-4,3.1428541972069351E-4,1.9354838709677958E-6,0,1.6554862562903274E-3]
[2004,7,5,14,1.2764309098945519E-3,4.3478891866900537E-4,4.0188124121700078E-4,2.2344489247311912E-6,0,2.1153355187052891E-3,null,9.7057509559248098E-4,2.9076438291896276E-4,2.8791177852322339E-4,1.9354838709677958E-6,0,1.551186740905635E-3]
[2004,7,5,20,1.5778921759206654E-3,4.1204429672832775E-4,3.3857677567658388E-4,2.2344489247311912E-6,0,2.330747697250308E-3,null,1.1998008177390067E-3,2.7555395395138186E-4,2.4255982030041567E-4,1.9354838709677958E-6,0,1.7198500758617721E-3]
[2004,7,5,22,1.3011473884609239E-3,3.6689120136516109E-4,2.8942610936132676E-4,2.2344489247311912E-6,8.0172213000000685E-5,2.0398713611121436E-3,null,9.8936906114228712E-4,2.4535789479158764E-4,2.0734778673653473E-4,1.9354838709677958E-6,3.5482597246656072E-5,1.4794928237880335E-3]
[2004,7,6,1,8.4216710951591869E-4,3.9872581589226987E-4,2.7080504972625045E-4,2.2344489247311912E-6,8.0172213000000685E-5,1.5941046370591711E-3,null,6.4036871599323919E-4,2.6664724153201017E-4,1.9400747161934576E-4,1.9354838709677958E-6,3.5482597246656072E-5,1.138441510262219E-3]
[2004,7,6,5,7.7668063239031489E-4,4.7456352260642466E-4,3.2292578557153789E-4,2.2344489247311912E-6,6.414418417704055E-5,1.6405485736700491E-3,null,5.9057397716052909E-4,3.1736358467671056E-4,2.3134729297978853E-4,1.9354838709677958E-6,2.8388916405104589E-5,1.1696092550931006E-3]
[2004,7,6,8,1.3292512615690874E-3,5.4662395188607169E-4,4.6322340549110838E-4,2.2344489247311912E-6,0,2.3413330678709984E-3,null,1.0107387405483806E-3,3.6555387967436863E-4,3.3185792430783271E-4,1.9354838709677958E-6,0,1.7100860284015498E-3]
[2004,7,6,9,1.3877581524296752E-3,5.6250683804094095E-4,4.7650943510660213E-4,2.2344489247311912E-6,0,2.4290088745019494E-3,null,1.0552263275769062E-3,3.7617553398407378E-4,3.4137617005756043E-4,1.9354838709677958E-6,0,1.7747135154895083E-3]
[2004,7,6,13,1.330828030936619E-3,5.4820019951562363E-4,4.7709989213230188E-4,2.2344489247311912E-6,0,2.3583625715092754E-3,null,1.0119376876028246E-3,3.6660799271555919E-4,3.4179917943191182E-4,1.9354838709677958E-6,0,1.7222803436212635E-3]
[2004,7,6,16,1.4480827742785623E-3,5.3163120785033381E-4,4.6135484994057937E-4,2.2344489247311912E-6,0,2.4433032809942066E-3,null,1.1010960845404074E-3,3.5552750646053802E-4,3.3051927224685791E-4,1.9354838709677958E-6,0,1.7890783471187712E-3]
[2004,7,6,20,1.6896158031639043E-3,4.396148233638039E-4,3.3186046873507453E-4,2.2344489247311912E-6,0,2.4633255441875138E-3,null,1.2847534535228764E-3,2.9399169884252488E-4,2.3774819020098113E-4,1.9354838709677958E-6,0,1.8184288264373502E-3]
[2004,7,6,23,1.1036465019792845E-3,3.9404903179307896E-4,2.6877234760777776E-4,2.2344489247311912E-6,8.0172213000000685E-5,1.848874543304873E-3,null,8.391929409225468E-4,2.6351964976447094E-4,1.9255122329990407E-4,1.9354838709677958E-6,3.5482597246656072E-5,1.3326818951045457E-3]
[2004,7,7,3,6.8722268850928358E-4,4.3798584733936176E-4,3.0029194814619481E-4,2.2344489247311912E-6,8.0172213000000685E-5,1.5079071459195722E-3,null,5.2255176635319944E-4,2.9290232377292405E-4,2.1513218334142319E-4,1.9354838709677958E-6,3.5482597246656072E-5,1.0680043545851707E-3]
[2004,7,7,6,1.0081659493948818E-3,5.1466184458742834E-4,3.7432943246726465E-4,2.2344489247311912E-6,0,1.899391675374306E-3,null,7.6659124682890774E-4,3.4417927235013139E-4,2.681733845771746E-4,1.9354838709677958E-6,0,1.3808793876271817E-3]
[2004,7,7,10,1.3892650966693381E-3,5.6349297650233317E-4,5.0171829104979858E-4,2.2344489247311912E-6,0,2.4567108131462005E-3,null,1.0563721808605627E-3,3.7683501247786136E-4,3.5943604895900539E-4,1.9354838709677958E-6,0,1.7945787261683971E-3]
[2004,7,7,11,1.4131635580688807E-3,5.6829218714625008E-4,4.9836481249448635E-4,2.2344489247311912E-6,0,2.4820550066343484E-3,null,1.0745441408762367E-3,3.8004447679826863E-4,3.5703358306590815E-4,1.9354838709677958E-6,0,1.8135576846113812E-3]
[2004,7,7,14,1.2556715609215062E-3,5.1507164639968137E-4,4.7042292227123287E-4,2.2344489247311912E-6,0,2.2434005785171513E-3,null,9.5479006018025017E-4,3.4445332664623349E-4,3.3701573081404429E-4,1.9354838709677958E-6,0,1.6381946015114957E-3]
[2004,7,7,17,1.5326230823271602E-3,5.253255984463992E-4,4.4614524143650502E-4,2.2344489247311912E-6,0,2.5063283711347956E-3,null,1.1653790135494394E-3,3.5131064041695143E-4,3.1962295516127021E-4,1.9354838709677958E-6,0,1.838248092998629E-3]
[2004,7,7,21,1.656935197054919E-3,4.6679198281820869E-4,3.4486654729180323E-4,2.2344489247311912E-6,7.3491195276724714E-5,2.5443193713663866E-3,null,1.2599037086973856E-3,3.1216638007046567E-4,2.4706587618587779E-4,1.9354838709677958E-6,3.2525714154595606E-5,1.8535971629792924E-3]
[2004,7,7,24,9.2035062442082376E-4,4.0163777729750652E-4,2.7974895504097075E-4,2.2344489247311912E-6,8.0172213000000685E-5,1.6841440186840331E-3,null,6.9981805388090695E-4,2.6859461099043477E-4,2.0041497568275138E-4,1.9354838709677958E-6,3.5482597246656072E-5,1.2062457216717171E-3]
[2004,7,8,4,6.9112471715829303E-4,4.3954527150292047E-4,3.1722410663792257E-4,2.2344489247311912E-6,8.0172213000000685E-5,1.5303007572238681E-3,null,5.2551879872421111E-4,2.9394518614856628E-4,2.2726255262869763E-4,1.9354838709677958E-6,3.5482597246656072E-5,1.0841446186190989E-3]
[2004,7,8,7,1.1386609079695406E-3,5.1205317401441198E-4,4.4156034383651825E-4,2.2344489247311912E-6,0,2.0945088747452018E-3,null,8.6581726518300691E-4,3.4243472814297004E-4,3.1633828823239937E-4,1.9354838709677958E-6,0,1.5265257654293442E-3]
[2004,7,8,11,1.4741407488997374E-3,5.8022300370007306E-4,5.2671325996849025E-4,2.2344489247311912E-6,0,2.5833114614930318E-3,null,1.1209100995512025E-3,3.8802319098355951E-4,3.7734269703673304E-4,1.9354838709677958E-6,0,1.8882114714424631E-3]
[2004,7,8,12,1.4142141022873164E-3,5.6473302143421713E-4,5.1160121139803383E-4,2.2344489247311912E-6,0,2.492782784044298E-3,null,1.0753429557962832E-3,3.7766429051124548E-4,3.6651627287253549E-4,1.9354838709677958E-6,0,1.821459003051032E-3]
[2004,7,8,15,1.3612304049088219E-3,5.4901082637621198E-4,5.053723119363856E-4,2.2344489247311912E-6,0,2.4178479921461507E-3,null,1.0350551057063606E-3,3.671500981114788E-4,3.6205382641244524E-4,1.9354838709677958E-6,0,1.7661945141012525E-3]
[2004,7,8,19,1.6102595469916121E-3,4.5032097161164811E-4,3.7460403646906329E-4,2.2344489247311912E-6,0,2.4374190039970546E-3,null,1.2244123842779717E-3,3.0115141808802198E-4,2.6837011365641206E-4,1.9354838709677958E-6,0,1.7958693998933735E-3]
[2004,7,8,22,1.4114858059469421E-3,4.1855558956522198E-4,3.1058008443667182E-4,2.2344489247311912E-6,8.0172213000000685E-5,2.2230281418735673E-3,null,1.0732684083524407E-3,2.7990837045656765E-4,2.2250270804695713E-4,1.9354838709677958E-6,3.5482597246656072E-5,1.6130975679735894E-3]
[2004,7,8,24,9.3469681922042159E-4,4.0232804284431775E-4,2.9621754034908491E-4,2.2344489247311912E-6,8.0172213000000685E-5,1.715649064338556E-3,null,7.1072664225891658E-4,2.6905622495332782E-4,2.1221323646113975E-4,1.9354838709677958E-6,3.5482597246656072E-5,1.2294141847910081E-3]
[2004,7,9,6,1.0471150291562156E-3,5.0994317892065879E-4,4.0435633916085172E-4,2.2344489247311912E-6,0,1.9636489961624569E-3,null,7.9620742622377887E-4,3.4102367235232272E-4,2.8968496367830888E-4,1.9354838709677958E-6,0,1.4288515461253783E-3]
[2004,7,9,9,1.549428448112708E-3,5.6253887971778908E-4,5.1990747012591217E-4,2.2344489247311912E-6,0,2.6341092468811405E-3,null,1.1781575112944699E-3,3.7619696180340496E-4,3.7246696048357078E-4,1.9354838709677958E-6,0,1.9287569174524135E-3]
[2004,7,9,12,1.5337945132626652E-3,5.8685884160495445E-4,5.3404060518290081E-4,2.2344489247311912E-6,0,2.6569284089752515E-3,null,1.1662697485538916E-3,3.9246089680060212E-4,3.8259208112379834E-4,1.9354838709677958E-6,0,1.9432582103492599E-3]
[2004,7,9,13,1.5002826402563995E-3,5.6106569820706554E-4,5.2180160568241971E-4,2.2344489247311912E-6,0,2.5853843930706156E-3,null,1.1407879233376514E-3,3.7521177406172002E-4,3.7382393831907941E-4,1.9354838709677958E-6,0,1.8917591195894187E-3]
[2004,7,9,16,1.5206015564910341E-3,5.6349255532047924E-4,5.2060745631250945E-4,2.2344489247311912E-6,0,2.6069360170487537E-3,null,1.1562380616208078E-3,3.768347308131809E-4,3.7296843765457442E-4,1.9354838709677958E-6,0,1.9079767139595311E-3]
[2004,7,9,21,1.565983969756355E-3,4.7934012257732988E-4,3.8649417574455685E-4,2.2344489247311912E-6,7.4827398773276573E-5,2.5088801157762491E-3,null,1.1907460320497323E-3,3.2055792814627881E-4,2.7688832947392447E-4,1.9354838709677958E-6,3.3117090751718133E-5,1.8232448642926215E-3]
[2004,7,9,24,1.0210739436934358E-3,4.3669253435788338E-4,3.2222317840573952E-4,2.2344489247311912E-6,8.0172213000000685E-5,1.8623963183817907E-3,null,7.7640625342512159E-4,2.9203742281792313E-4,2.308439381128244E-4,1.9354838709677958E-6,3.5482597246656072E-5,1.3367056954734931E-3]
[2004,7,10,3,7.9222628610648989E-4,4.5306963421060369E-4,3.5059216584203064E-4,2.2344489247311912E-6,8.0172213000000685E-5,1.6782947480838562E-3,null,6.023946125154584E-4,3.0298958173507242E-4,2.5116776711999936E-4,1.9354838709677958E-6,3.5482597246656072E-5,1.193970042488154E-3]
[2004,7,10,7,1.0576686712522854E-3,5.1730218700107345E-4,4.3537110913110329E-4,2.2344489247311912E-6,0,2.0125764163091931E-3,null,8.0423222576979435E-4,3.459449970492531E-4,3.1190425800412235E-4,1.9354838709677958E-6,0,1.4640169646941378E-3]
[2004,7,10,10,1.5895977951523449E-3,5.6597020013611228E-4,4.8756413736381472E-4,2.2344489247311912E-6,0,2.6453665815770028E-3,null,1.2087015599700883E-3,3.7849165175798157E-4,3.4929587036076567E-4,1.9354838709677958E-6,0,1.9384245659598031E-3]
[2004,7,10,13,1.5614063034519599E-3,5.2808091724408581E-4,4.6907903640919837E-4,2.2344489247311912E-6,0,2.5608007060299752E-3,null,1.1872652569630919E-3,3.5315325538608835E-4,3.3605295741487079E-4,1.9354838709677958E-6,0,1.8784069536350188E-3]
[2004,7,10,14,1.5094537942785865E-3,5.2082256983795698E-4,4.6572650958038632E-4,2.2344489247311912E-6,0,2.4982373226216607E-3,null,1.1477615038289863E-3,3.4829924735153411E-4,3.3365117334824669E-4,1.9354838709677958E-6,0,1.8316474083997349E-3]
[2004,7,10,18,1.5769312745187241E-3,5.1518668065443944E-4,4.1787152052784055E-4,2.2344489247311912E-6,0,2.5122239246257354E-3,null,1.199070165603576E-3,3.4453025561719636E-4,2.9936737605627947E-4,1.9354838709677958E-6,0,1.8449032811480195E-3]
[2004,7,10,22,1.465670938585119E-3,4.4863727579453255E-4,3.5380158199006318E-4,2.2344489247311912E-6,8.0172213000000685E-5,2.3505164582944466E-3,null,1.1144698081950177E-3,3.00025449245979E-4,2.534670252500952E-4,1.9354838709677958E-6,3.5482597246656072E-5,1.7053803638087158E-3]
[2004,7,11,1,9.2869734661364092E-4,4.3331006762659943E-4,3.2996710070728921E-4,2.2344489247311912E-6,8.0172213000000685E-5,1.7743811768722616E-3,null,{"$f":"E4611*T$5","v":7.0616475124414037E-4},{"$f":"F4611*U$5","v":2.8977540368717704E-4},{"$f":"G4611*V$5","v":2.3639176223079795E-4},{"$f":"H4611*W$5","v":1.9354838709677958E-6},{"$f":"I4611*X$5","v":3.5482597246656072E-5},{"$f":"SUM(L4611:P4611)","v":1.2697499982797392E-3}]
[2004,7,11,4,7.6875111300455062E-4,4.4041736253327865E-4,3.2478724557284753E-4,2.2344489247311912E-6,8.0172213000000685E-5,1.6163623830354088E-3,null,5.8454451330456811E-4,2.9452839560815302E-4,2.326808617176673E-4,1.9354838709677958E-6,3.5482597246656072E-5,1.1491718517480124E-3]
[2004,7,11,8,1.169500175551627E-3,5.3709191509687963E-4,4.8047360938266871E-4,2.2344489247311912E-6,0,2.1893001489559066E-3,null,8.8926688932596844E-4,3.591793455591599E-4,3.4421614453047212E-4,1.9354838709677958E-6,0,1.5945978632865682E-3]
[2004,7,11,11,1.5498180717829339E-3,5.2374950069780505E-4,5.016723491954796E-4,2.2344489247311912E-6,0,2.5774743706009498E-3,null,1.1784537741223622E-3,3.5025662760840786E-4,3.5940313575075119E-4,1.9354838709677958E-6,0,1.8900490213524892E-3]
[2004,7,11,15,1.4700691412716713E-3,4.6306153330294018E-4,4.4882127566586499E-4,2.2344489247311912E-6,0,2.3841863991652073E-3,null,1.1178141223759461E-3,3.0967164801832907E-4,3.2154009309990825E-4,1.9354838709677958E-6,0,1.7509613473651515E-3]
[2004,7,11,16,1.5696304523698018E-3,4.6770371982641557E-4,4.49040327494757E-4,2.2344489247311912E-6,0,2.4886089486157053E-3,null,1.1935187518136363E-3,3.1277610271332235E-4,3.2169702404163144E-4,1.9354838709677958E-6,0,1.8299273624395578E-3]
[2004,7,11,19,1.7112960613758911E-3,4.2987685727441583E-4,3.8414667665315628E-4,2.2344489247311912E-6,0,2.5275540442281945E-3,null,1.3012387317494175E-3,2.8747944984240203E-4,2.7520655742494784E-4,1.9354838709677958E-6,0,1.8658602228877352E-3]
[2004,7,11,23,1.2583686541769398E-3,4.0058326546489782E-4,3.3057294618794386E-4,2.2344489247311912E-6,8.0172213000000685E-5,2.0719315277545132E-3,null,9.5684088135977686E-4,2.6788940791573856E-4,2.3682579604963785E-4,1.9354838709677958E-6,3.5482597246656072E-5,1.4989741664427772E-3]
[2004,7,12,2,8.3276751738065188E-4,4.0904950604664174E-4,3.3389708690487576E-4,2.2344489247311912E-6,8.0172213000000685E-5,1.6581207722569013E-3,null,6.3322143527126847E-4,2.7355119254891201E-4,2.392072440191303E-4,1.9354838709677958E-6,3.5482597246656072E-5,1.1833979529569348E-3]
[2004,7,12,5,7.8402330657019329E-4,4.6110179727419805E-4,3.7258734540264026E-4,2.2344489247311912E-6,6.9488998403764674E-5,1.6894358965755276E-3,null,5.9615721448171607E-4,3.0836107773326839E-4,2.6692533581630326E-4,1.9354838709677958E-6,3.0754422900042531E-5,1.204133534802298E-3]
[2004,7,12,8,1.3628340134881753E-3,5.3470380878853005E-4,4.6657778024696537E-4,2.2344489247311912E-6,0,2.3663500514484017E-3,null,1.036274460814525E-3,3.5758230334562375E-4,3.3426103224804812E-4,1.9354838709677958E-6,0,1.7300532802791647E-3]
[2004,7,12,13,1.5309316420096047E-3,5.7915647214797246E-4,5.3518627861296613E-4,2.2344489247311912E-6,0,2.647508841695274E-3,null,1.1640928727680037E-3,3.8730994974098265E-4,3.8341285313559474E-4,1.9354838709677958E-6,0,1.936751159515549E-3]
[2004,7,12,14,1.5168305742566221E-3,5.5692951687152372E-4,5.2220016892109804E-4,2.2344489247311912E-6,0,2.5981947089739749E-3,null,1.153370674585387E-3,3.7244570951400484E-4,3.7410947304708601E-4,1.9354838709677958E-6,0,1.9018613410174455E-3]
[2004,7,12,17,1.8463965228464659E-3,5.450633543669758E-4,4.8447437487135806E-4,2.2344489247311912E-6,0,2.8781687010095312E-3,null,1.4039666916334538E-3,3.6451023261911735E-4,3.4708233331752454E-4,1.9354838709677958E-6,0,2.1174947414410636E-3]
[2004,7,12,20,1.8958754451883491E-3,4.6359374314728594E-4,3.8488515914200097E-4,2.2344489247311912E-6,0,2.7465887964023671E-3,null,1.4415895738509907E-3,3.1002756248700575E-4,2.7573561373553271E-4,1.9354838709677958E-6,0,2.0292882339444968E-3]
[2004,7,12,24,1.0471382150720775E-3,3.9771622023216833E-4,3.0690120717063822E-4,2.2344489247311912E-6,8.0172213000000685E-5,1.8341623043996163E-3,null,7.9622505637698946E-4,2.6597207607469879E-4,2.1986712323233658E-4,1.9354838709677958E-6,3.5482597246656072E-5,1.3194823368016487E-3]
[2004,7,13,5,7.968097659604821E-4,4.7028392218173614E-4,3.5754179557363536E-4,2.2344489247311912E-6,7.0825201900316534E-5,1.6976951345409014E-3,null,6.0587980812060258E-4,3.145016088461545E-4,2.5614655202184003E-4,1.9354838709677958E-6,3.1345799497165065E-5,1.20980925235673E-3]
[2004,7,13,7,1.1960280270917874E-3,5.2012321539031826E-4,4.5536318729175358E-4,2.2344489247311912E-6,0,2.1737488786985901E-3,null,9.0943819029092336E-4,3.4783155520098024E-4,3.2622678463457069E-4,1.9354838709677958E-6,0,1.585432013997442E-3]
[2004,7,13,11,1.5579644784324078E-3,5.9393150935998671E-4,5.5297368931905833E-4,2.2344489247311912E-6,0,2.7071041260361842E-3,null,1.1846481551509459E-3,3.9719073187017607E-4,3.9615593374370099E-4,1.9354838709677958E-6,0,1.9799303046357905E-3]
[2004,7,13,14,1.5207709596918421E-3,5.6359359641019763E-4,5.4309500187431153E-4,2.2344489247311912E-6,0,2.6296940069010823E-3,null,1.1563668727664353E-3,3.7690230187775947E-4,3.8907874232496458E-4,1.9354838709677958E-6,0,1.9242834008401273E-3]
[2004,7,13,15,1.5486645303886821E-3,5.7762069473311559E-4,5.4262398700342463E-4,2.2344489247311912E-6,0,2.6711436610499534E-3,null,1.177576642003172E-3,3.8628290109011377E-4,3.887413025161861E-4,1.9354838709677958E-6,0,1.9545363294804397E-3]
[2004,7,13,18,1.7786042744397507E-3,5.0609289227184179E-4,4.4156941102999081E-4,2.2344489247311912E-6,0,{"$f":"SUM(E4676:I4676)","v":2.7285010266663145E-3},null,1.3524186858089847E-3,3.3844879941183576E-4,3.1634478406134377E-4,1.9354838709677958E-6,0,2.0091477531531321E-3]
[2004,7,13,21,1.7863389944234292E-3,4.8853789938624879E-4,3.9657476223880583E-4,2.2344489247311912E-6,7.7499805926724741E-5,2.7511859108999394E-3,null,1.3583000277048495E-3,3.2670892644278234E-4,2.8411016341005807E-4,1.9354838709677958E-6,3.4299844016928401E-5,2.0053544454455858E-3]
[2004,7,14,2,9.0890035689610493E-4,4.3891478946616371E-4,3.3842420405935311E-4,2.2344489247311912E-6,8.0172213000000685E-5,1.7686460123463538E-3,null,6.9111147649296076E-4,2.9352355231088644E-4,2.4245051645349798E-4,1.9354838709677958E-6,3.5482597246656072E-5,1.264503626374969E-3]
[2004,7,14,5,8.6229631329586107E-4,4.8656190021179562E-4,3.7729298114026863E-4,2.2344489247311912E-6,7.2161405477040618E-5,1.8005470490496972E-3,null,6.5567460033956243E-4,3.2538748020545158E-4,2.7029650076592943E-4,1.9354838709677958E-6,3.1937176129770195E-5,1.2852312413116815E-3]
[2004,7,14,9,1.5537023695194351E-3,5.7977556472727616E-4,5.4695946738631224E-4,2.2344489247311912E-6,0,2.6826718505577546E-3,null,1.1814073242265553E-3,3.8772396689749623E-4,3.9184728443265903E-4,1.9354838709677958E-6,0,1.9629140594276786E-3]
[2004,7,14,12,1.6785319534673726E-3,6.0047838607470171E-4,5.6883419388881955E-4,2.2344489247311912E-6,0,2.8500789823556246E-3,null,1.2763254936581057E-3,4.015689450358382E-4,4.0751855934206767E-4,1.9354838709677958E-6,0,2.0873484819069793E-3]
[2004,7,14,15,1.6884035610363109E-3,5.8111408229383926E-4,5.612180404539987E-4,2.2344489247311912E-6,0,2.8329701327088797E-3,null,1.2838316864223231E-3,3.8861909834532455E-4,4.0206227013014846E-4,1.9354838709677958E-6,0,2.0764485387687638E-3]
[2004,7,14,16,1.8178148182791329E-3,5.7470757780979809E-4,5.5274866246243434E-4,2.2344489247311912E-6,0,2.9475055074760963E-3,null,1.3822336777839794E-3,3.843347588808501E-4,3.9599472223178787E-4,1.9354838709677958E-6,0,2.1644986427675852E-3]
[2004,7,14,19,1.8287406907387528E-3,4.7094041905764469E-4,4.295882723381297E-4,2.2344489247311912E-6,0,2.731503831059258E-3,null,1.3905415146004687E-3,3.1494064006524841E-4,3.0776137534323309E-4,1.9354838709677958E-6,0,2.0151790138799182E-3]
[2004,7,14,23,1.3297093796219299E-3,4.3093731816824191E-4,3.4826897659654424E-4,2.2344489247311912E-6,8.0172213000000685E-5,2.1913223363114478E-3,null,1.0110870852723165E-3,2.8818863134212136E-4,2.4950341089006312E-4,1.9354838709677958E-6,3.5482597246656072E-5,1.5861972086221249E-3]
[2004,7,15,3,7.6207241532298383E-4,4.5007483210804275E-4,3.3263409930632266E-4,2.2344489247311912E-6,8.0172213000000685E-5,1.6271880086620812E-3,null,5.794661517650035E-4,3.0098681269491104E-4,2.3830242695264809E-4,1.9354838709677958E-6,3.5482597246656072E-5,1.1561734725301866E-3]
[2004,7,15,6,1.0069080626876816E-3,5.038564175501892E-4,3.9444621553559134E-4,2.2344489247311912E-6,0,1.9074451446981931E-3,null,7.6563477241135683E-4,3.3695316057553363E-4,2.8258525106247893E-4,1.9354838709677958E-6,0,1.3871086679203371E-3]
[2004,7,15,10,1.4632264497707749E-3,5.7153263077281975E-4,5.444437897053169E-4,2.2344489247311912E-6,0,2.5814373191736422E-3,null,1.1126110628870928E-3,3.8221151820849486E-4,3.900450275441982E-4,1.9354838709677958E-6,0,1.8868030925107537E-3]
[2004,7,15,13,1.5127927583857778E-3,5.722770686984876E-4,5.4438309750015732E-4,2.2344489247311912E-6,0,2.6316873735091539E-3,null,1.1503003920542681E-3,3.8270935986172951E-4,3.900015470356851E-4,1.9354838709677958E-6,0,1.9249467828226505E-3]
[2004,7,15,16,1.6581841548851692E-3,5.6662533332661963E-4,5.248329600793251E-4,2.2344489247311912E-6,0,2.7518768972158453E-3,null,1.2608533937575712E-3,3.7892977101467915E-4,3.7599563121299074E-4,1.9354838709677958E-6,0,2.0177142798562088E-3]
[2004,7,15,18,1.7596364367628678E-3,5.0448005651950768E-4,4.3538699603313592E-4,2.2344489247311912E-6,0,2.7017379382402425E-3,null,1.33799588334963E-3,3.3737021812298265E-4,3.1191563954112959E-4,1.9354838709677958E-6,0,1.98921722488471E-3]
[2004,7,15,21,1.7657187629879154E-3,4.8600023631425408E-4,3.9007477893623476E-4,2.2344489247311912E-6,8.0172213000000685E-5,2.7242004401631359E-3,null,1.3426207747648559E-3,3.2501186838655689E-4,2.7945350974952057E-4,1.9354838709677958E-6,3.5482597246656072E-5,1.9845042340185574E-3]
[2004,7,16,1,9.5973688168007627E-4,3.902376334122019E-4,3.0020767167187364E-4,2.2344489247311912E-6,8.0172213000000685E-5,1.7325888486888839E-3,null,7.2976665517855731E-4,2.6097078328998356E-4,2.150718068243805E-4,1.9354838709677958E-6,3.5482597246656072E-5,1.2432273264105453E-3]
[2004,7,16,4,7.7853752777051418E-4,4.4507168068602188E-4,3.3099626346047323E-4,2.2344489247311912E-6,8.0172213000000685E-5,1.637012133841741E-3,null,5.9198592699437563E-4,2.9764096331050781E-4,2.3712906481740729E-4,1.9354838709677958E-6,3.5482597246656072E-5,1.1641740362399147E-3]
[2004,7,16,7,1.1841338106263646E-3,5.2786382585782174E-4,4.6310824708038962E-4,2.2344489247311912E-6,0,2.1773403324893068E-3,null,9.0039404211695044E-4,3.5300807587425233E-4,3.3177542365977672E-4,1.9354838709677958E-6,0,1.5871130255219472E-3]
[2004,7,16,9,1.5066508987222776E-3,5.5490596154952508E-4,5.066125082088972E-4,2.2344489247311912E-6,0,2.5704038174054309E-3,null,{"$f":"E4739*T$5","v":1.1456302324836967E-3},{"$f":"F4739*U$5","v":3.7109246018027188E-4},{"$f":"G4739*V$5","v":3.6294231554285448E-4},{"$f":"H4739*W$5","v":1.9354838709677958E-6},{"$f":"I4739*X$5","v":0},{"$f":"SUM(L4739:P4739)","v":1.8816004920777908E-3}]
[2004,7,16,15,1.3893890162428927E-3,5.6313490685799643E-4,5.1829388704692047E-4,2.2344489247311912E-6,0,2.4730522590725402E-3,null,1.056466407074466E-3,3.7659555398499939E-4,3.7131097327535817E-4,1.9354838709677958E-6,0,1.8063084182057914E-3]
[2004,7,16,18,1.5334372471167725E-3,5.2276860587638656E-4,4.5021806106062981E-4,2.2344489247311912E-6,0,2.5086583629785196E-3,null,1.165998089805256E-3,3.4960065579033289E-4,3.2254076425839324E-4,1.9354838709677958E-6,0,1.8400749937249499E-3]
[2004,7,16,19,1.4853120919807996E-3,4.9160781962656131E-4,4.1655458989402341E-4,2.2344489247311912E-6,0,2.3957089504261153E-3,null,1.1294045878112008E-3,3.2876193061551391E-4,2.9842391365473561E-4,1.9354838709677958E-6,0,1.758525915952418E-3]
[2004,7,16,22,1.4231574343945442E-3,4.3624058028376062E-4,3.3423179925263721E-4,2.2344489247311912E-6,8.0172213000000685E-5,2.2760364758556738E-3,null,1.0821433046029453E-3,2.9173517926518424E-4,2.3944703532425779E-4,1.9354838709677958E-6,3.5482597246656072E-5,1.6507436003100114E-3]
[2004,7,17,2,8.2968019283590551E-4,4.3359508922517071E-4,2.7607065782016629E-4,2.2344489247311912E-6,8.0172213000000685E-5,1.6217526018059744E-3,null,6.3087388924122927E-4,2.8996601141812118E-4,1.9777980641838902E-4,1.9354838709677958E-6,3.5482597246656072E-5,1.1560377881953633E-3]
[2004,7,17,5,7.2552797385383916E-4,4.5526250647434283E-4,2.8398567524900444E-4,2.2344489247311912E-6,7.6170016127040645E-5,1.5431806206289581E-3,null,5.5167841605808685E-4,3.0445606149848983E-4,2.0345020481289536E-4,1.9354838709677958E-6,3.3711305992102997E-5,1.0952314722325429E-3]
[2004,7,17,10,1.5101375230516701E-3,5.8082559849688496E-4,4.3417708991927293E-4,2.2344489247311912E-6,0,2.527374660392559E-3,null,1.1482813988849198E-3,3.8842617527483711E-4,3.110488505861798E-4,1.9354838709677958E-6,0,1.8496919086169045E-3]
[2004,7,17,13,1.4457445951986643E-3,5.4579115809485286E-4,4.129960619896582E-4,2.2344489247311912E-6,0,2.4067662642079063E-3,null,1.0993181752416018E-3,3.6499695017960652E-4,2.958745483378382E-4,1.9354838709677958E-6,0,1.7621251576300143E-3]
[2004,7,17,16,1.3648123054840326E-3,5.4048201785866876E-4,4.0598061461862153E-4,2.2344489247311912E-6,0,2.3135093868860536E-3,null,1.0377787184504886E-3,3.6144647127289942E-4,2.9084861101462634E-4,1.9354838709677958E-6,0,1.6920092846089822E-3]
[2004,7,17,19,1.3393583358031519E-3,4.960788874805173E-4,3.4281532208002953E-4,2.2344489247311912E-6,0,2.1804869942884299E-3,null,1.0184239779277371E-3,3.317519499782981E-4,2.455963577353897E-4,1.9354838709677958E-6,0,1.5977077695123929E-3]
[2004,7,17,20,1.4131709055431967E-3,4.7697430693262381E-4,3.2386192594890408E-4,2.2344489247311912E-6,1.3362035767240826E-6,2.2175777909261797E-3,null,1.074549727763495E-3,3.1897579277783658E-4,2.3201795339722607E-4,1.9354838709677958E-6,5.9137663260513368E-7,1.6280703344421308E-3]
[2004,7,17,23,1.1722100341675348E-3,4.040041279565868E-4,2.5481216622049981E-4,2.2344489247311912E-6,8.0172213000000685E-5,1.9134329902693533E-3,null,8.9132741705589787E-4,2.7017710414887049E-4,1.825500084147641E-4,1.9354838709677958E-6,3.5482597246656072E-5,1.3814726107371565E-3]
[2004,7,18,3,6.7759087181417255E-4,4.3385027490591802E-4,2.8354881268394835E-4,2.2344489247311912E-6,8.0172213000000685E-5,1.4773966213287709E-3,null,5.152279062546071E-4,2.9013666642749763E-4,2.0313723206080912E-4,1.9354838709677958E-6,3.5482597246656072E-5,1.0459198858605377E-3]
[2004,7,18,7,8.6240647494440425E-4,4.8497027478563792E-4,3.7110774444637344E-4,2.2344489247311912E-6,0,1.7207189431011469E-3,null,6.5575836527484921E-4,3.2432308328776661E-4,2.6586533475346833E-4,1.9354838709677958E-6,0,1.2478822671870519E-3]
[2004,7,18,10,1.3068317417562652E-3,5.315944305634403E-4,4.5799704855106939E-4,2.2344489247311912E-6,0,2.2986576697955059E-3,null,9.9369134110294959E-4,3.5550291170968339E-4,3.2811370943169887E-4,1.9354838709677958E-6,0,1.6792434461152996E-3]
[2004,7,18,14,1.3135878270774579E-3,4.5377019515915819E-4,4.0217472797491845E-4,2.2344489247311912E-6,0,2.1717671991362654E-3,null,9.988285468111608E-4,3.0345808073115342E-4,2.8812203539958125E-4,1.9354838709677958E-6,0,1.5923441468128634E-3]
[2004,7,18,17,1.5417616901585206E-3,4.5040857158005706E-4,3.6983294147925356E-4,2.2344489247311912E-6,0,2.3642376521425621E-3,null,1.1723278465029109E-3,3.0121000042456386E-4,2.6495205303765916E-4,1.9354838709677958E-6,0,1.7404253838361017E-3]
[2004,7,18,18,1.5166474327525103E-3,4.5684237339252214E-4,3.675487529144699E-4,2.2344489247311912E-6,0,2.3432730079842334E-3,null,1.1532314170811366E-3,3.0551259493306936E-4,2.6331563728912172E-4,1.9354838709677958E-6,0,1.7239951331742955E-3]
[2004,7,18,24,8.9102588896858585E-4,3.9349998438857858E-4,2.8969363625597525E-4,2.2344489247311912E-6,8.0172213000000685E-5,1.6566261715378718E-3,null,6.7752005271676144E-4,2.6315247520479837E-4,2.0753944570476074E-4,1.9354838709677958E-6,3.5482597246656072E-5,1.1856300547439444E-3]
[2004,7,19,1,8.1282707372800733E-4,3.7990174345651747E-4,2.9380152917395536E-4,2.2344489247311912E-6,8.0172213000000685E-5,1.5689370082832121E-3,null,{"$f":"E4803*T$5","v":6.1805908072916414E-4},{"$f":"F4803*U$5","v":2.5405867367577612E-4},{"$f":"G4803*V$5","v":2.1048238166369491E-4},{"$f":"H4803*W$5","v":1.9354838709677958E-6},{"$f":"I4803*X$5","v":3.5482597246656072E-5},{"$f":"SUM(L4803:P4803)","v":1.120018217186259E-3}]
[2004,7,19,5,6.7213816645771455E-4,4.4068134329953382E-4,3.3754973319476361E-4,2.2344489247311912E-6,7.8842423200316603E-5,1.5314461150770595E-3,null,5.1108176721836342E-4,2.9470493231667272E-4,2.4182403669761716E-4,1.9354838709677958E-6,3.4894059221830668E-5,1.084440279325452E-3]
[2004,7,19,8,1.2028124139460078E-3,5.0352862619252627E-4,4.3648226710280946E-4,2.2344489247311912E-6,0,2.1450577561660748E-3,null,9.1459691597558688E-4,3.3673395063768888E-4,3.1270030279308884E-4,1.9354838709677958E-6,0,1.5659666532773322E-3]
[2004,7,19,11,1.4085473871783903E-3,5.5263863881659179E-4,5.020226688984455E-4,2.2344489247311912E-6,0,2.4654431438181582E-3,null,1.0710340875951868E-3,3.6957619178654735E-4,3.5965410832271603E-4,1.9354838709677958E-6,0,1.8021998715754179E-3]
[2004,7,19,15,1.371577865569514E-3,5.2563912207978904E-4,4.8216170502710624E-4,2.2344489247311912E-6,0,2.3816131416011404E-3,null,1.0429231285989746E-3,3.5152030883737063E-4,3.4542551329283462E-4,1.9354838709677958E-6,0,1.7418044346001478E-3]
[2004,7,19,18,1.6637136109061718E-3,4.7644897535758759E-4,3.9183896112165095E-4,2.2344489247311912E-6,0,2.5342359963101413E-3,null,1.2650578926180717E-3,3.186244781405849E-4,2.8071738767799522E-4,1.9354838709677958E-6,0,1.8663352423076195E-3]
[2004,7,19,21,1.7186847219591613E-3,4.2222557136499072E-4,3.378734193297539E-4,2.2344489247311912E-6,8.0172213000000685E-5,2.5611903745786377E-3,null,1.3068569363042573E-3,2.823626648222112E-4,2.420559287125969E-4,1.9354838709677958E-6,3.5482597246656072E-5,1.8686936109566894E-3]
[2004,7,19,23,1.1684877722658875E-3,3.6217615399572348E-4,2.6453911619110421E-4,2.2344489247311912E-6,8.0172213000000685E-5,1.8776097043774473E-3,null,8.884970760848303E-4,2.4220471452424073E-4,1.8951849357511265E-4,1.9354838709677958E-6,3.5482597246656072E-5,1.3576383653018077E-3]
[2004,7,20,2,7.9453422657432143E-4,4.185961504179134E-4,3.0892557771827284E-4,2.2344489247311912E-6,8.0172213000000685E-5,1.6044626166352397E-3,null,6.0414952891776679E-4,2.7993549546090216E-4,2.2131740273031596E-4,1.9354838709677958E-6,3.5482597246656072E-5,1.1428205082266089E-3]
[2004,7,20,6,9.7260001315353306E-4,4.9991778308170235E-4,3.8596397596155432E-4,2.2344489247311912E-6,6.413777040000056E-9,1.8607226348985608E-3,null,7.3954754888983572E-4,3.3431920517418918E-4,2.7650848899658689E-4,1.9354838709677958E-6,2.8386077797324861E-9,1.3523135655393594E-3]
[2004,7,20,9,1.3814624239251165E-3,5.4958382269472959E-4,4.9959653635887912E-4,2.2344489247311912E-6,0,2.4328772319034565E-3,null,1.0504391689083331E-3,3.6753328846848843E-4,3.5791600247760526E-4,1.9354838709677958E-6,0,1.7778239437253947E-3]
[2004,7,20,13,1.4114056753860547E-3,5.5749509284444554E-4,5.1681386498300642E-4,2.2344489247311912E-6,0,2.4879490821382373E-3,null,1.0732074785158234E-3,3.7282393752695385E-4,3.7025067052675329E-4,1.9354838709677958E-6,0,1.8182175704404982E-3]
[2004,7,20,14,1.3590301543392376E-3,5.3750118387866795E-4,5.0625705448939626E-4,2.2344489247311912E-6,0,2.4050228416320329E-3,null,1.0333820747648909E-3,3.5945304339200481E-4,3.6268766490961195E-4,1.9354838709677958E-6,0,1.7574582669374755E-3]
[2004,7,20,20,1.6957157673646527E-3,4.3963421092215686E-4,3.5977904055245361E-4,2.2344489247311912E-6,4.0086106500000342E-6,2.501372078413994E-3,null,1.2893917565374446E-3,2.9400466424067266E-4,2.5774933691145846E-4,1.9354838709677958E-6,1.7741298623328035E-6,1.8448553714228765E-3]
[2004,7,20,21,1.6558106439389631E-3,4.6389072245309995E-4,3.6133923248686528E-4,2.2344489247311912E-6,8.0172213000000685E-5,2.5634472608036603E-3,null,1.2590486187433921E-3,3.1022616691523969E-4,2.5886707416466727E-4,1.9354838709677958E-6,3.5482597246656072E-5,1.865559940940923E-3]
[2004,7,20,24,9.578944384922199E-4,4.0146507160157069E-4,2.9772358979672221E-4,2.2344489247311912E-6,8.0172213000000685E-5,1.7394897618152449E-3,null,7.2836569453171341E-4,2.6847911433688828E-4,2.1329218549021134E-4,1.9354838709677958E-6,3.5482597246656072E-5,1.247555075476437E-3]
[2004,7,21,3,6.9245997256944239E-4,4.3808045483493218E-4,3.1455332035750736E-4,2.2344489247311912E-6,8.0172213000000685E-5,1.5275004096866141E-3,null,5.2653410291206076E-4,2.9296559238186943E-4,2.2534917437366591E-4,1.9354838709677958E-6,3.5482597246656072E-5,1.08226695078522E-3]
[2004,7,21,7,1.1118301624144702E-3,5.039047228854684E-4,4.319110646691395E-4,2.2344489247311912E-6,0,2.0498803988938091E-3,null,8.4541564905943518E-4,3.3698546469001557E-4,3.0942544721963112E-4,1.9354838709677958E-6,0,1.4937620448400497E-3]
[2004,7,21,11,1.4371620343246055E-3,5.7293563538303829E-4,5.1593565649021237E-4,2.2344489247311912E-6,0,2.5282677751225871E-3,null,1.0927921503888693E-3,3.8314977526198981E-4,3.6962151309629239E-4,1.9354838709677958E-6,0,1.8474989226181192E-3]
[2004,7,21,15,1.3323821941037103E-3,5.3916256529845945E-4,4.9255058922489318E-4,2.2344489247311912E-6,0,2.3663297975517941E-3,null,1.0131194453092331E-3,3.6056408951709351E-4,3.5286821481629685E-4,1.9354838709677958E-6,0,1.7284872335135912E-3]
[2004,7,21,18,1.5780881276692628E-3,4.8096125872285522E-4,3.9625766129159219E-4,2.2344489247311912E-6,0,{"$f":"SUM(E4868:I4868)","v":2.4575414966084416E-3},null,1.1999498159226546E-3,3.2164206030959219E-4,2.8388298909008431E-4,1.9354838709677958E-6,0,1.807410349193299E-3]
[2004,7,21,21,1.5984371786331233E-3,4.4949642371780392E-4,3.4410165843537662E-4,2.2344489247311912E-6,8.0172213000000685E-5,2.4744419227110356E-3,null,1.2154228681116655E-3,3.0060000302373132E-4,2.4651790208696364E-4,1.9354838709677958E-6,3.5482597246656072E-5,1.7999588543399843E-3]
[2004,7,21,22,1.3859004953310113E-3,4.0797775360047392E-4,2.9937631886401219E-4,2.2344489247311912E-6,8.0172213000000685E-5,2.1756612297202291E-3,null,1.0538137985460455E-3,2.7283445984191049E-4,2.1447621727965123E-4,1.9354838709677958E-6,3.5482597246656072E-5,1.578542556785231E-3]
[2004,7,22,1,8.8366182371527524E-4,3.9767870916251901E-4,3.0183732994539853E-4,2.2344489247311912E-6,8.0172213000000685E-5,1.6655845247479247E-3,null,6.7192055000825075E-4,2.6594699060781846E-4,2.1623931046424881E-4,1.9354838709677958E-6,3.5482597246656072E-5,1.1915249321979419E-3]
[2004,7,22,4,7.2235281058557164E-4,4.4542023492350125E-4,3.3115761219710356E-4,2.2344489247311912E-6,8.0172213000000685E-5,1.5813373196309083E-3,null,5.4926407904326558E-4,2.9787405839049453E-4,2.3724465668127493E-4,1.9354838709677958E-6,3.5482597246656072E-5,1.121800875232659E-3]
[2004,7,22,9,1.4136051371037145E-3,5.5466489411843658E-4,5.0905472639285938E-4,2.2344489247311912E-6,0,2.4795592065397411E-3,null,1.0748799096284842E-3,3.7093124672741553E-4,3.6469194530600789E-4,1.9354838709677958E-6,0,1.8124385855328754E-3]
[2004,7,22,12,1.4684216725371984E-3,5.7756087067760864E-4,5.2770168761099114E-4,2.2344489247311912E-6,0,2.5759186797505293E-3,null,1.1165614167950551E-3,3.8624289385019505E-4,3.780508165787952E-4,1.9354838709677958E-6,0,1.8827906110950132E-3]
[2004,7,22,16,1.569271535015887E-3,5.5432640906636222E-4,5.0945938036464113E-4,2.2344489247311912E-6,0,2.6352917733716212E-3,null,1.1932458375161327E-3,3.7070488539880811E-4,3.6498184349670066E-4,1.9354838709677958E-6,0,1.9308680502826093E-3]
[2004,7,22,19,1.6660063848690392E-3,4.6265407054864755E-4,3.8781363372398847E-4,2.2344489247311912E-6,0,2.5187085380664062E-3,null,1.2668012766829137E-3,3.0939915796343749E-4,2.7783360249138215E-4,1.9354838709677958E-6,0,1.8559695210087013E-3]
[2004,7,22,22,1.4596716244381952E-3,4.3015269939105315E-4,3.2493676361482063E-4,2.2344489247311912E-6,8.0172213000000685E-5,2.2971677493688007E-3,null,1.1099080376702653E-3,2.8766391880971756E-4,2.327879779524421E-4,1.9354838709677958E-6,3.5482597246656072E-5,1.6677780155500488E-3]
[2004,7,22,23,1.1815502002607144E-3,4.0399959936928981E-4,3.0817440894446145E-4,2.2344489247311912E-6,8.0172213000000685E-5,1.9761308704991975E-3,null,8.9842951128478682E-4,2.7017407566347362E-4,2.2077925783710266E-4,1.9354838709677958E-6,3.5482597246656072E-5,1.4268009259029871E-3]
[2004,7,23,5,8.2941564107678271E-4,4.7410679860055669E-4,3.5717477647198624E-4,2.2344489247311912E-6,8.0172213000000685E-5,1.7431038780740574E-3,null,6.306727288439768E-4,3.170581512398672E-4,2.5588361583206464E-4,1.9354838709677958E-6,3.5482597246656072E-5,1.2410325770335325E-3]
[2004,7,23,7,1.2270300971915225E-3,5.3546437979408792E-4,4.77045401559827E-4,2.2344489247311912E-6,0,2.2417743274701684E-3,null,9.3301160653881177E-4,3.5809093396982198E-4,3.417601418356645E-4,1.9354838709677958E-6,0,1.634798166215266E-3]
[2004,7,23,10,1.5830495880358531E-3,5.8952730072370436E-4,5.4464539356204045E-4,2.2344489247311912E-6,0,2.719456731246329E-3,null,1.2037224211081396E-3,3.9424542450057888E-4,3.9018945858250849E-4,1.9354838709677958E-6,0,1.9900927880621947E-3]
[2004,7,23,13,1.508583962628043E-3,5.623811178831667E-4,5.2431694770296616E-4,2.2344489247311912E-6,0,2.5975164771389067E-3,null,1.1471000994937957E-3,3.7609145883283121E-4,3.7562595473700596E-4,1.9354838709677958E-6,0,1.9007529969346005E-3]
[2004,7,23,17,1.6529683988652623E-3,5.4621137880989828E-4,4.8935743091277383E-4,2.2344489247311912E-6,0,2.6907716575126656E-3,null,1.2568874267331388E-3,3.652779721000225E-4,3.5058060396398518E-4,1.9354838709677958E-6,0,1.9746814866681141E-3]
[2004,7,23,20,1.6011682404097941E-3,4.8112985455408972E-4,4.0534343278162104E-4,2.2344489247311912E-6,8.0172213000000685E-6,2.4978931979702359E-3,null,1.2174995183435063E-3,3.2175480849779735E-4,2.9039212751373448E-4,1.9354838709677958E-6,3.5482597246656069E-6,1.8351301979506716E-3]
[2004,7,23,22,1.4711387264109317E-3,4.4302975627180864E-4,3.4681604760048346E-4,2.2344489247311912E-6,8.0172213000000685E-5,2.3433911922079555E-3,null,1.1186274156695624E-3,2.9627542967620226E-4,2.4846251788879475E-4,1.9354838709677958E-6,3.5482597246656072E-5,1.7007834443521835E-3]
[2004,7,24,1,9.5858619333656712E-4,4.2825292197269985E-4,3.4565665895882355E-4,2.2344489247311912E-6,8.0172213000000685E-5,1.8149024361928223E-3,null,7.2889169246781352E-4,2.8639344574793424E-4,2.4763192016094587E-4,1.9354838709677958E-6,3.5482597246656072E-5,1.3003351394943175E-3]
[2004,7,24,4,7.755760712051989E-4,4.4927169702154698E-4,3.4462050568368472E-4,2.2344489247311912E-6,8.0172213000000685E-5,1.6518749358351626E-3,null,5.8973408871100834E-4,3.0044971741074328E-4,2.4688960949383314E-4,1.9354838709677958E-6,3.5482597246656072E-5,1.1744914967332085E-3]
[2004,7,24,8,1.2708821834234076E-3,5.4486889662439572E-4,4.7676538312830142E-4,2.2344489247311912E-6,0,2.2947509121008357E-3,null,9.6635594382844835E-4,3.6438018931972003E-4,3.4155953380430757E-4,1.9354838709677958E-6,0,1.6742311508234438E-3]
[2004,7,24,11,1.6244160438664051E-3,5.6622986719139477E-4,4.961819233966668E-4,2.2344489247311912E-6,0,2.689062283379198E-3,null,1.2351767297674129E-3,3.7866530367929713E-4,3.5546973927820362E-4,1.9354838709677958E-6,0,1.9712472565958815E-3]
[2004,7,24,14,1.5161639930141039E-3,5.2182349481228526E-4,4.6756085575105504E-4,2.2344489247311912E-6,0,2.5077827925021755E-3,null,1.1528638182031403E-3,3.4896861430182269E-4,3.3496531746411831E-4,1.9354838709677958E-6,0,1.8387332338400493E-3]
[2004,7,24,19,1.5197574989699539E-3,4.9090326585267191E-4,4.0476066745245257E-4,2.2344489247311912E-6,0,2.4176558811998096E-3,null,1.1555962554698775E-3,3.282907614239777E-4,2.8997462854843202E-4,1.9354838709677958E-6,0,1.7757971293132549E-3]
[2004,7,24,22,1.4719807329554543E-3,4.4961071514903491E-4,3.5549939131350564E-4,2.2344489247311912E-6,8.0172213000000685E-5,2.3594975013427263E-3,null,1.119267662294824E-3,3.0067643523266739E-4,2.5468335299016429E-4,1.9354838709677958E-6,3.5482597246656072E-5,1.7120455316352796E-3]
[2004,7,25,1,8.783233108182266E-4,4.2404326852347194E-4,3.1443967649407806E-4,2.2344489247311912E-6,8.0172213000000685E-5,1.6992129177605085E-3,null,6.6786124086334561E-4,2.8357824684356831E-4,2.2526775876257867E-4,1.9354838709677958E-6,3.5482597246656072E-5,1.2141253275871164E-3]
[2004,7,25,2,7.9398549075892773E-4,4.3685266086589526E-4,3.1785685008009598E-4,2.2344489247311912E-6,8.0172213000000685E-5,1.6311016636296511E-3,null,6.0373228007777689E-4,2.9214450715998403E-4,2.2771585641872622E-4,1.9354838709677958E-6,3.5482597246656072E-5,1.161010724774111E-3]
[2004,7,25,5,6.8958022123820405E-4,4.2646760578754695E-4,3.0923027465835755E-4,2.2344489247311912E-6,8.0172213000000685E-5,1.5076847636088405E-3,null,5.2434439181846921E-4,2.8519951844987817E-4,2.2153569069435406E-4,1.9354838709677958E-6,3.5482597246656072E-5,1.0684976820803252E-3]
[2004,7,25,9,1.3037148293135704E-3,5.3606471530434814E-4,4.9504793808564582E-4,2.2344489247311912E-6,0,2.3370619316282954E-3,null,9.913212969677196E-4,3.58492407366889E-4,3.5465734075289159E-4,1.9354838709677958E-6,0,1.7064065289584679E-3]
[2004,7,25,12,1.4268426274633031E-3,5.0278221646240476E-4,4.7132408441761425E-4,2.2344489247311912E-6,0,2.4031833772680533E-3,null,1.0849454591005067E-3,3.3623479034342962E-4,3.3766133247367083E-4,1.9354838709677958E-6,0,1.7607770657885749E-3]
[2004,7,25,16,1.495113100676146E-3,4.5600216274834199E-4,4.2983414630401554E-4,2.2344489247311912E-6,0,2.3831838586532345E-3,null,1.1368570984623056E-3,3.0495070542994022E-4,3.0793752193468979E-4,1.9354838709677958E-6,0,1.7516808096979034E-3]
[2004,7,25,20,1.7229206075137541E-3,4.3627839021845115E-4,3.7274235781080786E-4,2.2344489247311912E-6,1.0689628373276021E-5,2.5448654328410203E-3,null,1.3100778274588026E-3,2.9176046459757532E-4,2.6703638827048982E-4,1.9354838709677958E-6,4.7310129543932768E-6,1.8755411771522288E-3]
[2004,7,25,23,1.1984955127127711E-3,3.8975046116260573E-4,3.1350559291842936E-4,2.2344489247311912E-6,8.0172213000000685E-5,1.9841582287185382E-3,null,9.1131442195680899E-4,2.6064498763961899E-4,2.2459857185865663E-4,1.9354838709677958E-6,3.5482597246656072E-5,1.4339760625727085E-3]
[2004,7,25,24,9.6559267367703769E-4,3.9785522514799402E-4,3.1595956593948081E-4,2.2344489247311912E-6,8.0172213000000685E-5,1.7618141266892444E-3,null,7.3421929404303768E-4,2.6606503538630332E-4,2.2635662290577539E-4,1.9354838709677958E-6,3.5482597246656072E-5,1.2640590334527402E-3]
[2004,7,26,3,7.3202916460177777E-4,4.339129498541805E-4,3.4376654484973099E-4,2.2344489247311912E-6,8.0172213000000685E-5,1.5921153212304212E-3,null,5.5662180451940735E-4,2.9017858019731449E-4,2.4627782333096513E-4,1.9354838709677958E-6,3.5482597246656072E-5,1.1304962891653108E-3]
[2004,7,26,6,9.8167495987908754E-4,4.9584000533216006E-4,4.0603566073457351E-4,2.2344489247311912E-6,6.6874315003159882E-6,1.8924725063708683E-3,null,7.4644797508397994E-4,3.3159219792971761E-4,2.908880466078293E-4,1.9354838709677958E-6,2.959721699840207E-6,1.3738234251923348E-3]
[2004,7,26,9,1.4458732618644347E-3,5.6005991140107301E-4,4.9630393191780694E-4,2.2344489247311912E-6,0,2.5044715541080453E-3,null,1.0994160110590061E-3,3.7453915576940542E-4,3.5555714741452291E-4,1.9354838709677958E-6,0,1.8314477981139024E-3]
[2004,7,26,14,1.4797204122032888E-3,5.5086240293638982E-4,5.1430171584570497E-4,2.2344489247311912E-6,0,2.5471189799101141E-3,null,1.1251527751259154E-3,3.6838833692767357E-4,3.6845094152261826E-4,1.9354838709677958E-6,0,1.8639275374471751E-3]
[2004,7,26,17,1.8044204377043118E-3,5.3851376694772366E-4,4.7642073251759418E-4,2.2344489247311912E-6,0,2.8215893860943607E-3,null,1.3720488318154005E-3,3.6013020667420039E-4,3.4131262262727095E-4,1.9354838709677958E-6,0,2.0754271449878394E-3]
[2004,7,26,21,1.8726552854362738E-3,4.4674847919960899E-4,3.6805986818114081E-4,2.2344489247311912E-6,8.0172213000000685E-5,2.7698702947417551E-3,null,1.423933382202588E-3,2.9876231959202276E-4,2.6368180542628576E-4,1.9354838709677958E-6,3.5482597246656072E-5,2.0237955883385204E-3]
[2004,7,26,24,1.0211431881135033E-3,3.93415969473104E-4,3.0114036129576856E-4,2.2344489247311912E-6,8.0172213000000685E-5,1.7981061808071078E-3,null,7.7645890563614631E-4,2.6309629036658141E-4,2.1573999508719307E-4,1.9354838709677958E-6,3.5482597246656072E-5,1.2927132722075447E-3]
[2004,7,27,1,8.205421021734694E-4,3.9100475467097011E-4,2.8900663064240133E-4,2.2344489247311912E-6,8.0172213000000685E-5,1.5829601494115728E-3,null,{"$f":"E4995*T$5","v":6.2392544953370182E-4},{"$f":"F4995*U$5","v":2.6148379438537342E-4},{"$f":"G4995*V$5","v":2.0704726794732044E-4},{"$f":"H4995*W$5","v":1.9354838709677958E-6},{"$f":"I4995*X$5","v":3.5482597246656072E-5},{"$f":"SUM(L4995:P4995)","v":1.1298745929840196E-3}]
[2004,7,27,6,9.2521166566049179E-4,4.9140183002264299E-4,3.7547883252657312E-4,2.2344489247311912E-6,8.0236350770400704E-6,1.8023504122114792E-3,null,7.0351430216923736E-4,3.2862417540258348E-4,2.6899682638378407E-4,1.9354838709677958E-6,3.5510983324453403E-6,1.3066218861590179E-3]
[2004,7,27,8,1.2662865992722169E-3,5.2821444945269982E-4,4.7512711540730263E-4,2.2344489247311912E-6,0,2.2718626130569502E-3,null,9.6286154433352093E-4,3.5324255483363713E-4,3.4038586226934969E-4,1.9354838709677958E-6,0,1.6584254453074756E-3]
[2004,7,27,12,1.3815613613659614E-3,5.6020028143987342E-4,5.0413941318265152E-4,2.2344489247311912E-6,0,2.4481355049132173E-3,null,1.0505143991580562E-3,3.746330280047813E-4,3.6117056529816251E-4,1.9354838709677958E-6,0,1.7882534763319679E-3]
[2004,7,27,15,1.3377482038237349E-3,5.4037738860431234E-4,4.941829576048019E-4,2.2344489247311912E-6,0,2.3745429989575802E-3,null,1.0171996625435472E-3,3.6137650062904918E-4,3.5403766000373919E-4,1.9354838709677958E-6,0,1.7345493070473033E-3]
[2004,7,27,19,1.5784809016865041E-3,4.4527172573916447E-4,3.6777632308571801E-4,2.2344489247311912E-6,0,2.3937633994361176E-3,null,1.2002484742177297E-3,2.9777474311476563E-4,2.6347867085730839E-4,1.9354838709677958E-6,0,1.7634373720607716E-3]
[2004,7,27,22,1.3910303694875444E-3,4.0903357285456576E-4,3.0074188025178318E-4,2.2344489247311912E-6,8.0172213000000685E-5,2.1832124845186252E-3,null,1.0577144625469399E-3,2.7354053725259925E-4,2.154545192442943E-4,1.9354838709677958E-6,3.5482597246656072E-5,1.5841276001614575E-3]
[2004,7,27,23,1.1093621344615387E-3,3.9337501048156918E-4,2.9295746505431336E-4,2.2344489247311912E-6,8.0172213000000685E-5,1.8781012719221533E-3,null,8.4353900501409529E-4,2.6306889910754225E-4,2.0987768560687512E-4,1.9354838709677958E-6,3.5482597246656072E-5,1.3539036708461365E-3]
[2004,7,28,3,8.462806401845932E-4,4.7394013488998672E-4,3.5391758374705729E-4,2.2344489247311912E-6,8.0172213000000685E-5,1.7565450207463692E-3,null,6.434965706942047E-4,3.1694669515421715E-4,2.5355013007993712E-4,1.9354838709677958E-6,3.5482597246656072E-5,1.251411477045983E-3]
[2004,7,28,6,1.0841077894589426E-3,5.2633553540566561E-4,4.1273255847709835E-4,2.2344489247311912E-6,9.3598386537641509E-6,2.0347701709202016E-3,null,8.2433605550463447E-4,3.5198603411752482E-4,2.9568577176115977E-4,1.9354838709677958E-6,4.1424749650504733E-6,1.4780858202193374E-3]
[2004,7,28,9,1.6614469826331381E-3,6.266900877677958E-4,5.6544388658187335E-4,2.2344489247311912E-6,0,2.8558154059075379E-3,null,1.2633343892653095E-3,4.1909797795456916E-4,4.0508970895948386E-4,1.9354838709677958E-6,0,2.0894575600503302E-3]
[2004,7,28,13,1.6550470124167926E-3,6.1268409542816499E-4,5.6461246162857394E-4,2.2344489247311912E-6,0,2.8345780183982624E-3,null,1.258467967074835E-3,4.0973149333424529E-4,4.0449406772903449E-4,1.9354838709677958E-6,0,2.0746290120090827E-3]
[2004,7,28,16,1.8121180008700635E-3,6.1029754318992087E-4,5.5393925172632407E-4,2.2344489247311912E-6,0,2.9785892447110394E-3,null,1.3779019203355193E-3,4.0813549040256709E-4,3.9684767240039765E-4,1.9354838709677958E-6,0,2.1848205670094521E-3]
[2004,7,28,20,1.9370461200831776E-3,4.9560721368058799E-4,4.0581210756021217E-4,2.2344489247311912E-6,1.4698239023276055E-5,2.8553981292719849E-3,null,1.4728950142096516E-3,3.3143651889096649E-4,2.9072789085676716E-4,1.9354838709677958E-6,6.505142816726081E-6,2.1035000506450792E-3]
[2004,7,28,24,1.1247505156543535E-3,4.4576449104984783E-4,3.3276288159462365E-4,2.2344489247311912E-6,8.0172213000000685E-5,1.985684550223557E-3,null,8.5524005317224715E-4,2.9810427911564465E-4,2.3839468788414801E-4,1.9354838709677958E-6,3.5482597246656072E-5,1.4291571012896636E-3]
[2004,7,29,3,1.0684570570400889E-3,5.2467598400503842E-4,3.9455430857053938E-4,2.2344489247311912E-6,8.0172213000000685E-5,2.0700940115403986E-3,null,8.1243552019499041E-4,3.5087621181477884E-4,2.8266269000400211E-4,1.9354838709677958E-6,3.5482597246656072E-5,1.4833925031313951E-3]
[2004,7,29,4,1.0390304744307083E-3,5.2192721654661641E-4,3.9402451551648197E-4,2.2344489247311912E-6,8.0172213000000685E-5,2.0373888684185387E-3,null,7.9006007628520676E-4,3.4903797804313055E-4,2.8228314091138703E-4,1.9354838709677958E-6,3.5482597246656072E-5,1.4587992763573482E-3]
[2004,7,29,7,1.2777259267130051E-3,5.3652321431338205E-4,4.757886557568363E-4,2.2344489247311912E-6,0,2.2922722457079546E-3,null,9.7155980307850386E-4,3.5879902783421554E-4,3.4085979645453914E-4,1.9354838709677958E-6,0,1.6731541112382266E-3]
[2004,7,29,10,1.5858049930277266E-3,5.8889558041640101E-4,5.7222035328572079E-4,2.2344489247311912E-6,0,2.7491553756545791E-3,null,1.2058175814827852E-3,3.9382296257148297E-4,4.0994443812001876E-4,1.9354838709677958E-6,0,2.0115204660452546E-3]
[2004,7,29,14,1.6364062881437645E-3,5.7060246306506939E-4,5.6383451809713804E-4,2.2344489247311912E-6,0,2.7730777182307029E-3,null,1.2442938957616433E-3,3.8158947006526449E-4,4.039367411291462E-4,1.9354838709677958E-6,0,2.0317555908270215E-3]
[2004,7,29,17,1.8992319028839446E-3,5.6699163985645448E-4,5.2677086917447737E-4,2.2344489247311912E-6,0,2.9952288608396074E-3,null,{"$f":"E5059*T$5","v":1.4441417638861127E-3},{"$f":"F5059*U$5","v":3.7917473791133476E-4},{"$f":"G5059*V$5","v":3.7738396885351365E-4},{"$f":"H5059*W$5","v":1.9354838709677958E-6},{"$f":"I5059*X$5","v":0},{"$f":"SUM(L5059:P5059)","v":2.202635954521929E-3}]
[2004,7,29,22,1.6602004183648043E-3,4.616409235440311E-4,3.7934285195213461E-4,2.2344489247311912E-6,8.0172213000000685E-5,2.583590855785702E-3,null,1.2623865242265349E-3,3.0872161755025196E-4,2.7176504891064987E-4,1.9354838709677958E-6,3.5482597246656072E-5,1.8802912718050605E-3]
[2004,7,30,1,9.7963798835599795E-4,3.9351849999507137E-4,3.0682793876547011E-4,2.2344489247311912E-6,8.0172213000000685E-5,1.7623910890412714E-3,null,7.4489909859139702E-4,2.6316485748655645E-4,2.1981463300717048E-4,1.9354838709677958E-6,3.5482597246656072E-5,1.2652966702027479E-3]
[2004,7,30,4,7.9699972715041969E-4,4.4831717820337453E-4,3.3744679265389167E-4,2.2344489247311912E-6,8.0172213000000685E-5,1.665170359932418E-3,null,6.060242511912407E-4,2.9981138450198362E-4,2.4175028905486869E-4,1.9354838709677958E-6,3.5482597246656072E-5,1.1850040058657169E-3]
[2004,7,30,5,8.1559114336097614E-4,4.7165635479624863E-4,3.5247002026196882E-4,2.2344489247311912E-6,8.0172213000000685E-5,1.7221241803439256E-3,null,6.2016082954098552E-4,3.1541942092719419E-4,2.5251308098489847E-4,1.9354838709677958E-6,3.5482597246656072E-5,1.2255114125707021E-3]
[2004,7,30,8,1.3754798108594336E-3,5.1710850660813322E-4,4.855786174189323E-4,2.2344489247311912E-6,0,2.3804013838112301E-3,null,1.0458900975852344E-3,3.4581547360116438E-4,3.4787342382682613E-4,1.9354838709677958E-6,0,1.7415144788841927E-3]
[2004,7,30,14,1.4571427865011869E-3,5.5659214176009158E-4,5.1915346609426459E-4,2.2344489247311912E-6,0,2.5351228432802736E-3,null,1.1079851548072574E-3,3.7222009045639854E-4,3.7192678438301944E-4,1.9354838709677958E-6,0,1.8540675135176434E-3]
[2004,7,30,16,1.507303124699641E-3,5.6141192749406543E-4,5.166955552552159E-4,2.2344489247311912E-6,0,2.5876450563736535E-3,null,1.1461261733806307E-3,3.7544331433485111E-4,3.7016591224333203E-4,1.9354838709677958E-6,0,1.8936708838297818E-3]
[2004,7,30,19,1.5149195335054755E-3,4.9551282618972669E-4,4.2425082932567696E-4,2.2344489247311912E-6,0,2.4369176379456098E-3,null,1.1519175535857722E-3,3.3137339740981289E-4,3.0393757728331853E-4,1.9354838709677958E-6,0,1.7891640121498716E-3]
[2004,7,30,23,1.2059571524360654E-3,4.3937619343755531E-4,3.3041605113916152E-4,2.2344489247311912E-6,8.0172213000000685E-5,2.0581560589375139E-3,null,9.1698811853652541E-4,2.9383211546706977E-4,2.3671339485270809E-4,1.9354838709677958E-6,3.5482597246656072E-5,1.4849517099739273E-3]
[2004,7,31,2,8.4762511720434287E-4,4.1844488568389305E-4,3.2867187694364937E-4,2.2344489247311912E-6,8.0172213000000685E-5,1.6771485417566173E-3,null,6.4451888682729894E-4,2.7983433741579958E-4,2.354638508501975E-4,1.9354838709677958E-6,3.5482597246656072E-5,1.1972351562109199E-3]
[2004,7,31,5,7.1494913328591007E-4,4.3703309656487727E-4,3.2987058856655954E-4,2.2344489247311912E-6,8.0172213000000685E-5,1.564259480342079E-3,null,5.4363445604749478E-4,2.9226517324050803E-4,2.363226199588113E-4,1.9354838709677958E-6,3.5482597246656072E-5,1.1096403303644379E-3]
[2004,7,31,6,8.5774391320151398E-4,4.7379907373768903E-4,3.6543201046877261E-4,2.2344489247311912E-6,1.4704652800316055E-5,1.7139140991330229E-3,null,6.5221303722439838E-4,3.1685236073781289E-4,2.6179918163080144E-4,1.9354838709677958E-6,6.5079814245058131E-6,1.2393080448884863E-3]
[2004,7,31,11,1.586679683817735E-3,5.5980265986907678E-4,4.855553339165095E-4,2.2344489247311912E-6,0,2.6342721265280519E-3,null,1.2064826806201887E-3,3.7436711922536283E-4,3.478567432906247E-4,1.9354838709677958E-6,0,1.9306420270071441E-3]
[2004,7,31,14,1.4802445078194082E-3,5.1646554699344253E-4,4.5774167629112294E-4,2.2344489247311912E-6,0,2.4566861800287051E-3,null,1.1255512880017566E-3,3.4538549540351473E-4,3.2793075816648428E-4,1.9354838709677958E-6,0,1.8008030254427236E-3]
[2004,7,31,17,1.5838088294143978E-3,5.3066857568413912E-4,4.2852923385957328E-4,2.2344489247311912E-6,0,2.5452410878828409E-3,null,1.2042997345904805E-3,3.54883747763471E-4,3.0700266948534744E-4,1.9354838709677958E-6,0,1.8681216357102667E-3]
[2004,7,31,20,1.5359566583221023E-3,4.6065562681052707E-4,3.7151228639571807E-4,2.2344489247311912E-6,2.0043053250000171E-5,2.3904020737030786E-3,null,1.1679138047511215E-3,3.0806270196062196E-4,2.6615515269015616E-4,1.9354838709677958E-6,8.870649311664018E-6,1.7529377925845314E-3]
[2004,7,31,24,1.0598880950897335E-3,4.2116807478595881E-4,3.1909730808988597E-4,2.2344489247311912E-6,8.0172213000000685E-5,1.8825601398903104E-3,null,8.059198357191408E-4,2.8165546570319407E-4,2.2860453306036414E-4,1.9354838709677958E-6,3.5482597246656072E-5,1.353597915600323E-3]
[2004,8,1,3,6.2788463313992655E-4,4.6081201429409873E-4,3.3476688193739162E-4,2.2344489247311912E-6,8.0172213000000752E-5,1.5058701912961489E-3,null,4.7743217678830607E-4,3.0816728583616364E-4,2.3983037396170726E-4,1.9354838709677958E-6,3.5482597246656099E-5,1.0628479177038008E-3]
[2004,8,1,4,6.1663086131274797E-4,4.5456761256165891E-4,3.2991857873331811E-4,2.2344489247311912E-6,8.0172213000000752E-5,1.4835237145324569E-3,null,4.6887501119299613E-4,3.039913523234395E-4,2.3635700059877659E-4,1.9354838709677958E-6,3.5482597246656099E-5,1.0466414452328361E-3]
[2004,8,1,8,9.586479534770822E-4,5.5184334806490686E-4,4.9664968835710119E-4,2.2344489247311912E-6,0,2.0093754388238209E-3,null,7.2893865376733979E-4,3.6904434238853897E-4,3.5580485081832349E-4,1.9354838709677958E-6,0,1.45572333084517E-3]
[2004,8,1,11,1.2978486649609651E-3,5.4211299792144305E-4,5.2345191401753546E-4,2.2344489247311912E-6,0,2.3656480258246746E-3,null,9.8686077115064941E-4,3.6253718653987867E-4,3.7500623587155042E-4,1.9354838709677958E-6,0,1.7263396774330462E-3]
[2004,8,1,15,1.2291187999217933E-3,4.8577513449723467E-4,4.7111679572119048E-4,2.2344489247311912E-6,0,2.1882451790649496E-3,null,9.3459981851047602E-4,3.248613319121685E-4,3.375128287588062E-4,1.9354838709677958E-6,0,1.5989094630524186E-3]
[2004,8,1,18,1.4431822336605196E-3,4.978135698650132E-4,4.4520419605242678E-4,2.2344489247311912E-6,0,2.3884344485026908E-3,null,1.0973698016355188E-3,3.3291201600443415E-4,3.1894878074750419E-4,1.9354838709677958E-6,0,1.7511660822584251E-3]
[2004,8,1,21,1.5019035737875717E-3,4.9062943184298056E-4,4.234181959880518E-4,2.2344489247311912E-6,8.0172213000000752E-5,2.4983578635433359E-3,null,1.142020452027431E-3,3.2810763537491952E-4,3.0334107035413858E-4,1.9354838709677958E-6,3.5482597246656099E-5,1.8108872388741129E-3]
[2004,8,2,1,7.536613013376756E-4,4.2115067794027582E-4,3.233012119971578E-4,2.2344489247311912E-6,8.0172213000000752E-5,1.5805198531998411E-3,null,5.7307049204143555E-4,2.8164383159090978E-4,2.316162522613353E-4,1.9354838709677958E-6,3.5482597246656099E-5,1.1237486570113045E-3]
[2004,8,2,5,6.1023875091465005E-4,4.778829726901796E-4,3.7222384572800659E-4,2.2344489247311912E-6,8.0172213000000752E-5,1.5427522312575683E-3,null,4.6401456546688621E-4,3.195834615268105E-4,2.6666492097957321E-4,1.9354838709677958E-6,3.5482597246656099E-5,1.0876810290908938E-3]
[2004,8,2,6,8.0190500390890619E-4,5.1831549085252105E-4,4.2298208993857365E-4,2.2344489247311912E-6,1.7377059953764233E-5,1.7628140935784962E-3,null,6.0975413537210003E-4,3.4662264235350214E-4,3.0302863957745003E-4,1.9354838709677958E-6,7.6907346897160866E-6,1.2690316358637361E-3]
[2004,8,2,9,1.2003303366556466E-3,5.8293647457411724E-4,5.4738203657319837E-4,2.2344489247311912E-6,0,2.3328832967276932E-3,null,9.1270958906687128E-4,3.8983782022175469E-4,3.9215001726432112E-4,1.9354838709677958E-6,0,1.6966329104239151E-3]
[2004,8,2,12,1.2888049859909501E-3,5.9222031326578936E-4,5.6704841614344426E-4,2.2344489247311912E-6,0,2.4503081643249148E-3,null,9.7998412039518052E-4,3.9604637226251687E-4,4.0623921013641372E-4,1.9354838709677958E-6,0,1.7842051866650791E-3]
[2004,8,2,16,1.382987498086425E-3,5.862333978895114E-4,5.620134223992203E-4,2.2344489247311912E-6,0,2.5334687672998878E-3,null,1.0515988078581763E-3,3.9204263233211462E-4,4.0263208978572762E-4,1.9354838709677958E-6,0,1.8482090138469865E-3]
[2004,8,2,18,1.5419383280971843E-3,5.4071449036136238E-4,4.6805800269270406E-4,2.2344489247311912E-6,0,2.5529452700759816E-3,null,1.1724621588130209E-3,3.6160193688135664E-4,3.3532147855221513E-4,1.9354838709677958E-6,0,1.8713210581175605E-3]
[2004,8,2,23,1.0914324537538789E-3,4.1383535813429803E-4,3.0379687557073782E-4,2.2344489247311912E-6,8.0172213000000752E-5,1.8914713493836468E-3,null,8.2990559843338415E-4,2.7675172335652479E-4,2.1764314873343589E-4,1.9354838709677958E-6,3.5482597246656099E-5,1.3617185516409688E-3]
[2004,8,3,3,6.2402456691151235E-4,4.6828384973874725E-4,3.4072925179258316E-4,2.2344489247311912E-6,8.0172213000000752E-5,1.5154443303675748E-3,null,4.7449705188683689E-4,3.1316406364960452E-4,2.4410187592090055E-4,1.9354838709677958E-6,3.5482597246656099E-5,1.0691810725749658E-3]
[2004,8,3,6,9.0828797413801496E-4,5.4723410424562652E-4,4.3241586697172999E-4,2.2344489247311912E-6,1.8713263450316103E-5,1.9088856577304187E-3,null,6.9064583166301736E-4,3.6596191807345113E-4,3.0978709268559347E-4,1.9354838709677958E-6,8.2821112868386223E-6,1.3766124375798683E-3]
[2004,8,3,7,1.0615294858569043E-3,5.578846612922443E-4,4.9766721721983872E-4,2.2344489247311912E-6,0,2.119315813293718E-3,null,8.0716791972306314E-4,3.730844607934521E-4,3.5653381876836346E-4,1.9354838709677958E-6,0,1.5387216831558464E-3]
[2004,8,3,10,1.2691561654930355E-3,6.0412893994609784E-4,5.9347096178731734E-4,2.2344489247311912E-6,0,2.4689905161511816E-3,null,9.6504351085242173E-4,4.0401024700594885E-4,4.2516858859260013E-4,1.9354838709677958E-6,0,1.7961578303219384E-3]
[2004,8,3,13,1.1888428291464981E-3,5.7783682422977262E-4,5.7323403902976992E-4,2.2344489247311912E-6,0,2.3421481413307718E-3,null,9.0397469506486665E-4,3.8642743733983801E-4,4.1067065282103093E-4,1.9354838709677958E-6,0,1.7030082690967035E-3]
[2004,8,3,19,1.4415610614221474E-3,4.8915767809322712E-4,4.2677335967563853E-4,2.2344489247311912E-6,0,2.3597265481157441E-3,null,1.0961370914370795E-3,3.2712340244606353E-4,3.0574474349301004E-4,1.9354838709677958E-6,0,1.7309407212471209E-3]
[2004,8,3,21,1.5385116122903376E-3,5.1732988239623103E-4,4.1878888803630087E-4,2.2344489247311912E-6,8.0172213000000752E-5,2.5570370446476014E-3,null,1.1698565457743384E-3,3.4596351829976549E-4,3.0002458740090556E-4,1.9354838709677958E-6,3.5482597246656099E-5,1.8532627325926333E-3]
[2004,8,4,1,7.7103203772569632E-4,4.3095085033408753E-4,3.1066361810901122E-4,2.2344489247311912E-6,8.0172213000000752E-5,1.5950531680935271E-3,null,{"$f":"E5187*T$5","v":5.8627888741922196E-4},{"$f":"F5187*U$5","v":2.8819768095604369E-4},{"$f":"G5187*V$5","v":2.2256255241316091E-4},{"$f":"H5187*W$5","v":1.9354838709677958E-6},{"$f":"I5187*X$5","v":3.5482597246656099E-5},{"$f":"SUM(L5187:P5187)","v":1.1344572019060504E-3}]
[2004,8,4,4,6.4271954250586395E-4,4.7716275476299038E-4,3.4097446978663935E-4,2.2344489247311912E-6,8.0172213000000752E-5,1.5432634289802257E-3,null,4.8871237492855628E-4,3.1910181695820597E-4,2.4427755256751588E-4,1.9354838709677958E-6,3.5482597246656099E-5,1.0895098255719021E-3]
[2004,8,4,7,1.0765356958682439E-3,5.6261445162946388E-4,4.9387266401604464E-4,2.2344489247311912E-6,0,2.1352572604384835E-3,null,8.1857837179166737E-4,3.7624750039654898E-4,3.5381536254408937E-4,1.9354838709677958E-6,0,1.5505767186032734E-3]
[2004,8,4,8,1.2079212158954615E-3,5.8550754668399232E-4,5.4706304929053268E-4,2.2344489247311912E-6,0,2.3427262607947173E-3,null,9.1848155704939453E-4,3.9155722051777993E-4,3.9192149155458549E-4,1.9354838709677958E-6,0,1.7038957529927276E-3]
[2004,8,4,12,1.2314773469941451E-3,5.9313829600225764E-4,5.6787258541767817E-4,2.2344489247311912E-6,0,2.3947226773388119E-3,null,9.3639321526423872E-4,3.9666027172600033E-4,4.0682965332512863E-4,1.9354838709677958E-6,0,1.7418186241863354E-3]
[2004,8,4,15,1.1899692013896735E-3,5.7139188339973214E-4,5.5512069962394123E-4,2.2344489247311912E-6,0,2.3187162333380778E-3,null,9.0483116825046438E-4,3.8211739363142749E-4,3.9769407360192033E-4,1.9354838709677958E-6,0,1.6865781193547802E-3]
[2004,8,4,19,1.4576397537574386E-3,4.9455394279313556E-4,4.2304837445357804E-4,2.2344489247311912E-6,0,2.3774765199288833E-3,null,1.108363039766407E-3,3.3073214569632727E-4,3.0307612647319481E-4,1.9354838709677958E-6,0,1.7441067958068968E-3]
[2004,8,4,22,1.3230181233222942E-3,4.6716451612808325E-4,3.4812371962596118E-4,2.2344489247311912E-6,8.0172213000000752E-5,2.2207130210010707E-3,null,1.0059991743855538E-3,3.1241551111615572E-4,2.4939934732985111E-4,1.9354838709677958E-6,3.5482597246656099E-5,1.6052321139491846E-3]
[2004,8,5,2,7.3416910938736148E-4,4.5361472978430994E-4,3.4752554398020876E-4,2.2344489247311912E-6,8.0172213000000752E-5,1.6177160450766121E-3,null,5.5824898002787419E-4,3.0335411351432233E-4,2.4897080825816834E-4,1.9354838709677958E-6,3.5482597246656099E-5,1.1479919829179889E-3]
[2004,8,5,5,7.0056443949067322E-4,5.0207003876418974E-4,3.9296278917835088E-4,2.2344489247311912E-6,8.0172213000000752E-5,1.6780039293579458E-3,null,5.3269659372595798E-4,3.357585226648879E-4,2.8152250944376596E-4,1.9354838709677958E-6,3.5482597246656099E-5,1.1873957069522358E-3]
[2004,8,5,9,1.2729073512782949E-3,5.9442746260622158E-4,5.8340419656495337E-4,2.2344489247311912E-6,0,2.4529734593742008E-3,null,9.6789584502412714E-4,3.9752239979777549E-4,4.1795665635518188E-4,1.9354838709677958E-6,0,1.7853103850480523E-3]
[2004,8,5,10,1.3082222624817863E-3,6.0960778547747838E-4,6.1363148790829971E-4,2.2344489247311912E-6,0,2.5336959847922953E-3,null,9.9474866804139493E-4,4.0767421605308304E-4,4.396117930424484E-4,1.9354838709677958E-6,0,1.8439701610078942E-3]
[2004,8,5,13,1.3007184066747559E-3,6.0087980082929471E-4,6.0466783402643974E-4,2.2344489247311912E-6,0,2.5085004904552215E-3,null,9.8904287111124833E-4,4.0183739050075732E-4,4.331901409061662E-4,1.9354838709677958E-6,0,1.8260058863891397E-3]
[2004,8,5,16,1.4183631053575863E-3,5.9553020500926405E-4,5.9090873604484011E-4,2.2344489247311912E-6,0,2.6070364953364213E-3,null,1.0784977830731262E-3,3.9825985698808465E-4,4.2333298420295335E-4,1.9354838709677958E-6,0,1.9020261081351319E-3]
[2004,8,5,20,1.5742075675994308E-3,4.9089269190651455E-4,4.2663938182961277E-4,2.2344489247311912E-6,2.806027455000026E-5,2.5220343648102894E-3,null,1.1969991078729406E-3,3.2828369011466541E-4,3.0564876041150275E-4,1.9354838709677958E-6,1.2418909036329633E-5,1.8452859513064064E-3]
[2004,8,5,23,1.0786278069552741E-3,4.4378959586680597E-4,3.5011898949587739E-4,2.2344489247311912E-6,8.0172213000000752E-5,1.9549430542426891E-3,null,8.2016917541648108E-4,2.9678357117077648E-4,2.508287788085182E-4,1.9354838709677958E-6,3.5482597246656099E-5,1.4051996065133996E-3]
[2004,8,6,3,7.5946108389666252E-4,4.7951192182302781E-4,3.820836125718322E-4,2.2344489247311912E-6,8.0172213000000752E-5,1.7034632802162546E-3,null,5.7748054233712238E-4,3.2067281861270153E-4,2.7372855748879091E-4,1.9354838709677958E-6,3.5482597246656099E-5,1.2092999995562386E-3]
[2004,8,6,6,9.7064011715142229E-4,5.4932852293366498E-4,4.7234604764171355E-4,2.2344489247311912E-6,2.2721874100316137E-5,2.0172710107518484E-3,null,7.3805727923649653E-4,3.6736255716808509E-4,3.3839347724495881E-4,1.9354838709677958E-6,1.0056241149171426E-5,1.4558050386696798E-3]
[2004,8,6,10,1.4853638825662132E-3,6.4292313563401183E-4,6.5014819077116885E-4,2.2344489247311912E-6,0,2.7806696578961251E-3,null,1.1294439684404218E-3,4.2995380233979802E-4,4.6577272763898459E-4,1.9354838709677958E-6,0,2.0271059822901719E-3]
[2004,8,6,11,1.4758961574556644E-3,6.6059268518905317E-4,6.692957636925005E-4,2.2344489247311912E-6,0,2.8080190552619492E-3,null,1.1222448806300417E-3,4.4177028489541446E-4,4.794902421900233E-4,1.9354838709677958E-6,0,2.0454408915864474E-3]
[2004,8,6,14,1.3871911508436066E-3,6.0904484530631615E-4,6.2529551409471428E-4,2.2344489247311912E-6,0,2.6237659591693682E-3,null,1.0547951897735722E-3,4.0729775072827814E-4,4.4796801916015055E-4,1.9354838709677958E-6,0,1.9119964435329686E-3]
[2004,8,6,18,1.4966650470794641E-3,5.843176568401078E-4,5.5781911218581097E-4,2.2344489247311912E-6,0,{"$f":"SUM(E5252:I5252)","v":2.6410362650301136E-3},null,1.13803717058143E-3,3.9076148361800393E-4,3.9962724360389563E-4,1.9354838709677958E-6,0,1.9303613816742972E-3]
[2004,8,6,21,1.488850123318628E-3,5.3607820828559694E-4,4.7005611414882608E-4,2.2344489247311912E-6,8.0172213000000752E-5,2.577391107677783E-3,null,1.1320948431766133E-3,3.5850143077617585E-4,3.3675294577192812E-4,1.9354838709677958E-6,3.5482597246656099E-5,1.8647673008423411E-3]
[2004,8,6,23,1.1606351315590104E-3,4.8989210020560642E-4,3.9718757415382417E-4,2.2344489247311912E-6,8.0172213000000752E-5,2.1301214678431726E-3,null,8.8252606939292848E-4,3.2761454604043503E-4,2.8454918805280785E-4,1.9354838709677958E-6,3.5482597246656099E-5,1.5321078846037952E-3]
[2004,8,7,5,6.7214917758141185E-4,4.7418179243656863E-4,3.8046566786801737E-4,2.2344489247311912E-6,8.0172213000000752E-5,1.6092032998107299E-3,null,5.1109013987868704E-4,3.1710830324585093E-4,2.7256944556852084E-4,1.9354838709677958E-6,3.5482597246656099E-5,1.1381859698106826E-3]
[2004,8,7,8,1.1729344411087732E-3,5.8821264137803224E-4,5.4920191139453561E-4,2.2344489247311912E-6,0,2.3125834428060722E-3,null,8.9187824305892729E-4,3.9336624819920677E-4,3.9345379395943172E-4,1.9354838709677958E-6,0,1.6806337690885337E-3]
[2004,8,7,11,1.5059917667054144E-3,6.1768068053482902E-4,5.840521840221255E-4,2.2344489247311912E-6,0,2.7099590801870996E-3,null,1.1451290403585953E-3,4.1307295150592251E-4,4.1842088111145617E-4,1.9354838709677958E-6,0,1.9785583568469418E-3]
[2004,8,7,12,1.518769092163981E-3,5.7920409559061891E-4,5.4466523429209457E-4,2.2344489247311912E-6,0,2.6448728709714256E-3,null,1.1548446887201576E-3,3.8734179784087434E-4,3.9020367268182744E-4,1.9354838709677958E-6,0,1.9343256431138271E-3]
[2004,8,7,15,1.3748255045712464E-3,5.7198856255661441E-4,5.3604674073319525E-4,2.2344489247311912E-6,0,2.4850952567857872E-3,null,1.0453925748573835E-3,3.8251642184811385E-4,3.8402929688558619E-4,1.9354838709677958E-6,0,1.8138737774620513E-3]
[2004,8,7,20,1.4611440095933506E-3,5.1510554865562925E-4,4.4852965319111906E-4,2.2344489247311912E-6,3.2068885200000301E-5,2.4590825455648303E-3,null,1.1110276128479238E-3,3.4447599872481456E-4,3.2133117181483613E-4,1.9354838709677958E-6,1.419303889866244E-5,1.7929633061572049E-3]
[2004,8,7,23,1.2328432428866424E-3,4.5465777211929718E-4,3.6874910248932088E-4,2.2344489247311912E-6,8.0172213000000752E-5,2.1386567794199922E-3,null,9.3743181792275585E-4,3.040516463811197E-4,2.6417557984304235E-4,1.9354838709677958E-6,3.5482597246656099E-5,1.5430771252645417E-3]
[2004,8,8,2,8.4308018894408809E-4,4.9568937979722135E-4,4.0658134645674376E-4,2.2344489247311912E-6,8.0172213000000752E-5,1.8277575771227851E-3,null,6.410630051603295E-4,3.3149146734796231E-4,2.9127898136832966E-4,1.9354838709677958E-6,3.5482597246656099E-5,1.3012515349942453E-3]
[2004,8,8,6,8.1180261613990909E-4,5.0693104306176971E-4,4.3634433752000291E-4,2.2344489247311912E-6,2.5394281253764308E-5,1.7827067269001772E-3,null,6.1728010161341939E-4,3.390093113907806E-4,3.126014886474558E-4,1.9354838709677958E-6,1.1238994414381696E-5,1.2820653799370055E-3]
[2004,8,8,9,1.3702711149996762E-3,6.1636440070639157E-4,6.2996285463224862E-4,2.2344489247311912E-6,0,2.6188328192630474E-3,null,1.0419294989795378E-3,4.1219269150933403E-4,4.5131174904180848E-4,1.9354838709677958E-6,0,1.9073694234016481E-3]
[2004,8,8,10,1.4743487601663876E-3,6.221336152161999E-4,6.4063266920599187E-4,2.2344489247311912E-6,0,2.7393494935133104E-3,null,1.121068267575377E-3,4.1605084433900301E-4,4.5895571192282455E-4,1.9354838709677958E-6,0,1.9980103077081725E-3]
[2004,8,8,13,1.468163366492691E-3,5.7133236931256157E-4,6.0774629694303943E-4,2.2344489247311912E-6,0,2.6494764816730226E-3,null,1.1163650055268097E-3,3.8207759368233011E-4,4.3539558281918505E-4,1.9354838709677958E-6,0,1.9357736658992927E-3]
[2004,8,8,17,1.7363859246967651E-3,5.412107882086317E-4,5.3767085128377965E-4,2.2344489247311912E-6,0,2.8175020131139075E-3,null,1.3203166123478053E-3,3.6193383526033794E-4,3.8519282608073119E-4,1.9354838709677958E-6,0,2.0693787575598423E-3]
[2004,8,8,21,1.7768181669115153E-3,5.474842896329063E-4,5.1432982163560634E-4,2.2344489247311912E-6,8.0172213000000752E-5,2.9210389401047596E-3,null,1.3510605617840041E-3,3.661292291446956E-4,3.6847107679425421E-4,1.9354838709677958E-6,3.5482597246656099E-5,2.1230789488405778E-3]
[2004,8,8,24,1.0228789947212588E-3,4.6226919847720539E-4,4.0667473408248712E-4,2.2344489247311912E-6,8.0172213000000752E-5,1.974229589205683E-3,null,7.7777878174631625E-4,3.0914177539099704E-4,2.9134588520623566E-4,1.9354838709677958E-6,3.5482597246656099E-5,1.4156845234611728E-3]
[2004,8,9,3,6.1374419833464151E-4,4.5555135216036305E-4,3.5236497781920178E-4,2.2344489247311912E-6,8.0172213000000752E-5,1.5040671902389385E-3,null,4.6668004460749529E-4,3.0464922658170207E-4,2.5243782751841197E-4,1.9354838709677958E-6,3.5482597246656099E-5,1.0611851798252333E-3]
[2004,8,9,7,1.0125947690378674E-3,5.3335792413454583E-4,4.7550782843852482E-4,2.2344489247311912E-6,0,2.0236949705356691E-3,null,7.6995884159258181E-4,3.5668224517005248E-4,3.4065860892852249E-4,1.9354838709677958E-6,0,1.4692351795621244E-3]
[2004,8,9,10,1.2918680502236372E-3,5.9009685804877214E-4,5.8429350656931476E-4,2.2344489247311912E-6,0,{"$f":"SUM(E5316:I5316)","v":2.4684928637664551E-3},null,9.8231321932047352E-4,3.9462631503630658E-4,4.1859376702060836E-4,1.9354838709677958E-6,0,1.7974687852483563E-3]
[2004,8,9,14,1.2507667164972664E-3,5.7347717609343288E-4,5.7977849639601368E-4,2.2344489247311912E-6,0,2.4062568379114441E-3,null,9.5106050473857254E-4,3.8351192973217597E-4,4.1535916814978508E-4,1.9354838709677958E-6,0,1.7518670864915013E-3]
[2004,8,9,15,1.2873370592280913E-3,5.7304375438319737E-4,5.7060534696284416E-4,2.2344489247311912E-6,0,2.4332206094988635E-3,null,9.7886793529879958E-4,3.8322207966767546E-4,4.0878743128551812E-4,1.9354838709677958E-6,0,1.7728129301229608E-3]
[2004,8,9,18,1.5761758981609618E-3,5.3472118119717851E-4,4.760190699948303E-4,2.2344489247311912E-6,0,2.5891505982777018E-3,null,1.1984957910134903E-3,3.5759392111568087E-4,3.4102486754085566E-4,1.9354838709677958E-6,0,1.8990500635409947E-3]
[2004,8,9,22,1.3832118680246982E-3,4.6269468689213268E-4,3.6878193698991978E-4,2.2344489247311912E-6,8.0172213000000752E-5,2.2970951538314826E-3,null,1.0517694147218926E-3,3.0942632007715013E-4,2.6419910281076219E-4,1.9354838709677958E-6,3.5482597246656099E-5,1.6628129187274288E-3]
[2004,8,10,1,7.7801540745539924E-4,4.3322486046387979E-4,3.0859775793042347E-4,2.2344489247311912E-6,8.0172213000000752E-5,1.6022446877744345E-3,null,5.9158891610187436E-4,2.8971842153555208E-4,2.2108254932469543E-4,1.9354838709677958E-6,3.5482597246656099E-5,1.1398079680797458E-3]
[2004,8,10,4,6.495372893182195E-4,4.7938465373910323E-4,3.3889288089766572E-4,2.2344489247311912E-6,8.0172213000000752E-5,1.5502214858797204E-3,null,4.9389646692510163E-4,3.2058770828836096E-4,2.4278628127213594E-4,1.9354838709677958E-6,3.5482597246656099E-5,1.0946885376032223E-3]
[2004,8,10,7,1.0855978709029723E-3,5.654707473707459E-4,4.9158115357801884E-4,2.2344489247311912E-6,0,2.144884220776468E-3,null,8.2546908662192329E-4,3.7815764353264894E-4,3.521737013316411E-4,1.9354838709677958E-6,0,1.5577359153571811E-3]
[2004,8,10,12,1.2419954667429762E-3,5.9648437433120524E-4,5.6480538175526719E-4,2.2344489247311912E-6,0,2.4055196717541793E-3,null,9.4439100425660824E-4,3.9889795617180753E-4,4.0463227765548187E-4,1.9354838709677958E-6,0,1.7498567219548654E-3]
[2004,8,10,13,1.2162912473405046E-3,5.8684073968653212E-4,5.6503872365665751E-4,2.2344489247311912E-6,0,2.3704051596084253E-3,null,9.2484597834859028E-4,3.9244879117206899E-4,4.0479944614941262E-4,1.9354838709677958E-6,0,1.7240296995410399E-3]
[2004,8,10,16,1.3313394966168674E-3,5.7411724013471752E-4,5.4808840695343695E-4,2.2344489247311912E-6,0,2.4557795926297529E-3,null,1.0123265969026944E-3,3.8393997151981503E-4,3.9265606813610295E-4,1.9354838709677958E-6,0,1.7908581204295801E-3]
[2004,8,10,19,1.4673495427210931E-3,4.9781270146157506E-4,4.2079888003007546E-4,2.2344489247311912E-6,0,2.3881955731374746E-3,null,1.1157461885749551E-3,3.3291143526104587E-4,3.014645659577365E-4,1.9354838709677958E-6,0,1.7520576736647052E-3]
[2004,8,10,23,1.0265820431132095E-3,4.3473663935435653E-4,3.1459012650479927E-4,2.2344489247311912E-6,8.0172213000000752E-5,1.8583154708970973E-3,null,7.8059451311034134E-4,2.907294212122343E-4,2.2537554266917358E-4,1.9354838709677958E-6,3.5482597246656099E-5,1.3341175581093731E-3]
[2004,8,11,4,6.5327608121642665E-4,4.8060312329582984E-4,3.3775135224034828E-4,2.2344489247311912E-6,8.0172213000000752E-5,1.5540372186773367E-3,null,4.9673937700811001E-4,3.2140255782466405E-4,2.4196847861738096E-4,1.9354838709677958E-6,3.5482597246656099E-5,1.0975284945677788E-3]
[2004,8,11,7,1.0905676471605072E-3,5.670371612319418E-4,4.9032456424274399E-4,2.2344489247311912E-6,0,2.1501638215599239E-3,null,8.2924801506124531E-4,3.7920518025722925E-4,3.5127346804556702E-4,1.9354838709677958E-6,0,1.5616621472350092E-3]
[2004,8,11,10,1.3036628466871567E-3,6.1470224255674938E-4,5.8432884127382746E-4,2.2344489247311912E-6,0,2.5049283794424644E-3,null,9.9128177031397786E-4,4.1108112594741969E-4,4.1861908115965361E-4,1.9354838709677958E-6,0,1.8229174612920188E-3]
[2004,8,11,13,1.221958733599473E-3,5.8869984837591643E-4,5.6334656096693062E-4,2.2344489247311912E-6,0,2.3762395918670511E-3,null,9.2915543291830285E-4,3.9369206708743246E-4,4.0358716371474468E-4,1.9354838709677958E-6,0,1.7283701475914479E-3]
[2004,8,11,14,1.1766658031849377E-3,5.625924331705218E-4,5.4593886918447888E-4,2.2344489247311912E-6,0,2.2874315544646694E-3,null,8.9471550363894774E-4,3.7623277558790683E-4,3.9111611757710338E-4,1.9354838709677958E-6,0,1.6639998806749258E-3]
[2004,8,11,17,1.4462313513127943E-3,5.8162663790993453E-4,5.2542730659726187E-4,2.2344489247311912E-6,0,2.5555197447447216E-3,null,1.0996882958320229E-3,3.8896186908079274E-4,3.7642142705884824E-4,1.9354838709677958E-6,0,1.8670070758426316E-3]
[2004,8,11,20,1.5580532190454899E-3,4.8676387368144135E-4,3.9619670400136385E-4,2.2344489247311912E-6,3.8749902923276292E-5,2.4819981485763023E-3,null,1.1847156319163214E-3,3.2552254963511262E-4,2.8383931867195171E-4,1.9354838709677958E-6,1.7149921990722916E-5,1.8131629060850762E-3]
[2004,8,12,1,7.6517503349518546E-4,4.2904361797109323E-4,3.1239629336606473E-4,2.2344489247311912E-6,8.0172213000000752E-5,1.5890216067570753E-3,null,{"$f":"E5379*T$5","v":5.8182532679416379E-4},{"$f":"F5379*U$5","v":2.8692222241214442E-4},{"$f":"G5379*V$5","v":2.2380385846006867E-4},{"$f":"H5379*W$5","v":1.9354838709677958E-6},{"$f":"I5379*X$5","v":3.5482597246656099E-5},{"$f":"SUM(L5379:P5379)","v":1.1299694887840009E-3}]
[2004,8,12,4,6.3700148653518475E-4,4.7529924149918625E-4,3.4272035770469575E-4,2.2344489247311912E-6,8.0172213000000752E-5,1.5374277476637988E-3,null,4.8436446806001803E-4,3.1785559549085576E-4,2.455283242981586E-4,1.9354838709677958E-6,3.5482597246656099E-5,1.0851664689666561E-3]
[2004,8,12,8,1.1995340787127836E-3,5.8291409022476388E-4,5.4918474211466148E-4,2.2344489247311912E-6,0,2.3338673599769396E-3,null,9.1210412885510438E-4,3.8982285072449449E-4,3.9344149371399218E-4,1.9354838709677958E-6,0,1.697303957164559E-3]
[2004,8,12,11,1.3004259425917716E-3,6.1121757012984595E-4,5.8984335609414522E-4,2.2344489247311912E-6,0,2.5037213177404936E-3,null,9.8882048668519004E-4,4.0875075692379089E-4,4.225697352504054E-4,1.9354838709677958E-6,0,1.8220764627303542E-3]
[2004,8,12,14,1.1526900474373273E-3,5.5460269341566957E-4,5.5345638980845951E-4,2.2344489247311912E-6,0,2.2629835795861877E-3,null,8.7648477039184913E-4,3.7088965010850322E-4,3.9650174524755887E-4,1.9354838709677958E-6,0,1.6458116496188789E-3]
[2004,8,12,15,1.1815526695904504E-3,5.6853679086273914E-4,5.5762407698188609E-4,2.2344489247311912E-6,0,2.3099479863598065E-3,null,8.9843138891868447E-4,3.8020805513624089E-4,3.994875184147661E-4,1.9354838709677958E-6,0,1.6800624463406593E-3]
[2004,8,12,18,1.4243911477261079E-3,5.223660936592954E-4,4.5519362687374118E-4,2.2344489247311912E-6,0,2.4041853171838756E-3,null,1.0830813980206417E-3,3.4933147639915123E-4,3.2610530983925737E-4,1.9354838709677958E-6,0,1.7604536681300183E-3]
[2004,8,12,22,1.3152905481146318E-3,4.647661178080498E-4,3.4985224980121985E-4,2.2344489247311912E-6,8.0172213000000752E-5,2.2123155776486332E-3,null,1.0001232652488074E-3,3.1081158613652829E-4,2.5063768379831312E-4,1.9354838709677958E-6,3.5482597246656099E-5,1.5989906163012726E-3]
[2004,8,13,2,7.4384794854269335E-4,4.5017454432042724E-4,3.4336473957585328E-4,2.2344489247311912E-6,8.0172213000000752E-5,1.6197938943637059E-3,null,5.6560859515908922E-4,3.010534950749317E-4,2.459899659762107E-4,1.9354838709677958E-6,3.5482597246656099E-5,1.1500701373278555E-3]
[2004,8,13,5,6.977163492406205E-4,4.9658231238000356E-4,3.767063231228401E-4,2.2344489247311912E-6,8.0172213000000752E-5,1.6534116466681962E-3,null,5.3053095714878577E-4,3.3208861456186946E-4,2.6987621303945766E-4,1.9354838709677958E-6,3.5482597246656099E-5,1.1699138658677367E-3]
[2004,8,13,9,1.3415641899555458E-3,5.9328527695277499E-4,5.7321066573373289E-4,2.2344489247311912E-6,0,2.5102945815667849E-3,null,1.0201012697327433E-3,3.9675856499784553E-4,4.1065390795577776E-4,1.9354838709677958E-6,0,1.8294492265573344E-3]
[2004,8,13,12,1.3233015918270924E-3,6.1590412193845371E-4,5.9060087602947709E-4,2.2344489247311912E-6,0,2.532041038719754E-3,null,1.006214718735827E-3,4.1188488083113216E-4,4.2311243017985209E-4,1.9354838709677958E-6,0,1.843147513617779E-3]
[2004,8,13,15,1.2314402016973529E-3,5.979177513172493E-4,5.8362709185788542E-4,2.2344489247311912E-6,0,2.415219493797219E-3,null,9.3636497064895604E-4,3.9985652470228707E-4,4.1811634079334619E-4,1.9354838709677958E-6,0,1.7562733200155571E-3]
[2004,8,13,17,1.4286777933323752E-3,5.810725211585424E-4,5.40331980774909E-4,2.2344489247311912E-6,0,2.5523167441905575E-3,null,1.0863408862050962E-3,3.8859130440362295E-4,3.8709928611442546E-4,1.9354838709677958E-6,0,1.8639669605941124E-3]
[2004,8,13,20,1.3726326638551381E-3,5.1164968206597941E-4,4.4008752633285049E-4,2.2344489247311912E-6,4.2758513573276333E-5,2.3693628347519753E-3,null,1.0437251782351631E-3,3.4216489355804564E-4,3.1528314690349086E-4,1.9354838709677958E-6,1.8924051853055724E-5,1.7220327544207232E-3]
[2004,8,13,24,8.8415665678539385E-4,4.6524454627257038E-4,3.4304756214928678E-4,2.2344489247311912E-6,8.0172213000000752E-5,1.7748554271319829E-3,null,6.722968121706677E-4,3.1113153439483039E-4,2.4576273686565645E-4,1.9354838709677958E-6,3.5482597246656099E-5,1.2666091645487784E-3]
[2004,8,14,3,7.1000083109712755E-4,4.8414007389318051E-4,3.8376240393292709E-4,2.2344489247311912E-6,8.0172213000000752E-5,1.6603099708479673E-3,null,5.398718561036445E-4,3.2376788778983831E-4,2.7493126056863255E-4,1.9354838709677958E-6,3.5482597246656099E-5,1.1759890855797394E-3]
[2004,8,14,6,7.7150093330275674E-4,5.0557171022341037E-4,4.1017054253668275E-4,2.2344489247311912E-6,3.4747706050316253E-5,1.7242253410378972E-3,null,5.8663542717864062E-4,3.3810025976375893E-4,2.9385031767582809E-4,1.9354838709677958E-6,1.5378630736169844E-5,1.2359001192253653E-3]
[2004,8,14,10,1.4405636712843122E-3,6.0991691307910446E-4,5.6430357115432094E-4,2.2344489247311912E-6,0,2.6170186044424683E-3,null,1.095378693923459E-3,4.0788094463440288E-4,4.0427277547478108E-4,1.9354838709677958E-6,0,1.9094678979036106E-3]
[2004,8,14,12,1.4810861878742764E-3,5.7241981613983931E-4,5.3073086084219775E-4,2.2344489247311912E-6,0,2.5864713137810445E-3,null,1.1261912863701599E-3,3.8280482198119875E-4,3.8022094686357926E-4,1.9354838709677958E-6,0,1.8911525390859056E-3]
[2004,8,14,17,1.4687223924083144E-3,5.7924675315758789E-4,5.1035029730124375E-4,2.2344489247311912E-6,0,2.560553891791877E-3,null,{"$f":"E5443*T$5","v":1.1167900787738528E-3},{"$f":"F5443*U$5","v":3.8737032501947525E-4},{"$f":"G5443*V$5","v":3.6562010538460804E-4},{"$f":"H5443*W$5","v":1.9354838709677958E-6},{"$f":"I5443*X$5","v":0},{"$f":"SUM(L5443:P5443)","v":1.8717159930489039E-3}]
[2004,8,14,18,1.4352721066994635E-3,5.5969732678510099E-4,4.8809891226932526E-4,2.2344489247311912E-6,0,{"$f":"SUM(E5444:I5444)","v":2.4853027946786206E-3},null,1.0913550834303555E-3,3.7429667789659821E-4,3.4967898850205752E-4,1.9354838709677958E-6,0,1.8172662336999792E-3]
[2004,8,14,21,1.3964866858612729E-3,5.2736685968374642E-4,4.4455704505797866E-4,2.2344489247311912E-6,8.0172213000000752E-5,2.4508172525277297E-3,null,1.0618633473357389E-3,3.5267573055280542E-4,3.1848515524157017E-4,1.9354838709677958E-6,3.5482597246656099E-5,1.7704423142477384E-3]
[2004,8,15,1,7.6532582860113375E-4,4.6046626426049308E-4,3.2128871633138113E-4,2.2344489247311912E-6,8.0172213000000752E-5,1.6294874711177399E-3,null,5.8193998867929681E-4,3.0793606606296123E-4,2.3017448004860548E-4,1.9354838709677958E-6,3.5482597246656099E-5,1.1574686159084874E-3]
[2004,8,15,4,6.2601270297181759E-4,4.6445801837452077E-4,3.1149499664501293E-4,2.2344489247311912E-6,8.0172213000000752E-5,1.4843723799160833E-3,null,4.7600879477227131E-4,3.1060554514095282E-4,2.2315816038978961E-4,1.9354838709677958E-6,3.5482597246656099E-5,1.0471905814206377E-3]
[2004,8,15,9,1.1415526825439921E-3,5.7895787399974514E-4,5.1841800620189434E-4,2.2344489247311912E-6,0,2.2411630116703626E-3,null,8.6801611853438965E-4,3.87177137552036E-4,3.7139989349106441E-4,1.9354838709677958E-6,0,1.6285286334484579E-3]
[2004,8,15,12,1.2548308038104296E-3,5.5089357619027865E-4,4.9661235219715957E-4,2.2344489247311912E-6,0,2.3045711811225987E-3,null,9.5415076360169844E-4,3.6840918399056171E-4,3.557781028164027E-4,1.9354838709677958E-6,0,1.6802735342796307E-3]
[2004,8,15,15,1.227248713208311E-3,5.0215627436175415E-4,4.5785752054139627E-4,2.2344489247311912E-6,0,2.1894969570361925E-3,null,9.3317783822416801E-4,3.3581619258064431E-4,3.2801375015692127E-4,1.9354838709677958E-6,0,1.5989432648327014E-3]
[2004,8,15,16,1.3139848014589739E-3,5.0924232748535071E-4,4.5993084810034901E-4,2.2344489247311912E-6,0,2.2853924259694045E-3,null,9.9913039898764846E-4,3.4055497909369725E-4,3.2949910295206942E-4,1.9354838709677958E-6,0,1.6711199649043829E-3]
[2004,8,15,19,1.4505929334408612E-3,4.7416883346130167E-4,3.9416106504994565E-4,2.2344489247311912E-6,0,2.3211572808768395E-3,null,1.103004764399235E-3,3.1709963695219676E-4,2.8238096637573816E-4,1.9354838709677958E-6,0,1.7044208515981378E-3]
[2004,8,15,22,1.2746455231645989E-3,4.399642529260095E-4,3.3885727408315848E-4,2.2344489247311912E-6,8.0172213000000752E-5,2.1358737120984986E-3,null,9.6921751964954429E-4,2.9422537929450001E-4,2.4276077219074344E-4,1.9354838709677958E-6,3.5482597246656099E-5,1.5436217522524116E-3]
[2004,8,16,2,6.8971721546729327E-4,4.3846674148228186E-4,3.2413538900925772E-4,2.2344489247311912E-6,8.0172213000000752E-5,1.5347260078835648E-3,null,5.2444855976517372E-4,2.9322392094964961E-4,2.3221386509449362E-4,1.9354838709677958E-6,3.5482597246656099E-5,1.0873044269269409E-3]
[2004,8,16,6,8.0360123007578062E-4,5.2442768609128909E-4,4.1907860620212488E-4,2.2344489247311912E-6,3.7420113203764421E-5,1.7867620844976902E-3,null,6.1104391522724048E-4,3.5071016298839108E-4,3.002321444198405E-4,1.9354838709677958E-6,1.6561384001380111E-5,1.28048309050782E-3]
[2004,8,16,9,1.2190124541853716E-3,5.9648476210151025E-4,5.4684416939675021E-4,2.2344489247311912E-6,0,2.3645758346083632E-3,null,9.269151350676186E-4,3.9889821549256895E-4,3.917646837889106E-4,1.9354838709677958E-6,0,1.719513518220066E-3]
[2004,8,16,13,1.2480522570109413E-3,6.1429708183844648E-4,5.8590160397432628E-4,2.2344489247311912E-6,0,2.450485391748445E-3,null,9.4899647858956654E-4,4.1081017537535595E-4,4.1974582423659929E-4,1.9354838709677958E-6,0,1.7814879620724896E-3]
[2004,8,16,16,1.3987900527344193E-3,6.0295021077027753E-4,5.6391162052014075E-4,2.2344489247311912E-6,0,2.5678863329495687E-3,null,1.0636147860589467E-3,4.0322197378480707E-4,4.0399197808339653E-4,1.9354838709677958E-6,0,1.8727642217981184E-3]
[2004,8,16,17,1.534912846154343E-3,5.9311840419239256E-4,5.3371411990801984E-4,2.2344489247311912E-6,0,2.6639798191794863E-3,null,1.1671201087612717E-3,3.9664696911047309E-4,3.8235818377674134E-4,1.9354838709677958E-6,0,1.9480607455194541E-3]
[2004,8,16,23,1.1033348114515384E-3,4.263095851285921E-4,3.051162132845882E-4,2.2344489247311912E-6,8.0172213000000752E-5,1.9171672717894505E-3,null,8.3895593705385525E-4,2.8509384239095256E-4,2.1858833559141696E-4,1.9354838709677958E-6,3.5482597246656099E-5,1.3800561961538485E-3]
[2004,8,16,24,8.743283363194564E-4,4.347024655205226E-4,3.0622941106374574E-4,2.2344489247311912E-6,8.0172213000000752E-5,1.6976668748284569E-3,null,6.6482353414065764E-4,2.9070656751638318E-4,2.193858417190351E-4,1.9354838709677958E-6,3.5482597246656099E-5,1.2123340244936998E-3]
[2004,8,17,4,6.3502216100364234E-4,4.7465417869920607E-4,3.4332468649004742E-4,2.2344489247311912E-6,8.0172213000000752E-5,1.5354076881176277E-3,null,4.8285942454211688E-4,3.1742421079146096E-4,2.4596127154117117E-4,1.9354838709677958E-6,3.5482597246656099E-5,1.0836629879923728E-3]
[2004,8,17,7,1.066304180107958E-3,5.5938959079116445E-4,4.9645985065836827E-4,2.2344489247311912E-6,0,2.1243880704822217E-3,null,8.1079851131499203E-4,3.7409087995065969E-4,3.5566884917438653E-4,1.9354838709677958E-6,0,1.5424937243110062E-3]
[2004,8,17,10,1.2748301904475091E-3,6.0586753241065512E-4,5.9196774785180814E-4,2.2344489247311912E-6,0,{"$f":"SUM(E5508:I5508)","v":2.4748999196347035E-3},null,9.6935793732853815E-4,4.0517292789177289E-4,4.2409167095304386E-4,1.9354838709677958E-6,0,1.8005580200443228E-3]
[2004,8,17,14,1.1497742115531436E-3,5.5363100709954346E-4,5.5437068257629452E-4,2.2344489247311912E-6,0,2.2600103501537122E-3,null,8.7426762125350889E-4,3.7023983646338062E-4,3.9715675381695901E-4,1.9354838709677958E-6,0,1.6435996954048163E-3]
[2004,8,17,17,1.4179765947510117E-3,5.7243568440638751E-4,5.3223804214354265E-4,2.2344489247311912E-6,0,2.5248847702256725E-3,null,1.0782038873628174E-3,3.8281543385867024E-4,3.8130070676407397E-4,1.9354838709677958E-6,0,1.8442555118565293E-3]
[2004,8,17,20,1.5235584914428766E-3,4.7581422997255084E-4,3.9986165954182914E-4,2.2344489247311912E-6,5.0775734873276415E-5,2.4522445647552639E-3,null,1.1584864617506529E-3,3.1819999319566993E-4,2.8646492982182403E-4,1.9354838709677958E-6,2.2472311577721334E-5,1.787559180216836E-3]
[2004,8,17,22,1.3126156888565407E-3,4.6393591763613262E-4,3.5045058518744308E-4,2.2344489247311912E-6,8.0172213000000752E-5,2.2094088536048482E-3,null,9.9808935040077802E-4,3.1025639112046009E-4,2.5106633730968191E-4,1.9354838709677958E-6,3.5482597246656099E-5,1.596830159948544E-3]
[2004,8,18,1,7.6262209024200323E-4,4.2821229374212982E-4,3.131515717456703E-4,2.2344489247311912E-6,8.0172213000000752E-5,1.5863926176545354E-3,null,5.7988411468249204E-4,2.8636627568475289E-4,2.2434494751636267E-4,1.9354838709677958E-6,3.5482597246656099E-5,1.1280134190012315E-3]
[2004,8,18,5,6.8109655038922981E-4,4.988766717926715E-4,3.702318969238124E-4,2.2344489247311912E-6,8.0172213000000752E-5,1.6326117810304458E-3,null,5.1789356116136885E-4,3.3362296369123765E-4,2.6523786874591823E-4,1.9354838709677958E-6,3.5482597246656099E-5,1.1541724747161487E-3]
[2004,8,18,8,1.1958782963377328E-3,5.8178365125916758E-4,5.5010959841269853E-4,2.2344489247311912E-6,0,2.3300059949343298E-3,null,9.0932433771981824E-4,3.8906687150297854E-4,3.9410407010307639E-4,1.9354838709677958E-6,0,1.694430763196841E-3]
[2004,8,18,12,1.2188105529451205E-3,5.8910865893064732E-4,5.7156646361491699E-4,2.2344489247311912E-6,0,2.3817201244154158E-3,null,9.2676161299757318E-4,3.9396545848167724E-4,4.0947598495831111E-4,1.9354838709677958E-6,0,1.7321385403085293E-3]
[2004,8,18,13,1.1935102958610664E-3,5.7936789140848773E-4,5.7184051946927153E-4,2.2344489247311912E-6,0,2.3469531556635564E-3,null,9.0752375276752066E-4,3.874513360279402E-4,4.0967232133918565E-4,1.9354838709677958E-6,0,1.7065828940056142E-3]
[2004,8,18,19,1.4459462286038778E-3,4.9062940927945497E-4,4.2575747626197297E-4,2.2344489247311912E-6,0,2.3645675630700369E-3,null,1.0994714936547042E-3,3.2810762028559845E-4,3.0501695435929739E-4,1.9354838709677958E-6,0,1.734531552170568E-3]
[2004,8,18,20,1.5210855183911708E-3,4.7506437730196607E-4,3.9957579227769364E-4,2.2344489247311912E-6,5.3448142026724576E-5,2.4514082789222858E-3,null,1.1566060575411881E-3,3.1769853044056988E-4,2.8626013162773669E-4,1.9354838709677958E-6,2.3655064842931602E-5,1.7861552683233941E-3]
[2004,8,18,23,1.0089025103304488E-3,4.2924805819906229E-4,3.1937277577744581E-4,2.2344489247311912E-6,8.0172213000000752E-5,1.8399300062316888E-3,null,7.6715131451052373E-4,2.8705894148242617E-4,2.2880188089280056E-4,1.9354838709677958E-6,3.5482597246656099E-5,1.3204302180033743E-3]
[2004,8,19,2,6.5805726826701134E-4,4.3870521864255952E-4,2.9337504230281096E-4,2.2344489247311912E-6,8.0172213000000752E-5,1.4725441911371138E-3,null,5.0037490560796984E-4,2.9338340216310987E-4,2.1017684216347802E-4,1.9354838709677958E-6,3.5482597246656099E-5,1.0413532310521818E-3]
[2004,8,19,6,9.0841949510199406E-4,5.4883224127574794E-4,4.0624399555650706E-4,2.2344489247311912E-6,4.1428723853764462E-5,1.9071589047127448E-3,null,6.907458378374189E-4,3.6703066961570681E-4,2.9103729977757062E-4,1.9354838709677958E-6,1.8335513863712916E-5,1.3690848049653771E-3]
[2004,8,19,10,1.3206976718160082E-3,6.2012505535724018E-4,5.7121249028497969E-4,2.2344489247311912E-6,0,2.5142696663829588E-3,null,1.0042347448147302E-3,4.1470762319681284E-4,4.0922239489109768E-4,1.9354838709677958E-6,0,1.8301002467736084E-3]
[2004,8,19,14,1.2202048872605102E-3,5.7661837649374209E-4,5.3934170086598107E-4,2.2344489247311912E-6,0,2.3383994135449645E-3,null,9.2782183972113248E-4,3.8561260239608995E-4,3.8638983958999486E-4,1.9354838709677958E-6,0,1.7017597655781852E-3]
[2004,8,19,17,1.5588831522183547E-3,6.1577638985354599E-4,5.3818184059352436E-4,2.2344489247311912E-6,0,2.7150758315901561E-3,null,1.1853466981670243E-3,4.1179946020688802E-4,3.8555890398108165E-4,1.9354838709677958E-6,0,1.9846405462259618E-3]
[2004,8,19,20,1.6654904239255233E-3,5.1929185459448259E-4,4.0937970643910732E-4,2.2344489247311912E-6,5.4784345523276436E-5,2.6511807794071208E-3,null,1.2664089492657436E-3,3.4727558401955231E-4,2.9328375471139665E-4,1.9354838709677958E-6,2.4246441440054132E-5,1.9331502133077146E-3]
[2004,8,19,21,1.5478391349933107E-3,5.2057219908375509E-4,3.9107638784314851E-4,2.2344489247311912E-6,8.0172213000000752E-5,2.5418943838449457E-3,null,1.1769490261968215E-3,3.4813181231646166E-4,2.8017107248248357E-4,1.9354838709677958E-6,3.5482597246656099E-5,1.8426699921133907E-3]
[2004,8,19,24,8.5284524888234287E-4,4.3985499773195434E-4,2.9850716554231623E-4,2.2344489247311912E-6,8.0172213000000752E-5,1.6736140740813454E-3,null,6.4848818102340928E-4,2.9415231506099243E-4,2.1385354706518424E-4,1.9354838709677958E-6,3.5482597246656099E-5,1.1939121242672099E-3]
[2004,8,20,4,6.6707783267807316E-4,4.7709542556594828E-4,3.2689358484460718E-4,2.2344489247311912E-6,8.0172213000000752E-5,1.5534735050133607E-3,null,5.072339804687374E-4,3.1905679066707995E-4,2.3418986443715021E-4,1.9354838709677958E-6,3.5482597246656099E-5,1.0978987166905914E-3]
[2004,8,20,7,1.0173369602097808E-3,5.645758672097658E-4,4.8208086023994158E-4,2.2344489247311912E-6,0,2.066228136584219E-3,null,7.7356471842799778E-4,3.7755919387898635E-4,3.4536759527111654E-4,1.9354838709677958E-6,0,1.4984269914490684E-3]
[2004,8,20,11,1.3074279218189548E-3,6.3813224866196637E-4,5.8336269704152934E-4,2.2344489247311912E-6,0,2.5311573164471819E-3,null,9.9414466569486444E-4,4.2674990446143059E-4,4.1792692567762976E-4,1.9354838709677958E-6,0,1.8407569797048925E-3]
[2004,8,20,15,1.1902776376410929E-3,6.0208054055199526E-4,5.5225674572090136E-4,2.2344489247311912E-6,0,2.3468493728387206E-3,null,9.0506569762599499E-4,4.0264038323936278E-4,3.9564230811185729E-4,1.9354838709677958E-6,0,1.705283872848183E-3]
[2004,8,20,18,1.3220475108046358E-3,5.7048428815417327E-4,4.8587238677415755E-4,2.2344489247311912E-6,0,2.3806386346576975E-3,null,1.0052611380924753E-3,3.8151044078561222E-4,3.4808388315874818E-4,1.9354838709677958E-6,0,1.7367909459078037E-3]
[2004,8,20,21,1.3137481354781289E-3,5.2449549488907008E-4,4.0261831262106737E-4,2.2344489247311912E-6,8.0172213000000752E-5,2.323268604912998E-3,null,9.9895044243441741E-4,3.5075551001173202E-4,2.8843982391842717E-4,1.9354838709677958E-6,3.5482597246656099E-5,1.6755638574822004E-3]
[2004,8,20,22,1.2417743971092515E-3,4.8546574613733359E-4,3.502407648277436E-4,2.2344489247311912E-6,8.0172213000000752E-5,2.1598875699990606E-3,null,9.4422290688508448E-4,3.2465442894917594E-4,2.5091601988568734E-4,1.9354838709677958E-6,3.5482597246656099E-5,1.5572114368375717E-3]
[2004,8,21,4,6.5105542904729725E-4,4.8378959731298438E-4,3.2669033992003296E-4,2.2344489247311912E-6,8.0172213000000752E-5,1.5439420282050466E-3,null,4.9505083305745583E-4,3.2353350714628317E-4,2.3404425772126377E-4,1.9354838709677958E-6,3.5482597246656099E-5,1.0900466790426267E-3]
[2004,8,21,6,7.2090458861291153E-4,5.0941846622564325E-4,3.5571686306288695E-4,2.2344489247311912E-6,4.5437334503764503E-5,1.6337117013299376E-3,null,5.4816287711478059E-4,3.406727715900793E-4,2.5483915194697381E-4,1.9354838709677958E-6,2.0109643726045725E-5,1.1657199282488473E-3]
[2004,8,21,9,1.2782494276762824E-3,6.1795494391578211E-4,5.1510177305494364E-4,2.2344489247311912E-6,0,2.4135405935717391E-3,null,9.7195786379102413E-4,4.1325636469631436E-4,3.6902411058453981E-4,1.9354838709677958E-6,0,1.756173822942846E-3]
[2004,8,21,12,1.3950379784877487E-3,5.8069935290578083E-4,4.7600270173443965E-4,2.2344489247311912E-6,0,2.4539744820527005E-3,null,1.0607617763171713E-3,3.883417487409089E-4,3.4101314115386104E-4,1.9354838709677958E-6,0,1.7920521500829089E-3]
[2004,8,21,16,1.2350989416951897E-3,5.688912014029364E-4,4.7383002706956855E-4,2.2344489247311912E-6,0,2.2800546190924259E-3,null,9.3914701070738885E-4,3.8044506660915486E-4,3.3945661508904374E-4,1.9354838709677958E-6,0,1.6609841762765553E-3]
[2004,8,21,19,1.2196832936496563E-3,5.2563197605155927E-4,4.0140618076996647E-4,2.2344489247311912E-6,0,2.1489558993959129E-3,null,9.2742522932507364E-4,3.5151552994260282E-4,2.8757144042284953E-4,1.9354838709677958E-6,0,1.5684476835614938E-3]
[2004,8,21,21,1.2868737409770486E-3,5.3267151429665655E-4,3.9879220633581782E-4,2.2344489247311912E-6,8.0172213000000752E-5,2.3007441235342548E-3,null,9.7851563643772555E-4,3.5622320970623623E-4,2.856987627480446E-4,1.9354838709677958E-6,3.5482597246656099E-5,1.6578556900096303E-3]
[2004,8,21,24,9.0647140237992826E-4,4.6278294324626757E-4,3.1742682579319841E-4,2.2344489247311912E-6,8.0172213000000752E-5,1.7690878333441263E-3,null,6.8926454318583592E-4,3.0948534137057972E-4,2.2740778267815067E-4,1.9354838709677958E-6,3.5482597246656099E-5,1.2635757483521902E-3]
[2004,8,22,3,6.248106907389727E-4,4.6632563699212524E-4,3.1820060772345319E-4,2.2344489247311912E-6,8.0172213000000752E-5,1.491743597379283E-3,null,4.7509480629960642E-4,3.1185451205698668E-4,2.2796212786493805E-4,1.9354838709677958E-6,3.5482597246656099E-5,1.0523295273391551E-3]
[2004,8,22,7,7.9507553610059232E-4,5.2131095082118034E-4,4.1880791763653766E-4,2.2344489247311912E-6,0,1.7374288534830415E-3,null,6.0456113094113748E-4,3.4862585134054795E-4,3.0003822039863438E-4,1.9354838709677958E-6,0,1.2551606865512876E-3]
[2004,8,22,10,1.2167843820611926E-3,5.7591978188922702E-4,5.260411907665976E-4,2.2344489247311912E-6,0,2.3209798036417481E-3,null,9.2522094911666052E-4,3.8514541838939045E-4,3.7686121987541636E-4,1.9354838709677958E-6,0,1.6891630712524352E-3]
[2004,8,22,13,1.2111287003107425E-3,5.338122114814524E-4,4.9765760482726616E-4,2.2344489247311912E-6,0,2.2448329655441919E-3,null,9.2092047048281318E-4,3.5698604909517443E-4,3.5652693235327962E-4,1.9354838709677958E-6,0,1.636368935802235E-3]
[2004,8,22,18,1.4227210691805658E-3,5.0843394099137974E-4,4.3263911300467893E-4,2.2344489247311912E-6,0,{"$f":"SUM(E5636:I5636)","v":2.3660285721013555E-3},null,1.0818115003462579E-3,3.4001437193931293E-4,3.0994702839744686E-4,1.9354838709677958E-6,0,1.7337083845539855E-3]
[2004,8,22,21,1.4847626213382887E-3,4.9838346435842923E-4,4.0936790637274931E-4,2.2344489247311912E-6,8.0172213000000752E-5,2.4749206539941989E-3,null,1.1289867802218936E-3,3.3329313202094688E-4,2.9327530102472659E-4,1.9354838709677958E-6,3.5482597246656099E-5,1.7929732943851909E-3]
[2004,8,22,22,1.2607239785174191E-3,4.3353758240411566E-4,3.3795923811327149E-4,2.2344489247311912E-6,8.0172213000000752E-5,2.1146274609595379E-3,null,9.5863182760621397E-4,2.8992755382497713E-4,2.4211741015551873E-4,1.9354838709677958E-6,3.5482597246656099E-5,1.5280948727043337E-3]
[2004,8,23,1,7.5234590271778677E-4,4.2010592383356839E-4,3.2330980523721873E-4,2.2344489247311912E-6,8.0172213000000752E-5,1.5781682937133061E-3,null,5.7207028660035428E-4,2.8094515397955583E-4,2.3162240854527065E-4,1.9354838709677958E-6,3.5482597246656099E-5,1.1220559302428047E-3]
[2004,8,23,4,5.9040079320862686E-4,4.6470533352769975E-4,3.5463430990160258E-4,2.2344489247311912E-6,8.0172213000000752E-5,1.4921470985626612E-3,null,4.4893013939444515E-4,3.1077093674780593E-4,2.5406359993298215E-4,1.9354838709677958E-6,3.5482597246656099E-5,1.0511827571928571E-3]
[2004,8,23,8,1.1036216199415874E-3,5.4959674260858982E-4,5.0222600797952257E-4,2.2344489247311912E-6,0,2.1576788194544306E-3,null,8.3917402106881308E-4,3.6754192863989028E-4,3.5979978249327168E-4,1.9354838709677958E-6,0,1.5684512160729427E-3]
[2004,8,23,11,1.2880507439415039E-3,6.0405144542289928E-4,5.856126668978952E-4,2.2344489247311912E-6,0,2.4799493051870292E-3,null,9.7941060831272745E-4,4.0395842266947217E-4,4.1953882679799119E-4,1.9354838709677958E-6,0,1.8048433416511587E-3]
[2004,8,23,15,1.2575558827832966E-3,5.7583143990915572E-4,5.6000430759377533E-4,2.2344489247311912E-6,0,2.3956260792109586E-3,null,9.5622286461718227E-4,3.8508633983375497E-4,4.0119273965547194E-4,1.9354838709677958E-6,0,1.744437427977377E-3]
[2004,8,23,19,1.5858684662067855E-3,4.7186036893402168E-4,4.0269961629353461E-4,2.2344489247311912E-6,0,2.4626629003590729E-3,null,1.2058658453459954E-3,3.1555585505034967E-4,2.8849807069020888E-4,1.9354838709677958E-6,0,1.8118552549575219E-3]
[2004,8,23,22,1.3534580361401264E-3,4.6504095529198918E-4,3.6069824473928153E-4,2.2344489247311912E-6,8.0172213000000752E-5,2.2616038980961288E-3,null,1.0291451363518265E-3,3.1099538325735939E-4,2.5840786407100983E-4,1.9354838709677958E-6,3.5482597246656099E-5,1.6359664647978196E-3]
[2004,8,23,23,1.0901289365748234E-3,4.1246915523012042E-4,3.0365241291481406E-4,2.2344489247311912E-6,8.0172213000000752E-5,1.8886571666444898E-3,null,8.2891442742611613E-4,2.7583807738414958E-4,2.1753965422826506E-4,1.9354838709677958E-6,3.5482597246656099E-5,1.3597102401561546E-3]
[2004,8,24,2,7.1356782642898299E-4,4.5251436774506975E-4,3.4494375664698612E-4,2.2344489247311912E-6,8.0172213000000752E-5,1.5934326127457709E-3,null,5.4258413516893251E-4,3.0261824818843833E-4,2.4712118974742155E-4,1.9354838709677958E-6,3.5482597246656099E-5,1.1297416542224163E-3]
[2004,8,24,5,6.843841510164422E-4,4.9861551459992061E-4,3.8740929650134135E-4,2.2344489247311912E-6,8.0172213000000752E-5,1.6528156240424362E-3,null,5.2039339352071695E-4,3.3344831524291123E-4,2.7754393122296728E-4,1.9354838709677958E-6,3.5482597246656099E-5,1.1688037211042195E-3]
[2004,8,24,8,1.192596540831399E-3,5.7645758007841027E-4,5.5802855584416162E-4,2.2344489247311912E-6,0,2.3293171256787018E-3,null,9.0682894988520807E-4,3.8550507005459734E-4,3.9977729115524079E-4,1.9354838709677958E-6,0,1.6940467949660141E-3]
[2004,8,24,13,1.2767289874253006E-3,5.9628289473848237E-4,5.9559928570859701E-4,2.2344489247311912E-6,0,2.4708456167971109E-3,null,9.7080174838320998E-4,3.9876321702153627E-4,4.2669334133695199E-4,1.9354838709677958E-6,0,1.7981937906126661E-3]
[2004,8,24,16,1.3971323860060665E-3,5.8844445888549572E-4,5.8009136015520712E-4,2.2344489247311912E-6,0,2.5679026539715006E-3,null,1.0623543261070137E-3,3.9352127578066808E-4,4.1558330690548336E-4,1.9354838709677958E-6,0,1.873394392664133E-3]
[2004,8,24,20,1.5267385512212955E-3,4.7795632804279006E-4,4.1177309218820817E-4,2.2344489247311912E-6,6.5473973976724686E-5,2.4841763943537496E-3,null,1.1609045219836849E-3,3.1963251779968164E-4,2.9499840042521261E-4,1.9354838709677958E-6,2.8977454429930013E-5,1.806448378509477E-3]
[2004,8,24,23,1.055048883440716E-3,4.4207079570943863E-4,3.4607140470662584E-4,2.2344489247311912E-6,8.0172213000000752E-5,1.9255977457815125E-3,null,8.0224018625873604E-4,2.956341263582274E-4,2.4792904820186441E-4,1.9354838709677958E-6,3.5482597246656099E-5,1.3832214419364519E-3]
[2004,8,24,24,8.6696264197447118E-4,4.4064159933070152E-4,3.3752074932071302E-4,2.2344489247311912E-6,8.0172213000000752E-5,1.7275316525506175E-3,null,6.5922279270015172E-4,2.9467835360209171E-4,2.4180327235763172E-4,1.9354838709677958E-6,3.5482597246656099E-5,1.233122499777499E-3]
[2004,8,25,5,6.7114085253907815E-4,4.9574261106449075E-4,3.7791015421491093E-4,2.2344489247311912E-6,8.0172213000000752E-5,1.6272002797432118E-3,null,5.1032342766045016E-4,3.3152706567145907E-4,2.7073864978746333E-4,1.9354838709677958E-6,3.5482597246656099E-5,1.1500072242369966E-3]
[2004,8,25,7,1.0555617606169225E-3,5.5607629148358843E-4,5.0275195354641063E-4,2.2344489247311912E-6,0,2.1166244545716526E-3,null,8.0263016883473377E-4,3.7187511642213568E-4,3.6017657520723512E-4,1.9354838709677958E-6,0,1.5366173443350725E-3]
[2004,8,25,11,1.2897762929615993E-3,6.0790884824829126E-4,5.913741298666607E-4,2.2344489247311912E-6,0,2.4912937200012824E-3,null,9.8072268473781729E-4,4.0653805454148132E-4,4.2366639703543177E-4,1.9354838709677958E-6,0,1.8128626201856981E-3]
[2004,8,25,14,1.1463942757369856E-3,5.5231968312010075E-4,5.5080258929855958E-4,2.2344489247311912E-6,0,2.2517509970803769E-3,null,8.7169757887797989E-4,3.6936289068275518E-4,3.9460053577000935E-4,1.9354838709677958E-6,0,1.6375964892017124E-3]
[2004,8,25,18,1.4152707247630848E-3,5.19341261301731E-4,4.5540535620748114E-4,2.2344489247311912E-6,0,2.3922517911970278E-3,null,1.0761463925138325E-3,3.4730862467474916E-4,3.2625699487152709E-4,1.9354838709677958E-6,0,1.7516474959310764E-3]
[2004,8,25,21,1.5359406309919776E-3,5.1655175053377366E-4,4.1889075623996176E-4,2.2344489247311912E-6,8.0172213000000752E-5,2.5537897996904448E-3,null,1.167901617857693E-3,3.4544314388104848E-4,3.000975668104499E-4,1.9354838709677958E-6,3.5482597246656099E-5,1.8508604096668154E-3]
[2004,8,25,24,8.4494487611058429E-4,4.3655405632516293E-4,3.265071691128243E-4,2.2344489247311912E-6,8.0172213000000752E-5,1.6904127634733035E-3,null,6.4248087972826958E-4,2.9194481585853913E-4,2.339130323057224E-4,1.9354838709677958E-6,3.5482597246656099E-5,1.205756809010155E-3]
[2004,8,26,2,6.9700973437250352E-4,4.4895020072656535E-4,3.2515856346883765E-4,2.2344489247311912E-6,8.0172213000000752E-5,1.5535251604926385E-3,null,5.2999365991800466E-4,3.002347172858385E-4,2.3294687760710834E-4,1.9354838709677958E-6,3.5482597246656099E-5,1.1005933359285753E-3]
[2004,8,26,5,6.8253135783871482E-4,4.9935630158021496E-4,3.6982937476269962E-4,2.2344489247311912E-6,8.0172213000000752E-5,1.6341236961063615E-3,null,5.1898456292781439E-4,3.3394371533235938E-4,2.6494949780591108E-4,1.9354838709677958E-6,3.5482597246656099E-5,1.1552958571837088E-3]
[2004,8,26,8,1.1979211615386703E-3,5.8241534683963609E-4,5.4959274334712518E-4,2.2344489247311912E-6,0,2.3321637006501628E-3,null,9.1087769565898478E-4,3.8948931689604383E-4,3.9373378991603076E-4,1.9354838709677958E-6,0,1.6960362863420271E-3]
[2004,8,26,12,1.2209592488192241E-3,5.8979222051717527E-4,5.7093979241915266E-4,2.2344489247311912E-6,0,2.3839257106802831E-3,null,9.2839544267628218E-4,3.9442258918202339E-4,4.0902703138691424E-4,1.9354838709677958E-6,0,1.7337805471161877E-3]
[2004,8,26,15,1.1799341604702123E-3,5.6798775350927423E-4,5.5810550645170516E-4,2.2344489247311912E-6,0,2.308261869355923E-3,null,8.9720070370735401E-4,3.7984088729818192E-4,3.998324193473634E-4,1.9354838709677958E-6,0,1.6788094942238672E-3]
[2004,8,26,19,1.4479297996206823E-3,4.9129513555543308E-4,4.2529786056472586E-4,2.2344489247311912E-6,0,2.3667572446655722E-3,null,1.1009797653632046E-3,3.2855282365099303E-4,3.0468768103359827E-4,1.9354838709677958E-6,0,1.7361557539187639E-3]
[2004,8,26,23,1.0105410082691243E-3,4.2975672946202258E-4,3.1892948795730718E-4,2.2344489247311912E-6,8.0172213000000752E-5,1.8416338876131859E-3,null,7.6839719885971221E-4,2.8739911456304658E-4,2.2848430502310507E-4,1.9354838709677958E-6,3.5482597246656099E-5,1.3216986995634877E-3]
[2004,8,27,2,7.3537383756120929E-4,4.485517712533742E-4,3.394622948190186E-4,2.2344489247311912E-6,8.0172213000000752E-5,1.6057945655583341E-3,null,5.5916503365320666E-4,2.9996826822300637E-4,2.4319421515408608E-4,1.9354838709677958E-6,3.5482597246656099E-5,1.1397455981479231E-3]
[2004,8,27,3,6.7765553512301685E-4,4.6346637717767201E-4,3.4305462511381496E-4,2.2344489247311912E-6,8.0172213000000752E-5,1.5665831993392357E-3,null,5.1527707507109091E-4,3.0994238670176946E-4,2.4576779684475075E-4,1.9354838709677958E-6,3.5482597246656099E-5,1.108405339735235E-3]
[2004,8,27,6,8.5241581254530874E-4,5.2358400349497851E-4,4.2348657433047721E-4,2.2344489247311912E-6,5.3454555803764571E-5,1.8551753950992601E-3,null,6.4816164536007112E-4,3.5014595162291589E-4,3.0339005728898666E-4,1.9354838709677958E-6,2.3657903450711331E-5,1.327291041593653E-3]
[2004,8,27,10,1.3480104596084979E-3,6.1439728474105726E-4,5.9258967663341881E-4,2.2344489247311912E-6,0,2.557231869907705E-3,null,1.0250028971816945E-3,4.1087718590366814E-4,4.2453722701106257E-4,1.9354838709677958E-6,0,1.862352793967393E-3]
[2004,8,27,13,1.2813669908668956E-3,5.885148444862104E-4,5.7044941484860339E-4,2.2344489247311912E-6,0,2.4425656991264406E-3,null,9.743284027432617E-4,3.9356834603678414E-4,4.0867571994461553E-4,1.9354838709677958E-6,0,1.778507952595629E-3]
[2004,8,27,16,1.3024651130207853E-3,5.9084891947586724E-4,5.673780811610436E-4,2.2344489247311912E-6,0,2.4629265625824271E-3,null,9.9037103518627022E-4,3.9512925489373413E-4,4.0647538548325621E-4,1.9354838709677958E-6,0,1.7939111594342284E-3]
[2004,8,27,21,1.3504721173192467E-3,5.1463691124868682E-4,4.2277172460039315E-4,2.2344489247311912E-6,8.0172213000000752E-5,2.3702874150930585E-3,null,1.0268746974095057E-3,3.4416259822035944E-4,3.0287793172536972E-4,1.9354838709677958E-6,3.5482597246656099E-5,1.7113333084728586E-3]
[2004,8,27,24,8.7449061668136408E-4,4.6350572551116895E-4,3.3911291070263746E-4,2.2344489247311912E-6,8.0172213000000752E-5,1.7595159148199025E-3,null,6.6494692920775471E-4,3.0996870083586274E-4,2.429439128457961E-4,1.9354838709677958E-6,3.5482597246656099E-5,1.2552776240070374E-3]
[2004,8,28,3,6.3244730184075146E-4,4.6941710404039161E-4,3.4176641074395758E-4,2.2344489247311912E-6,8.0172213000000752E-5,1.5260374785498326E-3,null,4.8090154796706088E-4,3.1392192562252832E-4,2.4484490706462158E-4,1.9354838709677958E-6,3.5482597246656099E-5,1.0770864617718348E-3]
[2004,8,28,4,6.1303705019042688E-4,4.6448544328932332E-4,3.3636817363488151E-4,2.2344489247311912E-6,8.0172213000000752E-5,1.4962973290393636E-3,null,4.661423418831654E-4,3.1062388550816728E-4,2.4097755550012061E-4,1.9354838709677958E-6,3.5482597246656099E-5,1.0551618640090772E-3]
[2004,8,28,7,8.489966570440757E-4,5.3238778650938968E-4,4.4637391521459819E-4,2.2344489247311912E-6,0,1.8299928076927949E-3,null,6.4556178104173596E-4,3.5603346720949978E-4,3.1978677936454248E-4,1.9354838709677958E-6,0,1.3233175114867458E-3]
[2004,8,28,13,1.2834452795690387E-3,5.5027692133969273E-4,4.9252460636486223E-4,2.2344489247311912E-6,0,2.3284812561983246E-3,null,9.7590869607532926E-4,3.6799679706116739E-4,3.5284960043305275E-4,1.9354838709677958E-6,0,1.6986905774405174E-3]
[2004,8,28,15,1.205973722327497E-3,5.4254578780159682E-4,4.8293088804873965E-4,2.2344489247311912E-6,0,2.2336848471025644E-3,null,9.1700071798380886E-4,3.6282661406903858E-4,3.45976563775056E-4,1.9354838709677958E-6,0,1.6277393796988711E-3]
[2004,8,28,18,1.2966652721337305E-3,5.3815444443674272E-4,4.4725740912380293E-4,2.2344489247311912E-6,0,2.2843115746190071E-3,null,9.8596094053897019E-4,3.5988991032880567E-4,3.2041972332068054E-4,1.9354838709677958E-6,0,1.6682060580594242E-3]
[2004,8,28,22,1.2177114847170577E-3,4.7160785030673488E-4,3.6554835305424712E-4,2.2344489247311912E-6,8.0172213000000752E-5,2.1372743500027718E-3,null,9.2592590129375466E-4,3.153869836286415E-4,2.6188253063360765E-4,1.9354838709677958E-6,3.5482597246656099E-5,1.5406134966736277E-3]
[2004,8,29,1,7.3461369031031689E-4,4.4433536986956094E-4,3.2783942041627386E-4,2.2344489247311912E-6,8.0172213000000752E-5,1.5891951425208836E-3,null,5.5858703136183298E-4,2.9714855664835041E-4,2.3486747058966542E-4,1.9354838709677958E-6,3.5482597246656099E-5,1.1280211397174727E-3]
[2004,8,29,4,5.9514324133403025E-4,4.4982732165585931E-4,3.2029100862773362E-4,2.2344489247311912E-6,8.0172213000000752E-5,1.4476682335423552E-3,null,4.525362116126712E-4,3.0082129048216599E-4,2.2945971217704821E-4,1.9354838709677958E-6,3.5482597246656099E-5,1.0202352953895093E-3]
[2004,8,29,5,5.6465016691532909E-4,4.4493422834140944E-4,3.1807662283869493E-4,2.2344489247311912E-6,8.0172213000000752E-5,1.4100676800201655E-3,null,4.2934982652169558E-4,2.9754904227837951E-4,2.278733038417698E-4,1.9354838709677958E-6,3.5482597246656099E-5,9.9219025375946873E-4]
[2004,8,29,10,1.1925299971589304E-3,5.6126771786654892E-4,5.3029966451284777E-4,2.2344489247311912E-6,0,2.2863318284630581E-3,null,9.0677835127405998E-4,3.7534687438075989E-4,3.799120334599581E-4,1.9354838709677958E-6,0,1.6639727429857457E-3]
[2004,8,29,13,1.1892706482332931E-3,5.1769004259296747E-4,5.0212660424070834E-4,2.2344489247311912E-6,0,2.2113217439916999E-3,null,9.0430000100022413E-4,3.4620437484614812E-4,3.5972856865122422E-4,1.9354838709677958E-6,0,1.6121684283685643E-3]
[2004,8,29,16,1.2801330775169383E-3,4.8509205622763546E-4,4.6142194326771464E-4,2.2344489247311912E-6,0,2.2288815259370195E-3,null,9.7339015723517809E-4,3.2440452442923315E-4,3.3056733858377889E-4,1.9354838709677958E-6,0,1.630297504119158E-3]
[2004,8,29,19,1.4174402369739867E-3,4.5046320980564368E-4,3.9362415221704027E-4,2.2344489247311912E-6,0,2.2637620479214015E-3,null,1.0777960505604707E-3,3.0124653964914923E-4,2.8199631660167648E-4,1.9354838709677958E-6,0,1.6629743906822641E-3]
[2004,8,29,23,1.028719172627284E-3,4.1473873095883908E-4,3.2982669046018574E-4,2.2344489247311912E-6,8.0172213000000752E-5,1.8556912559710406E-3,null,7.822195479370111E-4,2.7735585246514499E-4,2.3629117091221829E-4,1.9354838709677958E-6,3.5482597246656099E-5,1.3332846524319981E-3]
[2004,8,30,2,7.3171663498038651E-4,4.3665177652049594E-4,3.6088312458704722E-4,2.2344489247311912E-6,8.0172213000000752E-5,1.6116581980126616E-3,null,5.5638416261900674E-4,2.9201016608039324E-4,2.5854031386046038E-4,1.9354838709677958E-6,3.5482597246656099E-5,1.1443527236774842E-3]
[2004,8,30,3,6.551258866663353E-4,4.6377107913448621E-4,3.7722975170454169E-4,2.2344489247311912E-6,8.0172213000000752E-5,1.5785333794300952E-3,null,4.9814593578654078E-4,3.1014615564031208E-4,2.7025120255982248E-4,1.9354838709677958E-6,3.5482597246656099E-5,1.1159613751042991E-3]
[2004,8,30,7,1.0791467527094651E-3,5.4706765849296516E-4,4.9543900434105114E-4,2.2344489247311912E-6,0,2.1238878644682124E-3,null,8.2056377242997931E-4,3.6585060774679834E-4,3.5493750456639333E-4,1.9354838709677958E-6,0,1.5432873686141387E-3]
[2004,8,30,10,1.3792331170914074E-3,6.0926848868005199E-4,5.9997167454982022E-4,2.2344489247311912E-6,0,2.5907077292460102E-3,null,1.0487440441064658E-3,4.0744731187109033E-4,4.2982576484559723E-4,1.9354838709677958E-6,0,1.8879526046941212E-3]
[2004,8,30,14,1.3355339099796269E-3,5.9001229084187402E-4,5.9760960029305444E-4,2.2344489247311912E-6,0,2.5253902500392863E-3,null,1.0155159533488268E-3,3.945697608540975E-4,4.2813355100100489E-4,1.9354838709677958E-6,0,1.840154749074897E-3]
[2004,8,30,17,1.6477012327461853E-3,5.8787842952807848E-4,5.5970486456528531E-4,2.2344489247311912E-6,0,2.7975189757642798E-3,null,{"$f":"E5827*T$5","v":1.2528823683943785E-3},{"$f":"F5827*U$5","v":3.9314274456757445E-4},{"$f":"G5827*V$5","v":4.0097821564674273E-4},{"$f":"H5827*W$5","v":1.9354838709677958E-6},{"$f":"I5827*X$5","v":0},{"$f":"SUM(L5827:P5827)","v":2.0489388124796636E-3}]
[2004,8,30,20,1.6559113630461356E-3,4.9674289286980239E-4,4.3456528100630388E-4,2.2344489247311912E-6,8.0172213000000752E-5,2.6696261988469736E-3,null,1.2591252037401311E-3,3.3219600250351279E-4,3.1132695460003097E-4,1.9354838709677958E-6,3.5482597246656099E-5,1.9400662419612987E-3]
[2004,8,30,24,9.3128568868614025E-4,4.2980499988548007E-4,3.3926952547614915E-4,2.2344489247311912E-6,8.0172213000000752E-5,1.7827668759725016E-3,null,7.0813287998104917E-4,2.8743139533030446E-4,2.4305611325069236E-4,1.9354838709677958E-6,3.5482597246656099E-5,1.2760384696796699E-3]
[2004,8,31,4,6.0897529804224029E-4,4.6958392333975213E-4,3.4974182558187455E-4,2.2344489247311912E-6,8.0172213000000752E-5,1.5107077088885989E-3,null,4.6305385863746836E-4,3.1403348575792924E-4,2.5055857477275257E-4,1.9354838709677958E-6,3.5482597246656099E-5,1.0650640002857741E-3]
[2004,8,31,5,6.6069385779584907E-4,4.9590169344391468E-4,3.8142858965032017E-4,2.2344489247311912E-6,8.0172213000000752E-5,1.6204308028148159E-3,null,5.023797208425063E-4,3.3163345175422329E-4,2.7325929245483485E-4,1.9354838709677958E-6,3.5482597246656099E-5,1.1446905461691883E-3]
[2004,8,31,8,1.1524522884544149E-3,5.7589435199383867E-4,5.5309601939683396E-4,2.2344489247311912E-6,0,2.2836771087698183E-3,null,8.7630398273951372E-4,3.8512841218816776E-4,3.9624357224644029E-4,1.9354838709677958E-6,0,1.6596114510450896E-3]
[2004,8,31,11,1.3168699872566228E-3,6.223076537474197E-4,6.0882425134540911E-4,2.2344489247311912E-6,0,2.5502363412741825E-3,null,1.0013242423517099E-3,4.161672323239801E-4,4.3616784023586206E-4,1.9354838709677958E-6,0,1.8555947987825201E-3]
[2004,8,31,15,1.2227467634148084E-3,5.8497823192377955E-4,5.7693186271843308E-4,2.2344489247311912E-6,0,2.386891306981752E-3,null,9.2975463660995581E-4,3.9120324213191328E-4,4.1331981104410275E-4,1.9354838709677958E-6,0,1.7362131736569394E-3]
[2004,8,31,18,1.4557458660046066E-3,5.4160569164632606E-4,4.7930953793682847E-4,2.2344489247311912E-6,0,2.4788955445124924E-3,null,1.106922961598057E-3,3.6219792629266066E-4,3.4338219199443179E-4,1.9354838709677958E-6,0,1.8144385637561173E-3]
[2004,8,31,21,1.4779836774685689E-3,5.1451527880410361E-4,4.2103703942522911E-4,2.2344489247311912E-6,8.0172213000000752E-5,2.4959426576226336E-3,null,1.1238321932847027E-3,3.4408125672067167E-4,3.0163518575283582E-4,1.9354838709677958E-6,3.5482597246656099E-5,1.806966716875834E-3]
[2004,9,1,2,1.1271475815207441E-3,5.7484985294201758E-4,5.0736001859948891E-4,2.3089305555555617E-6,8.0172213000000969E-5,2.2918385966178068E-3,null,8.570627389238839E-4,3.8442990514435458E-4,3.6347783953339486E-4,2.0000000000000533E-6,3.5482597246656194E-5,1.6424530808482898E-3]
[2004,9,1,5,1.1214122411598772E-3,5.5954648452297563E-4,4.9523717801748242E-4,2.3089305555555617E-6,8.0172213000000969E-5,2.2586770472558921E-3,null,8.5270168931606482E-4,3.7419580237888899E-4,3.5479291415058914E-4,2.0000000000000533E-6,3.5482597246656194E-5,1.6191730030921995E-3]
[2004,9,1,6,1.3173220565167228E-3,5.4327158743688853E-4,5.0738636424681595E-4,2.3089305555555617E-6,6.1471777103764823E-5,2.431760715859748E-3,null,1.0016679876824872E-3,3.6331199139586753E-4,3.6349671382112053E-4,2.0000000000000533E-6,2.7206163175377019E-5,1.7576828560748523E-3]
[2004,9,1,9,1.7204501532469747E-3,6.0885970089385912E-4,6.7503991815468585E-4,2.3089305555555617E-6,0,3.0066587028510757E-3,null,1.3081993384880723E-3,4.0717393570326843E-4,4.836054124386065E-4,2.0000000000000533E-6,0,2.2009786866299475E-3]
[2004,9,1,12,1.4159219473761956E-3,6.1860153618532063E-4,6.9475307024953253E-4,2.3089305555555617E-6,0,2.7315854843666045E-3,null,1.0766415704706435E-3,4.1368877222599122E-4,4.9772811361952949E-4,2.0000000000000533E-6,0,1.9900584563161644E-3]
[2004,9,1,18,1.8774888001773045E-3,5.628076987352343E-4,5.9977956494614753E-4,2.3089305555555617E-6,0,3.0423849944142419E-3,null,1.4276086998366707E-3,3.7637673408454688E-4,4.2968813558602468E-4,2.0000000000000533E-6,0,2.2356735695072427E-3]
[2004,9,1,20,1.9769995151319737E-3,5.0423589844396279E-4,5.1051746137421665E-4,2.3089305555555617E-6,8.0172213000000969E-5,3.0742340185057099E-3,null,1.5032748568773076E-3,3.3720693780666777E-4,3.6573986341414201E-4,2.0000000000000533E-6,3.5482597246656194E-5,2.243704255344774E-3]
[2004,9,1,24,1.1196065371484269E-3,5.0815824799432471E-4,4.4548734265669756E-4,2.3089305555555617E-6,8.0172213000000969E-5,2.1557332713550057E-3,null,8.513286644778698E-4,3.3983000269547574E-4,3.1915162983339718E-4,2.0000000000000533E-6,3.5482597246656194E-5,1.5477928942533989E-3]
[2004,9,2,3,6.3532361502357322E-4,4.5603429808947662E-4,3.7844131613067364E-4,2.3089305555555617E-6,8.0172213000000969E-5,1.55228037279928E-3,null,4.8308864475446299E-4,3.0497219588711082E-4,2.7111917954642379E-4,2.0000000000000533E-6,3.5482597246656194E-5,1.0966626174346537E-3]
[2004,9,2,6,1.021995932975792E-3,4.9319690568044134E-4,4.5949817597402661E-4,2.3089305555555617E-6,6.2807980600316696E-5,2.0398079257861325E-3,null,7.7710731748501037E-4,3.2982462933211414E-4,3.291891322725979E-4,2.0000000000000533E-6,2.7797539772499556E-5,1.465918618862222E-3]
[2004,9,2,7,1.2582657688736925E-3,4.9973793299110971E-4,5.2009950190729101E-4,2.3089305555555617E-6,0,2.2804121343276487E-3,null,9.5676264922652139E-4,3.3419893071832409E-4,3.7260453399046639E-4,2.0000000000000533E-6,0,1.6655661139353118E-3]
[2004,9,2,11,1.2763700780494913E-3,5.8498747554103789E-4,6.793056176154314E-4,2.3089305555555617E-6,0,2.5429721017615164E-3,null,9.7052884015211434E-4,3.9120942378593582E-4,4.8666140259796218E-4,2.0000000000000533E-6,0,1.8503996665360123E-3]
[2004,9,2,14,1.1647895090112891E-3,5.5698904384044031E-4,6.5849983267799979E-4,2.3089305555555617E-6,0,2.3825873160852849E-3,null,8.8568498325314348E-4,3.7248551807774898E-4,4.7175592821760133E-4,2.0000000000000533E-6,0,1.7319264295484937E-3]
[2004,9,2,18,1.5748063494378539E-3,5.1602489778609256E-4,5.5463130299048165E-4,2.3089305555555617E-6,0,2.6477714807699839E-3,null,1.1974544108083063E-3,3.4509081196206208E-4,3.9734346491285602E-4,2.0000000000000533E-6,0,1.9418886876832245E-3]
[2004,9,2,21,1.586983414928038E-3,4.5651072651300175E-4,4.5014512636810873E-4,2.3089305555555617E-6,8.0172213000000969E-5,2.5761204113647048E-3,null,1.2067136322910796E-3,3.0529080662124685E-4,3.2248851310833659E-4,2.0000000000000533E-6,3.5482597246656194E-5,1.8719755492673192E-3]
[2004,9,3,1,7.3054715060210046E-4,4.4665669408302242E-4,3.9101044731259925E-4,2.3089305555555617E-6,8.0172213000000969E-5,1.6506954355532788E-3,null,5.554949077416373E-4,2.9870093844443712E-4,2.8012383202067524E-4,2.0000000000000533E-6,3.5482597246656194E-5,1.1718022754534057E-3]
[2004,9,3,4,6.6241929678521265E-4,4.743351966963666E-4,4.0361061288516004E-4,2.3089305555555617E-6,8.0172213000000969E-5,1.6228462499222958E-3,null,5.036917136022075E-4,3.1721089209534102E-4,2.8915071784569495E-4,2.0000000000000533E-6,3.5482597246656194E-5,1.1475359207898999E-3]
[2004,9,3,8,1.332082559184954E-3,5.451325637626578E-4,6.0509225648405058E-4,2.3089305555555617E-6,0,2.4846163099872184E-3,null,1.012891608308687E-3,3.6455651629002894E-4,4.3349420143968571E-4,2.0000000000000533E-6,0,1.8129423260384017E-3]
[2004,9,3,9,1.3750676567247902E-3,5.4852533719093426E-4,6.2028427322974604E-4,2.3089305555555617E-6,0,2.5461861977010263E-3,null,1.0455767029976155E-3,3.6682542800764255E-4,4.4437791561196779E-4,2.0000000000000533E-6,0,1.8587800466172259E-3]
[2004,9,3,12,1.1481358440713638E-3,5.6762385413454549E-4,6.5525440700338301E-4,2.3089305555555617E-6,0,2.3733230357648478E-3,null,8.7302183610139643E-4,3.7959753018259235E-4,4.6943087249911528E-4,2.0000000000000533E-6,0,1.7240502387831042E-3]
[2004,9,3,16,1.14993973632785E-3,5.4511418387574761E-4,6.3288734125138593E-4,2.3089305555555617E-6,0,2.3302501920105393E-3,null,8.7439348331371772E-4,3.6454422477052122E-4,4.5340688078081032E-4,2.0000000000000533E-6,0,1.6943445888650494E-3]
[2004,9,3,19,1.4603620130076639E-3,5.2968916322143308E-4,5.7080046940143742E-4,2.3089305555555617E-6,8.0172213000000973E-6,2.5711777974860902E-3,null,1.1104329967155328E-3,3.5422876727037646E-4,4.0892721897044476E-4,2.0000000000000533E-6,3.5482597246656197E-6,1.8791372426810195E-3]
[2004,9,3,22,1.2282353032979526E-3,4.1885174501199191E-4,3.9092868652468218E-4,2.3089305555555617E-6,8.0172213000000969E-5,2.120496878390183E-3,null,9.3392802357547978E-4,2.8010642393040447E-4,2.800652577667703E-4,2.0000000000000533E-6,3.5482597246656194E-5,1.5315823025193109E-3]
[2004,9,4,2,6.985440738966561E-4,4.5722281630521642E-4,3.9927970479209306E-4,2.3089305555555617E-6,8.0172213000000969E-5,1.6375277385495221E-3,null,5.3116034408303228E-4,3.0576701551279361E-4,2.8604801156381041E-4,2.0000000000000533E-6,3.5482597246656194E-5,1.1604579684062924E-3]
[2004,9,4,5,7.0301704019453759E-4,4.7321760377688532E-4,4.0124519451908871E-4,2.3089305555555617E-6,8.0172213000000969E-5,1.6599609820460682E-3,null,5.3456150716870755E-4,3.1646350364629232E-4,2.8745610824743462E-4,2.0000000000000533E-6,3.5482597246656194E-5,1.175963716309091E-3]
[2004,9,4,9,1.214411819056106E-3,5.4961907784371379E-4,5.6149723273034129E-4,2.3089305555555617E-6,0,2.3278370601857168E-3,null,9.234168948998512E-4,3.6755686529208934E-4,4.0226228629559153E-4,2.0000000000000533E-6,0,1.6952360464875321E-3]
[2004,9,4,10,1.3087463912133878E-3,5.2786922501338459E-4,5.4202073644060223E-4,2.3089305555555617E-6,0,2.3809452832229305E-3,null,9.951472060976531E-4,3.5301168655076245E-4,3.8830912772267899E-4,2.0000000000000533E-6,0,1.7384680203710947E-3]
[2004,9,4,13,1.1819345083470003E-3,4.8135721188156884E-4,5.0296040534905434E-4,2.3089305555555617E-6,0,2.1685610561331791E-3,null,8.987217322383006E-4,3.2190685334114097E-4,3.603259121831382E-4,2.0000000000000533E-6,0,1.5829544977625798E-3]
[2004,9,4,17,1.2449747864483303E-3,5.0078085781376765E-4,4.754578026411019E-4,2.3089305555555617E-6,0,2.2235223774587556E-3,null,9.4665642535022904E-4,3.3489638499894218E-4,3.4062276994219789E-4,2.0000000000000533E-6,0,1.6241755802913693E-3]
[2004,9,4,20,1.3279134369019584E-3,4.4268658512330411E-4,4.2106236963515385E-4,2.3089305555555617E-6,8.0172213000000969E-5,2.2741435352159728E-3,null,1.0097214827445157E-3,2.9604593452822107E-4,3.016533325709548E-4,2.0000000000000533E-6,3.5482597246656194E-5,1.6449033470903479E-3]
[2004,9,4,22,1.1407625658303121E-3,4.0854507756353455E-4,3.5833059959333713E-4,2.3089305555555617E-6,8.0172213000000969E-5,1.9901193865427404E-3,null,8.6741532800278733E-4,2.7321385682042468E-4,2.5671165918516735E-4,2.0000000000000533E-6,3.5482597246656194E-5,1.4348234412550355E-3]
[2004,9,5,4,6.0680614648338422E-4,4.485248565856305E-4,3.702984367556525E-4,2.3089305555555617E-6,8.0172213000000969E-5,1.5081105833802237E-3,null,4.6140447482415629E-4,2.9995026908268344E-4,2.6528553855322174E-4,2.0000000000000533E-6,3.5482597246656194E-5,1.0641228797067179E-3]
[2004,9,5,7,8.617555042883606E-4,4.6284451351028216E-4,4.1608670820573351E-4,2.3089305555555617E-6,0,1.7429956565599319E-3,null,6.5526337890165832E-4,3.0952651638460073E-4,2.9808871848960165E-4,2.0000000000000533E-6,0,1.2648786137758607E-3]
[2004,9,5,10,1.2374139702959856E-3,5.2112420185792987E-4,5.4697248825117046E-4,2.3089305555555617E-6,0,2.3078195909606415E-3,null,9.4090731679845839E-4,3.4850096327480211E-4,3.9185661271169962E-4,2.0000000000000533E-6,0,1.6832648927849602E-3]
[2004,9,5,11,1.2356756390771533E-3,5.0881602503849541E-4,5.3516849124183143E-4,2.3089305555555617E-6,0,2.2819690859130358E-3,null,9.3958552101945387E-4,3.4026989002501493E-4,3.83400110083336E-4,2.0000000000000533E-6,0,1.6652555211278048E-3]
[2004,9,5,14,1.0909374074938335E-3,4.5253268856183061E-4,4.8408716159509615E-4,2.3089305555555617E-6,0,2.0298661882063159E-3,null,8.2952917416518311E-4,3.0263050020487965E-4,3.468049298171801E-4,2.0000000000000533E-6,0,1.480964604187243E-3]
[2004,9,5,19,1.5516232798249664E-3,4.4112279683372868E-4,4.3648208300551378E-4,2.3089305555555617E-6,1.3362035526724234E-5,2.4448991257464887E-3,null,1.1798264218343365E-3,2.9500015365039597E-4,3.1270017090392763E-4,2.0000000000000533E-6,5.9137662196035656E-6,1.7954405126082637E-3]
[2004,9,5,22,1.2711656679453003E-3,3.7345062167697866E-4,3.3412154965984297E-4,2.3089305555555617E-6,8.0172213000000969E-5,2.0612189828376785E-3,null,9.6657150035783204E-4,2.4974449646743139E-4,2.3936805140292142E-4,2.0000000000000533E-6,3.5482597246656194E-5,1.4931666454748409E-3]
[2004,9,6,1,6.9978194608847982E-4,4.3412303237014846E-4,3.6732904383900426E-4,2.3089305555555617E-6,8.0172213000000969E-5,1.5837151658531889E-3,null,5.3210159982323502E-4,2.9031907253852801E-4,2.6315823548931781E-4,2.0000000000000533E-6,3.5482597246656194E-5,1.1230615050977369E-3]
[2004,9,6,5,6.3964421822758799E-4,4.5020631074400966E-4,3.7016928048275952E-4,2.3089305555555617E-6,8.0172213000000969E-5,1.5425009530099136E-3,null,4.8637395368520667E-4,3.0107473881908867E-4,2.6519300969538446E-4,2.0000000000000533E-6,3.5482597246656194E-5,1.0901242994463358E-3]
[2004,9,6,8,1.0227708888196161E-3,4.9077589002511192E-4,4.7119007128306503E-4,2.3089305555555617E-6,0,1.9870457806833489E-3,null,7.7769657996398117E-4,3.2820557904625596E-4,3.3756532411110906E-4,2.0000000000000533E-6,0,1.4454674831213461E-3]
[2004,9,6,9,1.1397936095522221E-3,5.0913434756471242E-4,5.165353981362625E-4,2.3089305555555617E-6,0,2.1677722858087526E-3,null,8.6667855108447391E-4,3.4048276769721512E-4,3.7005117406639849E-4,2.0000000000000533E-6,0,1.5792124928480876E-3]
[2004,9,6,12,1.209556662970984E-3,4.8293238543638972E-4,4.998821759094297E-4,2.3089305555555617E-6,0,2.1946801548723589E-3,null,9.1972512157713912E-4,3.229602480966003E-4,3.5812063753538144E-4,2.0000000000000533E-6,0,1.6028060072091209E-3]
[2004,9,6,16,1.1755098366540999E-3,4.4150030366033521E-4,4.6910431309107458E-4,2.3089305555555617E-6,0,2.0884233839610655E-3,null,8.9383652748953573E-4,2.9525261072731954E-4,3.3607106588495538E-4,2.0000000000000533E-6,0,1.5271602041018106E-3]
[2004,9,6,20,1.5053909903816295E-3,4.1016454290252754E-4,3.9333482004065161E-4,2.3089305555555617E-6,8.0172213000000969E-5,2.3913714968803652E-3,null,1.1446722208524496E-3,2.7429687163458422E-4,2.8178903610946992E-4,2.0000000000000533E-6,3.5482597246656194E-5,1.7382407258431602E-3]
[2004,9,6,23,9.7176980191080408E-4,4.0320743764058815E-4,3.526508215558813E-4,2.3089305555555617E-6,8.0172213000000969E-5,1.8101092046628299E-3,null,7.3891627119981157E-4,2.696443187945013E-4,2.5264260885719228E-4,2.0000000000000533E-6,3.5482597246656194E-5,1.2986857960981613E-3]
[2004,9,7,2,5.7199416960482393E-4,4.2614178271195531E-4,3.6125670870789175E-4,2.3089305555555617E-6,8.0172213000000969E-5,1.4418738045802275E-3,null,4.3493407401768949E-4,2.849816247974705E-4,2.5880795329626653E-4,2.0000000000000533E-6,3.5482597246656194E-5,1.0162062493580828E-3]
[2004,9,7,6,8.6500971982902692E-4,4.7922665058272931E-4,4.555763095966006E-4,2.3089305555555617E-6,6.9488998403764918E-5,1.8716106089676774E-3,null,6.5773782584193307E-4,3.2048204393425795E-4,3.2637946760540466E-4,2.0000000000000533E-6,3.0754422900042639E-5,1.3373537602816383E-3]
[2004,9,7,9,1.1716733436790638E-3,5.0729772527978575E-4,5.9235533265508927E-4,2.3089305555555617E-6,0,2.2736353321694946E-3,null,8.9091932726575453E-4,3.3925452952829701E-4,4.2436934061909577E-4,2.0000000000000533E-6,0,1.6565431974131474E-3]
[2004,9,7,13,1.0225034952900287E-3,5.4309041252722384E-4,6.501602993621632E-4,2.3089305555555617E-6,0,2.2180631377349712E-3,null,7.7749325873560269E-4,3.6319083096940055E-4,4.6578140235581893E-4,2.0000000000000533E-6,0,1.6084654920608223E-3]
[2004,9,7,14,1.0103985409980491E-3,5.2920745756741534E-4,6.4421055245783229E-4,2.3089305555555617E-6,0,2.1861254815788525E-3,null,7.6828886931036436E-4,3.539066273969229E-4,4.6151894360606108E-4,2.0000000000000533E-6,0,1.5857144403133483E-3]
[2004,9,7,17,1.234753264147678E-3,5.4398210077677282E-4,6.1174410331340113E-4,2.3089305555555617E-6,0,2.3927883987934079E-3,null,{"$f":"E6019*T$5","v":9.3888416372043518E-4},{"$f":"F6019*U$5","v":3.6378714603747976E-4},{"$f":"G6019*V$5","v":4.3825965166399282E-4},{"$f":"H6019*W$5","v":2.0000000000000533E-6},{"$f":"I6019*X$5","v":0},{"$f":"SUM(L6019:P6019)","v":1.7429309614219078E-3}]
[2004,9,7,21,1.3948782096451751E-3,4.4137902197077729E-4,4.4496191586981012E-4,2.3089305555555617E-6,8.0172213000000969E-5,2.3637002910413189E-3,null,1.0606402909641831E-3,2.9517150379448508E-4,3.1877520877866372E-4,2.0000000000000533E-6,3.5482597246656194E-5,1.7120696007839882E-3]
[2004,9,7,24,7.0858471012092707E-4,4.0648084515233817E-4,3.488869855069128E-4,2.3089305555555617E-6,8.0172213000000969E-5,1.5464336843357346E-3,null,5.3879506319523725E-4,2.7183340474938247E-4,2.4994615871274972E-4,2.0000000000000533E-6,3.5482597246656194E-5,1.0980572239040259E-3]
[2004,9,8,4,5.7395174726206598E-4,4.6115267648927626E-4,4.0060988617990768E-4,2.3089305555555617E-6,8.0172213000000969E-5,1.5181954534868062E-3,null,4.3642258084330716E-4,3.0839510312568387E-4,2.8700096693929511E-4,2.0000000000000533E-6,3.5482597246656194E-5,1.0693012481549423E-3]
[2004,9,8,6,8.663061090724767E-4,5.0948260614610272E-4,4.9437689205713794E-4,2.3089305555555617E-6,7.2161405477040876E-5,1.9446359433083137E-3,null,6.5872357689522772E-4,3.4071566505767268E-4,3.5417659660331752E-4,2.0000000000000533E-6,3.193717612977031E-5,1.3875530146859882E-3]
[2004,9,8,11,1.1354148847224086E-3,5.8029710740571227E-4,7.0630295739112353E-4,2.3089305555555617E-6,0,2.4243238800748003E-3,null,8.6334904751532221E-4,3.8807274771630271E-4,5.0600256937319429E-4,2.0000000000000533E-6,0,1.7594243646048191E-3]
[2004,9,8,12,1.0870757516968431E-3,5.7139273434958808E-4,6.8686585470439574E-4,2.3089305555555617E-6,0,2.3476432713063827E-3,null,8.2659284058437144E-4,3.8211796270276106E-4,4.9207763277518918E-4,2.0000000000000533E-6,0,1.7027884360623217E-3]
[2004,9,8,15,9.8534154465745698E-4,5.6192522553113436E-4,6.8585444965150392E-4,2.3089305555555617E-6,0,2.2354301503956509E-3,null,7.492359801723696E-4,3.7578658156313914E-4,4.9135305198434753E-4,2.0000000000000533E-6,0,1.6183756137198562E-3]
[2004,9,8,18,1.3921817351350884E-3,5.3410554952227967E-4,5.9563733397566027E-4,2.3089305555555617E-6,0,2.5242335491885842E-3,null,1.0585899402674843E-3,3.5718221843336482E-4,4.2672059949960405E-4,2.0000000000000533E-6,0,1.8444927582004533E-3]
[2004,9,8,22,1.1611234407960266E-3,4.2547212592895578E-4,4.1110320353079217E-4,2.3089305555555617E-6,8.0172213000000969E-5,2.080179913811331E-3,null,8.8289737095004531E-4,2.8453379291189159E-4,2.9451848542797333E-4,2.0000000000000533E-6,3.5482597246656194E-5,1.4994322465365665E-3]
[2004,9,9,1,6.4562142749836145E-4,4.227177343905401E-4,3.7118049141934666E-4,2.3089305555555617E-6,8.0172213000000969E-5,1.5220007968638047E-3,null,4.9091891605989289E-4,2.8269179804588551E-4,2.6591745141934571E-4,2.0000000000000533E-6,3.5482597246656194E-5,1.0770107627717804E-3]
[2004,9,9,3,5.5027159138993818E-4,4.446692669185539E-4,3.774729265074296E-4,2.3089305555555617E-6,8.0172213000000969E-5,1.4548949283714782E-3,null,4.184166164224565E-4,2.9737184975735172E-4,2.704254154436572E-4,2.0000000000000533E-6,3.5482597246656194E-5,1.0236964788701217E-3]
[2004,9,9,9,1.1813266412496186E-3,5.2404943905723334E-4,6.1481670181163671E-4,2.3089305555555617E-6,0,2.3225017126740446E-3,null,8.9825952103550423E-4,3.5045721089893854E-4,4.404608922484896E-4,2.0000000000000533E-6,0,1.6911776241829324E-3]
[2004,9,9,12,1.0749270826963873E-3,5.6129731813783779E-4,6.6951306957481406E-4,2.3089305555555617E-6,0,2.3080464009645951E-3,null,8.1735521128141703E-4,3.7536666951409008E-4,4.7964592231799092E-4,2.0000000000000533E-6,0,1.6743678031134982E-3]
[2004,9,9,13,1.0384871622690563E-3,5.5365136477297067E-4,6.7128756465510112E-4,2.3089305555555617E-6,0,2.2657350222526837E-3,null,7.8964695149392799E-4,3.7025345062440814E-4,4.8091718850846803E-4,2.0000000000000533E-6,0,1.6428175906268042E-3]
[2004,9,9,16,1.1217081229138435E-3,5.630071812422414E-4,6.7010927362906841E-4,2.3089305555555617E-6,0,2.3571335083407089E-3,null,8.5292667247763971E-4,3.7651013768699054E-4,4.8007304892161971E-4,2.0000000000000533E-6,0,1.71150985908625E-3]
[2004,9,9,19,1.4853472461771944E-3,5.1971459702743888E-4,5.6244465178083216E-4,2.3089305555555617E-6,2.2715460323276206E-5,2.5925308858642973E-3,null,1.1294313184295696E-3,3.475582923347239E-4,4.0294102686832286E-4,2.0000000000000533E-6,1.0053402541391725E-5,1.8919840401740082E-3]
[2004,9,9,24,7.2211003573841232E-4,4.1440465815141607E-4,3.6067467845624698E-4,2.3089305555555617E-6,8.0172213000000969E-5,1.5796705159016318E-3,null,5.4907947741801295E-4,2.7713244181797915E-4,2.5839098094792326E-4,2.0000000000000533E-6,3.5482597246656194E-5,1.1220854974305717E-3]
[2004,9,10,3,6.0129186988726281E-4,4.5599836097394913E-4,4.1011045506522507E-4,2.3089305555555617E-6,8.0172213000000969E-5,1.5498818294819934E-3,null,4.5721151812519472E-4,3.0494816299949209E-4,2.9380727040464436E-4,2.0000000000000533E-6,3.5482597246656194E-5,1.0934495487759876E-3]
[2004,9,10,7,1.1664387437602119E-3,5.4265008896717737E-4,5.9316490208210062E-4,2.3089305555555617E-6,0,2.3045626653650456E-3,null,8.8693903167964426E-4,3.6289636530405304E-4,4.2494932432986319E-4,2.0000000000000533E-6,0,1.6767847213135605E-3]
[2004,9,10,10,1.1767218959678331E-3,5.5461583738976587E-4,6.7803756807971287E-4,2.3089305555555617E-6,0,{"$f":"SUM(E6084:I6084)","v":2.4116842319928675E-3},null,8.9475815558171933E-4,3.7089844011982393E-4,4.8575295910859034E-4,2.0000000000000533E-6,0,1.7534095548101336E-3]
[2004,9,10,13,1.0508054104841323E-3,5.1823608801484209E-4,6.6325525046146046E-4,2.3089305555555617E-6,0,2.2346056795159905E-3,null,7.9901352578024562E-4,3.4656954183481732E-4,4.7516275752745168E-4,2.0000000000000533E-6,0,1.6227458251425147E-3]
[2004,9,10,14,9.9667082844388756E-4,5.314942664832108E-4,6.8135516772741119E-4,2.3089305555555617E-6,0,2.2118291932100654E-3,null,7.5785056370272113E-4,3.5543592714377557E-4,4.8812972099004644E-4,2.0000000000000533E-6,0,1.6034162118365432E-3]
[2004,9,10,17,1.1875795911078695E-3,5.2264288936921394E-4,6.344324762303492E-4,2.3089305555555617E-6,0,2.3469638872629884E-3,null,9.0301415159119028E-4,3.4951658308042419E-4,4.5451383107912379E-4,2.0000000000000533E-6,0,1.7090445657507384E-3]
[2004,9,10,22,1.1861534965312537E-3,4.0153802448574476E-4,4.0474206419070455E-4,2.3089305555555617E-6,8.0172213000000969E-5,2.0749147287632596E-3,null,9.0192977493649376E-4,2.6852790145964653E-4,2.8996130098390076E-4,2.0000000000000533E-6,3.5482597246656194E-5,1.4979015746266972E-3]
[2004,9,11,1,7.0584319548623142E-4,4.3995223136530009E-4,3.9136744706012795E-4,2.3089305555555617E-6,8.0172213000000969E-5,1.619644017467216E-3,null,5.3671046479824463E-4,2.9421733989530807E-4,2.8037959024400529E-4,2.0000000000000533E-6,3.5482597246656194E-5,1.148789992184214E-3]
[2004,9,11,4,4.481806417981197E-4,4.0800460070575028E-4,3.3699400109978521E-4,2.3089305555555617E-6,8.0172213000000969E-5,1.2756603871592117E-3,null,3.4078849539286461E-4,2.7285241379994317E-4,2.414259046142108E-4,2.0000000000000533E-6,3.5482597246656194E-5,8.9254941105367479E-4]
[2004,9,11,8,1.0972504365288115E-3,5.4732273175400552E-4,5.4775775872260445E-4,2.3089305555555617E-6,0,2.1946398575609771E-3,null,8.3432948784577861E-4,3.6602118757567842E-4,3.924191884053739E-4,2.0000000000000533E-6,0,1.594769863826831E-3]
[2004,9,11,11,1.3786849626586984E-3,5.316260981692646E-4,5.6406220739018244E-4,2.3089305555555617E-6,0,2.4766821987737011E-3,null,1.0483272373394078E-3,3.5552408936962516E-4,4.0409986003739031E-4,2.0000000000000533E-6,0,1.8099511867464232E-3]
[2004,9,11,14,1.2177417526996555E-3,5.070423766401213E-4,5.4310221962076337E-4,2.3089305555555617E-6,0,2.2701952795160961E-3,null,9.2594891652307521E-4,3.3908376554040944E-4,3.8908391319139167E-4,2.0000000000000533E-6,0,1.6561165952548764E-3]
[2004,9,11,16,1.0683213683940829E-3,4.6092690920124718E-4,4.7523136493357609E-4,2.3089305555555617E-6,0,2.0067885730844621E-3,null,8.1233234499016949E-4,3.0824412161863899E-4,3.4046054768245505E-4,2.0000000000000533E-6,0,1.4630370142912636E-3]
[2004,9,11,19,1.3879800100058417E-3,4.5491395043730957E-4,4.5380422699981015E-4,2.3089305555555617E-6,2.8060274550000338E-5,2.3270673925485171E-3,null,1.0553950240856842E-3,3.0422296521505441E-4,3.251099297424605E-4,2.0000000000000533E-6,1.2418909036329669E-5,1.6991468280795289E-3]
[2004,9,11,23,1.0145341813038167E-3,4.372268675243059E-4,3.5875426029044526E-4,2.3089305555555617E-6,8.0172213000000969E-5,1.8929964526741242E-3,null,7.714335357815312E-4,2.9239475725478868E-4,2.5701517398577216E-4,2.0000000000000533E-6,3.5482597246656194E-5,1.3583260642687483E-3]
[2004,9,12,2,6.60901296382102E-4,4.5344855187048547E-4,4.0647144745072994E-4,2.3089305555555617E-6,8.0172213000000969E-5,1.6033024392588739E-3,null,5.0253745341081167E-4,3.0324298230445653E-4,2.9120024861090224E-4,2.0000000000000533E-6,3.5482597246656194E-5,1.1344632815728267E-3]
[2004,9,12,5,6.2330176448726748E-4,4.6111786723678676E-4,4.153126551129405E-4,2.3089305555555617E-6,8.0172213000000969E-5,1.5822134303925513E-3,null,4.7394744592965752E-4,3.0837182449463928E-4,2.9753417903923424E-4,2.0000000000000533E-6,3.5482597246656194E-5,1.1173360467101874E-3]
[2004,9,12,9,1.1182252716642543E-3,5.3234023601729367E-4,5.7070819251032296E-4,2.3089305555555617E-6,0,2.2235826307474265E-3,null,8.5027837505840555E-4,3.5600166789517015E-4,4.0886111087404069E-4,2.0000000000000533E-6,0,1.6171411538276166E-3]
[2004,9,12,11,1.2385412689179278E-3,5.2201747378526173E-4,5.7490713331133012E-4,2.3089305555555617E-6,0,2.3377748065700754E-3,null,9.4176449438580084E-4,3.4909833742482549E-4,4.1186927445557728E-4,2.0000000000000533E-6,0,1.7047321062662036E-3]
[2004,9,12,16,1.1592132011745454E-3,4.4982636406047172E-4,5.3084231906992186E-4,2.3089305555555617E-6,0,2.1421908148604946E-3,null,8.8144485911501231E-4,3.0082065009180643E-4,3.8030079666318158E-4,2.0000000000000533E-6,0,1.5645663058700004E-3]
[2004,9,12,17,1.3302119546516236E-3,4.6464386698200343E-4,5.1563337340919553E-4,2.3089305555555617E-6,0,2.3127981255983781E-3,null,1.0114692342814843E-3,3.1072983109524177E-4,3.6940495444526034E-4,2.0000000000000533E-6,0,1.6936040198219863E-3]
[2004,9,12,20,1.4449423262184423E-3,4.4960046782954337E-4,4.7591450176363707E-4,2.3089305555555617E-6,8.0172213000000969E-5,2.4529384393671794E-3,null,1.0987081443451906E-3,3.0066958235440715E-4,3.4094995380432817E-4,2.0000000000000533E-6,3.5482597246656194E-5,1.7778102777505824E-3]
[2004,9,12,24,8.2182021033028857E-4,4.2133624425717841E-4,3.8296433067793655E-4,2.3089305555555617E-6,8.0172213000000969E-5,1.7086019288209602E-3,null,6.248972999776752E-4,2.81767928763832E-4,2.743595128315639E-4,2.0000000000000533E-6,3.5482597246656194E-5,1.2185073388197272E-3]
[2004,9,13,3,5.5061230750008509E-4,4.5151472199041187E-4,3.8720196466026892E-4,2.3089305555555617E-6,8.0172213000000969E-5,1.4718101377063225E-3,null,4.1867569082171491E-4,3.019497367142259E-4,2.7739539659884079E-4,2.0000000000000533E-6,3.5482597246656194E-5,1.0355034213814377E-3]
[2004,9,13,8,1.2103481808563041E-3,4.899090753917604E-4,5.5434556846398241E-4,2.3089305555555617E-6,0,2.2569117552676027E-3,null,9.2032697753444365E-4,3.2762589816859441E-4,3.9713876181335139E-4,2.0000000000000533E-6,0,1.6470916375163893E-3]
[2004,9,13,11,1.1661606751516031E-3,5.858100714836265E-4,7.2206442603940202E-4,2.3089305555555617E-6,0,2.4763441032301875E-3,null,8.8672759331326681E-4,3.9175953348599582E-4,5.172942446375632E-4,2.0000000000000533E-6,0,1.7977813714368258E-3]
[2004,9,13,14,1.0145068978243575E-3,5.6166329669834895E-4,6.9939637056925629E-4,2.3089305555555617E-6,0,2.2778754956475186E-3,null,7.7141278991469352E-4,3.756114170817934E-4,5.0105462084644242E-4,2.0000000000000533E-6,0,1.6500788278429295E-3]
[2004,9,13,15,9.8140546082600309E-4,5.5288373126986486E-4,6.798647934343E-4,2.3089305555555617E-6,0,2.2164629160857235E-3,null,7.4624305285342135E-4,3.6974009696644981E-4,4.8706200179993067E-4,2.0000000000000533E-6,0,1.6050451516198018E-3]
[2004,9,13,18,1.450481613894445E-3,5.0972246447722935E-4,5.8564910578031912E-4,2.3089305555555617E-6,0,2.5481621147075491E-3,null,1.1029201190192409E-3,3.4087606992689402E-4,4.1956493198123962E-4,2.0000000000000533E-6,0,1.8653611209273747E-3]
[2004,9,13,21,1.3873323499453253E-3,4.5163087992129458E-4,4.7951124992497661E-4,2.3089305555555617E-6,8.0172213000000969E-5,2.4009556233471532E-3,null,1.054902555029761E-3,3.0202741714177139E-4,3.4352670049918636E-4,2.0000000000000533E-6,3.5482597246656194E-5,1.7379392699173749E-3]
[2004,9,14,1,6.7023327395784394E-4,4.2321978855673669E-4,3.6200695751928966E-4,2.3089305555555617E-6,8.0172213000000969E-5,1.5379411635894269E-3,null,5.0963332123838626E-4,2.8302754595379659E-4,2.5934543911911907E-4,2.0000000000000533E-6,3.5482597246656194E-5,1.0894889035579581E-3]
[2004,9,14,5,7.1782344144158709E-4,4.670057509612186E-4,4.0594372167981207E-4,2.3089305555555617E-6,8.0172213000000969E-5,1.6732540576381741E-3,null,5.458200282483348E-4,3.1230933716877509E-4,2.9082218054079926E-4,2.0000000000000533E-6,3.5482597246656194E-5,1.1864341432045655E-3]
[2004,9,14,8,1.2493647590221917E-3,4.9711022375266379E-4,5.6096813189449176E-4,2.3089305555555617E-6,0,2.3097520452249028E-3,null,9.4999448150156107E-4,3.3244165443459061E-4,4.0188323311508915E-4,2.0000000000000533E-6,0,1.6863193690512409E-3]
[2004,9,14,12,1.1219779313126428E-3,5.5930973493825405E-4,6.4862279599204708E-4,2.3089305555555617E-6,0,2.3322193927984998E-3,null,8.5313182992911342E-4,3.7403747647877492E-4,4.646799194191308E-4,2.0000000000000533E-6,0,1.6938492258270193E-3]
[2004,9,14,15,1.0169059258631893E-3,5.5218435863823917E-4,6.4934440954751748E-4,2.3089305555555617E-6,0,2.2207436246045016E-3,null,7.7323696766694696E-4,3.6927239265538414E-4,4.6519689065554082E-4,2.0000000000000533E-6,0,1.609706250977872E-3]
[2004,9,14,16,1.176033760130439E-3,5.5828659821538398E-4,6.451913047736997E-4,2.3089305555555617E-6,0,2.3818205936750785E-3,null,8.9423490947338554E-4,3.7335325545773845E-4,4.6222156446663437E-4,2.0000000000000533E-6,0,1.7318097293977583E-3]
[2004,9,14,19,1.5621677812131854E-3,4.9621351639494483E-4,5.2425188100976828E-4,2.3089305555555617E-6,3.4741292273276346E-5,2.6196834014467303E-3,null,1.1878442709505814E-3,3.3184198284607767E-4,3.7557934030109824E-4,2.0000000000000533E-6,1.5375792128390151E-5,1.9126413862261477E-3]
[2004,9,14,22,1.2088108983400658E-3,4.0438988861618146E-4,3.7083144191450435E-4,2.3089305555555617E-6,8.0172213000000969E-5,2.066513372426308E-3,null,9.1915805557119077E-4,2.7043508096319412E-4,2.6566738883014032E-4,2.0000000000000533E-6,3.5482597246656194E-5,1.4927431226111816E-3]
[2004,9,15,3,5.8376965140509928E-4,4.4507510763400459E-4,3.6980279569032647E-4,2.3089305555555617E-6,8.0172213000000969E-5,1.4811286982849866E-3,null,4.4388793848881386E-4,2.9764325507640319E-4,2.6493045629012577E-4,2.0000000000000533E-6,3.5482597246656194E-5,1.0439442471019992E-3]
[2004,9,15,6,9.2977907985428577E-4,4.8069551256294625E-4,4.5335370182828237E-4,2.3089305555555617E-6,8.0172213000000969E-5,1.946309437801071E-3,null,7.0698728173545469E-4,3.2146434299693493E-4,3.2478716896116292E-4,2.0000000000000533E-6,3.5482597246656194E-5,1.3907213909402087E-3]
[2004,9,15,10,1.198639079863158E-3,5.4051555732856219E-4,6.3916462187789489E-4,2.3089305555555617E-6,0,2.3806281896251707E-3,null,9.1142358783459412E-4,3.61468900738896E-4,4.5790398799585371E-4,2.0000000000000533E-6,0,1.7327964765693439E-3]
[2004,9,15,13,1.0938580192193571E-3,5.5733173802402177E-4,6.5309092682352401E-4,2.3089305555555617E-6,0,2.3065896146224583E-3,null,8.3174995476734093E-4,3.727146942562128E-4,4.6788093345618642E-4,2.0000000000000533E-6,0,1.6743455824797403E-3]
[2004,9,15,16,1.1909712657702295E-3,5.6117696632948793E-4,6.4517880632058012E-4,2.3089305555555617E-6,0,2.3996359689758533E-3,null,9.0559311997414076E-4,3.7528618443780261E-4,4.6221261044863753E-4,2.0000000000000533E-6,0,1.745091914860581E-3]
[2004,9,15,19,1.5782784213206169E-3,4.9771079315326491E-4,5.2356606959904901E-4,2.3089305555555617E-6,3.7413699426724521E-5,2.6392779140552111E-3,null,1.2000945117909714E-3,3.3284328424544309E-4,3.7508801808263943E-4,2.0000000000000533E-6,1.6558545393600422E-5,1.9265843595126545E-3]
[2004,9,15,21,1.4876312484842519E-3,4.459620246166323E-4,4.4196479803143064E-4,2.3089305555555617E-6,8.0172213000000969E-5,2.4580392146878716E-3,null,1.1311680326851722E-3,2.9823637936748112E-4,3.1662804330092605E-4,2.0000000000000533E-6,3.5482597246656194E-5,1.7835150526002356E-3]
[2004,9,15,24,7.5592849835872593E-4,4.1584725397532407E-4,3.5389735066984303E-4,2.3089305555555617E-6,8.0172213000000969E-5,1.6081542465594496E-3,null,5.7479442785995526E-4,2.7809717543130158E-4,2.5353563489915158E-4,2.0000000000000533E-6,3.5482597246656194E-5,1.1439098354370648E-3]
[2004,9,16,4,5.8507034999251222E-4,4.6414567273798192E-4,4.072736431550586E-4,2.3089305555555617E-6,8.0172213000000969E-5,1.5389708094411092E-3,null,4.4487696628971505E-4,3.1039666450401372E-4,2.9177494971229613E-4,2.0000000000000533E-6,3.5482597246656194E-5,1.0845311777526812E-3]
[2004,9,16,7,1.1056117285592069E-3,5.2437750523095486E-4,5.6745065170693966E-4,2.3089305555555617E-6,4.015024427040048E-6,2.2037638404796976E-3,null,8.4068726385133467E-4,3.5067660461957594E-4,4.0652737575499435E-4,2.0000000000000533E-6,1.7769684701125422E-6,1.6016682126960174E-3]
[2004,9,16,11,1.1548454674279399E-3,5.8435066623288958E-4,7.1599379765745707E-4,2.3089305555555617E-6,0,2.4574988618738421E-3,null,8.7812371296775685E-4,3.9078355859579339E-4,5.1294518517684662E-4,2.0000000000000533E-6,0,1.7838524567403969E-3]
[2004,9,16,12,1.1063925608252316E-3,5.7490808368018426E-4,6.9615926889388298E-4,2.3089305555555617E-6,0,2.3797688439548543E-3,null,8.4128099465600569E-4,3.8446884685589081E-4,4.9873552852505189E-4,2.0000000000000533E-6,0,1.7264853700369486E-3]
[2004,9,16,18,1.4129870293804682E-3,5.3842829138944282E-4,6.0505141549666572E-4,2.3089305555555617E-6,0,2.5587756668221323E-3,null,1.0744099116380519E-3,3.6007304503347996E-4,4.3346494254400047E-4,2.0000000000000533E-6,0,1.8699478992155324E-3]
[2004,9,16,19,1.4942303916254641E-3,5.4129931973824507E-4,5.9516885817067035E-4,2.3089305555555617E-6,4.0086106500000485E-5,2.6730936065899359E-3,null,1.1361859023837676E-3,3.6199304057692167E-4,4.2638497870326803E-4,2.0000000000000533E-6,1.7741298623328097E-5,1.9443052202872855E-3]
[2004,9,16,22,1.1783643474157263E-3,4.2895000765430806E-4,4.188500891247967E-4,2.3089305555555617E-6,8.0172213000000969E-5,2.1086455877503876E-3,null,8.9600704610817694E-4,2.8685962066489148E-4,3.0006843247857835E-4,2.0000000000000533E-6,3.5482597246656194E-5,1.5204176964983031E-3]
[2004,9,17,1,7.0229402314726927E-4,4.3592739913901596E-4,3.9922694596530113E-4,2.3089305555555617E-6,8.0172213000000969E-5,1.6199295118071427E-3,null,5.3401173801604306E-4,2.9152573988349003E-4,2.8601021460765376E-4,2.0000000000000533E-6,3.5482597246656194E-5,1.149030289753843E-3]
[2004,9,17,5,7.5426195063404337E-4,4.9031851170986014E-4,4.3543406827580055E-4,2.3089305555555617E-6,8.0172213000000969E-5,1.7624956741752605E-3,null,5.7352721495821908E-4,3.2789970804107535E-4,3.1194936257100681E-4,2.0000000000000533E-6,3.5482597246656194E-5,1.2508588828169576E-3]
[2004,9,17,9,1.3115435826409189E-3,5.4235347681350543E-4,6.4252398535549066E-4,2.3089305555555617E-6,0,2.4987299753654706E-3,null,9.9727414012606096E-4,3.6269800640821755E-4,4.6031066990668792E-4,2.0000000000000533E-6,0,1.8222828164409664E-3]
[2004,9,17,13,1.0499449762209538E-3,5.245167661396883E-4,6.6436149198902095E-4,2.3089305555555617E-6,0,2.2411321649052187E-3,null,7.9835926704930932E-4,3.5076973512602165E-4,4.7595528012619678E-4,2.0000000000000533E-6,0,1.6270842823015279E-3]
[2004,9,17,16,1.1043784359211003E-3,5.279094864491027E-4,6.522218382489797E-4,2.3089305555555617E-6,0,2.2868186911747385E-3,null,8.3974949032137312E-4,3.5303861132048253E-4,4.6725830962723256E-4,2.0000000000000533E-6,0,1.6620464112690884E-3]
[2004,9,17,19,1.3711319275137583E-3,5.176041085989397E-4,5.8945230863632393E-4,2.3089305555555617E-6,4.2758513573276449E-5,2.523255788877854E-3,null,1.0425840453256552E-3,3.4614690662726678E-4,4.2228958490368268E-4,2.0000000000000533E-6,1.8924051853055775E-5,1.8319445887096605E-3]
[2004,9,17,20,1.3415145480998143E-3,4.8977099050164744E-4,5.4203033397357242E-4,2.3089305555555617E-6,8.0172213000000969E-5,2.4557970161305908E-3,null,1.020063522958908E-3,3.2753355412269036E-4,3.8831600349219366E-4,2.0000000000000533E-6,3.5482597246656194E-5,1.7733956778204483E-3]
[2004,9,17,23,9.6897905814674016E-4,4.102763878574193E-4,3.8912365659487055E-4,2.3089305555555617E-6,8.0172213000000969E-5,1.8508602461545865E-3,null,7.3679423985868384E-4,2.7437166776644347E-4,2.7877211610181983E-4,2.0000000000000533E-6,3.5482597246656194E-5,1.3274206209736034E-3]
[2004,9,18,3,7.3145648182878348E-4,4.6812321020720757E-4,3.9186889014942192E-4,2.3089305555555617E-6,8.0172213000000969E-5,1.6739297257409695E-3,null,5.5618634684376309E-4,3.1305663622389299E-4,2.8073882913564799E-4,2.0000000000000533E-6,3.5482597246656194E-5,1.1874644094499601E-3]
[2004,9,18,6,9.3757048621641932E-4,4.5952980500888217E-4,3.9493666373870422E-4,2.3089305555555617E-6,8.0172213000000969E-5,1.8745180985195622E-3,null,7.1291172693347359E-4,3.0730981045999661E-4,2.8293661310665926E-4,2.0000000000000533E-6,3.5482597246656194E-5,1.3406407477467856E-3]
[2004,9,18,10,1.4331510132903399E-3,5.2389647724649952E-4,5.2747081850010248E-4,2.3089305555555617E-6,0,{"$f":"SUM(E6276:I6276)","v":2.4868272395924974E-3},null,1.0897422421693344E-3,3.5035491793654116E-4,3.778854196169446E-4,2.0000000000000533E-6,0,1.8199825797228202E-3]
[2004,9,18,14,1.2102641216350776E-3,4.6839875165498632E-4,4.8113441573817173E-4,2.3089305555555617E-6,0,2.1621062195837913E-3,null,9.2026306041519742E-4,3.132409041193979E-4,3.4468955287492777E-4,2.0000000000000533E-6,0,1.5801935174095231E-3]
[2004,9,18,17,1.3803211439261953E-3,4.891121678128194E-4,4.506614245986389E-4,2.3089305555555617E-6,0,2.3224036668932093E-3,null,1.0495713601335187E-3,3.2709296751998553E-4,3.2285839437313558E-4,2.0000000000000533E-6,0,1.7015227220266399E-3]
[2004,9,18,20,1.5164319469589498E-3,4.0475884415485687E-4,3.7160392421932371E-4,2.3089305555555617E-6,8.0172213000000969E-5,2.3752758588886868E-3,null,1.1530675655611971E-3,2.7068181938020783E-4,2.66220802952145E-4,2.0000000000000533E-6,3.5482597246656194E-5,1.7274527851402063E-3]
[2004,9,18,21,1.398961151064893E-3,4.0019069616068837E-4,3.519373726330714E-4,2.3089305555555617E-6,8.0172213000000969E-5,2.2335703634142096E-3,null,1.0637448861506697E-3,2.6762687783139143E-4,2.5213148684604883E-4,2.0000000000000533E-6,3.5482597246656194E-5,1.6209858480747664E-3]
[2004,9,19,3,8.7685656480158698E-4,5.0010286360029066E-4,4.1617204998411545E-4,2.3089305555555617E-6,8.0172213000000969E-5,1.8756126219415495E-3,null,6.6674595358514298E-4,3.3444297747027807E-4,2.9814985820122855E-4,2.0000000000000533E-6,3.5482597246656194E-5,1.3368213865033057E-3]
[2004,9,19,5,9.105661201321433E-4,4.9350341333506394E-4,4.0797165096314756E-4,2.3089305555555617E-6,8.0172213000000969E-5,1.8945223279859113E-3,null,6.9237809288364804E-4,3.3002960582813226E-4,2.9227500955296301E-4,2.0000000000000533E-6,3.5482597246656194E-5,1.3521653055113994E-3]
[2004,9,19,8,1.4066441161159631E-3,5.3009843750042229E-4,5.0146740089869533E-4,2.3089305555555617E-6,0,2.4405188850706366E-3,null,1.0695868745270651E-3,3.5450246877946552E-4,3.5925630872181652E-4,2.0000000000000533E-6,0,1.7853456520283471E-3]
[2004,9,19,11,1.6361181881813648E-3,5.776338102265184E-4,5.8316119784042255E-4,2.3089305555555617E-6,0,2.7992221268038613E-3,null,1.2440748297343491E-3,3.8629167205501698E-4,4.1778256961565982E-4,2.0000000000000533E-6,0,2.0501490714050262E-3]
[2004,9,19,15,1.4091483813618566E-3,4.8164484088756611E-4,4.7823613027236716E-4,2.3089305555555617E-6,0,2.3713382830773456E-3,null,1.0714910727579142E-3,3.2209920477156473E-4,3.4261319190669531E-4,2.0000000000000533E-6,0,1.7382034694361742E-3]
[2004,9,19,18,1.9885723195601432E-3,4.4999376447800568E-4,4.2549088329659097E-4,2.3089305555555617E-6,0,2.8663658978902956E-3,null,1.5120746091216899E-3,3.0093259884904166E-4,3.0482596446742665E-4,2.0000000000000533E-6,0,2.1198331724381586E-3]
[2004,9,19,20,2.0242866528316968E-3,4.3558207463761565E-4,3.9476786617129525E-4,2.3089305555555617E-6,8.0172213000000969E-5,2.9371177371961643E-3,null,1.5392311454922511E-3,2.9129480468425856E-4,2.8281568482521987E-4,2.0000000000000533E-6,3.5482597246656194E-5,2.1508242322483859E-3]
[2004,9,19,23,1.2754310079383076E-3,4.6630899670313048E-4,3.9898138311540926E-4,2.3089305555555617E-6,8.0172213000000969E-5,2.2232025313124039E-3,null,9.6981478813734027E-4,3.1184338389075839E-4,2.8583429090283611E-4,2.0000000000000533E-6,3.5482597246656194E-5,1.604975060177591E-3]
[2004,9,20,2,5.5499035756391706E-4,4.3195999384985386E-4,3.3724343388338114E-4,2.3089305555555617E-6,8.0172213000000969E-5,1.4066749288527084E-3,null,4.2200468131095602E-4,2.8887254404256558E-4,2.4160460077860408E-4,2.0000000000000533E-6,3.5482597246656194E-5,9.8996442337878198E-4]
[2004,9,20,6,8.6631102083161273E-4,4.5000172774461831E-4,3.8241407530284076E-4,2.3089305555555617E-6,8.0172213000000969E-5,1.7812079674346282E-3,null,6.5872731170849182E-4,3.0093792427065023E-4,2.7396530432557335E-4,2.0000000000000533E-6,3.5482597246656194E-5,1.2711131375513717E-3]
[2004,9,20,9,1.1559184831112211E-3,4.8798323939856553E-4,5.4951869075370004E-4,2.3089305555555617E-6,0,2.1957293438190422E-3,null,8.7893961478531697E-4,3.2633799847722549E-4,3.9368073789048031E-4,2.0000000000000533E-6,0,1.6009583511530229E-3]
[2004,9,20,12,1.1008293431025466E-3,5.2335114608541376E-4,5.9660033965308818E-4,2.3089305555555617E-6,0,2.2230897593966043E-3,null,8.3705082400505927E-4,3.4999022860861403E-4,4.2741050648923264E-4,2.0000000000000533E-6,0,1.6164515591029058E-3]
[2004,9,20,16,1.1562540611729519E-3,5.2053635039365034E-4,5.9077127428755222E-4,2.3089305555555617E-6,0,2.26987061640971E-3,null,8.7919478230501452E-4,3.4810783856320071E-4,4.2323450521224501E-4,2.0000000000000533E-6,0,1.6525371260804605E-3]
[2004,9,20,17,1.3228087444788505E-3,4.921613525776849E-4,5.4141751544639204E-4,2.3089305555555617E-6,0,2.3586965430584831E-3,null,1.0058399664805938E-3,3.2913210487720267E-4,3.8787697411242418E-4,2.0000000000000533E-6,0,1.7248490454702208E-3]
[2004,9,20,21,1.4147129886456602E-3,3.8500027614859421E-4,3.6935618050032871E-4,2.3089305555555617E-6,8.0172213000000969E-5,2.2515505888501394E-3,null,1.0757223000061311E-3,2.5746830912955459E-4,2.6461049665907067E-4,2.0000000000000533E-6,3.5482597246656194E-5,1.6352837030414124E-3]
[2004,9,20,24,7.6990773465871669E-4,3.9691093599895515E-4,3.3641436252916787E-4,2.3089305555555617E-6,8.0172213000000969E-5,1.5857141767423961E-3,null,5.8542398759797059E-4,2.6543354355215568E-4,2.4101064569030149E-4,2.0000000000000533E-6,3.5482597246656194E-5,1.1293507740870838E-3]
[2004,9,21,3,7.4123510234791652E-4,4.7833983227385139E-4,4.0028922511833355E-4,2.3089305555555617E-6,8.0172213000000969E-5,1.702345303295658E-3,null,5.6362183392853153E-4,3.1988898563108987E-4,2.8677124211745126E-4,2.0000000000000533E-6,3.5482597246656194E-5,1.207764658923729E-3]
[2004,9,21,7,1.4330887523843518E-3,5.1786929629810065E-4,5.3690540897800767E-4,2.3089305555555617E-6,1.069604215031606E-5,2.5008684303663318E-3,null,1.0896949000967532E-3,3.4632425047020622E-4,3.8464445548511849E-4,2.0000000000000533E-6,4.7338515621730268E-6,1.8273974576142511E-3]
[2004,9,21,10,1.473209013413943E-3,5.8861715307477014E-4,6.7205617182978942E-4,2.3089305555555617E-6,0,2.7361912688740582E-3,null,1.120201624653594E-3,3.9363676473915346E-4,4.8146782644812431E-4,2.0000000000000533E-6,0,1.997306215840872E-3]
[2004,9,21,14,1.3355820585683076E-3,5.9034539796147523E-4,6.8468491081271775E-4,2.3089305555555617E-6,0,2.6129212978980563E-3,null,1.0155525646692665E-3,3.9479252569910148E-4,4.9051518255280291E-4,2.0000000000000533E-6,0,1.902860272921171E-3]
[2004,9,21,18,1.7820818085070779E-3,5.4146561802893042E-4,5.7788543473288054E-4,2.3089305555555617E-6,0,2.9037417918244446E-3,null,1.355062940138505E-3,3.621042522886176E-4,4.1400295966233171E-4,2.0000000000000533E-6,0,2.1331701520894545E-3]
[2004,9,21,21,1.7942731174661055E-3,4.7811314453435964E-4,4.7029658338320268E-4,2.3089305555555617E-6,8.0172213000000969E-5,2.8251639889392242E-3,null,1.3643329920986875E-3,3.1973738857362483E-4,3.3692522035916648E-4,2.0000000000000533E-6,3.5482597246656194E-5,2.0584781982781351E-3]
[2004,9,21,22,1.4640795552436413E-3,4.4231232502771838E-4,4.0405355290579285E-4,2.3089305555555617E-6,8.0172213000000969E-5,2.392926576732709E-3,null,1.1132597489377511E-3,2.9579564869739242E-4,2.8946804454831315E-4,2.0000000000000533E-6,3.5482597246656194E-5,1.7360060394301128E-3]
[2004,9,22,1,1.0631212583705539E-3,5.1889176963485655E-4,4.6389420859053456E-4,2.3089305555555617E-6,8.0172213000000969E-5,2.1283883801515016E-3,null,8.0837827489984627E-4,3.4700802785285668E-4,3.323384944205601E-4,2.0000000000000533E-6,3.5482597246656194E-5,1.5252073944199192E-3]
[2004,9,22,4,9.9762450464049163E-4,5.4486886188269976E-4,4.7844599725654913E-4,2.3089305555555617E-6,8.0172213000000969E-5,2.103420507335297E-3,null,7.5857572192202481E-4,3.6438016608626733E-4,3.4276354273293981E-4,2.0000000000000533E-6,3.5482597246656194E-5,1.503202027987888E-3]
[2004,9,22,7,1.7013564151670327E-3,5.5589192405756385E-4,5.806746905912245E-4,2.3089305555555617E-6,1.2032245727040145E-5,2.8522642060984172E-3,null,1.2936808036277025E-3,3.7175182100554022E-4,4.1600121071903759E-4,2.0000000000000533E-6,5.3252281947781622E-6,2.088759063547059E-3]
[2004,9,22,12,1.5326925126687564E-3,6.3703327531864826E-4,7.1332508585311596E-4,2.3089305555555617E-6,0,2.8853598043960763E-3,null,1.1654318071318492E-3,4.2601496782368811E-4,5.110332930974179E-4,2.0000000000000533E-6,0,2.1044800680529554E-3]
[2004,9,22,16,1.5312202210347101E-3,6.0764194688512805E-4,6.7305594141521346E-4,2.3089305555555617E-6,0,2.8142270398906072E-3,null,1.1643123030659593E-3,4.0635956468852474E-4,4.8218407147260266E-4,2.0000000000000533E-6,0,2.0548559392270871E-3]
[2004,9,22,19,2.1429178369589338E-3,5.4501254620123094E-4,5.6732728232434778E-4,2.3089305555555617E-6,5.4784345523276585E-5,3.312350941563345E-3,null,1.6294361632350871E-3,3.6447625474082812E-4,4.0643899268379206E-4,2.0000000000000533E-6,2.42464414400542E-5,2.4265978520997618E-3]
[2004,9,22,22,1.7289548516379912E-3,4.9054678528446334E-4,4.6055291076294003E-4,2.3089305555555617E-6,8.0172213000000969E-5,2.7625356912409512E-3,null,1.3146661581097689E-3,3.2805236562319449E-4,3.2994475492377408E-4,2.0000000000000533E-6,3.5482597246656194E-5,2.0101458759033937E-3]
[2004,9,22,23,1.3553059789052201E-3,5.0723687775507402E-4,4.6139314747041635E-4,2.3089305555555617E-6,8.0172213000000969E-5,2.406417147686267E-3,null,1.0305502787782417E-3,3.3921383784501054E-4,3.305467089838776E-4,2.0000000000000533E-6,3.5482597246656194E-5,1.7377934228537859E-3]
[2004,9,23,4,7.5233176380135123E-4,4.8616321659464935E-4,4.0954778999053405E-4,2.3089305555555617E-6,8.0172213000000969E-5,1.7305239139420911E-3,null,5.7205953562271445E-4,3.2512086118426244E-4,2.9340417146457782E-4,2.0000000000000533E-6,3.5482597246656194E-5,1.2280671655182109E-3]
[2004,9,23,6,1.158884626744649E-3,5.0609221321175389E-4,4.69146468622348E-4,2.3089305555555617E-6,8.0172213000000969E-5,2.2166044521343075E-3,null,8.8119501703093719E-4,3.3844834529150533E-4,3.3610126653315378E-4,2.0000000000000533E-6,3.5482597246656194E-5,1.5932272261022524E-3]
[2004,9,23,10,1.4546656390607045E-3,5.8544930848665748E-4,6.6881548273676713E-4,2.3089305555555617E-6,0,2.7112393608396844E-3,null,1.1061015764676813E-3,3.9151827381793712E-4,4.7914616406451215E-4,2.0000000000000533E-6,0,1.9787660143501308E-3]
[2004,9,23,13,1.3234982109724689E-3,6.0852206007447275E-4,6.9258921876644123E-4,2.3089305555555617E-6,0,2.6269184203689387E-3,null,1.0063642243959767E-3,4.0694813895389941E-4,4.961779085712163E-4,2.0000000000000533E-6,0,1.9114902719210925E-3]
[2004,9,23,17,1.5885079947175987E-3,5.9377304652110307E-4,6.4926078524538827E-4,2.3089305555555617E-6,0,2.833850757039646E-3,null,{"$f":"E6403*T$5","v":1.2078728953295417E-3},{"$f":"F6403*U$5","v":3.9708476010414154E-4},{"$f":"G6403*V$5","v":4.6513698136124064E-4},{"$f":"H6403*W$5","v":2.0000000000000533E-6},{"$f":"I6403*X$5","v":0},{"$f":"SUM(L6403:P6403)","v":2.0720946367949241E-3}]
[2004,9,23,20,1.8722923214046833E-3,4.8771838974402215E-4,4.9354457130315415E-4,2.3089305555555617E-6,8.0172213000000969E-5,2.9360364260074159E-3,null,1.4236573908841964E-3,3.2616088070107482E-4,3.5358031361221398E-4,2.0000000000000533E-6,3.5482597246656194E-5,2.1408811824441417E-3]
[2004,9,23,23,1.1127953273854015E-3,4.5005860894305503E-4,3.9750720041859309E-4,2.3089305555555617E-6,8.0172213000000969E-5,2.0428422803026062E-3,null,8.4614954313600658E-4,3.0097596347968474E-4,2.8477817153577334E-4,2.0000000000000533E-6,3.5482597246656194E-5,1.469386275398121E-3]
[2004,9,24,1,7.7902695067500534E-4,4.4469997007935214E-4,3.8550849280293497E-4,2.3089305555555617E-6,8.0172213000000969E-5,1.6917165571128487E-3,null,5.9235807536420074E-4,2.9739238244624931E-4,2.7618217626328205E-4,2.0000000000000533E-6,3.5482597246656194E-5,1.2034152313203884E-3]
[2004,9,24,4,7.1946910028950709E-4,4.6794431806987174E-4,3.9328062617258609E-4,2.3089305555555617E-6,8.0172213000000969E-5,1.6631751880875215E-3,null,5.470713576240584E-4,3.1293700239771191E-4,2.8175021107525698E-4,2.0000000000000533E-6,3.5482597246656194E-5,1.1792411683436838E-3]
[2004,9,24,7,1.3759715482151002E-3,5.0381908070702491E-4,5.1691390539473404E-4,2.3089305555555617E-6,1.4704652800316106E-5,2.4137181176727305E-3,null,1.0462640058220868E-3,3.3692819162233211E-4,3.7032234048770365E-4,2.0000000000000533E-6,6.5079814245058359E-6,1.7620225193566287E-3]
[2004,9,24,11,1.3044126576091477E-3,5.5613181388145037E-4,6.3430555621062676E-4,2.3089305555555617E-6,0,2.4971589582567805E-3,null,9.9185191304684839E-4,3.719122469354936E-4,4.5442290429563464E-4,2.0000000000000533E-6,0,1.8201870642779766E-3]
[2004,9,24,14,1.1363370108064574E-3,5.4263868649683509E-4,6.3530761071827488E-4,2.3089305555555617E-6,0,2.316592238577123E-3,null,8.6405021559675637E-4,3.6288873992053826E-4,4.5514078626146244E-4,2.0000000000000533E-6,0,1.6840797417787569E-3]
[2004,9,24,18,1.4839147335414316E-3,4.7926257681752424E-4,5.165499951758001E-4,2.3089305555555617E-6,0,2.4820362360903118E-3,null,1.1283420615981852E-3,3.2050606954540445E-4,3.700616315328921E-4,2.0000000000000533E-6,0,1.8209097626764818E-3]
[2004,9,24,22,1.3403993172555772E-3,3.9210096809632586E-4,3.5821145084284926E-4,2.3089305555555617E-6,8.0172213000000969E-5,2.1731928797503086E-3,null,1.019215521492583E-3,2.6221688533246284E-4,2.5662629981741507E-4,2.0000000000000533E-6,3.5482597246656194E-5,1.5755413038891172E-3]
[2004,9,25,1,8.9621848414249883E-4,4.7575847576272447E-4,4.1555773390386118E-4,2.3089305555555617E-6,8.0172213000000969E-5,1.8700158373646408E-3,null,6.8146840865065993E-4,3.1816270765843742E-4,2.9770975595931794E-4,2.0000000000000533E-6,3.5482597246656194E-5,1.3348234695150715E-3]
[2004,9,25,2,8.3030968037379788E-4,4.8273418715165536E-4,4.1804965225872E-4,2.3089305555555617E-6,8.0172213000000969E-5,1.8135746633397296E-3,null,6.3135254023794841E-4,3.2282770331571489E-4,2.9949499142666502E-4,2.0000000000000533E-6,3.5482597246656194E-5,1.2911578322269846E-3]
[2004,9,25,5,8.6519129916246614E-4,4.8442088128872467E-4,4.0632633838005573E-4,2.3089305555555617E-6,8.0172213000000969E-5,1.8384196623868032E-3,null,6.5787589549971424E-4,3.2395567727935528E-4,2.910962910076781E-4,2.0000000000000533E-6,3.5482597246656194E-5,1.3104104610334039E-3]
[2004,9,25,9,1.4621092387655625E-3,5.5499070863112134E-4,5.586887165913415E-4,2.3089305555555617E-6,0,2.5780975945435807E-3,null,1.1117615557419936E-3,3.7114913465339312E-4,4.0025023697937579E-4,2.0000000000000533E-6,0,1.8851609273747626E-3]
[2004,9,25,12,1.4032259856136381E-3,5.4356792479419718E-4,5.4257755467849251E-4,2.3089305555555617E-6,0,2.4916803956418834E-3,null,1.0669877895994558E-3,3.6351016652208155E-4,3.8870803792983292E-4,2.0000000000000533E-6,0,1.8212059940513703E-3]
[2004,9,25,15,1.2846154515819791E-3,4.8075135421140496E-4,4.8673510831925111E-4,2.3089305555555617E-6,0,2.254410844668191E-3,null,9.7679847381771647E-4,3.2150168700861072E-4,3.4870194558352325E-4,2.0000000000000533E-6,0,1.6490021064098504E-3]
[2004,9,25,20,1.6510015754871374E-3,4.086617718716026E-4,3.7648704385505425E-4,2.3089305555555617E-6,8.0172213000000969E-5,2.5186315347693507E-3,null,1.2553918896277307E-3,2.7329189594934141E-4,2.6971911915821473E-4,2.0000000000000533E-6,3.5482597246656194E-5,1.8358855019819432E-3]
[2004,9,25,23,1.1663223499601123E-3,4.5212608670601532E-4,3.6525365152654003E-4,2.3089305555555617E-6,8.0172213000000969E-5,2.0661832317482244E-3,null,8.8685052792845628E-4,3.0235858587444604E-4,2.6167140348390861E-4,2.0000000000000533E-6,3.5482597246656194E-5,1.4883631145334673E-3]
[2004,9,26,2,6.4890526157163444E-4,4.4606779275572882E-4,3.7702268116701941E-4,2.3089305555555617E-6,8.0172213000000969E-5,1.5544768790499391E-3,null,4.9341588439940146E-4,2.9830711163865084E-4,2.701028551361974E-4,2.0000000000000533E-6,3.5482597246656194E-5,1.0993084484209061E-3]
[2004,9,26,3,6.2416518466089951E-4,4.4450704590461357E-4,3.6756509112363829E-4,2.3089305555555617E-6,8.0172213000000969E-5,1.5187184652447078E-3,null,4.7460397509317383E-4,2.9726336471785426E-4,2.6332734214711738E-4,2.0000000000000533E-6,3.5482597246656194E-5,1.0726772792048018E-3]
[2004,9,26,6,7.2603002903962488E-4,4.331709574237376E-4,3.6589039292116924E-4,2.3089305555555617E-6,8.0172213000000969E-5,1.6075725229400882E-3,null,5.5206016978730124E-4,2.8968237396503812E-4,2.6212757144743908E-4,2.0000000000000533E-6,3.5482597246656194E-5,1.1413527124464347E-3]
[2004,9,26,10,1.2460105807319114E-3,5.116010790007907E-4,5.3233779751526316E-4,2.3089305555555617E-6,0,{"$f":"SUM(E6468:I6468)","v":2.2922583878035212E-3},null,9.4744402468522476E-4,3.421323903371705E-4,3.8137217251948551E-4,2.0000000000000533E-6,0,1.6729485875418809E-3]
[2004,9,26,12,1.2125243655451313E-3,4.7698234650372305E-4,4.9081225805547692E-4,2.3089305555555617E-6,0,2.1826279006598869E-3,null,9.2198170921323056E-4,3.1898116922794663E-4,3.5162285681667138E-4,2.0000000000000533E-6,0,1.5945857352578487E-3]
[2004,9,26,17,1.3590305478010361E-3,4.3791159002995711E-4,4.4311528425619871E-4,2.3089305555555617E-6,0,2.2423663526427479E-3,null,1.0333823739461627E-3,2.9285266431791228E-4,3.1745226324743651E-4,2.0000000000000533E-6,0,1.6456873015115116E-3]
[2004,9,26,21,1.4511375880297838E-3,3.5672388444116368E-4,3.2342660095644859E-4,2.3089305555555617E-6,8.0172213000000969E-5,2.2137692169829529E-3,null,1.1034189099480545E-3,2.3855851811842502E-4,2.3170608217767393E-4,2.0000000000000533E-6,3.5482597246656194E-5,1.6111661074908095E-3]
[2004,9,26,24,8.1200155643134883E-4,4.1291542472530747E-4,3.4917152479052788E-4,2.3089305555555617E-6,8.0172213000000969E-5,1.6565696495027408E-3,null,6.1743137223126848E-4,2.7613651938396147E-4,2.501500055281852E-4,2.0000000000000533E-6,3.5482597246656194E-5,1.1812004943900713E-3]
[2004,9,27,1,6.3326154203616127E-4,4.0276558953132764E-4,3.1716929484798095E-4,2.3089305555555617E-6,8.0172213000000969E-5,1.4356775699710263E-3,null,4.8152068156008895E-4,2.6934883358934396E-4,2.2722328490901422E-4,2.0000000000000533E-6,3.5482597246656194E-5,1.0155753973051032E-3]
[2004,9,27,4,5.5282936314854315E-4,4.3037963684122878E-4,3.3489953345739528E-4,2.3089305555555617E-6,8.0172213000000969E-5,1.4005896770027237E-3,null,4.2036150004276686E-4,2.8781568286079668E-4,2.3992540684986198E-4,2.0000000000000533E-6,3.5482597246656194E-5,9.8558518700008185E-4]
[2004,9,27,9,1.1547151388399809E-3,4.9215656043914008E-4,5.5723218083317694E-4,2.3089305555555617E-6,0,2.2064128106678536E-3,null,8.7802461345462513E-4,3.2912890014233706E-4,3.9920676005732311E-4,2.0000000000000533E-6,0,1.6083602736542853E-3]
[2004,9,27,12,1.1019112833835941E-3,5.2628166728908377E-4,6.0340448579256046E-4,2.3089305555555617E-6,0,2.2339063670207939E-3,null,8.3787351192617023E-4,3.5195000990208514E-4,4.3228506547689542E-4,2.0000000000000533E-6,0,1.6241085873051509E-3]
[2004,9,27,15,9.5966348623982025E-4,5.24627146788349E-4,6.0205208923204705E-4,2.3089305555555617E-6,0,2.0886516528157719E-3,null,7.297108466064753E-4,3.5084355200546802E-4,4.3131619492740918E-4,2.0000000000000533E-6,0,1.5138705935393527E-3]
[2004,9,27,18,1.4625127795163423E-3,4.5241056004808022E-4,4.8399131383257247E-4,2.3089305555555617E-6,0,2.4012235839525509E-3,null,1.1120684008675131E-3,3.0254882695974236E-4,3.4673626351244764E-4,2.0000000000000533E-6,0,1.7633534913397031E-3]
[2004,9,27,22,1.2181032404129824E-3,3.8736765393665917E-4,3.5244160269575251E-4,2.3089305555555617E-6,8.0172213000000969E-5,2.0403936406009505E-3,null,9.2622378527562436E-4,2.5905148917882998E-4,2.5249272235356286E-4,2.0000000000000533E-6,3.5482597246656194E-5,1.4752505940546735E-3]
[2004,9,28,1,8.0539158675653044E-4,4.54481229019437E-4,3.8708401914018504E-4,2.3089305555555617E-6,8.0172213000000969E-5,1.7294379784717089E-3,null,6.1240527023133308E-4,3.0393358346993376E-4,2.7731089923749747E-4,2.0000000000000533E-6,3.5482597246656194E-5,1.2311323501854204E-3]
[2004,9,28,2,7.3389266728776203E-4,4.6448826723774923E-4,3.9274152570276187E-4,2.3089305555555617E-6,8.0172213000000969E-5,1.6736036037838294E-3,null,5.5803877842967983E-4,3.1062577401908876E-4,2.8136399405602068E-4,2.0000000000000533E-6,3.5482597246656194E-5,1.1875111437514457E-3]
[2004,9,28,6,1.1218120283383595E-3,5.0205141715071457E-4,4.6606078655360471E-4,2.3089305555555617E-6,8.0172213000000969E-5,2.1724053755982353E-3,null,8.530056802927516E-4,3.3574606949113262E-4,3.3389065274665609E-4,2.0000000000000533E-6,3.5482597246656194E-5,1.5601249997771968E-3]
[2004,9,28,9,1.4711548370188745E-3,5.4999485061982809E-4,6.1558263173304255E-4,2.3089305555555617E-6,0,2.639041249927301E-3,null,1.1186396658859454E-3,3.6780816272556372E-4,4.4100961217686526E-4,2.0000000000000533E-6,0,1.9294574407883744E-3]
[2004,9,28,13,1.2846343953157413E-3,5.9977511027089895E-4,6.8781917720584721E-4,2.3089305555555617E-6,0,2.5745376133480434E-3,null,9.7681287829199282E-4,4.0109863048472098E-4,4.9276060263978884E-4,2.0000000000000533E-6,0,1.8726721114165027E-3]
[2004,9,28,16,1.3969740385803991E-3,5.9845630406887341E-4,6.8065376013765836E-4,2.3089305555555617E-6,0,2.6783930333424866E-3,null,1.0622339215738638E-3,4.002166809799003E-4,4.8762722551147204E-4,2.0000000000000533E-6,0,1.9520778280652359E-3]
[2004,9,28,19,1.8156409404018936E-3,5.1691936291403966E-4,5.4152136288573231E-4,2.3089305555555617E-6,6.9482584626724916E-5,2.9458731813839464E-3,null,1.3805807001632149E-3,3.4568898406305823E-4,3.8795137146639127E-4,2.0000000000000533E-6,3.0751584292262906E-5,2.1469726399849275E-3]
[2004,9,28,23,1.0863089699637493E-3,4.445623047113207E-4,3.8875561112663255E-4,2.3089305555555617E-6,8.0172213000000969E-5,2.0021080293572591E-3,null,8.2600979355211372E-4,2.9730031895505569E-4,2.7850844461265822E-4,2.0000000000000533E-6,3.5482597246656194E-5,1.439301154366484E-3]
[2004,9,29,3,1.0425914834525196E-3,5.5006969252697623E-4,4.8368407324886049E-4,2.3089305555555617E-6,8.0172213000000969E-5,2.1588263927839126E-3,null,7.9276780346805575E-4,3.6785821312936663E-4,3.4651615325643483E-4,2.0000000000000533E-6,3.5482597246656194E-5,1.5446247671005134E-3]
[2004,9,29,4,1.0681801639531928E-3,5.5978454906178477E-4,4.9403766526393857E-4,2.3089305555555617E-6,8.0172213000000969E-5,2.2044835218344725E-3,null,8.1222497567417075E-4,3.7435500765241255E-4,3.5393357110390133E-4,2.0000000000000533E-6,3.5482597246656194E-5,1.5779961516771408E-3]
[2004,9,29,7,1.8056393525243781E-3,5.6648540433394928E-4,5.9215124016796415E-4,2.3089305555555617E-6,2.2721874100316198E-5,2.9893068016821635E-3,null,1.3729756727112409E-3,3.7883619372818612E-4,4.24223126700841E-4,2.0000000000000533E-6,1.0056241149171453E-5,2.1880912342894395E-3]
[2004,9,29,10,1.7429677246824395E-3,6.281833570851293E-4,7.1874561614142316E-4,2.3089305555555617E-6,0,3.0922056284645475E-3,null,1.325321294623005E-3,4.2009659938428603E-4,5.1491661572058761E-4,2.0000000000000533E-6,0,2.2623345097278788E-3]
[2004,9,29,14,1.5077103561051042E-3,6.1131280272155148E-4,6.9277460908396865E-4,2.3089305555555617E-6,0,2.8141066984661801E-3,null,1.1464358248135611E-3,4.0881444356476095E-4,4.9631072406635778E-4,2.0000000000000533E-6,0,2.0535609924446801E-3]
[2004,9,29,17,1.9426506531005235E-3,6.44472525360303E-4,6.9589587942673822E-4,2.3089305555555617E-6,0,3.2853279884431205E-3,null,1.4771566002672245E-3,4.3098995420182146E-4,4.9854683365166028E-4,2.0000000000000533E-6,0,2.4086933881207065E-3]
[2004,9,29,20,2.261356850191837E-3,5.0664701655158534E-4,5.1293671783403155E-4,2.3089305555555617E-6,8.0172213000000969E-5,3.3634217281330106E-3,null,1.7194950576878238E-3,3.3881936912357841E-4,3.674730431662992E-4,2.0000000000000533E-6,3.5482597246656194E-5,2.4632700672243576E-3]
[2004,9,30,1,1.1135361513571705E-3,5.3064655517094856E-4,4.7623057039785949E-4,2.3089305555555617E-6,8.0172213000000969E-5,2.202894420481535E-3,null,8.467128523536408E-4,3.5486902158105352E-4,3.4117638856485298E-4,2.0000000000000533E-6,3.5482597246656194E-5,1.5802408597462036E-3]
[2004,9,30,4,1.0490295897071663E-3,5.5573607635495993E-4,4.8980572129333837E-4,2.3089305555555617E-6,8.0172213000000969E-5,2.1770525309110209E-3,null,7.9766322361582897E-4,3.7164759810764372E-4,3.5090176371847467E-4,2.0000000000000533E-6,3.5482597246656194E-5,1.5576951826886038E-3]
[2004,9,30,5,1.1435550419450361E-3,5.4605626020973305E-4,4.9049421146321603E-4,2.3089305555555617E-6,8.0172213000000969E-5,2.2625866571735417E-3,null,8.6953867659218483E-4,3.6517423678819724E-4,3.5139500502703874E-4,2.0000000000000533E-6,3.5482597246656194E-5,1.623590515654077E-3]
[2004,9,30,8,1.8563126207787797E-3,5.826342363541762E-4,6.4538077436344585E-4,2.3089305555555617E-6,0,3.0866365620519573E-3,null,1.4115067140694154E-3,3.8963569890324294E-4,4.6235730239357686E-4,2.0000000000000533E-6,0,2.2654997153662357E-3]
[2004,9,30,11,1.6438944691746658E-3,6.4459320367429537E-4,7.3480161559216751E-4,2.3089305555555617E-6,0,3.0255982189966845E-3,null,1.2499877738740759E-3,4.3107065762822686E-4,5.2641929582536917E-4,2.0000000000000533E-6,0,2.2094777273276721E-3]
[2004,9,30,17,1.9112899424600352E-3,6.398125943996594E-4,6.91036109752306E-4,2.3089305555555617E-6,0,3.2444475771675565E-3,null,1.4533104802055797E-3,4.2787363294330291E-4,4.9506524559360138E-4,2.0000000000000533E-6,0,2.3782493587424843E-3]
[2004,9,30,19,2.2282506303741788E-3,5.5074858000780632E-4,5.7350296250214367E-4,2.3089305555555617E-6,7.3491195276724971E-5,3.4283022987164095E-3,null,1.6943216838568157E-3,3.6831221802912175E-4,4.1086331231163893E-4,2.0000000000000533E-6,3.2525714154595714E-5,2.508022928352172E-3]
[2004,9,30,23,1.4137176292827059E-3,5.1986893467369114E-4,4.7458785923828279E-4,2.3089305555555617E-6,8.0172213000000969E-5,2.4906555667502362E-3,null,1.074965446657188E-3,3.4766150538488875E-4,3.399995337056378E-4,2.0000000000000533E-6,3.5482597246656194E-5,1.8001090829943707E-3]
[2004,10,1,2,6.6840447880337243E-4,4.7520356158416757E-4,4.518435075114883E-4,2.2344489247311912E-6,8.0172213000001091E-5,1.6778582098237608E-3,null,5.0824273831054346E-4,3.1779160970314685E-4,3.237052505059816E-4,1.9354838709677958E-6,3.5482597246656248E-5,1.1871576796372962E-3]
[2004,10,1,5,8.7879215500108953E-4,4.7930209009450187E-4,4.3769603139044841E-4,2.2344489247311912E-6,8.0172213000001091E-5,1.8781969384107722E-3,null,6.6821774154354123E-4,3.205324939851824E-4,3.1356985578268314E-4,1.9354838709677958E-6,3.5482597246656248E-5,1.3397381724290309E-3]
[2004,10,1,6,1.1138255877893395E-3,4.6362972732704046E-4,4.7002189820438819E-4,2.2344489247311912E-6,8.0172213000001091E-5,2.1298838752455002E-3,null,8.469329346084991E-4,3.1005162684874982E-4,3.3672843312389526E-4,1.9354838709677958E-6,3.5482597246656248E-5,1.5311310756987685E-3]
[2004,10,1,10,1.374203372603194E-3,5.3478065229145457E-4,6.662899993019793E-4,2.2344489247311912E-6,0,2.577508473121359E-3,null,1.0449195169036133E-3,3.5763369231334993E-4,4.7733688223503738E-4,1.9354838709677958E-6,0,1.8818255753229682E-3]
[2004,10,1,13,1.1828839131710234E-3,5.265295996974245E-4,6.7660633701742585E-4,2.2344489247311912E-6,0,2.388254298810605E-3,null,8.9944364258275338E-4,3.5211581429732473E-4,4.8472761072613563E-4,1.9354838709677958E-6,0,1.7382225514771816E-3]
[2004,10,1,17,1.3830827724076169E-3,5.0110496323102624E-4,6.2191576674055105E-4,2.2344489247311912E-6,0,2.5083379513039252E-3,null,{"$f":"E6595*T$5","v":1.05167125273763E-3},{"$f":"F6595*U$5","v":3.3511312997013047E-4},{"$f":"G6595*V$5","v":4.4554673403435175E-4},{"$f":"H6595*W$5","v":1.9354838709677958E-6},{"$f":"I6595*X$5","v":0},{"$f":"SUM(L6595:P6595)","v":1.8342666006130801E-3}]
[2004,10,1,20,1.5995616107864472E-3,4.32470078234209E-4,5.0257267073021395E-4,2.2344489247311912E-6,8.0172213000001091E-5,2.6170110216756021E-3,null,1.2162778660878505E-3,2.8921366214582279E-4,3.6004813518770713E-4,1.9354838709677958E-6,3.5482597246656248E-5,1.9029577445390045E-3]
[2004,10,1,24,8.2914612803058766E-4,4.4641869857715925E-4,4.3029853208275629E-4,2.2344489247311912E-6,8.0172213000001091E-5,1.7882700206152354E-3,null,6.3046779597330865E-4,2.9854177933658397E-4,3.0827021259492872E-4,1.9354838709677958E-6,3.5482597246656248E-5,1.2746978690224454E-3]
[2004,10,2,3,6.9157836670674004E-4,4.7576804442062506E-4,4.3998743605188923E-4,2.2344489247311912E-6,8.0172213000001091E-5,1.6897405091039867E-3,null,5.2586374567781138E-4,3.1816910668286137E-4,3.1521144121571807E-4,1.9354838709677958E-6,3.5482597246656248E-5,1.196662374694015E-3]
[2004,10,2,6,8.8603044721449948E-4,4.7297392864567383E-4,4.5081241468149355E-4,2.2344489247311912E-6,8.0172213000001091E-5,1.8922234524663992E-3,null,6.7372160869569049E-4,3.1630054629821569E-4,3.2296656519285936E-4,1.9354838709677958E-6,3.5482597246656248E-5,1.3504068013043898E-3]
[2004,10,2,7,1.0516377037823375E-3,4.7431492172811038E-4,4.8076196377543984E-4,2.2344489247311912E-6,2.806668832704038E-5,2.0370157265376591E-3,null,7.9964638662778913E-4,3.1719733324326227E-4,3.4442272452862361E-4,1.9354838709677958E-6,1.242174764410942E-5,1.4756236759147522E-3]
[2004,10,2,11,1.632129832561748E-3,3.5793710357003163E-4,4.2906178433682715E-4,2.2344489247311912E-6,0,2.4213631693933381E-3,null,1.2410421558882681E-3,2.3936985643962846E-4,3.0738419402377882E-4,1.9354838709677958E-6,0,1.7897316902226433E-3]
[2004,10,2,15,1.2097987203909233E-3,4.3514496761218031E-4,4.9899743104833715E-4,2.2344489247311912E-6,0,2.1461755679761715E-3,null,9.1990917768364309E-4,2.9100249007120606E-4,3.5748679738468157E-4,1.9354838709677958E-6,0,1.5703339490104984E-3]
[2004,10,2,18,1.6986342178011544E-3,4.0684711487366164E-4,4.3324511022073739E-4,2.2344489247311912E-6,0,2.5409608918202844E-3,null,1.2916108937343208E-3,2.7207834703040596E-4,3.1038117092106201E-4,1.9354838709677958E-6,0,1.8760058955567566E-3]
[2004,10,2,21,1.4379522446777036E-3,3.6267387363149358E-4,3.7163428611438677E-4,2.2344489247311912E-6,8.0172213000001091E-5,2.2546670663483159E-3,null,1.0933930121222002E-3,2.4253756372197182E-4,2.6624255452029603E-4,1.9354838709677958E-6,3.5482597246656248E-5,1.6395912114820922E-3]
[2004,10,3,1,6.6981152145427188E-4,4.4253601363737399E-4,4.4784279777812562E-4,2.2344489247311912E-6,8.0172213000001091E-5,1.6425969947945038E-3,null,5.0931262822374857E-4,2.9594524009165244E-4,3.2083910166260808E-4,1.9354838709677958E-6,3.5482597246656248E-5,1.1635150510956331E-3]
[2004,10,3,4,6.5164219167153023E-4,4.2925356845202882E-4,3.9891127211556473E-4,2.2344489247311912E-6,8.0172213000001091E-5,1.562213694163856E-3,null,4.9549699679862693E-4,2.8706262645514452E-4,2.8578406267472042E-4,1.9354838709677958E-6,3.5482597246656248E-5,1.1057617670461159E-3]
[2004,10,3,8,1.1253670650379422E-3,4.4952149460591697E-4,4.8380037070794009E-4,2.2344489247311912E-6,0,2.0609233792765304E-3,null,8.5570886622924496E-4,3.0061676913942199E-4,3.4659946993023612E-4,1.9354838709677958E-6,0,1.5048605891698709E-3]
[2004,10,3,9,1.3211144739026877E-3,4.1990707765133899E-4,5.0511323391725445E-4,2.2344489247311912E-6,0,2.2483692343960122E-3,null,1.0045516736214414E-3,2.808121759182733E-4,3.6186822030393801E-4,1.9354838709677958E-6,0,1.6491675537146206E-3]
[2004,10,3,12,1.2697703698291471E-3,4.5196532391660255E-4,5.5230752382418903E-4,2.2344489247311912E-6,0,2.2762776664946695E-3,null,9.6551054077751504E-4,3.0225107602023212E-4,3.956786860576985E-4,1.9354838709677958E-6,0,1.6653757867264134E-3]
[2004,10,3,16,1.2760667933818552E-3,3.7351749690989308E-4,5.1425150763209128E-4,2.2344489247311912E-6,0,2.1660702468485706E-3,null,9.7029822794819415E-4,2.4978921917078465E-4,3.6841497185149296E-4,1.9354838709677958E-6,0,1.5904379028414397E-3]
[2004,10,3,19,1.7199441033973531E-3,3.146395055238659E-4,4.1561912196293063E-4,2.2344489247311912E-6,8.0172213000001091E-5,2.5326093928088817E-3,null,1.3078145472883579E-3,2.1041465809578411E-4,2.9775373498459727E-4,1.9354838709677958E-6,3.5482597246656248E-5,1.8534010214863634E-3]
[2004,10,3,21,1.4543269873354624E-3,3.4958905740773729E-4,4.2243246333003816E-4,2.2344489247311912E-6,8.0172213000001091E-5,2.3087551699979701E-3,null,1.1058440717895577E-3,2.337871141324208E-4,3.0263488152617115E-4,1.9354838709677958E-6,3.5482597246656248E-5,1.6796841485657739E-3]
[2004,10,4,3,5.3074276433269561E-4,4.4593228854765052E-4,4.194726455322971E-4,2.2344489247311912E-6,8.0172213000001091E-5,1.4785543603373754E-3,null,4.0356724773280445E-4,2.9821649341966441E-4,3.0051443817412084E-4,1.9354838709677958E-6,3.5482597246656248E-5,1.0397162604442139E-3]
[2004,10,4,6,9.6454582122773298E-4,4.2302819889724556E-4,4.3812573692330692E-4,2.2344489247311912E-6,8.0172213000001091E-5,1.9081064189730174E-3,null,7.3342328627780807E-4,2.8289942068030497E-4,3.1387770116464702E-4,1.9354838709677958E-6,3.5482597246656248E-5,1.3676184892403842E-3]
[2004,10,4,7,1.1641678784597789E-3,3.8509255363369875E-4,4.4756958246561695E-4,2.2344489247311912E-6,3.0739095400316355E-5,2.0298035588841418E-3,null,8.8521230656748951E-4,2.5753001954778668E-4,3.2064336745439787E-4,1.9354838709677958E-6,1.36045008738371E-5,1.4789256783144791E-3]
[2004,10,4,10,1.2850079799707195E-3,4.9596164891310658E-4,6.7717613057288002E-4,2.2344489247311912E-6,0,{"$f":"SUM(E6660:I6660)","v":2.460380208381437E-3},null,9.7709694534129938E-4,3.3167354687683027E-4,4.8513581658178866E-4,1.9354838709677958E-6,0,1.7958417926708862E-3]
[2004,10,4,13,1.1790654198946821E-3,4.7550196164395986E-4,6.6891724393375698E-4,2.2344489247311912E-6,0,2.3257190743971299E-3,null,8.9654012900597043E-4,3.1799116425829533E-4,4.7921906681339707E-4,1.9354838709677958E-6,0,1.6956858439486308E-3]
[2004,10,4,18,1.7591312176960415E-3,3.2632699330672566E-4,4.6947350986775255E-4,2.2344489247311912E-6,2.672407073275966E-6,2.5598385768685265E-3,null,1.3376117238622037E-3,2.1823064656085163E-4,3.3633556218310681E-4,1.9354838709677958E-6,1.1827532297276763E-6,1.8952961697068576E-3]
[2004,10,4,21,1.5297735688881383E-3,3.5671136147186877E-4,4.4306588401931503E-4,2.2344489247311912E-6,8.0172213000001091E-5,2.4119574763040541E-3,null,1.1632122948049841E-3,2.3855014340305627E-4,3.1741687241899783E-4,1.9354838709677958E-6,3.5482597246656248E-5,1.7565973917446622E-3]
[2004,10,4,24,7.5032258150134002E-4,4.2269087320413609E-4,4.4326496501028725E-4,2.2344489247311912E-6,8.0172213000001091E-5,1.6986850816404957E-3,null,5.7053178955531695E-4,2.826738346711216E-4,3.1755949605081352E-4,1.9354838709677958E-6,3.5482597246656248E-5,1.2081832013948761E-3]
[2004,10,5,4,6.7395327297602365E-4,3.7585050542494403E-4,3.5247492550586241E-4,2.2344489247311912E-6,8.0172213000001091E-5,1.4846853658315624E-3,null,5.1246194155358377E-4,2.5134941482457475E-4,2.5251659515114624E-4,1.9354838709677958E-6,3.5482597246656248E-5,1.0537460326469289E-3]
[2004,10,5,7,1.3061114743112986E-3,3.4717977329100434E-4,4.3842753739469696E-4,2.2344489247311912E-6,3.2075298977040445E-5,2.1260285328987714E-3,null,9.9314366269839869E-4,2.3217590929393774E-4,3.1409391406927008E-4,1.9354838709677958E-6,1.4195877506442237E-5,1.5555448474390166E-3]
[2004,10,5,8,1.3563492874051194E-3,3.9017432932812214E-4,5.2495028836160157E-4,2.2344489247311912E-6,0,2.2737083540195742E-3,null,1.0313435917881136E-3,2.6092844878661112E-4,3.7607968637893728E-4,1.9354838709677958E-6,0,1.6702872108246298E-3]
[2004,10,5,11,1.2229768355288299E-3,4.8502891121334651E-4,6.6057323934974805E-4,2.2344489247311912E-6,0,2.3708134350166553E-3,null,9.2992957930550528E-4,3.2436229630352482E-4,4.7324133768995494E-4,1.9354838709677958E-6,0,1.7294686971699527E-3]
[2004,10,5,15,1.0054412341982026E-3,5.041079750905303E-4,6.7430531507550436E-4,2.2344489247311912E-6,0,2.1860889732889682E-3,null,7.6451942242229134E-4,3.3712138927190845E-4,4.8307913537627012E-4,1.9354838709677958E-6,0,1.5866554309414377E-3]
[2004,10,5,19,1.7499583964423072E-3,3.2178988666734036E-4,4.2464836043010516E-4,2.2344489247311912E-6,8.0172213000001091E-5,2.578803305464485E-3,null,1.3306368756380008E-3,2.1519646386761079E-4,3.0422237257992816E-4,1.9354838709677958E-6,3.5482597246656248E-5,1.8874737932031637E-3]
[2004,10,5,22,1.2546675443020291E-3,3.3233716673396397E-4,3.6485408583597755E-4,2.2344489247311912E-6,8.0172213000001091E-5,2.0342654587967028E-3,null,9.5402662400922707E-4,2.2224994027504415E-4,2.6138515058925162E-4,1.9354838709677958E-6,3.5482597246656248E-5,1.4750797959911469E-3]
[2004,10,6,1,1.0013751189642554E-3,5.1600191766998902E-4,4.86333363328058E-4,2.2344489247311912E-6,8.0172213000001091E-5,2.0861170618870347E-3,null,7.6142762156469193E-4,3.4507544404675572E-4,3.4841413141589267E-4,1.9354838709677958E-6,3.5482597246656248E-5,1.4923352781449645E-3]
[2004,10,6,5,1.2053786833381042E-3,5.2036333673640843E-4,4.8951674755295894E-4,2.2344489247311912E-6,8.0172213000001091E-5,2.2976654295522037E-3,null,9.1654826104349638E-4,3.4799213596103116E-4,3.5069474001344378E-4,1.9354838709677958E-6,3.5482597246656248E-5,1.6526532181355953E-3]
[2004,10,6,8,1.7009147899437996E-3,5.2886854677469729E-4,6.3442934726659422E-4,2.2344489247311912E-6,0,2.8664471329098219E-3,null,1.2933449997546273E-3,3.5367998135495176E-4,4.545115894579003E-4,1.9354838709677958E-6,0,2.1034720544384471E-3]
[2004,10,6,12,1.3913736914646568E-3,5.7689480496415869E-4,7.0759916277722589E-4,2.2344489247311912E-6,0,2.6781021081307725E-3,null,1.0579755184005485E-3,3.8579746348654272E-4,5.0693118399803715E-4,1.9354838709677958E-6,0,1.9526396497560961E-3]
[2004,10,6,13,1.2597302430584966E-3,5.3946663988054292E-4,6.820412073429323E-4,2.2344489247311912E-6,0,2.4834725392067027E-3,null,9.5787620904467586E-4,3.6076743889980431E-4,4.8862120669672924E-4,1.9354838709677958E-6,0,1.8092003385121772E-3]
[2004,10,6,16,1.2514084086361649E-3,5.3962105582267938E-4,6.766736204702658E-4,2.2344489247311912E-6,0,2.4699375338538411E-3,null,9.5154843589428527E-4,3.6087070431021449E-4,4.8477581327103093E-4,1.9354838709677958E-6,0,1.7991304373464983E-3]
[2004,10,6,20,1.8442631963632727E-3,4.451209756214015E-4,5.0643922005949777E-4,2.2344489247311912E-6,8.0172213000001091E-5,2.8782300539689038E-3,null,1.4023445485630338E-3,2.9767392921844897E-4,3.6281817016314106E-4,1.9354838709677958E-6,3.5482597246656248E-5,2.1002547290622478E-3]
[2004,10,6,23,1.1835485258574812E-3,3.9438695073125044E-4,3.9278283972152457E-4,2.2344489247311912E-6,8.0172213000001091E-5,2.0531249782349886E-3,null,8.9994900211039447E-4,2.6374563250532564E-4,2.8139359183616065E-4,1.9354838709677958E-6,3.5482597246656248E-5,1.4825063075695048E-3]
[2004,10,7,3,4.9092199527149712E-4,4.5101569031700286E-4,4.2214112341150054E-4,2.2344489247311912E-6,8.0172213000001091E-5,1.4464854709247328E-3,null,3.7328825147962558E-4,3.0161601009345558E-4,3.0242616266721927E-4,1.9354838709677958E-6,3.5482597246656248E-5,1.0147485053579246E-3]
[2004,10,7,5,6.4885470849884328E-4,4.6396894169799285E-4,4.5110941505793452E-4,2.2344489247311912E-6,8.0172213000001091E-5,1.6463397271795029E-3,null,4.9337744475251067E-4,3.1027847590817191E-4,3.2317933926100009E-4,1.9354838709677958E-6,3.5482597246656248E-5,1.1642533410393069E-3]
[2004,10,7,10,1.1273371420642735E-3,5.1163048766185513E-4,6.8374383598911192E-4,2.2344489247311912E-6,0,2.3249459146399715E-3,null,8.5720687735020248E-4,3.4215205733147445E-4,4.8984098704826209E-4,1.9354838709677958E-6,0,1.6911354056009069E-3]
[2004,10,7,11,1.1196575501264379E-3,5.3737410488826558E-4,7.1039112364341863E-4,2.2344489247311912E-6,0,2.369657227582853E-3,null,8.5136745382841409E-4,3.5936805952364994E-4,5.0893137294967506E-4,1.9354838709677958E-6,0,1.721602370172707E-3]
[2004,10,7,14,1.0227104824502313E-3,5.0605307239462709E-4,6.8920528418660212E-4,2.2344489247311912E-6,0,2.2202032879561915E-3,null,7.7765064804766236E-4,3.384221699336474E-4,4.9375362367466995E-4,1.9354838709677958E-6,0,1.6117619255269474E-3]
[2004,10,7,17,1.3524422073722998E-3,4.7282868123340428E-4,6.0258231457876446E-4,2.2344489247311912E-6,0,2.4300876521091996E-3,null,1.0283727184357482E-3,3.1620341232725706E-4,4.3169605371885019E-4,1.9354838709677958E-6,0,1.7782076683528234E-3]
[2004,10,7,21,1.4766021322688708E-3,3.8815643022651377E-4,4.5338102499527363E-4,2.2344489247311912E-6,8.0172213000001091E-5,2.4005462494153906E-3,null,1.1227816911745859E-3,2.5957898204107395E-4,3.2480674355384487E-4,1.9354838709677958E-6,3.5482597246656248E-5,1.7445854978871288E-3]
[2004,10,7,24,6.3861951452488038E-4,4.2950597578282428E-4,4.2000769879559666E-4,2.2344489247311912E-6,8.0172213000001091E-5,1.5705398510280338E-3,null,4.8559478742834161E-4,2.8723142344750497E-4,3.00897755733743E-4,1.9354838709677958E-6,3.5482597246656248E-5,1.1111420477272138E-3]
[2004,10,8,2,6.2492354714975779E-4,4.8266377560168339E-4,4.5747728059027462E-4,2.2344489247311912E-6,8.0172213000001091E-5,1.6474712652664479E-3,null,4.7518062028361203E-4,3.2278061570607515E-4,3.277413424171086E-4,1.9354838709677958E-6,3.5482597246656248E-5,1.16312065952442E-3]
[2004,10,8,8,1.4186708821160294E-3,5.1238679022514897E-4,6.1802364479730679E-4,2.2344489247311912E-6,0,2.5513157660632161E-3,null,1.0787318109820646E-3,3.4265783344184392E-4,4.4275837858010039E-4,1.9354838709677958E-6,0,1.8660835068749766E-3]
[2004,10,8,11,1.2691145971784543E-3,5.4302726288567305E-4,6.8764155188389526E-4,2.2344489247311912E-6,0,2.5020178608727538E-3,null,9.6501190305400071E-4,3.6314859974921837E-4,4.926333500658715E-4,1.9354838709677958E-6,0,1.8227293367400585E-3]
[2004,10,8,12,1.1811105913943994E-3,5.5718118585809586E-4,6.965083981067845E-4,2.2344489247311912E-6,0,2.437034624284011E-3,null,8.9809524061322933E-4,3.7261401273986559E-4,4.9898564821791562E-4,1.9354838709677958E-6,0,1.7716303854419784E-3]
[2004,10,8,15,1.078760601451323E-3,5.1937757681438468E-4,6.6966879661902259E-4,2.2344489247311912E-6,0,2.270041423809461E-3,null,8.2027014996175233E-4,3.4733291061483121E-4,4.7975748674465205E-4,1.9354838709677958E-6,0,1.6492960311922035E-3]
[2004,10,8,19,1.5194974084256699E-3,4.739124285056801E-4,5.6438418543147456E-4,2.2344489247311912E-6,8.0172213000001091E-5,2.6402006842875568E-3,null,1.1553984873001126E-3,3.1692816655472917E-4,4.043305283568001E-4,1.9354838709677958E-6,3.5482597246656248E-5,1.9140752633292661E-3]
[2004,10,8,23,1.0237891233969326E-3,4.1609119421465629E-4,4.1435497754578328E-4,2.2344489247311912E-6,8.0172213000001091E-5,1.9366419570821043E-3,null,7.7847082721430527E-4,2.7826031007000316E-4,2.968480891615951E-4,1.9354838709677958E-6,3.5482597246656248E-5,1.3909973075635278E-3]
[2004,10,9,2,8.9504394087102789E-4,5.3003348399505038E-4,4.9876192784638091E-4,2.2344489247311912E-6,8.0172213000001091E-5,2.0062460146371914E-3,null,6.805753070819432E-4,3.544590312282839E-4,3.5731808051320528E-4,1.9354838709677958E-6,3.5482597246656248E-5,1.4297704999410566E-3]
[2004,10,9,6,1.0528651032209911E-3,5.4427209131670349E-4,5.1927273370348196E-4,2.2344489247311912E-6,8.0172213000001091E-5,2.1988165901659085E-3,null,8.0057967907492958E-4,3.639810767398845E-4,3.720122289023655E-4,1.9354838709677958E-6,3.5482597246656248E-5,1.5739910658348038E-3]
[2004,10,9,9,1.6377433938446584E-3,5.8611037954441471E-4,6.2590247710471935E-4,2.2344489247311912E-6,0,2.8519906994185231E-3,null,1.2453106068765203E-3,3.9196036401371024E-4,4.4840285358829947E-4,1.9354838709677958E-6,0,2.0876093083494977E-3]
[2004,10,9,12,1.6285248220293108E-3,5.4459067300259979E-4,5.8104266319089254E-4,2.2344489247311912E-6,0,2.7563926071475344E-3,null,1.2383009707485093E-3,3.6419412772469912E-4,4.1626483000442002E-4,1.9354838709677958E-6,0,2.0206954123485961E-3]
[2004,10,9,13,1.6460050643078456E-3,4.7922278544594951E-4,5.2938873700297557E-4,2.2344489247311912E-6,0,2.6568510356815016E-3,null,1.2515926324349769E-3,3.2047945913031648E-4,3.7925943579533754E-4,1.9354838709677958E-6,0,1.9532670112315988E-3]
[2004,10,9,16,1.4682846792472234E-3,5.4023374957816981E-4,5.6740899666274543E-4,2.2344489247311912E-6,0,2.5781618744128696E-3,null,1.1164572495624362E-3,3.6128044226369969E-4,4.0649753366079234E-4,1.9354838709677958E-6,0,1.8861707093578962E-3]
[2004,10,9,21,1.6291462816100763E-3,4.5259503562973947E-4,4.5583808164189102E-4,2.2344489247311912E-6,8.0172213000001091E-5,2.6199860608064392E-3,null,1.2387735174310853E-3,3.0267219470524279E-4,3.2656700374145072E-4,1.9354838709677958E-6,3.5482597246656248E-5,1.9054307969954029E-3]
[2004,10,9,24,1.0717164584596152E-3,5.0861704609107545E-4,4.7650684723603309E-4,2.2344489247311912E-6,8.0172213000001091E-5,2.139247013711456E-3,null,8.149139103842348E-4,3.4013682317722696E-4,3.4137431608095815E-4,1.9354838709677958E-6,3.5482597246656248E-5,1.5338431307600441E-3]
[2004,10,10,3,7.941540313083237E-4,4.8986008738844474E-4,4.3580387654329358E-4,2.2344489247311912E-6,8.0172213000001091E-5,1.8022246571647942E-3,null,6.0386043527879338E-4,3.275931375209723E-4,3.1221429694735164E-4,1.9354838709677958E-6,3.5482597246656248E-5,1.2810859508647415E-3]
[2004,10,10,7,1.0786123997284175E-3,4.7887493465337543E-4,4.5460783376249198E-4,2.2344489247311912E-6,4.0092520277040554E-5,2.0544221373460562E-3,null,8.2015746003841932E-4,3.2024683447796725E-4,3.2568564174030438E-4,1.9354838709677958E-6,1.774413723110786E-5,1.4857695573587666E-3]
[2004,10,10,10,1.6028958022000896E-3,5.3502790922649237E-4,5.8000703437065368E-4,2.2344489247311912E-6,0,2.7201651947219669E-3,null,1.2188131252428383E-3,3.5779904498691568E-4,4.1552289506209241E-4,1.9354838709677958E-6,0,1.9940705491628143E-3]
[2004,10,10,13,1.544766860831755E-3,4.5780966405318646E-4,5.0961562459855337E-4,2.2344489247311912E-6,0,2.5144265984082259E-3,null,1.1746129242073415E-3,3.0615946899074389E-4,3.6509377844328697E-4,1.9354838709677958E-6,0,1.8478016555123402E-3]
[2004,10,10,17,1.7923899097048428E-3,4.1108927617808703E-4,4.5524577222593983E-4,2.2344489247311912E-6,0,2.6609594070336009E-3,null,1.3629010348037494E-3,2.7491528551011672E-4,3.261426672960219E-4,1.9354838709677958E-6,0,1.9658944714808558E-3]
[2004,10,10,18,1.9486960478990582E-3,3.7452258046832598E-4,4.1138884228365482E-4,2.2344489247311912E-6,1.7370646176724309E-5,2.7542125657524941E-3,null,1.4817534096902795E-3,2.5046136716743637E-4,2.9472311991427777E-4,1.9354838709677958E-6,7.6878960819363875E-6,2.0365612767248979E-3]
[2004,10,10,22,1.5402709238590405E-3,4.0888305875679199E-4,3.9794290471511194E-4,2.2344489247311912E-6,8.0172213000001091E-5,2.4295035492556769E-3,null,1.1711942946338611E-3,2.7343988119426696E-4,2.8509031449258583E-4,1.9354838709677958E-6,3.5482597246656248E-5,1.767142571438338E-3]
[2004,10,11,1,6.9046853322387149E-4,4.3595317330403615E-4,3.9358713811544392E-4,2.2344489247311912E-6,8.0172213000001091E-5,1.6024155065680838E-3,null,5.2501984826795018E-4,2.9154297631446964E-4,2.8196979932560567E-4,1.9354838709677958E-6,3.5482597246656248E-5,1.1359507050256496E-3]
[2004,10,11,4,6.5683695939755863E-4,4.3666201363186852E-4,3.8734686297914171E-4,2.2344489247311912E-6,8.0172213000001091E-5,1.5632524979333011E-3,null,4.9944700470206077E-4,2.9201701213199045E-4,2.7749920321734666E-4,1.9354838709677958E-6,3.5482597246656248E-5,1.106381301169022E-3]
[2004,10,11,8,1.3818294922777227E-3,4.6224699075056322E-4,5.2745721801666803E-4,2.2344489247311912E-6,0,2.3737681499696847E-3,null,1.0507182810785712E-3,3.0912692400988803E-4,3.7787567609330434E-4,1.9354838709677958E-6,0,1.7396563650527313E-3]
[2004,10,11,10,1.4069891024621614E-3,5.272806194618621E-4,6.3946375762811872E-4,2.2344489247311912E-6,0,2.5759679284768728E-3,null,1.0698491959369777E-3,3.5261805754454255E-4,4.5811829186733079E-4,1.9354838709677958E-6,0,1.8825210292198189E-3]
[2004,10,11,13,1.3075320283921839E-3,5.095240138013725E-4,6.15690045606394E-4,2.2344489247311912E-6,0,2.4349805367246814E-3,null,9.9422382645983831E-4,3.4074335635985554E-4,4.4108656456016396E-4,1.9354838709677958E-6,0,1.7779892312508256E-3]
[2004,10,11,16,1.3911360029580664E-3,5.2555439452331117E-4,6.2689276700983324E-4,2.2344489247311912E-6,0,2.5458176134159419E-3,null,1.0577947843371403E-3,3.514636474216406E-4,4.4911230727409863E-4,1.9354838709677958E-6,0,1.8603062229038472E-3]
[2004,10,11,19,1.9335458534769907E-3,3.6957254123516934E-4,4.2960621850961244E-4,2.2344489247311912E-6,8.0172213000001091E-5,2.8151312751465048E-3,null,1.4702334744666351E-3,2.4715103647303995E-4,3.0777423216166443E-4,1.9354838709677958E-6,3.5482597246656248E-5,2.0625768242189635E-3]
[2004,10,11,23,1.0043981474400364E-3,3.8722543291007318E-4,3.8396488389516917E-4,2.2344489247311912E-6,8.0172213000001091E-5,1.8579951261700109E-3,null,7.6372627802084295E-4,2.5895637909837999E-4,2.7507631925778131E-4,1.9354838709677958E-6,3.5482597246656248E-5,1.3351770574946285E-3]
[2004,10,12,2,7.6461164971883223E-4,4.2628397363358344E-4,3.9850212289474669E-4,2.2344489247311912E-6,8.0172213000001091E-5,1.6718044081718945E-3,null,5.8139693990823791E-4,2.8507671474527885E-4,2.8549094404223485E-4,1.9354838709677958E-6,3.5482597246656248E-5,1.1893826798133756E-3]
[2004,10,12,7,1.4721976131847742E-3,4.1805170972831129E-4,4.9079046080179067E-4,2.2344489247311912E-6,4.2764927350316511E-5,2.4260391599899237E-3,null,1.1194325741186232E-3,2.7957140163433283E-4,3.5160724104406972E-4,1.9354838709677958E-6,1.8926890460835535E-5,1.7714735911288292E-3]
[2004,10,12,10,1.4602735224553309E-3,5.2484427798739136E-4,6.6696841216029796E-4,2.2344489247311912E-6,0,{"$f":"SUM(E6852:I6852)","v":2.6543206615277514E-3},null,1.1103657100918511E-3,3.5098875814203488E-4,4.77822904055862E-4,1.9354838709677958E-6,0,1.9411128561607157E-3]
[2004,10,12,13,1.3255989311075234E-3,5.4777948632043388E-4,6.9615706815629027E-4,2.2344489247311912E-6,0,2.5717699345089787E-3,null,1.0079615741859956E-3,3.663266414498469E-4,4.9873395189442235E-4,1.9354838709677958E-6,0,1.8749576514012327E-3]
[2004,10,12,14,1.2108295642353629E-3,5.8244510739018085E-4,7.392300778927759E-4,2.2344489247311912E-6,0,2.5347391984430509E-3,null,9.2069301279379455E-4,3.8950921921586596E-4,5.295918909264248E-4,1.9354838709677958E-6,0,1.8417296068070532E-3]
[2004,10,12,17,1.7131330324889993E-3,4.7037735519695579E-4,5.8861327845172737E-4,2.2344489247311912E-6,0,2.7743581150624134E-3,null,1.3026355315290882E-3,3.1456409202327358E-4,4.2168849520875105E-4,1.9354838709677958E-6,0,2.0408236026320807E-3]
[2004,10,12,20,1.8649313471714654E-3,4.3222515592752128E-4,4.9483529084480603E-4,2.2344489247311912E-6,8.0172213000001091E-5,2.874398455868525E-3,null,1.4180602385317441E-3,2.8904987075117282E-4,3.5450499812270851E-4,1.9354838709677958E-6,3.5482597246656248E-5,2.0990331885232492E-3]
[2004,10,12,24,8.52208645403432E-4,4.3981402758181846E-4,4.1860876585232026E-4,2.2344489247311912E-6,8.0172213000001091E-5,1.7930381007623029E-3,null,6.4800411919318493E-4,2.9412491633965698E-4,2.9989554604982309E-4,1.9354838709677958E-6,3.5482597246656248E-5,1.2794426627002892E-3]
[2004,10,13,4,9.8486924879059184E-4,5.0817420744157815E-4,4.763507328855681E-4,2.2344489247311912E-6,8.0172213000001091E-5,2.0518008510424703E-3,null,7.4887685489376883E-4,3.398406755498957E-4,3.412624741841847E-4,1.9354838709677958E-6,3.5482597246656248E-5,1.4673980857454734E-3]
[2004,10,13,7,1.6382846649063004E-3,5.1235297846125287E-4,5.8395807333541151E-4,2.2344489247311912E-6,4.5437334503764699E-5,2.7822675001314603E-3,null,1.2457221796520793E-3,3.4263522187967543E-4,4.1835345926537096E-4,1.9354838709677958E-6,2.0109643726045813E-5,2.0287559883941392E-3]
[2004,10,13,11,1.4944471977082344E-3,6.074848721368155E-4,7.4736115382825741E-4,2.2344489247311912E-6,0,2.8515276725980384E-3,null,1.1363507578278646E-3,4.0625452120580431E-4,5.3541707581637537E-4,1.9354838709677958E-6,0,2.0799578387210118E-3]
[2004,10,13,14,1.2553578941024135E-3,6.1425981558571683E-4,7.4734961319698474E-4,2.2344489247311912E-6,0,2.6192017718098459E-3,null,9.5455155357518037E-4,4.1078525362939282E-4,5.354088079916197E-4,1.9354838709677958E-6,0,1.9026810990671605E-3]
[2004,10,13,15,1.2350581675514593E-3,5.9717068442551166E-4,7.2283548260791155E-4,2.2344489247311912E-6,0,2.5572987835096135E-3,null,9.3911600678219236E-4,3.9935692493226475E-4,5.1784663734768155E-4,1.9354838709677958E-6,0,1.8582550529331065E-3]
[2004,10,13,18,2.2079544577690417E-3,4.3603072617855236E-4,5.1924843393727255E-4,2.2344489247311912E-6,2.4051663900000327E-5,3.1895197307095975E-3,null,1.6788888394202767E-3,2.915948396732952E-4,3.7199482030452732E-4,1.9354838709677958E-6,1.0644779173996875E-5,2.3550587624430641E-3]
[2004,10,13,21,1.8235903600068359E-3,5.2916915152564296E-4,5.6223897217363191E-4,2.2344489247311912E-6,8.0172213000001091E-5,2.9974051456308432E-3,null,1.3866252957877513E-3,3.5388101029372693E-4,4.0279367592122305E-4,1.9354838709677958E-6,3.5482597246656248E-5,2.1807180631203253E-3]
[2004,10,14,2,1.0290047494928955E-3,5.3058918303991605E-4,5.0315842822805162E-4,2.2344489247311912E-6,8.0172213000001091E-5,2.1451590226855954E-3,null,7.8243669544690868E-4,3.5483065406164321E-4,3.6046777777285258E-4,1.9354838709677958E-6,3.5482597246656248E-5,1.5351532083990285E-3]
[2004,10,14,5,1.1402449658885893E-3,5.2336340765755289E-4,5.0253961149344299E-4,2.2344489247311912E-6,8.0172213000001091E-5,2.2485546469643175E-3,null,8.6702175432087317E-4,3.4999842851505956E-4,3.6002445121672476E-4,1.9354838709677958E-6,3.5482597246656248E-5,1.6144627151702816E-3]
[2004,10,14,9,1.7271609375243515E-3,6.2904129485019222E-4,7.4757972116936029E-4,2.2344489247311912E-6,0,3.1060164024686349E-3,null,1.3133020980977198E-3,4.2067034387070263E-4,5.3557365966615516E-4,1.9354838709677958E-6,0,2.2714815855055452E-3]
[2004,10,14,12,1.5567209540456785E-3,6.4334052611344573E-4,7.6554771394216059E-4,2.2344489247311912E-6,0,2.9678436430260161E-3,null,1.1837026015834432E-3,4.3023293154474733E-4,5.4844611108997268E-4,1.9354838709677958E-6,0,2.1643171280891311E-3]
[2004,10,14,15,1.3246129376985262E-3,6.2568426437747558E-4,7.4404883515939279E-4,2.2344489247311912E-6,0,2.6965804861601257E-3,null,1.007211842539909E-3,4.1842533519654483E-4,5.3304409728147149E-4,1.9354838709677958E-6,0,1.9606167588888932E-3]
[2004,10,14,18,2.3068782573598926E-3,4.7317611701295299E-4,5.5422198539808738E-4,2.2344489247311912E-6,2.6724070973276301E-5,3.3632348796689407E-3,null,1.7541087165793103E-3,3.1643575944031993E-4,3.9705022565727344E-4,1.9354838709677958E-6,1.1827532403724555E-5,2.4813577179515962E-3]
[2004,10,14,20,2.0798774864114037E-3,5.4405629715375972E-4,5.9462978764722658E-4,2.2344489247311912E-6,8.0172213000001091E-5,3.3009702331371223E-3,null,1.5815014150363717E-3,3.6383676474403619E-4,4.2599878313792107E-4,1.9354838709677958E-6,3.5482597246656248E-5,2.4087550440359531E-3]
[2004,10,14,23,1.4251543384661241E-3,4.861971617247008E-4,4.8145101492805817E-4,2.2344489247311912E-6,8.0172213000001091E-5,2.4752091770436154E-3,null,1.08366171452638E-3,3.251435619348306E-4,3.4491636773088666E-4,1.9354838709677958E-6,3.5482597246656248E-5,1.7911397253097215E-3]
[2004,10,15,3,7.7250891847148733E-4,5.2218477494756117E-4,5.0304885350384038E-4,2.2344489247311912E-6,8.0172213000001091E-5,1.8801492088476213E-3,null,5.874018809631054E-4,3.4921021980528392E-4,3.6038927733418239E-4,1.9354838709677958E-6,3.5482597246656248E-5,1.3344194592201958E-3]
[2004,10,15,6,1.303526201771538E-3,5.1077100738360602E-4,5.2081592620662723E-4,2.2344489247311912E-6,8.0172213000001091E-5,2.4175197972865032E-3,null,9.9117786797895085E-4,3.4157728129187079E-4,3.7311778759139213E-4,1.9354838709677958E-6,3.5482597246656248E-5,1.7432910179798378E-3]
[2004,10,15,10,1.6010314445802996E-3,5.9341704576863059E-4,7.2891178409262476E-4,2.2344489247311912E-6,0,2.9255947233662858E-3,null,1.2173955012562837E-3,3.9684668517935224E-4,5.2219976107649587E-4,1.9354838709677958E-6,0,2.1383774313830997E-3]
[2004,10,15,11,1.5738797491150311E-3,5.9298547267830272E-4,7.2319070552500015E-4,2.2344489247311912E-6,0,2.892290376243065E-3,null,1.1967498405962187E-3,3.9655807137641138E-4,5.1810112263174577E-4,1.9354838709677958E-6,0,2.1133445184753439E-3]
[2004,10,15,17,1.6145789030852606E-3,5.6235871521076084E-4,6.679110020408731E-4,2.2344489247311912E-6,0,2.8470830692616253E-3,null,1.2276967449284335E-3,3.7607647708205944E-4,4.7849818496251134E-4,1.9354838709677958E-6,0,2.0842068908439723E-3]
[2004,10,15,18,1.8169655695351283E-3,4.6946995058414653E-4,5.5804461604751969E-4,2.2344489247311912E-6,2.8060274550000382E-5,2.8747748596415256E-3,null,1.381587924320549E-3,3.1395726666279982E-4,3.9978879684706721E-4,1.9354838709677958E-6,1.2418909036329687E-5,2.1096883807377137E-3]
[2004,10,15,21,1.6833263651749822E-3,4.6167997747785684E-4,5.1093775984657318E-4,2.2344489247311912E-6,8.0172213000001091E-5,2.7383507644241443E-3,null,1.2799710780492008E-3,3.0874773480504348E-4,3.660409694829904E-4,1.9354838709677958E-6,3.5482597246656248E-5,1.9921778634548583E-3]
[2004,10,16,1,1.1058766726421156E-3,5.3718987357514656E-4,5.1234993653959983E-4,2.2344489247311912E-6,8.0172213000001091E-5,2.2378231446815943E-3,null,8.4088872256453449E-4,3.592448551323389E-4,3.6705266712293777E-4,1.9354838709677958E-6,3.5482597246656248E-5,1.6046043259374352E-3]
[2004,10,16,4,1.0174493331341619E-3,5.4546600278297078E-4,5.067317989232617E-4,2.2344489247311912E-6,8.0172213000001091E-5,2.1520537967651267E-3,null,7.7365016477764169E-4,3.6477950309309466E-4,3.6302777661496123E-4,1.9354838709677958E-6,3.5482597246656248E-5,1.5388755256033218E-3]
[2004,10,16,7,1.3884238911625892E-3,5.5728790399130125E-4,5.6321312775644693E-4,2.2344489247311912E-6,4.9445945153764754E-5,2.5606053169888328E-3,null,1.0557325433300103E-3,3.726853803180521E-4,4.0349157081563826E-4,1.9354838709677958E-6,2.1883773588378624E-5,1.8557287519230471E-3]
[2004,10,16,12,1.8276310878889393E-3,5.5685880707750956E-4,5.95036314930439E-4,2.2344489247311912E-6,0,2.9817606588216192E-3,null,1.3896977925598325E-3,3.723984224541465E-4,4.2629002338783536E-4,1.9354838709677958E-6,0,2.1903217222727822E-3]
[2004,10,16,15,1.5865358104211304E-3,5.3119190907543513E-4,5.7786137248690562E-4,2.2344489247311912E-6,0,2.6978235409082021E-3,null,1.2063732818782904E-3,3.5523372611859303E-4,4.1398572122638749E-4,1.9354838709677958E-6,0,1.977528213094239E-3]
[2004,10,16,18,2.1229878730953237E-3,5.09788153222937E-4,5.2834009464493032E-4,2.2344489247311912E-6,3.0732681623276353E-5,3.1940832515111985E-3,null,1.6142817773359896E-3,3.4091999916885558E-4,3.7850817782314331E-4,1.9354838709677958E-6,1.3601662266057365E-5,2.3492471004650135E-3]
[2004,10,16,19,2.0854734179126424E-3,4.58424879715476E-4,4.9370782112155879E-4,2.2344489247311912E-6,8.0172213000001091E-5,3.1200127806744094E-3,null,1.5857564606558737E-3,3.0657089346530341E-4,3.5369726743025772E-4,1.9354838709677958E-6,3.5482597246656248E-5,2.2834427026690589E-3]
[2004,10,16,22,1.6124537998317948E-3,4.7345099013098506E-4,4.6927307619927029E-4,2.2344489247311912E-6,8.0172213000001091E-5,2.6375845280867819E-3,null,1.2260808546539282E-3,3.1661958039139258E-4,3.3619196947946655E-4,1.9354838709677958E-6,3.5482597246656248E-5,1.9163104856424113E-3]
[2004,10,17,2,1.0583565187824763E-3,5.1787582334208895E-4,4.7664378578907737E-4,2.2344489247311912E-6,8.0172213000001091E-5,2.1352827898383749E-3,null,8.0475525265451871E-4,3.4632861542026832E-4,3.4147242024286427E-4,1.9354838709677958E-6,3.5482597246656248E-5,1.5299743694352755E-3]
[2004,10,17,5,1.0786409559768284E-3,4.9697309991462058E-4,4.4917568422598512E-4,2.2344489247311912E-6,8.0172213000001091E-5,2.1071964020421665E-3,null,8.201791736958654E-4,3.3234995309069671E-4,3.2179399497041868E-4,1.9354838709677958E-6,3.5482597246656248E-5,1.511741202874605E-3]
[2004,10,17,9,1.8378583694759081E-3,5.4468014174809305E-4,5.7660089436405203E-4,2.2344489247311912E-6,0,2.9613738545127841E-3,null,1.3974744334473081E-3,3.6425395980287979E-4,4.1308270197363162E-4,1.9354838709677958E-6,0,2.1767465790947871E-3]
[2004,10,17,13,1.8274538339876198E-3,5.2034449747545564E-4,5.6053982454375465E-4,2.2344489247311912E-6,0,2.9105726049315612E-3,null,1.3895630118828028E-3,3.4797953723587883E-4,4.0157638940491278E-4,1.9354838709677958E-6,0,2.1410544223945623E-3]
[2004,10,17,16,1.8017490099614438E-3,5.0562921705737908E-4,5.4336314338165306E-4,2.2344489247311912E-6,0,2.8529758193252069E-3,null,1.3700175262297996E-3,3.3813871736553897E-4,3.892708416079289E-4,1.9354838709677958E-6,0,2.0993625690742352E-3]
[2004,10,17,19,2.318626725073191E-3,4.5909638888972759E-4,4.7562249824939138E-4,2.2344489247311912E-6,8.0172213000001091E-5,3.335752274137042E-3,null,1.763042040024793E-3,3.0701996413452239E-4,3.4074075953871151E-4,1.9354838709677958E-6,3.5482597246656248E-5,2.4482208448156507E-3]
[2004,10,17,20,2.2327416994737839E-3,4.7284856520440818E-4,4.7883353758635403E-4,2.2344489247311912E-6,8.0172213000001091E-5,3.2668304641892782E-3,null,1.6977366119871771E-3,3.1621670970055865E-4,3.430411805377443E-4,1.9354838709677958E-6,3.5482597246656248E-5,2.3944125833431037E-3]
[2004,10,18,2,1.0123517588402483E-3,5.3698479277886513E-4,4.7709790506657724E-4,2.2344489247311912E-6,8.0172213000001091E-5,2.1088411186104229E-3,null,7.6977406101107464E-4,3.5910770768303902E-4,3.4179775587796565E-4,1.9354838709677958E-6,3.5482597246656248E-5,1.5080976056897034E-3]
[2004,10,18,4,1.0758991106799511E-3,5.2518900656243887E-4,4.6633339397797642E-4,2.2344489247311912E-6,8.0172213000001091E-5,2.1498281731450984E-3,null,8.1809432386929998E-4,3.5121929481648616E-4,3.3408595145766789E-4,1.9354838709677958E-6,3.5482597246656248E-5,1.5408176512610782E-3]
[2004,10,18,7,1.7965513907815614E-3,5.038392789521453E-4,5.0419151549546551E-4,2.2344489247311912E-6,5.3454555803764802E-5,2.8602711899576678E-3,null,1.3660653501321647E-3,3.3694169916593841E-4,3.6120789192107736E-4,1.9354838709677958E-6,2.3657903450711433E-5,2.0898083285408593E-3]
[2004,10,18,10,1.7158185794987012E-3,5.7191137423361299E-4,6.7751393780205555E-4,2.2344489247311912E-6,0,2.9674783404591005E-3,null,1.3046775731511255E-3,3.8246480228252151E-4,4.8537782509120651E-4,1.9354838709677958E-6,0,2.1744556843958213E-3]
[2004,10,18,14,1.4456644944751196E-3,5.5232242583434961E-4,6.5648700473576438E-4,2.2344489247311912E-6,0,2.6567083739699651E-3,null,1.099257268092763E-3,3.6936472486845276E-4,4.7031391795866186E-4,1.9354838709677958E-6,0,1.9408713947908452E-3]
[2004,10,18,17,1.9855184881234968E-3,4.8440920668448636E-4,5.6820371631471195E-4,2.2344489247311912E-6,0,3.0403658600474262E-3,null,1.5097525306483699E-3,3.2394786990673968E-4,4.0706687884279718E-4,1.9354838709677958E-6,0,2.2427027632688748E-3]
[2004,10,18,19,2.3531907102909404E-3,4.2455084929253489E-4,4.7706332859543803E-4,2.2344489247311912E-6,8.0172213000001091E-5,3.3372115501036454E-3,null,1.7893238724347787E-3,2.8391769065816668E-4,3.4177298494496414E-4,1.9354838709677958E-6,3.5482597246656248E-5,2.4524326291555337E-3]
[2004,10,18,22,1.7862272683205668E-3,4.6516786092666909E-4,4.7887973373164872E-4,2.2344489247311912E-6,8.0172213000001091E-5,2.8126815249036167E-3,null,1.3582150731866493E-3,3.1108025119435653E-4,3.4307427592262076E-4,1.9354838709677958E-6,3.5482597246656248E-5,2.0497876814212506E-3]
[2004,10,19,1,1.2605637868164045E-3,5.6975074443017587E-4,5.487872173285741E-4,2.2344489247311912E-6,8.0172213000001091E-5,2.4615084104998865E-3,null,9.5851002071927621E-4,3.8101988461204385E-4,3.9315670294390575E-4,1.9354838709677958E-6,3.5482597246656248E-5,1.7701046893928499E-3]
[2004,10,19,5,1.3871382318823566E-3,5.4090584321947802E-4,5.1775770036982852E-4,2.2344489247311912E-6,8.0172213000001091E-5,2.5282084373963957E-3,null,1.0547549511476695E-3,3.6172990379431313E-4,3.7092684372665239E-4,1.9354838709677958E-6,3.5482597246656248E-5,1.8248297797862593E-3]
[2004,10,19,8,2.1260636305679113E-3,6.1061235320354526E-4,7.1008911331998719E-4,2.2344489247311912E-6,0,3.4489995460161749E-3,null,1.6166205279724989E-3,4.0834601908767808E-4,5.0871500970493095E-4,1.9354838709677958E-6,0,2.5356170406360761E-3]
[2004,10,19,11,1.8931050146192853E-3,6.7765057697320849E-4,8.0780546141131322E-4,2.2344489247311912E-6,0,3.380795501928538E-3,null,1.4394829882978224E-3,4.5317772231056664E-4,5.7871998800292752E-4,1.9354838709677958E-6,0,2.4733161824822842E-3]
[2004,10,19,15,1.5780251067179503E-3,6.6945089371438205E-4,7.8224490147994676E-4,2.2344489247311912E-6,0,3.0319553508370099E-3,null,1.1999018959252851E-3,4.4769419745399445E-4,5.6040814481362201E-4,1.9354838709677958E-6,0,2.2099397220638694E-3]
[2004,10,19,16,1.7961208548674299E-3,6.7524197464084387E-4,7.8109222276758904E-4,2.2344489247311912E-6,0,3.2546895012005939E-3,null,1.3657379783701877E-3,4.5156697341427213E-4,5.5958235414686741E-4,1.9354838709677958E-6,0,2.3788227898022952E-3]
[2004,10,19,20,2.4325065463833132E-3,5.7231365602473331E-4,6.2428651828647639E-4,2.2344489247311912E-6,8.0172213000001091E-5,3.7115133826192553E-3,null,1.8496342069782379E-3,3.8273382757670959E-4,4.4724516437650224E-4,1.9354838709677958E-6,3.5482597246656248E-5,2.7170312800490737E-3]
[2004,10,19,23,1.6846814068288655E-3,5.0925755602838105E-4,5.0670638861286465E-4,2.2344489247311912E-6,8.0172213000001091E-5,2.7830520133948432E-3,null,1.2810014273399886E-3,3.4056516315710559E-4,3.6300957241205517E-4,1.9354838709677958E-6,3.5482597246656248E-5,2.0219942440267732E-3]
[2004,10,20,2,1.3378935860809682E-3,5.8623784862691611E-4,5.6141027571481755E-4,2.2344489247311912E-6,8.0172213000001091E-5,2.5679483723474337E-3,null,1.017310208595917E-3,3.9204560875552249E-4,4.021999894117691E-4,1.9354838709677958E-6,3.5482597246656248E-5,1.8489738878808327E-3]
[2004,10,20,6,1.8040923424341927E-3,6.2788576682899517E-4,6.1134686868808145E-4,2.2344489247311912E-6,8.0172213000001091E-5,3.1257316398760017E-3,null,1.3717993540757981E-3,4.1989758638401813E-4,4.3797506876800979E-4,1.9354838709677958E-6,3.5482597246656248E-5,2.2670900903454501E-3]
[2004,10,20,9,2.1787367371385704E-3,7.1118112172950025E-4,8.2602891894825422E-4,2.2344489247311912E-6,0,3.7181812267410557E-3,null,{"$f":"E7043*T$5","v":1.6566722104009617E-3},{"$f":"F7043*U$5","v":4.7560121963622384E-4},{"$f":"G7043*V$5","v":5.9177545696289841E-4},{"$f":"H7043*W$5","v":1.9354838709677958E-6},{"$f":"I7043*X$5","v":0},{"$f":"SUM(L7043:P7043)","v":2.7259843708710521E-3}]
[2004,10,20,13,1.851987350854747E-3,6.9371947076390472E-4,8.0580322728985025E-4,2.2344489247311912E-6,0,3.3537444978332326E-3,null,1.4082178566487437E-3,4.6392376892450765E-4,5.7728556726414264E-4,1.9354838709677958E-6,0,2.451362676708362E-3]
[2004,10,20,17,2.4204681802446827E-3,6.6463588039991606E-4,7.7247025044149364E-4,2.2344489247311912E-6,0,3.8598087600108235E-3,null,1.8404804499866088E-3,4.4447416512333356E-4,5.5340548612668587E-4,1.9354838709677958E-6,0,2.8402955851075961E-3]
[2004,10,20,20,2.5653023218157513E-3,6.2328143011869061E-4,6.8056793621299198E-4,2.2344489247311912E-6,8.0172213000001091E-5,3.9515583500721657E-3,null,1.950609725069745E-3,4.1681844369008484E-4,4.8756574038537928E-4,1.9354838709677958E-6,3.5482597246656248E-5,2.8924119902628332E-3]
[2004,10,20,21,2.3724579588136323E-3,6.4197099312577905E-4,6.8675492833255322E-4,2.2344489247311912E-6,8.0172213000001091E-5,3.7835905421966967E-3,null,1.8039743415136423E-3,4.2931705858444954E-4,4.9199816400251003E-4,1.9354838709677958E-6,3.5482597246656248E-5,2.7627076452182257E-3]
[2004,10,20,24,1.5016509600774626E-3,6.2309235652125924E-4,6.1643245418908281E-4,2.2344489247311912E-6,8.0172213000001091E-5,2.8235824327125366E-3,null,1.1418283691078334E-3,4.1669200102900764E-4,4.4161843356401581E-4,1.9354838709677958E-6,3.5482597246656248E-5,2.0375568848184809E-3]
[2004,10,21,3,1.3455112313777377E-3,5.7741078726001227E-4,5.5043466037210968E-4,2.2344489247311912E-6,8.0172213000001091E-5,2.5557633409345917E-3,null,1.023102529006516E-3,3.8614252580853161E-4,3.9433694777256129E-4,1.9354838709677958E-6,3.5482597246656248E-5,1.841000083705233E-3]
[2004,10,21,6,1.8220573667643606E-3,6.3079933217989386E-4,6.1442470977262503E-4,2.2344489247311912E-6,8.0172213000001091E-5,3.1496880706416118E-3,null,1.385459635311086E-3,4.2184602847849818E-4,4.4018006519426576E-4,1.9354838709677958E-6,3.5482597246656248E-5,2.2849038101014738E-3]
[2004,10,21,11,2.0415657541942647E-3,7.2740595308317996E-4,8.5583203804336853E-4,2.2344489247311912E-6,0,3.6270381942455441E-3,null,1.5523698632455777E-3,4.864515492420442E-4,6.1312671236917046E-4,1.9354838709677958E-6,0,2.6538836087277601E-3]
[2004,10,21,15,1.714832556483858E-3,7.1325445652328009E-4,8.2246858366082694E-4,2.2344489247311912E-6,0,3.252790045592696E-3,null,1.3039278189932862E-3,4.7698775891082931E-4,5.8922479681852832E-4,1.9354838709677958E-6,0,2.3720758585936115E-3]
[2004,10,21,18,2.839389828617441E-3,5.36705293735579E-4,6.3719972139145891E-4,2.2344489247311912E-6,4.1422310076724643E-5,4.0569516027459352E-3,null,2.1590209332695929E-3,3.5892079315196884E-4,4.5649631345011528E-4,1.9354838709677958E-6,1.8332675255933265E-5,2.9947061989985787E-3]
[2004,10,21,21,2.3935000082438017E-3,6.4589680340826296E-4,6.9078585781626211E-4,2.2344489247311912E-6,8.0172213000001091E-5,3.8125893313930592E-3,null,1.8199743372665151E-3,4.319424378322411E-4,4.9488596258012425E-4,1.9354838709677958E-6,3.5482597246656248E-5,2.7842208187965041E-3]
[2004,10,21,22,2.1308369355408727E-3,5.9190719493317043E-4,6.2246034579284512E-4,2.2344489247311912E-6,8.0172213000001091E-5,3.4276111381916202E-3,null,1.6202500631823653E-3,3.9583697488632965E-4,4.4593687596538011E-4,1.9354838709677958E-6,3.5482597246656248E-5,2.4994419951516991E-3]
[2004,10,22,1,1.3103544061409272E-3,6.0575903093970196E-4,5.9360734496306095E-4,2.2344489247311912E-6,8.0172213000001091E-5,2.5921274439684224E-3,null,9.9636991171368956E-4,4.0510036770936511E-4,4.2526629487660105E-4,1.9354838709677958E-6,3.5482597246656248E-5,1.8641546554172799E-3]
[2004,10,22,7,1.9998854099192841E-3,6.2035783591743573E-4,6.8437087553569571E-4,2.2344489247311912E-6,6.0135573527040827E-5,3.3669841438241873E-3,null,1.5206768794613175E-3,4.1486329481822394E-4,4.9029020450990488E-4,1.9354838709677958E-6,2.6614786542771923E-5,2.4543806492031859E-3]
[2004,10,22,9,2.1846587815606707E-3,6.2625629529625051E-4,7.4908380807292986E-4,2.2344489247311912E-6,0,3.5622333338545822E-3,null,1.6611752264173614E-3,4.1880787994404514E-4,5.3665120270884317E-4,1.9354838709677958E-6,0,2.6185697929412173E-3]
[2004,10,22,12,1.7725877877288424E-3,6.6834415065468314E-4,7.8541529181405884E-4,2.2344489247311912E-6,0,3.2285816791223156E-3,null,1.3478438575755842E-3,4.4695406483104651E-4,5.6267944445662825E-4,1.9354838709677958E-6,0,2.3594128507342265E-3]
[2004,10,22,16,1.7639992349652962E-3,6.0962139783085558E-4,7.228131352863405E-4,2.2344489247311912E-6,0,3.0986682170072231E-3,null,1.3413132765979043E-3,4.0768331929228678E-4,5.1783062750089385E-4,1.9354838709677958E-6,0,2.2687627072620529E-3]
[2004,10,22,19,2.3052116711470999E-3,6.1228323626133431E-4,6.8595378628770996E-4,2.2344489247311912E-6,8.0172213000001091E-5,3.6858553556208761E-3,null,1.7528414744119078E-3,4.0946341941773946E-4,4.9142421775340902E-4,1.9354838709677958E-6,3.5482597246656248E-5,2.6911471927006801E-3]
[2004,10,22,22,2.0342597026880137E-3,5.7314131338778089E-4,5.8970849320938456E-4,2.2344489247311912E-6,8.0172213000001091E-5,3.2795161712099114E-3,null,1.5468144731464232E-3,3.8328732209347776E-4,4.2247311811821327E-4,1.9354838709677958E-6,3.5482597246656248E-5,2.3899929944757379E-3]
[2004,10,22,24,1.5215198921320469E-3,6.1931243461233853E-4,5.9779061517735974E-4,2.2344489247311912E-6,8.0172213000001091E-5,2.8210296038464772E-3,null,1.1569363475175632E-3,4.1416418439399835E-4,4.2826323189161254E-4,1.9354838709677958E-6,3.5482597246656248E-5,2.0367818449207979E-3]
[2004,10,23,3,1.1971897195870978E-3,5.949643411473323E-4,5.6681217446964108E-4,2.2344489247311912E-6,8.0172213000001091E-5,2.4413728971288034E-3,null,9.1032152036068647E-4,3.978814364498281E-4,4.0606996421625079E-4,1.9354838709677958E-6,3.5482597246656248E-5,1.7516910021443896E-3]
[2004,10,23,7,1.6628210760218365E-3,6.0453293944515585E-4,6.1206345447971215E-4,2.2344489247311912E-6,6.1471777103764918E-5,2.9431236959752004E-3,null,1.2643792251524309E-3,4.0428042101452931E-4,4.3848843806364575E-4,1.9354838709677958E-6,2.720616317537706E-5,2.1362897312769509E-3]
[2004,10,23,10,2.3972288396931088E-3,5.8672257072714905E-4,6.4077193525648125E-4,2.2344489247311912E-6,0,3.6269577946014702E-3,null,1.8228096736034097E-3,3.9236976587248137E-4,4.5905548352739828E-4,1.9354838709677958E-6,0,2.6761704068742568E-3]
[2004,10,23,13,2.1954148205488521E-3,5.2603347497479655E-4,5.7974449956894381E-4,2.2344489247311912E-6,0,3.3034272440173231E-3,null,1.6693539249181782E-3,3.5178403169516608E-4,4.1533481247964683E-4,1.9354838709677958E-6,0,2.4384082529639588E-3]
[2004,10,23,17,2.1936883616714854E-3,5.9114386712257516E-4,6.0008482536060318E-4,2.2344489247311912E-6,0,3.3871515030793947E-3,null,1.6680411566539913E-3,3.9532650065324189E-4,4.2990682722879087E-4,1.9354838709677958E-6,0,2.4952099684069922E-3]
[2004,10,23,21,2.1447656707018806E-3,5.0643579501637745E-4,5.2398260088131181E-4,2.2344489247311912E-6,8.0172213000001091E-5,3.257590728524302E-3,null,1.6308412227630231E-3,3.3867811506509886E-4,3.7538642529847186E-4,1.9354838709677958E-6,3.5482597246656248E-5,2.3823238442442179E-3]
[2004,10,23,24,1.4630455309355105E-3,5.6758164530400961E-4,5.4682453106578955E-4,2.2344489247311912E-6,8.0172213000001091E-5,2.6598583692300417E-3,null,1.1124734954602387E-3,3.7956930309575201E-4,3.9175061469034556E-4,1.9354838709677958E-6,3.5482597246656248E-5,1.9212114943639605E-3]
[2004,10,24,1,1.4094233629803074E-3,6.3947884355873466E-4,6.0735180463025349E-4,2.2344489247311912E-6,8.0172213000001091E-5,2.7386606730940275E-3,null,1.0717001638325232E-3,4.2765043761070967E-4,4.3511296454358701E-4,1.9354838709677958E-6,3.5482597246656248E-5,1.9718816471044438E-3]
[2004,10,24,4,1.3468616688833721E-3,6.082160827408674E-4,5.671552951116741E-4,2.2344489247311912E-6,8.0172213000001091E-5,2.6046397086606455E-3,null,1.0241293773858233E-3,4.0674351710919991E-4,4.0631577930828297E-4,1.9354838709677958E-6,3.5482597246656248E-5,1.8746067549209303E-3]
[2004,10,24,8,2.0446633832626928E-3,6.7819764802365043E-4,7.1103011484794439E-4,2.2344489247311912E-6,0,3.4361255950590185E-3,null,1.5547252446500035E-3,4.5354357518667378E-4,5.0938915269972912E-4,1.9354838709677958E-6,0,2.5195934564073742E-3]
[2004,10,24,11,2.3929142287409362E-3,7.3600782595797996E-4,8.1000483808248874E-4,2.2344489247311912E-6,0,3.9411613417061359E-3,null,1.8195289210731413E-3,4.9220403775082481E-4,5.8029564365463956E-4,1.9354838709677958E-6,0,2.8939640863495735E-3]
[2004,10,24,14,2.0635724241949947E-3,6.7890657719598497E-4,7.6104403941365431E-4,2.2344489247311912E-6,0,3.5057574897293651E-3,null,1.5691033391227762E-3,4.540176704188111E-4,5.4521963318952295E-4,1.9354838709677958E-6,0,2.570276126602078E-3]
[2004,10,24,19,2.8869259481638992E-3,6.0616276485875287E-4,6.470602917449461E-4,2.2344489247311912E-6,8.0172213000001091E-5,4.2225556666923309E-3,null,2.1951665432005767E-3,4.0537036411174738E-4,4.6356052560176666E-4,1.9354838709677958E-6,3.5482597246656248E-5,3.1015155140317143E-3]
[2004,10,24,22,2.2863849167580426E-3,5.9168121662890952E-4,5.9943377060075965E-4,2.2344489247311912E-6,8.0172213000001091E-5,3.5599065659124439E-3,null,1.7385259491459416E-3,3.956858522625226E-4,4.2944040502591592E-4,1.9354838709677958E-6,3.5482597246656248E-5,2.6010702875520044E-3]
[2004,10,25,1,1.301040569222563E-3,6.0929666826823139E-4,5.7058794106791435E-4,2.2344489247311912E-6,8.0172213000001091E-5,2.5633318404834409E-3,null,9.8928783771555918E-4,4.0746615692489939E-4,4.0877496152666383E-4,1.9354838709677958E-6,3.5482597246656248E-5,1.8429470372847466E-3]
[2004,10,25,2,1.2160512034620878E-3,6.1810959079590941E-4,5.7141534046304266E-4,2.2344489247311912E-6,8.0172213000001091E-5,2.487982796645772E-3,null,9.2466345330282816E-4,4.1335978454613067E-4,4.0936771880659823E-4,1.9354838709677958E-6,3.5482597246656248E-5,1.7848090377731811E-3]
[2004,10,25,5,1.3927967721447066E-3,5.9773555793432966E-4,5.5417345440916528E-4,2.2344489247311912E-6,8.0172213000001091E-5,2.6271124464129336E-3,null,1.0590576033425289E-3,3.9973468317348567E-4,3.9701545756685015E-4,1.9354838709677958E-6,3.5482597246656248E-5,1.8932258252004888E-3]
[2004,10,25,9,2.1302602936461405E-3,7.4338271681061803E-4,8.4684183388054543E-4,2.2344489247311912E-6,0,3.7227192932620351E-3,null,1.6198115950617927E-3,4.9713598402587338E-4,6.0668603934355971E-4,1.9354838709677958E-6,0,2.7255691023021934E-3]
[2004,10,25,11,1.9344730586621777E-3,7.10488733976228E-4,8.2687935913239525E-4,2.2344489247311912E-6,0,3.474075600695532E-3,null,1.4709385046051805E-3,4.751381864512081E-4,5.9238472089669677E-4,1.9354838709677958E-6,0,2.5403968958240533E-3]
[2004,10,25,16,1.8018616312290129E-3,6.3980756797351441E-4,7.4227232081604526E-4,2.2344489247311912E-6,0,3.1861759689433035E-3,null,1.3701031614151351E-3,4.2787027152898534E-4,5.3177138447055175E-4,1.9354838709677958E-6,0,2.3316803012856401E-3]
[2004,10,25,20,2.5040578876807016E-3,5.7911392598836208E-4,6.3195002330998279E-4,2.2344489247311912E-6,8.0172213000001091E-5,3.7975284989037786E-3,null,1.9040405593950874E-3,3.8728149706587181E-4,4.5273537674460823E-4,1.9354838709677958E-6,3.5482597246656248E-5,2.7814755143231915E-3]
[2004,10,25,23,1.7228150788672137E-3,5.9006729297759086E-4,5.874366450477472E-4,2.2344489247311912E-6,8.0172213000001091E-5,2.9827256788172839E-3,null,1.3099975853748719E-3,3.9460654344299117E-4,4.2084554315907613E-4,1.9354838709677958E-6,3.5482597246656248E-5,2.162867753094563E-3]
[2004,10,25,24,1.4437363637245387E-3,6.1709064064234889E-4,6.0503866090459441E-4,2.2344489247311912E-6,8.0172213000001091E-5,2.7482723271962141E-3,null,1.0977911521650983E-3,4.1267836328651766E-4,4.3345580502547273E-4,1.9354838709677958E-6,3.5482597246656248E-5,1.9813434015947128E-3]
[2004,10,26,3,1.2379067958008896E-3,5.5426043080270113E-4,5.2063612886188784E-4,2.2344489247311912E-6,8.0172213000001091E-5,2.3952100173902108E-3,null,9.4128205244441057E-4,3.7066076254218562E-4,3.7298897895842158E-4,1.9354838709677958E-6,3.5482597246656248E-5,1.7223498750626419E-3]
[2004,10,26,8,2.1113346962303029E-3,6.2793836554797923E-4,7.2625483969843065E-4,2.2344489247311912E-6,0,3.4677623504014436E-3,null,1.6054209113368593E-3,4.1993276169187687E-4,5.2029629928849802E-4,1.9354838709677958E-6,0,2.547585456188202E-3]
[2004,10,26,11,1.885959051820457E-3,6.9082702491930629E-4,8.2016673124591288E-4,2.2344489247311912E-6,0,3.3991872569104071E-3,null,1.4340493267711314E-3,4.6198945046555114E-4,5.8757572650942663E-4,1.9354838709677958E-6,0,2.4855499876170772E-3]
[2004,10,26,14,1.6069393754121891E-3,6.9683191736928012E-4,8.1623540985640989E-4,2.2344489247311912E-6,0,3.1222411515626101E-3,null,1.2218877855526492E-3,4.6600521253477854E-4,5.8475928817612556E-4,1.9354838709677958E-6,0,2.274587770134521E-3]
[2004,10,26,17,2.2802900277363496E-3,6.3332531988453998E-4,7.2920929951183328E-4,2.2344489247311912E-6,0,3.6450590960574536E-3,null,1.7338915052062037E-3,4.2353527865177923E-4,5.2241290412647506E-4,1.9354838709677958E-6,0,2.6817751718554257E-3]
[2004,10,26,21,2.2382134038809267E-3,6.1160034908940084E-4,6.4086143243972146E-4,2.2344489247311912E-6,8.0172213000001091E-5,3.5730818473347814E-3,null,1.7018971975596897E-3,4.0900673973105761E-4,4.5911960021301782E-4,1.9354838709677958E-6,3.5482597246656248E-5,2.6074416186213892E-3]
[2004,10,26,24,1.4066002439218821E-3,6.0030587167189957E-4,5.7717301174450234E-4,2.2344489247311912E-6,8.0172213000001091E-5,2.6664857892630162E-3,null,1.069553514900129E-3,4.01453576309264E-4,4.1349257264097273E-4,1.9354838709677958E-6,3.5482597246656248E-5,1.9219177449679898E-3]
[2004,10,27,1,1.1860269269806185E-3,5.5467411283877208E-4,5.327636220149993E-4,2.2344489247311912E-6,8.0172213000001091E-5,2.3558713237591222E-3,null,9.0183353372770244E-4,3.7093741173166141E-4,3.8167723749013837E-4,1.9354838709677958E-6,3.5482597246656248E-5,1.6918662640671264E-3]
[2004,10,27,5,1.305456232460038E-3,5.2697610082680932E-4,5.0486984217489766E-4,2.2344489247311912E-6,8.0172213000001091E-5,2.419708837386477E-3,null,9.9264542858522125E-4,3.5241441120213002E-4,3.6169385200247764E-4,1.9354838709677958E-6,3.5482597246656248E-5,1.744171772907453E-3]
[2004,10,27,8,2.0133803937489488E-3,5.9063669523840793E-4,6.9473237549920117E-4,2.2344489247311912E-6,0,3.3009839134112888E-3,null,1.5309382223346092E-3,3.9498733027975316E-4,4.977132876914619E-4,1.9354838709677958E-6,0,2.4255743241767924E-3]
[2004,10,27,12,1.748229268585629E-3,6.6241375095863234E-4,7.8087084059193321E-4,2.2344489247311912E-6,0,3.1937483090609254E-3,null,1.3293220779299715E-3,4.4298811966997001E-4,5.5942375372119589E-4,1.9354838709677958E-6,0,2.333669435192105E-3]
[2004,10,27,15,1.4878806491149877E-3,6.4862824440662227E-4,7.6309387479671408E-4,2.2344489247311912E-6,0,2.9018372172430551E-3,null,1.1313576724370309E-3,4.3376908456187435E-4,5.4668815595268895E-4,1.9354838709677958E-6,0,2.113750396822562E-3]
[2004,10,27,19,2.4439854544467676E-3,5.3493082480509583E-4,6.0505332996636547E-4,2.2344489247311912E-6,8.0172213000001091E-5,3.6663762711429612E-3,null,1.8583625621164763E-3,3.5773411993784862E-4,4.3346631408942149E-4,1.9354838709677958E-6,3.5482597246656248E-5,2.6869810772613702E-3]
[2004,10,27,22,1.9050911570735035E-3,5.2901304137465018E-4,5.4128560326286562E-4,2.2344489247311912E-6,8.0172213000001091E-5,3.0577964636357515E-3,null,1.4485970353395451E-3,3.5377661188389678E-4,3.8778247089238594E-4,1.9354838709677958E-6,3.5482597246656248E-5,2.2275741992334517E-3]
[2004,10,28,2,1.1766767060564347E-3,5.2912488077838757E-4,5.0274013814387937E-4,2.2344489247311912E-6,8.0172213000001091E-5,2.2909483869034339E-3,null,8.9472379398624605E-4,3.5385140430343055E-4,3.6016811053357569E-4,1.9354838709677958E-6,3.5482597246656248E-5,1.6461613899408764E-3]
[2004,10,28,3,1.1762078927307475E-3,5.1824193531199779E-4,4.8587910677045808E-4,2.2344489247311912E-6,8.0172213000001091E-5,2.2627355967379356E-3,null,8.9436731676929165E-4,3.4657345220528958E-4,3.4808869743194166E-4,1.9354838709677958E-6,3.5482597246656248E-5,1.6264475475241472E-3]
[2004,10,28,6,1.6017649044485745E-3,5.5280517881029054E-4,5.5158774589970493E-4,2.2344489247311912E-6,8.0172213000001091E-5,2.7885644910833019E-3,null,1.2179532109421317E-3,3.6968756513674074E-4,3.9516302988585922E-4,1.9354838709677958E-6,3.5482597246656248E-5,2.0202218870823555E-3]
[2004,10,28,9,1.9422951088651061E-3,6.2769426900825863E-4,7.4488366335170733E-4,2.2344489247311912E-6,0,3.3171074901498028E-3,null,{"$f":"E7235*T$5","v":1.4768862508283298E-3},{"$f":"F7235*U$5","v":4.1976952252754447E-4},{"$f":"G7235*V$5","v":5.3364217662670976E-4},{"$f":"H7235*W$5","v":1.9354838709677958E-6},{"$f":"I7235*X$5","v":0},{"$f":"SUM(L7235:P7235)","v":2.4322334338535518E-3}]
[2004,10,28,13,1.6308995629536077E-3,6.1868865660012946E-4,7.4015939781292052E-4,2.2344489247311912E-6,0,2.9919820662913884E-3,null,1.2401066810158962E-3,4.1374703386184216E-4,5.3025766509945079E-4,1.9354838709677958E-6,0,2.1860468638481572E-3]
[2004,10,28,16,1.6961911400477801E-3,6.4292418728436967E-4,7.5005558880237341E-4,2.2344489247311912E-6,0,3.0914053650592543E-3,null,1.2897532213717667E-3,4.2995450562926613E-4,5.3734739623432701E-4,1.9354838709677958E-6,0,2.2589906071063277E-3]
[2004,10,28,19,2.4539349720683148E-3,5.1517923946729945E-4,5.87069275084337E-4,2.2344489247311912E-6,8.0172213000001091E-5,3.6385901485446832E-3,null,1.8659279962827721E-3,3.4452527933538684E-4,4.205823556083929E-4,1.9354838709677958E-6,3.5482597246656248E-5,2.6684537123441757E-3]
[2004,10,28,24,1.3303930566005088E-3,5.6452686856936149E-4,5.4168105295816066E-4,2.2344489247311912E-6,8.0172213000001091E-5,2.5190076400527632E-3,null,1.0116069409446405E-3,3.7752642611782851E-4,3.8806577504647903E-4,1.9354838709677958E-6,3.5482597246656248E-5,1.8146172232265721E-3]
[2004,10,29,3,6.6319384543930002E-4,4.6492296618225442E-4,4.4886600172007305E-4,2.2344489247311912E-6,8.0172213000001091E-5,1.65938947526636E-3,null,5.0428066646142963E-4,3.1091647823193187E-4,3.2157213529668852E-4,1.9354838709677958E-6,3.5482597246656248E-5,1.1741873611076741E-3]
[2004,10,29,4,7.2231834037327243E-4,4.5775594080545271E-4,4.3767872071203155E-4,2.2344489247311912E-6,8.0172213000001091E-5,1.7001596638154888E-3,null,5.4923786851409544E-4,3.0612354165611096E-4,3.1355745423790001E-4,1.9354838709677958E-6,3.5482597246656248E-5,1.2063369455257305E-3]
[2004,10,29,7,1.4403152741420326E-3,4.3817183154712906E-4,5.1450965030118163E-4,2.2344489247311912E-6,7.2161405477040997E-5,2.4673926103921154E-3,null,1.0951898172061655E-3,2.9302670040968305E-4,3.6859990786578781E-4,1.9354838709677958E-6,3.1937176129770364E-5,1.7906890854823745E-3]
[2004,10,29,10,1.4505193879436773E-3,4.9370017153858967E-4,6.3562889048860544E-4,2.2344489247311912E-6,0,2.5820828988956032E-3,null,1.102948841726565E-3,3.301611875570492E-4,4.5537095433250579E-4,1.9354838709677958E-6,0,1.8904164674870879E-3]
[2004,10,29,16,1.3595380551170585E-3,4.7895284335317537E-4,6.0053953724129505E-4,2.2344489247311912E-6,0,2.4412648846362599E-3,null,1.0337682733771024E-3,3.2029893579437315E-4,4.3023258741080181E-4,1.9354838709677958E-6,0,1.7862352804532452E-3]
[2004,10,29,18,1.6773736608517256E-3,3.5190869059688464E-4,4.4825646449171854E-4,2.2344489247311912E-6,5.7456752676724868E-5,2.5372300175417846E-3,null,1.2754447487956606E-3,2.3533836505874495E-4,3.2113545667252527E-4,1.9354838709677958E-6,2.5429194705264518E-5,1.8592832491031632E-3]
[2004,10,29,22,1.3780024900382254E-3,3.6679660923078856E-4,3.9431285148347164E-4,2.2344489247311912E-6,8.0172213000001091E-5,2.221518612677218E-3,null,1.0478082974393161E-3,2.4529463645541844E-4,2.8248970770912267E-4,1.9354838709677958E-6,3.5482597246656248E-5,1.6130107227214812E-3]
[2004,10,30,1,8.2907041854000398E-4,4.4487296656120414E-4,4.2751077637229071E-4,2.2344489247311912E-6,8.0172213000001091E-5,1.7838608233982311E-3,null,6.3041022783899689E-4,2.975080735624048E-4,3.0627303625930819E-4,1.9354838709677958E-6,3.5482597246656248E-5,1.271609418778334E-3]
[2004,10,30,4,7.5876269341935954E-4,4.5757776832480761E-4,4.1674336181720339E-4,2.2344489247311912E-6,8.0172213000001091E-5,1.7154904854861028E-3,null,5.7694949878512539E-4,3.060043890991725E-4,2.9855915176630661E-4,1.9354838709677958E-6,3.5482597246656248E-5,1.2189311207682287E-3]
[2004,10,30,5,7.9482921488864544E-4,4.5837975775079123E-4,4.1810460134512998E-4,2.2344489247311912E-6,8.0172213000001091E-5,1.7537202359092989E-3,null,6.043738327239143E-4,3.0654071822473419E-4,2.9953435750692452E-4,1.9354838709677958E-6,3.5482597246656248E-5,1.2478669895731973E-3]
[2004,10,30,9,1.4703713019296578E-3,4.6912052584698326E-4,5.1759351419877276E-4,2.2344489247311912E-6,0,2.4593197909001446E-3,null,1.1180438799031542E-3,3.1372358943756393E-4,3.7080921909611619E-4,1.9354838709677958E-6,0,1.8045121723078022E-3]
[2004,10,30,13,1.5137134492868227E-3,3.5069954713987827E-4,4.2440017960640154E-4,2.2344489247311912E-6,0,2.2910476249578334E-3,null,1.151000468848371E-3,2.3452975233647684E-4,3.0404457333224123E-4,1.9354838709677958E-6,0,1.6915102783880568E-3]
[2004,10,30,16,1.3019223707764324E-3,4.3612014452831143E-4,4.8291568789874035E-4,2.2344489247311912E-6,0,2.2231926521282148E-3,null,9.8995834374985062E-4,2.9165463804941048E-4,3.4596567423413873E-4,1.9354838709677958E-6,0,1.6295141399043677E-3]
[2004,10,30,19,1.7127446352155501E-3,3.2487728994032061E-4,3.6706171184259248E-4,2.2344489247311912E-6,8.0172213000001091E-5,2.4870902989231952E-3,null,1.3023402012312369E-3,2.1726115979003264E-4,2.6296671614815619E-4,1.9354838709677958E-6,3.5482597246656248E-5,1.8199861582870499E-3]
[2004,10,30,23,1.1054121397451873E-3,4.1327534022709894E-4,3.698960961805635E-4,2.2344489247311912E-6,8.0172213000001091E-5,1.9709902380775821E-3,null,8.4053550010858551E-4,2.7637721229099719E-4,2.6499729770327528E-4,1.9354838709677958E-6,3.5482597246656248E-5,1.4193280912204822E-3]
[2004,10,31,2,6.7262011097165859E-4,4.2422368730238503E-4,3.9372159219585879E-4,2.2344489247311912E-6,8.0172213000001091E-5,{"$f":"SUM(E7300:I7300)","v":1.5729720523946348E-3},null,5.1144822915458383E-4,2.8369890160882371E-4,2.8206612358623731E-4,1.9354838709677958E-6,3.5482597246656248E-5,1.114631335467269E-3]
[2004,10,31,5,6.9401914374622395E-4,4.0964785002222114E-4,3.6620832762638005E-4,2.2344489247311912E-6,8.0172213000001091E-5,1.5522819833195573E-3,null,5.2771966861892288E-4,2.7395133411039704E-4,2.6235534308005946E-4,1.9354838709677958E-6,3.5482597246656248E-5,1.1014444269270035E-3]
[2004,10,31,6,6.9315412596924271E-4,4.4010983464294948E-4,4.1102885644298546E-4,2.2344489247311912E-6,8.0172213000001091E-5,1.6266994789799101E-3,null,5.2706192466656738E-4,2.9432273683116381E-4,2.9446522242367474E-4,1.9354838709677958E-6,3.5482597246656248E-5,1.1532679650390302E-3]
[2004,10,31,10,1.3245055193119388E-3,4.6494809452475729E-4,5.2784377124402324E-4,2.2344489247311912E-6,0,2.3195318340054503E-3,null,1.0071301635316506E-3,3.1093328277015234E-4,3.781526067279483E-4,1.9354838709677958E-6,0,1.6981515369007192E-3]
[2004,10,31,14,1.0993019482970037E-3,4.3210023663487157E-4,5.0653121847563098E-4,2.2344489247311912E-6,0,2.0401678523322372E-3,null,8.3588942047909808E-4,2.8896633117718099E-4,3.6288407875725712E-4,1.9354838709677958E-6,0,1.489675314284504E-3]
[2004,10,31,17,1.5161651481292672E-3,3.440536108546005E-4,4.0659283578855512E-4,2.2344489247311912E-6,0,2.2690460436971538E-3,null,1.152864696531925E-3,2.3008529324395192E-4,2.912872124416334E-4,1.9354838709677958E-6,0,1.6761726860884782E-3]
[2004,10,31,20,1.6253276199285939E-3,3.3316384634401102E-4,3.6563713780107267E-4,2.2344489247311912E-6,8.0172213000001091E-5,2.4065352659984095E-3,null,1.2358698758020634E-3,2.2280278092108189E-4,2.6194613692258714E-4,1.9354838709677958E-6,3.5482597246656248E-5,1.7580368747633565E-3]
[2004,10,31,24,7.7752527808990749E-4,4.1920434890151988E-4,3.9714330697557981E-4,2.2344489247311912E-6,8.0172213000001091E-5,1.6762795958917393E-3,null,5.9121623055181656E-4,2.8034222720861883E-4,2.8451747459940071E-4,1.9354838709677958E-6,3.5482597246656248E-5,1.1934940134774603E-3]
[2004,11,1,3,9.200224385833368E-4,5.5938705751314188E-4,5.263382061748927E-4,2.3089305555555617E-6,8.0172213000001091E-5,2.0882288458269282E-3,null,6.9956850727550754E-4,3.7408918582509812E-4,3.7707400471252912E-4,2.0000000000000533E-6,3.5482597246656248E-5,1.4882142950597911E-3]
[2004,11,1,7,1.7151970058750222E-3,4.669198521763309E-4,5.3449493260909991E-4,2.3089305555555617E-6,7.7506219703765136E-5,2.7964269409197738E-3,null,1.3042049397523699E-3,3.1225189249594899E-4,3.8291756587872927E-4,2.0000000000000533E-6,3.430268262470831E-5,2.0356770807517569E-3]
[2004,11,1,8,1.7739510992309708E-3,5.1630294770738073E-4,6.4159225725634597E-4,2.3089305555555617E-6,0,2.934155234750253E-3,null,1.3488804951101686E-3,3.4527675739515066E-4,4.5964317048991378E-4,2.0000000000000533E-6,0,2.1558004229952333E-3]
[2004,11,1,11,1.5444572128376697E-3,5.7460719207981438E-4,7.5756292511880473E-4,2.3089305555555617E-6,0,2.8789362605918445E-3,null,1.174377473444492E-3,3.8426762608702927E-4,5.4272572776403532E-4,2.0000000000000533E-6,0,2.103370827295557E-3]
[2004,11,1,15,1.2605692834716585E-3,5.5285196382746037E-4,7.2185723417888029E-4,2.3089305555555617E-6,0,2.5375874120335548E-3,null,9.5851420027702374E-4,3.6971885254095721E-4,5.1714581029691647E-4,2.0000000000000533E-6,0,1.8473788631148975E-3]
[2004,11,1,18,2.3044304538923253E-3,3.3720501385403178E-4,5.13602844539429E-4,2.3089305555555617E-6,6.2801566823276775E-5,3.2203488096646184E-3,null,1.7522474508687188E-3,2.2550530512735741E-4,3.6795026306313245E-4,2.0000000000000533E-6,2.7794701164719861E-5,2.375497720223929E-3]
[2004,11,1,20,2.1826827324770409E-3,3.7191220774237215E-4,5.0990285386298163E-4,2.3089305555555617E-6,8.0172213000001091E-5,3.1469789376379516E-3,null,1.6596726742514963E-3,2.4871568464826375E-4,3.6529955238813456E-4,2.0000000000000533E-6,3.5482597246656248E-5,2.3111705085345508E-3]
[2004,11,2,2,1.2267611475402468E-3,5.3868167725245621E-4,5.5271798743027219E-4,2.3089305555555617E-6,8.0172213000001091E-5,2.4006419557785321E-3,null,9.3280710206350252E-4,3.6024249641767117E-4,3.9597274632905771E-4,2.0000000000000533E-6,3.5482597246656248E-5,1.7265049420568876E-3]
[2004,11,2,5,1.3748343199878783E-3,5.1758063969839312E-4,5.414556645201115E-4,2.3089305555555617E-6,8.0172213000001091E-5,2.51635176776194E-3,null,1.0453992779415643E-3,3.461312118381583E-4,3.879043044939825E-4,2.0000000000000533E-6,3.5482597246656248E-5,1.8169173915203614E-3]
[2004,11,2,6,1.6828968575933656E-3,5.5935192736298862E-4,5.9735489653462413E-4,2.3089305555555617E-6,8.0172213000001091E-5,2.9220848250465356E-3,null,1.2796444882127642E-3,3.740656925942623E-4,4.2795107865702548E-4,2.0000000000000533E-6,3.5482597246656248E-5,2.1191438567107084E-3]
[2004,11,2,9,2.022611989745445E-3,6.3602268371260495E-4,8.1499137914836954E-4,2.3089305555555617E-6,0,3.475934983161975E-3,null,1.5379577618156066E-3,4.2533913632914638E-4,5.8386805201739178E-4,2.0000000000000533E-6,0,2.5491649501621447E-3]
[2004,11,2,12,1.7981416538206507E-3,6.6953247785240492E-4,8.5132319617766804E-4,2.3089305555555617E-6,0,3.3213062584062794E-3,null,1.367274557531654E-3,4.477487567137401E-4,6.0989653253618623E-4,2.0000000000000533E-6,0,2.4269198467815807E-3]
[2004,11,2,16,1.7468725705355698E-3,6.6122974725148958E-4,8.2901468682261873E-4,2.3089305555555617E-6,0,3.2394259351652336E-3,null,1.3282904691453369E-3,4.4219631911457635E-4,5.9391449121182866E-4,2.0000000000000533E-6,0,2.3664012794717424E-3]
[2004,11,2,21,2.2751646831589115E-3,5.4285310264207457E-4,6.3658428775583244E-4,2.3089305555555617E-6,8.0172213000001091E-5,3.5370832171123753E-3,null,1.7299942854157471E-3,3.6303213036928585E-4,4.5605541058025341E-4,2.0000000000000533E-6,3.5482597246656248E-5,2.5865644236119428E-3]
[2004,11,2,23,1.7049385587793804E-3,4.588841110746021E-4,5.2369667229977687E-4,2.3089305555555617E-6,8.0172213000001091E-5,2.770000485709316E-3,null,1.2964046011728965E-3,3.068780036905642E-4,3.7518158317598053E-4,2.0000000000000533E-6,3.5482597246656248E-5,2.0159467852860977E-3]
[2004,11,3,3,1.1852145321693422E-3,4.931111907445243E-4,5.1107595855655742E-4,2.3089305555555617E-6,8.0172213000001091E-5,2.2718828250259809E-3,null,9.012158033315633E-4,3.2976730760798841E-4,3.6613997643405061E-4,2.0000000000000533E-6,3.5482597246656248E-5,1.6346056846202588E-3]
[2004,11,3,6,1.6310378775605983E-3,5.154271094967366E-4,5.7089124440533529E-4,2.3089305555555617E-6,8.0172213000001091E-5,2.7998373750182273E-3,null,1.2402118529541979E-3,3.4469104201483605E-4,4.0899225109968413E-4,2.0000000000000533E-6,3.5482597246656248E-5,2.0313777433153745E-3]
[2004,11,3,7,2.0010455546200672E-3,4.5567959595498486E-4,6.0664855520427144E-4,2.3089305555555617E-6,8.0172213000001091E-5,3.1458548493348806E-3,null,1.5215590326159733E-3,3.0473498941098611E-4,4.3460914955494311E-4,2.0000000000000533E-6,3.5482597246656248E-5,2.298385768828559E-3]
[2004,11,3,10,1.8722532975078154E-3,5.8029555205579158E-4,7.992845642747395E-4,2.3089305555555617E-6,0,3.2541423443939021E-3,null,1.42362771781522E-3,3.8807170757857042E-4,5.7261553126895489E-4,2.0000000000000533E-6,0,2.3863149566627456E-3]
[2004,11,3,14,1.4714125786670414E-3,6.4685474790287156E-4,8.4090331757261322E-4,2.3089305555555617E-6,0,2.961479574698082E-3,null,1.1188356479973694E-3,4.3258306165655145E-4,6.0243162630644383E-4,2.0000000000000533E-6,0,2.155850335960365E-3]
[2004,11,3,18,2.6968670050684746E-3,3.1557292189163201E-4,5.2476794775339094E-4,2.3089305555555617E-6,6.6810177473276844E-5,3.6063269827423302E-3,null,2.0506491428202564E-3,2.1103887877512158E-4,3.7594905572633965E-4,2.0000000000000533E-6,2.9568831027052679E-5,2.6692059083487703E-3]
[2004,11,3,21,2.2107095223379606E-3,4.959145700666861E-4,6.0000174280543019E-4,2.3089305555555617E-6,8.0172213000001091E-5,3.3891069787656339E-3,null,1.6809837409434332E-3,3.3164206297477984E-4,4.2984730604747953E-4,2.0000000000000533E-6,3.5482597246656248E-5,2.4799557072123488E-3]
[2004,11,4,1,1.1422438135583195E-3,5.0320173880347087E-4,5.3362667746951391E-4,2.3089305555555617E-6,8.0172213000001091E-5,2.2615533733868613E-3,null,8.6854164212136792E-4,3.3651534522738163E-4,3.8229553913099375E-4,2.0000000000000533E-6,3.5482597246656248E-5,1.6248351237263996E-3]
[2004,11,4,4,1.1763023696666551E-3,4.7655461095268202E-4,4.996852487158174E-4,2.3089305555555617E-6,8.0172213000001091E-5,2.2350233728907114E-3,null,8.9443915533132345E-4,3.1869512177316861E-4,3.5797955690573867E-4,2.0000000000000533E-6,3.5482597246656248E-5,1.6085964312568869E-3]
[2004,11,4,7,1.9436071345214963E-3,4.1967064239487088E-4,5.8496050069828951E-4,2.3089305555555617E-6,8.0172213000001091E-5,3.0307194211702136E-3,null,1.4778838915286605E-3,2.8065406022466805E-4,4.1907160834844971E-4,2.0000000000000533E-6,3.5482597246656248E-5,2.2150921573484347E-3]
[2004,11,4,11,1.7138169835308611E-3,5.8353459981344677E-4,8.0650383136624557E-4,2.3089305555555617E-6,0,3.1061643452661089E-3,null,1.3031555955942012E-3,3.9023781550372806E-4,5.7778748709763563E-4,2.0000000000000533E-6,0,2.2731808981955653E-3]
[2004,11,4,12,1.6635976917928302E-3,5.9634568009165679E-4,8.036332958876991E-4,2.3089305555555617E-6,0,3.0658855983277419E-3,null,1.2649697498101527E-3,3.9880520462445861E-4,5.7573100650043334E-4,2.0000000000000533E-6,0,2.2415059609350446E-3]
[2004,11,4,15,1.3853148199215724E-3,5.9990851099271886E-4,7.9812909370428518E-4,2.3089305555555617E-6,0,2.7856613551741319E-3,null,1.0533684615034403E-3,4.0118784200068983E-4,5.7178774048687378E-4,2.0000000000000533E-6,0,2.028344043991004E-3]
[2004,11,4,19,2.4883138547217324E-3,3.8441888136312092E-4,5.6437779530802052E-4,2.3089305555555617E-6,8.0172213000001091E-5,3.5195916749484308E-3,null,1.8920690800336036E-3,2.570795023114141E-4,4.043259504078442E-4,2.0000000000000533E-6,3.5482597246656248E-5,2.5909571299995182E-3]
[2004,11,4,22,1.9200782547489938E-3,4.1865457556277715E-4,5.141628453367872E-4,2.3089305555555617E-6,8.0172213000001091E-5,2.9353768192041151E-3,null,1.4599929547318797E-3,2.7997456718160116E-4,3.6835145328801969E-4,2.0000000000000533E-6,3.5482597246656248E-5,2.1458015724481572E-3]
[2004,11,5,2,1.0519433344751614E-3,5.3605774756539397E-4,5.6696375482359358E-4,2.3089305555555617E-6,8.0172213000001091E-5,2.2374459804197057E-3,null,7.9987878270704736E-4,3.5848774770278451E-4,4.0617855791214832E-4,2.0000000000000533E-6,3.5482597246656248E-5,1.6020276855686364E-3]
[2004,11,5,4,1.0813896071965314E-3,5.414883737376049E-4,5.5780956671385037E-4,2.3089305555555617E-6,8.0172213000001091E-5,2.2631686912035435E-3,null,8.222691986236808E-4,3.621194701318204E-4,3.9962040513141382E-4,2.0000000000000533E-6,3.5482597246656248E-5,1.6214916711335715E-3]
[2004,11,5,9,2.2773827351831514E-3,5.2737334197993009E-4,7.4376368987110191E-4,2.3089305555555617E-6,0,3.5508286975897392E-3,null,{"$f":"E7427*T$5","v":1.7316808522630147E-3},{"$f":"F7427*U$5","v":3.5268006557784585E-4},{"$f":"G7427*V$5","v":5.3283981631816813E-4},{"$f":"H7427*W$5","v":2.0000000000000533E-6},{"$f":"I7427*X$5","v":0},{"$f":"SUM(L7427:P7427)","v":2.6192007341590291E-3}]
[2004,11,5,10,2.027283908178495E-3,5.969162524914562E-4,8.106322218163752E-4,2.3089305555555617E-6,0,{"$f":"SUM(E7428:I7428)","v":3.4371413130418822E-3},null,1.5415102045248893E-3,3.9918677398976377E-4,5.8074510769554077E-4,2.0000000000000533E-6,0,2.5234420862101942E-3]
[2004,11,5,13,1.7589375208866404E-3,6.0778423309240269E-4,8.1573788042849831E-4,2.3089305555555617E-6,0,3.1847685649630969E-3,null,1.3374644402937451E-3,4.0645471835845437E-4,5.8440285307100872E-4,2.0000000000000533E-6,0,2.3303220117232085E-3]
[2004,11,5,16,1.8959946038888166E-3,5.7942353429247194E-4,7.7196416315791533E-4,2.3089305555555617E-6,0,3.2496912318947593E-3,null,1.4416801799826664E-3,3.874885471161966E-4,5.5304292008737099E-4,2.0000000000000533E-6,0,2.3842116471862341E-3]
[2004,11,5,20,2.3265973071178339E-3,4.730769958095197E-4,6.0766306807078754E-4,2.3089305555555617E-6,8.0172213000001091E-5,3.4898185145536978E-3,null,1.7691027271876775E-3,3.1636947229657511E-4,4.3533595681484114E-4,2.0000000000000533E-6,3.5482597246656248E-5,2.5582907535457501E-3]
[2004,11,5,23,1.6460061993756384E-3,4.1136619916920644E-4,4.9031758358915789E-4,2.3089305555555617E-6,8.0172213000001091E-5,2.6301711256895596E-3,null,1.251593495520102E-3,2.7510047731048597E-4,3.5126846703486262E-4,2.0000000000000533E-6,3.5482597246656248E-5,1.915445037112107E-3]
[2004,11,6,1,1.1673945725924498E-3,5.307442264452949E-4,5.4994752809510179E-4,2.3089305555555617E-6,8.0172213000001091E-5,2.3305674706884036E-3,null,8.8766582672434897E-4,3.5493433908707726E-4,3.9398796129131949E-4,2.0000000000000533E-6,3.5482597246656248E-5,1.674070724349402E-3]
[2004,11,6,7,1.4570202860662628E-3,5.3650115223979455E-4,5.9072465882759235E-4,2.3089305555555617E-6,8.0172213000001091E-5,2.6667272406892062E-3,null,1.1078920076808326E-3,3.5878427385835018E-4,4.2320110942610907E-4,2.0000000000000533E-6,3.5482597246656248E-5,1.9273599882119481E-3]
[2004,11,6,10,2.205508745584272E-3,4.7904713345447932E-4,5.9947591549520517E-4,2.3089305555555617E-6,0,3.2863407250895123E-3,null,1.6770291638834938E-3,3.2036199214641848E-4,4.2947059805378336E-4,2.0000000000000533E-6,0,2.4288617540836961E-3]
[2004,11,6,11,2.2637033623631184E-3,3.7305885095239536E-4,5.3081831001428222E-4,2.3089305555555617E-6,0,3.1698894538853516E-3,null,1.7212793033193703E-3,2.4948250043191166E-4,3.8028359633333051E-4,2.0000000000000533E-6,0,2.3530454000846128E-3]
[2004,11,6,14,1.8049420469043382E-3,4.5961576220950495E-4,5.9035545539938409E-4,2.3089305555555617E-6,0,2.8572221950687827E-3,null,1.3724454540651855E-3,3.0736729419825063E-4,4.2293660836273416E-4,2.0000000000000533E-6,0,2.1047493566261708E-3]
[2004,11,6,18,2.2778738450744754E-3,4.3848485309102778E-4,5.3697251171124026E-4,2.3089305555555617E-6,7.0818788123276885E-5,3.3264589285555762E-3,null,1.7320542833872716E-3,2.9323603305857085E-4,3.8469252856066259E-4,2.0000000000000533E-6,3.1342960889385488E-5,2.4433258058958909E-3]
[2004,11,6,22,1.7527192799933324E-3,4.2093109307112441E-4,4.9076516452198392E-4,2.3089305555555617E-6,8.0172213000001091E-5,2.7468966811419978E-3,null,1.3327362018104431E-3,2.8149698456644422E-4,3.515891185338298E-4,2.0000000000000533E-6,3.5482597246656248E-5,2.0033049021573736E-3]
[2004,11,7,1,1.1926728711490764E-3,5.867882035516073E-4,5.8479766703725157E-4,2.3089305555555617E-6,8.0172213000001091E-5,2.446739885293492E-3,null,9.0688699008527069E-4,3.9241365771719824E-4,4.1895495266974499E-4,2.0000000000000533E-6,3.5482597246656248E-5,1.7557381977188703E-3]
[2004,11,7,5,1.2336559303077767E-3,5.3133533503282784E-4,5.355941404209351E-4,2.3089305555555617E-6,8.0172213000001091E-5,2.3830665493170967E-3,null,9.3804977081416569E-4,3.5532964199456226E-4,3.8370504945251774E-4,2.0000000000000533E-6,3.5482597246656248E-5,1.7145670595079023E-3]
[2004,11,7,8,1.7961876592093209E-3,6.0419126776748322E-4,6.60484931721979E-4,2.3089305555555617E-6,6.6874315003160213E-6,3.0698602207546548E-3,null,1.3657887751896741E-3,4.0405192863523067E-4,4.7317807321388443E-4,2.0000000000000533E-6,2.9597216998402214E-6,2.2479784987386297E-3]
[2004,11,7,11,2.1293721129406118E-3,6.4910402543423714E-4,7.4027782378544699E-4,2.3089305555555617E-6,0,3.5210628927158519E-3,null,1.6191362384353669E-3,4.3408726235104724E-4,5.3034250666177444E-4,2.0000000000000533E-6,0,2.5855660074481888E-3]
[2004,11,7,12,2.038606791254791E-3,6.3215895244314504E-4,7.1756764878946238E-4,2.3089305555555617E-6,0,3.3906423230429541E-3,null,1.5501199210704298E-3,4.227552723204492E-4,5.1407270801711214E-4,2.0000000000000533E-6,0,2.4889479014079917E-3]
[2004,11,7,15,1.7549608023105659E-3,5.586970599348142E-4,6.6687321442584547E-4,2.3089305555555617E-6,0,2.9828400072267813E-3,null,1.3344406150461751E-3,3.7362775106569306E-4,4.777547034378023E-4,2.0000000000000533E-6,0,2.1878230695496709E-3]
[2004,11,7,20,2.5706779960185701E-3,4.7707047415227925E-4,5.6428824634564476E-4,2.3089305555555617E-6,8.0172213000001091E-5,3.6945178600720509E-3,null,1.9546972910028716E-3,3.1904010444972961E-4,4.0426179662712917E-4,2.0000000000000533E-6,3.5482597246656248E-5,2.7154817893263869E-3]
[2004,11,7,23,1.6792221842477364E-3,4.9767233140156407E-4,5.3712864248239508E-4,2.3089305555555617E-6,8.0172213000001091E-5,2.7965043016872524E-3,null,1.276850332723377E-3,3.3281756301148542E-4,3.8480438222138398E-4,2.0000000000000533E-6,3.5482597246656248E-5,2.0319548752029027E-3]
[2004,11,8,2,1.2365351596658983E-3,5.7505984402042305E-4,5.5875547249512622E-4,2.3089305555555617E-6,8.0172213000001091E-5,{"$f":"SUM(E7492:I7492)","v":2.4528316197370043E-3},null,9.4023908500879172E-4,3.8457033633684671E-4,4.0029806158280184E-4,2.0000000000000533E-6,3.5482597246656248E-5,1.7625900801750967E-3]
[2004,11,8,6,1.703244277608386E-3,4.9024701605473791E-4,5.3216261850366374E-4,2.3089305555555617E-6,8.0172213000001091E-5,2.8081350557223445E-3,null,1.2951163002576246E-3,3.2785189543787781E-4,3.8124667250700225E-4,2.0000000000000533E-6,3.5482597246656248E-5,2.0416974654491609E-3]
[2004,11,8,9,2.1872796445055686E-3,6.5744910098412043E-4,8.2308589734707087E-4,2.3089305555555617E-6,0,3.6701235733923154E-3,null,1.6631680834404566E-3,4.3966801806603163E-4,5.8966704657563321E-4,2.0000000000000533E-6,0,2.6945031480821221E-3]
[2004,11,8,10,2.0667809852506621E-3,5.9228127851155979E-4,7.9015717669710301E-4,2.3089305555555617E-6,0,3.4515283710148809E-3,null,1.5715430712141714E-3,3.9608714267157008E-4,5.660765786599947E-4,2.0000000000000533E-6,0,2.5357067925457361E-3]
[2004,11,8,16,1.8345623792691268E-3,5.545724589838799E-4,7.49716667845461E-4,2.3089305555555617E-6,0,3.1411604366540233E-3,null,1.3949682218026191E-3,3.7086943088136847E-4,5.3710458983911445E-4,2.0000000000000533E-6,0,2.3049422425231022E-3]
[2004,11,8,17,2.4057500929444784E-3,4.663696909060077E-4,6.6187643627953175E-4,2.3089305555555617E-6,0,3.5363051506855734E-3,null,1.8292890812430279E-3,3.1188397304031721E-4,4.741749611272764E-4,2.0000000000000533E-6,0,2.6173480154106218E-3]
[2004,11,8,21,2.5331063712525203E-3,4.2277274032328583E-4,5.4653001350317551E-4,2.3089305555555617E-6,8.0172213000001091E-5,3.5848902686345385E-3,null,1.9261285036002802E-3,2.8272858317403607E-4,3.9153961933509649E-4,2.0000000000000533E-6,3.5482597246656248E-5,2.6378793033560691E-3]
[2004,11,8,24,1.4874211802192723E-3,5.5394748175176354E-4,5.8559395506677277E-4,2.3089305555555617E-6,8.0172213000001091E-5,2.7094437605933654E-3,null,1.131008300556482E-3,3.7045147837284778E-4,4.1952542145326407E-4,2.0000000000000533E-6,3.5482597246656248E-5,1.9584677976292502E-3]
[2004,11,9,3,1.3771862902947807E-3,5.3019443147326066E-4,5.482442387280275E-4,2.3089305555555617E-6,8.0172213000001091E-5,2.5381061040516259E-3,null,1.0471876738412226E-3,3.5456666459283108E-4,3.9276770759266711E-4,2.0000000000000533E-6,3.5482597246656248E-5,1.8320046432733772E-3]
[2004,11,9,7,2.3175397222833156E-3,5.1563352051203814E-4,5.9883747027945455E-4,2.3089305555555617E-6,8.0172213000001091E-5,3.5144918566303654E-3,null,1.7622155026630647E-3,3.4482907904594432E-4,4.2901320945560012E-4,2.0000000000000533E-6,3.5482597246656248E-5,2.5735403884112654E-3]
[2004,11,9,9,2.2386091873590392E-3,6.4999357910468225E-4,8.2988119109282177E-4,2.3089305555555617E-6,0,3.7207928881120992E-3,null,1.7021981441946586E-3,4.3468214992281899E-4,5.945352636190619E-4,2.0000000000000533E-6,0,2.7334155577365396E-3]
[2004,11,9,12,1.9886749600237282E-3,6.8926457088309924E-4,8.750231127151309E-4,2.3089305555555617E-6,0,3.5552715741775142E-3,null,1.512152655083272E-3,4.609445618674983E-4,6.2687539201340301E-4,2.0000000000000533E-6,0,2.6019726089641735E-3]
[2004,11,9,15,1.6813360085940852E-3,6.8882376828300978E-4,8.578483097586324E-4,2.3089305555555617E-6,0,3.230317017191283E-3,null,1.2784576467198647E-3,4.6064977584490036E-4,6.1457118978187517E-4,2.0000000000000533E-6,0,2.3556786123466403E-3]
[2004,11,9,18,3.010600859798799E-3,3.5867106547301668E-4,5.8117832638033314E-4,2.3089305555555617E-6,7.6163602350001023E-5,4.028922784557706E-3,null,2.289206720582642E-3,2.3986069226971535E-4,4.1636202048296464E-4,2.0000000000000533E-6,3.3708467384323433E-5,2.9811379007196456E-3]
[2004,11,9,22,2.2208886911561365E-3,4.989970274255996E-4,6.0156353590541558E-4,2.3089305555555617E-6,8.0172213000001091E-5,3.4039303980427085E-3,null,1.6887237977472669E-3,3.3370345132520559E-4,4.3096619039187042E-4,2.0000000000000533E-6,3.5482597246656248E-5,2.4908760367109992E-3]
[2004,11,10,1,1.425831885761686E-3,6.0926258965578759E-4,6.1425238313126567E-4,2.3089305555555617E-6,8.0172213000001091E-5,2.7318280021042963E-3,null,1.0841769092980365E-3,4.0744336690819822E-4,4.4005660864861944E-4,2.0000000000000533E-6,3.5482597246656248E-5,1.9691594821015105E-3]
[2004,11,10,6,1.9222158423077809E-3,6.1780492008043253E-4,6.3576262568902056E-4,2.3089305555555617E-6,8.0172213000001091E-5,3.258264531632791E-3,null,1.4616183378475069E-3,4.1315603650018159E-4,4.5546676358024788E-4,2.0000000000000533E-6,3.5482597246656248E-5,2.3677237351745926E-3]
[2004,11,10,9,2.2919811615603808E-3,7.0697267574208907E-4,8.7457140736996012E-4,2.3089305555555617E-6,0,3.8758341752279856E-3,null,1.7427812329939621E-3,4.7278682821998597E-4,6.2655178574379277E-4,2.0000000000000533E-6,0,2.8441198469577413E-3]
[2004,11,10,12,2.0480559065200084E-3,7.3891061890962988E-4,9.141402839319033E-4,2.3089305555555617E-6,0,3.703415739917097E-3,null,1.5573048582892882E-3,4.9414527582081007E-4,6.5489932839250147E-4,2.0000000000000533E-6,0,2.7083494625026001E-3]
[2004,11,10,13,1.9219409859919188E-3,7.0005685727676911E-4,8.7163880439277059E-4,2.3089305555555617E-6,0,3.4959455782170145E-3,null,1.4614093420507316E-3,4.6816188585805985E-4,6.2445083936394112E-4,2.0000000000000533E-6,0,2.5560220672727328E-3]
[2004,11,10,16,1.9955750061068814E-3,7.3223072126242668E-4,8.8200072212535677E-4,2.3089305555555617E-6,0,3.6121153800502204E-3,null,1.517399325964426E-3,4.8967810512267761E-4,6.3187422183948519E-4,2.0000000000000533E-6,0,2.6409516529265894E-3]
[2004,11,10,19,2.9167987582923646E-3,5.5253012390441166E-4,6.9965708068417214E-4,2.3089305555555617E-6,8.0172213000001091E-5,4.2514671064365055E-3,null,2.2178812904863868E-3,3.6950362261534088E-4,5.0124139620484707E-4,2.0000000000000533E-6,3.5482597246656248E-5,3.1261089065532312E-3]
[2004,11,10,23,1.9099199640283926E-3,5.1022916031778992E-4,5.8605295788826035E-4,2.3089305555555617E-6,8.0172213000001091E-5,3.0886832257899996E-3,null,1.4522687732577582E-3,3.4121492194699428E-4,4.1985425570858153E-4,2.0000000000000533E-6,3.5482597246656248E-5,2.2508205481599902E-3]
[2004,11,11,3,1.6445561208183045E-3,6.5166765906762023E-4,6.4434689264402474E-4,2.3089305555555617E-6,8.0172213000001091E-5,3.0230518160855066E-3,null,1.2504908818780386E-3,4.3580168817800442E-4,4.6161661909191351E-4,2.0000000000000533E-6,3.5482597246656248E-5,2.1853917863946127E-3]
[2004,11,11,7,2.4544896269229882E-3,6.135244687162692E-4,6.7812597771764612E-4,2.3089305555555617E-6,8.0172213000001091E-5,3.8286212169124601E-3,null,1.8663497458537221E-3,4.1029349160523438E-4,4.8581629666577232E-4,2.0000000000000533E-6,3.5482597246656248E-5,2.7999421313713853E-3]
[2004,11,11,10,2.2937736823656551E-3,7.2636695730873195E-4,9.0501720895134379E-4,2.3089305555555617E-6,0,3.9274667791812864E-3,null,1.7441442335594016E-3,4.857567225060326E-4,6.4836346537162633E-4,2.0000000000000533E-6,0,2.880264421437061E-3]
[2004,11,11,13,2.0654277090145444E-3,7.4872423788142223E-4,9.1259285696108949E-4,2.3089305555555617E-6,0,3.7290537344126119E-3,null,1.5705140643152854E-3,5.0070811756312058E-4,6.5379073608808676E-4,2.0000000000000533E-6,0,2.7270129179664928E-3]
[2004,11,11,14,1.8455630715260526E-3,7.7577819130617703E-4,9.3181378871912178E-4,2.3089305555555617E-6,0,3.5554639821069071E-3,null,1.4033329502466608E-3,5.1880040495891702E-4,6.6756080565035447E-4,2.0000000000000533E-6,0,2.5916941608559326E-3]
[2004,11,11,17,2.7091146992747586E-3,6.8408426126428305E-4,8.529591568271779E-4,2.3089305555555617E-6,0,4.2484670479217748E-3,null,2.0599620691078482E-3,4.5748023822683319E-4,6.1106855126183781E-4,2.0000000000000533E-6,0,3.1305108585965198E-3]
[2004,11,11,20,2.9677531019344384E-3,6.4827216802528225E-4,7.5749125905590791E-4,2.3089305555555617E-6,8.0172213000001091E-5,4.4559976725711851E-3,null,2.2566260565116342E-3,4.3353095906040271E-4,5.4267438547304936E-4,2.0000000000000533E-6,3.5482597246656248E-5,3.2703139982917426E-3]
[2004,11,12,1,1.6899921228354874E-3,6.5705375351727071E-4,6.6732929712657837E-4,2.3089305555555617E-6,8.0172213000001091E-5,3.0968563170348934E-3,null,1.2850396002295949E-3,4.3940363008993275E-4,4.7808144568913018E-4,2.0000000000000533E-6,3.5482597246656248E-5,2.2400072732553142E-3]
[2004,11,12,4,1.6778032017499829E-3,6.9660225599326494E-4,6.78274172720871E-4,2.3089305555555617E-6,8.0172213000001091E-5,3.1351607740196757E-3,null,1.2757713639654715E-3,4.6585162686272003E-4,4.8592246506223076E-4,2.0000000000000533E-6,3.5482597246656248E-5,2.2650280531370786E-3]
[2004,11,12,8,2.8483851788385617E-3,6.3458788908079199E-4,8.095909462461511E-4,2.3089305555555617E-6,1.6040856377040217E-5,4.3109138010981006E-3,null,2.1658608357140374E-3,4.2437961975036226E-4,5.799991273645153E-4,2.0000000000000533E-6,7.0993580571109816E-6,3.1793389408860256E-3]
[2004,11,12,11,2.4570617441271848E-3,7.0938444149155899E-4,8.919583146668697E-4,2.3089305555555617E-6,0,4.0607134308411688E-3,null,1.8683055374927261E-3,4.7439969264632975E-4,6.3900794166615545E-4,2.0000000000000533E-6,0,2.9837131718052114E-3]
[2004,11,12,14,2.0659166058543668E-3,6.6384529609872392E-4,8.554977261033492E-4,2.3089305555555617E-6,0,3.5875685586119954E-3,null,1.5708858126750023E-3,4.4394546315644522E-4,6.1288720792019181E-4,2.0000000000000533E-6,0,2.6297184837516395E-3]
[2004,11,12,17,2.5042352057756518E-3,6.5979667429173555E-4,8.1957466955989548E-4,2.3089305555555617E-6,0,3.9859154801828384E-3,null,1.9041753888837988E-3,4.4123795390118431E-4,5.8715156754022343E-4,2.0000000000000533E-6,0,2.9345649103252065E-3]
[2004,11,12,19,2.9561914333395005E-3,6.1618295158628953E-4,7.4869526409940767E-4,2.3089305555555617E-6,8.0172213000001091E-5,4.4035507925807545E-3,null,2.2478347717544609E-3,4.1207134770508257E-4,5.3637284588354693E-4,2.0000000000000533E-6,3.5482597246656248E-5,3.2337615625897469E-3]
[2004,11,12,22,2.6168636823575902E-3,5.7512693821366433E-4,6.4361874235767597E-4,2.3089305555555617E-6,8.0172213000001091E-5,3.9180905064844871E-3,null,1.9898160558228196E-3,3.8461520546956285E-4,4.6109496487550865E-4,2.0000000000000533E-6,3.5482597246656248E-5,2.8730088234145473E-3]
[2004,11,13,2,1.5258162859782965E-3,5.9268555857652176E-4,6.1349601974123008E-4,2.3089305555555617E-6,8.0172213000001091E-5,2.8144790078516056E-3,null,1.1602032480882891E-3,3.9635750430814295E-4,4.3951474227989928E-4,2.0000000000000533E-6,3.5482597246656248E-5,2.0335580919229879E-3]
[2004,11,13,5,1.5887915437192627E-3,5.8424252461398312E-4,5.9752044223363766E-4,2.3089305555555617E-6,8.0172213000001091E-5,2.8530356541224405E-3,null,1.2080885008881831E-3,3.9071123906385722E-4,4.2806967726711619E-4,2.0000000000000533E-6,3.5482597246656248E-5,2.0643520144658129E-3]
[2004,11,13,9,2.6519792740540143E-3,6.234238863545926E-4,7.232266003456806E-4,2.3089305555555617E-6,0,4.0009386913098435E-3,null,{"$f":"E7619*T$5","v":2.016517319873499E-3},{"$f":"F7619*U$5","v":4.1691371106638273E-4},{"$f":"G7619*V$5","v":5.1812683804366847E-4},{"$f":"H7619*W$5","v":2.0000000000000533E-6},{"$f":"I7619*X$5","v":0},{"$f":"SUM(L7619:P7619)","v":2.9535578689835504E-3}]
[2004,11,13,10,2.9895918033828466E-3,4.7974354526402428E-4,6.205737562004572E-4,2.3089305555555617E-6,0,{"$f":"SUM(E7620:I7620)","v":4.0922180354028836E-3},null,2.2732318121240981E-3,3.2082771641252835E-4,4.4458530413474939E-4,2.0000000000000533E-6,0,3.0406448326713762E-3]
[2004,11,13,16,2.36776354171375E-3,5.8048037319903686E-4,6.6624288941401883E-4,2.3089305555555617E-6,0,3.6167957348823615E-3,null,1.8004047912229448E-3,3.8819530641782002E-4,4.7730313223569017E-4,2.0000000000000533E-6,0,2.6679032298764557E-3]
[2004,11,13,17,2.6624511012558658E-3,5.3818076190663574E-4,6.1737257744333418E-4,2.3089305555555617E-6,1.3362035767240894E-6,3.8216495747381155E-3,null,2.0244799088461403E-3,3.5990751009403626E-4,4.4229194735466421E-4,2.0000000000000533E-6,5.9137663260513665E-7,2.8292707429274466E-3]
[2004,11,13,20,2.8047614214504854E-3,4.5405710910506142E-4,5.6735429552511843E-4,2.3089305555555617E-6,8.0172213000001091E-5,3.9086539696362218E-3,null,2.1326901155686489E-3,3.0364995396630116E-4,4.0645834521354422E-4,2.0000000000000533E-6,3.5482597246656248E-5,2.8802810119951507E-3]
[2004,11,13,24,1.7884776954509821E-3,5.4988396495568657E-4,5.8021762358464416E-4,2.3089305555555617E-6,8.0172213000001091E-5,3.0010604275468697E-3,null,1.3599262574820901E-3,3.6773400811783506E-4,4.1567376330106323E-4,2.0000000000000533E-6,3.5482597246656248E-5,2.1808166261476445E-3]
[2004,11,14,3,1.7388470341914907E-3,7.4337152279301574E-4,7.1604264959662515E-4,2.3089305555555617E-6,8.0172213000001091E-5,3.2807423501366889E-3,null,1.322187995722017E-3,4.9712849804478976E-4,5.1298018319926632E-4,2.0000000000000533E-6,3.5482597246656248E-5,2.3697792742127296E-3]
[2004,11,14,6,1.9401851816535389E-3,7.6041562594619122E-4,7.2592268692603899E-4,2.3089305555555617E-6,8.0172213000001091E-5,3.5090046380813261E-3,null,1.4752819001430043E-3,5.0852671433537777E-4,5.2005834168900641E-4,2.0000000000000533E-6,3.5482597246656248E-5,2.5413495534140451E-3]
[2004,11,14,11,2.5838910020284057E-3,7.2840777242476036E-4,8.6134254090603499E-4,2.3089305555555617E-6,0,4.1759502459147568E-3,null,1.964744223015917E-3,4.8712151429897946E-4,6.1707449225295694E-4,2.0000000000000533E-6,0,3.0709402295678537E-3]
[2004,11,14,14,2.1770691507787873E-3,6.5120274286662567E-4,8.1012080781695482E-4,2.3089305555555617E-6,0,3.6407016320179238E-3,null,1.6554042077397844E-3,4.3549077622398078E-4,5.8037872554321914E-4,2.0000000000000533E-6,0,2.6732737095069847E-3]
[2004,11,14,17,2.8642130638439618E-3,5.3369711681204557E-4,6.9939267519061031E-4,2.3089305555555617E-6,2.6724070732759656E-6,4.1022841934754486E-3,null,2.1778960746627806E-3,3.5690907972201337E-4,5.0105197343987262E-4,2.0000000000000533E-6,1.182753229727676E-6,3.0390398810543947E-3]
[2004,11,14,18,3.1769784695898596E-3,5.0224548740272898E-4,6.52807150470358E-4,2.3089305555555617E-6,8.0172213000001091E-5,4.4145122510185035E-3,null,2.415717261243826E-3,3.3587585365684375E-4,4.6767763321182705E-4,2.0000000000000533E-6,3.5482597246656248E-5,3.2567533453591534E-3]
[2004,11,14,21,2.8053861855621225E-3,5.7509137588243988E-4,6.5873068724536994E-4,2.3089305555555617E-6,8.0172213000001091E-5,4.1216893922454891E-3,null,2.1331651749570378E-3,3.8459142321833781E-4,4.7192131476032841E-4,2.0000000000000533E-6,3.5482597246656248E-5,3.0271605101823604E-3]
[2004,11,15,1,1.4843938876139525E-3,6.4255612997283964E-4,6.3139739554734608E-4,2.3089305555555617E-6,8.0172213000001091E-5,2.8408285566896953E-3,null,1.1287064017329589E-3,4.2970836790019647E-4,4.523394686362322E-4,2.0000000000000533E-6,3.5482597246656248E-5,2.0482368355160441E-3]
[2004,11,15,4,1.462763124995845E-3,6.4395264252548284E-4,6.2171654354559029E-4,2.3089305555555617E-6,8.0172213000001091E-5,2.810913454622475E-3,null,1.1122587590653725E-3,4.3064228340073616E-4,4.4540400852616295E-4,2.0000000000000533E-6,3.5482597246656248E-5,2.0257876482389281E-3]
[2004,11,15,8,2.4189985059046618E-3,6.8140145560194895E-4,7.9991889887839603E-4,2.3089305555555617E-6,2.1385670603764362E-5,3.9240134615443267E-3,null,1.8393629360639997E-3,4.5568611629914459E-4,5.730699749831341E-4,2.0000000000000533E-6,9.4648645520489322E-6,2.8795838918983276E-3]
[2004,11,15,12,2.1885450840208424E-3,7.0573783978555523E-4,8.8511110786351418E-4,2.3089305555555617E-6,0,3.7817029622254673E-3,null,1.6641303008773603E-3,4.7196103368040375E-4,6.3410253358415472E-4,2.0000000000000533E-6,0,2.7721938681419191E-3]
[2004,11,15,15,1.8001648421386426E-3,7.1266172135965957E-4,8.7852529050578046E-4,2.3089305555555617E-6,0,3.3936607845596383E-3,null,1.3688129535230976E-3,4.7659136823322858E-4,6.2938438753993458E-4,2.0000000000000533E-6,0,2.4767887092962612E-3]
[2004,11,15,16,2.0317002234976752E-3,6.6327191458899189E-4,8.3381853166312645E-4,2.3089305555555617E-6,0,3.531099600305349E-3,null,1.5448682912257464E-3,4.4356201520343681E-4,5.9735601415425779E-4,2.0000000000000533E-6,0,2.5877863205834416E-3]
[2004,11,15,19,3.0750881307688408E-3,5.2825428294557368E-4,6.776007959333509E-4,2.3089305555555617E-6,8.0172213000001091E-5,4.3634243532033219E-3,null,2.3382416810345296E-3,3.5326919341727544E-4,4.8544005113336942E-4,2.0000000000000533E-6,3.5482597246656248E-5,3.2144335228318308E-3]
[2004,11,16,1,1.4385683120770086E-3,6.2192950710270392E-4,6.2427041618021227E-4,2.3089305555555617E-6,8.0172213000001091E-5,2.7672493789154817E-3,null,{"$f":"E7683*T$5","v":1.0938614586870215E-3},{"$f":"F7683*U$5","v":4.1591434736973549E-4},{"$f":"G7683*V$5","v":4.4723362866501084E-4},{"$f":"H7683*W$5","v":2.0000000000000533E-6},{"$f":"I7683*X$5","v":3.5482597246656248E-5},{"$f":"SUM(L7683:P7683)","v":1.9944920319684241E-3}]
[2004,11,16,3,1.4184151479262439E-3,5.8543698124214564E-4,5.9181368387144922E-4,2.3089305555555617E-6,8.0172213000001091E-5,2.6781469565953955E-3,null,1.0785373553058716E-3,3.9151002999319903E-4,4.2398129796211454E-4,2.0000000000000533E-6,3.5482597246656248E-5,1.9315112805078415E-3]
[2004,11,16,6,1.9320507390622773E-3,6.3605233903725456E-4,6.499275533320023E-4,2.3089305555555617E-6,8.0172213000001091E-5,3.3005117749870913E-3,null,1.4690966163690025E-3,4.2535896827932209E-4,4.656146607500527E-4,2.0000000000000533E-6,3.5482597246656248E-5,2.3975528426450339E-3]
[2004,11,16,9,2.3083219060257591E-3,7.2599485992024177E-4,8.8946304430955532E-4,2.3089305555555617E-6,0,3.9260887408111116E-3,null,1.7552064410476021E-3,4.8550788298206012E-4,6.3722030479040806E-4,2.0000000000000533E-6,0,2.8799346288200705E-3]
[2004,11,16,13,1.9392764813667245E-3,7.1572273101342114E-4,8.8396615907411643E-4,2.3089305555555617E-6,0,3.5412743020098178E-3,null,1.4745909407962014E-3,4.7863841346568203E-4,6.3328228071224835E-4,2.0000000000000533E-6,0,2.5885116349741322E-3]
[2004,11,16,16,2.0147996225627577E-3,7.4767376756189384E-4,8.9416833015004118E-4,2.3089305555555617E-6,0,3.6589506508302484E-3,null,1.5320173783868109E-3,5.0000561724373028E-4,6.4059121907018889E-4,2.0000000000000533E-6,0,2.6746142147007304E-3]
[2004,11,16,17,2.5828690981379871E-3,6.5689409062350251E-4,8.2821871911120746E-4,2.3089305555555617E-6,5.3448142267241426E-6,4.0756356526549771E-3,null,1.9639671856859363E-3,4.3929685578914402E-4,5.9334425190743739E-4,2.0000000000000533E-6,2.3655064949379485E-6,3.0009737998774556E-3]
[2004,11,16,22,2.2834302412559852E-3,5.6939250872233861E-4,6.564392781528189E-4,2.3089305555555617E-6,8.0172213000001091E-5,3.5917431716866997E-3,null,1.7362792670610563E-3,3.8078031506448573E-4,4.702797261528014E-4,2.0000000000000533E-6,3.5482597246656248E-5,2.6248219055249994E-3]
[2004,11,16,24,1.5944866331291897E-3,6.4109572947005083E-4,6.6340388704343482E-4,2.3089305555555617E-6,8.0172213000001091E-5,2.981467393198232E-3,null,1.2124189443971892E-3,4.287317274368014E-4,4.7526924227538433E-4,2.0000000000000533E-6,3.5482597246656248E-5,2.1539025113560314E-3]
[2004,11,17,4,1.3508879129228615E-3,5.5820278272187315E-4,5.6446196952149611E-4,2.3089305555555617E-6,8.0172213000001091E-5,2.5560338087217875E-3,null,1.0271908609046053E-3,3.7329720398263571E-4,4.0438625366418467E-4,2.0000000000000533E-6,3.5482597246656248E-5,1.8423569157980822E-3]
[2004,11,17,7,2.2136672833819909E-3,5.4805312266169629E-4,6.2181200033270166E-4,2.3089305555555617E-6,8.0172213000001091E-5,3.4660135499319455E-3,null,1.6832327692189132E-3,3.6650963530846436E-4,4.4547239473216284E-4,2.0000000000000533E-6,3.5482597246656248E-5,2.5326973965061968E-3]
[2004,11,17,10,2.0715198650999565E-3,6.6259522653316829E-4,8.4889763780342069E-4,2.3089305555555617E-6,0,3.5853216599921012E-3,null,1.5751464301794523E-3,4.4310948116558114E-4,6.0815883802890671E-4,2.0000000000000533E-6,0,2.6284147493739404E-3]
[2004,11,17,14,1.6596903762876826E-3,7.1922595865948327E-4,8.8164896252260411E-4,2.3089305555555617E-6,0,3.2628742280253259E-3,null,1.2619986974088662E-3,4.809811912619748E-4,6.3162221770877622E-4,2.0000000000000533E-6,0,2.3766021063796171E-3]
[2004,11,17,15,1.6256615456524989E-3,6.9572925124974656E-4,8.6205882245152623E-4,2.3089305555555617E-6,0,3.1857585499093276E-3,null,1.2361237869138106E-3,4.6526780635894197E-4,6.1758764358358688E-4,2.0000000000000533E-6,0,2.3209792368563396E-3]
[2004,11,17,19,2.7575151744763113E-3,5.1586283798691973E-4,6.6924239286132595E-4,2.3089305555555617E-6,8.0172213000001091E-5,4.0251015488801138E-3,null,2.0967649195256189E-3,3.4498243473467851E-4,4.7945200678774826E-4,2.0000000000000533E-6,3.5482597246656248E-5,2.9586819582947022E-3]
[2004,11,17,22,2.1397872178381639E-3,5.1915853412274596E-4,6.1555014581700102E-4,2.3089305555555617E-6,8.0172213000001091E-5,3.356977041333468E-3,null,1.6270556967884888E-3,3.4718642617069631E-4,4.4098633893864157E-4,2.0000000000000533E-6,3.5482597246656248E-5,2.4527110591444829E-3]
[2004,11,18,1,1.3017984587556778E-3,5.8161903417739964E-4,5.8957660704417846E-4,2.3089305555555617E-6,8.0172213000001091E-5,2.5554752435328126E-3,null,9.8986412327896041E-4,3.8895678409701451E-4,4.2237863353796238E-4,2.0000000000000533E-6,3.5482597246656248E-5,1.8386821381605935E-3]
[2004,11,18,5,1.4415719831430459E-3,5.4288265444540039E-4,5.5778558519339807E-4,2.3089305555555617E-6,8.0172213000001091E-5,2.6247213663374014E-3,null,1.0961453961171237E-3,3.630518930897445E-4,3.9960322452804899E-4,2.0000000000000533E-6,3.5482597246656248E-5,1.8962831109815737E-3]
[2004,11,18,8,2.2083073613262476E-3,5.9942646675572361E-4,7.4388995793647978E-4,2.3089305555555617E-6,2.673048475031629E-5,3.5806632013243231E-3,null,1.6791571809349761E-3,4.0086547570042017E-4,5.3293027603498278E-4,2.0000000000000533E-6,1.1830371011504283E-5,2.6267833036818832E-3]
[2004,11,18,12,1.8804905994207995E-3,6.9971634693864152E-4,8.8182606700601602E-4,2.3089305555555617E-6,0,3.4643419439210127E-3,null,1.4298912139665935E-3,4.6793417012269499E-4,6.3174909714870523E-4,2.0000000000000533E-6,0,2.5315744812379939E-3]
[2004,11,18,16,1.8341745402345947E-3,6.9283397018619442E-4,8.4961804525028465E-4,2.3089305555555617E-6,0,3.3789354862266297E-3,null,1.3946733159795953E-3,4.6333159185191685E-4,6.0867494519693452E-4,2.0000000000000533E-6,0,2.468679853028447E-3]
[2004,11,18,19,2.7101060595190853E-3,5.1653044484209856E-4,6.6789606166292148E-4,2.3089305555555617E-6,8.0172213000001091E-5,3.9770137095796621E-3,null,2.0607158815989473E-3,3.45428895734358E-4,4.7848748152491162E-4,2.0000000000000533E-6,3.5482597246656248E-5,2.9221148561048732E-3]
[2004,11,18,20,2.5622285933821214E-3,5.4022240966532156E-4,6.6826625102097206E-4,2.3089305555555617E-6,8.0172213000001091E-5,3.8531983976239719E-3,null,1.9482725172779481E-3,3.6127285871540737E-4,4.7875268891837931E-4,2.0000000000000533E-6,3.5482597246656248E-5,2.825780662158391E-3]
[2004,11,18,23,1.7646739172134853E-3,4.817125732336696E-4,5.6042599512782295E-4,2.3089305555555617E-6,8.0172213000001091E-5,2.8892936291305348E-3,null,1.3418262928390926E-3,3.2214450066797058E-4,4.0149484086213954E-4,2.0000000000000533E-6,3.5482597246656248E-5,2.1029482316158592E-3]
[2004,11,19,2,1.2831950203460629E-3,6.2494890934964328E-4,6.3563013217965707E-4,2.3089305555555617E-6,8.0172213000001091E-5,2.6262552054309202E-3,null,9.7571840346538088E-4,4.1793356771647989E-4,4.5537184389251103E-4,2.0000000000000533E-6,3.5482597246656248E-5,1.886506412321028E-3]
[2004,11,19,5,1.4932950468270554E-3,5.8533741518573238E-4,5.8855800971106766E-4,2.3089305555555617E-6,8.0172213000001091E-5,2.7496716152794125E-3,null,1.1354746830297938E-3,3.9144344535474662E-4,4.2164890012495992E-4,2.0000000000000533E-6,3.5482597246656248E-5,1.9860496257561567E-3]
[2004,11,19,10,2.0899076487334799E-3,6.3855609414844423E-4,8.4232388371564002E-4,2.3089305555555617E-6,0,3.5730965571531196E-3,null,1.5891281699818168E-3,4.2703335044185251E-4,6.0344933423306954E-4,2.0000000000000533E-6,0,2.621610854656739E-3]
[2004,11,19,14,1.6705407374073495E-3,6.0034439939608819E-4,8.0584766098843526E-4,2.3089305555555617E-6,0,3.0790417283474286E-3,null,1.2702491167612177E-3,4.0147934166221566E-4,5.7731740001440294E-4,2.0000000000000533E-6,0,2.2510458584378366E-3]
[2004,11,19,17,2.0519476354102346E-3,5.9301199856752192E-4,7.6563844972941377E-4,2.3089305555555617E-6,8.0172213000001091E-6,3.4209242355627257E-3,null,1.5602640589090565E-3,3.9657581052172767E-4,5.4851111512401189E-4,2.0000000000000533E-6,3.5482597246656252E-6,2.5108992442794621E-3]
[2004,11,19,20,2.3852904603398886E-3,5.1171821419865413E-4,6.4132583672770415E-4,2.3089305555555617E-6,8.0172213000001091E-5,3.6208156548218039E-3,null,1.8137319447642294E-3,3.422107243104215E-4,4.5945230413346462E-4,2.0000000000000533E-6,3.5482597246656248E-5,2.6528775704547716E-3]
[2004,11,19,21,2.3255897211957592E-3,5.0628904087981585E-4,6.2166508206942925E-4,2.3089305555555617E-6,8.0172213000001091E-5,3.5360249877005611E-3,null,1.7683365769831857E-3,3.3857997347471803E-4,4.4536714100509606E-4,2.0000000000000533E-6,3.5482597246656248E-5,2.5897662887096559E-3]
[2004,11,19,24,1.5847487891760396E-3,6.0596855742027543E-4,6.1939700104551832E-4,2.3089305555555617E-6,8.0172213000001091E-5,2.8925954911973905E-3,null,1.2050144630794545E-3,4.0524048820281196E-4,4.4374226486145851E-4,2.0000000000000533E-6,3.5482597246656248E-5,2.0914798133903813E-3]
[2004,11,20,6,2.0851255952291474E-3,7.4758925544318863E-4,7.4474441435103036E-4,2.3089305555555617E-6,8.0172213000001091E-5,3.6599404085789233E-3,null,1.5854919825461181E-3,4.9994909990166069E-4,5.3354241723679375E-4,2.0000000000000533E-6,3.5482597246656248E-5,2.6564660969312292E-3]
[2004,11,20,8,2.7468571180675528E-3,8.2315794103570436E-4,8.7063824486948284E-4,2.3089305555555617E-6,2.9402891903764478E-5,4.4723651264320608E-3,null,2.088660725215082E-3,5.5048553560836785E-4,6.2373402842000217E-4,2.0000000000000533E-6,1.3013124276714559E-5,3.2778934135201669E-3]
[2004,11,20,11,3.3683103492021058E-3,5.8837457123725283E-4,7.2440894994527246E-4,2.3089305555555617E-6,0,4.6834028009401871E-3,null,2.5612025796461248E-3,3.9347453852945843E-4,5.1897388523358917E-4,2.0000000000000533E-6,0,3.4756510034091729E-3]
[2004,11,20,15,2.5998441523366238E-3,7.2883852109238939E-4,8.2014313098347782E-4,2.3089305555555617E-6,0,4.1511347349680473E-3,null,1.9768747114468806E-3,4.8740957677057998E-4,5.8755881904315444E-4,2.0000000000000533E-6,0,3.053843107260615E-3]
[2004,11,20,18,3.3751731013336567E-3,6.9330813697974852E-4,7.6376646604507474E-4,2.3089305555555617E-6,8.0172213000001091E-5,4.9147288479140369E-3,null,2.5664208928775538E-3,4.6364869012468444E-4,5.4717000711336581E-4,2.0000000000000533E-6,3.5482597246656248E-5,3.6147221873622606E-3]
[2004,11,20,21,2.9837731866154101E-3,6.1025818796095498E-4,6.8446647938720973E-4,2.3089305555555617E-6,8.0172213000001091E-5,4.3609789975191313E-3,null,2.2688074406352122E-3,4.0810917165714019E-4,4.903586960743275E-4,2.0000000000000533E-6,3.5482597246656248E-5,3.2047579056133364E-3]
[2004,11,20,23,2.3274111192664246E-3,6.9380171632871582E-4,7.0084974967278449E-4,2.3089305555555617E-6,8.0172213000001091E-5,3.8045437288234821E-3,null,1.7697215353016068E-3,4.6397877051234326E-4,5.0209583630924466E-4,2.0000000000000533E-6,3.5482597246656248E-5,2.773278739369851E-3]
[2004,11,21,2,1.931296430690211E-3,7.6482649882955939E-4,7.5630937898707668E-4,2.3089305555555617E-6,8.0172213000001091E-5,3.5349134520624042E-3,null,1.4685230538560225E-3,5.1147647840938564E-4,5.4182767465970586E-4,2.0000000000000533E-6,3.5482597246656248E-5,2.5593098041717705E-3]
[2004,11,21,6,2.0594775908632443E-3,8.1373947681858056E-4,7.7888934562273947E-4,2.3089305555555617E-6,8.0172213000001091E-5,3.7345875568601215E-3,null,1.5659897015403649E-3,5.4418695296619814E-4,5.5800419072047519E-4,2.0000000000000533E-6,3.5482597246656248E-5,2.7056634424736949E-3]
[2004,11,21,9,2.833273084894599E-3,7.5991372464052334E-4,8.8072353726475496E-4,2.3089305555555617E-6,0,4.4762192773554329E-3,null,{"$f":"E7811*T$5","v":2.154369871408358E-3},{"$f":"F7811*U$5","v":5.0819106865269688E-4},{"$f":"G7811*V$5","v":6.309592337111385E-4},{"$f":"H7811*W$5","v":2.0000000000000533E-6},{"$f":"I7811*X$5","v":0},{"$f":"SUM(L7811:P7811)","v":3.2955201737721934E-3}]
[2004,11,21,12,2.5939935533086855E-3,7.6740545403615002E-4,9.0696457545622305E-4,2.3089305555555617E-6,0,4.2706725133566138E-3,null,1.972426021222602E-3,5.1320115051353102E-4,6.4975857839595782E-4,2.0000000000000533E-6,0,3.1373857501320909E-3]
[2004,11,21,16,2.5509023514707265E-3,6.3254130481779647E-4,7.9744842215066791E-4,2.3089305555555617E-6,0,3.9832010089947464E-3,null,1.9396602467346379E-3,4.2301096984975479E-4,5.7130010051393394E-4,2.0000000000000533E-6,0,2.9359713170983267E-3]
[2004,11,21,20,3.1378613763664779E-3,5.9229163321673783E-4,7.0352003605522555E-4,2.3089305555555617E-6,8.0172213000001091E-5,4.5161541891939978E-3,null,2.3859733274356736E-3,3.9609406736383369E-4,5.040088564323208E-4,2.0000000000000533E-6,3.5482597246656248E-5,3.3235588484784844E-3]
[2004,11,21,23,2.4405869110225081E-3,7.0184766417805686E-4,7.3547919966744234E-4,2.3089305555555617E-6,8.0172213000001091E-5,3.9603949184235645E-3,null,1.8557783708505751E-3,4.6935948506360986E-4,5.2690472389765397E-4,2.0000000000000533E-6,3.5482597246656248E-5,2.889525177058495E-3]
[2004,11,21,24,2.0810918267653356E-3,7.5712477444933612E-4,7.6240539774184257E-4,2.3089305555555617E-6,8.0172213000001091E-5,3.6831031425120717E-3,null,1.5824247775904771E-3,5.0632596274380044E-4,5.4619492403984763E-4,2.0000000000000533E-6,3.5482597246656248E-5,2.6724282616207816E-3]
[2004,11,22,3,1.7971919879515631E-3,8.2758078513749773E-4,7.778393999595208E-4,2.3089305555555617E-6,8.0172213000001091E-5,3.4850933166041386E-3,null,1.3665524486932313E-3,5.5344330541524684E-4,5.5725199904729675E-4,2.0000000000000533E-6,3.5482597246656248E-5,2.5147303504024312E-3]
[2004,11,22,7,2.9372373662514667E-3,8.0794698624041771E-4,8.3935599198101476E-4,2.3089305555555617E-6,8.0172213000001091E-5,4.6670214880284566E-3,null,2.2334224402030772E-3,5.4031323430363579E-4,6.013231066311224E-4,2.0000000000000533E-6,3.5482597246656248E-5,3.4125413783844915E-3]
[2004,11,22,10,2.8611548614087042E-3,9.1315465386871222E-4,1.06533010770963E-3,2.3089305555555617E-6,0,4.8419485535426019E-3,null,2.1755706725607692E-3,6.106706910896316E-4,7.6321324453011447E-4,2.0000000000000533E-6,0,3.5514546081805154E-3]
[2004,11,22,13,2.6052057517367468E-3,8.5638343133971845E-4,1.0150776664591779E-3,2.3089305555555617E-6,0,4.4789757800911987E-3,null,1.9809515751533016E-3,5.7270502826471399E-4,7.2721188827935292E-4,2.0000000000000533E-6,0,3.282868491697369E-3]
[2004,11,22,17,3.2020756671186494E-3,7.9614002443657091E-4,9.4832616483185063E-4,2.3089305555555617E-6,1.2025831950000162E-5,4.9608766188926267E-3,null,2.4348007186419402E-3,5.3241734778115347E-4,6.7939043860327228E-4,2.0000000000000533E-6,5.3223895869984369E-6,3.6539308946133648E-3]
[2004,11,22,21,3.3490414635645419E-3,7.6279051255802495E-4,8.347212889312386E-4,2.3089305555555617E-6,8.0172213000001091E-5,5.0290344086093624E-3,null,2.5465508657345711E-3,5.1011491589834825E-4,5.9800275857519629E-4,2.0000000000000533E-6,3.5482597246656248E-5,3.6921511374547722E-3]
[2004,11,22,22,2.9344455132140138E-3,7.5513360393452702E-4,8.1731058416541214E-4,2.3089305555555617E-6,8.0172213000001091E-5,4.58937084486951E-3,null,2.231299565390425E-3,5.0499437069725689E-4,5.8552955390584686E-4,2.0000000000000533E-6,3.5482597246656248E-5,3.3593060872401854E-3]
[2004,11,23,1,1.4013880930238492E-3,6.0590331722350319E-4,6.1115598442742266E-4,2.3089305555555617E-6,8.0172213000001091E-5,2.7009285382303318E-3,null,1.0655902891454983E-3,4.0519685892722218E-4,4.3783831735654324E-4,2.0000000000000533E-6,3.5482597246656248E-5,1.94610806267592E-3]
[2004,11,23,4,1.4241400761645217E-3,5.7987022886369028E-4,5.8275285701792534E-4,2.3089305555555617E-6,8.0172213000001091E-5,2.6692443056016944E-3,null,1.0828904877230312E-3,3.8778727338491378E-4,4.1749003012789276E-4,2.0000000000000533E-6,3.5482597246656248E-5,1.9256503884824941E-3]
[2004,11,23,8,2.350101626096549E-3,6.290684497604254E-4,7.6824186880028109E-4,2.3089305555555617E-6,3.4747706050316396E-5,3.7844685812631275E-3,null,1.7869749883988129E-3,4.2068850367280004E-4,5.5037623082999714E-4,2.0000000000000533E-6,1.5378630736169905E-5,2.7754183536377801E-3]
[2004,11,23,10,2.1737698594359472E-3,6.9353980759360567E-4,8.7450211188354245E-4,2.3089305555555617E-6,0,3.744120709468651E-3,null,1.6528954859706376E-3,4.6380361947128519E-4,6.2650214175772928E-4,2.0000000000000533E-6,0,2.7452012471996523E-3]
[2004,11,23,15,1.7148902849107189E-3,7.2408561938235277E-4,8.8557560858602759E-4,2.3089305555555617E-6,0,3.3268604434346549E-3,null,1.3039717146502972E-3,4.8423108147446287E-4,6.344353065912728E-4,2.0000000000000533E-6,0,2.4246381027160334E-3]
[2004,11,23,19,2.8742873592889915E-3,5.4974362276051384E-4,6.9686668713588062E-4,2.3089305555555617E-6,8.0172213000001091E-5,4.2033788127409429E-3,null,2.1855563876407814E-3,3.6764015450283996E-4,4.9924233009557696E-4,2.0000000000000533E-6,3.5482597246656248E-5,3.089921469485855E-3]
[2004,11,23,22,2.2357978372526052E-3,5.4806836144180289E-4,6.3931510619849217E-4,2.3089305555555617E-6,8.0172213000001091E-5,3.5056624484484569E-3,null,1.7000604441615862E-3,3.6651982621790084E-4,4.5801179648239022E-4,2.0000000000000533E-6,3.5482597246656248E-5,2.5620746641085339E-3]
[2004,11,23,23,1.8806306791171884E-3,5.0737729062128034E-4,5.8325825685982976E-4,2.3089305555555617E-6,8.0172213000001091E-5,3.0537473701538554E-3,null,1.4299977280471123E-3,3.3930773872114449E-4,4.1785210367705226E-4,2.0000000000000533E-6,3.5482597246656248E-5,2.2246401676919653E-3]
[2004,11,24,2,1.210264430170205E-3,5.2973629618890017E-4,5.4566722873728216E-4,2.3089305555555617E-6,8.0172213000001091E-5,{"$f":"SUM(E7876:I7876)","v":2.3681490986519442E-3},null,9.202632950197565E-4,3.5426028736578889E-4,3.9092151161830216E-4,2.0000000000000533E-6,3.5482597246656248E-5,1.702927691250504E-3]
[2004,11,24,7,2.0322784957038441E-3,4.9154550131939433E-4,6.3246643722833593E-4,2.3089305555555617E-6,8.0172213000001091E-5,3.2387715778071312E-3,null,1.5453079990057994E-3,3.2872025534885015E-4,4.5310534088933161E-4,2.0000000000000533E-6,3.5482597246656248E-5,2.3646161924906375E-3]
[2004,11,24,10,1.9133684168082649E-3,6.1252309229594608E-4,8.2205714878541059E-4,2.3089305555555617E-6,0,3.3502575884451768E-3,null,1.4548909146995909E-3,4.0962382275117027E-4,5.8893004072001307E-4,2.0000000000000533E-6,0,2.4554447781707745E-3]
[2004,11,24,13,1.6541300462529934E-3,6.2042399974076277E-4,8.1594351566796229E-4,2.3089305555555617E-6,0,3.0928064922172743E-3,null,1.2577707225039103E-3,4.1490754176757151E-4,5.8455017223261433E-4,2.0000000000000533E-6,0,2.2592284365040962E-3]
[2004,11,24,16,1.7234488368797235E-3,6.5008459300506898E-4,8.1973774097388995E-4,2.3089305555555617E-6,0,3.1955801014142381E-3,null,1.3104794835636466E-3,4.3474301532082411E-4,5.872683935475465E-4,2.0000000000000533E-6,0,2.3344908924320174E-3]
[2004,11,24,20,2.4482055398032691E-3,4.9184778169133634E-4,6.2157282991755832E-4,2.3089305555555617E-6,8.0172213000001091E-5,3.6441072949677205E-3,null,1.8615714390847042E-3,3.289224048564441E-4,4.4530105063213585E-4,2.0000000000000533E-6,3.5482597246656248E-5,2.6732774918199406E-3]
[2004,11,24,23,1.6869848083505775E-3,4.4852206937989102E-4,5.1452009669917219E-4,2.3089305555555617E-6,8.0172213000001091E-5,2.7325081179851978E-3,null,1.2827528924093422E-3,2.9994840514337379E-4,3.6860739177077307E-4,2.0000000000000533E-6,3.5482597246656248E-5,1.9887912865701454E-3]
[2004,11,24,24,1.371982194629501E-3,5.6680463523909002E-4,5.8262576705073068E-4,2.3089305555555617E-6,8.0172213000001091E-5,2.6038937404748788E-3,null,1.0432305731406305E-3,3.7904967887731565E-4,4.1739898159231874E-4,2.0000000000000533E-6,3.5482597246656248E-5,1.8771618308569213E-3]
[2004,11,25,4,2.1302565916761509E-3,8.1939070616648014E-4,7.9732221698819883E-4,2.3089305555555617E-6,8.0172213000001091E-5,3.8294506583863865E-3,null,1.6198087801504264E-3,5.4796620341054187E-4,5.712096858613981E-4,2.0000000000000533E-6,3.5482597246656248E-5,2.7764672666690227E-3]
[2004,11,25,7,2.6037229902733765E-3,8.4549690169428797E-4,8.7364901969468316E-4,2.3089305555555617E-6,8.0172213000001091E-5,4.4053500552179046E-3,null,1.979824110017589E-3,5.6542467925266304E-4,6.258909779009766E-4,2.0000000000000533E-6,3.5482597246656248E-5,3.2086223644178847E-3]
[2004,11,25,11,2.9762913829466863E-3,8.3221593399125302E-4,9.7765798191556562E-4,2.3089305555555617E-6,0,4.7884742294090604E-3,null,2.2631184117542242E-3,5.565430536800495E-4,7.0040404849040382E-4,2.0000000000000533E-6,0,3.522065513924678E-3]
[2004,11,25,14,2.5144617930381603E-3,7.4108187156218981E-4,9.168630308452714E-4,2.3089305555555617E-6,0,4.174715626001177E-3,null,1.9119515018194485E-3,4.9559729750437863E-4,6.5684993176956519E-4,2.0000000000000533E-6,0,3.0663987310933925E-3]
[2004,11,25,18,3.6122042076705547E-3,6.0235960013878937E-4,7.6498345537799714E-4,2.3089305555555617E-6,8.0172213000001091E-5,5.0620284067428977E-3,null,2.7466550809624631E-3,4.0282700388461791E-4,5.4804187055796055E-4,2.0000000000000533E-6,3.5482597246656248E-5,3.7350065526516982E-3]
[2004,11,25,21,3.2025565590746096E-3,6.7403141847906646E-4,7.6718543907972796E-4,2.3089305555555617E-6,8.0172213000001091E-5,4.7262545601889604E-3,null,2.4351663802320094E-3,4.5075741594798372E-4,5.4961939391268253E-4,2.0000000000000533E-6,3.5482597246656248E-5,3.4730257873393316E-3]
[2004,11,26,1,1.9355455361509521E-3,7.4657165977777367E-4,7.3327776475728371E-4,2.3089305555555617E-6,8.0172213000001091E-5,3.4978761042415664E-3,null,1.4717539971893221E-3,4.9926858445379426E-4,5.2532759370275484E-4,2.0000000000000533E-6,3.5482597246656248E-5,2.5338327725925275E-3]
[2004,11,26,2,1.9391761976469181E-3,6.9694497508201081E-4,6.9865625712643578E-4,2.3089305555555617E-6,8.0172213000001091E-5,3.4172585734109215E-3,null,1.474514686860181E-3,4.6608081969647211E-4,5.0052439610396356E-4,2.0000000000000533E-6,3.5482597246656248E-5,2.478602499907273E-3]
[2004,11,26,5,2.0474828603198147E-3,6.6413224566912524E-4,6.5769882300026317E-4,2.3089305555555617E-6,8.0172213000001091E-5,3.4517950725447598E-3,null,1.5568691242701413E-3,4.4413736021541814E-4,4.711820767976319E-4,2.0000000000000533E-6,3.5482597246656248E-5,2.5096711585298474E-3]
[2004,11,26,8,2.6322819636999104E-3,6.9356355191166948E-4,7.8252958953477214E-4,2.3089305555555617E-6,3.875631670031645E-5,4.1494403524022236E-3,null,2.0015398395166273E-3,4.6381949844541079E-4,5.6061209821025454E-4,2.0000000000000533E-6,1.715276059850272E-5,3.0451241967707956E-3]
[2004,11,26,12,2.6165837179219303E-3,6.7806702725981059E-4,8.3156918650491339E-4,2.3089305555555617E-6,0,4.1285288622422093E-3,null,1.9896031759036661E-3,4.5345622276308725E-4,5.957445605739598E-4,2.0000000000000533E-6,0,3.0408039592407132E-3]
[2004,11,26,15,2.2881411614086625E-3,6.0637775620655165E-4,7.8092391153045961E-4,2.3089305555555617E-6,0,3.6777517597012298E-3,null,1.7398613659761406E-3,4.0551413922627189E-4,5.5946177427735016E-4,2.0000000000000533E-6,0,2.7068372794797632E-3]
[2004,11,26,18,3.4095402127770637E-3,4.3731907260096065E-4,6.1258997606845552E-4,2.3089305555555617E-6,8.0172213000001091E-5,{"$f":"SUM(E7940:I7940)","v":4.5419304050020367E-3},null,2.5925530260121061E-3,2.9245641924998761E-4,4.3886564344548172E-4,2.0000000000000533E-6,3.5482597246656248E-5,3.3613576859542319E-3]
[2004,11,26,23,2.4712739796958214E-3,6.1289504060418312E-4,6.6192816951839237E-4,2.3089305555555617E-6,8.0172213000001091E-5,3.8285783333739539E-3,null,1.8791122656819958E-3,4.0987256257796569E-4,4.7421202334188496E-4,2.0000000000000533E-6,3.5482597246656248E-5,2.8006794488485026E-3]
[2004,11,27,2,1.4851022767729282E-3,5.9654904134910603E-4,6.1515568968207354E-4,2.3089305555555617E-6,8.0172213000001091E-5,2.7792881513596648E-3,null,1.1292450481025821E-3,3.9894120213495834E-4,4.4070374658122661E-4,2.0000000000000533E-6,3.5482597246656248E-5,2.0063725940654233E-3]
[2004,11,27,3,1.4125718481623462E-3,6.0936424217173952E-4,6.1568941915450353E-4,2.3089305555555617E-6,8.0172213000001091E-5,2.7201066530441464E-3,null,1.0740942153106257E-3,4.0751134686307705E-4,4.4108611576370508E-4,2.0000000000000533E-6,3.5482597246656248E-5,1.9601742751840642E-3]
[2004,11,27,6,1.7546260232972313E-3,5.9477224057156238E-4,6.1417999506393128E-4,2.3089305555555617E-6,8.0172213000001091E-5,3.0460594024882821E-3,null,1.3341860551084998E-3,3.9775296950190516E-4,4.4000474910636513E-4,2.0000000000000533E-6,3.5482597246656248E-5,2.2094263709634262E-3]
[2004,11,27,10,2.9075343705278257E-3,4.9834835189227716E-4,6.3285916426565289E-4,2.3089305555555617E-6,0,4.0410508172413111E-3,null,2.2108368167350293E-3,3.332696506162581E-4,4.5338669450376175E-4,2.0000000000000533E-6,0,2.9994931618550495E-3]
[2004,11,27,15,2.2216964289031838E-3,5.5752745699769331E-4,6.7333294464296781E-4,2.3089305555555617E-6,0,3.4548657610994002E-3,null,1.6893379869955662E-3,3.728455810018533E-4,4.8238251938153691E-4,2.0000000000000533E-6,0,2.5465660873789566E-3]
[2004,11,27,17,2.5924651976544722E-3,5.4397828673289229E-4,6.2041484460250503E-4,2.3089305555555617E-6,1.4698239023276128E-5,3.773865498568701E-3,null,1.971263887084602E-3,3.637845954018317E-4,4.4447145826163566E-4,2.0000000000000533E-6,6.5051428167261131E-6,2.7880250835647961E-3]
[2004,11,27,21,2.6024382127305505E-3,4.1967560634594963E-4,5.249179281940318E-4,2.3089305555555617E-6,8.0172213000001091E-5,3.6295128908260888E-3,null,1.9788471882925063E-3,2.8065737985888655E-4,3.7605650322818828E-4,2.0000000000000533E-6,3.5482597246656248E-5,2.6730436686262377E-3]
[2004,11,27,24,1.742664736825544E-3,5.5532991871653462E-4,5.8306087906283028E-4,2.3089305555555617E-6,8.0172213000001091E-5,2.9635366781604658E-3,null,1.3250909081086312E-3,3.7137598084686788E-4,4.1771070023059373E-4,2.0000000000000533E-6,3.5482597246656248E-5,2.1516601864327491E-3]
[2004,11,28,3,1.331746872207245E-3,6.325096835364262E-4,6.3212924634797191E-4,2.3089305555555617E-6,8.0172213000001091E-5,2.6788669456472001E-3,null,1.0126363579712394E-3,4.2298982316921641E-4,4.5286377393842481E-4,2.0000000000000533E-6,3.5482597246656248E-5,1.9259725523255368E-3]
[2004,11,28,4,1.3498085919450417E-3,6.0647581717993026E-4,6.0704715908136569E-4,2.3089305555555617E-6,8.0172213000001091E-5,2.6458127117618942E-3,null,1.0263701646545365E-3,4.0557971734289026E-4,4.3489471339672116E-4,2.0000000000000533E-6,3.5482597246656248E-5,1.9043271926408043E-3]
[2004,11,28,7,1.8915758996387367E-3,6.7455207292238929E-4,7.1078079165060959E-4,2.3089305555555617E-6,8.0172213000001091E-5,3.3593899077672923E-3,null,1.43832027678174E-3,4.5110560276100142E-4,5.0921053504403963E-4,2.0000000000000533E-6,3.5482597246656248E-5,2.4361190118334371E-3]
[2004,11,28,12,2.3388724689093238E-3,7.0593151005677104E-4,8.4096715712159804E-4,2.3089305555555617E-6,0,3.8880800666432486E-3,null,1.7784365393328039E-3,4.720905503596057E-4,6.0247736160384824E-4,2.0000000000000533E-6,0,2.8550044512962581E-3]
[2004,11,28,15,2.2870470230142363E-3,7.147691812700442E-4,8.4935708932972419E-4,2.3089305555555617E-6,0,3.8534822241695606E-3,null,1.739029402829111E-3,4.7800072862411728E-4,6.084879937408844E-4,2.0000000000000533E-6,0,2.8275181251941127E-3]
[2004,11,28,18,3.3758012390225013E-3,6.4152677166490668E-4,7.5184590364263436E-4,2.3089305555555617E-6,8.0172213000001091E-5,4.8516550578855989E-3,null,2.5668985174733465E-3,4.2901998620425795E-4,5.3862999586056263E-4,2.0000000000000533E-6,3.5482597246656248E-5,3.5720310967848235E-3]
[2004,11,28,22,2.9462808770644939E-3,7.3205259288788979E-4,7.6084045448809097E-4,2.3089305555555617E-6,8.0172213000001091E-5,4.5216550679960318E-3,null,2.2402989630949982E-3,4.895589820616273E-4,5.4507378289349524E-4,2.0000000000000533E-6,3.5482597246656248E-5,3.312414325296777E-3]
[2004,11,29,1,1.8069482099357889E-3,7.2448119214947766E-4,7.0671383610350293E-4,2.3089305555555617E-6,8.0172213000001091E-5,3.3206243817443266E-3,null,1.373970904335099E-3,4.8449562011975474E-4,5.0629692703089502E-4,2.0000000000000533E-6,3.5482597246656248E-5,2.4022460487324051E-3]
[2004,11,29,4,1.7885701561261617E-3,7.2143363673867551E-4,6.9317198082794883E-4,2.3089305555555617E-6,8.0172213000001091E-5,3.2856569172483429E-3,null,1.3599965629157453E-3,4.824575723904201E-4,4.9659540519553355E-4,2.0000000000000533E-6,3.5482597246656248E-5,2.3765321377483555E-3]
[2004,11,29,5,1.9498396417671055E-3,6.9280036597841254E-4,6.7812671688671094E-4,2.3089305555555617E-6,8.0172213000001091E-5,3.4032478681877859E-3,null,1.4826229778895413E-3,4.6330911909256255E-4,4.8581682621395286E-4,2.0000000000000533E-6,3.5482597246656248E-5,2.4692315204427129E-3]
[2004,11,29,9,2.8764081232634828E-3,9.0459857735588115E-4,1.0392173293095022E-3,2.3089305555555617E-6,0,4.8225329604844221E-3,null,{"$f":"E8003*T$5","v":2.1871689784056362E-3},{"$f":"F8003*U$5","v":6.0494882882350832E-4},{"$f":"G8003*V$5","v":7.445057864546975E-4},{"$f":"H8003*W$5","v":2.0000000000000533E-6},{"$f":"I8003*X$5","v":0},{"$f":"SUM(L8003:P8003)","v":3.538623593683842E-3}]
[2004,11,29,13,2.4656433886405776E-3,7.7858857759873065E-4,9.487737943285041E-4,2.3089305555555617E-6,0,4.1953146911233681E-3,null,1.8748308655612976E-3,5.2067984622577307E-4,6.7971112489385573E-4,2.0000000000000533E-6,0,3.0772218366809266E-3]
[2004,11,29,16,2.4295442675347553E-3,7.6659508946246978E-4,9.2902884880762795E-4,2.3089305555555617E-6,0,4.1274771363604083E-3,null,1.8473817434454891E-3,5.1265922052155506E-4,6.6556564658154505E-4,2.0000000000000533E-6,0,3.0276066105485895E-3]
[2004,11,29,19,3.599265418621479E-3,6.3984345062325851E-4,7.7878596166344868E-4,2.3089305555555617E-6,8.0172213000001091E-5,5.1003759744637431E-3,null,2.7368166585920776E-3,4.2789426799269992E-4,5.5793012540829474E-4,2.0000000000000533E-6,3.5482597246656248E-5,3.7601236492397286E-3]
[2004,11,29,23,2.3688362435225893E-3,6.8760240040401913E-4,7.2500128394924776E-4,2.3089305555555617E-6,8.0172213000001091E-5,3.8639210714314131E-3,null,1.8012204543760273E-3,4.5983298806029235E-4,5.1939823929412674E-4,2.0000000000000533E-6,3.5482597246656248E-5,2.8179342789771025E-3]
[2004,11,30,2,1.6747461021874637E-3,6.7515041454112334E-4,6.689408167310049E-4,2.3089305555555617E-6,8.0172213000001091E-5,3.1013184770151492E-3,null,1.2734468004680451E-3,4.5150574274634999E-4,4.7923595460333193E-4,2.0000000000000533E-6,3.5482597246656248E-5,2.2416710950643832E-3]
[2004,11,30,4,1.7628371289499279E-3,6.8676820585758687E-4,6.6901074647838317E-4,2.3089305555555617E-6,8.0172213000001091E-5,3.2010972248414549E-3,null,1.34042963209493E-3,4.5927512181275724E-4,4.7928605298035089E-4,2.0000000000000533E-6,3.5482597246656248E-5,2.3164734041346943E-3]
[2004,11,30,7,2.5541618901269115E-3,6.4458916149501689E-4,7.0362678797489405E-4,2.3089305555555617E-6,8.0172213000001091E-5,3.9848589831523798E-3,null,1.9421387412761682E-3,4.3106795442740206E-4,5.0408533458531815E-4,2.0000000000000533E-6,3.5482597246656248E-5,2.914774627535545E-3]
[2004,11,30,10,2.3948764952193054E-3,7.5873463356423065E-4,9.3181849226996779E-4,2.3089305555555617E-6,0,4.0877385516090593E-3,null,1.8210209931939726E-3,5.0740255341120229E-4,6.6756417532166674E-4,2.0000000000000533E-6,0,2.9979877219268418E-3]
[2004,11,30,14,1.9362670421330303E-3,8.055116983164334E-4,9.5646714050009335E-4,2.3089305555555617E-6,0,3.7005548115051127E-3,null,1.4723026173552064E-3,5.3868463946130422E-4,6.8522271576171886E-4,2.0000000000000533E-6,0,2.6982099725782298E-3]
[2004,11,30,17,2.8079616760790949E-3,7.1527442893046722E-4,8.7892227044078302E-4,2.3089305555555617E-6,1.7370646176724305E-5,4.4218379521826249E-3,null,2.1351235316023768E-3,4.7833861217610356E-4,6.2966878797320318E-4,2.0000000000000533E-6,7.6878960819363858E-6,3.25281882783362E-3]
[2004,11,30,19,3.2157970046081466E-3,6.5076129185981434E-4,7.8002708750432386E-4,2.3089305555555617E-6,8.0172213000001091E-5,4.7290665275278414E-3,null,2.4452341767651265E-3,4.3519555658044112E-4,5.5881928049086437E-4,2.0000000000000533E-6,3.5482597246656248E-5,3.4767316110830885E-3]
[2004,12,1,1,1.9303484965676127E-3,1.0455422312049831E-3,8.4171796298360894E-4,2.2344489247311912E-6,8.0172213000000928E-5,3.9000153526809367E-3,null,1.4678022618064691E-3,6.992046683311757E-4,6.0301524650338383E-4,1.9354838709677958E-6,3.548259724665618E-5,2.8074402577586526E-3]
[2004,12,1,4,1.8870583313085349E-3,1.0101024904492662E-3,8.1297792051102688E-4,2.2344489247311912E-6,8.0172213000000928E-5,3.7925454041935597E-3,null,1.434885199113264E-3,6.755043992829465E-4,5.824255899221101E-4,1.9354838709677958E-6,3.548259724665618E-5,2.7302332694359444E-3]
[2004,12,1,5,2.0519493436841701E-3,9.3630494302316563E-4,7.7989282681965215E-4,2.2344489247311912E-6,8.0172213000000928E-5,3.8505537754517198E-3,null,1.5602653578498181E-3,6.2615240934730089E-4,5.5872309478089571E-4,1.9354838709677958E-6,3.548259724665618E-5,2.7825589430956381E-3]
[2004,12,1,8,2.6832624855629992E-3,1.089259045262931E-3,1.0252065156598799E-3,2.2344489247311912E-6,4.6773538000316464E-5,4.8467360334108573E-3,null,2.0403045109900794E-3,7.2844021670176115E-4,7.3446829810564038E-4,1.9354838709677958E-6,2.0701020323168303E-5,3.5258495299916167E-3]
[2004,12,1,11,2.3351934352353124E-3,1.1879954300912576E-3,1.1522022115674014E-3,2.2344489247311912E-6,0,4.6776255258187023E-3,null,1.7756390683281754E-3,7.9447001362975762E-4,8.2544929677779788E-4,1.9354838709677958E-6,0,3.3974938626066989E-3]
[2004,12,1,15,2.0200279962700987E-3,1.0963786740156736E-3,1.0835938180775698E-3,2.2344489247311912E-6,0,4.2022349372880735E-3,null,1.5359929396737239E-3,7.3320145686225208E-4,7.7629755102459771E-4,1.9354838709677958E-6,0,3.0474274314315412E-3]
[2004,12,1,20,3.1091058962830834E-3,9.9916886682356858E-4,9.4118183123666178E-4,2.2344489247311912E-6,8.0172213000000928E-5,5.1318632562680462E-3,null,2.364108177810729E-3,6.6819255624810982E-4,6.7427216588786742E-4,1.9354838709677958E-6,3.548259724665618E-5,3.74399098106433E-3]
[2004,12,1,22,2.7746853766184259E-3,9.9619630127103218E-4,8.961267240807716E-4,2.2344489247311912E-6,8.0172213000000928E-5,4.7494150638949621E-3,null,2.109820832271262E-3,6.6620465786464762E-4,6.419942322537309E-4,1.9354838709677958E-6,3.548259724665618E-5,3.4554378035072646E-3]
[2004,12,2,2,1.9059377834875497E-3,8.4668114468602017E-4,7.4115034183261787E-4,2.2344489247311912E-6,8.0172213000000928E-5,{"$f":"SUM(E8068:I8068)","v":3.5761759319309192E-3},null,1.4492407948304617E-3,5.6621663982923715E-4,5.3096758739954125E-4,1.9354838709677958E-6,3.548259724665618E-5,2.5838431031768639E-3]
[2004,12,2,5,2.0452529853855223E-3,7.8069413496761105E-4,6.9511543132834799E-4,2.2344489247311912E-6,8.0172213000000928E-5,3.6034692136062132E-3,null,1.555173567494813E-3,5.2208793429512213E-4,4.9798771275472024E-4,1.9354838709677958E-6,3.548259724665618E-5,2.6126672956622793E-3]
[2004,12,2,6,2.2331652361256278E-3,7.9484987387138403E-4,7.2058838847467656E-4,2.2344489247311912E-6,8.0172213000000928E-5,3.8310101603964198E-3,null,1.6980586616360564E-3,5.3155456168690917E-4,5.1623679642440385E-4,1.9354838709677958E-6,3.548259724665618E-5,2.7832681008649936E-3]
[2004,12,2,9,2.5597859057406086E-3,1.0105665558797592E-3,1.0223258618983649E-3,2.2344489247311912E-6,0,4.594912772443463E-3,null,1.9464151415494336E-3,6.7581474228557963E-4,7.3240456866836725E-4,1.9354838709677958E-6,0,3.3565699363743485E-3]
[2004,12,2,13,2.0918994289215002E-3,1.0348293430334301E-3,1.0277625296532501E-3,2.2344489247311912E-6,0,4.156725750532911E-3,null,1.5906426837963927E-3,6.9204044177264927E-4,7.3629945233551425E-4,1.9354838709677958E-6,0,3.020918061775524E-3]
[2004,12,2,17,2.4823833977058035E-3,8.8736326444736674E-4,9.306313875999271E-4,2.2344489247311912E-6,1.7370646176724272E-5,4.3199831448545523E-3,null,1.8875596672322339E-3,5.9342274131971311E-4,6.6671372155127011E-4,1.9354838709677958E-6,7.6878960819363706E-6,3.1573195100561215E-3]
[2004,12,2,20,3.1962445097371284E-3,7.3620218339540556E-4,7.877057797901491E-4,2.2344489247311912E-6,8.0172213000000928E-5,4.802559134847415E-3,null,2.4303668114957614E-3,4.9233401397131302E-4,5.6432037316702331E-4,1.9354838709677958E-6,3.548259724665618E-5,3.5244392797517217E-3]
[2004,12,2,24,2.0993771648611537E-3,8.1906107004398542E-4,7.3578955869473949E-4,2.2344489247311912E-6,8.0172213000000928E-5,3.7366344555246106E-3,null,1.5963286196493908E-3,5.4774575978921319E-4,5.2712706823813439E-4,1.9354838709677958E-6,3.548259724665618E-5,2.7086195287943622E-3]
[2004,12,3,3,1.6909742432961424E-3,6.7854055401738301E-4,6.2464269462257941E-4,2.2344489247311912E-6,8.0172213000000928E-5,3.0765641538608368E-3,null,1.2857863869554524E-3,4.5377289301283205E-4,4.4750033269957387E-4,1.9354838709677958E-6,3.548259724665618E-5,2.2244776937854825E-3]
[2004,12,3,6,2.0421588521878026E-3,5.7857973165866493E-4,5.6855112503378621E-4,2.2344489247311912E-6,8.0172213000000928E-5,3.2716963708049858E-3,null,1.5528208442875688E-3,3.8692425547584076E-4,4.0731576595651328E-4,1.9354838709677958E-6,3.548259724665618E-5,2.3844789468375465E-3]
[2004,12,3,10,2.3671672138526126E-3,7.0435992693629454E-4,8.4911854692564805E-4,2.2344489247311912E-6,0,3.9228801366392859E-3,null,1.79995135424775E-3,4.7103955670128048E-4,6.083170995543263E-4,1.9354838709677958E-6,0,2.8812434943743244E-3]
[2004,12,3,11,2.1807618023363582E-3,7.7057382074934813E-4,8.9443055757218947E-4,2.2344489247311912E-6,0,3.8480006295826272E-3,null,1.6582120335380294E-3,5.153199906050499E-4,6.4077908144281328E-4,1.9354838709677958E-6,0,2.8162465894568602E-3]
[2004,12,3,14,1.7453020385700976E-3,8.8612543068204643E-4,9.2774654108957908E-4,2.2344489247311912E-6,0,3.5614084592664541E-3,null,1.3270962648991823E-3,5.9259494200037581E-4,6.6464698838640383E-4,1.9354838709677958E-6,0,2.58627367915693E-3]
[2004,12,3,18,2.9801149306654074E-3,5.8410312625270554E-4,7.1929175180460777E-4,2.2344489247311912E-6,8.0172213000000928E-5,4.3659164706474534E-3,null,2.2660257686380422E-3,3.9061801663624595E-4,5.1530787282337326E-4,1.9354838709677958E-6,3.548259724665618E-5,3.2093697392152854E-3]
[2004,12,3,21,2.8051363737653357E-3,6.3835860522804889E-4,6.9649606067592176E-4,2.2344489247311912E-6,8.0172213000000928E-5,4.2223977015940391E-3,null,2.1329752225619125E-3,4.2690128004721625E-4,4.989768095578893E-4,1.9354838709677958E-6,3.548259724665618E-5,3.0962713932846421E-3]
[2004,12,4,1,1.8807242719442098E-3,8.4333364290475595E-4,7.2876539648411424E-4,2.2344489247311912E-6,8.0172213000000928E-5,3.535229973257812E-3,null,1.4300688943486559E-3,5.6397800345200596E-4,5.2209488751585797E-4,1.9354838709677958E-6,3.548259724665618E-5,2.553559866434144E-3]
[2004,12,4,4,1.8546898525342716E-3,8.1839089951918332E-4,6.8899800670551268E-4,2.2344489247311912E-6,8.0172213000000928E-5,3.444485420683699E-3,null,1.4102727902966293E-3,5.472975843396385E-4,4.9360512799458405E-4,1.9354838709677958E-6,3.548259724665618E-5,2.4885935837484757E-3]
[2004,12,4,7,2.3288701285884795E-3,7.6954419108754286E-4,6.8310312025960014E-4,2.2344489247311912E-6,8.0172213000000928E-5,3.8639241018603543E-3,null,1.7708309397364624E-3,5.146314274416502E-4,4.8938197183109769E-4,1.9354838709677958E-6,3.548259724665618E-5,2.8122624201268346E-3]
[2004,12,4,9,2.657748499979296E-3,7.9632787709623439E-4,7.8149306393329233E-4,2.2344489247311912E-6,0,4.237803889933554E-3,null,2.0209041354547568E-3,5.3254297394208215E-4,5.5986952080479225E-4,1.9354838709677958E-6,0,3.1152521140725992E-3]
[2004,12,4,12,2.5563843595227953E-3,7.5310847691136863E-4,7.5735115767404956E-4,2.2344489247311912E-6,0,4.0690784430329448E-3,null,1.943828667013347E-3,5.0364007029092702E-4,5.4257401542864955E-4,1.9354838709677958E-6,0,2.9919782366038916E-3]
[2004,12,4,16,2.1951333024086703E-3,7.9759064553152595E-4,7.5418355480535179E-4,2.2344489247311912E-6,0,3.7491419516702787E-3,null,1.6691398635900641E-3,5.3338744828144915E-4,5.4030471275400786E-4,1.9354838709677958E-6,0,2.7447675084964888E-3]
[2004,12,4,19,2.785607150861083E-3,7.4424482589979509E-4,7.2486177804059553E-4,2.2344489247311912E-6,8.0172213000000928E-5,4.3371204167262055E-3,null,2.1181255528773166E-3,4.9771251807851377E-4,5.1929829585274352E-4,1.9354838709677958E-6,3.548259724665618E-5,3.1725544479261976E-3]
[2004,12,4,22,2.4656775885840638E-3,7.3059282471024396E-4,6.7897322432824861E-4,2.2344489247311912E-6,8.0172213000000928E-5,3.9576502995472881E-3,null,1.8748568705829255E-3,4.8858276446464425E-4,4.8642327269124604E-4,1.9354838709677958E-6,3.548259724665618E-5,2.8872809888564398E-3]
[2004,12,4,24,1.8824385360403453E-3,8.9415955818809313E-4,7.2318188324353814E-4,2.2344489247311912E-6,8.0172213000000928E-5,3.5821866393967081E-3,null,1.4313723899206292E-3,5.9796775171626999E-4,5.1809480226023836E-4,1.9354838709677958E-6,3.548259724665618E-5,2.5848530250147618E-3]
[2004,12,5,6,1.7236153243707459E-3,7.499206169500188E-4,6.4067404529399754E-4,2.2344489247311912E-6,8.0172213000000928E-5,3.196616648539494E-3,null,1.3106060776560187E-3,5.0150819412137914E-4,4.5898535416999679E-4,1.9354838709677958E-6,3.548259724665618E-5,2.3085177070650189E-3]
[2004,12,5,9,2.4024802865468095E-3,6.5429613900339729E-4,6.6295380425068415E-4,2.2344489247311912E-6,0,3.7219646787256221E-3,null,1.8268027792956328E-3,4.3755947986432592E-4,4.7494679841870888E-4,1.9354838709677958E-6,0,2.7412445414496354E-3]
[2004,12,5,10,2.5246069650971463E-3,6.8361719730320521E-4,7.1209966035823392E-4,2.2344489247311912E-6,0,3.9225582716833161E-3,null,1.9196657080993371E-3,4.5716788996174348E-4,5.1015538590122535E-4,1.9354838709677958E-6,0,2.888924467833274E-3]
[2004,12,5,13,2.1833458345584256E-3,7.5679808311806672E-4,7.2865978743619762E-4,2.2344489247311912E-6,0,3.6710381540374206E-3,null,1.6601768851422216E-3,5.0610748844681901E-4,5.2201922812772188E-4,1.9354838709677958E-6,0,2.6902390855877306E-3]
[2004,12,5,17,2.3730817662294705E-3,7.1037477394194357E-4,7.1475141677845324E-4,2.2344489247311912E-6,1.8706849673276148E-5,3.8191492555478745E-3,null,1.8044486734477604E-3,4.7506197586344158E-4,5.1205513097229093E-4,1.9354838709677958E-6,8.2792726790589096E-6,2.8017805368335193E-3]
[2004,12,5,21,2.6716396918364089E-3,6.5069409939684964E-4,6.5244051379866172E-4,2.2344489247311912E-6,8.0172213000000928E-5,4.0571809669566524E-3,null,2.031466747782693E-3,4.3515062173000719E-4,4.6741497099873084E-4,1.9354838709677958E-6,3.548259724665618E-5,2.9714504216290551E-3]
[2004,12,5,24,1.7650885604900495E-3,8.1443196981621617E-4,6.9490489841821004E-4,2.2344489247311912E-6,8.0172213000000928E-5,3.3568320906492075E-3,null,1.342141580125438E-3,5.4465005653321088E-4,4.9783688485239782E-4,1.9354838709677958E-6,3.548259724665618E-5,2.4220466026286707E-3]
[2004,12,6,4,2.1357215879115083E-3,7.1409529932175996E-4,6.5319152301059643E-4,2.2344489247311912E-6,8.0172213000000928E-5,3.5854150721685968E-3,null,1.6239642649498211E-3,4.7755007116611926E-4,4.6795300158020478E-4,1.9354838709677958E-6,3.548259724665618E-5,2.606885418813769E-3]
[2004,12,6,7,2.8244642318890623E-3,6.0622552127219821E-4,6.7287198346675336E-4,2.2344489247311912E-6,8.0172213000000928E-5,4.1859683985527463E-3,null,2.1476717780907844E-3,4.054123323612729E-4,4.8205228214112195E-4,1.9354838709677958E-6,3.548259724665618E-5,3.0725544737108031E-3]
[2004,12,6,10,2.6227747181129463E-3,9.9028212669293033E-4,1.0251298479293945E-3,2.2344489247311912E-6,0,4.6404211416600019E-3,null,1.9943107010471184E-3,6.6224956322483706E-4,7.344133725694981E-4,1.9354838709677958E-6,0,3.3929091207124213E-3]
[2004,12,6,11,2.5396224278884656E-3,1.0070544221870816E-3,1.0499430451561286E-3,2.2344489247311912E-6,0,4.5988543441564068E-3,null,1.9310831958153419E-3,6.7346600858508312E-4,7.5218979757197548E-4,1.9354838709677958E-6,0,3.358674485843368E-3]
[2004,12,6,14,2.176728061341044E-3,8.9319317698888679E-4,9.7409124564189903E-4,2.2344489247311912E-6,0,4.0462469328965602E-3,null,1.6551448494689395E-3,5.9732148585946773E-4,6.9784880261486882E-4,1.9354838709677958E-6,0,2.9522506218142438E-3]
[2004,12,6,19,3.719627890812512E-3,5.5835248375674931E-4,7.322234925948236E-4,2.2344489247311912E-6,8.0172213000000928E-5,5.092610529088817E-3,null,2.8283381166255644E-3,3.7339731630647632E-4,5.2457230248184031E-4,1.9354838709677958E-6,3.548259724665618E-5,3.7637258165315051E-3]
[2004,12,6,22,3.1498686700791962E-3,7.9186104103644999E-4,7.8923787124873552E-4,2.2344489247311912E-6,8.0172213000000928E-5,4.8133742442891137E-3,null,2.3951034575137608E-3,5.2955578458477445E-4,5.6541797895565398E-4,1.9354838709677958E-6,3.548259724665618E-5,3.527495302171813E-3]
[2004,12,7,1,2.2403937507149935E-3,9.7915920118882911E-4,8.3331098009148538E-4,2.2344489247311912E-6,8.0172213000000928E-5,4.1352705939200407E-3,null,1.7035550940588226E-3,6.5481112486639385E-4,5.9699239908419155E-4,1.9354838709677958E-6,3.548259724665618E-5,2.9927766991270318E-3]
[2004,12,7,5,2.5133434309147591E-3,9.3877340090162879E-4,8.0612307607227159E-4,2.2344489247311912E-6,8.0172213000000928E-5,4.3406465698133919E-3,null,1.9111011193847917E-3,6.2780318654279599E-4,5.7751471016100075E-4,1.9354838709677958E-6,3.548259724665618E-5,3.1538370972062123E-3]
[2004,12,7,8,3.1466755634216217E-3,1.0833747275088067E-3,1.0490377098088435E-3,2.2344489247311912E-6,5.479075930031656E-5,5.3361132089643198E-3,null,2.3926754766685865E-3,7.2450508876447447E-4,7.5154120618908967E-4,1.9354838709677958E-6,2.4249280047833919E-5,3.8949065355409524E-3]
[2004,12,7,9,3.0607076814588782E-3,1.1935999773289988E-3,1.1635263225752632E-3,2.2344489247311912E-6,0,5.4200684302878714E-3,null,{"$f":"E8195*T$5","v":2.3273070461432197E-3},{"$f":"F8195*U$5","v":7.9821804548878164E-4},{"$f":"G8195*V$5","v":8.3356200422986693E-4},{"$f":"H8195*W$5","v":1.9354838709677958E-6},{"$f":"I8195*X$5","v":0},{"$f":"SUM(L8195:P8195)","v":3.9610225797328353E-3}]
[2004,12,7,15,2.194423680482744E-3,9.9577299768458926E-4,1.0561504562655306E-3,2.2344489247311912E-6,0,4.2485815833575944E-3,null,1.668600279846634E-3,6.6592157427899359E-4,7.5663684955957426E-4,1.9354838709677958E-6,0,3.09309418755617E-3]
[2004,12,7,16,2.4330562791856723E-3,9.9235776967611248E-4,1.0347610482643642E-3,2.2344489247311912E-6,0,4.4624095460508804E-3,null,1.8500522139091762E-3,6.63637646097355E-4,7.4131326172420812E-4,1.9354838709677958E-6,0,3.2569386056017073E-3]
[2004,12,7,20,3.636760948601131E-3,8.6510552051175644E-4,8.9770488306465182E-4,2.2344489247311912E-6,8.0172213000000928E-5,5.4819780141022716E-3,null,2.7653275848883532E-3,5.7853791122694617E-4,6.4312484128257086E-4,1.9354838709677958E-6,3.548259724665618E-5,4.0244084185154941E-3]
[2004,12,7,23,2.8532395330955703E-3,9.5985493923990048E-4,8.6469200457682375E-4,2.2344489247311912E-6,8.0172213000000928E-5,4.7601931388370263E-3,null,2.16955199934108E-3,6.4190143105343053E-4,6.19474081842248E-4,1.9354838709677958E-6,3.548259724665618E-5,3.4683455933543824E-3]
[2004,12,8,2,1.9656337039663215E-3,1.0405207254456971E-3,8.6343693692846426E-4,2.2344489247311912E-6,8.0172213000000928E-5,3.9519980282652148E-3,null,1.494632498585075E-3,6.9584654451354836E-4,6.1857493870804282E-4,1.9354838709677958E-6,3.548259724665618E-5,2.84647206292429E-3]
[2004,12,8,6,2.440437716185588E-3,1.1192315974496226E-3,9.079172462347283E-4,2.2344489247311912E-6,8.0172213000000928E-5,4.5499932217946707E-3,null,1.8556649257812155E-3,7.4848431227749097E-4,6.5044108135965911E-4,1.9354838709677958E-6,3.548259724665618E-5,3.2920084005359897E-3]
[2004,12,8,8,2.9130291943457332E-3,1.1810837166875891E-3,1.0897754509587385E-3,2.2344489247311912E-6,5.6126962877040657E-5,5.242249773793832E-3,null,2.2150149818914735E-3,7.8984781652114116E-4,7.8072613522923821E-4,1.9354838709677958E-6,2.484065668043906E-5,3.8123650741932599E-3]
[2004,12,8,11,2.4292761435002869E-3,1.2192591909926456E-3,1.1843627335545305E-3,2.2344489247311912E-6,0,4.835132516972194E-3,null,1.8471778667543438E-3,8.1537760293549704E-4,8.4848941941579345E-4,1.9354838709677958E-6,0,3.512980372976602E-3]
[2004,12,8,14,2.1143846872827936E-3,1.1069497665959177E-3,1.1098490177545444E-3,2.2344489247311912E-6,0,4.3334179205579866E-3,null,1.6077400696511716E-3,7.4027085784947886E-4,7.9510704114060544E-4,1.9354838709677958E-6,0,3.1450534525122235E-3]
[2004,12,8,17,2.5659284182057499E-3,1.1017144459609253E-3,1.0719250092528019E-3,2.2344489247311912E-6,1.8706849673276148E-5,4.7605091720174849E-3,null,1.9510857974986264E-3,7.3676974568112716E-4,7.6793789857649457E-4,1.9354838709677958E-6,8.2792726790589096E-6,3.4660081983062751E-3]
[2004,12,8,21,3.0745789894493342E-3,1.0073770986801867E-3,9.3896434782087478E-4,2.2344489247311912E-6,8.0172213000000928E-5,5.1033270978751277E-3,null,2.3378545391367429E-3,6.7368179796556545E-4,6.726835383815134E-4,1.9354838709677958E-6,3.548259724665618E-5,3.7216379566014455E-3]
[2004,12,8,24,2.2474529103347221E-3,1.1592108795039399E-3,9.3344642512527276E-4,2.2344489247311912E-6,8.0172213000000928E-5,4.4225168768886672E-3,null,1.7089227520100756E-3,7.7522039219335523E-4,6.6873044285450272E-4,1.9354838709677958E-6,3.548259724665618E-5,3.1902916681755575E-3]
[2004,12,9,5,2.3462721781444349E-3,9.8320187517904768E-4,8.1712316169349334E-4,2.2344489247311912E-6,8.0172213000000928E-5,4.2290038769417079E-3,null,1.7840631450836925E-3,6.5751465652885384E-4,5.8539528255478312E-4,1.9354838709677958E-6,3.548259724665618E-5,3.0643911652849533E-3]
[2004,12,9,8,2.9474395096124278E-3,1.1303859467108562E-3,1.0613440423010894E-3,2.2344489247311912E-6,5.7463166453764741E-5,5.198867114002869E-3,null,2.2411799664358374E-3,7.5594376522245953E-4,7.6035758702888972E-4,1.9354838709677958E-6,2.5432033313044194E-5,3.7848488358711986E-3]
[2004,12,9,11,2.4522639564781433E-3,1.1794970933906898E-3,1.1611237620694887E-3,2.2344489247311912E-6,0,4.7951192608630521E-3,null,1.8646573860965135E-3,7.8878676476927024E-4,8.3184078562774345E-4,1.9354838709677958E-6,0,3.487220420364495E-3]
[2004,12,9,12,2.1922077788606338E-3,1.2142265790958645E-3,1.1748941313583642E-3,2.2344489247311912E-6,0,4.5835629382395939E-3,null,1.6669153481264514E-3,8.12012051906465E-4,8.4170601720928153E-4,1.9354838709677958E-6,0,3.3225689011131656E-3]
[2004,12,9,15,2.0237643561326841E-3,1.0429999824842033E-3,1.0703081853203704E-3,2.2344489247311912E-6,0,4.1393069728619895E-3,null,1.5388340004806077E-3,6.975045436297759E-4,7.6677958958815866E-4,1.9354838709677958E-6,0,3.00505361756951E-3]
[2004,12,9,18,3.2447618181523697E-3,8.626292984796652E-4,9.261603182987104E-4,2.2344489247311912E-6,8.0172213000000928E-5,5.1159580968554771E-3,null,2.4672584997869067E-3,5.7688194176632737E-4,6.6351060236482671E-4,1.9354838709677958E-6,3.548259724665618E-5,3.7450691250356847E-3]
[2004,12,9,22,2.9439897948941806E-3,9.8612035658804322E-4,9.0490598023127344E-4,2.2344489247311912E-6,8.0172213000000928E-5,4.9174227936382292E-3,null,2.2385568654387719E-3,6.5946638622919863E-4,6.4828377999362431E-4,1.9354838709677958E-6,3.548259724665618E-5,3.583725112779219E-3]
[2004,12,10,2,1.8750083420418495E-3,9.5092519376404326E-4,7.9567552952690477E-4,2.2344489247311912E-6,8.0172213000000928E-5,{"$f":"SUM(E8260:I8260)","v":3.7040157272575295E-3},null,1.4257226041042106E-3,6.3592967827541731E-4,5.7002998233948862E-4,1.9354838709677958E-6,3.548259724665618E-5,2.6691003458367405E-3]
[2004,12,10,6,2.3114414045562197E-3,9.4312365622485129E-4,7.7637093201554641E-4,2.2344489247311912E-6,8.0172213000000928E-5,4.1133426547213499E-3,null,1.7575784515974349E-3,6.3071241272194729E-4,5.5619997378686479E-4,1.9354838709677958E-6,3.548259724665618E-5,2.9819089192238708E-3]
[2004,12,10,9,2.674792392315435E-3,1.1232869275056177E-3,1.0765705819717356E-3,2.2344489247311912E-6,0,4.876884350717519E-3,null,2.0338640044967739E-3,7.5119630766337577E-4,7.712660337731433E-4,1.9354838709677958E-6,0,3.5582618298042605E-3]
[2004,12,10,12,2.1935171120967926E-3,1.0710209067473163E-3,1.0686547174634845E-3,2.2344489247311912E-6,0,4.3354271852323245E-3,null,1.6679109415588859E-3,7.162434912025993E-4,7.6559502852239353E-4,1.9354838709677958E-6,0,3.1516849451548464E-3]
[2004,12,10,13,2.0632755381458229E-3,1.0490823762149687E-3,1.0376662199535665E-3,2.2344489247311912E-6,0,4.1522585832390888E-3,null,1.5688775923131985E-3,7.0157213455460934E-4,7.4339455605240473E-4,1.9354838709677958E-6,0,3.0157797667911806E-3]
[2004,12,10,16,2.0245688577798411E-3,9.9833866773741233E-4,9.9172673527972021E-4,2.2344489247311912E-6,0,4.0168687097217048E-3,null,1.5394457290567815E-3,6.676373619581425E-4,7.1048304543589987E-4,1.9354838709677958E-6,0,2.9195016203217919E-3]
[2004,12,10,19,2.9585326621071476E-3,8.3605710354613593E-4,8.6959186027065448E-4,2.2344489247311912E-6,8.0172213000000928E-5,4.7465882878486697E-3,null,2.2496149999809544E-3,5.5911182957878137E-4,6.2298438792930471E-4,1.9354838709677958E-6,3.548259724665618E-5,3.4691292986066642E-3]
[2004,12,10,24,2.114927433296783E-3,9.5751550033614321E-4,8.0894322593277109E-4,2.2344489247311912E-6,8.0172213000000928E-5,3.9637928214904293E-3,null,1.6081527639539553E-3,6.4033693508764114E-4,5.795350939927507E-4,1.9354838709677958E-6,3.548259724665618E-5,2.865442874151971E-3]
[2004,12,11,3,1.8139379108340532E-3,9.3045978947108249E-4,7.4611986432968882E-4,2.2344489247311912E-6,8.0172213000000928E-5,3.5729242265595566E-3,null,1.3792857471244013E-3,6.2224347240649562E-4,5.3452780348778187E-4,1.9354838709677958E-6,3.548259724665618E-5,2.5734751041363029E-3]
[2004,12,11,7,2.3181836402992387E-3,9.1804547472299912E-4,7.5112212243575024E-4,2.2344489247311912E-6,8.0172213000000928E-5,4.0697578993827196E-3,null,1.7627051263356143E-3,6.1394141958937638E-4,5.3811147169679564E-4,1.9354838709677958E-6,3.548259724665618E-5,2.9521760987394102E-3]
[2004,12,11,10,2.7537821905630408E-3,9.2045831575236455E-4,8.3810772564294964E-4,2.2344489247311912E-6,0,4.5145826808830856E-3,null,2.0939264257298466E-3,6.1555500310740317E-4,6.0042883602427679E-4,1.9354838709677958E-6,0,3.3118457487324943E-3]
[2004,12,11,13,2.4428533391601332E-3,8.8084210383330855E-4,7.8720153807421785E-4,2.2344489247311912E-6,0,4.1131314299923906E-3,null,1.8575017220239735E-3,5.8906172575458196E-4,5.6395912931100326E-4,1.9354838709677958E-6,0,3.0124580609605261E-3]
[2004,12,11,16,2.2175989684621675E-3,9.2050853836408021E-4,8.0851912231428734E-4,2.2344489247311912E-6,0,3.9488610780652657E-3,null,1.6862223518065418E-3,6.1558858939738683E-4,5.792312618788008E-4,1.9354838709677958E-6,0,2.8829776869536972E-3]
[2004,12,11,18,2.7957066860351269E-3,9.4146877724055197E-4,8.103033417193186E-4,2.2344489247311912E-6,8.0172213000000928E-5,4.6298854669197297E-3,null,2.1258050576910925E-3,6.2960571509002884E-4,5.8050949467369957E-4,1.9354838709677958E-6,3.548259724665618E-5,3.3733383485724448E-3]
[2004,12,11,22,2.480668783112398E-3,8.6773203950521243E-4,7.3766937540201507E-4,2.2344489247311912E-6,8.0172213000000928E-5,4.1684768599443579E-3,null,1.8862559051484433E-3,5.8029439153627657E-4,5.2847378790549292E-4,1.9354838709677958E-6,3.548259724665618E-5,3.0324421657078366E-3]
[2004,12,12,1,2.0618893970697008E-3,1.0917965232705301E-3,8.652972762665872E-4,2.2344489247311912E-6,8.0172213000000928E-5,4.1013898585315501E-3,null,1.5678235955813478E-3,7.3013715099647276E-4,6.1990770459150054E-4,1.9354838709677958E-6,3.548259724665618E-5,2.9552865322869447E-3]
[2004,12,12,4,2.0096753259988033E-3,9.7533723024395644E-4,7.9500418254475533E-4,2.2344489247311912E-6,8.0172213000000928E-5,3.862423400712247E-3,null,1.5281209554869493E-3,6.5225518800691258E-4,5.6954902258368734E-4,1.9354838709677958E-6,3.548259724665618E-5,2.7873432471951735E-3]
[2004,12,12,8,2.6349838540133163E-3,9.6257283866114983E-4,8.4833490217877782E-4,2.2344489247311912E-6,6.1471777103764782E-5,4.5095978208817391E-3,null,2.0035943082927173E-3,6.4371902187537364E-4,6.0775568854614249E-4,1.9354838709677958E-6,2.7206163175377002E-5,3.2842106657605783E-3]
[2004,12,12,9,2.9349726018158854E-3,9.1528532763585839E-4,8.4467760728743611E-4,2.2344489247311912E-6,0,4.6971699856639109E-3,null,2.2317003540787759E-3,6.1209557570951196E-4,6.0513556556264264E-4,1.9354838709677958E-6,0,3.4508669792218979E-3]
[2004,12,12,13,2.7090216371715419E-3,1.0128260281132434E-3,9.0881805363469948E-4,2.2344489247311912E-6,0,4.6329001678442156E-3,null,2.0598913063591354E-3,6.7732576067055302E-4,6.5108642887537591E-4,1.9354838709677958E-6,0,3.3902389797760319E-3]
[2004,12,12,14,2.6132492325006106E-3,9.3898530408879628E-4,8.9565968609743715E-4,2.2344489247311912E-6,0,4.4501286716115748E-3,null,1.9870676931905309E-3,6.2794489645491601E-4,6.4165964152734485E-4,1.9354838709677958E-6,0,3.2586077150437596E-3]
[2004,12,12,15,2.4673680253784512E-3,9.5330242462751962E-4,8.9912034839955595E-4,2.2344489247311912E-6,0,4.3220252473302571E-3,null,1.8761422483034016E-3,6.375194475528648E-4,6.4413889493876073E-4,1.9354838709677958E-6,0,3.159736074665995E-3]
[2004,12,12,16,2.568449875544305E-3,9.3680775365196061E-4,8.8458663676778285E-4,2.2344489247311912E-6,0,4.3920787148887799E-3,null,1.9530030682873782E-3,6.2648866313834558E-4,6.3372679719621392E-4,1.9354838709677958E-6,0,3.2151540124929052E-3]
[2004,12,12,17,2.9205396938257883E-3,9.7693292719487602E-4,9.0140430035525951E-4,2.2344489247311912E-6,1.8706849673276148E-5,4.8198182199739315E-3,null,{"$f":"E8323*T$5","v":2.2207258305510409E-3},{"$f":"F8323*U$5","v":6.5332230775016662E-4},{"$f":"G8323*V$5","v":6.4577514117816444E-4},{"$f":"H8323*W$5","v":1.9354838709677958E-6},{"$f":"I8323*X$5","v":8.2792726790589096E-6},{"$f":"SUM(L8323:P8323)","v":3.5300380360293987E-3}]
[2004,12,12,18,3.2976901702283252E-3,9.5055613152381742E-4,8.7740421099498952E-4,2.2344489247311912E-6,8.0172213000000928E-5,{"$f":"SUM(E8324:I8324)","v":5.208057174671865E-3},null,2.5075042663046708E-3,6.3568286850191507E-4,6.2858123486020183E-4,1.9354838709677958E-6,3.548259724665618E-5,3.8091864507844115E-3]
[2004,12,12,19,3.3666608322005941E-3,9.6895219231979521E-4,8.884612355915273E-4,2.2344489247311912E-6,8.0172213000000928E-5,5.306480922036649E-3,null,2.5599483165998343E-3,6.4798520426947916E-4,6.3650259891074549E-4,1.9354838709677958E-6,3.548259724665618E-5,3.8818542008976827E-3]
[2004,12,12,20,3.4189946031817401E-3,9.1542457050984496E-4,8.4349846357813815E-4,2.2344489247311912E-6,8.0172213000000928E-5,5.2603242991944559E-3,null,2.5997419743520878E-3,6.1218869415525005E-4,6.0429081510489455E-4,1.9354838709677958E-6,3.548259724665618E-5,3.8536395647298565E-3]
[2004,12,12,21,3.25570554282741E-3,9.3557244780494945E-4,8.46533120289632E-4,2.2344489247311912E-6,8.0172213000000928E-5,5.1202177728467239E-3,null,2.4755799111067663E-3,6.2566255436027006E-4,6.0646487381031656E-4,1.9354838709677958E-6,3.548259724665618E-5,3.7451254203949768E-3]
[2004,12,12,22,3.1259583126696591E-3,9.6755792933541068E-4,8.5263655342361373E-4,2.2344489247311912E-6,8.0172213000000928E-5,5.0285594573534157E-3,null,2.3769224519861456E-3,6.4705279316405729E-4,6.1083743492658274E-4,1.9354838709677958E-6,3.548259724665618E-5,3.6722307611944099E-3]
[2004,12,12,23,2.5894073769558027E-3,1.0317163102514753E-3,8.7251992693446493E-4,2.2344489247311912E-6,8.0172213000000928E-5,4.5760502760664751E-3,null,1.9689387752482228E-3,6.8995860615774331E-4,6.2508208444845388E-4,1.9354838709677958E-6,3.548259724665618E-5,3.3213975469720439E-3]
[2004,12,12,24,2.244473793597831E-3,1.0473053443156959E-3,8.62182274262587E-4,2.2344489247311912E-6,8.0172213000000928E-5,4.236368074100846E-3,null,1.7066574852500219E-3,7.0038374735927522E-4,6.1767608570737647E-4,1.9354838709677958E-6,3.548259724665618E-5,3.0621353994342978E-3]
[2004,12,13,1,2.4309771986882329E-3,1.0500469827799241E-3,8.7321729760363761E-4,2.2344489247311912E-6,8.0172213000000928E-5,4.4366481409965266E-3,null,1.848471318510213E-3,7.0221721362763955E-4,6.2558168783636875E-4,1.9354838709677958E-6,3.548259724665618E-5,3.2136883010918452E-3]
[2004,12,13,2,2.3590091451883904E-3,1.0271722459674552E-3,8.64520510862375E-4,2.2344489247311912E-6,8.0172213000000928E-5,4.3331085639429527E-3,null,1.7937481056329999E-3,6.869197705509577E-4,6.1935122201384955E-4,1.9354838709677958E-6,3.548259724665618E-5,3.1374371793154313E-3]
[2004,12,13,3,2.4066663498287762E-3,1.0387611293124759E-3,8.659781372220897E-4,2.2344489247311912E-6,8.0172213000000928E-5,4.3938122782880736E-3,null,1.8299857864905828E-3,6.9466981745843186E-4,6.2039548025386319E-4,1.9354838709677958E-6,3.548259724665618E-5,3.1824691653205019E-3]
[2004,12,13,4,2.5037386657995081E-3,1.0369720482396936E-3,8.588137388507043E-4,2.2344489247311912E-6,8.0172213000000928E-5,4.4819311148146385E-3,null,1.9037978288207547E-3,6.9347337239789085E-4,6.1526283293022099E-4,1.9354838709677958E-6,3.548259724665618E-5,3.2499521152664903E-3]
[2004,12,13,5,2.5992124292125787E-3,1.0080888799325663E-3,8.5427331695107087E-4,2.2344489247311912E-6,8.0172213000000928E-5,4.5439812880209481E-3,null,1.9763943605506781E-3,6.7415780052159887E-4,6.1201002884210141E-4,1.9354838709677958E-6,3.548259724665618E-5,3.2999802710320025E-3]
[2004,12,13,6,2.8530920684953637E-3,1.047651938961319E-3,8.8478852798734358E-4,2.2344489247311912E-6,8.0172213000000928E-5,4.8679391973687584E-3,null,2.1694398699125834E-3,7.0061553196539201E-4,6.3387143410416195E-4,1.9354838709677958E-6,3.548259724665618E-5,3.5413449170997608E-3]
[2004,12,13,7,3.2252159481844849E-3,9.9667118369065597E-4,9.1073464171751177E-4,2.2344489247311912E-6,8.0172213000000928E-5,5.2150284355173843E-3,null,2.4523961719746753E-3,6.6652223471118648E-4,6.5245949192740558E-4,1.9354838709677958E-6,3.548259724665618E-5,3.8087959797308913E-3]
[2004,12,13,8,3.211603909003873E-3,1.1573899926393934E-3,1.0808398459024615E-3,2.2344489247311912E-6,6.2807980600316669E-5,5.5148761770707757E-3,null,2.4420458223188349E-3,7.740026770612496E-4,7.7432457755477913E-4,1.9354838709677958E-6,2.7797539772499546E-5,4.0201061005783311E-3]
[2004,12,13,9,3.1996572956253071E-3,1.2838802385125813E-3,1.1978762133590046E-3,2.2344489247311912E-6,0,5.6836481964216241E-3,null,2.4329618324749457E-3,8.5859282346878538E-4,8.5817061277719986E-4,1.9354838709677958E-6,0,4.1516607525918982E-3]
[2004,12,13,10,2.9687619489536261E-3,1.2775679253609208E-3,1.2149092219004081E-3,2.2344489247311912E-6,0,5.4634735451396859E-3,null,2.257393165631678E-3,8.5437147430479936E-4,8.7037323205822466E-4,1.9354838709677958E-6,0,3.9840733558656697E-3]
[2004,12,13,11,2.8596527308357876E-3,1.2723490062134055E-3,1.2250865084835912E-3,2.2344489247311912E-6,0,5.3593226944575155E-3,null,2.1744284795026888E-3,8.5088133060454911E-4,8.7766434291433604E-4,1.9354838709677958E-6,0,3.9049096368925416E-3]
[2004,12,13,12,2.7186422473150311E-3,1.2295209119614909E-3,1.1935236614774021E-3,2.2344489247311912E-6,0,5.1439212696786554E-3,null,2.0672066451975272E-3,8.2224011216026492E-4,8.55052400666697E-4,1.9354838709677958E-6,0,3.7464346418954572E-3]
[2004,12,13,13,2.5843924673910825E-3,1.2263263823618937E-3,1.1772503531200368E-3,2.2344489247311912E-6,0,4.9902036517977437E-3,null,1.9651255282542527E-3,8.2010377568097581E-4,8.4339403826730352E-4,1.9354838709677958E-6,0,3.6305588260734998E-3]
[2004,12,13,14,2.5135562248828594E-3,1.1548194038487397E-3,1.1404193568561793E-3,2.2344489247311912E-6,0,4.811029434512509E-3,null,1.9112629240890884E-3,7.7228359998416838E-4,8.1700794070525384E-4,1.9354838709677958E-6,0,3.5024899486494785E-3]
[2004,12,13,15,2.3861966524062195E-3,1.1378495590516752E-3,1.1301737217409191E-3,2.2344489247311912E-6,0,4.6564543821235455E-3,null,1.8144209969053098E-3,7.6093504384857529E-4,8.096678642707289E-4,1.9354838709677958E-6,0,3.3869593888955817E-3]
[2004,12,13,16,2.563410464097212E-3,1.2293387280189342E-3,1.1531188972604056E-3,2.2344489247311912E-6,0,4.9481025383012831E-3,null,1.9491711905029422E-3,8.2211827694469075E-4,8.2610601966294776E-4,1.9354838709677958E-6,0,3.5993309709815486E-3]
[2004,12,13,17,2.9484400286443682E-3,1.1955335332635875E-3,1.1289308931033558E-3,2.2344489247311912E-6,1.8706849673276148E-5,5.2938457536093192E-3,null,2.241940743104234E-3,7.9951110787841435E-4,8.0877748928742069E-4,1.9354838709677958E-6,8.2792726790589096E-6,3.8604440968200955E-3]
[2004,12,13,18,3.6428344699387643E-3,1.0492593651782777E-3,1.0371642193055149E-3,2.2344489247311912E-6,8.0172213000000928E-5,5.811664716347289E-3,null,2.7699457812256256E-3,7.0169049563625224E-4,7.4303491772003902E-4,1.9354838709677958E-6,3.548259724665618E-5,4.252089275699541E-3]
[2004,12,13,19,3.9559880236897495E-3,8.904993195286724E-4,9.415163387927329E-4,2.2344489247311912E-6,8.0172213000000928E-5,5.8704103439358862E-3,null,3.0080621085653457E-3,5.9551997305990357E-4,6.7451181047816042E-4,1.9354838709677958E-6,3.548259724665618E-5,4.3155119732210334E-3]
[2004,12,13,20,3.6580793258781138E-3,1.0257915716786845E-3,9.887218925604339E-4,2.2344489247311912E-6,8.0172213000000928E-5,5.7549994520419648E-3,null,2.7815376953636579E-3,6.8599644686364886E-4,7.0833034577549164E-4,1.9354838709677958E-6,3.548259724665618E-5,4.2132825691204223E-3]
[2004,12,13,21,3.5038957949816095E-3,1.040723360776846E-3,9.7694803490775924E-4,2.2344489247311912E-6,8.0172213000000928E-5,5.6039738525909466E-3,null,2.6642993128717894E-3,6.9598205656201423E-4,6.9989543528652348E-4,1.9354838709677958E-6,3.548259724665618E-5,4.0975948858379511E-3]
[2004,12,13,22,3.3327490800827983E-3,1.0370257570383589E-3,9.582988927711927E-4,2.2344489247311912E-6,8.0172213000000928E-5,5.4104803918170819E-3,null,2.5341624305026721E-3,6.9350929006973259E-4,6.8653500158175138E-4,1.9354838709677958E-6,3.548259724665618E-5,3.9516248032717798E-3]
[2004,12,13,23,2.9760546403078823E-3,1.0655643332845349E-3,9.4230247115272415E-4,2.2344489247311912E-6,8.0172213000000928E-5,5.0663281066698736E-3,null,2.2629383969116606E-3,7.1259441656515334E-4,6.7507500363749853E-4,1.9354838709677958E-6,3.548259724665618E-5,3.6880258982319365E-3]
[2004,12,13,24,2.6023479579461201E-3,1.1047784239150164E-3,9.4206739023679892E-4,2.2344489247311912E-6,8.0172213000000928E-5,4.7316004340226675E-3,null,1.9787785601784835E-3,7.3881877595960324E-4,6.7490658929599825E-4,1.9354838709677958E-6,3.548259724665618E-5,3.4299220065517086E-3]
[2004,12,14,1,2.2140721023963484E-3,8.3010104136097213E-4,7.3213695666628459E-4,2.2344489247311912E-6,8.0172213000000928E-5,3.8587167623483367E-3,null,1.6835405863130559E-3,5.5512872266980681E-4,5.2451030726898495E-4,1.9354838709677958E-6,3.548259724665618E-5,2.8005976973694714E-3]
[2004,12,14,2,2.1952892889681112E-3,7.8455340068915363E-4,7.1867384178971548E-4,2.2344489247311912E-6,8.0172213000000928E-5,3.7809231933717121E-3,null,1.6692584729630171E-3,5.2466881197590519E-4,5.1486519585040424E-4,1.9354838709677958E-6,3.548259724665618E-5,2.7462105619069505E-3]
[2004,12,14,3,2.1398965184947676E-3,7.6779849181871768E-4,6.9865257101611017E-4,2.2344489247311912E-6,8.0172213000000928E-5,3.6887542432543275E-3,null,1.6271388070409976E-3,5.1346399389201906E-4,5.0052175533731199E-4,1.9354838709677958E-6,3.548259724665618E-5,2.6785426373879526E-3]
[2004,12,14,4,2.278785304594124E-3,7.231865194052546E-4,6.6800604193623906E-4,2.2344489247311912E-6,8.0172213000000928E-5,3.7523845278603497E-3,null,1.7327473408050716E-3,4.8362980982562763E-4,4.7856627250305591E-4,1.9354838709677958E-6,3.548259724665618E-5,2.7323615042513789E-3]
[2004,12,14,5,2.3806561360285336E-3,6.9111627520377142E-4,6.5559963644511881E-4,2.2344489247311912E-6,8.0172213000000928E-5,3.8097787096021559E-3,null,1.8102080879486093E-3,4.6218288612331611E-4,4.6967819835654458E-4,1.9354838709677958E-6,3.548259724665618E-5,2.779487253546094E-3]
[2004,12,14,6,2.5837879989754581E-3,7.0384608297132301E-4,6.8030617247188583E-4,2.2344489247311912E-6,8.0172213000000928E-5,4.0503469163433994E-3,null,1.9646659013479082E-3,4.7069592438459462E-4,4.8737821019853464E-4,1.9354838709677958E-6,3.548259724665618E-5,2.9601581170486612E-3]
[2004,12,14,7,2.9537742812077304E-3,6.8034691186398305E-4,7.3293465889362572E-4,2.2344489247311912E-6,8.0172213000000928E-5,4.4494625138900715E-3,null,2.2459968127680652E-3,4.5498089188779258E-4,5.2508178919809972E-4,1.9354838709677958E-6,3.548259724665618E-5,3.2634775749715815E-3]
[2004,12,14,8,2.9950490530920347E-3,8.380566257225996E-4,8.9726388585306726E-4,2.2344489247311912E-6,6.2807980600316669E-5,4.7954119941927493E-3,null,2.2773814066043862E-3,5.6044900678548675E-4,6.4280890642796906E-4,1.9354838709677958E-6,2.7797539772499546E-5,3.5103723434613096E-3]
[2004,12,14,9,2.8881576024569356E-3,9.524463478509333E-4,1.015146856628896E-3,2.2344489247311912E-6,0,4.8579852558614956E-3,null,2.1961030709624274E-3,6.3694694759946818E-4,7.2726145681546966E-4,1.9354838709677958E-6,0,3.5622469592483329E-3]
[2004,12,14,10,2.6989921090005056E-3,9.942447703214822E-4,1.0527998083553177E-3,2.2344489247311912E-6,0,4.7482711366020362E-3,null,2.0522650336107303E-3,6.6489957471296509E-4,7.5423641156920377E-4,1.9354838709677958E-6,0,3.473336503763867E-3]
[2004,12,14,11,2.5606754332788335E-3,1.0065923464516299E-3,1.0585902125560434E-3,2.2344489247311912E-6,0,4.628092441211238E-3,null,1.9470915222832065E-3,6.731569961877761E-4,7.5838471559740574E-4,1.9354838709677958E-6,0,3.3805687179393564E-3]
[2004,12,14,12,2.4727879016705305E-3,9.9490311714140757E-4,1.048663670174756E-3,2.2344489247311912E-6,0,4.5185891379114253E-3,null,1.8802634247098229E-3,6.6533984307911448E-4,7.5127324041899754E-4,1.9354838709677958E-6,0,3.2988119920789026E-3]
[2004,12,14,13,2.3476601806016861E-3,1.0064012492689415E-3,1.0384149834448055E-3,2.2344489247311912E-6,0,4.3947108622401643E-3,null,1.7851185571762596E-3,6.730292002573462E-4,7.4393097777689988E-4,1.9354838709677958E-6,0,3.2040142190814737E-3]
[2004,12,14,14,2.2284132421863715E-3,1.0048373345018285E-3,1.0398933482140633E-3,2.2344489247311912E-6,0,4.2753783738269944E-3,null,1.6944453309527454E-3,6.7198333479787336E-4,7.449900932228813E-4,1.9354838709677958E-6,0,3.1133542428444681E-3]
[2004,12,14,15,2.2598315506042947E-3,9.0872567049555923E-4,9.8694453099536445E-4,2.2344489247311912E-6,0,4.1577362010199494E-3,null,1.7183352473279286E-3,6.0770881565500598E-4,7.0705702600637693E-4,1.9354838709677958E-6,0,3.0350365728602792E-3]
[2004,12,14,16,2.4250471444221622E-3,8.5558614199930975E-4,9.4272681477757935E-4,2.2344489247311912E-6,0,4.2255945501237825E-3,null,1.8439622119525885E-3,5.7217184231374394E-4,6.7537900769443606E-4,1.9354838709677958E-6,0,3.0934485458317361E-3]
[2004,12,14,17,2.80775483147684E-3,8.2432232993623876E-4,9.1429706989696355E-4,2.2344489247311912E-6,1.8706849673276148E-5,4.5673155299080495E-3,null,2.1349662506888151E-3,5.5126421879371219E-4,6.5501165144075143E-4,1.9354838709677958E-6,8.2792726790589096E-6,3.3514568774733054E-3]
[2004,12,14,18,3.3005672739159007E-3,7.6606752950133074E-4,8.6030327274428189E-4,2.2344489247311912E-6,8.0172213000000928E-5,5.0093447380862455E-3,null,2.5096919641776631E-3,5.1230641565471781E-4,6.1632995004962641E-4,1.9354838709677958E-6,3.548259724665618E-5,3.6757464109996312E-3]
[2004,12,14,19,3.6613560834647882E-3,6.1575287437644712E-4,7.7476441692881422E-4,2.2344489247311912E-6,8.0172213000000928E-5,5.1342800366947815E-3,null,2.7840292828700923E-3,4.1178373426978585E-4,5.5504905015966402E-4,1.9354838709677958E-6,3.548259724665618E-5,3.7882801484171659E-3]
[2004,12,14,20,3.6154946149081226E-3,6.2651479551319405E-4,7.5310389281439802E-4,2.2344489247311912E-6,8.0172213000000928E-5,5.0775199651604463E-3,null,2.7491570474178226E-3,4.1898075154411742E-4,5.3953123200362974E-4,1.9354838709677958E-6,3.548259724665618E-5,3.7450871120831937E-3]
[2004,12,14,21,3.3636256563557951E-3,7.1800951846457621E-4,7.7702207552810367E-4,2.2344489247311912E-6,8.0172213000000928E-5,4.9410639122732065E-3,null,2.5576404235028638E-3,4.8016769885809128E-4,5.5666645957307994E-4,1.9354838709677958E-6,3.548259724665618E-5,3.631892663051659E-3]
[2004,12,14,22,3.0864798484925159E-3,7.5619429817845335E-4,7.74041023279908E-4,2.2344489247311912E-6,8.0172213000000928E-5,4.6991218318756089E-3,null,2.346903738207316E-3,5.0570370824947668E-4,5.5453080364634502E-4,1.9354838709677958E-6,3.548259724665618E-5,3.4445563312207614E-3]
[2004,12,14,23,2.760667436824345E-3,7.5004403585928196E-4,7.3341793657820213E-4,2.2344489247311912E-6,8.0172213000000928E-5,4.3265360711865616E-3,null,2.099161843092777E-3,5.0159073031641899E-4,5.2542801421040833E-4,1.9354838709677958E-6,3.548259724665618E-5,3.163598668737228E-3]
[2004,12,14,24,2.3996940589663669E-3,7.5337786775721304E-4,7.15089864329018E-4,2.2344489247311912E-6,8.0172213000000928E-5,3.9505684529773299E-3,null,1.8246841819792657E-3,5.0382022498138182E-4,5.1229759821441658E-4,1.9354838709677958E-6,3.548259724665618E-5,2.8782200862926877E-3]
[2004,12,15,1,1.998256430478585E-3,6.6216649757408345E-4,6.3201257677763048E-4,2.2344489247311912E-6,8.0172213000000928E-5,3.3748421667550307E-3,null,1.5194382328067128E-3,4.4282276937078794E-4,4.5278019068035878E-4,1.9354838709677958E-6,3.548259724665618E-5,2.4524592739754835E-3]
[2004,12,15,2,1.9955713560725736E-3,6.1903566496091347E-4,6.0979030344715339E-4,2.2344489247311912E-6,8.0172213000000928E-5,3.3068039864053724E-3,null,1.5173965505440178E-3,4.1397909513930055E-4,4.3685992971462701E-4,1.9354838709677958E-6,3.548259724665618E-5,2.4056536565155691E-3]
[2004,12,15,3,1.9461223450309647E-3,6.035536254462826E-4,5.9410994740275802E-4,2.2344489247311912E-6,8.0172213000000928E-5,3.2261925798047373E-3,null,1.479796412340981E-3,4.0362550636896294E-4,4.2562636433857712E-4,1.9354838709677958E-6,3.548259724665618E-5,2.3464663641661449E-3]
[2004,12,15,4,2.0868515657896094E-3,5.5111235740152459E-4,5.6147348385009069E-4,2.2344489247311912E-6,8.0172213000000928E-5,3.2818440689659566E-3,null,1.5868043795029174E-3,3.6855549357010879E-4,4.0224527235801588E-4,1.9354838709677958E-6,3.548259724665618E-5,2.3950232265486657E-3]
[2004,12,15,5,2.191686467517058E-3,5.1353651560548472E-4,5.4441137713950394E-4,2.2344489247311912E-6,8.0172213000000928E-5,3.3320410221867785E-3,null,1.6665189523613518E-3,3.4342671042188053E-4,3.900218068548188E-4,1.9354838709677958E-6,3.548259724665618E-5,2.4373855507556748E-3]
[2004,12,15,6,2.3801948015801013E-3,5.1622666791927528E-4,5.6361468534239139E-4,2.2344489247311912E-6,8.0172213000000928E-5,3.5424428167664997E-3,null,1.8098572975353434E-3,3.4522574541079386E-4,4.0377925072425668E-4,1.9354838709677958E-6,3.548259724665618E-5,2.5962803747880182E-3]
[2004,12,15,7,2.7454758333372064E-3,4.787743874237353E-4,5.8485323417966847E-4,2.2344489247311912E-6,8.0172213000000928E-5,3.891510116865342E-3,null,2.0876104211611734E-3,3.2017959368151359E-4,4.1899476153156758E-4,1.9354838709677958E-6,3.548259724665618E-5,2.8642028574918784E-3]
[2004,12,15,8,2.7374759501498521E-3,6.329939293960047E-4,7.5722965103736399E-4,2.2344489247311912E-6,6.4144184177040739E-5,4.194078163684993E-3,null,2.0815274539366206E-3,4.2331366180101143E-4,5.4248696684742049E-4,1.9354838709677958E-6,2.8388916405104673E-5,3.0776524828611254E-3]
[2004,12,15,9,2.6248109629097363E-3,7.5132572252263716E-4,8.7043374604978542E-4,2.2344489247311912E-6,0,4.2488048804068899E-3,null,{"$f":"E8387*T$5","v":1.9958590249501001E-3},{"$f":"F8387*U$5","v":5.024478561900654E-4},{"$f":"G8387*V$5","v":6.2358752340099029E-4},{"$f":"H8387*W$5","v":1.9354838709677958E-6},{"$f":"I8387*X$5","v":0},{"$f":"SUM(L8387:P8387)","v":3.1238298884121237E-3}]
[2004,12,15,10,2.4378826578758794E-3,8.015341547070316E-4,9.1119736660712713E-4,2.2344489247311912E-6,0,{"$f":"SUM(E8388:I8388)","v":4.1528486281147692E-3},null,1.8537221054186197E-3,5.3602466363519201E-4,6.527909927099071E-4,1.9354838709677958E-6,0,3.0444732456346869E-3]
[2004,12,15,11,2.3052453973709786E-3,8.2348705953350066E-4,9.1677323411141164E-4,2.2344489247311912E-6,0,4.0477401399406218E-3,null,1.7528671192256703E-3,5.5070563306902057E-4,6.5678560048285756E-4,1.9354838709677958E-6,0,2.962293836648516E-3]
[2004,12,15,12,2.2229773553046413E-3,8.1730528820879542E-4,9.0945101391343727E-4,2.2344489247311912E-6,0,3.9519681063516048E-3,null,1.6903119803820506E-3,5.4657158353970769E-4,6.5153988800930836E-4,1.9354838709677958E-6,0,2.8903589358020348E-3]
[2004,12,15,13,2.100373871716665E-3,8.353951081422682E-4,9.0562067128716994E-4,2.2344489247311912E-6,0,3.8436241000708339E-3,null,1.5970864976074272E-3,5.5866912122804879E-4,6.4879579188145133E-4,1.9354838709677958E-6,0,2.806486894587895E-3]
[2004,12,15,14,1.9849110048682866E-3,8.3844417817391425E-4,9.1366574337863786E-4,2.2344489247311912E-6,0,3.7392553753455697E-3,null,1.5092906113122538E-3,5.607081818576118E-4,6.5455936274927244E-4,1.9354838709677958E-6,0,2.7264936397901058E-3]
[2004,12,15,15,2.034836845063703E-3,7.449234959445081E-4,8.5437048829264278E-4,2.2344489247311912E-6,0,3.6363652782255848E-3,null,1.5472533218237098E-3,4.9816637756821896E-4,6.1207964337222655E-4,1.9354838709677958E-6,0,2.6594348266351232E-3]
[2004,12,15,16,2.1941542560589577E-3,6.8208477461217183E-4,8.1724120574287273E-4,2.2344489247311912E-6,0,3.6957146853387334E-3,null,1.6683954143628509E-3,4.5614308477698085E-4,5.8547985050350841E-4,1.9354838709677958E-6,0,2.7119538335143079E-3]
[2004,12,15,17,2.5624244612045951E-3,6.3062579498136579E-4,7.8059285065317516E-4,2.2344489247311912E-6,1.8706849673276148E-5,3.9945844054371429E-3,null,1.9484214516456819E-3,4.217299757589441E-4,5.5922459892253687E-4,1.9354838709677958E-6,8.2792726790589096E-6,2.9395907828771895E-3]
[2004,12,15,18,3.0414888179512061E-3,5.4504070789000562E-4,7.1224800742953427E-4,2.2344489247311912E-6,8.0172213000000928E-5,4.3811841951954776E-3,null,2.3126933681591297E-3,3.6449508782443934E-4,5.1026166324078827E-4,1.9354838709677958E-6,3.548259724665618E-5,3.2248682003419814E-3]
[2004,12,15,19,3.4124696725428422E-3,3.8055657163681324E-4,6.1502006781118308E-4,2.2344489247311912E-6,8.0172213000000928E-5,4.4904529739155704E-3,null,2.594780534504861E-3,2.5449658895739029E-4,4.4060658570370848E-4,1.9354838709677958E-6,3.548259724665618E-5,3.3273017902835838E-3]
[2004,12,15,20,3.3627431651314498E-3,3.974081659034896E-4,5.9825253693193399E-4,2.2344489247311912E-6,8.0172213000000928E-5,4.4408105298916053E-3,null,2.5569693930555526E-3,2.6576606524291867E-4,4.2859415730006232E-4,1.9354838709677958E-6,3.548259724665618E-5,3.2887476967161573E-3]
[2004,12,15,21,3.1040122422300032E-3,5.0005954445634976E-4,6.3498711177770173E-4,2.2344489247311912E-6,8.0172213000000928E-5,4.3214655603887866E-3,null,2.3602350549247501E-3,3.3441400786315213E-4,4.5491117758474049E-4,1.9354838709677958E-6,3.548259724665618E-5,3.1869783214902667E-3]
[2004,12,15,22,2.8387534497782809E-3,5.5322758864185628E-4,6.3547452894962002E-4,2.2344489247311912E-6,8.0172213000000928E-5,4.1098622292944894E-3,null,2.1585370422513928E-3,3.6997005102527283E-4,4.5526036816757236E-4,1.9354838709677958E-6,3.548259724665618E-5,3.0211855425618618E-3]
[2004,12,15,23,2.5319870520809861E-3,5.6223433419980845E-4,6.0737015318978039E-4,2.2344489247311912E-6,8.0172213000000928E-5,3.7839982013953065E-3,null,1.9252773934434447E-3,3.7599329748307813E-4,4.3512610963687557E-4,1.9354838709677958E-6,3.548259724665618E-5,2.7738148816810223E-3]
[2004,12,15,24,2.1927746468200452E-3,5.8134607780369247E-4,5.9864860519331974E-4,2.2344489247311912E-6,8.0172213000000928E-5,3.455175991741789E-3,null,1.6673463843224798E-3,3.8877424496559478E-4,4.2887790460114771E-4,1.9354838709677958E-6,3.548259724665618E-5,2.5224166150068462E-3]
[2004,12,16,1,1.8609734996112533E-3,9.341146248465791E-4,7.864394747933586E-4,2.2344489247311912E-6,8.0172213000000928E-5,3.6639342611759227E-3,null,1.4150507624650678E-3,6.2468763762551691E-4,5.6341317948295207E-4,1.9354838709677958E-6,3.548259724665618E-5,2.6405696606911608E-3]
[2004,12,16,2,1.830427317806932E-3,9.0581580733643016E-4,7.7141792465665196E-4,2.2344489247311912E-6,8.0172213000000928E-5,3.5900677117247457E-3,null,1.3918239954736891E-3,6.0576284939525664E-4,5.5265158931034751E-4,1.9354838709677958E-6,3.548259724665618E-5,2.5876565152969169E-3]
[2004,12,16,3,1.8500341793287907E-3,8.3972365372058798E-4,7.303864701687997E-4,2.2344489247311912E-6,8.0172213000000928E-5,3.5025509651429101E-3,null,1.4067327001660711E-3,5.6156382905057011E-4,5.2325624106961332E-4,1.9354838709677958E-6,3.548259724665618E-5,2.5289708514038786E-3]
[2004,12,16,4,1.8355985409199834E-3,8.9424536931401589E-4,7.5071886810365173E-4,2.2344489247311912E-6,8.0172213000000928E-5,3.5629694402623826E-3,null,1.3957561004770806E-3,5.9802513776730567E-4,5.3782257622210245E-4,1.9354838709677958E-6,3.548259724665618E-5,2.5690218955841124E-3]
[2004,12,16,5,2.0215027042533801E-3,8.0531137407864866E-4,7.0824587913340164E-4,2.2344489247311912E-6,8.0172213000000928E-5,3.6174666193901622E-3,null,1.5371142810880918E-3,5.385506729527706E-4,5.0739449812472483E-4,1.9354838709677958E-6,3.548259724665618E-5,2.6204775332832114E-3]
[2004,12,16,6,2.122493820335821E-3,8.7813895846577798E-4,7.6285212996734771E-4,2.2344489247311912E-6,8.0172213000000928E-5,3.8458915706936787E-3,null,1.6139061085077241E-3,5.8725400168209104E-4,5.4651496751632173E-4,1.9354838709677958E-6,3.548259724665618E-5,2.7850931588237612E-3]
[2004,12,16,7,2.5675265555016912E-3,8.0646714909187475E-4,7.6845984316280334E-4,2.2344489247311912E-6,8.0172213000000928E-5,4.224860209681101E-3,null,1.9523009923413353E-3,5.3932359561497322E-4,5.5053238986393514E-4,1.9354838709677958E-6,3.548259724665618E-5,3.0795750589378678E-3]
[2004,12,16,8,2.6043415427677665E-3,9.4576058712000704E-4,9.3552985316350755E-4,2.2344489247311912E-6,6.5480387753764823E-5,4.5533468197297769E-3,null,1.9802944462039961E-3,6.3247585597362224E-4,6.7022303173498114E-4,1.9354838709677958E-6,2.8980293037709807E-5,3.3139091108212769E-3]
[2004,12,16,9,2.558879232419097E-3,1.0222935075104888E-3,1.0293543048220317E-3,2.2344489247311912E-6,0,4.6127614936763489E-3,null,1.9457257234705735E-3,6.8365712213478964E-4,7.3743981613668395E-4,1.9354838709677958E-6,0,3.3687581456130146E-3]
[2004,12,16,10,2.4195817736439983E-3,1.0347274491462471E-3,1.0520416275818802E-3,2.2344489247311912E-6,0,4.5085852992968571E-3,null,1.8398064423575831E-3,6.9197230040115188E-4,7.5369324320866658E-4,1.9354838709677958E-6,0,3.2874074698383692E-3]
[2004,12,16,11,2.2570739950514675E-3,1.070690452923635E-3,1.0644741161035427E-3,2.2344489247311912E-6,0,4.3944730130033765E-3,null,1.7162384517054317E-3,7.1602250074493062E-4,7.6260000350158769E-4,1.9354838709677958E-6,0,3.1967964398229181E-3]
[2004,12,16,12,2.056466994446597E-3,1.1382510942741914E-3,1.0935446869462101E-3,2.2344489247311912E-6,0,4.2904972245917296E-3,null,1.5637004981982746E-3,7.6120356987622228E-4,7.8342645394414111E-4,1.9354838709677958E-6,0,3.1102660058896061E-3]
[2004,12,16,13,2.0335327683461022E-3,1.0838186156748772E-3,1.0532862781449108E-3,2.2344489247311912E-6,0,4.1728721110906213E-3,null,1.5462617253534006E-3,7.2480193825430884E-4,7.5458492343777339E-4,1.9354838709677958E-6,0,3.0275840709164505E-3]
[2004,12,16,14,2.0317583758610886E-3,1.0047646044486949E-3,1.0208057635163986E-3,2.2344489247311912E-6,0,4.0595631927509129E-3,null,1.5449125092364836E-3,6.7193469669301134E-4,7.3131555484090701E-4,1.9354838709677958E-6,0,2.9500982446413696E-3]
[2004,12,16,15,1.9491247310112962E-3,9.9419840137985444E-4,1.0023017939256155E-3,2.2344489247311912E-6,0,3.9478593752414973E-3,null,1.4820793726150363E-3,6.6486856555859138E-4,7.180591242135682E-4,1.9354838709677958E-6,0,2.8669425462581641E-3]
[2004,12,16,16,2.046531123559148E-3,9.763115414587395E-4,9.8721547783807255E-4,2.2344489247311912E-6,0,4.0122925917806911E-3,null,1.5561454407630258E-3,6.5290675704874701E-4,7.0725113505992006E-4,1.9354838709677958E-6,0,2.9182388167426606E-3]
[2004,12,16,17,2.4066384849460313E-3,9.4841385058052328E-4,9.6210662101232436E-4,2.2344489247311912E-6,1.7370646176724272E-5,4.3367640516403343E-3,null,1.8299645985351484E-3,6.34250221601845E-4,6.8926289653578675E-4,1.9354838709677958E-6,7.6878960819363706E-6,3.1631010966256842E-3]
[2004,12,16,18,3.0813266206646821E-3,7.538082473113446E-4,8.3893875727882137E-4,2.2344489247311912E-6,8.0172213000000928E-5,4.75648028717958E-3,null,2.3429853164949944E-3,5.0410804060893057E-4,6.0102419547815018E-4,1.9354838709677958E-6,3.548259724665618E-5,3.4855356336996987E-3]
[2004,12,16,19,3.3247830860592292E-3,6.8101775834876292E-4,7.8690128675155306E-4,2.2344489247311912E-6,8.0172213000000928E-5,4.8751087930842766E-3,null,2.5281052319884546E-3,4.5542951938450408E-4,5.6374402623216686E-4,1.9354838709677958E-6,3.548259724665618E-5,3.5846968587227492E-3]
[2004,12,16,20,3.0513594542061029E-3,8.4477948459226251E-4,8.4266853919872915E-4,2.2344489247311912E-6,8.0172213000000928E-5,4.8212141399218266E-3,null,2.3201988223536278E-3,5.6494490773133612E-4,6.036962489007297E-4,1.9354838709677958E-6,3.548259724665618E-5,3.5262580601033177E-3]
[2004,12,16,21,2.9408284649128334E-3,8.4188298037652623E-4,8.2652809698803347E-4,2.2344489247311912E-6,8.0172213000000928E-5,4.6916462042021247E-3,null,2.2361530470064069E-3,5.6300787524327523E-4,5.9213307315020129E-4,1.9354838709677958E-6,3.548259724665618E-5,3.4287120765175072E-3]
[2004,12,16,22,2.716873369347983E-3,8.5572758759413093E-4,8.0690916940451892E-4,2.2344489247311912E-6,8.0172213000000928E-5,4.4619167882713655E-3,null,2.0658616222208421E-3,5.7226643382546111E-4,5.7807787536046909E-4,1.9354838709677958E-6,3.548259724665618E-5,3.2536240125243961E-3]
[2004,12,16,23,2.3114051923691231E-3,9.1266924710081416E-4,8.016575384717302E-4,2.2344489247311912E-6,8.0172213000000928E-5,4.1081386398664002E-3,null,1.7575509165019742E-3,6.103460761022842E-4,5.7431555394076809E-4,1.9354838709677958E-6,3.548259724665618E-5,2.9796306276626502E-3]
[2004,12,16,24,1.9259038635926352E-3,9.4407136104428789E-4,7.9876723143382786E-4,2.2344489247311912E-6,8.0172213000000928E-5,3.7511491179954828E-3,null,1.4644226428696958E-3,6.3134618878012366E-4,5.7224490879883346E-4,1.9354838709677958E-6,3.548259724665618E-5,2.7054318215662767E-3]
[2004,12,17,1,1.6378709357488352E-3,6.222357567577428E-4,5.9068943381237441E-4,2.2344489247311912E-6,8.0172213000000928E-5,2.9332027882436845E-3,null,1.245407587445448E-3,4.1611915132895122E-4,4.2317587386958198E-4,1.9354838709677958E-6,3.548259724665618E-5,2.1221206937616054E-3]
[2004,12,17,2,1.5891234472416493E-3,6.0028943221012777E-4,5.7946636734166257E-4,2.2344489247311912E-6,8.0172213000000928E-5,2.8512859087181713E-3,null,1.2083408743542837E-3,4.014425824459148E-4,4.1513555574405333E-4,1.9354838709677958E-6,3.548259724665618E-5,2.0623370936618756E-3]
[2004,12,17,3,1.59241810797792E-3,5.8783127606270625E-4,5.645463194662245E-4,2.2344489247311912E-6,8.0172213000000928E-5,2.8272023654315821E-3,null,1.2108460750935191E-3,3.9311121076422126E-4,4.0444668281616882E-4,1.9354838709677958E-6,3.548259724665618E-5,2.045822049791533E-3]
[2004,12,17,4,1.640539879445185E-3,5.5042378554653784E-4,5.363835296896078E-4,2.2344489247311912E-6,8.0172213000000928E-5,2.8097538566060625E-3,null,1.2474370042067748E-3,3.6809501226087144E-4,3.8427057589411639E-4,1.9354838709677958E-6,3.548259724665618E-5,2.0372206734793866E-3]
[2004,12,17,5,1.8000940890259066E-3,4.9149521459785001E-4,5.0964711357990265E-4,2.2344489247311912E-6,8.0172213000000928E-5,2.8836430791283909E-3,null,1.3687591541293154E-3,3.2868662618552278E-4,3.6511633746743227E-4,1.9354838709677958E-6,3.548259724665618E-5,2.0999801988998944E-3]
[2004,12,17,6,1.9467756167109833E-3,4.753192585435308E-4,5.0201705199642648E-4,2.2344489247311912E-6,8.0172213000000928E-5,3.0065185891756719E-3,null,1.4802931483713973E-3,3.1786898185673769E-4,3.5965008431740244E-4,1.9354838709677958E-6,3.548259724665618E-5,2.1952302956631613E-3]
[2004,12,17,7,2.2997234872121019E-3,4.6552224348135488E-4,5.6927050367029523E-4,2.2344489247311912E-6,8.0172213000000928E-5,3.4169228962884837E-3,null,1.7486683581029491E-3,3.1131724395200522E-4,4.078311360744161E-4,1.9354838709677958E-6,3.548259724665618E-5,2.5052348192469943E-3]
[2004,12,17,8,2.308297111088924E-3,5.7004689399826577E-4,7.2546209608004601E-4,2.2344489247311912E-6,6.5480387753764823E-5,3.6715209378457318E-3,null,1.7551875874237967E-3,3.8121793415452299E-4,5.1972836975690078E-4,1.9354838709677958E-6,2.8980293037709807E-5,2.6870496682438981E-3]
[2004,12,17,9,2.309058217514428E-3,6.9699746901953749E-4,8.105996605814492E-4,2.2344489247311912E-6,0,3.8188897960401459E-3,null,1.7557663190542856E-3,4.6611592493190138E-4,5.8072178049810785E-4,1.9354838709677958E-6,0,2.8045395083552624E-3]
[2004,12,17,10,2.2404770380220606E-3,5.8994641103437835E-4,7.7226462678429053E-4,2.2344489247311912E-6,0,3.6049225247654607E-3,null,1.703618424228432E-3,3.9452570383987566E-4,5.5325817526272886E-4,1.9354838709677958E-6,0,2.6533377872020041E-3]
[2004,12,17,11,2.0506962770954515E-3,6.6258538197755661E-4,8.2059582592682479E-4,2.2344489247311912E-6,0,3.5361119339245638E-3,null,1.5593125485636268E-3,4.431028976350112E-4,5.8788313427088888E-4,1.9354838709677958E-6,0,2.5922340643404949E-3]
[2004,12,17,12,1.8796180553392662E-3,7.2799657388008079E-4,8.4270765610528625E-4,2.2344489247311912E-6,0,3.4525567342493643E-3,null,1.4292277471476861E-3,4.8684652594033651E-4,6.03724272647504E-4,1.9354838709677958E-6,0,2.5217340296064942E-3]
[2004,12,17,13,1.7765858110061002E-3,7.2553861311009933E-4,8.2245548847103525E-4,2.2344489247311912E-6,0,3.3268143615119653E-3,null,1.3508838825345738E-3,4.8520276866908287E-4,5.89215415292355E-4,1.9354838709677958E-6,0,2.4272375503669795E-3]
[2004,12,17,14,1.6146263382414542E-3,7.9381044329412845E-4,8.6207758506565678E-4,2.2344489247311912E-6,0,3.2727488155259703E-3,null,1.2277328137676477E-3,5.3085944417722653E-4,6.1760108530977374E-4,1.9354838709677958E-6,0,2.378128827125616E-3]
[2004,12,17,15,1.6259682224834533E-3,7.020727501339274E-4,8.1607546427577091E-4,2.2344489247311912E-6,0,3.1463508858178826E-3,null,1.2363569784576789E-3,4.6951001093088074E-4,5.8464470154737612E-4,1.9354838709677958E-6,0,2.2924471748069037E-3]
[2004,12,17,16,1.7912158181743424E-3,7.0480528535284072E-4,7.9267900097872699E-4,2.2344489247311912E-6,0,3.2909345534306413E-3,null,1.3620082767307378E-3,4.7133738941873159E-4,5.6788323903520074E-4,1.9354838709677958E-6,0,2.4031643890556381E-3]
[2004,12,17,17,2.0580156019791903E-3,7.1596885426363876E-4,7.839727353326398E-4,2.2344489247311912E-6,1.7370646176724272E-5,3.5775622866769242E-3,null,1.5648780315001799E-3,4.7880300798936631E-4,5.6164598242956808E-4,1.9354838709677958E-6,7.6878960819363706E-6,2.6149504018720183E-3]
[2004,12,17,18,2.8471018554653924E-3,4.4903499754545781E-4,6.3350664939203108E-4,2.2344489247311912E-6,8.0172213000000928E-5,4.0120501643276137E-3,null,2.1648850197133946E-3,3.0029142502069572E-4,4.5385055938518384E-4,1.9354838709677958E-6,3.548259724665618E-5,2.9564450852368981E-3]
[2004,12,17,19,2.8990137462444332E-3,4.6201292256036267E-4,6.3292158756828097E-4,2.2344489247311912E-6,8.0172213000000928E-5,4.0763549182978092E-3,null,2.2043578873513431E-3,3.0897039128800318E-4,4.5343141518797809E-4,1.9354838709677958E-6,3.548259724665618E-5,3.0041777749449483E-3]
[2004,12,17,20,2.9663890879954146E-3,3.3567396972658423E-4,5.4959559891770661E-4,2.2344489247311912E-6,8.0172213000000928E-5,3.9340653185644375E-3,null,2.2555888848566738E-3,2.2448142185475293E-4,3.937358356756246E-4,1.9354838709677958E-6,3.548259724665618E-5,2.9112242235046753E-3]
[2004,12,17,21,2.669050747774084E-3,5.122824239016155E-4,6.1642377371810787E-4,2.2344489247311912E-6,8.0172213000000928E-5,3.880163607318539E-3,null,2.0294981613035532E-3,3.4258803863255436E-4,4.4161221478697301E-4,1.9354838709677958E-6,3.548259724665618E-5,2.8511164958407043E-3]
[2004,12,17,22,2.5324851748577929E-3,5.2094206651800707E-4,5.9925450493366911E-4,2.2344489247311912E-6,8.0172213000000928E-5,3.7350884082342009E-3,null,1.9256561570396317E-3,3.4837916056216052E-4,4.293119772921807E-4,1.9354838709677958E-6,3.548259724665618E-5,2.7407653760115969E-3]
[2004,12,17,23,2.233926611095568E-3,5.7670109531187134E-4,5.8852095140670357E-4,2.2344489247311912E-6,8.0172213000000928E-5,3.4815553197388746E-3,null,1.6986375974629023E-3,3.8566792047131318E-4,4.2162235118157999E-4,1.9354838709677958E-6,3.548259724665618E-5,2.5433459502334191E-3]
[2004,12,17,24,1.9917781792881399E-3,6.7239049325686074E-4,6.2422838224550348E-4,2.2344489247311912E-6,8.0172213000000928E-5,3.3708037167152361E-3,null,1.5145122871721326E-3,4.4966004987179349E-4,4.4720351512981898E-4,1.9354838709677958E-6,3.548259724665618E-5,2.448793933291369E-3]
[2004,12,18,1,2.3206776355261085E-3,8.3278639686914667E-4,7.4969786792877411E-4,2.2344489247311912E-6,8.0172213000000928E-5,3.9855685622487615E-3,null,{"$f":"E8451*T$5","v":1.7646015154287977E-3},{"$f":"F8451*U$5","v":5.5692454980275821E-4},{"$f":"G8451*V$5","v":5.3709112138899961E-4},{"$f":"H8451*W$5","v":1.9354838709677958E-6},{"$f":"I8451*X$5","v":3.548259724665618E-5},{"$f":"SUM(L8451:P8451)","v":2.8960352677381792E-3}]
[2004,12,18,2,2.1794182287175863E-3,8.8413654506265191E-4,7.6765792317441141E-4,2.2344489247311912E-6,8.0172213000000928E-5,{"$f":"SUM(E8452:I8452)","v":3.9136193588793821E-3},null,1.6571904043347827E-3,5.9126487797392835E-4,5.4995788628822186E-4,1.9354838709677958E-6,3.548259724665618E-5,2.8358312497145568E-3]
[2004,12,18,3,2.2371775133629549E-3,7.9246455696526145E-4,7.1229039473169424E-4,2.2344489247311912E-6,8.0172213000000928E-5,3.8243391269846424E-3,null,1.701109525049795E-3,5.2995938488158015E-4,5.1029202993198969E-4,1.9354838709677958E-6,3.548259724665618E-5,2.778779020980989E-3]
[2004,12,18,4,2.311961421619128E-3,7.8700183899184698E-4,7.0189447252434561E-4,2.2344489247311912E-6,8.0172213000000928E-5,3.8832643950600528E-3,null,1.7579738632148045E-3,5.263062011126319E-4,5.0284428630742309E-4,1.9354838709677958E-6,3.548259724665618E-5,2.8245424317524834E-3]
[2004,12,18,5,2.4220805030620209E-3,7.589385590947332E-4,6.8359493828643036E-4,2.2344489247311912E-6,8.0172213000000928E-5,3.9470206623679165E-3,null,1.8417064312445314E-3,5.0753892827838957E-4,4.8973431523081858E-4,1.9354838709677958E-6,3.548259724665618E-5,2.8763977558713631E-3]
[2004,12,18,6,2.4747877235747227E-3,8.2247536000030759E-4,7.1975703928966344E-4,2.2344489247311912E-6,8.0172213000000928E-5,4.0994267847894259E-3,null,1.8817840533006721E-3,5.5002906064999756E-4,5.156412094751196E-4,1.9354838709677958E-6,3.548259724665618E-5,2.9848724045434131E-3]
[2004,12,18,7,2.8916596738042064E-3,7.0362268142338028E-4,6.7844484083201301E-4,2.2344489247311912E-6,8.0172213000000928E-5,4.3561338579843319E-3,null,2.1987659829980893E-3,4.7054652496238863E-4,4.8604473342008517E-4,1.9354838709677958E-6,3.548259724665618E-5,3.1927753224981871E-3]
[2004,12,18,8,3.0408888072102256E-3,7.1183070310895072E-4,7.3088435904741908E-4,2.2344489247311912E-6,6.6816591250316696E-5,4.5526549095416431E-3,null,2.3122371307883723E-3,4.7603562612829763E-4,5.236129336888462E-4,1.9354838709677958E-6,2.9571669634832344E-5,3.3433928441113162E-3]
[2004,12,18,9,3.269007512656279E-3,7.3454428500641837E-4,7.7185436552619524E-4,2.2344489247311912E-6,0,4.7776406121136233E-3,null,2.4856944896069762E-3,4.912252971174155E-4,5.5296425995551097E-4,1.9354838709677958E-6,0,3.5318195305508704E-3]
[2004,12,18,10,3.4017993429360585E-3,6.8016500407926497E-4,7.4806039978690003E-4,2.2344489247311912E-6,0,4.8322591957269539E-3,null,2.5866670078753913E-3,4.5485924135232441E-4,5.3591802268059907E-4,1.9354838709677958E-6,0,3.5793797557792826E-3]
[2004,12,18,11,3.4886468585179509E-3,5.2078142360180012E-4,6.7386174394681831E-4,2.2344489247311912E-6,0,4.6855244749913006E-3,null,2.6527042959764986E-3,3.4827173087295822E-4,4.8276135654147105E-4,1.9354838709677958E-6,0,3.485672867261896E-3]
[2004,12,18,12,3.1281857063533086E-3,6.9828082327679951E-4,7.5872076923773628E-4,2.2344489247311912E-6,0,4.5874217477925756E-3,null,2.3786161220631327E-3,4.6697416600626347E-4,5.4355521898020846E-4,1.9354838709677958E-6,0,3.3910809909205725E-3]
[2004,12,18,13,2.9657338724244893E-3,6.9685820864826356E-4,7.3773297553866185E-4,2.2344489247311912E-6,0,4.4025595055361454E-3,null,2.2550906707265905E-3,4.6602279478488088E-4,5.2851935168548138E-4,1.9354838709677958E-6,0,3.2515683010679204E-3]
[2004,12,18,14,2.5854549113026783E-3,8.5386014865735564E-4,8.2593449398592005E-4,2.2344489247311912E-6,0,4.2674840028706848E-3,null,1.9659333914868534E-3,5.7101758707068975E-4,5.9170780996658601E-4,1.9354838709677958E-6,0,3.1305942723950969E-3]
[2004,12,18,15,2.4892311329490165E-3,8.5364562785301436E-4,8.2542481199923733E-4,2.2344489247311912E-6,0,4.1705360217259993E-3,null,1.8927665618919869E-3,5.7087412663133798E-4,5.9134266864567563E-4,1.9354838709677958E-6,0,3.0569188410399682E-3]
[2004,12,18,16,2.6685287438811753E-3,7.7943761785680273E-4,7.7652891909073133E-4,2.2344489247311912E-6,0,4.2267297297534402E-3,null,2.0291012389364025E-3,5.2124764051884615E-4,5.5631315732253424E-4,1.9354838709677958E-6,0,3.1085975206487505E-3]
[2004,12,18,17,2.9602506110496737E-3,7.6441344718261887E-4,7.7109820111992476E-4,2.2344489247311912E-6,1.7370646176724272E-5,4.5153673544536723E-3,null,2.2509212974438178E-3,5.112002507916166E-4,5.5242253614076915E-4,1.9354838709677958E-6,7.6878960819363706E-6,3.3241674643291075E-3]
[2004,12,18,18,3.3517228509585351E-3,7.6036386820810362E-4,7.6118250800016342E-4,2.2344489247311912E-6,8.0172213000000928E-5,4.9556758890915344E-3,null,2.5485897444596723E-3,5.0849210143212717E-4,5.4531883348285016E-4,1.9354838709677958E-6,3.548259724665618E-5,3.6398187604922737E-3]
[2004,12,18,19,3.3440122299140175E-3,7.2175283127751155E-4,7.4143636271277295E-4,2.2344489247311912E-6,8.0172213000000928E-5,4.8896080858290341E-3,null,2.5427267269635054E-3,4.8267103321964242E-4,5.3117249564569593E-4,1.9354838709677958E-6,3.548259724665618E-5,3.5939883369464675E-3]
[2004,12,18,20,3.3234189850532185E-3,6.2795170156698134E-4,6.8840471352255646E-4,2.2344489247311912E-6,8.0172213000000928E-5,4.7221820620674884E-3,null,2.5270679941293245E-3,4.1994168013291625E-4,4.9318008676854088E-4,1.9354838709677958E-6,3.548259724665618E-5,3.4776078421484054E-3]
[2004,12,18,21,3.0578343848416921E-3,7.5957428344138533E-4,7.3203612634180001E-4,2.2344489247311912E-6,8.0172213000000928E-5,4.6318514565496099E-3,null,2.3251222430980462E-3,5.0796406790229421E-4,5.2443807140656069E-4,1.9354838709677958E-6,3.548259724665618E-5,3.3949424635245249E-3]
[2004,12,18,22,2.9886204697177148E-3,6.9728736832053455E-4,6.9348461724921123E-4,2.2344489247311912E-6,8.0172213000000928E-5,4.4617991172121929E-3,null,2.2724932274834574E-3,4.6630979461841754E-4,4.9681938108404281E-4,1.9354838709677958E-6,3.548259724665618E-5,3.2730404843035413E-3]
[2004,12,18,23,2.9662039710014318E-3,6.2016228492942191E-4,6.391497337212E-4,2.2344489247311912E-6,8.0172213000000928E-5,4.3079226515767861E-3,null,2.2554481252254725E-3,4.1473252041271906E-4,4.5789332197008955E-4,1.9354838709677958E-6,3.548259724665618E-5,3.165492048725905E-3]
[2004,12,18,24,2.2801388262499727E-3,9.0716309686705366E-4,7.6879824643669918E-4,2.2344489247311912E-6,8.0172213000000928E-5,4.038506831478458E-3,null,1.7337765343167051E-3,6.0666384707979781E-4,5.5077482538580817E-4,1.9354838709677958E-6,3.548259724665618E-5,2.9286332878999352E-3]
[2004,12,19,1,2.5350849668203451E-3,1.224384687846118E-3,9.6879010352130966E-4,2.2344489247311912E-6,8.0172213000000928E-5,4.8106664201125046E-3,null,1.9276329920669057E-3,8.1880527062839776E-4,6.9405101088037191E-4,1.9354838709677958E-6,3.548259724665618E-5,3.4779073546932992E-3]
[2004,12,19,2,2.5433953110689722E-3,1.1655607882016001E-3,9.4269432188762593E-4,2.2344489247311912E-6,8.0172213000000928E-5,4.7340570830829301E-3,null,1.9339520282959672E-3,7.7946688331764378E-4,6.7535572946003154E-4,1.9354838709677958E-6,3.548259724665618E-5,3.4261927221912666E-3]
[2004,12,19,3,2.4612744982747715E-3,1.203814521465289E-3,9.5197169653557338E-4,2.2344489247311912E-6,8.0172213000000928E-5,4.6994673782003657E-3,null,1.8715088399416143E-3,8.0504900528343066E-4,6.8200213432040302E-4,1.9354838709677958E-6,3.548259724665618E-5,3.3959780606630718E-3]
[2004,12,19,4,2.6259642953696963E-3,1.1381830097628833E-3,9.1100953154677475E-4,2.2344489247311912E-6,8.0172213000000928E-5,4.7575634986040862E-3,null,1.9967359981994145E-3,7.6115803846990809E-4,6.5265642577632418E-4,1.9354838709677958E-6,3.548259724665618E-5,3.4479685435632704E-3]
[2004,12,19,5,2.7379265106860116E-3,1.1340359379048686E-3,9.0988715710931087E-4,2.2344489247311912E-6,8.0172213000000928E-5,4.8642562676249231E-3,null,2.0818700520608617E-3,7.5838469090298399E-4,6.5185234539804965E-4,1.9354838709677958E-6,3.548259724665618E-5,3.5295251694795193E-3]
[2004,12,19,6,2.8086004225063789E-3,1.1239581385291261E-3,9.1286808025504789E-4,2.2344489247311912E-6,8.0172213000000928E-5,4.9278333032152857E-3,null,2.1356092228919832E-3,7.516451789447696E-4,6.5398790883447976E-4,1.9354838709677958E-6,3.548259724665618E-5,3.5786603917888566E-3]
[2004,12,19,7,2.8509228298288004E-3,1.1391708090630474E-3,9.3437778698691163E-4,2.2344489247311912E-6,8.0172213000000928E-5,5.0068780878034912E-3,null,2.167790419864138E-3,7.618186276469258E-4,6.6939767989503021E-4,1.9354838709677958E-6,3.548259724665618E-5,3.6364248085237177E-3]
[2004,12,19,8,3.1717512192803365E-3,1.0304764326655113E-3,9.1829587792129845E-4,2.2344489247311912E-6,6.815279482704078E-5,5.190910773618918E-3,null,2.4117425541683992E-3,6.8912944003667129E-4,6.5787643788057821E-4,1.9354838709677958E-6,3.0163046267437482E-5,3.790846962224054E-3]
[2004,12,19,9,3.4692735863136774E-3,9.5456803179821146E-4,8.9393776258953951E-4,2.2344489247311912E-6,0,5.3200138296261596E-3,null,2.6379732083979665E-3,6.3836582029191838E-4,6.4042603814207992E-4,1.9354838709677958E-6,0,3.9187005507029318E-3]
[2004,12,19,10,3.5130729096314877E-3,9.6006633742054732E-4,9.3440314935244327E-4,2.2344489247311912E-6,0,5.4097768453292092E-3,null,2.6712774257171643E-3,6.4204280324326032E-4,6.6941584974975063E-4,1.9354838709677958E-6,0,3.9846715625811427E-3]
[2004,12,19,11,3.3949031274451641E-3,1.0213510395750776E-3,9.532883528938366E-4,2.2344489247311912E-6,0,5.3717769688388095E-3,null,2.5814232497076628E-3,6.8302684823429638E-4,6.8294540022817093E-4,1.9354838709677958E-6,0,3.9493309820410978E-3]
[2004,12,19,12,3.2633018377679298E-3,1.0346841899430647E-3,9.575560724445505E-4,2.2344489247311912E-6,0,5.2577765490802756E-3,null,2.4813559970906546E-3,6.9194337087931075E-4,6.8600283760037449E-4,1.9354838709677958E-6,0,3.8612376894413074E-3]
[2004,12,19,13,3.1213954636014605E-3,1.0572069019963526E-3,9.5502248878203886E-4,2.2344489247311912E-6,0,5.1358593033045833E-3,null,2.3734529436592851E-3,7.0700539797025693E-4,6.8418775268598E-4,1.9354838709677958E-6,0,3.7665815781864898E-3]
[2004,12,19,14,3.0005111374150095E-3,9.6237664441225156E-4,9.3238395945972928E-4,2.2344489247311912E-6,0,4.8975061902117208E-3,null,2.2815346772380026E-3,6.4358781729019759E-4,6.6796928172525936E-4,1.9354838709677958E-6,0,3.5950272601244274E-3]
[2004,12,19,15,2.6825613392819974E-3,9.2908351953521447E-4,9.0813245561567808E-4,2.2344489247311912E-6,0,4.5220117633576213E-3,null,2.0397713719745385E-3,6.2132309412303425E-4,6.5059525953288381E-4,1.9354838709677958E-6,0,3.3136252095014246E-3]
[2004,12,19,16,2.7826425060131959E-3,9.0224777106335456E-4,8.8652792729352801E-4,2.2344489247311912E-6,0,4.5736526532948098E-3,null,2.1158712902812522E-3,6.0337673093494905E-4,6.351175573277518E-4,1.9354838709677958E-6,0,3.3563010624149208E-3]
[2004,12,19,17,3.148416944579712E-3,9.2949126042967019E-4,8.9766956187136392E-4,2.2344489247311912E-6,1.6034442600000188E-5,4.9938466584054774E-3,null,2.3939995915665218E-3,6.21595770183708E-4,6.430995368231035E-4,1.9354838709677958E-6,7.0965194493312368E-6,3.6677269018936323E-3]
[2004,12,19,18,3.5839270021891054E-3,9.0955434417620406E-4,8.7749187799166873E-4,2.2344489247311912E-6,8.0172213000000928E-5,5.4533798862817107E-3,null,2.725153602738692E-3,6.0826298983251601E-4,6.2864404038169195E-4,1.9354838709677958E-6,3.548259724665618E-5,3.999478714070524E-3]
[2004,12,19,19,3.674298192960735E-3,9.471240450199598E-4,9.0398716620444949E-4,2.2344489247311912E-6,8.0172213000000928E-5,5.607816066109877E-3,null,2.7938702300485292E-3,6.3338766622888208E-4,6.4762553234863868E-4,1.9354838709677958E-6,3.548259724665618E-5,4.112301509743674E-3]
[2004,12,19,20,3.7590888570815093E-3,8.8169468043715706E-4,8.5271569912415948E-4,2.2344489247311912E-6,8.0172213000000928E-5,5.575905898567558E-3,null,2.8583435253098995E-3,5.8963188497314725E-4,6.1089413570549346E-4,1.9354838709677958E-6,3.548259724665618E-5,4.0962876271061644E-3]
[2004,12,19,21,3.6437482441391395E-3,9.358296095907854E-4,8.734848053046461E-4,2.2344489247311912E-6,8.0172213000000928E-5,5.5354693209593029E-3,null,2.7706405986849996E-3,6.2583453088671385E-4,6.2577333305407731E-4,1.9354838709677958E-6,3.548259724665618E-5,4.0596665437434148E-3]
[2004,12,19,22,3.4190993948329525E-3,9.3297007715634163E-4,8.6093520615879659E-4,2.2344489247311912E-6,8.0172213000000928E-5,5.2954113400728231E-3,null,2.5998216560380325E-3,6.2392222321732088E-4,6.1678267352766243E-4,1.9354838709677958E-6,3.548259724665618E-5,3.8779446339006398E-3]
[2004,12,19,23,2.9736249384903217E-3,1.0934178904542615E-3,9.3123652886606823E-4,2.2344489247311912E-6,8.0172213000000928E-5,5.0806860197353835E-3,null,2.2610908953700102E-3,7.31221437666211E-4,6.6714725086372301E-4,1.9354838709677958E-6,3.548259724665618E-5,3.6968776650175682E-3]
[2004,12,19,24,2.6410889893566784E-3,1.1204669752997466E-3,9.2870350827163606E-4,2.2344489247311912E-6,8.0172213000000928E-5,4.7726661348527931E-3,null,2.0082365433510786E-3,7.4931046920753122E-4,6.6533256933698525E-4,1.9354838709677958E-6,3.548259724665618E-5,3.4602976630132192E-3]
[2004,12,20,1,2.8579152393882448E-3,7.1191738993427634E-4,7.0098006879651484E-4,2.2344489247311912E-6,8.0172213000000928E-5,4.3532193600437684E-3,null,2.1731073222706616E-3,4.760935978018862E-4,5.0218919824516182E-4,1.9354838709677958E-6,3.548259724665618E-5,3.1888081994353333E-3]
[2004,12,20,2,2.7977343646171746E-3,6.82475578003848E-4,6.8901003767053606E-4,2.2344489247311912E-6,8.0172213000000928E-5,4.2516266422162911E-3,null,2.1273468679985255E-3,4.5640443391019065E-4,4.9361374709938903E-4,1.9354838709677958E-6,3.548259724665618E-5,3.1147831301257291E-3]
[2004,12,20,3,2.8664141696697182E-3,6.7923185531198896E-4,6.8313624948049116E-4,2.2344489247311912E-6,8.0172213000000928E-5,4.3111889363869303E-3,null,2.1795697559256538E-3,4.5423519963037993E-4,4.8940570593941017E-4,1.9354838709677958E-6,3.548259724665618E-5,3.1606287426130678E-3]
[2004,12,20,4,3.0084806812303425E-3,6.462377389807076E-4,6.6052564899355434E-4,2.2344489247311912E-6,8.0172213000000928E-5,4.3976507311293371E-3,null,2.2875945749500021E-3,4.3217043794236456E-4,4.7320724347831472E-4,1.9354838709677958E-6,3.548259724665618E-5,3.2303903374883052E-3]
[2004,12,20,5,3.1549919584519578E-3,5.8250552682936137E-4,6.3862993875522041E-4,2.2344489247311912E-6,8.0172213000000928E-5,4.4585340859612721E-3,null,2.3989991138031806E-3,3.8954962461764899E-4,4.5752093560871219E-4,1.9354838709677958E-6,3.548259724665618E-5,3.283487755147166E-3]
[2004,12,20,6,3.4358308636238217E-3,6.0002579080081916E-4,6.5813689891378198E-4,2.2344489247311912E-6,8.0172213000000928E-5,4.7764002152631555E-3,null,2.612543963838023E-3,4.0126627268180173E-4,4.7149591880480654E-4,1.9354838709677958E-6,3.548259724665618E-5,3.5227242364422552E-3]
[2004,12,20,7,3.9174110439108957E-3,4.7173456429508252E-4,6.4541044543629247E-4,2.2344489247311912E-6,8.0172213000000928E-5,5.1169627155670033E-3,null,2.9787288673015287E-3,3.1547172340246527E-4,4.6237855904971759E-4,1.9354838709677958E-6,3.548259724665618E-5,3.7939972308713354E-3]
[2004,12,20,8,3.7124381503559961E-3,7.5337311886484798E-4,8.7497340751457658E-4,2.2344489247311912E-6,6.815279482704078E-5,5.4111719204871928E-3,null,2.8228711673557094E-3,5.0381704916732857E-4,6.2683978270591171E-4,1.9354838709677958E-6,3.0163046267437482E-5,3.9856265293673546E-3]
[2004,12,20,9,3.6775867252757393E-3,8.9680480898336431E-4,1.0001444079752258E-3,2.2344489247311912E-6,0,5.57677039115906E-3,null,2.7963707708465097E-3,5.9973675888762897E-4,7.1651355113815725E-4,1.9354838709677958E-6,0,4.1145565647432636E-3]
[2004,12,20,10,3.369339649273499E-3,9.4501373957088118E-4,1.04414824471155E-3,2.2344489247311912E-6,0,5.3607360824806608E-3,null,2.5619852408990309E-3,6.3197640288861518E-4,7.4803834403029364E-4,1.9354838709677958E-6,0,3.9439354716889067E-3]
[2004,12,20,11,3.2254666379601558E-3,9.6437821936916064E-4,1.0664644483215639E-3,2.2344489247311912E-6,0,5.2585437545756113E-3,null,2.4525867919691453E-3,6.4492636729049043E-4,7.6402589759658754E-4,1.9354838709677958E-6,0,3.8634745407271909E-3]
[2004,12,20,12,3.0697944239040154E-3,9.3400014214653547E-4,1.0411638099303143E-3,2.2344489247311912E-6,0,5.0471928249055959E-3,null,2.3342164415902805E-3,6.2461107750587321E-4,7.4590026482273955E-4,1.9354838709677958E-6,0,3.7066632677898613E-3]
[2004,12,20,13,2.8908258162569718E-3,9.6256040226269342E-4,1.0407449201314677E-3,2.2344489247311912E-6,0,4.8963655875758644E-3,null,2.1981319327237315E-3,6.4371070505411256E-4,7.4560016794181531E-4,1.9354838709677958E-6,0,3.5893782895906274E-3]
[2004,12,20,14,2.8411752954449316E-3,8.7915142099672229E-4,9.979996086060673E-4,2.2344489247311912E-6,0,4.7205607739724525E-3,null,2.160378570117256E-3,5.8793108435462049E-4,7.1497699521661212E-4,1.9354838709677958E-6,0,3.4652221335594565E-3]
[2004,12,20,15,2.6763244676903135E-3,8.8917447023686427E-4,1.0011589297987842E-3,2.2344489247311912E-6,0,4.5688923166506933E-3,null,2.0350289670434348E-3,5.946339822486095E-4,7.1724036481497083E-4,1.9354838709677958E-6,0,3.348838797977983E-3]
[2004,12,20,16,2.8229626487907044E-3,9.9734283363630541E-4,1.0325162743816973E-3,2.2344489247311912E-6,0,4.8550562057334381E-3,null,2.146530001322507E-3,6.6697139952104909E-4,7.3970508305186216E-4,1.9354838709677958E-6,0,3.5551419677663861E-3]
[2004,12,20,17,3.3326511941888189E-3,8.7766650520452593E-4,9.6571146322722682E-4,2.2344489247311912E-6,1.6034442600000188E-5,5.1942980541453028E-3,null,{"$f":"E8515*T$5","v":2.5340879998302637E-3},{"$f":"F8515*U$5","v":5.8693804933126635E-4},{"$f":"G8515*V$5","v":6.9184544189233345E-4},{"$f":"H8515*W$5","v":1.9354838709677958E-6},{"$f":"I8515*X$5","v":7.0965194493312368E-6},{"$f":"SUM(L8515:P8515)","v":3.8219034943741625E-3}]
[2004,12,20,18,4.0265001442890544E-3,7.2341200627370876E-4,8.7006050185436229E-4,2.2344489247311912E-6,8.0172213000000928E-5,{"$f":"SUM(E8516:I8516)","v":5.7023793143418577E-3},null,3.0616782562632675E-3,4.8378060380253743E-4,6.2332012749118787E-4,1.9354838709677958E-6,3.548259724665618E-5,4.2061970686746164E-3]
[2004,12,20,19,4.4708418933209447E-3,4.7617649688932388E-4,7.3059544961803183E-4,2.2344489247311912E-6,8.0172213000000928E-5,5.7600205017530326E-3,null,3.3995477266743099E-3,3.1844225860765401E-4,5.2340595605685934E-4,1.9354838709677958E-6,3.548259724665618E-5,4.278814022456447E-3]
[2004,12,20,20,4.2209983521127635E-3,5.8070556654629853E-4,7.6266921280199423E-4,2.2344489247311912E-6,8.0172213000000928E-5,5.6467797933857887E-3,null,3.2095711936621727E-3,3.8834590410290925E-4,5.4638392381236613E-4,1.9354838709677958E-6,3.548259724665618E-5,4.1817191026950716E-3]
[2004,12,20,21,4.0635574202462455E-3,5.9964128645505839E-4,7.5298889998329645E-4,2.2344489247311912E-6,8.0172213000000928E-5,5.4985942686093326E-3,null,3.0898559420868732E-3,4.0100913602531327E-4,5.394488499784832E-4,1.9354838709677958E-6,3.548259724665618E-5,4.067732009208294E-3]
[2004,12,20,22,3.8691319073825329E-3,6.1387269286118271E-4,7.4332797405846389E-4,2.2344489247311912E-6,8.0172213000000928E-5,5.3087392362269111E-3,null,2.9420182806274646E-3,4.1052636593635401E-4,5.3252766511109161E-4,1.9354838709677958E-6,3.548259724665618E-5,3.9224903927925344E-3]
[2004,12,20,23,3.444597326933124E-3,6.9196878595709102E-4,7.5208603001662667E-4,2.2344489247311912E-6,8.0172213000000928E-5,4.9710588048315733E-3,null,2.6192098247933464E-3,4.6275300130444716E-4,5.3880202481916019E-4,1.9354838709677958E-6,3.548259724665618E-5,3.6581829320345778E-3]
[2004,12,20,24,2.9977663317929857E-3,7.8418644048106414E-4,7.7826554632788993E-4,2.2344489247311912E-6,8.0172213000000928E-5,4.6426249805266717E-3,null,2.2794475764334643E-3,5.2442340793297884E-4,5.5755729460788776E-4,1.9354838709677958E-6,3.548259724665618E-5,3.398846360091955E-3]
[2004,12,21,1,2.4897753319180617E-3,7.7865980949902414E-4,7.2574720351511199E-4,2.2344489247311912E-6,8.0172213000000928E-5,4.0765890068569302E-3,null,1.89318036099565E-3,5.2072748244335742E-4,5.1993262360177164E-4,1.9354838709677958E-6,3.548259724665618E-5,2.9712585481584028E-3]
[2004,12,21,2,2.4649833382710588E-3,7.1515212207345165E-4,7.0313229161386194E-4,2.2344489247311912E-6,8.0172213000000928E-5,3.9656744138831046E-3,null,1.8743289751373619E-3,4.7825681966419745E-4,5.03731072399935E-4,1.9354838709677958E-6,3.548259724665618E-5,2.8937349483191183E-3]
[2004,12,21,3,2.5086810586377245E-3,7.4140340539530149E-4,7.0434866251405039E-4,2.2344489247311912E-6,8.0172213000000928E-5,4.0368397884718082E-3,null,1.9075559354007684E-3,4.9581232273284695E-4,5.046024927930756E-4,1.9354838709677958E-6,3.548259724665618E-5,2.9453888320443151E-3]
[2004,12,21,4,2.681867610778856E-3,6.8843538583636919E-4,6.7072248559238781E-4,2.2344489247311912E-6,8.0172213000000928E-5,4.1234321441323447E-3,null,2.0392438733038056E-3,4.6039004571474961E-4,4.8051236016301123E-4,1.9354838709677958E-6,3.548259724665618E-5,3.0175643602991901E-3]
[2004,12,21,5,2.8578958111895088E-3,6.7219384470117302E-4,6.6655416699430063E-4,2.2344489247311912E-6,8.0172213000000928E-5,4.2790504848097145E-3,null,2.1730925494179367E-3,4.4952854146969003E-4,4.7752613463680234E-4,1.9354838709677958E-6,3.548259724665618E-5,3.137565306642053E-3]
[2004,12,21,6,3.0940428265513382E-3,6.9211980352682206E-4,6.9716985993182603E-4,2.2344489247311912E-6,8.0172213000000928E-5,4.5657391519347184E-3,null,2.3526544906338708E-3,4.6285399405883286E-4,4.9945952614736618E-4,1.9354838709677958E-6,3.548259724665618E-5,3.3523860919576938E-3]
[2004,12,21,7,3.4712916401727387E-3,6.3880712161248617E-4,7.3502931440011954E-4,2.2344489247311912E-6,8.0172213000000928E-5,4.9275347381100764E-3,null,2.6395077002392296E-3,4.272012246505635E-4,5.2658242155018923E-4,1.9354838709677958E-6,3.548259724665618E-5,3.6307094275576063E-3]
[2004,12,21,8,3.4505522422149538E-3,8.2407629261502377E-4,9.1403883742862725E-4,2.2344489247311912E-6,6.9488998403764891E-5,5.2603908195871006E-3,null,2.6237378352200014E-3,5.5109968173490875E-4,6.5482665109337025E-4,1.9354838709677958E-6,3.0754422900042626E-5,3.8623540748192907E-3]
[2004,12,21,9,3.3422553362175669E-3,9.568877613689307E-4,1.0417771771176353E-3,2.2344489247311912E-6,0,5.3431547236288644E-3,null,2.5413908166105358E-3,6.3991713567326217E-4,7.4633968726817287E-4,1.9354838709677958E-6,0,3.9295831234229389E-3]
[2004,12,21,10,3.0245018405851468E-3,9.5794188942697404E-4,1.0577123423419676E-3,2.2344489247311912E-6,0,5.0423905212788195E-3,null,2.2997767762362245E-3,6.406220820993413E-4,7.5775580051323386E-4,1.9354838709677958E-6,0,3.7000901427197675E-3]
[2004,12,21,11,2.8288334528640152E-3,9.6239377784934589E-4,1.0584031005718014E-3,2.2344489247311912E-6,0,4.8518647802098932E-3,null,2.1509940550997137E-3,6.4359927524841609E-4,7.5825066668284838E-4,1.9354838709677958E-6,0,3.554779480901946E-3]
[2004,12,21,12,2.6726885044360037E-3,9.2600036957864336E-4,1.0368818858852674E-3,2.2344489247311912E-6,0,4.6378052088246451E-3,null,2.0322642460109319E-3,6.192612425990503E-4,7.4283265120739001E-4,1.9354838709677958E-6,0,3.39629362368834E-3]
[2004,12,21,13,2.533622022138944E-3,9.4613563503525135E-4,1.0296973055965114E-3,2.2344489247311912E-6,0,4.5116894116954374E-3,null,1.9265205952556166E-3,6.3272666865756748E-4,7.3768554535439074E-4,1.9354838709677958E-6,0,3.2988682931385425E-3]
[2004,12,21,14,2.3820907670879955E-3,9.370662080771875E-4,1.0270226891880339E-3,2.2344489247311912E-6,0,4.3484141132779479E-3,null,1.8112989555912552E-3,6.2666150411528167E-4,7.3576942315694703E-4,1.9354838709677958E-6,0,3.1756653667344517E-3]
[2004,12,21,15,2.4038227425864237E-3,8.1844084747212712E-4,9.6379396784443828E-4,2.2344489247311912E-6,0,4.1882920068277204E-3,null,1.8278235587117979E-3,5.4733098695201475E-4,6.9047172884144077E-4,1.9354838709677958E-6,0,3.0675617583762215E-3]
[2004,12,21,16,2.669601917523674E-3,7.939387742834427E-4,9.3331058869157478E-4,2.2344489247311912E-6,0,4.3990857294234223E-3,null,2.0299172608633093E-3,5.3094526531781948E-4,6.6863312826202315E-4,1.9354838709677958E-6,0,3.2314311383141196E-3]
[2004,12,21,17,3.1084828270691819E-3,7.5181257521669744E-4,8.9975511182150184E-4,2.2344489247311912E-6,1.4698239023276099E-5,4.7769832020553883E-3,null,2.3636344071920803E-3,5.0277343813818457E-4,6.4459364586269162E-4,1.9354838709677958E-6,6.5051428167261004E-6,3.5194421178806503E-3]
[2004,12,21,18,3.6249256981622231E-3,6.4585030747467517E-4,8.233182247866283E-4,2.2344489247311912E-6,8.0172213000000928E-5,5.1765008923482592E-3,null,2.7563282734198989E-3,4.3191134375220042E-4,5.8983348829886499E-4,1.9354838709677958E-6,3.548259724665618E-5,3.8154911865885882E-3]
[2004,12,21,19,4.1262918103365156E-3,5.0867910737000693E-4,7.4356028771458901E-4,2.2344489247311912E-6,8.0172213000000928E-5,5.4609378673458435E-3,null,3.1375580434593866E-3,3.4017832655667581E-4,5.3269409695973343E-4,1.9354838709677958E-6,3.548259724665618E-5,4.0478485480934193E-3]
[2004,12,21,20,4.0608040879379706E-3,5.3263894180371162E-4,7.2833600701845418E-4,2.2344489247311912E-6,8.0172213000000928E-5,5.4041856986848684E-3,null,3.0877623577435396E-3,3.562014269045028E-4,5.2178726856762594E-4,1.9354838709677958E-6,3.548259724665618E-5,4.0031691343332919E-3]
[2004,12,21,21,3.6888942010676776E-3,6.0771551489270832E-4,7.4197148909340913E-4,2.2344489247311912E-6,8.0172213000000928E-5,5.1209878669785276E-3,null,2.8049687719702656E-3,4.0640876317406147E-4,5.3155586558731619E-4,1.9354838709677958E-6,3.548259724665618E-5,3.780351481849267E-3]
[2004,12,21,22,3.4441776781353362E-3,6.878724415843822E-4,7.6115941949366547E-4,2.2344489247311912E-6,8.0172213000000928E-5,4.9756162011381161E-3,null,2.6188907313987328E-3,4.600135776608998E-4,5.4530229264369791E-4,1.9354838709677958E-6,3.548259724665618E-5,3.6616246828209543E-3]
[2004,12,21,23,3.1557361586085422E-3,7.1679199653669717E-4,7.3770851173963158E-4,2.2344489247311912E-6,8.0172213000000928E-5,4.6926433288096035E-3,null,2.3995649902109973E-3,4.7935348304704032E-4,5.2850182557287429E-4,1.9354838709677958E-6,3.548259724665618E-5,3.4448383799485357E-3]
[2004,12,21,24,2.8535780233363037E-3,7.6353676079813488E-4,7.3830016262586688E-4,2.2344489247311912E-6,8.0172213000000928E-5,4.4378216086850379E-3,null,2.169809381229289E-3,5.1061396819642466E-4,5.2892569024096624E-4,1.9354838709677958E-6,3.548259724665618E-5,3.2467671207843038E-3]
[2004,12,22,1,2.2161370317731453E-3,8.7772934206317699E-4,7.6195922266346469E-4,2.2344489247311912E-6,8.0172213000000928E-5,3.9382322584245195E-3,null,1.6851107214545199E-3,5.8698007137839242E-4,5.4587527970920038E-4,1.9354838709677958E-6,3.548259724665618E-5,2.8553841536597367E-3]
[2004,12,22,2,2.1932018646949559E-3,8.3402283253164054E-4,7.4920432781540335E-4,2.2344489247311912E-6,8.0172213000000928E-5,3.8588356869667319E-3,null,1.6676712331071388E-3,5.5775141414310197E-4,5.367375442690952E-4,1.9354838709677958E-6,3.548259724665618E-5,2.7995782726369599E-3]
[2004,12,22,3,2.1356511824454256E-3,8.173730484593016E-4,7.2933637478265101E-4,2.2344489247311912E-6,8.0172213000000928E-5,3.7647672676121096E-3,null,1.6239107299002985E-3,5.4661689809713744E-4,5.2250394213341632E-4,1.9354838709677958E-6,3.548259724665618E-5,2.7304496512484764E-3]
[2004,12,22,4,2.2691049508372797E-3,7.7645523853729095E-4,7.0174219637823051E-4,2.2344489247311912E-6,8.0172213000000928E-5,3.8297090476775331E-3,null,1.7253865739981205E-3,5.1925317919466443E-4,5.0273519413899571E-4,1.9354838709677958E-6,3.548259724665618E-5,2.7847930284494041E-3]
[2004,12,22,5,2.3671411958799721E-3,7.475553423953728E-4,6.9118265334035549E-4,2.2344489247311912E-6,8.0172213000000928E-5,3.8882858535404323E-3,null,1.7999315706495255E-3,4.9992642060603539E-4,4.9517023089955573E-4,1.9354838709677958E-6,3.548259724665618E-5,2.8324463032727404E-3]
[2004,12,22,6,2.5701683994365232E-3,7.6242662910767543E-4,7.1881019653694911E-4,2.2344489247311912E-6,8.0172213000000928E-5,4.1338118870058796E-3,null,1.9543098029316413E-3,5.0987156943216143E-4,5.1496288176793362E-4,1.9354838709677958E-6,3.548259724665618E-5,3.0165623352493604E-3]
[2004,12,22,7,2.9383197365159225E-3,7.4650659620967383E-4,7.7391862868786084E-4,2.2344489247311912E-6,8.0172213000000928E-5,4.5411516233381894E-3,null,2.2342454550758348E-3,4.9922507329834217E-4,5.5444311892493029E-4,1.9354838709677958E-6,3.548259724665618E-5,3.325331728416731E-3]
[2004,12,22,8,2.9927685457319256E-3,8.9597785007273101E-4,9.3376049706653209E-4,2.2344489247311912E-6,6.9488998403764891E-5,4.8942303401996847E-3,null,2.2756473498435547E-3,5.9918373145977804E-4,6.6895544716403057E-4,1.9354838709677958E-6,3.0754422900042626E-5,3.5764764352383734E-3]
[2004,12,22,9,2.8948678692670331E-3,1.0098252817258633E-3,1.0511650423493542E-3,2.2344489247311912E-6,0,4.9580926422669817E-3,null,2.2012054370992673E-3,6.7531901639957697E-4,7.5306524869824985E-4,1.9354838709677958E-6,0,3.631525186068062E-3]
[2004,12,22,10,2.710039457057758E-3,1.0483966736645836E-3,1.0854471220517416E-3,2.2344489247311912E-6,0,4.8461177016988141E-3,null,2.0606652382858088E-3,7.0111357208816228E-4,7.7762527670229324E-4,1.9354838709677958E-6,0,3.5413395709472319E-3]
[2004,12,22,11,2.5752992302679159E-3,1.0574810314207376E-3,1.0884480802099846E-3,2.2344489247311912E-6,0,4.7234627908233698E-3,null,1.9582111943708845E-3,7.0718872157741152E-4,7.7977519342395222E-4,1.9354838709677958E-6,0,3.447110593243216E-3]
[2004,12,22,12,2.4874747134279599E-3,1.0437871393998617E-3,1.0782065339092731E-3,2.2344489247311912E-6,0,4.611702835661825E-3,null,1.8914310120934546E-3,6.9803095353815738E-4,7.7243804625744988E-4,1.9354838709677958E-6,0,3.3638354957600297E-3]
[2004,12,22,13,2.3648238292602436E-3,1.0525808629594394E-3,1.0656326817463713E-3,2.2344489247311912E-6,0,4.4852718228907858E-3,null,1.7981694867709303E-3,7.0391174188066583E-4,7.6343001162476501E-4,1.9354838709677958E-6,0,3.2674467241473287E-3]
[2004,12,22,14,2.2461933489169145E-3,1.0492882970985077E-3,1.0657640833587549E-3,2.2344489247311912E-6,0,4.3634801782989081E-3,null,1.7079650041727139E-3,7.0170984381089769E-4,7.6352414906648183E-4,1.9354838709677958E-6,0,3.1751344809210617E-3]
[2004,12,22,15,2.2716550079918004E-3,9.5486198419483684E-4,1.0146623171010001E-3,2.2344489247311912E-6,0,4.2434137582123685E-3,null,1.7273255915723029E-3,6.3856240047955053E-4,7.2691432780586757E-4,1.9354838709677958E-6,0,3.0947378037286888E-3]
[2004,12,22,16,2.4334850372318135E-3,9.0506914332317027E-4,9.7188187765153995E-4,2.2344489247311912E-6,0,4.3126705071312547E-3,null,1.8503782338123247E-3,6.0526351904956178E-4,6.9626598908122312E-4,1.9354838709677958E-6,0,3.153843225814077E-3]
[2004,12,22,17,2.814048977452173E-3,8.8237718747887417E-4,9.4807458472161014E-4,2.2344489247311912E-6,1.4698239023276099E-5,4.6614334376006645E-3,null,2.1397522060306413E-3,5.9008831044836461E-4,6.7921020407239188E-4,1.9354838709677958E-6,6.5051428167261004E-6,3.417491347239092E-3]
[2004,12,22,18,3.2958510814450558E-3,8.338428917354098E-4,9.0047099876251844E-4,2.2344489247311912E-6,8.0172213000000928E-5,5.1125716338677159E-3,null,2.5061058562867149E-3,5.5763107902798874E-4,6.4510651449469218E-4,1.9354838709677958E-6,3.548259724665618E-5,3.7462615309270201E-3]
[2004,12,22,19,3.6463973358343183E-3,6.9239695644275775E-4,8.1887988962456673E-4,2.2344489247311912E-6,8.0172213000000928E-5,5.2400808438263745E-3,null,2.7726549203418559E-3,4.6303933962104938E-4,5.8665382018018985E-4,1.9354838709677958E-6,3.548259724665618E-5,3.8597661612607189E-3]
[2004,12,22,20,3.6046397938898208E-3,6.9938307230797095E-4,7.9572197317927165E-4,2.2344489247311912E-6,8.0172213000000928E-5,5.1821515013017955E-3,null,2.7409032368388014E-3,4.6771129325493557E-4,5.7006325504093043E-4,1.9354838709677958E-6,3.548259724665618E-5,3.8160958662522915E-3]
[2004,12,22,21,3.3611970514733237E-3,7.8447106517855864E-4,8.1480847323043204E-4,2.2344489247311912E-6,8.0172213000000928E-5,5.0428832518070472E-3,null,2.555793756050917E-3,5.2461375023697275E-4,5.8373701637119853E-4,1.9354838709677958E-6,3.548259724665618E-5,3.701562603776712E-3]
[2004,12,22,22,3.0859812725779322E-3,8.1686634177948532E-4,8.1070119033604189E-4,2.2344489247311912E-6,8.0172213000000928E-5,4.7959554666181913E-3,null,2.3465246300533173E-3,5.4627803882830253E-4,5.8079451743932287E-4,1.9354838709677958E-6,3.548259724665618E-5,3.5110152674385662E-3]
[2004,12,22,23,2.7592496154266008E-3,8.0591614912634468E-4,7.6811955623031696E-4,2.2344489247311912E-6,8.0172213000000928E-5,4.4156919827079951E-3,null,2.0980837572144259E-3,5.3895511528328447E-4,5.5028860487003081E-4,1.9354838709677958E-6,3.548259724665618E-5,3.2247455584853649E-3]
[2004,12,22,24,2.3983730328321329E-3,8.0542908255619645E-4,7.4576799166354982E-4,2.2344489247311912E-6,8.0172213000000928E-5,4.0319767689766112E-3,null,1.8236796974775388E-3,5.3862939030587898E-4,5.3427571835732151E-4,1.9354838709677958E-6,3.548259724665618E-5,2.9340028872583629E-3]
[2004,12,23,1,1.9586610041356502E-3,8.9920615999133902E-4,7.7235606041730557E-4,2.2344489247311912E-6,8.0172213000000928E-5,3.7126298864690265E-3,null,1.4893305831016506E-3,6.0134265847251961E-4,5.5332367924051712E-4,1.9354838709677958E-6,3.548259724665618E-5,2.6814150019323114E-3]
[2004,12,23,2,1.9337975454025134E-3,8.6647644493912626E-4,7.5510092987011524E-4,2.2344489247311912E-6,8.0172213000000928E-5,3.6377815821364867E-3,null,1.47042485647782E-3,5.7945471471028463E-4,5.4096192951204585E-4,1.9354838709677958E-6,3.548259724665618E-5,2.6282595818177745E-3]
[2004,12,23,3,1.8743667233637944E-3,8.5246506577046324E-4,7.3986335405024127E-4,2.2344489247311912E-6,8.0172213000000928E-5,3.5491018051092308E-3,null,1.4252347288068012E-3,5.7008462765679806E-4,5.3004557635906674E-4,1.9354838709677958E-6,3.548259724665618E-5,2.5627830139402898E-3]
[2004,12,23,4,1.9882771333691067E-3,8.2174788206996314E-4,7.1789153479807227E-4,2.2344489247311912E-6,8.0172213000000928E-5,3.6103232121618739E-3,null,1.5118501548536509E-3,5.495425609660789E-4,5.1430474322357084E-4,1.9354838709677958E-6,3.548259724665618E-5,2.6131155401609247E-3]
[2004,12,23,5,2.0720363384923723E-3,8.015624945124062E-4,7.0953923558033391E-4,2.2344489247311912E-6,8.0172213000000928E-5,3.6655447305098442E-3,null,1.5755391472535448E-3,5.3604361583399008E-4,5.0832107174078394E-4,1.9354838709677958E-6,3.548259724665618E-5,2.6573219159459426E-3]
[2004,12,23,6,2.2619186922417447E-3,8.1694219048213861E-4,7.357376580728385E-4,2.2344489247311912E-6,8.0172213000000928E-5,3.8970052027214536E-3,null,1.7199222722727025E-3,5.4632876252496364E-4,5.2708988610862594E-4,1.9354838709677958E-6,3.548259724665618E-5,2.8307590020239157E-3]
[2004,12,23,7,2.6061532907945932E-3,8.1583511373865174E-4,7.7661560345739498E-4,2.2344489247311912E-6,8.0172213000000928E-5,4.2810106699153723E-3,null,1.9816720668027264E-3,5.4558840675152467E-4,5.5637525887796075E-4,1.9354838709677958E-6,3.548259724665618E-5,3.1210538135498359E-3]
[2004,12,23,8,2.6800388762967899E-3,9.2941625285323192E-4,9.3134823799094425E-4,2.2344489247311912E-6,7.0825201900316751E-5,4.6138630179660143E-3,null,2.0378533365101679E-3,6.215456089888365E-4,6.6722728040857792E-4,1.9354838709677958E-6,3.134579949716516E-5,3.3599075092757154E-3]
[2004,12,23,9,2.596733631195519E-3,1.0351889441500837E-3,1.0399103009471509E-3,2.2344489247311912E-6,0,4.6740673252174845E-3,null,{"$f":"E8579*T$5","v":1.9745095271423733E-3},{"$f":"F8579*U$5","v":6.9228092443513487E-4},{"$f":"G8579*V$5","v":7.450022383320167E-4},{"$f":"H8579*W$5","v":1.9354838709677958E-6},{"$f":"I8579*X$5","v":0},{"$f":"SUM(L8579:P8579)","v":3.4137281737804926E-3}]
[2004,12,23,10,2.4291511032442643E-3,1.0655442309486173E-3,1.0715766553029118E-3,2.2344489247311912E-6,0,{"$f":"SUM(E8580:I8580)","v":4.5685064384205247E-3},null,1.8470827883936575E-3,7.1258097316067052E-4,7.6768833428987918E-4,1.9354838709677958E-6,0,3.329287579715175E-3]
[2004,12,23,11,2.3142459602704573E-3,1.0686736231055936E-3,1.0677240489520377E-3,2.2344489247311912E-6,0,4.4528780812528191E-3,null,1.7597109852969404E-3,7.1467374908104153E-4,7.6492828820494353E-4,1.9354838709677958E-6,0,3.2412485064538935E-3]
[2004,12,23,12,2.2362365035263352E-3,1.0533626889158772E-3,1.0556864661752036E-3,2.2344489247311912E-6,0,4.3475201075421467E-3,null,1.700393998102703E-3,7.0443458671873023E-4,7.5630444237450971E-4,1.9354838709677958E-6,0,3.1630685110669108E-3]
[2004,12,23,13,2.126228732824554E-3,1.0561275116407194E-3,1.0437411940546872E-3,2.2344489247311912E-6,0,4.2283318874446916E-3,null,1.616746068757575E-3,7.0628355742371053E-4,7.4774672883021231E-4,1.9354838709677958E-6,0,3.0727118388824658E-3]
[2004,12,23,14,2.0142307629887552E-3,1.0497258716121794E-3,1.047325815927584E-3,2.2344489247311912E-6,0,4.1135168994532499E-3,null,1.5315848278028849E-3,7.0200247105594877E-4,7.503147881296055E-4,1.9354838709677958E-6,0,2.9858375708594074E-3]
[2004,12,23,15,2.036684982957177E-3,9.6796206192042869E-4,9.9344707425813041E-4,2.2344489247311912E-6,0,4.0003285680604668E-3,null,1.548658612622234E-3,6.473230561736573E-4,7.1171551364824289E-4,1.9354838709677958E-6,0,2.9096326663151022E-3]
[2004,12,23,16,2.1758714337088958E-3,9.2275311876549441E-4,9.6475896414937158E-4,2.2344489247311912E-6,0,4.0656179655484933E-3,null,1.6544934852317414E-3,6.1708964889385946E-4,6.9116306193671125E-4,1.9354838709677958E-6,0,2.9646816799332801E-3]
[2004,12,23,17,2.5188677787438131E-3,9.1187528005628733E-4,9.4806237114288623E-4,2.2344489247311912E-6,1.3362035526724227E-5,4.3944019143944413E-3,null,1.9153017340680519E-3,6.0981511193128704E-4,6.792014541412881E-4,1.9354838709677958E-6,5.9137662196035631E-6,3.2121675502311984E-3]
[2004,12,23,18,2.946119784322731E-3,8.837847665196496E-4,9.0738519395195565E-4,2.2344489247311912E-6,8.0172213000000928E-5,4.8196964067190682E-3,null,2.240176471072889E-3,5.9102962664486195E-4,6.500599137327837E-4,1.9354838709677958E-6,3.548259724665618E-5,3.5186840925681582E-3]
[2004,12,23,19,3.2577908149212598E-3,7.6650572948032934E-4,8.3319849304008863E-4,2.2344489247311912E-6,8.0172213000000928E-5,4.9399016993664103E-3,null,2.4771655144842273E-3,5.1259946117868994E-4,5.9691181222492338E-4,1.9354838709677958E-6,3.548259724665618E-5,3.6240948690054648E-3]
[2004,12,23,20,3.2329063021304524E-3,7.6373957235271648E-4,8.0623807344922373E-4,2.2344489247311912E-6,8.0172213000000928E-5,4.8852906098571253E-3,null,2.4582437787337937E-3,5.1074959809402484E-4,5.7759709544284059E-4,1.9354838709677958E-6,3.548259724665618E-5,3.5840085533882832E-3]
[2004,12,23,21,3.0175302596305805E-3,8.2983235915875338E-4,8.242310303032016E-4,2.2344489247311912E-6,8.0172213000000928E-5,4.7540003110172679E-3,null,2.2944757115260571E-3,5.5494904188362526E-4,5.9048743138644631E-4,1.9354838709677958E-6,3.548259724665618E-5,3.4773302659137527E-3]
[2004,12,23,22,2.772469144608488E-3,8.5582191679542104E-4,8.1052023727710108E-4,2.2344489247311912E-6,8.0172213000000928E-5,4.5212179606057418E-3,null,2.1081356493301202E-3,5.723295163255587E-4,5.8066488084103059E-4,1.9354838709677958E-6,3.548259724665618E-5,3.2985481276143333E-3]
[2004,12,23,23,2.4681968248841126E-3,8.4209418553662615E-4,7.7004044798176295E-4,2.2344489247311912E-6,8.0172213000000928E-5,4.1627381203272343E-3,null,1.8767724525339626E-3,5.6314911835092789E-4,5.5166475111371864E-4,1.9354838709677958E-6,3.548259724665618E-5,3.0290044031162332E-3]
[2004,12,23,24,2.1285236024460442E-3,8.3975574446928686E-4,7.5031803146756578E-4,2.2344489247311912E-6,8.0172213000000928E-5,3.8010040403076285E-3,null,1.6184910463235241E-3,5.6158528968662167E-4,5.3753541280924123E-4,1.9354838709677958E-6,3.548259724665618E-5,2.755029829937011E-3]
[2004,12,24,1,2.1208573107660339E-3,8.0462580740888812E-4,7.1413768559223381E-4,2.2344489247311912E-6,8.0172213000000928E-5,3.7220274656918875E-3,null,1.6126617360784593E-3,5.3809220135627041E-4,5.1161544775437187E-4,1.9354838709677958E-6,3.548259724665618E-5,2.6997874663067254E-3]
[2004,12,24,2,1.9589550519101876E-3,8.5015466137969005E-4,7.3498521776771777E-4,2.2344489247311912E-6,8.0172213000000928E-5,3.6265015929823267E-3,null,1.4895541717382687E-3,5.6853954847439173E-4,5.2655083027754548E-4,1.9354838709677958E-6,3.548259724665618E-5,2.6220626316078299E-3]
[2004,12,24,3,2.0066383973245481E-3,7.8273822955695889E-4,6.9259204537524231E-4,2.2344489247311912E-6,8.0172213000000928E-5,3.5643753341814809E-3,null,1.5258117295700007E-3,5.2345491923052288E-4,4.9617993358229829E-4,1.9354838709677958E-6,3.548259724665618E-5,2.5828646635004462E-3]
[2004,12,24,4,2.0623730540761404E-3,7.1980739734912749E-4,6.5277043005485457E-4,2.2344489247311912E-6,8.0172213000000928E-5,3.5173575434048541E-3,null,1.568191359666047E-3,4.8137002744095831E-4,4.6765132633543819E-4,1.9354838709677958E-6,3.548259724665618E-5,2.5546307945600675E-3]
[2004,12,24,5,2.1858582473671001E-3,6.8787947466130567E-4,6.3496994071708061E-4,2.2344489247311912E-6,8.0172213000000928E-5,3.5911143246702181E-3,null,1.6620872786332007E-3,4.6001828101966514E-4,4.5489887606355581E-4,1.9354838709677958E-6,3.548259724665618E-5,2.6144225168340455E-3]
[2004,12,24,6,2.3397491616734558E-3,6.3709528204868417E-4,6.0929753427763306E-4,2.2344489247311912E-6,8.0172213000000928E-5,3.6685486399245047E-3,null,1.7791031607353074E-3,4.2605643472365168E-4,4.3650690490668032E-4,1.9354838709677958E-6,3.548259724665618E-5,2.6790845814832634E-3]
[2004,12,24,7,2.4888936539697861E-3,5.8145592089570402E-4,6.598267937973722E-4,2.2344489247311912E-6,8.0172213000000928E-5,3.8125830305875941E-3,null,1.8925099489488281E-3,3.8884770235490552E-4,4.7270657656026284E-4,1.9354838709677958E-6,3.548259724665618E-5,2.7914823089816203E-3]
[2004,12,24,8,2.6251524927621691E-3,6.492070247996974E-4,7.8404706405245145E-4,2.2344489247311912E-6,7.0825201900316751E-5,4.1314662324393658E-3,null,1.9961187181043501E-3,4.3415614300934638E-4,5.6169923227484956E-4,1.9354838709677958E-6,3.134579949716516E-5,3.0252553767566789E-3]
[2004,12,24,9,2.7087533737323363E-3,7.2125506940276269E-4,8.6413197196110987E-4,2.2344489247311912E-6,0,4.2963748640209402E-3,null,2.0596873236671366E-3,4.8233815577466293E-4,6.1907286882236954E-4,1.9354838709677958E-6,0,3.1630338321351368E-3]
[2004,12,24,10,2.6540190512206029E-3,8.0818549144771662E-4,9.220939227936899E-4,2.2344489247311912E-6,0,4.3865329143867402E-3,null,2.0180683297269133E-3,5.4047273427349591E-4,6.6059739557148666E-4,1.9354838709677958E-6,0,3.2210739434428638E-3]
[2004,12,24,11,2.816850288842833E-3,7.1727947423300207E-4,8.7641120166901667E-4,2.2344489247311912E-6,0,4.4127754136695828E-3,null,2.1418822728048771E-3,4.7967948296439504E-4,6.2786983295384465E-4,1.9354838709677958E-6,0,3.2513670725940846E-3]
[2004,12,24,12,2.5741035949187331E-3,8.2799354646510565E-4,9.2802723621429768E-4,2.2344489247311912E-6,0,4.3323588265228672E-3,null,1.9573020547658097E-3,5.5371933888243388E-4,6.6484808120759599E-4,1.9354838709677958E-6,0,3.1778049587268078E-3]
[2004,12,24,13,2.3890547351534687E-3,8.975231236336876E-4,9.4742436068091557E-4,2.2344489247311912E-6,0,4.2362366683928029E-3,null,1.8165942315975438E-3,6.0021713064292183E-4,6.7874437700510195E-4,1.9354838709677958E-6,0,3.0974912231165352E-3]
[2004,12,24,14,2.2282429627555251E-3,9.0518910029741939E-4,9.4749000065004485E-4,2.2344489247311912E-6,0,4.0831565126277208E-3,null,1.6943158535375638E-3,6.0534374008118584E-4,6.7879140214167466E-4,1.9354838709677958E-6,0,2.9803864796313921E-3]
[2004,12,24,15,2.2452747940937753E-3,7.9748700068503508E-4,8.9671063562361082E-4,2.2344489247311912E-6,0,3.9417068793271524E-3,null,1.7072665516138137E-3,5.3331813595875962E-4,6.4241255237807902E-4,1.9354838709677958E-6,0,2.88493272382162E-3]
[2004,12,24,16,2.1855710653546686E-3,9.0250424303453644E-4,9.213765750750476E-4,2.2344489247311912E-6,0,4.0116863323889831E-3,null,1.6618689105985446E-3,6.0354824614896371E-4,6.6008348042364737E-4,1.9354838709677958E-6,0,2.9274361210421232E-3]
[2004,12,24,17,2.5073121962612423E-3,1.0514108221363659E-3,9.8507421405622398E-4,2.2344489247311912E-6,1.3362035526724227E-5,4.5593937169052879E-3,null,1.9065150770812085E-3,7.0312927898130673E-4,7.0571711206881822E-4,1.9354838709677958E-6,5.9137662196035631E-6,3.3232107182219047E-3]
[2004,12,24,18,3.0652972437959689E-3,8.2549656562087056E-4,8.5120054313879564E-4,2.2344489247311912E-6,8.0172213000000928E-5,4.8244010144803673E-3,null,2.3307968667590625E-3,5.5204948699992258E-4,6.0980866266085673E-4,1.9354838709677958E-6,3.548259724665618E-5,3.5300730975374658E-3]
[2004,12,24,19,3.0192990425802059E-3,8.3408033413927079E-4,8.4050440843313188E-4,2.2344489247311912E-6,8.0172213000000928E-5,4.7762904470773403E-3,null,2.2958206622532037E-3,5.577898682497766E-4,6.0214584377160977E-4,1.9354838709677958E-6,3.548259724665618E-5,3.4931744553922143E-3]
[2004,12,24,20,2.9845144196828442E-3,8.2868559417329163E-4,8.2432246785126928E-4,2.2344489247311912E-6,8.0172213000000928E-5,4.7199291436321377E-3,null,2.2693710609218288E-3,5.5418214466285067E-4,5.9055293816901778E-4,1.9354838709677958E-6,3.548259724665618E-5,3.4515242248713213E-3]
[2004,12,24,21,2.955706860072948E-3,8.1410226365570527E-4,7.9385719126808972E-4,2.2344489247311912E-6,8.0172213000000928E-5,4.6460729769214754E-3,null,2.2474663109620591E-3,5.4442956607407274E-4,5.687273064532818E-4,1.9354838709677958E-6,3.548259724665618E-5,3.3980412646070378E-3]
[2004,12,24,22,2.741429192496439E-3,8.673752117938743E-4,8.0108649284485554E-4,2.2344489247311912E-6,8.0172213000000928E-5,4.4922975590599009E-3,null,2.084533428281723E-3,5.8005576358408951E-4,5.7390645108850878E-4,1.9354838709677958E-6,3.548259724665618E-5,3.2759137240719453E-3]
[2004,12,24,23,2.5669865633203841E-3,7.9277690909094665E-4,7.3591596558071192E-4,2.2344489247311912E-6,8.0172213000000928E-5,4.1780860999167746E-3,null,1.9518903920033707E-3,5.3016826985812534E-4,5.2721762740742459E-4,1.9354838709677958E-6,3.548259724665618E-5,3.0466943703865443E-3]
[2004,12,24,24,2.1797550120747767E-3,8.6407050546457415E-4,7.4499831957474587E-4,2.2344489247311912E-6,8.0172213000000928E-5,3.8712304990388283E-3,null,1.6574464883394595E-3,5.7784574659582575E-4,5.3372431750244162E-4,1.9354838709677958E-6,3.548259724665618E-5,2.806434633555351E-3]
[2004,12,25,1,2.2694980027328873E-3,7.0085400166027825E-4,6.4616823727669723E-4,2.2344489247311912E-6,8.0172213000000928E-5,3.6989269035945945E-3,null,1.7256854435869051E-3,4.6869497486933892E-4,4.6292144877470358E-4,1.9354838709677958E-6,3.548259724665618E-5,2.6947199483485715E-3]
[2004,12,25,2,2.1035373367859593E-3,7.5230257252846219E-4,6.5827135671523459E-4,2.2344489247311912E-6,8.0172213000000928E-5,3.5965179279543878E-3,null,1.5994919395222486E-3,5.0310112304428423E-4,4.7159224573122715E-4,1.9354838709677958E-6,3.548259724665618E-5,2.6116033894153842E-3]
[2004,12,25,3,2.1862869839852457E-3,6.54646109974851E-4,6.0463412607112549E-4,2.2344489247311912E-6,8.0172213000000928E-5,3.5279738819559538E-3,null,1.662413282242887E-3,4.3779352238285606E-4,4.3316599218667007E-4,1.9354838709677958E-6,3.548259724665618E-5,2.5707908779300371E-3]
[2004,12,25,4,2.2377348696366859E-3,6.2988690195697067E-4,5.8547140923895507E-4,2.2344489247311912E-6,8.0172213000000928E-5,3.5354998427573432E-3,null,1.7015333287311867E-3,4.2123584224942629E-4,4.1943762838501643E-4,1.9354838709677958E-6,3.548259724665618E-5,2.5796248804832531E-3]
[2004,12,25,5,2.3313545045267046E-3,5.8321758701871556E-4,5.6150438909462381E-4,2.2344489247311912E-6,8.0172213000000928E-5,3.5584831425647758E-3,null,1.7727200144956514E-3,3.9002581371233098E-4,4.0226741318721279E-4,1.9354838709677958E-6,3.548259724665618E-5,2.6024313225128191E-3]
[2004,12,25,6,2.3273975508165405E-3,6.2648031324603318E-4,5.9003036842476212E-4,2.2344489247311912E-6,8.0172213000000928E-5,3.6263148944120677E-3,null,1.7697112180964675E-3,4.1895769158398005E-4,4.2270371277209972E-4,1.9354838709677958E-6,3.548259724665618E-5,2.6487907035701711E-3]
[2004,12,25,7,2.7465544944549735E-3,4.712535463057221E-4,5.2471490519549161E-4,2.2344489247311912E-6,8.0172213000000928E-5,3.8249296078809191E-3,null,2.0884306156655321E-3,3.1515004340363398E-4,3.7591105550235313E-4,1.9354838709677958E-6,3.548259724665618E-5,2.8169097956891433E-3]
[2004,12,25,8,2.9161746564381904E-3,4.8410825977124647E-4,5.8233810754337119E-4,2.2344489247311912E-6,7.0825201900316751E-5,4.0556806745778561E-3,null,2.217406734666656E-3,3.2374661214748621E-4,4.1719289941709163E-4,1.9354838709677958E-6,3.134579949716516E-5,2.9916275295993667E-3]
[2004,12,25,9,3.1951996111806331E-3,5.2708440642924717E-4,6.3666012252957507E-4,2.2344489247311912E-6,0,4.3611785890641866E-3,null,2.4295722894354657E-3,3.5248684039778641E-4,4.5610973937777586E-4,1.9354838709677958E-6,0,3.2401043530819957E-3]
[2004,12,25,10,3.4189769344393937E-3,5.0507496882784639E-4,6.2669246615219929E-4,2.2344489247311912E-6,0,4.5529788183441703E-3,null,2.5997285393583413E-3,3.3776806476257628E-4,4.4896880971749092E-4,1.9354838709677958E-6,0,3.3884008977093766E-3]
[2004,12,25,11,3.6941774689170526E-3,4.2033384408688107E-4,5.8613467651600498E-4,2.2344489247311912E-6,0,4.7028804384446699E-3,null,2.8089860737750077E-3,2.8109757527863599E-4,4.1991279975851331E-4,1.9354838709677958E-6,0,3.511931932683125E-3]
[2004,12,25,12,3.3298842665937206E-3,6.3541121966408337E-4,6.8755348917240986E-4,2.2344489247311912E-6,0,4.6550834243549444E-3,null,2.5319840778754658E-3,4.2493022074019859E-4,4.9257026105029922E-4,1.9354838709677958E-6,0,3.4514200435369316E-3]
[2004,12,25,13,3.2213423304569304E-3,6.7473903613020673E-4,6.7978239480582397E-4,2.2344489247311912E-6,0,4.5780982103176921E-3,null,2.4494507427571073E-3,4.5123063410245327E-4,4.8700297059060983E-4,1.9354838709677958E-6,0,3.3896198313211382E-3]
[2004,12,25,14,2.8378924661489123E-3,8.6365420229618441E-4,7.8797629392169841E-4,2.2344489247311912E-6,0,4.4917574112915259E-3,null,2.1578823657922908E-3,5.7756734452837054E-4,5.6451417222192369E-4,1.9354838709677958E-6,0,3.3018993664135528E-3]
[2004,12,25,15,2.7449048122579734E-3,8.7380968074696772E-4,7.8955276057224278E-4,2.2344489247311912E-6,0,4.410501702501915E-3,null,2.0871762270075647E-3,5.8435880424180628E-4,5.6564356884607637E-4,1.9354838709677958E-6,0,3.2391140839664154E-3]
[2004,12,25,16,2.921978253505742E-3,7.8204047812625963E-4,7.3465548122094836E-4,2.2344489247311912E-6,0,4.4409086617776808E-3,null,2.2218196854460167E-3,5.2298829909494266E-4,5.2631460368648335E-4,1.9354838709677958E-6,0,3.2730580720984107E-3]
[2004,12,25,17,3.2457050049398794E-3,7.6641835957542059E-4,7.2836264236965723E-4,2.2344489247311912E-6,1.2025831950000138E-5,4.7547462877596883E-3,null,2.4679756820482832E-3,5.1254103269673999E-4,5.2180635040213318E-4,1.9354838709677958E-6,5.3223895869984267E-6,3.5095809386051224E-3]
[2004,12,25,18,3.5005890117860254E-3,6.8275935504409982E-4,6.7682579918248553E-4,2.2344489247311912E-6,8.0172213000000928E-5,4.9425808279373431E-3,null,2.6617848944326256E-3,4.5659420934478077E-4,4.8488483563683202E-4,1.9354838709677958E-6,3.548259724665618E-5,3.6406820205318624E-3]
[2004,12,25,19,3.4490525904430627E-3,6.3135832412955929E-4,6.5457391632992501E-4,2.2344489247311912E-6,8.0172213000000928E-5,4.8173914928272797E-3,null,2.6225975269976169E-3,4.2221985343659206E-4,4.6894336211054764E-4,1.9354838709677958E-6,3.548259724665618E-5,3.5511788236623804E-3]
[2004,12,25,20,3.430213616497198E-3,5.2273527047720127E-4,5.8809964973336154E-4,2.2344489247311912E-6,8.0172213000000928E-5,4.6234551986324935E-3,null,2.6082727102005351E-3,3.495783627962908E-4,4.2132052640941745E-4,1.9354838709677958E-6,3.548259724665618E-5,3.4165896805238676E-3]
[2004,12,25,21,3.1351129086996023E-3,6.672796114229496E-4,6.4031503138038378E-4,2.2344489247311912E-6,8.0172213000000928E-5,4.5251142134276681E-3,null,2.3838834420781252E-3,4.4624215594947801E-4,4.5872815297774878E-4,1.9354838709677958E-6,3.548259724665618E-5,3.326271832122976E-3]
[2004,12,25,22,3.0274563760884126E-3,5.7816214770012384E-4,5.8915120080781829E-4,2.2344489247311912E-6,8.0172213000000928E-5,4.2771763865210866E-3,null,2.302023351868548E-3,3.8664499688205288E-4,4.2207386821541479E-4,1.9354838709677958E-6,3.548259724665618E-5,3.1481602980836395E-3]
[2004,12,25,23,3.0341798011887648E-3,5.0103471371069604E-4,5.3324772701182415E-4,2.2344489247311912E-6,8.0172213000000928E-5,4.1508689038360167E-3,null,2.307135723332525E-3,3.3506615071755039E-4,3.8202405519729418E-4,1.9354838709677958E-6,3.548259724665618E-5,3.0616440103649937E-3]
[2004,12,25,24,2.3561186488444495E-3,8.5742273285043327E-4,6.9220568476098217E-4,2.2344489247311912E-6,8.0172213000000928E-5,3.9881537283805975E-3,null,1.7915502242250966E-3,5.7340005946135723E-4,4.9590314093762031E-4,1.9354838709677958E-6,3.548259724665618E-5,2.8982715057416981E-3]
[2004,12,26,1,2.5920423637546975E-3,1.2448444518372037E-3,9.8403587680070525E-4,2.2344489247311912E-6,8.0172213000000928E-5,4.903329354317339E-3,null,{"$f":"E8643*T$5","v":1.9709423717957503E-3},{"$f":"F8643*U$5","v":8.3248770455460468E-4},{"$f":"G8643*V$5","v":7.0497323677611229E-4},{"$f":"H8643*W$5","v":1.9354838709677958E-6},{"$f":"I8643*X$5","v":3.548259724665618E-5},{"$f":"SUM(L8643:P8643)","v":3.5458213942440911E-3}]
[2004,12,26,2,2.6005505553180234E-3,1.1848990794538527E-3,9.5738841764294322E-4,2.2344489247311912E-6,8.0172213000000928E-5,{"$f":"SUM(E8644:I8644)","v":4.8252447143395522E-3},null,1.9774118475628143E-3,7.9239933417191448E-4,6.8588272800789254E-4,1.9354838709677958E-6,3.548259724665618E-5,3.4931119908602455E-3]
[2004,12,26,3,2.5175859917446332E-3,1.2233206281413683E-3,9.6667516115543823E-4,2.2344489247311912E-6,8.0172213000000928E-5,4.7899884429661718E-3,null,1.9143270862985451E-3,8.1809368242972058E-4,6.9253584481741219E-4,1.9354838709677958E-6,3.548259724665618E-5,3.4623746946633015E-3]
[2004,12,26,4,2.6848235203560575E-3,1.1567723567762706E-3,9.2520139819577362E-4,2.2344489247311912E-6,8.0172213000000928E-5,4.8492039372528342E-3,null,2.0414914937572242E-3,7.7358963408131511E-4,6.6282362232201065E-4,1.9354838709677958E-6,3.548259724665618E-5,3.5153228312781739E-3]
[2004,12,26,5,2.7985882620983915E-3,1.1527867889557361E-3,9.2416954960887693E-4,2.2344489247311912E-6,8.0172213000000928E-5,4.9579512625877366E-3,null,2.1279961562780821E-3,7.7092429207704569E-4,6.6208439557701392E-4,1.9354838709677958E-6,3.548259724665618E-5,3.5984229250497655E-3]
[2004,12,26,6,2.8704311828022747E-3,1.1427055836451391E-3,9.2720989693030284E-4,2.2344489247311912E-6,8.0172213000000928E-5,5.0227533253024486E-3,null,2.1826242204289062E-3,7.6418250240543125E-4,6.6426253109284255E-4,1.9354838709677958E-6,3.548259724665618E-5,3.6484873350448037E-3]
[2004,12,26,7,2.9134501274338627E-3,1.158408428734368E-3,9.4905563923734001E-4,2.2344489247311912E-6,8.0172213000000928E-5,5.1033208573303028E-3,null,2.2153350518373531E-3,7.7468375454501856E-4,6.7991304143199757E-4,1.9354838709677958E-6,3.548259724665618E-5,3.7073499289319929E-3]
[2004,12,26,8,3.2364686120898815E-3,1.047747996506146E-3,9.3228554610027571E-4,2.2344489247311912E-6,7.2161405477040848E-5,5.2908980090980752E-3,null,2.460952495126198E-3,7.006797702924217E-4,6.6789877740098451E-4,1.9354838709677958E-6,3.1937176129770297E-5,3.8634037028203419E-3]
[2004,12,26,9,3.5394523550697802E-3,9.7246520323245858E-4,9.0833609212410526E-4,2.2344489247311912E-6,0,5.4224880993510747E-3,null,2.6913358813527009E-3,6.5033452460941572E-4,6.5074114678339591E-4,1.9354838709677958E-6,0,3.9943470366164795E-3]
[2004,12,26,10,3.5832154759491757E-3,9.7896933336794143E-4,9.4956081474399396E-4,2.2344489247311912E-6,0,5.5139800729858421E-3,null,2.7246125709891604E-3,6.5468415106967066E-4,6.8027495426511877E-4,1.9354838709677958E-6,0,4.061507160194917E-3]
[2004,12,26,11,3.4633328336004026E-3,1.040970334008568E-3,9.6871033786819177E-4,2.2344489247311912E-6,0,5.4752479544018934E-3,null,2.6334559669335977E-3,6.9614721950944853E-4,6.9399386596117967E-4,1.9354838709677958E-6,0,4.0255325362751936E-3]
[2004,12,26,12,3.3295028460664077E-3,1.0543366058742441E-3,9.729776705333788E-4,2.2344489247311912E-6,0,5.3590515713987617E-3,null,2.5316940525698358E-3,7.0508589210222699E-4,6.9705102616468572E-4,1.9354838709677958E-6,0,3.9357664547077162E-3]
[2004,12,26,13,3.1854564436486162E-3,1.0767841599444328E-3,9.7031113867161582E-4,2.2344489247311912E-6,0,5.2347861911893959E-3,null,2.422163760164154E-3,7.2009765741409154E-4,6.9514069581812828E-4,1.9354838709677958E-6,0,3.8393375972673419E-3]
[2004,12,26,14,3.0623573632522247E-3,9.8024234607345341E-4,9.4700781369702028E-4,2.2344489247311912E-6,0,4.9918419719474291E-3,null,2.3285614344942559E-3,6.5553547624810275E-4,6.7844595854046148E-4,1.9354838709677958E-6,0,3.664478353153788E-3]
[2004,12,26,15,2.7380189965529509E-3,9.4641777779341395E-4,9.2244353037113807E-4,2.2344489247311912E-6,0,4.6091147536422338E-3,null,2.0819403766498775E-3,6.3291535116866582E-4,6.6084785796954111E-4,1.9354838709677958E-6,0,3.3776390696590524E-3]
[2004,12,26,16,2.8393416767270373E-3,9.1946114287219313E-4,9.0071301979578321E-4,2.2344489247311912E-6,0,4.6617502883197449E-3,null,2.1589843194385824E-3,6.1488814536398567E-4,6.4527990080632061E-4,1.9354838709677958E-6,0,3.4210878494798564E-3]
[2004,12,26,17,3.2141826181303146E-3,9.4963872499110582E-4,9.1329242362720212E-4,2.2344489247311912E-6,1.0689628373276053E-5,5.090037844046629E-3,null,2.444006626336898E-3,6.350693543737577E-4,6.5429191271037981E-4,1.9354838709677958E-6,4.7310129543932912E-6,3.7400343902463965E-3]
[2004,12,26,18,3.6531451178427785E-3,9.2979360226655503E-4,8.9307728956777074E-4,2.2344489247311912E-6,8.0172213000000928E-5,5.5584226716018361E-3,null,2.7777858123604763E-3,6.2179796079588263E-4,6.3980958658211543E-4,1.9354838709677958E-6,3.548259724665618E-5,4.0768114408560978E-3]
[2004,12,26,19,3.7446480967863955E-3,9.685530032174501E-4,9.2022586728980876E-4,2.2344489247311912E-6,8.0172213000000928E-5,5.7158336292183866E-3,null,2.8473630310307252E-3,6.4771824720588449E-4,6.5925910174897875E-4,1.9354838709677958E-6,3.548259724665618E-5,4.1917584611032123E-3]
[2004,12,26,20,3.8308997973851926E-3,9.0183062169600561E-4,8.6817180963576072E-4,2.2344489247311912E-6,8.0172213000000928E-5,5.6833088906416904E-3,null,2.9129472721398718E-3,6.0309776297331477E-4,6.2196704931790996E-4,1.9354838709677958E-6,3.548259724665618E-5,4.1754301655487205E-3]
[2004,12,26,21,3.7144346319042572E-3,9.5622557550936803E-4,8.8902703792060396E-4,2.2344489247311912E-6,8.0172213000000928E-5,5.6420939072589615E-3,null,2.8243892560000155E-3,6.3947429995559293E-4,6.3690794541152709E-4,1.9354838709677958E-6,3.548259724665618E-5,4.1381895824847597E-3]
[2004,12,26,22,3.4864612856998823E-3,9.5254511207579836E-4,8.7599848670099766E-4,2.2344489247311912E-6,8.0172213000000928E-5,5.3974115464014106E-3,null,2.6510424257331676E-3,6.3701299601437553E-4,6.275741597840652E-4,1.9354838709677958E-6,3.548259724665618E-5,3.9530476626492318E-3]
[2004,12,26,23,3.0352929199782708E-3,1.1140851909635522E-3,9.4676571606145353E-4,2.2344489247311912E-6,8.0172213000000928E-5,5.1785504889280088E-3,null,2.3079821188304373E-3,7.4504266130176412E-4,6.7827251735017057E-4,1.9354838709677958E-6,3.548259724665618E-5,3.7687153785999961E-3]
[2004,12,26,24,2.699027294354229E-3,1.1397473648601388E-3,9.4341591459428992E-4,2.2344489247311912E-6,8.0172213000000928E-5,4.8645972357333894E-3,null,2.0522917879205712E-3,7.622041983994484E-4,6.7587268576014615E-4,1.9354838709677958E-6,3.548259724665618E-5,3.5277867531977899E-3]
[2004,12,27,1,2.6782838044147102E-3,7.1594269996522652E-4,7.3273934643618003E-4,2.2344489247311912E-6,8.0172213000000928E-5,4.2093725127408492E-3,null,2.0365188114320641E-3,4.7878551734479837E-4,5.2494186538174881E-4,1.9354838709677958E-6,3.548259724665618E-5,3.0776642752762349E-3]
[2004,12,27,2,2.5305026097846716E-3,7.4242692284921406E-4,7.46002949327004E-4,2.2344489247311912E-6,8.0172213000000928E-5,4.101339143885622E-3,null,1.9241486502326068E-3,4.9649679836714943E-4,5.344440443995072E-4,1.9354838709677958E-6,3.548259724665618E-5,2.9925075741168874E-3]
[2004,12,27,3,2.5706026796234655E-3,6.7381900766825013E-4,7.042498085567863E-4,2.2344489247311912E-6,8.0172213000000928E-5,4.0310781577732342E-3,null,1.9546400217712889E-3,4.5061536656337337E-4,5.0453167282008113E-4,1.9354838709677958E-6,3.548259724665618E-5,2.9472051422723675E-3]
[2004,12,27,4,2.6150464320546145E-3,6.130182030766924E-4,6.6743324936915493E-4,2.2344489247311912E-6,8.0172213000000928E-5,3.9779045464251941E-3,null,1.9884342513923144E-3,4.0995492728134305E-4,4.7815591812519378E-4,1.9354838709677958E-6,3.548259724665618E-5,2.9139631779164753E-3]
[2004,12,27,5,2.7542527539230707E-3,5.7618585035865393E-4,6.4847312746597711E-4,2.2344489247311912E-6,8.0172213000000928E-5,4.0613183936724345E-3,null,2.0942842336414249E-3,3.8532335124601418E-4,4.6457269537602972E-4,1.9354838709677958E-6,3.548259724665618E-5,2.9815983613810924E-3]
[2004,12,27,6,2.9107502153633757E-3,5.163846436158138E-4,6.3935057454110144E-4,2.2344489247311912E-6,8.0172213000000928E-5,4.1488920954450229E-3,null,2.2132820872815821E-3,3.4533139140117654E-4,4.5803720636111706E-4,1.9354838709677958E-6,3.548259724665618E-5,3.0540687661614998E-3]
[2004,12,27,7,3.111793247711955E-3,4.4909449248169272E-4,6.6849081968905458E-4,2.2344489247311912E-6,8.0172213000000928E-5,4.3117852218074347E-3,null,2.3661515914806339E-3,3.0033121216263602E-4,4.7891357217939553E-4,1.9354838709677958E-6,3.548259724665618E-5,3.1828144569402894E-3]
[2004,12,27,8,3.3213248422955949E-3,4.9725693529803646E-4,7.7944387896834841E-4,2.2344489247311912E-6,7.2161405477040848E-5,4.6724215109637517E-3,null,2.5254756456587497E-3,3.3253976754218305E-4,5.5840146400773093E-4,1.9354838709677958E-6,3.1937176129770297E-5,3.4502895372094016E-3]
[2004,12,27,9,3.3291259781109768E-3,6.3022380458519248E-4,8.9733827776956496E-4,2.2344489247311912E-6,0,4.8589225093904655E-3,null,2.5314074889579456E-3,4.2146114533465342E-4,6.4286220154799445E-4,1.9354838709677958E-6,0,3.5976663197115613E-3]
[2004,12,27,10,3.2643253984036159E-3,7.2829350447397266E-4,9.6603238391967483E-4,2.2344489247311912E-6,0,4.9608857357219946E-3,null,2.4821342941799252E-3,4.870450977925517E-4,6.9207535271635645E-4,1.9354838709677958E-6,0,3.6631902285598011E-3]
[2004,12,27,11,3.3463655480515547E-3,6.9562157217162865E-4,9.4634258993139071E-4,2.2344489247311912E-6,0,4.9905641590793047E-3,null,2.5445161477293254E-3,4.6519579615040657E-4,6.7796938551879392E-4,1.9354838709677958E-6,0,3.689616813269494E-3]
[2004,12,27,12,3.1463769599414603E-3,7.7274328202661636E-4,9.7826344684432938E-4,2.2344489247311912E-6,0,4.8996181377371373E-3,null,2.3924484239553879E-3,5.1677081430930277E-4,7.0083780967802715E-4,1.9354838709677958E-6,0,3.6119925318136856E-3]
[2004,12,27,13,2.9766214647063776E-3,8.2120187292920508E-4,9.9085210418811296E-4,2.2344489247311912E-6,0,4.7909098907484267E-3,null,2.2633693999847522E-3,5.491774182403475E-4,7.0985645089176601E-4,1.9354838709677958E-6,0,3.5243387529878332E-3]
[2004,12,27,14,2.7917161471021933E-3,8.2841004198360053E-4,9.9542566605455881E-4,2.2344489247311912E-6,0,4.6177863040650835E-3,null,2.1227707236928526E-3,5.5399786958370938E-4,7.1313299678668477E-4,1.9354838709677958E-6,0,3.3918370739342146E-3]
[2004,12,27,15,2.7823850418668061E-3,7.2853829005520266E-4,9.4465858795718773E-4,2.2344489247311912E-6,0,4.4578163688039274E-3,null,2.1156755191771865E-3,4.8720879775227395E-4,6.7676294950311624E-4,1.9354838709677958E-6,0,3.2815827503035445E-3]
[2004,12,27,16,2.7524954236127241E-3,8.176523924502138E-4,9.6457579398260683E-4,2.2344489247311912E-6,0,4.5369580589702755E-3,null,2.0929479912951054E-3,5.4680370893718446E-4,6.9103183697999035E-4,1.9354838709677958E-6,0,3.332719021083248E-3]
[2004,12,27,17,3.1181647920982569E-3,9.887601918037634E-4,1.0365310610762116E-3,2.2344489247311912E-6,1.0689628373276053E-5,5.156380122276239E-3,null,2.370996399181442E-3,6.6123177174053213E-4,7.4258131677232297E-4,1.9354838709677958E-6,4.7310129543932912E-6,3.7814759845196579E-3]
[2004,12,27,18,3.6934137722297233E-3,7.6769691149798462E-4,9.1256870247734604E-4,2.2344489247311912E-6,8.0172213000000928E-5,5.4560860481297864E-3,null,2.8084053725560363E-3,5.1339606221757555E-4,6.5377343157207394E-4,1.9354838709677958E-6,3.548259724665618E-5,4.0129929474633091E-3]
[2004,12,27,19,3.7064367800150417E-3,7.3209831869129258E-4,8.8073444874719087E-4,2.2344489247311912E-6,8.0172213000000928E-5,5.4016762093782571E-3,null,2.8183078333380157E-3,4.8958956111835807E-4,6.3096705080731578E-4,1.9354838709677958E-6,3.548259724665618E-5,3.9762825263813129E-3]
[2004,12,27,20,3.6107934562084809E-3,7.677497396713363E-4,8.7698548124324875E-4,2.2344489247311912E-6,8.0172213000000928E-5,5.3379353390477979E-3,null,2.7455823709359776E-3,5.1343139097266978E-4,6.2828125263864011E-4,1.9354838709677958E-6,3.548259724665618E-5,3.9247130956649116E-3]
[2004,12,27,21,3.5898495034620741E-3,7.4130659863314648E-4,8.4084563493772263E-4,2.2344489247311912E-6,8.0172213000000928E-5,5.2544083989576754E-3,null,2.7296569661362713E-3,4.9574758336794645E-4,6.0239030188445543E-4,1.9354838709677958E-6,3.548259724665618E-5,3.8652129325062968E-3]
[2004,12,27,22,3.3945129070621408E-3,7.6811353751533667E-4,8.3546536987300145E-4,2.2344489247311912E-6,8.0172213000000928E-5,5.0804984763752111E-3,null,2.5811265331500965E-3,5.1367468018974967E-4,5.9853582567397264E-4,1.9354838709677958E-6,3.548259724665618E-5,3.7307551201314426E-3]
[2004,12,27,23,3.1251569289927604E-3,7.311219297506152E-4,7.8646009165734014E-4,2.2344489247311912E-6,8.0172213000000928E-5,4.7251456123254473E-3,null,2.376313094258451E-3,4.8893660260070765E-4,5.6342794961245228E-4,1.9354838709677958E-6,3.548259724665618E-5,3.4660957275892352E-3]
[2004,12,27,24,2.7432862111547059E-3,7.7192222910215324E-4,7.8049659210873736E-4,2.2344489247311912E-6,8.0172213000000928E-5,4.3781116942903289E-3,null,2.0859454718539939E-3,5.1622173650010708E-4,5.5915563832949406E-4,1.9354838709677958E-6,3.548259724665618E-5,3.1987409278012189E-3]
[2004,12,28,1,2.3452476294841171E-3,7.119292295113711E-4,7.0842833619283257E-4,2.2344489247311912E-6,8.0172213000000928E-5,3.848011857113053E-3,null,1.7832840967182708E-3,4.761015154998315E-4,5.0752521220415235E-4,1.9354838709677958E-6,3.548259724665618E-5,2.8043289055398784E-3]
[2004,12,28,2,2.2149588002514068E-3,7.3405711431248817E-4,7.1783039692668762E-4,2.2344489247311912E-6,8.0172213000000928E-5,3.7492529734153143E-3,null,1.6842148154066665E-3,4.9089950250739999E-4,5.1426094343527467E-4,1.9354838709677958E-6,3.548259724665618E-5,2.7267933424669649E-3]
[2004,12,28,3,2.2421661175629714E-3,6.7899390516077524E-4,6.8145680285255342E-4,2.2344489247311912E-6,8.0172213000000928E-5,3.6850234875010317E-3,null,1.7049027699177872E-3,4.5407607085337491E-4,4.8820253341978694E-4,1.9354838709677958E-6,3.548259724665618E-5,2.6845994553085731E-3]
[2004,12,28,4,2.2758552432219537E-3,6.2897671231003111E-4,6.4917614910686293E-4,2.2344489247311912E-6,8.0172213000000928E-5,3.6364147665635797E-3,null,1.730519374861642E-3,4.2062715440190302E-4,4.6507634717713099E-4,1.9354838709677958E-6,3.548259724665618E-5,2.6536409575582997E-3]
[2004,12,28,5,2.4021214901577175E-3,5.960031217979605E-4,6.3213646462687186E-4,2.2344489247311912E-6,8.0172213000000928E-5,3.7126677385072816E-3,null,1.8265299569776038E-3,3.9857611932213468E-4,4.5286894518630307E-4,1.9354838709677958E-6,3.548259724665618E-5,2.7153931026036651E-3]
[2004,12,28,6,2.5318343290976538E-3,5.4656628542603791E-4,6.3191610590341673E-4,2.2344489247311912E-6,8.0172213000000928E-5,3.7927233823518403E-3,null,1.9251612656350392E-3,3.6551531532291693E-4,4.5271107797212074E-4,1.9354838709677958E-6,3.548259724665618E-5,2.780805740047701E-3]
[2004,12,28,7,2.7113270441241986E-3,4.8313145844638863E-4,6.6476770033514255E-4,2.2344489247311912E-6,8.0172213000000928E-5,3.9416328648304621E-3,null,2.0616442963220937E-3,3.2309337784858509E-4,4.7624629188635926E-4,1.9354838709677958E-6,3.548259724665618E-5,2.8984020471746622E-3]
[2004,12,28,8,2.9167423762058641E-3,5.1531282209173646E-4,7.6485892192292753E-4,2.2344489247311912E-6,7.2161405477040848E-5,4.2713099746222996E-3,null,2.2178384185623594E-3,3.446146124984353E-4,5.4795265353348296E-4,1.9354838709677958E-6,3.1937176129770297E-5,3.1442783445950156E-3]
[2004,12,28,9,2.9351334056951246E-3,6.2785911748127908E-4,8.7657321554519103E-4,2.2344489247311912E-6,0,4.4418001876463256E-3,null,2.2318226264550199E-3,4.1987976467603263E-4,6.2798590133039667E-4,1.9354838709677958E-6,0,3.2816237763324172E-3]
[2004,12,28,10,2.8487132570953772E-3,7.3579400324330472E-4,9.4826864569085619E-4,2.2344489247311912E-6,0,4.535010354954269E-3,null,2.1661103005170298E-3,4.9206104415780287E-4,6.7934923130996173E-4,1.9354838709677958E-6,0,3.3394560598557625E-3]
[2004,12,28,11,2.9105650937435706E-3,7.1358680577914555E-4,9.3575427098064115E-4,2.2344489247311912E-6,0,4.5621406194280879E-3,null,2.2131413241329887E-3,4.7721001693569139E-4,6.703838069248545E-4,1.9354838709677958E-6,0,3.362670631864502E-3]
[2004,12,28,12,2.7332905612374183E-3,7.8048159241291644E-4,9.629954621115139E-4,2.2344489247311912E-6,0,4.47900206468658E-3,null,2.0783449595201285E-3,5.2194579680700721E-4,6.8989967127281414E-4,1.9354838709677958E-6,0,3.2921259114709178E-3]
[2004,12,28,13,2.5951225176397857E-3,8.1510499894665302E-4,9.6716454609416117E-4,2.2344489247311912E-6,0,4.3796265116053303E-3,null,1.9732844653852152E-3,5.4510014367065921E-4,6.9288644512824902E-4,1.9354838709677958E-6,0,3.2132065380550915E-3]
[2004,12,28,14,2.4232992936659217E-3,8.2359120988521688E-4,9.7223984357027989E-4,2.2344489247311912E-6,0,4.22136479604615E-3,null,1.8426331776886348E-3,5.5077528344750829E-4,6.9652243947936326E-4,1.9354838709677958E-6,0,3.0918663844864743E-3]
[2004,12,28,15,2.4151085429692039E-3,7.3213282093421972E-4,9.256515984781455E-4,2.2344489247311912E-6,0,4.0751274113063002E-3,null,1.8364050782444605E-3,4.8961263443725669E-4,6.6314615034943698E-4,1.9354838709677958E-6,0,2.9910993469021217E-3]
[2004,12,28,16,2.4137376648399526E-3,7.9576966650522904E-4,9.3573360249489578E-4,2.2344489247311912E-6,0,4.1474753827648089E-3,null,1.8353626871827667E-3,5.3216967151632267E-4,6.7036899981300145E-4,1.9354838709677958E-6,0,3.0398368423830585E-3]
[2004,12,28,17,2.7715215660657163E-3,9.3784048781447079E-4,9.9277224471255344E-4,2.2344489247311912E-6,9.3534248767241794E-6,4.7137221723941962E-3,null,{"$f":"E8707*T$5","v":2.1074151276570686E-3},{"$f":"F8707*U$5","v":6.2717930243154753E-4},{"$f":"G8707*V$5","v":7.1123205894884289E-4},{"$f":"H8707*W$5","v":1.9354838709677958E-6},{"$f":"I8707*X$5","v":4.139636357270753E-6},{"$f":"SUM(L8707:P8707)","v":3.4519016092656976E-3}]
[2004,12,28,18,3.2340920168880166E-3,7.7940989736076838E-4,8.9179057330321691E-4,2.2344489247311912E-6,8.0172213000000928E-5,{"$f":"SUM(E8708:I8708)","v":4.9876991494767348E-3},null,2.4591453748995145E-3,5.2122910248216317E-4,6.3888777005975022E-4,1.9354838709677958E-6,3.548259724665618E-5,3.6566803285590518E-3]
[2004,12,28,19,3.2301017280552671E-3,7.5864993060607367E-4,8.6680191530915231E-4,2.2344489247311912E-6,8.0172213000000928E-5,4.937960235895226E-3,null,2.4561112310729541E-3,5.0734590844555931E-4,6.2098564319213931E-4,1.9354838709677958E-6,3.548259724665618E-5,3.6218608638282769E-3]
[2004,12,28,20,3.2141155954679588E-3,7.4624939891345028E-4,8.3691949526397435E-4,2.2344489247311912E-6,8.0172213000000928E-5,4.8796911515701152E-3,null,2.4439556635104586E-3,4.9905307302438434E-4,5.9957757578463461E-4,1.9354838709677958E-6,3.548259724665618E-5,3.5800043934371018E-3]
[2004,12,28,21,3.1929541639061812E-3,7.2701467774882831E-4,8.0095955717499208E-4,2.2344489247311912E-6,8.0172213000000928E-5,4.8033350607547343E-3,null,2.4278648917328912E-3,4.8618988449793696E-4,5.7381551309310054E-4,1.9354838709677958E-6,3.548259724665618E-5,3.5252883704415526E-3]
[2004,12,28,22,3.0092338334012582E-3,7.5738560701580238E-4,7.9532870815779324E-4,2.2344489247311912E-6,8.0172213000000928E-5,4.6443548104995857E-3,null,2.2881672583084322E-3,5.065003940988265E-4,5.6978151600921561E-4,1.9354838709677958E-6,3.548259724665618E-5,3.4018672495340981E-3]
[2004,12,28,23,2.7610927176395196E-3,7.2551178839766407E-4,7.5049627841906148E-4,2.2344489247311912E-6,8.0172213000000928E-5,4.3195074463809775E-3,null,2.0994852189720682E-3,4.8518482968622635E-4,5.3766311072483953E-4,1.9354838709677958E-6,3.548259724665618E-5,3.1597512405007579E-3]
[2004,12,28,24,2.4081724705785623E-3,7.6578205806447273E-4,7.4590428999888128E-4,2.2344489247311912E-6,8.0172213000000928E-5,4.0022654805666486E-3,null,1.831131013607355E-3,5.1211550709515032E-4,5.3437336386079456E-4,1.9354838709677958E-6,3.548259724665618E-5,2.9150379656809238E-3]
[2004,12,29,1,2.8012341994289197E-3,9.8818815092882291E-4,8.8966275940628183E-4,2.2344489247311912E-6,8.0172213000000928E-5,4.7614917716887568E-3,null,2.1300080794128184E-3,6.6084922033486225E-4,6.37363382701988E-4,1.9354838709677958E-6,3.548259724665618E-5,3.4656387635672923E-3]
[2004,12,29,2,2.6618766461382363E-3,1.0004366244698332E-3,8.9456807334410368E-4,2.2344489247311912E-6,8.0172213000000928E-5,4.639288005876905E-3,null,2.0240431035115272E-3,6.6904036711420858E-4,6.4087759913014533E-4,1.9354838709677958E-6,3.548259724665618E-5,3.371379150873505E-3]
[2004,12,29,3,2.6731938476876114E-3,9.4613048468418688E-4,8.5808062110167139E-4,2.2344489247311912E-6,8.0172213000000928E-5,4.5598116153982016E-3,null,2.0326484999262312E-3,6.3272322436866142E-4,6.1473761997339865E-4,1.9354838709677958E-6,3.548259724665618E-5,3.3175274253859155E-3]
[2004,12,29,4,2.6938499395955666E-3,8.9755975469743544E-4,8.2584706232983834E-4,2.2344489247311912E-6,8.0172213000000928E-5,4.4996634185475726E-3,null,2.0483550205241908E-3,6.0024162760728542E-4,5.9164517304547597E-4,1.9354838709677958E-6,3.548259724665618E-5,3.2776599022945759E-3]
[2004,12,29,5,2.8240771357444321E-3,8.7442161591381096E-4,8.1311294435537748E-4,2.2344489247311912E-6,8.0172213000000928E-5,4.5940183579383526E-3,null,2.1473774371478741E-3,5.8476803489036615E-4,5.8252232236737751E-4,1.9354838709677958E-6,3.548259724665618E-5,3.3520858755232415E-3]
[2004,12,29,6,2.9576696209011916E-3,8.3431137009143104E-4,8.1869022492178753E-4,2.2344489247311912E-6,8.0172213000000928E-5,4.693077877839142E-3,null,2.24895875897764E-3,5.5794437316739878E-4,5.8651794247230066E-4,1.9354838709677958E-6,3.548259724665618E-5,3.4308391557349633E-3]
[2004,12,29,7,3.149609429805196E-3,7.8412415428380175E-4,8.6119693934720131E-4,2.2344489247311912E-6,8.0172213000000928E-5,4.8773371853609313E-3,null,2.39490633587422E-3,5.2438175413976158E-4,6.1697018182624319E-4,1.9354838709677958E-6,3.548259724665618E-5,3.5736763529578483E-3]
[2004,12,29,8,3.3996895543496795E-3,8.3453004142737585E-4,9.753244419946611E-4,2.2344489247311912E-6,7.3497609053764932E-5,5.2852760957502118E-3,null,2.5850627625981647E-3,5.580906092680167E-4,6.9873227693209963E-4,1.9354838709677958E-6,3.2528552762375434E-5,3.8763496854316241E-3]
[2004,12,29,9,3.4428559968904425E-3,9.565121825971907E-4,1.094636829197874E-3,2.2344489247311912E-6,0,5.4962394576102379E-3,null,2.6178857487626486E-3,6.3966596797989782E-4,7.8420887567929025E-4,1.9354838709677958E-6,0,4.0436960762928039E-3]
[2004,12,29,10,3.3783803181911039E-3,1.0642608839759446E-3,1.1667006839156907E-3,2.2344489247311912E-6,0,5.6115763350074697E-3,null,2.5688596028648103E-3,7.1172273695786564E-4,8.358361487418879E-4,1.9354838709677958E-6,0,4.1183539724355313E-3]
[2004,12,29,11,3.4395400678804903E-3,1.0470869751758086E-3,1.1562857857792977E-3,2.2344489247311912E-6,0,5.6451472777603274E-3,null,2.6153643760108104E-3,7.0023771335177981E-4,8.2837481057017673E-4,1.9354838709677958E-6,0,4.1459123838037343E-3]
[2004,12,29,12,3.2630608252290465E-3,1.1009067420801467E-3,1.1760705613838229E-3,2.2344489247311912E-6,0,5.542272577617747E-3,null,2.4811727354929038E-3,7.3622959502320619E-4,8.4254882355653041E-4,1.9354838709677958E-6,0,4.0618866379436075E-3]
[2004,12,29,13,3.120712325174239E-3,1.1230656626206727E-3,1.1732937750584932E-3,2.2344489247311912E-6,0,5.4193062117781354E-3,null,2.3729334974917225E-3,7.5104833713107787E-4,8.4055950579916606E-4,1.9354838709677958E-6,0,3.9664768242929334E-3]
[2004,12,29,14,2.9342302291376233E-3,1.1162048906798794E-3,1.1708054578201707E-3,2.2344489247311912E-6,0,5.223475026562405E-3,null,2.2311358672525918E-3,7.4646020704298985E-4,8.3877685020806168E-4,1.9354838709677958E-6,0,3.8183084083746113E-3]
[2004,12,29,15,2.8998295931246336E-3,1.0187899469403907E-3,1.1216683467664187E-3,2.2344489247311912E-6,0,5.0425223357561735E-3,null,2.2049782426385753E-3,6.8131412169608867E-4,8.0357452777037432E-4,1.9354838709677958E-6,0,3.6918023759760061E-3]
[2004,12,29,16,2.9185876002077423E-3,1.0814979697569029E-3,1.129724540194017E-3,2.2344489247311912E-6,0,5.132044559083393E-3,null,2.2192414936901472E-3,7.2325001006722715E-4,8.0934606607567809E-4,1.9354838709677958E-6,0,3.7537730537040206E-3]
[2004,12,29,17,3.3584005628408608E-3,1.2600666488629549E-3,1.2039938840485275E-3,2.2344489247311912E-6,8.0172213000000939E-6,5.8327127659770737E-3,null,2.5536673564152327E-3,8.4266752408269365E-4,8.6255337382199545E-4,1.9354838709677958E-6,3.5482597246656184E-6,4.2643719979155543E-3]
[2004,12,29,18,3.8331178878255423E-3,1.1367678173288319E-3,1.1194368791626929E-3,2.2344489247311912E-6,8.0172213000000928E-5,6.1717292462417995E-3,null,2.914633868198058E-3,7.6021163082902758E-4,8.019758818505994E-4,1.9354838709677958E-6,3.548259724665618E-5,4.5142394619953089E-3]
[2004,12,29,19,3.828312734825509E-3,1.1092191107851541E-3,1.0902441420407236E-3,2.2344489247311912E-6,8.0172213000000928E-5,6.110182649576119E-3,null,2.9109801163214842E-3,7.4178847808882163E-4,7.8106191025218688E-4,1.9354838709677958E-6,3.548259724665618E-5,4.4712485857801168E-3]
[2004,12,29,20,3.8065653015912576E-3,1.0919240867300374E-3,1.0571852247716388E-3,2.2344489247311912E-6,8.0172213000000928E-5,6.0380812750176656E-3,null,2.8944437594167708E-3,7.3022245885275428E-4,7.5737816816417308E-4,1.9354838709677958E-6,3.548259724665618E-5,4.4194624675513222E-3]
[2004,12,29,21,3.7728176772852248E-3,1.0698235785702186E-3,1.018551181585647E-3,2.2344489247311912E-6,8.0172213000000928E-5,5.9435990993658228E-3,null,2.868782673154332E-3,7.1544277992957269E-4,7.2970034958389309E-4,1.9354838709677958E-6,3.548259724665618E-5,4.3513438837854213E-3]
[2004,12,29,22,3.5729462135484099E-3,1.0863776881086015E-3,1.005147487028239E-3,2.2344489247311912E-6,8.0172213000000928E-5,5.7468780506099819E-3,null,2.7168040086462827E-3,7.265133137864052E-4,7.2009780748185542E-4,1.9354838709677958E-6,3.548259724665618E-5,4.2008332110321667E-3]
[2004,12,29,23,3.2801433624279849E-3,1.0336433252609517E-3,9.487223794609435E-4,2.2344489247311912E-6,8.0172213000000928E-5,5.3449157290746127E-3,null,2.4941619893932123E-3,6.9124729431433482E-4,6.7967429076366077E-4,1.9354838709677958E-6,3.548259724665618E-5,3.902501655588832E-3]
[2004,12,29,24,2.8918547379585737E-3,1.0481059014558235E-3,9.2999616651262117E-4,2.2344489247311912E-6,8.0172213000000928E-5,4.9523634678517508E-3,null,2.1989143062710564E-3,7.0091911864599802E-4,6.6625864275125487E-4,1.9354838709677958E-6,3.548259724665618E-5,3.6035101487859331E-3]
[2004,12,30,1,2.9025764458214132E-3,9.7171959250614388E-4,8.8541146030594138E-4,2.2344489247311912E-6,8.0172213000000928E-5,4.8421141605582306E-3,null,2.2070669000019225E-3,6.4983589864765409E-4,6.3431770910620975E-4,1.9354838709677958E-6,3.548259724665618E-5,3.5286385888734103E-3]
[2004,12,30,2,2.7578121377441226E-3,9.8761169280973948E-4,8.9001079376622647E-4,2.2344489247311912E-6,8.0172213000000928E-5,4.7178412862448208E-3,null,2.0969907250508605E-3,6.6046371490434896E-4,6.3761271803113994E-4,1.9354838709677958E-6,3.548259724665618E-5,3.432485239103973E-3]
[2004,12,30,3,2.7767645045227367E-3,9.2753001065097585E-4,8.5031769582708102E-4,2.2344489247311912E-6,8.0172213000000928E-5,4.6370188729255258E-3,null,2.1114017637175572E-3,6.2028418758082633E-4,6.091761819336885E-4,1.9354838709677958E-6,3.548259724665618E-5,3.378280214349696E-3]
[2004,12,30,4,2.8048111002857866E-3,8.7383273731802863E-4,8.1480185043724101E-4,2.2344489247311912E-6,8.0172213000000928E-5,4.5758523499657882E-3,null,2.1327278904610834E-3,5.8437422328624119E-4,5.8373227173529399E-4,1.9354838709677958E-6,3.548259724665618E-5,3.3382524666002427E-3]
[2004,12,30,5,2.9444346094442196E-3,8.4625419243349953E-4,7.9870937777779135E-4,2.2344489247311912E-6,8.0172213000000928E-5,4.6718048415802429E-3,null,2.2388950944185614E-3,5.6593111620407196E-4,5.7220346185556949E-4,1.9354838709677958E-6,3.548259724665618E-5,3.4144477535958265E-3]
[2004,12,30,6,3.0870877416097823E-3,8.0207202066449044E-4,8.0097579904979291E-4,2.2344489247311912E-6,8.0172213000000928E-5,4.7725422232487982E-3,null,2.3473659691951648E-3,5.3638436062032309E-4,5.7382714893618268E-4,1.9354838709677958E-6,3.548259724665618E-5,3.4949955598692945E-3]
[2004,12,30,7,3.2899299075809206E-3,7.4890428782507421E-4,8.3868015556455729E-4,2.2344489247311912E-6,8.0172213000000928E-5,4.9599210128952846E-3,null,2.501603502226927E-3,5.008285256703944E-4,6.0083893059925848E-4,1.9354838709677958E-6,3.548259724665618E-5,3.6406890396142037E-3]
[2004,12,30,8,3.5395579202020674E-3,8.0267915690621311E-4,9.5679841728713391E-4,2.2344489247311912E-6,7.3497609053764932E-5,5.3747675523739095E-3,null,2.691416151179737E-3,5.3679038199550596E-4,6.8546004579646107E-4,1.9354838709677958E-6,3.2528552762375434E-5,3.9481306156050472E-3]
[2004,12,30,9,3.581141283253333E-3,9.2665008811655984E-4,1.0792770291893983E-3,2.2344489247311912E-6,0,5.5893028494840222E-3,null,2.7230353921865796E-3,6.1969574081562539E-4,7.7320495988364511E-4,1.9354838709677958E-6,0,4.1178715767568172E-3]
[2004,12,30,10,3.5067438014140234E-3,1.0417048426931939E-3,1.1559093248509149E-3,2.2344489247311912E-6,0,5.7065924178828636E-3,null,2.6664648857155373E-3,6.966384209988693E-4,8.281051101604065E-4,1.9354838709677958E-6,0,4.1931439007457808E-3]
[2004,12,30,11,3.5724454663887276E-3,1.0206621798374079E-3,1.145389672838306E-3,2.2344489247311912E-6,0,5.7407317679891729E-3,null,2.7164232495165809E-3,6.8256617440398259E-4,8.2056872525419929E-4,1.9354838709677958E-6,0,4.2214936330457302E-3]
[2004,12,30,12,3.3822376518470036E-3,1.0830652772756784E-3,1.1685778420085038E-3,2.2344489247311912E-6,0,5.6361152200559168E-3,null,2.5717926499673098E-3,7.2429814442386171E-4,8.3718096375100465E-4,1.9354838709677958E-6,0,4.135207242013144E-3]
[2004,12,30,13,3.2285930202939944E-3,1.1115980388358515E-3,1.1686413205499228E-3,2.2344489247311912E-6,0,5.5110668286044995E-3,null,2.4549640368391988E-3,7.4337938235746563E-4,8.3722644041894431E-4,1.9354838709677958E-6,0,4.0375053434865762E-3]
[2004,12,30,14,3.0332208836616331E-3,1.1098535525594015E-3,1.1666105763255526E-3,2.2344489247311912E-6,0,5.3119194614713186E-3,null,2.3064065796998016E-3,7.422127599945146E-4,8.357715947546042E-4,1.9354838709677958E-6,0,3.8863264183198886E-3]
[2004,12,30,15,3.0031363407321521E-3,1.0070641697922636E-3,1.1154680307227714E-3,2.2344489247311912E-6,0,5.1279029901719177E-3,null,2.2835308346020513E-3,6.7347252728021075E-4,7.9913255875951265E-4,1.9354838709677958E-6,0,3.7580714045127427E-3]
[2004,12,30,16,3.0124765749059315E-3,1.0771760773350587E-3,1.1270542104589276E-3,2.2344489247311912E-6,0,5.2189413116246492E-3,null,2.2906329805982032E-3,7.2035975153228893E-4,8.0743301489432696E-4,1.9354838709677958E-6,0,3.8203612308957868E-3]
[2004,12,30,17,3.4558907346697427E-3,1.2606442655725275E-3,1.2060228723643569E-3,2.2344489247311912E-6,6.6810177232760066E-6,5.9314733392546344E-3,null,2.6277971288209802E-3,8.4305380431871414E-4,8.6400696153572957E-4,1.9354838709677958E-6,2.9568830920604825E-6,4.3397502616384512E-3]
[2004,12,30,18,3.9636044717110859E-3,1.1201317701598889E-3,1.1100873176693108E-3,2.2344489247311912E-6,8.0172213000000928E-5,6.276230221465018E-3,null,3.0138535185892492E-3,7.4908630131488953E-4,7.9527776160537409E-4,1.9354838709677958E-6,3.548259724665618E-5,4.595635662627137E-3]
[2004,12,30,19,3.9538206383693437E-3,1.0974066913541074E-3,1.08000759842197E-3,2.2344489247311912E-6,8.0172213000000928E-5,6.2136415900701531E-3,null,3.0064140677679694E-3,7.3388894178701689E-4,7.7372834705754525E-4,1.9354838709677958E-6,3.548259724665618E-5,4.5514494377301559E-3]
[2004,12,30,20,3.9282298846762456E-3,1.0806735110164072E-3,1.0490088641963446E-3,2.2344489247311912E-6,8.0172213000000928E-5,6.1403189218137292E-3,null,2.9869553191436398E-3,7.2269865462409346E-4,7.5152054090107576E-4,1.9354838709677958E-6,3.548259724665618E-5,4.4985925957864333E-3]
[2004,12,30,21,3.8953586764438469E-3,1.0554250054030981E-3,1.011046751817402E-3,2.2344489247311912E-6,8.0172213000000928E-5,6.0442370955890792E-3,null,2.9619606438932287E-3,7.058137575187268E-4,7.2432410033464927E-4,1.9354838709677958E-6,3.548259724665618E-5,4.4295165828642288E-3]
[2004,12,30,22,3.6871758737781809E-3,1.0748425232193527E-3,9.9976022655474126E-4,2.2344489247311912E-6,8.0172213000000928E-5,5.8441852854770066E-3,null,2.803662186819174E-3,7.1879919100894727E-4,7.1623831968990075E-4,1.9354838709677958E-6,3.548259724665618E-5,4.2761177786356458E-3]
[2004,12,30,23,3.3921938165721141E-3,1.0204500569258139E-3,9.4036587445475261E-4,2.2344489247311912E-6,8.0172213000000928E-5,5.4354164098774126E-3,null,2.5793631384715462E-3,6.8242431755150934E-4,6.7368760621156561E-4,1.9354838709677958E-6,3.548259724665618E-5,3.9728931433522449E-3]
[2004,12,30,24,2.9905130636011805E-3,1.0384742846818043E-3,9.2482363119375131E-4,2.2344489247311912E-6,8.0172213000000928E-5,5.0362176414014692E-3,null,2.2739323218168234E-3,6.9447799057773278E-4,6.6255298622789921E-4,1.9354838709677958E-6,3.548259724665618E-5,3.6683813797400793E-3]
[2004,12,31,1,2.4344211638395734E-3,9.0306003058351241E-4,8.3987392194932676E-4,2.2344489247311912E-6,8.0172213000000928E-5,4.2597617782971445E-3,null,1.8510900476400613E-3,6.0391992816930299E-4,6.0169415688934207E-4,1.9354838709677958E-6,3.548259724665618E-5,3.09412221381633E-3]
[2004,12,31,2,2.3124692719983199E-3,9.1345992780041433E-4,8.4209933787292215E-4,2.2344489247311912E-6,8.0172213000000928E-5,4.150435199596389E-3,null,1.7583600235048051E-3,6.108748425354512E-4,6.0328846732437495E-4,1.9354838709677958E-6,3.548259724665618E-5,3.0099414144822553E-3]
[2004,12,31,3,2.2978940775207055E-3,8.8093406392353573E-4,8.1809821737428737E-4,2.2344489247311912E-6,8.0172213000000928E-5,4.0793330207432605E-3,null,1.7472773078922867E-3,5.8912322391550549E-4,5.8609382228847775E-4,1.9354838709677958E-6,3.548259724665618E-5,2.9599124352138939E-3]
[2004,12,31,4,2.305370407221367E-3,8.4694416083348377E-4,7.9080156208971987E-4,2.2344489247311912E-6,8.0172213000000928E-5,4.0255227920693026E-3,null,1.7529621744664596E-3,5.6639253145050728E-4,5.6653822286085575E-4,1.9354838709677958E-6,3.548259724665618E-5,2.9233110098954465E-3]
[2004,12,31,5,2.4111735080829294E-3,8.3635423098254189E-4,7.8000102526235395E-4,2.2344489247311912E-6,8.0172213000000928E-5,4.109935426252557E-3,null,1.8334129485245518E-3,5.5931053306910799E-4,5.5880060923759779E-4,1.9354838709677958E-6,3.548259724665618E-5,2.9889421719488814E-3]
[2004,12,31,6,2.5041485452916329E-3,8.2632061167574886E-4,7.856811756377256E-4,2.2344489247311912E-6,8.0172213000000928E-5,4.1985569945298395E-3,null,1.9041094938111328E-3,5.5260056646022019E-4,5.6286992631221478E-4,1.9354838709677958E-6,3.548259724665618E-5,3.0569980677011919E-3]
[2004,12,31,7,2.6434381594414814E-3,8.2415394515739657E-4,8.1340156550309579E-4,2.2344489247311912E-6,8.0172213000000928E-5,4.3634003320267064E-3,null,2.0100228100122402E-3,5.511516117464514E-4,5.8272909347146628E-4,1.9354838709677958E-6,3.548259724665618E-5,3.1813215963477819E-3]
[2004,12,31,8,2.8425860266827405E-3,9.083004762000268E-4,9.017351275243553E-4,2.2344489247311912E-6,7.3497609053764932E-5,4.7283536883856178E-3,null,2.161451264765574E-3,6.0742446766072033E-4,6.4601214910207179E-4,1.9354838709677958E-6,3.2528552762375434E-5,3.4493519181617097E-3]
[2004,12,31,9,3.0303641921310843E-3,9.4808688668137329E-4,9.3640169354748855E-4,2.2344489247311912E-6,0,4.9170872212846769E-3,null,{"$f":"E8771*T$5","v":2.3042344028637129E-3},{"$f":"F8771*U$5","v":6.340315650255363E-4},{"$f":"G8771*V$5","v":6.7084762698799713E-4},{"$f":"H8771*W$5","v":1.9354838709677958E-6},{"$f":"I8771*X$5","v":0},{"$f":"SUM(L8771:P8771)","v":3.6110490787482144E-3}]
[2004,12,31,10,3.0989755143760495E-3,9.6443814215251152E-4,9.5462276381968634E-4,2.2344489247311912E-6,0,{"$f":"SUM(E8772:I8772)","v":5.0202708692729785E-3},null,2.3564052176962484E-3,6.4496644055449432E-4,6.8390138568740465E-4,1.9354838709677958E-6,0,3.687208527809115E-3]
[2004,12,31,11,3.1512062834055934E-3,9.5262536602687777E-4,9.4423833305102255E-4,2.2344489247311912E-6,0,5.0503044314082245E-3,null,2.3961205546179361E-3,6.37066665713764E-4,6.7646187464552717E-4,1.9354838709677958E-6,0,3.711584578848195E-3]
[2004,12,31,12,3.0225443428663341E-3,9.8005991794805603E-4,9.5343109314751707E-4,2.2344489247311912E-6,0,4.9582698028866378E-3,null,2.2982883301943501E-3,6.5541347773565072E-4,6.8304766078698567E-4,1.9354838709677958E-6,0,3.6386849525879539E-3]
[2004,12,31,13,2.8842266426174819E-3,1.0070301738855519E-3,9.5476917775127491E-4,2.2344489247311912E-6,0,4.8482604431790395E-3,null,2.1931140398347942E-3,6.7344979257283354E-4,6.840062781061615E-4,1.9354838709677958E-6,0,3.5525055943847572E-3]
[2004,12,31,14,2.7165561625615677E-3,9.9845075773746057E-4,9.558229996107343E-4,2.2344489247311912E-6,0,4.6730643688344935E-3,null,2.0656204238883188E-3,6.6771232196355195E-4,6.8476124672546003E-4,1.9354838709677958E-6,0,3.4200294764482986E-3]
[2004,12,31,15,2.7225451189439739E-3,8.8156526007065236E-4,9.0483435790131598E-4,2.2344489247311912E-6,0,4.5111791858406733E-3,null,2.0701743185553112E-3,5.8954533531332823E-4,6.4823246903335751E-4,1.9354838709677958E-6,0,3.3098876067729648E-3]
[2004,12,31,16,2.7310032844024912E-3,9.4058477189349601E-4,9.1744600705578948E-4,2.2344489247311912E-6,0,4.5912685122765076E-3,null,2.076605755372456E-3,6.2901453795050869E-4,6.5726758181239558E-4,1.9354838709677958E-6,0,3.364823359006328E-3]
[2004,12,31,17,3.1081347726508541E-3,1.1002831576418745E-3,1.002108321194641E-3,2.2344489247311912E-6,5.3448142267241325E-6,5.2181055146388253E-3,null,2.3633697528753278E-3,7.3581257394330572E-4,7.1792051839583476E-4,1.9354838709677958E-6,2.3655064949379443E-6,3.8214038355803741E-3]
[2004,12,31,18,3.5203405444205116E-3,9.7820650749040053E-4,9.4044544040224206E-4,2.2344489247311912E-6,8.0172213000000928E-5,5.5213991542378861E-3,null,2.6768036044358158E-3,6.5417401250349747E-4,6.7374460805962955E-4,1.9354838709677958E-6,3.548259724665618E-5,4.0421403061165666E-3]
[2004,12,31,19,3.4957870374414707E-3,9.5736618301446249E-4,9.3077785482296885E-4,2.2344489247311912E-6,8.0172213000000928E-5,5.4663377372036349E-3,null,2.6581335595484809E-3,6.4023707937137654E-4,6.6681865214856205E-4,1.9354838709677958E-6,3.548259724665618E-5,4.0026073721860433E-3]
[2004,12,31,20,3.4142113068680712E-3,9.7841806990655754E-4,9.2679776487417011E-4,2.2344489247311912E-6,8.0172213000000928E-5,5.4018338035735315E-3,null,2.5961048419065329E-3,6.543154945255578E-4,6.6396727552702351E-4,1.9354838709677958E-6,3.548259724665618E-5,3.9518056930767384E-3]
[2004,12,31,21,3.3478048183788298E-3,9.7286631440335987E-4,9.1422946430185057E-4,2.2344489247311912E-6,8.0172213000000928E-5,5.3173072590087722E-3,null,2.5456105429877366E-3,6.5060276705323431E-4,6.5496321810987949E-4,1.9354838709677958E-6,3.548259724665618E-5,3.8885946092684746E-3]
[2004,12,31,22,3.1746574238892484E-3,9.795927244156729E-4,9.0465890935416068E-4,2.2344489247311912E-6,8.0172213000000928E-5,5.141315719583814E-3,null,2.4139523798583297E-3,6.5510104281996117E-4,6.4810677592288082E-4,1.9354838709677958E-6,3.548259724665618E-5,3.7545782797187956E-3]
[2004,12,31,23,2.9020526015530136E-3,9.2955870821283401E-4,8.67690630858426E-4,2.2344489247311912E-6,8.0172213000000928E-5,4.7817086025490054E-3,null,2.2066685782463646E-3,6.2164087577911027E-4,6.2162232798393944E-4,1.9354838709677958E-6,3.548259724665618E-5,3.4873498631270384E-3]
[2004,12,31,24,2.5173312790515135E-3,9.6451566871123687E-4,8.6626740634330622E-4,2.2344489247311912E-6,8.0172213000000928E-5,4.4305210160307893E-3,null,1.9141334073500358E-3,6.450182863146775E-4,6.206027155727079E-4,1.9354838709677958E-6,3.548259724665618E-5,{"$f":"SUM(L8786:P8786)","v":3.2171724903550451E-3}]
[]
["NCP",1,null,null,{"$f":"MAX(IF($B$3:$B$8786=$B8788,E$3:E$8786))","v":4.9907813333997875E-3},{"$f":"MAX(IF($B$3:$B$8786=$B8788,F$3:F$8786))","v":1.49957244516873E-3},{"$f":"MAX(IF($B$3:$B$8786=$B8788,G$3:G$8786))","v":1.2924428924941602E-3},{"$f":"MAX(IF($B$3:$B$8786=$B8788,H$3:H$8786))","v":2.2344489247311912E-6},{"$f":"MAX(IF($B$3:$B$8786=$B8788,I$3:I$8786))","v":8.0172213000000928E-5},{"$f":"MAX(IF($B$3:$B$8786=$B8788,J$3:J$8786))","v":7.224297521939929E-3},null,{"$f":"MAX(IF($B$3:$B$8786=$B8788,L$3:L$8786))","v":3.7949003210411393E-3},{"$f":"MAX(IF($B$3:$B$8786=$B8788,M$3:M$8786))","v":1.0028366362154217E-3},{"$f":"MAX(IF($B$3:$B$8786=$B8788,N$3:N$8786))","v":9.2591913643654672E-4},{"$f":"MAX(IF($B$3:$B$8786=$B8788,O$3:O$8786))","v":1.9354838709677958E-6},{"$f":"MAX(IF($B$3:$B$8786=$B8788,P$3:P$8786))","v":3.548259724665618E-5},{"$f":"MAX(IF($B$3:$B$8786=$B8788,Q$3:Q$8786))","v":5.3000192242390956E-3}]
[null,2,null,null,{"$f":"MAX(IF($B$3:$B$8786=$B8789,E$3:E$8786))","v":4.7455056843239791E-3},{"$f":"MAX(IF($B$3:$B$8786=$B8789,F$3:F$8786))","v":1.4411927644940579E-3},{"$f":"MAX(IF($B$3:$B$8786=$B8789,G$3:G$8786))","v":1.219221810360891E-3},{"$f":"MAX(IF($B$3:$B$8786=$B8789,H$3:H$8786))","v":2.3885488505747157E-6},{"$f":"MAX(IF($B$3:$B$8786=$B8789,I$3:I$8786))","v":8.0172213000001118E-5},{"$f":"MAX(IF($B$3:$B$8786=$B8789,J$3:J$8786))","v":6.5487877317250255E-3},null,{"$f":"MAX(IF($B$3:$B$8786=$B8789,L$3:L$8786))","v":3.6083971310111149E-3},{"$f":"MAX(IF($B$3:$B$8786=$B8789,M$3:M$8786))","v":9.637953196189893E-4},{"$f":"MAX(IF($B$3:$B$8786=$B8789,N$3:N$8786))","v":8.7346281397037448E-4},{"$f":"MAX(IF($B$3:$B$8786=$B8789,O$3:O$8786))","v":2.0689655172414317E-6},{"$f":"MAX(IF($B$3:$B$8786=$B8789,P$3:P$8786))","v":3.5482597246656262E-5},{"$f":"MAX(IF($B$3:$B$8786=$B8789,Q$3:Q$8786))","v":4.8228015081777532E-3}]
[null,3,null,null,{"$f":"MAX(IF($B$3:$B$8786=$B8790,E$3:E$8786))","v":4.1865033162252719E-3},{"$f":"MAX(IF($B$3:$B$8786=$B8790,F$3:F$8786))","v":1.2507481706843181E-3},{"$f":"MAX(IF($B$3:$B$8786=$B8790,G$3:G$8786))","v":1.288423032631165E-3},{"$f":"MAX(IF($B$3:$B$8786=$B8790,H$3:H$8786))","v":2.2344489247311912E-6},{"$f":"MAX(IF($B$3:$B$8786=$B8790,I$3:I$8786))","v":8.0172213000001078E-5},{"$f":"MAX(IF($B$3:$B$8786=$B8790,J$3:J$8786))","v":6.0462534516835427E-3},null,{"$f":"MAX(IF($B$3:$B$8786=$B8790,L$3:L$8786))","v":3.1833417890822302E-3},{"$f":"MAX(IF($B$3:$B$8786=$B8790,M$3:M$8786))","v":8.3643580694130583E-4},{"$f":"MAX(IF($B$3:$B$8786=$B8790,N$3:N$8786))","v":9.2303926824696854E-4},{"$f":"MAX(IF($B$3:$B$8786=$B8790,O$3:O$8786))","v":1.9354838709677958E-6},{"$f":"MAX(IF($B$3:$B$8786=$B8790,P$3:P$8786))","v":3.5482597246656241E-5},{"$f":"MAX(IF($B$3:$B$8786=$B8790,Q$3:Q$8786))","v":4.4346621900812136E-3}]
[null,4,null,null,{"$f":"MAX(IF($B$3:$B$8786=$B8791,E$3:E$8786))","v":3.187501104027067E-3},{"$f":"MAX(IF($B$3:$B$8786=$B8791,F$3:F$8786))","v":9.0599091888078761E-4},{"$f":"MAX(IF($B$3:$B$8786=$B8791,G$3:G$8786))","v":9.63406124013029E-4},{"$f":"MAX(IF($B$3:$B$8786=$B8791,H$3:H$8786))","v":2.3089305555555617E-6},{"$f":"MAX(IF($B$3:$B$8786=$B8791,I$3:I$8786))","v":8.0172213000000766E-5},{"$f":"MAX(IF($B$3:$B$8786=$B8791,J$3:J$8786))","v":4.6614715804314654E-3},null,{"$f":"MAX(IF($B$3:$B$8786=$B8791,L$3:L$8786))","v":2.4237184831239992E-3},{"$f":"MAX(IF($B$3:$B$8786=$B8791,M$3:M$8786))","v":6.0587995495602607E-4},{"$f":"MAX(IF($B$3:$B$8786=$B8791,N$3:N$8786))","v":6.9019387360502282E-4},{"$f":"MAX(IF($B$3:$B$8786=$B8791,O$3:O$8786))","v":2.0000000000000533E-6},{"$f":"MAX(IF($B$3:$B$8786=$B8791,P$3:P$8786))","v":3.5482597246656106E-5},{"$f":"MAX(IF($B$3:$B$8786=$B8791,Q$3:Q$8786))","v":3.4193613966448924E-3}]
[null,5,null,null,{"$f":"MAX(IF($B$3:$B$8786=$B8792,E$3:E$8786))","v":2.2519558160919045E-3},{"$f":"MAX(IF($B$3:$B$8786=$B8792,F$3:F$8786))","v":8.0262440960912791E-4},{"$f":"MAX(IF($B$3:$B$8786=$B8792,G$3:G$8786))","v":7.9149853255329754E-4},{"$f":"MAX(IF($B$3:$B$8786=$B8792,H$3:H$8786))","v":2.2344489247311912E-6},{"$f":"MAX(IF($B$3:$B$8786=$B8792,I$3:I$8786))","v":8.0172213000000657E-5},{"$f":"MAX(IF($B$3:$B$8786=$B8792,J$3:J$8786))","v":3.4803169507983183E-3},null,{"$f":"MAX(IF($B$3:$B$8786=$B8792,L$3:L$8786))","v":1.712346680521868E-3},{"$f":"MAX(IF($B$3:$B$8786=$B8792,M$3:M$8786))","v":5.3675376982953308E-4},{"$f":"MAX(IF($B$3:$B$8786=$B8792,N$3:N$8786))","v":5.6703753953744201E-4},{"$f":"MAX(IF($B$3:$B$8786=$B8792,O$3:O$8786))","v":1.9354838709677958E-6},{"$f":"MAX(IF($B$3:$B$8786=$B8792,P$3:P$8786))","v":3.5482597246656058E-5},{"$f":"MAX(IF($B$3:$B$8786=$B8792,Q$3:Q$8786))","v":2.5386600612609072E-3}]
[null,6,null,null,{"$f":"MAX(IF($B$3:$B$8786=$B8793,E$3:E$8786))","v":1.8017431752337643E-3},{"$f":"MAX(IF($B$3:$B$8786=$B8793,F$3:F$8786))","v":7.2909902289918611E-4},{"$f":"MAX(IF($B$3:$B$8786=$B8793,G$3:G$8786))","v":7.9563434367372146E-4},{"$f":"MAX(IF($B$3:$B$8786=$B8793,H$3:H$8786))","v":2.3089305555555617E-6},{"$f":"MAX(IF($B$3:$B$8786=$B8793,I$3:I$8786))","v":8.0172213000000481E-5},{"$f":"MAX(IF($B$3:$B$8786=$B8793,J$3:J$8786))","v":3.1824137344759499E-3},null,{"$f":"MAX(IF($B$3:$B$8786=$B8793,L$3:L$8786))","v":1.3700130896078632E-3},{"$f":"MAX(IF($B$3:$B$8786=$B8793,M$3:M$8786))","v":4.875837869306144E-4},{"$f":"MAX(IF($B$3:$B$8786=$B8793,N$3:N$8786))","v":5.7000047637846367E-4},{"$f":"MAX(IF($B$3:$B$8786=$B8793,O$3:O$8786))","v":2.0000000000000533E-6},{"$f":"MAX(IF($B$3:$B$8786=$B8793,P$3:P$8786))","v":3.5482597246655977E-5},{"$f":"MAX(IF($B$3:$B$8786=$B8793,Q$3:Q$8786))","v":2.3216508411215324E-3}]
[null,7,null,null,{"$f":"MAX(IF($B$3:$B$8786=$B8794,E$3:E$8786))","v":1.9370461200831776E-3},{"$f":"MAX(IF($B$3:$B$8786=$B8794,F$3:F$8786))","v":6.4520401559587878E-4},{"$f":"MAX(IF($B$3:$B$8786=$B8794,G$3:G$8786))","v":5.8506868086125464E-4},{"$f":"MAX(IF($B$3:$B$8786=$B8794,H$3:H$8786))","v":2.2344489247311912E-6},{"$f":"MAX(IF($B$3:$B$8786=$B8794,I$3:I$8786))","v":8.0172213000000685E-5},{"$f":"MAX(IF($B$3:$B$8786=$B8794,J$3:J$8786))","v":3.0493086533224163E-3},null,{"$f":"MAX(IF($B$3:$B$8786=$B8794,L$3:L$8786))","v":1.4728950142096516E-3},{"$f":"MAX(IF($B$3:$B$8786=$B8794,M$3:M$8786))","v":4.3147913710834428E-4},{"$f":"MAX(IF($B$3:$B$8786=$B8794,N$3:N$8786))","v":4.1914910970936394E-4},{"$f":"MAX(IF($B$3:$B$8786=$B8794,O$3:O$8786))","v":1.9354838709677958E-6},{"$f":"MAX(IF($B$3:$B$8786=$B8794,P$3:P$8786))","v":3.5482597246656072E-5},{"$f":"MAX(IF($B$3:$B$8786=$B8794,Q$3:Q$8786))","v":2.2399730207632775E-3}]
[null,8,null,null,{"$f":"MAX(IF($B$3:$B$8786=$B8795,E$3:E$8786))","v":1.7924455840104328E-3},{"$f":"MAX(IF($B$3:$B$8786=$B8795,F$3:F$8786))","v":6.6059268518905317E-4},{"$f":"MAX(IF($B$3:$B$8786=$B8795,G$3:G$8786))","v":6.692957636925005E-4},{"$f":"MAX(IF($B$3:$B$8786=$B8795,H$3:H$8786))","v":2.2344489247311912E-6},{"$f":"MAX(IF($B$3:$B$8786=$B8795,I$3:I$8786))","v":8.0172213000000752E-5},{"$f":"MAX(IF($B$3:$B$8786=$B8795,J$3:J$8786))","v":2.9210389401047596E-3},null,{"$f":"MAX(IF($B$3:$B$8786=$B8795,L$3:L$8786))","v":1.3629433685439082E-3},{"$f":"MAX(IF($B$3:$B$8786=$B8795,M$3:M$8786))","v":4.4177028489541446E-4},{"$f":"MAX(IF($B$3:$B$8786=$B8795,N$3:N$8786))","v":4.794902421900233E-4},{"$f":"MAX(IF($B$3:$B$8786=$B8795,O$3:O$8786))","v":1.9354838709677958E-6},{"$f":"MAX(IF($B$3:$B$8786=$B8795,P$3:P$8786))","v":3.5482597246656099E-5},{"$f":"MAX(IF($B$3:$B$8786=$B8795,Q$3:Q$8786))","v":2.1230789488405778E-3}]
[null,9,null,null,{"$f":"MAX(IF($B$3:$B$8786=$B8796,E$3:E$8786))","v":2.2652975722430124E-3},{"$f":"MAX(IF($B$3:$B$8786=$B8796,F$3:F$8786))","v":6.5662974162067453E-4},{"$f":"MAX(IF($B$3:$B$8786=$B8796,G$3:G$8786))","v":7.4012268641735065E-4},{"$f":"MAX(IF($B$3:$B$8786=$B8796,H$3:H$8786))","v":2.3089305555555617E-6},{"$f":"MAX(IF($B$3:$B$8786=$B8796,I$3:I$8786))","v":8.0172213000000969E-5},{"$f":"MAX(IF($B$3:$B$8786=$B8796,J$3:J$8786))","v":3.4714992273612295E-3},null,{"$f":"MAX(IF($B$3:$B$8786=$B8796,L$3:L$8786))","v":1.7224915118255874E-3},{"$f":"MAX(IF($B$3:$B$8786=$B8796,M$3:M$8786))","v":4.3912007282301458E-4},{"$f":"MAX(IF($B$3:$B$8786=$B8796,N$3:N$8786))","v":5.302313646850333E-4},{"$f":"MAX(IF($B$3:$B$8786=$B8796,O$3:O$8786))","v":2.0000000000000533E-6},{"$f":"MAX(IF($B$3:$B$8786=$B8796,P$3:P$8786))","v":3.5482597246656194E-5},{"$f":"MAX(IF($B$3:$B$8786=$B8796,Q$3:Q$8786))","v":2.5407909076829546E-3}]
[null,10,null,null,{"$f":"MAX(IF($B$3:$B$8786=$B8797,E$3:E$8786))","v":2.8869259481638992E-3},{"$f":"MAX(IF($B$3:$B$8786=$B8797,F$3:F$8786))","v":7.4338271681061803E-4},{"$f":"MAX(IF($B$3:$B$8786=$B8797,G$3:G$8786))","v":8.5583203804336853E-4},{"$f":"MAX(IF($B$3:$B$8786=$B8797,H$3:H$8786))","v":2.2344489247311912E-6},{"$f":"MAX(IF($B$3:$B$8786=$B8797,I$3:I$8786))","v":8.0172213000001091E-5},{"$f":"MAX(IF($B$3:$B$8786=$B8797,J$3:J$8786))","v":4.2225556666923309E-3},null,{"$f":"MAX(IF($B$3:$B$8786=$B8797,L$3:L$8786))","v":2.1951665432005767E-3},{"$f":"MAX(IF($B$3:$B$8786=$B8797,M$3:M$8786))","v":4.9713598402587338E-4},{"$f":"MAX(IF($B$3:$B$8786=$B8797,N$3:N$8786))","v":6.1312671236917046E-4},{"$f":"MAX(IF($B$3:$B$8786=$B8797,O$3:O$8786))","v":1.9354838709677958E-6},{"$f":"MAX(IF($B$3:$B$8786=$B8797,P$3:P$8786))","v":3.5482597246656248E-5},{"$f":"MAX(IF($B$3:$B$8786=$B8797,Q$3:Q$8786))","v":3.1015155140317143E-3}]
[null,11,null,null,{"$f":"MAX(IF($B$3:$B$8786=$B8798,E$3:E$8786))","v":3.7501569937070994E-3},{"$f":"MAX(IF($B$3:$B$8786=$B8798,F$3:F$8786))","v":9.9471826756626657E-4},{"$f":"MAX(IF($B$3:$B$8786=$B8798,G$3:G$8786))","v":1.1147953381545111E-3},{"$f":"MAX(IF($B$3:$B$8786=$B8798,H$3:H$8786))","v":2.3089305555555617E-6},{"$f":"MAX(IF($B$3:$B$8786=$B8798,I$3:I$8786))","v":8.0172213000001091E-5},{"$f":"MAX(IF($B$3:$B$8786=$B8798,J$3:J$8786))","v":5.4452314468853335E-3},null,{"$f":"MAX(IF($B$3:$B$8786=$B8798,L$3:L$8786))","v":2.8515518971213021E-3},{"$f":"MAX(IF($B$3:$B$8786=$B8798,M$3:M$8786))","v":6.6521622522608078E-4},{"$f":"MAX(IF($B$3:$B$8786=$B8798,N$3:N$8786))","v":7.9865063501223673E-4},{"$f":"MAX(IF($B$3:$B$8786=$B8798,O$3:O$8786))","v":2.0000000000000533E-6},{"$f":"MAX(IF($B$3:$B$8786=$B8798,P$3:P$8786))","v":3.5482597246656248E-5},{"$f":"MAX(IF($B$3:$B$8786=$B8798,Q$3:Q$8786))","v":4.0087327293631646E-3}]
[null,12,null,null,{"$f":"MAX(IF($B$3:$B$8786=$B8799,E$3:E$8786))","v":4.4708418933209447E-3},{"$f":"MAX(IF($B$3:$B$8786=$B8799,F$3:F$8786))","v":1.2838802385125813E-3},{"$f":"MAX(IF($B$3:$B$8786=$B8799,G$3:G$8786))","v":1.2250865084835912E-3},{"$f":"MAX(IF($B$3:$B$8786=$B8799,H$3:H$8786))","v":2.2344489247311912E-6},{"$f":"MAX(IF($B$3:$B$8786=$B8799,I$3:I$8786))","v":8.0172213000000928E-5},{"$f":"MAX(IF($B$3:$B$8786=$B8799,J$3:J$8786))","v":6.276230221465018E-3},null,{"$f":"MAX(IF($B$3:$B$8786=$B8799,L$3:L$8786))","v":3.3995477266743099E-3},{"$f":"MAX(IF($B$3:$B$8786=$B8799,M$3:M$8786))","v":8.5859282346878538E-4},{"$f":"MAX(IF($B$3:$B$8786=$B8799,N$3:N$8786))","v":8.7766434291433604E-4},{"$f":"MAX(IF($B$3:$B$8786=$B8799,O$3:O$8786))","v":1.9354838709677958E-6},{"$f":"MAX(IF($B$3:$B$8786=$B8799,P$3:P$8786))","v":3.548259724665618E-5},{"$f":"MAX(IF($B$3:$B$8786=$B8799,Q$3:Q$8786))","v":4.595635662627137E-3}]
[]
["CP"]
[null,1,null,null,{"$f":"MAX(IF($J$3:$J$8786=$J8802,E$3:E$8786))","v":4.4482271754580829E-3},{"$f":"MAX(IF($J$3:$J$8786=$J8802,F$3:F$8786))","v":1.49957244516873E-3},{"$f":"MAX(IF($J$3:$J$8786=$J8802,G$3:G$8786))","v":1.2742634523883851E-3},{"$f":"MAX(IF($J$3:$J$8786=$J8802,H$3:H$8786))","v":2.2344489247311912E-6},{"$f":"MAX(IF($J$3:$J$8786=$J8802,I$3:I$8786))","v":0},{"$f":"MAX(IF($B$3:$B$8786=$B8802,J$3:J$8786))","v":7.224297521939929E-3},null,{"$f":"MAX(IF($Q$3:$Q$8786=$Q8802,L$3:L$8786))","v":3.3823519021440518E-3},{"$f":"MAX(IF($Q$3:$Q$8786=$Q8802,M$3:M$8786))","v":1.0028366362154217E-3},{"$f":"MAX(IF($Q$3:$Q$8786=$Q8802,N$3:N$8786))","v":9.1289520200865453E-4},{"$f":"MAX(IF($Q$3:$Q$8786=$Q8802,O$3:O$8786))","v":1.9354838709677958E-6},{"$f":"MAX(IF($Q$3:$Q$8786=$Q8802,P$3:P$8786))","v":0},{"$f":"Q8788","v":5.3000192242390956E-3},{"$f":"IF(SUM(L8802:P8802)=#REF!,TRUE)","v":{"$error":"#REF!"}}]
[null,2,null,null,{"$f":"MAX(IF($J$3:$J$8786=$J8803,E$3:E$8786))","v":4.5409195763611758E-3},{"$f":"MAX(IF($J$3:$J$8786=$J8803,F$3:F$8786))","v":9.8387645499219069E-4},{"$f":"MAX(IF($J$3:$J$8786=$J8803,G$3:G$8786))","v":9.4143093852108294E-4},{"$f":"MAX(IF($J$3:$J$8786=$J8803,H$3:H$8786))","v":2.3885488505747157E-6},{"$f":"MAX(IF($J$3:$J$8786=$J8803,I$3:I$8786))","v":8.0172213000001118E-5},{"$f":"MAX(IF($B$3:$B$8786=$B8803,J$3:J$8786))","v":6.5487877317250255E-3},null,{"$f":"MAX(IF($Q$3:$Q$8786=$Q8803,L$3:L$8786))","v":3.452833535869647E-3},{"$f":"MAX(IF($Q$3:$Q$8786=$Q8803,M$3:M$8786))","v":6.5796578068284242E-4},{"$f":"MAX(IF($Q$3:$Q$8786=$Q8803,N$3:N$8786))","v":6.744506288613657E-4},{"$f":"MAX(IF($Q$3:$Q$8786=$Q8803,O$3:O$8786))","v":2.0689655172414317E-6},{"$f":"MAX(IF($Q$3:$Q$8786=$Q8803,P$3:P$8786))","v":3.5482597246656262E-5},{"$f":"Q8789","v":4.8228015081777532E-3},{"$f":"IF(SUM(L8803:P8803)=#REF!,TRUE)","v":{"$error":"#REF!"}}]
[null,3,null,null,{"$f":"MAX(IF($J$3:$J$8786=$J8804,E$3:E$8786))","v":3.9276572935122104E-3},{"$f":"MAX(IF($J$3:$J$8786=$J8804,F$3:F$8786))","v":1.0075703026902107E-3},{"$f":"MAX(IF($J$3:$J$8786=$J8804,G$3:G$8786))","v":1.0286191935563894E-3},{"$f":"MAX(IF($J$3:$J$8786=$J8804,H$3:H$8786))","v":2.2344489247311912E-6},{"$f":"MAX(IF($J$3:$J$8786=$J8804,I$3:I$8786))","v":8.0172213000001078E-5},{"$f":"MAX(IF($B$3:$B$8786=$B8804,J$3:J$8786))","v":6.0462534516835427E-3},null,{"$f":"MAX(IF($Q$3:$Q$8786=$Q8804,L$3:L$8786))","v":2.9865199311257997E-3},{"$f":"MAX(IF($Q$3:$Q$8786=$Q8804,M$3:M$8786))","v":6.7381100283335298E-4},{"$f":"MAX(IF($Q$3:$Q$8786=$Q8804,N$3:N$8786))","v":7.3691317500443646E-4},{"$f":"MAX(IF($Q$3:$Q$8786=$Q8804,O$3:O$8786))","v":1.9354838709677958E-6},{"$f":"MAX(IF($Q$3:$Q$8786=$Q8804,P$3:P$8786))","v":3.5482597246656241E-5},4.4346621900812136E-3,{"$f":"IF(SUM(L8804:P8804)=#REF!,TRUE)","v":{"$error":"#REF!"}}]
[null,4,null,null,{"$f":"MAX(IF($J$3:$J$8786=$J8805,E$3:E$8786))","v":2.7897656069820931E-3},{"$f":"MAX(IF($J$3:$J$8786=$J8805,F$3:F$8786))","v":9.0599091888078761E-4},{"$f":"MAX(IF($J$3:$J$8786=$J8805,G$3:G$8786))","v":9.63406124013029E-4},{"$f":"MAX(IF($J$3:$J$8786=$J8805,H$3:H$8786))","v":2.3089305555555617E-6},{"$f":"MAX(IF($J$3:$J$8786=$J8805,I$3:I$8786))","v":0},{"$f":"MAX(IF($B$3:$B$8786=$B8805,J$3:J$8786))","v":4.6614715804314654E-3},null,{"$f":"MAX(IF($Q$3:$Q$8786=$Q8805,L$3:L$8786))","v":2.1212875680838429E-3},{"$f":"MAX(IF($Q$3:$Q$8786=$Q8805,M$3:M$8786))","v":6.0587995495602607E-4},{"$f":"MAX(IF($Q$3:$Q$8786=$Q8805,N$3:N$8786))","v":6.9019387360502282E-4},{"$f":"MAX(IF($Q$3:$Q$8786=$Q8805,O$3:O$8786))","v":2.0000000000000533E-6},{"$f":"MAX(IF($Q$3:$Q$8786=$Q8805,P$3:P$8786))","v":0},3.4193613966448924E-3,{"$f":"IF(SUM(L8805:P8805)=#REF!,TRUE)","v":{"$error":"#REF!"}}]
[null,5,null,null,{"$f":"MAX(IF($J$3:$J$8786=$J8806,E$3:E$8786))","v":1.8931544996670224E-3},{"$f":"MAX(IF($J$3:$J$8786=$J8806,F$3:F$8786))","v":8.0262440960912791E-4},{"$f":"MAX(IF($J$3:$J$8786=$J8806,G$3:G$8786))","v":7.8230359259743719E-4},{"$f":"MAX(IF($J$3:$J$8786=$J8806,H$3:H$8786))","v":2.2344489247311912E-6},{"$f":"MAX(IF($J$3:$J$8786=$J8806,I$3:I$8786))","v":0},{"$f":"MAX(IF($B$3:$B$8786=$B8806,J$3:J$8786))","v":3.4803169507983183E-3},null,{"$f":"MAX(IF($Q$3:$Q$8786=$Q8806,L$3:L$8786))","v":1.43952061583768E-3},{"$f":"MAX(IF($Q$3:$Q$8786=$Q8806,M$3:M$8786))","v":5.3675376982953308E-4},{"$f":"MAX(IF($Q$3:$Q$8786=$Q8806,N$3:N$8786))","v":5.6045019172272633E-4},{"$f":"MAX(IF($Q$3:$Q$8786=$Q8806,O$3:O$8786))","v":1.9354838709677958E-6},{"$f":"MAX(IF($Q$3:$Q$8786=$Q8806,P$3:P$8786))","v":0},2.5386600612609072E-3,{"$f":"IF(SUM(L8806:P8806)=#REF!,TRUE)","v":{"$error":"#REF!"}}]
[null,6,null,null,{"$f":"MAX(IF($J$3:$J$8786=$J8807,E$3:E$8786))","v":1.7151277644825102E-3},{"$f":"MAX(IF($J$3:$J$8786=$J8807,F$3:F$8786))","v":7.1390183723748233E-4},{"$f":"MAX(IF($J$3:$J$8786=$J8807,G$3:G$8786))","v":7.5107520220040185E-4},{"$f":"MAX(IF($J$3:$J$8786=$J8807,H$3:H$8786))","v":2.3089305555555617E-6},{"$f":"MAX(IF($J$3:$J$8786=$J8807,I$3:I$8786))","v":0},{"$f":"MAX(IF($B$3:$B$8786=$B8807,J$3:J$8786))","v":3.1824137344759499E-3},null,{"$f":"MAX(IF($Q$3:$Q$8786=$Q8807,L$3:L$8786))","v":1.304152289843444E-3},{"$f":"MAX(IF($Q$3:$Q$8786=$Q8807,M$3:M$8786))","v":4.7742069371159397E-4},{"$f":"MAX(IF($Q$3:$Q$8786=$Q8807,N$3:N$8786))","v":5.3807785756649447E-4},{"$f":"MAX(IF($Q$3:$Q$8786=$Q8807,O$3:O$8786))","v":2.0000000000000533E-6},{"$f":"MAX(IF($Q$3:$Q$8786=$Q8807,P$3:P$8786))","v":0},2.3216508411215324E-3,{"$f":"IF(SUM(L8807:P8807)=#REF!,TRUE)","v":{"$error":"#REF!"}}]
[null,7,null,null,{"$f":"MAX(IF($J$3:$J$8786=$J8808,E$3:E$8786))","v":1.9101736239595575E-3},{"$f":"MAX(IF($J$3:$J$8786=$J8808,F$3:F$8786))","v":6.0659095401578104E-4},{"$f":"MAX(IF($J$3:$J$8786=$J8808,G$3:G$8786))","v":5.303096264223469E-4},{"$f":"MAX(IF($J$3:$J$8786=$J8808,H$3:H$8786))","v":2.2344489247311912E-6},{"$f":"MAX(IF($J$3:$J$8786=$J8808,I$3:I$8786))","v":0},{"$f":"MAX(IF($B$3:$B$8786=$B8808,J$3:J$8786))","v":3.0493086533224163E-3},null,{"$f":"MAX(IF($Q$3:$Q$8786=$Q8808,L$3:L$8786))","v":1.4524616517050206E-3},{"$f":"MAX(IF($Q$3:$Q$8786=$Q8808,M$3:M$8786))","v":4.0565671491479225E-4},{"$f":"MAX(IF($Q$3:$Q$8786=$Q8808,N$3:N$8786))","v":3.7991917027249683E-4},{"$f":"MAX(IF($Q$3:$Q$8786=$Q8808,O$3:O$8786))","v":1.9354838709677958E-6},{"$f":"MAX(IF($Q$3:$Q$8786=$Q8808,P$3:P$8786))","v":0},2.2399730207632775E-3,{"$f":"IF(SUM(L8808:P8808)=#REF!,TRUE)","v":{"$error":"#REF!"}}]
[null,8,null,null,{"$f":"MAX(IF($J$3:$J$8786=$J8809,E$3:E$8786))","v":1.7768181669115153E-3},{"$f":"MAX(IF($J$3:$J$8786=$J8809,F$3:F$8786))","v":5.474842896329063E-4},{"$f":"MAX(IF($J$3:$J$8786=$J8809,G$3:G$8786))","v":5.1432982163560634E-4},{"$f":"MAX(IF($J$3:$J$8786=$J8809,H$3:H$8786))","v":2.2344489247311912E-6},{"$f":"MAX(IF($J$3:$J$8786=$J8809,I$3:I$8786))","v":8.0172213000000752E-5},{"$f":"MAX(IF($B$3:$B$8786=$B8809,J$3:J$8786))","v":2.9210389401047596E-3},null,{"$f":"MAX(IF($Q$3:$Q$8786=$Q8809,L$3:L$8786))","v":1.3510605617840041E-3},{"$f":"MAX(IF($Q$3:$Q$8786=$Q8809,M$3:M$8786))","v":3.661292291446956E-4},{"$f":"MAX(IF($Q$3:$Q$8786=$Q8809,N$3:N$8786))","v":3.6847107679425421E-4},{"$f":"MAX(IF($Q$3:$Q$8786=$Q8809,O$3:O$8786))","v":1.9354838709677958E-6},{"$f":"MAX(IF($Q$3:$Q$8786=$Q8809,P$3:P$8786))","v":3.5482597246656099E-5},2.1230789488405778E-3,{"$f":"IF(SUM(L8809:P8809)=#REF!,TRUE)","v":{"$error":"#REF!"}}]
[null,9,null,null,{"$f":"MAX(IF($J$3:$J$8786=$J8810,E$3:E$8786))","v":2.2652975722430124E-3},{"$f":"MAX(IF($J$3:$J$8786=$J8810,F$3:F$8786))","v":5.5439205638720796E-4},{"$f":"MAX(IF($J$3:$J$8786=$J8810,G$3:G$8786))","v":5.7734567647545296E-4},{"$f":"MAX(IF($J$3:$J$8786=$J8810,H$3:H$8786))","v":2.3089305555555617E-6},{"$f":"MAX(IF($J$3:$J$8786=$J8810,I$3:I$8786))","v":7.215499170000086E-5},{"$f":"MAX(IF($B$3:$B$8786=$B8810,J$3:J$8786))","v":3.4714992273612295E-3},null,{"$f":"MAX(IF($Q$3:$Q$8786=$Q8810,L$3:L$8786))","v":1.7224915118255874E-3},{"$f":"MAX(IF($Q$3:$Q$8786=$Q8810,M$3:M$8786))","v":3.7074878693796055E-4},{"$f":"MAX(IF($Q$3:$Q$8786=$Q8810,N$3:N$8786))","v":4.1361627139741551E-4},{"$f":"MAX(IF($Q$3:$Q$8786=$Q8810,O$3:O$8786))","v":2.0000000000000533E-6},{"$f":"MAX(IF($Q$3:$Q$8786=$Q8810,P$3:P$8786))","v":3.1934337521990571E-5},2.5407909076829546E-3,{"$f":"IF(SUM(L8810:P8810)=#REF!,TRUE)","v":{"$error":"#REF!"}}]
[null,10,null,null,{"$f":"MAX(IF($J$3:$J$8786=$J8811,E$3:E$8786))","v":2.8869259481638992E-3},{"$f":"MAX(IF($J$3:$J$8786=$J8811,F$3:F$8786))","v":6.0616276485875287E-4},{"$f":"MAX(IF($J$3:$J$8786=$J8811,G$3:G$8786))","v":6.470602917449461E-4},{"$f":"MAX(IF($J$3:$J$8786=$J8811,H$3:H$8786))","v":2.2344489247311912E-6},{"$f":"MAX(IF($J$3:$J$8786=$J8811,I$3:I$8786))","v":8.0172213000001091E-5},{"$f":"MAX(IF($B$3:$B$8786=$B8811,J$3:J$8786))","v":4.2225556666923309E-3},null,{"$f":"MAX(IF($Q$3:$Q$8786=$Q8811,L$3:L$8786))","v":2.1951665432005767E-3},{"$f":"MAX(IF($Q$3:$Q$8786=$Q8811,M$3:M$8786))","v":4.0537036411174738E-4},{"$f":"MAX(IF($Q$3:$Q$8786=$Q8811,N$3:N$8786))","v":4.6356052560176666E-4},{"$f":"MAX(IF($Q$3:$Q$8786=$Q8811,O$3:O$8786))","v":1.9354838709677958E-6},{"$f":"MAX(IF($Q$3:$Q$8786=$Q8811,P$3:P$8786))","v":3.5482597246656248E-5},3.1015155140317143E-3,{"$f":"IF(SUM(L8811:P8811)=#REF!,TRUE)","v":{"$error":"#REF!"}}]
[null,11,null,null,{"$f":"MAX(IF($J$3:$J$8786=$J8812,E$3:E$8786))","v":3.7501569937070994E-3},{"$f":"MAX(IF($J$3:$J$8786=$J8812,F$3:F$8786))","v":7.4650877062412419E-4},{"$f":"MAX(IF($J$3:$J$8786=$J8812,G$3:G$8786))","v":8.6608453899855275E-4},{"$f":"MAX(IF($J$3:$J$8786=$J8812,H$3:H$8786))","v":2.3089305555555617E-6},{"$f":"MAX(IF($J$3:$J$8786=$J8812,I$3:I$8786))","v":8.0172213000001091E-5},{"$f":"MAX(IF($B$3:$B$8786=$B8812,J$3:J$8786))","v":5.4452314468853335E-3},null,{"$f":"MAX(IF($Q$3:$Q$8786=$Q8812,L$3:L$8786))","v":2.8515518971213021E-3},{"$f":"MAX(IF($Q$3:$Q$8786=$Q8812,M$3:M$8786))","v":4.992265274344728E-4},{"$f":"MAX(IF($Q$3:$Q$8786=$Q8812,N$3:N$8786))","v":6.2047170756073314E-4},{"$f":"MAX(IF($Q$3:$Q$8786=$Q8812,O$3:O$8786))","v":2.0000000000000533E-6},{"$f":"MAX(IF($Q$3:$Q$8786=$Q8812,P$3:P$8786))","v":3.5482597246656248E-5},4.0087327293631646E-3,{"$f":"IF(SUM(L8812:P8812)=#REF!,TRUE)","v":{"$error":"#REF!"}}]
[null,12,null,null,{"$f":"MAX(IF($J$3:$J$8786=$J8813,E$3:E$8786))","v":3.9636044717110859E-3},{"$f":"MAX(IF($J$3:$J$8786=$J8813,F$3:F$8786))","v":1.1201317701598889E-3},{"$f":"MAX(IF($J$3:$J$8786=$J8813,G$3:G$8786))","v":1.1100873176693108E-3},{"$f":"MAX(IF($J$3:$J$8786=$J8813,H$3:H$8786))","v":2.2344489247311912E-6},{"$f":"MAX(IF($J$3:$J$8786=$J8813,I$3:I$8786))","v":8.0172213000000928E-5},{"$f":"MAX(IF($B$3:$B$8786=$B8813,J$3:J$8786))","v":6.276230221465018E-3},null,{"$f":"MAX(IF($Q$3:$Q$8786=$Q8813,L$3:L$8786))","v":3.0138535185892492E-3},{"$f":"MAX(IF($Q$3:$Q$8786=$Q8813,M$3:M$8786))","v":7.4908630131488953E-4},{"$f":"MAX(IF($Q$3:$Q$8786=$Q8813,N$3:N$8786))","v":7.9527776160537409E-4},{"$f":"MAX(IF($Q$3:$Q$8786=$Q8813,O$3:O$8786))","v":1.9354838709677958E-6},{"$f":"MAX(IF($Q$3:$Q$8786=$Q8813,P$3:P$8786))","v":3.548259724665618E-5},4.595635662627137E-3,{"$f":"IF(SUM(L8813:P8813)=#REF!,TRUE)","v":{"$error":"#REF!"}}]
[]
["4CP",{"$f":"SUMIF($J$8802:$J$8813,$J8815,B$8802:B$8813)","v":1},null,null,{"$f":"SUMIF($J$8802:$J$8813,$J8815,E$8802:E$8813)","v":4.4482271754580829E-3},1.49957244516873E-3,1.2742634523883851E-3,2.2344489247311912E-6,0,{"$f":"LARGE(J$8802:J$8813,1)","v":7.224297521939929E-3},null,{"$f":"SUMIF($Q$8802:$Q$8813,$Q8815,L$8802:L$8813)","v":3.3823519021440518E-3},1.0028366362154217E-3,9.1289520200865453E-4,1.9354838709677958E-6,0,{"$f":"LARGE(Q$8802:Q$8813,1)","v":5.3000192242390956E-3}]
[null,{"$f":"SUMIF($J$8802:$J$8813,$J8816,B$8802:B$8813)","v":2},null,null,4.5409195763611758E-3,9.8387645499219069E-4,9.4143093852108294E-4,2.3885488505747157E-6,8.0172213000001118E-5,{"$f":"LARGE(J$8802:J$8813,2)","v":6.5487877317250255E-3},null,3.452833535869647E-3,6.5796578068284242E-4,6.744506288613657E-4,2.0689655172414317E-6,3.5482597246656262E-5,{"$f":"LARGE(Q$8802:Q$8813,2)","v":4.8228015081777532E-3}]
[null,{"$f":"SUMIF($J$8802:$J$8813,$J8817,B$8802:B$8813)","v":12},null,null,3.9636044717110859E-3,1.1201317701598889E-3,1.1100873176693108E-3,2.2344489247311912E-6,8.0172213000000928E-5,{"$f":"LARGE(J$8802:J$8813,3)","v":6.276230221465018E-3},null,3.0138535185892492E-3,7.4908630131488953E-4,7.9527776160537409E-4,1.9354838709677958E-6,3.548259724665618E-5,{"$f":"LARGE(Q$8802:Q$8813,3)","v":4.595635662627137E-3}]
[null,{"$f":"SUMIF($J$8802:$J$8813,$J8818,B$8802:B$8813)","v":3},null,null,3.9276572935122104E-3,1.0075703026902107E-3,1.0286191935563894E-3,2.2344489247311912E-6,8.0172213000001078E-5,{"$f":"LARGE(J$8802:J$8813,4)","v":6.0462534516835427E-3},null,2.9865199311257997E-3,6.7381100283335298E-4,7.3691317500443646E-4,1.9354838709677958E-6,3.5482597246656241E-5,{"$f":"LARGE(Q$8802:Q$8813,4)","v":4.4346621900812136E-3}]

{"sheet":"2006 Input to CA model","index":2,"n_rows":33,"n_cols":23,"rows_kept":33,"cut":false,"hidden":false,"merged":[]}
[]
[" Feed into OEB Cost Allocation Model (version 50) sheet \"I6 Customer Data\", row 27"]
[null,null,null,1,2,3,4,5,null,7,8,9,10,11,12,13,14,15,16,17,18,19,20]
[null,"ID","Total","Residential","GS<50 kW","GS>50 kW","USL","Street Lighting"]
[]
["kWh - 30 year weather normalized amount",null,{"$f":"SUM(D6:I6)","v":27966291.063400008},16265358.770832386,5773900.2961133681,5561381.9151668409,19949.159999999523,345700.92128741444,null,0,0,0,0,0]
[]
[]
[" Feed into OEB Cost Allocation Model sheet (version 50) \"I8 Demand Data\", row 40, 45, 50, 55, 61 and 67"]
[null,null,null,1,2,3,4,5,null,7,8,9,10,11,12,13,14,15,16,17,18,19,20]
["Customer Classes",null,"Total","Residential","GS<50 kW","GS>50 kW","USL","Street Lighting"]
[]
["CO-INCIDENT PEAK (kW)"]
[]
["1 CP"]
["Total Sytem CP ","DCP1",{"$f":"SUM(D16:I16)","v":7224.2975219399295},4448.2271754580825,1499.5724451687299,1274.2634523883851,2.2344489247311912,0]
[]
["4 CP"]
["Total Sytem CP ","DCP4",{"$f":"SUM(D19:I19)","v":26095.56892681351},16880.408517042553,4611.1509730110201,4354.4009021351685,9.0918956247682896,240.51663900000312]
[]
["12 CP"]
["Total Sytem CP ","DCP12",{"$f":"SUM(D22:I22)","v":56529.405126885322},35867.828693159274,10094.80697425719,9986.3157762229384,27.265413545915305,553.18826970000691]
[]
["NON CO_INCIDENT PEAK (kW)"]
[]
["1 NCP"]
["Classification NCP from \n Load Data Provider","DNCP1",{"$f":"SUM(D27:I27)","v":7865.3574329132534},4990.7813333997874,1499.5724451687299,1292.4428924941601,2.3885488505747157,80.172213000001122]
[]
["4 NCP"]
["Classification NCP from \n Load Data Provider","DNCP4",{"$f":"SUM(D30:I30)","v":29224.204282616724},18393.632227269984,5475.3936188596881,5025.1742439698073,9.3153405172414008,320.68885200000437]
[]
["12 NCP"]
["Classification NCP from \n Load Data Provider","DNCP12",{"$f":"SUM(D33:I33)","v":62410.499658786386},38266.704540830338,11613.635397031279,11540.82775137884,27.265413545915305,962.06655600001]

{"sheet":"Revised Inputs to CA model","index":3,"n_rows":33,"n_cols":15,"rows_kept":33,"cut":false,"hidden":false,"merged":[[8,10,8,15]]}
[]
[" Feed into OEB Cost Allocation Model (version 50) sheet \"I6 Customer Data\", row 27"]
[]
[null,"ID","Total",{"$f":"'Hourly load shapes by class'!E2","v":"Residential"},{"$f":"'Hourly load shapes by class'!F2","v":"GS<50 kW"},{"$f":"'Hourly load shapes by class'!G2","v":"GS>50 kW"},{"$f":"'Hourly load shapes by class'!H2","v":"USL"},{"$f":"'Hourly load shapes by class'!I2","v":"Street Lighting"}]
[]
["kWh - 30 year weather normalized amount",null,{"$f":"SUM(D6:I6)","v":20383682.944446843},{"$f":"'Hourly load shapes by class'!T4","v":12367886.128008928},{"$f":"'Hourly load shapes by class'!U4","v":3861286.4416470672},{"$f":"'Hourly load shapes by class'!V4","v":3984230.1506628287},{"$f":"'Hourly load shapes by class'!W4","v":17280},{"$f":"'Hourly load shapes by class'!X4","v":153000.2241280177}]
[]
[]
[" Feed into OEB Cost Allocation Model sheet (version 50) \"I8 Demand Data\", row 40, 45, 50, 55, 61 and 67",null,null,null,null,null,null,null,null,null,"2018 Demand Data"]
[]
["Customer Classes",null,"Total",{"$f":"'Hourly load shapes by class'!E2","v":"Residential"},{"$f":"'Hourly load shapes by class'!F2","v":"GS<50 kW"},{"$f":"'Hourly load shapes by class'!G2","v":"GS>50 kW"},{"$f":"'Hourly load shapes by class'!H2","v":"USL"},{"$f":"'Hourly load shapes by class'!I2","v":"Street Lighting"},null,null,{"$f":"D11","v":"Residential"},{"$f":"E11","v":"GS<50 kW"},"GS>50 kW","USL","Street Lighting"]
[]
["CO-INCIDENT PEAK (kW)"]
[]
["1 CP"]
["Total Sytem CP ","DCP1",{"$f":"SUM(D16:I16)","v":7224.2975219399295},{"$f":"'Hourly load shapes by class'!E8802*1000000","v":4448.2271754580825},{"$f":"'Hourly load shapes by class'!F8802*1000000","v":1499.5724451687299},{"$f":"'Hourly load shapes by class'!G8802*1000000","v":1274.2634523883851},{"$f":"'Hourly load shapes by class'!H8802*1000000","v":2.2344489247311912},{"$f":"'Hourly load shapes by class'!I8802*1000000","v":0},null,null,{"$f":"'Hourly load shapes by class'!L8815*1000000","v":3382.3519021440516},{"$f":"'Hourly load shapes by class'!M8815*1000000","v":1002.8366362154217},{"$f":"'Hourly load shapes by class'!N8815*1000000","v":912.89520200865456},{"$f":"'Hourly load shapes by class'!O8815*1000000","v":1.9354838709677957},{"$f":"'Hourly load shapes by class'!P8815*1000000","v":0}]
[]
["4 CP"]
["Total Sytem CP ","DCP4",{"$f":"SUM(D19:I19)","v":26095.56892681351},{"$f":"SUM('Hourly load shapes by class'!E8815:E8818)*1000000","v":16880.408517042553},{"$f":"SUM('Hourly load shapes by class'!F8815:F8818)*1000000","v":4611.1509730110201},{"$f":"SUM('Hourly load shapes by class'!G8815:G8818)*1000000","v":4354.4009021351685},{"$f":"SUM('Hourly load shapes by class'!H8815:H8818)*1000000","v":9.0918956247682896},{"$f":"SUM('Hourly load shapes by class'!I8815:I8818)*1000000","v":240.51663900000312},null,null,{"$f":"SUM('Hourly load shapes by class'!L8815:L8818)*1000000","v":12835.558887728746},{"$f":"SUM('Hourly load shapes by class'!M8815:M8818)*1000000","v":3083.699721046507},{"$f":"SUM('Hourly load shapes by class'!N8815:N8818)*1000000","v":3119.5367674798308},{"$f":"SUM('Hourly load shapes by class'!O8815:O8818)*1000000","v":7.875417130144819},{"$f":"SUM('Hourly load shapes by class'!P8815:P8818)*1000000","v":106.44779173996869}]
[]
["12 CP"]
["Total Sytem CP ","DCP12",{"$f":"SUM(D22:I22)","v":56529.405126885322},{"$f":"SUM('Hourly load shapes by class'!E8802:E8813)*1000000","v":35867.828693159274},{"$f":"SUM('Hourly load shapes by class'!F8802:F8813)*1000000","v":10094.80697425719},{"$f":"SUM('Hourly load shapes by class'!G8802:G8813)*1000000","v":9986.3157762229384},{"$f":"SUM('Hourly load shapes by class'!H8802:H8813)*1000000","v":27.265413545915305},{"$f":"SUM('Hourly load shapes by class'!I8802:I8813)*1000000","v":553.18826970000691},null,null,{"$f":"SUM('Hourly load shapes by class'!L8802:L8813)*1000000","v":27273.251527130207},{"$f":"SUM('Hourly load shapes by class'!M8802:M8813)*1000000","v":6750.8857620873268},{"$f":"SUM('Hourly load shapes by class'!N8802:N8813)*1000000","v":7154.2974420007413},{"$f":"SUM('Hourly load shapes by class'!O8802:O8813)*1000000","v":23.617352614016212},{"$f":"SUM('Hourly load shapes by class'!P8802:P8813)*1000000","v":244.82992100192783}]
[]
["NON CO_INCIDENT PEAK (kW)"]
[]
["1 NCP"]
["Classification NCP from \n Load Data Provider","DNCP1",{"$f":"SUM(D27:I27)","v":7865.2033329874102},{"$f":"'Hourly load shapes by class'!E8788*1000000","v":4990.7813333997874},{"$f":"'Hourly load shapes by class'!F8788*1000000","v":1499.5724451687299},{"$f":"'Hourly load shapes by class'!G8788*1000000","v":1292.4428924941601},{"$f":"'Hourly load shapes by class'!H8788*1000000","v":2.2344489247311912},{"$f":"'Hourly load shapes by class'!I8788*1000000","v":80.172213000000923},null,null,{"$f":"'Hourly load shapes by class'!L8788*1000000","v":3794.9003210411393},{"$f":"'Hourly load shapes by class'!M8788*1000000","v":1002.8366362154217},{"$f":"'Hourly load shapes by class'!N8788*1000000","v":925.91913643654675},{"$f":"'Hourly load shapes by class'!O8788*1000000","v":1.9354838709677957},{"$f":"'Hourly load shapes by class'!P8788*1000000","v":35.482597246656184}]
[]
["4 NCP"]
["Classification NCP from \n Load Data Provider","DNCP4",{"$f":"SUM(D30:I30)","v":29224.204282616724},{"$f":"(LARGE('Hourly load shapes by class'!E8788:E8799,1)+LARGE('Hourly load shapes by class'!E8788:E8799,2)+LARGE('Hourly load shapes by class'!E8788:E8799,3)+LARGE('Hourly load shapes by class'!E8788:E8799,4))*1000000","v":18393.632227269984},{"$f":"(LARGE('Hourly load shapes by class'!F8788:F8799,1)+LARGE('Hourly load shapes by class'!F8788:F8799,2)+LARGE('Hourly load shapes by class'!F8788:F8799,3)+LARGE('Hourly load shapes by class'!F8788:F8799,4))*1000000","v":5475.3936188596881},{"$f":"(LARGE('Hourly load shapes by class'!G8788:G8799,1)+LARGE('Hourly load shapes by class'!G8788:G8799,2)+LARGE('Hourly load shapes by class'!G8788:G8799,3)+LARGE('Hourly load shapes by class'!G8788:G8799,4))*1000000","v":5025.1742439698073},{"$f":"(LARGE('Hourly load shapes by class'!H8788:H8799,1)+LARGE('Hourly load shapes by class'!H8788:H8799,2)+LARGE('Hourly load shapes by class'!H8788:H8799,3)+LARGE('Hourly load shapes by class'!H8788:H8799,4))*1000000","v":9.3153405172414008},{"$f":"(LARGE('Hourly load shapes by class'!I8788:I8799,1)+LARGE('Hourly load shapes by class'!I8788:I8799,2)+LARGE('Hourly load shapes by class'!I8788:I8799,3)+LARGE('Hourly load shapes by class'!I8788:I8799,4))*1000000","v":320.68885200000437},null,null,{"$f":"(LARGE('Hourly load shapes by class'!L8788:L8799,1)+LARGE('Hourly load shapes by class'!L8788:L8799,2)+LARGE('Hourly load shapes by class'!L8788:L8799,3)+LARGE('Hourly load shapes by class'!L8788:L8799,4))*1000000","v":13986.186967808797},{"$f":"(LARGE('Hourly load shapes by class'!M8788:M8799,1)+LARGE('Hourly load shapes by class'!M8788:M8799,2)+LARGE('Hourly load shapes by class'!M8788:M8799,3)+LARGE('Hourly load shapes by class'!M8788:M8799,4))*1000000","v":3661.6605862445022},{"$f":"(LARGE('Hourly load shapes by class'!N8788:N8799,1)+LARGE('Hourly load shapes by class'!N8788:N8799,2)+LARGE('Hourly load shapes by class'!N8788:N8799,3)+LARGE('Hourly load shapes by class'!N8788:N8799,4))*1000000","v":3600.0855615682258},{"$f":"(LARGE('Hourly load shapes by class'!O8788:O8799,1)+LARGE('Hourly load shapes by class'!O8788:O8799,2)+LARGE('Hourly load shapes by class'!O8788:O8799,3)+LARGE('Hourly load shapes by class'!O8788:O8799,4))*1000000","v":8.0689655172415922},{"$f":"(LARGE('Hourly load shapes by class'!P8788:P8799,1)+LARGE('Hourly load shapes by class'!P8788:P8799,2)+LARGE('Hourly load shapes by class'!P8788:P8799,3)+LARGE('Hourly load shapes by class'!P8788:P8799,4))*1000000","v":141.93038898662499}]
[]
["12 NCP"]
["Classification NCP from \n Load Data Provider","DNCP12",{"$f":"SUM(D33:I33)","v":62410.499658786386},{"$f":"SUM('Hourly load shapes by class'!E8788:E8799)*1000000","v":38266.704540830338},{"$f":"SUM('Hourly load shapes by class'!F8788:F8799)*1000000","v":11613.635397031279},{"$f":"SUM('Hourly load shapes by class'!G8788:G8799)*1000000","v":11540.82775137884},{"$f":"SUM('Hourly load shapes by class'!H8788:H8799)*1000000","v":27.265413545915305},{"$f":"SUM('Hourly load shapes by class'!I8788:I8799)*1000000","v":962.06655600001045},null,null,{"$f":"SUM('Hourly load shapes by class'!L8788:L8799)*1000000","v":29097.313555963556},{"$f":"SUM('Hourly load shapes by class'!M8788:M8799)*1000000","v":7766.5998020394018},{"$f":"SUM('Hourly load shapes by class'!N8788:N8799)*1000000","v":8267.9655150549825},{"$f":"SUM('Hourly load shapes by class'!O8788:O8799)*1000000","v":23.617352614016212},{"$f":"SUM('Hourly load shapes by class'!P8788:P8799)*1000000","v":425.79116695987392}]