{"text_format":"1","workbook":"xlsx","n_sheets":4,"sheets":["Input Figures for CA","Hourly load shapes by class","2021 (Monthly Scaling)","2021 (Annual Scaling)"],"not_rendered":{"charts":0,"images":0,"macros":1,"external_links":0,"defined_names":3,"comments":0,"pivot_tables":0},"unopened":[],"bounds":{"document_bytes":16777216,"sheet_cells":100000,"rows_first":2000,"rows_last":500,"rows_between":2000,"halvings":0,"cell_chars":16384,"cell_head_chars":4096},"cells_cut":0,"cells_raw":0,"read":"whole","date_system":"1900"}

{"sheet":"Input Figures for CA","index":0,"n_rows":39,"n_cols":16,"rows_kept":39,"cut":false,"hidden":false,"merged":[[0,0,0,15],[1,0,1,15]]}
["Hydro Ottawa Limited\nEB-2019-0261\nInterrogatory Response\nIRR OEB-156\nAttachment A\nORIGINAL"]
["Demand Factor Calculations"]
[null,"Figures used in CA model based on historic loads scaled by 2021 monthly consumption forecasts"]
[null,"See '2021 (Monthly Scaling)' tab. Results using annual scaling factors included for reference"]
[]
[null,null,null,null,"Residential","GS < 50 kW","GS > 50 < 1500 ","GS > 1500 < 5000",null,"LU","Street Lighting","Sentinel Lighting","USL",null,null,"standby"]
[null,"1 CP"]
[null,"Transformation CP",null,null,{"$f":"'2021 (Monthly Scaling)'!D85","v":498427.52807247266},{"$f":"'2021 (Monthly Scaling)'!E85","v":117727.26848506663},{"$f":"'2021 (Monthly Scaling)'!F85","v":464151.57617823238},{"$f":"'2021 (Monthly Scaling)'!G85","v":110158.6105404843},null,{"$f":"'2021 (Monthly Scaling)'!I85","v":84758.811148051784},{"$f":"'2021 (Monthly Scaling)'!J85","v":0},{"$f":"'2021 (Monthly Scaling)'!K85","v":0},{"$f":"'2021 (Monthly Scaling)'!L85","v":1382.6985884687354},null,null,{"$f":"'2021 (Monthly Scaling)'!O85","v":412.15999999999985}]
[null,"Bulk Delivery CP",null,null,{"$f":"'2021 (Monthly Scaling)'!D86","v":498427.52807247266},{"$f":"'2021 (Monthly Scaling)'!E86","v":117727.26848506663},{"$f":"'2021 (Monthly Scaling)'!F86","v":464151.57617823238},{"$f":"'2021 (Monthly Scaling)'!G86","v":110158.6105404843},null,{"$f":"'2021 (Monthly Scaling)'!I86","v":84758.811148051784},{"$f":"'2021 (Monthly Scaling)'!J86","v":0},{"$f":"'2021 (Monthly Scaling)'!K86","v":0},{"$f":"'2021 (Monthly Scaling)'!L86","v":1382.6985884687354},null,null,{"$f":"'2021 (Monthly Scaling)'!O86","v":412.15999999999985}]
[null,"Total Sytem CP ",null,null,{"$f":"'2021 (Monthly Scaling)'!D87","v":498427.52807247266},{"$f":"'2021 (Monthly Scaling)'!E87","v":117727.26848506663},{"$f":"'2021 (Monthly Scaling)'!F87","v":464151.57617823238},{"$f":"'2021 (Monthly Scaling)'!G87","v":110158.6105404843},null,{"$f":"'2021 (Monthly Scaling)'!I87","v":84758.811148051784},{"$f":"'2021 (Monthly Scaling)'!J87","v":0},{"$f":"'2021 (Monthly Scaling)'!K87","v":0},{"$f":"'2021 (Monthly Scaling)'!L87","v":1382.6985884687354},null,null,{"$f":"'2021 (Monthly Scaling)'!O87","v":412.15999999999985}]
[]
[null,"4 CP"]
[null,"Transformation CP",null,null,{"$f":"'2021 (Monthly Scaling)'!D90","v":1917196.8972359551},{"$f":"'2021 (Monthly Scaling)'!E90","v":489888.84512111288},{"$f":"'2021 (Monthly Scaling)'!F90","v":1842289.7024922871},{"$f":"'2021 (Monthly Scaling)'!G90","v":384636.41614297137},null,{"$f":"'2021 (Monthly Scaling)'!I90","v":304601.31358654104},{"$f":"'2021 (Monthly Scaling)'!J90","v":5807.9783155625209},{"$f":"'2021 (Monthly Scaling)'!K90","v":8.0051891409711882},{"$f":"'2021 (Monthly Scaling)'!L90","v":5845.326847487896},null,null,{"$f":"'2021 (Monthly Scaling)'!O90","v":412.15999999999985}]
[null,"Bulk Delivery CP",null,null,{"$f":"'2021 (Monthly Scaling)'!D91","v":1917196.8972359551},{"$f":"'2021 (Monthly Scaling)'!E91","v":489888.84512111288},{"$f":"'2021 (Monthly Scaling)'!F91","v":1842289.7024922871},{"$f":"'2021 (Monthly Scaling)'!G91","v":384636.41614297137},null,{"$f":"'2021 (Monthly Scaling)'!I91","v":304601.31358654104},{"$f":"'2021 (Monthly Scaling)'!J91","v":5807.9783155625209},{"$f":"'2021 (Monthly Scaling)'!K91","v":8.0051891409711882},{"$f":"'2021 (Monthly Scaling)'!L91","v":5845.326847487896},null,null,{"$f":"'2021 (Monthly Scaling)'!O91","v":412.15999999999985}]
[null,"Total Sytem CP ",null,null,{"$f":"'2021 (Monthly Scaling)'!D92","v":1917196.8972359551},{"$f":"'2021 (Monthly Scaling)'!E92","v":489888.84512111288},{"$f":"'2021 (Monthly Scaling)'!F92","v":1842289.7024922871},{"$f":"'2021 (Monthly Scaling)'!G92","v":384636.41614297137},null,{"$f":"'2021 (Monthly Scaling)'!I92","v":304601.31358654104},{"$f":"'2021 (Monthly Scaling)'!J92","v":5807.9783155625209},{"$f":"'2021 (Monthly Scaling)'!K92","v":8.0051891409711882},{"$f":"'2021 (Monthly Scaling)'!L92","v":5845.326847487896},null,null,{"$f":"'2021 (Monthly Scaling)'!O92","v":412.15999999999985}]
[]
[null,"12 CP"]
[null,"Transformation CP",null,null,{"$f":"'2021 (Monthly Scaling)'!D95","v":4905357.1223306954},{"$f":"'2021 (Monthly Scaling)'!E95","v":1316880.8703966644},{"$f":"'2021 (Monthly Scaling)'!F95","v":5119658.9440466724},{"$f":"'2021 (Monthly Scaling)'!G95","v":1090578.1278509176},null,{"$f":"'2021 (Monthly Scaling)'!I95","v":884826.94515145815},{"$f":"'2021 (Monthly Scaling)'!J95","v":31331.100851424955},{"$f":"'2021 (Monthly Scaling)'!K95","v":52.510566142136923},{"$f":"'2021 (Monthly Scaling)'!L95","v":18342.254773621396},null,null,{"$f":"'2021 (Monthly Scaling)'!O95","v":641.91999999999962}]
[null,"Bulk Delivery CP",null,null,{"$f":"'2021 (Monthly Scaling)'!D96","v":4905357.1223306954},{"$f":"'2021 (Monthly Scaling)'!E96","v":1316880.8703966644},{"$f":"'2021 (Monthly Scaling)'!F96","v":5119658.9440466724},{"$f":"'2021 (Monthly Scaling)'!G96","v":1090578.1278509176},null,{"$f":"'2021 (Monthly Scaling)'!I96","v":884826.94515145815},{"$f":"'2021 (Monthly Scaling)'!J96","v":31331.100851424955},{"$f":"'2021 (Monthly Scaling)'!K96","v":52.510566142136923},{"$f":"'2021 (Monthly Scaling)'!L96","v":18342.254773621396},null,null,{"$f":"'2021 (Monthly Scaling)'!O96","v":641.91999999999962}]
[null,"Total Sytem CP ",null,null,{"$f":"'2021 (Monthly Scaling)'!D97","v":4905357.1223306954},{"$f":"'2021 (Monthly Scaling)'!E97","v":1316880.8703966644},{"$f":"'2021 (Monthly Scaling)'!F97","v":5119658.9440466724},{"$f":"'2021 (Monthly Scaling)'!G97","v":1090578.1278509176},null,{"$f":"'2021 (Monthly Scaling)'!I97","v":884826.94515145815},{"$f":"'2021 (Monthly Scaling)'!J97","v":31331.100851424955},{"$f":"'2021 (Monthly Scaling)'!K97","v":52.510566142136923},{"$f":"'2021 (Monthly Scaling)'!L97","v":18342.254773621396},null,null,{"$f":"'2021 (Monthly Scaling)'!O97","v":641.91999999999962}]
[]
[]
[null,"1NCP"]
[null," Classification NCP from \n Load Data Provider ",null,null,{"$f":"'2021 (Monthly Scaling)'!D101","v":575660.26029999636},{"$f":"'2021 (Monthly Scaling)'!E101","v":145496.20312591334},{"$f":"'2021 (Monthly Scaling)'!F101","v":498153.45091079804},{"$f":"'2021 (Monthly Scaling)'!G101","v":125654.38026754488},null,{"$f":"'2021 (Monthly Scaling)'!I101","v":95229.080611360667},{"$f":"'2021 (Monthly Scaling)'!J101","v":6443.865297066568},{"$f":"'2021 (Monthly Scaling)'!K101","v":15.090410825626204},{"$f":"'2021 (Monthly Scaling)'!L101","v":1896.1887482328814},null,null,{"$f":"'2021 (Monthly Scaling)'!O101","v":1152.0000000000005}]
[null," Primary NCP ",null,null,{"$f":"'2021 (Monthly Scaling)'!D102","v":575660.26029999636},{"$f":"'2021 (Monthly Scaling)'!E102","v":145496.20312591334},{"$f":"'2021 (Monthly Scaling)'!F102","v":498153.45091079804},{"$f":"'2021 (Monthly Scaling)'!G102","v":125654.38026754488},null,{"$f":"'2021 (Monthly Scaling)'!I102","v":95229.080611360667},{"$f":"'2021 (Monthly Scaling)'!J102","v":6443.865297066568},{"$f":"'2021 (Monthly Scaling)'!K102","v":15.090410825626204},{"$f":"'2021 (Monthly Scaling)'!L102","v":1896.1887482328814},null,null,{"$f":"'2021 (Monthly Scaling)'!O102","v":1152.0000000000005}]
[null,"  Line Transformer NCP ",null,null,{"$f":"'2021 (Monthly Scaling)'!D103","v":575660.26029999636},{"$f":"'2021 (Monthly Scaling)'!E103","v":145496.20312591334},{"$f":"'2021 (Monthly Scaling)'!F103","v":433393.26631813939},{"$f":"'2021 (Monthly Scaling)'!G103","v":55287.365416681801},null,{"$f":"'2021 (Monthly Scaling)'!I103","v":44757.204166916039},{"$f":"'2021 (Monthly Scaling)'!J103","v":6443.865297066568},{"$f":"'2021 (Monthly Scaling)'!K103","v":15.090410825626204},{"$f":"'2021 (Monthly Scaling)'!L103","v":1896.1887482328814},null,null,{"$f":"'2021 (Monthly Scaling)'!O103","v":0}]
[null," Secondary NCP ",null,null,{"$f":"'2021 (Monthly Scaling)'!D104","v":575660.26029999636},{"$f":"'2021 (Monthly Scaling)'!E104","v":145496.20312591334},{"$f":"'2021 (Monthly Scaling)'!F104","v":249077.70868146131},{"$f":"'2021 (Monthly Scaling)'!G104","v":0},null,{"$f":"'2021 (Monthly Scaling)'!I104","v":0},{"$f":"'2021 (Monthly Scaling)'!J104","v":6443.865297066568},{"$f":"'2021 (Monthly Scaling)'!K104","v":15.090410825626204},{"$f":"'2021 (Monthly Scaling)'!L104","v":1896.1887482328814},null,null,{"$f":"'2021 (Monthly Scaling)'!O104","v":0}]
[null,null,null,null,{"$f":"'2021 (Monthly Scaling)'!D105","v":0},{"$f":"'2021 (Monthly Scaling)'!E105","v":0},{"$f":"'2021 (Monthly Scaling)'!F105","v":0},{"$f":"'2021 (Monthly Scaling)'!G105","v":0},null,{"$f":"'2021 (Monthly Scaling)'!I105","v":0},{"$f":"'2021 (Monthly Scaling)'!J105","v":0},{"$f":"'2021 (Monthly Scaling)'!K105","v":0},{"$f":"'2021 (Monthly Scaling)'!L105","v":0},null,null,{"$f":"'2021 (Monthly Scaling)'!O105","v":0}]
[null," 4 NCP ",null,null,{"$f":"'2021 (Monthly Scaling)'!D106","v":0},{"$f":"'2021 (Monthly Scaling)'!E106","v":0},{"$f":"'2021 (Monthly Scaling)'!F106","v":0},{"$f":"'2021 (Monthly Scaling)'!G106","v":0},null,{"$f":"'2021 (Monthly Scaling)'!I106","v":0},{"$f":"'2021 (Monthly Scaling)'!J106","v":0},{"$f":"'2021 (Monthly Scaling)'!K106","v":0},{"$f":"'2021 (Monthly Scaling)'!L106","v":0},null,null,{"$f":"'2021 (Monthly Scaling)'!O106","v":0}]
[null," Classification NCP from \n Load Data Provider ",null,null,{"$f":"'2021 (Monthly Scaling)'!D107","v":2133287.0381993316},{"$f":"'2021 (Monthly Scaling)'!E107","v":561643.67512447538},{"$f":"'2021 (Monthly Scaling)'!F107","v":1967131.3406564272},{"$f":"'2021 (Monthly Scaling)'!G107","v":486541.26262600772},null,{"$f":"'2021 (Monthly Scaling)'!I107","v":374663.75360335392},{"$f":"'2021 (Monthly Scaling)'!J107","v":23997.897407742745},{"$f":"'2021 (Monthly Scaling)'!K107","v":58.189015168774397},{"$f":"'2021 (Monthly Scaling)'!L107","v":7491.8302143128876},null,null,{"$f":"'2021 (Monthly Scaling)'!O107","v":3835.84}]
[null," Primary NCP ",null,null,{"$f":"'2021 (Monthly Scaling)'!D108","v":2133287.0381993316},{"$f":"'2021 (Monthly Scaling)'!E108","v":561643.67512447538},{"$f":"'2021 (Monthly Scaling)'!F108","v":1967131.3406564272},{"$f":"'2021 (Monthly Scaling)'!G108","v":486541.26262600772},null,{"$f":"'2021 (Monthly Scaling)'!I108","v":374663.75360335392},{"$f":"'2021 (Monthly Scaling)'!J108","v":23997.897407742745},{"$f":"'2021 (Monthly Scaling)'!K108","v":58.189015168774397},{"$f":"'2021 (Monthly Scaling)'!L108","v":7491.8302143128876},null,null,{"$f":"'2021 (Monthly Scaling)'!O108","v":3835.84}]
[null,"  Line Transformer NCP ",null,null,{"$f":"'2021 (Monthly Scaling)'!D109","v":2133287.0381993316},{"$f":"'2021 (Monthly Scaling)'!E109","v":561643.67512447538},{"$f":"'2021 (Monthly Scaling)'!F109","v":1711403.3345450617},{"$f":"'2021 (Monthly Scaling)'!G109","v":214078.00706803624},null,{"$f":"'2021 (Monthly Scaling)'!I109","v":176092.41075790883},{"$f":"'2021 (Monthly Scaling)'!J109","v":23997.897407742745},{"$f":"'2021 (Monthly Scaling)'!K109","v":58.189015168774397},{"$f":"'2021 (Monthly Scaling)'!L109","v":7491.8302143128876},null,null,{"$f":"'2021 (Monthly Scaling)'!O109","v":0}]
[null," Secondary NCP ",null,null,{"$f":"'2021 (Monthly Scaling)'!D110","v":2133287.0381993316},{"$f":"'2021 (Monthly Scaling)'!E110","v":561643.67512447538},{"$f":"'2021 (Monthly Scaling)'!F110","v":983566.17025866522},{"$f":"'2021 (Monthly Scaling)'!G110","v":0},null,{"$f":"'2021 (Monthly Scaling)'!I110","v":0},{"$f":"'2021 (Monthly Scaling)'!J110","v":23997.897407742745},{"$f":"'2021 (Monthly Scaling)'!K110","v":58.189015168774397},{"$f":"'2021 (Monthly Scaling)'!L110","v":7491.8302143128876},null,null,{"$f":"'2021 (Monthly Scaling)'!O110","v":0}]
[null,null,null,null,{"$f":"'2021 (Monthly Scaling)'!D111","v":0},{"$f":"'2021 (Monthly Scaling)'!E111","v":0},{"$f":"'2021 (Monthly Scaling)'!F111","v":0},{"$f":"'2021 (Monthly Scaling)'!G111","v":0},null,{"$f":"'2021 (Monthly Scaling)'!I111","v":0},{"$f":"'2021 (Monthly Scaling)'!J111","v":0},{"$f":"'2021 (Monthly Scaling)'!K111","v":0},{"$f":"'2021 (Monthly Scaling)'!L111","v":0},null,null,{"$f":"'2021 (Monthly Scaling)'!O111","v":0}]
[null," 12 NCP ",null,null,{"$f":"'2021 (Monthly Scaling)'!D112","v":0},{"$f":"'2021 (Monthly Scaling)'!E112","v":0},{"$f":"'2021 (Monthly Scaling)'!F112","v":0},{"$f":"'2021 (Monthly Scaling)'!G112","v":0},null,{"$f":"'2021 (Monthly Scaling)'!I112","v":0},{"$f":"'2021 (Monthly Scaling)'!J112","v":0},{"$f":"'2021 (Monthly Scaling)'!K112","v":0},{"$f":"'2021 (Monthly Scaling)'!L112","v":0},null,null,{"$f":"'2021 (Monthly Scaling)'!O112","v":0}]
[null," Classification NCP from \n Load Data Provider ",null,null,{"$f":"'2021 (Monthly Scaling)'!D113","v":5508979.4493803037},{"$f":"'2021 (Monthly Scaling)'!E113","v":1531293.4049864844},{"$f":"'2021 (Monthly Scaling)'!F113","v":5508528.8423735239},{"$f":"'2021 (Monthly Scaling)'!G113","v":1295931.6797319062},null,{"$f":"'2021 (Monthly Scaling)'!I113","v":1012783.1519590528},{"$f":"'2021 (Monthly Scaling)'!J113","v":62127.995180045451},{"$f":"'2021 (Monthly Scaling)'!K113","v":142.19808630848377},{"$f":"'2021 (Monthly Scaling)'!L113","v":21161.418954378278},null,null,{"$f":"'2021 (Monthly Scaling)'!O113","v":7656.9600000000009}]
[null," Primary NCP ",null,null,{"$f":"'2021 (Monthly Scaling)'!D114","v":5508979.4493803037},{"$f":"'2021 (Monthly Scaling)'!E114","v":1531293.4049864844},{"$f":"'2021 (Monthly Scaling)'!F114","v":5508528.8423735239},{"$f":"'2021 (Monthly Scaling)'!G114","v":1295931.6797319062},null,{"$f":"'2021 (Monthly Scaling)'!I114","v":1012783.1519590528},{"$f":"'2021 (Monthly Scaling)'!J114","v":62127.995180045451},{"$f":"'2021 (Monthly Scaling)'!K114","v":142.19808630848377},{"$f":"'2021 (Monthly Scaling)'!L114","v":21161.418954378278},null,null,{"$f":"'2021 (Monthly Scaling)'!O114","v":7656.9600000000009}]
[null,"  Line Transformer NCP ",null,null,{"$f":"'2021 (Monthly Scaling)'!D115","v":5508979.4493803037},{"$f":"'2021 (Monthly Scaling)'!E115","v":1531293.4049864844},{"$f":"'2021 (Monthly Scaling)'!F115","v":4792420.501919793},{"$f":"'2021 (Monthly Scaling)'!G115","v":570209.93908203871},null,{"$f":"'2021 (Monthly Scaling)'!I115","v":476008.11875260214},{"$f":"'2021 (Monthly Scaling)'!J115","v":62127.995180045451},{"$f":"'2021 (Monthly Scaling)'!K115","v":142.19808630848377},{"$f":"'2021 (Monthly Scaling)'!L115","v":21161.418954378278},null,null,{"$f":"'2021 (Monthly Scaling)'!O115","v":0}]
[null," Secondary NCP ",null,null,{"$f":"'2021 (Monthly Scaling)'!D116","v":5508979.4493803037},{"$f":"'2021 (Monthly Scaling)'!E116","v":1531293.4049864844},{"$f":"'2021 (Monthly Scaling)'!F116","v":2754264.9200341115},{"$f":"'2021 (Monthly Scaling)'!G116","v":0},null,{"$f":"'2021 (Monthly Scaling)'!I116","v":0},{"$f":"'2021 (Monthly Scaling)'!J116","v":62127.995180045451},{"$f":"'2021 (Monthly Scaling)'!K116","v":142.19808630848377},{"$f":"'2021 (Monthly Scaling)'!L116","v":21161.418954378278},null,null,{"$f":"'2021 (Monthly Scaling)'!O116","v":0}]

{"sheet":"Hourly load shapes by class","index":1,"n_rows":8765,"n_cols":55,"rows_kept":2250,"cut":true,"hidden":false,"merged":[[0,5,0,9],[0,0,0,3]],"bounds":{"rows_first":1000,"rows_last":250,"rows_between":1000,"halvings":1}}
["ALL UNITS IN GWh",null,null,null,null,"EB-2015-0004 Load data",null,null,null,null,null,null,null,null,null,null,null,null,null,null,null,"Historic Scaled to Forecast",null,null,"2021 (Annual Scaling)",null,null,null,null,null,null,null,"Historic Scaled to Forecast",null,null,"2021 (Monthly Scaling)"]
["Year","Month","Day","Hour (EST)",null,"Year","Month","Day","Hour (EST)","Residential","GS > 50 < 1500 ","Street Lighting","GS < 50 kW","GS > 1500 < 5000","LU","Sentinel Lighting","USL","standby","TOTAL LDC sales",null,null,"Residential","GS < 50 kW","GS > 50 < 1500 ","GS > 1500 < 5000","LU","Street Lighting","Sentinel Lighting","USL","standby","TOTAL LDC sales",null,"Residential","GS > 50 < 1500 ","Street Lighting","GS < 50 kW","GS > 1500 < 5000","LU","Sentinel Lighting","USL","standby","TOTAL LDC sales",null,null,"Residential","GS > 50 < 1500 ","Street Lighting","GS < 50 kW","GS > 1500 < 5000","LU","Sentinel Lighting","USL","standby"]
[2006,1,1,1,null,2013,1,1,1,0.24886660075437936,0.33904694153044107,8.4180874785592386E-3,0.11228160235800515,8.0095000000000013E-2,6.1427000000000002E-2,1.71375666785885E-5,2.1787855487974887E-3,0,0.85233115523686076,null,null,{"$f":"$J3*$AS$6","v":0.23561556867174599},{"$f":"$M3*$AV$6","v":9.834316291419759E-2},{"$f":"$K3*$AT$6","v":0.29993444149843068},{"$f":"$N3*$AW$6","v":6.3130623048781351E-2},{"$f":"$O3*$AX$6","v":5.6625664881195192E-2},{"$f":"$L3*$AU$6","v":4.7079278059094483E-3},{"$f":"$P3*$AY$6","v":8.5769883653262672E-6},{"$f":"$Q3*$AZ$6","v":1.5925556000974171E-3},{"$f":"$R3*$BA$6","v":0},{"$f":"SUM(V3:AD3)","v":0.75995852140872289},null,{"$f":"J3*VLOOKUP($B3,$AR$36:$AZ$47,MATCH(AG$2,$AS$2:$BA$2,0)+1,FALSE)","v":0.23877444667960881},{"$f":"K3*VLOOKUP($B3,$AR$36:$AZ$47,MATCH(AH$2,$AS$2:$BA$2,0)+1,FALSE)","v":0.2864755077137292},{"$f":"L3*VLOOKUP($B3,$AR$36:$AZ$47,MATCH(AI$2,$AS$2:$BA$2,0)+1,FALSE)","v":6.2228339095312677E-3},{"$f":"M3*VLOOKUP($B3,$AR$36:$AZ$47,MATCH(AJ$2,$AS$2:$BA$2,0)+1,FALSE)","v":9.6521662276787254E-2},{"$f":"N3*VLOOKUP($B3,$AR$36:$AZ$47,MATCH(AK$2,$AS$2:$BA$2,0)+1,FALSE)","v":6.2645353646053295E-2},{"$f":"O3*VLOOKUP($B3,$AR$36:$AZ$47,MATCH(AL$2,$AS$2:$BA$2,0)+1,FALSE)","v":5.4437965322603248E-2},{"$f":"P3*VLOOKUP($B3,$AR$36:$AZ$47,MATCH(AM$2,$AS$2:$BA$2,0)+1,FALSE)","v":8.5769883653262672E-6},{"$f":"Q3*VLOOKUP($B3,$AR$36:$AZ$47,MATCH(AN$2,$AS$2:$BA$2,0)+1,FALSE)","v":1.66507983835203E-3},{"$f":"R3*VLOOKUP($B3,$AR$36:$BA$47,MATCH(AO$2,$AS$2:$BA$2,0)+1,FALSE)","v":0},{"$f":"SUM(AG3:AO3)","v":0.74675142637503045},null,"Historic kwh",{"$f":"SUM(J3:J8762)*1000000","v":2379642296.4090981},3185145846.226243,39528783.69437097,799065588.24492121,866432084.19999719,622986674.99999893,93910.07654270262,18608983.593998607,423090.24000000017]
[2006,1,1,2,null,2013,1,1,2,0.23131666486358052,0.32950620446978729,8.4180874785592386E-3,0.1040851408625786,8.0251400000000028E-2,6.1636999999999997E-2,1.71375666785885E-5,2.1787855487974887E-3,0,0.8174104207899815,null,null,0.2190000882797252,9.1164195645859425E-2,0.29149432512736573,6.3253897028990244E-2,5.6819250594725895E-2,4.7079278059094483E-3,8.5769883653262672E-6,1.5925556000974171E-3,{"$f":"$R4*$BA$6","v":0},0.72804081707103863,null,{"$f":"J4*VLOOKUP($B4,$AR$36:$AZ$47,MATCH(AG$2,$AS$2:$BA$2,0)+1,FALSE)","v":0.22193620394681268},{"$f":"K4*VLOOKUP($B4,$AR$36:$AZ$47,MATCH(AH$2,$AS$2:$BA$2,0)+1,FALSE)","v":0.27841412399772658},{"$f":"L4*VLOOKUP($B4,$AR$36:$AZ$47,MATCH(AI$2,$AS$2:$BA$2,0)+1,FALSE)","v":6.2228339095312677E-3},{"$f":"M4*VLOOKUP($B4,$AR$36:$AZ$47,MATCH(AJ$2,$AS$2:$BA$2,0)+1,FALSE)","v":8.9475663006098646E-2},{"$f":"N4*VLOOKUP($B4,$AR$36:$AZ$47,MATCH(AK$2,$AS$2:$BA$2,0)+1,FALSE)","v":6.2767680049826857E-2},{"$f":"O4*VLOOKUP($B4,$AR$36:$AZ$47,MATCH(AL$2,$AS$2:$BA$2,0)+1,FALSE)","v":5.4624071964922527E-2},{"$f":"P4*VLOOKUP($B4,$AR$36:$AZ$47,MATCH(AM$2,$AS$2:$BA$2,0)+1,FALSE)","v":8.5769883653262672E-6},{"$f":"Q4*VLOOKUP($B4,$AR$36:$AZ$47,MATCH(AN$2,$AS$2:$BA$2,0)+1,FALSE)","v":1.66507983835203E-3},{"$f":"R4*VLOOKUP($B4,$AR$36:$BA$47,MATCH(AO$2,$AS$2:$BA$2,0)+1,FALSE)","v":0},{"$f":"SUM(AG4:AO4)","v":0.71511423370163596}]
[2006,1,1,3,null,2013,1,1,3,0.2157142412481835,0.32614574556560705,8.4180874785592386E-3,0.103223469109051,8.028890000000001E-2,6.1637999999999998E-2,1.71375666785885E-5,2.1787855487974887E-3,0,0.79762436651687674,null,null,0.20422842385526727,9.0409490299158554E-2,0.28852152920697183,6.3283454409155393E-2,5.6820172431456997E-2,4.7079278059094483E-3,8.5769883653262672E-6,1.5925556000974171E-3,0,0.70957213059638213,null,{"$f":"J5*VLOOKUP($B5,$AR$36:$AZ$47,MATCH(AG$2,$AS$2:$BA$2,0)+1,FALSE)","v":0.20696649706636169},{"$f":"K5*VLOOKUP($B5,$AR$36:$AZ$47,MATCH(AH$2,$AS$2:$BA$2,0)+1,FALSE)","v":0.27557472610674244},{"$f":"L5*VLOOKUP($B5,$AR$36:$AZ$47,MATCH(AI$2,$AS$2:$BA$2,0)+1,FALSE)","v":6.2228339095312677E-3},{"$f":"M5*VLOOKUP($B5,$AR$36:$AZ$47,MATCH(AJ$2,$AS$2:$BA$2,0)+1,FALSE)","v":8.8734936224143288E-2},{"$f":"N5*VLOOKUP($B5,$AR$36:$AZ$47,MATCH(AK$2,$AS$2:$BA$2,0)+1,FALSE)","v":6.2797010229759767E-2},{"$f":"O5*VLOOKUP($B5,$AR$36:$AZ$47,MATCH(AL$2,$AS$2:$BA$2,0)+1,FALSE)","v":5.462495818702881E-2},{"$f":"P5*VLOOKUP($B5,$AR$36:$AZ$47,MATCH(AM$2,$AS$2:$BA$2,0)+1,FALSE)","v":8.5769883653262672E-6},{"$f":"Q5*VLOOKUP($B5,$AR$36:$AZ$47,MATCH(AN$2,$AS$2:$BA$2,0)+1,FALSE)","v":1.66507983835203E-3},{"$f":"R5*VLOOKUP($B5,$AR$36:$BA$47,MATCH(AO$2,$AS$2:$BA$2,0)+1,FALSE)","v":0},{"$f":"SUM(AG5:AO5)","v":0.69659461855028471},null,"2021 Forecast",2252937000,2817707000,22107000,699871000,682919000,574292000,47000,13602000,null,null,{"$f":"SUM(AS5:AZ5)","v":7063482000}]
[2006,1,1,4,null,2013,1,1,4,0.21458300004704553,0.32455373368263385,8.4180874785592386E-3,0.10105751912436231,8.1800099999999973E-2,6.1534999999999999E-2,1.71375666785885E-5,2.1787855487974887E-3,0,0.7941433634480769,null,null,0.20315741618246952,8.8512417513101571E-2,0.28711317202544695,6.4474577419971493E-2,5.6725223248153836E-2,4.7079278059094483E-3,8.5769883653262672E-6,1.5925556000974171E-3,0,0.70629186678351563,null,{"$f":"J6*VLOOKUP($B6,$AR$36:$AZ$47,MATCH(AG$2,$AS$2:$BA$2,0)+1,FALSE)","v":0.20588113048424855},{"$f":"K6*VLOOKUP($B6,$AR$36:$AZ$47,MATCH(AH$2,$AS$2:$BA$2,0)+1,FALSE)","v":0.27422956602241211},{"$f":"L6*VLOOKUP($B6,$AR$36:$AZ$47,MATCH(AI$2,$AS$2:$BA$2,0)+1,FALSE)","v":6.2228339095312677E-3},{"$f":"M6*VLOOKUP($B6,$AR$36:$AZ$47,MATCH(AJ$2,$AS$2:$BA$2,0)+1,FALSE)","v":8.687300079981658E-2},{"$f":"N6*VLOOKUP($B6,$AR$36:$AZ$47,MATCH(AK$2,$AS$2:$BA$2,0)+1,FALSE)","v":6.3978977374149718E-2},{"$f":"O6*VLOOKUP($B6,$AR$36:$AZ$47,MATCH(AL$2,$AS$2:$BA$2,0)+1,FALSE)","v":5.4533677310081734E-2},{"$f":"P6*VLOOKUP($B6,$AR$36:$AZ$47,MATCH(AM$2,$AS$2:$BA$2,0)+1,FALSE)","v":8.5769883653262672E-6},{"$f":"Q6*VLOOKUP($B6,$AR$36:$AZ$47,MATCH(AN$2,$AS$2:$BA$2,0)+1,FALSE)","v":1.66507983835203E-3},{"$f":"R6*VLOOKUP($B6,$AR$36:$BA$47,MATCH(AO$2,$AS$2:$BA$2,0)+1,FALSE)","v":0},0.69339284272695734,null,"Factor",{"$f":"AS$5/AS$3","v":0.94675447793128509},0.88463986769661296,0.559263350244397,0.87586176941645855,0.78819680440453643,0.92183673109862418,0.50047877427326182,0.73093728796593926,1]
[2006,1,1,5,null,2013,1,1,5,0.21722063029605354,0.32367357850863765,8.4180874785592386E-3,9.7799243874927166E-2,8.351700000000005E-2,6.1774999999999997E-2,1.71375666785885E-5,2.1787855487974887E-3,0,0.79459946327365361,null,null,0.20565460443184486,8.5658618787885457E-2,0.28633455166877048,6.5827832513453713E-2,5.6946464063617509E-2,4.7079278059094483E-3,8.5769883653262672E-6,1.5925556000974171E-3,0,0.70673113185994407,null,{"$f":"J7*VLOOKUP($B7,$AR$36:$AZ$47,MATCH(AG$2,$AS$2:$BA$2,0)+1,FALSE)","v":0.20841179832534576},{"$f":"K7*VLOOKUP($B7,$AR$36:$AZ$47,MATCH(AH$2,$AS$2:$BA$2,0)+1,FALSE)","v":0.27348588463363666},{"$f":"L7*VLOOKUP($B7,$AR$36:$AZ$47,MATCH(AI$2,$AS$2:$BA$2,0)+1,FALSE)","v":6.2228339095312677E-3},{"$f":"M7*VLOOKUP($B7,$AR$36:$AZ$47,MATCH(AJ$2,$AS$2:$BA$2,0)+1,FALSE)","v":8.407205980301781E-2},{"$f":"N7*VLOOKUP($B7,$AR$36:$AZ$47,MATCH(AK$2,$AS$2:$BA$2,0)+1,FALSE)","v":6.5321830332198447E-2},{"$f":"O7*VLOOKUP($B7,$AR$36:$AZ$47,MATCH(AL$2,$AS$2:$BA$2,0)+1,FALSE)","v":5.4746370615589485E-2},{"$f":"P7*VLOOKUP($B7,$AR$36:$AZ$47,MATCH(AM$2,$AS$2:$BA$2,0)+1,FALSE)","v":8.5769883653262672E-6},{"$f":"Q7*VLOOKUP($B7,$AR$36:$AZ$47,MATCH(AN$2,$AS$2:$BA$2,0)+1,FALSE)","v":1.66507983835203E-3},{"$f":"R7*VLOOKUP($B7,$AR$36:$BA$47,MATCH(AO$2,$AS$2:$BA$2,0)+1,FALSE)","v":0},0.69393443444603675]
[2006,1,1,6,null,2013,1,1,6,0.2218855970833456,0.33114081417036534,8.4180874785592386E-3,9.8556753272909081E-2,8.4536899999999998E-2,6.2954999999999997E-2,1.71375666785885E-5,2.1787855487974887E-3,0,0.80968907512065524,null,null,0.21007118262711433,8.6322092309551485E-2,0.29294036603662071,6.6631714434265854E-2,5.8034231406313884E-2,4.7079278059094483E-3,8.5769883653262672E-6,1.5925556000974171E-3,0,0.72030864720823851,null,{"$f":"J8*VLOOKUP($B8,$AR$36:$AZ$47,MATCH(AG$2,$AS$2:$BA$2,0)+1,FALSE)","v":0.2128875892110571},{"$f":"K8*VLOOKUP($B8,$AR$36:$AZ$47,MATCH(AH$2,$AS$2:$BA$2,0)+1,FALSE)","v":0.27979527683093935},{"$f":"L8*VLOOKUP($B8,$AR$36:$AZ$47,MATCH(AI$2,$AS$2:$BA$2,0)+1,FALSE)","v":6.2228339095312677E-3},{"$f":"M8*VLOOKUP($B8,$AR$36:$AZ$47,MATCH(AJ$2,$AS$2:$BA$2,0)+1,FALSE)","v":8.4723244545201803E-2},{"$f":"N8*VLOOKUP($B8,$AR$36:$AZ$47,MATCH(AK$2,$AS$2:$BA$2,0)+1,FALSE)","v":6.61195330125606E-2},{"$f":"O8*VLOOKUP($B8,$AR$36:$AZ$47,MATCH(AL$2,$AS$2:$BA$2,0)+1,FALSE)","v":5.5792112701002608E-2},{"$f":"P8*VLOOKUP($B8,$AR$36:$AZ$47,MATCH(AM$2,$AS$2:$BA$2,0)+1,FALSE)","v":8.5769883653262672E-6},{"$f":"Q8*VLOOKUP($B8,$AR$36:$AZ$47,MATCH(AN$2,$AS$2:$BA$2,0)+1,FALSE)","v":1.66507983835203E-3},{"$f":"R8*VLOOKUP($B8,$AR$36:$BA$47,MATCH(AO$2,$AS$2:$BA$2,0)+1,FALSE)","v":0},0.70721424703701008]
[2006,1,1,7,null,2013,1,1,7,0.23807433727198643,0.34171802302134247,8.4180874785592386E-3,9.7504658622622781E-2,9.0084499999999998E-2,6.6627000000000006E-2,1.71375666785885E-5,2.1787855487974887E-3,0,0.84462252950998695,null,null,0.2253979448927762,8.5400602827558139E-2,0.30229738667514855,7.1004315026380466E-2,6.1419215882908038E-2,4.7079278059094483E-3,8.5769883653262672E-6,1.5925556000974171E-3,0,0.7518285256991436,null,{"$f":"J9*VLOOKUP($B9,$AR$36:$AZ$47,MATCH(AG$2,$AS$2:$BA$2,0)+1,FALSE)","v":0.22841983608253547},{"$f":"K9*VLOOKUP($B9,$AR$36:$AZ$47,MATCH(AH$2,$AS$2:$BA$2,0)+1,FALSE)","v":0.28873242064382865},{"$f":"L9*VLOOKUP($B9,$AR$36:$AZ$47,MATCH(AI$2,$AS$2:$BA$2,0)+1,FALSE)","v":6.2228339095312677E-3},{"$f":"M9*VLOOKUP($B9,$AR$36:$AZ$47,MATCH(AJ$2,$AS$2:$BA$2,0)+1,FALSE)","v":8.3818822784329866E-2},{"$f":"N9*VLOOKUP($B9,$AR$36:$AZ$47,MATCH(AK$2,$AS$2:$BA$2,0)+1,FALSE)","v":7.0458522511116631E-2},{"$f":"O9*VLOOKUP($B9,$AR$36:$AZ$47,MATCH(AL$2,$AS$2:$BA$2,0)+1,FALSE)","v":5.9046320275271243E-2},{"$f":"P9*VLOOKUP($B9,$AR$36:$AZ$47,MATCH(AM$2,$AS$2:$BA$2,0)+1,FALSE)","v":8.5769883653262672E-6},{"$f":"Q9*VLOOKUP($B9,$AR$36:$AZ$47,MATCH(AN$2,$AS$2:$BA$2,0)+1,FALSE)","v":1.66507983835203E-3},{"$f":"R9*VLOOKUP($B9,$AR$36:$BA$47,MATCH(AO$2,$AS$2:$BA$2,0)+1,FALSE)","v":0},0.73837241303333045]
[2006,1,1,8,null,2013,1,1,8,0.27059120365592282,0.35122482623841045,5.3314554030875205E-3,9.4610754701554459E-2,9.1960699999999965E-2,6.8380999999999997E-2,1.0853792229772723E-5,2.0563392507407852E-3,0,0.88416713304194583,null,null,0.25618343375006125,8.2865943018730015E-2,0.31070748381531327,7.2483129870804228E-2,6.3036117509255016E-2,2.9816876104093188E-3,5.4320926313733053E-6,1.5030550350743812E-3,0,0.78976628270227878,null,{"$f":"J10*VLOOKUP($B10,$AR$36:$AZ$47,MATCH(AG$2,$AS$2:$BA$2,0)+1,FALSE)","v":0.25961806338601406},{"$f":"K10*VLOOKUP($B10,$AR$36:$AZ$47,MATCH(AH$2,$AS$2:$BA$2,0)+1,FALSE)","v":0.29676513217943629},{"$f":"L10*VLOOKUP($B10,$AR$36:$AZ$47,MATCH(AI$2,$AS$2:$BA$2,0)+1,FALSE)","v":3.9411281427031387E-3},{"$f":"M10*VLOOKUP($B10,$AR$36:$AZ$47,MATCH(AJ$2,$AS$2:$BA$2,0)+1,FALSE)","v":8.1331109649989186E-2},{"$f":"N10*VLOOKUP($B10,$AR$36:$AZ$47,MATCH(AK$2,$AS$2:$BA$2,0)+1,FALSE)","v":7.1925970073520321E-2},{"$f":"O10*VLOOKUP($B10,$AR$36:$AZ$47,MATCH(AL$2,$AS$2:$BA$2,0)+1,FALSE)","v":6.0600753849690402E-2},{"$f":"P10*VLOOKUP($B10,$AR$36:$AZ$47,MATCH(AM$2,$AS$2:$BA$2,0)+1,FALSE)","v":5.4320926313733053E-6},{"$f":"Q10*VLOOKUP($B10,$AR$36:$AZ$47,MATCH(AN$2,$AS$2:$BA$2,0)+1,FALSE)","v":1.5715034593974391E-3},{"$f":"R10*VLOOKUP($B10,$AR$36:$BA$47,MATCH(AO$2,$AS$2:$BA$2,0)+1,FALSE)","v":0},0.77575909283338218,null,1,{"$f":"SUMIF($B:$B,$AR10,J:J)*1000000","v":231420678.94411048},{"$f":"SUMIF($B:$B,$AR10,K:K)*1000000","v":312541609.69610852},{"$f":"SUMIF($B:$B,$AR10,L:L)*1000000","v":3841877.9589296556},{"$f":"SUMIF($B:$B,$AR10,M:M)*1000000","v":78437562.15143761},{"$f":"SUMIF($B:$B,$AR10,N:N)*1000000","v":74683738.899999902},{"$f":"SUMIF($B:$B,$AR10,O:O)*1000000","v":54020318},{"$f":"SUMIF($B:$B,$AR10,P:P)*1000000","v":7893.9089045039873},{"$f":"SUMIF($B:$B,$AR10,Q:Q)*1000000","v":1536199.1511589389},{"$f":"SUMIF($B:$B,$AR10,R:R)*1000000","v":7559.36}]
[2006,1,1,9,null,2013,1,1,9,0.3017204051133397,0.3636105370421821,0,9.8221143551988424E-2,9.1644400000000001E-2,6.7812999999999998E-2,0,1.844841099551928E-3,0,0.92485432680706214,null,null,0.28565514462429575,8.6028144585552566E-2,0.32166437738209036,7.2233823221571097E-2,6.2512514245990997E-2,0,0,1.3484631500345877E-3,0,0.82944246720953541,null,{"$f":"J11*VLOOKUP($B11,$AR$36:$AZ$47,MATCH(AG$2,$AS$2:$BA$2,0)+1,FALSE)","v":0.28948489899610341},{"$f":"K11*VLOOKUP($B11,$AR$36:$AZ$47,MATCH(AH$2,$AS$2:$BA$2,0)+1,FALSE)","v":0.30723035795286308},{"$f":"L11*VLOOKUP($B11,$AR$36:$AZ$47,MATCH(AI$2,$AS$2:$BA$2,0)+1,FALSE)","v":0},{"$f":"M11*VLOOKUP($B11,$AR$36:$AZ$47,MATCH(AJ$2,$AS$2:$BA$2,0)+1,FALSE)","v":8.4434741286794207E-2},{"$f":"N11*VLOOKUP($B11,$AR$36:$AZ$47,MATCH(AK$2,$AS$2:$BA$2,0)+1,FALSE)","v":7.1678579782512838E-2},{"$f":"O11*VLOOKUP($B11,$AR$36:$AZ$47,MATCH(AL$2,$AS$2:$BA$2,0)+1,FALSE)","v":6.0097379693322052E-2},{"$f":"P11*VLOOKUP($B11,$AR$36:$AZ$47,MATCH(AM$2,$AS$2:$BA$2,0)+1,FALSE)","v":0},{"$f":"Q11*VLOOKUP($B11,$AR$36:$AZ$47,MATCH(AN$2,$AS$2:$BA$2,0)+1,FALSE)","v":1.4098715321122319E-3},{"$f":"R11*VLOOKUP($B11,$AR$36:$BA$47,MATCH(AO$2,$AS$2:$BA$2,0)+1,FALSE)","v":0},0.81433582924370773,null,2,199095006.13266471,266848741.2023074,3348197.9776193355,66395271.181913383,67231664.900000036,48719657.999999985,7782.2814054028713,1519562.4648469246,150.39999999999964]
[2006,1,1,10,null,2013,1,1,10,0.33984145491094991,0.3687116919183302,0,9.1452623238079081E-2,9.0912900000000019E-2,6.7681000000000005E-2,0,1.844841099551928E-3,0,0.96044451116691121,null,null,0.32174641922362474,8.0099856407080672E-2,0.32617706235682592,7.165725725914919E-2,6.2390831797485988E-2,0,0,1.3484631500345877E-3,0,0.86341989019420107,null,{"$f":"J12*VLOOKUP($B12,$AR$36:$AZ$47,MATCH(AG$2,$AS$2:$BA$2,0)+1,FALSE)","v":0.32606004626246482},{"$f":"K12*VLOOKUP($B12,$AR$36:$AZ$47,MATCH(AH$2,$AS$2:$BA$2,0)+1,FALSE)","v":0.31154054558196959},{"$f":"L12*VLOOKUP($B12,$AR$36:$AZ$47,MATCH(AI$2,$AS$2:$BA$2,0)+1,FALSE)","v":0},{"$f":"M12*VLOOKUP($B12,$AR$36:$AZ$47,MATCH(AJ$2,$AS$2:$BA$2,0)+1,FALSE)","v":7.8616256173180632E-2},{"$f":"N12*VLOOKUP($B12,$AR$36:$AZ$47,MATCH(AK$2,$AS$2:$BA$2,0)+1,FALSE)","v":7.1106445739288079E-2},{"$f":"O12*VLOOKUP($B12,$AR$36:$AZ$47,MATCH(AL$2,$AS$2:$BA$2,0)+1,FALSE)","v":5.9980398375292794E-2},{"$f":"P12*VLOOKUP($B12,$AR$36:$AZ$47,MATCH(AM$2,$AS$2:$BA$2,0)+1,FALSE)","v":0},{"$f":"Q12*VLOOKUP($B12,$AR$36:$AZ$47,MATCH(AN$2,$AS$2:$BA$2,0)+1,FALSE)","v":1.4098715321122319E-3},{"$f":"R12*VLOOKUP($B12,$AR$36:$BA$47,MATCH(AO$2,$AS$2:$BA$2,0)+1,FALSE)","v":0},0.84871356366430806,null,3,206105545.07459122,272509785.76965004,3393711.2466499405,69321886.41143325,70809335.900000066,52674209,7851.6009717291381,1538004.6744928758,21568.320000000011]
[2006,1,1,11,null,2013,1,1,11,0.3304256795599696,0.385380583471858,0,0.10382831334611324,8.9904299999999979E-2,6.7655000000000007E-2,0,1.844841099551928E-3,0,0.97903871747749271,null,null,0.31283199174688914,9.0939250242853237E-2,0.34092302837538796,7.0862281962226742E-2,6.2366864042477425E-2,0,0,1.3484631500345877E-3,0,0.87927187951986896,null,{"$f":"J13*VLOOKUP($B13,$AR$36:$AZ$47,MATCH(AG$2,$AS$2:$BA$2,0)+1,FALSE)","v":0.3170261038102643},{"$f":"K13*VLOOKUP($B13,$AR$36:$AZ$47,MATCH(AH$2,$AS$2:$BA$2,0)+1,FALSE)","v":0.32562481706740704},{"$f":"L13*VLOOKUP($B13,$AR$36:$AZ$47,MATCH(AI$2,$AS$2:$BA$2,0)+1,FALSE)","v":0},{"$f":"M13*VLOOKUP($B13,$AR$36:$AZ$47,MATCH(AJ$2,$AS$2:$BA$2,0)+1,FALSE)","v":8.9254884015711466E-2},{"$f":"N13*VLOOKUP($B13,$AR$36:$AZ$47,MATCH(AK$2,$AS$2:$BA$2,0)+1,FALSE)","v":7.0317581219812311E-2},{"$f":"O13*VLOOKUP($B13,$AR$36:$AZ$47,MATCH(AL$2,$AS$2:$BA$2,0)+1,FALSE)","v":5.9957356600529456E-2},{"$f":"P13*VLOOKUP($B13,$AR$36:$AZ$47,MATCH(AM$2,$AS$2:$BA$2,0)+1,FALSE)","v":0},{"$f":"Q13*VLOOKUP($B13,$AR$36:$AZ$47,MATCH(AN$2,$AS$2:$BA$2,0)+1,FALSE)","v":1.4098715321122319E-3},{"$f":"R13*VLOOKUP($B13,$AR$36:$BA$47,MATCH(AO$2,$AS$2:$BA$2,0)+1,FALSE)","v":0},0.86359061424583694,null,4,178365764.73758861,241811390.52936527,2974730.2316672015,59725491.466450728,68729643.300000072,51136567,7795.9694580938658,1535557.3461755568,15043.84]
[2006,1,1,12,null,2013,1,1,12,0.33926154682611981,0.3918176484679135,0,0.10604642237861923,8.9576199999999967E-2,6.7484000000000002E-2,0,1.844841099551928E-3,0,0.99603065877220454,null,null,0.32119738864752329,9.2882007144822573E-2,0.34661751270185298,7.0603674590701604E-2,6.2209229961459556E-2,0,0,1.3484631500345877E-3,0,0.89485827619639446,null,{"$f":"J14*VLOOKUP($B14,$AR$36:$AZ$47,MATCH(AG$2,$AS$2:$BA$2,0)+1,FALSE)","v":0.32550365487985011},{"$f":"K14*VLOOKUP($B14,$AR$36:$AZ$47,MATCH(AH$2,$AS$2:$BA$2,0)+1,FALSE)","v":0.33106377326210756},{"$f":"L14*VLOOKUP($B14,$AR$36:$AZ$47,MATCH(AI$2,$AS$2:$BA$2,0)+1,FALSE)","v":0},{"$f":"M14*VLOOKUP($B14,$AR$36:$AZ$47,MATCH(AJ$2,$AS$2:$BA$2,0)+1,FALSE)","v":9.1161657400063434E-2},{"$f":"N14*VLOOKUP($B14,$AR$36:$AZ$47,MATCH(AK$2,$AS$2:$BA$2,0)+1,FALSE)","v":7.0060961698852564E-2},{"$f":"O14*VLOOKUP($B14,$AR$36:$AZ$47,MATCH(AL$2,$AS$2:$BA$2,0)+1,FALSE)","v":5.9805812620355177E-2},{"$f":"P14*VLOOKUP($B14,$AR$36:$AZ$47,MATCH(AM$2,$AS$2:$BA$2,0)+1,FALSE)","v":0},{"$f":"Q14*VLOOKUP($B14,$AR$36:$AZ$47,MATCH(AN$2,$AS$2:$BA$2,0)+1,FALSE)","v":1.4098715321122319E-3},{"$f":"R14*VLOOKUP($B14,$AR$36:$BA$47,MATCH(AO$2,$AS$2:$BA$2,0)+1,FALSE)","v":0},0.87900573139334115,null,5,180789046.71139944,242485499.61419722,2991509.8085442521,61146017.292208575,72511622.099999949,54181757.99999997,7824.3412354050133,1546707.0284574805,27366.399999999994,"Monthly Historic"]
[2006,1,1,13,null,2013,1,1,13,0.32424362478776891,0.40019009763812724,0,0.1187100526068026,8.9578000000000019E-2,6.7534999999999998E-2,0,1.844841099551928E-3,0,1.0021016161322507,null,null,0.30697910370849163,0.10397359672371501,0.3540241150280875,7.0605093344949577E-2,6.2256243634745585E-2,0,0,1.3484631500345877E-3,0,0.89918661559002389,null,{"$f":"J15*VLOOKUP($B15,$AR$36:$AZ$47,MATCH(AG$2,$AS$2:$BA$2,0)+1,FALSE)","v":0.31109474659679826},{"$f":"K15*VLOOKUP($B15,$AR$36:$AZ$47,MATCH(AH$2,$AS$2:$BA$2,0)+1,FALSE)","v":0.33813801972490609},{"$f":"L15*VLOOKUP($B15,$AR$36:$AZ$47,MATCH(AI$2,$AS$2:$BA$2,0)+1,FALSE)","v":0},{"$f":"M15*VLOOKUP($B15,$AR$36:$AZ$47,MATCH(AJ$2,$AS$2:$BA$2,0)+1,FALSE)","v":0.10204780984546166},{"$f":"N15*VLOOKUP($B15,$AR$36:$AZ$47,MATCH(AK$2,$AS$2:$BA$2,0)+1,FALSE)","v":7.0062369547489387E-2},{"$f":"O15*VLOOKUP($B15,$AR$36:$AZ$47,MATCH(AL$2,$AS$2:$BA$2,0)+1,FALSE)","v":5.985100994777557E-2},{"$f":"P15*VLOOKUP($B15,$AR$36:$AZ$47,MATCH(AM$2,$AS$2:$BA$2,0)+1,FALSE)","v":0},{"$f":"Q15*VLOOKUP($B15,$AR$36:$AZ$47,MATCH(AN$2,$AS$2:$BA$2,0)+1,FALSE)","v":1.4098715321122319E-3},{"$f":"R15*VLOOKUP($B15,$AR$36:$BA$47,MATCH(AO$2,$AS$2:$BA$2,0)+1,FALSE)","v":0},0.88260382719454322,null,6,196523013.14199761,258326477.83254498,3225389.6299813897,65238989.434652649,70859580.300000012,53999472.99999997,7789.6286519861196,1544656.7790556357,28504.960000000006]
[2006,1,1,14,null,2013,1,1,14,0.32002743694915048,0.39729899295752202,0,0.11409234961718874,8.9107599999999967E-2,6.7640000000000006E-2,0,1.844841099551928E-3,0,0.99001122062341318,null,null,0.30298740899248022,9.9929127212592131E-2,0.35146652856593985,7.0234325568157646E-2,6.2353036491510944E-2,0,0,1.3484631500345877E-3,0,0.88831888998071529,null,{"$f":"J16*VLOOKUP($B16,$AR$36:$AZ$47,MATCH(AG$2,$AS$2:$BA$2,0)+1,FALSE)","v":0.30704953556722747},{"$f":"K16*VLOOKUP($B16,$AR$36:$AZ$47,MATCH(AH$2,$AS$2:$BA$2,0)+1,FALSE)","v":0.33569519963193806},{"$f":"L16*VLOOKUP($B16,$AR$36:$AZ$47,MATCH(AI$2,$AS$2:$BA$2,0)+1,FALSE)","v":0},{"$f":"M16*VLOOKUP($B16,$AR$36:$AZ$47,MATCH(AJ$2,$AS$2:$BA$2,0)+1,FALSE)","v":9.8078251528713592E-2},{"$f":"N16*VLOOKUP($B16,$AR$36:$AZ$47,MATCH(AK$2,$AS$2:$BA$2,0)+1,FALSE)","v":6.9694451770410837E-2},{"$f":"O16*VLOOKUP($B16,$AR$36:$AZ$47,MATCH(AL$2,$AS$2:$BA$2,0)+1,FALSE)","v":5.994406326893522E-2},{"$f":"P16*VLOOKUP($B16,$AR$36:$AZ$47,MATCH(AM$2,$AS$2:$BA$2,0)+1,FALSE)","v":0},{"$f":"Q16*VLOOKUP($B16,$AR$36:$AZ$47,MATCH(AN$2,$AS$2:$BA$2,0)+1,FALSE)","v":1.4098715321122319E-3},{"$f":"R16*VLOOKUP($B16,$AR$36:$BA$47,MATCH(AO$2,$AS$2:$BA$2,0)+1,FALSE)","v":0},0.8718713732993375,null,7,206078982.6268822,278979385.83392137,3431708.9738154649,69987191.493195951,80021077.800000027,58779059.999999948,7809.2711932572038,1552684.7028833556,251190.72000000009]
[2006,1,1,15,null,2013,1,1,15,0.33816510192750032,0.38862325484040827,0,9.9488557063614688E-2,8.9285899999999987E-2,6.7844000000000002E-2,0,1.844841099551928E-3,0,0.98525165493107525,null,null,0.32015932452995038,8.7138223626427869E-2,0.3437916247458459,7.037486105838299E-2,6.2541091184655062E-2,0,0,1.3484631500345877E-3,0,0.88535358829529687,null,{"$f":"J17*VLOOKUP($B17,$AR$36:$AZ$47,MATCH(AG$2,$AS$2:$BA$2,0)+1,FALSE)","v":0.32445167352442134},{"$f":"K17*VLOOKUP($B17,$AR$36:$AZ$47,MATCH(AH$2,$AS$2:$BA$2,0)+1,FALSE)","v":0.32836469114637967},{"$f":"L17*VLOOKUP($B17,$AR$36:$AZ$47,MATCH(AI$2,$AS$2:$BA$2,0)+1,FALSE)","v":0},{"$f":"M17*VLOOKUP($B17,$AR$36:$AZ$47,MATCH(AJ$2,$AS$2:$BA$2,0)+1,FALSE)","v":8.5524259572649919E-2},{"$f":"N17*VLOOKUP($B17,$AR$36:$AZ$47,MATCH(AK$2,$AS$2:$BA$2,0)+1,FALSE)","v":6.9833906999265227E-2},{"$f":"O17*VLOOKUP($B17,$AR$36:$AZ$47,MATCH(AL$2,$AS$2:$BA$2,0)+1,FALSE)","v":6.0124852578616807E-2},{"$f":"P17*VLOOKUP($B17,$AR$36:$AZ$47,MATCH(AM$2,$AS$2:$BA$2,0)+1,FALSE)","v":0},{"$f":"Q17*VLOOKUP($B17,$AR$36:$AZ$47,MATCH(AN$2,$AS$2:$BA$2,0)+1,FALSE)","v":1.4098715321122319E-3},{"$f":"R17*VLOOKUP($B17,$AR$36:$BA$47,MATCH(AO$2,$AS$2:$BA$2,0)+1,FALSE)","v":0},0.86970925535344523,null,8,199282760.50155634,265813682.99261105,3322549.4496053057,66627309.173015848,76647625.899999976,55107536.999999978,7833.7266271743083,1560853.1669676146,27161.600000000002]
[2006,1,1,16,null,2013,1,1,16,0.34881442170404925,0.3933949039659923,0,0.10487016455955801,8.96763E-2,6.7656999999999995E-2,0,1.844841099551928E-3,0,1.0062576313291516,null,null,0.33024161571532029,9.1851767890129665E-2,0.34801281579699717,7.0682573090822529E-2,6.2368707715939609E-2,0,0,1.3484631500345877E-3,0,0.90450594335924384,null,{"$f":"J18*VLOOKUP($B18,$AR$36:$AZ$47,MATCH(AG$2,$AS$2:$BA$2,0)+1,FALSE)","v":0.33466913713525481},{"$f":"K18*VLOOKUP($B18,$AR$36:$AZ$47,MATCH(AH$2,$AS$2:$BA$2,0)+1,FALSE)","v":0.33239646503501308},{"$f":"L18*VLOOKUP($B18,$AR$36:$AZ$47,MATCH(AI$2,$AS$2:$BA$2,0)+1,FALSE)","v":0},{"$f":"M18*VLOOKUP($B18,$AR$36:$AZ$47,MATCH(AJ$2,$AS$2:$BA$2,0)+1,FALSE)","v":9.0150500117146704E-2},{"$f":"N18*VLOOKUP($B18,$AR$36:$AZ$47,MATCH(AK$2,$AS$2:$BA$2,0)+1,FALSE)","v":7.0139253725820194E-2},{"$f":"O18*VLOOKUP($B18,$AR$36:$AZ$47,MATCH(AL$2,$AS$2:$BA$2,0)+1,FALSE)","v":5.9959129044742009E-2},{"$f":"P18*VLOOKUP($B18,$AR$36:$AZ$47,MATCH(AM$2,$AS$2:$BA$2,0)+1,FALSE)","v":0},{"$f":"Q18*VLOOKUP($B18,$AR$36:$AZ$47,MATCH(AN$2,$AS$2:$BA$2,0)+1,FALSE)","v":1.4098715321122319E-3},{"$f":"R18*VLOOKUP($B18,$AR$36:$BA$47,MATCH(AO$2,$AS$2:$BA$2,0)+1,FALSE)","v":0},0.88872435659008908,null,9,181234271.53891063,240974493.07116669,3026618.3615717078,60041612.0754942,69539334.099999875,47265597.000000015,7818.6166753820007,1559177.9408181421,2688.6400000000003]
[2006,1,1,17,null,2013,1,1,17,0.39683555190057779,0.39669149950984472,2.9463306174957334E-3,0.10519160343613693,9.1475799999999996E-2,6.7858000000000002E-2,5.998148337505974E-6,1.9617216567878746E-3,0,1.0629665052691806,null,null,0.37570583576420491,9.2133303913329315E-2,0.35092911564276003,7.2100933240348497E-2,6.2553996898890435E-2,1.6477747320683069E-3,3.0019459278641928E-6,1.4338955075565781E-3,0,0.95650785764508583,null,{"$f":"J19*VLOOKUP($B19,$AR$36:$AZ$47,MATCH(AG$2,$AS$2:$BA$2,0)+1,FALSE)","v":0.38074289213833057},{"$f":"K19*VLOOKUP($B19,$AR$36:$AZ$47,MATCH(AH$2,$AS$2:$BA$2,0)+1,FALSE)","v":0.33518190199512543},{"$f":"L19*VLOOKUP($B19,$AR$36:$AZ$47,MATCH(AI$2,$AS$2:$BA$2,0)+1,FALSE)","v":2.1779918683359437E-3},{"$f":"M19*VLOOKUP($B19,$AR$36:$AZ$47,MATCH(AJ$2,$AS$2:$BA$2,0)+1,FALSE)","v":9.0426821562835158E-2},{"$f":"N19*VLOOKUP($B19,$AR$36:$AZ$47,MATCH(AK$2,$AS$2:$BA$2,0)+1,FALSE)","v":7.1546711293534432E-2},{"$f":"O19*VLOOKUP($B19,$AR$36:$AZ$47,MATCH(AL$2,$AS$2:$BA$2,0)+1,FALSE)","v":6.0137259688104759E-2},{"$f":"P19*VLOOKUP($B19,$AR$36:$AZ$47,MATCH(AM$2,$AS$2:$BA$2,0)+1,FALSE)","v":3.0019459278641928E-6},{"$f":"Q19*VLOOKUP($B19,$AR$36:$AZ$47,MATCH(AN$2,$AS$2:$BA$2,0)+1,FALSE)","v":1.4991944392961616E-3},{"$f":"R19*VLOOKUP($B19,$AR$36:$BA$47,MATCH(AO$2,$AS$2:$BA$2,0)+1,FALSE)","v":0},0.94171577493149028,null,10,184611816.57541069,249423266.99989861,3071337.5980588617,62564310.091011897,71195701.700000063,48442878.999999985,7857.6154476755892,1570711.9564337677,9842.2400000000107]
[2006,1,1,18,null,2013,1,1,18,0.4609263956359233,0.39837203964321571,8.4180874785592386E-3,0.10805732424505397,9.2301800000000017E-2,6.8024000000000001E-2,1.71375666785885E-5,2.1787855487974887E-3,0,1.1382955701182287,null,null,0.43638412906503754,9.4643279211680961E-2,0.35241578844400417,7.2751983800786652E-2,6.2707021796252815E-2,4.7079278059094483E-3,8.5769883653262672E-6,1.5925556000974171E-3,0,1.0252112627121344,null,{"$f":"J20*VLOOKUP($B20,$AR$36:$AZ$47,MATCH(AG$2,$AS$2:$BA$2,0)+1,FALSE)","v":0.44223469418709188},{"$f":"K20*VLOOKUP($B20,$AR$36:$AZ$47,MATCH(AH$2,$AS$2:$BA$2,0)+1,FALSE)","v":0.33660186344874476},{"$f":"L20*VLOOKUP($B20,$AR$36:$AZ$47,MATCH(AI$2,$AS$2:$BA$2,0)+1,FALSE)","v":6.2228339095312677E-3},{"$f":"M20*VLOOKUP($B20,$AR$36:$AZ$47,MATCH(AJ$2,$AS$2:$BA$2,0)+1,FALSE)","v":9.2890307390334409E-2},{"$f":"N20*VLOOKUP($B20,$AR$36:$AZ$47,MATCH(AK$2,$AS$2:$BA$2,0)+1,FALSE)","v":7.2192757390190168E-2},{"$f":"O20*VLOOKUP($B20,$AR$36:$AZ$47,MATCH(AL$2,$AS$2:$BA$2,0)+1,FALSE)","v":6.0284372557747622E-2},{"$f":"P20*VLOOKUP($B20,$AR$36:$AZ$47,MATCH(AM$2,$AS$2:$BA$2,0)+1,FALSE)","v":8.5769883653262672E-6},{"$f":"Q20*VLOOKUP($B20,$AR$36:$AZ$47,MATCH(AN$2,$AS$2:$BA$2,0)+1,FALSE)","v":1.66507983835203E-3},{"$f":"R20*VLOOKUP($B20,$AR$36:$BA$47,MATCH(AO$2,$AS$2:$BA$2,0)+1,FALSE)","v":0},1.0121004857103575,null,11,194481092.13431206,259539524.03210059,3236229.6546988715,65186150.740496077,70169897.199999973,49298396.999999978,7822.1866144734631,1568620.34215024,0]
[2006,1,1,19,null,2013,1,1,19,0.48933145911993442,0.38912227736005023,8.4180874785592386E-3,0.1116353152280988,8.800630000000001E-2,6.6447999999999993E-2,1.71375666785885E-5,2.1787855487974887E-3,0,1.155157362302119,null,null,0.46327675011444747,9.7777104725046735E-2,0.34423307996159958,6.9366284427466965E-2,6.1254207108041372E-2,4.7079278059094483E-3,8.5769883653262672E-6,1.5925556000974171E-3,0,1.0422164867309744,null,{"$f":"J21*VLOOKUP($B21,$AR$36:$AZ$47,MATCH(AG$2,$AS$2:$BA$2,0)+1,FALSE)","v":0.46948786233313755},{"$f":"K21*VLOOKUP($B21,$AR$36:$AZ$47,MATCH(AH$2,$AS$2:$BA$2,0)+1,FALSE)","v":0.32878633697816245},{"$f":"L21*VLOOKUP($B21,$AR$36:$AZ$47,MATCH(AI$2,$AS$2:$BA$2,0)+1,FALSE)","v":6.2228339095312677E-3},{"$f":"M21*VLOOKUP($B21,$AR$36:$AZ$47,MATCH(AJ$2,$AS$2:$BA$2,0)+1,FALSE)","v":9.5966088551647885E-2},{"$f":"N21*VLOOKUP($B21,$AR$36:$AZ$47,MATCH(AK$2,$AS$2:$BA$2,0)+1,FALSE)","v":6.8833083046140955E-2},{"$f":"O21*VLOOKUP($B21,$AR$36:$AZ$47,MATCH(AL$2,$AS$2:$BA$2,0)+1,FALSE)","v":5.8887686518246704E-2},{"$f":"P21*VLOOKUP($B21,$AR$36:$AZ$47,MATCH(AM$2,$AS$2:$BA$2,0)+1,FALSE)","v":8.5769883653262672E-6},{"$f":"Q21*VLOOKUP($B21,$AR$36:$AZ$47,MATCH(AN$2,$AS$2:$BA$2,0)+1,FALSE)","v":1.66507983835203E-3},{"$f":"R21*VLOOKUP($B21,$AR$36:$BA$47,MATCH(AO$2,$AS$2:$BA$2,0)+1,FALSE)","v":0},1.0298575481635841,null,12,221654318.28967509,295891988.65236211,3664922.8032315872,74393796.733612001,74032862.099999964,49361221.99999997,7830.9293576207474,1576248.0405568616,32013.75999999998]
[2006,1,1,20,null,2013,1,1,20,0.45179456839234222,0.37936976609361528,8.4180874785592386E-3,0.11352970006830626,8.6570899999999978E-2,6.5360000000000001E-2,1.71375666785885E-5,2.1787855487974887E-3,0,1.1072389451482991,null,null,0.42773853073048224,9.9436323983146557E-2,0.33560561968515085,6.8234906734424672E-2,6.0251248744606078E-2,4.7079278059094483E-3,8.5769883653262672E-6,1.5925556000974171E-3,0,0.99757569027218262,null,{"$f":"J22*VLOOKUP($B22,$AR$36:$AZ$47,MATCH(AG$2,$AS$2:$BA$2,0)+1,FALSE)","v":0.43347318504665139},{"$f":"K22*VLOOKUP($B22,$AR$36:$AZ$47,MATCH(AH$2,$AS$2:$BA$2,0)+1,FALSE)","v":0.32054601602459631},{"$f":"L22*VLOOKUP($B22,$AR$36:$AZ$47,MATCH(AI$2,$AS$2:$BA$2,0)+1,FALSE)","v":6.2228339095312677E-3},{"$f":"M22*VLOOKUP($B22,$AR$36:$AZ$47,MATCH(AJ$2,$AS$2:$BA$2,0)+1,FALSE)","v":9.759457594342702E-2},{"$f":"N22*VLOOKUP($B22,$AR$36:$AZ$47,MATCH(AK$2,$AS$2:$BA$2,0)+1,FALSE)","v":6.7710401972122011E-2},{"$f":"O22*VLOOKUP($B22,$AR$36:$AZ$47,MATCH(AL$2,$AS$2:$BA$2,0)+1,FALSE)","v":5.7923476866611562E-2},{"$f":"P22*VLOOKUP($B22,$AR$36:$AZ$47,MATCH(AM$2,$AS$2:$BA$2,0)+1,FALSE)","v":8.5769883653262672E-6},{"$f":"Q22*VLOOKUP($B22,$AR$36:$AZ$47,MATCH(AN$2,$AS$2:$BA$2,0)+1,FALSE)","v":1.66507983835203E-3},{"$f":"R22*VLOOKUP($B22,$AR$36:$BA$47,MATCH(AO$2,$AS$2:$BA$2,0)+1,FALSE)","v":0},0.98514414658965688]
[2006,1,1,21,null,2013,1,1,21,0.43535845328103762,0.37431217840780995,8.4180874785592386E-3,0.1149278060058652,8.6085699999999973E-2,6.5104999999999996E-2,1.71375666785885E-5,2.1787855487974887E-3,0,1.0864031482887482,null,null,0.41217756514906057,0.10066087152344859,0.33113147598391596,6.785247364492758E-2,6.0016180378175923E-2,4.7079278059094483E-3,8.5769883653262672E-6,1.5925556000974171E-3,0,0.97814762707390068,null,{"$f":"J23*VLOOKUP($B23,$AR$36:$AZ$47,MATCH(AG$2,$AS$2:$BA$2,0)+1,FALSE)","v":0.41770359491536069},{"$f":"K23*VLOOKUP($B23,$AR$36:$AZ$47,MATCH(AH$2,$AS$2:$BA$2,0)+1,FALSE)","v":0.31627264020956125},{"$f":"L23*VLOOKUP($B23,$AR$36:$AZ$47,MATCH(AI$2,$AS$2:$BA$2,0)+1,FALSE)","v":6.2228339095312677E-3},{"$f":"M23*VLOOKUP($B23,$AR$36:$AZ$47,MATCH(AJ$2,$AS$2:$BA$2,0)+1,FALSE)","v":9.8796442556462707E-2},{"$f":"N23*VLOOKUP($B23,$AR$36:$AZ$47,MATCH(AK$2,$AS$2:$BA$2,0)+1,FALSE)","v":6.7330908550696636E-2},{"$f":"O23*VLOOKUP($B23,$AR$36:$AZ$47,MATCH(AL$2,$AS$2:$BA$2,0)+1,FALSE)","v":5.7697490229509568E-2},{"$f":"P23*VLOOKUP($B23,$AR$36:$AZ$47,MATCH(AM$2,$AS$2:$BA$2,0)+1,FALSE)","v":8.5769883653262672E-6},{"$f":"Q23*VLOOKUP($B23,$AR$36:$AZ$47,MATCH(AN$2,$AS$2:$BA$2,0)+1,FALSE)","v":1.66507983835203E-3},{"$f":"R23*VLOOKUP($B23,$AR$36:$BA$47,MATCH(AO$2,$AS$2:$BA$2,0)+1,FALSE)","v":0},0.9656975671978395,null,{"$f":"AR10","v":1},222036000,264080000,2840000,67428000,58413000,47874000,0,1174000]
[2006,1,1,22,null,2013,1,1,22,0.39884750803695723,0.36294180795350967,8.4180874785592386E-3,0.1082548496179096,8.5427700000000023E-2,6.4568E-2,1.71375666785885E-5,2.1787855487974887E-3,0,1.030653876202412,null,null,0.37761066424572348,9.4816284134254927E-2,0.32107279296956232,6.7333840147629428E-2,5.952115405357597E-2,4.7079278059094483E-3,8.5769883653262672E-6,1.5925556000974171E-3,0,0.92666379594511827,null,{"$f":"J24*VLOOKUP($B24,$AR$36:$AZ$47,MATCH(AG$2,$AS$2:$BA$2,0)+1,FALSE)","v":0.38267325849424744},{"$f":"K24*VLOOKUP($B24,$AR$36:$AZ$47,MATCH(AH$2,$AS$2:$BA$2,0)+1,FALSE)","v":0.30666531965953531},{"$f":"L24*VLOOKUP($B24,$AR$36:$AZ$47,MATCH(AI$2,$AS$2:$BA$2,0)+1,FALSE)","v":6.2228339095312677E-3},{"$f":"M24*VLOOKUP($B24,$AR$36:$AZ$47,MATCH(AJ$2,$AS$2:$BA$2,0)+1,FALSE)","v":9.3060107935833192E-2},{"$f":"N24*VLOOKUP($B24,$AR$36:$AZ$47,MATCH(AK$2,$AS$2:$BA$2,0)+1,FALSE)","v":6.681626166014043E-2},{"$f":"O24*VLOOKUP($B24,$AR$36:$AZ$47,MATCH(AL$2,$AS$2:$BA$2,0)+1,FALSE)","v":5.7221588958435973E-2},{"$f":"P24*VLOOKUP($B24,$AR$36:$AZ$47,MATCH(AM$2,$AS$2:$BA$2,0)+1,FALSE)","v":8.5769883653262672E-6},{"$f":"Q24*VLOOKUP($B24,$AR$36:$AZ$47,MATCH(AN$2,$AS$2:$BA$2,0)+1,FALSE)","v":1.66507983835203E-3},{"$f":"R24*VLOOKUP($B24,$AR$36:$BA$47,MATCH(AO$2,$AS$2:$BA$2,0)+1,FALSE)","v":0},0.914333027444441,null,{"$f":"AR11","v":2},194335000,240013000,2280000,61219000,53122000,42822000,0,1172000]
[2006,1,1,23,null,2013,1,1,23,0.33209311632353639,0.36158060570843353,8.4180874785592386E-3,0.11228839006164192,8.4329599999999991E-2,6.3257999999999995E-2,1.71375666785885E-5,2.1787855487974887E-3,0,0.96416372268764716,null,null,0.31441064496946319,9.8349108004315164E-2,0.3198686191955698,6.6468321236712785E-2,5.8313547935836763E-2,4.7079278059094483E-3,8.5769883653262672E-6,1.5925556000974171E-3,0,0.86371930173626987,null,{"$f":"J25*VLOOKUP($B25,$AR$36:$AZ$47,MATCH(AG$2,$AS$2:$BA$2,0)+1,FALSE)","v":0.31862592190311817},{"$f":"K25*VLOOKUP($B25,$AR$36:$AZ$47,MATCH(AH$2,$AS$2:$BA$2,0)+1,FALSE)","v":0.30551518067730754},{"$f":"L25*VLOOKUP($B25,$AR$36:$AZ$47,MATCH(AI$2,$AS$2:$BA$2,0)+1,FALSE)","v":6.2228339095312677E-3},{"$f":"M25*VLOOKUP($B25,$AR$36:$AZ$47,MATCH(AJ$2,$AS$2:$BA$2,0)+1,FALSE)","v":9.6527497252636402E-2},{"$f":"N25*VLOOKUP($B25,$AR$36:$AZ$47,MATCH(AK$2,$AS$2:$BA$2,0)+1,FALSE)","v":6.5957395777891434E-2},{"$f":"O25*VLOOKUP($B25,$AR$36:$AZ$47,MATCH(AL$2,$AS$2:$BA$2,0)+1,FALSE)","v":5.6060637999206145E-2},{"$f":"P25*VLOOKUP($B25,$AR$36:$AZ$47,MATCH(AM$2,$AS$2:$BA$2,0)+1,FALSE)","v":8.5769883653262672E-6},{"$f":"Q25*VLOOKUP($B25,$AR$36:$AZ$47,MATCH(AN$2,$AS$2:$BA$2,0)+1,FALSE)","v":1.66507983835203E-3},{"$f":"R25*VLOOKUP($B25,$AR$36:$BA$47,MATCH(AO$2,$AS$2:$BA$2,0)+1,FALSE)","v":0},0.85058312434640837,null,3,188420000,245062000,2008000,61603000,56806000,47722000,0,1059000]
[2006,1,1,24,null,2013,1,1,24,0.23471780815814308,0.36888032382825647,8.4180874785592386E-3,0.13330910910980498,8.3527299999999999E-2,6.2560000000000004E-2,1.71375666785885E-5,2.1787855487974887E-3,0,0.89360855169023967,null,null,0.22222013592393827,0.11676035218424552,0.32632624086731254,6.583595094053904E-2,5.7670105897529932E-2,4.7079278059094483E-3,8.5769883653262672E-6,1.5925556000974171E-3,0,0.79512184620793758,null,{"$f":"J26*VLOOKUP($B26,$AR$36:$AZ$47,MATCH(AG$2,$AS$2:$BA$2,0)+1,FALSE)","v":0.22519942249753638},{"$f":"K26*VLOOKUP($B26,$AR$36:$AZ$47,MATCH(AH$2,$AS$2:$BA$2,0)+1,FALSE)","v":0.31168303001729525},{"$f":"L26*VLOOKUP($B26,$AR$36:$AZ$47,MATCH(AI$2,$AS$2:$BA$2,0)+1,FALSE)","v":6.2228339095312677E-3},{"$f":"M26*VLOOKUP($B26,$AR$36:$AZ$47,MATCH(AJ$2,$AS$2:$BA$2,0)+1,FALSE)","v":0.11459773050699261},{"$f":"N26*VLOOKUP($B26,$AR$36:$AZ$47,MATCH(AK$2,$AS$2:$BA$2,0)+1,FALSE)","v":6.532988635495332E-2},{"$f":"O26*VLOOKUP($B26,$AR$36:$AZ$47,MATCH(AL$2,$AS$2:$BA$2,0)+1,FALSE)","v":5.5442054969021104E-2},{"$f":"P26*VLOOKUP($B26,$AR$36:$AZ$47,MATCH(AM$2,$AS$2:$BA$2,0)+1,FALSE)","v":8.5769883653262672E-6},{"$f":"Q26*VLOOKUP($B26,$AR$36:$AZ$47,MATCH(AN$2,$AS$2:$BA$2,0)+1,FALSE)","v":1.66507983835203E-3},{"$f":"R26*VLOOKUP($B26,$AR$36:$BA$47,MATCH(AO$2,$AS$2:$BA$2,0)+1,FALSE)","v":0},0.78014861508204736,null,4,158765000,219272000,1586000,54109000,53713000,46055000,0,1162000]
[2006,1,2,1,null,2013,1,2,1,0.24644908324918935,0.39244251555427911,8.4180874785592386E-3,0.1126592681040645,8.3371300000000009E-2,6.2483999999999998E-2,1.71375666785885E-5,2.1787855487974887E-3,0,0.90802017750156816,null,null,0.23332677314823008,9.867394590278912E-2,0.34717029503846347,6.5712992239051929E-2,5.7600046305966435E-2,4.7079278059094483E-3,8.5769883653262672E-6,1.5925556000974171E-3,0,0.80879311302887313,null,{"$f":"J27*VLOOKUP($B27,$AR$36:$AZ$47,MATCH(AG$2,$AS$2:$BA$2,0)+1,FALSE)","v":0.236454965468027},{"$f":"K27*VLOOKUP($B27,$AR$36:$AZ$47,MATCH(AH$2,$AS$2:$BA$2,0)+1,FALSE)","v":0.33159175064191271},{"$f":"L27*VLOOKUP($B27,$AR$36:$AZ$47,MATCH(AI$2,$AS$2:$BA$2,0)+1,FALSE)","v":6.2228339095312677E-3},{"$f":"M27*VLOOKUP($B27,$AR$36:$AZ$47,MATCH(AJ$2,$AS$2:$BA$2,0)+1,FALSE)","v":9.6846318541296411E-2},{"$f":"N27*VLOOKUP($B27,$AR$36:$AZ$47,MATCH(AK$2,$AS$2:$BA$2,0)+1,FALSE)","v":6.5207872806432393E-2},{"$f":"O27*VLOOKUP($B27,$AR$36:$AZ$47,MATCH(AL$2,$AS$2:$BA$2,0)+1,FALSE)","v":5.5374702088943642E-2},{"$f":"P27*VLOOKUP($B27,$AR$36:$AZ$47,MATCH(AM$2,$AS$2:$BA$2,0)+1,FALSE)","v":8.5769883653262672E-6},{"$f":"Q27*VLOOKUP($B27,$AR$36:$AZ$47,MATCH(AN$2,$AS$2:$BA$2,0)+1,FALSE)","v":1.66507983835203E-3},{"$f":"R27*VLOOKUP($B27,$AR$36:$BA$47,MATCH(AO$2,$AS$2:$BA$2,0)+1,FALSE)","v":0},0.79337210028286087,null,5,154321000,215726000,1101000,52456000,55456000,48373000,0,1125000,null,"2021 Load Forecast (Monthly)"]
[2006,1,2,2,null,2013,1,2,2,0.23573513051007883,0.38327238673488495,8.4180874785592386E-3,0.10749198880257134,8.2893200000000028E-2,6.2267999999999997E-2,1.71375666785885E-5,2.1787855487974887E-3,0,0.88227471664157042,null,null,0.22318329041613302,9.4148123510714277E-2,0.33905803349291369,6.533615534686614E-2,5.7400929572049127E-2,4.7079278059094483E-3,8.5769883653262672E-6,1.5925556000974171E-3,0,0.7854355927330483,null,{"$f":"J28*VLOOKUP($B28,$AR$36:$AZ$47,MATCH(AG$2,$AS$2:$BA$2,0)+1,FALSE)","v":0.22617548992057318},{"$f":"K28*VLOOKUP($B28,$AR$36:$AZ$47,MATCH(AH$2,$AS$2:$BA$2,0)+1,FALSE)","v":0.32384350994852079},{"$f":"L28*VLOOKUP($B28,$AR$36:$AZ$47,MATCH(AI$2,$AS$2:$BA$2,0)+1,FALSE)","v":6.2228339095312677E-3},{"$f":"M28*VLOOKUP($B28,$AR$36:$AZ$47,MATCH(AJ$2,$AS$2:$BA$2,0)+1,FALSE)","v":9.2404322905730946E-2},{"$f":"N28*VLOOKUP($B28,$AR$36:$AZ$47,MATCH(AK$2,$AS$2:$BA$2,0)+1,FALSE)","v":6.4833932565741006E-2},{"$f":"O28*VLOOKUP($B28,$AR$36:$AZ$47,MATCH(AL$2,$AS$2:$BA$2,0)+1,FALSE)","v":5.5183278113986663E-2},{"$f":"P28*VLOOKUP($B28,$AR$36:$AZ$47,MATCH(AM$2,$AS$2:$BA$2,0)+1,FALSE)","v":8.5769883653262672E-6},{"$f":"Q28*VLOOKUP($B28,$AR$36:$AZ$47,MATCH(AN$2,$AS$2:$BA$2,0)+1,FALSE)","v":1.66507983835203E-3},{"$f":"R28*VLOOKUP($B28,$AR$36:$BA$47,MATCH(AO$2,$AS$2:$BA$2,0)+1,FALSE)","v":0},0.7703370241908013,null,6,186705000,224516000,975000,54971000,57670000,48727000,0,1157000]
[2006,1,2,3,null,2013,1,2,3,0.22915340562045244,0.38056994427902674,8.4180874785592386E-3,0.1084650323207072,8.2657499999999995E-2,6.2207999999999999E-2,1.71375666785885E-5,2.1787855487974887E-3,0,0.87366789281422164,null,null,0.21695201290436747,9.5000375128227968E-2,0.33666734515630559,6.5150377360067971E-2,5.7345619368183214E-2,4.7079278059094483E-3,8.5769883653262672E-6,1.5925556000974171E-3,0,0.77742479031152434,null,{"$f":"J29*VLOOKUP($B29,$AR$36:$AZ$47,MATCH(AG$2,$AS$2:$BA$2,0)+1,FALSE)","v":0.21986067019806249},{"$f":"K29*VLOOKUP($B29,$AR$36:$AZ$47,MATCH(AH$2,$AS$2:$BA$2,0)+1,FALSE)","v":0.32156009877508712},{"$f":"L29*VLOOKUP($B29,$AR$36:$AZ$47,MATCH(AI$2,$AS$2:$BA$2,0)+1,FALSE)","v":6.2228339095312677E-3},{"$f":"M29*VLOOKUP($B29,$AR$36:$AZ$47,MATCH(AJ$2,$AS$2:$BA$2,0)+1,FALSE)","v":9.324078921780464E-2},{"$f":"N29*VLOOKUP($B29,$AR$36:$AZ$47,MATCH(AK$2,$AS$2:$BA$2,0)+1,FALSE)","v":6.4649582608135955E-2},{"$f":"O29*VLOOKUP($B29,$AR$36:$AZ$47,MATCH(AL$2,$AS$2:$BA$2,0)+1,FALSE)","v":5.5130104787609727E-2},{"$f":"P29*VLOOKUP($B29,$AR$36:$AZ$47,MATCH(AM$2,$AS$2:$BA$2,0)+1,FALSE)","v":8.5769883653262672E-6},{"$f":"Q29*VLOOKUP($B29,$AR$36:$AZ$47,MATCH(AN$2,$AS$2:$BA$2,0)+1,FALSE)","v":1.66507983835203E-3},{"$f":"R29*VLOOKUP($B29,$AR$36:$BA$47,MATCH(AO$2,$AS$2:$BA$2,0)+1,FALSE)","v":0},0.76233773632294854,null,7,226524000,249390000,1096000,61520000,63883000,52777000,0,1143000]
[2006,1,2,4,null,2013,1,2,4,0.23119460321390034,0.38090970321636652,8.4180874785592386E-3,0.10842376952293994,8.3181799999999986E-2,6.2356000000000002E-2,1.71375666785885E-5,2.1787855487974887E-3,0,0.87667988654724205,null,null,0.21888452586630683,9.4964234621164476E-2,0.33696790945768257,6.5563628944617258E-2,5.7482051204385813E-2,4.7079278059094483E-3,8.5769883653262672E-6,1.5925556000974171E-3,0,0.78017141048852912,null,{"$f":"J30*VLOOKUP($B30,$AR$36:$AZ$47,MATCH(AG$2,$AS$2:$BA$2,0)+1,FALSE)","v":0.22181909219788842},{"$f":"K30*VLOOKUP($B30,$AR$36:$AZ$47,MATCH(AH$2,$AS$2:$BA$2,0)+1,FALSE)","v":0.32184717587902834},{"$f":"L30*VLOOKUP($B30,$AR$36:$AZ$47,MATCH(AI$2,$AS$2:$BA$2,0)+1,FALSE)","v":6.2228339095312677E-3},{"$f":"M30*VLOOKUP($B30,$AR$36:$AZ$47,MATCH(AJ$2,$AS$2:$BA$2,0)+1,FALSE)","v":9.3205318101013956E-2},{"$f":"N30*VLOOKUP($B30,$AR$36:$AZ$47,MATCH(AK$2,$AS$2:$BA$2,0)+1,FALSE)","v":6.5059657630504697E-2},{"$f":"O30*VLOOKUP($B30,$AR$36:$AZ$47,MATCH(AL$2,$AS$2:$BA$2,0)+1,FALSE)","v":5.526126565933951E-2},{"$f":"P30*VLOOKUP($B30,$AR$36:$AZ$47,MATCH(AM$2,$AS$2:$BA$2,0)+1,FALSE)","v":8.5769883653262672E-6},{"$f":"Q30*VLOOKUP($B30,$AR$36:$AZ$47,MATCH(AN$2,$AS$2:$BA$2,0)+1,FALSE)","v":1.66507983835203E-3},{"$f":"R30*VLOOKUP($B30,$AR$36:$BA$47,MATCH(AO$2,$AS$2:$BA$2,0)+1,FALSE)","v":0},0.76508900020402359,null,8,207661000,239387000,1347000,58755000,61536000,51545000,0,1131000]
[2006,1,2,5,null,2013,1,2,5,0.24021277077050193,0.38628674612710451,8.4180874785592386E-3,0.10787627069122396,8.5091199999999978E-2,6.2593999999999997E-2,1.71375666785885E-5,2.1787855487974887E-3,0,0.89267499818286566,null,null,0.227422516383254,9.4484701325664264E-2,0.34172465598683682,6.7068611922947274E-2,5.7701448346387282E-2,4.7079278059094483E-3,8.5769883653262672E-6,1.5925556000974171E-3,0,0.79471099435946191,null,{"$f":"J31*VLOOKUP($B31,$AR$36:$AZ$47,MATCH(AG$2,$AS$2:$BA$2,0)+1,FALSE)","v":0.2304715508318084},{"$f":"K31*VLOOKUP($B31,$AR$36:$AZ$47,MATCH(AH$2,$AS$2:$BA$2,0)+1,FALSE)","v":0.3263904733082838},{"$f":"L31*VLOOKUP($B31,$AR$36:$AZ$47,MATCH(AI$2,$AS$2:$BA$2,0)+1,FALSE)","v":6.2228339095312677E-3},{"$f":"M31*VLOOKUP($B31,$AR$36:$AZ$47,MATCH(AJ$2,$AS$2:$BA$2,0)+1,FALSE)","v":9.2734666665498011E-2},{"$f":"N31*VLOOKUP($B31,$AR$36:$AZ$47,MATCH(AK$2,$AS$2:$BA$2,0)+1,FALSE)","v":6.6553072178875683E-2},{"$f":"O31*VLOOKUP($B31,$AR$36:$AZ$47,MATCH(AL$2,$AS$2:$BA$2,0)+1,FALSE)","v":5.5472186520634695E-2},{"$f":"P31*VLOOKUP($B31,$AR$36:$AZ$47,MATCH(AM$2,$AS$2:$BA$2,0)+1,FALSE)","v":8.5769883653262672E-6},{"$f":"Q31*VLOOKUP($B31,$AR$36:$AZ$47,MATCH(AN$2,$AS$2:$BA$2,0)+1,FALSE)","v":1.66507983835203E-3},{"$f":"R31*VLOOKUP($B31,$AR$36:$BA$47,MATCH(AO$2,$AS$2:$BA$2,0)+1,FALSE)","v":0},0.7795184402413492,null,9,164634000,214185000,1684000,52104000,55052000,47265000,0,1116000]
[2006,1,2,6,null,2013,1,2,6,0.26202868124601209,0.40620048977243339,8.4180874785592386E-3,0.10757490706414156,8.859419999999997E-2,6.5666000000000002E-2,1.71375666785885E-5,2.1787855487974887E-3,0,0.94067828867662218,null,null,0.24807682731609129,9.4220748446010111E-2,0.35934114753058488,6.9829665328776352E-2,6.0533330784322256E-2,4.7079278059094483E-3,8.5769883653262672E-6,1.5925556000974171E-3,0,0.838310779800157,null,{"$f":"J32*VLOOKUP($B32,$AR$36:$AZ$47,MATCH(AG$2,$AS$2:$BA$2,0)+1,FALSE)","v":0.25140277236499819},{"$f":"K32*VLOOKUP($B32,$AR$36:$AZ$47,MATCH(AH$2,$AS$2:$BA$2,0)+1,FALSE)","v":0.34321646146061885},{"$f":"L32*VLOOKUP($B32,$AR$36:$AZ$47,MATCH(AI$2,$AS$2:$BA$2,0)+1,FALSE)","v":6.2228339095312677E-3},{"$f":"M32*VLOOKUP($B32,$AR$36:$AZ$47,MATCH(AJ$2,$AS$2:$BA$2,0)+1,FALSE)","v":9.2475602690413217E-2},{"$f":"N32*VLOOKUP($B32,$AR$36:$AZ$47,MATCH(AK$2,$AS$2:$BA$2,0)+1,FALSE)","v":6.9292902053675914E-2},{"$f":"O32*VLOOKUP($B32,$AR$36:$AZ$47,MATCH(AL$2,$AS$2:$BA$2,0)+1,FALSE)","v":5.8194660831133949E-2},{"$f":"P32*VLOOKUP($B32,$AR$36:$AZ$47,MATCH(AM$2,$AS$2:$BA$2,0)+1,FALSE)","v":8.5769883653262672E-6},{"$f":"Q32*VLOOKUP($B32,$AR$36:$AZ$47,MATCH(AN$2,$AS$2:$BA$2,0)+1,FALSE)","v":1.66507983835203E-3},{"$f":"R32*VLOOKUP($B32,$AR$36:$BA$47,MATCH(AO$2,$AS$2:$BA$2,0)+1,FALSE)","v":0},0.82247889013708886,null,10,165818000,220170000,2178000,53840000,54979000,47632000,0,1125000]
[2006,1,2,7,null,2013,1,2,7,0.30190246916092189,0.4533817090241829,8.4180874785592386E-3,0.11661645205044886,0.10036310000000002,7.0528999999999994E-2,1.71375666785885E-5,2.1787855487974887E-3,0,1.0534067408295891,null,null,0.28582751457661448,0.10213989203597573,0.40107953508721744,7.9105874700132944E-2,6.5016222807654858E-2,4.7079278059094483E-3,8.5769883653262672E-6,1.5925556000974171E-3,0,0.9394780996019676,null,{"$f":"J33*VLOOKUP($B33,$AR$36:$AZ$47,MATCH(AG$2,$AS$2:$BA$2,0)+1,FALSE)","v":0.289659579897799},{"$f":"K33*VLOOKUP($B33,$AR$36:$AZ$47,MATCH(AH$2,$AS$2:$BA$2,0)+1,FALSE)","v":0.38308192574909161},{"$f":"L33*VLOOKUP($B33,$AR$36:$AZ$47,MATCH(AI$2,$AS$2:$BA$2,0)+1,FALSE)","v":6.2228339095312677E-3},{"$f":"M33*VLOOKUP($B33,$AR$36:$AZ$47,MATCH(AJ$2,$AS$2:$BA$2,0)+1,FALSE)","v":0.10024806882289812},{"$f":"N33*VLOOKUP($B33,$AR$36:$AZ$47,MATCH(AK$2,$AS$2:$BA$2,0)+1,FALSE)","v":7.849780751000951E-2},{"$f":"O33*VLOOKUP($B33,$AR$36:$AZ$47,MATCH(AL$2,$AS$2:$BA$2,0)+1,FALSE)","v":6.2504358933984802E-2},{"$f":"P33*VLOOKUP($B33,$AR$36:$AZ$47,MATCH(AM$2,$AS$2:$BA$2,0)+1,FALSE)","v":8.5769883653262672E-6},{"$f":"Q33*VLOOKUP($B33,$AR$36:$AZ$47,MATCH(AN$2,$AS$2:$BA$2,0)+1,FALSE)","v":1.66507983835203E-3},{"$f":"R33*VLOOKUP($B33,$AR$36:$BA$47,MATCH(AO$2,$AS$2:$BA$2,0)+1,FALSE)","v":0},0.92188823165003164,null,11,172468000,230007000,2387000,57201000,54568000,45925000,0,1106000]
[2006,1,2,8,null,2013,1,2,8,0.33883109866486538,0.50737275361679601,5.3314554030875205E-3,0.13036304614016264,0.10879320000000002,7.5230000000000005E-2,1.0853792229772723E-5,2.0563392507407852E-3,0,1.1679887468678822,null,null,0.32078985992333836,0.11418000825884228,0.44884216563242862,8.5750452580943631E-2,6.9349777280549502E-2,2.9816876104093188E-3,5.4320926313733053E-6,1.5030550350743812E-3,0,1.0434024384142173,null,{"$f":"J34*VLOOKUP($B34,$AR$36:$AZ$47,MATCH(AG$2,$AS$2:$BA$2,0)+1,FALSE)","v":0.32509066245251667},{"$f":"K34*VLOOKUP($B34,$AR$36:$AZ$47,MATCH(AH$2,$AS$2:$BA$2,0)+1,FALSE)","v":0.4287013076607693},{"$f":"L34*VLOOKUP($B34,$AR$36:$AZ$47,MATCH(AI$2,$AS$2:$BA$2,0)+1,FALSE)","v":3.9411281427031387E-3},{"$f":"M34*VLOOKUP($B34,$AR$36:$AZ$47,MATCH(AJ$2,$AS$2:$BA$2,0)+1,FALSE)","v":0.11206517941197616},{"$f":"N34*VLOOKUP($B34,$AR$36:$AZ$47,MATCH(AK$2,$AS$2:$BA$2,0)+1,FALSE)","v":8.5091310172742435E-2},{"$f":"O34*VLOOKUP($B34,$AR$36:$AZ$47,MATCH(AL$2,$AS$2:$BA$2,0)+1,FALSE)","v":6.6670489055617926E-2},{"$f":"P34*VLOOKUP($B34,$AR$36:$AZ$47,MATCH(AM$2,$AS$2:$BA$2,0)+1,FALSE)","v":5.4320926313733053E-6},{"$f":"Q34*VLOOKUP($B34,$AR$36:$AZ$47,MATCH(AN$2,$AS$2:$BA$2,0)+1,FALSE)","v":1.5715034593974391E-3},{"$f":"R34*VLOOKUP($B34,$AR$36:$BA$47,MATCH(AO$2,$AS$2:$BA$2,0)+1,FALSE)","v":0},1.0231370124483543,null,12,211250000,255899000,2625000,64665000,57721000,47575000,0,1132000]
[2006,1,2,9,null,2013,1,2,9,0.30466297553717597,0.53823903168889298,0,0.13854475669018754,0.11225719999999999,7.6987E-2,0,1.844841099551928E-3,0,1.1725358050158083,null,null,0.28844103634969093,0.12134605573804039,0.47614770578241533,8.8480766311400921E-2,7.0969444417089786E-2,0,0,1.3484631500345877E-3,0,1.046733471748672,null,{"$f":"J35*VLOOKUP($B35,$AR$36:$AZ$47,MATCH(AG$2,$AS$2:$BA$2,0)+1,FALSE)","v":0.29230814093631352},{"$f":"K35*VLOOKUP($B35,$AR$36:$AZ$47,MATCH(AH$2,$AS$2:$BA$2,0)+1,FALSE)","v":0.45478156852972984},{"$f":"L35*VLOOKUP($B35,$AR$36:$AZ$47,MATCH(AI$2,$AS$2:$BA$2,0)+1,FALSE)","v":0},{"$f":"M35*VLOOKUP($B35,$AR$36:$AZ$47,MATCH(AJ$2,$AS$2:$BA$2,0)+1,FALSE)","v":0.11909849819235807},{"$f":"N35*VLOOKUP($B35,$AR$36:$AZ$47,MATCH(AK$2,$AS$2:$BA$2,0)+1,FALSE)","v":8.7800636660412407E-2},{"$f":"O35*VLOOKUP($B35,$AR$36:$AZ$47,MATCH(AL$2,$AS$2:$BA$2,0)+1,FALSE)","v":6.8227581296355935E-2},{"$f":"P35*VLOOKUP($B35,$AR$36:$AZ$47,MATCH(AM$2,$AS$2:$BA$2,0)+1,FALSE)","v":0},{"$f":"Q35*VLOOKUP($B35,$AR$36:$AZ$47,MATCH(AN$2,$AS$2:$BA$2,0)+1,FALSE)","v":1.4098715321122319E-3},{"$f":"R35*VLOOKUP($B35,$AR$36:$BA$47,MATCH(AO$2,$AS$2:$BA$2,0)+1,FALSE)","v":0},1.023626297147282]
[2006,1,2,10,null,2013,1,2,10,0.2830700148781955,0.55137174701819425,0,0.13943329634493737,0.11523889999999998,7.9067999999999999E-2,0,1.844841099551928E-3,0,1.1700267993408791,null,null,0.26799780415400709,0.12212429365224627,0.48776542933382572,9.0830932723093921E-2,7.2887786654506015E-2,0,0,1.3484631500345877E-3,0,1.0429547096677136,null,{"$f":"J36*VLOOKUP($B36,$AR$36:$AZ$47,MATCH(AG$2,$AS$2:$BA$2,0)+1,FALSE)","v":0.27159082805505941},{"$f":"K36*VLOOKUP($B36,$AR$36:$AZ$47,MATCH(AH$2,$AS$2:$BA$2,0)+1,FALSE)","v":0.46587797091766786},{"$f":"L36*VLOOKUP($B36,$AR$36:$AZ$47,MATCH(AI$2,$AS$2:$BA$2,0)+1,FALSE)","v":0},{"$f":"M36*VLOOKUP($B36,$AR$36:$AZ$47,MATCH(AJ$2,$AS$2:$BA$2,0)+1,FALSE)","v":0.11986232167433727},{"$f":"N36*VLOOKUP($B36,$AR$36:$AZ$47,MATCH(AK$2,$AS$2:$BA$2,0)+1,FALSE)","v":9.0132737927238513E-2},{"$f":"O36*VLOOKUP($B36,$AR$36:$AZ$47,MATCH(AL$2,$AS$2:$BA$2,0)+1,FALSE)","v":7.0071809499529417E-2},{"$f":"P36*VLOOKUP($B36,$AR$36:$AZ$47,MATCH(AM$2,$AS$2:$BA$2,0)+1,FALSE)","v":0},{"$f":"Q36*VLOOKUP($B36,$AR$36:$AZ$47,MATCH(AN$2,$AS$2:$BA$2,0)+1,FALSE)","v":1.4098715321122319E-3},{"$f":"R36*VLOOKUP($B36,$AR$36:$BA$47,MATCH(AO$2,$AS$2:$BA$2,0)+1,FALSE)","v":0},1.0189455396059448,null,{"$f":"AR10","v":1},{"$f":"AS23/AS10","v":0.9594475351687265},{"$f":"AT23/AT10","v":0.84494349490543397},{"$f":"AU23/AU10","v":0.73922181557043054},0.85963915948609293,0.78213813154445699,0.88622210628230658,{"$f":"$AY$6","v":0.50047877427326182},0.76422383068908173,1]
[2006,1,2,11,null,2013,1,2,11,0.27331858674669102,0.55319566297876988,0,0.14094077008385988,0.11564400000000001,8.0142000000000005E-2,0,1.844841099551928E-3,0,1.1650858609088728,null,null,0.25876559590428011,0.12344463226856779,0.48937893810787908,9.1150231248558214E-2,7.387783930370595E-2,0,0,1.3484631500345877E-3,0,1.0379656999830258,null,{"$f":"J37*VLOOKUP($B37,$AR$36:$AZ$47,MATCH(AG$2,$AS$2:$BA$2,0)+1,FALSE)","v":0.26223484436991246},{"$f":"K37*VLOOKUP($B37,$AR$36:$AZ$47,MATCH(AH$2,$AS$2:$BA$2,0)+1,FALSE)","v":0.4674190768438104},{"$f":"L37*VLOOKUP($B37,$AR$36:$AZ$47,MATCH(AI$2,$AS$2:$BA$2,0)+1,FALSE)","v":0},{"$f":"M37*VLOOKUP($B37,$AR$36:$AZ$47,MATCH(AJ$2,$AS$2:$BA$2,0)+1,FALSE)","v":0.12115820513221198},{"$f":"N37*VLOOKUP($B37,$AR$36:$AZ$47,MATCH(AK$2,$AS$2:$BA$2,0)+1,FALSE)","v":9.0449582084327199E-2},{"$f":"O37*VLOOKUP($B37,$AR$36:$AZ$47,MATCH(AL$2,$AS$2:$BA$2,0)+1,FALSE)","v":7.102361204167662E-2},{"$f":"P37*VLOOKUP($B37,$AR$36:$AZ$47,MATCH(AM$2,$AS$2:$BA$2,0)+1,FALSE)","v":0},{"$f":"Q37*VLOOKUP($B37,$AR$36:$AZ$47,MATCH(AN$2,$AS$2:$BA$2,0)+1,FALSE)","v":1.4098715321122319E-3},{"$f":"R37*VLOOKUP($B37,$AR$36:$BA$47,MATCH(AO$2,$AS$2:$BA$2,0)+1,FALSE)","v":0},1.0136951920040509,null,{"$f":"AR11","v":2},{"$f":"AS24/AS11","v":0.97609178539871089},0.89943463446221661,0.68096331675737565,0.92203855651509947,0.79013363835349515,0.87894705664805806,0.50047877427326182,0.77127464458531692,1]
[2006,1,2,12,null,2013,1,2,12,0.27547229328150663,0.54599443424561189,0,0.13272123776657396,0.11596050000000001,8.0861000000000002E-2,0,1.844841099551928E-3,0,1.1528543063932446,null,null,0.26080462721026665,0.11624545814937397,0.48300844407412513,9.1399695537152256E-2,7.4540639913365847E-2,0,0,1.3484631500345877E-3,0,1.0273473280343184,null,{"$f":"J38*VLOOKUP($B38,$AR$36:$AZ$47,MATCH(AG$2,$AS$2:$BA$2,0)+1,FALSE)","v":0.2643012127962181},{"$f":"K38*VLOOKUP($B38,$AR$36:$AZ$47,MATCH(AH$2,$AS$2:$BA$2,0)+1,FALSE)","v":0.46133444547040248},{"$f":"L38*VLOOKUP($B38,$AR$36:$AZ$47,MATCH(AI$2,$AS$2:$BA$2,0)+1,FALSE)","v":0},{"$f":"M38*VLOOKUP($B38,$AR$36:$AZ$47,MATCH(AJ$2,$AS$2:$BA$2,0)+1,FALSE)","v":0.11409237327961154},{"$f":"N38*VLOOKUP($B38,$AR$36:$AZ$47,MATCH(AK$2,$AS$2:$BA$2,0)+1,FALSE)","v":9.0697128802961005E-2},{"$f":"O38*VLOOKUP($B38,$AR$36:$AZ$47,MATCH(AL$2,$AS$2:$BA$2,0)+1,FALSE)","v":7.1660805736093597E-2},{"$f":"P38*VLOOKUP($B38,$AR$36:$AZ$47,MATCH(AM$2,$AS$2:$BA$2,0)+1,FALSE)","v":0},{"$f":"Q38*VLOOKUP($B38,$AR$36:$AZ$47,MATCH(AN$2,$AS$2:$BA$2,0)+1,FALSE)","v":1.4098715321122319E-3},{"$f":"R38*VLOOKUP($B38,$AR$36:$BA$47,MATCH(AO$2,$AS$2:$BA$2,0)+1,FALSE)","v":0},1.003495837617399,null,3,{"$f":"AS25/AS12","v":0.91419180367907771},0.89927779770502847,0.59168263121447706,0.88865152391236468,0.80223884715179128,0.9059841790884795,0.50047877427326182,0.68855447422432747,1]
[2006,1,2,13,null,2013,1,2,13,0.27622808869899546,0.54067846158847188,0,0.12983429618614609,0.11552759999999999,8.0138000000000001E-2,0,1.844841099551928E-3,0,1.1442512875731654,null,null,0.26152017990617415,0.11371689638853846,0.478305722726034,9.1058485140525516E-2,7.3874151956781542E-2,0,0,1.3484631500345877E-3,0,1.0198238992680884,null,{"$f":"J39*VLOOKUP($B39,$AR$36:$AZ$47,MATCH(AG$2,$AS$2:$BA$2,0)+1,FALSE)","v":0.26502635884661957},{"$f":"K39*VLOOKUP($B39,$AR$36:$AZ$47,MATCH(AH$2,$AS$2:$BA$2,0)+1,FALSE)","v":0.45684274895465687},{"$f":"L39*VLOOKUP($B39,$AR$36:$AZ$47,MATCH(AI$2,$AS$2:$BA$2,0)+1,FALSE)","v":0},{"$f":"M39*VLOOKUP($B39,$AR$36:$AZ$47,MATCH(AJ$2,$AS$2:$BA$2,0)+1,FALSE)","v":0.11161064524592706},{"$f":"N39*VLOOKUP($B39,$AR$36:$AZ$47,MATCH(AK$2,$AS$2:$BA$2,0)+1,FALSE)","v":9.0358541205815407E-2},{"$f":"O39*VLOOKUP($B39,$AR$36:$AZ$47,MATCH(AL$2,$AS$2:$BA$2,0)+1,FALSE)","v":7.1020067153251487E-2},{"$f":"P39*VLOOKUP($B39,$AR$36:$AZ$47,MATCH(AM$2,$AS$2:$BA$2,0)+1,FALSE)","v":0},{"$f":"Q39*VLOOKUP($B39,$AR$36:$AZ$47,MATCH(AN$2,$AS$2:$BA$2,0)+1,FALSE)","v":1.4098715321122319E-3},{"$f":"R39*VLOOKUP($B39,$AR$36:$BA$47,MATCH(AO$2,$AS$2:$BA$2,0)+1,FALSE)","v":0},0.99626823293838274,null,4,{"$f":"AS26/AS13","v":0.89010915426272963},0.90678937629851597,0.53315758959128168,0.90596156969916863,0.78151140353728488,0.9006275294154964,0.50047877427326182,0.75672849528808883,1]
[2006,1,2,14,null,2013,1,2,14,0.27239566111496383,0.53665506239125538,0,0.12524656372673088,0.1161341,8.0128000000000005E-2,0,1.844841099551928E-3,0,1.132404228332502,null,null,0.25789181192964483,0.10969867691902574,0.47474646339251775,9.1536526502396881E-2,7.3864933589470563E-2,0,0,1.3484631500345877E-3,0,1.0090868754830904,null,{"$f":"J40*VLOOKUP($B40,$AR$36:$AZ$47,MATCH(AG$2,$AS$2:$BA$2,0)+1,FALSE)","v":0.26134934564740775},{"$f":"K40*VLOOKUP($B40,$AR$36:$AZ$47,MATCH(AH$2,$AS$2:$BA$2,0)+1,FALSE)","v":0.45344320397556104},{"$f":"L40*VLOOKUP($B40,$AR$36:$AZ$47,MATCH(AI$2,$AS$2:$BA$2,0)+1,FALSE)","v":0},{"$f":"M40*VLOOKUP($B40,$AR$36:$AZ$47,MATCH(AJ$2,$AS$2:$BA$2,0)+1,FALSE)","v":0.1076668507705683},{"$f":"N40*VLOOKUP($B40,$AR$36:$AZ$47,MATCH(AK$2,$AS$2:$BA$2,0)+1,FALSE)","v":9.0832907982597119E-2},{"$f":"O40*VLOOKUP($B40,$AR$36:$AZ$47,MATCH(AL$2,$AS$2:$BA$2,0)+1,FALSE)","v":7.1011204932188668E-2},{"$f":"P40*VLOOKUP($B40,$AR$36:$AZ$47,MATCH(AM$2,$AS$2:$BA$2,0)+1,FALSE)","v":0},{"$f":"Q40*VLOOKUP($B40,$AR$36:$AZ$47,MATCH(AN$2,$AS$2:$BA$2,0)+1,FALSE)","v":1.4098715321122319E-3},{"$f":"R40*VLOOKUP($B40,$AR$36:$BA$47,MATCH(AO$2,$AS$2:$BA$2,0)+1,FALSE)","v":0},0.98571338484043514,null,5,{"$f":"AS27/AS14","v":0.85359706689724735},0.88964494925769788,0.36804158116258218,0.85788089434050707,0.76478774565987873,0.89279126011378274,0.50047877427326182,0.72735170869557253,1]
[2006,1,2,15,null,2013,1,2,15,0.28199528723223594,0.52590914813578471,0,0.11781743434455584,0.11542170000000002,7.9493999999999995E-2,0,1.844841099551928E-3,0,1.1224824108121285,null,null,0.2669803009426383,0.10319178651313012,0.46524019922727899,9.0975015098939099E-2,7.3280489101954033E-2,0,0,1.3484631500345877E-3,0,1.0010162540339751,null,{"$f":"J41*VLOOKUP($B41,$AR$36:$AZ$47,MATCH(AG$2,$AS$2:$BA$2,0)+1,FALSE)","v":0.2705596832641658},{"$f":"K41*VLOOKUP($B41,$AR$36:$AZ$47,MATCH(AH$2,$AS$2:$BA$2,0)+1,FALSE)","v":0.4443635136285895},{"$f":"L41*VLOOKUP($B41,$AR$36:$AZ$47,MATCH(AI$2,$AS$2:$BA$2,0)+1,FALSE)","v":0},{"$f":"M41*VLOOKUP($B41,$AR$36:$AZ$47,MATCH(AJ$2,$AS$2:$BA$2,0)+1,FALSE)","v":0.10128048023276193},{"$f":"N41*VLOOKUP($B41,$AR$36:$AZ$47,MATCH(AK$2,$AS$2:$BA$2,0)+1,FALSE)","v":9.0275712777684869E-2},{"$f":"O41*VLOOKUP($B41,$AR$36:$AZ$47,MATCH(AL$2,$AS$2:$BA$2,0)+1,FALSE)","v":7.0449340116805675E-2},{"$f":"P41*VLOOKUP($B41,$AR$36:$AZ$47,MATCH(AM$2,$AS$2:$BA$2,0)+1,FALSE)","v":0},{"$f":"Q41*VLOOKUP($B41,$AR$36:$AZ$47,MATCH(AN$2,$AS$2:$BA$2,0)+1,FALSE)","v":1.4098715321122319E-3},{"$f":"R41*VLOOKUP($B41,$AR$36:$BA$47,MATCH(AO$2,$AS$2:$BA$2,0)+1,FALSE)","v":0},0.97833860155212005,null,6,{"$f":"AS28/AS15","v":0.95004140744115495},0.869117257680175,0.30228906019196994,0.84260961851750182,0.81386313263275134,0.90236065822346134,0.50047877427326182,0.74903371136425578,1,"Monthly Scaling Factors"]
[2006,1,2,16,null,2013,1,2,16,0.30681308587501088,0.51988955859968589,0,0.11596676397628217,0.11500830000000002,7.8272999999999995E-2,0,1.844841099551928E-3,0,1.137795549550531,null,null,0.29047666294008245,0.10157085508976732,0.45991503033647663,9.0649174539998267E-2,7.21549264532826E-2,0,0,1.3484631500345877E-3,0,1.0161151125096419,null,{"$f":"J42*VLOOKUP($B42,$AR$36:$AZ$47,MATCH(AG$2,$AS$2:$BA$2,0)+1,FALSE)","v":0.29437105900028998},{"$f":"K42*VLOOKUP($B42,$AR$36:$AZ$47,MATCH(AH$2,$AS$2:$BA$2,0)+1,FALSE)","v":0.43927730060806203},{"$f":"L42*VLOOKUP($B42,$AR$36:$AZ$47,MATCH(AI$2,$AS$2:$BA$2,0)+1,FALSE)","v":0},{"$f":"M42*VLOOKUP($B42,$AR$36:$AZ$47,MATCH(AJ$2,$AS$2:$BA$2,0)+1,FALSE)","v":9.9689571512893316E-2},{"$f":"N42*VLOOKUP($B42,$AR$36:$AZ$47,MATCH(AK$2,$AS$2:$BA$2,0)+1,FALSE)","v":8.9952376874104387E-2},{"$f":"O42*VLOOKUP($B42,$AR$36:$AZ$47,MATCH(AL$2,$AS$2:$BA$2,0)+1,FALSE)","v":6.9367262925034978E-2},{"$f":"P42*VLOOKUP($B42,$AR$36:$AZ$47,MATCH(AM$2,$AS$2:$BA$2,0)+1,FALSE)","v":0},{"$f":"Q42*VLOOKUP($B42,$AR$36:$AZ$47,MATCH(AN$2,$AS$2:$BA$2,0)+1,FALSE)","v":1.4098715321122319E-3},{"$f":"R42*VLOOKUP($B42,$AR$36:$BA$47,MATCH(AO$2,$AS$2:$BA$2,0)+1,FALSE)","v":0},0.99406744245249712,null,7,{"$f":"AS29/AS16","v":1.0992096191106235},0.89393701708291751,0.31937440160650865,0.87901798439762913,0.79832716274661297,0.89788778520786228,0.50047877427326182,0.73614430404153153,1]
[2006,1,2,17,null,2013,1,2,17,0.35782681241931236,0.52386944358462562,2.6657277015437559E-3,0.12437934114140334,0.11353429999999998,7.7043E-2,5.426896114886352E-6,1.9505901751463563E-3,0,1.2012746419181464,null,null,0.33877413698186193,0.10893910981096284,0.46343579526300144,8.9487372450305941E-2,7.1021067274031305E-2,1.490843805204657E-3,2.716046315686648E-6,1.4257590925544842E-3,0,1.074576800724238,null,{"$f":"J43*VLOOKUP($B43,$AR$36:$AZ$47,MATCH(AG$2,$AS$2:$BA$2,0)+1,FALSE)","v":0.34331605319299147},{"$f":"K43*VLOOKUP($B43,$AR$36:$AZ$47,MATCH(AH$2,$AS$2:$BA$2,0)+1,FALSE)","v":0.44264007853655862},{"$f":"L43*VLOOKUP($B43,$AR$36:$AZ$47,MATCH(AI$2,$AS$2:$BA$2,0)+1,FALSE)","v":1.9705640713515659E-3},{"$f":"M43*VLOOKUP($B43,$AR$36:$AZ$47,MATCH(AJ$2,$AS$2:$BA$2,0)+1,FALSE)","v":0.10692135227622998},{"$f":"N43*VLOOKUP($B43,$AR$36:$AZ$47,MATCH(AK$2,$AS$2:$BA$2,0)+1,FALSE)","v":8.8799505268207832E-2},{"$f":"O43*VLOOKUP($B43,$AR$36:$AZ$47,MATCH(AL$2,$AS$2:$BA$2,0)+1,FALSE)","v":6.8277209734307745E-2},{"$f":"P43*VLOOKUP($B43,$AR$36:$AZ$47,MATCH(AM$2,$AS$2:$BA$2,0)+1,FALSE)","v":2.716046315686648E-6},{"$f":"Q43*VLOOKUP($B43,$AR$36:$AZ$47,MATCH(AN$2,$AS$2:$BA$2,0)+1,FALSE)","v":1.4906874957548353E-3},{"$f":"R43*VLOOKUP($B43,$AR$36:$BA$47,MATCH(AO$2,$AS$2:$BA$2,0)+1,FALSE)","v":0},1.0534181666217175,null,8,{"$f":"AS30/AS17","v":1.0420419682934803},0.90058193131711117,0.40541157338080058,0.88184560849405957,0.80284287057089421,0.93535299899177171,0.50047877427326182,0.72460371285101577,1]
[2006,1,2,18,null,2013,1,2,18,0.42697914433481549,0.53221148661131434,8.4180874785592386E-3,0.14122074164715787,0.11159900000000002,7.6066999999999996E-2,1.71375666785885E-5,2.1787855487974887E-3,0,1.2986913831873232,null,null,0.40424441688225504,0.12368984865738425,0.4708154991024508,8.7961975174741872E-2,7.0121354624479049E-2,4.7079278059094483E-3,8.5769883653262672E-6,1.5925556000974171E-3,0,1.1631421548356833,null,{"$f":"J44*VLOOKUP($B44,$AR$36:$AZ$47,MATCH(AG$2,$AS$2:$BA$2,0)+1,FALSE)","v":0.40966408760049061},{"$f":"K44*VLOOKUP($B44,$AR$36:$AZ$47,MATCH(AH$2,$AS$2:$BA$2,0)+1,FALSE)","v":0.44968863352618049},{"$f":"L44*VLOOKUP($B44,$AR$36:$AZ$47,MATCH(AI$2,$AS$2:$BA$2,0)+1,FALSE)","v":6.2228339095312677E-3},{"$f":"M44*VLOOKUP($B44,$AR$36:$AZ$47,MATCH(AJ$2,$AS$2:$BA$2,0)+1,FALSE)","v":0.12139887965156547},{"$f":"N44*VLOOKUP($B44,$AR$36:$AZ$47,MATCH(AK$2,$AS$2:$BA$2,0)+1,FALSE)","v":8.7285833342229877E-2},{"$f":"O44*VLOOKUP($B44,$AR$36:$AZ$47,MATCH(AL$2,$AS$2:$BA$2,0)+1,FALSE)","v":6.7412256958576208E-2},{"$f":"P44*VLOOKUP($B44,$AR$36:$AZ$47,MATCH(AM$2,$AS$2:$BA$2,0)+1,FALSE)","v":8.5769883653262672E-6},{"$f":"Q44*VLOOKUP($B44,$AR$36:$AZ$47,MATCH(AN$2,$AS$2:$BA$2,0)+1,FALSE)","v":1.66507983835203E-3},{"$f":"R44*VLOOKUP($B44,$AR$36:$BA$47,MATCH(AO$2,$AS$2:$BA$2,0)+1,FALSE)","v":0},1.1433461818152912,null,9,{"$f":"AS31/AS18","v":0.90840434649609536},0.88882851155846199,0.55639654519425674,0.86779815196311305,0.79166705739277565,0.99998736924871556,0.50047877427326182,0.71576179394534345,1]
[2006,1,2,19,null,2013,1,2,19,0.47101256949571252,0.50238158886508277,8.4180874785592386E-3,0.1256118042620582,0.1032021,7.1156999999999998E-2,1.71375666785885E-5,2.1787855487974887E-3,0,1.283979073216889,null,null,0.44593325933198646,0.11001857714056014,0.44442678230682103,8.1343565427837411E-2,6.5595136274784804E-2,4.7079278059094483E-3,8.5769883653262672E-6,1.5925556000974171E-3,0,1.1536263808763623,null,{"$f":"J45*VLOOKUP($B45,$AR$36:$AZ$47,MATCH(AG$2,$AS$2:$BA$2,0)+1,FALSE)","v":0.45191184883614988},{"$f":"K45*VLOOKUP($B45,$AR$36:$AZ$47,MATCH(AH$2,$AS$2:$BA$2,0)+1,FALSE)","v":0.4244840554718079},{"$f":"L45*VLOOKUP($B45,$AR$36:$AZ$47,MATCH(AI$2,$AS$2:$BA$2,0)+1,FALSE)","v":6.2228339095312677E-3},{"$f":"M45*VLOOKUP($B45,$AR$36:$AZ$47,MATCH(AJ$2,$AS$2:$BA$2,0)+1,FALSE)","v":0.10798082583736734},{"$f":"N45*VLOOKUP($B45,$AR$36:$AZ$47,MATCH(AK$2,$AS$2:$BA$2,0)+1,FALSE)","v":8.0718297665464206E-2},{"$f":"O45*VLOOKUP($B45,$AR$36:$AZ$47,MATCH(AL$2,$AS$2:$BA$2,0)+1,FALSE)","v":6.3060906416730081E-2},{"$f":"P45*VLOOKUP($B45,$AR$36:$AZ$47,MATCH(AM$2,$AS$2:$BA$2,0)+1,FALSE)","v":8.5769883653262672E-6},{"$f":"Q45*VLOOKUP($B45,$AR$36:$AZ$47,MATCH(AN$2,$AS$2:$BA$2,0)+1,FALSE)","v":1.66507983835203E-3},{"$f":"R45*VLOOKUP($B45,$AR$36:$BA$47,MATCH(AO$2,$AS$2:$BA$2,0)+1,FALSE)","v":0},1.1360524249637678,null,10,{"$f":"AS32/AS19","v":0.8981981927048871},0.88271636663346842,0.70913728317477487,0.86055452256532994,0.7722235849527409,0.98326113111485414,0.50047877427326182,0.71623571425168431,1]
[2006,1,2,20,null,2013,1,2,20,0.47138154727514359,0.48589210778252201,8.4180874785592386E-3,0.1197004000714694,9.8661499999999985E-2,6.9862999999999995E-2,1.71375666785885E-5,2.1787855487974887E-3,0,1.2561125657231704,null,null,0.44628259069691995,0.10484100420645517,0.42983952994355867,7.7764679017758159E-2,6.4402279544743174E-2,4.7079278059094483E-3,8.5769883653262672E-6,1.5925556000974171E-3,0,1.1294391438038074,null,{"$f":"J46*VLOOKUP($B46,$AR$36:$AZ$47,MATCH(AG$2,$AS$2:$BA$2,0)+1,FALSE)","v":0.45226586365715704},{"$f":"K46*VLOOKUP($B46,$AR$36:$AZ$47,MATCH(AH$2,$AS$2:$BA$2,0)+1,FALSE)","v":0.41055137569673195},{"$f":"L46*VLOOKUP($B46,$AR$36:$AZ$47,MATCH(AI$2,$AS$2:$BA$2,0)+1,FALSE)","v":6.2228339095312677E-3},{"$f":"M46*VLOOKUP($B46,$AR$36:$AZ$47,MATCH(AJ$2,$AS$2:$BA$2,0)+1,FALSE)","v":0.10289915130758701},{"$f":"N46*VLOOKUP($B46,$AR$36:$AZ$47,MATCH(AK$2,$AS$2:$BA$2,0)+1,FALSE)","v":7.7166921265373431E-2},{"$f":"O46*VLOOKUP($B46,$AR$36:$AZ$47,MATCH(AL$2,$AS$2:$BA$2,0)+1,FALSE)","v":6.1914135011200779E-2},{"$f":"P46*VLOOKUP($B46,$AR$36:$AZ$47,MATCH(AM$2,$AS$2:$BA$2,0)+1,FALSE)","v":8.5769883653262672E-6},{"$f":"Q46*VLOOKUP($B46,$AR$36:$AZ$47,MATCH(AN$2,$AS$2:$BA$2,0)+1,FALSE)","v":1.66507983835203E-3},{"$f":"R46*VLOOKUP($B46,$AR$36:$BA$47,MATCH(AO$2,$AS$2:$BA$2,0)+1,FALSE)","v":0},1.1126939376742986,null,11,{"$f":"AS33/AS20","v":0.88681114501810065},0.8862118432934788,0.73758671500156814,0.87750234290893014,0.77765540748148654,0.93157187240794104,0.50047877427326182,0.70507819532922333,1]
[2006,1,2,21,null,2013,1,2,21,0.44114421447570407,0.48114480904153634,8.4180874785592386E-3,0.12893033516258115,9.6971800000000039E-2,6.898E-2,1.71375666785885E-5,2.1787855487974887E-3,0,1.2277851692738571,null,null,0.41765526046835205,0.11292515148695537,0.42563988021341681,7.6432862877355859E-2,6.35882977111831E-2,4.7079278059094483E-3,8.5769883653262672E-6,1.5925556000974171E-3,0,1.1025505131516355,null,{"$f":"J47*VLOOKUP($B47,$AR$36:$AZ$47,MATCH(AG$2,$AS$2:$BA$2,0)+1,FALSE)","v":0.42325472923265828},{"$f":"K47*VLOOKUP($B47,$AR$36:$AZ$47,MATCH(AH$2,$AS$2:$BA$2,0)+1,FALSE)","v":0.40654017650716334},{"$f":"L47*VLOOKUP($B47,$AR$36:$AZ$47,MATCH(AI$2,$AS$2:$BA$2,0)+1,FALSE)","v":6.2228339095312677E-3},{"$f":"M47*VLOOKUP($B47,$AR$36:$AZ$47,MATCH(AJ$2,$AS$2:$BA$2,0)+1,FALSE)","v":0.11083356495142151},{"$f":"N47*VLOOKUP($B47,$AR$36:$AZ$47,MATCH(AK$2,$AS$2:$BA$2,0)+1,FALSE)","v":7.5845342464502807E-2},{"$f":"O47*VLOOKUP($B47,$AR$36:$AZ$47,MATCH(AL$2,$AS$2:$BA$2,0)+1,FALSE)","v":6.1131600891353506E-2},{"$f":"P47*VLOOKUP($B47,$AR$36:$AZ$47,MATCH(AM$2,$AS$2:$BA$2,0)+1,FALSE)","v":8.5769883653262672E-6},{"$f":"Q47*VLOOKUP($B47,$AR$36:$AZ$47,MATCH(AN$2,$AS$2:$BA$2,0)+1,FALSE)","v":1.66507983835203E-3},{"$f":"R47*VLOOKUP($B47,$AR$36:$BA$47,MATCH(AO$2,$AS$2:$BA$2,0)+1,FALSE)","v":0},1.0855019047833481,null,12,{"$f":"AS34/AS21","v":0.95306061091001204},0.86483923125289774,0.71624973865353359,0.86922569944307715,0.77966727697266791,0.96381325405598806,0.50047877427326182,0.71816108307426263,1]
[2006,1,2,22,null,2013,1,2,22,0.40008175837163701,0.46196672085150181,8.4180874785592386E-3,0.13431957501912928,9.4988699999999981E-2,6.8044999999999994E-2,1.71375666785885E-5,2.1787855487974887E-3,0,1.1700157648363034,null,null,0.37877919627696977,0.11764538064352131,0.40867417881431067,7.4869789794541175E-2,6.2726380367605875E-2,4.7079278059094483E-3,8.5769883653262672E-6,1.5925556000974171E-3,0,1.0490039862913212,null,{"$f":"J48*VLOOKUP($B48,$AR$36:$AZ$47,MATCH(AG$2,$AS$2:$BA$2,0)+1,FALSE)","v":0.38385745693563711},{"$f":"K48*VLOOKUP($B48,$AR$36:$AZ$47,MATCH(AH$2,$AS$2:$BA$2,0)+1,FALSE)","v":0.39033577564627098},{"$f":"L48*VLOOKUP($B48,$AR$36:$AZ$47,MATCH(AI$2,$AS$2:$BA$2,0)+1,FALSE)","v":6.2228339095312677E-3},{"$f":"M48*VLOOKUP($B48,$AR$36:$AZ$47,MATCH(AJ$2,$AS$2:$BA$2,0)+1,FALSE)","v":0.1154663665719735},{"$f":"N48*VLOOKUP($B48,$AR$36:$AZ$47,MATCH(AK$2,$AS$2:$BA$2,0)+1,FALSE)","v":7.4294284335836944E-2},{"$f":"O48*VLOOKUP($B48,$AR$36:$AZ$47,MATCH(AL$2,$AS$2:$BA$2,0)+1,FALSE)","v":6.0302983221979543E-2},{"$f":"P48*VLOOKUP($B48,$AR$36:$AZ$47,MATCH(AM$2,$AS$2:$BA$2,0)+1,FALSE)","v":8.5769883653262672E-6},{"$f":"Q48*VLOOKUP($B48,$AR$36:$AZ$47,MATCH(AN$2,$AS$2:$BA$2,0)+1,FALSE)","v":1.66507983835203E-3},{"$f":"R48*VLOOKUP($B48,$AR$36:$BA$47,MATCH(AO$2,$AS$2:$BA$2,0)+1,FALSE)","v":0},1.0321533574479467]
[2006,1,2,23,null,2013,1,2,23,0.35139983198585723,0.43631587840632247,8.4180874785592386E-3,0.13001078876250499,9.2852699999999982E-2,6.6752000000000006E-2,1.71375666785885E-5,2.1787855487974887E-3,0,1.0879452097487199,null,null,0.33268936447691155,0.11387147948875705,0.38598242094730056,7.318620142033308E-2,6.1534445474295367E-2,4.7079278059094483E-3,8.5769883653262672E-6,1.5925556000974171E-3,0,0.9735729722019697,null,{"$f":"J49*VLOOKUP($B49,$AR$36:$AZ$47,MATCH(AG$2,$AS$2:$BA$2,0)+1,FALSE)","v":0.33714970265753536},{"$f":"K49*VLOOKUP($B49,$AR$36:$AZ$47,MATCH(AH$2,$AS$2:$BA$2,0)+1,FALSE)","v":0.36866226318337247},{"$f":"L49*VLOOKUP($B49,$AR$36:$AZ$47,MATCH(AI$2,$AS$2:$BA$2,0)+1,FALSE)","v":6.2228339095312677E-3},{"$f":"M49*VLOOKUP($B49,$AR$36:$AZ$47,MATCH(AJ$2,$AS$2:$BA$2,0)+1,FALSE)","v":0.11176236517592376},{"$f":"N49*VLOOKUP($B49,$AR$36:$AZ$47,MATCH(AK$2,$AS$2:$BA$2,0)+1,FALSE)","v":7.2623637286857987E-2},{"$f":"O49*VLOOKUP($B49,$AR$36:$AZ$47,MATCH(AL$2,$AS$2:$BA$2,0)+1,FALSE)","v":5.9157098038556531E-2},{"$f":"P49*VLOOKUP($B49,$AR$36:$AZ$47,MATCH(AM$2,$AS$2:$BA$2,0)+1,FALSE)","v":8.5769883653262672E-6},{"$f":"Q49*VLOOKUP($B49,$AR$36:$AZ$47,MATCH(AN$2,$AS$2:$BA$2,0)+1,FALSE)","v":1.66507983835203E-3},{"$f":"R49*VLOOKUP($B49,$AR$36:$BA$47,MATCH(AO$2,$AS$2:$BA$2,0)+1,FALSE)","v":0},0.95725155707849474]
[2006,1,2,24,null,2013,1,2,24,0.2530951868008488,0.43001166413225278,8.4180874785592386E-3,0.14446207184841967,9.1734300000000005E-2,6.5801999999999999E-2,1.71375666785885E-5,2.1787855487974887E-3,0,0.99571923337555646,null,null,0.23961900144655868,0.12652880586272441,0.38040546166595646,7.2304682114287075E-2,6.0658700579751666E-2,4.7079278059094483E-3,8.5769883653262672E-6,1.5925556000974171E-3,0,0.88582571206365046,null,{"$f":"J50*VLOOKUP($B50,$AR$36:$AZ$47,MATCH(AG$2,$AS$2:$BA$2,0)+1,FALSE)","v":0.24283155313914279},{"$f":"K50*VLOOKUP($B50,$AR$36:$AZ$47,MATCH(AH$2,$AS$2:$BA$2,0)+1,FALSE)","v":0.36333555834200731},{"$f":"L50*VLOOKUP($B50,$AR$36:$AZ$47,MATCH(AI$2,$AS$2:$BA$2,0)+1,FALSE)","v":6.2228339095312677E-3},{"$f":"M50*VLOOKUP($B50,$AR$36:$AZ$47,MATCH(AJ$2,$AS$2:$BA$2,0)+1,FALSE)","v":0.12418525402139505},{"$f":"N50*VLOOKUP($B50,$AR$36:$AZ$47,MATCH(AK$2,$AS$2:$BA$2,0)+1,FALSE)","v":7.1748894000538688E-2},{"$f":"O50*VLOOKUP($B50,$AR$36:$AZ$47,MATCH(AL$2,$AS$2:$BA$2,0)+1,FALSE)","v":5.831518703758834E-2},{"$f":"P50*VLOOKUP($B50,$AR$36:$AZ$47,MATCH(AM$2,$AS$2:$BA$2,0)+1,FALSE)","v":8.5769883653262672E-6},{"$f":"Q50*VLOOKUP($B50,$AR$36:$AZ$47,MATCH(AN$2,$AS$2:$BA$2,0)+1,FALSE)","v":1.66507983835203E-3},{"$f":"R50*VLOOKUP($B50,$AR$36:$BA$47,MATCH(AO$2,$AS$2:$BA$2,0)+1,FALSE)","v":0},0.86831293727692072]
[2006,1,3,1,null,2013,1,3,1,0.23867894396253089,0.35428848841576627,8.4180874785592386E-3,9.4189347468877443E-2,9.0937899999999974E-2,6.4744999999999997E-2,1.71375666785885E-5,2.1787855487974887E-3,0,0.85345369044120978,null,null,0.22597035898443638,8.2496848534272624E-2,0.31341772151855646,7.1676962179259271E-2,5.9684319154980417E-2,4.7079278059094483E-3,8.5769883653262672E-6,1.5925556000974171E-3,0,0.75955527076587726,null,{"$f":"J51*VLOOKUP($B51,$AR$36:$AZ$47,MATCH(AG$2,$AS$2:$BA$2,0)+1,FALSE)","v":0.22899992448152487},{"$f":"K51*VLOOKUP($B51,$AR$36:$AZ$47,MATCH(AH$2,$AS$2:$BA$2,0)+1,FALSE)","v":0.2993537536067809},{"$f":"L51*VLOOKUP($B51,$AR$36:$AZ$47,MATCH(AI$2,$AS$2:$BA$2,0)+1,FALSE)","v":6.2228339095312677E-3},{"$f":"M51*VLOOKUP($B51,$AR$36:$AZ$47,MATCH(AJ$2,$AS$2:$BA$2,0)+1,FALSE)","v":8.0968851490689359E-2},{"$f":"N51*VLOOKUP($B51,$AR$36:$AZ$47,MATCH(AK$2,$AS$2:$BA$2,0)+1,FALSE)","v":7.1125999192576658E-2},{"$f":"O51*VLOOKUP($B51,$AR$36:$AZ$47,MATCH(AL$2,$AS$2:$BA$2,0)+1,FALSE)","v":5.7378450271247938E-2},{"$f":"P51*VLOOKUP($B51,$AR$36:$AZ$47,MATCH(AM$2,$AS$2:$BA$2,0)+1,FALSE)","v":8.5769883653262672E-6},{"$f":"Q51*VLOOKUP($B51,$AR$36:$AZ$47,MATCH(AN$2,$AS$2:$BA$2,0)+1,FALSE)","v":1.66507983835203E-3},{"$f":"R51*VLOOKUP($B51,$AR$36:$BA$47,MATCH(AO$2,$AS$2:$BA$2,0)+1,FALSE)","v":0},0.74572346977906834]
[2006,1,3,2,null,2013,1,3,2,0.22688646928580894,0.34385709345917276,8.4180874785592386E-3,8.6985594926934945E-2,9.0316099999999983E-2,6.4158999999999994E-2,1.71375666785885E-5,2.1787855487974887E-3,0,0.82281826826595184,null,null,0.2148057807783586,7.6187357086448568E-2,0.30418969366426446,7.1186861406280541E-2,5.9144122830556624E-2,4.7079278059094483E-3,8.5769883653262672E-6,1.5925556000974171E-3,0,0.73182287616028097,null,{"$f":"J52*VLOOKUP($B52,$AR$36:$AZ$47,MATCH(AG$2,$AS$2:$BA$2,0)+1,FALSE)","v":0.21768566371940434},{"$f":"K52*VLOOKUP($B52,$AR$36:$AZ$47,MATCH(AH$2,$AS$2:$BA$2,0)+1,FALSE)","v":0.29053981429541786},{"$f":"L52*VLOOKUP($B52,$AR$36:$AZ$47,MATCH(AI$2,$AS$2:$BA$2,0)+1,FALSE)","v":6.2228339095312677E-3},{"$f":"M52*VLOOKUP($B52,$AR$36:$AZ$47,MATCH(AJ$2,$AS$2:$BA$2,0)+1,FALSE)","v":7.4776223710388098E-2},{"$f":"N52*VLOOKUP($B52,$AR$36:$AZ$47,MATCH(AK$2,$AS$2:$BA$2,0)+1,FALSE)","v":7.0639665702382323E-2},{"$f":"O52*VLOOKUP($B52,$AR$36:$AZ$47,MATCH(AL$2,$AS$2:$BA$2,0)+1,FALSE)","v":5.6859124116966503E-2},{"$f":"P52*VLOOKUP($B52,$AR$36:$AZ$47,MATCH(AM$2,$AS$2:$BA$2,0)+1,FALSE)","v":8.5769883653262672E-6},{"$f":"Q52*VLOOKUP($B52,$AR$36:$AZ$47,MATCH(AN$2,$AS$2:$BA$2,0)+1,FALSE)","v":1.66507983835203E-3},{"$f":"R52*VLOOKUP($B52,$AR$36:$BA$47,MATCH(AO$2,$AS$2:$BA$2,0)+1,FALSE)","v":0},0.71839698228080773]
[2006,1,3,3,null,2013,1,3,3,0.22108922038631557,0.34125748589785398,8.4180874785592386E-3,8.8656565921339983E-2,8.9196400000000023E-2,6.3722000000000001E-2,1.71375666785885E-5,2.1787855487974887E-3,0,0.81453568279954491,null,null,0.20931720942308102,7.7650896698251731E-2,0.30188997717515631,7.0304317444388809E-2,5.8741280179066532E-2,4.7079278059094483E-3,8.5769883653262672E-6,1.5925556000974171E-3,0,0.72421274131431657,null,{"$f":"J53*VLOOKUP($B53,$AR$36:$AZ$47,MATCH(AG$2,$AS$2:$BA$2,0)+1,FALSE)","v":0.21212350755202583},{"$f":"K53*VLOOKUP($B53,$AR$36:$AZ$47,MATCH(AH$2,$AS$2:$BA$2,0)+1,FALSE)","v":0.28834329279717458},{"$f":"L53*VLOOKUP($B53,$AR$36:$AZ$47,MATCH(AI$2,$AS$2:$BA$2,0)+1,FALSE)","v":6.2228339095312677E-3},{"$f":"M53*VLOOKUP($B53,$AR$36:$AZ$47,MATCH(AJ$2,$AS$2:$BA$2,0)+1,FALSE)","v":7.62126558115441E-2},{"$f":"N53*VLOOKUP($B53,$AR$36:$AZ$47,MATCH(AK$2,$AS$2:$BA$2,0)+1,FALSE)","v":6.9763905636492027E-2},{"$f":"O53*VLOOKUP($B53,$AR$36:$AZ$47,MATCH(AL$2,$AS$2:$BA$2,0)+1,FALSE)","v":5.6471845056521142E-2},{"$f":"P53*VLOOKUP($B53,$AR$36:$AZ$47,MATCH(AM$2,$AS$2:$BA$2,0)+1,FALSE)","v":8.5769883653262672E-6},{"$f":"Q53*VLOOKUP($B53,$AR$36:$AZ$47,MATCH(AN$2,$AS$2:$BA$2,0)+1,FALSE)","v":1.66507983835203E-3},{"$f":"R53*VLOOKUP($B53,$AR$36:$BA$47,MATCH(AO$2,$AS$2:$BA$2,0)+1,FALSE)","v":0},0.7108116975900064]
[2006,1,3,4,null,2013,1,3,4,0.22219745681559289,0.34002780512826714,8.4180874785592386E-3,8.6258137799683235E-2,8.929680000000001E-2,6.3747999999999999E-2,1.71375666785885E-5,2.1787855487974887E-3,0,0.8121422103375785,null,null,0.2103664372251059,7.555020519979927E-2,0.30080215254183995,7.0383452403551011E-2,5.8765247934075095E-2,4.7079278059094483E-3,8.5769883653262672E-6,1.5925556000974171E-3,0,0.72217655569874351,null,{"$f":"J54*VLOOKUP($B54,$AR$36:$AZ$47,MATCH(AG$2,$AS$2:$BA$2,0)+1,FALSE)","v":0.21318680226248013},{"$f":"K54*VLOOKUP($B54,$AR$36:$AZ$47,MATCH(AH$2,$AS$2:$BA$2,0)+1,FALSE)","v":0.28730428203010189},{"$f":"L54*VLOOKUP($B54,$AR$36:$AZ$47,MATCH(AI$2,$AS$2:$BA$2,0)+1,FALSE)","v":6.2228339095312677E-3},{"$f":"M54*VLOOKUP($B54,$AR$36:$AZ$47,MATCH(AJ$2,$AS$2:$BA$2,0)+1,FALSE)","v":7.4150873076955282E-2},{"$f":"N54*VLOOKUP($B54,$AR$36:$AZ$47,MATCH(AK$2,$AS$2:$BA$2,0)+1,FALSE)","v":6.9842432304899074E-2},{"$f":"O54*VLOOKUP($B54,$AR$36:$AZ$47,MATCH(AL$2,$AS$2:$BA$2,0)+1,FALSE)","v":5.649488683128448E-2},{"$f":"P54*VLOOKUP($B54,$AR$36:$AZ$47,MATCH(AM$2,$AS$2:$BA$2,0)+1,FALSE)","v":8.5769883653262672E-6},{"$f":"Q54*VLOOKUP($B54,$AR$36:$AZ$47,MATCH(AN$2,$AS$2:$BA$2,0)+1,FALSE)","v":1.66507983835203E-3},{"$f":"R54*VLOOKUP($B54,$AR$36:$BA$47,MATCH(AO$2,$AS$2:$BA$2,0)+1,FALSE)","v":0},0.70887576724196943]
[2006,1,3,5,null,2013,1,3,5,0.23209168916547743,0.3453052651417603,8.4180874785592386E-3,8.5744712421071193E-2,9.1843499999999967E-2,6.4017000000000004E-2,1.71375666785885E-5,2.1787855487974887E-3,0,0.82961617732234405,null,null,0.21973384600805168,7.510051553922481E-2,0.3054708040699507,7.2390753205328021E-2,5.9013222014740629E-2,4.7079278059094483E-3,8.5769883653262672E-6,1.5925556000974171E-3,0,0.73801820123166795,null,{"$f":"J55*VLOOKUP($B55,$AR$36:$AZ$47,MATCH(AG$2,$AS$2:$BA$2,0)+1,FALSE)","v":0.22267979910296354},{"$f":"K55*VLOOKUP($B55,$AR$36:$AZ$47,MATCH(AH$2,$AS$2:$BA$2,0)+1,FALSE)","v":0.29176343753812645},{"$f":"L55*VLOOKUP($B55,$AR$36:$AZ$47,MATCH(AI$2,$AS$2:$BA$2,0)+1,FALSE)","v":6.2228339095312677E-3},{"$f":"M55*VLOOKUP($B55,$AR$36:$AZ$47,MATCH(AJ$2,$AS$2:$BA$2,0)+1,FALSE)","v":7.3709512516026393E-2},{"$f":"N55*VLOOKUP($B55,$AR$36:$AZ$47,MATCH(AK$2,$AS$2:$BA$2,0)+1,FALSE)","v":7.1834303484503315E-2},{"$f":"O55*VLOOKUP($B55,$AR$36:$AZ$47,MATCH(AL$2,$AS$2:$BA$2,0)+1,FALSE)","v":5.6733280577874426E-2},{"$f":"P55*VLOOKUP($B55,$AR$36:$AZ$47,MATCH(AM$2,$AS$2:$BA$2,0)+1,FALSE)","v":8.5769883653262672E-6},{"$f":"Q55*VLOOKUP($B55,$AR$36:$AZ$47,MATCH(AN$2,$AS$2:$BA$2,0)+1,FALSE)","v":1.66507983835203E-3},{"$f":"R55*VLOOKUP($B55,$AR$36:$BA$47,MATCH(AO$2,$AS$2:$BA$2,0)+1,FALSE)","v":0},0.72461682395574278]
[2006,1,3,6,null,2013,1,3,6,0.25344692544343556,0.36486077636484271,8.4180874785592386E-3,8.4462709064103692E-2,9.5629600000000009E-2,6.6701999999999997E-2,1.71375666785885E-5,2.1787855487974887E-3,0,0.87571602146641725,null,null,0.23995201158148916,7.3977657810593414E-2,0.32277038893107796,7.5374945126484058E-2,6.1488353637740426E-2,4.7079278059094483E-3,8.5769883653262672E-6,1.5925556000974171E-3,0,0.77987241748175717,null,{"$f":"J56*VLOOKUP($B56,$AR$36:$AZ$47,MATCH(AG$2,$AS$2:$BA$2,0)+1,FALSE)","v":0.24316902791279624},{"$f":"K56*VLOOKUP($B56,$AR$36:$AZ$47,MATCH(AH$2,$AS$2:$BA$2,0)+1,FALSE)","v":0.30828673953562014},{"$f":"L56*VLOOKUP($B56,$AR$36:$AZ$47,MATCH(AI$2,$AS$2:$BA$2,0)+1,FALSE)","v":6.2228339095312677E-3},{"$f":"M56*VLOOKUP($B56,$AR$36:$AZ$47,MATCH(AJ$2,$AS$2:$BA$2,0)+1,FALSE)","v":7.2607452227784502E-2},{"$f":"N56*VLOOKUP($B56,$AR$36:$AZ$47,MATCH(AK$2,$AS$2:$BA$2,0)+1,FALSE)","v":7.4795556664343815E-2},{"$f":"O56*VLOOKUP($B56,$AR$36:$AZ$47,MATCH(AL$2,$AS$2:$BA$2,0)+1,FALSE)","v":5.9112786933242414E-2},{"$f":"P56*VLOOKUP($B56,$AR$36:$AZ$47,MATCH(AM$2,$AS$2:$BA$2,0)+1,FALSE)","v":8.5769883653262672E-6},{"$f":"Q56*VLOOKUP($B56,$AR$36:$AZ$47,MATCH(AN$2,$AS$2:$BA$2,0)+1,FALSE)","v":1.66507983835203E-3},{"$f":"R56*VLOOKUP($B56,$AR$36:$BA$47,MATCH(AO$2,$AS$2:$BA$2,0)+1,FALSE)","v":0},0.76586805401003577]
[2006,1,3,7,null,2013,1,3,7,0.29348580835912425,0.41240643073688343,8.4180874785592386E-3,9.2011334740868436E-2,0.10630479999999996,7.2572999999999999E-2,1.71375666785885E-5,2.1787855487974887E-3,0,0.98739538443091124,null,null,0.27785900327328383,8.0589210452507096E-2,0.36483117032430895,8.3789103652863337E-2,6.6900457086020451E-2,4.7079278059094483E-3,8.5769883653262672E-6,1.5925556000974171E-3,0,0.88027800518335586,null,{"$f":"J57*VLOOKUP($B57,$AR$36:$AZ$47,MATCH(AG$2,$AS$2:$BA$2,0)+1,FALSE)","v":0.28158423543716299},{"$f":"K57*VLOOKUP($B57,$AR$36:$AZ$47,MATCH(AH$2,$AS$2:$BA$2,0)+1,FALSE)","v":0.34846013090829808},{"$f":"L57*VLOOKUP($B57,$AR$36:$AZ$47,MATCH(AI$2,$AS$2:$BA$2,0)+1,FALSE)","v":6.2228339095312677E-3},{"$f":"M57*VLOOKUP($B57,$AR$36:$AZ$47,MATCH(AJ$2,$AS$2:$BA$2,0)+1,FALSE)","v":7.9096546459833689E-2},{"$f":"N57*VLOOKUP($B57,$AR$36:$AZ$47,MATCH(AK$2,$AS$2:$BA$2,0)+1,FALSE)","v":8.3145037646207162E-2},{"$f":"O57*VLOOKUP($B57,$AR$36:$AZ$47,MATCH(AL$2,$AS$2:$BA$2,0)+1,FALSE)","v":6.4315796919225829E-2},{"$f":"P57*VLOOKUP($B57,$AR$36:$AZ$47,MATCH(AM$2,$AS$2:$BA$2,0)+1,FALSE)","v":8.5769883653262672E-6},{"$f":"Q57*VLOOKUP($B57,$AR$36:$AZ$47,MATCH(AN$2,$AS$2:$BA$2,0)+1,FALSE)","v":1.66507983835203E-3},{"$f":"R57*VLOOKUP($B57,$AR$36:$BA$47,MATCH(AO$2,$AS$2:$BA$2,0)+1,FALSE)","v":0},0.86449823810697646]
[2006,1,3,8,null,2013,1,3,8,0.33100256668297828,0.46643184381282443,5.3314554030875205E-3,0.10935510396451945,0.11384739999999996,7.7590999999999993E-2,1.0853792229772723E-5,2.0563392507407852E-3,0,1.1056265629063804,null,null,0.3133781622138585,9.5779954853084784E-2,0.41262420460006427,8.9734156869764992E-2,7.1526233802673339E-2,2.9816876104093188E-3,5.4320926313733053E-6,1.5030550350743812E-3,0,0.98753288707756082,null,{"$f":"J58*VLOOKUP($B58,$AR$36:$AZ$47,MATCH(AG$2,$AS$2:$BA$2,0)+1,FALSE)","v":0.31757959673850555},{"$f":"K58*VLOOKUP($B58,$AR$36:$AZ$47,MATCH(AH$2,$AS$2:$BA$2,0)+1,FALSE)","v":0.39410855224639341},{"$f":"L58*VLOOKUP($B58,$AR$36:$AZ$47,MATCH(AI$2,$AS$2:$BA$2,0)+1,FALSE)","v":3.9411281427031387E-3},{"$f":"M58*VLOOKUP($B58,$AR$36:$AZ$47,MATCH(AJ$2,$AS$2:$BA$2,0)+1,FALSE)","v":9.4005929657573803E-2},{"$f":"N58*VLOOKUP($B58,$AR$36:$AZ$47,MATCH(AK$2,$AS$2:$BA$2,0)+1,FALSE)","v":8.9044392717194387E-2},{"$f":"O58*VLOOKUP($B58,$AR$36:$AZ$47,MATCH(AL$2,$AS$2:$BA$2,0)+1,FALSE)","v":6.8762859448550442E-2},{"$f":"P58*VLOOKUP($B58,$AR$36:$AZ$47,MATCH(AM$2,$AS$2:$BA$2,0)+1,FALSE)","v":5.4320926313733053E-6},{"$f":"Q58*VLOOKUP($B58,$AR$36:$AZ$47,MATCH(AN$2,$AS$2:$BA$2,0)+1,FALSE)","v":1.5715034593974391E-3},{"$f":"R58*VLOOKUP($B58,$AR$36:$BA$47,MATCH(AO$2,$AS$2:$BA$2,0)+1,FALSE)","v":0},0.96901939450294949]
[2006,1,3,9,null,2013,1,3,9,0.29911651640479003,0.50029712997493303,0,0.12119636730734594,0.11785640000000003,7.9518000000000005E-2,0,1.844841099551928E-3,0,1.1198292547866209,null,null,0.28318990132944166,0.10615126471665905,0.44258278687001995,9.2894037858622824E-2,7.3302613183500398E-2,0,0,1.3484631500345877E-3,0,0.99946906710827843,null,{"$f":"J59*VLOOKUP($B59,$AR$36:$AZ$47,MATCH(AG$2,$AS$2:$BA$2,0)+1,FALSE)","v":0.28698660439283175},{"$f":"K59*VLOOKUP($B59,$AR$36:$AZ$47,MATCH(AH$2,$AS$2:$BA$2,0)+1,FALSE)","v":0.42272280549217806},{"$f":"L59*VLOOKUP($B59,$AR$36:$AZ$47,MATCH(AI$2,$AS$2:$BA$2,0)+1,FALSE)","v":0},{"$f":"M59*VLOOKUP($B59,$AR$36:$AZ$47,MATCH(AJ$2,$AS$2:$BA$2,0)+1,FALSE)","v":0.10418514332485465},{"$f":"N59*VLOOKUP($B59,$AR$36:$AZ$47,MATCH(AK$2,$AS$2:$BA$2,0)+1,FALSE)","v":9.2179984486556163E-2},{"$f":"O59*VLOOKUP($B59,$AR$36:$AZ$47,MATCH(AL$2,$AS$2:$BA$2,0)+1,FALSE)","v":7.0470609447356461E-2},{"$f":"P59*VLOOKUP($B59,$AR$36:$AZ$47,MATCH(AM$2,$AS$2:$BA$2,0)+1,FALSE)","v":0},{"$f":"Q59*VLOOKUP($B59,$AR$36:$AZ$47,MATCH(AN$2,$AS$2:$BA$2,0)+1,FALSE)","v":1.4098715321122319E-3},{"$f":"R59*VLOOKUP($B59,$AR$36:$BA$47,MATCH(AO$2,$AS$2:$BA$2,0)+1,FALSE)","v":0},0.97795501867588941]
[2006,1,3,10,null,2013,1,3,10,0.27990434351361765,0.51589408043739904,0,0.12595155614836365,0.12009310000000004,8.0846000000000001E-2,0,1.844841099551928E-3,0,1.1245339211989323,null,null,0.26500069061393416,0.11031615282886222,0.45638047106360646,9.4656997651034469E-2,7.4526812362399372E-2,0,0,1.3484631500345877E-3,0,1.0022295876698715,null,{"$f":"J60*VLOOKUP($B60,$AR$36:$AZ$47,MATCH(AG$2,$AS$2:$BA$2,0)+1,FALSE)","v":0.26855353246716096},{"$f":"K60*VLOOKUP($B60,$AR$36:$AZ$47,MATCH(AH$2,$AS$2:$BA$2,0)+1,FALSE)","v":0.43590134732580099},{"$f":"L60*VLOOKUP($B60,$AR$36:$AZ$47,MATCH(AI$2,$AS$2:$BA$2,0)+1,FALSE)","v":0},{"$f":"M60*VLOOKUP($B60,$AR$36:$AZ$47,MATCH(AJ$2,$AS$2:$BA$2,0)+1,FALSE)","v":0.10827288986334477},{"$f":"N60*VLOOKUP($B60,$AR$36:$AZ$47,MATCH(AK$2,$AS$2:$BA$2,0)+1,FALSE)","v":9.3929392845381654E-2},{"$f":"O60*VLOOKUP($B60,$AR$36:$AZ$47,MATCH(AL$2,$AS$2:$BA$2,0)+1,FALSE)","v":7.1647512404499361E-2},{"$f":"P60*VLOOKUP($B60,$AR$36:$AZ$47,MATCH(AM$2,$AS$2:$BA$2,0)+1,FALSE)","v":0},{"$f":"Q60*VLOOKUP($B60,$AR$36:$AZ$47,MATCH(AN$2,$AS$2:$BA$2,0)+1,FALSE)","v":1.4098715321122319E-3},{"$f":"R60*VLOOKUP($B60,$AR$36:$BA$47,MATCH(AO$2,$AS$2:$BA$2,0)+1,FALSE)","v":0},0.97971454643830003]
[2006,1,3,11,null,2013,1,3,11,0.26737732506213141,0.51574292997177151,0,0.12517836937944651,0.12086630000000002,8.1838999999999995E-2,0,1.844841099551928E-3,0,1.1128487655129014,null,null,0.25314067979986171,0.10963894809734906,0.45624675733569148,9.526643142020004E-2,7.5442196236380293E-2,0,0,1.3484631500345877E-3,0,0.99108347603951719,null,{"$f":"J61*VLOOKUP($B61,$AR$36:$AZ$47,MATCH(AG$2,$AS$2:$BA$2,0)+1,FALSE)","v":0.25653451549086936},{"$f":"K61*VLOOKUP($B61,$AR$36:$AZ$47,MATCH(AH$2,$AS$2:$BA$2,0)+1,FALSE)","v":0.43577363372311712},{"$f":"L61*VLOOKUP($B61,$AR$36:$AZ$47,MATCH(AI$2,$AS$2:$BA$2,0)+1,FALSE)","v":0},{"$f":"M61*VLOOKUP($B61,$AR$36:$AZ$47,MATCH(AJ$2,$AS$2:$BA$2,0)+1,FALSE)","v":0.10760822823918707},{"$f":"N61*VLOOKUP($B61,$AR$36:$AZ$47,MATCH(AK$2,$AS$2:$BA$2,0)+1,FALSE)","v":9.4534142048691816E-2},{"$f":"O61*VLOOKUP($B61,$AR$36:$AZ$47,MATCH(AL$2,$AS$2:$BA$2,0)+1,FALSE)","v":7.2527530956037686E-2},{"$f":"P61*VLOOKUP($B61,$AR$36:$AZ$47,MATCH(AM$2,$AS$2:$BA$2,0)+1,FALSE)","v":0},{"$f":"Q61*VLOOKUP($B61,$AR$36:$AZ$47,MATCH(AN$2,$AS$2:$BA$2,0)+1,FALSE)","v":1.4098715321122319E-3},{"$f":"R61*VLOOKUP($B61,$AR$36:$BA$47,MATCH(AO$2,$AS$2:$BA$2,0)+1,FALSE)","v":0},0.96838792199001522]
[2006,1,3,12,null,2013,1,3,12,0.27230040061788757,0.51127271622678672,0,0.12063121737510739,0.12089219999999996,8.1851999999999994E-2,0,1.844841099551928E-3,0,1.1087933753193335,null,null,0.25780162362746795,0.105656271497023,0.45229222803975255,9.5286845717434066E-2,7.5454180113884578E-2,0,0,1.3484631500345877E-3,0,0.98783961214559668,null,{"$f":"J62*VLOOKUP($B62,$AR$36:$AZ$47,MATCH(AG$2,$AS$2:$BA$2,0)+1,FALSE)","v":0.26125794819828901},{"$f":"K62*VLOOKUP($B62,$AR$36:$AZ$47,MATCH(AH$2,$AS$2:$BA$2,0)+1,FALSE)","v":0.43199655569845535},{"$f":"L62*VLOOKUP($B62,$AR$36:$AZ$47,MATCH(AI$2,$AS$2:$BA$2,0)+1,FALSE)","v":0},{"$f":"M62*VLOOKUP($B62,$AR$36:$AZ$47,MATCH(AJ$2,$AS$2:$BA$2,0)+1,FALSE)","v":0.10369931831212148},{"$f":"N62*VLOOKUP($B62,$AR$36:$AZ$47,MATCH(AK$2,$AS$2:$BA$2,0)+1,FALSE)","v":9.4554399426298771E-2},{"$f":"O62*VLOOKUP($B62,$AR$36:$AZ$47,MATCH(AL$2,$AS$2:$BA$2,0)+1,FALSE)","v":7.2539051843419355E-2},{"$f":"P62*VLOOKUP($B62,$AR$36:$AZ$47,MATCH(AM$2,$AS$2:$BA$2,0)+1,FALSE)","v":0},{"$f":"Q62*VLOOKUP($B62,$AR$36:$AZ$47,MATCH(AN$2,$AS$2:$BA$2,0)+1,FALSE)","v":1.4098715321122319E-3},{"$f":"R62*VLOOKUP($B62,$AR$36:$BA$47,MATCH(AO$2,$AS$2:$BA$2,0)+1,FALSE)","v":0},0.96545714501069624]
[2006,1,3,13,null,2013,1,3,13,0.27367951175727045,0.50747796903225773,0,0.11925587703003283,0.12062270000000003,8.1345000000000001E-2,0,1.844841099551928E-3,0,1.1042258989191129,null,null,0.25910730327424358,0.10445166346883615,0.44893524338364232,9.50744266786471E-2,7.4986808891217588E-2,0,0,1.3484631500345877E-3,0,0.98390390884662127,null,{"$f":"J63*VLOOKUP($B63,$AR$36:$AZ$47,MATCH(AG$2,$AS$2:$BA$2,0)+1,FALSE)","v":0.26258113298169367},{"$f":"K63*VLOOKUP($B63,$AR$36:$AZ$47,MATCH(AH$2,$AS$2:$BA$2,0)+1,FALSE)","v":0.42879020874162743},{"$f":"L63*VLOOKUP($B63,$AR$36:$AZ$47,MATCH(AI$2,$AS$2:$BA$2,0)+1,FALSE)","v":0},{"$f":"M63*VLOOKUP($B63,$AR$36:$AZ$47,MATCH(AJ$2,$AS$2:$BA$2,0)+1,FALSE)","v":0.10251702189387428},{"$f":"N63*VLOOKUP($B63,$AR$36:$AZ$47,MATCH(AK$2,$AS$2:$BA$2,0)+1,FALSE)","v":9.434361319984759E-2},{"$f":"O63*VLOOKUP($B63,$AR$36:$AZ$47,MATCH(AL$2,$AS$2:$BA$2,0)+1,FALSE)","v":7.2089737235534232E-2},{"$f":"P63*VLOOKUP($B63,$AR$36:$AZ$47,MATCH(AM$2,$AS$2:$BA$2,0)+1,FALSE)","v":0},{"$f":"Q63*VLOOKUP($B63,$AR$36:$AZ$47,MATCH(AN$2,$AS$2:$BA$2,0)+1,FALSE)","v":1.4098715321122319E-3},{"$f":"R63*VLOOKUP($B63,$AR$36:$BA$47,MATCH(AO$2,$AS$2:$BA$2,0)+1,FALSE)","v":0},0.96173158558468952]
[2006,1,3,14,null,2013,1,3,14,0.26814263663611615,0.50240940494217368,0,0.11306166203761341,0.12039010000000004,8.0888000000000002E-2,0,1.844841099551928E-3,0,1.0867366447154552,null,null,0.25386524195954441,9.9026387365429722E-2,0.44445138951757857,9.4891092101942617E-2,7.4565529505105518E-2,0,0,1.3484631500345877E-3,0,0.96814810359963543,null,{"$f":"J64*VLOOKUP($B64,$AR$36:$AZ$47,MATCH(AG$2,$AS$2:$BA$2,0)+1,FALSE)","v":0.25726879179416512},{"$f":"K64*VLOOKUP($B64,$AR$36:$AZ$47,MATCH(AH$2,$AS$2:$BA$2,0)+1,FALSE)","v":0.42450755848519961},{"$f":"L64*VLOOKUP($B64,$AR$36:$AZ$47,MATCH(AI$2,$AS$2:$BA$2,0)+1,FALSE)","v":0},{"$f":"M64*VLOOKUP($B64,$AR$36:$AZ$47,MATCH(AJ$2,$AS$2:$BA$2,0)+1,FALSE)","v":9.7192232124114694E-2},{"$f":"N64*VLOOKUP($B64,$AR$36:$AZ$47,MATCH(AK$2,$AS$2:$BA$2,0)+1,FALSE)","v":9.4161687870450358E-2},{"$f":"O64*VLOOKUP($B64,$AR$36:$AZ$47,MATCH(AL$2,$AS$2:$BA$2,0)+1,FALSE)","v":7.1684733732963218E-2},{"$f":"P64*VLOOKUP($B64,$AR$36:$AZ$47,MATCH(AM$2,$AS$2:$BA$2,0)+1,FALSE)","v":0},{"$f":"Q64*VLOOKUP($B64,$AR$36:$AZ$47,MATCH(AN$2,$AS$2:$BA$2,0)+1,FALSE)","v":1.4098715321122319E-3},{"$f":"R64*VLOOKUP($B64,$AR$36:$BA$47,MATCH(AO$2,$AS$2:$BA$2,0)+1,FALSE)","v":0},0.94622487553900525]
[2006,1,3,15,null,2013,1,3,15,0.27561432383915974,0.48962289778560475,0,0.10221682977467175,0.11956339999999996,8.0222000000000002E-2,0,1.844841099551928E-3,0,1.0690842924989881,null,null,0.26093909527672782,8.9527813390584951E-2,0.43313993551828961,9.4239489803741319E-2,7.3951586242193834E-2,0,0,1.3484631500345877E-3,0,0.95314638338157198,null,{"$f":"J65*VLOOKUP($B65,$AR$36:$AZ$47,MATCH(AG$2,$AS$2:$BA$2,0)+1,FALSE)","v":0.26443748366467701},{"$f":"K65*VLOOKUP($B65,$AR$36:$AZ$47,MATCH(AH$2,$AS$2:$BA$2,0)+1,FALSE)","v":0.41370368244069494},{"$f":"L65*VLOOKUP($B65,$AR$36:$AZ$47,MATCH(AI$2,$AS$2:$BA$2,0)+1,FALSE)","v":0},{"$f":"M65*VLOOKUP($B65,$AR$36:$AZ$47,MATCH(AJ$2,$AS$2:$BA$2,0)+1,FALSE)","v":8.7869589632831868E-2},{"$f":"N65*VLOOKUP($B65,$AR$36:$AZ$47,MATCH(AK$2,$AS$2:$BA$2,0)+1,FALSE)","v":9.3515094277102501E-2},{"$f":"O65*VLOOKUP($B65,$AR$36:$AZ$47,MATCH(AL$2,$AS$2:$BA$2,0)+1,FALSE)","v":7.1094509810179202E-2},{"$f":"P65*VLOOKUP($B65,$AR$36:$AZ$47,MATCH(AM$2,$AS$2:$BA$2,0)+1,FALSE)","v":0},{"$f":"Q65*VLOOKUP($B65,$AR$36:$AZ$47,MATCH(AN$2,$AS$2:$BA$2,0)+1,FALSE)","v":1.4098715321122319E-3},{"$f":"R65*VLOOKUP($B65,$AR$36:$BA$47,MATCH(AO$2,$AS$2:$BA$2,0)+1,FALSE)","v":0},0.93203023135759777]
[2006,1,3,16,null,2013,1,3,16,0.30389669006560788,0.48674385018546718,0,0.10346104497123927,0.11816269999999997,7.9144000000000006E-2,0,1.844841099551928E-3,0,1.0932531263218663,null,null,0.28771555214811012,9.0617573914185415E-2,0.43059301523021171,9.3135462539811892E-2,7.2957846246069519E-2,0,0,1.3484631500345877E-3,0,0.9763679132284232,null,{"$f":"J66*VLOOKUP($B66,$AR$36:$AZ$47,MATCH(AG$2,$AS$2:$BA$2,0)+1,FALSE)","v":0.29157293022938191},{"$f":"K66*VLOOKUP($B66,$AR$36:$AZ$47,MATCH(AH$2,$AS$2:$BA$2,0)+1,FALSE)","v":0.41127104989943558},{"$f":"L66*VLOOKUP($B66,$AR$36:$AZ$47,MATCH(AI$2,$AS$2:$BA$2,0)+1,FALSE)","v":0},{"$f":"M66*VLOOKUP($B66,$AR$36:$AZ$47,MATCH(AJ$2,$AS$2:$BA$2,0)+1,FALSE)","v":8.8939165738628992E-2},{"$f":"N66*VLOOKUP($B66,$AR$36:$AZ$47,MATCH(AK$2,$AS$2:$BA$2,0)+1,FALSE)","v":9.2419553396248189E-2},{"$f":"O66*VLOOKUP($B66,$AR$36:$AZ$47,MATCH(AL$2,$AS$2:$BA$2,0)+1,FALSE)","v":7.0139162379606879E-2},{"$f":"P66*VLOOKUP($B66,$AR$36:$AZ$47,MATCH(AM$2,$AS$2:$BA$2,0)+1,FALSE)","v":0},{"$f":"Q66*VLOOKUP($B66,$AR$36:$AZ$47,MATCH(AN$2,$AS$2:$BA$2,0)+1,FALSE)","v":1.4098715321122319E-3},{"$f":"R66*VLOOKUP($B66,$AR$36:$BA$47,MATCH(AO$2,$AS$2:$BA$2,0)+1,FALSE)","v":0},0.95575173317541395]
[2006,1,3,17,null,2013,1,3,17,0.35201203866484609,0.48779342936197095,2.6657277015437559E-3,0.10653983512792997,0.11634209999999999,7.7804999999999999E-2,5.426896114886352E-6,1.9505901751463563E-3,0,1.145114147927552,null,null,{"$f":"$J67*$AS$6","v":0.33326897389166371},{"$f":"$M67*$AV$6","v":9.3314168508486506E-2},{"$f":"$K67*$AT$6","v":0.4315215148140511},{"$f":"$N67*$AW$6","v":9.170047143771301E-2},{"$f":"$O67*$AX$6","v":7.172350686312845E-2},{"$f":"$L67*$AU$6","v":1.490843805204657E-3},{"$f":"$P67*$AY$6","v":2.716046315686648E-6},{"$f":"$Q67*$AZ$6","v":1.4257590925544842E-3},0,{"$f":"SUM(V67:AD67)","v":1.0244479544591174},null,{"$f":"J67*VLOOKUP($B67,$AR$36:$AZ$47,MATCH(AG$2,$AS$2:$BA$2,0)+1,FALSE)","v":0.33773708284670506},{"$f":"K67*VLOOKUP($B67,$AR$36:$AZ$47,MATCH(AH$2,$AS$2:$BA$2,0)+1,FALSE)","v":0.41215788499701067},{"$f":"L67*VLOOKUP($B67,$AR$36:$AZ$47,MATCH(AI$2,$AS$2:$BA$2,0)+1,FALSE)","v":1.9705640713515659E-3},{"$f":"M67*VLOOKUP($B67,$AR$36:$AZ$47,MATCH(AJ$2,$AS$2:$BA$2,0)+1,FALSE)","v":9.1585814321160641E-2},{"$f":"N67*VLOOKUP($B67,$AR$36:$AZ$47,MATCH(AK$2,$AS$2:$BA$2,0)+1,FALSE)","v":9.0995592713958365E-2},{"$f":"O67*VLOOKUP($B67,$AR$36:$AZ$47,MATCH(AL$2,$AS$2:$BA$2,0)+1,FALSE)","v":6.8952510979294862E-2},{"$f":"P67*VLOOKUP($B67,$AR$36:$AZ$47,MATCH(AM$2,$AS$2:$BA$2,0)+1,FALSE)","v":2.716046315686648E-6},{"$f":"Q67*VLOOKUP($B67,$AR$36:$AZ$47,MATCH(AN$2,$AS$2:$BA$2,0)+1,FALSE)","v":1.4906874957548353E-3},{"$f":"R67*VLOOKUP($B67,$AR$36:$BA$47,MATCH(AO$2,$AS$2:$BA$2,0)+1,FALSE)","v":0},1.0048928534715516]
[2006,1,3,18,null,2013,1,3,18,0.42162515427477876,0.49289516783932419,8.4180874785592386E-3,0.12093242078644184,0.11383510000000002,7.6629000000000003E-2,1.71375666785885E-5,2.1787855487974887E-3,0,1.2365308534945803,null,null,0.3991755028181157,0.10592008404982867,0.43603471606567956,8.9724462049070863E-2,7.063942686735647E-2,4.7079278059094483E-3,8.5769883653262672E-6,1.5925556000974171E-3,{"$f":"$R68*$BA$6","v":0},1.1078032522444234,null,{"$f":"J68*VLOOKUP($B68,$AR$36:$AZ$47,MATCH(AG$2,$AS$2:$BA$2,0)+1,FALSE)","v":0.40452721503407052},{"$f":"K68*VLOOKUP($B68,$AR$36:$AZ$47,MATCH(AH$2,$AS$2:$BA$2,0)+1,FALSE)","v":0.41646856573615904},{"$f":"L68*VLOOKUP($B68,$AR$36:$AZ$47,MATCH(AI$2,$AS$2:$BA$2,0)+1,FALSE)","v":6.2228339095312677E-3},{"$f":"M68*VLOOKUP($B68,$AR$36:$AZ$47,MATCH(AJ$2,$AS$2:$BA$2,0)+1,FALSE)","v":0.10395824455947537},{"$f":"N68*VLOOKUP($B68,$AR$36:$AZ$47,MATCH(AK$2,$AS$2:$BA$2,0)+1,FALSE)","v":8.9034772418176436E-2},{"$f":"O68*VLOOKUP($B68,$AR$36:$AZ$47,MATCH(AL$2,$AS$2:$BA$2,0)+1,FALSE)","v":6.7910313782306872E-2},{"$f":"P68*VLOOKUP($B68,$AR$36:$AZ$47,MATCH(AM$2,$AS$2:$BA$2,0)+1,FALSE)","v":8.5769883653262672E-6},{"$f":"Q68*VLOOKUP($B68,$AR$36:$AZ$47,MATCH(AN$2,$AS$2:$BA$2,0)+1,FALSE)","v":1.66507983835203E-3},{"$f":"R68*VLOOKUP($B68,$AR$36:$BA$47,MATCH(AO$2,$AS$2:$BA$2,0)+1,FALSE)","v":0},{"$f":"SUM(AG68:AO68)","v":1.0897956022664368}]
[2006,1,3,19,null,2013,1,3,19,0.46527172166822711,0.46122668504960829,8.4180874785592386E-3,0.10211830281005037,0.1057514,7.2391999999999998E-2,1.71375666785885E-5,2.1787855487974887E-3,0,1.2173741201219213,null,null,0.44049808594419254,8.9441517389016428E-2,0.40801951364043287,8.3352915541305889E-2,6.6733604637691596E-2,4.7079278059094483E-3,8.5769883653262672E-6,1.5925556000974171E-3,0,1.0943546975470118,null,{"$f":"J69*VLOOKUP($B69,$AR$36:$AZ$47,MATCH(AG$2,$AS$2:$BA$2,0)+1,FALSE)","v":0.44640380653829026},{"$f":"K69*VLOOKUP($B69,$AR$36:$AZ$47,MATCH(AH$2,$AS$2:$BA$2,0)+1,FALSE)","v":0.38971048720946388},{"$f":"L69*VLOOKUP($B69,$AR$36:$AZ$47,MATCH(AI$2,$AS$2:$BA$2,0)+1,FALSE)","v":6.2228339095312677E-3},{"$f":"M69*VLOOKUP($B69,$AR$36:$AZ$47,MATCH(AJ$2,$AS$2:$BA$2,0)+1,FALSE)","v":8.7784891995778019E-2},{"$f":"N69*VLOOKUP($B69,$AR$36:$AZ$47,MATCH(AK$2,$AS$2:$BA$2,0)+1,FALSE)","v":8.2712202404210483E-2},{"$f":"O69*VLOOKUP($B69,$AR$36:$AZ$47,MATCH(AL$2,$AS$2:$BA$2,0)+1,FALSE)","v":6.4155390717988731E-2},{"$f":"P69*VLOOKUP($B69,$AR$36:$AZ$47,MATCH(AM$2,$AS$2:$BA$2,0)+1,FALSE)","v":8.5769883653262672E-6},{"$f":"Q69*VLOOKUP($B69,$AR$36:$AZ$47,MATCH(AN$2,$AS$2:$BA$2,0)+1,FALSE)","v":1.66507983835203E-3},{"$f":"R69*VLOOKUP($B69,$AR$36:$BA$47,MATCH(AO$2,$AS$2:$BA$2,0)+1,FALSE)","v":0},1.07866326960198]
[2006,1,3,20,null,2013,1,3,20,0.46491804844335743,0.44488728620280782,8.4180874785592386E-3,9.6500327549271306E-2,0.1019007,7.0097999999999994E-2,1.71375666785885E-5,2.1787855487974887E-3,0,1.1889183727894721,null,null,0.44016324423482278,8.4520947636572585E-2,0.39356503000635712,8.0317806106585343E-2,6.4618911176551358E-2,4.7079278059094483E-3,8.5769883653262672E-6,1.5925556000974171E-3,0,1.0694949995552614,null,{"$f":"J70*VLOOKUP($B70,$AR$36:$AZ$47,MATCH(AG$2,$AS$2:$BA$2,0)+1,FALSE)","v":0.44606447563443385},{"$f":"K70*VLOOKUP($B70,$AR$36:$AZ$47,MATCH(AH$2,$AS$2:$BA$2,0)+1,FALSE)","v":0.3759046184431945},{"$f":"L70*VLOOKUP($B70,$AR$36:$AZ$47,MATCH(AI$2,$AS$2:$BA$2,0)+1,FALSE)","v":6.2228339095312677E-3},{"$f":"M70*VLOOKUP($B70,$AR$36:$AZ$47,MATCH(AJ$2,$AS$2:$BA$2,0)+1,FALSE)","v":8.2955460464588238E-2},{"$f":"N70*VLOOKUP($B70,$AR$36:$AZ$47,MATCH(AK$2,$AS$2:$BA$2,0)+1,FALSE)","v":7.970042310107224E-2},{"$f":"O70*VLOOKUP($B70,$AR$36:$AZ$47,MATCH(AL$2,$AS$2:$BA$2,0)+1,FALSE)","v":6.212239720617712E-2},{"$f":"P70*VLOOKUP($B70,$AR$36:$AZ$47,MATCH(AM$2,$AS$2:$BA$2,0)+1,FALSE)","v":8.5769883653262672E-6},{"$f":"Q70*VLOOKUP($B70,$AR$36:$AZ$47,MATCH(AN$2,$AS$2:$BA$2,0)+1,FALSE)","v":1.66507983835203E-3},{"$f":"R70*VLOOKUP($B70,$AR$36:$BA$47,MATCH(AO$2,$AS$2:$BA$2,0)+1,FALSE)","v":0},1.0546438655857144]
[2006,1,3,21,null,2013,1,3,21,0.43588704671153344,0.44234774305823293,8.4180874785592386E-3,0.109237099526541,9.9029499999999979E-2,6.8659999999999999E-2,1.71375666785885E-5,2.1787855487974887E-3,0,1.1657753998903428,null,null,0.41267801334638754,9.5676599277237984E-2,0.3913184488949305,7.805473544177903E-2,6.3293309957231536E-2,4.7079278059094483E-3,8.5769883653262672E-6,1.5925556000974171E-3,0,1.0473301673119388,null,{"$f":"J71*VLOOKUP($B71,$AR$36:$AZ$47,MATCH(AG$2,$AS$2:$BA$2,0)+1,FALSE)","v":0.4182107525793563},{"$f":"K71*VLOOKUP($B71,$AR$36:$AZ$47,MATCH(AH$2,$AS$2:$BA$2,0)+1,FALSE)","v":0.37375884798315423},{"$f":"L71*VLOOKUP($B71,$AR$36:$AZ$47,MATCH(AI$2,$AS$2:$BA$2,0)+1,FALSE)","v":6.2228339095312677E-3},{"$f":"M71*VLOOKUP($B71,$AR$36:$AZ$47,MATCH(AJ$2,$AS$2:$BA$2,0)+1,FALSE)","v":9.3904488421694382E-2},{"$f":"N71*VLOOKUP($B71,$AR$36:$AZ$47,MATCH(AK$2,$AS$2:$BA$2,0)+1,FALSE)","v":7.7454748097781786E-2},{"$f":"O71*VLOOKUP($B71,$AR$36:$AZ$47,MATCH(AL$2,$AS$2:$BA$2,0)+1,FALSE)","v":6.0848009817343167E-2},{"$f":"P71*VLOOKUP($B71,$AR$36:$AZ$47,MATCH(AM$2,$AS$2:$BA$2,0)+1,FALSE)","v":8.5769883653262672E-6},{"$f":"Q71*VLOOKUP($B71,$AR$36:$AZ$47,MATCH(AN$2,$AS$2:$BA$2,0)+1,FALSE)","v":1.66507983835203E-3},{"$f":"R71*VLOOKUP($B71,$AR$36:$BA$47,MATCH(AO$2,$AS$2:$BA$2,0)+1,FALSE)","v":0},1.0320733376355784]
[2006,1,3,22,null,2013,1,3,22,0.38654950889476342,0.41880571816527762,8.4180874785592386E-3,0.10620583764278449,9.6008200000000002E-2,6.7954000000000001E-2,1.71375666785885E-5,2.1787855487974887E-3,0,1.086137275296861,null,null,0.36596747848825639,9.3021632880166336E-2,0.37049223510831619,7.5673356436631617E-2,6.264249322507591E-2,4.7079278059094483E-3,8.5769883653262672E-6,1.5925556000974171E-3,0,0.97410625653281868,null,{"$f":"J72*VLOOKUP($B72,$AR$36:$AZ$47,MATCH(AG$2,$AS$2:$BA$2,0)+1,FALSE)","v":0.37087397352976248},{"$f":"K72*VLOOKUP($B72,$AR$36:$AZ$47,MATCH(AH$2,$AS$2:$BA$2,0)+1,FALSE)","v":0.35386716719294986},{"$f":"L72*VLOOKUP($B72,$AR$36:$AZ$47,MATCH(AI$2,$AS$2:$BA$2,0)+1,FALSE)","v":6.2228339095312677E-3},{"$f":"M72*VLOOKUP($B72,$AR$36:$AZ$47,MATCH(AJ$2,$AS$2:$BA$2,0)+1,FALSE)","v":9.1298697003759713E-2},{"$f":"N72*VLOOKUP($B72,$AR$36:$AZ$47,MATCH(AK$2,$AS$2:$BA$2,0)+1,FALSE)","v":7.5091674160946531E-2},{"$f":"O72*VLOOKUP($B72,$AR$36:$AZ$47,MATCH(AL$2,$AS$2:$BA$2,0)+1,FALSE)","v":6.022233701030786E-2},{"$f":"P72*VLOOKUP($B72,$AR$36:$AZ$47,MATCH(AM$2,$AS$2:$BA$2,0)+1,FALSE)","v":8.5769883653262672E-6},{"$f":"Q72*VLOOKUP($B72,$AR$36:$AZ$47,MATCH(AN$2,$AS$2:$BA$2,0)+1,FALSE)","v":1.66507983835203E-3},{"$f":"R72*VLOOKUP($B72,$AR$36:$BA$47,MATCH(AO$2,$AS$2:$BA$2,0)+1,FALSE)","v":0},0.9592503396339751]
[2006,1,3,23,null,2013,1,3,23,0.34252637300952826,0.39620438849609158,8.4180874785592386E-3,0.10826170145596063,9.3172499999999991E-2,6.6235000000000002E-2,1.71375666785885E-5,2.1787855487974887E-3,0,1.0170139735556158,null,null,0.32428837745633254,9.4822285397254069E-2,0.35049819781999991,7.3438266758381665E-2,6.1057855884317377E-2,4.7079278059094483E-3,8.5769883653262672E-6,1.5925556000974171E-3,0,0.91041404371065771,null,{"$f":"J73*VLOOKUP($B73,$AR$36:$AZ$47,MATCH(AG$2,$AS$2:$BA$2,0)+1,FALSE)","v":0.32863608431427571},{"$f":"K73*VLOOKUP($B73,$AR$36:$AZ$47,MATCH(AH$2,$AS$2:$BA$2,0)+1,FALSE)","v":0.33477032071275792},{"$f":"L73*VLOOKUP($B73,$AR$36:$AZ$47,MATCH(AI$2,$AS$2:$BA$2,0)+1,FALSE)","v":6.2228339095312677E-3},{"$f":"M73*VLOOKUP($B73,$AR$36:$AZ$47,MATCH(AJ$2,$AS$2:$BA$2,0)+1,FALSE)","v":9.3065998044136317E-2},{"$f":"N73*VLOOKUP($B73,$AR$36:$AZ$47,MATCH(AK$2,$AS$2:$BA$2,0)+1,FALSE)","v":7.287376506132591E-2},{"$f":"O73*VLOOKUP($B73,$AR$36:$AZ$47,MATCH(AL$2,$AS$2:$BA$2,0)+1,FALSE)","v":5.8698921209608575E-2},{"$f":"P73*VLOOKUP($B73,$AR$36:$AZ$47,MATCH(AM$2,$AS$2:$BA$2,0)+1,FALSE)","v":8.5769883653262672E-6},{"$f":"Q73*VLOOKUP($B73,$AR$36:$AZ$47,MATCH(AN$2,$AS$2:$BA$2,0)+1,FALSE)","v":1.66507983835203E-3},{"$f":"R73*VLOOKUP($B73,$AR$36:$BA$47,MATCH(AO$2,$AS$2:$BA$2,0)+1,FALSE)","v":0},0.89594158007835312]
[2006,1,3,24,null,2013,1,3,24,0.24245144527055473,0.38900823665390671,8.4180874785592386E-3,0.12139660453988145,9.0796800000000011E-2,6.5242999999999995E-2,1.71375666785885E-5,2.1787855487974887E-3,0,0.91951009705837805,null,null,0.22954199149080959,0.10632664485345066,0.34413219500640474,7.1565747610157826E-2,6.0143393847067531E-2,4.7079278059094483E-3,8.5769883653262672E-6,1.5925556000974171E-3,0,0.81801903320226255,null,{"$f":"J74*VLOOKUP($B74,$AR$36:$AZ$47,MATCH(AG$2,$AS$2:$BA$2,0)+1,FALSE)","v":0.23261944156292913},{"$f":"K74*VLOOKUP($B74,$AR$36:$AZ$47,MATCH(AH$2,$AS$2:$BA$2,0)+1,FALSE)","v":0.32868997902535207},{"$f":"L74*VLOOKUP($B74,$AR$36:$AZ$47,MATCH(AI$2,$AS$2:$BA$2,0)+1,FALSE)","v":6.2228339095312677E-3},{"$f":"M74*VLOOKUP($B74,$AR$36:$AZ$47,MATCH(AJ$2,$AS$2:$BA$2,0)+1,FALSE)","v":0.1043572750911293},{"$f":"N74*VLOOKUP($B74,$AR$36:$AZ$47,MATCH(AK$2,$AS$2:$BA$2,0)+1,FALSE)","v":7.101563950221576E-2},{"$f":"O74*VLOOKUP($B74,$AR$36:$AZ$47,MATCH(AL$2,$AS$2:$BA$2,0)+1,FALSE)","v":5.7819788880176526E-2},{"$f":"P74*VLOOKUP($B74,$AR$36:$AZ$47,MATCH(AM$2,$AS$2:$BA$2,0)+1,FALSE)","v":8.5769883653262672E-6},{"$f":"Q74*VLOOKUP($B74,$AR$36:$AZ$47,MATCH(AN$2,$AS$2:$BA$2,0)+1,FALSE)","v":1.66507983835203E-3},{"$f":"R74*VLOOKUP($B74,$AR$36:$BA$47,MATCH(AO$2,$AS$2:$BA$2,0)+1,FALSE)","v":0},0.80239861479805141]
[2006,1,4,1,null,2013,1,4,1,0.2335730199504901,0.34410655735520101,8.4180874785592386E-3,9.2207823706526471E-2,9.0036900000000017E-2,6.4175999999999997E-2,1.71375666785885E-5,2.1787855487974887E-3,0,0.83471431160625276,null,null,0.22113630256205988,8.0761307625639142E-2,0.30441037937224197,7.0966796858490819E-2,5.9159794054985303E-2,4.7079278059094483E-3,8.5769883653262672E-6,1.5925556000974171E-3,0,0.74274364086778932,null,{"$f":"J75*VLOOKUP($B75,$AR$36:$AZ$47,MATCH(AG$2,$AS$2:$BA$2,0)+1,FALSE)","v":0.22410105827341351},{"$f":"K75*VLOOKUP($B75,$AR$36:$AZ$47,MATCH(AH$2,$AS$2:$BA$2,0)+1,FALSE)","v":0.2907505971915807},{"$f":"L75*VLOOKUP($B75,$AR$36:$AZ$47,MATCH(AI$2,$AS$2:$BA$2,0)+1,FALSE)","v":6.2228339095312677E-3},{"$f":"M75*VLOOKUP($B75,$AR$36:$AZ$47,MATCH(AJ$2,$AS$2:$BA$2,0)+1,FALSE)","v":7.9265456069120249E-2},{"$f":"N75*VLOOKUP($B75,$AR$36:$AZ$47,MATCH(AK$2,$AS$2:$BA$2,0)+1,FALSE)","v":7.042129273605513E-2},{"$f":"O75*VLOOKUP($B75,$AR$36:$AZ$47,MATCH(AL$2,$AS$2:$BA$2,0)+1,FALSE)","v":5.6874189892773305E-2},{"$f":"P75*VLOOKUP($B75,$AR$36:$AZ$47,MATCH(AM$2,$AS$2:$BA$2,0)+1,FALSE)","v":8.5769883653262672E-6},{"$f":"Q75*VLOOKUP($B75,$AR$36:$AZ$47,MATCH(AN$2,$AS$2:$BA$2,0)+1,FALSE)","v":1.66507983835203E-3},{"$f":"R75*VLOOKUP($B75,$AR$36:$BA$47,MATCH(AO$2,$AS$2:$BA$2,0)+1,FALSE)","v":0},0.72930908489919155]
[2006,1,4,2,null,2013,1,4,2,0.21942549151880908,0.33491008880400192,8.4180874785592386E-3,8.6502737431888077E-2,8.9263199999999959E-2,6.3933000000000004E-2,1.71375666785885E-5,2.1787855487974887E-3,0,0.80464852834873424,null,null,0.20774206666770573,7.5764440666460819E-2,0.29627481664983313,7.0356968990922988E-2,5.8935787729328344E-2,4.7079278059094483E-3,8.5769883653262672E-6,1.5925556000974171E-3,0,0.71538314109862333,null,{"$f":"J76*VLOOKUP($B76,$AR$36:$AZ$47,MATCH(AG$2,$AS$2:$BA$2,0)+1,FALSE)","v":0.21052724699090766},{"$f":"K76*VLOOKUP($B76,$AR$36:$AZ$47,MATCH(AH$2,$AS$2:$BA$2,0)+1,FALSE)","v":0.28298010091314263},{"$f":"L76*VLOOKUP($B76,$AR$36:$AZ$47,MATCH(AI$2,$AS$2:$BA$2,0)+1,FALSE)","v":6.2228339095312677E-3},{"$f":"M76*VLOOKUP($B76,$AR$36:$AZ$47,MATCH(AJ$2,$AS$2:$BA$2,0)+1,FALSE)","v":7.4361140499194456E-2},{"$f":"N76*VLOOKUP($B76,$AR$36:$AZ$47,MATCH(AK$2,$AS$2:$BA$2,0)+1,FALSE)","v":6.9816152463679143E-2},{"$f":"O76*VLOOKUP($B76,$AR$36:$AZ$47,MATCH(AL$2,$AS$2:$BA$2,0)+1,FALSE)","v":5.6658837920946711E-2},{"$f":"P76*VLOOKUP($B76,$AR$36:$AZ$47,MATCH(AM$2,$AS$2:$BA$2,0)+1,FALSE)","v":8.5769883653262672E-6},{"$f":"Q76*VLOOKUP($B76,$AR$36:$AZ$47,MATCH(AN$2,$AS$2:$BA$2,0)+1,FALSE)","v":1.66507983835203E-3},{"$f":"R76*VLOOKUP($B76,$AR$36:$BA$47,MATCH(AO$2,$AS$2:$BA$2,0)+1,FALSE)","v":0},0.70223996952411916]
[2006,1,4,3,null,2013,1,4,3,0.21680170123231954,0.33166991107885374,8.4180874785592386E-3,8.6310095789052188E-2,8.9082999999999996E-2,6.3866000000000006E-2,1.71375666785885E-5,2.1787855487974887E-3,0,0.79834471869426071,null,null,0.20525798146481913,7.5595713216303276E-2,0.29340842625574454,7.021493592676932E-2,5.8874024668344738E-2,4.7079278059094483E-3,8.5769883653262672E-6,1.5925556000974171E-3,0,0.70966014192635318,null,{"$f":"J77*VLOOKUP($B77,$AR$36:$AZ$47,MATCH(AG$2,$AS$2:$BA$2,0)+1,FALSE)","v":0.20800985786773563},{"$f":"K77*VLOOKUP($B77,$AR$36:$AZ$47,MATCH(AH$2,$AS$2:$BA$2,0)+1,FALSE)","v":0.28024233382194119},{"$f":"L77*VLOOKUP($B77,$AR$36:$AZ$47,MATCH(AI$2,$AS$2:$BA$2,0)+1,FALSE)","v":6.2228339095312677E-3},{"$f":"M77*VLOOKUP($B77,$AR$36:$AZ$47,MATCH(AJ$2,$AS$2:$BA$2,0)+1,FALSE)","v":7.4195538199264985E-2},{"$f":"N77*VLOOKUP($B77,$AR$36:$AZ$47,MATCH(AK$2,$AS$2:$BA$2,0)+1,FALSE)","v":6.9675211172374865E-2},{"$f":"O77*VLOOKUP($B77,$AR$36:$AZ$47,MATCH(AL$2,$AS$2:$BA$2,0)+1,FALSE)","v":5.6599461039825799E-2},{"$f":"P77*VLOOKUP($B77,$AR$36:$AZ$47,MATCH(AM$2,$AS$2:$BA$2,0)+1,FALSE)","v":8.5769883653262672E-6},{"$f":"Q77*VLOOKUP($B77,$AR$36:$AZ$47,MATCH(AN$2,$AS$2:$BA$2,0)+1,FALSE)","v":1.66507983835203E-3},{"$f":"R77*VLOOKUP($B77,$AR$36:$BA$47,MATCH(AO$2,$AS$2:$BA$2,0)+1,FALSE)","v":0},0.69661889283739109]
[2006,1,4,4,null,2013,1,4,4,0.2175566542618666,0.33066957463909774,8.4180874785592386E-3,8.4526194743110017E-2,8.8760399999999962E-2,6.3912999999999998E-2,1.71375666785885E-5,2.1787855487974887E-3,0,0.79603983423810953,null,null,0.2059727366261706,7.4033262489740501E-2,0.29252348876002671,6.9960663637668383E-2,5.8917350994706366E-2,4.7079278059094483E-3,8.5769883653262672E-6,1.5925556000974171E-3,0,0.70771656290268481,null,{"$f":"J78*VLOOKUP($B78,$AR$36:$AZ$47,MATCH(AG$2,$AS$2:$BA$2,0)+1,FALSE)","v":0.20873419569110271},{"$f":"K78*VLOOKUP($B78,$AR$36:$AZ$47,MATCH(AH$2,$AS$2:$BA$2,0)+1,FALSE)","v":0.2793971060544525},{"$f":"L78*VLOOKUP($B78,$AR$36:$AZ$47,MATCH(AI$2,$AS$2:$BA$2,0)+1,FALSE)","v":6.2228339095312677E-3},{"$f":"M78*VLOOKUP($B78,$AR$36:$AZ$47,MATCH(AJ$2,$AS$2:$BA$2,0)+1,FALSE)","v":7.2662027003524907E-2},{"$f":"N78*VLOOKUP($B78,$AR$36:$AZ$47,MATCH(AK$2,$AS$2:$BA$2,0)+1,FALSE)","v":6.9422893411138595E-2},{"$f":"O78*VLOOKUP($B78,$AR$36:$AZ$47,MATCH(AL$2,$AS$2:$BA$2,0)+1,FALSE)","v":5.6641113478821059E-2},{"$f":"P78*VLOOKUP($B78,$AR$36:$AZ$47,MATCH(AM$2,$AS$2:$BA$2,0)+1,FALSE)","v":8.5769883653262672E-6},{"$f":"Q78*VLOOKUP($B78,$AR$36:$AZ$47,MATCH(AN$2,$AS$2:$BA$2,0)+1,FALSE)","v":1.66507983835203E-3},{"$f":"R78*VLOOKUP($B78,$AR$36:$BA$47,MATCH(AO$2,$AS$2:$BA$2,0)+1,FALSE)","v":0},0.69475382637528837]
[2006,1,4,5,null,2013,1,4,5,0.22563453182514925,0.33673433943022901,8.4180874785592386E-3,8.5365948548496592E-2,8.9608599999999997E-2,6.4242999999999995E-2,1.71375666785885E-5,2.1787855487974887E-3,0,0.81220043039791001,null,null,0.2136205033813891,7.4768770743600582E-2,0.29788862148246414,7.0629212167164335E-2,5.9221557115968909E-2,4.7079278059094483E-3,8.5769883653262672E-6,1.5925556000974171E-3,0,0.72243772528495931,null,{"$f":"J79*VLOOKUP($B79,$AR$36:$AZ$47,MATCH(AG$2,$AS$2:$BA$2,0)+1,FALSE)","v":0.21648449540858902},{"$f":"K79*VLOOKUP($B79,$AR$36:$AZ$47,MATCH(AH$2,$AS$2:$BA$2,0)+1,FALSE)","v":0.2845214896128504},{"$f":"L79*VLOOKUP($B79,$AR$36:$AZ$47,MATCH(AI$2,$AS$2:$BA$2,0)+1,FALSE)","v":6.2228339095312677E-3},{"$f":"M79*VLOOKUP($B79,$AR$36:$AZ$47,MATCH(AJ$2,$AS$2:$BA$2,0)+1,FALSE)","v":7.3383912258962666E-2},{"$f":"N79*VLOOKUP($B79,$AR$36:$AZ$47,MATCH(AK$2,$AS$2:$BA$2,0)+1,FALSE)","v":7.0086302974314632E-2},{"$f":"O79*VLOOKUP($B79,$AR$36:$AZ$47,MATCH(AL$2,$AS$2:$BA$2,0)+1,FALSE)","v":5.6933566773894217E-2},{"$f":"P79*VLOOKUP($B79,$AR$36:$AZ$47,MATCH(AM$2,$AS$2:$BA$2,0)+1,FALSE)","v":8.5769883653262672E-6},{"$f":"Q79*VLOOKUP($B79,$AR$36:$AZ$47,MATCH(AN$2,$AS$2:$BA$2,0)+1,FALSE)","v":1.66507983835203E-3},{"$f":"R79*VLOOKUP($B79,$AR$36:$BA$47,MATCH(AO$2,$AS$2:$BA$2,0)+1,FALSE)","v":0},0.70930625776485956]
[2006,1,4,6,null,2013,1,4,6,0.24688842728498328,0.35471437631132796,8.4180874785592386E-3,8.2268369108478068E-2,9.3118999999999966E-2,6.6099000000000005E-2,1.71375666785885E-5,2.1787855487974887E-3,0,0.85370318329882455,null,null,0.2337427240814704,7.2055719334357921E-2,0.31379447893013973,7.3396098229346007E-2,6.0932486088887967E-2,4.7079278059094483E-3,8.5769883653262672E-6,1.5925556000974171E-3,0,0.76023056705857417,null,{"$f":"J80*VLOOKUP($B80,$AR$36:$AZ$47,MATCH(AG$2,$AS$2:$BA$2,0)+1,FALSE)","v":0.23687649302026056},{"$f":"K80*VLOOKUP($B80,$AR$36:$AZ$47,MATCH(AH$2,$AS$2:$BA$2,0)+1,FALSE)","v":0.29971360481369475},{"$f":"L80*VLOOKUP($B80,$AR$36:$AZ$47,MATCH(AI$2,$AS$2:$BA$2,0)+1,FALSE)","v":6.2228339095312677E-3},{"$f":"M80*VLOOKUP($B80,$AR$36:$AZ$47,MATCH(AJ$2,$AS$2:$BA$2,0)+1,FALSE)","v":7.0721111672703743E-2},{"$f":"N80*VLOOKUP($B80,$AR$36:$AZ$47,MATCH(AK$2,$AS$2:$BA$2,0)+1,FALSE)","v":7.2831920671288269E-2},{"$f":"O80*VLOOKUP($B80,$AR$36:$AZ$47,MATCH(AL$2,$AS$2:$BA$2,0)+1,FALSE)","v":5.8578395003154184E-2},{"$f":"P80*VLOOKUP($B80,$AR$36:$AZ$47,MATCH(AM$2,$AS$2:$BA$2,0)+1,FALSE)","v":8.5769883653262672E-6},{"$f":"Q80*VLOOKUP($B80,$AR$36:$AZ$47,MATCH(AN$2,$AS$2:$BA$2,0)+1,FALSE)","v":1.66507983835203E-3},{"$f":"R80*VLOOKUP($B80,$AR$36:$BA$47,MATCH(AO$2,$AS$2:$BA$2,0)+1,FALSE)","v":0},0.74661801591735022]
[2006,1,4,7,null,2013,1,4,7,0.28164630823758979,0.39717309521648275,8.4180874785592386E-3,8.4332406269390162E-2,0.10454979999999998,7.1625999999999995E-2,1.71375666785885E-5,2.1787855487974887E-3,0,0.94994162031749796,null,null,0.26664990351675311,7.3863530574255709E-2,0.35135515440496357,8.2405818261133384E-2,6.6027477701670056E-2,4.7079278059094483E-3,8.5769883653262672E-6,1.5925556000974171E-3,0,0.84661094485314792,null,{"$f":"J81*VLOOKUP($B81,$AR$36:$AZ$47,MATCH(AG$2,$AS$2:$BA$2,0)+1,FALSE)","v":0.27022485622792691},{"$f":"K81*VLOOKUP($B81,$AR$36:$AZ$47,MATCH(AH$2,$AS$2:$BA$2,0)+1,FALSE)","v":0.33558882315462363},{"$f":"L81*VLOOKUP($B81,$AR$36:$AZ$47,MATCH(AI$2,$AS$2:$BA$2,0)+1,FALSE)","v":6.2228339095312677E-3},{"$f":"M81*VLOOKUP($B81,$AR$36:$AZ$47,MATCH(AJ$2,$AS$2:$BA$2,0)+1,FALSE)","v":7.2495438842858279E-2},{"$f":"N81*VLOOKUP($B81,$AR$36:$AZ$47,MATCH(AK$2,$AS$2:$BA$2,0)+1,FALSE)","v":8.1772385225346661E-2},{"$f":"O81*VLOOKUP($B81,$AR$36:$AZ$47,MATCH(AL$2,$AS$2:$BA$2,0)+1,FALSE)","v":6.347654458457648E-2},{"$f":"P81*VLOOKUP($B81,$AR$36:$AZ$47,MATCH(AM$2,$AS$2:$BA$2,0)+1,FALSE)","v":8.5769883653262672E-6},{"$f":"Q81*VLOOKUP($B81,$AR$36:$AZ$47,MATCH(AN$2,$AS$2:$BA$2,0)+1,FALSE)","v":1.66507983835203E-3},{"$f":"R81*VLOOKUP($B81,$AR$36:$BA$47,MATCH(AO$2,$AS$2:$BA$2,0)+1,FALSE)","v":0},0.83145453877158071]
[2006,1,4,8,null,2013,1,4,8,0.30991209973649497,0.44960768092226167,5.3314554030875205E-3,9.8514080042230376E-2,0.11133579999999997,7.6864000000000002E-2,1.0853792229772723E-5,2.0563392507407852E-3,0,1.0536323091470452,null,null,0.29341066819061368,8.6284716458222527E-2,0.39774087936645053,8.7754521775822561E-2,7.0856058499164654E-2,2.9816876104093188E-3,5.4320926313733053E-6,1.5030550350743812E-3,0,0.94053701902838904,null,{"$f":"J82*VLOOKUP($B82,$AR$36:$AZ$47,MATCH(AG$2,$AS$2:$BA$2,0)+1,FALSE)","v":0.29734440021114461},{"$f":"K82*VLOOKUP($B82,$AR$36:$AZ$47,MATCH(AH$2,$AS$2:$BA$2,0)+1,FALSE)","v":0.37989308525478299},{"$f":"L82*VLOOKUP($B82,$AR$36:$AZ$47,MATCH(AI$2,$AS$2:$BA$2,0)+1,FALSE)","v":3.9411281427031387E-3},{"$f":"M82*VLOOKUP($B82,$AR$36:$AZ$47,MATCH(AJ$2,$AS$2:$BA$2,0)+1,FALSE)","v":8.4686560965048605E-2},{"$f":"N82*VLOOKUP($B82,$AR$36:$AZ$47,MATCH(AK$2,$AS$2:$BA$2,0)+1,FALSE)","v":8.707997458600733E-2},{"$f":"O82*VLOOKUP($B82,$AR$36:$AZ$47,MATCH(AL$2,$AS$2:$BA$2,0)+1,FALSE)","v":6.8118575977283213E-2},{"$f":"P82*VLOOKUP($B82,$AR$36:$AZ$47,MATCH(AM$2,$AS$2:$BA$2,0)+1,FALSE)","v":5.4320926313733053E-6},{"$f":"Q82*VLOOKUP($B82,$AR$36:$AZ$47,MATCH(AN$2,$AS$2:$BA$2,0)+1,FALSE)","v":1.5715034593974391E-3},{"$f":"R82*VLOOKUP($B82,$AR$36:$BA$47,MATCH(AO$2,$AS$2:$BA$2,0)+1,FALSE)","v":0},0.92264066068899864]
[2006,1,4,9,null,2013,1,4,9,0.29405267081434838,0.47963738182671256,0,0.10582365538630034,0.1147768,7.9288999999999998E-2,0,1.844841099551928E-3,0,1.0754243491269133,null,null,0.27839568284113841,9.2686894052762564E-2,0.42430635000153283,9.0466706979778599E-2,7.3091512572078812E-2,0,0,1.3484631500345877E-3,0,0.96029560959732574,null,{"$f":"J83*VLOOKUP($B83,$AR$36:$AZ$47,MATCH(AG$2,$AS$2:$BA$2,0)+1,FALSE)","v":0.28212811022260748},{"$f":"K83*VLOOKUP($B83,$AR$36:$AZ$47,MATCH(AH$2,$AS$2:$BA$2,0)+1,FALSE)","v":0.40526648568795459},{"$f":"L83*VLOOKUP($B83,$AR$36:$AZ$47,MATCH(AI$2,$AS$2:$BA$2,0)+1,FALSE)","v":0},{"$f":"M83*VLOOKUP($B83,$AR$36:$AZ$47,MATCH(AJ$2,$AS$2:$BA$2,0)+1,FALSE)","v":9.097015817002517E-2},{"$f":"N83*VLOOKUP($B83,$AR$36:$AZ$47,MATCH(AK$2,$AS$2:$BA$2,0)+1,FALSE)","v":8.9771311896651829E-2},{"$f":"O83*VLOOKUP($B83,$AR$36:$AZ$47,MATCH(AL$2,$AS$2:$BA$2,0)+1,FALSE)","v":7.0267664585017806E-2},{"$f":"P83*VLOOKUP($B83,$AR$36:$AZ$47,MATCH(AM$2,$AS$2:$BA$2,0)+1,FALSE)","v":0},{"$f":"Q83*VLOOKUP($B83,$AR$36:$AZ$47,MATCH(AN$2,$AS$2:$BA$2,0)+1,FALSE)","v":1.4098715321122319E-3},{"$f":"R83*VLOOKUP($B83,$AR$36:$BA$47,MATCH(AO$2,$AS$2:$BA$2,0)+1,FALSE)","v":0},0.93981360209436904]
[2006,1,4,10,null,2013,1,4,10,0.28626185657025749,0.49240377409773778,0,0.10766512585649804,0.11651480000000003,7.9773999999999998E-2,0,1.844841099551928E-3,0,1.0844643976240453,null,null,0.27101969456881453,9.4299767637118073E-2,0.43560000957113565,9.1836593025833704E-2,7.3538603386661641E-2,0,0,1.3484631500345877E-3,0,0.96764313133959812,null,{"$f":"J84*VLOOKUP($B84,$AR$36:$AZ$47,MATCH(AG$2,$AS$2:$BA$2,0)+1,FALSE)","v":0.27465323269915703},{"$f":"K84*VLOOKUP($B84,$AR$36:$AZ$47,MATCH(AH$2,$AS$2:$BA$2,0)+1,FALSE)","v":0.41605336579076835},{"$f":"L84*VLOOKUP($B84,$AR$36:$AZ$47,MATCH(AI$2,$AS$2:$BA$2,0)+1,FALSE)","v":0},{"$f":"M84*VLOOKUP($B84,$AR$36:$AZ$47,MATCH(AJ$2,$AS$2:$BA$2,0)+1,FALSE)","v":9.2553158297244392E-2},{"$f":"N84*VLOOKUP($B84,$AR$36:$AZ$47,MATCH(AK$2,$AS$2:$BA$2,0)+1,FALSE)","v":9.1130667969276116E-2},{"$f":"O84*VLOOKUP($B84,$AR$36:$AZ$47,MATCH(AL$2,$AS$2:$BA$2,0)+1,FALSE)","v":7.0697482306564724E-2},{"$f":"P84*VLOOKUP($B84,$AR$36:$AZ$47,MATCH(AM$2,$AS$2:$BA$2,0)+1,FALSE)","v":0},{"$f":"Q84*VLOOKUP($B84,$AR$36:$AZ$47,MATCH(AN$2,$AS$2:$BA$2,0)+1,FALSE)","v":1.4098715321122319E-3},{"$f":"R84*VLOOKUP($B84,$AR$36:$BA$47,MATCH(AO$2,$AS$2:$BA$2,0)+1,FALSE)","v":0},0.94649777859512296]
[2006,1,4,11,null,2013,1,4,11,0.27204708903105218,0.49026022970379601,0,0.10311099545435712,0.11676569999999999,8.0194000000000001E-2,0,1.844841099551928E-3,0,1.0642228552887572,null,null,0.25756179974831966,9.0310978924945634E-2,0.43370374474207718,9.2034351604058776E-2,7.3925774813723075E-2,0,0,1.3484631500345877E-3,0,0.94888511298315892,null,{"$f":"J85*VLOOKUP($B85,$AR$36:$AZ$47,MATCH(AG$2,$AS$2:$BA$2,0)+1,FALSE)","v":0.26101490902067009},{"$f":"K85*VLOOKUP($B85,$AR$36:$AZ$47,MATCH(AH$2,$AS$2:$BA$2,0)+1,FALSE)","v":0.41424219189906625},{"$f":"L85*VLOOKUP($B85,$AR$36:$AZ$47,MATCH(AI$2,$AS$2:$BA$2,0)+1,FALSE)","v":0},{"$f":"M85*VLOOKUP($B85,$AR$36:$AZ$47,MATCH(AJ$2,$AS$2:$BA$2,0)+1,FALSE)","v":8.8638249466157906E-2},{"$f":"N85*VLOOKUP($B85,$AR$36:$AZ$47,MATCH(AK$2,$AS$2:$BA$2,0)+1,FALSE)","v":9.1326906426480586E-2},{"$f":"O85*VLOOKUP($B85,$AR$36:$AZ$47,MATCH(AL$2,$AS$2:$BA$2,0)+1,FALSE)","v":7.1069695591203297E-2},{"$f":"P85*VLOOKUP($B85,$AR$36:$AZ$47,MATCH(AM$2,$AS$2:$BA$2,0)+1,FALSE)","v":0},{"$f":"Q85*VLOOKUP($B85,$AR$36:$AZ$47,MATCH(AN$2,$AS$2:$BA$2,0)+1,FALSE)","v":1.4098715321122319E-3},{"$f":"R85*VLOOKUP($B85,$AR$36:$BA$47,MATCH(AO$2,$AS$2:$BA$2,0)+1,FALSE)","v":0},0.92770182393569045]
[2006,1,4,12,null,2013,1,4,12,0.27808954049541079,0.4854703678574358,0,9.7572188476275787E-2,0.11665839999999998,8.0114000000000005E-2,0,1.844841099551928E-3,0,1.0597493379286742,null,null,0.26328251772988359,8.5459749644667099E-2,0.42946644199202805,9.1949778086946155E-2,7.3852027875235177E-2,0,0,1.3484631500345877E-3,0,0.94535897847879469,null,{"$f":"J86*VLOOKUP($B86,$AR$36:$AZ$47,MATCH(AG$2,$AS$2:$BA$2,0)+1,FALSE)","v":0.26681232418452566},{"$f":"K86*VLOOKUP($B86,$AR$36:$AZ$47,MATCH(AH$2,$AS$2:$BA$2,0)+1,FALSE)","v":0.41019502929048846},{"$f":"L86*VLOOKUP($B86,$AR$36:$AZ$47,MATCH(AI$2,$AS$2:$BA$2,0)+1,FALSE)","v":0},{"$f":"M86*VLOOKUP($B86,$AR$36:$AZ$47,MATCH(AJ$2,$AS$2:$BA$2,0)+1,FALSE)","v":8.3876874090964365E-2},{"$f":"N86*VLOOKUP($B86,$AR$36:$AZ$47,MATCH(AK$2,$AS$2:$BA$2,0)+1,FALSE)","v":9.1242983004965861E-2},{"$f":"O86*VLOOKUP($B86,$AR$36:$AZ$47,MATCH(AL$2,$AS$2:$BA$2,0)+1,FALSE)","v":7.0998797822700715E-2},{"$f":"P86*VLOOKUP($B86,$AR$36:$AZ$47,MATCH(AM$2,$AS$2:$BA$2,0)+1,FALSE)","v":0},{"$f":"Q86*VLOOKUP($B86,$AR$36:$AZ$47,MATCH(AN$2,$AS$2:$BA$2,0)+1,FALSE)","v":1.4098715321122319E-3},{"$f":"R86*VLOOKUP($B86,$AR$36:$BA$47,MATCH(AO$2,$AS$2:$BA$2,0)+1,FALSE)","v":0},0.92453587992575725]
[2006,1,4,13,null,2013,1,4,13,0.25986852124463122,0.48898502658159326,0,0.10682000252419063,0.11640830000000001,8.0532000000000006E-2,0,1.844841099551928E-3,0,1.0544586914499672,null,null,0.2460316861617359,9.355955641990818E-2,0.43257564922076541,9.1752650066164607E-2,7.4237355628834406E-2,0,0,1.3484631500345877E-3,0,0.93950536064744306,null,{"$f":"J87*VLOOKUP($B87,$AR$36:$AZ$47,MATCH(AG$2,$AS$2:$BA$2,0)+1,FALSE)","v":0.24933021217610327},{"$f":"K87*VLOOKUP($B87,$AR$36:$AZ$47,MATCH(AH$2,$AS$2:$BA$2,0)+1,FALSE)","v":0.41316471731627796},{"$f":"L87*VLOOKUP($B87,$AR$36:$AZ$47,MATCH(AI$2,$AS$2:$BA$2,0)+1,FALSE)","v":0},{"$f":"M87*VLOOKUP($B87,$AR$36:$AZ$47,MATCH(AJ$2,$AS$2:$BA$2,0)+1,FALSE)","v":9.1826657186197563E-2},{"$f":"N87*VLOOKUP($B87,$AR$36:$AZ$47,MATCH(AK$2,$AS$2:$BA$2,0)+1,FALSE)","v":9.1047370258266619E-2},{"$f":"O87*VLOOKUP($B87,$AR$36:$AZ$47,MATCH(AL$2,$AS$2:$BA$2,0)+1,FALSE)","v":7.1369238663126722E-2},{"$f":"P87*VLOOKUP($B87,$AR$36:$AZ$47,MATCH(AM$2,$AS$2:$BA$2,0)+1,FALSE)","v":0},{"$f":"Q87*VLOOKUP($B87,$AR$36:$AZ$47,MATCH(AN$2,$AS$2:$BA$2,0)+1,FALSE)","v":1.4098715321122319E-3},{"$f":"R87*VLOOKUP($B87,$AR$36:$BA$47,MATCH(AO$2,$AS$2:$BA$2,0)+1,FALSE)","v":0},0.9181480671320843]
[2006,1,4,14,null,2013,1,4,14,0.24473041967843112,0.48950878075309578,0,0.10911862836141135,0.11660109999999999,8.0465999999999996E-2,0,1.844841099551928E-3,0,1.0422697698924903,null,null,0.23169962071655736,9.5572834912922705E-2,0.43303898304174898,9.1904614410053778E-2,7.4176514404581895E-2,0,0,1.3484631500345877E-3,0,0.92774103063589941,null,{"$f":"J88*VLOOKUP($B88,$AR$36:$AZ$47,MATCH(AG$2,$AS$2:$BA$2,0)+1,FALSE)","v":0.23480599794127874},{"$f":"K88*VLOOKUP($B88,$AR$36:$AZ$47,MATCH(AH$2,$AS$2:$BA$2,0)+1,FALSE)","v":0.41360725999641856},{"$f":"L88*VLOOKUP($B88,$AR$36:$AZ$47,MATCH(AI$2,$AS$2:$BA$2,0)+1,FALSE)","v":0},{"$f":"M88*VLOOKUP($B88,$AR$36:$AZ$47,MATCH(AJ$2,$AS$2:$BA$2,0)+1,FALSE)","v":9.3802645968878995E-2},{"$f":"N88*VLOOKUP($B88,$AR$36:$AZ$47,MATCH(AK$2,$AS$2:$BA$2,0)+1,FALSE)","v":9.1198166490028376E-2},{"$f":"O88*VLOOKUP($B88,$AR$36:$AZ$47,MATCH(AL$2,$AS$2:$BA$2,0)+1,FALSE)","v":7.1310748004112079E-2},{"$f":"P88*VLOOKUP($B88,$AR$36:$AZ$47,MATCH(AM$2,$AS$2:$BA$2,0)+1,FALSE)","v":0},{"$f":"Q88*VLOOKUP($B88,$AR$36:$AZ$47,MATCH(AN$2,$AS$2:$BA$2,0)+1,FALSE)","v":1.4098715321122319E-3},{"$f":"R88*VLOOKUP($B88,$AR$36:$BA$47,MATCH(AO$2,$AS$2:$BA$2,0)+1,FALSE)","v":0},0.90613468993282897]
[2006,1,4,15,null,2013,1,4,15,0.25763754512676923,0.47623781285815681,0,9.8184373620748971E-2,0.11547969999999996,8.0270999999999995E-2,0,1.844841099551928E-3,0,1.0296552727052268,null,null,0.2439194995319923,8.5995939208515851E-2,0.42129895575896414,9.1020730513594522E-2,7.3996756242017653E-2,0,0,1.3484631500345877E-3,0,0.91758034440511893,null,{"$f":"J89*VLOOKUP($B89,$AR$36:$AZ$47,MATCH(AG$2,$AS$2:$BA$2,0)+1,FALSE)","v":0.24718970763880027},{"$f":"K89*VLOOKUP($B89,$AR$36:$AZ$47,MATCH(AH$2,$AS$2:$BA$2,0)+1,FALSE)","v":0.40239404200249101},{"$f":"L89*VLOOKUP($B89,$AR$36:$AZ$47,MATCH(AI$2,$AS$2:$BA$2,0)+1,FALSE)","v":0},{"$f":"M89*VLOOKUP($B89,$AR$36:$AZ$47,MATCH(AJ$2,$AS$2:$BA$2,0)+1,FALSE)","v":8.4403132414009166E-2},{"$f":"N89*VLOOKUP($B89,$AR$36:$AZ$47,MATCH(AK$2,$AS$2:$BA$2,0)+1,FALSE)","v":9.0321076789314406E-2},{"$f":"O89*VLOOKUP($B89,$AR$36:$AZ$47,MATCH(AL$2,$AS$2:$BA$2,0)+1,FALSE)","v":7.1137934693387028E-2},{"$f":"P89*VLOOKUP($B89,$AR$36:$AZ$47,MATCH(AM$2,$AS$2:$BA$2,0)+1,FALSE)","v":0},{"$f":"Q89*VLOOKUP($B89,$AR$36:$AZ$47,MATCH(AN$2,$AS$2:$BA$2,0)+1,FALSE)","v":1.4098715321122319E-3},{"$f":"R89*VLOOKUP($B89,$AR$36:$BA$47,MATCH(AO$2,$AS$2:$BA$2,0)+1,FALSE)","v":0},0.89685576507011422]
[2006,1,4,16,null,2013,1,4,16,0.28112751280537757,0.46685303637825593,0,9.2373126470966724E-2,0.11392069999999997,7.8201000000000007E-2,0,1.844841099551928E-3,0,1.0343202167541523,null,null,0.26615873161817588,8.0906089997391226E-2,0.41299680833542235,8.9791931695527849E-2,7.2088554208643518E-2,0,0,1.3484631500345877E-3,0,0.9232905790051954,null,{"$f":"J90*VLOOKUP($B90,$AR$36:$AZ$47,MATCH(AG$2,$AS$2:$BA$2,0)+1,FALSE)","v":0.2697270992292341},{"$f":"K90*VLOOKUP($B90,$AR$36:$AZ$47,MATCH(AH$2,$AS$2:$BA$2,0)+1,FALSE)","v":0.39446443616465726},{"$f":"L90*VLOOKUP($B90,$AR$36:$AZ$47,MATCH(AI$2,$AS$2:$BA$2,0)+1,FALSE)","v":0},{"$f":"M90*VLOOKUP($B90,$AR$36:$AZ$47,MATCH(AJ$2,$AS$2:$BA$2,0)+1,FALSE)","v":7.9407556798604395E-2},{"$f":"N90*VLOOKUP($B90,$AR$36:$AZ$47,MATCH(AK$2,$AS$2:$BA$2,0)+1,FALSE)","v":8.9101723442236602E-2},{"$f":"O90*VLOOKUP($B90,$AR$36:$AZ$47,MATCH(AL$2,$AS$2:$BA$2,0)+1,FALSE)","v":6.9303454933382663E-2},{"$f":"P90*VLOOKUP($B90,$AR$36:$AZ$47,MATCH(AM$2,$AS$2:$BA$2,0)+1,FALSE)","v":0},{"$f":"Q90*VLOOKUP($B90,$AR$36:$AZ$47,MATCH(AN$2,$AS$2:$BA$2,0)+1,FALSE)","v":1.4098715321122319E-3},{"$f":"R90*VLOOKUP($B90,$AR$36:$BA$47,MATCH(AO$2,$AS$2:$BA$2,0)+1,FALSE)","v":0},0.9034141421002273]
[2006,1,4,17,null,2013,1,4,17,0.31801660312855418,0.46810716486905934,2.5254262435677713E-3,9.8822150874527073E-2,0.11181970000000004,7.6892000000000002E-2,5.141270003576549E-6,1.9450244343255972E-3,0,1.0781332108200374,null,null,0.30108364306845498,8.6554543922503502E-2,0.41410626039760123,8.8135930209473967E-2,7.0881869927635413E-2,1.4123783417728344E-3,2.5730965095978798E-6,1.4216908850534372E-3,0,0.9635988898490051,null,{"$f":"J91*VLOOKUP($B91,$AR$36:$AZ$47,MATCH(AG$2,$AS$2:$BA$2,0)+1,FALSE)","v":0.30512024601442239},{"$f":"K91*VLOOKUP($B91,$AR$36:$AZ$47,MATCH(AH$2,$AS$2:$BA$2,0)+1,FALSE)","v":0.39552410387473719},{"$f":"L91*VLOOKUP($B91,$AR$36:$AZ$47,MATCH(AI$2,$AS$2:$BA$2,0)+1,FALSE)","v":1.8668501728593802E-3},{"$f":"M91*VLOOKUP($B91,$AR$36:$AZ$47,MATCH(AJ$2,$AS$2:$BA$2,0)+1,FALSE)","v":8.4951390716386313E-2},{"$f":"N91*VLOOKUP($B91,$AR$36:$AZ$47,MATCH(AK$2,$AS$2:$BA$2,0)+1,FALSE)","v":8.745845122786175E-2},{"$f":"O91*VLOOKUP($B91,$AR$36:$AZ$47,MATCH(AL$2,$AS$2:$BA$2,0)+1,FALSE)","v":6.8143390196259118E-2},{"$f":"P91*VLOOKUP($B91,$AR$36:$AZ$47,MATCH(AM$2,$AS$2:$BA$2,0)+1,FALSE)","v":2.5730965095978798E-6},{"$f":"Q91*VLOOKUP($B91,$AR$36:$AZ$47,MATCH(AN$2,$AS$2:$BA$2,0)+1,FALSE)","v":1.4864340239841721E-3},{"$f":"R91*VLOOKUP($B91,$AR$36:$BA$47,MATCH(AO$2,$AS$2:$BA$2,0)+1,FALSE)","v":0},0.94455343932302005]
[2006,1,4,18,null,2013,1,4,18,0.38702330175991928,0.46119860505915333,8.4180874785592386E-3,9.596739429884607E-2,0.10894689999999993,7.4548000000000003E-2,1.71375666785885E-5,2.1787855487974887E-3,0,1.138298211711954,null,null,0.36641604400495459,8.405417177687427E-2,0.40799467296139186,8.5871598429780538E-2,6.8721084629940241E-2,4.7079278059094483E-3,8.5769883653262672E-6,1.5925556000974171E-3,0,1.0193666321973138,null,{"$f":"J92*VLOOKUP($B92,$AR$36:$AZ$47,MATCH(AG$2,$AS$2:$BA$2,0)+1,FALSE)","v":0.37132855292641681},{"$f":"K92*VLOOKUP($B92,$AR$36:$AZ$47,MATCH(AH$2,$AS$2:$BA$2,0)+1,FALSE)","v":0.38968676120419199},{"$f":"L92*VLOOKUP($B92,$AR$36:$AZ$47,MATCH(AI$2,$AS$2:$BA$2,0)+1,FALSE)","v":6.2228339095312677E-3},{"$f":"M92*VLOOKUP($B92,$AR$36:$AZ$47,MATCH(AJ$2,$AS$2:$BA$2,0)+1,FALSE)","v":8.2497330173130504E-2},{"$f":"N92*VLOOKUP($B92,$AR$36:$AZ$47,MATCH(AK$2,$AS$2:$BA$2,0)+1,FALSE)","v":8.5211524803560743E-2},{"$f":"O92*VLOOKUP($B92,$AR$36:$AZ$47,MATCH(AL$2,$AS$2:$BA$2,0)+1,FALSE)","v":6.6066085579133391E-2},{"$f":"P92*VLOOKUP($B92,$AR$36:$AZ$47,MATCH(AM$2,$AS$2:$BA$2,0)+1,FALSE)","v":8.5769883653262672E-6},{"$f":"Q92*VLOOKUP($B92,$AR$36:$AZ$47,MATCH(AN$2,$AS$2:$BA$2,0)+1,FALSE)","v":1.66507983835203E-3},{"$f":"R92*VLOOKUP($B92,$AR$36:$BA$47,MATCH(AO$2,$AS$2:$BA$2,0)+1,FALSE)","v":0},1.002686745422682]
[2006,1,4,19,null,2013,1,4,19,0.4209784827074825,0.4513740471273382,8.4180874785592386E-3,0.10680646907523077,9.8318000000000003E-2,6.9831000000000004E-2,1.71375666785885E-5,2.1787855487974887E-3,0,1.1579220095040867,null,null,0.39856326361602712,9.3547702989355885E-2,0.39930347733241323,7.7493933415445221E-2,6.4372780769348034E-2,4.7079278059094483E-3,8.5769883653262672E-6,1.5925556000974171E-3,0,1.0395902185169617,null,{"$f":"J93*VLOOKUP($B93,$AR$36:$AZ$47,MATCH(AG$2,$AS$2:$BA$2,0)+1,FALSE)","v":0.40390676759276445},{"$f":"K93*VLOOKUP($B93,$AR$36:$AZ$47,MATCH(AH$2,$AS$2:$BA$2,0)+1,FALSE)","v":0.38138556488938319},{"$f":"L93*VLOOKUP($B93,$AR$36:$AZ$47,MATCH(AI$2,$AS$2:$BA$2,0)+1,FALSE)","v":6.2228339095312677E-3},{"$f":"M93*VLOOKUP($B93,$AR$36:$AZ$47,MATCH(AJ$2,$AS$2:$BA$2,0)+1,FALSE)","v":9.1815023303508755E-2},{"$f":"N93*VLOOKUP($B93,$AR$36:$AZ$47,MATCH(AK$2,$AS$2:$BA$2,0)+1,FALSE)","v":7.6898256817187927E-2},{"$f":"O93*VLOOKUP($B93,$AR$36:$AZ$47,MATCH(AL$2,$AS$2:$BA$2,0)+1,FALSE)","v":6.1885775903799754E-2},{"$f":"P93*VLOOKUP($B93,$AR$36:$AZ$47,MATCH(AM$2,$AS$2:$BA$2,0)+1,FALSE)","v":8.5769883653262672E-6},{"$f":"Q93*VLOOKUP($B93,$AR$36:$AZ$47,MATCH(AN$2,$AS$2:$BA$2,0)+1,FALSE)","v":1.66507983835203E-3},{"$f":"R93*VLOOKUP($B93,$AR$36:$BA$47,MATCH(AO$2,$AS$2:$BA$2,0)+1,FALSE)","v":0},1.0237878792428927]
[2006,1,4,20,null,2013,1,4,20,0.42430974994531984,0.42602643467210655,8.4180874785592386E-3,8.8070384969002047E-2,9.4303499999999985E-2,6.7865999999999996E-2,1.71375666785885E-5,2.1787855487974887E-3,0,1.1111900801804639,null,null,0.40171715579063538,7.7137483212138813E-2,0.37687996880359204,7.4329717344163188E-2,6.2561371592739223E-2,4.7079278059094483E-3,8.5769883653262672E-6,1.5925556000974171E-3,0,0.99893475713764079,null,{"$f":"J94*VLOOKUP($B94,$AR$36:$AZ$47,MATCH(AG$2,$AS$2:$BA$2,0)+1,FALSE)","v":0.4071029437330958},{"$f":"K94*VLOOKUP($B94,$AR$36:$AZ$47,MATCH(AH$2,$AS$2:$BA$2,0)+1,FALSE)","v":0.35996826463395126},{"$f":"L94*VLOOKUP($B94,$AR$36:$AZ$47,MATCH(AI$2,$AS$2:$BA$2,0)+1,FALSE)","v":6.2228339095312677E-3},{"$f":"M94*VLOOKUP($B94,$AR$36:$AZ$47,MATCH(AJ$2,$AS$2:$BA$2,0)+1,FALSE)","v":7.5708751710369546E-2},{"$f":"N94*VLOOKUP($B94,$AR$36:$AZ$47,MATCH(AK$2,$AS$2:$BA$2,0)+1,FALSE)","v":7.3758363288102688E-2},{"$f":"O94*VLOOKUP($B94,$AR$36:$AZ$47,MATCH(AL$2,$AS$2:$BA$2,0)+1,FALSE)","v":6.0144349464955012E-2},{"$f":"P94*VLOOKUP($B94,$AR$36:$AZ$47,MATCH(AM$2,$AS$2:$BA$2,0)+1,FALSE)","v":8.5769883653262672E-6},{"$f":"Q94*VLOOKUP($B94,$AR$36:$AZ$47,MATCH(AN$2,$AS$2:$BA$2,0)+1,FALSE)","v":1.66507983835203E-3},{"$f":"R94*VLOOKUP($B94,$AR$36:$BA$47,MATCH(AO$2,$AS$2:$BA$2,0)+1,FALSE)","v":0},0.98457916356672293]
[2006,1,4,21,null,2013,1,4,21,0.39823323276638795,0.42735897680145146,8.4180874785592386E-3,0.10495491001099641,9.2069600000000029E-2,6.7256999999999997E-2,1.71375666785885E-5,2.1787855487974887E-3,0,1.1004877301728713,null,null,0.37702909638262955,9.1925993191176489E-2,0.37805878869659593,7.2568964502803937E-2,6.1999973023500167E-2,4.7079278059094483E-3,8.5769883653262672E-6,1.5925556000974171E-3,0,0.98789187619107821,null,{"$f":"J95*VLOOKUP($B95,$AR$36:$AZ$47,MATCH(AG$2,$AS$2:$BA$2,0)+1,FALSE)","v":0.38208389359998463},{"$f":"K95*VLOOKUP($B95,$AR$36:$AZ$47,MATCH(AH$2,$AS$2:$BA$2,0)+1,FALSE)","v":0.36109418743782867},{"$f":"L95*VLOOKUP($B95,$AR$36:$AZ$47,MATCH(AI$2,$AS$2:$BA$2,0)+1,FALSE)","v":6.2228339095312677E-3},{"$f":"M95*VLOOKUP($B95,$AR$36:$AZ$47,MATCH(AJ$2,$AS$2:$BA$2,0)+1,FALSE)","v":9.0223350625791468E-2},{"$f":"N95*VLOOKUP($B95,$AR$36:$AZ$47,MATCH(AK$2,$AS$2:$BA$2,0)+1,FALSE)","v":7.2011144916045558E-2},{"$f":"O95*VLOOKUP($B95,$AR$36:$AZ$47,MATCH(AL$2,$AS$2:$BA$2,0)+1,FALSE)","v":5.9604640202229088E-2},{"$f":"P95*VLOOKUP($B95,$AR$36:$AZ$47,MATCH(AM$2,$AS$2:$BA$2,0)+1,FALSE)","v":8.5769883653262672E-6},{"$f":"Q95*VLOOKUP($B95,$AR$36:$AZ$47,MATCH(AN$2,$AS$2:$BA$2,0)+1,FALSE)","v":1.66507983835203E-3},{"$f":"R95*VLOOKUP($B95,$AR$36:$BA$47,MATCH(AO$2,$AS$2:$BA$2,0)+1,FALSE)","v":0},0.972913707518128]
[2006,1,4,22,null,2013,1,4,22,0.36258099501555718,0.39518960016117433,8.4180874785592386E-3,9.4218298139042755E-2,8.9192100000000024E-2,6.6143999999999994E-2,1.71375666785885E-5,2.1787855487974887E-3,0,1.0179390039098097,null,null,0.34327518064375973,8.2522205319469411E-2,0.34960047560165863,7.0300928198129872E-2,6.0973968741787392E-2,4.7079278059094483E-3,8.5769883653262672E-6,1.5925556000974171E-3,0,0.91298181889917718,null,{"$f":"J96*VLOOKUP($B96,$AR$36:$AZ$47,MATCH(AG$2,$AS$2:$BA$2,0)+1,FALSE)","v":0.34787744196670067},{"$f":"K96*VLOOKUP($B96,$AR$36:$AZ$47,MATCH(AH$2,$AS$2:$BA$2,0)+1,FALSE)","v":0.3339128819104637},{"$f":"L96*VLOOKUP($B96,$AR$36:$AZ$47,MATCH(AI$2,$AS$2:$BA$2,0)+1,FALSE)","v":6.2228339095312677E-3},{"$f":"M96*VLOOKUP($B96,$AR$36:$AZ$47,MATCH(AJ$2,$AS$2:$BA$2,0)+1,FALSE)","v":8.0993738620456834E-2},{"$f":"N96*VLOOKUP($B96,$AR$36:$AZ$47,MATCH(AK$2,$AS$2:$BA$2,0)+1,FALSE)","v":6.9760542442526385E-2},{"$f":"O96*VLOOKUP($B96,$AR$36:$AZ$47,MATCH(AL$2,$AS$2:$BA$2,0)+1,FALSE)","v":5.8618274997936884E-2},{"$f":"P96*VLOOKUP($B96,$AR$36:$AZ$47,MATCH(AM$2,$AS$2:$BA$2,0)+1,FALSE)","v":8.5769883653262672E-6},{"$f":"Q96*VLOOKUP($B96,$AR$36:$AZ$47,MATCH(AN$2,$AS$2:$BA$2,0)+1,FALSE)","v":1.66507983835203E-3},{"$f":"R96*VLOOKUP($B96,$AR$36:$BA$47,MATCH(AO$2,$AS$2:$BA$2,0)+1,FALSE)","v":0},0.89905937067433306]
[2006,1,4,23,null,2013,1,4,23,0.32803293675663819,0.38461813333914807,8.4180874785592386E-3,0.10327131818394035,8.6078800000000039E-2,6.4108999999999999E-2,1.71375666785885E-5,2.1787855487974887E-3,0,0.97672419887376172,null,null,0.31056665178329723,9.0451399474556091E-2,0.34024853459086218,6.7847035086977245E-2,5.9098030994001696E-2,4.7079278059094483E-3,8.5769883653262672E-6,1.5925556000974171E-3,0,0.87452071232406658,null,{"$f":"J97*VLOOKUP($B97,$AR$36:$AZ$47,MATCH(AG$2,$AS$2:$BA$2,0)+1,FALSE)","v":0.31473039262531527},{"$f":"K97*VLOOKUP($B97,$AR$36:$AZ$47,MATCH(AH$2,$AS$2:$BA$2,0)+1,FALSE)","v":0.32498058978758398},{"$f":"L97*VLOOKUP($B97,$AR$36:$AZ$47,MATCH(AI$2,$AS$2:$BA$2,0)+1,FALSE)","v":6.2228339095312677E-3},{"$f":"M97*VLOOKUP($B97,$AR$36:$AZ$47,MATCH(AJ$2,$AS$2:$BA$2,0)+1,FALSE)","v":8.8776069162663354E-2},{"$f":"N97*VLOOKUP($B97,$AR$36:$AZ$47,MATCH(AK$2,$AS$2:$BA$2,0)+1,FALSE)","v":6.7325511797589041E-2},{"$f":"O97*VLOOKUP($B97,$AR$36:$AZ$47,MATCH(AL$2,$AS$2:$BA$2,0)+1,FALSE)","v":5.6814813011652393E-2},{"$f":"P97*VLOOKUP($B97,$AR$36:$AZ$47,MATCH(AM$2,$AS$2:$BA$2,0)+1,FALSE)","v":8.5769883653262672E-6},{"$f":"Q97*VLOOKUP($B97,$AR$36:$AZ$47,MATCH(AN$2,$AS$2:$BA$2,0)+1,FALSE)","v":1.66507983835203E-3},{"$f":"R97*VLOOKUP($B97,$AR$36:$BA$47,MATCH(AO$2,$AS$2:$BA$2,0)+1,FALSE)","v":0},0.86052386712105267]
[2006,1,4,24,null,2013,1,4,24,0.23195940308654336,0.37759728318657476,8.4180874785592386E-3,0.12255414829837903,8.4413199999999994E-2,6.2743999999999994E-2,1.71375666785885E-5,2.1787855487974887E-3,0,0.88988204516553238,null,null,0.21960860357045289,0.10734049317794532,0.33403761064077198,6.6534214489561011E-2,5.7839723856052072E-2,4.7079278059094483E-3,8.5769883653262672E-6,1.5925556000974171E-3,0,0.79166970612915544,null,{"$f":"J98*VLOOKUP($B98,$AR$36:$AZ$47,MATCH(AG$2,$AS$2:$BA$2,0)+1,FALSE)","v":0.22255287755059311},{"$f":"K98*VLOOKUP($B98,$AR$36:$AZ$47,MATCH(AH$2,$AS$2:$BA$2,0)+1,FALSE)","v":0.31904836812246135},{"$f":"L98*VLOOKUP($B98,$AR$36:$AZ$47,MATCH(AI$2,$AS$2:$BA$2,0)+1,FALSE)","v":6.2228339095312677E-3},{"$f":"M98*VLOOKUP($B98,$AR$36:$AZ$47,MATCH(AJ$2,$AS$2:$BA$2,0)+1,FALSE)","v":0.10535234503475253},{"$f":"N98*VLOOKUP($B98,$AR$36:$AZ$47,MATCH(AK$2,$AS$2:$BA$2,0)+1,FALSE)","v":6.602278252568855E-2},{"$f":"O98*VLOOKUP($B98,$AR$36:$AZ$47,MATCH(AL$2,$AS$2:$BA$2,0)+1,FALSE)","v":5.5605119836577038E-2},{"$f":"P98*VLOOKUP($B98,$AR$36:$AZ$47,MATCH(AM$2,$AS$2:$BA$2,0)+1,FALSE)","v":8.5769883653262672E-6},{"$f":"Q98*VLOOKUP($B98,$AR$36:$AZ$47,MATCH(AN$2,$AS$2:$BA$2,0)+1,FALSE)","v":1.66507983835203E-3},{"$f":"R98*VLOOKUP($B98,$AR$36:$BA$47,MATCH(AO$2,$AS$2:$BA$2,0)+1,FALSE)","v":0},0.77647798380632127]
[2006,1,5,1,null,2013,1,5,1,0.23429151491951844,0.33169332253885653,8.4180874785592386E-3,9.9288564904551499E-2,8.4023300000000009E-2,6.1968000000000002E-2,1.71375666785885E-5,2.1787855487974887E-3,0,0.82187871295696169,null,null,0.22181654089135858,8.6963058140121369E-2,0.29342913696662398,6.622689655552369E-2,5.7124378552719547E-2,4.7079278059094483E-3,8.5769883653262672E-6,1.5925556000974171E-3,0,0.73186907150071934,null,{"$f":"J99*VLOOKUP($B99,$AR$36:$AZ$47,MATCH(AG$2,$AS$2:$BA$2,0)+1,FALSE)","v":0.22479041650047887},{"$f":"K99*VLOOKUP($B99,$AR$36:$AZ$47,MATCH(AH$2,$AS$2:$BA$2,0)+1,FALSE)","v":0.28026211518277677},{"$f":"L99*VLOOKUP($B99,$AR$36:$AZ$47,MATCH(AI$2,$AS$2:$BA$2,0)+1,FALSE)","v":6.2228339095312677E-3},{"$f":"M99*VLOOKUP($B99,$AR$36:$AZ$47,MATCH(AJ$2,$AS$2:$BA$2,0)+1,FALSE)","v":8.5352338481129039E-2},{"$f":"N99*VLOOKUP($B99,$AR$36:$AZ$47,MATCH(AK$2,$AS$2:$BA$2,0)+1,FALSE)","v":6.571782686819938E-2},{"$f":"O99*VLOOKUP($B99,$AR$36:$AZ$47,MATCH(AL$2,$AS$2:$BA$2,0)+1,FALSE)","v":5.4917411482101976E-2},{"$f":"P99*VLOOKUP($B99,$AR$36:$AZ$47,MATCH(AM$2,$AS$2:$BA$2,0)+1,FALSE)","v":8.5769883653262672E-6},{"$f":"Q99*VLOOKUP($B99,$AR$36:$AZ$47,MATCH(AN$2,$AS$2:$BA$2,0)+1,FALSE)","v":1.66507983835203E-3},{"$f":"R99*VLOOKUP($B99,$AR$36:$BA$47,MATCH(AO$2,$AS$2:$BA$2,0)+1,FALSE)","v":0},0.71893659925093467]
[2006,1,5,2,null,2013,1,5,2,0.21675672342784111,0.32110287140651855,8.4180874785592386E-3,9.4217650573032177E-2,8.256090000000002E-2,6.1811999999999999E-2,1.71375666785885E-5,2.1787855487974887E-3,0,0.7870641560014271,null,null,0.20521539852702167,8.2521638141157566E-2,0.28406040167806512,6.5074237548762515E-2,5.6980572022668159E-2,4.7079278059094483E-3,8.5769883653262672E-6,1.5925556000974171E-3,0,0.70016130831204715,null,{"$f":"J100*VLOOKUP($B100,$AR$36:$AZ$47,MATCH(AG$2,$AS$2:$BA$2,0)+1,FALSE)","v":0.20796670402409151},{"$f":"K100*VLOOKUP($B100,$AR$36:$AZ$47,MATCH(AH$2,$AS$2:$BA$2,0)+1,FALSE)","v":0.27131378239039394},{"$f":"L100*VLOOKUP($B100,$AR$36:$AZ$47,MATCH(AI$2,$AS$2:$BA$2,0)+1,FALSE)","v":6.2228339095312677E-3},{"$f":"M100*VLOOKUP($B100,$AR$36:$AZ$47,MATCH(AJ$2,$AS$2:$BA$2,0)+1,FALSE)","v":8.0993181947355788E-2},{"$f":"N100*VLOOKUP($B100,$AR$36:$AZ$47,MATCH(AK$2,$AS$2:$BA$2,0)+1,FALSE)","v":6.457402806462878E-2},{"$f":"O100*VLOOKUP($B100,$AR$36:$AZ$47,MATCH(AL$2,$AS$2:$BA$2,0)+1,FALSE)","v":5.4779160833521932E-2},{"$f":"P100*VLOOKUP($B100,$AR$36:$AZ$47,MATCH(AM$2,$AS$2:$BA$2,0)+1,FALSE)","v":8.5769883653262672E-6},{"$f":"Q100*VLOOKUP($B100,$AR$36:$AZ$47,MATCH(AN$2,$AS$2:$BA$2,0)+1,FALSE)","v":1.66507983835203E-3},{"$f":"R100*VLOOKUP($B100,$AR$36:$BA$47,MATCH(AO$2,$AS$2:$BA$2,0)+1,FALSE)","v":0},0.6875233479962406]
[2006,1,5,3,null,2013,1,5,3,0.21012679506268064,0.31472484707736992,8.4180874785592386E-3,9.0113714269934544E-2,8.2872899999999999E-2,6.2059999999999997E-2,1.71375666785885E-5,2.1787855487974887E-3,0,0.77051226700402031,null,null,0.19893848415894236,7.8927157229154041E-2,0.27841814707936124,6.5320154951736709E-2,5.7209187531980614E-2,4.7079278059094483E-3,8.5769883653262672E-6,1.5925556000974171E-3,0,0.68512219134554708,null,{"$f":"J101*VLOOKUP($B101,$AR$36:$AZ$47,MATCH(AG$2,$AS$2:$BA$2,0)+1,FALSE)","v":0.20160563559579306},{"$f":"K101*VLOOKUP($B101,$AR$36:$AZ$47,MATCH(AH$2,$AS$2:$BA$2,0)+1,FALSE)","v":0.26592471222313119},{"$f":"L101*VLOOKUP($B101,$AR$36:$AZ$47,MATCH(AI$2,$AS$2:$BA$2,0)+1,FALSE)","v":6.2228339095312677E-3},{"$f":"M101*VLOOKUP($B101,$AR$36:$AZ$47,MATCH(AJ$2,$AS$2:$BA$2,0)+1,FALSE)","v":7.7465277593176465E-2},{"$f":"N101*VLOOKUP($B101,$AR$36:$AZ$47,MATCH(AK$2,$AS$2:$BA$2,0)+1,FALSE)","v":6.4818055161670635E-2},{"$f":"O101*VLOOKUP($B101,$AR$36:$AZ$47,MATCH(AL$2,$AS$2:$BA$2,0)+1,FALSE)","v":5.4998943915879943E-2},{"$f":"P101*VLOOKUP($B101,$AR$36:$AZ$47,MATCH(AM$2,$AS$2:$BA$2,0)+1,FALSE)","v":8.5769883653262672E-6},{"$f":"Q101*VLOOKUP($B101,$AR$36:$AZ$47,MATCH(AN$2,$AS$2:$BA$2,0)+1,FALSE)","v":1.66507983835203E-3},{"$f":"R101*VLOOKUP($B101,$AR$36:$BA$47,MATCH(AO$2,$AS$2:$BA$2,0)+1,FALSE)","v":0},0.67270911522589982]
[2006,1,5,4,null,2013,1,5,4,0.20558229688151963,0.31419800873114639,8.4180874785592386E-3,9.1089396864745736E-2,8.3614899999999978E-2,6.1643999999999997E-2,1.71375666785885E-5,2.1787855487974887E-3,0,0.76674261307144687,null,null,0.19463596015597759,7.978172031303421E-2,0.2779520848744606,6.5904996980604855E-2,5.6825703451843589E-2,4.7079278059094483E-3,8.5769883653262672E-6,1.5925556000974171E-3,0,0.68140952617029305,null,{"$f":"J102*VLOOKUP($B102,$AR$36:$AZ$47,MATCH(AG$2,$AS$2:$BA$2,0)+1,FALSE)","v":0.19724542801729938},{"$f":"K102*VLOOKUP($B102,$AR$36:$AZ$47,MATCH(AH$2,$AS$2:$BA$2,0)+1,FALSE)","v":0.26547956358962288},{"$f":"L102*VLOOKUP($B102,$AR$36:$AZ$47,MATCH(AI$2,$AS$2:$BA$2,0)+1,FALSE)","v":6.2228339095312677E-3},{"$f":"M102*VLOOKUP($B102,$AR$36:$AZ$47,MATCH(AJ$2,$AS$2:$BA$2,0)+1,FALSE)","v":7.8304012558905178E-2},{"$f":"N102*VLOOKUP($B102,$AR$36:$AZ$47,MATCH(AK$2,$AS$2:$BA$2,0)+1,FALSE)","v":6.5398401655276606E-2},{"$f":"O102*VLOOKUP($B102,$AR$36:$AZ$47,MATCH(AL$2,$AS$2:$BA$2,0)+1,FALSE)","v":5.4630275519666503E-2},{"$f":"P102*VLOOKUP($B102,$AR$36:$AZ$47,MATCH(AM$2,$AS$2:$BA$2,0)+1,FALSE)","v":8.5769883653262672E-6},{"$f":"Q102*VLOOKUP($B102,$AR$36:$AZ$47,MATCH(AN$2,$AS$2:$BA$2,0)+1,FALSE)","v":1.66507983835203E-3},{"$f":"R102*VLOOKUP($B102,$AR$36:$BA$47,MATCH(AO$2,$AS$2:$BA$2,0)+1,FALSE)","v":0},0.66895417207701913]
[2006,1,5,5,null,2013,1,5,5,0.20805435317730875,0.31351043639189613,8.4180874785592386E-3,8.7461455740033806E-2,8.3781700000000014E-2,6.1942999999999998E-2,1.71375666785885E-5,2.1787855487974887E-3,0,0.76536495590327391,null,null,0.19697639052371416,7.6604145380205282E-2,0.27734383097123438,6.6036468207579566E-2,5.7101332634442073E-2,4.7079278059094483E-3,8.5769883653262672E-6,1.5925556000974171E-3,0,0.6803712281115476,null,{"$f":"J103*VLOOKUP($B103,$AR$36:$AZ$47,MATCH(AG$2,$AS$2:$BA$2,0)+1,FALSE)","v":0.19961723633709258},{"$f":"K103*VLOOKUP($B103,$AR$36:$AZ$47,MATCH(AH$2,$AS$2:$BA$2,0)+1,FALSE)","v":0.26489860381429647},{"$f":"L103*VLOOKUP($B103,$AR$36:$AZ$47,MATCH(AI$2,$AS$2:$BA$2,0)+1,FALSE)","v":6.2228339095312677E-3},{"$f":"M103*VLOOKUP($B103,$AR$36:$AZ$47,MATCH(AJ$2,$AS$2:$BA$2,0)+1,FALSE)","v":7.5185292299792775E-2},{"$f":"N103*VLOOKUP($B103,$AR$36:$AZ$47,MATCH(AK$2,$AS$2:$BA$2,0)+1,FALSE)","v":6.5528862295618245E-2},{"$f":"O103*VLOOKUP($B103,$AR$36:$AZ$47,MATCH(AL$2,$AS$2:$BA$2,0)+1,FALSE)","v":5.4895255929444914E-2},{"$f":"P103*VLOOKUP($B103,$AR$36:$AZ$47,MATCH(AM$2,$AS$2:$BA$2,0)+1,FALSE)","v":8.5769883653262672E-6},{"$f":"Q103*VLOOKUP($B103,$AR$36:$AZ$47,MATCH(AN$2,$AS$2:$BA$2,0)+1,FALSE)","v":1.66507983835203E-3},{"$f":"R103*VLOOKUP($B103,$AR$36:$BA$47,MATCH(AO$2,$AS$2:$BA$2,0)+1,FALSE)","v":0},0.6680217414124936]
[2006,1,5,6,null,2013,1,5,6,0.21227797113694141,0.32239298018964024,8.4180874785592386E-3,8.8058244046896231E-2,8.4548999999999999E-2,6.1983999999999997E-2,1.71375666785885E-5,2.1787855487974887E-3,0,0.77987620596751317,null,null,0.20097511974006738,7.7126849442620854E-2,0.2852016833412801,6.6641251615599154E-2,5.7139127940417117E-2,4.7079278059094483E-3,8.5769883653262672E-6,1.5925556000974171E-3,0,0.69339309247435676,null,{"$f":"J104*VLOOKUP($B104,$AR$36:$AZ$47,MATCH(AG$2,$AS$2:$BA$2,0)+1,FALSE)","v":0.2036695761779565},{"$f":"K104*VLOOKUP($B104,$AR$36:$AZ$47,MATCH(AH$2,$AS$2:$BA$2,0)+1,FALSE)","v":0.27240385141441298},{"$f":"L104*VLOOKUP($B104,$AR$36:$AZ$47,MATCH(AI$2,$AS$2:$BA$2,0)+1,FALSE)","v":6.2228339095312677E-3},{"$f":"M104*VLOOKUP($B104,$AR$36:$AZ$47,MATCH(AJ$2,$AS$2:$BA$2,0)+1,FALSE)","v":7.5698314898295122E-2},{"$f":"N104*VLOOKUP($B104,$AR$36:$AZ$47,MATCH(AK$2,$AS$2:$BA$2,0)+1,FALSE)","v":6.6128996883952296E-2},{"$f":"O104*VLOOKUP($B104,$AR$36:$AZ$47,MATCH(AL$2,$AS$2:$BA$2,0)+1,FALSE)","v":5.4931591035802488E-2},{"$f":"P104*VLOOKUP($B104,$AR$36:$AZ$47,MATCH(AM$2,$AS$2:$BA$2,0)+1,FALSE)","v":8.5769883653262672E-6},{"$f":"Q104*VLOOKUP($B104,$AR$36:$AZ$47,MATCH(AN$2,$AS$2:$BA$2,0)+1,FALSE)","v":1.66507983835203E-3},{"$f":"R104*VLOOKUP($B104,$AR$36:$BA$47,MATCH(AO$2,$AS$2:$BA$2,0)+1,FALSE)","v":0},0.680728821146668]
[2006,1,5,7,null,2013,1,5,7,0.24103981495776144,0.33050118024382924,8.4180874785592386E-3,7.99326353631368E-2,8.6386799999999986E-2,6.3186000000000006E-2,1.71375666785885E-5,2.1787855487974887E-3,0,0.81166044115876257,null,null,0.22820552417098899,7.0009939443277588E-2,0.29237452036447553,6.8089799702733794E-2,5.8247175691197674E-2,4.7079278059094483E-3,8.5769883653262672E-6,1.5925556000974171E-3,0,0.72323601976704566,null,{"$f":"J105*VLOOKUP($B105,$AR$36:$AZ$47,MATCH(AG$2,$AS$2:$BA$2,0)+1,FALSE)","v":0.23126505633875016},{"$f":"K105*VLOOKUP($B105,$AR$36:$AZ$47,MATCH(AH$2,$AS$2:$BA$2,0)+1,FALSE)","v":0.27925482230559184},{"$f":"L105*VLOOKUP($B105,$AR$36:$AZ$47,MATCH(AI$2,$AS$2:$BA$2,0)+1,FALSE)","v":6.2228339095312677E-3},{"$f":"M105*VLOOKUP($B105,$AR$36:$AZ$47,MATCH(AJ$2,$AS$2:$BA$2,0)+1,FALSE)","v":6.8713223479075269E-2},{"$f":"N105*VLOOKUP($B105,$AR$36:$AZ$47,MATCH(AK$2,$AS$2:$BA$2,0)+1,FALSE)","v":6.7566410342104685E-2},{"$f":"O105*VLOOKUP($B105,$AR$36:$AZ$47,MATCH(AL$2,$AS$2:$BA$2,0)+1,FALSE)","v":5.599683000755383E-2},{"$f":"P105*VLOOKUP($B105,$AR$36:$AZ$47,MATCH(AM$2,$AS$2:$BA$2,0)+1,FALSE)","v":8.5769883653262672E-6},{"$f":"Q105*VLOOKUP($B105,$AR$36:$AZ$47,MATCH(AN$2,$AS$2:$BA$2,0)+1,FALSE)","v":1.66507983835203E-3},{"$f":"R105*VLOOKUP($B105,$AR$36:$BA$47,MATCH(AO$2,$AS$2:$BA$2,0)+1,FALSE)","v":0},0.71069283320932441]
[2006,1,5,8,null,2013,1,5,8,0.26262353795215354,0.34649649775302144,5.1911539451115277E-3,8.0933524790729072E-2,8.7908899999999984E-2,6.5065999999999999E-2,1.0568166118462901E-5,2.0507735099200247E-3,0,0.85028095611705379,null,null,0.24864001056635815,7.0886580228318771E-2,0.30652461592957264,6.9289514058717944E-2,5.9980228745663083E-2,2.9032221469774914E-3,5.2891428252845274E-6,1.4989868275733331E-3,0,0.75972844764600678,null,{"$f":"J106*VLOOKUP($B106,$AR$36:$AZ$47,MATCH(AG$2,$AS$2:$BA$2,0)+1,FALSE)","v":0.2519735061654842},{"$f":"K106*VLOOKUP($B106,$AR$36:$AZ$47,MATCH(AH$2,$AS$2:$BA$2,0)+1,FALSE)","v":0.29276996178393078},{"$f":"L106*VLOOKUP($B106,$AR$36:$AZ$47,MATCH(AI$2,$AS$2:$BA$2,0)+1,FALSE)","v":3.8374142442109465E-3},{"$f":"M106*VLOOKUP($B106,$AR$36:$AZ$47,MATCH(AJ$2,$AS$2:$BA$2,0)+1,FALSE)","v":6.9573627225349211E-2},{"$f":"N106*VLOOKUP($B106,$AR$36:$AZ$47,MATCH(AK$2,$AS$2:$BA$2,0)+1,FALSE)","v":6.8756902792128496E-2},{"$f":"O106*VLOOKUP($B106,$AR$36:$AZ$47,MATCH(AL$2,$AS$2:$BA$2,0)+1,FALSE)","v":5.7662927567364561E-2},{"$f":"P106*VLOOKUP($B106,$AR$36:$AZ$47,MATCH(AM$2,$AS$2:$BA$2,0)+1,FALSE)","v":5.2891428252845274E-6},{"$f":"Q106*VLOOKUP($B106,$AR$36:$AZ$47,MATCH(AN$2,$AS$2:$BA$2,0)+1,FALSE)","v":1.5672499876267748E-3},{"$f":"R106*VLOOKUP($B106,$AR$36:$BA$47,MATCH(AO$2,$AS$2:$BA$2,0)+1,FALSE)","v":0},0.74614687890892029]
[2006,1,5,9,null,2013,1,5,9,0.27996152602995711,0.36885336270917252,0,9.2684978151149663E-2,8.9619100000000007E-2,6.5398999999999999E-2,0,1.844841099551928E-3,0,0.89836280798983115,null,null,0.26505482841733791,8.117922896179175E-2,0.32630238998649319,7.0637488233610601E-2,6.0287200377118919E-2,0,0,1.3484631500345877E-3,0,0.80480959912638683,null,{"$f":"J107*VLOOKUP($B107,$AR$36:$AZ$47,MATCH(AG$2,$AS$2:$BA$2,0)+1,FALSE)","v":0.2686083960915176},{"$f":"K107*VLOOKUP($B107,$AR$36:$AZ$47,MATCH(AH$2,$AS$2:$BA$2,0)+1,FALSE)","v":0.31166024939510989},{"$f":"L107*VLOOKUP($B107,$AR$36:$AZ$47,MATCH(AI$2,$AS$2:$BA$2,0)+1,FALSE)","v":0},{"$f":"M107*VLOOKUP($B107,$AR$36:$AZ$47,MATCH(AJ$2,$AS$2:$BA$2,0)+1,FALSE)","v":7.967563671484118E-2},{"$f":"N107*VLOOKUP($B107,$AR$36:$AZ$47,MATCH(AK$2,$AS$2:$BA$2,0)+1,FALSE)","v":7.0094515424695858E-2},{"$f":"O107*VLOOKUP($B107,$AR$36:$AZ$47,MATCH(AL$2,$AS$2:$BA$2,0)+1,FALSE)","v":5.7958039528756569E-2},{"$f":"P107*VLOOKUP($B107,$AR$36:$AZ$47,MATCH(AM$2,$AS$2:$BA$2,0)+1,FALSE)","v":0},{"$f":"Q107*VLOOKUP($B107,$AR$36:$AZ$47,MATCH(AN$2,$AS$2:$BA$2,0)+1,FALSE)","v":1.4098715321122319E-3},{"$f":"R107*VLOOKUP($B107,$AR$36:$BA$47,MATCH(AO$2,$AS$2:$BA$2,0)+1,FALSE)","v":0},0.78940670868703344]
[2006,1,5,10,null,2013,1,5,10,0.30919161991204031,0.37434216277394977,0,9.1418622426923737E-2,8.9496299999999973E-2,6.5771999999999997E-2,0,1.844841099551928E-3,0,0.93206554621246585,null,null,0.29272855069055204,8.0070076396460563E-2,0.33115800134961088,7.0540697666029689E-2,6.063104547781871E-2,0,0,1.3484631500345877E-3,0,0.83647683473050638,null,{"$f":"J108*VLOOKUP($B108,$AR$36:$AZ$47,MATCH(AG$2,$AS$2:$BA$2,0)+1,FALSE)","v":0.29665313761943279},{"$f":"K108*VLOOKUP($B108,$AR$36:$AZ$47,MATCH(AH$2,$AS$2:$BA$2,0)+1,FALSE)","v":0.31629797530467996},{"$f":"L108*VLOOKUP($B108,$AR$36:$AZ$47,MATCH(AI$2,$AS$2:$BA$2,0)+1,FALSE)","v":0},{"$f":"M108*VLOOKUP($B108,$AR$36:$AZ$47,MATCH(AJ$2,$AS$2:$BA$2,0)+1,FALSE)","v":7.8587027744457208E-2},{"$f":"N108*VLOOKUP($B108,$AR$36:$AZ$47,MATCH(AK$2,$AS$2:$BA$2,0)+1,FALSE)","v":6.9998468862142171E-2},{"$f":"O108*VLOOKUP($B108,$AR$36:$AZ$47,MATCH(AL$2,$AS$2:$BA$2,0)+1,FALSE)","v":5.8288600374399868E-2},{"$f":"P108*VLOOKUP($B108,$AR$36:$AZ$47,MATCH(AM$2,$AS$2:$BA$2,0)+1,FALSE)","v":0},{"$f":"Q108*VLOOKUP($B108,$AR$36:$AZ$47,MATCH(AN$2,$AS$2:$BA$2,0)+1,FALSE)","v":1.4098715321122319E-3},{"$f":"R108*VLOOKUP($B108,$AR$36:$BA$47,MATCH(AO$2,$AS$2:$BA$2,0)+1,FALSE)","v":0},0.82123508143722423]
[2006,1,5,11,null,2013,1,5,11,0.34105182416836555,0.37241559920576356,0,8.5647668269549532E-2,9.1088000000000016E-2,6.6045000000000006E-2,0,1.844841099551928E-3,0,0.95809293274323071,null,null,0.32289234173803338,7.5015518276961526E-2,0.32945368640954154,7.1795270519600426E-2,6.0882706905408639E-2,0,0,1.3484631500345877E-3,0,0.86138798699958008,null,{"$f":"J109*VLOOKUP($B109,$AR$36:$AZ$47,MATCH(AG$2,$AS$2:$BA$2,0)+1,FALSE)","v":0.32722133206313625},{"$f":"K109*VLOOKUP($B109,$AR$36:$AZ$47,MATCH(AH$2,$AS$2:$BA$2,0)+1,FALSE)","v":0.3146701379502192},{"$f":"L109*VLOOKUP($B109,$AR$36:$AZ$47,MATCH(AI$2,$AS$2:$BA$2,0)+1,FALSE)","v":0},{"$f":"M109*VLOOKUP($B109,$AR$36:$AZ$47,MATCH(AJ$2,$AS$2:$BA$2,0)+1,FALSE)","v":7.3626089563179273E-2},{"$f":"N109*VLOOKUP($B109,$AR$36:$AZ$47,MATCH(AK$2,$AS$2:$BA$2,0)+1,FALSE)","v":7.1243398126121515E-2},{"$f":"O109*VLOOKUP($B109,$AR$36:$AZ$47,MATCH(AL$2,$AS$2:$BA$2,0)+1,FALSE)","v":5.8530539009414941E-2},{"$f":"P109*VLOOKUP($B109,$AR$36:$AZ$47,MATCH(AM$2,$AS$2:$BA$2,0)+1,FALSE)","v":0},{"$f":"Q109*VLOOKUP($B109,$AR$36:$AZ$47,MATCH(AN$2,$AS$2:$BA$2,0)+1,FALSE)","v":1.4098715321122319E-3},{"$f":"R109*VLOOKUP($B109,$AR$36:$BA$47,MATCH(AO$2,$AS$2:$BA$2,0)+1,FALSE)","v":0},0.84670136824418341]
[2006,1,5,12,null,2013,1,5,12,0.31347705763266848,0.38943395035224304,0,0.10697607815090643,9.0940199999999985E-2,6.6418000000000005E-2,0,1.844841099551928E-3,0,0.9690901272353698,null,null,0.29678580804245241,9.3696257094486257E-2,0.34450879831617764,7.1678775031909406E-2,6.1226552006108423E-2,0,0,1.3484631500345877E-3,0,0.86924465364116876,null,{"$f":"J110*VLOOKUP($B110,$AR$36:$AZ$47,MATCH(AG$2,$AS$2:$BA$2,0)+1,FALSE)","v":0.30076479027760861},{"$f":"K110*VLOOKUP($B110,$AR$36:$AZ$47,MATCH(AH$2,$AS$2:$BA$2,0)+1,FALSE)","v":0.32904968304545351},{"$f":"L110*VLOOKUP($B110,$AR$36:$AZ$47,MATCH(AI$2,$AS$2:$BA$2,0)+1,FALSE)","v":0},{"$f":"M110*VLOOKUP($B110,$AR$36:$AZ$47,MATCH(AJ$2,$AS$2:$BA$2,0)+1,FALSE)","v":9.1960825906763799E-2},{"$f":"N110*VLOOKUP($B110,$AR$36:$AZ$47,MATCH(AK$2,$AS$2:$BA$2,0)+1,FALSE)","v":7.1127798110279222E-2},{"$f":"O110*VLOOKUP($B110,$AR$36:$AZ$47,MATCH(AL$2,$AS$2:$BA$2,0)+1,FALSE)","v":5.886109985505824E-2},{"$f":"P110*VLOOKUP($B110,$AR$36:$AZ$47,MATCH(AM$2,$AS$2:$BA$2,0)+1,FALSE)","v":0},{"$f":"Q110*VLOOKUP($B110,$AR$36:$AZ$47,MATCH(AN$2,$AS$2:$BA$2,0)+1,FALSE)","v":1.4098715321122319E-3},{"$f":"R110*VLOOKUP($B110,$AR$36:$BA$47,MATCH(AO$2,$AS$2:$BA$2,0)+1,FALSE)","v":0},0.85317406872727575]
[2006,1,5,13,null,2013,1,5,13,0.32116479242490636,0.38090327143327096,0,0.10110039815217739,9.0722800000000006E-2,6.6715999999999998E-2,0,1.844841099551928E-3,0,0.9624521031099067,null,null,0.30406420538215179,8.8549973614274538E-2,0.33696221964593587,7.150742104663188E-2,6.1501259351975812E-2,0,0,1.3484631500345877E-3,0,0.86393354219100449,null,{"$f":"J111*VLOOKUP($B111,$AR$36:$AZ$47,MATCH(AG$2,$AS$2:$BA$2,0)+1,FALSE)","v":0.30814076847505212},{"$f":"K111*VLOOKUP($B111,$AR$36:$AZ$47,MATCH(AH$2,$AS$2:$BA$2,0)+1,FALSE)","v":0.32184174138574112},{"$f":"L111*VLOOKUP($B111,$AR$36:$AZ$47,MATCH(AI$2,$AS$2:$BA$2,0)+1,FALSE)","v":0},{"$f":"M111*VLOOKUP($B111,$AR$36:$AZ$47,MATCH(AJ$2,$AS$2:$BA$2,0)+1,FALSE)","v":8.6909861291247115E-2},{"$f":"N111*VLOOKUP($B111,$AR$36:$AZ$47,MATCH(AK$2,$AS$2:$BA$2,0)+1,FALSE)","v":7.0957761280481466E-2},{"$f":"O111*VLOOKUP($B111,$AR$36:$AZ$47,MATCH(AL$2,$AS$2:$BA$2,0)+1,FALSE)","v":5.9125194042730367E-2},{"$f":"P111*VLOOKUP($B111,$AR$36:$AZ$47,MATCH(AM$2,$AS$2:$BA$2,0)+1,FALSE)","v":0},{"$f":"Q111*VLOOKUP($B111,$AR$36:$AZ$47,MATCH(AN$2,$AS$2:$BA$2,0)+1,FALSE)","v":1.4098715321122319E-3},{"$f":"R111*VLOOKUP($B111,$AR$36:$BA$47,MATCH(AO$2,$AS$2:$BA$2,0)+1,FALSE)","v":0},0.84838519800736445]
[2006,1,5,14,null,2013,1,5,14,0.2887861312652763,0.38998590905119768,0,0.11400108172318349,9.0368800000000013E-2,6.6867999999999997E-2,0,1.844841099551928E-3,0,0.95185476313920947,null,null,0.27340956293985225,9.9849189153457779E-2,0.34499708298659487,7.1228399377872675E-2,6.1641378535102799E-2,0,0,1.3484631500345877E-3,0,0.85247407614291482,null,{"$f":"J112*VLOOKUP($B112,$AR$36:$AZ$47,MATCH(AG$2,$AS$2:$BA$2,0)+1,FALSE)","v":0.27707514183338167},{"$f":"K112*VLOOKUP($B112,$AR$36:$AZ$47,MATCH(AH$2,$AS$2:$BA$2,0)+1,FALSE)","v":0.32951605695759167},{"$f":"L112*VLOOKUP($B112,$AR$36:$AZ$47,MATCH(AI$2,$AS$2:$BA$2,0)+1,FALSE)","v":0},{"$f":"M112*VLOOKUP($B112,$AR$36:$AZ$47,MATCH(AJ$2,$AS$2:$BA$2,0)+1,FALSE)","v":9.7999794073022839E-2},{"$f":"N112*VLOOKUP($B112,$AR$36:$AZ$47,MATCH(AK$2,$AS$2:$BA$2,0)+1,FALSE)","v":7.0680884381914735E-2},{"$f":"O112*VLOOKUP($B112,$AR$36:$AZ$47,MATCH(AL$2,$AS$2:$BA$2,0)+1,FALSE)","v":5.925989980288527E-2},{"$f":"P112*VLOOKUP($B112,$AR$36:$AZ$47,MATCH(AM$2,$AS$2:$BA$2,0)+1,FALSE)","v":0},{"$f":"Q112*VLOOKUP($B112,$AR$36:$AZ$47,MATCH(AN$2,$AS$2:$BA$2,0)+1,FALSE)","v":1.4098715321122319E-3},{"$f":"R112*VLOOKUP($B112,$AR$36:$BA$47,MATCH(AO$2,$AS$2:$BA$2,0)+1,FALSE)","v":0},0.83594164858090847]
[2006,1,5,15,null,2013,1,5,15,0.30232220011133643,0.37738296774674546,0,0.10076888839109724,9.0247599999999997E-2,6.7171999999999996E-2,0,1.844841099551928E-3,0,0.93973849734873105,null,null,0.28622489673344581,8.8259616888356054E-2,0.33384801865843605,7.1132869925178838E-2,6.192161690135678E-2,0,0,1.3484631500345877E-3,0,0.84273548225680806,null,{"$f":"J113*VLOOKUP($B113,$AR$36:$AZ$47,MATCH(AG$2,$AS$2:$BA$2,0)+1,FALSE)","v":0.2900622897236082},{"$f":"K113*VLOOKUP($B113,$AR$36:$AZ$47,MATCH(AH$2,$AS$2:$BA$2,0)+1,FALSE)","v":0.31886728368571976},{"$f":"L113*VLOOKUP($B113,$AR$36:$AZ$47,MATCH(AI$2,$AS$2:$BA$2,0)+1,FALSE)","v":0},{"$f":"M113*VLOOKUP($B113,$AR$36:$AZ$47,MATCH(AJ$2,$AS$2:$BA$2,0)+1,FALSE)","v":8.6624882518870738E-2},{"$f":"N113*VLOOKUP($B113,$AR$36:$AZ$47,MATCH(AK$2,$AS$2:$BA$2,0)+1,FALSE)","v":7.0586089240371533E-2},{"$f":"O113*VLOOKUP($B113,$AR$36:$AZ$47,MATCH(AL$2,$AS$2:$BA$2,0)+1,FALSE)","v":5.952931132319509E-2},{"$f":"P113*VLOOKUP($B113,$AR$36:$AZ$47,MATCH(AM$2,$AS$2:$BA$2,0)+1,FALSE)","v":0},{"$f":"Q113*VLOOKUP($B113,$AR$36:$AZ$47,MATCH(AN$2,$AS$2:$BA$2,0)+1,FALSE)","v":1.4098715321122319E-3},{"$f":"R113*VLOOKUP($B113,$AR$36:$BA$47,MATCH(AO$2,$AS$2:$BA$2,0)+1,FALSE)","v":0},0.82707972802387764]
[2006,1,5,16,null,2013,1,5,16,0.3083937922539155,0.37802023353747771,0,0.10192278282407027,9.0199899999999986E-2,6.7130999999999996E-2,0,1.844841099551928E-3,0,0.94751254971501542,null,null,0.29197320378260494,8.9270268908139619E-2,0.33441176938323702,7.1095272937608728E-2,6.1883821595381736E-2,0,0,1.3484631500345877E-3,0,0.84998279975700664,null,{"$f":"J114*VLOOKUP($B114,$AR$36:$AZ$47,MATCH(AG$2,$AS$2:$BA$2,0)+1,FALSE)","v":0.2958876638393555},{"$f":"K114*VLOOKUP($B114,$AR$36:$AZ$47,MATCH(AH$2,$AS$2:$BA$2,0)+1,FALSE)","v":0.31940573727012478},{"$f":"L114*VLOOKUP($B114,$AR$36:$AZ$47,MATCH(AI$2,$AS$2:$BA$2,0)+1,FALSE)","v":0},{"$f":"M114*VLOOKUP($B114,$AR$36:$AZ$47,MATCH(AJ$2,$AS$2:$BA$2,0)+1,FALSE)","v":8.7616815359367356E-2},{"$f":"N114*VLOOKUP($B114,$AR$36:$AZ$47,MATCH(AK$2,$AS$2:$BA$2,0)+1,FALSE)","v":7.0548781251496856E-2},{"$f":"O114*VLOOKUP($B114,$AR$36:$AZ$47,MATCH(AL$2,$AS$2:$BA$2,0)+1,FALSE)","v":5.9492976216837516E-2},{"$f":"P114*VLOOKUP($B114,$AR$36:$AZ$47,MATCH(AM$2,$AS$2:$BA$2,0)+1,FALSE)","v":0},{"$f":"Q114*VLOOKUP($B114,$AR$36:$AZ$47,MATCH(AN$2,$AS$2:$BA$2,0)+1,FALSE)","v":1.4098715321122319E-3},{"$f":"R114*VLOOKUP($B114,$AR$36:$BA$47,MATCH(AO$2,$AS$2:$BA$2,0)+1,FALSE)","v":0},0.83436184546929426]
[2006,1,5,17,null,2013,1,5,17,0.33706881927421439,0.3864463496974363,2.5254262435677713E-3,0.10975342976630843,8.8640399999999994E-2,6.7141000000000006E-2,5.141270003576549E-6,1.9450244343255972E-3,0,0.99352559068585611,null,null,0.31912141401887351,9.6128833194643909E-2,0.34186584766817907,6.9866080021139865E-2,6.1893039962692735E-2,1.4123783417728344E-3,2.5730965095978798E-6,1.4216908850534372E-3,0,0.89171185718886492,null,{"$f":"J115*VLOOKUP($B115,$AR$36:$AZ$47,MATCH(AG$2,$AS$2:$BA$2,0)+1,FALSE)","v":0.32339984783487791},{"$f":"K115*VLOOKUP($B115,$AR$36:$AZ$47,MATCH(AH$2,$AS$2:$BA$2,0)+1,FALSE)","v":0.32652532930679934},{"$f":"L115*VLOOKUP($B115,$AR$36:$AZ$47,MATCH(AI$2,$AS$2:$BA$2,0)+1,FALSE)","v":1.8668501728593802E-3},{"$f":"M115*VLOOKUP($B115,$AR$36:$AZ$47,MATCH(AJ$2,$AS$2:$BA$2,0)+1,FALSE)","v":9.4348346115025308E-2},{"$f":"N115*VLOOKUP($B115,$AR$36:$AZ$47,MATCH(AK$2,$AS$2:$BA$2,0)+1,FALSE)","v":6.9329036835353283E-2},{"$f":"O115*VLOOKUP($B115,$AR$36:$AZ$47,MATCH(AL$2,$AS$2:$BA$2,0)+1,FALSE)","v":5.9501838437900349E-2},{"$f":"P115*VLOOKUP($B115,$AR$36:$AZ$47,MATCH(AM$2,$AS$2:$BA$2,0)+1,FALSE)","v":2.5730965095978798E-6},{"$f":"Q115*VLOOKUP($B115,$AR$36:$AZ$47,MATCH(AN$2,$AS$2:$BA$2,0)+1,FALSE)","v":1.4864340239841721E-3},{"$f":"R115*VLOOKUP($B115,$AR$36:$BA$47,MATCH(AO$2,$AS$2:$BA$2,0)+1,FALSE)","v":0},0.87646025582330933]
[2006,1,5,18,null,2013,1,5,18,0.40329402069722703,0.39400368865645652,8.4180874785592386E-3,0.1138569468074538,8.7913199999999997E-2,6.7232E-2,1.71375666785885E-5,2.1787855487974887E-3,0,1.0769138667551728,null,null,0.38182042001801209,9.9722946891132092E-2,0.3485513710050252,6.9292903304976894E-2,6.19769271052227E-2,4.7079278059094483E-3,8.5769883653262672E-6,1.5925556000974171E-3,0,0.9676736287187413,null,{"$f":"J116*VLOOKUP($B116,$AR$36:$AZ$47,MATCH(AG$2,$AS$2:$BA$2,0)+1,FALSE)","v":0.38693945410623987},{"$f":"K116*VLOOKUP($B116,$AR$36:$AZ$47,MATCH(AH$2,$AS$2:$BA$2,0)+1,FALSE)","v":0.33291085369901885},{"$f":"L116*VLOOKUP($B116,$AR$36:$AZ$47,MATCH(AI$2,$AS$2:$BA$2,0)+1,FALSE)","v":6.2228339095312677E-3},{"$f":"M116*VLOOKUP($B116,$AR$36:$AZ$47,MATCH(AJ$2,$AS$2:$BA$2,0)+1,FALSE)","v":9.787589005521237E-2},{"$f":"N116*VLOOKUP($B116,$AR$36:$AZ$47,MATCH(AK$2,$AS$2:$BA$2,0)+1,FALSE)","v":6.8760265986094152E-2},{"$f":"O116*VLOOKUP($B116,$AR$36:$AZ$47,MATCH(AL$2,$AS$2:$BA$2,0)+1,FALSE)","v":5.9582484649572033E-2},{"$f":"P116*VLOOKUP($B116,$AR$36:$AZ$47,MATCH(AM$2,$AS$2:$BA$2,0)+1,FALSE)","v":8.5769883653262672E-6},{"$f":"Q116*VLOOKUP($B116,$AR$36:$AZ$47,MATCH(AN$2,$AS$2:$BA$2,0)+1,FALSE)","v":1.66507983835203E-3},{"$f":"R116*VLOOKUP($B116,$AR$36:$BA$47,MATCH(AO$2,$AS$2:$BA$2,0)+1,FALSE)","v":0},0.95396543923238597]
[2006,1,5,19,null,2013,1,5,19,0.42026957136140269,0.37435694628476757,8.4180874785592386E-3,9.8330496115028532E-2,8.6655800000000005E-2,6.6406000000000007E-2,1.71375666785885E-5,2.1787855487974887E-3,0,1.0566328243552341,null,null,0.39789209862466979,8.6123922314907092E-2,0.33117107943266483,6.8301824643118639E-2,6.1215489965335247E-2,4.7079278059094483E-3,8.5769883653262672E-6,1.5925556000974171E-3,0,0.95101347537506775,null,{"$f":"J117*VLOOKUP($B117,$AR$36:$AZ$47,MATCH(AG$2,$AS$2:$BA$2,0)+1,FALSE)","v":0.403226604349115},{"$f":"K117*VLOOKUP($B117,$AR$36:$AZ$47,MATCH(AH$2,$AS$2:$BA$2,0)+1,FALSE)","v":0.31631046653597733},{"$f":"L117*VLOOKUP($B117,$AR$36:$AZ$47,MATCH(AI$2,$AS$2:$BA$2,0)+1,FALSE)","v":6.2228339095312677E-3},{"$f":"M117*VLOOKUP($B117,$AR$36:$AZ$47,MATCH(AJ$2,$AS$2:$BA$2,0)+1,FALSE)","v":8.4528745032173655E-2},{"$f":"N117*VLOOKUP($B117,$AR$36:$AZ$47,MATCH(AK$2,$AS$2:$BA$2,0)+1,FALSE)","v":6.7776805499490167E-2},{"$f":"O117*VLOOKUP($B117,$AR$36:$AZ$47,MATCH(AL$2,$AS$2:$BA$2,0)+1,FALSE)","v":5.8850465189782854E-2},{"$f":"P117*VLOOKUP($B117,$AR$36:$AZ$47,MATCH(AM$2,$AS$2:$BA$2,0)+1,FALSE)","v":8.5769883653262672E-6},{"$f":"Q117*VLOOKUP($B117,$AR$36:$AZ$47,MATCH(AN$2,$AS$2:$BA$2,0)+1,FALSE)","v":1.66507983835203E-3},{"$f":"R117*VLOOKUP($B117,$AR$36:$BA$47,MATCH(AO$2,$AS$2:$BA$2,0)+1,FALSE)","v":0},0.9385895773427877]
[2006,1,5,20,null,2013,1,5,20,0.40067837091288006,0.36707994751546463,8.4180874785592386E-3,0.10261544962347013,8.6044800000000005E-2,6.6288E-2,1.71375666785885E-5,2.1787855487974887E-3,0,1.0333205786458504,null,null,0.37934404187198156,8.9876949276678011E-2,0.32473355620416028,6.7820236395627453E-2,6.1106713231065597E-2,4.7079278059094483E-3,8.5769883653262672E-6,1.5925556000974171E-3,0,0.92919055737388512,null,{"$f":"J118*VLOOKUP($B118,$AR$36:$AZ$47,MATCH(AG$2,$AS$2:$BA$2,0)+1,FALSE)","v":0.3844298753677835},{"$f":"K118*VLOOKUP($B118,$AR$36:$AZ$47,MATCH(AH$2,$AS$2:$BA$2,0)+1,FALSE)","v":0.31016181376341995},{"$f":"L118*VLOOKUP($B118,$AR$36:$AZ$47,MATCH(AI$2,$AS$2:$BA$2,0)+1,FALSE)","v":6.2228339095312677E-3},{"$f":"M118*VLOOKUP($B118,$AR$36:$AZ$47,MATCH(AJ$2,$AS$2:$BA$2,0)+1,FALSE)","v":8.8212258864607374E-2},{"$f":"N118*VLOOKUP($B118,$AR$36:$AZ$47,MATCH(AK$2,$AS$2:$BA$2,0)+1,FALSE)","v":6.7298919101116503E-2},{"$f":"O118*VLOOKUP($B118,$AR$36:$AZ$47,MATCH(AL$2,$AS$2:$BA$2,0)+1,FALSE)","v":5.8745890981241541E-2},{"$f":"P118*VLOOKUP($B118,$AR$36:$AZ$47,MATCH(AM$2,$AS$2:$BA$2,0)+1,FALSE)","v":8.5769883653262672E-6},{"$f":"Q118*VLOOKUP($B118,$AR$36:$AZ$47,MATCH(AN$2,$AS$2:$BA$2,0)+1,FALSE)","v":1.66507983835203E-3},{"$f":"R118*VLOOKUP($B118,$AR$36:$BA$47,MATCH(AO$2,$AS$2:$BA$2,0)+1,FALSE)","v":0},0.91674524881441743]
[2006,1,5,21,null,2013,1,5,21,0.3720590646532958,0.36617403468663079,8.4180874785592386E-3,0.11082354906708466,8.5564500000000002E-2,6.5464999999999995E-2,1.71375666785885E-5,2.1787855487974887E-3,0,1.0107001590010467,null,null,0.35224858551543331,9.7066109778908491E-2,0.32393214959911604,6.7441665470471965E-2,6.034804160137143E-2,4.7079278059094483E-3,8.5769883653262672E-6,1.5925556000974171E-3,0,0.90734561235967337,null,{"$f":"J119*VLOOKUP($B119,$AR$36:$AZ$47,MATCH(AG$2,$AS$2:$BA$2,0)+1,FALSE)","v":0.35697115251878653},{"$f":"K119*VLOOKUP($B119,$AR$36:$AZ$47,MATCH(AH$2,$AS$2:$BA$2,0)+1,FALSE)","v":0.30939636861174541},{"$f":"L119*VLOOKUP($B119,$AR$36:$AZ$47,MATCH(AI$2,$AS$2:$BA$2,0)+1,FALSE)","v":6.2228339095312677E-3},{"$f":"M119*VLOOKUP($B119,$AR$36:$AZ$47,MATCH(AJ$2,$AS$2:$BA$2,0)+1,FALSE)","v":9.5268262571294435E-2},{"$f":"N119*VLOOKUP($B119,$AR$36:$AZ$47,MATCH(AK$2,$AS$2:$BA$2,0)+1,FALSE)","v":6.6923258156535687E-2},{"$f":"O119*VLOOKUP($B119,$AR$36:$AZ$47,MATCH(AL$2,$AS$2:$BA$2,0)+1,FALSE)","v":5.8016530187771198E-2},{"$f":"P119*VLOOKUP($B119,$AR$36:$AZ$47,MATCH(AM$2,$AS$2:$BA$2,0)+1,FALSE)","v":8.5769883653262672E-6},{"$f":"Q119*VLOOKUP($B119,$AR$36:$AZ$47,MATCH(AN$2,$AS$2:$BA$2,0)+1,FALSE)","v":1.66507983835203E-3},{"$f":"R119*VLOOKUP($B119,$AR$36:$BA$47,MATCH(AO$2,$AS$2:$BA$2,0)+1,FALSE)","v":0},0.89447206278238189]
[2006,1,5,22,null,2013,1,5,22,0.36110615772498833,0.35153173997469378,8.4180874785592386E-3,0.10626256700751142,8.4665599999999994E-2,6.4916000000000001E-2,1.71375666785885E-5,2.1787855487974887E-3,0,0.97909607530122877,null,null,0.34187887183469362,9.3071319961933949E-2,0.31097899194237327,6.6733155362992722E-2,5.9841953235998287E-2,4.7079278059094483E-3,8.5769883653262672E-6,1.5925556000974171E-3,0,0.87881335273236405,null,{"$f":"J120*VLOOKUP($B120,$AR$36:$AZ$47,MATCH(AG$2,$AS$2:$BA$2,0)+1,FALSE)","v":0.34646241296348945},{"$f":"K120*VLOOKUP($B120,$AR$36:$AZ$47,MATCH(AH$2,$AS$2:$BA$2,0)+1,FALSE)","v":0.29702445694440599},{"$f":"L120*VLOOKUP($B120,$AR$36:$AZ$47,MATCH(AI$2,$AS$2:$BA$2,0)+1,FALSE)","v":6.2228339095312677E-3},{"$f":"M120*VLOOKUP($B120,$AR$36:$AZ$47,MATCH(AJ$2,$AS$2:$BA$2,0)+1,FALSE)","v":9.1347463787171748E-2},{"$f":"N120*VLOOKUP($B120,$AR$36:$AZ$47,MATCH(AK$2,$AS$2:$BA$2,0)+1,FALSE)","v":6.622019419009037E-2},{"$f":"O120*VLOOKUP($B120,$AR$36:$AZ$47,MATCH(AL$2,$AS$2:$BA$2,0)+1,FALSE)","v":5.7529994251422217E-2},{"$f":"P120*VLOOKUP($B120,$AR$36:$AZ$47,MATCH(AM$2,$AS$2:$BA$2,0)+1,FALSE)","v":8.5769883653262672E-6},{"$f":"Q120*VLOOKUP($B120,$AR$36:$AZ$47,MATCH(AN$2,$AS$2:$BA$2,0)+1,FALSE)","v":1.66507983835203E-3},{"$f":"R120*VLOOKUP($B120,$AR$36:$BA$47,MATCH(AO$2,$AS$2:$BA$2,0)+1,FALSE)","v":0},0.86648101287282853]
[2006,1,5,23,null,2013,1,5,23,0.33933304775600975,0.329036796941648,8.4180874785592386E-3,9.2280961065767969E-2,8.3754599999999957E-2,6.4271999999999996E-2,1.71375666785885E-5,2.1787855487974887E-3,0,0.91929141635746092,null,null,0.32126508247307284,8.082536584251486E-2,0.2910790685137768,6.6015108074180151E-2,5.9248290381170771E-2,4.7079278059094483E-3,8.5769883653262672E-6,1.5925556000974171E-3,0,0.82474197567908769,null,{"$f":"J121*VLOOKUP($B121,$AR$36:$AZ$47,MATCH(AG$2,$AS$2:$BA$2,0)+1,FALSE)","v":0.32557225627079533},{"$f":"K121*VLOOKUP($B121,$AR$36:$AZ$47,MATCH(AH$2,$AS$2:$BA$2,0)+1,FALSE)","v":0.27801750116036567},{"$f":"L121*VLOOKUP($B121,$AR$36:$AZ$47,MATCH(AI$2,$AS$2:$BA$2,0)+1,FALSE)","v":6.2228339095312677E-3},{"$f":"M121*VLOOKUP($B121,$AR$36:$AZ$47,MATCH(AJ$2,$AS$2:$BA$2,0)+1,FALSE)","v":7.9328327807145646E-2},{"$f":"N121*VLOOKUP($B121,$AR$36:$AZ$47,MATCH(AK$2,$AS$2:$BA$2,0)+1,FALSE)","v":6.5507666352253344E-2},{"$f":"O121*VLOOKUP($B121,$AR$36:$AZ$47,MATCH(AL$2,$AS$2:$BA$2,0)+1,FALSE)","v":5.6959267214976406E-2},{"$f":"P121*VLOOKUP($B121,$AR$36:$AZ$47,MATCH(AM$2,$AS$2:$BA$2,0)+1,FALSE)","v":8.5769883653262672E-6},{"$f":"Q121*VLOOKUP($B121,$AR$36:$AZ$47,MATCH(AN$2,$AS$2:$BA$2,0)+1,FALSE)","v":1.66507983835203E-3},{"$f":"R121*VLOOKUP($B121,$AR$36:$BA$47,MATCH(AO$2,$AS$2:$BA$2,0)+1,FALSE)","v":0},0.81328150954178502]
[2006,1,5,24,null,2013,1,5,24,0.23313092910752406,0.34788094192223573,8.4180874785592386E-3,0.13243395696834051,8.2816899999999999E-2,6.3363000000000003E-2,1.71375666785885E-5,2.1787855487974887E-3,0,0.87023973859213544,null,null,0.22071775107682937,0.11599383988111385,0.30774935043625973,6.5276015930690046E-2,5.8410340792602128E-2,4.7079278059094483E-3,8.5769883653262672E-6,1.5925556000974171E-3,0,0.77445635851186734,null,{"$f":"J122*VLOOKUP($B122,$AR$36:$AZ$47,MATCH(AG$2,$AS$2:$BA$2,0)+1,FALSE)","v":0.22367689530380908},{"$f":"K122*VLOOKUP($B122,$AR$36:$AZ$47,MATCH(AH$2,$AS$2:$BA$2,0)+1,FALSE)","v":0.29393973887876818},{"$f":"L122*VLOOKUP($B122,$AR$36:$AZ$47,MATCH(AI$2,$AS$2:$BA$2,0)+1,FALSE)","v":6.2228339095312677E-3},{"$f":"M122*VLOOKUP($B122,$AR$36:$AZ$47,MATCH(AJ$2,$AS$2:$BA$2,0)+1,FALSE)","v":0.11384541545568164},{"$f":"N122*VLOOKUP($B122,$AR$36:$AZ$47,MATCH(AK$2,$AS$2:$BA$2,0)+1,FALSE)","v":6.4774255426304134E-2},{"$f":"O122*VLOOKUP($B122,$AR$36:$AZ$47,MATCH(AL$2,$AS$2:$BA$2,0)+1,FALSE)","v":5.6153691320365795E-2},{"$f":"P122*VLOOKUP($B122,$AR$36:$AZ$47,MATCH(AM$2,$AS$2:$BA$2,0)+1,FALSE)","v":8.5769883653262672E-6},{"$f":"Q122*VLOOKUP($B122,$AR$36:$AZ$47,MATCH(AN$2,$AS$2:$BA$2,0)+1,FALSE)","v":1.66507983835203E-3},{"$f":"R122*VLOOKUP($B122,$AR$36:$BA$47,MATCH(AO$2,$AS$2:$BA$2,0)+1,FALSE)","v":0},0.7602864871211773]
[2006,1,6,1,null,2013,1,6,1,0.22016797196908422,0.30344249642681043,8.4180874785592386E-3,8.7800469344655227E-2,8.2647500000000013E-2,6.3231999999999997E-2,1.71375666785885E-5,2.1787855487974887E-3,0,0.76790444833458504,null,null,0.20844501335878013,7.6901074435805253E-2,0.26843732989254354,6.5142495392023936E-2,5.82895801808282E-2,4.7079278059094483E-3,8.5769883653262672E-6,1.5925556000974171E-3,0,0.68352455365435327,null,{"$f":"J123*VLOOKUP($B123,$AR$36:$AZ$47,MATCH(AG$2,$AS$2:$BA$2,0)+1,FALSE)","v":0.21123961802883512},{"$f":"K123*VLOOKUP($B123,$AR$36:$AZ$47,MATCH(AH$2,$AS$2:$BA$2,0)+1,FALSE)","v":0.25639176343369885},{"$f":"L123*VLOOKUP($B123,$AR$36:$AZ$47,MATCH(AI$2,$AS$2:$BA$2,0)+1,FALSE)","v":6.2228339095312677E-3},{"$f":"M123*VLOOKUP($B123,$AR$36:$AZ$47,MATCH(AJ$2,$AS$2:$BA$2,0)+1,FALSE)","v":7.5476721669923891E-2},{"$f":"N123*VLOOKUP($B123,$AR$36:$AZ$47,MATCH(AK$2,$AS$2:$BA$2,0)+1,FALSE)","v":6.4641761226820513E-2},{"$f":"O123*VLOOKUP($B123,$AR$36:$AZ$47,MATCH(AL$2,$AS$2:$BA$2,0)+1,FALSE)","v":5.6037596224442807E-2},{"$f":"P123*VLOOKUP($B123,$AR$36:$AZ$47,MATCH(AM$2,$AS$2:$BA$2,0)+1,FALSE)","v":8.5769883653262672E-6},{"$f":"Q123*VLOOKUP($B123,$AR$36:$AZ$47,MATCH(AN$2,$AS$2:$BA$2,0)+1,FALSE)","v":1.66507983835203E-3},{"$f":"R123*VLOOKUP($B123,$AR$36:$BA$47,MATCH(AO$2,$AS$2:$BA$2,0)+1,FALSE)","v":0},0.67168395131996983]
[2006,1,6,2,null,2013,1,6,2,0.2031347279633694,0.29551958830601122,8.4180874785592386E-3,8.150228894087061E-2,8.2457700000000009E-2,6.3308000000000003E-2,1.71375666785885E-5,2.1787855487974887E-3,0,0.73653631580428647,null,null,0.19231871332267342,7.1384739003242395E-2,0.26142840950078727,6.4992895638547946E-2,5.8359639772391704E-2,4.7079278059094483E-3,8.5769883653262672E-6,1.5925556000974171E-3,0,0.65479345763201491,null,{"$f":"J124*VLOOKUP($B124,$AR$36:$AZ$47,MATCH(AG$2,$AS$2:$BA$2,0)+1,FALSE)","v":0.19489711405162455},{"$f":"K124*VLOOKUP($B124,$AR$36:$AZ$47,MATCH(AH$2,$AS$2:$BA$2,0)+1,FALSE)","v":0.24969735375629612},{"$f":"L124*VLOOKUP($B124,$AR$36:$AZ$47,MATCH(AI$2,$AS$2:$BA$2,0)+1,FALSE)","v":6.2228339095312677E-3},{"$f":"M124*VLOOKUP($B124,$AR$36:$AZ$47,MATCH(AJ$2,$AS$2:$BA$2,0)+1,FALSE)","v":7.0062559161322702E-2},{"$f":"N124*VLOOKUP($B124,$AR$36:$AZ$47,MATCH(AK$2,$AS$2:$BA$2,0)+1,FALSE)","v":6.4493311409453372E-2},{"$f":"O124*VLOOKUP($B124,$AR$36:$AZ$47,MATCH(AL$2,$AS$2:$BA$2,0)+1,FALSE)","v":5.6104949104520269E-2},{"$f":"P124*VLOOKUP($B124,$AR$36:$AZ$47,MATCH(AM$2,$AS$2:$BA$2,0)+1,FALSE)","v":8.5769883653262672E-6},{"$f":"Q124*VLOOKUP($B124,$AR$36:$AZ$47,MATCH(AN$2,$AS$2:$BA$2,0)+1,FALSE)","v":1.66507983835203E-3},{"$f":"R124*VLOOKUP($B124,$AR$36:$BA$47,MATCH(AO$2,$AS$2:$BA$2,0)+1,FALSE)","v":0},0.64315177821946556]
[2006,1,6,3,null,2013,1,6,3,0.18909915164368393,0.2925490522823288,8.4180874785592386E-3,8.0963410972798522E-2,8.2508700000000032E-2,6.3219999999999998E-2,1.71375666785885E-5,2.1787855487974887E-3,0,0.71895432549284655,null,null,0.17903046859166488,7.091275639262723E-2,0.25880055490580883,6.5033093675572598E-2,5.8278518140055018E-2,4.7079278059094483E-3,8.5769883653262672E-6,1.5925556000974171E-3,0,0.63836445210010073,null,{"$f":"J125*VLOOKUP($B125,$AR$36:$AZ$47,MATCH(AG$2,$AS$2:$BA$2,0)+1,FALSE)","v":0.18143071494702978},{"$f":"K125*VLOOKUP($B125,$AR$36:$AZ$47,MATCH(AH$2,$AS$2:$BA$2,0)+1,FALSE)","v":0.24718741866670343},{"$f":"L125*VLOOKUP($B125,$AR$36:$AZ$47,MATCH(AI$2,$AS$2:$BA$2,0)+1,FALSE)","v":6.2228339095312677E-3},{"$f":"M125*VLOOKUP($B125,$AR$36:$AZ$47,MATCH(AJ$2,$AS$2:$BA$2,0)+1,FALSE)","v":6.9599318557783632E-2},{"$f":"N125*VLOOKUP($B125,$AR$36:$AZ$47,MATCH(AK$2,$AS$2:$BA$2,0)+1,FALSE)","v":6.4533200454162165E-2},{"$f":"O125*VLOOKUP($B125,$AR$36:$AZ$47,MATCH(AL$2,$AS$2:$BA$2,0)+1,FALSE)","v":5.6026961559167421E-2},{"$f":"P125*VLOOKUP($B125,$AR$36:$AZ$47,MATCH(AM$2,$AS$2:$BA$2,0)+1,FALSE)","v":8.5769883653262672E-6},{"$f":"Q125*VLOOKUP($B125,$AR$36:$AZ$47,MATCH(AN$2,$AS$2:$BA$2,0)+1,FALSE)","v":1.66507983835203E-3},{"$f":"R125*VLOOKUP($B125,$AR$36:$BA$47,MATCH(AO$2,$AS$2:$BA$2,0)+1,FALSE)","v":0},0.6266741049210951]
[2006,1,6,4,null,2013,1,6,4,0.18525561716288053,0.29239331145384895,8.4180874785592386E-3,8.0663925914746498E-2,8.3069600000000007E-2,6.2932000000000002E-2,1.71375666785885E-5,2.1787855487974887E-3,0,0.71492846512551111,null,null,0.17539158511088096,7.0650448879767999E-2,0.25866278035990747,6.547519326316309E-2,5.8013029161498621E-2,4.7079278059094483E-3,8.5769883653262672E-6,1.5925556000974171E-3,0,0.63450209716959027,null,{"$f":"J126*VLOOKUP($B126,$AR$36:$AZ$47,MATCH(AG$2,$AS$2:$BA$2,0)+1,FALSE)","v":0.17774304526308696},{"$f":"K126*VLOOKUP($B126,$AR$36:$AZ$47,MATCH(AH$2,$AS$2:$BA$2,0)+1,FALSE)","v":0.2470558264667882},{"$f":"L126*VLOOKUP($B126,$AR$36:$AZ$47,MATCH(AI$2,$AS$2:$BA$2,0)+1,FALSE)","v":6.2228339095312677E-3},{"$f":"M126*VLOOKUP($B126,$AR$36:$AZ$47,MATCH(AJ$2,$AS$2:$BA$2,0)+1,FALSE)","v":6.9341869474201151E-2},{"$f":"N126*VLOOKUP($B126,$AR$36:$AZ$47,MATCH(AK$2,$AS$2:$BA$2,0)+1,FALSE)","v":6.4971901732145426E-2},{"$f":"O126*VLOOKUP($B126,$AR$36:$AZ$47,MATCH(AL$2,$AS$2:$BA$2,0)+1,FALSE)","v":5.577172959255812E-2},{"$f":"P126*VLOOKUP($B126,$AR$36:$AZ$47,MATCH(AM$2,$AS$2:$BA$2,0)+1,FALSE)","v":8.5769883653262672E-6},{"$f":"Q126*VLOOKUP($B126,$AR$36:$AZ$47,MATCH(AN$2,$AS$2:$BA$2,0)+1,FALSE)","v":1.66507983835203E-3},{"$f":"R126*VLOOKUP($B126,$AR$36:$BA$47,MATCH(AO$2,$AS$2:$BA$2,0)+1,FALSE)","v":0},0.62278086326502857]
[2006,1,6,5,null,2013,1,6,5,0.18645423696161292,0.29219787349588527,8.4180874785592386E-3,7.8394606004012074E-2,8.3221600000000007E-2,6.3155000000000003E-2,1.71375666785885E-5,2.1787855487974887E-3,0,0.71403732705554546,null,null,0.17652638377266797,6.8662838327380141E-2,0.25848988815063162,6.559499917743257E-2,5.8218598752533615E-2,4.7079278059094483E-3,8.5769883653262672E-6,1.5925556000974171E-3,0,0.63380176857501813,null,{"$f":"J127*VLOOKUP($B127,$AR$36:$AZ$47,MATCH(AG$2,$AS$2:$BA$2,0)+1,FALSE)","v":0.17889305807458519},{"$f":"K127*VLOOKUP($B127,$AR$36:$AZ$47,MATCH(AH$2,$AS$2:$BA$2,0)+1,FALSE)","v":0.24689069243554917},{"$f":"L127*VLOOKUP($B127,$AR$36:$AZ$47,MATCH(AI$2,$AS$2:$BA$2,0)+1,FALSE)","v":6.2228339095312677E-3},{"$f":"M127*VLOOKUP($B127,$AR$36:$AZ$47,MATCH(AJ$2,$AS$2:$BA$2,0)+1,FALSE)","v":6.7391073213532354E-2},{"$f":"N127*VLOOKUP($B127,$AR$36:$AZ$47,MATCH(AK$2,$AS$2:$BA$2,0)+1,FALSE)","v":6.5090786728140185E-2},{"$f":"O127*VLOOKUP($B127,$AR$36:$AZ$47,MATCH(AL$2,$AS$2:$BA$2,0)+1,FALSE)","v":5.5969357122259075E-2},{"$f":"P127*VLOOKUP($B127,$AR$36:$AZ$47,MATCH(AM$2,$AS$2:$BA$2,0)+1,FALSE)","v":8.5769883653262672E-6},{"$f":"Q127*VLOOKUP($B127,$AR$36:$AZ$47,MATCH(AN$2,$AS$2:$BA$2,0)+1,FALSE)","v":1.66507983835203E-3},{"$f":"R127*VLOOKUP($B127,$AR$36:$BA$47,MATCH(AO$2,$AS$2:$BA$2,0)+1,FALSE)","v":0},0.62213145831031458]
[2006,1,6,6,null,2013,1,6,6,0.18974960354204587,0.29943324864162696,8.4180874785592386E-3,7.9269118451662235E-2,8.3935200000000043E-2,6.3517000000000004E-2,1.71375666785885E-5,2.1787855487974887E-3,0,0.7265181812293704,null,null,0.17964628683911796,6.9428790347155725E-2,0.26489058946229588,6.6157456417055685E-2,5.8552303649191319E-2,4.7079278059094483E-3,8.5769883653262672E-6,1.5925556000974171E-3,0,0.64498448710918876,null,{"$f":"J128*VLOOKUP($B128,$AR$36:$AZ$47,MATCH(AG$2,$AS$2:$BA$2,0)+1,FALSE)","v":0.18205478941765896},{"$f":"K128*VLOOKUP($B128,$AR$36:$AZ$47,MATCH(AH$2,$AS$2:$BA$2,0)+1,FALSE)","v":0.25300417559814409},{"$f":"L128*VLOOKUP($B128,$AR$36:$AZ$47,MATCH(AI$2,$AS$2:$BA$2,0)+1,FALSE)","v":6.2228339095312677E-3},{"$f":"M128*VLOOKUP($B128,$AR$36:$AZ$47,MATCH(AJ$2,$AS$2:$BA$2,0)+1,FALSE)","v":6.814283835899046E-2},{"$f":"N128*VLOOKUP($B128,$AR$36:$AZ$47,MATCH(AK$2,$AS$2:$BA$2,0)+1,FALSE)","v":6.564892049881034E-2},{"$f":"O128*VLOOKUP($B128,$AR$36:$AZ$47,MATCH(AL$2,$AS$2:$BA$2,0)+1,FALSE)","v":5.6290169524733272E-2},{"$f":"P128*VLOOKUP($B128,$AR$36:$AZ$47,MATCH(AM$2,$AS$2:$BA$2,0)+1,FALSE)","v":8.5769883653262672E-6},{"$f":"Q128*VLOOKUP($B128,$AR$36:$AZ$47,MATCH(AN$2,$AS$2:$BA$2,0)+1,FALSE)","v":1.66507983835203E-3},{"$f":"R128*VLOOKUP($B128,$AR$36:$BA$47,MATCH(AO$2,$AS$2:$BA$2,0)+1,FALSE)","v":0},0.63303738413458577]
[2006,1,6,7,null,2013,1,6,7,0.20174171893886206,0.31015870597862294,8.4180874785592386E-3,7.9158215417385283E-2,8.5036899999999985E-2,6.4264000000000002E-2,1.71375666785885E-5,2.1787855487974887E-3,0,0.7509735509289055,null,null,0.1909998757909224,6.9331654619320268E-2,0.27437875662188166,6.7025812836468107E-2,5.9240915687321989E-2,4.7079278059094483E-3,8.5769883653262672E-6,1.5925556000974171E-3,0,0.66728607595028666,null,{"$f":"J129*VLOOKUP($B129,$AR$36:$AZ$47,MATCH(AG$2,$AS$2:$BA$2,0)+1,FALSE)","v":0.1935605949765932},{"$f":"K129*VLOOKUP($B129,$AR$36:$AZ$47,MATCH(AH$2,$AS$2:$BA$2,0)+1,FALSE)","v":0.26206658100492458},{"$f":"L129*VLOOKUP($B129,$AR$36:$AZ$47,MATCH(AI$2,$AS$2:$BA$2,0)+1,FALSE)","v":6.2228339095312677E-3},{"$f":"M129*VLOOKUP($B129,$AR$36:$AZ$47,MATCH(AJ$2,$AS$2:$BA$2,0)+1,FALSE)","v":6.8047501767820165E-2},{"$f":"N129*VLOOKUP($B129,$AR$36:$AZ$47,MATCH(AK$2,$AS$2:$BA$2,0)+1,FALSE)","v":6.6510602078332828E-2},{"$f":"O129*VLOOKUP($B129,$AR$36:$AZ$47,MATCH(AL$2,$AS$2:$BA$2,0)+1,FALSE)","v":5.6952177438126153E-2},{"$f":"P129*VLOOKUP($B129,$AR$36:$AZ$47,MATCH(AM$2,$AS$2:$BA$2,0)+1,FALSE)","v":8.5769883653262672E-6},{"$f":"Q129*VLOOKUP($B129,$AR$36:$AZ$47,MATCH(AN$2,$AS$2:$BA$2,0)+1,FALSE)","v":1.66507983835203E-3},{"$f":"R129*VLOOKUP($B129,$AR$36:$BA$47,MATCH(AO$2,$AS$2:$BA$2,0)+1,FALSE)","v":0},0.65503394800204562]
[2006,1,6,8,null,2013,1,6,8,0.22615466618180149,0.32111745721830359,5.1911539451115277E-3,7.8889980919083905E-2,8.6088899999999968E-2,6.4950999999999995E-2,1.0568166118462901E-5,2.0507735099200247E-3,0,0.78445449994033889,null,null,0.21411294291267552,6.9096718277019478E-2,0.28407330486867288,6.7854995874701673E-2,5.9874217521586733E-2,2.9032221469774914E-3,5.2891428252845274E-6,1.4989868275733331E-3,0,0.69941967757203227,null,{"$f":"J130*VLOOKUP($B130,$AR$36:$AZ$47,MATCH(AG$2,$AS$2:$BA$2,0)+1,FALSE)","v":0.21698353703503559},{"$f":"K130*VLOOKUP($B130,$AR$36:$AZ$47,MATCH(AH$2,$AS$2:$BA$2,0)+1,FALSE)","v":0.27132610657717959},{"$f":"L130*VLOOKUP($B130,$AR$36:$AZ$47,MATCH(AI$2,$AS$2:$BA$2,0)+1,FALSE)","v":3.8374142442109465E-3},{"$f":"M130*VLOOKUP($B130,$AR$36:$AZ$47,MATCH(AJ$2,$AS$2:$BA$2,0)+1,FALSE)","v":6.7816916889155199E-2},{"$f":"N130*VLOOKUP($B130,$AR$36:$AZ$47,MATCH(AK$2,$AS$2:$BA$2,0)+1,FALSE)","v":6.7333411392717576E-2},{"$f":"O130*VLOOKUP($B130,$AR$36:$AZ$47,MATCH(AL$2,$AS$2:$BA$2,0)+1,FALSE)","v":5.7561012025142091E-2},{"$f":"P130*VLOOKUP($B130,$AR$36:$AZ$47,MATCH(AM$2,$AS$2:$BA$2,0)+1,FALSE)","v":5.2891428252845274E-6},{"$f":"Q130*VLOOKUP($B130,$AR$36:$AZ$47,MATCH(AN$2,$AS$2:$BA$2,0)+1,FALSE)","v":1.5672499876267748E-3},{"$f":"R130*VLOOKUP($B130,$AR$36:$BA$47,MATCH(AO$2,$AS$2:$BA$2,0)+1,FALSE)","v":0},0.68643093729389304]
[2006,1,6,9,null,2013,1,6,9,0.26202837636888954,0.32903017979884014,0,7.7310538065700096E-2,8.7202900000000014E-2,6.4866999999999994E-2,0,1.844841099551928E-3,0,0.82228383533298177,null,null,{"$f":"$J131*$AS$6","v":0.2480765386723103},{"$f":"$M131*$AV$6","v":6.7713344664762559E-2},{"$f":"$K131*$AT$6","v":0.29107321472543873},{"$f":"$N131*$AW$6","v":6.8733047114808363E-2},{"$f":"$O131*$AX$6","v":5.9796783236174447E-2},{"$f":"$L131*$AU$6","v":0},{"$f":"$P131*$AY$6","v":0},{"$f":"$Q131*$AZ$6","v":1.3484631500345877E-3},0,{"$f":"SUM(V131:AD131)","v":0.73674139156352891},null,{"$f":"J131*VLOOKUP($B131,$AR$36:$AZ$47,MATCH(AG$2,$AS$2:$BA$2,0)+1,FALSE)","v":0.25140247985139447},{"$f":"K131*VLOOKUP($B131,$AR$36:$AZ$47,MATCH(AH$2,$AS$2:$BA$2,0)+1,FALSE)","v":0.27801191004859532},{"$f":"L131*VLOOKUP($B131,$AR$36:$AZ$47,MATCH(AI$2,$AS$2:$BA$2,0)+1,FALSE)","v":0},{"$f":"M131*VLOOKUP($B131,$AR$36:$AZ$47,MATCH(AJ$2,$AS$2:$BA$2,0)+1,FALSE)","v":6.645916596221603E-2},{"$f":"N131*VLOOKUP($B131,$AR$36:$AZ$47,MATCH(AK$2,$AS$2:$BA$2,0)+1,FALSE)","v":6.8204713271258141E-2},{"$f":"O131*VLOOKUP($B131,$AR$36:$AZ$47,MATCH(AL$2,$AS$2:$BA$2,0)+1,FALSE)","v":5.7486569368214377E-2},{"$f":"P131*VLOOKUP($B131,$AR$36:$AZ$47,MATCH(AM$2,$AS$2:$BA$2,0)+1,FALSE)","v":0},{"$f":"Q131*VLOOKUP($B131,$AR$36:$AZ$47,MATCH(AN$2,$AS$2:$BA$2,0)+1,FALSE)","v":1.4098715321122319E-3},{"$f":"R131*VLOOKUP($B131,$AR$36:$BA$47,MATCH(AO$2,$AS$2:$BA$2,0)+1,FALSE)","v":0},0.72297471003379055]
[2006,1,6,10,null,2013,1,6,10,0.30157338476833412,0.33139538272039382,0,6.7651756021838372E-2,8.6986600000000025E-2,6.5339999999999995E-2,0,1.844841099551928E-3,0,0.85479196461011819,null,null,0.28551595245431471,5.9253586733417914E-2,0.29316556752503758,6.8562560146015666E-2,6.0232812009984101E-2,0,0,1.3484631500345877E-3,{"$f":"$R132*$BA$6","v":0},0.76807894201880456,null,{"$f":"J132*VLOOKUP($B132,$AR$36:$AZ$47,MATCH(AG$2,$AS$2:$BA$2,0)+1,FALSE)","v":0.28934384068846813},{"$f":"K132*VLOOKUP($B132,$AR$36:$AZ$47,MATCH(AH$2,$AS$2:$BA$2,0)+1,FALSE)","v":0.28001037287129343},{"$f":"L132*VLOOKUP($B132,$AR$36:$AZ$47,MATCH(AI$2,$AS$2:$BA$2,0)+1,FALSE)","v":0},{"$f":"M132*VLOOKUP($B132,$AR$36:$AZ$47,MATCH(AJ$2,$AS$2:$BA$2,0)+1,FALSE)","v":5.8156098684371361E-2},{"$f":"N132*VLOOKUP($B132,$AR$36:$AZ$47,MATCH(AK$2,$AS$2:$BA$2,0)+1,FALSE)","v":6.8035536793405085E-2},{"$f":"O132*VLOOKUP($B132,$AR$36:$AZ$47,MATCH(AL$2,$AS$2:$BA$2,0)+1,FALSE)","v":5.790575242448591E-2},{"$f":"P132*VLOOKUP($B132,$AR$36:$AZ$47,MATCH(AM$2,$AS$2:$BA$2,0)+1,FALSE)","v":0},{"$f":"Q132*VLOOKUP($B132,$AR$36:$AZ$47,MATCH(AN$2,$AS$2:$BA$2,0)+1,FALSE)","v":1.4098715321122319E-3},{"$f":"R132*VLOOKUP($B132,$AR$36:$BA$47,MATCH(AO$2,$AS$2:$BA$2,0)+1,FALSE)","v":0},{"$f":"SUM(AG132:AO132)","v":0.7548614729941362}]
[2006,1,6,11,null,2013,1,6,11,0.2946583878850334,0.34576580354753961,0,7.7518421931166467E-2,8.8885800000000015E-2,6.3950999999999994E-2,0,1.844841099551928E-3,0,0.87262425446329139,null,null,0.27896914819016888,6.7895422195003066E-2,0.30587821470430848,7.0059503516940749E-2,5.8952380790488111E-2,0,0,1.3484631500345877E-3,0,0.78310313254694397,null,{"$f":"J133*VLOOKUP($B133,$AR$36:$AZ$47,MATCH(AG$2,$AS$2:$BA$2,0)+1,FALSE)","v":0.28270926397308582},{"$f":"K133*VLOOKUP($B133,$AR$36:$AZ$47,MATCH(AH$2,$AS$2:$BA$2,0)+1,FALSE)","v":0.29215256646824384},{"$f":"L133*VLOOKUP($B133,$AR$36:$AZ$47,MATCH(AI$2,$AS$2:$BA$2,0)+1,FALSE)","v":0},{"$f":"M133*VLOOKUP($B133,$AR$36:$AZ$47,MATCH(AJ$2,$AS$2:$BA$2,0)+1,FALSE)","v":6.6637871073596255E-2},{"$f":"N133*VLOOKUP($B133,$AR$36:$AZ$47,MATCH(AK$2,$AS$2:$BA$2,0)+1,FALSE)","v":6.9520973532834304E-2},{"$f":"O133*VLOOKUP($B133,$AR$36:$AZ$47,MATCH(AL$2,$AS$2:$BA$2,0)+1,FALSE)","v":5.6674789918859783E-2},{"$f":"P133*VLOOKUP($B133,$AR$36:$AZ$47,MATCH(AM$2,$AS$2:$BA$2,0)+1,FALSE)","v":0},{"$f":"Q133*VLOOKUP($B133,$AR$36:$AZ$47,MATCH(AN$2,$AS$2:$BA$2,0)+1,FALSE)","v":1.4098715321122319E-3},{"$f":"R133*VLOOKUP($B133,$AR$36:$BA$47,MATCH(AO$2,$AS$2:$BA$2,0)+1,FALSE)","v":0},0.76910533649873225]
[2006,1,6,12,null,2013,1,6,12,0.30404769298534484,0.35092192844621389,0,7.8390316513163597E-2,8.9163800000000001E-2,6.4004000000000005E-2,0,1.844841099551928E-3,0,0.88837257904427447,null,null,0.28785851483855179,6.8659081326335691E-2,0.31043952835249894,7.0278622228565207E-2,5.9001238137236345E-2,0,0,1.3484631500345877E-3,0,0.79758544803322251,null,{"$f":"J134*VLOOKUP($B134,$AR$36:$AZ$47,MATCH(AG$2,$AS$2:$BA$2,0)+1,FALSE)","v":0.29171780960852678},{"$f":"K134*VLOOKUP($B134,$AR$36:$AZ$47,MATCH(AH$2,$AS$2:$BA$2,0)+1,FALSE)","v":0.29650920066029857},{"$f":"L134*VLOOKUP($B134,$AR$36:$AZ$47,MATCH(AI$2,$AS$2:$BA$2,0)+1,FALSE)","v":0},{"$f":"M134*VLOOKUP($B134,$AR$36:$AZ$47,MATCH(AJ$2,$AS$2:$BA$2,0)+1,FALSE)","v":6.738738579922475E-2},{"$f":"N134*VLOOKUP($B134,$AR$36:$AZ$47,MATCH(AK$2,$AS$2:$BA$2,0)+1,FALSE)","v":6.9738407933403662E-2},{"$f":"O134*VLOOKUP($B134,$AR$36:$AZ$47,MATCH(AL$2,$AS$2:$BA$2,0)+1,FALSE)","v":5.6721759690492757E-2},{"$f":"P134*VLOOKUP($B134,$AR$36:$AZ$47,MATCH(AM$2,$AS$2:$BA$2,0)+1,FALSE)","v":0},{"$f":"Q134*VLOOKUP($B134,$AR$36:$AZ$47,MATCH(AN$2,$AS$2:$BA$2,0)+1,FALSE)","v":1.4098715321122319E-3},{"$f":"R134*VLOOKUP($B134,$AR$36:$BA$47,MATCH(AO$2,$AS$2:$BA$2,0)+1,FALSE)","v":0},0.78348443522405886]
[2006,1,6,13,null,2013,1,6,13,0.29158866528788296,0.35790082456736205,0,8.9191082587895404E-2,8.9147700000000038E-2,6.5300999999999998E-2,0,1.844841099551928E-3,0,0.89497411354269252,null,null,0.27606287457530987,7.8119059411603561E-2,0.31661333809377984,7.0265932260014319E-2,6.0196860377471254E-2,0,0,1.3484631500345877E-3,0,0.80260652786821352,null,{"$f":"J135*VLOOKUP($B135,$AR$36:$AZ$47,MATCH(AG$2,$AS$2:$BA$2,0)+1,FALSE)","v":0.27976402619359814},{"$f":"K135*VLOOKUP($B135,$AR$36:$AZ$47,MATCH(AH$2,$AS$2:$BA$2,0)+1,FALSE)","v":0.30240597353948351},{"$f":"L135*VLOOKUP($B135,$AR$36:$AZ$47,MATCH(AI$2,$AS$2:$BA$2,0)+1,FALSE)","v":0},{"$f":"M135*VLOOKUP($B135,$AR$36:$AZ$47,MATCH(AJ$2,$AS$2:$BA$2,0)+1,FALSE)","v":7.6672147269513102E-2},{"$f":"N135*VLOOKUP($B135,$AR$36:$AZ$47,MATCH(AK$2,$AS$2:$BA$2,0)+1,FALSE)","v":6.9725815509485825E-2},{"$f":"O135*VLOOKUP($B135,$AR$36:$AZ$47,MATCH(AL$2,$AS$2:$BA$2,0)+1,FALSE)","v":5.7871189762340902E-2},{"$f":"P135*VLOOKUP($B135,$AR$36:$AZ$47,MATCH(AM$2,$AS$2:$BA$2,0)+1,FALSE)","v":0},{"$f":"Q135*VLOOKUP($B135,$AR$36:$AZ$47,MATCH(AN$2,$AS$2:$BA$2,0)+1,FALSE)","v":1.4098715321122319E-3},{"$f":"R135*VLOOKUP($B135,$AR$36:$BA$47,MATCH(AO$2,$AS$2:$BA$2,0)+1,FALSE)","v":0},0.78784902380653365]
[2006,1,6,14,null,2013,1,6,14,0.28700547718744124,0.35569991458585742,0,8.5535796760313768E-2,8.96729E-2,6.5980999999999998E-2,0,1.844841099551928E-3,0,0.88573992963316439,null,null,0.27172372071801526,7.4917534298934996E-2,0.31466632537892947,7.0679893221687551E-2,6.0823709354618317E-2,0,0,1.3484631500345877E-3,0,0.79415964612222012,null,{"$f":"J136*VLOOKUP($B136,$AR$36:$AZ$47,MATCH(AG$2,$AS$2:$BA$2,0)+1,FALSE)","v":0.27536669766741467},{"$f":"K136*VLOOKUP($B136,$AR$36:$AZ$47,MATCH(AH$2,$AS$2:$BA$2,0)+1,FALSE)","v":0.3005463289677387},{"$f":"L136*VLOOKUP($B136,$AR$36:$AZ$47,MATCH(AI$2,$AS$2:$BA$2,0)+1,FALSE)","v":0},{"$f":"M136*VLOOKUP($B136,$AR$36:$AZ$47,MATCH(AJ$2,$AS$2:$BA$2,0)+1,FALSE)","v":7.3529920433009391E-2},{"$f":"N136*VLOOKUP($B136,$AR$36:$AZ$47,MATCH(AK$2,$AS$2:$BA$2,0)+1,FALSE)","v":7.0136594456172943E-2},{"$f":"O136*VLOOKUP($B136,$AR$36:$AZ$47,MATCH(AL$2,$AS$2:$BA$2,0)+1,FALSE)","v":5.8473820794612871E-2},{"$f":"P136*VLOOKUP($B136,$AR$36:$AZ$47,MATCH(AM$2,$AS$2:$BA$2,0)+1,FALSE)","v":0},{"$f":"Q136*VLOOKUP($B136,$AR$36:$AZ$47,MATCH(AN$2,$AS$2:$BA$2,0)+1,FALSE)","v":1.4098715321122319E-3},{"$f":"R136*VLOOKUP($B136,$AR$36:$BA$47,MATCH(AO$2,$AS$2:$BA$2,0)+1,FALSE)","v":0},0.77946323385106075]
[2006,1,6,15,null,2013,1,6,15,0.30407118121949667,0.34764896248430904,0,7.1934531176800667E-2,9.0134300000000028E-2,6.6430000000000003E-2,0,1.844841099551928E-3,0,0.88206381598015837,null,null,0.28788075242941374,6.3004705758656035E-2,0.3075441321769839,7.1043567227239826E-2,6.1237614046881605E-2,0,0,1.3484631500345877E-3,0,0.79205923478920959,null,{"$f":"J137*VLOOKUP($B137,$AR$36:$AZ$47,MATCH(AG$2,$AS$2:$BA$2,0)+1,FALSE)","v":0.29174034533688925},{"$f":"K137*VLOOKUP($B137,$AR$36:$AZ$47,MATCH(AH$2,$AS$2:$BA$2,0)+1,FALSE)","v":0.2937437293617402},{"$f":"L137*VLOOKUP($B137,$AR$36:$AZ$47,MATCH(AI$2,$AS$2:$BA$2,0)+1,FALSE)","v":0},{"$f":"M137*VLOOKUP($B137,$AR$36:$AZ$47,MATCH(AJ$2,$AS$2:$BA$2,0)+1,FALSE)","v":6.1837739918851074E-2},{"$f":"N137*VLOOKUP($B137,$AR$36:$AZ$47,MATCH(AK$2,$AS$2:$BA$2,0)+1,FALSE)","v":7.0497472990067575E-2},{"$f":"O137*VLOOKUP($B137,$AR$36:$AZ$47,MATCH(AL$2,$AS$2:$BA$2,0)+1,FALSE)","v":5.8871734520333625E-2},{"$f":"P137*VLOOKUP($B137,$AR$36:$AZ$47,MATCH(AM$2,$AS$2:$BA$2,0)+1,FALSE)","v":0},{"$f":"Q137*VLOOKUP($B137,$AR$36:$AZ$47,MATCH(AN$2,$AS$2:$BA$2,0)+1,FALSE)","v":1.4098715321122319E-3},{"$f":"R137*VLOOKUP($B137,$AR$36:$BA$47,MATCH(AO$2,$AS$2:$BA$2,0)+1,FALSE)","v":0},0.77810089365999402]
[2006,1,6,16,null,2013,1,6,16,0.31435129833781023,0.35152922866193481,0,7.6212982138448349E-2,9.015490000000001E-2,6.6350999999999993E-2,0,1.844841099551928E-3,0,0.90044425023774521,null,null,0.29761349934483516,6.675203738828632E-2,0.31097677033498644,7.1059804081410549E-2,6.1164788945124809E-2,0,0,1.3484631500345877E-3,0,0.80891536324467783,null,{"$f":"J138*VLOOKUP($B138,$AR$36:$AZ$47,MATCH(AG$2,$AS$2:$BA$2,0)+1,FALSE)","v":0.30160357836730101},{"$f":"K138*VLOOKUP($B138,$AR$36:$AZ$47,MATCH(AH$2,$AS$2:$BA$2,0)+1,FALSE)","v":0.29702233502702663},{"$f":"L138*VLOOKUP($B138,$AR$36:$AZ$47,MATCH(AI$2,$AS$2:$BA$2,0)+1,FALSE)","v":0},{"$f":"M138*VLOOKUP($B138,$AR$36:$AZ$47,MATCH(AJ$2,$AS$2:$BA$2,0)+1,FALSE)","v":6.5515663907424346E-2},{"$f":"N138*VLOOKUP($B138,$AR$36:$AZ$47,MATCH(AK$2,$AS$2:$BA$2,0)+1,FALSE)","v":7.0513585035577378E-2},{"$f":"O138*VLOOKUP($B138,$AR$36:$AZ$47,MATCH(AL$2,$AS$2:$BA$2,0)+1,FALSE)","v":5.880172297393732E-2},{"$f":"P138*VLOOKUP($B138,$AR$36:$AZ$47,MATCH(AM$2,$AS$2:$BA$2,0)+1,FALSE)","v":0},{"$f":"Q138*VLOOKUP($B138,$AR$36:$AZ$47,MATCH(AN$2,$AS$2:$BA$2,0)+1,FALSE)","v":1.4098715321122319E-3},{"$f":"R138*VLOOKUP($B138,$AR$36:$BA$47,MATCH(AO$2,$AS$2:$BA$2,0)+1,FALSE)","v":0},0.79486675684337893]
[2006,1,6,17,null,2013,1,6,17,0.35935748695213748,0.35356250248155507,2.3851247855917876E-3,7.5132433443347885E-2,8.9144199999999993E-2,6.6964999999999997E-2,4.8556438922667477E-6,1.9394586935048373E-3,0,0.94849106200002953,null,null,0.3402233099500695,6.5805626096254982E-2,0.31277548541776629,7.0263173571198864E-2,6.1730796698019369E-2,1.3339128783410122E-3,2.4301467035091121E-6,1.4176226775523897E-3,0,0.85355235743590596,null,{"$f":"J139*VLOOKUP($B139,$AR$36:$AZ$47,MATCH(AG$2,$AS$2:$BA$2,0)+1,FALSE)","v":0.34478465510065609},{"$f":"K139*VLOOKUP($B139,$AR$36:$AZ$47,MATCH(AH$2,$AS$2:$BA$2,0)+1,FALSE)","v":0.29874033651427634},{"$f":"L139*VLOOKUP($B139,$AR$36:$AZ$47,MATCH(AI$2,$AS$2:$BA$2,0)+1,FALSE)","v":1.763136274367195E-3},{"$f":"M139*VLOOKUP($B139,$AR$36:$AZ$47,MATCH(AJ$2,$AS$2:$BA$2,0)+1,FALSE)","v":6.4586781935384391E-2},{"$f":"N139*VLOOKUP($B139,$AR$36:$AZ$47,MATCH(AK$2,$AS$2:$BA$2,0)+1,FALSE)","v":6.9723078026025384E-2},{"$f":"O139*VLOOKUP($B139,$AR$36:$AZ$47,MATCH(AL$2,$AS$2:$BA$2,0)+1,FALSE)","v":5.9345863347194654E-2},{"$f":"P139*VLOOKUP($B139,$AR$36:$AZ$47,MATCH(AM$2,$AS$2:$BA$2,0)+1,FALSE)","v":2.4301467035091121E-6},{"$f":"Q139*VLOOKUP($B139,$AR$36:$AZ$47,MATCH(AN$2,$AS$2:$BA$2,0)+1,FALSE)","v":1.4821805522135085E-3},{"$f":"R139*VLOOKUP($B139,$AR$36:$BA$47,MATCH(AO$2,$AS$2:$BA$2,0)+1,FALSE)","v":0},0.84042846189682097]
[2006,1,6,18,null,2013,1,6,18,0.42164843235083249,0.35210771329463958,8.4180874785592386E-3,7.3879065602887886E-2,8.8468900000000003E-2,6.7390000000000005E-2,1.71375666785885E-5,2.1787855487974887E-3,0,1.0141081218423953,null,null,0.39919754144085717,6.4707849121780001E-2,0.31148852090392687,6.973090426918449E-2,6.2122577308736292E-2,4.7079278059094483E-3,8.5769883653262672E-6,1.5925556000974171E-3,0,0.91355645343885694,null,{"$f":"J140*VLOOKUP($B140,$AR$36:$AZ$47,MATCH(AG$2,$AS$2:$BA$2,0)+1,FALSE)","v":0.40454954912676377},{"$f":"K140*VLOOKUP($B140,$AR$36:$AZ$47,MATCH(AH$2,$AS$2:$BA$2,0)+1,FALSE)","v":0.29751112185433332},{"$f":"L140*VLOOKUP($B140,$AR$36:$AZ$47,MATCH(AI$2,$AS$2:$BA$2,0)+1,FALSE)","v":6.2228339095312677E-3},{"$f":"M140*VLOOKUP($B140,$AR$36:$AZ$47,MATCH(AJ$2,$AS$2:$BA$2,0)+1,FALSE)","v":6.3509337858484463E-2},{"$f":"N140*VLOOKUP($B140,$AR$36:$AZ$47,MATCH(AK$2,$AS$2:$BA$2,0)+1,FALSE)","v":6.9194900145793409E-2},{"$f":"O140*VLOOKUP($B140,$AR$36:$AZ$47,MATCH(AL$2,$AS$2:$BA$2,0)+1,FALSE)","v":5.9722507742364643E-2},{"$f":"P140*VLOOKUP($B140,$AR$36:$AZ$47,MATCH(AM$2,$AS$2:$BA$2,0)+1,FALSE)","v":8.5769883653262672E-6},{"$f":"Q140*VLOOKUP($B140,$AR$36:$AZ$47,MATCH(AN$2,$AS$2:$BA$2,0)+1,FALSE)","v":1.66507983835203E-3},{"$f":"R140*VLOOKUP($B140,$AR$36:$BA$47,MATCH(AO$2,$AS$2:$BA$2,0)+1,FALSE)","v":0},0.90238390746398822]
[2006,1,6,19,null,2013,1,6,19,0.44953699769158695,0.34237004380900271,8.4180874785592386E-3,7.5988924455268864E-2,8.7024499999999977E-2,6.6475000000000006E-2,1.71375666785885E-5,2.1787855487974887E-3,0,1.0320094765498939,null,null,0.4256011655602957,6.6555793829445389E-2,0.30287419025847973,6.8592432804902556E-2,6.1279096699781051E-2,4.7079278059094483E-3,8.5769883653262672E-6,1.5925556000974171E-3,0,0.93121173954727654,null,{"$f":"J141*VLOOKUP($B141,$AR$36:$AZ$47,MATCH(AG$2,$AS$2:$BA$2,0)+1,FALSE)","v":0.43130716440234257},{"$f":"K141*VLOOKUP($B141,$AR$36:$AZ$47,MATCH(AH$2,$AS$2:$BA$2,0)+1,FALSE)","v":0.28928334136690531},{"$f":"L141*VLOOKUP($B141,$AR$36:$AZ$47,MATCH(AI$2,$AS$2:$BA$2,0)+1,FALSE)","v":6.2228339095312677E-3},{"$f":"M141*VLOOKUP($B141,$AR$36:$AZ$47,MATCH(AJ$2,$AS$2:$BA$2,0)+1,FALSE)","v":6.5323055148979542E-2},{"$f":"N141*VLOOKUP($B141,$AR$36:$AZ$47,MATCH(AK$2,$AS$2:$BA$2,0)+1,FALSE)","v":6.8065179828590575E-2},{"$f":"O141*VLOOKUP($B141,$AR$36:$AZ$47,MATCH(AL$2,$AS$2:$BA$2,0)+1,FALSE)","v":5.8911614515116333E-2},{"$f":"P141*VLOOKUP($B141,$AR$36:$AZ$47,MATCH(AM$2,$AS$2:$BA$2,0)+1,FALSE)","v":8.5769883653262672E-6},{"$f":"Q141*VLOOKUP($B141,$AR$36:$AZ$47,MATCH(AN$2,$AS$2:$BA$2,0)+1,FALSE)","v":1.66507983835203E-3},{"$f":"R141*VLOOKUP($B141,$AR$36:$BA$47,MATCH(AO$2,$AS$2:$BA$2,0)+1,FALSE)","v":0},0.92078684599818295]
[2006,1,6,20,null,2013,1,6,20,0.41163774511705781,0.33533333036026775,8.4180874785592386E-3,8.0707937880420716E-2,8.6668199999999959E-2,6.5980999999999998E-2,1.71375666785885E-5,2.1787855487974887E-3,0,0.99094222395178144,null,null,0.38971987847511147,7.0688997277898916E-2,0.29664923300417184,6.8311598283493216E-2,6.0823709354618317E-2,4.7079278059094483E-3,8.5769883653262672E-6,1.5925556000974171E-3,0,0.89250247678966588,null,{"$f":"J142*VLOOKUP($B142,$AR$36:$AZ$47,MATCH(AG$2,$AS$2:$BA$2,0)+1,FALSE)","v":0.3949448199349736},{"$f":"K142*VLOOKUP($B142,$AR$36:$AZ$47,MATCH(AH$2,$AS$2:$BA$2,0)+1,FALSE)","v":0.28333771611288311},{"$f":"L142*VLOOKUP($B142,$AR$36:$AZ$47,MATCH(AI$2,$AS$2:$BA$2,0)+1,FALSE)","v":6.2228339095312677E-3},{"$f":"M142*VLOOKUP($B142,$AR$36:$AZ$47,MATCH(AJ$2,$AS$2:$BA$2,0)+1,FALSE)","v":6.9379703883380661E-2},{"$f":"N142*VLOOKUP($B142,$AR$36:$AZ$47,MATCH(AK$2,$AS$2:$BA$2,0)+1,FALSE)","v":6.778650401232128E-2},{"$f":"O142*VLOOKUP($B142,$AR$36:$AZ$47,MATCH(AL$2,$AS$2:$BA$2,0)+1,FALSE)","v":5.8473820794612871E-2},{"$f":"P142*VLOOKUP($B142,$AR$36:$AZ$47,MATCH(AM$2,$AS$2:$BA$2,0)+1,FALSE)","v":8.5769883653262672E-6},{"$f":"Q142*VLOOKUP($B142,$AR$36:$AZ$47,MATCH(AN$2,$AS$2:$BA$2,0)+1,FALSE)","v":1.66507983835203E-3},{"$f":"R142*VLOOKUP($B142,$AR$36:$BA$47,MATCH(AO$2,$AS$2:$BA$2,0)+1,FALSE)","v":0},0.88181905547442008]
[2006,1,6,21,null,2013,1,6,21,0.39263552735248503,0.33256226360495811,8.4180874785592386E-3,8.4682126431946933E-2,8.6721599999999982E-2,6.5334000000000003E-2,1.71375666785885E-5,2.1787855487974887E-3,0,0.97254952798342531,null,null,0.37172944371587674,7.416983709463329E-2,0.29419783687637624,6.8353687992848439E-2,6.0227280989597516E-2,4.7079278059094483E-3,8.5769883653262672E-6,1.5925556000974171E-3,0,0.8749871470637044,null,{"$f":"J143*VLOOKUP($B143,$AR$36:$AZ$47,MATCH(AG$2,$AS$2:$BA$2,0)+1,FALSE)","v":0.37671318893801486},{"$f":"K143*VLOOKUP($B143,$AR$36:$AZ$47,MATCH(AH$2,$AS$2:$BA$2,0)+1,FALSE)","v":0.28099632128403551},{"$f":"L143*VLOOKUP($B143,$AR$36:$AZ$47,MATCH(AI$2,$AS$2:$BA$2,0)+1,FALSE)","v":6.2228339095312677E-3},{"$f":"M143*VLOOKUP($B143,$AR$36:$AZ$47,MATCH(AJ$2,$AS$2:$BA$2,0)+1,FALSE)","v":7.2796071989453912E-2},{"$f":"N143*VLOOKUP($B143,$AR$36:$AZ$47,MATCH(AK$2,$AS$2:$BA$2,0)+1,FALSE)","v":6.7828270188545772E-2},{"$f":"O143*VLOOKUP($B143,$AR$36:$AZ$47,MATCH(AL$2,$AS$2:$BA$2,0)+1,FALSE)","v":5.7900435091848224E-2},{"$f":"P143*VLOOKUP($B143,$AR$36:$AZ$47,MATCH(AM$2,$AS$2:$BA$2,0)+1,FALSE)","v":8.5769883653262672E-6},{"$f":"Q143*VLOOKUP($B143,$AR$36:$AZ$47,MATCH(AN$2,$AS$2:$BA$2,0)+1,FALSE)","v":1.66507983835203E-3},{"$f":"R143*VLOOKUP($B143,$AR$36:$BA$47,MATCH(AO$2,$AS$2:$BA$2,0)+1,FALSE)","v":0},0.86413077822814699]
[2006,1,6,22,null,2013,1,6,22,0.35704684634271511,0.3237079116081274,8.4180874785592386E-3,8.0845799601065374E-2,8.5991400000000009E-2,6.5115000000000006E-2,1.71375666785885E-5,2.1787855487974887E-3,0,0.92332096814594322,null,null,0.33803570060620902,7.0809745088477538E-2,0.2863649240973607,6.7778146686272259E-2,6.0025398745486923E-2,4.7079278059094483E-3,8.5769883653262672E-6,1.5925556000974171E-3,0,0.82932297561817869,null,{"$f":"J144*VLOOKUP($B144,$AR$36:$AZ$47,MATCH(AG$2,$AS$2:$BA$2,0)+1,FALSE)","v":0.34256771666328506},{"$f":"K144*VLOOKUP($B144,$AR$36:$AZ$47,MATCH(AH$2,$AS$2:$BA$2,0)+1,FALSE)","v":0.27351489416271046},{"$f":"L144*VLOOKUP($B144,$AR$36:$AZ$47,MATCH(AI$2,$AS$2:$BA$2,0)+1,FALSE)","v":6.2228339095312677E-3},{"$f":"M144*VLOOKUP($B144,$AR$36:$AZ$47,MATCH(AJ$2,$AS$2:$BA$2,0)+1,FALSE)","v":6.9498215217040943E-2},{"$f":"N144*VLOOKUP($B144,$AR$36:$AZ$47,MATCH(AK$2,$AS$2:$BA$2,0)+1,FALSE)","v":6.7257152924892025E-2},{"$f":"O144*VLOOKUP($B144,$AR$36:$AZ$47,MATCH(AL$2,$AS$2:$BA$2,0)+1,FALSE)","v":5.7706352450572401E-2},{"$f":"P144*VLOOKUP($B144,$AR$36:$AZ$47,MATCH(AM$2,$AS$2:$BA$2,0)+1,FALSE)","v":8.5769883653262672E-6},{"$f":"Q144*VLOOKUP($B144,$AR$36:$AZ$47,MATCH(AN$2,$AS$2:$BA$2,0)+1,FALSE)","v":1.66507983835203E-3},{"$f":"R144*VLOOKUP($B144,$AR$36:$BA$47,MATCH(AO$2,$AS$2:$BA$2,0)+1,FALSE)","v":0},0.81844082215474956]
[2006,1,6,23,null,2013,1,6,23,0.2969320643952213,0.3228330361944633,8.4180874785592386E-3,8.5159824251308511E-2,8.5650200000000024E-2,6.5319000000000002E-2,1.71375666785885E-5,2.1787855487974887E-3,0,0.86650813543502836,null,null,0.28112176160755648,7.4588234351945712E-2,0.28559097442716586,6.7509213936609441E-2,6.0213453438631034E-2,4.7079278059094483E-3,8.5769883653262672E-6,1.5925556000974171E-3,0,0.77533269815628081,null,{"$f":"J145*VLOOKUP($B145,$AR$36:$AZ$47,MATCH(AG$2,$AS$2:$BA$2,0)+1,FALSE)","v":0.28489073729655662},{"$f":"K145*VLOOKUP($B145,$AR$36:$AZ$47,MATCH(AH$2,$AS$2:$BA$2,0)+1,FALSE)","v":0.27277567387308227},{"$f":"L145*VLOOKUP($B145,$AR$36:$AZ$47,MATCH(AI$2,$AS$2:$BA$2,0)+1,FALSE)","v":6.2228339095312677E-3},{"$f":"M145*VLOOKUP($B145,$AR$36:$AZ$47,MATCH(AJ$2,$AS$2:$BA$2,0)+1,FALSE)","v":7.320671974137824E-2},{"$f":"N145*VLOOKUP($B145,$AR$36:$AZ$47,MATCH(AK$2,$AS$2:$BA$2,0)+1,FALSE)","v":6.699028739440907E-2},{"$f":"O145*VLOOKUP($B145,$AR$36:$AZ$47,MATCH(AL$2,$AS$2:$BA$2,0)+1,FALSE)","v":5.7887141760253988E-2},{"$f":"P145*VLOOKUP($B145,$AR$36:$AZ$47,MATCH(AM$2,$AS$2:$BA$2,0)+1,FALSE)","v":8.5769883653262672E-6},{"$f":"Q145*VLOOKUP($B145,$AR$36:$AZ$47,MATCH(AN$2,$AS$2:$BA$2,0)+1,FALSE)","v":1.66507983835203E-3},{"$f":"R145*VLOOKUP($B145,$AR$36:$BA$47,MATCH(AO$2,$AS$2:$BA$2,0)+1,FALSE)","v":0},0.76364705080192885]
[2006,1,6,24,null,2013,1,6,24,0.2048735891016821,0.33152948932697796,8.4180874785592386E-3,0.10734456009958157,8.5279099999999969E-2,6.4699999999999994E-2,1.71375666785885E-5,2.1787855487974887E-3,0,0.80434074912227682,null,null,0.19396498789187167,9.401899634605089E-2,0.29328420357574342,6.7216714102494884E-2,5.9642836502080979E-2,4.7079278059094483E-3,8.5769883653262672E-6,1.5925556000974171E-3,0,0.71443679881261402,null,{"$f":"J146*VLOOKUP($B146,$AR$36:$AZ$47,MATCH(AG$2,$AS$2:$BA$2,0)+1,FALSE)","v":0.19656546008477935},{"$f":"K146*VLOOKUP($B146,$AR$36:$AZ$47,MATCH(AH$2,$AS$2:$BA$2,0)+1,FALSE)","v":0.28012368537615051},{"$f":"L146*VLOOKUP($B146,$AR$36:$AZ$47,MATCH(AI$2,$AS$2:$BA$2,0)+1,FALSE)","v":6.2228339095312677E-3},{"$f":"M146*VLOOKUP($B146,$AR$36:$AZ$47,MATCH(AJ$2,$AS$2:$BA$2,0)+1,FALSE)","v":9.2277587419408683E-2},{"$f":"N146*VLOOKUP($B146,$AR$36:$AZ$47,MATCH(AK$2,$AS$2:$BA$2,0)+1,FALSE)","v":6.6700035933792881E-2},{"$f":"O146*VLOOKUP($B146,$AR$36:$AZ$47,MATCH(AL$2,$AS$2:$BA$2,0)+1,FALSE)","v":5.7338570276465231E-2},{"$f":"P146*VLOOKUP($B146,$AR$36:$AZ$47,MATCH(AM$2,$AS$2:$BA$2,0)+1,FALSE)","v":8.5769883653262672E-6},{"$f":"Q146*VLOOKUP($B146,$AR$36:$AZ$47,MATCH(AN$2,$AS$2:$BA$2,0)+1,FALSE)","v":1.66507983835203E-3},{"$f":"R146*VLOOKUP($B146,$AR$36:$BA$47,MATCH(AO$2,$AS$2:$BA$2,0)+1,FALSE)","v":0},0.70090182982684546]
[2006,1,7,1,null,2013,1,7,1,0.22317910105749358,0.31642645569530903,8.4180874785592386E-3,8.5479038961205747E-2,8.6161900000000027E-2,6.4242999999999995E-2,1.71375666785885E-5,2.1787855487974887E-3,0,0.78610350630804371,null,null,0.21129581330686084,7.486782231258006E-2,0.27992345790200635,6.7912534241423253E-2,5.9221557115968909E-2,4.7079278059094483E-3,8.5769883653262672E-6,1.5925556000974171E-3,0,0.69953024527321161,null,{"$f":"J147*VLOOKUP($B147,$AR$36:$AZ$47,MATCH(AG$2,$AS$2:$BA$2,0)+1,FALSE)","v":0.21412863841078433},{"$f":"K147*VLOOKUP($B147,$AR$36:$AZ$47,MATCH(AH$2,$AS$2:$BA$2,0)+1,FALSE)","v":0.26736247535573388},{"$f":"L147*VLOOKUP($B147,$AR$36:$AZ$47,MATCH(AI$2,$AS$2:$BA$2,0)+1,FALSE)","v":6.2228339095312677E-3},{"$f":"M147*VLOOKUP($B147,$AR$36:$AZ$47,MATCH(AJ$2,$AS$2:$BA$2,0)+1,FALSE)","v":7.3481129206289894E-2},{"$f":"N147*VLOOKUP($B147,$AR$36:$AZ$47,MATCH(AK$2,$AS$2:$BA$2,0)+1,FALSE)","v":6.7390507476320374E-2},{"$f":"O147*VLOOKUP($B147,$AR$36:$AZ$47,MATCH(AL$2,$AS$2:$BA$2,0)+1,FALSE)","v":5.6933566773894217E-2},{"$f":"P147*VLOOKUP($B147,$AR$36:$AZ$47,MATCH(AM$2,$AS$2:$BA$2,0)+1,FALSE)","v":8.5769883653262672E-6},{"$f":"Q147*VLOOKUP($B147,$AR$36:$AZ$47,MATCH(AN$2,$AS$2:$BA$2,0)+1,FALSE)","v":1.66507983835203E-3},{"$f":"R147*VLOOKUP($B147,$AR$36:$BA$47,MATCH(AO$2,$AS$2:$BA$2,0)+1,FALSE)","v":0},0.6871928079592714]
[2006,1,7,2,null,2013,1,7,2,0.20859913711197117,0.3102214697732939,8.4180874785592386E-3,8.2407524182621969E-2,8.602520000000001E-2,6.3198000000000004E-2,1.71375666785885E-5,2.1787855487974887E-3,0,0.7610653416619223,null,null,0.19749216715336082,7.2177599943820878E-2,0.27443427997689551,6.7804787738261138E-2,5.8258237731970856E-2,4.7079278059094483E-3,8.5769883653262672E-6,1.5925556000974171E-3,0,0.67647613293868136,null,{"$f":"J148*VLOOKUP($B148,$AR$36:$AZ$47,MATCH(AG$2,$AS$2:$BA$2,0)+1,FALSE)","v":0.20013992794040397},{"$f":"K148*VLOOKUP($B148,$AR$36:$AZ$47,MATCH(AH$2,$AS$2:$BA$2,0)+1,FALSE)","v":0.26211961286494739},{"$f":"L148*VLOOKUP($B148,$AR$36:$AZ$47,MATCH(AI$2,$AS$2:$BA$2,0)+1,FALSE)","v":6.2228339095312677E-3},{"$f":"M148*VLOOKUP($B148,$AR$36:$AZ$47,MATCH(AJ$2,$AS$2:$BA$2,0)+1,FALSE)","v":7.084073482367903E-2},{"$f":"N148*VLOOKUP($B148,$AR$36:$AZ$47,MATCH(AK$2,$AS$2:$BA$2,0)+1,FALSE)","v":6.7283589193738225E-2},{"$f":"O148*VLOOKUP($B148,$AR$36:$AZ$47,MATCH(AL$2,$AS$2:$BA$2,0)+1,FALSE)","v":5.6007464672829216E-2},{"$f":"P148*VLOOKUP($B148,$AR$36:$AZ$47,MATCH(AM$2,$AS$2:$BA$2,0)+1,FALSE)","v":8.5769883653262672E-6},{"$f":"Q148*VLOOKUP($B148,$AR$36:$AZ$47,MATCH(AN$2,$AS$2:$BA$2,0)+1,FALSE)","v":1.66507983835203E-3},{"$f":"R148*VLOOKUP($B148,$AR$36:$BA$47,MATCH(AO$2,$AS$2:$BA$2,0)+1,FALSE)","v":0},0.66428782023184652]
[2006,1,7,3,null,2013,1,7,3,0.20127381037977451,0.30933964942786019,8.4180874785592386E-3,8.146123321722637E-2,8.6135099999999992E-2,6.3245999999999997E-2,1.71375666785885E-5,2.1787855487974887E-3,0,0.75206980361889642,null,null,0.19055688126734388,7.1348779864486678E-2,0.27365418654317886,6.7891410567065186E-2,5.830248589506358E-2,4.7079278059094483E-3,8.5769883653262672E-6,1.5925556000974171E-3,0,0.66806280453151035,null,{"$f":"J149*VLOOKUP($B149,$AR$36:$AZ$47,MATCH(AG$2,$AS$2:$BA$2,0)+1,FALSE)","v":0.19311166126289231},{"$f":"K149*VLOOKUP($B149,$AR$36:$AZ$47,MATCH(AH$2,$AS$2:$BA$2,0)+1,FALSE)","v":0.26137452450039789},{"$f":"L149*VLOOKUP($B149,$AR$36:$AZ$47,MATCH(AI$2,$AS$2:$BA$2,0)+1,FALSE)","v":6.2228339095312677E-3},{"$f":"M149*VLOOKUP($B149,$AR$36:$AZ$47,MATCH(AJ$2,$AS$2:$BA$2,0)+1,FALSE)","v":7.0027266053557066E-2},{"$f":"N149*VLOOKUP($B149,$AR$36:$AZ$47,MATCH(AK$2,$AS$2:$BA$2,0)+1,FALSE)","v":6.7369546174394945E-2},{"$f":"O149*VLOOKUP($B149,$AR$36:$AZ$47,MATCH(AL$2,$AS$2:$BA$2,0)+1,FALSE)","v":5.6050003333930759E-2},{"$f":"P149*VLOOKUP($B149,$AR$36:$AZ$47,MATCH(AM$2,$AS$2:$BA$2,0)+1,FALSE)","v":8.5769883653262672E-6},{"$f":"Q149*VLOOKUP($B149,$AR$36:$AZ$47,MATCH(AN$2,$AS$2:$BA$2,0)+1,FALSE)","v":1.66507983835203E-3},{"$f":"R149*VLOOKUP($B149,$AR$36:$BA$47,MATCH(AO$2,$AS$2:$BA$2,0)+1,FALSE)","v":0},0.6558294920614216]
[2006,1,7,4,null,2013,1,7,4,0.19695450353002936,0.31309185938650308,8.4180874785592386E-3,8.4834701334023779E-2,8.676749999999997E-2,6.3604999999999995E-2,1.71375666785885E-5,2.1787855487974887E-3,0,0.75586757484459144,null,null,0.18646755816578839,7.4303471618334865E-2,0.27697354106456262,6.838986622617059E-2,5.8633425281527984E-2,4.7079278059094483E-3,8.5769883653262672E-6,1.5925556000974171E-3,0,0.67107692275075659,null,{"$f":"J150*VLOOKUP($B150,$AR$36:$AZ$47,MATCH(AG$2,$AS$2:$BA$2,0)+1,FALSE)","v":0.18896751295226691},{"$f":"K150*VLOOKUP($B150,$AR$36:$AZ$47,MATCH(AH$2,$AS$2:$BA$2,0)+1,FALSE)","v":0.2645449298964726},{"$f":"L150*VLOOKUP($B150,$AR$36:$AZ$47,MATCH(AI$2,$AS$2:$BA$2,0)+1,FALSE)","v":6.2228339095312677E-3},{"$f":"M150*VLOOKUP($B150,$AR$36:$AZ$47,MATCH(AJ$2,$AS$2:$BA$2,0)+1,FALSE)","v":7.2927231350033928E-2},{"$f":"N150*VLOOKUP($B150,$AR$36:$AZ$47,MATCH(AK$2,$AS$2:$BA$2,0)+1,FALSE)","v":6.7864170328783655E-2},{"$f":"O150*VLOOKUP($B150,$AR$36:$AZ$47,MATCH(AL$2,$AS$2:$BA$2,0)+1,FALSE)","v":5.6368157070086106E-2},{"$f":"P150*VLOOKUP($B150,$AR$36:$AZ$47,MATCH(AM$2,$AS$2:$BA$2,0)+1,FALSE)","v":8.5769883653262672E-6},{"$f":"Q150*VLOOKUP($B150,$AR$36:$AZ$47,MATCH(AN$2,$AS$2:$BA$2,0)+1,FALSE)","v":1.66507983835203E-3},{"$f":"R150*VLOOKUP($B150,$AR$36:$BA$47,MATCH(AO$2,$AS$2:$BA$2,0)+1,FALSE)","v":0},0.65856849233389192]
[2006,1,7,5,null,2013,1,7,5,0.2049290603990222,0.31801360810073692,8.4180874785592386E-3,8.303236752948609E-2,9.1093599999999983E-2,6.4518000000000006E-2,1.71375666785885E-5,2.1787855487974887E-3,0,0.77220064662328036,null,null,0.19401750559102504,7.2724876343213382E-2,0.28132751619595842,7.1799684421705062E-2,5.9475062217021042E-2,4.7079278059094483E-3,8.5769883653262672E-6,1.5925556000974171E-3,0,0.68565370516329505,null,{"$f":"J151*VLOOKUP($B151,$AR$36:$AZ$47,MATCH(AG$2,$AS$2:$BA$2,0)+1,FALSE)","v":0.19661868188428494},{"$f":"K151*VLOOKUP($B151,$AR$36:$AZ$47,MATCH(AH$2,$AS$2:$BA$2,0)+1,FALSE)","v":0.26870352945612369},{"$f":"L151*VLOOKUP($B151,$AR$36:$AZ$47,MATCH(AI$2,$AS$2:$BA$2,0)+1,FALSE)","v":6.2228339095312677E-3},{"$f":"M151*VLOOKUP($B151,$AR$36:$AZ$47,MATCH(AJ$2,$AS$2:$BA$2,0)+1,FALSE)","v":7.1377874633187774E-2},{"$f":"N151*VLOOKUP($B151,$AR$36:$AZ$47,MATCH(AK$2,$AS$2:$BA$2,0)+1,FALSE)","v":7.1247778099658141E-2},{"$f":"O151*VLOOKUP($B151,$AR$36:$AZ$47,MATCH(AL$2,$AS$2:$BA$2,0)+1,FALSE)","v":5.7177277853121863E-2},{"$f":"P151*VLOOKUP($B151,$AR$36:$AZ$47,MATCH(AM$2,$AS$2:$BA$2,0)+1,FALSE)","v":8.5769883653262672E-6},{"$f":"Q151*VLOOKUP($B151,$AR$36:$AZ$47,MATCH(AN$2,$AS$2:$BA$2,0)+1,FALSE)","v":1.66507983835203E-3},{"$f":"R151*VLOOKUP($B151,$AR$36:$BA$47,MATCH(AO$2,$AS$2:$BA$2,0)+1,FALSE)","v":0},0.67302163266262505]
[2006,1,7,6,null,2013,1,7,6,0.22474148835289912,0.3349587388158623,8.4180874785592386E-3,7.9303054885202576E-2,9.4533499999999979E-2,6.7211000000000007E-2,1.71375666785885E-5,2.1787855487974887E-3,0,0.81136179264799924,null,null,0.21277501047504899,6.9458513971884059E-2,0.29631785438988878,7.451100260917623E-2,6.1957568533869634E-2,4.7079278059094483E-3,8.5769883653262672E-6,1.5925556000974171E-3,0,0.72132901037423991,null,{"$f":"J152*VLOOKUP($B152,$AR$36:$AZ$47,MATCH(AG$2,$AS$2:$BA$2,0)+1,FALSE)","v":0.21562766705034012},{"$f":"K152*VLOOKUP($B152,$AR$36:$AZ$47,MATCH(AH$2,$AS$2:$BA$2,0)+1,FALSE)","v":0.28302120742419112},{"$f":"L152*VLOOKUP($B152,$AR$36:$AZ$47,MATCH(AI$2,$AS$2:$BA$2,0)+1,FALSE)","v":6.2228339095312677E-3},{"$f":"M152*VLOOKUP($B152,$AR$36:$AZ$47,MATCH(AJ$2,$AS$2:$BA$2,0)+1,FALSE)","v":6.8172011446195044E-2},{"$f":"N152*VLOOKUP($B152,$AR$36:$AZ$47,MATCH(AK$2,$AS$2:$BA$2,0)+1,FALSE)","v":7.393825505835791E-2},{"$f":"O152*VLOOKUP($B152,$AR$36:$AZ$47,MATCH(AL$2,$AS$2:$BA$2,0)+1,FALSE)","v":5.9563873985340111E-2},{"$f":"P152*VLOOKUP($B152,$AR$36:$AZ$47,MATCH(AM$2,$AS$2:$BA$2,0)+1,FALSE)","v":8.5769883653262672E-6},{"$f":"Q152*VLOOKUP($B152,$AR$36:$AZ$47,MATCH(AN$2,$AS$2:$BA$2,0)+1,FALSE)","v":1.66507983835203E-3},{"$f":"R152*VLOOKUP($B152,$AR$36:$BA$47,MATCH(AO$2,$AS$2:$BA$2,0)+1,FALSE)","v":0},0.70821950570067294]
[2006,1,7,7,null,2013,1,7,7,0.2596074207610875,0.37883492328280144,8.4180874785592386E-3,8.480376855421945E-2,0.1072323,7.2887999999999994E-2,1.71375666785885E-5,2.1787855487974887E-3,0,0.91398042319214345,null,null,0.24578448810975087,7.4276378779082469E-2,0.33513247641175398,8.4520156188948578E-2,6.7190835656316519E-2,4.7079278059094483E-3,8.5769883653262672E-6,1.5925556000974171E-3,0,0.81321339554022465,null,{"$f":"J153*VLOOKUP($B153,$AR$36:$AZ$47,MATCH(AG$2,$AS$2:$BA$2,0)+1,FALSE)","v":0.24907969996073587},{"$f":"K153*VLOOKUP($B153,$AR$36:$AZ$47,MATCH(AH$2,$AS$2:$BA$2,0)+1,FALSE)","v":0.32009410407080219},{"$f":"L153*VLOOKUP($B153,$AR$36:$AZ$47,MATCH(AI$2,$AS$2:$BA$2,0)+1,FALSE)","v":6.2228339095312677E-3},{"$f":"M153*VLOOKUP($B153,$AR$36:$AZ$47,MATCH(AJ$2,$AS$2:$BA$2,0)+1,FALSE)","v":7.2900640321202359E-2},{"$f":"N153*VLOOKUP($B153,$AR$36:$AZ$47,MATCH(AK$2,$AS$2:$BA$2,0)+1,FALSE)","v":8.3870470763214675E-2},{"$f":"O153*VLOOKUP($B153,$AR$36:$AZ$47,MATCH(AL$2,$AS$2:$BA$2,0)+1,FALSE)","v":6.4594956882704752E-2},{"$f":"P153*VLOOKUP($B153,$AR$36:$AZ$47,MATCH(AM$2,$AS$2:$BA$2,0)+1,FALSE)","v":8.5769883653262672E-6},{"$f":"Q153*VLOOKUP($B153,$AR$36:$AZ$47,MATCH(AN$2,$AS$2:$BA$2,0)+1,FALSE)","v":1.66507983835203E-3},{"$f":"R153*VLOOKUP($B153,$AR$36:$BA$47,MATCH(AO$2,$AS$2:$BA$2,0)+1,FALSE)","v":0},0.79843636273490848]
[2006,1,7,8,null,2013,1,7,8,0.27658109617751764,0.43793486292149919,5.1911539451115277E-3,0.10721629467947291,0.1151365,7.8075000000000006E-2,1.0568166118462901E-5,2.0507735099200247E-3,0,1.0221962493996397,null,null,0.26185439131720828,9.3906653568239573E-2,0.38741463919460939,9.0750221370322917E-2,7.1972402780525094E-2,2.9032221469774914E-3,5.2891428252845274E-6,1.4989868275733331E-3,0,0.91030580634828129,null,{"$f":"J154*VLOOKUP($B154,$AR$36:$AZ$47,MATCH(AG$2,$AS$2:$BA$2,0)+1,FALSE)","v":0.26536505100178376},{"$f":"K154*VLOOKUP($B154,$AR$36:$AZ$47,MATCH(AH$2,$AS$2:$BA$2,0)+1,FALSE)","v":0.37003021361782368},{"$f":"L154*VLOOKUP($B154,$AR$36:$AZ$47,MATCH(AI$2,$AS$2:$BA$2,0)+1,FALSE)","v":3.8374142442109465E-3},{"$f":"M154*VLOOKUP($B154,$AR$36:$AZ$47,MATCH(AJ$2,$AS$2:$BA$2,0)+1,FALSE)","v":9.2167325441475351E-2},{"$f":"N154*VLOOKUP($B154,$AR$36:$AZ$47,MATCH(AK$2,$AS$2:$BA$2,0)+1,FALSE)","v":9.0052646982568374E-2},{"$f":"O154*VLOOKUP($B154,$AR$36:$AZ$47,MATCH(AL$2,$AS$2:$BA$2,0)+1,FALSE)","v":6.9191790947991091E-2},{"$f":"P154*VLOOKUP($B154,$AR$36:$AZ$47,MATCH(AM$2,$AS$2:$BA$2,0)+1,FALSE)","v":5.2891428252845274E-6},{"$f":"Q154*VLOOKUP($B154,$AR$36:$AZ$47,MATCH(AN$2,$AS$2:$BA$2,0)+1,FALSE)","v":1.5672499876267748E-3},{"$f":"R154*VLOOKUP($B154,$AR$36:$BA$47,MATCH(AO$2,$AS$2:$BA$2,0)+1,FALSE)","v":0},0.89221698136630534]
[2006,1,7,9,null,2013,1,7,9,0.25826353176509825,0.46573653845496055,0,0.11136648790679464,0.12027369999999998,8.0990999999999994E-2,0,1.844841099551928E-3,0,1.0384760992264055,null,null,0.24451215518495545,9.754164915174178E-2,0.41200910976027477,9.4799345993909878E-2,7.4660478688408666E-2,0,0,1.3484631500345877E-3,0,0.92487120192932515,null,{"$f":"J155*VLOOKUP($B155,$AR$36:$AZ$47,MATCH(AG$2,$AS$2:$BA$2,0)+1,FALSE)","v":0.24779030897599361},{"$f":"K155*VLOOKUP($B155,$AR$36:$AZ$47,MATCH(AH$2,$AS$2:$BA$2,0)+1,FALSE)","v":0.39352105850729341},{"$f":"L155*VLOOKUP($B155,$AR$36:$AZ$47,MATCH(AI$2,$AS$2:$BA$2,0)+1,FALSE)","v":0},{"$f":"M155*VLOOKUP($B155,$AR$36:$AZ$47,MATCH(AJ$2,$AS$2:$BA$2,0)+1,FALSE)","v":9.5734994059115078E-2},{"$f":"N155*VLOOKUP($B155,$AR$36:$AZ$47,MATCH(AK$2,$AS$2:$BA$2,0)+1,FALSE)","v":9.4070646991938539E-2},{"$f":"O155*VLOOKUP($B155,$AR$36:$AZ$47,MATCH(AL$2,$AS$2:$BA$2,0)+1,FALSE)","v":7.1776014609910288E-2},{"$f":"P155*VLOOKUP($B155,$AR$36:$AZ$47,MATCH(AM$2,$AS$2:$BA$2,0)+1,FALSE)","v":0},{"$f":"Q155*VLOOKUP($B155,$AR$36:$AZ$47,MATCH(AN$2,$AS$2:$BA$2,0)+1,FALSE)","v":1.4098715321122319E-3},{"$f":"R155*VLOOKUP($B155,$AR$36:$BA$47,MATCH(AO$2,$AS$2:$BA$2,0)+1,FALSE)","v":0},0.90430289467636316]
[2006,1,7,10,null,2013,1,7,10,0.25451460520230917,0.47523690304846083,0,0.10748433499217551,0.12266999999999999,8.3523E-2,0,1.844841099551928E-3,0,1.0452736843424972,null,null,0.24096284217419936,9.4141419830798212E-2,0.42041351103733848,9.6688101996304468E-2,7.6994569291550394E-2,0,0,1.3484631500345877E-3,0,0.93054890748022545,null,{"$f":"J156*VLOOKUP($B156,$AR$36:$AZ$47,MATCH(AG$2,$AS$2:$BA$2,0)+1,FALSE)","v":0.24419341062579708},{"$f":"K156*VLOOKUP($B156,$AR$36:$AZ$47,MATCH(AH$2,$AS$2:$BA$2,0)+1,FALSE)","v":0.40154832976980137},{"$f":"L156*VLOOKUP($B156,$AR$36:$AZ$47,MATCH(AI$2,$AS$2:$BA$2,0)+1,FALSE)","v":0},{"$f":"M156*VLOOKUP($B156,$AR$36:$AZ$47,MATCH(AJ$2,$AS$2:$BA$2,0)+1,FALSE)","v":9.2397743390595408E-2},{"$f":"N156*VLOOKUP($B156,$AR$36:$AZ$47,MATCH(AK$2,$AS$2:$BA$2,0)+1,FALSE)","v":9.5944884596558533E-2},{"$f":"O156*VLOOKUP($B156,$AR$36:$AZ$47,MATCH(AL$2,$AS$2:$BA$2,0)+1,FALSE)","v":7.4019928983017097E-2},{"$f":"P156*VLOOKUP($B156,$AR$36:$AZ$47,MATCH(AM$2,$AS$2:$BA$2,0)+1,FALSE)","v":0},{"$f":"Q156*VLOOKUP($B156,$AR$36:$AZ$47,MATCH(AN$2,$AS$2:$BA$2,0)+1,FALSE)","v":1.4098715321122319E-3},{"$f":"R156*VLOOKUP($B156,$AR$36:$BA$47,MATCH(AO$2,$AS$2:$BA$2,0)+1,FALSE)","v":0},0.90951416889788173]
[2006,1,7,11,null,2013,1,7,11,0.2491936917600315,0.48226026077650486,0,0.11210619558062951,0.1230521,8.3977999999999997E-2,0,1.844841099551928E-3,0,1.0524350892167178,null,null,0.23592524354603819,9.8189530823797722E-2,0.42662665328866134,9.6989271995267454E-2,7.7414005004200259E-2,0,0,1.3484631500345877E-3,0,0.93649316780799952,null,{"$f":"J157*VLOOKUP($B157,$AR$36:$AZ$47,MATCH(AG$2,$AS$2:$BA$2,0)+1,FALSE)","v":0.23908827333875762},{"$f":"K157*VLOOKUP($B157,$AR$36:$AZ$47,MATCH(AH$2,$AS$2:$BA$2,0)+1,FALSE)","v":0.40748267019450601},{"$f":"L157*VLOOKUP($B157,$AR$36:$AZ$47,MATCH(AI$2,$AS$2:$BA$2,0)+1,FALSE)","v":0},{"$f":"M157*VLOOKUP($B157,$AR$36:$AZ$47,MATCH(AJ$2,$AS$2:$BA$2,0)+1,FALSE)","v":9.6370875742115891E-2},{"$f":"N157*VLOOKUP($B157,$AR$36:$AZ$47,MATCH(AK$2,$AS$2:$BA$2,0)+1,FALSE)","v":9.6243739576621676E-2},{"$f":"O157*VLOOKUP($B157,$AR$36:$AZ$47,MATCH(AL$2,$AS$2:$BA$2,0)+1,FALSE)","v":7.4423160041375544E-2},{"$f":"P157*VLOOKUP($B157,$AR$36:$AZ$47,MATCH(AM$2,$AS$2:$BA$2,0)+1,FALSE)","v":0},{"$f":"Q157*VLOOKUP($B157,$AR$36:$AZ$47,MATCH(AN$2,$AS$2:$BA$2,0)+1,FALSE)","v":1.4098715321122319E-3},{"$f":"R157*VLOOKUP($B157,$AR$36:$BA$47,MATCH(AO$2,$AS$2:$BA$2,0)+1,FALSE)","v":0},0.91501859042548894]
[2006,1,7,12,null,2013,1,7,12,0.25660491428727272,0.47372613933180163,0,0.10220349831080315,0.12208800000000003,8.3748000000000003E-2,0,1.844841099551928E-3,0,1.0402153930294293,null,null,0.24294185166064905,8.9516136871052074E-2,0.41907702922291223,9.6229371456141063E-2,7.7201982556047585E-2,0,0,1.3484631500345877E-3,0,0.92631483491683664,null,{"$f":"J158*VLOOKUP($B158,$AR$36:$AZ$47,MATCH(AG$2,$AS$2:$BA$2,0)+1,FALSE)","v":0.24619895252510615},{"$f":"K158*VLOOKUP($B158,$AR$36:$AZ$47,MATCH(AH$2,$AS$2:$BA$2,0)+1,FALSE)","v":0.40027181979507104},{"$f":"L158*VLOOKUP($B158,$AR$36:$AZ$47,MATCH(AI$2,$AS$2:$BA$2,0)+1,FALSE)","v":0},{"$f":"M158*VLOOKUP($B158,$AR$36:$AZ$47,MATCH(AJ$2,$AS$2:$BA$2,0)+1,FALSE)","v":8.7858129384437142E-2},{"$f":"N158*VLOOKUP($B158,$AR$36:$AZ$47,MATCH(AK$2,$AS$2:$BA$2,0)+1,FALSE)","v":9.5489680203999686E-2},{"$f":"O158*VLOOKUP($B158,$AR$36:$AZ$47,MATCH(AL$2,$AS$2:$BA$2,0)+1,FALSE)","v":7.4219328956930619E-2},{"$f":"P158*VLOOKUP($B158,$AR$36:$AZ$47,MATCH(AM$2,$AS$2:$BA$2,0)+1,FALSE)","v":0},{"$f":"Q158*VLOOKUP($B158,$AR$36:$AZ$47,MATCH(AN$2,$AS$2:$BA$2,0)+1,FALSE)","v":1.4098715321122319E-3},{"$f":"R158*VLOOKUP($B158,$AR$36:$BA$47,MATCH(AO$2,$AS$2:$BA$2,0)+1,FALSE)","v":0},0.905447782397657]
[2006,1,7,13,null,2013,1,7,13,0.261121585294257,0.46731124606805141,0,9.5314830078132171E-2,0.12228940000000001,8.3686999999999998E-2,0,1.844841099551928E-3,0,1.0315689025399926,null,null,0.24721803016185381,8.3482615723861925E-2,0.41340215889478032,9.6388114292548122E-2,7.7145750515450556E-2,0,0,1.3484631500345877E-3,0,0.91898513273852933,null,{"$f":"J159*VLOOKUP($B159,$AR$36:$AZ$47,MATCH(AG$2,$AS$2:$BA$2,0)+1,FALSE)","v":0.25053246138992524},{"$f":"K159*VLOOKUP($B159,$AR$36:$AZ$47,MATCH(AH$2,$AS$2:$BA$2,0)+1,FALSE)","v":0.39485159746135262},{"$f":"L159*VLOOKUP($B159,$AR$36:$AZ$47,MATCH(AI$2,$AS$2:$BA$2,0)+1,FALSE)","v":0},{"$f":"M159*VLOOKUP($B159,$AR$36:$AZ$47,MATCH(AJ$2,$AS$2:$BA$2,0)+1,FALSE)","v":8.1936360414925302E-2},{"$f":"N159*VLOOKUP($B159,$AR$36:$AZ$47,MATCH(AK$2,$AS$2:$BA$2,0)+1,FALSE)","v":9.5647202823692726E-2},{"$f":"O159*VLOOKUP($B159,$AR$36:$AZ$47,MATCH(AL$2,$AS$2:$BA$2,0)+1,FALSE)","v":7.4165269408447393E-2},{"$f":"P159*VLOOKUP($B159,$AR$36:$AZ$47,MATCH(AM$2,$AS$2:$BA$2,0)+1,FALSE)","v":0},{"$f":"Q159*VLOOKUP($B159,$AR$36:$AZ$47,MATCH(AN$2,$AS$2:$BA$2,0)+1,FALSE)","v":1.4098715321122319E-3},{"$f":"R159*VLOOKUP($B159,$AR$36:$BA$47,MATCH(AO$2,$AS$2:$BA$2,0)+1,FALSE)","v":0},0.89854276303045544]
[2006,1,7,14,null,2013,1,7,14,0.25933691656729474,0.46401706568616008,0,9.0713969310822512E-2,0.12156649999999998,8.3987000000000006E-2,0,1.844841099551928E-3,0,1.0214662926638294,null,null,0.24552838705297836,7.9452897671367317E-2,0.41048799559757521,9.5818326822644059E-2,7.742230153478015E-2,0,0,1.3484631500345877E-3,0,0.91005837182937965,null,{"$f":"J160*VLOOKUP($B160,$AR$36:$AZ$47,MATCH(AG$2,$AS$2:$BA$2,0)+1,FALSE)","v":0.2488201653787486},{"$f":"K160*VLOOKUP($B160,$AR$36:$AZ$47,MATCH(AH$2,$AS$2:$BA$2,0)+1,FALSE)","v":0.39206820117662844},{"$f":"L160*VLOOKUP($B160,$AR$36:$AZ$47,MATCH(AI$2,$AS$2:$BA$2,0)+1,FALSE)","v":0},{"$f":"M160*VLOOKUP($B160,$AR$36:$AZ$47,MATCH(AJ$2,$AS$2:$BA$2,0)+1,FALSE)","v":7.7981280332002689E-2},{"$f":"N160*VLOOKUP($B160,$AR$36:$AZ$47,MATCH(AK$2,$AS$2:$BA$2,0)+1,FALSE)","v":9.5081795168399222E-2},{"$f":"O160*VLOOKUP($B160,$AR$36:$AZ$47,MATCH(AL$2,$AS$2:$BA$2,0)+1,FALSE)","v":7.4431136040332094E-2},{"$f":"P160*VLOOKUP($B160,$AR$36:$AZ$47,MATCH(AM$2,$AS$2:$BA$2,0)+1,FALSE)","v":0},{"$f":"Q160*VLOOKUP($B160,$AR$36:$AZ$47,MATCH(AN$2,$AS$2:$BA$2,0)+1,FALSE)","v":1.4098715321122319E-3},{"$f":"R160*VLOOKUP($B160,$AR$36:$BA$47,MATCH(AO$2,$AS$2:$BA$2,0)+1,FALSE)","v":0},0.88979244962822335]
[2006,1,7,15,null,2013,1,7,15,0.26089907981019023,0.4500186187361121,0,7.6095912039530922E-2,0.12068020000000002,8.3565E-2,0,1.844841099551928E-3,0,0.99310365168538528,null,null,0.24700737209844933,6.6649500164302738E-2,0.39810441133972674,9.5119747994900347E-2,7.7033286434256526E-2,0,0,1.3484631500345877E-3,0,0.88526278118167023,null,{"$f":"J161*VLOOKUP($B161,$AR$36:$AZ$47,MATCH(AG$2,$AS$2:$BA$2,0)+1,FALSE)","v":0.25031897905167588},{"$f":"K161*VLOOKUP($B161,$AR$36:$AZ$47,MATCH(AH$2,$AS$2:$BA$2,0)+1,FALSE)","v":0.38024030448740659},{"$f":"L161*VLOOKUP($B161,$AR$36:$AZ$47,MATCH(AI$2,$AS$2:$BA$2,0)+1,FALSE)","v":0},{"$f":"M161*VLOOKUP($B161,$AR$36:$AZ$47,MATCH(AJ$2,$AS$2:$BA$2,0)+1,FALSE)","v":6.5415025865990017E-2},{"$f":"N161*VLOOKUP($B161,$AR$36:$AZ$47,MATCH(AK$2,$AS$2:$BA$2,0)+1,FALSE)","v":9.4388586142411385E-2},{"$f":"O161*VLOOKUP($B161,$AR$36:$AZ$47,MATCH(AL$2,$AS$2:$BA$2,0)+1,FALSE)","v":7.4057150311480954E-2},{"$f":"P161*VLOOKUP($B161,$AR$36:$AZ$47,MATCH(AM$2,$AS$2:$BA$2,0)+1,FALSE)","v":0},{"$f":"Q161*VLOOKUP($B161,$AR$36:$AZ$47,MATCH(AN$2,$AS$2:$BA$2,0)+1,FALSE)","v":1.4098715321122319E-3},{"$f":"R161*VLOOKUP($B161,$AR$36:$BA$47,MATCH(AO$2,$AS$2:$BA$2,0)+1,FALSE)","v":0},0.86582991739107718]
[2006,1,7,16,null,2013,1,7,16,0.28033883594222736,0.45442171195921566,0,8.7909190402693155E-2,0.11956600000000001,8.2385E-2,0,1.844841099551928E-3,0,1.0264655794036881,null,null,0.26541204826634762,7.6996299054071182E-2,0.40199956314606888,9.4241539115432801E-2,7.5945519091560151E-2,0,0,1.3484631500345877E-3,0,0.91594343182351512,null,{"$f":"J162*VLOOKUP($B162,$AR$36:$AZ$47,MATCH(AG$2,$AS$2:$BA$2,0)+1,FALSE)","v":0.26897040515684001},{"$f":"K162*VLOOKUP($B162,$AR$36:$AZ$47,MATCH(AH$2,$AS$2:$BA$2,0)+1,FALSE)","v":0.38396066946373014},{"$f":"L162*VLOOKUP($B162,$AR$36:$AZ$47,MATCH(AI$2,$AS$2:$BA$2,0)+1,FALSE)","v":0},{"$f":"M162*VLOOKUP($B162,$AR$36:$AZ$47,MATCH(AJ$2,$AS$2:$BA$2,0)+1,FALSE)","v":7.5570182548874057E-2},{"$f":"N162*VLOOKUP($B162,$AR$36:$AZ$47,MATCH(AK$2,$AS$2:$BA$2,0)+1,FALSE)","v":9.3517127836244551E-2},{"$f":"O162*VLOOKUP($B162,$AR$36:$AZ$47,MATCH(AL$2,$AS$2:$BA$2,0)+1,FALSE)","v":7.3011408226067831E-2},{"$f":"P162*VLOOKUP($B162,$AR$36:$AZ$47,MATCH(AM$2,$AS$2:$BA$2,0)+1,FALSE)","v":0},{"$f":"Q162*VLOOKUP($B162,$AR$36:$AZ$47,MATCH(AN$2,$AS$2:$BA$2,0)+1,FALSE)","v":1.4098715321122319E-3},{"$f":"R162*VLOOKUP($B162,$AR$36:$BA$47,MATCH(AO$2,$AS$2:$BA$2,0)+1,FALSE)","v":0},0.89643966476386883]
[2006,1,7,17,null,2013,1,7,17,0.32924637921926669,0.4523714391112692,2.2448233276157938E-3,8.9258526407093308E-2,0.11779970000000001,8.0841999999999997E-2,4.570017780956927E-6,1.9338929526840779E-3,0,1.07370133103571,null,null,0.31171548386850273,7.8178130874422436E-2,0.40018581004511961,9.2849347099813073E-2,7.4523125015474978E-2,1.2554474149091845E-3,2.2871968974203346E-6,1.4135544700513425E-3,0,0.96012318598519075,null,{"$f":"J163*VLOOKUP($B163,$AR$36:$AZ$47,MATCH(AG$2,$AS$2:$BA$2,0)+1,FALSE)","v":0.31589462700515325},{"$f":"K163*VLOOKUP($B163,$AR$36:$AZ$47,MATCH(AH$2,$AS$2:$BA$2,0)+1,FALSE)","v":0.38222830475807651},{"$f":"L163*VLOOKUP($B163,$AR$36:$AZ$47,MATCH(AI$2,$AS$2:$BA$2,0)+1,FALSE)","v":1.6594223758750026E-3},{"$f":"M163*VLOOKUP($B163,$AR$36:$AZ$47,MATCH(AJ$2,$AS$2:$BA$2,0)+1,FALSE)","v":7.6730124617560916E-2},{"$f":"N163*VLOOKUP($B163,$AR$36:$AZ$47,MATCH(AK$2,$AS$2:$BA$2,0)+1,FALSE)","v":9.2135637254497582E-2},{"$f":"O163*VLOOKUP($B163,$AR$36:$AZ$47,MATCH(AL$2,$AS$2:$BA$2,0)+1,FALSE)","v":7.1643967516074228E-2},{"$f":"P163*VLOOKUP($B163,$AR$36:$AZ$47,MATCH(AM$2,$AS$2:$BA$2,0)+1,FALSE)","v":2.2871968974203346E-6},{"$f":"Q163*VLOOKUP($B163,$AR$36:$AZ$47,MATCH(AN$2,$AS$2:$BA$2,0)+1,FALSE)","v":1.4779270804428451E-3},{"$f":"R163*VLOOKUP($B163,$AR$36:$BA$47,MATCH(AO$2,$AS$2:$BA$2,0)+1,FALSE)","v":0},0.94177229780457783]
[2006,1,7,18,null,2013,1,7,18,0.4207190407000182,0.44200021409627777,8.4180874785592386E-3,8.3732633774120088E-2,0.11496100000000001,7.9329999999999998E-2,1.71375666785885E-5,2.1787855487974887E-3,0,1.1513568991644514,null,null,0.39831763573369683,7.3338212775301143E-2,0.39101101092000579,9.0611892831149912E-2,7.3129307878053856E-2,4.7079278059094483E-3,8.5769883653262672E-6,1.5925556000974171E-3,0,1.0327171205325798,null,{"$f":"J164*VLOOKUP($B164,$AR$36:$AZ$47,MATCH(AG$2,$AS$2:$BA$2,0)+1,FALSE)","v":0.4036578465981836},{"$f":"K164*VLOOKUP($B164,$AR$36:$AZ$47,MATCH(AH$2,$AS$2:$BA$2,0)+1,FALSE)","v":0.373465205647459},{"$f":"L164*VLOOKUP($B164,$AR$36:$AZ$47,MATCH(AI$2,$AS$2:$BA$2,0)+1,FALSE)","v":6.2228339095312677E-3},{"$f":"M164*VLOOKUP($B164,$AR$36:$AZ$47,MATCH(AJ$2,$AS$2:$BA$2,0)+1,FALSE)","v":7.1979850919141428E-2},{"$f":"N164*VLOOKUP($B164,$AR$36:$AZ$47,MATCH(AK$2,$AS$2:$BA$2,0)+1,FALSE)","v":8.9915381740482331E-2},{"$f":"O164*VLOOKUP($B164,$AR$36:$AZ$47,MATCH(AL$2,$AS$2:$BA$2,0)+1,FALSE)","v":7.030399969137538E-2},{"$f":"P164*VLOOKUP($B164,$AR$36:$AZ$47,MATCH(AM$2,$AS$2:$BA$2,0)+1,FALSE)","v":8.5769883653262672E-6},{"$f":"Q164*VLOOKUP($B164,$AR$36:$AZ$47,MATCH(AN$2,$AS$2:$BA$2,0)+1,FALSE)","v":1.66507983835203E-3},{"$f":"R164*VLOOKUP($B164,$AR$36:$BA$47,MATCH(AO$2,$AS$2:$BA$2,0)+1,FALSE)","v":0},1.0172187753328903]
[2006,1,7,19,null,2013,1,7,19,0.45711713583064728,0.41489111804994772,8.4180874785592386E-3,7.0903526860804325E-2,0.10367059999999997,7.4009000000000005E-2,1.71375666785885E-5,2.1787855487974887E-3,0,1.1312053913354347,null,null,0.43277769528678878,6.210168849417147E-2,0.36702922378020558,8.171283563070092E-2,6.8224214631878083E-2,4.7079278059094483E-3,8.5769883653262672E-6,1.5925556000974171E-3,0,1.0181547182181172,null,{"$f":"J165*VLOOKUP($B165,$AR$36:$AZ$47,MATCH(AG$2,$AS$2:$BA$2,0)+1,FALSE)","v":0.43857990925610246},{"$f":"K165*VLOOKUP($B165,$AR$36:$AZ$47,MATCH(AH$2,$AS$2:$BA$2,0)+1,FALSE)","v":0.35055955129034583},{"$f":"L165*VLOOKUP($B165,$AR$36:$AZ$47,MATCH(AI$2,$AS$2:$BA$2,0)+1,FALSE)","v":6.2228339095312677E-3},{"$f":"M165*VLOOKUP($B165,$AR$36:$AZ$47,MATCH(AJ$2,$AS$2:$BA$2,0)+1,FALSE)","v":6.0951448235221445E-2},{"$f":"N165*VLOOKUP($B165,$AR$36:$AZ$47,MATCH(AK$2,$AS$2:$BA$2,0)+1,FALSE)","v":8.1084729380092757E-2},{"$f":"O165*VLOOKUP($B165,$AR$36:$AZ$47,MATCH(AL$2,$AS$2:$BA$2,0)+1,FALSE)","v":6.5588411863847229E-2},{"$f":"P165*VLOOKUP($B165,$AR$36:$AZ$47,MATCH(AM$2,$AS$2:$BA$2,0)+1,FALSE)","v":8.5769883653262672E-6},{"$f":"Q165*VLOOKUP($B165,$AR$36:$AZ$47,MATCH(AN$2,$AS$2:$BA$2,0)+1,FALSE)","v":1.66507983835203E-3},{"$f":"R165*VLOOKUP($B165,$AR$36:$BA$47,MATCH(AO$2,$AS$2:$BA$2,0)+1,FALSE)","v":0},1.0046605407618583]
[2006,1,7,20,null,2013,1,7,20,0.43298235456239936,0.40793016266578214,8.4180874785592386E-3,7.8968014831407571E-2,9.8285599999999973E-2,7.1385000000000004E-2,1.71375666785885E-5,2.1787855487974887E-3,0,1.1001651426536245,null,null,0.40992798304718298,6.9165065197541772E-2,0.36087128513011529,7.746839583898249E-2,6.5805315049475288E-2,4.7079278059094483E-3,8.5769883653262672E-6,1.5925556000974171E-3,0,0.98954710465767004,null,{"$f":"J166*VLOOKUP($B166,$AR$36:$AZ$47,MATCH(AG$2,$AS$2:$BA$2,0)+1,FALSE)","v":0.41542385285644567},{"$f":"K166*VLOOKUP($B166,$AR$36:$AZ$47,MATCH(AH$2,$AS$2:$BA$2,0)+1,FALSE)","v":0.34467793732016816},{"$f":"L166*VLOOKUP($B166,$AR$36:$AZ$47,MATCH(AI$2,$AS$2:$BA$2,0)+1,FALSE)","v":6.2228339095312677E-3},{"$f":"M166*VLOOKUP($B166,$AR$36:$AZ$47,MATCH(AJ$2,$AS$2:$BA$2,0)+1,FALSE)","v":6.7883997895956519E-2},{"$f":"N166*VLOOKUP($B166,$AR$36:$AZ$47,MATCH(AK$2,$AS$2:$BA$2,0)+1,FALSE)","v":7.6872915541725859E-2},{"$f":"O166*VLOOKUP($B166,$AR$36:$AZ$47,MATCH(AL$2,$AS$2:$BA$2,0)+1,FALSE)","v":6.3262965056962453E-2},{"$f":"P166*VLOOKUP($B166,$AR$36:$AZ$47,MATCH(AM$2,$AS$2:$BA$2,0)+1,FALSE)","v":8.5769883653262672E-6},{"$f":"Q166*VLOOKUP($B166,$AR$36:$AZ$47,MATCH(AN$2,$AS$2:$BA$2,0)+1,FALSE)","v":1.66507983835203E-3},{"$f":"R166*VLOOKUP($B166,$AR$36:$BA$47,MATCH(AO$2,$AS$2:$BA$2,0)+1,FALSE)","v":0},0.97601815940750736]
[2006,1,7,21,null,2013,1,7,21,0.40624647748186699,0.40682796069098048,8.4180874785592386E-3,9.1418275396987256E-2,9.6174699999999974E-2,6.9885000000000003E-2,1.71375666785885E-5,2.1787855487974887E-3,0,1.0811664241638701,null,null,0.38461567169976857,8.0069772446206361E-2,0.35989623332095183,7.5804591204564953E-2,6.4422559952827349E-2,4.7079278059094483E-3,8.5769883653262672E-6,1.5925556000974171E-3,0,0.97111788901869123,null,{"$f":"J167*VLOOKUP($B167,$AR$36:$AZ$47,MATCH(AG$2,$AS$2:$BA$2,0)+1,FALSE)","v":0.38977218149095483},{"$f":"K167*VLOOKUP($B167,$AR$36:$AZ$47,MATCH(AH$2,$AS$2:$BA$2,0)+1,FALSE)","v":0.34374663893148755},{"$f":"L167*VLOOKUP($B167,$AR$36:$AZ$47,MATCH(AI$2,$AS$2:$BA$2,0)+1,FALSE)","v":6.2228339095312677E-3},{"$f":"M167*VLOOKUP($B167,$AR$36:$AZ$47,MATCH(AJ$2,$AS$2:$BA$2,0)+1,FALSE)","v":7.8586729423934298E-2},{"$f":"N167*VLOOKUP($B167,$AR$36:$AZ$47,MATCH(AK$2,$AS$2:$BA$2,0)+1,FALSE)","v":7.522190015984867E-2},{"$f":"O167*VLOOKUP($B167,$AR$36:$AZ$47,MATCH(AL$2,$AS$2:$BA$2,0)+1,FALSE)","v":6.1933631897538997E-2},{"$f":"P167*VLOOKUP($B167,$AR$36:$AZ$47,MATCH(AM$2,$AS$2:$BA$2,0)+1,FALSE)","v":8.5769883653262672E-6},{"$f":"Q167*VLOOKUP($B167,$AR$36:$AZ$47,MATCH(AN$2,$AS$2:$BA$2,0)+1,FALSE)","v":1.66507983835203E-3},{"$f":"R167*VLOOKUP($B167,$AR$36:$BA$47,MATCH(AO$2,$AS$2:$BA$2,0)+1,FALSE)","v":0},0.95715757264001289]
[2006,1,7,22,null,2013,1,7,22,0.37181881125014343,0.37955483999753165,8.4180874785592386E-3,8.2964363332182336E-2,9.2934299999999984E-2,6.8263000000000004E-2,1.71375666785885E-5,2.1787855487974887E-3,0,1.0061493251738929,null,null,0.3520211245301606,7.2665314066635178E-2,0.33576934343902548,7.3250518279572491E-2,6.292734077498538E-2,4.7079278059094483E-3,8.5769883653262672E-6,1.5925556000974171E-3,0,0.90294270148475142,null,{"$f":"J168*VLOOKUP($B168,$AR$36:$AZ$47,MATCH(AG$2,$AS$2:$BA$2,0)+1,FALSE)","v":0.35674064198331606},{"$f":"K168*VLOOKUP($B168,$AR$36:$AZ$47,MATCH(AH$2,$AS$2:$BA$2,0)+1,FALSE)","v":0.32070239301578718},{"$f":"L168*VLOOKUP($B168,$AR$36:$AZ$47,MATCH(AI$2,$AS$2:$BA$2,0)+1,FALSE)","v":6.2228339095312677E-3},{"$f":"M168*VLOOKUP($B168,$AR$36:$AZ$47,MATCH(AJ$2,$AS$2:$BA$2,0)+1,FALSE)","v":7.1319415562176053E-2},{"$f":"N168*VLOOKUP($B168,$AR$36:$AZ$47,MATCH(AK$2,$AS$2:$BA$2,0)+1,FALSE)","v":7.2687459758392012E-2},{"$f":"O168*VLOOKUP($B168,$AR$36:$AZ$47,MATCH(AL$2,$AS$2:$BA$2,0)+1,FALSE)","v":6.0496179641149096E-2},{"$f":"P168*VLOOKUP($B168,$AR$36:$AZ$47,MATCH(AM$2,$AS$2:$BA$2,0)+1,FALSE)","v":8.5769883653262672E-6},{"$f":"Q168*VLOOKUP($B168,$AR$36:$AZ$47,MATCH(AN$2,$AS$2:$BA$2,0)+1,FALSE)","v":1.66507983835203E-3},{"$f":"R168*VLOOKUP($B168,$AR$36:$BA$47,MATCH(AO$2,$AS$2:$BA$2,0)+1,FALSE)","v":0},0.8898425806970689]
[2006,1,7,23,null,2013,1,7,23,0.32028831612154307,0.3633368685768924,8.4180874785592386E-3,9.1383491209131362E-2,8.9515600000000015E-2,6.6363000000000005E-2,1.71375666785885E-5,2.1787855487974887E-3,0,0.94150128650160214,null,null,0.30323439751714193,8.0039306305883184E-2,0.32142227934716372,7.0555909864354727E-2,6.1175850985897999E-2,4.7079278059094483E-3,8.5769883653262672E-6,1.5925556000974171E-3,0,0.84273680441481369,null,{"$f":"J169*VLOOKUP($B169,$AR$36:$AZ$47,MATCH(AG$2,$AS$2:$BA$2,0)+1,FALSE)","v":0.30729983544615641},{"$f":"K169*VLOOKUP($B169,$AR$36:$AZ$47,MATCH(AH$2,$AS$2:$BA$2,0)+1,FALSE)","v":0.30699912356335579},{"$f":"L169*VLOOKUP($B169,$AR$36:$AZ$47,MATCH(AI$2,$AS$2:$BA$2,0)+1,FALSE)","v":6.2228339095312677E-3},{"$f":"M169*VLOOKUP($B169,$AR$36:$AZ$47,MATCH(AJ$2,$AS$2:$BA$2,0)+1,FALSE)","v":7.8556827573922447E-2},{"$f":"N169*VLOOKUP($B169,$AR$36:$AZ$47,MATCH(AK$2,$AS$2:$BA$2,0)+1,FALSE)","v":7.0013564128081004E-2},{"$f":"O169*VLOOKUP($B169,$AR$36:$AZ$47,MATCH(AL$2,$AS$2:$BA$2,0)+1,FALSE)","v":5.8812357639212713E-2},{"$f":"P169*VLOOKUP($B169,$AR$36:$AZ$47,MATCH(AM$2,$AS$2:$BA$2,0)+1,FALSE)","v":8.5769883653262672E-6},{"$f":"Q169*VLOOKUP($B169,$AR$36:$AZ$47,MATCH(AN$2,$AS$2:$BA$2,0)+1,FALSE)","v":1.66507983835203E-3},{"$f":"R169*VLOOKUP($B169,$AR$36:$BA$47,MATCH(AO$2,$AS$2:$BA$2,0)+1,FALSE)","v":0},0.82957819908697705]
[2006,1,7,24,null,2013,1,7,24,0.22477204348222371,0.35733089980922994,8.4180874785592386E-3,0.10711785438739167,8.7509199999999995E-2,6.5091999999999997E-2,1.71375666785885E-5,2.1787855487974887E-3,0,0.85243600827288046,null,null,0.21280393868056083,9.382043347983543E-2,0.31610915993114885,6.8974471795997458E-2,6.0004196500671646E-2,4.7079278059094483E-3,8.5769883653262672E-6,1.5925556000974171E-3,0,0.75802126078258647,null,{"$f":"J170*VLOOKUP($B170,$AR$36:$AZ$47,MATCH(AG$2,$AS$2:$BA$2,0)+1,FALSE)","v":0.21565698309385736},{"$f":"K170*VLOOKUP($B170,$AR$36:$AZ$47,MATCH(AH$2,$AS$2:$BA$2,0)+1,FALSE)","v":0.30192441932251424},{"$f":"L170*VLOOKUP($B170,$AR$36:$AZ$47,MATCH(AI$2,$AS$2:$BA$2,0)+1,FALSE)","v":6.2228339095312677E-3},{"$f":"M170*VLOOKUP($B170,$AR$36:$AZ$47,MATCH(AJ$2,$AS$2:$BA$2,0)+1,FALSE)","v":9.2082702311531067E-2},{"$f":"N170*VLOOKUP($B170,$AR$36:$AZ$47,MATCH(AK$2,$AS$2:$BA$2,0)+1,FALSE)","v":6.8444282180950194E-2},{"$f":"O170*VLOOKUP($B170,$AR$36:$AZ$47,MATCH(AL$2,$AS$2:$BA$2,0)+1,FALSE)","v":5.7685969342127899E-2},{"$f":"P170*VLOOKUP($B170,$AR$36:$AZ$47,MATCH(AM$2,$AS$2:$BA$2,0)+1,FALSE)","v":8.5769883653262672E-6},{"$f":"Q170*VLOOKUP($B170,$AR$36:$AZ$47,MATCH(AN$2,$AS$2:$BA$2,0)+1,FALSE)","v":1.66507983835203E-3},{"$f":"R170*VLOOKUP($B170,$AR$36:$BA$47,MATCH(AO$2,$AS$2:$BA$2,0)+1,FALSE)","v":0},0.74369084698722943]
[2006,1,8,1,null,2013,1,8,1,0.24029612467462488,0.35558217977545092,8.4180874785592386E-3,9.436158351012261E-2,8.6929000000000034E-2,6.4530000000000004E-2,1.71375666785885E-5,2.1787855487974887E-3,0,0.85231289855423364,null,null,0.22750143206523549,8.2647703498114899E-2,0.31456217247182816,6.8517160010081971E-2,5.9486124257794225E-2,4.7079278059094483E-3,8.5769883653262672E-6,1.5925556000974171E-3,0,0.75902365269742689,null,{"$f":"J171*VLOOKUP($B171,$AR$36:$AZ$47,MATCH(AG$2,$AS$2:$BA$2,0)+1,FALSE)","v":0.23055152452966585},{"$f":"K171*VLOOKUP($B171,$AR$36:$AZ$47,MATCH(AH$2,$AS$2:$BA$2,0)+1,FALSE)","v":0.30044684970556185},{"$f":"L171*VLOOKUP($B171,$AR$36:$AZ$47,MATCH(AI$2,$AS$2:$BA$2,0)+1,FALSE)","v":6.2228339095312677E-3},{"$f":"M171*VLOOKUP($B171,$AR$36:$AZ$47,MATCH(AJ$2,$AS$2:$BA$2,0)+1,FALSE)","v":8.1116912336418573E-2},{"$f":"N171*VLOOKUP($B171,$AR$36:$AZ$47,MATCH(AK$2,$AS$2:$BA$2,0)+1,FALSE)","v":6.7990485637028128E-2},{"$f":"O171*VLOOKUP($B171,$AR$36:$AZ$47,MATCH(AL$2,$AS$2:$BA$2,0)+1,FALSE)","v":5.7187912518397249E-2},{"$f":"P171*VLOOKUP($B171,$AR$36:$AZ$47,MATCH(AM$2,$AS$2:$BA$2,0)+1,FALSE)","v":8.5769883653262672E-6},{"$f":"Q171*VLOOKUP($B171,$AR$36:$AZ$47,MATCH(AN$2,$AS$2:$BA$2,0)+1,FALSE)","v":1.66507983835203E-3},{"$f":"R171*VLOOKUP($B171,$AR$36:$BA$47,MATCH(AO$2,$AS$2:$BA$2,0)+1,FALSE)","v":0},0.74519017546332034]
[2006,1,8,2,null,2013,1,8,2,0.2284271128800735,0.34512383154855081,8.4180874785592386E-3,8.7142938122132793E-2,8.6230500000000002E-2,6.4061999999999994E-2,1.71375666785885E-5,2.1787855487974887E-3,0,0.82160039314479227,null,null,0.21626439200012471,7.632516797580019E-2,0.3053103006800581,6.7966604542205378E-2,5.9054704667640054E-2,4.7079278059094483E-3,8.5769883653262672E-6,1.5925556000974171E-3,0,0.73123023026020062,null,{"$f":"J172*VLOOKUP($B172,$AR$36:$AZ$47,MATCH(AG$2,$AS$2:$BA$2,0)+1,FALSE)","v":0.21916383041849496},{"$f":"K172*VLOOKUP($B172,$AR$36:$AZ$47,MATCH(AH$2,$AS$2:$BA$2,0)+1,FALSE)","v":0.2916101364037868},{"$f":"L172*VLOOKUP($B172,$AR$36:$AZ$47,MATCH(AI$2,$AS$2:$BA$2,0)+1,FALSE)","v":6.2228339095312677E-3},{"$f":"M172*VLOOKUP($B172,$AR$36:$AZ$47,MATCH(AJ$2,$AS$2:$BA$2,0)+1,FALSE)","v":7.4911482082458833E-2},{"$f":"N172*VLOOKUP($B172,$AR$36:$AZ$47,MATCH(AK$2,$AS$2:$BA$2,0)+1,FALSE)","v":6.7444162152144299E-2},{"$f":"O172*VLOOKUP($B172,$AR$36:$AZ$47,MATCH(AL$2,$AS$2:$BA$2,0)+1,FALSE)","v":5.6773160572657119E-2},{"$f":"P172*VLOOKUP($B172,$AR$36:$AZ$47,MATCH(AM$2,$AS$2:$BA$2,0)+1,FALSE)","v":8.5769883653262672E-6},{"$f":"Q172*VLOOKUP($B172,$AR$36:$AZ$47,MATCH(AN$2,$AS$2:$BA$2,0)+1,FALSE)","v":1.66507983835203E-3},{"$f":"R172*VLOOKUP($B172,$AR$36:$BA$47,MATCH(AO$2,$AS$2:$BA$2,0)+1,FALSE)","v":0},0.71779926236579061]
[2006,1,8,3,null,2013,1,8,3,0.2233277418935975,0.34220193857426734,8.4180874785592386E-3,8.84092023292401E-2,8.5235199999999997E-2,6.3277E-2,1.71375666785885E-5,2.1787855487974887E-3,0,0.81306509339114019,null,null,0.21143653968404569,7.7434240384785927E-2,0.30272547766586433,6.7182112262781535E-2,5.8331062833727645E-2,4.7079278059094483E-3,8.5769883653262672E-6,1.5925556000974171E-3,0,0.72341849322557727,null,{"$f":"J173*VLOOKUP($B173,$AR$36:$AZ$47,MATCH(AG$2,$AS$2:$BA$2,0)+1,FALSE)","v":0.21427125149460965},{"$f":"K173*VLOOKUP($B173,$AR$36:$AZ$47,MATCH(AH$2,$AS$2:$BA$2,0)+1,FALSE)","v":0.2891413019423561},{"$f":"L173*VLOOKUP($B173,$AR$36:$AZ$47,MATCH(AI$2,$AS$2:$BA$2,0)+1,FALSE)","v":6.2228339095312677E-3},{"$f":"M173*VLOOKUP($B173,$AR$36:$AZ$47,MATCH(AJ$2,$AS$2:$BA$2,0)+1,FALSE)","v":7.6000012381143886E-2},{"$f":"N173*VLOOKUP($B173,$AR$36:$AZ$47,MATCH(AK$2,$AS$2:$BA$2,0)+1,FALSE)","v":6.6665700069818104E-2},{"$f":"O173*VLOOKUP($B173,$AR$36:$AZ$47,MATCH(AL$2,$AS$2:$BA$2,0)+1,FALSE)","v":5.6077476219225514E-2},{"$f":"P173*VLOOKUP($B173,$AR$36:$AZ$47,MATCH(AM$2,$AS$2:$BA$2,0)+1,FALSE)","v":8.5769883653262672E-6},{"$f":"Q173*VLOOKUP($B173,$AR$36:$AZ$47,MATCH(AN$2,$AS$2:$BA$2,0)+1,FALSE)","v":1.66507983835203E-3},{"$f":"R173*VLOOKUP($B173,$AR$36:$BA$47,MATCH(AO$2,$AS$2:$BA$2,0)+1,FALSE)","v":0},0.71005223284340191]
[2006,1,8,4,null,2013,1,8,4,0.2241026056159347,0.34111538307263345,8.4180874785592386E-3,8.6191389893874149E-2,8.4740400000000021E-2,6.2902E-2,1.71375666785885E-5,2.1787855487974887E-3,0,0.80966578917647758,null,null,0.21217014538295495,7.5491743260912472E-2,0.30176426735065393,6.679211248396219E-2,5.7985374059565657E-2,4.7079278059094483E-3,8.5769883653262672E-6,1.5925556000974171E-3,0,0.72051270293242131,null,{"$f":"J174*VLOOKUP($B174,$AR$36:$AZ$47,MATCH(AG$2,$AS$2:$BA$2,0)+1,FALSE)","v":0.21501469258309774},{"$f":"K174*VLOOKUP($B174,$AR$36:$AZ$47,MATCH(AH$2,$AS$2:$BA$2,0)+1,FALSE)","v":0.28822322393939681},{"$f":"L174*VLOOKUP($B174,$AR$36:$AZ$47,MATCH(AI$2,$AS$2:$BA$2,0)+1,FALSE)","v":6.2228339095312677E-3},{"$f":"M174*VLOOKUP($B174,$AR$36:$AZ$47,MATCH(AJ$2,$AS$2:$BA$2,0)+1,FALSE)","v":7.4093493963308096E-2},{"$f":"N174*VLOOKUP($B174,$AR$36:$AZ$47,MATCH(AK$2,$AS$2:$BA$2,0)+1,FALSE)","v":6.6278698122329921E-2},{"$f":"O174*VLOOKUP($B174,$AR$36:$AZ$47,MATCH(AL$2,$AS$2:$BA$2,0)+1,FALSE)","v":5.5745142929369648E-2},{"$f":"P174*VLOOKUP($B174,$AR$36:$AZ$47,MATCH(AM$2,$AS$2:$BA$2,0)+1,FALSE)","v":8.5769883653262672E-6},{"$f":"Q174*VLOOKUP($B174,$AR$36:$AZ$47,MATCH(AN$2,$AS$2:$BA$2,0)+1,FALSE)","v":1.66507983835203E-3},{"$f":"R174*VLOOKUP($B174,$AR$36:$BA$47,MATCH(AO$2,$AS$2:$BA$2,0)+1,FALSE)","v":0},0.70725174227375076]
[2006,1,8,5,null,2013,1,8,5,0.23375328785612662,0.34653373884841282,8.4180874785592386E-3,8.5841052022008577E-2,8.6925799999999998E-2,6.3257999999999995E-2,1.71375666785885E-5,2.1787855487974887E-3,0,0.82692588932058331,null,null,0.22130697200894855,7.5184895712566702E-2,0.30655756088727254,6.8514637780307849E-2,5.8313547935836763E-2,4.7079278059094483E-3,8.5769883653262672E-6,1.5925556000974171E-3,0,0.73618667471930455,null,{"$f":"J175*VLOOKUP($B175,$AR$36:$AZ$47,MATCH(AG$2,$AS$2:$BA$2,0)+1,FALSE)","v":0.22427401587114648},{"$f":"K175*VLOOKUP($B175,$AR$36:$AZ$47,MATCH(AH$2,$AS$2:$BA$2,0)+1,FALSE)","v":0.29280142840522488},{"$f":"L175*VLOOKUP($B175,$AR$36:$AZ$47,MATCH(AI$2,$AS$2:$BA$2,0)+1,FALSE)","v":6.2228339095312677E-3},{"$f":"M175*VLOOKUP($B175,$AR$36:$AZ$47,MATCH(AJ$2,$AS$2:$BA$2,0)+1,FALSE)","v":7.3792329809601431E-2},{"$f":"N175*VLOOKUP($B175,$AR$36:$AZ$47,MATCH(AK$2,$AS$2:$BA$2,0)+1,FALSE)","v":6.798798279500716E-2},{"$f":"O175*VLOOKUP($B175,$AR$36:$AZ$47,MATCH(AL$2,$AS$2:$BA$2,0)+1,FALSE)","v":5.6060637999206145E-2},{"$f":"P175*VLOOKUP($B175,$AR$36:$AZ$47,MATCH(AM$2,$AS$2:$BA$2,0)+1,FALSE)","v":8.5769883653262672E-6},{"$f":"Q175*VLOOKUP($B175,$AR$36:$AZ$47,MATCH(AN$2,$AS$2:$BA$2,0)+1,FALSE)","v":1.66507983835203E-3},{"$f":"R175*VLOOKUP($B175,$AR$36:$BA$47,MATCH(AO$2,$AS$2:$BA$2,0)+1,FALSE)","v":0},0.72281288561643475]
[2006,1,8,6,null,2013,1,8,6,0.25525996172442295,0.36613398878450043,8.4180874785592386E-3,8.4530994564762624E-2,9.1736100000000001E-2,6.6142000000000006E-2,1.71375666785885E-5,2.1787855487974887E-3,0,0.87441705566772132,null,null,0.24166851179916585,7.4037466470026028E-2,0.32389672339755365,7.2306100868534992E-2,6.0972125068325209E-2,4.7079278059094483E-3,8.5769883653262672E-6,1.5925556000974171E-3,0,0.7791899879979779,null,{"$f":"J176*VLOOKUP($B176,$AR$36:$AZ$47,MATCH(AG$2,$AS$2:$BA$2,0)+1,FALSE)","v":0.24490854110376106},{"$f":"K176*VLOOKUP($B176,$AR$36:$AZ$47,MATCH(AH$2,$AS$2:$BA$2,0)+1,FALSE)","v":0.30936253208724274},{"$f":"L176*VLOOKUP($B176,$AR$36:$AZ$47,MATCH(AI$2,$AS$2:$BA$2,0)+1,FALSE)","v":6.2228339095312677E-3},{"$f":"M176*VLOOKUP($B176,$AR$36:$AZ$47,MATCH(AJ$2,$AS$2:$BA$2,0)+1,FALSE)","v":7.2666153118176036E-2},{"$f":"N176*VLOOKUP($B176,$AR$36:$AZ$47,MATCH(AK$2,$AS$2:$BA$2,0)+1,FALSE)","v":7.1750301849175468E-2},{"$f":"O176*VLOOKUP($B176,$AR$36:$AZ$47,MATCH(AL$2,$AS$2:$BA$2,0)+1,FALSE)","v":5.8616502553724324E-2},{"$f":"P176*VLOOKUP($B176,$AR$36:$AZ$47,MATCH(AM$2,$AS$2:$BA$2,0)+1,FALSE)","v":8.5769883653262672E-6},{"$f":"Q176*VLOOKUP($B176,$AR$36:$AZ$47,MATCH(AN$2,$AS$2:$BA$2,0)+1,FALSE)","v":1.66507983835203E-3},{"$f":"R176*VLOOKUP($B176,$AR$36:$BA$47,MATCH(AO$2,$AS$2:$BA$2,0)+1,FALSE)","v":0},0.76520052144832817]
[2006,1,8,7,null,2013,1,8,7,0.29493919278589992,0.41408769313208782,8.4180874785592386E-3,9.2438144917118825E-2,0.10404919999999999,7.2286000000000003E-2,1.71375666785885E-5,2.1787855487974887E-3,0,0.9884142414291418,null,null,0.27923500148748931,8.0963037168682708E-2,0.36631848206716583,8.2011246940848492E-2,6.6635889944195156E-2,4.7079278059094483E-3,8.5769883653262672E-6,1.5925556000974171E-3,0,0.88147271800275362,null,{"$f":"J177*VLOOKUP($B177,$AR$36:$AZ$47,MATCH(AG$2,$AS$2:$BA$2,0)+1,FALSE)","v":0.28297868154308553},{"$f":"K177*VLOOKUP($B177,$AR$36:$AZ$47,MATCH(AH$2,$AS$2:$BA$2,0)+1,FALSE)","v":0.34988070263235516},{"$f":"L177*VLOOKUP($B177,$AR$36:$AZ$47,MATCH(AI$2,$AS$2:$BA$2,0)+1,FALSE)","v":6.2228339095312677E-3},{"$f":"M177*VLOOKUP($B177,$AR$36:$AZ$47,MATCH(AJ$2,$AS$2:$BA$2,0)+1,FALSE)","v":7.9463449201005676E-2},{"$f":"N177*VLOOKUP($B177,$AR$36:$AZ$47,MATCH(AK$2,$AS$2:$BA$2,0)+1,FALSE)","v":8.1380846876695515E-2},{"$f":"O177*VLOOKUP($B177,$AR$36:$AZ$47,MATCH(AL$2,$AS$2:$BA$2,0)+1,FALSE)","v":6.4061451174722811E-2},{"$f":"P177*VLOOKUP($B177,$AR$36:$AZ$47,MATCH(AM$2,$AS$2:$BA$2,0)+1,FALSE)","v":8.5769883653262672E-6},{"$f":"Q177*VLOOKUP($B177,$AR$36:$AZ$47,MATCH(AN$2,$AS$2:$BA$2,0)+1,FALSE)","v":1.66507983835203E-3},{"$f":"R177*VLOOKUP($B177,$AR$36:$BA$47,MATCH(AO$2,$AS$2:$BA$2,0)+1,FALSE)","v":0},0.86566162216411335]
[2006,1,8,8,null,2013,1,8,8,0.3338962608213254,0.4678133630709248,5.1911539451115277E-3,0.10923391878837231,0.1123518,7.7870999999999996E-2,1.0568166118462901E-5,2.0507735099200247E-3,0,1.1084188383017723,null,null,0.31611778009710212,9.5673813390277515E-2,0.41384635161377048,8.8555329729097604E-2,7.1784348087380961E-2,2.9032221469774914E-3,5.2891428252845274E-6,1.4989868275733331E-3,0,0.99038512103500487,null,{"$f":"J178*VLOOKUP($B178,$AR$36:$AZ$47,MATCH(AG$2,$AS$2:$BA$2,0)+1,FALSE)","v":0.32035594444707488},{"$f":"K178*VLOOKUP($B178,$AR$36:$AZ$47,MATCH(AH$2,$AS$2:$BA$2,0)+1,FALSE)","v":0.39527585795661191},{"$f":"L178*VLOOKUP($B178,$AR$36:$AZ$47,MATCH(AI$2,$AS$2:$BA$2,0)+1,FALSE)","v":3.8374142442109465E-3},{"$f":"M178*VLOOKUP($B178,$AR$36:$AZ$47,MATCH(AJ$2,$AS$2:$BA$2,0)+1,FALSE)","v":9.3901754134608509E-2},{"$f":"N178*VLOOKUP($B178,$AR$36:$AZ$47,MATCH(AK$2,$AS$2:$BA$2,0)+1,FALSE)","v":8.7874626927656518E-2},{"$f":"O178*VLOOKUP($B178,$AR$36:$AZ$47,MATCH(AL$2,$AS$2:$BA$2,0)+1,FALSE)","v":6.9011001638309491E-2},{"$f":"P178*VLOOKUP($B178,$AR$36:$AZ$47,MATCH(AM$2,$AS$2:$BA$2,0)+1,FALSE)","v":5.2891428252845274E-6},{"$f":"Q178*VLOOKUP($B178,$AR$36:$AZ$47,MATCH(AN$2,$AS$2:$BA$2,0)+1,FALSE)","v":1.5672499876267748E-3},{"$f":"R178*VLOOKUP($B178,$AR$36:$BA$47,MATCH(AO$2,$AS$2:$BA$2,0)+1,FALSE)","v":0},0.97182913847892438]
[2006,1,8,9,null,2013,1,8,9,0.2998483973771669,0.50261343290886185,0,0.12220927496406989,0.11647880000000001,8.0378000000000005E-2,0,1.844841099551928E-3,0,1.1233727463496506,null,null,0.28388281291735218,0.10703843180913276,0.44463188079103599,9.1808217940875125E-2,7.4095392772245222E-2,0,0,1.3484631500345877E-3,0,1.0028051993806759,null,{"$f":"J179*VLOOKUP($B179,$AR$36:$AZ$47,MATCH(AG$2,$AS$2:$BA$2,0)+1,FALSE)","v":0.28768880578781564},{"$f":"K179*VLOOKUP($B179,$AR$36:$AZ$47,MATCH(AH$2,$AS$2:$BA$2,0)+1,FALSE)","v":0.42467995058843161},{"$f":"L179*VLOOKUP($B179,$AR$36:$AZ$47,MATCH(AI$2,$AS$2:$BA$2,0)+1,FALSE)","v":0},{"$f":"M179*VLOOKUP($B179,$AR$36:$AZ$47,MATCH(AJ$2,$AS$2:$BA$2,0)+1,FALSE)","v":0.10505587841151785},{"$f":"N179*VLOOKUP($B179,$AR$36:$AZ$47,MATCH(AK$2,$AS$2:$BA$2,0)+1,FALSE)","v":9.1102510996540501E-2},{"$f":"O179*VLOOKUP($B179,$AR$36:$AZ$47,MATCH(AL$2,$AS$2:$BA$2,0)+1,FALSE)","v":7.1232760458759245E-2},{"$f":"P179*VLOOKUP($B179,$AR$36:$AZ$47,MATCH(AM$2,$AS$2:$BA$2,0)+1,FALSE)","v":0},{"$f":"Q179*VLOOKUP($B179,$AR$36:$AZ$47,MATCH(AN$2,$AS$2:$BA$2,0)+1,FALSE)","v":1.4098715321122319E-3},{"$f":"R179*VLOOKUP($B179,$AR$36:$BA$47,MATCH(AO$2,$AS$2:$BA$2,0)+1,FALSE)","v":0},0.98116977777517722]
[2006,1,8,10,null,2013,1,8,10,0.28206165976777225,0.51761334598548103,0,0.12615155919691692,0.11966799999999994,8.2360000000000003E-2,0,1.844841099551928E-3,0,1.1296994060497221,null,null,0.267043139437869,0.11049132785285677,0.45790140191059708,9.4321935189482023E-2,7.5922473173282684E-2,0,0,1.3484631500345877E-3,0,1.0070287407141223,null,{"$f":"J180*VLOOKUP($B180,$AR$36:$AZ$47,MATCH(AG$2,$AS$2:$BA$2,0)+1,FALSE)","v":0.27062336422978905},{"$f":"K180*VLOOKUP($B180,$AR$36:$AZ$47,MATCH(AH$2,$AS$2:$BA$2,0)+1,FALSE)","v":0.43735402956666791},{"$f":"L180*VLOOKUP($B180,$AR$36:$AZ$47,MATCH(AI$2,$AS$2:$BA$2,0)+1,FALSE)","v":0},{"$f":"M180*VLOOKUP($B180,$AR$36:$AZ$47,MATCH(AJ$2,$AS$2:$BA$2,0)+1,FALSE)","v":0.10844482031589776},{"$f":"N180*VLOOKUP($B180,$AR$36:$AZ$47,MATCH(AK$2,$AS$2:$BA$2,0)+1,FALSE)","v":9.3596905925662027E-2},{"$f":"O180*VLOOKUP($B180,$AR$36:$AZ$47,MATCH(AL$2,$AS$2:$BA$2,0)+1,FALSE)","v":7.2989252673410776E-2},{"$f":"P180*VLOOKUP($B180,$AR$36:$AZ$47,MATCH(AM$2,$AS$2:$BA$2,0)+1,FALSE)","v":0},{"$f":"Q180*VLOOKUP($B180,$AR$36:$AZ$47,MATCH(AN$2,$AS$2:$BA$2,0)+1,FALSE)","v":1.4098715321122319E-3},{"$f":"R180*VLOOKUP($B180,$AR$36:$BA$47,MATCH(AO$2,$AS$2:$BA$2,0)+1,FALSE)","v":0},0.98441824424353985]
[2006,1,8,11,null,2013,1,8,11,0.27189374656026838,0.51641486068641218,0,0.12401777890514874,0.12015690000000002,8.3021999999999999E-2,0,1.844841099551928E-3,0,1.1173501272513813,null,null,0.25741662207744803,0.10862243127096273,0.4568411740341925,9.4707284607155467E-2,7.6532729089269974E-2,0,0,1.3484631500345877E-3,0,0.99546870422906331,null,{"$f":"J181*VLOOKUP($B181,$AR$36:$AZ$47,MATCH(AG$2,$AS$2:$BA$2,0)+1,FALSE)","v":0.26086778496503993},{"$f":"K181*VLOOKUP($B181,$AR$36:$AZ$47,MATCH(AH$2,$AS$2:$BA$2,0)+1,FALSE)","v":0.43634137720947991},{"$f":"L181*VLOOKUP($B181,$AR$36:$AZ$47,MATCH(AI$2,$AS$2:$BA$2,0)+1,FALSE)","v":0},{"$f":"M181*VLOOKUP($B181,$AR$36:$AZ$47,MATCH(AJ$2,$AS$2:$BA$2,0)+1,FALSE)","v":0.10661053921935418},{"$f":"N181*VLOOKUP($B181,$AR$36:$AZ$47,MATCH(AK$2,$AS$2:$BA$2,0)+1,FALSE)","v":9.3979293258174182E-2},{"$f":"O181*VLOOKUP($B181,$AR$36:$AZ$47,MATCH(AL$2,$AS$2:$BA$2,0)+1,FALSE)","v":7.357593170776966E-2},{"$f":"P181*VLOOKUP($B181,$AR$36:$AZ$47,MATCH(AM$2,$AS$2:$BA$2,0)+1,FALSE)","v":0},{"$f":"Q181*VLOOKUP($B181,$AR$36:$AZ$47,MATCH(AN$2,$AS$2:$BA$2,0)+1,FALSE)","v":1.4098715321122319E-3},{"$f":"R181*VLOOKUP($B181,$AR$36:$BA$47,MATCH(AO$2,$AS$2:$BA$2,0)+1,FALSE)","v":0},0.97278479789193006]
[2006,1,8,12,null,2013,1,8,12,0.27631528974254704,0.51215226932914559,0,0.11974937520600587,0.12037820000000002,8.3530999999999994E-2,0,1.844841099551928E-3,0,1.1139709753772504,null,null,0.26160273788463689,0.10488389965444769,0.45307031577985546,9.4881712559970188E-2,7.7001943985399168E-2,0,0,1.3484631500345877E-3,0,0.99278907301434405,null,{"$f":"J182*VLOOKUP($B182,$AR$36:$AZ$47,MATCH(AG$2,$AS$2:$BA$2,0)+1,FALSE)","v":0.26511002367291925},{"$f":"K182*VLOOKUP($B182,$AR$36:$AZ$47,MATCH(AH$2,$AS$2:$BA$2,0)+1,FALSE)","v":0.43273972837071739},{"$f":"L182*VLOOKUP($B182,$AR$36:$AZ$47,MATCH(AI$2,$AS$2:$BA$2,0)+1,FALSE)","v":0},{"$f":"M182*VLOOKUP($B182,$AR$36:$AZ$47,MATCH(AJ$2,$AS$2:$BA$2,0)+1,FALSE)","v":0.10294125225107566},{"$f":"N182*VLOOKUP($B182,$AR$36:$AZ$47,MATCH(AK$2,$AS$2:$BA$2,0)+1,FALSE)","v":9.4152380426684973E-2},{"$f":"O182*VLOOKUP($B182,$AR$36:$AZ$47,MATCH(AL$2,$AS$2:$BA$2,0)+1,FALSE)","v":7.402701875986735E-2},{"$f":"P182*VLOOKUP($B182,$AR$36:$AZ$47,MATCH(AM$2,$AS$2:$BA$2,0)+1,FALSE)","v":0},{"$f":"Q182*VLOOKUP($B182,$AR$36:$AZ$47,MATCH(AN$2,$AS$2:$BA$2,0)+1,FALSE)","v":1.4098715321122319E-3},{"$f":"R182*VLOOKUP($B182,$AR$36:$BA$47,MATCH(AO$2,$AS$2:$BA$2,0)+1,FALSE)","v":0},0.97038027501337687]
[2006,1,8,13,null,2013,1,8,13,0.2755963299410315,0.50925724412456896,0,0.11955708306613193,0.11985309999999996,8.3534999999999998E-2,0,1.844841099551928E-3,0,1.1096435982312842,null,null,0.26092205947309949,0.10471547832057282,0.45050926106590039,9.4467830417977322E-2,7.7005631332323576E-2,0,0,1.3484631500345877E-3,0,0.98896872375990819,null,{"$f":"J183*VLOOKUP($B183,$AR$36:$AZ$47,MATCH(AG$2,$AS$2:$BA$2,0)+1,FALSE)","v":0.26442021946346977},{"$f":"K183*VLOOKUP($B183,$AR$36:$AZ$47,MATCH(AH$2,$AS$2:$BA$2,0)+1,FALSE)","v":0.43029359565652309},{"$f":"L183*VLOOKUP($B183,$AR$36:$AZ$47,MATCH(AI$2,$AS$2:$BA$2,0)+1,FALSE)","v":0},{"$f":"M183*VLOOKUP($B183,$AR$36:$AZ$47,MATCH(AJ$2,$AS$2:$BA$2,0)+1,FALSE)","v":0.10277595039757864},{"$f":"N183*VLOOKUP($B183,$AR$36:$AZ$47,MATCH(AK$2,$AS$2:$BA$2,0)+1,FALSE)","v":9.3741679693810934E-2},{"$f":"O183*VLOOKUP($B183,$AR$36:$AZ$47,MATCH(AL$2,$AS$2:$BA$2,0)+1,FALSE)","v":7.4030563648292483E-2},{"$f":"P183*VLOOKUP($B183,$AR$36:$AZ$47,MATCH(AM$2,$AS$2:$BA$2,0)+1,FALSE)","v":0},{"$f":"Q183*VLOOKUP($B183,$AR$36:$AZ$47,MATCH(AN$2,$AS$2:$BA$2,0)+1,FALSE)","v":1.4098715321122319E-3},{"$f":"R183*VLOOKUP($B183,$AR$36:$BA$47,MATCH(AO$2,$AS$2:$BA$2,0)+1,FALSE)","v":0},0.9666718803917872]
[2006,1,8,14,null,2013,1,8,14,0.27389601013251352,0.50249239993877082,0,0.11115521401375797,0.11995430000000001,8.2858000000000001E-2,0,1.844841099551928E-3,0,1.0922007651845944,null,null,0.25931227408046981,9.7356602425955188E-2,0.44452481020038775,9.454759593458309E-2,7.6381547865369798E-2,0,0,1.3484631500345877E-3,0,0.97347129365680019,null,{"$f":"J184*VLOOKUP($B184,$AR$36:$AZ$47,MATCH(AG$2,$AS$2:$BA$2,0)+1,FALSE)","v":0.26278885181418865},{"$f":"K184*VLOOKUP($B184,$AR$36:$AZ$47,MATCH(AH$2,$AS$2:$BA$2,0)+1,FALSE)","v":0.42457768456768408},{"$f":"L184*VLOOKUP($B184,$AR$36:$AZ$47,MATCH(AI$2,$AS$2:$BA$2,0)+1,FALSE)","v":0},{"$f":"M184*VLOOKUP($B184,$AR$36:$AZ$47,MATCH(AJ$2,$AS$2:$BA$2,0)+1,FALSE)","v":9.5553374747283676E-2},{"$f":"N184*VLOOKUP($B184,$AR$36:$AZ$47,MATCH(AK$2,$AS$2:$BA$2,0)+1,FALSE)","v":9.3820832072723265E-2},{"$f":"O184*VLOOKUP($B184,$AR$36:$AZ$47,MATCH(AL$2,$AS$2:$BA$2,0)+1,FALSE)","v":7.3430591282339364E-2},{"$f":"P184*VLOOKUP($B184,$AR$36:$AZ$47,MATCH(AM$2,$AS$2:$BA$2,0)+1,FALSE)","v":0},{"$f":"Q184*VLOOKUP($B184,$AR$36:$AZ$47,MATCH(AN$2,$AS$2:$BA$2,0)+1,FALSE)","v":1.4098715321122319E-3},{"$f":"R184*VLOOKUP($B184,$AR$36:$BA$47,MATCH(AO$2,$AS$2:$BA$2,0)+1,FALSE)","v":0},0.95158120601633134]
[2006,1,8,15,null,2013,1,8,15,0.27830201582249048,0.49100218113536509,0,0.1020169797346432,0.11942609999999998,8.2169000000000006E-2,0,1.844841099551928E-3,0,1.0747611177920506,null,null,0.26348367969724623,8.9352772380907594E-2,0.43436010455833779,9.4131270382496593E-2,7.574640235764285E-2,0,0,1.3484631500345877E-3,0,0.95842269252666557,null,{"$f":"J185*VLOOKUP($B185,$AR$36:$AZ$47,MATCH(AG$2,$AS$2:$BA$2,0)+1,FALSE)","v":0.26701618311337644},{"$f":"K185*VLOOKUP($B185,$AR$36:$AZ$47,MATCH(AH$2,$AS$2:$BA$2,0)+1,FALSE)","v":0.4148690989347063},{"$f":"L185*VLOOKUP($B185,$AR$36:$AZ$47,MATCH(AI$2,$AS$2:$BA$2,0)+1,FALSE)","v":0},{"$f":"M185*VLOOKUP($B185,$AR$36:$AZ$47,MATCH(AJ$2,$AS$2:$BA$2,0)+1,FALSE)","v":8.7697790712398457E-2},{"$f":"N185*VLOOKUP($B185,$AR$36:$AZ$47,MATCH(AK$2,$AS$2:$BA$2,0)+1,FALSE)","v":9.3407706711641461E-2},{"$f":"O185*VLOOKUP($B185,$AR$36:$AZ$47,MATCH(AL$2,$AS$2:$BA$2,0)+1,FALSE)","v":7.2819984251110859E-2},{"$f":"P185*VLOOKUP($B185,$AR$36:$AZ$47,MATCH(AM$2,$AS$2:$BA$2,0)+1,FALSE)","v":0},{"$f":"Q185*VLOOKUP($B185,$AR$36:$AZ$47,MATCH(AN$2,$AS$2:$BA$2,0)+1,FALSE)","v":1.4098715321122319E-3},{"$f":"R185*VLOOKUP($B185,$AR$36:$BA$47,MATCH(AO$2,$AS$2:$BA$2,0)+1,FALSE)","v":0},0.93722063525534582]
[2006,1,8,16,null,2013,1,8,16,0.30696307796197186,0.48799712821942931,0,0.10310548203984218,0.1175916,8.1032000000000007E-2,0,1.844841099551928E-3,0,1.0985341293207953,null,null,0.29061866862006702,9.0306149935953067E-2,0.43170171494436299,9.2685323344816495E-2,7.4698273994383724E-2,0,0,1.3484631500345877E-3,0,0.98135859398961778,null,{"$f":"J186*VLOOKUP($B186,$AR$36:$AZ$47,MATCH(AG$2,$AS$2:$BA$2,0)+1,FALSE)","v":0.29451496853841952},{"$f":"K186*VLOOKUP($B186,$AR$36:$AZ$47,MATCH(AH$2,$AS$2:$BA$2,0)+1,FALSE)","v":0.41232999902153977},{"$f":"L186*VLOOKUP($B186,$AR$36:$AZ$47,MATCH(AI$2,$AS$2:$BA$2,0)+1,FALSE)","v":0},{"$f":"M186*VLOOKUP($B186,$AR$36:$AZ$47,MATCH(AJ$2,$AS$2:$BA$2,0)+1,FALSE)","v":8.863350991913839E-2},{"$f":"N186*VLOOKUP($B186,$AR$36:$AZ$47,MATCH(AK$2,$AS$2:$BA$2,0)+1,FALSE)","v":9.1972874309323174E-2},{"$f":"O186*VLOOKUP($B186,$AR$36:$AZ$47,MATCH(AL$2,$AS$2:$BA$2,0)+1,FALSE)","v":7.1812349716267876E-2},{"$f":"P186*VLOOKUP($B186,$AR$36:$AZ$47,MATCH(AM$2,$AS$2:$BA$2,0)+1,FALSE)","v":0},{"$f":"Q186*VLOOKUP($B186,$AR$36:$AZ$47,MATCH(AN$2,$AS$2:$BA$2,0)+1,FALSE)","v":1.4098715321122319E-3},{"$f":"R186*VLOOKUP($B186,$AR$36:$BA$47,MATCH(AO$2,$AS$2:$BA$2,0)+1,FALSE)","v":0},0.96067357303680101]
[2006,1,8,17,null,2013,1,8,17,0.35407439048077266,0.48976092862309872,2.2448233276157938E-3,0.10711701947725252,0.11476330000000001,7.9300999999999996E-2,4.570017780956927E-6,1.9338929526840779E-3,0,1.1491999248792046,null,null,0.3352215147084619,9.3819702213963643E-2,0.43326204310010835,9.0456066322919151E-2,7.3102574612851995E-2,1.2554474149091845E-3,2.2871968974203346E-6,1.4135544700513425E-3,0,1.0285331900401629,null,{"$f":"J187*VLOOKUP($B187,$AR$36:$AZ$47,MATCH(AG$2,$AS$2:$BA$2,0)+1,FALSE)","v":0.33971580121314654},{"$f":"K187*VLOOKUP($B187,$AR$36:$AZ$47,MATCH(AH$2,$AS$2:$BA$2,0)+1,FALSE)","v":0.41382031069893183},{"$f":"L187*VLOOKUP($B187,$AR$36:$AZ$47,MATCH(AI$2,$AS$2:$BA$2,0)+1,FALSE)","v":1.6594223758750026E-3},{"$f":"M187*VLOOKUP($B187,$AR$36:$AZ$47,MATCH(AJ$2,$AS$2:$BA$2,0)+1,FALSE)","v":9.2081984590080809E-2},{"$f":"N187*VLOOKUP($B187,$AR$36:$AZ$47,MATCH(AK$2,$AS$2:$BA$2,0)+1,FALSE)","v":8.9760753031875987E-2},{"$f":"O187*VLOOKUP($B187,$AR$36:$AZ$47,MATCH(AL$2,$AS$2:$BA$2,0)+1,FALSE)","v":7.0278299250293191E-2},{"$f":"P187*VLOOKUP($B187,$AR$36:$AZ$47,MATCH(AM$2,$AS$2:$BA$2,0)+1,FALSE)","v":2.2871968974203346E-6},{"$f":"Q187*VLOOKUP($B187,$AR$36:$AZ$47,MATCH(AN$2,$AS$2:$BA$2,0)+1,FALSE)","v":1.4779270804428451E-3},{"$f":"R187*VLOOKUP($B187,$AR$36:$BA$47,MATCH(AO$2,$AS$2:$BA$2,0)+1,FALSE)","v":0},1.0087967854375437]
[2006,1,8,18,null,2013,1,8,18,0.42389918161541301,0.49472978463764139,8.4180874785592386E-3,0.12135220750847811,0.1110213,7.7554999999999999E-2,1.71375666785885E-5,2.1787855487974887E-3,0,1.2391714843555681,null,null,0.40132844838579934,0.10628775919096889,0.43765769122741688,8.7506633880837362E-2,7.1493047680353791E-2,4.7079278059094483E-3,8.5769883653262672E-6,1.5925556000974171E-3,0,1.1105826407597486,null,{"$f":"J188*VLOOKUP($B188,$AR$36:$AZ$47,MATCH(AG$2,$AS$2:$BA$2,0)+1,FALSE)","v":0.40670902496094835},{"$f":"K188*VLOOKUP($B188,$AR$36:$AZ$47,MATCH(AH$2,$AS$2:$BA$2,0)+1,FALSE)","v":0.41801871326554141},{"$f":"L188*VLOOKUP($B188,$AR$36:$AZ$47,MATCH(AI$2,$AS$2:$BA$2,0)+1,FALSE)","v":6.2228339095312677E-3},{"$f":"M188*VLOOKUP($B188,$AR$36:$AZ$47,MATCH(AJ$2,$AS$2:$BA$2,0)+1,FALSE)","v":0.10431910966437005},{"$f":"N188*VLOOKUP($B188,$AR$36:$AZ$47,MATCH(AK$2,$AS$2:$BA$2,0)+1,FALSE)","v":8.6833992143636629E-2},{"$f":"O188*VLOOKUP($B188,$AR$36:$AZ$47,MATCH(AL$2,$AS$2:$BA$2,0)+1,FALSE)","v":6.8730955452724285E-2},{"$f":"P188*VLOOKUP($B188,$AR$36:$AZ$47,MATCH(AM$2,$AS$2:$BA$2,0)+1,FALSE)","v":8.5769883653262672E-6},{"$f":"Q188*VLOOKUP($B188,$AR$36:$AZ$47,MATCH(AN$2,$AS$2:$BA$2,0)+1,FALSE)","v":1.66507983835203E-3},{"$f":"R188*VLOOKUP($B188,$AR$36:$BA$47,MATCH(AO$2,$AS$2:$BA$2,0)+1,FALSE)","v":0},1.0925082862234692]
[2006,1,8,19,null,2013,1,8,19,0.46835346227238495,0.4626559028422208,8.4180874785592386E-3,0.10208679855311792,0.10068660000000003,7.2926000000000005E-2,1.71375666785885E-5,2.1787855487974887E-3,0,1.2173227742617592,null,null,0.44341573766100162,8.9413924014795421E-2,0.40928385667939921,7.9360856366357826E-2,6.7225865452098271E-2,4.7079278059094483E-3,8.5769883653262672E-6,1.5925556000974171E-3,0,1.0950093005680248,null,{"$f":"J189*VLOOKUP($B189,$AR$36:$AZ$47,MATCH(AG$2,$AS$2:$BA$2,0)+1,FALSE)","v":0.44936057496497889},{"$f":"K189*VLOOKUP($B189,$AR$36:$AZ$47,MATCH(AH$2,$AS$2:$BA$2,0)+1,FALSE)","v":0.39091809548613493},{"$f":"L189*VLOOKUP($B189,$AR$36:$AZ$47,MATCH(AI$2,$AS$2:$BA$2,0)+1,FALSE)","v":6.2228339095312677E-3},{"$f":"M189*VLOOKUP($B189,$AR$36:$AZ$47,MATCH(AJ$2,$AS$2:$BA$2,0)+1,FALSE)","v":8.7757809702828371E-2},{"$f":"N189*VLOOKUP($B189,$AR$36:$AZ$47,MATCH(AK$2,$AS$2:$BA$2,0)+1,FALSE)","v":7.8750829195564143E-2},{"$f":"O189*VLOOKUP($B189,$AR$36:$AZ$47,MATCH(AL$2,$AS$2:$BA$2,0)+1,FALSE)","v":6.4628633322743489E-2},{"$f":"P189*VLOOKUP($B189,$AR$36:$AZ$47,MATCH(AM$2,$AS$2:$BA$2,0)+1,FALSE)","v":8.5769883653262672E-6},{"$f":"Q189*VLOOKUP($B189,$AR$36:$AZ$47,MATCH(AN$2,$AS$2:$BA$2,0)+1,FALSE)","v":1.66507983835203E-3},{"$f":"R189*VLOOKUP($B189,$AR$36:$BA$47,MATCH(AO$2,$AS$2:$BA$2,0)+1,FALSE)","v":0},1.0793124334084983]
[2006,1,8,20,null,2013,1,8,20,0.46930122465993762,0.44568825040443466,8.4180874785592386E-3,9.569622847549103E-2,9.6202800000000033E-2,7.1095000000000005E-2,1.71375666785885E-5,2.1787855487974887E-3,0,1.1885975141338987,null,null,0.44431303594543198,8.3816667999025263E-2,0.39427359487171398,7.5826739534768761E-2,6.5537982397456687E-2,4.7079278059094483E-3,8.5769883653262672E-6,1.5925556000974171E-3,0,1.0700770811427689,null,{"$f":"J190*VLOOKUP($B190,$AR$36:$AZ$47,MATCH(AG$2,$AS$2:$BA$2,0)+1,FALSE)","v":0.4502699032516419},{"$f":"K190*VLOOKUP($B190,$AR$36:$AZ$47,MATCH(AH$2,$AS$2:$BA$2,0)+1,FALSE)","v":0.37658138793501122},{"$f":"L190*VLOOKUP($B190,$AR$36:$AZ$47,MATCH(AI$2,$AS$2:$BA$2,0)+1,FALSE)","v":6.2228339095312677E-3},{"$f":"M190*VLOOKUP($B190,$AR$36:$AZ$47,MATCH(AJ$2,$AS$2:$BA$2,0)+1,FALSE)","v":8.2264225412660222E-2},{"$f":"N190*VLOOKUP($B190,$AR$36:$AZ$47,MATCH(AK$2,$AS$2:$BA$2,0)+1,FALSE)","v":7.5243878241345111E-2},{"$f":"O190*VLOOKUP($B190,$AR$36:$AZ$47,MATCH(AL$2,$AS$2:$BA$2,0)+1,FALSE)","v":6.3005960646140585E-2},{"$f":"P190*VLOOKUP($B190,$AR$36:$AZ$47,MATCH(AM$2,$AS$2:$BA$2,0)+1,FALSE)","v":8.5769883653262672E-6},{"$f":"Q190*VLOOKUP($B190,$AR$36:$AZ$47,MATCH(AN$2,$AS$2:$BA$2,0)+1,FALSE)","v":1.66507983835203E-3},{"$f":"R190*VLOOKUP($B190,$AR$36:$BA$47,MATCH(AO$2,$AS$2:$BA$2,0)+1,FALSE)","v":0},1.0552618462230476]
[2006,1,8,21,null,2013,1,8,21,0.4370308430048977,0.44449331723028079,8.4180874785592386E-3,0.11024558642561881,9.4191399999999981E-2,6.9863999999999996E-2,1.71375666785885E-5,2.1787855487974887E-3,0,1.1664391572548325,null,null,0.41376090760897133,9.6559894397097598E-2,0.39321650934662422,7.424136048238944E-2,6.4403201381474276E-2,4.7079278059094483E-3,8.5769883653262672E-6,1.5925556000974171E-3,0,1.0484909336109292,null,{"$f":"J191*VLOOKUP($B191,$AR$36:$AZ$47,MATCH(AG$2,$AS$2:$BA$2,0)+1,FALSE)","v":0.41930816511375979},{"$f":"K191*VLOOKUP($B191,$AR$36:$AZ$47,MATCH(AH$2,$AS$2:$BA$2,0)+1,FALSE)","v":0.37557173692266321},{"$f":"L191*VLOOKUP($B191,$AR$36:$AZ$47,MATCH(AI$2,$AS$2:$BA$2,0)+1,FALSE)","v":6.2228339095312677E-3},{"$f":"M191*VLOOKUP($B191,$AR$36:$AZ$47,MATCH(AJ$2,$AS$2:$BA$2,0)+1,FALSE)","v":9.4771423251970369E-2},{"$f":"N191*VLOOKUP($B191,$AR$36:$AZ$47,MATCH(AK$2,$AS$2:$BA$2,0)+1,FALSE)","v":7.3670685603556552E-2},{"$f":"O191*VLOOKUP($B191,$AR$36:$AZ$47,MATCH(AL$2,$AS$2:$BA$2,0)+1,FALSE)","v":6.1915021233307062E-2},{"$f":"P191*VLOOKUP($B191,$AR$36:$AZ$47,MATCH(AM$2,$AS$2:$BA$2,0)+1,FALSE)","v":8.5769883653262672E-6},{"$f":"Q191*VLOOKUP($B191,$AR$36:$AZ$47,MATCH(AN$2,$AS$2:$BA$2,0)+1,FALSE)","v":1.66507983835203E-3},{"$f":"R191*VLOOKUP($B191,$AR$36:$BA$47,MATCH(AO$2,$AS$2:$BA$2,0)+1,FALSE)","v":0},1.0331335228615055]
[2006,1,8,22,null,2013,1,8,22,0.38748223749000077,0.42088049443997916,8.4180874785592386E-3,0.10719011752360626,9.1068200000000002E-2,6.8533999999999998E-2,1.71375666785885E-5,2.1787855487974887E-3,0,1.0857690600476217,null,null,0.36685054346249191,9.3883725998183912E-2,0.37232766491746822,7.1779664222873213E-2,6.3177158529113112E-2,4.7079278059094483E-3,8.5769883653262672E-6,1.5925556000974171E-3,0,0.97432781752450248,null,{"$f":"J192*VLOOKUP($B192,$AR$36:$AZ$47,MATCH(AG$2,$AS$2:$BA$2,0)+1,FALSE)","v":0.37176887768144434},{"$f":"K192*VLOOKUP($B192,$AR$36:$AZ$47,MATCH(AH$2,$AS$2:$BA$2,0)+1,FALSE)","v":0.35562023590964303},{"$f":"L192*VLOOKUP($B192,$AR$36:$AZ$47,MATCH(AI$2,$AS$2:$BA$2,0)+1,FALSE)","v":6.2228339095312677E-3},{"$f":"M192*VLOOKUP($B192,$AR$36:$AZ$47,MATCH(AJ$2,$AS$2:$BA$2,0)+1,FALSE)","v":9.2144822533208409E-2},{"$f":"N192*VLOOKUP($B192,$AR$36:$AZ$47,MATCH(AK$2,$AS$2:$BA$2,0)+1,FALSE)","v":7.1227911791116927E-2},{"$f":"O192*VLOOKUP($B192,$AR$36:$AZ$47,MATCH(AL$2,$AS$2:$BA$2,0)+1,FALSE)","v":6.0736345831951595E-2},{"$f":"P192*VLOOKUP($B192,$AR$36:$AZ$47,MATCH(AM$2,$AS$2:$BA$2,0)+1,FALSE)","v":8.5769883653262672E-6},{"$f":"Q192*VLOOKUP($B192,$AR$36:$AZ$47,MATCH(AN$2,$AS$2:$BA$2,0)+1,FALSE)","v":1.66507983835203E-3},{"$f":"R192*VLOOKUP($B192,$AR$36:$BA$47,MATCH(AO$2,$AS$2:$BA$2,0)+1,FALSE)","v":0},0.95939468448361309]
[2006,1,8,23,null,2013,1,8,23,0.34411899726120831,0.39784310160614073,8.4180874785592386E-3,0.10875756104175058,8.6872600000000008E-2,6.6364000000000006E-2,1.71375666785885E-5,2.1787855487974887E-3,0,1.014570270503135,null,null,0.32579620159827261,9.5256589851446166E-2,0.35194786876886647,6.8472705710313539E-2,6.1176772822629101E-2,4.7079278059094483E-3,8.5769883653262672E-6,1.5925556000974171E-3,0,0.90895919914590007,null,{"$f":"J193*VLOOKUP($B193,$AR$36:$AZ$47,MATCH(AG$2,$AS$2:$BA$2,0)+1,FALSE)","v":0.33016412372700005},{"$f":"K193*VLOOKUP($B193,$AR$36:$AZ$47,MATCH(AH$2,$AS$2:$BA$2,0)+1,FALSE)","v":0.3361549406951102},{"$f":"L193*VLOOKUP($B193,$AR$36:$AZ$47,MATCH(AI$2,$AS$2:$BA$2,0)+1,FALSE)","v":6.2228339095312677E-3},{"$f":"M193*VLOOKUP($B193,$AR$36:$AZ$47,MATCH(AJ$2,$AS$2:$BA$2,0)+1,FALSE)","v":9.349225836168791E-2},{"$f":"N193*VLOOKUP($B193,$AR$36:$AZ$47,MATCH(AK$2,$AS$2:$BA$2,0)+1,FALSE)","v":6.7946373046409006E-2},{"$f":"O193*VLOOKUP($B193,$AR$36:$AZ$47,MATCH(AL$2,$AS$2:$BA$2,0)+1,FALSE)","v":5.8813243861318996E-2},{"$f":"P193*VLOOKUP($B193,$AR$36:$AZ$47,MATCH(AM$2,$AS$2:$BA$2,0)+1,FALSE)","v":8.5769883653262672E-6},{"$f":"Q193*VLOOKUP($B193,$AR$36:$AZ$47,MATCH(AN$2,$AS$2:$BA$2,0)+1,FALSE)","v":1.66507983835203E-3},{"$f":"R193*VLOOKUP($B193,$AR$36:$BA$47,MATCH(AO$2,$AS$2:$BA$2,0)+1,FALSE)","v":0},0.89446743042777488]
[2006,1,8,24,null,2013,1,8,24,0.24323124832213436,0.39080515272364863,8.4180874785592386E-3,0.12217025090709893,8.5143300000000005E-2,6.3981999999999997E-2,1.71375666785885E-5,2.1787855487974887E-3,0,0.91594596254691718,null,null,0.23028027352179709,0.10700425212954437,0.34572181860060314,6.710967697645677E-2,5.898095772915217E-2,4.7079278059094483E-3,8.5769883653262672E-6,1.5925556000974171E-3,0,0.81540603935192568,null,{"$f":"J194*VLOOKUP($B194,$AR$36:$AZ$47,MATCH(AG$2,$AS$2:$BA$2,0)+1,FALSE)","v":0.23336762167868425},{"$f":"K194*VLOOKUP($B194,$AR$36:$AZ$47,MATCH(AH$2,$AS$2:$BA$2,0)+1,FALSE)","v":0.33020827156937155},{"$f":"L194*VLOOKUP($B194,$AR$36:$AZ$47,MATCH(AI$2,$AS$2:$BA$2,0)+1,FALSE)","v":6.2228339095312677E-3},{"$f":"M194*VLOOKUP($B194,$AR$36:$AZ$47,MATCH(AJ$2,$AS$2:$BA$2,0)+1,FALSE)","v":0.10502233180398361},{"$f":"N194*VLOOKUP($B194,$AR$36:$AZ$47,MATCH(AK$2,$AS$2:$BA$2,0)+1,FALSE)","v":6.6593821575529163E-2},{"$f":"O194*VLOOKUP($B194,$AR$36:$AZ$47,MATCH(AL$2,$AS$2:$BA$2,0)+1,FALSE)","v":5.6702262804154538E-2},{"$f":"P194*VLOOKUP($B194,$AR$36:$AZ$47,MATCH(AM$2,$AS$2:$BA$2,0)+1,FALSE)","v":8.5769883653262672E-6},{"$f":"Q194*VLOOKUP($B194,$AR$36:$AZ$47,MATCH(AN$2,$AS$2:$BA$2,0)+1,FALSE)","v":1.66507983835203E-3},{"$f":"R194*VLOOKUP($B194,$AR$36:$BA$47,MATCH(AO$2,$AS$2:$BA$2,0)+1,FALSE)","v":0},0.79979080016797177]
[2006,1,9,1,null,2013,1,9,1,0.24304587768683089,0.36171266686976161,8.4180874785592386E-3,9.5956253546113243E-2,8.4370300000000009E-2,6.3604999999999995E-2,1.71375666785885E-5,2.1787855487974887E-3,0,0.85930410869674101,null,null,{"$f":"$J195*$AS$6","v":0.23010477304274654},{"$f":"$M195*$AV$6","v":8.4044414017473076E-2},{"$f":"$K195*$AT$6","v":0.31998544576385496},{"$f":"$N195*$AW$6","v":6.6500400846652069E-2},{"$f":"$O195*$AX$6","v":5.8633425281527984E-2},{"$f":"$L195*$AU$6","v":4.7079278059094483E-3},{"$f":"$P195*$AY$6","v":8.5769883653262672E-6},{"$f":"$Q195*$AZ$6","v":1.5925556000974171E-3},0,{"$f":"SUM(V195:AD195)","v":0.76557751934662688},null,{"$f":"J195*VLOOKUP($B195,$AR$36:$AZ$47,MATCH(AG$2,$AS$2:$BA$2,0)+1,FALSE)","v":0.23318976827954968},{"$f":"K195*VLOOKUP($B195,$AR$36:$AZ$47,MATCH(AH$2,$AS$2:$BA$2,0)+1,FALSE)","v":0.30562676489650137},{"$f":"L195*VLOOKUP($B195,$AR$36:$AZ$47,MATCH(AI$2,$AS$2:$BA$2,0)+1,FALSE)","v":6.2228339095312677E-3},{"$f":"M195*VLOOKUP($B195,$AR$36:$AZ$47,MATCH(AJ$2,$AS$2:$BA$2,0)+1,FALSE)","v":8.2487753145815218E-2},{"$f":"N195*VLOOKUP($B195,$AR$36:$AZ$47,MATCH(AK$2,$AS$2:$BA$2,0)+1,FALSE)","v":6.5989228799845312E-2},{"$f":"O195*VLOOKUP($B195,$AR$36:$AZ$47,MATCH(AL$2,$AS$2:$BA$2,0)+1,FALSE)","v":5.6368157070086106E-2},{"$f":"P195*VLOOKUP($B195,$AR$36:$AZ$47,MATCH(AM$2,$AS$2:$BA$2,0)+1,FALSE)","v":8.5769883653262672E-6},{"$f":"Q195*VLOOKUP($B195,$AR$36:$AZ$47,MATCH(AN$2,$AS$2:$BA$2,0)+1,FALSE)","v":1.66507983835203E-3},{"$f":"R195*VLOOKUP($B195,$AR$36:$BA$47,MATCH(AO$2,$AS$2:$BA$2,0)+1,FALSE)","v":0},0.75155816292804634]
[2006,1,9,2,null,2013,1,9,2,0.23122730310802839,0.35109304800169328,8.4180874785592386E-3,8.8443759483562992E-2,8.3493300000000006E-2,6.3331999999999999E-2,1.71375666785885E-5,2.1787855487974887E-3,0,0.82820342118731993,null,null,0.21891548463750043,7.7464507675117172E-2,0.3105909075334185,6.580915224918929E-2,5.8381763853938069E-2,4.7079278059094483E-3,8.5769883653262672E-6,1.5925556000974171E-3,{"$f":"$R196*$BA$6","v":0},0.7374708763435357,null,{"$f":"J196*VLOOKUP($B196,$AR$36:$AZ$47,MATCH(AG$2,$AS$2:$BA$2,0)+1,FALSE)","v":0.22185046603070985},{"$f":"K196*VLOOKUP($B196,$AR$36:$AZ$47,MATCH(AH$2,$AS$2:$BA$2,0)+1,FALSE)","v":0.29665378701555201},{"$f":"L196*VLOOKUP($B196,$AR$36:$AZ$47,MATCH(AI$2,$AS$2:$BA$2,0)+1,FALSE)","v":6.2228339095312677E-3},{"$f":"M196*VLOOKUP($B196,$AR$36:$AZ$47,MATCH(AJ$2,$AS$2:$BA$2,0)+1,FALSE)","v":7.6029719064240248E-2},{"$f":"N196*VLOOKUP($B196,$AR$36:$AZ$47,MATCH(AK$2,$AS$2:$BA$2,0)+1,FALSE)","v":6.530329365848081E-2},{"$f":"O196*VLOOKUP($B196,$AR$36:$AZ$47,MATCH(AL$2,$AS$2:$BA$2,0)+1,FALSE)","v":5.612621843507104E-2},{"$f":"P196*VLOOKUP($B196,$AR$36:$AZ$47,MATCH(AM$2,$AS$2:$BA$2,0)+1,FALSE)","v":8.5769883653262672E-6},{"$f":"Q196*VLOOKUP($B196,$AR$36:$AZ$47,MATCH(AN$2,$AS$2:$BA$2,0)+1,FALSE)","v":1.66507983835203E-3},{"$f":"R196*VLOOKUP($B196,$AR$36:$BA$47,MATCH(AO$2,$AS$2:$BA$2,0)+1,FALSE)","v":0},{"$f":"SUM(AG196:AO196)","v":0.72385997494030263}]
[2006,1,9,3,null,2013,1,9,3,0.22541073995815666,0.34848984006126993,8.4180874785592386E-3,9.0009277959154713E-2,8.3102499999999982E-2,6.2802999999999998E-2,1.71375666785885E-5,2.1787855487974887E-3,0,0.8204293685726165,null,null,0.21340862742918928,7.8835685457203084E-2,0.30828800600541562,6.5501124938027969E-2,5.789411222318689E-2,4.7079278059094483E-3,8.5769883653262672E-6,1.5925556000974171E-3,0,0.7302366164473949,null,{"$f":"J197*VLOOKUP($B197,$AR$36:$AZ$47,MATCH(AG$2,$AS$2:$BA$2,0)+1,FALSE)","v":0.21626977885341217},{"$f":"K197*VLOOKUP($B197,$AR$36:$AZ$47,MATCH(AH$2,$AS$2:$BA$2,0)+1,FALSE)","v":0.29445422340040511},{"$f":"L197*VLOOKUP($B197,$AR$36:$AZ$47,MATCH(AI$2,$AS$2:$BA$2,0)+1,FALSE)","v":6.2228339095312677E-3},{"$f":"M197*VLOOKUP($B197,$AR$36:$AZ$47,MATCH(AJ$2,$AS$2:$BA$2,0)+1,FALSE)","v":7.737550005075787E-2},{"$f":"N197*VLOOKUP($B197,$AR$36:$AZ$47,MATCH(AK$2,$AS$2:$BA$2,0)+1,FALSE)","v":6.4997634076673222E-2},{"$f":"O197*VLOOKUP($B197,$AR$36:$AZ$47,MATCH(AL$2,$AS$2:$BA$2,0)+1,FALSE)","v":5.5657406940847698E-2},{"$f":"P197*VLOOKUP($B197,$AR$36:$AZ$47,MATCH(AM$2,$AS$2:$BA$2,0)+1,FALSE)","v":8.5769883653262672E-6},{"$f":"Q197*VLOOKUP($B197,$AR$36:$AZ$47,MATCH(AN$2,$AS$2:$BA$2,0)+1,FALSE)","v":1.66507983835203E-3},{"$f":"R197*VLOOKUP($B197,$AR$36:$BA$47,MATCH(AO$2,$AS$2:$BA$2,0)+1,FALSE)","v":0},0.71665103405834485]
[2006,1,9,4,null,2013,1,9,4,0.22678703322330362,0.34709046613834549,8.4180874785592386E-3,8.7470005156499234E-2,8.3317100000000005E-2,6.2716999999999995E-2,1.71375666785885E-5,2.1787855487974887E-3,0,0.81799561511218366,null,null,0.21471163924091383,7.6611633487238179E-2,0.3070500640433817,6.5670271972253211E-2,5.7814834264312408E-2,4.7079278059094483E-3,8.5769883653262672E-6,1.5925556000974171E-3,0,0.72816750340247149,null,{"$f":"J198*VLOOKUP($B198,$AR$36:$AZ$47,MATCH(AG$2,$AS$2:$BA$2,0)+1,FALSE)","v":0.21759026003432674},{"$f":"K198*VLOOKUP($B198,$AR$36:$AZ$47,MATCH(AH$2,$AS$2:$BA$2,0)+1,FALSE)","v":0.2932718315072898},{"$f":"L198*VLOOKUP($B198,$AR$36:$AZ$47,MATCH(AI$2,$AS$2:$BA$2,0)+1,FALSE)","v":6.2228339095312677E-3},{"$f":"M198*VLOOKUP($B198,$AR$36:$AZ$47,MATCH(AJ$2,$AS$2:$BA$2,0)+1,FALSE)","v":7.519264171297721E-2},{"$f":"N198*VLOOKUP($B198,$AR$36:$AZ$47,MATCH(AK$2,$AS$2:$BA$2,0)+1,FALSE)","v":6.5165480919702687E-2},{"$f":"O198*VLOOKUP($B198,$AR$36:$AZ$47,MATCH(AL$2,$AS$2:$BA$2,0)+1,FALSE)","v":5.5581191839707417E-2},{"$f":"P198*VLOOKUP($B198,$AR$36:$AZ$47,MATCH(AM$2,$AS$2:$BA$2,0)+1,FALSE)","v":8.5769883653262672E-6},{"$f":"Q198*VLOOKUP($B198,$AR$36:$AZ$47,MATCH(AN$2,$AS$2:$BA$2,0)+1,FALSE)","v":1.66507983835203E-3},{"$f":"R198*VLOOKUP($B198,$AR$36:$BA$47,MATCH(AO$2,$AS$2:$BA$2,0)+1,FALSE)","v":0},0.71469789675025253]
[2006,1,9,5,null,2013,1,9,5,0.23697062677178482,0.35236721645157454,8.4180874785592386E-3,8.6934522460980948E-2,8.5764000000000007E-2,6.3171000000000005E-2,1.71375666785885E-5,2.1787855487974887E-3,0,0.83582137627837561,null,null,0.22435300203437056,7.6142624666049638E-2,0.31171808774234466,6.7598910732950671E-2,5.8233348140231192E-2,4.7079278059094483E-3,8.5769883653262672E-6,1.5925556000974171E-3,0,0.74435503371031886,null,{"$f":"J199*VLOOKUP($B199,$AR$36:$AZ$47,MATCH(AG$2,$AS$2:$BA$2,0)+1,FALSE)","v":0.22736088376357719},{"$f":"K199*VLOOKUP($B199,$AR$36:$AZ$47,MATCH(AH$2,$AS$2:$BA$2,0)+1,FALSE)","v":0.29773038735869289},{"$f":"L199*VLOOKUP($B199,$AR$36:$AZ$47,MATCH(AI$2,$AS$2:$BA$2,0)+1,FALSE)","v":6.2228339095312677E-3},{"$f":"M199*VLOOKUP($B199,$AR$36:$AZ$47,MATCH(AJ$2,$AS$2:$BA$2,0)+1,FALSE)","v":7.473231981868253E-2},{"$f":"N199*VLOOKUP($B199,$AR$36:$AZ$47,MATCH(AK$2,$AS$2:$BA$2,0)+1,FALSE)","v":6.7079294713778811E-2},{"$f":"O199*VLOOKUP($B199,$AR$36:$AZ$47,MATCH(AL$2,$AS$2:$BA$2,0)+1,FALSE)","v":5.5983536675959594E-2},{"$f":"P199*VLOOKUP($B199,$AR$36:$AZ$47,MATCH(AM$2,$AS$2:$BA$2,0)+1,FALSE)","v":8.5769883653262672E-6},{"$f":"Q199*VLOOKUP($B199,$AR$36:$AZ$47,MATCH(AN$2,$AS$2:$BA$2,0)+1,FALSE)","v":1.66507983835203E-3},{"$f":"R199*VLOOKUP($B199,$AR$36:$BA$47,MATCH(AO$2,$AS$2:$BA$2,0)+1,FALSE)","v":0},0.73078291306693965]
[2006,1,9,6,null,2013,1,9,6,0.25860785923150065,0.37220953605261387,8.4180874785592386E-3,8.5826109127965594E-2,9.15604E-2,6.6193000000000002E-2,1.71375666785885E-5,2.1787855487974887E-3,0,0.8850109150061154,null,null,0.24483814875564666,7.5171807802950005E-2,0.32927139472900202,7.2167614690001117E-2,6.1019138741611231E-2,4.7079278059094483E-3,8.5769883653262672E-6,1.5925556000974171E-3,0,0.7887771651135832,null,{"$f":"J200*VLOOKUP($B200,$AR$36:$AZ$47,MATCH(AG$2,$AS$2:$BA$2,0)+1,FALSE)","v":0.24812067311492428},{"$f":"K200*VLOOKUP($B200,$AR$36:$AZ$47,MATCH(AH$2,$AS$2:$BA$2,0)+1,FALSE)","v":0.31449602622942568},{"$f":"L200*VLOOKUP($B200,$AR$36:$AZ$47,MATCH(AI$2,$AS$2:$BA$2,0)+1,FALSE)","v":6.2228339095312677E-3},{"$f":"M200*VLOOKUP($B200,$AR$36:$AZ$47,MATCH(AJ$2,$AS$2:$BA$2,0)+1,FALSE)","v":7.3779484312726032E-2},{"$f":"N200*VLOOKUP($B200,$AR$36:$AZ$47,MATCH(AK$2,$AS$2:$BA$2,0)+1,FALSE)","v":7.1612880179463101E-2},{"$f":"O200*VLOOKUP($B200,$AR$36:$AZ$47,MATCH(AL$2,$AS$2:$BA$2,0)+1,FALSE)","v":5.8661699881144717E-2},{"$f":"P200*VLOOKUP($B200,$AR$36:$AZ$47,MATCH(AM$2,$AS$2:$BA$2,0)+1,FALSE)","v":8.5769883653262672E-6},{"$f":"Q200*VLOOKUP($B200,$AR$36:$AZ$47,MATCH(AN$2,$AS$2:$BA$2,0)+1,FALSE)","v":1.66507983835203E-3},{"$f":"R200*VLOOKUP($B200,$AR$36:$BA$47,MATCH(AO$2,$AS$2:$BA$2,0)+1,FALSE)","v":0},0.77456725445393249]
[2006,1,9,7,null,2013,1,9,7,0.29962796909345113,0.4200229312182801,8.4180874785592386E-3,9.3918381683406327E-2,0.10334529999999996,7.1692000000000006E-2,1.71375666785885E-5,2.1787855487974887E-3,0,0.99922059258917273,null,null,0.28367412145268156,8.2259519961958572E-2,0.37156903030248289,8.1456435210228106E-2,6.6088318925922568E-2,4.7079278059094483E-3,8.5769883653262672E-6,1.5925556000974171E-3,0,0.89135648624764596,null,{"$f":"J201*VLOOKUP($B201,$AR$36:$AZ$47,MATCH(AG$2,$AS$2:$BA$2,0)+1,FALSE)","v":0.28747731641432306},{"$f":"K201*VLOOKUP($B201,$AR$36:$AZ$47,MATCH(AH$2,$AS$2:$BA$2,0)+1,FALSE)","v":0.35489564344399832},{"$f":"L201*VLOOKUP($B201,$AR$36:$AZ$47,MATCH(AI$2,$AS$2:$BA$2,0)+1,FALSE)","v":6.2228339095312677E-3},{"$f":"M201*VLOOKUP($B201,$AR$36:$AZ$47,MATCH(AJ$2,$AS$2:$BA$2,0)+1,FALSE)","v":8.0735918690617484E-2},{"$f":"N201*VLOOKUP($B201,$AR$36:$AZ$47,MATCH(AK$2,$AS$2:$BA$2,0)+1,FALSE)","v":8.0830299845901343E-2},{"$f":"O201*VLOOKUP($B201,$AR$36:$AZ$47,MATCH(AL$2,$AS$2:$BA$2,0)+1,FALSE)","v":6.3535035243591123E-2},{"$f":"P201*VLOOKUP($B201,$AR$36:$AZ$47,MATCH(AM$2,$AS$2:$BA$2,0)+1,FALSE)","v":8.5769883653262672E-6},{"$f":"Q201*VLOOKUP($B201,$AR$36:$AZ$47,MATCH(AN$2,$AS$2:$BA$2,0)+1,FALSE)","v":1.66507983835203E-3},{"$f":"R201*VLOOKUP($B201,$AR$36:$BA$47,MATCH(AO$2,$AS$2:$BA$2,0)+1,FALSE)","v":0},0.87537070437468012]
[2006,1,9,8,null,2013,1,9,8,0.33728416542301798,0.47480317283685525,5.1911539451115277E-3,0.11248242483497339,0.11229910000000003,7.7618999999999994E-2,1.0568166118462901E-5,2.0507735099200247E-3,0,1.1217403587159964,null,null,0.31932529394955861,9.8519055644213593E-2,0.42002981600032768,8.8513791757505497E-2,7.1552045231144099E-2,2.9032221469774914E-3,5.2891428252845274E-6,1.4989868275733331E-3,0,1.0023475007001257,null,{"$f":"J202*VLOOKUP($B202,$AR$36:$AZ$47,MATCH(AG$2,$AS$2:$BA$2,0)+1,FALSE)","v":0.32360646116655561},{"$f":"K202*VLOOKUP($B202,$AR$36:$AZ$47,MATCH(AH$2,$AS$2:$BA$2,0)+1,FALSE)","v":0.4011818522489613},{"$f":"L202*VLOOKUP($B202,$AR$36:$AZ$47,MATCH(AI$2,$AS$2:$BA$2,0)+1,FALSE)","v":3.8374142442109465E-3},{"$f":"M202*VLOOKUP($B202,$AR$36:$AZ$47,MATCH(AJ$2,$AS$2:$BA$2,0)+1,FALSE)","v":9.6694297142094154E-2},{"$f":"N202*VLOOKUP($B202,$AR$36:$AZ$47,MATCH(AK$2,$AS$2:$BA$2,0)+1,FALSE)","v":8.7833408248124148E-2},{"$f":"O202*VLOOKUP($B202,$AR$36:$AZ$47,MATCH(AL$2,$AS$2:$BA$2,0)+1,FALSE)","v":6.8787673667526347E-2},{"$f":"P202*VLOOKUP($B202,$AR$36:$AZ$47,MATCH(AM$2,$AS$2:$BA$2,0)+1,FALSE)","v":5.2891428252845274E-6},{"$f":"Q202*VLOOKUP($B202,$AR$36:$AZ$47,MATCH(AN$2,$AS$2:$BA$2,0)+1,FALSE)","v":1.5672499876267748E-3},{"$f":"R202*VLOOKUP($B202,$AR$36:$BA$47,MATCH(AO$2,$AS$2:$BA$2,0)+1,FALSE)","v":0},0.98351364584792456]
[2006,1,9,9,null,2013,1,9,9,0.30507348956233465,0.50910821675815732,0,0.12429277135872227,0.11669450000000001,7.9887E-2,0,1.844841099551928E-3,0,1.1369008187787661,null,null,0.28882969234126349,0.10886328664792581,0.45037742551619486,9.1978231991585183E-2,7.3642770937275795E-2,0,0,1.3484631500345877E-3,0,1.0150398705842798,null,{"$f":"J203*VLOOKUP($B203,$AR$36:$AZ$47,MATCH(AG$2,$AS$2:$BA$2,0)+1,FALSE)","v":0.2927020076059042},{"$f":"K203*VLOOKUP($B203,$AR$36:$AZ$47,MATCH(AH$2,$AS$2:$BA$2,0)+1,FALSE)","v":0.43016767595271066},{"$f":"L203*VLOOKUP($B203,$AR$36:$AZ$47,MATCH(AI$2,$AS$2:$BA$2,0)+1,FALSE)","v":0},{"$f":"M203*VLOOKUP($B203,$AR$36:$AZ$47,MATCH(AJ$2,$AS$2:$BA$2,0)+1,FALSE)","v":0.10684693350100914},{"$f":"N203*VLOOKUP($B203,$AR$36:$AZ$47,MATCH(AK$2,$AS$2:$BA$2,0)+1,FALSE)","v":9.1271218191514639E-2},{"$f":"O203*VLOOKUP($B203,$AR$36:$AZ$47,MATCH(AL$2,$AS$2:$BA$2,0)+1,FALSE)","v":7.0797625404574627E-2},{"$f":"P203*VLOOKUP($B203,$AR$36:$AZ$47,MATCH(AM$2,$AS$2:$BA$2,0)+1,FALSE)","v":0},{"$f":"Q203*VLOOKUP($B203,$AR$36:$AZ$47,MATCH(AN$2,$AS$2:$BA$2,0)+1,FALSE)","v":1.4098715321122319E-3},{"$f":"R203*VLOOKUP($B203,$AR$36:$BA$47,MATCH(AO$2,$AS$2:$BA$2,0)+1,FALSE)","v":0},0.99319533218782552]
[2006,1,9,10,null,2013,1,9,10,0.28563900133387315,0.52487003038501578,0,0.12917068853453773,0.11951459999999996,8.2254999999999995E-2,0,1.844841099551928E-3,0,1.1432941613529786,null,null,0.27043000358466474,0.11313566781660246,0.46432095423771758,9.420102579968638E-2,7.5825680316517333E-2,0,0,1.3484631500345877E-3,0,1.0192617949052232,null,{"$f":"J204*VLOOKUP($B204,$AR$36:$AZ$47,MATCH(AG$2,$AS$2:$BA$2,0)+1,FALSE)","v":0.2740556357778412},{"$f":"K204*VLOOKUP($B204,$AR$36:$AZ$47,MATCH(AH$2,$AS$2:$BA$2,0)+1,FALSE)","v":0.44348551784463658},{"$f":"L204*VLOOKUP($B204,$AR$36:$AZ$47,MATCH(AI$2,$AS$2:$BA$2,0)+1,FALSE)","v":0},{"$f":"M204*VLOOKUP($B204,$AR$36:$AZ$47,MATCH(AJ$2,$AS$2:$BA$2,0)+1,FALSE)","v":0.11104018212206991},{"$f":"N204*VLOOKUP($B204,$AR$36:$AZ$47,MATCH(AK$2,$AS$2:$BA$2,0)+1,FALSE)","v":9.3476925936283123E-2},{"$f":"O204*VLOOKUP($B204,$AR$36:$AZ$47,MATCH(AL$2,$AS$2:$BA$2,0)+1,FALSE)","v":7.2896199352251126E-2},{"$f":"P204*VLOOKUP($B204,$AR$36:$AZ$47,MATCH(AM$2,$AS$2:$BA$2,0)+1,FALSE)","v":0},{"$f":"Q204*VLOOKUP($B204,$AR$36:$AZ$47,MATCH(AN$2,$AS$2:$BA$2,0)+1,FALSE)","v":1.4098715321122319E-3},{"$f":"R204*VLOOKUP($B204,$AR$36:$BA$47,MATCH(AO$2,$AS$2:$BA$2,0)+1,FALSE)","v":0},0.99636433256519419]
[2006,1,9,11,null,2013,1,9,11,0.2727064763959765,0.5250244880932714,0,0.12828033232383834,0.12105690000000001,8.3334000000000005E-2,0,1.844841099551928E-3,0,1.1322470379126381,null,null,0.25818607768875307,0.11235583885048837,0.46445759368431355,9.541666173111954E-2,7.682034214937275E-2,0,0,1.3484631500345877E-3,0,1.008584977254082,null,{"$f":"J205*VLOOKUP($B205,$AR$36:$AZ$47,MATCH(AG$2,$AS$2:$BA$2,0)+1,FALSE)","v":0.26164755660266814},{"$f":"K205*VLOOKUP($B205,$AR$36:$AZ$47,MATCH(AH$2,$AS$2:$BA$2,0)+1,FALSE)","v":0.44361602588046511},{"$f":"L205*VLOOKUP($B205,$AR$36:$AZ$47,MATCH(AI$2,$AS$2:$BA$2,0)+1,FALSE)","v":0},{"$f":"M205*VLOOKUP($B205,$AR$36:$AZ$47,MATCH(AJ$2,$AS$2:$BA$2,0)+1,FALSE)","v":0.11027479705746107},{"$f":"N205*VLOOKUP($B205,$AR$36:$AZ$47,MATCH(AK$2,$AS$2:$BA$2,0)+1,FALSE)","v":9.4683217576564185E-2},{"$f":"O205*VLOOKUP($B205,$AR$36:$AZ$47,MATCH(AL$2,$AS$2:$BA$2,0)+1,FALSE)","v":7.3852433004929746E-2},{"$f":"P205*VLOOKUP($B205,$AR$36:$AZ$47,MATCH(AM$2,$AS$2:$BA$2,0)+1,FALSE)","v":0},{"$f":"Q205*VLOOKUP($B205,$AR$36:$AZ$47,MATCH(AN$2,$AS$2:$BA$2,0)+1,FALSE)","v":1.4098715321122319E-3},{"$f":"R205*VLOOKUP($B205,$AR$36:$BA$47,MATCH(AO$2,$AS$2:$BA$2,0)+1,FALSE)","v":0},0.98548390165420052]
[2006,1,9,12,null,2013,1,9,12,0.27751082717360576,0.52059757546325003,0,0.12374078262275635,0.12161419999999998,8.3586999999999995E-2,0,1.844841099551928E-3,0,1.1288952263591641,null,null,0.26273461830102618,0.10837982081694475,0.46054137028098696,9.5855923810214155E-2,7.7053566842340701E-2,0,0,1.3484631500345877E-3,0,1.0059137632015474,null,{"$f":"J206*VLOOKUP($B206,$AR$36:$AZ$47,MATCH(AG$2,$AS$2:$BA$2,0)+1,FALSE)","v":0.26625707911435048},{"$f":"K206*VLOOKUP($B206,$AR$36:$AZ$47,MATCH(AH$2,$AS$2:$BA$2,0)+1,FALSE)","v":0.43987553485121389},{"$f":"L206*VLOOKUP($B206,$AR$36:$AZ$47,MATCH(AI$2,$AS$2:$BA$2,0)+1,FALSE)","v":0},{"$f":"M206*VLOOKUP($B206,$AR$36:$AZ$47,MATCH(AJ$2,$AS$2:$BA$2,0)+1,FALSE)","v":0.1063724223679776},{"$f":"N206*VLOOKUP($B206,$AR$36:$AZ$47,MATCH(AK$2,$AS$2:$BA$2,0)+1,FALSE)","v":9.5119103157273885E-2},{"$f":"O206*VLOOKUP($B206,$AR$36:$AZ$47,MATCH(AL$2,$AS$2:$BA$2,0)+1,FALSE)","v":7.4076647197819159E-2},{"$f":"P206*VLOOKUP($B206,$AR$36:$AZ$47,MATCH(AM$2,$AS$2:$BA$2,0)+1,FALSE)","v":0},{"$f":"Q206*VLOOKUP($B206,$AR$36:$AZ$47,MATCH(AN$2,$AS$2:$BA$2,0)+1,FALSE)","v":1.4098715321122319E-3},{"$f":"R206*VLOOKUP($B206,$AR$36:$BA$47,MATCH(AO$2,$AS$2:$BA$2,0)+1,FALSE)","v":0},0.98311065822074728]
[2006,1,9,13,null,2013,1,9,13,0.27884055245329242,0.5165610416463533,0,0.12258953096264018,0.12175829999999996,8.3381999999999998E-2,0,1.844841099551928E-3,0,1.1249762661618379,null,null,0.26399354166398797,0.10737148350087175,0.45697049153925456,9.5969502969728837E-2,7.6864590312465481E-2,0,0,1.3484631500345877E-3,0,1.0025180731363432,null,{"$f":"J207*VLOOKUP($B207,$AR$36:$AZ$47,MATCH(AG$2,$AS$2:$BA$2,0)+1,FALSE)","v":0.26753288075639742},{"$f":"K207*VLOOKUP($B207,$AR$36:$AZ$47,MATCH(AH$2,$AS$2:$BA$2,0)+1,FALSE)","v":0.43646489186066117},{"$f":"L207*VLOOKUP($B207,$AR$36:$AZ$47,MATCH(AI$2,$AS$2:$BA$2,0)+1,FALSE)","v":0},{"$f":"M207*VLOOKUP($B207,$AR$36:$AZ$47,MATCH(AJ$2,$AS$2:$BA$2,0)+1,FALSE)","v":0.10538276135851837},{"$f":"N207*VLOOKUP($B207,$AR$36:$AZ$47,MATCH(AK$2,$AS$2:$BA$2,0)+1,FALSE)","v":9.5231809262029427E-2},{"$f":"O207*VLOOKUP($B207,$AR$36:$AZ$47,MATCH(AL$2,$AS$2:$BA$2,0)+1,FALSE)","v":7.3894971666031289E-2},{"$f":"P207*VLOOKUP($B207,$AR$36:$AZ$47,MATCH(AM$2,$AS$2:$BA$2,0)+1,FALSE)","v":0},{"$f":"Q207*VLOOKUP($B207,$AR$36:$AZ$47,MATCH(AN$2,$AS$2:$BA$2,0)+1,FALSE)","v":1.4098715321122319E-3},{"$f":"R207*VLOOKUP($B207,$AR$36:$BA$47,MATCH(AO$2,$AS$2:$BA$2,0)+1,FALSE)","v":0},0.97991718643574988]
[2006,1,9,14,null,2013,1,9,14,0.2731125256924169,0.51146446719166994,0,0.11631671787741078,0.1202439,8.3838999999999997E-2,0,1.844841099551928E-3,0,1.1068214518610497,null,null,0.25857050667841885,0.10187736633282403,0.45246185858795751,9.4775857729138643E-2,7.728586969857755E-2,0,0,1.3484631500345877E-3,0,0.98631992217695119,null,{"$f":"J208*VLOOKUP($B208,$AR$36:$AZ$47,MATCH(AG$2,$AS$2:$BA$2,0)+1,FALSE)","v":0.26203713959929487},{"$f":"K208*VLOOKUP($B208,$AR$36:$AZ$47,MATCH(AH$2,$AS$2:$BA$2,0)+1,FALSE)","v":0.43215857442887529},{"$f":"L208*VLOOKUP($B208,$AR$36:$AZ$47,MATCH(AI$2,$AS$2:$BA$2,0)+1,FALSE)","v":0},{"$f":"M208*VLOOKUP($B208,$AR$36:$AZ$47,MATCH(AJ$2,$AS$2:$BA$2,0)+1,FALSE)","v":9.999040559031841E-2},{"$f":"N208*VLOOKUP($B208,$AR$36:$AZ$47,MATCH(AK$2,$AS$2:$BA$2,0)+1,FALSE)","v":9.4047339275618536E-2},{"$f":"O208*VLOOKUP($B208,$AR$36:$AZ$47,MATCH(AL$2,$AS$2:$BA$2,0)+1,FALSE)","v":7.4299975168602303E-2},{"$f":"P208*VLOOKUP($B208,$AR$36:$AZ$47,MATCH(AM$2,$AS$2:$BA$2,0)+1,FALSE)","v":0},{"$f":"Q208*VLOOKUP($B208,$AR$36:$AZ$47,MATCH(AN$2,$AS$2:$BA$2,0)+1,FALSE)","v":1.4098715321122319E-3},{"$f":"R208*VLOOKUP($B208,$AR$36:$BA$47,MATCH(AO$2,$AS$2:$BA$2,0)+1,FALSE)","v":0},0.96394330559482155]
[2006,1,9,15,null,2013,1,9,15,0.28071132993752651,0.49845260308144146,0,0.10529240519049818,0.11830089999999996,8.3230999999999999E-2,0,1.844841099551928E-3,0,1.0878330793090181,null,null,0.2657647086243996,9.2221592316264436E-2,0.44095104484299869,9.3244391338180591E-2,7.6725392966069589E-2,0,0,1.3484631500345877E-3,0,0.97025559323794752,null,{"$f":"J209*VLOOKUP($B209,$AR$36:$AZ$47,MATCH(AG$2,$AS$2:$BA$2,0)+1,FALSE)","v":0.26932779360249498},{"$f":"K209*VLOOKUP($B209,$AR$36:$AZ$47,MATCH(AH$2,$AS$2:$BA$2,0)+1,FALSE)","v":0.42116428449234422},{"$f":"L209*VLOOKUP($B209,$AR$36:$AZ$47,MATCH(AI$2,$AS$2:$BA$2,0)+1,FALSE)","v":0},{"$f":"M209*VLOOKUP($B209,$AR$36:$AZ$47,MATCH(AJ$2,$AS$2:$BA$2,0)+1,FALSE)","v":9.0513474698228985E-2},{"$f":"N209*VLOOKUP($B209,$AR$36:$AZ$47,MATCH(AK$2,$AS$2:$BA$2,0)+1,FALSE)","v":9.2527644886027618E-2},{"$f":"O209*VLOOKUP($B209,$AR$36:$AZ$47,MATCH(AL$2,$AS$2:$BA$2,0)+1,FALSE)","v":7.3761152127982663E-2},{"$f":"P209*VLOOKUP($B209,$AR$36:$AZ$47,MATCH(AM$2,$AS$2:$BA$2,0)+1,FALSE)","v":0},{"$f":"Q209*VLOOKUP($B209,$AR$36:$AZ$47,MATCH(AN$2,$AS$2:$BA$2,0)+1,FALSE)","v":1.4098715321122319E-3},{"$f":"R209*VLOOKUP($B209,$AR$36:$BA$47,MATCH(AO$2,$AS$2:$BA$2,0)+1,FALSE)","v":0},0.94870422133919063]
[2006,1,9,16,null,2013,1,9,16,0.30967557929172129,0.49487945522235427,0,0.10698034888135854,0.11760470000000002,8.2160999999999998E-2,0,1.844841099551928E-3,0,1.1131459244949859,null,null,0.29318674140040185,9.3699997664016751E-2,0.43779009579367539,9.2695648722954202E-2,7.5739027663794062E-2,0,0,1.3484631500345877E-3,0,0.99445997439487677,null,{"$f":"J210*VLOOKUP($B210,$AR$36:$AZ$47,MATCH(AG$2,$AS$2:$BA$2,0)+1,FALSE)","v":0.2971174712533895},{"$f":"K210*VLOOKUP($B210,$AR$36:$AZ$47,MATCH(AH$2,$AS$2:$BA$2,0)+1,FALSE)","v":0.41814517645247323},{"$f":"L210*VLOOKUP($B210,$AR$36:$AZ$47,MATCH(AI$2,$AS$2:$BA$2,0)+1,FALSE)","v":0},{"$f":"M210*VLOOKUP($B210,$AR$36:$AZ$47,MATCH(AJ$2,$AS$2:$BA$2,0)+1,FALSE)","v":9.1964497193900041E-2},{"$f":"N210*VLOOKUP($B210,$AR$36:$AZ$47,MATCH(AK$2,$AS$2:$BA$2,0)+1,FALSE)","v":9.1983120318846423E-2},{"$f":"O210*VLOOKUP($B210,$AR$36:$AZ$47,MATCH(AL$2,$AS$2:$BA$2,0)+1,FALSE)","v":7.2812894474260592E-2},{"$f":"P210*VLOOKUP($B210,$AR$36:$AZ$47,MATCH(AM$2,$AS$2:$BA$2,0)+1,FALSE)","v":0},{"$f":"Q210*VLOOKUP($B210,$AR$36:$AZ$47,MATCH(AN$2,$AS$2:$BA$2,0)+1,FALSE)","v":1.4098715321122319E-3},{"$f":"R210*VLOOKUP($B210,$AR$36:$BA$47,MATCH(AO$2,$AS$2:$BA$2,0)+1,FALSE)","v":0},0.97343303122498193]
[2006,1,9,17,null,2013,1,9,17,0.35874271930835122,0.49604277235843941,2.1045218696398096E-3,0.11048529617462166,0.11542539999999998,8.1132999999999997E-2,4.2843916696471249E-6,1.9283272118633186E-3,0,1.165866321314585,null,null,0.33964127593042759,9.676984700200561E-2,0.43881921251103095,9.0977931427115369E-2,7.4791379504224667E-2,1.1769819514773621E-3,2.1442470913315668E-6,1.4094862625502952E-3,0,1.0435882588359233,null,{"$f":"J211*VLOOKUP($B211,$AR$36:$AZ$47,MATCH(AG$2,$AS$2:$BA$2,0)+1,FALSE)","v":0.3441948178001239},{"$f":"K211*VLOOKUP($B211,$AR$36:$AZ$47,MATCH(AH$2,$AS$2:$BA$2,0)+1,FALSE)","v":0.4191281136991204},{"$f":"L211*VLOOKUP($B211,$AR$36:$AZ$47,MATCH(AI$2,$AS$2:$BA$2,0)+1,FALSE)","v":1.5557084773828169E-3},{"$f":"M211*VLOOKUP($B211,$AR$36:$AZ$47,MATCH(AJ$2,$AS$2:$BA$2,0)+1,FALSE)","v":9.4977487139123809E-2},{"$f":"N211*VLOOKUP($B211,$AR$36:$AZ$47,MATCH(AK$2,$AS$2:$BA$2,0)+1,FALSE)","v":9.0278606688771551E-2},{"$f":"O211*VLOOKUP($B211,$AR$36:$AZ$47,MATCH(AL$2,$AS$2:$BA$2,0)+1,FALSE)","v":7.1901858149002379E-2},{"$f":"P211*VLOOKUP($B211,$AR$36:$AZ$47,MATCH(AM$2,$AS$2:$BA$2,0)+1,FALSE)","v":2.1442470913315668E-6},{"$f":"Q211*VLOOKUP($B211,$AR$36:$AZ$47,MATCH(AN$2,$AS$2:$BA$2,0)+1,FALSE)","v":1.4736736086721819E-3},{"$f":"R211*VLOOKUP($B211,$AR$36:$BA$47,MATCH(AO$2,$AS$2:$BA$2,0)+1,FALSE)","v":0},1.0235124098092885]
[2006,1,9,18,null,2013,1,9,18,0.42903530132224321,0.50176229099128544,8.4180874785592386E-3,0.12459118695145739,0.11148470000000001,7.8515000000000001E-2,1.71375666785885E-5,2.1787855487974887E-3,0,1.2560024898590216,null,null,0.40619109271743198,0.10912465745700026,0.44387892671768014,8.7871884279998425E-2,7.2378010942208484E-2,4.7079278059094483E-3,8.5769883653262672E-6,1.5925556000974171E-3,0,1.1257536325086916,null,{"$f":"J212*VLOOKUP($B212,$AR$36:$AZ$47,MATCH(AG$2,$AS$2:$BA$2,0)+1,FALSE)","v":0.4116368623539981},{"$f":"K212*VLOOKUP($B212,$AR$36:$AZ$47,MATCH(AH$2,$AS$2:$BA$2,0)+1,FALSE)","v":0.42396078376193408},{"$f":"L212*VLOOKUP($B212,$AR$36:$AZ$47,MATCH(AI$2,$AS$2:$BA$2,0)+1,FALSE)","v":6.2228339095312677E-3},{"$f":"M212*VLOOKUP($B212,$AR$36:$AZ$47,MATCH(AJ$2,$AS$2:$BA$2,0)+1,FALSE)","v":0.1071034632303255},{"$f":"N212*VLOOKUP($B212,$AR$36:$AZ$47,MATCH(AK$2,$AS$2:$BA$2,0)+1,FALSE)","v":8.7196434953794325E-2},{"$f":"O212*VLOOKUP($B212,$AR$36:$AZ$47,MATCH(AL$2,$AS$2:$BA$2,0)+1,FALSE)","v":6.9581728674755303E-2},{"$f":"P212*VLOOKUP($B212,$AR$36:$AZ$47,MATCH(AM$2,$AS$2:$BA$2,0)+1,FALSE)","v":8.5769883653262672E-6},{"$f":"Q212*VLOOKUP($B212,$AR$36:$AZ$47,MATCH(AN$2,$AS$2:$BA$2,0)+1,FALSE)","v":1.66507983835203E-3},{"$f":"R212*VLOOKUP($B212,$AR$36:$BA$47,MATCH(AO$2,$AS$2:$BA$2,0)+1,FALSE)","v":0},1.1073757637110559]
[2006,1,9,19,null,2013,1,9,19,0.47332263400182611,0.46948584010612671,8.4180874785592386E-3,0.10553322625430495,0.10207370000000002,7.2975999999999999E-2,1.71375666785885E-5,2.1787855487974887E-3,0,1.2340054109562932,null,null,0.4481203232474596,9.2432518279322987E-2,0.41532589147691712,8.0454164153747343E-2,6.7271957288653192E-2,4.7079278059094483E-3,8.5769883653262672E-6,1.5925556000974171E-3,0,1.1099139148404724,null,{"$f":"J213*VLOOKUP($B213,$AR$36:$AZ$47,MATCH(AG$2,$AS$2:$BA$2,0)+1,FALSE)","v":0.4541282345326213},{"$f":"K213*VLOOKUP($B213,$AR$36:$AZ$47,MATCH(AH$2,$AS$2:$BA$2,0)+1,FALSE)","v":0.39668900654788447},{"$f":"L213*VLOOKUP($B213,$AR$36:$AZ$47,MATCH(AI$2,$AS$2:$BA$2,0)+1,FALSE)","v":6.2228339095312677E-3},{"$f":"M213*VLOOKUP($B213,$AR$36:$AZ$47,MATCH(AJ$2,$AS$2:$BA$2,0)+1,FALSE)","v":9.0720493915106379E-2},{"$f":"N213*VLOOKUP($B213,$AR$36:$AZ$47,MATCH(AK$2,$AS$2:$BA$2,0)+1,FALSE)","v":7.9835732997829451E-2},{"$f":"O213*VLOOKUP($B213,$AR$36:$AZ$47,MATCH(AL$2,$AS$2:$BA$2,0)+1,FALSE)","v":6.4672944428057599E-2},{"$f":"P213*VLOOKUP($B213,$AR$36:$AZ$47,MATCH(AM$2,$AS$2:$BA$2,0)+1,FALSE)","v":8.5769883653262672E-6},{"$f":"Q213*VLOOKUP($B213,$AR$36:$AZ$47,MATCH(AN$2,$AS$2:$BA$2,0)+1,FALSE)","v":1.66507983835203E-3},{"$f":"R213*VLOOKUP($B213,$AR$36:$BA$47,MATCH(AO$2,$AS$2:$BA$2,0)+1,FALSE)","v":0},1.0939429031577477]
[2006,1,9,20,null,2013,1,9,20,0.47253574154961575,0.45323559585107376,8.4180874785592386E-3,9.9820926155026024E-2,9.8094600000000004E-2,7.1785000000000002E-2,1.71375666785885E-5,2.1787855487974887E-3,0,1.2060858741497511,null,null,0.4473753292946791,8.7429333006930746E-2,0.40095027754908941,7.731785024934125E-2,6.6174049741914737E-2,4.7079278059094483E-3,8.5769883653262672E-6,1.5925556000974171E-3,0,1.0855559002363275,null,{"$f":"J214*VLOOKUP($B214,$AR$36:$AZ$47,MATCH(AG$2,$AS$2:$BA$2,0)+1,FALSE)","v":0.4533732525089052},{"$f":"K214*VLOOKUP($B214,$AR$36:$AZ$47,MATCH(AH$2,$AS$2:$BA$2,0)+1,FALSE)","v":0.38295846837395309},{"$f":"L214*VLOOKUP($B214,$AR$36:$AZ$47,MATCH(AI$2,$AS$2:$BA$2,0)+1,FALSE)","v":6.2228339095312677E-3},{"$f":"M214*VLOOKUP($B214,$AR$36:$AZ$47,MATCH(AJ$2,$AS$2:$BA$2,0)+1,FALSE)","v":8.5809977059029915E-2},{"$f":"N214*VLOOKUP($B214,$AR$36:$AZ$47,MATCH(AK$2,$AS$2:$BA$2,0)+1,FALSE)","v":7.6723527158600896E-2},{"$f":"O214*VLOOKUP($B214,$AR$36:$AZ$47,MATCH(AL$2,$AS$2:$BA$2,0)+1,FALSE)","v":6.3617453899475374E-2},{"$f":"P214*VLOOKUP($B214,$AR$36:$AZ$47,MATCH(AM$2,$AS$2:$BA$2,0)+1,FALSE)","v":8.5769883653262672E-6},{"$f":"Q214*VLOOKUP($B214,$AR$36:$AZ$47,MATCH(AN$2,$AS$2:$BA$2,0)+1,FALSE)","v":1.66507983835203E-3},{"$f":"R214*VLOOKUP($B214,$AR$36:$BA$47,MATCH(AO$2,$AS$2:$BA$2,0)+1,FALSE)","v":0},1.0703791697362131]
[2006,1,9,21,null,2013,1,9,21,0.44281421837549734,0.45108093731192545,8.4180874785592386E-3,0.11250107300348795,9.6070100000000005E-2,7.0499000000000006E-2,1.71375666785885E-5,2.1787855487974887E-3,0,1.1835793392849463,null,null,0.41923634413864402,9.8535388862085141E-2,0.39904418070408587,7.5722145818824263E-2,6.4988567705721909E-2,4.7079278059094483E-3,8.5769883653262672E-6,1.5925556000974171E-3,0,1.0638356876237336,null,{"$f":"J215*VLOOKUP($B215,$AR$36:$AZ$47,MATCH(AG$2,$AS$2:$BA$2,0)+1,FALSE)","v":0.42485701035803713},{"$f":"K215*VLOOKUP($B215,$AR$36:$AZ$47,MATCH(AH$2,$AS$2:$BA$2,0)+1,FALSE)","v":0.38113790365755723},{"$f":"L215*VLOOKUP($B215,$AR$36:$AZ$47,MATCH(AI$2,$AS$2:$BA$2,0)+1,FALSE)","v":6.2228339095312677E-3},{"$f":"M215*VLOOKUP($B215,$AR$36:$AZ$47,MATCH(AJ$2,$AS$2:$BA$2,0)+1,FALSE)","v":9.6710327838001958E-2},{"$f":"N215*VLOOKUP($B215,$AR$36:$AZ$47,MATCH(AK$2,$AS$2:$BA$2,0)+1,FALSE)","v":7.5140088511289144E-2},{"$f":"O215*VLOOKUP($B215,$AR$36:$AZ$47,MATCH(AL$2,$AS$2:$BA$2,0)+1,FALSE)","v":6.2477772270796338E-2},{"$f":"P215*VLOOKUP($B215,$AR$36:$AZ$47,MATCH(AM$2,$AS$2:$BA$2,0)+1,FALSE)","v":8.5769883653262672E-6},{"$f":"Q215*VLOOKUP($B215,$AR$36:$AZ$47,MATCH(AN$2,$AS$2:$BA$2,0)+1,FALSE)","v":1.66507983835203E-3},{"$f":"R215*VLOOKUP($B215,$AR$36:$BA$47,MATCH(AO$2,$AS$2:$BA$2,0)+1,FALSE)","v":0},1.0482195933719305]
[2006,1,9,22,null,2013,1,9,22,0.39293325999661971,0.42688354679882029,8.4180874785592386E-3,0.10931602720355957,9.2398800000000017E-2,6.8950999999999998E-2,1.71375666785885E-5,2.1787855487974887E-3,0,1.101096644593035,null,null,0.37201132342993759,9.5745729012087402E-2,0.37763820436196927,7.282843889081389E-2,6.3561564445981239E-2,4.7079278059094483E-3,8.5769883653262672E-6,1.5925556000974171E-3,0,0.98809432053516155,null,{"$f":"J216*VLOOKUP($B216,$AR$36:$AZ$47,MATCH(AG$2,$AS$2:$BA$2,0)+1,FALSE)","v":0.37699884778956916},{"$f":"K216*VLOOKUP($B216,$AR$36:$AZ$47,MATCH(AH$2,$AS$2:$BA$2,0)+1,FALSE)","v":0.36069247594982262},{"$f":"L216*VLOOKUP($B216,$AR$36:$AZ$47,MATCH(AI$2,$AS$2:$BA$2,0)+1,FALSE)","v":6.2228339095312677E-3},{"$f":"M216*VLOOKUP($B216,$AR$36:$AZ$47,MATCH(AJ$2,$AS$2:$BA$2,0)+1,FALSE)","v":9.3972337743626816E-2},{"$f":"N216*VLOOKUP($B216,$AR$36:$AZ$47,MATCH(AK$2,$AS$2:$BA$2,0)+1,FALSE)","v":7.2268624788949992E-2},{"$f":"O216*VLOOKUP($B216,$AR$36:$AZ$47,MATCH(AL$2,$AS$2:$BA$2,0)+1,FALSE)","v":6.1105900450271318E-2},{"$f":"P216*VLOOKUP($B216,$AR$36:$AZ$47,MATCH(AM$2,$AS$2:$BA$2,0)+1,FALSE)","v":8.5769883653262672E-6},{"$f":"Q216*VLOOKUP($B216,$AR$36:$AZ$47,MATCH(AN$2,$AS$2:$BA$2,0)+1,FALSE)","v":1.66507983835203E-3},{"$f":"R216*VLOOKUP($B216,$AR$36:$BA$47,MATCH(AO$2,$AS$2:$BA$2,0)+1,FALSE)","v":0},0.97293467745848861]
[2006,1,9,23,null,2013,1,9,23,0.34827970088000948,0.40417211856302371,8.4180874785592386E-3,0.11094460308474098,8.8991500000000001E-2,6.7278000000000004E-2,1.71375666785885E-5,2.1787855487974887E-3,0,1.0302799331218095,null,null,0.32973536638071749,9.7172136365007919E-2,0.35754676949225306,7.014281591916631E-2,6.201933159485324E-2,4.7079278059094483E-3,8.5769883653262672E-6,1.5925556000974171E-3,0,0.92292548014637021,null,{"$f":"J217*VLOOKUP($B217,$AR$36:$AZ$47,MATCH(AG$2,$AS$2:$BA$2,0)+1,FALSE)","v":0.33415610055862643},{"$f":"K217*VLOOKUP($B217,$AR$36:$AZ$47,MATCH(AH$2,$AS$2:$BA$2,0)+1,FALSE)","v":0.34150260240197466},{"$f":"L217*VLOOKUP($B217,$AR$36:$AZ$47,MATCH(AI$2,$AS$2:$BA$2,0)+1,FALSE)","v":6.2228339095312677E-3},{"$f":"M217*VLOOKUP($B217,$AR$36:$AZ$47,MATCH(AJ$2,$AS$2:$BA$2,0)+1,FALSE)","v":9.5372325345284933E-2},{"$f":"N217*VLOOKUP($B217,$AR$36:$AZ$47,MATCH(AK$2,$AS$2:$BA$2,0)+1,FALSE)","v":6.9603645533338546E-2},{"$f":"O217*VLOOKUP($B217,$AR$36:$AZ$47,MATCH(AL$2,$AS$2:$BA$2,0)+1,FALSE)","v":5.9623250866461024E-2},{"$f":"P217*VLOOKUP($B217,$AR$36:$AZ$47,MATCH(AM$2,$AS$2:$BA$2,0)+1,FALSE)","v":8.5769883653262672E-6},{"$f":"Q217*VLOOKUP($B217,$AR$36:$AZ$47,MATCH(AN$2,$AS$2:$BA$2,0)+1,FALSE)","v":1.66507983835203E-3},{"$f":"R217*VLOOKUP($B217,$AR$36:$BA$47,MATCH(AO$2,$AS$2:$BA$2,0)+1,FALSE)","v":0},0.90815441544193432]
[2006,1,9,24,null,2013,1,9,24,0.24750058053534399,0.3965642229969662,8.4180874785592386E-3,0.12352952152901056,8.7071899999999994E-2,6.5608E-2,1.71375666785885E-5,2.1787855487974887E-3,0,0.93088823565535594,null,null,0.23432228291242957,0.1081947853015677,0.3508165217652463,6.8629793333431346E-2,6.0479864253918533E-2,4.7079278059094483E-3,8.5769883653262672E-6,1.5925556000974171E-3,0,0.82875230796096566,null,{"$f":"J218*VLOOKUP($B218,$AR$36:$AZ$47,MATCH(AG$2,$AS$2:$BA$2,0)+1,FALSE)","v":0.23746382194746468},{"$f":"K218*VLOOKUP($B218,$AR$36:$AZ$47,MATCH(AH$2,$AS$2:$BA$2,0)+1,FALSE)","v":0.33507436053351447},{"$f":"L218*VLOOKUP($B218,$AR$36:$AZ$47,MATCH(AI$2,$AS$2:$BA$2,0)+1,FALSE)","v":6.2228339095312677E-3},{"$f":"M218*VLOOKUP($B218,$AR$36:$AZ$47,MATCH(AJ$2,$AS$2:$BA$2,0)+1,FALSE)","v":0.10619081405891787},{"$f":"N218*VLOOKUP($B218,$AR$36:$AZ$47,MATCH(AK$2,$AS$2:$BA$2,0)+1,FALSE)","v":6.8102253176025807E-2},{"$f":"O218*VLOOKUP($B218,$AR$36:$AZ$47,MATCH(AL$2,$AS$2:$BA$2,0)+1,FALSE)","v":5.8143259948969572E-2},{"$f":"P218*VLOOKUP($B218,$AR$36:$AZ$47,MATCH(AM$2,$AS$2:$BA$2,0)+1,FALSE)","v":8.5769883653262672E-6},{"$f":"Q218*VLOOKUP($B218,$AR$36:$AZ$47,MATCH(AN$2,$AS$2:$BA$2,0)+1,FALSE)","v":1.66507983835203E-3},{"$f":"R218*VLOOKUP($B218,$AR$36:$BA$47,MATCH(AO$2,$AS$2:$BA$2,0)+1,FALSE)","v":0},0.81287100040114113]
[2006,1,10,1,null,2013,1,10,1,0.25187069781858706,0.37257989712302086,8.4180874785592386E-3,0.10262319995457521,8.6119399999999985E-2,6.3954999999999998E-2,1.71375666785885E-5,2.1787855487974887E-3,0,0.88776220549021834,null,null,0.23845971101942487,8.9883737495393273E-2,0.32959903089732684,6.7879035877236024E-2,5.8956068137412505E-2,4.7079278059094483E-3,8.5769883653262672E-6,1.5925556000974171E-3,0,0.79108664382116556,null,{"$f":"J219*VLOOKUP($B219,$AR$36:$AZ$47,MATCH(AG$2,$AS$2:$BA$2,0)+1,FALSE)","v":0.2416567202032705},{"$f":"K219*VLOOKUP($B219,$AR$36:$AZ$47,MATCH(AH$2,$AS$2:$BA$2,0)+1,FALSE)","v":0.31480896040663231},{"$f":"L219*VLOOKUP($B219,$AR$36:$AZ$47,MATCH(AI$2,$AS$2:$BA$2,0)+1,FALSE)","v":6.2228339095312677E-3},{"$f":"M219*VLOOKUP($B219,$AR$36:$AZ$47,MATCH(AJ$2,$AS$2:$BA$2,0)+1,FALSE)","v":8.8218921352724286E-2},{"$f":"N219*VLOOKUP($B219,$AR$36:$AZ$47,MATCH(AK$2,$AS$2:$BA$2,0)+1,FALSE)","v":6.7357266605729701E-2},{"$f":"O219*VLOOKUP($B219,$AR$36:$AZ$47,MATCH(AL$2,$AS$2:$BA$2,0)+1,FALSE)","v":5.6678334807284916E-2},{"$f":"P219*VLOOKUP($B219,$AR$36:$AZ$47,MATCH(AM$2,$AS$2:$BA$2,0)+1,FALSE)","v":8.5769883653262672E-6},{"$f":"Q219*VLOOKUP($B219,$AR$36:$AZ$47,MATCH(AN$2,$AS$2:$BA$2,0)+1,FALSE)","v":1.66507983835203E-3},{"$f":"R219*VLOOKUP($B219,$AR$36:$BA$47,MATCH(AO$2,$AS$2:$BA$2,0)+1,FALSE)","v":0},0.77661669411189038]
[2006,1,10,2,null,2013,1,10,2,0.24206851049451347,0.36351939638852038,8.4180874785592386E-3,9.7181609250107701E-2,8.5682299999999989E-2,6.3614000000000004E-2,1.71375666785885E-5,2.1787855487974887E-3,0,0.86267982672717669,null,null,0.2291794462768369,8.5117656232538211E-2,0.32158375072629325,6.7534515054030797E-2,5.8641721812107882E-2,4.7079278059094483E-3,8.5769883653262672E-6,1.5925556000974171E-3,0,0.76836615049617918,null,{"$f":"J220*VLOOKUP($B220,$AR$36:$AZ$47,MATCH(AG$2,$AS$2:$BA$2,0)+1,FALSE)","v":0.23225203573592595},{"$f":"K220*VLOOKUP($B220,$AR$36:$AZ$47,MATCH(AH$2,$AS$2:$BA$2,0)+1,FALSE)","v":0.3071533492504302},{"$f":"L220*VLOOKUP($B220,$AR$36:$AZ$47,MATCH(AI$2,$AS$2:$BA$2,0)+1,FALSE)","v":6.2228339095312677E-3},{"$f":"M220*VLOOKUP($B220,$AR$36:$AZ$47,MATCH(AJ$2,$AS$2:$BA$2,0)+1,FALSE)","v":8.3541116893268499E-2},{"$f":"N220*VLOOKUP($B220,$AR$36:$AZ$47,MATCH(AK$2,$AS$2:$BA$2,0)+1,FALSE)","v":6.7015394028431624E-2},{"$f":"O220*VLOOKUP($B220,$AR$36:$AZ$47,MATCH(AL$2,$AS$2:$BA$2,0)+1,FALSE)","v":5.6376133069042655E-2},{"$f":"P220*VLOOKUP($B220,$AR$36:$AZ$47,MATCH(AM$2,$AS$2:$BA$2,0)+1,FALSE)","v":8.5769883653262672E-6},{"$f":"Q220*VLOOKUP($B220,$AR$36:$AZ$47,MATCH(AN$2,$AS$2:$BA$2,0)+1,FALSE)","v":1.66507983835203E-3},{"$f":"R220*VLOOKUP($B220,$AR$36:$BA$47,MATCH(AO$2,$AS$2:$BA$2,0)+1,FALSE)","v":0},0.75423451971334754]
[2006,1,10,3,null,2013,1,10,3,0.23589874141820816,0.36058066791425986,8.4180874785592386E-3,9.823912447329583E-2,8.4539200000000023E-2,6.3436999999999993E-2,1.71375666785885E-5,2.1787855487974887E-3,0,0.85330874439979909,null,null,0.22333818977604289,8.6043893387104609E-2,0.31898403435762718,6.6633527286916003E-2,5.8478556710703414E-2,4.7079278059094483E-3,8.5769883653262672E-6,1.5925556000974171E-3,0,0.75978726191276624,null,{"$f":"J221*VLOOKUP($B221,$AR$36:$AZ$47,MATCH(AG$2,$AS$2:$BA$2,0)+1,FALSE)","v":0.22633246600310458},{"$f":"K221*VLOOKUP($B221,$AR$36:$AZ$47,MATCH(AH$2,$AS$2:$BA$2,0)+1,FALSE)","v":0.30467028974281041},{"$f":"L221*VLOOKUP($B221,$AR$36:$AZ$47,MATCH(AI$2,$AS$2:$BA$2,0)+1,FALSE)","v":6.2228339095312677E-3},{"$f":"M221*VLOOKUP($B221,$AR$36:$AZ$47,MATCH(AJ$2,$AS$2:$BA$2,0)+1,FALSE)","v":8.4450198390873685E-2},{"$f":"N221*VLOOKUP($B221,$AR$36:$AZ$47,MATCH(AK$2,$AS$2:$BA$2,0)+1,FALSE)","v":6.6121331930263177E-2},{"$f":"O221*VLOOKUP($B221,$AR$36:$AZ$47,MATCH(AL$2,$AS$2:$BA$2,0)+1,FALSE)","v":5.6219271756230677E-2},{"$f":"P221*VLOOKUP($B221,$AR$36:$AZ$47,MATCH(AM$2,$AS$2:$BA$2,0)+1,FALSE)","v":8.5769883653262672E-6},{"$f":"Q221*VLOOKUP($B221,$AR$36:$AZ$47,MATCH(AN$2,$AS$2:$BA$2,0)+1,FALSE)","v":1.66507983835203E-3},{"$f":"R221*VLOOKUP($B221,$AR$36:$BA$47,MATCH(AO$2,$AS$2:$BA$2,0)+1,FALSE)","v":0},0.74569004855953103]
[2006,1,10,4,null,2013,1,10,4,0.23914307923236247,0.36044773004947117,8.4180874785592386E-3,9.7397808137488773E-2,8.4973699999999999E-2,6.3350000000000004E-2,1.71375666785885E-5,2.1787855487974887E-3,0,0.85592632801335766,null,null,0.22640978112951526,8.5307016572585659E-2,0.31886643222250866,6.6975998798429762E-2,5.8398356915097843E-2,4.7079278059094483E-3,8.5769883653262672E-6,1.5925556000974171E-3,0,0.76226664603250938,null,{"$f":"J222*VLOOKUP($B222,$AR$36:$AZ$47,MATCH(AG$2,$AS$2:$BA$2,0)+1,FALSE)","v":0.22944523792214963},{"$f":"K222*VLOOKUP($B222,$AR$36:$AZ$47,MATCH(AH$2,$AS$2:$BA$2,0)+1,FALSE)","v":0.30455796475873059},{"$f":"L222*VLOOKUP($B222,$AR$36:$AZ$47,MATCH(AI$2,$AS$2:$BA$2,0)+1,FALSE)","v":6.2228339095312677E-3},{"$f":"M222*VLOOKUP($B222,$AR$36:$AZ$47,MATCH(AJ$2,$AS$2:$BA$2,0)+1,FALSE)","v":8.3726969923098596E-2},{"$f":"N222*VLOOKUP($B222,$AR$36:$AZ$47,MATCH(AK$2,$AS$2:$BA$2,0)+1,FALSE)","v":6.6461170948419218E-2},{"$f":"O222*VLOOKUP($B222,$AR$36:$AZ$47,MATCH(AL$2,$AS$2:$BA$2,0)+1,FALSE)","v":5.6142170432984126E-2},{"$f":"P222*VLOOKUP($B222,$AR$36:$AZ$47,MATCH(AM$2,$AS$2:$BA$2,0)+1,FALSE)","v":8.5769883653262672E-6},{"$f":"Q222*VLOOKUP($B222,$AR$36:$AZ$47,MATCH(AN$2,$AS$2:$BA$2,0)+1,FALSE)","v":1.66507983835203E-3},{"$f":"R222*VLOOKUP($B222,$AR$36:$BA$47,MATCH(AO$2,$AS$2:$BA$2,0)+1,FALSE)","v":0},0.7482300047216307]
[2006,1,10,5,null,2013,1,10,5,0.24905347865379759,0.36522278778541156,8.4180874785592386E-3,9.6138316330396018E-2,8.6898100000000006E-2,6.3704999999999998E-2,1.71375666785885E-5,2.1787855487974887E-3,0,0.87163169336364044,null,null,0.2357924961598466,8.4203875849859874E-2,0.32309063866627463,6.8492804728825851E-2,5.8725608954637853E-2,4.7079278059094483E-3,8.5769883653262672E-6,1.5925556000974171E-3,0,0.776614484753817,null,{"$f":"J223*VLOOKUP($B223,$AR$36:$AZ$47,MATCH(AG$2,$AS$2:$BA$2,0)+1,FALSE)","v":0.23895374621958315},{"$f":"K223*VLOOKUP($B223,$AR$36:$AZ$47,MATCH(AH$2,$AS$2:$BA$2,0)+1,FALSE)","v":0.3085926187305113},{"$f":"L223*VLOOKUP($B223,$AR$36:$AZ$47,MATCH(AI$2,$AS$2:$BA$2,0)+1,FALSE)","v":6.2228339095312677E-3},{"$f":"M223*VLOOKUP($B223,$AR$36:$AZ$47,MATCH(AJ$2,$AS$2:$BA$2,0)+1,FALSE)","v":8.2644261444669756E-2},{"$f":"N223*VLOOKUP($B223,$AR$36:$AZ$47,MATCH(AK$2,$AS$2:$BA$2,0)+1,FALSE)","v":6.7966317568763382E-2},{"$f":"O223*VLOOKUP($B223,$AR$36:$AZ$47,MATCH(AL$2,$AS$2:$BA$2,0)+1,FALSE)","v":5.6456779280714339E-2},{"$f":"P223*VLOOKUP($B223,$AR$36:$AZ$47,MATCH(AM$2,$AS$2:$BA$2,0)+1,FALSE)","v":8.5769883653262672E-6},{"$f":"Q223*VLOOKUP($B223,$AR$36:$AZ$47,MATCH(AN$2,$AS$2:$BA$2,0)+1,FALSE)","v":1.66507983835203E-3},{"$f":"R223*VLOOKUP($B223,$AR$36:$BA$47,MATCH(AO$2,$AS$2:$BA$2,0)+1,FALSE)","v":0},0.76251021398049057]
[2006,1,10,6,null,2013,1,10,6,0.27061947992210711,0.38516154934069563,8.4180874785592386E-3,9.4770062172985212E-2,9.196509999999998E-2,6.5917000000000003E-2,1.71375666785885E-5,2.1787855487974887E-3,0,0.91904720202982326,null,null,0.2562102044316904,8.3005474342538618E-2,0.34072926205057547,7.2486597936743613E-2,6.076471180382801E-2,4.7079278059094483E-3,8.5769883653262672E-6,1.5925556000974171E-3,0,0.81950531095974832,null,{"$f":"J224*VLOOKUP($B224,$AR$36:$AZ$47,MATCH(AG$2,$AS$2:$BA$2,0)+1,FALSE)","v":0.25964519297990835},{"$f":"K224*VLOOKUP($B224,$AR$36:$AZ$47,MATCH(AH$2,$AS$2:$BA$2,0)+1,FALSE)","v":0.32543974560311911},{"$f":"L224*VLOOKUP($B224,$AR$36:$AZ$47,MATCH(AI$2,$AS$2:$BA$2,0)+1,FALSE)","v":6.2228339095312677E-3},{"$f":"M224*VLOOKUP($B224,$AR$36:$AZ$47,MATCH(AJ$2,$AS$2:$BA$2,0)+1,FALSE)","v":8.1468056590829771E-2},{"$f":"N224*VLOOKUP($B224,$AR$36:$AZ$47,MATCH(AK$2,$AS$2:$BA$2,0)+1,FALSE)","v":7.1929411481299124E-2},{"$f":"O224*VLOOKUP($B224,$AR$36:$AZ$47,MATCH(AL$2,$AS$2:$BA$2,0)+1,FALSE)","v":5.8417102579810809E-2},{"$f":"P224*VLOOKUP($B224,$AR$36:$AZ$47,MATCH(AM$2,$AS$2:$BA$2,0)+1,FALSE)","v":8.5769883653262672E-6},{"$f":"Q224*VLOOKUP($B224,$AR$36:$AZ$47,MATCH(AN$2,$AS$2:$BA$2,0)+1,FALSE)","v":1.66507983835203E-3},{"$f":"R224*VLOOKUP($B224,$AR$36:$BA$47,MATCH(AO$2,$AS$2:$BA$2,0)+1,FALSE)","v":0},0.80479599997121587]
[2006,1,10,7,null,2013,1,10,7,0.31058460576101504,0.43210381443486962,8.4180874785592386E-3,0.10093940301381447,0.1045389,7.1945999999999996E-2,1.71375666785885E-5,2.1787855487974887E-3,0,1.0307267338037345,null,null,0.29404736628076378,8.8408964127520556E-2,0.38225626123286488,8.2397226915965391E-2,6.6322465455621607E-2,4.7079278059094483E-3,8.5769883653262672E-6,1.5925556000974171E-3,0,0.91974134440710842,null,{"$f":"J225*VLOOKUP($B225,$AR$36:$AZ$47,MATCH(AG$2,$AS$2:$BA$2,0)+1,FALSE)","v":0.29798963445875654},{"$f":"K225*VLOOKUP($B225,$AR$36:$AZ$47,MATCH(AH$2,$AS$2:$BA$2,0)+1,FALSE)","v":0.36510330713056782},{"$f":"L225*VLOOKUP($B225,$AR$36:$AZ$47,MATCH(AI$2,$AS$2:$BA$2,0)+1,FALSE)","v":6.2228339095312677E-3},{"$f":"M225*VLOOKUP($B225,$AR$36:$AZ$47,MATCH(AJ$2,$AS$2:$BA$2,0)+1,FALSE)","v":8.6771463565823465E-2},{"$f":"N225*VLOOKUP($B225,$AR$36:$AZ$47,MATCH(AK$2,$AS$2:$BA$2,0)+1,FALSE)","v":8.1763859919712842E-2},{"$f":"O225*VLOOKUP($B225,$AR$36:$AZ$47,MATCH(AL$2,$AS$2:$BA$2,0)+1,FALSE)","v":6.376013565858682E-2},{"$f":"P225*VLOOKUP($B225,$AR$36:$AZ$47,MATCH(AM$2,$AS$2:$BA$2,0)+1,FALSE)","v":8.5769883653262672E-6},{"$f":"Q225*VLOOKUP($B225,$AR$36:$AZ$47,MATCH(AN$2,$AS$2:$BA$2,0)+1,FALSE)","v":1.66507983835203E-3},{"$f":"R225*VLOOKUP($B225,$AR$36:$BA$47,MATCH(AO$2,$AS$2:$BA$2,0)+1,FALSE)","v":0},0.90328489146969604]
[2006,1,10,8,null,2013,1,10,8,0.34443198911192413,0.48481210901400296,5.0508524871355426E-3,0.11617857366277046,0.11247739999999995,7.7753000000000003E-2,1.0282540007153098E-5,2.0452077690992655E-3,0,1.1427594145849396,null,null,0.32609252803449379,0.1017563710965545,0.42888411997586345,8.8654327247730771E-2,7.1675571353111325E-2,2.8247566835456687E-3,5.1461930191957596E-6,1.4949186200722861E-3,0,1.0213877392043913,null,{"$f":"J226*VLOOKUP($B226,$AR$36:$AZ$47,MATCH(AG$2,$AS$2:$BA$2,0)+1,FALSE)","v":0.33046442298669726},{"$f":"K226*VLOOKUP($B226,$AR$36:$AZ$47,MATCH(AH$2,$AS$2:$BA$2,0)+1,FALSE)","v":0.40963883776276588},{"$f":"L226*VLOOKUP($B226,$AR$36:$AZ$47,MATCH(AI$2,$AS$2:$BA$2,0)+1,FALSE)","v":3.7337003457187604E-3},{"$f":"M226*VLOOKUP($B226,$AR$36:$AZ$47,MATCH(AJ$2,$AS$2:$BA$2,0)+1,FALSE)","v":9.9871651413757132E-2},{"$f":"N226*VLOOKUP($B226,$AR$36:$AZ$47,MATCH(AK$2,$AS$2:$BA$2,0)+1,FALSE)","v":8.7972863476978469E-2},{"$f":"O226*VLOOKUP($B226,$AR$36:$AZ$47,MATCH(AL$2,$AS$2:$BA$2,0)+1,FALSE)","v":6.8906427429768186E-2},{"$f":"P226*VLOOKUP($B226,$AR$36:$AZ$47,MATCH(AM$2,$AS$2:$BA$2,0)+1,FALSE)","v":5.1461930191957596E-6},{"$f":"Q226*VLOOKUP($B226,$AR$36:$AZ$47,MATCH(AN$2,$AS$2:$BA$2,0)+1,FALSE)","v":1.5629965158561116E-3},{"$f":"R226*VLOOKUP($B226,$AR$36:$BA$47,MATCH(AO$2,$AS$2:$BA$2,0)+1,FALSE)","v":0},1.0021560461245609]
[2006,1,10,9,null,2013,1,10,9,0.30879460118071278,0.51675545112436305,0,0.12433641958038899,0.1166987,7.9745999999999997E-2,0,1.844841099551928E-3,0,1.1481760129850169,null,null,0.29235267142884513,0.1089015164565867,0.45714247391416007,9.1981542418163684E-2,7.3512791958190882E-2,0,0,1.3484631500345877E-3,0,1.0252394593259813,null,{"$f":"J227*VLOOKUP($B227,$AR$36:$AZ$47,MATCH(AG$2,$AS$2:$BA$2,0)+1,FALSE)","v":0.29627221897624478},{"$f":"K227*VLOOKUP($B227,$AR$36:$AZ$47,MATCH(AH$2,$AS$2:$BA$2,0)+1,FALSE)","v":0.43662915688445347},{"$f":"L227*VLOOKUP($B227,$AR$36:$AZ$47,MATCH(AI$2,$AS$2:$BA$2,0)+1,FALSE)","v":0},{"$f":"M227*VLOOKUP($B227,$AR$36:$AZ$47,MATCH(AJ$2,$AS$2:$BA$2,0)+1,FALSE)","v":0.10688445522159577},{"$f":"N227*VLOOKUP($B227,$AR$36:$AZ$47,MATCH(AK$2,$AS$2:$BA$2,0)+1,FALSE)","v":9.1274503171667132E-2},{"$f":"O227*VLOOKUP($B227,$AR$36:$AZ$47,MATCH(AL$2,$AS$2:$BA$2,0)+1,FALSE)","v":7.0672668087588819E-2},{"$f":"P227*VLOOKUP($B227,$AR$36:$AZ$47,MATCH(AM$2,$AS$2:$BA$2,0)+1,FALSE)","v":0},{"$f":"Q227*VLOOKUP($B227,$AR$36:$AZ$47,MATCH(AN$2,$AS$2:$BA$2,0)+1,FALSE)","v":1.4098715321122319E-3},{"$f":"R227*VLOOKUP($B227,$AR$36:$BA$47,MATCH(AO$2,$AS$2:$BA$2,0)+1,FALSE)","v":0},1.0031428738736623]
[2006,1,10,10,null,2013,1,10,10,0.28628052890027772,0.53017100735349265,0,0.12600772633478424,0.11909939999999998,8.1839999999999996E-2,0,1.844841099551928E-3,0,1.1452435036881066,null,null,0.27103737268087458,0.11036535014772901,0.46901040980177378,9.3873766486497631E-2,7.5443118073111395E-2,0,0,1.3484631500345877E-3,0,1.021078480340021,null,{"$f":"J228*VLOOKUP($B228,$AR$36:$AZ$47,MATCH(AG$2,$AS$2:$BA$2,0)+1,FALSE)","v":0.27467114782017082},{"$f":"K228*VLOOKUP($B228,$AR$36:$AZ$47,MATCH(AH$2,$AS$2:$BA$2,0)+1,FALSE)","v":0.44796454385079459},{"$f":"L228*VLOOKUP($B228,$AR$36:$AZ$47,MATCH(AI$2,$AS$2:$BA$2,0)+1,FALSE)","v":0},{"$f":"M228*VLOOKUP($B228,$AR$36:$AZ$47,MATCH(AJ$2,$AS$2:$BA$2,0)+1,FALSE)","v":0.10832117595518755},{"$f":"N228*VLOOKUP($B228,$AR$36:$AZ$47,MATCH(AK$2,$AS$2:$BA$2,0)+1,FALSE)","v":9.3152182184065888E-2},{"$f":"O228*VLOOKUP($B228,$AR$36:$AZ$47,MATCH(AL$2,$AS$2:$BA$2,0)+1,FALSE)","v":7.252841717814397E-2},{"$f":"P228*VLOOKUP($B228,$AR$36:$AZ$47,MATCH(AM$2,$AS$2:$BA$2,0)+1,FALSE)","v":0},{"$f":"Q228*VLOOKUP($B228,$AR$36:$AZ$47,MATCH(AN$2,$AS$2:$BA$2,0)+1,FALSE)","v":1.4098715321122319E-3},{"$f":"R228*VLOOKUP($B228,$AR$36:$BA$47,MATCH(AO$2,$AS$2:$BA$2,0)+1,FALSE)","v":0},0.998047338520475]
[2006,1,10,11,null,2013,1,10,11,0.27556827765167258,0.53249547562542909,0,0.12813541748528337,0.11928790000000003,8.2776000000000002E-2,0,1.844841099551928E-3,0,1.1401079118619371,null,null,0.26089550084253271,0.11222891348357691,0.47106672710632458,9.4022341584127922E-2,7.6305957253419723E-2,0,0,1.3484631500345877E-3,0,1.0158679034200166,null,{"$f":"J229*VLOOKUP($B229,$AR$36:$AZ$47,MATCH(AG$2,$AS$2:$BA$2,0)+1,FALSE)","v":0.26439330476358852},{"$f":"K229*VLOOKUP($B229,$AR$36:$AZ$47,MATCH(AH$2,$AS$2:$BA$2,0)+1,FALSE)","v":0.4499285881962814},{"$f":"L229*VLOOKUP($B229,$AR$36:$AZ$47,MATCH(AI$2,$AS$2:$BA$2,0)+1,FALSE)","v":0},{"$f":"M229*VLOOKUP($B229,$AR$36:$AZ$47,MATCH(AJ$2,$AS$2:$BA$2,0)+1,FALSE)","v":0.11015022258744861},{"$f":"N229*VLOOKUP($B229,$AR$36:$AZ$47,MATCH(AK$2,$AS$2:$BA$2,0)+1,FALSE)","v":9.3299615221862059E-2},{"$f":"O229*VLOOKUP($B229,$AR$36:$AZ$47,MATCH(AL$2,$AS$2:$BA$2,0)+1,FALSE)","v":7.3357921069624216E-2},{"$f":"P229*VLOOKUP($B229,$AR$36:$AZ$47,MATCH(AM$2,$AS$2:$BA$2,0)+1,FALSE)","v":0},{"$f":"Q229*VLOOKUP($B229,$AR$36:$AZ$47,MATCH(AN$2,$AS$2:$BA$2,0)+1,FALSE)","v":1.4098715321122319E-3},{"$f":"R229*VLOOKUP($B229,$AR$36:$BA$47,MATCH(AO$2,$AS$2:$BA$2,0)+1,FALSE)","v":0},0.992539523370917]
[2006,1,10,12,null,2013,1,10,12,0.27745294279147042,0.52554255475117451,0,0.12031544755454082,0.11941640000000003,8.2380999999999996E-2,0,1.844841099551928E-3,0,1.1269531861967379,null,null,0.2626798160030373,0.10537970078325325,0.46491589610401901,9.4123624873493905E-2,7.5941831744635757E-2,0,0,1.3484631500345877E-3,0,1.0043893326584739,null,{"$f":"J230*VLOOKUP($B230,$AR$36:$AZ$47,MATCH(AG$2,$AS$2:$BA$2,0)+1,FALSE)","v":0.26620154208658597},{"$f":"K230*VLOOKUP($B230,$AR$36:$AZ$47,MATCH(AH$2,$AS$2:$BA$2,0)+1,FALSE)","v":0.44405376293298776},{"$f":"L230*VLOOKUP($B230,$AR$36:$AZ$47,MATCH(AI$2,$AS$2:$BA$2,0)+1,FALSE)","v":0},{"$f":"M230*VLOOKUP($B230,$AR$36:$AZ$47,MATCH(AJ$2,$AS$2:$BA$2,0)+1,FALSE)","v":0.10342787020897856},{"$f":"N230*VLOOKUP($B230,$AR$36:$AZ$47,MATCH(AK$2,$AS$2:$BA$2,0)+1,FALSE)","v":9.3400119971765519E-2},{"$f":"O230*VLOOKUP($B230,$AR$36:$AZ$47,MATCH(AL$2,$AS$2:$BA$2,0)+1,FALSE)","v":7.3007863337642698E-2},{"$f":"P230*VLOOKUP($B230,$AR$36:$AZ$47,MATCH(AM$2,$AS$2:$BA$2,0)+1,FALSE)","v":0},{"$f":"Q230*VLOOKUP($B230,$AR$36:$AZ$47,MATCH(AN$2,$AS$2:$BA$2,0)+1,FALSE)","v":1.4098715321122319E-3},{"$f":"R230*VLOOKUP($B230,$AR$36:$BA$47,MATCH(AO$2,$AS$2:$BA$2,0)+1,FALSE)","v":0},0.98150103007007283]
[2006,1,10,13,null,2013,1,10,13,0.27752372923276392,0.52056644645038852,0,0.11799151243574572,0.11953400000000002,8.3148E-2,0,1.844841099551928E-3,0,1.12060852921845,null,null,0.26274683338330873,0.10334425485809633,0.46051383231516768,9.4216316817691867E-2,7.6648880517388399E-2,0,0,1.3484631500345877E-3,0,0.99881858104168753,null,{"$f":"J231*VLOOKUP($B231,$AR$36:$AZ$47,MATCH(AG$2,$AS$2:$BA$2,0)+1,FALSE)","v":0.26626945796320839},{"$f":"K231*VLOOKUP($B231,$AR$36:$AZ$47,MATCH(AH$2,$AS$2:$BA$2,0)+1,FALSE)","v":0.4398492325942937},{"$f":"L231*VLOOKUP($B231,$AR$36:$AZ$47,MATCH(AI$2,$AS$2:$BA$2,0)+1,FALSE)","v":0},{"$f":"M231*VLOOKUP($B231,$AR$36:$AZ$47,MATCH(AJ$2,$AS$2:$BA$2,0)+1,FALSE)","v":0.10143012457675733},{"$f":"N231*VLOOKUP($B231,$AR$36:$AZ$47,MATCH(AK$2,$AS$2:$BA$2,0)+1,FALSE)","v":9.3492099416035132E-2},{"$f":"O231*VLOOKUP($B231,$AR$36:$AZ$47,MATCH(AL$2,$AS$2:$BA$2,0)+1,FALSE)","v":7.3687595693161231E-2},{"$f":"P231*VLOOKUP($B231,$AR$36:$AZ$47,MATCH(AM$2,$AS$2:$BA$2,0)+1,FALSE)","v":0},{"$f":"Q231*VLOOKUP($B231,$AR$36:$AZ$47,MATCH(AN$2,$AS$2:$BA$2,0)+1,FALSE)","v":1.4098715321122319E-3},{"$f":"R231*VLOOKUP($B231,$AR$36:$BA$47,MATCH(AO$2,$AS$2:$BA$2,0)+1,FALSE)","v":0},0.976138381775568]
[2006,1,10,14,null,2013,1,10,14,0.27332453055863559,0.51700059963135392,0,0.11368428965614027,0.11993839999999995,8.2913000000000001E-2,0,1.844841099551928E-3,0,1.1087056609456818,null,null,0.25877122323485463,9.9571723093080211E-2,0.4573593420569505,9.4535063605393016E-2,7.6432248885580228E-2,0,0,1.3484631500345877E-3,0,0.98801806402589309,null,{"$f":"J232*VLOOKUP($B232,$AR$36:$AZ$47,MATCH(AG$2,$AS$2:$BA$2,0)+1,FALSE)","v":0.26224054714563216},{"$f":"K232*VLOOKUP($B232,$AR$36:$AZ$47,MATCH(AH$2,$AS$2:$BA$2,0)+1,FALSE)","v":0.43683629352072118},{"$f":"L232*VLOOKUP($B232,$AR$36:$AZ$47,MATCH(AI$2,$AS$2:$BA$2,0)+1,FALSE)","v":0},{"$f":"M232*VLOOKUP($B232,$AR$36:$AZ$47,MATCH(AJ$2,$AS$2:$BA$2,0)+1,FALSE)","v":9.7727467206777954E-2},{"$f":"N232*VLOOKUP($B232,$AR$36:$AZ$47,MATCH(AK$2,$AS$2:$BA$2,0)+1,FALSE)","v":9.3808396076431655E-2},{"$f":"O232*VLOOKUP($B232,$AR$36:$AZ$47,MATCH(AL$2,$AS$2:$BA$2,0)+1,FALSE)","v":7.347933349818489E-2},{"$f":"P232*VLOOKUP($B232,$AR$36:$AZ$47,MATCH(AM$2,$AS$2:$BA$2,0)+1,FALSE)","v":0},{"$f":"Q232*VLOOKUP($B232,$AR$36:$AZ$47,MATCH(AN$2,$AS$2:$BA$2,0)+1,FALSE)","v":1.4098715321122319E-3},{"$f":"R232*VLOOKUP($B232,$AR$36:$BA$47,MATCH(AO$2,$AS$2:$BA$2,0)+1,FALSE)","v":0},0.9655019089798601]
[2006,1,10,15,null,2013,1,10,15,0.28379148952599431,0.50620850570024212,0,0.10567862819866532,0.1184349,8.2285999999999998E-2,0,1.844841099551928E-3,0,1.0982443645244537,null,null,0.26868086350752451,9.2559870283587059E-2,0.44781222550956234,9.335000970997083E-2,7.5854257255181384E-2,0,0,1.3484631500345877E-3,0,0.97960568941586068,null,{"$f":"J233*VLOOKUP($B233,$AR$36:$AZ$47,MATCH(AG$2,$AS$2:$BA$2,0)+1,FALSE)","v":0.27228304512757673},{"$f":"K233*VLOOKUP($B233,$AR$36:$AZ$47,MATCH(AH$2,$AS$2:$BA$2,0)+1,FALSE)","v":0.42771758395721987},{"$f":"L233*VLOOKUP($B233,$AR$36:$AZ$47,MATCH(AI$2,$AS$2:$BA$2,0)+1,FALSE)","v":0},{"$f":"M233*VLOOKUP($B233,$AR$36:$AZ$47,MATCH(AJ$2,$AS$2:$BA$2,0)+1,FALSE)","v":9.0845487120343973E-2},{"$f":"N233*VLOOKUP($B233,$AR$36:$AZ$47,MATCH(AK$2,$AS$2:$BA$2,0)+1,FALSE)","v":9.2632451395654611E-2},{"$f":"O233*VLOOKUP($B233,$AR$36:$AZ$47,MATCH(AL$2,$AS$2:$BA$2,0)+1,FALSE)","v":7.2923672237545881E-2},{"$f":"P233*VLOOKUP($B233,$AR$36:$AZ$47,MATCH(AM$2,$AS$2:$BA$2,0)+1,FALSE)","v":0},{"$f":"Q233*VLOOKUP($B233,$AR$36:$AZ$47,MATCH(AN$2,$AS$2:$BA$2,0)+1,FALSE)","v":1.4098715321122319E-3},{"$f":"R233*VLOOKUP($B233,$AR$36:$BA$47,MATCH(AO$2,$AS$2:$BA$2,0)+1,FALSE)","v":0},0.95781211137045341]
[2006,1,10,16,null,2013,1,10,16,0.30957681768543444,0.49938924443518473,0,0.10321847471066502,0.11652420000000005,8.1637000000000001E-2,0,1.844841099551928E-3,0,1.1121905779308361,null,null,0.29309323840740209,9.0405115896551036E-2,0.44177963512625334,9.1844002075795128E-2,7.5255985216698379E-2,0,0,1.3484631500345877E-3,0,0.99372643987273457,null,{"$f":"J234*VLOOKUP($B234,$AR$36:$AZ$47,MATCH(AG$2,$AS$2:$BA$2,0)+1,FALSE)","v":0.29702271467366831},{"$f":"K234*VLOOKUP($B234,$AR$36:$AZ$47,MATCH(AH$2,$AS$2:$BA$2,0)+1,FALSE)","v":0.42195569351124901},{"$f":"L234*VLOOKUP($B234,$AR$36:$AZ$47,MATCH(AI$2,$AS$2:$BA$2,0)+1,FALSE)","v":0},{"$f":"M234*VLOOKUP($B234,$AR$36:$AZ$47,MATCH(AJ$2,$AS$2:$BA$2,0)+1,FALSE)","v":8.8730642843712612E-2},{"$f":"N234*VLOOKUP($B234,$AR$36:$AZ$47,MATCH(AK$2,$AS$2:$BA$2,0)+1,FALSE)","v":9.1138020067712655E-2},{"$f":"O234*VLOOKUP($B234,$AR$36:$AZ$47,MATCH(AL$2,$AS$2:$BA$2,0)+1,FALSE)","v":7.2348514090568666E-2},{"$f":"P234*VLOOKUP($B234,$AR$36:$AZ$47,MATCH(AM$2,$AS$2:$BA$2,0)+1,FALSE)","v":0},{"$f":"Q234*VLOOKUP($B234,$AR$36:$AZ$47,MATCH(AN$2,$AS$2:$BA$2,0)+1,FALSE)","v":1.4098715321122319E-3},{"$f":"R234*VLOOKUP($B234,$AR$36:$BA$47,MATCH(AO$2,$AS$2:$BA$2,0)+1,FALSE)","v":0},0.97260545671902343]
[2006,1,10,17,null,2013,1,10,17,0.36188718295936639,0.5028156083222286,1.9642204116638255E-3,0.10977857983305231,0.11353140000000003,8.0976999999999993E-2,3.9987655583373228E-6,1.9227614710425596E-3,0,1.1728807517629121,null,null,0.34261831097271839,9.6150861176603153E-2,0.44481073322196829,8.9485086679573209E-2,7.4647572974173279E-2,1.0985164880455396E-3,2.0012972852427986E-6,1.4054180550492484E-3,0,1.0502185008654163,null,{"$f":"J235*VLOOKUP($B235,$AR$36:$AZ$47,MATCH(AG$2,$AS$2:$BA$2,0)+1,FALSE)","v":0.34721176569951806},{"$f":"K235*VLOOKUP($B235,$AR$36:$AZ$47,MATCH(AH$2,$AS$2:$BA$2,0)+1,FALSE)","v":0.42485077738878563},{"$f":"L235*VLOOKUP($B235,$AR$36:$AZ$47,MATCH(AI$2,$AS$2:$BA$2,0)+1,FALSE)","v":1.4519945788906315E-3},{"$f":"M235*VLOOKUP($B235,$AR$36:$AZ$47,MATCH(AJ$2,$AS$2:$BA$2,0)+1,FALSE)","v":9.4369966097262045E-2},{"$f":"N235*VLOOKUP($B235,$AR$36:$AZ$47,MATCH(AK$2,$AS$2:$BA$2,0)+1,FALSE)","v":8.8797237067626392E-2},{"$f":"O235*VLOOKUP($B235,$AR$36:$AZ$47,MATCH(AL$2,$AS$2:$BA$2,0)+1,FALSE)","v":7.1763607500422336E-2},{"$f":"P235*VLOOKUP($B235,$AR$36:$AZ$47,MATCH(AM$2,$AS$2:$BA$2,0)+1,FALSE)","v":2.0012972852427986E-6},{"$f":"Q235*VLOOKUP($B235,$AR$36:$AZ$47,MATCH(AN$2,$AS$2:$BA$2,0)+1,FALSE)","v":1.4694201369015187E-3},{"$f":"R235*VLOOKUP($B235,$AR$36:$BA$47,MATCH(AO$2,$AS$2:$BA$2,0)+1,FALSE)","v":0},1.0299167697666918]
[2006,1,10,18,null,2013,1,10,18,0.43308328534595908,0.5084379914800321,8.4180874785592386E-3,0.12374695247077756,0.1102194,7.8884999999999997E-2,1.71375666785885E-5,2.1787855487974887E-3,0,1.2649866398908043,null,null,0.41002353971847927,0.10838522475094964,0.44978451751482723,8.6874578863385357E-2,7.2719090532714969E-2,4.7079278059094483E-3,8.5769883653262672E-6,1.5925556000974171E-3,0,1.1340960117747285,null,{"$f":"J236*VLOOKUP($B236,$AR$36:$AZ$47,MATCH(AG$2,$AS$2:$BA$2,0)+1,FALSE)","v":0.41552069064795466},{"$f":"K236*VLOOKUP($B236,$AR$36:$AZ$47,MATCH(AH$2,$AS$2:$BA$2,0)+1,FALSE)","v":0.42960137346383759},{"$f":"L236*VLOOKUP($B236,$AR$36:$AZ$47,MATCH(AI$2,$AS$2:$BA$2,0)+1,FALSE)","v":6.2228339095312677E-3},{"$f":"M236*VLOOKUP($B236,$AR$36:$AZ$47,MATCH(AJ$2,$AS$2:$BA$2,0)+1,FALSE)","v":0.10637772621094471},{"$f":"N236*VLOOKUP($B236,$AR$36:$AZ$47,MATCH(AK$2,$AS$2:$BA$2,0)+1,FALSE)","v":8.6206795575951123E-2},{"$f":"O236*VLOOKUP($B236,$AR$36:$AZ$47,MATCH(AL$2,$AS$2:$BA$2,0)+1,FALSE)","v":6.9909630854079752E-2},{"$f":"P236*VLOOKUP($B236,$AR$36:$AZ$47,MATCH(AM$2,$AS$2:$BA$2,0)+1,FALSE)","v":8.5769883653262672E-6},{"$f":"Q236*VLOOKUP($B236,$AR$36:$AZ$47,MATCH(AN$2,$AS$2:$BA$2,0)+1,FALSE)","v":1.66507983835203E-3},{"$f":"R236*VLOOKUP($B236,$AR$36:$BA$47,MATCH(AO$2,$AS$2:$BA$2,0)+1,FALSE)","v":0},1.1155127074890165]
[2006,1,10,19,null,2013,1,10,19,0.47997715296901061,0.47742073460674084,8.4180874785592386E-3,0.10665798412140994,0.10084819999999997,7.3649000000000006E-2,1.71375666785885E-5,2.1787855487974887E-3,0,1.2491670822911969,null,null,0.45442051887812018,9.3417650694970641E-2,0.42234541549812699,7.9488228969949545E-2,6.7892353408682576E-2,4.7079278059094483E-3,8.5769883653262672E-6,1.5925556000974171E-3,0,1.1238732278442223,null,{"$f":"J237*VLOOKUP($B237,$AR$36:$AZ$47,MATCH(AG$2,$AS$2:$BA$2,0)+1,FALSE)","v":0.46051289635342002},{"$f":"K237*VLOOKUP($B237,$AR$36:$AZ$47,MATCH(AH$2,$AS$2:$BA$2,0)+1,FALSE)","v":0.40339354403893929},{"$f":"L237*VLOOKUP($B237,$AR$36:$AZ$47,MATCH(AI$2,$AS$2:$BA$2,0)+1,FALSE)","v":6.2228339095312677E-3},{"$f":"M237*VLOOKUP($B237,$AR$36:$AZ$47,MATCH(AJ$2,$AS$2:$BA$2,0)+1,FALSE)","v":9.1687379822609882E-2},{"$f":"N237*VLOOKUP($B237,$AR$36:$AZ$47,MATCH(AK$2,$AS$2:$BA$2,0)+1,FALSE)","v":7.8877222717621681E-2},{"$f":"O237*VLOOKUP($B237,$AR$36:$AZ$47,MATCH(AL$2,$AS$2:$BA$2,0)+1,FALSE)","v":6.5269371905585599E-2},{"$f":"P237*VLOOKUP($B237,$AR$36:$AZ$47,MATCH(AM$2,$AS$2:$BA$2,0)+1,FALSE)","v":8.5769883653262672E-6},{"$f":"Q237*VLOOKUP($B237,$AR$36:$AZ$47,MATCH(AN$2,$AS$2:$BA$2,0)+1,FALSE)","v":1.66507983835203E-3},{"$f":"R237*VLOOKUP($B237,$AR$36:$BA$47,MATCH(AO$2,$AS$2:$BA$2,0)+1,FALSE)","v":0},1.1076369055744251]
[2006,1,10,20,null,2013,1,10,20,0.47944955850534732,0.46158585361322324,8.4180874785592386E-3,0.10171223486060969,9.6426599999999973E-2,7.1756E-2,1.71375666785885E-5,2.1787855487974887E-3,0,1.2215442575732156,null,null,0.45392101645711525,8.9085857996316006E-2,0.40833724847102998,7.6003137979594446E-2,6.6147316476712875E-2,4.7079278059094483E-3,8.5769883653262672E-6,1.5925556000974171E-3,0,1.0998036377751408,null,{"$f":"J238*VLOOKUP($B238,$AR$36:$AZ$47,MATCH(AG$2,$AS$2:$BA$2,0)+1,FALSE)","v":0.46000669714568959},{"$f":"K238*VLOOKUP($B238,$AR$36:$AZ$47,MATCH(AH$2,$AS$2:$BA$2,0)+1,FALSE)","v":0.39001396435086488},{"$f":"L238*VLOOKUP($B238,$AR$36:$AZ$47,MATCH(AI$2,$AS$2:$BA$2,0)+1,FALSE)","v":6.2228339095312677E-3},{"$f":"M238*VLOOKUP($B238,$AR$36:$AZ$47,MATCH(AJ$2,$AS$2:$BA$2,0)+1,FALSE)","v":8.7435820085026594E-2},{"$f":"N238*VLOOKUP($B238,$AR$36:$AZ$47,MATCH(AK$2,$AS$2:$BA$2,0)+1,FALSE)","v":7.5418920755184721E-2},{"$f":"O238*VLOOKUP($B238,$AR$36:$AZ$47,MATCH(AL$2,$AS$2:$BA$2,0)+1,FALSE)","v":6.3591753458393185E-2},{"$f":"P238*VLOOKUP($B238,$AR$36:$AZ$47,MATCH(AM$2,$AS$2:$BA$2,0)+1,FALSE)","v":8.5769883653262672E-6},{"$f":"Q238*VLOOKUP($B238,$AR$36:$AZ$47,MATCH(AN$2,$AS$2:$BA$2,0)+1,FALSE)","v":1.66507983835203E-3},{"$f":"R238*VLOOKUP($B238,$AR$36:$BA$47,MATCH(AO$2,$AS$2:$BA$2,0)+1,FALSE)","v":0},1.0843636465314075]
[2006,1,10,21,null,2013,1,10,21,0.44744985227642081,0.45780433538696724,8.4180874785592386E-3,0.11254331717246456,9.3324999999999991E-2,7.0813000000000001E-2,1.71375666785885E-5,2.1787855487974887E-3,0,1.1925495154298882,null,null,0.42362515129239342,9.8572388914672515E-2,0.40499196668766252,7.3558466771053349E-2,6.5278024439286875E-2,4.7079278059094483E-3,8.5769883653262672E-6,1.5925556000974171E-3,0,1.0723350584994409,null,{"$f":"J239*VLOOKUP($B239,$AR$36:$AZ$47,MATCH(AG$2,$AS$2:$BA$2,0)+1,FALSE)","v":0.42930465787822275},{"$f":"K239*VLOOKUP($B239,$AR$36:$AZ$47,MATCH(AH$2,$AS$2:$BA$2,0)+1,FALSE)","v":0.38681879512472356},{"$f":"L239*VLOOKUP($B239,$AR$36:$AZ$47,MATCH(AI$2,$AS$2:$BA$2,0)+1,FALSE)","v":6.2228339095312677E-3},{"$f":"M239*VLOOKUP($B239,$AR$36:$AZ$47,MATCH(AJ$2,$AS$2:$BA$2,0)+1,FALSE)","v":9.6746642579914208E-2},{"$f":"N239*VLOOKUP($B239,$AR$36:$AZ$47,MATCH(AK$2,$AS$2:$BA$2,0)+1,FALSE)","v":7.2993041126386438E-2},{"$f":"O239*VLOOKUP($B239,$AR$36:$AZ$47,MATCH(AL$2,$AS$2:$BA$2,0)+1,FALSE)","v":6.275604601216897E-2},{"$f":"P239*VLOOKUP($B239,$AR$36:$AZ$47,MATCH(AM$2,$AS$2:$BA$2,0)+1,FALSE)","v":8.5769883653262672E-6},{"$f":"Q239*VLOOKUP($B239,$AR$36:$AZ$47,MATCH(AN$2,$AS$2:$BA$2,0)+1,FALSE)","v":1.66507983835203E-3},{"$f":"R239*VLOOKUP($B239,$AR$36:$BA$47,MATCH(AO$2,$AS$2:$BA$2,0)+1,FALSE)","v":0},1.0565156734576644]
[2006,1,10,22,null,2013,1,10,22,0.4051341292320349,0.44064260457582394,8.4180874785592386E-3,0.11881989757709505,9.0516599999999975E-2,6.9110000000000005E-2,1.71375666785885E-5,2.1787855487974887E-3,0,1.1348372419789892,null,null,0.38356255101322101,0.10406980573375685,0.38981001541344784,7.1344894865563641E-2,6.3708136486225919E-2,4.7079278059094483E-3,8.5769883653262672E-6,1.5925556000974171E-3,0,1.0188044639065874,null,{"$f":"J240*VLOOKUP($B240,$AR$36:$AZ$47,MATCH(AG$2,$AS$2:$BA$2,0)+1,FALSE)","v":0.38870494170440417},{"$f":"K240*VLOOKUP($B240,$AR$36:$AZ$47,MATCH(AH$2,$AS$2:$BA$2,0)+1,FALSE)","v":0.37231810231452983},{"$f":"L240*VLOOKUP($B240,$AR$36:$AZ$47,MATCH(AI$2,$AS$2:$BA$2,0)+1,FALSE)","v":6.2228339095312677E-3},{"$f":"M240*VLOOKUP($B240,$AR$36:$AZ$47,MATCH(AJ$2,$AS$2:$BA$2,0)+1,FALSE)","v":0.10214223688339763},{"$f":"N240*VLOOKUP($B240,$AR$36:$AZ$47,MATCH(AK$2,$AS$2:$BA$2,0)+1,FALSE)","v":7.0796484397756973E-2},{"$f":"O240*VLOOKUP($B240,$AR$36:$AZ$47,MATCH(AL$2,$AS$2:$BA$2,0)+1,FALSE)","v":6.1246809765170211E-2},{"$f":"P240*VLOOKUP($B240,$AR$36:$AZ$47,MATCH(AM$2,$AS$2:$BA$2,0)+1,FALSE)","v":8.5769883653262672E-6},{"$f":"Q240*VLOOKUP($B240,$AR$36:$AZ$47,MATCH(AN$2,$AS$2:$BA$2,0)+1,FALSE)","v":1.66507983835203E-3},{"$f":"R240*VLOOKUP($B240,$AR$36:$BA$47,MATCH(AO$2,$AS$2:$BA$2,0)+1,FALSE)","v":0},1.0031050658015075]
[2006,1,10,23,null,2013,1,10,23,0.35695987454011158,0.41470653974564953,8.4180874785592386E-3,0.11664566414861441,8.7399100000000007E-2,6.7193000000000003E-2,1.71375666785885E-5,2.1787855487974887E-3,0,1.0535181890284111,null,null,0.33795335966264034,0.10216547779596338,0.36686593845351156,6.8887691327832526E-2,6.194097547270986E-2,4.7079278059094483E-3,8.5769883653262672E-6,1.5925556000974171E-3,0,0.94412250310702983,null,{"$f":"J241*VLOOKUP($B241,$AR$36:$AZ$47,MATCH(AG$2,$AS$2:$BA$2,0)+1,FALSE)","v":0.34248427178164792},{"$f":"K241*VLOOKUP($B241,$AR$36:$AZ$47,MATCH(AH$2,$AS$2:$BA$2,0)+1,FALSE)","v":0.35040359305282837},{"$f":"L241*VLOOKUP($B241,$AR$36:$AZ$47,MATCH(AI$2,$AS$2:$BA$2,0)+1,FALSE)","v":6.2228339095312677E-3},{"$f":"M241*VLOOKUP($B241,$AR$36:$AZ$47,MATCH(AJ$2,$AS$2:$BA$2,0)+1,FALSE)","v":0.10027318068641197},{"$f":"N241*VLOOKUP($B241,$AR$36:$AZ$47,MATCH(AK$2,$AS$2:$BA$2,0)+1,FALSE)","v":6.8358168772667163E-2},{"$f":"O241*VLOOKUP($B241,$AR$36:$AZ$47,MATCH(AL$2,$AS$2:$BA$2,0)+1,FALSE)","v":5.9547921987427026E-2},{"$f":"P241*VLOOKUP($B241,$AR$36:$AZ$47,MATCH(AM$2,$AS$2:$BA$2,0)+1,FALSE)","v":8.5769883653262672E-6},{"$f":"Q241*VLOOKUP($B241,$AR$36:$AZ$47,MATCH(AN$2,$AS$2:$BA$2,0)+1,FALSE)","v":1.66507983835203E-3},{"$f":"R241*VLOOKUP($B241,$AR$36:$BA$47,MATCH(AO$2,$AS$2:$BA$2,0)+1,FALSE)","v":0},0.92896362701723112]
[2006,1,10,24,null,2013,1,10,24,0.25877271619232722,0.40945193424445503,8.4180874785592386E-3,0.1325979756734838,8.5615099999999986E-2,6.5493999999999997E-2,1.71375666785885E-5,2.1787855487974887E-3,0,0.96254573670430132,null,null,0.24499422782152736,0.11613749759441805,0.36221750493813698,6.7481548228774821E-2,6.0374774866573291E-2,4.7079278059094483E-3,8.5769883653262672E-6,1.5925556000974171E-3,0,0.85751461384380268,null,{"$f":"J242*VLOOKUP($B242,$AR$36:$AZ$47,MATCH(AG$2,$AS$2:$BA$2,0)+1,FALSE)","v":0.24827884471964476},{"$f":"K242*VLOOKUP($B242,$AR$36:$AZ$47,MATCH(AH$2,$AS$2:$BA$2,0)+1,FALSE)","v":0.34596374831629978},{"$f":"L242*VLOOKUP($B242,$AR$36:$AZ$47,MATCH(AI$2,$AS$2:$BA$2,0)+1,FALSE)","v":6.2228339095312677E-3},{"$f":"M242*VLOOKUP($B242,$AR$36:$AZ$47,MATCH(AJ$2,$AS$2:$BA$2,0)+1,FALSE)","v":0.11398641235751102},{"$f":"N242*VLOOKUP($B242,$AR$36:$AZ$47,MATCH(AK$2,$AS$2:$BA$2,0)+1,FALSE)","v":6.6962834345991831E-2},{"$f":"O242*VLOOKUP($B242,$AR$36:$AZ$47,MATCH(AL$2,$AS$2:$BA$2,0)+1,FALSE)","v":5.8042230628853386E-2},{"$f":"P242*VLOOKUP($B242,$AR$36:$AZ$47,MATCH(AM$2,$AS$2:$BA$2,0)+1,FALSE)","v":8.5769883653262672E-6},{"$f":"Q242*VLOOKUP($B242,$AR$36:$AZ$47,MATCH(AN$2,$AS$2:$BA$2,0)+1,FALSE)","v":1.66507983835203E-3},{"$f":"R242*VLOOKUP($B242,$AR$36:$BA$47,MATCH(AO$2,$AS$2:$BA$2,0)+1,FALSE)","v":0},0.84113056110454942]
[2006,1,11,1,null,2013,1,11,1,0.23298161243550689,0.34342540295242019,8.4180874785592386E-3,9.1915506842089378E-2,8.5020300000000062E-2,6.2532000000000004E-2,1.71375666785885E-5,2.1787855487974887E-3,0,0.82648883282405172,null,null,0.22057638484896733,8.0505278459523003E-2,0.30380780303148497,6.7012728769515056E-2,5.7644294469059172E-2,4.7079278059094483E-3,8.5769883653262672E-6,1.5925556000974171E-3,0,0.73585554997292169,null,{"$f":"J243*VLOOKUP($B243,$AR$36:$AZ$47,MATCH(AG$2,$AS$2:$BA$2,0)+1,FALSE)","v":0.22353363379088259},{"$f":"K243*VLOOKUP($B243,$AR$36:$AZ$47,MATCH(AH$2,$AS$2:$BA$2,0)+1,FALSE)","v":0.29017506020992484},{"$f":"L243*VLOOKUP($B243,$AR$36:$AZ$47,MATCH(AI$2,$AS$2:$BA$2,0)+1,FALSE)","v":6.2228339095312677E-3},{"$f":"M243*VLOOKUP($B243,$AR$36:$AZ$47,MATCH(AJ$2,$AS$2:$BA$2,0)+1,FALSE)","v":7.9014169045471941E-2},{"$f":"N243*VLOOKUP($B243,$AR$36:$AZ$47,MATCH(AK$2,$AS$2:$BA$2,0)+1,FALSE)","v":6.649761858534925E-2},{"$f":"O243*VLOOKUP($B243,$AR$36:$AZ$47,MATCH(AL$2,$AS$2:$BA$2,0)+1,FALSE)","v":5.5417240750045199E-2},{"$f":"P243*VLOOKUP($B243,$AR$36:$AZ$47,MATCH(AM$2,$AS$2:$BA$2,0)+1,FALSE)","v":8.5769883653262672E-6},{"$f":"Q243*VLOOKUP($B243,$AR$36:$AZ$47,MATCH(AN$2,$AS$2:$BA$2,0)+1,FALSE)","v":1.66507983835203E-3},{"$f":"R243*VLOOKUP($B243,$AR$36:$BA$47,MATCH(AO$2,$AS$2:$BA$2,0)+1,FALSE)","v":0},0.72253421311792243]
[2006,1,11,2,null,2013,1,11,2,0.21884488177056996,0.33425415065432323,8.4180874785592386E-3,8.6234196451001E-2,8.3821699999999985E-2,6.2484999999999999E-2,1.71375666785885E-5,2.1787855487974887E-3,0,0.79625393946992951,null,null,0.20719237178862976,7.5529235887780224E-2,0.29569454761188424,6.606799607975572E-2,5.760096814269753E-2,4.7079278059094483E-3,8.5769883653262672E-6,1.5925556000974171E-3,0,0.70839417990511966,null,{"$f":"J244*VLOOKUP($B244,$AR$36:$AZ$47,MATCH(AG$2,$AS$2:$BA$2,0)+1,FALSE)","v":0.2099701823990647},{"$f":"K244*VLOOKUP($B244,$AR$36:$AZ$47,MATCH(AH$2,$AS$2:$BA$2,0)+1,FALSE)","v":0.2824258702405113},{"$f":"L244*VLOOKUP($B244,$AR$36:$AZ$47,MATCH(AI$2,$AS$2:$BA$2,0)+1,FALSE)","v":6.2228339095312677E-3},{"$f":"M244*VLOOKUP($B244,$AR$36:$AZ$47,MATCH(AJ$2,$AS$2:$BA$2,0)+1,FALSE)","v":7.4130292156097122E-2},{"$f":"N244*VLOOKUP($B244,$AR$36:$AZ$47,MATCH(AK$2,$AS$2:$BA$2,0)+1,FALSE)","v":6.5560147820880002E-2},{"$f":"O244*VLOOKUP($B244,$AR$36:$AZ$47,MATCH(AL$2,$AS$2:$BA$2,0)+1,FALSE)","v":5.5375588311049925E-2},{"$f":"P244*VLOOKUP($B244,$AR$36:$AZ$47,MATCH(AM$2,$AS$2:$BA$2,0)+1,FALSE)","v":8.5769883653262672E-6},{"$f":"Q244*VLOOKUP($B244,$AR$36:$AZ$47,MATCH(AN$2,$AS$2:$BA$2,0)+1,FALSE)","v":1.66507983835203E-3},{"$f":"R244*VLOOKUP($B244,$AR$36:$BA$47,MATCH(AO$2,$AS$2:$BA$2,0)+1,FALSE)","v":0},0.69535857166385173]
[2006,1,11,3,null,2013,1,11,3,0.21621546993273125,0.33102425436900418,8.4180874785592386E-3,8.6050036973674165E-2,8.3045700000000014E-2,6.2934000000000004E-2,1.71375666785885E-5,2.1787855487974887E-3,0,0.78988347186944485,null,null,0.20470296435683044,7.5367937642113927E-2,0.29283725258936583,6.5456355359537824E-2,5.8014872834960818E-2,4.7079278059094483E-3,8.5769883653262672E-6,1.5925556000974171E-3,0,0.70268844317718104,null,{"$f":"J245*VLOOKUP($B245,$AR$36:$AZ$47,MATCH(AG$2,$AS$2:$BA$2,0)+1,FALSE)","v":0.20744739969230688},{"$f":"K245*VLOOKUP($B245,$AR$36:$AZ$47,MATCH(AH$2,$AS$2:$BA$2,0)+1,FALSE)","v":0.27969679038501177},{"$f":"L245*VLOOKUP($B245,$AR$36:$AZ$47,MATCH(AI$2,$AS$2:$BA$2,0)+1,FALSE)","v":6.2228339095312677E-3},{"$f":"M245*VLOOKUP($B245,$AR$36:$AZ$47,MATCH(AJ$2,$AS$2:$BA$2,0)+1,FALSE)","v":7.3971981457796473E-2},{"$f":"N245*VLOOKUP($B245,$AR$36:$AZ$47,MATCH(AK$2,$AS$2:$BA$2,0)+1,FALSE)","v":6.4953208630801521E-2},{"$f":"O245*VLOOKUP($B245,$AR$36:$AZ$47,MATCH(AL$2,$AS$2:$BA$2,0)+1,FALSE)","v":5.5773502036770686E-2},{"$f":"P245*VLOOKUP($B245,$AR$36:$AZ$47,MATCH(AM$2,$AS$2:$BA$2,0)+1,FALSE)","v":8.5769883653262672E-6},{"$f":"Q245*VLOOKUP($B245,$AR$36:$AZ$47,MATCH(AN$2,$AS$2:$BA$2,0)+1,FALSE)","v":1.66507983835203E-3},{"$f":"R245*VLOOKUP($B245,$AR$36:$BA$47,MATCH(AO$2,$AS$2:$BA$2,0)+1,FALSE)","v":0},0.68973937293893606]
[2006,1,11,4,null,2013,1,11,4,0.21695024217729417,0.33003445568192247,8.4180874785592386E-3,8.4280992125585721E-2,8.3403800000000028E-2,6.3124E-2,1.71375666785885E-5,2.1787855487974887E-3,0,0.78840750057883757,null,null,0.20539861326962999,7.3818498891290121E-2,0.29196163720977958,6.5738608635195095E-2,5.819002181386955E-2,4.7079278059094483E-3,8.5769883653262672E-6,1.5925556000974171E-3,0,0.70141644021413652,null,{"$f":"J246*VLOOKUP($B246,$AR$36:$AZ$47,MATCH(AG$2,$AS$2:$BA$2,0)+1,FALSE)","v":0.20815237511126317},{"$f":"K246*VLOOKUP($B246,$AR$36:$AZ$47,MATCH(AH$2,$AS$2:$BA$2,0)+1,FALSE)","v":0.27886046642309614},{"$f":"L246*VLOOKUP($B246,$AR$36:$AZ$47,MATCH(AI$2,$AS$2:$BA$2,0)+1,FALSE)","v":6.2228339095312677E-3},{"$f":"M246*VLOOKUP($B246,$AR$36:$AZ$47,MATCH(AJ$2,$AS$2:$BA$2,0)+1,FALSE)","v":7.2451241231492533E-2},{"$f":"N246*VLOOKUP($B246,$AR$36:$AZ$47,MATCH(AK$2,$AS$2:$BA$2,0)+1,FALSE)","v":6.5233292295707609E-2},{"$f":"O246*VLOOKUP($B246,$AR$36:$AZ$47,MATCH(AL$2,$AS$2:$BA$2,0)+1,FALSE)","v":5.594188423696432E-2},{"$f":"P246*VLOOKUP($B246,$AR$36:$AZ$47,MATCH(AM$2,$AS$2:$BA$2,0)+1,FALSE)","v":8.5769883653262672E-6},{"$f":"Q246*VLOOKUP($B246,$AR$36:$AZ$47,MATCH(AN$2,$AS$2:$BA$2,0)+1,FALSE)","v":1.66507983835203E-3},{"$f":"R246*VLOOKUP($B246,$AR$36:$BA$47,MATCH(AO$2,$AS$2:$BA$2,0)+1,FALSE)","v":0},0.68853575003477241]
[2006,1,11,5,null,2013,1,11,5,0.22497682795019755,0.33610411354448871,8.4180874785592386E-3,8.5135499480398558E-2,8.5483200000000023E-2,6.3489000000000004E-2,1.71375666785885E-5,2.1787855487974887E-3,0,0.80580265156912001,null,null,0.21299781929262582,7.4566929215055866E-2,0.29733109853828388,6.7377585070273888E-2,5.8526492220720552E-2,4.7079278059094483E-3,8.5769883653262672E-6,1.5925556000974171E-3,0,0.71710898473133222,null,{"$f":"J247*VLOOKUP($B247,$AR$36:$AZ$47,MATCH(AG$2,$AS$2:$BA$2,0)+1,FALSE)","v":0.2158534630468957},{"$f":"K247*VLOOKUP($B247,$AR$36:$AZ$47,MATCH(AH$2,$AS$2:$BA$2,0)+1,FALSE)","v":0.28398898435037312},{"$f":"L247*VLOOKUP($B247,$AR$36:$AZ$47,MATCH(AI$2,$AS$2:$BA$2,0)+1,FALSE)","v":6.2228339095312677E-3},{"$f":"M247*VLOOKUP($B247,$AR$36:$AZ$47,MATCH(AJ$2,$AS$2:$BA$2,0)+1,FALSE)","v":7.3185809215758513E-2},{"$f":"N247*VLOOKUP($B247,$AR$36:$AZ$47,MATCH(AK$2,$AS$2:$BA$2,0)+1,FALSE)","v":6.6859670326441148E-2},{"$f":"O247*VLOOKUP($B247,$AR$36:$AZ$47,MATCH(AL$2,$AS$2:$BA$2,0)+1,FALSE)","v":5.6265355305757367E-2},{"$f":"P247*VLOOKUP($B247,$AR$36:$AZ$47,MATCH(AM$2,$AS$2:$BA$2,0)+1,FALSE)","v":8.5769883653262672E-6},{"$f":"Q247*VLOOKUP($B247,$AR$36:$AZ$47,MATCH(AN$2,$AS$2:$BA$2,0)+1,FALSE)","v":1.66507983835203E-3},{"$f":"R247*VLOOKUP($B247,$AR$36:$BA$47,MATCH(AO$2,$AS$2:$BA$2,0)+1,FALSE)","v":0},0.70404977298147442]
[2006,1,11,6,null,2013,1,11,6,0.24619871914693567,0.35405053182291213,8.4180874785592386E-3,8.2025894046786993E-2,8.9872300000000002E-2,6.6013000000000002E-2,1.71375666785885E-5,2.1787855487974887E-3,0,0.84877445561067,null,null,0.23308973981330816,7.1843344697785805E-2,0.31320721562973647,7.0837059664485821E-2,6.0853208130013478E-2,4.7079278059094483E-3,8.5769883653262672E-6,1.5925556000974171E-3,0,0.75613962832970194,null,{"$f":"J248*VLOOKUP($B248,$AR$36:$AZ$47,MATCH(AG$2,$AS$2:$BA$2,0)+1,FALSE)","v":0.23621475424722499},{"$f":"K248*VLOOKUP($B248,$AR$36:$AZ$47,MATCH(AH$2,$AS$2:$BA$2,0)+1,FALSE)","v":0.29915269373157893},{"$f":"L248*VLOOKUP($B248,$AR$36:$AZ$47,MATCH(AI$2,$AS$2:$BA$2,0)+1,FALSE)","v":6.2228339095312677E-3},{"$f":"M248*VLOOKUP($B248,$AR$36:$AZ$47,MATCH(AJ$2,$AS$2:$BA$2,0)+1,FALSE)","v":7.051267061447529E-2},{"$f":"N248*VLOOKUP($B248,$AR$36:$AZ$47,MATCH(AK$2,$AS$2:$BA$2,0)+1,FALSE)","v":7.0292552799602906E-2},{"$f":"O248*VLOOKUP($B248,$AR$36:$AZ$47,MATCH(AL$2,$AS$2:$BA$2,0)+1,FALSE)","v":5.8502179902013909E-2},{"$f":"P248*VLOOKUP($B248,$AR$36:$AZ$47,MATCH(AM$2,$AS$2:$BA$2,0)+1,FALSE)","v":8.5769883653262672E-6},{"$f":"Q248*VLOOKUP($B248,$AR$36:$AZ$47,MATCH(AN$2,$AS$2:$BA$2,0)+1,FALSE)","v":1.66507983835203E-3},{"$f":"R248*VLOOKUP($B248,$AR$36:$BA$47,MATCH(AO$2,$AS$2:$BA$2,0)+1,FALSE)","v":0},0.74257134203114472]
[2006,1,11,7,null,2013,1,11,7,0.28087924067134939,0.39643213407675698,8.4180874785592386E-3,8.4062336239740243E-2,0.10306459999999999,7.2622000000000006E-2,1.71375666785885E-5,2.1787855487974887E-3,0,0.9476743215818817,null,null,0.26592367886353918,7.3626986560220181E-2,0.35069967064034824,8.1235188367231786E-2,6.6945627085844298E-2,4.7079278059094483E-3,8.5769883653262672E-6,1.5925556000974171E-3,0,0.84474021191155579,null,{"$f":"J249*VLOOKUP($B249,$AR$36:$AZ$47,MATCH(AG$2,$AS$2:$BA$2,0)+1,FALSE)","v":0.26948889514218971},{"$f":"K249*VLOOKUP($B249,$AR$36:$AZ$47,MATCH(AH$2,$AS$2:$BA$2,0)+1,FALSE)","v":0.33496275285963462},{"$f":"L249*VLOOKUP($B249,$AR$36:$AZ$47,MATCH(AI$2,$AS$2:$BA$2,0)+1,FALSE)","v":6.2228339095312677E-3},{"$f":"M249*VLOOKUP($B249,$AR$36:$AZ$47,MATCH(AJ$2,$AS$2:$BA$2,0)+1,FALSE)","v":7.2263276069567631E-2},{"$f":"N249*VLOOKUP($B249,$AR$36:$AZ$47,MATCH(AK$2,$AS$2:$BA$2,0)+1,FALSE)","v":8.0610753672376842E-2},{"$f":"O249*VLOOKUP($B249,$AR$36:$AZ$47,MATCH(AL$2,$AS$2:$BA$2,0)+1,FALSE)","v":6.4359221802433669E-2},{"$f":"P249*VLOOKUP($B249,$AR$36:$AZ$47,MATCH(AM$2,$AS$2:$BA$2,0)+1,FALSE)","v":8.5769883653262672E-6},{"$f":"Q249*VLOOKUP($B249,$AR$36:$AZ$47,MATCH(AN$2,$AS$2:$BA$2,0)+1,FALSE)","v":1.66507983835203E-3},{"$f":"R249*VLOOKUP($B249,$AR$36:$BA$47,MATCH(AO$2,$AS$2:$BA$2,0)+1,FALSE)","v":0},0.82958139028245104]
[2006,1,11,8,null,2013,1,11,8,0.30925517116880663,0.44882969399281158,5.0508524871355426E-3,9.8261864742084648E-2,0.11085170000000003,7.8234999999999999E-2,1.0282540007153098E-5,2.0452077690992655E-3,0,1.052539772699945,null,null,0.29278871812747376,8.6063810719162984E-2,0.39705264111211214,8.7372955702810368E-2,7.2119896657500862E-2,2.8247566835456687E-3,5.1461930191957596E-6,1.4949186200722861E-3,0,0.93972284381569726,null,{"$f":"J250*VLOOKUP($B250,$AR$36:$AZ$47,MATCH(AG$2,$AS$2:$BA$2,0)+1,FALSE)","v":0.29671411171609413},{"$f":"K250*VLOOKUP($B250,$AR$36:$AZ$47,MATCH(AH$2,$AS$2:$BA$2,0)+1,FALSE)","v":0.37923573025962271},{"$f":"L250*VLOOKUP($B250,$AR$36:$AZ$47,MATCH(AI$2,$AS$2:$BA$2,0)+1,FALSE)","v":3.7337003457187604E-3},{"$f":"M250*VLOOKUP($B250,$AR$36:$AZ$47,MATCH(AJ$2,$AS$2:$BA$2,0)+1,FALSE)","v":8.446974681642179E-2},{"$f":"N250*VLOOKUP($B250,$AR$36:$AZ$47,MATCH(AK$2,$AS$2:$BA$2,0)+1,FALSE)","v":8.6701341516526698E-2},{"$f":"O250*VLOOKUP($B250,$AR$36:$AZ$47,MATCH(AL$2,$AS$2:$BA$2,0)+1,FALSE)","v":6.9333586484996254E-2},{"$f":"P250*VLOOKUP($B250,$AR$36:$AZ$47,MATCH(AM$2,$AS$2:$BA$2,0)+1,FALSE)","v":5.1461930191957596E-6},{"$f":"Q250*VLOOKUP($B250,$AR$36:$AZ$47,MATCH(AN$2,$AS$2:$BA$2,0)+1,FALSE)","v":1.5629965158561116E-3},{"$f":"R250*VLOOKUP($B250,$AR$36:$BA$47,MATCH(AO$2,$AS$2:$BA$2,0)+1,FALSE)","v":0},0.92175635984825555]
[2006,1,11,9,null,2013,1,11,9,0.29331484842974209,0.47873299814204384,0,0.10544253474632399,0.1149652,8.0634999999999998E-2,0,1.844841099551928E-3,0,1.0749354224176619,null,null,0.27769714619459451,9.2353085054671741E-2,0.42350629613838053,9.0615203257728413E-2,7.4332304812137553E-2,0,0,1.3484631500345877E-3,0,0.9598524986075474,null,{"$f":"J251*VLOOKUP($B251,$AR$36:$AZ$47,MATCH(AG$2,$AS$2:$BA$2,0)+1,FALSE)","v":0.28142020835430465},{"$f":"K251*VLOOKUP($B251,$AR$36:$AZ$47,MATCH(AH$2,$AS$2:$BA$2,0)+1,FALSE)","v":0.40450233257669516},{"$f":"L251*VLOOKUP($B251,$AR$36:$AZ$47,MATCH(AI$2,$AS$2:$BA$2,0)+1,FALSE)","v":0},{"$f":"M251*VLOOKUP($B251,$AR$36:$AZ$47,MATCH(AJ$2,$AS$2:$BA$2,0)+1,FALSE)","v":9.064253194341311E-2},{"$f":"N251*VLOOKUP($B251,$AR$36:$AZ$47,MATCH(AK$2,$AS$2:$BA$2,0)+1,FALSE)","v":8.991866672063481E-2},{"$f":"O251*VLOOKUP($B251,$AR$36:$AZ$47,MATCH(AL$2,$AS$2:$BA$2,0)+1,FALSE)","v":7.1460519540073791E-2},{"$f":"P251*VLOOKUP($B251,$AR$36:$AZ$47,MATCH(AM$2,$AS$2:$BA$2,0)+1,FALSE)","v":0},{"$f":"Q251*VLOOKUP($B251,$AR$36:$AZ$47,MATCH(AN$2,$AS$2:$BA$2,0)+1,FALSE)","v":1.4098715321122319E-3},{"$f":"R251*VLOOKUP($B251,$AR$36:$BA$47,MATCH(AO$2,$AS$2:$BA$2,0)+1,FALSE)","v":0},0.93935413066723383]
[2006,1,11,10,null,2013,1,11,10,0.28549585326381655,0.49149617558738001,0,0.10729444889240507,0.11760969999999997,8.2466999999999999E-2,0,1.844841099551928E-3,0,1.0862080188431535,null,null,0.27029447750833141,9.3975105855465688E-2,0.43479711174501112,9.2699589706976185E-2,7.602110970351024E-2,0,0,1.3484631500345877E-3,0,0.9691358576693293,null,{"$f":"J252*VLOOKUP($B252,$AR$36:$AZ$47,MATCH(AG$2,$AS$2:$BA$2,0)+1,FALSE)","v":0.27391829271486118},{"$f":"K252*VLOOKUP($B252,$AR$36:$AZ$47,MATCH(AH$2,$AS$2:$BA$2,0)+1,FALSE)","v":0.41528649633345571},{"$f":"L252*VLOOKUP($B252,$AR$36:$AZ$47,MATCH(AI$2,$AS$2:$BA$2,0)+1,FALSE)","v":0},{"$f":"M252*VLOOKUP($B252,$AR$36:$AZ$47,MATCH(AJ$2,$AS$2:$BA$2,0)+1,FALSE)","v":9.2234509863390643E-2},{"$f":"N252*VLOOKUP($B252,$AR$36:$AZ$47,MATCH(AK$2,$AS$2:$BA$2,0)+1,FALSE)","v":9.1987031009504103E-2},{"$f":"O252*VLOOKUP($B252,$AR$36:$AZ$47,MATCH(AL$2,$AS$2:$BA$2,0)+1,FALSE)","v":7.3084078438782979E-2},{"$f":"P252*VLOOKUP($B252,$AR$36:$AZ$47,MATCH(AM$2,$AS$2:$BA$2,0)+1,FALSE)","v":0},{"$f":"Q252*VLOOKUP($B252,$AR$36:$AZ$47,MATCH(AN$2,$AS$2:$BA$2,0)+1,FALSE)","v":1.4098715321122319E-3},{"$f":"R252*VLOOKUP($B252,$AR$36:$BA$47,MATCH(AO$2,$AS$2:$BA$2,0)+1,FALSE)","v":0},0.94792027989210681]
[2006,1,11,11,null,2013,1,11,11,0.2713396143644205,0.48934401588046161,0,0.10272954093436283,0.11836250000000001,8.3012000000000002E-2,0,1.844841099551928E-3,0,1.066632512278797,null,null,0.25689199493966314,8.997687749411154E-2,0.43289322546662085,9.3292944261331945E-2,7.6523510721958996E-2,0,0,1.3484631500345877E-3,0,0.95092701603372098,null,{"$f":"J253*VLOOKUP($B253,$AR$36:$AZ$47,MATCH(AG$2,$AS$2:$BA$2,0)+1,FALSE)","v":0.260336124195576},{"$f":"K253*VLOOKUP($B253,$AR$36:$AZ$47,MATCH(AH$2,$AS$2:$BA$2,0)+1,FALSE)","v":0.4134680429890974},{"$f":"L253*VLOOKUP($B253,$AR$36:$AZ$47,MATCH(AI$2,$AS$2:$BA$2,0)+1,FALSE)","v":0},{"$f":"M253*VLOOKUP($B253,$AR$36:$AZ$47,MATCH(AJ$2,$AS$2:$BA$2,0)+1,FALSE)","v":8.8310336223207844E-2},{"$f":"N253*VLOOKUP($B253,$AR$36:$AZ$47,MATCH(AK$2,$AS$2:$BA$2,0)+1,FALSE)","v":9.25758245949308E-2},{"$f":"O253*VLOOKUP($B253,$AR$36:$AZ$47,MATCH(AL$2,$AS$2:$BA$2,0)+1,FALSE)","v":7.356706948670684E-2},{"$f":"P253*VLOOKUP($B253,$AR$36:$AZ$47,MATCH(AM$2,$AS$2:$BA$2,0)+1,FALSE)","v":0},{"$f":"Q253*VLOOKUP($B253,$AR$36:$AZ$47,MATCH(AN$2,$AS$2:$BA$2,0)+1,FALSE)","v":1.4098715321122319E-3},{"$f":"R253*VLOOKUP($B253,$AR$36:$BA$47,MATCH(AO$2,$AS$2:$BA$2,0)+1,FALSE)","v":0},0.9296672690216311]
[2006,1,11,12,null,2013,1,11,12,0.2774290063632408,0.48453682486078914,0,9.716838382749958E-2,0.11885650000000006,8.3733000000000002E-2,0,1.844841099551928E-3,0,1.0635685561510815,null,null,0.26265715408242524,8.5106072590491383E-2,0.42864059263898541,9.3682313482707835E-2,7.7188155005081097E-2,0,0,1.3484631500345877E-3,0,0.94862275094972559,null,{"$f":"J254*VLOOKUP($B254,$AR$36:$AZ$47,MATCH(AG$2,$AS$2:$BA$2,0)+1,FALSE)","v":0.2661785763395203},{"$f":"K254*VLOOKUP($B254,$AR$36:$AZ$47,MATCH(AH$2,$AS$2:$BA$2,0)+1,FALSE)","v":0.40940623820825733},{"$f":"L254*VLOOKUP($B254,$AR$36:$AZ$47,MATCH(AI$2,$AS$2:$BA$2,0)+1,FALSE)","v":0},{"$f":"M254*VLOOKUP($B254,$AR$36:$AZ$47,MATCH(AJ$2,$AS$2:$BA$2,0)+1,FALSE)","v":8.3529747802093809E-2},{"$f":"N254*VLOOKUP($B254,$AR$36:$AZ$47,MATCH(AK$2,$AS$2:$BA$2,0)+1,FALSE)","v":9.2962200831913797E-2},{"$f":"O254*VLOOKUP($B254,$AR$36:$AZ$47,MATCH(AL$2,$AS$2:$BA$2,0)+1,FALSE)","v":7.4206035625336383E-2},{"$f":"P254*VLOOKUP($B254,$AR$36:$AZ$47,MATCH(AM$2,$AS$2:$BA$2,0)+1,FALSE)","v":0},{"$f":"Q254*VLOOKUP($B254,$AR$36:$AZ$47,MATCH(AN$2,$AS$2:$BA$2,0)+1,FALSE)","v":1.4098715321122319E-3},{"$f":"R254*VLOOKUP($B254,$AR$36:$BA$47,MATCH(AO$2,$AS$2:$BA$2,0)+1,FALSE)","v":0},0.92769267033923375]
[2006,1,11,13,null,2013,1,11,13,0.25921787312009825,0.48805468730845197,0,0.10641530910853442,0.11850610000000002,8.3683999999999995E-2,0,1.844841099551928E-3,0,1.0577228106366368,null,null,0.24541568213627671,9.3205100928800327E-2,0.43175263400926078,9.3406129322444451E-2,7.7142985005257264E-2,0,0,1.3484631500345877E-3,0,0.94227099455207408,null,{"$f":"J255*VLOOKUP($B255,$AR$36:$AZ$47,MATCH(AG$2,$AS$2:$BA$2,0)+1,FALSE)","v":0.24870594943675794},{"$f":"K255*VLOOKUP($B255,$AR$36:$AZ$47,MATCH(AH$2,$AS$2:$BA$2,0)+1,FALSE)","v":0.41237863319938217},{"$f":"L255*VLOOKUP($B255,$AR$36:$AZ$47,MATCH(AI$2,$AS$2:$BA$2,0)+1,FALSE)","v":0},{"$f":"M255*VLOOKUP($B255,$AR$36:$AZ$47,MATCH(AJ$2,$AS$2:$BA$2,0)+1,FALSE)","v":9.1478766878513293E-2},{"$f":"N255*VLOOKUP($B255,$AR$36:$AZ$47,MATCH(AK$2,$AS$2:$BA$2,0)+1,FALSE)","v":9.2688139630620586E-2},{"$f":"O255*VLOOKUP($B255,$AR$36:$AZ$47,MATCH(AL$2,$AS$2:$BA$2,0)+1,FALSE)","v":7.4162610742128543E-2},{"$f":"P255*VLOOKUP($B255,$AR$36:$AZ$47,MATCH(AM$2,$AS$2:$BA$2,0)+1,FALSE)","v":0},{"$f":"Q255*VLOOKUP($B255,$AR$36:$AZ$47,MATCH(AN$2,$AS$2:$BA$2,0)+1,FALSE)","v":1.4098715321122319E-3},{"$f":"R255*VLOOKUP($B255,$AR$36:$BA$47,MATCH(AO$2,$AS$2:$BA$2,0)+1,FALSE)","v":0},0.92082397141951478]
[2006,1,11,14,null,2013,1,11,14,0.24412605121578054,0.48857129688147549,0,0.1087003626213863,0.11796710000000001,8.4163000000000002E-2,0,1.844841099551928E-3,0,1.0453726518181943,null,null,0.23112743216822249,9.5206491941778076E-2,0.43220964743359108,9.2981291244870395E-2,7.7584544799453509E-2,0,0,1.3484631500345877E-3,0,0.93045787073795017,null,{"$f":"J256*VLOOKUP($B256,$AR$36:$AZ$47,MATCH(AG$2,$AS$2:$BA$2,0)+1,FALSE)","v":0.23422613810945492},{"$f":"K256*VLOOKUP($B256,$AR$36:$AZ$47,MATCH(AH$2,$AS$2:$BA$2,0)+1,FALSE)","v":0.41281513909751427},{"$f":"L256*VLOOKUP($B256,$AR$36:$AZ$47,MATCH(AI$2,$AS$2:$BA$2,0)+1,FALSE)","v":0},{"$f":"M256*VLOOKUP($B256,$AR$36:$AZ$47,MATCH(AJ$2,$AS$2:$BA$2,0)+1,FALSE)","v":9.3443088359682028E-2},{"$f":"N256*VLOOKUP($B256,$AR$36:$AZ$47,MATCH(AK$2,$AS$2:$BA$2,0)+1,FALSE)","v":9.2266567177718112E-2},{"$f":"O256*VLOOKUP($B256,$AR$36:$AZ$47,MATCH(AL$2,$AS$2:$BA$2,0)+1,FALSE)","v":7.4587111131037775E-2},{"$f":"P256*VLOOKUP($B256,$AR$36:$AZ$47,MATCH(AM$2,$AS$2:$BA$2,0)+1,FALSE)","v":0},{"$f":"Q256*VLOOKUP($B256,$AR$36:$AZ$47,MATCH(AN$2,$AS$2:$BA$2,0)+1,FALSE)","v":1.4098715321122319E-3},{"$f":"R256*VLOOKUP($B256,$AR$36:$BA$47,MATCH(AO$2,$AS$2:$BA$2,0)+1,FALSE)","v":0},0.90874791540751931]
[2006,1,11,15,null,2013,1,11,15,0.25701608104115525,0.47532227748043054,0,9.7786298568006622E-2,0.11713520000000001,8.3773E-2,0,1.844841099551928E-3,0,1.0328776981891443,null,null,0.24333112562606379,8.5647280488460389E-2,0.42048903666354082,9.2325590323286258E-2,7.7225028474325039E-2,0,0,1.3484631500345877E-3,0,0.92036652472571079,null,{"$f":"J257*VLOOKUP($B257,$AR$36:$AZ$47,MATCH(AG$2,$AS$2:$BA$2,0)+1,FALSE)","v":0.24659344545366207},{"$f":"K257*VLOOKUP($B257,$AR$36:$AZ$47,MATCH(AH$2,$AS$2:$BA$2,0)+1,FALSE)","v":0.40162046634072546},{"$f":"L257*VLOOKUP($B257,$AR$36:$AZ$47,MATCH(AI$2,$AS$2:$BA$2,0)+1,FALSE)","v":0},{"$f":"M257*VLOOKUP($B257,$AR$36:$AZ$47,MATCH(AJ$2,$AS$2:$BA$2,0)+1,FALSE)","v":8.4060931510257342E-2},{"$f":"N257*VLOOKUP($B257,$AR$36:$AZ$47,MATCH(AK$2,$AS$2:$BA$2,0)+1,FALSE)","v":9.1615906466086292E-2},{"$f":"O257*VLOOKUP($B257,$AR$36:$AZ$47,MATCH(AL$2,$AS$2:$BA$2,0)+1,FALSE)","v":7.4241484509587674E-2},{"$f":"P257*VLOOKUP($B257,$AR$36:$AZ$47,MATCH(AM$2,$AS$2:$BA$2,0)+1,FALSE)","v":0},{"$f":"Q257*VLOOKUP($B257,$AR$36:$AZ$47,MATCH(AN$2,$AS$2:$BA$2,0)+1,FALSE)","v":1.4098715321122319E-3},{"$f":"R257*VLOOKUP($B257,$AR$36:$BA$47,MATCH(AO$2,$AS$2:$BA$2,0)+1,FALSE)","v":0},0.8995421058124311]
[2006,1,11,16,null,2013,1,11,16,0.28048950777527243,0.46594150987886218,0,9.1974679728773837E-2,0.11521209999999997,8.2478999999999997E-2,0,1.844841099551928E-3,0,1.0379416384824605,null,null,0.2655546974989812,8.0557105728755934E-2,0.4121904356535967,9.0809809048735868E-2,7.6032171744283422E-2,0,0,1.3484631500345877E-3,0,0.92649268282438779,null,{"$f":"J258*VLOOKUP($B258,$AR$36:$AZ$47,MATCH(AG$2,$AS$2:$BA$2,0)+1,FALSE)","v":0.26911496687567449},{"$f":"K258*VLOOKUP($B258,$AR$36:$AZ$47,MATCH(AH$2,$AS$2:$BA$2,0)+1,FALSE)","v":0.3936942477785606},{"$f":"L258*VLOOKUP($B258,$AR$36:$AZ$47,MATCH(AI$2,$AS$2:$BA$2,0)+1,FALSE)","v":0},{"$f":"M258*VLOOKUP($B258,$AR$36:$AZ$47,MATCH(AJ$2,$AS$2:$BA$2,0)+1,FALSE)","v":7.9065036376045728E-2},{"$f":"N258*VLOOKUP($B258,$AR$36:$AZ$47,MATCH(AK$2,$AS$2:$BA$2,0)+1,FALSE)","v":9.0111776625313111E-2},{"$f":"O258*VLOOKUP($B258,$AR$36:$AZ$47,MATCH(AL$2,$AS$2:$BA$2,0)+1,FALSE)","v":7.3094713104058365E-2},{"$f":"P258*VLOOKUP($B258,$AR$36:$AZ$47,MATCH(AM$2,$AS$2:$BA$2,0)+1,FALSE)","v":0},{"$f":"Q258*VLOOKUP($B258,$AR$36:$AZ$47,MATCH(AN$2,$AS$2:$BA$2,0)+1,FALSE)","v":1.4098715321122319E-3},{"$f":"R258*VLOOKUP($B258,$AR$36:$BA$47,MATCH(AO$2,$AS$2:$BA$2,0)+1,FALSE)","v":0},0.90649061229176442]
[2006,1,11,17,null,2013,1,11,17,0.31756573283961909,0.46739566421928347,1.8239189536878317E-3,9.8680073760974277E-2,0.11231300000000004,8.0598000000000003E-2,3.7131394470275012E-6,1.9171957302217997E-3,0,1.0802972986432335,null,null,{"$f":"$J259*$AS$6","v":0.30065677960343951},{"$f":"$M259*$AV$6","v":8.6430104010433578E-2},{"$f":"$K259*$AT$6","v":0.41347683855691747},{"$f":"$N259*$AW$6","v":8.8524747693086728E-2},{"$f":"$O259*$AX$6","v":7.4298196853086917E-2},{"$f":"$L259*$AU$6","v":1.020051024613712E-3},{"$f":"$P259*$AY$6","v":1.8583474791540209E-6},{"$f":"$Q259*$AZ$6","v":1.4013498475482008E-3},0,{"$f":"SUM(V259:AD259)","v":0.96580992593660531},null,{"$f":"J259*VLOOKUP($B259,$AR$36:$AZ$47,MATCH(AG$2,$AS$2:$BA$2,0)+1,FALSE)","v":0.30468765962702282},{"$f":"K259*VLOOKUP($B259,$AR$36:$AZ$47,MATCH(AH$2,$AS$2:$BA$2,0)+1,FALSE)","v":0.39492292602908807},{"$f":"L259*VLOOKUP($B259,$AR$36:$AZ$47,MATCH(AI$2,$AS$2:$BA$2,0)+1,FALSE)","v":1.3482806803984391E-3},{"$f":"M259*VLOOKUP($B259,$AR$36:$AZ$47,MATCH(AJ$2,$AS$2:$BA$2,0)+1,FALSE)","v":8.4829255665909584E-2},{"$f":"N259*VLOOKUP($B259,$AR$36:$AZ$47,MATCH(AK$2,$AS$2:$BA$2,0)+1,FALSE)","v":8.7844279968152625E-2},{"$f":"O259*VLOOKUP($B259,$AR$36:$AZ$47,MATCH(AL$2,$AS$2:$BA$2,0)+1,FALSE)","v":7.1427729322141351E-2},{"$f":"P259*VLOOKUP($B259,$AR$36:$AZ$47,MATCH(AM$2,$AS$2:$BA$2,0)+1,FALSE)","v":1.8583474791540209E-6},{"$f":"Q259*VLOOKUP($B259,$AR$36:$AZ$47,MATCH(AN$2,$AS$2:$BA$2,0)+1,FALSE)","v":1.4651666651308551E-3},{"$f":"R259*VLOOKUP($B259,$AR$36:$BA$47,MATCH(AO$2,$AS$2:$BA$2,0)+1,FALSE)","v":0},0.9465271563053228]
[2006,1,11,18,null,2013,1,11,18,0.38611220564565224,0.46032022416965235,8.4180874785592386E-3,9.5600460345100169E-2,0.10874170000000001,7.8892000000000004E-2,1.71375666785885E-5,2.1787855487974887E-3,0,1.1402806007544402,null,null,0.36555345967894648,8.3732788354887414E-2,0.40721762220751645,8.5709860445516789E-2,7.2725543389832656E-2,4.7079278059094483E-3,8.5769883653262672E-6,1.5925556000974171E-3,{"$f":"$R260*$BA$6","v":0},1.0212483344710721,null,{"$f":"J260*VLOOKUP($B260,$AR$36:$AZ$47,MATCH(AG$2,$AS$2:$BA$2,0)+1,FALSE)","v":0.37045440400528146},{"$f":"K260*VLOOKUP($B260,$AR$36:$AZ$47,MATCH(AH$2,$AS$2:$BA$2,0)+1,FALSE)","v":0.3889445789855589},{"$f":"L260*VLOOKUP($B260,$AR$36:$AZ$47,MATCH(AI$2,$AS$2:$BA$2,0)+1,FALSE)","v":6.2228339095312677E-3},{"$f":"M260*VLOOKUP($B260,$AR$36:$AZ$47,MATCH(AJ$2,$AS$2:$BA$2,0)+1,FALSE)","v":8.218189937754547E-2},{"$f":"N260*VLOOKUP($B260,$AR$36:$AZ$47,MATCH(AK$2,$AS$2:$BA$2,0)+1,FALSE)","v":8.5051030058967886E-2},{"$f":"O260*VLOOKUP($B260,$AR$36:$AZ$47,MATCH(AL$2,$AS$2:$BA$2,0)+1,FALSE)","v":6.9915834408823735E-2},{"$f":"P260*VLOOKUP($B260,$AR$36:$AZ$47,MATCH(AM$2,$AS$2:$BA$2,0)+1,FALSE)","v":8.5769883653262672E-6},{"$f":"Q260*VLOOKUP($B260,$AR$36:$AZ$47,MATCH(AN$2,$AS$2:$BA$2,0)+1,FALSE)","v":1.66507983835203E-3},{"$f":"R260*VLOOKUP($B260,$AR$36:$BA$47,MATCH(AO$2,$AS$2:$BA$2,0)+1,FALSE)","v":0},{"$f":"SUM(AG260:AO260)","v":1.0044442375724258}]
[2006,1,11,19,null,2013,1,11,19,0.42006127310298036,0.45048861401073914,8.4180874785592386E-3,0.10639794632972414,9.8335899999999962E-2,7.3631000000000002E-2,1.71375666785885E-5,2.1787855487974887E-3,0,1.1595287440374791,null,null,0.39769489131576313,9.3189893534629586E-2,0.39852018789729082,7.7508042138244027E-2,6.7875760347522796E-2,4.7079278059094483E-3,8.5769883653262672E-6,1.5925556000974171E-3,0,1.0410978356278227,null,{"$f":"J261*VLOOKUP($B261,$AR$36:$AZ$47,MATCH(AG$2,$AS$2:$BA$2,0)+1,FALSE)","v":0.40302675309849179},{"$f":"K261*VLOOKUP($B261,$AR$36:$AZ$47,MATCH(AH$2,$AS$2:$BA$2,0)+1,FALSE)","v":0.38063742393733896},{"$f":"L261*VLOOKUP($B261,$AR$36:$AZ$47,MATCH(AI$2,$AS$2:$BA$2,0)+1,FALSE)","v":6.2228339095312677E-3},{"$f":"M261*VLOOKUP($B261,$AR$36:$AZ$47,MATCH(AJ$2,$AS$2:$BA$2,0)+1,FALSE)","v":9.1463841153930484E-2},{"$f":"N261*VLOOKUP($B261,$AR$36:$AZ$47,MATCH(AK$2,$AS$2:$BA$2,0)+1,FALSE)","v":7.6912257089742544E-2},{"$f":"O261*VLOOKUP($B261,$AR$36:$AZ$47,MATCH(AL$2,$AS$2:$BA$2,0)+1,FALSE)","v":6.5253419907672514E-2},{"$f":"P261*VLOOKUP($B261,$AR$36:$AZ$47,MATCH(AM$2,$AS$2:$BA$2,0)+1,FALSE)","v":8.5769883653262672E-6},{"$f":"Q261*VLOOKUP($B261,$AR$36:$AZ$47,MATCH(AN$2,$AS$2:$BA$2,0)+1,FALSE)","v":1.66507983835203E-3},{"$f":"R261*VLOOKUP($B261,$AR$36:$BA$47,MATCH(AO$2,$AS$2:$BA$2,0)+1,FALSE)","v":0},1.0251901859234249]
[2006,1,11,20,null,2013,1,11,20,0.42336233761370379,0.42519957005533499,8.4180874785592386E-3,8.7720197180733525E-2,9.3731399999999979E-2,7.1861999999999995E-2,1.71375666785885E-5,2.1787855487974887E-3,0,1.1124895154438077,null,null,0.40082018892323057,7.6830767116277898E-2,0.37614849139840828,7.3878789952363355E-2,6.6245031170209329E-2,4.7079278059094483E-3,8.5769883653262672E-6,1.5925556000974171E-3,0,1.0002323289548616,null,{"$f":"J262*VLOOKUP($B262,$AR$36:$AZ$47,MATCH(AG$2,$AS$2:$BA$2,0)+1,FALSE)","v":0.4061939513067383},{"$f":"K262*VLOOKUP($B262,$AR$36:$AZ$47,MATCH(AH$2,$AS$2:$BA$2,0)+1,FALSE)","v":0.35926961075484265},{"$f":"L262*VLOOKUP($B262,$AR$36:$AZ$47,MATCH(AI$2,$AS$2:$BA$2,0)+1,FALSE)","v":6.2228339095312677E-3},{"$f":"M262*VLOOKUP($B262,$AR$36:$AZ$47,MATCH(AJ$2,$AS$2:$BA$2,0)+1,FALSE)","v":7.540771657440011E-2},{"$f":"N262*VLOOKUP($B262,$AR$36:$AZ$47,MATCH(AK$2,$AS$2:$BA$2,0)+1,FALSE)","v":7.3310902063046093E-2},{"$f":"O262*VLOOKUP($B262,$AR$36:$AZ$47,MATCH(AL$2,$AS$2:$BA$2,0)+1,FALSE)","v":6.3685693001659105E-2},{"$f":"P262*VLOOKUP($B262,$AR$36:$AZ$47,MATCH(AM$2,$AS$2:$BA$2,0)+1,FALSE)","v":8.5769883653262672E-6},{"$f":"Q262*VLOOKUP($B262,$AR$36:$AZ$47,MATCH(AN$2,$AS$2:$BA$2,0)+1,FALSE)","v":1.66507983835203E-3},{"$f":"R262*VLOOKUP($B262,$AR$36:$BA$47,MATCH(AO$2,$AS$2:$BA$2,0)+1,FALSE)","v":0},0.98576436443693505]
[2006,1,11,21,null,2013,1,11,21,0.39738055107285603,0.42650971067447296,8.4180874785592386E-3,0.10455304425805093,9.1355299999999987E-2,7.0383000000000001E-2,1.71375666785885E-5,2.1787855487974887E-3,0,1.1007956165994153,null,null,0.37622181617102818,9.1574014341733789E-2,0.37730749402238645,7.2005955525417734E-2,6.4881634644914463E-2,4.7079278059094483E-3,8.5769883653262672E-6,1.5925556000974171E-3,0,0.9882999750998529,null,{"$f":"J263*VLOOKUP($B263,$AR$36:$AZ$47,MATCH(AG$2,$AS$2:$BA$2,0)+1,FALSE)","v":0.38126579025084195},{"$f":"K263*VLOOKUP($B263,$AR$36:$AZ$47,MATCH(AH$2,$AS$2:$BA$2,0)+1,FALSE)","v":0.36037660554839468},{"$f":"L263*VLOOKUP($B263,$AR$36:$AZ$47,MATCH(AI$2,$AS$2:$BA$2,0)+1,FALSE)","v":6.2228339095312677E-3},{"$f":"M263*VLOOKUP($B263,$AR$36:$AZ$47,MATCH(AJ$2,$AS$2:$BA$2,0)+1,FALSE)","v":8.9877891087703166E-2},{"$f":"N263*VLOOKUP($B263,$AR$36:$AZ$47,MATCH(AK$2,$AS$2:$BA$2,0)+1,FALSE)","v":7.1452463648683323E-2},{"$f":"O263*VLOOKUP($B263,$AR$36:$AZ$47,MATCH(AL$2,$AS$2:$BA$2,0)+1,FALSE)","v":6.2374970506467585E-2},{"$f":"P263*VLOOKUP($B263,$AR$36:$AZ$47,MATCH(AM$2,$AS$2:$BA$2,0)+1,FALSE)","v":8.5769883653262672E-6},{"$f":"Q263*VLOOKUP($B263,$AR$36:$AZ$47,MATCH(AN$2,$AS$2:$BA$2,0)+1,FALSE)","v":1.66507983835203E-3},{"$f":"R263*VLOOKUP($B263,$AR$36:$BA$47,MATCH(AO$2,$AS$2:$BA$2,0)+1,FALSE)","v":0},0.97324421177833931]
[2006,1,11,22,null,2013,1,11,22,0.36178174501269689,0.39440055421240694,8.4180874785592386E-3,9.3863447015736262E-2,8.8332500000000036E-2,6.8957000000000004E-2,1.71375666785885E-5,2.1787855487974887E-3,0,1.0179492568348756,null,null,0.34251848712456512,8.2211404786730766E-2,0.34890245409793452,6.9623394225063737E-2,6.3567095466367837E-2,4.7079278059094483E-3,8.5769883653262672E-6,1.5925556000974171E-3,0,0.9131318960950342,null,{"$f":"J264*VLOOKUP($B264,$AR$36:$AZ$47,MATCH(AG$2,$AS$2:$BA$2,0)+1,FALSE)","v":0.34711060352147272},{"$f":"K264*VLOOKUP($B264,$AR$36:$AZ$47,MATCH(AH$2,$AS$2:$BA$2,0)+1,FALSE)","v":0.33324618266887118},{"$f":"L264*VLOOKUP($B264,$AR$36:$AZ$47,MATCH(AI$2,$AS$2:$BA$2,0)+1,FALSE)","v":6.2228339095312677E-3},{"$f":"M264*VLOOKUP($B264,$AR$36:$AZ$47,MATCH(AJ$2,$AS$2:$BA$2,0)+1,FALSE)","v":8.0688694699074942E-2},{"$f":"N264*VLOOKUP($B264,$AR$36:$AZ$47,MATCH(AK$2,$AS$2:$BA$2,0)+1,FALSE)","v":6.9088216504650773E-2},{"$f":"O264*VLOOKUP($B264,$AR$36:$AZ$47,MATCH(AL$2,$AS$2:$BA$2,0)+1,FALSE)","v":6.1111217782909018E-2},{"$f":"P264*VLOOKUP($B264,$AR$36:$AZ$47,MATCH(AM$2,$AS$2:$BA$2,0)+1,FALSE)","v":8.5769883653262672E-6},{"$f":"Q264*VLOOKUP($B264,$AR$36:$AZ$47,MATCH(AN$2,$AS$2:$BA$2,0)+1,FALSE)","v":1.66507983835203E-3},{"$f":"R264*VLOOKUP($B264,$AR$36:$BA$47,MATCH(AO$2,$AS$2:$BA$2,0)+1,FALSE)","v":0},0.89914140591322733]
[2006,1,11,23,null,2013,1,11,23,0.32729804292503495,0.38384723936834764,8.4180874785592386E-3,0.10291375448644001,8.5775900000000044E-2,6.6862000000000005E-2,1.71375666785885E-5,2.1787855487974887E-3,0,0.97731094737385782,null,null,0.30987088775742277,9.0138223101784348E-2,0.33956657105052518,6.7608290274923113E-2,6.1635847514716215E-2,4.7079278059094483E-3,8.5769883653262672E-6,1.5925556000974171E-3,0,0.87512888009374379,null,{"$f":"J265*VLOOKUP($B265,$AR$36:$AZ$47,MATCH(AG$2,$AS$2:$BA$2,0)+1,FALSE)","v":0.3140253005499728},{"$f":"K265*VLOOKUP($B265,$AR$36:$AZ$47,MATCH(AH$2,$AS$2:$BA$2,0)+1,FALSE)","v":0.32432922794169433},{"$f":"L265*VLOOKUP($B265,$AR$36:$AZ$47,MATCH(AI$2,$AS$2:$BA$2,0)+1,FALSE)","v":6.2228339095312677E-3},{"$f":"M265*VLOOKUP($B265,$AR$36:$AZ$47,MATCH(AJ$2,$AS$2:$BA$2,0)+1,FALSE)","v":8.8468693406281412E-2},{"$f":"N265*VLOOKUP($B265,$AR$36:$AZ$47,MATCH(AK$2,$AS$2:$BA$2,0)+1,FALSE)","v":6.7088602157544225E-2},{"$f":"O265*VLOOKUP($B265,$AR$36:$AZ$47,MATCH(AL$2,$AS$2:$BA$2,0)+1,FALSE)","v":5.9254582470247584E-2},{"$f":"P265*VLOOKUP($B265,$AR$36:$AZ$47,MATCH(AM$2,$AS$2:$BA$2,0)+1,FALSE)","v":8.5769883653262672E-6},{"$f":"Q265*VLOOKUP($B265,$AR$36:$AZ$47,MATCH(AN$2,$AS$2:$BA$2,0)+1,FALSE)","v":1.66507983835203E-3},{"$f":"R265*VLOOKUP($B265,$AR$36:$BA$47,MATCH(AO$2,$AS$2:$BA$2,0)+1,FALSE)","v":0},0.86106289726198904]
[2006,1,11,24,null,2013,1,11,24,0.23131258133512053,0.37687559025124717,8.4180874785592386E-3,0.12223183884200227,8.3809700000000029E-2,6.5249000000000001E-2,1.71375666785885E-5,2.1787855487974887E-3,0,0.89009272102240522,null,null,0.21899622218086995,0.10705819464718351,0.33339917229794619,6.6058537718102897E-2,6.0148924867454129E-2,4.7079278059094483E-3,8.5769883653262672E-6,1.5925556000974171E-3,0,0.79197011210592883,null,{"$f":"J266*VLOOKUP($B266,$AR$36:$AZ$47,MATCH(AG$2,$AS$2:$BA$2,0)+1,FALSE)","v":0.22193228601549697},{"$f":"K266*VLOOKUP($B266,$AR$36:$AZ$47,MATCH(AH$2,$AS$2:$BA$2,0)+1,FALSE)","v":0.31843857837143708},{"$f":"L266*VLOOKUP($B266,$AR$36:$AZ$47,MATCH(AI$2,$AS$2:$BA$2,0)+1,FALSE)","v":6.2228339095312677E-3},{"$f":"M266*VLOOKUP($B266,$AR$36:$AZ$47,MATCH(AJ$2,$AS$2:$BA$2,0)+1,FALSE)","v":0.10507527520457839},{"$f":"N266*VLOOKUP($B266,$AR$36:$AZ$47,MATCH(AK$2,$AS$2:$BA$2,0)+1,FALSE)","v":6.5550762163301496E-2},{"$f":"O266*VLOOKUP($B266,$AR$36:$AZ$47,MATCH(AL$2,$AS$2:$BA$2,0)+1,FALSE)","v":5.7825106212814226E-2},{"$f":"P266*VLOOKUP($B266,$AR$36:$AZ$47,MATCH(AM$2,$AS$2:$BA$2,0)+1,FALSE)","v":8.5769883653262672E-6},{"$f":"Q266*VLOOKUP($B266,$AR$36:$AZ$47,MATCH(AN$2,$AS$2:$BA$2,0)+1,FALSE)","v":1.66507983835203E-3},{"$f":"R266*VLOOKUP($B266,$AR$36:$BA$47,MATCH(AO$2,$AS$2:$BA$2,0)+1,FALSE)","v":0},0.77671849870387677]
[2006,1,12,1,null,2013,1,12,1,0.25311494099780302,0.35337392416129548,8.4180874785592386E-3,0.10731744705636016,8.2751099999999994E-2,6.4099000000000003E-2,1.71375666785885E-5,2.1787855487974887E-3,0,0.87127042280949385,null,null,0.23963770382098301,9.3995249068040729E-2,0.3126086615174814,6.5224152580960232E-2,5.9088812626690718E-2,4.7079278059094483E-3,8.5769883653262672E-6,1.5925556000974171E-3,0,0.77686364000852826,null,{"$f":"J267*VLOOKUP($B267,$AR$36:$AZ$47,MATCH(AG$2,$AS$2:$BA$2,0)+1,FALSE)","v":0.24285050625471974},{"$f":"K267*VLOOKUP($B267,$AR$36:$AZ$47,MATCH(AH$2,$AS$2:$BA$2,0)+1,FALSE)","v":0.29858099848929276},{"$f":"L267*VLOOKUP($B267,$AR$36:$AZ$47,MATCH(AI$2,$AS$2:$BA$2,0)+1,FALSE)","v":6.2228339095312677E-3},{"$f":"M267*VLOOKUP($B267,$AR$36:$AZ$47,MATCH(AJ$2,$AS$2:$BA$2,0)+1,FALSE)","v":9.2254279985722734E-2},{"$f":"N267*VLOOKUP($B267,$AR$36:$AZ$47,MATCH(AK$2,$AS$2:$BA$2,0)+1,FALSE)","v":6.4722790737248515E-2},{"$f":"O267*VLOOKUP($B267,$AR$36:$AZ$47,MATCH(AL$2,$AS$2:$BA$2,0)+1,FALSE)","v":5.6805950790589574E-2},{"$f":"P267*VLOOKUP($B267,$AR$36:$AZ$47,MATCH(AM$2,$AS$2:$BA$2,0)+1,FALSE)","v":8.5769883653262672E-6},{"$f":"Q267*VLOOKUP($B267,$AR$36:$AZ$47,MATCH(AN$2,$AS$2:$BA$2,0)+1,FALSE)","v":1.66507983835203E-3},{"$f":"R267*VLOOKUP($B267,$AR$36:$BA$47,MATCH(AO$2,$AS$2:$BA$2,0)+1,FALSE)","v":0},0.763111016993822]
[2006,1,12,2,null,2013,1,12,2,0.23386394011266781,0.34272708396956753,8.4180874785592386E-3,0.10179750388680112,8.2484400000000013E-2,6.3536999999999996E-2,1.71375666785885E-5,2.1787855487974887E-3,0,0.83502393856307167,null,null,0.22141173252832214,8.9160541876472446E-2,0.30319004221888418,6.501394049322555E-2,5.8570740383813283E-2,4.7079278059094483E-3,8.5769883653262672E-6,1.5925556000974171E-3,0,0.74365605789508971,null,{"$f":"J268*VLOOKUP($B268,$AR$36:$AZ$47,MATCH(AG$2,$AS$2:$BA$2,0)+1,FALSE)","v":0.2243801809059458},{"$f":"K268*VLOOKUP($B268,$AR$36:$AZ$47,MATCH(AH$2,$AS$2:$BA$2,0)+1,FALSE)","v":0.28958502012799453},{"$f":"L268*VLOOKUP($B268,$AR$36:$AZ$47,MATCH(AI$2,$AS$2:$BA$2,0)+1,FALSE)","v":6.2228339095312677E-3},{"$f":"M268*VLOOKUP($B268,$AR$36:$AZ$47,MATCH(AJ$2,$AS$2:$BA$2,0)+1,FALSE)","v":8.7509120679031993E-2},{"$f":"N268*VLOOKUP($B268,$AR$36:$AZ$47,MATCH(AK$2,$AS$2:$BA$2,0)+1,FALSE)","v":6.4514194497565625E-2},{"$f":"O268*VLOOKUP($B268,$AR$36:$AZ$47,MATCH(AL$2,$AS$2:$BA$2,0)+1,FALSE)","v":5.630789396685891E-2},{"$f":"P268*VLOOKUP($B268,$AR$36:$AZ$47,MATCH(AM$2,$AS$2:$BA$2,0)+1,FALSE)","v":8.5769883653262672E-6},{"$f":"Q268*VLOOKUP($B268,$AR$36:$AZ$47,MATCH(AN$2,$AS$2:$BA$2,0)+1,FALSE)","v":1.66507983835203E-3},{"$f":"R268*VLOOKUP($B268,$AR$36:$BA$47,MATCH(AO$2,$AS$2:$BA$2,0)+1,FALSE)","v":0},0.73019290091364553]
[2006,1,12,3,null,2013,1,12,3,0.22813238118336565,0.33559785369746598,8.4180874785592386E-3,9.6382980384940781E-2,8.1563200000000002E-2,6.3271999999999995E-2,1.71375666785885E-5,2.1787855487974887E-3,0,0.81556242585980754,null,null,0.21598535344647826,8.4418167741586045E-2,0.29688324089419355,6.4287853597008088E-2,5.8326453650072142E-2,4.7079278059094483E-3,8.5769883653262672E-6,1.5925556000974171E-3,0,0.72621012972371024,null,{"$f":"J269*VLOOKUP($B269,$AR$36:$AZ$47,MATCH(AG$2,$AS$2:$BA$2,0)+1,FALSE)","v":0.21888105081855252},{"$f":"K269*VLOOKUP($B269,$AR$36:$AZ$47,MATCH(AH$2,$AS$2:$BA$2,0)+1,FALSE)","v":0.2835612233858994},{"$f":"L269*VLOOKUP($B269,$AR$36:$AZ$47,MATCH(AI$2,$AS$2:$BA$2,0)+1,FALSE)","v":6.2228339095312677E-3},{"$f":"M269*VLOOKUP($B269,$AR$36:$AZ$47,MATCH(AJ$2,$AS$2:$BA$2,0)+1,FALSE)","v":8.2854584246875071E-2},{"$f":"N269*VLOOKUP($B269,$AR$36:$AZ$47,MATCH(AK$2,$AS$2:$BA$2,0)+1,FALSE)","v":6.3793688850786859E-2},{"$f":"O269*VLOOKUP($B269,$AR$36:$AZ$47,MATCH(AL$2,$AS$2:$BA$2,0)+1,FALSE)","v":5.6073045108694097E-2},{"$f":"P269*VLOOKUP($B269,$AR$36:$AZ$47,MATCH(AM$2,$AS$2:$BA$2,0)+1,FALSE)","v":8.5769883653262672E-6},{"$f":"Q269*VLOOKUP($B269,$AR$36:$AZ$47,MATCH(AN$2,$AS$2:$BA$2,0)+1,FALSE)","v":1.66507983835203E-3},{"$f":"R269*VLOOKUP($B269,$AR$36:$BA$47,MATCH(AO$2,$AS$2:$BA$2,0)+1,FALSE)","v":0},0.71306008314705649]
[2006,1,12,4,null,2013,1,12,4,0.22406140645429498,0.334821914182791,8.4180874785592386E-3,9.684670321163763E-2,8.120330000000002E-2,6.2960000000000002E-2,1.71375666785885E-5,2.1787855487974887E-3,0,0.81050733444275891,null,null,0.21213113989218552,8.4824324837095552E-2,0.29619681386459096,6.4004181567102914E-2,5.803884058996938E-2,4.7079278059094483E-3,8.5769883653262672E-6,1.5925556000974171E-3,0,0.72150436114531646,null,{"$f":"J270*VLOOKUP($B270,$AR$36:$AZ$47,MATCH(AG$2,$AS$2:$BA$2,0)+1,FALSE)","v":0.21497516414901149},{"$f":"K270*VLOOKUP($B270,$AR$36:$AZ$47,MATCH(AH$2,$AS$2:$BA$2,0)+1,FALSE)","v":0.28290559834053469},{"$f":"L270*VLOOKUP($B270,$AR$36:$AZ$47,MATCH(AI$2,$AS$2:$BA$2,0)+1,FALSE)","v":6.2228339095312677E-3},{"$f":"M270*VLOOKUP($B270,$AR$36:$AZ$47,MATCH(AJ$2,$AS$2:$BA$2,0)+1,FALSE)","v":8.3253218547851268E-2},{"$f":"N270*VLOOKUP($B270,$AR$36:$AZ$47,MATCH(AK$2,$AS$2:$BA$2,0)+1,FALSE)","v":6.3512197337244017E-2},{"$f":"O270*VLOOKUP($B270,$AR$36:$AZ$47,MATCH(AL$2,$AS$2:$BA$2,0)+1,FALSE)","v":5.5796543811534025E-2},{"$f":"P270*VLOOKUP($B270,$AR$36:$AZ$47,MATCH(AM$2,$AS$2:$BA$2,0)+1,FALSE)","v":8.5769883653262672E-6},{"$f":"Q270*VLOOKUP($B270,$AR$36:$AZ$47,MATCH(AN$2,$AS$2:$BA$2,0)+1,FALSE)","v":1.66507983835203E-3},{"$f":"R270*VLOOKUP($B270,$AR$36:$BA$47,MATCH(AO$2,$AS$2:$BA$2,0)+1,FALSE)","v":0},0.70833921292242408]
[2006,1,12,5,null,2013,1,12,5,0.22744257428479145,0.33341842491770934,8.4180874785592386E-3,9.2879290407867757E-2,8.1576200000000001E-2,6.3160999999999995E-2,1.71375666785885E-5,2.1787855487974887E-3,0,0.80909150020440379,null,null,0.21533227567634525,8.134941963878016E-2,0.2949552313068155,6.4298100155465346E-2,5.82241297729202E-2,4.7079278059094483E-3,8.5769883653262672E-6,1.5925556000974171E-3,0,0.72046821694469865,null,{"$f":"J271*VLOOKUP($B271,$AR$36:$AZ$47,MATCH(AG$2,$AS$2:$BA$2,0)+1,FALSE)","v":0.21821921728997312},{"$f":"K271*VLOOKUP($B271,$AR$36:$AZ$47,MATCH(AH$2,$AS$2:$BA$2,0)+1,FALSE)","v":0.28171972921583438},{"$f":"L271*VLOOKUP($B271,$AR$36:$AZ$47,MATCH(AI$2,$AS$2:$BA$2,0)+1,FALSE)","v":6.2228339095312677E-3},{"$f":"M271*VLOOKUP($B271,$AR$36:$AZ$47,MATCH(AJ$2,$AS$2:$BA$2,0)+1,FALSE)","v":7.9842675139884176E-2},{"$f":"N271*VLOOKUP($B271,$AR$36:$AZ$47,MATCH(AK$2,$AS$2:$BA$2,0)+1,FALSE)","v":6.3803856646496931E-2},{"$f":"O271*VLOOKUP($B271,$AR$36:$AZ$47,MATCH(AL$2,$AS$2:$BA$2,0)+1,FALSE)","v":5.5974674454896761E-2},{"$f":"P271*VLOOKUP($B271,$AR$36:$AZ$47,MATCH(AM$2,$AS$2:$BA$2,0)+1,FALSE)","v":8.5769883653262672E-6},{"$f":"Q271*VLOOKUP($B271,$AR$36:$AZ$47,MATCH(AN$2,$AS$2:$BA$2,0)+1,FALSE)","v":1.66507983835203E-3},{"$f":"R271*VLOOKUP($B271,$AR$36:$BA$47,MATCH(AO$2,$AS$2:$BA$2,0)+1,FALSE)","v":0},0.70745664348333404]
[2006,1,12,6,null,2013,1,12,6,0.23141302145677137,0.34285455642035201,8.4180874785592386E-3,9.408580009289276E-2,8.2166900000000029E-2,6.3029000000000002E-2,1.71375666785885E-5,2.1787855487974887E-3,0,0.82416328856405141,null,null,0.21909131431580686,8.2406155346324256E-2,0.30330280943088112,6.4763688007827128E-2,5.8102447324415184E-2,4.7079278059094483E-3,8.5769883653262672E-6,1.5925556000974171E-3,0,0.73397547481962677,null,{"$f":"J272*VLOOKUP($B272,$AR$36:$AZ$47,MATCH(AG$2,$AS$2:$BA$2,0)+1,FALSE)","v":0.22202865304264691},{"$f":"K272*VLOOKUP($B272,$AR$36:$AZ$47,MATCH(AH$2,$AS$2:$BA$2,0)+1,FALSE)","v":0.28969272714606453},{"$f":"L272*VLOOKUP($B272,$AR$36:$AZ$47,MATCH(AI$2,$AS$2:$BA$2,0)+1,FALSE)","v":6.2228339095312677E-3},{"$f":"M272*VLOOKUP($B272,$AR$36:$AZ$47,MATCH(AJ$2,$AS$2:$BA$2,0)+1,FALSE)","v":8.0879838111430902E-2},{"$f":"N272*VLOOKUP($B272,$AR$36:$AZ$47,MATCH(AK$2,$AS$2:$BA$2,0)+1,FALSE)","v":6.4265865640800265E-2},{"$f":"O272*VLOOKUP($B272,$AR$36:$AZ$47,MATCH(AL$2,$AS$2:$BA$2,0)+1,FALSE)","v":5.5857693136867503E-2},{"$f":"P272*VLOOKUP($B272,$AR$36:$AZ$47,MATCH(AM$2,$AS$2:$BA$2,0)+1,FALSE)","v":8.5769883653262672E-6},{"$f":"Q272*VLOOKUP($B272,$AR$36:$AZ$47,MATCH(AN$2,$AS$2:$BA$2,0)+1,FALSE)","v":1.66507983835203E-3},{"$f":"R272*VLOOKUP($B272,$AR$36:$BA$47,MATCH(AO$2,$AS$2:$BA$2,0)+1,FALSE)","v":0},0.72062126781405889]
[2006,1,12,7,null,2013,1,12,7,0.26322375655928437,0.35125188471557706,8.4180874785592386E-3,8.4611910596121762E-2,8.3790599999999979E-2,6.4517000000000005E-2,1.71375666785885E-5,2.1787855487974887E-3,0,0.85800916246501835,null,null,0.24920827022039696,7.4108337728426399E-2,0.31073142082297406,6.604348315913873E-2,5.947414038028994E-2,4.7079278059094483E-3,8.5769883653262672E-6,1.5925556000974171E-3,0,0.76587471270559826,null,{"$f":"J273*VLOOKUP($B273,$AR$36:$AZ$47,MATCH(AG$2,$AS$2:$BA$2,0)+1,FALSE)","v":0.25254938442865832},{"$f":"K273*VLOOKUP($B273,$AR$36:$AZ$47,MATCH(AH$2,$AS$2:$BA$2,0)+1,FALSE)","v":0.29678799506370024},{"$f":"L273*VLOOKUP($B273,$AR$36:$AZ$47,MATCH(AI$2,$AS$2:$BA$2,0)+1,FALSE)","v":6.2228339095312677E-3},{"$f":"M273*VLOOKUP($B273,$AR$36:$AZ$47,MATCH(AJ$2,$AS$2:$BA$2,0)+1,FALSE)","v":7.2735711707362552E-2},{"$f":"N273*VLOOKUP($B273,$AR$36:$AZ$47,MATCH(AK$2,$AS$2:$BA$2,0)+1,FALSE)","v":6.5535823324988959E-2},{"$f":"O273*VLOOKUP($B273,$AR$36:$AZ$47,MATCH(AL$2,$AS$2:$BA$2,0)+1,FALSE)","v":5.717639163101558E-2},{"$f":"P273*VLOOKUP($B273,$AR$36:$AZ$47,MATCH(AM$2,$AS$2:$BA$2,0)+1,FALSE)","v":8.5769883653262672E-6},{"$f":"Q273*VLOOKUP($B273,$AR$36:$AZ$47,MATCH(AN$2,$AS$2:$BA$2,0)+1,FALSE)","v":1.66507983835203E-3},{"$f":"R273*VLOOKUP($B273,$AR$36:$BA$47,MATCH(AO$2,$AS$2:$BA$2,0)+1,FALSE)","v":0},0.75268179689197445]
[2006,1,12,8,null,2013,1,12,8,0.28592711076019334,0.36796915531064806,5.0508524871355426E-3,8.6256912701857591E-2,8.4922599999999987E-2,6.5725000000000006E-2,1.0282540007153098E-5,2.0452077690992655E-3,0,0.89790712156894081,null,null,0.27070277247416757,7.5549132183449982E-2,0.32552018487044609,6.6935721941724674E-2,6.0587719151457081E-2,2.8247566835456687E-3,5.1461930191957596E-6,1.4949186200722861E-3,0,0.80362035211788263,null,{"$f":"J274*VLOOKUP($B274,$AR$36:$AZ$47,MATCH(AG$2,$AS$2:$BA$2,0)+1,FALSE)","v":0.27433206165678298},{"$f":"K274*VLOOKUP($B274,$AR$36:$AZ$47,MATCH(AH$2,$AS$2:$BA$2,0)+1,FALSE)","v":0.31091314410557941},{"$f":"L274*VLOOKUP($B274,$AR$36:$AZ$47,MATCH(AI$2,$AS$2:$BA$2,0)+1,FALSE)","v":3.7337003457187604E-3},{"$f":"M274*VLOOKUP($B274,$AR$36:$AZ$47,MATCH(AJ$2,$AS$2:$BA$2,0)+1,FALSE)","v":7.4149819934890157E-2},{"$f":"N274*VLOOKUP($B274,$AR$36:$AZ$47,MATCH(AK$2,$AS$2:$BA$2,0)+1,FALSE)","v":6.642120368989729E-2},{"$f":"O274*VLOOKUP($B274,$AR$36:$AZ$47,MATCH(AL$2,$AS$2:$BA$2,0)+1,FALSE)","v":5.8246947935404601E-2},{"$f":"P274*VLOOKUP($B274,$AR$36:$AZ$47,MATCH(AM$2,$AS$2:$BA$2,0)+1,FALSE)","v":5.1461930191957596E-6},{"$f":"Q274*VLOOKUP($B274,$AR$36:$AZ$47,MATCH(AN$2,$AS$2:$BA$2,0)+1,FALSE)","v":1.5629965158561116E-3},{"$f":"R274*VLOOKUP($B274,$AR$36:$BA$47,MATCH(AO$2,$AS$2:$BA$2,0)+1,FALSE)","v":0},0.7893650203771484]
[2006,1,12,9,null,2013,1,12,9,0.30445854018382607,0.39120871944392743,0,9.8870307185741205E-2,8.5907299999999978E-2,6.5844E-2,0,1.844841099551928E-3,0,0.94813370791304674,null,null,0.28824748626345942,8.6596722194452094E-2,0.34607882981063737,6.7711859335021815E-2,6.0697417722457812E-2,0,0,1.3484631500345877E-3,0,0.85068077847606305,null,{"$f":"J275*VLOOKUP($B275,$AR$36:$AZ$47,MATCH(AG$2,$AS$2:$BA$2,0)+1,FALSE)","v":0.29211199594044057},{"$f":"K275*VLOOKUP($B275,$AR$36:$AZ$47,MATCH(AH$2,$AS$2:$BA$2,0)+1,FALSE)","v":0.33054926264443146},{"$f":"L275*VLOOKUP($B275,$AR$36:$AZ$47,MATCH(AI$2,$AS$2:$BA$2,0)+1,FALSE)","v":0},{"$f":"M275*VLOOKUP($B275,$AR$36:$AZ$47,MATCH(AJ$2,$AS$2:$BA$2,0)+1,FALSE)","v":8.4992787767282377E-2},{"$f":"N275*VLOOKUP($B275,$AR$36:$AZ$47,MATCH(AK$2,$AS$2:$BA$2,0)+1,FALSE)","v":6.7191375108029111E-2},{"$f":"O275*VLOOKUP($B275,$AR$36:$AZ$47,MATCH(AL$2,$AS$2:$BA$2,0)+1,FALSE)","v":5.8352408366052197E-2},{"$f":"P275*VLOOKUP($B275,$AR$36:$AZ$47,MATCH(AM$2,$AS$2:$BA$2,0)+1,FALSE)","v":0},{"$f":"Q275*VLOOKUP($B275,$AR$36:$AZ$47,MATCH(AN$2,$AS$2:$BA$2,0)+1,FALSE)","v":1.4098715321122319E-3},{"$f":"R275*VLOOKUP($B275,$AR$36:$BA$47,MATCH(AO$2,$AS$2:$BA$2,0)+1,FALSE)","v":0},0.83460770135834794]
[2006,1,12,10,null,2013,1,12,10,0.33510308080369972,0.39734862737332322,0,9.7789455933038769E-2,8.7524999999999992E-2,6.6711000000000006E-2,0,1.844841099551928E-3,0,0.98632200520961366,null,null,0.31726034231947198,8.5650045903784139E-2,0.3515104371489674,6.8986925305507041E-2,6.1496650168320323E-2,0,0,1.3484631500345877E-3,0,0.88625286399608549,null,{"$f":"J276*VLOOKUP($B276,$AR$36:$AZ$47,MATCH(AG$2,$AS$2:$BA$2,0)+1,FALSE)","v":0.32151382490455627},{"$f":"K276*VLOOKUP($B276,$AR$36:$AZ$47,MATCH(AH$2,$AS$2:$BA$2,0)+1,FALSE)","v":0.3357371379086927},{"$f":"L276*VLOOKUP($B276,$AR$36:$AZ$47,MATCH(AI$2,$AS$2:$BA$2,0)+1,FALSE)","v":0},{"$f":"M276*VLOOKUP($B276,$AR$36:$AZ$47,MATCH(AJ$2,$AS$2:$BA$2,0)+1,FALSE)","v":8.4063645704879772E-2},{"$f":"N276*VLOOKUP($B276,$AR$36:$AZ$47,MATCH(AK$2,$AS$2:$BA$2,0)+1,FALSE)","v":6.8456639963428587E-2},{"$f":"O276*VLOOKUP($B276,$AR$36:$AZ$47,MATCH(AL$2,$AS$2:$BA$2,0)+1,FALSE)","v":5.9120762932198957E-2},{"$f":"P276*VLOOKUP($B276,$AR$36:$AZ$47,MATCH(AM$2,$AS$2:$BA$2,0)+1,FALSE)","v":0},{"$f":"Q276*VLOOKUP($B276,$AR$36:$AZ$47,MATCH(AN$2,$AS$2:$BA$2,0)+1,FALSE)","v":1.4098715321122319E-3},{"$f":"R276*VLOOKUP($B276,$AR$36:$BA$47,MATCH(AO$2,$AS$2:$BA$2,0)+1,FALSE)","v":0},0.87030188294586852]
[2006,1,12,11,null,2013,1,12,11,0.36849625482244053,0.39579570790734186,0,9.1764126370077442E-2,8.9495799999999959E-2,6.6766000000000006E-2,0,1.844841099551928E-3,0,1.0141627301994118,null,null,0.3488754793540535,8.0372690091451537E-2,0.35013666267803817,7.0540303567627485E-2,6.1547351188530747E-2,0,0,1.3484631500345877E-3,0,0.91282095002973607,null,{"$f":"J277*VLOOKUP($B277,$AR$36:$AZ$47,MATCH(AG$2,$AS$2:$BA$2,0)+1,FALSE)","v":0.35355282340829752},{"$f":"K277*VLOOKUP($B277,$AR$36:$AZ$47,MATCH(AH$2,$AS$2:$BA$2,0)+1,FALSE)","v":0.33442500870779973},{"$f":"L277*VLOOKUP($B277,$AR$36:$AZ$47,MATCH(AI$2,$AS$2:$BA$2,0)+1,FALSE)","v":0},{"$f":"M277*VLOOKUP($B277,$AR$36:$AZ$47,MATCH(AJ$2,$AS$2:$BA$2,0)+1,FALSE)","v":7.8884036463748988E-2},{"$f":"N277*VLOOKUP($B277,$AR$36:$AZ$47,MATCH(AK$2,$AS$2:$BA$2,0)+1,FALSE)","v":6.9998077793076388E-2},{"$f":"O277*VLOOKUP($B277,$AR$36:$AZ$47,MATCH(AL$2,$AS$2:$BA$2,0)+1,FALSE)","v":5.9169505148044484E-2},{"$f":"P277*VLOOKUP($B277,$AR$36:$AZ$47,MATCH(AM$2,$AS$2:$BA$2,0)+1,FALSE)","v":0},{"$f":"Q277*VLOOKUP($B277,$AR$36:$AZ$47,MATCH(AN$2,$AS$2:$BA$2,0)+1,FALSE)","v":1.4098715321122319E-3},{"$f":"R277*VLOOKUP($B277,$AR$36:$BA$47,MATCH(AO$2,$AS$2:$BA$2,0)+1,FALSE)","v":0},0.89743932305307939]
[2006,1,12,12,null,2013,1,12,12,0.33839408695737505,0.41387309953878937,0,0.11531261663380583,9.0574500000000002E-2,6.7673999999999998E-2,0,1.844841099551928E-3,0,1.0276731442295222,null,null,0.32037611713236352,0.10099791244092693,0.36612864401918177,7.1390531460538684E-2,6.2384378940368294E-2,0,0,1.3484631500345877E-3,0,0.92262604714341367,null,{"$f":"J278*VLOOKUP($B278,$AR$36:$AZ$47,MATCH(AG$2,$AS$2:$BA$2,0)+1,FALSE)","v":0.32467137264692519},{"$f":"K278*VLOOKUP($B278,$AR$36:$AZ$47,MATCH(AH$2,$AS$2:$BA$2,0)+1,FALSE)","v":0.34969938317164923},{"$f":"L278*VLOOKUP($B278,$AR$36:$AZ$47,MATCH(AI$2,$AS$2:$BA$2,0)+1,FALSE)","v":0},{"$f":"M278*VLOOKUP($B278,$AR$36:$AZ$47,MATCH(AJ$2,$AS$2:$BA$2,0)+1,FALSE)","v":9.9127240841226899E-2},{"$f":"N278*VLOOKUP($B278,$AR$36:$AZ$47,MATCH(AK$2,$AS$2:$BA$2,0)+1,FALSE)","v":7.0841770195573417E-2},{"$f":"O278*VLOOKUP($B278,$AR$36:$AZ$47,MATCH(AL$2,$AS$2:$BA$2,0)+1,FALSE)","v":5.9974194820548811E-2},{"$f":"P278*VLOOKUP($B278,$AR$36:$AZ$47,MATCH(AM$2,$AS$2:$BA$2,0)+1,FALSE)","v":0},{"$f":"Q278*VLOOKUP($B278,$AR$36:$AZ$47,MATCH(AN$2,$AS$2:$BA$2,0)+1,FALSE)","v":1.4098715321122319E-3},{"$f":"R278*VLOOKUP($B278,$AR$36:$BA$47,MATCH(AO$2,$AS$2:$BA$2,0)+1,FALSE)","v":0},0.90572383320803573]
[2006,1,12,13,null,2013,1,12,13,0.3448258610290309,0.40568223964557326,0,0.10992346234461327,9.0364999999999987E-2,6.7866999999999997E-2,0,1.844841099551928E-3,0,1.0205084041187693,null,null,0.32646542803574602,9.6277758229536436E-2,0.35888268280692553,7.1225404230015929E-2,6.2562293429470325E-2,0,0,1.3484631500345877E-3,0,0.91676202988172872,null,{"$f":"J279*VLOOKUP($B279,$AR$36:$AZ$47,MATCH(AG$2,$AS$2:$BA$2,0)+1,FALSE)","v":0.3308423224267375},{"$f":"K279*VLOOKUP($B279,$AR$36:$AZ$47,MATCH(AH$2,$AS$2:$BA$2,0)+1,FALSE)","v":0.34277856938719448},{"$f":"L279*VLOOKUP($B279,$AR$36:$AZ$47,MATCH(AI$2,$AS$2:$BA$2,0)+1,FALSE)","v":0},{"$f":"M279*VLOOKUP($B279,$AR$36:$AZ$47,MATCH(AJ$2,$AS$2:$BA$2,0)+1,FALSE)","v":9.449451277772454E-2},{"$f":"N279*VLOOKUP($B279,$AR$36:$AZ$47,MATCH(AK$2,$AS$2:$BA$2,0)+1,FALSE)","v":7.0677912257014849E-2},{"$f":"O279*VLOOKUP($B279,$AR$36:$AZ$47,MATCH(AL$2,$AS$2:$BA$2,0)+1,FALSE)","v":6.0145235687061295E-2},{"$f":"P279*VLOOKUP($B279,$AR$36:$AZ$47,MATCH(AM$2,$AS$2:$BA$2,0)+1,FALSE)","v":0},{"$f":"Q279*VLOOKUP($B279,$AR$36:$AZ$47,MATCH(AN$2,$AS$2:$BA$2,0)+1,FALSE)","v":1.4098715321122319E-3},{"$f":"R279*VLOOKUP($B279,$AR$36:$BA$47,MATCH(AO$2,$AS$2:$BA$2,0)+1,FALSE)","v":0},0.90034842406784488]
[2006,1,12,14,null,2013,1,12,14,0.30978747018097746,0.41542553469659482,0,0.12409881597995692,9.0443000000000009E-2,6.7851999999999996E-2,0,1.844841099551928E-3,0,1.0094516619570812,null,null,0.29329267460084485,0.10869340854669256,0.36750199005179035,7.1286883580759491E-2,6.2548465878503851E-2,0,0,1.3484631500345877E-3,0,0.90467188580862568,null,{"$f":"J280*VLOOKUP($B280,$AR$36:$AZ$47,MATCH(AG$2,$AS$2:$BA$2,0)+1,FALSE)","v":0.29722482469129419},{"$f":"K280*VLOOKUP($B280,$AR$36:$AZ$47,MATCH(AH$2,$AS$2:$BA$2,0)+1,FALSE)","v":0.35101110315949946},{"$f":"L280*VLOOKUP($B280,$AR$36:$AZ$47,MATCH(AI$2,$AS$2:$BA$2,0)+1,FALSE)","v":0},{"$f":"M280*VLOOKUP($B280,$AR$36:$AZ$47,MATCH(AJ$2,$AS$2:$BA$2,0)+1,FALSE)","v":0.10668020186222948},{"$f":"N280*VLOOKUP($B280,$AR$36:$AZ$47,MATCH(AK$2,$AS$2:$BA$2,0)+1,FALSE)","v":7.0738919031275327E-2},{"$f":"O280*VLOOKUP($B280,$AR$36:$AZ$47,MATCH(AL$2,$AS$2:$BA$2,0)+1,FALSE)","v":6.0131942355467059E-2},{"$f":"P280*VLOOKUP($B280,$AR$36:$AZ$47,MATCH(AM$2,$AS$2:$BA$2,0)+1,FALSE)","v":0},{"$f":"Q280*VLOOKUP($B280,$AR$36:$AZ$47,MATCH(AN$2,$AS$2:$BA$2,0)+1,FALSE)","v":1.4098715321122319E-3},{"$f":"R280*VLOOKUP($B280,$AR$36:$BA$47,MATCH(AO$2,$AS$2:$BA$2,0)+1,FALSE)","v":0},0.88719686263187769]
[2006,1,12,15,null,2013,1,12,15,0.32232244127257775,0.40302725555175056,0,0.11084959291319885,9.0557100000000001E-2,6.8262000000000003E-2,0,1.844841099551928E-3,0,0.99686323083707906,null,null,0.30516021461255666,9.7088920588048466E-2,0.35653397802942965,7.1376816836142054E-2,6.2926418938254292E-2,0,0,1.3484631500345877E-3,0,0.89443481215446574,null,{"$f":"J281*VLOOKUP($B281,$AR$36:$AZ$47,MATCH(AG$2,$AS$2:$BA$2,0)+1,FALSE)","v":0.30925147180854134},{"$f":"K281*VLOOKUP($B281,$AR$36:$AZ$47,MATCH(AH$2,$AS$2:$BA$2,0)+1,FALSE)","v":0.34053525784804156},{"$f":"L281*VLOOKUP($B281,$AR$36:$AZ$47,MATCH(AI$2,$AS$2:$BA$2,0)+1,FALSE)","v":0},{"$f":"M281*VLOOKUP($B281,$AR$36:$AZ$47,MATCH(AJ$2,$AS$2:$BA$2,0)+1,FALSE)","v":9.5290650881277819E-2},{"$f":"N281*VLOOKUP($B281,$AR$36:$AZ$47,MATCH(AK$2,$AS$2:$BA$2,0)+1,FALSE)","v":7.0828160992084555E-2},{"$f":"O281*VLOOKUP($B281,$AR$36:$AZ$47,MATCH(AL$2,$AS$2:$BA$2,0)+1,FALSE)","v":6.0495293419042813E-2},{"$f":"P281*VLOOKUP($B281,$AR$36:$AZ$47,MATCH(AM$2,$AS$2:$BA$2,0)+1,FALSE)","v":0},{"$f":"Q281*VLOOKUP($B281,$AR$36:$AZ$47,MATCH(AN$2,$AS$2:$BA$2,0)+1,FALSE)","v":1.4098715321122319E-3},{"$f":"R281*VLOOKUP($B281,$AR$36:$BA$47,MATCH(AO$2,$AS$2:$BA$2,0)+1,FALSE)","v":0},0.87781070648110038]
[2006,1,12,16,null,2013,1,12,16,0.32992320826875265,0.40305294607313213,0,0.11163043774917687,9.0355699999999969E-2,6.8212999999999996E-2,0,1.844841099551928E-3,0,1.0050201331906137,null,null,0.31235627480189754,9.7772832727727882E-2,0.35655670488886571,7.1218073999734954E-2,6.2881248938430445E-2,0,0,1.3484631500345877E-3,0,0.90213359850669106,null,{"$f":"J282*VLOOKUP($B282,$AR$36:$AZ$47,MATCH(AG$2,$AS$2:$BA$2,0)+1,FALSE)","v":0.31654400896841312},{"$f":"K282*VLOOKUP($B282,$AR$36:$AZ$47,MATCH(AH$2,$AS$2:$BA$2,0)+1,FALSE)","v":0.34055696488696369},{"$f":"L282*VLOOKUP($B282,$AR$36:$AZ$47,MATCH(AI$2,$AS$2:$BA$2,0)+1,FALSE)","v":0},{"$f":"M282*VLOOKUP($B282,$AR$36:$AZ$47,MATCH(AJ$2,$AS$2:$BA$2,0)+1,FALSE)","v":9.5961895679767026E-2},{"$f":"N282*VLOOKUP($B282,$AR$36:$AZ$47,MATCH(AK$2,$AS$2:$BA$2,0)+1,FALSE)","v":7.0670638372391473E-2},{"$f":"O282*VLOOKUP($B282,$AR$36:$AZ$47,MATCH(AL$2,$AS$2:$BA$2,0)+1,FALSE)","v":6.0451868535834972E-2},{"$f":"P282*VLOOKUP($B282,$AR$36:$AZ$47,MATCH(AM$2,$AS$2:$BA$2,0)+1,FALSE)","v":0},{"$f":"Q282*VLOOKUP($B282,$AR$36:$AZ$47,MATCH(AN$2,$AS$2:$BA$2,0)+1,FALSE)","v":1.4098715321122319E-3},{"$f":"R282*VLOOKUP($B282,$AR$36:$BA$47,MATCH(AO$2,$AS$2:$BA$2,0)+1,FALSE)","v":0},0.8855952479754825]
[2006,1,12,17,null,2013,1,12,17,0.36093784162948495,0.41252323410390812,1.6836174957118478E-3,0.12011756907929996,8.8621200000000011E-2,6.8378999999999995E-2,3.4275133357176999E-6,1.9116299894010405E-3,0,1.0541775198111418,null,null,0.34171951781756787,0.10520638659179936,0.3649344992394602,6.9850946642495318E-2,6.3034273835792826E-2,9.4158556118188969E-4,1.7153976730652534E-6,1.3972816400471537E-3,0,0.94708620672601773,null,{"$f":"J283*VLOOKUP($B283,$AR$36:$AZ$47,MATCH(AG$2,$AS$2:$BA$2,0)+1,FALSE)","v":0.34630092250052952},{"$f":"K283*VLOOKUP($B283,$AR$36:$AZ$47,MATCH(AH$2,$AS$2:$BA$2,0)+1,FALSE)","v":0.34855882315344866},{"$f":"L283*VLOOKUP($B283,$AR$36:$AZ$47,MATCH(AI$2,$AS$2:$BA$2,0)+1,FALSE)","v":1.2445667819062536E-3},{"$f":"M283*VLOOKUP($B283,$AR$36:$AZ$47,MATCH(AJ$2,$AS$2:$BA$2,0)+1,FALSE)","v":0.10325776612284213},{"$f":"N283*VLOOKUP($B283,$AR$36:$AZ$47,MATCH(AK$2,$AS$2:$BA$2,0)+1,FALSE)","v":6.931401978322764E-2},{"$f":"O283*VLOOKUP($B283,$AR$36:$AZ$47,MATCH(AL$2,$AS$2:$BA$2,0)+1,FALSE)","v":6.0598981405477835E-2},{"$f":"P283*VLOOKUP($B283,$AR$36:$AZ$47,MATCH(AM$2,$AS$2:$BA$2,0)+1,FALSE)","v":1.7153976730652534E-6},{"$f":"Q283*VLOOKUP($B283,$AR$36:$AZ$47,MATCH(AN$2,$AS$2:$BA$2,0)+1,FALSE)","v":1.4609131933601919E-3},{"$f":"R283*VLOOKUP($B283,$AR$36:$BA$47,MATCH(AO$2,$AS$2:$BA$2,0)+1,FALSE)","v":0},0.93073770833846514]
[2006,1,12,18,null,2013,1,12,18,0.42944111958365777,0.42169936315354545,8.4180874785592386E-3,0.12504122736470452,8.696920000000001E-2,6.8585999999999994E-2,1.71375666785885E-5,2.1787855487974887E-3,0,1.1423509206959432,null,null,0.40657530297365246,0.1095188306496558,0.37305206882789838,6.8548845521619023E-2,6.3225094039130236E-2,4.7079278059094483E-3,8.5769883653262672E-6,1.5925556000974171E-3,0,1.0272292024063281,null,{"$f":"J284*VLOOKUP($B284,$AR$36:$AZ$47,MATCH(AG$2,$AS$2:$BA$2,0)+1,FALSE)","v":0.41202622368463876},{"$f":"K284*VLOOKUP($B284,$AR$36:$AZ$47,MATCH(AH$2,$AS$2:$BA$2,0)+1,FALSE)","v":0.35631213370235248},{"$f":"L284*VLOOKUP($B284,$AR$36:$AZ$47,MATCH(AI$2,$AS$2:$BA$2,0)+1,FALSE)","v":6.2228339095312677E-3},{"$f":"M284*VLOOKUP($B284,$AR$36:$AZ$47,MATCH(AJ$2,$AS$2:$BA$2,0)+1,FALSE)","v":0.10749033559290404},{"$f":"N284*VLOOKUP($B284,$AR$36:$AZ$47,MATCH(AK$2,$AS$2:$BA$2,0)+1,FALSE)","v":6.8021927589916195E-2},{"$f":"O284*VLOOKUP($B284,$AR$36:$AZ$47,MATCH(AL$2,$AS$2:$BA$2,0)+1,FALSE)","v":6.0782429381478272E-2},{"$f":"P284*VLOOKUP($B284,$AR$36:$AZ$47,MATCH(AM$2,$AS$2:$BA$2,0)+1,FALSE)","v":8.5769883653262672E-6},{"$f":"Q284*VLOOKUP($B284,$AR$36:$AZ$47,MATCH(AN$2,$AS$2:$BA$2,0)+1,FALSE)","v":1.66507983835203E-3},{"$f":"R284*VLOOKUP($B284,$AR$36:$BA$47,MATCH(AO$2,$AS$2:$BA$2,0)+1,FALSE)","v":0},1.0125295406875383]
[2006,1,12,19,null,2013,1,12,19,0.44549726449215582,0.40172294511344508,8.4180874785592386E-3,0.109514341573687,8.4862599999999941E-2,6.7766000000000007E-2,1.71375666785885E-5,2.1787855487974887E-3,0,1.1199771617733234,null,null,0.42177653006408661,9.591942498720793E-2,0.35538013301585175,6.6888430133460366E-2,6.2469187919629375E-2,4.7079278059094483E-3,8.5769883653262672E-6,1.5925556000974171E-3,0,1.0087427665146083,null,{"$f":"J285*VLOOKUP($B285,$AR$36:$AZ$47,MATCH(AG$2,$AS$2:$BA$2,0)+1,FALSE)","v":0.42743125234140911},{"$f":"K285*VLOOKUP($B285,$AR$36:$AZ$47,MATCH(AH$2,$AS$2:$BA$2,0)+1,FALSE)","v":0.33943318922785809},{"$f":"L285*VLOOKUP($B285,$AR$36:$AZ$47,MATCH(AI$2,$AS$2:$BA$2,0)+1,FALSE)","v":6.2228339095312677E-3},{"$f":"M285*VLOOKUP($B285,$AR$36:$AZ$47,MATCH(AJ$2,$AS$2:$BA$2,0)+1,FALSE)","v":9.4142816542077179E-2},{"$f":"N285*VLOOKUP($B285,$AR$36:$AZ$47,MATCH(AK$2,$AS$2:$BA$2,0)+1,FALSE)","v":6.6374275402004593E-2},{"$f":"O285*VLOOKUP($B285,$AR$36:$AZ$47,MATCH(AL$2,$AS$2:$BA$2,0)+1,FALSE)","v":6.0055727254326792E-2},{"$f":"P285*VLOOKUP($B285,$AR$36:$AZ$47,MATCH(AM$2,$AS$2:$BA$2,0)+1,FALSE)","v":8.5769883653262672E-6},{"$f":"Q285*VLOOKUP($B285,$AR$36:$AZ$47,MATCH(AN$2,$AS$2:$BA$2,0)+1,FALSE)","v":1.66507983835203E-3},{"$f":"R285*VLOOKUP($B285,$AR$36:$BA$47,MATCH(AO$2,$AS$2:$BA$2,0)+1,FALSE)","v":0},0.99533375150392434]
[2006,1,12,20,null,2013,1,12,20,0.42627998446695581,0.39417208114116226,8.4180874785592386E-3,0.11217349271732406,8.3796399999999979E-2,6.7338999999999996E-2,1.71375666785885E-5,2.1787855487974887E-3,0,1.0943749689194775,null,null,0.40358248414656905,9.8248473813019682E-2,0.34870033771041636,6.6048054700604278E-2,6.2075563635450248E-2,4.7079278059094483E-3,8.5769883653262672E-6,1.5925556000974171E-3,0,0.98496397440043182,null,{"$f":"J286*VLOOKUP($B286,$AR$36:$AZ$47,MATCH(AG$2,$AS$2:$BA$2,0)+1,FALSE)","v":0.40899328038858379},{"$f":"K286*VLOOKUP($B286,$AR$36:$AZ$47,MATCH(AH$2,$AS$2:$BA$2,0)+1,FALSE)","v":0.33305313583356194},{"$f":"L286*VLOOKUP($B286,$AR$36:$AZ$47,MATCH(AI$2,$AS$2:$BA$2,0)+1,FALSE)","v":6.2228339095312677E-3},{"$f":"M286*VLOOKUP($B286,$AR$36:$AZ$47,MATCH(AJ$2,$AS$2:$BA$2,0)+1,FALSE)","v":9.6428726996139816E-2},{"$f":"N286*VLOOKUP($B286,$AR$36:$AZ$47,MATCH(AK$2,$AS$2:$BA$2,0)+1,FALSE)","v":6.5540359726151923E-2},{"$f":"O286*VLOOKUP($B286,$AR$36:$AZ$47,MATCH(AL$2,$AS$2:$BA$2,0)+1,FALSE)","v":5.9677310414944236E-2},{"$f":"P286*VLOOKUP($B286,$AR$36:$AZ$47,MATCH(AM$2,$AS$2:$BA$2,0)+1,FALSE)","v":8.5769883653262672E-6},{"$f":"Q286*VLOOKUP($B286,$AR$36:$AZ$47,MATCH(AN$2,$AS$2:$BA$2,0)+1,FALSE)","v":1.66507983835203E-3},{"$f":"R286*VLOOKUP($B286,$AR$36:$BA$47,MATCH(AO$2,$AS$2:$BA$2,0)+1,FALSE)","v":0},0.97158930409563038]
[2006,1,12,21,null,2013,1,12,21,0.3954201169515697,0.39314973504336193,8.4180874785592386E-3,0.12131076412744651,8.318929999999998E-2,6.6473000000000004E-2,1.71375666785885E-5,2.1787855487974887E-3,0,1.0701569267164135,null,null,0.37436576638801106,0.10625146051792794,0.34779592959371813,6.5569540420650288E-2,6.1277253026318847E-2,4.7079278059094483E-3,8.5769883653262672E-6,1.5925556000974171E-3,0,0.9615690103409984,null,{"$f":"J287*VLOOKUP($B287,$AR$36:$AZ$47,MATCH(AG$2,$AS$2:$BA$2,0)+1,FALSE)","v":0.37938485656531312},{"$f":"K287*VLOOKUP($B287,$AR$36:$AZ$47,MATCH(AH$2,$AS$2:$BA$2,0)+1,FALSE)","v":0.33218931114868361},{"$f":"L287*VLOOKUP($B287,$AR$36:$AZ$47,MATCH(AI$2,$AS$2:$BA$2,0)+1,FALSE)","v":6.2228339095312677E-3},{"$f":"M287*VLOOKUP($B287,$AR$36:$AZ$47,MATCH(AJ$2,$AS$2:$BA$2,0)+1,FALSE)","v":0.1042834833111338},{"$f":"N287*VLOOKUP($B287,$AR$36:$AZ$47,MATCH(AK$2,$AS$2:$BA$2,0)+1,FALSE)","v":6.5065523666491279E-2},{"$f":"O287*VLOOKUP($B287,$AR$36:$AZ$47,MATCH(AL$2,$AS$2:$BA$2,0)+1,FALSE)","v":5.8909842070903766E-2},{"$f":"P287*VLOOKUP($B287,$AR$36:$AZ$47,MATCH(AM$2,$AS$2:$BA$2,0)+1,FALSE)","v":8.5769883653262672E-6},{"$f":"Q287*VLOOKUP($B287,$AR$36:$AZ$47,MATCH(AN$2,$AS$2:$BA$2,0)+1,FALSE)","v":1.66507983835203E-3},{"$f":"R287*VLOOKUP($B287,$AR$36:$BA$47,MATCH(AO$2,$AS$2:$BA$2,0)+1,FALSE)","v":0},0.94772950749877427]
[2006,1,12,22,null,2013,1,12,22,0.38453512476003732,0.37743701880065206,8.4180874785592386E-3,0.11572063360703581,8.2313499999999998E-2,6.5867999999999996E-2,1.71375666785885E-5,2.1787855487974887E-3,0,1.0364882877617607,null,null,0.36406035128843073,0.10135527890905209,0.33389583437561288,6.4879237659352815E-2,6.0719541804004171E-2,4.7079278059094483E-3,8.5769883653262672E-6,1.5925556000974171E-3,0,0.93121930443082479,null,{"$f":"J288*VLOOKUP($B288,$AR$36:$AZ$47,MATCH(AG$2,$AS$2:$BA$2,0)+1,FALSE)","v":0.36894127763681656},{"$f":"K288*VLOOKUP($B288,$AR$36:$AZ$47,MATCH(AH$2,$AS$2:$BA$2,0)+1,FALSE)","v":0.31891295377211093},{"$f":"L288*VLOOKUP($B288,$AR$36:$AZ$47,MATCH(AI$2,$AS$2:$BA$2,0)+1,FALSE)","v":6.2228339095312677E-3},{"$f":"M288*VLOOKUP($B288,$AR$36:$AZ$47,MATCH(AJ$2,$AS$2:$BA$2,0)+1,FALSE)","v":9.9477988209150381E-2},{"$f":"N288*VLOOKUP($B288,$AR$36:$AZ$47,MATCH(AK$2,$AS$2:$BA$2,0)+1,FALSE)","v":6.4380527090884654E-2},{"$f":"O288*VLOOKUP($B288,$AR$36:$AZ$47,MATCH(AL$2,$AS$2:$BA$2,0)+1,FALSE)","v":5.8373677696602969E-2},{"$f":"P288*VLOOKUP($B288,$AR$36:$AZ$47,MATCH(AM$2,$AS$2:$BA$2,0)+1,FALSE)","v":8.5769883653262672E-6},{"$f":"Q288*VLOOKUP($B288,$AR$36:$AZ$47,MATCH(AN$2,$AS$2:$BA$2,0)+1,FALSE)","v":1.66507983835203E-3},{"$f":"R288*VLOOKUP($B288,$AR$36:$BA$47,MATCH(AO$2,$AS$2:$BA$2,0)+1,FALSE)","v":0},0.91798291514181418]
[2006,1,12,23,null,2013,1,12,23,0.36273541063300724,0.3529409005971208,8.4180874785592386E-3,9.9864414372297899E-2,8.1004899999999977E-2,6.4642000000000005E-2,1.71375666785885E-5,2.1787855487974887E-3,0,0.97180163619646109,null,null,0.34342137432104308,8.7467422673859249E-2,0.31222559160896035,6.3847803321109009E-2,5.958936997167727E-2,4.7079278059094483E-3,8.5769883653262672E-6,1.5925556000974171E-3,0,0.87286062229102113,null,{"$f":"J289*VLOOKUP($B289,$AR$36:$AZ$47,MATCH(AG$2,$AS$2:$BA$2,0)+1,FALSE)","v":0.34802559565025465},{"$f":"K289*VLOOKUP($B289,$AR$36:$AZ$47,MATCH(AH$2,$AS$2:$BA$2,0)+1,FALSE)","v":0.29821511804560263},{"$f":"L289*VLOOKUP($B289,$AR$36:$AZ$47,MATCH(AI$2,$AS$2:$BA$2,0)+1,FALSE)","v":6.2228339095312677E-3},{"$f":"M289*VLOOKUP($B289,$AR$36:$AZ$47,MATCH(AJ$2,$AS$2:$BA$2,0)+1,FALSE)","v":8.5847361233573061E-2},{"$f":"N289*VLOOKUP($B289,$AR$36:$AZ$47,MATCH(AK$2,$AS$2:$BA$2,0)+1,FALSE)","v":6.3357021131945565E-2},{"$f":"O289*VLOOKUP($B289,$AR$36:$AZ$47,MATCH(AL$2,$AS$2:$BA$2,0)+1,FALSE)","v":5.7287169394300869E-2},{"$f":"P289*VLOOKUP($B289,$AR$36:$AZ$47,MATCH(AM$2,$AS$2:$BA$2,0)+1,FALSE)","v":8.5769883653262672E-6},{"$f":"Q289*VLOOKUP($B289,$AR$36:$AZ$47,MATCH(AN$2,$AS$2:$BA$2,0)+1,FALSE)","v":1.66507983835203E-3},{"$f":"R289*VLOOKUP($B289,$AR$36:$BA$47,MATCH(AO$2,$AS$2:$BA$2,0)+1,FALSE)","v":0},0.86062875619192536]
[2006,1,12,24,null,2013,1,12,24,0.2504690627592206,0.37317077535403098,8.4180874785592386E-3,0.14151484807765843,7.9818899999999998E-2,6.3899999999999998E-2,1.71375666785885E-5,2.1787855487974887E-3,0,0.91948759678494518,null,null,0.23713270675054418,0.12394744523599924,0.33012174533743244,6.2913001911085245E-2,5.8905367117202082E-2,4.7079278059094483E-3,8.5769883653262672E-6,1.5925556000974171E-3,0,0.81932932674663539,null,{"$f":"J290*VLOOKUP($B290,$AR$36:$AZ$47,MATCH(AG$2,$AS$2:$BA$2,0)+1,FALSE)","v":0.24031192490035527},{"$f":"K290*VLOOKUP($B290,$AR$36:$AZ$47,MATCH(AH$2,$AS$2:$BA$2,0)+1,FALSE)","v":0.31530821912420554},{"$f":"L290*VLOOKUP($B290,$AR$36:$AZ$47,MATCH(AI$2,$AS$2:$BA$2,0)+1,FALSE)","v":6.2228339095312677E-3},{"$f":"M290*VLOOKUP($B290,$AR$36:$AZ$47,MATCH(AJ$2,$AS$2:$BA$2,0)+1,FALSE)","v":0.12165170505628042},{"$f":"N290*VLOOKUP($B290,$AR$36:$AZ$47,MATCH(AK$2,$AS$2:$BA$2,0)+1,FALSE)","v":6.2429405307933859E-2},{"$f":"O290*VLOOKUP($B290,$AR$36:$AZ$47,MATCH(AL$2,$AS$2:$BA$2,0)+1,FALSE)","v":5.662959259143939E-2},{"$f":"P290*VLOOKUP($B290,$AR$36:$AZ$47,MATCH(AM$2,$AS$2:$BA$2,0)+1,FALSE)","v":8.5769883653262672E-6},{"$f":"Q290*VLOOKUP($B290,$AR$36:$AZ$47,MATCH(AN$2,$AS$2:$BA$2,0)+1,FALSE)","v":1.66507983835203E-3},{"$f":"R290*VLOOKUP($B290,$AR$36:$BA$47,MATCH(AO$2,$AS$2:$BA$2,0)+1,FALSE)","v":0},0.80422733771646315]
[2006,1,13,1,null,2013,1,13,1,0.2500868258528911,0.34997102714822947,8.4180874785592386E-3,0.11090800947782875,7.9729400000000006E-2,6.3173999999999994E-2,1.71375666785885E-5,2.1787855487974887E-3,0,0.86448327307298445,null,null,0.23677082224784612,9.7140085423708444E-2,0.30959832315405744,6.284245829709105E-2,5.8236113650424477E-2,4.7079278059094483E-3,8.5769883653262672E-6,1.5925556000974171E-3,0,0.77089686316749972,null,{"$f":"J291*VLOOKUP($B291,$AR$36:$AZ$47,MATCH(AG$2,$AS$2:$BA$2,0)+1,FALSE)","v":0.2399451886427269},{"$f":"K291*VLOOKUP($B291,$AR$36:$AZ$47,MATCH(AH$2,$AS$2:$BA$2,0)+1,FALSE)","v":0.29570574279426953},{"$f":"L291*VLOOKUP($B291,$AR$36:$AZ$47,MATCH(AI$2,$AS$2:$BA$2,0)+1,FALSE)","v":6.2228339095312677E-3},{"$f":"M291*VLOOKUP($B291,$AR$36:$AZ$47,MATCH(AJ$2,$AS$2:$BA$2,0)+1,FALSE)","v":9.5340868047796332E-2},{"$f":"N291*VLOOKUP($B291,$AR$36:$AZ$47,MATCH(AK$2,$AS$2:$BA$2,0)+1,FALSE)","v":6.2359403945160631E-2},{"$f":"O291*VLOOKUP($B291,$AR$36:$AZ$47,MATCH(AL$2,$AS$2:$BA$2,0)+1,FALSE)","v":5.598619534227843E-2},{"$f":"P291*VLOOKUP($B291,$AR$36:$AZ$47,MATCH(AM$2,$AS$2:$BA$2,0)+1,FALSE)","v":8.5769883653262672E-6},{"$f":"Q291*VLOOKUP($B291,$AR$36:$AZ$47,MATCH(AN$2,$AS$2:$BA$2,0)+1,FALSE)","v":1.66507983835203E-3},{"$f":"R291*VLOOKUP($B291,$AR$36:$BA$47,MATCH(AO$2,$AS$2:$BA$2,0)+1,FALSE)","v":0},0.75723388950848036]
[2006,1,13,2,null,2013,1,13,2,0.23306428009312288,0.33966934587416359,8.4180874785592386E-3,0.10245584920362036,7.9282699999999984E-2,6.2809000000000004E-2,1.71375666785885E-5,2.1787855487974887E-3,0,0.82789518576494203,null,null,0.22065465082399535,8.9737161370548782E-2,0.30048504519471514,6.2490370784563529E-2,5.7899643243573488E-2,4.7079278059094483E-3,8.5769883653262672E-6,1.5925556000974171E-3,0,0.7375759318117685,null,{"$f":"J292*VLOOKUP($B292,$AR$36:$AZ$47,MATCH(AG$2,$AS$2:$BA$2,0)+1,FALSE)","v":0.22361294907122045},{"$f":"K292*VLOOKUP($B292,$AR$36:$AZ$47,MATCH(AH$2,$AS$2:$BA$2,0)+1,FALSE)","v":0.28700140421515841},{"$f":"L292*VLOOKUP($B292,$AR$36:$AZ$47,MATCH(AI$2,$AS$2:$BA$2,0)+1,FALSE)","v":6.2228339095312677E-3},{"$f":"M292*VLOOKUP($B292,$AR$36:$AZ$47,MATCH(AJ$2,$AS$2:$BA$2,0)+1,FALSE)","v":8.807506009383409E-2},{"$f":"N292*VLOOKUP($B292,$AR$36:$AZ$47,MATCH(AK$2,$AS$2:$BA$2,0)+1,FALSE)","v":6.2010022841799711E-2},{"$f":"O292*VLOOKUP($B292,$AR$36:$AZ$47,MATCH(AL$2,$AS$2:$BA$2,0)+1,FALSE)","v":5.5662724273485398E-2},{"$f":"P292*VLOOKUP($B292,$AR$36:$AZ$47,MATCH(AM$2,$AS$2:$BA$2,0)+1,FALSE)","v":8.5769883653262672E-6},{"$f":"Q292*VLOOKUP($B292,$AR$36:$AZ$47,MATCH(AN$2,$AS$2:$BA$2,0)+1,FALSE)","v":1.66507983835203E-3},{"$f":"R292*VLOOKUP($B292,$AR$36:$BA$47,MATCH(AO$2,$AS$2:$BA$2,0)+1,FALSE)","v":0},0.7242586512317466]
[2006,1,13,3,null,2013,1,13,3,0.21774588272802567,0.3359192240638833,8.4180874785592386E-3,0.10142327559544785,7.9354800000000017E-2,6.2741000000000005E-2,1.71375666785885E-5,2.1787855487974887E-3,0,0.8077981929813921,null,null,0.20615188952385877,8.8832769623042068E-2,0.29716753793262263,6.2547199774161122E-2,5.7836958345858787E-2,4.7079278059094483E-3,8.5769883653262672E-6,1.5925556000974171E-3,0,0.71884541559391557,null,{"$f":"J293*VLOOKUP($B293,$AR$36:$AZ$47,MATCH(AG$2,$AS$2:$BA$2,0)+1,FALSE)","v":0.20891575047654282},{"$f":"K293*VLOOKUP($B293,$AR$36:$AZ$47,MATCH(AH$2,$AS$2:$BA$2,0)+1,FALSE)","v":0.28383276318645911},{"$f":"L293*VLOOKUP($B293,$AR$36:$AZ$47,MATCH(AI$2,$AS$2:$BA$2,0)+1,FALSE)","v":6.2228339095312677E-3},{"$f":"M293*VLOOKUP($B293,$AR$36:$AZ$47,MATCH(AJ$2,$AS$2:$BA$2,0)+1,FALSE)","v":8.7187419385197154E-2},{"$f":"N293*VLOOKUP($B293,$AR$36:$AZ$47,MATCH(AK$2,$AS$2:$BA$2,0)+1,FALSE)","v":6.2066415001084091E-2},{"$f":"O293*VLOOKUP($B293,$AR$36:$AZ$47,MATCH(AL$2,$AS$2:$BA$2,0)+1,FALSE)","v":5.5602461170258202E-2},{"$f":"P293*VLOOKUP($B293,$AR$36:$AZ$47,MATCH(AM$2,$AS$2:$BA$2,0)+1,FALSE)","v":8.5769883653262672E-6},{"$f":"Q293*VLOOKUP($B293,$AR$36:$AZ$47,MATCH(AN$2,$AS$2:$BA$2,0)+1,FALSE)","v":1.66507983835203E-3},{"$f":"R293*VLOOKUP($B293,$AR$36:$BA$47,MATCH(AO$2,$AS$2:$BA$2,0)+1,FALSE)","v":0},0.70550129995579014]
[2006,1,13,4,null,2013,1,13,4,0.21603035674853405,0.33427165296471972,8.4180874785592386E-3,9.9825564490873167E-2,7.9397700000000015E-2,6.2413000000000003E-2,1.71375666785885E-5,2.1787855487974887E-3,0,0.80255228479816232,null,null,0.20452770762076763,8.743339554797297E-2,0.29571003085343778,6.2581013417070078E-2,5.7534595898058434E-2,4.7079278059094483E-3,8.5769883653262672E-6,1.5925556000974171E-3,0,0.71409580373167902,null,{"$f":"J294*VLOOKUP($B294,$AR$36:$AZ$47,MATCH(AG$2,$AS$2:$BA$2,0)+1,FALSE)","v":0.20726979330400166},{"$f":"K294*VLOOKUP($B294,$AR$36:$AZ$47,MATCH(AH$2,$AS$2:$BA$2,0)+1,FALSE)","v":0.28244065870382667},{"$f":"L294*VLOOKUP($B294,$AR$36:$AZ$47,MATCH(AI$2,$AS$2:$BA$2,0)+1,FALSE)","v":6.2228339095312677E-3},{"$f":"M294*VLOOKUP($B294,$AR$36:$AZ$47,MATCH(AJ$2,$AS$2:$BA$2,0)+1,FALSE)","v":8.5813964354158973E-2},{"$f":"N294*VLOOKUP($B294,$AR$36:$AZ$47,MATCH(AK$2,$AS$2:$BA$2,0)+1,FALSE)","v":6.2099968726927343E-2},{"$f":"O294*VLOOKUP($B294,$AR$36:$AZ$47,MATCH(AL$2,$AS$2:$BA$2,0)+1,FALSE)","v":5.5311780319397603E-2},{"$f":"P294*VLOOKUP($B294,$AR$36:$AZ$47,MATCH(AM$2,$AS$2:$BA$2,0)+1,FALSE)","v":8.5769883653262672E-6},{"$f":"Q294*VLOOKUP($B294,$AR$36:$AZ$47,MATCH(AN$2,$AS$2:$BA$2,0)+1,FALSE)","v":1.66507983835203E-3},{"$f":"R294*VLOOKUP($B294,$AR$36:$BA$47,MATCH(AO$2,$AS$2:$BA$2,0)+1,FALSE)","v":0},0.70083265614456103]
[2006,1,13,5,null,2013,1,13,5,0.21779395291798181,0.3338328033294754,8.4180874785592386E-3,9.6971509505915945E-2,7.9655299999999984E-2,6.2672000000000005E-2,1.71375666785885E-5,2.1787855487974887E-3,0,0.80153957634740847,null,null,0.20619740019145474,8.493363789883647E-2,0.29532180697017651,6.2784052913884655E-2,5.7773351611412983E-2,4.7079278059094483E-3,8.5769883653262672E-6,1.5925556000974171E-3,0,0.71331930998013759,null,{"$f":"J295*VLOOKUP($B295,$AR$36:$AZ$47,MATCH(AG$2,$AS$2:$BA$2,0)+1,FALSE)","v":0.20896187130181132},{"$f":"K295*VLOOKUP($B295,$AR$36:$AZ$47,MATCH(AH$2,$AS$2:$BA$2,0)+1,FALSE)","v":0.28206985555928532},{"$f":"L295*VLOOKUP($B295,$AR$36:$AZ$47,MATCH(AI$2,$AS$2:$BA$2,0)+1,FALSE)","v":6.2228339095312677E-3},{"$f":"M295*VLOOKUP($B295,$AR$36:$AZ$47,MATCH(AJ$2,$AS$2:$BA$2,0)+1,FALSE)","v":8.3360506925763259E-2},{"$f":"N295*VLOOKUP($B295,$AR$36:$AZ$47,MATCH(AK$2,$AS$2:$BA$2,0)+1,FALSE)","v":6.2301447509613174E-2},{"$f":"O295*VLOOKUP($B295,$AR$36:$AZ$47,MATCH(AL$2,$AS$2:$BA$2,0)+1,FALSE)","v":5.5541311844924723E-2},{"$f":"P295*VLOOKUP($B295,$AR$36:$AZ$47,MATCH(AM$2,$AS$2:$BA$2,0)+1,FALSE)","v":8.5769883653262672E-6},{"$f":"Q295*VLOOKUP($B295,$AR$36:$AZ$47,MATCH(AN$2,$AS$2:$BA$2,0)+1,FALSE)","v":1.66507983835203E-3},{"$f":"R295*VLOOKUP($B295,$AR$36:$BA$47,MATCH(AO$2,$AS$2:$BA$2,0)+1,FALSE)","v":0},0.70013148387764645]
[2006,1,13,6,null,2013,1,13,6,0.22238812895630944,0.34090604079260239,8.4180874785592386E-3,9.8373955525026646E-2,8.0711699999999997E-2,6.2793000000000002E-2,1.71375666785885E-5,2.1787855487974887E-3,0,0.81578683586797351,null,null,0.21054695692814604,8.6161986750645833E-2,0.30157907482374391,6.3616704018057621E-2,5.7884893855875912E-2,4.7079278059094483E-3,8.5769883653262672E-6,1.5925556000974171E-3,0,0.7260986767708415,null,{"$f":"J296*VLOOKUP($B296,$AR$36:$AZ$47,MATCH(AG$2,$AS$2:$BA$2,0)+1,FALSE)","v":0.21336974217791599},{"$f":"K296*VLOOKUP($B296,$AR$36:$AZ$47,MATCH(AH$2,$AS$2:$BA$2,0)+1,FALSE)","v":0.28804634154167591},{"$f":"L296*VLOOKUP($B296,$AR$36:$AZ$47,MATCH(AI$2,$AS$2:$BA$2,0)+1,FALSE)","v":6.2228339095312677E-3},{"$f":"M296*VLOOKUP($B296,$AR$36:$AZ$47,MATCH(AJ$2,$AS$2:$BA$2,0)+1,FALSE)","v":8.4566104442856199E-2},{"$f":"N296*VLOOKUP($B296,$AR$36:$AZ$47,MATCH(AK$2,$AS$2:$BA$2,0)+1,FALSE)","v":6.3127698231776747E-2},{"$f":"O296*VLOOKUP($B296,$AR$36:$AZ$47,MATCH(AL$2,$AS$2:$BA$2,0)+1,FALSE)","v":5.5648544719784879E-2},{"$f":"P296*VLOOKUP($B296,$AR$36:$AZ$47,MATCH(AM$2,$AS$2:$BA$2,0)+1,FALSE)","v":8.5769883653262672E-6},{"$f":"Q296*VLOOKUP($B296,$AR$36:$AZ$47,MATCH(AN$2,$AS$2:$BA$2,0)+1,FALSE)","v":1.66507983835203E-3},{"$f":"R296*VLOOKUP($B296,$AR$36:$BA$47,MATCH(AO$2,$AS$2:$BA$2,0)+1,FALSE)","v":0},0.71265492185025836]
[2006,1,13,7,null,2013,1,13,7,0.23487067812126117,0.35376828698637991,8.4180874785592386E-3,9.9119905133182057E-2,8.2910500000000012E-2,6.4460000000000003E-2,1.71375666785885E-5,2.1787855487974887E-3,0,0.84574338083485834,null,null,0.22236486624606153,8.6815335494340354E-2,0.31295753059488851,6.534979115158232E-2,5.9421595686617319E-2,4.7079278059094483E-3,8.5769883653262672E-6,1.5925556000974171E-3,0,0.75321817956786219,null,{"$f":"J297*VLOOKUP($B297,$AR$36:$AZ$47,MATCH(AG$2,$AS$2:$BA$2,0)+1,FALSE)","v":0.22534609320685137},{"$f":"K297*VLOOKUP($B297,$AR$36:$AZ$47,MATCH(AH$2,$AS$2:$BA$2,0)+1,FALSE)","v":0.29891421279298042},{"$f":"L297*VLOOKUP($B297,$AR$36:$AZ$47,MATCH(AI$2,$AS$2:$BA$2,0)+1,FALSE)","v":6.2228339095312677E-3},{"$f":"M297*VLOOKUP($B297,$AR$36:$AZ$47,MATCH(AJ$2,$AS$2:$BA$2,0)+1,FALSE)","v":8.5207351937029885E-2},{"$f":"N297*VLOOKUP($B297,$AR$36:$AZ$47,MATCH(AK$2,$AS$2:$BA$2,0)+1,FALSE)","v":6.4847463555416707E-2},{"$f":"O297*VLOOKUP($B297,$AR$36:$AZ$47,MATCH(AL$2,$AS$2:$BA$2,0)+1,FALSE)","v":5.7125876970957487E-2},{"$f":"P297*VLOOKUP($B297,$AR$36:$AZ$47,MATCH(AM$2,$AS$2:$BA$2,0)+1,FALSE)","v":8.5769883653262672E-6},{"$f":"Q297*VLOOKUP($B297,$AR$36:$AZ$47,MATCH(AN$2,$AS$2:$BA$2,0)+1,FALSE)","v":1.66507983835203E-3},{"$f":"R297*VLOOKUP($B297,$AR$36:$BA$47,MATCH(AO$2,$AS$2:$BA$2,0)+1,FALSE)","v":0},0.7393374891994845]
[2006,1,13,8,null,2013,1,13,8,0.26360694691830461,0.36564722391800719,4.9105510291595584E-3,9.8579096765297636E-2,8.3885300000000038E-2,6.5823000000000007E-2,9.9969138958432951E-6,2.0396420282785071E-3,0,0.88450175757294336,null,null,0.24957105740869945,8.6341662120329871E-2,0.3234661117904597,6.6118125396515889E-2,6.0678059151104746E-2,2.7462912201138461E-3,5.003243213106991E-6,1.4908504125712395E-3,0,0.79041716074300783,null,{"$f":"J298*VLOOKUP($B298,$AR$36:$AZ$47,MATCH(AG$2,$AS$2:$BA$2,0)+1,FALSE)","v":0.2529170354741207},{"$f":"K298*VLOOKUP($B298,$AR$36:$AZ$47,MATCH(AH$2,$AS$2:$BA$2,0)+1,FALSE)","v":0.30895124327975076},{"$f":"L298*VLOOKUP($B298,$AR$36:$AZ$47,MATCH(AI$2,$AS$2:$BA$2,0)+1,FALSE)","v":3.6299864472265752E-3},{"$f":"M298*VLOOKUP($B298,$AR$36:$AZ$47,MATCH(AJ$2,$AS$2:$BA$2,0)+1,FALSE)","v":8.4742451886218678E-2},{"$f":"N298*VLOOKUP($B298,$AR$36:$AZ$47,MATCH(AK$2,$AS$2:$BA$2,0)+1,FALSE)","v":6.5609891806046261E-2},{"$f":"O298*VLOOKUP($B298,$AR$36:$AZ$47,MATCH(AL$2,$AS$2:$BA$2,0)+1,FALSE)","v":5.8333797701820268E-2},{"$f":"P298*VLOOKUP($B298,$AR$36:$AZ$47,MATCH(AM$2,$AS$2:$BA$2,0)+1,FALSE)","v":5.003243213106991E-6},{"$f":"Q298*VLOOKUP($B298,$AR$36:$AZ$47,MATCH(AN$2,$AS$2:$BA$2,0)+1,FALSE)","v":1.5587430440854491E-3},{"$f":"R298*VLOOKUP($B298,$AR$36:$BA$47,MATCH(AO$2,$AS$2:$BA$2,0)+1,FALSE)","v":0},0.77574815288248167]
[2006,1,13,9,null,2013,1,13,9,0.30345550432259383,0.37350370721453896,0,9.8139836295096122E-2,8.4619800000000023E-2,6.6022999999999998E-2,0,1.844841099551928E-3,0,0.92758668893178098,null,null,0.28729785757031212,8.5956930667664466E-2,0.33041627013446423,6.6697055949351006E-2,6.0862426497324464E-2,0,0,1.3484631500345877E-3,0,0.83257900396915085,null,{"$f":"J299*VLOOKUP($B299,$AR$36:$AZ$47,MATCH(AG$2,$AS$2:$BA$2,0)+1,FALSE)","v":0.29114963565569546},{"$f":"K299*VLOOKUP($B299,$AR$36:$AZ$47,MATCH(AH$2,$AS$2:$BA$2,0)+1,FALSE)","v":0.31558952773398852},{"$f":"L299*VLOOKUP($B299,$AR$36:$AZ$47,MATCH(AI$2,$AS$2:$BA$2,0)+1,FALSE)","v":0},{"$f":"M299*VLOOKUP($B299,$AR$36:$AZ$47,MATCH(AJ$2,$AS$2:$BA$2,0)+1,FALSE)","v":8.4364846384819184E-2},{"$f":"N299*VLOOKUP($B299,$AR$36:$AZ$47,MATCH(AK$2,$AS$2:$BA$2,0)+1,FALSE)","v":6.6184372263665664E-2},{"$f":"O299*VLOOKUP($B299,$AR$36:$AZ$47,MATCH(AL$2,$AS$2:$BA$2,0)+1,FALSE)","v":5.8511042123076729E-2},{"$f":"P299*VLOOKUP($B299,$AR$36:$AZ$47,MATCH(AM$2,$AS$2:$BA$2,0)+1,FALSE)","v":0},{"$f":"Q299*VLOOKUP($B299,$AR$36:$AZ$47,MATCH(AN$2,$AS$2:$BA$2,0)+1,FALSE)","v":1.4098715321122319E-3},{"$f":"R299*VLOOKUP($B299,$AR$36:$BA$47,MATCH(AO$2,$AS$2:$BA$2,0)+1,FALSE)","v":0},0.81720929569335787]
[2006,1,13,10,null,2013,1,13,10,0.34356141282286246,0.37753617742493806,0,9.0964945198431735E-2,8.6050900000000013E-2,6.6720000000000002E-2,0,1.844841099551928E-3,0,0.96667827654578431,null,null,0.32526830603444384,7.9672717856369604E-2,0.33398355404788221,6.7825044396134335E-2,6.1504946698900206E-2,0,0,1.3484631500345877E-3,0,0.86960303218376478,null,{"$f":"J300*VLOOKUP($B300,$AR$36:$AZ$47,MATCH(AG$2,$AS$2:$BA$2,0)+1,FALSE)","v":0.32962915071198068},{"$f":"K300*VLOOKUP($B300,$AR$36:$AZ$47,MATCH(AH$2,$AS$2:$BA$2,0)+1,FALSE)","v":0.31899673720666516},{"$f":"L300*VLOOKUP($B300,$AR$36:$AZ$47,MATCH(AI$2,$AS$2:$BA$2,0)+1,FALSE)","v":0},{"$f":"M300*VLOOKUP($B300,$AR$36:$AZ$47,MATCH(AJ$2,$AS$2:$BA$2,0)+1,FALSE)","v":7.8197029033078361E-2},{"$f":"N300*VLOOKUP($B300,$AR$36:$AZ$47,MATCH(AK$2,$AS$2:$BA$2,0)+1,FALSE)","v":6.7303690143718925E-2},{"$f":"O300*VLOOKUP($B300,$AR$36:$AZ$47,MATCH(AL$2,$AS$2:$BA$2,0)+1,FALSE)","v":5.9128738931155493E-2},{"$f":"P300*VLOOKUP($B300,$AR$36:$AZ$47,MATCH(AM$2,$AS$2:$BA$2,0)+1,FALSE)","v":0},{"$f":"Q300*VLOOKUP($B300,$AR$36:$AZ$47,MATCH(AN$2,$AS$2:$BA$2,0)+1,FALSE)","v":1.4098715321122319E-3},{"$f":"R300*VLOOKUP($B300,$AR$36:$BA$47,MATCH(AO$2,$AS$2:$BA$2,0)+1,FALSE)","v":0},0.85466521755871083]
[2006,1,13,11,null,2013,1,13,11,0.33581886099797975,0.39355846485576196,0,0.10259384583052995,8.7256099999999975E-2,6.7225999999999994E-2,0,1.844841099551928E-3,0,0.98829811278382362,null,null,0.31793801042362113,8.9858027340367325E-2,0.34815750828088338,6.8774979184802645E-2,6.1971396084836101E-2,0,0,1.3484631500345877E-3,0,0.88804838446454526,null,{"$f":"J301*VLOOKUP($B301,$AR$36:$AZ$47,MATCH(AG$2,$AS$2:$BA$2,0)+1,FALSE)","v":0.32220057844768085},{"$f":"K301*VLOOKUP($B301,$AR$36:$AZ$47,MATCH(AH$2,$AS$2:$BA$2,0)+1,FALSE)","v":0.33253466474484494},{"$f":"L301*VLOOKUP($B301,$AR$36:$AZ$47,MATCH(AI$2,$AS$2:$BA$2,0)+1,FALSE)","v":0},{"$f":"M301*VLOOKUP($B301,$AR$36:$AZ$47,MATCH(AJ$2,$AS$2:$BA$2,0)+1,FALSE)","v":8.8193687398202575E-2},{"$f":"N301*VLOOKUP($B301,$AR$36:$AZ$47,MATCH(AK$2,$AS$2:$BA$2,0)+1,FALSE)","v":6.8246323019856281E-2},{"$f":"O301*VLOOKUP($B301,$AR$36:$AZ$47,MATCH(AL$2,$AS$2:$BA$2,0)+1,FALSE)","v":5.9577167316934333E-2},{"$f":"P301*VLOOKUP($B301,$AR$36:$AZ$47,MATCH(AM$2,$AS$2:$BA$2,0)+1,FALSE)","v":0},{"$f":"Q301*VLOOKUP($B301,$AR$36:$AZ$47,MATCH(AN$2,$AS$2:$BA$2,0)+1,FALSE)","v":1.4098715321122319E-3},{"$f":"R301*VLOOKUP($B301,$AR$36:$BA$47,MATCH(AO$2,$AS$2:$BA$2,0)+1,FALSE)","v":0},0.87216229245963106]
[2006,1,13,12,null,2013,1,13,12,0.34486222440714942,0.39983207212737687,0,0.10501948800170624,8.7929799999999975E-2,6.7913000000000001E-2,0,1.844841099551928E-3,0,1.0074014256357844,null,null,0.32649985522681241,9.1982554584384965E-2,0.3537073913876253,6.9305987371929986E-2,6.2604697919100866E-2,0,0,1.3484631500345877E-3,0,0.90544894963988798,null,{"$f":"J302*VLOOKUP($B302,$AR$36:$AZ$47,MATCH(AG$2,$AS$2:$BA$2,0)+1,FALSE)","v":0.33087721118024377},{"$f":"K302*VLOOKUP($B302,$AR$36:$AZ$47,MATCH(AH$2,$AS$2:$BA$2,0)+1,FALSE)","v":0.33783550839858739},{"$f":"L302*VLOOKUP($B302,$AR$36:$AZ$47,MATCH(AI$2,$AS$2:$BA$2,0)+1,FALSE)","v":0},{"$f":"M302*VLOOKUP($B302,$AR$36:$AZ$47,MATCH(AJ$2,$AS$2:$BA$2,0)+1,FALSE)","v":9.0278864395446579E-2},{"$f":"N302*VLOOKUP($B302,$AR$36:$AZ$47,MATCH(AK$2,$AS$2:$BA$2,0)+1,FALSE)","v":6.8773249479077772E-2},{"$f":"O302*VLOOKUP($B302,$AR$36:$AZ$47,MATCH(AL$2,$AS$2:$BA$2,0)+1,FALSE)","v":6.0186001903950286E-2},{"$f":"P302*VLOOKUP($B302,$AR$36:$AZ$47,MATCH(AM$2,$AS$2:$BA$2,0)+1,FALSE)","v":0},{"$f":"Q302*VLOOKUP($B302,$AR$36:$AZ$47,MATCH(AN$2,$AS$2:$BA$2,0)+1,FALSE)","v":1.4098715321122319E-3},{"$f":"R302*VLOOKUP($B302,$AR$36:$BA$47,MATCH(AO$2,$AS$2:$BA$2,0)+1,FALSE)","v":0},0.88936070688941815]
[2006,1,13,13,null,2013,1,13,13,0.33184870913878223,0.40710864139690894,0,0.11685923778129545,8.8219799999999987E-2,6.8125000000000005E-2,0,1.844841099551928E-3,0,1.0140062294165386,null,null,0.31417925137285863,0.1023525387757841,0.36014453466350937,6.9534564445207309E-2,6.2800127306093773E-2,0,0,1.3484631500345877E-3,0,0.91035947971348774,null,{"$f":"J303*VLOOKUP($B303,$AR$36:$AZ$47,MATCH(AG$2,$AS$2:$BA$2,0)+1,FALSE)","v":0.31839142603212828},{"$f":"K303*VLOOKUP($B303,$AR$36:$AZ$47,MATCH(AH$2,$AS$2:$BA$2,0)+1,FALSE)","v":0.34398379826810727},{"$f":"L303*VLOOKUP($B303,$AR$36:$AZ$47,MATCH(AI$2,$AS$2:$BA$2,0)+1,FALSE)","v":0},{"$f":"M303*VLOOKUP($B303,$AR$36:$AZ$47,MATCH(AJ$2,$AS$2:$BA$2,0)+1,FALSE)","v":0.1004567769444983},{"$f":"N303*VLOOKUP($B303,$AR$36:$AZ$47,MATCH(AK$2,$AS$2:$BA$2,0)+1,FALSE)","v":6.9000069537225678E-2},{"$f":"O303*VLOOKUP($B303,$AR$36:$AZ$47,MATCH(AL$2,$AS$2:$BA$2,0)+1,FALSE)","v":6.0373880990482139E-2},{"$f":"P303*VLOOKUP($B303,$AR$36:$AZ$47,MATCH(AM$2,$AS$2:$BA$2,0)+1,FALSE)","v":0},{"$f":"Q303*VLOOKUP($B303,$AR$36:$AZ$47,MATCH(AN$2,$AS$2:$BA$2,0)+1,FALSE)","v":1.4098715321122319E-3},{"$f":"R303*VLOOKUP($B303,$AR$36:$BA$47,MATCH(AO$2,$AS$2:$BA$2,0)+1,FALSE)","v":0},0.89361582330455391]
[2006,1,13,14,null,2013,1,13,14,0.32746322480724771,0.40419302721023986,0,0.11227930790540396,8.8426300000000027E-2,6.8581000000000003E-2,0,1.844841099551928E-3,0,1.0027877010224437,null,null,0.31002727444408085,9.8341153290882471E-2,0.3575652661151601,6.9697327085316882E-2,6.3220484855474754E-2,0,0,1.3484631500345877E-3,0,0.90019996894094945,null,{"$f":"J304*VLOOKUP($B304,$AR$36:$AZ$47,MATCH(AG$2,$AS$2:$BA$2,0)+1,FALSE)","v":0.31418378389971641},{"$f":"K304*VLOOKUP($B304,$AR$36:$AZ$47,MATCH(AH$2,$AS$2:$BA$2,0)+1,FALSE)","v":0.34152026902742721},{"$f":"L304*VLOOKUP($B304,$AR$36:$AZ$47,MATCH(AI$2,$AS$2:$BA$2,0)+1,FALSE)","v":0},{"$f":"M304*VLOOKUP($B304,$AR$36:$AZ$47,MATCH(AJ$2,$AS$2:$BA$2,0)+1,FALSE)","v":9.6519689875481679E-2},{"$f":"N304*VLOOKUP($B304,$AR$36:$AZ$47,MATCH(AK$2,$AS$2:$BA$2,0)+1,FALSE)","v":6.9161581061389643E-2},{"$f":"O304*VLOOKUP($B304,$AR$36:$AZ$47,MATCH(AL$2,$AS$2:$BA$2,0)+1,FALSE)","v":6.0777998270946869E-2},{"$f":"P304*VLOOKUP($B304,$AR$36:$AZ$47,MATCH(AM$2,$AS$2:$BA$2,0)+1,FALSE)","v":0},{"$f":"Q304*VLOOKUP($B304,$AR$36:$AZ$47,MATCH(AN$2,$AS$2:$BA$2,0)+1,FALSE)","v":1.4098715321122319E-3},{"$f":"R304*VLOOKUP($B304,$AR$36:$BA$47,MATCH(AO$2,$AS$2:$BA$2,0)+1,FALSE)","v":0},0.8835731936670741]
[2006,1,13,15,null,2013,1,13,15,0.34154900221971252,0.39750685494496174,0,9.9670580937512063E-2,8.8478999999999988E-2,6.8768999999999997E-2,0,1.844841099551928E-3,0,0.99781927920173819,null,null,0.32336304728447524,8.7297651378695662E-2,0.35165041156700766,6.9738865056908975E-2,6.3393790160921282E-2,0,0,1.3484631500345877E-3,0,0.89679222859804331,null,{"$f":"J305*VLOOKUP($B305,$AR$36:$AZ$47,MATCH(AG$2,$AS$2:$BA$2,0)+1,FALSE)","v":0.32769834831904104},{"$f":"K305*VLOOKUP($B305,$AR$36:$AZ$47,MATCH(AH$2,$AS$2:$BA$2,0)+1,FALSE)","v":0.33587083126606337},{"$f":"L305*VLOOKUP($B305,$AR$36:$AZ$47,MATCH(AI$2,$AS$2:$BA$2,0)+1,FALSE)","v":0},{"$f":"M305*VLOOKUP($B305,$AR$36:$AZ$47,MATCH(AJ$2,$AS$2:$BA$2,0)+1,FALSE)","v":8.5680734422613467E-2},{"$f":"N305*VLOOKUP($B305,$AR$36:$AZ$47,MATCH(AK$2,$AS$2:$BA$2,0)+1,FALSE)","v":6.9202799740922E-2},{"$f":"O305*VLOOKUP($B305,$AR$36:$AZ$47,MATCH(AL$2,$AS$2:$BA$2,0)+1,FALSE)","v":6.0944608026927936E-2},{"$f":"P305*VLOOKUP($B305,$AR$36:$AZ$47,MATCH(AM$2,$AS$2:$BA$2,0)+1,FALSE)","v":0},{"$f":"Q305*VLOOKUP($B305,$AR$36:$AZ$47,MATCH(AN$2,$AS$2:$BA$2,0)+1,FALSE)","v":1.4098715321122319E-3},{"$f":"R305*VLOOKUP($B305,$AR$36:$BA$47,MATCH(AO$2,$AS$2:$BA$2,0)+1,FALSE)","v":0},0.88080719330768009]
[2006,1,13,16,null,2013,1,13,16,0.35342238752631022,0.40184032465692865,0,0.10455308811238447,8.8342600000000007E-2,6.9163000000000002E-2,0,1.844841099551928E-3,0,1.0191662413951754,null,null,0.33460422799170014,9.1574052752067953E-2,0.35548397163966938,6.9631355012788207E-2,6.3756993832974146E-2,0,0,1.3484631500345877E-3,0,0.91639906437923435,null,{"$f":"J306*VLOOKUP($B306,$AR$36:$AZ$47,MATCH(AG$2,$AS$2:$BA$2,0)+1,FALSE)","v":0.33909023858556481},{"$f":"K306*VLOOKUP($B306,$AR$36:$AZ$47,MATCH(AH$2,$AS$2:$BA$2,0)+1,FALSE)","v":0.33953236830955952},{"$f":"L306*VLOOKUP($B306,$AR$36:$AZ$47,MATCH(AI$2,$AS$2:$BA$2,0)+1,FALSE)","v":0},{"$f":"M306*VLOOKUP($B306,$AR$36:$AZ$47,MATCH(AJ$2,$AS$2:$BA$2,0)+1,FALSE)","v":8.9877928786605596E-2},{"$f":"N306*VLOOKUP($B306,$AR$36:$AZ$47,MATCH(AK$2,$AS$2:$BA$2,0)+1,FALSE)","v":6.9096116099779351E-2},{"$f":"O306*VLOOKUP($B306,$AR$36:$AZ$47,MATCH(AL$2,$AS$2:$BA$2,0)+1,FALSE)","v":6.1293779536803171E-2},{"$f":"P306*VLOOKUP($B306,$AR$36:$AZ$47,MATCH(AM$2,$AS$2:$BA$2,0)+1,FALSE)","v":0},{"$f":"Q306*VLOOKUP($B306,$AR$36:$AZ$47,MATCH(AN$2,$AS$2:$BA$2,0)+1,FALSE)","v":1.4098715321122319E-3},{"$f":"R306*VLOOKUP($B306,$AR$36:$BA$47,MATCH(AO$2,$AS$2:$BA$2,0)+1,FALSE)","v":0},0.90030030285042473]
[2006,1,13,17,null,2013,1,13,17,0.40252038629917147,0.40522497226568099,1.6836174957118478E-3,0.10578494193500947,8.7327799999999969E-2,6.9907999999999998E-2,3.4275133357176999E-6,1.9116299894010405E-3,0,1.0743647754983108,null,null,0.38108797818737128,9.2652986420814723E-2,0.35847816585247572,6.8831492895678456E-2,6.4443762197642612E-2,9.4158556118188969E-4,1.7153976730652534E-6,1.3972816400471537E-3,0,0.96783496815288472,null,{"$f":"J307*VLOOKUP($B307,$AR$36:$AZ$47,MATCH(AG$2,$AS$2:$BA$2,0)+1,FALSE)","v":0.3861971924899037},{"$f":"K307*VLOOKUP($B307,$AR$36:$AZ$47,MATCH(AH$2,$AS$2:$BA$2,0)+1,FALSE)","v":0.34239220428912204},{"$f":"L307*VLOOKUP($B307,$AR$36:$AZ$47,MATCH(AI$2,$AS$2:$BA$2,0)+1,FALSE)","v":1.2445667819062536E-3},{"$f":"M307*VLOOKUP($B307,$AR$36:$AZ$47,MATCH(AJ$2,$AS$2:$BA$2,0)+1,FALSE)","v":9.0936878571296689E-2},{"$f":"N307*VLOOKUP($B307,$AR$36:$AZ$47,MATCH(AK$2,$AS$2:$BA$2,0)+1,FALSE)","v":6.8302402323888012E-2},{"$f":"O307*VLOOKUP($B307,$AR$36:$AZ$47,MATCH(AL$2,$AS$2:$BA$2,0)+1,FALSE)","v":6.1954015005983486E-2},{"$f":"P307*VLOOKUP($B307,$AR$36:$AZ$47,MATCH(AM$2,$AS$2:$BA$2,0)+1,FALSE)","v":1.7153976730652534E-6},{"$f":"Q307*VLOOKUP($B307,$AR$36:$AZ$47,MATCH(AN$2,$AS$2:$BA$2,0)+1,FALSE)","v":1.4609131933601919E-3},{"$f":"R307*VLOOKUP($B307,$AR$36:$BA$47,MATCH(AO$2,$AS$2:$BA$2,0)+1,FALSE)","v":0},0.95248988805313339]
[2006,1,13,18,null,2013,1,13,18,0.46900406590020194,0.40618273324107657,8.4180874785592386E-3,0.10669277968317242,8.6352599999999988E-2,6.9970000000000004E-2,1.71375666785885E-5,2.1787855487974887E-3,0,1.1488161894184863,null,null,0.44403169955899574,9.3448126797263775E-2,0.35932543939503458,6.806284337202316E-2,6.4500916074970743E-2,4.7079278059094483E-3,8.5769883653262672E-6,1.5925556000974171E-3,0,1.0356780855926602,null,{"$f":"J308*VLOOKUP($B308,$AR$36:$AZ$47,MATCH(AG$2,$AS$2:$BA$2,0)+1,FALSE)","v":0.44998479501205974},{"$f":"K308*VLOOKUP($B308,$AR$36:$AZ$47,MATCH(AH$2,$AS$2:$BA$2,0)+1,FALSE)","v":0.34320145819495684},{"$f":"L308*VLOOKUP($B308,$AR$36:$AZ$47,MATCH(AI$2,$AS$2:$BA$2,0)+1,FALSE)","v":6.2228339095312677E-3},{"$f":"M308*VLOOKUP($B308,$AR$36:$AZ$47,MATCH(AJ$2,$AS$2:$BA$2,0)+1,FALSE)","v":9.1717291450077232E-2},{"$f":"N308*VLOOKUP($B308,$AR$36:$AZ$47,MATCH(AK$2,$AS$2:$BA$2,0)+1,FALSE)","v":6.7539661218005864E-2},{"$f":"O308*VLOOKUP($B308,$AR$36:$AZ$47,MATCH(AL$2,$AS$2:$BA$2,0)+1,FALSE)","v":6.2008960776572995E-2},{"$f":"P308*VLOOKUP($B308,$AR$36:$AZ$47,MATCH(AM$2,$AS$2:$BA$2,0)+1,FALSE)","v":8.5769883653262672E-6},{"$f":"Q308*VLOOKUP($B308,$AR$36:$AZ$47,MATCH(AN$2,$AS$2:$BA$2,0)+1,FALSE)","v":1.66507983835203E-3},{"$f":"R308*VLOOKUP($B308,$AR$36:$BA$47,MATCH(AO$2,$AS$2:$BA$2,0)+1,FALSE)","v":0},1.0223486573879212]
[2006,1,13,19,null,2013,1,13,19,0.49722921418777527,0.39733076453318172,8.4180874785592386E-3,0.11035265051246769,8.4205400000000014E-2,6.8886000000000003E-2,1.71375666785885E-5,2.1787855487974887E-3,0,1.1686180398274604,null,null,0.47075398509053029,9.6653667737646012E-2,0.35149463496842798,6.6370427193605766E-2,6.350164505845983E-2,4.7079278059094483E-3,8.5769883653262672E-6,1.5925556000974171E-3,0,1.0550834204430422,null,{"$f":"J309*VLOOKUP($B309,$AR$36:$AZ$47,MATCH(AG$2,$AS$2:$BA$2,0)+1,FALSE)","v":0.47706534396634376},{"$f":"K309*VLOOKUP($B309,$AR$36:$AZ$47,MATCH(AH$2,$AS$2:$BA$2,0)+1,FALSE)","v":0.33572204481811463},{"$f":"L309*VLOOKUP($B309,$AR$36:$AZ$47,MATCH(AI$2,$AS$2:$BA$2,0)+1,FALSE)","v":6.2228339095312677E-3},{"$f":"M309*VLOOKUP($B309,$AR$36:$AZ$47,MATCH(AJ$2,$AS$2:$BA$2,0)+1,FALSE)","v":9.4863459733600289E-2},{"$f":"N309*VLOOKUP($B309,$AR$36:$AZ$47,MATCH(AK$2,$AS$2:$BA$2,0)+1,FALSE)","v":6.5860254221953629E-2},{"$f":"O309*VLOOKUP($B309,$AR$36:$AZ$47,MATCH(AL$2,$AS$2:$BA$2,0)+1,FALSE)","v":6.1048296013362972E-2},{"$f":"P309*VLOOKUP($B309,$AR$36:$AZ$47,MATCH(AM$2,$AS$2:$BA$2,0)+1,FALSE)","v":8.5769883653262672E-6},{"$f":"Q309*VLOOKUP($B309,$AR$36:$AZ$47,MATCH(AN$2,$AS$2:$BA$2,0)+1,FALSE)","v":1.66507983835203E-3},{"$f":"R309*VLOOKUP($B309,$AR$36:$BA$47,MATCH(AO$2,$AS$2:$BA$2,0)+1,FALSE)","v":0},1.0424558894896239]
[2006,1,13,20,null,2013,1,13,20,0.45981558199111383,0.38697990035169871,8.4180874785592386E-3,0.11209401970062563,8.3179400000000001E-2,6.8165000000000003E-2,1.71375666785885E-5,2.1787855487974887E-3,0,1.1208479126374735,null,null,0.435332461272667,9.8178866435993328E-2,0.34233784784837523,6.5561737272286702E-2,6.2837000775337715E-2,4.7079278059094483E-3,8.5769883653262672E-6,1.5925556000974171E-3,0,1.0105569739990321,null,{"$f":"J310*VLOOKUP($B310,$AR$36:$AZ$47,MATCH(AG$2,$AS$2:$BA$2,0)+1,FALSE)","v":0.44116892677354763},{"$f":"K310*VLOOKUP($B310,$AR$36:$AZ$47,MATCH(AH$2,$AS$2:$BA$2,0)+1,FALSE)","v":0.32697614946132086},{"$f":"L310*VLOOKUP($B310,$AR$36:$AZ$47,MATCH(AI$2,$AS$2:$BA$2,0)+1,FALSE)","v":6.2228339095312677E-3},{"$f":"M310*VLOOKUP($B310,$AR$36:$AZ$47,MATCH(AJ$2,$AS$2:$BA$2,0)+1,FALSE)","v":9.6360408878863366E-2},{"$f":"N310*VLOOKUP($B310,$AR$36:$AZ$47,MATCH(AK$2,$AS$2:$BA$2,0)+1,FALSE)","v":6.5057780498989012E-2},{"$f":"O310*VLOOKUP($B310,$AR$36:$AZ$47,MATCH(AL$2,$AS$2:$BA$2,0)+1,FALSE)","v":6.0409329874733429E-2},{"$f":"P310*VLOOKUP($B310,$AR$36:$AZ$47,MATCH(AM$2,$AS$2:$BA$2,0)+1,FALSE)","v":8.5769883653262672E-6},{"$f":"Q310*VLOOKUP($B310,$AR$36:$AZ$47,MATCH(AN$2,$AS$2:$BA$2,0)+1,FALSE)","v":1.66507983835203E-3},{"$f":"R310*VLOOKUP($B310,$AR$36:$BA$47,MATCH(AO$2,$AS$2:$BA$2,0)+1,FALSE)","v":0},0.99786908622370296]
[2006,1,13,21,null,2013,1,13,21,0.43907101185466541,0.38400792130557715,8.4180874785592386E-3,0.1154363983816091,8.2475699999999971E-2,6.7405000000000007E-2,1.71375666785885E-5,2.1787855487974887E-3,0,1.099010042135887,null,null,0.41569244660322485,0.10110632814157935,0.33970871669821712,6.50070831810272E-2,6.2136404859702767E-2,4.7079278059094483E-3,8.5769883653262672E-6,1.5925556000974171E-3,0,0.98996003987812342,null,{"$f":"J311*VLOOKUP($B311,$AR$36:$AZ$47,MATCH(AG$2,$AS$2:$BA$2,0)+1,FALSE)","v":0.4212656000879974},{"$f":"K311*VLOOKUP($B311,$AR$36:$AZ$47,MATCH(AH$2,$AS$2:$BA$2,0)+1,FALSE)","v":0.32446499509930521},{"$f":"L311*VLOOKUP($B311,$AR$36:$AZ$47,MATCH(AI$2,$AS$2:$BA$2,0)+1,FALSE)","v":6.2228339095312677E-3},{"$f":"M311*VLOOKUP($B311,$AR$36:$AZ$47,MATCH(AJ$2,$AS$2:$BA$2,0)+1,FALSE)","v":9.923364847886823E-2},{"$f":"N311*VLOOKUP($B311,$AR$36:$AZ$47,MATCH(AK$2,$AS$2:$BA$2,0)+1,FALSE)","v":6.4507389895821152E-2},{"$f":"O311*VLOOKUP($B311,$AR$36:$AZ$47,MATCH(AL$2,$AS$2:$BA$2,0)+1,FALSE)","v":5.9735801073958879E-2},{"$f":"P311*VLOOKUP($B311,$AR$36:$AZ$47,MATCH(AM$2,$AS$2:$BA$2,0)+1,FALSE)","v":8.5769883653262672E-6},{"$f":"Q311*VLOOKUP($B311,$AR$36:$AZ$47,MATCH(AN$2,$AS$2:$BA$2,0)+1,FALSE)","v":1.66507983835203E-3},{"$f":"R311*VLOOKUP($B311,$AR$36:$BA$47,MATCH(AO$2,$AS$2:$BA$2,0)+1,FALSE)","v":0},0.97710392537219948]
[2006,1,13,22,null,2013,1,13,22,0.40032067888505157,0.37363247428856877,8.4180874785592386E-3,0.1092466509841417,8.2018700000000014E-2,6.7263000000000003E-2,1.71375666785885E-5,2.1787855487974887E-3,0,1.0430955147517975,null,null,0.37900539534291461,9.5684965033792646E-2,0.33053018262179762,6.4646877241414366E-2,6.2005504043886758E-2,4.7079278059094483E-3,8.5769883653262672E-6,1.5925556000974171E-3,0,0.93818198467817815,null,{"$f":"J312*VLOOKUP($B312,$AR$36:$AZ$47,MATCH(AG$2,$AS$2:$BA$2,0)+1,FALSE)","v":0.38408668863333401},{"$f":"K312*VLOOKUP($B312,$AR$36:$AZ$47,MATCH(AH$2,$AS$2:$BA$2,0)+1,FALSE)","v":0.31569832863554798},{"$f":"L312*VLOOKUP($B312,$AR$36:$AZ$47,MATCH(AI$2,$AS$2:$BA$2,0)+1,FALSE)","v":6.2228339095312677E-3},{"$f":"M312*VLOOKUP($B312,$AR$36:$AZ$47,MATCH(AJ$2,$AS$2:$BA$2,0)+1,FALSE)","v":9.391269922867812E-2},{"$f":"N312*VLOOKUP($B312,$AR$36:$AZ$47,MATCH(AK$2,$AS$2:$BA$2,0)+1,FALSE)","v":6.4149952769705365E-2},{"$f":"O312*VLOOKUP($B312,$AR$36:$AZ$47,MATCH(AL$2,$AS$2:$BA$2,0)+1,FALSE)","v":5.9609957534866788E-2},{"$f":"P312*VLOOKUP($B312,$AR$36:$AZ$47,MATCH(AM$2,$AS$2:$BA$2,0)+1,FALSE)","v":8.5769883653262672E-6},{"$f":"Q312*VLOOKUP($B312,$AR$36:$AZ$47,MATCH(AN$2,$AS$2:$BA$2,0)+1,FALSE)","v":1.66507983835203E-3},{"$f":"R312*VLOOKUP($B312,$AR$36:$BA$47,MATCH(AO$2,$AS$2:$BA$2,0)+1,FALSE)","v":0},0.92535411753838093]
[2006,1,13,23,null,2013,1,13,23,0.33378101938260085,0.37164894019053929,8.4180874785592386E-3,0.11278931874366657,8.052879999999997E-2,6.6321000000000005E-2,1.71375666785885E-5,2.1787855487974887E-3,0,0.97568308891084188,null,null,0.31600867474894639,9.8787852286104733E-2,0.3287754692797451,6.3472542822532008E-2,6.113713384319186E-2,4.7079278059094483E-3,8.5769883653262672E-6,1.5925556000974171E-3,0,0.87449073337489225,null,{"$f":"J313*VLOOKUP($B313,$AR$36:$AZ$47,MATCH(AG$2,$AS$2:$BA$2,0)+1,FALSE)","v":0.3202453763327413},{"$f":"K313*VLOOKUP($B313,$AR$36:$AZ$47,MATCH(AH$2,$AS$2:$BA$2,0)+1,FALSE)","v":0.31402235440249487},{"$f":"L313*VLOOKUP($B313,$AR$36:$AZ$47,MATCH(AI$2,$AS$2:$BA$2,0)+1,FALSE)","v":6.2228339095312677E-3},{"$f":"M313*VLOOKUP($B313,$AR$36:$AZ$47,MATCH(AJ$2,$AS$2:$BA$2,0)+1,FALSE)","v":9.6958115163814557E-2},{"$f":"N313*VLOOKUP($B313,$AR$36:$AZ$47,MATCH(AK$2,$AS$2:$BA$2,0)+1,FALSE)","v":6.2984645167517242E-2},{"$f":"O313*VLOOKUP($B313,$AR$36:$AZ$47,MATCH(AL$2,$AS$2:$BA$2,0)+1,FALSE)","v":5.8775136310748856E-2},{"$f":"P313*VLOOKUP($B313,$AR$36:$AZ$47,MATCH(AM$2,$AS$2:$BA$2,0)+1,FALSE)","v":8.5769883653262672E-6},{"$f":"Q313*VLOOKUP($B313,$AR$36:$AZ$47,MATCH(AN$2,$AS$2:$BA$2,0)+1,FALSE)","v":1.66507983835203E-3},{"$f":"R313*VLOOKUP($B313,$AR$36:$BA$47,MATCH(AO$2,$AS$2:$BA$2,0)+1,FALSE)","v":0},0.86088211811356552]
[2006,1,13,24,null,2013,1,13,24,0.23844630111274984,0.37793910213060489,8.4180874785592386E-3,0.13182337945557895,8.0723700000000023E-2,6.6062999999999997E-2,1.71375666785885E-5,2.1787855487974887E-3,0,0.90560949329296891,null,null,0.22575010332464748,0.11545905838042061,0.33433999730619501,6.3626162379710499E-2,6.0899299966568406E-2,4.7079278059094483E-3,8.5769883653262672E-6,1.5925556000974171E-3,0,0.80638368175191422,null,{"$f":"J314*VLOOKUP($B314,$AR$36:$AZ$47,MATCH(AG$2,$AS$2:$BA$2,0)+1,FALSE)","v":0.2287767158727278},{"$f":"K314*VLOOKUP($B314,$AR$36:$AZ$47,MATCH(AH$2,$AS$2:$BA$2,0)+1,FALSE)","v":0.31933718581565501},{"$f":"L314*VLOOKUP($B314,$AR$36:$AZ$47,MATCH(AI$2,$AS$2:$BA$2,0)+1,FALSE)","v":6.2228339095312677E-3},{"$f":"M314*VLOOKUP($B314,$AR$36:$AZ$47,MATCH(AJ$2,$AS$2:$BA$2,0)+1,FALSE)","v":0.11332053911581018},{"$f":"N314*VLOOKUP($B314,$AR$36:$AZ$47,MATCH(AK$2,$AS$2:$BA$2,0)+1,FALSE)","v":6.3137083889355294E-2},{"$f":"O314*VLOOKUP($B314,$AR$36:$AZ$47,MATCH(AL$2,$AS$2:$BA$2,0)+1,FALSE)","v":5.8546491007328019E-2},{"$f":"P314*VLOOKUP($B314,$AR$36:$AZ$47,MATCH(AM$2,$AS$2:$BA$2,0)+1,FALSE)","v":8.5769883653262672E-6},{"$f":"Q314*VLOOKUP($B314,$AR$36:$AZ$47,MATCH(AN$2,$AS$2:$BA$2,0)+1,FALSE)","v":1.66507983835203E-3},{"$f":"R314*VLOOKUP($B314,$AR$36:$BA$47,MATCH(AO$2,$AS$2:$BA$2,0)+1,FALSE)","v":0},0.79101450643712501]
[2006,1,14,1,null,2013,1,14,1,0.24318087363762914,0.34163635302423795,8.4180874785592386E-3,9.4739436567070609E-2,8.0542099999999991E-2,6.4814999999999998E-2,1.71375666785885E-5,2.1787855487974887E-3,0,0.83552777382297283,null,null,0.23023258106366737,8.2978650545152799E-2,0.30222513813971524,6.3483025840030613E-2,5.9748847726157323E-2,4.7079278059094483E-3,8.5769883653262672E-6,1.5925556000974171E-3,0,0.74497730370909554,null,{"$f":"J315*VLOOKUP($B315,$AR$36:$AZ$47,MATCH(AG$2,$AS$2:$BA$2,0)+1,FALSE)","v":0.23331928981180081},{"$f":"K315*VLOOKUP($B315,$AR$36:$AZ$47,MATCH(AH$2,$AS$2:$BA$2,0)+1,FALSE)","v":0.28866341411104623},{"$f":"L315*VLOOKUP($B315,$AR$36:$AZ$47,MATCH(AI$2,$AS$2:$BA$2,0)+1,FALSE)","v":6.2228339095312677E-3},{"$f":"M315*VLOOKUP($B315,$AR$36:$AZ$47,MATCH(AJ$2,$AS$2:$BA$2,0)+1,FALSE)","v":8.1441729620702591E-2},{"$f":"N315*VLOOKUP($B315,$AR$36:$AZ$47,MATCH(AK$2,$AS$2:$BA$2,0)+1,FALSE)","v":6.2995047604666801E-2},{"$f":"O315*VLOOKUP($B315,$AR$36:$AZ$47,MATCH(AL$2,$AS$2:$BA$2,0)+1,FALSE)","v":5.74404858186877E-2},{"$f":"P315*VLOOKUP($B315,$AR$36:$AZ$47,MATCH(AM$2,$AS$2:$BA$2,0)+1,FALSE)","v":8.5769883653262672E-6},{"$f":"Q315*VLOOKUP($B315,$AR$36:$AZ$47,MATCH(AN$2,$AS$2:$BA$2,0)+1,FALSE)","v":1.66507983835203E-3},{"$f":"R315*VLOOKUP($B315,$AR$36:$BA$47,MATCH(AO$2,$AS$2:$BA$2,0)+1,FALSE)","v":0},0.73175645770315279]
[2006,1,14,2,null,2013,1,14,2,0.22790895497223138,0.33549179708728616,8.4180874785592386E-3,9.0529216975137619E-2,8.0335799999999971E-2,6.4437999999999995E-2,1.71375666785885E-5,2.1787855487974887E-3,0,0.80931777962869034,null,null,0.21577382368059966,7.9291080163730529E-2,0.29678941898859573,6.3320420839281938E-2,5.9401315278533144E-2,4.7079278059094483E-3,8.5769883653262672E-6,1.5925556000974171E-3,0,0.72088511934511312,null,{"$f":"J316*VLOOKUP($B316,$AR$36:$AZ$47,MATCH(AG$2,$AS$2:$BA$2,0)+1,FALSE)","v":0.21866668509098766},{"$f":"K316*VLOOKUP($B316,$AR$36:$AZ$47,MATCH(AH$2,$AS$2:$BA$2,0)+1,FALSE)","v":0.28347161154303624},{"$f":"L316*VLOOKUP($B316,$AR$36:$AZ$47,MATCH(AI$2,$AS$2:$BA$2,0)+1,FALSE)","v":6.2228339095312677E-3},{"$f":"M316*VLOOKUP($B316,$AR$36:$AZ$47,MATCH(AJ$2,$AS$2:$BA$2,0)+1,FALSE)","v":7.7822459989441442E-2},{"$f":"N316*VLOOKUP($B316,$AR$36:$AZ$47,MATCH(AK$2,$AS$2:$BA$2,0)+1,FALSE)","v":6.283369250812916E-2},{"$f":"O316*VLOOKUP($B316,$AR$36:$AZ$47,MATCH(AL$2,$AS$2:$BA$2,0)+1,FALSE)","v":5.7106380084619268E-2},{"$f":"P316*VLOOKUP($B316,$AR$36:$AZ$47,MATCH(AM$2,$AS$2:$BA$2,0)+1,FALSE)","v":8.5769883653262672E-6},{"$f":"Q316*VLOOKUP($B316,$AR$36:$AZ$47,MATCH(AN$2,$AS$2:$BA$2,0)+1,FALSE)","v":1.66507983835203E-3},{"$f":"R316*VLOOKUP($B316,$AR$36:$BA$47,MATCH(AO$2,$AS$2:$BA$2,0)+1,FALSE)","v":0},0.70779731995246242]
[2006,1,14,3,null,2013,1,14,3,0.22094047128527772,0.33381679008046955,8.4180874785592386E-3,8.9346124254016446E-2,8.07861E-2,6.4239000000000004E-2,1.71375666785885E-5,2.1787855487974887E-3,0,0.79974249621379889,null,null,0.20917638054558518,7.8254854479625602E-2,0.2953076410116946,6.3675345860305321E-2,5.9217869769044522E-2,4.7079278059094483E-3,8.5769883653262672E-6,1.5925556000974171E-3,0,0.71194115206062747,null,{"$f":"J317*VLOOKUP($B317,$AR$36:$AZ$47,MATCH(AG$2,$AS$2:$BA$2,0)+1,FALSE)","v":0.2119807905936765},{"$f":"K317*VLOOKUP($B317,$AR$36:$AZ$47,MATCH(AH$2,$AS$2:$BA$2,0)+1,FALSE)","v":0.28205632526870555},{"$f":"L317*VLOOKUP($B317,$AR$36:$AZ$47,MATCH(AI$2,$AS$2:$BA$2,0)+1,FALSE)","v":6.2228339095312677E-3},{"$f":"M317*VLOOKUP($B317,$AR$36:$AZ$47,MATCH(AJ$2,$AS$2:$BA$2,0)+1,FALSE)","v":7.680542715706272E-2},{"$f":"N317*VLOOKUP($B317,$AR$36:$AZ$47,MATCH(AK$2,$AS$2:$BA$2,0)+1,FALSE)","v":6.3185889308763662E-2},{"$f":"O317*VLOOKUP($B317,$AR$36:$AZ$47,MATCH(AL$2,$AS$2:$BA$2,0)+1,FALSE)","v":5.6930021885469098E-2},{"$f":"P317*VLOOKUP($B317,$AR$36:$AZ$47,MATCH(AM$2,$AS$2:$BA$2,0)+1,FALSE)","v":8.5769883653262672E-6},{"$f":"Q317*VLOOKUP($B317,$AR$36:$AZ$47,MATCH(AN$2,$AS$2:$BA$2,0)+1,FALSE)","v":1.66507983835203E-3},{"$f":"R317*VLOOKUP($B317,$AR$36:$BA$47,MATCH(AO$2,$AS$2:$BA$2,0)+1,FALSE)","v":0},0.69885494494992628]
[2006,1,14,4,null,2013,1,14,4,0.21725939921584803,0.33773885300908041,8.4180874785592386E-3,9.2079015584925081E-2,8.1245400000000009E-2,6.4444000000000001E-2,1.71375666785885E-5,2.1787855487974887E-3,0,0.8033806784038886,null,null,0.20569130908026484,8.0648489516338143E-2,0.29877725424195872,6.4037364652568332E-2,5.9406846298919735E-2,4.7079278059094483E-3,8.5769883653262672E-6,1.5925556000974171E-3,0,0.71487032418442198,null,{"$f":"J318*VLOOKUP($B318,$AR$36:$AZ$47,MATCH(AG$2,$AS$2:$BA$2,0)+1,FALSE)","v":0.20844899506988374},{"$f":"K318*VLOOKUP($B318,$AR$36:$AZ$47,MATCH(AH$2,$AS$2:$BA$2,0)+1,FALSE)","v":0.28537024682684503},{"$f":"L318*VLOOKUP($B318,$AR$36:$AZ$47,MATCH(AI$2,$AS$2:$BA$2,0)+1,FALSE)","v":6.2228339095312677E-3},{"$f":"M318*VLOOKUP($B318,$AR$36:$AZ$47,MATCH(AJ$2,$AS$2:$BA$2,0)+1,FALSE)","v":7.9154727563731847E-2},{"$f":"N318*VLOOKUP($B318,$AR$36:$AZ$47,MATCH(AK$2,$AS$2:$BA$2,0)+1,FALSE)","v":6.3545125352582027E-2},{"$f":"O318*VLOOKUP($B318,$AR$36:$AZ$47,MATCH(AL$2,$AS$2:$BA$2,0)+1,FALSE)","v":5.7111697417256968E-2},{"$f":"P318*VLOOKUP($B318,$AR$36:$AZ$47,MATCH(AM$2,$AS$2:$BA$2,0)+1,FALSE)","v":8.5769883653262672E-6},{"$f":"Q318*VLOOKUP($B318,$AR$36:$AZ$47,MATCH(AN$2,$AS$2:$BA$2,0)+1,FALSE)","v":1.66507983835203E-3},{"$f":"R318*VLOOKUP($B318,$AR$36:$BA$47,MATCH(AO$2,$AS$2:$BA$2,0)+1,FALSE)","v":0},0.70152728296654832]
[2006,1,14,5,null,2013,1,14,5,0.22629638861040946,0.34282287106871334,8.4180874785592386E-3,8.9963738517705297E-2,8.3653200000000011E-2,6.5129999999999993E-2,1.71375666785885E-5,2.1787855487974887E-3,0,0.81848020879086336,null,null,0.21424711925658341,7.8795799201436964E-2,0.3032747793055996,6.5935184918213582E-2,6.0039226296453384E-2,4.7079278059094483E-3,8.5769883653262672E-6,1.5925556000974171E-3,0,0.72860116937265917,null,{"$f":"J319*VLOOKUP($B319,$AR$36:$AZ$47,MATCH(AG$2,$AS$2:$BA$2,0)+1,FALSE)","v":0.21711951226984164},{"$f":"K319*VLOOKUP($B319,$AR$36:$AZ$47,MATCH(AH$2,$AS$2:$BA$2,0)+1,FALSE)","v":0.28966595481431362},{"$f":"L319*VLOOKUP($B319,$AR$36:$AZ$47,MATCH(AI$2,$AS$2:$BA$2,0)+1,FALSE)","v":6.2228339095312677E-3},{"$f":"M319*VLOOKUP($B319,$AR$36:$AZ$47,MATCH(AJ$2,$AS$2:$BA$2,0)+1,FALSE)","v":7.7336352563586827E-2},{"$f":"N319*VLOOKUP($B319,$AR$36:$AZ$47,MATCH(AK$2,$AS$2:$BA$2,0)+1,FALSE)","v":6.5428357545714771E-2},{"$f":"O319*VLOOKUP($B319,$AR$36:$AZ$47,MATCH(AL$2,$AS$2:$BA$2,0)+1,FALSE)","v":5.7719645782166623E-2},{"$f":"P319*VLOOKUP($B319,$AR$36:$AZ$47,MATCH(AM$2,$AS$2:$BA$2,0)+1,FALSE)","v":8.5769883653262672E-6},{"$f":"Q319*VLOOKUP($B319,$AR$36:$AZ$47,MATCH(AN$2,$AS$2:$BA$2,0)+1,FALSE)","v":1.66507983835203E-3},{"$f":"R319*VLOOKUP($B319,$AR$36:$BA$47,MATCH(AO$2,$AS$2:$BA$2,0)+1,FALSE)","v":0},0.71516631371187211]
[2006,1,14,6,null,2013,1,14,6,0.24771480504394036,0.35994556252012527,8.4180874785592386E-3,8.7205437254819856E-2,8.8425500000000018E-2,6.8524000000000002E-2,1.71375666785885E-5,2.1787855487974887E-3,0,0.86242931541292078,null,null,0.23452510092522583,7.637990857674247E-2,0.31842219480578654,6.9696696527873345E-2,6.3167940161802119E-2,4.7079278059094483E-3,8.5769883653262672E-6,1.5925556000974171E-3,0,0.7685009013918026,null,{"$f":"J320*VLOOKUP($B320,$AR$36:$AZ$47,MATCH(AG$2,$AS$2:$BA$2,0)+1,FALSE)","v":0.23766935912421019},{"$f":"K320*VLOOKUP($B320,$AR$36:$AZ$47,MATCH(AH$2,$AS$2:$BA$2,0)+1,FALSE)","v":0.30413366157145705},{"$f":"L320*VLOOKUP($B320,$AR$36:$AZ$47,MATCH(AI$2,$AS$2:$BA$2,0)+1,FALSE)","v":6.2228339095312677E-3},{"$f":"M320*VLOOKUP($B320,$AR$36:$AZ$47,MATCH(AJ$2,$AS$2:$BA$2,0)+1,FALSE)","v":7.4965208784350562E-2},{"$f":"N320*VLOOKUP($B320,$AR$36:$AZ$47,MATCH(AK$2,$AS$2:$BA$2,0)+1,FALSE)","v":6.9160955350884401E-2},{"$f":"O320*VLOOKUP($B320,$AR$36:$AZ$47,MATCH(AL$2,$AS$2:$BA$2,0)+1,FALSE)","v":6.0727483610888776E-2},{"$f":"P320*VLOOKUP($B320,$AR$36:$AZ$47,MATCH(AM$2,$AS$2:$BA$2,0)+1,FALSE)","v":8.5769883653262672E-6},{"$f":"Q320*VLOOKUP($B320,$AR$36:$AZ$47,MATCH(AN$2,$AS$2:$BA$2,0)+1,FALSE)","v":1.66507983835203E-3},{"$f":"R320*VLOOKUP($B320,$AR$36:$BA$47,MATCH(AO$2,$AS$2:$BA$2,0)+1,FALSE)","v":0},0.75455315917803956]
[2006,1,14,7,null,2013,1,14,7,0.2869011908914304,0.40483055039110116,8.4180874785592386E-3,9.4375470443945245E-2,0.10094389999999999,7.4784000000000003E-2,1.71375666785885E-5,2.1787855487974887E-3,0,0.97244912232051195,null,null,0.27162498720028017,8.2659866532544563E-2,0.35812924453753076,7.9563659404131071E-2,6.8938638098479513E-2,4.7079278059094483E-3,8.5769883653262672E-6,1.5925556000974171E-3,0,0.86722545616733837,null,{"$f":"J321*VLOOKUP($B321,$AR$36:$AZ$47,MATCH(AG$2,$AS$2:$BA$2,0)+1,FALSE)","v":0.27526664043775517},{"$f":"K321*VLOOKUP($B321,$AR$36:$AZ$47,MATCH(AH$2,$AS$2:$BA$2,0)+1,FALSE)","v":0.34205894009194743},{"$f":"L321*VLOOKUP($B321,$AR$36:$AZ$47,MATCH(AI$2,$AS$2:$BA$2,0)+1,FALSE)","v":6.2228339095312677E-3},{"$f":"M321*VLOOKUP($B321,$AR$36:$AZ$47,MATCH(AJ$2,$AS$2:$BA$2,0)+1,FALSE)","v":8.1128850088537693E-2},{"$f":"N321*VLOOKUP($B321,$AR$36:$AZ$47,MATCH(AK$2,$AS$2:$BA$2,0)+1,FALSE)","v":7.8952073336810508E-2},{"$f":"O321*VLOOKUP($B321,$AR$36:$AZ$47,MATCH(AL$2,$AS$2:$BA$2,0)+1,FALSE)","v":6.6275233996216015E-2},{"$f":"P321*VLOOKUP($B321,$AR$36:$AZ$47,MATCH(AM$2,$AS$2:$BA$2,0)+1,FALSE)","v":8.5769883653262672E-6},{"$f":"Q321*VLOOKUP($B321,$AR$36:$AZ$47,MATCH(AN$2,$AS$2:$BA$2,0)+1,FALSE)","v":1.66507983835203E-3},{"$f":"R321*VLOOKUP($B321,$AR$36:$BA$47,MATCH(AO$2,$AS$2:$BA$2,0)+1,FALSE)","v":0},0.85157822868751554]
[2006,1,14,8,null,2013,1,14,8,0.30333491831856146,0.46752437714948414,4.9105510291595584E-3,0.12176563972662928,0.1095695,8.0008999999999997E-2,9.9969138958432951E-6,2.0396420282785071E-3,0,1.0891636251660086,null,null,0.28718369223101864,0.10664986866509255,0.41359070314646101,8.6362329760202861E-2,7.3755235018469825E-2,2.7462912201138461E-3,5.003243213106991E-6,1.4908504125712395E-3,0,0.97178397369714298,null,{"$f":"J322*VLOOKUP($B322,$AR$36:$AZ$47,MATCH(AG$2,$AS$2:$BA$2,0)+1,FALSE)","v":0.29103393971135078},{"$f":"K322*VLOOKUP($B322,$AR$36:$AZ$47,MATCH(AH$2,$AS$2:$BA$2,0)+1,FALSE)","v":0.39503168118217136},{"$f":"L322*VLOOKUP($B322,$AR$36:$AZ$47,MATCH(AI$2,$AS$2:$BA$2,0)+1,FALSE)","v":3.6299864472265752E-3},{"$f":"M322*VLOOKUP($B322,$AR$36:$AZ$47,MATCH(AJ$2,$AS$2:$BA$2,0)+1,FALSE)","v":0.104674512188886},{"$f":"N322*VLOOKUP($B322,$AR$36:$AZ$47,MATCH(AK$2,$AS$2:$BA$2,0)+1,FALSE)","v":8.5698484004260375E-2},{"$f":"O322*VLOOKUP($B322,$AR$36:$AZ$47,MATCH(AL$2,$AS$2:$BA$2,0)+1,FALSE)","v":7.0905744501541065E-2},{"$f":"P322*VLOOKUP($B322,$AR$36:$AZ$47,MATCH(AM$2,$AS$2:$BA$2,0)+1,FALSE)","v":5.003243213106991E-6},{"$f":"Q322*VLOOKUP($B322,$AR$36:$AZ$47,MATCH(AN$2,$AS$2:$BA$2,0)+1,FALSE)","v":1.5587430440854491E-3},{"$f":"R322*VLOOKUP($B322,$AR$36:$BA$47,MATCH(AO$2,$AS$2:$BA$2,0)+1,FALSE)","v":0},0.95253809432273462]
[2006,1,14,9,null,2013,1,14,9,0.28494995666506012,0.49557727523528,0,0.12657352953336798,0.11417929999999998,8.2114999999999994E-2,0,1.844841099551928E-3,0,1.10523990253326,null,null,{"$f":"$J323*$AS$6","v":0.26977764745897131},{"$f":"$M323*$AV$6","v":0.11086091553838205},{"$f":"$K323*$AT$6","v":0.43840741519758603},{"$f":"$N323*$AW$6","v":8.9995759389146876E-2},{"$f":"$O323*$AX$6","v":7.5696623174163521E-2},{"$f":"$L323*$AU$6","v":0},{"$f":"$P323*$AY$6","v":0},{"$f":"$Q323*$AZ$6","v":1.3484631500345877E-3},0,{"$f":"SUM(V323:AD323)","v":0.98608682390828428},null,{"$f":"J323*VLOOKUP($B323,$AR$36:$AZ$47,MATCH(AG$2,$AS$2:$BA$2,0)+1,FALSE)","v":0.27339453356872734},{"$f":"K323*VLOOKUP($B323,$AR$36:$AZ$47,MATCH(AH$2,$AS$2:$BA$2,0)+1,FALSE)","v":0.41873479493300964},{"$f":"L323*VLOOKUP($B323,$AR$36:$AZ$47,MATCH(AI$2,$AS$2:$BA$2,0)+1,FALSE)","v":0},{"$f":"M323*VLOOKUP($B323,$AR$36:$AZ$47,MATCH(AJ$2,$AS$2:$BA$2,0)+1,FALSE)","v":0.10880756254125261},{"$f":"N323*VLOOKUP($B323,$AR$36:$AZ$47,MATCH(AK$2,$AS$2:$BA$2,0)+1,FALSE)","v":8.9303984363054006E-2},{"$f":"O323*VLOOKUP($B323,$AR$36:$AZ$47,MATCH(AL$2,$AS$2:$BA$2,0)+1,FALSE)","v":7.2772128257371602E-2},{"$f":"P323*VLOOKUP($B323,$AR$36:$AZ$47,MATCH(AM$2,$AS$2:$BA$2,0)+1,FALSE)","v":0},{"$f":"Q323*VLOOKUP($B323,$AR$36:$AZ$47,MATCH(AN$2,$AS$2:$BA$2,0)+1,FALSE)","v":1.4098715321122319E-3},{"$f":"R323*VLOOKUP($B323,$AR$36:$BA$47,MATCH(AO$2,$AS$2:$BA$2,0)+1,FALSE)","v":0},0.96442287519552727]
[2006,1,14,10,null,2013,1,14,10,0.27961352770252751,0.50657852596686737,0,0.12323746495429902,0.11709789999999998,8.3573999999999996E-2,0,1.844841099551928E-3,0,1.1119462597232459,null,null,0.26472535944253134,0.10793898411327114,0.44813956018927475,9.2296190582481952E-2,7.7041582964836416E-2,0,0,1.3484631500345877E-3,{"$f":"$R324*$BA$6","v":0},0.99149014044243011,null,{"$f":"J324*VLOOKUP($B324,$AR$36:$AZ$47,MATCH(AG$2,$AS$2:$BA$2,0)+1,FALSE)","v":0.26827450995402247},{"$f":"K324*VLOOKUP($B324,$AR$36:$AZ$47,MATCH(AH$2,$AS$2:$BA$2,0)+1,FALSE)","v":0.42803023017448805},{"$f":"L324*VLOOKUP($B324,$AR$36:$AZ$47,MATCH(AI$2,$AS$2:$BA$2,0)+1,FALSE)","v":0},{"$f":"M324*VLOOKUP($B324,$AR$36:$AZ$47,MATCH(AJ$2,$AS$2:$BA$2,0)+1,FALSE)","v":0.10593975079051045},{"$f":"N324*VLOOKUP($B324,$AR$36:$AZ$47,MATCH(AK$2,$AS$2:$BA$2,0)+1,FALSE)","v":9.1586732713779651E-2},{"$f":"O324*VLOOKUP($B324,$AR$36:$AZ$47,MATCH(AL$2,$AS$2:$BA$2,0)+1,FALSE)","v":7.406512631043749E-2},{"$f":"P324*VLOOKUP($B324,$AR$36:$AZ$47,MATCH(AM$2,$AS$2:$BA$2,0)+1,FALSE)","v":0},{"$f":"Q324*VLOOKUP($B324,$AR$36:$AZ$47,MATCH(AN$2,$AS$2:$BA$2,0)+1,FALSE)","v":1.4098715321122319E-3},{"$f":"R324*VLOOKUP($B324,$AR$36:$BA$47,MATCH(AO$2,$AS$2:$BA$2,0)+1,FALSE)","v":0},{"$f":"SUM(AG324:AO324)","v":0.96930622147535028}]
[2006,1,14,11,null,2013,1,14,11,0.27420029336683382,0.51327277722226827,0,0.12883948077417332,0.11779590000000002,8.4138000000000004E-2,0,1.844841099551928E-3,0,1.1200912924628275,null,null,0.25960035559512196,0.11284557560156523,0.4540615617341805,9.2846351951956355E-2,7.7561498881176041E-2,0,0,1.3484631500345877E-3,0,0.9982638069140346,null,{"$f":"J325*VLOOKUP($B325,$AR$36:$AZ$47,MATCH(AG$2,$AS$2:$BA$2,0)+1,FALSE)","v":0.2630807956133504},{"$f":"K325*VLOOKUP($B325,$AR$36:$AZ$47,MATCH(AH$2,$AS$2:$BA$2,0)+1,FALSE)","v":0.43368649422600158},{"$f":"L325*VLOOKUP($B325,$AR$36:$AZ$47,MATCH(AI$2,$AS$2:$BA$2,0)+1,FALSE)","v":0},{"$f":"M325*VLOOKUP($B325,$AR$36:$AZ$47,MATCH(AJ$2,$AS$2:$BA$2,0)+1,FALSE)","v":0.11075546296133498},{"$f":"N325*VLOOKUP($B325,$AR$36:$AZ$47,MATCH(AK$2,$AS$2:$BA$2,0)+1,FALSE)","v":9.2132665129597724E-2},{"$f":"O325*VLOOKUP($B325,$AR$36:$AZ$47,MATCH(AL$2,$AS$2:$BA$2,0)+1,FALSE)","v":7.4564955578380721E-2},{"$f":"P325*VLOOKUP($B325,$AR$36:$AZ$47,MATCH(AM$2,$AS$2:$BA$2,0)+1,FALSE)","v":0},{"$f":"Q325*VLOOKUP($B325,$AR$36:$AZ$47,MATCH(AN$2,$AS$2:$BA$2,0)+1,FALSE)","v":1.4098715321122319E-3},{"$f":"R325*VLOOKUP($B325,$AR$36:$BA$47,MATCH(AO$2,$AS$2:$BA$2,0)+1,FALSE)","v":0},0.97563024504077767]
[2006,1,14,12,null,2013,1,14,12,0.28107716049675407,0.50462473901065419,0,0.11882080704271995,0.1191482,8.5134000000000001E-2,0,1.844841099551928E-3,0,1.1106497476496802,null,null,0.26611106034451243,0.1040706022999283,0.44641116235482298,9.3912230490552584E-2,7.8479648265350269E-2,0,0,1.3484631500345877E-3,0,0.99033316690520123,null,{"$f":"J326*VLOOKUP($B326,$AR$36:$AZ$47,MATCH(AG$2,$AS$2:$BA$2,0)+1,FALSE)","v":0.26967878883083524},{"$f":"K326*VLOOKUP($B326,$AR$36:$AZ$47,MATCH(AH$2,$AS$2:$BA$2,0)+1,FALSE)","v":0.42637939059540464},{"$f":"L326*VLOOKUP($B326,$AR$36:$AZ$47,MATCH(AI$2,$AS$2:$BA$2,0)+1,FALSE)","v":0},{"$f":"M326*VLOOKUP($B326,$AR$36:$AZ$47,MATCH(AJ$2,$AS$2:$BA$2,0)+1,FALSE)","v":0.10214301869566302},{"$f":"N326*VLOOKUP($B326,$AR$36:$AZ$47,MATCH(AK$2,$AS$2:$BA$2,0)+1,FALSE)","v":9.3190350524885265E-2},{"$f":"O326*VLOOKUP($B326,$AR$36:$AZ$47,MATCH(AL$2,$AS$2:$BA$2,0)+1,FALSE)","v":7.5447632796237896E-2},{"$f":"P326*VLOOKUP($B326,$AR$36:$AZ$47,MATCH(AM$2,$AS$2:$BA$2,0)+1,FALSE)","v":0},{"$f":"Q326*VLOOKUP($B326,$AR$36:$AZ$47,MATCH(AN$2,$AS$2:$BA$2,0)+1,FALSE)","v":1.4098715321122319E-3},{"$f":"R326*VLOOKUP($B326,$AR$36:$BA$47,MATCH(AO$2,$AS$2:$BA$2,0)+1,FALSE)","v":0},0.9682490529751383]
[2006,1,14,13,null,2013,1,14,13,0.28479264641853974,0.4978568153728038,0,0.11239155325616039,0.11895659999999997,8.5077E-2,0,1.844841099551928E-3,0,1.1009194561470559,null,null,0.26962871327865368,9.8439464702404778E-2,0.44042398728325421,9.3761211982828649E-2,7.8427103571677648E-2,0,0,1.3484631500345877E-3,0,0.98202894396885354,null,{"$f":"J327*VLOOKUP($B327,$AR$36:$AZ$47,MATCH(AG$2,$AS$2:$BA$2,0)+1,FALSE)","v":0.27324360264044661},{"$f":"K327*VLOOKUP($B327,$AR$36:$AZ$47,MATCH(AH$2,$AS$2:$BA$2,0)+1,FALSE)","v":0.42066087754358622},{"$f":"L327*VLOOKUP($B327,$AR$36:$AZ$47,MATCH(AI$2,$AS$2:$BA$2,0)+1,FALSE)","v":0},{"$f":"M327*VLOOKUP($B327,$AR$36:$AZ$47,MATCH(AJ$2,$AS$2:$BA$2,0)+1,FALSE)","v":9.6616180374462166E-2},{"$f":"N327*VLOOKUP($B327,$AR$36:$AZ$47,MATCH(AK$2,$AS$2:$BA$2,0)+1,FALSE)","v":9.304049285888133E-2},{"$f":"O327*VLOOKUP($B327,$AR$36:$AZ$47,MATCH(AL$2,$AS$2:$BA$2,0)+1,FALSE)","v":7.5397118136179803E-2},{"$f":"P327*VLOOKUP($B327,$AR$36:$AZ$47,MATCH(AM$2,$AS$2:$BA$2,0)+1,FALSE)","v":0},{"$f":"Q327*VLOOKUP($B327,$AR$36:$AZ$47,MATCH(AN$2,$AS$2:$BA$2,0)+1,FALSE)","v":1.4098715321122319E-3},{"$f":"R327*VLOOKUP($B327,$AR$36:$BA$47,MATCH(AO$2,$AS$2:$BA$2,0)+1,FALSE)","v":0},0.96036814308566842]
[2006,1,14,14,null,2013,1,14,14,0.28346034526373048,0.49346914107236062,0,0.10774187318121489,0.11882840000000007,8.5183999999999996E-2,0,1.844841099551928E-3,0,1.090528600616858,null,null,0.26836735119438498,9.4366987684742554E-2,0.43654247567061433,9.3660165152504068E-2,7.8525740101905203E-2,0,0,1.3484631500345877E-3,0,0.97281118295418567,null,{"$f":"J328*VLOOKUP($B328,$AR$36:$AZ$47,MATCH(AG$2,$AS$2:$BA$2,0)+1,FALSE)","v":0.27196532958136244},{"$f":"K328*VLOOKUP($B328,$AR$36:$AZ$47,MATCH(AH$2,$AS$2:$BA$2,0)+1,FALSE)","v":0.41695354068566298},{"$f":"L328*VLOOKUP($B328,$AR$36:$AZ$47,MATCH(AI$2,$AS$2:$BA$2,0)+1,FALSE)","v":0},{"$f":"M328*VLOOKUP($B328,$AR$36:$AZ$47,MATCH(AJ$2,$AS$2:$BA$2,0)+1,FALSE)","v":9.2619133302956791E-2},{"$f":"N328*VLOOKUP($B328,$AR$36:$AZ$47,MATCH(AK$2,$AS$2:$BA$2,0)+1,FALSE)","v":9.2940222750417412E-2},{"$f":"O328*VLOOKUP($B328,$AR$36:$AZ$47,MATCH(AL$2,$AS$2:$BA$2,0)+1,FALSE)","v":7.5491943901552006E-2},{"$f":"P328*VLOOKUP($B328,$AR$36:$AZ$47,MATCH(AM$2,$AS$2:$BA$2,0)+1,FALSE)","v":0},{"$f":"Q328*VLOOKUP($B328,$AR$36:$AZ$47,MATCH(AN$2,$AS$2:$BA$2,0)+1,FALSE)","v":1.4098715321122319E-3},{"$f":"R328*VLOOKUP($B328,$AR$36:$BA$47,MATCH(AO$2,$AS$2:$BA$2,0)+1,FALSE)","v":0},0.95138004175406388]
[2006,1,14,15,null,2013,1,14,15,0.28401253968805706,0.47845289845458416,0,9.3119774980608805E-2,0.11823409999999995,8.4623000000000004E-2,0,1.844841099551928E-3,0,1.0602871542228018,null,null,0.26889014373830483,8.1560050882178492E-2,0.42325850878792431,9.3191739791646369E-2,7.8008589695758884E-2,0,0,1.3484631500345877E-3,0,0.94625749604584741,null,{"$f":"J329*VLOOKUP($B329,$AR$36:$AZ$47,MATCH(AG$2,$AS$2:$BA$2,0)+1,FALSE)","v":0.27249513116071644},{"$f":"K329*VLOOKUP($B329,$AR$36:$AZ$47,MATCH(AH$2,$AS$2:$BA$2,0)+1,FALSE)","v":0.40426566416785104},{"$f":"L329*VLOOKUP($B329,$AR$36:$AZ$47,MATCH(AI$2,$AS$2:$BA$2,0)+1,FALSE)","v":0},{"$f":"M329*VLOOKUP($B329,$AR$36:$AZ$47,MATCH(AJ$2,$AS$2:$BA$2,0)+1,FALSE)","v":8.0049405095864654E-2},{"$f":"N329*VLOOKUP($B329,$AR$36:$AZ$47,MATCH(AK$2,$AS$2:$BA$2,0)+1,FALSE)","v":9.2475398058840447E-2},{"$f":"O329*VLOOKUP($B329,$AR$36:$AZ$47,MATCH(AL$2,$AS$2:$BA$2,0)+1,FALSE)","v":7.4994773299927639E-2},{"$f":"P329*VLOOKUP($B329,$AR$36:$AZ$47,MATCH(AM$2,$AS$2:$BA$2,0)+1,FALSE)","v":0},{"$f":"Q329*VLOOKUP($B329,$AR$36:$AZ$47,MATCH(AN$2,$AS$2:$BA$2,0)+1,FALSE)","v":1.4098715321122319E-3},{"$f":"R329*VLOOKUP($B329,$AR$36:$BA$47,MATCH(AO$2,$AS$2:$BA$2,0)+1,FALSE)","v":0},0.92569024331531247]
[2006,1,14,16,null,2013,1,14,16,0.30375728207782643,0.4838410688912389,0,0.10612011672761962,0.11644020000000001,8.3226999999999995E-2,0,1.844841099551928E-3,0,1.0952305087962368,null,null,0.28758356701141868,9.294655320773404E-2,0.42802509917013337,9.1777793544225106E-2,7.6721705619145195E-2,0,0,1.3484631500345877E-3,0,0.97840318170269092,null,{"$f":"J330*VLOOKUP($B330,$AR$36:$AZ$47,MATCH(AG$2,$AS$2:$BA$2,0)+1,FALSE)","v":0.29143917557912213},{"$f":"K330*VLOOKUP($B330,$AR$36:$AZ$47,MATCH(AH$2,$AS$2:$BA$2,0)+1,FALSE)","v":0.40881836372774422},{"$f":"L330*VLOOKUP($B330,$AR$36:$AZ$47,MATCH(AI$2,$AS$2:$BA$2,0)+1,FALSE)","v":0},{"$f":"M330*VLOOKUP($B330,$AR$36:$AZ$47,MATCH(AJ$2,$AS$2:$BA$2,0)+1,FALSE)","v":9.1225007948296993E-2},{"$f":"N330*VLOOKUP($B330,$AR$36:$AZ$47,MATCH(AK$2,$AS$2:$BA$2,0)+1,FALSE)","v":9.107232046466289E-2},{"$f":"O330*VLOOKUP($B330,$AR$36:$AZ$47,MATCH(AL$2,$AS$2:$BA$2,0)+1,FALSE)","v":7.3757607239557529E-2},{"$f":"P330*VLOOKUP($B330,$AR$36:$AZ$47,MATCH(AM$2,$AS$2:$BA$2,0)+1,FALSE)","v":0},{"$f":"Q330*VLOOKUP($B330,$AR$36:$AZ$47,MATCH(AN$2,$AS$2:$BA$2,0)+1,FALSE)","v":1.4098715321122319E-3},{"$f":"R330*VLOOKUP($B330,$AR$36:$BA$47,MATCH(AO$2,$AS$2:$BA$2,0)+1,FALSE)","v":0},0.95772234649149601]
[2006,1,14,17,null,2013,1,14,17,0.35622074549381738,0.4820693653581839,1.5433160377358638E-3,0.10781860412858388,0.11407679999999998,8.1541000000000002E-2,3.1418872244078982E-6,1.9060642485802812E-3,0,1.1451790371541257,null,null,0.33725358592829224,9.4434193388074156E-2,0.42645777959105396,8.9914969216695409E-2,7.5167488890512918E-2,8.6312009775006736E-4,1.5724478669764856E-6,1.3932134325461067E-3,0,1.0254859229927917,null,{"$f":"J331*VLOOKUP($B331,$AR$36:$AZ$47,MATCH(AG$2,$AS$2:$BA$2,0)+1,FALSE)","v":0.34177511624000934},{"$f":"K331*VLOOKUP($B331,$AR$36:$AZ$47,MATCH(AH$2,$AS$2:$BA$2,0)+1,FALSE)","v":0.40732137435258842},{"$f":"L331*VLOOKUP($B331,$AR$36:$AZ$47,MATCH(AI$2,$AS$2:$BA$2,0)+1,FALSE)","v":1.1408528834140684E-3},{"$f":"M331*VLOOKUP($B331,$AR$36:$AZ$47,MATCH(AJ$2,$AS$2:$BA$2,0)+1,FALSE)","v":9.2685094230059634E-2},{"$f":"N331*VLOOKUP($B331,$AR$36:$AZ$47,MATCH(AK$2,$AS$2:$BA$2,0)+1,FALSE)","v":8.9223815204570692E-2},{"$f":"O331*VLOOKUP($B331,$AR$36:$AZ$47,MATCH(AL$2,$AS$2:$BA$2,0)+1,FALSE)","v":7.2263436768365566E-2},{"$f":"P331*VLOOKUP($B331,$AR$36:$AZ$47,MATCH(AM$2,$AS$2:$BA$2,0)+1,FALSE)","v":1.5724478669764856E-6},{"$f":"Q331*VLOOKUP($B331,$AR$36:$AZ$47,MATCH(AN$2,$AS$2:$BA$2,0)+1,FALSE)","v":1.4566597215895287E-3},{"$f":"R331*VLOOKUP($B331,$AR$36:$BA$47,MATCH(AO$2,$AS$2:$BA$2,0)+1,FALSE)","v":0},1.0058679218484643]
[2006,1,14,18,null,2013,1,14,18,0.4531315649419958,0.47254818692661649,8.4180874785592386E-3,0.10100174464640083,0.110071,7.9547999999999994E-2,1.71375666785885E-5,2.1787855487974887E-3,0,1.2269145071090486,null,null,0.42900433820084544,8.8463566780145941E-2,0.41803496556303632,8.6757610457611725E-2,7.3330268285433348E-2,4.7079278059094483E-3,8.5769883653262672E-6,1.5925556000974171E-3,0,1.101899809681445,null,{"$f":"J332*VLOOKUP($B332,$AR$36:$AZ$47,MATCH(AG$2,$AS$2:$BA$2,0)+1,FALSE)","v":0.4347559630907456},{"$f":"K332*VLOOKUP($B332,$AR$36:$AZ$47,MATCH(AH$2,$AS$2:$BA$2,0)+1,FALSE)","v":0.39927651657300162},{"$f":"L332*VLOOKUP($B332,$AR$36:$AZ$47,MATCH(AI$2,$AS$2:$BA$2,0)+1,FALSE)","v":6.2228339095312677E-3},{"$f":"M332*VLOOKUP($B332,$AR$36:$AZ$47,MATCH(AJ$2,$AS$2:$BA$2,0)+1,FALSE)","v":8.6825054874460988E-2},{"$f":"N332*VLOOKUP($B332,$AR$36:$AZ$47,MATCH(AK$2,$AS$2:$BA$2,0)+1,FALSE)","v":8.6090726277229926E-2},{"$f":"O332*VLOOKUP($B332,$AR$36:$AZ$47,MATCH(AL$2,$AS$2:$BA$2,0)+1,FALSE)","v":7.0497196110544919E-2},{"$f":"P332*VLOOKUP($B332,$AR$36:$AZ$47,MATCH(AM$2,$AS$2:$BA$2,0)+1,FALSE)","v":8.5769883653262672E-6},{"$f":"Q332*VLOOKUP($B332,$AR$36:$AZ$47,MATCH(AN$2,$AS$2:$BA$2,0)+1,FALSE)","v":1.66507983835203E-3},{"$f":"R332*VLOOKUP($B332,$AR$36:$BA$47,MATCH(AO$2,$AS$2:$BA$2,0)+1,FALSE)","v":0},1.0853419476622317]
[2006,1,14,19,null,2013,1,14,19,0.49103627068680761,0.44530667765093823,8.4180874785592386E-3,8.5953300536285263E-2,9.9965999999999999E-2,7.4510999999999994E-2,1.71375666785885E-5,2.1787855487974887E-3,0,1.2073872594680666,null,null,0.4648907880994137,7.5283209894895439E-2,0.39393604040154429,7.8792881749103885E-2,6.8686976670889577E-2,4.7079278059094483E-3,8.5769883653262672E-6,1.5925556000974171E-3,0,1.0878989572102191,null,{"$f":"J333*VLOOKUP($B333,$AR$36:$AZ$47,MATCH(AG$2,$AS$2:$BA$2,0)+1,FALSE)","v":0.47112353958890113},{"$f":"K333*VLOOKUP($B333,$AR$36:$AZ$47,MATCH(AH$2,$AS$2:$BA$2,0)+1,FALSE)","v":0.37625898051911127},{"$f":"L333*VLOOKUP($B333,$AR$36:$AZ$47,MATCH(AI$2,$AS$2:$BA$2,0)+1,FALSE)","v":6.2228339095312677E-3},{"$f":"M333*VLOOKUP($B333,$AR$36:$AZ$47,MATCH(AJ$2,$AS$2:$BA$2,0)+1,FALSE)","v":7.3888823028067804E-2},{"$f":"N333*VLOOKUP($B333,$AR$36:$AZ$47,MATCH(AK$2,$AS$2:$BA$2,0)+1,FALSE)","v":7.8187220457973189E-2},{"$f":"O333*VLOOKUP($B333,$AR$36:$AZ$47,MATCH(AL$2,$AS$2:$BA$2,0)+1,FALSE)","v":6.6033295361200936E-2},{"$f":"P333*VLOOKUP($B333,$AR$36:$AZ$47,MATCH(AM$2,$AS$2:$BA$2,0)+1,FALSE)","v":8.5769883653262672E-6},{"$f":"Q333*VLOOKUP($B333,$AR$36:$AZ$47,MATCH(AN$2,$AS$2:$BA$2,0)+1,FALSE)","v":1.66507983835203E-3},{"$f":"R333*VLOOKUP($B333,$AR$36:$BA$47,MATCH(AO$2,$AS$2:$BA$2,0)+1,FALSE)","v":0},1.0733883496915027]
[2006,1,14,20,null,2013,1,14,20,0.46331617933196351,0.43934509658625576,8.4180874785592386E-3,9.4619551873496008E-2,9.5880099999999982E-2,7.2774000000000005E-2,1.71375666785885E-5,2.1787855487974887E-3,0,1.1765489383857506,null,null,0.43864666748055076,8.2873648125312602E-2,0.38866218811722092,7.5572388425987375E-2,6.7085746268971277E-2,4.7079278059094483E-3,8.5769883653262672E-6,1.5925556000974171E-3,0,1.0591496988124152,null,{"$f":"J334*VLOOKUP($B334,$AR$36:$AZ$47,MATCH(AG$2,$AS$2:$BA$2,0)+1,FALSE)","v":0.44452756626384404},{"$f":"K334*VLOOKUP($B334,$AR$36:$AZ$47,MATCH(AH$2,$AS$2:$BA$2,0)+1,FALSE)","v":0.3712217813791564},{"$f":"L334*VLOOKUP($B334,$AR$36:$AZ$47,MATCH(AI$2,$AS$2:$BA$2,0)+1,FALSE)","v":6.2228339095312677E-3},{"$f":"M334*VLOOKUP($B334,$AR$36:$AZ$47,MATCH(AJ$2,$AS$2:$BA$2,0)+1,FALSE)","v":8.1338672043482871E-2},{"$f":"N334*VLOOKUP($B334,$AR$36:$AZ$47,MATCH(AK$2,$AS$2:$BA$2,0)+1,FALSE)","v":7.4991482266295678E-2},{"$f":"O334*VLOOKUP($B334,$AR$36:$AZ$47,MATCH(AL$2,$AS$2:$BA$2,0)+1,FALSE)","v":6.4493927562588579E-2},{"$f":"P334*VLOOKUP($B334,$AR$36:$AZ$47,MATCH(AM$2,$AS$2:$BA$2,0)+1,FALSE)","v":8.5769883653262672E-6},{"$f":"Q334*VLOOKUP($B334,$AR$36:$AZ$47,MATCH(AN$2,$AS$2:$BA$2,0)+1,FALSE)","v":1.66507983835203E-3},{"$f":"R334*VLOOKUP($B334,$AR$36:$BA$47,MATCH(AO$2,$AS$2:$BA$2,0)+1,FALSE)","v":0},1.0444699202516161]
[2006,1,14,21,null,2013,1,14,21,0.43517294532223044,0.4386060299443405,8.4180874785592386E-3,0.10680703746368353,9.3128500000000017E-2,7.1705000000000005E-2,1.71375666785885E-5,2.1787855487974887E-3,0,1.1560335233242898,null,null,0.41200193465836793,9.3548200819071836E-2,0.38800838030089807,7.340358609898788E-2,6.6100302803426852E-2,4.7079278059094483E-3,8.5769883653262672E-6,1.5925556000974171E-3,0,1.0393714650751249,null,{"$f":"J335*VLOOKUP($B335,$AR$36:$AZ$47,MATCH(AG$2,$AS$2:$BA$2,0)+1,FALSE)","v":0.41752560976152897},{"$f":"K335*VLOOKUP($B335,$AR$36:$AZ$47,MATCH(AH$2,$AS$2:$BA$2,0)+1,FALSE)","v":0.37059731182776851},{"$f":"L335*VLOOKUP($B335,$AR$36:$AZ$47,MATCH(AI$2,$AS$2:$BA$2,0)+1,FALSE)","v":6.2228339095312677E-3},{"$f":"M335*VLOOKUP($B335,$AR$36:$AZ$47,MATCH(AJ$2,$AS$2:$BA$2,0)+1,FALSE)","v":9.1815511912480552E-2},{"$f":"N335*VLOOKUP($B335,$AR$36:$AZ$47,MATCH(AK$2,$AS$2:$BA$2,0)+1,FALSE)","v":7.283935098353797E-2},{"$f":"O335*VLOOKUP($B335,$AR$36:$AZ$47,MATCH(AL$2,$AS$2:$BA$2,0)+1,FALSE)","v":6.3546556130972792E-2},{"$f":"P335*VLOOKUP($B335,$AR$36:$AZ$47,MATCH(AM$2,$AS$2:$BA$2,0)+1,FALSE)","v":8.5769883653262672E-6},{"$f":"Q335*VLOOKUP($B335,$AR$36:$AZ$47,MATCH(AN$2,$AS$2:$BA$2,0)+1,FALSE)","v":1.66507983835203E-3},{"$f":"R335*VLOOKUP($B335,$AR$36:$BA$47,MATCH(AO$2,$AS$2:$BA$2,0)+1,FALSE)","v":0},1.0242208313525374]
[2006,1,14,22,null,2013,1,14,22,0.39887789266670315,0.40925809287787868,8.4180874785592386E-3,9.6918605664538068E-2,8.9746199999999998E-2,6.9778999999999994E-2,1.71375666785885E-5,2.1787855487974887E-3,0,1.0751938018031553,null,null,0.3776394310299957,8.4887301446718313E-2,0.36204602513725476,7.0737668047450408E-2,6.4324845259330896E-2,4.7079278059094483E-3,8.5769883653262672E-6,1.5925556000974171E-3,0,0.96594433131512225,null,{"$f":"J336*VLOOKUP($B336,$AR$36:$AZ$47,MATCH(AG$2,$AS$2:$BA$2,0)+1,FALSE)","v":0.38270241095236418},{"$f":"K336*VLOOKUP($B336,$AR$36:$AZ$47,MATCH(AH$2,$AS$2:$BA$2,0)+1,FALSE)","v":0.34579996331456753},{"$f":"L336*VLOOKUP($B336,$AR$36:$AZ$47,MATCH(AI$2,$AS$2:$BA$2,0)+1,FALSE)","v":6.2228339095312677E-3},{"$f":"M336*VLOOKUP($B336,$AR$36:$AZ$47,MATCH(AJ$2,$AS$2:$BA$2,0)+1,FALSE)","v":8.3315028712027589E-2},{"$f":"N336*VLOOKUP($B336,$AR$36:$AZ$47,MATCH(AK$2,$AS$2:$BA$2,0)+1,FALSE)","v":7.0193925181215144E-2},{"$f":"O336*VLOOKUP($B336,$AR$36:$AZ$47,MATCH(AL$2,$AS$2:$BA$2,0)+1,FALSE)","v":6.1839692354273064E-2},{"$f":"P336*VLOOKUP($B336,$AR$36:$AZ$47,MATCH(AM$2,$AS$2:$BA$2,0)+1,FALSE)","v":8.5769883653262672E-6},{"$f":"Q336*VLOOKUP($B336,$AR$36:$AZ$47,MATCH(AN$2,$AS$2:$BA$2,0)+1,FALSE)","v":1.66507983835203E-3},{"$f":"R336*VLOOKUP($B336,$AR$36:$BA$47,MATCH(AO$2,$AS$2:$BA$2,0)+1,FALSE)","v":0},0.95174751125069612]
[2006,1,14,23,null,2013,1,14,23,0.34460274480039893,0.39220091947617086,8.4180874785592386E-3,0.10426755987722258,8.7543800000000005E-2,6.762E-2,1.71375666785885E-5,2.1787855487974887E-3,0,1.0068490347478278,null,null,0.32625419174718956,9.1323969486800716E-2,0.34695656951588977,6.9001743405429861E-2,6.2334599756888966E-2,4.7079278059094483E-3,8.5769883653262672E-6,1.5925556000974171E-3,0,0.90218013430657096,null,{"$f":"J337*VLOOKUP($B337,$AR$36:$AZ$47,MATCH(AG$2,$AS$2:$BA$2,0)+1,FALSE)","v":0.33062825411112046},{"$f":"K337*VLOOKUP($B337,$AR$36:$AZ$47,MATCH(AH$2,$AS$2:$BA$2,0)+1,FALSE)","v":0.3313876156073205},{"$f":"L337*VLOOKUP($B337,$AR$36:$AZ$47,MATCH(AI$2,$AS$2:$BA$2,0)+1,FALSE)","v":6.2228339095312677E-3},{"$f":"M337*VLOOKUP($B337,$AR$36:$AZ$47,MATCH(AJ$2,$AS$2:$BA$2,0)+1,FALSE)","v":8.9632477534521485E-2},{"$f":"N337*VLOOKUP($B337,$AR$36:$AZ$47,MATCH(AK$2,$AS$2:$BA$2,0)+1,FALSE)","v":6.8471344160301637E-2},{"$f":"O337*VLOOKUP($B337,$AR$36:$AZ$47,MATCH(AL$2,$AS$2:$BA$2,0)+1,FALSE)","v":5.9926338826809568E-2},{"$f":"P337*VLOOKUP($B337,$AR$36:$AZ$47,MATCH(AM$2,$AS$2:$BA$2,0)+1,FALSE)","v":8.5769883653262672E-6},{"$f":"Q337*VLOOKUP($B337,$AR$36:$AZ$47,MATCH(AN$2,$AS$2:$BA$2,0)+1,FALSE)","v":1.66507983835203E-3},{"$f":"R337*VLOOKUP($B337,$AR$36:$BA$47,MATCH(AO$2,$AS$2:$BA$2,0)+1,FALSE)","v":0},0.88794252097632231]
[2006,1,14,24,null,2013,1,14,24,0.24578006365779825,0.384570274645887,8.4180874785592386E-3,0.11842704730414255,8.5265399999999963E-2,6.5740000000000007E-2,1.71375666785885E-5,2.1787855487974887E-3,0,0.91039679620186298,null,null,0.23269337585425681,0.10372572319857293,0.34020619688278758,6.7205915806274538E-2,6.0601546702423563E-2,4.7079278059094483E-3,8.5769883653262672E-6,1.5925556000974171E-3,0,0.81074181883868768,null,{"$f":"J338*VLOOKUP($B338,$AR$36:$AZ$47,MATCH(AG$2,$AS$2:$BA$2,0)+1,FALSE)","v":0.23581307627008721},{"$f":"K338*VLOOKUP($B338,$AR$36:$AZ$47,MATCH(AH$2,$AS$2:$BA$2,0)+1,FALSE)","v":0.32494015189603837},{"$f":"L338*VLOOKUP($B338,$AR$36:$AZ$47,MATCH(AI$2,$AS$2:$BA$2,0)+1,FALSE)","v":6.2228339095312677E-3},{"$f":"M338*VLOOKUP($B338,$AR$36:$AZ$47,MATCH(AJ$2,$AS$2:$BA$2,0)+1,FALSE)","v":0.10180452740495287},{"$f":"N338*VLOOKUP($B338,$AR$36:$AZ$47,MATCH(AK$2,$AS$2:$BA$2,0)+1,FALSE)","v":6.6689320641390715E-2},{"$f":"O338*VLOOKUP($B338,$AR$36:$AZ$47,MATCH(AL$2,$AS$2:$BA$2,0)+1,FALSE)","v":5.8260241266998837E-2},{"$f":"P338*VLOOKUP($B338,$AR$36:$AZ$47,MATCH(AM$2,$AS$2:$BA$2,0)+1,FALSE)","v":8.5769883653262672E-6},{"$f":"Q338*VLOOKUP($B338,$AR$36:$AZ$47,MATCH(AN$2,$AS$2:$BA$2,0)+1,FALSE)","v":1.66507983835203E-3},{"$f":"R338*VLOOKUP($B338,$AR$36:$BA$47,MATCH(AO$2,$AS$2:$BA$2,0)+1,FALSE)","v":0},0.79540380821571655]
[2006,1,15,1,null,2013,1,15,1,0.22368408578564172,0.32969065313448737,8.4180874785592386E-3,8.6887895670158852E-2,8.4443100000000007E-2,6.5347000000000002E-2,1.71375666785885E-5,2.1787855487974887E-3,0,0.80066674518432324,null,null,0.21177390985952202,7.6101786042537978E-2,0.29165749576970279,6.6557781574012723E-2,6.0239264867101794E-2,4.7079278059094483E-3,8.5769883653262672E-6,1.5925556000974171E-3,0,0.7126392985072495,null,{"$f":"J339*VLOOKUP($B339,$AR$36:$AZ$47,MATCH(AG$2,$AS$2:$BA$2,0)+1,FALSE)","v":0.21461314476350393},{"$f":"K339*VLOOKUP($B339,$AR$36:$AZ$47,MATCH(AH$2,$AS$2:$BA$2,0)+1,FALSE)","v":0.27856997269710893},{"$f":"L339*VLOOKUP($B339,$AR$36:$AZ$47,MATCH(AI$2,$AS$2:$BA$2,0)+1,FALSE)","v":6.2228339095312677E-3},{"$f":"M339*VLOOKUP($B339,$AR$36:$AZ$47,MATCH(AJ$2,$AS$2:$BA$2,0)+1,FALSE)","v":7.4692237603410691E-2},{"$f":"N339*VLOOKUP($B339,$AR$36:$AZ$47,MATCH(AK$2,$AS$2:$BA$2,0)+1,FALSE)","v":6.6046168455821744E-2},{"$f":"O339*VLOOKUP($B339,$AR$36:$AZ$47,MATCH(AL$2,$AS$2:$BA$2,0)+1,FALSE)","v":5.7911955979229893E-2},{"$f":"P339*VLOOKUP($B339,$AR$36:$AZ$47,MATCH(AM$2,$AS$2:$BA$2,0)+1,FALSE)","v":8.5769883653262672E-6},{"$f":"Q339*VLOOKUP($B339,$AR$36:$AZ$47,MATCH(AN$2,$AS$2:$BA$2,0)+1,FALSE)","v":1.66507983835203E-3},{"$f":"R339*VLOOKUP($B339,$AR$36:$BA$47,MATCH(AO$2,$AS$2:$BA$2,0)+1,FALSE)","v":0},0.69972997023532391]
[2006,1,15,2,null,2013,1,15,2,0.21221363412402008,0.31961554247586188,8.4180874785592386E-3,8.1134913145278001E-2,8.3845199999999981E-2,6.4424999999999996E-2,1.71375666785885E-5,2.1787855487974887E-3,0,0.77184830033919505,null,null,0.20091420838498739,7.106296858887387E-2,0.28274465120962761,6.6086518704659217E-2,5.9389331401028859E-2,4.7079278059094483E-3,8.5769883653262672E-6,1.5925556000974171E-3,0,0.68650673868354917,null,{"$f":"J340*VLOOKUP($B340,$AR$36:$AZ$47,MATCH(AG$2,$AS$2:$BA$2,0)+1,FALSE)","v":0.20360784818948902},{"$f":"K340*VLOOKUP($B340,$AR$36:$AZ$47,MATCH(AH$2,$AS$2:$BA$2,0)+1,FALSE)","v":0.27005707348565089},{"$f":"L340*VLOOKUP($B340,$AR$36:$AZ$47,MATCH(AI$2,$AS$2:$BA$2,0)+1,FALSE)","v":6.2228339095312677E-3},{"$f":"M340*VLOOKUP($B340,$AR$36:$AZ$47,MATCH(AJ$2,$AS$2:$BA$2,0)+1,FALSE)","v":6.9746748541183928E-2},{"$f":"N340*VLOOKUP($B340,$AR$36:$AZ$47,MATCH(AK$2,$AS$2:$BA$2,0)+1,FALSE)","v":6.5578528066971287E-2},{"$f":"O340*VLOOKUP($B340,$AR$36:$AZ$47,MATCH(AL$2,$AS$2:$BA$2,0)+1,FALSE)","v":5.7094859197237599E-2},{"$f":"P340*VLOOKUP($B340,$AR$36:$AZ$47,MATCH(AM$2,$AS$2:$BA$2,0)+1,FALSE)","v":8.5769883653262672E-6},{"$f":"Q340*VLOOKUP($B340,$AR$36:$AZ$47,MATCH(AN$2,$AS$2:$BA$2,0)+1,FALSE)","v":1.66507983835203E-3},{"$f":"R340*VLOOKUP($B340,$AR$36:$BA$47,MATCH(AO$2,$AS$2:$BA$2,0)+1,FALSE)","v":0},0.67398154821678136]
[2006,1,15,3,null,2013,1,15,3,0.20696163833939735,0.31692841000375715,8.4180874785592386E-3,8.2517253626452791E-2,8.372930000000002E-2,6.4196000000000003E-2,1.71375666785885E-5,2.1787855487974887E-3,0,0.7649466125636426,null,null,0.19594185785781956,7.2273707768651621E-2,0.28036750669502164,6.5995166695028765E-2,5.9178230789607281E-2,4.7079278059094483E-3,8.5769883653262672E-6,1.5925556000974171E-3,0,0.68006553020050109,null,{"$f":"J341*VLOOKUP($B341,$AR$36:$AZ$47,MATCH(AG$2,$AS$2:$BA$2,0)+1,FALSE)","v":0.19856883377921619},{"$f":"K341*VLOOKUP($B341,$AR$36:$AZ$47,MATCH(AH$2,$AS$2:$BA$2,0)+1,FALSE)","v":0.26778659838339686},{"$f":"L341*VLOOKUP($B341,$AR$36:$AZ$47,MATCH(AI$2,$AS$2:$BA$2,0)+1,FALSE)","v":6.2228339095312677E-3},{"$f":"M341*VLOOKUP($B341,$AR$36:$AZ$47,MATCH(AJ$2,$AS$2:$BA$2,0)+1,FALSE)","v":7.0935062550544631E-2},{"$f":"N341*VLOOKUP($B341,$AR$36:$AZ$47,MATCH(AK$2,$AS$2:$BA$2,0)+1,FALSE)","v":6.548787825752532E-2},{"$f":"O341*VLOOKUP($B341,$AR$36:$AZ$47,MATCH(AL$2,$AS$2:$BA$2,0)+1,FALSE)","v":5.6891914334898958E-2},{"$f":"P341*VLOOKUP($B341,$AR$36:$AZ$47,MATCH(AM$2,$AS$2:$BA$2,0)+1,FALSE)","v":8.5769883653262672E-6},{"$f":"Q341*VLOOKUP($B341,$AR$36:$AZ$47,MATCH(AN$2,$AS$2:$BA$2,0)+1,FALSE)","v":1.66507983835203E-3},{"$f":"R341*VLOOKUP($B341,$AR$36:$BA$47,MATCH(AO$2,$AS$2:$BA$2,0)+1,FALSE)","v":0},0.66756677804183062]
[2006,1,15,4,null,2013,1,15,4,0.20739854819915696,0.31591243657329648,8.4180874785592386E-3,8.1537716513110189E-2,8.3593199999999979E-2,6.4047999999999994E-2,1.71375666785885E-5,2.1787855487974887E-3,0,0.7631039118795987,null,null,0.19635550422399931,7.1415768659350287E-2,0.27946873609391565,6.5887893109949275E-2,5.9041798953404674E-2,4.7079278059094483E-3,8.5769883653262672E-6,1.5925556000974171E-3,0,0.67847876143499131,null,{"$f":"J342*VLOOKUP($B342,$AR$36:$AZ$47,MATCH(AG$2,$AS$2:$BA$2,0)+1,FALSE)","v":0.19898802586725345},{"$f":"K342*VLOOKUP($B342,$AR$36:$AZ$47,MATCH(AH$2,$AS$2:$BA$2,0)+1,FALSE)","v":0.26692815824233235},{"$f":"L342*VLOOKUP($B342,$AR$36:$AZ$47,MATCH(AI$2,$AS$2:$BA$2,0)+1,FALSE)","v":6.2228339095312677E-3},{"$f":"M342*VLOOKUP($B342,$AR$36:$AZ$47,MATCH(AJ$2,$AS$2:$BA$2,0)+1,FALSE)","v":7.0093014089745359E-2},{"$f":"N342*VLOOKUP($B342,$AR$36:$AZ$47,MATCH(AK$2,$AS$2:$BA$2,0)+1,FALSE)","v":6.5381429257822088E-2},{"$f":"O342*VLOOKUP($B342,$AR$36:$AZ$47,MATCH(AL$2,$AS$2:$BA$2,0)+1,FALSE)","v":5.6760753463169167E-2},{"$f":"P342*VLOOKUP($B342,$AR$36:$AZ$47,MATCH(AM$2,$AS$2:$BA$2,0)+1,FALSE)","v":8.5769883653262672E-6},{"$f":"Q342*VLOOKUP($B342,$AR$36:$AZ$47,MATCH(AN$2,$AS$2:$BA$2,0)+1,FALSE)","v":1.66507983835203E-3},{"$f":"R342*VLOOKUP($B342,$AR$36:$BA$47,MATCH(AO$2,$AS$2:$BA$2,0)+1,FALSE)","v":0},0.66604787165657109]
[2006,1,15,5,null,2013,1,15,5,0.21582842618107942,0.32135410458773739,8.4180874785592386E-3,8.1048904280804523E-2,8.5260800000000012E-2,6.4333000000000001E-2,1.71375666785885E-5,2.1787855487974887E-3,0,0.77843924564365652,null,null,0.20433652895179874,7.0987636712650626E-2,0.28428265256625951,6.720229010097431E-2,5.9304522421767793E-2,4.7079278059094483E-3,8.5769883653262672E-6,1.5925556000974171E-3,0,0.69242269114782318,null,{"$f":"J343*VLOOKUP($B343,$AR$36:$AZ$47,MATCH(AG$2,$AS$2:$BA$2,0)+1,FALSE)","v":0.20707605151878208},{"$f":"K343*VLOOKUP($B343,$AR$36:$AZ$47,MATCH(AH$2,$AS$2:$BA$2,0)+1,FALSE)","v":0.2715260602325692},{"$f":"L343*VLOOKUP($B343,$AR$36:$AZ$47,MATCH(AI$2,$AS$2:$BA$2,0)+1,FALSE)","v":6.2228339095312677E-3},{"$f":"M343*VLOOKUP($B343,$AR$36:$AZ$47,MATCH(AJ$2,$AS$2:$BA$2,0)+1,FALSE)","v":6.9672811953219602E-2},{"$f":"N343*VLOOKUP($B343,$AR$36:$AZ$47,MATCH(AK$2,$AS$2:$BA$2,0)+1,FALSE)","v":6.6685722805985642E-2},{"$f":"O343*VLOOKUP($B343,$AR$36:$AZ$47,MATCH(AL$2,$AS$2:$BA$2,0)+1,FALSE)","v":5.7013326763459632E-2},{"$f":"P343*VLOOKUP($B343,$AR$36:$AZ$47,MATCH(AM$2,$AS$2:$BA$2,0)+1,FALSE)","v":8.5769883653262672E-6},{"$f":"Q343*VLOOKUP($B343,$AR$36:$AZ$47,MATCH(AN$2,$AS$2:$BA$2,0)+1,FALSE)","v":1.66507983835203E-3},{"$f":"R343*VLOOKUP($B343,$AR$36:$BA$47,MATCH(AO$2,$AS$2:$BA$2,0)+1,FALSE)","v":0},0.67987046401026474]
[2006,1,15,6,null,2013,1,15,6,0.23573730463488951,0.34034435684997477,8.4180874785592386E-3,7.8423841642041262E-2,9.0135500000000035E-2,6.6781999999999994E-2,1.71375666785885E-5,2.1787855487974887E-3,0,0.82203701372094085,null,null,0.22318534877853313,6.8688444705034407E-2,0.3010821868150505,7.1044513063405118E-2,6.1562100576228317E-2,4.7079278059094483E-3,8.5769883653262672E-6,1.5925556000974171E-3,0,0.73187165433262369,null,{"$f":"J344*VLOOKUP($B344,$AR$36:$AZ$47,MATCH(AG$2,$AS$2:$BA$2,0)+1,FALSE)","v":0.22617757587926396},{"$f":"K344*VLOOKUP($B344,$AR$36:$AZ$47,MATCH(AH$2,$AS$2:$BA$2,0)+1,FALSE)","v":0.28757175034815985},{"$f":"L344*VLOOKUP($B344,$AR$36:$AZ$47,MATCH(AI$2,$AS$2:$BA$2,0)+1,FALSE)","v":6.2228339095312677E-3},{"$f":"M344*VLOOKUP($B344,$AR$36:$AZ$47,MATCH(AJ$2,$AS$2:$BA$2,0)+1,FALSE)","v":6.7416205312834807E-2},{"$f":"N344*VLOOKUP($B344,$AR$36:$AZ$47,MATCH(AK$2,$AS$2:$BA$2,0)+1,FALSE)","v":7.0498411555825424E-2},{"$f":"O344*VLOOKUP($B344,$AR$36:$AZ$47,MATCH(AL$2,$AS$2:$BA$2,0)+1,FALSE)","v":5.9183684701744996E-2},{"$f":"P344*VLOOKUP($B344,$AR$36:$AZ$47,MATCH(AM$2,$AS$2:$BA$2,0)+1,FALSE)","v":8.5769883653262672E-6},{"$f":"Q344*VLOOKUP($B344,$AR$36:$AZ$47,MATCH(AN$2,$AS$2:$BA$2,0)+1,FALSE)","v":1.66507983835203E-3},{"$f":"R344*VLOOKUP($B344,$AR$36:$BA$47,MATCH(AO$2,$AS$2:$BA$2,0)+1,FALSE)","v":0},0.71874411853407749]
[2006,1,15,7,null,2013,1,15,7,0.27193306772210546,0.38637386866694806,8.4180874785592386E-3,8.4420420346196401E-2,0.10375789999999999,7.3553999999999994E-2,1.71375666785885E-5,2.1787855487974887E-3,0,0.93065326732928499,null,null,0.25745384956349476,7.3940618739300773E-2,0.34180172805895742,8.1781645211725443E-2,6.7804778919228204E-2,4.7079278059094483E-3,8.5769883653262672E-6,1.5925556000974171E-3,0,0.82909168088707885,null,{"$f":"J345*VLOOKUP($B345,$AR$36:$AZ$47,MATCH(AG$2,$AS$2:$BA$2,0)+1,FALSE)","v":0.26090551155684444},{"$f":"K345*VLOOKUP($B345,$AR$36:$AZ$47,MATCH(AH$2,$AS$2:$BA$2,0)+1,FALSE)","v":0.32646408693158424},{"$f":"L345*VLOOKUP($B345,$AR$36:$AZ$47,MATCH(AI$2,$AS$2:$BA$2,0)+1,FALSE)","v":6.2228339095312677E-3},{"$f":"M345*VLOOKUP($B345,$AR$36:$AZ$47,MATCH(AJ$2,$AS$2:$BA$2,0)+1,FALSE)","v":7.2571099189866928E-2},{"$f":"N345*VLOOKUP($B345,$AR$36:$AZ$47,MATCH(AK$2,$AS$2:$BA$2,0)+1,FALSE)","v":8.1153010038976597E-2},{"$f":"O345*VLOOKUP($B345,$AR$36:$AZ$47,MATCH(AL$2,$AS$2:$BA$2,0)+1,FALSE)","v":6.5185180805488768E-2},{"$f":"P345*VLOOKUP($B345,$AR$36:$AZ$47,MATCH(AM$2,$AS$2:$BA$2,0)+1,FALSE)","v":8.5769883653262672E-6},{"$f":"Q345*VLOOKUP($B345,$AR$36:$AZ$47,MATCH(AN$2,$AS$2:$BA$2,0)+1,FALSE)","v":1.66507983835203E-3},{"$f":"R345*VLOOKUP($B345,$AR$36:$BA$47,MATCH(AO$2,$AS$2:$BA$2,0)+1,FALSE)","v":0},0.81417537925900951]
[2006,1,15,8,null,2013,1,15,8,0.31086725109580593,0.43594076251195313,4.9105510291595584E-3,9.7407560145677446E-2,0.11132729999999999,7.9247999999999999E-2,9.9969138958432951E-6,2.0396420282785071E-3,0,1.0417510637247704,null,null,0.29431496201714347,8.5315557983733151E-2,0.3856505784721348,8.7747822102985137E-2,7.3053717266103768E-2,2.7462912201138461E-3,5.003243213106991E-6,1.4908504125712395E-3,0,0.93032478271799846,null,{"$f":"J346*VLOOKUP($B346,$AR$36:$AZ$47,MATCH(AG$2,$AS$2:$BA$2,0)+1,FALSE)","v":0.29826081782854857},{"$f":"K346*VLOOKUP($B346,$AR$36:$AZ$47,MATCH(AH$2,$AS$2:$BA$2,0)+1,FALSE)","v":0.36834531144858945},{"$f":"L346*VLOOKUP($B346,$AR$36:$AZ$47,MATCH(AI$2,$AS$2:$BA$2,0)+1,FALSE)","v":3.6299864472265752E-3},{"$f":"M346*VLOOKUP($B346,$AR$36:$AZ$47,MATCH(AJ$2,$AS$2:$BA$2,0)+1,FALSE)","v":8.3735353131221199E-2},{"$f":"N346*VLOOKUP($B346,$AR$36:$AZ$47,MATCH(AK$2,$AS$2:$BA$2,0)+1,FALSE)","v":8.7073326411889224E-2},{"$f":"O346*VLOOKUP($B346,$AR$36:$AZ$47,MATCH(AL$2,$AS$2:$BA$2,0)+1,FALSE)","v":7.0231329478660232E-2},{"$f":"P346*VLOOKUP($B346,$AR$36:$AZ$47,MATCH(AM$2,$AS$2:$BA$2,0)+1,FALSE)","v":5.003243213106991E-6},{"$f":"Q346*VLOOKUP($B346,$AR$36:$AZ$47,MATCH(AN$2,$AS$2:$BA$2,0)+1,FALSE)","v":1.5587430440854491E-3},{"$f":"R346*VLOOKUP($B346,$AR$36:$BA$47,MATCH(AO$2,$AS$2:$BA$2,0)+1,FALSE)","v":0},0.91283987103343367]
[2006,1,15,9,null,2013,1,15,9,0.27720120901243167,0.47039370930607916,0,0.10957259149596872,0.11609999999999997,8.2363000000000006E-2,0,1.844841099551928E-3,0,1.0574753509140316,null,null,0.26244148592048577,9.5970443867205962E-2,0.4161290287658489,9.1509648991366654E-2,7.592523868347599E-2,0,0,1.3484631500345877E-3,0,0.94332430937841782,null,{"$f":"J347*VLOOKUP($B347,$AR$36:$AZ$47,MATCH(AG$2,$AS$2:$BA$2,0)+1,FALSE)","v":0.26596001673276853},{"$f":"K347*VLOOKUP($B347,$AR$36:$AZ$47,MATCH(AH$2,$AS$2:$BA$2,0)+1,FALSE)","v":0.39745610472260928},{"$f":"L347*VLOOKUP($B347,$AR$36:$AZ$47,MATCH(AI$2,$AS$2:$BA$2,0)+1,FALSE)","v":0},{"$f":"M347*VLOOKUP($B347,$AR$36:$AZ$47,MATCH(AJ$2,$AS$2:$BA$2,0)+1,FALSE)","v":9.4192890456307563E-2},{"$f":"N347*VLOOKUP($B347,$AR$36:$AZ$47,MATCH(AK$2,$AS$2:$BA$2,0)+1,FALSE)","v":9.0806237072311433E-2},{"$f":"O347*VLOOKUP($B347,$AR$36:$AZ$47,MATCH(AL$2,$AS$2:$BA$2,0)+1,FALSE)","v":7.2991911339729626E-2},{"$f":"P347*VLOOKUP($B347,$AR$36:$AZ$47,MATCH(AM$2,$AS$2:$BA$2,0)+1,FALSE)","v":0},{"$f":"Q347*VLOOKUP($B347,$AR$36:$AZ$47,MATCH(AN$2,$AS$2:$BA$2,0)+1,FALSE)","v":1.4098715321122319E-3},{"$f":"R347*VLOOKUP($B347,$AR$36:$BA$47,MATCH(AO$2,$AS$2:$BA$2,0)+1,FALSE)","v":0},0.92281703185583852]
[2006,1,15,10,null,2013,1,15,10,0.25981771438628171,0.48445607817848924,0,0.11261173151870721,0.11891099999999998,8.4384000000000001E-2,0,1.844841099551928E-3,0,1.06202536518303,null,null,0.24598358454108388,9.8632310425026071E-2,0.4285691609046387,9.3725270208547817E-2,7.7788270717026306E-2,0,0,1.3484631500345877E-3,0,0.9460470599463574,null,{"$f":"J348*VLOOKUP($B348,$AR$36:$AZ$47,MATCH(AG$2,$AS$2:$BA$2,0)+1,FALSE)","v":0.24928146566109016},{"$f":"K348*VLOOKUP($B348,$AR$36:$AZ$47,MATCH(AH$2,$AS$2:$BA$2,0)+1,FALSE)","v":0.40933801182431284},{"$f":"L348*VLOOKUP($B348,$AR$36:$AZ$47,MATCH(AI$2,$AS$2:$BA$2,0)+1,FALSE)","v":0},{"$f":"M348*VLOOKUP($B348,$AR$36:$AZ$47,MATCH(AJ$2,$AS$2:$BA$2,0)+1,FALSE)","v":9.6805454231015026E-2},{"$f":"N348*VLOOKUP($B348,$AR$36:$AZ$47,MATCH(AK$2,$AS$2:$BA$2,0)+1,FALSE)","v":9.3004827360082906E-2},{"$f":"O348*VLOOKUP($B348,$AR$36:$AZ$47,MATCH(AL$2,$AS$2:$BA$2,0)+1,FALSE)","v":7.4782966216526164E-2},{"$f":"P348*VLOOKUP($B348,$AR$36:$AZ$47,MATCH(AM$2,$AS$2:$BA$2,0)+1,FALSE)","v":0},{"$f":"Q348*VLOOKUP($B348,$AR$36:$AZ$47,MATCH(AN$2,$AS$2:$BA$2,0)+1,FALSE)","v":1.4098715321122319E-3},{"$f":"R348*VLOOKUP($B348,$AR$36:$BA$47,MATCH(AO$2,$AS$2:$BA$2,0)+1,FALSE)","v":0},0.92462259682513936]
[2006,1,15,11,null,2013,1,15,11,0.24933858158132408,0.48610764917678406,0,0.10881747084847401,0.11903789999999997,8.4639000000000006E-2,0,1.844841099551928E-3,0,1.0497854427061339,null,null,0.23606241863315361,9.5309062560768348E-2,0.43003020645406181,9.3825292383026754E-2,7.8023339083456461E-2,0,0,1.3484631500345877E-3,0,0.93459878226450155,null,{"$f":"J349*VLOOKUP($B349,$AR$36:$AZ$47,MATCH(AG$2,$AS$2:$BA$2,0)+1,FALSE)","v":0.23922728752066783},{"$f":"K349*VLOOKUP($B349,$AR$36:$AZ$47,MATCH(AH$2,$AS$2:$BA$2,0)+1,FALSE)","v":0.41073349599569653},{"$f":"L349*VLOOKUP($B349,$AR$36:$AZ$47,MATCH(AI$2,$AS$2:$BA$2,0)+1,FALSE)","v":0},{"$f":"M349*VLOOKUP($B349,$AR$36:$AZ$47,MATCH(AJ$2,$AS$2:$BA$2,0)+1,FALSE)","v":9.3543759177584618E-2},{"$f":"N349*VLOOKUP($B349,$AR$36:$AZ$47,MATCH(AK$2,$AS$2:$BA$2,0)+1,FALSE)","v":9.3104080688975896E-2},{"$f":"O349*VLOOKUP($B349,$AR$36:$AZ$47,MATCH(AL$2,$AS$2:$BA$2,0)+1,FALSE)","v":7.5008952853628158E-2},{"$f":"P349*VLOOKUP($B349,$AR$36:$AZ$47,MATCH(AM$2,$AS$2:$BA$2,0)+1,FALSE)","v":0},{"$f":"Q349*VLOOKUP($B349,$AR$36:$AZ$47,MATCH(AN$2,$AS$2:$BA$2,0)+1,FALSE)","v":1.4098715321122319E-3},{"$f":"R349*VLOOKUP($B349,$AR$36:$BA$47,MATCH(AO$2,$AS$2:$BA$2,0)+1,FALSE)","v":0},0.91302744776866529]
[2006,1,15,12,null,2013,1,15,12,0.25394165143815373,0.48145545500468057,0,0.10423437904889941,0.11925310000000001,8.4917000000000006E-2,0,1.844841099551928E-3,0,1.0456464265912857,null,null,0.24042039563233761,9.1294907667794883E-2,0.42591469001715321,9.3994912335334635E-2,7.8279609694701879E-2,0,0,1.3484631500345877E-3,0,0.93125297849735678,null,{"$f":"J350*VLOOKUP($B350,$AR$36:$AZ$47,MATCH(AG$2,$AS$2:$BA$2,0)+1,FALSE)","v":0.24364369154901247},{"$f":"K350*VLOOKUP($B350,$AR$36:$AZ$47,MATCH(AH$2,$AS$2:$BA$2,0)+1,FALSE)","v":0.4068026547929407},{"$f":"L350*VLOOKUP($B350,$AR$36:$AZ$47,MATCH(AI$2,$AS$2:$BA$2,0)+1,FALSE)","v":0},{"$f":"M350*VLOOKUP($B350,$AR$36:$AZ$47,MATCH(AJ$2,$AS$2:$BA$2,0)+1,FALSE)","v":8.9603953995150712E-2},{"$f":"N350*VLOOKUP($B350,$AR$36:$AZ$47,MATCH(AK$2,$AS$2:$BA$2,0)+1,FALSE)","v":9.3272396814884292E-2},{"$f":"O350*VLOOKUP($B350,$AR$36:$AZ$47,MATCH(AL$2,$AS$2:$BA$2,0)+1,FALSE)","v":7.525532259917464E-2},{"$f":"P350*VLOOKUP($B350,$AR$36:$AZ$47,MATCH(AM$2,$AS$2:$BA$2,0)+1,FALSE)","v":0},{"$f":"Q350*VLOOKUP($B350,$AR$36:$AZ$47,MATCH(AN$2,$AS$2:$BA$2,0)+1,FALSE)","v":1.4098715321122319E-3},{"$f":"R350*VLOOKUP($B350,$AR$36:$BA$47,MATCH(AO$2,$AS$2:$BA$2,0)+1,FALSE)","v":0},0.90998789128327517]
[2006,1,15,13,null,2013,1,15,13,0.25413412180943001,0.47887280896965656,0,0.10410583950271343,0.1191171,8.4956000000000004E-2,0,1.844841099551928E-3,0,1.0430307113813519,null,null,0.24060261781821252,9.118232479343244E-2,0.42362997837042238,9.3887717569935608E-2,7.8315561327214719E-2,0,0,1.3484631500345877E-3,0,0.92896666302925224,null,{"$f":"J351*VLOOKUP($B351,$AR$36:$AZ$47,MATCH(AG$2,$AS$2:$BA$2,0)+1,FALSE)","v":0.24382835677232653},{"$f":"K351*VLOOKUP($B351,$AR$36:$AZ$47,MATCH(AH$2,$AS$2:$BA$2,0)+1,FALSE)","v":0.40462046482600383},{"$f":"L351*VLOOKUP($B351,$AR$36:$AZ$47,MATCH(AI$2,$AS$2:$BA$2,0)+1,FALSE)","v":0},{"$f":"M351*VLOOKUP($B351,$AR$36:$AZ$47,MATCH(AJ$2,$AS$2:$BA$2,0)+1,FALSE)","v":8.949345636770667E-2},{"$f":"N351*VLOOKUP($B351,$AR$36:$AZ$47,MATCH(AK$2,$AS$2:$BA$2,0)+1,FALSE)","v":9.3166026028994237E-2},{"$f":"O351*VLOOKUP($B351,$AR$36:$AZ$47,MATCH(AL$2,$AS$2:$BA$2,0)+1,FALSE)","v":7.5289885261319647E-2},{"$f":"P351*VLOOKUP($B351,$AR$36:$AZ$47,MATCH(AM$2,$AS$2:$BA$2,0)+1,FALSE)","v":0},{"$f":"Q351*VLOOKUP($B351,$AR$36:$AZ$47,MATCH(AN$2,$AS$2:$BA$2,0)+1,FALSE)","v":1.4098715321122319E-3},{"$f":"R351*VLOOKUP($B351,$AR$36:$BA$47,MATCH(AO$2,$AS$2:$BA$2,0)+1,FALSE)","v":0},0.90780806078846321]
[2006,1,15,14,null,2013,1,15,14,0.25250925211165198,0.47262893108508497,0,9.5266959659050077E-2,0.1196234,8.5051000000000002E-2,0,1.844841099551928E-3,0,1.026924383955339,null,null,0.23906426515578633,8.3440687853901976E-2,0.41810639506470115,9.4286781612005627E-2,7.8403135816669092E-2,0,0,1.3484631500345877E-3,0,0.91464972865309879,null,{"$f":"J352*VLOOKUP($B352,$AR$36:$AZ$47,MATCH(AG$2,$AS$2:$BA$2,0)+1,FALSE)","v":0.24226937954582303},{"$f":"K352*VLOOKUP($B352,$AR$36:$AZ$47,MATCH(AH$2,$AS$2:$BA$2,0)+1,FALSE)","v":0.39934474082445121},{"$f":"L352*VLOOKUP($B352,$AR$36:$AZ$47,MATCH(AI$2,$AS$2:$BA$2,0)+1,FALSE)","v":0},{"$f":"M352*VLOOKUP($B352,$AR$36:$AZ$47,MATCH(AJ$2,$AS$2:$BA$2,0)+1,FALSE)","v":8.1895209128101332E-2},{"$f":"N352*VLOOKUP($B352,$AR$36:$AZ$47,MATCH(AK$2,$AS$2:$BA$2,0)+1,FALSE)","v":9.3562022564995198E-2},{"$f":"O352*VLOOKUP($B352,$AR$36:$AZ$47,MATCH(AL$2,$AS$2:$BA$2,0)+1,FALSE)","v":7.5374076361416464E-2},{"$f":"P352*VLOOKUP($B352,$AR$36:$AZ$47,MATCH(AM$2,$AS$2:$BA$2,0)+1,FALSE)","v":0},{"$f":"Q352*VLOOKUP($B352,$AR$36:$AZ$47,MATCH(AN$2,$AS$2:$BA$2,0)+1,FALSE)","v":1.4098715321122319E-3},{"$f":"R352*VLOOKUP($B352,$AR$36:$BA$47,MATCH(AO$2,$AS$2:$BA$2,0)+1,FALSE)","v":0},0.8938552999568995]
[2006,1,15,15,null,2013,1,15,15,0.25642603761330995,0.46374039141596346,0,8.6731554207362144E-2,0.119293,8.4431999999999993E-2,0,1.844841099551928E-3,0,1.0124678243361875,null,null,0.24277249936857734,7.5964852532299704E-2,0.41024323850779343,9.4026361387830368E-2,7.7832518880119037E-2,0,0,1.3484631500345877E-3,0,0.90218793382665441,null,{"$f":"J353*VLOOKUP($B353,$AR$36:$AZ$47,MATCH(AG$2,$AS$2:$BA$2,0)+1,FALSE)","v":0.24602732974117339},{"$f":"K353*VLOOKUP($B353,$AR$36:$AZ$47,MATCH(AH$2,$AS$2:$BA$2,0)+1,FALSE)","v":0.39183442705181809},{"$f":"L353*VLOOKUP($B353,$AR$36:$AZ$47,MATCH(AI$2,$AS$2:$BA$2,0)+1,FALSE)","v":0},{"$f":"M353*VLOOKUP($B353,$AR$36:$AZ$47,MATCH(AJ$2,$AS$2:$BA$2,0)+1,FALSE)","v":7.4557840359739294E-2},{"$f":"N353*VLOOKUP($B353,$AR$36:$AZ$47,MATCH(AK$2,$AS$2:$BA$2,0)+1,FALSE)","v":9.3303604126332901E-2},{"$f":"O353*VLOOKUP($B353,$AR$36:$AZ$47,MATCH(AL$2,$AS$2:$BA$2,0)+1,FALSE)","v":7.4825504877627708E-2},{"$f":"P353*VLOOKUP($B353,$AR$36:$AZ$47,MATCH(AM$2,$AS$2:$BA$2,0)+1,FALSE)","v":0},{"$f":"Q353*VLOOKUP($B353,$AR$36:$AZ$47,MATCH(AN$2,$AS$2:$BA$2,0)+1,FALSE)","v":1.4098715321122319E-3},{"$f":"R353*VLOOKUP($B353,$AR$36:$BA$47,MATCH(AO$2,$AS$2:$BA$2,0)+1,FALSE)","v":0},0.8819585776888037]
[2006,1,15,16,null,2013,1,15,16,0.28384915025548701,0.45882457688796607,0,8.765125673059912E-2,0.11741629999999999,8.3429000000000003E-2,0,1.844841099551928E-3,0,1.0330151249736044,null,null,0.2687354540613725,7.6770384811638823E-2,0.40589451299412471,9.254715244500436E-2,7.6907916638827123E-2,0,0,1.3484631500345877E-3,0,0.92220388410100207,null,{"$f":"J354*VLOOKUP($B354,$AR$36:$AZ$47,MATCH(AG$2,$AS$2:$BA$2,0)+1,FALSE)","v":0.27233836757236451},{"$f":"K354*VLOOKUP($B354,$AR$36:$AZ$47,MATCH(AH$2,$AS$2:$BA$2,0)+1,FALSE)","v":0.38768084154422505},{"$f":"L354*VLOOKUP($B354,$AR$36:$AZ$47,MATCH(AI$2,$AS$2:$BA$2,0)+1,FALSE)","v":0},{"$f":"M354*VLOOKUP($B354,$AR$36:$AZ$47,MATCH(AJ$2,$AS$2:$BA$2,0)+1,FALSE)","v":7.5348452663791976E-2},{"$f":"N354*VLOOKUP($B354,$AR$36:$AZ$47,MATCH(AK$2,$AS$2:$BA$2,0)+1,FALSE)","v":9.1835765494863414E-2},{"$f":"O354*VLOOKUP($B354,$AR$36:$AZ$47,MATCH(AL$2,$AS$2:$BA$2,0)+1,FALSE)","v":7.3936624105026563E-2},{"$f":"P354*VLOOKUP($B354,$AR$36:$AZ$47,MATCH(AM$2,$AS$2:$BA$2,0)+1,FALSE)","v":0},{"$f":"Q354*VLOOKUP($B354,$AR$36:$AZ$47,MATCH(AN$2,$AS$2:$BA$2,0)+1,FALSE)","v":1.4098715321122319E-3},{"$f":"R354*VLOOKUP($B354,$AR$36:$BA$47,MATCH(AO$2,$AS$2:$BA$2,0)+1,FALSE)","v":0},0.90254992291238367]
[2006,1,15,17,null,2013,1,15,17,0.32930845071883708,0.4591885472563374,1.4030145797598698E-3,9.2208811687182118E-2,0.11489189999999999,8.2005999999999996E-2,2.8562611130980766E-6,1.9004985077595213E-3,0,1.0809100790109891,null,null,0.3117742503386729,8.0762172960124348E-2,0.40621649569264623,9.0557428431965556E-2,7.5596142970473776E-2,7.8465463431823951E-4,1.4294980608877079E-6,1.389145225045059E-3,0,0.96708171975130708,null,{"$f":"J355*VLOOKUP($B355,$AR$36:$AZ$47,MATCH(AG$2,$AS$2:$BA$2,0)+1,FALSE)","v":0.31595418135242026},{"$f":"K355*VLOOKUP($B355,$AR$36:$AZ$47,MATCH(AH$2,$AS$2:$BA$2,0)+1,FALSE)","v":0.38798837593931873},{"$f":"L355*VLOOKUP($B355,$AR$36:$AZ$47,MATCH(AI$2,$AS$2:$BA$2,0)+1,FALSE)","v":1.0371389849218756E-3},{"$f":"M355*VLOOKUP($B355,$AR$36:$AZ$47,MATCH(AJ$2,$AS$2:$BA$2,0)+1,FALSE)","v":7.9266305375980659E-2},{"$f":"N355*VLOOKUP($B355,$AR$36:$AZ$47,MATCH(AK$2,$AS$2:$BA$2,0)+1,FALSE)","v":8.9861335995592595E-2},{"$f":"O355*VLOOKUP($B355,$AR$36:$AZ$47,MATCH(AL$2,$AS$2:$BA$2,0)+1,FALSE)","v":7.2675530047786832E-2},{"$f":"P355*VLOOKUP($B355,$AR$36:$AZ$47,MATCH(AM$2,$AS$2:$BA$2,0)+1,FALSE)","v":1.4294980608877079E-6},{"$f":"Q355*VLOOKUP($B355,$AR$36:$AZ$47,MATCH(AN$2,$AS$2:$BA$2,0)+1,FALSE)","v":1.4524062498188649E-3},{"$f":"R355*VLOOKUP($B355,$AR$36:$BA$47,MATCH(AO$2,$AS$2:$BA$2,0)+1,FALSE)","v":0},0.94823670344390087]
[2006,1,15,18,null,2013,1,15,18,0.39577589571492422,0.46220515518543592,8.4180874785592386E-3,0.10638141674895271,0.11120880000000002,8.0077999999999996E-2,1.71375666785885E-5,2.1787855487974887E-3,0,1.1662632782433484,null,null,0.37470260152536983,9.3175415906767395E-2,0.4088851073319365,8.7654420781663231E-2,7.3818841752915629E-2,4.7079278059094483E-3,8.5769883653262672E-6,1.5925556000974171E-3,0,1.0445454476930247,null,{"$f":"J356*VLOOKUP($B356,$AR$36:$AZ$47,MATCH(AG$2,$AS$2:$BA$2,0)+1,FALSE)","v":0.37972620762287901},{"$f":"K356*VLOOKUP($B356,$AR$36:$AZ$47,MATCH(AH$2,$AS$2:$BA$2,0)+1,FALSE)","v":0.39053723918569072},{"$f":"L356*VLOOKUP($B356,$AR$36:$AZ$47,MATCH(AI$2,$AS$2:$BA$2,0)+1,FALSE)","v":6.2228339095312677E-3},{"$f":"M356*VLOOKUP($B356,$AR$36:$AZ$47,MATCH(AJ$2,$AS$2:$BA$2,0)+1,FALSE)","v":9.1449631679009477E-2},{"$f":"N356*VLOOKUP($B356,$AR$36:$AZ$47,MATCH(AK$2,$AS$2:$BA$2,0)+1,FALSE)","v":8.6980643043301234E-2},{"$f":"O356*VLOOKUP($B356,$AR$36:$AZ$47,MATCH(AL$2,$AS$2:$BA$2,0)+1,FALSE)","v":7.0966893826874544E-2},{"$f":"P356*VLOOKUP($B356,$AR$36:$AZ$47,MATCH(AM$2,$AS$2:$BA$2,0)+1,FALSE)","v":8.5769883653262672E-6},{"$f":"Q356*VLOOKUP($B356,$AR$36:$AZ$47,MATCH(AN$2,$AS$2:$BA$2,0)+1,FALSE)","v":1.66507983835203E-3},{"$f":"R356*VLOOKUP($B356,$AR$36:$BA$47,MATCH(AO$2,$AS$2:$BA$2,0)+1,FALSE)","v":0},1.0275571060940034]
[2006,1,15,19,null,2013,1,15,19,0.43879698799502559,0.43106026336481884,8.4180874785592386E-3,8.9005911424580489E-2,0.10026000000000002,7.5006000000000003E-2,1.71375666785885E-5,2.1787855487974887E-3,0,1.1447431733784601,null,null,0.41543301328705085,7.7956875068857651E-2,0.38133309435232049,7.9024611609598838E-2,6.9143285852783412E-2,4.7079278059094483E-3,8.5769883653262672E-6,1.5925556000974171E-3,0,1.0291999405649837,null,{"$f":"J357*VLOOKUP($B357,$AR$36:$AZ$47,MATCH(AG$2,$AS$2:$BA$2,0)+1,FALSE)","v":0.42100268857128859},{"$f":"K357*VLOOKUP($B357,$AR$36:$AZ$47,MATCH(AH$2,$AS$2:$BA$2,0)+1,FALSE)","v":0.36422156544232681},{"$f":"L357*VLOOKUP($B357,$AR$36:$AZ$47,MATCH(AI$2,$AS$2:$BA$2,0)+1,FALSE)","v":6.2228339095312677E-3},{"$f":"M357*VLOOKUP($B357,$AR$36:$AZ$47,MATCH(AJ$2,$AS$2:$BA$2,0)+1,FALSE)","v":7.6512966886320005E-2},{"$f":"N357*VLOOKUP($B357,$AR$36:$AZ$47,MATCH(AK$2,$AS$2:$BA$2,0)+1,FALSE)","v":7.8417169068647277E-2},{"$f":"O357*VLOOKUP($B357,$AR$36:$AZ$47,MATCH(AL$2,$AS$2:$BA$2,0)+1,FALSE)","v":6.6471975303810688E-2},{"$f":"P357*VLOOKUP($B357,$AR$36:$AZ$47,MATCH(AM$2,$AS$2:$BA$2,0)+1,FALSE)","v":8.5769883653262672E-6},{"$f":"Q357*VLOOKUP($B357,$AR$36:$AZ$47,MATCH(AN$2,$AS$2:$BA$2,0)+1,FALSE)","v":1.66507983835203E-3},{"$f":"R357*VLOOKUP($B357,$AR$36:$BA$47,MATCH(AO$2,$AS$2:$BA$2,0)+1,FALSE)","v":0},1.0145228560086419]
[2006,1,15,20,null,2013,1,15,20,0.44092495545919758,0.41479913528616907,8.4180874785592386E-3,8.2515038852955649E-2,9.593500000000002E-2,7.2946999999999998E-2,1.71375666785885E-5,2.1787855487974887E-3,0,1.1177351401923579,null,null,0.41744767601264771,7.2271767933217559E-2,0.36694785216022607,7.5615660430549222E-2,6.724522402345133E-2,4.7079278059094483E-3,8.5769883653262672E-6,1.5925556000974171E-3,0,1.005837240954464,null,{"$f":"J358*VLOOKUP($B358,$AR$36:$AZ$47,MATCH(AG$2,$AS$2:$BA$2,0)+1,FALSE)","v":0.42304436170970761},{"$f":"K358*VLOOKUP($B358,$AR$36:$AZ$47,MATCH(AH$2,$AS$2:$BA$2,0)+1,FALSE)","v":0.35048183105244762},{"$f":"L358*VLOOKUP($B358,$AR$36:$AZ$47,MATCH(AI$2,$AS$2:$BA$2,0)+1,FALSE)","v":6.2228339095312677E-3},{"$f":"M358*VLOOKUP($B358,$AR$36:$AZ$47,MATCH(AJ$2,$AS$2:$BA$2,0)+1,FALSE)","v":7.0933158644517103E-2},{"$f":"N358*VLOOKUP($B358,$AR$36:$AZ$47,MATCH(AK$2,$AS$2:$BA$2,0)+1,FALSE)","v":7.5034421649717492E-2},{"$f":"O358*VLOOKUP($B358,$AR$36:$AZ$47,MATCH(AL$2,$AS$2:$BA$2,0)+1,FALSE)","v":6.4647243986975411E-2},{"$f":"P358*VLOOKUP($B358,$AR$36:$AZ$47,MATCH(AM$2,$AS$2:$BA$2,0)+1,FALSE)","v":8.5769883653262672E-6},{"$f":"Q358*VLOOKUP($B358,$AR$36:$AZ$47,MATCH(AN$2,$AS$2:$BA$2,0)+1,FALSE)","v":1.66507983835203E-3},{"$f":"R358*VLOOKUP($B358,$AR$36:$BA$47,MATCH(AO$2,$AS$2:$BA$2,0)+1,FALSE)","v":0},0.99203750777961397]
[2006,1,15,21,null,2013,1,15,21,0.41019218895288284,0.41423104345994854,8.4180874785592386E-3,9.6163655160232814E-2,9.3791300000000022E-2,7.1611999999999995E-2,1.71375666785885E-5,2.1787855487974887E-3,0,1.0966041981670995,null,null,0.38835129170357763,8.422606916219566E-2,0.36644529548223881,7.3926002940947214E-2,6.601457198743467E-2,4.7079278059094483E-3,8.5769883653262672E-6,1.5925556000974171E-3,0,0.98527229167076613,null,{"$f":"J359*VLOOKUP($B359,$AR$36:$AZ$47,MATCH(AG$2,$AS$2:$BA$2,0)+1,FALSE)","v":0.39355788463630798},{"$f":"K359*VLOOKUP($B359,$AR$36:$AZ$47,MATCH(AH$2,$AS$2:$BA$2,0)+1,FALSE)","v":0.35000182555937365},{"$f":"L359*VLOOKUP($B359,$AR$36:$AZ$47,MATCH(AI$2,$AS$2:$BA$2,0)+1,FALSE)","v":6.2228339095312677E-3},{"$f":"M359*VLOOKUP($B359,$AR$36:$AZ$47,MATCH(AJ$2,$AS$2:$BA$2,0)+1,FALSE)","v":8.2666043695053024E-2},{"$f":"N359*VLOOKUP($B359,$AR$36:$AZ$47,MATCH(AK$2,$AS$2:$BA$2,0)+1,FALSE)","v":7.3357752137125642E-2},{"$f":"O359*VLOOKUP($B359,$AR$36:$AZ$47,MATCH(AL$2,$AS$2:$BA$2,0)+1,FALSE)","v":6.3464137475088528E-2},{"$f":"P359*VLOOKUP($B359,$AR$36:$AZ$47,MATCH(AM$2,$AS$2:$BA$2,0)+1,FALSE)","v":8.5769883653262672E-6},{"$f":"Q359*VLOOKUP($B359,$AR$36:$AZ$47,MATCH(AN$2,$AS$2:$BA$2,0)+1,FALSE)","v":1.66507983835203E-3},{"$f":"R359*VLOOKUP($B359,$AR$36:$BA$47,MATCH(AO$2,$AS$2:$BA$2,0)+1,FALSE)","v":0},0.97094413423919756]
[2006,1,15,22,null,2013,1,15,22,0.36428078545938641,0.38973808834036283,8.4180874785592386E-3,9.5653274229454036E-2,9.0900600000000026E-2,7.0237999999999995E-2,1.71375666785885E-5,2.1787855487974887E-3,0,1.0214247586232388,null,null,0.34488446485799984,8.3779046017087341E-2,0.34477785090574942,7.164756243845502E-2,6.4747968318905155E-2,4.7079278059094483E-3,8.5769883653262672E-6,1.5925556000974171E-3,0,0.91614595293256906,null,{"$f":"J360*VLOOKUP($B360,$AR$36:$AZ$47,MATCH(AG$2,$AS$2:$BA$2,0)+1,FALSE)","v":0.34950830171833597},{"$f":"K360*VLOOKUP($B360,$AR$36:$AZ$47,MATCH(AH$2,$AS$2:$BA$2,0)+1,FALSE)","v":0.32930666246006896},{"$f":"L360*VLOOKUP($B360,$AR$36:$AZ$47,MATCH(AI$2,$AS$2:$BA$2,0)+1,FALSE)","v":6.2228339095312677E-3},{"$f":"M360*VLOOKUP($B360,$AR$36:$AZ$47,MATCH(AJ$2,$AS$2:$BA$2,0)+1,FALSE)","v":8.2227300260700617E-2},{"$f":"N360*VLOOKUP($B360,$AR$36:$AZ$47,MATCH(AK$2,$AS$2:$BA$2,0)+1,FALSE)","v":7.1096825440270087E-2},{"$f":"O360*VLOOKUP($B360,$AR$36:$AZ$47,MATCH(AL$2,$AS$2:$BA$2,0)+1,FALSE)","v":6.2246468301056644E-2},{"$f":"P360*VLOOKUP($B360,$AR$36:$AZ$47,MATCH(AM$2,$AS$2:$BA$2,0)+1,FALSE)","v":8.5769883653262672E-6},{"$f":"Q360*VLOOKUP($B360,$AR$36:$AZ$47,MATCH(AN$2,$AS$2:$BA$2,0)+1,FALSE)","v":1.66507983835203E-3},{"$f":"R360*VLOOKUP($B360,$AR$36:$BA$47,MATCH(AO$2,$AS$2:$BA$2,0)+1,FALSE)","v":0},0.90228204891668085]
[2006,1,15,23,null,2013,1,15,23,0.32246579851003071,0.36927030775274483,8.4180874785592386E-3,9.791401041436984E-2,8.7671799999999953E-2,6.7741999999999997E-2,1.71375666785885E-5,2.1787855487974887E-3,0,0.95567792727118062,null,null,0.30529593871905908,8.5759138412191516E-2,0.32667123619467575,6.9102632596393598E-2,6.2447063838082996E-2,4.7079278059094483E-3,8.5769883653262672E-6,1.5925556000974171E-3,0,0.85558507015477514,null,{"$f":"J361*VLOOKUP($B361,$AR$36:$AZ$47,MATCH(AG$2,$AS$2:$BA$2,0)+1,FALSE)","v":0.30938901555666415},{"$f":"K361*VLOOKUP($B361,$AR$36:$AZ$47,MATCH(AH$2,$AS$2:$BA$2,0)+1,FALSE)","v":0.31201254439740939},{"$f":"L361*VLOOKUP($B361,$AR$36:$AZ$47,MATCH(AI$2,$AS$2:$BA$2,0)+1,FALSE)","v":6.2228339095312677E-3},{"$f":"M361*VLOOKUP($B361,$AR$36:$AZ$47,MATCH(AJ$2,$AS$2:$BA$2,0)+1,FALSE)","v":8.417071761452144E-2},{"$f":"N361*VLOOKUP($B361,$AR$36:$AZ$47,MATCH(AK$2,$AS$2:$BA$2,0)+1,FALSE)","v":6.8571457841139286E-2},{"$f":"O361*VLOOKUP($B361,$AR$36:$AZ$47,MATCH(AL$2,$AS$2:$BA$2,0)+1,FALSE)","v":6.0034457923776006E-2},{"$f":"P361*VLOOKUP($B361,$AR$36:$AZ$47,MATCH(AM$2,$AS$2:$BA$2,0)+1,FALSE)","v":8.5769883653262672E-6},{"$f":"Q361*VLOOKUP($B361,$AR$36:$AZ$47,MATCH(AN$2,$AS$2:$BA$2,0)+1,FALSE)","v":1.66507983835203E-3},{"$f":"R361*VLOOKUP($B361,$AR$36:$BA$47,MATCH(AO$2,$AS$2:$BA$2,0)+1,FALSE)","v":0},0.84207468406975894]
[2006,1,15,24,null,2013,1,15,24,0.22450828208521839,0.36416801317073833,8.4180874785592386E-3,0.11377783152343755,8.6060900000000023E-2,6.5997E-2,1.71375666785885E-5,2.1787855487974887E-3,0,0.86512603737342952,null,null,0.21255422139684063,9.9653652838485735E-2,0.32215754299070037,6.7832926364178384E-2,6.0838458742315901E-2,4.7079278059094483E-3,8.5769883653262672E-6,1.5925556000974171E-3,0,0.76934586272689309,null,{"$f":"J362*VLOOKUP($B362,$AR$36:$AZ$47,MATCH(AG$2,$AS$2:$BA$2,0)+1,FALSE)","v":0.21540391787162794},{"$f":"K362*VLOOKUP($B362,$AR$36:$AZ$47,MATCH(AH$2,$AS$2:$BA$2,0)+1,FALSE)","v":0.30770139378125178},{"$f":"L362*VLOOKUP($B362,$AR$36:$AZ$47,MATCH(AI$2,$AS$2:$BA$2,0)+1,FALSE)","v":6.2228339095312677E-3},{"$f":"M362*VLOOKUP($B362,$AR$36:$AZ$47,MATCH(AJ$2,$AS$2:$BA$2,0)+1,FALSE)","v":9.780787945895815E-2},{"$f":"N362*VLOOKUP($B362,$AR$36:$AZ$47,MATCH(AK$2,$AS$2:$BA$2,0)+1,FALSE)","v":6.7311511525034382E-2},{"$f":"O362*VLOOKUP($B362,$AR$36:$AZ$47,MATCH(AL$2,$AS$2:$BA$2,0)+1,FALSE)","v":5.848800034831339E-2},{"$f":"P362*VLOOKUP($B362,$AR$36:$AZ$47,MATCH(AM$2,$AS$2:$BA$2,0)+1,FALSE)","v":8.5769883653262672E-6},{"$f":"Q362*VLOOKUP($B362,$AR$36:$AZ$47,MATCH(AN$2,$AS$2:$BA$2,0)+1,FALSE)","v":1.66507983835203E-3},{"$f":"R362*VLOOKUP($B362,$AR$36:$BA$47,MATCH(AO$2,$AS$2:$BA$2,0)+1,FALSE)","v":0},0.7546091937214342]
[2006,1,16,1,null,2013,1,16,1,0.22005927663185729,0.32687080192313611,8.4180874785592386E-3,8.5405137882037643E-2,8.4838200000000002E-2,6.4585000000000004E-2,1.71375666785885E-5,2.1787855487974887E-3,0,0.79237242703106625,null,null,0.20834210556153029,7.4803095182618101E-2,0.28916294296716893,6.6869198131432939E-2,5.9536825278004649E-2,4.7079278059094483E-3,8.5769883653262672E-6,1.5925556000974171E-3,0,0.70502322751512703,null,{"$f":"J363*VLOOKUP($B363,$AR$36:$AZ$47,MATCH(AG$2,$AS$2:$BA$2,0)+1,FALSE)","v":0.21113533055544842},{"$f":"K363*VLOOKUP($B363,$AR$36:$AZ$47,MATCH(AH$2,$AS$2:$BA$2,0)+1,FALSE)","v":0.27618735775947645},{"$f":"L363*VLOOKUP($B363,$AR$36:$AZ$47,MATCH(AI$2,$AS$2:$BA$2,0)+1,FALSE)","v":6.2228339095312677E-3},{"$f":"M363*VLOOKUP($B363,$AR$36:$AZ$47,MATCH(AJ$2,$AS$2:$BA$2,0)+1,FALSE)","v":7.3417600944708714E-2},{"$f":"N363*VLOOKUP($B363,$AR$36:$AZ$47,MATCH(AK$2,$AS$2:$BA$2,0)+1,FALSE)","v":6.6355191231594959E-2},{"$f":"O363*VLOOKUP($B363,$AR$36:$AZ$47,MATCH(AL$2,$AS$2:$BA$2,0)+1,FALSE)","v":5.7236654734242776E-2},{"$f":"P363*VLOOKUP($B363,$AR$36:$AZ$47,MATCH(AM$2,$AS$2:$BA$2,0)+1,FALSE)","v":8.5769883653262672E-6},{"$f":"Q363*VLOOKUP($B363,$AR$36:$AZ$47,MATCH(AN$2,$AS$2:$BA$2,0)+1,FALSE)","v":1.66507983835203E-3},{"$f":"R363*VLOOKUP($B363,$AR$36:$BA$47,MATCH(AO$2,$AS$2:$BA$2,0)+1,FALSE)","v":0},0.69222862596171997]
[2006,1,16,2,null,2013,1,16,2,0.20863526595214654,0.31696847667286837,8.4180874785592386E-3,7.9718418184624454E-2,8.4311099999999986E-2,6.4144999999999994E-2,1.71375666785885E-5,2.1787855487974887E-3,0,0.76439227140367449,null,null,0.19752637229457931,6.9822314806266356E-2,0.28040295126788323,6.6453739595831299E-2,5.9131217116321244E-2,4.7079278059094483E-3,8.5769883653262672E-6,1.5925556000974171E-3,0,0.67964565547525357,null,{"$f":"J364*VLOOKUP($B364,$AR$36:$AZ$47,MATCH(AG$2,$AS$2:$BA$2,0)+1,FALSE)","v":0.20017459166705873},{"$f":"K364*VLOOKUP($B364,$AR$36:$AZ$47,MATCH(AH$2,$AS$2:$BA$2,0)+1,FALSE)","v":0.26782045245482494},{"$f":"L364*VLOOKUP($B364,$AR$36:$AZ$47,MATCH(AI$2,$AS$2:$BA$2,0)+1,FALSE)","v":6.2228339095312677E-3},{"$f":"M364*VLOOKUP($B364,$AR$36:$AZ$47,MATCH(AJ$2,$AS$2:$BA$2,0)+1,FALSE)","v":6.8529074003791435E-2},{"$f":"N364*VLOOKUP($B364,$AR$36:$AZ$47,MATCH(AK$2,$AS$2:$BA$2,0)+1,FALSE)","v":6.5942926222457857E-2},{"$f":"O364*VLOOKUP($B364,$AR$36:$AZ$47,MATCH(AL$2,$AS$2:$BA$2,0)+1,FALSE)","v":5.684671700747855E-2},{"$f":"P364*VLOOKUP($B364,$AR$36:$AZ$47,MATCH(AM$2,$AS$2:$BA$2,0)+1,FALSE)","v":8.5769883653262672E-6},{"$f":"Q364*VLOOKUP($B364,$AR$36:$AZ$47,MATCH(AN$2,$AS$2:$BA$2,0)+1,FALSE)","v":1.66507983835203E-3},{"$f":"R364*VLOOKUP($B364,$AR$36:$BA$47,MATCH(AO$2,$AS$2:$BA$2,0)+1,FALSE)","v":0},0.66721025209186025]
[2006,1,16,3,null,2013,1,16,3,0.20250978979609716,0.31500378542394214,8.4180874785592386E-3,8.1324178894454216E-2,8.3625499999999992E-2,6.4179E-2,1.71375666785885E-5,2.1787855487974887E-3,0,0.75725626470852869,null,null,0.19172705031437826,7.122873922283729E-2,0.27866490706136843,6.5913351866731557E-2,5.9162559565178602E-2,4.7079278059094483E-3,8.5769883653262672E-6,1.5925556000974171E-3,0,0.6730056684248662,null,{"$f":"J365*VLOOKUP($B365,$AR$36:$AZ$47,MATCH(AG$2,$AS$2:$BA$2,0)+1,FALSE)","v":0.19429751866740233},{"$f":"K365*VLOOKUP($B365,$AR$36:$AZ$47,MATCH(AH$2,$AS$2:$BA$2,0)+1,FALSE)","v":0.26616039936454705},{"$f":"L365*VLOOKUP($B365,$AR$36:$AZ$47,MATCH(AI$2,$AS$2:$BA$2,0)+1,FALSE)","v":6.2228339095312677E-3},{"$f":"M365*VLOOKUP($B365,$AR$36:$AZ$47,MATCH(AJ$2,$AS$2:$BA$2,0)+1,FALSE)","v":6.9909448790725276E-2},{"$f":"N365*VLOOKUP($B365,$AR$36:$AZ$47,MATCH(AK$2,$AS$2:$BA$2,0)+1,FALSE)","v":6.540669231947098E-2},{"$f":"O365*VLOOKUP($B365,$AR$36:$AZ$47,MATCH(AL$2,$AS$2:$BA$2,0)+1,FALSE)","v":5.6876848559092155E-2},{"$f":"P365*VLOOKUP($B365,$AR$36:$AZ$47,MATCH(AM$2,$AS$2:$BA$2,0)+1,FALSE)","v":8.5769883653262672E-6},{"$f":"Q365*VLOOKUP($B365,$AR$36:$AZ$47,MATCH(AN$2,$AS$2:$BA$2,0)+1,FALSE)","v":1.66507983835203E-3},{"$f":"R365*VLOOKUP($B365,$AR$36:$BA$47,MATCH(AO$2,$AS$2:$BA$2,0)+1,FALSE)","v":0},0.66054739843748633]
[2006,1,16,4,null,2013,1,16,4,0.20331634086233483,0.31363779752834081,8.4180874785592386E-3,8.0349613531633349E-2,8.3881299999999978E-2,6.4021999999999996E-2,1.71375666785885E-5,2.1787855487974887E-3,0,0.75582106251634418,null,null,0.19249065614801902,7.0375154679745006E-2,0.27745649971012848,6.6114972609298231E-2,5.9017831198396112E-2,4.7079278059094483E-3,8.5769883653262672E-6,1.5925556000974171E-3,0,0.67176417473995897,null,{"$f":"J366*VLOOKUP($B366,$AR$36:$AZ$47,MATCH(AG$2,$AS$2:$BA$2,0)+1,FALSE)","v":0.19507136209989179},{"$f":"K366*VLOOKUP($B366,$AR$36:$AZ$47,MATCH(AH$2,$AS$2:$BA$2,0)+1,FALSE)","v":0.26500621677803915},{"$f":"L366*VLOOKUP($B366,$AR$36:$AZ$47,MATCH(AI$2,$AS$2:$BA$2,0)+1,FALSE)","v":6.2228339095312677E-3},{"$f":"M366*VLOOKUP($B366,$AR$36:$AZ$47,MATCH(AJ$2,$AS$2:$BA$2,0)+1,FALSE)","v":6.9071674241365691E-2},{"$f":"N366*VLOOKUP($B366,$AR$36:$AZ$47,MATCH(AK$2,$AS$2:$BA$2,0)+1,FALSE)","v":6.5606763253520037E-2},{"$f":"O366*VLOOKUP($B366,$AR$36:$AZ$47,MATCH(AL$2,$AS$2:$BA$2,0)+1,FALSE)","v":5.6737711688405829E-2},{"$f":"P366*VLOOKUP($B366,$AR$36:$AZ$47,MATCH(AM$2,$AS$2:$BA$2,0)+1,FALSE)","v":8.5769883653262672E-6},{"$f":"Q366*VLOOKUP($B366,$AR$36:$AZ$47,MATCH(AN$2,$AS$2:$BA$2,0)+1,FALSE)","v":1.66507983835203E-3},{"$f":"R366*VLOOKUP($B366,$AR$36:$BA$47,MATCH(AO$2,$AS$2:$BA$2,0)+1,FALSE)","v":0},0.65939021879747106]
[2006,1,16,5,null,2013,1,16,5,0.21199118337660861,0.31872779624661124,8.4180874785592386E-3,7.98129324007123E-2,8.5433200000000015E-2,6.4960000000000004E-2,1.71375666785885E-5,2.1787855487974887E-3,0,0.77153912261796742,null,null,0.2007036021437564,6.9905096194804076E-2,0.28195931550283521,6.7338175230053657E-2,5.988251405216663E-2,4.7079278059094483E-3,8.5769883653262672E-6,1.5925556000974171E-3,0,0.68609776351798824,null,{"$f":"J367*VLOOKUP($B367,$AR$36:$AZ$47,MATCH(AG$2,$AS$2:$BA$2,0)+1,FALSE)","v":0.20339441836818864},{"$f":"K367*VLOOKUP($B367,$AR$36:$AZ$47,MATCH(AH$2,$AS$2:$BA$2,0)+1,FALSE)","v":0.26930697808411874},{"$f":"L367*VLOOKUP($B367,$AR$36:$AZ$47,MATCH(AI$2,$AS$2:$BA$2,0)+1,FALSE)","v":6.2228339095312677E-3},{"$f":"M367*VLOOKUP($B367,$AR$36:$AZ$47,MATCH(AJ$2,$AS$2:$BA$2,0)+1,FALSE)","v":6.8610322125068679E-2},{"$f":"N367*VLOOKUP($B367,$AR$36:$AZ$47,MATCH(AK$2,$AS$2:$BA$2,0)+1,FALSE)","v":6.6820563419863921E-2},{"$f":"O367*VLOOKUP($B367,$AR$36:$AZ$47,MATCH(AL$2,$AS$2:$BA$2,0)+1,FALSE)","v":5.7568988024098641E-2},{"$f":"P367*VLOOKUP($B367,$AR$36:$AZ$47,MATCH(AM$2,$AS$2:$BA$2,0)+1,FALSE)","v":8.5769883653262672E-6},{"$f":"Q367*VLOOKUP($B367,$AR$36:$AZ$47,MATCH(AN$2,$AS$2:$BA$2,0)+1,FALSE)","v":1.66507983835203E-3},{"$f":"R367*VLOOKUP($B367,$AR$36:$BA$47,MATCH(AO$2,$AS$2:$BA$2,0)+1,FALSE)","v":0},0.67359776075758726]
[2006,1,16,6,null,2013,1,16,6,0.23178916630343849,0.33727841469624187,8.4180874785592386E-3,7.7313440323319008E-2,8.9903799999999978E-2,6.7538000000000001E-2,1.71375666785885E-5,2.1787855487974887E-3,0,0.81443683191703453,null,null,0.21944743113373971,6.7715886641255954E-2,0.29836993215380675,7.0861887863824552E-2,6.2259009144938884E-2,4.7079278059094483E-3,8.5769883653262672E-6,1.5925556000974171E-3,0,0.72496320733193798,null,{"$f":"J368*VLOOKUP($B368,$AR$36:$AZ$47,MATCH(AG$2,$AS$2:$BA$2,0)+1,FALSE)","v":0.2223895442886481},{"$f":"K368*VLOOKUP($B368,$AR$36:$AZ$47,MATCH(AH$2,$AS$2:$BA$2,0)+1,FALSE)","v":0.2849812024696069},{"$f":"L368*VLOOKUP($B368,$AR$36:$AZ$47,MATCH(AI$2,$AS$2:$BA$2,0)+1,FALSE)","v":6.2228339095312677E-3},{"$f":"M368*VLOOKUP($B368,$AR$36:$AZ$47,MATCH(AJ$2,$AS$2:$BA$2,0)+1,FALSE)","v":6.6461660856516155E-2},{"$f":"N368*VLOOKUP($B368,$AR$36:$AZ$47,MATCH(AK$2,$AS$2:$BA$2,0)+1,FALSE)","v":7.0317190150746542E-2},{"$f":"O368*VLOOKUP($B368,$AR$36:$AZ$47,MATCH(AL$2,$AS$2:$BA$2,0)+1,FALSE)","v":5.985366861409442E-2},{"$f":"P368*VLOOKUP($B368,$AR$36:$AZ$47,MATCH(AM$2,$AS$2:$BA$2,0)+1,FALSE)","v":8.5769883653262672E-6},{"$f":"Q368*VLOOKUP($B368,$AR$36:$AZ$47,MATCH(AN$2,$AS$2:$BA$2,0)+1,FALSE)","v":1.66507983835203E-3},{"$f":"R368*VLOOKUP($B368,$AR$36:$BA$47,MATCH(AO$2,$AS$2:$BA$2,0)+1,FALSE)","v":0},0.71189975711586084]
[2006,1,16,7,null,2013,1,16,7,0.26813029477923256,0.38254638700331089,8.4180874785592386E-3,8.2890530977399735E-2,0.10265439999999998,7.3007000000000002E-2,1.71375666785885E-5,2.1787855487974887E-3,0,0.91984262335397848,null,null,0.2538535572512739,7.2600647129735102E-2,0.33841578518642623,8.0911870038065034E-2,6.7300534227317257E-2,4.7079278059094483E-3,8.5769883653262672E-6,1.5925556000974171E-3,0,0.81939145422718973,null,{"$f":"J369*VLOOKUP($B369,$AR$36:$AZ$47,MATCH(AG$2,$AS$2:$BA$2,0)+1,FALSE)","v":0.25725695042999874},{"$f":"K369*VLOOKUP($B369,$AR$36:$AZ$47,MATCH(AH$2,$AS$2:$BA$2,0)+1,FALSE)","v":0.32323008119802421},{"$f":"L369*VLOOKUP($B369,$AR$36:$AZ$47,MATCH(AI$2,$AS$2:$BA$2,0)+1,FALSE)","v":6.2228339095312677E-3},{"$f":"M369*VLOOKUP($B369,$AR$36:$AZ$47,MATCH(AJ$2,$AS$2:$BA$2,0)+1,FALSE)","v":7.1255946378767851E-2},{"$f":"N369*VLOOKUP($B369,$AR$36:$AZ$47,MATCH(AK$2,$AS$2:$BA$2,0)+1,FALSE)","v":8.0289920610817286E-2},{"$f":"O369*VLOOKUP($B369,$AR$36:$AZ$47,MATCH(AL$2,$AS$2:$BA$2,0)+1,FALSE)","v":6.4700417313352354E-2},{"$f":"P369*VLOOKUP($B369,$AR$36:$AZ$47,MATCH(AM$2,$AS$2:$BA$2,0)+1,FALSE)","v":8.5769883653262672E-6},{"$f":"Q369*VLOOKUP($B369,$AR$36:$AZ$47,MATCH(AN$2,$AS$2:$BA$2,0)+1,FALSE)","v":1.66507983835203E-3},{"$f":"R369*VLOOKUP($B369,$AR$36:$BA$47,MATCH(AO$2,$AS$2:$BA$2,0)+1,FALSE)","v":0},0.80462980666720918]
[2006,1,16,8,null,2013,1,16,8,0.30558083574728073,0.43244845200213289,4.7702495711835664E-3,9.6044606438958069E-2,0.11125819999999997,7.8435000000000005E-2,9.7112877845334768E-6,2.0340762874577465E-3,0,1.0305811313347977,null,null,0.28931002461372257,8.4121798938533207E-2,0.38256114136477193,8.7693357703800781E-2,7.2304264003720586E-2,2.6678257566820195E-3,4.8602934070182148E-6,1.4867822050701916E-3,0,0.92015005487970836,null,{"$f":"J370*VLOOKUP($B370,$AR$36:$AZ$47,MATCH(AG$2,$AS$2:$BA$2,0)+1,FALSE)","v":0.29318877965252799},{"$f":"K370*VLOOKUP($B370,$AR$36:$AZ$47,MATCH(AH$2,$AS$2:$BA$2,0)+1,FALSE)","v":0.36539450640112697},{"$f":"L370*VLOOKUP($B370,$AR$36:$AZ$47,MATCH(AI$2,$AS$2:$BA$2,0)+1,FALSE)","v":3.5262725487343839E-3},{"$f":"M370*VLOOKUP($B370,$AR$36:$AZ$47,MATCH(AJ$2,$AS$2:$BA$2,0)+1,FALSE)","v":8.2563704752358497E-2},{"$f":"N370*VLOOKUP($B370,$AR$36:$AZ$47,MATCH(AK$2,$AS$2:$BA$2,0)+1,FALSE)","v":8.7019280666999488E-2},{"$f":"O370*VLOOKUP($B370,$AR$36:$AZ$47,MATCH(AL$2,$AS$2:$BA$2,0)+1,FALSE)","v":6.9510830906252721E-2},{"$f":"P370*VLOOKUP($B370,$AR$36:$AZ$47,MATCH(AM$2,$AS$2:$BA$2,0)+1,FALSE)","v":4.8602934070182148E-6},{"$f":"Q370*VLOOKUP($B370,$AR$36:$AZ$47,MATCH(AN$2,$AS$2:$BA$2,0)+1,FALSE)","v":1.5544895723147848E-3},{"$f":"R370*VLOOKUP($B370,$AR$36:$BA$47,MATCH(AO$2,$AS$2:$BA$2,0)+1,FALSE)","v":0},0.90276272479372188]
[2006,1,16,9,null,2013,1,16,9,0.27409541327572418,0.4656313466002433,0,0.10698773859854571,0.11646679999999995,8.1511E-2,0,1.844841099551928E-3,0,1.046537139574065,null,null,0.25950105989921807,9.3706470034787784E-2,0.41191605285183497,9.1798759579222233E-2,7.5139833788579954E-2,0,0,1.3484631500345877E-3,0,0.93341063930367751,null,{"$f":"J371*VLOOKUP($B371,$AR$36:$AZ$47,MATCH(AG$2,$AS$2:$BA$2,0)+1,FALSE)","v":0.26298016866844698},{"$f":"K371*VLOOKUP($B371,$AR$36:$AZ$47,MATCH(AH$2,$AS$2:$BA$2,0)+1,FALSE)","v":0.39343217733393304},{"$f":"L371*VLOOKUP($B371,$AR$36:$AZ$47,MATCH(AI$2,$AS$2:$BA$2,0)+1,FALSE)","v":0},{"$f":"M371*VLOOKUP($B371,$AR$36:$AZ$47,MATCH(AJ$2,$AS$2:$BA$2,0)+1,FALSE)","v":9.1970849684171657E-2},{"$f":"N371*VLOOKUP($B371,$AR$36:$AZ$47,MATCH(AK$2,$AS$2:$BA$2,0)+1,FALSE)","v":9.1093125338961925E-2},{"$f":"O371*VLOOKUP($B371,$AR$36:$AZ$47,MATCH(AL$2,$AS$2:$BA$2,0)+1,FALSE)","v":7.2236850105177094E-2},{"$f":"P371*VLOOKUP($B371,$AR$36:$AZ$47,MATCH(AM$2,$AS$2:$BA$2,0)+1,FALSE)","v":0},{"$f":"Q371*VLOOKUP($B371,$AR$36:$AZ$47,MATCH(AN$2,$AS$2:$BA$2,0)+1,FALSE)","v":1.4098715321122319E-3},{"$f":"R371*VLOOKUP($B371,$AR$36:$BA$47,MATCH(AO$2,$AS$2:$BA$2,0)+1,FALSE)","v":0},0.91312304266280309]
[2006,1,16,10,null,2013,1,16,10,0.25537715290478624,0.48017341762505272,0,0.11082642957925803,0.11932030000000005,8.3738000000000007E-2,0,1.844841099551928E-3,0,1.051280141208649,null,null,0.24177946307394887,9.7068632709397487E-2,0.42478054863925713,9.4047879160590639E-2,7.7192764188736593E-2,0,0,1.3484631500345877E-3,0,0.93621775092196524,null,{"$f":"J372*VLOOKUP($B372,$AR$36:$AZ$47,MATCH(AG$2,$AS$2:$BA$2,0)+1,FALSE)","v":0.24502097989290414},{"$f":"K372*VLOOKUP($B372,$AR$36:$AZ$47,MATCH(AH$2,$AS$2:$BA$2,0)+1,FALSE)","v":0.40571940564879855},{"$f":"L372*VLOOKUP($B372,$AR$36:$AZ$47,MATCH(AI$2,$AS$2:$BA$2,0)+1,FALSE)","v":0},{"$f":"M372*VLOOKUP($B372,$AR$36:$AZ$47,MATCH(AJ$2,$AS$2:$BA$2,0)+1,FALSE)","v":9.5270738772358046E-2},{"$f":"N372*VLOOKUP($B372,$AR$36:$AZ$47,MATCH(AK$2,$AS$2:$BA$2,0)+1,FALSE)","v":9.3324956497324113E-2},{"$f":"O372*VLOOKUP($B372,$AR$36:$AZ$47,MATCH(AL$2,$AS$2:$BA$2,0)+1,FALSE)","v":7.42104667358678E-2},{"$f":"P372*VLOOKUP($B372,$AR$36:$AZ$47,MATCH(AM$2,$AS$2:$BA$2,0)+1,FALSE)","v":0},{"$f":"Q372*VLOOKUP($B372,$AR$36:$AZ$47,MATCH(AN$2,$AS$2:$BA$2,0)+1,FALSE)","v":1.4098715321122319E-3},{"$f":"R372*VLOOKUP($B372,$AR$36:$BA$47,MATCH(AO$2,$AS$2:$BA$2,0)+1,FALSE)","v":0},0.91495641907936487]
[2006,1,16,11,null,2013,1,16,11,0.2427981788461003,0.48248515666609226,0,0.10858570605556778,0.11971190000000002,8.4059999999999996E-2,0,1.844841099551928E-3,0,1.0394857826673123,null,null,0.22987026305610647,9.5106068639165056E-2,0.42682560515867146,9.4356537029195442E-2,7.7489595616150347E-2,0,0,1.3484631500345877E-3,0,0.92499653264932336,null,{"$f":"J373*VLOOKUP($B373,$AR$36:$AZ$47,MATCH(AG$2,$AS$2:$BA$2,0)+1,FALSE)","v":0.23295211423734657},{"$f":"K373*VLOOKUP($B373,$AR$36:$AZ$47,MATCH(AH$2,$AS$2:$BA$2,0)+1,FALSE)","v":0.40767269451344385},{"$f":"L373*VLOOKUP($B373,$AR$36:$AZ$47,MATCH(AI$2,$AS$2:$BA$2,0)+1,FALSE)","v":0},{"$f":"M373*VLOOKUP($B373,$AR$36:$AZ$47,MATCH(AJ$2,$AS$2:$BA$2,0)+1,FALSE)","v":9.334452508581223E-2},{"$f":"N373*VLOOKUP($B373,$AR$36:$AZ$47,MATCH(AK$2,$AS$2:$BA$2,0)+1,FALSE)","v":9.3631241789636901E-2},{"$f":"O373*VLOOKUP($B373,$AR$36:$AZ$47,MATCH(AL$2,$AS$2:$BA$2,0)+1,FALSE)","v":7.4495830254090692E-2},{"$f":"P373*VLOOKUP($B373,$AR$36:$AZ$47,MATCH(AM$2,$AS$2:$BA$2,0)+1,FALSE)","v":0},{"$f":"Q373*VLOOKUP($B373,$AR$36:$AZ$47,MATCH(AN$2,$AS$2:$BA$2,0)+1,FALSE)","v":1.4098715321122319E-3},{"$f":"R373*VLOOKUP($B373,$AR$36:$BA$47,MATCH(AO$2,$AS$2:$BA$2,0)+1,FALSE)","v":0},0.90350627741244249]
[2006,1,16,12,null,2013,1,16,12,0.24791461499453424,0.47766737490481698,0,0.1036916913631781,0.11914409999999999,8.4323999999999996E-2,0,1.844841099551928E-3,0,1.0345866223620812,null,null,0.2347142718906858,9.0819588271138479E-2,0.42256360333878573,9.3908998883654518E-2,7.7732960513160379E-2,0,0,1.3484631500345877E-3,0,0.9210878860474595,null,{"$f":"J374*VLOOKUP($B374,$AR$36:$AZ$47,MATCH(AG$2,$AS$2:$BA$2,0)+1,FALSE)","v":0.23786106628880968},{"$f":"K374*VLOOKUP($B374,$AR$36:$AZ$47,MATCH(AH$2,$AS$2:$BA$2,0)+1,FALSE)","v":0.40360194115438025},{"$f":"L374*VLOOKUP($B374,$AR$36:$AZ$47,MATCH(AI$2,$AS$2:$BA$2,0)+1,FALSE)","v":0},{"$f":"M374*VLOOKUP($B374,$AR$36:$AZ$47,MATCH(AJ$2,$AS$2:$BA$2,0)+1,FALSE)","v":8.9137438409133782E-2},{"$f":"N374*VLOOKUP($B374,$AR$36:$AZ$47,MATCH(AK$2,$AS$2:$BA$2,0)+1,FALSE)","v":9.3187143758545934E-2},{"$f":"O374*VLOOKUP($B374,$AR$36:$AZ$47,MATCH(AL$2,$AS$2:$BA$2,0)+1,FALSE)","v":7.4729792890149221E-2},{"$f":"P374*VLOOKUP($B374,$AR$36:$AZ$47,MATCH(AM$2,$AS$2:$BA$2,0)+1,FALSE)","v":0},{"$f":"Q374*VLOOKUP($B374,$AR$36:$AZ$47,MATCH(AN$2,$AS$2:$BA$2,0)+1,FALSE)","v":1.4098715321122319E-3},{"$f":"R374*VLOOKUP($B374,$AR$36:$BA$47,MATCH(AO$2,$AS$2:$BA$2,0)+1,FALSE)","v":0},0.89992725403313123]
[2006,1,16,13,null,2013,1,16,13,0.25018688080948381,0.47433829539958683,0,0.10227032094898468,0.11835210000000002,8.3603999999999998E-2,0,1.844841099551928E-3,0,1.0305964382576074,null,null,0.23686554972603949,8.9574664265166831E-2,0.41961856688572741,9.3284747014566155E-2,7.706923806676938E-2,0,0,1.3484631500345877E-3,0,0.91776122910830371,null,{"$f":"J375*VLOOKUP($B375,$AR$36:$AZ$47,MATCH(AG$2,$AS$2:$BA$2,0)+1,FALSE)","v":0.24004118612421121},{"$f":"K375*VLOOKUP($B375,$AR$36:$AZ$47,MATCH(AH$2,$AS$2:$BA$2,0)+1,FALSE)","v":0.40078905708241302},{"$f":"L375*VLOOKUP($B375,$AR$36:$AZ$47,MATCH(AI$2,$AS$2:$BA$2,0)+1,FALSE)","v":0},{"$f":"M375*VLOOKUP($B375,$AR$36:$AZ$47,MATCH(AJ$2,$AS$2:$BA$2,0)+1,FALSE)","v":8.7915572740958153E-2},{"$f":"N375*VLOOKUP($B375,$AR$36:$AZ$47,MATCH(AK$2,$AS$2:$BA$2,0)+1,FALSE)","v":9.2567690358362736E-2},{"$f":"O375*VLOOKUP($B375,$AR$36:$AZ$47,MATCH(AL$2,$AS$2:$BA$2,0)+1,FALSE)","v":7.4091712973625962E-2},{"$f":"P375*VLOOKUP($B375,$AR$36:$AZ$47,MATCH(AM$2,$AS$2:$BA$2,0)+1,FALSE)","v":0},{"$f":"Q375*VLOOKUP($B375,$AR$36:$AZ$47,MATCH(AN$2,$AS$2:$BA$2,0)+1,FALSE)","v":1.4098715321122319E-3},{"$f":"R375*VLOOKUP($B375,$AR$36:$BA$47,MATCH(AO$2,$AS$2:$BA$2,0)+1,FALSE)","v":0},0.89681509081168331]
[2006,1,16,14,null,2013,1,16,14,0.24510995414297052,0.4690956910760099,0,9.6046702592205976E-2,0.11826490000000002,8.3826999999999999E-2,0,1.844841099551928E-3,0,1.0141890889107383,null,null,0.23205894667038929,8.4123634879025883E-2,0.41498075009053265,9.3216016253222081E-2,7.7274807657804367E-2,0,0,1.3484631500345877E-3,0,0.90300261870100873,null,{"$f":"J376*VLOOKUP($B376,$AR$36:$AZ$47,MATCH(AG$2,$AS$2:$BA$2,0)+1,FALSE)","v":0.23517014134779265},{"$f":"K376*VLOOKUP($B376,$AR$36:$AZ$47,MATCH(AH$2,$AS$2:$BA$2,0)+1,FALSE)","v":0.39635935266284361},{"$f":"L376*VLOOKUP($B376,$AR$36:$AZ$47,MATCH(AI$2,$AS$2:$BA$2,0)+1,FALSE)","v":0},{"$f":"M376*VLOOKUP($B376,$AR$36:$AZ$47,MATCH(AJ$2,$AS$2:$BA$2,0)+1,FALSE)","v":8.2565506687774695E-2},{"$f":"N376*VLOOKUP($B376,$AR$36:$AZ$47,MATCH(AK$2,$AS$2:$BA$2,0)+1,FALSE)","v":9.2499487913292072E-2},{"$f":"O376*VLOOKUP($B376,$AR$36:$AZ$47,MATCH(AL$2,$AS$2:$BA$2,0)+1,FALSE)","v":7.4289340503326917E-2},{"$f":"P376*VLOOKUP($B376,$AR$36:$AZ$47,MATCH(AM$2,$AS$2:$BA$2,0)+1,FALSE)","v":0},{"$f":"Q376*VLOOKUP($B376,$AR$36:$AZ$47,MATCH(AN$2,$AS$2:$BA$2,0)+1,FALSE)","v":1.4098715321122319E-3},{"$f":"R376*VLOOKUP($B376,$AR$36:$BA$47,MATCH(AO$2,$AS$2:$BA$2,0)+1,FALSE)","v":0},0.8822937006471423]
[2006,1,16,15,null,2013,1,16,15,0.25188185934906959,0.45935732392249229,0,8.5659290902199842E-2,0.1176813,8.3677000000000001E-2,0,1.844841099551928E-3,0,1.0001016152733135,null,null,0.23847027824838976,7.5025698096559901E-2,0.40636580226026375,9.2756024598171574E-2,7.7136532148139578E-2,0,0,1.3484631500345877E-3,0,0.89110279850155905,null,{"$f":"J377*VLOOKUP($B377,$AR$36:$AZ$47,MATCH(AG$2,$AS$2:$BA$2,0)+1,FALSE)","v":0.24166742910618066},{"$f":"K377*VLOOKUP($B377,$AR$36:$AZ$47,MATCH(AH$2,$AS$2:$BA$2,0)+1,FALSE)","v":0.38813098268547813},{"$f":"L377*VLOOKUP($B377,$AR$36:$AZ$47,MATCH(AI$2,$AS$2:$BA$2,0)+1,FALSE)","v":0},{"$f":"M377*VLOOKUP($B377,$AR$36:$AZ$47,MATCH(AJ$2,$AS$2:$BA$2,0)+1,FALSE)","v":7.3636080833341805E-2},{"$f":"N377*VLOOKUP($B377,$AR$36:$AZ$47,MATCH(AK$2,$AS$2:$BA$2,0)+1,FALSE)","v":9.2043032099722713E-2},{"$f":"O377*VLOOKUP($B377,$AR$36:$AZ$47,MATCH(AL$2,$AS$2:$BA$2,0)+1,FALSE)","v":7.4156407187384574E-2},{"$f":"P377*VLOOKUP($B377,$AR$36:$AZ$47,MATCH(AM$2,$AS$2:$BA$2,0)+1,FALSE)","v":0},{"$f":"Q377*VLOOKUP($B377,$AR$36:$AZ$47,MATCH(AN$2,$AS$2:$BA$2,0)+1,FALSE)","v":1.4098715321122319E-3},{"$f":"R377*VLOOKUP($B377,$AR$36:$BA$47,MATCH(AO$2,$AS$2:$BA$2,0)+1,FALSE)","v":0},0.87104380344422028]
[2006,1,16,16,null,2013,1,16,16,0.27880420703762998,0.45459904095011422,0,8.6703395202105821E-2,0.11673209999999996,8.3571000000000006E-2,0,1.844841099551928E-3,0,1.022254584289402,null,null,0.26395913147895728,7.594018913613089E-2,0.40215643544111618,9.2007868191430753E-2,7.7038817454643124E-2,0,0,1.3484631500345877E-3,0,0.91245090485231284,null,{"$f":"J378*VLOOKUP($B378,$AR$36:$AZ$47,MATCH(AG$2,$AS$2:$BA$2,0)+1,FALSE)","v":0.2674980092369254},{"$f":"K378*VLOOKUP($B378,$AR$36:$AZ$47,MATCH(AH$2,$AS$2:$BA$2,0)+1,FALSE)","v":0.384110502441048},{"$f":"L378*VLOOKUP($B378,$AR$36:$AZ$47,MATCH(AI$2,$AS$2:$BA$2,0)+1,FALSE)","v":0},{"$f":"M378*VLOOKUP($B378,$AR$36:$AZ$47,MATCH(AJ$2,$AS$2:$BA$2,0)+1,FALSE)","v":7.4533633776128788E-2},{"$f":"N378*VLOOKUP($B378,$AR$36:$AZ$47,MATCH(AK$2,$AS$2:$BA$2,0)+1,FALSE)","v":9.1300626585260683E-2},{"$f":"O378*VLOOKUP($B378,$AR$36:$AZ$47,MATCH(AL$2,$AS$2:$BA$2,0)+1,FALSE)","v":7.4062467644118654E-2},{"$f":"P378*VLOOKUP($B378,$AR$36:$AZ$47,MATCH(AM$2,$AS$2:$BA$2,0)+1,FALSE)","v":0},{"$f":"Q378*VLOOKUP($B378,$AR$36:$AZ$47,MATCH(AN$2,$AS$2:$BA$2,0)+1,FALSE)","v":1.4098715321122319E-3},{"$f":"R378*VLOOKUP($B378,$AR$36:$BA$47,MATCH(AO$2,$AS$2:$BA$2,0)+1,FALSE)","v":0},0.89291511121559375]
[2006,1,16,17,null,2013,1,16,17,0.32535912526023042,0.45414490039160227,1.2627131217838857E-3,9.0653855631265948E-2,0.11499989999999997,8.1438999999999998E-2,2.5706350017882745E-6,1.8949327669387627E-3,0,1.0697569978068229,null,null,0.30803520877592905,7.9400246397624774E-2,0.40175468459751851,9.0642553686841223E-2,7.5073461543940859E-2,7.0618917088641718E-4,1.2865482547989399E-6,1.3850770175440124E-3,0,0.95699870773853968,null,{"$f":"J379*VLOOKUP($B379,$AR$36:$AZ$47,MATCH(AG$2,$AS$2:$BA$2,0)+1,FALSE)","v":0.31216501077558101},{"$f":"K379*VLOOKUP($B379,$AR$36:$AZ$47,MATCH(AH$2,$AS$2:$BA$2,0)+1,FALSE)","v":0.38372677933036059},{"$f":"L379*VLOOKUP($B379,$AR$36:$AZ$47,MATCH(AI$2,$AS$2:$BA$2,0)+1,FALSE)","v":9.3342508642969011E-4},{"$f":"M379*VLOOKUP($B379,$AR$36:$AZ$47,MATCH(AJ$2,$AS$2:$BA$2,0)+1,FALSE)","v":7.7929604259035071E-2},{"$f":"N379*VLOOKUP($B379,$AR$36:$AZ$47,MATCH(AK$2,$AS$2:$BA$2,0)+1,FALSE)","v":8.9945806913799387E-2},{"$f":"O379*VLOOKUP($B379,$AR$36:$AZ$47,MATCH(AL$2,$AS$2:$BA$2,0)+1,FALSE)","v":7.2173042113524766E-2},{"$f":"P379*VLOOKUP($B379,$AR$36:$AZ$47,MATCH(AM$2,$AS$2:$BA$2,0)+1,FALSE)","v":1.2865482547989399E-6},{"$f":"Q379*VLOOKUP($B379,$AR$36:$AZ$47,MATCH(AN$2,$AS$2:$BA$2,0)+1,FALSE)","v":1.4481527780482021E-3},{"$f":"R379*VLOOKUP($B379,$AR$36:$BA$47,MATCH(AO$2,$AS$2:$BA$2,0)+1,FALSE)","v":0},0.93832310780503347]
[2006,1,16,18,null,2013,1,16,18,0.39092197588322641,0.45740546121810721,8.4180874785592386E-3,0.10450662263800259,0.11092720000000003,8.0149999999999999E-2,1.71375666785885E-5,2.1787855487974887E-3,0,1.1545252703333717,null,null,0.37010713118919042,9.1533355419459075E-2,0.40463910669569458,8.7432464561542925E-2,7.3885213997554725E-2,4.7079278059094483E-3,8.5769883653262672E-6,1.5925556000974171E-3,0,1.0339063322578141,null,{"$f":"J380*VLOOKUP($B380,$AR$36:$AZ$47,MATCH(AG$2,$AS$2:$BA$2,0)+1,FALSE)","v":0.37506912620444993},{"$f":"K380*VLOOKUP($B380,$AR$36:$AZ$47,MATCH(AH$2,$AS$2:$BA$2,0)+1,FALSE)","v":0.38648176899045944},{"$f":"L380*VLOOKUP($B380,$AR$36:$AZ$47,MATCH(AI$2,$AS$2:$BA$2,0)+1,FALSE)","v":6.2228339095312677E-3},{"$f":"M380*VLOOKUP($B380,$AR$36:$AZ$47,MATCH(AJ$2,$AS$2:$BA$2,0)+1,FALSE)","v":8.9837985245262833E-2},{"$f":"N380*VLOOKUP($B380,$AR$36:$AZ$47,MATCH(AK$2,$AS$2:$BA$2,0)+1,FALSE)","v":8.6760392945458314E-2},{"$f":"O380*VLOOKUP($B380,$AR$36:$AZ$47,MATCH(AL$2,$AS$2:$BA$2,0)+1,FALSE)","v":7.1030701818526873E-2},{"$f":"P380*VLOOKUP($B380,$AR$36:$AZ$47,MATCH(AM$2,$AS$2:$BA$2,0)+1,FALSE)","v":8.5769883653262672E-6},{"$f":"Q380*VLOOKUP($B380,$AR$36:$AZ$47,MATCH(AN$2,$AS$2:$BA$2,0)+1,FALSE)","v":1.66507983835203E-3},{"$f":"R380*VLOOKUP($B380,$AR$36:$BA$47,MATCH(AO$2,$AS$2:$BA$2,0)+1,FALSE)","v":0},1.0170764659404059]
[2006,1,16,19,null,2013,1,16,19,0.43282901944825342,0.4271308477345529,8.4180874785592386E-3,8.7533468833250166E-2,0.10035250000000001,7.5295000000000001E-2,1.71375666785885E-5,2.1787855487974887E-3,0,1.1337548466100922,null,null,0.4097828123412412,7.6667218895450917E-2,0.377856976629037,7.9097519814006256E-2,6.9409696668070911E-2,4.7079278059094483E-3,8.5769883653262672E-6,1.5925556000974171E-3,0,1.0191232847421785,null,{"$f":"J381*VLOOKUP($B381,$AR$36:$AZ$47,MATCH(AG$2,$AS$2:$BA$2,0)+1,FALSE)","v":0.4152767358591235},{"$f":"K381*VLOOKUP($B381,$AR$36:$AZ$47,MATCH(AH$2,$AS$2:$BA$2,0)+1,FALSE)","v":0.36090143126675389},{"$f":"L381*VLOOKUP($B381,$AR$36:$AZ$47,MATCH(AI$2,$AS$2:$BA$2,0)+1,FALSE)","v":6.2228339095312677E-3},{"$f":"M381*VLOOKUP($B381,$AR$36:$AZ$47,MATCH(AJ$2,$AS$2:$BA$2,0)+1,FALSE)","v":7.5247197574717289E-2},{"$f":"N381*VLOOKUP($B381,$AR$36:$AZ$47,MATCH(AK$2,$AS$2:$BA$2,0)+1,FALSE)","v":7.8489516845815135E-2},{"$f":"O381*VLOOKUP($B381,$AR$36:$AZ$47,MATCH(AL$2,$AS$2:$BA$2,0)+1,FALSE)","v":6.6728093492526272E-2},{"$f":"P381*VLOOKUP($B381,$AR$36:$AZ$47,MATCH(AM$2,$AS$2:$BA$2,0)+1,FALSE)","v":8.5769883653262672E-6},{"$f":"Q381*VLOOKUP($B381,$AR$36:$AZ$47,MATCH(AN$2,$AS$2:$BA$2,0)+1,FALSE)","v":1.66507983835203E-3},{"$f":"R381*VLOOKUP($B381,$AR$36:$BA$47,MATCH(AO$2,$AS$2:$BA$2,0)+1,FALSE)","v":0},1.0045394657751847]
[2006,1,16,20,null,2013,1,16,20,0.43362478938774318,0.41186025420560707,8.4180874785592386E-3,8.164869954864673E-2,9.6446899999999988E-2,7.3169999999999999E-2,1.71375666785885E-5,2.1787855487974887E-3,0,1.1073646537360324,null,null,0.41053621109485622,7.1512974457230524E-2,0.36434800078994162,7.6019138374723877E-2,6.7450793614486332E-2,4.7079278059094483E-3,8.5769883653262672E-6,1.5925556000974171E-3,0,0.99617617872561071,null,{"$f":"J382*VLOOKUP($B382,$AR$36:$AZ$47,MATCH(AG$2,$AS$2:$BA$2,0)+1,FALSE)","v":0.41604023536612833},{"$f":"K382*VLOOKUP($B382,$AR$36:$AZ$47,MATCH(AH$2,$AS$2:$BA$2,0)+1,FALSE)","v":0.34799864260112612},{"$f":"L382*VLOOKUP($B382,$AR$36:$AZ$47,MATCH(AI$2,$AS$2:$BA$2,0)+1,FALSE)","v":6.2228339095312677E-3},{"$f":"M382*VLOOKUP($B382,$AR$36:$AZ$47,MATCH(AJ$2,$AS$2:$BA$2,0)+1,FALSE)","v":7.0188419453131215E-2},{"$f":"N382*VLOOKUP($B382,$AR$36:$AZ$47,MATCH(AK$2,$AS$2:$BA$2,0)+1,FALSE)","v":7.5434798159255079E-2},{"$f":"O382*VLOOKUP($B382,$AR$36:$AZ$47,MATCH(AL$2,$AS$2:$BA$2,0)+1,FALSE)","v":6.4844871516676367E-2},{"$f":"P382*VLOOKUP($B382,$AR$36:$AZ$47,MATCH(AM$2,$AS$2:$BA$2,0)+1,FALSE)","v":8.5769883653262672E-6},{"$f":"Q382*VLOOKUP($B382,$AR$36:$AZ$47,MATCH(AN$2,$AS$2:$BA$2,0)+1,FALSE)","v":1.66507983835203E-3},{"$f":"R382*VLOOKUP($B382,$AR$36:$BA$47,MATCH(AO$2,$AS$2:$BA$2,0)+1,FALSE)","v":0},0.98240345783256577]
[2006,1,16,21,null,2013,1,16,21,0.40660720928723398,0.40927570470095653,8.4180874785592386E-3,9.3809107963617994E-2,9.396249999999999E-2,7.2108000000000005E-2,1.71375666785885E-5,2.1787855487974887E-3,0,1.0863765325458439,null,null,0.38495719615183199,8.2163811288394048E-2,0.36206160525809222,7.4060942233861241E-2,6.6471803006059593E-2,4.7079278059094483E-3,8.5769883653262672E-6,1.5925556000974171E-3,0,0.97602441833261133,null,{"$f":"J383*VLOOKUP($B383,$AR$36:$AZ$47,MATCH(AG$2,$AS$2:$BA$2,0)+1,FALSE)","v":0.39011828473247118},{"$f":"K383*VLOOKUP($B383,$AR$36:$AZ$47,MATCH(AH$2,$AS$2:$BA$2,0)+1,FALSE)","v":0.34581484430991055},{"$f":"L383*VLOOKUP($B383,$AR$36:$AZ$47,MATCH(AI$2,$AS$2:$BA$2,0)+1,FALSE)","v":6.2228339095312677E-3},{"$f":"M383*VLOOKUP($B383,$AR$36:$AZ$47,MATCH(AJ$2,$AS$2:$BA$2,0)+1,FALSE)","v":8.0641982721984723E-2},{"$f":"N383*VLOOKUP($B383,$AR$36:$AZ$47,MATCH(AK$2,$AS$2:$BA$2,0)+1,FALSE)","v":7.349165418524603E-2},{"$f":"O383*VLOOKUP($B383,$AR$36:$AZ$47,MATCH(AL$2,$AS$2:$BA$2,0)+1,FALSE)","v":6.3903703639804563E-2},{"$f":"P383*VLOOKUP($B383,$AR$36:$AZ$47,MATCH(AM$2,$AS$2:$BA$2,0)+1,FALSE)","v":8.5769883653262672E-6},{"$f":"Q383*VLOOKUP($B383,$AR$36:$AZ$47,MATCH(AN$2,$AS$2:$BA$2,0)+1,FALSE)","v":1.66507983835203E-3},{"$f":"R383*VLOOKUP($B383,$AR$36:$BA$47,MATCH(AO$2,$AS$2:$BA$2,0)+1,FALSE)","v":0},0.96186696032566577]
[2006,1,16,22,null,2013,1,16,22,0.36072392758940186,0.38584566157628858,8.4180874785592386E-3,9.2954927631596837E-2,9.053199999999996E-2,7.0402999999999993E-2,1.71375666785885E-5,2.1787855487974887E-3,0,1.0110735273913227,null,null,0.34151699374222683,8.1415667391389265E-2,0.34133445500816001,7.1357033096351455E-2,6.4900071379536434E-2,4.7079278059094483E-3,8.5769883653262672E-6,1.5925556000974171E-3,0,0.9068332810120362,null,{"$f":"J384*VLOOKUP($B384,$AR$36:$AZ$47,MATCH(AG$2,$AS$2:$BA$2,0)+1,FALSE)","v":0.34609568320203377},{"$f":"K384*VLOOKUP($B384,$AR$36:$AZ$47,MATCH(AH$2,$AS$2:$BA$2,0)+1,FALSE)","v":0.32601778178636859},{"$f":"L384*VLOOKUP($B384,$AR$36:$AZ$47,MATCH(AI$2,$AS$2:$BA$2,0)+1,FALSE)","v":6.2228339095312677E-3},{"$f":"M384*VLOOKUP($B384,$AR$36:$AZ$47,MATCH(AJ$2,$AS$2:$BA$2,0)+1,FALSE)","v":7.9907695859316494E-2},{"$f":"N384*VLOOKUP($B384,$AR$36:$AZ$47,MATCH(AK$2,$AS$2:$BA$2,0)+1,FALSE)","v":7.0808529324982744E-2},{"$f":"O384*VLOOKUP($B384,$AR$36:$AZ$47,MATCH(AL$2,$AS$2:$BA$2,0)+1,FALSE)","v":6.2392694948593223E-2},{"$f":"P384*VLOOKUP($B384,$AR$36:$AZ$47,MATCH(AM$2,$AS$2:$BA$2,0)+1,FALSE)","v":8.5769883653262672E-6},{"$f":"Q384*VLOOKUP($B384,$AR$36:$AZ$47,MATCH(AN$2,$AS$2:$BA$2,0)+1,FALSE)","v":1.66507983835203E-3},{"$f":"R384*VLOOKUP($B384,$AR$36:$BA$47,MATCH(AO$2,$AS$2:$BA$2,0)+1,FALSE)","v":0},0.89311887585754346]
[2006,1,16,23,null,2013,1,16,23,0.3185613646835096,0.36562048938898795,8.4180874785592386E-3,9.5973615487385797E-2,8.7196199999999974E-2,6.8582000000000004E-2,1.71375666785885E-5,2.1787855487974887E-3,0,0.94654768015391855,null,null,0.30159939851001383,8.4059620678076555E-2,0.32344246136024518,6.8727766196218815E-2,6.3221406692205842E-2,4.7079278059094483E-3,8.5769883653262672E-6,1.5925556000974171E-3,0,0.8473597138311324,null,{"$f":"J385*VLOOKUP($B385,$AR$36:$AZ$47,MATCH(AG$2,$AS$2:$BA$2,0)+1,FALSE)","v":0.30564291614557909},{"$f":"K385*VLOOKUP($B385,$AR$36:$AZ$47,MATCH(AH$2,$AS$2:$BA$2,0)+1,FALSE)","v":0.30892865411336662},{"$f":"L385*VLOOKUP($B385,$AR$36:$AZ$47,MATCH(AI$2,$AS$2:$BA$2,0)+1,FALSE)","v":6.2228339095312677E-3},{"$f":"M385*VLOOKUP($B385,$AR$36:$AZ$47,MATCH(AJ$2,$AS$2:$BA$2,0)+1,FALSE)","v":8.2502678150417799E-2},{"$f":"N385*VLOOKUP($B385,$AR$36:$AZ$47,MATCH(AK$2,$AS$2:$BA$2,0)+1,FALSE)","v":6.819947294577676E-2},{"$f":"O385*VLOOKUP($B385,$AR$36:$AZ$47,MATCH(AL$2,$AS$2:$BA$2,0)+1,FALSE)","v":6.0778884493053152E-2},{"$f":"P385*VLOOKUP($B385,$AR$36:$AZ$47,MATCH(AM$2,$AS$2:$BA$2,0)+1,FALSE)","v":8.5769883653262672E-6},{"$f":"Q385*VLOOKUP($B385,$AR$36:$AZ$47,MATCH(AN$2,$AS$2:$BA$2,0)+1,FALSE)","v":1.66507983835203E-3},{"$f":"R385*VLOOKUP($B385,$AR$36:$BA$47,MATCH(AO$2,$AS$2:$BA$2,0)+1,FALSE)","v":0},0.83394909658444205]
[2006,1,16,24,null,2013,1,16,24,0.2215578971627333,0.3606749691876488,8.4180874785592386E-3,0.11163854215860515,8.603559999999999E-2,6.7267999999999994E-2,1.71375666785885E-5,2.1787855487974887E-3,0,0.85778901910302241,null,null,0.20976093125985693,9.7779931070109807E-2,0.31906745702364159,6.7812984985026928E-2,6.2010113227542248E-2,4.7079278059094483E-3,8.5769883653262672E-6,1.5925556000974171E-3,0,0.76274047796054967,null,{"$f":"J386*VLOOKUP($B386,$AR$36:$AZ$47,MATCH(AG$2,$AS$2:$BA$2,0)+1,FALSE)","v":0.21257317832995065},{"$f":"K386*VLOOKUP($B386,$AR$36:$AZ$47,MATCH(AH$2,$AS$2:$BA$2,0)+1,FALSE)","v":0.3047499689903217},{"$f":"L386*VLOOKUP($B386,$AR$36:$AZ$47,MATCH(AI$2,$AS$2:$BA$2,0)+1,FALSE)","v":6.2228339095312677E-3},{"$f":"M386*VLOOKUP($B386,$AR$36:$AZ$47,MATCH(AJ$2,$AS$2:$BA$2,0)+1,FALSE)","v":9.596886254747608E-2},{"$f":"N386*VLOOKUP($B386,$AR$36:$AZ$47,MATCH(AK$2,$AS$2:$BA$2,0)+1,FALSE)","v":6.7291723430306274E-2},{"$f":"O386*VLOOKUP($B386,$AR$36:$AZ$47,MATCH(AL$2,$AS$2:$BA$2,0)+1,FALSE)","v":5.9614388645398191E-2},{"$f":"P386*VLOOKUP($B386,$AR$36:$AZ$47,MATCH(AM$2,$AS$2:$BA$2,0)+1,FALSE)","v":8.5769883653262672E-6},{"$f":"Q386*VLOOKUP($B386,$AR$36:$AZ$47,MATCH(AN$2,$AS$2:$BA$2,0)+1,FALSE)","v":1.66507983835203E-3},{"$f":"R386*VLOOKUP($B386,$AR$36:$BA$47,MATCH(AO$2,$AS$2:$BA$2,0)+1,FALSE)","v":0},0.74809461267970156]
[2006,1,17,1,null,2013,1,17,1,0.22529342000031483,0.33267541869642842,8.4180874785592386E-3,8.8357579826644134E-2,8.4792099999999995E-2,6.5896999999999997E-2,1.71375666785885E-5,2.1787855487974887E-3,0,0.80762952911742258,null,null,{"$f":"$J387*$AS$6","v":0.2132975542337518},{"$f":"$M387*$AV$6","v":7.7389026208320513E-2},{"$f":"$K387*$AT$6","v":0.29429793838152374},{"$f":"$N387*$AW$6","v":6.6832862258749889E-2},{"$f":"$O387*$AX$6","v":6.0746275069206032E-2},{"$f":"$L387*$AU$6","v":4.7079278059094483E-3},{"$f":"$P387*$AY$6","v":8.5769883653262672E-6},{"$f":"$Q387*$AZ$6","v":1.5925556000974171E-3},0,{"$f":"SUM(V387:AD387)","v":0.71887271654592411},null,{"$f":"J387*VLOOKUP($B387,$AR$36:$AZ$47,MATCH(AG$2,$AS$2:$BA$2,0)+1,FALSE)","v":0.21615721650903472},{"$f":"K387*VLOOKUP($B387,$AR$36:$AZ$47,MATCH(AH$2,$AS$2:$BA$2,0)+1,FALSE)","v":0.2810919309424888},{"$f":"L387*VLOOKUP($B387,$AR$36:$AZ$47,MATCH(AI$2,$AS$2:$BA$2,0)+1,FALSE)","v":6.2228339095312677E-3},{"$f":"M387*VLOOKUP($B387,$AR$36:$AZ$47,MATCH(AJ$2,$AS$2:$BA$2,0)+1,FALSE)","v":7.5955635656401718E-2},{"$f":"N387*VLOOKUP($B387,$AR$36:$AZ$47,MATCH(AK$2,$AS$2:$BA$2,0)+1,FALSE)","v":6.6319134663730753E-2},{"$f":"O387*VLOOKUP($B387,$AR$36:$AZ$47,MATCH(AL$2,$AS$2:$BA$2,0)+1,FALSE)","v":5.8399378137685157E-2},{"$f":"P387*VLOOKUP($B387,$AR$36:$AZ$47,MATCH(AM$2,$AS$2:$BA$2,0)+1,FALSE)","v":8.5769883653262672E-6},{"$f":"Q387*VLOOKUP($B387,$AR$36:$AZ$47,MATCH(AN$2,$AS$2:$BA$2,0)+1,FALSE)","v":1.66507983835203E-3},{"$f":"R387*VLOOKUP($B387,$AR$36:$BA$47,MATCH(AO$2,$AS$2:$BA$2,0)+1,FALSE)","v":0},0.70581978664558975]
[2006,1,17,2,null,2013,1,17,2,0.21389001320094908,0.32248821221716784,8.4180874785592386E-3,8.2430561942906627E-2,8.4234500000000032E-2,6.5131999999999995E-2,1.71375666785885E-5,2.1787855487974887E-3,0,0.77878929795505869,null,null,0.20250132778278021,7.2197777837307187E-2,0.28528592938951258,6.6393363720613954E-2,6.0041069969915588E-2,4.7079278059094483E-3,8.5769883653262672E-6,1.5925556000974171E-3,{"$f":"$R388*$BA$6","v":0},0.69272852909450167,null,{"$f":"J388*VLOOKUP($B388,$AR$36:$AZ$47,MATCH(AG$2,$AS$2:$BA$2,0)+1,FALSE)","v":0.20521624596285698},{"$f":"K388*VLOOKUP($B388,$AR$36:$AZ$47,MATCH(AH$2,$AS$2:$BA$2,0)+1,FALSE)","v":0.27248431709657905},{"$f":"L388*VLOOKUP($B388,$AR$36:$AZ$47,MATCH(AI$2,$AS$2:$BA$2,0)+1,FALSE)","v":6.2228339095312677E-3},{"$f":"M388*VLOOKUP($B388,$AR$36:$AZ$47,MATCH(AJ$2,$AS$2:$BA$2,0)+1,FALSE)","v":7.0860538984566568E-2},{"$f":"N388*VLOOKUP($B388,$AR$36:$AZ$47,MATCH(AK$2,$AS$2:$BA$2,0)+1,FALSE)","v":6.588301444158158E-2},{"$f":"O388*VLOOKUP($B388,$AR$36:$AZ$47,MATCH(AL$2,$AS$2:$BA$2,0)+1,FALSE)","v":5.772141822637919E-2},{"$f":"P388*VLOOKUP($B388,$AR$36:$AZ$47,MATCH(AM$2,$AS$2:$BA$2,0)+1,FALSE)","v":8.5769883653262672E-6},{"$f":"Q388*VLOOKUP($B388,$AR$36:$AZ$47,MATCH(AN$2,$AS$2:$BA$2,0)+1,FALSE)","v":1.66507983835203E-3},{"$f":"R388*VLOOKUP($B388,$AR$36:$BA$47,MATCH(AO$2,$AS$2:$BA$2,0)+1,FALSE)","v":0},{"$f":"SUM(AG388:AO388)","v":0.68006202544821204}]
[2006,1,17,3,null,2013,1,17,3,0.20797678643099618,0.32001181309100102,8.4180874785592386E-3,8.4207974607236377E-2,8.2848399999999989E-2,6.4561999999999994E-2,1.71375666785885E-5,2.1787855487974887E-3,0,0.77022098472326883,null,null,0.19690295385930418,7.3754545638470267E-2,0.28309520799417637,6.530084413002879E-2,5.9515623033189372E-2,4.7079278059094483E-3,8.5769883653262672E-6,1.5925556000974171E-3,0,0.68487823504954115,null,{"$f":"J389*VLOOKUP($B389,$AR$36:$AZ$47,MATCH(AG$2,$AS$2:$BA$2,0)+1,FALSE)","v":0.19954281511353192},{"$f":"K389*VLOOKUP($B389,$AR$36:$AZ$47,MATCH(AH$2,$AS$2:$BA$2,0)+1,FALSE)","v":0.27039189976413491},{"$f":"L389*VLOOKUP($B389,$AR$36:$AZ$47,MATCH(AI$2,$AS$2:$BA$2,0)+1,FALSE)","v":6.2228339095312677E-3},{"$f":"M389*VLOOKUP($B389,$AR$36:$AZ$47,MATCH(AJ$2,$AS$2:$BA$2,0)+1,FALSE)","v":7.2388472513390936E-2},{"$f":"N389*VLOOKUP($B389,$AR$36:$AZ$47,MATCH(AK$2,$AS$2:$BA$2,0)+1,FALSE)","v":6.4798892777447784E-2},{"$f":"O389*VLOOKUP($B389,$AR$36:$AZ$47,MATCH(AL$2,$AS$2:$BA$2,0)+1,FALSE)","v":5.7216271625798273E-2},{"$f":"P389*VLOOKUP($B389,$AR$36:$AZ$47,MATCH(AM$2,$AS$2:$BA$2,0)+1,FALSE)","v":8.5769883653262672E-6},{"$f":"Q389*VLOOKUP($B389,$AR$36:$AZ$47,MATCH(AN$2,$AS$2:$BA$2,0)+1,FALSE)","v":1.66507983835203E-3},{"$f":"R389*VLOOKUP($B389,$AR$36:$BA$47,MATCH(AO$2,$AS$2:$BA$2,0)+1,FALSE)","v":0},0.67223484253055243]
[2006,1,17,4,null,2013,1,17,4,0.20886066376886528,0.3188689151737395,8.4180874785592386E-3,8.2889579871407243E-2,8.2978399999999994E-2,6.4348000000000002E-2,1.71375666785885E-5,2.1787855487974887E-3,0,0.76855956940804715,null,null,0.19773976868687371,7.259981409235762E-2,0.2820841549318594,6.5403309714601385E-2,5.9318349972734274E-2,4.7079278059094483E-3,8.5769883653262672E-6,1.5925556000974171E-3,0,0.68345445779279868,null,{"$f":"J390*VLOOKUP($B390,$AR$36:$AZ$47,MATCH(AG$2,$AS$2:$BA$2,0)+1,FALSE)","v":0.20039084904674193},{"$f":"K390*VLOOKUP($B390,$AR$36:$AZ$47,MATCH(AH$2,$AS$2:$BA$2,0)+1,FALSE)","v":0.2694262156036038},{"$f":"L390*VLOOKUP($B390,$AR$36:$AZ$47,MATCH(AI$2,$AS$2:$BA$2,0)+1,FALSE)","v":6.2228339095312677E-3},{"$f":"M390*VLOOKUP($B390,$AR$36:$AZ$47,MATCH(AJ$2,$AS$2:$BA$2,0)+1,FALSE)","v":7.1255128770811887E-2},{"$f":"N390*VLOOKUP($B390,$AR$36:$AZ$47,MATCH(AK$2,$AS$2:$BA$2,0)+1,FALSE)","v":6.4900570734548566E-2},{"$f":"O390*VLOOKUP($B390,$AR$36:$AZ$47,MATCH(AL$2,$AS$2:$BA$2,0)+1,FALSE)","v":5.7026620095053868E-2},{"$f":"P390*VLOOKUP($B390,$AR$36:$AZ$47,MATCH(AM$2,$AS$2:$BA$2,0)+1,FALSE)","v":8.5769883653262672E-6},{"$f":"Q390*VLOOKUP($B390,$AR$36:$AZ$47,MATCH(AN$2,$AS$2:$BA$2,0)+1,FALSE)","v":1.66507983835203E-3},{"$f":"R390*VLOOKUP($B390,$AR$36:$BA$47,MATCH(AO$2,$AS$2:$BA$2,0)+1,FALSE)","v":0},0.67089587498700876]
[2006,1,17,5,null,2013,1,17,5,0.21768938477622657,0.32424207095276225,8.4180874785592386E-3,8.2188507257516807E-2,8.5397100000000004E-2,6.4711000000000005E-2,1.71375666785885E-5,2.1787855487974887E-3,0,0.78484207358054081,null,null,0.20609839983499903,7.1985771392266112E-2,0.28683746274932737,6.7309721325414643E-2,5.9652976706123073E-2,4.7079278059094483E-3,8.5769883653262672E-6,1.5925556000974171E-3,0,0.69819339240250244,null,{"$f":"J391*VLOOKUP($B391,$AR$36:$AZ$47,MATCH(AG$2,$AS$2:$BA$2,0)+1,FALSE)","v":0.20886154365594709},{"$f":"K391*VLOOKUP($B391,$AR$36:$AZ$47,MATCH(AH$2,$AS$2:$BA$2,0)+1,FALSE)","v":0.27396622862620262},{"$f":"L391*VLOOKUP($B391,$AR$36:$AZ$47,MATCH(AI$2,$AS$2:$BA$2,0)+1,FALSE)","v":6.2228339095312677E-3},{"$f":"M391*VLOOKUP($B391,$AR$36:$AZ$47,MATCH(AJ$2,$AS$2:$BA$2,0)+1,FALSE)","v":7.0652459298268397E-2},{"$f":"N391*VLOOKUP($B391,$AR$36:$AZ$47,MATCH(AK$2,$AS$2:$BA$2,0)+1,FALSE)","v":6.6792328233315157E-2},{"$f":"O391*VLOOKUP($B391,$AR$36:$AZ$47,MATCH(AL$2,$AS$2:$BA$2,0)+1,FALSE)","v":5.7348318719634347E-2},{"$f":"P391*VLOOKUP($B391,$AR$36:$AZ$47,MATCH(AM$2,$AS$2:$BA$2,0)+1,FALSE)","v":8.5769883653262672E-6},{"$f":"Q391*VLOOKUP($B391,$AR$36:$AZ$47,MATCH(AN$2,$AS$2:$BA$2,0)+1,FALSE)","v":1.66507983835203E-3},{"$f":"R391*VLOOKUP($B391,$AR$36:$BA$47,MATCH(AO$2,$AS$2:$BA$2,0)+1,FALSE)","v":0},0.68551736926961615]
[2006,1,17,6,null,2013,1,17,6,0.23761025791232193,0.34342573782411751,8.4180874785592386E-3,7.9682588944810104E-2,9.1702999999999979E-2,6.7759E-2,1.71375666785885E-5,2.1787855487974887E-3,0,0.83079459527528476,null,null,0.22495857568089836,6.9790933344885717E-2,0.30380809927233898,7.2280011554309187E-2,6.2462735062511675E-2,4.7079278059094483E-3,8.5769883653262672E-6,1.5925556000974171E-3,0,0.73960941530931601,null,{"$f":"J392*VLOOKUP($B392,$AR$36:$AZ$47,MATCH(AG$2,$AS$2:$BA$2,0)+1,FALSE)","v":0.22797457628478268},{"$f":"K392*VLOOKUP($B392,$AR$36:$AZ$47,MATCH(AH$2,$AS$2:$BA$2,0)+1,FALSE)","v":0.29017534315758714},{"$f":"L392*VLOOKUP($B392,$AR$36:$AZ$47,MATCH(AI$2,$AS$2:$BA$2,0)+1,FALSE)","v":6.2228339095312677E-3},{"$f":"M392*VLOOKUP($B392,$AR$36:$AZ$47,MATCH(AJ$2,$AS$2:$BA$2,0)+1,FALSE)","v":6.8498273786192401E-2},{"$f":"N392*VLOOKUP($B392,$AR$36:$AZ$47,MATCH(AK$2,$AS$2:$BA$2,0)+1,FALSE)","v":7.1724413077021321E-2},{"$f":"O392*VLOOKUP($B392,$AR$36:$AZ$47,MATCH(AL$2,$AS$2:$BA$2,0)+1,FALSE)","v":6.0049523699582809E-2},{"$f":"P392*VLOOKUP($B392,$AR$36:$AZ$47,MATCH(AM$2,$AS$2:$BA$2,0)+1,FALSE)","v":8.5769883653262672E-6},{"$f":"Q392*VLOOKUP($B392,$AR$36:$AZ$47,MATCH(AN$2,$AS$2:$BA$2,0)+1,FALSE)","v":1.66507983835203E-3},{"$f":"R392*VLOOKUP($B392,$AR$36:$BA$47,MATCH(AO$2,$AS$2:$BA$2,0)+1,FALSE)","v":0},0.72631862074141507]
[2006,1,17,7,null,2013,1,17,7,0.27463568189957094,0.38961438777622248,8.4180874785592386E-3,8.5482601986628812E-2,0.10518240000000001,7.3618000000000003E-2,1.71375666785885E-5,2.1787855487974887E-3,0,0.93914708225645738,null,null,0.26001256163813075,7.487094303033158E-2,0.3446684204550543,8.2904431559599714E-2,6.7863776470018525E-2,4.7079278059094483E-3,8.5769883653262672E-6,1.5925556000974171E-3,0,0.83662919354750709,null,{"$f":"J393*VLOOKUP($B393,$AR$36:$AZ$47,MATCH(AG$2,$AS$2:$BA$2,0)+1,FALSE)","v":0.26349852806792579},{"$f":"K393*VLOOKUP($B393,$AR$36:$AZ$47,MATCH(AH$2,$AS$2:$BA$2,0)+1,FALSE)","v":0.32920214247308244},{"$f":"L393*VLOOKUP($B393,$AR$36:$AZ$47,MATCH(AI$2,$AS$2:$BA$2,0)+1,FALSE)","v":6.2228339095312677E-3},{"$f":"M393*VLOOKUP($B393,$AR$36:$AZ$47,MATCH(AJ$2,$AS$2:$BA$2,0)+1,FALSE)","v":7.3484192122469816E-2},{"$f":"N393*VLOOKUP($B393,$AR$36:$AZ$47,MATCH(AK$2,$AS$2:$BA$2,0)+1,FALSE)","v":8.2267165807361695E-2},{"$f":"O393*VLOOKUP($B393,$AR$36:$AZ$47,MATCH(AL$2,$AS$2:$BA$2,0)+1,FALSE)","v":6.5241899020290844E-2},{"$f":"P393*VLOOKUP($B393,$AR$36:$AZ$47,MATCH(AM$2,$AS$2:$BA$2,0)+1,FALSE)","v":8.5769883653262672E-6},{"$f":"Q393*VLOOKUP($B393,$AR$36:$AZ$47,MATCH(AN$2,$AS$2:$BA$2,0)+1,FALSE)","v":1.66507983835203E-3},{"$f":"R393*VLOOKUP($B393,$AR$36:$BA$47,MATCH(AO$2,$AS$2:$BA$2,0)+1,FALSE)","v":0},0.82159041822737933]
[2006,1,17,8,null,2013,1,17,8,0.31221788072609569,0.44021506452704273,4.7702495711835664E-3,9.9797016979123659E-2,0.11427769999999998,7.9549999999999996E-2,9.7112877845334768E-6,2.0340762874577465E-3,0,1.052871699378688,null,null,0.29559367666764697,8.7408391873819602E-2,0.38943179644125903,9.0073317954700277E-2,7.3332111958895552E-2,2.6678257566820195E-3,4.8602934070182148E-6,1.4867822050701916E-3,0,0.93999876315148068,null,{"$f":"J394*VLOOKUP($B394,$AR$36:$AZ$47,MATCH(AG$2,$AS$2:$BA$2,0)+1,FALSE)","v":0.29955667609825593},{"$f":"K394*VLOOKUP($B394,$AR$36:$AZ$47,MATCH(AH$2,$AS$2:$BA$2,0)+1,FALSE)","v":0.37195685513150062},{"$f":"L394*VLOOKUP($B394,$AR$36:$AZ$47,MATCH(AI$2,$AS$2:$BA$2,0)+1,FALSE)","v":3.5262725487343839E-3},{"$f":"M394*VLOOKUP($B394,$AR$36:$AZ$47,MATCH(AJ$2,$AS$2:$BA$2,0)+1,FALSE)","v":8.5789423795153211E-2},{"$f":"N394*VLOOKUP($B394,$AR$36:$AZ$47,MATCH(AK$2,$AS$2:$BA$2,0)+1,FALSE)","v":8.9380946755197976E-2},{"$f":"O394*VLOOKUP($B394,$AR$36:$AZ$47,MATCH(AL$2,$AS$2:$BA$2,0)+1,FALSE)","v":7.0498968554757485E-2},{"$f":"P394*VLOOKUP($B394,$AR$36:$AZ$47,MATCH(AM$2,$AS$2:$BA$2,0)+1,FALSE)","v":4.8602934070182148E-6},{"$f":"Q394*VLOOKUP($B394,$AR$36:$AZ$47,MATCH(AN$2,$AS$2:$BA$2,0)+1,FALSE)","v":1.5544895723147848E-3},{"$f":"R394*VLOOKUP($B394,$AR$36:$BA$47,MATCH(AO$2,$AS$2:$BA$2,0)+1,FALSE)","v":0},0.92226849274932143]
[2006,1,17,9,null,2013,1,17,9,0.28058982623655854,0.47366455511358019,0,0.11090696824290408,0.11903109999999997,8.2149E-2,0,1.844841099551928E-3,0,1.0681862906925947,null,null,0.26564967445142296,9.713917344584494E-2,0.41902254936825262,9.3819932644756798E-2,7.5727965623020879E-2,0,0,1.3484631500345877E-3,0,0.95270775868333279,null,{"$f":"J395*VLOOKUP($B395,$AR$36:$AZ$47,MATCH(AG$2,$AS$2:$BA$2,0)+1,FALSE)","v":0.26921121717608737},{"$f":"K395*VLOOKUP($B395,$AR$36:$AZ$47,MATCH(AH$2,$AS$2:$BA$2,0)+1,FALSE)","v":0.40021978461049601},{"$f":"L395*VLOOKUP($B395,$AR$36:$AZ$47,MATCH(AI$2,$AS$2:$BA$2,0)+1,FALSE)","v":0},{"$f":"M395*VLOOKUP($B395,$AR$36:$AZ$47,MATCH(AJ$2,$AS$2:$BA$2,0)+1,FALSE)","v":9.5339972961480862E-2},{"$f":"N395*VLOOKUP($B395,$AR$36:$AZ$47,MATCH(AK$2,$AS$2:$BA$2,0)+1,FALSE)","v":9.3098762149681394E-2},{"$f":"O395*VLOOKUP($B395,$AR$36:$AZ$47,MATCH(AL$2,$AS$2:$BA$2,0)+1,FALSE)","v":7.2802259808985206E-2},{"$f":"P395*VLOOKUP($B395,$AR$36:$AZ$47,MATCH(AM$2,$AS$2:$BA$2,0)+1,FALSE)","v":0},{"$f":"Q395*VLOOKUP($B395,$AR$36:$AZ$47,MATCH(AN$2,$AS$2:$BA$2,0)+1,FALSE)","v":1.4098715321122319E-3},{"$f":"R395*VLOOKUP($B395,$AR$36:$BA$47,MATCH(AO$2,$AS$2:$BA$2,0)+1,FALSE)","v":0},0.9320818682388432]
[2006,1,17,10,null,2013,1,17,10,0.26152147009936366,0.4887001706187144,0,0.1146991708398403,0.1213602,8.3945000000000006E-2,0,1.844841099551928E-3,0,1.0720708526574703,null,null,0.24759662289174522,0.10046061872238318,0.43232365427945169,9.5655721821895426E-2,7.7383584392074017E-2,0,0,1.3484631500345877E-3,0,0.95476866525758408,null,{"$f":"J396*VLOOKUP($B396,$AR$36:$AZ$47,MATCH(AG$2,$AS$2:$BA$2,0)+1,FALSE)","v":0.2509161298805363},{"$f":"K396*VLOOKUP($B396,$AR$36:$AZ$47,MATCH(AH$2,$AS$2:$BA$2,0)+1,FALSE)","v":0.41292403012345841},{"$f":"L396*VLOOKUP($B396,$AR$36:$AZ$47,MATCH(AI$2,$AS$2:$BA$2,0)+1,FALSE)","v":0},{"$f":"M396*VLOOKUP($B396,$AR$36:$AZ$47,MATCH(AJ$2,$AS$2:$BA$2,0)+1,FALSE)","v":9.8599898814512088E-2},{"$f":"N396*VLOOKUP($B396,$AR$36:$AZ$47,MATCH(AK$2,$AS$2:$BA$2,0)+1,FALSE)","v":9.4920440071861609E-2},{"$f":"O396*VLOOKUP($B396,$AR$36:$AZ$47,MATCH(AL$2,$AS$2:$BA$2,0)+1,FALSE)","v":7.4393914711868236E-2},{"$f":"P396*VLOOKUP($B396,$AR$36:$AZ$47,MATCH(AM$2,$AS$2:$BA$2,0)+1,FALSE)","v":0},{"$f":"Q396*VLOOKUP($B396,$AR$36:$AZ$47,MATCH(AN$2,$AS$2:$BA$2,0)+1,FALSE)","v":1.4098715321122319E-3},{"$f":"R396*VLOOKUP($B396,$AR$36:$BA$47,MATCH(AO$2,$AS$2:$BA$2,0)+1,FALSE)","v":0},0.9331642851343489]
[2006,1,17,11,null,2013,1,17,11,0.24854658557480946,0.49132968038503766,0,0.11233523635230691,0.12163320000000002,8.4675E-2,0,1.844841099551928E-3,0,1.0603645434117059,null,null,0.23531259286748221,9.8390138879347611E-2,0.43464982345123887,9.5870899549497887E-2,7.8056525205776009E-2,0,0,1.3484631500345877E-3,0,0.94362844310337723,null,{"$f":"J397*VLOOKUP($B397,$AR$36:$AZ$47,MATCH(AG$2,$AS$2:$BA$2,0)+1,FALSE)","v":0.23846740890435389},{"$f":"K397*VLOOKUP($B397,$AR$36:$AZ$47,MATCH(AH$2,$AS$2:$BA$2,0)+1,FALSE)","v":0.41514581729530359},{"$f":"L397*VLOOKUP($B397,$AR$36:$AZ$47,MATCH(AI$2,$AS$2:$BA$2,0)+1,FALSE)","v":0},{"$f":"M397*VLOOKUP($B397,$AR$36:$AZ$47,MATCH(AJ$2,$AS$2:$BA$2,0)+1,FALSE)","v":9.6567768158568698E-2},{"$f":"N397*VLOOKUP($B397,$AR$36:$AZ$47,MATCH(AK$2,$AS$2:$BA$2,0)+1,FALSE)","v":9.5133963781773259E-2},{"$f":"O397*VLOOKUP($B397,$AR$36:$AZ$47,MATCH(AL$2,$AS$2:$BA$2,0)+1,FALSE)","v":7.5040856849454315E-2},{"$f":"P397*VLOOKUP($B397,$AR$36:$AZ$47,MATCH(AM$2,$AS$2:$BA$2,0)+1,FALSE)","v":0},{"$f":"Q397*VLOOKUP($B397,$AR$36:$AZ$47,MATCH(AN$2,$AS$2:$BA$2,0)+1,FALSE)","v":1.4098715321122319E-3},{"$f":"R397*VLOOKUP($B397,$AR$36:$BA$47,MATCH(AO$2,$AS$2:$BA$2,0)+1,FALSE)","v":0},0.92176568652156599]
[2006,1,17,12,null,2013,1,17,12,0.25364702360615304,0.48634107190761816,0,0.10756288732121437,0.12261850000000001,8.5458000000000006E-2,0,1.844841099551928E-3,0,1.0574723239345374,null,null,0.24014145541306778,9.4210220812701972E-2,0.43023670150778426,9.6647509860877653E-2,7.8778323366226227E-2,0,0,1.3484631500345877E-3,0,0.94136267411069252,null,{"$f":"J398*VLOOKUP($B398,$AR$36:$AZ$47,MATCH(AG$2,$AS$2:$BA$2,0)+1,FALSE)","v":0.24336101160180731},{"$f":"K398*VLOOKUP($B398,$AR$36:$AZ$47,MATCH(AH$2,$AS$2:$BA$2,0)+1,FALSE)","v":0.41093072501367783},{"$f":"L398*VLOOKUP($B398,$AR$36:$AZ$47,MATCH(AI$2,$AS$2:$BA$2,0)+1,FALSE)","v":0},{"$f":"M398*VLOOKUP($B398,$AR$36:$AZ$47,MATCH(AJ$2,$AS$2:$BA$2,0)+1,FALSE)","v":9.2465270048706041E-2},{"$f":"N398*VLOOKUP($B398,$AR$36:$AZ$47,MATCH(AK$2,$AS$2:$BA$2,0)+1,FALSE)","v":9.5904604482783998E-2},{"$f":"O398*VLOOKUP($B398,$AR$36:$AZ$47,MATCH(AL$2,$AS$2:$BA$2,0)+1,FALSE)","v":7.5734768758673354E-2},{"$f":"P398*VLOOKUP($B398,$AR$36:$AZ$47,MATCH(AM$2,$AS$2:$BA$2,0)+1,FALSE)","v":0},{"$f":"Q398*VLOOKUP($B398,$AR$36:$AZ$47,MATCH(AN$2,$AS$2:$BA$2,0)+1,FALSE)","v":1.4098715321122319E-3},{"$f":"R398*VLOOKUP($B398,$AR$36:$BA$47,MATCH(AO$2,$AS$2:$BA$2,0)+1,FALSE)","v":0},0.91980625143776085]
[2006,1,17,13,null,2013,1,17,13,0.25585932699402092,0.48280256596180526,0,0.10633955303292356,0.12270470000000001,8.5460999999999995E-2,0,1.844841099551928E-3,0,1.0550119870883017,null,null,0.24223596355207425,9.313874907837176E-2,0.42710639807603668,9.6715452425417334E-2,7.8781088876419519E-2,0,0,1.3484631500345877E-3,0,0.93932611515835407,null,{"$f":"J399*VLOOKUP($B399,$AR$36:$AZ$47,MATCH(AG$2,$AS$2:$BA$2,0)+1,FALSE)","v":0.24548360063434257},{"$f":"K399*VLOOKUP($B399,$AR$36:$AZ$47,MATCH(AH$2,$AS$2:$BA$2,0)+1,FALSE)","v":0.40794088743307905},{"$f":"L399*VLOOKUP($B399,$AR$36:$AZ$47,MATCH(AI$2,$AS$2:$BA$2,0)+1,FALSE)","v":0},{"$f":"M399*VLOOKUP($B399,$AR$36:$AZ$47,MATCH(AJ$2,$AS$2:$BA$2,0)+1,FALSE)","v":9.1413643989349216E-2},{"$f":"N399*VLOOKUP($B399,$AR$36:$AZ$47,MATCH(AK$2,$AS$2:$BA$2,0)+1,FALSE)","v":9.5972024789723137E-2},{"$f":"O399*VLOOKUP($B399,$AR$36:$AZ$47,MATCH(AL$2,$AS$2:$BA$2,0)+1,FALSE)","v":7.5737427424992204E-2},{"$f":"P399*VLOOKUP($B399,$AR$36:$AZ$47,MATCH(AM$2,$AS$2:$BA$2,0)+1,FALSE)","v":0},{"$f":"Q399*VLOOKUP($B399,$AR$36:$AZ$47,MATCH(AN$2,$AS$2:$BA$2,0)+1,FALSE)","v":1.4098715321122319E-3},{"$f":"R399*VLOOKUP($B399,$AR$36:$BA$47,MATCH(AO$2,$AS$2:$BA$2,0)+1,FALSE)","v":0},0.91795745580359844]
[2006,1,17,14,null,2013,1,17,14,0.25029275937905726,0.47819652278776215,0,9.9678218515718273E-2,0.12244620000000003,8.5353999999999999E-2,0,1.844841099551928E-3,0,1.0378125417820896,null,null,0.23696579073590013,8.7304340841457412E-2,0.42303170865194628,9.651170355147877E-2,7.8682452346191964E-2,0,0,1.3484631500345877E-3,0,0.92384445927700909,null,{"$f":"J400*VLOOKUP($B400,$AR$36:$AZ$47,MATCH(AG$2,$AS$2:$BA$2,0)+1,FALSE)","v":0.24014277105681564},{"$f":"K400*VLOOKUP($B400,$AR$36:$AZ$47,MATCH(AH$2,$AS$2:$BA$2,0)+1,FALSE)","v":0.40404904121591773},{"$f":"L400*VLOOKUP($B400,$AR$36:$AZ$47,MATCH(AI$2,$AS$2:$BA$2,0)+1,FALSE)","v":0},{"$f":"M400*VLOOKUP($B400,$AR$36:$AZ$47,MATCH(AJ$2,$AS$2:$BA$2,0)+1,FALSE)","v":8.568729998392316E-2},{"$f":"N400*VLOOKUP($B400,$AR$36:$AZ$47,MATCH(AK$2,$AS$2:$BA$2,0)+1,FALSE)","v":9.5769842082718909E-2},{"$f":"O400*VLOOKUP($B400,$AR$36:$AZ$47,MATCH(AL$2,$AS$2:$BA$2,0)+1,FALSE)","v":7.5642601659620001E-2},{"$f":"P400*VLOOKUP($B400,$AR$36:$AZ$47,MATCH(AM$2,$AS$2:$BA$2,0)+1,FALSE)","v":0},{"$f":"Q400*VLOOKUP($B400,$AR$36:$AZ$47,MATCH(AN$2,$AS$2:$BA$2,0)+1,FALSE)","v":1.4098715321122319E-3},{"$f":"R400*VLOOKUP($B400,$AR$36:$BA$47,MATCH(AO$2,$AS$2:$BA$2,0)+1,FALSE)","v":0},0.90270142753110771]
[2006,1,17,15,null,2013,1,17,15,0.25738113680257446,0.46781126431922015,0,8.9350500749855469E-2,0.12118509999999999,8.4281999999999996E-2,0,1.844841099551928E-3,0,1.021854842971202,null,null,0.24367674380288204,7.825868768501501E-2,0.41384449497434017,9.5517708561444176E-2,7.7694243370454233E-2,0,0,1.3484631500345877E-3,0,0.91034034154417021,null,{"$f":"J401*VLOOKUP($B401,$AR$36:$AZ$47,MATCH(AG$2,$AS$2:$BA$2,0)+1,FALSE)","v":0.24694369730415486},{"$f":"K401*VLOOKUP($B401,$AR$36:$AZ$47,MATCH(AH$2,$AS$2:$BA$2,0)+1,FALSE)","v":0.39527408463001162},{"$f":"L401*VLOOKUP($B401,$AR$36:$AZ$47,MATCH(AI$2,$AS$2:$BA$2,0)+1,FALSE)","v":0},{"$f":"M401*VLOOKUP($B401,$AR$36:$AZ$47,MATCH(AJ$2,$AS$2:$BA$2,0)+1,FALSE)","v":7.6809189364267269E-2},{"$f":"N401*VLOOKUP($B401,$AR$36:$AZ$47,MATCH(AK$2,$AS$2:$BA$2,0)+1,FALSE)","v":9.4783487685028173E-2},{"$f":"O401*VLOOKUP($B401,$AR$36:$AZ$47,MATCH(AL$2,$AS$2:$BA$2,0)+1,FALSE)","v":7.4692571561685364E-2},{"$f":"P401*VLOOKUP($B401,$AR$36:$AZ$47,MATCH(AM$2,$AS$2:$BA$2,0)+1,FALSE)","v":0},{"$f":"Q401*VLOOKUP($B401,$AR$36:$AZ$47,MATCH(AN$2,$AS$2:$BA$2,0)+1,FALSE)","v":1.4098715321122319E-3},{"$f":"R401*VLOOKUP($B401,$AR$36:$BA$47,MATCH(AO$2,$AS$2:$BA$2,0)+1,FALSE)","v":0},0.88991290207725959]
[2006,1,17,16,null,2013,1,17,16,0.28464969200692192,0.46302879686107212,0,9.0459750991641469E-2,0.12071320000000001,8.3788000000000001E-2,0,1.844841099551928E-3,0,1.0444842809591874,null,null,0.26949337054931444,7.9230237564511335E-2,0.40961373359490072,9.5145758489445689E-2,7.7238856025291527E-2,0,0,1.3484631500345877E-3,0,0.93207041937349833,null,{"$f":"J402*VLOOKUP($B402,$AR$36:$AZ$47,MATCH(AG$2,$AS$2:$BA$2,0)+1,FALSE)","v":0.27310644538257839},{"$f":"K402*VLOOKUP($B402,$AR$36:$AZ$47,MATCH(AH$2,$AS$2:$BA$2,0)+1,FALSE)","v":0.39123316986165252},{"$f":"L402*VLOOKUP($B402,$AR$36:$AZ$47,MATCH(AI$2,$AS$2:$BA$2,0)+1,FALSE)","v":0},{"$f":"M402*VLOOKUP($B402,$AR$36:$AZ$47,MATCH(AJ$2,$AS$2:$BA$2,0)+1,FALSE)","v":7.7762744309775936E-2},{"$f":"N402*VLOOKUP($B402,$AR$36:$AZ$47,MATCH(AK$2,$AS$2:$BA$2,0)+1,FALSE)","v":9.4414396700752357E-2},{"$f":"O402*VLOOKUP($B402,$AR$36:$AZ$47,MATCH(AL$2,$AS$2:$BA$2,0)+1,FALSE)","v":7.425477784118191E-2},{"$f":"P402*VLOOKUP($B402,$AR$36:$AZ$47,MATCH(AM$2,$AS$2:$BA$2,0)+1,FALSE)","v":0},{"$f":"Q402*VLOOKUP($B402,$AR$36:$AZ$47,MATCH(AN$2,$AS$2:$BA$2,0)+1,FALSE)","v":1.4098715321122319E-3},{"$f":"R402*VLOOKUP($B402,$AR$36:$BA$47,MATCH(AO$2,$AS$2:$BA$2,0)+1,FALSE)","v":0},0.91218140562805339]
[2006,1,17,17,null,2013,1,17,17,0.3317930075275089,0.46294295738179653,1.1224116638079017E-3,9.4441241208456886E-2,0.1181295,8.2283999999999996E-2,2.2850088904784728E-6,1.889367026118003E-3,0,1.0926047698165788,null,null,0.31412651562295762,8.2717472630725611E-2,0.40953779656931122,9.3109294405905679E-2,7.5852413581719194E-2,6.2772370745459486E-4,1.1435984487101719E-6,1.381008810042965E-3,0,0.97735336892656555,null,{"$f":"J403*VLOOKUP($B403,$AR$36:$AZ$47,MATCH(AG$2,$AS$2:$BA$2,0)+1,FALSE)","v":0.31833798325848711},{"$f":"K403*VLOOKUP($B403,$AR$36:$AZ$47,MATCH(AH$2,$AS$2:$BA$2,0)+1,FALSE)","v":0.39116064035203252},{"$f":"L403*VLOOKUP($B403,$AR$36:$AZ$47,MATCH(AI$2,$AS$2:$BA$2,0)+1,FALSE)","v":8.2971118793750476E-4},{"$f":"M403*VLOOKUP($B403,$AR$36:$AZ$47,MATCH(AJ$2,$AS$2:$BA$2,0)+1,FALSE)","v":8.1185389213261239E-2},{"$f":"N403*VLOOKUP($B403,$AR$36:$AZ$47,MATCH(AK$2,$AS$2:$BA$2,0)+1,FALSE)","v":9.2393586410280934E-2},{"$f":"O403*VLOOKUP($B403,$AR$36:$AZ$47,MATCH(AL$2,$AS$2:$BA$2,0)+1,FALSE)","v":7.2921899793333314E-2},{"$f":"P403*VLOOKUP($B403,$AR$36:$AZ$47,MATCH(AM$2,$AS$2:$BA$2,0)+1,FALSE)","v":1.1435984487101719E-6},{"$f":"Q403*VLOOKUP($B403,$AR$36:$AZ$47,MATCH(AN$2,$AS$2:$BA$2,0)+1,FALSE)","v":1.4438993062775387E-3},{"$f":"R403*VLOOKUP($B403,$AR$36:$BA$47,MATCH(AO$2,$AS$2:$BA$2,0)+1,FALSE)","v":0},0.95827425312005887]
[2006,1,17,18,null,2013,1,17,18,0.39854804595073501,0.46597113743513174,8.4180874785592386E-3,0.10866436121343864,0.1156557,8.0832000000000001E-2,1.71375666785885E-5,2.1787855487974887E-3,0,1.1802852551933409,null,null,0.37732714717462196,9.5174959684911561E-2,0.41221664537105518,9.1159453151169745E-2,7.4513906648163986E-2,4.7079278059094483E-3,8.5769883653262672E-6,1.5925556000974171E-3,0,1.0567011724242947,null,{"$f":"J404*VLOOKUP($B404,$AR$36:$AZ$47,MATCH(AG$2,$AS$2:$BA$2,0)+1,FALSE)","v":0.38238594033374507},{"$f":"K404*VLOOKUP($B404,$AR$36:$AZ$47,MATCH(AH$2,$AS$2:$BA$2,0)+1,FALSE)","v":0.39371928138950052},{"$f":"L404*VLOOKUP($B404,$AR$36:$AZ$47,MATCH(AI$2,$AS$2:$BA$2,0)+1,FALSE)","v":6.2228339095312677E-3},{"$f":"M404*VLOOKUP($B404,$AR$36:$AZ$47,MATCH(AJ$2,$AS$2:$BA$2,0)+1,FALSE)","v":9.3412140139613589E-2},{"$f":"N404*VLOOKUP($B404,$AR$36:$AZ$47,MATCH(AK$2,$AS$2:$BA$2,0)+1,FALSE)","v":9.045873310046626E-2},{"$f":"O404*VLOOKUP($B404,$AR$36:$AZ$47,MATCH(AL$2,$AS$2:$BA$2,0)+1,FALSE)","v":7.1635105295011409E-2},{"$f":"P404*VLOOKUP($B404,$AR$36:$AZ$47,MATCH(AM$2,$AS$2:$BA$2,0)+1,FALSE)","v":8.5769883653262672E-6},{"$f":"Q404*VLOOKUP($B404,$AR$36:$AZ$47,MATCH(AN$2,$AS$2:$BA$2,0)+1,FALSE)","v":1.66507983835203E-3},{"$f":"R404*VLOOKUP($B404,$AR$36:$BA$47,MATCH(AO$2,$AS$2:$BA$2,0)+1,FALSE)","v":0},1.0395076909945855]
[2006,1,17,19,null,2013,1,17,19,0.44112209436392569,0.43491598938196074,8.4180874785592386E-3,9.1526371043141236E-2,0.10674229999999997,7.6874999999999999E-2,1.71375666785885E-5,2.1787855487974887E-3,0,1.1617957653830631,null,null,0.41763431815347352,8.0164449290113002E-2,0.38474402330599927,8.4133939754790332E-2,7.0866198703206734E-2,4.7079278059094483E-3,8.5769883653262672E-6,1.5925556000974171E-3,0,1.0438519896019551,null,{"$f":"J405*VLOOKUP($B405,$AR$36:$AZ$47,MATCH(AG$2,$AS$2:$BA$2,0)+1,FALSE)","v":0.42323350614593486},{"$f":"K405*VLOOKUP($B405,$AR$36:$AZ$47,MATCH(AH$2,$AS$2:$BA$2,0)+1,FALSE)","v":0.36747943605864852},{"$f":"L405*VLOOKUP($B405,$AR$36:$AZ$47,MATCH(AI$2,$AS$2:$BA$2,0)+1,FALSE)","v":6.2228339095312677E-3},{"$f":"M405*VLOOKUP($B405,$AR$36:$AZ$47,MATCH(AJ$2,$AS$2:$BA$2,0)+1,FALSE)","v":7.8679652674338213E-2},{"$f":"N405*VLOOKUP($B405,$AR$36:$AZ$47,MATCH(AK$2,$AS$2:$BA$2,0)+1,FALSE)","v":8.3487223078757875E-2},{"$f":"O405*VLOOKUP($B405,$AR$36:$AZ$47,MATCH(AL$2,$AS$2:$BA$2,0)+1,FALSE)","v":6.8128324420452316E-2},{"$f":"P405*VLOOKUP($B405,$AR$36:$AZ$47,MATCH(AM$2,$AS$2:$BA$2,0)+1,FALSE)","v":8.5769883653262672E-6},{"$f":"Q405*VLOOKUP($B405,$AR$36:$AZ$47,MATCH(AN$2,$AS$2:$BA$2,0)+1,FALSE)","v":1.66507983835203E-3},{"$f":"R405*VLOOKUP($B405,$AR$36:$BA$47,MATCH(AO$2,$AS$2:$BA$2,0)+1,FALSE)","v":0},1.0289046331143803]
[2006,1,17,20,null,2013,1,17,20,0.4417369276794319,0.41917699247487061,8.4180874785592386E-3,8.5824808510686468E-2,0.10291700000000001,7.4875999999999998E-2,1.71375666785885E-5,2.1787855487974887E-3,0,1.1351457392590243,null,null,0.41821641434811041,7.5170668641998575E-2,0.37082067916443368,8.1118850518901678E-2,6.902344707774058E-2,4.7079278059094483E-3,8.5769883653262672E-6,1.5925556000974171E-3,0,1.0206591201455573,null,{"$f":"J406*VLOOKUP($B406,$AR$36:$AZ$47,MATCH(AG$2,$AS$2:$BA$2,0)+1,FALSE)","v":0.42382340645503691},{"$f":"K406*VLOOKUP($B406,$AR$36:$AZ$47,MATCH(AH$2,$AS$2:$BA$2,0)+1,FALSE)","v":0.35418087300566597},{"$f":"L406*VLOOKUP($B406,$AR$36:$AZ$47,MATCH(AI$2,$AS$2:$BA$2,0)+1,FALSE)","v":6.2228339095312677E-3},{"$f":"M406*VLOOKUP($B406,$AR$36:$AZ$47,MATCH(AJ$2,$AS$2:$BA$2,0)+1,FALSE)","v":7.3778366251181393E-2},{"$f":"N406*VLOOKUP($B406,$AR$36:$AZ$47,MATCH(AK$2,$AS$2:$BA$2,0)+1,FALSE)","v":8.0495310084160887E-2},{"$f":"O406*VLOOKUP($B406,$AR$36:$AZ$47,MATCH(AL$2,$AS$2:$BA$2,0)+1,FALSE)","v":6.6356766429993982E-2},{"$f":"P406*VLOOKUP($B406,$AR$36:$AZ$47,MATCH(AM$2,$AS$2:$BA$2,0)+1,FALSE)","v":8.5769883653262672E-6},{"$f":"Q406*VLOOKUP($B406,$AR$36:$AZ$47,MATCH(AN$2,$AS$2:$BA$2,0)+1,FALSE)","v":1.66507983835203E-3},{"$f":"R406*VLOOKUP($B406,$AR$36:$BA$47,MATCH(AO$2,$AS$2:$BA$2,0)+1,FALSE)","v":0},1.0065312129622876]
[2006,1,17,21,null,2013,1,17,21,0.41391828185949447,0.4172454850306756,8.4180874785592386E-3,9.776177756047684E-2,9.9973099999999981E-2,7.3806999999999998E-2,1.71375666785885E-5,2.1787855487974887E-3,0,1.1133196550446824,null,null,0.39187898684810019,8.5625803475417483E-2,0.36911199067454598,7.8798477946415146E-2,6.8038003612196155E-2,4.7079278059094483E-3,8.5769883653262672E-6,1.5925556000974171E-3,0,0.99976232295104706,null,{"$f":"J407*VLOOKUP($B407,$AR$36:$AZ$47,MATCH(AG$2,$AS$2:$BA$2,0)+1,FALSE)","v":0.39713287529136615},{"$f":"K407*VLOOKUP($B407,$AR$36:$AZ$47,MATCH(AH$2,$AS$2:$BA$2,0)+1,FALSE)","v":0.35254885835533195},{"$f":"L407*VLOOKUP($B407,$AR$36:$AZ$47,MATCH(AI$2,$AS$2:$BA$2,0)+1,FALSE)","v":6.2228339095312677E-3},{"$f":"M407*VLOOKUP($B407,$AR$36:$AZ$47,MATCH(AJ$2,$AS$2:$BA$2,0)+1,FALSE)","v":8.4039852291954695E-2},{"$f":"N407*VLOOKUP($B407,$AR$36:$AZ$47,MATCH(AK$2,$AS$2:$BA$2,0)+1,FALSE)","v":7.8192773638707136E-2},{"$f":"O407*VLOOKUP($B407,$AR$36:$AZ$47,MATCH(AL$2,$AS$2:$BA$2,0)+1,FALSE)","v":6.5409394998378195E-2},{"$f":"P407*VLOOKUP($B407,$AR$36:$AZ$47,MATCH(AM$2,$AS$2:$BA$2,0)+1,FALSE)","v":8.5769883653262672E-6},{"$f":"Q407*VLOOKUP($B407,$AR$36:$AZ$47,MATCH(AN$2,$AS$2:$BA$2,0)+1,FALSE)","v":1.66507983835203E-3},{"$f":"R407*VLOOKUP($B407,$AR$36:$BA$47,MATCH(AO$2,$AS$2:$BA$2,0)+1,FALSE)","v":0},0.98522024531198671]
[2006,1,17,22,null,2013,1,17,22,0.36782664475762955,0.3924858717675333,8.4180874785592386E-3,9.7125584253386466E-2,9.6810900000000005E-2,7.2820999999999997E-2,1.71375666785885E-5,2.1787855487974887E-3,0,1.0376840113725847,null,null,0.34824152302672584,8.5068586079778394E-2,0.34720864967322046,7.6306042011527145E-2,6.7129072595332906E-2,4.7079278059094483E-3,8.5769883653262672E-6,1.5925556000974171E-3,0,0.93026293378095681,null,{"$f":"J408*VLOOKUP($B408,$AR$36:$AZ$47,MATCH(AG$2,$AS$2:$BA$2,0)+1,FALSE)","v":0.35291036768209044},{"$f":"K408*VLOOKUP($B408,$AR$36:$AZ$47,MATCH(AH$2,$AS$2:$BA$2,0)+1,FALSE)","v":0.33162838419226559},{"$f":"L408*VLOOKUP($B408,$AR$36:$AZ$47,MATCH(AI$2,$AS$2:$BA$2,0)+1,FALSE)","v":6.2228339095312677E-3},{"$f":"M408*VLOOKUP($B408,$AR$36:$AZ$47,MATCH(AJ$2,$AS$2:$BA$2,0)+1,FALSE)","v":8.3492955612176845E-2},{"$f":"N408*VLOOKUP($B408,$AR$36:$AZ$47,MATCH(AK$2,$AS$2:$BA$2,0)+1,FALSE)","v":7.5719496439137279E-2},{"$f":"O408*VLOOKUP($B408,$AR$36:$AZ$47,MATCH(AL$2,$AS$2:$BA$2,0)+1,FALSE)","v":6.4535580001583839E-2},{"$f":"P408*VLOOKUP($B408,$AR$36:$AZ$47,MATCH(AM$2,$AS$2:$BA$2,0)+1,FALSE)","v":8.5769883653262672E-6},{"$f":"Q408*VLOOKUP($B408,$AR$36:$AZ$47,MATCH(AN$2,$AS$2:$BA$2,0)+1,FALSE)","v":1.66507983835203E-3},{"$f":"R408*VLOOKUP($B408,$AR$36:$BA$47,MATCH(AO$2,$AS$2:$BA$2,0)+1,FALSE)","v":0},0.91618327466350269]
[2006,1,17,23,null,2013,1,17,23,0.32503567992841148,0.37217584299197853,8.4180874785592386E-3,9.9704165435633471E-2,9.347649999999999E-2,7.0829000000000003E-2,1.71375666785885E-5,2.1787855487974887E-3,0,0.97183519895005865,null,null,0.30772898545966348,8.7327066756645241E-2,0.3292415885042993,7.3677878586920639E-2,6.5292773826984452E-2,4.7079278059094483E-3,8.5769883653262672E-6,1.5925556000974171E-3,0,0.86957735352888543,null,{"$f":"J409*VLOOKUP($B409,$AR$36:$AZ$47,MATCH(AG$2,$AS$2:$BA$2,0)+1,FALSE)","v":0.31185468194920551},{"$f":"K409*VLOOKUP($B409,$AR$36:$AZ$47,MATCH(AH$2,$AS$2:$BA$2,0)+1,FALSE)","v":0.31446755749701838},{"$f":"L409*VLOOKUP($B409,$AR$36:$AZ$47,MATCH(AI$2,$AS$2:$BA$2,0)+1,FALSE)","v":6.2228339095312677E-3},{"$f":"M409*VLOOKUP($B409,$AR$36:$AZ$47,MATCH(AJ$2,$AS$2:$BA$2,0)+1,FALSE)","v":8.570960497235032E-2},{"$f":"N409*VLOOKUP($B409,$AR$36:$AZ$47,MATCH(AK$2,$AS$2:$BA$2,0)+1,FALSE)","v":7.3111535053315427E-2},{"$f":"O409*VLOOKUP($B409,$AR$36:$AZ$47,MATCH(AL$2,$AS$2:$BA$2,0)+1,FALSE)","v":6.2770225565869489E-2},{"$f":"P409*VLOOKUP($B409,$AR$36:$AZ$47,MATCH(AM$2,$AS$2:$BA$2,0)+1,FALSE)","v":8.5769883653262672E-6},{"$f":"Q409*VLOOKUP($B409,$AR$36:$AZ$47,MATCH(AN$2,$AS$2:$BA$2,0)+1,FALSE)","v":1.66507983835203E-3},{"$f":"R409*VLOOKUP($B409,$AR$36:$BA$47,MATCH(AO$2,$AS$2:$BA$2,0)+1,FALSE)","v":0},0.85581009577400791]
[2006,1,17,24,null,2013,1,17,24,0.22746518876834476,0.36658783799202882,8.4180874785592386E-3,0.11496740334644591,9.1680999999999999E-2,6.9625999999999993E-2,1.71375666785885E-5,2.1787855487974887E-3,0,0.88094144070085478,null,null,0.21535368603991545,0.10069555332023379,0.32429821650045576,7.2262671224612302E-2,6.41838042394728E-2,4.7079278059094483E-3,8.5769883653262672E-6,1.5925556000974171E-3,0,0.78310299171906228,null,{"$f":"J410*VLOOKUP($B410,$AR$36:$AZ$47,MATCH(AG$2,$AS$2:$BA$2,0)+1,FALSE)","v":0.21824091470047746},{"$f":"K410*VLOOKUP($B410,$AR$36:$AZ$47,MATCH(AH$2,$AS$2:$BA$2,0)+1,FALSE)","v":0.30974600902281185},{"$f":"L410*VLOOKUP($B410,$AR$36:$AZ$47,MATCH(AI$2,$AS$2:$BA$2,0)+1,FALSE)","v":6.2228339095312677E-3},{"$f":"M410*VLOOKUP($B410,$AR$36:$AZ$47,MATCH(AJ$2,$AS$2:$BA$2,0)+1,FALSE)","v":9.8830481981037388E-2},{"$f":"N410*VLOOKUP($B410,$AR$36:$AZ$47,MATCH(AK$2,$AS$2:$BA$2,0)+1,FALSE)","v":7.1707206038127358E-2},{"$f":"O410*VLOOKUP($B410,$AR$36:$AZ$47,MATCH(AL$2,$AS$2:$BA$2,0)+1,FALSE)","v":6.1704100372011871E-2},{"$f":"P410*VLOOKUP($B410,$AR$36:$AZ$47,MATCH(AM$2,$AS$2:$BA$2,0)+1,FALSE)","v":8.5769883653262672E-6},{"$f":"Q410*VLOOKUP($B410,$AR$36:$AZ$47,MATCH(AN$2,$AS$2:$BA$2,0)+1,FALSE)","v":1.66507983835203E-3},{"$f":"R410*VLOOKUP($B410,$AR$36:$BA$47,MATCH(AO$2,$AS$2:$BA$2,0)+1,FALSE)","v":0},0.76812520285071462]
[2006,1,18,1,null,2013,1,18,1,0.2724201670560748,0.39691611218604173,8.4180874785592386E-3,0.10974894094453663,9.0697999999999987E-2,6.8753999999999996E-2,1.71375666785885E-5,2.1787855487974887E-3,0,0.94915123078068819,null,null,0.25791501303912756,9.6124901607264265E-2,0.35112781697091394,7.1487873765882629E-2,6.3379962609954807E-2,4.7079278059094483E-3,8.5769883653262672E-6,1.5925556000974171E-3,0,0.84634462838751534,null,{"$f":"J411*VLOOKUP($B411,$AR$36:$AZ$47,MATCH(AG$2,$AS$2:$BA$2,0)+1,FALSE)","v":0.26137285781220365},{"$f":"K411*VLOOKUP($B411,$AR$36:$AZ$47,MATCH(AH$2,$AS$2:$BA$2,0)+1,FALSE)","v":0.3353716870147514},{"$f":"L411*VLOOKUP($B411,$AR$36:$AZ$47,MATCH(AI$2,$AS$2:$BA$2,0)+1,FALSE)","v":6.2228339095312677E-3},{"$f":"M411*VLOOKUP($B411,$AR$36:$AZ$47,MATCH(AJ$2,$AS$2:$BA$2,0)+1,FALSE)","v":9.4344487348050315E-2},{"$f":"N411*VLOOKUP($B411,$AR$36:$AZ$47,MATCH(AK$2,$AS$2:$BA$2,0)+1,FALSE)","v":7.0938364254819156E-2},{"$f":"O411*VLOOKUP($B411,$AR$36:$AZ$47,MATCH(AL$2,$AS$2:$BA$2,0)+1,FALSE)","v":6.0931314695333701E-2},{"$f":"P411*VLOOKUP($B411,$AR$36:$AZ$47,MATCH(AM$2,$AS$2:$BA$2,0)+1,FALSE)","v":8.5769883653262672E-6},{"$f":"Q411*VLOOKUP($B411,$AR$36:$AZ$47,MATCH(AN$2,$AS$2:$BA$2,0)+1,FALSE)","v":1.66507983835203E-3},{"$f":"R411*VLOOKUP($B411,$AR$36:$BA$47,MATCH(AO$2,$AS$2:$BA$2,0)+1,FALSE)","v":0},0.83085520186140693]
[2006,1,18,2,null,2013,1,18,2,0.25704768198019079,0.38699067791231317,8.4180874785592386E-3,0.10182856930517951,8.9663299999999987E-2,6.7123000000000002E-2,1.71375666785885E-5,2.1787855487974887E-3,0,0.91326723979171864,null,null,0.24336104395660252,8.9187750888781003E-2,0.34234738210817128,7.0672326532365257E-2,6.1876446901532954E-2,4.7079278059094483E-3,8.5769883653262672E-6,1.5925556000974171E-3,0,0.81375401078182519,null,{"$f":"J412*VLOOKUP($B412,$AR$36:$AZ$47,MATCH(AG$2,$AS$2:$BA$2,0)+1,FALSE)","v":0.24662376489672871},{"$f":"K412*VLOOKUP($B412,$AR$36:$AZ$47,MATCH(AH$2,$AS$2:$BA$2,0)+1,FALSE)","v":0.32698525589105304},{"$f":"L412*VLOOKUP($B412,$AR$36:$AZ$47,MATCH(AI$2,$AS$2:$BA$2,0)+1,FALSE)","v":6.2228339095312677E-3},{"$f":"M412*VLOOKUP($B412,$AR$36:$AZ$47,MATCH(AJ$2,$AS$2:$BA$2,0)+1,FALSE)","v":8.7535825729175884E-2},{"$f":"N412*VLOOKUP($B412,$AR$36:$AZ$47,MATCH(AK$2,$AS$2:$BA$2,0)+1,FALSE)","v":7.0129085930110108E-2},{"$f":"O412*VLOOKUP($B412,$AR$36:$AZ$47,MATCH(AL$2,$AS$2:$BA$2,0)+1,FALSE)","v":5.9485886439987264E-2},{"$f":"P412*VLOOKUP($B412,$AR$36:$AZ$47,MATCH(AM$2,$AS$2:$BA$2,0)+1,FALSE)","v":8.5769883653262672E-6},{"$f":"Q412*VLOOKUP($B412,$AR$36:$AZ$47,MATCH(AN$2,$AS$2:$BA$2,0)+1,FALSE)","v":1.66507983835203E-3},{"$f":"R412*VLOOKUP($B412,$AR$36:$BA$47,MATCH(AO$2,$AS$2:$BA$2,0)+1,FALSE)","v":0},0.7986563096233037]
[2006,1,18,3,null,2013,1,18,3,0.254671227130158,0.38335171450541766,8.4180874785592386E-3,0.10087299444052672,8.9263200000000001E-2,6.6560999999999995E-2,1.71375666785885E-5,2.1787855487974887E-3,0,0.90533414667013756,null,null,0.24111112468573245,8.8350799397016316E-2,0.33912821000134241,7.0356968990923016E-2,6.1358374658655519E-2,4.7079278059094483E-3,8.5769883653262672E-6,1.5925556000974171E-3,0,0.80661453812804196,null,{"$f":"J413*VLOOKUP($B413,$AR$36:$AZ$47,MATCH(AG$2,$AS$2:$BA$2,0)+1,FALSE)","v":0.244343681148425},{"$f":"K413*VLOOKUP($B413,$AR$36:$AZ$47,MATCH(AH$2,$AS$2:$BA$2,0)+1,FALSE)","v":0.32391053743219772},{"$f":"L413*VLOOKUP($B413,$AR$36:$AZ$47,MATCH(AI$2,$AS$2:$BA$2,0)+1,FALSE)","v":6.2228339095312677E-3},{"$f":"M413*VLOOKUP($B413,$AR$36:$AZ$47,MATCH(AJ$2,$AS$2:$BA$2,0)+1,FALSE)","v":8.6714376155699713E-2},{"$f":"N413*VLOOKUP($B413,$AR$36:$AZ$47,MATCH(AK$2,$AS$2:$BA$2,0)+1,FALSE)","v":6.9816152463679171E-2},{"$f":"O413*VLOOKUP($B413,$AR$36:$AZ$47,MATCH(AL$2,$AS$2:$BA$2,0)+1,FALSE)","v":5.8987829616256607E-2},{"$f":"P413*VLOOKUP($B413,$AR$36:$AZ$47,MATCH(AM$2,$AS$2:$BA$2,0)+1,FALSE)","v":8.5769883653262672E-6},{"$f":"Q413*VLOOKUP($B413,$AR$36:$AZ$47,MATCH(AN$2,$AS$2:$BA$2,0)+1,FALSE)","v":1.66507983835203E-3},{"$f":"R413*VLOOKUP($B413,$AR$36:$BA$47,MATCH(AO$2,$AS$2:$BA$2,0)+1,FALSE)","v":0},0.79166906755250688]
[2006,1,18,4,null,2013,1,18,4,0.2571559650141349,0.3809116896449537,8.4180874785592386E-3,9.8431777574297358E-2,9.0391900000000025E-2,6.6574999999999995E-2,1.71375666785885E-5,2.1787855487974887E-3,0,0.90408034282742133,null,null,0.2434635614038731,8.6212630873031368E-2,0.33696966673160511,7.1246606724054432E-2,6.1371280372890899E-2,4.7079278059094483E-3,8.5769883653262672E-6,1.5925556000974171E-3,0,0.8055728064998271,null,{"$f":"J414*VLOOKUP($B414,$AR$36:$AZ$47,MATCH(AG$2,$AS$2:$BA$2,0)+1,FALSE)","v":0.24672765678674699},{"$f":"K414*VLOOKUP($B414,$AR$36:$AZ$47,MATCH(AH$2,$AS$2:$BA$2,0)+1,FALSE)","v":0.32184885429894117},{"$f":"L414*VLOOKUP($B414,$AR$36:$AZ$47,MATCH(AI$2,$AS$2:$BA$2,0)+1,FALSE)","v":6.2228339095312677E-3},{"$f":"M414*VLOOKUP($B414,$AR$36:$AZ$47,MATCH(AJ$2,$AS$2:$BA$2,0)+1,FALSE)","v":8.4615810540691033E-2},{"$f":"N414*VLOOKUP($B414,$AR$36:$AZ$47,MATCH(AK$2,$AS$2:$BA$2,0)+1,FALSE)","v":7.0698951772753427E-2},{"$f":"O414*VLOOKUP($B414,$AR$36:$AZ$47,MATCH(AL$2,$AS$2:$BA$2,0)+1,FALSE)","v":5.9000236725744559E-2},{"$f":"P414*VLOOKUP($B414,$AR$36:$AZ$47,MATCH(AM$2,$AS$2:$BA$2,0)+1,FALSE)","v":8.5769883653262672E-6},{"$f":"Q414*VLOOKUP($B414,$AR$36:$AZ$47,MATCH(AN$2,$AS$2:$BA$2,0)+1,FALSE)","v":1.66507983835203E-3},{"$f":"R414*VLOOKUP($B414,$AR$36:$BA$47,MATCH(AO$2,$AS$2:$BA$2,0)+1,FALSE)","v":0},0.79078800086112577]
[2006,1,18,5,null,2013,1,18,5,0.26953577809179874,0.38505599832911153,8.4180874785592386E-3,9.9094591718312239E-2,9.2368900000000004E-2,6.6501000000000005E-2,1.71375666785885E-5,2.1787855487974887E-3,0,0.92317027873325774,null,null,0.2551842048711036,8.6793164442002496E-2,0.34063588741765244,7.2804871806362192E-2,6.1303064454789613E-2,4.7079278059094483E-3,8.5769883653262672E-6,1.5925556000974171E-3,0,0.82303025338628255,null,{"$f":"J415*VLOOKUP($B415,$AR$36:$AZ$47,MATCH(AG$2,$AS$2:$BA$2,0)+1,FALSE)","v":0.25860543792996116},{"$f":"K415*VLOOKUP($B415,$AR$36:$AZ$47,MATCH(AH$2,$AS$2:$BA$2,0)+1,FALSE)","v":0.32535056096250042},{"$f":"L415*VLOOKUP($B415,$AR$36:$AZ$47,MATCH(AI$2,$AS$2:$BA$2,0)+1,FALSE)","v":6.2228339095312677E-3},{"$f":"M415*VLOOKUP($B415,$AR$36:$AZ$47,MATCH(AJ$2,$AS$2:$BA$2,0)+1,FALSE)","v":8.5185591534347474E-2},{"$f":"N415*VLOOKUP($B415,$AR$36:$AZ$47,MATCH(AK$2,$AS$2:$BA$2,0)+1,FALSE)","v":7.2245238858816799E-2},{"$f":"O415*VLOOKUP($B415,$AR$36:$AZ$47,MATCH(AL$2,$AS$2:$BA$2,0)+1,FALSE)","v":5.8934656289879671E-2},{"$f":"P415*VLOOKUP($B415,$AR$36:$AZ$47,MATCH(AM$2,$AS$2:$BA$2,0)+1,FALSE)","v":8.5769883653262672E-6},{"$f":"Q415*VLOOKUP($B415,$AR$36:$AZ$47,MATCH(AN$2,$AS$2:$BA$2,0)+1,FALSE)","v":1.66507983835203E-3},{"$f":"R415*VLOOKUP($B415,$AR$36:$BA$47,MATCH(AO$2,$AS$2:$BA$2,0)+1,FALSE)","v":0},0.80821797631175429]
[2006,1,18,6,null,2013,1,18,6,0.29338535556511014,0.40459609552187936,8.4180874785592386E-3,9.7263196461750773E-2,9.6816099999999988E-2,6.8584000000000006E-2,1.71375666785885E-5,2.1787855487974887E-3,0,0.9712587581427754,null,null,0.2777638991407303,8.5189115352089659E-2,0.35792183641304154,7.6310140634910026E-2,6.3223250365668046E-2,4.7079278059094483E-3,8.5769883653262672E-6,1.5925556000974171E-3,0,0.86671730230081179,null,{"$f":"J416*VLOOKUP($B416,$AR$36:$AZ$47,MATCH(AG$2,$AS$2:$BA$2,0)+1,FALSE)","v":0.28148785625154532},{"$f":"K416*VLOOKUP($B416,$AR$36:$AZ$47,MATCH(AH$2,$AS$2:$BA$2,0)+1,FALSE)","v":0.34186083897534952},{"$f":"L416*VLOOKUP($B416,$AR$36:$AZ$47,MATCH(AI$2,$AS$2:$BA$2,0)+1,FALSE)","v":6.2228339095312677E-3},{"$f":"M416*VLOOKUP($B416,$AR$36:$AZ$47,MATCH(AJ$2,$AS$2:$BA$2,0)+1,FALSE)","v":8.3611252455310162E-2},{"$f":"N416*VLOOKUP($B416,$AR$36:$AZ$47,MATCH(AK$2,$AS$2:$BA$2,0)+1,FALSE)","v":7.5723563557421297E-2},{"$f":"O416*VLOOKUP($B416,$AR$36:$AZ$47,MATCH(AL$2,$AS$2:$BA$2,0)+1,FALSE)","v":6.0780656937265719E-2},{"$f":"P416*VLOOKUP($B416,$AR$36:$AZ$47,MATCH(AM$2,$AS$2:$BA$2,0)+1,FALSE)","v":8.5769883653262672E-6},{"$f":"Q416*VLOOKUP($B416,$AR$36:$AZ$47,MATCH(AN$2,$AS$2:$BA$2,0)+1,FALSE)","v":1.66507983835203E-3},{"$f":"R416*VLOOKUP($B416,$AR$36:$BA$47,MATCH(AO$2,$AS$2:$BA$2,0)+1,FALSE)","v":0},0.85136065891314072]
[2006,1,18,7,null,2013,1,18,7,0.33459128352910339,0.45014596066233303,8.4180874785592386E-3,0.10249099869823781,0.10851310000000003,7.3698E-2,1.71375666785885E-5,2.1787855487974887E-3,0,1.0800533534837098,null,null,0.31677579595795485,8.9767947469098525E-2,0.39821706308449106,8.5529678656029923E-2,6.7937523408506409E-2,4.7079278059094483E-3,8.5769883653262672E-6,1.5925556000974171E-3,0,0.96453706897045288,null,{"$f":"J417*VLOOKUP($B417,$AR$36:$AZ$47,MATCH(AG$2,$AS$2:$BA$2,0)+1,FALSE)","v":0.32102278227093878},{"$f":"K417*VLOOKUP($B417,$AR$36:$AZ$47,MATCH(AH$2,$AS$2:$BA$2,0)+1,FALSE)","v":0.38034790121959566},{"$f":"L417*VLOOKUP($B417,$AR$36:$AZ$47,MATCH(AI$2,$AS$2:$BA$2,0)+1,FALSE)","v":6.2228339095312677E-3},{"$f":"M417*VLOOKUP($B417,$AR$36:$AZ$47,MATCH(AJ$2,$AS$2:$BA$2,0)+1,FALSE)","v":8.8105275975843403E-2},{"$f":"N417*VLOOKUP($B417,$AR$36:$AZ$47,MATCH(AK$2,$AS$2:$BA$2,0)+1,FALSE)","v":8.4872233282096837E-2},{"$f":"O417*VLOOKUP($B417,$AR$36:$AZ$47,MATCH(AL$2,$AS$2:$BA$2,0)+1,FALSE)","v":6.5312796788793426E-2},{"$f":"P417*VLOOKUP($B417,$AR$36:$AZ$47,MATCH(AM$2,$AS$2:$BA$2,0)+1,FALSE)","v":8.5769883653262672E-6},{"$f":"Q417*VLOOKUP($B417,$AR$36:$AZ$47,MATCH(AN$2,$AS$2:$BA$2,0)+1,FALSE)","v":1.66507983835203E-3},{"$f":"R417*VLOOKUP($B417,$AR$36:$BA$47,MATCH(AO$2,$AS$2:$BA$2,0)+1,FALSE)","v":0},0.94755748027351672]
[2006,1,18,8,null,2013,1,18,8,0.36293574137190415,0.50936575381425575,4.6299481132075805E-3,0.12458468986923532,0.11663499999999999,7.8942999999999999E-2,9.4256616732236739E-6,2.0285105466369873E-3,0,1.199132069376913,null,null,0.34361103834516105,0.10911896691106919,0.45060525306342875,9.1931334281723093E-2,7.2772557063118692E-2,2.589360293250196E-3,4.7173436009294462E-6,1.4827139975691443E-3,0,1.072115941298921,null,{"$f":"J418*VLOOKUP($B418,$AR$36:$AZ$47,MATCH(AG$2,$AS$2:$BA$2,0)+1,FALSE)","v":0.34821780248390782},{"$f":"K418*VLOOKUP($B418,$AR$36:$AZ$47,MATCH(AH$2,$AS$2:$BA$2,0)+1,FALSE)","v":0.43038528021295813},{"$f":"L418*VLOOKUP($B418,$AR$36:$AZ$47,MATCH(AI$2,$AS$2:$BA$2,0)+1,FALSE)","v":3.4225586502421969E-3},{"$f":"M418*VLOOKUP($B418,$AR$36:$AZ$47,MATCH(AJ$2,$AS$2:$BA$2,0)+1,FALSE)","v":0.107097878084025},{"$f":"N418*VLOOKUP($B418,$AR$36:$AZ$47,MATCH(AK$2,$AS$2:$BA$2,0)+1,FALSE)","v":9.1224680972687738E-2},{"$f":"O418*VLOOKUP($B418,$AR$36:$AZ$47,MATCH(AL$2,$AS$2:$BA$2,0)+1,FALSE)","v":6.9961031736244128E-2},{"$f":"P418*VLOOKUP($B418,$AR$36:$AZ$47,MATCH(AM$2,$AS$2:$BA$2,0)+1,FALSE)","v":4.7173436009294462E-6},{"$f":"Q418*VLOOKUP($B418,$AR$36:$AZ$47,MATCH(AN$2,$AS$2:$BA$2,0)+1,FALSE)","v":1.5502361005441216E-3},{"$f":"R418*VLOOKUP($B418,$AR$36:$BA$47,MATCH(AO$2,$AS$2:$BA$2,0)+1,FALSE)","v":0},1.0518641855842101]
[2006,1,18,9,null,2013,1,18,9,0.34657076484554733,0.54050148829783506,0,0.13363514012889846,0.1210995,8.2396999999999998E-2,0,1.844841099551928E-3,0,1.2260487343718327,null,null,0.32811742353759232,0.11704591028951339,0.47814916509761923,9.5450238914987162E-2,7.5956581132333334E-2,0,0,1.3484631500345877E-3,0,1.0960677821220801,null,{"$f":"J419*VLOOKUP($B419,$AR$36:$AZ$47,MATCH(AG$2,$AS$2:$BA$2,0)+1,FALSE)","v":0.33251646609260072},{"$f":"K419*VLOOKUP($B419,$AR$36:$AZ$47,MATCH(AH$2,$AS$2:$BA$2,0)+1,FALSE)","v":0.45669321652396128},{"$f":"L419*VLOOKUP($B419,$AR$36:$AZ$47,MATCH(AI$2,$AS$2:$BA$2,0)+1,FALSE)","v":0},{"$f":"M419*VLOOKUP($B419,$AR$36:$AZ$47,MATCH(AJ$2,$AS$2:$BA$2,0)+1,FALSE)","v":0.11487799953821252},{"$f":"N419*VLOOKUP($B419,$AR$36:$AZ$47,MATCH(AK$2,$AS$2:$BA$2,0)+1,FALSE)","v":9.4716536660967965E-2},{"$f":"O419*VLOOKUP($B419,$AR$36:$AZ$47,MATCH(AL$2,$AS$2:$BA$2,0)+1,FALSE)","v":7.3022042891343217E-2},{"$f":"P419*VLOOKUP($B419,$AR$36:$AZ$47,MATCH(AM$2,$AS$2:$BA$2,0)+1,FALSE)","v":0},{"$f":"Q419*VLOOKUP($B419,$AR$36:$AZ$47,MATCH(AN$2,$AS$2:$BA$2,0)+1,FALSE)","v":1.4098715321122319E-3},{"$f":"R419*VLOOKUP($B419,$AR$36:$BA$47,MATCH(AO$2,$AS$2:$BA$2,0)+1,FALSE)","v":0},1.073236133239198]
[2006,1,18,10,null,2013,1,18,10,0.34090518418970067,0.55313916614045089,0,0.13493525886483282,0.12346910000000003,8.4440000000000001E-2,0,1.844841099551928E-3,0,1.2387335502945365,null,null,0.32275350968158867,0.11818463458602034,0.48932895875230331,9.7317950062704175E-2,7.7839893573967825E-2,0,0,1.3484631500345877E-3,0,1.1067734098066191,null,{"$f":"J420*VLOOKUP($B420,$AR$36:$AZ$47,MATCH(AG$2,$AS$2:$BA$2,0)+1,FALSE)","v":0.32708063869704901},{"$f":"K420*VLOOKUP($B420,$AR$36:$AZ$47,MATCH(AH$2,$AS$2:$BA$2,0)+1,FALSE)","v":0.46737134020779003},{"$f":"L420*VLOOKUP($B420,$AR$36:$AZ$47,MATCH(AI$2,$AS$2:$BA$2,0)+1,FALSE)","v":0},{"$f":"M420*VLOOKUP($B420,$AR$36:$AZ$47,MATCH(AJ$2,$AS$2:$BA$2,0)+1,FALSE)","v":0.11599563251560326},{"$f":"N420*VLOOKUP($B420,$AR$36:$AZ$47,MATCH(AK$2,$AS$2:$BA$2,0)+1,FALSE)","v":9.6569891177475733E-2},{"$f":"O420*VLOOKUP($B420,$AR$36:$AZ$47,MATCH(AL$2,$AS$2:$BA$2,0)+1,FALSE)","v":7.4832594654477974E-2},{"$f":"P420*VLOOKUP($B420,$AR$36:$AZ$47,MATCH(AM$2,$AS$2:$BA$2,0)+1,FALSE)","v":0},{"$f":"Q420*VLOOKUP($B420,$AR$36:$AZ$47,MATCH(AN$2,$AS$2:$BA$2,0)+1,FALSE)","v":1.4098715321122319E-3},{"$f":"R420*VLOOKUP($B420,$AR$36:$BA$47,MATCH(AO$2,$AS$2:$BA$2,0)+1,FALSE)","v":0},1.0832599687845081]
[2006,1,18,11,null,2013,1,18,11,0.32259656736705056,0.55162333846987843,0,0.131121638313977,0.12306830000000001,8.4746000000000002E-2,0,1.844841099551928E-3,0,1.2150006852504578,null,null,0.30541974472001659,0.1148444301424648,0.48798799716235719,9.7002040783498819E-2,7.8121975613684003E-2,0,0,1.3484631500345877E-3,0,1.0847246515720561,null,{"$f":"J421*VLOOKUP($B421,$AR$36:$AZ$47,MATCH(AG$2,$AS$2:$BA$2,0)+1,FALSE)","v":0.30951448141420868},{"$f":"K421*VLOOKUP($B421,$AR$36:$AZ$47,MATCH(AH$2,$AS$2:$BA$2,0)+1,FALSE)","v":0.46609055147814221},{"$f":"L421*VLOOKUP($B421,$AR$36:$AZ$47,MATCH(AI$2,$AS$2:$BA$2,0)+1,FALSE)","v":0},{"$f":"M421*VLOOKUP($B421,$AR$36:$AZ$47,MATCH(AJ$2,$AS$2:$BA$2,0)+1,FALSE)","v":0.11271729495066667},{"$f":"N421*VLOOKUP($B421,$AR$36:$AZ$47,MATCH(AK$2,$AS$2:$BA$2,0)+1,FALSE)","v":9.6256410214352703E-2},{"$f":"O421*VLOOKUP($B421,$AR$36:$AZ$47,MATCH(AL$2,$AS$2:$BA$2,0)+1,FALSE)","v":7.5103778619000361E-2},{"$f":"P421*VLOOKUP($B421,$AR$36:$AZ$47,MATCH(AM$2,$AS$2:$BA$2,0)+1,FALSE)","v":0},{"$f":"Q421*VLOOKUP($B421,$AR$36:$AZ$47,MATCH(AN$2,$AS$2:$BA$2,0)+1,FALSE)","v":1.4098715321122319E-3},{"$f":"R421*VLOOKUP($B421,$AR$36:$BA$47,MATCH(AO$2,$AS$2:$BA$2,0)+1,FALSE)","v":0},1.0610923882084828]
[2006,1,18,12,null,2013,1,18,12,0.3254986626432595,0.54774362363382245,0,0.12730214631889411,0.12276919999999998,8.5498000000000005E-2,0,1.844841099551928E-3,0,1.2106564736955281,null,null,0.30816731641815065,0.1114990831253795,0.48455584674308805,9.6766291119301392E-2,7.8815196835470169E-2,0,0,1.3484631500345877E-3,0,1.0811521973914244,null,{"$f":"J422*VLOOKUP($B422,$AR$36:$AZ$47,MATCH(AG$2,$AS$2:$BA$2,0)+1,FALSE)","v":0.31229888957379215},{"$f":"K422*VLOOKUP($B422,$AR$36:$AZ$47,MATCH(AH$2,$AS$2:$BA$2,0)+1,FALSE)","v":0.4628124116653286},{"$f":"L422*VLOOKUP($B422,$AR$36:$AZ$47,MATCH(AI$2,$AS$2:$BA$2,0)+1,FALSE)","v":0},{"$f":"M422*VLOOKUP($B422,$AR$36:$AZ$47,MATCH(AJ$2,$AS$2:$BA$2,0)+1,FALSE)","v":0.10943391006234975},{"$f":"N422*VLOOKUP($B422,$AR$36:$AZ$47,MATCH(AK$2,$AS$2:$BA$2,0)+1,FALSE)","v":9.6022472699207731E-2},{"$f":"O422*VLOOKUP($B422,$AR$36:$AZ$47,MATCH(AL$2,$AS$2:$BA$2,0)+1,FALSE)","v":7.5770217642924645E-2},{"$f":"P422*VLOOKUP($B422,$AR$36:$AZ$47,MATCH(AM$2,$AS$2:$BA$2,0)+1,FALSE)","v":0},{"$f":"Q422*VLOOKUP($B422,$AR$36:$AZ$47,MATCH(AN$2,$AS$2:$BA$2,0)+1,FALSE)","v":1.4098715321122319E-3},{"$f":"R422*VLOOKUP($B422,$AR$36:$BA$47,MATCH(AO$2,$AS$2:$BA$2,0)+1,FALSE)","v":0},1.057747773175715]
[2006,1,18,13,null,2013,1,18,13,0.30693642810736183,0.55027388606081584,0,0.13702321286160712,0.12199630000000002,8.5253999999999996E-2,0,1.844841099551928E-3,0,1.2033286681293367,null,null,0.29059343775087876,0.12001339366809526,0.4867942177617412,9.6157093809177155E-2,7.8590268673082109E-2,0,0,1.3484631500345877E-3,0,1.0734968748130091,null,{"$f":"J423*VLOOKUP($B423,$AR$36:$AZ$47,MATCH(AG$2,$AS$2:$BA$2,0)+1,FALSE)","v":0.2944893994011013},{"$f":"K423*VLOOKUP($B423,$AR$36:$AZ$47,MATCH(AH$2,$AS$2:$BA$2,0)+1,FALSE)","v":0.46495034044342032},{"$f":"L423*VLOOKUP($B423,$AR$36:$AZ$47,MATCH(AI$2,$AS$2:$BA$2,0)+1,FALSE)","v":0},{"$f":"M423*VLOOKUP($B423,$AR$36:$AZ$47,MATCH(AJ$2,$AS$2:$BA$2,0)+1,FALSE)","v":0.11779051953443595},{"$f":"N423*VLOOKUP($B423,$AR$36:$AZ$47,MATCH(AK$2,$AS$2:$BA$2,0)+1,FALSE)","v":9.5417958137337056E-2},{"$f":"O423*VLOOKUP($B423,$AR$36:$AZ$47,MATCH(AL$2,$AS$2:$BA$2,0)+1,FALSE)","v":7.5553979448991768E-2},{"$f":"P423*VLOOKUP($B423,$AR$36:$AZ$47,MATCH(AM$2,$AS$2:$BA$2,0)+1,FALSE)","v":0},{"$f":"Q423*VLOOKUP($B423,$AR$36:$AZ$47,MATCH(AN$2,$AS$2:$BA$2,0)+1,FALSE)","v":1.4098715321122319E-3},{"$f":"R423*VLOOKUP($B423,$AR$36:$BA$47,MATCH(AO$2,$AS$2:$BA$2,0)+1,FALSE)","v":0},1.0496120684973986]
[2006,1,18,14,null,2013,1,18,14,0.28841957914041849,0.5516174039469246,0,0.14009304530873457,0.1212762,8.5073999999999997E-2,0,1.844841099551928E-3,0,1.1883250694956298,null,null,0.27306252807424786,0.12270214254704835,0.4879827472467565,9.5589513290325445E-2,7.8424338061484355E-2,0,0,1.3484631500345877E-3,0,1.0591097323698972,null,{"$f":"J424*VLOOKUP($B424,$AR$36:$AZ$47,MATCH(AG$2,$AS$2:$BA$2,0)+1,FALSE)","v":0.27672345430067596},{"$f":"K424*VLOOKUP($B424,$AR$36:$AZ$47,MATCH(AH$2,$AS$2:$BA$2,0)+1,FALSE)","v":0.46608553714157702},{"$f":"L424*VLOOKUP($B424,$AR$36:$AZ$47,MATCH(AI$2,$AS$2:$BA$2,0)+1,FALSE)","v":0},{"$f":"M424*VLOOKUP($B424,$AR$36:$AZ$47,MATCH(AJ$2,$AS$2:$BA$2,0)+1,FALSE)","v":0.12042946771904772},{"$f":"N424*VLOOKUP($B424,$AR$36:$AZ$47,MATCH(AK$2,$AS$2:$BA$2,0)+1,FALSE)","v":9.4854740468811871E-2},{"$f":"O424*VLOOKUP($B424,$AR$36:$AZ$47,MATCH(AL$2,$AS$2:$BA$2,0)+1,FALSE)","v":7.5394459469860953E-2},{"$f":"P424*VLOOKUP($B424,$AR$36:$AZ$47,MATCH(AM$2,$AS$2:$BA$2,0)+1,FALSE)","v":0},{"$f":"Q424*VLOOKUP($B424,$AR$36:$AZ$47,MATCH(AN$2,$AS$2:$BA$2,0)+1,FALSE)","v":1.4098715321122319E-3},{"$f":"R424*VLOOKUP($B424,$AR$36:$BA$47,MATCH(AO$2,$AS$2:$BA$2,0)+1,FALSE)","v":0},1.0348975306320858]
[2006,1,18,15,null,2013,1,18,15,0.30231571369248555,0.53727273824106181,0,0.12750927544211416,0.12011010000000001,8.4633E-2,0,1.844841099551928E-3,0,1.1736856684752135,null,null,0.286218755687353,0.1116804996057407,0.47529288407456988,9.4670396996709316E-2,7.8017808063069863E-2,0,0,1.3484631500345877E-3,0,1.0472288075774774,null,{"$f":"J425*VLOOKUP($B425,$AR$36:$AZ$47,MATCH(AG$2,$AS$2:$BA$2,0)+1,FALSE)","v":0.29005606634502967},{"$f":"K425*VLOOKUP($B425,$AR$36:$AZ$47,MATCH(AH$2,$AS$2:$BA$2,0)+1,FALSE)","v":0.45396510516681515},{"$f":"L425*VLOOKUP($B425,$AR$36:$AZ$47,MATCH(AI$2,$AS$2:$BA$2,0)+1,FALSE)","v":0},{"$f":"M425*VLOOKUP($B425,$AR$36:$AZ$47,MATCH(AJ$2,$AS$2:$BA$2,0)+1,FALSE)","v":0.10961196636773972},{"$f":"N425*VLOOKUP($B425,$AR$36:$AZ$47,MATCH(AK$2,$AS$2:$BA$2,0)+1,FALSE)","v":9.3942689193617895E-2},{"$f":"O425*VLOOKUP($B425,$AR$36:$AZ$47,MATCH(AL$2,$AS$2:$BA$2,0)+1,FALSE)","v":7.5003635520990458E-2},{"$f":"P425*VLOOKUP($B425,$AR$36:$AZ$47,MATCH(AM$2,$AS$2:$BA$2,0)+1,FALSE)","v":0},{"$f":"Q425*VLOOKUP($B425,$AR$36:$AZ$47,MATCH(AN$2,$AS$2:$BA$2,0)+1,FALSE)","v":1.4098715321122319E-3},{"$f":"R425*VLOOKUP($B425,$AR$36:$BA$47,MATCH(AO$2,$AS$2:$BA$2,0)+1,FALSE)","v":0},1.0239893341263051]
[2006,1,18,16,null,2013,1,18,16,0.327265598711865,0.52693707514077504,0,0.12208443886724461,0.11803250000000001,8.2877000000000006E-2,0,1.844841099551928E-3,0,1.1790414538194367,null,null,0.30984017105332118,0.10692909264448033,0.46614954443697543,9.3032839315878454E-2,7.6399062763260681E-2,0,0,1.3484631500345877E-3,0,1.0536991733639507,null,{"$f":"J426*VLOOKUP($B426,$AR$36:$AZ$47,MATCH(AG$2,$AS$2:$BA$2,0)+1,FALSE)","v":0.31399417202961644},{"$f":"K426*VLOOKUP($B426,$AR$36:$AZ$47,MATCH(AH$2,$AS$2:$BA$2,0)+1,FALSE)","v":0.44523205386469372},{"$f":"L426*VLOOKUP($B426,$AR$36:$AZ$47,MATCH(AI$2,$AS$2:$BA$2,0)+1,FALSE)","v":0},{"$f":"M426*VLOOKUP($B426,$AR$36:$AZ$47,MATCH(AJ$2,$AS$2:$BA$2,0)+1,FALSE)","v":0.10494856441416946},{"$f":"N426*VLOOKUP($B426,$AR$36:$AZ$47,MATCH(AK$2,$AS$2:$BA$2,0)+1,FALSE)","v":9.2317719011521124E-2},{"$f":"O426*VLOOKUP($B426,$AR$36:$AZ$47,MATCH(AL$2,$AS$2:$BA$2,0)+1,FALSE)","v":7.3447429502358733E-2},{"$f":"P426*VLOOKUP($B426,$AR$36:$AZ$47,MATCH(AM$2,$AS$2:$BA$2,0)+1,FALSE)","v":0},{"$f":"Q426*VLOOKUP($B426,$AR$36:$AZ$47,MATCH(AN$2,$AS$2:$BA$2,0)+1,FALSE)","v":1.4098715321122319E-3},{"$f":"R426*VLOOKUP($B426,$AR$36:$BA$47,MATCH(AO$2,$AS$2:$BA$2,0)+1,FALSE)","v":0},1.0313498103544716]
[2006,1,18,17,null,2013,1,18,17,0.36869201727090067,0.52848231606238483,9.8211020583190796E-4,0.13139715135279162,0.11564790000000001,8.0881999999999996E-2,1.9993827791686516E-6,1.8838012852972431E-3,0,1.2279692955599852,null,null,0.34906081832874392,0.11508574148013828,0.46751652616142769,9.1153305216095395E-2,7.455999848471892E-2,5.4925824402276711E-4,1.0006486426213944E-6,1.3769406025419175E-3,0,1.0993035891663314,null,{"$f":"J427*VLOOKUP($B427,$AR$36:$AZ$47,MATCH(AG$2,$AS$2:$BA$2,0)+1,FALSE)","v":0.3537406472069512},{"$f":"K427*VLOOKUP($B427,$AR$36:$AZ$47,MATCH(AH$2,$AS$2:$BA$2,0)+1,FALSE)","v":0.44653769512946961},{"$f":"L427*VLOOKUP($B427,$AR$36:$AZ$47,MATCH(AI$2,$AS$2:$BA$2,0)+1,FALSE)","v":7.2599728944531226E-4},{"$f":"M427*VLOOKUP($B427,$AR$36:$AZ$47,MATCH(AJ$2,$AS$2:$BA$2,0)+1,FALSE)","v":0.11295413674778072},{"$f":"N427*VLOOKUP($B427,$AR$36:$AZ$47,MATCH(AK$2,$AS$2:$BA$2,0)+1,FALSE)","v":9.0452632423040219E-2},{"$f":"O427*VLOOKUP($B427,$AR$36:$AZ$47,MATCH(AL$2,$AS$2:$BA$2,0)+1,FALSE)","v":7.1679416400325519E-2},{"$f":"P427*VLOOKUP($B427,$AR$36:$AZ$47,MATCH(AM$2,$AS$2:$BA$2,0)+1,FALSE)","v":1.0006486426213944E-6},{"$f":"Q427*VLOOKUP($B427,$AR$36:$AZ$47,MATCH(AN$2,$AS$2:$BA$2,0)+1,FALSE)","v":1.4396458345068749E-3},{"$f":"R427*VLOOKUP($B427,$AR$36:$BA$47,MATCH(AO$2,$AS$2:$BA$2,0)+1,FALSE)","v":0},1.0775311716801623]
[2006,1,18,18,null,2013,1,18,18,0.45194288178733155,0.51957266909045241,8.4180874785592386E-3,0.12315445568666462,0.1133103,7.9203999999999997E-2,1.71375666785885E-5,2.1787855487974887E-3,0,1.2977983171584841,null,null,0.42787894710132557,0.10786627946924292,0.45963469724295386,8.9310816366119344E-2,7.3013156449935432E-2,4.7079278059094483E-3,8.5769883653262672E-6,1.5925556000974171E-3,0,1.1640129570239495,null,{"$f":"J428*VLOOKUP($B428,$AR$36:$AZ$47,MATCH(AG$2,$AS$2:$BA$2,0)+1,FALSE)","v":0.43361548396790639},{"$f":"K428*VLOOKUP($B428,$AR$36:$AZ$47,MATCH(AH$2,$AS$2:$BA$2,0)+1,FALSE)","v":0.43900954687863142},{"$f":"L428*VLOOKUP($B428,$AR$36:$AZ$47,MATCH(AI$2,$AS$2:$BA$2,0)+1,FALSE)","v":6.2228339095312677E-3},{"$f":"M428*VLOOKUP($B428,$AR$36:$AZ$47,MATCH(AJ$2,$AS$2:$BA$2,0)+1,FALSE)","v":0.10586839277345166},{"$f":"N428*VLOOKUP($B428,$AR$36:$AZ$47,MATCH(AK$2,$AS$2:$BA$2,0)+1,FALSE)","v":8.8624306326741883E-2},{"$f":"O428*VLOOKUP($B428,$AR$36:$AZ$47,MATCH(AL$2,$AS$2:$BA$2,0)+1,FALSE)","v":7.0192335705983808E-2},{"$f":"P428*VLOOKUP($B428,$AR$36:$AZ$47,MATCH(AM$2,$AS$2:$BA$2,0)+1,FALSE)","v":8.5769883653262672E-6},{"$f":"Q428*VLOOKUP($B428,$AR$36:$AZ$47,MATCH(AN$2,$AS$2:$BA$2,0)+1,FALSE)","v":1.66507983835203E-3},{"$f":"R428*VLOOKUP($B428,$AR$36:$BA$47,MATCH(AO$2,$AS$2:$BA$2,0)+1,FALSE)","v":0},1.1452065563889635]
[2006,1,18,19,null,2013,1,18,19,0.4857200371780615,0.51155777134306812,8.4180874785592386E-3,0.13618285079072065,0.10288210000000002,7.4232999999999993E-2,1.71375666785885E-5,2.1787855487974887E-3,0,1.3211897699058857,null,null,0.45985762021928001,0.11927735265773814,0.45254439916010597,8.109134245042797E-2,6.8430706059644159E-2,4.7079278059094483E-3,8.5769883653262672E-6,1.5925556000974171E-3,0,1.1875104809415684,null,{"$f":"J429*VLOOKUP($B429,$AR$36:$AZ$47,MATCH(AG$2,$AS$2:$BA$2,0)+1,FALSE)","v":0.46602289245255329},{"$f":"K429*VLOOKUP($B429,$AR$36:$AZ$47,MATCH(AH$2,$AS$2:$BA$2,0)+1,FALSE)","v":0.43223741116464681},{"$f":"L429*VLOOKUP($B429,$AR$36:$AZ$47,MATCH(AI$2,$AS$2:$BA$2,0)+1,FALSE)","v":6.2228339095312677E-3},{"$f":"M429*VLOOKUP($B429,$AR$36:$AZ$47,MATCH(AJ$2,$AS$2:$BA$2,0)+1,FALSE)","v":0.11706811139015511},{"$f":"N429*VLOOKUP($B429,$AR$36:$AZ$47,MATCH(AK$2,$AS$2:$BA$2,0)+1,FALSE)","v":8.0468013463369986E-2},{"$f":"O429*VLOOKUP($B429,$AR$36:$AZ$47,MATCH(AL$2,$AS$2:$BA$2,0)+1,FALSE)","v":6.5786925615654454E-2},{"$f":"P429*VLOOKUP($B429,$AR$36:$AZ$47,MATCH(AM$2,$AS$2:$BA$2,0)+1,FALSE)","v":8.5769883653262672E-6},{"$f":"Q429*VLOOKUP($B429,$AR$36:$AZ$47,MATCH(AN$2,$AS$2:$BA$2,0)+1,FALSE)","v":1.66507983835203E-3},{"$f":"R429*VLOOKUP($B429,$AR$36:$BA$47,MATCH(AO$2,$AS$2:$BA$2,0)+1,FALSE)","v":0},1.1694798448226282]
[2006,1,18,20,null,2013,1,18,20,0.48515893195853593,0.48484465689317341,8.4180874785592386E-3,0.116653145345522,9.865810000000004E-2,7.2163000000000005E-2,1.71375666785885E-5,2.1787855487974887E-3,0,1.2680918447912668,null,null,0.45932639134010356,0.10217203029032422,0.42891291312738661,7.7761999148623223E-2,6.6522504026270024E-2,4.7079278059094483E-3,8.5769883653262672E-6,1.5925556000974171E-3,0,1.1410048983270797,null,{"$f":"J430*VLOOKUP($B430,$AR$36:$AZ$47,MATCH(AG$2,$AS$2:$BA$2,0)+1,FALSE)","v":0.46548454143270918},{"$f":"K430*VLOOKUP($B430,$AR$36:$AZ$47,MATCH(AH$2,$AS$2:$BA$2,0)+1,FALSE)","v":0.40966633888154397},{"$f":"L430*VLOOKUP($B430,$AR$36:$AZ$47,MATCH(AI$2,$AS$2:$BA$2,0)+1,FALSE)","v":6.2228339095312677E-3},{"$f":"M430*VLOOKUP($B430,$AR$36:$AZ$47,MATCH(AJ$2,$AS$2:$BA$2,0)+1,FALSE)","v":0.10027961181623357},{"$f":"N430*VLOOKUP($B430,$AR$36:$AZ$47,MATCH(AK$2,$AS$2:$BA$2,0)+1,FALSE)","v":7.7164261995726222E-2},{"$f":"O430*VLOOKUP($B430,$AR$36:$AZ$47,MATCH(AL$2,$AS$2:$BA$2,0)+1,FALSE)","v":6.3952445855650089E-2},{"$f":"P430*VLOOKUP($B430,$AR$36:$AZ$47,MATCH(AM$2,$AS$2:$BA$2,0)+1,FALSE)","v":8.5769883653262672E-6},{"$f":"Q430*VLOOKUP($B430,$AR$36:$AZ$47,MATCH(AN$2,$AS$2:$BA$2,0)+1,FALSE)","v":1.66507983835203E-3},{"$f":"R430*VLOOKUP($B430,$AR$36:$BA$47,MATCH(AO$2,$AS$2:$BA$2,0)+1,FALSE)","v":0},1.1244436907181117]
[2006,1,18,21,null,2013,1,18,21,0.45775441219172597,0.48658610499030081,8.4180874785592386E-3,0.13302066490795855,9.6540799999999968E-2,7.1105000000000002E-2,1.71375666785885E-5,2.1787855487974887E-3,0,1.2556209926840205,null,null,0.43338103953531981,0.1165077149352384,0.43045346754162994,7.6093150054657444E-2,6.554720076476768E-2,4.7079278059094483E-3,8.5769883653262672E-6,1.5925556000974171E-3,0,1.1282916332259856,null,{"$f":"J431*VLOOKUP($B431,$AR$36:$AZ$47,MATCH(AG$2,$AS$2:$BA$2,0)+1,FALSE)","v":0.43919134248996072},{"$f":"K431*VLOOKUP($B431,$AR$36:$AZ$47,MATCH(AH$2,$AS$2:$BA$2,0)+1,FALSE)","v":0.41113776412292719},{"$f":"L431*VLOOKUP($B431,$AR$36:$AZ$47,MATCH(AI$2,$AS$2:$BA$2,0)+1,FALSE)","v":6.2228339095312677E-3},{"$f":"M431*VLOOKUP($B431,$AR$36:$AZ$47,MATCH(AJ$2,$AS$2:$BA$2,0)+1,FALSE)","v":0.11434977257575871},{"$f":"N431*VLOOKUP($B431,$AR$36:$AZ$47,MATCH(AK$2,$AS$2:$BA$2,0)+1,FALSE)","v":7.5508240929807083E-2},{"$f":"O431*VLOOKUP($B431,$AR$36:$AZ$47,MATCH(AL$2,$AS$2:$BA$2,0)+1,FALSE)","v":6.3014822867203404E-2},{"$f":"P431*VLOOKUP($B431,$AR$36:$AZ$47,MATCH(AM$2,$AS$2:$BA$2,0)+1,FALSE)","v":8.5769883653262672E-6},{"$f":"Q431*VLOOKUP($B431,$AR$36:$AZ$47,MATCH(AN$2,$AS$2:$BA$2,0)+1,FALSE)","v":1.66507983835203E-3},{"$f":"R431*VLOOKUP($B431,$AR$36:$BA$47,MATCH(AO$2,$AS$2:$BA$2,0)+1,FALSE)","v":0},1.1110984337219056]
[2006,1,18,22,null,2013,1,18,22,0.41839599781783732,0.45015920360483141,8.4180874785592386E-3,0.1190295352055737,9.3501000000000001E-2,6.9540000000000005E-2,1.71375666785885E-5,2.1787855487974887E-3,0,1.1612397472222777,null,null,0.39611828448256564,0.10425341931797243,0.39822877831939074,7.3697189408628558E-2,6.4104526280598331E-2,4.7079278059094483E-3,8.5769883653262672E-6,1.5925556000974171E-3,0,1.0427112582035281,null,{"$f":"J432*VLOOKUP($B432,$AR$36:$AZ$47,MATCH(AG$2,$AS$2:$BA$2,0)+1,FALSE)","v":0.40142900883078386},{"$f":"K432*VLOOKUP($B432,$AR$36:$AZ$47,MATCH(AH$2,$AS$2:$BA$2,0)+1,FALSE)","v":0.38035909075771307},{"$f":"L432*VLOOKUP($B432,$AR$36:$AZ$47,MATCH(AI$2,$AS$2:$BA$2,0)+1,FALSE)","v":6.2228339095312677E-3},{"$f":"M432*VLOOKUP($B432,$AR$36:$AZ$47,MATCH(AJ$2,$AS$2:$BA$2,0)+1,FALSE)","v":0.10232244959813969},{"$f":"N432*VLOOKUP($B432,$AR$36:$AZ$47,MATCH(AK$2,$AS$2:$BA$2,0)+1,FALSE)","v":7.3130697437538278E-2},{"$f":"O432*VLOOKUP($B432,$AR$36:$AZ$47,MATCH(AL$2,$AS$2:$BA$2,0)+1,FALSE)","v":6.1627885270871603E-2},{"$f":"P432*VLOOKUP($B432,$AR$36:$AZ$47,MATCH(AM$2,$AS$2:$BA$2,0)+1,FALSE)","v":8.5769883653262672E-6},{"$f":"Q432*VLOOKUP($B432,$AR$36:$AZ$47,MATCH(AN$2,$AS$2:$BA$2,0)+1,FALSE)","v":1.66507983835203E-3},{"$f":"R432*VLOOKUP($B432,$AR$36:$BA$47,MATCH(AO$2,$AS$2:$BA$2,0)+1,FALSE)","v":0},1.0267656226312951]
[2006,1,18,23,null,2013,1,18,23,0.37966139371234753,0.43765684865203747,8.4180874785592386E-3,0.12863088075307577,9.0085100000000015E-2,6.7724999999999994E-2,1.71375666785885E-5,2.1787855487974887E-3,0,1.1143732337114962,null,null,0.35944612459479769,0.11266287081798643,0.38716869668805498,7.1004787944463119E-2,6.2431392613654317E-2,4.7079278059094483E-3,8.5769883653262672E-6,1.5925556000974171E-3,0,0.99902293305332868,null,{"$f":"J433*VLOOKUP($B433,$AR$36:$AZ$47,MATCH(AG$2,$AS$2:$BA$2,0)+1,FALSE)","v":0.36426518839603528},{"$f":"K433*VLOOKUP($B433,$AR$36:$AZ$47,MATCH(AH$2,$AS$2:$BA$2,0)+1,FALSE)","v":0.36979530726935111},{"$f":"L433*VLOOKUP($B433,$AR$36:$AZ$47,MATCH(AI$2,$AS$2:$BA$2,0)+1,FALSE)","v":6.2228339095312677E-3},{"$f":"M433*VLOOKUP($B433,$AR$36:$AZ$47,MATCH(AJ$2,$AS$2:$BA$2,0)+1,FALSE)","v":0.11057614221452991},{"$f":"N433*VLOOKUP($B433,$AR$36:$AZ$47,MATCH(AK$2,$AS$2:$BA$2,0)+1,FALSE)","v":7.0458991793995576E-2},{"$f":"O433*VLOOKUP($B433,$AR$36:$AZ$47,MATCH(AL$2,$AS$2:$BA$2,0)+1,FALSE)","v":6.0019392147969204E-2},{"$f":"P433*VLOOKUP($B433,$AR$36:$AZ$47,MATCH(AM$2,$AS$2:$BA$2,0)+1,FALSE)","v":8.5769883653262672E-6},{"$f":"Q433*VLOOKUP($B433,$AR$36:$AZ$47,MATCH(AN$2,$AS$2:$BA$2,0)+1,FALSE)","v":1.66507983835203E-3},{"$f":"R433*VLOOKUP($B433,$AR$36:$BA$47,MATCH(AO$2,$AS$2:$BA$2,0)+1,FALSE)","v":0},0.98301151255812991]
[2006,1,18,24,null,2013,1,18,24,0.27591932494195121,0.43052339564268827,8.4180874785592386E-3,0.14365755945440084,8.8018300000000035E-2,6.6362000000000004E-2,1.71375666785885E-5,2.1787855487974887E-3,0,1.0150945906330757,null,null,0.26122785643656959,0.12582416421378162,0.38085815976164428,6.9375742789119843E-2,6.1174929149166904E-2,4.7079278059094483E-3,8.5769883653262672E-6,1.5925556000974171E-3,0,0.90476991274465435,null,{"$f":"J434*VLOOKUP($B434,$AR$36:$AZ$47,MATCH(AG$2,$AS$2:$BA$2,0)+1,FALSE)","v":0.26473011622097398},{"$f":"K434*VLOOKUP($B434,$AR$36:$AZ$47,MATCH(AH$2,$AS$2:$BA$2,0)+1,FALSE)","v":0.36376794255288791},{"$f":"L434*VLOOKUP($B434,$AR$36:$AZ$47,MATCH(AI$2,$AS$2:$BA$2,0)+1,FALSE)","v":6.2228339095312677E-3},{"$f":"M434*VLOOKUP($B434,$AR$36:$AZ$47,MATCH(AJ$2,$AS$2:$BA$2,0)+1,FALSE)","v":0.12349366366320456},{"$f":"N434*VLOOKUP($B434,$AR$36:$AZ$47,MATCH(AK$2,$AS$2:$BA$2,0)+1,FALSE)","v":6.8842468703719503E-2},{"$f":"O434*VLOOKUP($B434,$AR$36:$AZ$47,MATCH(AL$2,$AS$2:$BA$2,0)+1,FALSE)","v":5.881147141710643E-2},{"$f":"P434*VLOOKUP($B434,$AR$36:$AZ$47,MATCH(AM$2,$AS$2:$BA$2,0)+1,FALSE)","v":8.5769883653262672E-6},{"$f":"Q434*VLOOKUP($B434,$AR$36:$AZ$47,MATCH(AN$2,$AS$2:$BA$2,0)+1,FALSE)","v":1.66507983835203E-3},{"$f":"R434*VLOOKUP($B434,$AR$36:$BA$47,MATCH(AO$2,$AS$2:$BA$2,0)+1,FALSE)","v":0},0.88754215329414099]
[2006,1,19,1,null,2013,1,19,1,0.28002713900462345,0.39149622428216335,8.4180874785592386E-3,0.11718607816874675,8.607999999999999E-2,6.5224000000000004E-2,1.71375666785885E-5,2.1787855487974887E-3,0,0.95062745204956856,null,null,0.26511694779491368,0.10263880577585395,0.34633316805269648,6.7847980923142481E-2,6.0125878949176668E-2,4.7079278059094483E-3,8.5769883653262672E-6,1.5925556000974171E-3,0,0.84837184189015535,null,{"$f":"J435*VLOOKUP($B435,$AR$36:$AZ$47,MATCH(AG$2,$AS$2:$BA$2,0)+1,FALSE)","v":0.26867134829833633},{"$f":"K435*VLOOKUP($B435,$AR$36:$AZ$47,MATCH(AH$2,$AS$2:$BA$2,0)+1,FALSE)","v":0.33079218798725274},{"$f":"L435*VLOOKUP($B435,$AR$36:$AZ$47,MATCH(AI$2,$AS$2:$BA$2,0)+1,FALSE)","v":6.2228339095312677E-3},{"$f":"M435*VLOOKUP($B435,$AR$36:$AZ$47,MATCH(AJ$2,$AS$2:$BA$2,0)+1,FALSE)","v":0.10073774174045304},{"$f":"N435*VLOOKUP($B435,$AR$36:$AZ$47,MATCH(AK$2,$AS$2:$BA$2,0)+1,FALSE)","v":6.7326450363346849E-2},{"$f":"O435*VLOOKUP($B435,$AR$36:$AZ$47,MATCH(AL$2,$AS$2:$BA$2,0)+1,FALSE)","v":5.7802950660157171E-2},{"$f":"P435*VLOOKUP($B435,$AR$36:$AZ$47,MATCH(AM$2,$AS$2:$BA$2,0)+1,FALSE)","v":8.5769883653262672E-6},{"$f":"Q435*VLOOKUP($B435,$AR$36:$AZ$47,MATCH(AN$2,$AS$2:$BA$2,0)+1,FALSE)","v":1.66507983835203E-3},{"$f":"R435*VLOOKUP($B435,$AR$36:$BA$47,MATCH(AO$2,$AS$2:$BA$2,0)+1,FALSE)","v":0},0.83322716978579481]
[2006,1,19,2,null,2013,1,19,2,0.25787578769063485,0.3813107414545871,8.4180874785592386E-3,0.1106763197237355,8.58622E-2,6.5028000000000002E-2,1.71375666785885E-5,2.1787855487974887E-3,0,0.91136705946299257,null,null,0.24414505674616591,9.6937157225732665E-2,0.33732268387168335,6.7676311659143187E-2,5.9945198949881338E-2,4.7079278059094483E-3,8.5769883653262672E-6,1.5925556000974171E-3,0,0.81233546884697871,null,{"$f":"J436*VLOOKUP($B436,$AR$36:$AZ$47,MATCH(AG$2,$AS$2:$BA$2,0)+1,FALSE)","v":0.24741828887947342},{"$f":"K436*VLOOKUP($B436,$AR$36:$AZ$47,MATCH(AH$2,$AS$2:$BA$2,0)+1,FALSE)","v":0.32218603052962114},{"$f":"L436*VLOOKUP($B436,$AR$36:$AZ$47,MATCH(AI$2,$AS$2:$BA$2,0)+1,FALSE)","v":6.2228339095312677E-3},{"$f":"M436*VLOOKUP($B436,$AR$36:$AZ$47,MATCH(AJ$2,$AS$2:$BA$2,0)+1,FALSE)","v":9.5141698462326077E-2},{"$f":"N436*VLOOKUP($B436,$AR$36:$AZ$47,MATCH(AK$2,$AS$2:$BA$2,0)+1,FALSE)","v":6.7156100678296471E-2},{"$f":"O436*VLOOKUP($B436,$AR$36:$AZ$47,MATCH(AL$2,$AS$2:$BA$2,0)+1,FALSE)","v":5.7629251127325837E-2},{"$f":"P436*VLOOKUP($B436,$AR$36:$AZ$47,MATCH(AM$2,$AS$2:$BA$2,0)+1,FALSE)","v":8.5769883653262672E-6},{"$f":"Q436*VLOOKUP($B436,$AR$36:$AZ$47,MATCH(AN$2,$AS$2:$BA$2,0)+1,FALSE)","v":1.66507983835203E-3},{"$f":"R436*VLOOKUP($B436,$AR$36:$BA$47,MATCH(AO$2,$AS$2:$BA$2,0)+1,FALSE)","v":0},0.79742786041329161]
[2006,1,19,3,null,2013,1,19,3,0.25357160598617234,0.37293309082668114,8.4180874785592386E-3,0.10328733318415224,8.4501400000000004E-2,6.4677999999999999E-2,1.71375666785885E-5,2.1787855487974887E-3,0,0.88958544059104105,null,null,0.24007005344363613,9.0465426400978877E-2,0.32991148012860416,6.6603733447709493E-2,5.9622556093996817E-2,4.7079278059094483E-3,8.5769883653262672E-6,1.5925556000974171E-3,0,0.79298230990929774,null,{"$f":"J437*VLOOKUP($B437,$AR$36:$AZ$47,MATCH(AG$2,$AS$2:$BA$2,0)+1,FALSE)","v":0.24328865235220853},{"$f":"K437*VLOOKUP($B437,$AR$36:$AZ$47,MATCH(AH$2,$AS$2:$BA$2,0)+1,FALSE)","v":0.31510738912898162},{"$f":"L437*VLOOKUP($B437,$AR$36:$AZ$47,MATCH(AI$2,$AS$2:$BA$2,0)+1,FALSE)","v":6.2228339095312677E-3},{"$f":"M437*VLOOKUP($B437,$AR$36:$AZ$47,MATCH(AJ$2,$AS$2:$BA$2,0)+1,FALSE)","v":8.8789836283984666E-2},{"$f":"N437*VLOOKUP($B437,$AR$36:$AZ$47,MATCH(AK$2,$AS$2:$BA$2,0)+1,FALSE)","v":6.6091767108890781E-2},{"$f":"O437*VLOOKUP($B437,$AR$36:$AZ$47,MATCH(AL$2,$AS$2:$BA$2,0)+1,FALSE)","v":5.7319073390127026E-2},{"$f":"P437*VLOOKUP($B437,$AR$36:$AZ$47,MATCH(AM$2,$AS$2:$BA$2,0)+1,FALSE)","v":8.5769883653262672E-6},{"$f":"Q437*VLOOKUP($B437,$AR$36:$AZ$47,MATCH(AN$2,$AS$2:$BA$2,0)+1,FALSE)","v":1.66507983835203E-3},{"$f":"R437*VLOOKUP($B437,$AR$36:$BA$47,MATCH(AO$2,$AS$2:$BA$2,0)+1,FALSE)","v":0},0.77849320900044117]
[2006,1,19,4,null,2013,1,19,4,0.25051274874083518,0.37115956811527134,8.4180874785592386E-3,0.10329272312625747,8.4158099999999986E-2,6.2768000000000004E-2,1.71375666785885E-5,2.1787855487974887E-3,0,0.88250515057639922,null,null,0.23717406664926061,9.0470147245208216E-2,0.32834255123182565,6.6333145484757411E-2,5.7861847937598444E-2,4.7079278059094483E-3,8.5769883653262672E-6,1.5925556000974171E-3,0,0.78649081894302253,null,{"$f":"J438*VLOOKUP($B438,$AR$36:$AZ$47,MATCH(AG$2,$AS$2:$BA$2,0)+1,FALSE)","v":0.24035383930773679},{"$f":"K438*VLOOKUP($B438,$AR$36:$AZ$47,MATCH(AH$2,$AS$2:$BA$2,0)+1,FALSE)","v":0.31360886265090887},{"$f":"L438*VLOOKUP($B438,$AR$36:$AZ$47,MATCH(AI$2,$AS$2:$BA$2,0)+1,FALSE)","v":6.2228339095312677E-3},{"$f":"M438*VLOOKUP($B438,$AR$36:$AZ$47,MATCH(AJ$2,$AS$2:$BA$2,0)+1,FALSE)","v":8.8794469689285685E-2},{"$f":"N438*VLOOKUP($B438,$AR$36:$AZ$47,MATCH(AK$2,$AS$2:$BA$2,0)+1,FALSE)","v":6.5823259088331559E-2},{"$f":"O438*VLOOKUP($B438,$AR$36:$AZ$47,MATCH(AL$2,$AS$2:$BA$2,0)+1,FALSE)","v":5.5626389167127824E-2},{"$f":"P438*VLOOKUP($B438,$AR$36:$AZ$47,MATCH(AM$2,$AS$2:$BA$2,0)+1,FALSE)","v":8.5769883653262672E-6},{"$f":"Q438*VLOOKUP($B438,$AR$36:$AZ$47,MATCH(AN$2,$AS$2:$BA$2,0)+1,FALSE)","v":1.66507983835203E-3},{"$f":"R438*VLOOKUP($B438,$AR$36:$BA$47,MATCH(AO$2,$AS$2:$BA$2,0)+1,FALSE)","v":0},0.77210331063963944]
[2006,1,19,5,null,2013,1,19,5,0.2548104061104684,0.36971175684763158,8.4180874785592386E-3,9.8227475804189029E-2,8.4274300000000024E-2,6.2396E-2,1.71375666785885E-5,2.1787855487974887E-3,0,0.88003394935632417,null,null,0.24124289300857524,8.6033690763169371E-2,0.32706175966357115,6.6424733953429238E-2,5.7518924673629755E-2,4.7079278059094483E-3,8.5769883653262672E-6,1.5925556000974171E-3,0,0.78459106245674692,null,{"$f":"J439*VLOOKUP($B439,$AR$36:$AZ$47,MATCH(AG$2,$AS$2:$BA$2,0)+1,FALSE)","v":0.24447721607803111},{"$f":"K439*VLOOKUP($B439,$AR$36:$AZ$47,MATCH(AH$2,$AS$2:$BA$2,0)+1,FALSE)","v":0.31238554393846585},{"$f":"L439*VLOOKUP($B439,$AR$36:$AZ$47,MATCH(AI$2,$AS$2:$BA$2,0)+1,FALSE)","v":6.2228339095312677E-3},{"$f":"M439*VLOOKUP($B439,$AR$36:$AZ$47,MATCH(AJ$2,$AS$2:$BA$2,0)+1,FALSE)","v":8.4440184738753588E-2},{"$f":"N439*VLOOKUP($B439,$AR$36:$AZ$47,MATCH(AK$2,$AS$2:$BA$2,0)+1,FALSE)","v":6.5914143539217054E-2},{"$f":"O439*VLOOKUP($B439,$AR$36:$AZ$47,MATCH(AL$2,$AS$2:$BA$2,0)+1,FALSE)","v":5.5296714543590801E-2},{"$f":"P439*VLOOKUP($B439,$AR$36:$AZ$47,MATCH(AM$2,$AS$2:$BA$2,0)+1,FALSE)","v":8.5769883653262672E-6},{"$f":"Q439*VLOOKUP($B439,$AR$36:$AZ$47,MATCH(AN$2,$AS$2:$BA$2,0)+1,FALSE)","v":1.66507983835203E-3},{"$f":"R439*VLOOKUP($B439,$AR$36:$BA$47,MATCH(AO$2,$AS$2:$BA$2,0)+1,FALSE)","v":0},0.77041029357430701]
[2006,1,19,6,null,2013,1,19,6,0.2587689558772519,0.37917653101398952,8.4180874785592386E-3,0.10082181095678126,8.5260099999999964E-2,6.4518000000000006E-2,1.71375666785885E-5,2.1787855487974887E-3,0,0.89915940844205777,null,null,0.24499066772639139,8.8305969740378118E-2,0.33543467622987633,6.7201738363211194E-2,5.9475062217021042E-2,4.7079278059094483E-3,8.5769883653262672E-6,1.5925556000974171E-3,0,0.80171717467125025,null,{"$f":"J440*VLOOKUP($B440,$AR$36:$AZ$47,MATCH(AG$2,$AS$2:$BA$2,0)+1,FALSE)","v":0.24827523689461428},{"$f":"K440*VLOOKUP($B440,$AR$36:$AZ$47,MATCH(AH$2,$AS$2:$BA$2,0)+1,FALSE)","v":0.32038274330107896},{"$f":"L440*VLOOKUP($B440,$AR$36:$AZ$47,MATCH(AI$2,$AS$2:$BA$2,0)+1,FALSE)","v":6.2228339095312677E-3},{"$f":"M440*VLOOKUP($B440,$AR$36:$AZ$47,MATCH(AJ$2,$AS$2:$BA$2,0)+1,FALSE)","v":8.6670376828753198E-2},{"$f":"N440*VLOOKUP($B440,$AR$36:$AZ$47,MATCH(AK$2,$AS$2:$BA$2,0)+1,FALSE)","v":6.6685175309293535E-2},{"$f":"O440*VLOOKUP($B440,$AR$36:$AZ$47,MATCH(AL$2,$AS$2:$BA$2,0)+1,FALSE)","v":5.7177277853121863E-2},{"$f":"P440*VLOOKUP($B440,$AR$36:$AZ$47,MATCH(AM$2,$AS$2:$BA$2,0)+1,FALSE)","v":8.5769883653262672E-6},{"$f":"Q440*VLOOKUP($B440,$AR$36:$AZ$47,MATCH(AN$2,$AS$2:$BA$2,0)+1,FALSE)","v":1.66507983835203E-3},{"$f":"R440*VLOOKUP($B440,$AR$36:$BA$47,MATCH(AO$2,$AS$2:$BA$2,0)+1,FALSE)","v":0},0.78708730092311052]
[2006,1,19,7,null,2013,1,19,7,0.29650431410354705,0.38536311442788573,8.4180874785592386E-3,9.070497640205509E-2,8.6824500000000013E-2,6.5983E-2,1.71375666785885E-5,2.1787855487974887E-3,0,0.93599391552752309,null,null,0.28071678710347747,7.944502112638209E-2,0.34090757456263954,6.8434793444021688E-2,6.0825553028080522E-2,4.7079278059094483E-3,8.5769883653262672E-6,1.5925556000974171E-3,0,0.83663878965897354,null,{"$f":"J441*VLOOKUP($B441,$AR$36:$AZ$47,MATCH(AG$2,$AS$2:$BA$2,0)+1,FALSE)","v":0.28448033333354211},{"$f":"K441*VLOOKUP($B441,$AR$36:$AZ$47,MATCH(AH$2,$AS$2:$BA$2,0)+1,FALSE)","v":0.32561005671234045},{"$f":"L441*VLOOKUP($B441,$AR$36:$AZ$47,MATCH(AI$2,$AS$2:$BA$2,0)+1,FALSE)","v":6.2228339095312677E-3},{"$f":"M441*VLOOKUP($B441,$AR$36:$AZ$47,MATCH(AJ$2,$AS$2:$BA$2,0)+1,FALSE)","v":7.7973549675468531E-2},{"$f":"N441*VLOOKUP($B441,$AR$36:$AZ$47,MATCH(AK$2,$AS$2:$BA$2,0)+1,FALSE)","v":6.7908752202281722E-2},{"$f":"O441*VLOOKUP($B441,$AR$36:$AZ$47,MATCH(AL$2,$AS$2:$BA$2,0)+1,FALSE)","v":5.8475593238825438E-2},{"$f":"P441*VLOOKUP($B441,$AR$36:$AZ$47,MATCH(AM$2,$AS$2:$BA$2,0)+1,FALSE)","v":8.5769883653262672E-6},{"$f":"Q441*VLOOKUP($B441,$AR$36:$AZ$47,MATCH(AN$2,$AS$2:$BA$2,0)+1,FALSE)","v":1.66507983835203E-3},{"$f":"R441*VLOOKUP($B441,$AR$36:$BA$47,MATCH(AO$2,$AS$2:$BA$2,0)+1,FALSE)","v":0},0.82234477589870691]
[2006,1,19,8,null,2013,1,19,8,0.32089291708117978,0.40350056257112005,4.6299481132075805E-3,9.3293683430960436E-2,8.8457299999999989E-2,6.7458000000000004E-2,9.4256616732236739E-6,2.0285105466369873E-3,0,0.98027034740477814,null,null,0.30380680618303951,8.1712370645219953E-2,0.35695268428842453,6.9721761186253395E-2,6.2185262206450993E-2,2.589360293250196E-3,4.7173436009294462E-6,1.4827139975691443E-3,0,0.87845567614380882,null,{"$f":"J442*VLOOKUP($B442,$AR$36:$AZ$47,MATCH(AG$2,$AS$2:$BA$2,0)+1,FALSE)","v":0.30787991834664047},{"$f":"K442*VLOOKUP($B442,$AR$36:$AZ$47,MATCH(AH$2,$AS$2:$BA$2,0)+1,FALSE)","v":0.3409351755351509},{"$f":"L442*VLOOKUP($B442,$AR$36:$AZ$47,MATCH(AI$2,$AS$2:$BA$2,0)+1,FALSE)","v":3.4225586502421969E-3},{"$f":"M442*VLOOKUP($B442,$AR$36:$AZ$47,MATCH(AJ$2,$AS$2:$BA$2,0)+1,FALSE)","v":8.0198903609952465E-2},{"$f":"N442*VLOOKUP($B442,$AR$36:$AZ$47,MATCH(AK$2,$AS$2:$BA$2,0)+1,FALSE)","v":6.9185827343467482E-2},{"$f":"O442*VLOOKUP($B442,$AR$36:$AZ$47,MATCH(AL$2,$AS$2:$BA$2,0)+1,FALSE)","v":5.9782770845591839E-2},{"$f":"P442*VLOOKUP($B442,$AR$36:$AZ$47,MATCH(AM$2,$AS$2:$BA$2,0)+1,FALSE)","v":4.7173436009294462E-6},{"$f":"Q442*VLOOKUP($B442,$AR$36:$AZ$47,MATCH(AN$2,$AS$2:$BA$2,0)+1,FALSE)","v":1.5502361005441216E-3},{"$f":"R442*VLOOKUP($B442,$AR$36:$BA$47,MATCH(AO$2,$AS$2:$BA$2,0)+1,FALSE)","v":0},0.8629601077751905]
[2006,1,19,9,null,2013,1,19,9,0.34245874355847467,0.42529060821810005,0,0.10864385315655024,9.0537199999999984E-2,6.7527000000000004E-2,0,1.844841099551928E-3,0,1.036302246032677,null,null,0.32422434897070751,9.5156997461917997E-2,0.37622902738667208,7.1361131719734378E-2,6.2248868940896797E-2,0,0,1.3484631500345877E-3,0,0.93056883762996323,null,{"$f":"J443*VLOOKUP($B443,$AR$36:$AZ$47,MATCH(AG$2,$AS$2:$BA$2,0)+1,FALSE)","v":0.32857119740415752},{"$f":"K443*VLOOKUP($B443,$AR$36:$AZ$47,MATCH(AH$2,$AS$2:$BA$2,0)+1,FALSE)","v":0.35934653285825913},{"$f":"L443*VLOOKUP($B443,$AR$36:$AZ$47,MATCH(AI$2,$AS$2:$BA$2,0)+1,FALSE)","v":0},{"$f":"M443*VLOOKUP($B443,$AR$36:$AZ$47,MATCH(AJ$2,$AS$2:$BA$2,0)+1,FALSE)","v":9.3394510610827361E-2},{"$f":"N443*VLOOKUP($B443,$AR$36:$AZ$47,MATCH(AK$2,$AS$2:$BA$2,0)+1,FALSE)","v":7.0812596443266804E-2},{"$f":"O443*VLOOKUP($B443,$AR$36:$AZ$47,MATCH(AL$2,$AS$2:$BA$2,0)+1,FALSE)","v":5.9843920170925317E-2},{"$f":"P443*VLOOKUP($B443,$AR$36:$AZ$47,MATCH(AM$2,$AS$2:$BA$2,0)+1,FALSE)","v":0},{"$f":"Q443*VLOOKUP($B443,$AR$36:$AZ$47,MATCH(AN$2,$AS$2:$BA$2,0)+1,FALSE)","v":1.4098715321122319E-3},{"$f":"R443*VLOOKUP($B443,$AR$36:$BA$47,MATCH(AO$2,$AS$2:$BA$2,0)+1,FALSE)","v":0},0.91337862901954836]
[2006,1,19,10,null,2013,1,19,10,0.37573624184050802,0.43145468374972906,0,0.10838004707844118,9.0672799999999984E-2,6.8149000000000001E-2,0,1.844841099551928E-3,0,1.0762376137682301,null,null,0.35572996948357327,9.4925939803562565E-2,0.38168201434944432,7.1468011206411636E-2,6.2822251387640138E-2,0,0,1.3484631500345877E-3,0,0.96797664938066663,null,{"$f":"J444*VLOOKUP($B444,$AR$36:$AZ$47,MATCH(AG$2,$AS$2:$BA$2,0)+1,FALSE)","v":0.36049921110743594},{"$f":"K444*VLOOKUP($B444,$AR$36:$AZ$47,MATCH(AH$2,$AS$2:$BA$2,0)+1,FALSE)","v":0.36455482838081482},{"$f":"L444*VLOOKUP($B444,$AR$36:$AZ$47,MATCH(AI$2,$AS$2:$BA$2,0)+1,FALSE)","v":0},{"$f":"M444*VLOOKUP($B444,$AR$36:$AZ$47,MATCH(AJ$2,$AS$2:$BA$2,0)+1,FALSE)","v":9.3167732575574355E-2},{"$f":"N444*VLOOKUP($B444,$AR$36:$AZ$47,MATCH(AK$2,$AS$2:$BA$2,0)+1,FALSE)","v":7.0918654373904225E-2},{"$f":"O444*VLOOKUP($B444,$AR$36:$AZ$47,MATCH(AL$2,$AS$2:$BA$2,0)+1,FALSE)","v":6.039515032103291E-2},{"$f":"P444*VLOOKUP($B444,$AR$36:$AZ$47,MATCH(AM$2,$AS$2:$BA$2,0)+1,FALSE)","v":0},{"$f":"Q444*VLOOKUP($B444,$AR$36:$AZ$47,MATCH(AN$2,$AS$2:$BA$2,0)+1,FALSE)","v":1.4098715321122319E-3},{"$f":"R444*VLOOKUP($B444,$AR$36:$BA$47,MATCH(AO$2,$AS$2:$BA$2,0)+1,FALSE)","v":0},0.95094544829087446]
[2006,1,19,11,null,2013,1,19,11,0.41216173333089007,0.42902578382220002,0,0.10274813173930386,9.2641600000000018E-2,6.8663000000000002E-2,0,1.844841099551928E-3,0,1.1070850899919458,null,null,0.39021596666294039,8.9993160469422059E-2,0.37953331263890672,7.301981307492332E-2,6.3296075467424828E-2,0,0,1.3484631500345877E-3,0,0.99740679146365185,null,{"$f":"J445*VLOOKUP($B445,$AR$36:$AZ$47,MATCH(AG$2,$AS$2:$BA$2,0)+1,FALSE)","v":0.39544755913519242},{"$f":"K445*VLOOKUP($B445,$AR$36:$AZ$47,MATCH(AH$2,$AS$2:$BA$2,0)+1,FALSE)","v":0.36250254518727287},{"$f":"L445*VLOOKUP($B445,$AR$36:$AZ$47,MATCH(AI$2,$AS$2:$BA$2,0)+1,FALSE)","v":0},{"$f":"M445*VLOOKUP($B445,$AR$36:$AZ$47,MATCH(AJ$2,$AS$2:$BA$2,0)+1,FALSE)","v":8.8326317607141519E-2},{"$f":"N445*VLOOKUP($B445,$AR$36:$AZ$47,MATCH(AK$2,$AS$2:$BA$2,0)+1,FALSE)","v":7.2458527927288977E-2},{"$f":"O445*VLOOKUP($B445,$AR$36:$AZ$47,MATCH(AL$2,$AS$2:$BA$2,0)+1,FALSE)","v":6.0850668483662017E-2},{"$f":"P445*VLOOKUP($B445,$AR$36:$AZ$47,MATCH(AM$2,$AS$2:$BA$2,0)+1,FALSE)","v":0},{"$f":"Q445*VLOOKUP($B445,$AR$36:$AZ$47,MATCH(AN$2,$AS$2:$BA$2,0)+1,FALSE)","v":1.4098715321122319E-3},{"$f":"R445*VLOOKUP($B445,$AR$36:$BA$47,MATCH(AO$2,$AS$2:$BA$2,0)+1,FALSE)","v":0},0.98099548987267005]
[2006,1,19,12,null,2013,1,19,12,0.37806108168163066,0.44895126760497372,0,0.12960758959040405,9.3974500000000002E-2,6.9398000000000001E-2,0,1.844841099551928E-3,0,1.1218372799765606,null,null,0.35793102201362914,0.11351833274845347,0.39716018997629066,7.4070400595514105E-2,6.3973625464782316E-2,0,0,1.3484631500345877E-3,0,1.0080020339487044,null,{"$f":"J446*VLOOKUP($B446,$AR$36:$AZ$47,MATCH(AG$2,$AS$2:$BA$2,0)+1,FALSE)","v":0.36272977296266312},{"$f":"K446*VLOOKUP($B446,$AR$36:$AZ$47,MATCH(AH$2,$AS$2:$BA$2,0)+1,FALSE)","v":0.37933845309237124},{"$f":"L446*VLOOKUP($B446,$AR$36:$AZ$47,MATCH(AI$2,$AS$2:$BA$2,0)+1,FALSE)","v":0},{"$f":"M446*VLOOKUP($B446,$AR$36:$AZ$47,MATCH(AJ$2,$AS$2:$BA$2,0)+1,FALSE)","v":0.11141575937851343},{"$f":"N446*VLOOKUP($B446,$AR$36:$AZ$47,MATCH(AK$2,$AS$2:$BA$2,0)+1,FALSE)","v":7.3501039842824578E-2},{"$f":"O446*VLOOKUP($B446,$AR$36:$AZ$47,MATCH(AL$2,$AS$2:$BA$2,0)+1,FALSE)","v":6.1502041731779512E-2},{"$f":"P446*VLOOKUP($B446,$AR$36:$AZ$47,MATCH(AM$2,$AS$2:$BA$2,0)+1,FALSE)","v":0},{"$f":"Q446*VLOOKUP($B446,$AR$36:$AZ$47,MATCH(AN$2,$AS$2:$BA$2,0)+1,FALSE)","v":1.4098715321122319E-3},{"$f":"R446*VLOOKUP($B446,$AR$36:$BA$47,MATCH(AO$2,$AS$2:$BA$2,0)+1,FALSE)","v":0},0.98989693854026428]
[2006,1,19,13,null,2013,1,19,13,0.38279872881334503,0.4407522634489045,0,0.12525739839964986,9.343649999999995E-2,6.9475999999999996E-2,0,1.844841099551928E-3,0,1.1135657317614513,null,null,0.36241641065043806,0.10970816659481961,0.38990702402442157,7.364635071474443E-2,6.404552872980801E-2,0,0,1.3484631500345877E-3,0,1.0010719438642663,null,{"$f":"J447*VLOOKUP($B447,$AR$36:$AZ$47,MATCH(AG$2,$AS$2:$BA$2,0)+1,FALSE)","v":0.36727529682568566},{"$f":"K447*VLOOKUP($B447,$AR$36:$AZ$47,MATCH(AH$2,$AS$2:$BA$2,0)+1,FALSE)","v":0.37241075786599792},{"$f":"L447*VLOOKUP($B447,$AR$36:$AZ$47,MATCH(AI$2,$AS$2:$BA$2,0)+1,FALSE)","v":0},{"$f":"M447*VLOOKUP($B447,$AR$36:$AZ$47,MATCH(AJ$2,$AS$2:$BA$2,0)+1,FALSE)","v":0.10767616467968968},{"$f":"N447*VLOOKUP($B447,$AR$36:$AZ$47,MATCH(AK$2,$AS$2:$BA$2,0)+1,FALSE)","v":7.3080249528053615E-2},{"$f":"O447*VLOOKUP($B447,$AR$36:$AZ$47,MATCH(AL$2,$AS$2:$BA$2,0)+1,FALSE)","v":6.1571167056069527E-2},{"$f":"P447*VLOOKUP($B447,$AR$36:$AZ$47,MATCH(AM$2,$AS$2:$BA$2,0)+1,FALSE)","v":0},{"$f":"Q447*VLOOKUP($B447,$AR$36:$AZ$47,MATCH(AN$2,$AS$2:$BA$2,0)+1,FALSE)","v":1.4098715321122319E-3},{"$f":"R447*VLOOKUP($B447,$AR$36:$BA$47,MATCH(AO$2,$AS$2:$BA$2,0)+1,FALSE)","v":0},0.98342350748760865]
[2006,1,19,14,null,2013,1,19,14,0.34351406856890715,0.45182335000745977,0,0.14123325074262044,9.2909799999999987E-2,6.9599999999999995E-2,0,1.844841099551928E-3,0,1.100925310418539,null,null,0.32522348265000733,0.1237008048958699,0.39970094857283966,7.3231207457864586E-2,6.4159836484464244E-2,0,0,1.3484631500345877E-3,0,0.98736474321108025,null,{"$f":"J448*VLOOKUP($B448,$AR$36:$AZ$47,MATCH(AG$2,$AS$2:$BA$2,0)+1,FALSE)","v":0.32958372638421884},{"$f":"K448*VLOOKUP($B448,$AR$36:$AZ$47,MATCH(AH$2,$AS$2:$BA$2,0)+1,FALSE)","v":0.38176520043518419},{"$f":"L448*VLOOKUP($B448,$AR$36:$AZ$47,MATCH(AI$2,$AS$2:$BA$2,0)+1,FALSE)","v":0},{"$f":"M448*VLOOKUP($B448,$AR$36:$AZ$47,MATCH(AJ$2,$AS$2:$BA$2,0)+1,FALSE)","v":0.12140963295987485},{"$f":"N448*VLOOKUP($B448,$AR$36:$AZ$47,MATCH(AK$2,$AS$2:$BA$2,0)+1,FALSE)","v":7.2668297374169175E-2},{"$f":"O448*VLOOKUP($B448,$AR$36:$AZ$47,MATCH(AL$2,$AS$2:$BA$2,0)+1,FALSE)","v":6.1681058597248532E-2},{"$f":"P448*VLOOKUP($B448,$AR$36:$AZ$47,MATCH(AM$2,$AS$2:$BA$2,0)+1,FALSE)","v":0},{"$f":"Q448*VLOOKUP($B448,$AR$36:$AZ$47,MATCH(AN$2,$AS$2:$BA$2,0)+1,FALSE)","v":1.4098715321122319E-3},{"$f":"R448*VLOOKUP($B448,$AR$36:$BA$47,MATCH(AO$2,$AS$2:$BA$2,0)+1,FALSE)","v":0},0.9685177872828078]
[2006,1,19,15,null,2013,1,19,15,0.35446859439783451,0.43981806495793879,0,0.12791599157630756,9.2308000000000001E-2,6.9351999999999997E-2,0,1.844841099551928E-3,0,1.085707492031633,null,null,0.33559472903215826,0.11203672671868554,0.38908059479497131,7.2756870620973954E-2,6.3931220975151776E-2,0,0,1.3484631500345877E-3,0,0.97474860529197538,null,{"$f":"J449*VLOOKUP($B449,$AR$36:$AZ$47,MATCH(AG$2,$AS$2:$BA$2,0)+1,FALSE)","v":0.34009401918972537},{"$f":"K449*VLOOKUP($B449,$AR$36:$AZ$47,MATCH(AH$2,$AS$2:$BA$2,0)+1,FALSE)","v":0.37162141292810597},{"$f":"L449*VLOOKUP($B449,$AR$36:$AZ$47,MATCH(AI$2,$AS$2:$BA$2,0)+1,FALSE)","v":0},{"$f":"M449*VLOOKUP($B449,$AR$36:$AZ$47,MATCH(AJ$2,$AS$2:$BA$2,0)+1,FALSE)","v":0.10996159548348718},{"$f":"N449*VLOOKUP($B449,$AR$36:$AZ$47,MATCH(AK$2,$AS$2:$BA$2,0)+1,FALSE)","v":7.2197606646605739E-2},{"$f":"O449*VLOOKUP($B449,$AR$36:$AZ$47,MATCH(AL$2,$AS$2:$BA$2,0)+1,FALSE)","v":6.1461275514890522E-2},{"$f":"P449*VLOOKUP($B449,$AR$36:$AZ$47,MATCH(AM$2,$AS$2:$BA$2,0)+1,FALSE)","v":0},{"$f":"Q449*VLOOKUP($B449,$AR$36:$AZ$47,MATCH(AN$2,$AS$2:$BA$2,0)+1,FALSE)","v":1.4098715321122319E-3},{"$f":"R449*VLOOKUP($B449,$AR$36:$BA$47,MATCH(AO$2,$AS$2:$BA$2,0)+1,FALSE)","v":0},0.95674578129492704]
[2006,1,19,16,null,2013,1,19,16,0.36445202710737629,0.4388506834724949,0,0.12814776567942923,9.1695300000000035E-2,6.9664000000000004E-2,0,1.844841099551928E-3,0,1.0946546173588523,null,null,0.34504658865504262,0.11223972879475061,0.38822481056567604,7.2273942438915315E-2,6.4218834035254552E-2,0,0,1.3484631500345877E-3,0,0.9833523676396736,null,{"$f":"J450*VLOOKUP($B450,$AR$36:$AZ$47,MATCH(AG$2,$AS$2:$BA$2,0)+1,FALSE)","v":0.34967259909541809},{"$f":"K450*VLOOKUP($B450,$AR$36:$AZ$47,MATCH(AH$2,$AS$2:$BA$2,0)+1,FALSE)","v":0.37080403023488823},{"$f":"L450*VLOOKUP($B450,$AR$36:$AZ$47,MATCH(AI$2,$AS$2:$BA$2,0)+1,FALSE)","v":0},{"$f":"M450*VLOOKUP($B450,$AR$36:$AZ$47,MATCH(AJ$2,$AS$2:$BA$2,0)+1,FALSE)","v":0.11016083757868533},{"$f":"N450*VLOOKUP($B450,$AR$36:$AZ$47,MATCH(AK$2,$AS$2:$BA$2,0)+1,FALSE)","v":7.171839061340847E-2},{"$f":"O450*VLOOKUP($B450,$AR$36:$AZ$47,MATCH(AL$2,$AS$2:$BA$2,0)+1,FALSE)","v":6.1737776812050608E-2},{"$f":"P450*VLOOKUP($B450,$AR$36:$AZ$47,MATCH(AM$2,$AS$2:$BA$2,0)+1,FALSE)","v":0},{"$f":"Q450*VLOOKUP($B450,$AR$36:$AZ$47,MATCH(AN$2,$AS$2:$BA$2,0)+1,FALSE)","v":1.4098715321122319E-3},{"$f":"R450*VLOOKUP($B450,$AR$36:$BA$47,MATCH(AO$2,$AS$2:$BA$2,0)+1,FALSE)","v":0},0.96550350586656297]
[2006,1,19,17,null,2013,1,19,17,0.39920957718748551,0.44916808145100007,8.4180874785592388E-4,0.13780387556496609,8.9795800000000009E-2,6.9525000000000003E-2,1.71375666785885E-6,1.8782355444764843E-3,0,1.148224092252452,null,null,{"$f":"$J451*$AS$6","v":0.3779534548353069},{"$f":"$M451*$AV$6","v":0.12069714628477668},{"$f":"$K451*$AT$6","v":0.39735199214835415},{"$f":"$N451*$AW$6","v":7.0776762608948884E-2},{"$f":"$O451*$AX$6","v":6.4090698729631856E-2},{"$f":"$L451*$AU$6","v":4.7079278059094484E-4},{"$f":"$P451*$AY$6","v":8.5769883653262668E-7},{"$f":"$Q451*$AZ$6","v":1.3728723950408707E-3},0,{"$f":"SUM(V451:AD451)","v":1.0327145774814868},null,{"$f":"J451*VLOOKUP($B451,$AR$36:$AZ$47,MATCH(AG$2,$AS$2:$BA$2,0)+1,FALSE)","v":0.38302064484828241},{"$f":"K451*VLOOKUP($B451,$AR$36:$AZ$47,MATCH(AH$2,$AS$2:$BA$2,0)+1,FALSE)","v":0.37952164854117665},{"$f":"L451*VLOOKUP($B451,$AR$36:$AZ$47,MATCH(AI$2,$AS$2:$BA$2,0)+1,FALSE)","v":6.2228339095312681E-4},{"$f":"M451*VLOOKUP($B451,$AR$36:$AZ$47,MATCH(AJ$2,$AS$2:$BA$2,0)+1,FALSE)","v":0.11846160776459359},{"$f":"N451*VLOOKUP($B451,$AR$36:$AZ$47,MATCH(AK$2,$AS$2:$BA$2,0)+1,FALSE)","v":7.0232719232539764E-2},{"$f":"O451*VLOOKUP($B451,$AR$36:$AZ$47,MATCH(AL$2,$AS$2:$BA$2,0)+1,FALSE)","v":6.1614591939277367E-2},{"$f":"P451*VLOOKUP($B451,$AR$36:$AZ$47,MATCH(AM$2,$AS$2:$BA$2,0)+1,FALSE)","v":8.5769883653262668E-7},{"$f":"Q451*VLOOKUP($B451,$AR$36:$AZ$47,MATCH(AN$2,$AS$2:$BA$2,0)+1,FALSE)","v":1.4353923627362119E-3},{"$f":"R451*VLOOKUP($B451,$AR$36:$BA$47,MATCH(AO$2,$AS$2:$BA$2,0)+1,FALSE)","v":0},1.0149097457783958]
[2006,1,19,18,null,2013,1,19,18,0.47105911486774238,0.46168875699036033,8.4180874785592386E-3,0.14379327051171131,8.8641200000000003E-2,6.9842000000000001E-2,1.71375666785885E-5,2.1787855487974887E-3,0,1.2456383529638495,null,null,0.44597732637138271,0.12594302834056695,0.40842828090096606,6.9866710578583402E-2,6.4382920973390115E-2,4.7079278059094483E-3,8.5769883653262672E-6,1.5925556000974171E-3,{"$f":"$R452*$BA$6","v":0},1.1209073275592616,null,{"$f":"J452*VLOOKUP($B452,$AR$36:$AZ$47,MATCH(AG$2,$AS$2:$BA$2,0)+1,FALSE)","v":0.45195650667861742},{"$f":"K452*VLOOKUP($B452,$AR$36:$AZ$47,MATCH(AH$2,$AS$2:$BA$2,0)+1,FALSE)","v":0.39010091188998064},{"$f":"L452*VLOOKUP($B452,$AR$36:$AZ$47,MATCH(AI$2,$AS$2:$BA$2,0)+1,FALSE)","v":6.2228339095312677E-3},{"$f":"M452*VLOOKUP($B452,$AR$36:$AZ$47,MATCH(AJ$2,$AS$2:$BA$2,0)+1,FALSE)","v":0.1236103262024439},{"$f":"N452*VLOOKUP($B452,$AR$36:$AZ$47,MATCH(AK$2,$AS$2:$BA$2,0)+1,FALSE)","v":6.9329662545858525E-2},{"$f":"O452*VLOOKUP($B452,$AR$36:$AZ$47,MATCH(AL$2,$AS$2:$BA$2,0)+1,FALSE)","v":6.1895524346968857E-2},{"$f":"P452*VLOOKUP($B452,$AR$36:$AZ$47,MATCH(AM$2,$AS$2:$BA$2,0)+1,FALSE)","v":8.5769883653262672E-6},{"$f":"Q452*VLOOKUP($B452,$AR$36:$AZ$47,MATCH(AN$2,$AS$2:$BA$2,0)+1,FALSE)","v":1.66507983835203E-3},{"$f":"R452*VLOOKUP($B452,$AR$36:$BA$47,MATCH(AO$2,$AS$2:$BA$2,0)+1,FALSE)","v":0},{"$f":"SUM(AG452:AO452)","v":1.1047894224001178}]
[2006,1,19,19,null,2013,1,19,19,0.48563211520908273,0.44134333737925691,8.4180874785592386E-3,0.12819000708179196,8.6487499999999981E-2,6.9120000000000001E-2,1.71375666785885E-5,2.1787855487974887E-3,0,1.2213869702641671,null,null,0.45977437970144081,0.11227672642416665,0.39042991158796747,6.816917112093733E-2,6.3717354853536898E-2,4.7079278059094483E-3,8.5769883653262672E-6,1.5925556000974171E-3,0,1.1006766040824214,null,{"$f":"J453*VLOOKUP($B453,$AR$36:$AZ$47,MATCH(AG$2,$AS$2:$BA$2,0)+1,FALSE)","v":0.46593853593612944},{"$f":"K453*VLOOKUP($B453,$AR$36:$AZ$47,MATCH(AH$2,$AS$2:$BA$2,0)+1,FALSE)","v":0.37291018193845737},{"$f":"L453*VLOOKUP($B453,$AR$36:$AZ$47,MATCH(AI$2,$AS$2:$BA$2,0)+1,FALSE)","v":6.2228339095312677E-3},{"$f":"M453*VLOOKUP($B453,$AR$36:$AZ$47,MATCH(AJ$2,$AS$2:$BA$2,0)+1,FALSE)","v":0.11019714994230793},{"$f":"N453*VLOOKUP($B453,$AR$36:$AZ$47,MATCH(AK$2,$AS$2:$BA$2,0)+1,FALSE)","v":6.7645171651951205E-2},{"$f":"O453*VLOOKUP($B453,$AR$36:$AZ$47,MATCH(AL$2,$AS$2:$BA$2,0)+1,FALSE)","v":6.125567198623303E-2},{"$f":"P453*VLOOKUP($B453,$AR$36:$AZ$47,MATCH(AM$2,$AS$2:$BA$2,0)+1,FALSE)","v":8.5769883653262672E-6},{"$f":"Q453*VLOOKUP($B453,$AR$36:$AZ$47,MATCH(AN$2,$AS$2:$BA$2,0)+1,FALSE)","v":1.66507983835203E-3},{"$f":"R453*VLOOKUP($B453,$AR$36:$BA$47,MATCH(AO$2,$AS$2:$BA$2,0)+1,FALSE)","v":0},1.0858432021913274]
[2006,1,19,20,null,2013,1,19,20,0.46775041691788849,0.43171674968281809,8.4180874785592386E-3,0.12923460234274251,8.4718999999999975E-2,6.8905999999999995E-2,1.71375666785885E-5,2.1787855487974887E-3,0,1.1929407795374845,null,null,0.44284480177123647,0.11319164747774685,0.38191384832181996,6.6775245072347902E-2,6.3520081793081787E-2,4.7079278059094483E-3,8.5769883653262672E-6,1.5925556000974171E-3,0,1.0745546848306053,null,{"$f":"J454*VLOOKUP($B454,$AR$36:$AZ$47,MATCH(AG$2,$AS$2:$BA$2,0)+1,FALSE)","v":0.44878198458601232},{"$f":"K454*VLOOKUP($B454,$AR$36:$AZ$47,MATCH(AH$2,$AS$2:$BA$2,0)+1,FALSE)","v":0.36477625928621471},{"$f":"L454*VLOOKUP($B454,$AR$36:$AZ$47,MATCH(AI$2,$AS$2:$BA$2,0)+1,FALSE)","v":6.2228339095312677E-3},{"$f":"M454*VLOOKUP($B454,$AR$36:$AZ$47,MATCH(AJ$2,$AS$2:$BA$2,0)+1,FALSE)","v":0.11109512493443462},{"$f":"N454*VLOOKUP($B454,$AR$36:$AZ$47,MATCH(AK$2,$AS$2:$BA$2,0)+1,FALSE)","v":6.6261960366314834E-2},{"$f":"O454*VLOOKUP($B454,$AR$36:$AZ$47,MATCH(AL$2,$AS$2:$BA$2,0)+1,FALSE)","v":6.1066020455488611E-2},{"$f":"P454*VLOOKUP($B454,$AR$36:$AZ$47,MATCH(AM$2,$AS$2:$BA$2,0)+1,FALSE)","v":8.5769883653262672E-6},{"$f":"Q454*VLOOKUP($B454,$AR$36:$AZ$47,MATCH(AN$2,$AS$2:$BA$2,0)+1,FALSE)","v":1.66507983835203E-3},{"$f":"R454*VLOOKUP($B454,$AR$36:$BA$47,MATCH(AO$2,$AS$2:$BA$2,0)+1,FALSE)","v":0},1.0598778403647138]
[2006,1,19,21,null,2013,1,19,21,0.43269602908024923,0.43211998616860747,8.4180874785592386E-3,0.13893715914753493,8.365980000000002E-2,6.7631999999999998E-2,1.71375666785885E-5,2.1787855487974887E-3,0,1.1656589849904269,null,null,0.40965690311481151,0.12168974604865605,0.38227056739325915,6.5940387017122654E-2,6.2345661797662148E-2,4.7079278059094483E-3,8.5769883653262672E-6,1.5925556000974171E-3,0,1.0482123257658837,null,{"$f":"J455*VLOOKUP($B455,$AR$36:$AZ$47,MATCH(AG$2,$AS$2:$BA$2,0)+1,FALSE)","v":0.41514913857834074},{"$f":"K455*VLOOKUP($B455,$AR$36:$AZ$47,MATCH(AH$2,$AS$2:$BA$2,0)+1,FALSE)","v":0.365116971331791},{"$f":"L455*VLOOKUP($B455,$AR$36:$AZ$47,MATCH(AI$2,$AS$2:$BA$2,0)+1,FALSE)","v":6.2228339095312677E-3},{"$f":"M455*VLOOKUP($B455,$AR$36:$AZ$47,MATCH(AJ$2,$AS$2:$BA$2,0)+1,FALSE)","v":0.11943582271097246},{"$f":"N455*VLOOKUP($B455,$AR$36:$AZ$47,MATCH(AK$2,$AS$2:$BA$2,0)+1,FALSE)","v":6.5433519657382977E-2},{"$f":"O455*VLOOKUP($B455,$AR$36:$AZ$47,MATCH(AL$2,$AS$2:$BA$2,0)+1,FALSE)","v":5.9936973492084954E-2},{"$f":"P455*VLOOKUP($B455,$AR$36:$AZ$47,MATCH(AM$2,$AS$2:$BA$2,0)+1,FALSE)","v":8.5769883653262672E-6},{"$f":"Q455*VLOOKUP($B455,$AR$36:$AZ$47,MATCH(AN$2,$AS$2:$BA$2,0)+1,FALSE)","v":1.66507983835203E-3},{"$f":"R455*VLOOKUP($B455,$AR$36:$BA$47,MATCH(AO$2,$AS$2:$BA$2,0)+1,FALSE)","v":0},1.0329689165068208]
[2006,1,19,22,null,2013,1,19,22,0.42098793970255644,0.4167775258098807,8.4180874785592386E-3,0.13066425155180555,8.2534700000000016E-2,6.7135E-2,1.71375666785885E-5,2.1787855487974887E-3,0,1.1287134276582782,null,null,0.39857221706846113,0.11444382256364165,0.36869801529137458,6.50535867924871E-2,6.1887508942306137E-2,4.7079278059094483E-3,8.5769883653262672E-6,1.5925556000974171E-3,0,1.0149642110526429,null,{"$f":"J456*VLOOKUP($B456,$AR$36:$AZ$47,MATCH(AG$2,$AS$2:$BA$2,0)+1,FALSE)","v":0.40391584108337825},{"$f":"K456*VLOOKUP($B456,$AR$36:$AZ$47,MATCH(AH$2,$AS$2:$BA$2,0)+1,FALSE)","v":0.3521534592558403},{"$f":"L456*VLOOKUP($B456,$AR$36:$AZ$47,MATCH(AI$2,$AS$2:$BA$2,0)+1,FALSE)","v":6.2228339095312677E-3},{"$f":"M456*VLOOKUP($B456,$AR$36:$AZ$47,MATCH(AJ$2,$AS$2:$BA$2,0)+1,FALSE)","v":0.11232410737887354},{"$f":"N456*VLOOKUP($B456,$AR$36:$AZ$47,MATCH(AK$2,$AS$2:$BA$2,0)+1,FALSE)","v":6.455353604558231E-2},{"$f":"O456*VLOOKUP($B456,$AR$36:$AZ$47,MATCH(AL$2,$AS$2:$BA$2,0)+1,FALSE)","v":5.9496521105262649E-2},{"$f":"P456*VLOOKUP($B456,$AR$36:$AZ$47,MATCH(AM$2,$AS$2:$BA$2,0)+1,FALSE)","v":8.5769883653262672E-6},{"$f":"Q456*VLOOKUP($B456,$AR$36:$AZ$47,MATCH(AN$2,$AS$2:$BA$2,0)+1,FALSE)","v":1.66507983835203E-3},{"$f":"R456*VLOOKUP($B456,$AR$36:$BA$47,MATCH(AO$2,$AS$2:$BA$2,0)+1,FALSE)","v":0},1.0003399556051855]
[2006,1,19,23,null,2013,1,19,23,0.39875218904551984,0.39005383678044758,8.4180874785592386E-3,0.11144899672461483,8.16249E-2,6.6244999999999998E-2,1.71375666785885E-5,2.1787855487974887E-3,0,1.0587389331446178,null,null,0.37752042056374824,9.7613915470910237E-2,0.34505717456401142,6.433648533983985E-2,6.1067074251628356E-2,4.7079278059094483E-3,8.5769883653262672E-6,1.5925556000974171E-3,0,0.95190413058451029,null,{"$f":"J457*VLOOKUP($B457,$AR$36:$AZ$47,MATCH(AG$2,$AS$2:$BA$2,0)+1,FALSE)","v":0.38258180492285809},{"$f":"K457*VLOOKUP($B457,$AR$36:$AZ$47,MATCH(AH$2,$AS$2:$BA$2,0)+1,FALSE)","v":0.32957345205054506},{"$f":"L457*VLOOKUP($B457,$AR$36:$AZ$47,MATCH(AI$2,$AS$2:$BA$2,0)+1,FALSE)","v":6.2228339095312677E-3},{"$f":"M457*VLOOKUP($B457,$AR$36:$AZ$47,MATCH(AJ$2,$AS$2:$BA$2,0)+1,FALSE)","v":9.5805921869916225E-2},{"$f":"N457*VLOOKUP($B457,$AR$36:$AZ$47,MATCH(AK$2,$AS$2:$BA$2,0)+1,FALSE)","v":6.3841946773503147E-2},{"$f":"O457*VLOOKUP($B457,$AR$36:$AZ$47,MATCH(AL$2,$AS$2:$BA$2,0)+1,FALSE)","v":5.8707783430671401E-2},{"$f":"P457*VLOOKUP($B457,$AR$36:$AZ$47,MATCH(AM$2,$AS$2:$BA$2,0)+1,FALSE)","v":8.5769883653262672E-6},{"$f":"Q457*VLOOKUP($B457,$AR$36:$AZ$47,MATCH(AN$2,$AS$2:$BA$2,0)+1,FALSE)","v":1.66507983835203E-3},{"$f":"R457*VLOOKUP($B457,$AR$36:$BA$47,MATCH(AO$2,$AS$2:$BA$2,0)+1,FALSE)","v":0},0.93840739978374255]
[2006,1,19,24,null,2013,1,19,24,0.27680133379583599,0.4131313823080639,8.4180874785592386E-3,0.155026804894078,8.1476800000000002E-2,6.5224000000000004E-2,1.71375666785885E-5,2.1787855487974887E-3,0,1.0022743315920135,null,null,0.26206290226856011,0.13578205164150725,0.36547249138632448,6.4219753393107537E-2,6.0125878949176668E-2,4.7079278059094483E-3,8.5769883653262672E-6,1.5925556000974171E-3,0,0.89397213803304809,null,{"$f":"J458*VLOOKUP($B458,$AR$36:$AZ$47,MATCH(AG$2,$AS$2:$BA$2,0)+1,FALSE)","v":0.26557635744183078},{"$f":"K458*VLOOKUP($B458,$AR$36:$AZ$47,MATCH(AH$2,$AS$2:$BA$2,0)+1,FALSE)","v":0.34907267402248848},{"$f":"L458*VLOOKUP($B458,$AR$36:$AZ$47,MATCH(AI$2,$AS$2:$BA$2,0)+1,FALSE)","v":6.2228339095312677E-3},{"$f":"M458*VLOOKUP($B458,$AR$36:$AZ$47,MATCH(AJ$2,$AS$2:$BA$2,0)+1,FALSE)","v":0.13326711225695972},{"$f":"N458*VLOOKUP($B458,$AR$36:$AZ$47,MATCH(AK$2,$AS$2:$BA$2,0)+1,FALSE)","v":6.3726112116221409E-2},{"$f":"O458*VLOOKUP($B458,$AR$36:$AZ$47,MATCH(AL$2,$AS$2:$BA$2,0)+1,FALSE)","v":5.7802950660157171E-2},{"$f":"P458*VLOOKUP($B458,$AR$36:$AZ$47,MATCH(AM$2,$AS$2:$BA$2,0)+1,FALSE)","v":8.5769883653262672E-6},{"$f":"Q458*VLOOKUP($B458,$AR$36:$AZ$47,MATCH(AN$2,$AS$2:$BA$2,0)+1,FALSE)","v":1.66507983835203E-3},{"$f":"R458*VLOOKUP($B458,$AR$36:$BA$47,MATCH(AO$2,$AS$2:$BA$2,0)+1,FALSE)","v":0},0.8773416972339062]
[2006,1,20,1,null,2013,1,20,1,0.25852733404412098,0.36700152765511412,8.4180874785592386E-3,0.11700133962108511,8.1231500000000012E-2,6.4432000000000003E-2,1.71375666785885E-5,2.1787855487974887E-3,0,0.89880771191435549,null,null,0.24476191117390872,0.1024770003446196,0.32466418286927501,6.4026408716987115E-2,5.939578425814656E-2,4.7079278059094483E-3,8.5769883653262672E-6,1.5925556000974171E-3,0,0.80163434775730902,null,{"$f":"J459*VLOOKUP($B459,$AR$36:$AZ$47,MATCH(AG$2,$AS$2:$BA$2,0)+1,FALSE)","v":0.24804341342237388},{"$f":"K459*VLOOKUP($B459,$AR$36:$AZ$47,MATCH(AH$2,$AS$2:$BA$2,0)+1,FALSE)","v":0.31009555341254541},{"$f":"L459*VLOOKUP($B459,$AR$36:$AZ$47,MATCH(AI$2,$AS$2:$BA$2,0)+1,FALSE)","v":6.2228339095312677E-3},{"$f":"M459*VLOOKUP($B459,$AR$36:$AZ$47,MATCH(AJ$2,$AS$2:$BA$2,0)+1,FALSE)","v":0.10057893325061651},{"$f":"N459*VLOOKUP($B459,$AR$36:$AZ$47,MATCH(AK$2,$AS$2:$BA$2,0)+1,FALSE)","v":6.3534253632553564E-2},{"$f":"O459*VLOOKUP($B459,$AR$36:$AZ$47,MATCH(AL$2,$AS$2:$BA$2,0)+1,FALSE)","v":5.7101062751981582E-2},{"$f":"P459*VLOOKUP($B459,$AR$36:$AZ$47,MATCH(AM$2,$AS$2:$BA$2,0)+1,FALSE)","v":8.5769883653262672E-6},{"$f":"Q459*VLOOKUP($B459,$AR$36:$AZ$47,MATCH(AN$2,$AS$2:$BA$2,0)+1,FALSE)","v":1.66507983835203E-3},{"$f":"R459*VLOOKUP($B459,$AR$36:$BA$47,MATCH(AO$2,$AS$2:$BA$2,0)+1,FALSE)","v":0},0.78724970720631959]
[2006,1,20,2,null,2013,1,20,2,0.24142399351764493,0.35612922926439272,8.4180874785592386E-3,0.10776695185985298,8.1018300000000015E-2,6.4104999999999995E-2,1.71375666785885E-5,2.1787855487974887E-3,0,0.86105748523592585,null,null,0.22856924694288389,9.4388953140589135E-2,0.31504611425934914,6.3858365158288063E-2,5.9094343647077302E-2,4.7079278059094483E-3,8.5769883653262672E-6,1.5925556000974171E-3,0,0.76726608354255976,null,{"$f":"J460*VLOOKUP($B460,$AR$36:$AZ$47,MATCH(AG$2,$AS$2:$BA$2,0)+1,FALSE)","v":0.23163365551109502},{"$f":"K460*VLOOKUP($B460,$AR$36:$AZ$47,MATCH(AH$2,$AS$2:$BA$2,0)+1,FALSE)","v":0.30090907561263452},{"$f":"L460*VLOOKUP($B460,$AR$36:$AZ$47,MATCH(AI$2,$AS$2:$BA$2,0)+1,FALSE)","v":6.2228339095312677E-3},{"$f":"M460*VLOOKUP($B460,$AR$36:$AZ$47,MATCH(AJ$2,$AS$2:$BA$2,0)+1,FALSE)","v":9.2640691917182258E-2},{"$f":"N460*VLOOKUP($B460,$AR$36:$AZ$47,MATCH(AK$2,$AS$2:$BA$2,0)+1,FALSE)","v":6.3367501782908287E-2},{"$f":"O460*VLOOKUP($B460,$AR$36:$AZ$47,MATCH(AL$2,$AS$2:$BA$2,0)+1,FALSE)","v":5.681126812322726E-2},{"$f":"P460*VLOOKUP($B460,$AR$36:$AZ$47,MATCH(AM$2,$AS$2:$BA$2,0)+1,FALSE)","v":8.5769883653262672E-6},{"$f":"Q460*VLOOKUP($B460,$AR$36:$AZ$47,MATCH(AN$2,$AS$2:$BA$2,0)+1,FALSE)","v":1.66507983835203E-3},{"$f":"R460*VLOOKUP($B460,$AR$36:$BA$47,MATCH(AO$2,$AS$2:$BA$2,0)+1,FALSE)","v":0},0.75325868368329596]
[2006,1,20,3,null,2013,1,20,3,0.22542875961060002,0.35272056494514908,8.4180874785592386E-3,0.10625926258166708,8.0756399999999992E-2,6.3786999999999996E-2,1.71375666785885E-5,2.1787855487974887E-3,0,0.83956599773145135,null,null,0.21342568761583078,9.3068425741667016E-2,0.31203067390695127,6.3651936415214494E-2,5.8801199566587935E-2,4.7079278059094483E-3,8.5769883653262672E-6,1.5925556000974171E-3,0,0.74728698364062363,null,{"$f":"J461*VLOOKUP($B461,$AR$36:$AZ$47,MATCH(AG$2,$AS$2:$BA$2,0)+1,FALSE)","v":0.21628706776453355},{"$f":"K461*VLOOKUP($B461,$AR$36:$AZ$47,MATCH(AH$2,$AS$2:$BA$2,0)+1,FALSE)","v":0.29802894686977338},{"$f":"L461*VLOOKUP($B461,$AR$36:$AZ$47,MATCH(AI$2,$AS$2:$BA$2,0)+1,FALSE)","v":6.2228339095312677E-3},{"$f":"M461*VLOOKUP($B461,$AR$36:$AZ$47,MATCH(AJ$2,$AS$2:$BA$2,0)+1,FALSE)","v":9.1344623173316333E-2},{"$f":"N461*VLOOKUP($B461,$AR$36:$AZ$47,MATCH(AK$2,$AS$2:$BA$2,0)+1,FALSE)","v":6.316265980625678E-2},{"$f":"O461*VLOOKUP($B461,$AR$36:$AZ$47,MATCH(AL$2,$AS$2:$BA$2,0)+1,FALSE)","v":5.6529449493429487E-2},{"$f":"P461*VLOOKUP($B461,$AR$36:$AZ$47,MATCH(AM$2,$AS$2:$BA$2,0)+1,FALSE)","v":8.5769883653262672E-6},{"$f":"Q461*VLOOKUP($B461,$AR$36:$AZ$47,MATCH(AN$2,$AS$2:$BA$2,0)+1,FALSE)","v":1.66507983835203E-3},{"$f":"R461*VLOOKUP($B461,$AR$36:$BA$47,MATCH(AO$2,$AS$2:$BA$2,0)+1,FALSE)","v":0},0.73324923784355822]
[2006,1,20,4,null,2013,1,20,4,0.22455333044229542,0.35023950706619911,8.4180874785592386E-3,0.10444502758720532,8.0837800000000015E-2,6.3259999999999997E-2,1.71375666785885E-5,2.1787855487974887E-3,0,0.83394967568973499,null,null,0.21259687113062675,9.1479406669280477E-2,0.30983583119316932,6.3716095635093048E-2,5.831539160929896E-2,4.7079278059094483E-3,8.5769883653262672E-6,1.5925556000974171E-3,0,0.74225265663184081,null,{"$f":"J462*VLOOKUP($B462,$AR$36:$AZ$47,MATCH(AG$2,$AS$2:$BA$2,0)+1,FALSE)","v":0.21544713940678889},{"$f":"K462*VLOOKUP($B462,$AR$36:$AZ$47,MATCH(AH$2,$AS$2:$BA$2,0)+1,FALSE)","v":0.29593259315447074},{"$f":"L462*VLOOKUP($B462,$AR$36:$AZ$47,MATCH(AI$2,$AS$2:$BA$2,0)+1,FALSE)","v":6.2228339095312677E-3},{"$f":"M462*VLOOKUP($B462,$AR$36:$AZ$47,MATCH(AJ$2,$AS$2:$BA$2,0)+1,FALSE)","v":8.9785035727566978E-2},{"$f":"N462*VLOOKUP($B462,$AR$36:$AZ$47,MATCH(AK$2,$AS$2:$BA$2,0)+1,FALSE)","v":6.3226325850164522E-2},{"$f":"O462*VLOOKUP($B462,$AR$36:$AZ$47,MATCH(AL$2,$AS$2:$BA$2,0)+1,FALSE)","v":5.6062410443418711E-2},{"$f":"P462*VLOOKUP($B462,$AR$36:$AZ$47,MATCH(AM$2,$AS$2:$BA$2,0)+1,FALSE)","v":8.5769883653262672E-6},{"$f":"Q462*VLOOKUP($B462,$AR$36:$AZ$47,MATCH(AN$2,$AS$2:$BA$2,0)+1,FALSE)","v":1.66507983835203E-3},{"$f":"R462*VLOOKUP($B462,$AR$36:$BA$47,MATCH(AO$2,$AS$2:$BA$2,0)+1,FALSE)","v":0},0.72834999531865863]
[2006,1,20,5,null,2013,1,20,5,0.226318691057112,0.3501101342767784,8.4180874785592386E-3,0.10119638109179581,8.129560000000001E-2,6.4019999999999994E-2,1.71375666785885E-5,2.1787855487974887E-3,0,0.83355481701972145,null,null,0.21426823419786786,8.8634041401602526E-2,0.30972138286585266,6.4076932132149433E-2,5.9015987524933915E-2,4.7079278059094483E-3,8.5769883653262672E-6,1.5925556000974171E-3,0,0.74202563851677861,null,{"$f":"J463*VLOOKUP($B463,$AR$36:$AZ$47,MATCH(AG$2,$AS$2:$BA$2,0)+1,FALSE)","v":0.2171409102973586},{"$f":"K463*VLOOKUP($B463,$AR$36:$AZ$47,MATCH(AH$2,$AS$2:$BA$2,0)+1,FALSE)","v":0.2958232804576319},{"$f":"L463*VLOOKUP($B463,$AR$36:$AZ$47,MATCH(AI$2,$AS$2:$BA$2,0)+1,FALSE)","v":6.2228339095312677E-3},{"$f":"M463*VLOOKUP($B463,$AR$36:$AZ$47,MATCH(AJ$2,$AS$2:$BA$2,0)+1,FALSE)","v":8.6992371984785696E-2},{"$f":"N463*VLOOKUP($B463,$AR$36:$AZ$47,MATCH(AK$2,$AS$2:$BA$2,0)+1,FALSE)","v":6.3584388686785565E-2},{"$f":"O463*VLOOKUP($B463,$AR$36:$AZ$47,MATCH(AL$2,$AS$2:$BA$2,0)+1,FALSE)","v":5.6735939244193262E-2},{"$f":"P463*VLOOKUP($B463,$AR$36:$AZ$47,MATCH(AM$2,$AS$2:$BA$2,0)+1,FALSE)","v":8.5769883653262672E-6},{"$f":"Q463*VLOOKUP($B463,$AR$36:$AZ$47,MATCH(AN$2,$AS$2:$BA$2,0)+1,FALSE)","v":1.66507983835203E-3},{"$f":"R463*VLOOKUP($B463,$AR$36:$BA$47,MATCH(AO$2,$AS$2:$BA$2,0)+1,FALSE)","v":0},0.72817338140700361]
[2006,1,20,6,null,2013,1,20,6,0.2312754615199244,0.35723916897059893,8.4180874785592386E-3,0.10270818558118743,8.2362499999999991E-2,6.3997999999999999E-2,1.71375666785885E-5,2.1787855487974887E-3,0,0.84819732666574599,null,null,0.21896107882961305,8.9958173156692814E-2,0.3160280111741986,6.4917859302768624E-2,5.8995707116849747E-2,4.7079278059094483E-3,8.5769883653262672E-6,1.5925556000974171E-3,0,0.75516988997449497,null,{"$f":"J464*VLOOKUP($B464,$AR$36:$AZ$47,MATCH(AG$2,$AS$2:$BA$2,0)+1,FALSE)","v":0.22189667150030112},{"$f":"K464*VLOOKUP($B464,$AR$36:$AZ$47,MATCH(AH$2,$AS$2:$BA$2,0)+1,FALSE)","v":0.3018469119471307},{"$f":"L464*VLOOKUP($B464,$AR$36:$AZ$47,MATCH(AI$2,$AS$2:$BA$2,0)+1,FALSE)","v":6.2228339095312677E-3},{"$f":"M464*VLOOKUP($B464,$AR$36:$AZ$47,MATCH(AJ$2,$AS$2:$BA$2,0)+1,FALSE)","v":8.8291978325353612E-2},{"$f":"N464*VLOOKUP($B464,$AR$36:$AZ$47,MATCH(AK$2,$AS$2:$BA$2,0)+1,FALSE)","v":6.4418851859330328E-2},{"$f":"O464*VLOOKUP($B464,$AR$36:$AZ$47,MATCH(AL$2,$AS$2:$BA$2,0)+1,FALSE)","v":5.6716442357855057E-2},{"$f":"P464*VLOOKUP($B464,$AR$36:$AZ$47,MATCH(AM$2,$AS$2:$BA$2,0)+1,FALSE)","v":8.5769883653262672E-6},{"$f":"Q464*VLOOKUP($B464,$AR$36:$AZ$47,MATCH(AN$2,$AS$2:$BA$2,0)+1,FALSE)","v":1.66507983835203E-3},{"$f":"R464*VLOOKUP($B464,$AR$36:$BA$47,MATCH(AO$2,$AS$2:$BA$2,0)+1,FALSE)","v":0},0.74106734672621932]
[2006,1,20,7,null,2013,1,20,7,0.24420238664361629,0.37014925535587673,8.4180874785592386E-3,0.10406652504875498,8.420140000000001E-2,6.4959000000000003E-2,1.71375666785885E-5,2.1787855487974887E-3,0,0.8781925776422832,null,null,0.23119970307635077,9.1147890766224746E-2,0.32744878828602259,6.6367274406388135E-2,5.9881592215435528E-2,4.7079278059094483E-3,8.5769883653262672E-6,1.5925556000974171E-3,0,0.78235430914479398,null,{"$f":"J465*VLOOKUP($B465,$AR$36:$AZ$47,MATCH(AG$2,$AS$2:$BA$2,0)+1,FALSE)","v":0.234299377947538},{"$f":"K465*VLOOKUP($B465,$AR$36:$AZ$47,MATCH(AH$2,$AS$2:$BA$2,0)+1,FALSE)","v":0.31275520545703839},{"$f":"L465*VLOOKUP($B465,$AR$36:$AZ$47,MATCH(AI$2,$AS$2:$BA$2,0)+1,FALSE)","v":6.2228339095312677E-3},{"$f":"M465*VLOOKUP($B465,$AR$36:$AZ$47,MATCH(AJ$2,$AS$2:$BA$2,0)+1,FALSE)","v":8.9459660123550166E-2},{"$f":"N465*VLOOKUP($B465,$AR$36:$AZ$47,MATCH(AK$2,$AS$2:$BA$2,0)+1,FALSE)","v":6.5857125669427447E-2},{"$f":"O465*VLOOKUP($B465,$AR$36:$AZ$47,MATCH(AL$2,$AS$2:$BA$2,0)+1,FALSE)","v":5.7568101801992358E-2},{"$f":"P465*VLOOKUP($B465,$AR$36:$AZ$47,MATCH(AM$2,$AS$2:$BA$2,0)+1,FALSE)","v":8.5769883653262672E-6},{"$f":"Q465*VLOOKUP($B465,$AR$36:$AZ$47,MATCH(AN$2,$AS$2:$BA$2,0)+1,FALSE)","v":1.66507983835203E-3},{"$f":"R465*VLOOKUP($B465,$AR$36:$BA$47,MATCH(AO$2,$AS$2:$BA$2,0)+1,FALSE)","v":0},0.76783596173579494]
[2006,1,20,8,null,2013,1,20,8,0.2745926741080898,0.38190216417244138,4.6299481132075805E-3,0.10377342440506231,8.5330900000000029E-2,6.6659999999999997E-2,9.4256616732236739E-6,2.0285105466369873E-3,0,0.91892704700711136,null,null,0.25997184381896005,9.0891175117822978E-2,0.33784587998655868,6.7257542696963074E-2,6.1449636495034286E-2,2.589360293250196E-3,4.7173436009294462E-6,1.4827139975691443E-3,0,0.82149286974975932,null,{"$f":"J466*VLOOKUP($B466,$AR$36:$AZ$47,MATCH(AG$2,$AS$2:$BA$2,0)+1,FALSE)","v":0.26345726434839611},{"$f":"K466*VLOOKUP($B466,$AR$36:$AZ$47,MATCH(AH$2,$AS$2:$BA$2,0)+1,FALSE)","v":0.32268574930781141},{"$f":"L466*VLOOKUP($B466,$AR$36:$AZ$47,MATCH(AI$2,$AS$2:$BA$2,0)+1,FALSE)","v":3.4225586502421969E-3},{"$f":"M466*VLOOKUP($B466,$AR$36:$AZ$47,MATCH(AJ$2,$AS$2:$BA$2,0)+1,FALSE)","v":8.9207699332561369E-2},{"$f":"N466*VLOOKUP($B466,$AR$36:$AZ$47,MATCH(AK$2,$AS$2:$BA$2,0)+1,FALSE)","v":6.6740550689006931E-2},{"$f":"O466*VLOOKUP($B466,$AR$36:$AZ$47,MATCH(AL$2,$AS$2:$BA$2,0)+1,FALSE)","v":5.9075565604778557E-2},{"$f":"P466*VLOOKUP($B466,$AR$36:$AZ$47,MATCH(AM$2,$AS$2:$BA$2,0)+1,FALSE)","v":4.7173436009294462E-6},{"$f":"Q466*VLOOKUP($B466,$AR$36:$AZ$47,MATCH(AN$2,$AS$2:$BA$2,0)+1,FALSE)","v":1.5502361005441216E-3},{"$f":"R466*VLOOKUP($B466,$AR$36:$BA$47,MATCH(AO$2,$AS$2:$BA$2,0)+1,FALSE)","v":0},0.8061443413769418]
[2006,1,20,9,null,2013,1,20,9,0.3163277094621928,0.38817629711106982,0,0.10443428997862021,8.6614200000000002E-2,6.7198999999999995E-2,0,1.844841099551928E-3,0,0.96459633765143482,null,null,0.29948467542707757,9.1470002008425824E-2,0.34339622811929793,6.8269035656055396E-2,6.1946506493096444E-2,0,0,1.3484631500345877E-3,0,0.86591491085398764,null,{"$f":"J467*VLOOKUP($B467,$AR$36:$AZ$47,MATCH(AG$2,$AS$2:$BA$2,0)+1,FALSE)","v":0.30349984114906992},{"$f":"K467*VLOOKUP($B467,$AR$36:$AZ$47,MATCH(AH$2,$AS$2:$BA$2,0)+1,FALSE)","v":0.32798703712047744},{"$f":"L467*VLOOKUP($B467,$AR$36:$AZ$47,MATCH(AI$2,$AS$2:$BA$2,0)+1,FALSE)","v":0},{"$f":"M467*VLOOKUP($B467,$AR$36:$AZ$47,MATCH(AJ$2,$AS$2:$BA$2,0)+1,FALSE)","v":8.9775805258747982E-2},{"$f":"N467*VLOOKUP($B467,$AR$36:$AZ$47,MATCH(AK$2,$AS$2:$BA$2,0)+1,FALSE)","v":6.7744268553217912E-2},{"$f":"O467*VLOOKUP($B467,$AR$36:$AZ$47,MATCH(AL$2,$AS$2:$BA$2,0)+1,FALSE)","v":5.9553239320064712E-2},{"$f":"P467*VLOOKUP($B467,$AR$36:$AZ$47,MATCH(AM$2,$AS$2:$BA$2,0)+1,FALSE)","v":0},{"$f":"Q467*VLOOKUP($B467,$AR$36:$AZ$47,MATCH(AN$2,$AS$2:$BA$2,0)+1,FALSE)","v":1.4098715321122319E-3},{"$f":"R467*VLOOKUP($B467,$AR$36:$BA$47,MATCH(AO$2,$AS$2:$BA$2,0)+1,FALSE)","v":0},0.84997006293369015]
[2006,1,20,10,null,2013,1,20,10,0.35654434874258706,0.39288372538709149,0,9.7967788592933938E-2,8.7320599999999984E-2,6.7755999999999997E-2,0,1.844841099551928E-3,0,1.0043173038221644,null,null,0.33755995875313805,8.5806240662824662E-2,0.34756060684658902,6.8825817878686746E-2,6.2459969552318376E-2,0,0,1.3484631500345877E-3,0,0.90356105684359145,null,{"$f":"J468*VLOOKUP($B468,$AR$36:$AZ$47,MATCH(AG$2,$AS$2:$BA$2,0)+1,FALSE)","v":0.34208559657941401},{"$f":"K468*VLOOKUP($B468,$AR$36:$AZ$47,MATCH(AH$2,$AS$2:$BA$2,0)+1,FALSE)","v":0.33196454802003583},{"$f":"L468*VLOOKUP($B468,$AR$36:$AZ$47,MATCH(AI$2,$AS$2:$BA$2,0)+1,FALSE)","v":0},{"$f":"M468*VLOOKUP($B468,$AR$36:$AZ$47,MATCH(AJ$2,$AS$2:$BA$2,0)+1,FALSE)","v":8.4216947442740969E-2},{"$f":"N468*VLOOKUP($B468,$AR$36:$AZ$47,MATCH(AK$2,$AS$2:$BA$2,0)+1,FALSE)","v":6.8296770929340903E-2},{"$f":"O468*VLOOKUP($B468,$AR$36:$AZ$47,MATCH(AL$2,$AS$2:$BA$2,0)+1,FALSE)","v":6.0046865033263959E-2},{"$f":"P468*VLOOKUP($B468,$AR$36:$AZ$47,MATCH(AM$2,$AS$2:$BA$2,0)+1,FALSE)","v":0},{"$f":"Q468*VLOOKUP($B468,$AR$36:$AZ$47,MATCH(AN$2,$AS$2:$BA$2,0)+1,FALSE)","v":1.4098715321122319E-3},{"$f":"R468*VLOOKUP($B468,$AR$36:$BA$47,MATCH(AO$2,$AS$2:$BA$2,0)+1,FALSE)","v":0},0.88802059953690793]
[2006,1,20,11,null,2013,1,20,11,0.34944597881948775,0.40745388323024601,0,0.11122466944708177,8.9599499999999999E-2,6.8274000000000001E-2,0,1.844841099551928E-3,0,1.0278428725963675,null,null,0.33083954524243103,9.7417435784681761E-2,0.36044994935327601,7.0622039576244258E-2,6.2937480979027474E-2,0,0,1.3484631500345877E-3,0,0.92361491408569518,null,{"$f":"J469*VLOOKUP($B469,$AR$36:$AZ$47,MATCH(AG$2,$AS$2:$BA$2,0)+1,FALSE)","v":0.33527508305298054},{"$f":"K469*VLOOKUP($B469,$AR$36:$AZ$47,MATCH(AH$2,$AS$2:$BA$2,0)+1,FALSE)","v":0.34427550810935464},{"$f":"L469*VLOOKUP($B469,$AR$36:$AZ$47,MATCH(AI$2,$AS$2:$BA$2,0)+1,FALSE)","v":0},{"$f":"M469*VLOOKUP($B469,$AR$36:$AZ$47,MATCH(AJ$2,$AS$2:$BA$2,0)+1,FALSE)","v":9.561308135760789E-2},{"$f":"N469*VLOOKUP($B469,$AR$36:$AZ$47,MATCH(AK$2,$AS$2:$BA$2,0)+1,FALSE)","v":7.007918551731758E-2},{"$f":"O469*VLOOKUP($B469,$AR$36:$AZ$47,MATCH(AL$2,$AS$2:$BA$2,0)+1,FALSE)","v":6.0505928084318199E-2},{"$f":"P469*VLOOKUP($B469,$AR$36:$AZ$47,MATCH(AM$2,$AS$2:$BA$2,0)+1,FALSE)","v":0},{"$f":"Q469*VLOOKUP($B469,$AR$36:$AZ$47,MATCH(AN$2,$AS$2:$BA$2,0)+1,FALSE)","v":1.4098715321122319E-3},{"$f":"R469*VLOOKUP($B469,$AR$36:$BA$47,MATCH(AO$2,$AS$2:$BA$2,0)+1,FALSE)","v":0},0.90715865765369119]
[2006,1,20,12,null,2013,1,20,12,0.35843714126728687,0.41395659678115215,0,0.11421072664610211,9.1378799999999982E-2,6.8975999999999996E-2,0,1.844841099551928E-3,0,1.0488041057940931,null,null,0.33935196855169247,0.10003280912659447,0.36620250900861862,7.2024478150321244E-2,6.3584610364258692E-2,0,0,1.3484631500345877E-3,0,0.94254483835152003,null,{"$f":"J470*VLOOKUP($B470,$AR$36:$AZ$47,MATCH(AG$2,$AS$2:$BA$2,0)+1,FALSE)","v":0.34390163170182303},{"$f":"K470*VLOOKUP($B470,$AR$36:$AZ$47,MATCH(AH$2,$AS$2:$BA$2,0)+1,FALSE)","v":0.34976993362342623},{"$f":"L470*VLOOKUP($B470,$AR$36:$AZ$47,MATCH(AI$2,$AS$2:$BA$2,0)+1,FALSE)","v":0},{"$f":"M470*VLOOKUP($B470,$AR$36:$AZ$47,MATCH(AJ$2,$AS$2:$BA$2,0)+1,FALSE)","v":9.818001305835114E-2},{"$f":"N470*VLOOKUP($B470,$AR$36:$AZ$47,MATCH(AK$2,$AS$2:$BA$2,0)+1,FALSE)","v":7.1470843894774608E-2},{"$f":"O470*VLOOKUP($B470,$AR$36:$AZ$47,MATCH(AL$2,$AS$2:$BA$2,0)+1,FALSE)","v":6.1128056002928373E-2},{"$f":"P470*VLOOKUP($B470,$AR$36:$AZ$47,MATCH(AM$2,$AS$2:$BA$2,0)+1,FALSE)","v":0},{"$f":"Q470*VLOOKUP($B470,$AR$36:$AZ$47,MATCH(AN$2,$AS$2:$BA$2,0)+1,FALSE)","v":1.4098715321122319E-3},{"$f":"R470*VLOOKUP($B470,$AR$36:$BA$47,MATCH(AO$2,$AS$2:$BA$2,0)+1,FALSE)","v":0},0.92586034981341558]
[2006,1,20,13,null,2013,1,20,13,0.34511038531354199,0.42162697539467681,0,0.12621779624741539,9.27674E-2,6.9419999999999996E-2,0,1.844841099551928E-3,0,1.0569873980551863,null,null,0.3267348026761871,0.11054934235310729,0.37298803173046996,7.3118968232917386E-2,6.3993905872866491E-2,0,0,1.3484631500345877E-3,0,0.9487335140155827,null,{"$f":"J471*VLOOKUP($B471,$AR$36:$AZ$47,MATCH(AG$2,$AS$2:$BA$2,0)+1,FALSE)","v":0.33111530855020732},{"$f":"K471*VLOOKUP($B471,$AR$36:$AZ$47,MATCH(AH$2,$AS$2:$BA$2,0)+1,FALSE)","v":0.35625097013638563},{"$f":"L471*VLOOKUP($B471,$AR$36:$AZ$47,MATCH(AI$2,$AS$2:$BA$2,0)+1,FALSE)","v":0},{"$f":"M471*VLOOKUP($B471,$AR$36:$AZ$47,MATCH(AJ$2,$AS$2:$BA$2,0)+1,FALSE)","v":0.1085017602783151},{"$f":"N471*VLOOKUP($B471,$AR$36:$AZ$47,MATCH(AK$2,$AS$2:$BA$2,0)+1,FALSE)","v":7.2556920904237265E-2},{"$f":"O471*VLOOKUP($B471,$AR$36:$AZ$47,MATCH(AL$2,$AS$2:$BA$2,0)+1,FALSE)","v":6.1521538618117717E-2},{"$f":"P471*VLOOKUP($B471,$AR$36:$AZ$47,MATCH(AM$2,$AS$2:$BA$2,0)+1,FALSE)","v":0},{"$f":"Q471*VLOOKUP($B471,$AR$36:$AZ$47,MATCH(AN$2,$AS$2:$BA$2,0)+1,FALSE)","v":1.4098715321122319E-3},{"$f":"R471*VLOOKUP($B471,$AR$36:$BA$47,MATCH(AO$2,$AS$2:$BA$2,0)+1,FALSE)","v":0},0.93135637001937521]
[2006,1,20,14,null,2013,1,20,14,0.34060274935354773,0.41888768719164315,0,0.12112669227290232,9.305179999999999E-2,6.9691000000000003E-2,0,1.844841099551928E-3,0,1.0452047699176452,null,null,0.32246717814617842,0.1060902390177071,0.37056474817695539,7.3343131404090031E-2,6.4243723626994223E-2,0,0,1.3484631500345877E-3,0,0.93805748352195972,null,{"$f":"J472*VLOOKUP($B472,$AR$36:$AZ$47,MATCH(AG$2,$AS$2:$BA$2,0)+1,FALSE)","v":0.32679046833895292},{"$f":"K472*VLOOKUP($B472,$AR$36:$AZ$47,MATCH(AH$2,$AS$2:$BA$2,0)+1,FALSE)","v":0.35393642638856115},{"$f":"L472*VLOOKUP($B472,$AR$36:$AZ$47,MATCH(AI$2,$AS$2:$BA$2,0)+1,FALSE)","v":0},{"$f":"M472*VLOOKUP($B472,$AR$36:$AZ$47,MATCH(AJ$2,$AS$2:$BA$2,0)+1,FALSE)","v":0.10412524793680837},{"$f":"N472*VLOOKUP($B472,$AR$36:$AZ$47,MATCH(AK$2,$AS$2:$BA$2,0)+1,FALSE)","v":7.277936098884849E-2},{"$f":"O472*VLOOKUP($B472,$AR$36:$AZ$47,MATCH(AL$2,$AS$2:$BA$2,0)+1,FALSE)","v":6.176170480892023E-2},{"$f":"P472*VLOOKUP($B472,$AR$36:$AZ$47,MATCH(AM$2,$AS$2:$BA$2,0)+1,FALSE)","v":0},{"$f":"Q472*VLOOKUP($B472,$AR$36:$AZ$47,MATCH(AN$2,$AS$2:$BA$2,0)+1,FALSE)","v":1.4098715321122319E-3},{"$f":"R472*VLOOKUP($B472,$AR$36:$BA$47,MATCH(AO$2,$AS$2:$BA$2,0)+1,FALSE)","v":0},0.9208030799942033]
[2006,1,20,15,null,2013,1,20,15,0.35466698761008203,0.41062188901904573,0,0.10992161183988398,9.3408299999999972E-2,6.9439000000000001E-2,0,1.844841099551928E-3,0,1.0399026295685636,null,null,0.33578255869424478,9.6276137443189927E-2,0.36325249357514189,7.3624123564860242E-2,6.401142077075736E-2,0,0,1.3484631500345877E-3,0,0.93429519719822884,null,{"$f":"J473*VLOOKUP($B473,$AR$36:$AZ$47,MATCH(AG$2,$AS$2:$BA$2,0)+1,FALSE)","v":0.34028436706821047},{"$f":"K473*VLOOKUP($B473,$AR$36:$AZ$47,MATCH(AH$2,$AS$2:$BA$2,0)+1,FALSE)","v":0.34695229399242372},{"$f":"L473*VLOOKUP($B473,$AR$36:$AZ$47,MATCH(AI$2,$AS$2:$BA$2,0)+1,FALSE)","v":0},{"$f":"M473*VLOOKUP($B473,$AR$36:$AZ$47,MATCH(AJ$2,$AS$2:$BA$2,0)+1,FALSE)","v":9.4492922011394434E-2},{"$f":"N473*VLOOKUP($B473,$AR$36:$AZ$47,MATCH(AK$2,$AS$2:$BA$2,0)+1,FALSE)","v":7.3058193232744081E-2},{"$f":"O473*VLOOKUP($B473,$AR$36:$AZ$47,MATCH(AL$2,$AS$2:$BA$2,0)+1,FALSE)","v":6.1538376838137086E-2},{"$f":"P473*VLOOKUP($B473,$AR$36:$AZ$47,MATCH(AM$2,$AS$2:$BA$2,0)+1,FALSE)","v":0},{"$f":"Q473*VLOOKUP($B473,$AR$36:$AZ$47,MATCH(AN$2,$AS$2:$BA$2,0)+1,FALSE)","v":1.4098715321122319E-3},{"$f":"R473*VLOOKUP($B473,$AR$36:$BA$47,MATCH(AO$2,$AS$2:$BA$2,0)+1,FALSE)","v":0},0.91773602467502213]
[2006,1,20,16,null,2013,1,20,16,0.36744031691993073,0.41423863211573575,0,0.11546128073638794,9.373999999999999E-2,6.9545999999999997E-2,0,1.844841099551928E-3,0,1.0622710708716063,null,null,0.34787576541643495,0.10112812164486319,0.36645200870969041,7.3885568444881242E-2,6.4110057300984916E-2,0,0,1.3484631500345877E-3,0,0.95479998466688931,null,{"$f":"J474*VLOOKUP($B474,$AR$36:$AZ$47,MATCH(AG$2,$AS$2:$BA$2,0)+1,FALSE)","v":0.35253970639044324},{"$f":"K474*VLOOKUP($B474,$AR$36:$AZ$47,MATCH(AH$2,$AS$2:$BA$2,0)+1,FALSE)","v":0.35000823754471611},{"$f":"L474*VLOOKUP($B474,$AR$36:$AZ$47,MATCH(AI$2,$AS$2:$BA$2,0)+1,FALSE)","v":0},{"$f":"M474*VLOOKUP($B474,$AR$36:$AZ$47,MATCH(AJ$2,$AS$2:$BA$2,0)+1,FALSE)","v":9.9255038325416337E-2},{"$f":"N474*VLOOKUP($B474,$AR$36:$AZ$47,MATCH(AK$2,$AS$2:$BA$2,0)+1,FALSE)","v":7.331762845097739E-2},{"$f":"O474*VLOOKUP($B474,$AR$36:$AZ$47,MATCH(AL$2,$AS$2:$BA$2,0)+1,FALSE)","v":6.1633202603509289E-2},{"$f":"P474*VLOOKUP($B474,$AR$36:$AZ$47,MATCH(AM$2,$AS$2:$BA$2,0)+1,FALSE)","v":0},{"$f":"Q474*VLOOKUP($B474,$AR$36:$AZ$47,MATCH(AN$2,$AS$2:$BA$2,0)+1,FALSE)","v":1.4098715321122319E-3},{"$f":"R474*VLOOKUP($B474,$AR$36:$BA$47,MATCH(AO$2,$AS$2:$BA$2,0)+1,FALSE)","v":0},0.93816368484717472]
[2006,1,20,17,null,2013,1,20,17,0.41783199682279287,0.4188509915096621,7.0150728987993676E-4,0.1174219878623245,9.2635999999999996E-2,6.9748000000000004E-2,1.4281305565490421E-6,1.8726698036557246E-3,0,1.1190645814188716,null,null,0.39558431401494965,0.10284543005749346,0.37053228571370261,7.3015399172818629E-2,6.4296268320666844E-2,3.9232731715912078E-4,7.1474903044385585E-7,1.3688041875398232E-3,0,1.0080355435333608,null,{"$f":"J475*VLOOKUP($B475,$AR$36:$AZ$47,MATCH(AG$2,$AS$2:$BA$2,0)+1,FALSE)","v":0.40088787946625576},{"$f":"K475*VLOOKUP($B475,$AR$36:$AZ$47,MATCH(AH$2,$AS$2:$BA$2,0)+1,FALSE)","v":0.35390542061078012},{"$f":"L475*VLOOKUP($B475,$AR$36:$AZ$47,MATCH(AI$2,$AS$2:$BA$2,0)+1,FALSE)","v":5.1856949246093919E-4},{"$f":"M475*VLOOKUP($B475,$AR$36:$AZ$47,MATCH(AJ$2,$AS$2:$BA$2,0)+1,FALSE)","v":0.10094053895115483},{"$f":"N475*VLOOKUP($B475,$AR$36:$AZ$47,MATCH(AK$2,$AS$2:$BA$2,0)+1,FALSE)","v":7.245414795375231E-2},{"$f":"O475*VLOOKUP($B475,$AR$36:$AZ$47,MATCH(AL$2,$AS$2:$BA$2,0)+1,FALSE)","v":6.1812219468978323E-2},{"$f":"P475*VLOOKUP($B475,$AR$36:$AZ$47,MATCH(AM$2,$AS$2:$BA$2,0)+1,FALSE)","v":7.1474903044385585E-7},{"$f":"Q475*VLOOKUP($B475,$AR$36:$AZ$47,MATCH(AN$2,$AS$2:$BA$2,0)+1,FALSE)","v":1.4311388909655485E-3},{"$f":"R475*VLOOKUP($B475,$AR$36:$BA$47,MATCH(AO$2,$AS$2:$BA$2,0)+1,FALSE)","v":0},0.99195062958337832]
[2006,1,20,18,null,2013,1,20,18,0.48549683258422038,0.4201052796019748,8.4180874785592386E-3,0.11884028856542489,9.2066200000000042E-2,7.0075999999999999E-2,1.71375666785885E-5,2.1787855487974887E-3,0,1.1971986113456556,null,null,0.45964630027056608,0.10408766542087557,0.37164187896573958,7.2566284633668959E-2,6.4598630768467183E-2,4.7079278059094483E-3,8.5769883653262672E-6,1.5925556000974171E-3,0,1.0788498204536896,null,{"$f":"J476*VLOOKUP($B476,$AR$36:$AZ$47,MATCH(AG$2,$AS$2:$BA$2,0)+1,FALSE)","v":0.4658087393551541},{"$f":"K476*VLOOKUP($B476,$AR$36:$AZ$47,MATCH(AH$2,$AS$2:$BA$2,0)+1,FALSE)","v":0.35496522317511708},{"$f":"L476*VLOOKUP($B476,$AR$36:$AZ$47,MATCH(AI$2,$AS$2:$BA$2,0)+1,FALSE)","v":6.2228339095312677E-3},{"$f":"M476*VLOOKUP($B476,$AR$36:$AZ$47,MATCH(AJ$2,$AS$2:$BA$2,0)+1,FALSE)","v":0.10215976577546659},{"$f":"N476*VLOOKUP($B476,$AR$36:$AZ$47,MATCH(AK$2,$AS$2:$BA$2,0)+1,FALSE)","v":7.2008485646398321E-2},{"$f":"O476*VLOOKUP($B476,$AR$36:$AZ$47,MATCH(AL$2,$AS$2:$BA$2,0)+1,FALSE)","v":6.2102900319838915E-2},{"$f":"P476*VLOOKUP($B476,$AR$36:$AZ$47,MATCH(AM$2,$AS$2:$BA$2,0)+1,FALSE)","v":8.5769883653262672E-6},{"$f":"Q476*VLOOKUP($B476,$AR$36:$AZ$47,MATCH(AN$2,$AS$2:$BA$2,0)+1,FALSE)","v":1.66507983835203E-3},{"$f":"R476*VLOOKUP($B476,$AR$36:$BA$47,MATCH(AO$2,$AS$2:$BA$2,0)+1,FALSE)","v":0},1.0649416050082237]
[2006,1,20,19,null,2013,1,20,19,0.51301713031543361,0.41330303950820113,8.4180874785592386E-3,0.12203437889723225,9.111770000000001E-2,6.9414000000000003E-2,1.71375666785885E-5,2.1787855487974887E-3,0,1.2195002593149027,null,null,0.48570126538159442,0.10688524703056837,0.36562434618914302,7.181867996469124E-2,6.3988374852479907E-2,4.7079278059094483E-3,8.5769883653262672E-6,1.5925556000974171E-3,0,1.1003269738128492,null,{"$f":"J477*VLOOKUP($B477,$AR$36:$AZ$47,MATCH(AG$2,$AS$2:$BA$2,0)+1,FALSE)","v":0.49221302118047611},{"$f":"K477*VLOOKUP($B477,$AR$36:$AZ$47,MATCH(AH$2,$AS$2:$BA$2,0)+1,FALSE)","v":0.34921771465709811},{"$f":"L477*VLOOKUP($B477,$AR$36:$AZ$47,MATCH(AI$2,$AS$2:$BA$2,0)+1,FALSE)","v":6.2228339095312677E-3},{"$f":"M477*VLOOKUP($B477,$AR$36:$AZ$47,MATCH(AJ$2,$AS$2:$BA$2,0)+1,FALSE)","v":0.10490553090362413},{"$f":"N477*VLOOKUP($B477,$AR$36:$AZ$47,MATCH(AK$2,$AS$2:$BA$2,0)+1,FALSE)","v":7.1266627628628371E-2},{"$f":"O477*VLOOKUP($B477,$AR$36:$AZ$47,MATCH(AL$2,$AS$2:$BA$2,0)+1,FALSE)","v":6.1516221285480031E-2},{"$f":"P477*VLOOKUP($B477,$AR$36:$AZ$47,MATCH(AM$2,$AS$2:$BA$2,0)+1,FALSE)","v":8.5769883653262672E-6},{"$f":"Q477*VLOOKUP($B477,$AR$36:$AZ$47,MATCH(AN$2,$AS$2:$BA$2,0)+1,FALSE)","v":1.66507983835203E-3},{"$f":"R477*VLOOKUP($B477,$AR$36:$BA$47,MATCH(AO$2,$AS$2:$BA$2,0)+1,FALSE)","v":0},1.0870156063915553]
[2006,1,20,20,null,2013,1,20,20,0.47575375070599962,0.40190933374215809,8.4180874785592386E-3,0.12282728219815459,9.1227900000000001E-2,6.9424E-2,1.71375666785885E-5,2.1787855487974887E-3,0,1.1717562772403476,null,null,0.45042199387350945,0.10757972071869036,0.3555450198276966,7.1905539252536607E-2,6.3997593219790885E-2,4.7079278059094483E-3,8.5769883653262672E-6,1.5925556000974171E-3,0,1.0557589272865961,null,{"$f":"J478*VLOOKUP($B478,$AR$36:$AZ$47,MATCH(AG$2,$AS$2:$BA$2,0)+1,FALSE)","v":0.45646076346214809},{"$f":"K478*VLOOKUP($B478,$AR$36:$AZ$47,MATCH(AH$2,$AS$2:$BA$2,0)+1,FALSE)","v":0.33959067708721352},{"$f":"L478*VLOOKUP($B478,$AR$36:$AZ$47,MATCH(AI$2,$AS$2:$BA$2,0)+1,FALSE)","v":6.2228339095312677E-3},{"$f":"M478*VLOOKUP($B478,$AR$36:$AZ$47,MATCH(AJ$2,$AS$2:$BA$2,0)+1,FALSE)","v":0.10558714163078275},{"$f":"N478*VLOOKUP($B478,$AR$36:$AZ$47,MATCH(AK$2,$AS$2:$BA$2,0)+1,FALSE)","v":7.1352819250724564E-2},{"$f":"O478*VLOOKUP($B478,$AR$36:$AZ$47,MATCH(AL$2,$AS$2:$BA$2,0)+1,FALSE)","v":6.1525083506542851E-2},{"$f":"P478*VLOOKUP($B478,$AR$36:$AZ$47,MATCH(AM$2,$AS$2:$BA$2,0)+1,FALSE)","v":8.5769883653262672E-6},{"$f":"Q478*VLOOKUP($B478,$AR$36:$AZ$47,MATCH(AN$2,$AS$2:$BA$2,0)+1,FALSE)","v":1.66507983835203E-3},{"$f":"R478*VLOOKUP($B478,$AR$36:$BA$47,MATCH(AO$2,$AS$2:$BA$2,0)+1,FALSE)","v":0},1.0424129756736604]
[2006,1,20,21,null,2013,1,20,21,0.45429584353329022,0.39922447623909352,8.4180874785592386E-3,0.12577956059546364,9.1357600000000011E-2,6.7984000000000003E-2,1.71375666785885E-5,2.1787855487974887E-3,0,1.1492554909618828,null,null,0.43010662417071294,0.11016550849956745,0.3531698878414013,7.2007768378067882E-2,6.2670148327008873E-2,4.7079278059094483E-3,8.5769883653262672E-6,1.5925556000974171E-3,0,1.0344289976111307,null,{"$f":"J479*VLOOKUP($B479,$AR$36:$AZ$47,MATCH(AG$2,$AS$2:$BA$2,0)+1,FALSE)","v":0.43587302731541272},{"$f":"K479*VLOOKUP($B479,$AR$36:$AZ$47,MATCH(AH$2,$AS$2:$BA$2,0)+1,FALSE)","v":0.33732212420525104},{"$f":"L479*VLOOKUP($B479,$AR$36:$AZ$47,MATCH(AI$2,$AS$2:$BA$2,0)+1,FALSE)","v":6.2228339095312677E-3},{"$f":"M479*VLOOKUP($B479,$AR$36:$AZ$47,MATCH(AJ$2,$AS$2:$BA$2,0)+1,FALSE)","v":0.10812503575081446},{"$f":"N479*VLOOKUP($B479,$AR$36:$AZ$47,MATCH(AK$2,$AS$2:$BA$2,0)+1,FALSE)","v":7.1454262566385887E-2},{"$f":"O479*VLOOKUP($B479,$AR$36:$AZ$47,MATCH(AL$2,$AS$2:$BA$2,0)+1,FALSE)","v":6.0248923673496331E-2},{"$f":"P479*VLOOKUP($B479,$AR$36:$AZ$47,MATCH(AM$2,$AS$2:$BA$2,0)+1,FALSE)","v":8.5769883653262672E-6},{"$f":"Q479*VLOOKUP($B479,$AR$36:$AZ$47,MATCH(AN$2,$AS$2:$BA$2,0)+1,FALSE)","v":1.66507983835203E-3},{"$f":"R479*VLOOKUP($B479,$AR$36:$BA$47,MATCH(AO$2,$AS$2:$BA$2,0)+1,FALSE)","v":0},1.0209198642476089]
[2006,1,20,22,null,2013,1,20,22,0.414417278952535,0.38864093833763858,8.4180874785592386E-3,0.11869525504135538,9.1250200000000004E-2,6.7224000000000006E-2,1.71375666785885E-5,2.1787855487974887E-3,0,1.0908416829255643,null,null,0.39235141458041101,0.10396063610185934,0.34380726827249608,7.192311604127484E-2,6.1969552411373918E-2,4.7079278059094483E-3,8.5769883653262672E-6,1.5925556000974171E-3,0,0.98032104780178742,null,{"$f":"J480*VLOOKUP($B480,$AR$36:$AZ$47,MATCH(AG$2,$AS$2:$BA$2,0)+1,FALSE)","v":0.39761163682234024},{"$f":"K480*VLOOKUP($B480,$AR$36:$AZ$47,MATCH(AH$2,$AS$2:$BA$2,0)+1,FALSE)","v":0.32837963270233161},{"$f":"L480*VLOOKUP($B480,$AR$36:$AZ$47,MATCH(AI$2,$AS$2:$BA$2,0)+1,FALSE)","v":6.2228339095312677E-3},{"$f":"M480*VLOOKUP($B480,$AR$36:$AZ$47,MATCH(AJ$2,$AS$2:$BA$2,0)+1,FALSE)","v":0.10203508927873817},{"$f":"N480*VLOOKUP($B480,$AR$36:$AZ$47,MATCH(AK$2,$AS$2:$BA$2,0)+1,FALSE)","v":7.1370260931058013E-2},{"$f":"O480*VLOOKUP($B480,$AR$36:$AZ$47,MATCH(AL$2,$AS$2:$BA$2,0)+1,FALSE)","v":5.9575394872721781E-2},{"$f":"P480*VLOOKUP($B480,$AR$36:$AZ$47,MATCH(AM$2,$AS$2:$BA$2,0)+1,FALSE)","v":8.5769883653262672E-6},{"$f":"Q480*VLOOKUP($B480,$AR$36:$AZ$47,MATCH(AN$2,$AS$2:$BA$2,0)+1,FALSE)","v":1.66507983835203E-3},{"$f":"R480*VLOOKUP($B480,$AR$36:$BA$47,MATCH(AO$2,$AS$2:$BA$2,0)+1,FALSE)","v":0},0.96686850534343849]
[2006,1,20,23,null,2013,1,20,23,0.34570273220980158,0.38660640891876946,8.4180874785592386E-3,0.1218307723808157,9.0761800000000004E-2,6.7977999999999997E-2,1.71375666785885E-5,2.1787855487974887E-3,0,1.0234937241034223,null,null,0.32729560975270955,0.10670691586683505,0.34200744243656289,7.1538160722003655E-2,6.2664617306622275E-2,4.7079278059094483E-3,8.5769883653262672E-6,1.5925556000974171E-3,0,0.91652180647910564,null,{"$f":"J481*VLOOKUP($B481,$AR$36:$AZ$47,MATCH(AG$2,$AS$2:$BA$2,0)+1,FALSE)","v":0.33168363431978842},{"$f":"K481*VLOOKUP($B481,$AR$36:$AZ$47,MATCH(AH$2,$AS$2:$BA$2,0)+1,FALSE)","v":0.32666057030466439},{"$f":"L481*VLOOKUP($B481,$AR$36:$AZ$47,MATCH(AI$2,$AS$2:$BA$2,0)+1,FALSE)","v":6.2228339095312677E-3},{"$f":"M481*VLOOKUP($B481,$AR$36:$AZ$47,MATCH(AJ$2,$AS$2:$BA$2,0)+1,FALSE)","v":0.10473050276898592},{"$f":"N481*VLOOKUP($B481,$AR$36:$AZ$47,MATCH(AK$2,$AS$2:$BA$2,0)+1,FALSE)","v":7.0988264667611697E-2},{"$f":"O481*VLOOKUP($B481,$AR$36:$AZ$47,MATCH(AL$2,$AS$2:$BA$2,0)+1,FALSE)","v":6.0243606340858631E-2},{"$f":"P481*VLOOKUP($B481,$AR$36:$AZ$47,MATCH(AM$2,$AS$2:$BA$2,0)+1,FALSE)","v":8.5769883653262672E-6},{"$f":"Q481*VLOOKUP($B481,$AR$36:$AZ$47,MATCH(AN$2,$AS$2:$BA$2,0)+1,FALSE)","v":1.66507983835203E-3},{"$f":"R481*VLOOKUP($B481,$AR$36:$BA$47,MATCH(AO$2,$AS$2:$BA$2,0)+1,FALSE)","v":0},0.90220306913815762]
[2006,1,20,24,null,2013,1,20,24,0.24930814530348031,0.39217955635944296,8.4180874785592386E-3,0.13984098699169517,9.0546000000000043E-2,6.7788000000000001E-2,1.71375666785885E-5,2.1787855487974887E-3,0,0.95027669924865354,null,null,0.23603360295081346,0.1224813743034901,0.34693767085113397,7.136806785161319E-2,6.2489468327713536E-2,4.7079278059094483E-3,8.5769883653262672E-6,1.5925556000974171E-3,0,0.84561924467913641,null,{"$f":"J482*VLOOKUP($B482,$AR$36:$AZ$47,MATCH(AG$2,$AS$2:$BA$2,0)+1,FALSE)","v":0.23919808550891089},{"$f":"K482*VLOOKUP($B482,$AR$36:$AZ$47,MATCH(AH$2,$AS$2:$BA$2,0)+1,FALSE)","v":0.33136956498081033},{"$f":"L482*VLOOKUP($B482,$AR$36:$AZ$47,MATCH(AI$2,$AS$2:$BA$2,0)+1,FALSE)","v":6.2228339095312677E-3},{"$f":"M482*VLOOKUP($B482,$AR$36:$AZ$47,MATCH(AJ$2,$AS$2:$BA$2,0)+1,FALSE)","v":0.12021278851924649},{"$f":"N482*VLOOKUP($B482,$AR$36:$AZ$47,MATCH(AK$2,$AS$2:$BA$2,0)+1,FALSE)","v":7.0819479258824439E-2},{"$f":"O482*VLOOKUP($B482,$AR$36:$AZ$47,MATCH(AL$2,$AS$2:$BA$2,0)+1,FALSE)","v":6.0075224140664997E-2},{"$f":"P482*VLOOKUP($B482,$AR$36:$AZ$47,MATCH(AM$2,$AS$2:$BA$2,0)+1,FALSE)","v":8.5769883653262672E-6},{"$f":"Q482*VLOOKUP($B482,$AR$36:$AZ$47,MATCH(AN$2,$AS$2:$BA$2,0)+1,FALSE)","v":1.66507983835203E-3},{"$f":"R482*VLOOKUP($B482,$AR$36:$BA$47,MATCH(AO$2,$AS$2:$BA$2,0)+1,FALSE)","v":0},0.82957163314470583]
[2006,1,21,1,null,2013,1,21,1,0.23700247661020601,0.33141153608058743,8.4180874785592386E-3,9.2386715081776691E-2,9.0750099999999986E-2,6.7073999999999995E-2,1.71375666785885E-5,2.1787855487974887E-3,0,0.82923883836660528,null,null,0.2243831560115172,8.0917991742099155E-2,0.29317985743146213,7.152893881939211E-2,6.1831276901709115E-2,4.7079278059094483E-3,8.5769883653262672E-6,1.5925556000974171E-3,0,0.73815028130055194,null,{"$f":"J483*VLOOKUP($B483,$AR$36:$AZ$47,MATCH(AG$2,$AS$2:$BA$2,0)+1,FALSE)","v":0.22739144201254591},{"$f":"K483*VLOOKUP($B483,$AR$36:$AZ$47,MATCH(AH$2,$AS$2:$BA$2,0)+1,FALSE)","v":0.2800240215479099},{"$f":"L483*VLOOKUP($B483,$AR$36:$AZ$47,MATCH(AI$2,$AS$2:$BA$2,0)+1,FALSE)","v":6.2228339095312677E-3},{"$f":"M483*VLOOKUP($B483,$AR$36:$AZ$47,MATCH(AJ$2,$AS$2:$BA$2,0)+1,FALSE)","v":7.9419238100579659E-2},{"$f":"N483*VLOOKUP($B483,$AR$36:$AZ$47,MATCH(AK$2,$AS$2:$BA$2,0)+1,FALSE)","v":7.0979113651472622E-2},{"$f":"O483*VLOOKUP($B483,$AR$36:$AZ$47,MATCH(AL$2,$AS$2:$BA$2,0)+1,FALSE)","v":5.944246155677943E-2},{"$f":"P483*VLOOKUP($B483,$AR$36:$AZ$47,MATCH(AM$2,$AS$2:$BA$2,0)+1,FALSE)","v":8.5769883653262672E-6},{"$f":"Q483*VLOOKUP($B483,$AR$36:$AZ$47,MATCH(AN$2,$AS$2:$BA$2,0)+1,FALSE)","v":1.66507983835203E-3},{"$f":"R483*VLOOKUP($B483,$AR$36:$BA$47,MATCH(AO$2,$AS$2:$BA$2,0)+1,FALSE)","v":0},0.72515276760553615]
[2006,1,21,2,null,2013,1,21,2,0.22219883457475448,0.32474482380341363,8.4180874785592386E-3,8.883988380586523E-2,9.0229600000000021E-2,6.6528000000000004E-2,1.71375666785885E-5,2.1787855487974887E-3,0,0.8031551527780687,null,null,0.21036774162476166,7.78114578249577E-2,0.28728221796461173,7.1118682382699583E-2,6.1327954046529271E-2,4.7079278059094483E-3,8.5769883653262672E-6,1.5925556000974171E-3,0,0.7142171142379321,null,{"$f":"J484*VLOOKUP($B484,$AR$36:$AZ$47,MATCH(AG$2,$AS$2:$BA$2,0)+1,FALSE)","v":0.21318812415011179},{"$f":"K484*VLOOKUP($B484,$AR$36:$AZ$47,MATCH(AH$2,$AS$2:$BA$2,0)+1,FALSE)","v":0.27439102637690566},{"$f":"L484*VLOOKUP($B484,$AR$36:$AZ$47,MATCH(AI$2,$AS$2:$BA$2,0)+1,FALSE)","v":6.2228339095312677E-3},{"$f":"M484*VLOOKUP($B484,$AR$36:$AZ$47,MATCH(AJ$2,$AS$2:$BA$2,0)+1,FALSE)","v":7.6370243043716146E-2},{"$f":"N484*VLOOKUP($B484,$AR$36:$AZ$47,MATCH(AK$2,$AS$2:$BA$2,0)+1,FALSE)","v":7.0572010754003753E-2},{"$f":"O484*VLOOKUP($B484,$AR$36:$AZ$47,MATCH(AL$2,$AS$2:$BA$2,0)+1,FALSE)","v":5.8958584286749292E-2},{"$f":"P484*VLOOKUP($B484,$AR$36:$AZ$47,MATCH(AM$2,$AS$2:$BA$2,0)+1,FALSE)","v":8.5769883653262672E-6},{"$f":"Q484*VLOOKUP($B484,$AR$36:$AZ$47,MATCH(AN$2,$AS$2:$BA$2,0)+1,FALSE)","v":1.66507983835203E-3},{"$f":"R484*VLOOKUP($B484,$AR$36:$BA$47,MATCH(AO$2,$AS$2:$BA$2,0)+1,FALSE)","v":0},0.70137647934773528]
[2006,1,21,3,null,2013,1,21,3,0.21498003639163024,0.3236206956692802,8.4180874785592386E-3,8.7588004897535279E-2,9.013740000000002E-2,6.6336000000000006E-2,1.71375666785885E-5,2.1787855487974887E-3,0,0.79327614755248099,null,null,0.20353331211960657,7.6714984949212681E-2,0.2862877694007579,7.1046010637333484E-2,6.1150961394158342E-2,4.7079278059094483E-3,8.5769883653262672E-6,1.5925556000974171E-3,0,0.70504209889544112,null,{"$f":"J485*VLOOKUP($B485,$AR$36:$AZ$47,MATCH(AG$2,$AS$2:$BA$2,0)+1,FALSE)","v":0.20626206602643277},{"$f":"K485*VLOOKUP($B485,$AR$36:$AZ$47,MATCH(AH$2,$AS$2:$BA$2,0)+1,FALSE)","v":0.27344120162252944},{"$f":"L485*VLOOKUP($B485,$AR$36:$AZ$47,MATCH(AI$2,$AS$2:$BA$2,0)+1,FALSE)","v":6.2228339095312677E-3},{"$f":"M485*VLOOKUP($B485,$AR$36:$AZ$47,MATCH(AJ$2,$AS$2:$BA$2,0)+1,FALSE)","v":7.529407891118102E-2},{"$f":"N485*VLOOKUP($B485,$AR$36:$AZ$47,MATCH(AK$2,$AS$2:$BA$2,0)+1,FALSE)","v":7.0499897618275353E-2},{"$f":"O485*VLOOKUP($B485,$AR$36:$AZ$47,MATCH(AL$2,$AS$2:$BA$2,0)+1,FALSE)","v":5.8788429642343092E-2},{"$f":"P485*VLOOKUP($B485,$AR$36:$AZ$47,MATCH(AM$2,$AS$2:$BA$2,0)+1,FALSE)","v":8.5769883653262672E-6},{"$f":"Q485*VLOOKUP($B485,$AR$36:$AZ$47,MATCH(AN$2,$AS$2:$BA$2,0)+1,FALSE)","v":1.66507983835203E-3},{"$f":"R485*VLOOKUP($B485,$AR$36:$BA$47,MATCH(AO$2,$AS$2:$BA$2,0)+1,FALSE)","v":0},0.69218216455701032]
[2006,1,21,4,null,2013,1,21,4,0.21121113246812334,0.32719672410500023,8.4180874785592386E-3,9.0697062355734728E-2,9.0462000000000015E-2,6.6170000000000007E-2,1.71375666785885E-5,2.1787855487974887E-3,0,0.79635092952289366,null,null,0.1999650854531336,7.9438089515768695E-2,0.28945126672301258,7.1301859320043182E-2,6.0997936496795968E-2,4.7079278059094483E-3,8.5769883653262672E-6,1.5925556000974171E-3,0,0.70746329790312623,null,{"$f":"J486*VLOOKUP($B486,$AR$36:$AZ$47,MATCH(AG$2,$AS$2:$BA$2,0)+1,FALSE)","v":0.20264600044673631},{"$f":"K486*VLOOKUP($B486,$AR$36:$AZ$47,MATCH(AH$2,$AS$2:$BA$2,0)+1,FALSE)","v":0.27646274358688794},{"$f":"L486*VLOOKUP($B486,$AR$36:$AZ$47,MATCH(AI$2,$AS$2:$BA$2,0)+1,FALSE)","v":6.2228339095312677E-3},{"$f":"M486*VLOOKUP($B486,$AR$36:$AZ$47,MATCH(AJ$2,$AS$2:$BA$2,0)+1,FALSE)","v":7.7966746451341565E-2},{"$f":"N486*VLOOKUP($B486,$AR$36:$AZ$47,MATCH(AK$2,$AS$2:$BA$2,0)+1,FALSE)","v":7.0753779655774673E-2},{"$f":"O486*VLOOKUP($B486,$AR$36:$AZ$47,MATCH(AL$2,$AS$2:$BA$2,0)+1,FALSE)","v":5.8641316772700229E-2},{"$f":"P486*VLOOKUP($B486,$AR$36:$AZ$47,MATCH(AM$2,$AS$2:$BA$2,0)+1,FALSE)","v":8.5769883653262672E-6},{"$f":"Q486*VLOOKUP($B486,$AR$36:$AZ$47,MATCH(AN$2,$AS$2:$BA$2,0)+1,FALSE)","v":1.66507983835203E-3},{"$f":"R486*VLOOKUP($B486,$AR$36:$BA$47,MATCH(AO$2,$AS$2:$BA$2,0)+1,FALSE)","v":0},0.69436707764968941]
[2006,1,21,5,null,2013,1,21,5,0.21990372631393551,0.33217818187415332,8.4180874785592386E-3,8.8714813774359871E-2,9.3076700000000026E-2,6.6550999999999999E-2,1.71375666785885E-5,2.1787855487974887E-3,0,0.81103843255648389,null,null,0.20819483760149421,7.770191376586244E-2,0.29385806286485244,7.3362757504519732E-2,6.1349156291344541E-2,4.7079278059094483E-3,8.5769883653262672E-6,1.5925556000974171E-3,0,0.7207757884224455,null,{"$f":"J487*VLOOKUP($B487,$AR$36:$AZ$47,MATCH(AG$2,$AS$2:$BA$2,0)+1,FALSE)","v":0.21098608818632364},{"$f":"K487*VLOOKUP($B487,$AR$36:$AZ$47,MATCH(AH$2,$AS$2:$BA$2,0)+1,FALSE)","v":0.28067179392407998},{"$f":"L487*VLOOKUP($B487,$AR$36:$AZ$47,MATCH(AI$2,$AS$2:$BA$2,0)+1,FALSE)","v":6.2228339095312677E-3},{"$f":"M487*VLOOKUP($B487,$AR$36:$AZ$47,MATCH(AJ$2,$AS$2:$BA$2,0)+1,FALSE)","v":7.6262727946955974E-2},{"$f":"N487*VLOOKUP($B487,$AR$36:$AZ$47,MATCH(AK$2,$AS$2:$BA$2,0)+1,FALSE)","v":7.2798836228323976E-2},{"$f":"O487*VLOOKUP($B487,$AR$36:$AZ$47,MATCH(AL$2,$AS$2:$BA$2,0)+1,FALSE)","v":5.8978967395193781E-2},{"$f":"P487*VLOOKUP($B487,$AR$36:$AZ$47,MATCH(AM$2,$AS$2:$BA$2,0)+1,FALSE)","v":8.5769883653262672E-6},{"$f":"Q487*VLOOKUP($B487,$AR$36:$AZ$47,MATCH(AN$2,$AS$2:$BA$2,0)+1,FALSE)","v":1.66507983835203E-3},{"$f":"R487*VLOOKUP($B487,$AR$36:$BA$47,MATCH(AO$2,$AS$2:$BA$2,0)+1,FALSE)","v":0},0.70759490441712602]
[2006,1,21,6,null,2013,1,21,6,0.24047036133369329,0.3498910114780841,8.4180874785592386E-3,8.5269738773653944E-2,9.7241800000000017E-2,6.9404999999999994E-2,1.71375666785885E-5,2.1787855487974887E-3,0,0.85289192217946663,null,null,0.22766639140242828,7.4684504279971739E-2,0.3095275381022064,7.6645676014545069E-2,6.3980078321900002E-2,4.7079278059094483E-3,8.5769883653262672E-6,1.5925556000974171E-3,0,0.75881324851542364,null,{"$f":"J488*VLOOKUP($B488,$AR$36:$AZ$47,MATCH(AG$2,$AS$2:$BA$2,0)+1,FALSE)","v":0.23071869546274507},{"$f":"K488*VLOOKUP($B488,$AR$36:$AZ$47,MATCH(AH$2,$AS$2:$BA$2,0)+1,FALSE)","v":0.29563813407428968},{"$f":"L488*VLOOKUP($B488,$AR$36:$AZ$47,MATCH(AI$2,$AS$2:$BA$2,0)+1,FALSE)","v":6.2228339095312677E-3},{"$f":"M488*VLOOKUP($B488,$AR$36:$AZ$47,MATCH(AJ$2,$AS$2:$BA$2,0)+1,FALSE)","v":7.3301206568982591E-2},{"$f":"N488*VLOOKUP($B488,$AR$36:$AZ$47,MATCH(AK$2,$AS$2:$BA$2,0)+1,FALSE)","v":7.6056519760019786E-2},{"$f":"O488*VLOOKUP($B488,$AR$36:$AZ$47,MATCH(AL$2,$AS$2:$BA$2,0)+1,FALSE)","v":6.1508245286523482E-2},{"$f":"P488*VLOOKUP($B488,$AR$36:$AZ$47,MATCH(AM$2,$AS$2:$BA$2,0)+1,FALSE)","v":8.5769883653262672E-6},{"$f":"Q488*VLOOKUP($B488,$AR$36:$AZ$47,MATCH(AN$2,$AS$2:$BA$2,0)+1,FALSE)","v":1.66507983835203E-3},{"$f":"R488*VLOOKUP($B488,$AR$36:$BA$47,MATCH(AO$2,$AS$2:$BA$2,0)+1,FALSE)","v":0},0.74511929188880932]
[2006,1,21,7,null,2013,1,21,7,0.27770780722289329,0.39543403069065958,8.4180874785592386E-3,9.1320884919874529E-2,0.10849579999999996,7.4371999999999994E-2,1.71375666785885E-5,2.1787855487974887E-3,0,0.95794453342746255,null,null,0.26292111004475227,7.9984471850598093E-2,0.34981670859292346,8.5516042851313673E-2,6.8558841365266868E-2,4.7079278059094483E-3,8.5769883653262672E-6,1.5925556000974171E-3,0,0.85310623509922656,null,{"$f":"J489*VLOOKUP($B489,$AR$36:$AZ$47,MATCH(AG$2,$AS$2:$BA$2,0)+1,FALSE)","v":0.26644607113711682},{"$f":"K489*VLOOKUP($B489,$AR$36:$AZ$47,MATCH(AH$2,$AS$2:$BA$2,0)+1,FALSE)","v":0.33411941189630856},{"$f":"L489*VLOOKUP($B489,$AR$36:$AZ$47,MATCH(AI$2,$AS$2:$BA$2,0)+1,FALSE)","v":6.2228339095312677E-3},{"$f":"M489*VLOOKUP($B489,$AR$36:$AZ$47,MATCH(AJ$2,$AS$2:$BA$2,0)+1,FALSE)","v":7.8503008756047155E-2},{"$f":"N489*VLOOKUP($B489,$AR$36:$AZ$47,MATCH(AK$2,$AS$2:$BA$2,0)+1,FALSE)","v":8.4858702292421068E-2},{"$f":"O489*VLOOKUP($B489,$AR$36:$AZ$47,MATCH(AL$2,$AS$2:$BA$2,0)+1,FALSE)","v":6.5910110488427695E-2},{"$f":"P489*VLOOKUP($B489,$AR$36:$AZ$47,MATCH(AM$2,$AS$2:$BA$2,0)+1,FALSE)","v":8.5769883653262672E-6},{"$f":"Q489*VLOOKUP($B489,$AR$36:$AZ$47,MATCH(AN$2,$AS$2:$BA$2,0)+1,FALSE)","v":1.66507983835203E-3},{"$f":"R489*VLOOKUP($B489,$AR$36:$BA$47,MATCH(AO$2,$AS$2:$BA$2,0)+1,FALSE)","v":0},0.83773379530656999]
[2006,1,21,8,null,2013,1,21,8,0.29411101230151832,0.45790125611143129,4.4896466552315963E-3,0.11674185906965222,0.1172849,7.9788999999999999E-2,9.1400355619138709E-6,2.0229448058162285E-3,0,1.0723497589792115,null,null,0.27845091790536575,0.10224973124971243,0.40507770662452947,9.2443583384905617E-2,7.355243093762813E-2,2.5108948298183738E-3,4.5743937948406776E-6,1.4786457900680978E-3,0,0.95576848511582269,null,{"$f":"J490*VLOOKUP($B490,$AR$36:$AZ$47,MATCH(AG$2,$AS$2:$BA$2,0)+1,FALSE)","v":0.28218408581867077},{"$f":"K490*VLOOKUP($B490,$AR$36:$AZ$47,MATCH(AH$2,$AS$2:$BA$2,0)+1,FALSE)","v":0.38690068766038094},{"$f":"L490*VLOOKUP($B490,$AR$36:$AZ$47,MATCH(AI$2,$AS$2:$BA$2,0)+1,FALSE)","v":3.3188447517500112E-3},{"$f":"M490*VLOOKUP($B490,$AR$36:$AZ$47,MATCH(AJ$2,$AS$2:$BA$2,0)+1,FALSE)","v":0.10035587360747975},{"$f":"N490*VLOOKUP($B490,$AR$36:$AZ$47,MATCH(AK$2,$AS$2:$BA$2,0)+1,FALSE)","v":9.1732992544378486E-2},{"$f":"O490*VLOOKUP($B490,$AR$36:$AZ$47,MATCH(AL$2,$AS$2:$BA$2,0)+1,FALSE)","v":7.071077563815896E-2},{"$f":"P490*VLOOKUP($B490,$AR$36:$AZ$47,MATCH(AM$2,$AS$2:$BA$2,0)+1,FALSE)","v":4.5743937948406776E-6},{"$f":"Q490*VLOOKUP($B490,$AR$36:$AZ$47,MATCH(AN$2,$AS$2:$BA$2,0)+1,FALSE)","v":1.5459826287734586E-3},{"$f":"R490*VLOOKUP($B490,$AR$36:$BA$47,MATCH(AO$2,$AS$2:$BA$2,0)+1,FALSE)","v":0},0.93675381704338734]
[2006,1,21,9,null,2013,1,21,9,0.27528797651673803,0.48633383647804607,0,0.12077922525852698,0.12191339999999998,8.3157999999999996E-2,0,1.844841099551928E-3,0,1.0893172793528632,null,null,0.26063012448786416,0.10578590594368247,0.43023030075832486,9.6091752294091989E-2,7.6658098884699391E-2,0,0,1.3484631500345877E-3,0,0.97074464551869744,null,{"$f":"J491*VLOOKUP($B491,$AR$36:$AZ$47,MATCH(AG$2,$AS$2:$BA$2,0)+1,FALSE)","v":0.26412437053057058},{"$f":"K491*VLOOKUP($B491,$AR$36:$AZ$47,MATCH(AH$2,$AS$2:$BA$2,0)+1,FALSE)","v":0.41092461148452808},{"$f":"L491*VLOOKUP($B491,$AR$36:$AZ$47,MATCH(AI$2,$AS$2:$BA$2,0)+1,FALSE)","v":0},{"$f":"M491*VLOOKUP($B491,$AR$36:$AZ$47,MATCH(AJ$2,$AS$2:$BA$2,0)+1,FALSE)","v":0.10382655168462163},{"$f":"N491*VLOOKUP($B491,$AR$36:$AZ$47,MATCH(AK$2,$AS$2:$BA$2,0)+1,FALSE)","v":9.5353118886231991E-2},{"$f":"O491*VLOOKUP($B491,$AR$36:$AZ$47,MATCH(AL$2,$AS$2:$BA$2,0)+1,FALSE)","v":7.3696457914224051E-2},{"$f":"P491*VLOOKUP($B491,$AR$36:$AZ$47,MATCH(AM$2,$AS$2:$BA$2,0)+1,FALSE)","v":0},{"$f":"Q491*VLOOKUP($B491,$AR$36:$AZ$47,MATCH(AN$2,$AS$2:$BA$2,0)+1,FALSE)","v":1.4098715321122319E-3},{"$f":"R491*VLOOKUP($B491,$AR$36:$BA$47,MATCH(AO$2,$AS$2:$BA$2,0)+1,FALSE)","v":0},0.94933498203228861]
[2006,1,21,10,null,2013,1,21,10,0.27062566049501835,0.49654041237157776,0,0.11740551304909917,0.1248037,8.5181000000000007E-2,0,1.844841099551928E-3,0,1.0964011270152472,null,null,0.25621605591677032,0.10283100039843111,0.4392594447064142,9.8369877517862442E-2,7.8522974591711911E-2,0,0,1.3484631500345877E-3,0,0.97654781628122456,null,{"$f":"J492*VLOOKUP($B492,$AR$36:$AZ$47,MATCH(AG$2,$AS$2:$BA$2,0)+1,FALSE)","v":0.25965112291535397},{"$f":"K492*VLOOKUP($B492,$AR$36:$AZ$47,MATCH(AH$2,$AS$2:$BA$2,0)+1,FALSE)","v":0.41954859139102629},{"$f":"L492*VLOOKUP($B492,$AR$36:$AZ$47,MATCH(AI$2,$AS$2:$BA$2,0)+1,FALSE)","v":0},{"$f":"M492*VLOOKUP($B492,$AR$36:$AZ$47,MATCH(AJ$2,$AS$2:$BA$2,0)+1,FALSE)","v":0.10092637655656113},{"$f":"N492*VLOOKUP($B492,$AR$36:$AZ$47,MATCH(AK$2,$AS$2:$BA$2,0)+1,FALSE)","v":9.7613732727834954E-2},{"$f":"O492*VLOOKUP($B492,$AR$36:$AZ$47,MATCH(AL$2,$AS$2:$BA$2,0)+1,FALSE)","v":7.5489285235233156E-2},{"$f":"P492*VLOOKUP($B492,$AR$36:$AZ$47,MATCH(AM$2,$AS$2:$BA$2,0)+1,FALSE)","v":0},{"$f":"Q492*VLOOKUP($B492,$AR$36:$AZ$47,MATCH(AN$2,$AS$2:$BA$2,0)+1,FALSE)","v":1.4098715321122319E-3},{"$f":"R492*VLOOKUP($B492,$AR$36:$BA$47,MATCH(AO$2,$AS$2:$BA$2,0)+1,FALSE)","v":0},0.95463898035812167]
[2006,1,21,11,null,2013,1,21,11,0.26504792545759143,0.50377584389773999,0,0.12243852053514991,0.12531049999999999,8.5994000000000001E-2,0,1.844841099551928E-3,0,1.1044116309900334,null,null,0.25093531029337213,0.10723921924064979,0.44566019589444628,9.876933565833465E-2,7.9272427854095093E-2,0,0,1.3484631500345877E-3,0,0.98322495209093241,null,{"$f":"J493*VLOOKUP($B493,$AR$36:$AZ$47,MATCH(AG$2,$AS$2:$BA$2,0)+1,FALSE)","v":0.25429957878187043},{"$f":"K493*VLOOKUP($B493,$AR$36:$AZ$47,MATCH(AH$2,$AS$2:$BA$2,0)+1,FALSE)","v":0.42566212219189076},{"$f":"L493*VLOOKUP($B493,$AR$36:$AZ$47,MATCH(AI$2,$AS$2:$BA$2,0)+1,FALSE)","v":0},{"$f":"M493*VLOOKUP($B493,$AR$36:$AZ$47,MATCH(AJ$2,$AS$2:$BA$2,0)+1,FALSE)","v":0.10525294688155699},{"$f":"N493*VLOOKUP($B493,$AR$36:$AZ$47,MATCH(AK$2,$AS$2:$BA$2,0)+1,FALSE)","v":9.8010120332901671E-2},{"$f":"O493*VLOOKUP($B493,$AR$36:$AZ$47,MATCH(AL$2,$AS$2:$BA$2,0)+1,FALSE)","v":7.6209783807640666E-2},{"$f":"P493*VLOOKUP($B493,$AR$36:$AZ$47,MATCH(AM$2,$AS$2:$BA$2,0)+1,FALSE)","v":0},{"$f":"Q493*VLOOKUP($B493,$AR$36:$AZ$47,MATCH(AN$2,$AS$2:$BA$2,0)+1,FALSE)","v":1.4098715321122319E-3},{"$f":"R493*VLOOKUP($B493,$AR$36:$BA$47,MATCH(AO$2,$AS$2:$BA$2,0)+1,FALSE)","v":0},0.96084442352797272]
[2006,1,21,12,null,2013,1,21,12,0.27213700037502853,0.4951054808225745,0,0.11249306434066383,0.12478429999999997,8.6410000000000001E-2,0,1.844841099551928E-3,0,1.092774686637819,null,null,0.25764692371584608,9.8528374380493347E-2,0.43799004705075023,9.8354586499856969E-2,7.9655911934232118E-2,0,0,1.3484631500345877E-3,0,0.97352430673121326,null,{"$f":"J494*VLOOKUP($B494,$AR$36:$AZ$47,MATCH(AG$2,$AS$2:$BA$2,0)+1,FALSE)","v":0.26110117423803192},{"$f":"K494*VLOOKUP($B494,$AR$36:$AZ$47,MATCH(AH$2,$AS$2:$BA$2,0)+1,FALSE)","v":0.4183361553130614},{"$f":"L494*VLOOKUP($B494,$AR$36:$AZ$47,MATCH(AI$2,$AS$2:$BA$2,0)+1,FALSE)","v":0},{"$f":"M494*VLOOKUP($B494,$AR$36:$AZ$47,MATCH(AJ$2,$AS$2:$BA$2,0)+1,FALSE)","v":9.6703443277823237E-2},{"$f":"N494*VLOOKUP($B494,$AR$36:$AZ$47,MATCH(AK$2,$AS$2:$BA$2,0)+1,FALSE)","v":9.7598559248082958E-2},{"$f":"O494*VLOOKUP($B494,$AR$36:$AZ$47,MATCH(AL$2,$AS$2:$BA$2,0)+1,FALSE)","v":7.6578452203854105E-2},{"$f":"P494*VLOOKUP($B494,$AR$36:$AZ$47,MATCH(AM$2,$AS$2:$BA$2,0)+1,FALSE)","v":0},{"$f":"Q494*VLOOKUP($B494,$AR$36:$AZ$47,MATCH(AN$2,$AS$2:$BA$2,0)+1,FALSE)","v":1.4098715321122319E-3},{"$f":"R494*VLOOKUP($B494,$AR$36:$BA$47,MATCH(AO$2,$AS$2:$BA$2,0)+1,FALSE)","v":0},0.95172765581296581]
[2006,1,21,13,null,2013,1,21,13,0.27597261924885208,0.48879856766432367,0,0.10572193987513188,0.12429570000000006,8.6265999999999995E-2,0,1.844841099551928E-3,0,1.0828996678878595,null,null,0.26127831306027627,9.2597805325173463E-2,0.43241070022886119,9.7969473541224997E-2,7.9523167444953913E-2,0,0,1.3484631500345877E-3,0,0.96512792275052439,null,{"$f":"J495*VLOOKUP($B495,$AR$36:$AZ$47,MATCH(AG$2,$AS$2:$BA$2,0)+1,FALSE)","v":0.26478124931236857},{"$f":"K495*VLOOKUP($B495,$AR$36:$AZ$47,MATCH(AH$2,$AS$2:$BA$2,0)+1,FALSE)","v":0.41300717006706389},{"$f":"L495*VLOOKUP($B495,$AR$36:$AZ$47,MATCH(AI$2,$AS$2:$BA$2,0)+1,FALSE)","v":0},{"$f":"M495*VLOOKUP($B495,$AR$36:$AZ$47,MATCH(AJ$2,$AS$2:$BA$2,0)+1,FALSE)","v":9.0882719533497622E-2},{"$f":"N495*VLOOKUP($B495,$AR$36:$AZ$47,MATCH(AK$2,$AS$2:$BA$2,0)+1,FALSE)","v":9.7216406557010415E-2},{"$f":"O495*VLOOKUP($B495,$AR$36:$AZ$47,MATCH(AL$2,$AS$2:$BA$2,0)+1,FALSE)","v":7.6450836220549462E-2},{"$f":"P495*VLOOKUP($B495,$AR$36:$AZ$47,MATCH(AM$2,$AS$2:$BA$2,0)+1,FALSE)","v":0},{"$f":"Q495*VLOOKUP($B495,$AR$36:$AZ$47,MATCH(AN$2,$AS$2:$BA$2,0)+1,FALSE)","v":1.4098715321122319E-3},{"$f":"R495*VLOOKUP($B495,$AR$36:$BA$47,MATCH(AO$2,$AS$2:$BA$2,0)+1,FALSE)","v":0},0.94374825322260214]
[2006,1,21,14,null,2013,1,21,14,0.27427813344793411,0.48523722187509827,0,0.1008456010924734,0.12331339999999996,8.6348999999999995E-2,0,1.844841099551928E-3,0,1.0718681975150577,null,null,0.2596740510404662,8.8326806610720093E-2,0.42926019176105895,9.7195227820258329E-2,7.9599679893635089E-2,0,0,1.3484631500345877E-3,0,0.95540442027617323,null,{"$f":"J496*VLOOKUP($B496,$AR$36:$AZ$47,MATCH(AG$2,$AS$2:$BA$2,0)+1,FALSE)","v":0.26315547908729942},{"$f":"K496*VLOOKUP($B496,$AR$36:$AZ$47,MATCH(AH$2,$AS$2:$BA$2,0)+1,FALSE)","v":0.40999803410934904},{"$f":"L496*VLOOKUP($B496,$AR$36:$AZ$47,MATCH(AI$2,$AS$2:$BA$2,0)+1,FALSE)","v":0},{"$f":"M496*VLOOKUP($B496,$AR$36:$AZ$47,MATCH(AJ$2,$AS$2:$BA$2,0)+1,FALSE)","v":8.6690827761003647E-2},{"$f":"N496*VLOOKUP($B496,$AR$36:$AZ$47,MATCH(AK$2,$AS$2:$BA$2,0)+1,FALSE)","v":9.644811227039421E-2},{"$f":"O496*VLOOKUP($B496,$AR$36:$AZ$47,MATCH(AL$2,$AS$2:$BA$2,0)+1,FALSE)","v":7.6524392655370893E-2},{"$f":"P496*VLOOKUP($B496,$AR$36:$AZ$47,MATCH(AM$2,$AS$2:$BA$2,0)+1,FALSE)","v":0},{"$f":"Q496*VLOOKUP($B496,$AR$36:$AZ$47,MATCH(AN$2,$AS$2:$BA$2,0)+1,FALSE)","v":1.4098715321122319E-3},{"$f":"R496*VLOOKUP($B496,$AR$36:$BA$47,MATCH(AO$2,$AS$2:$BA$2,0)+1,FALSE)","v":0},0.93422671741552943]
[2006,1,21,15,null,2013,1,21,15,0.27496776711006993,0.47102988722100619,0,8.5976833683714671E-2,0.1227598,8.5902000000000006E-2,0,1.844841099551928E-3,0,1.0424811291143428,null,null,0.26032696479822542,7.5303821679042898E-2,0.41669181711234143,9.675888206934001E-2,7.9187618874834026E-2,0,0,1.3484631500345877E-3,0,0.92961756768381842,null,{"$f":"J497*VLOOKUP($B497,$AR$36:$AZ$47,MATCH(AG$2,$AS$2:$BA$2,0)+1,FALSE)","v":0.26381714640460502},{"$f":"K497*VLOOKUP($B497,$AR$36:$AZ$47,MATCH(AH$2,$AS$2:$BA$2,0)+1,FALSE)","v":0.39799363911342939},{"$f":"L497*VLOOKUP($B497,$AR$36:$AZ$47,MATCH(AI$2,$AS$2:$BA$2,0)+1,FALSE)","v":0},{"$f":"M497*VLOOKUP($B497,$AR$36:$AZ$47,MATCH(AJ$2,$AS$2:$BA$2,0)+1,FALSE)","v":7.3909053043144088E-2},{"$f":"N497*VLOOKUP($B497,$AR$36:$AZ$47,MATCH(AK$2,$AS$2:$BA$2,0)+1,FALSE)","v":9.6015120600771234E-2},{"$f":"O497*VLOOKUP($B497,$AR$36:$AZ$47,MATCH(AL$2,$AS$2:$BA$2,0)+1,FALSE)","v":7.6128251373862699E-2},{"$f":"P497*VLOOKUP($B497,$AR$36:$AZ$47,MATCH(AM$2,$AS$2:$BA$2,0)+1,FALSE)","v":0},{"$f":"Q497*VLOOKUP($B497,$AR$36:$AZ$47,MATCH(AN$2,$AS$2:$BA$2,0)+1,FALSE)","v":1.4098715321122319E-3},{"$f":"R497*VLOOKUP($B497,$AR$36:$BA$47,MATCH(AO$2,$AS$2:$BA$2,0)+1,FALSE)","v":0},0.90927308206792468]
[2006,1,21,16,null,2013,1,21,16,0.29467300571462807,0.47593605250479942,0,9.8645709226016787E-2,0.12140519999999998,8.4531999999999996E-2,0,1.844841099551928E-3,0,1.0770368085449962,null,null,0.27898298768579527,8.6400005428040536E-2,0.42103200651989398,9.5691190678093604E-2,7.7924702553228892E-2,0,0,1.3484631500345877E-3,0,0.96137935601508684,null,{"$f":"J498*VLOOKUP($B498,$AR$36:$AZ$47,MATCH(AG$2,$AS$2:$BA$2,0)+1,FALSE)","v":0.28272328901365995},{"$f":"K498*VLOOKUP($B498,$AR$36:$AZ$47,MATCH(AH$2,$AS$2:$BA$2,0)+1,FALSE)","v":0.40213907155490136},{"$f":"L498*VLOOKUP($B498,$AR$36:$AZ$47,MATCH(AI$2,$AS$2:$BA$2,0)+1,FALSE)","v":0},{"$f":"M498*VLOOKUP($B498,$AR$36:$AZ$47,MATCH(AJ$2,$AS$2:$BA$2,0)+1,FALSE)","v":8.4799714565962594E-2},{"$f":"N498*VLOOKUP($B498,$AR$36:$AZ$47,MATCH(AK$2,$AS$2:$BA$2,0)+1,FALSE)","v":9.4955636287781087E-2},{"$f":"O498*VLOOKUP($B498,$AR$36:$AZ$47,MATCH(AL$2,$AS$2:$BA$2,0)+1,FALSE)","v":7.4914127088255941E-2},{"$f":"P498*VLOOKUP($B498,$AR$36:$AZ$47,MATCH(AM$2,$AS$2:$BA$2,0)+1,FALSE)","v":0},{"$f":"Q498*VLOOKUP($B498,$AR$36:$AZ$47,MATCH(AN$2,$AS$2:$BA$2,0)+1,FALSE)","v":1.4098715321122319E-3},{"$f":"R498*VLOOKUP($B498,$AR$36:$BA$47,MATCH(AO$2,$AS$2:$BA$2,0)+1,FALSE)","v":0},0.94094171004267324]
[2006,1,21,17,null,2013,1,21,17,0.3463282873052676,0.47443607203564586,5.61205831903949E-4,0.10071486742958527,0.12027169999999997,8.3211999999999994E-2,1.1425044452392326E-6,1.8671040628349654E-3,0,1.1273923791696829,null,null,0.32788785684053473,8.8212301993420603E-2,0.41970506399611451,9.4797769600301063E-2,7.6707878068178706E-2,3.138618537272964E-4,5.7179922435508406E-7,1.3647359800387762E-3,0,1.0089900401315401,null,{"$f":"J499*VLOOKUP($B499,$AR$36:$AZ$47,MATCH(AG$2,$AS$2:$BA$2,0)+1,FALSE)","v":0.33228382161424558},{"$f":"K499*VLOOKUP($B499,$AR$36:$AZ$47,MATCH(AH$2,$AS$2:$BA$2,0)+1,FALSE)","v":0.40087167281500485},{"$f":"L499*VLOOKUP($B499,$AR$36:$AZ$47,MATCH(AI$2,$AS$2:$BA$2,0)+1,FALSE)","v":4.1485559396875103E-4},{"$f":"M499*VLOOKUP($B499,$AR$36:$AZ$47,MATCH(AJ$2,$AS$2:$BA$2,0)+1,FALSE)","v":8.6578443984921954E-2},{"$f":"N499*VLOOKUP($B499,$AR$36:$AZ$47,MATCH(AK$2,$AS$2:$BA$2,0)+1,FALSE)","v":9.4069082715675448E-2},{"$f":"O499*VLOOKUP($B499,$AR$36:$AZ$47,MATCH(AL$2,$AS$2:$BA$2,0)+1,FALSE)","v":7.3744313907963294E-2},{"$f":"P499*VLOOKUP($B499,$AR$36:$AZ$47,MATCH(AM$2,$AS$2:$BA$2,0)+1,FALSE)","v":5.7179922435508406E-7},{"$f":"Q499*VLOOKUP($B499,$AR$36:$AZ$47,MATCH(AN$2,$AS$2:$BA$2,0)+1,FALSE)","v":1.4268854191948851E-3},{"$f":"R499*VLOOKUP($B499,$AR$36:$BA$47,MATCH(AO$2,$AS$2:$BA$2,0)+1,FALSE)","v":0},0.98938964785019912]
[2006,1,21,18,null,2013,1,21,18,0.44138893281104841,0.46329878917429768,8.4180874785592386E-3,9.436882825611817E-2,0.1173471,8.1406999999999993E-2,1.71375666785885E-5,2.1787855487974887E-3,0,1.2084246608354996,null,null,0.41788694864817122,8.2654048894161544E-2,0.40985257955915166,9.2492609226139569E-2,7.5043962768545691E-2,4.7079278059094483E-3,8.5769883653262672E-6,1.5925556000974171E-3,0,1.084239209490542,null,{"$f":"J500*VLOOKUP($B500,$AR$36:$AZ$47,MATCH(AG$2,$AS$2:$BA$2,0)+1,FALSE)","v":0.42348952363631504},{"$f":"K500*VLOOKUP($B500,$AR$36:$AZ$47,MATCH(AH$2,$AS$2:$BA$2,0)+1,FALSE)","v":0.39146129811038693},{"$f":"L500*VLOOKUP($B500,$AR$36:$AZ$47,MATCH(AI$2,$AS$2:$BA$2,0)+1,FALSE)","v":6.2228339095312677E-3},{"$f":"M500*VLOOKUP($B500,$AR$36:$AZ$47,MATCH(AJ$2,$AS$2:$BA$2,0)+1,FALSE)","v":8.1123140203776881E-2},{"$f":"N500*VLOOKUP($B500,$AR$36:$AZ$47,MATCH(AK$2,$AS$2:$BA$2,0)+1,FALSE)","v":9.1781641536160544E-2},{"$f":"O500*VLOOKUP($B500,$AR$36:$AZ$47,MATCH(AL$2,$AS$2:$BA$2,0)+1,FALSE)","v":7.2144683006123728E-2},{"$f":"P500*VLOOKUP($B500,$AR$36:$AZ$47,MATCH(AM$2,$AS$2:$BA$2,0)+1,FALSE)","v":8.5769883653262672E-6},{"$f":"Q500*VLOOKUP($B500,$AR$36:$AZ$47,MATCH(AN$2,$AS$2:$BA$2,0)+1,FALSE)","v":1.66507983835203E-3},{"$f":"R500*VLOOKUP($B500,$AR$36:$BA$47,MATCH(AO$2,$AS$2:$BA$2,0)+1,FALSE)","v":0},1.0678967772290116]
[2006,1,21,19,null,2013,1,21,19,0.47930398884203262,0.43494975477014786,8.4180874785592386E-3,8.0708618933894138E-2,0.1091773,7.6700000000000004E-2,1.71375666785885E-5,2.1787855487974887E-3,0,1.1914536731401102,null,null,0.45378319772652109,7.0689593786599211E-2,0.38477389351453783,8.6053198973515405E-2,7.0704877275264477E-2,4.7079278059094483E-3,8.5769883653262672E-6,1.5925556000974171E-3,0,1.0723138216708104,null,{"$f":"J501*VLOOKUP($B501,$AR$36:$AZ$47,MATCH(AG$2,$AS$2:$BA$2,0)+1,FALSE)","v":0.45986703069102697},{"$f":"K501*VLOOKUP($B501,$AR$36:$AZ$47,MATCH(AH$2,$AS$2:$BA$2,0)+1,FALSE)","v":0.36750796590375018},{"$f":"L501*VLOOKUP($B501,$AR$36:$AZ$47,MATCH(AI$2,$AS$2:$BA$2,0)+1,FALSE)","v":6.2228339095312677E-3},{"$f":"M501*VLOOKUP($B501,$AR$36:$AZ$47,MATCH(AJ$2,$AS$2:$BA$2,0)+1,FALSE)","v":6.9380289343616119E-2},{"$f":"N501*VLOOKUP($B501,$AR$36:$AZ$47,MATCH(AK$2,$AS$2:$BA$2,0)+1,FALSE)","v":8.5391729429068655E-2},{"$f":"O501*VLOOKUP($B501,$AR$36:$AZ$47,MATCH(AL$2,$AS$2:$BA$2,0)+1,FALSE)","v":6.7973235551852917E-2},{"$f":"P501*VLOOKUP($B501,$AR$36:$AZ$47,MATCH(AM$2,$AS$2:$BA$2,0)+1,FALSE)","v":8.5769883653262672E-6},{"$f":"Q501*VLOOKUP($B501,$AR$36:$AZ$47,MATCH(AN$2,$AS$2:$BA$2,0)+1,FALSE)","v":1.66507983835203E-3},{"$f":"R501*VLOOKUP($B501,$AR$36:$BA$47,MATCH(AO$2,$AS$2:$BA$2,0)+1,FALSE)","v":0},1.0580167416555635]
[2006,1,21,20,null,2013,1,21,20,0.45304791626842611,0.42814396660657839,8.4180874785592386E-3,8.9438377149034062E-2,0.10466040000000001,7.4349999999999999E-2,1.71375666785885E-5,2.1787855487974887E-3,0,1.1602546706180739,null,null,0.42892514344457033,7.8335655263489526E-2,0.37875322197394656,8.2492992827700562E-2,6.8538560957182706E-2,4.7079278059094483E-3,8.5769883653262672E-6,1.5925556000974171E-3,0,1.0433546348612619,null,{"$f":"J502*VLOOKUP($B502,$AR$36:$AZ$47,MATCH(AG$2,$AS$2:$BA$2,0)+1,FALSE)","v":0.434675706577069},{"$f":"K502*VLOOKUP($B502,$AR$36:$AZ$47,MATCH(AH$2,$AS$2:$BA$2,0)+1,FALSE)","v":0.36175745946723775},{"$f":"L502*VLOOKUP($B502,$AR$36:$AZ$47,MATCH(AI$2,$AS$2:$BA$2,0)+1,FALSE)","v":6.2228339095312677E-3},{"$f":"M502*VLOOKUP($B502,$AR$36:$AZ$47,MATCH(AJ$2,$AS$2:$BA$2,0)+1,FALSE)","v":7.6884731358195818E-2},{"$f":"N502*VLOOKUP($B502,$AR$36:$AZ$47,MATCH(AK$2,$AS$2:$BA$2,0)+1,FALSE)","v":8.1858889702695503E-2},{"$f":"O502*VLOOKUP($B502,$AR$36:$AZ$47,MATCH(AL$2,$AS$2:$BA$2,0)+1,FALSE)","v":6.589061360208949E-2},{"$f":"P502*VLOOKUP($B502,$AR$36:$AZ$47,MATCH(AM$2,$AS$2:$BA$2,0)+1,FALSE)","v":8.5769883653262672E-6},{"$f":"Q502*VLOOKUP($B502,$AR$36:$AZ$47,MATCH(AN$2,$AS$2:$BA$2,0)+1,FALSE)","v":1.66507983835203E-3},{"$f":"R502*VLOOKUP($B502,$AR$36:$BA$47,MATCH(AO$2,$AS$2:$BA$2,0)+1,FALSE)","v":0},1.0289638914435362]
[2006,1,21,21,null,2013,1,21,21,0.4256214600238728,0.42677374639733012,8.4180874785592386E-3,0.10199020740326344,0.10237490000000002,7.3249999999999996E-2,1.71375666785885E-5,2.1787855487974887E-3,0,1.1406243244185019,null,null,0.40295902318125304,8.9329323519373907E-2,0.37754107054932196,8.0691569031233992E-2,6.7524540552974216E-2,4.7079278059094483E-3,8.5769883653262672E-6,1.5925556000974171E-3,0,1.0243545872285293,null,{"$f":"J503*VLOOKUP($B503,$AR$36:$AZ$47,MATCH(AG$2,$AS$2:$BA$2,0)+1,FALSE)","v":0.40836146073481944},{"$f":"K503*VLOOKUP($B503,$AR$36:$AZ$47,MATCH(AH$2,$AS$2:$BA$2,0)+1,FALSE)","v":0.36059970081484549},{"$f":"L503*VLOOKUP($B503,$AR$36:$AZ$47,MATCH(AI$2,$AS$2:$BA$2,0)+1,FALSE)","v":6.2228339095312677E-3},{"$f":"M503*VLOOKUP($B503,$AR$36:$AZ$47,MATCH(AJ$2,$AS$2:$BA$2,0)+1,FALSE)","v":8.7674776167953675E-2},{"$f":"N503*VLOOKUP($B503,$AR$36:$AZ$47,MATCH(AK$2,$AS$2:$BA$2,0)+1,FALSE)","v":8.0071313003050648E-2},{"$f":"O503*VLOOKUP($B503,$AR$36:$AZ$47,MATCH(AL$2,$AS$2:$BA$2,0)+1,FALSE)","v":6.4915769285178948E-2},{"$f":"P503*VLOOKUP($B503,$AR$36:$AZ$47,MATCH(AM$2,$AS$2:$BA$2,0)+1,FALSE)","v":8.5769883653262672E-6},{"$f":"Q503*VLOOKUP($B503,$AR$36:$AZ$47,MATCH(AN$2,$AS$2:$BA$2,0)+1,FALSE)","v":1.66507983835203E-3},{"$f":"R503*VLOOKUP($B503,$AR$36:$BA$47,MATCH(AO$2,$AS$2:$BA$2,0)+1,FALSE)","v":0},1.0095195107420969]
[2006,1,21,22,null,2013,1,21,22,0.38991575794134969,0.39825708270953231,8.4180874785592386E-3,9.25324567208263E-2,9.984839999999999E-2,7.1886000000000005E-2,1.71375666785885E-5,2.1787855487974887E-3,0,1.0630537079657436,null,null,0.36915448984694388,8.1045641271954794E-2,0.35231409295739968,7.870018980490591E-2,6.6267155251755708E-2,4.7079278059094483E-3,8.5769883653262672E-6,1.5925556000974171E-3,0,0.95379062952733218,null,{"$f":"J504*VLOOKUP($B504,$AR$36:$AZ$47,MATCH(AG$2,$AS$2:$BA$2,0)+1,FALSE)","v":0.37410371288027378},{"$f":"K504*VLOOKUP($B504,$AR$36:$AZ$47,MATCH(AH$2,$AS$2:$BA$2,0)+1,FALSE)","v":0.33650473133543468},{"$f":"L504*VLOOKUP($B504,$AR$36:$AZ$47,MATCH(AI$2,$AS$2:$BA$2,0)+1,FALSE)","v":6.2228339095312677E-3},{"$f":"M504*VLOOKUP($B504,$AR$36:$AZ$47,MATCH(AJ$2,$AS$2:$BA$2,0)+1,FALSE)","v":7.9544523320674396E-2},{"$f":"N504*VLOOKUP($B504,$AR$36:$AZ$47,MATCH(AK$2,$AS$2:$BA$2,0)+1,FALSE)","v":7.8095241013703548E-2},{"$f":"O504*VLOOKUP($B504,$AR$36:$AZ$47,MATCH(AL$2,$AS$2:$BA$2,0)+1,FALSE)","v":6.370696233220989E-2},{"$f":"P504*VLOOKUP($B504,$AR$36:$AZ$47,MATCH(AM$2,$AS$2:$BA$2,0)+1,FALSE)","v":8.5769883653262672E-6},{"$f":"Q504*VLOOKUP($B504,$AR$36:$AZ$47,MATCH(AN$2,$AS$2:$BA$2,0)+1,FALSE)","v":1.66507983835203E-3},{"$f":"R504*VLOOKUP($B504,$AR$36:$BA$47,MATCH(AO$2,$AS$2:$BA$2,0)+1,FALSE)","v":0},0.93985166161854494]
[2006,1,21,23,null,2013,1,21,23,0.33679797393832595,0.38102613930234452,8.4180874785592386E-3,0.1005003163978299,9.6497300000000036E-2,7.0232000000000003E-2,1.71375666785885E-5,2.1787855487974887E-3,0,0.99566774023253546,null,null,0.31886498998429436,8.8024384947117215E-2,0.3370709134613773,7.6058863493665904E-2,6.4742437298518571E-2,4.7079278059094483E-3,8.5769883653262672E-6,1.5925556000974171E-3,0,0.89107064957934556,null,{"$f":"J505*VLOOKUP($B505,$AR$36:$AZ$47,MATCH(AG$2,$AS$2:$BA$2,0)+1,FALSE)","v":0.32313998594494781},{"$f":"K505*VLOOKUP($B505,$AR$36:$AZ$47,MATCH(AH$2,$AS$2:$BA$2,0)+1,FALSE)","v":0.32194555779244771},{"$f":"L505*VLOOKUP($B505,$AR$36:$AZ$47,MATCH(AI$2,$AS$2:$BA$2,0)+1,FALSE)","v":6.2228339095312677E-3},{"$f":"M505*VLOOKUP($B505,$AR$36:$AZ$47,MATCH(AJ$2,$AS$2:$BA$2,0)+1,FALSE)","v":8.6394007516316901E-2},{"$f":"N505*VLOOKUP($B505,$AR$36:$AZ$47,MATCH(AK$2,$AS$2:$BA$2,0)+1,FALSE)","v":7.5474217921084955E-2},{"$f":"O505*VLOOKUP($B505,$AR$36:$AZ$47,MATCH(AL$2,$AS$2:$BA$2,0)+1,FALSE)","v":6.2241150968418958E-2},{"$f":"P505*VLOOKUP($B505,$AR$36:$AZ$47,MATCH(AM$2,$AS$2:$BA$2,0)+1,FALSE)","v":8.5769883653262672E-6},{"$f":"Q505*VLOOKUP($B505,$AR$36:$AZ$47,MATCH(AN$2,$AS$2:$BA$2,0)+1,FALSE)","v":1.66507983835203E-3},{"$f":"R505*VLOOKUP($B505,$AR$36:$BA$47,MATCH(AO$2,$AS$2:$BA$2,0)+1,FALSE)","v":0},0.87709141087946496]
[2006,1,21,24,null,2013,1,21,24,0.23917069679334585,0.37383080335883967,8.4180874785592386E-3,0.11526921850803332,9.4272399999999992E-2,6.9056000000000006E-2,1.71375666785885E-5,2.1787855487974887E-3,0,0.90221312925425412,null,null,0.22643592817904584,0.10095990168169845,0.33070563242428247,7.4305204423546212E-2,6.3658357302746604E-2,4.7079278059094483E-3,8.5769883653262672E-6,1.5925556000974171E-3,0,0.80237408440569169,null,{"$f":"J506*VLOOKUP($B506,$AR$36:$AZ$47,MATCH(AG$2,$AS$2:$BA$2,0)+1,FALSE)","v":0.22947173552296252},{"$f":"K506*VLOOKUP($B506,$AR$36:$AZ$47,MATCH(AH$2,$AS$2:$BA$2,0)+1,FALSE)","v":0.31586590549332405},{"$f":"L506*VLOOKUP($B506,$AR$36:$AZ$47,MATCH(AI$2,$AS$2:$BA$2,0)+1,FALSE)","v":6.2228339095312677E-3},{"$f":"M506*VLOOKUP($B506,$AR$36:$AZ$47,MATCH(AJ$2,$AS$2:$BA$2,0)+1,FALSE)","v":9.9089934112864542E-2},{"$f":"N506*VLOOKUP($B506,$AR$36:$AZ$47,MATCH(AK$2,$AS$2:$BA$2,0)+1,FALSE)","v":7.3734038792211659E-2},{"$f":"O506*VLOOKUP($B506,$AR$36:$AZ$47,MATCH(AL$2,$AS$2:$BA$2,0)+1,FALSE)","v":6.1198953771430968E-2},{"$f":"P506*VLOOKUP($B506,$AR$36:$AZ$47,MATCH(AM$2,$AS$2:$BA$2,0)+1,FALSE)","v":8.5769883653262672E-6},{"$f":"Q506*VLOOKUP($B506,$AR$36:$AZ$47,MATCH(AN$2,$AS$2:$BA$2,0)+1,FALSE)","v":1.66507983835203E-3},{"$f":"R506*VLOOKUP($B506,$AR$36:$BA$47,MATCH(AO$2,$AS$2:$BA$2,0)+1,FALSE)","v":0},0.78725705842904237]
[2006,1,22,1,null,2013,1,22,1,0.24495562891312678,0.36340073769865677,8.4180874785592386E-3,9.6262095290651897E-2,9.307399999999999E-2,6.7218E-2,1.71375666785885E-5,2.1787855487974887E-3,0,0.87552447249647058,null,null,0.23191283856797695,8.4312289109006108E-2,0.3214787805185913,7.3360629373147815E-2,6.196402139098732E-2,4.7079278059094483E-3,8.5769883653262672E-6,1.5925556000974171E-3,0,0.77933761935408175,null,{"$f":"J507*VLOOKUP($B507,$AR$36:$AZ$47,MATCH(AG$2,$AS$2:$BA$2,0)+1,FALSE)","v":0.23502207438640471},{"$f":"K507*VLOOKUP($B507,$AR$36:$AZ$47,MATCH(AH$2,$AS$2:$BA$2,0)+1,FALSE)","v":0.30705308936231596},{"$f":"L507*VLOOKUP($B507,$AR$36:$AZ$47,MATCH(AI$2,$AS$2:$BA$2,0)+1,FALSE)","v":6.2228339095312677E-3},{"$f":"M507*VLOOKUP($B507,$AR$36:$AZ$47,MATCH(AJ$2,$AS$2:$BA$2,0)+1,FALSE)","v":8.2750666686026181E-2},{"$f":"N507*VLOOKUP($B507,$AR$36:$AZ$47,MATCH(AK$2,$AS$2:$BA$2,0)+1,FALSE)","v":7.2796724455368778E-2},{"$f":"O507*VLOOKUP($B507,$AR$36:$AZ$47,MATCH(AL$2,$AS$2:$BA$2,0)+1,FALSE)","v":5.9570077540084081E-2},{"$f":"P507*VLOOKUP($B507,$AR$36:$AZ$47,MATCH(AM$2,$AS$2:$BA$2,0)+1,FALSE)","v":8.5769883653262672E-6},{"$f":"Q507*VLOOKUP($B507,$AR$36:$AZ$47,MATCH(AN$2,$AS$2:$BA$2,0)+1,FALSE)","v":1.66507983835203E-3},{"$f":"R507*VLOOKUP($B507,$AR$36:$BA$47,MATCH(AO$2,$AS$2:$BA$2,0)+1,FALSE)","v":0},0.76508912316644828]
[2006,1,22,2,null,2013,1,22,2,0.23303907260968526,0.35278592511013207,8.4180874785592386E-3,8.8692041816478939E-2,9.2380000000000004E-2,6.6612000000000005E-2,1.71375666785885E-5,2.1787855487974887E-3,0,0.84412305013033151,null,null,0.22063078552617341,7.768196867853977E-2,0.31208849411465445,7.2813620790891084E-2,6.1405388331941556E-2,4.7079278059094483E-3,8.5769883653262672E-6,1.5925556000974171E-3,0,0.75092931783657235,null,{"$f":"J508*VLOOKUP($B508,$AR$36:$AZ$47,MATCH(AG$2,$AS$2:$BA$2,0)+1,FALSE)","v":0.2235887638133684},{"$f":"K508*VLOOKUP($B508,$AR$36:$AZ$47,MATCH(AH$2,$AS$2:$BA$2,0)+1,FALSE)","v":0.29808417251600167},{"$f":"L508*VLOOKUP($B508,$AR$36:$AZ$47,MATCH(AI$2,$AS$2:$BA$2,0)+1,FALSE)","v":6.2228339095312677E-3},{"$f":"M508*VLOOKUP($B508,$AR$36:$AZ$47,MATCH(AJ$2,$AS$2:$BA$2,0)+1,FALSE)","v":7.6243152280223367E-2},{"$f":"N508*VLOOKUP($B508,$AR$36:$AZ$47,MATCH(AK$2,$AS$2:$BA$2,0)+1,FALSE)","v":7.2253920592076942E-2},{"$f":"O508*VLOOKUP($B508,$AR$36:$AZ$47,MATCH(AL$2,$AS$2:$BA$2,0)+1,FALSE)","v":5.9033026943677007E-2},{"$f":"P508*VLOOKUP($B508,$AR$36:$AZ$47,MATCH(AM$2,$AS$2:$BA$2,0)+1,FALSE)","v":8.5769883653262672E-6},{"$f":"Q508*VLOOKUP($B508,$AR$36:$AZ$47,MATCH(AN$2,$AS$2:$BA$2,0)+1,FALSE)","v":1.66507983835203E-3},{"$f":"R508*VLOOKUP($B508,$AR$36:$BA$47,MATCH(AO$2,$AS$2:$BA$2,0)+1,FALSE)","v":0},0.73709952688159597]
[2006,1,22,3,null,2013,1,22,3,0.22788535192431977,0.34993401530450752,8.4180874785592386E-3,8.9806364987262993E-2,9.2034199999999997E-2,6.6541000000000003E-2,1.71375666785885E-5,2.1787855487974887E-3,0,0.83681494281012547,null,null,0.21575147738929654,7.8657961742604462E-2,0.30956558100152404,7.2541062335927983E-2,6.1339937924033555E-2,4.7079278059094483E-3,8.5769883653262672E-6,1.5925556000974171E-3,0,0.74416508078775878,null,{"$f":"J509*VLOOKUP($B509,$AR$36:$AZ$47,MATCH(AG$2,$AS$2:$BA$2,0)+1,FALSE)","v":0.2186440392048464},{"$f":"K509*VLOOKUP($B509,$AR$36:$AZ$47,MATCH(AH$2,$AS$2:$BA$2,0)+1,FALSE)","v":0.2956744698776822},{"$f":"L509*VLOOKUP($B509,$AR$36:$AZ$47,MATCH(AI$2,$AS$2:$BA$2,0)+1,FALSE)","v":6.2228339095312677E-3},{"$f":"M509*VLOOKUP($B509,$AR$36:$AZ$47,MATCH(AJ$2,$AS$2:$BA$2,0)+1,FALSE)","v":7.7201068114152047E-2},{"$f":"N509*VLOOKUP($B509,$AR$36:$AZ$47,MATCH(AK$2,$AS$2:$BA$2,0)+1,FALSE)","v":7.198345722618886E-2},{"$f":"O509*VLOOKUP($B509,$AR$36:$AZ$47,MATCH(AL$2,$AS$2:$BA$2,0)+1,FALSE)","v":5.8970105174130961E-2},{"$f":"P509*VLOOKUP($B509,$AR$36:$AZ$47,MATCH(AM$2,$AS$2:$BA$2,0)+1,FALSE)","v":8.5769883653262672E-6},{"$f":"Q509*VLOOKUP($B509,$AR$36:$AZ$47,MATCH(AN$2,$AS$2:$BA$2,0)+1,FALSE)","v":1.66507983835203E-3},{"$f":"R509*VLOOKUP($B509,$AR$36:$BA$47,MATCH(AO$2,$AS$2:$BA$2,0)+1,FALSE)","v":0},0.73036963033324909]
[2006,1,22,4,null,2013,1,22,4,0.22895606864626611,0.3486431861988567,8.4180874785592386E-3,8.7451932286444545E-2,9.1975599999999963E-2,6.6248000000000001E-2,1.71375666785885E-5,2.1787855487974887E-3,0,0.83388879772560243,null,null,0.21676518324039515,7.6595804151293634E-2,0.30842366211228217,7.2494874003189852E-2,6.1069839761821655E-2,4.7079278059094483E-3,8.5769883653262672E-6,1.5925556000974171E-3,0,0.74165842366335466,null,{"$f":"J510*VLOOKUP($B510,$AR$36:$AZ$47,MATCH(AG$2,$AS$2:$BA$2,0)+1,FALSE)","v":0.21967133572458175},{"$f":"K510*VLOOKUP($B510,$AR$36:$AZ$47,MATCH(AH$2,$AS$2:$BA$2,0)+1,FALSE)","v":0.29458379222182796},{"$f":"L510*VLOOKUP($B510,$AR$36:$AZ$47,MATCH(AI$2,$AS$2:$BA$2,0)+1,FALSE)","v":6.2228339095312677E-3},{"$f":"M510*VLOOKUP($B510,$AR$36:$AZ$47,MATCH(AJ$2,$AS$2:$BA$2,0)+1,FALSE)","v":7.5177105566153896E-2},{"$f":"N510*VLOOKUP($B510,$AR$36:$AZ$47,MATCH(AK$2,$AS$2:$BA$2,0)+1,FALSE)","v":7.1937623931680336E-2},{"$f":"O510*VLOOKUP($B510,$AR$36:$AZ$47,MATCH(AL$2,$AS$2:$BA$2,0)+1,FALSE)","v":5.8710442096990244E-2},{"$f":"P510*VLOOKUP($B510,$AR$36:$AZ$47,MATCH(AM$2,$AS$2:$BA$2,0)+1,FALSE)","v":8.5769883653262672E-6},{"$f":"Q510*VLOOKUP($B510,$AR$36:$AZ$47,MATCH(AN$2,$AS$2:$BA$2,0)+1,FALSE)","v":1.66507983835203E-3},{"$f":"R510*VLOOKUP($B510,$AR$36:$BA$47,MATCH(AO$2,$AS$2:$BA$2,0)+1,FALSE)","v":0},0.72797679027748285]
[2006,1,22,5,null,2013,1,22,5,0.23892924642795427,0.35402774062398151,8.4180874785592386E-3,8.709590907999501E-2,9.4162800000000005E-2,6.6407999999999995E-2,1.71375666785885E-5,2.1787855487974887E-3,0,0.85123770672596599,null,null,0.2262073339644132,7.6283977035739428E-2,0.31318705362652982,7.4218818053783484E-2,6.121733363879743E-2,4.7079278059094483E-3,8.5769883653262672E-6,1.5925556000974171E-3,0,0.75742357671363558,null,{"$f":"J511*VLOOKUP($B511,$AR$36:$AZ$47,MATCH(AG$2,$AS$2:$BA$2,0)+1,FALSE)","v":0.22924007656502196},{"$f":"K511*VLOOKUP($B511,$AR$36:$AZ$47,MATCH(AH$2,$AS$2:$BA$2,0)+1,FALSE)","v":0.29913343645630142},{"$f":"L511*VLOOKUP($B511,$AR$36:$AZ$47,MATCH(AI$2,$AS$2:$BA$2,0)+1,FALSE)","v":6.2228339095312677E-3},{"$f":"M511*VLOOKUP($B511,$AR$36:$AZ$47,MATCH(AJ$2,$AS$2:$BA$2,0)+1,FALSE)","v":7.4871054076204077E-2},{"$f":"N511*VLOOKUP($B511,$AR$36:$AZ$47,MATCH(AK$2,$AS$2:$BA$2,0)+1,FALSE)","v":7.3648316452994397E-2},{"$f":"O511*VLOOKUP($B511,$AR$36:$AZ$47,MATCH(AL$2,$AS$2:$BA$2,0)+1,FALSE)","v":5.8852237633995413E-2},{"$f":"P511*VLOOKUP($B511,$AR$36:$AZ$47,MATCH(AM$2,$AS$2:$BA$2,0)+1,FALSE)","v":8.5769883653262672E-6},{"$f":"Q511*VLOOKUP($B511,$AR$36:$AZ$47,MATCH(AN$2,$AS$2:$BA$2,0)+1,FALSE)","v":1.66507983835203E-3},{"$f":"R511*VLOOKUP($B511,$AR$36:$BA$47,MATCH(AO$2,$AS$2:$BA$2,0)+1,FALSE)","v":0},0.74364161192076594]
[2006,1,22,6,null,2013,1,22,6,0.26073982276365248,0.37392282710911373,8.4180874785592386E-3,8.5975336794846938E-2,9.7401099999999977E-2,6.8928000000000003E-2,1.71375666785885E-5,2.1787855487974887E-3,0,0.89758109726164836,null,null,0.2468565947764976,7.5302510611310589E-2,0.33078704030254985,7.6771235765486681E-2,6.3540362201165976E-2,4.7079278059094483E-3,8.5769883653262672E-6,1.5925556000974171E-3,0,0.79956680405138292,null,{"$f":"J512*VLOOKUP($B512,$AR$36:$AZ$47,MATCH(AG$2,$AS$2:$BA$2,0)+1,FALSE)","v":0.25016618027091697},{"$f":"K512*VLOOKUP($B512,$AR$36:$AZ$47,MATCH(AH$2,$AS$2:$BA$2,0)+1,FALSE)","v":0.31594366036249488},{"$f":"L512*VLOOKUP($B512,$AR$36:$AZ$47,MATCH(AI$2,$AS$2:$BA$2,0)+1,FALSE)","v":6.2228339095312677E-3},{"$f":"M512*VLOOKUP($B512,$AR$36:$AZ$47,MATCH(AJ$2,$AS$2:$BA$2,0)+1,FALSE)","v":7.3907766258855978E-2},{"$f":"N512*VLOOKUP($B512,$AR$36:$AZ$47,MATCH(AK$2,$AS$2:$BA$2,0)+1,FALSE)","v":7.6181114364374788E-2},{"$f":"O512*VLOOKUP($B512,$AR$36:$AZ$47,MATCH(AL$2,$AS$2:$BA$2,0)+1,FALSE)","v":6.108551734182683E-2},{"$f":"P512*VLOOKUP($B512,$AR$36:$AZ$47,MATCH(AM$2,$AS$2:$BA$2,0)+1,FALSE)","v":8.5769883653262672E-6},{"$f":"Q512*VLOOKUP($B512,$AR$36:$AZ$47,MATCH(AN$2,$AS$2:$BA$2,0)+1,FALSE)","v":1.66507983835203E-3},{"$f":"R512*VLOOKUP($B512,$AR$36:$BA$47,MATCH(AO$2,$AS$2:$BA$2,0)+1,FALSE)","v":0},0.78518072933471816]
[2006,1,22,7,null,2013,1,22,7,0.30144839110078253,0.42218733728412827,8.4180874785592386E-3,9.4444517711278583E-2,0.10954509999999998,7.4367000000000003E-2,1.71375666785885E-5,2.1787855487974887E-3,0,1.0126063566902248,null,null,0.28539761413984721,8.2720342394284524E-2,0.37348375019821656,8.6343097758175363E-2,6.8554232181611385E-2,4.7079278059094483E-3,8.5769883653262672E-6,1.5925556000974171E-3,0,0.90280809706650722,null,{"$f":"J513*VLOOKUP($B513,$AR$36:$AZ$47,MATCH(AG$2,$AS$2:$BA$2,0)+1,FALSE)","v":0.28922391582222406},{"$f":"K513*VLOOKUP($B513,$AR$36:$AZ$47,MATCH(AH$2,$AS$2:$BA$2,0)+1,FALSE)","v":0.35672444426967059},{"$f":"L513*VLOOKUP($B513,$AR$36:$AZ$47,MATCH(AI$2,$AS$2:$BA$2,0)+1,FALSE)","v":6.2228339095312677E-3},{"$f":"M513*VLOOKUP($B513,$AR$36:$AZ$47,MATCH(AJ$2,$AS$2:$BA$2,0)+1,FALSE)","v":8.1188205823392937E-2},{"$f":"N513*VLOOKUP($B513,$AR$36:$AZ$47,MATCH(AK$2,$AS$2:$BA$2,0)+1,FALSE)","v":8.5679399833850672E-2},{"$f":"O513*VLOOKUP($B513,$AR$36:$AZ$47,MATCH(AL$2,$AS$2:$BA$2,0)+1,FALSE)","v":6.5905679377896292E-2},{"$f":"P513*VLOOKUP($B513,$AR$36:$AZ$47,MATCH(AM$2,$AS$2:$BA$2,0)+1,FALSE)","v":8.5769883653262672E-6},{"$f":"Q513*VLOOKUP($B513,$AR$36:$AZ$47,MATCH(AN$2,$AS$2:$BA$2,0)+1,FALSE)","v":1.66507983835203E-3},{"$f":"R513*VLOOKUP($B513,$AR$36:$BA$47,MATCH(AO$2,$AS$2:$BA$2,0)+1,FALSE)","v":0},0.8866181358632832]
[2006,1,22,8,null,2013,1,22,8,0.34075208952117808,0.47685560835155399,4.4896466552315963E-3,0.1127709360853064,0.11783050000000003,7.9729999999999995E-2,9.1400355619138709E-6,2.0229448058162285E-3,0,1.1344608654546482,null,null,0.32260856661861748,9.8771751618426815E-2,0.42184548228250662,9.2873623561388757E-2,7.3498042570493305E-2,2.5108948298183738E-3,4.5743937948406776E-6,1.4786457900680978E-3,0,1.0135915816651144,null,{"$f":"J514*VLOOKUP($B514,$AR$36:$AZ$47,MATCH(AG$2,$AS$2:$BA$2,0)+1,FALSE)","v":0.32693375239468753},{"$f":"K514*VLOOKUP($B514,$AR$36:$AZ$47,MATCH(AH$2,$AS$2:$BA$2,0)+1,FALSE)","v":0.4029160442858189},{"$f":"L514*VLOOKUP($B514,$AR$36:$AZ$47,MATCH(AI$2,$AS$2:$BA$2,0)+1,FALSE)","v":3.3188447517500112E-3},{"$f":"M514*VLOOKUP($B514,$AR$36:$AZ$47,MATCH(AJ$2,$AS$2:$BA$2,0)+1,FALSE)","v":9.6942312710832701E-2},{"$f":"N514*VLOOKUP($B514,$AR$36:$AZ$47,MATCH(AK$2,$AS$2:$BA$2,0)+1,FALSE)","v":9.2159727108949166E-2},{"$f":"O514*VLOOKUP($B514,$AR$36:$AZ$47,MATCH(AL$2,$AS$2:$BA$2,0)+1,FALSE)","v":7.06584885338883E-2},{"$f":"P514*VLOOKUP($B514,$AR$36:$AZ$47,MATCH(AM$2,$AS$2:$BA$2,0)+1,FALSE)","v":4.5743937948406776E-6},{"$f":"Q514*VLOOKUP($B514,$AR$36:$AZ$47,MATCH(AN$2,$AS$2:$BA$2,0)+1,FALSE)","v":1.5459826287734586E-3},{"$f":"R514*VLOOKUP($B514,$AR$36:$BA$47,MATCH(AO$2,$AS$2:$BA$2,0)+1,FALSE)","v":0},0.99447972680849495]
[2006,1,22,9,null,2013,1,22,9,0.30613270336047754,0.51203979042393677,0,0.12544616302854456,0.12173120000000004,8.2926E-2,0,1.844841099551928E-3,0,1.1501206979125111,null,null,{"$f":"$J515*$AS$6","v":0.28983250774774189},{"$f":"$M515*$AV$6","v":0.10987349831668655},{"$f":"$K515*$AT$6","v":0.45297081245603282},{"$f":"$N515*$AW$6","v":9.5948142836329534E-2},{"$f":"$O515*$AX$6","v":7.6444232763084513E-2},{"$f":"$L515*$AU$6","v":0},{"$f":"$P515*$AY$6","v":0},{"$f":"$Q515*$AZ$6","v":1.3484631500345877E-3},0,{"$f":"SUM(V515:AD515)","v":1.02641765726991},null,{"$f":"J515*VLOOKUP($B515,$AR$36:$AZ$47,MATCH(AG$2,$AS$2:$BA$2,0)+1,FALSE)","v":0.29371826767374909},{"$f":"K515*VLOOKUP($B515,$AR$36:$AZ$47,MATCH(AH$2,$AS$2:$BA$2,0)+1,FALSE)","v":0.43264469005144707},{"$f":"L515*VLOOKUP($B515,$AR$36:$AZ$47,MATCH(AI$2,$AS$2:$BA$2,0)+1,FALSE)","v":0},{"$f":"M515*VLOOKUP($B515,$AR$36:$AZ$47,MATCH(AJ$2,$AS$2:$BA$2,0)+1,FALSE)","v":0.10783843414661343},{"$f":"N515*VLOOKUP($B515,$AR$36:$AZ$47,MATCH(AK$2,$AS$2:$BA$2,0)+1,FALSE)","v":9.5210613318664636E-2},{"$f":"O515*VLOOKUP($B515,$AR$36:$AZ$47,MATCH(AL$2,$AS$2:$BA$2,0)+1,FALSE)","v":7.3490854385566559E-2},{"$f":"P515*VLOOKUP($B515,$AR$36:$AZ$47,MATCH(AM$2,$AS$2:$BA$2,0)+1,FALSE)","v":0},{"$f":"Q515*VLOOKUP($B515,$AR$36:$AZ$47,MATCH(AN$2,$AS$2:$BA$2,0)+1,FALSE)","v":1.4098715321122319E-3},{"$f":"R515*VLOOKUP($B515,$AR$36:$BA$47,MATCH(AO$2,$AS$2:$BA$2,0)+1,FALSE)","v":0},1.004312731108153]
[2006,1,22,10,null,2013,1,22,10,0.2881154101576352,0.52720149876704436,0,0.1295255184779405,0.12437959999999999,8.5125000000000006E-2,0,1.844841099551928E-3,0,1.1561918685021721,null,null,0.27277455472774997,0.11344644979867316,0.46638346411873416,9.8035603253114473E-2,7.8471351734770392E-2,0,0,1.3484631500345877E-3,{"$f":"$R516*$BA$6","v":0},1.0304598867830768,null,{"$f":"J516*VLOOKUP($B516,$AR$36:$AZ$47,MATCH(AG$2,$AS$2:$BA$2,0)+1,FALSE)","v":0.27643162011986977},{"$f":"K516*VLOOKUP($B516,$AR$36:$AZ$47,MATCH(AH$2,$AS$2:$BA$2,0)+1,FALSE)","v":0.44545547688760928},{"$f":"L516*VLOOKUP($B516,$AR$36:$AZ$47,MATCH(AI$2,$AS$2:$BA$2,0)+1,FALSE)","v":0},{"$f":"M516*VLOOKUP($B516,$AR$36:$AZ$47,MATCH(AJ$2,$AS$2:$BA$2,0)+1,FALSE)","v":0.11134520783637716},{"$f":"N516*VLOOKUP($B516,$AR$36:$AZ$47,MATCH(AK$2,$AS$2:$BA$2,0)+1,FALSE)","v":9.7282027946246935E-2},{"$f":"O516*VLOOKUP($B516,$AR$36:$AZ$47,MATCH(AL$2,$AS$2:$BA$2,0)+1,FALSE)","v":7.543965679728136E-2},{"$f":"P516*VLOOKUP($B516,$AR$36:$AZ$47,MATCH(AM$2,$AS$2:$BA$2,0)+1,FALSE)","v":0},{"$f":"Q516*VLOOKUP($B516,$AR$36:$AZ$47,MATCH(AN$2,$AS$2:$BA$2,0)+1,FALSE)","v":1.4098715321122319E-3},{"$f":"R516*VLOOKUP($B516,$AR$36:$BA$47,MATCH(AO$2,$AS$2:$BA$2,0)+1,FALSE)","v":0},{"$f":"SUM(AG516:AO516)","v":1.0073638611194968}]
[2006,1,22,11,null,2013,1,22,11,0.27755922796513549,0.52623466805625119,0,0.12731746672860766,0.12464870000000003,8.5761000000000004E-2,0,1.844841099551928E-3,0,1.1433659038495463,null,null,0.2627804419671424,0.11151250168653939,0.46552816712665307,9.8247707013179766E-2,7.9057639895749113E-2,0,0,1.3484631500345877E-3,0,1.0184749208392985,null,{"$f":"J517*VLOOKUP($B517,$AR$36:$AZ$47,MATCH(AG$2,$AS$2:$BA$2,0)+1,FALSE)","v":0.26630351713448391},{"$f":"K517*VLOOKUP($B517,$AR$36:$AZ$47,MATCH(AH$2,$AS$2:$BA$2,0)+1,FALSE)","v":0.44463855956784981},{"$f":"L517*VLOOKUP($B517,$AR$36:$AZ$47,MATCH(AI$2,$AS$2:$BA$2,0)+1,FALSE)","v":0},{"$f":"M517*VLOOKUP($B517,$AR$36:$AZ$47,MATCH(AJ$2,$AS$2:$BA$2,0)+1,FALSE)","v":0.1094470800864789},{"$f":"N517*VLOOKUP($B517,$AR$36:$AZ$47,MATCH(AK$2,$AS$2:$BA$2,0)+1,FALSE)","v":9.7492501317445579E-2},{"$f":"O517*VLOOKUP($B517,$AR$36:$AZ$47,MATCH(AL$2,$AS$2:$BA$2,0)+1,FALSE)","v":7.6003294056876891E-2},{"$f":"P517*VLOOKUP($B517,$AR$36:$AZ$47,MATCH(AM$2,$AS$2:$BA$2,0)+1,FALSE)","v":0},{"$f":"Q517*VLOOKUP($B517,$AR$36:$AZ$47,MATCH(AN$2,$AS$2:$BA$2,0)+1,FALSE)","v":1.4098715321122319E-3},{"$f":"R517*VLOOKUP($B517,$AR$36:$BA$47,MATCH(AO$2,$AS$2:$BA$2,0)+1,FALSE)","v":0},0.99529482369524735]
[2006,1,22,12,null,2013,1,22,12,0.28187315882388758,0.52197750427761158,0,0.12307900080247247,0.12464579999999997,8.6409E-2,0,1.844841099551928E-3,0,1.1398293050035235,null,null,0.2668646753251519,0.10780019142086326,0.46176211032475456,9.8245421242446951E-2,7.9654990097501016E-2,0,0,1.3484631500345877E-3,0,1.0156758515607525,null,{"$f":"J518*VLOOKUP($B518,$AR$36:$AZ$47,MATCH(AG$2,$AS$2:$BA$2,0)+1,FALSE)","v":0.27044250746380188},{"$f":"K518*VLOOKUP($B518,$AR$36:$AZ$47,MATCH(AH$2,$AS$2:$BA$2,0)+1,FALSE)","v":0.44104149672634124},{"$f":"L518*VLOOKUP($B518,$AR$36:$AZ$47,MATCH(AI$2,$AS$2:$BA$2,0)+1,FALSE)","v":0},{"$f":"M518*VLOOKUP($B518,$AR$36:$AZ$47,MATCH(AJ$2,$AS$2:$BA$2,0)+1,FALSE)","v":0.10580352880022559},{"$f":"N518*VLOOKUP($B518,$AR$36:$AZ$47,MATCH(AK$2,$AS$2:$BA$2,0)+1,FALSE)","v":9.7490233116864056E-2},{"$f":"O518*VLOOKUP($B518,$AR$36:$AZ$47,MATCH(AL$2,$AS$2:$BA$2,0)+1,FALSE)","v":7.6577565981747822E-2},{"$f":"P518*VLOOKUP($B518,$AR$36:$AZ$47,MATCH(AM$2,$AS$2:$BA$2,0)+1,FALSE)","v":0},{"$f":"Q518*VLOOKUP($B518,$AR$36:$AZ$47,MATCH(AN$2,$AS$2:$BA$2,0)+1,FALSE)","v":1.4098715321122319E-3},{"$f":"R518*VLOOKUP($B518,$AR$36:$BA$47,MATCH(AO$2,$AS$2:$BA$2,0)+1,FALSE)","v":0},0.99276520362109277]
[2006,1,22,13,null,2013,1,22,13,0.28109471864668567,0.51884085179001926,0,0.12311653393083934,0.12485409999999998,8.6310999999999999E-2,0,1.844841099551928E-3,0,1.1360620454670962,null,null,0.26612768360158434,0.10783306525308639,0.45898730248312064,9.8409602636804414E-2,7.9564650097853351E-2,0,0,1.3484631500345877E-3,0,1.0122707672224838,null,{"$f":"J519*VLOOKUP($B519,$AR$36:$AZ$47,MATCH(AG$2,$AS$2:$BA$2,0)+1,FALSE)","v":0.26969563495450921},{"$f":"K519*VLOOKUP($B519,$AR$36:$AZ$47,MATCH(AH$2,$AS$2:$BA$2,0)+1,FALSE)","v":0.43839120261117115},{"$f":"L519*VLOOKUP($B519,$AR$36:$AZ$47,MATCH(AI$2,$AS$2:$BA$2,0)+1,FALSE)","v":0},{"$f":"M519*VLOOKUP($B519,$AR$36:$AZ$47,MATCH(AJ$2,$AS$2:$BA$2,0)+1,FALSE)","v":0.10583579374714777},{"$f":"N519*VLOOKUP($B519,$AR$36:$AZ$47,MATCH(AK$2,$AS$2:$BA$2,0)+1,FALSE)","v":9.7653152489664774E-2},{"$f":"O519*VLOOKUP($B519,$AR$36:$AZ$47,MATCH(AL$2,$AS$2:$BA$2,0)+1,FALSE)","v":7.6490716215332155E-2},{"$f":"P519*VLOOKUP($B519,$AR$36:$AZ$47,MATCH(AM$2,$AS$2:$BA$2,0)+1,FALSE)","v":0},{"$f":"Q519*VLOOKUP($B519,$AR$36:$AZ$47,MATCH(AN$2,$AS$2:$BA$2,0)+1,FALSE)","v":1.4098715321122319E-3},{"$f":"R519*VLOOKUP($B519,$AR$36:$BA$47,MATCH(AO$2,$AS$2:$BA$2,0)+1,FALSE)","v":0},0.98947637154993728]
[2006,1,22,14,null,2013,1,22,14,0.27919179180628101,0.51204539109427039,0,0.11463173183060334,0.12462920000000001,8.5844000000000004E-2,0,1.844841099551928E-3,0,1.1181869558307067,null,null,0.26432607909425559,0.10040155147242522,0.45297576703229581,9.8232337175493858E-2,7.9134152344430303E-2,0,0,1.3484631500345877E-3,0,0.99641835026893533,null,{"$f":"J520*VLOOKUP($B520,$AR$36:$AZ$47,MATCH(AG$2,$AS$2:$BA$2,0)+1,FALSE)","v":0.26786987648787658},{"$f":"K520*VLOOKUP($B520,$AR$36:$AZ$47,MATCH(AH$2,$AS$2:$BA$2,0)+1,FALSE)","v":0.43264942230141257},{"$f":"L520*VLOOKUP($B520,$AR$36:$AZ$47,MATCH(AI$2,$AS$2:$BA$2,0)+1,FALSE)","v":0},{"$f":"M520*VLOOKUP($B520,$AR$36:$AZ$47,MATCH(AJ$2,$AS$2:$BA$2,0)+1,FALSE)","v":9.8541925601295058E-2},{"$f":"N520*VLOOKUP($B520,$AR$36:$AZ$47,MATCH(AK$2,$AS$2:$BA$2,0)+1,FALSE)","v":9.7477249623880449E-2},{"$f":"O520*VLOOKUP($B520,$AR$36:$AZ$47,MATCH(AL$2,$AS$2:$BA$2,0)+1,FALSE)","v":7.6076850491698322E-2},{"$f":"P520*VLOOKUP($B520,$AR$36:$AZ$47,MATCH(AM$2,$AS$2:$BA$2,0)+1,FALSE)","v":0},{"$f":"Q520*VLOOKUP($B520,$AR$36:$AZ$47,MATCH(AN$2,$AS$2:$BA$2,0)+1,FALSE)","v":1.4098715321122319E-3},{"$f":"R520*VLOOKUP($B520,$AR$36:$BA$47,MATCH(AO$2,$AS$2:$BA$2,0)+1,FALSE)","v":0},0.97402519603827531]
[2006,1,22,15,null,2013,1,22,15,0.28372184878571438,0.50033979099710191,0,0.10528981601915027,0.12387150000000004,8.5513000000000006E-2,0,1.844841099551928E-3,0,1.1005807969015187,null,null,0.26861493082481802,9.2219324560066346E-2,0.44262052651102723,9.7635120456796565E-2,7.8829024386436658E-2,0,0,1.3484631500345877E-3,0,0.98126738988917939,null,{"$f":"J521*VLOOKUP($B521,$AR$36:$AZ$47,MATCH(AG$2,$AS$2:$BA$2,0)+1,FALSE)","v":0.27221622849096783},{"$f":"K521*VLOOKUP($B521,$AR$36:$AZ$47,MATCH(AH$2,$AS$2:$BA$2,0)+1,FALSE)","v":0.42275885164534566},{"$f":"L521*VLOOKUP($B521,$AR$36:$AZ$47,MATCH(AI$2,$AS$2:$BA$2,0)+1,FALSE)","v":0},{"$f":"M521*VLOOKUP($B521,$AR$36:$AZ$47,MATCH(AJ$2,$AS$2:$BA$2,0)+1,FALSE)","v":9.0511248945147699E-2},{"$f":"N521*VLOOKUP($B521,$AR$36:$AZ$47,MATCH(AK$2,$AS$2:$BA$2,0)+1,FALSE)","v":9.6884623561609234E-2},{"$f":"O521*VLOOKUP($B521,$AR$36:$AZ$47,MATCH(AL$2,$AS$2:$BA$2,0)+1,FALSE)","v":7.5783510974518881E-2},{"$f":"P521*VLOOKUP($B521,$AR$36:$AZ$47,MATCH(AM$2,$AS$2:$BA$2,0)+1,FALSE)","v":0},{"$f":"Q521*VLOOKUP($B521,$AR$36:$AZ$47,MATCH(AN$2,$AS$2:$BA$2,0)+1,FALSE)","v":1.4098715321122319E-3},{"$f":"R521*VLOOKUP($B521,$AR$36:$BA$47,MATCH(AO$2,$AS$2:$BA$2,0)+1,FALSE)","v":0},0.95956433514970152]
[2006,1,22,16,null,2013,1,22,16,0.31308470071096572,0.49664745804655808,0,0.10682299232359214,0.12205300000000005,8.5263000000000005E-2,0,1.844841099551928E-3,0,1.1257159921806681,null,null,0.29641434236988301,9.3562175070902184E-2,0.43935414157816627,9.620178456798692E-2,7.8598565203661999E-2,0,0,1.3484631500345877E-3,0,1.005479471940635,null,{"$f":"J522*VLOOKUP($B522,$AR$36:$AZ$47,MATCH(AG$2,$AS$2:$BA$2,0)+1,FALSE)","v":0.30038834439617451},{"$f":"K522*VLOOKUP($B522,$AR$36:$AZ$47,MATCH(AH$2,$AS$2:$BA$2,0)+1,FALSE)","v":0.41963903893775867},{"$f":"L522*VLOOKUP($B522,$AR$36:$AZ$47,MATCH(AI$2,$AS$2:$BA$2,0)+1,FALSE)","v":0},{"$f":"M522*VLOOKUP($B522,$AR$36:$AZ$47,MATCH(AJ$2,$AS$2:$BA$2,0)+1,FALSE)","v":9.1829227334842112E-2},{"$f":"N522*VLOOKUP($B522,$AR$36:$AZ$47,MATCH(AK$2,$AS$2:$BA$2,0)+1,FALSE)","v":9.546230536939565E-2},{"$f":"O522*VLOOKUP($B522,$AR$36:$AZ$47,MATCH(AL$2,$AS$2:$BA$2,0)+1,FALSE)","v":7.5561955447948304E-2},{"$f":"P522*VLOOKUP($B522,$AR$36:$AZ$47,MATCH(AM$2,$AS$2:$BA$2,0)+1,FALSE)","v":0},{"$f":"Q522*VLOOKUP($B522,$AR$36:$AZ$47,MATCH(AN$2,$AS$2:$BA$2,0)+1,FALSE)","v":1.4098715321122319E-3},{"$f":"R522*VLOOKUP($B522,$AR$36:$BA$47,MATCH(AO$2,$AS$2:$BA$2,0)+1,FALSE)","v":0},0.9842907430182315]
[2006,1,22,17,null,2013,1,22,17,0.36161446826840599,0.49892435740268082,4.2090437392796194E-4,0.11176757513849131,0.11908510000000003,8.3631999999999998E-2,8.5687833392942498E-7,1.8615383220142061E-3,0,1.177306800383854,null,null,0.34236011711785397,9.7892946124185976E-2,0.44136837752332519,9.3862495272194688E-2,7.7095049495240139E-2,2.3539639029547242E-4,4.2884941826631334E-7,1.3606677725377292E-3,0,1.0541754785450512,null,{"$f":"J523*VLOOKUP($B523,$AR$36:$AZ$47,MATCH(AG$2,$AS$2:$BA$2,0)+1,FALSE)","v":0.34695011026147177},{"$f":"K523*VLOOKUP($B523,$AR$36:$AZ$47,MATCH(AH$2,$AS$2:$BA$2,0)+1,FALSE)","v":0.42156289023726895},{"$f":"L523*VLOOKUP($B523,$AR$36:$AZ$47,MATCH(AI$2,$AS$2:$BA$2,0)+1,FALSE)","v":3.1114169547656341E-4},{"$f":"M523*VLOOKUP($B523,$AR$36:$AZ$47,MATCH(AJ$2,$AS$2:$BA$2,0)+1,FALSE)","v":9.6079784349851399E-2},{"$f":"N523*VLOOKUP($B523,$AR$36:$AZ$47,MATCH(AK$2,$AS$2:$BA$2,0)+1,FALSE)","v":9.3140997608784831E-2},{"$f":"O523*VLOOKUP($B523,$AR$36:$AZ$47,MATCH(AL$2,$AS$2:$BA$2,0)+1,FALSE)","v":7.4116527192601867E-2},{"$f":"P523*VLOOKUP($B523,$AR$36:$AZ$47,MATCH(AM$2,$AS$2:$BA$2,0)+1,FALSE)","v":4.2884941826631334E-7},{"$f":"Q523*VLOOKUP($B523,$AR$36:$AZ$47,MATCH(AN$2,$AS$2:$BA$2,0)+1,FALSE)","v":1.4226319474242219E-3},{"$f":"R523*VLOOKUP($B523,$AR$36:$BA$47,MATCH(AO$2,$AS$2:$BA$2,0)+1,FALSE)","v":0},1.0335845121422977]
[2006,1,22,18,null,2013,1,22,18,0.43176234230376487,0.50414067247075822,8.4180874785592386E-3,0.12522772138455432,0.11649020000000002,8.2280000000000006E-2,1.71375666785885E-5,2.1787855487974887E-3,0,1.2705149467531129,null,null,0.40877293097818973,0.10968217363186702,0.44598293779501302,9.1817203384445337E-2,7.58487262347948E-2,4.7079278059094483E-3,8.5769883653262672E-6,1.5925556000974171E-3,0,1.1384130324186823,null,{"$f":"J524*VLOOKUP($B524,$AR$36:$AZ$47,MATCH(AG$2,$AS$2:$BA$2,0)+1,FALSE)","v":0.41425331510202318},{"$f":"K524*VLOOKUP($B524,$AR$36:$AZ$47,MATCH(AH$2,$AS$2:$BA$2,0)+1,FALSE)","v":0.42597038172141816},{"$f":"L524*VLOOKUP($B524,$AR$36:$AZ$47,MATCH(AI$2,$AS$2:$BA$2,0)+1,FALSE)","v":6.2228339095312677E-3},{"$f":"M524*VLOOKUP($B524,$AR$36:$AZ$47,MATCH(AJ$2,$AS$2:$BA$2,0)+1,FALSE)","v":0.1076506531553769},{"$f":"N524*VLOOKUP($B524,$AR$36:$AZ$47,MATCH(AK$2,$AS$2:$BA$2,0)+1,FALSE)","v":9.1111427371240117E-2},{"$f":"O524*VLOOKUP($B524,$AR$36:$AZ$47,MATCH(AL$2,$AS$2:$BA$2,0)+1,FALSE)","v":7.2918354904908195E-2},{"$f":"P524*VLOOKUP($B524,$AR$36:$AZ$47,MATCH(AM$2,$AS$2:$BA$2,0)+1,FALSE)","v":8.5769883653262672E-6},{"$f":"Q524*VLOOKUP($B524,$AR$36:$AZ$47,MATCH(AN$2,$AS$2:$BA$2,0)+1,FALSE)","v":1.66507983835203E-3},{"$f":"R524*VLOOKUP($B524,$AR$36:$BA$47,MATCH(AO$2,$AS$2:$BA$2,0)+1,FALSE)","v":0},1.1198006229912152]
[2006,1,22,19,null,2013,1,22,19,0.47687048800601767,0.47148134434202704,8.4180874785592386E-3,0.10567144611973057,0.10942690000000002,7.8284999999999993E-2,1.71375666785885E-5,2.1787855487974887E-3,0,1.2523491890618108,null,null,0.45147926991297438,9.2553579775223188E-2,0.41709119408015199,8.624993289589479E-2,7.2165988494055783E-2,4.7079278059094483E-3,8.5769883653262672E-6,1.5925556000974171E-3,0,1.1258490255526723,null,{"$f":"J525*VLOOKUP($B525,$AR$36:$AZ$47,MATCH(AG$2,$AS$2:$BA$2,0)+1,FALSE)","v":0.45753221431208141},{"$f":"K525*VLOOKUP($B525,$AR$36:$AZ$47,MATCH(AH$2,$AS$2:$BA$2,0)+1,FALSE)","v":0.39837509487106471},{"$f":"L525*VLOOKUP($B525,$AR$36:$AZ$47,MATCH(AI$2,$AS$2:$BA$2,0)+1,FALSE)","v":6.2228339095312677E-3},{"$f":"M525*VLOOKUP($B525,$AR$36:$AZ$47,MATCH(AJ$2,$AS$2:$BA$2,0)+1,FALSE)","v":9.0839313124045154E-2},{"$f":"N525*VLOOKUP($B525,$AR$36:$AZ$47,MATCH(AK$2,$AS$2:$BA$2,0)+1,FALSE)","v":8.5586951106702155E-2},{"$f":"O525*VLOOKUP($B525,$AR$36:$AZ$47,MATCH(AL$2,$AS$2:$BA$2,0)+1,FALSE)","v":6.9377897590310364E-2},{"$f":"P525*VLOOKUP($B525,$AR$36:$AZ$47,MATCH(AM$2,$AS$2:$BA$2,0)+1,FALSE)","v":8.5769883653262672E-6},{"$f":"Q525*VLOOKUP($B525,$AR$36:$AZ$47,MATCH(AN$2,$AS$2:$BA$2,0)+1,FALSE)","v":1.66507983835203E-3},{"$f":"R525*VLOOKUP($B525,$AR$36:$BA$47,MATCH(AO$2,$AS$2:$BA$2,0)+1,FALSE)","v":0},1.1096079617404524]
[2006,1,22,20,null,2013,1,22,20,0.47736487048748266,0.45459377514826371,8.4180874785592386E-3,9.9188815789070156E-2,0.10519259999999998,7.6253000000000001E-2,1.71375666785885E-5,2.1787855487974887E-3,0,1.2232070720188519,null,null,0.45194732874111215,8.6875691703338143E-2,0.40215177710286382,8.291247116700462E-2,7.0292816256463386E-2,4.7079278059094483E-3,8.5769883653262672E-6,1.5925556000974171E-3,0,1.1004891453651544,null,{"$f":"J526*VLOOKUP($B526,$AR$36:$AZ$47,MATCH(AG$2,$AS$2:$BA$2,0)+1,FALSE)","v":0.45800654836535359},{"$f":"K526*VLOOKUP($B526,$AR$36:$AZ$47,MATCH(AH$2,$AS$2:$BA$2,0)+1,FALSE)","v":0.38410605313602897},{"$f":"L526*VLOOKUP($B526,$AR$36:$AZ$47,MATCH(AI$2,$AS$2:$BA$2,0)+1,FALSE)","v":6.2228339095312677E-3},{"$f":"M526*VLOOKUP($B526,$AR$36:$AZ$47,MATCH(AJ$2,$AS$2:$BA$2,0)+1,FALSE)","v":8.526659023533717E-2},{"$f":"N526*VLOOKUP($B526,$AR$36:$AZ$47,MATCH(AK$2,$AS$2:$BA$2,0)+1,FALSE)","v":8.2275143616303434E-2},{"$f":"O526*VLOOKUP($B526,$AR$36:$AZ$47,MATCH(AL$2,$AS$2:$BA$2,0)+1,FALSE)","v":6.7577094270344723E-2},{"$f":"P526*VLOOKUP($B526,$AR$36:$AZ$47,MATCH(AM$2,$AS$2:$BA$2,0)+1,FALSE)","v":8.5769883653262672E-6},{"$f":"Q526*VLOOKUP($B526,$AR$36:$AZ$47,MATCH(AN$2,$AS$2:$BA$2,0)+1,FALSE)","v":1.66507983835203E-3},{"$f":"R526*VLOOKUP($B526,$AR$36:$BA$47,MATCH(AO$2,$AS$2:$BA$2,0)+1,FALSE)","v":0},1.0851279203596162]
[2006,1,22,21,null,2013,1,22,21,0.44435727622375454,0.45381605246630152,8.4180874785592386E-3,0.11367384459221275,0.10302149999999999,7.4956999999999996E-2,1.71375666785885E-5,2.1787855487974887E-3,0,1.2004396838763041,null,null,0.42069724106618855,9.9562574660906983E-2,0.40146377261238814,8.1201217084961946E-2,6.9098115852959566E-2,4.7079278059094483E-3,8.5769883653262672E-6,1.5925556000974171E-3,0,1.0783319816717774,null,{"$f":"J527*VLOOKUP($B527,$AR$36:$AZ$47,MATCH(AG$2,$AS$2:$BA$2,0)+1,FALSE)","v":0.42633749340717025},{"$f":"K527*VLOOKUP($B527,$AR$36:$AZ$47,MATCH(AH$2,$AS$2:$BA$2,0)+1,FALSE)","v":0.38344892141506459},{"$f":"L527*VLOOKUP($B527,$AR$36:$AZ$47,MATCH(AI$2,$AS$2:$BA$2,0)+1,FALSE)","v":6.2228339095312677E-3},{"$f":"M527*VLOOKUP($B527,$AR$36:$AZ$47,MATCH(AJ$2,$AS$2:$BA$2,0)+1,FALSE)","v":9.7718488220802521E-2},{"$f":"N527*VLOOKUP($B527,$AR$36:$AZ$47,MATCH(AK$2,$AS$2:$BA$2,0)+1,FALSE)","v":8.0577043518907265E-2},{"$f":"O527*VLOOKUP($B527,$AR$36:$AZ$47,MATCH(AL$2,$AS$2:$BA$2,0)+1,FALSE)","v":6.6428550420602847E-2},{"$f":"P527*VLOOKUP($B527,$AR$36:$AZ$47,MATCH(AM$2,$AS$2:$BA$2,0)+1,FALSE)","v":8.5769883653262672E-6},{"$f":"Q527*VLOOKUP($B527,$AR$36:$AZ$47,MATCH(AN$2,$AS$2:$BA$2,0)+1,FALSE)","v":1.66507983835203E-3},{"$f":"R527*VLOOKUP($B527,$AR$36:$BA$47,MATCH(AO$2,$AS$2:$BA$2,0)+1,FALSE)","v":0},1.062406987718796]
[2006,1,22,22,null,2013,1,22,22,0.39422611374168015,0.42951874313204241,8.4180874785592386E-3,0.11044887014054433,0.1000335,7.3487999999999998E-2,1.71375666785885E-5,2.1787855487974887E-3,0,1.1183292376083025,null,null,0.37323533850238383,9.6737942831345819E-2,0.37996940409754548,7.8846085033401195E-2,6.7743937694975692E-2,4.7079278059094483E-3,8.5769883653262672E-6,1.5925556000974171E-3,0,1.0028417685540241,null,{"$f":"J528*VLOOKUP($B528,$AR$36:$AZ$47,MATCH(AG$2,$AS$2:$BA$2,0)+1,FALSE)","v":0.37823927312860106},{"$f":"K528*VLOOKUP($B528,$AR$36:$AZ$47,MATCH(AH$2,$AS$2:$BA$2,0)+1,FALSE)","v":0.36291906794937728},{"$f":"L528*VLOOKUP($B528,$AR$36:$AZ$47,MATCH(AI$2,$AS$2:$BA$2,0)+1,FALSE)","v":6.2228339095312677E-3},{"$f":"M528*VLOOKUP($B528,$AR$36:$AZ$47,MATCH(AJ$2,$AS$2:$BA$2,0)+1,FALSE)","v":9.4946173893806149E-2},{"$f":"N528*VLOOKUP($B528,$AR$36:$AZ$47,MATCH(AK$2,$AS$2:$BA$2,0)+1,FALSE)","v":7.8240014781852441E-2},{"$f":"O528*VLOOKUP($B528,$AR$36:$AZ$47,MATCH(AL$2,$AS$2:$BA$2,0)+1,FALSE)","v":6.5126690146474139E-2},{"$f":"P528*VLOOKUP($B528,$AR$36:$AZ$47,MATCH(AM$2,$AS$2:$BA$2,0)+1,FALSE)","v":8.5769883653262672E-6},{"$f":"Q528*VLOOKUP($B528,$AR$36:$AZ$47,MATCH(AN$2,$AS$2:$BA$2,0)+1,FALSE)","v":1.66507983835203E-3},{"$f":"R528*VLOOKUP($B528,$AR$36:$BA$47,MATCH(AO$2,$AS$2:$BA$2,0)+1,FALSE)","v":0},0.98736771063635964]
[2006,1,22,23,null,2013,1,22,23,0.35023985647176759,0.40626337299117199,8.4180874785592386E-3,0.1116175278672857,9.7361599999999993E-2,7.2094000000000005E-2,1.71375666785885E-5,2.1787855487974887E-3,0,1.0481903679242608,null,null,0.33159115246465654,9.7761525455731718E-2,0.35939677653289009,7.6740101991712703E-2,6.645889729182422E-2,4.7079278059094483E-3,8.5769883653262672E-6,1.5925556000974171E-3,0,0.9382575141311873,null,{"$f":"J529*VLOOKUP($B529,$AR$36:$AZ$47,MATCH(AG$2,$AS$2:$BA$2,0)+1,FALSE)","v":0.33603676700968593},{"$f":"K529*VLOOKUP($B529,$AR$36:$AZ$47,MATCH(AH$2,$AS$2:$BA$2,0)+1,FALSE)","v":0.34326959422723075},{"$f":"L529*VLOOKUP($B529,$AR$36:$AZ$47,MATCH(AI$2,$AS$2:$BA$2,0)+1,FALSE)","v":6.2228339095312677E-3},{"$f":"M529*VLOOKUP($B529,$AR$36:$AZ$47,MATCH(AJ$2,$AS$2:$BA$2,0)+1,FALSE)","v":9.5950797839749025E-2},{"$f":"N529*VLOOKUP($B529,$AR$36:$AZ$47,MATCH(AK$2,$AS$2:$BA$2,0)+1,FALSE)","v":7.6150219908178801E-2},{"$f":"O529*VLOOKUP($B529,$AR$36:$AZ$47,MATCH(AL$2,$AS$2:$BA$2,0)+1,FALSE)","v":6.389129653031661E-2},{"$f":"P529*VLOOKUP($B529,$AR$36:$AZ$47,MATCH(AM$2,$AS$2:$BA$2,0)+1,FALSE)","v":8.5769883653262672E-6},{"$f":"Q529*VLOOKUP($B529,$AR$36:$AZ$47,MATCH(AN$2,$AS$2:$BA$2,0)+1,FALSE)","v":1.66507983835203E-3},{"$f":"R529*VLOOKUP($B529,$AR$36:$BA$47,MATCH(AO$2,$AS$2:$BA$2,0)+1,FALSE)","v":0},0.92319516625140985]
[2006,1,22,24,null,2013,1,22,24,0.24859957647207354,0.39879786674973516,8.4180874785592386E-3,0.12444075370575891,9.5449800000000001E-2,7.0695999999999995E-2,1.71375666785885E-5,2.1787855487974887E-3,0,0.94859800752160284,null,null,0.23536276223675656,0.10899289872824372,0.35279249207917718,7.5233227341052117E-2,6.5170169541748327E-2,4.7079278059094483E-3,8.5769883653262672E-6,1.5925556000974171E-3,0,0.84386061032135007,null,{"$f":"J530*VLOOKUP($B530,$AR$36:$AZ$47,MATCH(AG$2,$AS$2:$BA$2,0)+1,FALSE)","v":0.2385182508901203},{"$f":"K530*VLOOKUP($B530,$AR$36:$AZ$47,MATCH(AH$2,$AS$2:$BA$2,0)+1,FALSE)","v":0.33696166329235278},{"$f":"L530*VLOOKUP($B530,$AR$36:$AZ$47,MATCH(AI$2,$AS$2:$BA$2,0)+1,FALSE)","v":6.2228339095312677E-3},{"$f":"M530*VLOOKUP($B530,$AR$36:$AZ$47,MATCH(AJ$2,$AS$2:$BA$2,0)+1,FALSE)","v":0.10697414492143449},{"$f":"N530*VLOOKUP($B530,$AR$36:$AZ$47,MATCH(AK$2,$AS$2:$BA$2,0)+1,FALSE)","v":7.4654928228292117E-2},{"$f":"O530*VLOOKUP($B530,$AR$36:$AZ$47,MATCH(AL$2,$AS$2:$BA$2,0)+1,FALSE)","v":6.2652358025733948E-2},{"$f":"P530*VLOOKUP($B530,$AR$36:$AZ$47,MATCH(AM$2,$AS$2:$BA$2,0)+1,FALSE)","v":8.5769883653262672E-6},{"$f":"Q530*VLOOKUP($B530,$AR$36:$AZ$47,MATCH(AN$2,$AS$2:$BA$2,0)+1,FALSE)","v":1.66507983835203E-3},{"$f":"R530*VLOOKUP($B530,$AR$36:$BA$47,MATCH(AO$2,$AS$2:$BA$2,0)+1,FALSE)","v":0},0.82765783609418242]
[2006,1,23,1,null,2013,1,23,1,0.20385613909689423,0.30935894822307108,8.4180874785592386E-3,7.7925957626320735E-2,9.5209299999999969E-2,6.8790000000000004E-2,1.71375666785885E-5,2.1787855487974887E-3,0,0.76575435554032123,null,null,0.19300171254376752,6.8252367130061248E-2,0.27367125902682093,7.5043666009592808E-2,6.3413148732274355E-2,4.7079278059094483E-3,8.5769883653262672E-6,1.5925556000974171E-3,0,0.67969121383688891,null,{"$f":"J531*VLOOKUP($B531,$AR$36:$AZ$47,MATCH(AG$2,$AS$2:$BA$2,0)+1,FALSE)","v":0.19558927018552824},{"$f":"K531*VLOOKUP($B531,$AR$36:$AZ$47,MATCH(AH$2,$AS$2:$BA$2,0)+1,FALSE)","v":0.26139083089187087},{"$f":"L531*VLOOKUP($B531,$AR$36:$AZ$47,MATCH(AI$2,$AS$2:$BA$2,0)+1,FALSE)","v":6.2228339095312677E-3},{"$f":"M531*VLOOKUP($B531,$AR$36:$AZ$47,MATCH(AJ$2,$AS$2:$BA$2,0)+1,FALSE)","v":6.6988204716039251E-2},{"$f":"N531*VLOOKUP($B531,$AR$36:$AZ$47,MATCH(AK$2,$AS$2:$BA$2,0)+1,FALSE)","v":7.4466824007655641E-2},{"$f":"O531*VLOOKUP($B531,$AR$36:$AZ$47,MATCH(AL$2,$AS$2:$BA$2,0)+1,FALSE)","v":6.0963218691159872E-2},{"$f":"P531*VLOOKUP($B531,$AR$36:$AZ$47,MATCH(AM$2,$AS$2:$BA$2,0)+1,FALSE)","v":8.5769883653262672E-6},{"$f":"Q531*VLOOKUP($B531,$AR$36:$AZ$47,MATCH(AN$2,$AS$2:$BA$2,0)+1,FALSE)","v":1.66507983835203E-3},{"$f":"R531*VLOOKUP($B531,$AR$36:$BA$47,MATCH(AO$2,$AS$2:$BA$2,0)+1,FALSE)","v":0},0.66729483922850252]
[2006,1,23,2,null,2013,1,23,2,0.19232442670159236,0.30019377218018711,8.4180874785592386E-3,7.3093444194009011E-2,9.5328800000000005E-2,6.8182999999999994E-2,1.71375666785885E-5,2.1787855487974887E-3,0,0.73973745366982369,null,null,0.18208401219529979,6.4019753364507895E-2,0.2655633789048279,7.5137855527719177E-2,6.2853593836497482E-2,4.7079278059094483E-3,8.5769883653262672E-6,1.5925556000974171E-3,0,0.65596765422322445,null,{"$f":"J532*VLOOKUP($B532,$AR$36:$AZ$47,MATCH(AG$2,$AS$2:$BA$2,0)+1,FALSE)","v":0.18452519715158119},{"$f":"K532*VLOOKUP($B532,$AR$36:$AZ$47,MATCH(AH$2,$AS$2:$BA$2,0)+1,FALSE)","v":0.25364677501477295},{"$f":"L532*VLOOKUP($B532,$AR$36:$AZ$47,MATCH(AI$2,$AS$2:$BA$2,0)+1,FALSE)","v":6.2228339095312677E-3},{"$f":"M532*VLOOKUP($B532,$AR$36:$AZ$47,MATCH(AJ$2,$AS$2:$BA$2,0)+1,FALSE)","v":6.2833986930881547E-2},{"$f":"N532*VLOOKUP($B532,$AR$36:$AZ$47,MATCH(AK$2,$AS$2:$BA$2,0)+1,FALSE)","v":7.4560289514375239E-2},{"$f":"O532*VLOOKUP($B532,$AR$36:$AZ$47,MATCH(AL$2,$AS$2:$BA$2,0)+1,FALSE)","v":6.0425281872646501E-2},{"$f":"P532*VLOOKUP($B532,$AR$36:$AZ$47,MATCH(AM$2,$AS$2:$BA$2,0)+1,FALSE)","v":8.5769883653262672E-6},{"$f":"Q532*VLOOKUP($B532,$AR$36:$AZ$47,MATCH(AN$2,$AS$2:$BA$2,0)+1,FALSE)","v":1.66507983835203E-3},{"$f":"R532*VLOOKUP($B532,$AR$36:$BA$47,MATCH(AO$2,$AS$2:$BA$2,0)+1,FALSE)","v":0},0.64388802122050603]
[2006,1,23,3,null,2013,1,23,3,0.18921108974216228,0.29712377598152029,8.4180874785592386E-3,7.3168664086928945E-2,9.5686599999999983E-2,6.8189E-2,1.71375666785885E-5,2.1787855487974887E-3,0,0.73399314040464669,null,null,0.17913644648765037,6.4085635593016069E-2,0.26284753787381016,7.5419872344335101E-2,6.285912485688408E-2,4.7079278059094483E-3,8.5769883653262672E-6,1.5925556000974171E-3,0,0.65065767755006787,null,{"$f":"J533*VLOOKUP($B533,$AR$36:$AZ$47,MATCH(AG$2,$AS$2:$BA$2,0)+1,FALSE)","v":0.18153811367970629},{"$f":"K533*VLOOKUP($B533,$AR$36:$AZ$47,MATCH(AH$2,$AS$2:$BA$2,0)+1,FALSE)","v":0.25105280169732497},{"$f":"L533*VLOOKUP($B533,$AR$36:$AZ$47,MATCH(AI$2,$AS$2:$BA$2,0)+1,FALSE)","v":6.2228339095312677E-3},{"$f":"M533*VLOOKUP($B533,$AR$36:$AZ$47,MATCH(AJ$2,$AS$2:$BA$2,0)+1,FALSE)","v":6.2898648896407866E-2},{"$f":"N533*VLOOKUP($B533,$AR$36:$AZ$47,MATCH(AK$2,$AS$2:$BA$2,0)+1,FALSE)","v":7.4840138537841827E-2},{"$f":"O533*VLOOKUP($B533,$AR$36:$AZ$47,MATCH(AL$2,$AS$2:$BA$2,0)+1,FALSE)","v":6.0430599205284201E-2},{"$f":"P533*VLOOKUP($B533,$AR$36:$AZ$47,MATCH(AM$2,$AS$2:$BA$2,0)+1,FALSE)","v":8.5769883653262672E-6},{"$f":"Q533*VLOOKUP($B533,$AR$36:$AZ$47,MATCH(AN$2,$AS$2:$BA$2,0)+1,FALSE)","v":1.66507983835203E-3},{"$f":"R533*VLOOKUP($B533,$AR$36:$BA$47,MATCH(AO$2,$AS$2:$BA$2,0)+1,FALSE)","v":0},0.63865679275281373]
[2006,1,23,4,null,2013,1,23,4,0.18462448347241983,0.29814760781167404,8.4180874785592386E-3,7.5325429714687531E-2,9.4983000000000012E-2,6.7748000000000003E-2,1.71375666785885E-5,2.1787855487974887E-3,0,0.73144253159281669,null,null,0.17479405646326401,6.5974664151961307E-2,0.26375326032858099,7.486529707275609E-2,6.2452594858469594E-2,4.7079278059094483E-3,8.5769883653262672E-6,1.5925556000974171E-3,0,0.64814893326940415,null,{"$f":"J534*VLOOKUP($B534,$AR$36:$AZ$47,MATCH(AG$2,$AS$2:$BA$2,0)+1,FALSE)","v":0.17713750559941249},{"$f":"K534*VLOOKUP($B534,$AR$36:$AZ$47,MATCH(AH$2,$AS$2:$BA$2,0)+1,FALSE)","v":0.25191788174209051},{"$f":"L534*VLOOKUP($B534,$AR$36:$AZ$47,MATCH(AI$2,$AS$2:$BA$2,0)+1,FALSE)","v":6.2228339095312677E-3},{"$f":"M534*VLOOKUP($B534,$AR$36:$AZ$47,MATCH(AJ$2,$AS$2:$BA$2,0)+1,FALSE)","v":6.4752689087862761E-2},{"$f":"N534*VLOOKUP($B534,$AR$36:$AZ$47,MATCH(AK$2,$AS$2:$BA$2,0)+1,FALSE)","v":7.428982614848717E-2},{"$f":"O534*VLOOKUP($B534,$AR$36:$AZ$47,MATCH(AL$2,$AS$2:$BA$2,0)+1,FALSE)","v":6.0039775256413706E-2},{"$f":"P534*VLOOKUP($B534,$AR$36:$AZ$47,MATCH(AM$2,$AS$2:$BA$2,0)+1,FALSE)","v":8.5769883653262672E-6},{"$f":"Q534*VLOOKUP($B534,$AR$36:$AZ$47,MATCH(AN$2,$AS$2:$BA$2,0)+1,FALSE)","v":1.66507983835203E-3},{"$f":"R534*VLOOKUP($B534,$AR$36:$BA$47,MATCH(AO$2,$AS$2:$BA$2,0)+1,FALSE)","v":0},0.6360341685705152]
[2006,1,23,5,null,2013,1,23,5,0.19660103400593101,0.30137155882485189,8.4180874785592386E-3,7.2549618246193243E-2,9.7835799999999987E-2,6.8148E-2,1.71375666785885E-5,2.1787855487974887E-3,0,0.74712002167101133,null,null,0.18613290931103604,6.3543437007599402E-2,0.26660529592633897,7.7113864916361338E-2,6.2821329550909036E-2,4.7079278059094483E-3,8.5769883653262672E-6,1.5925556000974171E-3,0,0.66252589710661691,null,{"$f":"J535*VLOOKUP($B535,$AR$36:$AZ$47,MATCH(AG$2,$AS$2:$BA$2,0)+1,FALSE)","v":0.1886283774886135},{"$f":"K535*VLOOKUP($B535,$AR$36:$AZ$47,MATCH(AH$2,$AS$2:$BA$2,0)+1,FALSE)","v":0.25464193817856895},{"$f":"L535*VLOOKUP($B535,$AR$36:$AZ$47,MATCH(AI$2,$AS$2:$BA$2,0)+1,FALSE)","v":6.2228339095312677E-3},{"$f":"M535*VLOOKUP($B535,$AR$36:$AZ$47,MATCH(AJ$2,$AS$2:$BA$2,0)+1,FALSE)","v":6.2366492850194473E-2},{"$f":"N535*VLOOKUP($B535,$AR$36:$AZ$47,MATCH(AK$2,$AS$2:$BA$2,0)+1,FALSE)","v":7.6521109810157181E-2},{"$f":"O535*VLOOKUP($B535,$AR$36:$AZ$47,MATCH(AL$2,$AS$2:$BA$2,0)+1,FALSE)","v":6.0394264098926627E-2},{"$f":"P535*VLOOKUP($B535,$AR$36:$AZ$47,MATCH(AM$2,$AS$2:$BA$2,0)+1,FALSE)","v":8.5769883653262672E-6},{"$f":"Q535*VLOOKUP($B535,$AR$36:$AZ$47,MATCH(AN$2,$AS$2:$BA$2,0)+1,FALSE)","v":1.66507983835203E-3},{"$f":"R535*VLOOKUP($B535,$AR$36:$BA$47,MATCH(AO$2,$AS$2:$BA$2,0)+1,FALSE)","v":0},0.65044867316270938]
[2006,1,23,6,null,2013,1,23,6,0.21240913293298583,0.3202473206475201,8.4180874785592386E-3,7.1506462130345311E-2,0.10063789999999996,7.0476999999999998E-2,1.71375666785885E-5,2.1787855487974887E-3,0,0.78589182630488641,null,null,0.20109929775780594,6.2629776446195232E-2,0.28330354736781699,7.9322471181983267E-2,6.4968287297637733E-2,4.7079278059094483E-3,8.5769883653262672E-6,1.5925556000974171E-3,0,0.69763244044581141,null,{"$f":"J536*VLOOKUP($B536,$AR$36:$AZ$47,MATCH(AG$2,$AS$2:$BA$2,0)+1,FALSE)","v":0.20379541903987963},{"$f":"K536*VLOOKUP($B536,$AR$36:$AZ$47,MATCH(AH$2,$AS$2:$BA$2,0)+1,FALSE)","v":0.27059089034201678},{"$f":"L536*VLOOKUP($B536,$AR$36:$AZ$47,MATCH(AI$2,$AS$2:$BA$2,0)+1,FALSE)","v":6.2228339095312677E-3},{"$f":"M536*VLOOKUP($B536,$AR$36:$AZ$47,MATCH(AJ$2,$AS$2:$BA$2,0)+1,FALSE)","v":6.1469755003554179E-2},{"$f":"N536*VLOOKUP($B536,$AR$36:$AZ$47,MATCH(AK$2,$AS$2:$BA$2,0)+1,FALSE)","v":7.8712739068557872E-2},{"$f":"O536*VLOOKUP($B536,$AR$36:$AZ$47,MATCH(AL$2,$AS$2:$BA$2,0)+1,FALSE)","v":6.2458275384458119E-2},{"$f":"P536*VLOOKUP($B536,$AR$36:$AZ$47,MATCH(AM$2,$AS$2:$BA$2,0)+1,FALSE)","v":8.5769883653262672E-6},{"$f":"Q536*VLOOKUP($B536,$AR$36:$AZ$47,MATCH(AN$2,$AS$2:$BA$2,0)+1,FALSE)","v":1.66507983835203E-3},{"$f":"R536*VLOOKUP($B536,$AR$36:$BA$47,MATCH(AO$2,$AS$2:$BA$2,0)+1,FALSE)","v":0},0.68492356957471534]
[2006,1,23,7,null,2013,1,23,7,0.25057548282014253,0.36184964707600542,8.4180874785592386E-3,7.35422639918802E-2,0.11157919999999996,7.5492000000000004E-2,1.71375666785885E-5,2.1787855487974887E-3,0,0.8836526044820634,null,null,0.23723346041976373,6.4412857466820503E-2,0.32010662391538353,8.7946368878014616E-2,6.9591298504097343E-2,4.7079278059094483E-3,8.5769883653262672E-6,1.5925556000974171E-3,0,0.78559966957845206,null,{"$f":"J537*VLOOKUP($B537,$AR$36:$AZ$47,MATCH(AG$2,$AS$2:$BA$2,0)+1,FALSE)","v":0.24041402936549933},{"$f":"K537*VLOOKUP($B537,$AR$36:$AZ$47,MATCH(AH$2,$AS$2:$BA$2,0)+1,FALSE)","v":0.30574250543069786},{"$f":"L537*VLOOKUP($B537,$AR$36:$AZ$47,MATCH(AI$2,$AS$2:$BA$2,0)+1,FALSE)","v":6.2228339095312677E-3},{"$f":"M537*VLOOKUP($B537,$AR$36:$AZ$47,MATCH(AJ$2,$AS$2:$BA$2,0)+1,FALSE)","v":6.3219810004684254E-2},{"$f":"N537*VLOOKUP($B537,$AR$36:$AZ$47,MATCH(AK$2,$AS$2:$BA$2,0)+1,FALSE)","v":8.7270347007225246E-2},{"$f":"O537*VLOOKUP($B537,$AR$36:$AZ$47,MATCH(AL$2,$AS$2:$BA$2,0)+1,FALSE)","v":6.6902679247463889E-2},{"$f":"P537*VLOOKUP($B537,$AR$36:$AZ$47,MATCH(AM$2,$AS$2:$BA$2,0)+1,FALSE)","v":8.5769883653262672E-6},{"$f":"Q537*VLOOKUP($B537,$AR$36:$AZ$47,MATCH(AN$2,$AS$2:$BA$2,0)+1,FALSE)","v":1.66507983835203E-3},{"$f":"R537*VLOOKUP($B537,$AR$36:$BA$47,MATCH(AO$2,$AS$2:$BA$2,0)+1,FALSE)","v":0},0.77144586179181918]
[2006,1,23,8,null,2013,1,23,8,0.28620947809579911,0.40989270807870493,4.3493451972556043E-3,8.4950607156733957E-2,0.11983479999999998,8.0076999999999995E-2,8.8544094506040527E-6,2.0173790649954692E-3,0,0.98734017200293966,null,null,0.27097010501357388,7.4404989097299465E-2,0.3626074310445519,9.445340641645672E-2,7.3817919916184527E-2,2.4324293663865468E-3,4.4314439887519022E-6,1.4745775825670505E-3,0,0.88016528988100884,null,{"$f":"J538*VLOOKUP($B538,$AR$36:$AZ$47,MATCH(AG$2,$AS$2:$BA$2,0)+1,FALSE)","v":0.27460297830094205},{"$f":"K538*VLOOKUP($B538,$AR$36:$AZ$47,MATCH(AH$2,$AS$2:$BA$2,0)+1,FALSE)","v":0.34633617730027377},{"$f":"L538*VLOOKUP($B538,$AR$36:$AZ$47,MATCH(AI$2,$AS$2:$BA$2,0)+1,FALSE)","v":3.2151308532578204E-3},{"$f":"M538*VLOOKUP($B538,$AR$36:$AZ$47,MATCH(AJ$2,$AS$2:$BA$2,0)+1,FALSE)","v":7.3026868534048051E-2},{"$f":"N538*VLOOKUP($B538,$AR$36:$AZ$47,MATCH(AK$2,$AS$2:$BA$2,0)+1,FALSE)","v":9.3727366566003681E-2},{"$f":"O538*VLOOKUP($B538,$AR$36:$AZ$47,MATCH(AL$2,$AS$2:$BA$2,0)+1,FALSE)","v":7.0966007604768261E-2},{"$f":"P538*VLOOKUP($B538,$AR$36:$AZ$47,MATCH(AM$2,$AS$2:$BA$2,0)+1,FALSE)","v":4.4314439887519022E-6},{"$f":"Q538*VLOOKUP($B538,$AR$36:$AZ$47,MATCH(AN$2,$AS$2:$BA$2,0)+1,FALSE)","v":1.5417291570027955E-3},{"$f":"R538*VLOOKUP($B538,$AR$36:$BA$47,MATCH(AO$2,$AS$2:$BA$2,0)+1,FALSE)","v":0},0.86342068976028519]
[2006,1,23,9,null,2013,1,23,9,0.25653163882264574,0.44131777094183156,0,9.4546683247831942E-2,0.12496689999999999,8.3058000000000007E-2,0,1.844841099551928E-3,0,1.0022658341118613,null,null,0.24287247778639096,8.2809825281903518E-2,0.39040729449814598,9.8498511236341263E-2,7.6565915211589536E-2,0,0,1.3484631500345877E-3,0,0.89250248716440583,null,{"$f":"J539*VLOOKUP($B539,$AR$36:$AZ$47,MATCH(AG$2,$AS$2:$BA$2,0)+1,FALSE)","v":0.24612864856118144},{"$f":"K539*VLOOKUP($B539,$AR$36:$AZ$47,MATCH(AH$2,$AS$2:$BA$2,0)+1,FALSE)","v":0.37288857974346695},{"$f":"L539*VLOOKUP($B539,$AR$36:$AZ$47,MATCH(AI$2,$AS$2:$BA$2,0)+1,FALSE)","v":0},{"$f":"M539*VLOOKUP($B539,$AR$36:$AZ$47,MATCH(AJ$2,$AS$2:$BA$2,0)+1,FALSE)","v":8.1276031319364117E-2},{"$f":"N539*VLOOKUP($B539,$AR$36:$AZ$47,MATCH(AK$2,$AS$2:$BA$2,0)+1,FALSE)","v":9.774137767090299E-2},{"$f":"O539*VLOOKUP($B539,$AR$36:$AZ$47,MATCH(AL$2,$AS$2:$BA$2,0)+1,FALSE)","v":7.3607835703595831E-2},{"$f":"P539*VLOOKUP($B539,$AR$36:$AZ$47,MATCH(AM$2,$AS$2:$BA$2,0)+1,FALSE)","v":0},{"$f":"Q539*VLOOKUP($B539,$AR$36:$AZ$47,MATCH(AN$2,$AS$2:$BA$2,0)+1,FALSE)","v":1.4098715321122319E-3},{"$f":"R539*VLOOKUP($B539,$AR$36:$BA$47,MATCH(AO$2,$AS$2:$BA$2,0)+1,FALSE)","v":0},0.87305234453062364]
[2006,1,23,10,null,2013,1,23,10,0.23943508353880921,0.45465561853760961,0,9.7680231766588715E-2,0.12787270000000006,8.4811999999999999E-2,0,1.844841099551928E-3,0,1.0063004749425595,null,null,0.22668623751421896,8.5554380632094154E-2,0.40220648623063271,0.10078885351058002,7.8182816837936514E-2,0,0,1.3484631500345877E-3,0,0.89476723787549683,null,{"$f":"J540*VLOOKUP($B540,$AR$36:$AZ$47,MATCH(AG$2,$AS$2:$BA$2,0)+1,FALSE)","v":0.22972540073422862},{"$f":"K540*VLOOKUP($B540,$AR$36:$AZ$47,MATCH(AH$2,$AS$2:$BA$2,0)+1,FALSE)","v":0.38415830730555967},{"$f":"L540*VLOOKUP($B540,$AR$36:$AZ$47,MATCH(AI$2,$AS$2:$BA$2,0)+1,FALSE)","v":0},{"$f":"M540*VLOOKUP($B540,$AR$36:$AZ$47,MATCH(AJ$2,$AS$2:$BA$2,0)+1,FALSE)","v":8.3969752334237077E-2},{"$f":"N540*VLOOKUP($B540,$AR$36:$AZ$47,MATCH(AK$2,$AS$2:$BA$2,0)+1,FALSE)","v":0.10001411465354493},{"$f":"O540*VLOOKUP($B540,$AR$36:$AZ$47,MATCH(AL$2,$AS$2:$BA$2,0)+1,FALSE)","v":7.516226927801499E-2},{"$f":"P540*VLOOKUP($B540,$AR$36:$AZ$47,MATCH(AM$2,$AS$2:$BA$2,0)+1,FALSE)","v":0},{"$f":"Q540*VLOOKUP($B540,$AR$36:$AZ$47,MATCH(AN$2,$AS$2:$BA$2,0)+1,FALSE)","v":1.4098715321122319E-3},{"$f":"R540*VLOOKUP($B540,$AR$36:$BA$47,MATCH(AO$2,$AS$2:$BA$2,0)+1,FALSE)","v":0},0.87443971583769753]
[2006,1,23,11,null,2013,1,23,11,0.22555770029093875,0.45787298037576352,0,9.6423912007370868E-2,0.12821550000000001,8.5431000000000007E-2,0,1.844841099551928E-3,0,0.99534593377362524,null,null,0.21354776278232898,8.4454018184832752E-2,0.40505269278146933,0.10105904737512984,7.875343377448657E-2,0,0,1.3484631500345877E-3,0,0.88421541804828208,null,{"$f":"J541*VLOOKUP($B541,$AR$36:$AZ$47,MATCH(AG$2,$AS$2:$BA$2,0)+1,FALSE)","v":0.21641077958246752},{"$f":"K541*VLOOKUP($B541,$AR$36:$AZ$47,MATCH(AH$2,$AS$2:$BA$2,0)+1,FALSE)","v":0.38687679626146482},{"$f":"L541*VLOOKUP($B541,$AR$36:$AZ$47,MATCH(AI$2,$AS$2:$BA$2,0)+1,FALSE)","v":0},{"$f":"M541*VLOOKUP($B541,$AR$36:$AZ$47,MATCH(AJ$2,$AS$2:$BA$2,0)+1,FALSE)","v":8.288977067237728E-2},{"$f":"N541*VLOOKUP($B541,$AR$36:$AZ$47,MATCH(AK$2,$AS$2:$BA$2,0)+1,FALSE)","v":0.10028223160503834},{"$f":"O541*VLOOKUP($B541,$AR$36:$AZ$47,MATCH(AL$2,$AS$2:$BA$2,0)+1,FALSE)","v":7.5710840761803733E-2},{"$f":"P541*VLOOKUP($B541,$AR$36:$AZ$47,MATCH(AM$2,$AS$2:$BA$2,0)+1,FALSE)","v":0},{"$f":"Q541*VLOOKUP($B541,$AR$36:$AZ$47,MATCH(AN$2,$AS$2:$BA$2,0)+1,FALSE)","v":1.4098715321122319E-3},{"$f":"R541*VLOOKUP($B541,$AR$36:$BA$47,MATCH(AO$2,$AS$2:$BA$2,0)+1,FALSE)","v":0},0.86358029041526385]
[2006,1,23,12,null,2013,1,23,12,0.22603333659964148,0.45539392117664845,0,9.402352399889588E-2,0.12815719999999997,8.5554000000000005E-2,0,1.844841099551928E-3,0,0.99100682287473774,null,null,0.21399807358746001,8.2351610096443803E-2,0.40285961817955207,0.10101309550143303,7.8866819692411702E-2,0,0,1.3484631500345877E-3,0,0.88043768020733515,null,{"$f":"J542*VLOOKUP($B542,$AR$36:$AZ$47,MATCH(AG$2,$AS$2:$BA$2,0)+1,FALSE)","v":0.21686712766648911},{"$f":"K542*VLOOKUP($B542,$AR$36:$AZ$47,MATCH(AH$2,$AS$2:$BA$2,0)+1,FALSE)","v":0.38478213131768707},{"$f":"L542*VLOOKUP($B542,$AR$36:$AZ$47,MATCH(AI$2,$AS$2:$BA$2,0)+1,FALSE)","v":0},{"$f":"M542*VLOOKUP($B542,$AR$36:$AZ$47,MATCH(AJ$2,$AS$2:$BA$2,0)+1,FALSE)","v":8.0826303142331343E-2},{"$f":"N542*VLOOKUP($B542,$AR$36:$AZ$47,MATCH(AK$2,$AS$2:$BA$2,0)+1,FALSE)","v":0.10023663295196926},{"$f":"O542*VLOOKUP($B542,$AR$36:$AZ$47,MATCH(AL$2,$AS$2:$BA$2,0)+1,FALSE)","v":7.5819846080876455E-2},{"$f":"P542*VLOOKUP($B542,$AR$36:$AZ$47,MATCH(AM$2,$AS$2:$BA$2,0)+1,FALSE)","v":0},{"$f":"Q542*VLOOKUP($B542,$AR$36:$AZ$47,MATCH(AN$2,$AS$2:$BA$2,0)+1,FALSE)","v":1.4098715321122319E-3},{"$f":"R542*VLOOKUP($B542,$AR$36:$BA$47,MATCH(AO$2,$AS$2:$BA$2,0)+1,FALSE)","v":0},0.85994191269146547]
[2006,1,23,13,null,2013,1,23,13,0.23192797436211263,0.45072743260892068,0,9.0527751761886488E-2,0.12801149999999997,8.6138000000000006E-2,0,1.844841099551928E-3,0,0.98917749983247183,null,null,0.2195788482848624,7.9289796839459817E-2,0.39873145635038965,0.10089825522703129,7.9405172343373298E-2,0,0,1.3484631500345877E-3,0,0.87925199219515104,null,{"$f":"J543*VLOOKUP($B543,$AR$36:$AZ$47,MATCH(AG$2,$AS$2:$BA$2,0)+1,FALSE)","v":0.22252272333840456},{"$f":"K543*VLOOKUP($B543,$AR$36:$AZ$47,MATCH(AH$2,$AS$2:$BA$2,0)+1,FALSE)","v":0.38083921215833488},{"$f":"L543*VLOOKUP($B543,$AR$36:$AZ$47,MATCH(AI$2,$AS$2:$BA$2,0)+1,FALSE)","v":0},{"$f":"M543*VLOOKUP($B543,$AR$36:$AZ$47,MATCH(AJ$2,$AS$2:$BA$2,0)+1,FALSE)","v":7.7821200434753768E-2},{"$f":"N543*VLOOKUP($B543,$AR$36:$AZ$47,MATCH(AK$2,$AS$2:$BA$2,0)+1,FALSE)","v":0.10012267542620323},{"$f":"O543*VLOOKUP($B543,$AR$36:$AZ$47,MATCH(AL$2,$AS$2:$BA$2,0)+1,FALSE)","v":7.6337399790945323E-2},{"$f":"P543*VLOOKUP($B543,$AR$36:$AZ$47,MATCH(AM$2,$AS$2:$BA$2,0)+1,FALSE)","v":0},{"$f":"Q543*VLOOKUP($B543,$AR$36:$AZ$47,MATCH(AN$2,$AS$2:$BA$2,0)+1,FALSE)","v":1.4098715321122319E-3},{"$f":"R543*VLOOKUP($B543,$AR$36:$BA$47,MATCH(AO$2,$AS$2:$BA$2,0)+1,FALSE)","v":0},0.85905308268075409]
[2006,1,23,14,null,2013,1,23,14,0.23152016459721822,0.4437850643555975,0,8.2189368142427499E-2,0.12689940000000002,8.5625999999999994E-2,0,1.844841099551928E-3,0,0.97186483819479519,null,null,0.21919275256380452,7.1986525408447258E-2,0.39258996061726864,0.10002170156085305,7.8933191937050784E-2,0,0,1.3484631500345877E-3,0,0.86407259523745894,null,{"$f":"J544*VLOOKUP($B544,$AR$36:$AZ$47,MATCH(AG$2,$AS$2:$BA$2,0)+1,FALSE)","v":0.22213145126465889},{"$f":"K544*VLOOKUP($B544,$AR$36:$AZ$47,MATCH(AH$2,$AS$2:$BA$2,0)+1,FALSE)","v":0.37497330326345146},{"$f":"L544*VLOOKUP($B544,$AR$36:$AZ$47,MATCH(AI$2,$AS$2:$BA$2,0)+1,FALSE)","v":0},{"$f":"M544*VLOOKUP($B544,$AR$36:$AZ$47,MATCH(AJ$2,$AS$2:$BA$2,0)+1,FALSE)","v":7.0653199348649443E-2},{"$f":"N544*VLOOKUP($B544,$AR$36:$AZ$47,MATCH(AK$2,$AS$2:$BA$2,0)+1,FALSE)","v":9.9252859610112681E-2},{"$f":"O544*VLOOKUP($B544,$AR$36:$AZ$47,MATCH(AL$2,$AS$2:$BA$2,0)+1,FALSE)","v":7.5883654072528783E-2},{"$f":"P544*VLOOKUP($B544,$AR$36:$AZ$47,MATCH(AM$2,$AS$2:$BA$2,0)+1,FALSE)","v":0},{"$f":"Q544*VLOOKUP($B544,$AR$36:$AZ$47,MATCH(AN$2,$AS$2:$BA$2,0)+1,FALSE)","v":1.4098715321122319E-3},{"$f":"R544*VLOOKUP($B544,$AR$36:$BA$47,MATCH(AO$2,$AS$2:$BA$2,0)+1,FALSE)","v":0},0.84430433909151348]
[2006,1,23,15,null,2013,1,23,15,0.23405522830249942,0.43631382037275468,0,7.4568173032047116E-2,0.12566059999999998,8.5320999999999994E-2,0,1.844841099551928E-3,0,0.9577636628068531,null,null,0.22159283547862058,6.5311411974001435E-2,0.38598060032875747,9.9045283359556674E-2,7.8652031734065708E-2,0,0,1.3484631500345877E-3,0,0.85193062602503644,null,{"$f":"J545*VLOOKUP($B545,$AR$36:$AZ$47,MATCH(AG$2,$AS$2:$BA$2,0)+1,FALSE)","v":0.22456371188818661},{"$f":"K545*VLOOKUP($B545,$AR$36:$AZ$47,MATCH(AH$2,$AS$2:$BA$2,0)+1,FALSE)","v":0.36866052426129708},{"$f":"L545*VLOOKUP($B545,$AR$36:$AZ$47,MATCH(AI$2,$AS$2:$BA$2,0)+1,FALSE)","v":0},{"$f":"M545*VLOOKUP($B545,$AR$36:$AZ$47,MATCH(AJ$2,$AS$2:$BA$2,0)+1,FALSE)","v":6.4101721589682525E-2},{"$f":"N545*VLOOKUP($B545,$AR$36:$AZ$47,MATCH(AK$2,$AS$2:$BA$2,0)+1,FALSE)","v":9.8283946892755381E-2},{"$f":"O545*VLOOKUP($B545,$AR$36:$AZ$47,MATCH(AL$2,$AS$2:$BA$2,0)+1,FALSE)","v":7.561335633011268E-2},{"$f":"P545*VLOOKUP($B545,$AR$36:$AZ$47,MATCH(AM$2,$AS$2:$BA$2,0)+1,FALSE)","v":0},{"$f":"Q545*VLOOKUP($B545,$AR$36:$AZ$47,MATCH(AN$2,$AS$2:$BA$2,0)+1,FALSE)","v":1.4098715321122319E-3},{"$f":"R545*VLOOKUP($B545,$AR$36:$BA$47,MATCH(AO$2,$AS$2:$BA$2,0)+1,FALSE)","v":0},0.8326331324941465]
[2006,1,23,16,null,2013,1,23,16,0.2585684720407424,0.43217385828119614,0,7.6265421137614198E-2,0.12470469999999999,8.5153000000000006E-2,0,1.844841099551928E-3,0,0.9787102925591048,null,null,0.24480085875642316,6.6797966702882156E-2,0.3823182248118121,9.8291846034226388E-2,7.8497163163241152E-2,0,0,1.3484631500345877E-3,0,0.87205452261861949,null,{"$f":"J546*VLOOKUP($B546,$AR$36:$AZ$47,MATCH(AG$2,$AS$2:$BA$2,0)+1,FALSE)","v":0.24808288317183408},{"$f":"K546*VLOOKUP($B546,$AR$36:$AZ$47,MATCH(AH$2,$AS$2:$BA$2,0)+1,FALSE)","v":0.36516249022287961},{"$f":"L546*VLOOKUP($B546,$AR$36:$AZ$47,MATCH(AI$2,$AS$2:$BA$2,0)+1,FALSE)","v":0},{"$f":"M546*VLOOKUP($B546,$AR$36:$AZ$47,MATCH(AJ$2,$AS$2:$BA$2,0)+1,FALSE)","v":6.556074252459157E-2},{"$f":"N546*VLOOKUP($B546,$AR$36:$AZ$47,MATCH(AK$2,$AS$2:$BA$2,0)+1,FALSE)","v":9.7536301052812038E-2},{"$f":"O546*VLOOKUP($B546,$AR$36:$AZ$47,MATCH(AL$2,$AS$2:$BA$2,0)+1,FALSE)","v":7.5464471016257251E-2},{"$f":"P546*VLOOKUP($B546,$AR$36:$AZ$47,MATCH(AM$2,$AS$2:$BA$2,0)+1,FALSE)","v":0},{"$f":"Q546*VLOOKUP($B546,$AR$36:$AZ$47,MATCH(AN$2,$AS$2:$BA$2,0)+1,FALSE)","v":1.4098715321122319E-3},{"$f":"R546*VLOOKUP($B546,$AR$36:$BA$47,MATCH(AO$2,$AS$2:$BA$2,0)+1,FALSE)","v":0},0.8532167595204867]
[2006,1,23,17,null,2013,1,23,17,0.30467748088959529,0.43130300250790587,2.8060291595197493E-4,7.9630129578254188E-2,0.12309469999999996,8.3376000000000006E-2,5.7125222261961725E-7,1.8559725811934467E-3,0,1.0242184597251236,null,null,0.28845476935704789,6.9744986191271591E-2,0.3815478310757458,9.7022849179135062E-2,7.6859059292078896E-2,1.5693092686364844E-4,2.8589961217754251E-7,1.3565995650366819E-3,0,0.91514331148679173,null,{"$f":"J547*VLOOKUP($B547,$AR$36:$AZ$47,MATCH(AG$2,$AS$2:$BA$2,0)+1,FALSE)","v":0.29232205806093897},{"$f":"K547*VLOOKUP($B547,$AR$36:$AZ$47,MATCH(AH$2,$AS$2:$BA$2,0)+1,FALSE)","v":0.36442666630223713},{"$f":"L547*VLOOKUP($B547,$AR$36:$AZ$47,MATCH(AI$2,$AS$2:$BA$2,0)+1,FALSE)","v":2.0742779698437584E-4},{"$f":"M547*VLOOKUP($B547,$AR$36:$AZ$47,MATCH(AJ$2,$AS$2:$BA$2,0)+1,FALSE)","v":6.8453177660419098E-2},{"$f":"N547*VLOOKUP($B547,$AR$36:$AZ$47,MATCH(AK$2,$AS$2:$BA$2,0)+1,FALSE)","v":9.6277058661025441E-2},{"$f":"O547*VLOOKUP($B547,$AR$36:$AZ$47,MATCH(AL$2,$AS$2:$BA$2,0)+1,FALSE)","v":7.3889654333393603E-2},{"$f":"P547*VLOOKUP($B547,$AR$36:$AZ$47,MATCH(AM$2,$AS$2:$BA$2,0)+1,FALSE)","v":2.8589961217754251E-7},{"$f":"Q547*VLOOKUP($B547,$AR$36:$AZ$47,MATCH(AN$2,$AS$2:$BA$2,0)+1,FALSE)","v":1.4183784756535585E-3},{"$f":"R547*VLOOKUP($B547,$AR$36:$BA$47,MATCH(AO$2,$AS$2:$BA$2,0)+1,FALSE)","v":0},0.89699470719026431]
[2006,1,23,18,null,2013,1,23,18,0.37666618917319034,0.42963438536797127,8.4180874785592386E-3,8.6627363326283416E-2,0.1202124,8.2232E-2,1.71375666785885E-5,2.1787855487974887E-3,0,1.1059863484614805,null,null,0.35661040128503046,7.5873595722841025E-2,0.38007170582983774,9.4751029529799899E-2,7.5804478071702069E-2,4.7079278059094483E-3,8.5769883653262672E-6,1.5925556000974171E-3,0,0.98942027083358342,null,{"$f":"J548*VLOOKUP($B548,$AR$36:$AZ$47,MATCH(AG$2,$AS$2:$BA$2,0)+1,FALSE)","v":0.36139144678361473},{"$f":"K548*VLOOKUP($B548,$AR$36:$AZ$47,MATCH(AH$2,$AS$2:$BA$2,0)+1,FALSE)","v":0.3630167791043617},{"$f":"L548*VLOOKUP($B548,$AR$36:$AZ$47,MATCH(AI$2,$AS$2:$BA$2,0)+1,FALSE)","v":6.2228339095312677E-3},{"$f":"M548*VLOOKUP($B548,$AR$36:$AZ$47,MATCH(AJ$2,$AS$2:$BA$2,0)+1,FALSE)","v":7.4468273798302662E-2},{"$f":"N548*VLOOKUP($B548,$AR$36:$AZ$47,MATCH(AK$2,$AS$2:$BA$2,0)+1,FALSE)","v":9.4022701924474886E-2},{"$f":"O548*VLOOKUP($B548,$AR$36:$AZ$47,MATCH(AL$2,$AS$2:$BA$2,0)+1,FALSE)","v":7.2875816243806638E-2},{"$f":"P548*VLOOKUP($B548,$AR$36:$AZ$47,MATCH(AM$2,$AS$2:$BA$2,0)+1,FALSE)","v":8.5769883653262672E-6},{"$f":"Q548*VLOOKUP($B548,$AR$36:$AZ$47,MATCH(AN$2,$AS$2:$BA$2,0)+1,FALSE)","v":1.66507983835203E-3},{"$f":"R548*VLOOKUP($B548,$AR$36:$BA$47,MATCH(AO$2,$AS$2:$BA$2,0)+1,FALSE)","v":0},0.97367150859080942]
[2006,1,23,19,null,2013,1,23,19,0.41501018624946812,0.40141792310866509,8.4180874785592386E-3,7.1983697028038959E-2,0.11121519999999999,7.7442999999999998E-2,1.71375666785885E-5,2.1787855487974887E-3,0,1.0876840169802076,null,null,0.39291275221878058,6.3047768248116476E-2,0.35511029838989866,8.765946524121139E-2,7.1389801966470753E-2,4.7079278059094483E-3,8.5769883653262672E-6,1.5925556000974171E-3,0,0.97642914645884993,null,{"$f":"J549*VLOOKUP($B549,$AR$36:$AZ$47,MATCH(AG$2,$AS$2:$BA$2,0)+1,FALSE)","v":0.39818050026696628},{"$f":"K549*VLOOKUP($B549,$AR$36:$AZ$47,MATCH(AH$2,$AS$2:$BA$2,0)+1,FALSE)","v":0.33917546286911626},{"$f":"L549*VLOOKUP($B549,$AR$36:$AZ$47,MATCH(AI$2,$AS$2:$BA$2,0)+1,FALSE)","v":6.2228339095312677E-3},{"$f":"M549*VLOOKUP($B549,$AR$36:$AZ$47,MATCH(AJ$2,$AS$2:$BA$2,0)+1,FALSE)","v":6.1880004809884974E-2},{"$f":"N549*VLOOKUP($B549,$AR$36:$AZ$47,MATCH(AK$2,$AS$2:$BA$2,0)+1,FALSE)","v":8.6985648727343087E-2},{"$f":"O549*VLOOKUP($B549,$AR$36:$AZ$47,MATCH(AL$2,$AS$2:$BA$2,0)+1,FALSE)","v":6.8631698576820666E-2},{"$f":"P549*VLOOKUP($B549,$AR$36:$AZ$47,MATCH(AM$2,$AS$2:$BA$2,0)+1,FALSE)","v":8.5769883653262672E-6},{"$f":"Q549*VLOOKUP($B549,$AR$36:$AZ$47,MATCH(AN$2,$AS$2:$BA$2,0)+1,FALSE)","v":1.66507983835203E-3},{"$f":"R549*VLOOKUP($B549,$AR$36:$BA$47,MATCH(AO$2,$AS$2:$BA$2,0)+1,FALSE)","v":0},0.96274980598637983]
[2006,1,23,20,null,2013,1,23,20,0.4072648167212003,0.39030802357755839,8.4180874785592386E-3,7.1852747970053601E-2,0.10718620000000001,7.6075000000000004E-2,1.71375666785885E-5,2.1787855487974887E-3,0,1.0633007988628478,null,null,0.38557978893466049,6.2933074974485997E-2,0.34528203833857773,8.4483820316265529E-2,7.0128729318327837E-2,4.7079278059094483E-3,8.5769883653262672E-6,1.5925556000974171E-3,0,0.95471651227668974,null,{"$f":"J550*VLOOKUP($B550,$AR$36:$AZ$47,MATCH(AG$2,$AS$2:$BA$2,0)+1,FALSE)","v":0.39074922456409877},{"$f":"K550*VLOOKUP($B550,$AR$36:$AZ$47,MATCH(AH$2,$AS$2:$BA$2,0)+1,FALSE)","v":0.3297882255312547},{"$f":"L550*VLOOKUP($B550,$AR$36:$AZ$47,MATCH(AI$2,$AS$2:$BA$2,0)+1,FALSE)","v":6.2228339095312677E-3},{"$f":"M550*VLOOKUP($B550,$AR$36:$AZ$47,MATCH(AJ$2,$AS$2:$BA$2,0)+1,FALSE)","v":6.1767435871742951E-2},{"$f":"N550*VLOOKUP($B550,$AR$36:$AZ$47,MATCH(AK$2,$AS$2:$BA$2,0)+1,FALSE)","v":8.3834414195350482E-2},{"$f":"O550*VLOOKUP($B550,$AR$36:$AZ$47,MATCH(AL$2,$AS$2:$BA$2,0)+1,FALSE)","v":6.7419346735426475E-2},{"$f":"P550*VLOOKUP($B550,$AR$36:$AZ$47,MATCH(AM$2,$AS$2:$BA$2,0)+1,FALSE)","v":8.5769883653262672E-6},{"$f":"Q550*VLOOKUP($B550,$AR$36:$AZ$47,MATCH(AN$2,$AS$2:$BA$2,0)+1,FALSE)","v":1.66507983835203E-3},{"$f":"R550*VLOOKUP($B550,$AR$36:$BA$47,MATCH(AO$2,$AS$2:$BA$2,0)+1,FALSE)","v":0},0.94145513763412192]
[2006,1,23,21,null,2013,1,23,21,0.38536195315050542,0.38616687708205022,8.4180874785592386E-3,8.1549309267512651E-2,0.1050663,7.4832999999999997E-2,1.71375666785885E-5,2.1787855487974887E-3,0,1.0435914500941037,null,null,0.36484315476958712,7.142592230973363E-2,0.34161861505067909,8.281292191060835E-2,6.8983808098303345E-2,4.7079278059094483E-3,8.5769883653262672E-6,1.5925556000974171E-3,0,0.93599348253328374,null,{"$f":"J551*VLOOKUP($B551,$AR$36:$AZ$47,MATCH(AG$2,$AS$2:$BA$2,0)+1,FALSE)","v":0.36973457609805871},{"$f":"K551*VLOOKUP($B551,$AR$36:$AZ$47,MATCH(AH$2,$AS$2:$BA$2,0)+1,FALSE)","v":0.32628919073842466},{"$f":"L551*VLOOKUP($B551,$AR$36:$AZ$47,MATCH(AI$2,$AS$2:$BA$2,0)+1,FALSE)","v":6.2228339095312677E-3},{"$f":"M551*VLOOKUP($B551,$AR$36:$AZ$47,MATCH(AJ$2,$AS$2:$BA$2,0)+1,FALSE)","v":7.0102979675396027E-2},{"$f":"N551*VLOOKUP($B551,$AR$36:$AZ$47,MATCH(AK$2,$AS$2:$BA$2,0)+1,FALSE)","v":8.217635957028939E-2},{"$f":"O551*VLOOKUP($B551,$AR$36:$AZ$47,MATCH(AL$2,$AS$2:$BA$2,0)+1,FALSE)","v":6.6318658879423842E-2},{"$f":"P551*VLOOKUP($B551,$AR$36:$AZ$47,MATCH(AM$2,$AS$2:$BA$2,0)+1,FALSE)","v":8.5769883653262672E-6},{"$f":"Q551*VLOOKUP($B551,$AR$36:$AZ$47,MATCH(AN$2,$AS$2:$BA$2,0)+1,FALSE)","v":1.66507983835203E-3},{"$f":"R551*VLOOKUP($B551,$AR$36:$BA$47,MATCH(AO$2,$AS$2:$BA$2,0)+1,FALSE)","v":0},0.92251825569784118]
[2006,1,23,22,null,2013,1,23,22,0.34187882103625894,0.36367553436005595,8.4180874785592386E-3,8.1238857417673824E-2,0.10262400000000001,7.3692999999999995E-2,1.71375666785885E-5,2.1787855487974887E-3,0,0.97372422340802389,null,null,0.32367530472594658,7.1154009403215188E-2,0.32172187660077489,8.0887908855211146E-2,6.7932914224850913E-2,4.7079278059094483E-3,8.5769883653262672E-6,1.5925556000974171E-3,0,0.87168107420437091,null,{"$f":"J552*VLOOKUP($B552,$AR$36:$AZ$47,MATCH(AG$2,$AS$2:$BA$2,0)+1,FALSE)","v":0.32801479216962881},{"$f":"K552*VLOOKUP($B552,$AR$36:$AZ$47,MATCH(AH$2,$AS$2:$BA$2,0)+1,FALSE)","v":0.30728527701378694},{"$f":"L552*VLOOKUP($B552,$AR$36:$AZ$47,MATCH(AI$2,$AS$2:$BA$2,0)+1,FALSE)","v":6.2228339095312677E-3},{"$f":"M552*VLOOKUP($B552,$AR$36:$AZ$47,MATCH(AJ$2,$AS$2:$BA$2,0)+1,FALSE)","v":6.9836103108139674E-2},{"$f":"N552*VLOOKUP($B552,$AR$36:$AZ$47,MATCH(AK$2,$AS$2:$BA$2,0)+1,FALSE)","v":8.0266143611618365E-2},{"$f":"O552*VLOOKUP($B552,$AR$36:$AZ$47,MATCH(AL$2,$AS$2:$BA$2,0)+1,FALSE)","v":6.5308365678262009E-2},{"$f":"P552*VLOOKUP($B552,$AR$36:$AZ$47,MATCH(AM$2,$AS$2:$BA$2,0)+1,FALSE)","v":8.5769883653262672E-6},{"$f":"Q552*VLOOKUP($B552,$AR$36:$AZ$47,MATCH(AN$2,$AS$2:$BA$2,0)+1,FALSE)","v":1.66507983835203E-3},{"$f":"R552*VLOOKUP($B552,$AR$36:$BA$47,MATCH(AO$2,$AS$2:$BA$2,0)+1,FALSE)","v":0},0.85860717231768446]
[2006,1,23,23,null,2013,1,23,23,0.29702872704016908,0.34638683136499604,8.4180874785592386E-3,8.7402091453960065E-2,9.9415799999999999E-2,7.2026000000000007E-2,1.71375666785885E-5,2.1787855487974887E-3,0,0.91287346045316042,null,null,0.28121327739950946,7.6552150471564592E-2,0.30642760067057906,7.8359215867320517E-2,6.6396212394109505E-2,4.7079278059094483E-3,8.5769883653262672E-6,1.5925556000974171E-3,0,0.81525751719745532,null,{"$f":"J553*VLOOKUP($B553,$AR$36:$AZ$47,MATCH(AG$2,$AS$2:$BA$2,0)+1,FALSE)","v":0.28498348003299467},{"$f":"K553*VLOOKUP($B553,$AR$36:$AZ$47,MATCH(AH$2,$AS$2:$BA$2,0)+1,FALSE)","v":0.29267729988275892},{"$f":"L553*VLOOKUP($B553,$AR$36:$AZ$47,MATCH(AI$2,$AS$2:$BA$2,0)+1,FALSE)","v":6.2228339095312677E-3},{"$f":"M553*VLOOKUP($B553,$AR$36:$AZ$47,MATCH(AJ$2,$AS$2:$BA$2,0)+1,FALSE)","v":7.513426043480885E-2},{"$f":"N553*VLOOKUP($B553,$AR$36:$AZ$47,MATCH(AK$2,$AS$2:$BA$2,0)+1,FALSE)","v":7.7756888057997423E-2},{"$f":"O553*VLOOKUP($B553,$AR$36:$AZ$47,MATCH(AL$2,$AS$2:$BA$2,0)+1,FALSE)","v":6.3831033427089415E-2},{"$f":"P553*VLOOKUP($B553,$AR$36:$AZ$47,MATCH(AM$2,$AS$2:$BA$2,0)+1,FALSE)","v":8.5769883653262672E-6},{"$f":"Q553*VLOOKUP($B553,$AR$36:$AZ$47,MATCH(AN$2,$AS$2:$BA$2,0)+1,FALSE)","v":1.66507983835203E-3},{"$f":"R553*VLOOKUP($B553,$AR$36:$BA$47,MATCH(AO$2,$AS$2:$BA$2,0)+1,FALSE)","v":0},0.80227945257189792]
[2006,1,23,24,null,2013,1,23,24,0.2000421942307429,0.34346044293903427,8.4180874785592386E-3,0.10576941277102225,9.7704799999999994E-2,7.0675000000000002E-2,1.71375666785885E-5,2.1787855487974887E-3,0,0.82826586053483475,null,null,0.18939084316315571,9.2639385019767317E-2,0.30383880080060738,7.701061113498435E-2,6.5150810970395268E-2,4.7079278059094483E-3,8.5769883653262672E-6,1.5925556000974171E-3,0,0.73433951148328214,null,{"$f":"J554*VLOOKUP($B554,$AR$36:$AZ$47,MATCH(AG$2,$AS$2:$BA$2,0)+1,FALSE)","v":0.19192999018442991},{"$f":"K554*VLOOKUP($B554,$AR$36:$AZ$47,MATCH(AH$2,$AS$2:$BA$2,0)+1,FALSE)","v":0.29020466701867598},{"$f":"L554*VLOOKUP($B554,$AR$36:$AZ$47,MATCH(AI$2,$AS$2:$BA$2,0)+1,FALSE)","v":6.2228339095312677E-3},{"$f":"M554*VLOOKUP($B554,$AR$36:$AZ$47,MATCH(AJ$2,$AS$2:$BA$2,0)+1,FALSE)","v":9.0923529093819191E-2},{"$f":"N554*VLOOKUP($B554,$AR$36:$AZ$47,MATCH(AK$2,$AS$2:$BA$2,0)+1,FALSE)","v":7.6418649714924861E-2},{"$f":"O554*VLOOKUP($B554,$AR$36:$AZ$47,MATCH(AL$2,$AS$2:$BA$2,0)+1,FALSE)","v":6.2633747361502012E-2},{"$f":"P554*VLOOKUP($B554,$AR$36:$AZ$47,MATCH(AM$2,$AS$2:$BA$2,0)+1,FALSE)","v":8.5769883653262672E-6},{"$f":"Q554*VLOOKUP($B554,$AR$36:$AZ$47,MATCH(AN$2,$AS$2:$BA$2,0)+1,FALSE)","v":1.66507983835203E-3},{"$f":"R554*VLOOKUP($B554,$AR$36:$BA$47,MATCH(AO$2,$AS$2:$BA$2,0)+1,FALSE)","v":0},0.72000707410960063]
[2006,1,24,1,null,2013,1,24,1,0.24112105573365317,0.35866946951101852,8.4180874785592386E-3,9.513384241194546E-2,9.7002400000000044E-2,6.8894999999999998E-2,1.71375666785885E-5,2.1787855487974887E-3,0,0.87143577825065244,null,null,0.22828243923935509,8.3324095546313079E-2,0.3172933120550418,7.6456981699570645E-2,6.3509941589039706E-2,4.7079278059094483E-3,8.5769883653262672E-6,1.5925556000974171E-3,0,0.77517583052369243,null,{"$f":"J555*VLOOKUP($B555,$AR$36:$AZ$47,MATCH(AG$2,$AS$2:$BA$2,0)+1,FALSE)","v":0.23134300260093466},{"$f":"K555*VLOOKUP($B555,$AR$36:$AZ$47,MATCH(AH$2,$AS$2:$BA$2,0)+1,FALSE)","v":0.30305543508451799},{"$f":"L555*VLOOKUP($B555,$AR$36:$AZ$47,MATCH(AI$2,$AS$2:$BA$2,0)+1,FALSE)","v":6.2228339095312677E-3},{"$f":"M555*VLOOKUP($B555,$AR$36:$AZ$47,MATCH(AJ$2,$AS$2:$BA$2,0)+1,FALSE)","v":8.1780776329687221E-2},{"$f":"N555*VLOOKUP($B555,$AR$36:$AZ$47,MATCH(AK$2,$AS$2:$BA$2,0)+1,FALSE)","v":7.5869275891328067E-2},{"$f":"O555*VLOOKUP($B555,$AR$36:$AZ$47,MATCH(AL$2,$AS$2:$BA$2,0)+1,FALSE)","v":6.1056272012319508E-2},{"$f":"P555*VLOOKUP($B555,$AR$36:$AZ$47,MATCH(AM$2,$AS$2:$BA$2,0)+1,FALSE)","v":8.5769883653262672E-6},{"$f":"Q555*VLOOKUP($B555,$AR$36:$AZ$47,MATCH(AN$2,$AS$2:$BA$2,0)+1,FALSE)","v":1.66507983835203E-3},{"$f":"R555*VLOOKUP($B555,$AR$36:$BA$47,MATCH(AO$2,$AS$2:$BA$2,0)+1,FALSE)","v":0},0.76100125265503626]
[2006,1,24,2,null,2013,1,24,2,0.22929226314552489,0.34817691465567036,8.4180874785592386E-3,8.7728233879852999E-2,9.6035900000000007E-2,6.8329000000000001E-2,1.71375666785885E-5,2.1787855487974887E-3,0,0.84017632227508343,null,null,0.21708347688802426,7.6837806153788948E-2,0.30801117971600711,7.5695189488113629E-2,6.2988181999237891E-2,4.7079278059094483E-3,8.5769883653262672E-6,1.5925556000974171E-3,0,0.74692489463954403,null,{"$f":"J556*VLOOKUP($B556,$AR$36:$AZ$47,MATCH(AG$2,$AS$2:$BA$2,0)+1,FALSE)","v":0.21999389670823288},{"$f":"K556*VLOOKUP($B556,$AR$36:$AZ$47,MATCH(AH$2,$AS$2:$BA$2,0)+1,FALSE)","v":0.29418981911455311},{"$f":"L556*VLOOKUP($B556,$AR$36:$AZ$47,MATCH(AI$2,$AS$2:$BA$2,0)+1,FALSE)","v":6.2228339095312677E-3},{"$f":"M556*VLOOKUP($B556,$AR$36:$AZ$47,MATCH(AJ$2,$AS$2:$BA$2,0)+1,FALSE)","v":7.5414625235676214E-2},{"$f":"N556*VLOOKUP($B556,$AR$36:$AZ$47,MATCH(AK$2,$AS$2:$BA$2,0)+1,FALSE)","v":7.5113339387190323E-2},{"$f":"O556*VLOOKUP($B556,$AR$36:$AZ$47,MATCH(AL$2,$AS$2:$BA$2,0)+1,FALSE)","v":6.0554670300163725E-2},{"$f":"P556*VLOOKUP($B556,$AR$36:$AZ$47,MATCH(AM$2,$AS$2:$BA$2,0)+1,FALSE)","v":8.5769883653262672E-6},{"$f":"Q556*VLOOKUP($B556,$AR$36:$AZ$47,MATCH(AN$2,$AS$2:$BA$2,0)+1,FALSE)","v":1.66507983835203E-3},{"$f":"R556*VLOOKUP($B556,$AR$36:$BA$47,MATCH(AO$2,$AS$2:$BA$2,0)+1,FALSE)","v":0},0.7331628414820649]
[2006,1,24,3,null,2013,1,24,3,0.22349809818611316,0.34554438582158009,8.4180874785592386E-3,8.9355541624025439E-2,9.6004800000000001E-2,6.8332000000000004E-2,1.71375666785885E-5,2.1787855487974887E-3,0,0.83334883622575395,null,null,0.21159782526682866,7.8263102793984934E-2,0.30568233975650999,7.5670676567496639E-2,6.2990947509431197E-2,4.7079278059094483E-3,8.5769883653262672E-6,1.5925556000974171E-3,0,0.7405139522886236,null,{"$f":"J557*VLOOKUP($B557,$AR$36:$AZ$47,MATCH(AG$2,$AS$2:$BA$2,0)+1,FALSE)","v":0.21443469941956428},{"$f":"K557*VLOOKUP($B557,$AR$36:$AZ$47,MATCH(AH$2,$AS$2:$BA$2,0)+1,FALSE)","v":0.29196548100103759},{"$f":"L557*VLOOKUP($B557,$AR$36:$AZ$47,MATCH(AI$2,$AS$2:$BA$2,0)+1,FALSE)","v":6.2228339095312677E-3},{"$f":"M557*VLOOKUP($B557,$AR$36:$AZ$47,MATCH(AJ$2,$AS$2:$BA$2,0)+1,FALSE)","v":7.6813522697101816E-2},{"$f":"N557*VLOOKUP($B557,$AR$36:$AZ$47,MATCH(AK$2,$AS$2:$BA$2,0)+1,FALSE)","v":7.508901489129928E-2},{"$f":"O557*VLOOKUP($B557,$AR$36:$AZ$47,MATCH(AL$2,$AS$2:$BA$2,0)+1,FALSE)","v":6.0557328966482575E-2},{"$f":"P557*VLOOKUP($B557,$AR$36:$AZ$47,MATCH(AM$2,$AS$2:$BA$2,0)+1,FALSE)","v":8.5769883653262672E-6},{"$f":"Q557*VLOOKUP($B557,$AR$36:$AZ$47,MATCH(AN$2,$AS$2:$BA$2,0)+1,FALSE)","v":1.66507983835203E-3},{"$f":"R557*VLOOKUP($B557,$AR$36:$BA$47,MATCH(AO$2,$AS$2:$BA$2,0)+1,FALSE)","v":0},0.72675653771173421]
[2006,1,24,4,null,2013,1,24,4,0.22474567648340057,0.34424811821467743,8.4180874785592386E-3,8.6860003698334298E-2,9.6002099999999993E-2,6.8251999999999993E-2,1.71375666785885E-5,2.1787855487974887E-3,0,0.8307219089904474,null,null,0.21277897560635542,7.6077356530743212E-2,0.3045356097522402,7.5668548436124736E-2,6.2917200570943285E-2,4.7079278059094483E-3,8.5769883653262672E-6,1.5925556000974171E-3,0,0.73828675129077892,null,{"$f":"J558*VLOOKUP($B558,$AR$36:$AZ$47,MATCH(AG$2,$AS$2:$BA$2,0)+1,FALSE)","v":0.2156316853418267},{"$f":"K558*VLOOKUP($B558,$AR$36:$AZ$47,MATCH(AH$2,$AS$2:$BA$2,0)+1,FALSE)","v":0.29087020811892855},{"$f":"L558*VLOOKUP($B558,$AR$36:$AZ$47,MATCH(AI$2,$AS$2:$BA$2,0)+1,FALSE)","v":6.2228339095312677E-3},{"$f":"M558*VLOOKUP($B558,$AR$36:$AZ$47,MATCH(AJ$2,$AS$2:$BA$2,0)+1,FALSE)","v":7.4668260572195014E-2},{"$f":"N558*VLOOKUP($B558,$AR$36:$AZ$47,MATCH(AK$2,$AS$2:$BA$2,0)+1,FALSE)","v":7.5086903118344109E-2},{"$f":"O558*VLOOKUP($B558,$AR$36:$AZ$47,MATCH(AL$2,$AS$2:$BA$2,0)+1,FALSE)","v":6.048643119797998E-2},{"$f":"P558*VLOOKUP($B558,$AR$36:$AZ$47,MATCH(AM$2,$AS$2:$BA$2,0)+1,FALSE)","v":8.5769883653262672E-6},{"$f":"Q558*VLOOKUP($B558,$AR$36:$AZ$47,MATCH(AN$2,$AS$2:$BA$2,0)+1,FALSE)","v":1.66507983835203E-3},{"$f":"R558*VLOOKUP($B558,$AR$36:$BA$47,MATCH(AO$2,$AS$2:$BA$2,0)+1,FALSE)","v":0},0.72463997908552302]
[2006,1,24,5,null,2013,1,24,5,0.2347901109446652,0.34955877093176091,8.4180874785592386E-3,8.6315860098311964E-2,9.7804799999999997E-2,6.8117999999999998E-2,1.71375666785885E-5,2.1787855487974887E-3,0,0.84720155256877328,null,null,0.22228858891084502,7.5600761954411011E-2,0.30923362486926359,7.7089430815424798E-2,6.2793674448976086E-2,4.7079278059094483E-3,8.5769883653262672E-6,1.5925556000974171E-3,0,0.7533151413932927,null,{"$f":"J559*VLOOKUP($B559,$AR$36:$AZ$47,MATCH(AG$2,$AS$2:$BA$2,0)+1,FALSE)","v":0.22526879322785087},{"$f":"K559*VLOOKUP($B559,$AR$36:$AZ$47,MATCH(AH$2,$AS$2:$BA$2,0)+1,FALSE)","v":0.2953574095859301},{"$f":"L559*VLOOKUP($B559,$AR$36:$AZ$47,MATCH(AI$2,$AS$2:$BA$2,0)+1,FALSE)","v":6.2228339095312677E-3},{"$f":"M559*VLOOKUP($B559,$AR$36:$AZ$47,MATCH(AJ$2,$AS$2:$BA$2,0)+1,FALSE)","v":7.4200493425232078E-2},{"$f":"N559*VLOOKUP($B559,$AR$36:$AZ$47,MATCH(AK$2,$AS$2:$BA$2,0)+1,FALSE)","v":7.6496863528079301E-2},{"$f":"O559*VLOOKUP($B559,$AR$36:$AZ$47,MATCH(AL$2,$AS$2:$BA$2,0)+1,FALSE)","v":6.0367677435738155E-2},{"$f":"P559*VLOOKUP($B559,$AR$36:$AZ$47,MATCH(AM$2,$AS$2:$BA$2,0)+1,FALSE)","v":8.5769883653262672E-6},{"$f":"Q559*VLOOKUP($B559,$AR$36:$AZ$47,MATCH(AN$2,$AS$2:$BA$2,0)+1,FALSE)","v":1.66507983835203E-3},{"$f":"R559*VLOOKUP($B559,$AR$36:$BA$47,MATCH(AO$2,$AS$2:$BA$2,0)+1,FALSE)","v":0},0.73958772793907901]
[2006,1,24,6,null,2013,1,24,6,0.25634857542369732,0.36918723075524029,8.4180874785592386E-3,8.5182579905129743E-2,0.10125040000000003,7.0128999999999997E-2,1.71375666785885E-5,2.1787855487974887E-3,0,0.89271179667810263,null,null,0.24269916169369121,7.4608165159165796E-2,0.32659774297059468,7.9805241724681106E-2,6.464748811521541E-2,4.7079278059094483E-3,8.5769883653262672E-6,1.5925556000974171E-3,0,0.79466686005772025,null,{"$f":"J560*VLOOKUP($B560,$AR$36:$AZ$47,MATCH(AG$2,$AS$2:$BA$2,0)+1,FALSE)","v":0.24595300883428078},{"$f":"K560*VLOOKUP($B560,$AR$36:$AZ$47,MATCH(AH$2,$AS$2:$BA$2,0)+1,FALSE)","v":0.31194234902879164},{"$f":"L560*VLOOKUP($B560,$AR$36:$AZ$47,MATCH(AI$2,$AS$2:$BA$2,0)+1,FALSE)","v":6.2228339095312677E-3},{"$f":"M560*VLOOKUP($B560,$AR$36:$AZ$47,MATCH(AJ$2,$AS$2:$BA$2,0)+1,FALSE)","v":7.3226281392502687E-2},{"$f":"N560*VLOOKUP($B560,$AR$36:$AZ$47,MATCH(AK$2,$AS$2:$BA$2,0)+1,FALSE)","v":7.9191798674128913E-2},{"$f":"O560*VLOOKUP($B560,$AR$36:$AZ$47,MATCH(AL$2,$AS$2:$BA$2,0)+1,FALSE)","v":6.2149870091471875E-2},{"$f":"P560*VLOOKUP($B560,$AR$36:$AZ$47,MATCH(AM$2,$AS$2:$BA$2,0)+1,FALSE)","v":8.5769883653262672E-6},{"$f":"Q560*VLOOKUP($B560,$AR$36:$AZ$47,MATCH(AN$2,$AS$2:$BA$2,0)+1,FALSE)","v":1.66507983835203E-3},{"$f":"R560*VLOOKUP($B560,$AR$36:$BA$47,MATCH(AO$2,$AS$2:$BA$2,0)+1,FALSE)","v":0},0.78035979875742456]
[2006,1,24,7,null,2013,1,24,7,0.29703660374571228,0.4166958639650683,8.4180874785592386E-3,9.3145757701425747E-2,0.112471,7.5334999999999999E-2,1.71375666785885E-5,2.1787855487974887E-3,0,1.0052982360062417,null,null,0.28122073470575382,8.158280815400748E-2,0.36862577396778384,8.8649282788182612E-2,6.9446570137314853E-2,4.7079278059094483E-3,8.5769883653262672E-6,1.5925556000974171E-3,0,0.89583423014741481,null,{"$f":"J561*VLOOKUP($B561,$AR$36:$AZ$47,MATCH(AG$2,$AS$2:$BA$2,0)+1,FALSE)","v":0.28499103731871334},{"$f":"K561*VLOOKUP($B561,$AR$36:$AZ$47,MATCH(AH$2,$AS$2:$BA$2,0)+1,FALSE)","v":0.3520844596112841},{"$f":"L561*VLOOKUP($B561,$AR$36:$AZ$47,MATCH(AI$2,$AS$2:$BA$2,0)+1,FALSE)","v":6.2228339095312677E-3},{"$f":"M561*VLOOKUP($B561,$AR$36:$AZ$47,MATCH(AJ$2,$AS$2:$BA$2,0)+1,FALSE)","v":8.0071740860148899E-2},{"$f":"N561*VLOOKUP($B561,$AR$36:$AZ$47,MATCH(AK$2,$AS$2:$BA$2,0)+1,FALSE)","v":8.796785779293663E-2},{"$f":"O561*VLOOKUP($B561,$AR$36:$AZ$47,MATCH(AL$2,$AS$2:$BA$2,0)+1,FALSE)","v":6.6763542376777563E-2},{"$f":"P561*VLOOKUP($B561,$AR$36:$AZ$47,MATCH(AM$2,$AS$2:$BA$2,0)+1,FALSE)","v":8.5769883653262672E-6},{"$f":"Q561*VLOOKUP($B561,$AR$36:$AZ$47,MATCH(AN$2,$AS$2:$BA$2,0)+1,FALSE)","v":1.66507983835203E-3},{"$f":"R561*VLOOKUP($B561,$AR$36:$BA$47,MATCH(AO$2,$AS$2:$BA$2,0)+1,FALSE)","v":0},0.87977512869610919]
[2006,1,24,8,null,2013,1,24,8,0.3351272272863246,0.47116275067838709,4.2090437392796193E-3,0.11177042526424741,0.12053329999999995,8.0309000000000005E-2,8.5687833392942498E-6,2.0118133241747091E-3,0,1.1251321290757528,null,null,0.31728320311002339,9.7895442440373778E-2,0.41680935342370057,9.5003961884333271E-2,7.4031786037799419E-2,2.3539639029547242E-3,4.2884941826631336E-6,1.4705093750660028E-3,0,1.0048525086684337,null,{"$f":"J562*VLOOKUP($B562,$AR$36:$AZ$47,MATCH(AG$2,$AS$2:$BA$2,0)+1,FALSE)","v":0.32153699218779375},{"$f":"K562*VLOOKUP($B562,$AR$36:$AZ$47,MATCH(AH$2,$AS$2:$BA$2,0)+1,FALSE)","v":0.39810590122745404},{"$f":"L562*VLOOKUP($B562,$AR$36:$AZ$47,MATCH(AI$2,$AS$2:$BA$2,0)+1,FALSE)","v":3.1114169547656338E-3},{"$f":"M562*VLOOKUP($B562,$AR$36:$AZ$47,MATCH(AJ$2,$AS$2:$BA$2,0)+1,FALSE)","v":9.6082234429560806E-2},{"$f":"N562*VLOOKUP($B562,$AR$36:$AZ$47,MATCH(AK$2,$AS$2:$BA$2,0)+1,FALSE)","v":9.4273690050887468E-2},{"$f":"O562*VLOOKUP($B562,$AR$36:$AZ$47,MATCH(AL$2,$AS$2:$BA$2,0)+1,FALSE)","v":7.1171611133425766E-2},{"$f":"P562*VLOOKUP($B562,$AR$36:$AZ$47,MATCH(AM$2,$AS$2:$BA$2,0)+1,FALSE)","v":4.2884941826631336E-6},{"$f":"Q562*VLOOKUP($B562,$AR$36:$AZ$47,MATCH(AN$2,$AS$2:$BA$2,0)+1,FALSE)","v":1.5374756852321316E-3},{"$f":"R562*VLOOKUP($B562,$AR$36:$BA$47,MATCH(AO$2,$AS$2:$BA$2,0)+1,FALSE)","v":0},0.98582361016330222]
[2006,1,24,9,null,2013,1,24,9,0.30265664267704706,0.50506382581783393,0,0.12312361765467207,0.12501080000000006,8.3359000000000003E-2,0,1.844841099551928E-3,0,1.1410587272491051,null,null,0.28654153173014318,0.10783926961597659,0.44679959604983377,9.8533113076054668E-2,7.6843388067650217E-2,0,0,1.3484631500345877E-3,0,1.0179053616896931,null,{"$f":"J563*VLOOKUP($B563,$AR$36:$AZ$47,MATCH(AG$2,$AS$2:$BA$2,0)+1,FALSE)","v":0.29038316981893481},{"$f":"K563*VLOOKUP($B563,$AR$36:$AZ$47,MATCH(AH$2,$AS$2:$BA$2,0)+1,FALSE)","v":0.42675039413682997},{"$f":"L563*VLOOKUP($B563,$AR$36:$AZ$47,MATCH(AI$2,$AS$2:$BA$2,0)+1,FALSE)","v":0},{"$f":"M563*VLOOKUP($B563,$AR$36:$AZ$47,MATCH(AJ$2,$AS$2:$BA$2,0)+1,FALSE)","v":0.10584188319354937},{"$f":"N563*VLOOKUP($B563,$AR$36:$AZ$47,MATCH(AK$2,$AS$2:$BA$2,0)+1,FALSE)","v":9.7775713534877851E-2},{"$f":"O563*VLOOKUP($B563,$AR$36:$AZ$47,MATCH(AL$2,$AS$2:$BA$2,0)+1,FALSE)","v":7.3874588557586801E-2},{"$f":"P563*VLOOKUP($B563,$AR$36:$AZ$47,MATCH(AM$2,$AS$2:$BA$2,0)+1,FALSE)","v":0},{"$f":"Q563*VLOOKUP($B563,$AR$36:$AZ$47,MATCH(AN$2,$AS$2:$BA$2,0)+1,FALSE)","v":1.4098715321122319E-3},{"$f":"R563*VLOOKUP($B563,$AR$36:$BA$47,MATCH(AO$2,$AS$2:$BA$2,0)+1,FALSE)","v":0},0.99603562077389107]
[2006,1,24,10,null,2013,1,24,10,0.28330849367294925,0.5207746681805584,0,0.1279386587526245,0.12786409999999998,8.5941000000000004E-2,0,1.844841099551928E-3,0,1.1476717617056842,null,null,0.26822358502083182,0.11205658003184217,0.46069803355899669,0.10078207501806208,7.9223570507346866E-2,0,0,1.3484631500345877E-3,0,1.0223323072871144,null,{"$f":"J564*VLOOKUP($B564,$AR$36:$AZ$47,MATCH(AG$2,$AS$2:$BA$2,0)+1,FALSE)","v":0.27181963594687591},{"$f":"K564*VLOOKUP($B564,$AR$36:$AZ$47,MATCH(AH$2,$AS$2:$BA$2,0)+1,FALSE)","v":0.4400251681906987},{"$f":"L564*VLOOKUP($B564,$AR$36:$AZ$47,MATCH(AI$2,$AS$2:$BA$2,0)+1,FALSE)","v":0},{"$f":"M564*VLOOKUP($B564,$AR$36:$AZ$47,MATCH(AJ$2,$AS$2:$BA$2,0)+1,FALSE)","v":0.1099810810758842},{"$f":"N564*VLOOKUP($B564,$AR$36:$AZ$47,MATCH(AK$2,$AS$2:$BA$2,0)+1,FALSE)","v":0.10000738826561359},{"$f":"O564*VLOOKUP($B564,$AR$36:$AZ$47,MATCH(AL$2,$AS$2:$BA$2,0)+1,FALSE)","v":7.6162814036007706E-2},{"$f":"P564*VLOOKUP($B564,$AR$36:$AZ$47,MATCH(AM$2,$AS$2:$BA$2,0)+1,FALSE)","v":0},{"$f":"Q564*VLOOKUP($B564,$AR$36:$AZ$47,MATCH(AN$2,$AS$2:$BA$2,0)+1,FALSE)","v":1.4098715321122319E-3},{"$f":"R564*VLOOKUP($B564,$AR$36:$BA$47,MATCH(AO$2,$AS$2:$BA$2,0)+1,FALSE)","v":0},0.99940595904719243]
[2006,1,24,11,null,2013,1,24,11,0.27047893986391747,0.52095226875585254,0,0.12701524128104758,0.12802570000000002,8.7090000000000001E-2,0,1.844841099551928E-3,0,1.1354069910003695,null,null,0.25607714750227062,0.11124779397127674,0.46085514610842776,0.10090944762165388,8.0282760911379175E-2,0,0,1.3484631500345877E-3,0,1.0107207592650429,null,{"$f":"J565*VLOOKUP($B565,$AR$36:$AZ$47,MATCH(AG$2,$AS$2:$BA$2,0)+1,FALSE)","v":0.2595103521674858},{"$f":"K565*VLOOKUP($B565,$AR$36:$AZ$47,MATCH(AH$2,$AS$2:$BA$2,0)+1,FALSE)","v":0.44017523064148495},{"$f":"L565*VLOOKUP($B565,$AR$36:$AZ$47,MATCH(AI$2,$AS$2:$BA$2,0)+1,FALSE)","v":0},{"$f":"M565*VLOOKUP($B565,$AR$36:$AZ$47,MATCH(AJ$2,$AS$2:$BA$2,0)+1,FALSE)","v":0.10918727525676303},{"$f":"N565*VLOOKUP($B565,$AR$36:$AZ$47,MATCH(AK$2,$AS$2:$BA$2,0)+1,FALSE)","v":0.1001337817876712},{"$f":"O565*VLOOKUP($B565,$AR$36:$AZ$47,MATCH(AL$2,$AS$2:$BA$2,0)+1,FALSE)","v":7.7181083236126075E-2},{"$f":"P565*VLOOKUP($B565,$AR$36:$AZ$47,MATCH(AM$2,$AS$2:$BA$2,0)+1,FALSE)","v":0},{"$f":"Q565*VLOOKUP($B565,$AR$36:$AZ$47,MATCH(AN$2,$AS$2:$BA$2,0)+1,FALSE)","v":1.4098715321122319E-3},{"$f":"R565*VLOOKUP($B565,$AR$36:$BA$47,MATCH(AO$2,$AS$2:$BA$2,0)+1,FALSE)","v":0},0.98759759462164332]
[2006,1,24,12,null,2013,1,24,12,0.2753185278568227,0.51654085979719611,0,0.12245408278006956,0.12760350000000004,8.6872000000000005E-2,0,1.844841099551928E-3,0,1.1306338115336403,null,null,0.26065904910589616,0.1072528496160212,0.45695263787088625,0.10057667093083429,8.0081800503999684E-2,0,0,1.3484631500345877E-3,0,1.0068714711776723,null,{"$f":"J566*VLOOKUP($B566,$AR$36:$AZ$47,MATCH(AG$2,$AS$2:$BA$2,0)+1,FALSE)","v":0.26415368293851088},{"$f":"K566*VLOOKUP($B566,$AR$36:$AZ$47,MATCH(AH$2,$AS$2:$BA$2,0)+1,FALSE)","v":0.43644783933850068},{"$f":"L566*VLOOKUP($B566,$AR$36:$AZ$47,MATCH(AI$2,$AS$2:$BA$2,0)+1,FALSE)","v":0},{"$f":"M566*VLOOKUP($B566,$AR$36:$AZ$47,MATCH(AJ$2,$AS$2:$BA$2,0)+1,FALSE)","v":0.10526632479669944},{"$f":"N566*VLOOKUP($B566,$AR$36:$AZ$47,MATCH(AK$2,$AS$2:$BA$2,0)+1,FALSE)","v":9.9803563068533149E-2},{"$f":"O566*VLOOKUP($B566,$AR$36:$AZ$47,MATCH(AL$2,$AS$2:$BA$2,0)+1,FALSE)","v":7.6987886816956536E-2},{"$f":"P566*VLOOKUP($B566,$AR$36:$AZ$47,MATCH(AM$2,$AS$2:$BA$2,0)+1,FALSE)","v":0},{"$f":"Q566*VLOOKUP($B566,$AR$36:$AZ$47,MATCH(AN$2,$AS$2:$BA$2,0)+1,FALSE)","v":1.4098715321122319E-3},{"$f":"R566*VLOOKUP($B566,$AR$36:$BA$47,MATCH(AO$2,$AS$2:$BA$2,0)+1,FALSE)","v":0},0.98406916849131287]
[2006,1,24,13,null,2013,1,24,13,0.27672046465678113,0.51249630891573816,0,0.12126719164086219,0.12609119999999999,8.6209999999999995E-2,0,1.844841099551928E-3,0,1.1246300063129333,null,null,0.26198633904903346,0.10621329704273033,0.45337466691422107,9.9384680903533279E-2,7.947154458801238E-2,0,0,1.3484631500345877E-3,0,1.001778991647565,null,{"$f":"J567*VLOOKUP($B567,$AR$36:$AZ$47,MATCH(AG$2,$AS$2:$BA$2,0)+1,FALSE)","v":0.26549876774569336},{"$f":"K567*VLOOKUP($B567,$AR$36:$AZ$47,MATCH(AH$2,$AS$2:$BA$2,0)+1,FALSE)","v":0.43303042238139872},{"$f":"L567*VLOOKUP($B567,$AR$36:$AZ$47,MATCH(AI$2,$AS$2:$BA$2,0)+1,FALSE)","v":0},{"$f":"M567*VLOOKUP($B567,$AR$36:$AZ$47,MATCH(AJ$2,$AS$2:$BA$2,0)+1,FALSE)","v":0.10424602669538972},{"$f":"N567*VLOOKUP($B567,$AR$36:$AZ$47,MATCH(AK$2,$AS$2:$BA$2,0)+1,FALSE)","v":9.8620735572198429E-2},{"$f":"O567*VLOOKUP($B567,$AR$36:$AZ$47,MATCH(AL$2,$AS$2:$BA$2,0)+1,FALSE)","v":7.6401207782597652E-2},{"$f":"P567*VLOOKUP($B567,$AR$36:$AZ$47,MATCH(AM$2,$AS$2:$BA$2,0)+1,FALSE)","v":0},{"$f":"Q567*VLOOKUP($B567,$AR$36:$AZ$47,MATCH(AN$2,$AS$2:$BA$2,0)+1,FALSE)","v":1.4098715321122319E-3},{"$f":"R567*VLOOKUP($B567,$AR$36:$BA$47,MATCH(AO$2,$AS$2:$BA$2,0)+1,FALSE)","v":0},0.97920703170939005]
[2006,1,24,14,null,2013,1,24,14,0.27108936491875724,0.50737861665207529,0,0.11504586193326465,0.12612379999999998,8.6184999999999998E-2,0,1.844841099551928E-3,0,1.1076674846036489,null,null,0.25665507015638162,0.10076427219691077,0.44884735230718237,9.9410376119356852E-2,7.9448498669734927E-2,0,0,1.3484631500345877E-3,0,0.98647403259960109,null,{"$f":"J568*VLOOKUP($B568,$AR$36:$AZ$47,MATCH(AG$2,$AS$2:$BA$2,0)+1,FALSE)","v":0.26009602298175705},{"$f":"K568*VLOOKUP($B568,$AR$36:$AZ$47,MATCH(AH$2,$AS$2:$BA$2,0)+1,FALSE)","v":0.42870626159428893},{"$f":"L568*VLOOKUP($B568,$AR$36:$AZ$47,MATCH(AI$2,$AS$2:$BA$2,0)+1,FALSE)","v":0},{"$f":"M568*VLOOKUP($B568,$AR$36:$AZ$47,MATCH(AJ$2,$AS$2:$BA$2,0)+1,FALSE)","v":9.8897928054664713E-2},{"$f":"N568*VLOOKUP($B568,$AR$36:$AZ$47,MATCH(AK$2,$AS$2:$BA$2,0)+1,FALSE)","v":9.8646233275286765E-2},{"$f":"O568*VLOOKUP($B568,$AR$36:$AZ$47,MATCH(AL$2,$AS$2:$BA$2,0)+1,FALSE)","v":7.6379052229940597E-2},{"$f":"P568*VLOOKUP($B568,$AR$36:$AZ$47,MATCH(AM$2,$AS$2:$BA$2,0)+1,FALSE)","v":0},{"$f":"Q568*VLOOKUP($B568,$AR$36:$AZ$47,MATCH(AN$2,$AS$2:$BA$2,0)+1,FALSE)","v":1.4098715321122319E-3},{"$f":"R568*VLOOKUP($B568,$AR$36:$BA$47,MATCH(AO$2,$AS$2:$BA$2,0)+1,FALSE)","v":0},0.96413536966805025]
[2006,1,24,15,null,2013,1,24,15,0.27858750068842431,0.49456409182725003,0,0.10404376499700779,0.12701580000000001,8.5826E-2,0,1.844841099551928E-3,0,1.0918819986122341,null,null,0.26375396377245069,9.1127956107029437E-2,0.43751111276155402,0.10011344766888573,7.9117559283270522E-2,0,0,1.3484631500345877E-3,0,0.97297250274322511,null,{"$f":"J569*VLOOKUP($B569,$AR$36:$AZ$47,MATCH(AG$2,$AS$2:$BA$2,0)+1,FALSE)","v":0.26729009086432459},{"$f":"K569*VLOOKUP($B569,$AR$36:$AZ$47,MATCH(AH$2,$AS$2:$BA$2,0)+1,FALSE)","v":0.41787871220324863},{"$f":"L569*VLOOKUP($B569,$AR$36:$AZ$47,MATCH(AI$2,$AS$2:$BA$2,0)+1,FALSE)","v":0},{"$f":"M569*VLOOKUP($B569,$AR$36:$AZ$47,MATCH(AJ$2,$AS$2:$BA$2,0)+1,FALSE)","v":8.9440094691796354E-2},{"$f":"N569*VLOOKUP($B569,$AR$36:$AZ$47,MATCH(AK$2,$AS$2:$BA$2,0)+1,FALSE)","v":9.9343900488624445E-2},{"$f":"O569*VLOOKUP($B569,$AR$36:$AZ$47,MATCH(AL$2,$AS$2:$BA$2,0)+1,FALSE)","v":7.6060898493785251E-2},{"$f":"P569*VLOOKUP($B569,$AR$36:$AZ$47,MATCH(AM$2,$AS$2:$BA$2,0)+1,FALSE)","v":0},{"$f":"Q569*VLOOKUP($B569,$AR$36:$AZ$47,MATCH(AN$2,$AS$2:$BA$2,0)+1,FALSE)","v":1.4098715321122319E-3},{"$f":"R569*VLOOKUP($B569,$AR$36:$BA$47,MATCH(AO$2,$AS$2:$BA$2,0)+1,FALSE)","v":0},0.95142356827389152]
[2006,1,24,16,null,2013,1,24,16,0.30730716482021747,0.49118486094630298,0,0.10559749462898201,0.1257664,8.4948999999999997E-2,0,1.844841099551928E-3,0,1.1166497614950543,null,null,0.29094443439390838,9.2488808491685157E-2,0.43452171040211668,9.9128674581462697E-2,7.8309108470097019E-2,0,0,1.3484631500345877E-3,0,0.9967411994893044,null,{"$f":"J570*VLOOKUP($B570,$AR$36:$AZ$47,MATCH(AG$2,$AS$2:$BA$2,0)+1,FALSE)","v":0.29484510182644724},{"$f":"K570*VLOOKUP($B570,$AR$36:$AZ$47,MATCH(AH$2,$AS$2:$BA$2,0)+1,FALSE)","v":0.41502345305260885},{"$f":"L570*VLOOKUP($B570,$AR$36:$AZ$47,MATCH(AI$2,$AS$2:$BA$2,0)+1,FALSE)","v":0},{"$f":"M570*VLOOKUP($B570,$AR$36:$AZ$47,MATCH(AJ$2,$AS$2:$BA$2,0)+1,FALSE)","v":9.0775741526695305E-2},{"$f":"N570*VLOOKUP($B570,$AR$36:$AZ$47,MATCH(AK$2,$AS$2:$BA$2,0)+1,FALSE)","v":9.8366697107072798E-2},{"$f":"O570*VLOOKUP($B570,$AR$36:$AZ$47,MATCH(AL$2,$AS$2:$BA$2,0)+1,FALSE)","v":7.5283681706575664E-2},{"$f":"P570*VLOOKUP($B570,$AR$36:$AZ$47,MATCH(AM$2,$AS$2:$BA$2,0)+1,FALSE)","v":0},{"$f":"Q570*VLOOKUP($B570,$AR$36:$AZ$47,MATCH(AN$2,$AS$2:$BA$2,0)+1,FALSE)","v":1.4098715321122319E-3},{"$f":"R570*VLOOKUP($B570,$AR$36:$BA$47,MATCH(AO$2,$AS$2:$BA$2,0)+1,FALSE)","v":0},0.97570454675151208]
[2006,1,24,17,null,2013,1,24,17,0.35686003759610868,0.4927954434348879,0,0.10997334678600239,0.12364729999999999,8.3356E-2,0,1.844841099551928E-3,0,1.1684769689165508,null,null,0.33785883858884264,9.6321450104637857E-2,0.43594649588173295,9.7458406733249028E-2,7.6840622557456911E-2,0,0,1.3484631500345877E-3,0,1.0457742770159539,null,{"$f":"J571*VLOOKUP($B571,$AR$36:$AZ$47,MATCH(AG$2,$AS$2:$BA$2,0)+1,FALSE)","v":0.34238848347180556},{"$f":"K571*VLOOKUP($B571,$AR$36:$AZ$47,MATCH(AH$2,$AS$2:$BA$2,0)+1,FALSE)","v":0.4163843042493473},{"$f":"L571*VLOOKUP($B571,$AR$36:$AZ$47,MATCH(AI$2,$AS$2:$BA$2,0)+1,FALSE)","v":0},{"$f":"M571*VLOOKUP($B571,$AR$36:$AZ$47,MATCH(AJ$2,$AS$2:$BA$2,0)+1,FALSE)","v":9.4537395396991714E-2},{"$f":"N571*VLOOKUP($B571,$AR$36:$AZ$47,MATCH(AK$2,$AS$2:$BA$2,0)+1,FALSE)","v":9.6709268192516934E-2},{"$f":"O571*VLOOKUP($B571,$AR$36:$AZ$47,MATCH(AL$2,$AS$2:$BA$2,0)+1,FALSE)","v":7.3871929891267951E-2},{"$f":"P571*VLOOKUP($B571,$AR$36:$AZ$47,MATCH(AM$2,$AS$2:$BA$2,0)+1,FALSE)","v":0},{"$f":"Q571*VLOOKUP($B571,$AR$36:$AZ$47,MATCH(AN$2,$AS$2:$BA$2,0)+1,FALSE)","v":1.4098715321122319E-3},{"$f":"R571*VLOOKUP($B571,$AR$36:$BA$47,MATCH(AO$2,$AS$2:$BA$2,0)+1,FALSE)","v":0},1.0253012527340417]
[2006,1,24,18,null,2013,1,24,18,0.42586827897192281,0.49797324058893638,8.4180874785592386E-3,0.12302997965856459,0.1204493,8.1689999999999999E-2,1.71375666785885E-5,2.1787855487974887E-3,0,1.2596248098134593,null,null,0.40319270012555763,0.10775725567502129,0.44052698167105031,9.4937753352763332E-2,7.5304842563446606E-2,4.7079278059094483E-3,8.5769883653262672E-6,1.5925556000974171E-3,0,1.1280285937822114,null,{"$f":"J572*VLOOKUP($B572,$AR$36:$AZ$47,MATCH(AG$2,$AS$2:$BA$2,0)+1,FALSE)","v":0.40859827056615894},{"$f":"K572*VLOOKUP($B572,$AR$36:$AZ$47,MATCH(AH$2,$AS$2:$BA$2,0)+1,FALSE)","v":0.42075925027260042},{"$f":"L572*VLOOKUP($B572,$AR$36:$AZ$47,MATCH(AI$2,$AS$2:$BA$2,0)+1,FALSE)","v":6.2228339095312677E-3},{"$f":"M572*VLOOKUP($B572,$AR$36:$AZ$47,MATCH(AJ$2,$AS$2:$BA$2,0)+1,FALSE)","v":0.10576138830527958},{"$f":"N572*VLOOKUP($B572,$AR$36:$AZ$47,MATCH(AK$2,$AS$2:$BA$2,0)+1,FALSE)","v":9.4207990447837758E-2},{"$f":"O572*VLOOKUP($B572,$AR$36:$AZ$47,MATCH(AL$2,$AS$2:$BA$2,0)+1,FALSE)","v":7.2395483862201626E-2},{"$f":"P572*VLOOKUP($B572,$AR$36:$AZ$47,MATCH(AM$2,$AS$2:$BA$2,0)+1,FALSE)","v":8.5769883653262672E-6},{"$f":"Q572*VLOOKUP($B572,$AR$36:$AZ$47,MATCH(AN$2,$AS$2:$BA$2,0)+1,FALSE)","v":1.66507983835203E-3},{"$f":"R572*VLOOKUP($B572,$AR$36:$BA$47,MATCH(AO$2,$AS$2:$BA$2,0)+1,FALSE)","v":0},1.1096188741903268]
[2006,1,24,19,null,2013,1,24,19,0.46986498942903554,0.46599225060738181,8.4180874785592386E-3,0.10405696040267554,0.11166619999999998,7.8223000000000001E-2,1.71375666785885E-5,2.1787855487974887E-3,0,1.2404174110331283,null,null,0.44484678276507533,9.1139513458385751E-2,0.41223532292496118,8.8014941999997834E-2,7.2108834616727679E-2,4.7079278059094483E-3,8.5769883653262672E-6,1.5925556000974171E-3,0,1.11465445615952,null,{"$f":"J573*VLOOKUP($B573,$AR$36:$AZ$47,MATCH(AG$2,$AS$2:$BA$2,0)+1,FALSE)","v":0.45081080596976786},{"$f":"K573*VLOOKUP($B573,$AR$36:$AZ$47,MATCH(AH$2,$AS$2:$BA$2,0)+1,FALSE)","v":0.39373712082705004},{"$f":"L573*VLOOKUP($B573,$AR$36:$AZ$47,MATCH(AI$2,$AS$2:$BA$2,0)+1,FALSE)","v":6.2228339095312677E-3},{"$f":"M573*VLOOKUP($B573,$AR$36:$AZ$47,MATCH(AJ$2,$AS$2:$BA$2,0)+1,FALSE)","v":8.9451437979233647E-2},{"$f":"N573*VLOOKUP($B573,$AR$36:$AZ$47,MATCH(AK$2,$AS$2:$BA$2,0)+1,FALSE)","v":8.7338393024669628E-2},{"$f":"O573*VLOOKUP($B573,$AR$36:$AZ$47,MATCH(AL$2,$AS$2:$BA$2,0)+1,FALSE)","v":6.9322951819720868E-2},{"$f":"P573*VLOOKUP($B573,$AR$36:$AZ$47,MATCH(AM$2,$AS$2:$BA$2,0)+1,FALSE)","v":8.5769883653262672E-6},{"$f":"Q573*VLOOKUP($B573,$AR$36:$AZ$47,MATCH(AN$2,$AS$2:$BA$2,0)+1,FALSE)","v":1.66507983835203E-3},{"$f":"R573*VLOOKUP($B573,$AR$36:$BA$47,MATCH(AO$2,$AS$2:$BA$2,0)+1,FALSE)","v":0},1.0985572003566906]
[2006,1,24,20,null,2013,1,24,20,0.46921184845626579,0.44981612192594778,8.4180874785592386E-3,9.8324130064477364E-2,0.10702829999999997,7.5919E-2,1.71375666785885E-5,2.1787855487974887E-3,0,1.2109134110407265,null,null,0.44422841862438517,8.6118346534607149E-2,0.39792527458837396,8.4359364040850024E-2,6.9984922788276449E-2,4.7079278059094483E-3,8.5769883653262672E-6,1.5925556000974171E-3,0,1.0889253869708651,null,{"$f":"J574*VLOOKUP($B574,$AR$36:$AZ$47,MATCH(AG$2,$AS$2:$BA$2,0)+1,FALSE)","v":0.45018415147332624},{"$f":"K574*VLOOKUP($B574,$AR$36:$AZ$47,MATCH(AH$2,$AS$2:$BA$2,0)+1,FALSE)","v":0.38006920612491912},{"$f":"L574*VLOOKUP($B574,$AR$36:$AZ$47,MATCH(AI$2,$AS$2:$BA$2,0)+1,FALSE)","v":6.2228339095312677E-3},{"$f":"M574*VLOOKUP($B574,$AR$36:$AZ$47,MATCH(AJ$2,$AS$2:$BA$2,0)+1,FALSE)","v":8.4523272525828599E-2},{"$f":"N574*VLOOKUP($B574,$AR$36:$AZ$47,MATCH(AK$2,$AS$2:$BA$2,0)+1,FALSE)","v":8.3710914584379584E-2},{"$f":"O574*VLOOKUP($B574,$AR$36:$AZ$47,MATCH(AL$2,$AS$2:$BA$2,0)+1,FALSE)","v":6.7281096086846431E-2},{"$f":"P574*VLOOKUP($B574,$AR$36:$AZ$47,MATCH(AM$2,$AS$2:$BA$2,0)+1,FALSE)","v":8.5769883653262672E-6},{"$f":"Q574*VLOOKUP($B574,$AR$36:$AZ$47,MATCH(AN$2,$AS$2:$BA$2,0)+1,FALSE)","v":1.66507983835203E-3},{"$f":"R574*VLOOKUP($B574,$AR$36:$BA$47,MATCH(AO$2,$AS$2:$BA$2,0)+1,FALSE)","v":0},1.0736651315315484]
[2006,1,24,21,null,2013,1,24,21,0.43969581255973184,0.44769267026163423,8.4180874785592386E-3,0.11092238735970919,0.10487610000000001,7.4672000000000002E-2,1.71375666785885E-5,2.1787855487974887E-3,0,1.1884729807751109,null,null,0.41628397946856111,9.7152678460772704E-2,0.39604678458899545,8.2663006878410619E-2,6.8835392384596461E-2,4.7079278059094483E-3,8.5769883653262672E-6,1.5925556000974171E-3,0,1.0672909021757087,null,{"$f":"J575*VLOOKUP($B575,$AR$36:$AZ$47,MATCH(AG$2,$AS$2:$BA$2,0)+1,FALSE)","v":0.42186506358444509},{"$f":"K575*VLOOKUP($B575,$AR$36:$AZ$47,MATCH(AH$2,$AS$2:$BA$2,0)+1,FALSE)","v":0.37827500945441128},{"$f":"L575*VLOOKUP($B575,$AR$36:$AZ$47,MATCH(AI$2,$AS$2:$BA$2,0)+1,FALSE)","v":6.2228339095312677E-3},{"$f":"M575*VLOOKUP($B575,$AR$36:$AZ$47,MATCH(AJ$2,$AS$2:$BA$2,0)+1,FALSE)","v":9.535322783809122E-2},{"$f":"N575*VLOOKUP($B575,$AR$36:$AZ$47,MATCH(AK$2,$AS$2:$BA$2,0)+1,FALSE)","v":8.2027596897669641E-2},{"$f":"O575*VLOOKUP($B575,$AR$36:$AZ$47,MATCH(AL$2,$AS$2:$BA$2,0)+1,FALSE)","v":6.6175977120312396E-2},{"$f":"P575*VLOOKUP($B575,$AR$36:$AZ$47,MATCH(AM$2,$AS$2:$BA$2,0)+1,FALSE)","v":8.5769883653262672E-6},{"$f":"Q575*VLOOKUP($B575,$AR$36:$AZ$47,MATCH(AN$2,$AS$2:$BA$2,0)+1,FALSE)","v":1.66507983835203E-3},{"$f":"R575*VLOOKUP($B575,$AR$36:$BA$47,MATCH(AO$2,$AS$2:$BA$2,0)+1,FALSE)","v":0},1.051593365631178]
[2006,1,24,22,null,2013,1,24,22,0.39009239465102574,0.42367737239589681,8.4180874785592386E-3,0.10785624717418277,0.10282989999999996,7.3287000000000005E-2,1.71375666785885E-5,2.1787855487974887E-3,0,1.1083569248151408,null,null,0.36932172144279668,9.4467163492598621E-2,0.37480189466235475,8.1050198577238011E-2,6.755864851202488E-2,4.7079278059094483E-3,8.5769883653262672E-6,1.5925556000974171E-3,0,0.99350868708138518,null,{"$f":"J576*VLOOKUP($B576,$AR$36:$AZ$47,MATCH(AG$2,$AS$2:$BA$2,0)+1,FALSE)","v":0.37427318653599273},{"$f":"K576*VLOOKUP($B576,$AR$36:$AZ$47,MATCH(AH$2,$AS$2:$BA$2,0)+1,FALSE)","v":0.35798343974454011},{"$f":"L576*VLOOKUP($B576,$AR$36:$AZ$47,MATCH(AI$2,$AS$2:$BA$2,0)+1,FALSE)","v":6.2228339095312677E-3},{"$f":"M576*VLOOKUP($B576,$AR$36:$AZ$47,MATCH(AJ$2,$AS$2:$BA$2,0)+1,FALSE)","v":9.271745366613876E-2},{"$f":"N576*VLOOKUP($B576,$AR$36:$AZ$47,MATCH(AK$2,$AS$2:$BA$2,0)+1,FALSE)","v":8.042718585290333E-2},{"$f":"O576*VLOOKUP($B576,$AR$36:$AZ$47,MATCH(AL$2,$AS$2:$BA$2,0)+1,FALSE)","v":6.4948559503111403E-2},{"$f":"P576*VLOOKUP($B576,$AR$36:$AZ$47,MATCH(AM$2,$AS$2:$BA$2,0)+1,FALSE)","v":8.5769883653262672E-6},{"$f":"Q576*VLOOKUP($B576,$AR$36:$AZ$47,MATCH(AN$2,$AS$2:$BA$2,0)+1,FALSE)","v":1.66507983835203E-3},{"$f":"R576*VLOOKUP($B576,$AR$36:$BA$47,MATCH(AO$2,$AS$2:$BA$2,0)+1,FALSE)","v":0},0.97824631603893486]
[2006,1,24,23,null,2013,1,24,23,0.34564924833829014,0.40114194536519643,8.4180874785592386E-3,0.10959766632524248,9.9785200000000032E-2,7.1902999999999995E-2,1.71375666785885E-5,2.1787855487974887E-3,0,1.0386910706227646,null,null,0.32724497365785898,9.5992405951541501E-2,0.35486615747542932,7.8650375766867578E-2,6.6282826476184373E-2,4.7079278059094483E-3,8.5769883653262672E-6,1.5925556000974171E-3,0,0.92934579972225395,null,{"$f":"J577*VLOOKUP($B577,$AR$36:$AZ$47,MATCH(AG$2,$AS$2:$BA$2,0)+1,FALSE)","v":0.33163231935109549},{"$f":"K577*VLOOKUP($B577,$AR$36:$AZ$47,MATCH(AH$2,$AS$2:$BA$2,0)+1,FALSE)","v":0.33894227727003373},{"$f":"L577*VLOOKUP($B577,$AR$36:$AZ$47,MATCH(AI$2,$AS$2:$BA$2,0)+1,FALSE)","v":6.2228339095312677E-3},{"$f":"M577*VLOOKUP($B577,$AR$36:$AZ$47,MATCH(AJ$2,$AS$2:$BA$2,0)+1,FALSE)","v":9.4214445761468715E-2},{"$f":"N577*VLOOKUP($B577,$AR$36:$AZ$47,MATCH(AK$2,$AS$2:$BA$2,0)+1,FALSE)","v":7.8045809883789979E-2},{"$f":"O577*VLOOKUP($B577,$AR$36:$AZ$47,MATCH(AL$2,$AS$2:$BA$2,0)+1,FALSE)","v":6.3722028108016679E-2},{"$f":"P577*VLOOKUP($B577,$AR$36:$AZ$47,MATCH(AM$2,$AS$2:$BA$2,0)+1,FALSE)","v":8.5769883653262672E-6},{"$f":"Q577*VLOOKUP($B577,$AR$36:$AZ$47,MATCH(AN$2,$AS$2:$BA$2,0)+1,FALSE)","v":1.66507983835203E-3},{"$f":"R577*VLOOKUP($B577,$AR$36:$BA$47,MATCH(AO$2,$AS$2:$BA$2,0)+1,FALSE)","v":0},0.91445337111065317]
[2006,1,24,24,null,2013,1,24,24,0.24525917524685026,0.39351875350399951,8.4180874785592386E-3,0.12252139439141338,9.7765299999999999E-2,6.9856000000000001E-2,1.71375666785885E-5,2.1787855487974887E-3,0,0.93953463373629831,null,null,0.23220022241868926,0.10731180528303508,0.34812237803591417,7.705829704165082E-2,6.4395826687625488E-2,4.7079278059094483E-3,8.5769883653262672E-6,1.5925556000974171E-3,0,0.83539758986128687,null,{"$f":"J578*VLOOKUP($B578,$AR$36:$AZ$47,MATCH(AG$2,$AS$2:$BA$2,0)+1,FALSE)","v":0.23531331116810522},{"$f":"K578*VLOOKUP($B578,$AR$36:$AZ$47,MATCH(AH$2,$AS$2:$BA$2,0)+1,FALSE)","v":0.33250111089649931},{"$f":"L578*VLOOKUP($B578,$AR$36:$AZ$47,MATCH(AI$2,$AS$2:$BA$2,0)+1,FALSE)","v":6.2228339095312677E-3},{"$f":"M578*VLOOKUP($B578,$AR$36:$AZ$47,MATCH(AJ$2,$AS$2:$BA$2,0)+1,FALSE)","v":0.10532418849369869},{"$f":"N578*VLOOKUP($B578,$AR$36:$AZ$47,MATCH(AK$2,$AS$2:$BA$2,0)+1,FALSE)","v":7.64659690718833E-2},{"$f":"O578*VLOOKUP($B578,$AR$36:$AZ$47,MATCH(AL$2,$AS$2:$BA$2,0)+1,FALSE)","v":6.1907931456456809E-2},{"$f":"P578*VLOOKUP($B578,$AR$36:$AZ$47,MATCH(AM$2,$AS$2:$BA$2,0)+1,FALSE)","v":8.5769883653262672E-6},{"$f":"Q578*VLOOKUP($B578,$AR$36:$AZ$47,MATCH(AN$2,$AS$2:$BA$2,0)+1,FALSE)","v":1.66507983835203E-3},{"$f":"R578*VLOOKUP($B578,$AR$36:$BA$47,MATCH(AO$2,$AS$2:$BA$2,0)+1,FALSE)","v":0},0.819409001822892]
[2006,1,25,1,null,2013,1,25,1,0.25693276581070668,0.37568007607216986,8.4180874785592386E-3,0.10279318858452903,9.7101199999999971E-2,6.9266999999999995E-2,1.71375666785885E-5,2.1787855487974887E-3,0,0.91238824106144067,null,null,{"$f":"$J579*$AS$6","v":0.24325224655855673},{"$f":"$M579*$AV$6","v":9.0032624037605299E-2},{"$f":"$K579*$AT$6","v":0.33234157279273785},{"$f":"$N579*$AW$6","v":7.6534855543845745E-2},{"$f":"$O579*$AX$6","v":6.3852864853008395E-2},{"$f":"$L579*$AU$6","v":4.7079278059094483E-3},{"$f":"$P579*$AY$6","v":8.5769883653262672E-6},{"$f":"$Q579*$AZ$6","v":1.5925556000974171E-3},0,{"$f":"SUM(V579:AD579)","v":0.81232322418012626},null,{"$f":"J579*VLOOKUP($B579,$AR$36:$AZ$47,MATCH(AG$2,$AS$2:$BA$2,0)+1,FALSE)","v":0.24651350886116616},{"$f":"K579*VLOOKUP($B579,$AR$36:$AZ$47,MATCH(AH$2,$AS$2:$BA$2,0)+1,FALSE)","v":0.31742843644275848},{"$f":"L579*VLOOKUP($B579,$AR$36:$AZ$47,MATCH(AI$2,$AS$2:$BA$2,0)+1,FALSE)","v":6.2228339095312677E-3},{"$f":"M579*VLOOKUP($B579,$AR$36:$AZ$47,MATCH(AJ$2,$AS$2:$BA$2,0)+1,FALSE)","v":8.8365050235699974E-2},{"$f":"N579*VLOOKUP($B579,$AR$36:$AZ$47,MATCH(AK$2,$AS$2:$BA$2,0)+1,FALSE)","v":7.5946551138724602E-2},{"$f":"O579*VLOOKUP($B579,$AR$36:$AZ$47,MATCH(AL$2,$AS$2:$BA$2,0)+1,FALSE)","v":6.1385946635856524E-2},{"$f":"P579*VLOOKUP($B579,$AR$36:$AZ$47,MATCH(AM$2,$AS$2:$BA$2,0)+1,FALSE)","v":8.5769883653262672E-6},{"$f":"Q579*VLOOKUP($B579,$AR$36:$AZ$47,MATCH(AN$2,$AS$2:$BA$2,0)+1,FALSE)","v":1.66507983835203E-3},{"$f":"R579*VLOOKUP($B579,$AR$36:$BA$47,MATCH(AO$2,$AS$2:$BA$2,0)+1,FALSE)","v":0},0.79753598405045434]
[2006,1,25,2,null,2013,1,25,2,0.2421585887999638,0.36581017860453857,8.4180874785592386E-3,9.5886698417565516E-2,9.6741099999999983E-2,6.8102999999999997E-2,1.71375666785885E-5,2.1787855487974887E-3,0,0.87931357641610308,null,null,0.22926472831588646,8.3983493339511273E-2,0.32361026800279336,7.6251025874579687E-2,6.2779846898009598E-2,4.7079278059094483E-3,8.5769883653262672E-6,1.5925556000974171E-3,{"$f":"$R580*$BA$6","v":0},0.78219842282515251,null,{"$f":"J580*VLOOKUP($B580,$AR$36:$AZ$47,MATCH(AG$2,$AS$2:$BA$2,0)+1,FALSE)","v":0.23233846114406245},{"$f":"K580*VLOOKUP($B580,$AR$36:$AZ$47,MATCH(AH$2,$AS$2:$BA$2,0)+1,FALSE)","v":0.30908893078209981},{"$f":"L580*VLOOKUP($B580,$AR$36:$AZ$47,MATCH(AI$2,$AS$2:$BA$2,0)+1,FALSE)","v":6.2228339095312677E-3},{"$f":"M580*VLOOKUP($B580,$AR$36:$AZ$47,MATCH(AJ$2,$AS$2:$BA$2,0)+1,FALSE)","v":8.2427960833572497E-2},{"$f":"N580*VLOOKUP($B580,$AR$36:$AZ$47,MATCH(AK$2,$AS$2:$BA$2,0)+1,FALSE)","v":7.566490319755545E-2},{"$f":"O580*VLOOKUP($B580,$AR$36:$AZ$47,MATCH(AL$2,$AS$2:$BA$2,0)+1,FALSE)","v":6.035438410414392E-2},{"$f":"P580*VLOOKUP($B580,$AR$36:$AZ$47,MATCH(AM$2,$AS$2:$BA$2,0)+1,FALSE)","v":8.5769883653262672E-6},{"$f":"Q580*VLOOKUP($B580,$AR$36:$AZ$47,MATCH(AN$2,$AS$2:$BA$2,0)+1,FALSE)","v":1.66507983835203E-3},{"$f":"R580*VLOOKUP($B580,$AR$36:$BA$47,MATCH(AO$2,$AS$2:$BA$2,0)+1,FALSE)","v":0},{"$f":"SUM(AG580:AO580)","v":0.76777113079768289}]
[2006,1,25,3,null,2013,1,25,3,0.23966646892263643,0.36236713511575797,8.4180874785592386E-3,9.5216560310581122E-2,9.5741899999999991E-2,6.8361000000000005E-2,1.71375666785885E-5,2.1787855487974887E-3,0,0.87196707494301073,null,null,0.22690530266248521,8.3396544991374527E-2,0.32056441446640482,7.5463459627618676E-2,6.3017680774633059E-2,4.7079278059094483E-3,8.5769883653262672E-6,1.5925556000974171E-3,0,0.7756564629168885,null,{"$f":"J581*VLOOKUP($B581,$AR$36:$AZ$47,MATCH(AG$2,$AS$2:$BA$2,0)+1,FALSE)","v":0.22994740287041571},{"$f":"K581*VLOOKUP($B581,$AR$36:$AZ$47,MATCH(AH$2,$AS$2:$BA$2,0)+1,FALSE)","v":0.30617975358357813},{"$f":"L581*VLOOKUP($B581,$AR$36:$AZ$47,MATCH(AI$2,$AS$2:$BA$2,0)+1,FALSE)","v":6.2228339095312677E-3},{"$f":"M581*VLOOKUP($B581,$AR$36:$AZ$47,MATCH(AJ$2,$AS$2:$BA$2,0)+1,FALSE)","v":8.1851883874544826E-2},{"$f":"N581*VLOOKUP($B581,$AR$36:$AZ$47,MATCH(AK$2,$AS$2:$BA$2,0)+1,FALSE)","v":7.4883390776516234E-2},{"$f":"O581*VLOOKUP($B581,$AR$36:$AZ$47,MATCH(AL$2,$AS$2:$BA$2,0)+1,FALSE)","v":6.0583029407564763E-2},{"$f":"P581*VLOOKUP($B581,$AR$36:$AZ$47,MATCH(AM$2,$AS$2:$BA$2,0)+1,FALSE)","v":8.5769883653262672E-6},{"$f":"Q581*VLOOKUP($B581,$AR$36:$AZ$47,MATCH(AN$2,$AS$2:$BA$2,0)+1,FALSE)","v":1.66507983835203E-3},{"$f":"R581*VLOOKUP($B581,$AR$36:$BA$47,MATCH(AO$2,$AS$2:$BA$2,0)+1,FALSE)","v":0},0.76134195124886817]
[2006,1,25,4,null,2013,1,25,4,0.24143796757538422,0.36054948964429334,8.4180874785592386E-3,9.3013113633667224E-2,9.5782100000000023E-2,6.8297999999999998E-2,1.71375666785885E-5,2.1787855487974887E-3,0,0.86969468144737994,null,null,0.22858247694462341,8.1466630286117905E-2,0.31895645281700896,7.549514513915577E-2,6.2959605060573826E-2,4.7079278059094483E-3,8.5769883653262672E-6,1.5925556000974171E-3,0,0.77376937064185203,null,{"$f":"J582*VLOOKUP($B582,$AR$36:$AZ$47,MATCH(AG$2,$AS$2:$BA$2,0)+1,FALSE)","v":0.23164706288634929},{"$f":"K582*VLOOKUP($B582,$AR$36:$AZ$47,MATCH(AH$2,$AS$2:$BA$2,0)+1,FALSE)","v":0.3046439458664198},{"$f":"L582*VLOOKUP($B582,$AR$36:$AZ$47,MATCH(AI$2,$AS$2:$BA$2,0)+1,FALSE)","v":6.2228339095312677E-3},{"$f":"M582*VLOOKUP($B582,$AR$36:$AZ$47,MATCH(AJ$2,$AS$2:$BA$2,0)+1,FALSE)","v":7.9957714825230147E-2},{"$f":"N582*VLOOKUP($B582,$AR$36:$AZ$47,MATCH(AK$2,$AS$2:$BA$2,0)+1,FALSE)","v":7.4914832729404357E-2},{"$f":"O582*VLOOKUP($B582,$AR$36:$AZ$47,MATCH(AL$2,$AS$2:$BA$2,0)+1,FALSE)","v":6.052719741486897E-2},{"$f":"P582*VLOOKUP($B582,$AR$36:$AZ$47,MATCH(AM$2,$AS$2:$BA$2,0)+1,FALSE)","v":8.5769883653262672E-6},{"$f":"Q582*VLOOKUP($B582,$AR$36:$AZ$47,MATCH(AN$2,$AS$2:$BA$2,0)+1,FALSE)","v":1.66507983835203E-3},{"$f":"R582*VLOOKUP($B582,$AR$36:$BA$47,MATCH(AO$2,$AS$2:$BA$2,0)+1,FALSE)","v":0},0.75958724445852122]
[2006,1,25,5,null,2013,1,25,5,0.25207576813618043,0.36550826723301227,8.4180874785592386E-3,9.3721655485353689E-2,9.7866499999999981E-2,6.8689E-2,1.71375666785885E-5,2.1787855487974887E-3,0,0.88847520144858161,null,null,0.23865386226089719,8.2087215006041617E-2,0.32334318516703026,7.7138062558256545E-2,6.3320043222433398E-2,4.7079278059094483E-3,8.5769883653262672E-6,1.5925556000974171E-3,0,0.79085142860903124,null,{"$f":"J583*VLOOKUP($B583,$AR$36:$AZ$47,MATCH(AG$2,$AS$2:$BA$2,0)+1,FALSE)","v":0.24185347441402172},{"$f":"K583*VLOOKUP($B583,$AR$36:$AZ$47,MATCH(AH$2,$AS$2:$BA$2,0)+1,FALSE)","v":0.30883383273269072},{"$f":"L583*VLOOKUP($B583,$AR$36:$AZ$47,MATCH(AI$2,$AS$2:$BA$2,0)+1,FALSE)","v":6.2228339095312677E-3},{"$f":"M583*VLOOKUP($B583,$AR$36:$AZ$47,MATCH(AJ$2,$AS$2:$BA$2,0)+1,FALSE)","v":8.0566805147074622E-2},{"$f":"N583*VLOOKUP($B583,$AR$36:$AZ$47,MATCH(AK$2,$AS$2:$BA$2,0)+1,FALSE)","v":7.6545121450795589E-2},{"$f":"O583*VLOOKUP($B583,$AR$36:$AZ$47,MATCH(AL$2,$AS$2:$BA$2,0)+1,FALSE)","v":6.0873710258425355E-2},{"$f":"P583*VLOOKUP($B583,$AR$36:$AZ$47,MATCH(AM$2,$AS$2:$BA$2,0)+1,FALSE)","v":8.5769883653262672E-6},{"$f":"Q583*VLOOKUP($B583,$AR$36:$AZ$47,MATCH(AN$2,$AS$2:$BA$2,0)+1,FALSE)","v":1.66507983835203E-3},{"$f":"R583*VLOOKUP($B583,$AR$36:$BA$47,MATCH(AO$2,$AS$2:$BA$2,0)+1,FALSE)","v":0},0.77656943473925666]
[2006,1,25,6,null,2013,1,25,6,0.27525027220908871,0.38363271511275399,8.4180874785592386E-3,9.181217041178405E-2,0.10023939999999996,7.0326E-2,1.71375666785885E-5,2.1787855487974887E-3,0,0.93187456832766191,null,null,0.26059442776575986,8.0414770030830598E-2,0.33937679434143908,7.900837475542806E-2,6.4829089951241842E-2,4.7079278059094483E-3,8.5769883653262672E-6,1.5925556000974171E-3,0,0.83053251723907162,null,{"$f":"J584*VLOOKUP($B584,$AR$36:$AZ$47,MATCH(AG$2,$AS$2:$BA$2,0)+1,FALSE)","v":0.26408819522553117},{"$f":"K584*VLOOKUP($B584,$AR$36:$AZ$47,MATCH(AH$2,$AS$2:$BA$2,0)+1,FALSE)","v":0.32414796706743104},{"$f":"L584*VLOOKUP($B584,$AR$36:$AZ$47,MATCH(AI$2,$AS$2:$BA$2,0)+1,FALSE)","v":6.2228339095312677E-3},{"$f":"M584*VLOOKUP($B584,$AR$36:$AZ$47,MATCH(AJ$2,$AS$2:$BA$2,0)+1,FALSE)","v":7.8925337003379975E-2},{"$f":"N584*VLOOKUP($B584,$AR$36:$AZ$47,MATCH(AK$2,$AS$2:$BA$2,0)+1,FALSE)","v":7.8401057023137419E-2},{"$f":"O584*VLOOKUP($B584,$AR$36:$AZ$47,MATCH(AL$2,$AS$2:$BA$2,0)+1,FALSE)","v":6.2324455846409492E-2},{"$f":"P584*VLOOKUP($B584,$AR$36:$AZ$47,MATCH(AM$2,$AS$2:$BA$2,0)+1,FALSE)","v":8.5769883653262672E-6},{"$f":"Q584*VLOOKUP($B584,$AR$36:$AZ$47,MATCH(AN$2,$AS$2:$BA$2,0)+1,FALSE)","v":1.66507983835203E-3},{"$f":"R584*VLOOKUP($B584,$AR$36:$BA$47,MATCH(AO$2,$AS$2:$BA$2,0)+1,FALSE)","v":0},0.81578350290213764]
[2006,1,25,7,null,2013,1,25,7,0.31338932807042463,0.42900904798773171,8.4180874785592386E-3,9.5199299109995875E-2,0.11154919999999999,7.5752E-2,1.71375666785885E-5,2.1787855487974887E-3,0,1.0355128857621876,null,null,0.29670274968655108,8.3381426565687672E-2,0.37951850745251686,8.7922722973882511E-2,6.983097605418298E-2,4.7079278059094483E-3,8.5769883653262672E-6,1.5925556000974171E-3,0,0.92366544312719323,null,{"$f":"J585*VLOOKUP($B585,$AR$36:$AZ$47,MATCH(AG$2,$AS$2:$BA$2,0)+1,FALSE)","v":0.30068061836535231},{"$f":"K585*VLOOKUP($B585,$AR$36:$AZ$47,MATCH(AH$2,$AS$2:$BA$2,0)+1,FALSE)","v":0.36248840435280705},{"$f":"L585*VLOOKUP($B585,$AR$36:$AZ$47,MATCH(AI$2,$AS$2:$BA$2,0)+1,FALSE)","v":6.2228339095312677E-3},{"$f":"M585*VLOOKUP($B585,$AR$36:$AZ$47,MATCH(AJ$2,$AS$2:$BA$2,0)+1,FALSE)","v":8.1837045470582015E-2},{"$f":"N585*VLOOKUP($B585,$AR$36:$AZ$47,MATCH(AK$2,$AS$2:$BA$2,0)+1,FALSE)","v":8.7246882863278932E-2},{"$f":"O585*VLOOKUP($B585,$AR$36:$AZ$47,MATCH(AL$2,$AS$2:$BA$2,0)+1,FALSE)","v":6.7133096995097286E-2},{"$f":"P585*VLOOKUP($B585,$AR$36:$AZ$47,MATCH(AM$2,$AS$2:$BA$2,0)+1,FALSE)","v":8.5769883653262672E-6},{"$f":"Q585*VLOOKUP($B585,$AR$36:$AZ$47,MATCH(AN$2,$AS$2:$BA$2,0)+1,FALSE)","v":1.66507983835203E-3},{"$f":"R585*VLOOKUP($B585,$AR$36:$BA$47,MATCH(AO$2,$AS$2:$BA$2,0)+1,FALSE)","v":0},0.90728253878336629]
[2006,1,25,8,null,2013,1,25,8,0.34199324682885274,0.48561134635891712,4.2090437392796193E-3,0.1144713190726553,0.11982860000000004,8.0632999999999996E-2,8.5687833392942498E-6,2.0118133241747091E-3,0,1.1487669381072187,null,null,0.3237836378574756,0.10026105207041187,0.42959115719492652,9.4448519596269459E-2,7.4330461138675363E-2,2.3539639029547242E-3,4.2884941826631336E-6,1.4705093750660028E-3,0,1.026243589629962,null,{"$f":"J586*VLOOKUP($B586,$AR$36:$AZ$47,MATCH(AG$2,$AS$2:$BA$2,0)+1,FALSE)","v":0.32812457771429265},{"$f":"K586*VLOOKUP($B586,$AR$36:$AZ$47,MATCH(AH$2,$AS$2:$BA$2,0)+1,FALSE)","v":0.41031414815823664},{"$f":"L586*VLOOKUP($B586,$AR$36:$AZ$47,MATCH(AI$2,$AS$2:$BA$2,0)+1,FALSE)","v":3.1114169547656338E-3},{"$f":"M586*VLOOKUP($B586,$AR$36:$AZ$47,MATCH(AJ$2,$AS$2:$BA$2,0)+1,FALSE)","v":9.8404028512881755E-2},{"$f":"N586*VLOOKUP($B586,$AR$36:$AZ$47,MATCH(AK$2,$AS$2:$BA$2,0)+1,FALSE)","v":9.3722517309588152E-2},{"$f":"O586*VLOOKUP($B586,$AR$36:$AZ$47,MATCH(AL$2,$AS$2:$BA$2,0)+1,FALSE)","v":7.1458747095861225E-2},{"$f":"P586*VLOOKUP($B586,$AR$36:$AZ$47,MATCH(AM$2,$AS$2:$BA$2,0)+1,FALSE)","v":4.2884941826631336E-6},{"$f":"Q586*VLOOKUP($B586,$AR$36:$AZ$47,MATCH(AN$2,$AS$2:$BA$2,0)+1,FALSE)","v":1.5374756852321316E-3},{"$f":"R586*VLOOKUP($B586,$AR$36:$BA$47,MATCH(AO$2,$AS$2:$BA$2,0)+1,FALSE)","v":0},1.006677199925041]
[2006,1,25,9,null,2013,1,25,9,0.32532988204306951,0.51666497153135682,0,0.12223497136153796,0.12367799999999997,8.2136000000000001E-2,0,1.844841099551928E-3,0,1.1718886660355163,null,null,0.30800752262913283,0.10706093830128678,0.45706243205897379,9.7482604375144236E-2,7.5715981745516595E-2,0,0,1.3484631500345877E-3,0,1.0466779422600889,null,{"$f":"J587*VLOOKUP($B587,$AR$36:$AZ$47,MATCH(AG$2,$AS$2:$BA$2,0)+1,FALSE)","v":0.31213695344295556},{"$f":"K587*VLOOKUP($B587,$AR$36:$AZ$47,MATCH(AH$2,$AS$2:$BA$2,0)+1,FALSE)","v":0.43655270674092117},{"$f":"L587*VLOOKUP($B587,$AR$36:$AZ$47,MATCH(AI$2,$AS$2:$BA$2,0)+1,FALSE)","v":0},{"$f":"M587*VLOOKUP($B587,$AR$36:$AZ$47,MATCH(AJ$2,$AS$2:$BA$2,0)+1,FALSE)","v":0.10507796804103914},{"$f":"N587*VLOOKUP($B587,$AR$36:$AZ$47,MATCH(AK$2,$AS$2:$BA$2,0)+1,FALSE)","v":9.6733279833155328E-2},{"$f":"O587*VLOOKUP($B587,$AR$36:$AZ$47,MATCH(AL$2,$AS$2:$BA$2,0)+1,FALSE)","v":7.2790738921603537E-2},{"$f":"P587*VLOOKUP($B587,$AR$36:$AZ$47,MATCH(AM$2,$AS$2:$BA$2,0)+1,FALSE)","v":0},{"$f":"Q587*VLOOKUP($B587,$AR$36:$AZ$47,MATCH(AN$2,$AS$2:$BA$2,0)+1,FALSE)","v":1.4098715321122319E-3},{"$f":"R587*VLOOKUP($B587,$AR$36:$BA$47,MATCH(AO$2,$AS$2:$BA$2,0)+1,FALSE)","v":0},1.0247015185117869]
[2006,1,25,10,null,2013,1,25,10,0.31889417854576008,0.52917984395371653,0,0.12384595720899172,0.1256929,8.3741999999999997E-2,0,1.844841099551928E-3,0,1.1831997208080203,null,null,0.30191449152441707,0.1084719392161425,0.46813358714293007,9.9070742116338956E-2,7.7196451535660987E-2,0,0,1.3484631500345877E-3,0,1.0561356746855242,null,{"$f":"J588*VLOOKUP($B588,$AR$36:$AZ$47,MATCH(AG$2,$AS$2:$BA$2,0)+1,FALSE)","v":0.30596223358538527},{"$f":"K588*VLOOKUP($B588,$AR$36:$AZ$47,MATCH(AH$2,$AS$2:$BA$2,0)+1,FALSE)","v":0.4471270667837654},{"$f":"L588*VLOOKUP($B588,$AR$36:$AZ$47,MATCH(AI$2,$AS$2:$BA$2,0)+1,FALSE)","v":0},{"$f":"M588*VLOOKUP($B588,$AR$36:$AZ$47,MATCH(AJ$2,$AS$2:$BA$2,0)+1,FALSE)","v":0.10646283456088827},{"$f":"N588*VLOOKUP($B588,$AR$36:$AZ$47,MATCH(AK$2,$AS$2:$BA$2,0)+1,FALSE)","v":9.8309209954404272E-2},{"$f":"O588*VLOOKUP($B588,$AR$36:$AZ$47,MATCH(AL$2,$AS$2:$BA$2,0)+1,FALSE)","v":7.4214011624292919E-2},{"$f":"P588*VLOOKUP($B588,$AR$36:$AZ$47,MATCH(AM$2,$AS$2:$BA$2,0)+1,FALSE)","v":0},{"$f":"Q588*VLOOKUP($B588,$AR$36:$AZ$47,MATCH(AN$2,$AS$2:$BA$2,0)+1,FALSE)","v":1.4098715321122319E-3},{"$f":"R588*VLOOKUP($B588,$AR$36:$BA$47,MATCH(AO$2,$AS$2:$BA$2,0)+1,FALSE)","v":0},1.0334852280408484]
[2006,1,25,11,null,2013,1,25,11,0.30228956124744771,0.52726811466408308,0,0.11981451610750864,0.12523469999999998,8.4375000000000006E-2,0,1.844841099551928E-3,0,1.1608267331185915,null,null,0.28619399574290461,0.10494095407969929,0.46644239519707703,9.8709590340560774E-2,7.7779974186446416E-2,0,0,1.3484631500345877E-3,0,1.0354153726967228,null,{"$f":"J589*VLOOKUP($B589,$AR$36:$AZ$47,MATCH(AG$2,$AS$2:$BA$2,0)+1,FALSE)","v":0.29003097444609949},{"$f":"K589*VLOOKUP($B589,$AR$36:$AZ$47,MATCH(AH$2,$AS$2:$BA$2,0)+1,FALSE)","v":0.44551176355646943},{"$f":"L589*VLOOKUP($B589,$AR$36:$AZ$47,MATCH(AI$2,$AS$2:$BA$2,0)+1,FALSE)","v":0},{"$f":"M589*VLOOKUP($B589,$AR$36:$AZ$47,MATCH(AJ$2,$AS$2:$BA$2,0)+1,FALSE)","v":0.10299724992089167},{"$f":"N589*VLOOKUP($B589,$AR$36:$AZ$47,MATCH(AK$2,$AS$2:$BA$2,0)+1,FALSE)","v":9.7950834262530595E-2},{"$f":"O589*VLOOKUP($B589,$AR$36:$AZ$47,MATCH(AL$2,$AS$2:$BA$2,0)+1,FALSE)","v":7.4774990217569628E-2},{"$f":"P589*VLOOKUP($B589,$AR$36:$AZ$47,MATCH(AM$2,$AS$2:$BA$2,0)+1,FALSE)","v":0},{"$f":"Q589*VLOOKUP($B589,$AR$36:$AZ$47,MATCH(AN$2,$AS$2:$BA$2,0)+1,FALSE)","v":1.4098715321122319E-3},{"$f":"R589*VLOOKUP($B589,$AR$36:$BA$47,MATCH(AO$2,$AS$2:$BA$2,0)+1,FALSE)","v":0},1.0126756839356732]
[2006,1,25,12,null,2013,1,25,12,0.3063940011933825,0.52314158698963042,0,0.11524384443846603,0.12514230000000004,8.4542999999999993E-2,0,1.844841099551928E-3,0,1.1563095737210309,null,null,0.29007989264111839,0.10093767750422995,0.46279190430110279,9.8636760955833847E-2,7.7934842757270972E-2,0,0,1.3484631500345877E-3,0,1.0317295413095906,null,{"$f":"J590*VLOOKUP($B590,$AR$36:$AZ$47,MATCH(AG$2,$AS$2:$BA$2,0)+1,FALSE)","v":0.29396896923547466},{"$f":"K590*VLOOKUP($B590,$AR$36:$AZ$47,MATCH(AH$2,$AS$2:$BA$2,0)+1,FALSE)","v":0.44202508084139341},{"$f":"L590*VLOOKUP($B590,$AR$36:$AZ$47,MATCH(AI$2,$AS$2:$BA$2,0)+1,FALSE)","v":0},{"$f":"M590*VLOOKUP($B590,$AR$36:$AZ$47,MATCH(AJ$2,$AS$2:$BA$2,0)+1,FALSE)","v":9.9068121569028986E-2},{"$f":"N590*VLOOKUP($B590,$AR$36:$AZ$47,MATCH(AK$2,$AS$2:$BA$2,0)+1,FALSE)","v":9.7878564699175927E-2},{"$f":"O590*VLOOKUP($B590,$AR$36:$AZ$47,MATCH(AL$2,$AS$2:$BA$2,0)+1,FALSE)","v":7.4923875531425044E-2},{"$f":"P590*VLOOKUP($B590,$AR$36:$AZ$47,MATCH(AM$2,$AS$2:$BA$2,0)+1,FALSE)","v":0},{"$f":"Q590*VLOOKUP($B590,$AR$36:$AZ$47,MATCH(AN$2,$AS$2:$BA$2,0)+1,FALSE)","v":1.4098715321122319E-3},{"$f":"R590*VLOOKUP($B590,$AR$36:$BA$47,MATCH(AO$2,$AS$2:$BA$2,0)+1,FALSE)","v":0},1.0092744834086103]
[2006,1,25,13,null,2013,1,25,13,0.28805520951257146,0.52587613359314855,0,0.12487816963727058,0.124378,8.3944000000000005E-2,0,1.844841099551928E-3,0,1.1489763538425426,null,null,0.27271755949746151,0.10937601461998848,0.46521099324664927,9.803434213822744E-2,7.7382662555342915E-2,0,0,1.3484631500345877E-3,0,1.0240700352077043,null,{"$f":"J591*VLOOKUP($B591,$AR$36:$AZ$47,MATCH(AG$2,$AS$2:$BA$2,0)+1,FALSE)","v":0.27637386075934778},{"$f":"K591*VLOOKUP($B591,$AR$36:$AZ$47,MATCH(AH$2,$AS$2:$BA$2,0)+1,FALSE)","v":0.44433561820555184},{"$f":"L591*VLOOKUP($B591,$AR$36:$AZ$47,MATCH(AI$2,$AS$2:$BA$2,0)+1,FALSE)","v":0},{"$f":"M591*VLOOKUP($B591,$AR$36:$AZ$47,MATCH(AJ$2,$AS$2:$BA$2,0)+1,FALSE)","v":0.10735016478514502},{"$f":"N591*VLOOKUP($B591,$AR$36:$AZ$47,MATCH(AK$2,$AS$2:$BA$2,0)+1,FALSE)","v":9.7280776525236479E-2},{"$f":"O591*VLOOKUP($B591,$AR$36:$AZ$47,MATCH(AL$2,$AS$2:$BA$2,0)+1,FALSE)","v":7.4393028489761953E-2},{"$f":"P591*VLOOKUP($B591,$AR$36:$AZ$47,MATCH(AM$2,$AS$2:$BA$2,0)+1,FALSE)","v":0},{"$f":"Q591*VLOOKUP($B591,$AR$36:$AZ$47,MATCH(AN$2,$AS$2:$BA$2,0)+1,FALSE)","v":1.4098715321122319E-3},{"$f":"R591*VLOOKUP($B591,$AR$36:$BA$47,MATCH(AO$2,$AS$2:$BA$2,0)+1,FALSE)","v":0},1.0011433202971551]
[2006,1,25,14,null,2013,1,25,14,0.27103025304538086,0.52658564762125737,0,0.12780511020301638,0.12356010000000001,8.3139000000000005E-2,0,1.844841099551928E-3,0,1.1339649519692065,null,null,0.25659910572556366,0.11193960996287941,0.46583865764260435,9.7389675971904968E-2,7.6640583986808522E-2,0,0,1.3484631500345877E-3,0,1.0097560964397956,null,{"$f":"J592*VLOOKUP($B592,$AR$36:$AZ$47,MATCH(AG$2,$AS$2:$BA$2,0)+1,FALSE)","v":0.26003930824054688},{"$f":"K592*VLOOKUP($B592,$AR$36:$AZ$47,MATCH(AH$2,$AS$2:$BA$2,0)+1,FALSE)","v":0.44493511746814651},{"$f":"L592*VLOOKUP($B592,$AR$36:$AZ$47,MATCH(AI$2,$AS$2:$BA$2,0)+1,FALSE)","v":0},{"$f":"M592*VLOOKUP($B592,$AR$36:$AZ$47,MATCH(AJ$2,$AS$2:$BA$2,0)+1,FALSE)","v":0.10986627751294849},{"$f":"N592*VLOOKUP($B592,$AR$36:$AZ$47,MATCH(AK$2,$AS$2:$BA$2,0)+1,FALSE)","v":9.664106574744627E-2},{"$f":"O592*VLOOKUP($B592,$AR$36:$AZ$47,MATCH(AL$2,$AS$2:$BA$2,0)+1,FALSE)","v":7.3679619694204695E-2},{"$f":"P592*VLOOKUP($B592,$AR$36:$AZ$47,MATCH(AM$2,$AS$2:$BA$2,0)+1,FALSE)","v":0},{"$f":"Q592*VLOOKUP($B592,$AR$36:$AZ$47,MATCH(AN$2,$AS$2:$BA$2,0)+1,FALSE)","v":1.4098715321122319E-3},{"$f":"R592*VLOOKUP($B592,$AR$36:$BA$47,MATCH(AO$2,$AS$2:$BA$2,0)+1,FALSE)","v":0},0.98657126019540509]
[2006,1,25,15,null,2013,1,25,15,0.28451381277959237,0.51270754439598742,0,0.11586113390358159,0.12220860000000001,8.3464999999999998E-2,0,1.844841099551928E-3,0,1.1206009321787131,null,null,0.26936472628238234,0.10147833774738821,0.45356153424152162,9.6324427990752248E-2,7.6941102761146671E-2,0,0,1.3484631500345877E-3,0,0.99901859217322564,null,{"$f":"J593*VLOOKUP($B593,$AR$36:$AZ$47,MATCH(AG$2,$AS$2:$BA$2,0)+1,FALSE)","v":0.27297607639283639},{"$f":"K593*VLOOKUP($B593,$AR$36:$AZ$47,MATCH(AH$2,$AS$2:$BA$2,0)+1,FALSE)","v":0.43320890442632853},{"$f":"L593*VLOOKUP($B593,$AR$36:$AZ$47,MATCH(AI$2,$AS$2:$BA$2,0)+1,FALSE)","v":0},{"$f":"M593*VLOOKUP($B593,$AR$36:$AZ$47,MATCH(AJ$2,$AS$2:$BA$2,0)+1,FALSE)","v":9.9598767765980548E-2},{"$f":"N593*VLOOKUP($B593,$AR$36:$AZ$47,MATCH(AK$2,$AS$2:$BA$2,0)+1,FALSE)","v":9.5584006062663943E-2},{"$f":"O593*VLOOKUP($B593,$AR$36:$AZ$47,MATCH(AL$2,$AS$2:$BA$2,0)+1,FALSE)","v":7.3968528100852721E-2},{"$f":"P593*VLOOKUP($B593,$AR$36:$AZ$47,MATCH(AM$2,$AS$2:$BA$2,0)+1,FALSE)","v":0},{"$f":"Q593*VLOOKUP($B593,$AR$36:$AZ$47,MATCH(AN$2,$AS$2:$BA$2,0)+1,FALSE)","v":1.4098715321122319E-3},{"$f":"R593*VLOOKUP($B593,$AR$36:$BA$47,MATCH(AO$2,$AS$2:$BA$2,0)+1,FALSE)","v":0},0.97674615428077438]
[2006,1,25,16,null,2013,1,25,16,0.30877209418395124,0.50298679700133297,0,0.11015477754727557,0.12175950000000001,8.2494999999999999E-2,0,1.844841099551928E-3,0,1.1280130098321117,null,null,0.29233136282887634,9.6480358372233163E-2,0.44496217355240231,9.5970448805894157E-2,7.6046921131980999E-2,0,0,1.3484631500345877E-3,0,1.0071397278414216,null,{"$f":"J594*VLOOKUP($B594,$AR$36:$AZ$47,MATCH(AG$2,$AS$2:$BA$2,0)+1,FALSE)","v":0.29625062469367791},{"$f":"K594*VLOOKUP($B594,$AR$36:$AZ$47,MATCH(AH$2,$AS$2:$BA$2,0)+1,FALSE)","v":0.42499542214959635},{"$f":"L594*VLOOKUP($B594,$AR$36:$AZ$47,MATCH(AI$2,$AS$2:$BA$2,0)+1,FALSE)","v":0},{"$f":"M594*VLOOKUP($B594,$AR$36:$AZ$47,MATCH(AJ$2,$AS$2:$BA$2,0)+1,FALSE)","v":9.4693360384117506E-2},{"$f":"N594*VLOOKUP($B594,$AR$36:$AZ$47,MATCH(AK$2,$AS$2:$BA$2,0)+1,FALSE)","v":9.5232747827787317E-2},{"$f":"O594*VLOOKUP($B594,$AR$36:$AZ$47,MATCH(AL$2,$AS$2:$BA$2,0)+1,FALSE)","v":7.3108892657758884E-2},{"$f":"P594*VLOOKUP($B594,$AR$36:$AZ$47,MATCH(AM$2,$AS$2:$BA$2,0)+1,FALSE)","v":0},{"$f":"Q594*VLOOKUP($B594,$AR$36:$AZ$47,MATCH(AN$2,$AS$2:$BA$2,0)+1,FALSE)","v":1.4098715321122319E-3},{"$f":"R594*VLOOKUP($B594,$AR$36:$BA$47,MATCH(AO$2,$AS$2:$BA$2,0)+1,FALSE)","v":0},0.98569091924505015]
[2006,1,25,17,null,2013,1,25,17,0.34880706161990666,0.50515879511117756,0,0.11882149580126852,0.11969939999999998,8.0530000000000004E-2,0,1.844841099551928E-3,0,1.1748615936319047,null,null,0.33023464752270032,0.10407120555720935,0.44688360967293256,9.434668456914036E-2,7.4235511955372216E-2,0,0,1.3484631500345877E-3,0,1.0511201224273894,null,{"$f":"J595*VLOOKUP($B595,$AR$36:$AZ$47,MATCH(AG$2,$AS$2:$BA$2,0)+1,FALSE)","v":0.33466207552066551},{"$f":"K595*VLOOKUP($B595,$AR$36:$AZ$47,MATCH(AH$2,$AS$2:$BA$2,0)+1,FALSE)","v":0.42683063782345643},{"$f":"L595*VLOOKUP($B595,$AR$36:$AZ$47,MATCH(AI$2,$AS$2:$BA$2,0)+1,FALSE)","v":0},{"$f":"M595*VLOOKUP($B595,$AR$36:$AZ$47,MATCH(AJ$2,$AS$2:$BA$2,0)+1,FALSE)","v":0.10214361077948279},{"$f":"N595*VLOOKUP($B595,$AR$36:$AZ$47,MATCH(AK$2,$AS$2:$BA$2,0)+1,FALSE)","v":9.3621465062992557E-2},{"$f":"O595*VLOOKUP($B595,$AR$36:$AZ$47,MATCH(AL$2,$AS$2:$BA$2,0)+1,FALSE)","v":7.1367466218914155E-2},{"$f":"P595*VLOOKUP($B595,$AR$36:$AZ$47,MATCH(AM$2,$AS$2:$BA$2,0)+1,FALSE)","v":0},{"$f":"Q595*VLOOKUP($B595,$AR$36:$AZ$47,MATCH(AN$2,$AS$2:$BA$2,0)+1,FALSE)","v":1.4098715321122319E-3},{"$f":"R595*VLOOKUP($B595,$AR$36:$BA$47,MATCH(AO$2,$AS$2:$BA$2,0)+1,FALSE)","v":0},1.0300351269376236]
[2006,1,25,18,null,2013,1,25,18,0.42579807123806185,0.49675479802349193,8.2777860205832544E-3,0.11207089061422662,0.116898,7.9002000000000003E-2,1.6851940567278697E-5,2.1732198079767312E-3,0,1.2409916176449076,null,null,0.40312623063913938,9.8158608553454901E-2,0.43944909880115957,9.2138630041281505E-2,7.2826945430253504E-2,4.6294623424776261E-3,8.4340385592374977E-6,1.5884873925963712E-3,0,1.1119258972389221,null,{"$f":"J596*VLOOKUP($B596,$AR$36:$AZ$47,MATCH(AG$2,$AS$2:$BA$2,0)+1,FALSE)","v":0.40853090992895624},{"$f":"K596*VLOOKUP($B596,$AR$36:$AZ$47,MATCH(AH$2,$AS$2:$BA$2,0)+1,FALSE)","v":0.41972973515301221},{"$f":"L596*VLOOKUP($B596,$AR$36:$AZ$47,MATCH(AI$2,$AS$2:$BA$2,0)+1,FALSE)","v":6.1191200110390824E-3},{"$f":"M596*VLOOKUP($B596,$AR$36:$AZ$47,MATCH(AJ$2,$AS$2:$BA$2,0)+1,FALSE)","v":9.6340526210471636E-2},{"$f":"N596*VLOOKUP($B596,$AR$36:$AZ$47,MATCH(AK$2,$AS$2:$BA$2,0)+1,FALSE)","v":9.1430383301283932E-2},{"$f":"O596*VLOOKUP($B596,$AR$36:$AZ$47,MATCH(AL$2,$AS$2:$BA$2,0)+1,FALSE)","v":7.0013318840514788E-2},{"$f":"P596*VLOOKUP($B596,$AR$36:$AZ$47,MATCH(AM$2,$AS$2:$BA$2,0)+1,FALSE)","v":8.4340385592374977E-6},{"$f":"Q596*VLOOKUP($B596,$AR$36:$AZ$47,MATCH(AN$2,$AS$2:$BA$2,0)+1,FALSE)","v":1.6608263665813681E-3},{"$f":"R596*VLOOKUP($B596,$AR$36:$BA$47,MATCH(AO$2,$AS$2:$BA$2,0)+1,FALSE)","v":0},1.0938332538504185]
[2006,1,25,19,null,2013,1,25,19,0.45955923009926603,0.48806002751985744,8.4180874785592386E-3,0.12412069840331225,0.10784169999999998,7.4695999999999999E-2,1.71375666785885E-5,2.1787855487974887E-3,0,1.2648916666164713,null,null,0.43508975897113394,0.10871257452473167,0.43175735817317196,8.5000483321552689E-2,6.8857516466142826E-2,4.7079278059094483E-3,8.5769883653262672E-6,1.5925556000974171E-3,0,1.1357267518511054,null,{"$f":"J597*VLOOKUP($B597,$AR$36:$AZ$47,MATCH(AG$2,$AS$2:$BA$2,0)+1,FALSE)","v":0.44092297058277841},{"$f":"K597*VLOOKUP($B597,$AR$36:$AZ$47,MATCH(AH$2,$AS$2:$BA$2,0)+1,FALSE)","v":0.41238314537627063},{"$f":"L597*VLOOKUP($B597,$AR$36:$AZ$47,MATCH(AI$2,$AS$2:$BA$2,0)+1,FALSE)","v":6.2228339095312677E-3},{"$f":"M597*VLOOKUP($B597,$AR$36:$AZ$47,MATCH(AJ$2,$AS$2:$BA$2,0)+1,FALSE)","v":0.10669901285025017},{"$f":"N597*VLOOKUP($B597,$AR$36:$AZ$47,MATCH(AK$2,$AS$2:$BA$2,0)+1,FALSE)","v":8.4347105740577855E-2},{"$f":"O597*VLOOKUP($B597,$AR$36:$AZ$47,MATCH(AL$2,$AS$2:$BA$2,0)+1,FALSE)","v":6.6197246450863167E-2},{"$f":"P597*VLOOKUP($B597,$AR$36:$AZ$47,MATCH(AM$2,$AS$2:$BA$2,0)+1,FALSE)","v":8.5769883653262672E-6},{"$f":"Q597*VLOOKUP($B597,$AR$36:$AZ$47,MATCH(AN$2,$AS$2:$BA$2,0)+1,FALSE)","v":1.66507983835203E-3},{"$f":"R597*VLOOKUP($B597,$AR$36:$BA$47,MATCH(AO$2,$AS$2:$BA$2,0)+1,FALSE)","v":0},1.1184459717369888]
[2006,1,25,20,null,2013,1,25,20,0.46428529490754633,0.45997554999934803,8.4180874785592386E-3,0.10309575845463737,0.1036686,7.3070999999999997E-2,1.71375666785885E-5,2.1787855487974887E-3,0,1.214710213955567,null,null,0.43956418199136676,9.0297633419410495E-2,0.40691270969510002,8.1711259237092132E-2,6.7359531778107565E-2,4.7079278059094483E-3,8.5769883653262672E-6,1.5925556000974171E-3,0,1.0921543765154491,null,{"$f":"J598*VLOOKUP($B598,$AR$36:$AZ$47,MATCH(AG$2,$AS$2:$BA$2,0)+1,FALSE)","v":0.44545738181413064},{"$f":"K598*VLOOKUP($B598,$AR$36:$AZ$47,MATCH(AH$2,$AS$2:$BA$2,0)+1,FALSE)","v":0.3886533487874983},{"$f":"L598*VLOOKUP($B598,$AR$36:$AZ$47,MATCH(AI$2,$AS$2:$BA$2,0)+1,FALSE)","v":6.2228339095312677E-3},{"$f":"M598*VLOOKUP($B598,$AR$36:$AZ$47,MATCH(AJ$2,$AS$2:$BA$2,0)+1,FALSE)","v":8.8625151144525724E-2},{"$f":"N598*VLOOKUP($B598,$AR$36:$AZ$47,MATCH(AK$2,$AS$2:$BA$2,0)+1,FALSE)","v":8.1083165103829694E-2},{"$f":"O598*VLOOKUP($B598,$AR$36:$AZ$47,MATCH(AL$2,$AS$2:$BA$2,0)+1,FALSE)","v":6.4757135528154416E-2},{"$f":"P598*VLOOKUP($B598,$AR$36:$AZ$47,MATCH(AM$2,$AS$2:$BA$2,0)+1,FALSE)","v":8.5769883653262672E-6},{"$f":"Q598*VLOOKUP($B598,$AR$36:$AZ$47,MATCH(AN$2,$AS$2:$BA$2,0)+1,FALSE)","v":1.66507983835203E-3},{"$f":"R598*VLOOKUP($B598,$AR$36:$BA$47,MATCH(AO$2,$AS$2:$BA$2,0)+1,FALSE)","v":0},1.0764726731143872]
[2006,1,25,21,null,2013,1,25,21,0.43403969555442978,0.46269082683921692,8.4180874785592386E-3,0.12190494219975846,0.10158190000000004,7.1968000000000004E-2,1.71375666785885E-5,2.1787855487974887E-3,0,1.2027993751874406,null,null,0.41092902536608811,0.10677187837569155,0.40931475183948129,8.0066528965341208E-2,6.6342745863705796E-2,4.7079278059094483E-3,8.5769883653262672E-6,1.5925556000974171E-3,0,1.0797339908046804,null,{"$f":"J599*VLOOKUP($B599,$AR$36:$AZ$47,MATCH(AG$2,$AS$2:$BA$2,0)+1,FALSE)","v":0.41643831606508214},{"$f":"K599*VLOOKUP($B599,$AR$36:$AZ$47,MATCH(AH$2,$AS$2:$BA$2,0)+1,FALSE)","v":0.39094760429021291},{"$f":"L599*VLOOKUP($B599,$AR$36:$AZ$47,MATCH(AI$2,$AS$2:$BA$2,0)+1,FALSE)","v":6.2228339095312677E-3},{"$f":"M599*VLOOKUP($B599,$AR$36:$AZ$47,MATCH(AJ$2,$AS$2:$BA$2,0)+1,FALSE)","v":0.10479426204980111},{"$f":"N599*VLOOKUP($B599,$AR$36:$AZ$47,MATCH(AK$2,$AS$2:$BA$2,0)+1,FALSE)","v":7.9451077464735911E-2},{"$f":"O599*VLOOKUP($B599,$AR$36:$AZ$47,MATCH(AL$2,$AS$2:$BA$2,0)+1,FALSE)","v":6.3779632544925038E-2},{"$f":"P599*VLOOKUP($B599,$AR$36:$AZ$47,MATCH(AM$2,$AS$2:$BA$2,0)+1,FALSE)","v":8.5769883653262672E-6},{"$f":"Q599*VLOOKUP($B599,$AR$36:$AZ$47,MATCH(AN$2,$AS$2:$BA$2,0)+1,FALSE)","v":1.66507983835203E-3},{"$f":"R599*VLOOKUP($B599,$AR$36:$BA$47,MATCH(AO$2,$AS$2:$BA$2,0)+1,FALSE)","v":0},1.0633073831510058]
[2006,1,25,22,null,2013,1,25,22,0.39629112159133117,0.42768936672226499,8.4180874785592386E-3,0.10936584989236242,9.8894000000000024E-2,7.0472999999999994E-2,1.71375666785885E-5,2.1787855487974887E-3,0,1.113327348799994,null,null,0.37519039393100417,9.5789366800459352E-2,0.37835106479243269,7.7947934774782249E-2,6.4964599950713339E-2,4.7079278059094483E-3,8.5769883653262672E-6,1.5925556000974171E-3,0,0.99855242064376404,null,{"$f":"J600*VLOOKUP($B600,$AR$36:$AZ$47,MATCH(AG$2,$AS$2:$BA$2,0)+1,FALSE)","v":0.38022053982005277},{"$f":"K600*VLOOKUP($B600,$AR$36:$AZ$47,MATCH(AH$2,$AS$2:$BA$2,0)+1,FALSE)","v":0.36137334825220241},{"$f":"L600*VLOOKUP($B600,$AR$36:$AZ$47,MATCH(AI$2,$AS$2:$BA$2,0)+1,FALSE)","v":6.2228339095312677E-3},{"$f":"M600*VLOOKUP($B600,$AR$36:$AZ$47,MATCH(AJ$2,$AS$2:$BA$2,0)+1,FALSE)","v":9.4015167277952644E-2},{"$f":"N600*VLOOKUP($B600,$AR$36:$AZ$47,MATCH(AK$2,$AS$2:$BA$2,0)+1,FALSE)","v":7.7348768380957542E-2},{"$f":"O600*VLOOKUP($B600,$AR$36:$AZ$47,MATCH(AL$2,$AS$2:$BA$2,0)+1,FALSE)","v":6.2454730496032985E-2},{"$f":"P600*VLOOKUP($B600,$AR$36:$AZ$47,MATCH(AM$2,$AS$2:$BA$2,0)+1,FALSE)","v":8.5769883653262672E-6},{"$f":"Q600*VLOOKUP($B600,$AR$36:$AZ$47,MATCH(AN$2,$AS$2:$BA$2,0)+1,FALSE)","v":1.66507983835203E-3},{"$f":"R600*VLOOKUP($B600,$AR$36:$BA$47,MATCH(AO$2,$AS$2:$BA$2,0)+1,FALSE)","v":0},0.98330904496344707]
[2006,1,25,23,null,2013,1,25,23,0.35923795770917366,0.41594445763380955,8.4180874785592386E-3,0.1187559153344124,9.613229999999999E-2,6.9379999999999997E-2,1.71375666785885E-5,2.1787855487974887E-3,0,1.070064641271431,null,null,0.3401101451040498,0.10401376613346959,0.3679610499703127,7.5771171660058215E-2,6.3957032403622549E-2,4.7079278059094483E-3,8.5769883653262672E-6,1.5925556000974171E-3,0,0.9581222256658849,null,{"$f":"J601*VLOOKUP($B601,$AR$36:$AZ$47,MATCH(AG$2,$AS$2:$BA$2,0)+1,FALSE)","v":0.34466997306311387},{"$f":"K601*VLOOKUP($B601,$AR$36:$AZ$47,MATCH(AH$2,$AS$2:$BA$2,0)+1,FALSE)","v":0.35144956371965624},{"$f":"L601*VLOOKUP($B601,$AR$36:$AZ$47,MATCH(AI$2,$AS$2:$BA$2,0)+1,FALSE)","v":6.2228339095312677E-3},{"$f":"M601*VLOOKUP($B601,$AR$36:$AZ$47,MATCH(AJ$2,$AS$2:$BA$2,0)+1,FALSE)","v":0.1020872352420759},{"$f":"N601*VLOOKUP($B601,$AR$36:$AZ$47,MATCH(AK$2,$AS$2:$BA$2,0)+1,FALSE)","v":7.5188737503071201E-2},{"$f":"O601*VLOOKUP($B601,$AR$36:$AZ$47,MATCH(AL$2,$AS$2:$BA$2,0)+1,FALSE)","v":6.1486089733866427E-2},{"$f":"P601*VLOOKUP($B601,$AR$36:$AZ$47,MATCH(AM$2,$AS$2:$BA$2,0)+1,FALSE)","v":8.5769883653262672E-6},{"$f":"Q601*VLOOKUP($B601,$AR$36:$AZ$47,MATCH(AN$2,$AS$2:$BA$2,0)+1,FALSE)","v":1.66507983835203E-3},{"$f":"R601*VLOOKUP($B601,$AR$36:$BA$47,MATCH(AO$2,$AS$2:$BA$2,0)+1,FALSE)","v":0},0.94277808999803225]
[2006,1,25,24,null,2013,1,25,24,0.25803438169819676,0.4100088898294072,8.4180874785592386E-3,0.13486121006828483,9.4397899999999993E-2,6.8087999999999996E-2,1.71375666785885E-5,2.1787855487974887E-3,0,0.97600439218992396,null,null,0.24429520633299823,0.11811977807605267,0.36271021005312193,7.4404123122498986E-2,6.2766019347043123E-2,4.7079278059094483E-3,8.5769883653262672E-6,1.5925556000974171E-3,0,0.86860439732608719,null,{"$f":"J602*VLOOKUP($B602,$AR$36:$AZ$47,MATCH(AG$2,$AS$2:$BA$2,0)+1,FALSE)","v":0.24757045150912124},{"$f":"K602*VLOOKUP($B602,$AR$36:$AZ$47,MATCH(AH$2,$AS$2:$BA$2,0)+1,FALSE)","v":0.34643434431475634},{"$f":"L602*VLOOKUP($B602,$AR$36:$AZ$47,MATCH(AI$2,$AS$2:$BA$2,0)+1,FALSE)","v":6.2228339095312677E-3},{"$f":"M602*VLOOKUP($B602,$AR$36:$AZ$47,MATCH(AJ$2,$AS$2:$BA$2,0)+1,FALSE)","v":0.11593197727037778},{"$f":"N602*VLOOKUP($B602,$AR$36:$AZ$47,MATCH(AK$2,$AS$2:$BA$2,0)+1,FALSE)","v":7.3832197127720489E-2},{"$f":"O602*VLOOKUP($B602,$AR$36:$AZ$47,MATCH(AL$2,$AS$2:$BA$2,0)+1,FALSE)","v":6.0341090772549684E-2},{"$f":"P602*VLOOKUP($B602,$AR$36:$AZ$47,MATCH(AM$2,$AS$2:$BA$2,0)+1,FALSE)","v":8.5769883653262672E-6},{"$f":"Q602*VLOOKUP($B602,$AR$36:$AZ$47,MATCH(AN$2,$AS$2:$BA$2,0)+1,FALSE)","v":1.66507983835203E-3},{"$f":"R602*VLOOKUP($B602,$AR$36:$BA$47,MATCH(AO$2,$AS$2:$BA$2,0)+1,FALSE)","v":0},0.85200655173077411]
[2006,1,26,1,null,2013,1,26,1,0.23645078680077403,0.33433734245498864,8.4180874785592386E-3,0.1001740818198783,9.384150000000005E-2,6.6955000000000001E-2,1.71375666785885E-5,2.1787855487974887E-3,0,0.84237272166967614,null,null,0.2238608412140084,8.7738648552427703E-2,0.29576814239541832,7.3965570420528343E-2,6.1721578330708383E-2,4.7079278059094483E-3,8.5769883653262672E-6,1.5925556000974171E-3,0,0.74936384130746325,null,{"$f":"J603*VLOOKUP($B603,$AR$36:$AZ$47,MATCH(AG$2,$AS$2:$BA$2,0)+1,FALSE)","v":0.2268621245847087},{"$f":"K603*VLOOKUP($B603,$AR$36:$AZ$47,MATCH(AH$2,$AS$2:$BA$2,0)+1,FALSE)","v":0.28249616261131305},{"$f":"L603*VLOOKUP($B603,$AR$36:$AZ$47,MATCH(AI$2,$AS$2:$BA$2,0)+1,FALSE)","v":6.2228339095312677E-3},{"$f":"M603*VLOOKUP($B603,$AR$36:$AZ$47,MATCH(AJ$2,$AS$2:$BA$2,0)+1,FALSE)","v":8.6113563497931284E-2},{"$f":"N603*VLOOKUP($B603,$AR$36:$AZ$47,MATCH(AK$2,$AS$2:$BA$2,0)+1,FALSE)","v":7.3397015471329194E-2},{"$f":"O603*VLOOKUP($B603,$AR$36:$AZ$47,MATCH(AL$2,$AS$2:$BA$2,0)+1,FALSE)","v":5.9337001126131834E-2},{"$f":"P603*VLOOKUP($B603,$AR$36:$AZ$47,MATCH(AM$2,$AS$2:$BA$2,0)+1,FALSE)","v":8.5769883653262672E-6},{"$f":"Q603*VLOOKUP($B603,$AR$36:$AZ$47,MATCH(AN$2,$AS$2:$BA$2,0)+1,FALSE)","v":1.66507983835203E-3},{"$f":"R603*VLOOKUP($B603,$AR$36:$BA$47,MATCH(AO$2,$AS$2:$BA$2,0)+1,FALSE)","v":0},0.73610235802766266]
[2006,1,26,2,null,2013,1,26,2,0.21873930372288988,0.32368697177176031,8.4180874785592386E-3,9.50794010988745E-2,9.3130000000000004E-2,6.6571000000000005E-2,1.71375666785885E-5,2.1787855487974887E-3,0,0.80782068718755995,null,null,0.2070924152992174,8.327641248151739E-2,0.28634639988328736,7.3404768394194478E-2,6.1367593025966519E-2,4.7079278059094483E-3,8.5769883653262672E-6,1.5925556000974171E-3,0,0.71779664947855537,null,{"$f":"J604*VLOOKUP($B604,$AR$36:$AZ$47,MATCH(AG$2,$AS$2:$BA$2,0)+1,FALSE)","v":0.20986888580145013},{"$f":"K604*VLOOKUP($B604,$AR$36:$AZ$47,MATCH(AH$2,$AS$2:$BA$2,0)+1,FALSE)","v":0.27349720118418769},{"$f":"L604*VLOOKUP($B604,$AR$36:$AZ$47,MATCH(AI$2,$AS$2:$BA$2,0)+1,FALSE)","v":6.2228339095312677E-3},{"$f":"M604*VLOOKUP($B604,$AR$36:$AZ$47,MATCH(AJ$2,$AS$2:$BA$2,0)+1,FALSE)","v":8.1733976445077572E-2},{"$f":"N604*VLOOKUP($B604,$AR$36:$AZ$47,MATCH(AK$2,$AS$2:$BA$2,0)+1,FALSE)","v":7.2840524190735279E-2},{"$f":"O604*VLOOKUP($B604,$AR$36:$AZ$47,MATCH(AL$2,$AS$2:$BA$2,0)+1,FALSE)","v":5.8996691837319433E-2},{"$f":"P604*VLOOKUP($B604,$AR$36:$AZ$47,MATCH(AM$2,$AS$2:$BA$2,0)+1,FALSE)","v":8.5769883653262672E-6},{"$f":"Q604*VLOOKUP($B604,$AR$36:$AZ$47,MATCH(AN$2,$AS$2:$BA$2,0)+1,FALSE)","v":1.66507983835203E-3},{"$f":"R604*VLOOKUP($B604,$AR$36:$BA$47,MATCH(AO$2,$AS$2:$BA$2,0)+1,FALSE)","v":0},0.70483377019501881]
[2006,1,26,3,null,2013,1,26,3,0.21223220696138859,0.31718267160873198,8.4180874785592386E-3,9.0842518266931432E-2,9.2994300000000016E-2,6.6557000000000005E-2,1.71375666785885E-5,2.1787855487974887E-3,0,0.79042270743108722,null,null,0.20093179230193389,7.9565488787521524E-2,0.28059243664760691,7.3297810087836798E-2,6.1354687311731132E-2,4.7079278059094483E-3,8.5769883653262672E-6,1.5925556000974171E-3,0,0.70205127553100244,null,{"$f":"J605*VLOOKUP($B605,$AR$36:$AZ$47,MATCH(AG$2,$AS$2:$BA$2,0)+1,FALSE)","v":0.20362566785252331},{"$f":"K605*VLOOKUP($B605,$AR$36:$AZ$47,MATCH(AH$2,$AS$2:$BA$2,0)+1,FALSE)","v":0.26800143507252455},{"$f":"L605*VLOOKUP($B605,$AR$36:$AZ$47,MATCH(AI$2,$AS$2:$BA$2,0)+1,FALSE)","v":6.2228339095312677E-3},{"$f":"M605*VLOOKUP($B605,$AR$36:$AZ$47,MATCH(AJ$2,$AS$2:$BA$2,0)+1,FALSE)","v":7.809178604858498E-2},{"$f":"N605*VLOOKUP($B605,$AR$36:$AZ$47,MATCH(AK$2,$AS$2:$BA$2,0)+1,FALSE)","v":7.2734388046284709E-2},{"$f":"O605*VLOOKUP($B605,$AR$36:$AZ$47,MATCH(AL$2,$AS$2:$BA$2,0)+1,FALSE)","v":5.8984284727831481E-2},{"$f":"P605*VLOOKUP($B605,$AR$36:$AZ$47,MATCH(AM$2,$AS$2:$BA$2,0)+1,FALSE)","v":8.5769883653262672E-6},{"$f":"Q605*VLOOKUP($B605,$AR$36:$AZ$47,MATCH(AN$2,$AS$2:$BA$2,0)+1,FALSE)","v":1.66507983835203E-3},{"$f":"R605*VLOOKUP($B605,$AR$36:$BA$47,MATCH(AO$2,$AS$2:$BA$2,0)+1,FALSE)","v":0},0.68933405248399771]
[2006,1,26,4,null,2013,1,26,4,0.20775157958816479,0.31660840400009699,8.4180874785592386E-3,9.1768055035683083E-2,9.2124000000000025E-2,6.6118999999999997E-2,1.71375666785885E-5,2.1787855487974887E-3,0,0.78498504921798007,null,null,0.19668973827239278,8.0376131059460329E-2,0.28008441662628158,7.2611842408963539E-2,6.0950922823509932E-2,4.7079278059094483E-3,8.5769883653262672E-6,1.5925556000974171E-3,0,0.6970221115849804,null,{"$f":"J606*VLOOKUP($B606,$AR$36:$AZ$47,MATCH(AG$2,$AS$2:$BA$2,0)+1,FALSE)","v":0.19932674096327421},{"$f":"K606*VLOOKUP($B606,$AR$36:$AZ$47,MATCH(AH$2,$AS$2:$BA$2,0)+1,FALSE)","v":0.26751621139227355},{"$f":"L606*VLOOKUP($B606,$AR$36:$AZ$47,MATCH(AI$2,$AS$2:$BA$2,0)+1,FALSE)","v":6.2228339095312677E-3},{"$f":"M606*VLOOKUP($B606,$AR$36:$AZ$47,MATCH(AJ$2,$AS$2:$BA$2,0)+1,FALSE)","v":7.8887413698548126E-2},{"$f":"N606*VLOOKUP($B606,$AR$36:$AZ$47,MATCH(AK$2,$AS$2:$BA$2,0)+1,FALSE)","v":7.2053693230401575E-2},{"$f":"O606*VLOOKUP($B606,$AR$36:$AZ$47,MATCH(AL$2,$AS$2:$BA$2,0)+1,FALSE)","v":5.8596119445279829E-2},{"$f":"P606*VLOOKUP($B606,$AR$36:$AZ$47,MATCH(AM$2,$AS$2:$BA$2,0)+1,FALSE)","v":8.5769883653262672E-6},{"$f":"Q606*VLOOKUP($B606,$AR$36:$AZ$47,MATCH(AN$2,$AS$2:$BA$2,0)+1,FALSE)","v":1.66507983835203E-3},{"$f":"R606*VLOOKUP($B606,$AR$36:$BA$47,MATCH(AO$2,$AS$2:$BA$2,0)+1,FALSE)","v":0},0.68427666946602594]
[2006,1,26,5,null,2013,1,26,5,0.21030767064508862,0.31588601931548965,8.4180874785592386E-3,8.8073753810444813E-2,9.2946000000000001E-2,6.6573999999999994E-2,1.71375666785885E-5,2.1787855487974887E-3,0,0.78440145436505826,null,null,0.19910972892653553,7.7140433851565757E-2,0.27944536633446448,7.3259740182184049E-2,6.1370358536159804E-2,4.7079278059094483E-3,8.5769883653262672E-6,1.5925556000974171E-3,0,0.69663468822528185,null,{"$f":"J607*VLOOKUP($B607,$AR$36:$AZ$47,MATCH(AG$2,$AS$2:$BA$2,0)+1,FALSE)","v":0.20177917622750663},{"$f":"K607*VLOOKUP($B607,$AR$36:$AZ$47,MATCH(AH$2,$AS$2:$BA$2,0)+1,FALSE)","v":0.26690583715219524},{"$f":"L607*VLOOKUP($B607,$AR$36:$AZ$47,MATCH(AI$2,$AS$2:$BA$2,0)+1,FALSE)","v":6.2228339095312677E-3},{"$f":"M607*VLOOKUP($B607,$AR$36:$AZ$47,MATCH(AJ$2,$AS$2:$BA$2,0)+1,FALSE)","v":7.5711647698395848E-2},{"$f":"N607*VLOOKUP($B607,$AR$36:$AZ$47,MATCH(AK$2,$AS$2:$BA$2,0)+1,FALSE)","v":7.2696610774531101E-2},{"$f":"O607*VLOOKUP($B607,$AR$36:$AZ$47,MATCH(AL$2,$AS$2:$BA$2,0)+1,FALSE)","v":5.8999350503638276E-2},{"$f":"P607*VLOOKUP($B607,$AR$36:$AZ$47,MATCH(AM$2,$AS$2:$BA$2,0)+1,FALSE)","v":8.5769883653262672E-6},{"$f":"Q607*VLOOKUP($B607,$AR$36:$AZ$47,MATCH(AN$2,$AS$2:$BA$2,0)+1,FALSE)","v":1.66507983835203E-3},{"$f":"R607*VLOOKUP($B607,$AR$36:$BA$47,MATCH(AO$2,$AS$2:$BA$2,0)+1,FALSE)","v":0},0.68398911309251575]
[2006,1,26,6,null,2013,1,26,6,0.21449198419047383,0.32485444236928968,8.4180874785592386E-3,8.8730652793096776E-2,9.3601699999999982E-2,6.6589999999999996E-2,1.71375666785885E-5,2.1787855487974887E-3,0,0.79888278994689554,null,null,0.20307124651269751,7.7715786556839167E-2,0.28737919091822539,7.377656082683208E-2,6.1385107923857381E-2,4.7079278059094483E-3,8.5769883653262672E-6,1.5925556000974171E-3,0,0.70963695313282371,null,{"$f":"J608*VLOOKUP($B608,$AR$36:$AZ$47,MATCH(AG$2,$AS$2:$BA$2,0)+1,FALSE)","v":0.20579380554499957},{"$f":"K608*VLOOKUP($B608,$AR$36:$AZ$47,MATCH(AH$2,$AS$2:$BA$2,0)+1,FALSE)","v":0.2744836478710635},{"$f":"L608*VLOOKUP($B608,$AR$36:$AZ$47,MATCH(AI$2,$AS$2:$BA$2,0)+1,FALSE)","v":6.2228339095312677E-3},{"$f":"M608*VLOOKUP($B608,$AR$36:$AZ$47,MATCH(AJ$2,$AS$2:$BA$2,0)+1,FALSE)","v":7.627634378771006E-2},{"$f":"N608*VLOOKUP($B608,$AR$36:$AZ$47,MATCH(AK$2,$AS$2:$BA$2,0)+1,FALSE)","v":7.3209458747384784E-2},{"$f":"O608*VLOOKUP($B608,$AR$36:$AZ$47,MATCH(AL$2,$AS$2:$BA$2,0)+1,FALSE)","v":5.9013530057338795E-2},{"$f":"P608*VLOOKUP($B608,$AR$36:$AZ$47,MATCH(AM$2,$AS$2:$BA$2,0)+1,FALSE)","v":8.5769883653262672E-6},{"$f":"Q608*VLOOKUP($B608,$AR$36:$AZ$47,MATCH(AN$2,$AS$2:$BA$2,0)+1,FALSE)","v":1.66507983835203E-3},{"$f":"R608*VLOOKUP($B608,$AR$36:$BA$47,MATCH(AO$2,$AS$2:$BA$2,0)+1,FALSE)","v":0},0.69667327674474544]
[2006,1,26,7,null,2013,1,26,7,0.2436422063552276,0.33292892561753512,8.4180874785592386E-3,8.0483568164757616E-2,9.5221600000000017E-2,6.7406999999999995E-2,1.71375666785885E-5,2.1787855487974887E-3,0,0.83029731073155555,null,null,0.23066934987986992,7.0492480421734754E-2,0.29452220071067176,7.5053360830287019E-2,6.2138248533164957E-2,4.7079278059094483E-3,8.5769883653262672E-6,1.5925556000974171E-3,0,0.73918470077010057,null,{"$f":"J609*VLOOKUP($B609,$AR$36:$AZ$47,MATCH(AG$2,$AS$2:$BA$2,0)+1,FALSE)","v":0.23376191435059335},{"$f":"K609*VLOOKUP($B609,$AR$36:$AZ$47,MATCH(AH$2,$AS$2:$BA$2,0)+1,FALSE)","v":0.28130612996639137},{"$f":"L609*VLOOKUP($B609,$AR$36:$AZ$47,MATCH(AI$2,$AS$2:$BA$2,0)+1,FALSE)","v":6.2228339095312677E-3},{"$f":"M609*VLOOKUP($B609,$AR$36:$AZ$47,MATCH(AJ$2,$AS$2:$BA$2,0)+1,FALSE)","v":6.9186826889593905E-2},{"$f":"N609*VLOOKUP($B609,$AR$36:$AZ$47,MATCH(AK$2,$AS$2:$BA$2,0)+1,FALSE)","v":7.4476444306673675E-2},{"$f":"O609*VLOOKUP($B609,$AR$36:$AZ$47,MATCH(AL$2,$AS$2:$BA$2,0)+1,FALSE)","v":5.9737573518171432E-2},{"$f":"P609*VLOOKUP($B609,$AR$36:$AZ$47,MATCH(AM$2,$AS$2:$BA$2,0)+1,FALSE)","v":8.5769883653262672E-6},{"$f":"Q609*VLOOKUP($B609,$AR$36:$AZ$47,MATCH(AN$2,$AS$2:$BA$2,0)+1,FALSE)","v":1.66507983835203E-3},{"$f":"R609*VLOOKUP($B609,$AR$36:$BA$47,MATCH(AO$2,$AS$2:$BA$2,0)+1,FALSE)","v":0},0.72636537976767235]
[2006,1,26,8,null,2013,1,26,8,0.26571760902825731,0.34937538275393576,4.0687422813036351E-3,8.1985083021755875E-2,9.6698800000000001E-2,6.8796999999999997E-2,8.2831572279844468E-6,2.0062475833539503E-3,0,0.86865714782583447,null,null,0.25156933621269706,7.1807599881190357E-2,0.30907139237589526,7.6217685149753384E-2,6.3419601589392041E-2,2.2754984395229015E-3,4.145544376574365E-6,1.466441167564956E-3,0,0.77583170036039251,null,{"$f":"J610*VLOOKUP($B610,$AR$36:$AZ$47,MATCH(AG$2,$AS$2:$BA$2,0)+1,FALSE)","v":0.25494210503308884},{"$f":"K610*VLOOKUP($B610,$AR$36:$AZ$47,MATCH(AH$2,$AS$2:$BA$2,0)+1,FALSE)","v":0.29520245693803415},{"$f":"L610*VLOOKUP($B610,$AR$36:$AZ$47,MATCH(AI$2,$AS$2:$BA$2,0)+1,FALSE)","v":3.0077030562734486E-3},{"$f":"M610*VLOOKUP($B610,$AR$36:$AZ$47,MATCH(AJ$2,$AS$2:$BA$2,0)+1,FALSE)","v":7.0477587859219773E-2},{"$f":"N610*VLOOKUP($B610,$AR$36:$AZ$47,MATCH(AK$2,$AS$2:$BA$2,0)+1,FALSE)","v":7.5631818754591143E-2},{"$f":"O610*VLOOKUP($B610,$AR$36:$AZ$47,MATCH(AL$2,$AS$2:$BA$2,0)+1,FALSE)","v":6.0969422245903841E-2},{"$f":"P610*VLOOKUP($B610,$AR$36:$AZ$47,MATCH(AM$2,$AS$2:$BA$2,0)+1,FALSE)","v":4.145544376574365E-6},{"$f":"Q610*VLOOKUP($B610,$AR$36:$AZ$47,MATCH(AN$2,$AS$2:$BA$2,0)+1,FALSE)","v":1.5332222134614687E-3},{"$f":"R610*VLOOKUP($B610,$AR$36:$BA$47,MATCH(AO$2,$AS$2:$BA$2,0)+1,FALSE)","v":0},0.76176846164494905]
[2006,1,26,9,null,2013,1,26,9,0.28280728995721099,0.37152969528964658,0,9.3379706122492898E-2,9.7955100000000017E-2,6.8820999999999993E-2,0,1.844841099551928E-3,0,0.91633763246890254,null,null,0.26774906815860083,8.1787714632035532E-2,0.3286699804863959,7.7207896795126824E-2,6.3441725670938406E-2,0,0,1.3484631500345877E-3,0,0.82020484889313217,null,{"$f":"J611*VLOOKUP($B611,$AR$36:$AZ$47,MATCH(AG$2,$AS$2:$BA$2,0)+1,FALSE)","v":0.27133875727719342},{"$f":"K611*VLOOKUP($B611,$AR$36:$AZ$47,MATCH(AH$2,$AS$2:$BA$2,0)+1,FALSE)","v":0.31392159919918494},{"$f":"L611*VLOOKUP($B611,$AR$36:$AZ$47,MATCH(AI$2,$AS$2:$BA$2,0)+1,FALSE)","v":0},{"$f":"M611*VLOOKUP($B611,$AR$36:$AZ$47,MATCH(AJ$2,$AS$2:$BA$2,0)+1,FALSE)","v":8.0272852084198154E-2},{"$f":"N611*VLOOKUP($B611,$AR$36:$AZ$47,MATCH(AK$2,$AS$2:$BA$2,0)+1,FALSE)","v":7.6614418889250455E-2},{"$f":"O611*VLOOKUP($B611,$AR$36:$AZ$47,MATCH(AL$2,$AS$2:$BA$2,0)+1,FALSE)","v":6.0990691576454613E-2},{"$f":"P611*VLOOKUP($B611,$AR$36:$AZ$47,MATCH(AM$2,$AS$2:$BA$2,0)+1,FALSE)","v":0},{"$f":"Q611*VLOOKUP($B611,$AR$36:$AZ$47,MATCH(AN$2,$AS$2:$BA$2,0)+1,FALSE)","v":1.4098715321122319E-3},{"$f":"R611*VLOOKUP($B611,$AR$36:$BA$47,MATCH(AO$2,$AS$2:$BA$2,0)+1,FALSE)","v":0},0.80454819055839388]
[2006,1,26,10,null,2013,1,26,10,0.31221408332104045,0.37707104172972744,0,9.2147955578608942E-2,9.7904899999999989E-2,6.9169999999999995E-2,0,1.844841099551928E-3,0,0.95035282172892865,null,null,0.2955900814574064,8.0708871421189654E-2,0.33357207646801013,7.7168329315545695E-2,6.3763446690091832E-2,0,0,1.3484631500345877E-3,0,0.85215126850227829,null,{"$f":"J612*VLOOKUP($B612,$AR$36:$AZ$47,MATCH(AG$2,$AS$2:$BA$2,0)+1,FALSE)","v":0.29955303268733569},{"$f":"K612*VLOOKUP($B612,$AR$36:$AZ$47,MATCH(AH$2,$AS$2:$BA$2,0)+1,FALSE)","v":0.31860372382674862},{"$f":"L612*VLOOKUP($B612,$AR$36:$AZ$47,MATCH(AI$2,$AS$2:$BA$2,0)+1,FALSE)","v":0},{"$f":"M612*VLOOKUP($B612,$AR$36:$AZ$47,MATCH(AJ$2,$AS$2:$BA$2,0)+1,FALSE)","v":7.9213991081957216E-2},{"$f":"N612*VLOOKUP($B612,$AR$36:$AZ$47,MATCH(AK$2,$AS$2:$BA$2,0)+1,FALSE)","v":7.6575155555046903E-2},{"$f":"O612*VLOOKUP($B612,$AR$36:$AZ$47,MATCH(AL$2,$AS$2:$BA$2,0)+1,FALSE)","v":6.129998309154714E-2},{"$f":"P612*VLOOKUP($B612,$AR$36:$AZ$47,MATCH(AM$2,$AS$2:$BA$2,0)+1,FALSE)","v":0},{"$f":"Q612*VLOOKUP($B612,$AR$36:$AZ$47,MATCH(AN$2,$AS$2:$BA$2,0)+1,FALSE)","v":1.4098715321122319E-3},{"$f":"R612*VLOOKUP($B612,$AR$36:$BA$47,MATCH(AO$2,$AS$2:$BA$2,0)+1,FALSE)","v":0},0.83665575777474788]
[2006,1,26,11,null,2013,1,26,11,0.34427125699923627,0.37515065939129066,0,8.6367562184655036E-2,9.9320100000000036E-2,6.9933999999999996E-2,0,1.844841099551928E-3,0,0.97688841967473383,null,null,0.32594035418705919,7.5646045835237971E-2,0.33187322969020849,7.8283785433139033E-2,6.4467729952651182E-2,0,0,1.3484631500345877E-3,0,0.87755960824833046,null,{"$f":"J613*VLOOKUP($B613,$AR$36:$AZ$47,MATCH(AG$2,$AS$2:$BA$2,0)+1,FALSE)","v":0.33031020895735641},{"$f":"K613*VLOOKUP($B613,$AR$36:$AZ$47,MATCH(AH$2,$AS$2:$BA$2,0)+1,FALSE)","v":0.31698110926215517},{"$f":"L613*VLOOKUP($B613,$AR$36:$AZ$47,MATCH(AI$2,$AS$2:$BA$2,0)+1,FALSE)","v":0},{"$f":"M613*VLOOKUP($B613,$AR$36:$AZ$47,MATCH(AJ$2,$AS$2:$BA$2,0)+1,FALSE)","v":7.4244938563279725E-2},{"$f":"N613*VLOOKUP($B613,$AR$36:$AZ$47,MATCH(AK$2,$AS$2:$BA$2,0)+1,FALSE)","v":7.7682037438808652E-2},{"$f":"O613*VLOOKUP($B613,$AR$36:$AZ$47,MATCH(AL$2,$AS$2:$BA$2,0)+1,FALSE)","v":6.1977056780746824E-2},{"$f":"P613*VLOOKUP($B613,$AR$36:$AZ$47,MATCH(AM$2,$AS$2:$BA$2,0)+1,FALSE)","v":0},{"$f":"Q613*VLOOKUP($B613,$AR$36:$AZ$47,MATCH(AN$2,$AS$2:$BA$2,0)+1,FALSE)","v":1.4098715321122319E-3},{"$f":"R613*VLOOKUP($B613,$AR$36:$BA$47,MATCH(AO$2,$AS$2:$BA$2,0)+1,FALSE)","v":0},0.86260522253445904]
[2006,1,26,12,null,2013,1,26,12,0.3163737638262471,0.39235080590755045,0,0.10792497953679546,9.8749899999999974E-2,7.0180000000000006E-2,0,1.844841099551928E-3,0,0.98742429037014501,null,null,0.29952827760247425,9.4527363541332746E-2,0.3470891650287149,7.7834355615267511E-2,6.4694501788501446E-2,0,0,1.3484631500345877E-3,0,0.88502212672632541,null,{"$f":"J614*VLOOKUP($B614,$AR$36:$AZ$47,MATCH(AG$2,$AS$2:$BA$2,0)+1,FALSE)","v":0.30354402789514556},{"$f":"K614*VLOOKUP($B614,$AR$36:$AZ$47,MATCH(AH$2,$AS$2:$BA$2,0)+1,FALSE)","v":0.33151426117248928},{"$f":"L614*VLOOKUP($B614,$AR$36:$AZ$47,MATCH(AI$2,$AS$2:$BA$2,0)+1,FALSE)","v":0},{"$f":"M614*VLOOKUP($B614,$AR$36:$AZ$47,MATCH(AJ$2,$AS$2:$BA$2,0)+1,FALSE)","v":9.2776538696564631E-2},{"$f":"N614*VLOOKUP($B614,$AR$36:$AZ$47,MATCH(AK$2,$AS$2:$BA$2,0)+1,FALSE)","v":7.7236062276201958E-2},{"$f":"O614*VLOOKUP($B614,$AR$36:$AZ$47,MATCH(AL$2,$AS$2:$BA$2,0)+1,FALSE)","v":6.2195067418892282E-2},{"$f":"P614*VLOOKUP($B614,$AR$36:$AZ$47,MATCH(AM$2,$AS$2:$BA$2,0)+1,FALSE)","v":0},{"$f":"Q614*VLOOKUP($B614,$AR$36:$AZ$47,MATCH(AN$2,$AS$2:$BA$2,0)+1,FALSE)","v":1.4098715321122319E-3},{"$f":"R614*VLOOKUP($B614,$AR$36:$BA$47,MATCH(AO$2,$AS$2:$BA$2,0)+1,FALSE)","v":0},0.86867582899140594]
[2006,1,26,13,null,2013,1,26,13,0.32391886499484829,0.38384997539754856,0,0.10211173868074355,9.8632200000000003E-2,7.0186999999999999E-2,0,1.844841099551928E-3,0,0.98054462017269239,null,null,0.30667163592029201,8.9435768119107084E-2,0.33956899145103547,7.7741584851389114E-2,6.4700954645619133E-2,0,0,1.3484631500345877E-3,0,0.87946739813747743,null,{"$f":"J615*VLOOKUP($B615,$AR$36:$AZ$47,MATCH(AG$2,$AS$2:$BA$2,0)+1,FALSE)","v":0.31078315661395867},{"$f":"K615*VLOOKUP($B615,$AR$36:$AZ$47,MATCH(AH$2,$AS$2:$BA$2,0)+1,FALSE)","v":0.32433153973176954},{"$f":"L615*VLOOKUP($B615,$AR$36:$AZ$47,MATCH(AI$2,$AS$2:$BA$2,0)+1,FALSE)","v":0},{"$f":"M615*VLOOKUP($B615,$AR$36:$AZ$47,MATCH(AJ$2,$AS$2:$BA$2,0)+1,FALSE)","v":8.7779249213177951E-2},{"$f":"N615*VLOOKUP($B615,$AR$36:$AZ$47,MATCH(AK$2,$AS$2:$BA$2,0)+1,FALSE)","v":7.7144004618119197E-2},{"$f":"O615*VLOOKUP($B615,$AR$36:$AZ$47,MATCH(AL$2,$AS$2:$BA$2,0)+1,FALSE)","v":6.2201270973636251E-2},{"$f":"P615*VLOOKUP($B615,$AR$36:$AZ$47,MATCH(AM$2,$AS$2:$BA$2,0)+1,FALSE)","v":0},{"$f":"Q615*VLOOKUP($B615,$AR$36:$AZ$47,MATCH(AN$2,$AS$2:$BA$2,0)+1,FALSE)","v":1.4098715321122319E-3},{"$f":"R615*VLOOKUP($B615,$AR$36:$BA$47,MATCH(AO$2,$AS$2:$BA$2,0)+1,FALSE)","v":0},0.86364909268277379]
[2006,1,26,14,null,2013,1,26,14,0.29121767773654311,0.39303349462461346,0,0.11514913690691787,9.8961799999999989E-2,7.0374999999999993E-2,0,1.844841099551928E-3,0,0.9705819503676264,null,null,0.2757116404498221,0.10085472679807111,0.34769309868505549,7.800137451812085E-2,6.4874259951065674E-2,0,0,1.3484631500345877E-3,0,0.86848356355216971,null,{"$f":"J616*VLOOKUP($B616,$AR$36:$AZ$47,MATCH(AG$2,$AS$2:$BA$2,0)+1,FALSE)","v":0.27940808310188681},{"$f":"K616*VLOOKUP($B616,$AR$36:$AZ$47,MATCH(AH$2,$AS$2:$BA$2,0)+1,FALSE)","v":0.332091094563017},{"$f":"L616*VLOOKUP($B616,$AR$36:$AZ$47,MATCH(AI$2,$AS$2:$BA$2,0)+1,FALSE)","v":0},{"$f":"M616*VLOOKUP($B616,$AR$36:$AZ$47,MATCH(AJ$2,$AS$2:$BA$2,0)+1,FALSE)","v":9.8986707266211921E-2},{"$f":"N616*VLOOKUP($B616,$AR$36:$AZ$47,MATCH(AK$2,$AS$2:$BA$2,0)+1,FALSE)","v":7.7401797346276238E-2},{"$f":"O616*VLOOKUP($B616,$AR$36:$AZ$47,MATCH(AL$2,$AS$2:$BA$2,0)+1,FALSE)","v":6.2367880729617318E-2},{"$f":"P616*VLOOKUP($B616,$AR$36:$AZ$47,MATCH(AM$2,$AS$2:$BA$2,0)+1,FALSE)","v":0},{"$f":"Q616*VLOOKUP($B616,$AR$36:$AZ$47,MATCH(AN$2,$AS$2:$BA$2,0)+1,FALSE)","v":1.4098715321122319E-3},{"$f":"R616*VLOOKUP($B616,$AR$36:$BA$47,MATCH(AO$2,$AS$2:$BA$2,0)+1,FALSE)","v":0},0.85166543453912158]
[2006,1,26,15,null,2013,1,26,15,0.30465039054405629,0.38042409460983029,0,0.10193144870861111,9.7794900000000032E-2,7.0038000000000003E-2,0,1.844841099551928E-3,0,0.95668367496204976,null,null,0.28842912145110011,8.9277859025107112E-2,0.33653832072424406,7.7081627667061225E-2,6.4563600972685445E-2,0,0,1.3484631500345877E-3,0,0.85723899299023243,null,{"$f":"J617*VLOOKUP($B617,$AR$36:$AZ$47,MATCH(AG$2,$AS$2:$BA$2,0)+1,FALSE)","v":0.29229606629568472},{"$f":"K617*VLOOKUP($B617,$AR$36:$AZ$47,MATCH(AH$2,$AS$2:$BA$2,0)+1,FALSE)","v":0.32143686404586547},{"$f":"L617*VLOOKUP($B617,$AR$36:$AZ$47,MATCH(AI$2,$AS$2:$BA$2,0)+1,FALSE)","v":0},{"$f":"M617*VLOOKUP($B617,$AR$36:$AZ$47,MATCH(AJ$2,$AS$2:$BA$2,0)+1,FALSE)","v":8.762426489307025E-2},{"$f":"N617*VLOOKUP($B617,$AR$36:$AZ$47,MATCH(AK$2,$AS$2:$BA$2,0)+1,FALSE)","v":7.6489120360577048E-2},{"$f":"O617*VLOOKUP($B617,$AR$36:$AZ$47,MATCH(AL$2,$AS$2:$BA$2,0)+1,FALSE)","v":6.2069223879800191E-2},{"$f":"P617*VLOOKUP($B617,$AR$36:$AZ$47,MATCH(AM$2,$AS$2:$BA$2,0)+1,FALSE)","v":0},{"$f":"Q617*VLOOKUP($B617,$AR$36:$AZ$47,MATCH(AN$2,$AS$2:$BA$2,0)+1,FALSE)","v":1.4098715321122319E-3},{"$f":"R617*VLOOKUP($B617,$AR$36:$BA$47,MATCH(AO$2,$AS$2:$BA$2,0)+1,FALSE)","v":0},0.84132541100711]
[2006,1,26,16,null,2013,1,26,16,0.31088587297633286,0.38102311752732188,0,0.10302350684055905,9.8267000000000049E-2,7.0378999999999997E-2,0,1.844841099551928E-3,0,0.96542333844376582,null,null,0.2943325923659198,9.0234350992860674E-2,0.33706824027872101,7.7453735378420624E-2,6.4877947297990068E-2,0,0,1.3484631500345877E-3,0,0.86531532946394674,null,{"$f":"J618*VLOOKUP($B618,$AR$36:$AZ$47,MATCH(AG$2,$AS$2:$BA$2,0)+1,FALSE)","v":0.29827868454592038},{"$f":"K618*VLOOKUP($B618,$AR$36:$AZ$47,MATCH(AH$2,$AS$2:$BA$2,0)+1,FALSE)","v":0.32194300456329927},{"$f":"L618*VLOOKUP($B618,$AR$36:$AZ$47,MATCH(AI$2,$AS$2:$BA$2,0)+1,FALSE)","v":0},{"$f":"M618*VLOOKUP($B618,$AR$36:$AZ$47,MATCH(AJ$2,$AS$2:$BA$2,0)+1,FALSE)","v":8.8563040827727924E-2},{"$f":"N618*VLOOKUP($B618,$AR$36:$AZ$47,MATCH(AK$2,$AS$2:$BA$2,0)+1,FALSE)","v":7.6858367772479189E-2},{"$f":"O618*VLOOKUP($B618,$AR$36:$AZ$47,MATCH(AL$2,$AS$2:$BA$2,0)+1,FALSE)","v":6.2371425618042452E-2},{"$f":"P618*VLOOKUP($B618,$AR$36:$AZ$47,MATCH(AM$2,$AS$2:$BA$2,0)+1,FALSE)","v":0},{"$f":"Q618*VLOOKUP($B618,$AR$36:$AZ$47,MATCH(AN$2,$AS$2:$BA$2,0)+1,FALSE)","v":1.4098715321122319E-3},{"$f":"R618*VLOOKUP($B618,$AR$36:$BA$47,MATCH(AO$2,$AS$2:$BA$2,0)+1,FALSE)","v":0},0.84942439485958143]
[2006,1,26,17,null,2013,1,26,17,0.34067073525858027,0.39027843907501614,0,0.11191666088892196,9.5540699999999978E-2,7.0334999999999995E-2,0,1.844841099551928E-3,0,1.0105863763220704,null,null,0.32253154410620422,9.8023524633352954E-2,0.34525586670816288,7.5304874430572474E-2,6.4837386481821732E-2,0,0,1.3484631500345877E-3,0,0.90730165951014874,null,{"$f":"J619*VLOOKUP($B619,$AR$36:$AZ$47,MATCH(AG$2,$AS$2:$BA$2,0)+1,FALSE)","v":0.3268556972479626},{"$f":"K619*VLOOKUP($B619,$AR$36:$AZ$47,MATCH(AH$2,$AS$2:$BA$2,0)+1,FALSE)","v":0.32976322829828164},{"$f":"L619*VLOOKUP($B619,$AR$36:$AZ$47,MATCH(AI$2,$AS$2:$BA$2,0)+1,FALSE)","v":0},{"$f":"M619*VLOOKUP($B619,$AR$36:$AZ$47,MATCH(AJ$2,$AS$2:$BA$2,0)+1,FALSE)","v":9.6207944299042975E-2},{"$f":"N619*VLOOKUP($B619,$AR$36:$AZ$47,MATCH(AK$2,$AS$2:$BA$2,0)+1,FALSE)","v":7.4726024584449491E-2},{"$f":"O619*VLOOKUP($B619,$AR$36:$AZ$47,MATCH(AL$2,$AS$2:$BA$2,0)+1,FALSE)","v":6.2332431845366028E-2},{"$f":"P619*VLOOKUP($B619,$AR$36:$AZ$47,MATCH(AM$2,$AS$2:$BA$2,0)+1,FALSE)","v":0},{"$f":"Q619*VLOOKUP($B619,$AR$36:$AZ$47,MATCH(AN$2,$AS$2:$BA$2,0)+1,FALSE)","v":1.4098715321122319E-3},{"$f":"R619*VLOOKUP($B619,$AR$36:$BA$47,MATCH(AO$2,$AS$2:$BA$2,0)+1,FALSE)","v":0},0.89129519780721511]
[2006,1,26,18,null,2013,1,26,18,0.40646413814477583,0.39731294652077759,8.1374845626072615E-3,0.11529206853882663,9.5636699999999991E-2,7.0934999999999998E-2,1.6566314455968877E-5,2.1676540671559715E-3,0,1.0959625581485992,null,null,0.38482174290704696,0.10097991515010031,0.35147887244429216,7.5380541323795319E-2,6.5390488520480905E-2,4.5509968790457987E-3,8.2910887531487215E-6,1.5844191850953237E-3,0,0.98419526749860997,null,{"$f":"J620*VLOOKUP($B620,$AR$36:$AZ$47,MATCH(AG$2,$AS$2:$BA$2,0)+1,FALSE)","v":0.38998101547748593},{"$f":"K620*VLOOKUP($B620,$AR$36:$AZ$47,MATCH(AH$2,$AS$2:$BA$2,0)+1,FALSE)","v":0.33570698960444162},{"$f":"L620*VLOOKUP($B620,$AR$36:$AZ$47,MATCH(AI$2,$AS$2:$BA$2,0)+1,FALSE)","v":6.0154061125468911E-3},{"$f":"M620*VLOOKUP($B620,$AR$36:$AZ$47,MATCH(AJ$2,$AS$2:$BA$2,0)+1,FALSE)","v":9.9109576894129942E-2},{"$f":"N620*VLOOKUP($B620,$AR$36:$AZ$47,MATCH(AK$2,$AS$2:$BA$2,0)+1,FALSE)","v":7.4801109845077762E-2},{"$f":"O620*VLOOKUP($B620,$AR$36:$AZ$47,MATCH(AL$2,$AS$2:$BA$2,0)+1,FALSE)","v":6.2864165109135409E-2},{"$f":"P620*VLOOKUP($B620,$AR$36:$AZ$47,MATCH(AM$2,$AS$2:$BA$2,0)+1,FALSE)","v":8.2910887531487215E-6},{"$f":"Q620*VLOOKUP($B620,$AR$36:$AZ$47,MATCH(AN$2,$AS$2:$BA$2,0)+1,FALSE)","v":1.6565728948107045E-3},{"$f":"R620*VLOOKUP($B620,$AR$36:$BA$47,MATCH(AO$2,$AS$2:$BA$2,0)+1,FALSE)","v":0},0.97014312702638139]
[2006,1,26,19,null,2013,1,26,19,0.42323552750685256,0.37754526477997619,8.4180874785592386E-3,9.965187502218513E-2,9.5126299999999969E-2,7.0925000000000002E-2,1.71375666785885E-5,2.1787855487974887E-3,0,1.0770979779030492,null,null,0.40070013088672224,8.7281267582598854E-2,0.33399159308444082,7.4978245674827235E-2,6.5381270153169926E-2,4.7079278059094483E-3,8.5769883653262672E-6,1.5925556000974171E-3,0,0.96864156777613131,null,{"$f":"J621*VLOOKUP($B621,$AR$36:$AZ$47,MATCH(AG$2,$AS$2:$BA$2,0)+1,FALSE)","v":0.40607228366228543},{"$f":"K621*VLOOKUP($B621,$AR$36:$AZ$47,MATCH(AH$2,$AS$2:$BA$2,0)+1,FALSE)","v":0.31900441550819053},{"$f":"L621*VLOOKUP($B621,$AR$36:$AZ$47,MATCH(AI$2,$AS$2:$BA$2,0)+1,FALSE)","v":6.2228339095312677E-3},{"$f":"M621*VLOOKUP($B621,$AR$36:$AZ$47,MATCH(AJ$2,$AS$2:$BA$2,0)+1,FALSE)","v":8.5664654085284397E-2},{"$f":"N621*VLOOKUP($B621,$AR$36:$AZ$47,MATCH(AK$2,$AS$2:$BA$2,0)+1,FALSE)","v":7.4401906542737456E-2},{"$f":"O621*VLOOKUP($B621,$AR$36:$AZ$47,MATCH(AL$2,$AS$2:$BA$2,0)+1,FALSE)","v":6.2855302888072589E-2},{"$f":"P621*VLOOKUP($B621,$AR$36:$AZ$47,MATCH(AM$2,$AS$2:$BA$2,0)+1,FALSE)","v":8.5769883653262672E-6},{"$f":"Q621*VLOOKUP($B621,$AR$36:$AZ$47,MATCH(AN$2,$AS$2:$BA$2,0)+1,FALSE)","v":1.66507983835203E-3},{"$f":"R621*VLOOKUP($B621,$AR$36:$BA$47,MATCH(AO$2,$AS$2:$BA$2,0)+1,FALSE)","v":0},0.95589505342281922]
[2006,1,26,20,null,2013,1,26,20,0.40374417773855859,0.37011424553840533,8.4180874785592386E-3,0.103812330054569,9.3452700000000041E-2,7.0668999999999996E-2,1.71375666785885E-5,2.1787855487974887E-3,0,1.0524064639255684,null,null,0.38224660821266498,9.0925251088840198E-2,0.3274178172057266,7.3659119502975851E-2,6.5145279950008669E-2,4.7079278059094483E-3,8.5769883653262672E-6,1.5925556000974171E-3,0,0.94570313635458847,null,{"$f":"J622*VLOOKUP($B622,$AR$36:$AZ$47,MATCH(AG$2,$AS$2:$BA$2,0)+1,FALSE)","v":0.38737135616998425},{"$f":"K622*VLOOKUP($B622,$AR$36:$AZ$47,MATCH(AH$2,$AS$2:$BA$2,0)+1,FALSE)","v":0.31272562413950811},{"$f":"L622*VLOOKUP($B622,$AR$36:$AZ$47,MATCH(AI$2,$AS$2:$BA$2,0)+1,FALSE)","v":6.2228339095312677E-3},{"$f":"M622*VLOOKUP($B622,$AR$36:$AZ$47,MATCH(AJ$2,$AS$2:$BA$2,0)+1,FALSE)","v":8.9241144152402557E-2},{"$f":"N622*VLOOKUP($B622,$AR$36:$AZ$47,MATCH(AK$2,$AS$2:$BA$2,0)+1,FALSE)","v":7.3092920165784711E-2},{"$f":"O622*VLOOKUP($B622,$AR$36:$AZ$47,MATCH(AL$2,$AS$2:$BA$2,0)+1,FALSE)","v":6.2628430028864326E-2},{"$f":"P622*VLOOKUP($B622,$AR$36:$AZ$47,MATCH(AM$2,$AS$2:$BA$2,0)+1,FALSE)","v":8.5769883653262672E-6},{"$f":"Q622*VLOOKUP($B622,$AR$36:$AZ$47,MATCH(AN$2,$AS$2:$BA$2,0)+1,FALSE)","v":1.66507983835203E-3},{"$f":"R622*VLOOKUP($B622,$AR$36:$BA$47,MATCH(AO$2,$AS$2:$BA$2,0)+1,FALSE)","v":0},0.93295596539279257]
[2006,1,26,21,null,2013,1,26,21,0.37484309087616674,0.36923630906378502,8.4180874785592386E-3,0.11210676005068,9.2530800000000024E-2,6.9904999999999995E-2,1.71375666785885E-5,2.1787855487974887E-3,0,1.0292359705846672,null,null,0.35488437480861451,9.819002522153493E-2,0.3266411595989725,7.29324808689953E-2,6.444099668744932E-2,4.7079278059094483E-3,8.5769883653262672E-6,1.5925556000974171E-3,0,0.92339809757993863,null,{"$f":"J623*VLOOKUP($B623,$AR$36:$AZ$47,MATCH(AG$2,$AS$2:$BA$2,0)+1,FALSE)","v":0.35964227961616513},{"$f":"K623*VLOOKUP($B623,$AR$36:$AZ$47,MATCH(AH$2,$AS$2:$BA$2,0)+1,FALSE)","v":0.31198381742633746},{"$f":"L623*VLOOKUP($B623,$AR$36:$AZ$47,MATCH(AI$2,$AS$2:$BA$2,0)+1,FALSE)","v":6.2228339095312677E-3},{"$f":"M623*VLOOKUP($B623,$AR$36:$AZ$47,MATCH(AJ$2,$AS$2:$BA$2,0)+1,FALSE)","v":9.6371360982675652E-2},{"$f":"N623*VLOOKUP($B623,$AR$36:$AZ$47,MATCH(AK$2,$AS$2:$BA$2,0)+1,FALSE)","v":7.2371867022313865E-2},{"$f":"O623*VLOOKUP($B623,$AR$36:$AZ$47,MATCH(AL$2,$AS$2:$BA$2,0)+1,FALSE)","v":6.1951356339664636E-2},{"$f":"P623*VLOOKUP($B623,$AR$36:$AZ$47,MATCH(AM$2,$AS$2:$BA$2,0)+1,FALSE)","v":8.5769883653262672E-6},{"$f":"Q623*VLOOKUP($B623,$AR$36:$AZ$47,MATCH(AN$2,$AS$2:$BA$2,0)+1,FALSE)","v":1.66507983835203E-3},{"$f":"R623*VLOOKUP($B623,$AR$36:$BA$47,MATCH(AO$2,$AS$2:$BA$2,0)+1,FALSE)","v":0},0.91021717212340536]
[2006,1,26,22,null,2013,1,26,22,0.36390270518599321,0.35445858442975897,8.4180874785592386E-3,0.10743052630400672,9.13524E-2,6.9198999999999997E-2,1.71375666785885E-5,2.1787855487974887E-3,0,0.99695722651379415,null,null,0.34452651566614734,9.4094290857968721E-2,0.31356819523387069,7.2003669754684974E-2,6.3790179955293694E-2,4.7079278059094483E-3,8.5769883653262672E-6,1.5925556000974171E-3,0,0.89429191186233759,null,{"$f":"J624*VLOOKUP($B624,$AR$36:$AZ$47,MATCH(AG$2,$AS$2:$BA$2,0)+1,FALSE)","v":0.34914555353193294},{"$f":"K624*VLOOKUP($B624,$AR$36:$AZ$47,MATCH(AH$2,$AS$2:$BA$2,0)+1,FALSE)","v":0.2994974751273134},{"$f":"L624*VLOOKUP($B624,$AR$36:$AZ$47,MATCH(AI$2,$AS$2:$BA$2,0)+1,FALSE)","v":6.2228339095312677E-3},{"$f":"M624*VLOOKUP($B624,$AR$36:$AZ$47,MATCH(AJ$2,$AS$2:$BA$2,0)+1,FALSE)","v":9.2351487335124938E-2},{"$f":"N624*VLOOKUP($B624,$AR$36:$AZ$47,MATCH(AK$2,$AS$2:$BA$2,0)+1,FALSE)","v":7.1450195448101855E-2},{"$f":"O624*VLOOKUP($B624,$AR$36:$AZ$47,MATCH(AL$2,$AS$2:$BA$2,0)+1,FALSE)","v":6.1325683532629328E-2},{"$f":"P624*VLOOKUP($B624,$AR$36:$AZ$47,MATCH(AM$2,$AS$2:$BA$2,0)+1,FALSE)","v":8.5769883653262672E-6},{"$f":"Q624*VLOOKUP($B624,$AR$36:$AZ$47,MATCH(AN$2,$AS$2:$BA$2,0)+1,FALSE)","v":1.66507983835203E-3},{"$f":"R624*VLOOKUP($B624,$AR$36:$BA$47,MATCH(AO$2,$AS$2:$BA$2,0)+1,FALSE)","v":0},0.8816668857113511]
[2006,1,26,23,null,2013,1,26,23,0.34212325842443397,0.33173607295048707,8.4180874785592386E-3,9.3225386528092952E-2,9.0394099999999977E-2,6.8663000000000002E-2,1.71375666785885E-5,2.1787855487974887E-3,0,0.9367558284970493,null,null,0.32390672691777511,8.1652551999028766E-2,0.29346695568511283,7.124834075702409E-2,6.3296075467424828E-2,4.7079278059094483E-3,8.5769883653262672E-6,1.5925556000974171E-3,0,0.83987971122073779,null,{"$f":"J625*VLOOKUP($B625,$AR$36:$AZ$47,MATCH(AG$2,$AS$2:$BA$2,0)+1,FALSE)","v":0.32824931701921639},{"$f":"K625*VLOOKUP($B625,$AR$36:$AZ$47,MATCH(AH$2,$AS$2:$BA$2,0)+1,FALSE)","v":0.28029823686498856},{"$f":"L625*VLOOKUP($B625,$AR$36:$AZ$47,MATCH(AI$2,$AS$2:$BA$2,0)+1,FALSE)","v":6.2228339095312677E-3},{"$f":"M625*VLOOKUP($B625,$AR$36:$AZ$47,MATCH(AJ$2,$AS$2:$BA$2,0)+1,FALSE)","v":8.0140192917775951E-2},{"$f":"N625*VLOOKUP($B625,$AR$36:$AZ$47,MATCH(AK$2,$AS$2:$BA$2,0)+1,FALSE)","v":7.0700672476642787E-2},{"$f":"O625*VLOOKUP($B625,$AR$36:$AZ$47,MATCH(AL$2,$AS$2:$BA$2,0)+1,FALSE)","v":6.0850668483662017E-2},{"$f":"P625*VLOOKUP($B625,$AR$36:$AZ$47,MATCH(AM$2,$AS$2:$BA$2,0)+1,FALSE)","v":8.5769883653262672E-6},{"$f":"Q625*VLOOKUP($B625,$AR$36:$AZ$47,MATCH(AN$2,$AS$2:$BA$2,0)+1,FALSE)","v":1.66507983835203E-3},{"$f":"R625*VLOOKUP($B625,$AR$36:$BA$47,MATCH(AO$2,$AS$2:$BA$2,0)+1,FALSE)","v":0},0.82813557849853436]
[2006,1,26,24,null,2013,1,26,24,0.23523972600823856,0.35067855348557919,8.4180874785592386E-3,0.133588599386465,9.0545600000000032E-2,6.8328E-2,1.71375666785885E-5,2.1787855487974887E-3,0,0.88899448947431803,null,null,0.22271426398562844,0.11700514703249566,0.31022422915952241,7.1367752572891421E-2,6.2987260162506789E-2,4.7079278059094483E-3,8.5769883653262672E-6,1.5925556000974171E-3,0,0.79060771330741686,null,{"$f":"J626*VLOOKUP($B626,$AR$36:$AZ$47,MATCH(AG$2,$AS$2:$BA$2,0)+1,FALSE)","v":0.22570017529237105},{"$f":"K626*VLOOKUP($B626,$AR$36:$AZ$47,MATCH(AH$2,$AS$2:$BA$2,0)+1,FALSE)","v":0.29630356257048746},{"$f":"L626*VLOOKUP($B626,$AR$36:$AZ$47,MATCH(AI$2,$AS$2:$BA$2,0)+1,FALSE)","v":6.2228339095312677E-3},{"$f":"M626*VLOOKUP($B626,$AR$36:$AZ$47,MATCH(AJ$2,$AS$2:$BA$2,0)+1,FALSE)","v":0.11483799129350516},{"$f":"N626*VLOOKUP($B626,$AR$36:$AZ$47,MATCH(AK$2,$AS$2:$BA$2,0)+1,FALSE)","v":7.0819166403571804E-2},{"$f":"O626*VLOOKUP($B626,$AR$36:$AZ$47,MATCH(AL$2,$AS$2:$BA$2,0)+1,FALSE)","v":6.0553784078057442E-2},{"$f":"P626*VLOOKUP($B626,$AR$36:$AZ$47,MATCH(AM$2,$AS$2:$BA$2,0)+1,FALSE)","v":8.5769883653262672E-6},{"$f":"Q626*VLOOKUP($B626,$AR$36:$AZ$47,MATCH(AN$2,$AS$2:$BA$2,0)+1,FALSE)","v":1.66507983835203E-3},{"$f":"R626*VLOOKUP($B626,$AR$36:$BA$47,MATCH(AO$2,$AS$2:$BA$2,0)+1,FALSE)","v":0},0.77611117037424149]
[2006,1,27,1,null,2013,1,27,1,0.26716602511830895,0.37973850822114058,8.4180874785592386E-3,0.12374939577006161,8.9876900000000023E-2,6.7144999999999996E-2,1.71375666785885E-5,2.1787855487974887E-3,0,0.9382898397035464,null,null,0.25294063063186117,0.10838736474338377,0.33593182367205898,7.0840685369786105E-2,6.1896727309617115E-2,4.7079278059094483E-3,8.5769883653262672E-6,1.5925556000974171E-3,0,0.83630629212107943,null,{"$f":"J627*VLOOKUP($B627,$AR$36:$AZ$47,MATCH(AG$2,$AS$2:$BA$2,0)+1,FALSE)","v":0.25633178428058762},{"$f":"K627*VLOOKUP($B627,$AR$36:$AZ$47,MATCH(AH$2,$AS$2:$BA$2,0)+1,FALSE)","v":0.32085758228654637},{"$f":"L627*VLOOKUP($B627,$AR$36:$AZ$47,MATCH(AI$2,$AS$2:$BA$2,0)+1,FALSE)","v":6.2228339095312677E-3},{"$f":"M627*VLOOKUP($B627,$AR$36:$AZ$47,MATCH(AJ$2,$AS$2:$BA$2,0)+1,FALSE)","v":0.10637982656668762},{"$f":"N627*VLOOKUP($B627,$AR$36:$AZ$47,MATCH(AK$2,$AS$2:$BA$2,0)+1,FALSE)","v":7.029615063500802E-2},{"$f":"O627*VLOOKUP($B627,$AR$36:$AZ$47,MATCH(AL$2,$AS$2:$BA$2,0)+1,FALSE)","v":5.9505383326325469E-2},{"$f":"P627*VLOOKUP($B627,$AR$36:$AZ$47,MATCH(AM$2,$AS$2:$BA$2,0)+1,FALSE)","v":8.5769883653262672E-6},{"$f":"Q627*VLOOKUP($B627,$AR$36:$AZ$47,MATCH(AN$2,$AS$2:$BA$2,0)+1,FALSE)","v":1.66507983835203E-3},{"$f":"R627*VLOOKUP($B627,$AR$36:$BA$47,MATCH(AO$2,$AS$2:$BA$2,0)+1,FALSE)","v":0},0.82126721783140377]
[2006,1,27,2,null,2013,1,27,2,0.25003152760906588,0.36826872242525222,8.4180874785592386E-3,0.11386620335348641,9.0024300000000002E-2,6.7084000000000005E-2,1.71375666785885E-5,2.1787855487974887E-3,0,0.8998887639818397,null,null,0.23671846838788285,9.973105434591889E-2,0.32578519388307581,7.0956865578755315E-2,6.1840495269020107E-2,4.7079278059094483E-3,8.5769883653262672E-6,1.5925556000974171E-3,0,0.80134113785902528,null,{"$f":"J628*VLOOKUP($B628,$AR$36:$AZ$47,MATCH(AG$2,$AS$2:$BA$2,0)+1,FALSE)","v":0.23989213287898964},{"$f":"K628*VLOOKUP($B628,$AR$36:$AZ$47,MATCH(AH$2,$AS$2:$BA$2,0)+1,FALSE)","v":0.31116626139035175},{"$f":"L628*VLOOKUP($B628,$AR$36:$AZ$47,MATCH(AI$2,$AS$2:$BA$2,0)+1,FALSE)","v":6.2228339095312677E-3},{"$f":"M628*VLOOKUP($B628,$AR$36:$AZ$47,MATCH(AJ$2,$AS$2:$BA$2,0)+1,FALSE)","v":9.7883847344663585E-2},{"$f":"N628*VLOOKUP($B628,$AR$36:$AZ$47,MATCH(AK$2,$AS$2:$BA$2,0)+1,FALSE)","v":7.0411437795597664E-2},{"$f":"O628*VLOOKUP($B628,$AR$36:$AZ$47,MATCH(AL$2,$AS$2:$BA$2,0)+1,FALSE)","v":5.9451323777842256E-2},{"$f":"P628*VLOOKUP($B628,$AR$36:$AZ$47,MATCH(AM$2,$AS$2:$BA$2,0)+1,FALSE)","v":8.5769883653262672E-6},{"$f":"Q628*VLOOKUP($B628,$AR$36:$AZ$47,MATCH(AN$2,$AS$2:$BA$2,0)+1,FALSE)","v":1.66507983835203E-3},{"$f":"R628*VLOOKUP($B628,$AR$36:$BA$47,MATCH(AO$2,$AS$2:$BA$2,0)+1,FALSE)","v":0},0.7867014939236936]
[2006,1,27,3,null,2013,1,27,3,0.23365387971488058,0.36468348737445039,8.4180874785592386E-3,0.11219542616129979,9.0551899999999949E-2,6.7108000000000001E-2,1.71375666785885E-5,2.1787855487974887E-3,0,0.87880670384466586,null,null,0.22121285690608106,9.8267684478069661E-2,0.3226135520220732,7.1372718212759104E-2,6.1862619350566472E-2,4.7079278059094483E-3,8.5769883653262672E-6,1.5925556000974171E-3,0,0.78163849136392172,null,{"$f":"J629*VLOOKUP($B629,$AR$36:$AZ$47,MATCH(AG$2,$AS$2:$BA$2,0)+1,FALSE)","v":0.22417863897505227},{"$f":"K629*VLOOKUP($B629,$AR$36:$AZ$47,MATCH(AH$2,$AS$2:$BA$2,0)+1,FALSE)","v":0.30813694035646982},{"$f":"L629*VLOOKUP($B629,$AR$36:$AZ$47,MATCH(AI$2,$AS$2:$BA$2,0)+1,FALSE)","v":6.2228339095312677E-3},{"$f":"M629*VLOOKUP($B629,$AR$36:$AZ$47,MATCH(AJ$2,$AS$2:$BA$2,0)+1,FALSE)","v":9.644758184348376E-2},{"$f":"N629*VLOOKUP($B629,$AR$36:$AZ$47,MATCH(AK$2,$AS$2:$BA$2,0)+1,FALSE)","v":7.0824093873800481E-2},{"$f":"O629*VLOOKUP($B629,$AR$36:$AZ$47,MATCH(AL$2,$AS$2:$BA$2,0)+1,FALSE)","v":5.9472593108393028E-2},{"$f":"P629*VLOOKUP($B629,$AR$36:$AZ$47,MATCH(AM$2,$AS$2:$BA$2,0)+1,FALSE)","v":8.5769883653262672E-6},{"$f":"Q629*VLOOKUP($B629,$AR$36:$AZ$47,MATCH(AN$2,$AS$2:$BA$2,0)+1,FALSE)","v":1.66507983835203E-3},{"$f":"R629*VLOOKUP($B629,$AR$36:$BA$47,MATCH(AO$2,$AS$2:$BA$2,0)+1,FALSE)","v":0},0.76695633889344805]
[2006,1,27,4,null,2013,1,27,4,0.23334474363683574,0.36185699046425818,8.4180874785592386E-3,0.10997334282268764,9.1161999999999979E-2,6.6665000000000002E-2,1.71375666785885E-5,2.1787855487974887E-3,0,0.87361608751781672,null,null,0.22092018093990198,9.6321446633321983E-2,0.32011312016939591,7.185359708312633E-2,6.1454245678689783E-2,4.7079278059094483E-3,8.5769883653262672E-6,1.5925556000974171E-3,0,0.77697165089880804,null,{"$f":"J630*VLOOKUP($B630,$AR$36:$AZ$47,MATCH(AG$2,$AS$2:$BA$2,0)+1,FALSE)","v":0.22388203912694044},{"$f":"K630*VLOOKUP($B630,$AR$36:$AZ$47,MATCH(AH$2,$AS$2:$BA$2,0)+1,FALSE)","v":0.30574871017883259},{"$f":"L630*VLOOKUP($B630,$AR$36:$AZ$47,MATCH(AI$2,$AS$2:$BA$2,0)+1,FALSE)","v":6.2228339095312677E-3},{"$f":"M630*VLOOKUP($B630,$AR$36:$AZ$47,MATCH(AJ$2,$AS$2:$BA$2,0)+1,FALSE)","v":9.4537391989971159E-2},{"$f":"N630*VLOOKUP($B630,$AR$36:$AZ$47,MATCH(AK$2,$AS$2:$BA$2,0)+1,FALSE)","v":7.1301276347855769E-2},{"$f":"O630*VLOOKUP($B630,$AR$36:$AZ$47,MATCH(AL$2,$AS$2:$BA$2,0)+1,FALSE)","v":5.9079996715309967E-2},{"$f":"P630*VLOOKUP($B630,$AR$36:$AZ$47,MATCH(AM$2,$AS$2:$BA$2,0)+1,FALSE)","v":8.5769883653262672E-6},{"$f":"Q630*VLOOKUP($B630,$AR$36:$AZ$47,MATCH(AN$2,$AS$2:$BA$2,0)+1,FALSE)","v":1.66507983835203E-3},{"$f":"R630*VLOOKUP($B630,$AR$36:$BA$47,MATCH(AO$2,$AS$2:$BA$2,0)+1,FALSE)","v":0},0.76244590509515853]
[2006,1,27,5,null,2013,1,27,5,0.23527224346464753,0.36165328006156039,8.4180874785592386E-3,0.10656249954213103,9.1549700000000012E-2,6.6784999999999997E-2,1.71375666785885E-5,2.1787855487974887E-3,0,0.87243673366237406,null,null,0.22274505003309458,9.3334019402411428E-2,0.31993290982570488,7.2159180984193994E-2,6.1564866086421616E-2,4.7079278059094483E-3,8.5769883653262672E-6,1.5925556000974171E-3,0,0.77604508672619865,null,{"$f":"J631*VLOOKUP($B631,$AR$36:$AZ$47,MATCH(AG$2,$AS$2:$BA$2,0)+1,FALSE)","v":0.2257313740857726},{"$f":"K631*VLOOKUP($B631,$AR$36:$AZ$47,MATCH(AH$2,$AS$2:$BA$2,0)+1,FALSE)","v":0.30557658639922852},{"$f":"L631*VLOOKUP($B631,$AR$36:$AZ$47,MATCH(AI$2,$AS$2:$BA$2,0)+1,FALSE)","v":6.2228339095312677E-3},{"$f":"M631*VLOOKUP($B631,$AR$36:$AZ$47,MATCH(AJ$2,$AS$2:$BA$2,0)+1,FALSE)","v":9.1605297539134684E-2},{"$f":"N631*VLOOKUP($B631,$AR$36:$AZ$47,MATCH(AK$2,$AS$2:$BA$2,0)+1,FALSE)","v":7.1604511301455578E-2},{"$f":"O631*VLOOKUP($B631,$AR$36:$AZ$47,MATCH(AL$2,$AS$2:$BA$2,0)+1,FALSE)","v":5.9186343368063839E-2},{"$f":"P631*VLOOKUP($B631,$AR$36:$AZ$47,MATCH(AM$2,$AS$2:$BA$2,0)+1,FALSE)","v":8.5769883653262672E-6},{"$f":"Q631*VLOOKUP($B631,$AR$36:$AZ$47,MATCH(AN$2,$AS$2:$BA$2,0)+1,FALSE)","v":1.66507983835203E-3},{"$f":"R631*VLOOKUP($B631,$AR$36:$BA$47,MATCH(AO$2,$AS$2:$BA$2,0)+1,FALSE)","v":0},0.76160060342990388]
[2006,1,27,6,null,2013,1,27,6,0.24051335887294562,0.36891645757148855,8.4180874785592386E-3,0.1081260650517205,9.2476799999999998E-2,6.6694000000000003E-2,1.71375666785885E-5,2.1787855487974887E-3,0,0.88734069209018995,null,null,0.22770709951525545,9.4703486656239011E-2,0.32635820621714479,7.2889918241557439E-2,6.1480978943891644E-2,4.7079278059094483E-3,8.5769883653262672E-6,1.5925556000974171E-3,0,0.78944874996846037,null,{"$f":"J632*VLOOKUP($B632,$AR$36:$AZ$47,MATCH(AG$2,$AS$2:$BA$2,0)+1,FALSE)","v":0.23075994934579902},{"$f":"K632*VLOOKUP($B632,$AR$36:$AZ$47,MATCH(AH$2,$AS$2:$BA$2,0)+1,FALSE)","v":0.31171356098858577},{"$f":"L632*VLOOKUP($B632,$AR$36:$AZ$47,MATCH(AI$2,$AS$2:$BA$2,0)+1,FALSE)","v":6.2228339095312677E-3},{"$f":"M632*VLOOKUP($B632,$AR$36:$AZ$47,MATCH(AJ$2,$AS$2:$BA$2,0)+1,FALSE)","v":9.2949399679599615E-2},{"$f":"N632*VLOOKUP($B632,$AR$36:$AZ$47,MATCH(AK$2,$AS$2:$BA$2,0)+1,FALSE)","v":7.2329631563210442E-2},{"$f":"O632*VLOOKUP($B632,$AR$36:$AZ$47,MATCH(AL$2,$AS$2:$BA$2,0)+1,FALSE)","v":5.9105697156392155E-2},{"$f":"P632*VLOOKUP($B632,$AR$36:$AZ$47,MATCH(AM$2,$AS$2:$BA$2,0)+1,FALSE)","v":8.5769883653262672E-6},{"$f":"Q632*VLOOKUP($B632,$AR$36:$AZ$47,MATCH(AN$2,$AS$2:$BA$2,0)+1,FALSE)","v":1.66507983835203E-3},{"$f":"R632*VLOOKUP($B632,$AR$36:$BA$47,MATCH(AO$2,$AS$2:$BA$2,0)+1,FALSE)","v":0},0.77475472946983559]
[2006,1,27,7,null,2013,1,27,7,0.25365099514665407,0.38227293529311523,8.4180874785592386E-3,0.10981157820483435,9.4918599999999992E-2,6.7543000000000006E-2,1.71375666785885E-5,2.1787855487974887E-3,0,0.91881111923863878,null,null,0.24014521548682141,9.6179763188900036E-2,0.33817387890169737,7.4814537198552425E-2,6.2263618328594381E-2,4.7079278059094483E-3,8.5769883653262672E-6,1.5925556000974171E-3,0,0.81788607349893783,null,{"$f":"J633*VLOOKUP($B633,$AR$36:$AZ$47,MATCH(AG$2,$AS$2:$BA$2,0)+1,FALSE)","v":0.24336482208655186},{"$f":"K633*VLOOKUP($B633,$AR$36:$AZ$47,MATCH(AH$2,$AS$2:$BA$2,0)+1,FALSE)","v":0.32299902995432361},{"$f":"L633*VLOOKUP($B633,$AR$36:$AZ$47,MATCH(AI$2,$AS$2:$BA$2,0)+1,FALSE)","v":6.2228339095312677E-3},{"$f":"M633*VLOOKUP($B633,$AR$36:$AZ$47,MATCH(AJ$2,$AS$2:$BA$2,0)+1,FALSE)","v":9.4398332789845163E-2},{"$f":"N633*VLOOKUP($B633,$AR$36:$AZ$47,MATCH(AK$2,$AS$2:$BA$2,0)+1,FALSE)","v":7.4239456452815683E-2},{"$f":"O633*VLOOKUP($B633,$AR$36:$AZ$47,MATCH(AL$2,$AS$2:$BA$2,0)+1,FALSE)","v":5.9858099724625836E-2},{"$f":"P633*VLOOKUP($B633,$AR$36:$AZ$47,MATCH(AM$2,$AS$2:$BA$2,0)+1,FALSE)","v":8.5769883653262672E-6},{"$f":"Q633*VLOOKUP($B633,$AR$36:$AZ$47,MATCH(AN$2,$AS$2:$BA$2,0)+1,FALSE)","v":1.66507983835203E-3},{"$f":"R633*VLOOKUP($B633,$AR$36:$BA$47,MATCH(AO$2,$AS$2:$BA$2,0)+1,FALSE)","v":0},0.80275623174441091]
[2006,1,27,8,null,2013,1,27,8,0.28545968573876734,0.39435821823613748,4.0687422813036351E-3,0.1096739386462544,9.551889999999999E-2,6.8009E-2,8.2831572279844468E-6,2.0062475833539503E-3,0,0.95910301564304479,null,null,0.27026023574203539,9.6059209961580488E-2,0.3488650020054887,7.5287691740236473E-2,6.2693194245286327E-2,2.2754984395229015E-3,4.145544376574365E-6,1.466441167564956E-3,0,0.85691141884609179,null,{"$f":"J634*VLOOKUP($B634,$AR$36:$AZ$47,MATCH(AG$2,$AS$2:$BA$2,0)+1,FALSE)","v":0.2738835918720996},{"$f":"K634*VLOOKUP($B634,$AR$36:$AZ$47,MATCH(AH$2,$AS$2:$BA$2,0)+1,FALSE)","v":0.33321041116112182},{"$f":"L634*VLOOKUP($B634,$AR$36:$AZ$47,MATCH(AI$2,$AS$2:$BA$2,0)+1,FALSE)","v":3.0077030562734486E-3},{"$f":"M634*VLOOKUP($B634,$AR$36:$AZ$47,MATCH(AJ$2,$AS$2:$BA$2,0)+1,FALSE)","v":9.4280012435395452E-2},{"$f":"N634*VLOOKUP($B634,$AR$36:$AZ$47,MATCH(AK$2,$AS$2:$BA$2,0)+1,FALSE)","v":7.4708973973181825E-2},{"$f":"O634*VLOOKUP($B634,$AR$36:$AZ$47,MATCH(AL$2,$AS$2:$BA$2,0)+1,FALSE)","v":6.0271079226153386E-2},{"$f":"P634*VLOOKUP($B634,$AR$36:$AZ$47,MATCH(AM$2,$AS$2:$BA$2,0)+1,FALSE)","v":4.145544376574365E-6},{"$f":"Q634*VLOOKUP($B634,$AR$36:$AZ$47,MATCH(AN$2,$AS$2:$BA$2,0)+1,FALSE)","v":1.5332222134614687E-3},{"$f":"R634*VLOOKUP($B634,$AR$36:$BA$47,MATCH(AO$2,$AS$2:$BA$2,0)+1,FALSE)","v":0},0.84089913948206341]
[2006,1,27,9,null,2013,1,27,9,0.32804167593539224,0.40071581742824308,0,0.11033145966461672,9.6243400000000007E-2,6.6410999999999998E-2,0,1.844841099551928E-3,0,1.0035881941278042,null,null,0.31057492563991607,9.6635107484151828E-2,0.35448918771366106,7.5858740325027568E-2,6.122009914899073E-2,0,0,1.3484631500345877E-3,0,0.90012652346178179,null,{"$f":"J635*VLOOKUP($B635,$AR$36:$AZ$47,MATCH(AG$2,$AS$2:$BA$2,0)+1,FALSE)","v":0.31473877740883022},{"$f":"K635*VLOOKUP($B635,$AR$36:$AZ$47,MATCH(AH$2,$AS$2:$BA$2,0)+1,FALSE)","v":0.3385822232417075},{"$f":"L635*VLOOKUP($B635,$AR$36:$AZ$47,MATCH(AI$2,$AS$2:$BA$2,0)+1,FALSE)","v":0},{"$f":"M635*VLOOKUP($B635,$AR$36:$AZ$47,MATCH(AJ$2,$AS$2:$BA$2,0)+1,FALSE)","v":9.4845243250964884E-2},{"$f":"N635*VLOOKUP($B635,$AR$36:$AZ$47,MATCH(AK$2,$AS$2:$BA$2,0)+1,FALSE)","v":7.5275633049485799E-2},{"$f":"O635*VLOOKUP($B635,$AR$36:$AZ$47,MATCH(AL$2,$AS$2:$BA$2,0)+1,FALSE)","v":5.8854896300314263E-2},{"$f":"P635*VLOOKUP($B635,$AR$36:$AZ$47,MATCH(AM$2,$AS$2:$BA$2,0)+1,FALSE)","v":0},{"$f":"Q635*VLOOKUP($B635,$AR$36:$AZ$47,MATCH(AN$2,$AS$2:$BA$2,0)+1,FALSE)","v":1.4098715321122319E-3},{"$f":"R635*VLOOKUP($B635,$AR$36:$BA$47,MATCH(AO$2,$AS$2:$BA$2,0)+1,FALSE)","v":0},0.88370664478341487]
[2006,1,27,10,null,2013,1,27,10,0.36834175474221786,0.40605764952004392,0,0.10447817366111625,9.6148900000000023E-2,6.7623000000000003E-2,0,1.844841099551928E-3,0,1.0444943190229299,null,null,0.34872920571126192,9.150843804822531E-2,0.35921478534860929,7.5784255727011349E-2,6.2337365267082265E-2,0,0,1.3484631500345877E-3,0,0.93892251325222464,null,{"$f":"J636*VLOOKUP($B636,$AR$36:$AZ$47,MATCH(AG$2,$AS$2:$BA$2,0)+1,FALSE)","v":0.35340458868714453},{"$f":"K636*VLOOKUP($B636,$AR$36:$AZ$47,MATCH(AH$2,$AS$2:$BA$2,0)+1,FALSE)","v":0.3430957695185517},{"$f":"L636*VLOOKUP($B636,$AR$36:$AZ$47,MATCH(AI$2,$AS$2:$BA$2,0)+1,FALSE)","v":0},{"$f":"M636*VLOOKUP($B636,$AR$36:$AZ$47,MATCH(AJ$2,$AS$2:$BA$2,0)+1,FALSE)","v":8.981352939068403E-2},{"$f":"N636*VLOOKUP($B636,$AR$36:$AZ$47,MATCH(AK$2,$AS$2:$BA$2,0)+1,FALSE)","v":7.5201720996054863E-2},{"$f":"O636*VLOOKUP($B636,$AR$36:$AZ$47,MATCH(AL$2,$AS$2:$BA$2,0)+1,FALSE)","v":5.9928997493128418E-2},{"$f":"P636*VLOOKUP($B636,$AR$36:$AZ$47,MATCH(AM$2,$AS$2:$BA$2,0)+1,FALSE)","v":0},{"$f":"Q636*VLOOKUP($B636,$AR$36:$AZ$47,MATCH(AN$2,$AS$2:$BA$2,0)+1,FALSE)","v":1.4098715321122319E-3},{"$f":"R636*VLOOKUP($B636,$AR$36:$BA$47,MATCH(AO$2,$AS$2:$BA$2,0)+1,FALSE)","v":0},0.92285447761767569]
[2006,1,27,11,null,2013,1,27,11,0.36102093703590765,0.4210698440835729,0,0.11824623921706977,9.6900499999999973E-2,6.8594000000000002E-2,0,1.844841099551928E-3,0,1.0676763614361022,null,null,0.34179818876569412,0.10356736030750456,0.37249517116112535,7.6376664445201761E-2,6.3232468732979025E-2,0,0,1.3484631500345877E-3,0,0.95881831656253935,null,{"$f":"J637*VLOOKUP($B637,$AR$36:$AZ$47,MATCH(AG$2,$AS$2:$BA$2,0)+1,FALSE)","v":0.34638064818340558},{"$f":"K637*VLOOKUP($B637,$AR$36:$AZ$47,MATCH(AH$2,$AS$2:$BA$2,0)+1,FALSE)","v":0.35578022565926026},{"$f":"L637*VLOOKUP($B637,$AR$36:$AZ$47,MATCH(AI$2,$AS$2:$BA$2,0)+1,FALSE)","v":0},{"$f":"M637*VLOOKUP($B637,$AR$36:$AZ$47,MATCH(AJ$2,$AS$2:$BA$2,0)+1,FALSE)","v":0.10164909769295334},{"$f":"N637*VLOOKUP($B637,$AR$36:$AZ$47,MATCH(AK$2,$AS$2:$BA$2,0)+1,FALSE)","v":7.5789576015723628E-2},{"$f":"O637*VLOOKUP($B637,$AR$36:$AZ$47,MATCH(AL$2,$AS$2:$BA$2,0)+1,FALSE)","v":6.0789519158328538E-2},{"$f":"P637*VLOOKUP($B637,$AR$36:$AZ$47,MATCH(AM$2,$AS$2:$BA$2,0)+1,FALSE)","v":0},{"$f":"Q637*VLOOKUP($B637,$AR$36:$AZ$47,MATCH(AN$2,$AS$2:$BA$2,0)+1,FALSE)","v":1.4098715321122319E-3},{"$f":"R637*VLOOKUP($B637,$AR$36:$BA$47,MATCH(AO$2,$AS$2:$BA$2,0)+1,FALSE)","v":0},0.94179893824178373]
[2006,1,27,12,null,2013,1,27,12,0.36988859527773582,0.42794430323460864,0,0.12164081537752419,9.7385600000000017E-2,6.9153000000000006E-2,0,1.844841099551928E-3,0,1.0878571549894205,null,null,0.35019368391490918,0.1065405397898191,0.37857659179498337,7.6759018715018432E-2,6.3747775465663167E-2,0,0,1.3484631500345877E-3,0,0.97716607283042778,null,{"$f":"J638*VLOOKUP($B638,$AR$36:$AZ$47,MATCH(AG$2,$AS$2:$BA$2,0)+1,FALSE)","v":0.35488870102624626},{"$f":"K638*VLOOKUP($B638,$AR$36:$AZ$47,MATCH(AH$2,$AS$2:$BA$2,0)+1,FALSE)","v":0.36158875519992101},{"$f":"L638*VLOOKUP($B638,$AR$36:$AZ$47,MATCH(AI$2,$AS$2:$BA$2,0)+1,FALSE)","v":0},{"$f":"M638*VLOOKUP($B638,$AR$36:$AZ$47,MATCH(AJ$2,$AS$2:$BA$2,0)+1,FALSE)","v":0.1045672082903379},{"$f":"N638*VLOOKUP($B638,$AR$36:$AZ$47,MATCH(AK$2,$AS$2:$BA$2,0)+1,FALSE)","v":7.6168991223335883E-2},{"$f":"O638*VLOOKUP($B638,$AR$36:$AZ$47,MATCH(AL$2,$AS$2:$BA$2,0)+1,FALSE)","v":6.1284917315740352E-2},{"$f":"P638*VLOOKUP($B638,$AR$36:$AZ$47,MATCH(AM$2,$AS$2:$BA$2,0)+1,FALSE)","v":0},{"$f":"Q638*VLOOKUP($B638,$AR$36:$AZ$47,MATCH(AN$2,$AS$2:$BA$2,0)+1,FALSE)","v":1.4098715321122319E-3},{"$f":"R638*VLOOKUP($B638,$AR$36:$BA$47,MATCH(AO$2,$AS$2:$BA$2,0)+1,FALSE)","v":0},0.95990844458769375]
[2006,1,27,13,null,2013,1,27,13,0.35636814646594345,0.43577952284627164,0,0.13389769178831196,9.7901200000000008E-2,6.9331000000000004E-2,0,1.844841099551928E-3,0,1.0951224022000789,null,null,0.337393138458704,0.11727586925049052,0.38550793943561884,7.7165412987369411E-2,6.3911862403798717E-2,0,0,1.3484631500345877E-3,0,0.98260268568601605,null,{"$f":"J639*VLOOKUP($B639,$AR$36:$AZ$47,MATCH(AG$2,$AS$2:$BA$2,0)+1,FALSE)","v":0.34191653973939717},{"$f":"K639*VLOOKUP($B639,$AR$36:$AZ$47,MATCH(AH$2,$AS$2:$BA$2,0)+1,FALSE)","v":0.36820907304195116},{"$f":"L639*VLOOKUP($B639,$AR$36:$AZ$47,MATCH(AI$2,$AS$2:$BA$2,0)+1,FALSE)","v":0},{"$f":"M639*VLOOKUP($B639,$AR$36:$AZ$47,MATCH(AJ$2,$AS$2:$BA$2,0)+1,FALSE)","v":0.11510369922603242},{"$f":"N639*VLOOKUP($B639,$AR$36:$AZ$47,MATCH(AK$2,$AS$2:$BA$2,0)+1,FALSE)","v":7.6572261643960193E-2},{"$f":"O639*VLOOKUP($B639,$AR$36:$AZ$47,MATCH(AL$2,$AS$2:$BA$2,0)+1,FALSE)","v":6.14426648506586E-2},{"$f":"P639*VLOOKUP($B639,$AR$36:$AZ$47,MATCH(AM$2,$AS$2:$BA$2,0)+1,FALSE)","v":0},{"$f":"Q639*VLOOKUP($B639,$AR$36:$AZ$47,MATCH(AN$2,$AS$2:$BA$2,0)+1,FALSE)","v":1.4098715321122319E-3},{"$f":"R639*VLOOKUP($B639,$AR$36:$BA$47,MATCH(AO$2,$AS$2:$BA$2,0)+1,FALSE)","v":0},0.96465411003411183]
[2006,1,27,14,null,2013,1,27,14,0.35190951222801992,0.4328533349100272,0,0.12853730962645901,9.7484900000000027E-2,6.9708999999999993E-2,0,1.844841099551928E-3,0,1.0823388978640582,null,null,0.33317190652849216,0.11258091544546157,0.38291931692684417,7.6837286657695819E-2,6.426031668815399E-2,0,0,1.3484631500345877E-3,0,0.97111820539668225,null,{"$f":"J640*VLOOKUP($B640,$AR$36:$AZ$47,MATCH(AG$2,$AS$2:$BA$2,0)+1,FALSE)","v":0.3376387141096025},{"$f":"K640*VLOOKUP($B640,$AR$36:$AZ$47,MATCH(AH$2,$AS$2:$BA$2,0)+1,FALSE)","v":0.36573660958035065},{"$f":"L640*VLOOKUP($B640,$AR$36:$AZ$47,MATCH(AI$2,$AS$2:$BA$2,0)+1,FALSE)","v":0},{"$f":"M640*VLOOKUP($B640,$AR$36:$AZ$47,MATCH(AJ$2,$AS$2:$BA$2,0)+1,FALSE)","v":0.1104957048098929},{"$f":"N640*VLOOKUP($B640,$AR$36:$AZ$47,MATCH(AK$2,$AS$2:$BA$2,0)+1,FALSE)","v":7.6246657539798257E-2},{"$f":"O640*VLOOKUP($B640,$AR$36:$AZ$47,MATCH(AL$2,$AS$2:$BA$2,0)+1,FALSE)","v":6.1777656806833302E-2},{"$f":"P640*VLOOKUP($B640,$AR$36:$AZ$47,MATCH(AM$2,$AS$2:$BA$2,0)+1,FALSE)","v":0},{"$f":"Q640*VLOOKUP($B640,$AR$36:$AZ$47,MATCH(AN$2,$AS$2:$BA$2,0)+1,FALSE)","v":1.4098715321122319E-3},{"$f":"R640*VLOOKUP($B640,$AR$36:$BA$47,MATCH(AO$2,$AS$2:$BA$2,0)+1,FALSE)","v":0},0.95330521437858984]
[2006,1,27,15,null,2013,1,27,15,0.3651929710534953,0.42484004958902066,0,0.11768460113048652,9.7348400000000043E-2,7.016E-2,0,1.844841099551928E-3,0,1.0770708628725545,null,null,0.34574808065392687,0.10307544297921808,0.37583044526065373,7.6729697793894602E-2,6.4676065053879475E-2,0,0,1.3484631500345877E-3,0,0.96740819489160723,null,{"$f":"J641*VLOOKUP($B641,$AR$36:$AZ$47,MATCH(AG$2,$AS$2:$BA$2,0)+1,FALSE)","v":0.35038349593822016},{"$f":"K641*VLOOKUP($B641,$AR$36:$AZ$47,MATCH(AH$2,$AS$2:$BA$2,0)+1,FALSE)","v":0.35896583627554501},{"$f":"L641*VLOOKUP($B641,$AR$36:$AZ$47,MATCH(AI$2,$AS$2:$BA$2,0)+1,FALSE)","v":0},{"$f":"M641*VLOOKUP($B641,$AR$36:$AZ$47,MATCH(AJ$2,$AS$2:$BA$2,0)+1,FALSE)","v":0.10116629160026754},{"$f":"N641*VLOOKUP($B641,$AR$36:$AZ$47,MATCH(AK$2,$AS$2:$BA$2,0)+1,FALSE)","v":7.6139895684842446E-2},{"$f":"O641*VLOOKUP($B641,$AR$36:$AZ$47,MATCH(AL$2,$AS$2:$BA$2,0)+1,FALSE)","v":6.2177342976766629E-2},{"$f":"P641*VLOOKUP($B641,$AR$36:$AZ$47,MATCH(AM$2,$AS$2:$BA$2,0)+1,FALSE)","v":0},{"$f":"Q641*VLOOKUP($B641,$AR$36:$AZ$47,MATCH(AN$2,$AS$2:$BA$2,0)+1,FALSE)","v":1.4098715321122319E-3},{"$f":"R641*VLOOKUP($B641,$AR$36:$BA$47,MATCH(AO$2,$AS$2:$BA$2,0)+1,FALSE)","v":0},0.95024273400775405]
[2006,1,27,16,null,2013,1,27,16,0.37841765348297629,0.42858199121345297,0,0.12339640374153577,9.7570999999999991E-2,7.0259000000000002E-2,0,1.844841099551928E-3,0,1.1000708895375171,null,null,0.35826860796325716,0.10807819252068922,0.37914071600422,7.6905150402555023E-2,6.4767326890258242E-2,0,0,1.3484631500345877E-3,0,0.98850845693101419,null,{"$f":"J642*VLOOKUP($B642,$AR$36:$AZ$47,MATCH(AG$2,$AS$2:$BA$2,0)+1,FALSE)","v":0.36307188489857484},{"$f":"K642*VLOOKUP($B642,$AR$36:$AZ$47,MATCH(AH$2,$AS$2:$BA$2,0)+1,FALSE)","v":0.36212756550942493},{"$f":"L642*VLOOKUP($B642,$AR$36:$AZ$47,MATCH(AI$2,$AS$2:$BA$2,0)+1,FALSE)","v":0},{"$f":"M642*VLOOKUP($B642,$AR$36:$AZ$47,MATCH(AJ$2,$AS$2:$BA$2,0)+1,FALSE)","v":0.10607638079598038},{"$f":"N642*VLOOKUP($B642,$AR$36:$AZ$47,MATCH(AK$2,$AS$2:$BA$2,0)+1,FALSE)","v":7.6313999632924207E-2},{"$f":"O642*VLOOKUP($B642,$AR$36:$AZ$47,MATCH(AL$2,$AS$2:$BA$2,0)+1,FALSE)","v":6.226507896528858E-2},{"$f":"P642*VLOOKUP($B642,$AR$36:$AZ$47,MATCH(AM$2,$AS$2:$BA$2,0)+1,FALSE)","v":0},{"$f":"Q642*VLOOKUP($B642,$AR$36:$AZ$47,MATCH(AN$2,$AS$2:$BA$2,0)+1,FALSE)","v":1.4098715321122319E-3},{"$f":"R642*VLOOKUP($B642,$AR$36:$BA$47,MATCH(AO$2,$AS$2:$BA$2,0)+1,FALSE)","v":0},0.97126478133430505]
[2006,1,27,17,null,2013,1,27,17,0.43007023733550898,0.43387171668763735,0,0.12613418155774309,9.6641599999999939E-2,7.0337999999999998E-2,0,1.844841099551928E-3,0,1.1589005766804412,null,null,{"$f":"$J643*$AS$6","v":0.40717092302236368},{"$f":"$M643*$AV$6","v":0.11047610744306169},{"$f":"$K643*$AT$6","v":0.38382021804785382},{"$f":"$N643*$AW$6","v":7.6172600292541401E-2},{"$f":"$O643*$AX$6","v":6.4840151992015024E-2},{"$f":"$L643*$AU$6","v":0},{"$f":"$P643*$AY$6","v":0},{"$f":"$Q643*$AZ$6","v":1.3484631500345877E-3},0,{"$f":"SUM(V643:AD643)","v":1.0438284639478703},null,{"$f":"J643*VLOOKUP($B643,$AR$36:$AZ$47,MATCH(AG$2,$AS$2:$BA$2,0)+1,FALSE)","v":0.41262982916098329},{"$f":"K643*VLOOKUP($B643,$AR$36:$AZ$47,MATCH(AH$2,$AS$2:$BA$2,0)+1,FALSE)","v":0.36659708463867258},{"$f":"L643*VLOOKUP($B643,$AR$36:$AZ$47,MATCH(AI$2,$AS$2:$BA$2,0)+1,FALSE)","v":0},{"$f":"M643*VLOOKUP($B643,$AR$36:$AZ$47,MATCH(AJ$2,$AS$2:$BA$2,0)+1,FALSE)","v":0.10842988181676451},{"$f":"N643*VLOOKUP($B643,$AR$36:$AZ$47,MATCH(AK$2,$AS$2:$BA$2,0)+1,FALSE)","v":7.5587080453466751E-2},{"$f":"O643*VLOOKUP($B643,$AR$36:$AZ$47,MATCH(AL$2,$AS$2:$BA$2,0)+1,FALSE)","v":6.2335090511684878E-2},{"$f":"P643*VLOOKUP($B643,$AR$36:$AZ$47,MATCH(AM$2,$AS$2:$BA$2,0)+1,FALSE)","v":0},{"$f":"Q643*VLOOKUP($B643,$AR$36:$AZ$47,MATCH(AN$2,$AS$2:$BA$2,0)+1,FALSE)","v":1.4098715321122319E-3},{"$f":"R643*VLOOKUP($B643,$AR$36:$BA$47,MATCH(AO$2,$AS$2:$BA$2,0)+1,FALSE)","v":0},1.0269888381136842]
[2006,1,27,18,null,2013,1,27,18,0.49893889453057844,0.43567935720653339,7.9971831046312773E-3,0.12818588274193915,9.624050000000002E-2,7.1125999999999995E-2,1.6280688344659074E-5,2.1620883263352123E-3,0,1.2403461865983618,null,null,0.47237263261091028,0.1122731140725655,0.3854193289173331,7.5856454554294808E-2,6.5566559336120739E-2,4.4725314156139765E-3,8.1481389470599537E-6,1.5803509775942767E-3,{"$f":"$R644*$BA$6","v":0},1.1175491200233798,null,{"$f":"J644*VLOOKUP($B644,$AR$36:$AZ$47,MATCH(AG$2,$AS$2:$BA$2,0)+1,FALSE)","v":0.47870569255717266},{"$f":"K644*VLOOKUP($B644,$AR$36:$AZ$47,MATCH(AH$2,$AS$2:$BA$2,0)+1,FALSE)","v":0.36812443873624129},{"$f":"L644*VLOOKUP($B644,$AR$36:$AZ$47,MATCH(AI$2,$AS$2:$BA$2,0)+1,FALSE)","v":5.911692214054705E-3},{"$f":"M644*VLOOKUP($B644,$AR$36:$AZ$47,MATCH(AJ$2,$AS$2:$BA$2,0)+1,FALSE)","v":0.11019360449826343},{"$f":"N644*VLOOKUP($B644,$AR$36:$AZ$47,MATCH(AK$2,$AS$2:$BA$2,0)+1,FALSE)","v":7.5273364848904331E-2},{"$f":"O644*VLOOKUP($B644,$AR$36:$AZ$47,MATCH(AL$2,$AS$2:$BA$2,0)+1,FALSE)","v":6.3033433531435326E-2},{"$f":"P644*VLOOKUP($B644,$AR$36:$AZ$47,MATCH(AM$2,$AS$2:$BA$2,0)+1,FALSE)","v":8.1481389470599537E-6},{"$f":"Q644*VLOOKUP($B644,$AR$36:$AZ$47,MATCH(AN$2,$AS$2:$BA$2,0)+1,FALSE)","v":1.6523194230400413E-3},{"$f":"R644*VLOOKUP($B644,$AR$36:$BA$47,MATCH(AO$2,$AS$2:$BA$2,0)+1,FALSE)","v":0},{"$f":"SUM(AG644:AO644)","v":1.1029026939480588}]
[2006,1,27,19,null,2013,1,27,19,0.5264175421490932,0.4289868909242181,8.4180874785592386E-3,0.1316565790598172,9.4976400000000002E-2,7.0643999999999998E-2,1.71375666785885E-5,2.1787855487974887E-3,0,1.263295422727164,null,null,0.49838816529123497,0.11531296429064936,0.37949890643078166,7.4860094973847019E-2,6.5122234031731202E-2,4.7079278059094483E-3,8.5769883653262672E-6,1.5925556000974171E-3,0,1.1394914254126165,null,{"$f":"J645*VLOOKUP($B645,$AR$36:$AZ$47,MATCH(AG$2,$AS$2:$BA$2,0)+1,FALSE)","v":0.50507001328452661},{"$f":"K645*VLOOKUP($B645,$AR$36:$AZ$47,MATCH(AH$2,$AS$2:$BA$2,0)+1,FALSE)","v":0.36246968288612502},{"$f":"L645*VLOOKUP($B645,$AR$36:$AZ$47,MATCH(AI$2,$AS$2:$BA$2,0)+1,FALSE)","v":6.2228339095312677E-3},{"$f":"M645*VLOOKUP($B645,$AR$36:$AZ$47,MATCH(AJ$2,$AS$2:$BA$2,0)+1,FALSE)","v":0.1131771509637956},{"$f":"N645*VLOOKUP($B645,$AR$36:$AZ$47,MATCH(AK$2,$AS$2:$BA$2,0)+1,FALSE)","v":7.4284664036818965E-2},{"$f":"O645*VLOOKUP($B645,$AR$36:$AZ$47,MATCH(AL$2,$AS$2:$BA$2,0)+1,FALSE)","v":6.2606274476207258E-2},{"$f":"P645*VLOOKUP($B645,$AR$36:$AZ$47,MATCH(AM$2,$AS$2:$BA$2,0)+1,FALSE)","v":8.5769883653262672E-6},{"$f":"Q645*VLOOKUP($B645,$AR$36:$AZ$47,MATCH(AN$2,$AS$2:$BA$2,0)+1,FALSE)","v":1.66507983835203E-3},{"$f":"R645*VLOOKUP($B645,$AR$36:$BA$47,MATCH(AO$2,$AS$2:$BA$2,0)+1,FALSE)","v":0},1.125504276383722]
[2006,1,27,20,null,2013,1,27,20,0.48925937700345368,0.41672671677924156,8.4180874785592386E-3,0.13157060755950511,9.3728700000000012E-2,6.9916000000000006E-2,1.71375666785885E-5,2.1787855487974887E-3,0,1.2118154119362359,null,null,0.4632085060478906,0.11523766514026662,0.36865306759723215,7.3876661820991479E-2,6.4451136891491415E-2,4.7079278059094483E-3,8.5769883653262672E-6,1.5925556000974171E-3,0,1.0917360978922446,null,{"$f":"J646*VLOOKUP($B646,$AR$36:$AZ$47,MATCH(AG$2,$AS$2:$BA$2,0)+1,FALSE)","v":0.46941870332415031},{"$f":"K646*VLOOKUP($B646,$AR$36:$AZ$47,MATCH(AH$2,$AS$2:$BA$2,0)+1,FALSE)","v":0.35211052849591934},{"$f":"L646*VLOOKUP($B646,$AR$36:$AZ$47,MATCH(AI$2,$AS$2:$BA$2,0)+1,FALSE)","v":6.2228339095312677E-3},{"$f":"M646*VLOOKUP($B646,$AR$36:$AZ$47,MATCH(AJ$2,$AS$2:$BA$2,0)+1,FALSE)","v":0.11310324649552757},{"$f":"N646*VLOOKUP($B646,$AR$36:$AZ$47,MATCH(AK$2,$AS$2:$BA$2,0)+1,FALSE)","v":7.330879029009095E-2},{"$f":"O646*VLOOKUP($B646,$AR$36:$AZ$47,MATCH(AL$2,$AS$2:$BA$2,0)+1,FALSE)","v":6.1961104782833752E-2},{"$f":"P646*VLOOKUP($B646,$AR$36:$AZ$47,MATCH(AM$2,$AS$2:$BA$2,0)+1,FALSE)","v":8.5769883653262672E-6},{"$f":"Q646*VLOOKUP($B646,$AR$36:$AZ$47,MATCH(AN$2,$AS$2:$BA$2,0)+1,FALSE)","v":1.66507983835203E-3},{"$f":"R646*VLOOKUP($B646,$AR$36:$BA$47,MATCH(AO$2,$AS$2:$BA$2,0)+1,FALSE)","v":0},1.0777988641247704]
[2006,1,27,21,null,2013,1,27,21,0.46736180548316425,0.41387050636675021,8.4180874785592386E-3,0.13440636222092359,9.30034E-2,6.9922999999999999E-2,1.71375666785885E-5,2.1787855487974887E-3,0,1.1891790846648733,null,null,0.44247688215523601,0.11772139423564758,0.36612634999581212,7.3304982678756861E-2,6.4457589748609101E-2,4.7079278059094483E-3,8.5769883653262672E-6,1.5925556000974171E-3,0,1.070396259208434,null,{"$f":"J647*VLOOKUP($B647,$AR$36:$AZ$47,MATCH(AG$2,$AS$2:$BA$2,0)+1,FALSE)","v":0.44840913230282775},{"$f":"K647*VLOOKUP($B647,$AR$36:$AZ$47,MATCH(AH$2,$AS$2:$BA$2,0)+1,FALSE)","v":0.34969719208780359},{"$f":"L647*VLOOKUP($B647,$AR$36:$AZ$47,MATCH(AI$2,$AS$2:$BA$2,0)+1,FALSE)","v":6.2228339095312677E-3},{"$f":"M647*VLOOKUP($B647,$AR$36:$AZ$47,MATCH(AJ$2,$AS$2:$BA$2,0)+1,FALSE)","v":0.1155409722491781},{"$f":"N647*VLOOKUP($B647,$AR$36:$AZ$47,MATCH(AK$2,$AS$2:$BA$2,0)+1,FALSE)","v":7.2741505503281748E-2},{"$f":"O647*VLOOKUP($B647,$AR$36:$AZ$47,MATCH(AL$2,$AS$2:$BA$2,0)+1,FALSE)","v":6.1967308337577721E-2},{"$f":"P647*VLOOKUP($B647,$AR$36:$AZ$47,MATCH(AM$2,$AS$2:$BA$2,0)+1,FALSE)","v":8.5769883653262672E-6},{"$f":"Q647*VLOOKUP($B647,$AR$36:$AZ$47,MATCH(AN$2,$AS$2:$BA$2,0)+1,FALSE)","v":1.66507983835203E-3},{"$f":"R647*VLOOKUP($B647,$AR$36:$BA$47,MATCH(AO$2,$AS$2:$BA$2,0)+1,FALSE)","v":0},1.0562526012169176]
[2006,1,27,22,null,2013,1,27,22,0.42664828361348772,0.40273040246988079,8.4180874785592386E-3,0.12672587375551306,9.1936800000000013E-2,6.9651000000000005E-2,1.71375666785885E-5,2.1787855487974887E-3,0,1.1283063704329168,null,null,0.40393117301276643,0.11099434801835041,0.35627136995835901,7.246429196717899E-2,6.4206850157750281E-2,4.7079278059094483E-3,8.5769883653262672E-6,1.5925556000974171E-3,0,1.0141770935087773,null,{"$f":"J648*VLOOKUP($B648,$AR$36:$AZ$47,MATCH(AG$2,$AS$2:$BA$2,0)+1,FALSE)","v":0.40934664409692856},{"$f":"K648*VLOOKUP($B648,$AR$36:$AZ$47,MATCH(AH$2,$AS$2:$BA$2,0)+1,FALSE)","v":0.34028443376757311},{"$f":"L648*VLOOKUP($B648,$AR$36:$AZ$47,MATCH(AI$2,$AS$2:$BA$2,0)+1,FALSE)","v":6.2228339095312677E-3},{"$f":"M648*VLOOKUP($B648,$AR$36:$AZ$47,MATCH(AJ$2,$AS$2:$BA$2,0)+1,FALSE)","v":0.10893852360032996},{"$f":"N648*VLOOKUP($B648,$AR$36:$AZ$47,MATCH(AK$2,$AS$2:$BA$2,0)+1,FALSE)","v":7.1907276972176443E-2},{"$f":"O648*VLOOKUP($B648,$AR$36:$AZ$47,MATCH(AL$2,$AS$2:$BA$2,0)+1,FALSE)","v":6.1726255924668939E-2},{"$f":"P648*VLOOKUP($B648,$AR$36:$AZ$47,MATCH(AM$2,$AS$2:$BA$2,0)+1,FALSE)","v":8.5769883653262672E-6},{"$f":"Q648*VLOOKUP($B648,$AR$36:$AZ$47,MATCH(AN$2,$AS$2:$BA$2,0)+1,FALSE)","v":1.66507983835203E-3},{"$f":"R648*VLOOKUP($B648,$AR$36:$BA$47,MATCH(AO$2,$AS$2:$BA$2,0)+1,FALSE)","v":0},1.0000996250979257]
[2006,1,27,23,null,2013,1,27,23,0.35611437410083896,0.40039215031122338,8.4180874785592386E-3,0.12963832976473239,9.1377599999999976E-2,6.9348000000000007E-2,1.71375666785885E-5,2.1787855487974887E-3,0,1.0574844647708301,null,null,0.33715287833566615,0.11354525689193284,0.354202858878083,7.2023532314155952E-2,6.3927533628227395E-2,4.7079278059094483E-3,8.5769883653262672E-6,1.5925556000974171E-3,0,0.94716112044243739,null,{"$f":"J649*VLOOKUP($B649,$AR$36:$AZ$47,MATCH(AG$2,$AS$2:$BA$2,0)+1,FALSE)","v":0.34167305846920371},{"$f":"K649*VLOOKUP($B649,$AR$36:$AZ$47,MATCH(AH$2,$AS$2:$BA$2,0)+1,FALSE)","v":0.33830874281666695},{"$f":"L649*VLOOKUP($B649,$AR$36:$AZ$47,MATCH(AI$2,$AS$2:$BA$2,0)+1,FALSE)","v":6.2228339095312677E-3},{"$f":"M649*VLOOKUP($B649,$AR$36:$AZ$47,MATCH(AJ$2,$AS$2:$BA$2,0)+1,FALSE)","v":0.11144218483613549},{"$f":"N649*VLOOKUP($B649,$AR$36:$AZ$47,MATCH(AK$2,$AS$2:$BA$2,0)+1,FALSE)","v":7.1469905329016759E-2},{"$f":"O649*VLOOKUP($B649,$AR$36:$AZ$47,MATCH(AL$2,$AS$2:$BA$2,0)+1,FALSE)","v":6.1457730626465402E-2},{"$f":"P649*VLOOKUP($B649,$AR$36:$AZ$47,MATCH(AM$2,$AS$2:$BA$2,0)+1,FALSE)","v":8.5769883653262672E-6},{"$f":"Q649*VLOOKUP($B649,$AR$36:$AZ$47,MATCH(AN$2,$AS$2:$BA$2,0)+1,FALSE)","v":1.66507983835203E-3},{"$f":"R649*VLOOKUP($B649,$AR$36:$BA$47,MATCH(AO$2,$AS$2:$BA$2,0)+1,FALSE)","v":0},0.93224811281373698]
[2006,1,27,24,null,2013,1,27,24,0.25885694795097658,0.40514899507948138,8.4180874785592386E-3,0.14683242555107287,9.0434999999999988E-2,6.8823999999999996E-2,1.71375666785885E-5,2.1787855487974887E-3,0,0.98071137917556594,null,null,0.24507397461621266,0.1286049080508731,0.35841095340452811,7.1280578006324244E-2,6.3444491181131712E-2,4.7079278059094483E-3,8.5769883653262672E-6,1.5925556000974171E-3,0,0.87312396565344208,null,{"$f":"J650*VLOOKUP($B650,$AR$36:$AZ$47,MATCH(AG$2,$AS$2:$BA$2,0)+1,FALSE)","v":0.2483596606728638},{"$f":"K650*VLOOKUP($B650,$AR$36:$AZ$47,MATCH(AH$2,$AS$2:$BA$2,0)+1,FALSE)","v":0.34232800785988149},{"$f":"L650*VLOOKUP($B650,$AR$36:$AZ$47,MATCH(AI$2,$AS$2:$BA$2,0)+1,FALSE)","v":6.2228339095312677E-3},{"$f":"M650*VLOOKUP($B650,$AR$36:$AZ$47,MATCH(AJ$2,$AS$2:$BA$2,0)+1,FALSE)","v":0.12622290288602861},{"$f":"N650*VLOOKUP($B650,$AR$36:$AZ$47,MATCH(AK$2,$AS$2:$BA$2,0)+1,FALSE)","v":7.0732661926222962E-2},{"$f":"O650*VLOOKUP($B650,$AR$36:$AZ$47,MATCH(AL$2,$AS$2:$BA$2,0)+1,FALSE)","v":6.0993350242773463E-2},{"$f":"P650*VLOOKUP($B650,$AR$36:$AZ$47,MATCH(AM$2,$AS$2:$BA$2,0)+1,FALSE)","v":8.5769883653262672E-6},{"$f":"Q650*VLOOKUP($B650,$AR$36:$AZ$47,MATCH(AN$2,$AS$2:$BA$2,0)+1,FALSE)","v":1.66507983835203E-3},{"$f":"R650*VLOOKUP($B650,$AR$36:$BA$47,MATCH(AO$2,$AS$2:$BA$2,0)+1,FALSE)","v":0},0.85653307432401893]
[2006,1,28,1,null,2013,1,28,1,0.26895068834179453,0.37208481677105348,8.4180874785592386E-3,0.10709343349246737,8.970740000000002E-2,6.7784999999999998E-2,1.71375666785885E-5,2.1787855487974887E-3,0,0.91623534919935057,null,null,0.25463026853029547,9.3799044151596303E-2,0.32916106308026322,7.0707086011439532E-2,6.2486702817520237E-2,4.7079278059094483E-3,8.5769883653262672E-6,1.5925556000974171E-3,0,0.81709322498548687,null,{"$f":"J651*VLOOKUP($B651,$AR$36:$AZ$47,MATCH(AG$2,$AS$2:$BA$2,0)+1,FALSE)","v":0.25804407501146709},{"$f":"K651*VLOOKUP($B651,$AR$36:$AZ$47,MATCH(AH$2,$AS$2:$BA$2,0)+1,FALSE)","v":0.31439064548378198},{"$f":"L651*VLOOKUP($B651,$AR$36:$AZ$47,MATCH(AI$2,$AS$2:$BA$2,0)+1,FALSE)","v":6.2228339095312677E-3},{"$f":"M651*VLOOKUP($B651,$AR$36:$AZ$47,MATCH(AJ$2,$AS$2:$BA$2,0)+1,FALSE)","v":9.2061709153944446E-2},{"$f":"N651*VLOOKUP($B651,$AR$36:$AZ$47,MATCH(AK$2,$AS$2:$BA$2,0)+1,FALSE)","v":7.0163578221711237E-2},{"$f":"O651*VLOOKUP($B651,$AR$36:$AZ$47,MATCH(AL$2,$AS$2:$BA$2,0)+1,FALSE)","v":6.0072565474346147E-2},{"$f":"P651*VLOOKUP($B651,$AR$36:$AZ$47,MATCH(AM$2,$AS$2:$BA$2,0)+1,FALSE)","v":8.5769883653262672E-6},{"$f":"Q651*VLOOKUP($B651,$AR$36:$AZ$47,MATCH(AN$2,$AS$2:$BA$2,0)+1,FALSE)","v":1.66507983835203E-3},{"$f":"R651*VLOOKUP($B651,$AR$36:$BA$47,MATCH(AO$2,$AS$2:$BA$2,0)+1,FALSE)","v":0},0.80262906408149959]
[2006,1,28,2,null,2013,1,28,2,0.2531460873483764,0.36527877443303497,8.4180874785592386E-3,0.10184887095587204,8.9583599999999999E-2,6.7209000000000005E-2,1.71375666785885E-5,2.1787855487974887E-3,0,0.88768034333131862,null,null,0.23966719176785958,8.9205532328478637E-2,0.323140166686821,7.0609507247054226E-2,6.1955724860407436E-2,4.7079278059094483E-3,8.5769883653262672E-6,1.5925556000974171E-3,0,0.79088718328499319,null,{"$f":"J652*VLOOKUP($B652,$AR$36:$AZ$47,MATCH(AG$2,$AS$2:$BA$2,0)+1,FALSE)","v":0.24288038954400687},{"$f":"K652*VLOOKUP($B652,$AR$36:$AZ$47,MATCH(AH$2,$AS$2:$BA$2,0)+1,FALSE)","v":0.30863992428422227},{"$f":"L652*VLOOKUP($B652,$AR$36:$AZ$47,MATCH(AI$2,$AS$2:$BA$2,0)+1,FALSE)","v":6.2228339095312677E-3},{"$f":"M652*VLOOKUP($B652,$AR$36:$AZ$47,MATCH(AJ$2,$AS$2:$BA$2,0)+1,FALSE)","v":8.7553277823113382E-2},{"$f":"N652*VLOOKUP($B652,$AR$36:$AZ$47,MATCH(AK$2,$AS$2:$BA$2,0)+1,FALSE)","v":7.0066749521026012E-2},{"$f":"O652*VLOOKUP($B652,$AR$36:$AZ$47,MATCH(AL$2,$AS$2:$BA$2,0)+1,FALSE)","v":5.9562101541127545E-2},{"$f":"P652*VLOOKUP($B652,$AR$36:$AZ$47,MATCH(AM$2,$AS$2:$BA$2,0)+1,FALSE)","v":8.5769883653262672E-6},{"$f":"Q652*VLOOKUP($B652,$AR$36:$AZ$47,MATCH(AN$2,$AS$2:$BA$2,0)+1,FALSE)","v":1.66507983835203E-3},{"$f":"R652*VLOOKUP($B652,$AR$36:$BA$47,MATCH(AO$2,$AS$2:$BA$2,0)+1,FALSE)","v":0},0.77659893344974473]
[2006,1,28,3,null,2013,1,28,3,0.24643088544946024,0.36303227354852297,8.4180874785592386E-3,0.10013657483898826,9.0261500000000022E-2,6.7207000000000003E-2,1.71375666785885E-5,2.1787855487974887E-3,0,0.87768224443100673,null,null,0.23330954429984804,8.770579762177988E-2,0.32115282244156595,7.1143825860760082E-2,6.1953881186945239E-2,4.7079278059094483E-3,8.5769883653262672E-6,1.5925556000974171E-3,0,0.78157493180527138,null,{"$f":"J653*VLOOKUP($B653,$AR$36:$AZ$47,MATCH(AG$2,$AS$2:$BA$2,0)+1,FALSE)","v":0.2364375056339314},{"$f":"K653*VLOOKUP($B653,$AR$36:$AZ$47,MATCH(AH$2,$AS$2:$BA$2,0)+1,FALSE)","v":0.30674175797555453},{"$f":"L653*VLOOKUP($B653,$AR$36:$AZ$47,MATCH(AI$2,$AS$2:$BA$2,0)+1,FALSE)","v":6.2228339095312677E-3},{"$f":"M653*VLOOKUP($B653,$AR$36:$AZ$47,MATCH(AJ$2,$AS$2:$BA$2,0)+1,FALSE)","v":8.6081321028404115E-2},{"$f":"N653*VLOOKUP($B653,$AR$36:$AZ$47,MATCH(AK$2,$AS$2:$BA$2,0)+1,FALSE)","v":7.0596960960400024E-2},{"$f":"O653*VLOOKUP($B653,$AR$36:$AZ$47,MATCH(AL$2,$AS$2:$BA$2,0)+1,FALSE)","v":5.9560329096914978E-2},{"$f":"P653*VLOOKUP($B653,$AR$36:$AZ$47,MATCH(AM$2,$AS$2:$BA$2,0)+1,FALSE)","v":8.5769883653262672E-6},{"$f":"Q653*VLOOKUP($B653,$AR$36:$AZ$47,MATCH(AN$2,$AS$2:$BA$2,0)+1,FALSE)","v":1.66507983835203E-3},{"$f":"R653*VLOOKUP($B653,$AR$36:$BA$47,MATCH(AO$2,$AS$2:$BA$2,0)+1,FALSE)","v":0},0.7673143654314537]
[2006,1,28,4,null,2013,1,28,4,0.24380151857780749,0.36662716914929561,8.4180874785592386E-3,0.10235590243634245,9.0089599999999978E-2,6.7266000000000006E-2,1.71375666785885E-5,2.1787855487974887E-3,0,0.88075420075748079,null,null,0.23082017943998664,8.9649621818113298E-2,0.32433301041021662,7.1008334830082911E-2,6.2008269554080057E-2,4.7079278059094483E-3,8.5769883653262672E-6,1.5925556000974171E-3,0,0.78412847644685169,null,{"$f":"J654*VLOOKUP($B654,$AR$36:$AZ$47,MATCH(AG$2,$AS$2:$BA$2,0)+1,FALSE)","v":0.23391476606986988},{"$f":"K654*VLOOKUP($B654,$AR$36:$AZ$47,MATCH(AH$2,$AS$2:$BA$2,0)+1,FALSE)","v":0.30977924162829151},{"$f":"L654*VLOOKUP($B654,$AR$36:$AZ$47,MATCH(AI$2,$AS$2:$BA$2,0)+1,FALSE)","v":6.2228339095312677E-3},{"$f":"M654*VLOOKUP($B654,$AR$36:$AZ$47,MATCH(AJ$2,$AS$2:$BA$2,0)+1,FALSE)","v":8.7989141938817947E-2},{"$f":"N654*VLOOKUP($B654,$AR$36:$AZ$47,MATCH(AK$2,$AS$2:$BA$2,0)+1,FALSE)","v":7.04625114155875E-2},{"$f":"O654*VLOOKUP($B654,$AR$36:$AZ$47,MATCH(AL$2,$AS$2:$BA$2,0)+1,FALSE)","v":5.9612616201185638E-2},{"$f":"P654*VLOOKUP($B654,$AR$36:$AZ$47,MATCH(AM$2,$AS$2:$BA$2,0)+1,FALSE)","v":8.5769883653262672E-6},{"$f":"Q654*VLOOKUP($B654,$AR$36:$AZ$47,MATCH(AN$2,$AS$2:$BA$2,0)+1,FALSE)","v":1.66507983835203E-3},{"$f":"R654*VLOOKUP($B654,$AR$36:$BA$47,MATCH(AO$2,$AS$2:$BA$2,0)+1,FALSE)","v":0},0.76965476799000099]
[2006,1,28,5,null,2013,1,28,5,0.25428297365743496,0.3716821350531696,8.4180874785592386E-3,9.9972896876745695E-2,9.2662199999999972E-2,6.7224000000000006E-2,1.71375666785885E-5,2.1787855487974887E-3,0,0.89643821618138553,null,null,0.24074354397185957,8.756243835215563E-2,0.32880483477863059,7.3036049929094016E-2,6.1969552411373918E-2,4.7079278059094483E-3,8.5769883653262672E-6,1.5925556000974171E-3,0,0.79842547983748602,null,{"$f":"J655*VLOOKUP($B655,$AR$36:$AZ$47,MATCH(AG$2,$AS$2:$BA$2,0)+1,FALSE)","v":0.24397117231100018},{"$f":"K655*VLOOKUP($B655,$AR$36:$AZ$47,MATCH(AH$2,$AS$2:$BA$2,0)+1,FALSE)","v":0.31405040218573865},{"$f":"L655*VLOOKUP($B655,$AR$36:$AZ$47,MATCH(AI$2,$AS$2:$BA$2,0)+1,FALSE)","v":6.2228339095312677E-3},{"$f":"M655*VLOOKUP($B655,$AR$36:$AZ$47,MATCH(AJ$2,$AS$2:$BA$2,0)+1,FALSE)","v":8.5940617042515516E-2},{"$f":"N655*VLOOKUP($B655,$AR$36:$AZ$47,MATCH(AK$2,$AS$2:$BA$2,0)+1,FALSE)","v":7.2474639972798766E-2},{"$f":"O655*VLOOKUP($B655,$AR$36:$AZ$47,MATCH(AL$2,$AS$2:$BA$2,0)+1,FALSE)","v":5.9575394872721781E-2},{"$f":"P655*VLOOKUP($B655,$AR$36:$AZ$47,MATCH(AM$2,$AS$2:$BA$2,0)+1,FALSE)","v":8.5769883653262672E-6},{"$f":"Q655*VLOOKUP($B655,$AR$36:$AZ$47,MATCH(AN$2,$AS$2:$BA$2,0)+1,FALSE)","v":1.66507983835203E-3},{"$f":"R655*VLOOKUP($B655,$AR$36:$BA$47,MATCH(AO$2,$AS$2:$BA$2,0)+1,FALSE)","v":0},0.78390871712102361]
[2006,1,28,6,null,2013,1,28,6,0.27745736242786923,0.38960765232898265,8.4180874785592386E-3,9.8123545307131715E-2,9.6307399999999987E-2,6.9547999999999999E-2,1.71375666785885E-5,2.1787855487974887E-3,0,0.94165797065801882,null,null,0.26268400031358868,8.5942662014120416E-2,0.3446624620098992,7.5909184920509437E-2,6.411190097444712E-2,4.7079278059094483E-3,8.5769883653262672E-6,1.5925556000974171E-3,0,0.83961927062693698,null,{"$f":"J656*VLOOKUP($B656,$AR$36:$AZ$47,MATCH(AG$2,$AS$2:$BA$2,0)+1,FALSE)","v":0.26620578249583515},{"$f":"K656*VLOOKUP($B656,$AR$36:$AZ$47,MATCH(AH$2,$AS$2:$BA$2,0)+1,FALSE)","v":0.32919645140075182},{"$f":"L656*VLOOKUP($B656,$AR$36:$AZ$47,MATCH(AI$2,$AS$2:$BA$2,0)+1,FALSE)","v":6.2228339095312677E-3},{"$f":"M656*VLOOKUP($B656,$AR$36:$AZ$47,MATCH(AJ$2,$AS$2:$BA$2,0)+1,FALSE)","v":8.4350842013618269E-2},{"$f":"N656*VLOOKUP($B656,$AR$36:$AZ$47,MATCH(AK$2,$AS$2:$BA$2,0)+1,FALSE)","v":7.5325689889904623E-2},{"$f":"O656*VLOOKUP($B656,$AR$36:$AZ$47,MATCH(AL$2,$AS$2:$BA$2,0)+1,FALSE)","v":6.1634975047721856E-2},{"$f":"P656*VLOOKUP($B656,$AR$36:$AZ$47,MATCH(AM$2,$AS$2:$BA$2,0)+1,FALSE)","v":8.5769883653262672E-6},{"$f":"Q656*VLOOKUP($B656,$AR$36:$AZ$47,MATCH(AN$2,$AS$2:$BA$2,0)+1,FALSE)","v":1.66507983835203E-3},{"$f":"R656*VLOOKUP($B656,$AR$36:$BA$47,MATCH(AO$2,$AS$2:$BA$2,0)+1,FALSE)","v":0},0.82461023158408042]
[2006,1,28,7,null,2013,1,28,7,0.32134252433250149,0.4373752865215878,8.4180874785592386E-3,0.10652215483233279,0.10763760000000006,7.4047000000000002E-2,1.71375666785885E-5,2.1787855487974887E-3,0,1.0575385762804577,null,null,0.30423247386153873,9.3298683013500958E-2,0.3869196156022256,8.4839612353773769E-2,6.8259244427659821E-2,4.7079278059094483E-3,8.5769883653262672E-6,1.5925556000974171E-3,0,0.94385868965307118,null,{"$f":"J657*VLOOKUP($B657,$AR$36:$AZ$47,MATCH(AG$2,$AS$2:$BA$2,0)+1,FALSE)","v":0.30831129291571507},{"$f":"K657*VLOOKUP($B657,$AR$36:$AZ$47,MATCH(AH$2,$AS$2:$BA$2,0)+1,FALSE)","v":0.36955740317881597},{"$f":"L657*VLOOKUP($B657,$AR$36:$AZ$47,MATCH(AI$2,$AS$2:$BA$2,0)+1,FALSE)","v":6.2228339095312677E-3},{"$f":"M657*VLOOKUP($B657,$AR$36:$AZ$47,MATCH(AJ$2,$AS$2:$BA$2,0)+1,FALSE)","v":9.157061564671401E-2},{"$f":"N657*VLOOKUP($B657,$AR$36:$AZ$47,MATCH(AK$2,$AS$2:$BA$2,0)+1,FALSE)","v":8.4187471347929685E-2},{"$f":"O657*VLOOKUP($B657,$AR$36:$AZ$47,MATCH(AL$2,$AS$2:$BA$2,0)+1,FALSE)","v":6.5622088303885953E-2},{"$f":"P657*VLOOKUP($B657,$AR$36:$AZ$47,MATCH(AM$2,$AS$2:$BA$2,0)+1,FALSE)","v":8.5769883653262672E-6},{"$f":"Q657*VLOOKUP($B657,$AR$36:$AZ$47,MATCH(AN$2,$AS$2:$BA$2,0)+1,FALSE)","v":1.66507983835203E-3},{"$f":"R657*VLOOKUP($B657,$AR$36:$BA$47,MATCH(AO$2,$AS$2:$BA$2,0)+1,FALSE)","v":0},0.92714536212930931]
[2006,1,28,8,null,2013,1,28,8,0.33657679881803654,0.50638106206863687,3.9284408233276405E-3,0.13956541906872985,0.11596859999999994,7.8835000000000002E-2,7.9975311166746252E-6,2.000681842533191E-3,0,1.1832640001523806,null,null,0.31865559144875333,0.12224001489488727,0.44796487575246929,9.140607993126787E-2,7.2672998696160035E-2,2.1970329760910737E-3,4.0025945704855871E-6,1.462372960063909E-3,0,1.0566029692542633,null,{"$f":"J658*VLOOKUP($B658,$AR$36:$AZ$47,MATCH(AG$2,$AS$2:$BA$2,0)+1,FALSE)","v":0.32292778002094552},{"$f":"K658*VLOOKUP($B658,$AR$36:$AZ$47,MATCH(AH$2,$AS$2:$BA$2,0)+1,FALSE)","v":0.42786338433819954},{"$f":"L658*VLOOKUP($B658,$AR$36:$AZ$47,MATCH(AI$2,$AS$2:$BA$2,0)+1,FALSE)","v":2.9039891577812556E-3},{"$f":"M658*VLOOKUP($B658,$AR$36:$AZ$47,MATCH(AJ$2,$AS$2:$BA$2,0)+1,FALSE)","v":0.11997589954156726},{"$f":"N658*VLOOKUP($B658,$AR$36:$AZ$47,MATCH(AK$2,$AS$2:$BA$2,0)+1,FALSE)","v":9.0703464121826463E-2},{"$f":"O658*VLOOKUP($B658,$AR$36:$AZ$47,MATCH(AL$2,$AS$2:$BA$2,0)+1,FALSE)","v":6.9865319748765642E-2},{"$f":"P658*VLOOKUP($B658,$AR$36:$AZ$47,MATCH(AM$2,$AS$2:$BA$2,0)+1,FALSE)","v":4.0025945704855871E-6},{"$f":"Q658*VLOOKUP($B658,$AR$36:$AZ$47,MATCH(AN$2,$AS$2:$BA$2,0)+1,FALSE)","v":1.5289687416908055E-3},{"$f":"R658*VLOOKUP($B658,$AR$36:$BA$47,MATCH(AO$2,$AS$2:$BA$2,0)+1,FALSE)","v":0},1.035772808265347]
[2006,1,28,9,null,2013,1,28,9,0.31775663896651163,0.53485899011534166,0,0.14478802137531757,0.12140600000000003,8.2137000000000002E-2,0,1.844841099551928E-3,0,1.2027914915567228,null,null,0.30083752083393955,0.12681429259209367,0.47315758625197984,9.5691821235537169E-2,7.5716903582247697E-2,0,0,1.3484631500345877E-3,0,1.0735665876458327,null,{"$f":"J659*VLOOKUP($B659,$AR$36:$AZ$47,MATCH(AG$2,$AS$2:$BA$2,0)+1,FALSE)","v":0.3048708240399185},{"$f":"K659*VLOOKUP($B659,$AR$36:$AZ$47,MATCH(AH$2,$AS$2:$BA$2,0)+1,FALSE)","v":0.45192562438964773},{"$f":"L659*VLOOKUP($B659,$AR$36:$AZ$47,MATCH(AI$2,$AS$2:$BA$2,0)+1,FALSE)","v":0},{"$f":"M659*VLOOKUP($B659,$AR$36:$AZ$47,MATCH(AJ$2,$AS$2:$BA$2,0)+1,FALSE)","v":0.12446545299873245},{"$f":"N659*VLOOKUP($B659,$AR$36:$AZ$47,MATCH(AK$2,$AS$2:$BA$2,0)+1,FALSE)","v":9.495626199828637E-2},{"$f":"O659*VLOOKUP($B659,$AR$36:$AZ$47,MATCH(AL$2,$AS$2:$BA$2,0)+1,FALSE)","v":7.2791625143709821E-2},{"$f":"P659*VLOOKUP($B659,$AR$36:$AZ$47,MATCH(AM$2,$AS$2:$BA$2,0)+1,FALSE)","v":0},{"$f":"Q659*VLOOKUP($B659,$AR$36:$AZ$47,MATCH(AN$2,$AS$2:$BA$2,0)+1,FALSE)","v":1.4098715321122319E-3},{"$f":"R659*VLOOKUP($B659,$AR$36:$BA$47,MATCH(AO$2,$AS$2:$BA$2,0)+1,FALSE)","v":0},1.0504196601024069]
[2006,1,28,10,null,2013,1,28,10,0.31078732866369441,0.54695279855982482,0,0.14257055032113655,0.12333019999999997,8.3885000000000001E-2,0,1.844841099551928E-3,0,1.2093707186442078,null,null,0.2942392950966547,0.12487209447094891,0.48385625135425564,9.7208469526572333E-2,7.732827418820809E-2,0,0,1.3484631500345877E-3,0,1.0788528477866743,null,{"$f":"J660*VLOOKUP($B660,$AR$36:$AZ$47,MATCH(AG$2,$AS$2:$BA$2,0)+1,FALSE)","v":0.29818413644805453},{"$f":"K660*VLOOKUP($B660,$AR$36:$AZ$47,MATCH(AH$2,$AS$2:$BA$2,0)+1,FALSE)","v":0.46214420916344617},{"$f":"L660*VLOOKUP($B660,$AR$36:$AZ$47,MATCH(AI$2,$AS$2:$BA$2,0)+1,FALSE)","v":0},{"$f":"M660*VLOOKUP($B660,$AR$36:$AZ$47,MATCH(AJ$2,$AS$2:$BA$2,0)+1,FALSE)","v":0.12255922804553154},{"$f":"N660*VLOOKUP($B660,$AR$36:$AZ$47,MATCH(AK$2,$AS$2:$BA$2,0)+1,FALSE)","v":9.6461252191004168E-2},{"$f":"O660*VLOOKUP($B660,$AR$36:$AZ$47,MATCH(AL$2,$AS$2:$BA$2,0)+1,FALSE)","v":7.4340741385491294E-2},{"$f":"P660*VLOOKUP($B660,$AR$36:$AZ$47,MATCH(AM$2,$AS$2:$BA$2,0)+1,FALSE)","v":0},{"$f":"Q660*VLOOKUP($B660,$AR$36:$AZ$47,MATCH(AN$2,$AS$2:$BA$2,0)+1,FALSE)","v":1.4098715321122319E-3},{"$f":"R660*VLOOKUP($B660,$AR$36:$BA$47,MATCH(AO$2,$AS$2:$BA$2,0)+1,FALSE)","v":0},1.0550994387656398]
[2006,1,28,11,null,2013,1,28,11,0.30501786694656319,0.55375595277338296,0,0.14912335446261898,0.12444569999999999,8.5087999999999997E-2,0,1.844841099551928E-3,6.7264000000000007E-4,1.2199483552821169,null,null,0.28877703138070759,0.13061144510094722,0.48987459279765738,9.808770306188562E-2,7.8437243775719728E-2,0,0,1.3484631500345877E-3,6.7264000000000007E-4,1.0878091192669521,null,{"$f":"J661*VLOOKUP($B661,$AR$36:$AZ$47,MATCH(AG$2,$AS$2:$BA$2,0)+1,FALSE)","v":0.29264864062430263},{"$f":"K661*VLOOKUP($B661,$AR$36:$AZ$47,MATCH(AH$2,$AS$2:$BA$2,0)+1,FALSE)","v":0.46789249006103062},{"$f":"L661*VLOOKUP($B661,$AR$36:$AZ$47,MATCH(AI$2,$AS$2:$BA$2,0)+1,FALSE)","v":0},{"$f":"M661*VLOOKUP($B661,$AR$36:$AZ$47,MATCH(AJ$2,$AS$2:$BA$2,0)+1,FALSE)","v":0.12819227508999248},{"$f":"N661*VLOOKUP($B661,$AR$36:$AZ$47,MATCH(AK$2,$AS$2:$BA$2,0)+1,FALSE)","v":9.7333727276742027E-2},{"$f":"O661*VLOOKUP($B661,$AR$36:$AZ$47,MATCH(AL$2,$AS$2:$BA$2,0)+1,FALSE)","v":7.5406866579348905E-2},{"$f":"P661*VLOOKUP($B661,$AR$36:$AZ$47,MATCH(AM$2,$AS$2:$BA$2,0)+1,FALSE)","v":0},{"$f":"Q661*VLOOKUP($B661,$AR$36:$AZ$47,MATCH(AN$2,$AS$2:$BA$2,0)+1,FALSE)","v":1.4098715321122319E-3},{"$f":"R661*VLOOKUP($B661,$AR$36:$BA$47,MATCH(AO$2,$AS$2:$BA$2,0)+1,FALSE)","v":6.7264000000000007E-4},1.0635565111635288]
[2006,1,28,12,null,2013,1,28,12,0.31105223017178663,0.54533444649293539,0,0.13875838339188776,0.12459570000000002,8.5110000000000005E-2,0,1.844841099551928E-3,6.992000000000003E-4,1.2073948011561617,null,null,0.29449009178565178,0.12153316319898615,0.48242459259591602,9.8205932582546313E-2,7.8457524183803903E-2,0,0,1.3484631500345877E-3,6.992000000000003E-4,1.0771589674969386,null,{"$f":"J662*VLOOKUP($B662,$AR$36:$AZ$47,MATCH(AG$2,$AS$2:$BA$2,0)+1,FALSE)","v":0.29843829554705603},{"$f":"K662*VLOOKUP($B662,$AR$36:$AZ$47,MATCH(AH$2,$AS$2:$BA$2,0)+1,FALSE)","v":0.46077679311206121},{"$f":"L662*VLOOKUP($B662,$AR$36:$AZ$47,MATCH(AI$2,$AS$2:$BA$2,0)+1,FALSE)","v":0},{"$f":"M662*VLOOKUP($B662,$AR$36:$AZ$47,MATCH(AJ$2,$AS$2:$BA$2,0)+1,FALSE)","v":0.11928214007065142},{"$f":"N662*VLOOKUP($B662,$AR$36:$AZ$47,MATCH(AK$2,$AS$2:$BA$2,0)+1,FALSE)","v":9.7451047996473708E-2},{"$f":"O662*VLOOKUP($B662,$AR$36:$AZ$47,MATCH(AL$2,$AS$2:$BA$2,0)+1,FALSE)","v":7.5426363465687124E-2},{"$f":"P662*VLOOKUP($B662,$AR$36:$AZ$47,MATCH(AM$2,$AS$2:$BA$2,0)+1,FALSE)","v":0},{"$f":"Q662*VLOOKUP($B662,$AR$36:$AZ$47,MATCH(AN$2,$AS$2:$BA$2,0)+1,FALSE)","v":1.4098715321122319E-3},{"$f":"R662*VLOOKUP($B662,$AR$36:$BA$47,MATCH(AO$2,$AS$2:$BA$2,0)+1,FALSE)","v":6.992000000000003E-4},1.0534837117240416]
[2006,1,28,13,null,2013,1,28,13,0.31363264685624515,0.53839771155986427,0,0.13275826066599272,0.12452969999999999,8.5127999999999995E-2,0,1.844841099551928E-3,6.4608000000000016E-4,1.1969372401816543,null,null,0.29693311283659146,0.11627788509156782,0.47628808032247749,9.8153911593455601E-2,7.847411724496367E-2,0,0,1.3484631500345877E-3,6.4608000000000016E-4,1.0681216502390909,null,{"$f":"J663*VLOOKUP($B663,$AR$36:$AZ$47,MATCH(AG$2,$AS$2:$BA$2,0)+1,FALSE)","v":0.30091406997466802},{"$f":"K663*VLOOKUP($B663,$AR$36:$AZ$47,MATCH(AH$2,$AS$2:$BA$2,0)+1,FALSE)","v":0.45491564405447948},{"$f":"L663*VLOOKUP($B663,$AR$36:$AZ$47,MATCH(AI$2,$AS$2:$BA$2,0)+1,FALSE)","v":0},{"$f":"M663*VLOOKUP($B663,$AR$36:$AZ$47,MATCH(AJ$2,$AS$2:$BA$2,0)+1,FALSE)","v":0.11412419961374962},{"$f":"N663*VLOOKUP($B663,$AR$36:$AZ$47,MATCH(AK$2,$AS$2:$BA$2,0)+1,FALSE)","v":9.7399426879791764E-2},{"$f":"O663*VLOOKUP($B663,$AR$36:$AZ$47,MATCH(AL$2,$AS$2:$BA$2,0)+1,FALSE)","v":7.5442315463600196E-2},{"$f":"P663*VLOOKUP($B663,$AR$36:$AZ$47,MATCH(AM$2,$AS$2:$BA$2,0)+1,FALSE)","v":0},{"$f":"Q663*VLOOKUP($B663,$AR$36:$AZ$47,MATCH(AN$2,$AS$2:$BA$2,0)+1,FALSE)","v":1.4098715321122319E-3},{"$f":"R663*VLOOKUP($B663,$AR$36:$BA$47,MATCH(AO$2,$AS$2:$BA$2,0)+1,FALSE)","v":6.4608000000000016E-4},1.0448516075184013]
[2006,1,28,14,null,2013,1,28,14,0.31257950875743523,0.53326638173082919,0,0.12770472718933648,0.12447850000000002,8.5643999999999998E-2,0,1.844841099551928E-3,6.8192000000000025E-4,1.1861998787771528,null,null,0.29593604962566317,0.11185168831889837,0.47174870138141223,9.8113555917070105E-2,7.8949784998210565E-2,0,0,1.3484631500345877E-3,6.8192000000000025E-4,1.0586301633912889,null,{"$f":"J664*VLOOKUP($B664,$AR$36:$AZ$47,MATCH(AG$2,$AS$2:$BA$2,0)+1,FALSE)","v":0.29990363922157259},{"$f":"K664*VLOOKUP($B664,$AR$36:$AZ$47,MATCH(AH$2,$AS$2:$BA$2,0)+1,FALSE)","v":0.45057996029522207},{"$f":"L664*VLOOKUP($B664,$AR$36:$AZ$47,MATCH(AI$2,$AS$2:$BA$2,0)+1,FALSE)","v":0},{"$f":"M664*VLOOKUP($B664,$AR$36:$AZ$47,MATCH(AJ$2,$AS$2:$BA$2,0)+1,FALSE)","v":0.10977998434344201},{"$f":"N664*VLOOKUP($B664,$AR$36:$AZ$47,MATCH(AK$2,$AS$2:$BA$2,0)+1,FALSE)","v":9.7359381407456702E-2},{"$f":"O664*VLOOKUP($B664,$AR$36:$AZ$47,MATCH(AL$2,$AS$2:$BA$2,0)+1,FALSE)","v":7.5899606070441869E-2},{"$f":"P664*VLOOKUP($B664,$AR$36:$AZ$47,MATCH(AM$2,$AS$2:$BA$2,0)+1,FALSE)","v":0},{"$f":"Q664*VLOOKUP($B664,$AR$36:$AZ$47,MATCH(AN$2,$AS$2:$BA$2,0)+1,FALSE)","v":1.4098715321122319E-3},{"$f":"R664*VLOOKUP($B664,$AR$36:$BA$47,MATCH(AO$2,$AS$2:$BA$2,0)+1,FALSE)","v":6.8192000000000025E-4},1.0356143628702474]
[2006,1,28,15,null,2013,1,28,15,0.31150162488172234,0.51775076388812025,0,0.11265449655565479,0.12309820000000003,8.5452E-2,0,1.844841099551928E-3,6.4735999999999971E-4,1.1529492864250497,null,null,0.29491555823964205,9.8669766685956145E-2,0.45802296726580699,9.7025607867950531E-2,7.8772792345839629E-2,0,0,1.3484631500345877E-3,6.4735999999999971E-4,1.0294025155552302,null,{"$f":"J665*VLOOKUP($B665,$AR$36:$AZ$47,MATCH(AG$2,$AS$2:$BA$2,0)+1,FALSE)","v":0.29886946619382176},{"$f":"K665*VLOOKUP($B665,$AR$36:$AZ$47,MATCH(AH$2,$AS$2:$BA$2,0)+1,FALSE)","v":0.4374701399295865},{"$f":"L665*VLOOKUP($B665,$AR$36:$AZ$47,MATCH(AI$2,$AS$2:$BA$2,0)+1,FALSE)","v":0},{"$f":"M665*VLOOKUP($B665,$AR$36:$AZ$47,MATCH(AJ$2,$AS$2:$BA$2,0)+1,FALSE)","v":9.6842216731432035E-2},{"$f":"N665*VLOOKUP($B665,$AR$36:$AZ$47,MATCH(AK$2,$AS$2:$BA$2,0)+1,FALSE)","v":9.6279796144485896E-2},{"$f":"O665*VLOOKUP($B665,$AR$36:$AZ$47,MATCH(AL$2,$AS$2:$BA$2,0)+1,FALSE)","v":7.5729451426035668E-2},{"$f":"P665*VLOOKUP($B665,$AR$36:$AZ$47,MATCH(AM$2,$AS$2:$BA$2,0)+1,FALSE)","v":0},{"$f":"Q665*VLOOKUP($B665,$AR$36:$AZ$47,MATCH(AN$2,$AS$2:$BA$2,0)+1,FALSE)","v":1.4098715321122319E-3},{"$f":"R665*VLOOKUP($B665,$AR$36:$BA$47,MATCH(AO$2,$AS$2:$BA$2,0)+1,FALSE)","v":6.4735999999999971E-4},1.0072483019574741]
[2006,1,28,16,null,2013,1,28,16,0.33197256026096994,0.52363303884100054,0,0.12755285274047704,0.12105190000000002,8.4668999999999994E-2,0,1.844841099551928E-3,0,1.1907241929419996,null,null,0.31429650797738667,0.11171866729539119,0.46322666220187814,9.5412720747097515E-2,7.8050994185389411E-2,0,0,1.3484631500345877E-3,0,1.0640540155571776,null,{"$f":"J666*VLOOKUP($B666,$AR$36:$AZ$47,MATCH(AG$2,$AS$2:$BA$2,0)+1,FALSE)","v":0.31851025468603911},{"$f":"K666*VLOOKUP($B666,$AR$36:$AZ$47,MATCH(AH$2,$AS$2:$BA$2,0)+1,FALSE)","v":0.44244032988626786},{"$f":"L666*VLOOKUP($B666,$AR$36:$AZ$47,MATCH(AI$2,$AS$2:$BA$2,0)+1,FALSE)","v":0},{"$f":"M666*VLOOKUP($B666,$AR$36:$AZ$47,MATCH(AJ$2,$AS$2:$BA$2,0)+1,FALSE)","v":0.10964942711987706},{"$f":"N666*VLOOKUP($B666,$AR$36:$AZ$47,MATCH(AK$2,$AS$2:$BA$2,0)+1,FALSE)","v":9.4679306885906464E-2},{"$f":"O666*VLOOKUP($B666,$AR$36:$AZ$47,MATCH(AL$2,$AS$2:$BA$2,0)+1,FALSE)","v":7.5035539516816616E-2},{"$f":"P666*VLOOKUP($B666,$AR$36:$AZ$47,MATCH(AM$2,$AS$2:$BA$2,0)+1,FALSE)","v":0},{"$f":"Q666*VLOOKUP($B666,$AR$36:$AZ$47,MATCH(AN$2,$AS$2:$BA$2,0)+1,FALSE)","v":1.4098715321122319E-3},{"$f":"R666*VLOOKUP($B666,$AR$36:$BA$47,MATCH(AO$2,$AS$2:$BA$2,0)+1,FALSE)","v":0},1.0417247296270193]
[2006,1,28,17,null,2013,1,28,17,0.38916159253520255,0.52235646535903546,0,0.12998478254726198,0.11874600000000002,8.2971000000000003E-2,0,1.844841099551928E-3,0,1.2450646815410518,null,null,0.36844048037157318,0.11384870163905848,0.4620973544056875,9.3595217735821093E-2,7.6485715415983951E-2,0,0,1.3484631500345877E-3,0,1.1158159327181587,null,{"$f":"J667*VLOOKUP($B667,$AR$36:$AZ$47,MATCH(AG$2,$AS$2:$BA$2,0)+1,FALSE)","v":0.37338013074023635},{"$f":"K667*VLOOKUP($B667,$AR$36:$AZ$47,MATCH(AH$2,$AS$2:$BA$2,0)+1,FALSE)","v":0.44136169742691267},{"$f":"L667*VLOOKUP($B667,$AR$36:$AZ$47,MATCH(AI$2,$AS$2:$BA$2,0)+1,FALSE)","v":0},{"$f":"M667*VLOOKUP($B667,$AR$36:$AZ$47,MATCH(AJ$2,$AS$2:$BA$2,0)+1,FALSE)","v":0.11174000921491085},{"$f":"N667*VLOOKUP($B667,$AR$36:$AZ$47,MATCH(AK$2,$AS$2:$BA$2,0)+1,FALSE)","v":9.2875774568378103E-2},{"$f":"O667*VLOOKUP($B667,$AR$36:$AZ$47,MATCH(AL$2,$AS$2:$BA$2,0)+1,FALSE)","v":7.3530734380349266E-2},{"$f":"P667*VLOOKUP($B667,$AR$36:$AZ$47,MATCH(AM$2,$AS$2:$BA$2,0)+1,FALSE)","v":0},{"$f":"Q667*VLOOKUP($B667,$AR$36:$AZ$47,MATCH(AN$2,$AS$2:$BA$2,0)+1,FALSE)","v":1.4098715321122319E-3},{"$f":"R667*VLOOKUP($B667,$AR$36:$BA$47,MATCH(AO$2,$AS$2:$BA$2,0)+1,FALSE)","v":0},1.0942982178628995]
[2006,1,28,18,null,2013,1,28,18,0.49354739049544533,0.51243108514899849,7.8568816466552949E-3,0.12228484101330263,0.11553060000000002,8.2012000000000002E-2,1.5995062233349278E-5,2.156522585514453E-3,0,1.3358353159521497,null,null,0.46726820202286345,0.10710461722272156,0.45331696736984184,9.1060849730938753E-2,7.5601673990860374E-2,4.3940659521821551E-3,8.0051891409711877E-6,1.5762827700932297E-3,0,1.2003306642486422,null,{"$f":"J668*VLOOKUP($B668,$AR$36:$AZ$47,MATCH(AG$2,$AS$2:$BA$2,0)+1,FALSE)","v":0.47353282729981194},{"$f":"K668*VLOOKUP($B668,$AR$36:$AZ$47,MATCH(AH$2,$AS$2:$BA$2,0)+1,FALSE)","v":0.43297531198397882},{"$f":"L668*VLOOKUP($B668,$AR$36:$AZ$47,MATCH(AI$2,$AS$2:$BA$2,0)+1,FALSE)","v":5.8079783155625207E-3},{"$f":"M668*VLOOKUP($B668,$AR$36:$AZ$47,MATCH(AJ$2,$AS$2:$BA$2,0)+1,FALSE)","v":0.10512083794656597},{"$f":"N668*VLOOKUP($B668,$AR$36:$AZ$47,MATCH(AK$2,$AS$2:$BA$2,0)+1,FALSE)","v":9.0360887620210065E-2},{"$f":"O668*VLOOKUP($B668,$AR$36:$AZ$47,MATCH(AL$2,$AS$2:$BA$2,0)+1,FALSE)","v":7.2680847380424532E-2},{"$f":"P668*VLOOKUP($B668,$AR$36:$AZ$47,MATCH(AM$2,$AS$2:$BA$2,0)+1,FALSE)","v":8.0051891409711877E-6},{"$f":"Q668*VLOOKUP($B668,$AR$36:$AZ$47,MATCH(AN$2,$AS$2:$BA$2,0)+1,FALSE)","v":1.6480659512693781E-3},{"$f":"R668*VLOOKUP($B668,$AR$36:$BA$47,MATCH(AO$2,$AS$2:$BA$2,0)+1,FALSE)","v":0},1.1821347616869642]
[2006,1,28,19,null,2013,1,28,19,0.53398225134556609,0.4830575287377743,8.4180874785592386E-3,0.10518984197540393,0.10602339999999998,7.7839000000000005E-2,1.71375666785885E-5,2.1787855487974887E-3,0,1.31670603265278,null,null,0.50555008759724374,9.2131761117214953E-2,0.42733194831243748,8.3567305072103915E-2,7.1754849311985808E-2,4.7079278059094483E-3,8.5769883653262672E-6,1.5925556000974171E-3,0,1.1866450118053582,null,{"$f":"J669*VLOOKUP($B669,$AR$36:$AZ$47,MATCH(AG$2,$AS$2:$BA$2,0)+1,FALSE)","v":0.51232795487735072},{"$f":"K669*VLOOKUP($B669,$AR$36:$AZ$47,MATCH(AH$2,$AS$2:$BA$2,0)+1,FALSE)","v":0.40815631657207713},{"$f":"L669*VLOOKUP($B669,$AR$36:$AZ$47,MATCH(AI$2,$AS$2:$BA$2,0)+1,FALSE)","v":6.2228339095312677E-3},{"$f":"M669*VLOOKUP($B669,$AR$36:$AZ$47,MATCH(AJ$2,$AS$2:$BA$2,0)+1,FALSE)","v":9.0425307342211173E-2},{"$f":"N669*VLOOKUP($B669,$AR$36:$AZ$47,MATCH(AK$2,$AS$2:$BA$2,0)+1,FALSE)","v":8.2924943975990567E-2},{"$f":"O669*VLOOKUP($B669,$AR$36:$AZ$47,MATCH(AL$2,$AS$2:$BA$2,0)+1,FALSE)","v":6.8982642530908467E-2},{"$f":"P669*VLOOKUP($B669,$AR$36:$AZ$47,MATCH(AM$2,$AS$2:$BA$2,0)+1,FALSE)","v":8.5769883653262672E-6},{"$f":"Q669*VLOOKUP($B669,$AR$36:$AZ$47,MATCH(AN$2,$AS$2:$BA$2,0)+1,FALSE)","v":1.66507983835203E-3},{"$f":"R669*VLOOKUP($B669,$AR$36:$BA$47,MATCH(AO$2,$AS$2:$BA$2,0)+1,FALSE)","v":0},1.1707136560347866]
[2006,1,28,20,null,2013,1,28,20,0.50235870267978944,0.4770247871935126,8.4180874785592386E-3,0.11533300443724263,0.10080199999999995,7.5986999999999999E-2,1.71375666785885E-5,2.1787855487974887E-3,0,1.2821195049045799,null,null,0.47561035128984169,0.10101576933851959,0.42199514463087395,7.9451814277586033E-2,7.0047607685991151E-2,4.7079278059094483E-3,8.5769883653262672E-6,1.5925556000974171E-3,0,1.1544297476171845,null,{"$f":"J670*VLOOKUP($B670,$AR$36:$AZ$47,MATCH(AG$2,$AS$2:$BA$2,0)+1,FALSE)","v":0.48198681905668311},{"$f":"K670*VLOOKUP($B670,$AR$36:$AZ$47,MATCH(AH$2,$AS$2:$BA$2,0)+1,FALSE)","v":0.40305899084780744},{"$f":"L670*VLOOKUP($B670,$AR$36:$AZ$47,MATCH(AI$2,$AS$2:$BA$2,0)+1,FALSE)","v":6.2228339095312677E-3},{"$f":"M670*VLOOKUP($B670,$AR$36:$AZ$47,MATCH(AJ$2,$AS$2:$BA$2,0)+1,FALSE)","v":9.9144766995437089E-2},{"$f":"N670*VLOOKUP($B670,$AR$36:$AZ$47,MATCH(AK$2,$AS$2:$BA$2,0)+1,FALSE)","v":7.8841087935944312E-2},{"$f":"O670*VLOOKUP($B670,$AR$36:$AZ$47,MATCH(AL$2,$AS$2:$BA$2,0)+1,FALSE)","v":6.7341359190073627E-2},{"$f":"P670*VLOOKUP($B670,$AR$36:$AZ$47,MATCH(AM$2,$AS$2:$BA$2,0)+1,FALSE)","v":8.5769883653262672E-6},{"$f":"Q670*VLOOKUP($B670,$AR$36:$AZ$47,MATCH(AN$2,$AS$2:$BA$2,0)+1,FALSE)","v":1.66507983835203E-3},{"$f":"R670*VLOOKUP($B670,$AR$36:$BA$47,MATCH(AO$2,$AS$2:$BA$2,0)+1,FALSE)","v":0},1.138269514762194]
[2006,1,28,21,null,2013,1,28,21,0.47267175539557771,0.47624572508675556,8.4180874785592386E-3,0.12745854280362273,9.7857799999999953E-2,7.4888999999999997E-2,1.71375666785885E-5,2.1787855487974887E-3,0,1.2597368338799912,null,null,0.44750410101240423,0.11163606482722442,0.42130595523182496,7.713120524605821E-2,6.9035430955244864E-2,4.7079278059094483E-3,8.5769883653262672E-6,1.5925556000974171E-3,0,1.132921817667129,null,{"$f":"J671*VLOOKUP($B671,$AR$36:$AZ$47,MATCH(AG$2,$AS$2:$BA$2,0)+1,FALSE)","v":0.45350375065816223},{"$f":"K671*VLOOKUP($B671,$AR$36:$AZ$47,MATCH(AH$2,$AS$2:$BA$2,0)+1,FALSE)","v":0.40240072738857574},{"$f":"L671*VLOOKUP($B671,$AR$36:$AZ$47,MATCH(AI$2,$AS$2:$BA$2,0)+1,FALSE)","v":6.2228339095312677E-3},{"$f":"M671*VLOOKUP($B671,$AR$36:$AZ$47,MATCH(AJ$2,$AS$2:$BA$2,0)+1,FALSE)","v":0.10956835460502845},{"$f":"N671*VLOOKUP($B671,$AR$36:$AZ$47,MATCH(AK$2,$AS$2:$BA$2,0)+1,FALSE)","v":7.653831684905113E-2},{"$f":"O671*VLOOKUP($B671,$AR$36:$AZ$47,MATCH(AL$2,$AS$2:$BA$2,0)+1,FALSE)","v":6.6368287317375652E-2},{"$f":"P671*VLOOKUP($B671,$AR$36:$AZ$47,MATCH(AM$2,$AS$2:$BA$2,0)+1,FALSE)","v":8.5769883653262672E-6},{"$f":"Q671*VLOOKUP($B671,$AR$36:$AZ$47,MATCH(AN$2,$AS$2:$BA$2,0)+1,FALSE)","v":1.66507983835203E-3},{"$f":"R671*VLOOKUP($B671,$AR$36:$BA$47,MATCH(AO$2,$AS$2:$BA$2,0)+1,FALSE)","v":0},1.1162759275544418]
[2006,1,28,22,null,2013,1,28,22,0.43418929524419703,0.44392997180446614,8.4180874785592386E-3,0.11595693182740566,9.5486599999999963E-2,7.3340000000000002E-2,1.71375666785885E-5,2.1787855487974887E-3,0,1.1735168094701041,null,null,0.41107065954227234,0.10156224348645518,0.39271815152366407,7.5262232983454178E-2,6.7607505858773106E-2,4.7079278059094483E-3,8.5769883653262672E-6,1.5925556000974171E-3,0,1.0545298537889911,null,{"$f":"J672*VLOOKUP($B672,$AR$36:$AZ$47,MATCH(AG$2,$AS$2:$BA$2,0)+1,FALSE)","v":0.41658184911869128},{"$f":"K672*VLOOKUP($B672,$AR$36:$AZ$47,MATCH(AH$2,$AS$2:$BA$2,0)+1,FALSE)","v":0.37509574186973638},{"$f":"L672*VLOOKUP($B672,$AR$36:$AZ$47,MATCH(AI$2,$AS$2:$BA$2,0)+1,FALSE)","v":6.2228339095312677E-3},{"$f":"M672*VLOOKUP($B672,$AR$36:$AZ$47,MATCH(AJ$2,$AS$2:$BA$2,0)+1,FALSE)","v":9.9681119412697181E-2},{"$f":"N672*VLOOKUP($B672,$AR$36:$AZ$47,MATCH(AK$2,$AS$2:$BA$2,0)+1,FALSE)","v":7.4683710911532919E-2},{"$f":"O672*VLOOKUP($B672,$AR$36:$AZ$47,MATCH(AL$2,$AS$2:$BA$2,0)+1,FALSE)","v":6.4995529274744362E-2},{"$f":"P672*VLOOKUP($B672,$AR$36:$AZ$47,MATCH(AM$2,$AS$2:$BA$2,0)+1,FALSE)","v":8.5769883653262672E-6},{"$f":"Q672*VLOOKUP($B672,$AR$36:$AZ$47,MATCH(AN$2,$AS$2:$BA$2,0)+1,FALSE)","v":1.66507983835203E-3},{"$f":"R672*VLOOKUP($B672,$AR$36:$BA$47,MATCH(AO$2,$AS$2:$BA$2,0)+1,FALSE)","v":0},1.0389344413236508]
[2006,1,28,23,null,2013,1,28,23,0.37623072749062214,0.42631407645345432,8.4180874785592386E-3,0.12168941965718925,9.2253500000000016E-2,7.2010000000000005E-2,1.71375666785885E-5,2.1787855487974887E-3,0,1.0991117341953012,null,null,0.35619812598709155,0.10658311042020775,0.37713442819098758,7.2713913895133916E-2,6.6381463006411928E-2,4.7079278059094483E-3,8.5769883653262672E-6,1.5925556000974171E-3,0,0.98532010189420483,null,{"$f":"J673*VLOOKUP($B673,$AR$36:$AZ$47,MATCH(AG$2,$AS$2:$BA$2,0)+1,FALSE)","v":0.36097364414561423},{"$f":"K673*VLOOKUP($B673,$AR$36:$AZ$47,MATCH(AH$2,$AS$2:$BA$2,0)+1,FALSE)","v":0.36021130568596404},{"$f":"L673*VLOOKUP($B673,$AR$36:$AZ$47,MATCH(AI$2,$AS$2:$BA$2,0)+1,FALSE)","v":6.2228339095312677E-3},{"$f":"M673*VLOOKUP($B673,$AR$36:$AZ$47,MATCH(AJ$2,$AS$2:$BA$2,0)+1,FALSE)","v":0.10460899043245661},{"$f":"N673*VLOOKUP($B673,$AR$36:$AZ$47,MATCH(AK$2,$AS$2:$BA$2,0)+1,FALSE)","v":7.2154980118436574E-2},{"$f":"O673*VLOOKUP($B673,$AR$36:$AZ$47,MATCH(AL$2,$AS$2:$BA$2,0)+1,FALSE)","v":6.3816853873388896E-2},{"$f":"P673*VLOOKUP($B673,$AR$36:$AZ$47,MATCH(AM$2,$AS$2:$BA$2,0)+1,FALSE)","v":8.5769883653262672E-6},{"$f":"Q673*VLOOKUP($B673,$AR$36:$AZ$47,MATCH(AN$2,$AS$2:$BA$2,0)+1,FALSE)","v":1.66507983835203E-3},{"$f":"R673*VLOOKUP($B673,$AR$36:$BA$47,MATCH(AO$2,$AS$2:$BA$2,0)+1,FALSE)","v":0},0.96966226499210906]
[2006,1,28,24,null,2013,1,28,24,0.27279101363720026,0.41762921928237184,8.4180874785592386E-3,0.13332999423341069,8.9765700000000018E-2,7.0449999999999999E-2,1.71375666785885E-5,2.1787855487974887E-3,0,0.99457993774701803,null,null,0.25826611370043362,0.1167786446655613,0.36945145729219719,7.0753037885136316E-2,6.4943397705898076E-2,4.7079278059094483E-3,8.5769883653262672E-6,1.5925556000974171E-3,0,0.8865017116435987,null,{"$f":"J674*VLOOKUP($B674,$AR$36:$AZ$47,MATCH(AG$2,$AS$2:$BA$2,0)+1,FALSE)","v":0.26172866565039027},{"$f":"K674*VLOOKUP($B674,$AR$36:$AZ$47,MATCH(AH$2,$AS$2:$BA$2,0)+1,FALSE)","v":0.35287309211507512},{"$f":"L674*VLOOKUP($B674,$AR$36:$AZ$47,MATCH(AI$2,$AS$2:$BA$2,0)+1,FALSE)","v":6.2228339095312677E-3},{"$f":"M674*VLOOKUP($B674,$AR$36:$AZ$47,MATCH(AJ$2,$AS$2:$BA$2,0)+1,FALSE)","v":0.11461568417709478},{"$f":"N674*VLOOKUP($B674,$AR$36:$AZ$47,MATCH(AK$2,$AS$2:$BA$2,0)+1,FALSE)","v":7.0209176874780274E-2},{"$f":"O674*VLOOKUP($B674,$AR$36:$AZ$47,MATCH(AL$2,$AS$2:$BA$2,0)+1,FALSE)","v":6.2434347387588497E-2},{"$f":"P674*VLOOKUP($B674,$AR$36:$AZ$47,MATCH(AM$2,$AS$2:$BA$2,0)+1,FALSE)","v":8.5769883653262672E-6},{"$f":"Q674*VLOOKUP($B674,$AR$36:$AZ$47,MATCH(AN$2,$AS$2:$BA$2,0)+1,FALSE)","v":1.66507983835203E-3},{"$f":"R674*VLOOKUP($B674,$AR$36:$BA$47,MATCH(AO$2,$AS$2:$BA$2,0)+1,FALSE)","v":0},0.86975745694117756]
[2006,1,29,1,null,2013,1,29,1,0.24991411193769139,0.36868566865453978,8.4180874785592386E-3,0.10115064428539272,8.8779499999999983E-2,6.8936999999999998E-2,1.71375666785885E-5,2.1787855487974887E-3,0,0.88808093547165923,null,null,0.23660730457522974,8.8593982281418862E-2,0.32615404114018937,6.9975718196632536E-2,6.3548658731745852E-2,4.7079278059094483E-3,8.5769883653262672E-6,1.5925556000974171E-3,0,0.79118876531958859,null,{"$f":"J675*VLOOKUP($B675,$AR$36:$AZ$47,MATCH(AG$2,$AS$2:$BA$2,0)+1,FALSE)","v":0.23977947870249922},{"$f":"K675*VLOOKUP($B675,$AR$36:$AZ$47,MATCH(AH$2,$AS$2:$BA$2,0)+1,FALSE)","v":0.31151855739451367},{"$f":"L675*VLOOKUP($B675,$AR$36:$AZ$47,MATCH(AI$2,$AS$2:$BA$2,0)+1,FALSE)","v":6.2228339095312677E-3},{"$f":"M675*VLOOKUP($B675,$AR$36:$AZ$47,MATCH(AJ$2,$AS$2:$BA$2,0)+1,FALSE)","v":8.6953054834971774E-2},{"$f":"N675*VLOOKUP($B675,$AR$36:$AZ$47,MATCH(AK$2,$AS$2:$BA$2,0)+1,FALSE)","v":6.9437832249451104E-2},{"$f":"O675*VLOOKUP($B675,$AR$36:$AZ$47,MATCH(AL$2,$AS$2:$BA$2,0)+1,FALSE)","v":6.1093493340783366E-2},{"$f":"P675*VLOOKUP($B675,$AR$36:$AZ$47,MATCH(AM$2,$AS$2:$BA$2,0)+1,FALSE)","v":8.5769883653262672E-6},{"$f":"Q675*VLOOKUP($B675,$AR$36:$AZ$47,MATCH(AN$2,$AS$2:$BA$2,0)+1,FALSE)","v":1.66507983835203E-3},{"$f":"R675*VLOOKUP($B675,$AR$36:$BA$47,MATCH(AO$2,$AS$2:$BA$2,0)+1,FALSE)","v":0},0.77667890725846778]
[2006,1,29,2,null,2013,1,29,2,0.24000938530789448,0.35978559911463037,8.4180874785592386E-3,9.5874637538712851E-2,8.8456100000000037E-2,6.7305000000000004E-2,1.71375666785885E-5,2.1787855487974887E-3,0,0.86204473255527292,null,null,0.22722996028578429,8.3972929676818658E-2,0.31828068479991323,6.9720815350088144E-2,6.2044221186592904E-2,4.7079278059094483E-3,8.5769883653262672E-6,1.5925556000974171E-3,0,0.76755767169356937,null,{"$f":"J676*VLOOKUP($B676,$AR$36:$AZ$47,MATCH(AG$2,$AS$2:$BA$2,0)+1,FALSE)","v":0.23027641315102051},{"$f":"K676*VLOOKUP($B676,$AR$36:$AZ$47,MATCH(AH$2,$AS$2:$BA$2,0)+1,FALSE)","v":0.30399850153256119},{"$f":"L676*VLOOKUP($B676,$AR$36:$AZ$47,MATCH(AI$2,$AS$2:$BA$2,0)+1,FALSE)","v":6.2228339095312677E-3},{"$f":"M676*VLOOKUP($B676,$AR$36:$AZ$47,MATCH(AJ$2,$AS$2:$BA$2,0)+1,FALSE)","v":8.2417592829812925E-2},{"$f":"N676*VLOOKUP($B676,$AR$36:$AZ$47,MATCH(AK$2,$AS$2:$BA$2,0)+1,FALSE)","v":6.9184888777709674E-2},{"$f":"O676*VLOOKUP($B676,$AR$36:$AZ$47,MATCH(AL$2,$AS$2:$BA$2,0)+1,FALSE)","v":5.9647178863330645E-2},{"$f":"P676*VLOOKUP($B676,$AR$36:$AZ$47,MATCH(AM$2,$AS$2:$BA$2,0)+1,FALSE)","v":8.5769883653262672E-6},{"$f":"Q676*VLOOKUP($B676,$AR$36:$AZ$47,MATCH(AN$2,$AS$2:$BA$2,0)+1,FALSE)","v":1.66507983835203E-3},{"$f":"R676*VLOOKUP($B676,$AR$36:$BA$47,MATCH(AO$2,$AS$2:$BA$2,0)+1,FALSE)","v":0},0.75342106589068347]
[2006,1,29,3,null,2013,1,29,3,0.23452357728060988,0.35659913480397204,8.4180874785592386E-3,9.6573822624006017E-2,8.8152900000000006E-2,6.5210000000000004E-2,1.71375666785885E-5,2.1787855487974887E-3,0,0.85167344530262312,null,null,0.2220362469708812,8.458531916277312E-2,0.31546181143371249,6.9481834078992666E-2,6.0112973234941289E-2,4.7079278059094483E-3,8.5769883653262672E-6,1.5925556000974171E-3,0,0.75798724527567296,null,{"$f":"J677*VLOOKUP($B677,$AR$36:$AZ$47,MATCH(AG$2,$AS$2:$BA$2,0)+1,FALSE)","v":0.2250130681608335},{"$f":"K677*VLOOKUP($B677,$AR$36:$AZ$47,MATCH(AH$2,$AS$2:$BA$2,0)+1,FALSE)","v":0.30130611924152212},{"$f":"L677*VLOOKUP($B677,$AR$36:$AZ$47,MATCH(AI$2,$AS$2:$BA$2,0)+1,FALSE)","v":6.2228339095312677E-3},{"$f":"M677*VLOOKUP($B677,$AR$36:$AZ$47,MATCH(AJ$2,$AS$2:$BA$2,0)+1,FALSE)","v":8.301863970885956E-2},{"$f":"N677*VLOOKUP($B677,$AR$36:$AZ$47,MATCH(AK$2,$AS$2:$BA$2,0)+1,FALSE)","v":6.8947744496225372E-2},{"$f":"O677*VLOOKUP($B677,$AR$36:$AZ$47,MATCH(AL$2,$AS$2:$BA$2,0)+1,FALSE)","v":5.7790543550669218E-2},{"$f":"P677*VLOOKUP($B677,$AR$36:$AZ$47,MATCH(AM$2,$AS$2:$BA$2,0)+1,FALSE)","v":8.5769883653262672E-6},{"$f":"Q677*VLOOKUP($B677,$AR$36:$AZ$47,MATCH(AN$2,$AS$2:$BA$2,0)+1,FALSE)","v":1.66507983835203E-3},{"$f":"R677*VLOOKUP($B677,$AR$36:$BA$47,MATCH(AO$2,$AS$2:$BA$2,0)+1,FALSE)","v":0},0.74397260589435854]
[2006,1,29,4,null,2013,1,29,4,0.23723683974191889,0.35668180626808804,8.4180874785592386E-3,9.6027086890269509E-2,8.8447300000000006E-2,6.6173999999999997E-2,1.71375666785885E-5,2.1787855487974887E-3,0,0.85518104349431168,null,null,0.22460504035592838,8.4106454235619466E-2,0.31553494590679032,6.971387921820936E-2,6.1001623843720355E-2,4.7079278059094483E-3,8.5769883653262672E-6,1.5925556000974171E-3,0,0.76127100395463998,null,{"$f":"J678*VLOOKUP($B678,$AR$36:$AZ$47,MATCH(AG$2,$AS$2:$BA$2,0)+1,FALSE)","v":0.22761630114160225},{"$f":"K678*VLOOKUP($B678,$AR$36:$AZ$47,MATCH(AH$2,$AS$2:$BA$2,0)+1,FALSE)","v":0.30137597195734123},{"$f":"L678*VLOOKUP($B678,$AR$36:$AZ$47,MATCH(AI$2,$AS$2:$BA$2,0)+1,FALSE)","v":6.2228339095312677E-3},{"$f":"M678*VLOOKUP($B678,$AR$36:$AZ$47,MATCH(AJ$2,$AS$2:$BA$2,0)+1,FALSE)","v":8.2548644262249296E-2},{"$f":"N678*VLOOKUP($B678,$AR$36:$AZ$47,MATCH(AK$2,$AS$2:$BA$2,0)+1,FALSE)","v":6.9178005962152053E-2},{"$f":"O678*VLOOKUP($B678,$AR$36:$AZ$47,MATCH(AL$2,$AS$2:$BA$2,0)+1,FALSE)","v":5.8644861661125355E-2},{"$f":"P678*VLOOKUP($B678,$AR$36:$AZ$47,MATCH(AM$2,$AS$2:$BA$2,0)+1,FALSE)","v":8.5769883653262672E-6},{"$f":"Q678*VLOOKUP($B678,$AR$36:$AZ$47,MATCH(AN$2,$AS$2:$BA$2,0)+1,FALSE)","v":1.66507983835203E-3},{"$f":"R678*VLOOKUP($B678,$AR$36:$BA$47,MATCH(AO$2,$AS$2:$BA$2,0)+1,FALSE)","v":0},0.74726027572071885]
[2006,1,29,5,null,2013,1,29,5,0.24670226805334969,0.36157415676305027,8.4180874785592386E-3,9.4969126399784984E-2,9.056980000000002E-2,6.5989000000000006E-2,1.71375666785885E-5,2.1787855487974887E-3,0,0.87041836181022014,null,null,0.23356647699531305,8.317982708845098E-2,0.31986291420137919,7.1386826935557993E-2,6.083108404846712E-2,4.7079278059094483E-3,8.5769883653262672E-6,1.5925556000974171E-3,0,0.77513618966354059,null,{"$f":"J679*VLOOKUP($B679,$AR$36:$AZ$47,MATCH(AG$2,$AS$2:$BA$2,0)+1,FALSE)","v":0.23669788300432082},{"$f":"K679*VLOOKUP($B679,$AR$36:$AZ$47,MATCH(AH$2,$AS$2:$BA$2,0)+1,FALSE)","v":0.30550973168285694},{"$f":"L679*VLOOKUP($B679,$AR$36:$AZ$47,MATCH(AI$2,$AS$2:$BA$2,0)+1,FALSE)","v":6.2228339095312677E-3},{"$f":"M679*VLOOKUP($B679,$AR$36:$AZ$47,MATCH(AJ$2,$AS$2:$BA$2,0)+1,FALSE)","v":8.1639179995439681E-2},{"$f":"N679*VLOOKUP($B679,$AR$36:$AZ$47,MATCH(AK$2,$AS$2:$BA$2,0)+1,FALSE)","v":7.0838094146355182E-2},{"$f":"O679*VLOOKUP($B679,$AR$36:$AZ$47,MATCH(AL$2,$AS$2:$BA$2,0)+1,FALSE)","v":5.8480910571463131E-2},{"$f":"P679*VLOOKUP($B679,$AR$36:$AZ$47,MATCH(AM$2,$AS$2:$BA$2,0)+1,FALSE)","v":8.5769883653262672E-6},{"$f":"Q679*VLOOKUP($B679,$AR$36:$AZ$47,MATCH(AN$2,$AS$2:$BA$2,0)+1,FALSE)","v":1.66507983835203E-3},{"$f":"R679*VLOOKUP($B679,$AR$36:$BA$47,MATCH(AO$2,$AS$2:$BA$2,0)+1,FALSE)","v":0},0.76106229013668436]
[2006,1,29,6,null,2013,1,29,6,0.26824156420726075,0.38127050600621071,8.4180874785592386E-3,9.3483482087441311E-2,9.4720599999999933E-2,6.7354999999999998E-2,1.71375666785885E-5,2.1787855487974887E-3,0,0.91568516289494783,null,null,0.25395890208051647,8.1878608032318154E-2,0.33728708998995494,7.4658474231280275E-2,6.2090313023147832E-2,4.7079278059094483E-3,8.5769883653262672E-6,1.5925556000974171E-3,0,0.81618244775158977,null,{"$f":"J680*VLOOKUP($B680,$AR$36:$AZ$47,MATCH(AG$2,$AS$2:$BA$2,0)+1,FALSE)","v":0.25736370760846},{"$f":"K680*VLOOKUP($B680,$AR$36:$AZ$47,MATCH(AH$2,$AS$2:$BA$2,0)+1,FALSE)","v":0.32215203384925095},{"$f":"L680*VLOOKUP($B680,$AR$36:$AZ$47,MATCH(AI$2,$AS$2:$BA$2,0)+1,FALSE)","v":6.2228339095312677E-3},{"$f":"M680*VLOOKUP($B680,$AR$36:$AZ$47,MATCH(AJ$2,$AS$2:$BA$2,0)+1,FALSE)","v":8.0362061967481274E-2},{"$f":"N680*VLOOKUP($B680,$AR$36:$AZ$47,MATCH(AK$2,$AS$2:$BA$2,0)+1,FALSE)","v":7.4084593102769838E-2},{"$f":"O680*VLOOKUP($B680,$AR$36:$AZ$47,MATCH(AL$2,$AS$2:$BA$2,0)+1,FALSE)","v":5.9691489968644755E-2},{"$f":"P680*VLOOKUP($B680,$AR$36:$AZ$47,MATCH(AM$2,$AS$2:$BA$2,0)+1,FALSE)","v":8.5769883653262672E-6},{"$f":"Q680*VLOOKUP($B680,$AR$36:$AZ$47,MATCH(AN$2,$AS$2:$BA$2,0)+1,FALSE)","v":1.66507983835203E-3},{"$f":"R680*VLOOKUP($B680,$AR$36:$BA$47,MATCH(AO$2,$AS$2:$BA$2,0)+1,FALSE)","v":0},0.80155037723285549]
[2006,1,29,7,null,2013,1,29,7,0.30729751474437561,0.42804192884646347,8.4180874785592386E-3,9.9829378944294611E-2,0.10685119999999998,7.3249999999999996E-2,1.71375666785885E-5,2.1787855487974887E-3,0,1.0258840331291692,null,null,0.29093529814139274,8.7436736481896024E-2,0.37866295530333849,8.4219774386789986E-2,6.7524540552974216E-2,4.7079278059094483E-3,8.5769883653262672E-6,1.5925556000974171E-3,0,0.91508836526076365,null,{"$f":"J681*VLOOKUP($B681,$AR$36:$AZ$47,MATCH(AG$2,$AS$2:$BA$2,0)+1,FALSE)","v":0.29483584308496658},{"$f":"K681*VLOOKUP($B681,$AR$36:$AZ$47,MATCH(AH$2,$AS$2:$BA$2,0)+1,FALSE)","v":0.36167124332559392},{"$f":"L681*VLOOKUP($B681,$AR$36:$AZ$47,MATCH(AI$2,$AS$2:$BA$2,0)+1,FALSE)","v":6.2228339095312677E-3},{"$f":"M681*VLOOKUP($B681,$AR$36:$AZ$47,MATCH(AJ$2,$AS$2:$BA$2,0)+1,FALSE)","v":8.5817243407692076E-2},{"$f":"N681*VLOOKUP($B681,$AR$36:$AZ$47,MATCH(AK$2,$AS$2:$BA$2,0)+1,FALSE)","v":8.357239792128307E-2},{"$f":"O681*VLOOKUP($B681,$AR$36:$AZ$47,MATCH(AL$2,$AS$2:$BA$2,0)+1,FALSE)","v":6.4915769285178948E-2},{"$f":"P681*VLOOKUP($B681,$AR$36:$AZ$47,MATCH(AM$2,$AS$2:$BA$2,0)+1,FALSE)","v":8.5769883653262672E-6},{"$f":"Q681*VLOOKUP($B681,$AR$36:$AZ$47,MATCH(AN$2,$AS$2:$BA$2,0)+1,FALSE)","v":1.66507983835203E-3},{"$f":"R681*VLOOKUP($B681,$AR$36:$BA$47,MATCH(AO$2,$AS$2:$BA$2,0)+1,FALSE)","v":0},0.8987089877609632]
[2006,1,29,8,null,2013,1,29,8,0.34309841090267085,0.47991022863574873,3.7881393653516576E-3,0.11432384517045004,0.11453729999999999,7.8714000000000006E-2,7.7119050053648256E-6,1.9951161017124309E-3,0,1.1363747520809389,null,null,0.32482995689321165,0.10013188531748361,0.42454772116658002,9.0277933845123712E-2,7.2561456451697107E-2,2.1185675126592519E-3,3.8596447643968201E-6,1.4583047525628613E-3,0,1.0159296855840827,null,{"$f":"J682*VLOOKUP($B682,$AR$36:$AZ$47,MATCH(AG$2,$AS$2:$BA$2,0)+1,FALSE)","v":0.32918492466087446},{"$f":"K682*VLOOKUP($B682,$AR$36:$AZ$47,MATCH(AH$2,$AS$2:$BA$2,0)+1,FALSE)","v":0.40549702582435543},{"$f":"L682*VLOOKUP($B682,$AR$36:$AZ$47,MATCH(AI$2,$AS$2:$BA$2,0)+1,FALSE)","v":2.8002752592890708E-3},{"$f":"M682*VLOOKUP($B682,$AR$36:$AZ$47,MATCH(AJ$2,$AS$2:$BA$2,0)+1,FALSE)","v":9.8277254171543899E-2},{"$f":"N682*VLOOKUP($B682,$AR$36:$AZ$47,MATCH(AK$2,$AS$2:$BA$2,0)+1,FALSE)","v":8.9583989814146933E-2},{"$f":"O682*VLOOKUP($B682,$AR$36:$AZ$47,MATCH(AL$2,$AS$2:$BA$2,0)+1,FALSE)","v":6.9758086873905487E-2},{"$f":"P682*VLOOKUP($B682,$AR$36:$AZ$47,MATCH(AM$2,$AS$2:$BA$2,0)+1,FALSE)","v":3.8596447643968201E-6},{"$f":"Q682*VLOOKUP($B682,$AR$36:$AZ$47,MATCH(AN$2,$AS$2:$BA$2,0)+1,FALSE)","v":1.5247152699201416E-3},{"$f":"R682*VLOOKUP($B682,$AR$36:$BA$47,MATCH(AO$2,$AS$2:$BA$2,0)+1,FALSE)","v":0},0.99663013151879976]
[2006,1,29,9,null,2013,1,29,9,0.30511811059585447,0.51219095829660344,0,0.12313482122665327,0.11942379999999998,8.1753999999999993E-2,0,1.844841099551928E-3,0,1.1434665312186634,null,null,0.28887193750455831,0.10784908239635584,0.45310454158290869,9.4129457529846458E-2,7.5363840114236913E-2,0,0,1.3484631500345877E-3,0,1.020667322277941,null,{"$f":"J683*VLOOKUP($B683,$AR$36:$AZ$47,MATCH(AG$2,$AS$2:$BA$2,0)+1,FALSE)","v":0.29274481914653144},{"$f":"K683*VLOOKUP($B683,$AR$36:$AZ$47,MATCH(AH$2,$AS$2:$BA$2,0)+1,FALSE)","v":0.43277241836209551},{"$f":"L683*VLOOKUP($B683,$AR$36:$AZ$47,MATCH(AI$2,$AS$2:$BA$2,0)+1,FALSE)","v":0},{"$f":"M683*VLOOKUP($B683,$AR$36:$AZ$47,MATCH(AJ$2,$AS$2:$BA$2,0)+1,FALSE)","v":0.10585151422275053},{"$f":"N683*VLOOKUP($B683,$AR$36:$AZ$47,MATCH(AK$2,$AS$2:$BA$2,0)+1,FALSE)","v":9.3405907793938911E-2},{"$f":"O683*VLOOKUP($B683,$AR$36:$AZ$47,MATCH(AL$2,$AS$2:$BA$2,0)+1,FALSE)","v":7.2452202077003688E-2},{"$f":"P683*VLOOKUP($B683,$AR$36:$AZ$47,MATCH(AM$2,$AS$2:$BA$2,0)+1,FALSE)","v":0},{"$f":"Q683*VLOOKUP($B683,$AR$36:$AZ$47,MATCH(AN$2,$AS$2:$BA$2,0)+1,FALSE)","v":1.4098715321122319E-3},{"$f":"R683*VLOOKUP($B683,$AR$36:$BA$47,MATCH(AO$2,$AS$2:$BA$2,0)+1,FALSE)","v":0},0.99863673313443224]
[2006,1,29,10,null,2013,1,29,10,0.2842333436473824,0.52488515186282991,0,0.12394127403983628,0.12205100000000002,8.3507999999999999E-2,0,1.844841099551928E-3,0,1.1404636106496004,null,null,0.26909919087554107,0.10855542358426118,0.46433433129985047,9.6200208174378091E-2,7.6980741740583905E-2,0,0,1.3484631500345877E-3,0,1.0165183588246496,null,{"$f":"J684*VLOOKUP($B684,$AR$36:$AZ$47,MATCH(AG$2,$AS$2:$BA$2,0)+1,FALSE)","v":0.27270698097524665},{"$f":"K684*VLOOKUP($B684,$AR$36:$AZ$47,MATCH(AH$2,$AS$2:$BA$2,0)+1,FALSE)","v":0.44349829463894896},{"$f":"L684*VLOOKUP($B684,$AR$36:$AZ$47,MATCH(AI$2,$AS$2:$BA$2,0)+1,FALSE)","v":0},{"$f":"M684*VLOOKUP($B684,$AR$36:$AZ$47,MATCH(AJ$2,$AS$2:$BA$2,0)+1,FALSE)","v":0.10654477264124036},{"$f":"N684*VLOOKUP($B684,$AR$36:$AZ$47,MATCH(AK$2,$AS$2:$BA$2,0)+1,FALSE)","v":9.5460741093132531E-2},{"$f":"O684*VLOOKUP($B684,$AR$36:$AZ$47,MATCH(AL$2,$AS$2:$BA$2,0)+1,FALSE)","v":7.4006635651422861E-2},{"$f":"P684*VLOOKUP($B684,$AR$36:$AZ$47,MATCH(AM$2,$AS$2:$BA$2,0)+1,FALSE)","v":0},{"$f":"Q684*VLOOKUP($B684,$AR$36:$AZ$47,MATCH(AN$2,$AS$2:$BA$2,0)+1,FALSE)","v":1.4098715321122319E-3},{"$f":"R684*VLOOKUP($B684,$AR$36:$BA$47,MATCH(AO$2,$AS$2:$BA$2,0)+1,FALSE)","v":0},0.99362729653210369]
[2006,1,29,11,null,2013,1,29,11,0.2760654643659804,0.52612957349398803,0,0.12465258152794426,0.12271999999999994,8.4329000000000001E-2,0,1.844841099551928E-3,0,1.1357414604874647,null,null,0.26136621459067155,0.10917843061939461,0.46543519628699698,9.6727511836524657E-2,7.7737569696815875E-2,0,0,1.3484631500345877E-3,0,1.0117933861804382,null,{"$f":"J685*VLOOKUP($B685,$AR$36:$AZ$47,MATCH(AG$2,$AS$2:$BA$2,0)+1,FALSE)","v":0.26487032933114979},{"$f":"K685*VLOOKUP($B685,$AR$36:$AZ$47,MATCH(AH$2,$AS$2:$BA$2,0)+1,FALSE)","v":0.44454976060111562},{"$f":"L685*VLOOKUP($B685,$AR$36:$AZ$47,MATCH(AI$2,$AS$2:$BA$2,0)+1,FALSE)","v":0},{"$f":"M685*VLOOKUP($B685,$AR$36:$AZ$47,MATCH(AJ$2,$AS$2:$BA$2,0)+1,FALSE)","v":0.10715624041245367},{"$f":"N685*VLOOKUP($B685,$AR$36:$AZ$47,MATCH(AK$2,$AS$2:$BA$2,0)+1,FALSE)","v":9.5983991503135718E-2},{"$f":"O685*VLOOKUP($B685,$AR$36:$AZ$47,MATCH(AL$2,$AS$2:$BA$2,0)+1,FALSE)","v":7.4734224000680638E-2},{"$f":"P685*VLOOKUP($B685,$AR$36:$AZ$47,MATCH(AM$2,$AS$2:$BA$2,0)+1,FALSE)","v":0},{"$f":"Q685*VLOOKUP($B685,$AR$36:$AZ$47,MATCH(AN$2,$AS$2:$BA$2,0)+1,FALSE)","v":1.4098715321122319E-3},{"$f":"R685*VLOOKUP($B685,$AR$36:$BA$47,MATCH(AO$2,$AS$2:$BA$2,0)+1,FALSE)","v":0},0.98870441738064763]
[2006,1,29,12,null,2013,1,29,12,0.27754853347507363,0.51940722216457225,0,0.11711708204674327,0.1229832,8.5343000000000002E-2,0,1.844841099551928E-3,0,1.124243878785941,null,null,0.26277031691078712,0.10257837471035311,0.45948833629633246,9.6934965235443982E-2,7.8672312142149883E-2,0,0,1.3484631500345877E-3,0,1.0017927684451013,null,{"$f":"J686*VLOOKUP($B686,$AR$36:$AZ$47,MATCH(AG$2,$AS$2:$BA$2,0)+1,FALSE)","v":0.26629325633235418},{"$f":"K686*VLOOKUP($B686,$AR$36:$AZ$47,MATCH(AH$2,$AS$2:$BA$2,0)+1,FALSE)","v":0.43886975357485686},{"$f":"L686*VLOOKUP($B686,$AR$36:$AZ$47,MATCH(AI$2,$AS$2:$BA$2,0)+1,FALSE)","v":0},{"$f":"M686*VLOOKUP($B686,$AR$36:$AZ$47,MATCH(AJ$2,$AS$2:$BA$2,0)+1,FALSE)","v":0.10067842997212617},{"$f":"N686*VLOOKUP($B686,$AR$36:$AZ$47,MATCH(AK$2,$AS$2:$BA$2,0)+1,FALSE)","v":9.6189850259358264E-2},{"$f":"O686*VLOOKUP($B686,$AR$36:$AZ$47,MATCH(AL$2,$AS$2:$BA$2,0)+1,FALSE)","v":7.5632853216450899E-2},{"$f":"P686*VLOOKUP($B686,$AR$36:$AZ$47,MATCH(AM$2,$AS$2:$BA$2,0)+1,FALSE)","v":0},{"$f":"Q686*VLOOKUP($B686,$AR$36:$AZ$47,MATCH(AN$2,$AS$2:$BA$2,0)+1,FALSE)","v":1.4098715321122319E-3},{"$f":"R686*VLOOKUP($B686,$AR$36:$BA$47,MATCH(AO$2,$AS$2:$BA$2,0)+1,FALSE)","v":0},0.97907401488725854]
[2006,1,29,13,null,2013,1,29,13,0.27566086666419898,0.51532145059203482,0,0.11592640348781028,0.1226048,8.5070999999999994E-2,0,1.844841099551928E-3,0,1.1164293618435959,null,null,0.2609831599047493,0.10153550488091982,0.45587389987296434,9.6636711564657307E-2,7.8421572551291049E-2,0,0,1.3484631500345877E-3,0,0.99479931192461635,null,{"$f":"J687*VLOOKUP($B687,$AR$36:$AZ$47,MATCH(AG$2,$AS$2:$BA$2,0)+1,FALSE)","v":0.26448213906344065},{"$f":"K687*VLOOKUP($B687,$AR$36:$AZ$47,MATCH(AH$2,$AS$2:$BA$2,0)+1,FALSE)","v":0.43541750746297181},{"$f":"L687*VLOOKUP($B687,$AR$36:$AZ$47,MATCH(AI$2,$AS$2:$BA$2,0)+1,FALSE)","v":0},{"$f":"M687*VLOOKUP($B687,$AR$36:$AZ$47,MATCH(AJ$2,$AS$2:$BA$2,0)+1,FALSE)","v":9.96548760565069E-2},{"$f":"N687*VLOOKUP($B687,$AR$36:$AZ$47,MATCH(AK$2,$AS$2:$BA$2,0)+1,FALSE)","v":9.5893889190381845E-2},{"$f":"O687*VLOOKUP($B687,$AR$36:$AZ$47,MATCH(AL$2,$AS$2:$BA$2,0)+1,FALSE)","v":7.5391800803542103E-2},{"$f":"P687*VLOOKUP($B687,$AR$36:$AZ$47,MATCH(AM$2,$AS$2:$BA$2,0)+1,FALSE)","v":0},{"$f":"Q687*VLOOKUP($B687,$AR$36:$AZ$47,MATCH(AN$2,$AS$2:$BA$2,0)+1,FALSE)","v":1.4098715321122319E-3},{"$f":"R687*VLOOKUP($B687,$AR$36:$BA$47,MATCH(AO$2,$AS$2:$BA$2,0)+1,FALSE)","v":0},0.97225008410895564]
[2006,1,29,14,null,2013,1,29,14,0.27541400801979488,0.51009703741998502,0,0.10943653723092532,0.12301649999999999,8.5208999999999993E-2,0,1.844841099551928E-3,0,1.1050179237702573,null,null,0.26074944537774364,9.5851279137888393E-2,0.45125217569564979,9.6961212189030643E-2,7.8548786020182657E-2,0,0,1.3484631500345877E-3,0,0.98471136157052963,null,{"$f":"J688*VLOOKUP($B688,$AR$36:$AZ$47,MATCH(AG$2,$AS$2:$BA$2,0)+1,FALSE)","v":0.26424529114553208},{"$f":"K688*VLOOKUP($B688,$AR$36:$AZ$47,MATCH(AH$2,$AS$2:$BA$2,0)+1,FALSE)","v":0.43100317353855006},{"$f":"L688*VLOOKUP($B688,$AR$36:$AZ$47,MATCH(AI$2,$AS$2:$BA$2,0)+1,FALSE)","v":0},{"$f":"M688*VLOOKUP($B688,$AR$36:$AZ$47,MATCH(AJ$2,$AS$2:$BA$2,0)+1,FALSE)","v":9.4075932882261154E-2},{"$f":"N688*VLOOKUP($B688,$AR$36:$AZ$47,MATCH(AK$2,$AS$2:$BA$2,0)+1,FALSE)","v":9.6215895459138681E-2},{"$f":"O688*VLOOKUP($B688,$AR$36:$AZ$47,MATCH(AL$2,$AS$2:$BA$2,0)+1,FALSE)","v":7.551409945420906E-2},{"$f":"P688*VLOOKUP($B688,$AR$36:$AZ$47,MATCH(AM$2,$AS$2:$BA$2,0)+1,FALSE)","v":0},{"$f":"Q688*VLOOKUP($B688,$AR$36:$AZ$47,MATCH(AN$2,$AS$2:$BA$2,0)+1,FALSE)","v":1.4098715321122319E-3},{"$f":"R688*VLOOKUP($B688,$AR$36:$BA$47,MATCH(AO$2,$AS$2:$BA$2,0)+1,FALSE)","v":0},0.96246426401180329]
[2006,1,29,15,null,2013,1,29,15,0.28270441511789257,0.5007285353843659,0,0.10325692642331369,0.12291929999999994,8.4758E-2,0,1.844841099551928E-3,0,1.096212018025124,null,null,0.26765167094380971,9.0438794281628598E-2,0.44296442529434421,9.6884599459642493E-2,7.8133037654457185E-2,0,0,1.3484631500345877E-3,0,0.97742099078391675,null,{"$f":"J689*VLOOKUP($B689,$AR$36:$AZ$47,MATCH(AG$2,$AS$2:$BA$2,0)+1,FALSE)","v":0.27124005426617848},{"$f":"K689*VLOOKUP($B689,$AR$36:$AZ$47,MATCH(AH$2,$AS$2:$BA$2,0)+1,FALSE)","v":0.42308731868654537},{"$f":"L689*VLOOKUP($B689,$AR$36:$AZ$47,MATCH(AI$2,$AS$2:$BA$2,0)+1,FALSE)","v":0},{"$f":"M689*VLOOKUP($B689,$AR$36:$AZ$47,MATCH(AJ$2,$AS$2:$BA$2,0)+1,FALSE)","v":8.8763697441654715E-2},{"$f":"N689*VLOOKUP($B689,$AR$36:$AZ$47,MATCH(AK$2,$AS$2:$BA$2,0)+1,FALSE)","v":9.6139871632752519E-2},{"$f":"O689*VLOOKUP($B689,$AR$36:$AZ$47,MATCH(AL$2,$AS$2:$BA$2,0)+1,FALSE)","v":7.5114413284275747E-2},{"$f":"P689*VLOOKUP($B689,$AR$36:$AZ$47,MATCH(AM$2,$AS$2:$BA$2,0)+1,FALSE)","v":0},{"$f":"Q689*VLOOKUP($B689,$AR$36:$AZ$47,MATCH(AN$2,$AS$2:$BA$2,0)+1,FALSE)","v":1.4098715321122319E-3},{"$f":"R689*VLOOKUP($B689,$AR$36:$BA$47,MATCH(AO$2,$AS$2:$BA$2,0)+1,FALSE)","v":0},0.95575522684351899]
[2006,1,29,16,null,2013,1,29,16,0.30862490468856457,0.49381099042802223,0,0.10062768506089648,0.12105790000000001,8.3436999999999997E-2,0,1.844841099551928E-3,0,1.1094033212770353,null,null,0.29219201051501459,8.8135942289718924E-2,0.43684488923937898,9.5417449927923934E-2,7.6915291332675897E-2,0,0,1.3484631500345877E-3,0,0.99085404645474684,null,{"$f":"J690*VLOOKUP($B690,$AR$36:$AZ$47,MATCH(AG$2,$AS$2:$BA$2,0)+1,FALSE)","v":0.29610940409512643},{"$f":"K690*VLOOKUP($B690,$AR$36:$AZ$47,MATCH(AH$2,$AS$2:$BA$2,0)+1,FALSE)","v":0.41724238407496689},{"$f":"L690*VLOOKUP($B690,$AR$36:$AZ$47,MATCH(AI$2,$AS$2:$BA$2,0)+1,FALSE)","v":0},{"$f":"M690*VLOOKUP($B690,$AR$36:$AZ$47,MATCH(AJ$2,$AS$2:$BA$2,0)+1,FALSE)","v":8.6503498606780319E-2},{"$f":"N690*VLOOKUP($B690,$AR$36:$AZ$47,MATCH(AK$2,$AS$2:$BA$2,0)+1,FALSE)","v":9.4683999714695724E-2},{"$f":"O690*VLOOKUP($B690,$AR$36:$AZ$47,MATCH(AL$2,$AS$2:$BA$2,0)+1,FALSE)","v":7.3943713881876816E-2},{"$f":"P690*VLOOKUP($B690,$AR$36:$AZ$47,MATCH(AM$2,$AS$2:$BA$2,0)+1,FALSE)","v":0},{"$f":"Q690*VLOOKUP($B690,$AR$36:$AZ$47,MATCH(AN$2,$AS$2:$BA$2,0)+1,FALSE)","v":1.4098715321122319E-3},{"$f":"R690*VLOOKUP($B690,$AR$36:$BA$47,MATCH(AO$2,$AS$2:$BA$2,0)+1,FALSE)","v":0},0.9698928719055584]
[2006,1,29,17,null,2013,1,29,17,0.35990237460921781,0.49833811466382982,0,0.10861553696943896,0.11898260000000001,8.1698000000000007E-2,0,1.844841099551928E-3,0,1.1693814673420386,null,null,0.34073918477937981,9.513219639617157E-2,0.44084976382438995,9.3781705099743207E-2,7.5312217257295408E-2,0,0,1.3484631500345877E-3,0,1.0471635305070144,null,{"$f":"J691*VLOOKUP($B691,$AR$36:$AZ$47,MATCH(AG$2,$AS$2:$BA$2,0)+1,FALSE)","v":0.34530744622018567},{"$f":"K691*VLOOKUP($B691,$AR$36:$AZ$47,MATCH(AH$2,$AS$2:$BA$2,0)+1,FALSE)","v":0.42106754824864129},{"$f":"L691*VLOOKUP($B691,$AR$36:$AZ$47,MATCH(AI$2,$AS$2:$BA$2,0)+1,FALSE)","v":0},{"$f":"M691*VLOOKUP($B691,$AR$36:$AZ$47,MATCH(AJ$2,$AS$2:$BA$2,0)+1,FALSE)","v":9.3370168907539158E-2},{"$f":"N691*VLOOKUP($B691,$AR$36:$AZ$47,MATCH(AK$2,$AS$2:$BA$2,0)+1,FALSE)","v":9.3060828450301517E-2},{"$f":"O691*VLOOKUP($B691,$AR$36:$AZ$47,MATCH(AL$2,$AS$2:$BA$2,0)+1,FALSE)","v":7.2402573639051893E-2},{"$f":"P691*VLOOKUP($B691,$AR$36:$AZ$47,MATCH(AM$2,$AS$2:$BA$2,0)+1,FALSE)","v":0},{"$f":"Q691*VLOOKUP($B691,$AR$36:$AZ$47,MATCH(AN$2,$AS$2:$BA$2,0)+1,FALSE)","v":1.4098715321122319E-3},{"$f":"R691*VLOOKUP($B691,$AR$36:$BA$47,MATCH(AO$2,$AS$2:$BA$2,0)+1,FALSE)","v":0},1.0266184369978317]
[2006,1,29,18,null,2013,1,29,18,0.43020136953588922,0.50348395328751472,7.5762787307033152E-3,0.1219452794933938,0.11583920000000006,8.0229999999999996E-2,1.5423810010729651E-5,2.1453911038729332E-3,0,1.2614368959613849,null,null,0.40729507302027468,0.10680720826906848,0.44540197782363466,9.1304087264778025E-2,7.3958960936042609E-2,4.2371350253185038E-3,7.7192895287936403E-6,1.5681463550911345E-3,0,1.1305803079837371,null,{"$f":"J692*VLOOKUP($B692,$AR$36:$AZ$47,MATCH(AG$2,$AS$2:$BA$2,0)+1,FALSE)","v":0.4127556436274194},{"$f":"K692*VLOOKUP($B692,$AR$36:$AZ$47,MATCH(AH$2,$AS$2:$BA$2,0)+1,FALSE)","v":0.42541549111955695},{"$f":"L692*VLOOKUP($B692,$AR$36:$AZ$47,MATCH(AI$2,$AS$2:$BA$2,0)+1,FALSE)","v":5.6005505185781415E-3},{"$f":"M692*VLOOKUP($B692,$AR$36:$AZ$47,MATCH(AJ$2,$AS$2:$BA$2,0)+1,FALSE)","v":0.10482893756699774},{"$f":"N692*VLOOKUP($B692,$AR$36:$AZ$47,MATCH(AK$2,$AS$2:$BA$2,0)+1,FALSE)","v":9.060225544760471E-2},{"$f":"O692*VLOOKUP($B692,$AR$36:$AZ$47,MATCH(AL$2,$AS$2:$BA$2,0)+1,FALSE)","v":7.1101599587029454E-2},{"$f":"P692*VLOOKUP($B692,$AR$36:$AZ$47,MATCH(AM$2,$AS$2:$BA$2,0)+1,FALSE)","v":7.7192895287936403E-6},{"$f":"Q692*VLOOKUP($B692,$AR$36:$AZ$47,MATCH(AN$2,$AS$2:$BA$2,0)+1,FALSE)","v":1.6395590077280507E-3},{"$f":"R692*VLOOKUP($B692,$AR$36:$BA$47,MATCH(AO$2,$AS$2:$BA$2,0)+1,FALSE)","v":0},1.1119517561644432]
[2006,1,29,19,null,2013,1,29,19,0.4771532998281599,0.47216556770800411,8.4180874785592386E-3,0.10428014890548597,0.10568440000000001,7.5542999999999999E-2,1.71375666785885E-5,2.1787855487974887E-3,0,1.2454404270356854,null,null,0.45174702327199945,9.1334995735370711E-2,0.41769648534810488,8.3300106355410797E-2,6.9638312177383366E-2,4.7079278059094483E-3,8.5769883653262672E-6,1.5925556000974171E-3,0,1.1200259832826416,null,{"$f":"J693*VLOOKUP($B693,$AR$36:$AZ$47,MATCH(AG$2,$AS$2:$BA$2,0)+1,FALSE)","v":0.45780355741775236},{"$f":"K693*VLOOKUP($B693,$AR$36:$AZ$47,MATCH(AH$2,$AS$2:$BA$2,0)+1,FALSE)","v":0.39895322495320928},{"$f":"L693*VLOOKUP($B693,$AR$36:$AZ$47,MATCH(AI$2,$AS$2:$BA$2,0)+1,FALSE)","v":6.2228339095312677E-3},{"$f":"M693*VLOOKUP($B693,$AR$36:$AZ$47,MATCH(AJ$2,$AS$2:$BA$2,0)+1,FALSE)","v":8.9643299556196571E-2},{"$f":"N693*VLOOKUP($B693,$AR$36:$AZ$47,MATCH(AK$2,$AS$2:$BA$2,0)+1,FALSE)","v":8.2659799149397015E-2},{"$f":"O693*VLOOKUP($B693,$AR$36:$AZ$47,MATCH(AL$2,$AS$2:$BA$2,0)+1,FALSE)","v":6.6947876574884282E-2},{"$f":"P693*VLOOKUP($B693,$AR$36:$AZ$47,MATCH(AM$2,$AS$2:$BA$2,0)+1,FALSE)","v":8.5769883653262672E-6},{"$f":"Q693*VLOOKUP($B693,$AR$36:$AZ$47,MATCH(AN$2,$AS$2:$BA$2,0)+1,FALSE)","v":1.66507983835203E-3},{"$f":"R693*VLOOKUP($B693,$AR$36:$BA$47,MATCH(AO$2,$AS$2:$BA$2,0)+1,FALSE)","v":0},1.103904248387688]
[2006,1,29,20,null,2013,1,29,20,0.47817297023077093,0.45579912196068229,8.4180874785592386E-3,9.8535254488968271E-2,0.10153460000000003,7.3833999999999997E-2,1.71375666785885E-5,2.1787855487974887E-3,0,1.218489957274457,null,null,0.45271240079168545,8.6303262346608789E-2,0.40321807494753031,8.0029247256492866E-2,6.8062893203935812E-2,4.7079278059094483E-3,8.5769883653262672E-6,1.5925556000974171E-3,0,1.0966349389406256,null,{"$f":"J694*VLOOKUP($B694,$AR$36:$AZ$47,MATCH(AG$2,$AS$2:$BA$2,0)+1,FALSE)","v":0.458781877672222},{"$f":"K694*VLOOKUP($B694,$AR$36:$AZ$47,MATCH(AH$2,$AS$2:$BA$2,0)+1,FALSE)","v":0.38512450308428703},{"$f":"L694*VLOOKUP($B694,$AR$36:$AZ$47,MATCH(AI$2,$AS$2:$BA$2,0)+1,FALSE)","v":6.2228339095312677E-3},{"$f":"M694*VLOOKUP($B694,$AR$36:$AZ$47,MATCH(AJ$2,$AS$2:$BA$2,0)+1,FALSE)","v":8.4704763348644949E-2},{"$f":"N694*VLOOKUP($B694,$AR$36:$AZ$47,MATCH(AK$2,$AS$2:$BA$2,0)+1,FALSE)","v":7.9414082331113842E-2},{"$f":"O694*VLOOKUP($B694,$AR$36:$AZ$47,MATCH(AL$2,$AS$2:$BA$2,0)+1,FALSE)","v":6.5433322995247817E-2},{"$f":"P694*VLOOKUP($B694,$AR$36:$AZ$47,MATCH(AM$2,$AS$2:$BA$2,0)+1,FALSE)","v":8.5769883653262672E-6},{"$f":"Q694*VLOOKUP($B694,$AR$36:$AZ$47,MATCH(AN$2,$AS$2:$BA$2,0)+1,FALSE)","v":1.66507983835203E-3},{"$f":"R694*VLOOKUP($B694,$AR$36:$BA$47,MATCH(AO$2,$AS$2:$BA$2,0)+1,FALSE)","v":0},1.0813550401677641]
[2006,1,29,21,null,2013,1,29,21,0.44332427230336563,0.45341001448667928,8.4180874785592386E-3,0.11106372390365182,9.9044399999999977E-2,7.2609000000000007E-2,1.71375666785885E-5,2.1787855487974887E-3,0,1.1900654212877322,null,null,0.41971923997883981,9.7276469736233509E-2,0.40110457522781534,7.8066479574164654E-2,6.6933643208340013E-2,4.7079278059094483E-3,8.5769883653262672E-6,1.5925556000974171E-3,0,1.0694094681197657,null,{"$f":"J695*VLOOKUP($B695,$AR$36:$AZ$47,MATCH(AG$2,$AS$2:$BA$2,0)+1,FALSE)","v":0.42534638034193345},{"$f":"K695*VLOOKUP($B695,$AR$36:$AZ$47,MATCH(AH$2,$AS$2:$BA$2,0)+1,FALSE)","v":0.38310584226549821},{"$f":"L695*VLOOKUP($B695,$AR$36:$AZ$47,MATCH(AI$2,$AS$2:$BA$2,0)+1,FALSE)","v":6.2228339095312677E-3},{"$f":"M695*VLOOKUP($B695,$AR$36:$AZ$47,MATCH(AJ$2,$AS$2:$BA$2,0)+1,FALSE)","v":9.5474726265930746E-2},{"$f":"N695*VLOOKUP($B695,$AR$36:$AZ$47,MATCH(AK$2,$AS$2:$BA$2,0)+1,FALSE)","v":7.7466401955941802E-2},{"$f":"O695*VLOOKUP($B695,$AR$36:$AZ$47,MATCH(AL$2,$AS$2:$BA$2,0)+1,FALSE)","v":6.4347700915052E-2},{"$f":"P695*VLOOKUP($B695,$AR$36:$AZ$47,MATCH(AM$2,$AS$2:$BA$2,0)+1,FALSE)","v":8.5769883653262672E-6},{"$f":"Q695*VLOOKUP($B695,$AR$36:$AZ$47,MATCH(AN$2,$AS$2:$BA$2,0)+1,FALSE)","v":1.66507983835203E-3},{"$f":"R695*VLOOKUP($B695,$AR$36:$BA$47,MATCH(AO$2,$AS$2:$BA$2,0)+1,FALSE)","v":0},1.0536375424806048]
[2006,1,29,22,null,2013,1,29,22,0.40121056962075802,0.43644689835360007,8.4180874785592386E-3,0.1174332651365519,9.5880599999999969E-2,7.1215000000000001E-2,1.71375666785885E-5,2.1787855487974887E-3,0,1.1328003437049454,null,null,0.37984790338181429,0.10285530739085247,0.38609832641612585,7.5572782524389565E-2,6.5648602805188527E-2,4.7079278059094483E-3,8.5769883653262672E-6,1.5925556000974171E-3,0,1.0163319829127431,null,{"$f":"J696*VLOOKUP($B696,$AR$36:$AZ$47,MATCH(AG$2,$AS$2:$BA$2,0)+1,FALSE)","v":0.38494049210627701},{"$f":"K696*VLOOKUP($B696,$AR$36:$AZ$47,MATCH(AH$2,$AS$2:$BA$2,0)+1,FALSE)","v":0.36877296763552753},{"$f":"L696*VLOOKUP($B696,$AR$36:$AZ$47,MATCH(AI$2,$AS$2:$BA$2,0)+1,FALSE)","v":6.2228339095312677E-3},{"$f":"M696*VLOOKUP($B696,$AR$36:$AZ$47,MATCH(AJ$2,$AS$2:$BA$2,0)+1,FALSE)","v":0.10095023333769299},{"$f":"N696*VLOOKUP($B696,$AR$36:$AZ$47,MATCH(AK$2,$AS$2:$BA$2,0)+1,FALSE)","v":7.4991873335361434E-2},{"$f":"O696*VLOOKUP($B696,$AR$36:$AZ$47,MATCH(AL$2,$AS$2:$BA$2,0)+1,FALSE)","v":6.3112307298894457E-2},{"$f":"P696*VLOOKUP($B696,$AR$36:$AZ$47,MATCH(AM$2,$AS$2:$BA$2,0)+1,FALSE)","v":8.5769883653262672E-6},{"$f":"Q696*VLOOKUP($B696,$AR$36:$AZ$47,MATCH(AN$2,$AS$2:$BA$2,0)+1,FALSE)","v":1.66507983835203E-3},{"$f":"R696*VLOOKUP($B696,$AR$36:$BA$47,MATCH(AO$2,$AS$2:$BA$2,0)+1,FALSE)","v":0},1.000664364450002]
[2006,1,29,23,null,2013,1,29,23,0.35408123680274695,0.41044566896386614,8.4180874785592386E-3,0.11498448803986441,9.2372799999999991E-2,7.0078000000000001E-2,1.71375666785885E-5,2.1787855487974887E-3,0,1.0525762044005129,null,null,0.3352279964944484,0.10071051715004126,0.36309660228884233,7.280794577389936E-2,6.4600474441929387E-2,4.7079278059094483E-3,8.5769883653262672E-6,1.5925556000974171E-3,0,0.94275259654353294,null,{"$f":"J697*VLOOKUP($B697,$AR$36:$AZ$47,MATCH(AG$2,$AS$2:$BA$2,0)+1,FALSE)","v":0.33972236989988974},{"$f":"K697*VLOOKUP($B697,$AR$36:$AZ$47,MATCH(AH$2,$AS$2:$BA$2,0)+1,FALSE)","v":0.34680339800312787},{"$f":"L697*VLOOKUP($B697,$AR$36:$AZ$47,MATCH(AI$2,$AS$2:$BA$2,0)+1,FALSE)","v":6.2228339095312677E-3},{"$f":"M697*VLOOKUP($B697,$AR$36:$AZ$47,MATCH(AJ$2,$AS$2:$BA$2,0)+1,FALSE)","v":9.8845168652527751E-2},{"$f":"N697*VLOOKUP($B697,$AR$36:$AZ$47,MATCH(AK$2,$AS$2:$BA$2,0)+1,FALSE)","v":7.2248289197529805E-2},{"$f":"O697*VLOOKUP($B697,$AR$36:$AZ$47,MATCH(AL$2,$AS$2:$BA$2,0)+1,FALSE)","v":6.2104672764051481E-2},{"$f":"P697*VLOOKUP($B697,$AR$36:$AZ$47,MATCH(AM$2,$AS$2:$BA$2,0)+1,FALSE)","v":8.5769883653262672E-6},{"$f":"Q697*VLOOKUP($B697,$AR$36:$AZ$47,MATCH(AN$2,$AS$2:$BA$2,0)+1,FALSE)","v":1.66507983835203E-3},{"$f":"R697*VLOOKUP($B697,$AR$36:$BA$47,MATCH(AO$2,$AS$2:$BA$2,0)+1,FALSE)","v":0},0.92762038925337542]
[2006,1,29,24,null,2013,1,29,24,0.25552589421400906,0.40576856363053271,8.4180874785592386E-3,0.13152588418119227,8.970270000000001E-2,6.8655999999999995E-2,1.71375666785885E-5,2.1787855487974887E-3,0,0.96179305261976933,null,null,0.24192028457450893,0.11519849364300325,0.35895904844555915,7.0703381486458813E-2,6.3289622610307142E-2,4.7079278059094483E-3,8.5769883653262672E-6,1.5925556000974171E-3,0,0.85637989115420943,null,{"$f":"J698*VLOOKUP($B698,$AR$36:$AZ$47,MATCH(AG$2,$AS$2:$BA$2,0)+1,FALSE)","v":0.24516368937541574},{"$f":"K698*VLOOKUP($B698,$AR$36:$AZ$47,MATCH(AH$2,$AS$2:$BA$2,0)+1,FALSE)","v":0.34285150827674027},{"$f":"L698*VLOOKUP($B698,$AR$36:$AZ$47,MATCH(AI$2,$AS$2:$BA$2,0)+1,FALSE)","v":6.2228339095312677E-3},{"$f":"M698*VLOOKUP($B698,$AR$36:$AZ$47,MATCH(AJ$2,$AS$2:$BA$2,0)+1,FALSE)","v":0.11306480052818532},{"$f":"N698*VLOOKUP($B698,$AR$36:$AZ$47,MATCH(AK$2,$AS$2:$BA$2,0)+1,FALSE)","v":7.0159902172492974E-2},{"$f":"O698*VLOOKUP($B698,$AR$36:$AZ$47,MATCH(AL$2,$AS$2:$BA$2,0)+1,FALSE)","v":6.0844464928918034E-2},{"$f":"P698*VLOOKUP($B698,$AR$36:$AZ$47,MATCH(AM$2,$AS$2:$BA$2,0)+1,FALSE)","v":8.5769883653262672E-6},{"$f":"Q698*VLOOKUP($B698,$AR$36:$AZ$47,MATCH(AN$2,$AS$2:$BA$2,0)+1,FALSE)","v":1.66507983835203E-3},{"$f":"R698*VLOOKUP($B698,$AR$36:$BA$47,MATCH(AO$2,$AS$2:$BA$2,0)+1,FALSE)","v":0},0.8399808560180011]
[2006,1,30,1,null,2013,1,30,1,0.25161792922526743,0.3705753212517523,8.7170929771520234E-3,0.10134946193604091,8.8883000000000004E-2,6.7221000000000003E-2,2.028188418606668E-5,2.4450307537640017E-3,0,0.89082911802816278,null,null,0.23822040122181912,8.8768119060706807E-2,0.32782570316378001,7.0057296565888411E-2,6.1966786901180619E-2,4.8751506227939457E-3,1.0150652537394905E-5,1.7871641481495757E-3,0,0.79351077233685596,null,{"$f":"J699*VLOOKUP($B699,$AR$36:$AZ$47,MATCH(AG$2,$AS$2:$BA$2,0)+1,FALSE)","v":0.24141420199944191},{"$f":"K699*VLOOKUP($B699,$AR$36:$AZ$47,MATCH(AH$2,$AS$2:$BA$2,0)+1,FALSE)","v":0.31311520706415952},{"$f":"L699*VLOOKUP($B699,$AR$36:$AZ$47,MATCH(AI$2,$AS$2:$BA$2,0)+1,FALSE)","v":6.4438652970665684E-3},{"$f":"M699*VLOOKUP($B699,$AR$36:$AZ$47,MATCH(AJ$2,$AS$2:$BA$2,0)+1,FALSE)","v":8.7123966273065984E-2},{"$f":"N699*VLOOKUP($B699,$AR$36:$AZ$47,MATCH(AK$2,$AS$2:$BA$2,0)+1,FALSE)","v":6.9518783546065971E-2},{"$f":"O699*VLOOKUP($B699,$AR$36:$AZ$47,MATCH(AL$2,$AS$2:$BA$2,0)+1,FALSE)","v":5.9572736206402931E-2},{"$f":"P699*VLOOKUP($B699,$AR$36:$AZ$47,MATCH(AM$2,$AS$2:$BA$2,0)+1,FALSE)","v":1.0150652537394905E-5},{"$f":"Q699*VLOOKUP($B699,$AR$36:$AZ$47,MATCH(AN$2,$AS$2:$BA$2,0)+1,FALSE)","v":1.8685507687941382E-3},{"$f":"R699*VLOOKUP($B699,$AR$36:$BA$47,MATCH(AO$2,$AS$2:$BA$2,0)+1,FALSE)","v":0},0.77906746180753439]
[2006,1,30,2,null,2013,1,30,2,0.24184131270812159,0.36149930670645014,8.7170929771520234E-3,9.6067960717174286E-2,8.8136199999999984E-2,6.6386000000000001E-2,2.028188418606668E-5,2.4450307537640017E-3,0,0.86511318574684803,null,null,0.22896434575519431,8.4142254057975097E-2,0.31979669885721135,6.9468671192359097E-2,6.1197053230713262E-2,4.8751506227939457E-3,1.0150652537394905E-5,1.7871641481495757E-3,0,0.77024148851693408,null,{"$f":"J700*VLOOKUP($B700,$AR$36:$AZ$47,MATCH(AG$2,$AS$2:$BA$2,0)+1,FALSE)","v":0.23203405137977648},{"$f":"K700*VLOOKUP($B700,$AR$36:$AZ$47,MATCH(AH$2,$AS$2:$BA$2,0)+1,FALSE)","v":0.30544648761443938},{"$f":"L700*VLOOKUP($B700,$AR$36:$AZ$47,MATCH(AI$2,$AS$2:$BA$2,0)+1,FALSE)","v":6.4438652970665684E-3},{"$f":"M700*VLOOKUP($B700,$AR$36:$AZ$47,MATCH(AJ$2,$AS$2:$BA$2,0)+1,FALSE)","v":8.2583781004454695E-2},{"$f":"N700*VLOOKUP($B700,$AR$36:$AZ$47,MATCH(AK$2,$AS$2:$BA$2,0)+1,FALSE)","v":6.8934682789428561E-2},{"$f":"O700*VLOOKUP($B700,$AR$36:$AZ$47,MATCH(AL$2,$AS$2:$BA$2,0)+1,FALSE)","v":5.8832740747657201E-2},{"$f":"P700*VLOOKUP($B700,$AR$36:$AZ$47,MATCH(AM$2,$AS$2:$BA$2,0)+1,FALSE)","v":1.0150652537394905E-5},{"$f":"Q700*VLOOKUP($B700,$AR$36:$AZ$47,MATCH(AN$2,$AS$2:$BA$2,0)+1,FALSE)","v":1.8685507687941382E-3},{"$f":"R700*VLOOKUP($B700,$AR$36:$BA$47,MATCH(AO$2,$AS$2:$BA$2,0)+1,FALSE)","v":0},0.75615431025415447]
[2006,1,30,3,null,2013,1,30,3,0.23535062097884946,0.35899849191410588,8.7170929771520234E-3,9.7056991070356216E-2,8.7943999999999994E-2,6.6057000000000005E-2,2.028188418606668E-5,2.4450307537640017E-3,0,0.85658950957841373,null,null,0.22281925429563437,8.5008507933119606E-2,0.31758437839017822,6.931717976655255E-2,6.0893768946181821E-2,4.8751506227939457E-3,1.0150652537394905E-5,1.7871641481495757E-3,0,0.76229555475514754,null,{"$f":"J701*VLOOKUP($B701,$AR$36:$AZ$47,MATCH(AG$2,$AS$2:$BA$2,0)+1,FALSE)","v":0.2258065731985863},{"$f":"K701*VLOOKUP($B701,$AR$36:$AZ$47,MATCH(AH$2,$AS$2:$BA$2,0)+1,FALSE)","v":0.30333344042368482},{"$f":"L701*VLOOKUP($B701,$AR$36:$AZ$47,MATCH(AI$2,$AS$2:$BA$2,0)+1,FALSE)","v":6.4438652970665684E-3},{"$f":"M701*VLOOKUP($B701,$AR$36:$AZ$47,MATCH(AJ$2,$AS$2:$BA$2,0)+1,FALSE)","v":8.3433990225970242E-2},{"$f":"N701*VLOOKUP($B701,$AR$36:$AZ$47,MATCH(AK$2,$AS$2:$BA$2,0)+1,FALSE)","v":6.8784355840545722E-2},{"$f":"O701*VLOOKUP($B701,$AR$36:$AZ$47,MATCH(AL$2,$AS$2:$BA$2,0)+1,FALSE)","v":5.8541173674690326E-2},{"$f":"P701*VLOOKUP($B701,$AR$36:$AZ$47,MATCH(AM$2,$AS$2:$BA$2,0)+1,FALSE)","v":1.0150652537394905E-5},{"$f":"Q701*VLOOKUP($B701,$AR$36:$AZ$47,MATCH(AN$2,$AS$2:$BA$2,0)+1,FALSE)","v":1.8685507687941382E-3},{"$f":"R701*VLOOKUP($B701,$AR$36:$BA$47,MATCH(AO$2,$AS$2:$BA$2,0)+1,FALSE)","v":0},0.74822210008187551]
[2006,1,30,4,null,2013,1,30,4,0.2388828904268942,0.35864813527102585,8.7170929771520234E-3,9.6120812974775746E-2,8.7666299999999947E-2,6.5727999999999995E-2,2.028188418606668E-5,2.4450307537640017E-3,0,0.85822854428779782,null,null,0.2261634462128306,8.4188545329835565E-2,0.31727443893579726,6.909829751396937E-2,6.0590484661650366E-2,4.8751506227939457E-3,1.0150652537394905E-5,1.7871641481495757E-3,0,0.76398767807756418,null,{"$f":"J702*VLOOKUP($B702,$AR$36:$AZ$47,MATCH(AG$2,$AS$2:$BA$2,0)+1,FALSE)","v":0.22919560041406462},{"$f":"K702*VLOOKUP($B702,$AR$36:$AZ$47,MATCH(AH$2,$AS$2:$BA$2,0)+1,FALSE)","v":0.30303740885721742},{"$f":"L702*VLOOKUP($B702,$AR$36:$AZ$47,MATCH(AI$2,$AS$2:$BA$2,0)+1,FALSE)","v":6.4438652970665684E-3},{"$f":"M702*VLOOKUP($B702,$AR$36:$AZ$47,MATCH(AJ$2,$AS$2:$BA$2,0)+1,FALSE)","v":8.2629214874756163E-2},{"$f":"N702*VLOOKUP($B702,$AR$36:$AZ$47,MATCH(AK$2,$AS$2:$BA$2,0)+1,FALSE)","v":6.8567156081415795E-2},{"$f":"O702*VLOOKUP($B702,$AR$36:$AZ$47,MATCH(AL$2,$AS$2:$BA$2,0)+1,FALSE)","v":5.8249606601723444E-2},{"$f":"P702*VLOOKUP($B702,$AR$36:$AZ$47,MATCH(AM$2,$AS$2:$BA$2,0)+1,FALSE)","v":1.0150652537394905E-5},{"$f":"Q702*VLOOKUP($B702,$AR$36:$AZ$47,MATCH(AN$2,$AS$2:$BA$2,0)+1,FALSE)","v":1.8685507687941382E-3},{"$f":"R702*VLOOKUP($B702,$AR$36:$BA$47,MATCH(AO$2,$AS$2:$BA$2,0)+1,FALSE)","v":0},0.75000155354757547]
[2006,1,30,5,null,2013,1,30,5,0.24881184194577816,0.36336693193303082,8.7170929771520234E-3,9.4844841093110949E-2,8.9290600000000039E-2,6.6040000000000001E-2,2.028188418606668E-5,2.4450307537640017E-3,0,0.87353662058702197,null,null,0.23556372552449661,8.3070970339834987E-2,0.32144887459056054,7.0378565583363736E-2,6.0878097721753142E-2,4.8751506227939457E-3,1.0150652537394905E-5,1.7871641481495757E-3,0,0.77801269918349003,null,{"$f":"J703*VLOOKUP($B703,$AR$36:$AZ$47,MATCH(AG$2,$AS$2:$BA$2,0)+1,FALSE)","v":0.2387219084756676},{"$f":"K703*VLOOKUP($B703,$AR$36:$AZ$47,MATCH(AH$2,$AS$2:$BA$2,0)+1,FALSE)","v":0.30702452540056002},{"$f":"L703*VLOOKUP($B703,$AR$36:$AZ$47,MATCH(AI$2,$AS$2:$BA$2,0)+1,FALSE)","v":6.4438652970665684E-3},{"$f":"M703*VLOOKUP($B703,$AR$36:$AZ$47,MATCH(AJ$2,$AS$2:$BA$2,0)+1,FALSE)","v":8.153233947887395E-2},{"$f":"N703*VLOOKUP($B703,$AR$36:$AZ$47,MATCH(AK$2,$AS$2:$BA$2,0)+1,FALSE)","v":6.9837583048483518E-2},{"$f":"O703*VLOOKUP($B703,$AR$36:$AZ$47,MATCH(AL$2,$AS$2:$BA$2,0)+1,FALSE)","v":5.8526107898883531E-2},{"$f":"P703*VLOOKUP($B703,$AR$36:$AZ$47,MATCH(AM$2,$AS$2:$BA$2,0)+1,FALSE)","v":1.0150652537394905E-5},{"$f":"Q703*VLOOKUP($B703,$AR$36:$AZ$47,MATCH(AN$2,$AS$2:$BA$2,0)+1,FALSE)","v":1.8685507687941382E-3},{"$f":"R703*VLOOKUP($B703,$AR$36:$BA$47,MATCH(AO$2,$AS$2:$BA$2,0)+1,FALSE)","v":0},0.76396503102086677]
[2006,1,30,6,null,2013,1,30,6,0.27073749850547357,0.38207610415468451,8.7170929771520234E-3,9.4157130706259515E-2,9.3018299999999998E-2,6.7879999999999996E-2,2.028188418606668E-5,2.4450307537640017E-3,0,0.91905143898151975,null,null,0.25632193905397171,8.2468631103561216E-2,0.3379997542294374,7.3316726811142485E-2,6.257427730697461E-2,4.8751506227939457E-3,1.0150652537394905E-5,1.7871641481495757E-3,0,0.81935379392856855,null,{"$f":"J704*VLOOKUP($B704,$AR$36:$AZ$47,MATCH(AG$2,$AS$2:$BA$2,0)+1,FALSE)","v":0.2597584256188234},{"$f":"K704*VLOOKUP($B704,$AR$36:$AZ$47,MATCH(AH$2,$AS$2:$BA$2,0)+1,FALSE)","v":0.32283271876431174},{"$f":"L704*VLOOKUP($B704,$AR$36:$AZ$47,MATCH(AI$2,$AS$2:$BA$2,0)+1,FALSE)","v":6.4438652970665684E-3},{"$f":"M704*VLOOKUP($B704,$AR$36:$AZ$47,MATCH(AJ$2,$AS$2:$BA$2,0)+1,FALSE)","v":8.0941156699951125E-2},{"$f":"N704*VLOOKUP($B704,$AR$36:$AZ$47,MATCH(AK$2,$AS$2:$BA$2,0)+1,FALSE)","v":7.2753159361441763E-2},{"$f":"O704*VLOOKUP($B704,$AR$36:$AZ$47,MATCH(AL$2,$AS$2:$BA$2,0)+1,FALSE)","v":6.0156756574442964E-2},{"$f":"P704*VLOOKUP($B704,$AR$36:$AZ$47,MATCH(AM$2,$AS$2:$BA$2,0)+1,FALSE)","v":1.0150652537394905E-5},{"$f":"Q704*VLOOKUP($B704,$AR$36:$AZ$47,MATCH(AN$2,$AS$2:$BA$2,0)+1,FALSE)","v":1.8685507687941382E-3},{"$f":"R704*VLOOKUP($B704,$AR$36:$BA$47,MATCH(AO$2,$AS$2:$BA$2,0)+1,FALSE)","v":0},0.80476478373736904]
[2006,1,30,7,null,2013,1,30,7,0.31152860866734222,0.42648736023699196,8.7170929771520234E-3,0.10162312993702007,0.10562479999999998,7.2697999999999999E-2,2.028188418606668E-5,2.4450307537640017E-3,0,1.0291443044564563,null,null,0.29494110525950917,8.900781440027708E-2,0.3772877219343303,8.3253129825868258E-2,6.7015686677407774E-2,4.8751506227939457E-3,1.0150652537394905E-5,1.7871641481495757E-3,0,0.91817792352087357,null,{"$f":"J705*VLOOKUP($B705,$AR$36:$AZ$47,MATCH(AG$2,$AS$2:$BA$2,0)+1,FALSE)","v":0.29889535572042425},{"$f":"K705*VLOOKUP($B705,$AR$36:$AZ$47,MATCH(AH$2,$AS$2:$BA$2,0)+1,FALSE)","v":0.3603577206916368},{"$f":"L705*VLOOKUP($B705,$AR$36:$AZ$47,MATCH(AI$2,$AS$2:$BA$2,0)+1,FALSE)","v":6.4438652970665684E-3},{"$f":"M705*VLOOKUP($B705,$AR$36:$AZ$47,MATCH(AJ$2,$AS$2:$BA$2,0)+1,FALSE)","v":8.7359222003405942E-2},{"$f":"N705*VLOOKUP($B705,$AR$36:$AZ$47,MATCH(AK$2,$AS$2:$BA$2,0)+1,FALSE)","v":8.2613183716756938E-2},{"$f":"O705*VLOOKUP($B705,$AR$36:$AZ$47,MATCH(AL$2,$AS$2:$BA$2,0)+1,FALSE)","v":6.4426574682511117E-2},{"$f":"P705*VLOOKUP($B705,$AR$36:$AZ$47,MATCH(AM$2,$AS$2:$BA$2,0)+1,FALSE)","v":1.0150652537394905E-5},{"$f":"Q705*VLOOKUP($B705,$AR$36:$AZ$47,MATCH(AN$2,$AS$2:$BA$2,0)+1,FALSE)","v":1.8685507687941382E-3},{"$f":"R705*VLOOKUP($B705,$AR$36:$BA$47,MATCH(AO$2,$AS$2:$BA$2,0)+1,FALSE)","v":0},0.90197462353313307]
[2006,1,30,8,null,2013,1,30,8,0.34452923190305912,0.48063986080021104,3.922691839718411E-3,0.11731548481571014,0.1130562,7.7529000000000001E-2,9.1268478837300066E-6,2.2270104238224639E-3,0,1.1392286066304047,null,null,0.3261845930824474,0.10275214811063756,0.42519318286801716,8.9110535558120152E-2,7.1469079925345236E-2,2.1938177802572757E-3,4.5677936418277077E-6,1.6278049594606687E-3,0,1.0185357300779272,null,{"$f":"J706*VLOOKUP($B706,$AR$36:$AZ$47,MATCH(AG$2,$AS$2:$BA$2,0)+1,FALSE)","v":0.33055772234296465},{"$f":"K706*VLOOKUP($B706,$AR$36:$AZ$47,MATCH(AH$2,$AS$2:$BA$2,0)+1,FALSE)","v":0.40611352377539162},{"$f":"L706*VLOOKUP($B706,$AR$36:$AZ$47,MATCH(AI$2,$AS$2:$BA$2,0)+1,FALSE)","v":2.899739383679956E-3},{"$f":"M706*VLOOKUP($B706,$AR$36:$AZ$47,MATCH(AJ$2,$AS$2:$BA$2,0)+1,FALSE)","v":0.10084898476168055},{"$f":"N706*VLOOKUP($B706,$AR$36:$AZ$47,MATCH(AK$2,$AS$2:$BA$2,0)+1,FALSE)","v":8.8425565027516431E-2},{"$f":"O706*VLOOKUP($B706,$AR$36:$AZ$47,MATCH(AL$2,$AS$2:$BA$2,0)+1,FALSE)","v":6.8707913677960947E-2},{"$f":"P706*VLOOKUP($B706,$AR$36:$AZ$47,MATCH(AM$2,$AS$2:$BA$2,0)+1,FALSE)","v":4.5677936418277077E-6},{"$f":"Q706*VLOOKUP($B706,$AR$36:$AZ$47,MATCH(AN$2,$AS$2:$BA$2,0)+1,FALSE)","v":1.7019344370781187E-3},{"$f":"R706*VLOOKUP($B706,$AR$36:$BA$47,MATCH(AO$2,$AS$2:$BA$2,0)+1,FALSE)","v":0},0.99925995119991395]
[2006,1,30,9,null,2013,1,30,9,0.30958629301772123,0.51082986655050699,0,0.12556784781427444,0.11789159999999999,8.0810999999999994E-2,0,2.0486301538702968E-3,0,1.1467352375363729,null,null,{"$f":"$J707*$AS$6","v":0.29310220922067454},{"$f":"$M707*$AV$6","v":0.10998007736842699},{"$f":"$K707*$AT$6","v":0.45190046556071894},{"$f":"$N707*$AW$6","v":9.2921782386137838E-2},{"$f":"$O707*$AX$6","v":7.4494548076810913E-2},{"$f":"$L707*$AU$6","v":0},{"$f":"$P707*$AY$6","v":0},{"$f":"$Q707*$AZ$6","v":1.4974201687151995E-3},0,{"$f":"SUM(V707:AD707)","v":1.0238965027814844},null,{"$f":"J707*VLOOKUP($B707,$AR$36:$AZ$47,MATCH(AG$2,$AS$2:$BA$2,0)+1,FALSE)","v":0.29703180575787574},{"$f":"K707*VLOOKUP($B707,$AR$36:$AZ$47,MATCH(AH$2,$AS$2:$BA$2,0)+1,FALSE)","v":0.43162237274526183},{"$f":"L707*VLOOKUP($B707,$AR$36:$AZ$47,MATCH(AI$2,$AS$2:$BA$2,0)+1,FALSE)","v":0},{"$f":"M707*VLOOKUP($B707,$AR$36:$AZ$47,MATCH(AJ$2,$AS$2:$BA$2,0)+1,FALSE)","v":0.1079430391535405},{"$f":"N707*VLOOKUP($B707,$AR$36:$AZ$47,MATCH(AK$2,$AS$2:$BA$2,0)+1,FALSE)","v":9.2207515748786495E-2},{"$f":"O707*VLOOKUP($B707,$AR$36:$AZ$47,MATCH(AL$2,$AS$2:$BA$2,0)+1,FALSE)","v":7.1616494630779473E-2},{"$f":"P707*VLOOKUP($B707,$AR$36:$AZ$47,MATCH(AM$2,$AS$2:$BA$2,0)+1,FALSE)","v":0},{"$f":"Q707*VLOOKUP($B707,$AR$36:$AZ$47,MATCH(AN$2,$AS$2:$BA$2,0)+1,FALSE)","v":1.5656119838559212E-3},{"$f":"R707*VLOOKUP($B707,$AR$36:$BA$47,MATCH(AO$2,$AS$2:$BA$2,0)+1,FALSE)","v":0},1.0019868400201]
[2006,1,30,10,null,2013,1,30,10,0.28740380480717664,0.52410610028231508,0,0.12719492076159256,0.12042619999999998,8.2977999999999996E-2,0,2.0486301538702968E-3,0,1.1441576560049544,null,null,0.27210083917568351,0.11140516835903469,0.46364515121273497,9.4919546006581576E-2,7.6492168273101638E-2,0,0,1.4974201687151995E-3,{"$f":"$R708*$BA$6","v":0},1.0200602931958516,null,{"$f":"J708*VLOOKUP($B708,$AR$36:$AZ$47,MATCH(AG$2,$AS$2:$BA$2,0)+1,FALSE)","v":0.27574887212035942},{"$f":"K708*VLOOKUP($B708,$AR$36:$AZ$47,MATCH(AH$2,$AS$2:$BA$2,0)+1,FALSE)","v":0.44284004007379718},{"$f":"L708*VLOOKUP($B708,$AR$36:$AZ$47,MATCH(AI$2,$AS$2:$BA$2,0)+1,FALSE)","v":0},{"$f":"M708*VLOOKUP($B708,$AR$36:$AZ$47,MATCH(AJ$2,$AS$2:$BA$2,0)+1,FALSE)","v":0.10934173477439561},{"$f":"N708*VLOOKUP($B708,$AR$36:$AZ$47,MATCH(AK$2,$AS$2:$BA$2,0)+1,FALSE)","v":9.4189923056999067E-2},{"$f":"O708*VLOOKUP($B708,$AR$36:$AZ$47,MATCH(AL$2,$AS$2:$BA$2,0)+1,FALSE)","v":7.3536937935093236E-2},{"$f":"P708*VLOOKUP($B708,$AR$36:$AZ$47,MATCH(AM$2,$AS$2:$BA$2,0)+1,FALSE)","v":0},{"$f":"Q708*VLOOKUP($B708,$AR$36:$AZ$47,MATCH(AN$2,$AS$2:$BA$2,0)+1,FALSE)","v":1.5656119838559212E-3},{"$f":"R708*VLOOKUP($B708,$AR$36:$BA$47,MATCH(AO$2,$AS$2:$BA$2,0)+1,FALSE)","v":0},{"$f":"SUM(AG708:AO708)","v":0.99722311994450041}]
[2006,1,30,11,null,2013,1,30,11,0.27642933894437749,0.52650007612585248,0,0.12958637433028289,0.12168240000000001,8.3542000000000005E-2,0,2.0486301538702968E-3,0,1.139788819554383,null,null,0.26171071447717437,0.11349975111318511,0.46576295768623077,9.5909678832274567E-2,7.7012084189441263E-2,0,0,1.4974201687151995E-3,0,1.0153926064670211,null,{"$f":"J709*VLOOKUP($B709,$AR$36:$AZ$47,MATCH(AG$2,$AS$2:$BA$2,0)+1,FALSE)","v":0.26521944789850344},{"$f":"K709*VLOOKUP($B709,$AR$36:$AZ$47,MATCH(AH$2,$AS$2:$BA$2,0)+1,FALSE)","v":0.44486281438975483},{"$f":"L709*VLOOKUP($B709,$AR$36:$AZ$47,MATCH(AI$2,$AS$2:$BA$2,0)+1,FALSE)","v":0},{"$f":"M709*VLOOKUP($B709,$AR$36:$AZ$47,MATCH(AJ$2,$AS$2:$BA$2,0)+1,FALSE)","v":0.11139752191013459},{"$f":"N709*VLOOKUP($B709,$AR$36:$AZ$47,MATCH(AK$2,$AS$2:$BA$2,0)+1,FALSE)","v":9.5172444977845244E-2},{"$f":"O709*VLOOKUP($B709,$AR$36:$AZ$47,MATCH(AL$2,$AS$2:$BA$2,0)+1,FALSE)","v":7.4036767203036466E-2},{"$f":"P709*VLOOKUP($B709,$AR$36:$AZ$47,MATCH(AM$2,$AS$2:$BA$2,0)+1,FALSE)","v":0},{"$f":"Q709*VLOOKUP($B709,$AR$36:$AZ$47,MATCH(AN$2,$AS$2:$BA$2,0)+1,FALSE)","v":1.5656119838559212E-3},{"$f":"R709*VLOOKUP($B709,$AR$36:$BA$47,MATCH(AO$2,$AS$2:$BA$2,0)+1,FALSE)","v":0},0.99225460836313062]
[2006,1,30,12,null,2013,1,30,12,0.27790618626107905,0.51967605657812355,0,0.12214540664362035,0.1218664,8.4161E-2,0,2.0486301538702968E-3,0,1.127803679636693,null,null,0.26310892628748239,0.10698249198897417,0.45972615793636878,9.6054707044284995E-2,7.7582701125991305E-2,0,0,1.4974201687151995E-3,0,1.0049524045518168,null,{"$f":"J710*VLOOKUP($B710,$AR$36:$AZ$47,MATCH(AG$2,$AS$2:$BA$2,0)+1,FALSE)","v":0.26663640541633332},{"$f":"K710*VLOOKUP($B710,$AR$36:$AZ$47,MATCH(AH$2,$AS$2:$BA$2,0)+1,FALSE)","v":0.43909690346379376},{"$f":"L710*VLOOKUP($B710,$AR$36:$AZ$47,MATCH(AI$2,$AS$2:$BA$2,0)+1,FALSE)","v":0},{"$f":"M710*VLOOKUP($B710,$AR$36:$AZ$47,MATCH(AJ$2,$AS$2:$BA$2,0)+1,FALSE)","v":0.10500097470220883},{"$f":"N710*VLOOKUP($B710,$AR$36:$AZ$47,MATCH(AK$2,$AS$2:$BA$2,0)+1,FALSE)","v":9.5316358394049408E-2},{"$f":"O710*VLOOKUP($B710,$AR$36:$AZ$47,MATCH(AL$2,$AS$2:$BA$2,0)+1,FALSE)","v":7.4585338686825209E-2},{"$f":"P710*VLOOKUP($B710,$AR$36:$AZ$47,MATCH(AM$2,$AS$2:$BA$2,0)+1,FALSE)","v":0},{"$f":"Q710*VLOOKUP($B710,$AR$36:$AZ$47,MATCH(AN$2,$AS$2:$BA$2,0)+1,FALSE)","v":1.5656119838559212E-3},{"$f":"R710*VLOOKUP($B710,$AR$36:$BA$47,MATCH(AO$2,$AS$2:$BA$2,0)+1,FALSE)","v":0},0.98220159264706652]
[2006,1,30,13,null,2013,1,30,13,0.27773123548315798,0.51489699871442718,0,0.11991456807351362,0.12208100000000001,8.4760000000000002E-2,0,2.0486301538702968E-3,0,1.1214324324249692,null,null,0.26294329085506801,0.10502858577167801,0.45549841282011394,9.6223854078510224E-2,7.8134881327919389E-2,0,0,1.4974201687151995E-3,0,0.99932644502200474,null,{"$f":"J711*VLOOKUP($B711,$AR$36:$AZ$47,MATCH(AG$2,$AS$2:$BA$2,0)+1,FALSE)","v":0.26646854932368108},{"$f":"K711*VLOOKUP($B711,$AR$36:$AZ$47,MATCH(AH$2,$AS$2:$BA$2,0)+1,FALSE)","v":0.43505886961008683},{"$f":"L711*VLOOKUP($B711,$AR$36:$AZ$47,MATCH(AI$2,$AS$2:$BA$2,0)+1,FALSE)","v":0},{"$f":"M711*VLOOKUP($B711,$AR$36:$AZ$47,MATCH(AJ$2,$AS$2:$BA$2,0)+1,FALSE)","v":0.10308325850885312},{"$f":"N711*VLOOKUP($B711,$AR$36:$AZ$47,MATCH(AK$2,$AS$2:$BA$2,0)+1,FALSE)","v":9.5484205237078859E-2},{"$f":"O711*VLOOKUP($B711,$AR$36:$AZ$47,MATCH(AL$2,$AS$2:$BA$2,0)+1,FALSE)","v":7.5116185728488313E-2},{"$f":"P711*VLOOKUP($B711,$AR$36:$AZ$47,MATCH(AM$2,$AS$2:$BA$2,0)+1,FALSE)","v":0},{"$f":"Q711*VLOOKUP($B711,$AR$36:$AZ$47,MATCH(AN$2,$AS$2:$BA$2,0)+1,FALSE)","v":1.5656119838559212E-3},{"$f":"R711*VLOOKUP($B711,$AR$36:$BA$47,MATCH(AO$2,$AS$2:$BA$2,0)+1,FALSE)","v":0},0.97677668039204424]
[2006,1,30,14,null,2013,1,30,14,0.27356801950484055,0.51118088082323287,0,0.11580411296655692,0.12247010000000003,8.4863999999999995E-2,0,2.0486301538702968E-3,0,1.1099357434485007,null,null,0.25900174748500093,0.10142839528859199,0.45221098678050281,9.6530541455104035E-2,7.8230752347953639E-2,0,0,1.4974201687151995E-3,0,0.98889984352586857,null,{"$f":"J712*VLOOKUP($B712,$AR$36:$AZ$47,MATCH(AG$2,$AS$2:$BA$2,0)+1,FALSE)","v":0.26247416201490936},{"$f":"K712*VLOOKUP($B712,$AR$36:$AZ$47,MATCH(AH$2,$AS$2:$BA$2,0)+1,FALSE)","v":0.4319189599716205},{"$f":"L712*VLOOKUP($B712,$AR$36:$AZ$47,MATCH(AI$2,$AS$2:$BA$2,0)+1,FALSE)","v":0},{"$f":"M712*VLOOKUP($B712,$AR$36:$AZ$47,MATCH(AJ$2,$AS$2:$BA$2,0)+1,FALSE)","v":9.9549750335603551E-2},{"$f":"N712*VLOOKUP($B712,$AR$36:$AZ$47,MATCH(AK$2,$AS$2:$BA$2,0)+1,FALSE)","v":9.5788535184062829E-2},{"$f":"O712*VLOOKUP($B712,$AR$36:$AZ$47,MATCH(AL$2,$AS$2:$BA$2,0)+1,FALSE)","v":7.5208352827541666E-2},{"$f":"P712*VLOOKUP($B712,$AR$36:$AZ$47,MATCH(AM$2,$AS$2:$BA$2,0)+1,FALSE)","v":0},{"$f":"Q712*VLOOKUP($B712,$AR$36:$AZ$47,MATCH(AN$2,$AS$2:$BA$2,0)+1,FALSE)","v":1.5656119838559212E-3},{"$f":"R712*VLOOKUP($B712,$AR$36:$BA$47,MATCH(AO$2,$AS$2:$BA$2,0)+1,FALSE)","v":0},0.96650537231759381]
[2006,1,30,15,null,2013,1,30,15,0.28428068864215977,0.50009524602208544,0,0.10789480315086369,0.12137959999999996,8.4515000000000007E-2,0,2.0486301538702968E-3,0,1.1002139679689793,null,null,0.26914401496135421,9.4500933198555959E-2,0.44240419227668276,9.5671012839900843E-2,7.7909031328800227E-2,0,0,1.4974201687151995E-3,0,0.98112660477400926,null,{"$f":"J713*VLOOKUP($B713,$AR$36:$AZ$47,MATCH(AG$2,$AS$2:$BA$2,0)+1,FALSE)","v":0.27275240601378836},{"$f":"K713*VLOOKUP($B713,$AR$36:$AZ$47,MATCH(AH$2,$AS$2:$BA$2,0)+1,FALSE)","v":0.42255222495949368},{"$f":"L713*VLOOKUP($B713,$AR$36:$AZ$47,MATCH(AI$2,$AS$2:$BA$2,0)+1,FALSE)","v":0},{"$f":"M713*VLOOKUP($B713,$AR$36:$AZ$47,MATCH(AJ$2,$AS$2:$BA$2,0)+1,FALSE)","v":9.275059789352591E-2},{"$f":"N713*VLOOKUP($B713,$AR$36:$AZ$47,MATCH(AK$2,$AS$2:$BA$2,0)+1,FALSE)","v":9.4935613551613549E-2},{"$f":"O713*VLOOKUP($B713,$AR$36:$AZ$47,MATCH(AL$2,$AS$2:$BA$2,0)+1,FALSE)","v":7.4899061312449153E-2},{"$f":"P713*VLOOKUP($B713,$AR$36:$AZ$47,MATCH(AM$2,$AS$2:$BA$2,0)+1,FALSE)","v":0},{"$f":"Q713*VLOOKUP($B713,$AR$36:$AZ$47,MATCH(AN$2,$AS$2:$BA$2,0)+1,FALSE)","v":1.5656119838559212E-3},{"$f":"R713*VLOOKUP($B713,$AR$36:$BA$47,MATCH(AO$2,$AS$2:$BA$2,0)+1,FALSE)","v":0},0.95945551571472654]
[2006,1,30,16,null,2013,1,30,16,0.30955597163823506,0.49363474968613696,0,0.10539615852315665,0.11872000000000002,8.3932000000000007E-2,0,2.0486301538702968E-3,0,1.113287510001399,null,null,0.29307350231886892,9.2312465893789539E-2,0.43668897965279485,9.3574724618906577E-2,7.7371600514569733E-2,0,0,1.4974201687151995E-3,0,0.99451869316764485,null,{"$f":"J714*VLOOKUP($B714,$AR$36:$AZ$47,MATCH(AG$2,$AS$2:$BA$2,0)+1,FALSE)","v":0.29700271398506484},{"$f":"K714*VLOOKUP($B714,$AR$36:$AZ$47,MATCH(AH$2,$AS$2:$BA$2,0)+1,FALSE)","v":0.41709347060657365},{"$f":"L714*VLOOKUP($B714,$AR$36:$AZ$47,MATCH(AI$2,$AS$2:$BA$2,0)+1,FALSE)","v":0},{"$f":"M714*VLOOKUP($B714,$AR$36:$AZ$47,MATCH(AJ$2,$AS$2:$BA$2,0)+1,FALSE)","v":9.0602665125909393E-2},{"$f":"N714*VLOOKUP($B714,$AR$36:$AZ$47,MATCH(AK$2,$AS$2:$BA$2,0)+1,FALSE)","v":9.2855438976957944E-2},{"$f":"O714*VLOOKUP($B714,$AR$36:$AZ$47,MATCH(AL$2,$AS$2:$BA$2,0)+1,FALSE)","v":7.4382393824486567E-2},{"$f":"P714*VLOOKUP($B714,$AR$36:$AZ$47,MATCH(AM$2,$AS$2:$BA$2,0)+1,FALSE)","v":0},{"$f":"Q714*VLOOKUP($B714,$AR$36:$AZ$47,MATCH(AN$2,$AS$2:$BA$2,0)+1,FALSE)","v":1.5656119838559212E-3},{"$f":"R714*VLOOKUP($B714,$AR$36:$BA$47,MATCH(AO$2,$AS$2:$BA$2,0)+1,FALSE)","v":0},0.97350229450284831]
[2006,1,30,17,null,2013,1,30,17,0.36265158626656108,0.49710764649859063,0,0.11259248120547163,0.1158469,8.2146999999999998E-2,0,2.0486301538702968E-3,0,1.1723942441244937,null,null,0.34334201322675045,9.8615449811613742E-2,0.43976124262948785,9.1310156380171897E-2,7.5726121949558675E-2,0,0,1.4974201687151995E-3,0,1.0502524041662979,null,{"$f":"J715*VLOOKUP($B715,$AR$36:$AZ$47,MATCH(AG$2,$AS$2:$BA$2,0)+1,FALSE)","v":0.34794517056848079},{"$f":"K715*VLOOKUP($B715,$AR$36:$AZ$47,MATCH(AH$2,$AS$2:$BA$2,0)+1,FALSE)","v":0.42002787217673415},{"$f":"L715*VLOOKUP($B715,$AR$36:$AZ$47,MATCH(AI$2,$AS$2:$BA$2,0)+1,FALSE)","v":0},{"$f":"M715*VLOOKUP($B715,$AR$36:$AZ$47,MATCH(AJ$2,$AS$2:$BA$2,0)+1,FALSE)","v":9.6788905907925354E-2},{"$f":"N715*VLOOKUP($B715,$AR$36:$AZ$47,MATCH(AK$2,$AS$2:$BA$2,0)+1,FALSE)","v":9.0608277911217561E-2},{"$f":"O715*VLOOKUP($B715,$AR$36:$AZ$47,MATCH(AL$2,$AS$2:$BA$2,0)+1,FALSE)","v":7.280048736477264E-2},{"$f":"P715*VLOOKUP($B715,$AR$36:$AZ$47,MATCH(AM$2,$AS$2:$BA$2,0)+1,FALSE)","v":0},{"$f":"Q715*VLOOKUP($B715,$AR$36:$AZ$47,MATCH(AN$2,$AS$2:$BA$2,0)+1,FALSE)","v":1.5656119838559212E-3},{"$f":"R715*VLOOKUP($B715,$AR$36:$BA$47,MATCH(AO$2,$AS$2:$BA$2,0)+1,FALSE)","v":0},1.0297363259129864]
[2006,1,30,18,null,2013,1,30,18,0.43250120843765461,0.5029244497455263,7.700098796484289E-3,0.12549446789096563,0.11294560000000002,8.0296000000000006E-2,1.7915664364358903E-5,2.3987840171097365E-3,0,1.2642785245521047,null,null,0.40947245579904162,0.1099158066989581,0.44490701868427424,8.902336099155303E-2,7.4019802160295134E-2,4.3063830501346529E-3,8.9664097413654997E-6,1.7533606838822321E-3,0,1.1334071544778803,null,{"$f":"J716*VLOOKUP($B716,$AR$36:$AZ$47,MATCH(AG$2,$AS$2:$BA$2,0)+1,FALSE)","v":0.41496221839300335},{"$f":"K716*VLOOKUP($B716,$AR$36:$AZ$47,MATCH(AH$2,$AS$2:$BA$2,0)+1,FALSE)","v":0.42494274224137729},{"$f":"L716*VLOOKUP($B716,$AR$36:$AZ$47,MATCH(AI$2,$AS$2:$BA$2,0)+1,FALSE)","v":5.692081012408803E-3},{"$f":"M716*VLOOKUP($B716,$AR$36:$AZ$47,MATCH(AJ$2,$AS$2:$BA$2,0)+1,FALSE)","v":0.10787995889794418},{"$f":"N716*VLOOKUP($B716,$AR$36:$AZ$47,MATCH(AK$2,$AS$2:$BA$2,0)+1,FALSE)","v":8.8339060550167645E-2},{"$f":"O716*VLOOKUP($B716,$AR$36:$AZ$47,MATCH(AL$2,$AS$2:$BA$2,0)+1,FALSE)","v":7.1160090246044097E-2},{"$f":"P716*VLOOKUP($B716,$AR$36:$AZ$47,MATCH(AM$2,$AS$2:$BA$2,0)+1,FALSE)","v":8.9664097413654997E-6},{"$f":"Q716*VLOOKUP($B716,$AR$36:$AZ$47,MATCH(AN$2,$AS$2:$BA$2,0)+1,FALSE)","v":1.8332079105513467E-3},{"$f":"R716*VLOOKUP($B716,$AR$36:$BA$47,MATCH(AO$2,$AS$2:$BA$2,0)+1,FALSE)","v":0},1.1148183256612383]
[2006,1,30,19,null,2013,1,30,19,0.4781867268594498,0.47209470435316958,8.7170929771520234E-3,0.10816251267731958,0.10280639999999999,7.6076000000000005E-2,2.028188418606668E-5,2.4450307537640017E-3,0,1.2485087495050411,null,null,0.45272542494148843,9.4735409738087251E-2,0.41763379679925955,8.1031675952334528E-2,7.0129651155058939E-2,4.8751506227939457E-3,1.0150652537394905E-5,1.7871641481495757E-3,0,1.1229284240097097,null,{"$f":"J717*VLOOKUP($B717,$AR$36:$AZ$47,MATCH(AG$2,$AS$2:$BA$2,0)+1,FALSE)","v":0.45879507643570017},{"$f":"K717*VLOOKUP($B717,$AR$36:$AZ$47,MATCH(AH$2,$AS$2:$BA$2,0)+1,FALSE)","v":0.3988933494225147},{"$f":"L717*VLOOKUP($B717,$AR$36:$AZ$47,MATCH(AI$2,$AS$2:$BA$2,0)+1,FALSE)","v":6.4438652970665684E-3},{"$f":"M717*VLOOKUP($B717,$AR$36:$AZ$47,MATCH(AJ$2,$AS$2:$BA$2,0)+1,FALSE)","v":9.2980731485834869E-2},{"$f":"N717*VLOOKUP($B717,$AR$36:$AZ$47,MATCH(AK$2,$AS$2:$BA$2,0)+1,FALSE)","v":8.0408805606812059E-2},{"$f":"O717*VLOOKUP($B717,$AR$36:$AZ$47,MATCH(AL$2,$AS$2:$BA$2,0)+1,FALSE)","v":6.7420232957532758E-2},{"$f":"P717*VLOOKUP($B717,$AR$36:$AZ$47,MATCH(AM$2,$AS$2:$BA$2,0)+1,FALSE)","v":1.0150652537394905E-5},{"$f":"Q717*VLOOKUP($B717,$AR$36:$AZ$47,MATCH(AN$2,$AS$2:$BA$2,0)+1,FALSE)","v":1.8685507687941382E-3},{"$f":"R717*VLOOKUP($B717,$AR$36:$BA$47,MATCH(AO$2,$AS$2:$BA$2,0)+1,FALSE)","v":0},1.1068207626267927]
[2006,1,30,20,null,2013,1,30,20,0.47655228418897022,0.45698781877977851,8.7170929771520234E-3,0.10364496757301417,9.8498899999999959E-2,7.3884000000000005E-2,2.028188418606668E-5,2.4450307537640017E-3,0,1.2207503761568652,null,null,0.45117800902428989,9.0778664689611654E-2,0.404269643544307,7.7636518217361963E-2,6.810898504049076E-2,4.8751506227939457E-3,1.0150652537394905E-5,1.7871641481495757E-3,0,1.0986442859395422,null,{"$f":"J718*VLOOKUP($B718,$AR$36:$AZ$47,MATCH(AG$2,$AS$2:$BA$2,0)+1,FALSE)","v":0.45722691444413394},{"$f":"K718*VLOOKUP($B718,$AR$36:$AZ$47,MATCH(AH$2,$AS$2:$BA$2,0)+1,FALSE)","v":0.38612888472899715},{"$f":"L718*VLOOKUP($B718,$AR$36:$AZ$47,MATCH(AI$2,$AS$2:$BA$2,0)+1,FALSE)","v":6.4438652970665684E-3},{"$f":"M718*VLOOKUP($B718,$AR$36:$AZ$47,MATCH(AJ$2,$AS$2:$BA$2,0)+1,FALSE)","v":8.9097272809429251E-2},{"$f":"N718*VLOOKUP($B718,$AR$36:$AZ$47,MATCH(AK$2,$AS$2:$BA$2,0)+1,FALSE)","v":7.7039745605184284E-2},{"$f":"O718*VLOOKUP($B718,$AR$36:$AZ$47,MATCH(AL$2,$AS$2:$BA$2,0)+1,FALSE)","v":6.5477634100561941E-2},{"$f":"P718*VLOOKUP($B718,$AR$36:$AZ$47,MATCH(AM$2,$AS$2:$BA$2,0)+1,FALSE)","v":1.0150652537394905E-5},{"$f":"Q718*VLOOKUP($B718,$AR$36:$AZ$47,MATCH(AN$2,$AS$2:$BA$2,0)+1,FALSE)","v":1.8685507687941382E-3},{"$f":"R718*VLOOKUP($B718,$AR$36:$BA$47,MATCH(AO$2,$AS$2:$BA$2,0)+1,FALSE)","v":0},1.0832930184067044]
[2006,1,30,21,null,2013,1,30,21,0.44524094331154074,0.4534913815121584,8.7170929771520234E-3,0.11362057848299503,9.5902899999999999E-2,7.2733999999999993E-2,2.028188418606668E-5,2.4450307537640017E-3,0,1.1921722089217965,null,null,0.42153385683855066,9.9515920912237626E-2,0.40117655574247002,7.5590359313127811E-2,6.7048872799727322E-2,4.8751506227939457E-3,1.0150652537394905E-5,1.7871641481495757E-3,0,1.0715380310295943,null,{"$f":"J719*VLOOKUP($B719,$AR$36:$AZ$47,MATCH(AG$2,$AS$2:$BA$2,0)+1,FALSE)","v":0.42718532561645645},{"$f":"K719*VLOOKUP($B719,$AR$36:$AZ$47,MATCH(AH$2,$AS$2:$BA$2,0)+1,FALSE)","v":0.3831745928043766},{"$f":"L719*VLOOKUP($B719,$AR$36:$AZ$47,MATCH(AI$2,$AS$2:$BA$2,0)+1,FALSE)","v":6.4438652970665684E-3},{"$f":"M719*VLOOKUP($B719,$AR$36:$AZ$47,MATCH(AJ$2,$AS$2:$BA$2,0)+1,FALSE)","v":9.7672698587445511E-2},{"$f":"N719*VLOOKUP($B719,$AR$36:$AZ$47,MATCH(AK$2,$AS$2:$BA$2,0)+1,FALSE)","v":7.5009315015694911E-2},{"$f":"O719*VLOOKUP($B719,$AR$36:$AZ$47,MATCH(AL$2,$AS$2:$BA$2,0)+1,FALSE)","v":6.4458478678337275E-2},{"$f":"P719*VLOOKUP($B719,$AR$36:$AZ$47,MATCH(AM$2,$AS$2:$BA$2,0)+1,FALSE)","v":1.0150652537394905E-5},{"$f":"Q719*VLOOKUP($B719,$AR$36:$AZ$47,MATCH(AN$2,$AS$2:$BA$2,0)+1,FALSE)","v":1.8685507687941382E-3},{"$f":"R719*VLOOKUP($B719,$AR$36:$BA$47,MATCH(AO$2,$AS$2:$BA$2,0)+1,FALSE)","v":0},1.0558229774207089]
[2006,1,30,22,null,2013,1,30,22,0.40376275304065701,0.43599540000624049,8.7170929771520234E-3,0.11972568907716713,9.2899500000000038E-2,7.1334999999999996E-2,2.028188418606668E-5,2.4450307537640017E-3,0,1.1349007477391668,null,null,0.38226419446310561,0.10486315387973237,0.38569891297785242,7.3223089030779259E-2,6.5759223212920354E-2,4.8751506227939457E-3,1.0150652537394905E-5,1.7871641481495757E-3,0,1.0184810389878709,null,{"$f":"J720*VLOOKUP($B720,$AR$36:$AZ$47,MATCH(AG$2,$AS$2:$BA$2,0)+1,FALSE)","v":0.38738917819779761},{"$f":"K720*VLOOKUP($B720,$AR$36:$AZ$47,MATCH(AH$2,$AS$2:$BA$2,0)+1,FALSE)","v":0.36839147704396552},{"$f":"L720*VLOOKUP($B720,$AR$36:$AZ$47,MATCH(AI$2,$AS$2:$BA$2,0)+1,FALSE)","v":6.4438652970665684E-3},{"$f":"M720*VLOOKUP($B720,$AR$36:$AZ$47,MATCH(AJ$2,$AS$2:$BA$2,0)+1,FALSE)","v":0.10292089072718925},{"$f":"N720*VLOOKUP($B720,$AR$36:$AZ$47,MATCH(AK$2,$AS$2:$BA$2,0)+1,FALSE)","v":7.2660241351414315E-2},{"$f":"O720*VLOOKUP($B720,$AR$36:$AZ$47,MATCH(AL$2,$AS$2:$BA$2,0)+1,FALSE)","v":6.3218653951648329E-2},{"$f":"P720*VLOOKUP($B720,$AR$36:$AZ$47,MATCH(AM$2,$AS$2:$BA$2,0)+1,FALSE)","v":1.0150652537394905E-5},{"$f":"Q720*VLOOKUP($B720,$AR$36:$AZ$47,MATCH(AN$2,$AS$2:$BA$2,0)+1,FALSE)","v":1.8685507687941382E-3},{"$f":"R720*VLOOKUP($B720,$AR$36:$BA$47,MATCH(AO$2,$AS$2:$BA$2,0)+1,FALSE)","v":0},1.0029030079904131]
[2006,1,30,23,null,2013,1,30,23,0.35535919371013303,0.41189709805696173,8.7170929771520234E-3,0.11642980221621996,8.8590999999999989E-2,6.8863999999999995E-2,2.028188418606668E-5,2.4450307537640017E-3,0,1.0523234995984168,null,null,0.33643790791911943,0.10197641258190672,0.36438059432972941,6.9827143099002273E-2,6.3481364650375655E-2,4.8751506227939457E-3,1.0150652537394905E-5,1.7871641481495757E-3,0,0.94277588800361456,null,{"$f":"J721*VLOOKUP($B721,$AR$36:$AZ$47,MATCH(AG$2,$AS$2:$BA$2,0)+1,FALSE)","v":0.34094850250473313},{"$f":"K721*VLOOKUP($B721,$AR$36:$AZ$47,MATCH(AH$2,$AS$2:$BA$2,0)+1,FALSE)","v":0.3480297735736555},{"$f":"L721*VLOOKUP($B721,$AR$36:$AZ$47,MATCH(AI$2,$AS$2:$BA$2,0)+1,FALSE)","v":6.4438652970665684E-3},{"$f":"M721*VLOOKUP($B721,$AR$36:$AZ$47,MATCH(AJ$2,$AS$2:$BA$2,0)+1,FALSE)","v":0.10008761731628336},{"$f":"N721*VLOOKUP($B721,$AR$36:$AZ$47,MATCH(AK$2,$AS$2:$BA$2,0)+1,FALSE)","v":6.9290399211654988E-2},{"$f":"O721*VLOOKUP($B721,$AR$36:$AZ$47,MATCH(AL$2,$AS$2:$BA$2,0)+1,FALSE)","v":6.1028799127024753E-2},{"$f":"P721*VLOOKUP($B721,$AR$36:$AZ$47,MATCH(AM$2,$AS$2:$BA$2,0)+1,FALSE)","v":1.0150652537394905E-5},{"$f":"Q721*VLOOKUP($B721,$AR$36:$AZ$47,MATCH(AN$2,$AS$2:$BA$2,0)+1,FALSE)","v":1.8685507687941382E-3},{"$f":"R721*VLOOKUP($B721,$AR$36:$BA$47,MATCH(AO$2,$AS$2:$BA$2,0)+1,FALSE)","v":0},0.92770765845174985]
[2006,1,30,24,null,2013,1,30,24,0.25436116156721439,0.4088317837292525,8.7170929771520234E-3,0.13361347900195522,8.6879499999999985E-2,6.7090999999999998E-2,2.028188418606668E-5,2.4450307537640017E-3,0,0.96195932991352417,null,null,0.24081756872556331,0.11702693813654133,0.36166889506841621,6.8478144268263916E-2,6.1846948126137793E-2,4.8751506227939457E-3,1.0150652537394905E-5,1.7871641481495757E-3,0,0.85651095974840363,null,{"$f":"J722*VLOOKUP($B722,$AR$36:$AZ$47,MATCH(AG$2,$AS$2:$BA$2,0)+1,FALSE)","v":0.24404618950831805},{"$f":"K722*VLOOKUP($B722,$AR$36:$AZ$47,MATCH(AH$2,$AS$2:$BA$2,0)+1,FALSE)","v":0.34543975617261713},{"$f":"L722*VLOOKUP($B722,$AR$36:$AZ$47,MATCH(AI$2,$AS$2:$BA$2,0)+1,FALSE)","v":6.4438652970665684E-3},{"$f":"M722*VLOOKUP($B722,$AR$36:$AZ$47,MATCH(AJ$2,$AS$2:$BA$2,0)+1,FALSE)","v":0.11485937878525351},{"$f":"N722*VLOOKUP($B722,$AR$36:$AZ$47,MATCH(AK$2,$AS$2:$BA$2,0)+1,FALSE)","v":6.7951769799516643E-2},{"$f":"O722*VLOOKUP($B722,$AR$36:$AZ$47,MATCH(AL$2,$AS$2:$BA$2,0)+1,FALSE)","v":5.9457527332586226E-2},{"$f":"P722*VLOOKUP($B722,$AR$36:$AZ$47,MATCH(AM$2,$AS$2:$BA$2,0)+1,FALSE)","v":1.0150652537394905E-5},{"$f":"Q722*VLOOKUP($B722,$AR$36:$AZ$47,MATCH(AN$2,$AS$2:$BA$2,0)+1,FALSE)","v":1.8685507687941382E-3},{"$f":"R722*VLOOKUP($B722,$AR$36:$BA$47,MATCH(AO$2,$AS$2:$BA$2,0)+1,FALSE)","v":0},0.84007718831668965]
[2006,1,31,1,null,2013,1,31,1,0.26034725323675406,0.38491141625321001,8.7170929771520234E-3,0.10574216818840215,8.5543900000000006E-2,6.5508999999999998E-2,2.028188418606668E-5,2.4450307537640017E-3,0,0.91323614329346825,null,null,0.24648492781900716,9.2615522531426658E-2,0.34050798434915563,6.7425428616301228E-2,6.0388602417539766E-2,4.8751506227939457E-3,1.0150652537394905E-5,1.7871641481495757E-3,0,0.81409493115691134,null,{"$f":"J723*VLOOKUP($B723,$AR$36:$AZ$47,MATCH(AG$2,$AS$2:$BA$2,0)+1,FALSE)","v":0.24978953040595195},{"$f":"K723*VLOOKUP($B723,$AR$36:$AZ$47,MATCH(AH$2,$AS$2:$BA$2,0)+1,FALSE)","v":0.32522839727798752},{"$f":"L723*VLOOKUP($B723,$AR$36:$AZ$47,MATCH(AI$2,$AS$2:$BA$2,0)+1,FALSE)","v":6.4438652970665684E-3},{"$f":"M723*VLOOKUP($B723,$AR$36:$AZ$47,MATCH(AJ$2,$AS$2:$BA$2,0)+1,FALSE)","v":9.0900108583715097E-2},{"$f":"N723*VLOOKUP($B723,$AR$36:$AZ$47,MATCH(AK$2,$AS$2:$BA$2,0)+1,FALSE)","v":6.6907146111025884E-2},{"$f":"O723*VLOOKUP($B723,$AR$36:$AZ$47,MATCH(AL$2,$AS$2:$BA$2,0)+1,FALSE)","v":5.8055523960447622E-2},{"$f":"P723*VLOOKUP($B723,$AR$36:$AZ$47,MATCH(AM$2,$AS$2:$BA$2,0)+1,FALSE)","v":1.0150652537394905E-5},{"$f":"Q723*VLOOKUP($B723,$AR$36:$AZ$47,MATCH(AN$2,$AS$2:$BA$2,0)+1,FALSE)","v":1.8685507687941382E-3},{"$f":"R723*VLOOKUP($B723,$AR$36:$BA$47,MATCH(AO$2,$AS$2:$BA$2,0)+1,FALSE)","v":0},0.79920327305752614]
[2006,1,31,2,null,2013,1,31,2,0.25045344310833645,0.3751680658999097,8.7170929771520234E-3,0.10040804839443646,8.3935900000000022E-2,6.4561999999999994E-2,2.028188418606668E-5,2.4450307537640017E-3,0,0.88570986301778487,null,null,0.2371179187761259,8.7943570930404516E-2,0.33188862818169029,6.6158008154818745E-2,5.9515623033189372E-2,4.8751506227939457E-3,1.0150652537394905E-5,1.7871641481495757E-3,0,0.78929621449970977,null,{"$f":"J724*VLOOKUP($B724,$AR$36:$AZ$47,MATCH(AG$2,$AS$2:$BA$2,0)+1,FALSE)","v":0.24029693866481427},{"$f":"K724*VLOOKUP($B724,$AR$36:$AZ$47,MATCH(AH$2,$AS$2:$BA$2,0)+1,FALSE)","v":0.31699581677838184},{"$f":"L724*VLOOKUP($B724,$AR$36:$AZ$47,MATCH(AI$2,$AS$2:$BA$2,0)+1,FALSE)","v":6.4438652970665684E-3},{"$f":"M724*VLOOKUP($B724,$AR$36:$AZ$47,MATCH(AJ$2,$AS$2:$BA$2,0)+1,FALSE)","v":8.6314690327432303E-2},{"$f":"N724*VLOOKUP($B724,$AR$36:$AZ$47,MATCH(AK$2,$AS$2:$BA$2,0)+1,FALSE)","v":6.5649467995502406E-2},{"$f":"O724*VLOOKUP($B724,$AR$36:$AZ$47,MATCH(AL$2,$AS$2:$BA$2,0)+1,FALSE)","v":5.7216271625798273E-2},{"$f":"P724*VLOOKUP($B724,$AR$36:$AZ$47,MATCH(AM$2,$AS$2:$BA$2,0)+1,FALSE)","v":1.0150652537394905E-5},{"$f":"Q724*VLOOKUP($B724,$AR$36:$AZ$47,MATCH(AN$2,$AS$2:$BA$2,0)+1,FALSE)","v":1.8685507687941382E-3},{"$f":"R724*VLOOKUP($B724,$AR$36:$BA$47,MATCH(AO$2,$AS$2:$BA$2,0)+1,FALSE)","v":0},0.77479575211032714]
[2006,1,31,3,null,2013,1,31,3,0.24381285078201773,0.37256713857942197,8.7170929771520234E-3,0.10135536460735391,8.4259400000000012E-2,6.5098000000000003E-2,2.028188418606668E-5,2.4450307537640017E-3,0,0.87827515958389568,null,null,0.2308309082550675,8.8773288984847293E-2,0.3295877441810055,6.64129898210436E-2,6.0009727521058237E-2,4.8751506227939457E-3,1.0150652537394905E-5,1.7871641481495757E-3,0,0.78228712418650315,null,{"$f":"J725*VLOOKUP($B725,$AR$36:$AZ$47,MATCH(AG$2,$AS$2:$BA$2,0)+1,FALSE)","v":0.23392563872526742},{"$f":"K725*VLOOKUP($B725,$AR$36:$AZ$47,MATCH(AH$2,$AS$2:$BA$2,0)+1,FALSE)","v":0.31479818015821392},{"$f":"L725*VLOOKUP($B725,$AR$36:$AZ$47,MATCH(AI$2,$AS$2:$BA$2,0)+1,FALSE)","v":6.4438652970665684E-3},{"$f":"M725*VLOOKUP($B725,$AR$36:$AZ$47,MATCH(AJ$2,$AS$2:$BA$2,0)+1,FALSE)","v":8.7129040440472205E-2},{"$f":"N725*VLOOKUP($B725,$AR$36:$AZ$47,MATCH(AK$2,$AS$2:$BA$2,0)+1,FALSE)","v":6.5902489681057025E-2},{"$f":"O725*VLOOKUP($B725,$AR$36:$AZ$47,MATCH(AL$2,$AS$2:$BA$2,0)+1,FALSE)","v":5.7691286674765599E-2},{"$f":"P725*VLOOKUP($B725,$AR$36:$AZ$47,MATCH(AM$2,$AS$2:$BA$2,0)+1,FALSE)","v":1.0150652537394905E-5},{"$f":"Q725*VLOOKUP($B725,$AR$36:$AZ$47,MATCH(AN$2,$AS$2:$BA$2,0)+1,FALSE)","v":1.8685507687941382E-3},{"$f":"R725*VLOOKUP($B725,$AR$36:$BA$47,MATCH(AO$2,$AS$2:$BA$2,0)+1,FALSE)","v":0},0.76776920239817426]
[2006,1,31,4,null,2013,1,31,4,0.24793392091929958,0.37200436823654631,8.7170929771520234E-3,0.10012079665925486,8.3846699999999996E-2,6.5351999999999993E-2,2.028188418606668E-5,2.4450307537640017E-3,0,0.88044019143020291,null,null,0.23473254986140801,8.7691978117360417E-2,0.32908989509934039,6.6087700999865842E-2,6.0243874050757283E-2,4.8751506227939457E-3,1.0150652537394905E-5,1.7871641481495757E-3,0,0.78451846355221289,null,{"$f":"J726*VLOOKUP($B726,$AR$36:$AZ$47,MATCH(AG$2,$AS$2:$BA$2,0)+1,FALSE)","v":0.23787958931073994},{"$f":"K726*VLOOKUP($B726,$AR$36:$AZ$47,MATCH(AH$2,$AS$2:$BA$2,0)+1,FALSE)","v":0.31432267101787548},{"$f":"L726*VLOOKUP($B726,$AR$36:$AZ$47,MATCH(AI$2,$AS$2:$BA$2,0)+1,FALSE)","v":6.4438652970665684E-3},{"$f":"M726*VLOOKUP($B726,$AR$36:$AZ$47,MATCH(AJ$2,$AS$2:$BA$2,0)+1,FALSE)","v":8.6067757487239868E-2},{"$f":"N726*VLOOKUP($B726,$AR$36:$AZ$47,MATCH(AK$2,$AS$2:$BA$2,0)+1,FALSE)","v":6.5579701274168622E-2},{"$f":"O726*VLOOKUP($B726,$AR$36:$AZ$47,MATCH(AL$2,$AS$2:$BA$2,0)+1,FALSE)","v":5.7916387089761295E-2},{"$f":"P726*VLOOKUP($B726,$AR$36:$AZ$47,MATCH(AM$2,$AS$2:$BA$2,0)+1,FALSE)","v":1.0150652537394905E-5},{"$f":"Q726*VLOOKUP($B726,$AR$36:$AZ$47,MATCH(AN$2,$AS$2:$BA$2,0)+1,FALSE)","v":1.8685507687941382E-3},{"$f":"R726*VLOOKUP($B726,$AR$36:$BA$47,MATCH(AO$2,$AS$2:$BA$2,0)+1,FALSE)","v":0},0.77008867289818317]
[2006,1,31,5,null,2013,1,31,5,0.25854702385656558,0.37651392068356343,8.7170929771520234E-3,9.8842892162819398E-2,8.53183E-2,6.6050999999999999E-2,2.028188418606668E-5,2.4450307537640017E-3,0,0.89645554231805036,null,null,0.24478055259201026,8.6572710423967206E-2,0.33307922497944059,6.7247611417227557E-2,6.0888237925795223E-2,4.8751506227939457E-3,1.0150652537394905E-5,1.7871641481495757E-3,0,0.79924080276192178,null,{"$f":"J727*VLOOKUP($B727,$AR$36:$AZ$47,MATCH(AG$2,$AS$2:$BA$2,0)+1,FALSE)","v":0.24806230476439178},{"$f":"K727*VLOOKUP($B727,$AR$36:$AZ$47,MATCH(AH$2,$AS$2:$BA$2,0)+1,FALSE)","v":0.31813298802291745},{"$f":"L727*VLOOKUP($B727,$AR$36:$AZ$47,MATCH(AI$2,$AS$2:$BA$2,0)+1,FALSE)","v":6.4438652970665684E-3},{"$f":"M727*VLOOKUP($B727,$AR$36:$AZ$47,MATCH(AJ$2,$AS$2:$BA$2,0)+1,FALSE)","v":8.4969220740020585E-2},{"$f":"N727*VLOOKUP($B727,$AR$36:$AZ$47,MATCH(AK$2,$AS$2:$BA$2,0)+1,FALSE)","v":6.6730695748549451E-2},{"$f":"O727*VLOOKUP($B727,$AR$36:$AZ$47,MATCH(AL$2,$AS$2:$BA$2,0)+1,FALSE)","v":5.8535856342052633E-2},{"$f":"P727*VLOOKUP($B727,$AR$36:$AZ$47,MATCH(AM$2,$AS$2:$BA$2,0)+1,FALSE)","v":1.0150652537394905E-5},{"$f":"Q727*VLOOKUP($B727,$AR$36:$AZ$47,MATCH(AN$2,$AS$2:$BA$2,0)+1,FALSE)","v":1.8685507687941382E-3},{"$f":"R727*VLOOKUP($B727,$AR$36:$BA$47,MATCH(AO$2,$AS$2:$BA$2,0)+1,FALSE)","v":0},0.78475363233633]
[2006,1,31,6,null,2013,1,31,6,0.28150079729978694,0.39506328358771947,8.7170929771520234E-3,9.8735664848767321E-2,9.0515999999999985E-2,6.8695999999999993E-2,2.028188418606668E-5,2.4450307537640017E-3,0,0.94569415135137569,null,null,0.26651214038480031,8.6478794118951777E-2,0.34948873092482963,7.1344421947481002E-2,6.3326496079551084E-2,4.8751506227939457E-3,1.0150652537394905E-5,1.7871641481495757E-3,0,0.84382304887909476,null,{"$f":"J728*VLOOKUP($B728,$AR$36:$AZ$47,MATCH(AG$2,$AS$2:$BA$2,0)+1,FALSE)","v":0.27008524611731188},{"$f":"K728*VLOOKUP($B728,$AR$36:$AZ$47,MATCH(AH$2,$AS$2:$BA$2,0)+1,FALSE)","v":0.33380615154342425},{"$f":"L728*VLOOKUP($B728,$AR$36:$AZ$47,MATCH(AI$2,$AS$2:$BA$2,0)+1,FALSE)","v":6.4438652970665684E-3},{"$f":"M728*VLOOKUP($B728,$AR$36:$AZ$47,MATCH(AJ$2,$AS$2:$BA$2,0)+1,FALSE)","v":8.4877043941894909E-2},{"$f":"N728*VLOOKUP($B728,$AR$36:$AZ$47,MATCH(AK$2,$AS$2:$BA$2,0)+1,FALSE)","v":7.0796015114878055E-2},{"$f":"O728*VLOOKUP($B728,$AR$36:$AZ$47,MATCH(AL$2,$AS$2:$BA$2,0)+1,FALSE)","v":6.0879913813169324E-2},{"$f":"P728*VLOOKUP($B728,$AR$36:$AZ$47,MATCH(AM$2,$AS$2:$BA$2,0)+1,FALSE)","v":1.0150652537394905E-5},{"$f":"Q728*VLOOKUP($B728,$AR$36:$AZ$47,MATCH(AN$2,$AS$2:$BA$2,0)+1,FALSE)","v":1.8685507687941382E-3},{"$f":"R728*VLOOKUP($B728,$AR$36:$BA$47,MATCH(AO$2,$AS$2:$BA$2,0)+1,FALSE)","v":0},0.82876693724907646]
[2006,1,31,7,null,2013,1,31,7,0.32424867670020496,0.44081820298280128,8.7170929771520234E-3,0.10628838232931449,0.10253949999999999,7.4416999999999997E-2,2.028188418606668E-5,2.4450307537640017E-3,0,1.059494167627423,null,null,0.30698388662921261,9.3093930615366444E-2,0.38996535676496402,8.0821306225238962E-2,6.860032401816632E-2,4.8751506227939457E-3,1.0150652537394905E-5,1.7871641481495757E-3,0,0.9461372696764293,null,{"$f":"J729*VLOOKUP($B729,$AR$36:$AZ$47,MATCH(AG$2,$AS$2:$BA$2,0)+1,FALSE)","v":0.31109959364173295},{"$f":"K729*VLOOKUP($B729,$AR$36:$AZ$47,MATCH(AH$2,$AS$2:$BA$2,0)+1,FALSE)","v":0.3724664730462211},{"$f":"L729*VLOOKUP($B729,$AR$36:$AZ$47,MATCH(AI$2,$AS$2:$BA$2,0)+1,FALSE)","v":6.4438652970665684E-3},{"$f":"M729*VLOOKUP($B729,$AR$36:$AZ$47,MATCH(AJ$2,$AS$2:$BA$2,0)+1,FALSE)","v":9.1369655648708401E-2},{"$f":"N729*VLOOKUP($B729,$AR$36:$AZ$47,MATCH(AK$2,$AS$2:$BA$2,0)+1,FALSE)","v":8.0200052939502844E-2},{"$f":"O729*VLOOKUP($B729,$AR$36:$AZ$47,MATCH(AL$2,$AS$2:$BA$2,0)+1,FALSE)","v":6.5949990483210402E-2},{"$f":"P729*VLOOKUP($B729,$AR$36:$AZ$47,MATCH(AM$2,$AS$2:$BA$2,0)+1,FALSE)","v":1.0150652537394905E-5},{"$f":"Q729*VLOOKUP($B729,$AR$36:$AZ$47,MATCH(AN$2,$AS$2:$BA$2,0)+1,FALSE)","v":1.8685507687941382E-3},{"$f":"R729*VLOOKUP($B729,$AR$36:$BA$47,MATCH(AO$2,$AS$2:$BA$2,0)+1,FALSE)","v":0},0.92940833247777366]
[2006,1,31,8,null,2013,1,31,8,0.35819982500442804,0.49660608093800063,3.7774069567658771E-3,0.12309519355502148,0.11045550000000001,8.0425999999999997E-2,8.788816480628895E-6,2.2204037471575686E-3,0,1.1747891990178543,null,null,0.33912728831714495,0.10781437403376255,0.43931753773832632,8.7060672128905281E-2,7.4139640935337953E-2,2.1125652698773764E-3,4.398616099537792E-6,1.6229758931367623E-3,0,1.0511994529325908,null,{"$f":"J730*VLOOKUP($B730,$AR$36:$AZ$47,MATCH(AG$2,$AS$2:$BA$2,0)+1,FALSE)","v":0.34367393919836764},{"$f":"K730*VLOOKUP($B730,$AR$36:$AZ$47,MATCH(AH$2,$AS$2:$BA$2,0)+1,FALSE)","v":0.41960407761904506},{"$f":"L730*VLOOKUP($B730,$AR$36:$AZ$47,MATCH(AI$2,$AS$2:$BA$2,0)+1,FALSE)","v":2.7923416287288466E-3},{"$f":"M730*VLOOKUP($B730,$AR$36:$AZ$47,MATCH(AJ$2,$AS$2:$BA$2,0)+1,FALSE)","v":0.10581744872441659},{"$f":"N730*VLOOKUP($B730,$AR$36:$AZ$47,MATCH(AK$2,$AS$2:$BA$2,0)+1,FALSE)","v":8.6391458388808781E-2},{"$f":"O730*VLOOKUP($B730,$AR$36:$AZ$47,MATCH(AL$2,$AS$2:$BA$2,0)+1,FALSE)","v":7.1275299119860788E-2},{"$f":"P730*VLOOKUP($B730,$AR$36:$AZ$47,MATCH(AM$2,$AS$2:$BA$2,0)+1,FALSE)","v":4.398616099537792E-6},{"$f":"Q730*VLOOKUP($B730,$AR$36:$AZ$47,MATCH(AN$2,$AS$2:$BA$2,0)+1,FALSE)","v":1.6968854573291483E-3},{"$f":"R730*VLOOKUP($B730,$AR$36:$BA$47,MATCH(AO$2,$AS$2:$BA$2,0)+1,FALSE)","v":0},1.0312558487526564]
[2006,1,31,9,null,2013,1,31,9,0.32201299089769436,0.52715612567724912,0,0.1322203668393262,0.1158739,8.3226999999999995E-2,0,2.0486301538702968E-3,4.9824000000000027E-4,1.1830372535681399,null,null,0.3048672410844383,0.11580676445278548,0.46634332527458072,9.1331437693890821E-2,7.6721705619145195E-2,0,0,1.4974201687151995E-3,4.9824000000000027E-4,1.0570661342935559,null,{"$f":"J731*VLOOKUP($B731,$AR$36:$AZ$47,MATCH(AG$2,$AS$2:$BA$2,0)+1,FALSE)","v":0.3089545704091024},{"$f":"K731*VLOOKUP($B731,$AR$36:$AZ$47,MATCH(AH$2,$AS$2:$BA$2,0)+1,FALSE)","v":0.44541713919054304},{"$f":"L731*VLOOKUP($B731,$AR$36:$AZ$47,MATCH(AI$2,$AS$2:$BA$2,0)+1,FALSE)","v":0},{"$f":"M731*VLOOKUP($B731,$AR$36:$AZ$47,MATCH(AJ$2,$AS$2:$BA$2,0)+1,FALSE)","v":0.11366180501670124},{"$f":"N731*VLOOKUP($B731,$AR$36:$AZ$47,MATCH(AK$2,$AS$2:$BA$2,0)+1,FALSE)","v":9.0629395640769259E-2},{"$f":"O731*VLOOKUP($B731,$AR$36:$AZ$47,MATCH(AL$2,$AS$2:$BA$2,0)+1,FALSE)","v":7.3757607239557529E-2},{"$f":"P731*VLOOKUP($B731,$AR$36:$AZ$47,MATCH(AM$2,$AS$2:$BA$2,0)+1,FALSE)","v":0},{"$f":"Q731*VLOOKUP($B731,$AR$36:$AZ$47,MATCH(AN$2,$AS$2:$BA$2,0)+1,FALSE)","v":1.5656119838559212E-3},{"$f":"R731*VLOOKUP($B731,$AR$36:$BA$47,MATCH(AO$2,$AS$2:$BA$2,0)+1,FALSE)","v":4.9824000000000027E-4},1.0344843694805292]
[2006,1,31,10,null,2013,1,31,10,0.29888036522702366,0.54086689518097408,0,0.13420238770824228,0.11973589999999996,8.5823999999999998E-2,0,2.0486301538702968E-3,6.8384000000000012E-4,1.1822420182701101,null,null,0.28296632414442258,0.11754274075805467,0.47847241859437473,9.4375453752501101E-2,7.9115715609808318E-2,0,0,1.4974201687151995E-3,6.8384000000000012E-4,1.0546539130278765,null,{"$f":"J732*VLOOKUP($B732,$AR$36:$AZ$47,MATCH(AG$2,$AS$2:$BA$2,0)+1,FALSE)","v":0.28676002972739661},{"$f":"K732*VLOOKUP($B732,$AR$36:$AZ$47,MATCH(AH$2,$AS$2:$BA$2,0)+1,FALSE)","v":0.45700196469286325},{"$f":"L732*VLOOKUP($B732,$AR$36:$AZ$47,MATCH(AI$2,$AS$2:$BA$2,0)+1,FALSE)","v":0},{"$f":"M732*VLOOKUP($B732,$AR$36:$AZ$47,MATCH(AJ$2,$AS$2:$BA$2,0)+1,FALSE)","v":0.11536562777054016},{"$f":"N732*VLOOKUP($B732,$AR$36:$AZ$47,MATCH(AK$2,$AS$2:$BA$2,0)+1,FALSE)","v":9.3650013104793914E-2},{"$f":"O732*VLOOKUP($B732,$AR$36:$AZ$47,MATCH(AL$2,$AS$2:$BA$2,0)+1,FALSE)","v":7.6059126049572684E-2},{"$f":"P732*VLOOKUP($B732,$AR$36:$AZ$47,MATCH(AM$2,$AS$2:$BA$2,0)+1,FALSE)","v":0},{"$f":"Q732*VLOOKUP($B732,$AR$36:$AZ$47,MATCH(AN$2,$AS$2:$BA$2,0)+1,FALSE)","v":1.5656119838559212E-3},{"$f":"R732*VLOOKUP($B732,$AR$36:$BA$47,MATCH(AO$2,$AS$2:$BA$2,0)+1,FALSE)","v":6.8384000000000012E-4},1.0310862133290224]
[2006,1,31,11,null,2013,1,31,11,0.28735821242911219,0.54371449660855653,0,0.13650898885567012,0.12063910000000007,8.6474999999999996E-2,0,2.0486301538702968E-3,6.9759999999999993E-4,1.1774420280472093,null,null,0.27205767438759143,0.11956300452037885,0.48099152034452397,9.5087353106239364E-2,7.9715831321753527E-2,0,0,1.4974201687151995E-3,6.9759999999999993E-4,1.0496104038492025,null,{"$f":"J733*VLOOKUP($B733,$AR$36:$AZ$47,MATCH(AG$2,$AS$2:$BA$2,0)+1,FALSE)","v":0.27570512862560298},{"$f":"K733*VLOOKUP($B733,$AR$36:$AZ$47,MATCH(AH$2,$AS$2:$BA$2,0)+1,FALSE)","v":0.45940802699518246},{"$f":"L733*VLOOKUP($B733,$AR$36:$AZ$47,MATCH(AI$2,$AS$2:$BA$2,0)+1,FALSE)","v":0},{"$f":"M733*VLOOKUP($B733,$AR$36:$AZ$47,MATCH(AJ$2,$AS$2:$BA$2,0)+1,FALSE)","v":0.11734847244218469},{"$f":"N733*VLOOKUP($B733,$AR$36:$AZ$47,MATCH(AK$2,$AS$2:$BA$2,0)+1,FALSE)","v":9.4356440265204955E-2},{"$f":"O733*VLOOKUP($B733,$AR$36:$AZ$47,MATCH(AL$2,$AS$2:$BA$2,0)+1,FALSE)","v":7.6636056640762451E-2},{"$f":"P733*VLOOKUP($B733,$AR$36:$AZ$47,MATCH(AM$2,$AS$2:$BA$2,0)+1,FALSE)","v":0},{"$f":"Q733*VLOOKUP($B733,$AR$36:$AZ$47,MATCH(AN$2,$AS$2:$BA$2,0)+1,FALSE)","v":1.5656119838559212E-3},{"$f":"R733*VLOOKUP($B733,$AR$36:$BA$47,MATCH(AO$2,$AS$2:$BA$2,0)+1,FALSE)","v":6.9759999999999993E-4},1.0257173369527934]
[2006,1,31,12,null,2013,1,31,12,0.28805147568789374,0.53744292069896515,0,0.12887474767736823,0.12108100000000001,8.6249999999999993E-2,0,2.0486301538702968E-3,7.0592000000000007E-4,1.1644546942180971,null,null,0.27271402448222809,0.11287646453379936,0.47544343426161378,9.5435657274105676E-2,7.9508418057256336E-2,0,0,1.4974201687151995E-3,7.0592000000000007E-4,1.0381813387777183,null,{"$f":"J734*VLOOKUP($B734,$AR$36:$AZ$47,MATCH(AG$2,$AS$2:$BA$2,0)+1,FALSE)","v":0.27637027835046402},{"$f":"K734*VLOOKUP($B734,$AR$36:$AZ$47,MATCH(AH$2,$AS$2:$BA$2,0)+1,FALSE)","v":0.45410889972756763},{"$f":"L734*VLOOKUP($B734,$AR$36:$AZ$47,MATCH(AI$2,$AS$2:$BA$2,0)+1,FALSE)","v":0},{"$f":"M734*VLOOKUP($B734,$AR$36:$AZ$47,MATCH(AJ$2,$AS$2:$BA$2,0)+1,FALSE)","v":0.11078577977235513},{"$f":"N734*VLOOKUP($B734,$AR$36:$AZ$47,MATCH(AK$2,$AS$2:$BA$2,0)+1,FALSE)","v":9.4702067105534402E-2},{"$f":"O734*VLOOKUP($B734,$AR$36:$AZ$47,MATCH(AL$2,$AS$2:$BA$2,0)+1,FALSE)","v":7.6436656666848943E-2},{"$f":"P734*VLOOKUP($B734,$AR$36:$AZ$47,MATCH(AM$2,$AS$2:$BA$2,0)+1,FALSE)","v":0},{"$f":"Q734*VLOOKUP($B734,$AR$36:$AZ$47,MATCH(AN$2,$AS$2:$BA$2,0)+1,FALSE)","v":1.5656119838559212E-3},{"$f":"R734*VLOOKUP($B734,$AR$36:$BA$47,MATCH(AO$2,$AS$2:$BA$2,0)+1,FALSE)","v":7.0592000000000007E-4},1.0146752136066259]
[2006,1,31,13,null,2013,1,31,13,0.28724639393942963,0.53314633472584183,0,0.12654743718607095,0.12172250000000003,8.5605000000000001E-2,0,2.0486301538702968E-3,6.6752000000000001E-4,1.1569838160052126,null,null,0.27195180973176897,0.11083806224891024,0.47164250301480282,9.5941285524131212E-2,7.8913833365697725E-2,0,0,1.4974201687151995E-3,6.6752000000000001E-4,1.0314524340540261,null,{"$f":"J735*VLOOKUP($B735,$AR$36:$AZ$47,MATCH(AG$2,$AS$2:$BA$2,0)+1,FALSE)","v":0.27559784465129078},{"$f":"K735*VLOOKUP($B735,$AR$36:$AZ$47,MATCH(AH$2,$AS$2:$BA$2,0)+1,FALSE)","v":0.45047852735927513},{"$f":"L735*VLOOKUP($B735,$AR$36:$AZ$47,MATCH(AI$2,$AS$2:$BA$2,0)+1,FALSE)","v":0},{"$f":"M735*VLOOKUP($B735,$AR$36:$AZ$47,MATCH(AJ$2,$AS$2:$BA$2,0)+1,FALSE)","v":0.10878513253775317},{"$f":"N735*VLOOKUP($B735,$AR$36:$AZ$47,MATCH(AK$2,$AS$2:$BA$2,0)+1,FALSE)","v":9.5203808716920191E-2},{"$f":"O735*VLOOKUP($B735,$AR$36:$AZ$47,MATCH(AL$2,$AS$2:$BA$2,0)+1,FALSE)","v":7.5865043408296862E-2},{"$f":"P735*VLOOKUP($B735,$AR$36:$AZ$47,MATCH(AM$2,$AS$2:$BA$2,0)+1,FALSE)","v":0},{"$f":"Q735*VLOOKUP($B735,$AR$36:$AZ$47,MATCH(AN$2,$AS$2:$BA$2,0)+1,FALSE)","v":1.5656119838559212E-3},{"$f":"R735*VLOOKUP($B735,$AR$36:$BA$47,MATCH(AO$2,$AS$2:$BA$2,0)+1,FALSE)","v":6.6752000000000001E-4},1.0081634886573918]
[2006,1,31,14,null,2013,1,31,14,0.28256931930959039,0.52953190842487952,0,0.12243291986724864,0.12205820000000001,8.5873000000000005E-2,0,2.0486301538702968E-3,6.8095999999999999E-4,1.145194937755589,null,null,0.26752376838234987,0.10723431382975188,0.46844503741012039,9.6205883191369787E-2,7.9160885609632164E-2,0,0,1.4974201687151995E-3,6.8095999999999999E-4,1.0207482685919391,null,{"$f":"J736*VLOOKUP($B736,$AR$36:$AZ$47,MATCH(AG$2,$AS$2:$BA$2,0)+1,FALSE)","v":0.27111043692589132},{"$f":"K736*VLOOKUP($B736,$AR$36:$AZ$47,MATCH(AH$2,$AS$2:$BA$2,0)+1,FALSE)","v":0.44742454136846194},{"$f":"L736*VLOOKUP($B736,$AR$36:$AZ$47,MATCH(AI$2,$AS$2:$BA$2,0)+1,FALSE)","v":0},{"$f":"M736*VLOOKUP($B736,$AR$36:$AZ$47,MATCH(AJ$2,$AS$2:$BA$2,0)+1,FALSE)","v":0.10524813232810978},{"$f":"N736*VLOOKUP($B736,$AR$36:$AZ$47,MATCH(AK$2,$AS$2:$BA$2,0)+1,FALSE)","v":9.546637248767964E-2},{"$f":"O736*VLOOKUP($B736,$AR$36:$AZ$47,MATCH(AL$2,$AS$2:$BA$2,0)+1,FALSE)","v":7.6102550932780511E-2},{"$f":"P736*VLOOKUP($B736,$AR$36:$AZ$47,MATCH(AM$2,$AS$2:$BA$2,0)+1,FALSE)","v":0},{"$f":"Q736*VLOOKUP($B736,$AR$36:$AZ$47,MATCH(AN$2,$AS$2:$BA$2,0)+1,FALSE)","v":1.5656119838559212E-3},{"$f":"R736*VLOOKUP($B736,$AR$36:$BA$47,MATCH(AO$2,$AS$2:$BA$2,0)+1,FALSE)","v":6.8095999999999999E-4},0.99759860602677919]
[2006,1,31,15,null,2013,1,31,15,0.29357892361517968,0.51833956922875257,0,0.11405925680923819,0.12121599999999999,8.5583999999999993E-2,0,2.0486301538702968E-3,2.7807999999999994E-4,1.1351044598070408,null,null,0.27794716055891805,9.9900142487265614E-2,0.45854384794444303,9.5542063842700281E-2,7.8894474794344652E-2,0,0,1.4974201687151995E-3,2.7807999999999994E-4,1.0126031897963867,null,{"$f":"J737*VLOOKUP($B737,$AR$36:$AZ$47,MATCH(AG$2,$AS$2:$BA$2,0)+1,FALSE)","v":0.28167357464007198},{"$f":"K737*VLOOKUP($B737,$AR$36:$AZ$47,MATCH(AH$2,$AS$2:$BA$2,0)+1,FALSE)","v":0.43796764717191933},{"$f":"L737*VLOOKUP($B737,$AR$36:$AZ$47,MATCH(AI$2,$AS$2:$BA$2,0)+1,FALSE)","v":0},{"$f":"M737*VLOOKUP($B737,$AR$36:$AZ$47,MATCH(AJ$2,$AS$2:$BA$2,0)+1,FALSE)","v":9.8049803655101936E-2},{"$f":"N737*VLOOKUP($B737,$AR$36:$AZ$47,MATCH(AK$2,$AS$2:$BA$2,0)+1,FALSE)","v":9.4807655753292891E-2},{"$f":"O737*VLOOKUP($B737,$AR$36:$AZ$47,MATCH(AL$2,$AS$2:$BA$2,0)+1,FALSE)","v":7.5846432744064926E-2},{"$f":"P737*VLOOKUP($B737,$AR$36:$AZ$47,MATCH(AM$2,$AS$2:$BA$2,0)+1,FALSE)","v":0},{"$f":"Q737*VLOOKUP($B737,$AR$36:$AZ$47,MATCH(AN$2,$AS$2:$BA$2,0)+1,FALSE)","v":1.5656119838559212E-3},{"$f":"R737*VLOOKUP($B737,$AR$36:$BA$47,MATCH(AO$2,$AS$2:$BA$2,0)+1,FALSE)","v":2.7807999999999994E-4},0.99018880594830694]
[2006,1,31,16,null,2013,1,31,16,0.31937887150107797,0.51231185906075083,0,0.11109721355230594,0.11998739999999995,8.4548999999999999E-2,0,2.0486301538702968E-3,0,1.149372974268005,null,null,0.30237337675028603,9.7305802039160838E-2,0.45321149521890841,9.4573685248808839E-2,7.7940373777657571E-2,0,0,1.4974201687151995E-3,0,1.0269021532035369,null,{"$f":"J738*VLOOKUP($B738,$AR$36:$AZ$47,MATCH(AG$2,$AS$2:$BA$2,0)+1,FALSE)","v":0.30642727104667866},{"$f":"K738*VLOOKUP($B738,$AR$36:$AZ$47,MATCH(AH$2,$AS$2:$BA$2,0)+1,FALSE)","v":0.43287457267629093},{"$f":"L738*VLOOKUP($B738,$AR$36:$AZ$47,MATCH(AI$2,$AS$2:$BA$2,0)+1,FALSE)","v":0},{"$f":"M738*VLOOKUP($B738,$AR$36:$AZ$47,MATCH(AJ$2,$AS$2:$BA$2,0)+1,FALSE)","v":9.5503515279351248E-2},{"$f":"N738*VLOOKUP($B738,$AR$36:$AZ$47,MATCH(AK$2,$AS$2:$BA$2,0)+1,FALSE)","v":9.3846720844877343E-2},{"$f":"O738*VLOOKUP($B738,$AR$36:$AZ$47,MATCH(AL$2,$AS$2:$BA$2,0)+1,FALSE)","v":7.4929192864062744E-2},{"$f":"P738*VLOOKUP($B738,$AR$36:$AZ$47,MATCH(AM$2,$AS$2:$BA$2,0)+1,FALSE)","v":0},{"$f":"Q738*VLOOKUP($B738,$AR$36:$AZ$47,MATCH(AN$2,$AS$2:$BA$2,0)+1,FALSE)","v":1.5656119838559212E-3},{"$f":"R738*VLOOKUP($B738,$AR$36:$BA$47,MATCH(AO$2,$AS$2:$BA$2,0)+1,FALSE)","v":0},1.0051468846951166]
[2006,1,31,17,null,2013,1,31,17,0.3742872443507872,0.51590656326972306,0,0.11841932230526926,0.11733580000000006,8.2915000000000003E-2,0,2.0486301538702968E-3,0,1.2109125600796498,null,null,0.35435812462166888,0.10371895716739103,0.45639151387474208,9.2483702602249848E-2,7.6434092559042432E-2,0,0,1.4974201687151995E-3,0,1.0848838109938097,null,{"$f":"J739*VLOOKUP($B739,$AR$36:$AZ$47,MATCH(AG$2,$AS$2:$BA$2,0)+1,FALSE)","v":0.35910897403745762},{"$f":"K739*VLOOKUP($B739,$AR$36:$AZ$47,MATCH(AH$2,$AS$2:$BA$2,0)+1,FALSE)","v":0.43591189461377117},{"$f":"L739*VLOOKUP($B739,$AR$36:$AZ$47,MATCH(AI$2,$AS$2:$BA$2,0)+1,FALSE)","v":0},{"$f":"M739*VLOOKUP($B739,$AR$36:$AZ$47,MATCH(AJ$2,$AS$2:$BA$2,0)+1,FALSE)","v":0.1017978866934144},{"$f":"N739*VLOOKUP($B739,$AR$36:$AZ$47,MATCH(AK$2,$AS$2:$BA$2,0)+1,FALSE)","v":9.1772803375274145E-2},{"$f":"O739*VLOOKUP($B739,$AR$36:$AZ$47,MATCH(AL$2,$AS$2:$BA$2,0)+1,FALSE)","v":7.3481105942397457E-2},{"$f":"P739*VLOOKUP($B739,$AR$36:$AZ$47,MATCH(AM$2,$AS$2:$BA$2,0)+1,FALSE)","v":0},{"$f":"Q739*VLOOKUP($B739,$AR$36:$AZ$47,MATCH(AN$2,$AS$2:$BA$2,0)+1,FALSE)","v":1.5656119838559212E-3},{"$f":"R739*VLOOKUP($B739,$AR$36:$BA$47,MATCH(AO$2,$AS$2:$BA$2,0)+1,FALSE)","v":0},1.0636382766461707]
[2006,1,31,18,null,2013,1,31,18,0.44677211018597157,0.52191906606559679,7.5548139135317542E-3,0.13179798858682926,0.11466949999999998,8.1116999999999995E-2,1.757763296125779E-5,2.3921773404448413E-3,0,1.3062402337253354,null,null,0.42298349593337808,0.11543681948919048,0.46171041355260933,9.0382133462665978E-2,7.477663011652709E-2,4.2251305397547527E-3,8.797232199075584E-6,1.7485316175583257E-3,0,1.1712719519438832,null,{"$f":"J740*VLOOKUP($B740,$AR$36:$AZ$47,MATCH(AG$2,$AS$2:$BA$2,0)+1,FALSE)","v":0.4286543999000611},{"$f":"K740*VLOOKUP($B740,$AR$36:$AZ$47,MATCH(AH$2,$AS$2:$BA$2,0)+1,FALSE)","v":0.44099211973924546},{"$f":"L740*VLOOKUP($B740,$AR$36:$AZ$47,MATCH(AI$2,$AS$2:$BA$2,0)+1,FALSE)","v":5.5846832574576932E-3},{"$f":"M740*VLOOKUP($B740,$AR$36:$AZ$47,MATCH(AJ$2,$AS$2:$BA$2,0)+1,FALSE)","v":0.11329871213073957},{"$f":"N740*VLOOKUP($B740,$AR$36:$AZ$47,MATCH(AK$2,$AS$2:$BA$2,0)+1,FALSE)","v":8.9687388475137089E-2},{"$f":"O740*VLOOKUP($B740,$AR$36:$AZ$47,MATCH(AL$2,$AS$2:$BA$2,0)+1,FALSE)","v":7.188767859530186E-2},{"$f":"P740*VLOOKUP($B740,$AR$36:$AZ$47,MATCH(AM$2,$AS$2:$BA$2,0)+1,FALSE)","v":8.797232199075584E-6},{"$f":"Q740*VLOOKUP($B740,$AR$36:$AZ$47,MATCH(AN$2,$AS$2:$BA$2,0)+1,FALSE)","v":1.8281589308023762E-3},{"$f":"R740*VLOOKUP($B740,$AR$36:$BA$47,MATCH(AO$2,$AS$2:$BA$2,0)+1,FALSE)","v":0},1.1519419382609444]
[2006,1,31,19,null,2013,1,31,19,0.49348623878547648,0.49073825224021744,8.7170929771520234E-3,0.11341733780475498,0.10473470000000004,7.6508999999999994E-2,2.028188418606668E-5,2.4450307537640017E-3,0,1.290067934445551,null,null,0.46721030636761729,9.9337910172176885E-2,0.43412662253545303,8.2551555850267841E-2,7.0528806459624629E-2,4.8751506227939457E-3,1.0150652537394905E-5,1.7871641481495757E-3,0,1.1604276668086204,null,{"$f":"J741*VLOOKUP($B741,$AR$36:$AZ$47,MATCH(AG$2,$AS$2:$BA$2,0)+1,FALSE)","v":0.473474155442411},{"$f":"K741*VLOOKUP($B741,$AR$36:$AZ$47,MATCH(AH$2,$AS$2:$BA$2,0)+1,FALSE)","v":0.41464609393163376},{"$f":"L741*VLOOKUP($B741,$AR$36:$AZ$47,MATCH(AI$2,$AS$2:$BA$2,0)+1,FALSE)","v":6.4438652970665684E-3},{"$f":"M741*VLOOKUP($B741,$AR$36:$AZ$47,MATCH(AJ$2,$AS$2:$BA$2,0)+1,FALSE)","v":9.7497984941629839E-2},{"$f":"N741*VLOOKUP($B741,$AR$36:$AZ$47,MATCH(AK$2,$AS$2:$BA$2,0)+1,FALSE)","v":8.1917002565869271E-2},{"$f":"O741*VLOOKUP($B741,$AR$36:$AZ$47,MATCH(AL$2,$AS$2:$BA$2,0)+1,FALSE)","v":6.7803967129552986E-2},{"$f":"P741*VLOOKUP($B741,$AR$36:$AZ$47,MATCH(AM$2,$AS$2:$BA$2,0)+1,FALSE)","v":1.0150652537394905E-5},{"$f":"Q741*VLOOKUP($B741,$AR$36:$AZ$47,MATCH(AN$2,$AS$2:$BA$2,0)+1,FALSE)","v":1.8685507687941382E-3},{"$f":"R741*VLOOKUP($B741,$AR$36:$BA$47,MATCH(AO$2,$AS$2:$BA$2,0)+1,FALSE)","v":0},1.1436617707294949]
[2006,1,31,20,null,2013,1,31,20,0.49118684523081946,0.47526032501225157,8.7170929771520234E-3,0.10912344469806658,0.10065859999999996,7.4925000000000005E-2,2.028188418606668E-5,2.4450307537640017E-3,0,1.2623366205562399,null,null,0.46503334522321943,9.5577053358067654E-2,0.42043423104028749,7.9338786855834439E-2,6.9068617077564426E-2,4.8751506227939457E-3,1.0150652537394905E-5,1.7871641481495757E-3,0,1.1361244989784545,null,{"$f":"J742*VLOOKUP($B742,$AR$36:$AZ$47,MATCH(AG$2,$AS$2:$BA$2,0)+1,FALSE)","v":0.47126800796401247},{"$f":"K742*VLOOKUP($B742,$AR$36:$AZ$47,MATCH(AH$2,$AS$2:$BA$2,0)+1,FALSE)","v":0.40156812000574427},{"$f":"L742*VLOOKUP($B742,$AR$36:$AZ$47,MATCH(AI$2,$AS$2:$BA$2,0)+1,FALSE)","v":6.4438652970665684E-3},{"$f":"M742*VLOOKUP($B742,$AR$36:$AZ$47,MATCH(AJ$2,$AS$2:$BA$2,0)+1,FALSE)","v":9.3806786280473092E-2},{"$f":"N742*VLOOKUP($B742,$AR$36:$AZ$47,MATCH(AK$2,$AS$2:$BA$2,0)+1,FALSE)","v":7.8728929327880851E-2},{"$f":"O742*VLOOKUP($B742,$AR$36:$AZ$47,MATCH(AL$2,$AS$2:$BA$2,0)+1,FALSE)","v":6.6400191313201823E-2},{"$f":"P742*VLOOKUP($B742,$AR$36:$AZ$47,MATCH(AM$2,$AS$2:$BA$2,0)+1,FALSE)","v":1.0150652537394905E-5},{"$f":"Q742*VLOOKUP($B742,$AR$36:$AZ$47,MATCH(AN$2,$AS$2:$BA$2,0)+1,FALSE)","v":1.8685507687941382E-3},{"$f":"R742*VLOOKUP($B742,$AR$36:$BA$47,MATCH(AO$2,$AS$2:$BA$2,0)+1,FALSE)","v":0},1.1200946016097104]
[2006,1,31,21,null,2013,1,31,21,0.45878294949965875,0.47217738926480435,8.7170929771520234E-3,0.11887577664661292,9.8064699999999963E-2,7.4018E-2,2.028188418606668E-5,2.4450307537640017E-3,0,1.233101221026178,null,null,0.43435481183732455,0.10411874807445812,0.41770694316854862,7.729428316488951E-2,6.8232511162457959E-2,4.8751506227939457E-3,1.0150652537394905E-5,1.7871641481495757E-3,0,1.1083797628311598,null,{"$f":"J743*VLOOKUP($B743,$AR$36:$AZ$47,MATCH(AG$2,$AS$2:$BA$2,0)+1,FALSE)","v":0.44017817007488591},{"$f":"K743*VLOOKUP($B743,$AR$36:$AZ$47,MATCH(AH$2,$AS$2:$BA$2,0)+1,FALSE)","v":0.39896321350072733},{"$f":"L743*VLOOKUP($B743,$AR$36:$AZ$47,MATCH(AI$2,$AS$2:$BA$2,0)+1,FALSE)","v":6.4438652970665684E-3},{"$f":"M743*VLOOKUP($B743,$AR$36:$AZ$47,MATCH(AJ$2,$AS$2:$BA$2,0)+1,FALSE)","v":0.10219027271975084},{"$f":"N743*VLOOKUP($B743,$AR$36:$AZ$47,MATCH(AK$2,$AS$2:$BA$2,0)+1,FALSE)","v":7.6700141228467689E-2},{"$f":"O743*VLOOKUP($B743,$AR$36:$AZ$47,MATCH(AL$2,$AS$2:$BA$2,0)+1,FALSE)","v":6.5596387862803765E-2},{"$f":"P743*VLOOKUP($B743,$AR$36:$AZ$47,MATCH(AM$2,$AS$2:$BA$2,0)+1,FALSE)","v":1.0150652537394905E-5},{"$f":"Q743*VLOOKUP($B743,$AR$36:$AZ$47,MATCH(AN$2,$AS$2:$BA$2,0)+1,FALSE)","v":1.8685507687941382E-3},{"$f":"R743*VLOOKUP($B743,$AR$36:$BA$47,MATCH(AO$2,$AS$2:$BA$2,0)+1,FALSE)","v":0},1.0919507521050338]
[2006,1,31,22,null,2013,1,31,22,0.41644880462332418,0.45404278575335011,8.7170929771520234E-3,0.12462562333573426,9.3461899999999945E-2,7.2105000000000002E-2,2.028188418606668E-5,2.4450307537640017E-3,0,1.1718665193275108,null,null,0.39427477060626304,0.1091548189694653,0.40166434991744521,7.3666370913576307E-2,6.6469037495866301E-2,4.8751506227939457E-3,1.0150652537394905E-5,1.7871641481495757E-3,0,1.0519018133260971,null,{"$f":"J744*VLOOKUP($B744,$AR$36:$AZ$47,MATCH(AG$2,$AS$2:$BA$2,0)+1,FALSE)","v":0.39956077911981092},{"$f":"K744*VLOOKUP($B744,$AR$36:$AZ$47,MATCH(AH$2,$AS$2:$BA$2,0)+1,FALSE)","v":0.3836404982310348},{"$f":"L744*VLOOKUP($B744,$AR$36:$AZ$47,MATCH(AI$2,$AS$2:$BA$2,0)+1,FALSE)","v":6.4438652970665684E-3},{"$f":"M744*VLOOKUP($B744,$AR$36:$AZ$47,MATCH(AJ$2,$AS$2:$BA$2,0)+1,FALSE)","v":0.10713306609476102},{"$f":"N744*VLOOKUP($B744,$AR$36:$AZ$47,MATCH(AK$2,$AS$2:$BA$2,0)+1,FALSE)","v":7.3100115836594842E-2},{"$f":"O744*VLOOKUP($B744,$AR$36:$AZ$47,MATCH(AL$2,$AS$2:$BA$2,0)+1,FALSE)","v":6.3901044973485713E-2},{"$f":"P744*VLOOKUP($B744,$AR$36:$AZ$47,MATCH(AM$2,$AS$2:$BA$2,0)+1,FALSE)","v":1.0150652537394905E-5},{"$f":"Q744*VLOOKUP($B744,$AR$36:$AZ$47,MATCH(AN$2,$AS$2:$BA$2,0)+1,FALSE)","v":1.8685507687941382E-3},{"$f":"R744*VLOOKUP($B744,$AR$36:$BA$47,MATCH(AO$2,$AS$2:$BA$2,0)+1,FALSE)","v":0},1.0356580709740852]
[2006,1,31,23,null,2013,1,31,23,0.36678840646980748,0.42838955177164051,8.7170929771520234E-3,0.12149960140536344,9.0505299999999969E-2,7.0239999999999997E-2,2.028188418606668E-5,2.4450307537640017E-3,0,1.0886052652619136,null,null,0.34725856627857055,0.10641685587029605,0.37897047640187537,7.1335988241673864E-2,6.4749811992367359E-2,4.8751506227939457E-3,1.0150652537394905E-5,1.7871641481495757E-3,0,0.97540416420826415,null,{"$f":"J745*VLOOKUP($B745,$AR$36:$AZ$47,MATCH(AG$2,$AS$2:$BA$2,0)+1,FALSE)","v":0.35191423251592174},{"$f":"K745*VLOOKUP($B745,$AR$36:$AZ$47,MATCH(AH$2,$AS$2:$BA$2,0)+1,FALSE)","v":0.36196496505490228},{"$f":"L745*VLOOKUP($B745,$AR$36:$AZ$47,MATCH(AI$2,$AS$2:$BA$2,0)+1,FALSE)","v":6.4438652970665684E-3},{"$f":"M745*VLOOKUP($B745,$AR$36:$AZ$47,MATCH(AJ$2,$AS$2:$BA$2,0)+1,FALSE)","v":0.10444581523000195},{"$f":"N745*VLOOKUP($B745,$AR$36:$AZ$47,MATCH(AK$2,$AS$2:$BA$2,0)+1,FALSE)","v":7.0787646236870519E-2},{"$f":"O745*VLOOKUP($B745,$AR$36:$AZ$47,MATCH(AL$2,$AS$2:$BA$2,0)+1,FALSE)","v":6.2248240745269211E-2},{"$f":"P745*VLOOKUP($B745,$AR$36:$AZ$47,MATCH(AM$2,$AS$2:$BA$2,0)+1,FALSE)","v":1.0150652537394905E-5},{"$f":"Q745*VLOOKUP($B745,$AR$36:$AZ$47,MATCH(AN$2,$AS$2:$BA$2,0)+1,FALSE)","v":1.8685507687941382E-3},{"$f":"R745*VLOOKUP($B745,$AR$36:$BA$47,MATCH(AO$2,$AS$2:$BA$2,0)+1,FALSE)","v":0},0.95968346650136382]
[2006,1,31,24,null,2013,1,31,24,0.2640387537754586,0.42516475603757503,8.7170929771520234E-3,0.13760432367082648,9.1114999999999974E-2,6.8469000000000002E-2,2.028188418606668E-5,2.4450307537640017E-3,0,0.99757423909896203,null,null,0.24997987248431144,0.12052236640968515,0.37611769353034308,7.1816551833319323E-2,6.3117239141591702E-2,4.8751506227939457E-3,1.0150652537394905E-5,1.7871641481495757E-3,0,0.88822618882273174,null,{"$f":"J746*VLOOKUP($B746,$AR$36:$AZ$47,MATCH(AG$2,$AS$2:$BA$2,0)+1,FALSE)","v":0.25333133149888604},{"$f":"K746*VLOOKUP($B746,$AR$36:$AZ$47,MATCH(AH$2,$AS$2:$BA$2,0)+1,FALSE)","v":0.35924019487700487},{"$f":"L746*VLOOKUP($B746,$AR$36:$AZ$47,MATCH(AI$2,$AS$2:$BA$2,0)+1,FALSE)","v":6.4438652970665684E-3},{"$f":"M746*VLOOKUP($B746,$AR$36:$AZ$47,MATCH(AJ$2,$AS$2:$BA$2,0)+1,FALSE)","v":0.11829006514204156},{"$f":"N746*VLOOKUP($B746,$AR$36:$AZ$47,MATCH(AK$2,$AS$2:$BA$2,0)+1,FALSE)","v":7.1264515855673172E-2},{"$f":"O746*VLOOKUP($B746,$AR$36:$AZ$47,MATCH(AL$2,$AS$2:$BA$2,0)+1,FALSE)","v":6.0678741395043249E-2},{"$f":"P746*VLOOKUP($B746,$AR$36:$AZ$47,MATCH(AM$2,$AS$2:$BA$2,0)+1,FALSE)","v":1.0150652537394905E-5},{"$f":"Q746*VLOOKUP($B746,$AR$36:$AZ$47,MATCH(AN$2,$AS$2:$BA$2,0)+1,FALSE)","v":1.8685507687941382E-3},{"$f":"R746*VLOOKUP($B746,$AR$36:$BA$47,MATCH(AO$2,$AS$2:$BA$2,0)+1,FALSE)","v":0},0.87112741548704686]
[2006,2,1,1,null,2013,2,1,1,0.24129095996778044,0.3485155676326035,8.7170929771520234E-3,9.5639581382325173E-2,8.9825399999999986E-2,6.7158999999999996E-2,2.028188418606668E-5,2.4450307537640017E-3,0,0.85361291459781108,null,null,0.22844329683383457,8.3767052975772707E-2,0.3083107656407163,7.0800093234359235E-2,6.1909633023852495E-2,4.8751506227939457E-3,1.0150652537394905E-5,1.7871641481495757E-3,0,0.75990330713201637,null,{"$f":"J747*VLOOKUP($B747,$AR$36:$AZ$47,MATCH(AG$2,$AS$2:$BA$2,0)+1,FALSE)","v":0.23552212391551969},{"$f":"K747*VLOOKUP($B747,$AR$36:$AZ$47,MATCH(AH$2,$AS$2:$BA$2,0)+1,FALSE)","v":0.31346697217802266},{"$f":"L747*VLOOKUP($B747,$AR$36:$AZ$47,MATCH(AI$2,$AS$2:$BA$2,0)+1,FALSE)","v":5.9360205462038679E-3},{"$f":"M747*VLOOKUP($B747,$AR$36:$AZ$47,MATCH(AJ$2,$AS$2:$BA$2,0)+1,FALSE)","v":8.8183381563467486E-2},{"$f":"N747*VLOOKUP($B747,$AR$36:$AZ$47,MATCH(AK$2,$AS$2:$BA$2,0)+1,FALSE)","v":7.0974070118558039E-2},{"$f":"O747*VLOOKUP($B747,$AR$36:$AZ$47,MATCH(AL$2,$AS$2:$BA$2,0)+1,FALSE)","v":5.9029205377426931E-2},{"$f":"P747*VLOOKUP($B747,$AR$36:$AZ$47,MATCH(AM$2,$AS$2:$BA$2,0)+1,FALSE)","v":1.0150652537394905E-5},{"$f":"Q747*VLOOKUP($B747,$AR$36:$AZ$47,MATCH(AN$2,$AS$2:$BA$2,0)+1,FALSE)","v":1.8857902256094999E-3},{"$f":"R747*VLOOKUP($B747,$AR$36:$BA$47,MATCH(AO$2,$AS$2:$BA$2,0)+1,FALSE)","v":0},0.77500771457734574]
[2006,2,1,2,null,2013,2,1,2,0.22650458698989351,0.33947936671370571,8.7170929771520234E-3,8.991714928835455E-2,8.8944900000000007E-2,6.5789E-2,2.028188418606668E-5,2.4450307537640017E-3,0,0.82181740860705588,null,null,0.21444423200465798,7.8754993476582075E-2,0.30031698205534257,7.0106085948081057E-2,6.0646716702247389E-2,4.8751506227939457E-3,1.0150652537394905E-5,1.7871641481495757E-3,0,0.73094147561039213,null,{"$f":"J748*VLOOKUP($B748,$AR$36:$AZ$47,MATCH(AG$2,$AS$2:$BA$2,0)+1,FALSE)","v":0.22108926671596277},{"$f":"K748*VLOOKUP($B748,$AR$36:$AZ$47,MATCH(AH$2,$AS$2:$BA$2,0)+1,FALSE)","v":0.30533950010760669},{"$f":"L748*VLOOKUP($B748,$AR$36:$AZ$47,MATCH(AI$2,$AS$2:$BA$2,0)+1,FALSE)","v":5.9360205462038679E-3},{"$f":"M748*VLOOKUP($B748,$AR$36:$AZ$47,MATCH(AJ$2,$AS$2:$BA$2,0)+1,FALSE)","v":8.2907078535787132E-2},{"$f":"N748*VLOOKUP($B748,$AR$36:$AZ$47,MATCH(AK$2,$AS$2:$BA$2,0)+1,FALSE)","v":7.0278357449987797E-2},{"$f":"O748*VLOOKUP($B748,$AR$36:$AZ$47,MATCH(AL$2,$AS$2:$BA$2,0)+1,FALSE)","v":5.7825047909819093E-2},{"$f":"P748*VLOOKUP($B748,$AR$36:$AZ$47,MATCH(AM$2,$AS$2:$BA$2,0)+1,FALSE)","v":1.0150652537394905E-5},{"$f":"Q748*VLOOKUP($B748,$AR$36:$AZ$47,MATCH(AN$2,$AS$2:$BA$2,0)+1,FALSE)","v":1.8857902256094999E-3},{"$f":"R748*VLOOKUP($B748,$AR$36:$BA$47,MATCH(AO$2,$AS$2:$BA$2,0)+1,FALSE)","v":0},0.74527121214351433]
[2006,2,1,3,null,2013,2,1,3,0.22329773490181096,0.33666003672450034,8.7170929771520234E-3,8.9767035313500054E-2,8.8143700000000005E-2,6.5989000000000006E-2,2.028188418606668E-5,2.4450307537640017E-3,0,0.81503991255491348,null,null,0.21140813043020254,7.8623514384951881E-2,0.29782289034669884,6.947458266839214E-2,6.083108404846712E-2,4.8751506227939457E-3,1.0150652537394905E-5,1.7871641481495757E-3,0,0.72483266730219353,null,{"$f":"J749*VLOOKUP($B749,$AR$36:$AZ$47,MATCH(AG$2,$AS$2:$BA$2,0)+1,FALSE)","v":0.2179590847357967},{"$f":"K749*VLOOKUP($B749,$AR$36:$AZ$47,MATCH(AH$2,$AS$2:$BA$2,0)+1,FALSE)","v":0.30280369706933741},{"$f":"L749*VLOOKUP($B749,$AR$36:$AZ$47,MATCH(AI$2,$AS$2:$BA$2,0)+1,FALSE)","v":5.9360205462038679E-3},{"$f":"M749*VLOOKUP($B749,$AR$36:$AZ$47,MATCH(AJ$2,$AS$2:$BA$2,0)+1,FALSE)","v":8.2768667663099552E-2},{"$f":"N749*VLOOKUP($B749,$AR$36:$AZ$47,MATCH(AK$2,$AS$2:$BA$2,0)+1,FALSE)","v":6.964530237893897E-2},{"$f":"O749*VLOOKUP($B749,$AR$36:$AZ$47,MATCH(AL$2,$AS$2:$BA$2,0)+1,FALSE)","v":5.8000837321148711E-2},{"$f":"P749*VLOOKUP($B749,$AR$36:$AZ$47,MATCH(AM$2,$AS$2:$BA$2,0)+1,FALSE)","v":1.0150652537394905E-5},{"$f":"Q749*VLOOKUP($B749,$AR$36:$AZ$47,MATCH(AN$2,$AS$2:$BA$2,0)+1,FALSE)","v":1.8857902256094999E-3},{"$f":"R749*VLOOKUP($B749,$AR$36:$BA$47,MATCH(AO$2,$AS$2:$BA$2,0)+1,FALSE)","v":0},0.73900955059267215]
[2006,2,1,4,null,2013,2,1,4,0.22480060397582222,0.33505272383998391,8.7170929771520234E-3,8.7785936532024933E-2,8.8798100000000005E-2,6.5866999999999995E-2,2.028188418606668E-5,2.4450307537640017E-3,0,0.81348676996293312,null,null,0.21283097845576712,7.6888345700820288E-2,0.29640099728919317,6.9990378657194471E-2,6.0718619967273076E-2,4.8751506227939457E-3,1.0150652537394905E-5,1.7871641481495757E-3,0,0.72350178549372923,null,{"$f":"J750*VLOOKUP($B750,$AR$36:$AZ$47,MATCH(AG$2,$AS$2:$BA$2,0)+1,FALSE)","v":0.21942602289346885},{"$f":"K750*VLOOKUP($B750,$AR$36:$AZ$47,MATCH(AH$2,$AS$2:$BA$2,0)+1,FALSE)","v":0.30135802419258595},{"$f":"L750*VLOOKUP($B750,$AR$36:$AZ$47,MATCH(AI$2,$AS$2:$BA$2,0)+1,FALSE)","v":5.9360205462038679E-3},{"$f":"M750*VLOOKUP($B750,$AR$36:$AZ$47,MATCH(AJ$2,$AS$2:$BA$2,0)+1,FALSE)","v":8.0942018202314406E-2},{"$f":"N750*VLOOKUP($B750,$AR$36:$AZ$47,MATCH(AK$2,$AS$2:$BA$2,0)+1,FALSE)","v":7.0162365831877502E-2},{"$f":"O750*VLOOKUP($B750,$AR$36:$AZ$47,MATCH(AL$2,$AS$2:$BA$2,0)+1,FALSE)","v":5.7893605780237632E-2},{"$f":"P750*VLOOKUP($B750,$AR$36:$AZ$47,MATCH(AM$2,$AS$2:$BA$2,0)+1,FALSE)","v":1.0150652537394905E-5},{"$f":"Q750*VLOOKUP($B750,$AR$36:$AZ$47,MATCH(AN$2,$AS$2:$BA$2,0)+1,FALSE)","v":1.8857902256094999E-3},{"$f":"R750*VLOOKUP($B750,$AR$36:$BA$47,MATCH(AO$2,$AS$2:$BA$2,0)+1,FALSE)","v":0},0.7376139983248351]
[2006,2,1,5,null,2013,2,1,5,0.23393257175016666,0.34050624096599508,8.7170929771520234E-3,8.8480990035770174E-2,9.0886999999999982E-2,6.6491999999999996E-2,2.028188418606668E-5,2.4450307537640017E-3,0,0.83148120836703387,null,null,0.22147670983845191,7.7497116492449697E-2,0.30122539595802889,7.1636842961915081E-2,6.1294767924209716E-2,4.8751506227939457E-3,1.0150652537394905E-5,1.7871641481495757E-3,0,0.73980329859853633,null,{"$f":"J751*VLOOKUP($B751,$AR$36:$AZ$47,MATCH(AG$2,$AS$2:$BA$2,0)+1,FALSE)","v":0.22833966162253222},{"$f":"K751*VLOOKUP($B751,$AR$36:$AZ$47,MATCH(AH$2,$AS$2:$BA$2,0)+1,FALSE)","v":0.30626310637535326},{"$f":"L751*VLOOKUP($B751,$AR$36:$AZ$47,MATCH(AI$2,$AS$2:$BA$2,0)+1,FALSE)","v":5.9360205462038679E-3},{"$f":"M751*VLOOKUP($B751,$AR$36:$AZ$47,MATCH(AJ$2,$AS$2:$BA$2,0)+1,FALSE)","v":8.158288433160843E-2},{"$f":"N751*VLOOKUP($B751,$AR$36:$AZ$47,MATCH(AK$2,$AS$2:$BA$2,0)+1,FALSE)","v":7.1812875989034103E-2},{"$f":"O751*VLOOKUP($B751,$AR$36:$AZ$47,MATCH(AL$2,$AS$2:$BA$2,0)+1,FALSE)","v":5.844294769064267E-2},{"$f":"P751*VLOOKUP($B751,$AR$36:$AZ$47,MATCH(AM$2,$AS$2:$BA$2,0)+1,FALSE)","v":1.0150652537394905E-5},{"$f":"Q751*VLOOKUP($B751,$AR$36:$AZ$47,MATCH(AN$2,$AS$2:$BA$2,0)+1,FALSE)","v":1.8857902256094999E-3},{"$f":"R751*VLOOKUP($B751,$AR$36:$BA$47,MATCH(AO$2,$AS$2:$BA$2,0)+1,FALSE)","v":0},0.75427343743352149]
[2006,2,1,6,null,2013,2,1,6,0.25558882130573635,0.3581336259323048,8.7170929771520234E-3,8.6070571686513705E-2,9.4914199999999976E-2,6.8399000000000001E-2,2.028188418606668E-5,2.4450307537640017E-3,0,0.87428862453965683,null,null,0.24197986108038494,7.5385923212036035E-2,0.31681928346246241,7.4811069132613039E-2,6.3052710570414797E-2,4.8751506227939457E-3,1.0150652537394905E-5,1.7871641481495757E-3,0,0.77872131288139224,null,{"$f":"J752*VLOOKUP($B752,$AR$36:$AZ$47,MATCH(AG$2,$AS$2:$BA$2,0)+1,FALSE)","v":0.24947814891626827},{"$f":"K752*VLOOKUP($B752,$AR$36:$AZ$47,MATCH(AH$2,$AS$2:$BA$2,0)+1,FALSE)","v":0.3221177869290508},{"$f":"L752*VLOOKUP($B752,$AR$36:$AZ$47,MATCH(AI$2,$AS$2:$BA$2,0)+1,FALSE)","v":5.9360205462038679E-3},{"$f":"M752*VLOOKUP($B752,$AR$36:$AZ$47,MATCH(AJ$2,$AS$2:$BA$2,0)+1,FALSE)","v":7.9360385676262482E-2},{"$f":"N752*VLOOKUP($B752,$AR$36:$AZ$47,MATCH(AK$2,$AS$2:$BA$2,0)+1,FALSE)","v":7.4994902177411296E-2},{"$f":"O752*VLOOKUP($B752,$AR$36:$AZ$47,MATCH(AL$2,$AS$2:$BA$2,0)+1,FALSE)","v":6.0119099727670523E-2},{"$f":"P752*VLOOKUP($B752,$AR$36:$AZ$47,MATCH(AM$2,$AS$2:$BA$2,0)+1,FALSE)","v":1.0150652537394905E-5},{"$f":"Q752*VLOOKUP($B752,$AR$36:$AZ$47,MATCH(AN$2,$AS$2:$BA$2,0)+1,FALSE)","v":1.8857902256094999E-3},{"$f":"R752*VLOOKUP($B752,$AR$36:$BA$47,MATCH(AO$2,$AS$2:$BA$2,0)+1,FALSE)","v":0},0.79390228485101422]
[2006,2,1,7,null,2013,2,1,7,0.2916165677689822,0.40177837933224025,8.7170929771520234E-3,8.7602711235350406E-2,0.10758090000000001,7.4284000000000003E-2,2.028188418606668E-5,2.4450307537640017E-3,0,0.97404496395167484,null,null,0.27608929137423599,7.6727865668273082E-2,0.3554291723358326,8.4794921594964004E-2,6.8477719732930195E-2,4.8751506227939457E-3,1.0150652537394905E-5,1.7871641481495757E-3,0,0.86819143612971683,null,{"$f":"J753*VLOOKUP($B753,$AR$36:$AZ$47,MATCH(AG$2,$AS$2:$BA$2,0)+1,FALSE)","v":0.28464453628546998},{"$f":"K753*VLOOKUP($B753,$AR$36:$AZ$47,MATCH(AH$2,$AS$2:$BA$2,0)+1,FALSE)","v":0.36137338974951533},{"$f":"L753*VLOOKUP($B753,$AR$36:$AZ$47,MATCH(AI$2,$AS$2:$BA$2,0)+1,FALSE)","v":5.9360205462038679E-3},{"$f":"M753*VLOOKUP($B753,$AR$36:$AZ$47,MATCH(AJ$2,$AS$2:$BA$2,0)+1,FALSE)","v":8.0773077414251576E-2},{"$f":"N753*VLOOKUP($B753,$AR$36:$AZ$47,MATCH(AK$2,$AS$2:$BA$2,0)+1,FALSE)","v":8.500328793434353E-2},{"$f":"O753*VLOOKUP($B753,$AR$36:$AZ$47,MATCH(AL$2,$AS$2:$BA$2,0)+1,FALSE)","v":6.5291703156044351E-2},{"$f":"P753*VLOOKUP($B753,$AR$36:$AZ$47,MATCH(AM$2,$AS$2:$BA$2,0)+1,FALSE)","v":1.0150652537394905E-5},{"$f":"Q753*VLOOKUP($B753,$AR$36:$AZ$47,MATCH(AN$2,$AS$2:$BA$2,0)+1,FALSE)","v":1.8857902256094999E-3},{"$f":"R753*VLOOKUP($B753,$AR$36:$BA$47,MATCH(AO$2,$AS$2:$BA$2,0)+1,FALSE)","v":0},0.8849179559639756]
[2006,2,1,8,null,2013,2,1,8,0.32052719883752967,0.455460087312344,3.6321220738133437E-3,0.10394837368183618,0.11601799999999997,7.9776E-2,8.450785077527785E-6,2.2137970704926733E-3,0,1.0815840297610935,null,null,0.30346056079820261,9.1044406500936273E-2,0.40291815138107978,9.1445016853405489E-2,7.3540447060123845E-2,2.0313127594974775E-3,4.229438557247878E-6,1.6181468268128558E-3,0,0.96606227161861558,null,{"$f":"J754*VLOOKUP($B754,$AR$36:$AZ$47,MATCH(AG$2,$AS$2:$BA$2,0)+1,FALSE)","v":0.31286396578217196},{"$f":"K754*VLOOKUP($B754,$AR$36:$AZ$47,MATCH(AH$2,$AS$2:$BA$2,0)+1,FALSE)","v":0.40965657714390741},{"$f":"L754*VLOOKUP($B754,$AR$36:$AZ$47,MATCH(AI$2,$AS$2:$BA$2,0)+1,FALSE)","v":2.473341894251612E-3},{"$f":"M754*VLOOKUP($B754,$AR$36:$AZ$47,MATCH(AJ$2,$AS$2:$BA$2,0)+1,FALSE)","v":9.5844408421692395E-2},{"$f":"N754*VLOOKUP($B754,$AR$36:$AZ$47,MATCH(AK$2,$AS$2:$BA$2,0)+1,FALSE)","v":9.1669724454495768E-2},{"$f":"O754*VLOOKUP($B754,$AR$36:$AZ$47,MATCH(AL$2,$AS$2:$BA$2,0)+1,FALSE)","v":7.0118880391155478E-2},{"$f":"P754*VLOOKUP($B754,$AR$36:$AZ$47,MATCH(AM$2,$AS$2:$BA$2,0)+1,FALSE)","v":4.229438557247878E-6},{"$f":"Q754*VLOOKUP($B754,$AR$36:$AZ$47,MATCH(AN$2,$AS$2:$BA$2,0)+1,FALSE)","v":1.7074455487282524E-3},{"$f":"R754*VLOOKUP($B754,$AR$36:$BA$47,MATCH(AO$2,$AS$2:$BA$2,0)+1,FALSE)","v":0},0.98433857307496009]
[2006,2,1,9,null,2013,2,1,9,0.3033377846614439,0.48500356778011317,0,0.11190708091465082,0.12080269999999999,8.2612000000000005E-2,0,2.0486301538702968E-3,0,1.1057117635100779,null,null,0.28718640595397787,9.8015133900136858E-2,0.42905349203338455,9.5216302103439884E-2,7.6154776029519547E-2,0,0,1.4974201687151995E-3,0,0.98712353018917398,null,{"$f":"J755*VLOOKUP($B755,$AR$36:$AZ$47,MATCH(AG$2,$AS$2:$BA$2,0)+1,FALSE)","v":0.29608551980907849},{"$f":"K755*VLOOKUP($B755,$AR$36:$AZ$47,MATCH(AH$2,$AS$2:$BA$2,0)+1,FALSE)","v":0.43622900669917697},{"$f":"L755*VLOOKUP($B755,$AR$36:$AZ$47,MATCH(AI$2,$AS$2:$BA$2,0)+1,FALSE)","v":0},{"$f":"M755*VLOOKUP($B755,$AR$36:$AZ$47,MATCH(AJ$2,$AS$2:$BA$2,0)+1,FALSE)","v":0.10318264335036308},{"$f":"N755*VLOOKUP($B755,$AR$36:$AZ$47,MATCH(AK$2,$AS$2:$BA$2,0)+1,FALSE)","v":9.5450276873925752E-2},{"$f":"O755*VLOOKUP($B755,$AR$36:$AZ$47,MATCH(AL$2,$AS$2:$BA$2,0)+1,FALSE)","v":7.2611574243809374E-2},{"$f":"P755*VLOOKUP($B755,$AR$36:$AZ$47,MATCH(AM$2,$AS$2:$BA$2,0)+1,FALSE)","v":0},{"$f":"Q755*VLOOKUP($B755,$AR$36:$AZ$47,MATCH(AN$2,$AS$2:$BA$2,0)+1,FALSE)","v":1.5800564938130762E-3},{"$f":"R755*VLOOKUP($B755,$AR$36:$BA$47,MATCH(AO$2,$AS$2:$BA$2,0)+1,FALSE)","v":0},1.0051390774701667]
[2006,2,1,10,null,2013,2,1,10,0.29522052304361585,0.49809270271373124,0,0.11405245940650731,0.12436330000000002,8.4468000000000001E-2,0,2.0486301538702968E-3,0,1.1182456153177247,null,null,0.27950135216875943,9.9894188902082307E-2,0.44063266262932355,9.80227556452027E-2,7.7865705002438584E-2,0,0,1.4974201687151995E-3,0,0.9974140845165218,null,{"$f":"J756*VLOOKUP($B756,$AR$36:$AZ$47,MATCH(AG$2,$AS$2:$BA$2,0)+1,FALSE)","v":0.28816232742398429},{"$f":"K756*VLOOKUP($B756,$AR$36:$AZ$47,MATCH(AH$2,$AS$2:$BA$2,0)+1,FALSE)","v":0.44800182799362237},{"$f":"L756*VLOOKUP($B756,$AR$36:$AZ$47,MATCH(AI$2,$AS$2:$BA$2,0)+1,FALSE)","v":0},{"$f":"M756*VLOOKUP($B756,$AR$36:$AZ$47,MATCH(AJ$2,$AS$2:$BA$2,0)+1,FALSE)","v":0.10516076503817298},{"$f":"N756*VLOOKUP($B756,$AR$36:$AZ$47,MATCH(AK$2,$AS$2:$BA$2,0)+1,FALSE)","v":9.8263626706647247E-2},{"$f":"O756*VLOOKUP($B756,$AR$36:$AZ$47,MATCH(AL$2,$AS$2:$BA$2,0)+1,FALSE)","v":7.4242899980948171E-2},{"$f":"P756*VLOOKUP($B756,$AR$36:$AZ$47,MATCH(AM$2,$AS$2:$BA$2,0)+1,FALSE)","v":0},{"$f":"Q756*VLOOKUP($B756,$AR$36:$AZ$47,MATCH(AN$2,$AS$2:$BA$2,0)+1,FALSE)","v":1.5800564938130762E-3},{"$f":"R756*VLOOKUP($B756,$AR$36:$BA$47,MATCH(AO$2,$AS$2:$BA$2,0)+1,FALSE)","v":0},1.015411503637188]
[2006,2,1,11,null,2013,2,1,11,0.28081690523104735,0.49574771926244698,0,0.10962576207994838,0.12468339999999999,8.4847000000000006E-2,0,2.0486301538702968E-3,0,1.0977694167273127,null,null,0.26586466250629942,9.6017013948971289E-2,0.43855819677922875,9.8275057442292563E-2,7.8215081123524974E-2,0,0,1.4974201687151995E-3,0,0.97842743196903226,null,{"$f":"J757*VLOOKUP($B757,$AR$36:$AZ$47,MATCH(AG$2,$AS$2:$BA$2,0)+1,FALSE)","v":0.27410307439711362},{"$f":"K757*VLOOKUP($B757,$AR$36:$AZ$47,MATCH(AH$2,$AS$2:$BA$2,0)+1,FALSE)","v":0.44589266866029659},{"$f":"L757*VLOOKUP($B757,$AR$36:$AZ$47,MATCH(AI$2,$AS$2:$BA$2,0)+1,FALSE)","v":0},{"$f":"M757*VLOOKUP($B757,$AR$36:$AZ$47,MATCH(AJ$2,$AS$2:$BA$2,0)+1,FALSE)","v":0.10107917942506334},{"$f":"N757*VLOOKUP($B757,$AR$36:$AZ$47,MATCH(AK$2,$AS$2:$BA$2,0)+1,FALSE)","v":9.8516548484284164E-2},{"$f":"O757*VLOOKUP($B757,$AR$36:$AZ$47,MATCH(AL$2,$AS$2:$BA$2,0)+1,FALSE)","v":7.457602091541779E-2},{"$f":"P757*VLOOKUP($B757,$AR$36:$AZ$47,MATCH(AM$2,$AS$2:$BA$2,0)+1,FALSE)","v":0},{"$f":"Q757*VLOOKUP($B757,$AR$36:$AZ$47,MATCH(AN$2,$AS$2:$BA$2,0)+1,FALSE)","v":1.5800564938130762E-3},{"$f":"R757*VLOOKUP($B757,$AR$36:$BA$47,MATCH(AO$2,$AS$2:$BA$2,0)+1,FALSE)","v":0},0.99574754837598867]
[2006,2,1,12,null,2013,2,1,12,0.28538790758217275,0.49152984506722774,0,0.1049335984813355,0.12400920000000004,8.4921999999999997E-2,0,2.0486301538702968E-3,0,1.0928311812846061,null,null,0.27019227945086177,9.1907327237098727E-2,0.43482689710920902,9.7743655156763073E-2,7.8284218878357362E-2,0,0,1.4974201687151995E-3,0,0.97445179800100523,null,{"$f":"J758*VLOOKUP($B758,$AR$36:$AZ$47,MATCH(AG$2,$AS$2:$BA$2,0)+1,FALSE)","v":0.27856479224308528},{"$f":"K758*VLOOKUP($B758,$AR$36:$AZ$47,MATCH(AH$2,$AS$2:$BA$2,0)+1,FALSE)","v":0.44209896652531194},{"$f":"L758*VLOOKUP($B758,$AR$36:$AZ$47,MATCH(AI$2,$AS$2:$BA$2,0)+1,FALSE)","v":0},{"$f":"M758*VLOOKUP($B758,$AR$36:$AZ$47,MATCH(AJ$2,$AS$2:$BA$2,0)+1,FALSE)","v":9.6752823673665625E-2},{"$f":"N758*VLOOKUP($B758,$AR$36:$AZ$47,MATCH(AK$2,$AS$2:$BA$2,0)+1,FALSE)","v":9.7983840385306289E-2},{"$f":"O758*VLOOKUP($B758,$AR$36:$AZ$47,MATCH(AL$2,$AS$2:$BA$2,0)+1,FALSE)","v":7.464194194466639E-2},{"$f":"P758*VLOOKUP($B758,$AR$36:$AZ$47,MATCH(AM$2,$AS$2:$BA$2,0)+1,FALSE)","v":0},{"$f":"Q758*VLOOKUP($B758,$AR$36:$AZ$47,MATCH(AN$2,$AS$2:$BA$2,0)+1,FALSE)","v":1.5800564938130762E-3},{"$f":"R758*VLOOKUP($B758,$AR$36:$BA$47,MATCH(AO$2,$AS$2:$BA$2,0)+1,FALSE)","v":0},0.99162242126584865]
[2006,2,1,13,null,2013,2,1,13,0.26741279467680379,0.49497839174075658,0,0.11387173637759974,0.1229992,8.4457000000000004E-2,0,2.0486301538702968E-3,0,1.0857677529490304,null,null,0.25317426081638328,9.9735900510209016E-2,0.43787761898222516,9.6947576384314463E-2,7.7855564798396504E-2,0,0,1.4974201687151995E-3,0,0.96708834166024371,null,{"$f":"J759*VLOOKUP($B759,$AR$36:$AZ$47,MATCH(AG$2,$AS$2:$BA$2,0)+1,FALSE)","v":0.26101943219454032},{"$f":"K759*VLOOKUP($B759,$AR$36:$AZ$47,MATCH(AH$2,$AS$2:$BA$2,0)+1,FALSE)","v":0.44520070884204327},{"$f":"L759*VLOOKUP($B759,$AR$36:$AZ$47,MATCH(AI$2,$AS$2:$BA$2,0)+1,FALSE)","v":0},{"$f":"M759*VLOOKUP($B759,$AR$36:$AZ$47,MATCH(AJ$2,$AS$2:$BA$2,0)+1,FALSE)","v":0.10499413143747001},{"$f":"N759*VLOOKUP($B759,$AR$36:$AZ$47,MATCH(AK$2,$AS$2:$BA$2,0)+1,FALSE)","v":9.7185805410569218E-2},{"$f":"O759*VLOOKUP($B759,$AR$36:$AZ$47,MATCH(AL$2,$AS$2:$BA$2,0)+1,FALSE)","v":7.4233231563325036E-2},{"$f":"P759*VLOOKUP($B759,$AR$36:$AZ$47,MATCH(AM$2,$AS$2:$BA$2,0)+1,FALSE)","v":0},{"$f":"Q759*VLOOKUP($B759,$AR$36:$AZ$47,MATCH(AN$2,$AS$2:$BA$2,0)+1,FALSE)","v":1.5800564938130762E-3},{"$f":"R759*VLOOKUP($B759,$AR$36:$BA$47,MATCH(AO$2,$AS$2:$BA$2,0)+1,FALSE)","v":0},0.98421336594176101]
[2006,2,1,14,null,2013,2,1,14,0.25183033032116064,0.49549110203919677,0,0.11641146587041595,0.12339219999999999,8.4439E-2,0,2.0486301538702968E-3,0,1.0736127283846435,null,null,0.23842149291047351,0.10196035247762619,0.43833118295280399,9.7257337728445442E-2,7.7838971737236723E-2,0,0,1.4974201687151995E-3,0,0.95530675797530107,null,{"$f":"J760*VLOOKUP($B760,$AR$36:$AZ$47,MATCH(AG$2,$AS$2:$BA$2,0)+1,FALSE)","v":0.24580951674072882},{"$f":"K760*VLOOKUP($B760,$AR$36:$AZ$47,MATCH(AH$2,$AS$2:$BA$2,0)+1,FALSE)","v":0.4456618582419058},{"$f":"L760*VLOOKUP($B760,$AR$36:$AZ$47,MATCH(AI$2,$AS$2:$BA$2,0)+1,FALSE)","v":0},{"$f":"M760*VLOOKUP($B760,$AR$36:$AZ$47,MATCH(AJ$2,$AS$2:$BA$2,0)+1,FALSE)","v":0.10733585995296509},{"$f":"N760*VLOOKUP($B760,$AR$36:$AZ$47,MATCH(AK$2,$AS$2:$BA$2,0)+1,FALSE)","v":9.7496327930442134E-2},{"$f":"O760*VLOOKUP($B760,$AR$36:$AZ$47,MATCH(AL$2,$AS$2:$BA$2,0)+1,FALSE)","v":7.4217410516305371E-2},{"$f":"P760*VLOOKUP($B760,$AR$36:$AZ$47,MATCH(AM$2,$AS$2:$BA$2,0)+1,FALSE)","v":0},{"$f":"Q760*VLOOKUP($B760,$AR$36:$AZ$47,MATCH(AN$2,$AS$2:$BA$2,0)+1,FALSE)","v":1.5800564938130762E-3},{"$f":"R760*VLOOKUP($B760,$AR$36:$BA$47,MATCH(AO$2,$AS$2:$BA$2,0)+1,FALSE)","v":0},0.97210102987616043]
[2006,2,1,15,null,2013,2,1,15,0.26468774280453627,0.48191765852140389,0,0.10559719760631789,0.12230540000000002,8.412E-2,0,2.0486301538702968E-3,0,1.0606766290861285,null,null,0.25059430575371899,9.2488548340889001E-2,0.42632357367503626,9.6400725441418603E-2,7.7544905820016261E-2,0,0,1.4974201687151995E-3,0,0.94484947919979434,null,{"$f":"J761*VLOOKUP($B761,$AR$36:$AZ$47,MATCH(AG$2,$AS$2:$BA$2,0)+1,FALSE)","v":0.25835953144723461},{"$f":"K761*VLOOKUP($B761,$AR$36:$AZ$47,MATCH(AH$2,$AS$2:$BA$2,0)+1,FALSE)","v":0.43345343303308626},{"$f":"L761*VLOOKUP($B761,$AR$36:$AZ$47,MATCH(AI$2,$AS$2:$BA$2,0)+1,FALSE)","v":0},{"$f":"M761*VLOOKUP($B761,$AR$36:$AZ$47,MATCH(AJ$2,$AS$2:$BA$2,0)+1,FALSE)","v":9.7364687652969059E-2},{"$f":"N761*VLOOKUP($B761,$AR$36:$AZ$47,MATCH(AK$2,$AS$2:$BA$2,0)+1,FALSE)","v":9.663761069227958E-2},{"$f":"O761*VLOOKUP($B761,$AR$36:$AZ$47,MATCH(AL$2,$AS$2:$BA$2,0)+1,FALSE)","v":7.393702640523464E-2},{"$f":"P761*VLOOKUP($B761,$AR$36:$AZ$47,MATCH(AM$2,$AS$2:$BA$2,0)+1,FALSE)","v":0},{"$f":"Q761*VLOOKUP($B761,$AR$36:$AZ$47,MATCH(AN$2,$AS$2:$BA$2,0)+1,FALSE)","v":1.5800564938130762E-3},{"$f":"R761*VLOOKUP($B761,$AR$36:$BA$47,MATCH(AO$2,$AS$2:$BA$2,0)+1,FALSE)","v":0},0.96133234572461723]
[2006,2,1,16,null,2013,2,1,16,0.28844668651290545,0.47220963888512957,0,9.9854878452018153E-2,0.12057029999999996,8.2902000000000003E-2,0,2.0486301538702968E-3,0,1.0660321340039234,null,null,0.27308819210053487,8.7459070525850016E-2,0.41773547246840642,9.5033125166096244E-2,7.6422108681538148E-2,0,0,1.4974201687151995E-3,0,0.95123538911114092,null,{"$f":"J762*VLOOKUP($B762,$AR$36:$AZ$47,MATCH(AG$2,$AS$2:$BA$2,0)+1,FALSE)","v":0.28155044123072415},{"$f":"K762*VLOOKUP($B762,$AR$36:$AZ$47,MATCH(AH$2,$AS$2:$BA$2,0)+1,FALSE)","v":0.42472170394018183},{"$f":"L762*VLOOKUP($B762,$AR$36:$AZ$47,MATCH(AI$2,$AS$2:$BA$2,0)+1,FALSE)","v":0},{"$f":"M762*VLOOKUP($B762,$AR$36:$AZ$47,MATCH(AJ$2,$AS$2:$BA$2,0)+1,FALSE)","v":9.2070047988889528E-2},{"$f":"N762*VLOOKUP($B762,$AR$36:$AZ$47,MATCH(AK$2,$AS$2:$BA$2,0)+1,FALSE)","v":9.5266649816372381E-2},{"$f":"O762*VLOOKUP($B762,$AR$36:$AZ$47,MATCH(AL$2,$AS$2:$BA$2,0)+1,FALSE)","v":7.2866468890237318E-2},{"$f":"P762*VLOOKUP($B762,$AR$36:$AZ$47,MATCH(AM$2,$AS$2:$BA$2,0)+1,FALSE)","v":0},{"$f":"Q762*VLOOKUP($B762,$AR$36:$AZ$47,MATCH(AN$2,$AS$2:$BA$2,0)+1,FALSE)","v":1.5800564938130762E-3},{"$f":"R762*VLOOKUP($B762,$AR$36:$BA$47,MATCH(AO$2,$AS$2:$BA$2,0)+1,FALSE)","v":0},0.96805536836021822]
[2006,2,1,17,null,2013,2,1,17,0.32720800141680084,0.47372162032253401,0,0.10736377561054776,0.11866880000000002,8.1143999999999994E-2,0,2.0486301538702968E-3,0,1.1101548275037532,null,null,0.30978564055630248,9.4035826477485984E-2,0.41907303152715158,9.3534368942521068E-2,7.4801519708266762E-2,0,0,1.4974201687151995E-3,0,0.99272780738044319,null,{"$f":"J763*VLOOKUP($B763,$AR$36:$AZ$47,MATCH(AG$2,$AS$2:$BA$2,0)+1,FALSE)","v":0.31938504229966908},{"$f":"K763*VLOOKUP($B763,$AR$36:$AZ$47,MATCH(AH$2,$AS$2:$BA$2,0)+1,FALSE)","v":0.42608163241164732},{"$f":"L763*VLOOKUP($B763,$AR$36:$AZ$47,MATCH(AI$2,$AS$2:$BA$2,0)+1,FALSE)","v":0},{"$f":"M763*VLOOKUP($B763,$AR$36:$AZ$47,MATCH(AJ$2,$AS$2:$BA$2,0)+1,FALSE)","v":9.8993540685960502E-2},{"$f":"N763*VLOOKUP($B763,$AR$36:$AZ$47,MATCH(AK$2,$AS$2:$BA$2,0)+1,FALSE)","v":9.3764210703043263E-2},{"$f":"O763*VLOOKUP($B763,$AR$36:$AZ$47,MATCH(AL$2,$AS$2:$BA$2,0)+1,FALSE)","v":7.1321279964650014E-2},{"$f":"P763*VLOOKUP($B763,$AR$36:$AZ$47,MATCH(AM$2,$AS$2:$BA$2,0)+1,FALSE)","v":0},{"$f":"Q763*VLOOKUP($B763,$AR$36:$AZ$47,MATCH(AN$2,$AS$2:$BA$2,0)+1,FALSE)","v":1.5800564938130762E-3},{"$f":"R763*VLOOKUP($B763,$AR$36:$BA$47,MATCH(AO$2,$AS$2:$BA$2,0)+1,FALSE)","v":0},1.0111257625587833]
[2006,2,1,18,null,2013,2,1,18,0.39783760047717087,0.46615156238578037,7.4095290305792195E-3,0.10269812572370121,0.1163568,7.9534999999999995E-2,1.7239601558156677E-5,2.3855706637799456E-3,0,1.1723914278825696,null,null,0.37665452974119906,8.9949362112114864E-2,0.41237625647552617,9.1712057930737764E-2,7.3318284407929063E-2,4.1438780293748534E-3,8.6280546567856682E-6,1.743702551234419E-3,0,1.0499066993027728,null,{"$f":"J764*VLOOKUP($B764,$AR$36:$AZ$47,MATCH(AG$2,$AS$2:$BA$2,0)+1,FALSE)","v":0.38832601374850073},{"$f":"K764*VLOOKUP($B764,$AR$36:$AZ$47,MATCH(AH$2,$AS$2:$BA$2,0)+1,FALSE)","v":0.41927286011844556},{"$f":"L764*VLOOKUP($B764,$AR$36:$AZ$47,MATCH(AI$2,$AS$2:$BA$2,0)+1,FALSE)","v":5.0456174642732879E-3},{"$f":"M764*VLOOKUP($B764,$AR$36:$AZ$47,MATCH(AJ$2,$AS$2:$BA$2,0)+1,FALSE)","v":9.4691631599087667E-2},{"$f":"N764*VLOOKUP($B764,$AR$36:$AZ$47,MATCH(AK$2,$AS$2:$BA$2,0)+1,FALSE)","v":9.1937421731169963E-2},{"$f":"O764*VLOOKUP($B764,$AR$36:$AZ$47,MATCH(AL$2,$AS$2:$BA$2,0)+1,FALSE)","v":6.9907054150503287E-2},{"$f":"P764*VLOOKUP($B764,$AR$36:$AZ$47,MATCH(AM$2,$AS$2:$BA$2,0)+1,FALSE)","v":8.6280546567856682E-6},{"$f":"Q764*VLOOKUP($B764,$AR$36:$AZ$47,MATCH(AN$2,$AS$2:$BA$2,0)+1,FALSE)","v":1.839930165840036E-3},{"$f":"R764*VLOOKUP($B764,$AR$36:$BA$47,MATCH(AO$2,$AS$2:$BA$2,0)+1,FALSE)","v":0},1.0710291570324773]
[2006,2,1,19,null,2013,2,1,19,0.43119536155994082,0.45632856607312711,8.7170929771520234E-3,0.11287883460290432,0.10628170000000001,7.5552999999999995E-2,2.028188418606668E-5,2.4450307537640017E-3,0,1.1934198678510746,null,null,0.40823613942007347,9.8866255804967551E-2,0.40368644231711626,8.3770896306681622E-2,6.9647530544694344E-2,4.8751506227939457E-3,1.0150652537394905E-5,1.7871641481495757E-3,0,1.0708797298170143,null,{"$f":"J765*VLOOKUP($B765,$AR$36:$AZ$47,MATCH(AG$2,$AS$2:$BA$2,0)+1,FALSE)","v":0.42088625032068527},{"$f":"K765*VLOOKUP($B765,$AR$36:$AZ$47,MATCH(AH$2,$AS$2:$BA$2,0)+1,FALSE)","v":0.41043771702065052},{"$f":"L765*VLOOKUP($B765,$AR$36:$AZ$47,MATCH(AI$2,$AS$2:$BA$2,0)+1,FALSE)","v":5.9360205462038679E-3},{"$f":"M765*VLOOKUP($B765,$AR$36:$AZ$47,MATCH(AJ$2,$AS$2:$BA$2,0)+1,FALSE)","v":0.10407863771836856},{"$f":"N765*VLOOKUP($B765,$AR$36:$AZ$47,MATCH(AK$2,$AS$2:$BA$2,0)+1,FALSE)","v":8.3976746311394665E-2},{"$f":"O765*VLOOKUP($B765,$AR$36:$AZ$47,MATCH(AL$2,$AS$2:$BA$2,0)+1,FALSE)","v":6.6407086970930729E-2},{"$f":"P765*VLOOKUP($B765,$AR$36:$AZ$47,MATCH(AM$2,$AS$2:$BA$2,0)+1,FALSE)","v":1.0150652537394905E-5},{"$f":"Q765*VLOOKUP($B765,$AR$36:$AZ$47,MATCH(AN$2,$AS$2:$BA$2,0)+1,FALSE)","v":1.8857902256094999E-3},{"$f":"R765*VLOOKUP($B765,$AR$36:$BA$47,MATCH(AO$2,$AS$2:$BA$2,0)+1,FALSE)","v":0},1.0936183997663806]
[2006,2,1,20,null,2013,2,1,20,0.43422201026396456,0.43010882324784938,8.7170929771520234E-3,9.4524765732748262E-2,0.10203490000000001,7.3587E-2,2.028188418606668E-5,2.4450307537640017E-3,0,1.1456599048596645,null,null,0.41110163263373289,8.2790628568361127E-2,0.38049141249312335,8.0423582117736439E-2,6.7835199531354459E-2,4.8751506227939457E-3,1.0150652537394905E-5,1.7871641481495757E-3,0,1.0293149207677892,null,{"$f":"J766*VLOOKUP($B766,$AR$36:$AZ$47,MATCH(AG$2,$AS$2:$BA$2,0)+1,FALSE)","v":0.42384053725797055},{"$f":"K766*VLOOKUP($B766,$AR$36:$AZ$47,MATCH(AH$2,$AS$2:$BA$2,0)+1,FALSE)","v":0.38685477221690356},{"$f":"L766*VLOOKUP($B766,$AR$36:$AZ$47,MATCH(AI$2,$AS$2:$BA$2,0)+1,FALSE)","v":5.9360205462038679E-3},{"$f":"M766*VLOOKUP($B766,$AR$36:$AZ$47,MATCH(AJ$2,$AS$2:$BA$2,0)+1,FALSE)","v":8.7155478551151147E-2},{"$f":"N766*VLOOKUP($B766,$AR$36:$AZ$47,MATCH(AK$2,$AS$2:$BA$2,0)+1,FALSE)","v":8.0621206776035056E-2},{"$f":"O766*VLOOKUP($B766,$AR$36:$AZ$47,MATCH(AL$2,$AS$2:$BA$2,0)+1,FALSE)","v":6.4679077057560652E-2},{"$f":"P766*VLOOKUP($B766,$AR$36:$AZ$47,MATCH(AM$2,$AS$2:$BA$2,0)+1,FALSE)","v":1.0150652537394905E-5},{"$f":"Q766*VLOOKUP($B766,$AR$36:$AZ$47,MATCH(AN$2,$AS$2:$BA$2,0)+1,FALSE)","v":1.8857902256094999E-3},{"$f":"R766*VLOOKUP($B766,$AR$36:$BA$47,MATCH(AO$2,$AS$2:$BA$2,0)+1,FALSE)","v":0},1.0509830332839718]
[2006,2,1,21,null,2013,2,1,21,0.40723242637321705,0.43220841349866179,8.7170929771520234E-3,0.11129223506614974,9.98748E-2,7.2596999999999995E-2,2.028188418606668E-5,2.4450307537640017E-3,0,1.1343872805531308,null,null,0.3855491232276656,9.7476613927350353E-2,0.38234879373481917,7.8720998200542194E-2,6.6922581167566816E-2,4.8751506227939457E-3,1.0150652537394905E-5,1.7871641481495757E-3,0,1.017690575681425,null,{"$f":"J767*VLOOKUP($B767,$AR$36:$AZ$47,MATCH(AG$2,$AS$2:$BA$2,0)+1,FALSE)","v":0.39749622613088254},{"$f":"K767*VLOOKUP($B767,$AR$36:$AZ$47,MATCH(AH$2,$AS$2:$BA$2,0)+1,FALSE)","v":0.38874321640666343},{"$f":"L767*VLOOKUP($B767,$AR$36:$AZ$47,MATCH(AI$2,$AS$2:$BA$2,0)+1,FALSE)","v":5.9360205462038679E-3},{"$f":"M767*VLOOKUP($B767,$AR$36:$AZ$47,MATCH(AJ$2,$AS$2:$BA$2,0)+1,FALSE)","v":0.10261573177173185},{"$f":"N767*VLOOKUP($B767,$AR$36:$AZ$47,MATCH(AK$2,$AS$2:$BA$2,0)+1,FALSE)","v":7.8914439103827658E-2},{"$f":"O767*VLOOKUP($B767,$AR$36:$AZ$47,MATCH(AL$2,$AS$2:$BA$2,0)+1,FALSE)","v":6.380891947147907E-2},{"$f":"P767*VLOOKUP($B767,$AR$36:$AZ$47,MATCH(AM$2,$AS$2:$BA$2,0)+1,FALSE)","v":1.0150652537394905E-5},{"$f":"Q767*VLOOKUP($B767,$AR$36:$AZ$47,MATCH(AN$2,$AS$2:$BA$2,0)+1,FALSE)","v":1.8857902256094999E-3},{"$f":"R767*VLOOKUP($B767,$AR$36:$BA$47,MATCH(AO$2,$AS$2:$BA$2,0)+1,FALSE)","v":0},1.0394104943089355]
[2006,2,1,22,null,2013,2,1,22,0.37213066309161147,0.39847311936750229,8.7170929771520234E-3,0.1002275035434647,9.7500699999999982E-2,7.1398000000000003E-2,2.028188418606668E-5,2.4450307537640017E-3,0,1.0509123916176806,null,null,0.35231637165752155,8.7785438597773366E-2,0.35250520759792386,7.6849740167205374E-2,6.5817298926979573E-2,4.8751506227939457E-3,1.0150652537394905E-5,1.7871641481495757E-3,0,0.94194652237088461,null,{"$f":"J768*VLOOKUP($B768,$AR$36:$AZ$47,MATCH(AG$2,$AS$2:$BA$2,0)+1,FALSE)","v":0.36323368333869721},{"$f":"K768*VLOOKUP($B768,$AR$36:$AZ$47,MATCH(AH$2,$AS$2:$BA$2,0)+1,FALSE)","v":0.35840052446132864},{"$f":"L768*VLOOKUP($B768,$AR$36:$AZ$47,MATCH(AI$2,$AS$2:$BA$2,0)+1,FALSE)","v":5.9360205462038679E-3},{"$f":"M768*VLOOKUP($B768,$AR$36:$AZ$47,MATCH(AJ$2,$AS$2:$BA$2,0)+1,FALSE)","v":9.2413622690328212E-2},{"$f":"N768*VLOOKUP($B768,$AR$36:$AZ$47,MATCH(AK$2,$AS$2:$BA$2,0)+1,FALSE)","v":7.7038582833012612E-2},{"$f":"O768*VLOOKUP($B768,$AR$36:$AZ$47,MATCH(AL$2,$AS$2:$BA$2,0)+1,FALSE)","v":6.275506195055805E-2},{"$f":"P768*VLOOKUP($B768,$AR$36:$AZ$47,MATCH(AM$2,$AS$2:$BA$2,0)+1,FALSE)","v":1.0150652537394905E-5},{"$f":"Q768*VLOOKUP($B768,$AR$36:$AZ$47,MATCH(AN$2,$AS$2:$BA$2,0)+1,FALSE)","v":1.8857902256094999E-3},{"$f":"R768*VLOOKUP($B768,$AR$36:$BA$47,MATCH(AO$2,$AS$2:$BA$2,0)+1,FALSE)","v":0},0.96167343669827554]
[2006,2,1,23,null,2013,2,1,23,0.33766707608568997,0.38703350768388134,8.7170929771520234E-3,0.10927555435262992,9.4538300000000006E-2,6.9490999999999997E-2,2.028188418606668E-5,2.4450307537640017E-3,0,1.0091878437373034,null,null,0.31968781633409094,9.5710280389258828E-2,0.3423852710316248,7.4514785953837398E-2,6.4059356280774485E-2,4.8751506227939457E-3,1.0150652537394905E-5,1.7871641481495757E-3,0,0.90302997541306751,null,{"$f":"J769*VLOOKUP($B769,$AR$36:$AZ$47,MATCH(AG$2,$AS$2:$BA$2,0)+1,FALSE)","v":0.32959405916684348},{"$f":"K769*VLOOKUP($B769,$AR$36:$AZ$47,MATCH(AH$2,$AS$2:$BA$2,0)+1,FALSE)","v":0.34811134150828132},{"$f":"L769*VLOOKUP($B769,$AR$36:$AZ$47,MATCH(AI$2,$AS$2:$BA$2,0)+1,FALSE)","v":5.9360205462038679E-3},{"$f":"M769*VLOOKUP($B769,$AR$36:$AZ$47,MATCH(AJ$2,$AS$2:$BA$2,0)+1,FALSE)","v":0.10075627439768618},{"$f":"N769*VLOOKUP($B769,$AR$36:$AZ$47,MATCH(AK$2,$AS$2:$BA$2,0)+1,FALSE)","v":7.4697890942754239E-2},{"$f":"O769*VLOOKUP($B769,$AR$36:$AZ$47,MATCH(AL$2,$AS$2:$BA$2,0)+1,FALSE)","v":6.1078909913530197E-2},{"$f":"P769*VLOOKUP($B769,$AR$36:$AZ$47,MATCH(AM$2,$AS$2:$BA$2,0)+1,FALSE)","v":1.0150652537394905E-5},{"$f":"Q769*VLOOKUP($B769,$AR$36:$AZ$47,MATCH(AN$2,$AS$2:$BA$2,0)+1,FALSE)","v":1.8857902256094999E-3},{"$f":"R769*VLOOKUP($B769,$AR$36:$BA$47,MATCH(AO$2,$AS$2:$BA$2,0)+1,FALSE)","v":0},0.92207043735344629]
[2006,2,1,24,null,2013,2,1,24,0.23639259910528951,0.38391134273397753,8.7170929771520234E-3,0.12840163271812471,9.270169999999997E-2,6.7863999999999994E-2,2.028188418606668E-5,2.4450307537640017E-3,0,0.92045368017249396,null,null,0.22380575175274794,0.11246208122845895,0.33962327944341492,7.3067183702867994E-2,6.2559527919277019E-2,4.8751506227939457E-3,1.0150652537394905E-5,1.7871641481495757E-3,0,0.81819028947024786,null,{"$f":"J770*VLOOKUP($B770,$AR$36:$AZ$47,MATCH(AG$2,$AS$2:$BA$2,0)+1,FALSE)","v":0.23074087411572375},{"$f":"K770*VLOOKUP($B770,$AR$36:$AZ$47,MATCH(AH$2,$AS$2:$BA$2,0)+1,FALSE)","v":0.34530315821783386},{"$f":"L770*VLOOKUP($B770,$AR$36:$AZ$47,MATCH(AI$2,$AS$2:$BA$2,0)+1,FALSE)","v":5.9360205462038679E-3},{"$f":"M770*VLOOKUP($B770,$AR$36:$AZ$47,MATCH(AJ$2,$AS$2:$BA$2,0)+1,FALSE)","v":0.11839125608560168},{"$f":"N770*VLOOKUP($B770,$AR$36:$AZ$47,MATCH(AK$2,$AS$2:$BA$2,0)+1,FALSE)","v":7.3246731502554174E-2},{"$f":"O770*VLOOKUP($B770,$AR$36:$AZ$47,MATCH(AL$2,$AS$2:$BA$2,0)+1,FALSE)","v":5.9648863052363804E-2},{"$f":"P770*VLOOKUP($B770,$AR$36:$AZ$47,MATCH(AM$2,$AS$2:$BA$2,0)+1,FALSE)","v":1.0150652537394905E-5},{"$f":"Q770*VLOOKUP($B770,$AR$36:$AZ$47,MATCH(AN$2,$AS$2:$BA$2,0)+1,FALSE)","v":1.8857902256094999E-3},{"$f":"R770*VLOOKUP($B770,$AR$36:$BA$47,MATCH(AO$2,$AS$2:$BA$2,0)+1,FALSE)","v":0},0.83516284439842814]
[2006,2,2,1,null,2013,2,2,1,0.23462724028085657,0.32769048776807108,8.7170929771520234E-3,9.8932294299496237E-2,9.1054999999999997E-2,6.6305000000000003E-2,2.028188418606668E-5,2.4450307537640017E-3,0,0.82979242796352592,null,null,{"$f":"$J771*$AS$6","v":0.22213439038056054},{"$f":"$M771*$AV$6","v":8.6651014337586596E-2},{"$f":"$K771*$AT$6","v":0.28988806974458498},{"$f":"$N771*$AW$6","v":7.1769260025055057E-2},{"$f":"$O771*$AX$6","v":6.1122384455494276E-2},{"$f":"$L771*$AU$6","v":4.8751506227939457E-3},{"$f":"$P771*$AY$6","v":1.0150652537394905E-5},{"$f":"$Q771*$AZ$6","v":1.7871641481495757E-3},0,{"$f":"SUM(V771:AD771)","v":0.73823758436676234},null,{"$f":"J771*VLOOKUP($B771,$AR$36:$AZ$47,MATCH(AG$2,$AS$2:$BA$2,0)+1,FALSE)","v":0.22901772186891364},{"$f":"K771*VLOOKUP($B771,$AR$36:$AZ$47,MATCH(AH$2,$AS$2:$BA$2,0)+1,FALSE)","v":0.29473617408242048},{"$f":"L771*VLOOKUP($B771,$AR$36:$AZ$47,MATCH(AI$2,$AS$2:$BA$2,0)+1,FALSE)","v":5.9360205462038679E-3},{"$f":"M771*VLOOKUP($B771,$AR$36:$AZ$47,MATCH(AJ$2,$AS$2:$BA$2,0)+1,FALSE)","v":9.121938982863452E-2},{"$f":"N771*VLOOKUP($B771,$AR$36:$AZ$47,MATCH(AK$2,$AS$2:$BA$2,0)+1,FALSE)","v":7.1945618440277498E-2},{"$f":"O771*VLOOKUP($B771,$AR$36:$AZ$47,MATCH(AL$2,$AS$2:$BA$2,0)+1,FALSE)","v":5.8278584591049488E-2},{"$f":"P771*VLOOKUP($B771,$AR$36:$AZ$47,MATCH(AM$2,$AS$2:$BA$2,0)+1,FALSE)","v":1.0150652537394905E-5},{"$f":"Q771*VLOOKUP($B771,$AR$36:$AZ$47,MATCH(AN$2,$AS$2:$BA$2,0)+1,FALSE)","v":1.8857902256094999E-3},{"$f":"R771*VLOOKUP($B771,$AR$36:$BA$47,MATCH(AO$2,$AS$2:$BA$2,0)+1,FALSE)","v":0},0.75302945023564649]
[2006,2,2,2,null,2013,2,2,2,0.2171018753225287,0.31720274399249715,8.7170929771520234E-3,9.4008405114306776E-2,9.0730200000000025E-2,6.5797999999999995E-2,2.028188418606668E-5,2.4450307537640017E-3,0,0.79602363004443466,null,null,0.20554217262888361,8.2338368043435986E-2,0.28061019347852528,7.1513253702984489E-2,6.0655013232827272E-2,4.8751506227939457E-3,1.0150652537394905E-5,1.7871641481495757E-3,{"$f":"$R772*$BA$6","v":0},0.70733146651013767,null,{"$f":"J772*VLOOKUP($B772,$AR$36:$AZ$47,MATCH(AG$2,$AS$2:$BA$2,0)+1,FALSE)","v":0.21191135709697537},{"$f":"K772*VLOOKUP($B772,$AR$36:$AZ$47,MATCH(AH$2,$AS$2:$BA$2,0)+1,FALSE)","v":0.28530313409330377},{"$f":"L772*VLOOKUP($B772,$AR$36:$AZ$47,MATCH(AI$2,$AS$2:$BA$2,0)+1,FALSE)","v":5.9360205462038679E-3},{"$f":"M772*VLOOKUP($B772,$AR$36:$AZ$47,MATCH(AJ$2,$AS$2:$BA$2,0)+1,FALSE)","v":8.6679374151882108E-2},{"$f":"N772*VLOOKUP($B772,$AR$36:$AZ$47,MATCH(AK$2,$AS$2:$BA$2,0)+1,FALSE)","v":7.1688983034540299E-2},{"$f":"O772*VLOOKUP($B772,$AR$36:$AZ$47,MATCH(AL$2,$AS$2:$BA$2,0)+1,FALSE)","v":5.7832958433328918E-2},{"$f":"P772*VLOOKUP($B772,$AR$36:$AZ$47,MATCH(AM$2,$AS$2:$BA$2,0)+1,FALSE)","v":1.0150652537394905E-5},{"$f":"Q772*VLOOKUP($B772,$AR$36:$AZ$47,MATCH(AN$2,$AS$2:$BA$2,0)+1,FALSE)","v":1.8857902256094999E-3},{"$f":"R772*VLOOKUP($B772,$AR$36:$BA$47,MATCH(AO$2,$AS$2:$BA$2,0)+1,FALSE)","v":0},{"$f":"SUM(AG772:AO772)","v":0.7212477682343813}]
[2006,2,2,3,null,2013,2,2,3,0.21034324320911676,0.3109146299694785,8.7170929771520234E-3,9.0079174293443809E-2,9.0189499999999964E-2,6.5793000000000004E-2,2.028188418606668E-5,2.4450307537640017E-3,0,0.7785019530871411,null,null,0.19914340741082068,7.8896904984229257E-2,0.2750474771211408,7.108707569084291E-2,6.0650404049171783E-2,4.8751506227939457E-3,1.0150652537394905E-5,1.7871641481495757E-3,0,0.69149773467968645,null,{"$f":"J773*VLOOKUP($B773,$AR$36:$AZ$47,MATCH(AG$2,$AS$2:$BA$2,0)+1,FALSE)","v":0.20531431181054205},{"$f":"K773*VLOOKUP($B773,$AR$36:$AZ$47,MATCH(AH$2,$AS$2:$BA$2,0)+1,FALSE)","v":0.27964738655555321},{"$f":"L773*VLOOKUP($B773,$AR$36:$AZ$47,MATCH(AI$2,$AS$2:$BA$2,0)+1,FALSE)","v":5.9360205462038679E-3},{"$f":"M773*VLOOKUP($B773,$AR$36:$AZ$47,MATCH(AJ$2,$AS$2:$BA$2,0)+1,FALSE)","v":8.3056471837598983E-2},{"$f":"N773*VLOOKUP($B773,$AR$36:$AZ$47,MATCH(AK$2,$AS$2:$BA$2,0)+1,FALSE)","v":7.1261757776282519E-2},{"$f":"O773*VLOOKUP($B773,$AR$36:$AZ$47,MATCH(AL$2,$AS$2:$BA$2,0)+1,FALSE)","v":5.782856369804569E-2},{"$f":"P773*VLOOKUP($B773,$AR$36:$AZ$47,MATCH(AM$2,$AS$2:$BA$2,0)+1,FALSE)","v":1.0150652537394905E-5},{"$f":"Q773*VLOOKUP($B773,$AR$36:$AZ$47,MATCH(AN$2,$AS$2:$BA$2,0)+1,FALSE)","v":1.8857902256094999E-3},{"$f":"R773*VLOOKUP($B773,$AR$36:$BA$47,MATCH(AO$2,$AS$2:$BA$2,0)+1,FALSE)","v":0},0.70494045310237319]
[2006,2,2,4,null,2013,2,2,4,0.20611367888720844,0.3102874738803148,8.7170929771520234E-3,9.0865178298756039E-2,8.99731E-2,6.5528000000000003E-2,2.028188418606668E-5,2.4450307537640017E-3,0,0.7739498366813814,null,null,0.19513904844935556,7.9585335843090452E-2,0.27449266984139792,7.0916509902369793E-2,6.0406117315430649E-2,4.8751506227939457E-3,1.0150652537394905E-5,1.7871641481495757E-3,0,0.68721214677512532,null,{"$f":"J774*VLOOKUP($B774,$AR$36:$AZ$47,MATCH(AG$2,$AS$2:$BA$2,0)+1,FALSE)","v":0.20118586882011186},{"$f":"K774*VLOOKUP($B774,$AR$36:$AZ$47,MATCH(AH$2,$AS$2:$BA$2,0)+1,FALSE)","v":0.2790833006477455},{"$f":"L774*VLOOKUP($B774,$AR$36:$AZ$47,MATCH(AI$2,$AS$2:$BA$2,0)+1,FALSE)","v":5.9360205462038679E-3},{"$f":"M774*VLOOKUP($B774,$AR$36:$AZ$47,MATCH(AJ$2,$AS$2:$BA$2,0)+1,FALSE)","v":8.3781197836072158E-2},{"$f":"N774*VLOOKUP($B774,$AR$36:$AZ$47,MATCH(AK$2,$AS$2:$BA$2,0)+1,FALSE)","v":7.109077285694286E-2},{"$f":"O774*VLOOKUP($B774,$AR$36:$AZ$47,MATCH(AL$2,$AS$2:$BA$2,0)+1,FALSE)","v":5.7595642728033948E-2},{"$f":"P774*VLOOKUP($B774,$AR$36:$AZ$47,MATCH(AM$2,$AS$2:$BA$2,0)+1,FALSE)","v":1.0150652537394905E-5},{"$f":"Q774*VLOOKUP($B774,$AR$36:$AZ$47,MATCH(AN$2,$AS$2:$BA$2,0)+1,FALSE)","v":1.8857902256094999E-3},{"$f":"R774*VLOOKUP($B774,$AR$36:$BA$47,MATCH(AO$2,$AS$2:$BA$2,0)+1,FALSE)","v":0},0.70056874431325711]
[2006,2,2,5,null,2013,2,2,5,0.20829951377679923,0.30966083214989448,8.7170929771520234E-3,8.7466023174438357E-2,8.9397600000000021E-2,6.5268000000000007E-2,2.028188418606668E-5,2.4450307537640017E-3,0,0.77127437471623428,null,null,0.19720849741909408,7.6608145821384546E-2,0.27393831758390574,7.0462902641434996E-2,6.0166439765345012E-2,4.8751506227939457E-3,1.0150652537394905E-5,1.7871641481495757E-3,0,0.68505676865464527,null,{"$f":"J775*VLOOKUP($B775,$AR$36:$AZ$47,MATCH(AG$2,$AS$2:$BA$2,0)+1,FALSE)","v":0.20331944430007934},{"$f":"K775*VLOOKUP($B775,$AR$36:$AZ$47,MATCH(AH$2,$AS$2:$BA$2,0)+1,FALSE)","v":0.27851967737200617},{"$f":"L775*VLOOKUP($B775,$AR$36:$AZ$47,MATCH(AI$2,$AS$2:$BA$2,0)+1,FALSE)","v":5.9360205462038679E-3},{"$f":"M775*VLOOKUP($B775,$AR$36:$AZ$47,MATCH(AJ$2,$AS$2:$BA$2,0)+1,FALSE)","v":8.0647045751875382E-2},{"$f":"N775*VLOOKUP($B775,$AR$36:$AZ$47,MATCH(AK$2,$AS$2:$BA$2,0)+1,FALSE)","v":7.0636050948070433E-2},{"$f":"O775*VLOOKUP($B775,$AR$36:$AZ$47,MATCH(AL$2,$AS$2:$BA$2,0)+1,FALSE)","v":5.7367116493305462E-2},{"$f":"P775*VLOOKUP($B775,$AR$36:$AZ$47,MATCH(AM$2,$AS$2:$BA$2,0)+1,FALSE)","v":1.0150652537394905E-5},{"$f":"Q775*VLOOKUP($B775,$AR$36:$AZ$47,MATCH(AN$2,$AS$2:$BA$2,0)+1,FALSE)","v":1.8857902256094999E-3},{"$f":"R775*VLOOKUP($B775,$AR$36:$BA$47,MATCH(AO$2,$AS$2:$BA$2,0)+1,FALSE)","v":0},0.69832129628968764]
[2006,2,2,6,null,2013,2,2,6,0.21224097212878343,0.31854361832838929,8.7170929771520234E-3,8.8253620748167783E-2,9.0373099999999956E-2,6.5135999999999999E-2,2.028188418606668E-5,2.4450307537640017E-3,0,0.78572971682044257,null,null,0.20094009076341479,7.7297972425899308E-2,0.2817963843736267,7.123178862413157E-2,6.0044757316839982E-2,4.8751506227939457E-3,1.0150652537394905E-5,1.7871641481495757E-3,0,0.69798345892739344,null,{"$f":"J776*VLOOKUP($B776,$AR$36:$AZ$47,MATCH(AG$2,$AS$2:$BA$2,0)+1,FALSE)","v":0.20716666941994225},{"$f":"K776*VLOOKUP($B776,$AR$36:$AZ$47,MATCH(AH$2,$AS$2:$BA$2,0)+1,FALSE)","v":0.28650916291146666},{"$f":"L776*VLOOKUP($B776,$AR$36:$AZ$47,MATCH(AI$2,$AS$2:$BA$2,0)+1,FALSE)","v":5.9360205462038679E-3},{"$f":"M776*VLOOKUP($B776,$AR$36:$AZ$47,MATCH(AJ$2,$AS$2:$BA$2,0)+1,FALSE)","v":8.1373241081871661E-2},{"$f":"N776*VLOOKUP($B776,$AR$36:$AZ$47,MATCH(AK$2,$AS$2:$BA$2,0)+1,FALSE)","v":7.1406826312284219E-2},{"$f":"O776*VLOOKUP($B776,$AR$36:$AZ$47,MATCH(AL$2,$AS$2:$BA$2,0)+1,FALSE)","v":5.7251095481827906E-2},{"$f":"P776*VLOOKUP($B776,$AR$36:$AZ$47,MATCH(AM$2,$AS$2:$BA$2,0)+1,FALSE)","v":1.0150652537394905E-5},{"$f":"Q776*VLOOKUP($B776,$AR$36:$AZ$47,MATCH(AN$2,$AS$2:$BA$2,0)+1,FALSE)","v":1.8857902256094999E-3},{"$f":"R776*VLOOKUP($B776,$AR$36:$BA$47,MATCH(AO$2,$AS$2:$BA$2,0)+1,FALSE)","v":0},0.71153895663174349]
[2006,2,2,7,null,2013,2,2,7,0.24127933068643787,0.32614310402155766,8.7170929771520234E-3,8.0175674607977213E-2,9.2498900000000009E-2,6.6430000000000003E-2,2.028188418606668E-5,2.4450307537640017E-3,0,0.81770941493107485,null,null,0.22843228675964838,7.0222808226301142E-2,0.28851919239179347,7.2907337390934787E-2,6.1237614046881605E-2,4.8751506227939457E-3,1.0150652537394905E-5,1.7871641481495757E-3,0,0.72799170423904036,null,{"$f":"J777*VLOOKUP($B777,$AR$36:$AZ$47,MATCH(AG$2,$AS$2:$BA$2,0)+1,FALSE)","v":0.2355107726695311},{"$f":"K777*VLOOKUP($B777,$AR$36:$AZ$47,MATCH(AH$2,$AS$2:$BA$2,0)+1,FALSE)","v":0.2933444035480024},{"$f":"L777*VLOOKUP($B777,$AR$36:$AZ$47,MATCH(AI$2,$AS$2:$BA$2,0)+1,FALSE)","v":5.9360205462038679E-3},{"$f":"M777*VLOOKUP($B777,$AR$36:$AZ$47,MATCH(AJ$2,$AS$2:$BA$2,0)+1,FALSE)","v":7.3925063283163617E-2},{"$f":"N777*VLOOKUP($B777,$AR$36:$AZ$47,MATCH(AK$2,$AS$2:$BA$2,0)+1,FALSE)","v":7.3086492400696118E-2},{"$f":"O777*VLOOKUP($B777,$AR$36:$AZ$47,MATCH(AL$2,$AS$2:$BA$2,0)+1,FALSE)","v":5.83884529731305E-2},{"$f":"P777*VLOOKUP($B777,$AR$36:$AZ$47,MATCH(AM$2,$AS$2:$BA$2,0)+1,FALSE)","v":1.0150652537394905E-5},{"$f":"Q777*VLOOKUP($B777,$AR$36:$AZ$47,MATCH(AN$2,$AS$2:$BA$2,0)+1,FALSE)","v":1.8857902256094999E-3},{"$f":"R777*VLOOKUP($B777,$AR$36:$BA$47,MATCH(AO$2,$AS$2:$BA$2,0)+1,FALSE)","v":0},0.74208714629887451]
[2006,2,2,8,null,2013,2,2,8,0.2649899645438164,0.34186142365855049,3.4868371908608098E-3,8.1196048161063294E-2,9.4037300000000018E-2,6.7868999999999999E-2,8.1127536744266733E-6,2.2071903938277789E-3,0,0.85565587670179322,null,null,0.25088043553871064,7.1116514411972878E-2,0.30242424459587586,7.4119899354830723E-2,6.2564137102932529E-2,1.9500602491175783E-3,4.0602610149579622E-6,1.6133177604889502E-3,0,0.76467266927494415,null,{"$f":"J778*VLOOKUP($B778,$AR$36:$AZ$47,MATCH(AG$2,$AS$2:$BA$2,0)+1,FALSE)","v":0.25865452760431484},{"$f":"K778*VLOOKUP($B778,$AR$36:$AZ$47,MATCH(AH$2,$AS$2:$BA$2,0)+1,FALSE)","v":0.30748200462506131},{"$f":"L778*VLOOKUP($B778,$AR$36:$AZ$47,MATCH(AI$2,$AS$2:$BA$2,0)+1,FALSE)","v":2.3744082184815477E-3},{"$f":"M778*VLOOKUP($B778,$AR$36:$AZ$47,MATCH(AJ$2,$AS$2:$BA$2,0)+1,FALSE)","v":7.4865887041157292E-2},{"$f":"N778*VLOOKUP($B778,$AR$36:$AZ$47,MATCH(AK$2,$AS$2:$BA$2,0)+1,FALSE)","v":7.4302033989939148E-2},{"$f":"O778*VLOOKUP($B778,$AR$36:$AZ$47,MATCH(AL$2,$AS$2:$BA$2,0)+1,FALSE)","v":5.9653257787647053E-2},{"$f":"P778*VLOOKUP($B778,$AR$36:$AZ$47,MATCH(AM$2,$AS$2:$BA$2,0)+1,FALSE)","v":4.0602610149579622E-6},{"$f":"Q778*VLOOKUP($B778,$AR$36:$AZ$47,MATCH(AN$2,$AS$2:$BA$2,0)+1,FALSE)","v":1.7023499865316458E-3},{"$f":"R778*VLOOKUP($B778,$AR$36:$BA$47,MATCH(AO$2,$AS$2:$BA$2,0)+1,FALSE)","v":0},0.77903852951414776]
[2006,2,2,9,null,2013,2,2,9,0.28095312905963044,0.3639316562078988,0,9.2509162892169663E-2,9.6120599999999987E-2,6.8404000000000006E-2,0,2.0486301538702968E-3,0,0.90396717831356921,null,null,0.26599363302601137,8.1025239097971102E-2,0.32194845219836482,7.576194975744667E-2,6.3057319754070293E-2,0,0,1.4974201687151995E-3,0,0.80928401400257943,null,{"$f":"J779*VLOOKUP($B779,$AR$36:$AZ$47,MATCH(AG$2,$AS$2:$BA$2,0)+1,FALSE)","v":0.27423604135716911},{"$f":"K779*VLOOKUP($B779,$AR$36:$AZ$47,MATCH(AH$2,$AS$2:$BA$2,0)+1,FALSE)","v":0.32733273617058056},{"$f":"L779*VLOOKUP($B779,$AR$36:$AZ$47,MATCH(AI$2,$AS$2:$BA$2,0)+1,FALSE)","v":0},{"$f":"M779*VLOOKUP($B779,$AR$36:$AZ$47,MATCH(AJ$2,$AS$2:$BA$2,0)+1,FALSE)","v":8.5297015017516326E-2},{"$f":"N779*VLOOKUP($B779,$AR$36:$AZ$47,MATCH(AK$2,$AS$2:$BA$2,0)+1,FALSE)","v":7.5948119398720954E-2},{"$f":"O779*VLOOKUP($B779,$AR$36:$AZ$47,MATCH(AL$2,$AS$2:$BA$2,0)+1,FALSE)","v":6.0123494462953772E-2},{"$f":"P779*VLOOKUP($B779,$AR$36:$AZ$47,MATCH(AM$2,$AS$2:$BA$2,0)+1,FALSE)","v":0},{"$f":"Q779*VLOOKUP($B779,$AR$36:$AZ$47,MATCH(AN$2,$AS$2:$BA$2,0)+1,FALSE)","v":1.5800564938130762E-3},{"$f":"R779*VLOOKUP($B779,$AR$36:$BA$47,MATCH(AO$2,$AS$2:$BA$2,0)+1,FALSE)","v":0},0.82451746290075367]
[2006,2,2,10,null,2013,2,2,10,0.31065480391328776,0.3689978110832608,0,9.0937045141078338E-2,9.6308399999999988E-2,6.9323999999999997E-2,0,2.0486301538702968E-3,0,0.93827069029149701,null,null,0.29411382669577046,7.9648281262769238E-2,0.32643017477703562,7.5909973117313845E-2,6.3905409546681016E-2,0,0,1.4974201687151995E-3,0,0.8415050855682854,null,{"$f":"J780*VLOOKUP($B780,$AR$36:$AZ$47,MATCH(AG$2,$AS$2:$BA$2,0)+1,FALSE)","v":0.30322760219440748},{"$f":"K780*VLOOKUP($B780,$AR$36:$AZ$47,MATCH(AH$2,$AS$2:$BA$2,0)+1,FALSE)","v":0.33188941132903071},{"$f":"L780*VLOOKUP($B780,$AR$36:$AZ$47,MATCH(AI$2,$AS$2:$BA$2,0)+1,FALSE)","v":0},{"$f":"M780*VLOOKUP($B780,$AR$36:$AZ$47,MATCH(AJ$2,$AS$2:$BA$2,0)+1,FALSE)","v":8.3847461835628315E-2},{"$f":"N780*VLOOKUP($B780,$AR$36:$AZ$47,MATCH(AK$2,$AS$2:$BA$2,0)+1,FALSE)","v":7.6096506496003746E-2},{"$f":"O780*VLOOKUP($B780,$AR$36:$AZ$47,MATCH(AL$2,$AS$2:$BA$2,0)+1,FALSE)","v":6.0932125755069975E-2},{"$f":"P780*VLOOKUP($B780,$AR$36:$AZ$47,MATCH(AM$2,$AS$2:$BA$2,0)+1,FALSE)","v":0},{"$f":"Q780*VLOOKUP($B780,$AR$36:$AZ$47,MATCH(AN$2,$AS$2:$BA$2,0)+1,FALSE)","v":1.5800564938130762E-3},{"$f":"R780*VLOOKUP($B780,$AR$36:$BA$47,MATCH(AO$2,$AS$2:$BA$2,0)+1,FALSE)","v":0},0.85757316410395334]
[2006,2,2,11,null,2013,2,2,11,0.34177695636242206,0.36720028379712644,0,8.5595001656105257E-2,9.6660699999999988E-2,6.9682999999999995E-2,0,2.0486301538702968E-3,0,0.9629645719695239,null,null,0.32357886388984852,7.4969389603721057E-2,0.32484001047644867,7.6187654851505568E-2,6.4236348933145421E-2,0,0,1.4974201687151995E-3,0,0.86530968792338447,null,{"$f":"J781*VLOOKUP($B781,$AR$36:$AZ$47,MATCH(AG$2,$AS$2:$BA$2,0)+1,FALSE)","v":0.33360567954393383},{"$f":"K781*VLOOKUP($B781,$AR$36:$AZ$47,MATCH(AH$2,$AS$2:$BA$2,0)+1,FALSE)","v":0.33027265303149062},{"$f":"L781*VLOOKUP($B781,$AR$36:$AZ$47,MATCH(AI$2,$AS$2:$BA$2,0)+1,FALSE)","v":0},{"$f":"M781*VLOOKUP($B781,$AR$36:$AZ$47,MATCH(AJ$2,$AS$2:$BA$2,0)+1,FALSE)","v":7.8921891771902841E-2},{"$f":"N781*VLOOKUP($B781,$AR$36:$AZ$47,MATCH(AK$2,$AS$2:$BA$2,0)+1,FALSE)","v":7.6374870576795678E-2},{"$f":"O781*VLOOKUP($B781,$AR$36:$AZ$47,MATCH(AL$2,$AS$2:$BA$2,0)+1,FALSE)","v":6.1247667748406627E-2},{"$f":"P781*VLOOKUP($B781,$AR$36:$AZ$47,MATCH(AM$2,$AS$2:$BA$2,0)+1,FALSE)","v":0},{"$f":"Q781*VLOOKUP($B781,$AR$36:$AZ$47,MATCH(AN$2,$AS$2:$BA$2,0)+1,FALSE)","v":1.5800564938130762E-3},{"$f":"R781*VLOOKUP($B781,$AR$36:$BA$47,MATCH(AO$2,$AS$2:$BA$2,0)+1,FALSE)","v":0},0.88200281916634271]
[2006,2,2,12,null,2013,2,2,12,0.31413887658734807,0.38452343667638766,0,0.10659655206421717,9.6846600000000019E-2,7.0495000000000002E-2,0,2.0486301538702968E-3,0,0.9746490954818231,null,null,0.2974123881013751,9.3363844704658902E-2,0.34016476214764652,7.633418063744439E-2,6.4984880358797514E-2,0,0,1.4974201687151995E-3,0,0.87375747611863752,null,{"$f":"J782*VLOOKUP($B782,$AR$36:$AZ$47,MATCH(AG$2,$AS$2:$BA$2,0)+1,FALSE)","v":0.30662837691128986},{"$f":"K782*VLOOKUP($B782,$AR$36:$AZ$47,MATCH(AH$2,$AS$2:$BA$2,0)+1,FALSE)","v":0.34585369670918203},{"$f":"L782*VLOOKUP($B782,$AR$36:$AZ$47,MATCH(AI$2,$AS$2:$BA$2,0)+1,FALSE)","v":0},{"$f":"M782*VLOOKUP($B782,$AR$36:$AZ$47,MATCH(AJ$2,$AS$2:$BA$2,0)+1,FALSE)","v":9.828613099477744E-2},{"$f":"N782*VLOOKUP($B782,$AR$36:$AZ$47,MATCH(AK$2,$AS$2:$BA$2,0)+1,FALSE)","v":7.6521756420165621E-2},{"$f":"O782*VLOOKUP($B782,$AR$36:$AZ$47,MATCH(AL$2,$AS$2:$BA$2,0)+1,FALSE)","v":6.1961372758404853E-2},{"$f":"P782*VLOOKUP($B782,$AR$36:$AZ$47,MATCH(AM$2,$AS$2:$BA$2,0)+1,FALSE)","v":0},{"$f":"Q782*VLOOKUP($B782,$AR$36:$AZ$47,MATCH(AN$2,$AS$2:$BA$2,0)+1,FALSE)","v":1.5800564938130762E-3},{"$f":"R782*VLOOKUP($B782,$AR$36:$BA$47,MATCH(AO$2,$AS$2:$BA$2,0)+1,FALSE)","v":0},0.89083139028763292]
[2006,2,2,13,null,2013,2,2,13,0.32026297198964304,0.37666384355865073,0,0.10165981755371792,9.614830000000002E-2,7.0469000000000004E-2,0,2.0486301538702968E-3,0,0.96725256325588183,null,null,0.30321040284677625,8.9039947681153725E-2,0.33321185273182252,7.578378280892871E-2,6.4960912603788945E-2,0,0,1.4974201687151995E-3,0,0.86770431884118548,null,{"$f":"J783*VLOOKUP($B783,$AR$36:$AZ$47,MATCH(AG$2,$AS$2:$BA$2,0)+1,FALSE)","v":0.31260605612646802},{"$f":"K783*VLOOKUP($B783,$AR$36:$AZ$47,MATCH(AH$2,$AS$2:$BA$2,0)+1,FALSE)","v":0.33878450644630859},{"$f":"L783*VLOOKUP($B783,$AR$36:$AZ$47,MATCH(AI$2,$AS$2:$BA$2,0)+1,FALSE)","v":0},{"$f":"M783*VLOOKUP($B783,$AR$36:$AZ$47,MATCH(AJ$2,$AS$2:$BA$2,0)+1,FALSE)","v":9.3734271432818442E-2},{"$f":"N783*VLOOKUP($B783,$AR$36:$AZ$47,MATCH(AK$2,$AS$2:$BA$2,0)+1,FALSE)","v":7.5970006100503376E-2},{"$f":"O783*VLOOKUP($B783,$AR$36:$AZ$47,MATCH(AL$2,$AS$2:$BA$2,0)+1,FALSE)","v":6.1938520134932007E-2},{"$f":"P783*VLOOKUP($B783,$AR$36:$AZ$47,MATCH(AM$2,$AS$2:$BA$2,0)+1,FALSE)","v":0},{"$f":"Q783*VLOOKUP($B783,$AR$36:$AZ$47,MATCH(AN$2,$AS$2:$BA$2,0)+1,FALSE)","v":1.5800564938130762E-3},{"$f":"R783*VLOOKUP($B783,$AR$36:$BA$47,MATCH(AO$2,$AS$2:$BA$2,0)+1,FALSE)","v":0},0.88461341673484362]
[2006,2,2,14,null,2013,2,2,14,0.28971756037667035,0.38518755563179469,0,0.11336592630727947,9.6250499999999989E-2,7.0391999999999996E-2,0,2.0486301538702968E-3,0,0.95696217246961479,null,null,0.2742913976219401,9.9292880807029638E-2,0.34075226825249261,7.5864336522338829E-2,6.4889931175494353E-2,0,0,1.4974201687151995E-3,0,0.85658823454801081,null,{"$f":"J784*VLOOKUP($B784,$AR$36:$AZ$47,MATCH(AG$2,$AS$2:$BA$2,0)+1,FALSE)","v":0.28279093076942297},{"$f":"K784*VLOOKUP($B784,$AR$36:$AZ$47,MATCH(AH$2,$AS$2:$BA$2,0)+1,FALSE)","v":0.34645102829907798},{"$f":"L784*VLOOKUP($B784,$AR$36:$AZ$47,MATCH(AI$2,$AS$2:$BA$2,0)+1,FALSE)","v":0},{"$f":"M784*VLOOKUP($B784,$AR$36:$AZ$47,MATCH(AJ$2,$AS$2:$BA$2,0)+1,FALSE)","v":0.1045277550503611},{"$f":"N784*VLOOKUP($B784,$AR$36:$AZ$47,MATCH(AK$2,$AS$2:$BA$2,0)+1,FALSE)","v":7.6050757758343079E-2},{"$f":"O784*VLOOKUP($B784,$AR$36:$AZ$47,MATCH(AL$2,$AS$2:$BA$2,0)+1,FALSE)","v":6.1870841211570098E-2},{"$f":"P784*VLOOKUP($B784,$AR$36:$AZ$47,MATCH(AM$2,$AS$2:$BA$2,0)+1,FALSE)","v":0},{"$f":"Q784*VLOOKUP($B784,$AR$36:$AZ$47,MATCH(AN$2,$AS$2:$BA$2,0)+1,FALSE)","v":1.5800564938130762E-3},{"$f":"R784*VLOOKUP($B784,$AR$36:$BA$47,MATCH(AO$2,$AS$2:$BA$2,0)+1,FALSE)","v":0},0.87327136958258844]
[2006,2,2,15,null,2013,2,2,15,0.3025451126449355,0.37277714465786083,0,0.10076420739260139,9.6386599999999989E-2,7.0452000000000001E-2,0,2.0486301538702968E-3,0,0.94497369484926796,null,null,0.28643594017281776,8.825551698073085E-2,0.32977352393045117,7.5971610107418278E-2,6.4945241379360266E-2,0,0,1.4974201687151995E-3,0,0.8468792527394936,null,{"$f":"J785*VLOOKUP($B785,$AR$36:$AZ$47,MATCH(AG$2,$AS$2:$BA$2,0)+1,FALSE)","v":0.29531179916524919},{"$f":"K785*VLOOKUP($B785,$AR$36:$AZ$47,MATCH(AH$2,$AS$2:$BA$2,0)+1,FALSE)","v":0.33528867484121189},{"$f":"L785*VLOOKUP($B785,$AR$36:$AZ$47,MATCH(AI$2,$AS$2:$BA$2,0)+1,FALSE)","v":0},{"$f":"M785*VLOOKUP($B785,$AR$36:$AZ$47,MATCH(AJ$2,$AS$2:$BA$2,0)+1,FALSE)","v":9.29084843326623E-2},{"$f":"N785*VLOOKUP($B785,$AR$36:$AZ$47,MATCH(AK$2,$AS$2:$BA$2,0)+1,FALSE)","v":7.6158294946522986E-2},{"$f":"O785*VLOOKUP($B785,$AR$36:$AZ$47,MATCH(AL$2,$AS$2:$BA$2,0)+1,FALSE)","v":6.1923578034968986E-2},{"$f":"P785*VLOOKUP($B785,$AR$36:$AZ$47,MATCH(AM$2,$AS$2:$BA$2,0)+1,FALSE)","v":0},{"$f":"Q785*VLOOKUP($B785,$AR$36:$AZ$47,MATCH(AN$2,$AS$2:$BA$2,0)+1,FALSE)","v":1.5800564938130762E-3},{"$f":"R785*VLOOKUP($B785,$AR$36:$BA$47,MATCH(AO$2,$AS$2:$BA$2,0)+1,FALSE)","v":0},0.86317088781442841]
[2006,2,2,16,null,2013,2,2,16,0.30804439067992523,0.37366819096545489,0,0.10215862188460118,9.62726E-2,7.0596000000000006E-2,0,2.0486301538702968E-3,0,0.95278843368385158,null,null,0.29164240627783344,8.9476831324993733E-2,0.33056177901811273,7.5881755671716178E-2,6.5077985868638472E-2,0,0,1.4974201687151995E-3,0,0.85413817833000982,null,{"$f":"J786*VLOOKUP($B786,$AR$36:$AZ$47,MATCH(AG$2,$AS$2:$BA$2,0)+1,FALSE)","v":0.30067959928082622},{"$f":"K786*VLOOKUP($B786,$AR$36:$AZ$47,MATCH(AH$2,$AS$2:$BA$2,0)+1,FALSE)","v":0.33609011275117168},{"$f":"L786*VLOOKUP($B786,$AR$36:$AZ$47,MATCH(AI$2,$AS$2:$BA$2,0)+1,FALSE)","v":0},{"$f":"M786*VLOOKUP($B786,$AR$36:$AZ$47,MATCH(AJ$2,$AS$2:$BA$2,0)+1,FALSE)","v":9.4194188258049524E-2},{"$f":"N786*VLOOKUP($B786,$AR$36:$AZ$47,MATCH(AK$2,$AS$2:$BA$2,0)+1,FALSE)","v":7.6068219711750693E-2},{"$f":"O786*VLOOKUP($B786,$AR$36:$AZ$47,MATCH(AL$2,$AS$2:$BA$2,0)+1,FALSE)","v":6.2050146411126314E-2},{"$f":"P786*VLOOKUP($B786,$AR$36:$AZ$47,MATCH(AM$2,$AS$2:$BA$2,0)+1,FALSE)","v":0},{"$f":"Q786*VLOOKUP($B786,$AR$36:$AZ$47,MATCH(AN$2,$AS$2:$BA$2,0)+1,FALSE)","v":1.5800564938130762E-3},{"$f":"R786*VLOOKUP($B786,$AR$36:$BA$47,MATCH(AO$2,$AS$2:$BA$2,0)+1,FALSE)","v":0},0.87066232290673751]
[2006,2,2,17,null,2013,2,2,17,0.33697540010611299,0.38306224687141288,0,0.11098300562475741,9.3892400000000015E-2,7.0608000000000004E-2,0,2.0486301538702968E-3,0,0.99756968275615343,null,null,0.31903296900314893,9.7205771681656797E-2,0.33887213539189398,7.4005689637872504E-2,6.5089047909411654E-2,0,0,1.4974201687151995E-3,0,0.895703033792699,null,{"$f":"J787*VLOOKUP($B787,$AR$36:$AZ$47,MATCH(AG$2,$AS$2:$BA$2,0)+1,FALSE)","v":0.32891891992502076},{"$f":"K787*VLOOKUP($B787,$AR$36:$AZ$47,MATCH(AH$2,$AS$2:$BA$2,0)+1,FALSE)","v":0.34453945199106462},{"$f":"L787*VLOOKUP($B787,$AR$36:$AZ$47,MATCH(AI$2,$AS$2:$BA$2,0)+1,FALSE)","v":0},{"$f":"M787*VLOOKUP($B787,$AR$36:$AZ$47,MATCH(AJ$2,$AS$2:$BA$2,0)+1,FALSE)","v":0.10233061030395849},{"$f":"N787*VLOOKUP($B787,$AR$36:$AZ$47,MATCH(AK$2,$AS$2:$BA$2,0)+1,FALSE)","v":7.4187543625741717E-2},{"$f":"O787*VLOOKUP($B787,$AR$36:$AZ$47,MATCH(AL$2,$AS$2:$BA$2,0)+1,FALSE)","v":6.2060693775806086E-2},{"$f":"P787*VLOOKUP($B787,$AR$36:$AZ$47,MATCH(AM$2,$AS$2:$BA$2,0)+1,FALSE)","v":0},{"$f":"Q787*VLOOKUP($B787,$AR$36:$AZ$47,MATCH(AN$2,$AS$2:$BA$2,0)+1,FALSE)","v":1.5800564938130762E-3},{"$f":"R787*VLOOKUP($B787,$AR$36:$BA$47,MATCH(AO$2,$AS$2:$BA$2,0)+1,FALSE)","v":0},0.91361727611540489]
[2006,2,2,18,null,2013,2,2,18,0.40374216208241204,0.38950796305750768,7.1189592646741526E-3,0.11362769204437545,9.4185599999999994E-2,7.1035000000000001E-2,1.6563538751954457E-5,2.3723573104501572E-3,0,1.0816062972981715,null,null,0.38224469988118231,9.9522151408695136E-2,0.34457427290597081,7.4236788940923906E-2,6.5482672193590774E-2,3.9813730086150556E-3,8.2896995722058385E-6,1.7340444185866078E-3,0,0.97178429245713682,null,{"$f":"J788*VLOOKUP($B788,$AR$36:$AZ$47,MATCH(AG$2,$AS$2:$BA$2,0)+1,FALSE)","v":0.39408940782775725},{"$f":"K788*VLOOKUP($B788,$AR$36:$AZ$47,MATCH(AH$2,$AS$2:$BA$2,0)+1,FALSE)","v":0.35033695237275198},{"$f":"L788*VLOOKUP($B788,$AR$36:$AZ$47,MATCH(AI$2,$AS$2:$BA$2,0)+1,FALSE)","v":4.8477501127331592E-3},{"$f":"M788*VLOOKUP($B788,$AR$36:$AZ$47,MATCH(AJ$2,$AS$2:$BA$2,0)+1,FALSE)","v":0.10476911315273819},{"$f":"N788*VLOOKUP($B788,$AR$36:$AZ$47,MATCH(AK$2,$AS$2:$BA$2,0)+1,FALSE)","v":7.4419210808506941E-2},{"$f":"O788*VLOOKUP($B788,$AR$36:$AZ$47,MATCH(AL$2,$AS$2:$BA$2,0)+1,FALSE)","v":6.2436004168994808E-2},{"$f":"P788*VLOOKUP($B788,$AR$36:$AZ$47,MATCH(AM$2,$AS$2:$BA$2,0)+1,FALSE)","v":8.2896995722058385E-6},{"$f":"Q788*VLOOKUP($B788,$AR$36:$AZ$47,MATCH(AN$2,$AS$2:$BA$2,0)+1,FALSE)","v":1.8297390414468233E-3},{"$f":"R788*VLOOKUP($B788,$AR$36:$BA$47,MATCH(AO$2,$AS$2:$BA$2,0)+1,FALSE)","v":0},0.99273646718450148]
[2006,2,2,19,null,2013,2,2,19,0.41951553112117268,0.36956168010386059,8.7170929771520234E-3,9.8046408594036127E-2,9.2706899999999981E-2,7.0758000000000001E-2,2.028188418606668E-5,2.4450307537640017E-3,0,1.0617709254341716,null,null,0.39717820765069162,8.5875100916101552E-2,0.32692899579281726,7.3071282326250903E-2,6.5227323419076458E-2,4.8751506227939457E-3,1.0150652537394905E-5,1.7871641481495757E-3,0,0.95495337552841875,null,{"$f":"J789*VLOOKUP($B789,$AR$36:$AZ$47,MATCH(AG$2,$AS$2:$BA$2,0)+1,FALSE)","v":0.40948566377455392},{"$f":"K789*VLOOKUP($B789,$AR$36:$AZ$47,MATCH(AH$2,$AS$2:$BA$2,0)+1,FALSE)","v":0.33239657465545847},{"$f":"L789*VLOOKUP($B789,$AR$36:$AZ$47,MATCH(AI$2,$AS$2:$BA$2,0)+1,FALSE)","v":5.9360205462038679E-3},{"$f":"M789*VLOOKUP($B789,$AR$36:$AZ$47,MATCH(AJ$2,$AS$2:$BA$2,0)+1,FALSE)","v":9.0402569051534709E-2},{"$f":"N789*VLOOKUP($B789,$AR$36:$AZ$47,MATCH(AK$2,$AS$2:$BA$2,0)+1,FALSE)","v":7.3250840197473618E-2},{"$f":"O789*VLOOKUP($B789,$AR$36:$AZ$47,MATCH(AL$2,$AS$2:$BA$2,0)+1,FALSE)","v":6.2192535834303293E-2},{"$f":"P789*VLOOKUP($B789,$AR$36:$AZ$47,MATCH(AM$2,$AS$2:$BA$2,0)+1,FALSE)","v":1.0150652537394905E-5},{"$f":"Q789*VLOOKUP($B789,$AR$36:$AZ$47,MATCH(AN$2,$AS$2:$BA$2,0)+1,FALSE)","v":1.8857902256094999E-3},{"$f":"R789*VLOOKUP($B789,$AR$36:$BA$47,MATCH(AO$2,$AS$2:$BA$2,0)+1,FALSE)","v":0},0.97556014493767484]
[2006,2,2,20,null,2013,2,2,20,0.39974405962357568,0.36261681258867584,8.7170929771520234E-3,0.10235206701236568,9.1572099999999948E-2,7.0036000000000001E-2,2.028188418606668E-5,2.4450307537640017E-3,0,1.0375034448397193,null,null,0.3784594784750509,8.9646262516882541E-2,0.32078528911301368,7.2176836592612606E-2,6.4561757299223241E-2,4.8751506227939457E-3,1.0150652537394905E-5,1.7871641481495757E-3,0,0.93230208942026405,null,{"$f":"J790*VLOOKUP($B790,$AR$36:$AZ$47,MATCH(AG$2,$AS$2:$BA$2,0)+1,FALSE)","v":0.39018689286050473},{"$f":"K790*VLOOKUP($B790,$AR$36:$AZ$47,MATCH(AH$2,$AS$2:$BA$2,0)+1,FALSE)","v":0.32615012028054974},{"$f":"L790*VLOOKUP($B790,$AR$36:$AZ$47,MATCH(AI$2,$AS$2:$BA$2,0)+1,FALSE)","v":5.9360205462038679E-3},{"$f":"M790*VLOOKUP($B790,$AR$36:$AZ$47,MATCH(AJ$2,$AS$2:$BA$2,0)+1,FALSE)","v":9.4372552124418391E-2},{"$f":"N790*VLOOKUP($B790,$AR$36:$AZ$47,MATCH(AK$2,$AS$2:$BA$2,0)+1,FALSE)","v":7.2354196544670055E-2},{"$f":"O790*VLOOKUP($B790,$AR$36:$AZ$47,MATCH(AL$2,$AS$2:$BA$2,0)+1,FALSE)","v":6.1557936059403393E-2},{"$f":"P790*VLOOKUP($B790,$AR$36:$AZ$47,MATCH(AM$2,$AS$2:$BA$2,0)+1,FALSE)","v":1.0150652537394905E-5},{"$f":"Q790*VLOOKUP($B790,$AR$36:$AZ$47,MATCH(AN$2,$AS$2:$BA$2,0)+1,FALSE)","v":1.8857902256094999E-3},{"$f":"R790*VLOOKUP($B790,$AR$36:$BA$47,MATCH(AO$2,$AS$2:$BA$2,0)+1,FALSE)","v":0},0.95245365929389714]
[2006,2,2,21,null,2013,2,2,21,0.37150465017895345,0.36181082505158041,8.7170929771520234E-3,0.11023736024662431,9.1112999999999972E-2,6.9363999999999995E-2,2.028188418606668E-5,2.4450307537640017E-3,0,1.0152122410922604,null,null,0.35172369112921975,9.6552689401407932E-2,0.32007228040483249,7.1814975439710507E-2,6.3942283015924958E-2,4.8751506227939457E-3,1.0150652537394905E-5,1.7871641481495757E-3,0,0.91077838481457662,null,{"$f":"J791*VLOOKUP($B791,$AR$36:$AZ$47,MATCH(AG$2,$AS$2:$BA$2,0)+1,FALSE)","v":0.3626226372770982},{"$f":"K791*VLOOKUP($B791,$AR$36:$AZ$47,MATCH(AH$2,$AS$2:$BA$2,0)+1,FALSE)","v":0.32542518717474123},{"$f":"L791*VLOOKUP($B791,$AR$36:$AZ$47,MATCH(AI$2,$AS$2:$BA$2,0)+1,FALSE)","v":5.9360205462038679E-3},{"$f":"M791*VLOOKUP($B791,$AR$36:$AZ$47,MATCH(AJ$2,$AS$2:$BA$2,0)+1,FALSE)","v":0.10164309651583249},{"$f":"N791*VLOOKUP($B791,$AR$36:$AZ$47,MATCH(AK$2,$AS$2:$BA$2,0)+1,FALSE)","v":7.1991446191301975E-2},{"$f":"O791*VLOOKUP($B791,$AR$36:$AZ$47,MATCH(AL$2,$AS$2:$BA$2,0)+1,FALSE)","v":6.0967283637335896E-2},{"$f":"P791*VLOOKUP($B791,$AR$36:$AZ$47,MATCH(AM$2,$AS$2:$BA$2,0)+1,FALSE)","v":1.0150652537394905E-5},{"$f":"Q791*VLOOKUP($B791,$AR$36:$AZ$47,MATCH(AN$2,$AS$2:$BA$2,0)+1,FALSE)","v":1.8857902256094999E-3},{"$f":"R791*VLOOKUP($B791,$AR$36:$BA$47,MATCH(AO$2,$AS$2:$BA$2,0)+1,FALSE)","v":0},0.93048161222066061]
[2006,2,2,22,null,2013,2,2,22,0.36021435779843719,0.34748307302563319,8.7170929771520234E-3,0.10593402931138923,8.9904300000000006E-2,6.9165000000000004E-2,2.028188418606668E-5,2.4450307537640017E-3,0,0.98388316575056189,null,null,0.34103455626081253,9.2783566354088354E-2,0.30739737974820863,7.086228196222677E-2,6.375883750643635E-2,4.8751506227939457E-3,1.0150652537394905E-5,1.7871641481495757E-3,0,0.88250908725525357,null,{"$f":"J792*VLOOKUP($B792,$AR$36:$AZ$47,MATCH(AG$2,$AS$2:$BA$2,0)+1,FALSE)","v":0.35160227562972662},{"$f":"K792*VLOOKUP($B792,$AR$36:$AZ$47,MATCH(AH$2,$AS$2:$BA$2,0)+1,FALSE)","v":0.3125383107686181},{"$f":"L792*VLOOKUP($B792,$AR$36:$AZ$47,MATCH(AI$2,$AS$2:$BA$2,0)+1,FALSE)","v":5.9360205462038679E-3},{"$f":"M792*VLOOKUP($B792,$AR$36:$AZ$47,MATCH(AJ$2,$AS$2:$BA$2,0)+1,FALSE)","v":9.7675259472101567E-2},{"$f":"N792*VLOOKUP($B792,$AR$36:$AZ$47,MATCH(AK$2,$AS$2:$BA$2,0)+1,FALSE)","v":7.1036411662624144E-2},{"$f":"O792*VLOOKUP($B792,$AR$36:$AZ$47,MATCH(AL$2,$AS$2:$BA$2,0)+1,FALSE)","v":6.0792373173062936E-2},{"$f":"P792*VLOOKUP($B792,$AR$36:$AZ$47,MATCH(AM$2,$AS$2:$BA$2,0)+1,FALSE)","v":1.0150652537394905E-5},{"$f":"Q792*VLOOKUP($B792,$AR$36:$AZ$47,MATCH(AN$2,$AS$2:$BA$2,0)+1,FALSE)","v":1.8857902256094999E-3},{"$f":"R792*VLOOKUP($B792,$AR$36:$BA$47,MATCH(AO$2,$AS$2:$BA$2,0)+1,FALSE)","v":0},0.90147659213048426]
[2006,2,2,23,null,2013,2,2,23,0.33805451205579395,0.3252891935186516,8.7170929771520234E-3,9.250273080044269E-2,8.8764099999999985E-2,6.8224000000000007E-2,2.028188418606668E-5,2.4450307537640017E-3,0,0.92401694198999029,null,null,0.32005462307369853,8.1019605474730069E-2,0.28776378911747785,6.9963579965844694E-2,6.289138914247254E-2,4.8751506227939457E-3,1.0150652537394905E-5,1.7871641481495757E-3,0,0.82836545219770463,null,{"$f":"J793*VLOOKUP($B793,$AR$36:$AZ$47,MATCH(AG$2,$AS$2:$BA$2,0)+1,FALSE)","v":0.32997223223462996},{"$f":"K793*VLOOKUP($B793,$AR$36:$AZ$47,MATCH(AH$2,$AS$2:$BA$2,0)+1,FALSE)","v":0.29257636686695765},{"$f":"L793*VLOOKUP($B793,$AR$36:$AZ$47,MATCH(AI$2,$AS$2:$BA$2,0)+1,FALSE)","v":5.9360205462038679E-3},{"$f":"M793*VLOOKUP($B793,$AR$36:$AZ$47,MATCH(AJ$2,$AS$2:$BA$2,0)+1,FALSE)","v":8.5291084380945015E-2},{"$f":"N793*VLOOKUP($B793,$AR$36:$AZ$47,MATCH(AK$2,$AS$2:$BA$2,0)+1,FALSE)","v":7.013550128817346E-2},{"$f":"O793*VLOOKUP($B793,$AR$36:$AZ$47,MATCH(AL$2,$AS$2:$BA$2,0)+1,FALSE)","v":5.9965283992757121E-2},{"$f":"P793*VLOOKUP($B793,$AR$36:$AZ$47,MATCH(AM$2,$AS$2:$BA$2,0)+1,FALSE)","v":1.0150652537394905E-5},{"$f":"Q793*VLOOKUP($B793,$AR$36:$AZ$47,MATCH(AN$2,$AS$2:$BA$2,0)+1,FALSE)","v":1.8857902256094999E-3},{"$f":"R793*VLOOKUP($B793,$AR$36:$BA$47,MATCH(AO$2,$AS$2:$BA$2,0)+1,FALSE)","v":0},0.84577243018781401]
[2006,2,2,24,null,2013,2,2,24,0.22916050774516672,0.34621420363466004,8.7170929771520234E-3,0.13363046703369852,8.834740000000002E-2,6.7405000000000007E-2,2.028188418606668E-5,2.4450307537640017E-3,0,0.87593998402862749,null,null,0.21695873687274353,0.11704181730408292,0.30627488729805386,6.9635138357449361E-2,6.2136404859702767E-2,4.8751506227939457E-3,1.0150652537394905E-5,1.7871641481495757E-3,0,0.77871945011551347,null,{"$f":"J794*VLOOKUP($B794,$AR$36:$AZ$47,MATCH(AG$2,$AS$2:$BA$2,0)+1,FALSE)","v":0.22368168914785488},{"$f":"K794*VLOOKUP($B794,$AR$36:$AZ$47,MATCH(AH$2,$AS$2:$BA$2,0)+1,FALSE)","v":0.3113970456917679},{"$f":"L794*VLOOKUP($B794,$AR$36:$AZ$47,MATCH(AI$2,$AS$2:$BA$2,0)+1,FALSE)","v":5.9360205462038679E-3},{"$f":"M794*VLOOKUP($B794,$AR$36:$AZ$47,MATCH(AJ$2,$AS$2:$BA$2,0)+1,FALSE)","v":0.12321244293018997},{"$f":"N794*VLOOKUP($B794,$AR$36:$AZ$47,MATCH(AK$2,$AS$2:$BA$2,0)+1,FALSE)","v":6.9806252601071594E-2},{"$f":"O794*VLOOKUP($B794,$AR$36:$AZ$47,MATCH(AL$2,$AS$2:$BA$2,0)+1,FALSE)","v":5.9245426353362357E-2},{"$f":"P794*VLOOKUP($B794,$AR$36:$AZ$47,MATCH(AM$2,$AS$2:$BA$2,0)+1,FALSE)","v":1.0150652537394905E-5},{"$f":"Q794*VLOOKUP($B794,$AR$36:$AZ$47,MATCH(AN$2,$AS$2:$BA$2,0)+1,FALSE)","v":1.8857902256094999E-3},{"$f":"R794*VLOOKUP($B794,$AR$36:$BA$47,MATCH(AO$2,$AS$2:$BA$2,0)+1,FALSE)","v":0},0.79517481814859758]
[2006,2,3,1,null,2013,2,3,1,0.23876146349460831,0.32850507904822224,8.7170929771520234E-3,0.10224430708855171,8.8054399999999977E-2,6.6607E-2,2.028188418606668E-5,2.4450307537640017E-3,0,0.83535465524648422,null,null,0.22604848472094746,8.9551879719338659E-2,0.29060868966688469,6.9404196693758802E-2,6.140077914828606E-2,4.8751506227939457E-3,1.0150652537394905E-5,1.7871641481495757E-3,0,0.7436864953726966,null,{"$f":"J795*VLOOKUP($B795,$AR$36:$AZ$47,MATCH(AG$2,$AS$2:$BA$2,0)+1,FALSE)","v":0.23305310318686134},{"$f":"K795*VLOOKUP($B795,$AR$36:$AZ$47,MATCH(AH$2,$AS$2:$BA$2,0)+1,FALSE)","v":0.29546884569271936},{"$f":"L795*VLOOKUP($B795,$AR$36:$AZ$47,MATCH(AI$2,$AS$2:$BA$2,0)+1,FALSE)","v":5.9360205462038679E-3},{"$f":"M795*VLOOKUP($B795,$AR$36:$AZ$47,MATCH(AJ$2,$AS$2:$BA$2,0)+1,FALSE)","v":9.4273193319814777E-2},{"$f":"N795*VLOOKUP($B795,$AR$36:$AZ$47,MATCH(AK$2,$AS$2:$BA$2,0)+1,FALSE)","v":6.957474344503399E-2},{"$f":"O795*VLOOKUP($B795,$AR$36:$AZ$47,MATCH(AL$2,$AS$2:$BA$2,0)+1,FALSE)","v":5.8544026602157205E-2},{"$f":"P795*VLOOKUP($B795,$AR$36:$AZ$47,MATCH(AM$2,$AS$2:$BA$2,0)+1,FALSE)","v":1.0150652537394905E-5},{"$f":"Q795*VLOOKUP($B795,$AR$36:$AZ$47,MATCH(AN$2,$AS$2:$BA$2,0)+1,FALSE)","v":1.8857902256094999E-3},{"$f":"R795*VLOOKUP($B795,$AR$36:$BA$47,MATCH(AO$2,$AS$2:$BA$2,0)+1,FALSE)","v":0},0.75874587367093749]
[2006,2,3,2,null,2013,2,3,2,0.22148477018777774,0.31926692697639897,8.7170929771520234E-3,9.4967813634785334E-2,8.7284099999999962E-2,6.6048999999999997E-2,2.028188418606668E-5,2.4450307537640017E-3,0,0.80023501641406414,null,null,0.20969169796886017,8.317867728777556E-2,0.28243625204030576,6.8797048695325963E-2,6.0886394252333026E-2,4.8751506227939457E-3,1.0150652537394905E-5,1.7871641481495757E-3,0,0.71166253566808146,null,{"$f":"J796*VLOOKUP($B796,$AR$36:$AZ$47,MATCH(AG$2,$AS$2:$BA$2,0)+1,FALSE)","v":0.21618946477121115},{"$f":"K796*VLOOKUP($B796,$AR$36:$AZ$47,MATCH(AH$2,$AS$2:$BA$2,0)+1,FALSE)","v":0.2871597317608926},{"$f":"L796*VLOOKUP($B796,$AR$36:$AZ$47,MATCH(AI$2,$AS$2:$BA$2,0)+1,FALSE)","v":5.9360205462038679E-3},{"$f":"M796*VLOOKUP($B796,$AR$36:$AZ$47,MATCH(AJ$2,$AS$2:$BA$2,0)+1,FALSE)","v":8.7563985799212457E-2},{"$f":"N796*VLOOKUP($B796,$AR$36:$AZ$47,MATCH(AK$2,$AS$2:$BA$2,0)+1,FALSE)","v":6.8966103503410273E-2},{"$f":"O796*VLOOKUP($B796,$AR$36:$AZ$47,MATCH(AL$2,$AS$2:$BA$2,0)+1,FALSE)","v":5.8053574144547586E-2},{"$f":"P796*VLOOKUP($B796,$AR$36:$AZ$47,MATCH(AM$2,$AS$2:$BA$2,0)+1,FALSE)","v":1.0150652537394905E-5},{"$f":"Q796*VLOOKUP($B796,$AR$36:$AZ$47,MATCH(AN$2,$AS$2:$BA$2,0)+1,FALSE)","v":1.8857902256094999E-3},{"$f":"R796*VLOOKUP($B796,$AR$36:$BA$47,MATCH(AO$2,$AS$2:$BA$2,0)+1,FALSE)","v":0},0.72576482140362486]
[2006,2,3,3,null,2013,2,3,3,0.20683794767246877,0.31574809229831058,8.7170929771520234E-3,9.4151302017132468E-2,8.708639999999998E-2,6.5964999999999996E-2,2.028188418606668E-5,2.4450307537640017E-3,0,0.780971147603014,null,null,0.19582475316502662,8.2463525977589019E-2,0.27932335059623542,6.8641222187095202E-2,6.0808959966920741E-2,4.8751506227939457E-3,1.0150652537394905E-5,1.7871641481495757E-3,0,0.69373427731634807,null,{"$f":"J797*VLOOKUP($B797,$AR$36:$AZ$47,MATCH(AG$2,$AS$2:$BA$2,0)+1,FALSE)","v":0.20189282163182518},{"$f":"K797*VLOOKUP($B797,$AR$36:$AZ$47,MATCH(AH$2,$AS$2:$BA$2,0)+1,FALSE)","v":0.28399476997847323},{"$f":"L797*VLOOKUP($B797,$AR$36:$AZ$47,MATCH(AI$2,$AS$2:$BA$2,0)+1,FALSE)","v":5.9360205462038679E-3},{"$f":"M797*VLOOKUP($B797,$AR$36:$AZ$47,MATCH(AJ$2,$AS$2:$BA$2,0)+1,FALSE)","v":8.6811130605893988E-2},{"$f":"N797*VLOOKUP($B797,$AR$36:$AZ$47,MATCH(AK$2,$AS$2:$BA$2,0)+1,FALSE)","v":6.8809894083107809E-2},{"$f":"O797*VLOOKUP($B797,$AR$36:$AZ$47,MATCH(AL$2,$AS$2:$BA$2,0)+1,FALSE)","v":5.7979742591789146E-2},{"$f":"P797*VLOOKUP($B797,$AR$36:$AZ$47,MATCH(AM$2,$AS$2:$BA$2,0)+1,FALSE)","v":1.0150652537394905E-5},{"$f":"Q797*VLOOKUP($B797,$AR$36:$AZ$47,MATCH(AN$2,$AS$2:$BA$2,0)+1,FALSE)","v":1.8857902256094999E-3},{"$f":"R797*VLOOKUP($B797,$AR$36:$BA$47,MATCH(AO$2,$AS$2:$BA$2,0)+1,FALSE)","v":0},0.70732032031544012]
[2006,2,3,4,null,2013,2,3,4,0.20430516398498677,0.31461657225804485,8.7170929771520234E-3,9.3138041072629726E-2,8.6848600000000026E-2,6.5564999999999998E-2,2.028188418606668E-5,2.4450307537640017E-3,0,0.77565578293076343,null,null,0.19342682886727175,8.157604945385627E-2,0.27832236285751866,6.8453788987007838E-2,6.0440225274481292E-2,4.8751506227939457E-3,1.0150652537394905E-5,1.7871641481495757E-3,0,0.68889172086361683,null,{"$f":"J798*VLOOKUP($B798,$AR$36:$AZ$47,MATCH(AG$2,$AS$2:$BA$2,0)+1,FALSE)","v":0.19942059228028214},{"$f":"K798*VLOOKUP($B798,$AR$36:$AZ$47,MATCH(AH$2,$AS$2:$BA$2,0)+1,FALSE)","v":0.28297704166467014},{"$f":"L798*VLOOKUP($B798,$AR$36:$AZ$47,MATCH(AI$2,$AS$2:$BA$2,0)+1,FALSE)","v":5.9360205462038679E-3},{"$f":"M798*VLOOKUP($B798,$AR$36:$AZ$47,MATCH(AJ$2,$AS$2:$BA$2,0)+1,FALSE)","v":8.5876864947251566E-2},{"$f":"N798*VLOOKUP($B798,$AR$36:$AZ$47,MATCH(AK$2,$AS$2:$BA$2,0)+1,FALSE)","v":6.8622000303907374E-2},{"$f":"O798*VLOOKUP($B798,$AR$36:$AZ$47,MATCH(AL$2,$AS$2:$BA$2,0)+1,FALSE)","v":5.7628163769129923E-2},{"$f":"P798*VLOOKUP($B798,$AR$36:$AZ$47,MATCH(AM$2,$AS$2:$BA$2,0)+1,FALSE)","v":1.0150652537394905E-5},{"$f":"Q798*VLOOKUP($B798,$AR$36:$AZ$47,MATCH(AN$2,$AS$2:$BA$2,0)+1,FALSE)","v":1.8857902256094999E-3},{"$f":"R798*VLOOKUP($B798,$AR$36:$BA$47,MATCH(AO$2,$AS$2:$BA$2,0)+1,FALSE)","v":0},0.70235662438959201]
[2006,2,3,5,null,2013,2,3,5,0.20550521501288838,0.31431984007044661,8.7170929771520234E-3,9.0803288837134968E-2,8.7286799999999998E-2,6.5128000000000005E-2,2.028188418606668E-5,2.4450307537640017E-3,0,0.77422554953557199,null,null,0.19456298255168364,7.9531129229726785E-2,0.27805986173434044,6.8799176826697894E-2,6.0037382622991201E-2,4.8751506227939457E-3,1.0150652537394905E-5,1.7871641481495757E-3,0,0.68766299838892087,null,{"$f":"J799*VLOOKUP($B799,$AR$36:$AZ$47,MATCH(AG$2,$AS$2:$BA$2,0)+1,FALSE)","v":0.20059195223067619},{"$f":"K799*VLOOKUP($B799,$AR$36:$AZ$47,MATCH(AH$2,$AS$2:$BA$2,0)+1,FALSE)","v":0.28271015045798453},{"$f":"L799*VLOOKUP($B799,$AR$36:$AZ$47,MATCH(AI$2,$AS$2:$BA$2,0)+1,FALSE)","v":5.9360205462038679E-3},{"$f":"M799*VLOOKUP($B799,$AR$36:$AZ$47,MATCH(AJ$2,$AS$2:$BA$2,0)+1,FALSE)","v":8.3724133366215578E-2},{"$f":"N799*VLOOKUP($B799,$AR$36:$AZ$47,MATCH(AK$2,$AS$2:$BA$2,0)+1,FALSE)","v":6.8968236864233853E-2},{"$f":"O799*VLOOKUP($B799,$AR$36:$AZ$47,MATCH(AL$2,$AS$2:$BA$2,0)+1,FALSE)","v":5.7244063905374731E-2},{"$f":"P799*VLOOKUP($B799,$AR$36:$AZ$47,MATCH(AM$2,$AS$2:$BA$2,0)+1,FALSE)","v":1.0150652537394905E-5},{"$f":"Q799*VLOOKUP($B799,$AR$36:$AZ$47,MATCH(AN$2,$AS$2:$BA$2,0)+1,FALSE)","v":1.8857902256094999E-3},{"$f":"R799*VLOOKUP($B799,$AR$36:$BA$47,MATCH(AO$2,$AS$2:$BA$2,0)+1,FALSE)","v":0},0.70107049824883561]
[2006,2,3,6,null,2013,2,3,6,0.20957583997806545,0.32126975125803703,8.7170929771520234E-3,9.2148689851023063E-2,8.85127E-2,6.5333000000000002E-2,2.028188418606668E-5,2.4450307537640017E-3,0,0.78802238670222768,null,null,0.19841686496544389,8.0709514542325514E-2,0.28420803024783364,6.9765427289217405E-2,6.0226359152866414E-2,4.8751506227939457E-3,1.0150652537394905E-5,1.7871641481495757E-3,0,0.69999866162116786,null,{"$f":"J800*VLOOKUP($B800,$AR$36:$AZ$47,MATCH(AG$2,$AS$2:$BA$2,0)+1,FALSE)","v":0.20456525582062443},{"$f":"K800*VLOOKUP($B800,$AR$36:$AZ$47,MATCH(AH$2,$AS$2:$BA$2,0)+1,FALSE)","v":0.28896114128653977},{"$f":"L800*VLOOKUP($B800,$AR$36:$AZ$47,MATCH(AI$2,$AS$2:$BA$2,0)+1,FALSE)","v":5.9360205462038679E-3},{"$f":"M800*VLOOKUP($B800,$AR$36:$AZ$47,MATCH(AJ$2,$AS$2:$BA$2,0)+1,FALSE)","v":8.4964644974994896E-2},{"$f":"N800*VLOOKUP($B800,$AR$36:$AZ$47,MATCH(AK$2,$AS$2:$BA$2,0)+1,FALSE)","v":6.9936861691491409E-2},{"$f":"O800*VLOOKUP($B800,$AR$36:$AZ$47,MATCH(AL$2,$AS$2:$BA$2,0)+1,FALSE)","v":5.7424248051987578E-2},{"$f":"P800*VLOOKUP($B800,$AR$36:$AZ$47,MATCH(AM$2,$AS$2:$BA$2,0)+1,FALSE)","v":1.0150652537394905E-5},{"$f":"Q800*VLOOKUP($B800,$AR$36:$AZ$47,MATCH(AN$2,$AS$2:$BA$2,0)+1,FALSE)","v":1.8857902256094999E-3},{"$f":"R800*VLOOKUP($B800,$AR$36:$BA$47,MATCH(AO$2,$AS$2:$BA$2,0)+1,FALSE)","v":0},0.71368411324998882]
[2006,2,3,7,null,2013,2,3,7,0.2218867363957488,0.33329607574845876,8.7170929771520234E-3,9.2433492530667072E-2,9.0140400000000037E-2,6.6395999999999997E-2,2.028188418606668E-5,2.4450307537640017E-3,0,0.81533511028997674,null,null,0.21007226127623382,8.0958962321253061E-2,0.29484699635391687,7.1048375227746707E-2,6.1206271598024248E-2,4.8751506227939457E-3,1.0150652537394905E-5,1.7871641481495757E-3,0,0.72480533220065579,null,{"$f":"J801*VLOOKUP($B801,$AR$36:$AZ$47,MATCH(AG$2,$AS$2:$BA$2,0)+1,FALSE)","v":0.21658182068481957},{"$f":"K801*VLOOKUP($B801,$AR$36:$AZ$47,MATCH(AH$2,$AS$2:$BA$2,0)+1,FALSE)","v":0.29977803405850628},{"$f":"L801*VLOOKUP($B801,$AR$36:$AZ$47,MATCH(AI$2,$AS$2:$BA$2,0)+1,FALSE)","v":5.9360205462038679E-3},{"$f":"M801*VLOOKUP($B801,$AR$36:$AZ$47,MATCH(AJ$2,$AS$2:$BA$2,0)+1,FALSE)","v":8.5227244026625501E-2},{"$f":"N801*VLOOKUP($B801,$AR$36:$AZ$47,MATCH(AK$2,$AS$2:$BA$2,0)+1,FALSE)","v":7.1222962214639418E-2},{"$f":"O801*VLOOKUP($B801,$AR$36:$AZ$47,MATCH(AL$2,$AS$2:$BA$2,0)+1,FALSE)","v":5.8358568773204458E-2},{"$f":"P801*VLOOKUP($B801,$AR$36:$AZ$47,MATCH(AM$2,$AS$2:$BA$2,0)+1,FALSE)","v":1.0150652537394905E-5},{"$f":"Q801*VLOOKUP($B801,$AR$36:$AZ$47,MATCH(AN$2,$AS$2:$BA$2,0)+1,FALSE)","v":1.8857902256094999E-3},{"$f":"R801*VLOOKUP($B801,$AR$36:$BA$47,MATCH(AO$2,$AS$2:$BA$2,0)+1,FALSE)","v":0},0.73900059118214612]
[2006,2,3,8,null,2013,2,3,8,0.24989718348987711,0.34517885274187166,3.4868371908608098E-3,9.2429847344195279E-2,9.0800599999999995E-2,6.7659999999999998E-2,8.1127536744266733E-6,2.2071903938277789E-3,0,0.85166862391430709,null,null,0.23659127749145714,8.0955769641780029E-2,0.30535897462123801,7.1568742758014545E-2,6.2371473226132908E-2,1.9500602491175783E-3,4.0602610149579622E-6,1.6133177604889502E-3,0,0.76041367600924403,null,{"$f":"J802*VLOOKUP($B802,$AR$36:$AZ$47,MATCH(AG$2,$AS$2:$BA$2,0)+1,FALSE)","v":0.24392258799874339},{"$f":"K802*VLOOKUP($B802,$AR$36:$AZ$47,MATCH(AH$2,$AS$2:$BA$2,0)+1,FALSE)","v":0.31046581523997263},{"$f":"L802*VLOOKUP($B802,$AR$36:$AZ$47,MATCH(AI$2,$AS$2:$BA$2,0)+1,FALSE)","v":2.3744082184815477E-3},{"$f":"M802*VLOOKUP($B802,$AR$36:$AZ$47,MATCH(AJ$2,$AS$2:$BA$2,0)+1,FALSE)","v":8.5223883024152819E-2},{"$f":"N802*VLOOKUP($B802,$AR$36:$AZ$47,MATCH(AK$2,$AS$2:$BA$2,0)+1,FALSE)","v":7.1744608442680366E-2},{"$f":"O802*VLOOKUP($B802,$AR$36:$AZ$47,MATCH(AL$2,$AS$2:$BA$2,0)+1,FALSE)","v":5.9469557852807609E-2},{"$f":"P802*VLOOKUP($B802,$AR$36:$AZ$47,MATCH(AM$2,$AS$2:$BA$2,0)+1,FALSE)","v":4.0602610149579622E-6},{"$f":"Q802*VLOOKUP($B802,$AR$36:$AZ$47,MATCH(AN$2,$AS$2:$BA$2,0)+1,FALSE)","v":1.7023499865316458E-3},{"$f":"R802*VLOOKUP($B802,$AR$36:$BA$47,MATCH(AO$2,$AS$2:$BA$2,0)+1,FALSE)","v":0},0.77490727102438506]
[2006,2,3,9,null,2013,2,3,9,0.28794689009787955,0.35204580384558426,0,9.0978382334630598E-2,9.2503300000000024E-2,6.8260000000000001E-2,0,2.0486301538702968E-3,7.0399999999999638E-5,0.89385340643196476,null,null,0.27261500760655505,7.9684486930256634E-2,0.31143375333710543,7.2910805456874173E-2,6.2924575264792088E-2,0,0,1.4974201687151995E-3,7.0399999999999638E-5,0.80113644876429857,null,{"$f":"J803*VLOOKUP($B803,$AR$36:$AZ$47,MATCH(AG$2,$AS$2:$BA$2,0)+1,FALSE)","v":0.28106259405564565},{"$f":"K803*VLOOKUP($B803,$AR$36:$AZ$47,MATCH(AH$2,$AS$2:$BA$2,0)+1,FALSE)","v":0.31664218889581031},{"$f":"L803*VLOOKUP($B803,$AR$36:$AZ$47,MATCH(AI$2,$AS$2:$BA$2,0)+1,FALSE)","v":0},{"$f":"M803*VLOOKUP($B803,$AR$36:$AZ$47,MATCH(AJ$2,$AS$2:$BA$2,0)+1,FALSE)","v":8.388557632190162E-2},{"$f":"N803*VLOOKUP($B803,$AR$36:$AZ$47,MATCH(AK$2,$AS$2:$BA$2,0)+1,FALSE)","v":7.3089968988704887E-2},{"$f":"O803*VLOOKUP($B803,$AR$36:$AZ$47,MATCH(AL$2,$AS$2:$BA$2,0)+1,FALSE)","v":5.9996926086796444E-2},{"$f":"P803*VLOOKUP($B803,$AR$36:$AZ$47,MATCH(AM$2,$AS$2:$BA$2,0)+1,FALSE)","v":0},{"$f":"Q803*VLOOKUP($B803,$AR$36:$AZ$47,MATCH(AN$2,$AS$2:$BA$2,0)+1,FALSE)","v":1.5800564938130762E-3},{"$f":"R803*VLOOKUP($B803,$AR$36:$BA$47,MATCH(AO$2,$AS$2:$BA$2,0)+1,FALSE)","v":7.0399999999999638E-5},0.81632771084267197]
[2006,2,3,10,null,2013,2,3,10,0.32633916159912518,0.35563913967369809,0,8.3899502445495489E-2,9.1881300000000027E-2,6.8566000000000002E-2,0,2.0486301538702968E-3,8.0000000000000007E-5,0.9284537338721891,null,null,0.30896306256831302,7.3484366665072173E-2,0.31461256146867755,7.2420547044534558E-2,6.3206657304508265E-2,0,0,1.4974201687151995E-3,8.0000000000000007E-5,0.83426461521982076,null,{"$f":"J804*VLOOKUP($B804,$AR$36:$AZ$47,MATCH(AG$2,$AS$2:$BA$2,0)+1,FALSE)","v":0.31853697489080851},{"$f":"K804*VLOOKUP($B804,$AR$36:$AZ$47,MATCH(AH$2,$AS$2:$BA$2,0)+1,FALSE)","v":0.31987415959286986},{"$f":"L804*VLOOKUP($B804,$AR$36:$AZ$47,MATCH(AI$2,$AS$2:$BA$2,0)+1,FALSE)","v":0},{"$f":"M804*VLOOKUP($B804,$AR$36:$AZ$47,MATCH(AJ$2,$AS$2:$BA$2,0)+1,FALSE)","v":7.7358576127179723E-2},{"$f":"N804*VLOOKUP($B804,$AR$36:$AZ$47,MATCH(AK$2,$AS$2:$BA$2,0)+1,FALSE)","v":7.2598505865649018E-2},{"$f":"O804*VLOOKUP($B804,$AR$36:$AZ$47,MATCH(AL$2,$AS$2:$BA$2,0)+1,FALSE)","v":6.0265883886130751E-2},{"$f":"P804*VLOOKUP($B804,$AR$36:$AZ$47,MATCH(AM$2,$AS$2:$BA$2,0)+1,FALSE)","v":0},{"$f":"Q804*VLOOKUP($B804,$AR$36:$AZ$47,MATCH(AN$2,$AS$2:$BA$2,0)+1,FALSE)","v":1.5800564938130762E-3},{"$f":"R804*VLOOKUP($B804,$AR$36:$BA$47,MATCH(AO$2,$AS$2:$BA$2,0)+1,FALSE)","v":8.0000000000000007E-5},0.85029415685645082]
[2006,2,3,11,null,2013,2,3,11,0.32074729895891851,0.370199782359451,0,9.3724419246720952E-2,9.3344100000000027E-2,6.8695999999999993E-2,0,2.0486301538702968E-3,0,0.94876023071896076,null,null,0.30366894157372071,8.2089635678962991E-2,0.32749348648777965,7.3573521330017516E-2,6.3326496079551084E-2,0,0,1.4974201687151995E-3,0,0.85164950131874717,null,{"$f":"J805*VLOOKUP($B805,$AR$36:$AZ$47,MATCH(AG$2,$AS$2:$BA$2,0)+1,FALSE)","v":0.31307880370262486},{"$f":"K805*VLOOKUP($B805,$AR$36:$AZ$47,MATCH(AH$2,$AS$2:$BA$2,0)+1,FALSE)","v":0.33297050592446498},{"$f":"L805*VLOOKUP($B805,$AR$36:$AZ$47,MATCH(AI$2,$AS$2:$BA$2,0)+1,FALSE)","v":0},{"$f":"M805*VLOOKUP($B805,$AR$36:$AZ$47,MATCH(AJ$2,$AS$2:$BA$2,0)+1,FALSE)","v":8.6417528232462598E-2},{"$f":"N805*VLOOKUP($B805,$AR$36:$AZ$47,MATCH(AK$2,$AS$2:$BA$2,0)+1,FALSE)","v":7.3754313351832509E-2},{"$f":"O805*VLOOKUP($B805,$AR$36:$AZ$47,MATCH(AL$2,$AS$2:$BA$2,0)+1,FALSE)","v":6.0380147003494991E-2},{"$f":"P805*VLOOKUP($B805,$AR$36:$AZ$47,MATCH(AM$2,$AS$2:$BA$2,0)+1,FALSE)","v":0},{"$f":"Q805*VLOOKUP($B805,$AR$36:$AZ$47,MATCH(AN$2,$AS$2:$BA$2,0)+1,FALSE)","v":1.5800564938130762E-3},{"$f":"R805*VLOOKUP($B805,$AR$36:$BA$47,MATCH(AO$2,$AS$2:$BA$2,0)+1,FALSE)","v":0},0.86818135470869306]
[2006,2,3,12,null,2013,2,3,12,0.32978198839368744,0.37605798509406835,0,9.5575245184800914E-2,9.3411300000000017E-2,6.9703000000000001E-2,0,2.0486301538702968E-3,0,0.9665781488264269,null,null,0.31222257425280669,8.3710703359971592E-2,0.33267588617987148,7.3626488155273492E-2,6.4254785667767406E-2,0,0,1.4974201687151995E-3,0,0.8679878577844059,null,{"$f":"J806*VLOOKUP($B806,$AR$36:$AZ$47,MATCH(AG$2,$AS$2:$BA$2,0)+1,FALSE)","v":0.32189748984353134},{"$f":"K806*VLOOKUP($B806,$AR$36:$AZ$47,MATCH(AH$2,$AS$2:$BA$2,0)+1,FALSE)","v":0.33823957635968105},{"$f":"L806*VLOOKUP($B806,$AR$36:$AZ$47,MATCH(AI$2,$AS$2:$BA$2,0)+1,FALSE)","v":0},{"$f":"M806*VLOOKUP($B806,$AR$36:$AZ$47,MATCH(AJ$2,$AS$2:$BA$2,0)+1,FALSE)","v":8.8124061108770552E-2},{"$f":"N806*VLOOKUP($B806,$AR$36:$AZ$47,MATCH(AK$2,$AS$2:$BA$2,0)+1,FALSE)","v":7.3807410332329848E-2},{"$f":"O806*VLOOKUP($B806,$AR$36:$AZ$47,MATCH(AL$2,$AS$2:$BA$2,0)+1,FALSE)","v":6.1265246689539594E-2},{"$f":"P806*VLOOKUP($B806,$AR$36:$AZ$47,MATCH(AM$2,$AS$2:$BA$2,0)+1,FALSE)","v":0},{"$f":"Q806*VLOOKUP($B806,$AR$36:$AZ$47,MATCH(AN$2,$AS$2:$BA$2,0)+1,FALSE)","v":1.5800564938130762E-3},{"$f":"R806*VLOOKUP($B806,$AR$36:$BA$47,MATCH(AO$2,$AS$2:$BA$2,0)+1,FALSE)","v":0},0.88491384082766555]
[2006,2,3,13,null,2013,2,3,13,0.31732417384117051,0.38321217405860047,0,0.10663369702295732,9.3536699999999959E-2,6.9458000000000006E-2,0,2.0486301538702968E-3,0,0.97221337507659855,null,null,0.30042808253997372,9.3396378553945947E-2,0.33900476695893172,7.3725328034545776E-2,6.4028935668648243E-2,0,0,1.4974201687151995E-3,0,0.87208091192476067,null,{"$f":"J807*VLOOKUP($B807,$AR$36:$AZ$47,MATCH(AG$2,$AS$2:$BA$2,0)+1,FALSE)","v":0.30973751939479904},{"$f":"K807*VLOOKUP($B807,$AR$36:$AZ$47,MATCH(AH$2,$AS$2:$BA$2,0)+1,FALSE)","v":0.34467430169586866},{"$f":"L807*VLOOKUP($B807,$AR$36:$AZ$47,MATCH(AI$2,$AS$2:$BA$2,0)+1,FALSE)","v":0},{"$f":"M807*VLOOKUP($B807,$AR$36:$AZ$47,MATCH(AJ$2,$AS$2:$BA$2,0)+1,FALSE)","v":9.8320380078916025E-2},{"$f":"N807*VLOOKUP($B807,$AR$36:$AZ$47,MATCH(AK$2,$AS$2:$BA$2,0)+1,FALSE)","v":7.3906493090579339E-2},{"$f":"O807*VLOOKUP($B807,$AR$36:$AZ$47,MATCH(AL$2,$AS$2:$BA$2,0)+1,FALSE)","v":6.104990466066082E-2},{"$f":"P807*VLOOKUP($B807,$AR$36:$AZ$47,MATCH(AM$2,$AS$2:$BA$2,0)+1,FALSE)","v":0},{"$f":"Q807*VLOOKUP($B807,$AR$36:$AZ$47,MATCH(AN$2,$AS$2:$BA$2,0)+1,FALSE)","v":1.5800564938130762E-3},{"$f":"R807*VLOOKUP($B807,$AR$36:$BA$47,MATCH(AO$2,$AS$2:$BA$2,0)+1,FALSE)","v":0},0.88926865541463707]
[2006,2,3,14,null,2013,2,3,14,0.31349223253988517,0.38032683568283604,0,0.10212065678698364,9.310199999999999E-2,6.9425000000000001E-2,0,2.0486301538702968E-3,0,0.96051535516357511,null,null,0.296800174953812,8.9443579147418364E-2,0.33645228159993551,7.3382698883671146E-2,6.3998515056521987E-2,0,0,1.4974201687151995E-3,0,0.86157466981007413,null,{"$f":"J808*VLOOKUP($B808,$AR$36:$AZ$47,MATCH(AG$2,$AS$2:$BA$2,0)+1,FALSE)","v":0.30599719296848438},{"$f":"K808*VLOOKUP($B808,$AR$36:$AZ$47,MATCH(AH$2,$AS$2:$BA$2,0)+1,FALSE)","v":0.34207912842856314},{"$f":"L808*VLOOKUP($B808,$AR$36:$AZ$47,MATCH(AI$2,$AS$2:$BA$2,0)+1,FALSE)","v":0},{"$f":"M808*VLOOKUP($B808,$AR$36:$AZ$47,MATCH(AJ$2,$AS$2:$BA$2,0)+1,FALSE)","v":9.415918297424429E-2},{"$f":"N808*VLOOKUP($B808,$AR$36:$AZ$47,MATCH(AK$2,$AS$2:$BA$2,0)+1,FALSE)","v":7.3563021997987102E-2},{"$f":"O808*VLOOKUP($B808,$AR$36:$AZ$47,MATCH(AL$2,$AS$2:$BA$2,0)+1,FALSE)","v":6.1020899407791429E-2},{"$f":"P808*VLOOKUP($B808,$AR$36:$AZ$47,MATCH(AM$2,$AS$2:$BA$2,0)+1,FALSE)","v":0},{"$f":"Q808*VLOOKUP($B808,$AR$36:$AZ$47,MATCH(AN$2,$AS$2:$BA$2,0)+1,FALSE)","v":1.5800564938130762E-3},{"$f":"R808*VLOOKUP($B808,$AR$36:$BA$47,MATCH(AO$2,$AS$2:$BA$2,0)+1,FALSE)","v":0},0.87839948227088349]
[2006,2,3,15,null,2013,2,3,15,0.32658769090044171,0.37386234055012463,0,9.0566777100384549E-2,9.3728000000000034E-2,6.9782999999999998E-2,0,2.0486301538702968E-3,0,0.95657643870482123,null,null,0.30919835879723162,7.932397764148881E-2,0.33073353148100831,7.3876110083228419E-2,6.432853260625529E-2,0,0,1.4974201687151995E-3,0,0.85895793077792759,null,{"$f":"J809*VLOOKUP($B809,$AR$36:$AZ$47,MATCH(AG$2,$AS$2:$BA$2,0)+1,FALSE)","v":0.31877956230025445},{"$f":"K809*VLOOKUP($B809,$AR$36:$AZ$47,MATCH(AH$2,$AS$2:$BA$2,0)+1,FALSE)","v":0.33626473761189007},{"$f":"L809*VLOOKUP($B809,$AR$36:$AZ$47,MATCH(AI$2,$AS$2:$BA$2,0)+1,FALSE)","v":0},{"$f":"M809*VLOOKUP($B809,$AR$36:$AZ$47,MATCH(AJ$2,$AS$2:$BA$2,0)+1,FALSE)","v":8.3506060425863338E-2},{"$f":"N809*VLOOKUP($B809,$AR$36:$AZ$47,MATCH(AK$2,$AS$2:$BA$2,0)+1,FALSE)","v":7.4057645655596416E-2},{"$f":"O809*VLOOKUP($B809,$AR$36:$AZ$47,MATCH(AL$2,$AS$2:$BA$2,0)+1,FALSE)","v":6.1335562454071436E-2},{"$f":"P809*VLOOKUP($B809,$AR$36:$AZ$47,MATCH(AM$2,$AS$2:$BA$2,0)+1,FALSE)","v":0},{"$f":"Q809*VLOOKUP($B809,$AR$36:$AZ$47,MATCH(AN$2,$AS$2:$BA$2,0)+1,FALSE)","v":1.5800564938130762E-3},{"$f":"R809*VLOOKUP($B809,$AR$36:$BA$47,MATCH(AO$2,$AS$2:$BA$2,0)+1,FALSE)","v":0},0.87552362494148883]
[2006,2,3,16,null,2013,2,3,16,0.33718606459454009,0.37830584556324387,0,9.5446811757087455E-2,9.3614500000000003E-2,6.9685999999999998E-2,0,2.0486301538702968E-3,0,0.97628785206874169,null,null,0.31923241655090839,8.3598213430722254E-2,0.33466443316792333,7.3786649745928481E-2,6.4239114443338727E-2,0,0,1.4974201687151995E-3,0,0.87701824750753654,null,{"$f":"J810*VLOOKUP($B810,$AR$36:$AZ$47,MATCH(AG$2,$AS$2:$BA$2,0)+1,FALSE)","v":0.32912454780164968},{"$f":"K810*VLOOKUP($B810,$AR$36:$AZ$47,MATCH(AH$2,$AS$2:$BA$2,0)+1,FALSE)","v":0.340261379919096},{"$f":"L810*VLOOKUP($B810,$AR$36:$AZ$47,MATCH(AI$2,$AS$2:$BA$2,0)+1,FALSE)","v":0},{"$f":"M810*VLOOKUP($B810,$AR$36:$AZ$47,MATCH(AJ$2,$AS$2:$BA$2,0)+1,FALSE)","v":8.8005640536473348E-2},{"$f":"N810*VLOOKUP($B810,$AR$36:$AZ$47,MATCH(AK$2,$AS$2:$BA$2,0)+1,FALSE)","v":7.396796548764327E-2},{"$f":"O810*VLOOKUP($B810,$AR$36:$AZ$47,MATCH(AL$2,$AS$2:$BA$2,0)+1,FALSE)","v":6.1250304589576574E-2},{"$f":"P810*VLOOKUP($B810,$AR$36:$AZ$47,MATCH(AM$2,$AS$2:$BA$2,0)+1,FALSE)","v":0},{"$f":"Q810*VLOOKUP($B810,$AR$36:$AZ$47,MATCH(AN$2,$AS$2:$BA$2,0)+1,FALSE)","v":1.5800564938130762E-3},{"$f":"R810*VLOOKUP($B810,$AR$36:$BA$47,MATCH(AO$2,$AS$2:$BA$2,0)+1,FALSE)","v":0},0.89418989482825195]
[2006,2,3,17,null,2013,2,3,17,0.38634264557019782,0.3809678122234712,0,9.6001838783425233E-2,9.1993300000000014E-2,6.9776000000000005E-2,0,2.0486301538702968E-3,0,1.0271302267309645,null,null,0.36577162970940413,8.4084340384084424E-2,0.33701931500203963,7.2508825086627857E-2,6.4322079749137603E-2,0,0,1.4974201687151995E-3,0,0.92520361010000884,null,{"$f":"J811*VLOOKUP($B811,$AR$36:$AZ$47,MATCH(AG$2,$AS$2:$BA$2,0)+1,FALSE)","v":0.37710588269027573},{"$f":"K811*VLOOKUP($B811,$AR$36:$AZ$47,MATCH(AH$2,$AS$2:$BA$2,0)+1,FALSE)","v":0.34265564492908818},{"$f":"L811*VLOOKUP($B811,$AR$36:$AZ$47,MATCH(AI$2,$AS$2:$BA$2,0)+1,FALSE)","v":0},{"$f":"M811*VLOOKUP($B811,$AR$36:$AZ$47,MATCH(AJ$2,$AS$2:$BA$2,0)+1,FALSE)","v":8.8517396854664698E-2},{"$f":"N811*VLOOKUP($B811,$AR$36:$AZ$47,MATCH(AK$2,$AS$2:$BA$2,0)+1,FALSE)","v":7.2687000833144597E-2},{"$f":"O811*VLOOKUP($B811,$AR$36:$AZ$47,MATCH(AL$2,$AS$2:$BA$2,0)+1,FALSE)","v":6.1329409824674906E-2},{"$f":"P811*VLOOKUP($B811,$AR$36:$AZ$47,MATCH(AM$2,$AS$2:$BA$2,0)+1,FALSE)","v":0},{"$f":"Q811*VLOOKUP($B811,$AR$36:$AZ$47,MATCH(AN$2,$AS$2:$BA$2,0)+1,FALSE)","v":1.5800564938130762E-3},{"$f":"R811*VLOOKUP($B811,$AR$36:$BA$47,MATCH(AO$2,$AS$2:$BA$2,0)+1,FALSE)","v":0},0.94387539162566114]
[2006,2,3,18,null,2013,2,3,18,0.45027937829657055,0.38100096961969754,6.9736743817216196E-3,9.5902059409576537E-2,9.2023399999999964E-2,7.0185999999999998E-2,1.6225507348853347E-5,2.3657506337852615E-3,0,1.0987474578487002,null,null,0.42630401772239329,8.3996947445154027E-2,0.33704864735665047,7.2532549810440383E-2,6.4700032808888031E-2,3.9001204982351567E-3,8.1205220299159244E-6,1.7292153522627011E-3,0,0.99021965151605384,null,{"$f":"J812*VLOOKUP($B812,$AR$36:$AZ$47,MATCH(AG$2,$AS$2:$BA$2,0)+1,FALSE)","v":0.4395140022897211},{"$f":"K812*VLOOKUP($B812,$AR$36:$AZ$47,MATCH(AH$2,$AS$2:$BA$2,0)+1,FALSE)","v":0.34268546783964277},{"$f":"L812*VLOOKUP($B812,$AR$36:$AZ$47,MATCH(AI$2,$AS$2:$BA$2,0)+1,FALSE)","v":4.7488164369630954E-3},{"$f":"M812*VLOOKUP($B812,$AR$36:$AZ$47,MATCH(AJ$2,$AS$2:$BA$2,0)+1,FALSE)","v":8.8425396424831257E-2},{"$f":"N812*VLOOKUP($B812,$AR$36:$AZ$47,MATCH(AK$2,$AS$2:$BA$2,0)+1,FALSE)","v":7.2710783855659003E-2},{"$f":"O812*VLOOKUP($B812,$AR$36:$AZ$47,MATCH(AL$2,$AS$2:$BA$2,0)+1,FALSE)","v":6.16897781179006E-2},{"$f":"P812*VLOOKUP($B812,$AR$36:$AZ$47,MATCH(AM$2,$AS$2:$BA$2,0)+1,FALSE)","v":8.1205220299159244E-6},{"$f":"Q812*VLOOKUP($B812,$AR$36:$AZ$47,MATCH(AN$2,$AS$2:$BA$2,0)+1,FALSE)","v":1.8246434792502158E-3},{"$f":"R812*VLOOKUP($B812,$AR$36:$BA$47,MATCH(AO$2,$AS$2:$BA$2,0)+1,FALSE)","v":0},1.0116070089659979]
[2006,2,3,19,null,2013,2,3,19,0.47653436713622421,0.37197136401238673,8.7170929771520234E-3,9.8623904663057579E-2,9.0736199999999961E-2,6.9920999999999997E-2,2.028188418606668E-5,2.4450307537640017E-3,0,1.1189692414267707,null,null,0.45116104597437129,8.6380907644945729E-2,0.32906069824684647,7.1517982883810866E-2,6.4455746075146897E-2,4.8751506227939457E-3,1.0150652537394905E-5,1.7871641481495757E-3,0,1.009248846248602,null,{"$f":"J813*VLOOKUP($B813,$AR$36:$AZ$47,MATCH(AG$2,$AS$2:$BA$2,0)+1,FALSE)","v":0.4651412812218419},{"$f":"K813*VLOOKUP($B813,$AR$36:$AZ$47,MATCH(AH$2,$AS$2:$BA$2,0)+1,FALSE)","v":0.33456392782089317},{"$f":"L813*VLOOKUP($B813,$AR$36:$AZ$47,MATCH(AI$2,$AS$2:$BA$2,0)+1,FALSE)","v":5.9360205462038679E-3},{"$f":"M813*VLOOKUP($B813,$AR$36:$AZ$47,MATCH(AJ$2,$AS$2:$BA$2,0)+1,FALSE)","v":9.0935042693408394E-2},{"$f":"N813*VLOOKUP($B813,$AR$36:$AZ$47,MATCH(AK$2,$AS$2:$BA$2,0)+1,FALSE)","v":7.1693723836370377E-2},{"$f":"O813*VLOOKUP($B813,$AR$36:$AZ$47,MATCH(AL$2,$AS$2:$BA$2,0)+1,FALSE)","v":6.1456857147888865E-2},{"$f":"P813*VLOOKUP($B813,$AR$36:$AZ$47,MATCH(AM$2,$AS$2:$BA$2,0)+1,FALSE)","v":1.0150652537394905E-5},{"$f":"Q813*VLOOKUP($B813,$AR$36:$AZ$47,MATCH(AN$2,$AS$2:$BA$2,0)+1,FALSE)","v":1.8857902256094999E-3},{"$f":"R813*VLOOKUP($B813,$AR$36:$BA$47,MATCH(AO$2,$AS$2:$BA$2,0)+1,FALSE)","v":0},1.0316227941447536]
[2006,2,3,20,null,2013,2,3,20,0.44002225137244549,0.3627914468886147,8.7170929771520234E-3,0.10082423887137758,9.0359199999999987E-2,6.9329000000000002E-2,2.028188418606668E-5,2.4450307537640017E-3,0,1.07450854274754,null,null,0.41659303687626831,8.830809625795244E-2,0.32093977757700687,7.1220832688550381E-2,6.3910018730336512E-2,4.8751506227939457E-3,1.0150652537394905E-5,1.7871641481495757E-3,0,0.96764422755359558,null,{"$f":"J814*VLOOKUP($B814,$AR$36:$AZ$47,MATCH(AG$2,$AS$2:$BA$2,0)+1,FALSE)","v":0.42950210495729069},{"$f":"K814*VLOOKUP($B814,$AR$36:$AZ$47,MATCH(AH$2,$AS$2:$BA$2,0)+1,FALSE)","v":0.32630719241827982},{"$f":"L814*VLOOKUP($B814,$AR$36:$AZ$47,MATCH(AI$2,$AS$2:$BA$2,0)+1,FALSE)","v":5.9360205462038679E-3},{"$f":"M814*VLOOKUP($B814,$AR$36:$AZ$47,MATCH(AJ$2,$AS$2:$BA$2,0)+1,FALSE)","v":9.2963835670698561E-2},{"$f":"N814*VLOOKUP($B814,$AR$36:$AZ$47,MATCH(AK$2,$AS$2:$BA$2,0)+1,FALSE)","v":7.139584345471113E-2},{"$f":"O814*VLOOKUP($B814,$AR$36:$AZ$47,MATCH(AL$2,$AS$2:$BA$2,0)+1,FALSE)","v":6.0936520490353217E-2},{"$f":"P814*VLOOKUP($B814,$AR$36:$AZ$47,MATCH(AM$2,$AS$2:$BA$2,0)+1,FALSE)","v":1.0150652537394905E-5},{"$f":"Q814*VLOOKUP($B814,$AR$36:$AZ$47,MATCH(AN$2,$AS$2:$BA$2,0)+1,FALSE)","v":1.8857902256094999E-3},{"$f":"R814*VLOOKUP($B814,$AR$36:$BA$47,MATCH(AO$2,$AS$2:$BA$2,0)+1,FALSE)","v":0},0.98893745841568437]
[2006,2,3,21,null,2013,2,3,21,0.42029246125979841,0.3598386909496662,8.7170929771520234E-3,0.1042535296806207,9.0049299999999985E-2,6.8548999999999999E-2,2.028188418606668E-5,2.4450307537640017E-3,0,1.0541653875051875,null,null,0.39791376973847531,9.1311680973979722E-2,0.31832765195383511,7.097657049886541E-2,6.3190986080079586E-2,4.8751506227939457E-3,1.0150652537394905E-5,1.7871641481495757E-3,0,0.94839312466871606,null,{"$f":"J815*VLOOKUP($B815,$AR$36:$AZ$47,MATCH(AG$2,$AS$2:$BA$2,0)+1,FALSE)","v":0.41024401890069517},{"$f":"K815*VLOOKUP($B815,$AR$36:$AZ$47,MATCH(AH$2,$AS$2:$BA$2,0)+1,FALSE)","v":0.32365138145967554},{"$f":"L815*VLOOKUP($B815,$AR$36:$AZ$47,MATCH(AI$2,$AS$2:$BA$2,0)+1,FALSE)","v":5.9360205462038679E-3},{"$f":"M815*VLOOKUP($B815,$AR$36:$AZ$47,MATCH(AJ$2,$AS$2:$BA$2,0)+1,FALSE)","v":9.612577401832359E-2},{"$f":"N815*VLOOKUP($B815,$AR$36:$AZ$47,MATCH(AK$2,$AS$2:$BA$2,0)+1,FALSE)","v":7.1150981040185385E-2},{"$f":"O815*VLOOKUP($B815,$AR$36:$AZ$47,MATCH(AL$2,$AS$2:$BA$2,0)+1,FALSE)","v":6.025094178616773E-2},{"$f":"P815*VLOOKUP($B815,$AR$36:$AZ$47,MATCH(AM$2,$AS$2:$BA$2,0)+1,FALSE)","v":1.0150652537394905E-5},{"$f":"Q815*VLOOKUP($B815,$AR$36:$AZ$47,MATCH(AN$2,$AS$2:$BA$2,0)+1,FALSE)","v":1.8857902256094999E-3},{"$f":"R815*VLOOKUP($B815,$AR$36:$BA$47,MATCH(AO$2,$AS$2:$BA$2,0)+1,FALSE)","v":0},0.9692550586293982]
[2006,2,3,22,null,2013,2,3,22,0.38327456158719597,0.35013354302924826,8.7170929771520234E-3,9.8739989502514544E-2,8.8703500000000032E-2,6.8006999999999998E-2,2.028188418606668E-5,2.4450307537640017E-3,0,1.0000409997340609,null,null,0.36286690745982791,8.6482581917834936E-2,0.3097420911815405,6.9915815239497817E-2,6.2691350571824137E-2,4.8751506227939457E-3,1.0150652537394905E-5,1.7871641481495757E-3,0,0.89837121179400636,null,{"$f":"J816*VLOOKUP($B816,$AR$36:$AZ$47,MATCH(AG$2,$AS$2:$BA$2,0)+1,FALSE)","v":0.37411115111755427},{"$f":"K816*VLOOKUP($B816,$AR$36:$AZ$47,MATCH(AH$2,$AS$2:$BA$2,0)+1,FALSE)","v":0.31492223528747271},{"$f":"L816*VLOOKUP($B816,$AR$36:$AZ$47,MATCH(AI$2,$AS$2:$BA$2,0)+1,FALSE)","v":5.9360205462038679E-3},{"$f":"M816*VLOOKUP($B816,$AR$36:$AZ$47,MATCH(AJ$2,$AS$2:$BA$2,0)+1,FALSE)","v":9.1042077391214588E-2},{"$f":"N816*VLOOKUP($B816,$AR$36:$AZ$47,MATCH(AK$2,$AS$2:$BA$2,0)+1,FALSE)","v":7.0087619189689282E-2},{"$f":"O816*VLOOKUP($B816,$AR$36:$AZ$47,MATCH(AL$2,$AS$2:$BA$2,0)+1,FALSE)","v":5.9774552481464481E-2},{"$f":"P816*VLOOKUP($B816,$AR$36:$AZ$47,MATCH(AM$2,$AS$2:$BA$2,0)+1,FALSE)","v":1.0150652537394905E-5},{"$f":"Q816*VLOOKUP($B816,$AR$36:$AZ$47,MATCH(AN$2,$AS$2:$BA$2,0)+1,FALSE)","v":1.8857902256094999E-3},{"$f":"R816*VLOOKUP($B816,$AR$36:$BA$47,MATCH(AO$2,$AS$2:$BA$2,0)+1,FALSE)","v":0},0.9177695968917462]
[2006,2,3,23,null,2013,2,3,23,0.31888955325960577,0.34904416443056291,8.7170929771520234E-3,0.10285316852203399,8.8033799999999982E-2,6.7474999999999993E-2,2.028188418606668E-5,2.4450307537640017E-3,0,0.93747809182730468,null,null,0.30191011251403882,9.0085158171797894E-2,0.30877838344212799,6.9387959839588065E-2,6.2200933430879658E-2,4.8751506227939457E-3,1.0150652537394905E-5,1.7871641481495757E-3,0,0.83903501282191351,null,{"$f":"J817*VLOOKUP($B817,$AR$36:$AZ$47,MATCH(AG$2,$AS$2:$BA$2,0)+1,FALSE)","v":0.31126547338616589},{"$f":"K817*VLOOKUP($B817,$AR$36:$AZ$47,MATCH(AH$2,$AS$2:$BA$2,0)+1,FALSE)","v":0.3139424104457732},{"$f":"L817*VLOOKUP($B817,$AR$36:$AZ$47,MATCH(AI$2,$AS$2:$BA$2,0)+1,FALSE)","v":5.9360205462038679E-3},{"$f":"M817*VLOOKUP($B817,$AR$36:$AZ$47,MATCH(AJ$2,$AS$2:$BA$2,0)+1,FALSE)","v":9.4834587037060492E-2},{"$f":"N817*VLOOKUP($B817,$AR$36:$AZ$47,MATCH(AK$2,$AS$2:$BA$2,0)+1,FALSE)","v":6.9558466692083903E-2},{"$f":"O817*VLOOKUP($B817,$AR$36:$AZ$47,MATCH(AL$2,$AS$2:$BA$2,0)+1,FALSE)","v":5.9306952647327708E-2},{"$f":"P817*VLOOKUP($B817,$AR$36:$AZ$47,MATCH(AM$2,$AS$2:$BA$2,0)+1,FALSE)","v":1.0150652537394905E-5},{"$f":"Q817*VLOOKUP($B817,$AR$36:$AZ$47,MATCH(AN$2,$AS$2:$BA$2,0)+1,FALSE)","v":1.8857902256094999E-3},{"$f":"R817*VLOOKUP($B817,$AR$36:$BA$47,MATCH(AO$2,$AS$2:$BA$2,0)+1,FALSE)","v":0},0.8567398516327619]
[2006,2,3,24,null,2013,2,3,24,0.22153351014688299,0.35841170725353177,8.7170929771520234E-3,0.12470727584034072,8.7372099999999994E-2,6.7113000000000006E-2,2.028188418606668E-5,2.4450307537640017E-3,0,0.87031999885585742,null,null,0.20973784274339727,0.1092263352766272,0.31706528528568151,6.8866410014113588E-2,6.1867228534221969E-2,4.8751506227939457E-3,1.0150652537394905E-5,1.7871641481495757E-3,0,0.77343556727752261,null,{"$f":"J818*VLOOKUP($B818,$AR$36:$AZ$47,MATCH(AG$2,$AS$2:$BA$2,0)+1,FALSE)","v":0.21623703944491446},{"$f":"K818*VLOOKUP($B818,$AR$36:$AZ$47,MATCH(AH$2,$AS$2:$BA$2,0)+1,FALSE)","v":0.32236790290055933},{"$f":"L818*VLOOKUP($B818,$AR$36:$AZ$47,MATCH(AI$2,$AS$2:$BA$2,0)+1,FALSE)","v":5.9360205462038679E-3},{"$f":"M818*VLOOKUP($B818,$AR$36:$AZ$47,MATCH(AJ$2,$AS$2:$BA$2,0)+1,FALSE)","v":0.1149849166027581},{"$f":"N818*VLOOKUP($B818,$AR$36:$AZ$47,MATCH(AK$2,$AS$2:$BA$2,0)+1,FALSE)","v":6.9035635263585415E-2},{"$f":"O818*VLOOKUP($B818,$AR$36:$AZ$47,MATCH(AL$2,$AS$2:$BA$2,0)+1,FALSE)","v":5.8988773812821124E-2},{"$f":"P818*VLOOKUP($B818,$AR$36:$AZ$47,MATCH(AM$2,$AS$2:$BA$2,0)+1,FALSE)","v":1.0150652537394905E-5},{"$f":"Q818*VLOOKUP($B818,$AR$36:$AZ$47,MATCH(AN$2,$AS$2:$BA$2,0)+1,FALSE)","v":1.8857902256094999E-3},{"$f":"R818*VLOOKUP($B818,$AR$36:$BA$47,MATCH(AO$2,$AS$2:$BA$2,0)+1,FALSE)","v":0},0.78944622944898912]
[2006,2,4,1,null,2013,2,4,1,0.22693674289893928,0.31440731613771222,8.7170929771520234E-3,8.6787033506831063E-2,8.7858499999999992E-2,6.6060999999999995E-2,2.028188418606668E-5,2.4450307537640017E-3,0,0.79323299815858461,null,null,0.21485337754671152,7.6013444729698523E-2,0.27813724655091293,6.9249788939775958E-2,6.0897456293106209E-2,4.8751506227939457E-3,1.0150652537394905E-5,1.7871641481495757E-3,0,0.70582377948368613,null,{"$f":"J819*VLOOKUP($B819,$AR$36:$AZ$47,MATCH(AG$2,$AS$2:$BA$2,0)+1,FALSE)","v":0.22151109054879387},{"$f":"K819*VLOOKUP($B819,$AR$36:$AZ$47,MATCH(AH$2,$AS$2:$BA$2,0)+1,FALSE)","v":0.28278882946256978},{"$f":"L819*VLOOKUP($B819,$AR$36:$AZ$47,MATCH(AI$2,$AS$2:$BA$2,0)+1,FALSE)","v":5.9360205462038679E-3},{"$f":"M819*VLOOKUP($B819,$AR$36:$AZ$47,MATCH(AJ$2,$AS$2:$BA$2,0)+1,FALSE)","v":8.0020991098866082E-2},{"$f":"N819*VLOOKUP($B819,$AR$36:$AZ$47,MATCH(AK$2,$AS$2:$BA$2,0)+1,FALSE)","v":6.9419956265280552E-2},{"$f":"O819*VLOOKUP($B819,$AR$36:$AZ$47,MATCH(AL$2,$AS$2:$BA$2,0)+1,FALSE)","v":5.8064121509227358E-2},{"$f":"P819*VLOOKUP($B819,$AR$36:$AZ$47,MATCH(AM$2,$AS$2:$BA$2,0)+1,FALSE)","v":1.0150652537394905E-5},{"$f":"Q819*VLOOKUP($B819,$AR$36:$AZ$47,MATCH(AN$2,$AS$2:$BA$2,0)+1,FALSE)","v":1.8857902256094999E-3},{"$f":"R819*VLOOKUP($B819,$AR$36:$BA$47,MATCH(AO$2,$AS$2:$BA$2,0)+1,FALSE)","v":0},0.71963695030908836]
[2006,2,4,2,null,2013,2,4,2,0.21158718339793295,0.30850957798024947,8.7170929771520234E-3,8.4162344327316049E-2,8.7719099999999994E-2,6.6103999999999996E-2,2.028188418606668E-5,2.4450307537640017E-3,0,0.76926461132060042,null,null,0.20032111335486108,7.3714579820760281E-2,0.27291987224758579,6.9139914305241967E-2,6.093709527254345E-2,4.8751506227939457E-3,1.0150652537394905E-5,1.7871641481495757E-3,0,0.68370504042447366,null,{"$f":"J820*VLOOKUP($B820,$AR$36:$AZ$47,MATCH(AG$2,$AS$2:$BA$2,0)+1,FALSE)","v":0.20652851161037286},{"$f":"K820*VLOOKUP($B820,$AR$36:$AZ$47,MATCH(AH$2,$AS$2:$BA$2,0)+1,FALSE)","v":0.27748419949875841},{"$f":"L820*VLOOKUP($B820,$AR$36:$AZ$47,MATCH(AI$2,$AS$2:$BA$2,0)+1,FALSE)","v":5.9360205462038679E-3},{"$f":"M820*VLOOKUP($B820,$AR$36:$AZ$47,MATCH(AJ$2,$AS$2:$BA$2,0)+1,FALSE)","v":7.7600926476485255E-2},{"$f":"N820*VLOOKUP($B820,$AR$36:$AZ$47,MATCH(AK$2,$AS$2:$BA$2,0)+1,FALSE)","v":6.9309811636094065E-2},{"$f":"O820*VLOOKUP($B820,$AR$36:$AZ$47,MATCH(AL$2,$AS$2:$BA$2,0)+1,FALSE)","v":5.8101916232663225E-2},{"$f":"P820*VLOOKUP($B820,$AR$36:$AZ$47,MATCH(AM$2,$AS$2:$BA$2,0)+1,FALSE)","v":1.0150652537394905E-5},{"$f":"Q820*VLOOKUP($B820,$AR$36:$AZ$47,MATCH(AN$2,$AS$2:$BA$2,0)+1,FALSE)","v":1.8857902256094999E-3},{"$f":"R820*VLOOKUP($B820,$AR$36:$BA$47,MATCH(AO$2,$AS$2:$BA$2,0)+1,FALSE)","v":0},0.69685732687872459]
[2006,2,4,3,null,2013,2,4,3,0.20404401480259599,0.30771030614434663,8.7170929771520234E-3,8.3356871542280817E-2,8.7633600000000006E-2,6.5616999999999995E-2,2.028188418606668E-5,2.4450307537640017E-3,0,0.7595441981043255,null,null,0.19317958470943516,7.3009097002042514E-2,0.27221280451641905,6.9072523478465389E-2,6.0488160784498417E-2,4.8751506227939457E-3,1.0150652537394905E-5,1.7871641481495757E-3,0,0.67463463591434147,null,{"$f":"J821*VLOOKUP($B821,$AR$36:$AZ$47,MATCH(AG$2,$AS$2:$BA$2,0)+1,FALSE)","v":0.19916568670858692},{"$f":"K821*VLOOKUP($B821,$AR$36:$AZ$47,MATCH(AH$2,$AS$2:$BA$2,0)+1,FALSE)","v":0.27676530672719718},{"$f":"L821*VLOOKUP($B821,$AR$36:$AZ$47,MATCH(AI$2,$AS$2:$BA$2,0)+1,FALSE)","v":5.9360205462038679E-3},{"$f":"M821*VLOOKUP($B821,$AR$36:$AZ$47,MATCH(AJ$2,$AS$2:$BA$2,0)+1,FALSE)","v":7.6858249512459176E-2},{"$f":"N821*VLOOKUP($B821,$AR$36:$AZ$47,MATCH(AK$2,$AS$2:$BA$2,0)+1,FALSE)","v":6.9242255210014855E-2},{"$f":"O821*VLOOKUP($B821,$AR$36:$AZ$47,MATCH(AL$2,$AS$2:$BA$2,0)+1,FALSE)","v":5.7673869016075623E-2},{"$f":"P821*VLOOKUP($B821,$AR$36:$AZ$47,MATCH(AM$2,$AS$2:$BA$2,0)+1,FALSE)","v":1.0150652537394905E-5},{"$f":"Q821*VLOOKUP($B821,$AR$36:$AZ$47,MATCH(AN$2,$AS$2:$BA$2,0)+1,FALSE)","v":1.8857902256094999E-3},{"$f":"R821*VLOOKUP($B821,$AR$36:$BA$47,MATCH(AO$2,$AS$2:$BA$2,0)+1,FALSE)","v":0},0.68753732859868444]
[2006,2,4,4,null,2013,2,4,4,0.19974902893875221,0.31149699260463604,8.7170929771520234E-3,8.6671089189510206E-2,8.83322E-2,6.5311999999999995E-2,2.028188418606668E-5,2.4450307537640017E-3,0,0.76274371634800053,null,null,0.1891132876101895,7.5911893534776106E-2,0.27556265832565807,6.9623157766022389E-2,6.0207000581513341E-2,4.8751506227939457E-3,1.0150652537394905E-5,1.7871641481495757E-3,0,0.67709046324164024,null,{"$f":"J822*VLOOKUP($B822,$AR$36:$AZ$47,MATCH(AG$2,$AS$2:$BA$2,0)+1,FALSE)","v":0.1949733862884854},{"$f":"K822*VLOOKUP($B822,$AR$36:$AZ$47,MATCH(AH$2,$AS$2:$BA$2,0)+1,FALSE)","v":0.28017118367943061},{"$f":"L822*VLOOKUP($B822,$AR$36:$AZ$47,MATCH(AI$2,$AS$2:$BA$2,0)+1,FALSE)","v":5.9360205462038679E-3},{"$f":"M822*VLOOKUP($B822,$AR$36:$AZ$47,MATCH(AJ$2,$AS$2:$BA$2,0)+1,FALSE)","v":7.9914085967887433E-2},{"$f":"N822*VLOOKUP($B822,$AR$36:$AZ$47,MATCH(AK$2,$AS$2:$BA$2,0)+1,FALSE)","v":6.97942425697686E-2},{"$f":"O822*VLOOKUP($B822,$AR$36:$AZ$47,MATCH(AL$2,$AS$2:$BA$2,0)+1,FALSE)","v":5.7405790163797966E-2},{"$f":"P822*VLOOKUP($B822,$AR$36:$AZ$47,MATCH(AM$2,$AS$2:$BA$2,0)+1,FALSE)","v":1.0150652537394905E-5},{"$f":"Q822*VLOOKUP($B822,$AR$36:$AZ$47,MATCH(AN$2,$AS$2:$BA$2,0)+1,FALSE)","v":1.8857902256094999E-3},{"$f":"R822*VLOOKUP($B822,$AR$36:$BA$47,MATCH(AO$2,$AS$2:$BA$2,0)+1,FALSE)","v":0},0.69009065009372084]
[2006,2,4,5,null,2013,2,4,5,0.20815128282951773,0.31617506677293605,8.7170929771520234E-3,8.4747010390632191E-2,9.1157399999999972E-2,6.5116999999999994E-2,2.028188418606668E-5,2.4450307537640017E-3,0,0.77653016560818788,null,null,0.19706815910598732,7.4226666473494102E-2,0.27970106923897792,7.1849971377826061E-2,6.0027242418949106E-2,4.8751506227939457E-3,1.0150652537394905E-5,1.7871641481495757E-3,0,0.68954557403871553,null,{"$f":"J823*VLOOKUP($B823,$AR$36:$AZ$47,MATCH(AG$2,$AS$2:$BA$2,0)+1,FALSE)","v":0.20317475729009599},{"$f":"K823*VLOOKUP($B823,$AR$36:$AZ$47,MATCH(AH$2,$AS$2:$BA$2,0)+1,FALSE)","v":0.28437880560898265},{"$f":"L823*VLOOKUP($B823,$AR$36:$AZ$47,MATCH(AI$2,$AS$2:$BA$2,0)+1,FALSE)","v":5.9360205462038679E-3},{"$f":"M823*VLOOKUP($B823,$AR$36:$AZ$47,MATCH(AJ$2,$AS$2:$BA$2,0)+1,FALSE)","v":7.8140011129548645E-2},{"$f":"N823*VLOOKUP($B823,$AR$36:$AZ$47,MATCH(AK$2,$AS$2:$BA$2,0)+1,FALSE)","v":7.2026528124844877E-2},{"$f":"O823*VLOOKUP($B823,$AR$36:$AZ$47,MATCH(AL$2,$AS$2:$BA$2,0)+1,FALSE)","v":5.723439548775159E-2},{"$f":"P823*VLOOKUP($B823,$AR$36:$AZ$47,MATCH(AM$2,$AS$2:$BA$2,0)+1,FALSE)","v":1.0150652537394905E-5},{"$f":"Q823*VLOOKUP($B823,$AR$36:$AZ$47,MATCH(AN$2,$AS$2:$BA$2,0)+1,FALSE)","v":1.8857902256094999E-3},{"$f":"R823*VLOOKUP($B823,$AR$36:$BA$47,MATCH(AO$2,$AS$2:$BA$2,0)+1,FALSE)","v":0},0.70278645906557446]
[2006,2,4,6,null,2013,2,4,6,0.2279639123927725,0.33297305867837385,8.7170929771520234E-3,8.1346864909273134E-2,9.4288600000000042E-2,6.8125000000000005E-2,2.028188418606668E-5,2.4450307537640017E-3,0,0.81587984159552163,null,null,0.21582585486459255,7.1248609035917593E-2,0.29456124257577321,7.4317973211777605E-2,6.2800127306093773E-2,4.8751506227939457E-3,1.0150652537394905E-5,1.7871641481495757E-3,0,0.72542627241763569,null,{"$f":"J824*VLOOKUP($B824,$AR$36:$AZ$47,MATCH(AG$2,$AS$2:$BA$2,0)+1,FALSE)","v":0.22251370225393663},{"$f":"K824*VLOOKUP($B824,$AR$36:$AZ$47,MATCH(AH$2,$AS$2:$BA$2,0)+1,FALSE)","v":0.29948750131814939},{"$f":"L824*VLOOKUP($B824,$AR$36:$AZ$47,MATCH(AI$2,$AS$2:$BA$2,0)+1,FALSE)","v":5.9360205462038679E-3},{"$f":"M824*VLOOKUP($B824,$AR$36:$AZ$47,MATCH(AJ$2,$AS$2:$BA$2,0)+1,FALSE)","v":7.5004945897975003E-2},{"$f":"N824*VLOOKUP($B824,$AR$36:$AZ$47,MATCH(AK$2,$AS$2:$BA$2,0)+1,FALSE)","v":7.4500594573257389E-2},{"$f":"O824*VLOOKUP($B824,$AR$36:$AZ$47,MATCH(AL$2,$AS$2:$BA$2,0)+1,FALSE)","v":5.9878268234148962E-2},{"$f":"P824*VLOOKUP($B824,$AR$36:$AZ$47,MATCH(AM$2,$AS$2:$BA$2,0)+1,FALSE)","v":1.0150652537394905E-5},{"$f":"Q824*VLOOKUP($B824,$AR$36:$AZ$47,MATCH(AN$2,$AS$2:$BA$2,0)+1,FALSE)","v":1.8857902256094999E-3},{"$f":"R824*VLOOKUP($B824,$AR$36:$BA$47,MATCH(AO$2,$AS$2:$BA$2,0)+1,FALSE)","v":0},0.73921697370181827]
[2006,2,4,7,null,2013,2,4,7,0.26383159504719444,0.37632019538041939,8.7170929771520234E-3,8.678162490401882E-2,0.10616170000000003,7.4040999999999996E-2,2.028188418606668E-5,2.4450307537640017E-3,0,0.91831852094673483,null,null,0.24978374403068479,7.600870754126933E-2,0.33290784785289773,8.367631269015309E-2,6.8253713407273223E-2,4.8751506227939457E-3,1.0150652537394905E-5,1.7871641481495757E-3,0,0.81730279094575919,null,{"$f":"J825*VLOOKUP($B825,$AR$36:$AZ$47,MATCH(AG$2,$AS$2:$BA$2,0)+1,FALSE)","v":0.25752385265420569},{"$f":"K825*VLOOKUP($B825,$AR$36:$AZ$47,MATCH(AH$2,$AS$2:$BA$2,0)+1,FALSE)","v":0.33847541737273745},{"$f":"L825*VLOOKUP($B825,$AR$36:$AZ$47,MATCH(AI$2,$AS$2:$BA$2,0)+1,FALSE)","v":5.9360205462038679E-3},{"$f":"M825*VLOOKUP($B825,$AR$36:$AZ$47,MATCH(AJ$2,$AS$2:$BA$2,0)+1,FALSE)","v":8.0016004158536325E-2},{"$f":"N825*VLOOKUP($B825,$AR$36:$AZ$47,MATCH(AK$2,$AS$2:$BA$2,0)+1,FALSE)","v":8.3881930274792266E-2},{"$f":"O825*VLOOKUP($B825,$AR$36:$AZ$47,MATCH(AL$2,$AS$2:$BA$2,0)+1,FALSE)","v":6.5078119021278857E-2},{"$f":"P825*VLOOKUP($B825,$AR$36:$AZ$47,MATCH(AM$2,$AS$2:$BA$2,0)+1,FALSE)","v":1.0150652537394905E-5},{"$f":"Q825*VLOOKUP($B825,$AR$36:$AZ$47,MATCH(AN$2,$AS$2:$BA$2,0)+1,FALSE)","v":1.8857902256094999E-3},{"$f":"R825*VLOOKUP($B825,$AR$36:$BA$47,MATCH(AO$2,$AS$2:$BA$2,0)+1,FALSE)","v":0},0.83280728490590161]
[2006,2,4,8,null,2013,2,4,8,0.28097697460073684,0.43644063627340063,3.3415523079082759E-3,0.11065184356007585,0.11493209999999998,7.8852000000000005E-2,7.7747222713255616E-6,2.2005837171628841E-3,0,1.0274034651815556,null,null,0.26601620889883254,9.6915719489721192E-2,0.38609278673032671,9.0589113943502608E-2,7.2688669920588714E-2,1.8688077387376792E-3,3.8910834726680473E-6,1.608488694165044E-3,0,0.91578368649934727,null,{"$f":"J826*VLOOKUP($B826,$AR$36:$AZ$47,MATCH(AG$2,$AS$2:$BA$2,0)+1,FALSE)","v":0.27425931679396148},{"$f":"K826*VLOOKUP($B826,$AR$36:$AZ$47,MATCH(AH$2,$AS$2:$BA$2,0)+1,FALSE)","v":0.39254982415102335},{"$f":"L826*VLOOKUP($B826,$AR$36:$AZ$47,MATCH(AI$2,$AS$2:$BA$2,0)+1,FALSE)","v":2.2754745427114829E-3},{"$f":"M826*VLOOKUP($B826,$AR$36:$AZ$47,MATCH(AJ$2,$AS$2:$BA$2,0)+1,FALSE)","v":0.10202526611186694},{"$f":"N826*VLOOKUP($B826,$AR$36:$AZ$47,MATCH(AK$2,$AS$2:$BA$2,0)+1,FALSE)","v":9.0811718336607727E-2},{"$f":"O826*VLOOKUP($B826,$AR$36:$AZ$47,MATCH(AL$2,$AS$2:$BA$2,0)+1,FALSE)","v":6.9306733310812677E-2},{"$f":"P826*VLOOKUP($B826,$AR$36:$AZ$47,MATCH(AM$2,$AS$2:$BA$2,0)+1,FALSE)","v":3.8910834726680473E-6},{"$f":"Q826*VLOOKUP($B826,$AR$36:$AZ$47,MATCH(AN$2,$AS$2:$BA$2,0)+1,FALSE)","v":1.6972544243350389E-3},{"$f":"R826*VLOOKUP($B826,$AR$36:$BA$47,MATCH(AO$2,$AS$2:$BA$2,0)+1,FALSE)","v":0},0.93292947875479126]
[2006,2,4,9,null,2013,2,4,9,0.26247503293845043,0.46339525090132117,0,0.11418560269139273,0.11996159999999997,8.1412999999999999E-2,0,2.0486301538702968E-3,0,1.0434791166850346,null,null,0.24849941277963949,0.10001080401516797,0.40993791344858355,9.4553349771255221E-2,7.5049493788932289E-2,0,0,1.4974201687151995E-3,0,0.92954839397229372,null,{"$f":"J827*VLOOKUP($B827,$AR$36:$AZ$47,MATCH(AG$2,$AS$2:$BA$2,0)+1,FALSE)","v":0.25619972352347753},{"$f":"K827*VLOOKUP($B827,$AR$36:$AZ$47,MATCH(AH$2,$AS$2:$BA$2,0)+1,FALSE)","v":0.41679373810595693},{"$f":"L827*VLOOKUP($B827,$AR$36:$AZ$47,MATCH(AI$2,$AS$2:$BA$2,0)+1,FALSE)","v":0},{"$f":"M827*VLOOKUP($B827,$AR$36:$AZ$47,MATCH(AJ$2,$AS$2:$BA$2,0)+1,FALSE)","v":0.10528352828037842},{"$f":"N827*VLOOKUP($B827,$AR$36:$AZ$47,MATCH(AK$2,$AS$2:$BA$2,0)+1,FALSE)","v":9.478569547070663E-2},{"$f":"O827*VLOOKUP($B827,$AR$36:$AZ$47,MATCH(AL$2,$AS$2:$BA$2,0)+1,FALSE)","v":7.1557716722888354E-2},{"$f":"P827*VLOOKUP($B827,$AR$36:$AZ$47,MATCH(AM$2,$AS$2:$BA$2,0)+1,FALSE)","v":0},{"$f":"Q827*VLOOKUP($B827,$AR$36:$AZ$47,MATCH(AN$2,$AS$2:$BA$2,0)+1,FALSE)","v":1.5800564938130762E-3},{"$f":"R827*VLOOKUP($B827,$AR$36:$BA$47,MATCH(AO$2,$AS$2:$BA$2,0)+1,FALSE)","v":0},0.94620045859722091]
[2006,2,4,10,null,2013,2,4,10,0.25814659591719152,0.47303598588530904,0,0.11090899547399798,0.12239310000000006,8.3789000000000002E-2,0,2.0486301538702968E-3,0,1.0503223074303689,null,null,0.24440144564731908,9.7140949020057862E-2,0.41846649196931668,9.6469850301164922E-2,7.7239777862022629E-2,0,0,1.4974201687151995E-3,0,0.93521593496859645,null,{"$f":"J828*VLOOKUP($B828,$AR$36:$AZ$47,MATCH(AG$2,$AS$2:$BA$2,0)+1,FALSE)","v":0.25197477170341104},{"$f":"K828*VLOOKUP($B828,$AR$36:$AZ$47,MATCH(AH$2,$AS$2:$BA$2,0)+1,FALSE)","v":0.4254649490522272},{"$f":"L828*VLOOKUP($B828,$AR$36:$AZ$47,MATCH(AI$2,$AS$2:$BA$2,0)+1,FALSE)","v":0},{"$f":"M828*VLOOKUP($B828,$AR$36:$AZ$47,MATCH(AJ$2,$AS$2:$BA$2,0)+1,FALSE)","v":0.10226237009138479},{"$f":"N828*VLOOKUP($B828,$AR$36:$AZ$47,MATCH(AK$2,$AS$2:$BA$2,0)+1,FALSE)","v":9.6706905412363209E-2},{"$f":"O828*VLOOKUP($B828,$AR$36:$AZ$47,MATCH(AL$2,$AS$2:$BA$2,0)+1,FALSE)","v":7.3646094929484138E-2},{"$f":"P828*VLOOKUP($B828,$AR$36:$AZ$47,MATCH(AM$2,$AS$2:$BA$2,0)+1,FALSE)","v":0},{"$f":"Q828*VLOOKUP($B828,$AR$36:$AZ$47,MATCH(AN$2,$AS$2:$BA$2,0)+1,FALSE)","v":1.5800564938130762E-3},{"$f":"R828*VLOOKUP($B828,$AR$36:$BA$47,MATCH(AO$2,$AS$2:$BA$2,0)+1,FALSE)","v":0},0.95163514768268342]
[2006,2,4,11,null,2013,2,4,11,0.25377331249667495,0.47967112233407383,0,0.11500954071784861,0.12408389999999998,8.5045999999999997E-2,0,2.0486301538702968E-3,0,1.0596325057024676,null,null,0.24026101998568236,0.10073245983290911,0.42433619819950091,9.7802533458052052E-2,7.8398526633013596E-2,0,0,1.4974201687151995E-3,0,0.94302815827787323,null,{"$f":"J829*VLOOKUP($B829,$AR$36:$AZ$47,MATCH(AG$2,$AS$2:$BA$2,0)+1,FALSE)","v":0.24770604568142443},{"$f":"K829*VLOOKUP($B829,$AR$36:$AZ$47,MATCH(AH$2,$AS$2:$BA$2,0)+1,FALSE)","v":0.43143282057862886},{"$f":"L829*VLOOKUP($B829,$AR$36:$AZ$47,MATCH(AI$2,$AS$2:$BA$2,0)+1,FALSE)","v":0},{"$f":"M829*VLOOKUP($B829,$AR$36:$AZ$47,MATCH(AJ$2,$AS$2:$BA$2,0)+1,FALSE)","v":0.10604323090894968},{"$f":"N829*VLOOKUP($B829,$AR$36:$AZ$47,MATCH(AK$2,$AS$2:$BA$2,0)+1,FALSE)","v":9.8042863368091246E-2},{"$f":"O829*VLOOKUP($B829,$AR$36:$AZ$47,MATCH(AL$2,$AS$2:$BA$2,0)+1,FALSE)","v":7.4750931379690744E-2},{"$f":"P829*VLOOKUP($B829,$AR$36:$AZ$47,MATCH(AM$2,$AS$2:$BA$2,0)+1,FALSE)","v":0},{"$f":"Q829*VLOOKUP($B829,$AR$36:$AZ$47,MATCH(AN$2,$AS$2:$BA$2,0)+1,FALSE)","v":1.5800564938130762E-3},{"$f":"R829*VLOOKUP($B829,$AR$36:$BA$47,MATCH(AO$2,$AS$2:$BA$2,0)+1,FALSE)","v":0},0.95955594841059799]
[2006,2,4,12,null,2013,2,4,12,0.25989860497753903,0.47156977735325795,0,0.10598593604719785,0.1241785,8.3872000000000002E-2,0,2.0486301538702968E-3,0,1.0475534485318652,null,null,0.24606016807057926,9.2829029479558317E-2,0.41716942544750735,9.787709687574872E-2,7.7316290310703806E-2,0,0,1.4974201687151995E-3,0,0.93274943035281277,null,{"$f":"J830*VLOOKUP($B830,$AR$36:$AZ$47,MATCH(AG$2,$AS$2:$BA$2,0)+1,FALSE)","v":0.25368489335516037},{"$f":"K830*VLOOKUP($B830,$AR$36:$AZ$47,MATCH(AH$2,$AS$2:$BA$2,0)+1,FALSE)","v":0.42414619031715645},{"$f":"L830*VLOOKUP($B830,$AR$36:$AZ$47,MATCH(AI$2,$AS$2:$BA$2,0)+1,FALSE)","v":0},{"$f":"M830*VLOOKUP($B830,$AR$36:$AZ$47,MATCH(AJ$2,$AS$2:$BA$2,0)+1,FALSE)","v":9.7723119483859949E-2},{"$f":"N830*VLOOKUP($B830,$AR$36:$AZ$47,MATCH(AK$2,$AS$2:$BA$2,0)+1,FALSE)","v":9.8117610010279493E-2},{"$f":"O830*VLOOKUP($B830,$AR$36:$AZ$47,MATCH(AL$2,$AS$2:$BA$2,0)+1,FALSE)","v":7.3719047535185933E-2},{"$f":"P830*VLOOKUP($B830,$AR$36:$AZ$47,MATCH(AM$2,$AS$2:$BA$2,0)+1,FALSE)","v":0},{"$f":"Q830*VLOOKUP($B830,$AR$36:$AZ$47,MATCH(AN$2,$AS$2:$BA$2,0)+1,FALSE)","v":1.5800564938130762E-3},{"$f":"R830*VLOOKUP($B830,$AR$36:$BA$47,MATCH(AO$2,$AS$2:$BA$2,0)+1,FALSE)","v":0},0.94897091719545523]
[2006,2,4,13,null,2013,2,4,13,0.26334368401074448,0.46554367258759166,0,9.9763664510242434E-2,0.12376209999999996,8.4734000000000004E-2,0,2.0486301538702968E-3,0,1.0391957512624488,null,null,0.2493218120720937,8.7379179721410891E-2,0.41183849292488239,9.7548891726394651E-2,7.811091357291082E-2,0,0,1.4974201687151995E-3,0,0.92569671018640776,null,{"$f":"J831*VLOOKUP($B831,$AR$36:$AZ$47,MATCH(AG$2,$AS$2:$BA$2,0)+1,FALSE)","v":0.25704760669952154},{"$f":"K831*VLOOKUP($B831,$AR$36:$AZ$47,MATCH(AH$2,$AS$2:$BA$2,0)+1,FALSE)","v":0.41872610298001833},{"$f":"L831*VLOOKUP($B831,$AR$36:$AZ$47,MATCH(AI$2,$AS$2:$BA$2,0)+1,FALSE)","v":0},{"$f":"M831*VLOOKUP($B831,$AR$36:$AZ$47,MATCH(AJ$2,$AS$2:$BA$2,0)+1,FALSE)","v":9.1985945217680595E-2},{"$f":"N831*VLOOKUP($B831,$AR$36:$AZ$47,MATCH(AK$2,$AS$2:$BA$2,0)+1,FALSE)","v":9.7788598363269072E-2},{"$f":"O831*VLOOKUP($B831,$AR$36:$AZ$47,MATCH(AL$2,$AS$2:$BA$2,0)+1,FALSE)","v":7.4476699898016557E-2},{"$f":"P831*VLOOKUP($B831,$AR$36:$AZ$47,MATCH(AM$2,$AS$2:$BA$2,0)+1,FALSE)","v":0},{"$f":"Q831*VLOOKUP($B831,$AR$36:$AZ$47,MATCH(AN$2,$AS$2:$BA$2,0)+1,FALSE)","v":1.5800564938130762E-3},{"$f":"R831*VLOOKUP($B831,$AR$36:$BA$47,MATCH(AO$2,$AS$2:$BA$2,0)+1,FALSE)","v":0},0.94160500965231908]
[2006,2,4,14,null,2013,2,4,14,0.26248535756439956,0.46174371854121787,0,9.4744415101860102E-2,0.12316840000000001,8.5233000000000003E-2,0,2.0486301538702968E-3,0,1.0294235213613478,null,null,0.24850918766548979,8.2983011053442621E-2,0.40847690208004506,9.7080939283619716E-2,7.8570910101729036E-2,0,0,1.4974201687151995E-3,0,0.91711837035304145,null,{"$f":"J832*VLOOKUP($B832,$AR$36:$AZ$47,MATCH(AG$2,$AS$2:$BA$2,0)+1,FALSE)","v":0.25620980130605381},{"$f":"K832*VLOOKUP($B832,$AR$36:$AZ$47,MATCH(AH$2,$AS$2:$BA$2,0)+1,FALSE)","v":0.41530829270134495},{"$f":"L832*VLOOKUP($B832,$AR$36:$AZ$47,MATCH(AI$2,$AS$2:$BA$2,0)+1,FALSE)","v":0},{"$f":"M832*VLOOKUP($B832,$AR$36:$AZ$47,MATCH(AJ$2,$AS$2:$BA$2,0)+1,FALSE)","v":8.735800373838648E-2},{"$f":"N832*VLOOKUP($B832,$AR$36:$AZ$47,MATCH(AK$2,$AS$2:$BA$2,0)+1,FALSE)","v":9.7319496022178639E-2},{"$f":"O832*VLOOKUP($B832,$AR$36:$AZ$47,MATCH(AL$2,$AS$2:$BA$2,0)+1,FALSE)","v":7.4915294479283939E-2},{"$f":"P832*VLOOKUP($B832,$AR$36:$AZ$47,MATCH(AM$2,$AS$2:$BA$2,0)+1,FALSE)","v":0},{"$f":"Q832*VLOOKUP($B832,$AR$36:$AZ$47,MATCH(AN$2,$AS$2:$BA$2,0)+1,FALSE)","v":1.5800564938130762E-3},{"$f":"R832*VLOOKUP($B832,$AR$36:$BA$47,MATCH(AO$2,$AS$2:$BA$2,0)+1,FALSE)","v":0},0.93269094474106096]
[2006,2,4,15,null,2013,2,4,15,0.26389448895353546,0.44761557342082847,0,8.0386370761809947E-2,0.1227244,8.5486999999999994E-2,0,2.0486301538702968E-3,0,1.0021564632900442,null,null,0.24984328911814774,7.0407348932406327E-2,0.39597858164994526,9.6730979902464084E-2,7.8805056631428075E-2,0,0,1.4974201687151995E-3,0,0.89326267640310675,null,{"$f":"J833*VLOOKUP($B833,$AR$36:$AZ$47,MATCH(AG$2,$AS$2:$BA$2,0)+1,FALSE)","v":0.25758524287953682},{"$f":"K833*VLOOKUP($B833,$AR$36:$AZ$47,MATCH(AH$2,$AS$2:$BA$2,0)+1,FALSE)","v":0.40260094965935833},{"$f":"L833*VLOOKUP($B833,$AR$36:$AZ$47,MATCH(AI$2,$AS$2:$BA$2,0)+1,FALSE)","v":0},{"$f":"M833*VLOOKUP($B833,$AR$36:$AZ$47,MATCH(AJ$2,$AS$2:$BA$2,0)+1,FALSE)","v":7.4119333260706841E-2},{"$f":"N833*VLOOKUP($B833,$AR$36:$AZ$47,MATCH(AK$2,$AS$2:$BA$2,0)+1,FALSE)","v":9.6968676686749675E-2},{"$f":"O833*VLOOKUP($B833,$AR$36:$AZ$47,MATCH(AL$2,$AS$2:$BA$2,0)+1,FALSE)","v":7.513854703167254E-2},{"$f":"P833*VLOOKUP($B833,$AR$36:$AZ$47,MATCH(AM$2,$AS$2:$BA$2,0)+1,FALSE)","v":0},{"$f":"Q833*VLOOKUP($B833,$AR$36:$AZ$47,MATCH(AN$2,$AS$2:$BA$2,0)+1,FALSE)","v":1.5800564938130762E-3},{"$f":"R833*VLOOKUP($B833,$AR$36:$BA$47,MATCH(AO$2,$AS$2:$BA$2,0)+1,FALSE)","v":0},0.90799280601183741]
[2006,2,4,16,null,2013,2,4,16,0.28311063466005948,0.45232370509357378,0,9.203703345740985E-2,0.12126569999999999,8.3999000000000004E-2,0,2.0486301538702968E-3,0,1.0347847033649133,null,null,0.26803626111437939,8.061171897584879E-2,0.40014358263002087,9.5581237223879192E-2,7.7433363575553332E-2,0,0,1.4974201687151995E-3,0,0.92330358368839682,null,{"$f":"J834*VLOOKUP($B834,$AR$36:$AZ$47,MATCH(AG$2,$AS$2:$BA$2,0)+1,FALSE)","v":0.27634196485069962},{"$f":"K834*VLOOKUP($B834,$AR$36:$AZ$47,MATCH(AH$2,$AS$2:$BA$2,0)+1,FALSE)","v":0.406835606349434},{"$f":"L834*VLOOKUP($B834,$AR$36:$AZ$47,MATCH(AI$2,$AS$2:$BA$2,0)+1,FALSE)","v":0},{"$f":"M834*VLOOKUP($B834,$AR$36:$AZ$47,MATCH(AJ$2,$AS$2:$BA$2,0)+1,FALSE)","v":8.4861693475002095E-2},{"$f":"N834*VLOOKUP($B834,$AR$36:$AZ$47,MATCH(AK$2,$AS$2:$BA$2,0)+1,FALSE)","v":9.5816108748483425E-2},{"$f":"O834*VLOOKUP($B834,$AR$36:$AZ$47,MATCH(AL$2,$AS$2:$BA$2,0)+1,FALSE)","v":7.3830673811380226E-2},{"$f":"P834*VLOOKUP($B834,$AR$36:$AZ$47,MATCH(AM$2,$AS$2:$BA$2,0)+1,FALSE)","v":0},{"$f":"Q834*VLOOKUP($B834,$AR$36:$AZ$47,MATCH(AN$2,$AS$2:$BA$2,0)+1,FALSE)","v":1.5800564938130762E-3},{"$f":"R834*VLOOKUP($B834,$AR$36:$BA$47,MATCH(AO$2,$AS$2:$BA$2,0)+1,FALSE)","v":0},0.93926610372881236]
[2006,2,4,17,null,2013,2,4,17,0.33367647091243607,0.4505959676399427,0,9.3601696850334745E-2,0.11973929999999999,8.2963999999999996E-2,0,2.0486301538702968E-3,0,1.0826260655565836,null,null,{"$f":"$J835*$AS$6","v":0.31590969301665706},{"$f":"$M835*$AV$6","v":8.1982147823717141E-2},{"$f":"$K835*$AT$6","v":0.39861515719762619},{"$f":"$N835*$AW$6","v":9.4378133621636107E-2},{"$f":"$O835*$AX$6","v":7.6479262558866251E-2},{"$f":"$L835*$AU$6","v":0},{"$f":"$P835*$AY$6","v":0},{"$f":"$Q835*$AZ$6","v":1.4974201687151995E-3},0,{"$f":"SUM(V835:AD835)","v":0.96886181438721797},null,{"$f":"J835*VLOOKUP($B835,$AR$36:$AZ$47,MATCH(AG$2,$AS$2:$BA$2,0)+1,FALSE)","v":0.32569886223846073},{"$f":"K835*VLOOKUP($B835,$AR$36:$AZ$47,MATCH(AH$2,$AS$2:$BA$2,0)+1,FALSE)","v":0.40528161944438063},{"$f":"L835*VLOOKUP($B835,$AR$36:$AZ$47,MATCH(AI$2,$AS$2:$BA$2,0)+1,FALSE)","v":0},{"$f":"M835*VLOOKUP($B835,$AR$36:$AZ$47,MATCH(AJ$2,$AS$2:$BA$2,0)+1,FALSE)","v":8.6304373451246585E-2},{"$f":"N835*VLOOKUP($B835,$AR$36:$AZ$47,MATCH(AK$2,$AS$2:$BA$2,0)+1,FALSE)","v":9.4610048762900661E-2},{"$f":"O835*VLOOKUP($B835,$AR$36:$AZ$47,MATCH(AL$2,$AS$2:$BA$2,0)+1,FALSE)","v":7.2920963607749481E-2},{"$f":"P835*VLOOKUP($B835,$AR$36:$AZ$47,MATCH(AM$2,$AS$2:$BA$2,0)+1,FALSE)","v":0},{"$f":"Q835*VLOOKUP($B835,$AR$36:$AZ$47,MATCH(AN$2,$AS$2:$BA$2,0)+1,FALSE)","v":1.5800564938130762E-3},{"$f":"R835*VLOOKUP($B835,$AR$36:$BA$47,MATCH(AO$2,$AS$2:$BA$2,0)+1,FALSE)","v":0},0.98639592399855114]
[2006,2,4,18,null,2013,2,4,18,0.42447083551952708,0.44018050190024116,6.6831046158165519E-3,8.8035904843272283E-2,0.11658260000000001,8.1190999999999999E-2,1.5549444542651123E-5,2.3525372804554705E-3,0,1.1595120336038551,null,null,0.40186966427934623,7.7107283388207437E-2,0.38940122096365803,9.189003276917232E-2,7.484484603462839E-2,3.7376154774753584E-3,7.7821669453360947E-6,1.7195572196148879E-3,{"$f":"$R836*$BA$6","v":0},1.0405780022990481,null,{"$f":"J836*VLOOKUP($B836,$AR$36:$AZ$47,MATCH(AG$2,$AS$2:$BA$2,0)+1,FALSE)","v":0.41432249569193774},{"$f":"K836*VLOOKUP($B836,$AR$36:$AZ$47,MATCH(AH$2,$AS$2:$BA$2,0)+1,FALSE)","v":0.39591358882403843},{"$f":"L836*VLOOKUP($B836,$AR$36:$AZ$47,MATCH(AI$2,$AS$2:$BA$2,0)+1,FALSE)","v":4.5509490854229659E-3},{"$f":"M836*VLOOKUP($B836,$AR$36:$AZ$47,MATCH(AJ$2,$AS$2:$BA$2,0)+1,FALSE)","v":8.1172498623191425E-2},{"$f":"N836*VLOOKUP($B836,$AR$36:$AZ$47,MATCH(AK$2,$AS$2:$BA$2,0)+1,FALSE)","v":9.2115833906710187E-2},{"$f":"O836*VLOOKUP($B836,$AR$36:$AZ$47,MATCH(AL$2,$AS$2:$BA$2,0)+1,FALSE)","v":7.1362590476312479E-2},{"$f":"P836*VLOOKUP($B836,$AR$36:$AZ$47,MATCH(AM$2,$AS$2:$BA$2,0)+1,FALSE)","v":7.7821669453360947E-6},{"$f":"Q836*VLOOKUP($B836,$AR$36:$AZ$47,MATCH(AN$2,$AS$2:$BA$2,0)+1,FALSE)","v":1.814452354857001E-3},{"$f":"R836*VLOOKUP($B836,$AR$36:$BA$47,MATCH(AO$2,$AS$2:$BA$2,0)+1,FALSE)","v":0},{"$f":"SUM(AG836:AO836)","v":1.0612601911294157}]
[2006,2,4,19,null,2013,2,4,19,0.45736434257096331,0.4134830176407257,8.7170929771520234E-3,7.5849738442747033E-2,0.10713529999999999,7.6855999999999994E-2,2.028188418606668E-5,2.4450307537640017E-3,0,1.1418708042695382,null,null,0.4330117393751578,6.6433886122239993E-2,0.36578356202048784,8.4443701098921325E-2,7.0848683805315851E-2,4.8751506227939457E-3,1.0150652537394905E-5,1.7871641481495757E-3,0,1.0271940378456037,null,{"$f":"J837*VLOOKUP($B837,$AR$36:$AZ$47,MATCH(AG$2,$AS$2:$BA$2,0)+1,FALSE)","v":0.44642957771779923},{"$f":"K837*VLOOKUP($B837,$AR$36:$AZ$47,MATCH(AH$2,$AS$2:$BA$2,0)+1,FALSE)","v":0.37190094682802038},{"$f":"L837*VLOOKUP($B837,$AR$36:$AZ$47,MATCH(AI$2,$AS$2:$BA$2,0)+1,FALSE)","v":5.9360205462038679E-3},{"$f":"M837*VLOOKUP($B837,$AR$36:$AZ$47,MATCH(AJ$2,$AS$2:$BA$2,0)+1,FALSE)","v":6.9936383345798325E-2},{"$f":"N837*VLOOKUP($B837,$AR$36:$AZ$47,MATCH(AK$2,$AS$2:$BA$2,0)+1,FALSE)","v":8.4651204385093201E-2},{"$f":"O837*VLOOKUP($B837,$AR$36:$AZ$47,MATCH(AL$2,$AS$2:$BA$2,0)+1,FALSE)","v":6.7552354985743149E-2},{"$f":"P837*VLOOKUP($B837,$AR$36:$AZ$47,MATCH(AM$2,$AS$2:$BA$2,0)+1,FALSE)","v":1.0150652537394905E-5},{"$f":"Q837*VLOOKUP($B837,$AR$36:$AZ$47,MATCH(AN$2,$AS$2:$BA$2,0)+1,FALSE)","v":1.8857902256094999E-3},{"$f":"R837*VLOOKUP($B837,$AR$36:$BA$47,MATCH(AO$2,$AS$2:$BA$2,0)+1,FALSE)","v":0},1.0483024286868052]
[2006,2,4,20,null,2013,2,4,20,0.43494152476975151,0.40593280903151341,8.7170929771520234E-3,8.2647969593245926E-2,0.10244070000000004,7.4979000000000004E-2,2.028188418606668E-5,2.4450307537640017E-3,0,1.112124409009613,null,null,0.41178283621402317,7.2388196886618045E-2,0.3591043464753525,8.074343238096382E-2,6.9118396261043741E-2,4.8751506227939457E-3,1.0150652537394905E-5,1.7871641481495757E-3,0,0.99980967364148232,null,{"$f":"J838*VLOOKUP($B838,$AR$36:$AZ$47,MATCH(AG$2,$AS$2:$BA$2,0)+1,FALSE)","v":0.42454284945654436},{"$f":"K838*VLOOKUP($B838,$AR$36:$AZ$47,MATCH(AH$2,$AS$2:$BA$2,0)+1,FALSE)","v":0.36511002770748002},{"$f":"L838*VLOOKUP($B838,$AR$36:$AZ$47,MATCH(AI$2,$AS$2:$BA$2,0)+1,FALSE)","v":5.9360205462038679E-3},{"$f":"M838*VLOOKUP($B838,$AR$36:$AZ$47,MATCH(AJ$2,$AS$2:$BA$2,0)+1,FALSE)","v":7.6204614582660313E-2},{"$f":"N838*VLOOKUP($B838,$AR$36:$AZ$47,MATCH(AK$2,$AS$2:$BA$2,0)+1,FALSE)","v":8.0941843006478914E-2},{"$f":"O838*VLOOKUP($B838,$AR$36:$AZ$47,MATCH(AL$2,$AS$2:$BA$2,0)+1,FALSE)","v":6.5902571360414747E-2},{"$f":"P838*VLOOKUP($B838,$AR$36:$AZ$47,MATCH(AM$2,$AS$2:$BA$2,0)+1,FALSE)","v":1.0150652537394905E-5},{"$f":"Q838*VLOOKUP($B838,$AR$36:$AZ$47,MATCH(AN$2,$AS$2:$BA$2,0)+1,FALSE)","v":1.8857902256094999E-3},{"$f":"R838*VLOOKUP($B838,$AR$36:$BA$47,MATCH(AO$2,$AS$2:$BA$2,0)+1,FALSE)","v":0},1.0205338675379292]
[2006,2,4,21,null,2013,2,4,21,0.40887876829874914,0.40477729989614286,8.7170929771520234E-3,9.4391498645656352E-2,0.1004075,7.4011999999999994E-2,2.028188418606668E-5,2.4450307537640017E-3,0,1.0936494724556505,null,null,0.38710780481786911,8.2673905021655822E-2,0.35808213702671604,7.9140870638248484E-2,6.8226980142071361E-2,4.8751506227939457E-3,1.0150652537394905E-5,1.7871641481495757E-3,0,0.9819041630700418,null,{"$f":"J839*VLOOKUP($B839,$AR$36:$AZ$47,MATCH(AG$2,$AS$2:$BA$2,0)+1,FALSE)","v":0.3991032069603519},{"$f":"K839*VLOOKUP($B839,$AR$36:$AZ$47,MATCH(AH$2,$AS$2:$BA$2,0)+1,FALSE)","v":0.3640707227706903},{"$f":"L839*VLOOKUP($B839,$AR$36:$AZ$47,MATCH(AI$2,$AS$2:$BA$2,0)+1,FALSE)","v":5.9360205462038679E-3},{"$f":"M839*VLOOKUP($B839,$AR$36:$AZ$47,MATCH(AJ$2,$AS$2:$BA$2,0)+1,FALSE)","v":8.7032601158537948E-2},{"$f":"N839*VLOOKUP($B839,$AR$36:$AZ$47,MATCH(AK$2,$AS$2:$BA$2,0)+1,FALSE)","v":7.9335343292978561E-2},{"$f":"O839*VLOOKUP($B839,$AR$36:$AZ$47,MATCH(AL$2,$AS$2:$BA$2,0)+1,FALSE)","v":6.5052629556636071E-2},{"$f":"P839*VLOOKUP($B839,$AR$36:$AZ$47,MATCH(AM$2,$AS$2:$BA$2,0)+1,FALSE)","v":1.0150652537394905E-5},{"$f":"Q839*VLOOKUP($B839,$AR$36:$AZ$47,MATCH(AN$2,$AS$2:$BA$2,0)+1,FALSE)","v":1.8857902256094999E-3},{"$f":"R839*VLOOKUP($B839,$AR$36:$BA$47,MATCH(AO$2,$AS$2:$BA$2,0)+1,FALSE)","v":0},1.0024264651635457]
[2006,2,4,22,null,2013,2,4,22,0.37421070814015012,0.37764421397263348,8.7170929771520234E-3,8.5938720125077001E-2,9.7248599999999991E-2,7.2389999999999996E-2,2.028188418606668E-5,2.4450307537640017E-3,0,1.0186146478529627,null,null,0.3542856636215243,7.5270439470135758E-2,0.3340791274851419,7.6651035752814997E-2,6.6731760964229406E-2,4.8751506227939457E-3,1.0150652537394905E-5,1.7871641481495757E-3,0,0.91369049271732727,null,{"$f":"J840*VLOOKUP($B840,$AR$36:$AZ$47,MATCH(AG$2,$AS$2:$BA$2,0)+1,FALSE)","v":0.36526399822383504},{"$f":"K840*VLOOKUP($B840,$AR$36:$AZ$47,MATCH(AH$2,$AS$2:$BA$2,0)+1,FALSE)","v":0.33966628555124673},{"$f":"L840*VLOOKUP($B840,$AR$36:$AZ$47,MATCH(AI$2,$AS$2:$BA$2,0)+1,FALSE)","v":5.9360205462038679E-3},{"$f":"M840*VLOOKUP($B840,$AR$36:$AZ$47,MATCH(AJ$2,$AS$2:$BA$2,0)+1,FALSE)","v":7.9238813452881127E-2},{"$f":"N840*VLOOKUP($B840,$AR$36:$AZ$47,MATCH(AK$2,$AS$2:$BA$2,0)+1,FALSE)","v":7.6839390142783695E-2},{"$f":"O840*VLOOKUP($B840,$AR$36:$AZ$47,MATCH(AL$2,$AS$2:$BA$2,0)+1,FALSE)","v":6.3626977430752921E-2},{"$f":"P840*VLOOKUP($B840,$AR$36:$AZ$47,MATCH(AM$2,$AS$2:$BA$2,0)+1,FALSE)","v":1.0150652537394905E-5},{"$f":"Q840*VLOOKUP($B840,$AR$36:$AZ$47,MATCH(AN$2,$AS$2:$BA$2,0)+1,FALSE)","v":1.8857902256094999E-3},{"$f":"R840*VLOOKUP($B840,$AR$36:$BA$47,MATCH(AO$2,$AS$2:$BA$2,0)+1,FALSE)","v":0},0.93246742622585033]
[2006,2,4,23,null,2013,2,4,23,0.32299242203296141,0.36155717027374262,8.7170929771520234E-3,9.3779748739365065E-2,9.41414E-2,7.0263000000000006E-2,2.028188418606668E-5,2.4450307537640017E-3,0,0.95391614666117108,null,null,0.30579452189757766,8.2138096666291183E-2,0.31984788727572544,7.4201950642169223E-2,6.4771014237182636E-2,4.8751506227939457E-3,1.0150652537394905E-5,1.7871641481495757E-3,0,0.85342593614242712,null,{"$f":"J841*VLOOKUP($B841,$AR$36:$AZ$47,MATCH(AG$2,$AS$2:$BA$2,0)+1,FALSE)","v":0.31527024989240721},{"$f":"K841*VLOOKUP($B841,$AR$36:$AZ$47,MATCH(AH$2,$AS$2:$BA$2,0)+1,FALSE)","v":0.3251970412823571},{"$f":"L841*VLOOKUP($B841,$AR$36:$AZ$47,MATCH(AI$2,$AS$2:$BA$2,0)+1,FALSE)","v":5.9360205462038679E-3},{"$f":"M841*VLOOKUP($B841,$AR$36:$AZ$47,MATCH(AJ$2,$AS$2:$BA$2,0)+1,FALSE)","v":8.6468544157992891E-2},{"$f":"N841*VLOOKUP($B841,$AR$36:$AZ$47,MATCH(AK$2,$AS$2:$BA$2,0)+1,FALSE)","v":7.4384286901691729E-2},{"$f":"O841*VLOOKUP($B841,$AR$36:$AZ$47,MATCH(AL$2,$AS$2:$BA$2,0)+1,FALSE)","v":6.1757457041262509E-2},{"$f":"P841*VLOOKUP($B841,$AR$36:$AZ$47,MATCH(AM$2,$AS$2:$BA$2,0)+1,FALSE)","v":1.0150652537394905E-5},{"$f":"Q841*VLOOKUP($B841,$AR$36:$AZ$47,MATCH(AN$2,$AS$2:$BA$2,0)+1,FALSE)","v":1.8857902256094999E-3},{"$f":"R841*VLOOKUP($B841,$AR$36:$BA$47,MATCH(AO$2,$AS$2:$BA$2,0)+1,FALSE)","v":0},0.87090954070006221]
[2006,2,4,24,null,2013,2,4,24,0.22306782387621921,0.35788063440394074,8.7170929771520234E-3,0.11151008307630038,9.3105100000000052E-2,6.8673999999999999E-2,2.028188418606668E-5,2.4450307537640017E-3,0,0.8654200469715625,null,null,0.21119046113719778,9.7667418670984732E-2,0.31659547707028207,7.3385142293764846E-2,6.3306215671466923E-2,4.8751506227939457E-3,1.0150652537394905E-5,1.7871641481495757E-3,0,0.76881718026717727,null,{"$f":"J842*VLOOKUP($B842,$AR$36:$AZ$47,MATCH(AG$2,$AS$2:$BA$2,0)+1,FALSE)","v":0.21773467047234399},{"$f":"K842*VLOOKUP($B842,$AR$36:$AZ$47,MATCH(AH$2,$AS$2:$BA$2,0)+1,FALSE)","v":0.3218902375862146},{"$f":"L842*VLOOKUP($B842,$AR$36:$AZ$47,MATCH(AI$2,$AS$2:$BA$2,0)+1,FALSE)","v":5.9360205462038679E-3},{"$f":"M842*VLOOKUP($B842,$AR$36:$AZ$47,MATCH(AJ$2,$AS$2:$BA$2,0)+1,FALSE)","v":0.10281659603655083},{"$f":"N842*VLOOKUP($B842,$AR$36:$AZ$47,MATCH(AK$2,$AS$2:$BA$2,0)+1,FALSE)","v":7.3565471412266048E-2},{"$f":"O842*VLOOKUP($B842,$AR$36:$AZ$47,MATCH(AL$2,$AS$2:$BA$2,0)+1,FALSE)","v":6.0360810168248735E-2},{"$f":"P842*VLOOKUP($B842,$AR$36:$AZ$47,MATCH(AM$2,$AS$2:$BA$2,0)+1,FALSE)","v":1.0150652537394905E-5},{"$f":"Q842*VLOOKUP($B842,$AR$36:$AZ$47,MATCH(AN$2,$AS$2:$BA$2,0)+1,FALSE)","v":1.8857902256094999E-3},{"$f":"R842*VLOOKUP($B842,$AR$36:$BA$47,MATCH(AO$2,$AS$2:$BA$2,0)+1,FALSE)","v":0},0.78419974709997486]
[2006,2,5,1,null,2013,2,5,1,0.23036834934762937,0.33616302399760117,8.7170929771520234E-3,9.0188899478254272E-2,9.2166699999999976E-2,6.7378999999999994E-2,2.028188418606668E-5,2.4450307537640017E-3,0,0.82744837843858676,null,null,0.21810226631850674,7.8993009078746901E-2,0.29738321307373122,7.2645498412511569E-2,6.2112437104694197E-2,4.8751506227939457E-3,1.0150652537394905E-5,1.7871641481495757E-3,0,0.73590888941167154,null,{"$f":"J843*VLOOKUP($B843,$AR$36:$AZ$47,MATCH(AG$2,$AS$2:$BA$2,0)+1,FALSE)","v":0.22486065341408151},{"$f":"K843*VLOOKUP($B843,$AR$36:$AZ$47,MATCH(AH$2,$AS$2:$BA$2,0)+1,FALSE)","v":0.30235666660899574},{"$f":"L843*VLOOKUP($B843,$AR$36:$AZ$47,MATCH(AI$2,$AS$2:$BA$2,0)+1,FALSE)","v":5.9360205462038679E-3},{"$f":"M843*VLOOKUP($B843,$AR$36:$AZ$47,MATCH(AJ$2,$AS$2:$BA$2,0)+1,FALSE)","v":8.3157642688614974E-2},{"$f":"N843*VLOOKUP($B843,$AR$36:$AZ$47,MATCH(AK$2,$AS$2:$BA$2,0)+1,FALSE)","v":7.2824010006035056E-2},{"$f":"O843*VLOOKUP($B843,$AR$36:$AZ$47,MATCH(AL$2,$AS$2:$BA$2,0)+1,FALSE)","v":5.9222573729889497E-2},{"$f":"P843*VLOOKUP($B843,$AR$36:$AZ$47,MATCH(AM$2,$AS$2:$BA$2,0)+1,FALSE)","v":1.0150652537394905E-5},{"$f":"Q843*VLOOKUP($B843,$AR$36:$AZ$47,MATCH(AN$2,$AS$2:$BA$2,0)+1,FALSE)","v":1.8857902256094999E-3},{"$f":"R843*VLOOKUP($B843,$AR$36:$BA$47,MATCH(AO$2,$AS$2:$BA$2,0)+1,FALSE)","v":0},0.75025350787196765]
[2006,2,5,2,null,2013,2,5,2,0.21847438919945797,0.32609049949107805,8.7170929771520234E-3,8.3991012852286939E-2,9.08973E-2,6.6554000000000002E-2,2.028188418606668E-5,2.4450307537640017E-3,0,0.79718960715792497,null,null,0.20684160628788922,7.3564517131884555E-2,0.28847265632690972,7.1644961389000464E-2,6.1351921801537833E-2,4.8751506227939457E-3,1.0150652537394905E-5,1.7871641481495757E-3,0,0.70854812836070269,null,{"$f":"J844*VLOOKUP($B844,$AR$36:$AZ$47,MATCH(AG$2,$AS$2:$BA$2,0)+1,FALSE)","v":0.21325105661759178},{"$f":"K844*VLOOKUP($B844,$AR$36:$AZ$47,MATCH(AH$2,$AS$2:$BA$2,0)+1,FALSE)","v":0.29329708921135939},{"$f":"L844*VLOOKUP($B844,$AR$36:$AZ$47,MATCH(AI$2,$AS$2:$BA$2,0)+1,FALSE)","v":5.9360205462038679E-3},{"$f":"M844*VLOOKUP($B844,$AR$36:$AZ$47,MATCH(AJ$2,$AS$2:$BA$2,0)+1,FALSE)","v":7.7442952250563815E-2},{"$f":"N844*VLOOKUP($B844,$AR$36:$AZ$47,MATCH(AK$2,$AS$2:$BA$2,0)+1,FALSE)","v":7.1821014365509153E-2},{"$f":"O844*VLOOKUP($B844,$AR$36:$AZ$47,MATCH(AL$2,$AS$2:$BA$2,0)+1,FALSE)","v":5.8497442408154861E-2},{"$f":"P844*VLOOKUP($B844,$AR$36:$AZ$47,MATCH(AM$2,$AS$2:$BA$2,0)+1,FALSE)","v":1.0150652537394905E-5},{"$f":"Q844*VLOOKUP($B844,$AR$36:$AZ$47,MATCH(AN$2,$AS$2:$BA$2,0)+1,FALSE)","v":1.8857902256094999E-3},{"$f":"R844*VLOOKUP($B844,$AR$36:$BA$47,MATCH(AO$2,$AS$2:$BA$2,0)+1,FALSE)","v":0},0.72214151627752987]
[2006,2,5,3,null,2013,2,5,3,0.21306739005650258,0.32339488004266159,8.7170929771520234E-3,8.5508254366225236E-2,9.09494E-2,6.6479999999999997E-2,2.028188418606668E-5,2.4450307537640017E-3,0,0.79058233008049139,null,null,0.20172250563712557,7.489341096891465E-2,0.28608800389470218,7.1686026442509945E-2,6.1283705883436533E-2,4.8751506227939457E-3,1.0150652537394905E-5,1.7871641481495757E-3,0,0.70234611825017002,null,{"$f":"J845*VLOOKUP($B845,$AR$36:$AZ$47,MATCH(AG$2,$AS$2:$BA$2,0)+1,FALSE)","v":0.20797332917049513},{"$f":"K845*VLOOKUP($B845,$AR$36:$AZ$47,MATCH(AH$2,$AS$2:$BA$2,0)+1,FALSE)","v":0.2908725557181237},{"$f":"L845*VLOOKUP($B845,$AR$36:$AZ$47,MATCH(AI$2,$AS$2:$BA$2,0)+1,FALSE)","v":5.9360205462038679E-3},{"$f":"M845*VLOOKUP($B845,$AR$36:$AZ$47,MATCH(AJ$2,$AS$2:$BA$2,0)+1,FALSE)","v":7.884190742596027E-2},{"$f":"N845*VLOOKUP($B845,$AR$36:$AZ$47,MATCH(AK$2,$AS$2:$BA$2,0)+1,FALSE)","v":7.1862180328067377E-2},{"$f":"O845*VLOOKUP($B845,$AR$36:$AZ$47,MATCH(AL$2,$AS$2:$BA$2,0)+1,FALSE)","v":5.8432400325962898E-2},{"$f":"P845*VLOOKUP($B845,$AR$36:$AZ$47,MATCH(AM$2,$AS$2:$BA$2,0)+1,FALSE)","v":1.0150652537394905E-5},{"$f":"Q845*VLOOKUP($B845,$AR$36:$AZ$47,MATCH(AN$2,$AS$2:$BA$2,0)+1,FALSE)","v":1.8857902256094999E-3},{"$f":"R845*VLOOKUP($B845,$AR$36:$BA$47,MATCH(AO$2,$AS$2:$BA$2,0)+1,FALSE)","v":0},0.71581433439296016]
[2006,2,5,4,null,2013,2,5,4,0.21351642737459176,0.32298740472035586,8.7170929771520234E-3,8.3508316378534106E-2,9.1332099999999972E-2,6.6407999999999995E-2,2.028188418606668E-5,2.4450307537640017E-3,0,0.78893465408858365,null,null,0.20214763372878478,7.3141741744292305E-2,0.285727534979488,7.1987669359555542E-2,6.121733363879743E-2,4.8751506227939457E-3,1.0150652537394905E-5,1.7871641481495757E-3,0,0.70089437887439909,null,{"$f":"J846*VLOOKUP($B846,$AR$36:$AZ$47,MATCH(AG$2,$AS$2:$BA$2,0)+1,FALSE)","v":0.20841163080801944},{"$f":"K846*VLOOKUP($B846,$AR$36:$AZ$47,MATCH(AH$2,$AS$2:$BA$2,0)+1,FALSE)","v":0.29050605830055332},{"$f":"L846*VLOOKUP($B846,$AR$36:$AZ$47,MATCH(AI$2,$AS$2:$BA$2,0)+1,FALSE)","v":5.9360205462038679E-3},{"$f":"M846*VLOOKUP($B846,$AR$36:$AZ$47,MATCH(AJ$2,$AS$2:$BA$2,0)+1,FALSE)","v":7.6997887490669825E-2},{"$f":"N846*VLOOKUP($B846,$AR$36:$AZ$47,MATCH(AK$2,$AS$2:$BA$2,0)+1,FALSE)","v":7.2164564471465228E-2},{"$f":"O846*VLOOKUP($B846,$AR$36:$AZ$47,MATCH(AL$2,$AS$2:$BA$2,0)+1,FALSE)","v":5.8369116137884237E-2},{"$f":"P846*VLOOKUP($B846,$AR$36:$AZ$47,MATCH(AM$2,$AS$2:$BA$2,0)+1,FALSE)","v":1.0150652537394905E-5},{"$f":"Q846*VLOOKUP($B846,$AR$36:$AZ$47,MATCH(AN$2,$AS$2:$BA$2,0)+1,FALSE)","v":1.8857902256094999E-3},{"$f":"R846*VLOOKUP($B846,$AR$36:$BA$47,MATCH(AO$2,$AS$2:$BA$2,0)+1,FALSE)","v":0},0.7142812186329428]
[2006,2,5,5,null,2013,2,5,5,0.22239989033001933,0.32840797282830997,8.7170929771520234E-3,8.3046501281882831E-2,9.3349999999999989E-2,6.6429000000000002E-2,2.028188418606668E-5,2.4450307537640017E-3,0,0.80481577005531424,null,null,0.21055809206137252,7.2737255556596089E-2,0.29052278563334899,7.3578171691163471E-2,6.123669221015051E-2,4.8751506227939457E-3,1.0150652537394905E-5,1.7871641481495757E-3,0,0.71530546257611249,null,{"$f":"J847*VLOOKUP($B847,$AR$36:$AZ$47,MATCH(AG$2,$AS$2:$BA$2,0)+1,FALSE)","v":0.21708270602470606},{"$f":"K847*VLOOKUP($B847,$AR$36:$AZ$47,MATCH(AH$2,$AS$2:$BA$2,0)+1,FALSE)","v":0.29538150499530852},{"$f":"L847*VLOOKUP($B847,$AR$36:$AZ$47,MATCH(AI$2,$AS$2:$BA$2,0)+1,FALSE)","v":5.9360205462038679E-3},{"$f":"M847*VLOOKUP($B847,$AR$36:$AZ$47,MATCH(AJ$2,$AS$2:$BA$2,0)+1,FALSE)","v":7.6572076165576597E-2},{"$f":"N847*VLOOKUP($B847,$AR$36:$AZ$47,MATCH(AK$2,$AS$2:$BA$2,0)+1,FALSE)","v":7.3758975140298763E-2},{"$f":"O847*VLOOKUP($B847,$AR$36:$AZ$47,MATCH(AL$2,$AS$2:$BA$2,0)+1,FALSE)","v":5.8387574026073849E-2},{"$f":"P847*VLOOKUP($B847,$AR$36:$AZ$47,MATCH(AM$2,$AS$2:$BA$2,0)+1,FALSE)","v":1.0150652537394905E-5},{"$f":"Q847*VLOOKUP($B847,$AR$36:$AZ$47,MATCH(AN$2,$AS$2:$BA$2,0)+1,FALSE)","v":1.8857902256094999E-3},{"$f":"R847*VLOOKUP($B847,$AR$36:$BA$47,MATCH(AO$2,$AS$2:$BA$2,0)+1,FALSE)","v":0},0.72901479777631462]
[2006,2,5,6,null,2013,2,5,6,0.24302172845180608,0.34843409492722666,8.7170929771520234E-3,8.0834267888398662E-2,9.7407300000000002E-2,6.9967000000000001E-2,2.028188418606668E-5,2.4450307537640017E-3,0,0.85084679688253351,null,null,0.2300819096463482,7.0799644902216866E-2,0.30823869163741086,7.6776122585673998E-2,6.4498150564777437E-2,4.8751506227939457E-3,1.0150652537394905E-5,1.7871641481495757E-3,0,0.75706698475990841,null,{"$f":"J848*VLOOKUP($B848,$AR$36:$AZ$47,MATCH(AG$2,$AS$2:$BA$2,0)+1,FALSE)","v":0.23721151281520408},{"$f":"K848*VLOOKUP($B848,$AR$36:$AZ$47,MATCH(AH$2,$AS$2:$BA$2,0)+1,FALSE)","v":0.31339369280504337},{"$f":"L848*VLOOKUP($B848,$AR$36:$AZ$47,MATCH(AI$2,$AS$2:$BA$2,0)+1,FALSE)","v":5.9360205462038679E-3},{"$f":"M848*VLOOKUP($B848,$AR$36:$AZ$47,MATCH(AJ$2,$AS$2:$BA$2,0)+1,FALSE)","v":7.4532311680773955E-2},{"$f":"N848*VLOOKUP($B848,$AR$36:$AZ$47,MATCH(AK$2,$AS$2:$BA$2,0)+1,FALSE)","v":7.6964784351190405E-2},{"$f":"O848*VLOOKUP($B848,$AR$36:$AZ$47,MATCH(AL$2,$AS$2:$BA$2,0)+1,FALSE)","v":6.1497288712494678E-2},{"$f":"P848*VLOOKUP($B848,$AR$36:$AZ$47,MATCH(AM$2,$AS$2:$BA$2,0)+1,FALSE)","v":1.0150652537394905E-5},{"$f":"Q848*VLOOKUP($B848,$AR$36:$AZ$47,MATCH(AN$2,$AS$2:$BA$2,0)+1,FALSE)","v":1.8857902256094999E-3},{"$f":"R848*VLOOKUP($B848,$AR$36:$BA$47,MATCH(AO$2,$AS$2:$BA$2,0)+1,FALSE)","v":0},0.77143155178905742]
[2006,2,5,7,null,2013,2,5,7,0.28138439217903249,0.39380691758994629,8.7170929771520234E-3,8.8031241441537608E-2,0.10994870000000001,7.5061000000000003E-2,2.028188418606668E-5,2.4450307537640017E-3,0,0.95941465682561855,null,null,0.26640193331547191,7.7103198892912603E-2,0.34837729947478108,8.6661213988433058E-2,6.9193986872993829E-2,4.8751506227939457E-3,1.0150652537394905E-5,1.7871641481495757E-3,0,0.85441009796807343,null,{"$f":"J849*VLOOKUP($B849,$AR$36:$AZ$47,MATCH(AG$2,$AS$2:$BA$2,0)+1,FALSE)","v":0.2746569937453629},{"$f":"K849*VLOOKUP($B849,$AR$36:$AZ$47,MATCH(AH$2,$AS$2:$BA$2,0)+1,FALSE)","v":0.35420358097120558},{"$f":"L849*VLOOKUP($B849,$AR$36:$AZ$47,MATCH(AI$2,$AS$2:$BA$2,0)+1,FALSE)","v":5.9360205462038679E-3},{"$f":"M849*VLOOKUP($B849,$AR$36:$AZ$47,MATCH(AJ$2,$AS$2:$BA$2,0)+1,FALSE)","v":8.1168198786987542E-2},{"$f":"N849*VLOOKUP($B849,$AR$36:$AZ$47,MATCH(AK$2,$AS$2:$BA$2,0)+1,FALSE)","v":8.6874166363236943E-2},{"$f":"O849*VLOOKUP($B849,$AR$36:$AZ$47,MATCH(AL$2,$AS$2:$BA$2,0)+1,FALSE)","v":6.5974645019059891E-2},{"$f":"P849*VLOOKUP($B849,$AR$36:$AZ$47,MATCH(AM$2,$AS$2:$BA$2,0)+1,FALSE)","v":1.0150652537394905E-5},{"$f":"Q849*VLOOKUP($B849,$AR$36:$AZ$47,MATCH(AN$2,$AS$2:$BA$2,0)+1,FALSE)","v":1.8857902256094999E-3},{"$f":"R849*VLOOKUP($B849,$AR$36:$BA$47,MATCH(AO$2,$AS$2:$BA$2,0)+1,FALSE)","v":0},0.87070954631020381]
[2006,2,5,8,null,2013,2,5,8,0.32208438785964333,0.44446152867137367,3.1962674249557421E-3,0.10344356469419359,0.11813920000000001,7.9174999999999995E-2,7.43669086822445E-6,2.1939770404979884E-3,0,1.0727013623815325,null,null,0.30493483647787417,9.0602263607802297E-2,0.39318838792007837,9.3116939914908423E-2,7.298642318473357E-2,1.7875552283577801E-3,3.721905930378132E-6,1.6036596278411373E-3,0,0.95822378786752616,null,{"$f":"J850*VLOOKUP($B850,$AR$36:$AZ$47,MATCH(AG$2,$AS$2:$BA$2,0)+1,FALSE)","v":0.31438392519497016},{"$f":"K850*VLOOKUP($B850,$AR$36:$AZ$47,MATCH(AH$2,$AS$2:$BA$2,0)+1,FALSE)","v":0.39976409257305501},{"$f":"L850*VLOOKUP($B850,$AR$36:$AZ$47,MATCH(AI$2,$AS$2:$BA$2,0)+1,FALSE)","v":2.1765408669414182E-3},{"$f":"M850*VLOOKUP($B850,$AR$36:$AZ$47,MATCH(AJ$2,$AS$2:$BA$2,0)+1,FALSE)","v":9.5378955071410573E-2},{"$f":"N850*VLOOKUP($B850,$AR$36:$AZ$47,MATCH(AK$2,$AS$2:$BA$2,0)+1,FALSE)","v":9.3345755928171251E-2},{"$f":"O850*VLOOKUP($B850,$AR$36:$AZ$47,MATCH(AL$2,$AS$2:$BA$2,0)+1,FALSE)","v":6.9590633210109998E-2},{"$f":"P850*VLOOKUP($B850,$AR$36:$AZ$47,MATCH(AM$2,$AS$2:$BA$2,0)+1,FALSE)","v":3.721905930378132E-6},{"$f":"Q850*VLOOKUP($B850,$AR$36:$AZ$47,MATCH(AN$2,$AS$2:$BA$2,0)+1,FALSE)","v":1.6921588621384314E-3},{"$f":"R850*VLOOKUP($B850,$AR$36:$BA$47,MATCH(AO$2,$AS$2:$BA$2,0)+1,FALSE)","v":0},0.97633578361272721]
[2006,2,5,9,null,2013,2,5,9,0.28714771313349141,0.47797221353013292,0,0.11606622135251619,0.12232720000000002,8.2132999999999998E-2,0,2.0486301538702968E-3,0,1.0876949781700109,null,null,0.27185838323686107,0.10165796600329717,0.422833275739954,9.6417908131754632E-2,7.5713216235323302E-2,0,0,1.4974201687151995E-3,0,0.96997816951590554,null,{"$f":"J851*VLOOKUP($B851,$AR$36:$AZ$47,MATCH(AG$2,$AS$2:$BA$2,0)+1,FALSE)","v":0.28028252398562647},{"$f":"K851*VLOOKUP($B851,$AR$36:$AZ$47,MATCH(AH$2,$AS$2:$BA$2,0)+1,FALSE)","v":0.42990476315957166},{"$f":"L851*VLOOKUP($B851,$AR$36:$AZ$47,MATCH(AI$2,$AS$2:$BA$2,0)+1,FALSE)","v":0},{"$f":"M851*VLOOKUP($B851,$AR$36:$AZ$47,MATCH(AJ$2,$AS$2:$BA$2,0)+1,FALSE)","v":0.10701753119603605},{"$f":"N851*VLOOKUP($B851,$AR$36:$AZ$47,MATCH(AK$2,$AS$2:$BA$2,0)+1,FALSE)","v":9.6654835605595693E-2},{"$f":"O851*VLOOKUP($B851,$AR$36:$AZ$47,MATCH(AL$2,$AS$2:$BA$2,0)+1,FALSE)","v":7.2190558603674945E-2},{"$f":"P851*VLOOKUP($B851,$AR$36:$AZ$47,MATCH(AM$2,$AS$2:$BA$2,0)+1,FALSE)","v":0},{"$f":"Q851*VLOOKUP($B851,$AR$36:$AZ$47,MATCH(AN$2,$AS$2:$BA$2,0)+1,FALSE)","v":1.5800564938130762E-3},{"$f":"R851*VLOOKUP($B851,$AR$36:$BA$47,MATCH(AO$2,$AS$2:$BA$2,0)+1,FALSE)","v":0},0.98763026904431805]
[2006,2,5,10,null,2013,2,5,10,0.27018636445582811,0.49169271214873822,0,0.11987085074122669,0.12463840000000001,8.3277000000000004E-2,0,2.0486301538702968E-3,0,1.0917139574996633,null,null,0.25580015042452947,0.10499029543166702,0.4349709758226486,9.8239588586094384E-2,7.6767797455700129E-2,0,0,1.4974201687151995E-3,0,0.97226622788935491,null,{"$f":"J852*VLOOKUP($B852,$AR$36:$AZ$47,MATCH(AG$2,$AS$2:$BA$2,0)+1,FALSE)","v":0.26372669087207606},{"$f":"K852*VLOOKUP($B852,$AR$36:$AZ$47,MATCH(AH$2,$AS$2:$BA$2,0)+1,FALSE)","v":0.44224545481923627},{"$f":"L852*VLOOKUP($B852,$AR$36:$AZ$47,MATCH(AI$2,$AS$2:$BA$2,0)+1,FALSE)","v":0},{"$f":"M852*VLOOKUP($B852,$AR$36:$AZ$47,MATCH(AJ$2,$AS$2:$BA$2,0)+1,FALSE)","v":0.1105255461856776},{"$f":"N852*VLOOKUP($B852,$AR$36:$AZ$47,MATCH(AK$2,$AS$2:$BA$2,0)+1,FALSE)","v":9.8480992470558276E-2},{"$f":"O852*VLOOKUP($B852,$AR$36:$AZ$47,MATCH(AL$2,$AS$2:$BA$2,0)+1,FALSE)","v":7.3196074036480333E-2},{"$f":"P852*VLOOKUP($B852,$AR$36:$AZ$47,MATCH(AM$2,$AS$2:$BA$2,0)+1,FALSE)","v":0},{"$f":"Q852*VLOOKUP($B852,$AR$36:$AZ$47,MATCH(AN$2,$AS$2:$BA$2,0)+1,FALSE)","v":1.5800564938130762E-3},{"$f":"R852*VLOOKUP($B852,$AR$36:$BA$47,MATCH(AO$2,$AS$2:$BA$2,0)+1,FALSE)","v":0},0.98975481487784167]
[2006,2,5,11,null,2013,2,5,11,0.26032685582838383,0.49160580566997142,0,0.11741447614832903,0.12466850000000002,8.4252999999999995E-2,0,2.0486301538702968E-3,0,1.0803172678005544,null,null,0.24646561648129445,0.10283885083438203,0.43489409488677033,9.8263313309906966E-2,7.7667510105252385E-2,0,0,1.4974201687151995E-3,0,0.96162680578632143,null,{"$f":"J853*VLOOKUP($B853,$AR$36:$AZ$47,MATCH(AG$2,$AS$2:$BA$2,0)+1,FALSE)","v":0.25410290549275999},{"$f":"K853*VLOOKUP($B853,$AR$36:$AZ$47,MATCH(AH$2,$AS$2:$BA$2,0)+1,FALSE)","v":0.44216728812227424},{"$f":"L853*VLOOKUP($B853,$AR$36:$AZ$47,MATCH(AI$2,$AS$2:$BA$2,0)+1,FALSE)","v":0},{"$f":"M853*VLOOKUP($B853,$AR$36:$AZ$47,MATCH(AJ$2,$AS$2:$BA$2,0)+1,FALSE)","v":0.10826067410178188},{"$f":"N853*VLOOKUP($B853,$AR$36:$AZ$47,MATCH(AK$2,$AS$2:$BA$2,0)+1,FALSE)","v":9.8504775493072724E-2},{"$f":"O853*VLOOKUP($B853,$AR$36:$AZ$47,MATCH(AL$2,$AS$2:$BA$2,0)+1,FALSE)","v":7.4053926363768827E-2},{"$f":"P853*VLOOKUP($B853,$AR$36:$AZ$47,MATCH(AM$2,$AS$2:$BA$2,0)+1,FALSE)","v":0},{"$f":"Q853*VLOOKUP($B853,$AR$36:$AZ$47,MATCH(AN$2,$AS$2:$BA$2,0)+1,FALSE)","v":1.5800564938130762E-3},{"$f":"R853*VLOOKUP($B853,$AR$36:$BA$47,MATCH(AO$2,$AS$2:$BA$2,0)+1,FALSE)","v":0},0.97866962606747065]
[2006,2,5,12,null,2013,2,5,12,0.2644642917728196,0.48742121427995599,0,0.11326961240317618,0.1226641,8.5908999999999999E-2,0,2.0486301538702968E-3,0,1.075776848609822,null,null,0.2503827524888429,9.9208523140562332E-2,0.4311922385131427,9.6683451635158499E-2,7.9194071731951698E-2,0,0,1.4974201687151995E-3,0,0.95815845767837327,null,{"$f":"J854*VLOOKUP($B854,$AR$36:$AZ$47,MATCH(AG$2,$AS$2:$BA$2,0)+1,FALSE)","v":0.25814142273073709},{"$f":"K854*VLOOKUP($B854,$AR$36:$AZ$47,MATCH(AH$2,$AS$2:$BA$2,0)+1,FALSE)","v":0.43840352169502195},{"$f":"L854*VLOOKUP($B854,$AR$36:$AZ$47,MATCH(AI$2,$AS$2:$BA$2,0)+1,FALSE)","v":0},{"$f":"M854*VLOOKUP($B854,$AR$36:$AZ$47,MATCH(AJ$2,$AS$2:$BA$2,0)+1,FALSE)","v":0.10443894991724938},{"$f":"N854*VLOOKUP($B854,$AR$36:$AZ$47,MATCH(AK$2,$AS$2:$BA$2,0)+1,FALSE)","v":9.6921031628356968E-2},{"$f":"O854*VLOOKUP($B854,$AR$36:$AZ$47,MATCH(AL$2,$AS$2:$BA$2,0)+1,FALSE)","v":7.5509462689578019E-2},{"$f":"P854*VLOOKUP($B854,$AR$36:$AZ$47,MATCH(AM$2,$AS$2:$BA$2,0)+1,FALSE)","v":0},{"$f":"Q854*VLOOKUP($B854,$AR$36:$AZ$47,MATCH(AN$2,$AS$2:$BA$2,0)+1,FALSE)","v":1.5800564938130762E-3},{"$f":"R854*VLOOKUP($B854,$AR$36:$BA$47,MATCH(AO$2,$AS$2:$BA$2,0)+1,FALSE)","v":0},0.97499444515475642]
[2006,2,5,13,null,2013,2,5,13,0.26353942901503585,0.48553790470221103,0,0.11327806940053757,0.12146670000000001,8.5979E-2,0,2.0486301538702968E-3,0,1.0718497332716548,null,null,0.24950713453143925,9.9215930301235225E-2,0.42952618777745466,9.573966478156451E-2,7.9258600303128604E-2,0,0,1.4974201687151995E-3,0,0.95474493786353742,null,{"$f":"J855*VLOOKUP($B855,$AR$36:$AZ$47,MATCH(AG$2,$AS$2:$BA$2,0)+1,FALSE)","v":0.25723867179024318},{"$f":"K855*VLOOKUP($B855,$AR$36:$AZ$47,MATCH(AH$2,$AS$2:$BA$2,0)+1,FALSE)","v":0.43670960783338375},{"$f":"L855*VLOOKUP($B855,$AR$36:$AZ$47,MATCH(AI$2,$AS$2:$BA$2,0)+1,FALSE)","v":0},{"$f":"M855*VLOOKUP($B855,$AR$36:$AZ$47,MATCH(AJ$2,$AS$2:$BA$2,0)+1,FALSE)","v":0.10444674759488892},{"$f":"N855*VLOOKUP($B855,$AR$36:$AZ$47,MATCH(AK$2,$AS$2:$BA$2,0)+1,FALSE)","v":9.5974925609792497E-2},{"$f":"O855*VLOOKUP($B855,$AR$36:$AZ$47,MATCH(AL$2,$AS$2:$BA$2,0)+1,FALSE)","v":7.5570988983543377E-2},{"$f":"P855*VLOOKUP($B855,$AR$36:$AZ$47,MATCH(AM$2,$AS$2:$BA$2,0)+1,FALSE)","v":0},{"$f":"Q855*VLOOKUP($B855,$AR$36:$AZ$47,MATCH(AN$2,$AS$2:$BA$2,0)+1,FALSE)","v":1.5800564938130762E-3},{"$f":"R855*VLOOKUP($B855,$AR$36:$BA$47,MATCH(AO$2,$AS$2:$BA$2,0)+1,FALSE)","v":0},0.97152099830566485]
[2006,2,5,14,null,2013,2,5,14,0.26201576471612215,0.47920109650418957,0,0.10503680898420999,0.1220097,8.5875000000000007E-2,0,2.0486301538702968E-3,0,1.056187000358392,null,null,0.24806459853357865,9.1997725370768724E-2,0.42392039461153813,9.6167655646356168E-2,7.9162729283094355E-2,0,0,1.4974201687151995E-3,0,0.94081052361405126,null,{"$f":"J856*VLOOKUP($B856,$AR$36:$AZ$47,MATCH(AG$2,$AS$2:$BA$2,0)+1,FALSE)","v":0.25575143558436825},{"$f":"K856*VLOOKUP($B856,$AR$36:$AZ$47,MATCH(AH$2,$AS$2:$BA$2,0)+1,FALSE)","v":0.43101006306813916},{"$f":"L856*VLOOKUP($B856,$AR$36:$AZ$47,MATCH(AI$2,$AS$2:$BA$2,0)+1,FALSE)","v":0},{"$f":"M856*VLOOKUP($B856,$AR$36:$AZ$47,MATCH(AJ$2,$AS$2:$BA$2,0)+1,FALSE)","v":9.684798773675321E-2},{"$f":"N856*VLOOKUP($B856,$AR$36:$AZ$47,MATCH(AK$2,$AS$2:$BA$2,0)+1,FALSE)","v":9.6403968175418436E-2},{"$f":"O856*VLOOKUP($B856,$AR$36:$AZ$47,MATCH(AL$2,$AS$2:$BA$2,0)+1,FALSE)","v":7.5479578489651991E-2},{"$f":"P856*VLOOKUP($B856,$AR$36:$AZ$47,MATCH(AM$2,$AS$2:$BA$2,0)+1,FALSE)","v":0},{"$f":"Q856*VLOOKUP($B856,$AR$36:$AZ$47,MATCH(AN$2,$AS$2:$BA$2,0)+1,FALSE)","v":1.5800564938130762E-3},{"$f":"R856*VLOOKUP($B856,$AR$36:$BA$47,MATCH(AO$2,$AS$2:$BA$2,0)+1,FALSE)","v":0},0.95707308954814418]
[2006,2,5,15,null,2013,2,5,15,0.26595381058785567,0.46914182921053715,0,9.6499920142697676E-2,0.12054790000000004,8.3823999999999996E-2,0,2.0486301538702968E-3,0,1.0380160900949607,null,null,0.25179296109694116,8.4520590804730136E-2,0.41502156572375659,9.5015469557677645E-2,7.7272042147611075E-2,0,0,1.4974201687151995E-3,0,0.92512004949943194,null,{"$f":"J857*VLOOKUP($B857,$AR$36:$AZ$47,MATCH(AG$2,$AS$2:$BA$2,0)+1,FALSE)","v":0.2595953298102906},{"$f":"K857*VLOOKUP($B857,$AR$36:$AZ$47,MATCH(AH$2,$AS$2:$BA$2,0)+1,FALSE)","v":0.42196240966691512},{"$f":"L857*VLOOKUP($B857,$AR$36:$AZ$47,MATCH(AI$2,$AS$2:$BA$2,0)+1,FALSE)","v":0},{"$f":"M857*VLOOKUP($B857,$AR$36:$AZ$47,MATCH(AJ$2,$AS$2:$BA$2,0)+1,FALSE)","v":8.8976647072195339E-2},{"$f":"N857*VLOOKUP($B857,$AR$36:$AZ$47,MATCH(AK$2,$AS$2:$BA$2,0)+1,FALSE)","v":9.5248950822873324E-2},{"$f":"O857*VLOOKUP($B857,$AR$36:$AZ$47,MATCH(AL$2,$AS$2:$BA$2,0)+1,FALSE)","v":7.3676858076466817E-2},{"$f":"P857*VLOOKUP($B857,$AR$36:$AZ$47,MATCH(AM$2,$AS$2:$BA$2,0)+1,FALSE)","v":0},{"$f":"Q857*VLOOKUP($B857,$AR$36:$AZ$47,MATCH(AN$2,$AS$2:$BA$2,0)+1,FALSE)","v":1.5800564938130762E-3},{"$f":"R857*VLOOKUP($B857,$AR$36:$BA$47,MATCH(AO$2,$AS$2:$BA$2,0)+1,FALSE)","v":0},0.94104025194255425]
[2006,2,5,16,null,2013,2,5,16,0.29413179302301623,0.46494587882743887,0,9.7293873253031626E-2,0.11957560000000003,8.4376000000000007E-2,0,2.0486301538702968E-3,0,1.0623717752573569,null,null,0.27847059214649855,8.5215983980780924E-2,0.41130966073199099,9.4249105804755109E-2,7.7780896023177518E-2,0,0,1.4974201687151995E-3,0,0.94852365885591827,null,{"$f":"J858*VLOOKUP($B858,$AR$36:$AZ$47,MATCH(AG$2,$AS$2:$BA$2,0)+1,FALSE)","v":0.28709962699435998},{"$f":"K858*VLOOKUP($B858,$AR$36:$AZ$47,MATCH(AH$2,$AS$2:$BA$2,0)+1,FALSE)","v":0.41818842656787153},{"$f":"L858*VLOOKUP($B858,$AR$36:$AZ$47,MATCH(AI$2,$AS$2:$BA$2,0)+1,FALSE)","v":0},{"$f":"M858*VLOOKUP($B858,$AR$36:$AZ$47,MATCH(AJ$2,$AS$2:$BA$2,0)+1,FALSE)","v":8.9708702451988323E-2},{"$f":"N858*VLOOKUP($B858,$AR$36:$AZ$47,MATCH(AK$2,$AS$2:$BA$2,0)+1,FALSE)","v":9.4480703886302225E-2},{"$f":"O858*VLOOKUP($B858,$AR$36:$AZ$47,MATCH(AL$2,$AS$2:$BA$2,0)+1,FALSE)","v":7.4162036851736557E-2},{"$f":"P858*VLOOKUP($B858,$AR$36:$AZ$47,MATCH(AM$2,$AS$2:$BA$2,0)+1,FALSE)","v":0},{"$f":"Q858*VLOOKUP($B858,$AR$36:$AZ$47,MATCH(AN$2,$AS$2:$BA$2,0)+1,FALSE)","v":1.5800564938130762E-3},{"$f":"R858*VLOOKUP($B858,$AR$36:$BA$47,MATCH(AO$2,$AS$2:$BA$2,0)+1,FALSE)","v":0},0.96521955324607167]
[2006,2,5,17,null,2013,2,5,17,0.34067094369555684,0.46585183482698883,0,0.10144389753436413,0.11949450000000002,8.2880999999999996E-2,0,2.0486301538702968E-3,0,1.1123908062107801,null,null,0.32253174144484514,8.8850831590950086E-2,0.4121111055275718,9.4185183043917889E-2,7.6402750110185061E-2,0,0,1.4974201687151995E-3,0,0.99557903188618524,null,{"$f":"J859*VLOOKUP($B859,$AR$36:$AZ$47,MATCH(AG$2,$AS$2:$BA$2,0)+1,FALSE)","v":0.33252610966525981},{"$f":"K859*VLOOKUP($B859,$AR$36:$AZ$47,MATCH(AH$2,$AS$2:$BA$2,0)+1,FALSE)","v":0.41900327477116561},{"$f":"L859*VLOOKUP($B859,$AR$36:$AZ$47,MATCH(AI$2,$AS$2:$BA$2,0)+1,FALSE)","v":0},{"$f":"M859*VLOOKUP($B859,$AR$36:$AZ$47,MATCH(AJ$2,$AS$2:$BA$2,0)+1,FALSE)","v":9.3535184849850753E-2},{"$f":"N859*VLOOKUP($B859,$AR$36:$AZ$47,MATCH(AK$2,$AS$2:$BA$2,0)+1,FALSE)","v":9.4416624048231743E-2},{"$f":"O859*VLOOKUP($B859,$AR$36:$AZ$47,MATCH(AL$2,$AS$2:$BA$2,0)+1,FALSE)","v":7.28480110020477E-2},{"$f":"P859*VLOOKUP($B859,$AR$36:$AZ$47,MATCH(AM$2,$AS$2:$BA$2,0)+1,FALSE)","v":0},{"$f":"Q859*VLOOKUP($B859,$AR$36:$AZ$47,MATCH(AN$2,$AS$2:$BA$2,0)+1,FALSE)","v":1.5800564938130762E-3},{"$f":"R859*VLOOKUP($B859,$AR$36:$BA$47,MATCH(AO$2,$AS$2:$BA$2,0)+1,FALSE)","v":0},1.0139092608303688]
[2006,2,5,18,null,2013,2,5,18,0.40764506804577261,0.47008290092373806,6.5378197328640189E-3,0.11480168622305593,0.11674229999999999,8.0884999999999999E-2,1.5211413139550013E-5,2.3459306037905765E-3,0,1.1990559169423609,null,null,0.38593979357893865,0.10055040802731885,0.41585407527961565,9.2015907798835714E-2,7.4562763994912212E-2,3.6563629670954599E-3,7.6129894030461798E-6,1.7147281532909823E-3,0,1.0743016527894105,null,{"$f":"J860*VLOOKUP($B860,$AR$36:$AZ$47,MATCH(AG$2,$AS$2:$BA$2,0)+1,FALSE)","v":0.39789900227777719},{"$f":"K860*VLOOKUP($B860,$AR$36:$AZ$47,MATCH(AH$2,$AS$2:$BA$2,0)+1,FALSE)","v":0.42280884215928072},{"$f":"L860*VLOOKUP($B860,$AR$36:$AZ$47,MATCH(AI$2,$AS$2:$BA$2,0)+1,FALSE)","v":4.452015409652902E-3},{"$f":"M860*VLOOKUP($B860,$AR$36:$AZ$47,MATCH(AJ$2,$AS$2:$BA$2,0)+1,FALSE)","v":0.10585158105060588},{"$f":"N860*VLOOKUP($B860,$AR$36:$AZ$47,MATCH(AK$2,$AS$2:$BA$2,0)+1,FALSE)","v":9.2242018248755234E-2},{"$f":"O860*VLOOKUP($B860,$AR$36:$AZ$47,MATCH(AL$2,$AS$2:$BA$2,0)+1,FALSE)","v":7.1093632676978172E-2},{"$f":"P860*VLOOKUP($B860,$AR$36:$AZ$47,MATCH(AM$2,$AS$2:$BA$2,0)+1,FALSE)","v":7.6129894030461798E-6},{"$f":"Q860*VLOOKUP($B860,$AR$36:$AZ$47,MATCH(AN$2,$AS$2:$BA$2,0)+1,FALSE)","v":1.8093567926603948E-3},{"$f":"R860*VLOOKUP($B860,$AR$36:$BA$47,MATCH(AO$2,$AS$2:$BA$2,0)+1,FALSE)","v":0},1.0961640616051138]
[2006,2,5,19,null,2013,2,5,19,0.45009059033323306,0.4375889402776787,8.7170929771520234E-3,9.6040693305599334E-2,0.10680630000000001,7.7073000000000003E-2,2.028188418606668E-5,2.4450307537640017E-3,0,1.1787819295316131,null,null,0.42612528187272397,8.4118371574625664E-2,0.38710862223274672,8.4184384350272243E-2,7.1048722375964268E-2,4.8751506227939457E-3,1.0150652537394905E-5,1.7871641481495757E-3,0,1.0592578478298138,null,{"$f":"J861*VLOOKUP($B861,$AR$36:$AZ$47,MATCH(AG$2,$AS$2:$BA$2,0)+1,FALSE)","v":0.43932972790952524},{"$f":"K861*VLOOKUP($B861,$AR$36:$AZ$47,MATCH(AH$2,$AS$2:$BA$2,0)+1,FALSE)","v":0.39358264854336267},{"$f":"L861*VLOOKUP($B861,$AR$36:$AZ$47,MATCH(AI$2,$AS$2:$BA$2,0)+1,FALSE)","v":5.9360205462038679E-3},{"$f":"M861*VLOOKUP($B861,$AR$36:$AZ$47,MATCH(AJ$2,$AS$2:$BA$2,0)+1,FALSE)","v":8.8553222222204186E-2},{"$f":"N861*VLOOKUP($B861,$AR$36:$AZ$47,MATCH(AK$2,$AS$2:$BA$2,0)+1,FALSE)","v":8.4391250418074909E-2},{"$f":"O861*VLOOKUP($B861,$AR$36:$AZ$47,MATCH(AL$2,$AS$2:$BA$2,0)+1,FALSE)","v":6.7743086497035782E-2},{"$f":"P861*VLOOKUP($B861,$AR$36:$AZ$47,MATCH(AM$2,$AS$2:$BA$2,0)+1,FALSE)","v":1.0150652537394905E-5},{"$f":"Q861*VLOOKUP($B861,$AR$36:$AZ$47,MATCH(AN$2,$AS$2:$BA$2,0)+1,FALSE)","v":1.8857902256094999E-3},{"$f":"R861*VLOOKUP($B861,$AR$36:$BA$47,MATCH(AO$2,$AS$2:$BA$2,0)+1,FALSE)","v":0},1.0814318970145536]
[2006,2,5,20,null,2013,2,5,20,0.45089921345709882,0.42171676185199836,8.7170929771520234E-3,9.0239735200707119E-2,0.10260570000000002,7.5134000000000006E-2,2.028188418606668E-5,2.4450307537640017E-3,0,1.1517778161249066,null,null,0.42689084943620265,7.903753414456402E-2,0.37306746041019584,8.0873484853690558E-2,6.9261280954364041E-2,4.8751506227939457E-3,1.0150652537394905E-5,1.7871641481495757E-3,0,1.0358030752224978,null,{"$f":"J862*VLOOKUP($B862,$AR$36:$AZ$47,MATCH(AG$2,$AS$2:$BA$2,0)+1,FALSE)","v":0.44011901829821404},{"$f":"K862*VLOOKUP($B862,$AR$36:$AZ$47,MATCH(AH$2,$AS$2:$BA$2,0)+1,FALSE)","v":0.37930666154294179},{"$f":"L862*VLOOKUP($B862,$AR$36:$AZ$47,MATCH(AI$2,$AS$2:$BA$2,0)+1,FALSE)","v":5.9360205462038679E-3},{"$f":"M862*VLOOKUP($B862,$AR$36:$AZ$47,MATCH(AJ$2,$AS$2:$BA$2,0)+1,FALSE)","v":8.3204515184764807E-2},{"$f":"N862*VLOOKUP($B862,$AR$36:$AZ$47,MATCH(AK$2,$AS$2:$BA$2,0)+1,FALSE)","v":8.1072215056807229E-2},{"$f":"O862*VLOOKUP($B862,$AR$36:$AZ$47,MATCH(AL$2,$AS$2:$BA$2,0)+1,FALSE)","v":6.6038808154195203E-2},{"$f":"P862*VLOOKUP($B862,$AR$36:$AZ$47,MATCH(AM$2,$AS$2:$BA$2,0)+1,FALSE)","v":1.0150652537394905E-5},{"$f":"Q862*VLOOKUP($B862,$AR$36:$AZ$47,MATCH(AN$2,$AS$2:$BA$2,0)+1,FALSE)","v":1.8857902256094999E-3},{"$f":"R862*VLOOKUP($B862,$AR$36:$BA$47,MATCH(AO$2,$AS$2:$BA$2,0)+1,FALSE)","v":0},1.057573179661274]
[2006,2,5,21,null,2013,2,5,21,0.42023839912075561,0.42067129180826973,8.7170929771520234E-3,0.10366364300304041,9.9784300000000034E-2,7.3611999999999997E-2,2.028188418606668E-5,2.4450307537640017E-3,0,1.1291520395471679,null,null,0.39786258616624998,9.0795021784799063E-2,0.37214259592903098,7.8649666389743605E-2,6.7858245449631927E-2,4.8751506227939457E-3,1.0150652537394905E-5,1.7871641481495757E-3,0,1.0139805811429363,null,{"$f":"J863*VLOOKUP($B863,$AR$36:$AZ$47,MATCH(AG$2,$AS$2:$BA$2,0)+1,FALSE)","v":0.41019124929087442},{"$f":"K863*VLOOKUP($B863,$AR$36:$AZ$47,MATCH(AH$2,$AS$2:$BA$2,0)+1,FALSE)","v":0.37836632957631955},{"$f":"L863*VLOOKUP($B863,$AR$36:$AZ$47,MATCH(AI$2,$AS$2:$BA$2,0)+1,FALSE)","v":5.9360205462038679E-3},{"$f":"M863*VLOOKUP($B863,$AR$36:$AZ$47,MATCH(AJ$2,$AS$2:$BA$2,0)+1,FALSE)","v":9.5581875757619977E-2},{"$f":"N863*VLOOKUP($B863,$AR$36:$AZ$47,MATCH(AK$2,$AS$2:$BA$2,0)+1,FALSE)","v":7.8842932009556693E-2},{"$f":"O863*VLOOKUP($B863,$AR$36:$AZ$47,MATCH(AL$2,$AS$2:$BA$2,0)+1,FALSE)","v":6.4701050733976848E-2},{"$f":"P863*VLOOKUP($B863,$AR$36:$AZ$47,MATCH(AM$2,$AS$2:$BA$2,0)+1,FALSE)","v":1.0150652537394905E-5},{"$f":"Q863*VLOOKUP($B863,$AR$36:$AZ$47,MATCH(AN$2,$AS$2:$BA$2,0)+1,FALSE)","v":1.8857902256094999E-3},{"$f":"R863*VLOOKUP($B863,$AR$36:$BA$47,MATCH(AO$2,$AS$2:$BA$2,0)+1,FALSE)","v":0},1.0355153987926984]
[2006,2,5,22,null,2013,2,5,22,0.37288333638801313,0.39715431751410135,8.7170929771520234E-3,0.10193366614765094,9.6783699999999986E-2,7.2093000000000004E-2,2.028188418606668E-5,2.4450307537640017E-3,0,1.0520304256648678,null,null,0.35302896847130916,8.9279801195188108E-2,0.35133854290081323,7.6284603058447323E-2,6.6457975455093118E-2,4.8751506227939457E-3,1.0150652537394905E-5,1.7871641481495757E-3,0,0.9430623565043319,null,{"$f":"J864*VLOOKUP($B864,$AR$36:$AZ$47,MATCH(AG$2,$AS$2:$BA$2,0)+1,FALSE)","v":0.36396836156040385},{"$f":"K864*VLOOKUP($B864,$AR$36:$AZ$47,MATCH(AH$2,$AS$2:$BA$2,0)+1,FALSE)","v":0.35721434839838684},{"$f":"L864*VLOOKUP($B864,$AR$36:$AZ$47,MATCH(AI$2,$AS$2:$BA$2,0)+1,FALSE)","v":5.9360205462038679E-3},{"$f":"M864*VLOOKUP($B864,$AR$36:$AZ$47,MATCH(AJ$2,$AS$2:$BA$2,0)+1,FALSE)","v":9.3986770395072139E-2},{"$f":"N864*VLOOKUP($B864,$AR$36:$AZ$47,MATCH(AK$2,$AS$2:$BA$2,0)+1,FALSE)","v":7.6472057014313158E-2},{"$f":"O864*VLOOKUP($B864,$AR$36:$AZ$47,MATCH(AL$2,$AS$2:$BA$2,0)+1,FALSE)","v":6.336593015492846E-2},{"$f":"P864*VLOOKUP($B864,$AR$36:$AZ$47,MATCH(AM$2,$AS$2:$BA$2,0)+1,FALSE)","v":1.0150652537394905E-5},{"$f":"Q864*VLOOKUP($B864,$AR$36:$AZ$47,MATCH(AN$2,$AS$2:$BA$2,0)+1,FALSE)","v":1.8857902256094999E-3},{"$f":"R864*VLOOKUP($B864,$AR$36:$BA$47,MATCH(AO$2,$AS$2:$BA$2,0)+1,FALSE)","v":0},0.96283942894745522]
[2006,2,5,23,null,2013,2,5,23,0.33047164749846425,0.37658396862948396,8.7170929771520234E-3,0.10310207900288189,9.3223999999999987E-2,7.0448999999999998E-2,2.028188418606668E-5,2.4450307537640017E-3,0,0.98501310074593218,null,null,0.31287551209850017,9.0303169345979623E-2,0.33314119218505212,7.3478858893808494E-2,6.4942475869166974E-2,4.8751506227939457E-3,1.0150652537394905E-5,1.7871641481495757E-3,0,0.88141367381598834,null,{"$f":"J865*VLOOKUP($B865,$AR$36:$AZ$47,MATCH(AG$2,$AS$2:$BA$2,0)+1,FALSE)","v":0.32257066043042942},{"$f":"K865*VLOOKUP($B865,$AR$36:$AZ$47,MATCH(AH$2,$AS$2:$BA$2,0)+1,FALSE)","v":0.33871266416859075},{"$f":"L865*VLOOKUP($B865,$AR$36:$AZ$47,MATCH(AI$2,$AS$2:$BA$2,0)+1,FALSE)","v":5.9360205462038679E-3},{"$f":"M865*VLOOKUP($B865,$AR$36:$AZ$47,MATCH(AJ$2,$AS$2:$BA$2,0)+1,FALSE)","v":9.5064092097522965E-2},{"$f":"N865*VLOOKUP($B865,$AR$36:$AZ$47,MATCH(AK$2,$AS$2:$BA$2,0)+1,FALSE)","v":7.3659418301866217E-2},{"$f":"O865*VLOOKUP($B865,$AR$36:$AZ$47,MATCH(AL$2,$AS$2:$BA$2,0)+1,FALSE)","v":6.1920941193799039E-2},{"$f":"P865*VLOOKUP($B865,$AR$36:$AZ$47,MATCH(AM$2,$AS$2:$BA$2,0)+1,FALSE)","v":1.0150652537394905E-5},{"$f":"Q865*VLOOKUP($B865,$AR$36:$AZ$47,MATCH(AN$2,$AS$2:$BA$2,0)+1,FALSE)","v":1.8857902256094999E-3},{"$f":"R865*VLOOKUP($B865,$AR$36:$BA$47,MATCH(AO$2,$AS$2:$BA$2,0)+1,FALSE)","v":0},0.89975973761655914]
[2006,2,5,24,null,2013,2,5,24,0.22830530765539317,0.37202617474320621,8.7170929771520234E-3,0.11960522588170605,9.1213700000000009E-2,6.9269999999999998E-2,2.028188418606668E-5,2.4450307537640017E-3,0,0.89160281389540741,null,null,0.21614907235822317,0.10475764477220627,0.32910918600450695,7.1894346857914071E-2,6.3855630363201701E-2,4.8751506227939457E-3,1.0150652537394905E-5,1.7871641481495757E-3,0,0.7924383457795332,null,{"$f":"J866*VLOOKUP($B866,$AR$36:$AZ$47,MATCH(AG$2,$AS$2:$BA$2,0)+1,FALSE)","v":0.22284693536535469},{"$f":"K866*VLOOKUP($B866,$AR$36:$AZ$47,MATCH(AH$2,$AS$2:$BA$2,0)+1,FALSE)","v":0.33461322649053238},{"$f":"L866*VLOOKUP($B866,$AR$36:$AZ$47,MATCH(AI$2,$AS$2:$BA$2,0)+1,FALSE)","v":5.9360205462038679E-3},{"$f":"M866*VLOOKUP($B866,$AR$36:$AZ$47,MATCH(AJ$2,$AS$2:$BA$2,0)+1,FALSE)","v":0.11028062982363067},{"$f":"N866*VLOOKUP($B866,$AR$36:$AZ$47,MATCH(AK$2,$AS$2:$BA$2,0)+1,FALSE)","v":7.2071012648684207E-2},{"$f":"O866*VLOOKUP($B866,$AR$36:$AZ$47,MATCH(AL$2,$AS$2:$BA$2,0)+1,FALSE)","v":6.088466261401098E-2},{"$f":"P866*VLOOKUP($B866,$AR$36:$AZ$47,MATCH(AM$2,$AS$2:$BA$2,0)+1,FALSE)","v":1.0150652537394905E-5},{"$f":"Q866*VLOOKUP($B866,$AR$36:$AZ$47,MATCH(AN$2,$AS$2:$BA$2,0)+1,FALSE)","v":1.8857902256094999E-3},{"$f":"R866*VLOOKUP($B866,$AR$36:$BA$47,MATCH(AO$2,$AS$2:$BA$2,0)+1,FALSE)","v":0},0.80852842836656369]
[2006,2,6,1,null,2013,2,6,1,0.21171614938290151,0.31427247498282329,8.7170929771520234E-3,8.2814413806309189E-2,8.9349800000000007E-2,6.7656999999999995E-2,2.028188418606668E-5,2.4450307537640017E-3,0,0.77699224378713605,null,null,0.20044321247863089,7.2533979009580765E-2,0.27801796068949192,7.0425226834184451E-2,6.2368707715939609E-2,4.8751506227939457E-3,1.0150652537394905E-5,1.7871641481495757E-3,0,0.69046155215130856,null,{"$f":"J867*VLOOKUP($B867,$AR$36:$AZ$47,MATCH(AG$2,$AS$2:$BA$2,0)+1,FALSE)","v":0.20665439424889651},{"$f":"K867*VLOOKUP($B867,$AR$36:$AZ$47,MATCH(AH$2,$AS$2:$BA$2,0)+1,FALSE)","v":0.28266754865771176},{"$f":"L867*VLOOKUP($B867,$AR$36:$AZ$47,MATCH(AI$2,$AS$2:$BA$2,0)+1,FALSE)","v":5.9360205462038679E-3},{"$f":"M867*VLOOKUP($B867,$AR$36:$AZ$47,MATCH(AJ$2,$AS$2:$BA$2,0)+1,FALSE)","v":7.6358082564613447E-2},{"$f":"N867*VLOOKUP($B867,$AR$36:$AZ$47,MATCH(AK$2,$AS$2:$BA$2,0)+1,FALSE)","v":7.0598282560157127E-2},{"$f":"O867*VLOOKUP($B867,$AR$36:$AZ$47,MATCH(AL$2,$AS$2:$BA$2,0)+1,FALSE)","v":5.9466921011637662E-2},{"$f":"P867*VLOOKUP($B867,$AR$36:$AZ$47,MATCH(AM$2,$AS$2:$BA$2,0)+1,FALSE)","v":1.0150652537394905E-5},{"$f":"Q867*VLOOKUP($B867,$AR$36:$AZ$47,MATCH(AN$2,$AS$2:$BA$2,0)+1,FALSE)","v":1.8857902256094999E-3},{"$f":"R867*VLOOKUP($B867,$AR$36:$BA$47,MATCH(AO$2,$AS$2:$BA$2,0)+1,FALSE)","v":0},0.70357719046736722]
[2006,2,6,2,null,2013,2,6,2,0.19981095213995323,0.30504896363914796,8.7170929771520234E-3,7.7885015013482273E-2,8.8854699999999995E-2,6.6925999999999999E-2,2.028188418606668E-5,2.4450307537640017E-3,0,0.74970803640768546,null,null,0.1891719136782144,6.8216507060736023E-2,0.26985847483472475,7.003499059632376E-2,6.1694845065506522E-2,4.8751506227939457E-3,1.0150652537394905E-5,1.7871641481495757E-3,0,0.66564919665898636,null,{"$f":"J868*VLOOKUP($B868,$AR$36:$AZ$47,MATCH(AG$2,$AS$2:$BA$2,0)+1,FALSE)","v":0.19503382901650332},{"$f":"K868*VLOOKUP($B868,$AR$36:$AZ$47,MATCH(AH$2,$AS$2:$BA$2,0)+1,FALSE)","v":0.27437160310385506},{"$f":"L868*VLOOKUP($B868,$AR$36:$AZ$47,MATCH(AI$2,$AS$2:$BA$2,0)+1,FALSE)","v":5.9360205462038679E-3},{"$f":"M868*VLOOKUP($B868,$AR$36:$AZ$47,MATCH(AJ$2,$AS$2:$BA$2,0)+1,FALSE)","v":7.1812986817188049E-2},{"$f":"N868*VLOOKUP($B868,$AR$36:$AZ$47,MATCH(AK$2,$AS$2:$BA$2,0)+1,FALSE)","v":7.0207087395808304E-2},{"$f":"O868*VLOOKUP($B868,$AR$36:$AZ$47,MATCH(AL$2,$AS$2:$BA$2,0)+1,FALSE)","v":5.8824410713227936E-2},{"$f":"P868*VLOOKUP($B868,$AR$36:$AZ$47,MATCH(AM$2,$AS$2:$BA$2,0)+1,FALSE)","v":1.0150652537394905E-5},{"$f":"Q868*VLOOKUP($B868,$AR$36:$AZ$47,MATCH(AN$2,$AS$2:$BA$2,0)+1,FALSE)","v":1.8857902256094999E-3},{"$f":"R868*VLOOKUP($B868,$AR$36:$BA$47,MATCH(AO$2,$AS$2:$BA$2,0)+1,FALSE)","v":0},0.67808187847093337]
[2006,2,6,3,null,2013,2,6,3,0.19677136489772923,0.30190732704529943,8.7170929771520234E-3,7.7812375133500283E-2,8.867640000000003E-2,6.6944000000000004E-2,2.028188418606668E-5,2.4450307537640017E-3,0,0.74329387269163094,null,null,0.18629417084557603,6.8152884566924796E-2,0.26707925785399173,6.9894455106098458E-2,6.1711438126666303E-2,4.8751506227939457E-3,1.0150652537394905E-5,1.7871641481495757E-3,0,0.65980467192273839,null,{"$f":"J869*VLOOKUP($B869,$AR$36:$AZ$47,MATCH(AG$2,$AS$2:$BA$2,0)+1,FALSE)","v":0.19206691287836575},{"$f":"K869*VLOOKUP($B869,$AR$36:$AZ$47,MATCH(AH$2,$AS$2:$BA$2,0)+1,FALSE)","v":0.27154590634245379},{"$f":"L869*VLOOKUP($B869,$AR$36:$AZ$47,MATCH(AI$2,$AS$2:$BA$2,0)+1,FALSE)","v":5.9360205462038679E-3},{"$f":"M869*VLOOKUP($B869,$AR$36:$AZ$47,MATCH(AJ$2,$AS$2:$BA$2,0)+1,FALSE)","v":7.1746010047104028E-2},{"$f":"N869*VLOOKUP($B869,$AR$36:$AZ$47,MATCH(AK$2,$AS$2:$BA$2,0)+1,FALSE)","v":7.00662065680899E-2},{"$f":"O869*VLOOKUP($B869,$AR$36:$AZ$47,MATCH(AL$2,$AS$2:$BA$2,0)+1,FALSE)","v":5.8840231760247601E-2},{"$f":"P869*VLOOKUP($B869,$AR$36:$AZ$47,MATCH(AM$2,$AS$2:$BA$2,0)+1,FALSE)","v":1.0150652537394905E-5},{"$f":"Q869*VLOOKUP($B869,$AR$36:$AZ$47,MATCH(AN$2,$AS$2:$BA$2,0)+1,FALSE)","v":1.8857902256094999E-3},{"$f":"R869*VLOOKUP($B869,$AR$36:$BA$47,MATCH(AO$2,$AS$2:$BA$2,0)+1,FALSE)","v":0},0.67209722902061186]
[2006,2,6,4,null,2013,2,6,4,0.19224424039907473,0.30293670497556824,8.7170929771520234E-3,7.984244283449779E-2,8.8837500000000041E-2,6.6693000000000002E-2,2.028188418606668E-5,2.4450307537640017E-3,0,0.74173629382424289,null,null,0.18200809545432245,6.9930943255555669E-2,0.26798988661003453,7.0021433611288042E-2,6.1480057107160542E-2,4.8751506227939457E-3,1.0150652537394905E-5,1.7871641481495757E-3,0,0.65810288146184226,null,{"$f":"J870*VLOOKUP($B870,$AR$36:$AZ$47,MATCH(AG$2,$AS$2:$BA$2,0)+1,FALSE)","v":0.18764802384375184},{"$f":"K870*VLOOKUP($B870,$AR$36:$AZ$47,MATCH(AH$2,$AS$2:$BA$2,0)+1,FALSE)","v":0.27247176450488858},{"$f":"L870*VLOOKUP($B870,$AR$36:$AZ$47,MATCH(AI$2,$AS$2:$BA$2,0)+1,FALSE)","v":5.9360205462038679E-3},{"$f":"M870*VLOOKUP($B870,$AR$36:$AZ$47,MATCH(AJ$2,$AS$2:$BA$2,0)+1,FALSE)","v":7.361781073975969E-2},{"$f":"N870*VLOOKUP($B870,$AR$36:$AZ$47,MATCH(AK$2,$AS$2:$BA$2,0)+1,FALSE)","v":7.0193497097228663E-2},{"$f":"O870*VLOOKUP($B870,$AR$36:$AZ$47,MATCH(AL$2,$AS$2:$BA$2,0)+1,FALSE)","v":5.861961604902894E-2},{"$f":"P870*VLOOKUP($B870,$AR$36:$AZ$47,MATCH(AM$2,$AS$2:$BA$2,0)+1,FALSE)","v":1.0150652537394905E-5},{"$f":"Q870*VLOOKUP($B870,$AR$36:$AZ$47,MATCH(AN$2,$AS$2:$BA$2,0)+1,FALSE)","v":1.8857902256094999E-3},{"$f":"R870*VLOOKUP($B870,$AR$36:$BA$47,MATCH(AO$2,$AS$2:$BA$2,0)+1,FALSE)","v":0},0.6703826736590085]
[2006,2,6,5,null,2013,2,6,5,0.20531753158988106,0.30575826741056894,8.7170929771520234E-3,7.6717970757827075E-2,9.0642700000000007E-2,6.6652000000000003E-2,2.028188418606668E-5,2.4450307537640017E-3,0,0.75627087537337911,null,null,0.19438529243051797,6.7194337613990546E-2,0.2704859532292313,7.1444286482599081E-2,6.1442261801185505E-2,4.8751506227939457E-3,1.0150652537394905E-5,1.7871641481495757E-3,0,0.6716245969810053,null,{"$f":"J871*VLOOKUP($B871,$AR$36:$AZ$47,MATCH(AG$2,$AS$2:$BA$2,0)+1,FALSE)","v":0.20040875598322322},{"$f":"K871*VLOOKUP($B871,$AR$36:$AZ$47,MATCH(AH$2,$AS$2:$BA$2,0)+1,FALSE)","v":0.27500957548222577},{"$f":"L871*VLOOKUP($B871,$AR$36:$AZ$47,MATCH(AI$2,$AS$2:$BA$2,0)+1,FALSE)","v":5.9360205462038679E-3},{"$f":"M871*VLOOKUP($B871,$AR$36:$AZ$47,MATCH(AJ$2,$AS$2:$BA$2,0)+1,FALSE)","v":7.0736927016314483E-2},{"$f":"N871*VLOOKUP($B871,$AR$36:$AZ$47,MATCH(AK$2,$AS$2:$BA$2,0)+1,FALSE)","v":7.1619846341184359E-2},{"$f":"O871*VLOOKUP($B871,$AR$36:$AZ$47,MATCH(AL$2,$AS$2:$BA$2,0)+1,FALSE)","v":5.8583579219706368E-2},{"$f":"P871*VLOOKUP($B871,$AR$36:$AZ$47,MATCH(AM$2,$AS$2:$BA$2,0)+1,FALSE)","v":1.0150652537394905E-5},{"$f":"Q871*VLOOKUP($B871,$AR$36:$AZ$47,MATCH(AN$2,$AS$2:$BA$2,0)+1,FALSE)","v":1.8857902256094999E-3},{"$f":"R871*VLOOKUP($B871,$AR$36:$BA$47,MATCH(AO$2,$AS$2:$BA$2,0)+1,FALSE)","v":0},0.68419064546700492]
[2006,2,6,6,null,2013,2,6,6,0.22114412930576249,0.32504789138557721,8.7170929771520234E-3,7.620660636066634E-2,9.4456699999999963E-2,6.9256999999999999E-2,2.028188418606668E-5,2.4450307537640017E-3,0,0.79729473266710815,null,null,0.20936919468844578,6.6746453088276772E-2,0.28755032363040006,7.4450469094597946E-2,6.3843646485697417E-2,4.8751506227939457E-3,1.0150652537394905E-5,1.7871641481495757E-3,0,0.70863255241089895,null,{"$f":"J872*VLOOKUP($B872,$AR$36:$AZ$47,MATCH(AG$2,$AS$2:$BA$2,0)+1,FALSE)","v":0.2158569680045051},{"$f":"K872*VLOOKUP($B872,$AR$36:$AZ$47,MATCH(AH$2,$AS$2:$BA$2,0)+1,FALSE)","v":0.29235933137110093},{"$f":"L872*VLOOKUP($B872,$AR$36:$AZ$47,MATCH(AI$2,$AS$2:$BA$2,0)+1,FALSE)","v":5.9360205462038679E-3},{"$f":"M872*VLOOKUP($B872,$AR$36:$AZ$47,MATCH(AJ$2,$AS$2:$BA$2,0)+1,FALSE)","v":7.0265429325703191E-2},{"$f":"N872*VLOOKUP($B872,$AR$36:$AZ$47,MATCH(AK$2,$AS$2:$BA$2,0)+1,FALSE)","v":7.4633416037864553E-2},{"$f":"O872*VLOOKUP($B872,$AR$36:$AZ$47,MATCH(AL$2,$AS$2:$BA$2,0)+1,FALSE)","v":6.0873236302274557E-2},{"$f":"P872*VLOOKUP($B872,$AR$36:$AZ$47,MATCH(AM$2,$AS$2:$BA$2,0)+1,FALSE)","v":1.0150652537394905E-5},{"$f":"Q872*VLOOKUP($B872,$AR$36:$AZ$47,MATCH(AN$2,$AS$2:$BA$2,0)+1,FALSE)","v":1.8857902256094999E-3},{"$f":"R872*VLOOKUP($B872,$AR$36:$BA$47,MATCH(AO$2,$AS$2:$BA$2,0)+1,FALSE)","v":0},0.72182034246579929]
[2006,2,6,7,null,2013,2,6,7,0.26166554997091312,0.36633051084726465,8.7170929771520234E-3,7.8511699136020435E-2,0.10722639999999997,7.3652999999999996E-2,2.028188418606668E-5,2.4450307537640017E-3,0,0.89856956556930023,null,null,0.24773303115531445,6.8765395725167502E-2,0.32407057464915684,8.4515505827802567E-2,6.7896040755606957E-2,4.8751506227939457E-3,1.0150652537394905E-5,1.7871641481495757E-3,0,0.79965301353652929,null,{"$f":"J873*VLOOKUP($B873,$AR$36:$AZ$47,MATCH(AG$2,$AS$2:$BA$2,0)+1,FALSE)","v":0.25540959384844419},{"$f":"K873*VLOOKUP($B873,$AR$36:$AZ$47,MATCH(AH$2,$AS$2:$BA$2,0)+1,FALSE)","v":0.32949034911626657},{"$f":"L873*VLOOKUP($B873,$AR$36:$AZ$47,MATCH(AI$2,$AS$2:$BA$2,0)+1,FALSE)","v":5.9360205462038679E-3},{"$f":"M873*VLOOKUP($B873,$AR$36:$AZ$47,MATCH(AJ$2,$AS$2:$BA$2,0)+1,FALSE)","v":7.239081374092407E-2},{"$f":"N873*VLOOKUP($B873,$AR$36:$AZ$47,MATCH(AK$2,$AS$2:$BA$2,0)+1,FALSE)","v":8.4723185559547193E-2},{"$f":"O873*VLOOKUP($B873,$AR$36:$AZ$47,MATCH(AL$2,$AS$2:$BA$2,0)+1,FALSE)","v":6.473708756329942E-2},{"$f":"P873*VLOOKUP($B873,$AR$36:$AZ$47,MATCH(AM$2,$AS$2:$BA$2,0)+1,FALSE)","v":1.0150652537394905E-5},{"$f":"Q873*VLOOKUP($B873,$AR$36:$AZ$47,MATCH(AN$2,$AS$2:$BA$2,0)+1,FALSE)","v":1.8857902256094999E-3},{"$f":"R873*VLOOKUP($B873,$AR$36:$BA$47,MATCH(AO$2,$AS$2:$BA$2,0)+1,FALSE)","v":0},0.81458299125283229]
[2006,2,6,8,null,2013,2,6,8,0.2979361623640277,0.41553926238444977,3.0509825420032086E-3,9.226482841597812E-2,0.11501360000000004,7.7146000000000006E-2,7.0986594651233391E-6,2.1873703638330935E-3,0,1.0031453047297572,null,null,0.28207239585580562,8.0811235871324535E-2,0.3676025980985278,9.0653351983061625E-2,7.1116016457334466E-2,1.7063027179778812E-3,3.5527283880882172E-6,1.5988305615172312E-3,0,0.89556428427393731,null,{"$f":"J874*VLOOKUP($B874,$AR$36:$AZ$47,MATCH(AG$2,$AS$2:$BA$2,0)+1,FALSE)","v":0.29081304065674402},{"$f":"K874*VLOOKUP($B874,$AR$36:$AZ$47,MATCH(AH$2,$AS$2:$BA$2,0)+1,FALSE)","v":0.37375040456745667},{"$f":"L874*VLOOKUP($B874,$AR$36:$AZ$47,MATCH(AI$2,$AS$2:$BA$2,0)+1,FALSE)","v":2.0776071911713539E-3},{"$f":"M874*VLOOKUP($B874,$AR$36:$AZ$47,MATCH(AJ$2,$AS$2:$BA$2,0)+1,FALSE)","v":8.5071729209781802E-2},{"$f":"N874*VLOOKUP($B874,$AR$36:$AZ$47,MATCH(AK$2,$AS$2:$BA$2,0)+1,FALSE)","v":9.0876114228133575E-2},{"$f":"O874*VLOOKUP($B874,$AR$36:$AZ$47,MATCH(AL$2,$AS$2:$BA$2,0)+1,FALSE)","v":6.7807249632171093E-2},{"$f":"P874*VLOOKUP($B874,$AR$36:$AZ$47,MATCH(AM$2,$AS$2:$BA$2,0)+1,FALSE)","v":3.5527283880882172E-6},{"$f":"Q874*VLOOKUP($B874,$AR$36:$AZ$47,MATCH(AN$2,$AS$2:$BA$2,0)+1,FALSE)","v":1.6870632999418246E-3},{"$f":"R874*VLOOKUP($B874,$AR$36:$BA$47,MATCH(AO$2,$AS$2:$BA$2,0)+1,FALSE)","v":0},0.91208676151378831]
[2006,2,6,9,null,2013,2,6,9,0.26736615290994453,0.44704666401327686,0,0.10190992241678165,0.11919850000000001,8.1350000000000006E-2,0,2.0486301538702968E-3,0,1.0189198694938733,null,null,0.25313010251475065,8.9259004969056394E-2,0.39547530170691741,9.3951876789814148E-2,7.4991418074873084E-2,0,0,1.4974201687151995E-3,0,0.90830512422412701,null,{"$f":"J875*VLOOKUP($B875,$AR$36:$AZ$47,MATCH(AG$2,$AS$2:$BA$2,0)+1,FALSE)","v":0.26097390554905248},{"$f":"K875*VLOOKUP($B875,$AR$36:$AZ$47,MATCH(AH$2,$AS$2:$BA$2,0)+1,FALSE)","v":0.40208925283433505},{"$f":"L875*VLOOKUP($B875,$AR$36:$AZ$47,MATCH(AI$2,$AS$2:$BA$2,0)+1,FALSE)","v":0},{"$f":"M875*VLOOKUP($B875,$AR$36:$AZ$47,MATCH(AJ$2,$AS$2:$BA$2,0)+1,FALSE)","v":9.3964877759735124E-2},{"$f":"N875*VLOOKUP($B875,$AR$36:$AZ$47,MATCH(AK$2,$AS$2:$BA$2,0)+1,FALSE)","v":9.41827444912791E-2},{"$f":"O875*VLOOKUP($B875,$AR$36:$AZ$47,MATCH(AL$2,$AS$2:$BA$2,0)+1,FALSE)","v":7.1502343058319526E-2},{"$f":"P875*VLOOKUP($B875,$AR$36:$AZ$47,MATCH(AM$2,$AS$2:$BA$2,0)+1,FALSE)","v":0},{"$f":"Q875*VLOOKUP($B875,$AR$36:$AZ$47,MATCH(AN$2,$AS$2:$BA$2,0)+1,FALSE)","v":1.5800564938130762E-3},{"$f":"R875*VLOOKUP($B875,$AR$36:$BA$47,MATCH(AO$2,$AS$2:$BA$2,0)+1,FALSE)","v":0},0.92429318018653428]
[2006,2,6,10,null,2013,2,6,10,0.24991270428735129,0.46081269762040311,0,0.1052405428994527,0.12252990000000004,8.4164000000000003E-2,0,2.0486301538702968E-3,0,1.0247084749610775,null,null,0.23660597187596691,9.217616811826336E-2,0.40765328385583272,9.6577675624007445E-2,7.7585466636184611E-2,0,0,1.4974201687151995E-3,0,0.91209598627897026,null,{"$f":"J876*VLOOKUP($B876,$AR$36:$AZ$47,MATCH(AG$2,$AS$2:$BA$2,0)+1,FALSE)","v":0.2439377377216608},{"$f":"K876*VLOOKUP($B876,$AR$36:$AZ$47,MATCH(AH$2,$AS$2:$BA$2,0)+1,FALSE)","v":0.41447090023975525},{"$f":"L876*VLOOKUP($B876,$AR$36:$AZ$47,MATCH(AI$2,$AS$2:$BA$2,0)+1,FALSE)","v":0},{"$f":"M876*VLOOKUP($B876,$AR$36:$AZ$47,MATCH(AJ$2,$AS$2:$BA$2,0)+1,FALSE)","v":9.703583826187677E-2},{"$f":"N876*VLOOKUP($B876,$AR$36:$AZ$47,MATCH(AK$2,$AS$2:$BA$2,0)+1,FALSE)","v":9.6814995694089953E-2},{"$f":"O876*VLOOKUP($B876,$AR$36:$AZ$47,MATCH(AL$2,$AS$2:$BA$2,0)+1,FALSE)","v":7.3975700075727166E-2},{"$f":"P876*VLOOKUP($B876,$AR$36:$AZ$47,MATCH(AM$2,$AS$2:$BA$2,0)+1,FALSE)","v":0},{"$f":"Q876*VLOOKUP($B876,$AR$36:$AZ$47,MATCH(AN$2,$AS$2:$BA$2,0)+1,FALSE)","v":1.5800564938130762E-3},{"$f":"R876*VLOOKUP($B876,$AR$36:$BA$47,MATCH(AO$2,$AS$2:$BA$2,0)+1,FALSE)","v":0},0.92781522848692299]
[2006,2,6,11,null,2013,2,6,11,0.23517246243080506,0.46417555292309515,0,0.10455587548674118,0.12357049999999999,8.4765999999999994E-2,0,2.0486301538702968E-3,0,1.0142890209945117,null,null,0.22265058189249159,9.1576494106704057E-2,0.41062819972588904,9.7397873218670758E-2,7.8140412348305974E-2,0,0,1.4974201687151995E-3,0,0.90189098146077662,null,{"$f":"J877*VLOOKUP($B877,$AR$36:$AZ$47,MATCH(AG$2,$AS$2:$BA$2,0)+1,FALSE)","v":0.22954990873069578},{"$f":"K877*VLOOKUP($B877,$AR$36:$AZ$47,MATCH(AH$2,$AS$2:$BA$2,0)+1,FALSE)","v":0.41749556876968136},{"$f":"L877*VLOOKUP($B877,$AR$36:$AZ$47,MATCH(AI$2,$AS$2:$BA$2,0)+1,FALSE)","v":0},{"$f":"M877*VLOOKUP($B877,$AR$36:$AZ$47,MATCH(AJ$2,$AS$2:$BA$2,0)+1,FALSE)","v":9.6404548508967319E-2},{"$f":"N877*VLOOKUP($B877,$AR$36:$AZ$47,MATCH(AK$2,$AS$2:$BA$2,0)+1,FALSE)","v":9.7637208758160565E-2},{"$f":"O877*VLOOKUP($B877,$AR$36:$AZ$47,MATCH(AL$2,$AS$2:$BA$2,0)+1,FALSE)","v":7.4504826203829283E-2},{"$f":"P877*VLOOKUP($B877,$AR$36:$AZ$47,MATCH(AM$2,$AS$2:$BA$2,0)+1,FALSE)","v":0},{"$f":"Q877*VLOOKUP($B877,$AR$36:$AZ$47,MATCH(AN$2,$AS$2:$BA$2,0)+1,FALSE)","v":1.5800564938130762E-3},{"$f":"R877*VLOOKUP($B877,$AR$36:$BA$47,MATCH(AO$2,$AS$2:$BA$2,0)+1,FALSE)","v":0},0.91717211746514726]
[2006,2,6,12,null,2013,2,6,12,0.23434680829672597,0.46199370603769674,0,0.10311517667964268,0.12406890000000001,8.5521E-2,0,2.0486301538702968E-3,0,1.0110942211679357,null,null,0.22186889014382974,9.0314641100322585E-2,0.40869805098585593,9.7790710505985992E-2,7.8836399080285433E-2,0,0,1.4974201687151995E-3,0,0.89900611198499492,null,{"$f":"J878*VLOOKUP($B878,$AR$36:$AZ$47,MATCH(AG$2,$AS$2:$BA$2,0)+1,FALSE)","v":0.22874399451284069},{"$f":"K878*VLOOKUP($B878,$AR$36:$AZ$47,MATCH(AH$2,$AS$2:$BA$2,0)+1,FALSE)","v":0.4155331401138605},{"$f":"L878*VLOOKUP($B878,$AR$36:$AZ$47,MATCH(AI$2,$AS$2:$BA$2,0)+1,FALSE)","v":0},{"$f":"M878*VLOOKUP($B878,$AR$36:$AZ$47,MATCH(AJ$2,$AS$2:$BA$2,0)+1,FALSE)","v":9.5076168660497187E-2},{"$f":"N878*VLOOKUP($B878,$AR$36:$AZ$47,MATCH(AK$2,$AS$2:$BA$2,0)+1,FALSE)","v":9.8031011363515969E-2},{"$f":"O878*VLOOKUP($B878,$AR$36:$AZ$47,MATCH(AL$2,$AS$2:$BA$2,0)+1,FALSE)","v":7.5168431231598568E-2},{"$f":"P878*VLOOKUP($B878,$AR$36:$AZ$47,MATCH(AM$2,$AS$2:$BA$2,0)+1,FALSE)","v":0},{"$f":"Q878*VLOOKUP($B878,$AR$36:$AZ$47,MATCH(AN$2,$AS$2:$BA$2,0)+1,FALSE)","v":1.5800564938130762E-3},{"$f":"R878*VLOOKUP($B878,$AR$36:$BA$47,MATCH(AO$2,$AS$2:$BA$2,0)+1,FALSE)","v":0},0.91413280237612604]
[2006,2,6,13,null,2013,2,6,13,0.24018338623571092,0.45718964651376903,0,9.971895009341207E-2,0.12427579999999998,8.4931000000000006E-2,0,2.0486301538702968E-3,0,1.0083474129967622,null,null,0.22739469644335869,8.7340016073167423E-2,0.40444818840420188,9.7953788424817265E-2,7.8292515408937252E-2,0,0,1.4974201687151995E-3,0,0.89692662492319775,null,{"$f":"J879*VLOOKUP($B879,$AR$36:$AZ$47,MATCH(AG$2,$AS$2:$BA$2,0)+1,FALSE)","v":0.23444103029392324},{"$f":"K879*VLOOKUP($B879,$AR$36:$AZ$47,MATCH(AH$2,$AS$2:$BA$2,0)+1,FALSE)","v":0.41121220259202185},{"$f":"L879*VLOOKUP($B879,$AR$36:$AZ$47,MATCH(AI$2,$AS$2:$BA$2,0)+1,FALSE)","v":0},{"$f":"M879*VLOOKUP($B879,$AR$36:$AZ$47,MATCH(AJ$2,$AS$2:$BA$2,0)+1,FALSE)","v":9.1944716801330914E-2},{"$f":"N879*VLOOKUP($B879,$AR$36:$AZ$47,MATCH(AK$2,$AS$2:$BA$2,0)+1,FALSE)","v":9.819449001329128E-2},{"$f":"O879*VLOOKUP($B879,$AR$36:$AZ$47,MATCH(AL$2,$AS$2:$BA$2,0)+1,FALSE)","v":7.4649852468176223E-2},{"$f":"P879*VLOOKUP($B879,$AR$36:$AZ$47,MATCH(AM$2,$AS$2:$BA$2,0)+1,FALSE)","v":0},{"$f":"Q879*VLOOKUP($B879,$AR$36:$AZ$47,MATCH(AN$2,$AS$2:$BA$2,0)+1,FALSE)","v":1.5800564938130762E-3},{"$f":"R879*VLOOKUP($B879,$AR$36:$BA$47,MATCH(AO$2,$AS$2:$BA$2,0)+1,FALSE)","v":0},0.9120223486625566]
[2006,2,6,14,null,2013,2,6,14,0.23982690949607133,0.4500326450299944,0,9.1272840157443566E-2,0.12365070000000002,8.5242999999999999E-2,0,2.0486301538702968E-3,0,0.99207472483737946,null,null,0.22705720049382658,7.9942391279964109E-2,0.39811681955849104,9.746108660238402E-2,7.8580128469040014E-2,0,0,1.4974201687151995E-3,0,0.882655046572421,null,{"$f":"J880*VLOOKUP($B880,$AR$36:$AZ$47,MATCH(AG$2,$AS$2:$BA$2,0)+1,FALSE)","v":0.2340930762766753},{"$f":"K880*VLOOKUP($B880,$AR$36:$AZ$47,MATCH(AH$2,$AS$2:$BA$2,0)+1,FALSE)","v":0.40477494757861748},{"$f":"L880*VLOOKUP($B880,$AR$36:$AZ$47,MATCH(AI$2,$AS$2:$BA$2,0)+1,FALSE)","v":0},{"$f":"M880*VLOOKUP($B880,$AR$36:$AZ$47,MATCH(AJ$2,$AS$2:$BA$2,0)+1,FALSE)","v":8.4157077787802667E-2},{"$f":"N880*VLOOKUP($B880,$AR$36:$AZ$47,MATCH(AK$2,$AS$2:$BA$2,0)+1,FALSE)","v":9.7700577475956535E-2},{"$f":"O880*VLOOKUP($B880,$AR$36:$AZ$47,MATCH(AL$2,$AS$2:$BA$2,0)+1,FALSE)","v":7.4924083949850409E-2},{"$f":"P880*VLOOKUP($B880,$AR$36:$AZ$47,MATCH(AM$2,$AS$2:$BA$2,0)+1,FALSE)","v":0},{"$f":"Q880*VLOOKUP($B880,$AR$36:$AZ$47,MATCH(AN$2,$AS$2:$BA$2,0)+1,FALSE)","v":1.5800564938130762E-3},{"$f":"R880*VLOOKUP($B880,$AR$36:$BA$47,MATCH(AO$2,$AS$2:$BA$2,0)+1,FALSE)","v":0},0.89722981956271552]
[2006,2,6,15,null,2013,2,6,15,0.24230995244860901,0.44229496581784411,0,8.3655425260514421E-2,0.12277940000000001,8.4556000000000006E-2,0,2.0486301538702968E-3,0,0.97764437368083767,null,null,0.22940803252803735,7.327058878996047E-2,0.39127176004397557,9.6774330726706354E-2,7.7946826634775271E-2,0,0,1.4974201687151995E-3,0,0.87016895889217027,null,{"$f":"J881*VLOOKUP($B881,$AR$36:$AZ$47,MATCH(AG$2,$AS$2:$BA$2,0)+1,FALSE)","v":0.23651675410543951},{"$f":"K881*VLOOKUP($B881,$AR$36:$AZ$47,MATCH(AH$2,$AS$2:$BA$2,0)+1,FALSE)","v":0.39781541090485123},{"$f":"L881*VLOOKUP($B881,$AR$36:$AZ$47,MATCH(AI$2,$AS$2:$BA$2,0)+1,FALSE)","v":0},{"$f":"M881*VLOOKUP($B881,$AR$36:$AZ$47,MATCH(AJ$2,$AS$2:$BA$2,0)+1,FALSE)","v":7.7133527551861508E-2},{"$f":"N881*VLOOKUP($B881,$AR$36:$AZ$47,MATCH(AK$2,$AS$2:$BA$2,0)+1,FALSE)","v":9.7012134036859127E-2},{"$f":"O881*VLOOKUP($B881,$AR$36:$AZ$47,MATCH(AL$2,$AS$2:$BA$2,0)+1,FALSE)","v":7.4320247321933208E-2},{"$f":"P881*VLOOKUP($B881,$AR$36:$AZ$47,MATCH(AM$2,$AS$2:$BA$2,0)+1,FALSE)","v":0},{"$f":"Q881*VLOOKUP($B881,$AR$36:$AZ$47,MATCH(AN$2,$AS$2:$BA$2,0)+1,FALSE)","v":1.5800564938130762E-3},{"$f":"R881*VLOOKUP($B881,$AR$36:$BA$47,MATCH(AO$2,$AS$2:$BA$2,0)+1,FALSE)","v":0},0.88437813041475777]
[2006,2,6,16,null,2013,2,6,16,0.26697972591705821,0.4383013267442929,0,8.5352058546953685E-2,0.12190289999999995,8.3991999999999997E-2,0,2.0486301538702968E-3,0,0.99857664136217494,null,null,0.25276425102884204,7.4756605022272021E-2,0.38773882770232121,9.6083476227645723E-2,7.7426910718435646E-2,0,0,1.4974201687151995E-3,0,0.89026749086823187,null,{"$f":"J882*VLOOKUP($B882,$AR$36:$AZ$47,MATCH(AG$2,$AS$2:$BA$2,0)+1,FALSE)","v":0.26059671733563983},{"$f":"K882*VLOOKUP($B882,$AR$36:$AZ$47,MATCH(AH$2,$AS$2:$BA$2,0)+1,FALSE)","v":0.39422339360455766},{"$f":"L882*VLOOKUP($B882,$AR$36:$AZ$47,MATCH(AI$2,$AS$2:$BA$2,0)+1,FALSE)","v":0},{"$f":"M882*VLOOKUP($B882,$AR$36:$AZ$47,MATCH(AJ$2,$AS$2:$BA$2,0)+1,FALSE)","v":7.8697888858225429E-2},{"$f":"N882*VLOOKUP($B882,$AR$36:$AZ$47,MATCH(AK$2,$AS$2:$BA$2,0)+1,FALSE)","v":9.6319581902842247E-2},{"$f":"O882*VLOOKUP($B882,$AR$36:$AZ$47,MATCH(AL$2,$AS$2:$BA$2,0)+1,FALSE)","v":7.3824521181983696E-2},{"$f":"P882*VLOOKUP($B882,$AR$36:$AZ$47,MATCH(AM$2,$AS$2:$BA$2,0)+1,FALSE)","v":0},{"$f":"Q882*VLOOKUP($B882,$AR$36:$AZ$47,MATCH(AN$2,$AS$2:$BA$2,0)+1,FALSE)","v":1.5800564938130762E-3},{"$f":"R882*VLOOKUP($B882,$AR$36:$BA$47,MATCH(AO$2,$AS$2:$BA$2,0)+1,FALSE)","v":0},0.90524215937706198]
[2006,2,6,17,null,2013,2,6,17,0.31456359399152284,0.43730401959592019,0,8.8309285214448266E-2,0.1195296,8.1987000000000004E-2,0,2.0486301538702968E-3,0,1.0437421289557616,null,null,0.29781449120563291,7.7346726803829355E-2,0.38685657003853186,9.4212848751752482E-2,7.5578628072582907E-2,0,0,1.4974201687151995E-3,0,0.93330668504104475,null,{"$f":"J883*VLOOKUP($B883,$AR$36:$AZ$47,MATCH(AG$2,$AS$2:$BA$2,0)+1,FALSE)","v":0.30704294008062072},{"$f":"K883*VLOOKUP($B883,$AR$36:$AZ$47,MATCH(AH$2,$AS$2:$BA$2,0)+1,FALSE)","v":0.39332638101411449},{"$f":"L883*VLOOKUP($B883,$AR$36:$AZ$47,MATCH(AI$2,$AS$2:$BA$2,0)+1,FALSE)","v":0},{"$f":"M883*VLOOKUP($B883,$AR$36:$AZ$47,MATCH(AJ$2,$AS$2:$BA$2,0)+1,FALSE)","v":8.1424565866010101E-2},{"$f":"N883*VLOOKUP($B883,$AR$36:$AZ$47,MATCH(AK$2,$AS$2:$BA$2,0)+1,FALSE)","v":9.4444357738937931E-2},{"$f":"O883*VLOOKUP($B883,$AR$36:$AZ$47,MATCH(AL$2,$AS$2:$BA$2,0)+1,FALSE)","v":7.2062232333404336E-2},{"$f":"P883*VLOOKUP($B883,$AR$36:$AZ$47,MATCH(AM$2,$AS$2:$BA$2,0)+1,FALSE)","v":0},{"$f":"Q883*VLOOKUP($B883,$AR$36:$AZ$47,MATCH(AN$2,$AS$2:$BA$2,0)+1,FALSE)","v":1.5800564938130762E-3},{"$f":"R883*VLOOKUP($B883,$AR$36:$BA$47,MATCH(AO$2,$AS$2:$BA$2,0)+1,FALSE)","v":0},0.94988053352690072]
[2006,2,6,18,null,2013,2,6,18,0.38975640731067346,0.43567847613953609,6.2472499669589511E-3,9.5184228452491568E-2,0.11679809999999997,8.0626000000000003E-2,1.453535033334779E-5,2.3327172504607838E-3,0,1.1266377144704542,null,null,0.36900362392378994,8.3368226752939686E-2,0.38541854949034116,9.2059889180521465E-2,7.4324008281557677E-2,3.4938579463356613E-3,7.2746343184663492E-6,1.7050700206431681E-3,0,1.0093805002304472,null,{"$f":"J884*VLOOKUP($B884,$AR$36:$AZ$47,MATCH(AG$2,$AS$2:$BA$2,0)+1,FALSE)","v":0.38043802748246242},{"$f":"K884*VLOOKUP($B884,$AR$36:$AZ$47,MATCH(AH$2,$AS$2:$BA$2,0)+1,FALSE)","v":0.39186431092961921},{"$f":"L884*VLOOKUP($B884,$AR$36:$AZ$47,MATCH(AI$2,$AS$2:$BA$2,0)+1,FALSE)","v":4.2541480581127725E-3},{"$f":"M884*VLOOKUP($B884,$AR$36:$AZ$47,MATCH(AJ$2,$AS$2:$BA$2,0)+1,FALSE)","v":8.7763528605338786E-2},{"$f":"N884*VLOOKUP($B884,$AR$36:$AZ$47,MATCH(AK$2,$AS$2:$BA$2,0)+1,FALSE)","v":9.2286107705775347E-2},{"$f":"O884*VLOOKUP($B884,$AR$36:$AZ$47,MATCH(AL$2,$AS$2:$BA$2,0)+1,FALSE)","v":7.086598538930633E-2},{"$f":"P884*VLOOKUP($B884,$AR$36:$AZ$47,MATCH(AM$2,$AS$2:$BA$2,0)+1,FALSE)","v":7.2746343184663492E-6},{"$f":"Q884*VLOOKUP($B884,$AR$36:$AZ$47,MATCH(AN$2,$AS$2:$BA$2,0)+1,FALSE)","v":1.7991656682671787E-3},{"$f":"R884*VLOOKUP($B884,$AR$36:$BA$47,MATCH(AO$2,$AS$2:$BA$2,0)+1,FALSE)","v":0},1.0292785484732005]
[2006,2,6,19,null,2013,2,6,19,0.42720354725810766,0.40642757101146387,8.7170929771520234E-3,7.9252357074284407E-2,0.10700669999999998,7.5984999999999997E-2,2.028188418606668E-5,2.4450307537640017E-3,0,1.107057580958958,null,null,0.40445687135474279,6.9414109697507734E-2,0.35954203264783718,8.4342338989874893E-2,7.004576401252896E-2,4.8751506227939457E-3,1.0150652537394905E-5,1.7871641481495757E-3,0,0.99447358212597248,null,{"$f":"J885*VLOOKUP($B885,$AR$36:$AZ$47,MATCH(AG$2,$AS$2:$BA$2,0)+1,FALSE)","v":0.4169898731718289},{"$f":"K885*VLOOKUP($B885,$AR$36:$AZ$47,MATCH(AH$2,$AS$2:$BA$2,0)+1,FALSE)","v":0.36555503376806259},{"$f":"L885*VLOOKUP($B885,$AR$36:$AZ$47,MATCH(AI$2,$AS$2:$BA$2,0)+1,FALSE)","v":5.9360205462038679E-3},{"$f":"M885*VLOOKUP($B885,$AR$36:$AZ$47,MATCH(AJ$2,$AS$2:$BA$2,0)+1,FALSE)","v":7.3073728917192424E-2},{"$f":"N885*VLOOKUP($B885,$AR$36:$AZ$47,MATCH(AK$2,$AS$2:$BA$2,0)+1,FALSE)","v":8.454959319920094E-2},{"$f":"O885*VLOOKUP($B885,$AR$36:$AZ$47,MATCH(AL$2,$AS$2:$BA$2,0)+1,FALSE)","v":6.6786792099402692E-2},{"$f":"P885*VLOOKUP($B885,$AR$36:$AZ$47,MATCH(AM$2,$AS$2:$BA$2,0)+1,FALSE)","v":1.0150652537394905E-5},{"$f":"Q885*VLOOKUP($B885,$AR$36:$AZ$47,MATCH(AN$2,$AS$2:$BA$2,0)+1,FALSE)","v":1.8857902256094999E-3},{"$f":"R885*VLOOKUP($B885,$AR$36:$BA$47,MATCH(AO$2,$AS$2:$BA$2,0)+1,FALSE)","v":0},1.0147869825800384]
[2006,2,6,20,null,2013,2,6,20,0.41628376245295418,0.39681398531777901,8.7170929771520234E-3,8.0162417828138932E-2,0.10301640000000001,7.4326000000000003E-2,2.028188418606668E-5,2.4450307537640017E-3,0,1.0817849712139744,null,null,0.39411851619241772,7.0211197119655233E-2,0.35103747147168574,8.1197197281259487E-2,6.8516436875636341E-2,4.8751506227939457E-3,1.0150652537394905E-5,1.7871641481495757E-3,0,0.97175328436413555,null,{"$f":"J886*VLOOKUP($B886,$AR$36:$AZ$47,MATCH(AG$2,$AS$2:$BA$2,0)+1,FALSE)","v":0.40633116092519689},{"$f":"K886*VLOOKUP($B886,$AR$36:$AZ$47,MATCH(AH$2,$AS$2:$BA$2,0)+1,FALSE)","v":0.35690824183379194},{"$f":"L886*VLOOKUP($B886,$AR$36:$AZ$47,MATCH(AI$2,$AS$2:$BA$2,0)+1,FALSE)","v":5.9360205462038679E-3},{"$f":"M886*VLOOKUP($B886,$AR$36:$AZ$47,MATCH(AJ$2,$AS$2:$BA$2,0)+1,FALSE)","v":7.3912840021017501E-2},{"$f":"N886*VLOOKUP($B886,$AR$36:$AZ$47,MATCH(AK$2,$AS$2:$BA$2,0)+1,FALSE)","v":8.1396722942079003E-2},{"$f":"O886*VLOOKUP($B886,$AR$36:$AZ$47,MATCH(AL$2,$AS$2:$BA$2,0)+1,FALSE)","v":6.532861893242356E-2},{"$f":"P886*VLOOKUP($B886,$AR$36:$AZ$47,MATCH(AM$2,$AS$2:$BA$2,0)+1,FALSE)","v":1.0150652537394905E-5},{"$f":"Q886*VLOOKUP($B886,$AR$36:$AZ$47,MATCH(AN$2,$AS$2:$BA$2,0)+1,FALSE)","v":1.8857902256094999E-3},{"$f":"R886*VLOOKUP($B886,$AR$36:$BA$47,MATCH(AO$2,$AS$2:$BA$2,0)+1,FALSE)","v":0},0.99170954607885975]
[2006,2,6,21,null,2013,2,6,21,0.39512648325890404,0.39233884481942327,8.7170929771520234E-3,8.8960682019201071E-2,0.10047150000000001,7.3410000000000003E-2,2.028188418606668E-5,2.4450307537640017E-3,0,1.0614899157126305,null,null,0.37408776737460836,7.7917260361832372E-2,0.34707858377329659,7.9191315233730381E-2,6.7672034429949998E-2,4.8751506227939457E-3,1.0150652537394905E-5,1.7871641481495757E-3,0,0.95261942659689858,null,{"$f":"J887*VLOOKUP($B887,$AR$36:$AZ$47,MATCH(AG$2,$AS$2:$BA$2,0)+1,FALSE)","v":0.38567971450249749},{"$f":"K887*VLOOKUP($B887,$AR$36:$AZ$47,MATCH(AH$2,$AS$2:$BA$2,0)+1,FALSE)","v":0.35288314547548627},{"$f":"L887*VLOOKUP($B887,$AR$36:$AZ$47,MATCH(AI$2,$AS$2:$BA$2,0)+1,FALSE)","v":5.9360205462038679E-3},{"$f":"M887*VLOOKUP($B887,$AR$36:$AZ$47,MATCH(AJ$2,$AS$2:$BA$2,0)+1,FALSE)","v":8.2025178835582926E-2},{"$f":"N887*VLOOKUP($B887,$AR$36:$AZ$47,MATCH(AK$2,$AS$2:$BA$2,0)+1,FALSE)","v":7.9385911845833199E-2},{"$f":"O887*VLOOKUP($B887,$AR$36:$AZ$47,MATCH(AL$2,$AS$2:$BA$2,0)+1,FALSE)","v":6.452350342853394E-2},{"$f":"P887*VLOOKUP($B887,$AR$36:$AZ$47,MATCH(AM$2,$AS$2:$BA$2,0)+1,FALSE)","v":1.0150652537394905E-5},{"$f":"Q887*VLOOKUP($B887,$AR$36:$AZ$47,MATCH(AN$2,$AS$2:$BA$2,0)+1,FALSE)","v":1.8857902256094999E-3},{"$f":"R887*VLOOKUP($B887,$AR$36:$BA$47,MATCH(AO$2,$AS$2:$BA$2,0)+1,FALSE)","v":0},0.97232941551228469]
[2006,2,6,22,null,2013,2,6,22,0.35143132169574703,0.36948506851270724,8.7170929771520234E-3,8.7808816199095821E-2,9.7000800000000012E-2,7.2024000000000005E-2,2.028188418606668E-5,2.4450307537640017E-3,0,0.98893241202265225,null,null,0.33271917750075847,7.690838512650465E-2,0.32686122212495533,7.645572058468357E-2,6.6394368720647315E-2,4.8751506227939457E-3,1.0150652537394905E-5,1.7871641481495757E-3,0,0.88601133948103028,null,{"$f":"J888*VLOOKUP($B888,$AR$36:$AZ$47,MATCH(AG$2,$AS$2:$BA$2,0)+1,FALSE)","v":0.34302922623903043},{"$f":"K888*VLOOKUP($B888,$AR$36:$AZ$47,MATCH(AH$2,$AS$2:$BA$2,0)+1,FALSE)","v":0.3323276675369739},{"$f":"L888*VLOOKUP($B888,$AR$36:$AZ$47,MATCH(AI$2,$AS$2:$BA$2,0)+1,FALSE)","v":5.9360205462038679E-3},{"$f":"M888*VLOOKUP($B888,$AR$36:$AZ$47,MATCH(AJ$2,$AS$2:$BA$2,0)+1,FALSE)","v":8.0963114137513989E-2},{"$f":"N888*VLOOKUP($B888,$AR$36:$AZ$47,MATCH(AK$2,$AS$2:$BA$2,0)+1,FALSE)","v":7.6643595027199724E-2},{"$f":"O888*VLOOKUP($B888,$AR$36:$AZ$47,MATCH(AL$2,$AS$2:$BA$2,0)+1,FALSE)","v":6.3305282808019739E-2},{"$f":"P888*VLOOKUP($B888,$AR$36:$AZ$47,MATCH(AM$2,$AS$2:$BA$2,0)+1,FALSE)","v":1.0150652537394905E-5},{"$f":"Q888*VLOOKUP($B888,$AR$36:$AZ$47,MATCH(AN$2,$AS$2:$BA$2,0)+1,FALSE)","v":1.8857902256094999E-3},{"$f":"R888*VLOOKUP($B888,$AR$36:$BA$47,MATCH(AO$2,$AS$2:$BA$2,0)+1,FALSE)","v":0},0.9041008471730887]
[2006,2,6,23,null,2013,2,6,23,0.30522736219752378,0.3524727144430978,8.7170929771520234E-3,9.3743269487632591E-2,9.4216200000000042E-2,7.0630999999999999E-2,2.028188418606668E-5,2.4450307537640017E-3,0,0.92747295174335631,null,null,0.28897537194765988,8.2106145884321788E-2,0.31181141547160807,7.426090776313872E-2,6.5110250154226917E-2,4.8751506227939457E-3,1.0150652537394905E-5,1.7871641481495757E-3,0,0.82893655664443644,null,{"$f":"J889*VLOOKUP($B889,$AR$36:$AZ$47,MATCH(AG$2,$AS$2:$BA$2,0)+1,FALSE)","v":0.29792992091991999},{"$f":"K889*VLOOKUP($B889,$AR$36:$AZ$47,MATCH(AH$2,$AS$2:$BA$2,0)+1,FALSE)","v":0.31702616707303294},{"$f":"L889*VLOOKUP($B889,$AR$36:$AZ$47,MATCH(AI$2,$AS$2:$BA$2,0)+1,FALSE)","v":5.9360205462038679E-3},{"$f":"M889*VLOOKUP($B889,$AR$36:$AZ$47,MATCH(AJ$2,$AS$2:$BA$2,0)+1,FALSE)","v":8.6434908881382722E-2},{"$f":"N889*VLOOKUP($B889,$AR$36:$AZ$47,MATCH(AK$2,$AS$2:$BA$2,0)+1,FALSE)","v":7.4443388897840607E-2},{"$f":"O889*VLOOKUP($B889,$AR$36:$AZ$47,MATCH(AL$2,$AS$2:$BA$2,0)+1,FALSE)","v":6.2080909558108986E-2},{"$f":"P889*VLOOKUP($B889,$AR$36:$AZ$47,MATCH(AM$2,$AS$2:$BA$2,0)+1,FALSE)","v":1.0150652537394905E-5},{"$f":"Q889*VLOOKUP($B889,$AR$36:$AZ$47,MATCH(AN$2,$AS$2:$BA$2,0)+1,FALSE)","v":1.8857902256094999E-3},{"$f":"R889*VLOOKUP($B889,$AR$36:$BA$47,MATCH(AO$2,$AS$2:$BA$2,0)+1,FALSE)","v":0},0.84574725675463613]
[2006,2,6,24,null,2013,2,6,24,0.20396919993675511,0.35134526362814522,8.7170929771520234E-3,0.11287387114794943,9.2615799999999984E-2,6.8913000000000002E-2,2.028188418606668E-5,2.4450307537640017E-3,0,0.84089954032795189,null,null,0.19310875340018449,9.8861908504528334E-2,0.31081402753183401,7.2999477597369647E-2,6.3526534650199487E-2,4.8751506227939457E-3,1.0150652537394905E-5,1.7871641481495757E-3,0,0.74598316710759704,null,{"$f":"J890*VLOOKUP($B890,$AR$36:$AZ$47,MATCH(AG$2,$AS$2:$BA$2,0)+1,FALSE)","v":0.19909266053261393},{"$f":"K890*VLOOKUP($B890,$AR$36:$AZ$47,MATCH(AH$2,$AS$2:$BA$2,0)+1,FALSE)","v":0.31601209876141195},{"$f":"L890*VLOOKUP($B890,$AR$36:$AZ$47,MATCH(AI$2,$AS$2:$BA$2,0)+1,FALSE)","v":5.9360205462038679E-3},{"$f":"M890*VLOOKUP($B890,$AR$36:$AZ$47,MATCH(AJ$2,$AS$2:$BA$2,0)+1,FALSE)","v":0.10407406122152663},{"$f":"N890*VLOOKUP($B890,$AR$36:$AZ$47,MATCH(AK$2,$AS$2:$BA$2,0)+1,FALSE)","v":7.3178859023019627E-2},{"$f":"O890*VLOOKUP($B890,$AR$36:$AZ$47,MATCH(AL$2,$AS$2:$BA$2,0)+1,FALSE)","v":6.0570878514787624E-2},{"$f":"P890*VLOOKUP($B890,$AR$36:$AZ$47,MATCH(AM$2,$AS$2:$BA$2,0)+1,FALSE)","v":1.0150652537394905E-5},{"$f":"Q890*VLOOKUP($B890,$AR$36:$AZ$47,MATCH(AN$2,$AS$2:$BA$2,0)+1,FALSE)","v":1.8857902256094999E-3},{"$f":"R890*VLOOKUP($B890,$AR$36:$BA$47,MATCH(AO$2,$AS$2:$BA$2,0)+1,FALSE)","v":0},0.76076051947771051]
[2006,2,7,1,null,2013,2,7,1,0.22460442234191827,0.32702391427138755,8.7170929771520234E-3,8.8322217041768902E-2,9.18852E-2,6.7555000000000004E-2,2.028188418606668E-5,2.4450307537640017E-3,0,0.81057315927017681,null,null,0.2126452426153807,7.7358053296988194E-2,0.2892983922546688,7.2423621012071712E-2,6.2274680369367563E-2,4.8751506227939457E-3,1.0150652537394905E-5,1.7871641481495757E-3,0,0.72067245497195787,null,{"$f":"J891*VLOOKUP($B891,$AR$36:$AZ$47,MATCH(AG$2,$AS$2:$BA$2,0)+1,FALSE)","v":0.2192345316121691},{"$f":"K891*VLOOKUP($B891,$AR$36:$AZ$47,MATCH(AH$2,$AS$2:$BA$2,0)+1,FALSE)","v":0.29413663479308871},{"$f":"L891*VLOOKUP($B891,$AR$36:$AZ$47,MATCH(AI$2,$AS$2:$BA$2,0)+1,FALSE)","v":5.9360205462038679E-3},{"$f":"M891*VLOOKUP($B891,$AR$36:$AZ$47,MATCH(AJ$2,$AS$2:$BA$2,0)+1,FALSE)","v":8.1436489509405921E-2},{"$f":"N891*VLOOKUP($B891,$AR$36:$AZ$47,MATCH(AK$2,$AS$2:$BA$2,0)+1,FALSE)","v":7.260158738683857E-2},{"$f":"O891*VLOOKUP($B891,$AR$36:$AZ$47,MATCH(AL$2,$AS$2:$BA$2,0)+1,FALSE)","v":5.9377268411859564E-2},{"$f":"P891*VLOOKUP($B891,$AR$36:$AZ$47,MATCH(AM$2,$AS$2:$BA$2,0)+1,FALSE)","v":1.0150652537394905E-5},{"$f":"Q891*VLOOKUP($B891,$AR$36:$AZ$47,MATCH(AN$2,$AS$2:$BA$2,0)+1,FALSE)","v":1.8857902256094999E-3},{"$f":"R891*VLOOKUP($B891,$AR$36:$BA$47,MATCH(AO$2,$AS$2:$BA$2,0)+1,FALSE)","v":0},0.73461847313771267]
[2006,2,7,2,null,2013,2,7,2,0.21275972803451518,0.31732731322954466,8.7170929771520234E-3,8.2679612732496424E-2,9.1285300000000041E-2,6.7097000000000004E-2,2.028188418606668E-5,2.4450307537640017E-3,0,0.78233135961165834,null,null,0.20143122524011961,7.241591190255188E-2,0.28072039239190605,7.195078174910946E-2,6.1852479146524392E-2,4.8751506227939457E-3,1.0150652537394905E-5,1.7871641481495757E-3,0,0.69504325585369231,null,{"$f":"J892*VLOOKUP($B892,$AR$36:$AZ$47,MATCH(AG$2,$AS$2:$BA$2,0)+1,FALSE)","v":0.20767302279815408},{"$f":"K892*VLOOKUP($B892,$AR$36:$AZ$47,MATCH(AH$2,$AS$2:$BA$2,0)+1,FALSE)","v":0.28541517597949284},{"$f":"L892*VLOOKUP($B892,$AR$36:$AZ$47,MATCH(AI$2,$AS$2:$BA$2,0)+1,FALSE)","v":5.9360205462038679E-3},{"$f":"M892*VLOOKUP($B892,$AR$36:$AZ$47,MATCH(AJ$2,$AS$2:$BA$2,0)+1,FALSE)","v":7.6233790777098437E-2},{"$f":"N892*VLOOKUP($B892,$AR$36:$AZ$47,MATCH(AK$2,$AS$2:$BA$2,0)+1,FALSE)","v":7.2127586217190343E-2},{"$f":"O892*VLOOKUP($B892,$AR$36:$AZ$47,MATCH(AL$2,$AS$2:$BA$2,0)+1,FALSE)","v":5.8974710659914754E-2},{"$f":"P892*VLOOKUP($B892,$AR$36:$AZ$47,MATCH(AM$2,$AS$2:$BA$2,0)+1,FALSE)","v":1.0150652537394905E-5},{"$f":"Q892*VLOOKUP($B892,$AR$36:$AZ$47,MATCH(AN$2,$AS$2:$BA$2,0)+1,FALSE)","v":1.8857902256094999E-3},{"$f":"R892*VLOOKUP($B892,$AR$36:$BA$47,MATCH(AO$2,$AS$2:$BA$2,0)+1,FALSE)","v":0},0.70825624785620134]
[2006,2,7,3,null,2013,2,7,3,0.20650385927365927,0.31508943540040457,8.7170929771520234E-3,8.4634551715913511E-2,9.0760399999999991E-2,6.7599999999999993E-2,2.028188418606668E-5,2.4450307537640017E-3,0,0.77577065200507933,null,null,0.19550845347742885,7.4128168219668777E-2,0.27874067644521439,7.1537057246477478E-2,6.2316163022266988E-2,4.8751506227939457E-3,1.0150652537394905E-5,1.7871641481495757E-3,0,0.68890298383453752,null,{"$f":"J893*VLOOKUP($B893,$AR$36:$AZ$47,MATCH(AG$2,$AS$2:$BA$2,0)+1,FALSE)","v":0.20156672069015022},{"$f":"K893*VLOOKUP($B893,$AR$36:$AZ$47,MATCH(AH$2,$AS$2:$BA$2,0)+1,FALSE)","v":0.28340235115226908},{"$f":"L893*VLOOKUP($B893,$AR$36:$AZ$47,MATCH(AI$2,$AS$2:$BA$2,0)+1,FALSE)","v":5.9360205462038679E-3},{"$f":"M893*VLOOKUP($B893,$AR$36:$AZ$47,MATCH(AJ$2,$AS$2:$BA$2,0)+1,FALSE)","v":7.8036319895443435E-2},{"$f":"N893*VLOOKUP($B893,$AR$36:$AZ$47,MATCH(AK$2,$AS$2:$BA$2,0)+1,FALSE)","v":7.1712845070418557E-2},{"$f":"O893*VLOOKUP($B893,$AR$36:$AZ$47,MATCH(AL$2,$AS$2:$BA$2,0)+1,FALSE)","v":5.941682102940872E-2},{"$f":"P893*VLOOKUP($B893,$AR$36:$AZ$47,MATCH(AM$2,$AS$2:$BA$2,0)+1,FALSE)","v":1.0150652537394905E-5},{"$f":"Q893*VLOOKUP($B893,$AR$36:$AZ$47,MATCH(AN$2,$AS$2:$BA$2,0)+1,FALSE)","v":1.8857902256094999E-3},{"$f":"R893*VLOOKUP($B893,$AR$36:$BA$47,MATCH(AO$2,$AS$2:$BA$2,0)+1,FALSE)","v":0},0.70196701926204075]
[2006,2,7,4,null,2013,2,7,4,0.20770084428661928,0.31374707521798217,8.7170929771520234E-3,8.3215745812186367E-2,9.1400300000000032E-2,6.7558999999999994E-2,2.028188418606668E-5,2.4450307537640017E-3,0,0.77480537093188995,null,null,0.19664170439846537,7.28854903703718E-2,0.277553171111035,7.2041424381615982E-2,6.2278367716291944E-2,4.8751506227939457E-3,1.0150652537394905E-5,1.7871641481495757E-3,0,0.68807262340126107,null,{"$f":"J894*VLOOKUP($B894,$AR$36:$AZ$47,MATCH(AG$2,$AS$2:$BA$2,0)+1,FALSE)","v":0.20273508792854586},{"$f":"K894*VLOOKUP($B894,$AR$36:$AZ$47,MATCH(AH$2,$AS$2:$BA$2,0)+1,FALSE)","v":0.28219498591227538},{"$f":"L894*VLOOKUP($B894,$AR$36:$AZ$47,MATCH(AI$2,$AS$2:$BA$2,0)+1,FALSE)","v":5.9360205462038679E-3},{"$f":"M894*VLOOKUP($B894,$AR$36:$AZ$47,MATCH(AJ$2,$AS$2:$BA$2,0)+1,FALSE)","v":7.6728126147995748E-2},{"$f":"N894*VLOOKUP($B894,$AR$36:$AZ$47,MATCH(AK$2,$AS$2:$BA$2,0)+1,FALSE)","v":7.2218451585600987E-2},{"$f":"O894*VLOOKUP($B894,$AR$36:$AZ$47,MATCH(AL$2,$AS$2:$BA$2,0)+1,FALSE)","v":5.9380784200086148E-2},{"$f":"P894*VLOOKUP($B894,$AR$36:$AZ$47,MATCH(AM$2,$AS$2:$BA$2,0)+1,FALSE)","v":1.0150652537394905E-5},{"$f":"Q894*VLOOKUP($B894,$AR$36:$AZ$47,MATCH(AN$2,$AS$2:$BA$2,0)+1,FALSE)","v":1.8857902256094999E-3},{"$f":"R894*VLOOKUP($B894,$AR$36:$BA$47,MATCH(AO$2,$AS$2:$BA$2,0)+1,FALSE)","v":0},0.70108939719885499]
[2006,2,7,5,null,2013,2,7,5,0.21658748231226671,0.31897974792887412,8.7170929771520234E-3,8.2473104392480887E-2,9.3273800000000032E-2,6.7575999999999997E-2,2.028188418606668E-5,2.4450307537640017E-3,0,0.79007254024872386,null,null,0.2050551687430015,7.2235039142466609E-2,0.28218220200569816,7.3518111094667882E-2,6.2294038940720622E-2,4.8751506227939457E-3,1.0150652537394905E-5,1.7871641481495757E-3,0,0.70195702535003579,null,{"$f":"J895*VLOOKUP($B895,$AR$36:$AZ$47,MATCH(AG$2,$AS$2:$BA$2,0)+1,FALSE)","v":0.21140926230519214},{"$f":"K895*VLOOKUP($B895,$AR$36:$AZ$47,MATCH(AH$2,$AS$2:$BA$2,0)+1,FALSE)","v":0.28690143297925691},{"$f":"L895*VLOOKUP($B895,$AR$36:$AZ$47,MATCH(AI$2,$AS$2:$BA$2,0)+1,FALSE)","v":5.9360205462038679E-3},{"$f":"M895*VLOOKUP($B895,$AR$36:$AZ$47,MATCH(AJ$2,$AS$2:$BA$2,0)+1,FALSE)","v":7.6043382125362186E-2},{"$f":"N895*VLOOKUP($B895,$AR$36:$AZ$47,MATCH(AK$2,$AS$2:$BA$2,0)+1,FALSE)","v":7.3698766957056266E-2},{"$f":"O895*VLOOKUP($B895,$AR$36:$AZ$47,MATCH(AL$2,$AS$2:$BA$2,0)+1,FALSE)","v":5.9395726300049169E-2},{"$f":"P895*VLOOKUP($B895,$AR$36:$AZ$47,MATCH(AM$2,$AS$2:$BA$2,0)+1,FALSE)","v":1.0150652537394905E-5},{"$f":"Q895*VLOOKUP($B895,$AR$36:$AZ$47,MATCH(AN$2,$AS$2:$BA$2,0)+1,FALSE)","v":1.8857902256094999E-3},{"$f":"R895*VLOOKUP($B895,$AR$36:$BA$47,MATCH(AO$2,$AS$2:$BA$2,0)+1,FALSE)","v":0},0.71528053209126752]
[2006,2,7,6,null,2013,2,7,6,0.23652043118084387,0.33777194814179928,8.7170929771520234E-3,8.0019260494914771E-2,9.78237E-2,7.0286000000000001E-2,2.028188418606668E-5,2.4450307537640017E-3,0,0.83360374543265991,null,null,0.22392677734270228,7.0085811084472566E-2,0.29880653151578851,7.7104327735028053E-2,6.47922164819979E-2,4.8751506227939457E-3,1.0150652537394905E-5,1.7871641481495757E-3,0,0.74138812958347022,null,{"$f":"J896*VLOOKUP($B896,$AR$36:$AZ$47,MATCH(AG$2,$AS$2:$BA$2,0)+1,FALSE)","v":0.23086564995458284},{"$f":"K896*VLOOKUP($B896,$AR$36:$AZ$47,MATCH(AH$2,$AS$2:$BA$2,0)+1,FALSE)","v":0.30380378870851005},{"$f":"L896*VLOOKUP($B896,$AR$36:$AZ$47,MATCH(AI$2,$AS$2:$BA$2,0)+1,FALSE)","v":5.9360205462038679E-3},{"$f":"M896*VLOOKUP($B896,$AR$36:$AZ$47,MATCH(AJ$2,$AS$2:$BA$2,0)+1,FALSE)","v":7.378084344013694E-2},{"$f":"N896*VLOOKUP($B896,$AR$36:$AZ$47,MATCH(AK$2,$AS$2:$BA$2,0)+1,FALSE)","v":7.7293795998200798E-2},{"$f":"O896*VLOOKUP($B896,$AR$36:$AZ$47,MATCH(AL$2,$AS$2:$BA$2,0)+1,FALSE)","v":6.1777672823565409E-2},{"$f":"P896*VLOOKUP($B896,$AR$36:$AZ$47,MATCH(AM$2,$AS$2:$BA$2,0)+1,FALSE)","v":1.0150652537394905E-5},{"$f":"Q896*VLOOKUP($B896,$AR$36:$AZ$47,MATCH(AN$2,$AS$2:$BA$2,0)+1,FALSE)","v":1.8857902256094999E-3},{"$f":"R896*VLOOKUP($B896,$AR$36:$BA$47,MATCH(AO$2,$AS$2:$BA$2,0)+1,FALSE)","v":0},0.7553537123493469]
[2006,2,7,7,null,2013,2,7,7,0.27386622877947131,0.38298025081825426,8.7170929771520234E-3,8.5643509933953782E-2,0.11064050000000003,7.5266E-2,2.028188418606668E-5,2.4450307537640017E-3,0,0.9395788951467815,null,null,0.25928407845111823,7.5011876149788798E-2,0.33879959841427609,8.7206488537720131E-2,6.938296340286905E-2,4.8751506227939457E-3,1.0150652537394905E-5,1.7871641481495757E-3,0,0.83635747037925334,null,{"$f":"J897*VLOOKUP($B897,$AR$36:$AZ$47,MATCH(AG$2,$AS$2:$BA$2,0)+1,FALSE)","v":0.26731857620976596},{"$f":"K897*VLOOKUP($B897,$AR$36:$AZ$47,MATCH(AH$2,$AS$2:$BA$2,0)+1,FALSE)","v":0.34446570190096454},{"$f":"L897*VLOOKUP($B897,$AR$36:$AZ$47,MATCH(AI$2,$AS$2:$BA$2,0)+1,FALSE)","v":5.9360205462038679E-3},{"$f":"M897*VLOOKUP($B897,$AR$36:$AZ$47,MATCH(AJ$2,$AS$2:$BA$2,0)+1,FALSE)","v":7.8966618274389333E-2},{"$f":"N897*VLOOKUP($B897,$AR$36:$AZ$47,MATCH(AK$2,$AS$2:$BA$2,0)+1,FALSE)","v":8.7420780814249907E-2},{"$f":"O897*VLOOKUP($B897,$AR$36:$AZ$47,MATCH(AL$2,$AS$2:$BA$2,0)+1,FALSE)","v":6.6154829165672738E-2},{"$f":"P897*VLOOKUP($B897,$AR$36:$AZ$47,MATCH(AM$2,$AS$2:$BA$2,0)+1,FALSE)","v":1.0150652537394905E-5},{"$f":"Q897*VLOOKUP($B897,$AR$36:$AZ$47,MATCH(AN$2,$AS$2:$BA$2,0)+1,FALSE)","v":1.8857902256094999E-3},{"$f":"R897*VLOOKUP($B897,$AR$36:$BA$47,MATCH(AO$2,$AS$2:$BA$2,0)+1,FALSE)","v":0},0.8521584677893933]
[2006,2,7,8,null,2013,2,7,8,0.31255808834318854,0.43316842542150635,2.9056976590506756E-3,0.10058052098991231,0.11782869999999998,7.9911999999999997E-2,6.7606280620222283E-6,2.1807636871681987E-3,0,1.0491409567288883,null,null,0.29591576975255596,8.8094633083053847E-2,0.38319805855523154,9.2872204807140785E-2,7.3665816855553248E-2,1.6250502075979825E-3,3.3835508457983023E-6,1.5940014951933252E-3,0,0.93696891830717255,null,{"$f":"J898*VLOOKUP($B898,$AR$36:$AZ$47,MATCH(AG$2,$AS$2:$BA$2,0)+1,FALSE)","v":0.30508538249171091},{"$f":"K898*VLOOKUP($B898,$AR$36:$AZ$47,MATCH(AH$2,$AS$2:$BA$2,0)+1,FALSE)","v":0.38960668437956653},{"$f":"L898*VLOOKUP($B898,$AR$36:$AZ$47,MATCH(AI$2,$AS$2:$BA$2,0)+1,FALSE)","v":1.97867351540129E-3},{"$f":"M898*VLOOKUP($B898,$AR$36:$AZ$47,MATCH(AJ$2,$AS$2:$BA$2,0)+1,FALSE)","v":9.2739118387075409E-2},{"$f":"N898*VLOOKUP($B898,$AR$36:$AZ$47,MATCH(AK$2,$AS$2:$BA$2,0)+1,FALSE)","v":9.3100419433462464E-2},{"$f":"O898*VLOOKUP($B898,$AR$36:$AZ$47,MATCH(AL$2,$AS$2:$BA$2,0)+1,FALSE)","v":7.0238417190859617E-2},{"$f":"P898*VLOOKUP($B898,$AR$36:$AZ$47,MATCH(AM$2,$AS$2:$BA$2,0)+1,FALSE)","v":3.3835508457983023E-6},{"$f":"Q898*VLOOKUP($B898,$AR$36:$AZ$47,MATCH(AN$2,$AS$2:$BA$2,0)+1,FALSE)","v":1.6819677377452177E-3},{"$f":"R898*VLOOKUP($B898,$AR$36:$BA$47,MATCH(AO$2,$AS$2:$BA$2,0)+1,FALSE)","v":0},0.95443404668666731]
[2006,2,7,9,null,2013,2,7,9,0.27989702227236979,0.46618644022561651,0,0.11129878416576935,0.12252709999999999,8.2959000000000005E-2,0,2.0486301538702968E-3,0,1.0649169768176259,null,null,{"$f":"$J899*$AS$6","v":0.26499375919599871},{"$f":"$M899*$AV$6","v":9.7482350033331264E-2},{"$f":"$K899*$AT$6","v":0.41240711080314435},{"$f":"$N899*$AW$6","v":9.6575468672955064E-2},{"$f":"$O899*$AX$6","v":7.6474653375210769E-2},{"$f":"$L899*$AU$6","v":0},{"$f":"$P899*$AY$6","v":0},{"$f":"$Q899*$AZ$6","v":1.4974201687151995E-3},0,{"$f":"SUM(V899:AD899)","v":0.94943076224935541},null,{"$f":"J899*VLOOKUP($B899,$AR$36:$AZ$47,MATCH(AG$2,$AS$2:$BA$2,0)+1,FALSE)","v":0.27320518419762019},{"$f":"K899*VLOOKUP($B899,$AR$36:$AZ$47,MATCH(AH$2,$AS$2:$BA$2,0)+1,FALSE)","v":0.41930423045556936},{"$f":"L899*VLOOKUP($B899,$AR$36:$AZ$47,MATCH(AI$2,$AS$2:$BA$2,0)+1,FALSE)","v":0},{"$f":"M899*VLOOKUP($B899,$AR$36:$AZ$47,MATCH(AJ$2,$AS$2:$BA$2,0)+1,FALSE)","v":0.10262177029409159},{"$f":"N899*VLOOKUP($B899,$AR$36:$AZ$47,MATCH(AK$2,$AS$2:$BA$2,0)+1,FALSE)","v":9.6812783319902521E-2},{"$f":"O899*VLOOKUP($B899,$AR$36:$AZ$47,MATCH(AL$2,$AS$2:$BA$2,0)+1,FALSE)","v":7.2916568872466253E-2},{"$f":"P899*VLOOKUP($B899,$AR$36:$AZ$47,MATCH(AM$2,$AS$2:$BA$2,0)+1,FALSE)","v":0},{"$f":"Q899*VLOOKUP($B899,$AR$36:$AZ$47,MATCH(AN$2,$AS$2:$BA$2,0)+1,FALSE)","v":1.5800564938130762E-3},{"$f":"R899*VLOOKUP($B899,$AR$36:$BA$47,MATCH(AO$2,$AS$2:$BA$2,0)+1,FALSE)","v":0},0.96644059363346302]
[2006,2,7,10,null,2013,2,7,10,0.26079627233780839,0.4812185290871287,0,0.11522345159872931,0.12561139999999998,8.5651000000000005E-2,0,2.0486301538702968E-3,0,1.0705492831775365,null,null,0.24691003866360703,0.10091981619553472,0.42570509590479622,9.900650407677998E-2,7.8956237855328265E-2,0,0,1.4974201687151995E-3,{"$f":"$R900*$BA$6","v":0},0.95299511286476146,null,{"$f":"J900*VLOOKUP($B900,$AR$36:$AZ$47,MATCH(AG$2,$AS$2:$BA$2,0)+1,FALSE)","v":0.25456109909153984},{"$f":"K900*VLOOKUP($B900,$AR$36:$AZ$47,MATCH(AH$2,$AS$2:$BA$2,0)+1,FALSE)","v":0.43282461180592713},{"$f":"L900*VLOOKUP($B900,$AR$36:$AZ$47,MATCH(AI$2,$AS$2:$BA$2,0)+1,FALSE)","v":0},{"$f":"M900*VLOOKUP($B900,$AR$36:$AZ$47,MATCH(AJ$2,$AS$2:$BA$2,0)+1,FALSE)","v":0.1062404649887798},{"$f":"N900*VLOOKUP($B900,$AR$36:$AZ$47,MATCH(AK$2,$AS$2:$BA$2,0)+1,FALSE)","v":9.9249792500676212E-2},{"$f":"O900*VLOOKUP($B900,$AR$36:$AZ$47,MATCH(AL$2,$AS$2:$BA$2,0)+1,FALSE)","v":7.5282694348962828E-2},{"$f":"P900*VLOOKUP($B900,$AR$36:$AZ$47,MATCH(AM$2,$AS$2:$BA$2,0)+1,FALSE)","v":0},{"$f":"Q900*VLOOKUP($B900,$AR$36:$AZ$47,MATCH(AN$2,$AS$2:$BA$2,0)+1,FALSE)","v":1.5800564938130762E-3},{"$f":"R900*VLOOKUP($B900,$AR$36:$BA$47,MATCH(AO$2,$AS$2:$BA$2,0)+1,FALSE)","v":0},{"$f":"SUM(AG900:AO900)","v":0.96973871922969901}]
[2006,2,7,11,null,2013,2,7,11,0.24773786140036694,0.4836947648725618,0,0.11329292507742612,0.12584569999999998,8.6667999999999995E-2,0,2.0486301538702968E-3,0,1.059287881504225,null,null,0.23454692963391746,9.9228941820680719E-2,0.42789567280240737,9.9191178588051959E-2,7.9893745810855551E-2,0,0,1.4974201687151995E-3,0,0.94225388882462824,null,{"$f":"J901*VLOOKUP($B901,$AR$36:$AZ$47,MATCH(AG$2,$AS$2:$BA$2,0)+1,FALSE)","v":0.24181489144514254},{"$f":"K901*VLOOKUP($B901,$AR$36:$AZ$47,MATCH(AH$2,$AS$2:$BA$2,0)+1,FALSE)","v":0.43505182403444043},{"$f":"L901*VLOOKUP($B901,$AR$36:$AZ$47,MATCH(AI$2,$AS$2:$BA$2,0)+1,FALSE)","v":0},{"$f":"M901*VLOOKUP($B901,$AR$36:$AZ$47,MATCH(AJ$2,$AS$2:$BA$2,0)+1,FALSE)","v":0.10446044510176329},{"$f":"N901*VLOOKUP($B901,$AR$36:$AZ$47,MATCH(AK$2,$AS$2:$BA$2,0)+1,FALSE)","v":9.9434920812142433E-2},{"$f":"O901*VLOOKUP($B901,$AR$36:$AZ$47,MATCH(AL$2,$AS$2:$BA$2,0)+1,FALSE)","v":7.6176583505573894E-2},{"$f":"P901*VLOOKUP($B901,$AR$36:$AZ$47,MATCH(AM$2,$AS$2:$BA$2,0)+1,FALSE)","v":0},{"$f":"Q901*VLOOKUP($B901,$AR$36:$AZ$47,MATCH(AN$2,$AS$2:$BA$2,0)+1,FALSE)","v":1.5800564938130762E-3},{"$f":"R901*VLOOKUP($B901,$AR$36:$BA$47,MATCH(AO$2,$AS$2:$BA$2,0)+1,FALSE)","v":0},0.95851872139287575]
[2006,2,7,12,null,2013,2,7,12,0.25214029506105029,0.47912442846256609,0,0.10886790611240166,0.1255135,8.6707000000000006E-2,0,2.0486301538702968E-3,0,1.0544017597898885,null,null,0.23871495341596485,9.5353236880273001E-2,0.42385257100533974,9.8929339609628783E-2,7.9929697443368419E-2,0,0,1.4974201687151995E-3,0,0.93827721852329005,null,{"$f":"J902*VLOOKUP($B902,$AR$36:$AZ$47,MATCH(AG$2,$AS$2:$BA$2,0)+1,FALSE)","v":0.24611207077709835},{"$f":"K902*VLOOKUP($B902,$AR$36:$AZ$47,MATCH(AH$2,$AS$2:$BA$2,0)+1,FALSE)","v":0.43094110517614659},{"$f":"L902*VLOOKUP($B902,$AR$36:$AZ$47,MATCH(AI$2,$AS$2:$BA$2,0)+1,FALSE)","v":0},{"$f":"M902*VLOOKUP($B902,$AR$36:$AZ$47,MATCH(AJ$2,$AS$2:$BA$2,0)+1,FALSE)","v":0.10038040700270021},{"$f":"N902*VLOOKUP($B902,$AR$36:$AZ$47,MATCH(AK$2,$AS$2:$BA$2,0)+1,FALSE)","v":9.9172438417481412E-2},{"$f":"O902*VLOOKUP($B902,$AR$36:$AZ$47,MATCH(AL$2,$AS$2:$BA$2,0)+1,FALSE)","v":7.6210862440783178E-2},{"$f":"P902*VLOOKUP($B902,$AR$36:$AZ$47,MATCH(AM$2,$AS$2:$BA$2,0)+1,FALSE)","v":0},{"$f":"Q902*VLOOKUP($B902,$AR$36:$AZ$47,MATCH(AN$2,$AS$2:$BA$2,0)+1,FALSE)","v":1.5800564938130762E-3},{"$f":"R902*VLOOKUP($B902,$AR$36:$BA$47,MATCH(AO$2,$AS$2:$BA$2,0)+1,FALSE)","v":0},0.9543969403080228]
[2006,2,7,13,null,2013,2,7,13,0.2540597269928353,0.4758505541146173,0,0.10770035267260966,0.12539110000000003,8.6858000000000005E-2,0,2.0486301538702968E-3,0,1.0519083639339326,null,null,0.24053218419246661,9.4330621458608502E-2,0.42095637123531499,9.8832864320769695E-2,8.0068894789764297E-2,0,0,1.4974201687151995E-3,0,0.93621835616563931,null,{"$f":"J903*VLOOKUP($B903,$AR$36:$AZ$47,MATCH(AG$2,$AS$2:$BA$2,0)+1,FALSE)","v":0.24798561251834567},{"$f":"K903*VLOOKUP($B903,$AR$36:$AZ$47,MATCH(AH$2,$AS$2:$BA$2,0)+1,FALSE)","v":0.42799646919872403},{"$f":"L903*VLOOKUP($B903,$AR$36:$AZ$47,MATCH(AI$2,$AS$2:$BA$2,0)+1,FALSE)","v":0},{"$f":"M903*VLOOKUP($B903,$AR$36:$AZ$47,MATCH(AJ$2,$AS$2:$BA$2,0)+1,FALSE)","v":9.9303877714420147E-2},{"$f":"N903*VLOOKUP($B903,$AR$36:$AZ$47,MATCH(AK$2,$AS$2:$BA$2,0)+1,FALSE)","v":9.9075726060146974E-2},{"$f":"O903*VLOOKUP($B903,$AR$36:$AZ$47,MATCH(AL$2,$AS$2:$BA$2,0)+1,FALSE)","v":7.6343583446337029E-2},{"$f":"P903*VLOOKUP($B903,$AR$36:$AZ$47,MATCH(AM$2,$AS$2:$BA$2,0)+1,FALSE)","v":0},{"$f":"Q903*VLOOKUP($B903,$AR$36:$AZ$47,MATCH(AN$2,$AS$2:$BA$2,0)+1,FALSE)","v":1.5800564938130762E-3},{"$f":"R903*VLOOKUP($B903,$AR$36:$BA$47,MATCH(AO$2,$AS$2:$BA$2,0)+1,FALSE)","v":0},0.9522853254317869]
[2006,2,7,14,null,2013,2,7,14,0.24849000767325297,0.47095395359737552,0,0.10155748251552908,0.12521270000000001,8.5953000000000002E-2,0,2.0486301538702968E-3,0,1.0342157739400277,null,null,0.23525902748583163,8.8950316333532356E-2,0.4166246432015791,9.8692250010863902E-2,7.9234632548120049E-2,0,0,1.4974201687151995E-3,0,0.92025828974864221,null,{"$f":"J904*VLOOKUP($B904,$AR$36:$AZ$47,MATCH(AG$2,$AS$2:$BA$2,0)+1,FALSE)","v":0.24254905524352485},{"$f":"K904*VLOOKUP($B904,$AR$36:$AZ$47,MATCH(AH$2,$AS$2:$BA$2,0)+1,FALSE)","v":0.42359229710239116},{"$f":"L904*VLOOKUP($B904,$AR$36:$AZ$47,MATCH(AI$2,$AS$2:$BA$2,0)+1,FALSE)","v":0},{"$f":"M904*VLOOKUP($B904,$AR$36:$AZ$47,MATCH(AJ$2,$AS$2:$BA$2,0)+1,FALSE)","v":9.3639914581925887E-2},{"$f":"N904*VLOOKUP($B904,$AR$36:$AZ$47,MATCH(AK$2,$AS$2:$BA$2,0)+1,FALSE)","v":9.893476621906469E-2},{"$f":"O904*VLOOKUP($B904,$AR$36:$AZ$47,MATCH(AL$2,$AS$2:$BA$2,0)+1,FALSE)","v":7.5548136360070531E-2},{"$f":"P904*VLOOKUP($B904,$AR$36:$AZ$47,MATCH(AM$2,$AS$2:$BA$2,0)+1,FALSE)","v":0},{"$f":"Q904*VLOOKUP($B904,$AR$36:$AZ$47,MATCH(AN$2,$AS$2:$BA$2,0)+1,FALSE)","v":1.5800564938130762E-3},{"$f":"R904*VLOOKUP($B904,$AR$36:$BA$47,MATCH(AO$2,$AS$2:$BA$2,0)+1,FALSE)","v":0},0.9358442260007902]
[2006,2,7,15,null,2013,2,7,15,0.25586363015894165,0.46035252853363628,0,9.1309778907619446E-2,0.12398559999999999,8.4958000000000006E-2,0,2.0486301538702968E-3,0,1.0185181677540678,null,null,0.24224003759273222,7.997474451905319E-2,0.40724619993579725,9.7725053712179086E-2,7.8317405000676923E-2,0,0,1.4974201687151995E-3,0,0.90700086092915388,null,{"$f":"J905*VLOOKUP($B905,$AR$36:$AZ$47,MATCH(AG$2,$AS$2:$BA$2,0)+1,FALSE)","v":0.2497463875804368},{"$f":"K905*VLOOKUP($B905,$AR$36:$AZ$47,MATCH(AH$2,$AS$2:$BA$2,0)+1,FALSE)","v":0.41405700822540831},{"$f":"L905*VLOOKUP($B905,$AR$36:$AZ$47,MATCH(AI$2,$AS$2:$BA$2,0)+1,FALSE)","v":0},{"$f":"M905*VLOOKUP($B905,$AR$36:$AZ$47,MATCH(AJ$2,$AS$2:$BA$2,0)+1,FALSE)","v":8.4191136739694306E-2},{"$f":"N905*VLOOKUP($B905,$AR$36:$AZ$47,MATCH(AK$2,$AS$2:$BA$2,0)+1,FALSE)","v":9.7965193231441094E-2},{"$f":"O905*VLOOKUP($B905,$AR$36:$AZ$47,MATCH(AL$2,$AS$2:$BA$2,0)+1,FALSE)","v":7.467358403870572E-2},{"$f":"P905*VLOOKUP($B905,$AR$36:$AZ$47,MATCH(AM$2,$AS$2:$BA$2,0)+1,FALSE)","v":0},{"$f":"Q905*VLOOKUP($B905,$AR$36:$AZ$47,MATCH(AN$2,$AS$2:$BA$2,0)+1,FALSE)","v":1.5800564938130762E-3},{"$f":"R905*VLOOKUP($B905,$AR$36:$BA$47,MATCH(AO$2,$AS$2:$BA$2,0)+1,FALSE)","v":0},0.92221336630949946]
[2006,2,7,16,null,2013,2,7,16,0.28289424695768373,0.45563727803936255,0,9.2232680955178059E-2,0.1234316,8.4855E-2,0,2.0486301538702968E-3,0,1.0410994361060946,null,null,0.26783139508818588,8.0783079139425951E-2,0.40307490136238655,9.7288392682538985E-2,7.8222455817373748E-2,0,0,1.4974201687151995E-3,0,0.92869764425862633,null,{"$f":"J906*VLOOKUP($B906,$AR$36:$AZ$47,MATCH(AG$2,$AS$2:$BA$2,0)+1,FALSE)","v":0.27613075059194936},{"$f":"K906*VLOOKUP($B906,$AR$36:$AZ$47,MATCH(AH$2,$AS$2:$BA$2,0)+1,FALSE)","v":0.40981594862069343},{"$f":"L906*VLOOKUP($B906,$AR$36:$AZ$47,MATCH(AI$2,$AS$2:$BA$2,0)+1,FALSE)","v":0},{"$f":"M906*VLOOKUP($B906,$AR$36:$AZ$47,MATCH(AJ$2,$AS$2:$BA$2,0)+1,FALSE)","v":8.5042088011430081E-2},{"$f":"N906*VLOOKUP($B906,$AR$36:$AZ$47,MATCH(AK$2,$AS$2:$BA$2,0)+1,FALSE)","v":9.7527459195793267E-2},{"$f":"O906*VLOOKUP($B906,$AR$36:$AZ$47,MATCH(AL$2,$AS$2:$BA$2,0)+1,FALSE)","v":7.4583052491870971E-2},{"$f":"P906*VLOOKUP($B906,$AR$36:$AZ$47,MATCH(AM$2,$AS$2:$BA$2,0)+1,FALSE)","v":0},{"$f":"Q906*VLOOKUP($B906,$AR$36:$AZ$47,MATCH(AN$2,$AS$2:$BA$2,0)+1,FALSE)","v":1.5800564938130762E-3},{"$f":"R906*VLOOKUP($B906,$AR$36:$BA$47,MATCH(AO$2,$AS$2:$BA$2,0)+1,FALSE)","v":0},0.94467935540555037]
[2006,2,7,17,null,2013,2,7,17,0.33059394504500256,0.45545761253888362,0,9.6138014114261205E-2,0.12151769999999998,8.3549999999999999E-2,0,2.0486301538702968E-3,0,1.0893059018520177,null,null,0.31299129784832536,8.4203611150301283E-2,0.40291596209781322,9.577986281858912E-2,7.7019458883290051E-2,0,0,1.4974201687151995E-3,0,0.97440761296703426,null,{"$f":"J907*VLOOKUP($B907,$AR$36:$AZ$47,MATCH(AG$2,$AS$2:$BA$2,0)+1,FALSE)","v":0.32269003406097985},{"$f":"K907*VLOOKUP($B907,$AR$36:$AZ$47,MATCH(AH$2,$AS$2:$BA$2,0)+1,FALSE)","v":0.40965435124694466},{"$f":"L907*VLOOKUP($B907,$AR$36:$AZ$47,MATCH(AI$2,$AS$2:$BA$2,0)+1,FALSE)","v":0},{"$f":"M907*VLOOKUP($B907,$AR$36:$AZ$47,MATCH(AJ$2,$AS$2:$BA$2,0)+1,FALSE)","v":8.8642955760141667E-2},{"$f":"N907*VLOOKUP($B907,$AR$36:$AZ$47,MATCH(AK$2,$AS$2:$BA$2,0)+1,FALSE)","v":9.6015222425348504E-2},{"$f":"O907*VLOOKUP($B907,$AR$36:$AZ$47,MATCH(AL$2,$AS$2:$BA$2,0)+1,FALSE)","v":7.3436026582945249E-2},{"$f":"P907*VLOOKUP($B907,$AR$36:$AZ$47,MATCH(AM$2,$AS$2:$BA$2,0)+1,FALSE)","v":0},{"$f":"Q907*VLOOKUP($B907,$AR$36:$AZ$47,MATCH(AN$2,$AS$2:$BA$2,0)+1,FALSE)","v":1.5800564938130762E-3},{"$f":"R907*VLOOKUP($B907,$AR$36:$BA$47,MATCH(AO$2,$AS$2:$BA$2,0)+1,FALSE)","v":0},0.99201864657017313]
[2006,2,7,18,null,2013,2,7,18,0.39701927580846508,0.45895870548085405,6.1019650840064173E-3,0.11010628571581448,0.11873149999999999,8.1235000000000002E-2,1.4197318930246678E-5,2.3261105737958907E-3,0,1.1744930399818663,null,null,0.37587977719670024,9.6437886230927403E-2,0.40601316849479147,9.3583788882157209E-2,7.488540685079674E-2,3.4126054359557624E-3,7.1054567761764343E-6,1.7002409543192632E-3,0,1.0519199795024241,null,{"$f":"J908*VLOOKUP($B908,$AR$36:$AZ$47,MATCH(AG$2,$AS$2:$BA$2,0)+1,FALSE)","v":0.38752725376158792},{"$f":"K908*VLOOKUP($B908,$AR$36:$AZ$47,MATCH(AH$2,$AS$2:$BA$2,0)+1,FALSE)","v":0.41280335549742408},{"$f":"L908*VLOOKUP($B908,$AR$36:$AZ$47,MATCH(AI$2,$AS$2:$BA$2,0)+1,FALSE)","v":4.1552143823427078E-3},{"$f":"M908*VLOOKUP($B908,$AR$36:$AZ$47,MATCH(AJ$2,$AS$2:$BA$2,0)+1,FALSE)","v":0.10152224074464869},{"$f":"N908*VLOOKUP($B908,$AR$36:$AZ$47,MATCH(AK$2,$AS$2:$BA$2,0)+1,FALSE)","v":9.3813752082167995E-2},{"$f":"O908*VLOOKUP($B908,$AR$36:$AZ$47,MATCH(AL$2,$AS$2:$BA$2,0)+1,FALSE)","v":7.1401264146804991E-2},{"$f":"P908*VLOOKUP($B908,$AR$36:$AZ$47,MATCH(AM$2,$AS$2:$BA$2,0)+1,FALSE)","v":7.1054567761764343E-6},{"$f":"Q908*VLOOKUP($B908,$AR$36:$AZ$47,MATCH(AN$2,$AS$2:$BA$2,0)+1,FALSE)","v":1.7940701060705732E-3},{"$f":"R908*VLOOKUP($B908,$AR$36:$BA$47,MATCH(AO$2,$AS$2:$BA$2,0)+1,FALSE)","v":0},1.0730242561778229]
[2006,2,7,19,null,2013,2,7,19,0.43802880261794663,0.42744355086526287,8.7170929771520234E-3,9.211013706292602E-2,0.1097355,7.6604000000000005E-2,2.028188418606668E-5,2.4450307537640017E-3,0,1.1551043961612377,null,null,0.41470573034142,8.0675747629126895E-2,0.37813360628521658,8.6493170429734006E-2,7.0616380949079016E-2,4.8751506227939457E-3,1.0150652537394905E-5,1.7871641481495757E-3,0,1.0372971010580574,null,{"$f":"J909*VLOOKUP($B909,$AR$36:$AZ$47,MATCH(AG$2,$AS$2:$BA$2,0)+1,FALSE)","v":0.42755631600341104},{"$f":"K909*VLOOKUP($B909,$AR$36:$AZ$47,MATCH(AH$2,$AS$2:$BA$2,0)+1,FALSE)","v":0.38445753392572962},{"$f":"L909*VLOOKUP($B909,$AR$36:$AZ$47,MATCH(AI$2,$AS$2:$BA$2,0)+1,FALSE)","v":5.9360205462038679E-3},{"$f":"M909*VLOOKUP($B909,$AR$36:$AZ$47,MATCH(AJ$2,$AS$2:$BA$2,0)+1,FALSE)","v":8.4929097817908278E-2},{"$f":"N909*VLOOKUP($B909,$AR$36:$AZ$47,MATCH(AK$2,$AS$2:$BA$2,0)+1,FALSE)","v":8.6705709871539971E-2},{"$f":"O909*VLOOKUP($B909,$AR$36:$AZ$47,MATCH(AL$2,$AS$2:$BA$2,0)+1,FALSE)","v":6.7330860327467851E-2},{"$f":"P909*VLOOKUP($B909,$AR$36:$AZ$47,MATCH(AM$2,$AS$2:$BA$2,0)+1,FALSE)","v":1.0150652537394905E-5},{"$f":"Q909*VLOOKUP($B909,$AR$36:$AZ$47,MATCH(AN$2,$AS$2:$BA$2,0)+1,FALSE)","v":1.8857902256094999E-3},{"$f":"R909*VLOOKUP($B909,$AR$36:$BA$47,MATCH(AO$2,$AS$2:$BA$2,0)+1,FALSE)","v":0},1.0588114793704075]
[2006,2,7,20,null,2013,2,7,20,0.43759917836079915,0.41224731972352335,8.7170929771520234E-3,8.7077229034848935E-2,0.10486790000000003,7.5146000000000004E-2,2.028188418606668E-5,2.4450307537640017E-3,0,1.1281200327342737,null,null,0.41429898165213769,7.6267615898345006E-2,0.36469041437850103,8.2656543664614501E-2,6.9272342995137223E-2,4.8751506227939457E-3,1.0150652537394905E-5,1.7871641481495757E-3,0,1.0138583640122163,null,{"$f":"J910*VLOOKUP($B910,$AR$36:$AZ$47,MATCH(AG$2,$AS$2:$BA$2,0)+1,FALSE)","v":0.42713696329520134},{"$f":"K910*VLOOKUP($B910,$AR$36:$AZ$47,MATCH(AH$2,$AS$2:$BA$2,0)+1,FALSE)","v":0.37078951732355575},{"$f":"L910*VLOOKUP($B910,$AR$36:$AZ$47,MATCH(AI$2,$AS$2:$BA$2,0)+1,FALSE)","v":5.9360205462038679E-3},{"$f":"M910*VLOOKUP($B910,$AR$36:$AZ$47,MATCH(AJ$2,$AS$2:$BA$2,0)+1,FALSE)","v":8.0288562564626825E-2},{"$f":"N910*VLOOKUP($B910,$AR$36:$AZ$47,MATCH(AK$2,$AS$2:$BA$2,0)+1,FALSE)","v":8.2859655373490521E-2},{"$f":"O910*VLOOKUP($B910,$AR$36:$AZ$47,MATCH(AL$2,$AS$2:$BA$2,0)+1,FALSE)","v":6.6049355518874975E-2},{"$f":"P910*VLOOKUP($B910,$AR$36:$AZ$47,MATCH(AM$2,$AS$2:$BA$2,0)+1,FALSE)","v":1.0150652537394905E-5},{"$f":"Q910*VLOOKUP($B910,$AR$36:$AZ$47,MATCH(AN$2,$AS$2:$BA$2,0)+1,FALSE)","v":1.8857902256094999E-3},{"$f":"R910*VLOOKUP($B910,$AR$36:$BA$47,MATCH(AO$2,$AS$2:$BA$2,0)+1,FALSE)","v":0},1.0349560155001003]
[2006,2,7,21,null,2013,2,7,21,0.41097939621403273,0.4100833550806533,8.7170929771520234E-3,9.8200690226853501E-2,0.10225930000000003,7.4359999999999996E-2,2.028188418606668E-5,2.4450307537640017E-3,0,1.1070651471366417,null,null,0.38909658370313133,8.6010230300009441E-2,0.3627760849831323,8.0600453480644832E-2,6.8547779324493685E-2,4.8751506227939457E-3,1.0150652537394905E-5,1.7871641481495757E-3,0,0.99370359721489254,null,{"$f":"J911*VLOOKUP($B911,$AR$36:$AZ$47,MATCH(AG$2,$AS$2:$BA$2,0)+1,FALSE)","v":0.40115361261263943},{"$f":"K911*VLOOKUP($B911,$AR$36:$AZ$47,MATCH(AH$2,$AS$2:$BA$2,0)+1,FALSE)","v":0.36884317257600679},{"$f":"L911*VLOOKUP($B911,$AR$36:$AZ$47,MATCH(AI$2,$AS$2:$BA$2,0)+1,FALSE)","v":5.9360205462038679E-3},{"$f":"M911*VLOOKUP($B911,$AR$36:$AZ$47,MATCH(AJ$2,$AS$2:$BA$2,0)+1,FALSE)","v":9.0544822665554442E-2},{"$f":"N911*VLOOKUP($B911,$AR$36:$AZ$47,MATCH(AK$2,$AS$2:$BA$2,0)+1,FALSE)","v":8.0798512764481592E-2},{"$f":"O911*VLOOKUP($B911,$AR$36:$AZ$47,MATCH(AL$2,$AS$2:$BA$2,0)+1,FALSE)","v":6.5358503132349588E-2},{"$f":"P911*VLOOKUP($B911,$AR$36:$AZ$47,MATCH(AM$2,$AS$2:$BA$2,0)+1,FALSE)","v":1.0150652537394905E-5},{"$f":"Q911*VLOOKUP($B911,$AR$36:$AZ$47,MATCH(AN$2,$AS$2:$BA$2,0)+1,FALSE)","v":1.8857902256094999E-3},{"$f":"R911*VLOOKUP($B911,$AR$36:$BA$47,MATCH(AO$2,$AS$2:$BA$2,0)+1,FALSE)","v":0},1.0145305851753827]
[2006,2,7,22,null,2013,2,7,22,0.36568676050025822,0.38570789437024389,8.7170929771520234E-3,9.722500803228E-2,9.9902599999999994E-2,7.3353000000000002E-2,2.028188418606668E-5,2.4450307537640017E-3,0,1.0330576685178843,null,null,0.34621557802380487,8.515566756668215E-2,0.34121258064523174,7.8742910071704642E-2,6.7619489736277377E-2,4.8751506227939457E-3,1.0150652537394905E-5,1.7871641481495757E-3,0,0.92561869146718179,null,{"$f":"J912*VLOOKUP($B912,$AR$36:$AZ$47,MATCH(AG$2,$AS$2:$BA$2,0)+1,FALSE)","v":0.35694384295336784},{"$f":"K912*VLOOKUP($B912,$AR$36:$AZ$47,MATCH(AH$2,$AS$2:$BA$2,0)+1,FALSE)","v":0.34691903898209159},{"$f":"L912*VLOOKUP($B912,$AR$36:$AZ$47,MATCH(AI$2,$AS$2:$BA$2,0)+1,FALSE)","v":5.9360205462038679E-3},{"$f":"M912*VLOOKUP($B912,$AR$36:$AZ$47,MATCH(AJ$2,$AS$2:$BA$2,0)+1,FALSE)","v":8.9645206063252408E-2},{"$f":"N912*VLOOKUP($B912,$AR$36:$AZ$47,MATCH(AK$2,$AS$2:$BA$2,0)+1,FALSE)","v":7.8936404818973877E-2},{"$f":"O912*VLOOKUP($B912,$AR$36:$AZ$47,MATCH(AL$2,$AS$2:$BA$2,0)+1,FALSE)","v":6.4473403446305005E-2},{"$f":"P912*VLOOKUP($B912,$AR$36:$AZ$47,MATCH(AM$2,$AS$2:$BA$2,0)+1,FALSE)","v":1.0150652537394905E-5},{"$f":"Q912*VLOOKUP($B912,$AR$36:$AZ$47,MATCH(AN$2,$AS$2:$BA$2,0)+1,FALSE)","v":1.8857902256094999E-3},{"$f":"R912*VLOOKUP($B912,$AR$36:$BA$47,MATCH(AO$2,$AS$2:$BA$2,0)+1,FALSE)","v":0},0.94474985768834163]
[2006,2,7,23,null,2013,2,7,23,0.32295434368816078,0.36599838545898955,8.7170929771520234E-3,9.9814077765112447E-2,9.5934699999999998E-2,7.1642999999999998E-2,2.028188418606668E-5,2.4450307537640017E-3,0,0.96752691252736489,null,null,0.30575847105412546,8.7423334764023378E-2,0.32377676328961447,7.5615423971507875E-2,6.6043148926098735E-2,4.8751506227939457E-3,1.0150652537394905E-5,1.7871641481495757E-3,0,0.86528960742885097,null,{"$f":"J913*VLOOKUP($B913,$AR$36:$AZ$47,MATCH(AG$2,$AS$2:$BA$2,0)+1,FALSE)","v":0.31523308193284577},{"$f":"K913*VLOOKUP($B913,$AR$36:$AZ$47,MATCH(AH$2,$AS$2:$BA$2,0)+1,FALSE)","v":0.32919162403906771},{"$f":"L913*VLOOKUP($B913,$AR$36:$AZ$47,MATCH(AI$2,$AS$2:$BA$2,0)+1,FALSE)","v":5.9360205462038679E-3},{"$f":"M913*VLOOKUP($B913,$AR$36:$AZ$47,MATCH(AJ$2,$AS$2:$BA$2,0)+1,FALSE)","v":9.2032428182430168E-2},{"$f":"N913*VLOOKUP($B913,$AR$36:$AZ$47,MATCH(AK$2,$AS$2:$BA$2,0)+1,FALSE)","v":7.5801233555351052E-2},{"$f":"O913*VLOOKUP($B913,$AR$36:$AZ$47,MATCH(AL$2,$AS$2:$BA$2,0)+1,FALSE)","v":6.2970403979436818E-2},{"$f":"P913*VLOOKUP($B913,$AR$36:$AZ$47,MATCH(AM$2,$AS$2:$BA$2,0)+1,FALSE)","v":1.0150652537394905E-5},{"$f":"Q913*VLOOKUP($B913,$AR$36:$AZ$47,MATCH(AN$2,$AS$2:$BA$2,0)+1,FALSE)","v":1.8857902256094999E-3},{"$f":"R913*VLOOKUP($B913,$AR$36:$BA$47,MATCH(AO$2,$AS$2:$BA$2,0)+1,FALSE)","v":0},0.88306073311348232]
[2006,2,7,24,null,2013,2,7,24,0.22259258458887646,0.3626184777772738,8.7170929771520234E-3,0.11670709634224896,9.4249499999999972E-2,7.0594000000000004E-2,2.028188418606668E-5,2.4450307537640017E-3,0,0.87794406432350136,null,null,0.21074052621381714,0.10221928390577928,0.32078676220523467,7.428715471672534E-2,6.5076142195176281E-2,4.8751506227939457E-3,1.0150652537394905E-5,1.7871641481495757E-3,0,0.77978233466021363,null,{"$f":"J914*VLOOKUP($B914,$AR$36:$AZ$47,MATCH(AG$2,$AS$2:$BA$2,0)+1,FALSE)","v":0.21727079330787},{"$f":"K914*VLOOKUP($B914,$AR$36:$AZ$47,MATCH(AH$2,$AS$2:$BA$2,0)+1,FALSE)","v":0.32615161800884768},{"$f":"L914*VLOOKUP($B914,$AR$36:$AZ$47,MATCH(AI$2,$AS$2:$BA$2,0)+1,FALSE)","v":5.9360205462038679E-3},{"$f":"M914*VLOOKUP($B914,$AR$36:$AZ$47,MATCH(AJ$2,$AS$2:$BA$2,0)+1,FALSE)","v":0.10760844264647587},{"$f":"N914*VLOOKUP($B914,$AR$36:$AZ$47,MATCH(AK$2,$AS$2:$BA$2,0)+1,FALSE)","v":7.4469700347997714E-2},{"$f":"O914*VLOOKUP($B914,$AR$36:$AZ$47,MATCH(AL$2,$AS$2:$BA$2,0)+1,FALSE)","v":6.2048388517013012E-2},{"$f":"P914*VLOOKUP($B914,$AR$36:$AZ$47,MATCH(AM$2,$AS$2:$BA$2,0)+1,FALSE)","v":1.0150652537394905E-5},{"$f":"Q914*VLOOKUP($B914,$AR$36:$AZ$47,MATCH(AN$2,$AS$2:$BA$2,0)+1,FALSE)","v":1.8857902256094999E-3},{"$f":"R914*VLOOKUP($B914,$AR$36:$BA$47,MATCH(AO$2,$AS$2:$BA$2,0)+1,FALSE)","v":0},0.79538090425255503]
[2006,2,8,1,null,2013,2,8,1,0.23149512193540964,0.33607514286966278,8.7170929771520234E-3,9.1036419800561805E-2,9.2551099999999997E-2,6.9095000000000004E-2,2.028188418606668E-5,2.4450307537640017E-3,0,0.83143519022073631,null,null,0.21916904331159792,7.9735319727859591E-2,0.29730546992433876,7.294848126412469E-2,6.3694308935259444E-2,4.8751506227939457E-3,1.0150652537394905E-5,1.7871641481495757E-3,0,0.73952508858666133,null,{"$f":"J915*VLOOKUP($B915,$AR$36:$AZ$47,MATCH(AG$2,$AS$2:$BA$2,0)+1,FALSE)","v":0.22596048688102627},{"$f":"K915*VLOOKUP($B915,$AR$36:$AZ$47,MATCH(AH$2,$AS$2:$BA$2,0)+1,FALSE)","v":0.30227762327881236},{"$f":"L915*VLOOKUP($B915,$AR$36:$AZ$47,MATCH(AI$2,$AS$2:$BA$2,0)+1,FALSE)","v":5.9360205462038679E-3},{"$f":"M915*VLOOKUP($B915,$AR$36:$AZ$47,MATCH(AJ$2,$AS$2:$BA$2,0)+1,FALSE)","v":8.3939089103212627E-2},{"$f":"N915*VLOOKUP($B915,$AR$36:$AZ$47,MATCH(AK$2,$AS$2:$BA$2,0)+1,FALSE)","v":7.3127737376618165E-2},{"$f":"O915*VLOOKUP($B915,$AR$36:$AZ$47,MATCH(AL$2,$AS$2:$BA$2,0)+1,FALSE)","v":6.0730846879097578E-2},{"$f":"P915*VLOOKUP($B915,$AR$36:$AZ$47,MATCH(AM$2,$AS$2:$BA$2,0)+1,FALSE)","v":1.0150652537394905E-5},{"$f":"Q915*VLOOKUP($B915,$AR$36:$AZ$47,MATCH(AN$2,$AS$2:$BA$2,0)+1,FALSE)","v":1.8857902256094999E-3},{"$f":"R915*VLOOKUP($B915,$AR$36:$BA$47,MATCH(AO$2,$AS$2:$BA$2,0)+1,FALSE)","v":0},0.75386774494311781]
[2006,2,8,2,null,2013,2,8,2,0.21700147406533135,0.32725800771992747,8.7170929771520234E-3,8.582616729083023E-2,9.2133100000000009E-2,6.8029000000000006E-2,2.028188418606668E-5,2.4450307537640017E-3,0,0.80143015469119117,null,null,0.20544711728904208,7.5171858745579537E-2,0.28950548065201376,7.2619014999883602E-2,6.2711630979908312E-2,4.8751506227939457E-3,1.0150652537394905E-5,1.7871641481495757E-3,0,0.71212756808990829,null,{"$f":"J916*VLOOKUP($B916,$AR$36:$AZ$47,MATCH(AG$2,$AS$2:$BA$2,0)+1,FALSE)","v":0.21181335625458134},{"$f":"K916*VLOOKUP($B916,$AR$36:$AZ$47,MATCH(AH$2,$AS$2:$BA$2,0)+1,FALSE)","v":0.29434718654840625},{"$f":"L916*VLOOKUP($B916,$AR$36:$AZ$47,MATCH(AI$2,$AS$2:$BA$2,0)+1,FALSE)","v":5.9360205462038679E-3},{"$f":"M916*VLOOKUP($B916,$AR$36:$AZ$47,MATCH(AJ$2,$AS$2:$BA$2,0)+1,FALSE)","v":7.9135035400060547E-2},{"$f":"N916*VLOOKUP($B916,$AR$36:$AZ$47,MATCH(AK$2,$AS$2:$BA$2,0)+1,FALSE)","v":7.2797461515786407E-2},{"$f":"O916*VLOOKUP($B916,$AR$36:$AZ$47,MATCH(AL$2,$AS$2:$BA$2,0)+1,FALSE)","v":5.9793889316710744E-2},{"$f":"P916*VLOOKUP($B916,$AR$36:$AZ$47,MATCH(AM$2,$AS$2:$BA$2,0)+1,FALSE)","v":1.0150652537394905E-5},{"$f":"Q916*VLOOKUP($B916,$AR$36:$AZ$47,MATCH(AN$2,$AS$2:$BA$2,0)+1,FALSE)","v":1.8857902256094999E-3},{"$f":"R916*VLOOKUP($B916,$AR$36:$BA$47,MATCH(AO$2,$AS$2:$BA$2,0)+1,FALSE)","v":0},0.72571889045989602]
[2006,2,8,3,null,2013,2,8,3,0.21382072720025094,0.32436294633325313,8.7170929771520234E-3,8.5950360890270278E-2,9.153399999999999E-2,6.7554000000000003E-2,2.028188418606668E-5,2.4450307537640017E-3,0,0.79440444003887645,null,null,0.2024357309513613,7.5280635171335306E-2,0.2869443939299326,7.2146806294364832E-2,6.2273758532636461E-2,4.8751506227939457E-3,1.0150652537394905E-5,1.7871641481495757E-3,0,0.70575379030311158,null,{"$f":"J917*VLOOKUP($B917,$AR$36:$AZ$47,MATCH(AG$2,$AS$2:$BA$2,0)+1,FALSE)","v":0.20870865536814365},{"$f":"K917*VLOOKUP($B917,$AR$36:$AZ$47,MATCH(AH$2,$AS$2:$BA$2,0)+1,FALSE)","v":0.29174326806833711},{"$f":"L917*VLOOKUP($B917,$AR$36:$AZ$47,MATCH(AI$2,$AS$2:$BA$2,0)+1,FALSE)","v":5.9360205462038679E-3},{"$f":"M917*VLOOKUP($B917,$AR$36:$AZ$47,MATCH(AJ$2,$AS$2:$BA$2,0)+1,FALSE)","v":7.9249546687216663E-2},{"$f":"N917*VLOOKUP($B917,$AR$36:$AZ$47,MATCH(AK$2,$AS$2:$BA$2,0)+1,FALSE)","v":7.2324092453048813E-2},{"$f":"O917*VLOOKUP($B917,$AR$36:$AZ$47,MATCH(AL$2,$AS$2:$BA$2,0)+1,FALSE)","v":5.9376389464802913E-2},{"$f":"P917*VLOOKUP($B917,$AR$36:$AZ$47,MATCH(AM$2,$AS$2:$BA$2,0)+1,FALSE)","v":1.0150652537394905E-5},{"$f":"Q917*VLOOKUP($B917,$AR$36:$AZ$47,MATCH(AN$2,$AS$2:$BA$2,0)+1,FALSE)","v":1.8857902256094999E-3},{"$f":"R917*VLOOKUP($B917,$AR$36:$BA$47,MATCH(AO$2,$AS$2:$BA$2,0)+1,FALSE)","v":0},0.71923391346590004]
[2006,2,8,4,null,2013,2,8,4,0.21485223799340067,0.32322878830484914,8.7170929771520234E-3,8.4057774044314373E-2,9.1840700000000011E-2,6.7899000000000001E-2,2.028188418606668E-5,2.4450307537640017E-3,0,0.79306090595766632,null,null,0.20341231841381027,7.3622990707662053E-2,0.28594107252173828,7.2388546254275724E-2,6.2591792204865479E-2,4.8751506227939457E-3,1.0150652537394905E-5,1.7871641481495757E-3,0,0.70462918552583276,null,{"$f":"J918*VLOOKUP($B918,$AR$36:$AZ$47,MATCH(AG$2,$AS$2:$BA$2,0)+1,FALSE)","v":0.20971550457988719},{"$f":"K918*VLOOKUP($B918,$AR$36:$AZ$47,MATCH(AH$2,$AS$2:$BA$2,0)+1,FALSE)","v":0.2907231670566372},{"$f":"L918*VLOOKUP($B918,$AR$36:$AZ$47,MATCH(AI$2,$AS$2:$BA$2,0)+1,FALSE)","v":5.9360205462038679E-3},{"$f":"M918*VLOOKUP($B918,$AR$36:$AZ$47,MATCH(AJ$2,$AS$2:$BA$2,0)+1,FALSE)","v":7.7504508643692016E-2},{"$f":"N918*VLOOKUP($B918,$AR$36:$AZ$47,MATCH(AK$2,$AS$2:$BA$2,0)+1,FALSE)","v":7.2566426439931844E-2},{"$f":"O918*VLOOKUP($B918,$AR$36:$AZ$47,MATCH(AL$2,$AS$2:$BA$2,0)+1,FALSE)","v":5.9679626199346497E-2},{"$f":"P918*VLOOKUP($B918,$AR$36:$AZ$47,MATCH(AM$2,$AS$2:$BA$2,0)+1,FALSE)","v":1.0150652537394905E-5},{"$f":"Q918*VLOOKUP($B918,$AR$36:$AZ$47,MATCH(AN$2,$AS$2:$BA$2,0)+1,FALSE)","v":1.8857902256094999E-3},{"$f":"R918*VLOOKUP($B918,$AR$36:$BA$47,MATCH(AO$2,$AS$2:$BA$2,0)+1,FALSE)","v":0},0.71802119434384548]
[2006,2,8,5,null,2013,2,8,5,0.222960657302642,0.32911245004055911,8.7170929771520234E-3,8.4804335137007553E-2,9.411319999999998E-2,6.8655999999999995E-2,2.028188418606668E-5,2.4450307537640017E-3,0,0.81082904809531076,null,null,0.21108900070377901,7.4276875027285777E-2,0.29114599426118837,7.4179723492285007E-2,6.3289622610307142E-2,4.8751506227939457E-3,1.0150652537394905E-5,1.7871641481495757E-3,0,0.72065368151832621,null,{"$f":"J919*VLOOKUP($B919,$AR$36:$AZ$47,MATCH(AG$2,$AS$2:$BA$2,0)+1,FALSE)","v":0.21763006606020596},{"$f":"K919*VLOOKUP($B919,$AR$36:$AZ$47,MATCH(AH$2,$AS$2:$BA$2,0)+1,FALSE)","v":0.29601513619919478},{"$f":"L919*VLOOKUP($B919,$AR$36:$AZ$47,MATCH(AI$2,$AS$2:$BA$2,0)+1,FALSE)","v":5.9360205462038679E-3},{"$f":"M919*VLOOKUP($B919,$AR$36:$AZ$47,MATCH(AJ$2,$AS$2:$BA$2,0)+1,FALSE)","v":7.8192866755949178E-2},{"$f":"N919*VLOOKUP($B919,$AR$36:$AZ$47,MATCH(AK$2,$AS$2:$BA$2,0)+1,FALSE)","v":7.4362005133090145E-2},{"$f":"O919*VLOOKUP($B919,$AR$36:$AZ$47,MATCH(AL$2,$AS$2:$BA$2,0)+1,FALSE)","v":6.034498912122907E-2},{"$f":"P919*VLOOKUP($B919,$AR$36:$AZ$47,MATCH(AM$2,$AS$2:$BA$2,0)+1,FALSE)","v":1.0150652537394905E-5},{"$f":"Q919*VLOOKUP($B919,$AR$36:$AZ$47,MATCH(AN$2,$AS$2:$BA$2,0)+1,FALSE)","v":1.8857902256094999E-3},{"$f":"R919*VLOOKUP($B919,$AR$36:$BA$47,MATCH(AO$2,$AS$2:$BA$2,0)+1,FALSE)","v":0},0.73437702469401989]
[2006,2,8,6,null,2013,2,8,6,0.24384717516877061,0.3466377996370828,8.7170929771520234E-3,8.1933265543883457E-2,9.7030300000000028E-2,7.145E-2,2.028188418606668E-5,2.4450307537640017E-3,0,0.85208094596483896,null,null,0.23086340502192804,7.1762214933334317E-2,0.30664961720959394,7.6478972390413513E-2,6.5865234436996697E-2,4.8751506227939457E-3,1.0150652537394905E-5,1.7871641481495757E-3,0,0.75829190941574742,null,{"$f":"J920*VLOOKUP($B920,$AR$36:$AZ$47,MATCH(AG$2,$AS$2:$BA$2,0)+1,FALSE)","v":0.2380172245749175},{"$f":"K920*VLOOKUP($B920,$AR$36:$AZ$47,MATCH(AH$2,$AS$2:$BA$2,0)+1,FALSE)","v":0.31177804260736663},{"$f":"L920*VLOOKUP($B920,$AR$36:$AZ$47,MATCH(AI$2,$AS$2:$BA$2,0)+1,FALSE)","v":5.9360205462038679E-3},{"$f":"M920*VLOOKUP($B920,$AR$36:$AZ$47,MATCH(AJ$2,$AS$2:$BA$2,0)+1,FALSE)","v":7.5545629892650637E-2},{"$f":"N920*VLOOKUP($B920,$AR$36:$AZ$47,MATCH(AK$2,$AS$2:$BA$2,0)+1,FALSE)","v":7.6666903969531158E-2},{"$f":"O920*VLOOKUP($B920,$AR$36:$AZ$47,MATCH(AL$2,$AS$2:$BA$2,0)+1,FALSE)","v":6.2800767197503743E-2},{"$f":"P920*VLOOKUP($B920,$AR$36:$AZ$47,MATCH(AM$2,$AS$2:$BA$2,0)+1,FALSE)","v":1.0150652537394905E-5},{"$f":"Q920*VLOOKUP($B920,$AR$36:$AZ$47,MATCH(AN$2,$AS$2:$BA$2,0)+1,FALSE)","v":1.8857902256094999E-3},{"$f":"R920*VLOOKUP($B920,$AR$36:$BA$47,MATCH(AO$2,$AS$2:$BA$2,0)+1,FALSE)","v":0},0.77264052966632046]
[2006,2,8,7,null,2013,2,8,7,0.27910569799923557,0.38777545708112526,8.7170929771520234E-3,8.361897224987444E-2,0.10924049999999999,7.5869000000000006E-2,2.028188418606668E-5,2.4450307537640017E-3,0,0.94679203294533731,null,null,0.26424456939691321,7.3238660991560775E-2,0.34304162904824026,8.610301301155375E-2,6.9938830951721528E-2,4.8751506227939457E-3,1.0150652537394905E-5,1.7871641481495757E-3,0,0.8432391688234705,null,{"$f":"J921*VLOOKUP($B921,$AR$36:$AZ$47,MATCH(AG$2,$AS$2:$BA$2,0)+1,FALSE)","v":0.27243277907502728},{"$f":"K921*VLOOKUP($B921,$AR$36:$AZ$47,MATCH(AH$2,$AS$2:$BA$2,0)+1,FALSE)","v":0.34877867649318084},{"$f":"L921*VLOOKUP($B921,$AR$36:$AZ$47,MATCH(AI$2,$AS$2:$BA$2,0)+1,FALSE)","v":5.9360205462038679E-3},{"$f":"M921*VLOOKUP($B921,$AR$36:$AZ$47,MATCH(AJ$2,$AS$2:$BA$2,0)+1,FALSE)","v":7.7099916470550395E-2},{"$f":"N921*VLOOKUP($B921,$AR$36:$AZ$47,MATCH(AK$2,$AS$2:$BA$2,0)+1,FALSE)","v":8.6314593720554986E-2},{"$f":"O921*VLOOKUP($B921,$AR$36:$AZ$47,MATCH(AL$2,$AS$2:$BA$2,0)+1,FALSE)","v":6.668483424083152E-2},{"$f":"P921*VLOOKUP($B921,$AR$36:$AZ$47,MATCH(AM$2,$AS$2:$BA$2,0)+1,FALSE)","v":1.0150652537394905E-5},{"$f":"Q921*VLOOKUP($B921,$AR$36:$AZ$47,MATCH(AN$2,$AS$2:$BA$2,0)+1,FALSE)","v":1.8857902256094999E-3},{"$f":"R921*VLOOKUP($B921,$AR$36:$BA$47,MATCH(AO$2,$AS$2:$BA$2,0)+1,FALSE)","v":0},0.85914276142449575]
[2006,2,8,8,null,2013,2,8,8,0.3083550935029708,0.4400077550919862,2.7604127760981409E-3,9.8537368098570999E-2,0.11580790000000001,8.0168000000000003E-2,6.4225966589211158E-6,2.1741570105033034E-3,0,1.0478171090767883,null,null,0.29193656556685771,8.6305113576455289E-2,0.38924840225005836,9.1279416704800123E-2,7.3901807058714505E-2,1.5437976972180827E-3,3.2143733035083865E-6,1.5891724288694187E-3,0,0.93580748965627714,null,{"$f":"J922*VLOOKUP($B922,$AR$36:$AZ$47,MATCH(AG$2,$AS$2:$BA$2,0)+1,FALSE)","v":0.30098287375410121},{"$f":"K922*VLOOKUP($B922,$AR$36:$AZ$47,MATCH(AH$2,$AS$2:$BA$2,0)+1,FALSE)","v":0.39575821436170111},{"$f":"L922*VLOOKUP($B922,$AR$36:$AZ$47,MATCH(AI$2,$AS$2:$BA$2,0)+1,FALSE)","v":1.8797398396312251E-3},{"$f":"M922*VLOOKUP($B922,$AR$36:$AZ$47,MATCH(AJ$2,$AS$2:$BA$2,0)+1,FALSE)","v":9.0855252644403417E-2},{"$f":"N922*VLOOKUP($B922,$AR$36:$AZ$47,MATCH(AK$2,$AS$2:$BA$2,0)+1,FALSE)","v":9.1503717377077728E-2},{"$f":"O922*VLOOKUP($B922,$AR$36:$AZ$47,MATCH(AL$2,$AS$2:$BA$2,0)+1,FALSE)","v":7.046342763736152E-2},{"$f":"P922*VLOOKUP($B922,$AR$36:$AZ$47,MATCH(AM$2,$AS$2:$BA$2,0)+1,FALSE)","v":3.2143733035083865E-6},{"$f":"Q922*VLOOKUP($B922,$AR$36:$AZ$47,MATCH(AN$2,$AS$2:$BA$2,0)+1,FALSE)","v":1.6768721755486104E-3},{"$f":"R922*VLOOKUP($B922,$AR$36:$BA$47,MATCH(AO$2,$AS$2:$BA$2,0)+1,FALSE)","v":0},0.95312331216312829]
[2006,2,8,9,null,2013,2,8,9,0.29077180197052394,0.46926644497229808,0,0.1055053565568746,0.11976089999999995,8.2611000000000004E-2,0,2.0486301538702968E-3,0,1.0699641336535668,null,null,0.27528950557174242,9.2408108276818543E-2,0.41513180579475367,9.439515867261121E-2,7.6153854192788445E-2,0,0,1.4974201687151995E-3,0,0.95487585267742947,null,{"$f":"J923*VLOOKUP($B923,$AR$36:$AZ$47,MATCH(AG$2,$AS$2:$BA$2,0)+1,FALSE)","v":0.2838199673290091},{"$f":"K923*VLOOKUP($B923,$AR$36:$AZ$47,MATCH(AH$2,$AS$2:$BA$2,0)+1,FALSE)","v":0.42207449339904279},{"$f":"L923*VLOOKUP($B923,$AR$36:$AZ$47,MATCH(AI$2,$AS$2:$BA$2,0)+1,FALSE)","v":0},{"$f":"M923*VLOOKUP($B923,$AR$36:$AZ$47,MATCH(AJ$2,$AS$2:$BA$2,0)+1,FALSE)","v":9.7280006664311539E-2},{"$f":"N923*VLOOKUP($B923,$AR$36:$AZ$47,MATCH(AK$2,$AS$2:$BA$2,0)+1,FALSE)","v":9.4627115649489058E-2},{"$f":"O923*VLOOKUP($B923,$AR$36:$AZ$47,MATCH(AL$2,$AS$2:$BA$2,0)+1,FALSE)","v":7.2610695296752722E-2},{"$f":"P923*VLOOKUP($B923,$AR$36:$AZ$47,MATCH(AM$2,$AS$2:$BA$2,0)+1,FALSE)","v":0},{"$f":"Q923*VLOOKUP($B923,$AR$36:$AZ$47,MATCH(AN$2,$AS$2:$BA$2,0)+1,FALSE)","v":1.5800564938130762E-3},{"$f":"R923*VLOOKUP($B923,$AR$36:$BA$47,MATCH(AO$2,$AS$2:$BA$2,0)+1,FALSE)","v":0},0.97199233483241843]
[2006,2,8,10,null,2013,2,8,10,0.2822368290655804,0.48218406394098817,0,0.10788163376192023,0.1221742,8.5251999999999994E-2,0,2.0486301538702968E-3,0,1.081777356922359,null,null,0.26720898175496494,9.4489398634253804E-2,0.42655924653017097,9.6297314020680716E-2,7.8588424999619905E-2,0,0,1.4974201687151995E-3,0,0.96464078610840565,null,{"$f":"J924*VLOOKUP($B924,$AR$36:$AZ$47,MATCH(AG$2,$AS$2:$BA$2,0)+1,FALSE)","v":0.27548905038789318},{"$f":"K924*VLOOKUP($B924,$AR$36:$AZ$47,MATCH(AH$2,$AS$2:$BA$2,0)+1,FALSE)","v":0.43369304729426877},{"$f":"L924*VLOOKUP($B924,$AR$36:$AZ$47,MATCH(AI$2,$AS$2:$BA$2,0)+1,FALSE)","v":0},{"$f":"M924*VLOOKUP($B924,$AR$36:$AZ$47,MATCH(AJ$2,$AS$2:$BA$2,0)+1,FALSE)","v":9.947102586833155E-2},{"$f":"N924*VLOOKUP($B924,$AR$36:$AZ$47,MATCH(AK$2,$AS$2:$BA$2,0)+1,FALSE)","v":9.6533945158927589E-2},{"$f":"O924*VLOOKUP($B924,$AR$36:$AZ$47,MATCH(AL$2,$AS$2:$BA$2,0)+1,FALSE)","v":7.4931994473360242E-2},{"$f":"P924*VLOOKUP($B924,$AR$36:$AZ$47,MATCH(AM$2,$AS$2:$BA$2,0)+1,FALSE)","v":0},{"$f":"Q924*VLOOKUP($B924,$AR$36:$AZ$47,MATCH(AN$2,$AS$2:$BA$2,0)+1,FALSE)","v":1.5800564938130762E-3},{"$f":"R924*VLOOKUP($B924,$AR$36:$BA$47,MATCH(AO$2,$AS$2:$BA$2,0)+1,FALSE)","v":0},0.98169911967659429]
[2006,2,8,11,null,2013,2,8,11,0.26877046555588069,0.47979443457668147,0,0.10323134271672504,0.12268720000000001,8.6274000000000003E-2,0,2.0486301538702968E-3,0,1.0628060730031574,null,null,0.25445964180070624,9.0416386491107642E-2,0.42444528512548674,9.6701658981340255E-2,7.9530542138802701E-2,0,0,1.4974201687151995E-3,0,0.94705093470615875,null,{"$f":"J925*VLOOKUP($B925,$AR$36:$AZ$47,MATCH(AG$2,$AS$2:$BA$2,0)+1,FALSE)","v":0.26234464358688231},{"$f":"K925*VLOOKUP($B925,$AR$36:$AZ$47,MATCH(AH$2,$AS$2:$BA$2,0)+1,FALSE)","v":0.43154373188048339},{"$f":"L925*VLOOKUP($B925,$AR$36:$AZ$47,MATCH(AI$2,$AS$2:$BA$2,0)+1,FALSE)","v":0},{"$f":"M925*VLOOKUP($B925,$AR$36:$AZ$47,MATCH(AJ$2,$AS$2:$BA$2,0)+1,FALSE)","v":9.5183278225644694E-2},{"$f":"N925*VLOOKUP($B925,$AR$36:$AZ$47,MATCH(AK$2,$AS$2:$BA$2,0)+1,FALSE)","v":9.6939283715402932E-2},{"$f":"O925*VLOOKUP($B925,$AR$36:$AZ$47,MATCH(AL$2,$AS$2:$BA$2,0)+1,FALSE)","v":7.5830278365254564E-2},{"$f":"P925*VLOOKUP($B925,$AR$36:$AZ$47,MATCH(AM$2,$AS$2:$BA$2,0)+1,FALSE)","v":0},{"$f":"Q925*VLOOKUP($B925,$AR$36:$AZ$47,MATCH(AN$2,$AS$2:$BA$2,0)+1,FALSE)","v":1.5800564938130762E-3},{"$f":"R925*VLOOKUP($B925,$AR$36:$BA$47,MATCH(AO$2,$AS$2:$BA$2,0)+1,FALSE)","v":0},0.96342127226748098]
[2006,2,8,12,null,2013,2,8,12,0.27413726861021054,0.47525707376204723,0,9.8188236481429256E-2,0.12373630000000004,8.6536000000000002E-2,0,2.0486301538702968E-3,0,1.0599035090075573,null,null,0.25954068662456836,8.5999322540506296E-2,0.42043135485473687,9.7528556248841075E-2,7.9772063362350543E-2,0,0,1.4974201687151995E-3,0,0.94476940379971841,null,{"$f":"J926*VLOOKUP($B926,$AR$36:$AZ$47,MATCH(AG$2,$AS$2:$BA$2,0)+1,FALSE)","v":0.2675831359620664},{"$f":"K926*VLOOKUP($B926,$AR$36:$AZ$47,MATCH(AH$2,$AS$2:$BA$2,0)+1,FALSE)","v":0.42746267241474967},{"$f":"L926*VLOOKUP($B926,$AR$36:$AZ$47,MATCH(AI$2,$AS$2:$BA$2,0)+1,FALSE)","v":0},{"$f":"M926*VLOOKUP($B926,$AR$36:$AZ$47,MATCH(AJ$2,$AS$2:$BA$2,0)+1,FALSE)","v":9.0533339832100254E-2},{"$f":"N926*VLOOKUP($B926,$AR$36:$AZ$47,MATCH(AK$2,$AS$2:$BA$2,0)+1,FALSE)","v":9.776821291539961E-2},{"$f":"O926*VLOOKUP($B926,$AR$36:$AZ$47,MATCH(AL$2,$AS$2:$BA$2,0)+1,FALSE)","v":7.6060562494096359E-2},{"$f":"P926*VLOOKUP($B926,$AR$36:$AZ$47,MATCH(AM$2,$AS$2:$BA$2,0)+1,FALSE)","v":0},{"$f":"Q926*VLOOKUP($B926,$AR$36:$AZ$47,MATCH(AN$2,$AS$2:$BA$2,0)+1,FALSE)","v":1.5800564938130762E-3},{"$f":"R926*VLOOKUP($B926,$AR$36:$BA$47,MATCH(AO$2,$AS$2:$BA$2,0)+1,FALSE)","v":0},0.9609879801122253]
[2006,2,8,13,null,2013,2,8,13,0.2562911916371316,0.47884224963341132,0,0.10707031745698423,0.12332129999999993,8.6135000000000003E-2,0,2.0486301538702968E-3,0,1.0537086888813973,null,null,0.24264483333679945,9.3778797699856128E-2,0.42360294436324952,9.7201454575013099E-2,7.9402406833179992E-2,0,0,1.4974201687151995E-3,0,0.93812785697681345,null,{"$f":"J927*VLOOKUP($B927,$AR$36:$AZ$47,MATCH(AG$2,$AS$2:$BA$2,0)+1,FALSE)","v":0.25016372682705096},{"$f":"K927*VLOOKUP($B927,$AR$36:$AZ$47,MATCH(AH$2,$AS$2:$BA$2,0)+1,FALSE)","v":0.43068730376409281},{"$f":"L927*VLOOKUP($B927,$AR$36:$AZ$47,MATCH(AI$2,$AS$2:$BA$2,0)+1,FALSE)","v":0},{"$f":"M927*VLOOKUP($B927,$AR$36:$AZ$47,MATCH(AJ$2,$AS$2:$BA$2,0)+1,FALSE)","v":9.8722960953651198E-2},{"$f":"N927*VLOOKUP($B927,$AR$36:$AZ$47,MATCH(AK$2,$AS$2:$BA$2,0)+1,FALSE)","v":9.7440307455482822E-2},{"$f":"O927*VLOOKUP($B927,$AR$36:$AZ$47,MATCH(AL$2,$AS$2:$BA$2,0)+1,FALSE)","v":7.5708104724380484E-2},{"$f":"P927*VLOOKUP($B927,$AR$36:$AZ$47,MATCH(AM$2,$AS$2:$BA$2,0)+1,FALSE)","v":0},{"$f":"Q927*VLOOKUP($B927,$AR$36:$AZ$47,MATCH(AN$2,$AS$2:$BA$2,0)+1,FALSE)","v":1.5800564938130762E-3},{"$f":"R927*VLOOKUP($B927,$AR$36:$BA$47,MATCH(AO$2,$AS$2:$BA$2,0)+1,FALSE)","v":0},0.95430246021847132]
[2006,2,8,14,null,2013,2,8,14,0.24140803034332742,0.47940098772596923,0,0.10930381965835252,0.12288139999999997,8.5399000000000003E-2,0,2.0486301538702968E-3,0,1.0404418678815195,null,null,0.22855413373611677,9.5735036889942129E-2,0.42409722635552699,9.6854726800755589E-2,7.8723934999091416E-2,0,0,1.4974201687151995E-3,0,0.92546247895014799,null,{"$f":"J928*VLOOKUP($B928,$AR$36:$AZ$47,MATCH(AG$2,$AS$2:$BA$2,0)+1,FALSE)","v":0.23563639534740463},{"$f":"K928*VLOOKUP($B928,$AR$36:$AZ$47,MATCH(AH$2,$AS$2:$BA$2,0)+1,FALSE)","v":0.4311898521561327},{"$f":"L928*VLOOKUP($B928,$AR$36:$AZ$47,MATCH(AI$2,$AS$2:$BA$2,0)+1,FALSE)","v":0},{"$f":"M928*VLOOKUP($B928,$AR$36:$AZ$47,MATCH(AJ$2,$AS$2:$BA$2,0)+1,FALSE)","v":0.10078233609937411},{"$f":"N928*VLOOKUP($B928,$AR$36:$AZ$47,MATCH(AK$2,$AS$2:$BA$2,0)+1,FALSE)","v":9.7092727667971154E-2},{"$f":"O928*VLOOKUP($B928,$AR$36:$AZ$47,MATCH(AL$2,$AS$2:$BA$2,0)+1,FALSE)","v":7.5061199690687516E-2},{"$f":"P928*VLOOKUP($B928,$AR$36:$AZ$47,MATCH(AM$2,$AS$2:$BA$2,0)+1,FALSE)","v":0},{"$f":"Q928*VLOOKUP($B928,$AR$36:$AZ$47,MATCH(AN$2,$AS$2:$BA$2,0)+1,FALSE)","v":1.5800564938130762E-3},{"$f":"R928*VLOOKUP($B928,$AR$36:$BA$47,MATCH(AO$2,$AS$2:$BA$2,0)+1,FALSE)","v":0},0.94134256745538325]
[2006,2,8,15,null,2013,2,8,15,0.25393864243111597,0.46629979331073135,0,9.8770235876613557E-2,0.12093660000000002,8.4015000000000006E-2,0,2.0486301538702968E-3,0,1.0260089017723313,null,null,0.24041754684145047,8.650907356057172E-2,0.41250738746136334,9.5321841655549674E-2,7.7448112963250923E-2,0,0,1.4974201687151995E-3,0,0.91370138265090139,null,{"$f":"J929*VLOOKUP($B929,$AR$36:$AZ$47,MATCH(AG$2,$AS$2:$BA$2,0)+1,FALSE)","v":0.24786742287231284},{"$f":"K929*VLOOKUP($B929,$AR$36:$AZ$47,MATCH(AH$2,$AS$2:$BA$2,0)+1,FALSE)","v":0.41940618414624481},{"$f":"L929*VLOOKUP($B929,$AR$36:$AZ$47,MATCH(AI$2,$AS$2:$BA$2,0)+1,FALSE)","v":0},{"$f":"M929*VLOOKUP($B929,$AR$36:$AZ$47,MATCH(AJ$2,$AS$2:$BA$2,0)+1,FALSE)","v":9.1069965714328655E-2},{"$f":"N929*VLOOKUP($B929,$AR$36:$AZ$47,MATCH(AK$2,$AS$2:$BA$2,0)+1,FALSE)","v":9.5556075768101323E-2},{"$f":"O929*VLOOKUP($B929,$AR$36:$AZ$47,MATCH(AL$2,$AS$2:$BA$2,0)+1,FALSE)","v":7.3844736964286603E-2},{"$f":"P929*VLOOKUP($B929,$AR$36:$AZ$47,MATCH(AM$2,$AS$2:$BA$2,0)+1,FALSE)","v":0},{"$f":"Q929*VLOOKUP($B929,$AR$36:$AZ$47,MATCH(AN$2,$AS$2:$BA$2,0)+1,FALSE)","v":1.5800564938130762E-3},{"$f":"R929*VLOOKUP($B929,$AR$36:$BA$47,MATCH(AO$2,$AS$2:$BA$2,0)+1,FALSE)","v":0},0.92932444195908737]
[2006,2,8,16,null,2013,2,8,16,0.27732240512438822,0.45686544358599407,0,9.2910160033426406E-2,0.11871360000000002,8.2280000000000006E-2,0,2.0486301538702968E-3,0,1.030140238897679,null,null,0.26255622888218849,8.1376457163643182E-2,0.40416138556906817,9.356968015935839E-2,7.58487262347948E-2,0,0,1.4974201687151995E-3,0,0.91900989817776824,null,{"$f":"J930*VLOOKUP($B930,$AR$36:$AZ$47,MATCH(AG$2,$AS$2:$BA$2,0)+1,FALSE)","v":0.27069212154892869},{"$f":"K930*VLOOKUP($B930,$AR$36:$AZ$47,MATCH(AH$2,$AS$2:$BA$2,0)+1,FALSE)","v":0.41092060325018703},{"$f":"L930*VLOOKUP($B930,$AR$36:$AZ$47,MATCH(AI$2,$AS$2:$BA$2,0)+1,FALSE)","v":0},{"$f":"M930*VLOOKUP($B930,$AR$36:$AZ$47,MATCH(AJ$2,$AS$2:$BA$2,0)+1,FALSE)","v":8.5666749842807366E-2},{"$f":"N930*VLOOKUP($B930,$AR$36:$AZ$47,MATCH(AK$2,$AS$2:$BA$2,0)+1,FALSE)","v":9.3799608690041489E-2},{"$f":"O930*VLOOKUP($B930,$AR$36:$AZ$47,MATCH(AL$2,$AS$2:$BA$2,0)+1,FALSE)","v":7.231976382100222E-2},{"$f":"P930*VLOOKUP($B930,$AR$36:$AZ$47,MATCH(AM$2,$AS$2:$BA$2,0)+1,FALSE)","v":0},{"$f":"Q930*VLOOKUP($B930,$AR$36:$AZ$47,MATCH(AN$2,$AS$2:$BA$2,0)+1,FALSE)","v":1.5800564938130762E-3},{"$f":"R930*VLOOKUP($B930,$AR$36:$BA$47,MATCH(AO$2,$AS$2:$BA$2,0)+1,FALSE)","v":0},0.93497890364677994]
[2006,2,8,17,null,2013,2,8,17,0.31495673242015154,0.45871824880960843,0,9.9711995664217665E-2,0.11614709999999999,8.0337000000000006E-2,0,2.0486301538702968E-3,0,1.0719197070478479,null,null,0.29818669677338405,8.7333924954507924E-2,0.40580045093695399,9.1546773060854125E-2,7.4057597466270178E-2,0,0,1.4974201687151995E-3,0,0.9584228633606855,null,{"$f":"J931*VLOOKUP($B931,$AR$36:$AZ$47,MATCH(AG$2,$AS$2:$BA$2,0)+1,FALSE)","v":0.30742667927132977},{"$f":"K931*VLOOKUP($B931,$AR$36:$AZ$47,MATCH(AH$2,$AS$2:$BA$2,0)+1,FALSE)","v":0.41258708043921827},{"$f":"L931*VLOOKUP($B931,$AR$36:$AZ$47,MATCH(AI$2,$AS$2:$BA$2,0)+1,FALSE)","v":0},{"$f":"M931*VLOOKUP($B931,$AR$36:$AZ$47,MATCH(AJ$2,$AS$2:$BA$2,0)+1,FALSE)","v":9.1938304549475117E-2},{"$f":"N931*VLOOKUP($B931,$AR$36:$AZ$47,MATCH(AK$2,$AS$2:$BA$2,0)+1,FALSE)","v":9.1771730707207233E-2},{"$f":"O931*VLOOKUP($B931,$AR$36:$AZ$47,MATCH(AL$2,$AS$2:$BA$2,0)+1,FALSE)","v":7.061196968993505E-2},{"$f":"P931*VLOOKUP($B931,$AR$36:$AZ$47,MATCH(AM$2,$AS$2:$BA$2,0)+1,FALSE)","v":0},{"$f":"Q931*VLOOKUP($B931,$AR$36:$AZ$47,MATCH(AN$2,$AS$2:$BA$2,0)+1,FALSE)","v":1.5800564938130762E-3},{"$f":"R931*VLOOKUP($B931,$AR$36:$BA$47,MATCH(AO$2,$AS$2:$BA$2,0)+1,FALSE)","v":0},0.97591582115097864]
[2006,2,8,18,null,2013,2,8,18,0.38265080100800103,0.45188051743454904,5.8113953181013513E-3,9.6847174577580408E-2,0.11321899999999999,7.8417000000000001E-2,1.3521256124044457E-5,2.3128972204661015E-3,0,1.1311523068148219,null,null,0.36227635933831809,8.4824737688504237E-2,0.39975152115797646,8.9238853997877204E-2,7.2287670942560819E-2,3.250100415195965E-3,6.7671016915966046E-6,1.6905828216714513E-3,0,1.0133265934637961,null,{"$f":"J932*VLOOKUP($B932,$AR$36:$AZ$47,MATCH(AG$2,$AS$2:$BA$2,0)+1,FALSE)","v":0.37350230354014657},{"$f":"K932*VLOOKUP($B932,$AR$36:$AZ$47,MATCH(AH$2,$AS$2:$BA$2,0)+1,FALSE)","v":0.40643698801934092},{"$f":"L932*VLOOKUP($B932,$AR$36:$AZ$47,MATCH(AI$2,$AS$2:$BA$2,0)+1,FALSE)","v":3.9573470308025801E-3},{"$f":"M932*VLOOKUP($B932,$AR$36:$AZ$47,MATCH(AJ$2,$AS$2:$BA$2,0)+1,FALSE)","v":8.9296829050078075E-2},{"$f":"N932*VLOOKUP($B932,$AR$36:$AZ$47,MATCH(AK$2,$AS$2:$BA$2,0)+1,FALSE)","v":8.945814040074436E-2},{"$f":"O932*VLOOKUP($B932,$AR$36:$AZ$47,MATCH(AL$2,$AS$2:$BA$2,0)+1,FALSE)","v":6.8924391341170774E-2},{"$f":"P932*VLOOKUP($B932,$AR$36:$AZ$47,MATCH(AM$2,$AS$2:$BA$2,0)+1,FALSE)","v":6.7671016915966046E-6},{"$f":"Q932*VLOOKUP($B932,$AR$36:$AZ$47,MATCH(AN$2,$AS$2:$BA$2,0)+1,FALSE)","v":1.7838789816773599E-3},{"$f":"R932*VLOOKUP($B932,$AR$36:$BA$47,MATCH(AO$2,$AS$2:$BA$2,0)+1,FALSE)","v":0},1.0333666454656523]
[2006,2,8,19,null,2013,2,8,19,0.4153965681980889,0.44131284520850189,8.7170929771520234E-3,0.10577424930844835,0.10346950000000001,7.4648000000000006E-2,2.028188418606668E-5,2.4450307537640017E-3,0,1.1517835683301414,null,null,0.39327856105882913,9.2643621157995196E-2,0.39040293699806494,8.1554329253335181E-2,6.881326830305011E-2,4.8751506227939457E-3,1.0150652537394905E-5,1.7871641481495757E-3,0,1.0333651821947554,null,{"$f":"J933*VLOOKUP($B933,$AR$36:$AZ$47,MATCH(AG$2,$AS$2:$BA$2,0)+1,FALSE)","v":0.40546517790096998},{"$f":"K933*VLOOKUP($B933,$AR$36:$AZ$47,MATCH(AH$2,$AS$2:$BA$2,0)+1,FALSE)","v":0.39693205761358968},{"$f":"L933*VLOOKUP($B933,$AR$36:$AZ$47,MATCH(AI$2,$AS$2:$BA$2,0)+1,FALSE)","v":5.9360205462038679E-3},{"$f":"M933*VLOOKUP($B933,$AR$36:$AZ$47,MATCH(AJ$2,$AS$2:$BA$2,0)+1,FALSE)","v":9.7527936148829972E-2},{"$f":"N933*VLOOKUP($B933,$AR$36:$AZ$47,MATCH(AK$2,$AS$2:$BA$2,0)+1,FALSE)","v":8.1754732493616977E-2},{"$f":"O933*VLOOKUP($B933,$AR$36:$AZ$47,MATCH(AL$2,$AS$2:$BA$2,0)+1,FALSE)","v":6.5611639884664244E-2},{"$f":"P933*VLOOKUP($B933,$AR$36:$AZ$47,MATCH(AM$2,$AS$2:$BA$2,0)+1,FALSE)","v":1.0150652537394905E-5},{"$f":"Q933*VLOOKUP($B933,$AR$36:$AZ$47,MATCH(AN$2,$AS$2:$BA$2,0)+1,FALSE)","v":1.8857902256094999E-3},{"$f":"R933*VLOOKUP($B933,$AR$36:$BA$47,MATCH(AO$2,$AS$2:$BA$2,0)+1,FALSE)","v":0},1.0551235054660217]
[2006,2,8,20,null,2013,2,8,20,0.41769758638252263,0.4166119217247628,8.7170929771520234E-3,8.8113899287034766E-2,9.8945700000000025E-2,7.2828000000000004E-2,2.028188418606668E-5,2.4450307537640017E-3,0,1.1053795130094222,null,null,0.39545706032874306,7.7175595739725891E-2,0.36855151531542585,7.7988684549569962E-2,6.7135525452450606E-2,4.8751506227939457E-3,1.0150652537394905E-5,1.7871641481495757E-3,0,0.99298084680939636,null,{"$f":"J934*VLOOKUP($B934,$AR$36:$AZ$47,MATCH(AG$2,$AS$2:$BA$2,0)+1,FALSE)","v":0.40771118284884877},{"$f":"K934*VLOOKUP($B934,$AR$36:$AZ$47,MATCH(AH$2,$AS$2:$BA$2,0)+1,FALSE)","v":0.37471519152911364},{"$f":"L934*VLOOKUP($B934,$AR$36:$AZ$47,MATCH(AI$2,$AS$2:$BA$2,0)+1,FALSE)","v":5.9360205462038679E-3},{"$f":"M934*VLOOKUP($B934,$AR$36:$AZ$47,MATCH(AJ$2,$AS$2:$BA$2,0)+1,FALSE)","v":8.1244412507534391E-2},{"$f":"N934*VLOOKUP($B934,$AR$36:$AZ$47,MATCH(AK$2,$AS$2:$BA$2,0)+1,FALSE)","v":7.8180325940433448E-2},{"$f":"O934*VLOOKUP($B934,$AR$36:$AZ$47,MATCH(AL$2,$AS$2:$BA$2,0)+1,FALSE)","v":6.4011956241564777E-2},{"$f":"P934*VLOOKUP($B934,$AR$36:$AZ$47,MATCH(AM$2,$AS$2:$BA$2,0)+1,FALSE)","v":1.0150652537394905E-5},{"$f":"Q934*VLOOKUP($B934,$AR$36:$AZ$47,MATCH(AN$2,$AS$2:$BA$2,0)+1,FALSE)","v":1.8857902256094999E-3},{"$f":"R934*VLOOKUP($B934,$AR$36:$BA$47,MATCH(AO$2,$AS$2:$BA$2,0)+1,FALSE)","v":0},1.0136950304918459]
[2006,2,8,21,null,2013,2,8,21,0.39241397489539165,0.41805944133297546,8.7170929771520234E-3,0.10418068409905112,9.6107399999999982E-2,7.1396000000000001E-2,2.028188418606668E-5,2.4450307537640017E-3,0,1.0933399059425204,null,null,0.37151968793502693,9.1247878314012029E-2,0.36983204887012333,7.5751545559628528E-2,6.5815455253517369E-2,4.8751506227939457E-3,1.0150652537394905E-5,1.7871641481495757E-3,0,0.98083908135578923,null,{"$f":"J935*VLOOKUP($B935,$AR$36:$AZ$47,MATCH(AG$2,$AS$2:$BA$2,0)+1,FALSE)","v":0.38303205737104773},{"$f":"K935*VLOOKUP($B935,$AR$36:$AZ$47,MATCH(AH$2,$AS$2:$BA$2,0)+1,FALSE)","v":0.37601714079880327},{"$f":"L935*VLOOKUP($B935,$AR$36:$AZ$47,MATCH(AI$2,$AS$2:$BA$2,0)+1,FALSE)","v":5.9360205462038679E-3},{"$f":"M935*VLOOKUP($B935,$AR$36:$AZ$47,MATCH(AJ$2,$AS$2:$BA$2,0)+1,FALSE)","v":9.6058607583444672E-2},{"$f":"N935*VLOOKUP($B935,$AR$36:$AZ$47,MATCH(AK$2,$AS$2:$BA$2,0)+1,FALSE)","v":7.5937689634694688E-2},{"$f":"O935*VLOOKUP($B935,$AR$36:$AZ$47,MATCH(AL$2,$AS$2:$BA$2,0)+1,FALSE)","v":6.2753304056444748E-2},{"$f":"P935*VLOOKUP($B935,$AR$36:$AZ$47,MATCH(AM$2,$AS$2:$BA$2,0)+1,FALSE)","v":1.0150652537394905E-5},{"$f":"Q935*VLOOKUP($B935,$AR$36:$AZ$47,MATCH(AN$2,$AS$2:$BA$2,0)+1,FALSE)","v":1.8857902256094999E-3},{"$f":"R935*VLOOKUP($B935,$AR$36:$BA$47,MATCH(AO$2,$AS$2:$BA$2,0)+1,FALSE)","v":0},1.001630760868786]
[2006,2,8,22,null,2013,2,8,22,0.35782388804720988,0.38624367073566568,8.7170929771520234E-3,9.3439933821001062E-2,9.3600299999999997E-2,7.0656999999999998E-2,2.028188418606668E-5,2.4450307537640017E-3,0,1.0129471982189788,null,null,0.33877136831947879,8.1840465770618778E-2,0.34168654977825341,7.3775457351305931E-2,6.5134217909235487E-2,4.8751506227939457E-3,1.0150652537394905E-5,1.7871641481495757E-3,0,0.90788052455237345,null,{"$f":"J936*VLOOKUP($B936,$AR$36:$AZ$47,MATCH(AG$2,$AS$2:$BA$2,0)+1,FALSE)","v":0.34926895774230954},{"$f":"K936*VLOOKUP($B936,$AR$36:$AZ$47,MATCH(AH$2,$AS$2:$BA$2,0)+1,FALSE)","v":0.34740093480147821},{"$f":"L936*VLOOKUP($B936,$AR$36:$AZ$47,MATCH(AI$2,$AS$2:$BA$2,0)+1,FALSE)","v":5.9360205462038679E-3},{"$f":"M936*VLOOKUP($B936,$AR$36:$AZ$47,MATCH(AJ$2,$AS$2:$BA$2,0)+1,FALSE)","v":8.6155221701182241E-2},{"$f":"N936*VLOOKUP($B936,$AR$36:$AZ$47,MATCH(AK$2,$AS$2:$BA$2,0)+1,FALSE)","v":7.3956745589978654E-2},{"$f":"O936*VLOOKUP($B936,$AR$36:$AZ$47,MATCH(AL$2,$AS$2:$BA$2,0)+1,FALSE)","v":6.2103762181581833E-2},{"$f":"P936*VLOOKUP($B936,$AR$36:$AZ$47,MATCH(AM$2,$AS$2:$BA$2,0)+1,FALSE)","v":1.0150652537394905E-5},{"$f":"Q936*VLOOKUP($B936,$AR$36:$AZ$47,MATCH(AN$2,$AS$2:$BA$2,0)+1,FALSE)","v":1.8857902256094999E-3},{"$f":"R936*VLOOKUP($B936,$AR$36:$BA$47,MATCH(AO$2,$AS$2:$BA$2,0)+1,FALSE)","v":0},0.9267175834408814]
[2006,2,8,23,null,2013,2,8,23,0.32404204793448294,0.3759865696624265,8.7170929771520234E-3,0.10199249453395744,9.0760899999999978E-2,6.9029999999999994E-2,2.028188418606668E-5,2.4450307537640017E-3,0,0.97299441774596906,null,null,0.30678825991999586,8.9331326729710434E-2,0.33261270924187231,7.1537451344879668E-2,6.3634389547738021E-2,4.8751506227939457E-3,1.0150652537394905E-5,1.7871641481495757E-3,0,0.8705766022076773,null,{"$f":"J937*VLOOKUP($B937,$AR$36:$AZ$47,MATCH(AG$2,$AS$2:$BA$2,0)+1,FALSE)","v":0.3162947811126241},{"$f":"K937*VLOOKUP($B937,$AR$36:$AZ$47,MATCH(AH$2,$AS$2:$BA$2,0)+1,FALSE)","v":0.33817534284702733},{"$f":"L937*VLOOKUP($B937,$AR$36:$AZ$47,MATCH(AI$2,$AS$2:$BA$2,0)+1,FALSE)","v":5.9360205462038679E-3},{"$f":"M937*VLOOKUP($B937,$AR$36:$AZ$47,MATCH(AJ$2,$AS$2:$BA$2,0)+1,FALSE)","v":9.4041012435464283E-2},{"$f":"N937*VLOOKUP($B937,$AR$36:$AZ$47,MATCH(AK$2,$AS$2:$BA$2,0)+1,FALSE)","v":7.1713240137237719E-2},{"$f":"O937*VLOOKUP($B937,$AR$36:$AZ$47,MATCH(AL$2,$AS$2:$BA$2,0)+1,FALSE)","v":6.067371532041544E-2},{"$f":"P937*VLOOKUP($B937,$AR$36:$AZ$47,MATCH(AM$2,$AS$2:$BA$2,0)+1,FALSE)","v":1.0150652537394905E-5},{"$f":"Q937*VLOOKUP($B937,$AR$36:$AZ$47,MATCH(AN$2,$AS$2:$BA$2,0)+1,FALSE)","v":1.8857902256094999E-3},{"$f":"R937*VLOOKUP($B937,$AR$36:$BA$47,MATCH(AO$2,$AS$2:$BA$2,0)+1,FALSE)","v":0},0.88873005327711962]
[2006,2,8,24,null,2013,2,8,24,0.22534158253101721,0.37142476205513841,8.7170929771520234E-3,0.12294074176765331,8.9081999999999953E-2,6.8028000000000005E-2,2.028188418606668E-5,2.4450307537640017E-3,0,0.88799949196891104,null,null,0.2133431523253628,0.10767909561798873,0.32857715236370361,7.0214147729964871E-2,6.271070914317721E-2,4.8751506227939457E-3,1.0150652537394905E-5,1.7871641481495757E-3,0,0.78919672260367824,null,{"$f":"J938*VLOOKUP($B938,$AR$36:$AZ$47,MATCH(AG$2,$AS$2:$BA$2,0)+1,FALSE)","v":0.21995406761727154},{"$f":"K938*VLOOKUP($B938,$AR$36:$AZ$47,MATCH(AH$2,$AS$2:$BA$2,0)+1,FALSE)","v":0.33407229508927921},{"$f":"L938*VLOOKUP($B938,$AR$36:$AZ$47,MATCH(AI$2,$AS$2:$BA$2,0)+1,FALSE)","v":5.9360205462038679E-3},{"$f":"M938*VLOOKUP($B938,$AR$36:$AZ$47,MATCH(AJ$2,$AS$2:$BA$2,0)+1,FALSE)","v":0.11335610407634265},{"$f":"N938*VLOOKUP($B938,$AR$36:$AZ$47,MATCH(AK$2,$AS$2:$BA$2,0)+1,FALSE)","v":7.0386684771806013E-2},{"$f":"O938*VLOOKUP($B938,$AR$36:$AZ$47,MATCH(AL$2,$AS$2:$BA$2,0)+1,FALSE)","v":5.97930103696541E-2},{"$f":"P938*VLOOKUP($B938,$AR$36:$AZ$47,MATCH(AM$2,$AS$2:$BA$2,0)+1,FALSE)","v":1.0150652537394905E-5},{"$f":"Q938*VLOOKUP($B938,$AR$36:$AZ$47,MATCH(AN$2,$AS$2:$BA$2,0)+1,FALSE)","v":1.8857902256094999E-3},{"$f":"R938*VLOOKUP($B938,$AR$36:$BA$47,MATCH(AO$2,$AS$2:$BA$2,0)+1,FALSE)","v":0},0.8053941233487043]
[2006,2,9,1,null,2013,2,9,1,0.26061250109905831,0.35864692725165276,8.7170929771520234E-3,0.10985503093353285,8.812070000000001E-2,6.6497000000000001E-2,2.028188418606668E-5,2.4450307537640017E-3,0,0.89491456489934618,null,null,0.24673605242040542,9.6217821772743878E-2,0.3172733702736989,6.9456454141890847E-2,6.1299377107865212E-2,4.8751506227939457E-3,1.0150652537394905E-5,1.7871641481495757E-3,0,0.7976555411400853,null,{"$f":"J939*VLOOKUP($B939,$AR$36:$AZ$47,MATCH(AG$2,$AS$2:$BA$2,0)+1,FALSE)","v":0.25438172149500332},{"$f":"K939*VLOOKUP($B939,$AR$36:$AZ$47,MATCH(AH$2,$AS$2:$BA$2,0)+1,FALSE)","v":0.32257946791358749},{"$f":"L939*VLOOKUP($B939,$AR$36:$AZ$47,MATCH(AI$2,$AS$2:$BA$2,0)+1,FALSE)","v":5.9360205462038679E-3},{"$f":"M939*VLOOKUP($B939,$AR$36:$AZ$47,MATCH(AJ$2,$AS$2:$BA$2,0)+1,FALSE)","v":0.10129057414787623},{"$f":"N939*VLOOKUP($B939,$AR$36:$AZ$47,MATCH(AK$2,$AS$2:$BA$2,0)+1,FALSE)","v":6.9627129305256844E-2},{"$f":"O939*VLOOKUP($B939,$AR$36:$AZ$47,MATCH(AL$2,$AS$2:$BA$2,0)+1,FALSE)","v":5.8447342425925919E-2},{"$f":"P939*VLOOKUP($B939,$AR$36:$AZ$47,MATCH(AM$2,$AS$2:$BA$2,0)+1,FALSE)","v":1.0150652537394905E-5},{"$f":"Q939*VLOOKUP($B939,$AR$36:$AZ$47,MATCH(AN$2,$AS$2:$BA$2,0)+1,FALSE)","v":1.8857902256094999E-3},{"$f":"R939*VLOOKUP($B939,$AR$36:$BA$47,MATCH(AO$2,$AS$2:$BA$2,0)+1,FALSE)","v":0},0.81415819671200063]
[2006,2,9,2,null,2013,2,9,2,0.24077306247241803,0.34793078845121961,8.7170929771520234E-3,0.10437110969031205,8.7086499999999997E-2,6.5487000000000004E-2,2.028188418606668E-5,2.4450307537640017E-3,0,0.85683086622905169,null,null,0.22795297506099083,9.1414664809315996E-2,0.30779344666306513,6.8641301006775665E-2,6.0368322009455605E-2,4.8751506227939457E-3,1.0150652537394905E-5,1.7871641481495757E-3,0,0.76284317497308418,null,{"$f":"J940*VLOOKUP($B940,$AR$36:$AZ$47,MATCH(AG$2,$AS$2:$BA$2,0)+1,FALSE)","v":0.23501660842461788},{"$f":"K940*VLOOKUP($B940,$AR$36:$AZ$47,MATCH(AH$2,$AS$2:$BA$2,0)+1,FALSE)","v":0.31294100152877352},{"$f":"L940*VLOOKUP($B940,$AR$36:$AZ$47,MATCH(AI$2,$AS$2:$BA$2,0)+1,FALSE)","v":5.9360205462038679E-3},{"$f":"M940*VLOOKUP($B940,$AR$36:$AZ$47,MATCH(AJ$2,$AS$2:$BA$2,0)+1,FALSE)","v":9.6234187320734424E-2},{"$f":"N940*VLOOKUP($B940,$AR$36:$AZ$47,MATCH(AK$2,$AS$2:$BA$2,0)+1,FALSE)","v":6.8809973096471647E-2},{"$f":"O940*VLOOKUP($B940,$AR$36:$AZ$47,MATCH(AL$2,$AS$2:$BA$2,0)+1,FALSE)","v":5.7559605898711383E-2},{"$f":"P940*VLOOKUP($B940,$AR$36:$AZ$47,MATCH(AM$2,$AS$2:$BA$2,0)+1,FALSE)","v":1.0150652537394905E-5},{"$f":"Q940*VLOOKUP($B940,$AR$36:$AZ$47,MATCH(AN$2,$AS$2:$BA$2,0)+1,FALSE)","v":1.8857902256094999E-3},{"$f":"R940*VLOOKUP($B940,$AR$36:$BA$47,MATCH(AO$2,$AS$2:$BA$2,0)+1,FALSE)","v":0},0.77839333769365959]
[2006,2,9,3,null,2013,2,9,3,0.23517735564355047,0.34065463277147312,8.7170929771520234E-3,9.8642404614407972E-2,8.6504399999999981E-2,6.5293000000000004E-2,2.028188418606668E-5,2.4450307537640017E-3,0,0.83745419864453374,null,null,0.22265521456356979,8.6397111045069599E-2,0.30135666926519428,6.818249164693177E-2,6.0189485683622472E-2,4.8751506227939457E-3,1.0150652537394905E-5,1.7871641481495757E-3,0,0.74545343762786886,null,{"$f":"J941*VLOOKUP($B941,$AR$36:$AZ$47,MATCH(AG$2,$AS$2:$BA$2,0)+1,FALSE)","v":0.22955468495546077},{"$f":"K941*VLOOKUP($B941,$AR$36:$AZ$47,MATCH(AH$2,$AS$2:$BA$2,0)+1,FALSE)","v":0.30639657510467055},{"$f":"L941*VLOOKUP($B941,$AR$36:$AZ$47,MATCH(AI$2,$AS$2:$BA$2,0)+1,FALSE)","v":5.9360205462038679E-3},{"$f":"M941*VLOOKUP($B941,$AR$36:$AZ$47,MATCH(AJ$2,$AS$2:$BA$2,0)+1,FALSE)","v":9.0952100361847116E-2},{"$f":"N941*VLOOKUP($B941,$AR$36:$AZ$47,MATCH(AK$2,$AS$2:$BA$2,0)+1,FALSE)","v":6.8350036305586073E-2},{"$f":"O941*VLOOKUP($B941,$AR$36:$AZ$47,MATCH(AL$2,$AS$2:$BA$2,0)+1,FALSE)","v":5.7389090169721657E-2},{"$f":"P941*VLOOKUP($B941,$AR$36:$AZ$47,MATCH(AM$2,$AS$2:$BA$2,0)+1,FALSE)","v":1.0150652537394905E-5},{"$f":"Q941*VLOOKUP($B941,$AR$36:$AZ$47,MATCH(AN$2,$AS$2:$BA$2,0)+1,FALSE)","v":1.8857902256094999E-3},{"$f":"R941*VLOOKUP($B941,$AR$36:$BA$47,MATCH(AO$2,$AS$2:$BA$2,0)+1,FALSE)","v":0},0.76047444832163702]
[2006,2,9,4,null,2013,2,9,4,0.2315908480923497,0.33966086735261047,8.7170929771520234E-3,9.8749953164734811E-2,8.6892700000000003E-2,6.5389000000000003E-2,2.028188418606668E-5,2.4450307537640017E-3,0,0.83346577422479706,null,null,0.21925967247933609,8.6491308708657039E-2,0.30047754475653016,6.8488548466082072E-2,6.027798200980794E-2,4.8751506227939457E-3,1.0150652537394905E-5,1.7871641481495757E-3,0,0.74166752184389428,null,{"$f":"J942*VLOOKUP($B942,$AR$36:$AZ$47,MATCH(AG$2,$AS$2:$BA$2,0)+1,FALSE)","v":0.22605392439646327},{"$f":"K942*VLOOKUP($B942,$AR$36:$AZ$47,MATCH(AH$2,$AS$2:$BA$2,0)+1,FALSE)","v":0.30550274806841465},{"$f":"L942*VLOOKUP($B942,$AR$36:$AZ$47,MATCH(AI$2,$AS$2:$BA$2,0)+1,FALSE)","v":5.9360205462038679E-3},{"$f":"M942*VLOOKUP($B942,$AR$36:$AZ$47,MATCH(AJ$2,$AS$2:$BA$2,0)+1,FALSE)","v":9.1051264271945764E-2},{"$f":"N942*VLOOKUP($B942,$AR$36:$AZ$47,MATCH(AK$2,$AS$2:$BA$2,0)+1,FALSE)","v":6.8656845197358748E-2},{"$f":"O942*VLOOKUP($B942,$AR$36:$AZ$47,MATCH(AL$2,$AS$2:$BA$2,0)+1,FALSE)","v":5.7473469087159869E-2},{"$f":"P942*VLOOKUP($B942,$AR$36:$AZ$47,MATCH(AM$2,$AS$2:$BA$2,0)+1,FALSE)","v":1.0150652537394905E-5},{"$f":"Q942*VLOOKUP($B942,$AR$36:$AZ$47,MATCH(AN$2,$AS$2:$BA$2,0)+1,FALSE)","v":1.8857902256094999E-3},{"$f":"R942*VLOOKUP($B942,$AR$36:$BA$47,MATCH(AO$2,$AS$2:$BA$2,0)+1,FALSE)","v":0},0.75657021244569311]
[2006,2,9,5,null,2013,2,9,5,0.23487497013632505,0.33834069175165821,8.7170929771520234E-3,9.4741114544849556E-2,8.6895100000000017E-2,6.5187999999999996E-2,2.028188418606668E-5,2.4450307537640017E-3,0,0.83122228204793491,null,null,0.22236892973054259,8.2980120221739312E-2,0.29930966478756743,6.8490440138412642E-2,6.0092692826857107E-2,4.8751506227939457E-3,1.0150652537394905E-5,1.7871641481495757E-3,0,0.73991431312860012,null,{"$f":"J943*VLOOKUP($B943,$AR$36:$AZ$47,MATCH(AG$2,$AS$2:$BA$2,0)+1,FALSE)","v":0.22925952894583443},{"$f":"K943*VLOOKUP($B943,$AR$36:$AZ$47,MATCH(AH$2,$AS$2:$BA$2,0)+1,FALSE)","v":0.30431533640934622},{"$f":"L943*VLOOKUP($B943,$AR$36:$AZ$47,MATCH(AI$2,$AS$2:$BA$2,0)+1,FALSE)","v":5.9360205462038679E-3},{"$f":"M943*VLOOKUP($B943,$AR$36:$AZ$47,MATCH(AJ$2,$AS$2:$BA$2,0)+1,FALSE)","v":8.7354960497564776E-2},{"$f":"N943*VLOOKUP($B943,$AR$36:$AZ$47,MATCH(AK$2,$AS$2:$BA$2,0)+1,FALSE)","v":6.8658741518090816E-2},{"$f":"O943*VLOOKUP($B943,$AR$36:$AZ$47,MATCH(AL$2,$AS$2:$BA$2,0)+1,FALSE)","v":5.7296800728773606E-2},{"$f":"P943*VLOOKUP($B943,$AR$36:$AZ$47,MATCH(AM$2,$AS$2:$BA$2,0)+1,FALSE)","v":1.0150652537394905E-5},{"$f":"Q943*VLOOKUP($B943,$AR$36:$AZ$47,MATCH(AN$2,$AS$2:$BA$2,0)+1,FALSE)","v":1.8857902256094999E-3},{"$f":"R943*VLOOKUP($B943,$AR$36:$BA$47,MATCH(AO$2,$AS$2:$BA$2,0)+1,FALSE)","v":0},0.75471732952396064]
[2006,2,9,6,null,2013,2,9,6,0.23853304867834865,0.34790440002606171,8.7170929771520234E-3,9.6403220860434805E-2,8.8410599999999992E-2,6.5317E-2,2.028188418606668E-5,2.4450307537640017E-3,0,0.84775067517994729,null,null,0.2258322319708278,8.443589560026607E-2,0.30777010241012476,6.9684952395487706E-2,6.0211609765168837E-2,4.8751506227939457E-3,1.0150652537394905E-5,1.7871641481495757E-3,0,0.75460725756535607,null,{"$f":"J944*VLOOKUP($B944,$AR$36:$AZ$47,MATCH(AG$2,$AS$2:$BA$2,0)+1,FALSE)","v":0.23283014936104696},{"$f":"K944*VLOOKUP($B944,$AR$36:$AZ$47,MATCH(AH$2,$AS$2:$BA$2,0)+1,FALSE)","v":0.31291726686523758},{"$f":"L944*VLOOKUP($B944,$AR$36:$AZ$47,MATCH(AI$2,$AS$2:$BA$2,0)+1,FALSE)","v":5.9360205462038679E-3},{"$f":"M944*VLOOKUP($B944,$AR$36:$AZ$47,MATCH(AJ$2,$AS$2:$BA$2,0)+1,FALSE)","v":8.888748660556163E-2},{"$f":"N944*VLOOKUP($B944,$AR$36:$AZ$47,MATCH(AK$2,$AS$2:$BA$2,0)+1,FALSE)","v":6.9856189047015516E-2},{"$f":"O944*VLOOKUP($B944,$AR$36:$AZ$47,MATCH(AL$2,$AS$2:$BA$2,0)+1,FALSE)","v":5.7410184899081208E-2},{"$f":"P944*VLOOKUP($B944,$AR$36:$AZ$47,MATCH(AM$2,$AS$2:$BA$2,0)+1,FALSE)","v":1.0150652537394905E-5},{"$f":"Q944*VLOOKUP($B944,$AR$36:$AZ$47,MATCH(AN$2,$AS$2:$BA$2,0)+1,FALSE)","v":1.8857902256094999E-3},{"$f":"R944*VLOOKUP($B944,$AR$36:$BA$47,MATCH(AO$2,$AS$2:$BA$2,0)+1,FALSE)","v":0},0.76973323820229378]
[2006,2,9,7,null,2013,2,9,7,0.27186297808748927,0.35562107088370543,8.7170929771520234E-3,8.6697009733153849E-2,9.0708400000000008E-2,6.6671999999999995E-2,2.028188418606668E-5,2.4450307537640017E-3,0,0.88274386431945062,null,null,0.25738749188806531,7.5934596347996056E-2,0.31459657709668898,7.149607101264846E-2,6.1460698535807469E-2,4.8751506227939457E-3,1.0150652537394905E-5,1.7871641481495757E-3,0,0.78754790030468724,null,{"$f":"J945*VLOOKUP($B945,$AR$36:$AZ$47,MATCH(AG$2,$AS$2:$BA$2,0)+1,FALSE)","v":0.26536321966522802},{"$f":"K945*VLOOKUP($B945,$AR$36:$AZ$47,MATCH(AH$2,$AS$2:$BA$2,0)+1,FALSE)","v":0.31985790789734764},{"$f":"L945*VLOOKUP($B945,$AR$36:$AZ$47,MATCH(AI$2,$AS$2:$BA$2,0)+1,FALSE)","v":5.9360205462038679E-3},{"$f":"M945*VLOOKUP($B945,$AR$36:$AZ$47,MATCH(AJ$2,$AS$2:$BA$2,0)+1,FALSE)","v":7.9937985708532708E-2},{"$f":"N945*VLOOKUP($B945,$AR$36:$AZ$47,MATCH(AK$2,$AS$2:$BA$2,0)+1,FALSE)","v":7.1671758121224186E-2},{"$f":"O945*VLOOKUP($B945,$AR$36:$AZ$47,MATCH(AL$2,$AS$2:$BA$2,0)+1,FALSE)","v":5.8601158160839321E-2},{"$f":"P945*VLOOKUP($B945,$AR$36:$AZ$47,MATCH(AM$2,$AS$2:$BA$2,0)+1,FALSE)","v":1.0150652537394905E-5},{"$f":"Q945*VLOOKUP($B945,$AR$36:$AZ$47,MATCH(AN$2,$AS$2:$BA$2,0)+1,FALSE)","v":1.8857902256094999E-3},{"$f":"R945*VLOOKUP($B945,$AR$36:$BA$47,MATCH(AO$2,$AS$2:$BA$2,0)+1,FALSE)","v":0},0.80326399097752266]
[2006,2,9,8,null,2013,2,9,8,0.29740145177196864,0.37250220547772173,2.615127893145607E-3,8.8908168831303175E-2,9.2303700000000002E-2,6.7932999999999993E-2,6.0845652558200041E-6,2.1675503338384086E-3,0,0.92383728887323335,null,null,0.28156615620837644,7.7871266068162429E-2,0.32953030177050829,7.2753481374715018E-2,6.2623134653722837E-2,1.4625451868381836E-3,3.0451957612184712E-6,1.5843433625455127E-3,0,0.82739427382062991,null,{"$f":"J946*VLOOKUP($B946,$AR$36:$AZ$47,MATCH(AG$2,$AS$2:$BA$2,0)+1,FALSE)","v":0.29029111404026947},{"$f":"K946*VLOOKUP($B946,$AR$36:$AZ$47,MATCH(AH$2,$AS$2:$BA$2,0)+1,FALSE)","v":0.33504138502022413},{"$f":"L946*VLOOKUP($B946,$AR$36:$AZ$47,MATCH(AI$2,$AS$2:$BA$2,0)+1,FALSE)","v":1.7808061638611603E-3},{"$f":"M946*VLOOKUP($B946,$AR$36:$AZ$47,MATCH(AJ$2,$AS$2:$BA$2,0)+1,FALSE)","v":8.1976759651615536E-2},{"$f":"N946*VLOOKUP($B946,$AR$36:$AZ$47,MATCH(AK$2,$AS$2:$BA$2,0)+1,FALSE)","v":7.2932258314489518E-2},{"$f":"O946*VLOOKUP($B946,$AR$36:$AZ$47,MATCH(AL$2,$AS$2:$BA$2,0)+1,FALSE)","v":5.9709510399272525E-2},{"$f":"P946*VLOOKUP($B946,$AR$36:$AZ$47,MATCH(AM$2,$AS$2:$BA$2,0)+1,FALSE)","v":3.0451957612184712E-6},{"$f":"Q946*VLOOKUP($B946,$AR$36:$AZ$47,MATCH(AN$2,$AS$2:$BA$2,0)+1,FALSE)","v":1.6717766133520036E-3},{"$f":"R946*VLOOKUP($B946,$AR$36:$BA$47,MATCH(AO$2,$AS$2:$BA$2,0)+1,FALSE)","v":0},0.84340665539884552]
[2006,2,9,9,null,2013,2,9,9,0.31476749168866791,0.39568478705320348,0,0.10110026367492267,9.389889999999998E-2,6.8104999999999999E-2,0,2.0486301538702968E-3,0,0.97560507257066431,null,null,0.2980075322634449,8.8549855830788282E-2,0.35003853766830839,7.4010812917101113E-2,6.2781690571471802E-2,0,0,1.4974201687151995E-3,0,0.87488584941982972,null,{"$f":"J947*VLOOKUP($B947,$AR$36:$AZ$47,MATCH(AG$2,$AS$2:$BA$2,0)+1,FALSE)","v":0.30724196294786577},{"$f":"K947*VLOOKUP($B947,$AR$36:$AZ$47,MATCH(AH$2,$AS$2:$BA$2,0)+1,FALSE)","v":0.35589260180545806},{"$f":"L947*VLOOKUP($B947,$AR$36:$AZ$47,MATCH(AI$2,$AS$2:$BA$2,0)+1,FALSE)","v":0},{"$f":"M947*VLOOKUP($B947,$AR$36:$AZ$47,MATCH(AJ$2,$AS$2:$BA$2,0)+1,FALSE)","v":9.3218341182121647E-2},{"$f":"N947*VLOOKUP($B947,$AR$36:$AZ$47,MATCH(AK$2,$AS$2:$BA$2,0)+1,FALSE)","v":7.4192679494390984E-2},{"$f":"O947*VLOOKUP($B947,$AR$36:$AZ$47,MATCH(AL$2,$AS$2:$BA$2,0)+1,FALSE)","v":5.9860689293015995E-2},{"$f":"P947*VLOOKUP($B947,$AR$36:$AZ$47,MATCH(AM$2,$AS$2:$BA$2,0)+1,FALSE)","v":0},{"$f":"Q947*VLOOKUP($B947,$AR$36:$AZ$47,MATCH(AN$2,$AS$2:$BA$2,0)+1,FALSE)","v":1.5800564938130762E-3},{"$f":"R947*VLOOKUP($B947,$AR$36:$BA$47,MATCH(AO$2,$AS$2:$BA$2,0)+1,FALSE)","v":0},0.8919863312166656]
[2006,2,9,10,null,2013,2,9,10,0.34644598888032052,0.40162022416833443,0,9.9825747777141469E-2,9.4743399999999964E-2,6.8685999999999997E-2,0,2.0486301538702968E-3,0,1.0133699909796665,null,null,0.32799929133377564,8.7433556081408237E-2,0.35528926197255939,7.4676445118420726E-2,6.3317277712240091E-2,0,0,1.4974201687151995E-3,0,0.91021325238711925,null,{"$f":"J948*VLOOKUP($B948,$AR$36:$AZ$47,MATCH(AG$2,$AS$2:$BA$2,0)+1,FALSE)","v":0.33816308383041399},{"$f":"K948*VLOOKUP($B948,$AR$36:$AZ$47,MATCH(AH$2,$AS$2:$BA$2,0)+1,FALSE)","v":0.36123113951747937},{"$f":"L948*VLOOKUP($B948,$AR$36:$AZ$47,MATCH(AI$2,$AS$2:$BA$2,0)+1,FALSE)","v":0},{"$f":"M948*VLOOKUP($B948,$AR$36:$AZ$47,MATCH(AJ$2,$AS$2:$BA$2,0)+1,FALSE)","v":9.2043188383475916E-2},{"$f":"N948*VLOOKUP($B948,$AR$36:$AZ$47,MATCH(AK$2,$AS$2:$BA$2,0)+1,FALSE)","v":7.485994735198051E-2},{"$f":"O948*VLOOKUP($B948,$AR$36:$AZ$47,MATCH(AL$2,$AS$2:$BA$2,0)+1,FALSE)","v":6.0371357532928514E-2},{"$f":"P948*VLOOKUP($B948,$AR$36:$AZ$47,MATCH(AM$2,$AS$2:$BA$2,0)+1,FALSE)","v":0},{"$f":"Q948*VLOOKUP($B948,$AR$36:$AZ$47,MATCH(AN$2,$AS$2:$BA$2,0)+1,FALSE)","v":1.5800564938130762E-3},{"$f":"R948*VLOOKUP($B948,$AR$36:$BA$47,MATCH(AO$2,$AS$2:$BA$2,0)+1,FALSE)","v":0},0.92824877311009146]
[2006,2,9,11,null,2013,2,9,11,0.37977782146975902,0.40012205993058869,0,9.4282452622982807E-2,9.6270299999999989E-2,6.8932999999999994E-2,0,2.0486301538702968E-3,0,1.0414342641772008,null,null,0.35955635309548251,8.2578395779289146E-2,0.35396392615949224,7.5879942819066029E-2,6.3544971384821458E-2,0,0,1.4974201687151995E-3,0,0.93702100940686672,null,{"$f":"J949*VLOOKUP($B949,$AR$36:$AZ$47,MATCH(AG$2,$AS$2:$BA$2,0)+1,FALSE)","v":0.37069801181324996},{"$f":"K949*VLOOKUP($B949,$AR$36:$AZ$47,MATCH(AH$2,$AS$2:$BA$2,0)+1,FALSE)","v":0.35988363871393819},{"$f":"L949*VLOOKUP($B949,$AR$36:$AZ$47,MATCH(AI$2,$AS$2:$BA$2,0)+1,FALSE)","v":0},{"$f":"M949*VLOOKUP($B949,$AR$36:$AZ$47,MATCH(AJ$2,$AS$2:$BA$2,0)+1,FALSE)","v":8.6932056521198328E-2},{"$f":"N949*VLOOKUP($B949,$AR$36:$AZ$47,MATCH(AK$2,$AS$2:$BA$2,0)+1,FALSE)","v":7.6066402404382477E-2},{"$f":"O949*VLOOKUP($B949,$AR$36:$AZ$47,MATCH(AL$2,$AS$2:$BA$2,0)+1,FALSE)","v":6.0588457455920584E-2},{"$f":"P949*VLOOKUP($B949,$AR$36:$AZ$47,MATCH(AM$2,$AS$2:$BA$2,0)+1,FALSE)","v":0},{"$f":"Q949*VLOOKUP($B949,$AR$36:$AZ$47,MATCH(AN$2,$AS$2:$BA$2,0)+1,FALSE)","v":1.5800564938130762E-3},{"$f":"R949*VLOOKUP($B949,$AR$36:$BA$47,MATCH(AO$2,$AS$2:$BA$2,0)+1,FALSE)","v":0},0.95574862340250255]
[2006,2,9,12,null,2013,2,9,12,0.34878896074412347,0.41880710814351635,0,0.11832253028162164,9.6849300000000027E-2,6.9275000000000003E-2,0,2.0486301538702968E-3,0,1.0540915293231317,null,null,0.33021751043749809,0.10363418073429362,0.37049346473848138,7.6336308768816294E-2,6.3860239546857198E-2,0,0,1.4974201687151995E-3,0,0.94603912439466165,null,{"$f":"J950*VLOOKUP($B950,$AR$36:$AZ$47,MATCH(AG$2,$AS$2:$BA$2,0)+1,FALSE)","v":0.34045003942009233},{"$f":"K950*VLOOKUP($B950,$AR$36:$AZ$47,MATCH(AH$2,$AS$2:$BA$2,0)+1,FALSE)","v":0.37668961822324165},{"$f":"L950*VLOOKUP($B950,$AR$36:$AZ$47,MATCH(AI$2,$AS$2:$BA$2,0)+1,FALSE)","v":0},{"$f":"M950*VLOOKUP($B950,$AR$36:$AZ$47,MATCH(AJ$2,$AS$2:$BA$2,0)+1,FALSE)","v":0.10909793502408056},{"$f":"N950*VLOOKUP($B950,$AR$36:$AZ$47,MATCH(AK$2,$AS$2:$BA$2,0)+1,FALSE)","v":7.6523889780989174E-2},{"$f":"O950*VLOOKUP($B950,$AR$36:$AZ$47,MATCH(AL$2,$AS$2:$BA$2,0)+1,FALSE)","v":6.0889057349294222E-2},{"$f":"P950*VLOOKUP($B950,$AR$36:$AZ$47,MATCH(AM$2,$AS$2:$BA$2,0)+1,FALSE)","v":0},{"$f":"Q950*VLOOKUP($B950,$AR$36:$AZ$47,MATCH(AN$2,$AS$2:$BA$2,0)+1,FALSE)","v":1.5800564938130762E-3},{"$f":"R950*VLOOKUP($B950,$AR$36:$BA$47,MATCH(AO$2,$AS$2:$BA$2,0)+1,FALSE)","v":0},0.96523059629151109]
[2006,2,9,13,null,2013,2,9,13,0.35323717651539599,0.41133862284691758,0,0.11407055059493409,9.5877799999999971E-2,6.8934999999999996E-2,0,2.0486301538702968E-3,0,1.0455077801111179,null,null,0.33442887863775494,9.9910034282388635E-2,0.36388654489380412,7.557057557333724E-2,6.3546815058283648E-2,0,0,1.4974201687151995E-3,0,0.93884026861428382,null,{"$f":"J951*VLOOKUP($B951,$AR$36:$AZ$47,MATCH(AG$2,$AS$2:$BA$2,0)+1,FALSE)","v":0.34479190629411244},{"$f":"K951*VLOOKUP($B951,$AR$36:$AZ$47,MATCH(AH$2,$AS$2:$BA$2,0)+1,FALSE)","v":0.36997220388050889},{"$f":"L951*VLOOKUP($B951,$AR$36:$AZ$47,MATCH(AI$2,$AS$2:$BA$2,0)+1,FALSE)","v":0},{"$f":"M951*VLOOKUP($B951,$AR$36:$AZ$47,MATCH(AJ$2,$AS$2:$BA$2,0)+1,FALSE)","v":0.10517744581143565},{"$f":"N951*VLOOKUP($B951,$AR$36:$AZ$47,MATCH(AK$2,$AS$2:$BA$2,0)+1,FALSE)","v":7.5756274951328709E-2},{"$f":"O951*VLOOKUP($B951,$AR$36:$AZ$47,MATCH(AL$2,$AS$2:$BA$2,0)+1,FALSE)","v":6.059021535003388E-2},{"$f":"P951*VLOOKUP($B951,$AR$36:$AZ$47,MATCH(AM$2,$AS$2:$BA$2,0)+1,FALSE)","v":0},{"$f":"Q951*VLOOKUP($B951,$AR$36:$AZ$47,MATCH(AN$2,$AS$2:$BA$2,0)+1,FALSE)","v":1.5800564938130762E-3},{"$f":"R951*VLOOKUP($B951,$AR$36:$BA$47,MATCH(AO$2,$AS$2:$BA$2,0)+1,FALSE)","v":0},0.95786810278123269]
[2006,2,9,14,null,2013,2,9,14,0.31899163963811872,0.42095021906958252,0,0.12737666030479522,9.5667300000000011E-2,6.9228999999999999E-2,0,2.0486301538702968E-3,0,1.0342634491663667,null,null,0.30200676325003173,0.11156434707691712,0.37238934610457575,7.5404660146010119E-2,6.3817835057226657E-2,0,0,1.4974201687151995E-3,0,0.92668037180347662,null,{"$f":"J952*VLOOKUP($B952,$AR$36:$AZ$47,MATCH(AG$2,$AS$2:$BA$2,0)+1,FALSE)","v":0.3113651190616335},{"$f":"K952*VLOOKUP($B952,$AR$36:$AZ$47,MATCH(AH$2,$AS$2:$BA$2,0)+1,FALSE)","v":0.37861720641563995},{"$f":"L952*VLOOKUP($B952,$AR$36:$AZ$47,MATCH(AI$2,$AS$2:$BA$2,0)+1,FALSE)","v":0},{"$f":"M952*VLOOKUP($B952,$AR$36:$AZ$47,MATCH(AJ$2,$AS$2:$BA$2,0)+1,FALSE)","v":0.11744619200114756},{"$f":"N952*VLOOKUP($B952,$AR$36:$AZ$47,MATCH(AK$2,$AS$2:$BA$2,0)+1,FALSE)","v":7.5589951820455331E-2},{"$f":"O952*VLOOKUP($B952,$AR$36:$AZ$47,MATCH(AL$2,$AS$2:$BA$2,0)+1,FALSE)","v":6.0848625784688408E-2},{"$f":"P952*VLOOKUP($B952,$AR$36:$AZ$47,MATCH(AM$2,$AS$2:$BA$2,0)+1,FALSE)","v":0},{"$f":"Q952*VLOOKUP($B952,$AR$36:$AZ$47,MATCH(AN$2,$AS$2:$BA$2,0)+1,FALSE)","v":1.5800564938130762E-3},{"$f":"R952*VLOOKUP($B952,$AR$36:$BA$47,MATCH(AO$2,$AS$2:$BA$2,0)+1,FALSE)","v":0},0.94544715157737791]
[2006,2,9,15,null,2013,2,9,15,0.33049878885206635,0.40869572859695247,0,0.11480464105666356,9.6172499999999994E-2,6.9741999999999998E-2,0,2.0486301538702968E-3,0,1.0219622886595527,null,null,0.3129012082965601,0.10055299605311074,0.36154853527417885,7.5802857171595281E-2,6.4290737300280246E-2,0,0,1.4974201687151995E-3,0,0.91659375426444045,null,{"$f":"J953*VLOOKUP($B953,$AR$36:$AZ$47,MATCH(AG$2,$AS$2:$BA$2,0)+1,FALSE)","v":0.322597152882725},{"$f":"K953*VLOOKUP($B953,$AR$36:$AZ$47,MATCH(AH$2,$AS$2:$BA$2,0)+1,FALSE)","v":0.36759509325686923},{"$f":"L953*VLOOKUP($B953,$AR$36:$AZ$47,MATCH(AI$2,$AS$2:$BA$2,0)+1,FALSE)","v":0},{"$f":"M953*VLOOKUP($B953,$AR$36:$AZ$47,MATCH(AJ$2,$AS$2:$BA$2,0)+1,FALSE)","v":0.1058543055211202},{"$f":"N953*VLOOKUP($B953,$AR$36:$AZ$47,MATCH(AK$2,$AS$2:$BA$2,0)+1,FALSE)","v":7.5989127334551501E-2},{"$f":"O953*VLOOKUP($B953,$AR$36:$AZ$47,MATCH(AL$2,$AS$2:$BA$2,0)+1,FALSE)","v":6.1299525624748864E-2},{"$f":"P953*VLOOKUP($B953,$AR$36:$AZ$47,MATCH(AM$2,$AS$2:$BA$2,0)+1,FALSE)","v":0},{"$f":"Q953*VLOOKUP($B953,$AR$36:$AZ$47,MATCH(AN$2,$AS$2:$BA$2,0)+1,FALSE)","v":1.5800564938130762E-3},{"$f":"R953*VLOOKUP($B953,$AR$36:$BA$47,MATCH(AO$2,$AS$2:$BA$2,0)+1,FALSE)","v":0},0.93491526111382783]
[2006,2,9,16,null,2013,2,9,16,0.33810046573630725,0.4087179120656087,0,0.11572503654301022,9.5159699999999986E-2,7.0039000000000004E-2,0,2.0486301538702968E-3,0,1.0297907444987964,null,null,0.32009812992650194,0.10135913527234526,0.36156815965495598,7.5004571448094359E-2,6.4564522809416547E-2,0,0,1.4974201687151995E-3,0,0.92409193928002931,null,{"$f":"J954*VLOOKUP($B954,$AR$36:$AZ$47,MATCH(AG$2,$AS$2:$BA$2,0)+1,FALSE)","v":0.33001708724468781},{"$f":"K954*VLOOKUP($B954,$AR$36:$AZ$47,MATCH(AH$2,$AS$2:$BA$2,0)+1,FALSE)","v":0.36761504583689114},{"$f":"L954*VLOOKUP($B954,$AR$36:$AZ$47,MATCH(AI$2,$AS$2:$BA$2,0)+1,FALSE)","v":0},{"$f":"M954*VLOOKUP($B954,$AR$36:$AZ$47,MATCH(AJ$2,$AS$2:$BA$2,0)+1,FALSE)","v":0.10670294564677428},{"$f":"N954*VLOOKUP($B954,$AR$36:$AZ$47,MATCH(AK$2,$AS$2:$BA$2,0)+1,FALSE)","v":7.518887998562708E-2},{"$f":"O954*VLOOKUP($B954,$AR$36:$AZ$47,MATCH(AL$2,$AS$2:$BA$2,0)+1,FALSE)","v":6.1560572900573339E-2},{"$f":"P954*VLOOKUP($B954,$AR$36:$AZ$47,MATCH(AM$2,$AS$2:$BA$2,0)+1,FALSE)","v":0},{"$f":"Q954*VLOOKUP($B954,$AR$36:$AZ$47,MATCH(AN$2,$AS$2:$BA$2,0)+1,FALSE)","v":1.5800564938130762E-3},{"$f":"R954*VLOOKUP($B954,$AR$36:$BA$47,MATCH(AO$2,$AS$2:$BA$2,0)+1,FALSE)","v":0},0.94266458810836673]
[2006,2,9,17,null,2013,2,9,17,0.36991041852833922,0.41913965023482652,0,0.12505723802268151,9.28422E-2,6.9931999999999994E-2,0,2.0486301538702968E-3,0,1.0789301369397175,null,null,0.350214345175141,0.10953285377288105,0.37078764473014159,7.3177925353886855E-2,6.4465886279188978E-2,0,0,1.4974201687151995E-3,0,0.96967607547995471,null,{"$f":"J955*VLOOKUP($B955,$AR$36:$AZ$47,MATCH(AG$2,$AS$2:$BA$2,0)+1,FALSE)","v":0.361066520858911},{"$f":"K955*VLOOKUP($B955,$AR$36:$AZ$47,MATCH(AH$2,$AS$2:$BA$2,0)+1,FALSE)","v":0.3769887180975825},{"$f":"L955*VLOOKUP($B955,$AR$36:$AZ$47,MATCH(AI$2,$AS$2:$BA$2,0)+1,FALSE)","v":0},{"$f":"M955*VLOOKUP($B955,$AR$36:$AZ$47,MATCH(AJ$2,$AS$2:$BA$2,0)+1,FALSE)","v":0.11530759522819847},{"$f":"N955*VLOOKUP($B955,$AR$36:$AZ$47,MATCH(AK$2,$AS$2:$BA$2,0)+1,FALSE)","v":7.3357745278742864E-2},{"$f":"O955*VLOOKUP($B955,$AR$36:$AZ$47,MATCH(AL$2,$AS$2:$BA$2,0)+1,FALSE)","v":6.1466525565511992E-2},{"$f":"P955*VLOOKUP($B955,$AR$36:$AZ$47,MATCH(AM$2,$AS$2:$BA$2,0)+1,FALSE)","v":0},{"$f":"Q955*VLOOKUP($B955,$AR$36:$AZ$47,MATCH(AN$2,$AS$2:$BA$2,0)+1,FALSE)","v":1.5800564938130762E-3},{"$f":"R955*VLOOKUP($B955,$AR$36:$BA$47,MATCH(AO$2,$AS$2:$BA$2,0)+1,FALSE)","v":0},0.9897671615227599]
[2006,2,9,18,null,2013,2,9,18,0.44088798892401698,0.42836861062694293,5.6661104351488157E-3,0.1300385671861333,9.2232700000000029E-2,7.0390999999999995E-2,1.3183224720943343E-5,2.3062905438012054E-3,0,1.1699044509407643,null,null,0.41741267777993191,0.11389580954802773,0.37895195103040069,7.2697519401602309E-2,6.4889009338763251E-2,3.1688479048160648E-3,6.5979241493066888E-6,1.6857537553475444E-3,0,1.0527081666830387,null,{"$f":"J956*VLOOKUP($B956,$AR$36:$AZ$47,MATCH(AG$2,$AS$2:$BA$2,0)+1,FALSE)","v":0.43034714426969078},{"$f":"K956*VLOOKUP($B956,$AR$36:$AZ$47,MATCH(AH$2,$AS$2:$BA$2,0)+1,FALSE)","v":0.38528956471433201},{"$f":"L956*VLOOKUP($B956,$AR$36:$AZ$47,MATCH(AI$2,$AS$2:$BA$2,0)+1,FALSE)","v":3.8584133550325144E-3},{"$f":"M956*VLOOKUP($B956,$AR$36:$AZ$47,MATCH(AJ$2,$AS$2:$BA$2,0)+1,FALSE)","v":0.11990057277959412},{"$f":"N956*VLOOKUP($B956,$AR$36:$AZ$47,MATCH(AK$2,$AS$2:$BA$2,0)+1,FALSE)","v":7.2876158826166437E-2},{"$f":"O956*VLOOKUP($B956,$AR$36:$AZ$47,MATCH(AL$2,$AS$2:$BA$2,0)+1,FALSE)","v":6.1869962264513453E-2},{"$f":"P956*VLOOKUP($B956,$AR$36:$AZ$47,MATCH(AM$2,$AS$2:$BA$2,0)+1,FALSE)","v":6.5979241493066888E-6},{"$f":"Q956*VLOOKUP($B956,$AR$36:$AZ$47,MATCH(AN$2,$AS$2:$BA$2,0)+1,FALSE)","v":1.7787834194807519E-3},{"$f":"R956*VLOOKUP($B956,$AR$36:$BA$47,MATCH(AO$2,$AS$2:$BA$2,0)+1,FALSE)","v":0},1.0759271975529592]
[2006,2,9,19,null,2013,2,9,19,0.45488544074052079,0.40752400970839264,8.7170929771520234E-3,0.11386285576094743,9.149419999999997E-2,7.0731000000000002E-2,2.028188418606668E-5,2.4450307537640017E-3,0,1.1496799118249632,null,null,0.43066482796683425,9.9728122317594411E-2,0.36051198603162571,7.211543606154952E-2,6.5202433827336786E-2,4.8751506227939457E-3,1.0150652537394905E-5,1.7871641481495757E-3,0,1.0348952716284214,null,{"$f":"J957*VLOOKUP($B957,$AR$36:$AZ$47,MATCH(AG$2,$AS$2:$BA$2,0)+1,FALSE)","v":0.44400994200429444},{"$f":"K957*VLOOKUP($B957,$AR$36:$AZ$47,MATCH(AH$2,$AS$2:$BA$2,0)+1,FALSE)","v":0.36654120870664497},{"$f":"L957*VLOOKUP($B957,$AR$36:$AZ$47,MATCH(AI$2,$AS$2:$BA$2,0)+1,FALSE)","v":5.9360205462038679E-3},{"$f":"M957*VLOOKUP($B957,$AR$36:$AZ$47,MATCH(AJ$2,$AS$2:$BA$2,0)+1,FALSE)","v":0.10498594316651094},{"$f":"N957*VLOOKUP($B957,$AR$36:$AZ$47,MATCH(AK$2,$AS$2:$BA$2,0)+1,FALSE)","v":7.2292645134242328E-2},{"$f":"O957*VLOOKUP($B957,$AR$36:$AZ$47,MATCH(AL$2,$AS$2:$BA$2,0)+1,FALSE)","v":6.2168804263773796E-2},{"$f":"P957*VLOOKUP($B957,$AR$36:$AZ$47,MATCH(AM$2,$AS$2:$BA$2,0)+1,FALSE)","v":1.0150652537394905E-5},{"$f":"Q957*VLOOKUP($B957,$AR$36:$AZ$47,MATCH(AN$2,$AS$2:$BA$2,0)+1,FALSE)","v":1.8857902256094999E-3},{"$f":"R957*VLOOKUP($B957,$AR$36:$BA$47,MATCH(AO$2,$AS$2:$BA$2,0)+1,FALSE)","v":0},1.0578305046998173]
[2006,2,9,20,null,2013,2,9,20,0.43573978345917214,0.39983391375740962,8.7170929771520234E-3,0.11615699043425162,9.0450900000000001E-2,7.0377999999999996E-2,2.028188418606668E-5,2.4450307537640017E-3,0,1.1237419932659356,null,null,0.41253859120277975,0.10173746717183428,0.35370902056697379,7.129311033551429E-2,6.4877025461258966E-2,4.8751506227939457E-3,1.0150652537394905E-5,1.7871641481495757E-3,0,1.0108276801618419,null,{"$f":"J958*VLOOKUP($B958,$AR$36:$AZ$47,MATCH(AG$2,$AS$2:$BA$2,0)+1,FALSE)","v":0.425322023205911},{"$f":"K958*VLOOKUP($B958,$AR$36:$AZ$47,MATCH(AH$2,$AS$2:$BA$2,0)+1,FALSE)","v":0.35962447006599318},{"$f":"L958*VLOOKUP($B958,$AR$36:$AZ$47,MATCH(AI$2,$AS$2:$BA$2,0)+1,FALSE)","v":5.9360205462038679E-3},{"$f":"M958*VLOOKUP($B958,$AR$36:$AZ$47,MATCH(AJ$2,$AS$2:$BA$2,0)+1,FALSE)","v":0.10710122378913559},{"$f":"N958*VLOOKUP($B958,$AR$36:$AZ$47,MATCH(AK$2,$AS$2:$BA$2,0)+1,FALSE)","v":7.1468298709348149E-2},{"$f":"O958*VLOOKUP($B958,$AR$36:$AZ$47,MATCH(AL$2,$AS$2:$BA$2,0)+1,FALSE)","v":6.1858535952777023E-2},{"$f":"P958*VLOOKUP($B958,$AR$36:$AZ$47,MATCH(AM$2,$AS$2:$BA$2,0)+1,FALSE)","v":1.0150652537394905E-5},{"$f":"Q958*VLOOKUP($B958,$AR$36:$AZ$47,MATCH(AN$2,$AS$2:$BA$2,0)+1,FALSE)","v":1.8857902256094999E-3},{"$f":"R958*VLOOKUP($B958,$AR$36:$BA$47,MATCH(AO$2,$AS$2:$BA$2,0)+1,FALSE)","v":0},1.0332065131475157]
[2006,2,9,21,null,2013,2,9,21,0.4043286811751361,0.39911049938855581,8.7170929771520234E-3,0.1251371768320779,8.9299200000000009E-2,6.9546999999999998E-2,2.028188418606668E-5,2.4450307537640017E-3,0,1.0986049630108721,null,null,0.38279998945861099,0.10960286911992401,0.35306905937542116,7.0385344075881581E-2,6.4110979137716018E-2,4.8751506227939457E-3,1.0150652537394905E-5,1.7871641481495757E-3,0,0.98664070659103476,null,{"$f":"J959*VLOOKUP($B959,$AR$36:$AZ$47,MATCH(AG$2,$AS$2:$BA$2,0)+1,FALSE)","v":0.39466190429614473},{"$f":"K959*VLOOKUP($B959,$AR$36:$AZ$47,MATCH(AH$2,$AS$2:$BA$2,0)+1,FALSE)","v":0.3589738061275784},{"$f":"L959*VLOOKUP($B959,$AR$36:$AZ$47,MATCH(AI$2,$AS$2:$BA$2,0)+1,FALSE)","v":5.9360205462038679E-3},{"$f":"M959*VLOOKUP($B959,$AR$36:$AZ$47,MATCH(AJ$2,$AS$2:$BA$2,0)+1,FALSE)","v":0.11538130189262386},{"$f":"N959*VLOOKUP($B959,$AR$36:$AZ$47,MATCH(AK$2,$AS$2:$BA$2,0)+1,FALSE)","v":7.0558301798056444E-2},{"$f":"O959*VLOOKUP($B959,$AR$36:$AZ$47,MATCH(AL$2,$AS$2:$BA$2,0)+1,FALSE)","v":6.1128130948702494E-2},{"$f":"P959*VLOOKUP($B959,$AR$36:$AZ$47,MATCH(AM$2,$AS$2:$BA$2,0)+1,FALSE)","v":1.0150652537394905E-5},{"$f":"Q959*VLOOKUP($B959,$AR$36:$AZ$47,MATCH(AN$2,$AS$2:$BA$2,0)+1,FALSE)","v":1.8857902256094999E-3},{"$f":"R959*VLOOKUP($B959,$AR$36:$BA$47,MATCH(AO$2,$AS$2:$BA$2,0)+1,FALSE)","v":0},1.0085354064874568]
[2006,2,9,22,null,2013,2,9,22,0.39300165921462038,0.38348671961757264,8.7170929771520234E-3,0.11932976078507125,8.8981199999999983E-2,6.9077E-2,2.028188418606668E-5,2.4450307537640017E-3,0,1.0650587452323665,null,null,0.37207608069586673,0.10451637542525523,0.33924764090589754,7.0134697492080927E-2,6.3677715874099663E-2,4.8751506227939457E-3,1.0150652537394905E-5,1.7871641481495757E-3,0,0.95632497581668097,null,{"$f":"J960*VLOOKUP($B960,$AR$36:$AZ$47,MATCH(AG$2,$AS$2:$BA$2,0)+1,FALSE)","v":0.38360569120745452},{"$f":"K960*VLOOKUP($B960,$AR$36:$AZ$47,MATCH(AH$2,$AS$2:$BA$2,0)+1,FALSE)","v":0.34492123748034598},{"$f":"L960*VLOOKUP($B960,$AR$36:$AZ$47,MATCH(AI$2,$AS$2:$BA$2,0)+1,FALSE)","v":5.9360205462038679E-3},{"$f":"M960*VLOOKUP($B960,$AR$36:$AZ$47,MATCH(AJ$2,$AS$2:$BA$2,0)+1,FALSE)","v":0.11002664038355922},{"$f":"N960*VLOOKUP($B960,$AR$36:$AZ$47,MATCH(AK$2,$AS$2:$BA$2,0)+1,FALSE)","v":7.0307039301060012E-2},{"$f":"O960*VLOOKUP($B960,$AR$36:$AZ$47,MATCH(AL$2,$AS$2:$BA$2,0)+1,FALSE)","v":6.0715025832077905E-2},{"$f":"P960*VLOOKUP($B960,$AR$36:$AZ$47,MATCH(AM$2,$AS$2:$BA$2,0)+1,FALSE)","v":1.0150652537394905E-5},{"$f":"Q960*VLOOKUP($B960,$AR$36:$AZ$47,MATCH(AN$2,$AS$2:$BA$2,0)+1,FALSE)","v":1.8857902256094999E-3},{"$f":"R960*VLOOKUP($B960,$AR$36:$BA$47,MATCH(AO$2,$AS$2:$BA$2,0)+1,FALSE)","v":0},0.97740759562884838]
[2006,2,9,23,null,2013,2,9,23,0.37068165433853639,0.35861690778189609,8.7170929771520234E-3,0.10328620571319568,8.7919299999999992E-2,6.8419999999999995E-2,2.028188418606668E-5,2.4450307537640017E-3,0,1.0001064734487302,null,null,0.35094451613198607,9.046443889227189E-2,0.31724681385394499,6.9297711305483747E-2,6.3072069141767856E-2,4.8751506227939457E-3,1.0150652537394905E-5,1.7871641481495757E-3,0,0.89769801474893562,null,{"$f":"J961*VLOOKUP($B961,$AR$36:$AZ$47,MATCH(AG$2,$AS$2:$BA$2,0)+1,FALSE)","v":0.36181931779784982},{"$f":"K961*VLOOKUP($B961,$AR$36:$AZ$47,MATCH(AH$2,$AS$2:$BA$2,0)+1,FALSE)","v":0.32255246736278015},{"$f":"L961*VLOOKUP($B961,$AR$36:$AZ$47,MATCH(AI$2,$AS$2:$BA$2,0)+1,FALSE)","v":5.9360205462038679E-3},{"$f":"M961*VLOOKUP($B961,$AR$36:$AZ$47,MATCH(AJ$2,$AS$2:$BA$2,0)+1,FALSE)","v":9.5233864023716558E-2},{"$f":"N961*VLOOKUP($B961,$AR$36:$AZ$47,MATCH(AK$2,$AS$2:$BA$2,0)+1,FALSE)","v":6.9467996390492434E-2},{"$f":"O961*VLOOKUP($B961,$AR$36:$AZ$47,MATCH(AL$2,$AS$2:$BA$2,0)+1,FALSE)","v":6.0137557615860128E-2},{"$f":"P961*VLOOKUP($B961,$AR$36:$AZ$47,MATCH(AM$2,$AS$2:$BA$2,0)+1,FALSE)","v":1.0150652537394905E-5},{"$f":"Q961*VLOOKUP($B961,$AR$36:$AZ$47,MATCH(AN$2,$AS$2:$BA$2,0)+1,FALSE)","v":1.8857902256094999E-3},{"$f":"R961*VLOOKUP($B961,$AR$36:$BA$47,MATCH(AO$2,$AS$2:$BA$2,0)+1,FALSE)","v":0},0.91704316461504987]
[2006,2,9,24,null,2013,2,9,24,0.25353863311220831,0.38134435560048729,8.7170929771520234E-3,0.14641826853814502,8.741320000000001E-2,6.7706000000000002E-2,2.028188418606668E-5,2.4450307537640017E-3,0,0.94760286286594275,null,null,0.24003883622756042,0.12824216375671388,0.33735242028526519,6.8898804902774627E-2,6.2413877715763448E-2,4.8751506227939457E-3,1.0150652537394905E-5,1.7871641481495757E-3,0,0.84361856831155868,null,{"$f":"J962*VLOOKUP($B962,$AR$36:$AZ$47,MATCH(AG$2,$AS$2:$BA$2,0)+1,FALSE)","v":0.24747697706204413},{"$f":"K962*VLOOKUP($B962,$AR$36:$AZ$47,MATCH(AH$2,$AS$2:$BA$2,0)+1,FALSE)","v":0.34299432108375383},{"$f":"L962*VLOOKUP($B962,$AR$36:$AZ$47,MATCH(AI$2,$AS$2:$BA$2,0)+1,FALSE)","v":5.9360205462038679E-3},{"$f":"M962*VLOOKUP($B962,$AR$36:$AZ$47,MATCH(AJ$2,$AS$2:$BA$2,0)+1,FALSE)","v":0.13500328897035144},{"$f":"N962*VLOOKUP($B962,$AR$36:$AZ$47,MATCH(AK$2,$AS$2:$BA$2,0)+1,FALSE)","v":6.9068109756121751E-2},{"$f":"O962*VLOOKUP($B962,$AR$36:$AZ$47,MATCH(AL$2,$AS$2:$BA$2,0)+1,FALSE)","v":5.9509989417413423E-2},{"$f":"P962*VLOOKUP($B962,$AR$36:$AZ$47,MATCH(AM$2,$AS$2:$BA$2,0)+1,FALSE)","v":1.0150652537394905E-5},{"$f":"Q962*VLOOKUP($B962,$AR$36:$AZ$47,MATCH(AN$2,$AS$2:$BA$2,0)+1,FALSE)","v":1.8857902256094999E-3},{"$f":"R962*VLOOKUP($B962,$AR$36:$BA$47,MATCH(AO$2,$AS$2:$BA$2,0)+1,FALSE)","v":0},0.86188464771403539]
[2006,2,10,1,null,2013,2,10,1,0.24876080756894797,0.34379955614768798,8.7170929771520234E-3,0.10984185133609028,8.6956199999999997E-2,6.6420999999999994E-2,2.028188418606668E-5,2.4450307537640017E-3,0,0.86696182066782823,null,null,{"$f":"$J963*$AS$6","v":0.2355154084997042},{"$f":"$M963*$AV$6","v":9.6206278267207623E-2},{"$f":"$K963*$AT$6","v":0.30413879386464493},{"$f":"$N963*$AW$6","v":6.8538598963161751E-2},{"$f":"$O963*$AX$6","v":6.1229317516301708E-2},{"$f":"$L963*$AU$6","v":4.8751506227939457E-3},{"$f":"$P963*$AY$6","v":1.0150652537394905E-5},{"$f":"$Q963*$AZ$6","v":1.7871641481495757E-3},0,{"$f":"SUM(V963:AD963)","v":0.77230086253450114},null,{"$f":"J963*VLOOKUP($B963,$AR$36:$AZ$47,MATCH(AG$2,$AS$2:$BA$2,0)+1,FALSE)","v":0.24281338079719958},{"$f":"K963*VLOOKUP($B963,$AR$36:$AZ$47,MATCH(AH$2,$AS$2:$BA$2,0)+1,FALSE)","v":0.30922522811196806},{"$f":"L963*VLOOKUP($B963,$AR$36:$AZ$47,MATCH(AI$2,$AS$2:$BA$2,0)+1,FALSE)","v":5.9360205462038679E-3},{"$f":"M963*VLOOKUP($B963,$AR$36:$AZ$47,MATCH(AJ$2,$AS$2:$BA$2,0)+1,FALSE)","v":0.10127842205087484},{"$f":"N963*VLOOKUP($B963,$AR$36:$AZ$47,MATCH(AK$2,$AS$2:$BA$2,0)+1,FALSE)","v":6.8707018683394197E-2},{"$f":"O963*VLOOKUP($B963,$AR$36:$AZ$47,MATCH(AL$2,$AS$2:$BA$2,0)+1,FALSE)","v":5.8380542449620661E-2},{"$f":"P963*VLOOKUP($B963,$AR$36:$AZ$47,MATCH(AM$2,$AS$2:$BA$2,0)+1,FALSE)","v":1.0150652537394905E-5},{"$f":"Q963*VLOOKUP($B963,$AR$36:$AZ$47,MATCH(AN$2,$AS$2:$BA$2,0)+1,FALSE)","v":1.8857902256094999E-3},{"$f":"R963*VLOOKUP($B963,$AR$36:$BA$47,MATCH(AO$2,$AS$2:$BA$2,0)+1,FALSE)","v":0},0.78823655351740829]
[2006,2,10,2,null,2013,2,10,2,0.23148180740770929,0.33374935186488236,8.7170929771520234E-3,0.10188773336462462,8.627470000000001E-2,6.6374000000000002E-2,2.028188418606668E-5,2.4450307537640017E-3,0,0.83094999825231841,null,null,0.2191564377228761,8.9239570426572462E-2,0.29524798247757983,6.8001442840960061E-2,6.1185991189940087E-2,4.8751506227939457E-3,1.0150652537394905E-5,1.7871641481495757E-3,{"$f":"$R964*$BA$6","v":0},0.73950389008140949,null,{"$f":"J964*VLOOKUP($B964,$AR$36:$AZ$47,MATCH(AG$2,$AS$2:$BA$2,0)+1,FALSE)","v":0.22594749067991152},{"$f":"K964*VLOOKUP($B964,$AR$36:$AZ$47,MATCH(AH$2,$AS$2:$BA$2,0)+1,FALSE)","v":0.30018572629659218},{"$f":"L964*VLOOKUP($B964,$AR$36:$AZ$47,MATCH(AI$2,$AS$2:$BA$2,0)+1,FALSE)","v":5.9360205462038679E-3},{"$f":"M964*VLOOKUP($B964,$AR$36:$AZ$47,MATCH(AJ$2,$AS$2:$BA$2,0)+1,FALSE)","v":9.3944418598113824E-2},{"$f":"N964*VLOOKUP($B964,$AR$36:$AZ$47,MATCH(AK$2,$AS$2:$BA$2,0)+1,FALSE)","v":6.8168542608856297E-2},{"$f":"O964*VLOOKUP($B964,$AR$36:$AZ$47,MATCH(AL$2,$AS$2:$BA$2,0)+1,FALSE)","v":5.8339231937958209E-2},{"$f":"P964*VLOOKUP($B964,$AR$36:$AZ$47,MATCH(AM$2,$AS$2:$BA$2,0)+1,FALSE)","v":1.0150652537394905E-5},{"$f":"Q964*VLOOKUP($B964,$AR$36:$AZ$47,MATCH(AN$2,$AS$2:$BA$2,0)+1,FALSE)","v":1.8857902256094999E-3},{"$f":"R964*VLOOKUP($B964,$AR$36:$BA$47,MATCH(AO$2,$AS$2:$BA$2,0)+1,FALSE)","v":0},{"$f":"SUM(AG964:AO964)","v":0.75441737154578292}]
[2006,2,10,3,null,2013,2,10,3,0.21637719800573374,0.33004897860815163,8.7170929771520234E-3,0.10086723131789134,8.6098399999999992E-2,6.6721000000000003E-2,2.028188418606668E-5,2.4450307537640017E-3,0,0.81129521354687884,null,null,0.20485608113415274,8.8345751698227531E-2,0.29197448476931748,6.7862483744343532E-2,6.1505868535631308E-2,4.8751506227939457E-3,1.0150652537394905E-5,1.7871641481495757E-3,0,0.72121713530515363,null,{"$f":"J965*VLOOKUP($B965,$AR$36:$AZ$47,MATCH(AG$2,$AS$2:$BA$2,0)+1,FALSE)","v":0.21120400552098703},{"$f":"K965*VLOOKUP($B965,$AR$36:$AZ$47,MATCH(AH$2,$AS$2:$BA$2,0)+1,FALSE)","v":0.2968574824290508},{"$f":"L965*VLOOKUP($B965,$AR$36:$AZ$47,MATCH(AI$2,$AS$2:$BA$2,0)+1,FALSE)","v":5.9360205462038679E-3},{"$f":"M965*VLOOKUP($B965,$AR$36:$AZ$47,MATCH(AJ$2,$AS$2:$BA$2,0)+1,FALSE)","v":9.300347636402316E-2},{"$f":"N965*VLOOKUP($B965,$AR$36:$AZ$47,MATCH(AK$2,$AS$2:$BA$2,0)+1,FALSE)","v":6.8029242048414554E-2},{"$f":"O965*VLOOKUP($B965,$AR$36:$AZ$47,MATCH(AL$2,$AS$2:$BA$2,0)+1,FALSE)","v":5.8644226566615082E-2},{"$f":"P965*VLOOKUP($B965,$AR$36:$AZ$47,MATCH(AM$2,$AS$2:$BA$2,0)+1,FALSE)","v":1.0150652537394905E-5},{"$f":"Q965*VLOOKUP($B965,$AR$36:$AZ$47,MATCH(AN$2,$AS$2:$BA$2,0)+1,FALSE)","v":1.8857902256094999E-3},{"$f":"R965*VLOOKUP($B965,$AR$36:$BA$47,MATCH(AO$2,$AS$2:$BA$2,0)+1,FALSE)","v":0},0.7355703943534414]
[2006,2,10,4,null,2013,2,10,4,0.21450285507587766,0.32847666156101701,8.7170929771520234E-3,9.9417727451908508E-2,8.704290000000002E-2,6.6643999999999995E-2,2.028188418606668E-5,2.4450307537640017E-3,0,0.80726654970390532,null,null,0.20308153857213265,8.7076186677391809E-2,0.29058355042476319,6.8606935626103635E-2,6.1434887107336703E-2,4.8751506227939457E-3,1.0150652537394905E-5,1.7871641481495757E-3,0,0.7174555638312089,null,{"$f":"J966*VLOOKUP($B966,$AR$36:$AZ$47,MATCH(AG$2,$AS$2:$BA$2,0)+1,FALSE)","v":0.20937447478413435},{"$f":"K966*VLOOKUP($B966,$AR$36:$AZ$47,MATCH(AH$2,$AS$2:$BA$2,0)+1,FALSE)","v":0.29544328602050257},{"$f":"L966*VLOOKUP($B966,$AR$36:$AZ$47,MATCH(AI$2,$AS$2:$BA$2,0)+1,FALSE)","v":5.9360205462038679E-3},{"$f":"M966*VLOOKUP($B966,$AR$36:$AZ$47,MATCH(AJ$2,$AS$2:$BA$2,0)+1,FALSE)","v":9.1666977911769296E-2},{"$f":"N966*VLOOKUP($B966,$AR$36:$AZ$47,MATCH(AK$2,$AS$2:$BA$2,0)+1,FALSE)","v":6.8775523269839461E-2},{"$f":"O966*VLOOKUP($B966,$AR$36:$AZ$47,MATCH(AL$2,$AS$2:$BA$2,0)+1,FALSE)","v":5.857654764325318E-2},{"$f":"P966*VLOOKUP($B966,$AR$36:$AZ$47,MATCH(AM$2,$AS$2:$BA$2,0)+1,FALSE)","v":1.0150652537394905E-5},{"$f":"Q966*VLOOKUP($B966,$AR$36:$AZ$47,MATCH(AN$2,$AS$2:$BA$2,0)+1,FALSE)","v":1.8857902256094999E-3},{"$f":"R966*VLOOKUP($B966,$AR$36:$BA$47,MATCH(AO$2,$AS$2:$BA$2,0)+1,FALSE)","v":0},0.73166877105384964]
[2006,2,10,5,null,2013,2,10,5,0.21585132372363672,0.32816508978224312,8.7170929771520234E-3,9.6862289921096703E-2,8.7271000000000015E-2,6.6291000000000003E-2,2.028188418606668E-5,2.4450307537640017E-3,0,0.80562310904207857,null,null,0.20435820730274848,8.4837976640021753E-2,0.29030792160761065,6.8786723317188311E-2,6.1109478741258896E-2,4.8751506227939457E-3,1.0150652537394905E-5,1.7871641481495757E-3,0,0.7160727730323091,null,{"$f":"J967*VLOOKUP($B967,$AR$36:$AZ$47,MATCH(AG$2,$AS$2:$BA$2,0)+1,FALSE)","v":0.21069070395407968},{"$f":"K967*VLOOKUP($B967,$AR$36:$AZ$47,MATCH(AH$2,$AS$2:$BA$2,0)+1,FALSE)","v":0.29516304757155232},{"$f":"L967*VLOOKUP($B967,$AR$36:$AZ$47,MATCH(AI$2,$AS$2:$BA$2,0)+1,FALSE)","v":5.9360205462038679E-3},{"$f":"M967*VLOOKUP($B967,$AR$36:$AZ$47,MATCH(AJ$2,$AS$2:$BA$2,0)+1,FALSE)","v":8.9310765979595072E-2},{"$f":"N967*VLOOKUP($B967,$AR$36:$AZ$47,MATCH(AK$2,$AS$2:$BA$2,0)+1,FALSE)","v":6.8955752752747887E-2},{"$f":"O967*VLOOKUP($B967,$AR$36:$AZ$47,MATCH(AL$2,$AS$2:$BA$2,0)+1,FALSE)","v":5.8266279332256421E-2},{"$f":"P967*VLOOKUP($B967,$AR$36:$AZ$47,MATCH(AM$2,$AS$2:$BA$2,0)+1,FALSE)","v":1.0150652537394905E-5},{"$f":"Q967*VLOOKUP($B967,$AR$36:$AZ$47,MATCH(AN$2,$AS$2:$BA$2,0)+1,FALSE)","v":1.8857902256094999E-3},{"$f":"R967*VLOOKUP($B967,$AR$36:$BA$47,MATCH(AO$2,$AS$2:$BA$2,0)+1,FALSE)","v":0},0.73021851101458224]
[2006,2,10,6,null,2013,2,10,6,0.22029598305875644,0.33517750657118861,8.7170929771520234E-3,9.8321048172219205E-2,8.836200000000001E-2,6.6299999999999998E-2,2.028188418606668E-5,2.4450307537640017E-3,0,0.8196389434172664,null,null,0.20856620843115217,8.6115647223000774E-2,0.29651138506801689,6.9646646030793652E-2,6.111777527183878E-2,4.8751506227939457E-3,1.0150652537394905E-5,1.7871641481495757E-3,0,0.72863012744828326,null,{"$f":"J968*VLOOKUP($B968,$AR$36:$AZ$47,MATCH(AG$2,$AS$2:$BA$2,0)+1,FALSE)","v":0.21502909941998574},{"$f":"K968*VLOOKUP($B968,$AR$36:$AZ$47,MATCH(AH$2,$AS$2:$BA$2,0)+1,FALSE)","v":0.30147025810281425},{"$f":"L968*VLOOKUP($B968,$AR$36:$AZ$47,MATCH(AI$2,$AS$2:$BA$2,0)+1,FALSE)","v":5.9360205462038679E-3},{"$f":"M968*VLOOKUP($B968,$AR$36:$AZ$47,MATCH(AJ$2,$AS$2:$BA$2,0)+1,FALSE)","v":9.0655797331764557E-2},{"$f":"N968*VLOOKUP($B968,$AR$36:$AZ$47,MATCH(AK$2,$AS$2:$BA$2,0)+1,FALSE)","v":6.9817788552191548E-2},{"$f":"O968*VLOOKUP($B968,$AR$36:$AZ$47,MATCH(AL$2,$AS$2:$BA$2,0)+1,FALSE)","v":5.8274189855766247E-2},{"$f":"P968*VLOOKUP($B968,$AR$36:$AZ$47,MATCH(AM$2,$AS$2:$BA$2,0)+1,FALSE)","v":1.0150652537394905E-5},{"$f":"Q968*VLOOKUP($B968,$AR$36:$AZ$47,MATCH(AN$2,$AS$2:$BA$2,0)+1,FALSE)","v":1.8857902256094999E-3},{"$f":"R968*VLOOKUP($B968,$AR$36:$BA$47,MATCH(AO$2,$AS$2:$BA$2,0)+1,FALSE)","v":0},0.74307909468687317]
[2006,2,10,7,null,2013,2,10,7,0.23287511201024469,0.34769365570140054,8.7170929771520234E-3,9.8998188148640351E-2,9.070300000000002E-2,6.7762000000000003E-2,2.028188418606668E-5,2.4450307537640017E-3,0,0.84921436147538765,null,null,0.22047555509444874,8.6708728240891611E-2,0.3075836695786387,7.1491814749904681E-2,6.2465500572704974E-2,4.8751506227939457E-3,1.0150652537394905E-5,1.7871641481495757E-3,0,0.75539773366006968,null,{"$f":"J969*VLOOKUP($B969,$AR$36:$AZ$47,MATCH(AG$2,$AS$2:$BA$2,0)+1,FALSE)","v":0.22730748385700453},{"$f":"K969*VLOOKUP($B969,$AR$36:$AZ$47,MATCH(AH$2,$AS$2:$BA$2,0)+1,FALSE)","v":0.312727716120621},{"$f":"L969*VLOOKUP($B969,$AR$36:$AZ$47,MATCH(AI$2,$AS$2:$BA$2,0)+1,FALSE)","v":5.9360205462038679E-3},{"$f":"M969*VLOOKUP($B969,$AR$36:$AZ$47,MATCH(AJ$2,$AS$2:$BA$2,0)+1,FALSE)","v":9.1280146498182571E-2},{"$f":"N969*VLOOKUP($B969,$AR$36:$AZ$47,MATCH(AK$2,$AS$2:$BA$2,0)+1,FALSE)","v":7.166749139957708E-2},{"$f":"O969*VLOOKUP($B969,$AR$36:$AZ$47,MATCH(AL$2,$AS$2:$BA$2,0)+1,FALSE)","v":5.9559210452585713E-2},{"$f":"P969*VLOOKUP($B969,$AR$36:$AZ$47,MATCH(AM$2,$AS$2:$BA$2,0)+1,FALSE)","v":1.0150652537394905E-5},{"$f":"Q969*VLOOKUP($B969,$AR$36:$AZ$47,MATCH(AN$2,$AS$2:$BA$2,0)+1,FALSE)","v":1.8857902256094999E-3},{"$f":"R969*VLOOKUP($B969,$AR$36:$BA$47,MATCH(AO$2,$AS$2:$BA$2,0)+1,FALSE)","v":0},0.77037400975232173]
[2006,2,10,8,null,2013,2,10,8,0.26264261943139317,0.35994866693292354,2.615127893145607E-3,9.9322829617919106E-2,9.1273999999999994E-2,6.8461999999999995E-2,6.0845652558200041E-6,2.1675503338384086E-3,0,0.88643887877447569,null,null,0.24865807604227383,8.6993069292600061E-2,0.3184249410931137,7.1941875125219656E-2,6.3110786284474002E-2,1.4625451868381836E-3,3.0451957612184712E-6,1.5843433625455127E-3,0,0.79217868158282612,null,{"$f":"J970*VLOOKUP($B970,$AR$36:$AZ$47,MATCH(AG$2,$AS$2:$BA$2,0)+1,FALSE)","v":0.25636330332258273},{"$f":"K970*VLOOKUP($B970,$AR$36:$AZ$47,MATCH(AH$2,$AS$2:$BA$2,0)+1,FALSE)","v":0.32375029766797625},{"$f":"L970*VLOOKUP($B970,$AR$36:$AZ$47,MATCH(AI$2,$AS$2:$BA$2,0)+1,FALSE)","v":1.7808061638611603E-3},{"$f":"M970*VLOOKUP($B970,$AR$36:$AZ$47,MATCH(AJ$2,$AS$2:$BA$2,0)+1,FALSE)","v":9.1579478449901303E-2},{"$f":"N970*VLOOKUP($B970,$AR$36:$AZ$47,MATCH(AK$2,$AS$2:$BA$2,0)+1,FALSE)","v":7.2118657707076914E-2},{"$f":"O970*VLOOKUP($B970,$AR$36:$AZ$47,MATCH(AL$2,$AS$2:$BA$2,0)+1,FALSE)","v":6.0174473392239344E-2},{"$f":"P970*VLOOKUP($B970,$AR$36:$AZ$47,MATCH(AM$2,$AS$2:$BA$2,0)+1,FALSE)","v":3.0451957612184712E-6},{"$f":"Q970*VLOOKUP($B970,$AR$36:$AZ$47,MATCH(AN$2,$AS$2:$BA$2,0)+1,FALSE)","v":1.6717766133520036E-3},{"$f":"R970*VLOOKUP($B970,$AR$36:$BA$47,MATCH(AO$2,$AS$2:$BA$2,0)+1,FALSE)","v":0},0.80744183851275098]
[2006,2,10,9,null,2013,2,10,9,0.30162960247948684,0.36676823615594745,0,9.7833838203676637E-2,9.1480000000000047E-2,6.8285999999999999E-2,0,2.0486301538702968E-3,0,0.92804630699298118,null,null,0.28556917682408761,8.5688918637875741E-2,0.32445780390831747,7.2104243666927026E-2,6.2948543019800657E-2,0,0,1.4974201687151995E-3,0,0.83226610622572372,null,{"$f":"J971*VLOOKUP($B971,$AR$36:$AZ$47,MATCH(AG$2,$AS$2:$BA$2,0)+1,FALSE)","v":0.29441817721330577},{"$f":"K971*VLOOKUP($B971,$AR$36:$AZ$47,MATCH(AH$2,$AS$2:$BA$2,0)+1,FALSE)","v":0.32988405441927654},{"$f":"L971*VLOOKUP($B971,$AR$36:$AZ$47,MATCH(AI$2,$AS$2:$BA$2,0)+1,FALSE)","v":0},{"$f":"M971*VLOOKUP($B971,$AR$36:$AZ$47,MATCH(AJ$2,$AS$2:$BA$2,0)+1,FALSE)","v":9.0206570955649795E-2},{"$f":"N971*VLOOKUP($B971,$AR$36:$AZ$47,MATCH(AK$2,$AS$2:$BA$2,0)+1,FALSE)","v":7.2281425236577768E-2},{"$f":"O971*VLOOKUP($B971,$AR$36:$AZ$47,MATCH(AL$2,$AS$2:$BA$2,0)+1,FALSE)","v":6.0019778710269291E-2},{"$f":"P971*VLOOKUP($B971,$AR$36:$AZ$47,MATCH(AM$2,$AS$2:$BA$2,0)+1,FALSE)","v":0},{"$f":"Q971*VLOOKUP($B971,$AR$36:$AZ$47,MATCH(AN$2,$AS$2:$BA$2,0)+1,FALSE)","v":1.5800564938130762E-3},{"$f":"R971*VLOOKUP($B971,$AR$36:$BA$47,MATCH(AO$2,$AS$2:$BA$2,0)+1,FALSE)","v":0},0.84839006302889231]
[2006,2,10,10,null,2013,2,10,10,0.34016922617276579,0.37103352063952405,0,9.1490592965927958E-2,9.1856200000000041E-2,6.8920999999999996E-2,0,2.0486301538702968E-3,0,0.96551916993208819,null,null,0.32205673813348612,8.0133112640098661E-2,0.32823104460955704,7.2400763304744015E-2,6.3533909344048276E-2,0,0,1.4974201687151995E-3,0,0.86785298820064927,null,{"$f":"J972*VLOOKUP($B972,$AR$36:$AZ$47,MATCH(AG$2,$AS$2:$BA$2,0)+1,FALSE)","v":0.33203638731267288},{"$f":"K972*VLOOKUP($B972,$AR$36:$AZ$47,MATCH(AH$2,$AS$2:$BA$2,0)+1,FALSE)","v":0.33372039900963962},{"$f":"L972*VLOOKUP($B972,$AR$36:$AZ$47,MATCH(AI$2,$AS$2:$BA$2,0)+1,FALSE)","v":0},{"$f":"M972*VLOOKUP($B972,$AR$36:$AZ$47,MATCH(AJ$2,$AS$2:$BA$2,0)+1,FALSE)","v":8.4357854273014732E-2},{"$f":"N972*VLOOKUP($B972,$AR$36:$AZ$47,MATCH(AK$2,$AS$2:$BA$2,0)+1,FALSE)","v":7.2578673511326353E-2},{"$f":"O972*VLOOKUP($B972,$AR$36:$AZ$47,MATCH(AL$2,$AS$2:$BA$2,0)+1,FALSE)","v":6.0577910091240805E-2},{"$f":"P972*VLOOKUP($B972,$AR$36:$AZ$47,MATCH(AM$2,$AS$2:$BA$2,0)+1,FALSE)","v":0},{"$f":"Q972*VLOOKUP($B972,$AR$36:$AZ$47,MATCH(AN$2,$AS$2:$BA$2,0)+1,FALSE)","v":1.5800564938130762E-3},{"$f":"R972*VLOOKUP($B972,$AR$36:$BA$47,MATCH(AO$2,$AS$2:$BA$2,0)+1,FALSE)","v":0},0.88485128069170738]
[2006,2,10,11,null,2013,2,10,11,0.334298081933119,0.38619222699213474,0,0.10185042182825939,9.2607699999999959E-2,6.8862000000000007E-2,0,2.0486301538702968E-3,0,0.98585906090738329,null,null,0.31649820603402007,8.9206890678311959E-2,0.34164104059178241,7.299309320325395E-2,6.3479520976913464E-2,0,0,1.4974201687151995E-3,0,0.88531617165299703,null,{"$f":"J973*VLOOKUP($B973,$AR$36:$AZ$47,MATCH(AG$2,$AS$2:$BA$2,0)+1,FALSE)","v":0.32630561164946265},{"$f":"K973*VLOOKUP($B973,$AR$36:$AZ$47,MATCH(AH$2,$AS$2:$BA$2,0)+1,FALSE)","v":0.34735466451682007},{"$f":"L973*VLOOKUP($B973,$AR$36:$AZ$47,MATCH(AI$2,$AS$2:$BA$2,0)+1,FALSE)","v":0},{"$f":"M973*VLOOKUP($B973,$AR$36:$AZ$47,MATCH(AJ$2,$AS$2:$BA$2,0)+1,FALSE)","v":9.391001592298226E-2},{"$f":"N973*VLOOKUP($B973,$AR$36:$AZ$47,MATCH(AK$2,$AS$2:$BA$2,0)+1,FALSE)","v":7.317245894054894E-2},{"$f":"O973*VLOOKUP($B973,$AR$36:$AZ$47,MATCH(AL$2,$AS$2:$BA$2,0)+1,FALSE)","v":6.0526052214898582E-2},{"$f":"P973*VLOOKUP($B973,$AR$36:$AZ$47,MATCH(AM$2,$AS$2:$BA$2,0)+1,FALSE)","v":0},{"$f":"Q973*VLOOKUP($B973,$AR$36:$AZ$47,MATCH(AN$2,$AS$2:$BA$2,0)+1,FALSE)","v":1.5800564938130762E-3},{"$f":"R973*VLOOKUP($B973,$AR$36:$BA$47,MATCH(AO$2,$AS$2:$BA$2,0)+1,FALSE)","v":0},0.90284885973852547]
[2006,2,10,12,null,2013,2,10,12,0.34325479000993209,0.39237382452046199,0,0.10422359081426399,9.3268399999999974E-2,6.9005999999999998E-2,0,2.0486301538702968E-3,0,1.0041752354985283,null,null,0.32497800951326616,9.1285458665518224E-2,0.34710952821139551,7.3513854831924047E-2,6.3612265466191656E-2,0,0,1.4974201687151995E-3,0,0.90199653685701087,null,{"$f":"J974*VLOOKUP($B974,$AR$36:$AZ$47,MATCH(AG$2,$AS$2:$BA$2,0)+1,FALSE)","v":0.33504818082745419},{"$f":"K974*VLOOKUP($B974,$AR$36:$AZ$47,MATCH(AH$2,$AS$2:$BA$2,0)+1,FALSE)","v":0.35291460743010367},{"$f":"L974*VLOOKUP($B974,$AR$36:$AZ$47,MATCH(AI$2,$AS$2:$BA$2,0)+1,FALSE)","v":0},{"$f":"M974*VLOOKUP($B974,$AR$36:$AZ$47,MATCH(AJ$2,$AS$2:$BA$2,0)+1,FALSE)","v":9.6098169229204361E-2},{"$f":"N974*VLOOKUP($B974,$AR$36:$AZ$47,MATCH(AK$2,$AS$2:$BA$2,0)+1,FALSE)","v":7.3694500235409105E-2},{"$f":"O974*VLOOKUP($B974,$AR$36:$AZ$47,MATCH(AL$2,$AS$2:$BA$2,0)+1,FALSE)","v":6.0652620591055889E-2},{"$f":"P974*VLOOKUP($B974,$AR$36:$AZ$47,MATCH(AM$2,$AS$2:$BA$2,0)+1,FALSE)","v":0},{"$f":"Q974*VLOOKUP($B974,$AR$36:$AZ$47,MATCH(AN$2,$AS$2:$BA$2,0)+1,FALSE)","v":1.5800564938130762E-3},{"$f":"R974*VLOOKUP($B974,$AR$36:$BA$47,MATCH(AO$2,$AS$2:$BA$2,0)+1,FALSE)","v":0},0.91998813480704034]
[2006,2,10,13,null,2013,2,10,13,0.33061645980152476,0.3996445054578458,0,0.1156038286154485,9.3159900000000004E-2,6.8713999999999997E-2,0,2.0486301538702968E-3,0,1.0097873240286892,null,null,0.31301261379488227,0.10125297388244375,0.35354146243390705,7.3428335478646176E-2,6.3343089140710865E-2,0,0,1.4974201687151995E-3,0,0.90607589489930529,null,{"$f":"J975*VLOOKUP($B975,$AR$36:$AZ$47,MATCH(AG$2,$AS$2:$BA$2,0)+1,FALSE)","v":0.32271201052987142},{"$f":"K975*VLOOKUP($B975,$AR$36:$AZ$47,MATCH(AH$2,$AS$2:$BA$2,0)+1,FALSE)","v":0.35945410968131086},{"$f":"L975*VLOOKUP($B975,$AR$36:$AZ$47,MATCH(AI$2,$AS$2:$BA$2,0)+1,FALSE)","v":0},{"$f":"M975*VLOOKUP($B975,$AR$36:$AZ$47,MATCH(AJ$2,$AS$2:$BA$2,0)+1,FALSE)","v":0.10659118726420709},{"$f":"N975*VLOOKUP($B975,$AR$36:$AZ$47,MATCH(AK$2,$AS$2:$BA$2,0)+1,FALSE)","v":7.3608770735647769E-2},{"$f":"O975*VLOOKUP($B975,$AR$36:$AZ$47,MATCH(AL$2,$AS$2:$BA$2,0)+1,FALSE)","v":6.0395968050514656E-2},{"$f":"P975*VLOOKUP($B975,$AR$36:$AZ$47,MATCH(AM$2,$AS$2:$BA$2,0)+1,FALSE)","v":0},{"$f":"Q975*VLOOKUP($B975,$AR$36:$AZ$47,MATCH(AN$2,$AS$2:$BA$2,0)+1,FALSE)","v":1.5800564938130762E-3},{"$f":"R975*VLOOKUP($B975,$AR$36:$BA$47,MATCH(AO$2,$AS$2:$BA$2,0)+1,FALSE)","v":0},0.92434210275536488]
[2006,2,10,14,null,2013,2,10,14,0.32688098660835635,0.39643817351026694,0,0.11083997057581232,9.3415600000000001E-2,6.9409999999999999E-2,0,2.0486301538702968E-3,0,0.99903336084830585,null,null,0.30947603782205779,9.7080492750599184E-2,0.35070501336400944,7.3629877401532415E-2,6.3984687505555499E-2,0,0,1.4974201687151995E-3,0,0.89637352901246947,null,{"$f":"J976*VLOOKUP($B976,$AR$36:$AZ$47,MATCH(AG$2,$AS$2:$BA$2,0)+1,FALSE)","v":0.31906584583144265},{"$f":"K976*VLOOKUP($B976,$AR$36:$AZ$47,MATCH(AH$2,$AS$2:$BA$2,0)+1,FALSE)","v":0.35657022367807573},{"$f":"L976*VLOOKUP($B976,$AR$36:$AZ$47,MATCH(AI$2,$AS$2:$BA$2,0)+1,FALSE)","v":0},{"$f":"M976*VLOOKUP($B976,$AR$36:$AZ$47,MATCH(AJ$2,$AS$2:$BA$2,0)+1,FALSE)","v":0.10219872647389809},{"$f":"N976*VLOOKUP($B976,$AR$36:$AZ$47,MATCH(AK$2,$AS$2:$BA$2,0)+1,FALSE)","v":7.3810807906974765E-2},{"$f":"O976*VLOOKUP($B976,$AR$36:$AZ$47,MATCH(AL$2,$AS$2:$BA$2,0)+1,FALSE)","v":6.100771520194171E-2},{"$f":"P976*VLOOKUP($B976,$AR$36:$AZ$47,MATCH(AM$2,$AS$2:$BA$2,0)+1,FALSE)","v":0},{"$f":"Q976*VLOOKUP($B976,$AR$36:$AZ$47,MATCH(AN$2,$AS$2:$BA$2,0)+1,FALSE)","v":1.5800564938130762E-3},{"$f":"R976*VLOOKUP($B976,$AR$36:$BA$47,MATCH(AO$2,$AS$2:$BA$2,0)+1,FALSE)","v":0},0.91423337558614604]
[2006,2,10,15,null,2013,2,10,15,0.33900939517083251,0.39043306993584703,0,9.9588543041752992E-2,9.3267900000000001E-2,6.9647000000000001E-2,0,2.0486301538702968E-3,0,0.99399453830230278,null,null,0.32095866293876224,8.7225797522156923E-2,0.34539265933243013,7.3513460733521871E-2,6.4203162810825873E-2,0,0,1.4974201687151995E-3,0,0.89279116350641219,null,{"$f":"J977*VLOOKUP($B977,$AR$36:$AZ$47,MATCH(AG$2,$AS$2:$BA$2,0)+1,FALSE)","v":0.33090428579923503},{"$f":"K977*VLOOKUP($B977,$AR$36:$AZ$47,MATCH(AH$2,$AS$2:$BA$2,0)+1,FALSE)","v":0.35116902553970963},{"$f":"L977*VLOOKUP($B977,$AR$36:$AZ$47,MATCH(AI$2,$AS$2:$BA$2,0)+1,FALSE)","v":0},{"$f":"M977*VLOOKUP($B977,$AR$36:$AZ$47,MATCH(AJ$2,$AS$2:$BA$2,0)+1,FALSE)","v":9.1824476471659783E-2},{"$f":"N977*VLOOKUP($B977,$AR$36:$AZ$47,MATCH(AK$2,$AS$2:$BA$2,0)+1,FALSE)","v":7.3694105168589957E-2},{"$f":"O977*VLOOKUP($B977,$AR$36:$AZ$47,MATCH(AL$2,$AS$2:$BA$2,0)+1,FALSE)","v":6.1216025654367297E-2},{"$f":"P977*VLOOKUP($B977,$AR$36:$AZ$47,MATCH(AM$2,$AS$2:$BA$2,0)+1,FALSE)","v":0},{"$f":"Q977*VLOOKUP($B977,$AR$36:$AZ$47,MATCH(AN$2,$AS$2:$BA$2,0)+1,FALSE)","v":1.5800564938130762E-3},{"$f":"R977*VLOOKUP($B977,$AR$36:$BA$47,MATCH(AO$2,$AS$2:$BA$2,0)+1,FALSE)","v":0},0.9103879751273749]
[2006,2,10,16,null,2013,2,10,16,0.35012369199700261,0.39504461624631809,0,0.10465910634573211,9.3372999999999984E-2,6.9870000000000002E-2,0,2.0486301538702968E-3,0,1.015119044742923,null,null,0.33148117322799625,9.1666910069518229E-2,0.3494722170504021,7.3596300217664765E-2,6.4408732401860874E-2,0,0,1.4974201687151995E-3,0,0.91212275313615743,null,{"$f":"J978*VLOOKUP($B978,$AR$36:$AZ$47,MATCH(AG$2,$AS$2:$BA$2,0)+1,FALSE)","v":0.34175285963174262},{"$f":"K978*VLOOKUP($B978,$AR$36:$AZ$47,MATCH(AH$2,$AS$2:$BA$2,0)+1,FALSE)","v":0.35531681000977378},{"$f":"L978*VLOOKUP($B978,$AR$36:$AZ$47,MATCH(AI$2,$AS$2:$BA$2,0)+1,FALSE)","v":0},{"$f":"M978*VLOOKUP($B978,$AR$36:$AZ$47,MATCH(AJ$2,$AS$2:$BA$2,0)+1,FALSE)","v":9.6499731341179118E-2},{"$f":"N978*VLOOKUP($B978,$AR$36:$AZ$47,MATCH(AK$2,$AS$2:$BA$2,0)+1,FALSE)","v":7.3777148213980889E-2},{"$f":"O978*VLOOKUP($B978,$AR$36:$AZ$47,MATCH(AL$2,$AS$2:$BA$2,0)+1,FALSE)","v":6.1412030847999816E-2},{"$f":"P978*VLOOKUP($B978,$AR$36:$AZ$47,MATCH(AM$2,$AS$2:$BA$2,0)+1,FALSE)","v":0},{"$f":"Q978*VLOOKUP($B978,$AR$36:$AZ$47,MATCH(AN$2,$AS$2:$BA$2,0)+1,FALSE)","v":1.5800564938130762E-3},{"$f":"R978*VLOOKUP($B978,$AR$36:$BA$47,MATCH(AO$2,$AS$2:$BA$2,0)+1,FALSE)","v":0},0.93033863653848925]
[2006,2,10,17,null,2013,2,10,17,0.40044754869775928,0.39830990382340881,0,0.10576087678368584,9.2056399999999983E-2,6.9588999999999998E-2,0,2.0486301538702968E-3,0,1.0682123594587241,null,null,0.37912550990620997,9.2631908674795135E-2,0.35236082062059099,7.2558560304985753E-2,6.414969628042215E-2,0,0,1.4974201687151995E-3,0,0.9623239159557192,null,{"$f":"J979*VLOOKUP($B979,$AR$36:$AZ$47,MATCH(AG$2,$AS$2:$BA$2,0)+1,FALSE)","v":0.39087356276693308},{"$f":"K979*VLOOKUP($B979,$AR$36:$AZ$47,MATCH(AH$2,$AS$2:$BA$2,0)+1,FALSE)","v":0.35825372274808837},{"$f":"L979*VLOOKUP($B979,$AR$36:$AZ$47,MATCH(AI$2,$AS$2:$BA$2,0)+1,FALSE)","v":0},{"$f":"M979*VLOOKUP($B979,$AR$36:$AZ$47,MATCH(AJ$2,$AS$2:$BA$2,0)+1,FALSE)","v":9.7515606165400989E-2},{"$f":"N979*VLOOKUP($B979,$AR$36:$AZ$47,MATCH(AK$2,$AS$2:$BA$2,0)+1,FALSE)","v":7.273685826572468E-2},{"$f":"O979*VLOOKUP($B979,$AR$36:$AZ$47,MATCH(AL$2,$AS$2:$BA$2,0)+1,FALSE)","v":6.1165046725081711E-2},{"$f":"P979*VLOOKUP($B979,$AR$36:$AZ$47,MATCH(AM$2,$AS$2:$BA$2,0)+1,FALSE)","v":0},{"$f":"Q979*VLOOKUP($B979,$AR$36:$AZ$47,MATCH(AN$2,$AS$2:$BA$2,0)+1,FALSE)","v":1.5800564938130762E-3},{"$f":"R979*VLOOKUP($B979,$AR$36:$BA$47,MATCH(AO$2,$AS$2:$BA$2,0)+1,FALSE)","v":0},0.98212485316504194]
[2006,2,10,18,null,2013,2,10,18,0.46642202393396903,0.39965859125119169,5.3755406692437497E-3,0.10711539122495287,9.105310000000004E-2,6.9697999999999996E-2,1.2507161914741122E-5,2.2930771904714148E-3,0,1.1416282314317436,null,null,0.44158713976525821,9.3818276090023411E-2,0.35355392328826896,7.1767762451126732E-2,6.4250176484111909E-2,3.0063428840562674E-3,6.2595690647268591E-6,1.6760956226997315E-3,0,1.0296659761546099,null,{"$f":"J980*VLOOKUP($B980,$AR$36:$AZ$47,MATCH(AG$2,$AS$2:$BA$2,0)+1,FALSE)","v":0.45527070609098808},{"$f":"K980*VLOOKUP($B980,$AR$36:$AZ$47,MATCH(AH$2,$AS$2:$BA$2,0)+1,FALSE)","v":0.35946677893170004},{"$f":"L980*VLOOKUP($B980,$AR$36:$AZ$47,MATCH(AI$2,$AS$2:$BA$2,0)+1,FALSE)","v":3.6605460034923867E-3},{"$f":"M980*VLOOKUP($B980,$AR$36:$AZ$47,MATCH(AJ$2,$AS$2:$BA$2,0)+1,FALSE)","v":9.8764520705605693E-2},{"$f":"N980*VLOOKUP($B980,$AR$36:$AZ$47,MATCH(AK$2,$AS$2:$BA$2,0)+1,FALSE)","v":7.1944117186364662E-2},{"$f":"O980*VLOOKUP($B980,$AR$36:$AZ$47,MATCH(AL$2,$AS$2:$BA$2,0)+1,FALSE)","v":6.1260851954256346E-2},{"$f":"P980*VLOOKUP($B980,$AR$36:$AZ$47,MATCH(AM$2,$AS$2:$BA$2,0)+1,FALSE)","v":6.2595690647268591E-6},{"$f":"Q980*VLOOKUP($B980,$AR$36:$AZ$47,MATCH(AN$2,$AS$2:$BA$2,0)+1,FALSE)","v":1.7685922950875376E-3},{"$f":"R980*VLOOKUP($B980,$AR$36:$BA$47,MATCH(AO$2,$AS$2:$BA$2,0)+1,FALSE)","v":0},1.0521423727365593]
[2006,2,10,19,null,2013,2,10,19,0.49227265432916006,0.39037410341988549,8.7170929771520234E-3,0.10973576669434272,9.0465199999999968E-2,6.9815000000000002E-2,2.028188418606668E-5,2.4450307537640017E-3,0,1.1638451300584904,null,null,0.46606133984925191,9.6113362785178694E-2,0.34534049520155141,7.1304381549817247E-2,6.4358031381650443E-2,4.8751506227939457E-3,1.0150652537394905E-5,1.7871641481495757E-3,0,1.0498500761909306,null,{"$f":"J981*VLOOKUP($B981,$AR$36:$AZ$47,MATCH(AG$2,$AS$2:$BA$2,0)+1,FALSE)","v":0.48050329406711229},{"$f":"K981*VLOOKUP($B981,$AR$36:$AZ$47,MATCH(AH$2,$AS$2:$BA$2,0)+1,FALSE)","v":0.35111598901298025},{"$f":"L981*VLOOKUP($B981,$AR$36:$AZ$47,MATCH(AI$2,$AS$2:$BA$2,0)+1,FALSE)","v":5.9360205462038679E-3},{"$f":"M981*VLOOKUP($B981,$AR$36:$AZ$47,MATCH(AJ$2,$AS$2:$BA$2,0)+1,FALSE)","v":0.10118060792092949},{"$f":"N981*VLOOKUP($B981,$AR$36:$AZ$47,MATCH(AK$2,$AS$2:$BA$2,0)+1,FALSE)","v":7.1479597620376589E-2},{"$f":"O981*VLOOKUP($B981,$AR$36:$AZ$47,MATCH(AL$2,$AS$2:$BA$2,0)+1,FALSE)","v":6.1363688759884176E-2},{"$f":"P981*VLOOKUP($B981,$AR$36:$AZ$47,MATCH(AM$2,$AS$2:$BA$2,0)+1,FALSE)","v":1.0150652537394905E-5},{"$f":"Q981*VLOOKUP($B981,$AR$36:$AZ$47,MATCH(AN$2,$AS$2:$BA$2,0)+1,FALSE)","v":1.8857902256094999E-3},{"$f":"R981*VLOOKUP($B981,$AR$36:$BA$47,MATCH(AO$2,$AS$2:$BA$2,0)+1,FALSE)","v":0},1.0734751388056336]
[2006,2,10,20,null,2013,2,10,20,0.45594238341335114,0.37999526474690903,8.7170929771520234E-3,0.11103715469975618,8.9831400000000006E-2,6.9392999999999996E-2,2.028188418606668E-5,2.4450307537640017E-3,0,1.1173816084751185,null,null,0.4316654931752531,9.7253198786297484E-2,0.33615896073104501,7.0804822415185681E-2,6.396901628112682E-2,4.8751506227939457E-3,1.0150652537394905E-5,1.7871641481495757E-3,0,1.0065239568123889,null,{"$f":"J982*VLOOKUP($B982,$AR$36:$AZ$47,MATCH(AG$2,$AS$2:$BA$2,0)+1,FALSE)","v":0.44504161506488149},{"$f":"K982*VLOOKUP($B982,$AR$36:$AZ$47,MATCH(AH$2,$AS$2:$BA$2,0)+1,FALSE)","v":0.34178090204500933},{"$f":"L982*VLOOKUP($B982,$AR$36:$AZ$47,MATCH(AI$2,$AS$2:$BA$2,0)+1,FALSE)","v":5.9360205462038679E-3},{"$f":"M982*VLOOKUP($B982,$AR$36:$AZ$47,MATCH(AJ$2,$AS$2:$BA$2,0)+1,FALSE)","v":0.10238053783890698},{"$f":"N982*VLOOKUP($B982,$AR$36:$AZ$47,MATCH(AK$2,$AS$2:$BA$2,0)+1,FALSE)","v":7.0978810920388172E-2},{"$f":"O982*VLOOKUP($B982,$AR$36:$AZ$47,MATCH(AL$2,$AS$2:$BA$2,0)+1,FALSE)","v":6.099277310197869E-2},{"$f":"P982*VLOOKUP($B982,$AR$36:$AZ$47,MATCH(AM$2,$AS$2:$BA$2,0)+1,FALSE)","v":1.0150652537394905E-5},{"$f":"Q982*VLOOKUP($B982,$AR$36:$AZ$47,MATCH(AN$2,$AS$2:$BA$2,0)+1,FALSE)","v":1.8857902256094999E-3},{"$f":"R982*VLOOKUP($B982,$AR$36:$BA$47,MATCH(AO$2,$AS$2:$BA$2,0)+1,FALSE)","v":0},1.0290066003955154]
[2006,2,10,21,null,2013,2,10,21,0.43558484133570113,0.37709238471598688,8.7170929771520234E-3,0.11419464297664712,8.974560000000005E-2,6.9009000000000001E-2,2.028188418606668E-5,2.4450307537640017E-3,0,1.0968088746434375,null,null,0.41239189905356338,0.10001872205540691,0.33359095732455091,7.0737195129367811E-2,6.3615030976384962E-2,4.8751506227939457E-3,1.0150652537394905E-5,1.7871641481495757E-3,0,0.987026269962755,null,{"$f":"J983*VLOOKUP($B983,$AR$36:$AZ$47,MATCH(AG$2,$AS$2:$BA$2,0)+1,FALSE)","v":0.42517078547197873},{"$f":"K983*VLOOKUP($B983,$AR$36:$AZ$47,MATCH(AH$2,$AS$2:$BA$2,0)+1,FALSE)","v":0.33916995120550925},{"$f":"L983*VLOOKUP($B983,$AR$36:$AZ$47,MATCH(AI$2,$AS$2:$BA$2,0)+1,FALSE)","v":5.9360205462038679E-3},{"$f":"M983*VLOOKUP($B983,$AR$36:$AZ$47,MATCH(AJ$2,$AS$2:$BA$2,0)+1,FALSE)","v":0.10529186377194485},{"$f":"N983*VLOOKUP($B983,$AR$36:$AZ$47,MATCH(AK$2,$AS$2:$BA$2,0)+1,FALSE)","v":7.0911017454217476E-2},{"$f":"O983*VLOOKUP($B983,$AR$36:$AZ$47,MATCH(AL$2,$AS$2:$BA$2,0)+1,FALSE)","v":6.0655257432225843E-2},{"$f":"P983*VLOOKUP($B983,$AR$36:$AZ$47,MATCH(AM$2,$AS$2:$BA$2,0)+1,FALSE)","v":1.0150652537394905E-5},{"$f":"Q983*VLOOKUP($B983,$AR$36:$AZ$47,MATCH(AN$2,$AS$2:$BA$2,0)+1,FALSE)","v":1.8857902256094999E-3},{"$f":"R983*VLOOKUP($B983,$AR$36:$BA$47,MATCH(AO$2,$AS$2:$BA$2,0)+1,FALSE)","v":0},1.009030836760227]
[2006,2,10,22,null,2013,2,10,22,0.39760777958550597,0.36668889418480788,8.7170929771520234E-3,0.10801689202408066,8.900340000000001E-2,6.8576999999999999E-2,2.028188418606668E-5,2.4450307537640017E-3,0,1.0410763714094968,null,null,0.37643694578289316,9.460786617507784E-2,0.32438761483746575,7.0152195461138725E-2,6.3216797508550346E-2,4.8751506227939457E-3,1.0150652537394905E-5,1.7871641481495757E-3,0,0.93547388518860675,null,{"$f":"J984*VLOOKUP($B984,$AR$36:$AZ$47,MATCH(AG$2,$AS$2:$BA$2,0)+1,FALSE)","v":0.38810168746403362},{"$f":"K984*VLOOKUP($B984,$AR$36:$AZ$47,MATCH(AH$2,$AS$2:$BA$2,0)+1,FALSE)","v":0.32981269150246711},{"$f":"L984*VLOOKUP($B984,$AR$36:$AZ$47,MATCH(AI$2,$AS$2:$BA$2,0)+1,FALSE)","v":5.9360205462038679E-3},{"$f":"M984*VLOOKUP($B984,$AR$36:$AZ$47,MATCH(AJ$2,$AS$2:$BA$2,0)+1,FALSE)","v":9.9595739201130684E-2},{"$f":"N984*VLOOKUP($B984,$AR$36:$AZ$47,MATCH(AK$2,$AS$2:$BA$2,0)+1,FALSE)","v":7.0324580267831477E-2},{"$f":"O984*VLOOKUP($B984,$AR$36:$AZ$47,MATCH(AL$2,$AS$2:$BA$2,0)+1,FALSE)","v":6.0275552303753879E-2},{"$f":"P984*VLOOKUP($B984,$AR$36:$AZ$47,MATCH(AM$2,$AS$2:$BA$2,0)+1,FALSE)","v":1.0150652537394905E-5},{"$f":"Q984*VLOOKUP($B984,$AR$36:$AZ$47,MATCH(AN$2,$AS$2:$BA$2,0)+1,FALSE)","v":1.8857902256094999E-3},{"$f":"R984*VLOOKUP($B984,$AR$36:$BA$47,MATCH(AO$2,$AS$2:$BA$2,0)+1,FALSE)","v":0},0.95594221216356778]
[2006,2,10,23,null,2013,2,10,23,0.33115577315920441,0.36516073441436359,8.7170929771520234E-3,0.11189567322410809,8.7640399999999993E-2,6.8017999999999995E-2,2.028188418606668E-5,2.4450307537640017E-3,0,0.97505298641277816,null,null,0.31352321113127363,9.8005142340113163E-2,0.32303574378032063,6.9077883216735331E-2,6.2701490775866217E-2,4.8751506227939457E-3,1.0150652537394905E-5,1.7871641481495757E-3,0,0.87301593666778987,null,{"$f":"J985*VLOOKUP($B985,$AR$36:$AZ$47,MATCH(AG$2,$AS$2:$BA$2,0)+1,FALSE)","v":0.32323842986805834},{"$f":"K985*VLOOKUP($B985,$AR$36:$AZ$47,MATCH(AH$2,$AS$2:$BA$2,0)+1,FALSE)","v":0.32843821167793769},{"$f":"L985*VLOOKUP($B985,$AR$36:$AZ$47,MATCH(AI$2,$AS$2:$BA$2,0)+1,FALSE)","v":5.9360205462038679E-3},{"$f":"M985*VLOOKUP($B985,$AR$36:$AZ$47,MATCH(AJ$2,$AS$2:$BA$2,0)+1,FALSE)","v":0.1031721250198419},{"$f":"N985*VLOOKUP($B985,$AR$36:$AZ$47,MATCH(AK$2,$AS$2:$BA$2,0)+1,FALSE)","v":6.924762811875565E-2},{"$f":"O985*VLOOKUP($B985,$AR$36:$AZ$47,MATCH(AL$2,$AS$2:$BA$2,0)+1,FALSE)","v":5.9784220899087609E-2},{"$f":"P985*VLOOKUP($B985,$AR$36:$AZ$47,MATCH(AM$2,$AS$2:$BA$2,0)+1,FALSE)","v":1.0150652537394905E-5},{"$f":"Q985*VLOOKUP($B985,$AR$36:$AZ$47,MATCH(AN$2,$AS$2:$BA$2,0)+1,FALSE)","v":1.8857902256094999E-3},{"$f":"R985*VLOOKUP($B985,$AR$36:$BA$47,MATCH(AO$2,$AS$2:$BA$2,0)+1,FALSE)","v":0},0.89171257700803197]
[2006,2,10,24,null,2013,2,10,24,0.23276449095905147,0.37360626850051454,8.7170929771520234E-3,0.13279261745581797,8.763619999999997E-2,6.7367999999999997E-2,2.028188418606668E-5,2.4450307537640017E-3,0,0.90534998253048593,null,null,0.22037082411887809,0.11630797689029562,0.33050699993692045,6.9074572790156816E-2,6.210229690065211E-2,4.8751506227939457E-3,1.0150652537394905E-5,1.7871641481495757E-3,0,0.80503513606038413,null,{"$f":"J986*VLOOKUP($B986,$AR$36:$AZ$47,MATCH(AG$2,$AS$2:$BA$2,0)+1,FALSE)","v":0.22719950755764265},{"$f":"K986*VLOOKUP($B986,$AR$36:$AZ$47,MATCH(AH$2,$AS$2:$BA$2,0)+1,FALSE)","v":0.33603441754155305},{"$f":"L986*VLOOKUP($B986,$AR$36:$AZ$47,MATCH(AI$2,$AS$2:$BA$2,0)+1,FALSE)","v":5.9360205462038679E-3},{"$f":"M986*VLOOKUP($B986,$AR$36:$AZ$47,MATCH(AJ$2,$AS$2:$BA$2,0)+1,FALSE)","v":0.12243991331482421},{"$f":"N986*VLOOKUP($B986,$AR$36:$AZ$47,MATCH(AK$2,$AS$2:$BA$2,0)+1,FALSE)","v":6.9244309557474543E-2},{"$f":"O986*VLOOKUP($B986,$AR$36:$AZ$47,MATCH(AL$2,$AS$2:$BA$2,0)+1,FALSE)","v":5.9212905312266376E-2},{"$f":"P986*VLOOKUP($B986,$AR$36:$AZ$47,MATCH(AM$2,$AS$2:$BA$2,0)+1,FALSE)","v":1.0150652537394905E-5},{"$f":"Q986*VLOOKUP($B986,$AR$36:$AZ$47,MATCH(AN$2,$AS$2:$BA$2,0)+1,FALSE)","v":1.8857902256094999E-3},{"$f":"R986*VLOOKUP($B986,$AR$36:$BA$47,MATCH(AO$2,$AS$2:$BA$2,0)+1,FALSE)","v":0},0.82196301470811162]
[2006,2,11,1,null,2013,2,11,1,0.23361821576076969,0.32172389068437157,8.7170929771520234E-3,9.0100707078460268E-2,8.7348700000000001E-2,6.6798999999999997E-2,2.028188418606668E-5,2.4450307537640017E-3,0,0.81077291913870375,null,null,0.22117909189782584,7.8915764727414239E-2,0.28460978008986204,6.8847966208890526E-2,6.1577771800656995E-2,4.8751506227939457E-3,1.0150652537394905E-5,1.7871641481495757E-3,0,0.72180284014813068,null,{"$f":"J987*VLOOKUP($B987,$AR$36:$AZ$47,MATCH(AG$2,$AS$2:$BA$2,0)+1,FALSE)","v":0.22803282132359096},{"$f":"K987*VLOOKUP($B987,$AR$36:$AZ$47,MATCH(AH$2,$AS$2:$BA$2,0)+1,FALSE)","v":0.28936961001545985},{"$f":"L987*VLOOKUP($B987,$AR$36:$AZ$47,MATCH(AI$2,$AS$2:$BA$2,0)+1,FALSE)","v":5.9360205462038679E-3},{"$f":"M987*VLOOKUP($B987,$AR$36:$AZ$47,MATCH(AJ$2,$AS$2:$BA$2,0)+1,FALSE)","v":8.3076325895613312E-2},{"$f":"N987*VLOOKUP($B987,$AR$36:$AZ$47,MATCH(AK$2,$AS$2:$BA$2,0)+1,FALSE)","v":6.9017146136447938E-2},{"$f":"O987*VLOOKUP($B987,$AR$36:$AZ$47,MATCH(AL$2,$AS$2:$BA$2,0)+1,FALSE)","v":5.8712784437033629E-2},{"$f":"P987*VLOOKUP($B987,$AR$36:$AZ$47,MATCH(AM$2,$AS$2:$BA$2,0)+1,FALSE)","v":1.0150652537394905E-5},{"$f":"Q987*VLOOKUP($B987,$AR$36:$AZ$47,MATCH(AN$2,$AS$2:$BA$2,0)+1,FALSE)","v":1.8857902256094999E-3},{"$f":"R987*VLOOKUP($B987,$AR$36:$BA$47,MATCH(AO$2,$AS$2:$BA$2,0)+1,FALSE)","v":0},0.73604064923249657]
[2006,2,11,2,null,2013,2,11,2,0.21815148899091302,0.31561122477394427,8.7170929771520234E-3,8.724577081694658E-2,8.8020500000000002E-2,6.6237000000000004E-2,2.028188418606668E-5,2.4450307537640017E-3,0,0.78644839019690593,null,null,0.20653589906952435,7.6415235201833659E-2,0.27920227212758802,6.9377476822089501E-2,6.1059699557779575E-2,4.8751506227939457E-3,1.0150652537394905E-5,1.7871641481495757E-3,0,0.69926304820229601,null,{"$f":"J988*VLOOKUP($B988,$AR$36:$AZ$47,MATCH(AG$2,$AS$2:$BA$2,0)+1,FALSE)","v":0.21293587637652753},{"$f":"K988*VLOOKUP($B988,$AR$36:$AZ$47,MATCH(AH$2,$AS$2:$BA$2,0)+1,FALSE)","v":0.28387166658672502},{"$f":"L988*VLOOKUP($B988,$AR$36:$AZ$47,MATCH(AI$2,$AS$2:$BA$2,0)+1,FALSE)","v":5.9360205462038679E-3},{"$f":"M988*VLOOKUP($B988,$AR$36:$AZ$47,MATCH(AJ$2,$AS$2:$BA$2,0)+1,FALSE)","v":8.0443964586104616E-2},{"$f":"N988*VLOOKUP($B988,$AR$36:$AZ$47,MATCH(AK$2,$AS$2:$BA$2,0)+1,FALSE)","v":6.9547957914693814E-2},{"$f":"O988*VLOOKUP($B988,$AR$36:$AZ$47,MATCH(AL$2,$AS$2:$BA$2,0)+1,FALSE)","v":5.8218816191197426E-2},{"$f":"P988*VLOOKUP($B988,$AR$36:$AZ$47,MATCH(AM$2,$AS$2:$BA$2,0)+1,FALSE)","v":1.0150652537394905E-5},{"$f":"Q988*VLOOKUP($B988,$AR$36:$AZ$47,MATCH(AN$2,$AS$2:$BA$2,0)+1,FALSE)","v":1.8857902256094999E-3},{"$f":"R988*VLOOKUP($B988,$AR$36:$BA$47,MATCH(AO$2,$AS$2:$BA$2,0)+1,FALSE)","v":0},0.71285024307959921]
[2006,2,11,3,null,2013,2,11,3,0.21065582958737283,0.31469385521366161,8.7170929771520234E-3,8.6297148658890002E-2,8.7623600000000038E-2,6.5806000000000003E-2,2.028188418606668E-5,2.4450307537640017E-3,0,0.77625883907502657,null,null,0.19943934996417492,7.558437331997056E-2,0.2783907304411507,6.9064641510421368E-2,6.0662387926676067E-2,4.8751506227939457E-3,1.0150652537394905E-5,1.7871641481495757E-3,0,0.68981394858587464,null,{"$f":"J989*VLOOKUP($B989,$AR$36:$AZ$47,MATCH(AG$2,$AS$2:$BA$2,0)+1,FALSE)","v":0.20561942480658535},{"$f":"K989*VLOOKUP($B989,$AR$36:$AZ$47,MATCH(AH$2,$AS$2:$BA$2,0)+1,FALSE)","v":0.28304655263160544},{"$f":"L989*VLOOKUP($B989,$AR$36:$AZ$47,MATCH(AI$2,$AS$2:$BA$2,0)+1,FALSE)","v":5.9360205462038679E-3},{"$f":"M989*VLOOKUP($B989,$AR$36:$AZ$47,MATCH(AJ$2,$AS$2:$BA$2,0)+1,FALSE)","v":7.9569298380811893E-2},{"$f":"N989*VLOOKUP($B989,$AR$36:$AZ$47,MATCH(AK$2,$AS$2:$BA$2,0)+1,FALSE)","v":6.9234353873631346E-2},{"$f":"O989*VLOOKUP($B989,$AR$36:$AZ$47,MATCH(AL$2,$AS$2:$BA$2,0)+1,FALSE)","v":5.7839990009782113E-2},{"$f":"P989*VLOOKUP($B989,$AR$36:$AZ$47,MATCH(AM$2,$AS$2:$BA$2,0)+1,FALSE)","v":1.0150652537394905E-5},{"$f":"Q989*VLOOKUP($B989,$AR$36:$AZ$47,MATCH(AN$2,$AS$2:$BA$2,0)+1,FALSE)","v":1.8857902256094999E-3},{"$f":"R989*VLOOKUP($B989,$AR$36:$BA$47,MATCH(AO$2,$AS$2:$BA$2,0)+1,FALSE)","v":0},0.70314158112676695]
[2006,2,11,4,null,2013,2,11,4,0.20662069421378582,0.31839594785069542,8.7170929771520234E-3,8.9489480090445869E-2,8.7707200000000013E-2,6.5425999999999998E-2,2.028188418606668E-5,2.4450307537640017E-3,0,0.77882172777002923,null,null,0.19561906748017249,7.8380414376176863E-2,0.28166574918177689,6.9130534763269566E-2,6.0312089968858583E-2,4.8751506227939457E-3,1.0150652537394905E-5,1.7871641481495757E-3,0,0.69178032119373545,null,{"$f":"J990*VLOOKUP($B990,$AR$36:$AZ$47,MATCH(AG$2,$AS$2:$BA$2,0)+1,FALSE)","v":0.20168076231545529},{"$f":"K990*VLOOKUP($B990,$AR$36:$AZ$47,MATCH(AH$2,$AS$2:$BA$2,0)+1,FALSE)","v":0.28637634296934122},{"$f":"L990*VLOOKUP($B990,$AR$36:$AZ$47,MATCH(AI$2,$AS$2:$BA$2,0)+1,FALSE)","v":5.9360205462038679E-3},{"$f":"M990*VLOOKUP($B990,$AR$36:$AZ$47,MATCH(AJ$2,$AS$2:$BA$2,0)+1,FALSE)","v":8.2512751045881447E-2},{"$f":"N990*VLOOKUP($B990,$AR$36:$AZ$47,MATCH(AK$2,$AS$2:$BA$2,0)+1,FALSE)","v":6.9300409045797678E-2},{"$f":"O990*VLOOKUP($B990,$AR$36:$AZ$47,MATCH(AL$2,$AS$2:$BA$2,0)+1,FALSE)","v":5.7505990128255843E-2},{"$f":"P990*VLOOKUP($B990,$AR$36:$AZ$47,MATCH(AM$2,$AS$2:$BA$2,0)+1,FALSE)","v":1.0150652537394905E-5},{"$f":"Q990*VLOOKUP($B990,$AR$36:$AZ$47,MATCH(AN$2,$AS$2:$BA$2,0)+1,FALSE)","v":1.8857902256094999E-3},{"$f":"R990*VLOOKUP($B990,$AR$36:$BA$47,MATCH(AO$2,$AS$2:$BA$2,0)+1,FALSE)","v":0},0.70520821692908231]
[2006,2,11,5,null,2013,2,11,5,0.21536037593186153,0.32311182509734426,8.7170929771520234E-3,8.7480090508178579E-2,9.0323500000000015E-2,6.5726999999999994E-2,2.028188418606668E-5,2.4450307537640017E-3,0,0.79318519715248648,null,null,0.20389340028245484,7.662046686120523E-2,0.28583760220532578,7.1192694062633163E-2,6.0589562824919264E-2,4.8751506227939457E-3,1.0150652537394905E-5,1.7871641481495757E-3,0,0.70480619166001923,null,{"$f":"J991*VLOOKUP($B991,$AR$36:$AZ$47,MATCH(AG$2,$AS$2:$BA$2,0)+1,FALSE)","v":0.21021149384746829},{"$f":"K991*VLOOKUP($B991,$AR$36:$AZ$47,MATCH(AH$2,$AS$2:$BA$2,0)+1,FALSE)","v":0.29061796629684949},{"$f":"L991*VLOOKUP($B991,$AR$36:$AZ$47,MATCH(AI$2,$AS$2:$BA$2,0)+1,FALSE)","v":5.9360205462038679E-3},{"$f":"M991*VLOOKUP($B991,$AR$36:$AZ$47,MATCH(AJ$2,$AS$2:$BA$2,0)+1,FALSE)","v":8.0660016375971227E-2},{"$f":"N991*VLOOKUP($B991,$AR$36:$AZ$47,MATCH(AK$2,$AS$2:$BA$2,0)+1,FALSE)","v":7.1367635683821928E-2},{"$f":"O991*VLOOKUP($B991,$AR$36:$AZ$47,MATCH(AL$2,$AS$2:$BA$2,0)+1,FALSE)","v":5.7770553192306909E-2},{"$f":"P991*VLOOKUP($B991,$AR$36:$AZ$47,MATCH(AM$2,$AS$2:$BA$2,0)+1,FALSE)","v":1.0150652537394905E-5},{"$f":"Q991*VLOOKUP($B991,$AR$36:$AZ$47,MATCH(AN$2,$AS$2:$BA$2,0)+1,FALSE)","v":1.8857902256094999E-3},{"$f":"R991*VLOOKUP($B991,$AR$36:$BA$47,MATCH(AO$2,$AS$2:$BA$2,0)+1,FALSE)","v":0},0.71845962682076858]
[2006,2,11,6,null,2013,2,11,6,0.23554208428234266,0.34027296715464628,8.7170929771520234E-3,8.4223529619287821E-2,9.3470299999999992E-2,6.9086999999999996E-2,2.028188418606668E-5,2.4450307537640017E-3,0,0.83377828667137888,null,null,0.22300052303557608,7.376816967884893E-2,0.3010190326444202,7.3672991766733337E-2,6.3686934241410642E-2,4.8751506227939457E-3,1.0150652537394905E-5,1.7871641481495757E-3,0,0.74182011679047022,null,{"$f":"J992*VLOOKUP($B992,$AR$36:$AZ$47,MATCH(AG$2,$AS$2:$BA$2,0)+1,FALSE)","v":0.22991069358368549},{"$f":"K992*VLOOKUP($B992,$AR$36:$AZ$47,MATCH(AH$2,$AS$2:$BA$2,0)+1,FALSE)","v":0.30605329183011309},{"$f":"L992*VLOOKUP($B992,$AR$36:$AZ$47,MATCH(AI$2,$AS$2:$BA$2,0)+1,FALSE)","v":5.9360205462038679E-3},{"$f":"M992*VLOOKUP($B992,$AR$36:$AZ$47,MATCH(AJ$2,$AS$2:$BA$2,0)+1,FALSE)","v":7.7657341674774866E-2},{"$f":"N992*VLOOKUP($B992,$AR$36:$AZ$47,MATCH(AK$2,$AS$2:$BA$2,0)+1,FALSE)","v":7.385402821699269E-2},{"$f":"O992*VLOOKUP($B992,$AR$36:$AZ$47,MATCH(AL$2,$AS$2:$BA$2,0)+1,FALSE)","v":6.0723815302644382E-2},{"$f":"P992*VLOOKUP($B992,$AR$36:$AZ$47,MATCH(AM$2,$AS$2:$BA$2,0)+1,FALSE)","v":1.0150652537394905E-5},{"$f":"Q992*VLOOKUP($B992,$AR$36:$AZ$47,MATCH(AN$2,$AS$2:$BA$2,0)+1,FALSE)","v":1.8857902256094999E-3},{"$f":"R992*VLOOKUP($B992,$AR$36:$BA$47,MATCH(AO$2,$AS$2:$BA$2,0)+1,FALSE)","v":0},0.75603113203256134]
[2006,2,11,7,null,2013,2,11,7,0.27253764765839195,0.38445933918691222,8.7170929771520234E-3,8.9915505429734005E-2,0.10679529999999995,7.4367000000000003E-2,2.028188418606668E-5,2.4450307537640017E-3,0,0.93925719789014017,null,null,0.25802623832544141,7.8753553683662006E-2,0.34010805895303725,8.4175714185423758E-2,6.8554232181611385E-2,4.8751506227939457E-3,1.0150652537394905E-5,1.7871641481495757E-3,0,0.83629026275265683,null,{"$f":"J993*VLOOKUP($B993,$AR$36:$AZ$47,MATCH(AG$2,$AS$2:$BA$2,0)+1,FALSE)","v":0.26602175909124459},{"$f":"K993*VLOOKUP($B993,$AR$36:$AZ$47,MATCH(AH$2,$AS$2:$BA$2,0)+1,FALSE)","v":0.34579604520716573},{"$f":"L993*VLOOKUP($B993,$AR$36:$AZ$47,MATCH(AI$2,$AS$2:$BA$2,0)+1,FALSE)","v":5.9360205462038679E-3},{"$f":"M993*VLOOKUP($B993,$AR$36:$AZ$47,MATCH(AJ$2,$AS$2:$BA$2,0)+1,FALSE)","v":8.2905562834757529E-2},{"$f":"N993*VLOOKUP($B993,$AR$36:$AZ$47,MATCH(AK$2,$AS$2:$BA$2,0)+1,FALSE)","v":8.438255894805298E-2},{"$f":"O993*VLOOKUP($B993,$AR$36:$AZ$47,MATCH(AL$2,$AS$2:$BA$2,0)+1,FALSE)","v":6.5364655761746132E-2},{"$f":"P993*VLOOKUP($B993,$AR$36:$AZ$47,MATCH(AM$2,$AS$2:$BA$2,0)+1,FALSE)","v":1.0150652537394905E-5},{"$f":"Q993*VLOOKUP($B993,$AR$36:$AZ$47,MATCH(AN$2,$AS$2:$BA$2,0)+1,FALSE)","v":1.8857902256094999E-3},{"$f":"R993*VLOOKUP($B993,$AR$36:$BA$47,MATCH(AO$2,$AS$2:$BA$2,0)+1,FALSE)","v":0},0.85230254326731791]
[2006,2,11,8,null,2013,2,11,8,0.28964618310341816,0.44634751202615963,2.4698430101930732E-3,0.11542783921804893,0.11411880000000001,7.8118999999999994E-2,5.7465338527188925E-6,2.1609436571735138E-3,0,1.0482958675488458,null,null,0.2742238208688661,0.10109883149743883,0.39485680398553424,8.994807348248042E-2,7.2012963596693416E-2,1.3812926764582845E-3,2.8760182189285559E-6,1.5795142962216067E-3,0,0.93510417642191179,null,{"$f":"J994*VLOOKUP($B994,$AR$36:$AZ$47,MATCH(AG$2,$AS$2:$BA$2,0)+1,FALSE)","v":0.28272125999933734},{"$f":"K994*VLOOKUP($B994,$AR$36:$AZ$47,MATCH(AH$2,$AS$2:$BA$2,0)+1,FALSE)","v":0.4014604113223687},{"$f":"L994*VLOOKUP($B994,$AR$36:$AZ$47,MATCH(AI$2,$AS$2:$BA$2,0)+1,FALSE)","v":1.6818724880910958E-3},{"$f":"M994*VLOOKUP($B994,$AR$36:$AZ$47,MATCH(AJ$2,$AS$2:$BA$2,0)+1,FALSE)","v":0.10642891825426683},{"$f":"N994*VLOOKUP($B994,$AR$36:$AZ$47,MATCH(AK$2,$AS$2:$BA$2,0)+1,FALSE)","v":9.0169102648534852E-2},{"$f":"O994*VLOOKUP($B994,$AR$36:$AZ$47,MATCH(AL$2,$AS$2:$BA$2,0)+1,FALSE)","v":6.8662465118289648E-2},{"$f":"P994*VLOOKUP($B994,$AR$36:$AZ$47,MATCH(AM$2,$AS$2:$BA$2,0)+1,FALSE)","v":2.8760182189285559E-6},{"$f":"Q994*VLOOKUP($B994,$AR$36:$AZ$47,MATCH(AN$2,$AS$2:$BA$2,0)+1,FALSE)","v":1.6666810511553967E-3},{"$f":"R994*VLOOKUP($B994,$AR$36:$BA$47,MATCH(AO$2,$AS$2:$BA$2,0)+1,FALSE)","v":0},0.95279358690026272]
[2006,2,11,9,null,2013,2,11,9,0.27070732679445575,0.47346325464118116,0,0.1186849338345134,0.11959769999999999,8.1348000000000004E-2,0,2.0486301538702968E-3,0,1.0658498454240206,null,null,0.25629337385145873,0.10395159615137221,0.41884447094498228,9.4266524954132416E-2,7.498957440141088E-2,0,0,1.4974201687151995E-3,0,0.94984296047207184,null,{"$f":"J995*VLOOKUP($B995,$AR$36:$AZ$47,MATCH(AG$2,$AS$2:$BA$2,0)+1,FALSE)","v":0.26423519793131262},{"$f":"K995*VLOOKUP($B995,$AR$36:$AZ$47,MATCH(AH$2,$AS$2:$BA$2,0)+1,FALSE)","v":0.42584924936948215},{"$f":"L995*VLOOKUP($B995,$AR$36:$AZ$47,MATCH(AI$2,$AS$2:$BA$2,0)+1,FALSE)","v":0},{"$f":"M995*VLOOKUP($B995,$AR$36:$AZ$47,MATCH(AJ$2,$AS$2:$BA$2,0)+1,FALSE)","v":0.10943208507286482},{"$f":"N995*VLOOKUP($B995,$AR$36:$AZ$47,MATCH(AK$2,$AS$2:$BA$2,0)+1,FALSE)","v":9.4498165839709797E-2},{"$f":"O995*VLOOKUP($B995,$AR$36:$AZ$47,MATCH(AL$2,$AS$2:$BA$2,0)+1,FALSE)","v":7.1500585164206223E-2},{"$f":"P995*VLOOKUP($B995,$AR$36:$AZ$47,MATCH(AM$2,$AS$2:$BA$2,0)+1,FALSE)","v":0},{"$f":"Q995*VLOOKUP($B995,$AR$36:$AZ$47,MATCH(AN$2,$AS$2:$BA$2,0)+1,FALSE)","v":1.5800564938130762E-3},{"$f":"R995*VLOOKUP($B995,$AR$36:$BA$47,MATCH(AO$2,$AS$2:$BA$2,0)+1,FALSE)","v":0},0.96709533987138874]
[2006,2,11,10,null,2013,2,11,10,0.26594467558087043,0.48345391850156982,0,0.11563905862298875,0.12188410000000002,8.2698999999999995E-2,0,2.0486301538702968E-3,0,1.0716693828592994,null,null,0.25178431248817196,0.1012838304991845,0.42768261050063783,9.6068658127722972E-2,7.6234975825125117E-2,0,0,1.4974201687151995E-3,0,0.9545518076095576,null,{"$f":"J996*VLOOKUP($B996,$AR$36:$AZ$47,MATCH(AG$2,$AS$2:$BA$2,0)+1,FALSE)","v":0.25958641320501274},{"$f":"K996*VLOOKUP($B996,$AR$36:$AZ$47,MATCH(AH$2,$AS$2:$BA$2,0)+1,FALSE)","v":0.4348351984667857},{"$f":"L996*VLOOKUP($B996,$AR$36:$AZ$47,MATCH(AI$2,$AS$2:$BA$2,0)+1,FALSE)","v":0},{"$f":"M996*VLOOKUP($B996,$AR$36:$AZ$47,MATCH(AJ$2,$AS$2:$BA$2,0)+1,FALSE)","v":0.10662367068950551},{"$f":"N996*VLOOKUP($B996,$AR$36:$AZ$47,MATCH(AK$2,$AS$2:$BA$2,0)+1,FALSE)","v":9.6304727390441255E-2},{"$f":"O996*VLOOKUP($B996,$AR$36:$AZ$47,MATCH(AL$2,$AS$2:$BA$2,0)+1,FALSE)","v":7.2688042637737746E-2},{"$f":"P996*VLOOKUP($B996,$AR$36:$AZ$47,MATCH(AM$2,$AS$2:$BA$2,0)+1,FALSE)","v":0},{"$f":"Q996*VLOOKUP($B996,$AR$36:$AZ$47,MATCH(AN$2,$AS$2:$BA$2,0)+1,FALSE)","v":1.5800564938130762E-3},{"$f":"R996*VLOOKUP($B996,$AR$36:$BA$47,MATCH(AO$2,$AS$2:$BA$2,0)+1,FALSE)","v":0},0.97161810888329614]
[2006,2,11,11,null,2013,2,11,11,0.26147570910126117,0.49014467879369722,0,0.11995725552604265,0.12355639999999996,8.4433999999999995E-2,0,2.0486301538702968E-3,0,1.0816166735748711,null,null,0.2475532984618771,0.10506597407938197,0.43360152380025518,9.7386759643728629E-2,7.7834362553581227E-2,0,0,1.4974201687151995E-3,0,0.96293933870753934,null,{"$f":"J997*VLOOKUP($B997,$AR$36:$AZ$47,MATCH(AG$2,$AS$2:$BA$2,0)+1,FALSE)","v":0.25522429173504396},{"$f":"K997*VLOOKUP($B997,$AR$36:$AZ$47,MATCH(AH$2,$AS$2:$BA$2,0)+1,FALSE)","v":0.44085310000440964},{"$f":"L997*VLOOKUP($B997,$AR$36:$AZ$47,MATCH(AI$2,$AS$2:$BA$2,0)+1,FALSE)","v":0},{"$f":"M997*VLOOKUP($B997,$AR$36:$AZ$47,MATCH(AJ$2,$AS$2:$BA$2,0)+1,FALSE)","v":0.11060521472874531},{"$f":"N997*VLOOKUP($B997,$AR$36:$AZ$47,MATCH(AK$2,$AS$2:$BA$2,0)+1,FALSE)","v":9.7626067873859759E-2},{"$f":"O997*VLOOKUP($B997,$AR$36:$AZ$47,MATCH(AL$2,$AS$2:$BA$2,0)+1,FALSE)","v":7.4213015781022129E-2},{"$f":"P997*VLOOKUP($B997,$AR$36:$AZ$47,MATCH(AM$2,$AS$2:$BA$2,0)+1,FALSE)","v":0},{"$f":"Q997*VLOOKUP($B997,$AR$36:$AZ$47,MATCH(AN$2,$AS$2:$BA$2,0)+1,FALSE)","v":1.5800564938130762E-3},{"$f":"R997*VLOOKUP($B997,$AR$36:$BA$47,MATCH(AO$2,$AS$2:$BA$2,0)+1,FALSE)","v":0},0.98010174661689387]
[2006,2,11,12,null,2013,2,11,12,0.26745470241661012,0.48195927136197014,0,0.11092123132656005,0.12410229999999994,8.5499000000000006E-2,0,2.0486301538702968E-3,0,1.0719851352590106,null,null,0.25321393715670493,9.7151665935533205E-2,0.42636038605280924,9.7817036279253061E-2,7.8816118672201271E-2,0,0,1.4974201687151995E-3,0,0.95485656426521692,null,{"$f":"J998*VLOOKUP($B998,$AR$36:$AZ$47,MATCH(AG$2,$AS$2:$BA$2,0)+1,FALSE)","v":0.26106033799510991},{"$f":"K998*VLOOKUP($B998,$AR$36:$AZ$47,MATCH(AH$2,$AS$2:$BA$2,0)+1,FALSE)","v":0.4334908610631299},{"$f":"L998*VLOOKUP($B998,$AR$36:$AZ$47,MATCH(AI$2,$AS$2:$BA$2,0)+1,FALSE)","v":0},{"$f":"M998*VLOOKUP($B998,$AR$36:$AZ$47,MATCH(AJ$2,$AS$2:$BA$2,0)+1,FALSE)","v":0.10227365201921887},{"$f":"N998*VLOOKUP($B998,$AR$36:$AZ$47,MATCH(AK$2,$AS$2:$BA$2,0)+1,FALSE)","v":9.8057401827036914E-2},{"$f":"O998*VLOOKUP($B998,$AR$36:$AZ$47,MATCH(AL$2,$AS$2:$BA$2,0)+1,FALSE)","v":7.5149094396352326E-2},{"$f":"P998*VLOOKUP($B998,$AR$36:$AZ$47,MATCH(AM$2,$AS$2:$BA$2,0)+1,FALSE)","v":0},{"$f":"Q998*VLOOKUP($B998,$AR$36:$AZ$47,MATCH(AN$2,$AS$2:$BA$2,0)+1,FALSE)","v":1.5800564938130762E-3},{"$f":"R998*VLOOKUP($B998,$AR$36:$BA$47,MATCH(AO$2,$AS$2:$BA$2,0)+1,FALSE)","v":0},0.97161140379466104]
[2006,2,11,13,null,2013,2,11,13,0.27057005141669327,0.47599651758081912,0,0.10474454015656554,0.12393849999999999,8.5102999999999998E-2,0,2.0486301538702968E-3,0,1.0624012393079481,null,null,0.2561634077728524,9.1741738278242779E-2,0.42108549633674436,9.7687929642691629E-2,7.8451071326686217E-2,0,0,1.4974201687151995E-3,0,0.94662706352593262,null,{"$f":"J999*VLOOKUP($B999,$AR$36:$AZ$47,MATCH(AG$2,$AS$2:$BA$2,0)+1,FALSE)","v":0.26410120456274111},{"$f":"K999*VLOOKUP($B999,$AR$36:$AZ$47,MATCH(AH$2,$AS$2:$BA$2,0)+1,FALSE)","v":0.42812775379559209},{"$f":"L999*VLOOKUP($B999,$AR$36:$AZ$47,MATCH(AI$2,$AS$2:$BA$2,0)+1,FALSE)","v":0},{"$f":"M999*VLOOKUP($B999,$AR$36:$AZ$47,MATCH(AJ$2,$AS$2:$BA$2,0)+1,FALSE)","v":9.6578504608797563E-2},{"$f":"N999*VLOOKUP($B999,$AR$36:$AZ$47,MATCH(AK$2,$AS$2:$BA$2,0)+1,FALSE)","v":9.7927977937074653E-2},{"$f":"O999*VLOOKUP($B999,$AR$36:$AZ$47,MATCH(AL$2,$AS$2:$BA$2,0)+1,FALSE)","v":7.4801031361919679E-2},{"$f":"P999*VLOOKUP($B999,$AR$36:$AZ$47,MATCH(AM$2,$AS$2:$BA$2,0)+1,FALSE)","v":0},{"$f":"Q999*VLOOKUP($B999,$AR$36:$AZ$47,MATCH(AN$2,$AS$2:$BA$2,0)+1,FALSE)","v":1.5800564938130762E-3},{"$f":"R999*VLOOKUP($B999,$AR$36:$BA$47,MATCH(AO$2,$AS$2:$BA$2,0)+1,FALSE)","v":0},0.96311652875993814]
[2006,2,11,14,null,2013,2,11,14,0.26975755606451296,0.47205414076888741,0,9.9602821061503685E-2,0.12316890000000001,8.4186999999999998E-2,0,2.0486301538702968E-3,0,1.0508190480487742,null,null,0.25539417415987731,8.7238303093799527E-2,0.41759791263542689,9.708133338202192E-2,7.7606668880999874E-2,0,0,1.4974201687151995E-3,0,0.93641581232084081,null,{"$f":"J1000*VLOOKUP($B1000,$AR$36:$AZ$47,MATCH(AG$2,$AS$2:$BA$2,0)+1,FALSE)","v":0.26330813452380331},{"$f":"K1000*VLOOKUP($B1000,$AR$36:$AZ$47,MATCH(AH$2,$AS$2:$BA$2,0)+1,FALSE)","v":0.42458184354883999},{"$f":"L1000*VLOOKUP($B1000,$AR$36:$AZ$47,MATCH(AI$2,$AS$2:$BA$2,0)+1,FALSE)","v":0},{"$f":"M1000*VLOOKUP($B1000,$AR$36:$AZ$47,MATCH(AJ$2,$AS$2:$BA$2,0)+1,FALSE)","v":9.1837641356380603E-2},{"$f":"N1000*VLOOKUP($B1000,$AR$36:$AZ$47,MATCH(AK$2,$AS$2:$BA$2,0)+1,FALSE)","v":9.7319891088997815E-2},{"$f":"O1000*VLOOKUP($B1000,$AR$36:$AZ$47,MATCH(AL$2,$AS$2:$BA$2,0)+1,FALSE)","v":7.3995915858030059E-2},{"$f":"P1000*VLOOKUP($B1000,$AR$36:$AZ$47,MATCH(AM$2,$AS$2:$BA$2,0)+1,FALSE)","v":0},{"$f":"Q1000*VLOOKUP($B1000,$AR$36:$AZ$47,MATCH(AN$2,$AS$2:$BA$2,0)+1,FALSE)","v":1.5800564938130762E-3},{"$f":"R1000*VLOOKUP($B1000,$AR$36:$BA$47,MATCH(AO$2,$AS$2:$BA$2,0)+1,FALSE)","v":0},0.95262348286986498]
[2006,2,11,19,null,2013,2,11,19,0.46809573655654646,0.42323826581522594,8.7170929771520234E-3,8.0590338396135913E-2,0.10413960000000003,7.4768000000000001E-2,2.028188418606668E-5,2.4450307537640017E-3,0,1.1620143463830106,null,null,0.44317173468545351,7.058599638551076E-2,0.37441344347492539,8.2082499931966688E-2,6.8923888710781936E-2,4.8751506227939457E-3,1.0150652537394905E-5,1.7871641481495757E-3,0,1.0458500286121191,null,{"$f":"J1005*VLOOKUP($B1005,$AR$36:$AZ$47,MATCH(AG$2,$AS$2:$BA$2,0)+1,FALSE)","v":0.45690440323300407},{"$f":"K1005*VLOOKUP($B1005,$AR$36:$AZ$47,MATCH(AH$2,$AS$2:$BA$2,0)+1,FALSE)","v":0.38067515490394022},{"$f":"L1005*VLOOKUP($B1005,$AR$36:$AZ$47,MATCH(AI$2,$AS$2:$BA$2,0)+1,FALSE)","v":5.9360205462038679E-3},{"$f":"M1005*VLOOKUP($B1005,$AR$36:$AZ$47,MATCH(AJ$2,$AS$2:$BA$2,0)+1,FALSE)","v":7.4307399283836548E-2},{"$f":"N1005*VLOOKUP($B1005,$AR$36:$AZ$47,MATCH(AK$2,$AS$2:$BA$2,0)+1,FALSE)","v":8.2284201044677666E-2},{"$f":"O1005*VLOOKUP($B1005,$AR$36:$AZ$47,MATCH(AL$2,$AS$2:$BA$2,0)+1,FALSE)","v":6.5717113531462007E-2},{"$f":"P1005*VLOOKUP($B1005,$AR$36:$AZ$47,MATCH(AM$2,$AS$2:$BA$2,0)+1,FALSE)","v":1.0150652537394905E-5},{"$f":"Q1005*VLOOKUP($B1005,$AR$36:$AZ$47,MATCH(AN$2,$AS$2:$BA$2,0)+1,FALSE)","v":1.8857902256094999E-3},{"$f":"R1005*VLOOKUP($B1005,$AR$36:$BA$47,MATCH(AO$2,$AS$2:$BA$2,0)+1,FALSE)","v":0},1.0677202334212714]
[2006,2,11,24,null,2013,2,11,24,0.2300538923826706,0.36590270717856405,8.7170929771520234E-3,0.11542933667789756,8.8611300000000018E-2,6.6577999999999998E-2,2.028188418606668E-5,2.4450307537640017E-3,0,0.87775764185423433,null,null,0.21780455277881536,0.10110014306527147,0.32369212246827739,6.9843143494131718E-2,6.1374045883084198E-2,4.8751506227939457E-3,1.0150652537394905E-5,1.7871641481495757E-3,0,0.78048647311306107,null,{"$f":"J1010*VLOOKUP($B1010,$AR$36:$AZ$47,MATCH(AG$2,$AS$2:$BA$2,0)+1,FALSE)","v":0.22455371455372383},{"$f":"K1010*VLOOKUP($B1010,$AR$36:$AZ$47,MATCH(AH$2,$AS$2:$BA$2,0)+1,FALSE)","v":0.32910556767988725},{"$f":"L1010*VLOOKUP($B1010,$AR$36:$AZ$47,MATCH(AI$2,$AS$2:$BA$2,0)+1,FALSE)","v":5.9360205462038679E-3},{"$f":"M1010*VLOOKUP($B1010,$AR$36:$AZ$47,MATCH(AJ$2,$AS$2:$BA$2,0)+1,FALSE)","v":0.1064302989699841},{"$f":"N1010*VLOOKUP($B1010,$AR$36:$AZ$47,MATCH(AK$2,$AS$2:$BA$2,0)+1,FALSE)","v":7.0014768868233074E-2},{"$f":"O1010*VLOOKUP($B1010,$AR$36:$AZ$47,MATCH(AL$2,$AS$2:$BA$2,0)+1,FALSE)","v":5.8518537137514405E-2},{"$f":"P1010*VLOOKUP($B1010,$AR$36:$AZ$47,MATCH(AM$2,$AS$2:$BA$2,0)+1,FALSE)","v":1.0150652537394905E-5},{"$f":"Q1010*VLOOKUP($B1010,$AR$36:$AZ$47,MATCH(AN$2,$AS$2:$BA$2,0)+1,FALSE)","v":1.8857902256094999E-3},{"$f":"R1010*VLOOKUP($B1010,$AR$36:$BA$47,MATCH(AO$2,$AS$2:$BA$2,0)+1,FALSE)","v":0},0.79645484863369354]
[2006,2,12,9,null,2013,2,12,9,0.29483327490376227,0.48930539858076949,0,0.12021623525958297,0.1189924,7.8203999999999996E-2,0,2.0486301538702968E-3,0,1.1035999388979849,null,null,0.27913472325828248,0.10529280452704359,0.4328590630637304,9.3789429428426357E-2,7.2091319718836797E-2,0,0,1.4974201687151995E-3,0,0.9846647601650349,null,{"$f":"J1019*VLOOKUP($B1019,$AR$36:$AZ$47,MATCH(AG$2,$AS$2:$BA$2,0)+1,FALSE)","v":0.28778433769576223},{"$f":"K1019*VLOOKUP($B1019,$AR$36:$AZ$47,MATCH(AH$2,$AS$2:$BA$2,0)+1,FALSE)","v":0.44009822231288359},{"$f":"L1019*VLOOKUP($B1019,$AR$36:$AZ$47,MATCH(AI$2,$AS$2:$BA$2,0)+1,FALSE)","v":0},{"$f":"M1019*VLOOKUP($B1019,$AR$36:$AZ$47,MATCH(AJ$2,$AS$2:$BA$2,0)+1,FALSE)","v":0.11084400402842548},{"$f":"N1019*VLOOKUP($B1019,$AR$36:$AZ$47,MATCH(AK$2,$AS$2:$BA$2,0)+1,FALSE)","v":9.4019897948414435E-2},{"$f":"O1019*VLOOKUP($B1019,$AR$36:$AZ$47,MATCH(AL$2,$AS$2:$BA$2,0)+1,FALSE)","v":6.8737175618104732E-2},{"$f":"P1019*VLOOKUP($B1019,$AR$36:$AZ$47,MATCH(AM$2,$AS$2:$BA$2,0)+1,FALSE)","v":0},{"$f":"Q1019*VLOOKUP($B1019,$AR$36:$AZ$47,MATCH(AN$2,$AS$2:$BA$2,0)+1,FALSE)","v":1.5800564938130762E-3},{"$f":"R1019*VLOOKUP($B1019,$AR$36:$BA$47,MATCH(AO$2,$AS$2:$BA$2,0)+1,FALSE)","v":0},1.0030636940974036]
[2006,2,12,17,null,2013,2,12,17,0.348994499030437,0.47700388037172714,0,0.10624634720645136,0.11851910000000002,7.9208000000000001E-2,0,2.0486301538702968E-3,0,1.1320204567624856,null,null,{"$f":"$J1027*$AS$6","v":0.33041210473045174},{"$f":"$M1027*$AV$6","v":9.3057113658277901E-2},{"$f":"$K1027*$AT$6","v":0.42197664962281567},{"$f":"$N1027*$AW$6","v":9.3416375880901709E-2},{"$f":"$O1027*$AX$6","v":7.3016843796859826E-2},{"$f":"$L1027*$AU$6","v":0},{"$f":"$P1027*$AY$6","v":0},{"$f":"$Q1027*$AZ$6","v":1.4974201687151995E-3},0,{"$f":"SUM(V1027:AD1027)","v":1.0133765078580221},null,{"$f":"J1027*VLOOKUP($B1027,$AR$36:$AZ$47,MATCH(AG$2,$AS$2:$BA$2,0)+1,FALSE)","v":0.34065066365294794},{"$f":"K1027*VLOOKUP($B1027,$AR$36:$AZ$47,MATCH(AH$2,$AS$2:$BA$2,0)+1,FALSE)","v":0.42903381077920327},{"$f":"L1027*VLOOKUP($B1027,$AR$36:$AZ$47,MATCH(AI$2,$AS$2:$BA$2,0)+1,FALSE)","v":0},{"$f":"M1027*VLOOKUP($B1027,$AR$36:$AZ$47,MATCH(AJ$2,$AS$2:$BA$2,0)+1,FALSE)","v":9.7963228613238487E-2},{"$f":"N1027*VLOOKUP($B1027,$AR$36:$AZ$47,MATCH(AK$2,$AS$2:$BA$2,0)+1,FALSE)","v":9.3645927697381739E-2},{"$f":"O1027*VLOOKUP($B1027,$AR$36:$AZ$47,MATCH(AL$2,$AS$2:$BA$2,0)+1,FALSE)","v":6.9619638462979389E-2},{"$f":"P1027*VLOOKUP($B1027,$AR$36:$AZ$47,MATCH(AM$2,$AS$2:$BA$2,0)+1,FALSE)","v":0},{"$f":"Q1027*VLOOKUP($B1027,$AR$36:$AZ$47,MATCH(AN$2,$AS$2:$BA$2,0)+1,FALSE)","v":1.5800564938130762E-3},{"$f":"R1027*VLOOKUP($B1027,$AR$36:$BA$47,MATCH(AO$2,$AS$2:$BA$2,0)+1,FALSE)","v":0},1.0324933256995639]
[2006,2,12,23,null,2013,2,12,23,0.33771096656631372,0.38688874051368505,8.7170929771520234E-3,0.10654052739103359,9.0428200000000028E-2,6.6403000000000004E-2,2.028188418606668E-5,2.4450307537640017E-3,0,0.9991538400861345,null,null,0.31972936984316003,9.3314774835273354E-2,0.34225720422133554,7.127521826805433E-2,6.1212724455141948E-2,4.8751506227939457E-3,1.0150652537394905E-5,1.7871641481495757E-3,0,0.89446175704644604,null,{"$f":"J1033*VLOOKUP($B1033,$AR$36:$AZ$47,MATCH(AG$2,$AS$2:$BA$2,0)+1,FALSE)","v":0.32963690030443754},{"$f":"K1033*VLOOKUP($B1033,$AR$36:$AZ$47,MATCH(AH$2,$AS$2:$BA$2,0)+1,FALSE)","v":0.3479811329014737},{"$f":"L1033*VLOOKUP($B1033,$AR$36:$AZ$47,MATCH(AI$2,$AS$2:$BA$2,0)+1,FALSE)","v":5.9360205462038679E-3},{"$f":"M1033*VLOOKUP($B1033,$AR$36:$AZ$47,MATCH(AJ$2,$AS$2:$BA$2,0)+1,FALSE)","v":9.8234474085986026E-2},{"$f":"N1033*VLOOKUP($B1033,$AR$36:$AZ$47,MATCH(AK$2,$AS$2:$BA$2,0)+1,FALSE)","v":7.1450362675757551E-2},{"$f":"O1033*VLOOKUP($B1033,$AR$36:$AZ$47,MATCH(AL$2,$AS$2:$BA$2,0)+1,FALSE)","v":5.8364721402601002E-2},{"$f":"P1033*VLOOKUP($B1033,$AR$36:$AZ$47,MATCH(AM$2,$AS$2:$BA$2,0)+1,FALSE)","v":1.0150652537394905E-5},{"$f":"Q1033*VLOOKUP($B1033,$AR$36:$AZ$47,MATCH(AN$2,$AS$2:$BA$2,0)+1,FALSE)","v":1.8857902256094999E-3},{"$f":"R1033*VLOOKUP($B1033,$AR$36:$BA$47,MATCH(AO$2,$AS$2:$BA$2,0)+1,FALSE)","v":0},0.9134995527946066]
[2006,2,13,10,null,2013,2,13,10,0.27015590569644538,0.49386105384305978,0,0.12107096446616515,0.12111920000000001,8.0145999999999995E-2,0,2.0486301538702968E-3,0,1.0884017541595408,null,null,0.25577131345769161,0.10604142916229259,0.43688917733223426,9.5465766392033941E-2,7.388152665063033E-2,0,0,1.4974201687151995E-3,0,0.96954663316359802,null,{"$f":"J1044*VLOOKUP($B1044,$AR$36:$AZ$47,MATCH(AG$2,$AS$2:$BA$2,0)+1,FALSE)","v":0.26369696032724915},{"$f":"K1044*VLOOKUP($B1044,$AR$36:$AZ$47,MATCH(AH$2,$AS$2:$BA$2,0)+1,FALSE)","v":0.44419573643845756},{"$f":"L1044*VLOOKUP($B1044,$AR$36:$AZ$47,MATCH(AI$2,$AS$2:$BA$2,0)+1,FALSE)","v":0},{"$f":"M1044*VLOOKUP($B1044,$AR$36:$AZ$47,MATCH(AJ$2,$AS$2:$BA$2,0)+1,FALSE)","v":0.11163209731227382},{"$f":"N1044*VLOOKUP($B1044,$AR$36:$AZ$47,MATCH(AK$2,$AS$2:$BA$2,0)+1,FALSE)","v":9.5700354170464658E-2},{"$f":"O1044*VLOOKUP($B1044,$AR$36:$AZ$47,MATCH(AL$2,$AS$2:$BA$2,0)+1,FALSE)","v":7.044409080211525E-2},{"$f":"P1044*VLOOKUP($B1044,$AR$36:$AZ$47,MATCH(AM$2,$AS$2:$BA$2,0)+1,FALSE)","v":0},{"$f":"Q1044*VLOOKUP($B1044,$AR$36:$AZ$47,MATCH(AN$2,$AS$2:$BA$2,0)+1,FALSE)","v":1.5800564938130762E-3},{"$f":"R1044*VLOOKUP($B1044,$AR$36:$BA$47,MATCH(AO$2,$AS$2:$BA$2,0)+1,FALSE)","v":0},0.98724929554437346]
[2006,2,13,13,null,2013,2,13,13,0.26334759945254227,0.48774290061591119,0,0.11454092852318612,0.12159649999999997,8.1613000000000005E-2,0,2.0486301538702968E-3,0,1.0708895587455098,null,null,0.24932551903414885,0.1003220203269219,0.43147681507082192,9.5841972726776192E-2,7.5233861135152014E-2,0,0,1.4974201687151995E-3,0,0.95369760846253615,null,{"$f":"J1047*VLOOKUP($B1047,$AR$36:$AZ$47,MATCH(AG$2,$AS$2:$BA$2,0)+1,FALSE)","v":0.25705142853009655},{"$f":"K1047*VLOOKUP($B1047,$AR$36:$AZ$47,MATCH(AH$2,$AS$2:$BA$2,0)+1,FALSE)","v":0.43869285752701331},{"$f":"L1047*VLOOKUP($B1047,$AR$36:$AZ$47,MATCH(AI$2,$AS$2:$BA$2,0)+1,FALSE)","v":0},{"$f":"M1047*VLOOKUP($B1047,$AR$36:$AZ$47,MATCH(AJ$2,$AS$2:$BA$2,0)+1,FALSE)","v":0.10561115239741771},{"$f":"N1047*VLOOKUP($B1047,$AR$36:$AZ$47,MATCH(AK$2,$AS$2:$BA$2,0)+1,FALSE)","v":9.6077484956050743E-2},{"$f":"O1047*VLOOKUP($B1047,$AR$36:$AZ$47,MATCH(AL$2,$AS$2:$BA$2,0)+1,FALSE)","v":7.1733506134217973E-2},{"$f":"P1047*VLOOKUP($B1047,$AR$36:$AZ$47,MATCH(AM$2,$AS$2:$BA$2,0)+1,FALSE)","v":0},{"$f":"Q1047*VLOOKUP($B1047,$AR$36:$AZ$47,MATCH(AN$2,$AS$2:$BA$2,0)+1,FALSE)","v":1.5800564938130762E-3},{"$f":"R1047*VLOOKUP($B1047,$AR$36:$BA$47,MATCH(AO$2,$AS$2:$BA$2,0)+1,FALSE)","v":0},0.97074648603860947]
[2006,2,13,19,null,2013,2,13,19,0.45000454048607319,0.43986752403993662,8.7170929771520234E-3,9.7492419046182277E-2,0.10381990000000003,7.3735999999999996E-2,2.028188418606668E-5,2.4450307537640017E-3,0,1.1761027891872944,null,null,0.42604381379460005,8.5389882650480059E-2,0.38912434827072623,8.1830513413598566E-2,6.7972553204288147E-2,4.8751506227939457E-3,1.0150652537394905E-5,1.7871641481495757E-3,0,1.0570335767571739,null,{"$f":"J1053*VLOOKUP($B1053,$AR$36:$AZ$47,MATCH(AG$2,$AS$2:$BA$2,0)+1,FALSE)","v":0.43924573536057765},{"$f":"K1053*VLOOKUP($B1053,$AR$36:$AZ$47,MATCH(AH$2,$AS$2:$BA$2,0)+1,FALSE)","v":0.3956320856966607},{"$f":"L1053*VLOOKUP($B1053,$AR$36:$AZ$47,MATCH(AI$2,$AS$2:$BA$2,0)+1,FALSE)","v":5.9360205462038679E-3},{"$f":"M1053*VLOOKUP($B1053,$AR$36:$AZ$47,MATCH(AJ$2,$AS$2:$BA$2,0)+1,FALSE)","v":8.9891769328507093E-2},{"$f":"N1053*VLOOKUP($B1053,$AR$36:$AZ$47,MATCH(AK$2,$AS$2:$BA$2,0)+1,FALSE)","v":8.2031595320496059E-2},{"$f":"O1053*VLOOKUP($B1053,$AR$36:$AZ$47,MATCH(AL$2,$AS$2:$BA$2,0)+1,FALSE)","v":6.4810040169001201E-2},{"$f":"P1053*VLOOKUP($B1053,$AR$36:$AZ$47,MATCH(AM$2,$AS$2:$BA$2,0)+1,FALSE)","v":1.0150652537394905E-5},{"$f":"Q1053*VLOOKUP($B1053,$AR$36:$AZ$47,MATCH(AN$2,$AS$2:$BA$2,0)+1,FALSE)","v":1.8857902256094999E-3},{"$f":"R1053*VLOOKUP($B1053,$AR$36:$BA$47,MATCH(AO$2,$AS$2:$BA$2,0)+1,FALSE)","v":0},1.0794431872995935]
[2006,2,14,3,null,2013,2,14,3,0.23714442266515287,0.36333864127098986,8.7170929771520234E-3,9.872889525263083E-2,8.5560099999999986E-2,6.3257999999999995E-2,2.028188418606668E-5,2.4450307537640017E-3,0,0.8592124648038757,null,null,0.22451754407466282,8.6472864888501436E-2,0.3214238475430356,6.7438197404532566E-2,5.8313547935836763E-2,4.8751506227939457E-3,1.0150652537394905E-5,1.7871641481495757E-3,0,0.76483846727005023,null,{"$f":"J1061*VLOOKUP($B1061,$AR$36:$AZ$47,MATCH(AG$2,$AS$2:$BA$2,0)+1,FALSE)","v":0.23147472291657559},{"$f":"K1061*VLOOKUP($B1061,$AR$36:$AZ$47,MATCH(AH$2,$AS$2:$BA$2,0)+1,FALSE)","v":0.3267993579975712},{"$f":"L1061*VLOOKUP($B1061,$AR$36:$AZ$47,MATCH(AI$2,$AS$2:$BA$2,0)+1,FALSE)","v":5.9360205462038679E-3},{"$f":"M1061*VLOOKUP($B1061,$AR$36:$AZ$47,MATCH(AJ$2,$AS$2:$BA$2,0)+1,FALSE)","v":9.1031848065066187E-2},{"$f":"N1061*VLOOKUP($B1061,$AR$36:$AZ$47,MATCH(AK$2,$AS$2:$BA$2,0)+1,FALSE)","v":6.7603913110888869E-2},{"$f":"O1061*VLOOKUP($B1061,$AR$36:$AZ$47,MATCH(AL$2,$AS$2:$BA$2,0)+1,FALSE)","v":5.5600432909442853E-2},{"$f":"P1061*VLOOKUP($B1061,$AR$36:$AZ$47,MATCH(AM$2,$AS$2:$BA$2,0)+1,FALSE)","v":1.0150652537394905E-5},{"$f":"Q1061*VLOOKUP($B1061,$AR$36:$AZ$47,MATCH(AN$2,$AS$2:$BA$2,0)+1,FALSE)","v":1.8857902256094999E-3},{"$f":"R1061*VLOOKUP($B1061,$AR$36:$BA$47,MATCH(AO$2,$AS$2:$BA$2,0)+1,FALSE)","v":0},0.78034223642389544]
[2006,2,14,12,null,2013,2,14,12,0.2804157444847617,0.52537635481527278,0,0.12420572383995691,0.12151090000000001,8.2711999999999994E-2,0,2.0486301538702968E-3,0,1.1362693532938615,null,null,0.26548486177338321,0.10878704505411667,0.46476886901471171,9.5774503080319193E-2,7.6246959702629402E-2,0,0,1.4974201687151995E-3,0,1.0125596587938754,null,{"$f":"J1070*VLOOKUP($B1070,$AR$36:$AZ$47,MATCH(AG$2,$AS$2:$BA$2,0)+1,FALSE)","v":0.27371150468803979},{"$f":"K1070*VLOOKUP($B1070,$AR$36:$AZ$47,MATCH(AH$2,$AS$2:$BA$2,0)+1,FALSE)","v":0.47254168964836668},{"$f":"L1070*VLOOKUP($B1070,$AR$36:$AZ$47,MATCH(AI$2,$AS$2:$BA$2,0)+1,FALSE)","v":0},{"$f":"M1070*VLOOKUP($B1070,$AR$36:$AZ$47,MATCH(AJ$2,$AS$2:$BA$2,0)+1,FALSE)","v":0.11452246632030695},{"$f":"N1070*VLOOKUP($B1070,$AR$36:$AZ$47,MATCH(AK$2,$AS$2:$BA$2,0)+1,FALSE)","v":9.6009849516607723E-2},{"$f":"O1070*VLOOKUP($B1070,$AR$36:$AZ$47,MATCH(AL$2,$AS$2:$BA$2,0)+1,FALSE)","v":7.2699468949474169E-2},{"$f":"P1070*VLOOKUP($B1070,$AR$36:$AZ$47,MATCH(AM$2,$AS$2:$BA$2,0)+1,FALSE)","v":0},{"$f":"Q1070*VLOOKUP($B1070,$AR$36:$AZ$47,MATCH(AN$2,$AS$2:$BA$2,0)+1,FALSE)","v":1.5800564938130762E-3},{"$f":"R1070*VLOOKUP($B1070,$AR$36:$BA$47,MATCH(AO$2,$AS$2:$BA$2,0)+1,FALSE)","v":0},1.0310650356166084]
[2006,2,14,20,null,2013,2,14,20,0.48124020638598541,0.4620142630952323,8.7170929771520234E-3,0.10531081212082836,9.9350600000000011E-2,7.1720000000000006E-2,2.028188418606668E-5,2.4450307537640017E-3,0,1.2308182872171483,null,null,0.45561632035650751,9.223771424283296E-2,0.40871623657851441,7.8307825435673342E-2,6.6114130354393327E-2,4.8751506227939457E-3,1.0150652537394905E-5,1.7871641481495757E-3,0,1.1076646923914024,null,{"$f":"J1078*VLOOKUP($B1078,$AR$36:$AZ$47,MATCH(AG$2,$AS$2:$BA$2,0)+1,FALSE)","v":0.46973461225694063},{"$f":"K1078*VLOOKUP($B1078,$AR$36:$AZ$47,MATCH(AH$2,$AS$2:$BA$2,0)+1,FALSE)","v":0.41555162984339061},{"$f":"L1078*VLOOKUP($B1078,$AR$36:$AZ$47,MATCH(AI$2,$AS$2:$BA$2,0)+1,FALSE)","v":5.9360205462038679E-3},{"$f":"M1078*VLOOKUP($B1078,$AR$36:$AZ$47,MATCH(AJ$2,$AS$2:$BA$2,0)+1,FALSE)","v":9.7100629193321422E-2},{"$f":"N1078*VLOOKUP($B1078,$AR$36:$AZ$47,MATCH(AK$2,$AS$2:$BA$2,0)+1,FALSE)","v":7.8500251050602765E-2},{"$f":"O1078*VLOOKUP($B1078,$AR$36:$AZ$47,MATCH(AL$2,$AS$2:$BA$2,0)+1,FALSE)","v":6.3038082902798734E-2},{"$f":"P1078*VLOOKUP($B1078,$AR$36:$AZ$47,MATCH(AM$2,$AS$2:$BA$2,0)+1,FALSE)","v":1.0150652537394905E-5},{"$f":"Q1078*VLOOKUP($B1078,$AR$36:$AZ$47,MATCH(AN$2,$AS$2:$BA$2,0)+1,FALSE)","v":1.8857902256094999E-3},{"$f":"R1078*VLOOKUP($B1078,$AR$36:$BA$47,MATCH(AO$2,$AS$2:$BA$2,0)+1,FALSE)","v":0},1.131757166671405]
[2006,2,15,5,null,2013,2,15,5,0.24034070653758996,0.34747472966837645,8.7170929771520234E-3,9.0548898021736643E-2,8.7517799999999979E-2,6.3764000000000001E-2,2.028188418606668E-5,2.4450307537640017E-3,0,0.84082853984280514,null,null,0.22754364014363218,7.9308318040028719E-2,0.30738999888174889,6.8981250288515317E-2,5.8779997321772672E-2,4.8751506227939457E-3,1.0150652537394905E-5,1.7871641481495757E-3,0,0.74867567009917879,null,{"$f":"J1087*VLOOKUP($B1087,$AR$36:$AZ$47,MATCH(AG$2,$AS$2:$BA$2,0)+1,FALSE)","v":0.2345945893482638},{"$f":"K1087*VLOOKUP($B1087,$AR$36:$AZ$47,MATCH(AH$2,$AS$2:$BA$2,0)+1,FALSE)","v":0.31253080646413373},{"$f":"L1087*VLOOKUP($B1087,$AR$36:$AZ$47,MATCH(AI$2,$AS$2:$BA$2,0)+1,FALSE)","v":5.9360205462038679E-3},{"$f":"M1087*VLOOKUP($B1087,$AR$36:$AZ$47,MATCH(AJ$2,$AS$2:$BA$2,0)+1,FALSE)","v":8.3489575225994997E-2},{"$f":"N1087*VLOOKUP($B1087,$AR$36:$AZ$47,MATCH(AK$2,$AS$2:$BA$2,0)+1,FALSE)","v":6.9150757734693508E-2},{"$f":"O1087*VLOOKUP($B1087,$AR$36:$AZ$47,MATCH(AL$2,$AS$2:$BA$2,0)+1,FALSE)","v":5.6045180120106772E-2},{"$f":"P1087*VLOOKUP($B1087,$AR$36:$AZ$47,MATCH(AM$2,$AS$2:$BA$2,0)+1,FALSE)","v":1.0150652537394905E-5},{"$f":"Q1087*VLOOKUP($B1087,$AR$36:$AZ$47,MATCH(AN$2,$AS$2:$BA$2,0)+1,FALSE)","v":1.8857902256094999E-3},{"$f":"R1087*VLOOKUP($B1087,$AR$36:$BA$47,MATCH(AO$2,$AS$2:$BA$2,0)+1,FALSE)","v":0},0.76364287031754352]
[2006,2,15,10,null,2013,2,15,10,0.30317774109800177,0.50697711505769127,0,0.11800512284217213,0.11939820000000002,8.0810000000000007E-2,0,2.0486301538702968E-3,0,1.1304168091517355,null,null,0.28703488399362498,0.10335617569275143,0.44849216798984654,9.4109279691653738E-2,7.4493626240079824E-2,0,0,1.4974201687151995E-3,{"$f":"$R1092*$BA$6","v":0},1.0089835537766718,null,{"$f":"J1092*VLOOKUP($B1092,$AR$36:$AZ$47,MATCH(AG$2,$AS$2:$BA$2,0)+1,FALSE)","v":0.29592930260149669},{"$f":"K1092*VLOOKUP($B1092,$AR$36:$AZ$47,MATCH(AH$2,$AS$2:$BA$2,0)+1,FALSE)","v":0.45599277616262368},{"$f":"L1092*VLOOKUP($B1092,$AR$36:$AZ$47,MATCH(AI$2,$AS$2:$BA$2,0)+1,FALSE)","v":0},{"$f":"M1092*VLOOKUP($B1092,$AR$36:$AZ$47,MATCH(AJ$2,$AS$2:$BA$2,0)+1,FALSE)","v":0.10880527312678338},{"$f":"N1092*VLOOKUP($B1092,$AR$36:$AZ$47,MATCH(AK$2,$AS$2:$BA$2,0)+1,FALSE)","v":9.4340534178858307E-2},{"$f":"O1092*VLOOKUP($B1092,$AR$36:$AZ$47,MATCH(AL$2,$AS$2:$BA$2,0)+1,FALSE)","v":7.1027711647729572E-2},{"$f":"P1092*VLOOKUP($B1092,$AR$36:$AZ$47,MATCH(AM$2,$AS$2:$BA$2,0)+1,FALSE)","v":0},{"$f":"Q1092*VLOOKUP($B1092,$AR$36:$AZ$47,MATCH(AN$2,$AS$2:$BA$2,0)+1,FALSE)","v":1.5800564938130762E-3},{"$f":"R1092*VLOOKUP($B1092,$AR$36:$BA$47,MATCH(AO$2,$AS$2:$BA$2,0)+1,FALSE)","v":0},{"$f":"SUM(AG1092:AO1092)","v":1.0276756542113046}]
[2006,2,15,22,null,2013,2,15,22,0.38024601761766308,0.40651581644321672,8.7170929771520234E-3,0.1038321281973109,9.1514099999999973E-2,6.8694000000000005E-2,2.028188418606668E-5,2.4450307537640017E-3,0,1.0619844678732928,null,null,0.35999961989506085,9.0942591525173283E-2,0.35962009807490786,7.2131121177957169E-2,6.3324652406088894E-2,4.8751506227939457E-3,1.0150652537394905E-5,1.7871641481495757E-3,0,0.95269054850266899,null,{"$f":"J1104*VLOOKUP($B1104,$AR$36:$AZ$47,MATCH(AG$2,$AS$2:$BA$2,0)+1,FALSE)","v":0.37115501422717445},{"$f":"K1104*VLOOKUP($B1104,$AR$36:$AZ$47,MATCH(AH$2,$AS$2:$BA$2,0)+1,FALSE)","v":0.36563440476571418},{"$f":"L1104*VLOOKUP($B1104,$AR$36:$AZ$47,MATCH(AI$2,$AS$2:$BA$2,0)+1,FALSE)","v":5.9360205462038679E-3},{"$f":"M1104*VLOOKUP($B1104,$AR$36:$AZ$47,MATCH(AJ$2,$AS$2:$BA$2,0)+1,FALSE)","v":9.5737225602939305E-2},{"$f":"N1104*VLOOKUP($B1104,$AR$36:$AZ$47,MATCH(AK$2,$AS$2:$BA$2,0)+1,FALSE)","v":7.2308368793645564E-2},{"$f":"O1104*VLOOKUP($B1104,$AR$36:$AZ$47,MATCH(AL$2,$AS$2:$BA$2,0)+1,FALSE)","v":6.0378389109381703E-2},{"$f":"P1104*VLOOKUP($B1104,$AR$36:$AZ$47,MATCH(AM$2,$AS$2:$BA$2,0)+1,FALSE)","v":1.0150652537394905E-5},{"$f":"Q1104*VLOOKUP($B1104,$AR$36:$AZ$47,MATCH(AN$2,$AS$2:$BA$2,0)+1,FALSE)","v":1.8857902256094999E-3},{"$f":"R1104*VLOOKUP($B1104,$AR$36:$BA$47,MATCH(AO$2,$AS$2:$BA$2,0)+1,FALSE)","v":0},0.97304536392320595]
[2006,2,15,24,null,2013,2,15,24,0.24273146681632238,0.3917763979590369,8.7170929771520234E-3,0.13139531006353131,8.7294900000000022E-2,6.5268999999999994E-2,2.028188418606668E-5,2.4450307537640017E-3,0,0.92964948045399276,null,null,0.22980710314318234,0.11508412876526873,0.34658102085713799,6.8805561220813591E-2,6.0167361602076093E-2,4.8751506227939457E-3,1.0150652537394905E-5,1.7871641481495757E-3,0,0.82711764101195973,null,{"$f":"J1106*VLOOKUP($B1106,$AR$36:$AZ$47,MATCH(AG$2,$AS$2:$BA$2,0)+1,FALSE)","v":0.23692819081719205},{"$f":"K1106*VLOOKUP($B1106,$AR$36:$AZ$47,MATCH(AH$2,$AS$2:$BA$2,0)+1,FALSE)","v":0.35237726128921026},{"$f":"L1106*VLOOKUP($B1106,$AR$36:$AZ$47,MATCH(AI$2,$AS$2:$BA$2,0)+1,FALSE)","v":5.9360205462038679E-3},{"$f":"M1106*VLOOKUP($B1106,$AR$36:$AZ$47,MATCH(AJ$2,$AS$2:$BA$2,0)+1,FALSE)","v":0.12115154202383233},{"$f":"N1106*VLOOKUP($B1106,$AR$36:$AZ$47,MATCH(AK$2,$AS$2:$BA$2,0)+1,FALSE)","v":6.897463694670454E-2},{"$f":"O1106*VLOOKUP($B1106,$AR$36:$AZ$47,MATCH(AL$2,$AS$2:$BA$2,0)+1,FALSE)","v":5.7367995440362099E-2},{"$f":"P1106*VLOOKUP($B1106,$AR$36:$AZ$47,MATCH(AM$2,$AS$2:$BA$2,0)+1,FALSE)","v":1.0150652537394905E-5},{"$f":"Q1106*VLOOKUP($B1106,$AR$36:$AZ$47,MATCH(AN$2,$AS$2:$BA$2,0)+1,FALSE)","v":1.8857902256094999E-3},{"$f":"R1106*VLOOKUP($B1106,$AR$36:$BA$47,MATCH(AO$2,$AS$2:$BA$2,0)+1,FALSE)","v":0},0.84463158794165216]
[2006,2,16,7,null,2013,2,16,7,0.24746246524725965,0.33199405183617481,8.7170929771520234E-3,8.1526521250248063E-2,8.8978400000000013E-2,6.4575999999999995E-2,2.028188418606668E-5,2.4450307537640017E-3,0,0.82571984394878462,null,null,0.23428619709275808,7.1405963156610783E-2,0.29369517409241613,7.0132490541028616E-2,5.9528528747424751E-2,4.8751506227939457E-3,1.0150652537394905E-5,1.7871641481495757E-3,0,0.73572081905371944,null,{"$f":"J1113*VLOOKUP($B1113,$AR$36:$AZ$47,MATCH(AG$2,$AS$2:$BA$2,0)+1,FALSE)","v":0.24154607952236412},{"$f":"K1113*VLOOKUP($B1113,$AR$36:$AZ$47,MATCH(AH$2,$AS$2:$BA$2,0)+1,FALSE)","v":0.29860694865690007},{"$f":"L1113*VLOOKUP($B1113,$AR$36:$AZ$47,MATCH(AI$2,$AS$2:$BA$2,0)+1,FALSE)","v":5.9360205462038679E-3},{"$f":"M1113*VLOOKUP($B1113,$AR$36:$AZ$47,MATCH(AJ$2,$AS$2:$BA$2,0)+1,FALSE)","v":7.5170595971276302E-2},{"$f":"N1113*VLOOKUP($B1113,$AR$36:$AZ$47,MATCH(AK$2,$AS$2:$BA$2,0)+1,FALSE)","v":7.0304826926872649E-2},{"$f":"O1113*VLOOKUP($B1113,$AR$36:$AZ$47,MATCH(AL$2,$AS$2:$BA$2,0)+1,FALSE)","v":5.6758885130104991E-2},{"$f":"P1113*VLOOKUP($B1113,$AR$36:$AZ$47,MATCH(AM$2,$AS$2:$BA$2,0)+1,FALSE)","v":1.0150652537394905E-5},{"$f":"Q1113*VLOOKUP($B1113,$AR$36:$AZ$47,MATCH(AN$2,$AS$2:$BA$2,0)+1,FALSE)","v":1.8857902256094999E-3},{"$f":"R1113*VLOOKUP($B1113,$AR$36:$BA$47,MATCH(AO$2,$AS$2:$BA$2,0)+1,FALSE)","v":0},0.7502192976318689]
[2006,2,16,21,null,2013,2,16,21,0.37815912778304567,0.36918927142145652,8.7170929771520234E-3,0.11329639223864299,8.7683500000000011E-2,6.6705E-2,2.028188418606668E-5,2.4450307537640017E-3,0,1.0262156970582474,null,null,0.35802384759918754,9.9231978574638974E-2,0.32659954822528625,6.9111854499005185E-2,6.1491119147933725E-2,4.8751506227939457E-3,1.0150652537394905E-5,1.7871641481495757E-3,0,0.92113081346953263,null,{"$f":"J1127*VLOOKUP($B1127,$AR$36:$AZ$47,MATCH(AG$2,$AS$2:$BA$2,0)+1,FALSE)","v":0.36911801820257228},{"$f":"K1127*VLOOKUP($B1127,$AR$36:$AZ$47,MATCH(AH$2,$AS$2:$BA$2,0)+1,FALSE)","v":0.33206161738832984},{"$f":"L1127*VLOOKUP($B1127,$AR$36:$AZ$47,MATCH(AI$2,$AS$2:$BA$2,0)+1,FALSE)","v":5.9360205462038679E-3},{"$f":"M1127*VLOOKUP($B1127,$AR$36:$AZ$47,MATCH(AJ$2,$AS$2:$BA$2,0)+1,FALSE)","v":0.1044636419580869},{"$f":"N1127*VLOOKUP($B1127,$AR$36:$AZ$47,MATCH(AK$2,$AS$2:$BA$2,0)+1,FALSE)","v":6.9281682878568701E-2},{"$f":"O1127*VLOOKUP($B1127,$AR$36:$AZ$47,MATCH(AL$2,$AS$2:$BA$2,0)+1,FALSE)","v":5.8630163413708712E-2},{"$f":"P1127*VLOOKUP($B1127,$AR$36:$AZ$47,MATCH(AM$2,$AS$2:$BA$2,0)+1,FALSE)","v":1.0150652537394905E-5},{"$f":"Q1127*VLOOKUP($B1127,$AR$36:$AZ$47,MATCH(AN$2,$AS$2:$BA$2,0)+1,FALSE)","v":1.8857902256094999E-3},{"$f":"R1127*VLOOKUP($B1127,$AR$36:$BA$47,MATCH(AO$2,$AS$2:$BA$2,0)+1,FALSE)","v":0},0.94138708526561732]
[2006,2,16,24,null,2013,2,16,24,0.23420393649951324,0.35297087519095172,8.7170929771520234E-3,0.13636382455559007,8.5705199999999981E-2,6.4569000000000001E-2,2.028188418606668E-5,2.4450307537640017E-3,0,0.88499524186115708,null,null,0.2217336256300485,0.11943586065965464,0.3122521083296812,6.7552564760851655E-2,5.9522075890307065E-2,4.8751506227939457E-3,1.0150652537394905E-5,1.7871641481495757E-3,0,0.78716870069402411,null,{"$f":"J1130*VLOOKUP($B1130,$AR$36:$AZ$47,MATCH(AG$2,$AS$2:$BA$2,0)+1,FALSE)","v":0.2286045385252162},{"$f":"K1130*VLOOKUP($B1130,$AR$36:$AZ$47,MATCH(AH$2,$AS$2:$BA$2,0)+1,FALSE)","v":0.31747423010318232},{"$f":"L1130*VLOOKUP($B1130,$AR$36:$AZ$47,MATCH(AI$2,$AS$2:$BA$2,0)+1,FALSE)","v":5.9360205462038679E-3},{"$f":"M1130*VLOOKUP($B1130,$AR$36:$AZ$47,MATCH(AJ$2,$AS$2:$BA$2,0)+1,FALSE)","v":0.12573270395411454},{"$f":"N1130*VLOOKUP($B1130,$AR$36:$AZ$47,MATCH(AK$2,$AS$2:$BA$2,0)+1,FALSE)","v":6.7718561501813962E-2},{"$f":"O1130*VLOOKUP($B1130,$AR$36:$AZ$47,MATCH(AL$2,$AS$2:$BA$2,0)+1,FALSE)","v":5.6752732500708461E-2},{"$f":"P1130*VLOOKUP($B1130,$AR$36:$AZ$47,MATCH(AM$2,$AS$2:$BA$2,0)+1,FALSE)","v":1.0150652537394905E-5},{"$f":"Q1130*VLOOKUP($B1130,$AR$36:$AZ$47,MATCH(AN$2,$AS$2:$BA$2,0)+1,FALSE)","v":1.8857902256094999E-3},{"$f":"R1130*VLOOKUP($B1130,$AR$36:$BA$47,MATCH(AO$2,$AS$2:$BA$2,0)+1,FALSE)","v":0},0.80411472800938633]
[2006,2,17,7,null,2013,2,17,7,0.2418284508554743,0.36357471138219888,8.7170929771520234E-3,0.10369522725194791,8.9646000000000017E-2,6.5037999999999999E-2,2.028188418606668E-5,2.4450307537640017E-3,0,0.87496479510472325,null,null,0.22895216873860599,9.0822685220932869E-2,0.32163268457498267,7.065869072764909E-2,5.9954417317192317E-2,4.8751506227939457E-3,1.0150652537394905E-5,1.7871641481495757E-3,0,0.77869311200284386,null,{"$f":"J1137*VLOOKUP($B1137,$AR$36:$AZ$47,MATCH(AG$2,$AS$2:$BA$2,0)+1,FALSE)","v":0.23604676435572433},{"$f":"K1137*VLOOKUP($B1137,$AR$36:$AZ$47,MATCH(AH$2,$AS$2:$BA$2,0)+1,FALSE)","v":0.32701168763175398},{"$f":"L1137*VLOOKUP($B1137,$AR$36:$AZ$47,MATCH(AI$2,$AS$2:$BA$2,0)+1,FALSE)","v":5.9360205462038679E-3},{"$f":"M1137*VLOOKUP($B1137,$AR$36:$AZ$47,MATCH(AJ$2,$AS$2:$BA$2,0)+1,FALSE)","v":9.5610997652891258E-2},{"$f":"N1137*VLOOKUP($B1137,$AR$36:$AZ$47,MATCH(AK$2,$AS$2:$BA$2,0)+1,FALSE)","v":7.0832320143837446E-2},{"$f":"O1137*VLOOKUP($B1137,$AR$36:$AZ$47,MATCH(AL$2,$AS$2:$BA$2,0)+1,FALSE)","v":5.7164958670276399E-2},{"$f":"P1137*VLOOKUP($B1137,$AR$36:$AZ$47,MATCH(AM$2,$AS$2:$BA$2,0)+1,FALSE)","v":1.0150652537394905E-5},{"$f":"Q1137*VLOOKUP($B1137,$AR$36:$AZ$47,MATCH(AN$2,$AS$2:$BA$2,0)+1,FALSE)","v":1.8857902256094999E-3},{"$f":"R1137*VLOOKUP($B1137,$AR$36:$BA$47,MATCH(AO$2,$AS$2:$BA$2,0)+1,FALSE)","v":0},0.79449868987883421]
[2006,2,17,17,null,2013,2,17,17,0.41495391372681195,0.41119514995685741,0,0.11645519431176431,9.071609999999998E-2,6.8140999999999993E-2,0,2.0486301538702968E-3,0,1.103509988149304,null,null,0.39285947595597137,0.10199865254763939,0.36375962305532328,7.1502140128042346E-2,6.2814876693791349E-2,0,0,1.4974201687151995E-3,0,0.99443218854948301,null,{"$f":"J1147*VLOOKUP($B1147,$AR$36:$AZ$47,MATCH(AG$2,$AS$2:$BA$2,0)+1,FALSE)","v":0.40503310650778651},{"$f":"K1147*VLOOKUP($B1147,$AR$36:$AZ$47,MATCH(AH$2,$AS$2:$BA$2,0)+1,FALSE)","v":0.36984315939408241},{"$f":"L1147*VLOOKUP($B1147,$AR$36:$AZ$47,MATCH(AI$2,$AS$2:$BA$2,0)+1,FALSE)","v":0},{"$f":"M1147*VLOOKUP($B1147,$AR$36:$AZ$47,MATCH(AJ$2,$AS$2:$BA$2,0)+1,FALSE)","v":0.10737617926190458},{"$f":"N1147*VLOOKUP($B1147,$AR$36:$AZ$47,MATCH(AK$2,$AS$2:$BA$2,0)+1,FALSE)","v":7.1677842150239479E-2},{"$f":"O1147*VLOOKUP($B1147,$AR$36:$AZ$47,MATCH(AL$2,$AS$2:$BA$2,0)+1,FALSE)","v":5.9892331387055318E-2},{"$f":"P1147*VLOOKUP($B1147,$AR$36:$AZ$47,MATCH(AM$2,$AS$2:$BA$2,0)+1,FALSE)","v":0},{"$f":"Q1147*VLOOKUP($B1147,$AR$36:$AZ$47,MATCH(AN$2,$AS$2:$BA$2,0)+1,FALSE)","v":1.5800564938130762E-3},{"$f":"R1147*VLOOKUP($B1147,$AR$36:$BA$47,MATCH(AO$2,$AS$2:$BA$2,0)+1,FALSE)","v":0},1.0154026751948815]
[2006,2,17,21,null,2013,2,17,21,0.45028304589120294,0.39183350395900141,8.7170929771520234E-3,0.12402534914477065,8.9741800000000024E-2,6.7531999999999995E-2,2.028188418606668E-5,2.4450307537640017E-3,0,1.1345981046100773,null,null,0.42630749003403473,0.10862906175443288,0.34663153910139127,7.0734199981511051E-2,6.2253478124552286E-2,4.8751506227939457E-3,1.0150652537394905E-5,1.7871641481495757E-3,0,1.021228234419403,null,{"$f":"J1151*VLOOKUP($B1151,$AR$36:$AZ$47,MATCH(AG$2,$AS$2:$BA$2,0)+1,FALSE)","v":0.43951758219871395},{"$f":"K1151*VLOOKUP($B1151,$AR$36:$AZ$47,MATCH(AH$2,$AS$2:$BA$2,0)+1,FALSE)","v":0.35242862440341394},{"$f":"L1151*VLOOKUP($B1151,$AR$36:$AZ$47,MATCH(AI$2,$AS$2:$BA$2,0)+1,FALSE)","v":5.9360205462038679E-3},{"$f":"M1151*VLOOKUP($B1151,$AR$36:$AZ$47,MATCH(AJ$2,$AS$2:$BA$2,0)+1,FALSE)","v":0.11435615389672556},{"$f":"N1151*VLOOKUP($B1151,$AR$36:$AZ$47,MATCH(AK$2,$AS$2:$BA$2,0)+1,FALSE)","v":7.0908014946391706E-2},{"$f":"O1151*VLOOKUP($B1151,$AR$36:$AZ$47,MATCH(AL$2,$AS$2:$BA$2,0)+1,FALSE)","v":5.935705262955665E-2},{"$f":"P1151*VLOOKUP($B1151,$AR$36:$AZ$47,MATCH(AM$2,$AS$2:$BA$2,0)+1,FALSE)","v":1.0150652537394905E-5},{"$f":"Q1151*VLOOKUP($B1151,$AR$36:$AZ$47,MATCH(AN$2,$AS$2:$BA$2,0)+1,FALSE)","v":1.8857902256094999E-3},{"$f":"R1151*VLOOKUP($B1151,$AR$36:$BA$47,MATCH(AO$2,$AS$2:$BA$2,0)+1,FALSE)","v":0},1.0443993894991526]
[2006,2,18,10,null,2013,2,18,10,0.293918365140663,0.51856317137689323,0,0.13295388160161459,0.11518220000000001,7.7203999999999995E-2,0,2.0486301538702968E-3,0,1.139870248273041,null,null,0.27826852834316523,0.11644922199037648,0.45874165531919087,9.0786241964284212E-2,7.1169482987738175E-2,0,0,1.4974201687151995E-3,0,1.0169125507734702,null,{"$f":"J1164*VLOOKUP($B1164,$AR$36:$AZ$47,MATCH(AG$2,$AS$2:$BA$2,0)+1,FALSE)","v":0.28689130179161998},{"$f":"K1164*VLOOKUP($B1164,$AR$36:$AZ$47,MATCH(AH$2,$AS$2:$BA$2,0)+1,FALSE)","v":0.46641367649294374},{"$f":"L1164*VLOOKUP($B1164,$AR$36:$AZ$47,MATCH(AI$2,$AS$2:$BA$2,0)+1,FALSE)","v":0},{"$f":"M1164*VLOOKUP($B1164,$AR$36:$AZ$47,MATCH(AJ$2,$AS$2:$BA$2,0)+1,FALSE)","v":0.12258860507503215},{"$f":"N1164*VLOOKUP($B1164,$AR$36:$AZ$47,MATCH(AK$2,$AS$2:$BA$2,0)+1,FALSE)","v":9.1009330759559956E-2},{"$f":"O1164*VLOOKUP($B1164,$AR$36:$AZ$47,MATCH(AL$2,$AS$2:$BA$2,0)+1,FALSE)","v":6.7858228561456665E-2},{"$f":"P1164*VLOOKUP($B1164,$AR$36:$AZ$47,MATCH(AM$2,$AS$2:$BA$2,0)+1,FALSE)","v":0},{"$f":"Q1164*VLOOKUP($B1164,$AR$36:$AZ$47,MATCH(AN$2,$AS$2:$BA$2,0)+1,FALSE)","v":1.5800564938130762E-3},{"$f":"R1164*VLOOKUP($B1164,$AR$36:$BA$47,MATCH(AO$2,$AS$2:$BA$2,0)+1,FALSE)","v":0},1.0363411991744256]
[2006,2,18,18,null,2013,2,18,18,0.47177257406187434,0.48548446641637999,3.4868371908608098E-3,0.11361182647083837,0.10799950000000004,7.5440999999999994E-2,8.1127536744266733E-6,2.2071903938277789E-3,0,1.260011507287456,null,null,0.44665279705824834,9.9508255359384137E-2,0.42947891413934713,8.5124860777287759E-2,6.9544284830811307E-2,1.9500602491175783E-3,4.0602610149579622E-6,1.6133177604889502E-3,0,1.1338765504357,null,{"$f":"J1172*VLOOKUP($B1172,$AR$36:$AZ$47,MATCH(AG$2,$AS$2:$BA$2,0)+1,FALSE)","v":0.46049333411820048},{"$f":"K1172*VLOOKUP($B1172,$AR$36:$AZ$47,MATCH(AH$2,$AS$2:$BA$2,0)+1,FALSE)","v":0.436661543588301},{"$f":"L1172*VLOOKUP($B1172,$AR$36:$AZ$47,MATCH(AI$2,$AS$2:$BA$2,0)+1,FALSE)","v":2.3744082184815477E-3},{"$f":"M1172*VLOOKUP($B1172,$AR$36:$AZ$47,MATCH(AJ$2,$AS$2:$BA$2,0)+1,FALSE)","v":0.10475448448221578},{"$f":"N1172*VLOOKUP($B1172,$AR$36:$AZ$47,MATCH(AK$2,$AS$2:$BA$2,0)+1,FALSE)","v":8.5334037875358329E-2},{"$f":"O1172*VLOOKUP($B1172,$AR$36:$AZ$47,MATCH(AL$2,$AS$2:$BA$2,0)+1,FALSE)","v":6.6308644900586147E-2},{"$f":"P1172*VLOOKUP($B1172,$AR$36:$AZ$47,MATCH(AM$2,$AS$2:$BA$2,0)+1,FALSE)","v":4.0602610149579622E-6},{"$f":"Q1172*VLOOKUP($B1172,$AR$36:$AZ$47,MATCH(AN$2,$AS$2:$BA$2,0)+1,FALSE)","v":1.7023499865316458E-3},{"$f":"R1172*VLOOKUP($B1172,$AR$36:$BA$47,MATCH(AO$2,$AS$2:$BA$2,0)+1,FALSE)","v":0},1.1576328634306898]
[2006,2,18,19,null,2013,2,18,19,0.5059420740416255,0.45689207434328105,8.7170929771520234E-3,9.7480695239144141E-2,9.8477100000000026E-2,7.2128999999999999E-2,2.028188418606668E-5,2.4450307537640017E-3,0,1.2421033492391529,null,null,0.47900292417275075,8.5379614216103336E-2,0.40418494419867118,7.761933552702599E-2,6.6491161577412666E-2,4.8751506227939457E-3,1.0150652537394905E-5,1.7871641481495757E-3,0,1.1193504451154448,null,{"$f":"J1173*VLOOKUP($B1173,$AR$36:$AZ$47,MATCH(AG$2,$AS$2:$BA$2,0)+1,FALSE)","v":0.49384590235961701},{"$f":"K1173*VLOOKUP($B1173,$AR$36:$AZ$47,MATCH(AH$2,$AS$2:$BA$2,0)+1,FALSE)","v":0.41094455587563289},{"$f":"L1173*VLOOKUP($B1173,$AR$36:$AZ$47,MATCH(AI$2,$AS$2:$BA$2,0)+1,FALSE)","v":5.9360205462038679E-3},{"$f":"M1173*VLOOKUP($B1173,$AR$36:$AZ$47,MATCH(AJ$2,$AS$2:$BA$2,0)+1,FALSE)","v":8.988095952638879E-2},{"$f":"N1173*VLOOKUP($B1173,$AR$36:$AZ$47,MATCH(AK$2,$AS$2:$BA$2,0)+1,FALSE)","v":7.7810069317500993E-2},{"$f":"O1173*VLOOKUP($B1173,$AR$36:$AZ$47,MATCH(AL$2,$AS$2:$BA$2,0)+1,FALSE)","v":6.3397572248967776E-2},{"$f":"P1173*VLOOKUP($B1173,$AR$36:$AZ$47,MATCH(AM$2,$AS$2:$BA$2,0)+1,FALSE)","v":1.0150652537394905E-5},{"$f":"Q1173*VLOOKUP($B1173,$AR$36:$AZ$47,MATCH(AN$2,$AS$2:$BA$2,0)+1,FALSE)","v":1.8857902256094999E-3},{"$f":"R1173*VLOOKUP($B1173,$AR$36:$BA$47,MATCH(AO$2,$AS$2:$BA$2,0)+1,FALSE)","v":0},1.1437110207524583]
[2006,2,19,8,null,2013,2,19,8,0.29147019963939685,0.40537281992642649,1.1622790636202703E-3,8.7065065699953884E-2,0.11291280000000002,7.8203999999999996E-2,2.7042512248088917E-6,2.1014835671894576E-3,0,0.97829135214781182,null,null,0.27595071669212462,7.6256962498321826E-2,0.35860895778751684,8.8997508136368558E-2,7.2091319718836797E-2,6.5002008303919299E-4,1.3534203383193212E-6,1.53605269930645E-3,0,0.87409289103585253,null,{"$f":"J1186*VLOOKUP($B1186,$AR$36:$AZ$47,MATCH(AG$2,$AS$2:$BA$2,0)+1,FALSE)","v":0.28450166755653755},{"$f":"K1186*VLOOKUP($B1186,$AR$36:$AZ$47,MATCH(AH$2,$AS$2:$BA$2,0)+1,FALSE)","v":0.36460635411144338},{"$f":"L1186*VLOOKUP($B1186,$AR$36:$AZ$47,MATCH(AI$2,$AS$2:$BA$2,0)+1,FALSE)","v":7.9146940616051608E-4},{"$f":"M1186*VLOOKUP($B1186,$AR$36:$AZ$47,MATCH(AJ$2,$AS$2:$BA$2,0)+1,FALSE)","v":8.0277347500877783E-2},{"$f":"N1186*VLOOKUP($B1186,$AR$36:$AZ$47,MATCH(AK$2,$AS$2:$BA$2,0)+1,FALSE)","v":8.9216201480680546E-2},{"$f":"O1186*VLOOKUP($B1186,$AR$36:$AZ$47,MATCH(AL$2,$AS$2:$BA$2,0)+1,FALSE)","v":6.8737175618104732E-2},{"$f":"P1186*VLOOKUP($B1186,$AR$36:$AZ$47,MATCH(AM$2,$AS$2:$BA$2,0)+1,FALSE)","v":1.3534203383193212E-6},{"$f":"Q1186*VLOOKUP($B1186,$AR$36:$AZ$47,MATCH(AN$2,$AS$2:$BA$2,0)+1,FALSE)","v":1.6208209913859328E-3},{"$f":"R1186*VLOOKUP($B1186,$AR$36:$BA$47,MATCH(AO$2,$AS$2:$BA$2,0)+1,FALSE)","v":0},0.88975239008552887]
[2006,2,19,12,null,2013,2,19,12,0.23043753481929402,0.44967180853782801,0,9.5372713618499416E-2,0.12082469999999998,8.4457000000000004E-2,0,2.0486301538702968E-3,0,0.9828123871294917,null,null,0.21816776797361304,8.3533313703948078E-2,0.39779760921180085,9.5233642433136784E-2,7.7855564798396504E-2,0,0,1.4974201687151995E-3,0,0.87408531828961045,null,{"$f":"J1190*VLOOKUP($B1190,$AR$36:$AZ$47,MATCH(AG$2,$AS$2:$BA$2,0)+1,FALSE)","v":0.2249281847846423},{"$f":"K1190*VLOOKUP($B1190,$AR$36:$AZ$47,MATCH(AH$2,$AS$2:$BA$2,0)+1,FALSE)","v":0.40445039874018518},{"$f":"L1190*VLOOKUP($B1190,$AR$36:$AZ$47,MATCH(AI$2,$AS$2:$BA$2,0)+1,FALSE)","v":0},{"$f":"M1190*VLOOKUP($B1190,$AR$36:$AZ$47,MATCH(AJ$2,$AS$2:$BA$2,0)+1,FALSE)","v":8.7937319195729169E-2},{"$f":"N1190*VLOOKUP($B1190,$AR$36:$AZ$47,MATCH(AK$2,$AS$2:$BA$2,0)+1,FALSE)","v":9.5467659813969527E-2},{"$f":"O1190*VLOOKUP($B1190,$AR$36:$AZ$47,MATCH(AL$2,$AS$2:$BA$2,0)+1,FALSE)","v":7.4233231563325036E-2},{"$f":"P1190*VLOOKUP($B1190,$AR$36:$AZ$47,MATCH(AM$2,$AS$2:$BA$2,0)+1,FALSE)","v":0},{"$f":"Q1190*VLOOKUP($B1190,$AR$36:$AZ$47,MATCH(AN$2,$AS$2:$BA$2,0)+1,FALSE)","v":1.5800564938130762E-3},{"$f":"R1190*VLOOKUP($B1190,$AR$36:$BA$47,MATCH(AO$2,$AS$2:$BA$2,0)+1,FALSE)","v":0},0.88859685059166438]
[2006,2,19,18,null,2013,2,19,18,0.38023938567781884,0.42627157142094019,3.1962674249557421E-3,9.0623133071245018E-2,0.11220849999999997,7.8356999999999996E-2,7.43669086822445E-6,2.1939770404979884E-3,0,1.0930972713263258,null,null,0.35999334107631592,7.9373337681843847E-2,0.37709682654464782,8.8442381127026404E-2,7.2232360738694892E-2,1.7875552283577801E-3,3.721905930378132E-6,1.6036596278411373E-3,0,0.98053318393065814,null,{"$f":"J1196*VLOOKUP($B1196,$AR$36:$AZ$47,MATCH(AG$2,$AS$2:$BA$2,0)+1,FALSE)","v":0.37114854084517124},{"$f":"K1196*VLOOKUP($B1196,$AR$36:$AZ$47,MATCH(AH$2,$AS$2:$BA$2,0)+1,FALSE)","v":0.38340341502262798},{"$f":"L1196*VLOOKUP($B1196,$AR$36:$AZ$47,MATCH(AI$2,$AS$2:$BA$2,0)+1,FALSE)","v":2.1765408669414182E-3},{"$f":"M1196*VLOOKUP($B1196,$AR$36:$AZ$47,MATCH(AJ$2,$AS$2:$BA$2,0)+1,FALSE)","v":8.3558022803886536E-2},{"$f":"N1196*VLOOKUP($B1196,$AR$36:$AZ$47,MATCH(AK$2,$AS$2:$BA$2,0)+1,FALSE)","v":8.865971035918814E-2},{"$f":"O1196*VLOOKUP($B1196,$AR$36:$AZ$47,MATCH(AL$2,$AS$2:$BA$2,0)+1,FALSE)","v":6.8871654517771885E-2},{"$f":"P1196*VLOOKUP($B1196,$AR$36:$AZ$47,MATCH(AM$2,$AS$2:$BA$2,0)+1,FALSE)","v":3.721905930378132E-6},{"$f":"Q1196*VLOOKUP($B1196,$AR$36:$AZ$47,MATCH(AN$2,$AS$2:$BA$2,0)+1,FALSE)","v":1.6921588621384314E-3},{"$f":"R1196*VLOOKUP($B1196,$AR$36:$BA$47,MATCH(AO$2,$AS$2:$BA$2,0)+1,FALSE)","v":0},0.99951376518365609]
[2006,2,20,5,null,2013,2,20,5,0.18770258763174716,0.28799516748777199,8.7170929771520234E-3,6.9864187430929023E-2,8.6754900000000024E-2,6.3922999999999994E-2,2.028188418606668E-5,2.4450307537640017E-3,0,0.70742224816555022,null,null,0.17770826535964607,6.1191370822096594E-2,0.25477200686364648,6.8379934946435142E-2,5.8926569362017345E-2,4.8751506227939457E-3,1.0150652537394905E-5,1.7871641481495757E-3,0,0.62765061277732259,null,{"$f":"J1207*VLOOKUP($B1207,$AR$36:$AZ$47,MATCH(AG$2,$AS$2:$BA$2,0)+1,FALSE)","v":0.18321495388543008},{"$f":"K1207*VLOOKUP($B1207,$AR$36:$AZ$47,MATCH(AH$2,$AS$2:$BA$2,0)+1,FALSE)","v":0.25903282819624907},{"$f":"L1207*VLOOKUP($B1207,$AR$36:$AZ$47,MATCH(AI$2,$AS$2:$BA$2,0)+1,FALSE)","v":5.9360205462038679E-3},{"$f":"M1207*VLOOKUP($B1207,$AR$36:$AZ$47,MATCH(AJ$2,$AS$2:$BA$2,0)+1,FALSE)","v":6.4417474530914148E-2},{"$f":"N1207*VLOOKUP($B1207,$AR$36:$AZ$47,MATCH(AK$2,$AS$2:$BA$2,0)+1,FALSE)","v":6.8547964781993653E-2},{"$f":"O1207*VLOOKUP($B1207,$AR$36:$AZ$47,MATCH(AL$2,$AS$2:$BA$2,0)+1,FALSE)","v":5.6184932702113811E-2},{"$f":"P1207*VLOOKUP($B1207,$AR$36:$AZ$47,MATCH(AM$2,$AS$2:$BA$2,0)+1,FALSE)","v":1.0150652537394905E-5},{"$f":"Q1207*VLOOKUP($B1207,$AR$36:$AZ$47,MATCH(AN$2,$AS$2:$BA$2,0)+1,FALSE)","v":1.8857902256094999E-3},{"$f":"R1207*VLOOKUP($B1207,$AR$36:$BA$47,MATCH(AO$2,$AS$2:$BA$2,0)+1,FALSE)","v":0},0.63923011552105147]
[2006,2,20,15,null,2013,2,20,15,0.22476423169080012,0.41724028206856922,0,7.1407940319508742E-2,0.11869539999999998,8.3041000000000004E-2,0,2.0486301538702968E-3,0,0.91719748423274827,null,null,0.21279654283204988,6.2543484958629797E-2,0.36910738792683656,9.3555334977518195E-2,7.6550243987160857E-2,0,0,1.4974201687151995E-3,0,0.81605041485091045,null,{"$f":"J1217*VLOOKUP($B1217,$AR$36:$AZ$47,MATCH(AG$2,$AS$2:$BA$2,0)+1,FALSE)","v":0.21939052020484259},{"$f":"K1217*VLOOKUP($B1217,$AR$36:$AZ$47,MATCH(AH$2,$AS$2:$BA$2,0)+1,FALSE)","v":0.37528036058525571},{"$f":"L1217*VLOOKUP($B1217,$AR$36:$AZ$47,MATCH(AI$2,$AS$2:$BA$2,0)+1,FALSE)","v":0},{"$f":"M1217*VLOOKUP($B1217,$AR$36:$AZ$47,MATCH(AJ$2,$AS$2:$BA$2,0)+1,FALSE)","v":6.5840874215916209E-2},{"$f":"N1217*VLOOKUP($B1217,$AR$36:$AZ$47,MATCH(AK$2,$AS$2:$BA$2,0)+1,FALSE)","v":9.3785228257823428E-2},{"$f":"O1217*VLOOKUP($B1217,$AR$36:$AZ$47,MATCH(AL$2,$AS$2:$BA$2,0)+1,FALSE)","v":7.2988642531111397E-2},{"$f":"P1217*VLOOKUP($B1217,$AR$36:$AZ$47,MATCH(AM$2,$AS$2:$BA$2,0)+1,FALSE)","v":0},{"$f":"Q1217*VLOOKUP($B1217,$AR$36:$AZ$47,MATCH(AN$2,$AS$2:$BA$2,0)+1,FALSE)","v":1.5800564938130762E-3},{"$f":"R1217*VLOOKUP($B1217,$AR$36:$BA$47,MATCH(AO$2,$AS$2:$BA$2,0)+1,FALSE)","v":0},0.82886568228876245]
[2006,2,20,22,null,2013,2,20,22,0.33014390938387717,0.34656662553131506,8.7170929771520234E-3,7.6357630765347267E-2,9.4316399999999953E-2,6.8779000000000007E-2,2.028188418606668E-5,2.4450307537640017E-3,0,0.92734597129564167,null,null,0.31256522457092611,6.6878729590585675E-2,0.30658665375808414,7.4339885082939983E-2,6.3403008528232274E-2,4.8751506227939457E-3,1.0150652537394905E-5,1.7871641481495757E-3,0,0.8304459669542491,null,{"$f":"J1224*VLOOKUP($B1224,$AR$36:$AZ$47,MATCH(AG$2,$AS$2:$BA$2,0)+1,FALSE)","v":0.32225075794901886},{"$f":"K1224*VLOOKUP($B1224,$AR$36:$AZ$47,MATCH(AH$2,$AS$2:$BA$2,0)+1,FALSE)","v":0.3117140261515623},{"$f":"L1224*VLOOKUP($B1224,$AR$36:$AZ$47,MATCH(AI$2,$AS$2:$BA$2,0)+1,FALSE)","v":5.9360205462038679E-3},{"$f":"M1224*VLOOKUP($B1224,$AR$36:$AZ$47,MATCH(AJ$2,$AS$2:$BA$2,0)+1,FALSE)","v":7.0404679649793744E-2},{"$f":"N1224*VLOOKUP($B1224,$AR$36:$AZ$47,MATCH(AK$2,$AS$2:$BA$2,0)+1,FALSE)","v":7.4522560288403553E-2},{"$f":"O1224*VLOOKUP($B1224,$AR$36:$AZ$47,MATCH(AL$2,$AS$2:$BA$2,0)+1,FALSE)","v":6.0453099609196793E-2},{"$f":"P1224*VLOOKUP($B1224,$AR$36:$AZ$47,MATCH(AM$2,$AS$2:$BA$2,0)+1,FALSE)","v":1.0150652537394905E-5},{"$f":"Q1224*VLOOKUP($B1224,$AR$36:$AZ$47,MATCH(AN$2,$AS$2:$BA$2,0)+1,FALSE)","v":1.8857902256094999E-3},{"$f":"R1224*VLOOKUP($B1224,$AR$36:$BA$47,MATCH(AO$2,$AS$2:$BA$2,0)+1,FALSE)","v":0},0.84717708507232603]
[2006,2,21,5,null,2013,2,21,5,0.22033861778489983,0.32433458281131022,8.7170929771520234E-3,8.3605321237707184E-2,9.1678599999999999E-2,6.5127000000000004E-2,2.028188418606668E-5,2.4450307537640017E-3,0,0.79626652744901927,null,null,0.20860657304904381,7.3226704591889638E-2,0.28691930242763364,7.2260779552281731E-2,6.0036460786260099E-2,4.8751506227939457E-3,1.0150652537394905E-5,1.7871641481495757E-3,0,0.70772228583058994,null,{"$f":"J1231*VLOOKUP($B1231,$AR$36:$AZ$47,MATCH(AG$2,$AS$2:$BA$2,0)+1,FALSE)","v":0.21507071482594703},{"$f":"K1231*VLOOKUP($B1231,$AR$36:$AZ$47,MATCH(AH$2,$AS$2:$BA$2,0)+1,FALSE)","v":0.29171775693434632},{"$f":"L1231*VLOOKUP($B1231,$AR$36:$AZ$47,MATCH(AI$2,$AS$2:$BA$2,0)+1,FALSE)","v":5.9360205462038679E-3},{"$f":"M1231*VLOOKUP($B1231,$AR$36:$AZ$47,MATCH(AJ$2,$AS$2:$BA$2,0)+1,FALSE)","v":7.7087329710996716E-2},{"$f":"N1231*VLOOKUP($B1231,$AR$36:$AZ$47,MATCH(AK$2,$AS$2:$BA$2,0)+1,FALSE)","v":7.2438345777154745E-2},{"$f":"O1231*VLOOKUP($B1231,$AR$36:$AZ$47,MATCH(AL$2,$AS$2:$BA$2,0)+1,FALSE)","v":5.724318495831808E-2},{"$f":"P1231*VLOOKUP($B1231,$AR$36:$AZ$47,MATCH(AM$2,$AS$2:$BA$2,0)+1,FALSE)","v":1.0150652537394905E-5},{"$f":"Q1231*VLOOKUP($B1231,$AR$36:$AZ$47,MATCH(AN$2,$AS$2:$BA$2,0)+1,FALSE)","v":1.8857902256094999E-3},{"$f":"R1231*VLOOKUP($B1231,$AR$36:$BA$47,MATCH(AO$2,$AS$2:$BA$2,0)+1,FALSE)","v":0},0.72138929363111359]
[2006,2,21,7,null,2013,2,21,7,0.27836099659845026,0.38921567828224657,8.7170929771520234E-3,8.7091172510616349E-2,0.10764029999999998,7.3529999999999998E-2,2.028188418606668E-5,2.4450307537640017E-3,0,0.9470205530064153,null,null,0.26353952001099801,7.627982845570247E-2,0.34431570614105406,8.4841740485145603E-2,6.7782654837681838E-2,4.8751506227939457E-3,1.0150652537394905E-5,1.7871641481495757E-3,0,0.84343191535406292,null,{"$f":"J1233*VLOOKUP($B1233,$AR$36:$AZ$47,MATCH(AG$2,$AS$2:$BA$2,0)+1,FALSE)","v":0.27170588215514579},{"$f":"K1233*VLOOKUP($B1233,$AR$36:$AZ$47,MATCH(AH$2,$AS$2:$BA$2,0)+1,FALSE)","v":0.35007406132275615},{"$f":"L1233*VLOOKUP($B1233,$AR$36:$AZ$47,MATCH(AI$2,$AS$2:$BA$2,0)+1,FALSE)","v":5.9360205462038679E-3},{"$f":"M1233*VLOOKUP($B1233,$AR$36:$AZ$47,MATCH(AJ$2,$AS$2:$BA$2,0)+1,FALSE)","v":8.0301418986896217E-2},{"$f":"N1233*VLOOKUP($B1233,$AR$36:$AZ$47,MATCH(AK$2,$AS$2:$BA$2,0)+1,FALSE)","v":8.5050221872461709E-2},{"$f":"O1233*VLOOKUP($B1233,$AR$36:$AZ$47,MATCH(AL$2,$AS$2:$BA$2,0)+1,FALSE)","v":6.4628977075331703E-2},{"$f":"P1233*VLOOKUP($B1233,$AR$36:$AZ$47,MATCH(AM$2,$AS$2:$BA$2,0)+1,FALSE)","v":1.0150652537394905E-5},{"$f":"Q1233*VLOOKUP($B1233,$AR$36:$AZ$47,MATCH(AN$2,$AS$2:$BA$2,0)+1,FALSE)","v":1.8857902256094999E-3},{"$f":"R1233*VLOOKUP($B1233,$AR$36:$BA$47,MATCH(AO$2,$AS$2:$BA$2,0)+1,FALSE)","v":0},0.85959252283694232]
[2006,2,21,19,null,2013,2,21,19,0.44420481992912059,0.43357960404652923,8.7170929771520234E-3,9.4961641157635293E-2,0.10434650000000002,7.3783000000000001E-2,2.028188418606668E-5,2.4450307537640017E-3,0,1.1620579707483873,null,null,0.42055290238655507,8.3173271051017239E-2,0.38356180355967145,8.2245577850797974E-2,6.8015879530649789E-2,4.8751506227939457E-3,1.0150652537394905E-5,1.7871641481495757E-3,0,1.0442218998021724,null,{"$f":"J1245*VLOOKUP($B1245,$AR$36:$AZ$47,MATCH(AG$2,$AS$2:$BA$2,0)+1,FALSE)","v":0.43358467576732818},{"$f":"K1245*VLOOKUP($B1245,$AR$36:$AZ$47,MATCH(AH$2,$AS$2:$BA$2,0)+1,FALSE)","v":0.38997651267586264},{"$f":"L1245*VLOOKUP($B1245,$AR$36:$AZ$47,MATCH(AI$2,$AS$2:$BA$2,0)+1,FALSE)","v":5.9360205462038679E-3},{"$f":"M1245*VLOOKUP($B1245,$AR$36:$AZ$47,MATCH(AJ$2,$AS$2:$BA$2,0)+1,FALSE)","v":8.7558294537290901E-2},{"$f":"N1245*VLOOKUP($B1245,$AR$36:$AZ$47,MATCH(AK$2,$AS$2:$BA$2,0)+1,FALSE)","v":8.2447679694453005E-2},{"$f":"O1245*VLOOKUP($B1245,$AR$36:$AZ$47,MATCH(AL$2,$AS$2:$BA$2,0)+1,FALSE)","v":6.4851350680663666E-2},{"$f":"P1245*VLOOKUP($B1245,$AR$36:$AZ$47,MATCH(AM$2,$AS$2:$BA$2,0)+1,FALSE)","v":1.0150652537394905E-5},{"$f":"Q1245*VLOOKUP($B1245,$AR$36:$AZ$47,MATCH(AN$2,$AS$2:$BA$2,0)+1,FALSE)","v":1.8857902256094999E-3},{"$f":"R1245*VLOOKUP($B1245,$AR$36:$BA$47,MATCH(AO$2,$AS$2:$BA$2,0)+1,FALSE)","v":0},1.0662504747799493]
[2006,2,21,24,null,2013,2,21,24,0.22693557026285199,0.36738826744535041,8.7170929771520234E-3,0.11902452238057747,8.8384900000000058E-2,6.6594E-2,2.028188418606668E-5,2.4450307537640017E-3,0,0.87950966570388212,null,null,0.21485226734824489,0.10424902877620144,0.32500630830614263,6.9664695737614551E-2,6.1388795270781782E-2,4.8751506227939457E-3,1.0150652537394905E-5,1.7871641481495757E-3,0,0.78183356086246625,null,{"$f":"J1250*VLOOKUP($B1250,$AR$36:$AZ$47,MATCH(AG$2,$AS$2:$BA$2,0)+1,FALSE)","v":0.22150994594834181},{"$f":"K1250*VLOOKUP($B1250,$AR$36:$AZ$47,MATCH(AH$2,$AS$2:$BA$2,0)+1,FALSE)","v":0.33044173203541582},{"$f":"L1250*VLOOKUP($B1250,$AR$36:$AZ$47,MATCH(AI$2,$AS$2:$BA$2,0)+1,FALSE)","v":5.9360205462038679E-3},{"$f":"M1250*VLOOKUP($B1250,$AR$36:$AZ$47,MATCH(AJ$2,$AS$2:$BA$2,0)+1,FALSE)","v":0.1097451988056868},{"$f":"N1250*VLOOKUP($B1250,$AR$36:$AZ$47,MATCH(AK$2,$AS$2:$BA$2,0)+1,FALSE)","v":6.9835882612509878E-2},{"$f":"O1250*VLOOKUP($B1250,$AR$36:$AZ$47,MATCH(AL$2,$AS$2:$BA$2,0)+1,FALSE)","v":5.8532600290420782E-2},{"$f":"P1250*VLOOKUP($B1250,$AR$36:$AZ$47,MATCH(AM$2,$AS$2:$BA$2,0)+1,FALSE)","v":1.0150652537394905E-5},{"$f":"Q1250*VLOOKUP($B1250,$AR$36:$AZ$47,MATCH(AN$2,$AS$2:$BA$2,0)+1,FALSE)","v":1.8857902256094999E-3},{"$f":"R1250*VLOOKUP($B1250,$AR$36:$BA$47,MATCH(AO$2,$AS$2:$BA$2,0)+1,FALSE)","v":0},0.79789732111672584]
[2006,2,22,9,null,2013,2,22,9,0.26255934149536297,0.43454662115451204,0,9.1018745813302951E-2,0.11709739999999999,8.1136E-2,0,2.0486301538702968E-3,0,0.9884067386170482,null,null,0.24857923228342438,7.9719839758106398E-2,0.38441726544613775,9.2295796484079762E-2,7.4794145014417973E-2,0,0,1.4974201687151995E-3,0,0.88130369915488138,null,{"$f":"J1259*VLOOKUP($B1259,$AR$36:$AZ$47,MATCH(AG$2,$AS$2:$BA$2,0)+1,FALSE)","v":0.25628201641331866},{"$f":"K1259*VLOOKUP($B1259,$AR$36:$AZ$47,MATCH(AH$2,$AS$2:$BA$2,0)+1,FALSE)","v":0.39084628135489985},{"$f":"L1259*VLOOKUP($B1259,$AR$36:$AZ$47,MATCH(AI$2,$AS$2:$BA$2,0)+1,FALSE)","v":0},{"$f":"M1259*VLOOKUP($B1259,$AR$36:$AZ$47,MATCH(AJ$2,$AS$2:$BA$2,0)+1,FALSE)","v":8.39227930055126E-2},{"$f":"N1259*VLOOKUP($B1259,$AR$36:$AZ$47,MATCH(AK$2,$AS$2:$BA$2,0)+1,FALSE)","v":9.2522594703734556E-2},{"$f":"O1259*VLOOKUP($B1259,$AR$36:$AZ$47,MATCH(AL$2,$AS$2:$BA$2,0)+1,FALSE)","v":7.1314248388196833E-2},{"$f":"P1259*VLOOKUP($B1259,$AR$36:$AZ$47,MATCH(AM$2,$AS$2:$BA$2,0)+1,FALSE)","v":0},{"$f":"Q1259*VLOOKUP($B1259,$AR$36:$AZ$47,MATCH(AN$2,$AS$2:$BA$2,0)+1,FALSE)","v":1.5800564938130762E-3},{"$f":"R1259*VLOOKUP($B1259,$AR$36:$BA$47,MATCH(AO$2,$AS$2:$BA$2,0)+1,FALSE)","v":0},0.89646799035947566]
[2006,2,22,18,null,2013,2,22,18,0.34920996456871406,0.41887501589149601,2.4698430101930732E-3,8.4293391313081376E-2,0.10833140000000001,7.6905000000000001E-2,5.7465338527188925E-6,2.1609436571735138E-3,0,1.0422513049745106,null,null,0.33061609769365546,7.382935886558939E-2,0.37055353863966967,8.5386463296669601E-2,7.0893853805139698E-2,1.3812926764582845E-3,2.8760182189285559E-6,1.5795142962216067E-3,0,0.93424299529162258,null,{"$f":"J1268*VLOOKUP($B1268,$AR$36:$AZ$47,MATCH(AG$2,$AS$2:$BA$2,0)+1,FALSE)","v":0.34086097779489666},{"$f":"K1268*VLOOKUP($B1268,$AR$36:$AZ$47,MATCH(AH$2,$AS$2:$BA$2,0)+1,FALSE)","v":0.37675069680372286},{"$f":"L1268*VLOOKUP($B1268,$AR$36:$AZ$47,MATCH(AI$2,$AS$2:$BA$2,0)+1,FALSE)","v":1.6818724880910958E-3},{"$f":"M1268*VLOOKUP($B1268,$AR$36:$AZ$47,MATCH(AJ$2,$AS$2:$BA$2,0)+1,FALSE)","v":7.7721756850075971E-2},{"$f":"N1268*VLOOKUP($B1268,$AR$36:$AZ$47,MATCH(AK$2,$AS$2:$BA$2,0)+1,FALSE)","v":8.5596283229927836E-2},{"$f":"O1268*VLOOKUP($B1268,$AR$36:$AZ$47,MATCH(AL$2,$AS$2:$BA$2,0)+1,FALSE)","v":6.7595423391518902E-2},{"$f":"P1268*VLOOKUP($B1268,$AR$36:$AZ$47,MATCH(AM$2,$AS$2:$BA$2,0)+1,FALSE)","v":2.8760182189285559E-6},{"$f":"Q1268*VLOOKUP($B1268,$AR$36:$AZ$47,MATCH(AN$2,$AS$2:$BA$2,0)+1,FALSE)","v":1.6666810511553967E-3},{"$f":"R1268*VLOOKUP($B1268,$AR$36:$BA$47,MATCH(AO$2,$AS$2:$BA$2,0)+1,FALSE)","v":0},0.95187656762760764]
[2006,2,23,2,null,2013,2,23,2,0.22313588887357794,0.32517563471551569,8.7170929771520234E-3,9.6621397038687162E-2,8.2781600000000011E-2,6.3112000000000001E-2,2.028188418606668E-5,2.4450307537640017E-3,0,0.80200892624288278,null,null,0.21125490197823751,8.462698777379471E-2,0.28766333047289594,6.5248192583494583E-2,5.8178959773096374E-2,4.8751506227939457E-3,1.0150652537394905E-5,1.7871641481495757E-3,0,0.71364483800500012,null,{"$f":"J1276*VLOOKUP($B1276,$AR$36:$AZ$47,MATCH(AG$2,$AS$2:$BA$2,0)+1,FALSE)","v":0.21780110815713905},{"$f":"K1276*VLOOKUP($B1276,$AR$36:$AZ$47,MATCH(AH$2,$AS$2:$BA$2,0)+1,FALSE)","v":0.29247422814636914},{"$f":"L1276*VLOOKUP($B1276,$AR$36:$AZ$47,MATCH(AI$2,$AS$2:$BA$2,0)+1,FALSE)","v":5.9360205462038679E-3},{"$f":"M1276*VLOOKUP($B1276,$AR$36:$AZ$47,MATCH(AJ$2,$AS$2:$BA$2,0)+1,FALSE)","v":8.908865345402342E-2},{"$f":"N1276*VLOOKUP($B1276,$AR$36:$AZ$47,MATCH(AK$2,$AS$2:$BA$2,0)+1,FALSE)","v":6.5408526796723709E-2},{"$f":"O1276*VLOOKUP($B1276,$AR$36:$AZ$47,MATCH(AL$2,$AS$2:$BA$2,0)+1,FALSE)","v":5.5472106639172243E-2},{"$f":"P1276*VLOOKUP($B1276,$AR$36:$AZ$47,MATCH(AM$2,$AS$2:$BA$2,0)+1,FALSE)","v":1.0150652537394905E-5},{"$f":"Q1276*VLOOKUP($B1276,$AR$36:$AZ$47,MATCH(AN$2,$AS$2:$BA$2,0)+1,FALSE)","v":1.8857902256094999E-3},{"$f":"R1276*VLOOKUP($B1276,$AR$36:$BA$47,MATCH(AO$2,$AS$2:$BA$2,0)+1,FALSE)","v":0},0.72807658461777836]
[2006,2,23,8,null,2013,2,23,8,0.27428453491080668,0.35059744581043728,4.3585464885760123E-4,8.4288120459181548E-2,8.5285000000000014E-2,6.5589999999999996E-2,1.0140942093033342E-6,2.0684501838649822E-3,0,0.86255042010735761,null,null,0.25968011165410609,7.3824742326166357E-2,0.31015247807651569,6.7221364463640895E-2,6.0463271192758759E-2,2.4375753113969729E-4,5.0753262686974528E-7,1.5119073676869185E-3,0,0.77309814014464129,null,{"$f":"J1282*VLOOKUP($B1282,$AR$36:$AZ$47,MATCH(AG$2,$AS$2:$BA$2,0)+1,FALSE)","v":0.26772688138834433},{"$f":"K1282*VLOOKUP($B1282,$AR$36:$AZ$47,MATCH(AH$2,$AS$2:$BA$2,0)+1,FALSE)","v":0.31533948551589747},{"$f":"L1282*VLOOKUP($B1282,$AR$36:$AZ$47,MATCH(AI$2,$AS$2:$BA$2,0)+1,FALSE)","v":2.9680102731019346E-4},{"$f":"M1282*VLOOKUP($B1282,$AR$36:$AZ$47,MATCH(AJ$2,$AS$2:$BA$2,0)+1,FALSE)","v":7.7716896919554579E-2},{"$f":"N1282*VLOOKUP($B1282,$AR$36:$AZ$47,MATCH(AK$2,$AS$2:$BA$2,0)+1,FALSE)","v":6.738654734697784E-2},{"$f":"O1282*VLOOKUP($B1282,$AR$36:$AZ$47,MATCH(AL$2,$AS$2:$BA$2,0)+1,FALSE)","v":5.7650137445546125E-2},{"$f":"P1282*VLOOKUP($B1282,$AR$36:$AZ$47,MATCH(AM$2,$AS$2:$BA$2,0)+1,FALSE)","v":5.0753262686974528E-7},{"$f":"Q1282*VLOOKUP($B1282,$AR$36:$AZ$47,MATCH(AN$2,$AS$2:$BA$2,0)+1,FALSE)","v":1.5953431804028976E-3},{"$f":"R1282*VLOOKUP($B1282,$AR$36:$BA$47,MATCH(AO$2,$AS$2:$BA$2,0)+1,FALSE)","v":0},0.78771260035666024]
[2006,2,23,19,null,2013,2,23,19,0.42856705776090637,0.3793583439901177,8.7170929771520234E-3,0.10207639225321491,8.8030599999999987E-2,6.7727999999999997E-2,2.028188418606668E-5,2.4450307537640017E-3,0,1.076942799619341,null,null,0.4057477810289738,8.9404809534549295E-2,0.33559551523702391,6.9385437609813971E-2,6.2434158123847616E-2,4.8751506227939457E-3,1.0150652537394905E-5,1.7871641481495757E-3,0,0.96924016695768966,null,{"$f":"J1293*VLOOKUP($B1293,$AR$36:$AZ$47,MATCH(AG$2,$AS$2:$BA$2,0)+1,FALSE)","v":0.41832078457291555},{"$f":"K1293*VLOOKUP($B1293,$AR$36:$AZ$47,MATCH(AH$2,$AS$2:$BA$2,0)+1,FALSE)","v":0.34120803345694334},{"$f":"L1293*VLOOKUP($B1293,$AR$36:$AZ$47,MATCH(AI$2,$AS$2:$BA$2,0)+1,FALSE)","v":5.9360205462038679E-3},{"$f":"M1293*VLOOKUP($B1293,$AR$36:$AZ$47,MATCH(AJ$2,$AS$2:$BA$2,0)+1,FALSE)","v":9.4118369367423363E-2},{"$f":"N1293*VLOOKUP($B1293,$AR$36:$AZ$47,MATCH(AK$2,$AS$2:$BA$2,0)+1,FALSE)","v":6.9555938264441175E-2},{"$f":"O1293*VLOOKUP($B1293,$AR$36:$AZ$47,MATCH(AL$2,$AS$2:$BA$2,0)+1,FALSE)","v":5.9529326252659671E-2},{"$f":"P1293*VLOOKUP($B1293,$AR$36:$AZ$47,MATCH(AM$2,$AS$2:$BA$2,0)+1,FALSE)","v":1.0150652537394905E-5},{"$f":"Q1293*VLOOKUP($B1293,$AR$36:$AZ$47,MATCH(AN$2,$AS$2:$BA$2,0)+1,FALSE)","v":1.8857902256094999E-3},{"$f":"R1293*VLOOKUP($B1293,$AR$36:$BA$47,MATCH(AO$2,$AS$2:$BA$2,0)+1,FALSE)","v":0},0.99056441333873402]
[2006,2,24,1,null,2013,2,24,1,0.24455718351022715,0.33767683069301258,8.7170929771520234E-3,0.10661618327155126,8.1547499999999981E-2,6.3367999999999994E-2,2.028188418606668E-5,2.4450307537640017E-3,0,0.84494810308989299,null,null,0.23153560859857059,9.3381038928650309E-2,0.29872238682847824,6.4275478907178926E-2,5.841494997625761E-2,4.8751506227939457E-3,1.0150652537394905E-5,1.7871641481495757E-3,0,0.75300192866261662,null,{"$f":"J1299*VLOOKUP($B1299,$AR$36:$AZ$47,MATCH(AG$2,$AS$2:$BA$2,0)+1,FALSE)","v":0.23871025788457781},{"$f":"K1299*VLOOKUP($B1299,$AR$36:$AZ$47,MATCH(AH$2,$AS$2:$BA$2,0)+1,FALSE)","v":0.30371823678072957},{"$f":"L1299*VLOOKUP($B1299,$AR$36:$AZ$47,MATCH(AI$2,$AS$2:$BA$2,0)+1,FALSE)","v":5.9360205462038679E-3},{"$f":"M1299*VLOOKUP($B1299,$AR$36:$AZ$47,MATCH(AJ$2,$AS$2:$BA$2,0)+1,FALSE)","v":9.8304231724850422E-2},{"$f":"N1299*VLOOKUP($B1299,$AR$36:$AZ$47,MATCH(AK$2,$AS$2:$BA$2,0)+1,FALSE)","v":6.4433422873631629E-2},{"$f":"O1299*VLOOKUP($B1299,$AR$36:$AZ$47,MATCH(AL$2,$AS$2:$BA$2,0)+1,FALSE)","v":5.5697117085674139E-2},{"$f":"P1299*VLOOKUP($B1299,$AR$36:$AZ$47,MATCH(AM$2,$AS$2:$BA$2,0)+1,FALSE)","v":1.0150652537394905E-5},{"$f":"Q1299*VLOOKUP($B1299,$AR$36:$AZ$47,MATCH(AN$2,$AS$2:$BA$2,0)+1,FALSE)","v":1.8857902256094999E-3},{"$f":"R1299*VLOOKUP($B1299,$AR$36:$BA$47,MATCH(AO$2,$AS$2:$BA$2,0)+1,FALSE)","v":0},0.76869522777381438]
[2006,2,24,4,null,2013,2,24,4,0.21023961077800871,0.3228976211278104,8.7170929771520234E-3,9.676023468204048E-2,8.0413100000000001E-2,6.2667E-2,2.028188418606668E-5,2.4450307537640017E-3,0,0.78415997220296174,null,null,0.1990452929426102,8.4748590357763748E-2,0.28564810883405722,6.3381348452262426E-2,5.776874242775748E-2,4.8751506227939457E-3,1.0150652537394905E-5,1.7871641481495757E-3,0,0.69726454843793195,null,{"$f":"J1302*VLOOKUP($B1302,$AR$36:$AZ$47,MATCH(AG$2,$AS$2:$BA$2,0)+1,FALSE)","v":0.20521315704583659},{"$f":"K1302*VLOOKUP($B1302,$AR$36:$AZ$47,MATCH(AH$2,$AS$2:$BA$2,0)+1,FALSE)","v":0.29042530382781145},{"$f":"L1302*VLOOKUP($B1302,$AR$36:$AZ$47,MATCH(AI$2,$AS$2:$BA$2,0)+1,FALSE)","v":5.9360205462038679E-3},{"$f":"M1302*VLOOKUP($B1302,$AR$36:$AZ$47,MATCH(AJ$2,$AS$2:$BA$2,0)+1,FALSE)","v":8.9216667114290868E-2},{"$f":"N1302*VLOOKUP($B1302,$AR$36:$AZ$47,MATCH(AK$2,$AS$2:$BA$2,0)+1,FALSE)","v":6.3537095274283445E-2},{"$f":"O1302*VLOOKUP($B1302,$AR$36:$AZ$47,MATCH(AL$2,$AS$2:$BA$2,0)+1,FALSE)","v":5.5080975198963857E-2},{"$f":"P1302*VLOOKUP($B1302,$AR$36:$AZ$47,MATCH(AM$2,$AS$2:$BA$2,0)+1,FALSE)","v":1.0150652537394905E-5},{"$f":"Q1302*VLOOKUP($B1302,$AR$36:$AZ$47,MATCH(AN$2,$AS$2:$BA$2,0)+1,FALSE)","v":1.8857902256094999E-3},{"$f":"R1302*VLOOKUP($B1302,$AR$36:$BA$47,MATCH(AO$2,$AS$2:$BA$2,0)+1,FALSE)","v":0},0.711305159885537]
[2006,2,24,15,null,2013,2,24,15,0.3339403847680868,0.38350059121838626,0,9.5927234940856296E-2,8.8500700000000015E-2,6.8398E-2,0,2.0486301538702968E-3,0,0.97231554108119955,null,null,0.31615955464128248,8.401899773052672E-2,0.33925991227700608,6.9755968927564568E-2,6.3051788733683695E-2,0,0,1.4974201687151995E-3,0,0.87374364247877867,null,{"$f":"J1313*VLOOKUP($B1313,$AR$36:$AZ$47,MATCH(AG$2,$AS$2:$BA$2,0)+1,FALSE)","v":0.3259564663850143},{"$f":"K1313*VLOOKUP($B1313,$AR$36:$AZ$47,MATCH(AH$2,$AS$2:$BA$2,0)+1,FALSE)","v":0.34493371407855322},{"$f":"L1313*VLOOKUP($B1313,$AR$36:$AZ$47,MATCH(AI$2,$AS$2:$BA$2,0)+1,FALSE)","v":0},{"$f":"M1313*VLOOKUP($B1313,$AR$36:$AZ$47,MATCH(AJ$2,$AS$2:$BA$2,0)+1,FALSE)","v":8.8448609235351958E-2},{"$f":"N1313*VLOOKUP($B1313,$AR$36:$AZ$47,MATCH(AK$2,$AS$2:$BA$2,0)+1,FALSE)","v":6.9927380087831184E-2},{"$f":"O1313*VLOOKUP($B1313,$AR$36:$AZ$47,MATCH(AL$2,$AS$2:$BA$2,0)+1,FALSE)","v":6.0118220780613872E-2},{"$f":"P1313*VLOOKUP($B1313,$AR$36:$AZ$47,MATCH(AM$2,$AS$2:$BA$2,0)+1,FALSE)","v":0},{"$f":"Q1313*VLOOKUP($B1313,$AR$36:$AZ$47,MATCH(AN$2,$AS$2:$BA$2,0)+1,FALSE)","v":1.5800564938130762E-3},{"$f":"R1313*VLOOKUP($B1313,$AR$36:$BA$47,MATCH(AO$2,$AS$2:$BA$2,0)+1,FALSE)","v":0},0.89096444706117761]
[2006,2,24,21,null,2013,2,24,21,0.42929203301723595,0.3699662132643286,8.7170929771520234E-3,0.11010782194934528,8.3196099999999995E-2,6.6878999999999994E-2,2.028188418606668E-5,2.4450307537640017E-3,0,1.0706235738460119,null,null,0.40643415459929322,9.6439231759145927E-2,0.32728686195437257,6.5574900158920243E-2,6.165151873914488E-2,4.8751506227939457E-3,1.0150652537394905E-5,1.7871641481495757E-3,0,0.96405913263435772,null,{"$f":"J1319*VLOOKUP($B1319,$AR$36:$AZ$47,MATCH(AG$2,$AS$2:$BA$2,0)+1,FALSE)","v":0.41902842696523618},{"$f":"K1319*VLOOKUP($B1319,$AR$36:$AZ$47,MATCH(AH$2,$AS$2:$BA$2,0)+1,FALSE)","v":0.33276042579077186},{"$f":"L1319*VLOOKUP($B1319,$AR$36:$AZ$47,MATCH(AI$2,$AS$2:$BA$2,0)+1,FALSE)","v":5.9360205462038679E-3},{"$f":"M1319*VLOOKUP($B1319,$AR$36:$AZ$47,MATCH(AJ$2,$AS$2:$BA$2,0)+1,FALSE)","v":0.10152365721119591},{"$f":"N1319*VLOOKUP($B1319,$AR$36:$AZ$47,MATCH(AK$2,$AS$2:$BA$2,0)+1,FALSE)","v":6.5736037189821211E-2},{"$f":"O1319*VLOOKUP($B1319,$AR$36:$AZ$47,MATCH(AL$2,$AS$2:$BA$2,0)+1,FALSE)","v":5.878310020156547E-2},{"$f":"P1319*VLOOKUP($B1319,$AR$36:$AZ$47,MATCH(AM$2,$AS$2:$BA$2,0)+1,FALSE)","v":1.0150652537394905E-5},{"$f":"Q1319*VLOOKUP($B1319,$AR$36:$AZ$47,MATCH(AN$2,$AS$2:$BA$2,0)+1,FALSE)","v":1.8857902256094999E-3},{"$f":"R1319*VLOOKUP($B1319,$AR$36:$BA$47,MATCH(AO$2,$AS$2:$BA$2,0)+1,FALSE)","v":0},0.98566360878294157]
[2006,2,25,5,null,2013,2,25,5,0.22727635522432321,0.33906005054764465,8.7170929771520234E-3,9.0898974424861778E-2,8.4244199999999991E-2,6.4288999999999999E-2,2.028188418606668E-5,2.4450307537640017E-3,0,0.81695098581193171,null,null,0.21517490703652942,7.9614936577900849E-2,0.2999460382576753,6.6401009229616642E-2,5.9263961605599449E-2,4.8751506227939457E-3,1.0150652537394905E-5,1.7871641481495757E-3,0,0.72707331813080267,null,{"$f":"J1327*VLOOKUP($B1327,$AR$36:$AZ$47,MATCH(AG$2,$AS$2:$BA$2,0)+1,FALSE)","v":0.22184258334982127},{"$f":"K1327*VLOOKUP($B1327,$AR$36:$AZ$47,MATCH(AH$2,$AS$2:$BA$2,0)+1,FALSE)","v":0.30496235262506144},{"$f":"L1327*VLOOKUP($B1327,$AR$36:$AZ$47,MATCH(AI$2,$AS$2:$BA$2,0)+1,FALSE)","v":5.9360205462038679E-3},{"$f":"M1327*VLOOKUP($B1327,$AR$36:$AZ$47,MATCH(AJ$2,$AS$2:$BA$2,0)+1,FALSE)","v":8.3812359167402498E-2},{"$f":"N1327*VLOOKUP($B1327,$AR$36:$AZ$47,MATCH(AK$2,$AS$2:$BA$2,0)+1,FALSE)","v":6.6564176256179511E-2},{"$f":"O1327*VLOOKUP($B1327,$AR$36:$AZ$47,MATCH(AL$2,$AS$2:$BA$2,0)+1,FALSE)","v":5.6506627324847E-2},{"$f":"P1327*VLOOKUP($B1327,$AR$36:$AZ$47,MATCH(AM$2,$AS$2:$BA$2,0)+1,FALSE)","v":1.0150652537394905E-5},{"$f":"Q1327*VLOOKUP($B1327,$AR$36:$AZ$47,MATCH(AN$2,$AS$2:$BA$2,0)+1,FALSE)","v":1.8857902256094999E-3},{"$f":"R1327*VLOOKUP($B1327,$AR$36:$BA$47,MATCH(AO$2,$AS$2:$BA$2,0)+1,FALSE)","v":0},0.74152006014766259]
[2006,2,25,14,null,2013,2,25,14,0.28456811204757115,0.48831279975339081,0,0.11012533580418904,0.11822280000000002,8.4376999999999994E-2,0,2.0486301538702968E-3,0,1.0876546777590212,null,null,0.26941613435748968,9.6454571475038692E-2,0.43198097056840229,9.3182833167756648E-2,7.7781817859908606E-2,0,0,1.4974201687151995E-3,0,0.97031374759731115,null,{"$f":"J1336*VLOOKUP($B1336,$AR$36:$AZ$47,MATCH(AG$2,$AS$2:$BA$2,0)+1,FALSE)","v":0.27776459655605412},{"$f":"K1336*VLOOKUP($B1336,$AR$36:$AZ$47,MATCH(AH$2,$AS$2:$BA$2,0)+1,FALSE)","v":0.43920544454941263},{"$f":"L1336*VLOOKUP($B1336,$AR$36:$AZ$47,MATCH(AI$2,$AS$2:$BA$2,0)+1,FALSE)","v":0},{"$f":"M1336*VLOOKUP($B1336,$AR$36:$AZ$47,MATCH(AJ$2,$AS$2:$BA$2,0)+1,FALSE)","v":0.10153980566063506},{"$f":"N1336*VLOOKUP($B1336,$AR$36:$AZ$47,MATCH(AK$2,$AS$2:$BA$2,0)+1,FALSE)","v":9.3411811100337597E-2},{"$f":"O1336*VLOOKUP($B1336,$AR$36:$AZ$47,MATCH(AL$2,$AS$2:$BA$2,0)+1,FALSE)","v":7.4162915798793194E-2},{"$f":"P1336*VLOOKUP($B1336,$AR$36:$AZ$47,MATCH(AM$2,$AS$2:$BA$2,0)+1,FALSE)","v":0},{"$f":"Q1336*VLOOKUP($B1336,$AR$36:$AZ$47,MATCH(AN$2,$AS$2:$BA$2,0)+1,FALSE)","v":1.5800564938130762E-3},{"$f":"R1336*VLOOKUP($B1336,$AR$36:$BA$47,MATCH(AO$2,$AS$2:$BA$2,0)+1,FALSE)","v":0},0.9876646301590456]
[2006,2,25,19,null,2013,2,25,19,0.48799795375201116,0.44129117698624704,8.7170929771520234E-3,8.939112344350765E-2,9.9944400000000058E-2,7.5204999999999994E-2,2.028188418606668E-5,2.4450307537640017E-3,0,1.2050120597968681,null,null,0.46201424793602075,7.8294267549355673E-2,0.39038376842479622,7.8775856698128796E-2,6.932673136227202E-2,4.8751506227939457E-3,1.0150652537394905E-5,1.7871641481495757E-3,0,1.0854673373940542,null,{"$f":"J1341*VLOOKUP($B1341,$AR$36:$AZ$47,MATCH(AG$2,$AS$2:$BA$2,0)+1,FALSE)","v":0.47633079394871813},{"$f":"K1341*VLOOKUP($B1341,$AR$36:$AZ$47,MATCH(AH$2,$AS$2:$BA$2,0)+1,FALSE)","v":0.39691256846402645},{"$f":"L1341*VLOOKUP($B1341,$AR$36:$AZ$47,MATCH(AI$2,$AS$2:$BA$2,0)+1,FALSE)","v":5.9360205462038679E-3},{"$f":"M1341*VLOOKUP($B1341,$AR$36:$AZ$47,MATCH(AJ$2,$AS$2:$BA$2,0)+1,FALSE)","v":8.2422062425114864E-2},{"$f":"N1341*VLOOKUP($B1341,$AR$36:$AZ$47,MATCH(AK$2,$AS$2:$BA$2,0)+1,FALSE)","v":7.8969432405057105E-2},{"$f":"O1341*VLOOKUP($B1341,$AR$36:$AZ$47,MATCH(AL$2,$AS$2:$BA$2,0)+1,FALSE)","v":6.6101213395217198E-2},{"$f":"P1341*VLOOKUP($B1341,$AR$36:$AZ$47,MATCH(AM$2,$AS$2:$BA$2,0)+1,FALSE)","v":1.0150652537394905E-5},{"$f":"Q1341*VLOOKUP($B1341,$AR$36:$AZ$47,MATCH(AN$2,$AS$2:$BA$2,0)+1,FALSE)","v":1.8857902256094999E-3},{"$f":"R1341*VLOOKUP($B1341,$AR$36:$BA$47,MATCH(AO$2,$AS$2:$BA$2,0)+1,FALSE)","v":0},1.1085680320624847]
[2006,2,26,7,null,2013,2,26,7,0.29569877478383455,0.41028398226115503,8.7170929771520234E-3,9.3011858052590296E-2,0.102369,7.3911000000000004E-2,2.028188418606668E-5,2.4450307537640017E-3,0,0.98645702071268204,null,null,0.27995413914538991,8.1465530570654213E-2,0.36295356778554766,8.0686918670087995E-2,6.8133874632230418E-2,4.8751506227939457E-3,1.0150652537394905E-5,1.7871641481495757E-3,0,0.87986649622739121,null,{"$f":"J1353*VLOOKUP($B1353,$AR$36:$AZ$47,MATCH(AG$2,$AS$2:$BA$2,0)+1,FALSE)","v":0.28862914501896436},{"$f":"K1353*VLOOKUP($B1353,$AR$36:$AZ$47,MATCH(AH$2,$AS$2:$BA$2,0)+1,FALSE)","v":0.36902362361076452},{"$f":"L1353*VLOOKUP($B1353,$AR$36:$AZ$47,MATCH(AI$2,$AS$2:$BA$2,0)+1,FALSE)","v":5.9360205462038679E-3},{"$f":"M1353*VLOOKUP($B1353,$AR$36:$AZ$47,MATCH(AJ$2,$AS$2:$BA$2,0)+1,FALSE)","v":8.5760519337597693E-2},{"$f":"N1353*VLOOKUP($B1353,$AR$36:$AZ$47,MATCH(AK$2,$AS$2:$BA$2,0)+1,FALSE)","v":8.0885190424608941E-2},{"$f":"O1353*VLOOKUP($B1353,$AR$36:$AZ$47,MATCH(AL$2,$AS$2:$BA$2,0)+1,FALSE)","v":6.4963855903914625E-2},{"$f":"P1353*VLOOKUP($B1353,$AR$36:$AZ$47,MATCH(AM$2,$AS$2:$BA$2,0)+1,FALSE)","v":1.0150652537394905E-5},{"$f":"Q1353*VLOOKUP($B1353,$AR$36:$AZ$47,MATCH(AN$2,$AS$2:$BA$2,0)+1,FALSE)","v":1.8857902256094999E-3},{"$f":"R1353*VLOOKUP($B1353,$AR$36:$BA$47,MATCH(AO$2,$AS$2:$BA$2,0)+1,FALSE)","v":0},0.89709429572020094]
[2006,2,26,12,null,2013,2,26,12,0.27701722476065949,0.50794447670150322,0,0.12112797227456353,0.11798310000000002,8.5189000000000001E-2,0,2.0486301538702968E-3,0,1.1113104038905965,null,null,0.26226729800625165,0.10609136012222695,0.44934793466644313,9.2993902393740877E-2,7.8530349285560699E-2,0,0,1.4974201687151995E-3,0,0.99072826464293839,null,{"$f":"J1358*VLOOKUP($B1358,$AR$36:$AZ$47,MATCH(AG$2,$AS$2:$BA$2,0)+1,FALSE)","v":0.27039423750282809},{"$f":"K1358*VLOOKUP($B1358,$AR$36:$AZ$47,MATCH(AH$2,$AS$2:$BA$2,0)+1,FALSE)","v":0.45686285472911847},{"$f":"L1358*VLOOKUP($B1358,$AR$36:$AZ$47,MATCH(AI$2,$AS$2:$BA$2,0)+1,FALSE)","v":0},{"$f":"M1358*VLOOKUP($B1358,$AR$36:$AZ$47,MATCH(AJ$2,$AS$2:$BA$2,0)+1,FALSE)","v":0.11168466070963955},{"$f":"N1358*VLOOKUP($B1358,$AR$36:$AZ$47,MATCH(AK$2,$AS$2:$BA$2,0)+1,FALSE)","v":9.322241606722427E-2},{"$f":"O1358*VLOOKUP($B1358,$AR$36:$AZ$47,MATCH(AL$2,$AS$2:$BA$2,0)+1,FALSE)","v":7.4876620808791414E-2},{"$f":"P1358*VLOOKUP($B1358,$AR$36:$AZ$47,MATCH(AM$2,$AS$2:$BA$2,0)+1,FALSE)","v":0},{"$f":"Q1358*VLOOKUP($B1358,$AR$36:$AZ$47,MATCH(AN$2,$AS$2:$BA$2,0)+1,FALSE)","v":1.5800564938130762E-3},{"$f":"R1358*VLOOKUP($B1358,$AR$36:$BA$47,MATCH(AO$2,$AS$2:$BA$2,0)+1,FALSE)","v":0},1.0086208463114148]
[2006,2,26,16,null,2013,2,26,16,0.30742658441967552,0.48303055320423749,0,0.10544404731173508,0.11525900000000004,8.3932000000000007E-2,0,2.0486301538702968E-3,0,1.0971408150895186,null,null,0.29105749543444803,9.2354409852889063E-2,0.42730808468001841,9.0846775478862496E-2,7.7371600514569733E-2,0,0,1.4974201687151995E-3,0,0.980435786129503,null,{"$f":"J1362*VLOOKUP($B1362,$AR$36:$AZ$47,MATCH(AG$2,$AS$2:$BA$2,0)+1,FALSE)","v":0.30007656366522861},{"$f":"K1362*VLOOKUP($B1362,$AR$36:$AZ$47,MATCH(AH$2,$AS$2:$BA$2,0)+1,FALSE)","v":0.43445440905533561},{"$f":"L1362*VLOOKUP($B1362,$AR$36:$AZ$47,MATCH(AI$2,$AS$2:$BA$2,0)+1,FALSE)","v":0},{"$f":"M1362*VLOOKUP($B1362,$AR$36:$AZ$47,MATCH(AJ$2,$AS$2:$BA$2,0)+1,FALSE)","v":9.7223477176422074E-2},{"$f":"N1362*VLOOKUP($B1362,$AR$36:$AZ$47,MATCH(AK$2,$AS$2:$BA$2,0)+1,FALSE)","v":9.1070013022985535E-2},{"$f":"O1362*VLOOKUP($B1362,$AR$36:$AZ$47,MATCH(AL$2,$AS$2:$BA$2,0)+1,FALSE)","v":7.3771784358584808E-2},{"$f":"P1362*VLOOKUP($B1362,$AR$36:$AZ$47,MATCH(AM$2,$AS$2:$BA$2,0)+1,FALSE)","v":0},{"$f":"Q1362*VLOOKUP($B1362,$AR$36:$AZ$47,MATCH(AN$2,$AS$2:$BA$2,0)+1,FALSE)","v":1.5800564938130762E-3},{"$f":"R1362*VLOOKUP($B1362,$AR$36:$BA$47,MATCH(AO$2,$AS$2:$BA$2,0)+1,FALSE)","v":0},0.99817630377236977]
[2006,2,27,2,null,2013,2,27,2,0.18523106507420881,0.28567637252344452,8.9604280101505326E-3,8.3553562357499583E-2,8.2981599999999989E-2,6.4852000000000007E-2,2.054543509625487E-5,2.2586829922203139E-3,0,0.71353425639261991,null,null,0.17536834031098844,7.3181370967487988E-2,0.25272070839318828,6.5405831944375478E-2,5.9782955685207979E-2,5.0112389885805225E-3,1.0282554173884491E-5,1.6509556207083089E-3,0,0.63313168446471069,null,{"$f":"J1372*VLOOKUP($B1372,$AR$36:$AZ$47,MATCH(AG$2,$AS$2:$BA$2,0)+1,FALSE)","v":0.18080252101958927},{"$f":"K1372*VLOOKUP($B1372,$AR$36:$AZ$47,MATCH(AH$2,$AS$2:$BA$2,0)+1,FALSE)","v":0.25694722369511636},{"$f":"L1372*VLOOKUP($B1372,$AR$36:$AZ$47,MATCH(AI$2,$AS$2:$BA$2,0)+1,FALSE)","v":6.1017227773577983E-3},{"$f":"M1372*VLOOKUP($B1372,$AR$36:$AZ$47,MATCH(AJ$2,$AS$2:$BA$2,0)+1,FALSE)","v":7.703960602780327E-2},{"$f":"N1372*VLOOKUP($B1372,$AR$36:$AZ$47,MATCH(AK$2,$AS$2:$BA$2,0)+1,FALSE)","v":6.5566553524394389E-2},{"$f":"O1372*VLOOKUP($B1372,$AR$36:$AZ$47,MATCH(AL$2,$AS$2:$BA$2,0)+1,FALSE)","v":5.7001474517739868E-2},{"$f":"P1372*VLOOKUP($B1372,$AR$36:$AZ$47,MATCH(AM$2,$AS$2:$BA$2,0)+1,FALSE)","v":1.0282554173884491E-5},{"$f":"Q1372*VLOOKUP($B1372,$AR$36:$AZ$47,MATCH(AN$2,$AS$2:$BA$2,0)+1,FALSE)","v":1.7420649220556228E-3},{"$f":"R1372*VLOOKUP($B1372,$AR$36:$BA$47,MATCH(AO$2,$AS$2:$BA$2,0)+1,FALSE)","v":0},0.64521144903823058]
[2006,2,27,9,null,2013,2,27,9,0.23664961184663741,0.42188611787578656,0,8.8425734923530869E-2,0.11133830000000002,8.2193000000000002E-2,0,1.855926749719135E-3,0,0.9423486913956739,null,null,0.22404907971650445,7.7448720652074476E-2,0.37321727950067346,8.7756492267833608E-2,7.5768526439189215E-2,0,0,1.3565660651031451E-3,0,0.83959666464137839,null,{"$f":"J1379*VLOOKUP($B1379,$AR$36:$AZ$47,MATCH(AG$2,$AS$2:$BA$2,0)+1,FALSE)","v":0.23099174214129622},{"$f":"K1379*VLOOKUP($B1379,$AR$36:$AZ$47,MATCH(AH$2,$AS$2:$BA$2,0)+1,FALSE)","v":0.3794589862162917},{"$f":"L1379*VLOOKUP($B1379,$AR$36:$AZ$47,MATCH(AI$2,$AS$2:$BA$2,0)+1,FALSE)","v":0},{"$f":"M1379*VLOOKUP($B1379,$AR$36:$AZ$47,MATCH(AJ$2,$AS$2:$BA$2,0)+1,FALSE)","v":8.1531936987679215E-2},{"$f":"N1379*VLOOKUP($B1379,$AR$36:$AZ$47,MATCH(AK$2,$AS$2:$BA$2,0)+1,FALSE)","v":8.7972136067092963E-2},{"$f":"O1379*VLOOKUP($B1379,$AR$36:$AZ$47,MATCH(AL$2,$AS$2:$BA$2,0)+1,FALSE)","v":7.2243295427073834E-2},{"$f":"P1379*VLOOKUP($B1379,$AR$36:$AZ$47,MATCH(AM$2,$AS$2:$BA$2,0)+1,FALSE)","v":0},{"$f":"Q1379*VLOOKUP($B1379,$AR$36:$AZ$47,MATCH(AN$2,$AS$2:$BA$2,0)+1,FALSE)","v":1.4314292442660084E-3},{"$f":"R1379*VLOOKUP($B1379,$AR$36:$BA$47,MATCH(AO$2,$AS$2:$BA$2,0)+1,FALSE)","v":0},0.85362952608370002]
[2006,2,27,16,null,2013,2,27,16,0.25336277965846976,0.39821067451805847,0,6.1948606336759367E-2,0.11362949999999998,8.2225000000000006E-2,0,1.855926749719135E-3,0,0.91123248726300665,null,null,0.23987234618277375,5.4258415958997698E-2,0.35227303842103425,8.9562408786085262E-2,7.5798025214584383E-2,0,0,1.3565660651031451E-3,0,0.81312080062857839,null,{"$f":"J1386*VLOOKUP($B1386,$AR$36:$AZ$47,MATCH(AG$2,$AS$2:$BA$2,0)+1,FALSE)","v":0.24730532795041593},{"$f":"K1386*VLOOKUP($B1386,$AR$36:$AZ$47,MATCH(AH$2,$AS$2:$BA$2,0)+1,FALSE)","v":0.35816447247410266},{"$f":"L1386*VLOOKUP($B1386,$AR$36:$AZ$47,MATCH(AI$2,$AS$2:$BA$2,0)+1,FALSE)","v":0},{"$f":"M1386*VLOOKUP($B1386,$AR$36:$AZ$47,MATCH(AJ$2,$AS$2:$BA$2,0)+1,FALSE)","v":5.7119003564867751E-2},{"$f":"N1386*VLOOKUP($B1386,$AR$36:$AZ$47,MATCH(AK$2,$AS$2:$BA$2,0)+1,FALSE)","v":8.9782490259288458E-2},{"$f":"O1386*VLOOKUP($B1386,$AR$36:$AZ$47,MATCH(AL$2,$AS$2:$BA$2,0)+1,FALSE)","v":7.2271421732886573E-2},{"$f":"P1386*VLOOKUP($B1386,$AR$36:$AZ$47,MATCH(AM$2,$AS$2:$BA$2,0)+1,FALSE)","v":0},{"$f":"Q1386*VLOOKUP($B1386,$AR$36:$AZ$47,MATCH(AN$2,$AS$2:$BA$2,0)+1,FALSE)","v":1.4314292442660084E-3},{"$f":"R1386*VLOOKUP($B1386,$AR$36:$BA$47,MATCH(AO$2,$AS$2:$BA$2,0)+1,FALSE)","v":0},0.82607414522582734]
[2006,2,28,2,null,2013,2,28,2,0.18405583583076643,0.29213431887417463,8.9604280101505326E-3,8.8041374121198918E-2,8.3753100000000025E-2,6.4023999999999998E-2,2.054543509625487E-5,2.2586829922203139E-3,0,0.72324828526360707,null,null,0.17425568676216358,7.711207371964969E-2,0.25843366519848998,6.6013925778973595E-2,5.9019674871858316E-2,5.0112389885805225E-3,1.0282554173884491E-5,1.6509556207083089E-3,0,0.64150750349459773,null,{"$f":"J1396*VLOOKUP($B1396,$AR$36:$AZ$47,MATCH(AG$2,$AS$2:$BA$2,0)+1,FALSE)","v":0.17965538940910483},{"$f":"K1396*VLOOKUP($B1396,$AR$36:$AZ$47,MATCH(AH$2,$AS$2:$BA$2,0)+1,FALSE)","v":0.2627557243104619},{"$f":"L1396*VLOOKUP($B1396,$AR$36:$AZ$47,MATCH(AI$2,$AS$2:$BA$2,0)+1,FALSE)","v":6.1017227773577983E-3},{"$f":"M1396*VLOOKUP($B1396,$AR$36:$AZ$47,MATCH(AJ$2,$AS$2:$BA$2,0)+1,FALSE)","v":8.117754150831609E-2},{"$f":"N1396*VLOOKUP($B1396,$AR$36:$AZ$47,MATCH(AK$2,$AS$2:$BA$2,0)+1,FALSE)","v":6.6176141626384133E-2},{"$f":"O1396*VLOOKUP($B1396,$AR$36:$AZ$47,MATCH(AL$2,$AS$2:$BA$2,0)+1,FALSE)","v":5.6273706354835265E-2},{"$f":"P1396*VLOOKUP($B1396,$AR$36:$AZ$47,MATCH(AM$2,$AS$2:$BA$2,0)+1,FALSE)","v":1.0282554173884491E-5},{"$f":"Q1396*VLOOKUP($B1396,$AR$36:$AZ$47,MATCH(AN$2,$AS$2:$BA$2,0)+1,FALSE)","v":1.7420649220556228E-3},{"$f":"R1396*VLOOKUP($B1396,$AR$36:$BA$47,MATCH(AO$2,$AS$2:$BA$2,0)+1,FALSE)","v":0},0.6538925734626897]
[2006,2,28,6,null,2013,2,28,6,0.2054841342743467,0.31928389680183611,8.9604280101505326E-3,6.7979752517360978E-2,8.7591799999999997E-2,6.5951999999999997E-2,2.054543509625487E-5,2.2586829922203139E-3,0,0.75753124003101091,null,null,0.19454302426807119,5.954086632434874E-2,0.28245126422443534,6.9039576852041276E-2,6.0796976089416456E-2,5.0112389885805225E-3,1.0282554173884491E-5,1.6509556207083089E-3,0,0.67304418492177576,null,{"$f":"J1400*VLOOKUP($B1400,$AR$36:$AZ$47,MATCH(AG$2,$AS$2:$BA$2,0)+1,FALSE)","v":0.20057137549495552},{"$f":"K1400*VLOOKUP($B1400,$AR$36:$AZ$47,MATCH(AH$2,$AS$2:$BA$2,0)+1,FALSE)","v":0.28717499500963156},{"$f":"L1400*VLOOKUP($B1400,$AR$36:$AZ$47,MATCH(AI$2,$AS$2:$BA$2,0)+1,FALSE)","v":6.1017227773577983E-3},{"$f":"M1400*VLOOKUP($B1400,$AR$36:$AZ$47,MATCH(AJ$2,$AS$2:$BA$2,0)+1,FALSE)","v":6.2679952883361215E-2},{"$f":"N1400*VLOOKUP($B1400,$AR$36:$AZ$47,MATCH(AK$2,$AS$2:$BA$2,0)+1,FALSE)","v":6.9209227623931668E-2},{"$f":"O1400*VLOOKUP($B1400,$AR$36:$AZ$47,MATCH(AL$2,$AS$2:$BA$2,0)+1,FALSE)","v":5.7968316280052723E-2},{"$f":"P1400*VLOOKUP($B1400,$AR$36:$AZ$47,MATCH(AM$2,$AS$2:$BA$2,0)+1,FALSE)","v":1.0282554173884491E-5},{"$f":"Q1400*VLOOKUP($B1400,$AR$36:$AZ$47,MATCH(AN$2,$AS$2:$BA$2,0)+1,FALSE)","v":1.7420649220556228E-3},{"$f":"R1400*VLOOKUP($B1400,$AR$36:$BA$47,MATCH(AO$2,$AS$2:$BA$2,0)+1,FALSE)","v":0},0.68545793754552009]
[2006,2,28,19,null,2013,2,28,19,0.37861101403169223,0.37949195982591205,8.9604280101505326E-3,7.9939397778558782E-2,9.9916300000000013E-2,7.4063000000000004E-2,2.054543509625487E-5,2.2586829922203139E-3,0,1.02326132807363,null,null,0.35845167292860924,7.0015862384414609E-2,0.33571371713232318,7.8753708367924988E-2,6.8273993815357412E-2,5.0112389885805225E-3,1.0282554173884491E-5,1.6509556207083089E-3,0,0.91788143179209203,null,{"$f":"J1413*VLOOKUP($B1413,$AR$36:$AZ$47,MATCH(AG$2,$AS$2:$BA$2,0)+1,FALSE)","v":0.36955910065781084},{"$f":"K1413*VLOOKUP($B1413,$AR$36:$AZ$47,MATCH(AH$2,$AS$2:$BA$2,0)+1,FALSE)","v":0.34132821216736942},{"$f":"L1413*VLOOKUP($B1413,$AR$36:$AZ$47,MATCH(AI$2,$AS$2:$BA$2,0)+1,FALSE)","v":6.1017227773577983E-3},{"$f":"M1413*VLOOKUP($B1413,$AR$36:$AZ$47,MATCH(AJ$2,$AS$2:$BA$2,0)+1,FALSE)","v":7.3707206936428696E-2},{"$f":"N1413*VLOOKUP($B1413,$AR$36:$AZ$47,MATCH(AK$2,$AS$2:$BA$2,0)+1,FALSE)","v":7.8947229649819345E-2},{"$f":"O1413*VLOOKUP($B1413,$AR$36:$AZ$47,MATCH(AL$2,$AS$2:$BA$2,0)+1,FALSE)","v":6.5097455856525127E-2},{"$f":"P1413*VLOOKUP($B1413,$AR$36:$AZ$47,MATCH(AM$2,$AS$2:$BA$2,0)+1,FALSE)","v":1.0282554173884491E-5},{"$f":"Q1413*VLOOKUP($B1413,$AR$36:$AZ$47,MATCH(AN$2,$AS$2:$BA$2,0)+1,FALSE)","v":1.7420649220556228E-3},{"$f":"R1413*VLOOKUP($B1413,$AR$36:$BA$47,MATCH(AO$2,$AS$2:$BA$2,0)+1,FALSE)","v":0},0.93649327552154082]
[2006,2,28,20,null,2013,2,28,20,0.39596846727825979,0.36486510863572352,8.9604280101505326E-3,7.5931587890626692E-2,9.589099999999999E-2,7.2572999999999999E-2,2.054543509625487E-5,2.2586829922203139E-3,0,1.0164688202420769,null,null,0.37488491951527997,6.6505574924485639E-2,0.32277422143061679,7.5580979771155396E-2,6.6900457086020451E-2,5.0112389885805225E-3,1.0282554173884491E-5,1.6509556207083089E-3,0,0.91331862989102086,null,{"$f":"J1414*VLOOKUP($B1414,$AR$36:$AZ$47,MATCH(AG$2,$AS$2:$BA$2,0)+1,FALSE)","v":0.38650156818722764},{"$f":"K1414*VLOOKUP($B1414,$AR$36:$AZ$47,MATCH(AH$2,$AS$2:$BA$2,0)+1,FALSE)","v":0.32817231561378896},{"$f":"L1414*VLOOKUP($B1414,$AR$36:$AZ$47,MATCH(AI$2,$AS$2:$BA$2,0)+1,FALSE)","v":6.1017227773577983E-3},{"$f":"M1414*VLOOKUP($B1414,$AR$36:$AZ$47,MATCH(AJ$2,$AS$2:$BA$2,0)+1,FALSE)","v":7.0011851692572846E-2},{"$f":"N1414*VLOOKUP($B1414,$AR$36:$AZ$47,MATCH(AK$2,$AS$2:$BA$2,0)+1,FALSE)","v":7.5766704715355002E-2},{"$f":"O1414*VLOOKUP($B1414,$AR$36:$AZ$47,MATCH(AL$2,$AS$2:$BA$2,0)+1,FALSE)","v":6.3787824742119512E-2},{"$f":"P1414*VLOOKUP($B1414,$AR$36:$AZ$47,MATCH(AM$2,$AS$2:$BA$2,0)+1,FALSE)","v":1.0282554173884491E-5},{"$f":"Q1414*VLOOKUP($B1414,$AR$36:$AZ$47,MATCH(AN$2,$AS$2:$BA$2,0)+1,FALSE)","v":1.7420649220556228E-3},{"$f":"R1414*VLOOKUP($B1414,$AR$36:$BA$47,MATCH(AO$2,$AS$2:$BA$2,0)+1,FALSE)","v":0},0.93209433520465124]
[2006,3,1,4,null,2013,3,1,4,0.18031464086069213,0.31517185604463749,8.9604280101505326E-3,9.3193031900422302E-2,8.232550000000001E-2,6.4324999999999993E-2,2.054543509625487E-5,2.2586829922203139E-3,0,0.74656968524321898,null,null,0.17071369367143174,8.1624213817588345E-2,0.27881358903302406,6.4888696021005665E-2,5.9297147727918997E-2,5.0112389885805225E-3,1.0282554173884491E-5,1.6509556207083089E-3,0,0.66200981743443144,null,{"$f":"J1422*VLOOKUP($B1422,$AR$36:$AZ$47,MATCH(AG$2,$AS$2:$BA$2,0)+1,FALSE)","v":0.16484216675818125},{"$f":"K1422*VLOOKUP($B1422,$AR$36:$AZ$47,MATCH(AH$2,$AS$2:$BA$2,0)+1,FALSE)","v":0.28342705260242784},{"$f":"L1422*VLOOKUP($B1422,$AR$36:$AZ$47,MATCH(AI$2,$AS$2:$BA$2,0)+1,FALSE)","v":5.3017296218537679E-3},{"$f":"M1422*VLOOKUP($B1422,$AR$36:$AZ$47,MATCH(AJ$2,$AS$2:$BA$2,0)+1,FALSE)","v":8.28161298163239E-2},{"$f":"N1422*VLOOKUP($B1422,$AR$36:$AZ$47,MATCH(AK$2,$AS$2:$BA$2,0)+1,FALSE)","v":6.6044714211194802E-2},{"$f":"O1422*VLOOKUP($B1422,$AR$36:$AZ$47,MATCH(AL$2,$AS$2:$BA$2,0)+1,FALSE)","v":5.8277432319866436E-2},{"$f":"P1422*VLOOKUP($B1422,$AR$36:$AZ$47,MATCH(AM$2,$AS$2:$BA$2,0)+1,FALSE)","v":1.0282554173884491E-5},{"$f":"Q1422*VLOOKUP($B1422,$AR$36:$AZ$47,MATCH(AN$2,$AS$2:$BA$2,0)+1,FALSE)","v":1.5552262801476889E-3},{"$f":"R1422*VLOOKUP($B1422,$AR$36:$BA$47,MATCH(AO$2,$AS$2:$BA$2,0)+1,FALSE)","v":0},0.66227473416416971]
[2006,3,1,13,null,2013,3,1,13,0.28550365849629755,0.43482930140396436,0,9.8199491766784455E-2,0.11712960000000003,8.3629999999999996E-2,0,1.855926749719135E-3,0,1.0211479784167656,null,null,0.27030186714713411,8.6009180614652792E-2,0.3846673356646137,9.2321176421181608E-2,7.7093205821777935E-2,0,0,1.3565660651031451E-3,0,0.91174933173446326,null,{"$f":"J1431*VLOOKUP($B1431,$AR$36:$AZ$47,MATCH(AG$2,$AS$2:$BA$2,0)+1,FALSE)","v":0.2610051045177057},{"$f":"K1431*VLOOKUP($B1431,$AR$36:$AZ$47,MATCH(AH$2,$AS$2:$BA$2,0)+1,FALSE)","v":0.39103233654417313},{"$f":"L1431*VLOOKUP($B1431,$AR$36:$AZ$47,MATCH(AI$2,$AS$2:$BA$2,0)+1,FALSE)","v":0},{"$f":"M1431*VLOOKUP($B1431,$AR$36:$AZ$47,MATCH(AJ$2,$AS$2:$BA$2,0)+1,FALSE)","v":8.726512800597272E-2},{"$f":"N1431*VLOOKUP($B1431,$AR$36:$AZ$47,MATCH(AK$2,$AS$2:$BA$2,0)+1,FALSE)","v":9.3965915271350481E-2},{"$f":"O1431*VLOOKUP($B1431,$AR$36:$AZ$47,MATCH(AL$2,$AS$2:$BA$2,0)+1,FALSE)","v":7.5767456897169544E-2},{"$f":"P1431*VLOOKUP($B1431,$AR$36:$AZ$47,MATCH(AM$2,$AS$2:$BA$2,0)+1,FALSE)","v":0},{"$f":"Q1431*VLOOKUP($B1431,$AR$36:$AZ$47,MATCH(AN$2,$AS$2:$BA$2,0)+1,FALSE)","v":1.2779066673517241E-3},{"$f":"R1431*VLOOKUP($B1431,$AR$36:$BA$47,MATCH(AO$2,$AS$2:$BA$2,0)+1,FALSE)","v":0},0.91031384790372327]
[2006,3,1,21,null,2013,3,1,21,0.39701481415178058,0.38073483015720389,8.9604280101505326E-3,9.38037678623308E-2,9.168759999999998E-2,6.9892999999999997E-2,2.054543509625487E-5,2.2586829922203139E-3,0,1.0443736686087823,null,null,0.37587555310325521,8.2159134097831779E-2,0.33681320977776125,7.2267873323521359E-2,6.4429934646676137E-2,5.0112389885805225E-3,1.0282554173884491E-5,1.6509556207083089E-3,0,0.93821818211250829,null,{"$f":"J1439*VLOOKUP($B1439,$AR$36:$AZ$47,MATCH(AG$2,$AS$2:$BA$2,0)+1,FALSE)","v":0.36294768903673014},{"$f":"K1439*VLOOKUP($B1439,$AR$36:$AZ$47,MATCH(AH$2,$AS$2:$BA$2,0)+1,FALSE)","v":0.34238637957336837},{"$f":"L1439*VLOOKUP($B1439,$AR$36:$AZ$47,MATCH(AI$2,$AS$2:$BA$2,0)+1,FALSE)","v":5.3017296218537679E-3},{"$f":"M1439*VLOOKUP($B1439,$AR$36:$AZ$47,MATCH(AJ$2,$AS$2:$BA$2,0)+1,FALSE)","v":8.3358861259581959E-2},{"$f":"N1439*VLOOKUP($B1439,$AR$36:$AZ$47,MATCH(AK$2,$AS$2:$BA$2,0)+1,FALSE)","v":7.3555354522114563E-2},{"$f":"O1439*VLOOKUP($B1439,$AR$36:$AZ$47,MATCH(AL$2,$AS$2:$BA$2,0)+1,FALSE)","v":6.33219522290311E-2},{"$f":"P1439*VLOOKUP($B1439,$AR$36:$AZ$47,MATCH(AM$2,$AS$2:$BA$2,0)+1,FALSE)","v":1.0282554173884491E-5},{"$f":"Q1439*VLOOKUP($B1439,$AR$36:$AZ$47,MATCH(AN$2,$AS$2:$BA$2,0)+1,FALSE)","v":1.5552262801476889E-3},{"$f":"R1439*VLOOKUP($B1439,$AR$36:$BA$47,MATCH(AO$2,$AS$2:$BA$2,0)+1,FALSE)","v":0},0.93243747507700148]
[2006,3,2,3,null,2013,3,2,3,0.17618616882643448,0.28132996375244862,8.9604280101505326E-3,8.1095628765239791E-2,8.1996600000000003E-2,6.0787000000000001E-2,2.054543509625487E-5,2.2586829922203139E-3,0,0.69263501778158998,null,null,0.16680504428598422,7.1028560902263171E-2,0.24887570191305908,6.4629458092037018E-2,5.6035689373292071E-2,5.0112389885805225E-3,1.0282554173884491E-5,1.6509556207083089E-3,0,0.61404693173009817,null,{"$f":"J1445*VLOOKUP($B1445,$AR$36:$AZ$47,MATCH(AG$2,$AS$2:$BA$2,0)+1,FALSE)","v":0.16106795146274464},{"$f":"K1445*VLOOKUP($B1445,$AR$36:$AZ$47,MATCH(AH$2,$AS$2:$BA$2,0)+1,FALSE)","v":0.25299379023173746},{"$f":"L1445*VLOOKUP($B1445,$AR$36:$AZ$47,MATCH(AI$2,$AS$2:$BA$2,0)+1,FALSE)","v":5.3017296218537679E-3},{"$f":"M1445*VLOOKUP($B1445,$AR$36:$AZ$47,MATCH(AJ$2,$AS$2:$BA$2,0)+1,FALSE)","v":7.2065754084861738E-2},{"$f":"N1445*VLOOKUP($B1445,$AR$36:$AZ$47,MATCH(AK$2,$AS$2:$BA$2,0)+1,FALSE)","v":6.5780857854366576E-2},{"$f":"O1445*VLOOKUP($B1445,$AR$36:$AZ$47,MATCH(AL$2,$AS$2:$BA$2,0)+1,FALSE)","v":5.5072060294251407E-2},{"$f":"P1445*VLOOKUP($B1445,$AR$36:$AZ$47,MATCH(AM$2,$AS$2:$BA$2,0)+1,FALSE)","v":1.0282554173884491E-5},{"$f":"Q1445*VLOOKUP($B1445,$AR$36:$AZ$47,MATCH(AN$2,$AS$2:$BA$2,0)+1,FALSE)","v":1.5552262801476889E-3},{"$f":"R1445*VLOOKUP($B1445,$AR$36:$BA$47,MATCH(AO$2,$AS$2:$BA$2,0)+1,FALSE)","v":0},0.61384765238413719]
[2006,3,2,14,null,2013,3,2,14,0.2901908186324238,0.35728946829214925,0,9.3683622808094377E-2,8.7672499999999973E-2,6.8898000000000001E-2,0,1.855926749719135E-3,0,0.89959033648238651,null,null,0.27473945699479263,8.2053903638041631E-2,0.31607250795936009,6.91031843341567E-2,6.3512707099233012E-2,0,0,1.3565660651031451E-3,0,0.80683832609068729,null,{"$f":"J1456*VLOOKUP($B1456,$AR$36:$AZ$47,MATCH(AG$2,$AS$2:$BA$2,0)+1,FALSE)","v":0.26529006789668363},{"$f":"K1456*VLOOKUP($B1456,$AR$36:$AZ$47,MATCH(AH$2,$AS$2:$BA$2,0)+1,FALSE)","v":0.32130248618896456},{"$f":"L1456*VLOOKUP($B1456,$AR$36:$AZ$47,MATCH(AI$2,$AS$2:$BA$2,0)+1,FALSE)","v":0},{"$f":"M1456*VLOOKUP($B1456,$AR$36:$AZ$47,MATCH(AJ$2,$AS$2:$BA$2,0)+1,FALSE)","v":8.3252094174044236E-2},{"$f":"N1456*VLOOKUP($B1456,$AR$36:$AZ$47,MATCH(AK$2,$AS$2:$BA$2,0)+1,FALSE)","v":7.0334285326915394E-2},{"$f":"O1456*VLOOKUP($B1456,$AR$36:$AZ$47,MATCH(AL$2,$AS$2:$BA$2,0)+1,FALSE)","v":6.2420497970838061E-2},{"$f":"P1456*VLOOKUP($B1456,$AR$36:$AZ$47,MATCH(AM$2,$AS$2:$BA$2,0)+1,FALSE)","v":0},{"$f":"Q1456*VLOOKUP($B1456,$AR$36:$AZ$47,MATCH(AN$2,$AS$2:$BA$2,0)+1,FALSE)","v":1.2779066673517241E-3},{"$f":"R1456*VLOOKUP($B1456,$AR$36:$BA$47,MATCH(AO$2,$AS$2:$BA$2,0)+1,FALSE)","v":0},0.80387733822479768]
[2006,3,2,17,null,2013,3,2,17,0.33355399679977349,0.33621376483186161,0,7.940372567468465E-2,8.5753300000000005E-2,6.9004999999999997E-2,0,1.855926749719135E-3,0,0.90578571405603892,null,null,0.31579374010206307,6.9546687667688373E-2,0.29742810043863821,6.7590477027143533E-2,6.3611343629460554E-2,0,0,1.3565660651031451E-3,0,0.81532691493009679,null,{"$f":"J1459*VLOOKUP($B1459,$AR$36:$AZ$47,MATCH(AG$2,$AS$2:$BA$2,0)+1,FALSE)","v":0.30493232995875025},{"$f":"K1459*VLOOKUP($B1459,$AR$36:$AZ$47,MATCH(AH$2,$AS$2:$BA$2,0)+1,FALSE)","v":0.30234957399611284},{"$f":"L1459*VLOOKUP($B1459,$AR$36:$AZ$47,MATCH(AI$2,$AS$2:$BA$2,0)+1,FALSE)","v":0},{"$f":"M1459*VLOOKUP($B1459,$AR$36:$AZ$47,MATCH(AJ$2,$AS$2:$BA$2,0)+1,FALSE)","v":7.0562241825127867E-2},{"$f":"N1459*VLOOKUP($B1459,$AR$36:$AZ$47,MATCH(AK$2,$AS$2:$BA$2,0)+1,FALSE)","v":6.8794628531461705E-2},{"$f":"O1459*VLOOKUP($B1459,$AR$36:$AZ$47,MATCH(AL$2,$AS$2:$BA$2,0)+1,FALSE)","v":6.251743827800052E-2},{"$f":"P1459*VLOOKUP($B1459,$AR$36:$AZ$47,MATCH(AM$2,$AS$2:$BA$2,0)+1,FALSE)","v":0},{"$f":"Q1459*VLOOKUP($B1459,$AR$36:$AZ$47,MATCH(AN$2,$AS$2:$BA$2,0)+1,FALSE)","v":1.2779066673517241E-3},{"$f":"R1459*VLOOKUP($B1459,$AR$36:$BA$47,MATCH(AO$2,$AS$2:$BA$2,0)+1,FALSE)","v":0},0.81043411925680486]
[2006,3,3,7,null,2013,3,3,7,0.20753153232892779,0.27983561868904466,7.915044742299638E-3,7.4312799599411242E-2,8.3733899999999986E-2,6.5390000000000004E-2,1.8148467668358473E-5,2.2116947639285105E-3,0,0.72094873859128028,null,null,0.19648140754435364,6.5087740147431017E-2,0.24755374469387631,6.5998792400329007E-2,6.0278903846539042E-2,4.4265944399127953E-3,9.0829228535979702E-6,1.6166101725543737E-3,0,0.64145287616784974,null,{"$f":"J1473*VLOOKUP($B1473,$AR$36:$AZ$47,MATCH(AG$2,$AS$2:$BA$2,0)+1,FALSE)","v":0.18972362586006533},{"$f":"K1473*VLOOKUP($B1473,$AR$36:$AZ$47,MATCH(AH$2,$AS$2:$BA$2,0)+1,FALSE)","v":0.25164995889410818},{"$f":"L1473*VLOOKUP($B1473,$AR$36:$AZ$47,MATCH(AI$2,$AS$2:$BA$2,0)+1,FALSE)","v":4.6831944993041622E-3},{"$f":"M1473*VLOOKUP($B1473,$AR$36:$AZ$47,MATCH(AJ$2,$AS$2:$BA$2,0)+1,FALSE)","v":6.6038182610210966E-2},{"$f":"N1473*VLOOKUP($B1473,$AR$36:$AZ$47,MATCH(AK$2,$AS$2:$BA$2,0)+1,FALSE)","v":6.7174587403523361E-2},{"$f":"O1473*VLOOKUP($B1473,$AR$36:$AZ$47,MATCH(AL$2,$AS$2:$BA$2,0)+1,FALSE)","v":5.9242305470595676E-2},{"$f":"P1473*VLOOKUP($B1473,$AR$36:$AZ$47,MATCH(AM$2,$AS$2:$BA$2,0)+1,FALSE)","v":9.0829228535979702E-6},{"$f":"Q1473*VLOOKUP($B1473,$AR$36:$AZ$47,MATCH(AN$2,$AS$2:$BA$2,0)+1,FALSE)","v":1.5228723253214937E-3},{"$f":"R1473*VLOOKUP($B1473,$AR$36:$BA$47,MATCH(AO$2,$AS$2:$BA$2,0)+1,FALSE)","v":0},0.64004380998598276]
[2006,3,3,14,null,2013,3,3,14,0.2929405877641566,0.32453625326568308,0,7.3572025451101961E-2,8.5935700000000018E-2,6.8576999999999999E-2,0,1.855926749719135E-3,0,0.84741749323066085,null,null,0.27734281323353788,6.4438924391154881E-2,0.28709770815170838,6.7734244124266929E-2,6.3216797508550346E-2,0,0,1.3565660651031451E-3,0,0.76118705347432158,null,{"$f":"J1480*VLOOKUP($B1480,$AR$36:$AZ$47,MATCH(AG$2,$AS$2:$BA$2,0)+1,FALSE)","v":0.26780388429892349},{"$f":"K1480*VLOOKUP($B1480,$AR$36:$AZ$47,MATCH(AH$2,$AS$2:$BA$2,0)+1,FALSE)","v":0.29184824711220486},{"$f":"L1480*VLOOKUP($B1480,$AR$36:$AZ$47,MATCH(AI$2,$AS$2:$BA$2,0)+1,FALSE)","v":0},{"$f":"M1480*VLOOKUP($B1480,$AR$36:$AZ$47,MATCH(AJ$2,$AS$2:$BA$2,0)+1,FALSE)","v":6.5379892534441042E-2},{"$f":"N1480*VLOOKUP($B1480,$AR$36:$AZ$47,MATCH(AK$2,$AS$2:$BA$2,0)+1,FALSE)","v":6.8940956897182201E-2},{"$f":"O1480*VLOOKUP($B1480,$AR$36:$AZ$47,MATCH(AL$2,$AS$2:$BA$2,0)+1,FALSE)","v":6.2129677049350657E-2},{"$f":"P1480*VLOOKUP($B1480,$AR$36:$AZ$47,MATCH(AM$2,$AS$2:$BA$2,0)+1,FALSE)","v":0},{"$f":"Q1480*VLOOKUP($B1480,$AR$36:$AZ$47,MATCH(AN$2,$AS$2:$BA$2,0)+1,FALSE)","v":1.2779066673517241E-3},{"$f":"R1480*VLOOKUP($B1480,$AR$36:$BA$47,MATCH(AO$2,$AS$2:$BA$2,0)+1,FALSE)","v":0},0.75738056455945391]
[2006,3,3,16,null,2013,3,3,16,0.32461824205487555,0.31184729491101043,0,6.1558608270786727E-2,8.5681799999999975E-2,6.8626999999999994E-2,0,1.855926749719135E-3,0,0.85418887198639193,null,null,0.30733377428363523,5.3916831562865905E-2,0.27587254971162289,6.7534120955628593E-2,6.326288934510528E-2,0,0,1.3565660651031451E-3,0,0.76927673192396107,null,{"$f":"J1482*VLOOKUP($B1482,$AR$36:$AZ$47,MATCH(AG$2,$AS$2:$BA$2,0)+1,FALSE)","v":0.29676333621127809},{"$f":"K1482*VLOOKUP($B1482,$AR$36:$AZ$47,MATCH(AH$2,$AS$2:$BA$2,0)+1,FALSE)","v":0.28043734858784397},{"$f":"L1482*VLOOKUP($B1482,$AR$36:$AZ$47,MATCH(AI$2,$AS$2:$BA$2,0)+1,FALSE)","v":0},{"$f":"M1482*VLOOKUP($B1482,$AR$36:$AZ$47,MATCH(AJ$2,$AS$2:$BA$2,0)+1,FALSE)","v":5.4704151049758919E-2},{"$f":"N1482*VLOOKUP($B1482,$AR$36:$AZ$47,MATCH(AK$2,$AS$2:$BA$2,0)+1,FALSE)","v":6.8737268453890332E-2},{"$f":"O1482*VLOOKUP($B1482,$AR$36:$AZ$47,MATCH(AL$2,$AS$2:$BA$2,0)+1,FALSE)","v":6.2174976258305079E-2},{"$f":"P1482*VLOOKUP($B1482,$AR$36:$AZ$47,MATCH(AM$2,$AS$2:$BA$2,0)+1,FALSE)","v":0},{"$f":"Q1482*VLOOKUP($B1482,$AR$36:$AZ$47,MATCH(AN$2,$AS$2:$BA$2,0)+1,FALSE)","v":1.2779066673517241E-3},{"$f":"R1482*VLOOKUP($B1482,$AR$36:$BA$47,MATCH(AO$2,$AS$2:$BA$2,0)+1,FALSE)","v":0},0.76409498722842806]
[2006,3,3,24,null,2013,3,3,24,0.16267738775672677,0.29245325512505665,8.9604280101505326E-3,9.3159685921238286E-2,8.2808500000000021E-2,6.5578999999999998E-2,2.054543509625487E-5,2.2586829922203139E-3,0,0.70791748524048881,null,null,0.15401554531684508,8.1595007349257301E-2,0.25871580892127394,6.5269395077533071E-2,6.0453130988716672E-2,5.0112389885805225E-3,1.0282554173884491E-5,1.6509556207083089E-3,0,0.62672136481708862,null,{"$f":"J1490*VLOOKUP($B1490,$AR$36:$AZ$47,MATCH(AG$2,$AS$2:$BA$2,0)+1,FALSE)","v":0.14871833453112276},{"$f":"K1490*VLOOKUP($B1490,$AR$36:$AZ$47,MATCH(AH$2,$AS$2:$BA$2,0)+1,FALSE)","v":0.26299671920052781},{"$f":"L1490*VLOOKUP($B1490,$AR$36:$AZ$47,MATCH(AI$2,$AS$2:$BA$2,0)+1,FALSE)","v":5.3017296218537679E-3},{"$f":"M1490*VLOOKUP($B1490,$AR$36:$AZ$47,MATCH(AJ$2,$AS$2:$BA$2,0)+1,FALSE)","v":8.2786496861105674E-2},{"$f":"N1490*VLOOKUP($B1490,$AR$36:$AZ$47,MATCH(AK$2,$AS$2:$BA$2,0)+1,FALSE)","v":6.6432195574369121E-2},{"$f":"O1490*VLOOKUP($B1490,$AR$36:$AZ$47,MATCH(AL$2,$AS$2:$BA$2,0)+1,FALSE)","v":5.9413536480443396E-2},{"$f":"P1490*VLOOKUP($B1490,$AR$36:$AZ$47,MATCH(AM$2,$AS$2:$BA$2,0)+1,FALSE)","v":1.0282554173884491E-5},{"$f":"Q1490*VLOOKUP($B1490,$AR$36:$AZ$47,MATCH(AN$2,$AS$2:$BA$2,0)+1,FALSE)","v":1.5552262801476889E-3},{"$f":"R1490*VLOOKUP($B1490,$AR$36:$BA$47,MATCH(AO$2,$AS$2:$BA$2,0)+1,FALSE)","v":0},0.62721452110374409]
[2006,3,4,9,null,2013,3,4,9,0.27847839278900438,0.4559993852819384,0,0.11077671038472379,0.11606430000000005,8.2003000000000006E-2,0,1.855926749719135E-3,0,1.0451777152053858,null,null,0.26365066538009718,9.702508556769876E-2,0.40339523586555082,9.1481510365449478E-2,7.5593377460280484E-2,0,0,1.3565660651031451E-3,0,0.93250244070417987,null,{"$f":"J1499*VLOOKUP($B1499,$AR$36:$AZ$47,MATCH(AG$2,$AS$2:$BA$2,0)+1,FALSE)","v":0.2545826641894306},{"$f":"K1499*VLOOKUP($B1499,$AR$36:$AZ$47,MATCH(AH$2,$AS$2:$BA$2,0)+1,FALSE)","v":0.41007012295118833},{"$f":"L1499*VLOOKUP($B1499,$AR$36:$AZ$47,MATCH(AI$2,$AS$2:$BA$2,0)+1,FALSE)","v":0},{"$f":"M1499*VLOOKUP($B1499,$AR$36:$AZ$47,MATCH(AJ$2,$AS$2:$BA$2,0)+1,FALSE)","v":9.8441892497383471E-2},{"$f":"N1499*VLOOKUP($B1499,$AR$36:$AZ$47,MATCH(AK$2,$AS$2:$BA$2,0)+1,FALSE)","v":9.3111290227479687E-2},{"$f":"O1499*VLOOKUP($B1499,$AR$36:$AZ$47,MATCH(AL$2,$AS$2:$BA$2,0)+1,FALSE)","v":7.4293420637792595E-2},{"$f":"P1499*VLOOKUP($B1499,$AR$36:$AZ$47,MATCH(AM$2,$AS$2:$BA$2,0)+1,FALSE)","v":0},{"$f":"Q1499*VLOOKUP($B1499,$AR$36:$AZ$47,MATCH(AN$2,$AS$2:$BA$2,0)+1,FALSE)","v":1.2779066673517241E-3},{"$f":"R1499*VLOOKUP($B1499,$AR$36:$BA$47,MATCH(AO$2,$AS$2:$BA$2,0)+1,FALSE)","v":0},0.9317772971706263]
[2006,3,4,18,null,2013,3,4,18,0.40935608429323489,0.41065142569918756,0,8.8866513763906321E-2,0.10804610000000002,8.0143000000000006E-2,0,1.855926749719135E-3,0,1.098919050506048,null,null,0.38755970587303673,7.7834781987127052E-2,0.36327862289995477,8.5161590748372998E-2,7.3878761140437038E-2,0,0,1.3565660651031451E-3,0,0.98907002871403182,null,{"$f":"J1508*VLOOKUP($B1508,$AR$36:$AZ$47,MATCH(AG$2,$AS$2:$BA$2,0)+1,FALSE)","v":0.37422997704703698},{"$f":"K1508*VLOOKUP($B1508,$AR$36:$AZ$47,MATCH(AH$2,$AS$2:$BA$2,0)+1,FALSE)","v":0.36928970972719549},{"$f":"L1508*VLOOKUP($B1508,$AR$36:$AZ$47,MATCH(AI$2,$AS$2:$BA$2,0)+1,FALSE)","v":0},{"$f":"M1508*VLOOKUP($B1508,$AR$36:$AZ$47,MATCH(AJ$2,$AS$2:$BA$2,0)+1,FALSE)","v":7.8971362881074481E-2},{"$f":"N1508*VLOOKUP($B1508,$AR$36:$AZ$47,MATCH(AK$2,$AS$2:$BA$2,0)+1,FALSE)","v":8.6678778703247167E-2},{"$f":"O1508*VLOOKUP($B1508,$AR$36:$AZ$47,MATCH(AL$2,$AS$2:$BA$2,0)+1,FALSE)","v":7.2608290064688025E-2},{"$f":"P1508*VLOOKUP($B1508,$AR$36:$AZ$47,MATCH(AM$2,$AS$2:$BA$2,0)+1,FALSE)","v":0},{"$f":"Q1508*VLOOKUP($B1508,$AR$36:$AZ$47,MATCH(AN$2,$AS$2:$BA$2,0)+1,FALSE)","v":1.2779066673517241E-3},{"$f":"R1508*VLOOKUP($B1508,$AR$36:$BA$47,MATCH(AO$2,$AS$2:$BA$2,0)+1,FALSE)","v":0},0.98305602509059375]
[2006,3,4,23,null,2013,3,4,23,0.31144191985187769,0.36397470470382548,8.9604280101505326E-3,0.11727460329405752,8.7071200000000029E-2,6.8440000000000001E-2,2.054543509625487E-5,2.2586829922203139E-3,0,0.95944208428722777,null,null,0.29485903223528159,0.10271634154874645,0.32198653461410592,6.86292415956683E-2,6.3090505876389841E-2,5.0112389885805225E-3,1.0282554173884491E-5,1.6509556207083089E-3,0,0.85795413303365475,null,{"$f":"J1513*VLOOKUP($B1513,$AR$36:$AZ$47,MATCH(AG$2,$AS$2:$BA$2,0)+1,FALSE)","v":0.28471765045066283},{"$f":"K1513*VLOOKUP($B1513,$AR$36:$AZ$47,MATCH(AH$2,$AS$2:$BA$2,0)+1,FALSE)","v":0.32731437086639426},{"$f":"L1513*VLOOKUP($B1513,$AR$36:$AZ$47,MATCH(AI$2,$AS$2:$BA$2,0)+1,FALSE)","v":5.3017296218537679E-3},{"$f":"M1513*VLOOKUP($B1513,$AR$36:$AZ$47,MATCH(AJ$2,$AS$2:$BA$2,0)+1,FALSE)","v":0.10421625493348224},{"$f":"N1513*VLOOKUP($B1513,$AR$36:$AZ$47,MATCH(AK$2,$AS$2:$BA$2,0)+1,FALSE)","v":6.9851899108123075E-2},{"$f":"O1513*VLOOKUP($B1513,$AR$36:$AZ$47,MATCH(AL$2,$AS$2:$BA$2,0)+1,FALSE)","v":6.2005557216815541E-2},{"$f":"P1513*VLOOKUP($B1513,$AR$36:$AZ$47,MATCH(AM$2,$AS$2:$BA$2,0)+1,FALSE)","v":1.0282554173884491E-5},{"$f":"Q1513*VLOOKUP($B1513,$AR$36:$AZ$47,MATCH(AN$2,$AS$2:$BA$2,0)+1,FALSE)","v":1.5552262801476889E-3},{"$f":"R1513*VLOOKUP($B1513,$AR$36:$BA$47,MATCH(AO$2,$AS$2:$BA$2,0)+1,FALSE)","v":0},0.85497297103165337]
[2006,3,5,11,null,2013,3,5,11,0.26098386820045988,0.46353188813473956,0,0.1023072257994268,0.11878240000000001,8.5264999999999994E-2,0,1.855926749719135E-3,0,1.0327263088843452,null,null,0.24708764588661372,8.9606987812775124E-2,0.41005878819267721,9.3623908099501413E-2,7.8600408877124189E-2,0,0,1.3565660651031451E-3,0,0.92033430493379476,null,{"$f":"J1525*VLOOKUP($B1525,$AR$36:$AZ$47,MATCH(AG$2,$AS$2:$BA$2,0)+1,FALSE)","v":0.2385893132013211},{"$f":"K1525*VLOOKUP($B1525,$AR$36:$AZ$47,MATCH(AH$2,$AS$2:$BA$2,0)+1,FALSE)","v":0.4168439355278622},{"$f":"L1525*VLOOKUP($B1525,$AR$36:$AZ$47,MATCH(AI$2,$AS$2:$BA$2,0)+1,FALSE)","v":0},{"$f":"M1525*VLOOKUP($B1525,$AR$36:$AZ$47,MATCH(AJ$2,$AS$2:$BA$2,0)+1,FALSE)","v":9.091547211390702E-2},{"$f":"N1525*VLOOKUP($B1525,$AR$36:$AZ$47,MATCH(AK$2,$AS$2:$BA$2,0)+1,FALSE)","v":9.5291855637922945E-2},{"$f":"O1525*VLOOKUP($B1525,$AR$36:$AZ$47,MATCH(AL$2,$AS$2:$BA$2,0)+1,FALSE)","v":7.7248741029979195E-2},{"$f":"P1525*VLOOKUP($B1525,$AR$36:$AZ$47,MATCH(AM$2,$AS$2:$BA$2,0)+1,FALSE)","v":0},{"$f":"Q1525*VLOOKUP($B1525,$AR$36:$AZ$47,MATCH(AN$2,$AS$2:$BA$2,0)+1,FALSE)","v":1.2779066673517241E-3},{"$f":"R1525*VLOOKUP($B1525,$AR$36:$BA$47,MATCH(AO$2,$AS$2:$BA$2,0)+1,FALSE)","v":0},0.92016722417834418]
[2006,3,5,13,null,2013,3,5,13,0.24925636268146151,0.46531238452519053,0,0.10417734804594544,0.11813530000000001,8.4948999999999997E-2,0,1.855926749719135E-3,0,1.0236863220023167,null,null,0.23598457752153815,9.1244956392636023E-2,0.41163388628396003,9.3113865947371241E-2,7.8309108470097019E-2,0,0,1.3565660651031451E-3,0,0.91164296068070561,null,{"$f":"J1527*VLOOKUP($B1527,$AR$36:$AZ$47,MATCH(AG$2,$AS$2:$BA$2,0)+1,FALSE)","v":0.22786812377825166},{"$f":"K1527*VLOOKUP($B1527,$AR$36:$AZ$47,MATCH(AH$2,$AS$2:$BA$2,0)+1,FALSE)","v":0.41844509640068872},{"$f":"L1527*VLOOKUP($B1527,$AR$36:$AZ$47,MATCH(AI$2,$AS$2:$BA$2,0)+1,FALSE)","v":0},{"$f":"M1527*VLOOKUP($B1527,$AR$36:$AZ$47,MATCH(AJ$2,$AS$2:$BA$2,0)+1,FALSE)","v":9.2577359098178227E-2},{"$f":"N1527*VLOOKUP($B1527,$AR$36:$AZ$47,MATCH(AK$2,$AS$2:$BA$2,0)+1,FALSE)","v":9.4772726879931019E-2},{"$f":"O1527*VLOOKUP($B1527,$AR$36:$AZ$47,MATCH(AL$2,$AS$2:$BA$2,0)+1,FALSE)","v":7.6962450029387244E-2},{"$f":"P1527*VLOOKUP($B1527,$AR$36:$AZ$47,MATCH(AM$2,$AS$2:$BA$2,0)+1,FALSE)","v":0},{"$f":"Q1527*VLOOKUP($B1527,$AR$36:$AZ$47,MATCH(AN$2,$AS$2:$BA$2,0)+1,FALSE)","v":1.2779066673517241E-3},{"$f":"R1527*VLOOKUP($B1527,$AR$36:$BA$47,MATCH(AO$2,$AS$2:$BA$2,0)+1,FALSE)","v":0},0.91190366285378854]
[2006,3,5,20,null,2013,3,5,20,0.42023916692333413,0.40350217875978744,8.9604280101505326E-3,9.0639875210913282E-2,9.5093400000000022E-2,7.2875999999999996E-2,2.054543509625487E-5,2.2586829922203139E-3,0,1.0935902773315018,null,null,0.39786331308677936,7.9388001481917506E-2,0.35695411403335342,7.4952313999962356E-2,6.7179773615543337E-2,5.0112389885805225E-3,1.0282554173884491E-5,1.6509556207083089E-3,0,0.98300999338101869,null,{"$f":"J1534*VLOOKUP($B1534,$AR$36:$AZ$47,MATCH(AG$2,$AS$2:$BA$2,0)+1,FALSE)","v":0.38417920198623584},{"$f":"K1534*VLOOKUP($B1534,$AR$36:$AZ$47,MATCH(AH$2,$AS$2:$BA$2,0)+1,FALSE)","v":0.36286055068428236},{"$f":"L1534*VLOOKUP($B1534,$AR$36:$AZ$47,MATCH(AI$2,$AS$2:$BA$2,0)+1,FALSE)","v":5.3017296218537679E-3},{"$f":"M1534*VLOOKUP($B1534,$AR$36:$AZ$47,MATCH(AJ$2,$AS$2:$BA$2,0)+1,FALSE)","v":8.0547263233404651E-2},{"$f":"N1534*VLOOKUP($B1534,$AR$36:$AZ$47,MATCH(AK$2,$AS$2:$BA$2,0)+1,FALSE)","v":7.628761958774416E-2},{"$f":"O1534*VLOOKUP($B1534,$AR$36:$AZ$47,MATCH(AL$2,$AS$2:$BA$2,0)+1,FALSE)","v":6.6024503035252036E-2},{"$f":"P1534*VLOOKUP($B1534,$AR$36:$AZ$47,MATCH(AM$2,$AS$2:$BA$2,0)+1,FALSE)","v":1.0282554173884491E-5},{"$f":"Q1534*VLOOKUP($B1534,$AR$36:$AZ$47,MATCH(AN$2,$AS$2:$BA$2,0)+1,FALSE)","v":1.5552262801476889E-3},{"$f":"R1534*VLOOKUP($B1534,$AR$36:$BA$47,MATCH(AO$2,$AS$2:$BA$2,0)+1,FALSE)","v":0},0.97676637698309432]
[2006,3,6,10,null,2013,3,6,10,0.24596752437824776,0.44759989542829454,0,9.9350358362919375E-2,0.11665409999999998,8.3873000000000003E-2,0,1.855926749719135E-3,0,0.99530080491918071,null,null,0.2328708551307786,8.7017180667905814E-2,0.3959647122727043,9.1946388840687218E-2,7.7317212147434908E-2,0,0,1.3565660651031451E-3,0,0.88647291512461401,null,{"$f":"J1548*VLOOKUP($B1548,$AR$36:$AZ$47,MATCH(AG$2,$AS$2:$BA$2,0)+1,FALSE)","v":0.22486149475782782},{"$f":"K1548*VLOOKUP($B1548,$AR$36:$AZ$47,MATCH(AH$2,$AS$2:$BA$2,0)+1,FALSE)","v":0.40251664821375777},{"$f":"L1548*VLOOKUP($B1548,$AR$36:$AZ$47,MATCH(AI$2,$AS$2:$BA$2,0)+1,FALSE)","v":0},{"$f":"M1548*VLOOKUP($B1548,$AR$36:$AZ$47,MATCH(AJ$2,$AS$2:$BA$2,0)+1,FALSE)","v":8.8287847360447841E-2},{"$f":"N1548*VLOOKUP($B1548,$AR$36:$AZ$47,MATCH(AK$2,$AS$2:$BA$2,0)+1,FALSE)","v":9.3584450699529767E-2},{"$f":"O1548*VLOOKUP($B1548,$AR$36:$AZ$47,MATCH(AL$2,$AS$2:$BA$2,0)+1,FALSE)","v":7.5987611052688045E-2},{"$f":"P1548*VLOOKUP($B1548,$AR$36:$AZ$47,MATCH(AM$2,$AS$2:$BA$2,0)+1,FALSE)","v":0},{"$f":"Q1548*VLOOKUP($B1548,$AR$36:$AZ$47,MATCH(AN$2,$AS$2:$BA$2,0)+1,FALSE)","v":1.2779066673517241E-3},{"$f":"R1548*VLOOKUP($B1548,$AR$36:$BA$47,MATCH(AO$2,$AS$2:$BA$2,0)+1,FALSE)","v":0},0.88651595875160294]
[2006,3,6,13,null,2013,3,6,13,0.23323416234868888,0.44711581734923489,0,9.6616635573395462E-2,0.11555489999999996,8.4071000000000007E-2,0,1.855926749719135E-3,0,0.97844844202103842,null,null,0.22081548761017353,8.4622817388379304E-2,0.39553647750489013,9.1080002913285732E-2,7.7499735820192442E-2,0,0,1.3565660651031451E-3,0,0.87091108730202427,null,{"$f":"J1551*VLOOKUP($B1551,$AR$36:$AZ$47,MATCH(AG$2,$AS$2:$BA$2,0)+1,FALSE)","v":0.21322075955712672},{"$f":"K1551*VLOOKUP($B1551,$AR$36:$AZ$47,MATCH(AH$2,$AS$2:$BA$2,0)+1,FALSE)","v":0.40208132754490372},{"$f":"L1551*VLOOKUP($B1551,$AR$36:$AZ$47,MATCH(AI$2,$AS$2:$BA$2,0)+1,FALSE)","v":0},{"$f":"M1551*VLOOKUP($B1551,$AR$36:$AZ$47,MATCH(AJ$2,$AS$2:$BA$2,0)+1,FALSE)","v":8.5858520437583463E-2},{"$f":"N1551*VLOOKUP($B1551,$AR$36:$AZ$47,MATCH(AK$2,$AS$2:$BA$2,0)+1,FALSE)","v":9.2702629758740496E-2},{"$f":"O1551*VLOOKUP($B1551,$AR$36:$AZ$47,MATCH(AL$2,$AS$2:$BA$2,0)+1,FALSE)","v":7.616699592014757E-2},{"$f":"P1551*VLOOKUP($B1551,$AR$36:$AZ$47,MATCH(AM$2,$AS$2:$BA$2,0)+1,FALSE)","v":0},{"$f":"Q1551*VLOOKUP($B1551,$AR$36:$AZ$47,MATCH(AN$2,$AS$2:$BA$2,0)+1,FALSE)","v":1.2779066673517241E-3},{"$f":"R1551*VLOOKUP($B1551,$AR$36:$BA$47,MATCH(AO$2,$AS$2:$BA$2,0)+1,FALSE)","v":0},0.87130813988585376]
[2006,3,6,24,null,2013,3,6,24,0.19661129016505857,0.34624851621682684,8.9604280101505326E-3,0.11959383225204205,8.4509100000000031E-2,6.6517000000000007E-2,2.054543509625487E-5,2.2586829922203139E-3,0,0.82471939507139458,null,null,0.18614261937561644,0.10474766552756867,0.30630524157620226,6.6609802563103435E-2,6.131781384248719E-2,5.0112389885805225E-3,1.0282554173884491E-5,1.6509556207083089E-3,0,0.73179562004844068,null,{"$f":"J1562*VLOOKUP($B1562,$AR$36:$AZ$47,MATCH(AG$2,$AS$2:$BA$2,0)+1,FALSE)","v":0.17974042997966541},{"$f":"K1562*VLOOKUP($B1562,$AR$36:$AZ$47,MATCH(AH$2,$AS$2:$BA$2,0)+1,FALSE)","v":0.31137360312210188},{"$f":"L1562*VLOOKUP($B1562,$AR$36:$AZ$47,MATCH(AI$2,$AS$2:$BA$2,0)+1,FALSE)","v":5.3017296218537679E-3},{"$f":"M1562*VLOOKUP($B1562,$AR$36:$AZ$47,MATCH(AJ$2,$AS$2:$BA$2,0)+1,FALSE)","v":0.10627724128129688},{"$f":"N1562*VLOOKUP($B1562,$AR$36:$AZ$47,MATCH(AK$2,$AS$2:$BA$2,0)+1,FALSE)","v":6.7796482957835469E-2},{"$f":"O1562*VLOOKUP($B1562,$AR$36:$AZ$47,MATCH(AL$2,$AS$2:$BA$2,0)+1,FALSE)","v":6.0263349640428399E-2},{"$f":"P1562*VLOOKUP($B1562,$AR$36:$AZ$47,MATCH(AM$2,$AS$2:$BA$2,0)+1,FALSE)","v":1.0282554173884491E-5},{"$f":"Q1562*VLOOKUP($B1562,$AR$36:$AZ$47,MATCH(AN$2,$AS$2:$BA$2,0)+1,FALSE)","v":1.5552262801476889E-3},{"$f":"R1562*VLOOKUP($B1562,$AR$36:$BA$47,MATCH(AO$2,$AS$2:$BA$2,0)+1,FALSE)","v":0},0.73231834543750329]
[2006,3,7,6,null,2013,3,7,6,0.20626392379813088,0.32031940462122072,8.9604280101505326E-3,6.8412606835590972E-2,8.9262500000000009E-2,6.7233000000000001E-2,2.054543509625487E-5,2.2586829922203139E-3,0,0.7627310916924096,null,null,0.19528129349155776,5.9919986873413218E-2,0.28336731572477453,7.0356417253159942E-2,6.1977848941953802E-2,5.0112389885805225E-3,1.0282554173884491E-5,1.6509556207083089E-3,0,0.67757533944832182,null,{"$f":"J1568*VLOOKUP($B1568,$AR$36:$AZ$47,MATCH(AG$2,$AS$2:$BA$2,0)+1,FALSE)","v":0.18856478853093711},{"$f":"K1568*VLOOKUP($B1568,$AR$36:$AZ$47,MATCH(AH$2,$AS$2:$BA$2,0)+1,FALSE)","v":0.28805612874995729},{"$f":"L1568*VLOOKUP($B1568,$AR$36:$AZ$47,MATCH(AI$2,$AS$2:$BA$2,0)+1,FALSE)","v":5.3017296218537679E-3},{"$f":"M1568*VLOOKUP($B1568,$AR$36:$AZ$47,MATCH(AJ$2,$AS$2:$BA$2,0)+1,FALSE)","v":6.0794967319265376E-2},{"$f":"N1568*VLOOKUP($B1568,$AR$36:$AZ$47,MATCH(AK$2,$AS$2:$BA$2,0)+1,FALSE)","v":7.1609845093886779E-2},{"$f":"O1568*VLOOKUP($B1568,$AR$36:$AZ$47,MATCH(AL$2,$AS$2:$BA$2,0)+1,FALSE)","v":6.0912034312655745E-2},{"$f":"P1568*VLOOKUP($B1568,$AR$36:$AZ$47,MATCH(AM$2,$AS$2:$BA$2,0)+1,FALSE)","v":1.0282554173884491E-5},{"$f":"Q1568*VLOOKUP($B1568,$AR$36:$AZ$47,MATCH(AN$2,$AS$2:$BA$2,0)+1,FALSE)","v":1.5552262801476889E-3},{"$f":"R1568*VLOOKUP($B1568,$AR$36:$BA$47,MATCH(AO$2,$AS$2:$BA$2,0)+1,FALSE)","v":0},0.67680500246287778]
[2006,3,7,14,null,2013,3,7,14,0.21588574417795844,0.43219520871809053,0,8.224501520191041E-2,0.11658820000000003,8.4109000000000003E-2,0,1.855926749719135E-3,0,0.9328790948476785,null,null,0.20439079502201002,7.2035264540428787E-2,0.38233711225948164,9.1894446671276997E-2,7.753476561597418E-2,0,0,1.3565660651031451E-3,0,0.82954895017427477,null,{"$f":"J1576*VLOOKUP($B1576,$AR$36:$AZ$47,MATCH(AG$2,$AS$2:$BA$2,0)+1,FALSE)","v":0.19736097785864778},{"$f":"K1576*VLOOKUP($B1576,$AR$36:$AZ$47,MATCH(AH$2,$AS$2:$BA$2,0)+1,FALSE)","v":0.38866355547466958},{"$f":"L1576*VLOOKUP($B1576,$AR$36:$AZ$47,MATCH(AI$2,$AS$2:$BA$2,0)+1,FALSE)","v":0},{"$f":"M1576*VLOOKUP($B1576,$AR$36:$AZ$47,MATCH(AJ$2,$AS$2:$BA$2,0)+1,FALSE)","v":7.3087158093373281E-2},{"$f":"N1576*VLOOKUP($B1576,$AR$36:$AZ$47,MATCH(AK$2,$AS$2:$BA$2,0)+1,FALSE)","v":9.3531583159502496E-2},{"$f":"O1576*VLOOKUP($B1576,$AR$36:$AZ$47,MATCH(AL$2,$AS$2:$BA$2,0)+1,FALSE)","v":7.6201423318952924E-2},{"$f":"P1576*VLOOKUP($B1576,$AR$36:$AZ$47,MATCH(AM$2,$AS$2:$BA$2,0)+1,FALSE)","v":0},{"$f":"Q1576*VLOOKUP($B1576,$AR$36:$AZ$47,MATCH(AN$2,$AS$2:$BA$2,0)+1,FALSE)","v":1.2779066673517241E-3},{"$f":"R1576*VLOOKUP($B1576,$AR$36:$BA$47,MATCH(AO$2,$AS$2:$BA$2,0)+1,FALSE)","v":0},0.83012260457249787]
[2006,3,7,23,null,2013,3,7,23,0.287132784287289,0.32648727394196386,8.9604280101505326E-3,9.817670828369135E-2,8.6202199999999979E-2,6.7402000000000004E-2,2.054543509625487E-5,2.2586829922203139E-3,0,0.87664062295041112,null,null,0.27184424928486861,8.5989225432837393E-2,0.28882365882464672,6.7944298572640713E-2,6.2133639349509467E-2,5.0112389885805225E-3,1.0282554173884491E-5,1.6509556207083089E-3,0,0.78340754862796558,null,{"$f":"J1585*VLOOKUP($B1585,$AR$36:$AZ$47,MATCH(AG$2,$AS$2:$BA$2,0)+1,FALSE)","v":0.26249443796299227},{"$f":"K1585*VLOOKUP($B1585,$AR$36:$AZ$47,MATCH(AH$2,$AS$2:$BA$2,0)+1,FALSE)","v":0.29360275668924757},{"$f":"L1585*VLOOKUP($B1585,$AR$36:$AZ$47,MATCH(AI$2,$AS$2:$BA$2,0)+1,FALSE)","v":5.3017296218537679E-3},{"$f":"M1585*VLOOKUP($B1585,$AR$36:$AZ$47,MATCH(AJ$2,$AS$2:$BA$2,0)+1,FALSE)","v":8.7244881429001997E-2},{"$f":"N1585*VLOOKUP($B1585,$AR$36:$AZ$47,MATCH(AK$2,$AS$2:$BA$2,0)+1,FALSE)","v":6.9154753549948128E-2},{"$f":"O1585*VLOOKUP($B1585,$AR$36:$AZ$47,MATCH(AL$2,$AS$2:$BA$2,0)+1,FALSE)","v":6.1065145638921701E-2},{"$f":"P1585*VLOOKUP($B1585,$AR$36:$AZ$47,MATCH(AM$2,$AS$2:$BA$2,0)+1,FALSE)","v":1.0282554173884491E-5},{"$f":"Q1585*VLOOKUP($B1585,$AR$36:$AZ$47,MATCH(AN$2,$AS$2:$BA$2,0)+1,FALSE)","v":1.5552262801476889E-3},{"$f":"R1585*VLOOKUP($B1585,$AR$36:$BA$47,MATCH(AO$2,$AS$2:$BA$2,0)+1,FALSE)","v":0},0.78042921372628704]
[2006,3,8,7,null,2013,3,8,7,0.26341836158819626,0.36892788206688454,6.8696614744487416E-3,8.3199955477289519E-2,0.10140489999999999,7.1683999999999998E-2,1.5751500240462069E-5,2.1647065356367053E-3,0,0.89768521864269635,null,null,0.24939251340294724,7.2871660219709367E-2,0.32636831278124034,7.9927018130961577E-2,6.6080944232073779E-2,3.8419498912450672E-3,7.8832915333114456E-6,1.5822647244004373E-3,0,0.80007254667411121,null,{"$f":"J1593*VLOOKUP($B1593,$AR$36:$AZ$47,MATCH(AG$2,$AS$2:$BA$2,0)+1,FALSE)","v":0.24081490710250061},{"$f":"K1593*VLOOKUP($B1593,$AR$36:$AZ$47,MATCH(AH$2,$AS$2:$BA$2,0)+1,FALSE)","v":0.33176865329708838},{"$f":"L1593*VLOOKUP($B1593,$AR$36:$AZ$47,MATCH(AI$2,$AS$2:$BA$2,0)+1,FALSE)","v":4.0646593767545555E-3},{"$f":"M1593*VLOOKUP($B1593,$AR$36:$AZ$47,MATCH(AJ$2,$AS$2:$BA$2,0)+1,FALSE)","v":7.3935767224334231E-2},{"$f":"N1593*VLOOKUP($B1593,$AR$36:$AZ$47,MATCH(AK$2,$AS$2:$BA$2,0)+1,FALSE)","v":8.135095007154268E-2},{"$f":"O1593*VLOOKUP($B1593,$AR$36:$AZ$47,MATCH(AL$2,$AS$2:$BA$2,0)+1,FALSE)","v":6.4944569893778559E-2},{"$f":"P1593*VLOOKUP($B1593,$AR$36:$AZ$47,MATCH(AM$2,$AS$2:$BA$2,0)+1,FALSE)","v":7.8832915333114456E-6},{"$f":"Q1593*VLOOKUP($B1593,$AR$36:$AZ$47,MATCH(AN$2,$AS$2:$BA$2,0)+1,FALSE)","v":1.4905183704952971E-3},{"$f":"R1593*VLOOKUP($B1593,$AR$36:$BA$47,MATCH(AO$2,$AS$2:$BA$2,0)+1,FALSE)","v":0},0.79837790862802771]
[2006,3,8,8,null,2013,3,8,8,0.2794921206563884,0.40869662828607844,0,9.4015277745282483E-2,0.10825449999999999,7.6545000000000002E-2,0,1.855926749719135E-3,0,0.96885945343746849,null,null,0.26461041677794672,8.2344387518162906E-2,0.36154933117504823,8.5325850962410882E-2,7.0561992581944191E-2,0,0,1.3565660651031451E-3,0,0.86574854508061605,null,{"$f":"J1594*VLOOKUP($B1594,$AR$36:$AZ$47,MATCH(AG$2,$AS$2:$BA$2,0)+1,FALSE)","v":0.25550940589695414},{"$f":"K1594*VLOOKUP($B1594,$AR$36:$AZ$47,MATCH(AH$2,$AS$2:$BA$2,0)+1,FALSE)","v":0.36753180381457529},{"$f":"L1594*VLOOKUP($B1594,$AR$36:$AZ$47,MATCH(AI$2,$AS$2:$BA$2,0)+1,FALSE)","v":0},{"$f":"M1594*VLOOKUP($B1594,$AR$36:$AZ$47,MATCH(AJ$2,$AS$2:$BA$2,0)+1,FALSE)","v":8.3546819839389497E-2},{"$f":"N1594*VLOOKUP($B1594,$AR$36:$AZ$47,MATCH(AK$2,$AS$2:$BA$2,0)+1,FALSE)","v":8.6845965278993575E-2},{"$f":"O1594*VLOOKUP($B1594,$AR$36:$AZ$47,MATCH(AL$2,$AS$2:$BA$2,0)+1,FALSE)","v":6.934855898832766E-2},{"$f":"P1594*VLOOKUP($B1594,$AR$36:$AZ$47,MATCH(AM$2,$AS$2:$BA$2,0)+1,FALSE)","v":0},{"$f":"Q1594*VLOOKUP($B1594,$AR$36:$AZ$47,MATCH(AN$2,$AS$2:$BA$2,0)+1,FALSE)","v":1.2779066673517241E-3},{"$f":"R1594*VLOOKUP($B1594,$AR$36:$BA$47,MATCH(AO$2,$AS$2:$BA$2,0)+1,FALSE)","v":0},0.86406046048559193]
[2006,3,8,21,null,2013,3,8,21,0.40476169705652815,0.38971071469214003,8.9604280101505326E-3,9.7195702419632712E-2,9.0796999999999975E-2,6.8126000000000006E-2,2.054543509625487E-5,2.2586829922203139E-3,0,1.0618307706057679,null,null,0.38320994918333429,8.5129999900935074E-2,0.34475363508520723,7.1565905249518669E-2,6.2801049142824875E-2,5.0112389885805225E-3,1.0282554173884491E-5,1.6509556207083089E-3,0,0.95413301572528286,null,{"$f":"J1607*VLOOKUP($B1607,$AR$36:$AZ$47,MATCH(AG$2,$AS$2:$BA$2,0)+1,FALSE)","v":0.37002982589231193},{"$f":"K1607*VLOOKUP($B1607,$AR$36:$AZ$47,MATCH(AH$2,$AS$2:$BA$2,0)+1,FALSE)","v":0.35045819325040034},{"$f":"L1607*VLOOKUP($B1607,$AR$36:$AZ$47,MATCH(AI$2,$AS$2:$BA$2,0)+1,FALSE)","v":5.3017296218537679E-3},{"$f":"M1607*VLOOKUP($B1607,$AR$36:$AZ$47,MATCH(AJ$2,$AS$2:$BA$2,0)+1,FALSE)","v":8.6373109072939325E-2},{"$f":"N1607*VLOOKUP($B1607,$AR$36:$AZ$47,MATCH(AK$2,$AS$2:$BA$2,0)+1,FALSE)","v":7.2840880604841174E-2},{"$f":"O1607*VLOOKUP($B1607,$AR$36:$AZ$47,MATCH(AL$2,$AS$2:$BA$2,0)+1,FALSE)","v":6.1721078184581758E-2},{"$f":"P1607*VLOOKUP($B1607,$AR$36:$AZ$47,MATCH(AM$2,$AS$2:$BA$2,0)+1,FALSE)","v":1.0282554173884491E-5},{"$f":"Q1607*VLOOKUP($B1607,$AR$36:$AZ$47,MATCH(AN$2,$AS$2:$BA$2,0)+1,FALSE)","v":1.5552262801476889E-3},{"$f":"R1607*VLOOKUP($B1607,$AR$36:$BA$47,MATCH(AO$2,$AS$2:$BA$2,0)+1,FALSE)","v":0},0.94829032546125003]
[2006,3,9,1,null,2013,3,9,1,0.21107106110322366,0.31422742026278794,8.9604280101505326E-3,9.3775405129538678E-2,8.2305299999999998E-2,6.0957999999999998E-2,2.054543509625487E-5,2.2586829922203139E-3,0,0.77357684293301721,null,null,0.19983247226118489,8.2134292264502987E-2,0.27797810348792074,6.4872774445556697E-2,5.6193323454309933E-2,5.0112389885805225E-3,1.0282554173884491E-5,1.6509556207083089E-3,0,0.68768344307693785,null,{"$f":"J1611*VLOOKUP($B1611,$AR$36:$AZ$47,MATCH(AG$2,$AS$2:$BA$2,0)+1,FALSE)","v":0.19295943405441285},{"$f":"K1611*VLOOKUP($B1611,$AR$36:$AZ$47,MATCH(AH$2,$AS$2:$BA$2,0)+1,FALSE)","v":0.28257774247245238},{"$f":"L1611*VLOOKUP($B1611,$AR$36:$AZ$47,MATCH(AI$2,$AS$2:$BA$2,0)+1,FALSE)","v":5.3017296218537679E-3},{"$f":"M1611*VLOOKUP($B1611,$AR$36:$AZ$47,MATCH(AJ$2,$AS$2:$BA$2,0)+1,FALSE)","v":8.3333656673863929E-2},{"$f":"N1611*VLOOKUP($B1611,$AR$36:$AZ$47,MATCH(AK$2,$AS$2:$BA$2,0)+1,FALSE)","v":6.6028508986482326E-2},{"$f":"O1611*VLOOKUP($B1611,$AR$36:$AZ$47,MATCH(AL$2,$AS$2:$BA$2,0)+1,FALSE)","v":5.5226983588875532E-2},{"$f":"P1611*VLOOKUP($B1611,$AR$36:$AZ$47,MATCH(AM$2,$AS$2:$BA$2,0)+1,FALSE)","v":1.0282554173884491E-5},{"$f":"Q1611*VLOOKUP($B1611,$AR$36:$AZ$47,MATCH(AN$2,$AS$2:$BA$2,0)+1,FALSE)","v":1.5552262801476889E-3},{"$f":"R1611*VLOOKUP($B1611,$AR$36:$BA$47,MATCH(AO$2,$AS$2:$BA$2,0)+1,FALSE)","v":0},0.68699356423226232]
[2006,3,9,11,null,2013,3,9,11,0.35384838646622763,0.37572450733149376,0,9.4951976932651269E-2,8.6651300000000001E-2,6.6270999999999997E-2,0,1.855926749719135E-3,0,0.9793030974800917,null,null,0.33500754439566094,8.3164806525822699E-2,0.33238087845610775,6.8298277757498804E-2,6.1091042006636918E-2,0,0,1.3565660651031451E-3,0,0.88129911520683024,null,{"$f":"J1621*VLOOKUP($B1621,$AR$36:$AZ$47,MATCH(AG$2,$AS$2:$BA$2,0)+1,FALSE)","v":0.32348529465249198},{"$f":"K1621*VLOOKUP($B1621,$AR$36:$AZ$47,MATCH(AH$2,$AS$2:$BA$2,0)+1,FALSE)","v":0.33788070749687255},{"$f":"L1621*VLOOKUP($B1621,$AR$36:$AZ$47,MATCH(AI$2,$AS$2:$BA$2,0)+1,FALSE)","v":0},{"$f":"M1621*VLOOKUP($B1621,$AR$36:$AZ$47,MATCH(AJ$2,$AS$2:$BA$2,0)+1,FALSE)","v":8.4379218999692251E-2},{"$f":"N1621*VLOOKUP($B1621,$AR$36:$AZ$47,MATCH(AK$2,$AS$2:$BA$2,0)+1,FALSE)","v":6.9515039016204011E-2},{"$f":"O1621*VLOOKUP($B1621,$AR$36:$AZ$47,MATCH(AL$2,$AS$2:$BA$2,0)+1,FALSE)","v":6.004047753237262E-2},{"$f":"P1621*VLOOKUP($B1621,$AR$36:$AZ$47,MATCH(AM$2,$AS$2:$BA$2,0)+1,FALSE)","v":0},{"$f":"Q1621*VLOOKUP($B1621,$AR$36:$AZ$47,MATCH(AN$2,$AS$2:$BA$2,0)+1,FALSE)","v":1.2779066673517241E-3},{"$f":"R1621*VLOOKUP($B1621,$AR$36:$BA$47,MATCH(AO$2,$AS$2:$BA$2,0)+1,FALSE)","v":0},0.87657864436498523]
[2006,3,9,18,null,2013,3,9,18,0.37622618780539141,0.35635688336683796,0,8.8448051138770148E-2,8.3477599999999971E-2,6.6109000000000001E-2,0,1.855926749719135E-3,0,0.97247364906071865,null,null,0.35619382801977095,7.7468266571840638E-2,0.31524750615441688,6.5796777559360115E-2,6.0941704456198946E-2,0,0,1.3565660651031451E-3,0,0.87700464882669071,null,{"$f":"J1628*VLOOKUP($B1628,$AR$36:$AZ$47,MATCH(AG$2,$AS$2:$BA$2,0)+1,FALSE)","v":0.34394289722111421},{"$f":"K1628*VLOOKUP($B1628,$AR$36:$AZ$47,MATCH(AH$2,$AS$2:$BA$2,0)+1,FALSE)","v":0.32046383327115774},{"$f":"L1628*VLOOKUP($B1628,$AR$36:$AZ$47,MATCH(AI$2,$AS$2:$BA$2,0)+1,FALSE)","v":0},{"$f":"M1628*VLOOKUP($B1628,$AR$36:$AZ$47,MATCH(AJ$2,$AS$2:$BA$2,0)+1,FALSE)","v":7.8599495431546859E-2},{"$f":"N1628*VLOOKUP($B1628,$AR$36:$AZ$47,MATCH(AK$2,$AS$2:$BA$2,0)+1,FALSE)","v":6.6968973586998354E-2},{"$f":"O1628*VLOOKUP($B1628,$AR$36:$AZ$47,MATCH(AL$2,$AS$2:$BA$2,0)+1,FALSE)","v":5.9893708095360293E-2},{"$f":"P1628*VLOOKUP($B1628,$AR$36:$AZ$47,MATCH(AM$2,$AS$2:$BA$2,0)+1,FALSE)","v":0},{"$f":"Q1628*VLOOKUP($B1628,$AR$36:$AZ$47,MATCH(AN$2,$AS$2:$BA$2,0)+1,FALSE)","v":1.2779066673517241E-3},{"$f":"R1628*VLOOKUP($B1628,$AR$36:$BA$47,MATCH(AO$2,$AS$2:$BA$2,0)+1,FALSE)","v":0},0.87114681427352925]
[2006,3,10,1,null,2013,3,10,1,0.24322305087822513,0.3278982369610271,8.9604280101505326E-3,0.11742329264337745,7.9645200000000013E-2,6.1216E-2,2.054543509625487E-5,2.2586829922203139E-3,0,0.84064543692009674,null,null,0.23027251255506842,0.10284657286533519,0.29007185296315569,6.2776092126160199E-2,5.6431157330933381E-2,5.0112389885805225E-3,1.0282554173884491E-5,1.6509556207083089E-3,0,0.74907066500411545,null,{"$f":"J1635*VLOOKUP($B1635,$AR$36:$AZ$47,MATCH(AG$2,$AS$2:$BA$2,0)+1,FALSE)","v":0.2223525195786927},{"$f":"K1635*VLOOKUP($B1635,$AR$36:$AZ$47,MATCH(AH$2,$AS$2:$BA$2,0)+1,FALSE)","v":0.294871604405674},{"$f":"L1635*VLOOKUP($B1635,$AR$36:$AZ$47,MATCH(AI$2,$AS$2:$BA$2,0)+1,FALSE)","v":5.3017296218537679E-3},{"$f":"M1635*VLOOKUP($B1635,$AR$36:$AZ$47,MATCH(AJ$2,$AS$2:$BA$2,0)+1,FALSE)","v":0.10434838795034493},{"$f":"N1635*VLOOKUP($B1635,$AR$36:$AZ$47,MATCH(AK$2,$AS$2:$BA$2,0)+1,FALSE)","v":6.3894473429173856E-2},{"$f":"O1635*VLOOKUP($B1635,$AR$36:$AZ$47,MATCH(AL$2,$AS$2:$BA$2,0)+1,FALSE)","v":5.5460727507080358E-2},{"$f":"P1635*VLOOKUP($B1635,$AR$36:$AZ$47,MATCH(AM$2,$AS$2:$BA$2,0)+1,FALSE)","v":1.0282554173884491E-5},{"$f":"Q1635*VLOOKUP($B1635,$AR$36:$AZ$47,MATCH(AN$2,$AS$2:$BA$2,0)+1,FALSE)","v":1.5552262801476889E-3},{"$f":"R1635*VLOOKUP($B1635,$AR$36:$BA$47,MATCH(AO$2,$AS$2:$BA$2,0)+1,FALSE)","v":0},0.74779495132714124]
[2006,3,10,11,null,2013,3,10,11,0.34870629905263362,0.40879834865670139,0,0.14339968207409473,8.7121399999999988E-2,6.5887000000000001E-2,0,1.855926749719135E-3,0,1.0557686565331488,null,null,0.33013925011092671,0.12559829927517421,0.3616393170702582,6.8668809075249373E-2,6.0737056701895054E-2,0,0,1.3565660651031451E-3,0,0.94813929829860677,null,{"$f":"J1645*VLOOKUP($B1645,$AR$36:$AZ$47,MATCH(AG$2,$AS$2:$BA$2,0)+1,FALSE)","v":0.31878444048518301},{"$f":"K1645*VLOOKUP($B1645,$AR$36:$AZ$47,MATCH(AH$2,$AS$2:$BA$2,0)+1,FALSE)","v":0.36762327868545081},{"$f":"L1645*VLOOKUP($B1645,$AR$36:$AZ$47,MATCH(AI$2,$AS$2:$BA$2,0)+1,FALSE)","v":0},{"$f":"M1645*VLOOKUP($B1645,$AR$36:$AZ$47,MATCH(AJ$2,$AS$2:$BA$2,0)+1,FALSE)","v":0.12743234600369288},{"$f":"N1645*VLOOKUP($B1645,$AR$36:$AZ$47,MATCH(AK$2,$AS$2:$BA$2,0)+1,FALSE)","v":6.9892171498250055E-2},{"$f":"O1645*VLOOKUP($B1645,$AR$36:$AZ$47,MATCH(AL$2,$AS$2:$BA$2,0)+1,FALSE)","v":5.9692579607602651E-2},{"$f":"P1645*VLOOKUP($B1645,$AR$36:$AZ$47,MATCH(AM$2,$AS$2:$BA$2,0)+1,FALSE)","v":0},{"$f":"Q1645*VLOOKUP($B1645,$AR$36:$AZ$47,MATCH(AN$2,$AS$2:$BA$2,0)+1,FALSE)","v":1.2779066673517241E-3},{"$f":"R1645*VLOOKUP($B1645,$AR$36:$BA$47,MATCH(AO$2,$AS$2:$BA$2,0)+1,FALSE)","v":0},0.94470272294753121]
[2006,3,10,18,null,2013,3,10,18,0.44525309514014327,0.37156751506950614,1.7920856020301067E-3,0.11255239251417404,8.2929599999999964E-2,6.5002000000000004E-2,4.109087019250974E-6,1.9364779982193711E-3,0,1.0810372754110922,null,null,0.42154536163669515,9.8580337659520234E-2,0.32870343737144714,6.5364845710546418E-2,5.9921231194872776E-2,1.0022477977161045E-3,2.0565108347768985E-6,1.4154439762241781E-3,0,0.97653496185785671,null,{"$f":"J1652*VLOOKUP($B1652,$AR$36:$AZ$47,MATCH(AG$2,$AS$2:$BA$2,0)+1,FALSE)","v":0.40704673013985959},{"$f":"K1652*VLOOKUP($B1652,$AR$36:$AZ$47,MATCH(AH$2,$AS$2:$BA$2,0)+1,FALSE)","v":0.33414241665043548},{"$f":"L1652*VLOOKUP($B1652,$AR$36:$AZ$47,MATCH(AI$2,$AS$2:$BA$2,0)+1,FALSE)","v":1.0603459243707536E-3},{"$f":"M1652*VLOOKUP($B1652,$AR$36:$AZ$47,MATCH(AJ$2,$AS$2:$BA$2,0)+1,FALSE)","v":0.10001985512770338},{"$f":"N1652*VLOOKUP($B1652,$AR$36:$AZ$47,MATCH(AK$2,$AS$2:$BA$2,0)+1,FALSE)","v":6.6529346698759165E-2},{"$f":"O1652*VLOOKUP($B1652,$AR$36:$AZ$47,MATCH(AL$2,$AS$2:$BA$2,0)+1,FALSE)","v":5.8890783609109348E-2},{"$f":"P1652*VLOOKUP($B1652,$AR$36:$AZ$47,MATCH(AM$2,$AS$2:$BA$2,0)+1,FALSE)","v":2.0565108347768985E-6},{"$f":"Q1652*VLOOKUP($B1652,$AR$36:$AZ$47,MATCH(AN$2,$AS$2:$BA$2,0)+1,FALSE)","v":1.3333705899109172E-3},{"$f":"R1652*VLOOKUP($B1652,$AR$36:$BA$47,MATCH(AO$2,$AS$2:$BA$2,0)+1,FALSE)","v":0},0.9690249052509835]
[2006,3,10,20,null,2013,3,10,20,0.49321992155534322,0.36239423602197474,8.9604280101505326E-3,0.11007579492164919,8.2955699999999966E-2,6.4449000000000006E-2,2.054543509625487E-5,2.2586829922203139E-3,0,1.1243343089364342,null,null,0.46695816933743833,9.6411180509998889E-2,0.32058838900849485,6.538541764714137E-2,5.9411455482575239E-2,5.0112389885805225E-3,1.0282554173884491E-5,1.6509556207083089E-3,0,1.0154270891491115,null,{"$f":"J1654*VLOOKUP($B1654,$AR$36:$AZ$47,MATCH(AG$2,$AS$2:$BA$2,0)+1,FALSE)","v":0.45089760969713244},{"$f":"K1654*VLOOKUP($B1654,$AR$36:$AZ$47,MATCH(AH$2,$AS$2:$BA$2,0)+1,FALSE)","v":0.32589309047083775},{"$f":"L1654*VLOOKUP($B1654,$AR$36:$AZ$47,MATCH(AI$2,$AS$2:$BA$2,0)+1,FALSE)","v":5.3017296218537679E-3},{"$f":"M1654*VLOOKUP($B1654,$AR$36:$AZ$47,MATCH(AJ$2,$AS$2:$BA$2,0)+1,FALSE)","v":9.7819022902988481E-2},{"$f":"N1654*VLOOKUP($B1654,$AR$36:$AZ$47,MATCH(AK$2,$AS$2:$BA$2,0)+1,FALSE)","v":6.655028513266982E-2},{"$f":"O1654*VLOOKUP($B1654,$AR$36:$AZ$47,MATCH(AL$2,$AS$2:$BA$2,0)+1,FALSE)","v":5.8389774358073424E-2},{"$f":"P1654*VLOOKUP($B1654,$AR$36:$AZ$47,MATCH(AM$2,$AS$2:$BA$2,0)+1,FALSE)","v":1.0282554173884491E-5},{"$f":"Q1654*VLOOKUP($B1654,$AR$36:$AZ$47,MATCH(AN$2,$AS$2:$BA$2,0)+1,FALSE)","v":1.5552262801476889E-3},{"$f":"R1654*VLOOKUP($B1654,$AR$36:$BA$47,MATCH(AO$2,$AS$2:$BA$2,0)+1,FALSE)","v":0},1.0064170210178773]
[2006,3,11,8,null,2013,3,11,8,0.24258397340446344,0.38962548186236035,0,8.5880053787945693E-2,0.11366229999999997,7.8234999999999999E-2,0,1.855926749719135E-3,0,0.91184273580448871,null,null,0.22966746309503952,7.5219055868290752E-2,0.34467823472594755,8.958826164126972E-2,7.2119896657500862E-2,0,0,1.3565660651031451E-3,0,0.81262947805315167,null,{"$f":"J1666*VLOOKUP($B1666,$AR$36:$AZ$47,MATCH(AG$2,$AS$2:$BA$2,0)+1,FALSE)","v":0.22176828019026384},{"$f":"K1666*VLOOKUP($B1666,$AR$36:$AZ$47,MATCH(AH$2,$AS$2:$BA$2,0)+1,FALSE)","v":0.35038154525894394},{"$f":"L1666*VLOOKUP($B1666,$AR$36:$AZ$47,MATCH(AI$2,$AS$2:$BA$2,0)+1,FALSE)","v":0},{"$f":"M1666*VLOOKUP($B1666,$AR$36:$AZ$47,MATCH(AJ$2,$AS$2:$BA$2,0)+1,FALSE)","v":7.6317440672333786E-2},{"$f":"N1666*VLOOKUP($B1666,$AR$36:$AZ$47,MATCH(AK$2,$AS$2:$BA$2,0)+1,FALSE)","v":9.1184312516621013E-2},{"$f":"O1666*VLOOKUP($B1666,$AR$36:$AZ$47,MATCH(AL$2,$AS$2:$BA$2,0)+1,FALSE)","v":7.0879672250987194E-2},{"$f":"P1666*VLOOKUP($B1666,$AR$36:$AZ$47,MATCH(AM$2,$AS$2:$BA$2,0)+1,FALSE)","v":0},{"$f":"Q1666*VLOOKUP($B1666,$AR$36:$AZ$47,MATCH(AN$2,$AS$2:$BA$2,0)+1,FALSE)","v":1.2779066673517241E-3},{"$f":"R1666*VLOOKUP($B1666,$AR$36:$BA$47,MATCH(AO$2,$AS$2:$BA$2,0)+1,FALSE)","v":0},0.81180915755650151]
[2006,3,11,13,null,2013,3,11,13,0.26156773299485131,0.42259597663890613,0,8.3548291794257545E-2,0.11803659999999998,8.1041000000000002E-2,0,1.855926749719135E-3,0,0.96864552817773408,null,null,0.24764042249521023,7.3176754682640996E-2,0.37384524886296289,9.3036070922776493E-2,7.47065705249636E-2,0,0,1.3565660651031451E-3,0,0.86376163355365732,null,{"$f":"J1671*VLOOKUP($B1671,$AR$36:$AZ$47,MATCH(AG$2,$AS$2:$BA$2,0)+1,FALSE)","v":0.23912307761081053},{"$f":"K1671*VLOOKUP($B1671,$AR$36:$AZ$47,MATCH(AH$2,$AS$2:$BA$2,0)+1,FALSE)","v":0.38003117919084117},{"$f":"L1671*VLOOKUP($B1671,$AR$36:$AZ$47,MATCH(AI$2,$AS$2:$BA$2,0)+1,FALSE)","v":0},{"$f":"M1671*VLOOKUP($B1671,$AR$36:$AZ$47,MATCH(AJ$2,$AS$2:$BA$2,0)+1,FALSE)","v":7.4245316823241883E-2},{"$f":"N1671*VLOOKUP($B1671,$AR$36:$AZ$47,MATCH(AK$2,$AS$2:$BA$2,0)+1,FALSE)","v":9.4693545905717103E-2},{"$f":"O1671*VLOOKUP($B1671,$AR$36:$AZ$47,MATCH(AL$2,$AS$2:$BA$2,0)+1,FALSE)","v":7.342186385750947E-2},{"$f":"P1671*VLOOKUP($B1671,$AR$36:$AZ$47,MATCH(AM$2,$AS$2:$BA$2,0)+1,FALSE)","v":0},{"$f":"Q1671*VLOOKUP($B1671,$AR$36:$AZ$47,MATCH(AN$2,$AS$2:$BA$2,0)+1,FALSE)","v":1.2779066673517241E-3},{"$f":"R1671*VLOOKUP($B1671,$AR$36:$BA$47,MATCH(AO$2,$AS$2:$BA$2,0)+1,FALSE)","v":0},0.86279289005547188]
[2006,3,11,22,null,2013,3,11,22,0.3196926281354574,0.34674879309990175,8.9604280101505326E-3,8.9279712603390168E-2,8.6651800000000015E-2,6.5237000000000003E-2,2.054543509625487E-5,2.2586829922203139E-3,0,0.91884959027621638,null,null,0.30267042724886545,7.8196687053798203E-2,0.30674780645185729,6.8298671855901022E-2,6.0137862826680946E-2,5.0112389885805225E-3,1.0282554173884491E-5,1.6509556207083089E-3,0,0.82272393260056553,null,{"$f":"J1680*VLOOKUP($B1680,$AR$36:$AZ$47,MATCH(AG$2,$AS$2:$BA$2,0)+1,FALSE)","v":0.29226038033805846},{"$f":"K1680*VLOOKUP($B1680,$AR$36:$AZ$47,MATCH(AH$2,$AS$2:$BA$2,0)+1,FALSE)","v":0.31182349101575624},{"$f":"L1680*VLOOKUP($B1680,$AR$36:$AZ$47,MATCH(AI$2,$AS$2:$BA$2,0)+1,FALSE)","v":5.3017296218537679E-3},{"$f":"M1680*VLOOKUP($B1680,$AR$36:$AZ$47,MATCH(AJ$2,$AS$2:$BA$2,0)+1,FALSE)","v":7.9338552659460632E-2},{"$f":"N1680*VLOOKUP($B1680,$AR$36:$AZ$47,MATCH(AK$2,$AS$2:$BA$2,0)+1,FALSE)","v":6.9515440135627604E-2},{"$f":"O1680*VLOOKUP($B1680,$AR$36:$AZ$47,MATCH(AL$2,$AS$2:$BA$2,0)+1,FALSE)","v":5.9103689891195139E-2},{"$f":"P1680*VLOOKUP($B1680,$AR$36:$AZ$47,MATCH(AM$2,$AS$2:$BA$2,0)+1,FALSE)","v":1.0282554173884491E-5},{"$f":"Q1680*VLOOKUP($B1680,$AR$36:$AZ$47,MATCH(AN$2,$AS$2:$BA$2,0)+1,FALSE)","v":1.5552262801476889E-3},{"$f":"R1680*VLOOKUP($B1680,$AR$36:$BA$47,MATCH(AO$2,$AS$2:$BA$2,0)+1,FALSE)","v":0},0.81890879249627346]
[2006,3,12,6,null,2013,3,12,6,0.20434769519136975,0.3190819480904083,8.9604280101505326E-3,6.8145078024796316E-2,0.10004449999999999,6.9735000000000005E-2,2.054543509625487E-5,2.2586829922203139E-3,0,0.77259387774404131,null,null,0.19346709547736665,5.9685668615820725E-2,0.28227261234307632,7.8854755198249638E-2,6.4284284443162559E-2,5.0112389885805225E-3,1.0282554173884491E-5,1.6509556207083089E-3,0,0.68523689324113868,null,{"$f":"J1688*VLOOKUP($B1688,$AR$36:$AZ$47,MATCH(AG$2,$AS$2:$BA$2,0)+1,FALSE)","v":0.1868129880446607},{"$f":"K1688*VLOOKUP($B1688,$AR$36:$AZ$47,MATCH(AH$2,$AS$2:$BA$2,0)+1,FALSE)","v":0.28694331156617259},{"$f":"L1688*VLOOKUP($B1688,$AR$36:$AZ$47,MATCH(AI$2,$AS$2:$BA$2,0)+1,FALSE)","v":5.3017296218537679E-3},{"$f":"M1688*VLOOKUP($B1688,$AR$36:$AZ$47,MATCH(AJ$2,$AS$2:$BA$2,0)+1,FALSE)","v":6.0557227433862243E-2},{"$f":"N1688*VLOOKUP($B1688,$AR$36:$AZ$47,MATCH(AK$2,$AS$2:$BA$2,0)+1,FALSE)","v":8.025958434387738E-2},{"$f":"O1688*VLOOKUP($B1688,$AR$36:$AZ$47,MATCH(AL$2,$AS$2:$BA$2,0)+1,FALSE)","v":6.3178806728735118E-2},{"$f":"P1688*VLOOKUP($B1688,$AR$36:$AZ$47,MATCH(AM$2,$AS$2:$BA$2,0)+1,FALSE)","v":1.0282554173884491E-5},{"$f":"Q1688*VLOOKUP($B1688,$AR$36:$AZ$47,MATCH(AN$2,$AS$2:$BA$2,0)+1,FALSE)","v":1.5552262801476889E-3},{"$f":"R1688*VLOOKUP($B1688,$AR$36:$BA$47,MATCH(AO$2,$AS$2:$BA$2,0)+1,FALSE)","v":0},0.68461915657348338]
[2006,3,12,12,null,2013,3,12,12,0.23040516757317075,0.43172146328400807,0,8.305560616988393E-2,0.11794229999999997,8.2344000000000001E-2,0,1.855926749719135E-3,0,0.94732446377678181,null,null,0.21813712413840752,7.2745230179911066E-2,0.38191801816135307,9.296174396412113E-2,7.5907723785585107E-2,0,0,1.3565660651031451E-3,0,0.843026406294481,null,{"$f":"J1694*VLOOKUP($B1694,$AR$36:$AZ$47,MATCH(AG$2,$AS$2:$BA$2,0)+1,FALSE)","v":0.21063451572069711},{"$f":"K1694*VLOOKUP($B1694,$AR$36:$AZ$47,MATCH(AH$2,$AS$2:$BA$2,0)+1,FALSE)","v":0.38823752672403511},{"$f":"L1694*VLOOKUP($B1694,$AR$36:$AZ$47,MATCH(AI$2,$AS$2:$BA$2,0)+1,FALSE)","v":0},{"$f":"M1694*VLOOKUP($B1694,$AR$36:$AZ$47,MATCH(AJ$2,$AS$2:$BA$2,0)+1,FALSE)","v":7.3807490992332553E-2},{"$f":"N1694*VLOOKUP($B1694,$AR$36:$AZ$47,MATCH(AK$2,$AS$2:$BA$2,0)+1,FALSE)","v":9.4617894782430684E-2},{"$f":"O1694*VLOOKUP($B1694,$AR$36:$AZ$47,MATCH(AL$2,$AS$2:$BA$2,0)+1,FALSE)","v":7.4602361242861751E-2},{"$f":"P1694*VLOOKUP($B1694,$AR$36:$AZ$47,MATCH(AM$2,$AS$2:$BA$2,0)+1,FALSE)","v":0},{"$f":"Q1694*VLOOKUP($B1694,$AR$36:$AZ$47,MATCH(AN$2,$AS$2:$BA$2,0)+1,FALSE)","v":1.2779066673517241E-3},{"$f":"R1694*VLOOKUP($B1694,$AR$36:$BA$47,MATCH(AO$2,$AS$2:$BA$2,0)+1,FALSE)","v":0},0.84317769612970894]
[2006,3,12,23,null,2013,3,12,23,0.28672276647727962,0.32434370742040503,8.9604280101505326E-3,9.6791764001569261E-2,8.4987400000000018E-2,6.4685999999999994E-2,2.054543509625487E-5,2.2586829922203139E-3,0,0.86877129433672107,null,null,0.27145606308721065,8.4776205683354727E-2,0.28692737442061605,6.6986797094650108E-2,5.9629930787845599E-2,5.0112389885805225E-3,1.0282554173884491E-5,1.6509556207083089E-3,0,0.77644884823713978,null,{"$f":"J1705*VLOOKUP($B1705,$AR$36:$AZ$47,MATCH(AG$2,$AS$2:$BA$2,0)+1,FALSE)","v":0.26211960304171927},{"$f":"K1705*VLOOKUP($B1705,$AR$36:$AZ$47,MATCH(AH$2,$AS$2:$BA$2,0)+1,FALSE)","v":0.29167509490850591},{"$f":"L1705*VLOOKUP($B1705,$AR$36:$AZ$47,MATCH(AI$2,$AS$2:$BA$2,0)+1,FALSE)","v":5.3017296218537679E-3},{"$f":"M1705*VLOOKUP($B1705,$AR$36:$AZ$47,MATCH(AJ$2,$AS$2:$BA$2,0)+1,FALSE)","v":8.6014148582160485E-2},{"$f":"N1705*VLOOKUP($B1705,$AR$36:$AZ$47,MATCH(AK$2,$AS$2:$BA$2,0)+1,FALSE)","v":6.8180193798428157E-2},{"$f":"O1705*VLOOKUP($B1705,$AR$36:$AZ$47,MATCH(AL$2,$AS$2:$BA$2,0)+1,FALSE)","v":5.8604492608517376E-2},{"$f":"P1705*VLOOKUP($B1705,$AR$36:$AZ$47,MATCH(AM$2,$AS$2:$BA$2,0)+1,FALSE)","v":1.0282554173884491E-5},{"$f":"Q1705*VLOOKUP($B1705,$AR$36:$AZ$47,MATCH(AN$2,$AS$2:$BA$2,0)+1,FALSE)","v":1.5552262801476889E-3},{"$f":"R1705*VLOOKUP($B1705,$AR$36:$BA$47,MATCH(AO$2,$AS$2:$BA$2,0)+1,FALSE)","v":0},0.77346077139550662]
[2006,3,13,5,null,2013,3,13,5,0.21596305940916971,0.3367363354019911,8.9604280101505326E-3,9.444523660619944E-2,8.9161199999999968E-2,6.5152000000000002E-2,2.054543509625487E-5,2.2586829922203139E-3,0,0.81269748785482721,null,null,0.20446399356337158,8.2720972046861921E-2,0.29789038719865968,7.0276572916873725E-2,6.0059506704537566E-2,5.0112389885805225E-3,1.0282554173884491E-5,1.6509556207083089E-3,0,0.72208390959376711,null,{"$f":"J1711*VLOOKUP($B1711,$AR$36:$AZ$47,MATCH(AG$2,$AS$2:$BA$2,0)+1,FALSE)","v":0.19743165880932068},{"$f":"K1711*VLOOKUP($B1711,$AR$36:$AZ$47,MATCH(AH$2,$AS$2:$BA$2,0)+1,FALSE)","v":0.30281951010756436},{"$f":"L1711*VLOOKUP($B1711,$AR$36:$AZ$47,MATCH(AI$2,$AS$2:$BA$2,0)+1,FALSE)","v":5.3017296218537679E-3},{"$f":"M1711*VLOOKUP($B1711,$AR$36:$AZ$47,MATCH(AJ$2,$AS$2:$BA$2,0)+1,FALSE)","v":8.3928903436362987E-2},{"$f":"N1711*VLOOKUP($B1711,$AR$36:$AZ$47,MATCH(AK$2,$AS$2:$BA$2,0)+1,FALSE)","v":7.1528578298670265E-2},{"$f":"O1711*VLOOKUP($B1711,$AR$36:$AZ$47,MATCH(AL$2,$AS$2:$BA$2,0)+1,FALSE)","v":5.9026681235972621E-2},{"$f":"P1711*VLOOKUP($B1711,$AR$36:$AZ$47,MATCH(AM$2,$AS$2:$BA$2,0)+1,FALSE)","v":1.0282554173884491E-5},{"$f":"Q1711*VLOOKUP($B1711,$AR$36:$AZ$47,MATCH(AN$2,$AS$2:$BA$2,0)+1,FALSE)","v":1.5552262801476889E-3},{"$f":"R1711*VLOOKUP($B1711,$AR$36:$BA$47,MATCH(AO$2,$AS$2:$BA$2,0)+1,FALSE)","v":0},0.72160257034406616]
[2006,3,13,8,null,2013,3,13,8,0.3001859948664839,0.43943142693536352,0,0.10502652151156057,0.11522350000000001,7.8947000000000003E-2,0,1.855926749719135E-3,0,1.0406703700631272,null,null,0.28420243485210139,9.198871496677119E-2,0.38873855938583385,9.0818794492306107E-2,7.2776244410043087E-2,0,0,1.3565660651031451E-3,0,0.9298813141721588,null,{"$f":"J1714*VLOOKUP($B1714,$AR$36:$AZ$47,MATCH(AG$2,$AS$2:$BA$2,0)+1,FALSE)","v":0.27442757608618928},{"$f":"K1714*VLOOKUP($B1714,$AR$36:$AZ$47,MATCH(AH$2,$AS$2:$BA$2,0)+1,FALSE)","v":0.39517092585681185},{"$f":"L1714*VLOOKUP($B1714,$AR$36:$AZ$47,MATCH(AI$2,$AS$2:$BA$2,0)+1,FALSE)","v":0},{"$f":"M1714*VLOOKUP($B1714,$AR$36:$AZ$47,MATCH(AJ$2,$AS$2:$BA$2,0)+1,FALSE)","v":9.3331978392463044E-2},{"$f":"N1714*VLOOKUP($B1714,$AR$36:$AZ$47,MATCH(AK$2,$AS$2:$BA$2,0)+1,FALSE)","v":9.2436767804794429E-2},{"$f":"O1714*VLOOKUP($B1714,$AR$36:$AZ$47,MATCH(AL$2,$AS$2:$BA$2,0)+1,FALSE)","v":7.1524732986498196E-2},{"$f":"P1714*VLOOKUP($B1714,$AR$36:$AZ$47,MATCH(AM$2,$AS$2:$BA$2,0)+1,FALSE)","v":0},{"$f":"Q1714*VLOOKUP($B1714,$AR$36:$AZ$47,MATCH(AN$2,$AS$2:$BA$2,0)+1,FALSE)","v":1.2779066673517241E-3},{"$f":"R1714*VLOOKUP($B1714,$AR$36:$BA$47,MATCH(AO$2,$AS$2:$BA$2,0)+1,FALSE)","v":0},0.92816988779410847]
[2006,3,13,19,null,2013,3,13,19,0.41895843978197395,0.4310965444117153,8.9604280101505326E-3,0.10205553196254991,9.5066800000000021E-2,7.0776000000000006E-2,2.054543509625487E-5,2.2586829922203139E-3,0,1.1291929725937062,null,null,0.39665077893068851,8.93865388034569E-2,0.38136519001284686,7.49313479649652E-2,6.5243916480236225E-2,5.0112389885805225E-3,1.0282554173884491E-5,1.6509556207083089E-3,0,1.0142502493556564,null,{"$f":"J1725*VLOOKUP($B1725,$AR$36:$AZ$47,MATCH(AG$2,$AS$2:$BA$2,0)+1,FALSE)","v":0.383008371730855},{"$f":"K1725*VLOOKUP($B1725,$AR$36:$AZ$47,MATCH(AH$2,$AS$2:$BA$2,0)+1,FALSE)","v":0.38767555105681534},{"$f":"L1725*VLOOKUP($B1725,$AR$36:$AZ$47,MATCH(AI$2,$AS$2:$BA$2,0)+1,FALSE)","v":5.3017296218537679E-3},{"$f":"M1725*VLOOKUP($B1725,$AR$36:$AZ$47,MATCH(AJ$2,$AS$2:$BA$2,0)+1,FALSE)","v":9.0691804002207013E-2},{"$f":"N1725*VLOOKUP($B1725,$AR$36:$AZ$47,MATCH(AK$2,$AS$2:$BA$2,0)+1,FALSE)","v":7.6266280034409925E-2},{"$f":"O1725*VLOOKUP($B1725,$AR$36:$AZ$47,MATCH(AL$2,$AS$2:$BA$2,0)+1,FALSE)","v":6.4121936259166235E-2},{"$f":"P1725*VLOOKUP($B1725,$AR$36:$AZ$47,MATCH(AM$2,$AS$2:$BA$2,0)+1,FALSE)","v":1.0282554173884491E-5},{"$f":"Q1725*VLOOKUP($B1725,$AR$36:$AZ$47,MATCH(AN$2,$AS$2:$BA$2,0)+1,FALSE)","v":1.5552262801476889E-3},{"$f":"R1725*VLOOKUP($B1725,$AR$36:$BA$47,MATCH(AO$2,$AS$2:$BA$2,0)+1,FALSE)","v":0},1.0086311815396289]
[2006,3,14,1,null,2013,3,14,1,0.23927364185451533,0.36688668063830787,8.9604280101505326E-3,0.11825982518235592,8.4263399999999974E-2,6.2773999999999996E-2,2.054543509625487E-5,2.2586829922203139E-3,0,0.88269720411264607,null,null,{"$f":"$J1731*$AS$6","v":0.22653339187668894},{"$f":"$M1731*$AV$6","v":0.10357925973509932},{"$f":"$K1731*$AT$6","v":0.32456258461952214},{"$f":"$N1731*$AW$6","v":6.6416142608261189E-2},{"$f":"$O1731*$AX$6","v":5.7867378957985029E-2},{"$f":"$L1731*$AU$6","v":5.0112389885805225E-3},{"$f":"$P1731*$AY$6","v":1.0282554173884491E-5},{"$f":"$Q1731*$AZ$6","v":1.6509556207083089E-3},0,{"$f":"SUM(V1731:AD1731)","v":0.78563123496101928},null,{"$f":"J1731*VLOOKUP($B1731,$AR$36:$AZ$47,MATCH(AG$2,$AS$2:$BA$2,0)+1,FALSE)","v":0.21874200221984103},{"$f":"K1731*VLOOKUP($B1731,$AR$36:$AZ$47,MATCH(AH$2,$AS$2:$BA$2,0)+1,FALSE)","v":0.32993304617172559},{"$f":"L1731*VLOOKUP($B1731,$AR$36:$AZ$47,MATCH(AI$2,$AS$2:$BA$2,0)+1,FALSE)","v":5.3017296218537679E-3},{"$f":"M1731*VLOOKUP($B1731,$AR$36:$AZ$47,MATCH(AJ$2,$AS$2:$BA$2,0)+1,FALSE)","v":0.10509177386591043},{"$f":"N1731*VLOOKUP($B1731,$AR$36:$AZ$47,MATCH(AK$2,$AS$2:$BA$2,0)+1,FALSE)","v":6.759937287309023E-2},{"$f":"O1731*VLOOKUP($B1731,$AR$36:$AZ$47,MATCH(AL$2,$AS$2:$BA$2,0)+1,FALSE)","v":5.6872250858100208E-2},{"$f":"P1731*VLOOKUP($B1731,$AR$36:$AZ$47,MATCH(AM$2,$AS$2:$BA$2,0)+1,FALSE)","v":1.0282554173884491E-5},{"$f":"Q1731*VLOOKUP($B1731,$AR$36:$AZ$47,MATCH(AN$2,$AS$2:$BA$2,0)+1,FALSE)","v":1.5552262801476889E-3},{"$f":"R1731*VLOOKUP($B1731,$AR$36:$BA$47,MATCH(AO$2,$AS$2:$BA$2,0)+1,FALSE)","v":0},0.78510568444484286]
[2006,3,14,9,null,2013,3,14,9,0.29953724601831211,0.50743959161707153,0,0.13519006235429559,0.1188017,8.2205E-2,0,1.855926749719135E-3,0,1.1450295267393984,null,null,0.28358822897504199,0.1184078072211547,0.44890129319214944,9.3639120297826409E-2,7.5779588479962398E-2,0,0,1.3565660651031451E-3,0,1.0216726042312381,null,{"$f":"J1739*VLOOKUP($B1739,$AR$36:$AZ$47,MATCH(AG$2,$AS$2:$BA$2,0)+1,FALSE)","v":0.2738344952065444},{"$f":"K1739*VLOOKUP($B1739,$AR$36:$AZ$47,MATCH(AH$2,$AS$2:$BA$2,0)+1,FALSE)","v":0.45632915841773913},{"$f":"L1739*VLOOKUP($B1739,$AR$36:$AZ$47,MATCH(AI$2,$AS$2:$BA$2,0)+1,FALSE)","v":0},{"$f":"M1739*VLOOKUP($B1739,$AR$36:$AZ$47,MATCH(AJ$2,$AS$2:$BA$2,0)+1,FALSE)","v":0.12013685492895239},{"$f":"N1739*VLOOKUP($B1739,$AR$36:$AZ$47,MATCH(AK$2,$AS$2:$BA$2,0)+1,FALSE)","v":9.5307338847672965E-2},{"$f":"O1739*VLOOKUP($B1739,$AR$36:$AZ$47,MATCH(AL$2,$AS$2:$BA$2,0)+1,FALSE)","v":7.4476429441968459E-2},{"$f":"P1739*VLOOKUP($B1739,$AR$36:$AZ$47,MATCH(AM$2,$AS$2:$BA$2,0)+1,FALSE)","v":0},{"$f":"Q1739*VLOOKUP($B1739,$AR$36:$AZ$47,MATCH(AN$2,$AS$2:$BA$2,0)+1,FALSE)","v":1.2779066673517241E-3},{"$f":"R1739*VLOOKUP($B1739,$AR$36:$BA$47,MATCH(AO$2,$AS$2:$BA$2,0)+1,FALSE)","v":0},1.0213621835102289]
[2006,3,14,18,null,2013,3,14,18,0.40072078919944032,0.46582887839643794,4.4802140050752666E-4,0.11029361558700367,0.10038469999999998,7.2400999999999993E-2,1.0272717548127435E-6,1.876064561844194E-3,0,1.1519540964169883,null,null,0.37938420157472869,9.6601961303371717E-2,0.41209079735388648,7.9122899751108047E-2,6.6741901168271486E-2,2.5056194942902612E-4,5.1412770869422461E-7,1.3712855428834032E-3,0,1.0355641227713874,null,{"$f":"J1748*VLOOKUP($B1748,$AR$36:$AZ$47,MATCH(AG$2,$AS$2:$BA$2,0)+1,FALSE)","v":0.36633566104993981},{"$f":"K1748*VLOOKUP($B1748,$AR$36:$AZ$47,MATCH(AH$2,$AS$2:$BA$2,0)+1,FALSE)","v":0.41890956787175221},{"$f":"L1748*VLOOKUP($B1748,$AR$36:$AZ$47,MATCH(AI$2,$AS$2:$BA$2,0)+1,FALSE)","v":2.6508648109268841E-4},{"$f":"M1748*VLOOKUP($B1748,$AR$36:$AZ$47,MATCH(AJ$2,$AS$2:$BA$2,0)+1,FALSE)","v":9.8012589569195341E-2},{"$f":"N1748*VLOOKUP($B1748,$AR$36:$AZ$47,MATCH(AK$2,$AS$2:$BA$2,0)+1,FALSE)","v":8.05325059996784E-2},{"$f":"O1748*VLOOKUP($B1748,$AR$36:$AZ$47,MATCH(AL$2,$AS$2:$BA$2,0)+1,FALSE)","v":6.5594160550184993E-2},{"$f":"P1748*VLOOKUP($B1748,$AR$36:$AZ$47,MATCH(AM$2,$AS$2:$BA$2,0)+1,FALSE)","v":5.1412770869422461E-7},{"$f":"Q1748*VLOOKUP($B1748,$AR$36:$AZ$47,MATCH(AN$2,$AS$2:$BA$2,0)+1,FALSE)","v":1.2917726479915223E-3},{"$f":"R1748*VLOOKUP($B1748,$AR$36:$BA$47,MATCH(AO$2,$AS$2:$BA$2,0)+1,FALSE)","v":0},1.0309418582975436]
[2006,3,15,3,null,2013,3,15,3,0.19525093780086122,0.3418140518351751,8.9604280101505326E-3,0.10417816403124945,8.5430499999999965E-2,6.3305E-2,2.054543509625487E-5,2.2586829922203139E-3,0,0.80121831010475275,null,null,0.18485469968324819,9.1245671082968202E-2,0.30238233759231253,6.7336047098681726E-2,5.8356874262198405E-2,5.0112389885805225E-3,1.0282554173884491E-5,1.6509556207083089E-3,0,0.71084810688287159,null,{"$f":"J1757*VLOOKUP($B1757,$AR$36:$AZ$47,MATCH(AG$2,$AS$2:$BA$2,0)+1,FALSE)","v":0.17849680699820072},{"$f":"K1757*VLOOKUP($B1757,$AR$36:$AZ$47,MATCH(AH$2,$AS$2:$BA$2,0)+1,FALSE)","v":0.30738578775896869},{"$f":"L1757*VLOOKUP($B1757,$AR$36:$AZ$47,MATCH(AI$2,$AS$2:$BA$2,0)+1,FALSE)","v":5.3017296218537679E-3},{"$f":"M1757*VLOOKUP($B1757,$AR$36:$AZ$47,MATCH(AJ$2,$AS$2:$BA$2,0)+1,FALSE)","v":9.2578084224762117E-2},{"$f":"N1757*VLOOKUP($B1757,$AR$36:$AZ$47,MATCH(AK$2,$AS$2:$BA$2,0)+1,FALSE)","v":6.8535665831601075E-2},{"$f":"O1757*VLOOKUP($B1757,$AR$36:$AZ$47,MATCH(AL$2,$AS$2:$BA$2,0)+1,FALSE)","v":5.7353328457196193E-2},{"$f":"P1757*VLOOKUP($B1757,$AR$36:$AZ$47,MATCH(AM$2,$AS$2:$BA$2,0)+1,FALSE)","v":1.0282554173884491E-5},{"$f":"Q1757*VLOOKUP($B1757,$AR$36:$AZ$47,MATCH(AN$2,$AS$2:$BA$2,0)+1,FALSE)","v":1.5552262801476889E-3},{"$f":"R1757*VLOOKUP($B1757,$AR$36:$BA$47,MATCH(AO$2,$AS$2:$BA$2,0)+1,FALSE)","v":0},0.71121691172690427]
[2006,3,15,8,null,2013,3,15,8,0.29488853754273664,0.43319590282434789,0,0.10220224855175478,0.11538270000000007,7.8975000000000004E-2,0,1.855926749719135E-3,0,1.0265003156685584,null,null,0.27918704340919381,8.951504225488062E-2,0.38322236616124594,9.0944275423567367E-2,7.2802055838513846E-2,0,0,1.3565660651031451E-3,0,0.91702734915250472,null,{"$f":"J1762*VLOOKUP($B1762,$AR$36:$AZ$47,MATCH(AG$2,$AS$2:$BA$2,0)+1,FALSE)","v":0.2695846840204798},{"$f":"K1762*VLOOKUP($B1762,$AR$36:$AZ$47,MATCH(AH$2,$AS$2:$BA$2,0)+1,FALSE)","v":0.38956345746672111},{"$f":"L1762*VLOOKUP($B1762,$AR$36:$AZ$47,MATCH(AI$2,$AS$2:$BA$2,0)+1,FALSE)","v":0},{"$f":"M1762*VLOOKUP($B1762,$AR$36:$AZ$47,MATCH(AJ$2,$AS$2:$BA$2,0)+1,FALSE)","v":9.0822183922787153E-2},{"$f":"N1762*VLOOKUP($B1762,$AR$36:$AZ$47,MATCH(AK$2,$AS$2:$BA$2,0)+1,FALSE)","v":9.2564484229261043E-2},{"$f":"O1762*VLOOKUP($B1762,$AR$36:$AZ$47,MATCH(AL$2,$AS$2:$BA$2,0)+1,FALSE)","v":7.1550100543512671E-2},{"$f":"P1762*VLOOKUP($B1762,$AR$36:$AZ$47,MATCH(AM$2,$AS$2:$BA$2,0)+1,FALSE)","v":0},{"$f":"Q1762*VLOOKUP($B1762,$AR$36:$AZ$47,MATCH(AN$2,$AS$2:$BA$2,0)+1,FALSE)","v":1.2779066673517241E-3},{"$f":"R1762*VLOOKUP($B1762,$AR$36:$BA$47,MATCH(AO$2,$AS$2:$BA$2,0)+1,FALSE)","v":0},0.91536281685011345]
[2006,3,15,20,null,2013,3,15,20,0.43242398498023232,0.42067167648380199,8.9604280101505326E-3,0.10257311676195793,9.4699600000000009E-2,6.8889000000000006E-2,2.054543509625487E-5,2.2586829922203139E-3,0,1.1304970346634593,null,null,0.40939934414492574,8.9839871541689473E-2,0.37214293622834299,7.4641922098387839E-2,6.3504410568653122E-2,5.0112389885805225E-3,1.0282554173884491E-5,1.6509556207083089E-3,0,1.0162009617454619,null,{"$f":"J1774*VLOOKUP($B1774,$AR$36:$AZ$47,MATCH(AG$2,$AS$2:$BA$2,0)+1,FALSE)","v":0.39531846278317301},{"$f":"K1774*VLOOKUP($B1774,$AR$36:$AZ$47,MATCH(AH$2,$AS$2:$BA$2,0)+1,FALSE)","v":0.37830069878523565},{"$f":"L1774*VLOOKUP($B1774,$AR$36:$AZ$47,MATCH(AI$2,$AS$2:$BA$2,0)+1,FALSE)","v":5.3017296218537679E-3},{"$f":"M1774*VLOOKUP($B1774,$AR$36:$AZ$47,MATCH(AJ$2,$AS$2:$BA$2,0)+1,FALSE)","v":9.1151756522954833E-2},{"$f":"N1774*VLOOKUP($B1774,$AR$36:$AZ$47,MATCH(AK$2,$AS$2:$BA$2,0)+1,FALSE)","v":7.5971697929735779E-2},{"$f":"O1774*VLOOKUP($B1774,$AR$36:$AZ$47,MATCH(AL$2,$AS$2:$BA$2,0)+1,FALSE)","v":6.241234411322627E-2},{"$f":"P1774*VLOOKUP($B1774,$AR$36:$AZ$47,MATCH(AM$2,$AS$2:$BA$2,0)+1,FALSE)","v":1.0282554173884491E-5},{"$f":"Q1774*VLOOKUP($B1774,$AR$36:$AZ$47,MATCH(AN$2,$AS$2:$BA$2,0)+1,FALSE)","v":1.5552262801476889E-3},{"$f":"R1774*VLOOKUP($B1774,$AR$36:$BA$47,MATCH(AO$2,$AS$2:$BA$2,0)+1,FALSE)","v":0},1.0100221985905011]
[2006,3,15,22,null,2013,3,15,22,0.38108865325849356,0.38710057248261337,8.9604280101505326E-3,9.8994758079241907E-2,8.9040600000000011E-2,6.5194000000000002E-2,2.054543509625487E-5,2.2586829922203139E-3,0,1.0326582402578159,null,null,0.36079738896128161,8.6705723974239077E-2,0.34244459922630222,7.0181516382262582E-2,6.0098223847243705E-2,5.0112389885805225E-3,1.0282554173884491E-5,1.6509556207083089E-3,0,0.92689992955479183,null,{"$f":"J1776*VLOOKUP($B1776,$AR$36:$AZ$47,MATCH(AG$2,$AS$2:$BA$2,0)+1,FALSE)","v":0.34838812328401286},{"$f":"K1776*VLOOKUP($B1776,$AR$36:$AZ$47,MATCH(AH$2,$AS$2:$BA$2,0)+1,FALSE)","v":0.34811095031252032},{"$f":"L1776*VLOOKUP($B1776,$AR$36:$AZ$47,MATCH(AI$2,$AS$2:$BA$2,0)+1,FALSE)","v":5.3017296218537679E-3},{"$f":"M1776*VLOOKUP($B1776,$AR$36:$AZ$47,MATCH(AJ$2,$AS$2:$BA$2,0)+1,FALSE)","v":8.7971842626454202E-2},{"$f":"N1776*VLOOKUP($B1776,$AR$36:$AZ$47,MATCH(AK$2,$AS$2:$BA$2,0)+1,FALSE)","v":7.14318282937038E-2},{"$f":"O1776*VLOOKUP($B1776,$AR$36:$AZ$47,MATCH(AL$2,$AS$2:$BA$2,0)+1,FALSE)","v":5.9064732571494333E-2},{"$f":"P1776*VLOOKUP($B1776,$AR$36:$AZ$47,MATCH(AM$2,$AS$2:$BA$2,0)+1,FALSE)","v":1.0282554173884491E-5},{"$f":"Q1776*VLOOKUP($B1776,$AR$36:$AZ$47,MATCH(AN$2,$AS$2:$BA$2,0)+1,FALSE)","v":1.5552262801476889E-3},{"$f":"R1776*VLOOKUP($B1776,$AR$36:$BA$47,MATCH(AO$2,$AS$2:$BA$2,0)+1,FALSE)","v":0},0.92183471554436081]
[2006,3,16,5,null,2013,3,16,5,0.1938365556582424,0.29667731848856832,8.9604280101505326E-3,8.3730991321968623E-2,8.7048699999999993E-2,6.1766000000000001E-2,2.054543509625487E-5,2.2586829922203139E-3,0,0.7342992219062463,null,null,0.18351562705621777,7.3336774214253581E-2,0.26245258377631298,6.8611507167569169E-2,5.6938167533037626E-2,5.0112389885805225E-3,1.0282554173884491E-5,1.6509556207083089E-3,0,0.65152713691085373,null,{"$f":"J1783*VLOOKUP($B1783,$AR$36:$AZ$47,MATCH(AG$2,$AS$2:$BA$2,0)+1,FALSE)","v":0.17720379043614856},{"$f":"K1783*VLOOKUP($B1783,$AR$36:$AZ$47,MATCH(AH$2,$AS$2:$BA$2,0)+1,FALSE)","v":0.26679532559943303},{"$f":"L1783*VLOOKUP($B1783,$AR$36:$AZ$47,MATCH(AI$2,$AS$2:$BA$2,0)+1,FALSE)","v":5.3017296218537679E-3},{"$f":"M1783*VLOOKUP($B1783,$AR$36:$AZ$47,MATCH(AJ$2,$AS$2:$BA$2,0)+1,FALSE)","v":7.4407673036960401E-2},{"$f":"N1783*VLOOKUP($B1783,$AR$36:$AZ$47,MATCH(AK$2,$AS$2:$BA$2,0)+1,FALSE)","v":6.9833848734062134E-2},{"$f":"O1783*VLOOKUP($B1783,$AR$36:$AZ$47,MATCH(AL$2,$AS$2:$BA$2,0)+1,FALSE)","v":5.5959018805579026E-2},{"$f":"P1783*VLOOKUP($B1783,$AR$36:$AZ$47,MATCH(AM$2,$AS$2:$BA$2,0)+1,FALSE)","v":1.0282554173884491E-5},{"$f":"Q1783*VLOOKUP($B1783,$AR$36:$AZ$47,MATCH(AN$2,$AS$2:$BA$2,0)+1,FALSE)","v":1.5552262801476889E-3},{"$f":"R1783*VLOOKUP($B1783,$AR$36:$BA$47,MATCH(AO$2,$AS$2:$BA$2,0)+1,FALSE)","v":0},0.65106689506835869]
[2006,3,16,12,null,2013,3,16,12,0.33902777740820517,0.37954737991510135,0,0.10392484972369817,9.3216900000000005E-2,6.5816E-2,0,1.855926749719135E-3,0,0.98338883379672393,null,null,0.3209760664043092,9.1023802765337836E-2,0.33576274395269134,7.3473262696497232E-2,6.0671606293987046E-2,0,0,1.3565660651031451E-3,0,0.88326404817792581,null,{"$f":"J1790*VLOOKUP($B1790,$AR$36:$AZ$47,MATCH(AG$2,$AS$2:$BA$2,0)+1,FALSE)","v":0.30993641532611593},{"$f":"K1790*VLOOKUP($B1790,$AR$36:$AZ$47,MATCH(AH$2,$AS$2:$BA$2,0)+1,FALSE)","v":0.34131853193476608},{"$f":"L1790*VLOOKUP($B1790,$AR$36:$AZ$47,MATCH(AI$2,$AS$2:$BA$2,0)+1,FALSE)","v":0},{"$f":"M1790*VLOOKUP($B1790,$AR$36:$AZ$47,MATCH(AJ$2,$AS$2:$BA$2,0)+1,FALSE)","v":9.2352976079327867E-2},{"$f":"N1790*VLOOKUP($B1790,$AR$36:$AZ$47,MATCH(AK$2,$AS$2:$BA$2,0)+1,FALSE)","v":7.4782218391063818E-2},{"$f":"O1790*VLOOKUP($B1790,$AR$36:$AZ$47,MATCH(AL$2,$AS$2:$BA$2,0)+1,FALSE)","v":5.9628254730887363E-2},{"$f":"P1790*VLOOKUP($B1790,$AR$36:$AZ$47,MATCH(AM$2,$AS$2:$BA$2,0)+1,FALSE)","v":0},{"$f":"Q1790*VLOOKUP($B1790,$AR$36:$AZ$47,MATCH(AN$2,$AS$2:$BA$2,0)+1,FALSE)","v":1.2779066673517241E-3},{"$f":"R1790*VLOOKUP($B1790,$AR$36:$BA$47,MATCH(AO$2,$AS$2:$BA$2,0)+1,FALSE)","v":0},0.87929630312951279]
[2006,3,16,22,null,2013,3,16,22,0.34208187638335452,0.31104199299784768,8.9604280101505326E-3,8.0298831411336535E-2,8.5411600000000032E-2,6.4342999999999997E-2,2.054543509625487E-5,2.2586829922203139E-3,0,0.89441695723000592,null,null,0.32386754828507719,7.0330676562007116E-2,0.27516014753370677,6.7321150179078526E-2,5.9313740789078771E-2,5.0112389885805225E-3,1.0282554173884491E-5,1.6509556207083089E-3,0,0.80266574051241113,null,{"$f":"J1800*VLOOKUP($B1800,$AR$36:$AZ$47,MATCH(AG$2,$AS$2:$BA$2,0)+1,FALSE)","v":0.31272844757682217},{"$f":"K1800*VLOOKUP($B1800,$AR$36:$AZ$47,MATCH(AH$2,$AS$2:$BA$2,0)+1,FALSE)","v":0.27971315845688732},{"$f":"L1800*VLOOKUP($B1800,$AR$36:$AZ$47,MATCH(AI$2,$AS$2:$BA$2,0)+1,FALSE)","v":5.3017296218537679E-3},{"$f":"M1800*VLOOKUP($B1800,$AR$36:$AZ$47,MATCH(AJ$2,$AS$2:$BA$2,0)+1,FALSE)","v":7.1357678902066263E-2},{"$f":"N1800*VLOOKUP($B1800,$AR$36:$AZ$47,MATCH(AK$2,$AS$2:$BA$2,0)+1,FALSE)","v":6.8520503517389961E-2},{"$f":"O1800*VLOOKUP($B1800,$AR$36:$AZ$47,MATCH(AL$2,$AS$2:$BA$2,0)+1,FALSE)","v":5.8293740035090032E-2},{"$f":"P1800*VLOOKUP($B1800,$AR$36:$AZ$47,MATCH(AM$2,$AS$2:$BA$2,0)+1,FALSE)","v":1.0282554173884491E-5},{"$f":"Q1800*VLOOKUP($B1800,$AR$36:$AZ$47,MATCH(AN$2,$AS$2:$BA$2,0)+1,FALSE)","v":1.5552262801476889E-3},{"$f":"R1800*VLOOKUP($B1800,$AR$36:$BA$47,MATCH(AO$2,$AS$2:$BA$2,0)+1,FALSE)","v":0},0.79748076694443104]
[2006,3,17,5,null,2013,3,17,5,0.21893637231650778,0.31959544938586193,8.9604280101505326E-3,0.10942417179799351,8.6160299999999995E-2,6.2246000000000003E-2,2.054543509625487E-5,2.2586829922203139E-3,0,0.80760194993783019,null,null,0.20727899087268478,9.5840448727921135E-2,0.28272687606114844,6.7911273126536179E-2,5.7380649163964965E-2,5.0112389885805225E-3,1.0282554173884491E-5,1.6509556207083089E-3,0,0.71781071511571826,null,{"$f":"J1807*VLOOKUP($B1807,$AR$36:$AZ$47,MATCH(AG$2,$AS$2:$BA$2,0)+1,FALSE)","v":0.20014983709898235},{"$f":"K1807*VLOOKUP($B1807,$AR$36:$AZ$47,MATCH(AH$2,$AS$2:$BA$2,0)+1,FALSE)","v":0.28740509188026681},{"$f":"L1807*VLOOKUP($B1807,$AR$36:$AZ$47,MATCH(AI$2,$AS$2:$BA$2,0)+1,FALSE)","v":5.3017296218537679E-3},{"$f":"M1807*VLOOKUP($B1807,$AR$36:$AZ$47,MATCH(AJ$2,$AS$2:$BA$2,0)+1,FALSE)","v":9.7239957021135331E-2},{"$f":"N1807*VLOOKUP($B1807,$AR$36:$AZ$47,MATCH(AK$2,$AS$2:$BA$2,0)+1,FALSE)","v":6.912113974225248E-2},{"$f":"O1807*VLOOKUP($B1807,$AR$36:$AZ$47,MATCH(AL$2,$AS$2:$BA$2,0)+1,FALSE)","v":5.6393891211541494E-2},{"$f":"P1807*VLOOKUP($B1807,$AR$36:$AZ$47,MATCH(AM$2,$AS$2:$BA$2,0)+1,FALSE)","v":1.0282554173884491E-5},{"$f":"Q1807*VLOOKUP($B1807,$AR$36:$AZ$47,MATCH(AN$2,$AS$2:$BA$2,0)+1,FALSE)","v":1.5552262801476889E-3},{"$f":"R1807*VLOOKUP($B1807,$AR$36:$BA$47,MATCH(AO$2,$AS$2:$BA$2,0)+1,FALSE)","v":0},0.71717715541035376]
[2006,3,17,15,null,2013,3,17,15,0.37329349209497054,0.38346689374958021,0,0.10841833783922805,9.1075000000000017E-2,6.6746E-2,0,1.855926749719135E-3,4.6272000000000023E-4,1.025318370433498,null,null,0.35341728522352012,9.4959477217057664E-2,0.33923010215265975,7.1785023961143168E-2,6.1528914453908769E-2,0,0,1.3565660651031451E-3,4.6272000000000023E-4,0.92274008907339256,null,{"$f":"J1817*VLOOKUP($B1817,$AR$36:$AZ$47,MATCH(AG$2,$AS$2:$BA$2,0)+1,FALSE)","v":0.34126185083996263},{"$f":"K1817*VLOOKUP($B1817,$AR$36:$AZ$47,MATCH(AH$2,$AS$2:$BA$2,0)+1,FALSE)","v":0.34484326370391061},{"$f":"L1817*VLOOKUP($B1817,$AR$36:$AZ$47,MATCH(AI$2,$AS$2:$BA$2,0)+1,FALSE)","v":0},{"$f":"M1817*VLOOKUP($B1817,$AR$36:$AZ$47,MATCH(AJ$2,$AS$2:$BA$2,0)+1,FALSE)","v":9.6346121140875596E-2},{"$f":"N1817*VLOOKUP($B1817,$AR$36:$AZ$47,MATCH(AK$2,$AS$2:$BA$2,0)+1,FALSE)","v":7.3063903004349409E-2},{"$f":"O1817*VLOOKUP($B1817,$AR$36:$AZ$47,MATCH(AL$2,$AS$2:$BA$2,0)+1,FALSE)","v":6.0470820017439655E-2},{"$f":"P1817*VLOOKUP($B1817,$AR$36:$AZ$47,MATCH(AM$2,$AS$2:$BA$2,0)+1,FALSE)","v":0},{"$f":"Q1817*VLOOKUP($B1817,$AR$36:$AZ$47,MATCH(AN$2,$AS$2:$BA$2,0)+1,FALSE)","v":1.2779066673517241E-3},{"$f":"R1817*VLOOKUP($B1817,$AR$36:$BA$47,MATCH(AO$2,$AS$2:$BA$2,0)+1,FALSE)","v":4.6272000000000023E-4},0.91772658537388963]
[2006,3,17,19,null,2013,3,17,19,0.4466706412061871,0.36323993993885662,8.3630661428071625E-3,0.11271897183884315,8.5951000000000014E-2,6.6202999999999998E-2,1.917573942317121E-5,2.2318325760535694E-3,3.5104000000000022E-4,1.0857486674421708,null,null,0.42288742972239601,9.8726238121573121E-2,0.32133653240963578,6.7746303535374322E-2,6.1028357108922217E-2,4.6771563893418201E-3,9.5970505622921916E-6,1.631329650334632E-3,3.5104000000000022E-4,0.97839398398814015,null,{"$f":"J1821*VLOOKUP($B1821,$AR$36:$AZ$47,MATCH(AG$2,$AS$2:$BA$2,0)+1,FALSE)","v":0.40834263913477437},{"$f":"K1821*VLOOKUP($B1821,$AR$36:$AZ$47,MATCH(AH$2,$AS$2:$BA$2,0)+1,FALSE)","v":0.32665361322672182},{"$f":"L1821*VLOOKUP($B1821,$AR$36:$AZ$47,MATCH(AI$2,$AS$2:$BA$2,0)+1,FALSE)","v":4.9482809803968499E-3},{"$f":"M1821*VLOOKUP($B1821,$AR$36:$AZ$47,MATCH(AJ$2,$AS$2:$BA$2,0)+1,FALSE)","v":0.10016788609842288},{"$f":"N1821*VLOOKUP($B1821,$AR$36:$AZ$47,MATCH(AK$2,$AS$2:$BA$2,0)+1,FALSE)","v":6.8953231151543629E-2},{"$f":"O1821*VLOOKUP($B1821,$AR$36:$AZ$47,MATCH(AL$2,$AS$2:$BA$2,0)+1,FALSE)","v":5.9978870608194609E-2},{"$f":"P1821*VLOOKUP($B1821,$AR$36:$AZ$47,MATCH(AM$2,$AS$2:$BA$2,0)+1,FALSE)","v":9.5970505622921916E-6},{"$f":"Q1821*VLOOKUP($B1821,$AR$36:$AZ$47,MATCH(AN$2,$AS$2:$BA$2,0)+1,FALSE)","v":1.5367383059612918E-3},{"$f":"R1821*VLOOKUP($B1821,$AR$36:$BA$47,MATCH(AO$2,$AS$2:$BA$2,0)+1,FALSE)","v":3.5104000000000022E-4},0.97094189655657759]
[2006,3,18,8,null,2013,3,18,8,0.25635814145865587,0.40800354436010239,0,9.5454646015299946E-2,0.11818649999999997,8.0365000000000006E-2,0,1.855926749719135E-3,4.9344000000000026E-4,0.96071719858377724,null,null,0.24270821838012427,8.3605075157982309E-2,0.36093620150247013,9.3154221623756722E-2,7.4083408894740937E-2,0,0,1.3565660651031451E-3,4.9344000000000026E-4,0.85633713162417757,null,{"$f":"J1834*VLOOKUP($B1834,$AR$36:$AZ$47,MATCH(AG$2,$AS$2:$BA$2,0)+1,FALSE)","v":0.23436051172790476},{"$f":"K1834*VLOOKUP($B1834,$AR$36:$AZ$47,MATCH(AH$2,$AS$2:$BA$2,0)+1,FALSE)","v":0.36690852882799879},{"$f":"L1834*VLOOKUP($B1834,$AR$36:$AZ$47,MATCH(AI$2,$AS$2:$BA$2,0)+1,FALSE)","v":0},{"$f":"M1834*VLOOKUP($B1834,$AR$36:$AZ$47,MATCH(AJ$2,$AS$2:$BA$2,0)+1,FALSE)","v":8.482591664601162E-2},{"$f":"N1834*VLOOKUP($B1834,$AR$36:$AZ$47,MATCH(AK$2,$AS$2:$BA$2,0)+1,FALSE)","v":9.4813801508905157E-2},{"$f":"O1834*VLOOKUP($B1834,$AR$36:$AZ$47,MATCH(AL$2,$AS$2:$BA$2,0)+1,FALSE)","v":7.2809418552445659E-2},{"$f":"P1834*VLOOKUP($B1834,$AR$36:$AZ$47,MATCH(AM$2,$AS$2:$BA$2,0)+1,FALSE)","v":0},{"$f":"Q1834*VLOOKUP($B1834,$AR$36:$AZ$47,MATCH(AN$2,$AS$2:$BA$2,0)+1,FALSE)","v":1.2779066673517241E-3},{"$f":"R1834*VLOOKUP($B1834,$AR$36:$BA$47,MATCH(AO$2,$AS$2:$BA$2,0)+1,FALSE)","v":4.9344000000000026E-4},0.85548952393061772]
[2006,3,18,9,null,2013,3,18,9,0.26167084847460181,0.43301084065034678,0,9.8699414313894632E-2,0.12041810000000004,8.2740999999999995E-2,0,1.855926749719135E-3,5.1072000000000021E-4,0.99890685018856229,null,null,0.24773804753740805,8.644704366133589E-2,0.38305865278412193,9.4913161612465935E-2,7.6273692967831264E-2,0,0,1.3565660651031451E-3,5.1072000000000021E-4,0.89029788462826609,null,{"$f":"J1835*VLOOKUP($B1835,$AR$36:$AZ$47,MATCH(AG$2,$AS$2:$BA$2,0)+1,FALSE)","v":0.23921734493723087},{"$f":"K1835*VLOOKUP($B1835,$AR$36:$AZ$47,MATCH(AH$2,$AS$2:$BA$2,0)+1,FALSE)","v":0.38939703516244689},{"$f":"L1835*VLOOKUP($B1835,$AR$36:$AZ$47,MATCH(AI$2,$AS$2:$BA$2,0)+1,FALSE)","v":0},{"$f":"M1835*VLOOKUP($B1835,$AR$36:$AZ$47,MATCH(AJ$2,$AS$2:$BA$2,0)+1,FALSE)","v":8.7709384939300319E-2},{"$f":"N1835*VLOOKUP($B1835,$AR$36:$AZ$47,MATCH(AK$2,$AS$2:$BA$2,0)+1,FALSE)","v":9.6604077720209153E-2},{"$f":"O1835*VLOOKUP($B1835,$AR$36:$AZ$47,MATCH(AL$2,$AS$2:$BA$2,0)+1,FALSE)","v":7.4962036961959883E-2},{"$f":"P1835*VLOOKUP($B1835,$AR$36:$AZ$47,MATCH(AM$2,$AS$2:$BA$2,0)+1,FALSE)","v":0},{"$f":"Q1835*VLOOKUP($B1835,$AR$36:$AZ$47,MATCH(AN$2,$AS$2:$BA$2,0)+1,FALSE)","v":1.2779066673517241E-3},{"$f":"R1835*VLOOKUP($B1835,$AR$36:$BA$47,MATCH(AO$2,$AS$2:$BA$2,0)+1,FALSE)","v":5.1072000000000021E-4},0.88967850638849888]
[2006,3,18,17,null,2013,3,18,17,0.34500800281323823,0.39801703089601026,0,6.7475375431139489E-2,0.10857709999999998,7.8583E-2,0,1.855926749719135E-3,3.3696000000000003E-4,0.99985339589010713,null,null,0.32663787158556268,5.9099101717157668E-2,0.35210173355284524,8.5580123251511778E-2,7.2440695839923186E-2,0,0,1.3565660651031451E-3,3.3696000000000003E-4,0.89755305201210378,null,{"$f":"J1843*VLOOKUP($B1843,$AR$36:$AZ$47,MATCH(AG$2,$AS$2:$BA$2,0)+1,FALSE)","v":0.3154034883755506},{"$f":"K1843*VLOOKUP($B1843,$AR$36:$AZ$47,MATCH(AH$2,$AS$2:$BA$2,0)+1,FALSE)","v":0.3579278789932584},{"$f":"L1843*VLOOKUP($B1843,$AR$36:$AZ$47,MATCH(AI$2,$AS$2:$BA$2,0)+1,FALSE)","v":0},{"$f":"M1843*VLOOKUP($B1843,$AR$36:$AZ$47,MATCH(AJ$2,$AS$2:$BA$2,0)+1,FALSE)","v":5.9962095203441035E-2},{"$f":"N1843*VLOOKUP($B1843,$AR$36:$AZ$47,MATCH(AK$2,$AS$2:$BA$2,0)+1,FALSE)","v":8.7104767531084745E-2},{"$f":"O1843*VLOOKUP($B1843,$AR$36:$AZ$47,MATCH(AL$2,$AS$2:$BA$2,0)+1,FALSE)","v":7.1194954745309985E-2},{"$f":"P1843*VLOOKUP($B1843,$AR$36:$AZ$47,MATCH(AM$2,$AS$2:$BA$2,0)+1,FALSE)","v":0},{"$f":"Q1843*VLOOKUP($B1843,$AR$36:$AZ$47,MATCH(AN$2,$AS$2:$BA$2,0)+1,FALSE)","v":1.2779066673517241E-3},{"$f":"R1843*VLOOKUP($B1843,$AR$36:$BA$47,MATCH(AO$2,$AS$2:$BA$2,0)+1,FALSE)","v":3.3696000000000003E-4},0.89320805151599658]
[2006,3,19,6,null,2013,3,19,6,0.22691398289494741,0.34159947952282244,8.9604280101505326E-3,8.235702779514234E-2,0.103092,7.2024000000000005E-2,2.054543509625487E-5,2.2586829922203139E-3,0,0.8372261466503792,null,null,0.21483182941101447,7.2133372088533834E-2,0.30219251837030148,8.1256784959672479E-2,6.6394368720647315E-2,5.0112389885805225E-3,1.0282554173884491E-5,1.6509556207083089E-3,0,0.74348135071363219,null,{"$f":"J1856*VLOOKUP($B1856,$AR$36:$AZ$47,MATCH(AG$2,$AS$2:$BA$2,0)+1,FALSE)","v":0.20744290330273535},{"$f":"K1856*VLOOKUP($B1856,$AR$36:$AZ$47,MATCH(AH$2,$AS$2:$BA$2,0)+1,FALSE)","v":0.30719282764246775},{"$f":"L1856*VLOOKUP($B1856,$AR$36:$AZ$47,MATCH(AI$2,$AS$2:$BA$2,0)+1,FALSE)","v":5.3017296218537679E-3},{"$f":"M1856*VLOOKUP($B1856,$AR$36:$AZ$47,MATCH(AJ$2,$AS$2:$BA$2,0)+1,FALSE)","v":7.3186698255046215E-2},{"$f":"N1856*VLOOKUP($B1856,$AR$36:$AZ$47,MATCH(AK$2,$AS$2:$BA$2,0)+1,FALSE)","v":8.2704407230572471E-2},{"$f":"O1856*VLOOKUP($B1856,$AR$36:$AZ$47,MATCH(AL$2,$AS$2:$BA$2,0)+1,FALSE)","v":6.5252604514668647E-2},{"$f":"P1856*VLOOKUP($B1856,$AR$36:$AZ$47,MATCH(AM$2,$AS$2:$BA$2,0)+1,FALSE)","v":1.0282554173884491E-5},{"$f":"Q1856*VLOOKUP($B1856,$AR$36:$AZ$47,MATCH(AN$2,$AS$2:$BA$2,0)+1,FALSE)","v":1.5552262801476889E-3},{"$f":"R1856*VLOOKUP($B1856,$AR$36:$BA$47,MATCH(AO$2,$AS$2:$BA$2,0)+1,FALSE)","v":0},0.74264667940166573]
[2006,3,19,10,null,2013,3,19,10,0.25808191975820127,0.46391328237922258,0,0.10685389579487128,0.11900289999999997,8.3660999999999999E-2,0,1.855926749719135E-3,3.9136000000000037E-4,1.0337602846820142,null,null,0.24434021320417965,9.3589242239937837E-2,0.4103961847466569,9.3797705494872582E-2,7.7121782760442001E-2,0,0,1.3565660651031451E-3,{"$f":"$R1860*$BA$6","v":3.9136000000000037E-4},0.92099305451119196,null,{"$f":"J1860*VLOOKUP($B1860,$AR$36:$AZ$47,MATCH(AG$2,$AS$2:$BA$2,0)+1,FALSE)","v":0.23593637572070902},{"$f":"K1860*VLOOKUP($B1860,$AR$36:$AZ$47,MATCH(AH$2,$AS$2:$BA$2,0)+1,FALSE)","v":0.41718691490409826},{"$f":"L1860*VLOOKUP($B1860,$AR$36:$AZ$47,MATCH(AI$2,$AS$2:$BA$2,0)+1,FALSE)","v":0},{"$f":"M1860*VLOOKUP($B1860,$AR$36:$AZ$47,MATCH(AJ$2,$AS$2:$BA$2,0)+1,FALSE)","v":9.4955877334085378E-2},{"$f":"N1860*VLOOKUP($B1860,$AR$36:$AZ$47,MATCH(AK$2,$AS$2:$BA$2,0)+1,FALSE)","v":9.5468749303719874E-2},{"$f":"O1860*VLOOKUP($B1860,$AR$36:$AZ$47,MATCH(AL$2,$AS$2:$BA$2,0)+1,FALSE)","v":7.5795542406721289E-2},{"$f":"P1860*VLOOKUP($B1860,$AR$36:$AZ$47,MATCH(AM$2,$AS$2:$BA$2,0)+1,FALSE)","v":0},{"$f":"Q1860*VLOOKUP($B1860,$AR$36:$AZ$47,MATCH(AN$2,$AS$2:$BA$2,0)+1,FALSE)","v":1.2779066673517241E-3},{"$f":"R1860*VLOOKUP($B1860,$AR$36:$BA$47,MATCH(AO$2,$AS$2:$BA$2,0)+1,FALSE)","v":3.9136000000000037E-4},{"$f":"SUM(AG1860:AO1860)","v":0.92101272633668541}]
[2006,3,19,16,null,2013,3,19,16,0.27226166303151889,0.43479162681406652,0,8.4009581698551189E-2,0.11300999999999997,8.0646999999999996E-2,0,1.855926749719135E-3,2.8448000000000026E-4,0.98686027829385581,null,null,0.25776494864410915,7.3580780874429583E-2,0.38463400722039093,8.907412086575664E-2,7.4343366852910736E-2,0,0,1.3565660651031451E-3,2.8448000000000026E-4,0.88103827052270023,null,{"$f":"J1866*VLOOKUP($B1866,$AR$36:$AZ$47,MATCH(AG$2,$AS$2:$BA$2,0)+1,FALSE)","v":0.24889938079944951},{"$f":"K1866*VLOOKUP($B1866,$AR$36:$AZ$47,MATCH(AH$2,$AS$2:$BA$2,0)+1,FALSE)","v":0.39099845662194033},{"$f":"L1866*VLOOKUP($B1866,$AR$36:$AZ$47,MATCH(AI$2,$AS$2:$BA$2,0)+1,FALSE)","v":0},{"$f":"M1866*VLOOKUP($B1866,$AR$36:$AZ$47,MATCH(AJ$2,$AS$2:$BA$2,0)+1,FALSE)","v":7.4655242799657823E-2},{"$f":"N1866*VLOOKUP($B1866,$AR$36:$AZ$47,MATCH(AK$2,$AS$2:$BA$2,0)+1,FALSE)","v":9.0661012116623904E-2},{"$f":"O1866*VLOOKUP($B1866,$AR$36:$AZ$47,MATCH(AL$2,$AS$2:$BA$2,0)+1,FALSE)","v":7.3064906090948609E-2},{"$f":"P1866*VLOOKUP($B1866,$AR$36:$AZ$47,MATCH(AM$2,$AS$2:$BA$2,0)+1,FALSE)","v":0},{"$f":"Q1866*VLOOKUP($B1866,$AR$36:$AZ$47,MATCH(AN$2,$AS$2:$BA$2,0)+1,FALSE)","v":1.2779066673517241E-3},{"$f":"R1866*VLOOKUP($B1866,$AR$36:$BA$47,MATCH(AO$2,$AS$2:$BA$2,0)+1,FALSE)","v":2.8448000000000026E-4},0.87984138509597198]
[2006,3,20,3,null,2013,3,20,3,0.18451062775257426,0.30930426695579705,8.9604280101505326E-3,9.1304909301483175E-2,8.3753099999999997E-2,6.4579999999999999E-2,2.054543509625487E-5,2.2586829922203139E-3,0,0.74469256044732157,null,null,0.17468626305066212,7.9970479417206322E-2,0.27362288579777416,6.6013925778973581E-2,5.9532216094349145E-2,5.0112389885805225E-3,1.0282554173884491E-5,1.6509556207083089E-3,0,0.6604982473024279,null,{"$f":"J1877*VLOOKUP($B1877,$AR$36:$AZ$47,MATCH(AG$2,$AS$2:$BA$2,0)+1,FALSE)","v":0.16867810358308477},{"$f":"K1877*VLOOKUP($B1877,$AR$36:$AZ$47,MATCH(AH$2,$AS$2:$BA$2,0)+1,FALSE)","v":0.27815046000877736},{"$f":"L1877*VLOOKUP($B1877,$AR$36:$AZ$47,MATCH(AI$2,$AS$2:$BA$2,0)+1,FALSE)","v":5.3017296218537679E-3},{"$f":"M1877*VLOOKUP($B1877,$AR$36:$AZ$47,MATCH(AJ$2,$AS$2:$BA$2,0)+1,FALSE)","v":8.1138246791443269E-2},{"$f":"N1877*VLOOKUP($B1877,$AR$36:$AZ$47,MATCH(AK$2,$AS$2:$BA$2,0)+1,FALSE)","v":6.7189990389388693E-2},{"$f":"O1877*VLOOKUP($B1877,$AR$36:$AZ$47,MATCH(AL$2,$AS$2:$BA$2,0)+1,FALSE)","v":5.8508458285534005E-2},{"$f":"P1877*VLOOKUP($B1877,$AR$36:$AZ$47,MATCH(AM$2,$AS$2:$BA$2,0)+1,FALSE)","v":1.0282554173884491E-5},{"$f":"Q1877*VLOOKUP($B1877,$AR$36:$AZ$47,MATCH(AN$2,$AS$2:$BA$2,0)+1,FALSE)","v":1.5552262801476889E-3},{"$f":"R1877*VLOOKUP($B1877,$AR$36:$BA$47,MATCH(AO$2,$AS$2:$BA$2,0)+1,FALSE)","v":0},0.66053249751440335]
[2006,3,20,6,null,2013,3,20,6,0.21994867448311692,0.33202787969456393,8.9604280101505326E-3,7.7545843242574741E-2,0.10353509999999998,7.2343000000000005E-2,2.054543509625487E-5,2.2586829922203139E-3,2.0831999999999993E-4,0.81684847385772275,null,null,0.20823739248194154,6.7919439473332843E-2,0.29372509956458598,8.1606034963704097E-2,6.6688434637867777E-2,5.0112389885805225E-3,1.0282554173884491E-5,1.6509556207083089E-3,2.0831999999999993E-4,0.72505719828489501,null,{"$f":"J1880*VLOOKUP($B1880,$AR$36:$AZ$47,MATCH(AG$2,$AS$2:$BA$2,0)+1,FALSE)","v":0.201075275442543},{"$f":"K1880*VLOOKUP($B1880,$AR$36:$AZ$47,MATCH(AH$2,$AS$2:$BA$2,0)+1,FALSE)","v":0.29858530042839759},{"$f":"L1880*VLOOKUP($B1880,$AR$36:$AZ$47,MATCH(AI$2,$AS$2:$BA$2,0)+1,FALSE)","v":5.3017296218537679E-3},{"$f":"M1880*VLOOKUP($B1880,$AR$36:$AZ$47,MATCH(AJ$2,$AS$2:$BA$2,0)+1,FALSE)","v":6.8911231770583392E-2},{"$f":"N1880*VLOOKUP($B1880,$AR$36:$AZ$47,MATCH(AK$2,$AS$2:$BA$2,0)+1,FALSE)","v":8.3059879263745404E-2},{"$f":"O1880*VLOOKUP($B1880,$AR$36:$AZ$47,MATCH(AL$2,$AS$2:$BA$2,0)+1,FALSE)","v":6.5541613467797882E-2},{"$f":"P1880*VLOOKUP($B1880,$AR$36:$AZ$47,MATCH(AM$2,$AS$2:$BA$2,0)+1,FALSE)","v":1.0282554173884491E-5},{"$f":"Q1880*VLOOKUP($B1880,$AR$36:$AZ$47,MATCH(AN$2,$AS$2:$BA$2,0)+1,FALSE)","v":1.5552262801476889E-3},{"$f":"R1880*VLOOKUP($B1880,$AR$36:$BA$47,MATCH(AO$2,$AS$2:$BA$2,0)+1,FALSE)","v":2.0831999999999993E-4},0.7242488588292425]
[2006,3,20,20,null,2013,3,20,20,0.40860236308963083,0.38760151580970581,8.9604280101505326E-3,8.2610649837665182E-2,9.3843799999999991E-2,7.2278999999999996E-2,2.054543509625487E-5,2.2586829922203139E-3,0,1.0561769851744689,null,null,0.38684611694841281,7.2355509939460896E-2,0.34288775366490476,7.3967383273178436E-2,6.6629437087077456E-2,5.0112389885805225E-3,1.0282554173884491E-5,1.6509556207083089E-3,0,0.94935867807649699,null,{"$f":"J1894*VLOOKUP($B1894,$AR$36:$AZ$47,MATCH(AG$2,$AS$2:$BA$2,0)+1,FALSE)","v":0.37354093130044302},{"$f":"K1894*VLOOKUP($B1894,$AR$36:$AZ$47,MATCH(AH$2,$AS$2:$BA$2,0)+1,FALSE)","v":0.34856143752448304},{"$f":"L1894*VLOOKUP($B1894,$AR$36:$AZ$47,MATCH(AI$2,$AS$2:$BA$2,0)+1,FALSE)","v":5.3017296218537679E-3},{"$f":"M1894*VLOOKUP($B1894,$AR$36:$AZ$47,MATCH(AJ$2,$AS$2:$BA$2,0)+1,FALSE)","v":7.3412079869631899E-2},{"$f":"N1894*VLOOKUP($B1894,$AR$36:$AZ$47,MATCH(AK$2,$AS$2:$BA$2,0)+1,FALSE)","v":7.5285141924343268E-2},{"$f":"O1894*VLOOKUP($B1894,$AR$36:$AZ$47,MATCH(AL$2,$AS$2:$BA$2,0)+1,FALSE)","v":6.5483630480336202E-2},{"$f":"P1894*VLOOKUP($B1894,$AR$36:$AZ$47,MATCH(AM$2,$AS$2:$BA$2,0)+1,FALSE)","v":1.0282554173884491E-5},{"$f":"Q1894*VLOOKUP($B1894,$AR$36:$AZ$47,MATCH(AN$2,$AS$2:$BA$2,0)+1,FALSE)","v":1.5552262801476889E-3},{"$f":"R1894*VLOOKUP($B1894,$AR$36:$BA$47,MATCH(AO$2,$AS$2:$BA$2,0)+1,FALSE)","v":0},0.94315045955541288]
[2006,3,21,3,null,2013,3,21,3,0.17878397288130157,0.29472723012275981,8.9604280101505326E-3,8.8503251910426517E-2,8.3884300000000009E-2,6.4649999999999999E-2,2.054543509625487E-5,2.2586829922203139E-3,0,0.72178841135195493,null,null,0.16926452690771771,7.7516614817376733E-2,0.26072745786238744,6.6117337199711468E-2,5.9596744665526051E-2,5.0112389885805225E-3,1.0282554173884491E-5,1.6509556207083089E-3,0,0.63989515861618196,null,{"$f":"J1901*VLOOKUP($B1901,$AR$36:$AZ$47,MATCH(AG$2,$AS$2:$BA$2,0)+1,FALSE)","v":0.16344284263726841},{"$f":"K1901*VLOOKUP($B1901,$AR$36:$AZ$47,MATCH(AH$2,$AS$2:$BA$2,0)+1,FALSE)","v":0.26504165442849859},{"$f":"L1901*VLOOKUP($B1901,$AR$36:$AZ$47,MATCH(AI$2,$AS$2:$BA$2,0)+1,FALSE)","v":5.3017296218537679E-3},{"$f":"M1901*VLOOKUP($B1901,$AR$36:$AZ$47,MATCH(AJ$2,$AS$2:$BA$2,0)+1,FALSE)","v":7.864854968140042E-2},{"$f":"N1901*VLOOKUP($B1901,$AR$36:$AZ$47,MATCH(AK$2,$AS$2:$BA$2,0)+1,FALSE)","v":6.7295244126135009E-2},{"$f":"O1901*VLOOKUP($B1901,$AR$36:$AZ$47,MATCH(AL$2,$AS$2:$BA$2,0)+1,FALSE)","v":5.8571877178070199E-2},{"$f":"P1901*VLOOKUP($B1901,$AR$36:$AZ$47,MATCH(AM$2,$AS$2:$BA$2,0)+1,FALSE)","v":1.0282554173884491E-5},{"$f":"Q1901*VLOOKUP($B1901,$AR$36:$AZ$47,MATCH(AN$2,$AS$2:$BA$2,0)+1,FALSE)","v":1.5552262801476889E-3},{"$f":"R1901*VLOOKUP($B1901,$AR$36:$BA$47,MATCH(AO$2,$AS$2:$BA$2,0)+1,FALSE)","v":0},0.63986740650754792]
[2006,3,21,5,null,2013,3,21,5,0.18894239066811838,0.3040806017563204,8.9604280101505326E-3,7.8549560802867111E-2,9.0936099999999978E-2,6.7613000000000006E-2,2.054543509625487E-5,2.2586829922203139E-3,0,0.74136130966477298,null,null,0.17888205443608332,6.8798557311684883E-2,0.26900182330681771,7.1675543425011354E-2,6.2328146899771286E-2,5.0112389885805225E-3,1.0282554173884491E-5,1.6509556207083089E-3,0,0.65735860254283118,null,{"$f":"J1903*VLOOKUP($B1903,$AR$36:$AZ$47,MATCH(AG$2,$AS$2:$BA$2,0)+1,FALSE)","v":0.17272958491632409},{"$f":"K1903*VLOOKUP($B1903,$AR$36:$AZ$47,MATCH(AH$2,$AS$2:$BA$2,0)+1,FALSE)","v":0.27345293387224362},{"$f":"L1903*VLOOKUP($B1903,$AR$36:$AZ$47,MATCH(AI$2,$AS$2:$BA$2,0)+1,FALSE)","v":5.3017296218537679E-3},{"$f":"M1903*VLOOKUP($B1903,$AR$36:$AZ$47,MATCH(AJ$2,$AS$2:$BA$2,0)+1,FALSE)","v":6.9803186910114806E-2},{"$f":"N1903*VLOOKUP($B1903,$AR$36:$AZ$47,MATCH(AK$2,$AS$2:$BA$2,0)+1,FALSE)","v":7.2952472028479987E-2},{"$f":"O1903*VLOOKUP($B1903,$AR$36:$AZ$47,MATCH(AL$2,$AS$2:$BA$2,0)+1,FALSE)","v":6.1256308300709369E-2},{"$f":"P1903*VLOOKUP($B1903,$AR$36:$AZ$47,MATCH(AM$2,$AS$2:$BA$2,0)+1,FALSE)","v":1.0282554173884491E-5},{"$f":"Q1903*VLOOKUP($B1903,$AR$36:$AZ$47,MATCH(AN$2,$AS$2:$BA$2,0)+1,FALSE)","v":1.5552262801476889E-3},{"$f":"R1903*VLOOKUP($B1903,$AR$36:$BA$47,MATCH(AO$2,$AS$2:$BA$2,0)+1,FALSE)","v":0},0.65706172448404732]
[2006,3,21,17,null,2013,3,21,17,0.29169615346715472,0.39707153861215755,0,6.8442438191502128E-2,0.11072840000000003,7.8950999999999993E-2,0,1.855926749719135E-3,0,0.94874545702053348,null,null,0.27616463949036008,5.9946115017585649E-2,0.35126531338394962,8.7275771036827293E-2,7.2779931756967467E-2,0,0,1.3565660651031451E-3,0,0.84878833675079324,null,{"$f":"J1915*VLOOKUP($B1915,$AR$36:$AZ$47,MATCH(AG$2,$AS$2:$BA$2,0)+1,FALSE)","v":0.26666623266438721},{"$f":"K1915*VLOOKUP($B1915,$AR$36:$AZ$47,MATCH(AH$2,$AS$2:$BA$2,0)+1,FALSE)","v":0.35707761877448824},{"$f":"L1915*VLOOKUP($B1915,$AR$36:$AZ$47,MATCH(AI$2,$AS$2:$BA$2,0)+1,FALSE)","v":0},{"$f":"M1915*VLOOKUP($B1915,$AR$36:$AZ$47,MATCH(AJ$2,$AS$2:$BA$2,0)+1,FALSE)","v":6.0821476999156195E-2},{"$f":"N1915*VLOOKUP($B1915,$AR$36:$AZ$47,MATCH(AK$2,$AS$2:$BA$2,0)+1,FALSE)","v":8.8830623962962429E-2},{"$f":"O1915*VLOOKUP($B1915,$AR$36:$AZ$47,MATCH(AL$2,$AS$2:$BA$2,0)+1,FALSE)","v":7.1528356923214534E-2},{"$f":"P1915*VLOOKUP($B1915,$AR$36:$AZ$47,MATCH(AM$2,$AS$2:$BA$2,0)+1,FALSE)","v":0},{"$f":"Q1915*VLOOKUP($B1915,$AR$36:$AZ$47,MATCH(AN$2,$AS$2:$BA$2,0)+1,FALSE)","v":1.2779066673517241E-3},{"$f":"R1915*VLOOKUP($B1915,$AR$36:$BA$47,MATCH(AO$2,$AS$2:$BA$2,0)+1,FALSE)","v":0},0.84620221599156042]
[2006,3,21,22,null,2013,3,21,22,0.33290638596207817,0.34807480704990607,8.9604280101505326E-3,9.7424069810826824E-2,9.0382499999999991E-2,6.8189E-2,2.054543509625487E-5,2.2586829922203139E-3,0,0.94821641926027822,null,null,0.31518061164151823,8.5330018168263369E-2,0.30792085125715296,7.1239197674093008E-2,6.285912485688408E-2,5.0112389885805225E-3,1.0282554173884491E-5,1.6509556207083089E-3,0,0.84920228076137427,null,{"$f":"J1920*VLOOKUP($B1920,$AR$36:$AZ$47,MATCH(AG$2,$AS$2:$BA$2,0)+1,FALSE)","v":0.30434028943895541},{"$f":"K1920*VLOOKUP($B1920,$AR$36:$AZ$47,MATCH(AH$2,$AS$2:$BA$2,0)+1,FALSE)","v":0.31301594592044224},{"$f":"L1920*VLOOKUP($B1920,$AR$36:$AZ$47,MATCH(AI$2,$AS$2:$BA$2,0)+1,FALSE)","v":5.3017296218537679E-3},{"$f":"M1920*VLOOKUP($B1920,$AR$36:$AZ$47,MATCH(AJ$2,$AS$2:$BA$2,0)+1,FALSE)","v":8.6576048103135864E-2},{"$f":"N1920*VLOOKUP($B1920,$AR$36:$AZ$47,MATCH(AK$2,$AS$2:$BA$2,0)+1,FALSE)","v":7.2508352602696766E-2},{"$f":"O1920*VLOOKUP($B1920,$AR$36:$AZ$47,MATCH(AL$2,$AS$2:$BA$2,0)+1,FALSE)","v":6.177815518786433E-2},{"$f":"P1920*VLOOKUP($B1920,$AR$36:$AZ$47,MATCH(AM$2,$AS$2:$BA$2,0)+1,FALSE)","v":1.0282554173884491E-5},{"$f":"Q1920*VLOOKUP($B1920,$AR$36:$AZ$47,MATCH(AN$2,$AS$2:$BA$2,0)+1,FALSE)","v":1.5552262801476889E-3},{"$f":"R1920*VLOOKUP($B1920,$AR$36:$BA$47,MATCH(AO$2,$AS$2:$BA$2,0)+1,FALSE)","v":0},0.84508602970926994]
[2006,3,22,3,null,2013,3,22,3,0.17305423023594507,0.29836219227691096,8.9604280101505326E-3,8.9796500981628169E-2,8.5010500000000017E-2,6.4365000000000006E-2,2.054543509625487E-5,2.2586829922203139E-3,0,0.72182807993195131,null,null,0.16383986740083259,7.8649322237175606E-2,0.26394309030151791,6.7005004440831864E-2,5.9334021197162953E-2,5.0112389885805225E-3,1.0282554173884491E-5,1.6509556207083089E-3,0,0.63944378274098357,null,{"$f":"J1925*VLOOKUP($B1925,$AR$36:$AZ$47,MATCH(AG$2,$AS$2:$BA$2,0)+1,FALSE)","v":0.15820475887369301},{"$f":"K1925*VLOOKUP($B1925,$AR$36:$AZ$47,MATCH(AH$2,$AS$2:$BA$2,0)+1,FALSE)","v":0.26831049518922473},{"$f":"L1925*VLOOKUP($B1925,$AR$36:$AZ$47,MATCH(AI$2,$AS$2:$BA$2,0)+1,FALSE)","v":5.3017296218537679E-3},{"$f":"M1925*VLOOKUP($B1925,$AR$36:$AZ$47,MATCH(AJ$2,$AS$2:$BA$2,0)+1,FALSE)","v":7.9797797439322027E-2},{"$f":"N1925*VLOOKUP($B1925,$AR$36:$AZ$47,MATCH(AK$2,$AS$2:$BA$2,0)+1,FALSE)","v":6.8198725515797365E-2},{"$f":"O1925*VLOOKUP($B1925,$AR$36:$AZ$47,MATCH(AL$2,$AS$2:$BA$2,0)+1,FALSE)","v":5.8313671687029986E-2},{"$f":"P1925*VLOOKUP($B1925,$AR$36:$AZ$47,MATCH(AM$2,$AS$2:$BA$2,0)+1,FALSE)","v":1.0282554173884491E-5},{"$f":"Q1925*VLOOKUP($B1925,$AR$36:$AZ$47,MATCH(AN$2,$AS$2:$BA$2,0)+1,FALSE)","v":1.5552262801476889E-3},{"$f":"R1925*VLOOKUP($B1925,$AR$36:$BA$47,MATCH(AO$2,$AS$2:$BA$2,0)+1,FALSE)","v":0},0.63969268716124239]
[2006,3,22,15,null,2013,3,22,15,0.26320065428417255,0.40227287247074078,0,8.0495599001328896E-2,0.1156668,8.1324999999999995E-2,0,1.855926749719135E-3,0,0.94481685250596126,null,null,0.24918639803798445,7.0503017771541637E-2,0.35586662068045261,9.1168202135698637E-2,7.4968372156595603E-2,0,0,1.3565660651031451E-3,0,0.84304917684737601,null,{"$f":"J1937*VLOOKUP($B1937,$AR$36:$AZ$47,MATCH(AG$2,$AS$2:$BA$2,0)+1,FALSE)","v":0.24061588086956107},{"$f":"K1937*VLOOKUP($B1937,$AR$36:$AZ$47,MATCH(AH$2,$AS$2:$BA$2,0)+1,FALSE)","v":0.36175506283196357},{"$f":"L1937*VLOOKUP($B1937,$AR$36:$AZ$47,MATCH(AI$2,$AS$2:$BA$2,0)+1,FALSE)","v":0},{"$f":"M1937*VLOOKUP($B1937,$AR$36:$AZ$47,MATCH(AJ$2,$AS$2:$BA$2,0)+1,FALSE)","v":7.1532536720769549E-2},{"$f":"N1937*VLOOKUP($B1937,$AR$36:$AZ$47,MATCH(AK$2,$AS$2:$BA$2,0)+1,FALSE)","v":9.2792400285736806E-2},{"$f":"O1937*VLOOKUP($B1937,$AR$36:$AZ$47,MATCH(AL$2,$AS$2:$BA$2,0)+1,FALSE)","v":7.3679163364370595E-2},{"$f":"P1937*VLOOKUP($B1937,$AR$36:$AZ$47,MATCH(AM$2,$AS$2:$BA$2,0)+1,FALSE)","v":0},{"$f":"Q1937*VLOOKUP($B1937,$AR$36:$AZ$47,MATCH(AN$2,$AS$2:$BA$2,0)+1,FALSE)","v":1.2779066673517241E-3},{"$f":"R1937*VLOOKUP($B1937,$AR$36:$BA$47,MATCH(AO$2,$AS$2:$BA$2,0)+1,FALSE)","v":0},0.84165295073975332]
[2006,3,22,24,null,2013,3,22,24,0.1900477453071262,0.32957292045991554,8.9604280101505326E-3,0.11241355137573643,8.35066E-2,6.3510999999999998E-2,2.054543509625487E-5,2.2586829922203139E-3,0,0.7902914735802451,null,null,0.1799285538902661,9.845873201434048E-2,0.29155334475204603,6.5819635266687868E-2,5.854677262880472E-2,5.0112389885805225E-3,1.0282554173884491E-5,1.6509556207083089E-3,0,0.70097951571560779,null,{"$f":"J1946*VLOOKUP($B1946,$AR$36:$AZ$47,MATCH(AG$2,$AS$2:$BA$2,0)+1,FALSE)","v":0.17374009106746369},{"$f":"K1946*VLOOKUP($B1946,$AR$36:$AZ$47,MATCH(AH$2,$AS$2:$BA$2,0)+1,FALSE)","v":0.29637761009440738},{"$f":"L1946*VLOOKUP($B1946,$AR$36:$AZ$47,MATCH(AI$2,$AS$2:$BA$2,0)+1,FALSE)","v":5.3017296218537679E-3},{"$f":"M1946*VLOOKUP($B1946,$AR$36:$AZ$47,MATCH(AJ$2,$AS$2:$BA$2,0)+1,FALSE)","v":9.9896473738449079E-2},{"$f":"N1946*VLOOKUP($B1946,$AR$36:$AZ$47,MATCH(AK$2,$AS$2:$BA$2,0)+1,FALSE)","v":6.6992238513565769E-2},{"$f":"O1946*VLOOKUP($B1946,$AR$36:$AZ$47,MATCH(AL$2,$AS$2:$BA$2,0)+1,FALSE)","v":5.7539961198088421E-2},{"$f":"P1946*VLOOKUP($B1946,$AR$36:$AZ$47,MATCH(AM$2,$AS$2:$BA$2,0)+1,FALSE)","v":1.0282554173884491E-5},{"$f":"Q1946*VLOOKUP($B1946,$AR$36:$AZ$47,MATCH(AN$2,$AS$2:$BA$2,0)+1,FALSE)","v":1.5552262801476889E-3},{"$f":"R1946*VLOOKUP($B1946,$AR$36:$BA$47,MATCH(AO$2,$AS$2:$BA$2,0)+1,FALSE)","v":0},0.70141361306814975]
[2006,3,23,8,null,2013,3,23,8,0.28664214343807826,0.34154529969467862,0,9.2279454315176132E-2,8.7624299999999974E-2,6.676E-2,0,1.855926749719135E-3,0,0.87670712419765218,null,null,0.27137973286382233,8.0824046137275424E-2,0.3021445887343005,6.9065193248184401E-2,6.1541820168144148E-2,0,0,1.3565660651031451E-3,0,0.78631194721682995,null,{"$f":"J1954*VLOOKUP($B1954,$AR$36:$AZ$47,MATCH(AG$2,$AS$2:$BA$2,0)+1,FALSE)","v":0.26204589812009366},{"$f":"K1954*VLOOKUP($B1954,$AR$36:$AZ$47,MATCH(AH$2,$AS$2:$BA$2,0)+1,FALSE)","v":0.30714410492593452},{"$f":"L1954*VLOOKUP($B1954,$AR$36:$AZ$47,MATCH(AI$2,$AS$2:$BA$2,0)+1,FALSE)","v":0},{"$f":"M1954*VLOOKUP($B1954,$AR$36:$AZ$47,MATCH(AJ$2,$AS$2:$BA$2,0)+1,FALSE)","v":8.20042777029827E-2},{"$f":"N1954*VLOOKUP($B1954,$AR$36:$AZ$47,MATCH(AK$2,$AS$2:$BA$2,0)+1,FALSE)","v":7.0295617414482689E-2},{"$f":"O1954*VLOOKUP($B1954,$AR$36:$AZ$47,MATCH(AL$2,$AS$2:$BA$2,0)+1,FALSE)","v":6.0483503795946893E-2},{"$f":"P1954*VLOOKUP($B1954,$AR$36:$AZ$47,MATCH(AM$2,$AS$2:$BA$2,0)+1,FALSE)","v":0},{"$f":"Q1954*VLOOKUP($B1954,$AR$36:$AZ$47,MATCH(AN$2,$AS$2:$BA$2,0)+1,FALSE)","v":1.2779066673517241E-3},{"$f":"R1954*VLOOKUP($B1954,$AR$36:$BA$47,MATCH(AO$2,$AS$2:$BA$2,0)+1,FALSE)","v":0},0.78325130862679215]
[2006,3,23,14,null,2013,3,23,14,0.30455263924428017,0.37327412686037553,0,0.10100216283407713,9.1874799999999993E-2,6.9000000000000006E-2,0,1.855926749719135E-3,0,0.94155965568845201,null,null,0.28833657497031345,8.8463933054744065E-2,0.33021317420033131,7.2415423765305895E-2,6.3606734445805072E-2,0,0,1.3565660651031451E-3,0,0.84439240650160285,null,{"$f":"J1960*VLOOKUP($B1960,$AR$36:$AZ$47,MATCH(AG$2,$AS$2:$BA$2,0)+1,FALSE)","v":0.27841952658595193},{"$f":"K1960*VLOOKUP($B1960,$AR$36:$AZ$47,MATCH(AH$2,$AS$2:$BA$2,0)+1,FALSE)","v":0.33567713474326594},{"$f":"L1960*VLOOKUP($B1960,$AR$36:$AZ$47,MATCH(AI$2,$AS$2:$BA$2,0)+1,FALSE)","v":0},{"$f":"M1960*VLOOKUP($B1960,$AR$36:$AZ$47,MATCH(AJ$2,$AS$2:$BA$2,0)+1,FALSE)","v":8.9755725920947452E-2},{"$f":"N1960*VLOOKUP($B1960,$AR$36:$AZ$47,MATCH(AK$2,$AS$2:$BA$2,0)+1,FALSE)","v":7.3705533634301393E-2},{"$f":"O1960*VLOOKUP($B1960,$AR$36:$AZ$47,MATCH(AL$2,$AS$2:$BA$2,0)+1,FALSE)","v":6.2512908357105088E-2},{"$f":"P1960*VLOOKUP($B1960,$AR$36:$AZ$47,MATCH(AM$2,$AS$2:$BA$2,0)+1,FALSE)","v":0},{"$f":"Q1960*VLOOKUP($B1960,$AR$36:$AZ$47,MATCH(AN$2,$AS$2:$BA$2,0)+1,FALSE)","v":1.2779066673517241E-3},{"$f":"R1960*VLOOKUP($B1960,$AR$36:$BA$47,MATCH(AO$2,$AS$2:$BA$2,0)+1,FALSE)","v":0},0.84134873590892356]
[2006,3,23,17,null,2013,3,23,17,0.34832631851794826,0.35199281569623958,0,8.6733018083474125E-2,8.6975300000000019E-2,6.7949999999999997E-2,0,1.855926749719135E-3,0,0.94383337904738107,null,null,0.32977950183818661,7.5966134685421349E-2,0.31138687790767966,6.855365352212589E-2,6.2638805878151516E-2,0,0,1.3565660651031451E-3,0,0.84968153989666817,null,{"$f":"J1963*VLOOKUP($B1963,$AR$36:$AZ$47,MATCH(AG$2,$AS$2:$BA$2,0)+1,FALSE)","v":0.31843706539481603},{"$f":"K1963*VLOOKUP($B1963,$AR$36:$AZ$47,MATCH(AH$2,$AS$2:$BA$2,0)+1,FALSE)","v":0.31653932410730629},{"$f":"L1963*VLOOKUP($B1963,$AR$36:$AZ$47,MATCH(AI$2,$AS$2:$BA$2,0)+1,FALSE)","v":0},{"$f":"M1963*VLOOKUP($B1963,$AR$36:$AZ$47,MATCH(AJ$2,$AS$2:$BA$2,0)+1,FALSE)","v":7.7075428693397965E-2},{"$f":"N1963*VLOOKUP($B1963,$AR$36:$AZ$47,MATCH(AK$2,$AS$2:$BA$2,0)+1,FALSE)","v":6.9774964402681203E-2},{"$f":"O1963*VLOOKUP($B1963,$AR$36:$AZ$47,MATCH(AL$2,$AS$2:$BA$2,0)+1,FALSE)","v":6.156162496906218E-2},{"$f":"P1963*VLOOKUP($B1963,$AR$36:$AZ$47,MATCH(AM$2,$AS$2:$BA$2,0)+1,FALSE)","v":0},{"$f":"Q1963*VLOOKUP($B1963,$AR$36:$AZ$47,MATCH(AN$2,$AS$2:$BA$2,0)+1,FALSE)","v":1.2779066673517241E-3},{"$f":"R1963*VLOOKUP($B1963,$AR$36:$BA$47,MATCH(AO$2,$AS$2:$BA$2,0)+1,FALSE)","v":0},0.84466631423461536]
[2006,3,24,4,null,2013,3,24,4,0.20998089570602624,0.31276696089823031,8.9604280101505326E-3,0.10775027901712447,8.0269499999999994E-2,6.2620999999999996E-2,2.054543509625487E-5,2.2586829922203139E-3,0,0.7846282920588481,null,null,0.1988003532897025,9.4374350035055746E-2,0.27668612290888217,6.3268163391149934E-2,5.772633793812694E-2,5.0112389885805225E-3,1.0282554173884491E-5,1.6509556207083089E-3,0,0.69752780472637999,null,{"$f":"J1974*VLOOKUP($B1974,$AR$36:$AZ$47,MATCH(AG$2,$AS$2:$BA$2,0)+1,FALSE)","v":0.19196281378364044},{"$f":"K1974*VLOOKUP($B1974,$AR$36:$AZ$47,MATCH(AH$2,$AS$2:$BA$2,0)+1,FALSE)","v":0.2812643837914553},{"$f":"L1974*VLOOKUP($B1974,$AR$36:$AZ$47,MATCH(AI$2,$AS$2:$BA$2,0)+1,FALSE)","v":5.3017296218537679E-3},{"$f":"M1974*VLOOKUP($B1974,$AR$36:$AZ$47,MATCH(AJ$2,$AS$2:$BA$2,0)+1,FALSE)","v":9.5752449650550159E-2},{"$f":"N1974*VLOOKUP($B1974,$AR$36:$AZ$47,MATCH(AK$2,$AS$2:$BA$2,0)+1,FALSE)","v":6.4395311141450709E-2},{"$f":"O1974*VLOOKUP($B1974,$AR$36:$AZ$47,MATCH(AL$2,$AS$2:$BA$2,0)+1,FALSE)","v":5.6733635278699672E-2},{"$f":"P1974*VLOOKUP($B1974,$AR$36:$AZ$47,MATCH(AM$2,$AS$2:$BA$2,0)+1,FALSE)","v":1.0282554173884491E-5},{"$f":"Q1974*VLOOKUP($B1974,$AR$36:$AZ$47,MATCH(AN$2,$AS$2:$BA$2,0)+1,FALSE)","v":1.5552262801476889E-3},{"$f":"R1974*VLOOKUP($B1974,$AR$36:$BA$47,MATCH(AO$2,$AS$2:$BA$2,0)+1,FALSE)","v":0},0.69697583210197167]
[2006,3,24,10,null,2013,3,24,10,0.35322729622469684,0.37872035832524686,0,0.11976774401027693,8.6117499999999972E-2,6.6948999999999995E-2,0,1.855926749719135E-3,0,1.0066378253099397,null,null,0.33441952442829226,0.1048999881878586,0.33503112768286025,6.7877538303307644E-2,6.1716047310321785E-2,0,0,1.3565660651031451E-3,0,0.90530079197774371,null,{"$f":"J1980*VLOOKUP($B1980,$AR$36:$AZ$47,MATCH(AG$2,$AS$2:$BA$2,0)+1,FALSE)","v":0.32291749904433947},{"$f":"K1980*VLOOKUP($B1980,$AR$36:$AZ$47,MATCH(AH$2,$AS$2:$BA$2,0)+1,FALSE)","v":0.34057480978078725},{"$f":"L1980*VLOOKUP($B1980,$AR$36:$AZ$47,MATCH(AI$2,$AS$2:$BA$2,0)+1,FALSE)","v":0},{"$f":"M1980*VLOOKUP($B1980,$AR$36:$AZ$47,MATCH(AJ$2,$AS$2:$BA$2,0)+1,FALSE)","v":0.10643178823027857},{"$f":"N1980*VLOOKUP($B1980,$AR$36:$AZ$47,MATCH(AK$2,$AS$2:$BA$2,0)+1,FALSE)","v":6.9086803919594361E-2},{"$f":"O1980*VLOOKUP($B1980,$AR$36:$AZ$47,MATCH(AL$2,$AS$2:$BA$2,0)+1,FALSE)","v":6.0654734805794606E-2},{"$f":"P1980*VLOOKUP($B1980,$AR$36:$AZ$47,MATCH(AM$2,$AS$2:$BA$2,0)+1,FALSE)","v":0},{"$f":"Q1980*VLOOKUP($B1980,$AR$36:$AZ$47,MATCH(AN$2,$AS$2:$BA$2,0)+1,FALSE)","v":1.2779066673517241E-3},{"$f":"R1980*VLOOKUP($B1980,$AR$36:$BA$47,MATCH(AO$2,$AS$2:$BA$2,0)+1,FALSE)","v":0},0.90094354244814601]
[2006,3,24,18,null,2013,3,24,18,0.43554529394201863,0.36295661838089638,0,0.10709797337862062,8.2619899999999968E-2,6.6916000000000003E-2,0,1.855926749719135E-3,0,1.0569917124512547,null,null,0.41235445738150395,9.3803020464315434E-2,0.32108589486408623,6.5120741160222331E-2,6.1685626698195536E-2,0,0,1.3565660651031451E-3,{"$f":"$R1988*$BA$6","v":0},0.95540630663342663,null,{"$f":"J1988*VLOOKUP($B1988,$AR$36:$AZ$47,MATCH(AG$2,$AS$2:$BA$2,0)+1,FALSE)","v":0.39817193785278809},{"$f":"K1988*VLOOKUP($B1988,$AR$36:$AZ$47,MATCH(AH$2,$AS$2:$BA$2,0)+1,FALSE)","v":0.32639882844003693},{"$f":"L1988*VLOOKUP($B1988,$AR$36:$AZ$47,MATCH(AI$2,$AS$2:$BA$2,0)+1,FALSE)","v":0},{"$f":"M1988*VLOOKUP($B1988,$AR$36:$AZ$47,MATCH(AJ$2,$AS$2:$BA$2,0)+1,FALSE)","v":9.5172777250837073E-2},{"$f":"N1988*VLOOKUP($B1988,$AR$36:$AZ$47,MATCH(AK$2,$AS$2:$BA$2,0)+1,FALSE)","v":6.6280893327796256E-2},{"$f":"O1988*VLOOKUP($B1988,$AR$36:$AZ$47,MATCH(AL$2,$AS$2:$BA$2,0)+1,FALSE)","v":6.0624837327884699E-2},{"$f":"P1988*VLOOKUP($B1988,$AR$36:$AZ$47,MATCH(AM$2,$AS$2:$BA$2,0)+1,FALSE)","v":0},{"$f":"Q1988*VLOOKUP($B1988,$AR$36:$AZ$47,MATCH(AN$2,$AS$2:$BA$2,0)+1,FALSE)","v":1.2779066673517241E-3},{"$f":"R1988*VLOOKUP($B1988,$AR$36:$BA$47,MATCH(AO$2,$AS$2:$BA$2,0)+1,FALSE)","v":0},{"$f":"SUM(AG1988:AO1988)","v":0.94792718086669481}]
[2006,3,25,3,null,2013,3,25,3,0.1944129919420077,0.31093555550599378,8.9604280101505326E-3,0.10224550638235959,8.1868300000000019E-2,6.3671000000000005E-2,2.054543509625487E-5,2.2586829922203139E-3,0,0.76437301026782822,null,null,0.18406137068911463,8.9552930134935274E-2,0.27506598868499521,6.4528332442031919E-2,5.8694266505780503E-2,5.0112389885805225E-3,1.0282554173884491E-5,1.6509556207083089E-3,0,0.67857536562032017,null,{"$f":"J1997*VLOOKUP($B1997,$AR$36:$AZ$47,MATCH(AG$2,$AS$2:$BA$2,0)+1,FALSE)","v":0.17773076376211003},{"$f":"K1997*VLOOKUP($B1997,$AR$36:$AZ$47,MATCH(AH$2,$AS$2:$BA$2,0)+1,FALSE)","v":0.27961744158361973},{"$f":"L1997*VLOOKUP($B1997,$AR$36:$AZ$47,MATCH(AI$2,$AS$2:$BA$2,0)+1,FALSE)","v":5.3017296218537679E-3},{"$f":"M1997*VLOOKUP($B1997,$AR$36:$AZ$47,MATCH(AJ$2,$AS$2:$BA$2,0)+1,FALSE)","v":9.0860625059875258E-2},{"$f":"N1997*VLOOKUP($B1997,$AR$36:$AZ$47,MATCH(AK$2,$AS$2:$BA$2,0)+1,FALSE)","v":6.5677930610277005E-2},{"$f":"O1997*VLOOKUP($B1997,$AR$36:$AZ$47,MATCH(AL$2,$AS$2:$BA$2,0)+1,FALSE)","v":5.7684918666742586E-2},{"$f":"P1997*VLOOKUP($B1997,$AR$36:$AZ$47,MATCH(AM$2,$AS$2:$BA$2,0)+1,FALSE)","v":1.0282554173884491E-5},{"$f":"Q1997*VLOOKUP($B1997,$AR$36:$AZ$47,MATCH(AN$2,$AS$2:$BA$2,0)+1,FALSE)","v":1.5552262801476889E-3},{"$f":"R1997*VLOOKUP($B1997,$AR$36:$BA$47,MATCH(AO$2,$AS$2:$BA$2,0)+1,FALSE)","v":0},0.67843891813880008]
[2006,3,25,12,null,2013,3,25,12,0.27017599408332799,0.46082701532073006,0,0.1095712102183196,0.11685400000000001,8.3193000000000003E-2,0,1.855926749719135E-3,0,1.0424771463720968,null,null,0.25579033222792713,9.5969234058920147E-2,0.40766594986435567,9.2103949381887706E-2,7.6690363170287851E-2,0,0,1.3565660651031451E-3,0,0.92957639476848164,null,{"$f":"J2006*VLOOKUP($B2006,$AR$36:$AZ$47,MATCH(AG$2,$AS$2:$BA$2,0)+1,FALSE)","v":0.24699267934182545},{"$f":"K2006*VLOOKUP($B2006,$AR$36:$AZ$47,MATCH(AH$2,$AS$2:$BA$2,0)+1,FALSE)","v":0.41441150346060757},{"$f":"L2006*VLOOKUP($B2006,$AR$36:$AZ$47,MATCH(AI$2,$AS$2:$BA$2,0)+1,FALSE)","v":0},{"$f":"M2006*VLOOKUP($B2006,$AR$36:$AZ$47,MATCH(AJ$2,$AS$2:$BA$2,0)+1,FALSE)","v":9.7370622937431775E-2},{"$f":"N2006*VLOOKUP($B2006,$AR$36:$AZ$47,MATCH(AK$2,$AS$2:$BA$2,0)+1,FALSE)","v":9.3744818245075426E-2},{"$f":"O2006*VLOOKUP($B2006,$AR$36:$AZ$47,MATCH(AL$2,$AS$2:$BA$2,0)+1,FALSE)","v":7.5371541810907883E-2},{"$f":"P2006*VLOOKUP($B2006,$AR$36:$AZ$47,MATCH(AM$2,$AS$2:$BA$2,0)+1,FALSE)","v":0},{"$f":"Q2006*VLOOKUP($B2006,$AR$36:$AZ$47,MATCH(AN$2,$AS$2:$BA$2,0)+1,FALSE)","v":1.2779066673517241E-3},{"$f":"R2006*VLOOKUP($B2006,$AR$36:$BA$47,MATCH(AO$2,$AS$2:$BA$2,0)+1,FALSE)","v":0},0.92916907246319991]
[2006,3,25,17,null,2013,3,25,17,0.35075987803864273,0.40541934599630092,0,7.1410265916999976E-2,0.10842460000000002,7.7464000000000005E-2,0,1.855926749719135E-3,0,1.0153340167016627,null,null,0.33208348521171643,6.2545521860563419E-2,0.35865011660381502,8.5459923238840121E-2,7.1409160537823826E-2,0,0,1.3565660651031451E-3,0,0.91150477351786208,null,{"$f":"J2011*VLOOKUP($B2011,$AR$36:$AZ$47,MATCH(AG$2,$AS$2:$BA$2,0)+1,FALSE)","v":0.32066180556240009},{"$f":"K2011*VLOOKUP($B2011,$AR$36:$AZ$47,MATCH(AH$2,$AS$2:$BA$2,0)+1,FALSE)","v":0.36458461661456643},{"$f":"L2011*VLOOKUP($B2011,$AR$36:$AZ$47,MATCH(AI$2,$AS$2:$BA$2,0)+1,FALSE)","v":0},{"$f":"M2011*VLOOKUP($B2011,$AR$36:$AZ$47,MATCH(AJ$2,$AS$2:$BA$2,0)+1,FALSE)","v":6.3458841630129229E-2},{"$f":"N2011*VLOOKUP($B2011,$AR$36:$AZ$47,MATCH(AK$2,$AS$2:$BA$2,0)+1,FALSE)","v":8.6982426106894134E-2},{"$f":"O2011*VLOOKUP($B2011,$AR$36:$AZ$47,MATCH(AL$2,$AS$2:$BA$2,0)+1,FALSE)","v":7.0181158448909986E-2},{"$f":"P2011*VLOOKUP($B2011,$AR$36:$AZ$47,MATCH(AM$2,$AS$2:$BA$2,0)+1,FALSE)","v":0},{"$f":"Q2011*VLOOKUP($B2011,$AR$36:$AZ$47,MATCH(AN$2,$AS$2:$BA$2,0)+1,FALSE)","v":1.2779066673517241E-3},{"$f":"R2011*VLOOKUP($B2011,$AR$36:$BA$47,MATCH(AO$2,$AS$2:$BA$2,0)+1,FALSE)","v":0},0.90714675503025155]
[2006,3,25,21,null,2013,3,25,21,0.40111959328814528,0.38584099876430988,8.9604280101505326E-3,0.10608775010026809,9.0681500000000012E-2,6.9158999999999998E-2,2.054543509625487E-5,2.2586829922203139E-3,0,1.0641284985901902,null,null,0.37976177113152737,9.2918204516231895E-2,0.3413303300987881,7.1474868518609985E-2,6.3753306486049752E-2,5.0112389885805225E-3,1.0282554173884491E-5,1.6509556207083089E-3,0,0.95591095791466962,null,{"$f":"J2015*VLOOKUP($B2015,$AR$36:$AZ$47,MATCH(AG$2,$AS$2:$BA$2,0)+1,FALSE)","v":0.3667002444791076},{"$f":"K2015*VLOOKUP($B2015,$AR$36:$AZ$47,MATCH(AH$2,$AS$2:$BA$2,0)+1,FALSE)","v":0.34697824363307722},{"$f":"L2015*VLOOKUP($B2015,$AR$36:$AZ$47,MATCH(AI$2,$AS$2:$BA$2,0)+1,FALSE)","v":5.3017296218537679E-3},{"$f":"M2015*VLOOKUP($B2015,$AR$36:$AZ$47,MATCH(AJ$2,$AS$2:$BA$2,0)+1,FALSE)","v":9.427504079503736E-2},{"$f":"N2015*VLOOKUP($B2015,$AR$36:$AZ$47,MATCH(AK$2,$AS$2:$BA$2,0)+1,FALSE)","v":7.2748222017995176E-2},{"$f":"O2015*VLOOKUP($B2015,$AR$36:$AZ$47,MATCH(AL$2,$AS$2:$BA$2,0)+1,FALSE)","v":6.2656959841580151E-2},{"$f":"P2015*VLOOKUP($B2015,$AR$36:$AZ$47,MATCH(AM$2,$AS$2:$BA$2,0)+1,FALSE)","v":1.0282554173884491E-5},{"$f":"Q2015*VLOOKUP($B2015,$AR$36:$AZ$47,MATCH(AN$2,$AS$2:$BA$2,0)+1,FALSE)","v":1.5552262801476889E-3},{"$f":"R2015*VLOOKUP($B2015,$AR$36:$BA$47,MATCH(AO$2,$AS$2:$BA$2,0)+1,FALSE)","v":0},0.95022594922297277]
[2006,3,26,10,null,2013,3,26,10,0.23468302204365402,0.43380792659270767,0,8.960500024790985E-2,0.117012,8.3558999999999994E-2,0,1.855926749719135E-3,0,0.96052287563399075,null,null,0.22218720201427591,7.8481594065696533E-2,0.38376378678671491,9.2228484476983619E-2,7.7027755413869928E-2,0,0,1.3565660651031451E-3,0,0.85504538882264403,null,{"$f":"J2028*VLOOKUP($B2028,$AR$36:$AZ$47,MATCH(AG$2,$AS$2:$BA$2,0)+1,FALSE)","v":0.21454529521494481},{"$f":"K2028*VLOOKUP($B2028,$AR$36:$AZ$47,MATCH(AH$2,$AS$2:$BA$2,0)+1,FALSE)","v":0.39011383685327483},{"$f":"L2028*VLOOKUP($B2028,$AR$36:$AZ$47,MATCH(AI$2,$AS$2:$BA$2,0)+1,FALSE)","v":0},{"$f":"M2028*VLOOKUP($B2028,$AR$36:$AZ$47,MATCH(AJ$2,$AS$2:$BA$2,0)+1,FALSE)","v":7.9627620020472897E-2},{"$f":"N2028*VLOOKUP($B2028,$AR$36:$AZ$47,MATCH(AK$2,$AS$2:$BA$2,0)+1,FALSE)","v":9.3871571982925409E-2},{"$f":"O2028*VLOOKUP($B2028,$AR$36:$AZ$47,MATCH(AL$2,$AS$2:$BA$2,0)+1,FALSE)","v":7.5703132020454256E-2},{"$f":"P2028*VLOOKUP($B2028,$AR$36:$AZ$47,MATCH(AM$2,$AS$2:$BA$2,0)+1,FALSE)","v":0},{"$f":"Q2028*VLOOKUP($B2028,$AR$36:$AZ$47,MATCH(AN$2,$AS$2:$BA$2,0)+1,FALSE)","v":1.2779066673517241E-3},{"$f":"R2028*VLOOKUP($B2028,$AR$36:$BA$47,MATCH(AO$2,$AS$2:$BA$2,0)+1,FALSE)","v":0},0.85513936275942382]
[2006,3,26,14,null,2013,3,26,14,0.21903299085156414,0.42775020785711304,0,7.8787304562238494E-2,0.11643429999999999,8.2822999999999994E-2,0,1.855926749719135E-3,0,0.92668373002063475,null,null,0.20737046490340055,6.9006787981435627E-2,0.37840488728591515,9.1773143183079109E-2,7.6349283579781352E-2,0,0,1.3565660651031451E-3,0,0.82426113299871495,null,{"$f":"J2032*VLOOKUP($B2032,$AR$36:$AZ$47,MATCH(AG$2,$AS$2:$BA$2,0)+1,FALSE)","v":0.20023816497181435},{"$f":"K2032*VLOOKUP($B2032,$AR$36:$AZ$47,MATCH(AH$2,$AS$2:$BA$2,0)+1,FALSE)","v":0.38466626488961281},{"$f":"L2032*VLOOKUP($B2032,$AR$36:$AZ$47,MATCH(AI$2,$AS$2:$BA$2,0)+1,FALSE)","v":0},{"$f":"M2032*VLOOKUP($B2032,$AR$36:$AZ$47,MATCH(AJ$2,$AS$2:$BA$2,0)+1,FALSE)","v":7.0014458264180846E-2},{"$f":"N2032*VLOOKUP($B2032,$AR$36:$AZ$47,MATCH(AK$2,$AS$2:$BA$2,0)+1,FALSE)","v":9.3408118600925807E-2},{"$f":"O2032*VLOOKUP($B2032,$AR$36:$AZ$47,MATCH(AL$2,$AS$2:$BA$2,0)+1,FALSE)","v":7.503632766464513E-2},{"$f":"P2032*VLOOKUP($B2032,$AR$36:$AZ$47,MATCH(AM$2,$AS$2:$BA$2,0)+1,FALSE)","v":0},{"$f":"Q2032*VLOOKUP($B2032,$AR$36:$AZ$47,MATCH(AN$2,$AS$2:$BA$2,0)+1,FALSE)","v":1.2779066673517241E-3},{"$f":"R2032*VLOOKUP($B2032,$AR$36:$BA$47,MATCH(AO$2,$AS$2:$BA$2,0)+1,FALSE)","v":0},0.82464124105853076]
[2006,3,26,24,null,2013,3,26,24,0.18941842377272575,0.32932954545892024,8.9604280101505326E-3,0.11649150883780032,8.218679999999999E-2,6.4913999999999999E-2,2.054543509625487E-5,2.2586829922203139E-3,0,0.79357993450691344,null,null,0.17933274090951387,0.1020304590526688,0.2913380455233649,6.4779373124234749E-2,5.984010956253609E-2,5.0112389885805225E-3,1.0282554173884491E-5,1.6509556207083089E-3,0,0.70399320533578102,null,{"$f":"J2042*VLOOKUP($B2042,$AR$36:$AZ$47,MATCH(AG$2,$AS$2:$BA$2,0)+1,FALSE)","v":0.17316477047883605},{"$f":"K2042*VLOOKUP($B2042,$AR$36:$AZ$47,MATCH(AH$2,$AS$2:$BA$2,0)+1,FALSE)","v":0.29615874835949585},{"$f":"L2042*VLOOKUP($B2042,$AR$36:$AZ$47,MATCH(AI$2,$AS$2:$BA$2,0)+1,FALSE)","v":5.3017296218537679E-3},{"$f":"M2042*VLOOKUP($B2042,$AR$36:$AZ$47,MATCH(AJ$2,$AS$2:$BA$2,0)+1,FALSE)","v":0.10352035685156195},{"$f":"N2042*VLOOKUP($B2042,$AR$36:$AZ$47,MATCH(AK$2,$AS$2:$BA$2,0)+1,FALSE)","v":6.5933443683094825E-2},{"$f":"O2042*VLOOKUP($B2042,$AR$36:$AZ$47,MATCH(AL$2,$AS$2:$BA$2,0)+1,FALSE)","v":5.8811057001349559E-2},{"$f":"P2042*VLOOKUP($B2042,$AR$36:$AZ$47,MATCH(AM$2,$AS$2:$BA$2,0)+1,FALSE)","v":1.0282554173884491E-5},{"$f":"Q2042*VLOOKUP($B2042,$AR$36:$AZ$47,MATCH(AN$2,$AS$2:$BA$2,0)+1,FALSE)","v":1.5552262801476889E-3},{"$f":"R2042*VLOOKUP($B2042,$AR$36:$BA$47,MATCH(AO$2,$AS$2:$BA$2,0)+1,FALSE)","v":0},0.70445561483051367]
[2006,3,27,7,null,2013,3,27,7,0.27702308720141139,0.3625726824210016,0,7.8562306629339634E-2,0.11049720000000002,7.6174000000000006E-2,0,1.855926749719135E-3,0,0.90668520300147182,null,null,0.26227284829828512,6.8809720893811779E-2,0.32074624980732092,8.7093539935648959E-2,7.0219991154706604E-2,0,0,1.3565660651031451E-3,0,0.81049891615487646,null,{"$f":"J2049*VLOOKUP($B2049,$AR$36:$AZ$47,MATCH(AG$2,$AS$2:$BA$2,0)+1,FALSE)","v":0.2532522357494047},{"$f":"K2049*VLOOKUP($B2049,$AR$36:$AZ$47,MATCH(AH$2,$AS$2:$BA$2,0)+1,FALSE)","v":0.32605356335556301},{"$f":"L2049*VLOOKUP($B2049,$AR$36:$AZ$47,MATCH(AI$2,$AS$2:$BA$2,0)+1,FALSE)","v":0},{"$f":"M2049*VLOOKUP($B2049,$AR$36:$AZ$47,MATCH(AJ$2,$AS$2:$BA$2,0)+1,FALSE)","v":6.9814513508233131E-2},{"$f":"N2049*VLOOKUP($B2049,$AR$36:$AZ$47,MATCH(AK$2,$AS$2:$BA$2,0)+1,FALSE)","v":8.8645146341500919E-2},{"$f":"O2049*VLOOKUP($B2049,$AR$36:$AZ$47,MATCH(AL$2,$AS$2:$BA$2,0)+1,FALSE)","v":6.9012438857885841E-2},{"$f":"P2049*VLOOKUP($B2049,$AR$36:$AZ$47,MATCH(AM$2,$AS$2:$BA$2,0)+1,FALSE)","v":0},{"$f":"Q2049*VLOOKUP($B2049,$AR$36:$AZ$47,MATCH(AN$2,$AS$2:$BA$2,0)+1,FALSE)","v":1.2779066673517241E-3},{"$f":"R2049*VLOOKUP($B2049,$AR$36:$BA$47,MATCH(AO$2,$AS$2:$BA$2,0)+1,FALSE)","v":0},0.8080558044799393]
[2006,3,27,14,null,2013,3,27,14,0.22310766317595918,0.43289949678111805,0,9.2271924884586409E-2,0.1181161,8.2996E-2,0,1.855926749719135E-3,0,0.95124711159138264,null,null,0.21122817917262424,8.0817451396876405E-2,0.38296015355837859,9.3098732568726666E-2,7.6508761334261419E-2,0,0,1.3565660651031451E-3,0,0.84596984409597042,null,{"$f":"J2056*VLOOKUP($B2056,$AR$36:$AZ$47,MATCH(AG$2,$AS$2:$BA$2,0)+1,FALSE)","v":0.20396319701345428},{"$f":"K2056*VLOOKUP($B2056,$AR$36:$AZ$47,MATCH(AH$2,$AS$2:$BA$2,0)+1,FALSE)","v":0.38929690609293888},{"$f":"L2056*VLOOKUP($B2056,$AR$36:$AZ$47,MATCH(AI$2,$AS$2:$BA$2,0)+1,FALSE)","v":0},{"$f":"M2056*VLOOKUP($B2056,$AR$36:$AZ$47,MATCH(AJ$2,$AS$2:$BA$2,0)+1,FALSE)","v":8.199758666301496E-2},{"$f":"N2056*VLOOKUP($B2056,$AR$36:$AZ$47,MATCH(AK$2,$AS$2:$BA$2,0)+1,FALSE)","v":9.4757323894065701E-2},{"$f":"O2056*VLOOKUP($B2056,$AR$36:$AZ$47,MATCH(AL$2,$AS$2:$BA$2,0)+1,FALSE)","v":7.5193062927627438E-2},{"$f":"P2056*VLOOKUP($B2056,$AR$36:$AZ$47,MATCH(AM$2,$AS$2:$BA$2,0)+1,FALSE)","v":0},{"$f":"Q2056*VLOOKUP($B2056,$AR$36:$AZ$47,MATCH(AN$2,$AS$2:$BA$2,0)+1,FALSE)","v":1.2779066673517241E-3},{"$f":"R2056*VLOOKUP($B2056,$AR$36:$BA$47,MATCH(AO$2,$AS$2:$BA$2,0)+1,FALSE)","v":0},0.84648598325845281]
[2006,3,27,24,null,2013,3,27,24,0.16113704732421419,0.29888275199307801,8.9604280101505326E-3,8.8365385167010632E-2,8.2150399999999971E-2,6.4021999999999996E-2,2.054543509625487E-5,2.2586829922203139E-3,0,0.70579724092176988,null,null,0.15255722111482517,7.7395862607544816E-2,0.26440359817995612,6.4750682760554401E-2,5.9017831198396112E-2,5.0112389885805225E-3,1.0282554173884491E-5,1.6509556207083089E-3,0,0.62479767302473932,null,{"$f":"J2066*VLOOKUP($B2066,$AR$36:$AZ$47,MATCH(AG$2,$AS$2:$BA$2,0)+1,FALSE)","v":0.14731016793284427},{"$f":"K2066*VLOOKUP($B2066,$AR$36:$AZ$47,MATCH(AH$2,$AS$2:$BA$2,0)+1,FALSE)","v":0.2687786229843534},{"$f":"L2066*VLOOKUP($B2066,$AR$36:$AZ$47,MATCH(AI$2,$AS$2:$BA$2,0)+1,FALSE)","v":5.3017296218537679E-3},{"$f":"M2066*VLOOKUP($B2066,$AR$36:$AZ$47,MATCH(AJ$2,$AS$2:$BA$2,0)+1,FALSE)","v":7.8526034189767058E-2},{"$f":"N2066*VLOOKUP($B2066,$AR$36:$AZ$47,MATCH(AK$2,$AS$2:$BA$2,0)+1,FALSE)","v":6.5904242189058493E-2},{"$f":"O2066*VLOOKUP($B2066,$AR$36:$AZ$47,MATCH(AL$2,$AS$2:$BA$2,0)+1,FALSE)","v":5.8002919113602627E-2},{"$f":"P2066*VLOOKUP($B2066,$AR$36:$AZ$47,MATCH(AM$2,$AS$2:$BA$2,0)+1,FALSE)","v":1.0282554173884491E-5},{"$f":"Q2066*VLOOKUP($B2066,$AR$36:$AZ$47,MATCH(AN$2,$AS$2:$BA$2,0)+1,FALSE)","v":1.5552262801476889E-3},{"$f":"R2066*VLOOKUP($B2066,$AR$36:$BA$47,MATCH(AO$2,$AS$2:$BA$2,0)+1,FALSE)","v":0},0.62538922486580129]
[2006,3,28,4,null,2013,3,28,4,0.15273558745314239,0.26701630701837387,8.9604280101505326E-3,6.894963854575209E-2,8.2425900000000024E-2,6.3862000000000002E-2,2.054543509625487E-5,2.2586829922203139E-3,0,0.64622908945473545,null,null,0.14460310136072796,6.0390352417307676E-2,0.23621327051357244,6.4967830980167895E-2,5.8870337321420337E-2,5.0112389885805225E-3,1.0282554173884491E-5,1.6509556207083089E-3,0,0.57171736975665899,null,{"$f":"J2070*VLOOKUP($B2070,$AR$36:$AZ$47,MATCH(AG$2,$AS$2:$BA$2,0)+1,FALSE)","v":0.13962962217977176},{"$f":"K2070*VLOOKUP($B2070,$AR$36:$AZ$47,MATCH(AH$2,$AS$2:$BA$2,0)+1,FALSE)","v":0.24012183652681299},{"$f":"L2070*VLOOKUP($B2070,$AR$36:$AZ$47,MATCH(AI$2,$AS$2:$BA$2,0)+1,FALSE)","v":5.3017296218537679E-3},{"$f":"M2070*VLOOKUP($B2070,$AR$36:$AZ$47,MATCH(AJ$2,$AS$2:$BA$2,0)+1,FALSE)","v":6.1272201366889316E-2},{"$f":"N2070*VLOOKUP($B2070,$AR$36:$AZ$47,MATCH(AK$2,$AS$2:$BA$2,0)+1,FALSE)","v":6.6125258991448846E-2},{"$f":"O2070*VLOOKUP($B2070,$AR$36:$AZ$47,MATCH(AL$2,$AS$2:$BA$2,0)+1,FALSE)","v":5.7857961644948483E-2},{"$f":"P2070*VLOOKUP($B2070,$AR$36:$AZ$47,MATCH(AM$2,$AS$2:$BA$2,0)+1,FALSE)","v":1.0282554173884491E-5},{"$f":"Q2070*VLOOKUP($B2070,$AR$36:$AZ$47,MATCH(AN$2,$AS$2:$BA$2,0)+1,FALSE)","v":1.5552262801476889E-3},{"$f":"R2070*VLOOKUP($B2070,$AR$36:$BA$47,MATCH(AO$2,$AS$2:$BA$2,0)+1,FALSE)","v":0},0.5718741191660468]
[2006,3,28,9,null,2013,3,28,9,0.22592633351840227,0.40972637576866655,0,8.5952427017996089E-2,0.1159111,8.1132999999999997E-2,0,1.855926749719135E-3,0,0.92050516305478414,null,null,0.21389676794114434,7.5282444813621077E-2,0.36246028685180592,9.1360758615014664E-2,7.4791379504224667E-2,0,0,1.3565660651031451E-3,0,0.8191482037909138,null,{"$f":"J2075*VLOOKUP($B2075,$AR$36:$AZ$47,MATCH(AG$2,$AS$2:$BA$2,0)+1,FALSE)","v":0.20654000233778905},{"$f":"K2075*VLOOKUP($B2075,$AR$36:$AZ$47,MATCH(AH$2,$AS$2:$BA$2,0)+1,FALSE)","v":0.3684578328629094},{"$f":"L2075*VLOOKUP($B2075,$AR$36:$AZ$47,MATCH(AI$2,$AS$2:$BA$2,0)+1,FALSE)","v":0},{"$f":"M2075*VLOOKUP($B2075,$AR$36:$AZ$47,MATCH(AJ$2,$AS$2:$BA$2,0)+1,FALSE)","v":7.6381755253508529E-2},{"$f":"N2075*VLOOKUP($B2075,$AR$36:$AZ$47,MATCH(AK$2,$AS$2:$BA$2,0)+1,FALSE)","v":9.2988387236095996E-2},{"$f":"O2075*VLOOKUP($B2075,$AR$36:$AZ$47,MATCH(AL$2,$AS$2:$BA$2,0)+1,FALSE)","v":7.3505214401985611E-2},{"$f":"P2075*VLOOKUP($B2075,$AR$36:$AZ$47,MATCH(AM$2,$AS$2:$BA$2,0)+1,FALSE)","v":0},{"$f":"Q2075*VLOOKUP($B2075,$AR$36:$AZ$47,MATCH(AN$2,$AS$2:$BA$2,0)+1,FALSE)","v":1.2779066673517241E-3},{"$f":"R2075*VLOOKUP($B2075,$AR$36:$BA$47,MATCH(AO$2,$AS$2:$BA$2,0)+1,FALSE)","v":0},0.81915109875964043]
[2006,3,28,18,null,2013,3,28,18,0.31221562261149655,0.35986273626807219,0,6.4636751835908654E-2,9.5981399999999994E-2,7.2938000000000003E-2,0,1.855926749719135E-3,0,0.90749043746519642,null,null,0.29559153878753852,5.6612859832331476E-2,0.31834892340112853,7.5652232762273564E-2,6.7236927492871454E-2,0,0,1.3565660651031451E-3,0,0.81479904834124661,null,{"$f":"J2084*VLOOKUP($B2084,$AR$36:$AZ$47,MATCH(AG$2,$AS$2:$BA$2,0)+1,FALSE)","v":0.28542496317199029},{"$f":"K2084*VLOOKUP($B2084,$AR$36:$AZ$47,MATCH(AH$2,$AS$2:$BA$2,0)+1,FALSE)","v":0.32361656894725743},{"$f":"L2084*VLOOKUP($B2084,$AR$36:$AZ$47,MATCH(AI$2,$AS$2:$BA$2,0)+1,FALSE)","v":0},{"$f":"M2084*VLOOKUP($B2084,$AR$36:$AZ$47,MATCH(AJ$2,$AS$2:$BA$2,0)+1,FALSE)","v":5.7439548019725561E-2},{"$f":"N2084*VLOOKUP($B2084,$AR$36:$AZ$47,MATCH(AK$2,$AS$2:$BA$2,0)+1,FALSE)","v":7.7000007684014937E-2},{"$f":"O2084*VLOOKUP($B2084,$AR$36:$AZ$47,MATCH(AL$2,$AS$2:$BA$2,0)+1,FALSE)","v":6.6080674054355526E-2},{"$f":"P2084*VLOOKUP($B2084,$AR$36:$AZ$47,MATCH(AM$2,$AS$2:$BA$2,0)+1,FALSE)","v":0},{"$f":"Q2084*VLOOKUP($B2084,$AR$36:$AZ$47,MATCH(AN$2,$AS$2:$BA$2,0)+1,FALSE)","v":1.2779066673517241E-3},{"$f":"R2084*VLOOKUP($B2084,$AR$36:$BA$47,MATCH(AO$2,$AS$2:$BA$2,0)+1,FALSE)","v":0},0.81083966854469558]
[2006,3,29,2,null,2013,3,29,2,0.15571288654141527,0.26715700151632127,8.9604280101505326E-3,6.6762607271490471E-2,7.8232400000000007E-2,6.3278000000000001E-2,2.054543509625487E-5,2.2586829922203139E-3,0,0.64238255176669412,null,null,0.14742187260469103,5.8474815335663767E-2,0.23633773447562229,6.1662527680897465E-2,5.8331984670458741E-2,5.0112389885805225E-3,1.0282554173884491E-5,1.6509556207083089E-3,0,0.56890141193079591,null,{"$f":"J2092*VLOOKUP($B2092,$AR$36:$AZ$47,MATCH(AG$2,$AS$2:$BA$2,0)+1,FALSE)","v":0.14235144460337201},{"$f":"K2092*VLOOKUP($B2092,$AR$36:$AZ$47,MATCH(AH$2,$AS$2:$BA$2,0)+1,FALSE)","v":0.24024835996507635},{"$f":"L2092*VLOOKUP($B2092,$AR$36:$AZ$47,MATCH(AI$2,$AS$2:$BA$2,0)+1,FALSE)","v":5.3017296218537679E-3},{"$f":"M2092*VLOOKUP($B2092,$AR$36:$AZ$47,MATCH(AJ$2,$AS$2:$BA$2,0)+1,FALSE)","v":5.9328692692172724E-2},{"$f":"N2092*VLOOKUP($B2092,$AR$36:$AZ$47,MATCH(AK$2,$AS$2:$BA$2,0)+1,FALSE)","v":6.27610703859178E-2},{"$f":"O2092*VLOOKUP($B2092,$AR$36:$AZ$47,MATCH(AL$2,$AS$2:$BA$2,0)+1,FALSE)","v":5.7328866884360806E-2},{"$f":"P2092*VLOOKUP($B2092,$AR$36:$AZ$47,MATCH(AM$2,$AS$2:$BA$2,0)+1,FALSE)","v":1.0282554173884491E-5},{"$f":"Q2092*VLOOKUP($B2092,$AR$36:$AZ$47,MATCH(AN$2,$AS$2:$BA$2,0)+1,FALSE)","v":1.5552262801476889E-3},{"$f":"R2092*VLOOKUP($B2092,$AR$36:$BA$47,MATCH(AO$2,$AS$2:$BA$2,0)+1,FALSE)","v":0},0.56888567298707504]
[2006,3,29,11,null,2013,3,29,11,0.27490539207678533,0.40596821084545837,0,8.3787673649188543E-2,8.7287800000000013E-2,7.0888999999999994E-2,0,1.855926749719135E-3,0,0.92469400332115137,null,null,0.26026791095615215,7.3386420097667049E-2,0.35913566433135696,6.8799965023502302E-2,6.5348084030850365E-2,0,0,1.3565660651031451E-3,0,0.82829461050463193,null,{"$f":"J2101*VLOOKUP($B2101,$AR$36:$AZ$47,MATCH(AG$2,$AS$2:$BA$2,0)+1,FALSE)","v":0.2513162562237804},{"$f":"K2101*VLOOKUP($B2101,$AR$36:$AZ$47,MATCH(AH$2,$AS$2:$BA$2,0)+1,FALSE)","v":0.36507819858735446},{"$f":"L2101*VLOOKUP($B2101,$AR$36:$AZ$47,MATCH(AI$2,$AS$2:$BA$2,0)+1,FALSE)","v":0},{"$f":"M2101*VLOOKUP($B2101,$AR$36:$AZ$47,MATCH(AJ$2,$AS$2:$BA$2,0)+1,FALSE)","v":7.445804387342328E-2},{"$f":"N2101*VLOOKUP($B2101,$AR$36:$AZ$47,MATCH(AK$2,$AS$2:$BA$2,0)+1,FALSE)","v":7.0025664042416141E-2},{"$f":"O2101*VLOOKUP($B2101,$AR$36:$AZ$47,MATCH(AL$2,$AS$2:$BA$2,0)+1,FALSE)","v":6.4224312471403214E-2},{"$f":"P2101*VLOOKUP($B2101,$AR$36:$AZ$47,MATCH(AM$2,$AS$2:$BA$2,0)+1,FALSE)","v":0},{"$f":"Q2101*VLOOKUP($B2101,$AR$36:$AZ$47,MATCH(AN$2,$AS$2:$BA$2,0)+1,FALSE)","v":1.2779066673517241E-3},{"$f":"R2101*VLOOKUP($B2101,$AR$36:$BA$47,MATCH(AO$2,$AS$2:$BA$2,0)+1,FALSE)","v":0},0.82638038186572926]
[2006,3,29,19,null,2013,3,29,19,0.33649342660270531,0.33390358488052052,4.6295544719111084E-3,5.6454655816726693E-2,8.286990000000001E-2,6.7975999999999995E-2,1.061514146639835E-5,2.0640174750114113E-3,0,0.88440175438834157,null,null,0.31857665843055349,4.9446474735435404E-2,0.29538442315212843,6.5317790361323499E-2,6.2662773633160071E-2,2.5891401440999366E-3,5.3126529898403215E-6,1.5086673354991467E-3,0,0.79549124044518982,null,{"$f":"J2109*VLOOKUP($B2109,$AR$36:$AZ$47,MATCH(AG$2,$AS$2:$BA$2,0)+1,FALSE)","v":0.30761953259208052},{"$f":"K2109*VLOOKUP($B2109,$AR$36:$AZ$47,MATCH(AH$2,$AS$2:$BA$2,0)+1,FALSE)","v":0.30027208045716852},{"$f":"L2109*VLOOKUP($B2109,$AR$36:$AZ$47,MATCH(AI$2,$AS$2:$BA$2,0)+1,FALSE)","v":2.7392269712911135E-3},{"$f":"M2109*VLOOKUP($B2109,$AR$36:$AZ$47,MATCH(AJ$2,$AS$2:$BA$2,0)+1,FALSE)","v":5.0168515923482218E-2},{"$f":"N2109*VLOOKUP($B2109,$AR$36:$AZ$47,MATCH(AK$2,$AS$2:$BA$2,0)+1,FALSE)","v":6.6481453039584235E-2},{"$f":"O2109*VLOOKUP($B2109,$AR$36:$AZ$47,MATCH(AL$2,$AS$2:$BA$2,0)+1,FALSE)","v":6.1585180557718479E-2},{"$f":"P2109*VLOOKUP($B2109,$AR$36:$AZ$47,MATCH(AM$2,$AS$2:$BA$2,0)+1,FALSE)","v":5.3126529898403215E-6},{"$f":"Q2109*VLOOKUP($B2109,$AR$36:$AZ$47,MATCH(AN$2,$AS$2:$BA$2,0)+1,FALSE)","v":1.4211884672963063E-3},{"$f":"R2109*VLOOKUP($B2109,$AR$36:$BA$47,MATCH(AO$2,$AS$2:$BA$2,0)+1,FALSE)","v":0},0.79029249066161134]
[2006,3,30,1,null,2013,3,30,1,0.18359793116828266,0.26832909990053183,9.5360436552274497E-3,8.169320553753201E-2,8.006439999999998E-2,6.3308000000000003E-2,2.4984648287310438E-5,2.4147927045715346E-3,0,0.68896845761443271,null,null,{"$f":"$J2115*$AS$6","v":0.17382216347249146},{"$f":"$M2115*$AV$6","v":7.1551955551405214E-2},{"$f":"$K2115*$AT$6","v":0.23737461943515772},{"$f":"$N2115*$AW$6","v":6.3106504226566551E-2},{"$f":"$O2115*$AX$6","v":5.8359639772391704E-2},{"$f":"$L2115*$AU$6","v":5.3331597226993288E-3},{"$f":"$P2115*$AY$6","v":1.2504286150481678E-5},{"$f":"$Q2115*$AZ$6","v":1.7650620304794531E-3},0,{"$f":"SUM(V2115:AD2115)","v":0.61132560849734185},null,{"$f":"J2115*VLOOKUP($B2115,$AR$36:$AZ$47,MATCH(AG$2,$AS$2:$BA$2,0)+1,FALSE)","v":0.16784372384647947},{"$f":"K2115*VLOOKUP($B2115,$AR$36:$AZ$47,MATCH(AH$2,$AS$2:$BA$2,0)+1,FALSE)","v":0.24130240201872283},{"$f":"L2115*VLOOKUP($B2115,$AR$36:$AZ$47,MATCH(AI$2,$AS$2:$BA$2,0)+1,FALSE)","v":5.6423114013010971E-3},{"$f":"M2115*VLOOKUP($B2115,$AR$36:$AZ$47,MATCH(AJ$2,$AS$2:$BA$2,0)+1,FALSE)","v":7.2596791594213853E-2},{"$f":"N2115*VLOOKUP($B2115,$AR$36:$AZ$47,MATCH(AK$2,$AS$2:$BA$2,0)+1,FALSE)","v":6.4230771953899868E-2},{"$f":"O2115*VLOOKUP($B2115,$AR$36:$AZ$47,MATCH(AL$2,$AS$2:$BA$2,0)+1,FALSE)","v":5.7356046409733463E-2},{"$f":"P2115*VLOOKUP($B2115,$AR$36:$AZ$47,MATCH(AM$2,$AS$2:$BA$2,0)+1,FALSE)","v":1.2504286150481678E-5},{"$f":"Q2115*VLOOKUP($B2115,$AR$36:$AZ$47,MATCH(AN$2,$AS$2:$BA$2,0)+1,FALSE)","v":1.6627163210569949E-3},{"$f":"R2115*VLOOKUP($B2115,$AR$36:$BA$47,MATCH(AO$2,$AS$2:$BA$2,0)+1,FALSE)","v":0},0.61064726783155809]
[2006,3,30,12,null,2013,3,30,12,0.30174233367054809,0.3397596469247734,0,8.9585437221701203E-2,8.6768599999999974E-2,6.7013000000000003E-2,0,1.9235443476339044E-3,0,0.88679256216465652,null,null,0.28567590558402739,7.8464459558946278E-2,0.30056492910417948,6.8390733242655433E-2,6.1775044861112106E-2,0,0,1.405990288741738E-3,0,0.79627706263966247,null,{"$f":"J2126*VLOOKUP($B2126,$AR$36:$AZ$47,MATCH(AG$2,$AS$2:$BA$2,0)+1,FALSE)","v":0.27585036826461246},{"$f":"K2126*VLOOKUP($B2126,$AR$36:$AZ$47,MATCH(AH$2,$AS$2:$BA$2,0)+1,FALSE)","v":0.30553830703554824},{"$f":"L2126*VLOOKUP($B2126,$AR$36:$AZ$47,MATCH(AI$2,$AS$2:$BA$2,0)+1,FALSE)","v":0},{"$f":"M2126*VLOOKUP($B2126,$AR$36:$AZ$47,MATCH(AJ$2,$AS$2:$BA$2,0)+1,FALSE)","v":7.9610235307420257E-2},{"$f":"N2126*VLOOKUP($B2126,$AR$36:$AZ$47,MATCH(AK$2,$AS$2:$BA$2,0)+1,FALSE)","v":6.9609141632974894E-2},{"$f":"O2126*VLOOKUP($B2126,$AR$36:$AZ$47,MATCH(AL$2,$AS$2:$BA$2,0)+1,FALSE)","v":6.0712717793256279E-2},{"$f":"P2126*VLOOKUP($B2126,$AR$36:$AZ$47,MATCH(AM$2,$AS$2:$BA$2,0)+1,FALSE)","v":0},{"$f":"Q2126*VLOOKUP($B2126,$AR$36:$AZ$47,MATCH(AN$2,$AS$2:$BA$2,0)+1,FALSE)","v":1.3244650669322401E-3},{"$f":"R2126*VLOOKUP($B2126,$AR$36:$BA$47,MATCH(AO$2,$AS$2:$BA$2,0)+1,FALSE)","v":0},0.79264523510074447]
[2006,3,30,15,null,2013,3,30,15,0.26197958839004459,0.3301880562815685,0,8.3165763263862769E-2,8.6339300000000022E-2,6.6817000000000001E-2,0,1.9235443476339044E-3,0,0.83041325228310969,null,null,0.24803034843486962,7.2841712567157157E-2,0.29209751842392856,6.805236035452461E-2,6.1594364861816776E-2,0,0,1.405990288741738E-3,0,0.74402229493103855,null,{"$f":"J2129*VLOOKUP($B2129,$AR$36:$AZ$47,MATCH(AG$2,$AS$2:$BA$2,0)+1,FALSE)","v":0.23949959243739724},{"$f":"K2129*VLOOKUP($B2129,$AR$36:$AZ$47,MATCH(AH$2,$AS$2:$BA$2,0)+1,FALSE)","v":0.29693078808139289},{"$f":"L2129*VLOOKUP($B2129,$AR$36:$AZ$47,MATCH(AI$2,$AS$2:$BA$2,0)+1,FALSE)","v":0},{"$f":"M2129*VLOOKUP($B2129,$AR$36:$AZ$47,MATCH(AJ$2,$AS$2:$BA$2,0)+1,FALSE)","v":7.39053822617666E-2},{"$f":"N2129*VLOOKUP($B2129,$AR$36:$AZ$47,MATCH(AK$2,$AS$2:$BA$2,0)+1,FALSE)","v":6.9264740495892665E-2},{"$f":"O2129*VLOOKUP($B2129,$AR$36:$AZ$47,MATCH(AL$2,$AS$2:$BA$2,0)+1,FALSE)","v":6.0535144894154937E-2},{"$f":"P2129*VLOOKUP($B2129,$AR$36:$AZ$47,MATCH(AM$2,$AS$2:$BA$2,0)+1,FALSE)","v":0},{"$f":"Q2129*VLOOKUP($B2129,$AR$36:$AZ$47,MATCH(AN$2,$AS$2:$BA$2,0)+1,FALSE)","v":1.3244650669322401E-3},{"$f":"R2129*VLOOKUP($B2129,$AR$36:$BA$47,MATCH(AO$2,$AS$2:$BA$2,0)+1,FALSE)","v":0},0.74146011323753658]
[2006,3,30,21,null,2013,3,30,21,0.33209982774631824,0.29029491221530479,9.5360436552274497E-3,7.9710071996852733E-2,8.1033500000000008E-2,6.5423999999999996E-2,2.4984648287310438E-5,2.4147927045715346E-3,0,0.86053813296656201,null,null,0.31441699903903525,6.981500469947674E-2,0.25680645273514713,6.3870345749715007E-2,6.0310246295396386E-2,5.3331597226993288E-3,1.2504286150481678E-5,1.7650620304794531E-3,0,0.7723297745580997,null,{"$f":"J2135*VLOOKUP($B2135,$AR$36:$AZ$47,MATCH(AG$2,$AS$2:$BA$2,0)+1,FALSE)","v":0.30360294052891768},{"$f":"K2135*VLOOKUP($B2135,$AR$36:$AZ$47,MATCH(AH$2,$AS$2:$BA$2,0)+1,FALSE)","v":0.26105576934195385},{"$f":"L2135*VLOOKUP($B2135,$AR$36:$AZ$47,MATCH(AI$2,$AS$2:$BA$2,0)+1,FALSE)","v":5.6423114013010971E-3},{"$f":"M2135*VLOOKUP($B2135,$AR$36:$AZ$47,MATCH(AJ$2,$AS$2:$BA$2,0)+1,FALSE)","v":7.0834476951167485E-2},{"$f":"N2135*VLOOKUP($B2135,$AR$36:$AZ$47,MATCH(AK$2,$AS$2:$BA$2,0)+1,FALSE)","v":6.5008221620674683E-2},{"$f":"O2135*VLOOKUP($B2135,$AR$36:$AZ$47,MATCH(AL$2,$AS$2:$BA$2,0)+1,FALSE)","v":5.9273108932684677E-2},{"$f":"P2135*VLOOKUP($B2135,$AR$36:$AZ$47,MATCH(AM$2,$AS$2:$BA$2,0)+1,FALSE)","v":1.2504286150481678E-5},{"$f":"Q2135*VLOOKUP($B2135,$AR$36:$AZ$47,MATCH(AN$2,$AS$2:$BA$2,0)+1,FALSE)","v":1.6627163210569949E-3},{"$f":"R2135*VLOOKUP($B2135,$AR$36:$BA$47,MATCH(AO$2,$AS$2:$BA$2,0)+1,FALSE)","v":0},0.76709204938390696]
[2006,3,31,5,null,2013,3,31,5,0.17981300799750374,0.27452727849747893,9.5360436552274497E-3,8.6350707275176172E-2,7.9067499999999999E-2,6.2497999999999998E-2,2.4984648287310438E-5,2.4147927045715346E-3,0,0.69423231477824499,null,null,0.17023877051193065,7.5631283264398469E-2,0.24285777532912098,6.2320750832255682E-2,5.7612952020201814E-2,5.3331597226993288E-3,1.2504286150481678E-5,1.7650620304794531E-3,0,0.61577225799723678,null,{"$f":"J2143*VLOOKUP($B2143,$AR$36:$AZ$47,MATCH(AG$2,$AS$2:$BA$2,0)+1,FALSE)","v":0.16438357810619836},{"$f":"K2143*VLOOKUP($B2143,$AR$36:$AZ$47,MATCH(AH$2,$AS$2:$BA$2,0)+1,FALSE)","v":0.24687628641716788},{"$f":"L2143*VLOOKUP($B2143,$AR$36:$AZ$47,MATCH(AI$2,$AS$2:$BA$2,0)+1,FALSE)","v":5.6423114013010971E-3},{"$f":"M2143*VLOOKUP($B2143,$AR$36:$AZ$47,MATCH(AJ$2,$AS$2:$BA$2,0)+1,FALSE)","v":7.673568761099582E-2},{"$f":"N2143*VLOOKUP($B2143,$AR$36:$AZ$47,MATCH(AK$2,$AS$2:$BA$2,0)+1,FALSE)","v":6.3431020047174255E-2},{"$f":"O2143*VLOOKUP($B2143,$AR$36:$AZ$47,MATCH(AL$2,$AS$2:$BA$2,0)+1,FALSE)","v":5.6622199224671793E-2},{"$f":"P2143*VLOOKUP($B2143,$AR$36:$AZ$47,MATCH(AM$2,$AS$2:$BA$2,0)+1,FALSE)","v":1.2504286150481678E-5},{"$f":"Q2143*VLOOKUP($B2143,$AR$36:$AZ$47,MATCH(AN$2,$AS$2:$BA$2,0)+1,FALSE)","v":1.6627163210569949E-3},{"$f":"R2143*VLOOKUP($B2143,$AR$36:$BA$47,MATCH(AO$2,$AS$2:$BA$2,0)+1,FALSE)","v":0},0.61536630341471676]
[2006,3,31,14,null,2013,3,31,14,0.30366777164320724,0.33685160006339293,0,9.0425554276967607E-2,8.1463299999999975E-2,6.5754999999999994E-2,0,1.9235443476339044E-3,0,0.88008677033120175,null,null,0.28749882260662135,7.9200285969488859E-2,0.29799235491347231,6.4209112736248047E-2,6.0615374253390031E-2,0,0,1.405990288741738E-3,0,0.79092194076796241,null,{"$f":"J2152*VLOOKUP($B2152,$AR$36:$AZ$47,MATCH(AG$2,$AS$2:$BA$2,0)+1,FALSE)","v":0.27761058787770992},{"$f":"K2152*VLOOKUP($B2152,$AR$36:$AZ$47,MATCH(AH$2,$AS$2:$BA$2,0)+1,FALSE)","v":0.30292316505842304},{"$f":"L2152*VLOOKUP($B2152,$AR$36:$AZ$47,MATCH(AI$2,$AS$2:$BA$2,0)+1,FALSE)","v":0},{"$f":"M2152*VLOOKUP($B2152,$AR$36:$AZ$47,MATCH(AJ$2,$AS$2:$BA$2,0)+1,FALSE)","v":8.0356806608847503E-2},{"$f":"N2152*VLOOKUP($B2152,$AR$36:$AZ$47,MATCH(AK$2,$AS$2:$BA$2,0)+1,FALSE)","v":6.5353023877180505E-2},{"$f":"O2152*VLOOKUP($B2152,$AR$36:$AZ$47,MATCH(AL$2,$AS$2:$BA$2,0)+1,FALSE)","v":5.9572989695962968E-2},{"$f":"P2152*VLOOKUP($B2152,$AR$36:$AZ$47,MATCH(AM$2,$AS$2:$BA$2,0)+1,FALSE)","v":0},{"$f":"Q2152*VLOOKUP($B2152,$AR$36:$AZ$47,MATCH(AN$2,$AS$2:$BA$2,0)+1,FALSE)","v":1.3244650669322401E-3},{"$f":"R2152*VLOOKUP($B2152,$AR$36:$BA$47,MATCH(AO$2,$AS$2:$BA$2,0)+1,FALSE)","v":0},0.78714103818505621]
[2006,3,31,22,null,2013,3,31,22,0.31196430023994304,0.30574849208311605,9.5360436552274497E-3,9.0145860141054565E-2,7.8734100000000015E-2,6.4008999999999996E-2,2.4984648287310438E-5,2.4147927045715346E-3,0,0.86257757347219988,null,null,0.29535359820686596,7.895531256871266E-2,0.27047730558484667,6.2057966017667221E-2,5.9005847320891834E-2,5.3331597226993288E-3,1.2504286150481678E-5,1.7650620304794531E-3,0,0.77296075573831358,null,{"$f":"J2160*VLOOKUP($B2160,$AR$36:$AZ$47,MATCH(AG$2,$AS$2:$BA$2,0)+1,FALSE)","v":0.28519520631983486},{"$f":"K2160*VLOOKUP($B2160,$AR$36:$AZ$47,MATCH(AH$2,$AS$2:$BA$2,0)+1,FALSE)","v":0.27495283061213793},{"$f":"L2160*VLOOKUP($B2160,$AR$36:$AZ$47,MATCH(AI$2,$AS$2:$BA$2,0)+1,FALSE)","v":5.6423114013010971E-3},{"$f":"M2160*VLOOKUP($B2160,$AR$36:$AZ$47,MATCH(AJ$2,$AS$2:$BA$2,0)+1,FALSE)","v":8.0108255988739038E-2},{"$f":"N2160*VLOOKUP($B2160,$AR$36:$AZ$47,MATCH(AK$2,$AS$2:$BA$2,0)+1,FALSE)","v":6.3163553615533857E-2},{"$f":"O2160*VLOOKUP($B2160,$AR$36:$AZ$47,MATCH(AL$2,$AS$2:$BA$2,0)+1,FALSE)","v":5.7991141319274478E-2},{"$f":"P2160*VLOOKUP($B2160,$AR$36:$AZ$47,MATCH(AM$2,$AS$2:$BA$2,0)+1,FALSE)","v":1.2504286150481678E-5},{"$f":"Q2160*VLOOKUP($B2160,$AR$36:$AZ$47,MATCH(AN$2,$AS$2:$BA$2,0)+1,FALSE)","v":1.6627163210569949E-3},{"$f":"R2160*VLOOKUP($B2160,$AR$36:$BA$47,MATCH(AO$2,$AS$2:$BA$2,0)+1,FALSE)","v":0},0.76872851986402879]
[2006,4,1,7,null,2013,4,1,7,0.25892388492467311,0.33962230937263471,0,7.2346351300315234E-2,9.4010499999999969E-2,6.9983000000000004E-2,0,1.9235443476339044E-3,0,0.83680958994525689,null,null,0.24513734749579902,6.3365403260718808E-2,0.30044343483022573,7.4098775680472642E-2,6.4512899952475014E-2,0,0,1.405990288741738E-3,0,0.74896385150843292,null,{"$f":"J2169*VLOOKUP($B2169,$AR$36:$AZ$47,MATCH(AG$2,$AS$2:$BA$2,0)+1,FALSE)","v":0.23047052022872111},{"$f":"K2169*VLOOKUP($B2169,$AR$36:$AZ$47,MATCH(AH$2,$AS$2:$BA$2,0)+1,FALSE)","v":0.30796590209307306},{"$f":"L2169*VLOOKUP($B2169,$AR$36:$AZ$47,MATCH(AI$2,$AS$2:$BA$2,0)+1,FALSE)","v":0},{"$f":"M2169*VLOOKUP($B2169,$AR$36:$AZ$47,MATCH(AJ$2,$AS$2:$BA$2,0)+1,FALSE)","v":6.5543013986041079E-2},{"$f":"N2169*VLOOKUP($B2169,$AR$36:$AZ$47,MATCH(AK$2,$AS$2:$BA$2,0)+1,FALSE)","v":7.3470277802241898E-2},{"$f":"O2169*VLOOKUP($B2169,$AR$36:$AZ$47,MATCH(AL$2,$AS$2:$BA$2,0)+1,FALSE)","v":6.3028616391084688E-2},{"$f":"P2169*VLOOKUP($B2169,$AR$36:$AZ$47,MATCH(AM$2,$AS$2:$BA$2,0)+1,FALSE)","v":0},{"$f":"Q2169*VLOOKUP($B2169,$AR$36:$AZ$47,MATCH(AN$2,$AS$2:$BA$2,0)+1,FALSE)","v":1.455600819804913E-3},{"$f":"R2169*VLOOKUP($B2169,$AR$36:$BA$47,MATCH(AO$2,$AS$2:$BA$2,0)+1,FALSE)","v":0},0.74193393132096674]
[2006,4,1,12,null,2013,4,1,12,0.25530511550277413,0.429158092597685,0,0.10276921543952451,9.8528900000000003E-2,7.3625999999999997E-2,0,1.9235443476339044E-3,0,0.96131086788761755,null,null,0.24171126134101537,9.001162687640317E-2,0.37965035825654686,7.7660164121494138E-2,6.7871151163867299E-2,0,0,1.405990288741738E-3,0,0.85831055204806861,null,{"$f":"J2174*VLOOKUP($B2174,$AR$36:$AZ$47,MATCH(AG$2,$AS$2:$BA$2,0)+1,FALSE)","v":0.22724942043912277},{"$f":"K2174*VLOOKUP($B2174,$AR$36:$AZ$47,MATCH(AH$2,$AS$2:$BA$2,0)+1,FALSE)","v":0.38915599912011556},{"$f":"L2174*VLOOKUP($B2174,$AR$36:$AZ$47,MATCH(AI$2,$AS$2:$BA$2,0)+1,FALSE)","v":0},{"$f":"M2174*VLOOKUP($B2174,$AR$36:$AZ$47,MATCH(AJ$2,$AS$2:$BA$2,0)+1,FALSE)","v":9.3104959736343668E-2},{"$f":"N2174*VLOOKUP($B2174,$AR$36:$AZ$47,MATCH(AK$2,$AS$2:$BA$2,0)+1,FALSE)","v":7.7001458927984795E-2},{"$f":"O2174*VLOOKUP($B2174,$AR$36:$AZ$47,MATCH(AL$2,$AS$2:$BA$2,0)+1,FALSE)","v":6.6309602480745342E-2},{"$f":"P2174*VLOOKUP($B2174,$AR$36:$AZ$47,MATCH(AM$2,$AS$2:$BA$2,0)+1,FALSE)","v":0},{"$f":"Q2174*VLOOKUP($B2174,$AR$36:$AZ$47,MATCH(AN$2,$AS$2:$BA$2,0)+1,FALSE)","v":1.455600819804913E-3},{"$f":"R2174*VLOOKUP($B2174,$AR$36:$BA$47,MATCH(AO$2,$AS$2:$BA$2,0)+1,FALSE)","v":0},0.8542770415241171]
[2006,4,1,24,null,2013,4,1,24,0.190964864167114,0.32797241628057733,9.5360436552274497E-3,0.11779108040745669,8.4669800000000003E-2,6.5637000000000001E-2,2.4984648287310438E-5,2.4147927045715346E-3,0,0.79901098186323427,null,null,0.18079684027775478,0.10316870410715136,0.29013747494658837,6.6736465789571223E-2,6.0506597519120395E-2,5.3331597226993288E-3,1.2504286150481678E-5,1.7650620304794531E-3,0,0.70845680867951533,null,{"$f":"J2186*VLOOKUP($B2186,$AR$36:$AZ$47,MATCH(AG$2,$AS$2:$BA$2,0)+1,FALSE)","v":0.16997957373768688},{"$f":"K2186*VLOOKUP($B2186,$AR$36:$AZ$47,MATCH(AH$2,$AS$2:$BA$2,0)+1,FALSE)","v":0.29740190280218198},{"$f":"L2186*VLOOKUP($B2186,$AR$36:$AZ$47,MATCH(AI$2,$AS$2:$BA$2,0)+1,FALSE)","v":5.0842140494583021E-3},{"$f":"M2186*VLOOKUP($B2186,$AR$36:$AZ$47,MATCH(AJ$2,$AS$2:$BA$2,0)+1,FALSE)","v":0.10671419210250045},{"$f":"N2186*VLOOKUP($B2186,$AR$36:$AZ$47,MATCH(AK$2,$AS$2:$BA$2,0)+1,FALSE)","v":6.61704142352212E-2},{"$f":"O2186*VLOOKUP($B2186,$AR$36:$AZ$47,MATCH(AL$2,$AS$2:$BA$2,0)+1,FALSE)","v":5.9114489148244936E-2},{"$f":"P2186*VLOOKUP($B2186,$AR$36:$AZ$47,MATCH(AM$2,$AS$2:$BA$2,0)+1,FALSE)","v":1.2504286150481678E-5},{"$f":"Q2186*VLOOKUP($B2186,$AR$36:$AZ$47,MATCH(AN$2,$AS$2:$BA$2,0)+1,FALSE)","v":1.8273424497630719E-3},{"$f":"R2186*VLOOKUP($B2186,$AR$36:$BA$47,MATCH(AO$2,$AS$2:$BA$2,0)+1,FALSE)","v":0},0.70630463281120737]
[2006,4,2,2,null,2013,4,2,2,0.16586136836695259,0.26927550760554153,9.5360436552274497E-3,7.5142744346566065E-2,8.3758400000000024E-2,6.4631999999999995E-2,2.4984648287310438E-5,2.4147927045715346E-3,0,0.67064584132714655,null,null,0.15702999321722277,6.5814657022191941E-2,0.23821184942210455,6.6018103222036939E-2,5.9580151604366277E-2,5.3331597226993288E-3,1.2504286150481678E-5,1.7650620304794531E-3,0,0.59376548052725175,null,{"$f":"J2188*VLOOKUP($B2188,$AR$36:$AZ$47,MATCH(AG$2,$AS$2:$BA$2,0)+1,FALSE)","v":0.14763472232196723},{"$f":"K2188*VLOOKUP($B2188,$AR$36:$AZ$47,MATCH(AH$2,$AS$2:$BA$2,0)+1,FALSE)","v":0.2441761695940953},{"$f":"L2188*VLOOKUP($B2188,$AR$36:$AZ$47,MATCH(AI$2,$AS$2:$BA$2,0)+1,FALSE)","v":5.0842140494583021E-3},{"$f":"M2188*VLOOKUP($B2188,$AR$36:$AZ$47,MATCH(AJ$2,$AS$2:$BA$2,0)+1,FALSE)","v":6.8076438619718321E-2},{"$f":"N2188*VLOOKUP($B2188,$AR$36:$AZ$47,MATCH(AK$2,$AS$2:$BA$2,0)+1,FALSE)","v":6.5458144742037344E-2},{"$f":"O2188*VLOOKUP($B2188,$AR$36:$AZ$47,MATCH(AL$2,$AS$2:$BA$2,0)+1,FALSE)","v":5.8209358481182361E-2},{"$f":"P2188*VLOOKUP($B2188,$AR$36:$AZ$47,MATCH(AM$2,$AS$2:$BA$2,0)+1,FALSE)","v":1.2504286150481678E-5},{"$f":"Q2188*VLOOKUP($B2188,$AR$36:$AZ$47,MATCH(AN$2,$AS$2:$BA$2,0)+1,FALSE)","v":1.8273424497630719E-3},{"$f":"R2188*VLOOKUP($B2188,$AR$36:$BA$47,MATCH(AO$2,$AS$2:$BA$2,0)+1,FALSE)","v":0},0.59047889454437252]
[2006,4,2,9,null,2013,4,2,9,0.24362824353217921,0.41891634887571383,0,9.8930293490385762E-2,0.11878970000000005,8.2617999999999997E-2,0,1.9235443476339044E-3,0,0.96480613024591255,null,null,0.2306561305146243,8.6649261905378819E-2,0.37059010344535964,9.36296619361736E-2,7.6160307049906131E-2,0,0,1.405990288741738E-3,0,0.85909145514018426,null,{"$f":"J2195*VLOOKUP($B2195,$AR$36:$AZ$47,MATCH(AG$2,$AS$2:$BA$2,0)+1,FALSE)","v":0.21685572980494236},{"$f":"K2195*VLOOKUP($B2195,$AR$36:$AZ$47,MATCH(AH$2,$AS$2:$BA$2,0)+1,FALSE)","v":0.37986889471826008},{"$f":"L2195*VLOOKUP($B2195,$AR$36:$AZ$47,MATCH(AI$2,$AS$2:$BA$2,0)+1,FALSE)","v":0},{"$f":"M2195*VLOOKUP($B2195,$AR$36:$AZ$47,MATCH(AJ$2,$AS$2:$BA$2,0)+1,FALSE)","v":8.9627043981349325E-2},{"$f":"N2195*VLOOKUP($B2195,$AR$36:$AZ$47,MATCH(AK$2,$AS$2:$BA$2,0)+1,FALSE)","v":9.2835505172773045E-2},{"$f":"O2195*VLOOKUP($B2195,$AR$36:$AZ$47,MATCH(AL$2,$AS$2:$BA$2,0)+1,FALSE)","v":7.4408045225249478E-2},{"$f":"P2195*VLOOKUP($B2195,$AR$36:$AZ$47,MATCH(AM$2,$AS$2:$BA$2,0)+1,FALSE)","v":0},{"$f":"Q2195*VLOOKUP($B2195,$AR$36:$AZ$47,MATCH(AN$2,$AS$2:$BA$2,0)+1,FALSE)","v":1.455600819804913E-3},{"$f":"R2195*VLOOKUP($B2195,$AR$36:$BA$47,MATCH(AO$2,$AS$2:$BA$2,0)+1,FALSE)","v":0},0.85505081972237917]
[2006,4,2,23,null,2013,4,2,23,0.24978298651169095,0.28824017674966657,9.5360436552274497E-3,6.9905715924153011E-2,8.6819800000000003E-2,6.6975000000000007E-2,2.4984648287310438E-5,2.4147927045715346E-3,0,0.77369950019359668,null,null,0.2364831609909932,6.1227744041652959E-2,0.25498875182467334,6.8431088919040969E-2,6.1740015065330361E-2,5.3331597226993288E-3,1.2504286150481678E-5,1.7650620304794531E-3,0,0.68998148688102001,null,{"$f":"J2209*VLOOKUP($B2209,$AR$36:$AZ$47,MATCH(AG$2,$AS$2:$BA$2,0)+1,FALSE)","v":0.22233412287314003},{"$f":"K2209*VLOOKUP($B2209,$AR$36:$AZ$47,MATCH(AH$2,$AS$2:$BA$2,0)+1,FALSE)","v":0.26137313009900415},{"$f":"L2209*VLOOKUP($B2209,$AR$36:$AZ$47,MATCH(AI$2,$AS$2:$BA$2,0)+1,FALSE)","v":5.0842140494583021E-3},{"$f":"M2209*VLOOKUP($B2209,$AR$36:$AZ$47,MATCH(AJ$2,$AS$2:$BA$2,0)+1,FALSE)","v":6.3331892129589826E-2},{"$f":"N2209*VLOOKUP($B2209,$AR$36:$AZ$47,MATCH(AK$2,$AS$2:$BA$2,0)+1,FALSE)","v":6.7850663752826362E-2},{"$f":"O2209*VLOOKUP($B2209,$AR$36:$AZ$47,MATCH(AL$2,$AS$2:$BA$2,0)+1,FALSE)","v":6.0319528782602876E-2},{"$f":"P2209*VLOOKUP($B2209,$AR$36:$AZ$47,MATCH(AM$2,$AS$2:$BA$2,0)+1,FALSE)","v":1.2504286150481678E-5},{"$f":"Q2209*VLOOKUP($B2209,$AR$36:$AZ$47,MATCH(AN$2,$AS$2:$BA$2,0)+1,FALSE)","v":1.8273424497630719E-3},{"$f":"R2209*VLOOKUP($B2209,$AR$36:$BA$47,MATCH(AO$2,$AS$2:$BA$2,0)+1,FALSE)","v":0},0.68213339842253506]
[2006,4,3,2,null,2013,4,3,2,0.15947010743126078,0.26634478356505265,9.5360436552274497E-3,7.4858865313671058E-2,8.5649900000000015E-2,6.4964999999999995E-2,2.4984648287310438E-5,2.4147927045715346E-3,0,0.6632644773180707,null,null,0.15097903830672924,6.5566018230140286E-2,0.23561921409467118,6.7508977477568122E-2,5.9887123235822112E-2,5.3331597226993288E-3,1.2504286150481678E-5,1.7650620304794531E-3,0,0.58667109738426026,null,{"$f":"J2212*VLOOKUP($B2212,$AR$36:$AZ$47,MATCH(AG$2,$AS$2:$BA$2,0)+1,FALSE)","v":0.14194580245582616},{"$f":"K2212*VLOOKUP($B2212,$AR$36:$AZ$47,MATCH(AH$2,$AS$2:$BA$2,0)+1,FALSE)","v":0.24151862016931733},{"$f":"L2212*VLOOKUP($B2212,$AR$36:$AZ$47,MATCH(AI$2,$AS$2:$BA$2,0)+1,FALSE)","v":5.0842140494583021E-3},{"$f":"M2212*VLOOKUP($B2212,$AR$36:$AZ$47,MATCH(AJ$2,$AS$2:$BA$2,0)+1,FALSE)","v":6.7819255125472086E-2},{"$f":"N2212*VLOOKUP($B2212,$AR$36:$AZ$47,MATCH(AK$2,$AS$2:$BA$2,0)+1,FALSE)","v":6.6936373561828105E-2},{"$f":"O2212*VLOOKUP($B2212,$AR$36:$AZ$47,MATCH(AL$2,$AS$2:$BA$2,0)+1,FALSE)","v":5.8509267448477717E-2},{"$f":"P2212*VLOOKUP($B2212,$AR$36:$AZ$47,MATCH(AM$2,$AS$2:$BA$2,0)+1,FALSE)","v":1.2504286150481678E-5},{"$f":"Q2212*VLOOKUP($B2212,$AR$36:$AZ$47,MATCH(AN$2,$AS$2:$BA$2,0)+1,FALSE)","v":1.8273424497630719E-3},{"$f":"R2212*VLOOKUP($B2212,$AR$36:$BA$47,MATCH(AO$2,$AS$2:$BA$2,0)+1,FALSE)","v":0},0.58365337954629337]
[2006,4,3,9,null,2013,4,3,9,0.23513738660305078,0.41429521092016475,0,9.8116760650606163E-2,0.11917350000000006,8.2470000000000002E-2,0,1.9235443476339044E-3,0,0.95111640252145568,null,null,0.22261737369549808,8.5936719592851069E-2,0.36650206057575491,9.3932171869704068E-2,7.6023875213703532E-2,0,0,1.405990288741738E-3,0,0.84641819123625339,null,{"$f":"J2219*VLOOKUP($B2219,$AR$36:$AZ$47,MATCH(AG$2,$AS$2:$BA$2,0)+1,FALSE)","v":0.20929794032479002},{"$f":"K2219*VLOOKUP($B2219,$AR$36:$AZ$47,MATCH(AH$2,$AS$2:$BA$2,0)+1,FALSE)","v":0.37567849591375829},{"$f":"L2219*VLOOKUP($B2219,$AR$36:$AZ$47,MATCH(AI$2,$AS$2:$BA$2,0)+1,FALSE)","v":0},{"$f":"M2219*VLOOKUP($B2219,$AR$36:$AZ$47,MATCH(AJ$2,$AS$2:$BA$2,0)+1,FALSE)","v":8.8890014492820787E-2},{"$f":"N2219*VLOOKUP($B2219,$AR$36:$AZ$47,MATCH(AK$2,$AS$2:$BA$2,0)+1,FALSE)","v":9.3135449249450664E-2},{"$f":"O2219*VLOOKUP($B2219,$AR$36:$AZ$47,MATCH(AL$2,$AS$2:$BA$2,0)+1,FALSE)","v":7.4274752350895992E-2},{"$f":"P2219*VLOOKUP($B2219,$AR$36:$AZ$47,MATCH(AM$2,$AS$2:$BA$2,0)+1,FALSE)","v":0},{"$f":"Q2219*VLOOKUP($B2219,$AR$36:$AZ$47,MATCH(AN$2,$AS$2:$BA$2,0)+1,FALSE)","v":1.455600819804913E-3},{"$f":"R2219*VLOOKUP($B2219,$AR$36:$BA$47,MATCH(AO$2,$AS$2:$BA$2,0)+1,FALSE)","v":0},0.84273225315152056]
[2006,4,3,19,null,2013,4,3,19,0.3415637266641165,0.34686203639081015,3.4965493402500649E-3,6.7416515762370441E-2,9.6716699999999989E-2,7.3179999999999995E-2,9.1610377053471615E-6,2.103668745177702E-3,0,0.93134835794043014,null,null,0.32337698771814977,5.9047548783522343E-2,0.30684798598174406,7.6231793872552217E-2,6.746001198179731E-2,1.9554918983230871E-3,4.5849049218432826E-6,1.5376499273789001E-3,0,0.83646205506838955,null,{"$f":"J2229*VLOOKUP($B2229,$AR$36:$AZ$47,MATCH(AG$2,$AS$2:$BA$2,0)+1,FALSE)","v":0.30402899986782289},{"$f":"K2229*VLOOKUP($B2229,$AR$36:$AZ$47,MATCH(AH$2,$AS$2:$BA$2,0)+1,FALSE)","v":0.31453080964045588},{"$f":"L2229*VLOOKUP($B2229,$AR$36:$AZ$47,MATCH(AI$2,$AS$2:$BA$2,0)+1,FALSE)","v":1.8642118181347108E-3},{"$f":"M2229*VLOOKUP($B2229,$AR$36:$AZ$47,MATCH(AJ$2,$AS$2:$BA$2,0)+1,FALSE)","v":6.107677244372587E-2},{"$f":"N2229*VLOOKUP($B2229,$AR$36:$AZ$47,MATCH(AK$2,$AS$2:$BA$2,0)+1,FALSE)","v":7.5585203962494518E-2},{"$f":"O2229*VLOOKUP($B2229,$AR$36:$AZ$47,MATCH(AL$2,$AS$2:$BA$2,0)+1,FALSE)","v":6.5907922602626026E-2},{"$f":"P2229*VLOOKUP($B2229,$AR$36:$AZ$47,MATCH(AM$2,$AS$2:$BA$2,0)+1,FALSE)","v":4.5849049218432826E-6},{"$f":"Q2229*VLOOKUP($B2229,$AR$36:$AZ$47,MATCH(AN$2,$AS$2:$BA$2,0)+1,FALSE)","v":1.5919060841229045E-3},{"$f":"R2229*VLOOKUP($B2229,$AR$36:$BA$47,MATCH(AO$2,$AS$2:$BA$2,0)+1,FALSE)","v":0},0.82459041132430455]
[2006,4,3,23,null,2013,4,3,23,0.24328055634458109,0.28449227983003395,9.5360436552274497E-3,6.8991999997580905E-2,8.6604199999999992E-2,6.7224999999999993E-2,2.4984648287310438E-5,2.4147927045715346E-3,0,0.76256985718028214,null,null,0.23032695611284645,6.0427455193461516E-2,0.25167321278954902,6.8261153688011347E-2,6.1970474248105006E-2,5.3331597226993288E-3,1.2504286150481678E-5,1.7650620304794531E-3,0,0.67976997807130257,null,{"$f":"J2233*VLOOKUP($B2233,$AR$36:$AZ$47,MATCH(AG$2,$AS$2:$BA$2,0)+1,FALSE)","v":0.21654625025644142},{"$f":"K2233*VLOOKUP($B2233,$AR$36:$AZ$47,MATCH(AH$2,$AS$2:$BA$2,0)+1,FALSE)","v":0.25797457698881937},{"$f":"L2233*VLOOKUP($B2233,$AR$36:$AZ$47,MATCH(AI$2,$AS$2:$BA$2,0)+1,FALSE)","v":5.0842140494583021E-3},{"$f":"M2233*VLOOKUP($B2233,$AR$36:$AZ$47,MATCH(AJ$2,$AS$2:$BA$2,0)+1,FALSE)","v":6.2504100614493435E-2},{"$f":"N2233*VLOOKUP($B2233,$AR$36:$AZ$47,MATCH(AK$2,$AS$2:$BA$2,0)+1,FALSE)","v":6.7682169894223723E-2},{"$f":"O2233*VLOOKUP($B2233,$AR$36:$AZ$47,MATCH(AL$2,$AS$2:$BA$2,0)+1,FALSE)","v":6.0544685664956736E-2},{"$f":"P2233*VLOOKUP($B2233,$AR$36:$AZ$47,MATCH(AM$2,$AS$2:$BA$2,0)+1,FALSE)","v":1.2504286150481678E-5},{"$f":"Q2233*VLOOKUP($B2233,$AR$36:$AZ$47,MATCH(AN$2,$AS$2:$BA$2,0)+1,FALSE)","v":1.8273424497630719E-3},{"$f":"R2233*VLOOKUP($B2233,$AR$36:$BA$47,MATCH(AO$2,$AS$2:$BA$2,0)+1,FALSE)","v":0},0.67217584420430665]
[2006,4,4,12,null,2013,4,4,12,0.2402421144204952,0.42719986584392172,0,0.10262503189585793,0.11941529999999999,8.3710999999999994E-2,0,1.9235443476339044E-3,0,0.97511685650790869,null,null,0.22745029761528399,8.9885342022726633E-2,0.37791803280017772,9.4122757857009035E-2,7.7167874596996922E-2,0,0,1.405990288741738E-3,0,0.86795029518093614,null,{"$f":"J2246*VLOOKUP($B2246,$AR$36:$AZ$47,MATCH(AG$2,$AS$2:$BA$2,0)+1,FALSE)","v":0.2138417052851169},{"$f":"K2246*VLOOKUP($B2246,$AR$36:$AZ$47,MATCH(AH$2,$AS$2:$BA$2,0)+1,FALSE)","v":0.38738029990341949},{"$f":"L2246*VLOOKUP($B2246,$AR$36:$AZ$47,MATCH(AI$2,$AS$2:$BA$2,0)+1,FALSE)","v":0},{"$f":"M2246*VLOOKUP($B2246,$AR$36:$AZ$47,MATCH(AJ$2,$AS$2:$BA$2,0)+1,FALSE)","v":9.2974334986798704E-2},{"$f":"N2246*VLOOKUP($B2246,$AR$36:$AZ$47,MATCH(AK$2,$AS$2:$BA$2,0)+1,FALSE)","v":9.3324418706825923E-2},{"$f":"O2246*VLOOKUP($B2246,$AR$36:$AZ$47,MATCH(AL$2,$AS$2:$BA$2,0)+1,FALSE)","v":7.5392431114900613E-2},{"$f":"P2246*VLOOKUP($B2246,$AR$36:$AZ$47,MATCH(AM$2,$AS$2:$BA$2,0)+1,FALSE)","v":0},{"$f":"Q2246*VLOOKUP($B2246,$AR$36:$AZ$47,MATCH(AN$2,$AS$2:$BA$2,0)+1,FALSE)","v":1.455600819804913E-3},{"$f":"R2246*VLOOKUP($B2246,$AR$36:$BA$47,MATCH(AO$2,$AS$2:$BA$2,0)+1,FALSE)","v":0},0.86436879081686657]
[2006,4,4,21,null,2013,4,4,21,0.3490503379981697,0.32105555868119307,9.5360436552274497E-3,6.9518369548497203E-2,8.9004100000000017E-2,6.9774000000000003E-2,2.4984648287310438E-5,2.4147927045715346E-3,0,0.91037818723594621,null,null,0.33046497052319573,6.0888482159694009E-2,0.28401854695499279,7.0152747198901813E-2,6.4320236075675413E-2,5.3331597226993288E-3,1.2504286150481678E-5,1.7650620304794531E-3,0,0.81695570895178904,null,{"$f":"J2255*VLOOKUP($B2255,$AR$36:$AZ$47,MATCH(AG$2,$AS$2:$BA$2,0)+1,FALSE)","v":0.31069290115067077},{"$f":"K2255*VLOOKUP($B2255,$AR$36:$AZ$47,MATCH(AH$2,$AS$2:$BA$2,0)+1,FALSE)","v":0.29112976981369065},{"$f":"L2255*VLOOKUP($B2255,$AR$36:$AZ$47,MATCH(AI$2,$AS$2:$BA$2,0)+1,FALSE)","v":5.0842140494583021E-3},{"$f":"M2255*VLOOKUP($B2255,$AR$36:$AZ$47,MATCH(AJ$2,$AS$2:$BA$2,0)+1,FALSE)","v":6.2980971199083413E-2},{"$f":"N2255*VLOOKUP($B2255,$AR$36:$AZ$47,MATCH(AK$2,$AS$2:$BA$2,0)+1,FALSE)","v":6.9557719111572866E-2},{"$f":"O2255*VLOOKUP($B2255,$AR$36:$AZ$47,MATCH(AL$2,$AS$2:$BA$2,0)+1,FALSE)","v":6.2840385237436847E-2},{"$f":"P2255*VLOOKUP($B2255,$AR$36:$AZ$47,MATCH(AM$2,$AS$2:$BA$2,0)+1,FALSE)","v":1.2504286150481678E-5},{"$f":"Q2255*VLOOKUP($B2255,$AR$36:$AZ$47,MATCH(AN$2,$AS$2:$BA$2,0)+1,FALSE)","v":1.8273424497630719E-3},{"$f":"R2255*VLOOKUP($B2255,$AR$36:$BA$47,MATCH(AO$2,$AS$2:$BA$2,0)+1,FALSE)","v":0},0.80412580729782646]
[2006,4,4,22,null,2013,4,4,22,0.29258647137555915,0.30452137090070919,9.5360436552274497E-3,7.4102382402508438E-2,8.5158099999999987E-2,6.7526000000000003E-2,2.4984648287310438E-5,2.4147927045715346E-3,0,0.83587014568686302,null,null,0.27700755195692439,6.4903443769036076E-2,0.26939174526439458,6.7121342289161945E-2,6.2247947104165702E-2,5.3331597226993288E-3,1.2504286150481678E-5,1.7650620304794531E-3,0,0.74778275642301195,null,{"$f":"J2256*VLOOKUP($B2256,$AR$36:$AZ$47,MATCH(AG$2,$AS$2:$BA$2,0)+1,FALSE)","v":0.26043389658481531},{"$f":"K2256*VLOOKUP($B2256,$AR$36:$AZ$47,MATCH(AH$2,$AS$2:$BA$2,0)+1,FALSE)","v":0.27613674398862315},{"$f":"L2256*VLOOKUP($B2256,$AR$36:$AZ$47,MATCH(AI$2,$AS$2:$BA$2,0)+1,FALSE)","v":5.0842140494583021E-3},{"$f":"M2256*VLOOKUP($B2256,$AR$36:$AZ$47,MATCH(AJ$2,$AS$2:$BA$2,0)+1,FALSE)","v":6.713391067982459E-2},{"$f":"N2256*VLOOKUP($B2256,$AR$36:$AZ$47,MATCH(AK$2,$AS$2:$BA$2,0)+1,FALSE)","v":6.6552026253568444E-2},{"$f":"O2256*VLOOKUP($B2256,$AR$36:$AZ$47,MATCH(AL$2,$AS$2:$BA$2,0)+1,FALSE)","v":6.0815774551310813E-2},{"$f":"P2256*VLOOKUP($B2256,$AR$36:$AZ$47,MATCH(AM$2,$AS$2:$BA$2,0)+1,FALSE)","v":1.2504286150481678E-5},{"$f":"Q2256*VLOOKUP($B2256,$AR$36:$AZ$47,MATCH(AN$2,$AS$2:$BA$2,0)+1,FALSE)","v":1.8273424497630719E-3},{"$f":"R2256*VLOOKUP($B2256,$AR$36:$BA$47,MATCH(AO$2,$AS$2:$BA$2,0)+1,FALSE)","v":0},0.73799641284351425]
[2006,4,5,6,null,2013,4,5,6,0.2054266607744224,0.30335849969503448,5.5626921322160126E-3,7.487450445988518E-2,0.10189809999999999,7.2207999999999994E-2,1.4574378167597758E-5,2.2101058891808552E-3,0,0.76555313732890662,null,null,0.19448861097465547,6.5579715960415549E-2,0.26836302303485832,8.0315756794893889E-2,6.6563986679169448E-2,3.1110098382412755E-3,7.2941669211143132E-6,1.6154488047554051E-3,0,0.68004484625391048,null,{"$f":"J2264*VLOOKUP($B2264,$AR$36:$AZ$47,MATCH(AG$2,$AS$2:$BA$2,0)+1,FALSE)","v":0.18285215128493779},{"$f":"K2264*VLOOKUP($B2264,$AR$36:$AZ$47,MATCH(AH$2,$AS$2:$BA$2,0)+1,FALSE)","v":0.27508226473331387},{"$f":"L2264*VLOOKUP($B2264,$AR$36:$AZ$47,MATCH(AI$2,$AS$2:$BA$2,0)+1,FALSE)","v":2.9657915288506765E-3},{"$f":"M2264*VLOOKUP($B2264,$AR$36:$AZ$47,MATCH(AJ$2,$AS$2:$BA$2,0)+1,FALSE)","v":6.7833423590924979E-2},{"$f":"N2264*VLOOKUP($B2264,$AR$36:$AZ$47,MATCH(AK$2,$AS$2:$BA$2,0)+1,FALSE)","v":7.9634527148782608E-2},{"$f":"O2264*VLOOKUP($B2264,$AR$36:$AZ$47,MATCH(AL$2,$AS$2:$BA$2,0)+1,FALSE)","v":6.503251264403416E-2},{"$f":"P2264*VLOOKUP($B2264,$AR$36:$AZ$47,MATCH(AM$2,$AS$2:$BA$2,0)+1,FALSE)","v":7.2941669211143132E-6},{"$f":"Q2264*VLOOKUP($B2264,$AR$36:$AZ$47,MATCH(AN$2,$AS$2:$BA$2,0)+1,FALSE)","v":1.6724501039471721E-3},{"$f":"R2264*VLOOKUP($B2264,$AR$36:$BA$47,MATCH(AO$2,$AS$2:$BA$2,0)+1,FALSE)","v":0},0.67508041520171236]
[2006,4,5,19,null,2013,4,5,19,0.32230912561283886,0.3251651638755268,3.0197471574886924E-3,6.0816561324318251E-2,9.4580799999999965E-2,7.1833999999999995E-2,7.9118052909816397E-6,2.0791063273308207E-3,0,0.87981241610279426,null,null,0.30514760795207224,5.326690101134194E-2,0.28765406755039352,7.4548284318024557E-2,6.6219219741738569E-2,1.6888339121881209E-3,3.9596906143191989E-6,1.5196963402920145E-3,0,0.79004857051666522,null,{"$f":"J2277*VLOOKUP($B2277,$AR$36:$AZ$47,MATCH(AG$2,$AS$2:$BA$2,0)+1,FALSE)","v":0.28689030321040387},{"$f":"K2277*VLOOKUP($B2277,$AR$36:$AZ$47,MATCH(AH$2,$AS$2:$BA$2,0)+1,FALSE)","v":0.29485631614469365},{"$f":"L2277*VLOOKUP($B2277,$AR$36:$AZ$47,MATCH(AI$2,$AS$2:$BA$2,0)+1,FALSE)","v":1.6100011156617957E-3},{"$f":"M2277*VLOOKUP($B2277,$AR$36:$AZ$47,MATCH(AJ$2,$AS$2:$BA$2,0)+1,FALSE)","v":5.509746736108511E-2},{"$f":"N2277*VLOOKUP($B2277,$AR$36:$AZ$47,MATCH(AK$2,$AS$2:$BA$2,0)+1,FALSE)","v":7.391597375567921E-2},{"$f":"O2277*VLOOKUP($B2277,$AR$36:$AZ$47,MATCH(AL$2,$AS$2:$BA$2,0)+1,FALSE)","v":6.469567794803277E-2},{"$f":"P2277*VLOOKUP($B2277,$AR$36:$AZ$47,MATCH(AM$2,$AS$2:$BA$2,0)+1,FALSE)","v":3.9596906143191989E-6},{"$f":"Q2277*VLOOKUP($B2277,$AR$36:$AZ$47,MATCH(AN$2,$AS$2:$BA$2,0)+1,FALSE)","v":1.5733190026249967E-3},{"$f":"R2277*VLOOKUP($B2277,$AR$36:$BA$47,MATCH(AO$2,$AS$2:$BA$2,0)+1,FALSE)","v":0},0.77864301822879578]
[2006,4,5,23,null,2013,4,5,23,0.23074894410694119,0.26977557996378237,9.5360436552274497E-3,7.0545153493607973E-2,8.446590000000001E-2,6.6234000000000001E-2,2.4984648287310438E-5,2.4147927045715346E-3,0,0.73374539857241783,null,null,0.21846259611116239,6.1787802962667143E-2,0.23865423336693747,6.6575752461153145E-2,6.1056934047586275E-2,5.3331597226993288E-3,1.2504286150481678E-5,1.7650620304794531E-3,0,0.65364804498883566,null,{"$f":"J2281*VLOOKUP($B2281,$AR$36:$AZ$47,MATCH(AG$2,$AS$2:$BA$2,0)+1,FALSE)","v":0.2053917474860473},{"$f":"K2281*VLOOKUP($B2281,$AR$36:$AZ$47,MATCH(AH$2,$AS$2:$BA$2,0)+1,FALSE)","v":0.24462962989592865},{"$f":"L2281*VLOOKUP($B2281,$AR$36:$AZ$47,MATCH(AI$2,$AS$2:$BA$2,0)+1,FALSE)","v":5.0842140494583021E-3},{"$f":"M2281*VLOOKUP($B2281,$AR$36:$AZ$47,MATCH(AJ$2,$AS$2:$BA$2,0)+1,FALSE)","v":6.3911197993737873E-2},{"$f":"N2281*VLOOKUP($B2281,$AR$36:$AZ$47,MATCH(AK$2,$AS$2:$BA$2,0)+1,FALSE)","v":6.6011064060039953E-2},{"$f":"O2281*VLOOKUP($B2281,$AR$36:$AZ$47,MATCH(AL$2,$AS$2:$BA$2,0)+1,FALSE)","v":5.9652163783305991E-2},{"$f":"P2281*VLOOKUP($B2281,$AR$36:$AZ$47,MATCH(AM$2,$AS$2:$BA$2,0)+1,FALSE)","v":1.2504286150481678E-5},{"$f":"Q2281*VLOOKUP($B2281,$AR$36:$AZ$47,MATCH(AN$2,$AS$2:$BA$2,0)+1,FALSE)","v":1.8273424497630719E-3},{"$f":"R2281*VLOOKUP($B2281,$AR$36:$BA$47,MATCH(AO$2,$AS$2:$BA$2,0)+1,FALSE)","v":0},0.64651986400443173]
[2006,4,6,9,null,2013,4,6,9,0.26474590081108201,0.31517620061684232,0,7.9914929948537078E-2,8.7764999999999982E-2,6.7502999999999994E-2,0,1.9235443476339044E-3,0,0.81702857572409526,null,null,0.25064936710684371,6.9994431947518018E-2,0.27881743241480456,6.9176092538564132E-2,6.2226744859350425E-2,0,0,1.405990288741738E-3,0,0.73227005915582266,null,{"$f":"J2291*VLOOKUP($B2291,$AR$36:$AZ$47,MATCH(AG$2,$AS$2:$BA$2,0)+1,FALSE)","v":0.23565274986547671},{"$f":"K2291*VLOOKUP($B2291,$AR$36:$AZ$47,MATCH(AH$2,$AS$2:$BA$2,0)+1,FALSE)","v":0.28579843038148239},{"$f":"L2291*VLOOKUP($B2291,$AR$36:$AZ$47,MATCH(AI$2,$AS$2:$BA$2,0)+1,FALSE)","v":0},{"$f":"M2291*VLOOKUP($B2291,$AR$36:$AZ$47,MATCH(AJ$2,$AS$2:$BA$2,0)+1,FALSE)","v":7.2399855378575753E-2},{"$f":"N2291*VLOOKUP($B2291,$AR$36:$AZ$47,MATCH(AK$2,$AS$2:$BA$2,0)+1,FALSE)","v":6.8589348331449793E-2},{"$f":"O2291*VLOOKUP($B2291,$AR$36:$AZ$47,MATCH(AL$2,$AS$2:$BA$2,0)+1,FALSE)","v":6.079506011813425E-2},{"$f":"P2291*VLOOKUP($B2291,$AR$36:$AZ$47,MATCH(AM$2,$AS$2:$BA$2,0)+1,FALSE)","v":0},{"$f":"Q2291*VLOOKUP($B2291,$AR$36:$AZ$47,MATCH(AN$2,$AS$2:$BA$2,0)+1,FALSE)","v":1.455600819804913E-3},{"$f":"R2291*VLOOKUP($B2291,$AR$36:$BA$47,MATCH(AO$2,$AS$2:$BA$2,0)+1,FALSE)","v":0},0.72469104489492386]
[2006,4,6,16,null,2013,4,6,16,0.263182903444097,0.32464246309912742,0,8.3494772615008594E-2,8.7027999999999994E-2,6.8094000000000002E-2,0,1.9235443476339044E-3,0,0.82836568350586692,null,null,0.24916959235065586,7.3129879279606291E-2,0.28719166560471465,6.8595191493717997E-2,6.2771550367429721E-2,0,0,1.405990288741738E-3,0,0.74226386938486633,null,{"$f":"J2298*VLOOKUP($B2298,$AR$36:$AZ$47,MATCH(AG$2,$AS$2:$BA$2,0)+1,FALSE)","v":0.23426151160103481},{"$f":"K2298*VLOOKUP($B2298,$AR$36:$AZ$47,MATCH(AH$2,$AS$2:$BA$2,0)+1,FALSE)","v":0.29438233663367175},{"$f":"L2298*VLOOKUP($B2298,$AR$36:$AZ$47,MATCH(AI$2,$AS$2:$BA$2,0)+1,FALSE)","v":0},{"$f":"M2298*VLOOKUP($B2298,$AR$36:$AZ$47,MATCH(AJ$2,$AS$2:$BA$2,0)+1,FALSE)","v":7.5643055259968339E-2},{"$f":"N2298*VLOOKUP($B2298,$AR$36:$AZ$47,MATCH(AK$2,$AS$2:$BA$2,0)+1,FALSE)","v":6.8013374427042819E-2},{"$f":"O2298*VLOOKUP($B2298,$AR$36:$AZ$47,MATCH(AL$2,$AS$2:$BA$2,0)+1,FALSE)","v":6.1327330988018812E-2},{"$f":"P2298*VLOOKUP($B2298,$AR$36:$AZ$47,MATCH(AM$2,$AS$2:$BA$2,0)+1,FALSE)","v":0},{"$f":"Q2298*VLOOKUP($B2298,$AR$36:$AZ$47,MATCH(AN$2,$AS$2:$BA$2,0)+1,FALSE)","v":1.455600819804913E-3},{"$f":"R2298*VLOOKUP($B2298,$AR$36:$BA$47,MATCH(AO$2,$AS$2:$BA$2,0)+1,FALSE)","v":0},0.73508320972954144]
[2006,4,6,23,null,2013,4,6,23,0.23461606684570174,0.27042494341773737,9.5360436552274497E-3,8.3512160889948062E-2,8.112359999999999E-2,6.4752000000000004E-2,2.4984648287310438E-5,2.4147927045715346E-3,0,0.74640459216147337,null,null,0.22212381188079383,7.3145109004861875E-2,0.23922868616693124,6.3941362281791841E-2,5.9690772012098117E-2,5.3331597226993288E-3,1.2504286150481678E-5,1.7650620304794531E-3,0,0.66524046738580622,null,{"$f":"J2305*VLOOKUP($B2305,$AR$36:$AZ$47,MATCH(AG$2,$AS$2:$BA$2,0)+1,FALSE)","v":0.20883390883647562},{"$f":"K2305*VLOOKUP($B2305,$AR$36:$AZ$47,MATCH(AH$2,$AS$2:$BA$2,0)+1,FALSE)","v":0.24521846577733156},{"$f":"L2305*VLOOKUP($B2305,$AR$36:$AZ$47,MATCH(AI$2,$AS$2:$BA$2,0)+1,FALSE)","v":5.0842140494583021E-3},{"$f":"M2305*VLOOKUP($B2305,$AR$36:$AZ$47,MATCH(AJ$2,$AS$2:$BA$2,0)+1,FALSE)","v":7.5658808368826866E-2},{"$f":"N2305*VLOOKUP($B2305,$AR$36:$AZ$47,MATCH(AK$2,$AS$2:$BA$2,0)+1,FALSE)","v":6.3399018495997272E-2},{"$f":"O2305*VLOOKUP($B2305,$AR$36:$AZ$47,MATCH(AL$2,$AS$2:$BA$2,0)+1,FALSE)","v":5.8317433784712228E-2},{"$f":"P2305*VLOOKUP($B2305,$AR$36:$AZ$47,MATCH(AM$2,$AS$2:$BA$2,0)+1,FALSE)","v":1.2504286150481678E-5},{"$f":"Q2305*VLOOKUP($B2305,$AR$36:$AZ$47,MATCH(AN$2,$AS$2:$BA$2,0)+1,FALSE)","v":1.8273424497630719E-3},{"$f":"R2305*VLOOKUP($B2305,$AR$36:$BA$47,MATCH(AO$2,$AS$2:$BA$2,0)+1,FALSE)","v":0},0.65835169604871546]
[2006,4,7,9,null,2013,4,7,9,0.23564200422657058,0.29684846593801095,0,7.4683991389119311E-2,8.4941200000000022E-2,6.6242999999999996E-2,0,1.9235443476339044E-3,0,0.76028220590133466,null,null,0.22309512269020851,6.541285284515759E-2,0.26260398763334453,6.6950382402286623E-2,6.1065230578166159E-2,0,0,1.405990288741738E-3,0,0.68053356643790519,null,{"$f":"J2315*VLOOKUP($B2315,$AR$36:$AZ$47,MATCH(AG$2,$AS$2:$BA$2,0)+1,FALSE)","v":0.20974710509088731},{"$f":"K2315*VLOOKUP($B2315,$AR$36:$AZ$47,MATCH(AH$2,$AS$2:$BA$2,0)+1,FALSE)","v":0.26917903528310022},{"$f":"L2315*VLOOKUP($B2315,$AR$36:$AZ$47,MATCH(AI$2,$AS$2:$BA$2,0)+1,FALSE)","v":0},{"$f":"M2315*VLOOKUP($B2315,$AR$36:$AZ$47,MATCH(AJ$2,$AS$2:$BA$2,0)+1,FALSE)","v":6.7660826070285729E-2},{"$f":"N2315*VLOOKUP($B2315,$AR$36:$AZ$47,MATCH(AK$2,$AS$2:$BA$2,0)+1,FALSE)","v":6.6382516430141245E-2},{"$f":"O2315*VLOOKUP($B2315,$AR$36:$AZ$47,MATCH(AL$2,$AS$2:$BA$2,0)+1,FALSE)","v":5.9660269431070723E-2},{"$f":"P2315*VLOOKUP($B2315,$AR$36:$AZ$47,MATCH(AM$2,$AS$2:$BA$2,0)+1,FALSE)","v":0},{"$f":"Q2315*VLOOKUP($B2315,$AR$36:$AZ$47,MATCH(AN$2,$AS$2:$BA$2,0)+1,FALSE)","v":1.455600819804913E-3},{"$f":"R2315*VLOOKUP($B2315,$AR$36:$BA$47,MATCH(AO$2,$AS$2:$BA$2,0)+1,FALSE)","v":0},0.67408535312529017]
[2006,4,7,16,null,2013,4,7,16,0.28684102169870157,0.29945737258392879,0,5.3502644728912724E-2,8.5121900000000042E-2,6.7220000000000002E-2,0,1.9235443476339044E-3,0,0.79406648335917696,null,null,0.27156802174763062,4.6860921080725655E-2,0.2649119304634221,6.7092809564842537E-2,6.1965865064449517E-2,0,0,1.405990288741738E-3,0,0.7138055382098123,null,{"$f":"J2322*VLOOKUP($B2322,$AR$36:$AZ$47,MATCH(AG$2,$AS$2:$BA$2,0)+1,FALSE)","v":0.25531981923208852},{"$f":"K2322*VLOOKUP($B2322,$AR$36:$AZ$47,MATCH(AH$2,$AS$2:$BA$2,0)+1,FALSE)","v":0.27154476411337308},{"$f":"L2322*VLOOKUP($B2322,$AR$36:$AZ$47,MATCH(AI$2,$AS$2:$BA$2,0)+1,FALSE)","v":0},{"$f":"M2322*VLOOKUP($B2322,$AR$36:$AZ$47,MATCH(AJ$2,$AS$2:$BA$2,0)+1,FALSE)","v":4.847134000166272E-2},{"$f":"N2322*VLOOKUP($B2322,$AR$36:$AZ$47,MATCH(AK$2,$AS$2:$BA$2,0)+1,FALSE)","v":6.6523735540760437E-2},{"$f":"O2322*VLOOKUP($B2322,$AR$36:$AZ$47,MATCH(AL$2,$AS$2:$BA$2,0)+1,FALSE)","v":6.0540182527309673E-2},{"$f":"P2322*VLOOKUP($B2322,$AR$36:$AZ$47,MATCH(AM$2,$AS$2:$BA$2,0)+1,FALSE)","v":0},{"$f":"Q2322*VLOOKUP($B2322,$AR$36:$AZ$47,MATCH(AN$2,$AS$2:$BA$2,0)+1,FALSE)","v":1.455600819804913E-3},{"$f":"R2322*VLOOKUP($B2322,$AR$36:$BA$47,MATCH(AO$2,$AS$2:$BA$2,0)+1,FALSE)","v":0},0.7038554422349993]
[2006,4,7,18,null,2013,4,7,18,0.32318849227735358,0.28512372315630125,0,6.1667864271904425E-2,8.1701199999999988E-2,6.6924999999999998E-2,0,1.9235443476339044E-3,0,0.82052982405319319,null,null,0.30598015227944503,5.4012524717324213E-2,0.25223181273015605,6.4396624756015902E-2,6.169392322877542E-2,0,0,1.405990288741738E-3,0,0.73972102800045847,null,{"$f":"J2324*VLOOKUP($B2324,$AR$36:$AZ$47,MATCH(AG$2,$AS$2:$BA$2,0)+1,FALSE)","v":0.28767303552844192},{"$f":"K2324*VLOOKUP($B2324,$AR$36:$AZ$47,MATCH(AH$2,$AS$2:$BA$2,0)+1,FALSE)","v":0.25854716308881315},{"$f":"L2324*VLOOKUP($B2324,$AR$36:$AZ$47,MATCH(AI$2,$AS$2:$BA$2,0)+1,FALSE)","v":0},{"$f":"M2324*VLOOKUP($B2324,$AR$36:$AZ$47,MATCH(AJ$2,$AS$2:$BA$2,0)+1,FALSE)","v":5.586871511576981E-2},{"$f":"N2324*VLOOKUP($B2324,$AR$36:$AZ$47,MATCH(AK$2,$AS$2:$BA$2,0)+1,FALSE)","v":6.3850419482680415E-2},{"$f":"O2324*VLOOKUP($B2324,$AR$36:$AZ$47,MATCH(AL$2,$AS$2:$BA$2,0)+1,FALSE)","v":6.0274497406132096E-2},{"$f":"P2324*VLOOKUP($B2324,$AR$36:$AZ$47,MATCH(AM$2,$AS$2:$BA$2,0)+1,FALSE)","v":0},{"$f":"Q2324*VLOOKUP($B2324,$AR$36:$AZ$47,MATCH(AN$2,$AS$2:$BA$2,0)+1,FALSE)","v":1.455600819804913E-3},{"$f":"R2324*VLOOKUP($B2324,$AR$36:$BA$47,MATCH(AO$2,$AS$2:$BA$2,0)+1,FALSE)","v":0},0.72766943144164231]
[2006,4,8,6,null,2013,4,8,6,0.21407518601335232,0.31784745551059551,4.7680218276137248E-3,9.2112546521360514E-2,0.10062429999999999,7.1457000000000007E-2,1.2492324143655219E-5,2.1691685261027191E-3,0,0.80306617072316844,null,null,0.20267664097211413,8.067785798165468E-2,0.28118053099059831,7.9311751705443384E-2,6.5871687294114398E-2,2.6665798613496644E-3,6.2521430752408389E-6,1.5855261596105952E-3,0,0.7139768271079604,null,{"$f":"J2336*VLOOKUP($B2336,$AR$36:$AZ$47,MATCH(AG$2,$AS$2:$BA$2,0)+1,FALSE)","v":0.19055028277098157},{"$f":"K2336*VLOOKUP($B2336,$AR$36:$AZ$47,MATCH(AH$2,$AS$2:$BA$2,0)+1,FALSE)","v":0.28822069594052319},{"$f":"L2336*VLOOKUP($B2336,$AR$36:$AZ$47,MATCH(AI$2,$AS$2:$BA$2,0)+1,FALSE)","v":2.5421070247291511E-3},{"$f":"M2336*VLOOKUP($B2336,$AR$36:$AZ$47,MATCH(AJ$2,$AS$2:$BA$2,0)+1,FALSE)","v":8.3450427235479463E-2},{"$f":"N2336*VLOOKUP($B2336,$AR$36:$AZ$47,MATCH(AK$2,$AS$2:$BA$2,0)+1,FALSE)","v":7.8639037922956803E-2},{"$f":"O2336*VLOOKUP($B2336,$AR$36:$AZ$47,MATCH(AL$2,$AS$2:$BA$2,0)+1,FALSE)","v":6.4356141369443134E-2},{"$f":"P2336*VLOOKUP($B2336,$AR$36:$AZ$47,MATCH(AM$2,$AS$2:$BA$2,0)+1,FALSE)","v":6.2521430752408389E-6},{"$f":"Q2336*VLOOKUP($B2336,$AR$36:$AZ$47,MATCH(AN$2,$AS$2:$BA$2,0)+1,FALSE)","v":1.6414716347839921E-3},{"$f":"R2336*VLOOKUP($B2336,$AR$36:$BA$47,MATCH(AO$2,$AS$2:$BA$2,0)+1,FALSE)","v":0},0.70940641604197252]
[2006,4,8,11,null,2013,4,8,11,0.25787135978982501,0.42583335600503969,0,0.10908195855003849,0.12028040000000002,8.3081000000000002E-2,0,1.9235443476339044E-3,0,0.99807161869253713,null,null,0.24414086461124634,9.5540717227049501E-2,0.376709163717103,9.4804626912499426E-2,7.6587117456404799E-2,0,0,1.405990288741738E-3,0,0.88918848021304486,null,{"$f":"J2341*VLOOKUP($B2341,$AR$36:$AZ$47,MATCH(AG$2,$AS$2:$BA$2,0)+1,FALSE)","v":0.2295336579711012},{"$f":"K2341*VLOOKUP($B2341,$AR$36:$AZ$47,MATCH(AH$2,$AS$2:$BA$2,0)+1,FALSE)","v":0.38614116329891385},{"$f":"L2341*VLOOKUP($B2341,$AR$36:$AZ$47,MATCH(AI$2,$AS$2:$BA$2,0)+1,FALSE)","v":0},{"$f":"M2341*VLOOKUP($B2341,$AR$36:$AZ$47,MATCH(AJ$2,$AS$2:$BA$2,0)+1,FALSE)","v":9.8824062393852524E-2},{"$f":"N2341*VLOOKUP($B2341,$AR$36:$AZ$47,MATCH(AK$2,$AS$2:$BA$2,0)+1,FALSE)","v":9.4000504222026063E-2},{"$f":"O2341*VLOOKUP($B2341,$AR$36:$AZ$47,MATCH(AL$2,$AS$2:$BA$2,0)+1,FALSE)","v":7.4825035771368856E-2},{"$f":"P2341*VLOOKUP($B2341,$AR$36:$AZ$47,MATCH(AM$2,$AS$2:$BA$2,0)+1,FALSE)","v":0},{"$f":"Q2341*VLOOKUP($B2341,$AR$36:$AZ$47,MATCH(AN$2,$AS$2:$BA$2,0)+1,FALSE)","v":1.455600819804913E-3},{"$f":"R2341*VLOOKUP($B2341,$AR$36:$BA$47,MATCH(AO$2,$AS$2:$BA$2,0)+1,FALSE)","v":0},0.88478002447706749]
[2006,4,8,20,null,2013,4,8,20,0.36319997282650274,0.33965828942010856,9.5360436552274497E-3,6.8542878024413584E-2,9.2892799999999984E-2,7.0441000000000004E-2,2.4984648287310438E-5,2.4147927045715346E-3,0,0.94671076127911113,null,null,0.34386120065801251,6.0034086427359377E-2,0.3004752642146627,7.3217808112189711E-2,6.4935101175318186E-2,5.3331597226993288E-3,1.2504286150481678E-5,1.7650620304794531E-3,0,0.84963418662687173,null,{"$f":"J2350*VLOOKUP($B2350,$AR$36:$AZ$47,MATCH(AG$2,$AS$2:$BA$2,0)+1,FALSE)","v":0.32328762064084471},{"$f":"K2350*VLOOKUP($B2350,$AR$36:$AZ$47,MATCH(AH$2,$AS$2:$BA$2,0)+1,FALSE)","v":0.30799852841788106},{"$f":"L2350*VLOOKUP($B2350,$AR$36:$AZ$47,MATCH(AI$2,$AS$2:$BA$2,0)+1,FALSE)","v":5.0842140494583021E-3},{"$f":"M2350*VLOOKUP($B2350,$AR$36:$AZ$47,MATCH(AJ$2,$AS$2:$BA$2,0)+1,FALSE)","v":6.209721336669638E-2},{"$f":"N2350*VLOOKUP($B2350,$AR$36:$AZ$47,MATCH(AK$2,$AS$2:$BA$2,0)+1,FALSE)","v":7.2596782506508278E-2},{"$f":"O2350*VLOOKUP($B2350,$AR$36:$AZ$47,MATCH(AL$2,$AS$2:$BA$2,0)+1,FALSE)","v":6.3441103799556989E-2},{"$f":"P2350*VLOOKUP($B2350,$AR$36:$AZ$47,MATCH(AM$2,$AS$2:$BA$2,0)+1,FALSE)","v":1.2504286150481678E-5},{"$f":"Q2350*VLOOKUP($B2350,$AR$36:$AZ$47,MATCH(AN$2,$AS$2:$BA$2,0)+1,FALSE)","v":1.8273424497630719E-3},{"$f":"R2350*VLOOKUP($B2350,$AR$36:$BA$47,MATCH(AO$2,$AS$2:$BA$2,0)+1,FALSE)","v":0},0.83634530951685937]
[2006,4,9,4,null,2013,4,9,4,0.18666413681293265,0.30898553616598656,9.5360436552274497E-3,9.6507890810271543E-2,8.3147399999999996E-2,6.3881999999999994E-2,2.4984648287310438E-5,2.4147927045715346E-3,0,0.75116278479727705,null,null,0.17672510739682201,8.4527572007734808E-2,0.27334092383404535,6.5536514974545754E-2,5.8888774056042308E-2,5.3331597226993288E-3,1.2504286150481678E-5,1.7650620304794531E-3,0,0.66612961830851947,null,{"$f":"J2358*VLOOKUP($B2358,$AR$36:$AZ$47,MATCH(AG$2,$AS$2:$BA$2,0)+1,FALSE)","v":0.16615145694974193},{"$f":"K2358*VLOOKUP($B2358,$AR$36:$AZ$47,MATCH(AH$2,$AS$2:$BA$2,0)+1,FALSE)","v":0.28018480162521753},{"$f":"L2358*VLOOKUP($B2358,$AR$36:$AZ$47,MATCH(AI$2,$AS$2:$BA$2,0)+1,FALSE)","v":5.0842140494583021E-3},{"$f":"M2358*VLOOKUP($B2358,$AR$36:$AZ$47,MATCH(AJ$2,$AS$2:$BA$2,0)+1,FALSE)","v":8.7432440246829585E-2},{"$f":"N2358*VLOOKUP($B2358,$AR$36:$AZ$47,MATCH(AK$2,$AS$2:$BA$2,0)+1,FALSE)","v":6.4980641274476031E-2},{"$f":"O2358*VLOOKUP($B2358,$AR$36:$AZ$47,MATCH(AL$2,$AS$2:$BA$2,0)+1,FALSE)","v":5.7533887834120737E-2},{"$f":"P2358*VLOOKUP($B2358,$AR$36:$AZ$47,MATCH(AM$2,$AS$2:$BA$2,0)+1,FALSE)","v":1.2504286150481678E-5},{"$f":"Q2358*VLOOKUP($B2358,$AR$36:$AZ$47,MATCH(AN$2,$AS$2:$BA$2,0)+1,FALSE)","v":1.8273424497630719E-3},{"$f":"R2358*VLOOKUP($B2358,$AR$36:$BA$47,MATCH(AO$2,$AS$2:$BA$2,0)+1,FALSE)","v":0},0.66320728871575774]
[2006,4,9,10,null,2013,4,9,10,0.2543035706683292,0.44719411717782054,0,0.1090506768878267,0.117717,8.2047999999999996E-2,0,1.9235443476339044E-3,0,1.0122369090816103,null,null,0.24076304428415568,9.5513318815034401E-2,0.39560574465489079,9.278416322408882E-2,7.5634860113179908E-2,0,0,1.405990288741738E-3,0,0.90170712138009135,null,{"$f":"J2364*VLOOKUP($B2364,$AR$36:$AZ$47,MATCH(AG$2,$AS$2:$BA$2,0)+1,FALSE)","v":0.2263579362135788},{"$f":"K2364*VLOOKUP($B2364,$AR$36:$AZ$47,MATCH(AH$2,$AS$2:$BA$2,0)+1,FALSE)","v":0.40551087460004137},{"$f":"L2364*VLOOKUP($B2364,$AR$36:$AZ$47,MATCH(AI$2,$AS$2:$BA$2,0)+1,FALSE)","v":0},{"$f":"M2364*VLOOKUP($B2364,$AR$36:$AZ$47,MATCH(AJ$2,$AS$2:$BA$2,0)+1,FALSE)","v":9.8795722410052328E-2},{"$f":"N2364*VLOOKUP($B2364,$AR$36:$AZ$47,MATCH(AK$2,$AS$2:$BA$2,0)+1,FALSE)","v":9.1997177890198567E-2},{"$f":"O2364*VLOOKUP($B2364,$AR$36:$AZ$47,MATCH(AL$2,$AS$2:$BA$2,0)+1,FALSE)","v":7.3894687533482648E-2},{"$f":"P2364*VLOOKUP($B2364,$AR$36:$AZ$47,MATCH(AM$2,$AS$2:$BA$2,0)+1,FALSE)","v":0},{"$f":"Q2364*VLOOKUP($B2364,$AR$36:$AZ$47,MATCH(AN$2,$AS$2:$BA$2,0)+1,FALSE)","v":1.455600819804913E-3},{"$f":"R2364*VLOOKUP($B2364,$AR$36:$BA$47,MATCH(AO$2,$AS$2:$BA$2,0)+1,FALSE)","v":0},0.89801199946715848]
[2006,4,9,21,null,2013,4,9,21,0.38527913809700076,0.38171499327685487,9.5360436552274497E-3,0.10047816818155191,8.9288800000000029E-2,6.9832000000000005E-2,2.4984648287310438E-5,2.4147927045715346E-3,0,1.0385689205634938,null,null,0.36476474924684144,8.800498617121856E-2,0.33768030115025038,7.0377146829115791E-2,6.4373702606079122E-2,5.3331597226993288E-3,1.2504286150481678E-5,1.7650620304794531E-3,0,0.93231161204283453,null,{"$f":"J2375*VLOOKUP($B2375,$AR$36:$AZ$47,MATCH(AG$2,$AS$2:$BA$2,0)+1,FALSE)","v":0.34294048776659475},{"$f":"K2375*VLOOKUP($B2375,$AR$36:$AZ$47,MATCH(AH$2,$AS$2:$BA$2,0)+1,FALSE)","v":0.34613510067731146},{"$f":"L2375*VLOOKUP($B2375,$AR$36:$AZ$47,MATCH(AI$2,$AS$2:$BA$2,0)+1,FALSE)","v":5.0842140494583021E-3},{"$f":"M2375*VLOOKUP($B2375,$AR$36:$AZ$47,MATCH(AJ$2,$AS$2:$BA$2,0)+1,FALSE)","v":9.102935896625583E-2},{"$f":"N2375*VLOOKUP($B2375,$AR$36:$AZ$47,MATCH(AK$2,$AS$2:$BA$2,0)+1,FALSE)","v":6.9780215408159943E-2},{"$f":"O2375*VLOOKUP($B2375,$AR$36:$AZ$47,MATCH(AL$2,$AS$2:$BA$2,0)+1,FALSE)","v":6.2892621634142942E-2},{"$f":"P2375*VLOOKUP($B2375,$AR$36:$AZ$47,MATCH(AM$2,$AS$2:$BA$2,0)+1,FALSE)","v":1.2504286150481678E-5},{"$f":"Q2375*VLOOKUP($B2375,$AR$36:$AZ$47,MATCH(AN$2,$AS$2:$BA$2,0)+1,FALSE)","v":1.8273424497630719E-3},{"$f":"R2375*VLOOKUP($B2375,$AR$36:$BA$47,MATCH(AO$2,$AS$2:$BA$2,0)+1,FALSE)","v":0},0.91970184523783682]
[2006,4,10,3,null,2013,4,10,3,0.18921098666226469,0.31115966678847784,9.5360436552274497E-3,9.7882839785939646E-2,8.1194700000000009E-2,6.4102000000000006E-2,2.4984648287310438E-5,2.4147927045715346E-3,0,0.75552601424476828,null,null,0.17913634889629576,8.5731837250420828E-2,0.27526424646028119,6.3997403074585027E-2,5.909157813688401E-2,5.3331597226993288E-3,1.2504286150481678E-5,1.7650620304794531E-3,0,0.67033213985779616,null,{"$f":"J2381*VLOOKUP($B2381,$AR$36:$AZ$47,MATCH(AG$2,$AS$2:$BA$2,0)+1,FALSE)","v":0.16841843131516504},{"$f":"K2381*VLOOKUP($B2381,$AR$36:$AZ$47,MATCH(AH$2,$AS$2:$BA$2,0)+1,FALSE)","v":0.28215628017637789},{"$f":"L2381*VLOOKUP($B2381,$AR$36:$AZ$47,MATCH(AI$2,$AS$2:$BA$2,0)+1,FALSE)","v":5.0842140494583021E-3},{"$f":"M2381*VLOOKUP($B2381,$AR$36:$AZ$47,MATCH(AJ$2,$AS$2:$BA$2,0)+1,FALSE)","v":8.8678091179082111E-2},{"$f":"N2381*VLOOKUP($B2381,$AR$36:$AZ$47,MATCH(AK$2,$AS$2:$BA$2,0)+1,FALSE)","v":6.3454583956788796E-2},{"$f":"O2381*VLOOKUP($B2381,$AR$36:$AZ$47,MATCH(AL$2,$AS$2:$BA$2,0)+1,FALSE)","v":5.7732025890592155E-2},{"$f":"P2381*VLOOKUP($B2381,$AR$36:$AZ$47,MATCH(AM$2,$AS$2:$BA$2,0)+1,FALSE)","v":1.2504286150481678E-5},{"$f":"Q2381*VLOOKUP($B2381,$AR$36:$AZ$47,MATCH(AN$2,$AS$2:$BA$2,0)+1,FALSE)","v":1.8273424497630719E-3},{"$f":"R2381*VLOOKUP($B2381,$AR$36:$BA$47,MATCH(AO$2,$AS$2:$BA$2,0)+1,FALSE)","v":0},0.66736347330337797]
[2006,4,10,6,null,2013,4,10,6,0.22659762827769675,0.33498601230557912,4.1322855839318945E-3,8.8038673640931014E-2,0.1004598,7.0524000000000003E-2,1.0826680924501189E-5,2.1364186356402108E-3,0,0.82688564512470342,null,null,0.21453231926051819,7.7109708472223967E-2,0.29634198160622349,7.918209333111885E-2,6.5011613623999376E-2,2.3110358798363755E-3,5.4185239985420603E-6,1.5615880434947478E-3,0,0.73605575874141349,null,{"$f":"J2384*VLOOKUP($B2384,$AR$36:$AZ$47,MATCH(AG$2,$AS$2:$BA$2,0)+1,FALSE)","v":0.20169662326420104},{"$f":"K2384*VLOOKUP($B2384,$AR$36:$AZ$47,MATCH(AH$2,$AS$2:$BA$2,0)+1,FALSE)","v":0.30376175716730308},{"$f":"L2384*VLOOKUP($B2384,$AR$36:$AZ$47,MATCH(AI$2,$AS$2:$BA$2,0)+1,FALSE)","v":2.2031594214319307E-3},{"$f":"M2384*VLOOKUP($B2384,$AR$36:$AZ$47,MATCH(AJ$2,$AS$2:$BA$2,0)+1,FALSE)","v":7.9759654965970678E-2},{"$f":"N2384*VLOOKUP($B2384,$AR$36:$AZ$47,MATCH(AK$2,$AS$2:$BA$2,0)+1,FALSE)","v":7.8510479297074928E-2},{"$f":"O2384*VLOOKUP($B2384,$AR$36:$AZ$47,MATCH(AL$2,$AS$2:$BA$2,0)+1,FALSE)","v":6.3515855884498471E-2},{"$f":"P2384*VLOOKUP($B2384,$AR$36:$AZ$47,MATCH(AM$2,$AS$2:$BA$2,0)+1,FALSE)","v":5.4185239985420603E-6},{"$f":"Q2384*VLOOKUP($B2384,$AR$36:$AZ$47,MATCH(AN$2,$AS$2:$BA$2,0)+1,FALSE)","v":1.6166888594534483E-3},{"$f":"R2384*VLOOKUP($B2384,$AR$36:$BA$47,MATCH(AO$2,$AS$2:$BA$2,0)+1,FALSE)","v":0},0.73106963738393205]
[2006,4,10,17,null,2013,4,10,17,0.30788752105964956,0.41145220414496603,0,8.7674592134007578E-2,0.1077335,7.7017000000000002E-2,0,1.9235443476339044E-3,0,0.99368836168625718,null,null,0.29149388926238606,7.6790823399358193E-2,0.36398702343828254,8.4915200427316123E-2,7.0997099519022736E-2,0,0,1.405990288741738E-3,0,0.88959002633510753,null,{"$f":"J2395*VLOOKUP($B2395,$AR$36:$AZ$47,MATCH(AG$2,$AS$2:$BA$2,0)+1,FALSE)","v":0.27405350097845305},{"$f":"K2395*VLOOKUP($B2395,$AR$36:$AZ$47,MATCH(AH$2,$AS$2:$BA$2,0)+1,FALSE)","v":0.37310048757326342},{"$f":"L2395*VLOOKUP($B2395,$AR$36:$AZ$47,MATCH(AI$2,$AS$2:$BA$2,0)+1,FALSE)","v":0},{"$f":"M2395*VLOOKUP($B2395,$AR$36:$AZ$47,MATCH(AJ$2,$AS$2:$BA$2,0)+1,FALSE)","v":7.9429811112459892E-2},{"$f":"N2395*VLOOKUP($B2395,$AR$36:$AZ$47,MATCH(AK$2,$AS$2:$BA$2,0)+1,FALSE)","v":8.4194958792984081E-2},{"$f":"O2395*VLOOKUP($B2395,$AR$36:$AZ$47,MATCH(AL$2,$AS$2:$BA$2,0)+1,FALSE)","v":6.936363043299329E-2},{"$f":"P2395*VLOOKUP($B2395,$AR$36:$AZ$47,MATCH(AM$2,$AS$2:$BA$2,0)+1,FALSE)","v":0},{"$f":"Q2395*VLOOKUP($B2395,$AR$36:$AZ$47,MATCH(AN$2,$AS$2:$BA$2,0)+1,FALSE)","v":1.455600819804913E-3},{"$f":"R2395*VLOOKUP($B2395,$AR$36:$BA$47,MATCH(AO$2,$AS$2:$BA$2,0)+1,FALSE)","v":0},0.88159798970995873]
[2006,4,10,23,null,2013,4,10,23,0.29827300037023635,0.35174573079722882,9.5360436552274497E-3,0.10975205542643721,8.5185300000000019E-2,6.5756999999999996E-2,2.4984648287310438E-5,2.4147927045715346E-3,0,0.92268890760198863,null,null,0.28239129874652114,9.6127629462892522E-2,0.31116829675530894,6.7142781242241767E-2,6.0617217926852228E-2,5.3331597226993288E-3,1.2504286150481678E-5,1.7650620304794531E-3,0,0.82455795017314593,null,{"$f":"J2401*VLOOKUP($B2401,$AR$36:$AZ$47,MATCH(AG$2,$AS$2:$BA$2,0)+1,FALSE)","v":0.26549552809895793},{"$f":"K2401*VLOOKUP($B2401,$AR$36:$AZ$47,MATCH(AH$2,$AS$2:$BA$2,0)+1,FALSE)","v":0.31895929184528482},{"$f":"L2401*VLOOKUP($B2401,$AR$36:$AZ$47,MATCH(AI$2,$AS$2:$BA$2,0)+1,FALSE)","v":5.0842140494583021E-3},{"$f":"M2401*VLOOKUP($B2401,$AR$36:$AZ$47,MATCH(AJ$2,$AS$2:$BA$2,0)+1,FALSE)","v":9.943114441184521E-2},{"$f":"N2401*VLOOKUP($B2401,$AR$36:$AZ$47,MATCH(AK$2,$AS$2:$BA$2,0)+1,FALSE)","v":6.6573283363744684E-2},{"$f":"O2401*VLOOKUP($B2401,$AR$36:$AZ$47,MATCH(AL$2,$AS$2:$BA$2,0)+1,FALSE)","v":5.922256445177479E-2},{"$f":"P2401*VLOOKUP($B2401,$AR$36:$AZ$47,MATCH(AM$2,$AS$2:$BA$2,0)+1,FALSE)","v":1.2504286150481678E-5},{"$f":"Q2401*VLOOKUP($B2401,$AR$36:$AZ$47,MATCH(AN$2,$AS$2:$BA$2,0)+1,FALSE)","v":1.8273424497630719E-3},{"$f":"R2401*VLOOKUP($B2401,$AR$36:$BA$47,MATCH(AO$2,$AS$2:$BA$2,0)+1,FALSE)","v":0},0.81660587295697928]
[2006,4,11,7,null,2013,4,11,7,0.26506581369856724,0.35025950793827382,0,6.9521510006407383E-2,0.11129760000000002,7.6323000000000002E-2,0,1.9235443476339044E-3,0,0.87439097599088234,null,null,0.25095224606561828,6.0891232766716E-2,0.30985352476199529,8.7724412657894352E-2,7.0357344827640292E-2,0,0,1.405990288741738E-3,0,0.78118475136860599,null,{"$f":"J2409*VLOOKUP($B2409,$AR$36:$AZ$47,MATCH(AG$2,$AS$2:$BA$2,0)+1,FALSE)","v":0.23593750725519394},{"$f":"K2409*VLOOKUP($B2409,$AR$36:$AZ$47,MATCH(AH$2,$AS$2:$BA$2,0)+1,FALSE)","v":0.31761160074597244},{"$f":"L2409*VLOOKUP($B2409,$AR$36:$AZ$47,MATCH(AI$2,$AS$2:$BA$2,0)+1,FALSE)","v":0},{"$f":"M2409*VLOOKUP($B2409,$AR$36:$AZ$47,MATCH(AJ$2,$AS$2:$BA$2,0)+1,FALSE)","v":6.2983816333261292E-2},{"$f":"N2409*VLOOKUP($B2409,$AR$36:$AZ$47,MATCH(AK$2,$AS$2:$BA$2,0)+1,FALSE)","v":8.6980343586331332E-2},{"$f":"O2409*VLOOKUP($B2409,$AR$36:$AZ$47,MATCH(AL$2,$AS$2:$BA$2,0)+1,FALSE)","v":6.873859492757893E-2},{"$f":"P2409*VLOOKUP($B2409,$AR$36:$AZ$47,MATCH(AM$2,$AS$2:$BA$2,0)+1,FALSE)","v":0},{"$f":"Q2409*VLOOKUP($B2409,$AR$36:$AZ$47,MATCH(AN$2,$AS$2:$BA$2,0)+1,FALSE)","v":1.455600819804913E-3},{"$f":"R2409*VLOOKUP($B2409,$AR$36:$BA$47,MATCH(AO$2,$AS$2:$BA$2,0)+1,FALSE)","v":0},0.77370746366814291]
[2006,4,11,16,null,2013,4,11,16,0.25647133534480121,0.40584821466593679,0,7.9838908430447539E-2,0.11248359999999996,7.9356999999999997E-2,0,1.9235443476339044E-3,0,0.93592260278881922,null,null,0.24281538519870682,6.9927847606170393E-2,0.35902951092698088,8.8659214067918088E-2,7.3154197469793514E-2,0,0,1.405990288741738E-3,0,0.83499214555831158,null,{"$f":"J2418*VLOOKUP($B2418,$AR$36:$AZ$47,MATCH(AG$2,$AS$2:$BA$2,0)+1,FALSE)","v":0.22828748339639393},{"$f":"K2418*VLOOKUP($B2418,$AR$36:$AZ$47,MATCH(AH$2,$AS$2:$BA$2,0)+1,FALSE)","v":0.36801884944879104},{"$f":"L2418*VLOOKUP($B2418,$AR$36:$AZ$47,MATCH(AI$2,$AS$2:$BA$2,0)+1,FALSE)","v":0},{"$f":"M2418*VLOOKUP($B2418,$AR$36:$AZ$47,MATCH(AJ$2,$AS$2:$BA$2,0)+1,FALSE)","v":7.2330982804716434E-2},{"$f":"N2418*VLOOKUP($B2418,$AR$36:$AZ$47,MATCH(AK$2,$AS$2:$BA$2,0)+1,FALSE)","v":8.79072161109265E-2},{"$f":"O2418*VLOOKUP($B2418,$AR$36:$AZ$47,MATCH(AL$2,$AS$2:$BA$2,0)+1,FALSE)","v":7.1471098851825551E-2},{"$f":"P2418*VLOOKUP($B2418,$AR$36:$AZ$47,MATCH(AM$2,$AS$2:$BA$2,0)+1,FALSE)","v":0},{"$f":"Q2418*VLOOKUP($B2418,$AR$36:$AZ$47,MATCH(AN$2,$AS$2:$BA$2,0)+1,FALSE)","v":1.455600819804913E-3},{"$f":"R2418*VLOOKUP($B2418,$AR$36:$BA$47,MATCH(AO$2,$AS$2:$BA$2,0)+1,FALSE)","v":0},0.82947123143245838]
[2006,4,11,21,null,2013,4,11,21,0.37639427034200623,0.36100244915173973,9.5360436552274497E-3,9.6669979630324449E-2,8.7584100000000012E-2,6.8766999999999995E-2,2.4984648287310438E-5,2.4147927045715346E-3,0,1.0023936201321566,null,null,0.35635296091397312,8.4669539408468983E-2,0.31935715885574828,6.9033507736647362E-2,6.3391946487459078E-2,5.3331597226993288E-3,1.2504286150481678E-5,1.7650620304794531E-3,0,0.89991583944162612,null,{"$f":"J2423*VLOOKUP($B2423,$AR$36:$AZ$47,MATCH(AG$2,$AS$2:$BA$2,0)+1,FALSE)","v":0.33503198564346037},{"$f":"K2423*VLOOKUP($B2423,$AR$36:$AZ$47,MATCH(AH$2,$AS$2:$BA$2,0)+1,FALSE)","v":0.32735318570854283},{"$f":"L2423*VLOOKUP($B2423,$AR$36:$AZ$47,MATCH(AI$2,$AS$2:$BA$2,0)+1,FALSE)","v":5.0842140494583021E-3},{"$f":"M2423*VLOOKUP($B2423,$AR$36:$AZ$47,MATCH(AJ$2,$AS$2:$BA$2,0)+1,FALSE)","v":8.7579286488675398E-2},{"$f":"N2423*VLOOKUP($B2423,$AR$36:$AZ$47,MATCH(AK$2,$AS$2:$BA$2,0)+1,FALSE)","v":6.8447972918549926E-2},{"$f":"O2423*VLOOKUP($B2423,$AR$36:$AZ$47,MATCH(AL$2,$AS$2:$BA$2,0)+1,FALSE)","v":6.1933453315315433E-2},{"$f":"P2423*VLOOKUP($B2423,$AR$36:$AZ$47,MATCH(AM$2,$AS$2:$BA$2,0)+1,FALSE)","v":1.2504286150481678E-5},{"$f":"Q2423*VLOOKUP($B2423,$AR$36:$AZ$47,MATCH(AN$2,$AS$2:$BA$2,0)+1,FALSE)","v":1.8273424497630719E-3},{"$f":"R2423*VLOOKUP($B2423,$AR$36:$BA$47,MATCH(AO$2,$AS$2:$BA$2,0)+1,FALSE)","v":0},0.88726994485991595]
[2006,4,12,9,null,2013,4,12,9,0.24616099744081113,0.4006998742618133,0,9.5119416239863114E-2,0.11651509999999991,8.1808000000000006E-2,0,1.9235443476339044E-3,0,0.94222693229012122,null,null,{"$f":"$J2435*$AS$6","v":0.23305402661911956},{"$f":"$M2435*$AV$6","v":8.3311460213707125E-2},{"$f":"$K2435*$AT$6","v":0.35447508375301995},{"$f":"$N2435*$AW$6","v":9.1836829484874941E-2},{"$f":"$O2435*$AX$6","v":7.5413619297716256E-2},{"$f":"$L2435*$AU$6","v":0},{"$f":"$P2435*$AY$6","v":0},{"$f":"$Q2435*$AZ$6","v":1.405990288741738E-3},0,{"$f":"SUM(V2435:AD2435)","v":0.83949700965717966},null,{"$f":"J2435*VLOOKUP($B2435,$AR$36:$AZ$47,MATCH(AG$2,$AS$2:$BA$2,0)+1,FALSE)","v":0.21911015724451036},{"$f":"K2435*VLOOKUP($B2435,$AR$36:$AZ$47,MATCH(AH$2,$AS$2:$BA$2,0)+1,FALSE)","v":0.36335038906476347},{"$f":"L2435*VLOOKUP($B2435,$AR$36:$AZ$47,MATCH(AI$2,$AS$2:$BA$2,0)+1,FALSE)","v":0},{"$f":"M2435*VLOOKUP($B2435,$AR$36:$AZ$47,MATCH(AJ$2,$AS$2:$BA$2,0)+1,FALSE)","v":8.6174535645534983E-2},{"$f":"N2435*VLOOKUP($B2435,$AR$36:$AZ$47,MATCH(AK$2,$AS$2:$BA$2,0)+1,FALSE)","v":9.1057879334287037E-2},{"$f":"O2435*VLOOKUP($B2435,$AR$36:$AZ$47,MATCH(AL$2,$AS$2:$BA$2,0)+1,FALSE)","v":7.3678536926422941E-2},{"$f":"P2435*VLOOKUP($B2435,$AR$36:$AZ$47,MATCH(AM$2,$AS$2:$BA$2,0)+1,FALSE)","v":0},{"$f":"Q2435*VLOOKUP($B2435,$AR$36:$AZ$47,MATCH(AN$2,$AS$2:$BA$2,0)+1,FALSE)","v":1.455600819804913E-3},{"$f":"R2435*VLOOKUP($B2435,$AR$36:$BA$47,MATCH(AO$2,$AS$2:$BA$2,0)+1,FALSE)","v":0},0.83482709903532359]
[2006,4,12,14,null,2013,4,12,14,0.24082064653726207,0.41272709695927701,0,9.786080705889634E-2,0.11489780000000002,8.1480999999999998E-2,0,1.9235443476339044E-3,0,0.94971089490306937,null,null,0.22799802548746009,8.5712539627127604E-2,0.36511484444886194,9.0562078793111567E-2,7.5112178686646991E-2,0,0,1.405990288741738E-3,0,0.84590565733195,null,{"$f":"J2440*VLOOKUP($B2440,$AR$36:$AZ$47,MATCH(AG$2,$AS$2:$BA$2,0)+1,FALSE)","v":0.2143566620182861},{"$f":"K2440*VLOOKUP($B2440,$AR$36:$AZ$47,MATCH(AH$2,$AS$2:$BA$2,0)+1,FALSE)","v":0.37425654683319992},{"$f":"L2440*VLOOKUP($B2440,$AR$36:$AZ$47,MATCH(AI$2,$AS$2:$BA$2,0)+1,FALSE)","v":0},{"$f":"M2440*VLOOKUP($B2440,$AR$36:$AZ$47,MATCH(AJ$2,$AS$2:$BA$2,0)+1,FALSE)","v":8.8658130375105212E-2},{"$f":"N2440*VLOOKUP($B2440,$AR$36:$AZ$47,MATCH(AK$2,$AS$2:$BA$2,0)+1,FALSE)","v":8.9793940941346267E-2},{"$f":"O2440*VLOOKUP($B2440,$AR$36:$AZ$47,MATCH(AL$2,$AS$2:$BA$2,0)+1,FALSE)","v":7.3384031724304064E-2},{"$f":"P2440*VLOOKUP($B2440,$AR$36:$AZ$47,MATCH(AM$2,$AS$2:$BA$2,0)+1,FALSE)","v":0},{"$f":"Q2440*VLOOKUP($B2440,$AR$36:$AZ$47,MATCH(AN$2,$AS$2:$BA$2,0)+1,FALSE)","v":1.455600819804913E-3},{"$f":"R2440*VLOOKUP($B2440,$AR$36:$BA$47,MATCH(AO$2,$AS$2:$BA$2,0)+1,FALSE)","v":0},0.84190491271204648]
[2006,4,12,18,null,2013,4,12,18,0.32140412716467098,0.38178372100249525,0,0.10054895216736774,9.668949999999997E-2,7.3092000000000004E-2,0,1.9235443476339044E-3,9.7920000000000079E-5,0.97553976468216785,null,null,0.30429079661874842,8.806698315828157E-2,0.33774110043636801,7.6210354919472395E-2,6.7378890349460638E-2,0,0,1.405990288741738E-3,9.7920000000000079E-5,0.87519203577107285,null,{"$f":"J2444*VLOOKUP($B2444,$AR$36:$AZ$47,MATCH(AG$2,$AS$2:$BA$2,0)+1,FALSE)","v":0.28608475580709608},{"$f":"K2444*VLOOKUP($B2444,$AR$36:$AZ$47,MATCH(AH$2,$AS$2:$BA$2,0)+1,FALSE)","v":0.34619742224877931},{"$f":"L2444*VLOOKUP($B2444,$AR$36:$AZ$47,MATCH(AI$2,$AS$2:$BA$2,0)+1,FALSE)","v":0},{"$f":"M2444*VLOOKUP($B2444,$AR$36:$AZ$47,MATCH(AJ$2,$AS$2:$BA$2,0)+1,FALSE)","v":9.1093486537155099E-2},{"$f":"N2444*VLOOKUP($B2444,$AR$36:$AZ$47,MATCH(AK$2,$AS$2:$BA$2,0)+1,FALSE)","v":7.5563946852318278E-2},{"$f":"O2444*VLOOKUP($B2444,$AR$36:$AZ$47,MATCH(AL$2,$AS$2:$BA$2,0)+1,FALSE)","v":6.5828667380037467E-2},{"$f":"P2444*VLOOKUP($B2444,$AR$36:$AZ$47,MATCH(AM$2,$AS$2:$BA$2,0)+1,FALSE)","v":0},{"$f":"Q2444*VLOOKUP($B2444,$AR$36:$AZ$47,MATCH(AN$2,$AS$2:$BA$2,0)+1,FALSE)","v":1.455600819804913E-3},{"$f":"R2444*VLOOKUP($B2444,$AR$36:$BA$47,MATCH(AO$2,$AS$2:$BA$2,0)+1,FALSE)","v":9.7920000000000079E-5},0.86632179964519107]
[2006,4,13,4,null,2013,4,13,4,0.17217359774065971,0.27972421274322667,9.5360436552274497E-3,8.8199154843851962E-2,8.058810000000001E-2,6.3017000000000004E-2,2.4984648287310438E-5,2.4147927045715346E-3,0,0.69567788633582472,null,null,0.16300612464250938,7.7250267822572397E-2,0.24745519055270726,6.3519282893033227E-2,5.8091385283642001E-2,5.3331597226993288E-3,1.2504286150481678E-5,1.7650620304794531E-3,0,0.61643297723379353,null,{"$f":"J2454*VLOOKUP($B2454,$AR$36:$AZ$47,MATCH(AG$2,$AS$2:$BA$2,0)+1,FALSE)","v":0.15325329547131003},{"$f":"K2454*VLOOKUP($B2454,$AR$36:$AZ$47,MATCH(AH$2,$AS$2:$BA$2,0)+1,FALSE)","v":0.25365094440902392},{"$f":"L2454*VLOOKUP($B2454,$AR$36:$AZ$47,MATCH(AI$2,$AS$2:$BA$2,0)+1,FALSE)","v":5.0842140494583021E-3},{"$f":"M2454*VLOOKUP($B2454,$AR$36:$AZ$47,MATCH(AJ$2,$AS$2:$BA$2,0)+1,FALSE)","v":7.9905044768476152E-2},{"$f":"N2454*VLOOKUP($B2454,$AR$36:$AZ$47,MATCH(AK$2,$AS$2:$BA$2,0)+1,FALSE)","v":6.2980519139403071E-2},{"$f":"O2454*VLOOKUP($B2454,$AR$36:$AZ$47,MATCH(AL$2,$AS$2:$BA$2,0)+1,FALSE)","v":5.6754845021176337E-2},{"$f":"P2454*VLOOKUP($B2454,$AR$36:$AZ$47,MATCH(AM$2,$AS$2:$BA$2,0)+1,FALSE)","v":1.2504286150481678E-5},{"$f":"Q2454*VLOOKUP($B2454,$AR$36:$AZ$47,MATCH(AN$2,$AS$2:$BA$2,0)+1,FALSE)","v":1.8273424497630719E-3},{"$f":"R2454*VLOOKUP($B2454,$AR$36:$BA$47,MATCH(AO$2,$AS$2:$BA$2,0)+1,FALSE)","v":0},0.61346870959476152]
[2006,4,13,11,null,2013,4,13,11,0.32086263154272521,0.34923224399769004,0,9.3141527371249616E-2,8.5660899999999957E-2,6.7718E-2,0,1.9235443476339044E-3,0,0.91853884725929869,null,null,0.30377813321389108,8.157910296953419E-2,0.30894476612550775,6.7517647642416523E-2,6.2424939756536631E-2,0,0,1.405990288741738E-3,0,0.82565057999662794,null,{"$f":"J2461*VLOOKUP($B2461,$AR$36:$AZ$47,MATCH(AG$2,$AS$2:$BA$2,0)+1,FALSE)","v":0.28560276559700898},{"$f":"K2461*VLOOKUP($B2461,$AR$36:$AZ$47,MATCH(AH$2,$AS$2:$BA$2,0)+1,FALSE)","v":0.31668008871799652},{"$f":"L2461*VLOOKUP($B2461,$AR$36:$AZ$47,MATCH(AI$2,$AS$2:$BA$2,0)+1,FALSE)","v":0},{"$f":"M2461*VLOOKUP($B2461,$AR$36:$AZ$47,MATCH(AJ$2,$AS$2:$BA$2,0)+1,FALSE)","v":8.4382644341435387E-2},{"$f":"N2461*VLOOKUP($B2461,$AR$36:$AZ$47,MATCH(AK$2,$AS$2:$BA$2,0)+1,FALSE)","v":6.6944970187266972E-2},{"$f":"O2461*VLOOKUP($B2461,$AR$36:$AZ$47,MATCH(AL$2,$AS$2:$BA$2,0)+1,FALSE)","v":6.0988695036958585E-2},{"$f":"P2461*VLOOKUP($B2461,$AR$36:$AZ$47,MATCH(AM$2,$AS$2:$BA$2,0)+1,FALSE)","v":0},{"$f":"Q2461*VLOOKUP($B2461,$AR$36:$AZ$47,MATCH(AN$2,$AS$2:$BA$2,0)+1,FALSE)","v":1.455600819804913E-3},{"$f":"R2461*VLOOKUP($B2461,$AR$36:$BA$47,MATCH(AO$2,$AS$2:$BA$2,0)+1,FALSE)","v":0},0.81605476470047134]
[2006,4,13,18,null,2013,4,13,18,0.34387291852404234,0.32982935799665741,0,8.617322737620306E-2,8.105279999999998E-2,6.7627999999999994E-2,0,1.9235443476339044E-3,0,0.91047984824453654,null,null,0.32556322545193705,7.547583540604802E-2,0.29178019962062179,6.3885557948039989E-2,6.2341974450737747E-2,0,0,1.405990288741738E-3,0,0.82045278316612635,null,{"$f":"J2468*VLOOKUP($B2468,$AR$36:$AZ$47,MATCH(AG$2,$AS$2:$BA$2,0)+1,FALSE)","v":0.30608443268129187},{"$f":"K2468*VLOOKUP($B2468,$AR$36:$AZ$47,MATCH(AH$2,$AS$2:$BA$2,0)+1,FALSE)","v":0.29908575782272889},{"$f":"L2468*VLOOKUP($B2468,$AR$36:$AZ$47,MATCH(AI$2,$AS$2:$BA$2,0)+1,FALSE)","v":0},{"$f":"M2468*VLOOKUP($B2468,$AR$36:$AZ$47,MATCH(AJ$2,$AS$2:$BA$2,0)+1,FALSE)","v":7.8069632339788295E-2},{"$f":"N2468*VLOOKUP($B2468,$AR$36:$AZ$47,MATCH(AK$2,$AS$2:$BA$2,0)+1,FALSE)","v":6.3343687488626829E-2},{"$f":"O2468*VLOOKUP($B2468,$AR$36:$AZ$47,MATCH(AL$2,$AS$2:$BA$2,0)+1,FALSE)","v":6.0907638559311188E-2},{"$f":"P2468*VLOOKUP($B2468,$AR$36:$AZ$47,MATCH(AM$2,$AS$2:$BA$2,0)+1,FALSE)","v":0},{"$f":"Q2468*VLOOKUP($B2468,$AR$36:$AZ$47,MATCH(AN$2,$AS$2:$BA$2,0)+1,FALSE)","v":1.455600819804913E-3},{"$f":"R2468*VLOOKUP($B2468,$AR$36:$BA$47,MATCH(AO$2,$AS$2:$BA$2,0)+1,FALSE)","v":0},0.80894674971155189]
[2006,4,14,4,null,2013,4,14,4,0.17226370140441086,0.27144746068353259,9.5360436552274497E-3,8.7205926246709531E-2,7.8121999999999997E-2,6.3203999999999996E-2,2.4984648287310438E-5,2.4147927045715346E-3,0,0.68421890934273932,null,null,0.1630914306896438,7.6380336866044188E-2,0.24013324570566183,6.1575510753691193E-2,5.8263768752357441E-2,5.3331597226993288E-3,1.2504286150481678E-5,1.7650620304794531E-3,0,0.60655501880672769,null,{"$f":"J2478*VLOOKUP($B2478,$AR$36:$AZ$47,MATCH(AG$2,$AS$2:$BA$2,0)+1,FALSE)","v":0.15333349756724754},{"$f":"K2478*VLOOKUP($B2478,$AR$36:$AZ$47,MATCH(AH$2,$AS$2:$BA$2,0)+1,FALSE)","v":0.24614567357103645},{"$f":"L2478*VLOOKUP($B2478,$AR$36:$AZ$47,MATCH(AI$2,$AS$2:$BA$2,0)+1,FALSE)","v":5.0842140494583021E-3},{"$f":"M2478*VLOOKUP($B2478,$AR$36:$AZ$47,MATCH(AJ$2,$AS$2:$BA$2,0)+1,FALSE)","v":7.9005217829538898E-2},{"$f":"N2478*VLOOKUP($B2478,$AR$36:$AZ$47,MATCH(AK$2,$AS$2:$BA$2,0)+1,FALSE)","v":6.1053233867139768E-2},{"$f":"O2478*VLOOKUP($B2478,$AR$36:$AZ$47,MATCH(AL$2,$AS$2:$BA$2,0)+1,FALSE)","v":5.6923262369177031E-2},{"$f":"P2478*VLOOKUP($B2478,$AR$36:$AZ$47,MATCH(AM$2,$AS$2:$BA$2,0)+1,FALSE)","v":1.2504286150481678E-5},{"$f":"Q2478*VLOOKUP($B2478,$AR$36:$AZ$47,MATCH(AN$2,$AS$2:$BA$2,0)+1,FALSE)","v":1.8273424497630719E-3},{"$f":"R2478*VLOOKUP($B2478,$AR$36:$BA$47,MATCH(AO$2,$AS$2:$BA$2,0)+1,FALSE)","v":0},0.60338494598951165]
[2006,4,14,8,null,2013,4,14,8,0.24339387268332327,0.30413879501118485,0,9.178796690249684E-2,8.3329800000000037E-2,6.5278000000000003E-2,0,1.9235443476339044E-3,0,0.78985197894463888,null,null,0.23043423886397341,8.0393571102360215E-2,0.26905330338010186,6.5680282071669163E-2,6.017565813265599E-2,0,0,1.405990288741738E-3,0,0.70714304383950244,null,{"$f":"J2482*VLOOKUP($B2482,$AR$36:$AZ$47,MATCH(AG$2,$AS$2:$BA$2,0)+1,FALSE)","v":0.21664711416688337},{"$f":"K2482*VLOOKUP($B2482,$AR$36:$AZ$47,MATCH(AH$2,$AS$2:$BA$2,0)+1,FALSE)","v":0.27578982823637449},{"$f":"L2482*VLOOKUP($B2482,$AR$36:$AZ$47,MATCH(AI$2,$AS$2:$BA$2,0)+1,FALSE)","v":0},{"$f":"M2482*VLOOKUP($B2482,$AR$36:$AZ$47,MATCH(AJ$2,$AS$2:$BA$2,0)+1,FALSE)","v":8.3156370574481372E-2},{"$f":"N2482*VLOOKUP($B2482,$AR$36:$AZ$47,MATCH(AK$2,$AS$2:$BA$2,0)+1,FALSE)","v":6.512318895448127E-2},{"$f":"O2482*VLOOKUP($B2482,$AR$36:$AZ$47,MATCH(AL$2,$AS$2:$BA$2,0)+1,FALSE)","v":5.8791163865184778E-2},{"$f":"P2482*VLOOKUP($B2482,$AR$36:$AZ$47,MATCH(AM$2,$AS$2:$BA$2,0)+1,FALSE)","v":0},{"$f":"Q2482*VLOOKUP($B2482,$AR$36:$AZ$47,MATCH(AN$2,$AS$2:$BA$2,0)+1,FALSE)","v":1.455600819804913E-3},{"$f":"R2482*VLOOKUP($B2482,$AR$36:$BA$47,MATCH(AO$2,$AS$2:$BA$2,0)+1,FALSE)","v":0},0.7009632666172102]
[2006,4,14,21,null,2013,4,14,21,0.35136949644489213,0.32526824409203059,9.5360436552274497E-3,0.10718902594240774,8.0177199999999962E-2,6.6607E-2,2.4984648287310438E-5,2.4147927045715346E-3,0,0.94258678748741664,null,null,0.33266064416766239,9.3882769923943926E-2,0.28774525641948356,6.3195412826103373E-2,6.140077914828606E-2,5.3331597226993288E-3,1.2504286150481678E-5,1.7650620304794531E-3,0,0.84599558852480861,null,{"$f":"J2495*VLOOKUP($B2495,$AR$36:$AZ$47,MATCH(AG$2,$AS$2:$BA$2,0)+1,FALSE)","v":0.31275720531428414},{"$f":"K2495*VLOOKUP($B2495,$AR$36:$AZ$47,MATCH(AH$2,$AS$2:$BA$2,0)+1,FALSE)","v":0.29494978818992584},{"$f":"L2495*VLOOKUP($B2495,$AR$36:$AZ$47,MATCH(AI$2,$AS$2:$BA$2,0)+1,FALSE)","v":5.0842140494583021E-3},{"$f":"M2495*VLOOKUP($B2495,$AR$36:$AZ$47,MATCH(AJ$2,$AS$2:$BA$2,0)+1,FALSE)","v":9.7109138197308625E-2},{"$f":"N2495*VLOOKUP($B2495,$AR$36:$AZ$47,MATCH(AK$2,$AS$2:$BA$2,0)+1,FALSE)","v":6.2659396103689563E-2},{"$f":"O2495*VLOOKUP($B2495,$AR$36:$AZ$47,MATCH(AL$2,$AS$2:$BA$2,0)+1,FALSE)","v":5.9988097851777965E-2},{"$f":"P2495*VLOOKUP($B2495,$AR$36:$AZ$47,MATCH(AM$2,$AS$2:$BA$2,0)+1,FALSE)","v":1.2504286150481678E-5},{"$f":"Q2495*VLOOKUP($B2495,$AR$36:$AZ$47,MATCH(AN$2,$AS$2:$BA$2,0)+1,FALSE)","v":1.8273424497630719E-3},{"$f":"R2495*VLOOKUP($B2495,$AR$36:$BA$47,MATCH(AO$2,$AS$2:$BA$2,0)+1,FALSE)","v":0},0.83438768644235806]
[2006,4,14,22,null,2013,4,14,22,0.31038128973531187,0.30423109898874434,9.5360436552274497E-3,8.9206169721340309E-2,7.9527000000000028E-2,6.5858E-2,2.4984648287310438E-5,2.4147927045715346E-3,0,0.86117937945348277,null,null,0.29385487592299414,7.813227365499803E-2,0.26913495915859798,6.2682927263879584E-2,6.0710323436693192E-2,5.3331597226993288E-3,1.2504286150481678E-5,1.7650620304794531E-3,0,0.77162608547649225,null,{"$f":"J2496*VLOOKUP($B2496,$AR$36:$AZ$47,MATCH(AG$2,$AS$2:$BA$2,0)+1,FALSE)","v":0.27627322730527371},{"$f":"K2496*VLOOKUP($B2496,$AR$36:$AZ$47,MATCH(AH$2,$AS$2:$BA$2,0)+1,FALSE)","v":0.27587352850261554},{"$f":"L2496*VLOOKUP($B2496,$AR$36:$AZ$47,MATCH(AI$2,$AS$2:$BA$2,0)+1,FALSE)","v":5.0842140494583021E-3},{"$f":"M2496*VLOOKUP($B2496,$AR$36:$AZ$47,MATCH(AJ$2,$AS$2:$BA$2,0)+1,FALSE)","v":8.0817361547595917E-2},{"$f":"N2496*VLOOKUP($B2496,$AR$36:$AZ$47,MATCH(AK$2,$AS$2:$BA$2,0)+1,FALSE)","v":6.2151257389109676E-2},{"$f":"O2496*VLOOKUP($B2496,$AR$36:$AZ$47,MATCH(AL$2,$AS$2:$BA$2,0)+1,FALSE)","v":5.9313527832245763E-2},{"$f":"P2496*VLOOKUP($B2496,$AR$36:$AZ$47,MATCH(AM$2,$AS$2:$BA$2,0)+1,FALSE)","v":1.2504286150481678E-5},{"$f":"Q2496*VLOOKUP($B2496,$AR$36:$AZ$47,MATCH(AN$2,$AS$2:$BA$2,0)+1,FALSE)","v":1.8273424497630719E-3},{"$f":"R2496*VLOOKUP($B2496,$AR$36:$BA$47,MATCH(AO$2,$AS$2:$BA$2,0)+1,FALSE)","v":0},0.76135296336221236]
[2006,4,15,7,null,2013,4,15,7,0.25703807975877968,0.33754744469713061,0,7.1383285961311646E-2,0.10842000000000002,7.5964000000000004E-2,0,1.9235443476339044E-3,0,0.85227635476485575,null,null,0.24335195301048348,6.2521891148835468E-2,0.29860792681819942,8.5456297533539852E-2,7.0026405441175887E-2,0,0,1.405990288741738E-3,0,0.76137046424097587,null,{"$f":"J2505*VLOOKUP($B2505,$AR$36:$AZ$47,MATCH(AG$2,$AS$2:$BA$2,0)+1,FALSE)","v":0.22879194778740342},{"$f":"K2505*VLOOKUP($B2505,$AR$36:$AZ$47,MATCH(AH$2,$AS$2:$BA$2,0)+1,FALSE)","v":0.30608443684806885},{"$f":"L2505*VLOOKUP($B2505,$AR$36:$AZ$47,MATCH(AI$2,$AS$2:$BA$2,0)+1,FALSE)","v":0},{"$f":"M2505*VLOOKUP($B2505,$AR$36:$AZ$47,MATCH(AJ$2,$AS$2:$BA$2,0)+1,FALSE)","v":6.4670513799794521E-2},{"$f":"N2505*VLOOKUP($B2505,$AR$36:$AZ$47,MATCH(AK$2,$AS$2:$BA$2,0)+1,FALSE)","v":8.4731466371512437E-2},{"$f":"O2505*VLOOKUP($B2505,$AR$36:$AZ$47,MATCH(AL$2,$AS$2:$BA$2,0)+1,FALSE)","v":6.8415269644518772E-2},{"$f":"P2505*VLOOKUP($B2505,$AR$36:$AZ$47,MATCH(AM$2,$AS$2:$BA$2,0)+1,FALSE)","v":0},{"$f":"Q2505*VLOOKUP($B2505,$AR$36:$AZ$47,MATCH(AN$2,$AS$2:$BA$2,0)+1,FALSE)","v":1.455600819804913E-3},{"$f":"R2505*VLOOKUP($B2505,$AR$36:$BA$47,MATCH(AO$2,$AS$2:$BA$2,0)+1,FALSE)","v":0},0.75414923527110289]
[2006,4,15,15,null,2013,4,15,15,0.26513175951244111,0.39963949611080796,0,7.9136212910760589E-2,0.11448879999999997,8.0269999999999994E-2,0,1.9235443476339044E-3,0,0.94058981288164334,null,null,0.25101468056020421,6.9312383464936358E-2,0.35353703096580624,9.0239706300110065E-2,7.3995834405286565E-2,0,0,1.405990288741738E-3,0,0.83950562598508516,null,{"$f":"J2513*VLOOKUP($B2513,$AR$36:$AZ$47,MATCH(AG$2,$AS$2:$BA$2,0)+1,FALSE)","v":0.23599620622780837},{"$f":"K2513*VLOOKUP($B2513,$AR$36:$AZ$47,MATCH(AH$2,$AS$2:$BA$2,0)+1,FALSE)","v":0.36238884942257277},{"$f":"L2513*VLOOKUP($B2513,$AR$36:$AZ$47,MATCH(AI$2,$AS$2:$BA$2,0)+1,FALSE)","v":0},{"$f":"M2513*VLOOKUP($B2513,$AR$36:$AZ$47,MATCH(AJ$2,$AS$2:$BA$2,0)+1,FALSE)","v":7.1694367668680273E-2},{"$f":"N2513*VLOOKUP($B2513,$AR$36:$AZ$47,MATCH(AK$2,$AS$2:$BA$2,0)+1,FALSE)","v":8.947430277729948E-2},{"$f":"O2513*VLOOKUP($B2513,$AR$36:$AZ$47,MATCH(AL$2,$AS$2:$BA$2,0)+1,FALSE)","v":7.2293371786181893E-2},{"$f":"P2513*VLOOKUP($B2513,$AR$36:$AZ$47,MATCH(AM$2,$AS$2:$BA$2,0)+1,FALSE)","v":0},{"$f":"Q2513*VLOOKUP($B2513,$AR$36:$AZ$47,MATCH(AN$2,$AS$2:$BA$2,0)+1,FALSE)","v":1.455600819804913E-3},{"$f":"R2513*VLOOKUP($B2513,$AR$36:$BA$47,MATCH(AO$2,$AS$2:$BA$2,0)+1,FALSE)","v":0},0.83330269870234774]
[2006,4,15,21,null,2013,4,15,21,0.37231163353721275,0.35712250422077013,9.5360436552274497E-3,9.800226081480172E-2,8.5074799999999992E-2,6.7145999999999997E-2,2.4984648287310438E-5,2.4147927045715346E-3,0,0.99163301958087091,null,null,0.35248770623726777,8.5836433564065492E-2,0.31592480488534519,6.7055685495355052E-2,6.1897649146348217E-2,5.3331597226993288E-3,1.2504286150481678E-5,1.7650620304794531E-3,0,0.89031300536771096,null,{"$f":"J2519*VLOOKUP($B2519,$AR$36:$AZ$47,MATCH(AG$2,$AS$2:$BA$2,0)+1,FALSE)","v":0.33139799324998376},{"$f":"K2519*VLOOKUP($B2519,$AR$36:$AZ$47,MATCH(AH$2,$AS$2:$BA$2,0)+1,FALSE)","v":0.32383489286451628},{"$f":"L2519*VLOOKUP($B2519,$AR$36:$AZ$47,MATCH(AI$2,$AS$2:$BA$2,0)+1,FALSE)","v":5.0842140494583021E-3},{"$f":"M2519*VLOOKUP($B2519,$AR$36:$AZ$47,MATCH(AJ$2,$AS$2:$BA$2,0)+1,FALSE)","v":8.8786282041845091E-2},{"$f":"N2519*VLOOKUP($B2519,$AR$36:$AZ$47,MATCH(AK$2,$AS$2:$BA$2,0)+1,FALSE)","v":6.6486926353653802E-2},{"$f":"O2519*VLOOKUP($B2519,$AR$36:$AZ$47,MATCH(AL$2,$AS$2:$BA$2,0)+1,FALSE)","v":6.0473536090132916E-2},{"$f":"P2519*VLOOKUP($B2519,$AR$36:$AZ$47,MATCH(AM$2,$AS$2:$BA$2,0)+1,FALSE)","v":1.2504286150481678E-5},{"$f":"Q2519*VLOOKUP($B2519,$AR$36:$AZ$47,MATCH(AN$2,$AS$2:$BA$2,0)+1,FALSE)","v":1.8273424497630719E-3},{"$f":"R2519*VLOOKUP($B2519,$AR$36:$BA$47,MATCH(AO$2,$AS$2:$BA$2,0)+1,FALSE)","v":0},0.87790369138550384]
[2006,4,16,8,null,2013,4,16,8,0.26358026385090899,0.38391772432934562,0,8.8792848072033789E-2,0.11049999999999999,7.8033000000000005E-2,0,1.9235443476339044E-3,0,0.92674738059992234,null,null,0.24954579509515773,7.7770261023898293E-2,0.33962892485709706,8.709574688670127E-2,7.1933685637818948E-2,0,0,1.405990288741738E-3,0,0.82738040378941513,null,{"$f":"J2530*VLOOKUP($B2530,$AR$36:$AZ$47,MATCH(AG$2,$AS$2:$BA$2,0)+1,FALSE)","v":0.23461520573667974},{"$f":"K2530*VLOOKUP($B2530,$AR$36:$AZ$47,MATCH(AH$2,$AS$2:$BA$2,0)+1,FALSE)","v":0.3481325137945529},{"$f":"L2530*VLOOKUP($B2530,$AR$36:$AZ$47,MATCH(AI$2,$AS$2:$BA$2,0)+1,FALSE)","v":0},{"$f":"M2530*VLOOKUP($B2530,$AR$36:$AZ$47,MATCH(AJ$2,$AS$2:$BA$2,0)+1,FALSE)","v":8.0442908017399534E-2},{"$f":"N2530*VLOOKUP($B2530,$AR$36:$AZ$47,MATCH(AK$2,$AS$2:$BA$2,0)+1,FALSE)","v":8.6357010090869962E-2},{"$f":"O2530*VLOOKUP($B2530,$AR$36:$AZ$47,MATCH(AL$2,$AS$2:$BA$2,0)+1,FALSE)","v":7.0278668002879435E-2},{"$f":"P2530*VLOOKUP($B2530,$AR$36:$AZ$47,MATCH(AM$2,$AS$2:$BA$2,0)+1,FALSE)","v":0},{"$f":"Q2530*VLOOKUP($B2530,$AR$36:$AZ$47,MATCH(AN$2,$AS$2:$BA$2,0)+1,FALSE)","v":1.455600819804913E-3},{"$f":"R2530*VLOOKUP($B2530,$AR$36:$BA$47,MATCH(AO$2,$AS$2:$BA$2,0)+1,FALSE)","v":0},0.82128190646218635]
[2006,4,16,14,null,2013,4,16,14,0.22738490910742956,0.42432679653009997,0,9.7889204078168882E-2,0.11775440000000001,8.1659999999999996E-2,0,1.9235443476339044E-3,0,0.95093885406333234,null,null,0.21527768091145719,8.5737411490673807E-2,0.37537640114251525,9.2813641784573547E-2,7.5277187461513642E-2,0,0,1.405990288741738E-3,0,0.84588831307947521,null,{"$f":"J2536*VLOOKUP($B2536,$AR$36:$AZ$47,MATCH(AG$2,$AS$2:$BA$2,0)+1,FALSE)","v":0.20239738913772176},{"$f":"K2536*VLOOKUP($B2536,$AR$36:$AZ$47,MATCH(AH$2,$AS$2:$BA$2,0)+1,FALSE)","v":0.38477503117227663},{"$f":"L2536*VLOOKUP($B2536,$AR$36:$AZ$47,MATCH(AI$2,$AS$2:$BA$2,0)+1,FALSE)","v":0},{"$f":"M2536*VLOOKUP($B2536,$AR$36:$AZ$47,MATCH(AJ$2,$AS$2:$BA$2,0)+1,FALSE)","v":8.8683856983260145E-2},{"$f":"N2536*VLOOKUP($B2536,$AR$36:$AZ$47,MATCH(AK$2,$AS$2:$BA$2,0)+1,FALSE)","v":9.2026406416690867E-2},{"$f":"O2536*VLOOKUP($B2536,$AR$36:$AZ$47,MATCH(AL$2,$AS$2:$BA$2,0)+1,FALSE)","v":7.3545244052069428E-2},{"$f":"P2536*VLOOKUP($B2536,$AR$36:$AZ$47,MATCH(AM$2,$AS$2:$BA$2,0)+1,FALSE)","v":0},{"$f":"Q2536*VLOOKUP($B2536,$AR$36:$AZ$47,MATCH(AN$2,$AS$2:$BA$2,0)+1,FALSE)","v":1.455600819804913E-3},{"$f":"R2536*VLOOKUP($B2536,$AR$36:$BA$47,MATCH(AO$2,$AS$2:$BA$2,0)+1,FALSE)","v":0},0.8428835285818238]
[2006,4,17,1,null,2013,4,17,1,0.16181948197050261,0.26073488513759391,9.5360436552274497E-3,7.145609130436438E-2,8.0538099999999974E-2,6.2275999999999998E-2,2.4984648287310438E-5,2.4147927045715346E-3,0,0.64880037942054714,null,null,0.1532033191720942,6.2585658565424598E-2,0.23065647429201266,6.3479873052812968E-2,5.7408304265897915E-2,5.3331597226993288E-3,1.2504286150481678E-5,1.7650620304794531E-3,0,0.57444435538757166,null,{"$f":"J2547*VLOOKUP($B2547,$AR$36:$AZ$47,MATCH(AG$2,$AS$2:$BA$2,0)+1,FALSE)","v":0.1440370022399971},{"$f":"K2547*VLOOKUP($B2547,$AR$36:$AZ$47,MATCH(AH$2,$AS$2:$BA$2,0)+1,FALSE)","v":0.23643162387318398},{"$f":"L2547*VLOOKUP($B2547,$AR$36:$AZ$47,MATCH(AI$2,$AS$2:$BA$2,0)+1,FALSE)","v":5.0842140494583021E-3},{"$f":"M2547*VLOOKUP($B2547,$AR$36:$AZ$47,MATCH(AJ$2,$AS$2:$BA$2,0)+1,FALSE)","v":6.4736472642669074E-2},{"$f":"N2547*VLOOKUP($B2547,$AR$36:$AZ$47,MATCH(AK$2,$AS$2:$BA$2,0)+1,FALSE)","v":6.294144356922618E-2},{"$f":"O2547*VLOOKUP($B2547,$AR$36:$AZ$47,MATCH(AL$2,$AS$2:$BA$2,0)+1,FALSE)","v":5.6087480021879452E-2},{"$f":"P2547*VLOOKUP($B2547,$AR$36:$AZ$47,MATCH(AM$2,$AS$2:$BA$2,0)+1,FALSE)","v":1.2504286150481678E-5},{"$f":"Q2547*VLOOKUP($B2547,$AR$36:$AZ$47,MATCH(AN$2,$AS$2:$BA$2,0)+1,FALSE)","v":1.8273424497630719E-3},{"$f":"R2547*VLOOKUP($B2547,$AR$36:$BA$47,MATCH(AO$2,$AS$2:$BA$2,0)+1,FALSE)","v":0},0.57115808313232774]
[2006,4,17,4,null,2013,4,17,4,0.14886311663851176,0.26314023686777455,9.5360436552274497E-3,7.4774409226331912E-2,8.1242200000000014E-2,6.2126000000000001E-2,2.4984648287310438E-5,2.4147927045715346E-3,0,0.64212178374070461,null,null,0.14093682227631821,6.5492046372045434E-2,0.23278434432836348,6.4034842422794239E-2,5.7270028756233125E-2,5.3331597226993288E-3,1.2504286150481678E-5,1.7650620304794531E-3,0,0.56762881019508371,null,{"$f":"J2550*VLOOKUP($B2550,$AR$36:$AZ$47,MATCH(AG$2,$AS$2:$BA$2,0)+1,FALSE)","v":0.13250442285201977},{"$f":"K2550*VLOOKUP($B2550,$AR$36:$AZ$47,MATCH(AH$2,$AS$2:$BA$2,0)+1,FALSE)","v":0.23861277126837305},{"$f":"L2550*VLOOKUP($B2550,$AR$36:$AZ$47,MATCH(AI$2,$AS$2:$BA$2,0)+1,FALSE)","v":5.0842140494583021E-3},{"$f":"M2550*VLOOKUP($B2550,$AR$36:$AZ$47,MATCH(AJ$2,$AS$2:$BA$2,0)+1,FALSE)","v":6.7742741156015654E-2},{"$f":"N2550*VLOOKUP($B2550,$AR$36:$AZ$47,MATCH(AK$2,$AS$2:$BA$2,0)+1,FALSE)","v":6.349170574845682E-2},{"$f":"O2550*VLOOKUP($B2550,$AR$36:$AZ$47,MATCH(AL$2,$AS$2:$BA$2,0)+1,FALSE)","v":5.5952385892467128E-2},{"$f":"P2550*VLOOKUP($B2550,$AR$36:$AZ$47,MATCH(AM$2,$AS$2:$BA$2,0)+1,FALSE)","v":1.2504286150481678E-5},{"$f":"Q2550*VLOOKUP($B2550,$AR$36:$AZ$47,MATCH(AN$2,$AS$2:$BA$2,0)+1,FALSE)","v":1.8273424497630719E-3},{"$f":"R2550*VLOOKUP($B2550,$AR$36:$BA$47,MATCH(AO$2,$AS$2:$BA$2,0)+1,FALSE)","v":0},0.56522808770270427]
[2006,4,17,10,null,2013,4,17,10,0.22423208786767232,0.41557751227924422,0,9.4324615681211893E-2,0.11577849999999998,8.2168000000000005E-2,0,1.9235443476339044E-3,4.6688000000000008E-4,0.93447114017576227,null,null,0.21229273328460016,8.2615324790073677E-2,0.36763643548039815,9.1256243718750601E-2,7.5745480520911762E-2,0,0,1.405990288741738E-3,4.6688000000000008E-4,0.83141908808347609,null,{"$f":"J2556*VLOOKUP($B2556,$AR$36:$AZ$47,MATCH(AG$2,$AS$2:$BA$2,0)+1,FALSE)","v":0.19959103409045989},{"$f":"K2556*VLOOKUP($B2556,$AR$36:$AZ$47,MATCH(AH$2,$AS$2:$BA$2,0)+1,FALSE)","v":0.37684127316338473},{"$f":"L2556*VLOOKUP($B2556,$AR$36:$AZ$47,MATCH(AI$2,$AS$2:$BA$2,0)+1,FALSE)","v":0},{"$f":"M2556*VLOOKUP($B2556,$AR$36:$AZ$47,MATCH(AJ$2,$AS$2:$BA$2,0)+1,FALSE)","v":8.5454476883821545E-2},{"$f":"N2556*VLOOKUP($B2556,$AR$36:$AZ$47,MATCH(AK$2,$AS$2:$BA$2,0)+1,FALSE)","v":9.0482218034441522E-2},{"$f":"O2556*VLOOKUP($B2556,$AR$36:$AZ$47,MATCH(AL$2,$AS$2:$BA$2,0)+1,FALSE)","v":7.4002762837012515E-2},{"$f":"P2556*VLOOKUP($B2556,$AR$36:$AZ$47,MATCH(AM$2,$AS$2:$BA$2,0)+1,FALSE)","v":0},{"$f":"Q2556*VLOOKUP($B2556,$AR$36:$AZ$47,MATCH(AN$2,$AS$2:$BA$2,0)+1,FALSE)","v":1.455600819804913E-3},{"$f":"R2556*VLOOKUP($B2556,$AR$36:$BA$47,MATCH(AO$2,$AS$2:$BA$2,0)+1,FALSE)","v":4.6688000000000008E-4},0.82829424582892508]
[2006,4,17,18,null,2013,4,17,18,0.30313522736693627,0.35699194802162282,0,7.2964866918817192E-2,9.4817300000000035E-2,7.1290999999999993E-2,0,1.9235443476339044E-3,0,0.9011238866550102,null,null,0.28699463392836516,6.3907137444751641E-2,0.31580930966660453,7.4734692862266278E-2,6.5718662396752017E-2,0,0,1.405990288741738E-3,{"$f":"$R2564*$BA$6","v":0},0.80857042658748146,null,{"$f":"J2564*VLOOKUP($B2564,$AR$36:$AZ$47,MATCH(AG$2,$AS$2:$BA$2,0)+1,FALSE)","v":0.26982344085882387},{"$f":"K2564*VLOOKUP($B2564,$AR$36:$AZ$47,MATCH(AH$2,$AS$2:$BA$2,0)+1,FALSE)","v":0.32371650589011958},{"$f":"L2564*VLOOKUP($B2564,$AR$36:$AZ$47,MATCH(AI$2,$AS$2:$BA$2,0)+1,FALSE)","v":0},{"$f":"M2564*VLOOKUP($B2564,$AR$36:$AZ$47,MATCH(AJ$2,$AS$2:$BA$2,0)+1,FALSE)","v":6.6103365366662559E-2},{"$f":"N2564*VLOOKUP($B2564,$AR$36:$AZ$47,MATCH(AK$2,$AS$2:$BA$2,0)+1,FALSE)","v":7.4100801202615835E-2},{"$f":"O2564*VLOOKUP($B2564,$AR$36:$AZ$47,MATCH(AL$2,$AS$2:$BA$2,0)+1,FALSE)","v":6.4206637199560143E-2},{"$f":"P2564*VLOOKUP($B2564,$AR$36:$AZ$47,MATCH(AM$2,$AS$2:$BA$2,0)+1,FALSE)","v":0},{"$f":"Q2564*VLOOKUP($B2564,$AR$36:$AZ$47,MATCH(AN$2,$AS$2:$BA$2,0)+1,FALSE)","v":1.455600819804913E-3},{"$f":"R2564*VLOOKUP($B2564,$AR$36:$BA$47,MATCH(AO$2,$AS$2:$BA$2,0)+1,FALSE)","v":0},{"$f":"SUM(AG2564:AO2564)","v":0.79940635133758686}]
[2006,4,18,3,null,2013,4,18,3,0.15962047529155923,0.26888929904695863,9.5360436552274497E-3,7.6436621819366418E-2,7.7035400000000032E-2,6.1303999999999997E-2,2.4984648287310438E-5,2.4147927045715346E-3,0,0.65526161716597064,null,null,0.15112139975180375,6.6947914834926958E-2,0.23787019393393649,6.0719056106025251E-2,5.6512278963270053E-2,5.3331597226993288E-3,1.2504286150481678E-5,1.7650620304794531E-3,0,0.58028156962929178,null,{"$f":"J2573*VLOOKUP($B2573,$AR$36:$AZ$47,MATCH(AG$2,$AS$2:$BA$2,0)+1,FALSE)","v":0.14207964626478473},{"$f":"K2573*VLOOKUP($B2573,$AR$36:$AZ$47,MATCH(AH$2,$AS$2:$BA$2,0)+1,FALSE)","v":0.24382595977613675},{"$f":"L2573*VLOOKUP($B2573,$AR$36:$AZ$47,MATCH(AI$2,$AS$2:$BA$2,0)+1,FALSE)","v":5.0842140494583021E-3},{"$f":"M2573*VLOOKUP($B2573,$AR$36:$AZ$47,MATCH(AJ$2,$AS$2:$BA$2,0)+1,FALSE)","v":6.9248641885974918E-2},{"$f":"N2573*VLOOKUP($B2573,$AR$36:$AZ$47,MATCH(AK$2,$AS$2:$BA$2,0)+1,FALSE)","v":6.0204043576056181E-2},{"$f":"O2573*VLOOKUP($B2573,$AR$36:$AZ$47,MATCH(AL$2,$AS$2:$BA$2,0)+1,FALSE)","v":5.5212070063287585E-2},{"$f":"P2573*VLOOKUP($B2573,$AR$36:$AZ$47,MATCH(AM$2,$AS$2:$BA$2,0)+1,FALSE)","v":1.2504286150481678E-5},{"$f":"Q2573*VLOOKUP($B2573,$AR$36:$AZ$47,MATCH(AN$2,$AS$2:$BA$2,0)+1,FALSE)","v":1.8273424497630719E-3},{"$f":"R2573*VLOOKUP($B2573,$AR$36:$BA$47,MATCH(AO$2,$AS$2:$BA$2,0)+1,FALSE)","v":0},0.57749442235161208]
[2006,4,18,15,null,2013,4,18,15,0.23757459339573303,0.4231530714312402,0,9.9407644798946995E-2,0.11620220000000005,8.0479999999999996E-2,0,1.9235443476339044E-3,4.9824000000000005E-4,0.95923929397355412,null,null,0.22492481014011456,8.7067355667128532E-2,0.37433807712634776,9.1590202704776857E-2,7.4189420118817268E-2,0,0,1.405990288741738E-3,4.9824000000000005E-4,0.85401409604592671,null,{"$f":"J2585*VLOOKUP($B2585,$AR$36:$AZ$47,MATCH(AG$2,$AS$2:$BA$2,0)+1,FALSE)","v":0.21146732040178781},{"$f":"K2585*VLOOKUP($B2585,$AR$36:$AZ$47,MATCH(AH$2,$AS$2:$BA$2,0)+1,FALSE)","v":0.38371070972193566},{"$f":"L2585*VLOOKUP($B2585,$AR$36:$AZ$47,MATCH(AI$2,$AS$2:$BA$2,0)+1,FALSE)","v":0},{"$f":"M2585*VLOOKUP($B2585,$AR$36:$AZ$47,MATCH(AJ$2,$AS$2:$BA$2,0)+1,FALSE)","v":9.0059505922151423E-2},{"$f":"N2585*VLOOKUP($B2585,$AR$36:$AZ$47,MATCH(AK$2,$AS$2:$BA$2,0)+1,FALSE)","v":9.0813344416120323E-2},{"$f":"O2585*VLOOKUP($B2585,$AR$36:$AZ$47,MATCH(AL$2,$AS$2:$BA$2,0)+1,FALSE)","v":7.2482503567359149E-2},{"$f":"P2585*VLOOKUP($B2585,$AR$36:$AZ$47,MATCH(AM$2,$AS$2:$BA$2,0)+1,FALSE)","v":0},{"$f":"Q2585*VLOOKUP($B2585,$AR$36:$AZ$47,MATCH(AN$2,$AS$2:$BA$2,0)+1,FALSE)","v":1.455600819804913E-3},{"$f":"R2585*VLOOKUP($B2585,$AR$36:$BA$47,MATCH(AO$2,$AS$2:$BA$2,0)+1,FALSE)","v":4.9824000000000005E-4},0.85048722484915928]
[2006,4,18,20,null,2013,4,18,20,0.37789708681522705,0.34376722187932313,9.2181755333865349E-3,7.2213713842898597E-2,9.3523700000000029E-2,7.1041000000000007E-2,2.4151826677733425E-5,2.3984177593402781E-3,3.8335999999999991E-4,0.97046682765685333,null,null,0.35777575913950382,6.3249231182574972E-2,0.30411018968175663,7.3715081476088573E-2,6.5488203213977372E-2,5.1553877319426844E-3,1.208747661213229E-5,1.7530929724215276E-3,3.8335999999999991E-4,0.87164239287487777,null,{"$f":"J2590*VLOOKUP($B2590,$AR$36:$AZ$47,MATCH(AG$2,$AS$2:$BA$2,0)+1,FALSE)","v":0.33636965634345106},{"$f":"K2590*VLOOKUP($B2590,$AR$36:$AZ$47,MATCH(AH$2,$AS$2:$BA$2,0)+1,FALSE)","v":0.31172446471982496},{"$f":"L2590*VLOOKUP($B2590,$AR$36:$AZ$47,MATCH(AI$2,$AS$2:$BA$2,0)+1,FALSE)","v":4.9147402478096919E-3},{"$f":"M2590*VLOOKUP($B2590,$AR$36:$AZ$47,MATCH(AJ$2,$AS$2:$BA$2,0)+1,FALSE)","v":6.5422849546919001E-2},{"$f":"N2590*VLOOKUP($B2590,$AR$36:$AZ$47,MATCH(AK$2,$AS$2:$BA$2,0)+1,FALSE)","v":7.3089838050999986E-2},{"$f":"O2590*VLOOKUP($B2590,$AR$36:$AZ$47,MATCH(AL$2,$AS$2:$BA$2,0)+1,FALSE)","v":6.3981480317206282E-2},{"$f":"P2590*VLOOKUP($B2590,$AR$36:$AZ$47,MATCH(AM$2,$AS$2:$BA$2,0)+1,FALSE)","v":1.208747661213229E-5},{"$f":"Q2590*VLOOKUP($B2590,$AR$36:$AZ$47,MATCH(AN$2,$AS$2:$BA$2,0)+1,FALSE)","v":1.8149510620977982E-3},{"$f":"R2590*VLOOKUP($B2590,$AR$36:$BA$47,MATCH(AO$2,$AS$2:$BA$2,0)+1,FALSE)","v":3.8335999999999991E-4},0.85771342776492099]
[2006,4,19,1,null,2013,4,19,1,0.18781801378535476,0.29636887083330193,9.5360436552274497E-3,9.5942710219297622E-2,8.0616299999999974E-2,6.4384999999999998E-2,2.4984648287310438E-5,2.4147927045715346E-3,0,0.73710671584604059,null,null,0.17781754558744445,8.4032551935284555E-2,0.26217971868336681,6.3541510042917415E-2,5.9352457931784917E-2,5.3331597226993288E-3,1.2504286150481678E-5,1.7650620304794531E-3,0,0.65403451022012749,null,{"$f":"J2595*VLOOKUP($B2595,$AR$36:$AZ$47,MATCH(AG$2,$AS$2:$BA$2,0)+1,FALSE)","v":0.16717853340578781},{"$f":"K2595*VLOOKUP($B2595,$AR$36:$AZ$47,MATCH(AH$2,$AS$2:$BA$2,0)+1,FALSE)","v":0.26874414353722531},{"$f":"L2595*VLOOKUP($B2595,$AR$36:$AZ$47,MATCH(AI$2,$AS$2:$BA$2,0)+1,FALSE)","v":5.0842140494583021E-3},{"$f":"M2595*VLOOKUP($B2595,$AR$36:$AZ$47,MATCH(AJ$2,$AS$2:$BA$2,0)+1,FALSE)","v":8.6920408351467346E-2},{"$f":"N2595*VLOOKUP($B2595,$AR$36:$AZ$47,MATCH(AK$2,$AS$2:$BA$2,0)+1,FALSE)","v":6.3002557760982805E-2},{"$f":"O2595*VLOOKUP($B2595,$AR$36:$AZ$47,MATCH(AL$2,$AS$2:$BA$2,0)+1,FALSE)","v":5.7986903481416732E-2},{"$f":"P2595*VLOOKUP($B2595,$AR$36:$AZ$47,MATCH(AM$2,$AS$2:$BA$2,0)+1,FALSE)","v":1.2504286150481678E-5},{"$f":"Q2595*VLOOKUP($B2595,$AR$36:$AZ$47,MATCH(AN$2,$AS$2:$BA$2,0)+1,FALSE)","v":1.8273424497630719E-3},{"$f":"R2595*VLOOKUP($B2595,$AR$36:$BA$47,MATCH(AO$2,$AS$2:$BA$2,0)+1,FALSE)","v":0},0.65075660732225205]
[2006,4,19,13,null,2013,4,19,13,0.26249681102349554,0.40462185899286446,0,8.8136907250003629E-2,0.12503389999999998,8.6065000000000003E-2,0,1.9235443476339044E-3,0,0.96827802161399756,null,null,0.24852003127917671,7.7195747534882467E-2,0.35794462780660519,9.8551320422236355E-2,7.9337878262003086E-2,0,0,1.405990288741738E-3,0,0.86295559559364565,null,{"$f":"J2607*VLOOKUP($B2607,$AR$36:$AZ$47,MATCH(AG$2,$AS$2:$BA$2,0)+1,FALSE)","v":0.23365081445678718},{"$f":"K2607*VLOOKUP($B2607,$AR$36:$AZ$47,MATCH(AH$2,$AS$2:$BA$2,0)+1,FALSE)","v":0.36690680315288565},{"$f":"L2607*VLOOKUP($B2607,$AR$36:$AZ$47,MATCH(AI$2,$AS$2:$BA$2,0)+1,FALSE)","v":0},{"$f":"M2607*VLOOKUP($B2607,$AR$36:$AZ$47,MATCH(AJ$2,$AS$2:$BA$2,0)+1,FALSE)","v":7.9848650840643326E-2},{"$f":"N2607*VLOOKUP($B2607,$AR$36:$AZ$47,MATCH(AK$2,$AS$2:$BA$2,0)+1,FALSE)","v":9.7715418678740507E-2},{"$f":"O2607*VLOOKUP($B2607,$AR$36:$AZ$47,MATCH(AL$2,$AS$2:$BA$2,0)+1,FALSE)","v":7.7512508319144705E-2},{"$f":"P2607*VLOOKUP($B2607,$AR$36:$AZ$47,MATCH(AM$2,$AS$2:$BA$2,0)+1,FALSE)","v":0},{"$f":"Q2607*VLOOKUP($B2607,$AR$36:$AZ$47,MATCH(AN$2,$AS$2:$BA$2,0)+1,FALSE)","v":1.455600819804913E-3},{"$f":"R2607*VLOOKUP($B2607,$AR$36:$BA$47,MATCH(AO$2,$AS$2:$BA$2,0)+1,FALSE)","v":0},0.85708979626800619]
[2006,4,19,15,null,2013,4,19,15,0.25491344026919344,0.39119424931678387,0,8.1386782868756058E-2,0.12279120000000002,8.4192000000000003E-2,0,1.9235443476339044E-3,0,0.93640121680236732,null,null,0.24134044105972804,7.1283571650541791E-2,0.34606602895927552,9.6783631448998333E-2,7.761127806465537E-2,0,0,1.405990288741738E-3,0,0.83449094147194092,null,{"$f":"J2609*VLOOKUP($B2609,$AR$36:$AZ$47,MATCH(AG$2,$AS$2:$BA$2,0)+1,FALSE)","v":0.22690078672821462},{"$f":"K2609*VLOOKUP($B2609,$AR$36:$AZ$47,MATCH(AH$2,$AS$2:$BA$2,0)+1,FALSE)","v":0.35473078934953262},{"$f":"L2609*VLOOKUP($B2609,$AR$36:$AZ$47,MATCH(AI$2,$AS$2:$BA$2,0)+1,FALSE)","v":0},{"$f":"M2609*VLOOKUP($B2609,$AR$36:$AZ$47,MATCH(AJ$2,$AS$2:$BA$2,0)+1,FALSE)","v":7.3733297560543642E-2},{"$f":"N2609*VLOOKUP($B2609,$AR$36:$AZ$47,MATCH(AK$2,$AS$2:$BA$2,0)+1,FALSE)","v":9.5962723054027463E-2},{"$f":"O2609*VLOOKUP($B2609,$AR$36:$AZ$47,MATCH(AL$2,$AS$2:$BA$2,0)+1,FALSE)","v":7.5825632956549469E-2},{"$f":"P2609*VLOOKUP($B2609,$AR$36:$AZ$47,MATCH(AM$2,$AS$2:$BA$2,0)+1,FALSE)","v":0},{"$f":"Q2609*VLOOKUP($B2609,$AR$36:$AZ$47,MATCH(AN$2,$AS$2:$BA$2,0)+1,FALSE)","v":1.455600819804913E-3},{"$f":"R2609*VLOOKUP($B2609,$AR$36:$BA$47,MATCH(AO$2,$AS$2:$BA$2,0)+1,FALSE)","v":0},0.82860883046867262]
[2006,4,19,22,null,2013,4,19,22,0.33870224369826085,0.32048274359703932,9.5360436552274497E-3,8.8583323311821033E-2,8.288199999999997E-2,6.4201999999999995E-2,2.4984648287310438E-5,2.4147927045715346E-3,0,0.90682813161520748,null,null,0.32066786590670182,7.7586746296681788E-2,0.2835118118947324,6.5327327542656771E-2,5.9183761809993865E-2,5.3331597226993288E-3,1.2504286150481678E-5,1.7650620304794531E-3,0,0.81338823949009598,null,{"$f":"J2616*VLOOKUP($B2616,$AR$36:$AZ$47,MATCH(AG$2,$AS$2:$BA$2,0)+1,FALSE)","v":0.3014819676851479},{"$f":"K2616*VLOOKUP($B2616,$AR$36:$AZ$47,MATCH(AH$2,$AS$2:$BA$2,0)+1,FALSE)","v":0.29061034718079648},{"$f":"L2616*VLOOKUP($B2616,$AR$36:$AZ$47,MATCH(AI$2,$AS$2:$BA$2,0)+1,FALSE)","v":5.0842140494583021E-3},{"$f":"M2616*VLOOKUP($B2616,$AR$36:$AZ$47,MATCH(AJ$2,$AS$2:$BA$2,0)+1,FALSE)","v":8.0253086636746337E-2},{"$f":"N2616*VLOOKUP($B2616,$AR$36:$AZ$47,MATCH(AK$2,$AS$2:$BA$2,0)+1,FALSE)","v":6.4773228147977216E-2},{"$f":"O2616*VLOOKUP($B2616,$AR$36:$AZ$47,MATCH(AL$2,$AS$2:$BA$2,0)+1,FALSE)","v":5.7822088643533692E-2},{"$f":"P2616*VLOOKUP($B2616,$AR$36:$AZ$47,MATCH(AM$2,$AS$2:$BA$2,0)+1,FALSE)","v":1.2504286150481678E-5},{"$f":"Q2616*VLOOKUP($B2616,$AR$36:$AZ$47,MATCH(AN$2,$AS$2:$BA$2,0)+1,FALSE)","v":1.8273424497630719E-3},{"$f":"R2616*VLOOKUP($B2616,$AR$36:$BA$47,MATCH(AO$2,$AS$2:$BA$2,0)+1,FALSE)","v":0},0.80186477907957365]
[2006,4,20,12,null,2013,4,20,12,0.29780693860808433,0.34026341375878577,0,9.0635184899553245E-2,8.8828900000000002E-2,6.5002000000000004E-2,0,1.9235443476339044E-3,0,0.88445998161405714,null,null,0.28195005268621115,7.9383893417510593E-2,0.30101058132957009,7.0014655118770128E-2,5.9921231194872776E-2,0,0,1.405990288741738E-3,0,0.79368640403567647,null,{"$f":"J2630*VLOOKUP($B2630,$AR$36:$AZ$47,MATCH(AG$2,$AS$2:$BA$2,0)+1,FALSE)","v":0.26508068225801457},{"$f":"K2630*VLOOKUP($B2630,$AR$36:$AZ$47,MATCH(AH$2,$AS$2:$BA$2,0)+1,FALSE)","v":0.30854724873953321},{"$f":"L2630*VLOOKUP($B2630,$AR$36:$AZ$47,MATCH(AI$2,$AS$2:$BA$2,0)+1,FALSE)","v":0},{"$f":"M2630*VLOOKUP($B2630,$AR$36:$AZ$47,MATCH(AJ$2,$AS$2:$BA$2,0)+1,FALSE)","v":8.2111994381573641E-2},{"$f":"N2630*VLOOKUP($B2630,$AR$36:$AZ$47,MATCH(AK$2,$AS$2:$BA$2,0)+1,FALSE)","v":6.9420798313673121E-2},{"$f":"O2630*VLOOKUP($B2630,$AR$36:$AZ$47,MATCH(AL$2,$AS$2:$BA$2,0)+1,FALSE)","v":5.8542590667066102E-2},{"$f":"P2630*VLOOKUP($B2630,$AR$36:$AZ$47,MATCH(AM$2,$AS$2:$BA$2,0)+1,FALSE)","v":0},{"$f":"Q2630*VLOOKUP($B2630,$AR$36:$AZ$47,MATCH(AN$2,$AS$2:$BA$2,0)+1,FALSE)","v":1.455600819804913E-3},{"$f":"R2630*VLOOKUP($B2630,$AR$36:$BA$47,MATCH(AO$2,$AS$2:$BA$2,0)+1,FALSE)","v":0},0.78515891517966563]
[2006,4,20,15,null,2013,4,20,15,0.2580931784453826,0.33074309717524841,0,8.4264401764091737E-2,8.9391199999999976E-2,6.5435999999999994E-2,0,1.9235443476339044E-3,0,0.8298514217323566,null,null,0.24435087241668421,7.3803968027916736E-2,0.29258852972667976,7.0457858181886782E-2,6.0321308336169568E-2,0,0,1.405990288741738E-3,0,0.74292852697807887,null,{"$f":"J2633*VLOOKUP($B2633,$AR$36:$AZ$47,MATCH(AG$2,$AS$2:$BA$2,0)+1,FALSE)","v":0.22973110078699926},{"$f":"K2633*VLOOKUP($B2633,$AR$36:$AZ$47,MATCH(AH$2,$AS$2:$BA$2,0)+1,FALSE)","v":0.29991432680258295},{"$f":"L2633*VLOOKUP($B2633,$AR$36:$AZ$47,MATCH(AI$2,$AS$2:$BA$2,0)+1,FALSE)","v":0},{"$f":"M2633*VLOOKUP($B2633,$AR$36:$AZ$47,MATCH(AJ$2,$AS$2:$BA$2,0)+1,FALSE)","v":7.6340309691957944E-2},{"$f":"N2633*VLOOKUP($B2633,$AR$36:$AZ$47,MATCH(AK$2,$AS$2:$BA$2,0)+1,FALSE)","v":6.9860242175882117E-2},{"$f":"O2633*VLOOKUP($B2633,$AR$36:$AZ$47,MATCH(AL$2,$AS$2:$BA$2,0)+1,FALSE)","v":5.8933463014832418E-2},{"$f":"P2633*VLOOKUP($B2633,$AR$36:$AZ$47,MATCH(AM$2,$AS$2:$BA$2,0)+1,FALSE)","v":0},{"$f":"Q2633*VLOOKUP($B2633,$AR$36:$AZ$47,MATCH(AN$2,$AS$2:$BA$2,0)+1,FALSE)","v":1.455600819804913E-3},{"$f":"R2633*VLOOKUP($B2633,$AR$36:$BA$47,MATCH(AO$2,$AS$2:$BA$2,0)+1,FALSE)","v":0},0.73623504329205958]
[2006,4,21,2,null,2013,4,21,2,0.17379865588694174,0.26289537941205215,9.5360436552274497E-3,8.2683348563362027E-2,7.9054500000000014E-2,6.1247999999999997E-2,2.4984648287310438E-5,2.4147927045715346E-3,0,0.67165570487044213,null,null,0.16454465571940061,7.2419183973984058E-2,0.23256773366112868,6.2310504273798438E-2,5.6460656106328534E-2,5.3331597226993288E-3,1.2504286150481678E-5,1.7650620304794531E-3,0,0.59541345977396964,null,{"$f":"J2644*VLOOKUP($B2644,$AR$36:$AZ$47,MATCH(AG$2,$AS$2:$BA$2,0)+1,FALSE)","v":0.15469977460352488},{"$f":"K2644*VLOOKUP($B2644,$AR$36:$AZ$47,MATCH(AH$2,$AS$2:$BA$2,0)+1,FALSE)","v":0.23839073712881648},{"$f":"L2644*VLOOKUP($B2644,$AR$36:$AZ$47,MATCH(AI$2,$AS$2:$BA$2,0)+1,FALSE)","v":5.0842140494583021E-3},{"$f":"M2644*VLOOKUP($B2644,$AR$36:$AZ$47,MATCH(AJ$2,$AS$2:$BA$2,0)+1,FALSE)","v":7.4907936252446961E-2},{"$f":"N2644*VLOOKUP($B2644,$AR$36:$AZ$47,MATCH(AK$2,$AS$2:$BA$2,0)+1,FALSE)","v":6.1781993250938298E-2},{"$f":"O2644*VLOOKUP($B2644,$AR$36:$AZ$47,MATCH(AL$2,$AS$2:$BA$2,0)+1,FALSE)","v":5.5161634921640321E-2},{"$f":"P2644*VLOOKUP($B2644,$AR$36:$AZ$47,MATCH(AM$2,$AS$2:$BA$2,0)+1,FALSE)","v":1.2504286150481678E-5},{"$f":"Q2644*VLOOKUP($B2644,$AR$36:$AZ$47,MATCH(AN$2,$AS$2:$BA$2,0)+1,FALSE)","v":1.8273424497630719E-3},{"$f":"R2644*VLOOKUP($B2644,$AR$36:$BA$47,MATCH(AO$2,$AS$2:$BA$2,0)+1,FALSE)","v":0},0.59186613694273882]
[2006,4,21,8,null,2013,4,21,8,0.23238482372958216,0.29407436096032624,0,8.593859920747017E-2,8.3921300000000004E-2,6.3317999999999999E-2,0,1.9235443476339044E-3,0,0.76156062824501236,null,null,0.22001137246925426,7.527033356302669E-2,0.26014990377290903,6.6146500481474427E-2,5.8368858139702683E-2,0,0,1.405990288741738E-3,0,0.68135295871510881,null,{"$f":"J2650*VLOOKUP($B2650,$AR$36:$AZ$47,MATCH(AG$2,$AS$2:$BA$2,0)+1,FALSE)","v":0.20684785891343188},{"$f":"K2650*VLOOKUP($B2650,$AR$36:$AZ$47,MATCH(AH$2,$AS$2:$BA$2,0)+1,FALSE)","v":0.26666350636059888},{"$f":"L2650*VLOOKUP($B2650,$AR$36:$AZ$47,MATCH(AI$2,$AS$2:$BA$2,0)+1,FALSE)","v":0},{"$f":"M2650*VLOOKUP($B2650,$AR$36:$AZ$47,MATCH(AJ$2,$AS$2:$BA$2,0)+1,FALSE)","v":7.7857068235747409E-2},{"$f":"N2650*VLOOKUP($B2650,$AR$36:$AZ$47,MATCH(AK$2,$AS$2:$BA$2,0)+1,FALSE)","v":6.5585452949673551E-2},{"$f":"O2650*VLOOKUP($B2650,$AR$36:$AZ$47,MATCH(AL$2,$AS$2:$BA$2,0)+1,FALSE)","v":5.7025933907530399E-2},{"$f":"P2650*VLOOKUP($B2650,$AR$36:$AZ$47,MATCH(AM$2,$AS$2:$BA$2,0)+1,FALSE)","v":0},{"$f":"Q2650*VLOOKUP($B2650,$AR$36:$AZ$47,MATCH(AN$2,$AS$2:$BA$2,0)+1,FALSE)","v":1.455600819804913E-3},{"$f":"R2650*VLOOKUP($B2650,$AR$36:$BA$47,MATCH(AO$2,$AS$2:$BA$2,0)+1,FALSE)","v":0},0.67543542118678701]
[2006,4,21,16,null,2013,4,21,16,0.31970951021236227,0.31157540875291057,0,7.2021401177335451E-2,8.5262600000000008E-2,6.5075999999999995E-2,0,1.9235443476339044E-3,0,0.85556846449024215,null,null,0.30268641043077188,6.3080791871033645E-2,0.27563202837669293,6.7203708855222241E-2,5.9989447112974062E-2,0,0,1.405990288741738E-3,0,0.76999837693543649,null,{"$f":"J2658*VLOOKUP($B2658,$AR$36:$AZ$47,MATCH(AG$2,$AS$2:$BA$2,0)+1,FALSE)","v":0.28457636174487733},{"$f":"K2658*VLOOKUP($B2658,$AR$36:$AZ$47,MATCH(AH$2,$AS$2:$BA$2,0)+1,FALSE)","v":0.28253327057300692},{"$f":"L2658*VLOOKUP($B2658,$AR$36:$AZ$47,MATCH(AI$2,$AS$2:$BA$2,0)+1,FALSE)","v":0},{"$f":"M2658*VLOOKUP($B2658,$AR$36:$AZ$47,MATCH(AJ$2,$AS$2:$BA$2,0)+1,FALSE)","v":6.5248621662552381E-2},{"$f":"N2658*VLOOKUP($B2658,$AR$36:$AZ$47,MATCH(AK$2,$AS$2:$BA$2,0)+1,FALSE)","v":6.6633694195238111E-2},{"$f":"O2658*VLOOKUP($B2658,$AR$36:$AZ$47,MATCH(AL$2,$AS$2:$BA$2,0)+1,FALSE)","v":5.8609237104242838E-2},{"$f":"P2658*VLOOKUP($B2658,$AR$36:$AZ$47,MATCH(AM$2,$AS$2:$BA$2,0)+1,FALSE)","v":0},{"$f":"Q2658*VLOOKUP($B2658,$AR$36:$AZ$47,MATCH(AN$2,$AS$2:$BA$2,0)+1,FALSE)","v":1.455600819804913E-3},{"$f":"R2658*VLOOKUP($B2658,$AR$36:$BA$47,MATCH(AO$2,$AS$2:$BA$2,0)+1,FALSE)","v":0},0.75905678609972249]
[2006,4,22,1,null,2013,4,22,1,0.15576698623548696,0.25205449966942156,9.5360436552274497E-3,6.8100863316033586E-2,8.1076099999999998E-2,6.234E-2,2.4984648287310438E-5,2.4147927045715346E-3,0,0.63131427022902831,null,null,0.14747309173230813,5.9646942642769568E-2,0.22297745923989307,6.390392293358263E-2,5.7467301816688229E-2,5.3331597226993288E-3,1.2504286150481678E-5,1.7650620304794531E-3,0,0.55857944440457086,null,{"$f":"J2667*VLOOKUP($B2667,$AR$36:$AZ$47,MATCH(AG$2,$AS$2:$BA$2,0)+1,FALSE)","v":0.13864962038012354},{"$f":"K2667*VLOOKUP($B2667,$AR$36:$AZ$47,MATCH(AH$2,$AS$2:$BA$2,0)+1,FALSE)","v":0.22856034254846927},{"$f":"L2667*VLOOKUP($B2667,$AR$36:$AZ$47,MATCH(AI$2,$AS$2:$BA$2,0)+1,FALSE)","v":5.0842140494583021E-3},{"$f":"M2667*VLOOKUP($B2667,$AR$36:$AZ$47,MATCH(AJ$2,$AS$2:$BA$2,0)+1,FALSE)","v":6.1696765027662318E-2},{"$f":"N2667*VLOOKUP($B2667,$AR$36:$AZ$47,MATCH(AK$2,$AS$2:$BA$2,0)+1,FALSE)","v":6.3361896704329262E-2},{"$f":"O2667*VLOOKUP($B2667,$AR$36:$AZ$47,MATCH(AL$2,$AS$2:$BA$2,0)+1,FALSE)","v":5.6145120183762047E-2},{"$f":"P2667*VLOOKUP($B2667,$AR$36:$AZ$47,MATCH(AM$2,$AS$2:$BA$2,0)+1,FALSE)","v":1.2504286150481678E-5},{"$f":"Q2667*VLOOKUP($B2667,$AR$36:$AZ$47,MATCH(AN$2,$AS$2:$BA$2,0)+1,FALSE)","v":1.8273424497630719E-3},{"$f":"R2667*VLOOKUP($B2667,$AR$36:$BA$47,MATCH(AO$2,$AS$2:$BA$2,0)+1,FALSE)","v":0},0.55533780562971835]
[2006,4,22,9,null,2013,4,22,9,0.23539511355457649,0.38539252006184849,0,9.0256308319960371E-2,0.11825220000000002,8.1733E-2,0,1.9235443476339044E-3,0,0.91295268628401927,null,null,0.22286137784093862,7.9052049906117916E-2,0.34093358795877793,9.3206006153806142E-2,7.5344481542883854E-2,0,0,1.405990288741738E-3,0,0.81280349369126625,null,{"$f":"J2675*VLOOKUP($B2675,$AR$36:$AZ$47,MATCH(AG$2,$AS$2:$BA$2,0)+1,FALSE)","v":0.20952734544364329},{"$f":"K2675*VLOOKUP($B2675,$AR$36:$AZ$47,MATCH(AH$2,$AS$2:$BA$2,0)+1,FALSE)","v":0.3494698428969969},{"$f":"L2675*VLOOKUP($B2675,$AR$36:$AZ$47,MATCH(AI$2,$AS$2:$BA$2,0)+1,FALSE)","v":0},{"$f":"M2675*VLOOKUP($B2675,$AR$36:$AZ$47,MATCH(AJ$2,$AS$2:$BA$2,0)+1,FALSE)","v":8.1768746760803437E-2},{"$f":"N2675*VLOOKUP($B2675,$AR$36:$AZ$47,MATCH(AK$2,$AS$2:$BA$2,0)+1,FALSE)","v":9.241544279337173E-2},{"$f":"O2675*VLOOKUP($B2675,$AR$36:$AZ$47,MATCH(AL$2,$AS$2:$BA$2,0)+1,FALSE)","v":7.3610989861716769E-2},{"$f":"P2675*VLOOKUP($B2675,$AR$36:$AZ$47,MATCH(AM$2,$AS$2:$BA$2,0)+1,FALSE)","v":0},{"$f":"Q2675*VLOOKUP($B2675,$AR$36:$AZ$47,MATCH(AN$2,$AS$2:$BA$2,0)+1,FALSE)","v":1.455600819804913E-3},{"$f":"R2675*VLOOKUP($B2675,$AR$36:$BA$47,MATCH(AO$2,$AS$2:$BA$2,0)+1,FALSE)","v":0},0.80824796857633707]
[2006,4,22,10,null,2013,4,22,10,0.22544762825935491,0.39977142285855427,0,9.6870279078698329E-2,0.11912849999999997,8.2526000000000002E-2,0,1.9235443476339044E-3,0,0.92566737454424142,null,null,0.21344355159353198,8.484497403773486E-2,0.35365373862647814,9.3896703013505792E-2,7.6075498070645065E-2,0,0,1.405990288741738E-3,0,0.82332045563063772,null,{"$f":"J2676*VLOOKUP($B2676,$AR$36:$AZ$47,MATCH(AG$2,$AS$2:$BA$2,0)+1,FALSE)","v":0.20067299772047267},{"$f":"K2676*VLOOKUP($B2676,$AR$36:$AZ$47,MATCH(AH$2,$AS$2:$BA$2,0)+1,FALSE)","v":0.3625084791958787},{"$f":"L2676*VLOOKUP($B2676,$AR$36:$AZ$47,MATCH(AI$2,$AS$2:$BA$2,0)+1,FALSE)","v":0},{"$f":"M2676*VLOOKUP($B2676,$AR$36:$AZ$47,MATCH(AJ$2,$AS$2:$BA$2,0)+1,FALSE)","v":8.7760750091334078E-2},{"$f":"N2676*VLOOKUP($B2676,$AR$36:$AZ$47,MATCH(AK$2,$AS$2:$BA$2,0)+1,FALSE)","v":9.3100281236291424E-2},{"$f":"O2676*VLOOKUP($B2676,$AR$36:$AZ$47,MATCH(AL$2,$AS$2:$BA$2,0)+1,FALSE)","v":7.4325187492543257E-2},{"$f":"P2676*VLOOKUP($B2676,$AR$36:$AZ$47,MATCH(AM$2,$AS$2:$BA$2,0)+1,FALSE)","v":0},{"$f":"Q2676*VLOOKUP($B2676,$AR$36:$AZ$47,MATCH(AN$2,$AS$2:$BA$2,0)+1,FALSE)","v":1.455600819804913E-3},{"$f":"R2676*VLOOKUP($B2676,$AR$36:$BA$47,MATCH(AO$2,$AS$2:$BA$2,0)+1,FALSE)","v":0},0.81982329655632502]
[2006,4,22,23,null,2013,4,22,23,0.22488662203988907,0.2686726596618027,9.5360436552274497E-3,5.7604217306781717E-2,8.3196199999999998E-2,6.4738000000000004E-2,2.4984648287310438E-5,2.4147927045715346E-3,0,0.71107352001655966,null,null,0.21291241644310541,5.0453331696168016E-2,0.23767854609691427,6.5574978978600693E-2,5.9677866297862737E-2,5.3331597226993288E-3,1.2504286150481678E-5,1.7650620304794531E-3,0,0.63340786555198036,null,{"$f":"J2689*VLOOKUP($B2689,$AR$36:$AZ$47,MATCH(AG$2,$AS$2:$BA$2,0)+1,FALSE)","v":0.20017364094892778},{"$f":"K2689*VLOOKUP($B2689,$AR$36:$AZ$47,MATCH(AH$2,$AS$2:$BA$2,0)+1,FALSE)","v":0.24362951348318954},{"$f":"L2689*VLOOKUP($B2689,$AR$36:$AZ$47,MATCH(AI$2,$AS$2:$BA$2,0)+1,FALSE)","v":5.0842140494583021E-3},{"$f":"M2689*VLOOKUP($B2689,$AR$36:$AZ$47,MATCH(AJ$2,$AS$2:$BA$2,0)+1,FALSE)","v":5.2187207132543982E-2},{"$f":"N2689*VLOOKUP($B2689,$AR$36:$AZ$47,MATCH(AK$2,$AS$2:$BA$2,0)+1,FALSE)","v":6.5018779030968657E-2},{"$f":"O2689*VLOOKUP($B2689,$AR$36:$AZ$47,MATCH(AL$2,$AS$2:$BA$2,0)+1,FALSE)","v":5.8304824999300411E-2},{"$f":"P2689*VLOOKUP($B2689,$AR$36:$AZ$47,MATCH(AM$2,$AS$2:$BA$2,0)+1,FALSE)","v":1.2504286150481678E-5},{"$f":"Q2689*VLOOKUP($B2689,$AR$36:$AZ$47,MATCH(AN$2,$AS$2:$BA$2,0)+1,FALSE)","v":1.8273424497630719E-3},{"$f":"R2689*VLOOKUP($B2689,$AR$36:$BA$47,MATCH(AO$2,$AS$2:$BA$2,0)+1,FALSE)","v":0},0.62623802638030235]
[2006,4,23,3,null,2013,4,23,3,0.14241314671722274,0.25219908296394045,9.5360436552274497E-3,6.940651038471421E-2,8.0439899999999967E-2,6.2520999999999993E-2,2.4984648287310438E-5,2.4147927045715346E-3,0,0.6189554610739636,null,null,0.13483028437081573,6.0790508994577594E-2,0.22310536338642739,6.3402472126620438E-2,5.7634154265017078E-2,5.3331597226993288E-3,1.2504286150481678E-5,1.7650620304794531E-3,0,0.54687350918278754,null,{"$f":"J2693*VLOOKUP($B2693,$AR$36:$AZ$47,MATCH(AG$2,$AS$2:$BA$2,0)+1,FALSE)","v":0.12676324558036117},{"$f":"K2693*VLOOKUP($B2693,$AR$36:$AZ$47,MATCH(AH$2,$AS$2:$BA$2,0)+1,FALSE)","v":0.22869144914392925},{"$f":"L2693*VLOOKUP($B2693,$AR$36:$AZ$47,MATCH(AI$2,$AS$2:$BA$2,0)+1,FALSE)","v":5.0842140494583021E-3},{"$f":"M2693*VLOOKUP($B2693,$AR$36:$AZ$47,MATCH(AJ$2,$AS$2:$BA$2,0)+1,FALSE)","v":6.287963109547734E-2},{"$f":"N2693*VLOOKUP($B2693,$AR$36:$AZ$47,MATCH(AK$2,$AS$2:$BA$2,0)+1,FALSE)","v":6.2864699149398823E-2},{"$f":"O2693*VLOOKUP($B2693,$AR$36:$AZ$47,MATCH(AL$2,$AS$2:$BA$2,0)+1,FALSE)","v":5.6308133766586242E-2},{"$f":"P2693*VLOOKUP($B2693,$AR$36:$AZ$47,MATCH(AM$2,$AS$2:$BA$2,0)+1,FALSE)","v":1.2504286150481678E-5},{"$f":"Q2693*VLOOKUP($B2693,$AR$36:$AZ$47,MATCH(AN$2,$AS$2:$BA$2,0)+1,FALSE)","v":1.8273424497630719E-3},{"$f":"R2693*VLOOKUP($B2693,$AR$36:$BA$47,MATCH(AO$2,$AS$2:$BA$2,0)+1,FALSE)","v":0},0.54443121952112483]
[2006,4,23,13,null,2013,4,23,13,0.20964117510438368,0.42186661632426625,0,8.1633016376733578E-2,0.11915350000000002,8.3459000000000005E-2,0,1.9235443476339044E-3,0,0.91767685215301753,null,null,0.19847872128885188,7.1499238166528603E-2,0.37320002765071669,9.3916407933615956E-2,7.6935571740760086E-2,0,0,1.405990288741738E-3,0,0.81543595706921501,null,{"$f":"J2703*VLOOKUP($B2703,$AR$36:$AZ$47,MATCH(AG$2,$AS$2:$BA$2,0)+1,FALSE)","v":0.18660352907080777},{"$f":"K2703*VLOOKUP($B2703,$AR$36:$AZ$47,MATCH(AH$2,$AS$2:$BA$2,0)+1,FALSE)","v":0.38254416589784673},{"$f":"L2703*VLOOKUP($B2703,$AR$36:$AZ$47,MATCH(AI$2,$AS$2:$BA$2,0)+1,FALSE)","v":0},{"$f":"M2703*VLOOKUP($B2703,$AR$36:$AZ$47,MATCH(AJ$2,$AS$2:$BA$2,0)+1,FALSE)","v":7.3956375655943485E-2},{"$f":"N2703*VLOOKUP($B2703,$AR$36:$AZ$47,MATCH(AK$2,$AS$2:$BA$2,0)+1,FALSE)","v":9.311981902137989E-2},{"$f":"O2703*VLOOKUP($B2703,$AR$36:$AZ$47,MATCH(AL$2,$AS$2:$BA$2,0)+1,FALSE)","v":7.5165472977487921E-2},{"$f":"P2703*VLOOKUP($B2703,$AR$36:$AZ$47,MATCH(AM$2,$AS$2:$BA$2,0)+1,FALSE)","v":0},{"$f":"Q2703*VLOOKUP($B2703,$AR$36:$AZ$47,MATCH(AN$2,$AS$2:$BA$2,0)+1,FALSE)","v":1.455600819804913E-3},{"$f":"R2703*VLOOKUP($B2703,$AR$36:$BA$47,MATCH(AO$2,$AS$2:$BA$2,0)+1,FALSE)","v":0},0.81284496344327062]
[2006,4,23,20,null,2013,4,23,20,0.34527231204749492,0.33097492458956618,8.1056371069433315E-3,5.8585064527800775E-2,9.2624799999999993E-2,7.0333000000000007E-2,2.1236951044213869E-5,2.3411054510308902E-3,0,0.90825808067388025,null,null,0.32688810753665382,5.1312418278696988E-2,0.29279361349981026,7.3006571368609302E-2,6.4835542808359542E-2,4.5331857642944293E-3,1.0628643227909425E-5,1.7112012692187958E-3,0,0.81509126916887098,null,{"$f":"J2710*VLOOKUP($B2710,$AR$36:$AZ$47,MATCH(AG$2,$AS$2:$BA$2,0)+1,FALSE)","v":0.307330045666933},{"$f":"K2710*VLOOKUP($B2710,$AR$36:$AZ$47,MATCH(AH$2,$AS$2:$BA$2,0)+1,FALSE)","v":0.30012454543902106},{"$f":"L2710*VLOOKUP($B2710,$AR$36:$AZ$47,MATCH(AI$2,$AS$2:$BA$2,0)+1,FALSE)","v":4.3215819420395563E-3},{"$f":"M2710*VLOOKUP($B2710,$AR$36:$AZ$47,MATCH(AJ$2,$AS$2:$BA$2,0)+1,FALSE)","v":5.3075817020533475E-2},{"$f":"N2710*VLOOKUP($B2710,$AR$36:$AZ$47,MATCH(AK$2,$AS$2:$BA$2,0)+1,FALSE)","v":7.2387337450360301E-2},{"$f":"O2710*VLOOKUP($B2710,$AR$36:$AZ$47,MATCH(AL$2,$AS$2:$BA$2,0)+1,FALSE)","v":6.3343836026380121E-2},{"$f":"P2710*VLOOKUP($B2710,$AR$36:$AZ$47,MATCH(AM$2,$AS$2:$BA$2,0)+1,FALSE)","v":1.0628643227909425E-5},{"$f":"Q2710*VLOOKUP($B2710,$AR$36:$AZ$47,MATCH(AN$2,$AS$2:$BA$2,0)+1,FALSE)","v":1.7715812052693481E-3},{"$f":"R2710*VLOOKUP($B2710,$AR$36:$BA$47,MATCH(AO$2,$AS$2:$BA$2,0)+1,FALSE)","v":0},0.80236537339376479]
[2006,4,24,3,null,2013,4,24,3,0.1423847325240889,0.25623887292002578,9.5360436552274497E-3,7.1472421356236479E-2,8.0227799999999974E-2,6.3009999999999997E-2,2.4984648287310438E-5,2.4147927045715346E-3,0,0.62530964780843745,null,null,0.13480338310622944,6.2599961433551968E-2,0.22667912263870083,6.3235295584406243E-2,5.8084932426524308E-2,5.3331597226993288E-3,1.2504286150481678E-5,1.7650620304794531E-3,0,0.55251342122874214,null,{"$f":"J2717*VLOOKUP($B2717,$AR$36:$AZ$47,MATCH(AG$2,$AS$2:$BA$2,0)+1,FALSE)","v":0.12673795384694175},{"$f":"K2717*VLOOKUP($B2717,$AR$36:$AZ$47,MATCH(AH$2,$AS$2:$BA$2,0)+1,FALSE)","v":0.23235468775858487},{"$f":"L2717*VLOOKUP($B2717,$AR$36:$AZ$47,MATCH(AI$2,$AS$2:$BA$2,0)+1,FALSE)","v":5.0842140494583021E-3},{"$f":"M2717*VLOOKUP($B2717,$AR$36:$AZ$47,MATCH(AJ$2,$AS$2:$BA$2,0)+1,FALSE)","v":6.4751267042096383E-2},{"$f":"N2717*VLOOKUP($B2717,$AR$36:$AZ$47,MATCH(AK$2,$AS$2:$BA$2,0)+1,FALSE)","v":6.2698940580708559E-2},{"$f":"O2717*VLOOKUP($B2717,$AR$36:$AZ$47,MATCH(AL$2,$AS$2:$BA$2,0)+1,FALSE)","v":5.6748540628470422E-2},{"$f":"P2717*VLOOKUP($B2717,$AR$36:$AZ$47,MATCH(AM$2,$AS$2:$BA$2,0)+1,FALSE)","v":1.2504286150481678E-5},{"$f":"Q2717*VLOOKUP($B2717,$AR$36:$AZ$47,MATCH(AN$2,$AS$2:$BA$2,0)+1,FALSE)","v":1.8273424497630719E-3},{"$f":"R2717*VLOOKUP($B2717,$AR$36:$BA$47,MATCH(AO$2,$AS$2:$BA$2,0)+1,FALSE)","v":0},0.55021545064217392]
[2006,4,24,13,null,2013,4,24,13,0.20676652864978459,0.42947798497707079,0,8.6015788259376488E-2,0.12047250000000002,8.3852999999999997E-2,0,1.9235443476339044E-3,0,0.92850934623386572,null,null,0.1957571368854909,7.5337940502608933E-2,0.37993334780872384,9.4956039518625537E-2,7.7298775412812937E-2,0,0,1.405990288741738E-3,0,0.82468923041700393,null,{"$f":"J2727*VLOOKUP($B2727,$AR$36:$AZ$47,MATCH(AG$2,$AS$2:$BA$2,0)+1,FALSE)","v":0.18404477994630022},{"$f":"K2727*VLOOKUP($B2727,$AR$36:$AZ$47,MATCH(AH$2,$AS$2:$BA$2,0)+1,FALSE)","v":0.38944607413130145},{"$f":"L2727*VLOOKUP($B2727,$AR$36:$AZ$47,MATCH(AI$2,$AS$2:$BA$2,0)+1,FALSE)","v":0},{"$f":"M2727*VLOOKUP($B2727,$AR$36:$AZ$47,MATCH(AJ$2,$AS$2:$BA$2,0)+1,FALSE)","v":7.7926998550376048E-2},{"$f":"N2727*VLOOKUP($B2727,$AR$36:$AZ$47,MATCH(AK$2,$AS$2:$BA$2,0)+1,FALSE)","v":9.4150632562645567E-2},{"$f":"O2727*VLOOKUP($B2727,$AR$36:$AZ$47,MATCH(AL$2,$AS$2:$BA$2,0)+1,FALSE)","v":7.5520320224077619E-2},{"$f":"P2727*VLOOKUP($B2727,$AR$36:$AZ$47,MATCH(AM$2,$AS$2:$BA$2,0)+1,FALSE)","v":0},{"$f":"Q2727*VLOOKUP($B2727,$AR$36:$AZ$47,MATCH(AN$2,$AS$2:$BA$2,0)+1,FALSE)","v":1.455600819804913E-3},{"$f":"R2727*VLOOKUP($B2727,$AR$36:$BA$47,MATCH(AO$2,$AS$2:$BA$2,0)+1,FALSE)","v":0},0.82254440623450575]
[2006,4,24,20,null,2013,4,24,20,0.34655877442855582,0.33661031699355359,7.7877689851024168E-3,6.1391945202418814E-2,9.1303400000000007E-2,7.0998000000000006E-2,2.0404129434636857E-5,2.3247305057996349E-3,0,0.91699534024486495,null,null,0.32810607155661337,5.3770857752908803E-2,0.2977789062904922,7.196504811126915E-2,6.5448564234540124E-2,4.3554137735377849E-3,1.0211833689560037E-5,1.6992322111608713E-3,0,0.82313430576421187,null,{"$f":"J2734*VLOOKUP($B2734,$AR$36:$AZ$47,MATCH(AG$2,$AS$2:$BA$2,0)+1,FALSE)","v":0.30847513760892992},{"$f":"K2734*VLOOKUP($B2734,$AR$36:$AZ$47,MATCH(AH$2,$AS$2:$BA$2,0)+1,FALSE)","v":0.30523465940223021},{"$f":"L2734*VLOOKUP($B2734,$AR$36:$AZ$47,MATCH(AI$2,$AS$2:$BA$2,0)+1,FALSE)","v":4.152108140390947E-3},{"$f":"M2734*VLOOKUP($B2734,$AR$36:$AZ$47,MATCH(AJ$2,$AS$2:$BA$2,0)+1,FALSE)","v":5.5618743042468693E-2},{"$f":"N2734*VLOOKUP($B2734,$AR$36:$AZ$47,MATCH(AK$2,$AS$2:$BA$2,0)+1,FALSE)","v":7.1354648281726135E-2},{"$f":"O2734*VLOOKUP($B2734,$AR$36:$AZ$47,MATCH(AL$2,$AS$2:$BA$2,0)+1,FALSE)","v":6.3942753333441418E-2},{"$f":"P2734*VLOOKUP($B2734,$AR$36:$AZ$47,MATCH(AM$2,$AS$2:$BA$2,0)+1,FALSE)","v":1.0211833689560037E-5},{"$f":"Q2734*VLOOKUP($B2734,$AR$36:$AZ$47,MATCH(AN$2,$AS$2:$BA$2,0)+1,FALSE)","v":1.7591898176040753E-3},{"$f":"R2734*VLOOKUP($B2734,$AR$36:$BA$47,MATCH(AO$2,$AS$2:$BA$2,0)+1,FALSE)","v":0},0.81054745146048091]
[2006,4,24,22,null,2013,4,24,22,0.27494491568029888,0.29640670531512886,9.5360436552274497E-3,6.9853510844184077E-2,8.4055799999999972E-2,6.6678000000000001E-2,2.4984648287310438E-5,2.4147927045715346E-3,0,0.80391475284769809,null,null,0.26030533010476259,6.1182019607938842E-2,0.26221318857436454,6.6252512951666814E-2,6.1466229556194067E-2,5.3331597226993288E-3,1.2504286150481678E-5,1.7650620304794531E-3,0,0.71853000683425605,null,{"$f":"J2736*VLOOKUP($B2736,$AR$36:$AZ$47,MATCH(AG$2,$AS$2:$BA$2,0)+1,FALSE)","v":0.24473098636502835},{"$f":"K2736*VLOOKUP($B2736,$AR$36:$AZ$47,MATCH(AH$2,$AS$2:$BA$2,0)+1,FALSE)","v":0.26877845144340373},{"$f":"L2736*VLOOKUP($B2736,$AR$36:$AZ$47,MATCH(AI$2,$AS$2:$BA$2,0)+1,FALSE)","v":5.0842140494583021E-3},{"$f":"M2736*VLOOKUP($B2736,$AR$36:$AZ$47,MATCH(AJ$2,$AS$2:$BA$2,0)+1,FALSE)","v":6.3284596333394907E-2},{"$f":"N2736*VLOOKUP($B2736,$AR$36:$AZ$47,MATCH(AK$2,$AS$2:$BA$2,0)+1,FALSE)","v":6.5690566233449293E-2},{"$f":"O2736*VLOOKUP($B2736,$AR$36:$AZ$47,MATCH(AL$2,$AS$2:$BA$2,0)+1,FALSE)","v":6.0052042406366468E-2},{"$f":"P2736*VLOOKUP($B2736,$AR$36:$AZ$47,MATCH(AM$2,$AS$2:$BA$2,0)+1,FALSE)","v":1.2504286150481678E-5},{"$f":"Q2736*VLOOKUP($B2736,$AR$36:$AZ$47,MATCH(AN$2,$AS$2:$BA$2,0)+1,FALSE)","v":1.8273424497630719E-3},{"$f":"R2736*VLOOKUP($B2736,$AR$36:$BA$47,MATCH(AO$2,$AS$2:$BA$2,0)+1,FALSE)","v":0},0.70946070356701474]
[2006,4,25,10,null,2013,4,25,10,0.21356849808593856,0.41489608608446171,0,8.7572205654360885E-2,0.11635369999999993,8.0253000000000005E-2,0,1.9235443476339044E-3,0,0.91456703417239493,null,null,0.20219693190792143,7.6701146996130523E-2,0.36703361870160073,9.1709614520644064E-2,7.3980163180857886E-2,0,0,1.405990288741738E-3,0,0.81302746559589634,null,{"$f":"J2748*VLOOKUP($B2748,$AR$36:$AZ$47,MATCH(AG$2,$AS$2:$BA$2,0)+1,FALSE)","v":0.19009927520843617},{"$f":"K2748*VLOOKUP($B2748,$AR$36:$AZ$47,MATCH(AH$2,$AS$2:$BA$2,0)+1,FALSE)","v":0.37622336312922444},{"$f":"L2748*VLOOKUP($B2748,$AR$36:$AZ$47,MATCH(AI$2,$AS$2:$BA$2,0)+1,FALSE)","v":0},{"$f":"M2748*VLOOKUP($B2748,$AR$36:$AZ$47,MATCH(AJ$2,$AS$2:$BA$2,0)+1,FALSE)","v":7.9337052896643195E-2},{"$f":"N2748*VLOOKUP($B2748,$AR$36:$AZ$47,MATCH(AK$2,$AS$2:$BA$2,0)+1,FALSE)","v":9.0931743393756134E-2},{"$f":"O2748*VLOOKUP($B2748,$AR$36:$AZ$47,MATCH(AL$2,$AS$2:$BA$2,0)+1,FALSE)","v":7.227806111818183E-2},{"$f":"P2748*VLOOKUP($B2748,$AR$36:$AZ$47,MATCH(AM$2,$AS$2:$BA$2,0)+1,FALSE)","v":0},{"$f":"Q2748*VLOOKUP($B2748,$AR$36:$AZ$47,MATCH(AN$2,$AS$2:$BA$2,0)+1,FALSE)","v":1.455600819804913E-3},{"$f":"R2748*VLOOKUP($B2748,$AR$36:$BA$47,MATCH(AO$2,$AS$2:$BA$2,0)+1,FALSE)","v":0},0.81032509656604657]
[2006,4,25,15,null,2013,4,25,15,0.20697655914332427,0.41501002782362761,0,7.9387212306291574E-2,0.11624279999999999,8.0956E-2,0,1.9235443476339044E-3,0,0.90049614362087727,null,null,0.19595598419575172,6.9532224239628584E-2,0.36713441610666159,9.1622203495035637E-2,7.462821440282022E-2,0,0,1.405990288741738E-3,0,0.80027903272863943,null,{"$f":"J2753*VLOOKUP($B2753,$AR$36:$AZ$47,MATCH(AG$2,$AS$2:$BA$2,0)+1,FALSE)","v":0.18423173001127421},{"$f":"K2753*VLOOKUP($B2753,$AR$36:$AZ$47,MATCH(AH$2,$AS$2:$BA$2,0)+1,FALSE)","v":0.37632668428781707},{"$f":"L2753*VLOOKUP($B2753,$AR$36:$AZ$47,MATCH(AI$2,$AS$2:$BA$2,0)+1,FALSE)","v":0},{"$f":"M2753*VLOOKUP($B2753,$AR$36:$AZ$47,MATCH(AJ$2,$AS$2:$BA$2,0)+1,FALSE)","v":7.1921763475049069E-2},{"$f":"N2753*VLOOKUP($B2753,$AR$36:$AZ$47,MATCH(AK$2,$AS$2:$BA$2,0)+1,FALSE)","v":9.0845073779103891E-2},{"$f":"O2753*VLOOKUP($B2753,$AR$36:$AZ$47,MATCH(AL$2,$AS$2:$BA$2,0)+1,FALSE)","v":7.2911202271360928E-2},{"$f":"P2753*VLOOKUP($B2753,$AR$36:$AZ$47,MATCH(AM$2,$AS$2:$BA$2,0)+1,FALSE)","v":0},{"$f":"Q2753*VLOOKUP($B2753,$AR$36:$AZ$47,MATCH(AN$2,$AS$2:$BA$2,0)+1,FALSE)","v":1.455600819804913E-3},{"$f":"R2753*VLOOKUP($B2753,$AR$36:$BA$47,MATCH(AO$2,$AS$2:$BA$2,0)+1,FALSE)","v":0},0.79769205464441006]
[2006,4,25,24,null,2013,4,25,24,0.15032323649412527,0.27954972212365303,9.5360436552274497E-3,8.5454294254374619E-2,8.2299299999999992E-2,6.2998999999999999E-2,2.4984648287310438E-5,2.4147927045715346E-3,0,0.67260137388023911,null,null,0.14231919728793668,7.4846149369871259E-2,0.24730082919409332,6.4868045264730265E-2,5.8074792222482227E-2,5.3331597226993288E-3,1.2504286150481678E-5,1.7650620304794531E-3,0,0.59451973937844305,null,{"$f":"J2762*VLOOKUP($B2762,$AR$36:$AZ$47,MATCH(AG$2,$AS$2:$BA$2,0)+1,FALSE)","v":0.13380408890182213},{"$f":"K2762*VLOOKUP($B2762,$AR$36:$AZ$47,MATCH(AH$2,$AS$2:$BA$2,0)+1,FALSE)","v":0.25349271816893076},{"$f":"L2762*VLOOKUP($B2762,$AR$36:$AZ$47,MATCH(AI$2,$AS$2:$BA$2,0)+1,FALSE)","v":5.0842140494583021E-3},{"$f":"M2762*VLOOKUP($B2762,$AR$36:$AZ$47,MATCH(AJ$2,$AS$2:$BA$2,0)+1,FALSE)","v":7.741830656022787E-2},{"$f":"N2762*VLOOKUP($B2762,$AR$36:$AZ$47,MATCH(AK$2,$AS$2:$BA$2,0)+1,FALSE)","v":6.4317841453136057E-2},{"$f":"O2762*VLOOKUP($B2762,$AR$36:$AZ$47,MATCH(AL$2,$AS$2:$BA$2,0)+1,FALSE)","v":5.6738633725646859E-2},{"$f":"P2762*VLOOKUP($B2762,$AR$36:$AZ$47,MATCH(AM$2,$AS$2:$BA$2,0)+1,FALSE)","v":1.2504286150481678E-5},{"$f":"Q2762*VLOOKUP($B2762,$AR$36:$AZ$47,MATCH(AN$2,$AS$2:$BA$2,0)+1,FALSE)","v":1.8273424497630719E-3},{"$f":"R2762*VLOOKUP($B2762,$AR$36:$BA$47,MATCH(AO$2,$AS$2:$BA$2,0)+1,FALSE)","v":0},0.59269564959513554]
[2006,4,26,9,null,2013,4,26,9,0.22011866060305949,0.39355391826325586,0,8.1459390188843919E-2,0.11543040000000003,8.0634999999999998E-2,0,1.9235443476339044E-3,0,0.8931209134027932,null,null,0.20839832760218333,7.1347165626386544E-2,0.3481534861838903,9.0981872411137421E-2,7.4332304812137553E-2,0,0,1.405990288741738E-3,0,0.79461914692447699,null,{"$f":"J2771*VLOOKUP($B2771,$AR$36:$AZ$47,MATCH(AG$2,$AS$2:$BA$2,0)+1,FALSE)","v":0.19592963482683409},{"$f":"K2771*VLOOKUP($B2771,$AR$36:$AZ$47,MATCH(AH$2,$AS$2:$BA$2,0)+1,FALSE)","v":0.35687051208177489},{"$f":"L2771*VLOOKUP($B2771,$AR$36:$AZ$47,MATCH(AI$2,$AS$2:$BA$2,0)+1,FALSE)","v":0},{"$f":"M2771*VLOOKUP($B2771,$AR$36:$AZ$47,MATCH(AJ$2,$AS$2:$BA$2,0)+1,FALSE)","v":7.3799077002222088E-2},{"$f":"N2771*VLOOKUP($B2771,$AR$36:$AZ$47,MATCH(AK$2,$AS$2:$BA$2,0)+1,FALSE)","v":9.0210173914870226E-2},{"$f":"O2771*VLOOKUP($B2771,$AR$36:$AZ$47,MATCH(AL$2,$AS$2:$BA$2,0)+1,FALSE)","v":7.2622100834418557E-2},{"$f":"P2771*VLOOKUP($B2771,$AR$36:$AZ$47,MATCH(AM$2,$AS$2:$BA$2,0)+1,FALSE)","v":0},{"$f":"Q2771*VLOOKUP($B2771,$AR$36:$AZ$47,MATCH(AN$2,$AS$2:$BA$2,0)+1,FALSE)","v":1.455600819804913E-3},{"$f":"R2771*VLOOKUP($B2771,$AR$36:$BA$47,MATCH(AO$2,$AS$2:$BA$2,0)+1,FALSE)","v":0},0.79088709947992475]
[2006,4,26,17,null,2013,4,26,17,0.2598761594440599,0.37611412388360588,0,7.5730023091084953E-2,0.1058755,7.5608999999999996E-2,0,1.9235443476339044E-3,0,0.89512835076638464,null,null,0.24603891766124833,6.6329032022506937E-2,0.33272554879122063,8.34507307647325E-2,6.9699153401635877E-2,0,0,1.405990288741738E-3,0,0.79964937293008609,null,{"$f":"J2779*VLOOKUP($B2779,$AR$36:$AZ$47,MATCH(AG$2,$AS$2:$BA$2,0)+1,FALSE)","v":0.23131814849579843},{"$f":"K2779*VLOOKUP($B2779,$AR$36:$AZ$47,MATCH(AH$2,$AS$2:$BA$2,0)+1,FALSE)","v":0.34105629181347774},{"$f":"L2779*VLOOKUP($B2779,$AR$36:$AZ$47,MATCH(AI$2,$AS$2:$BA$2,0)+1,FALSE)","v":0},{"$f":"M2779*VLOOKUP($B2779,$AR$36:$AZ$47,MATCH(AJ$2,$AS$2:$BA$2,0)+1,FALSE)","v":6.8608490592953611E-2},{"$f":"N2779*VLOOKUP($B2779,$AR$36:$AZ$47,MATCH(AK$2,$AS$2:$BA$2,0)+1,FALSE)","v":8.27429106052118E-2},{"$f":"O2779*VLOOKUP($B2779,$AR$36:$AZ$47,MATCH(AL$2,$AS$2:$BA$2,0)+1,FALSE)","v":6.8095546871576262E-2},{"$f":"P2779*VLOOKUP($B2779,$AR$36:$AZ$47,MATCH(AM$2,$AS$2:$BA$2,0)+1,FALSE)","v":0},{"$f":"Q2779*VLOOKUP($B2779,$AR$36:$AZ$47,MATCH(AN$2,$AS$2:$BA$2,0)+1,FALSE)","v":1.455600819804913E-3},{"$f":"R2779*VLOOKUP($B2779,$AR$36:$BA$47,MATCH(AO$2,$AS$2:$BA$2,0)+1,FALSE)","v":0},0.79327698919882272]
[2006,4,26,23,null,2013,4,26,23,0.21937484982045349,0.26374369045380952,9.5360436552274497E-3,6.4449549452801277E-2,8.2323500000000008E-2,6.3573000000000005E-2,2.4984648287310438E-5,2.4147927045715346E-3,0,0.70544041073515051,null,null,0.20769412141301752,5.6448896421824074E-2,0.2333181834288745,6.4887119627396864E-2,5.8603926506132838E-2,5.3331597226993288E-3,1.2504286150481678E-5,1.7650620304794531E-3,0,0.62806297343657513,null,{"$f":"J2785*VLOOKUP($B2785,$AR$36:$AZ$47,MATCH(AG$2,$AS$2:$BA$2,0)+1,FALSE)","v":0.19526756204019718},{"$f":"K2785*VLOOKUP($B2785,$AR$36:$AZ$47,MATCH(AH$2,$AS$2:$BA$2,0)+1,FALSE)","v":0.23915997656927879},{"$f":"L2785*VLOOKUP($B2785,$AR$36:$AZ$47,MATCH(AI$2,$AS$2:$BA$2,0)+1,FALSE)","v":5.0842140494583021E-3},{"$f":"M2785*VLOOKUP($B2785,$AR$36:$AZ$47,MATCH(AJ$2,$AS$2:$BA$2,0)+1,FALSE)","v":5.8388814988664044E-2},{"$f":"N2785*VLOOKUP($B2785,$AR$36:$AZ$47,MATCH(AK$2,$AS$2:$BA$2,0)+1,FALSE)","v":6.4336754029101675E-2},{"$f":"O2785*VLOOKUP($B2785,$AR$36:$AZ$47,MATCH(AL$2,$AS$2:$BA$2,0)+1,FALSE)","v":5.7255593927531358E-2},{"$f":"P2785*VLOOKUP($B2785,$AR$36:$AZ$47,MATCH(AM$2,$AS$2:$BA$2,0)+1,FALSE)","v":1.2504286150481678E-5},{"$f":"Q2785*VLOOKUP($B2785,$AR$36:$AZ$47,MATCH(AN$2,$AS$2:$BA$2,0)+1,FALSE)","v":1.8273424497630719E-3},{"$f":"R2785*VLOOKUP($B2785,$AR$36:$BA$47,MATCH(AO$2,$AS$2:$BA$2,0)+1,FALSE)","v":0},0.62133276234014501]
[2006,4,27,10,null,2013,4,27,10,0.25957732045888987,0.31173979160289511,0,6.7908940624125849E-2,8.7296399999999996E-2,6.5713999999999995E-2,0,1.9235443476339044E-3,0,0.79415999703354478,null,null,0.24575599051385816,5.9478844894244091E-2,0.27577744799935483,6.8806743516020175E-2,6.0577578947414987E-2,0,0,1.405990288741738E-3,0,0.71180259615963415,null,{"$f":"J2796*VLOOKUP($B2796,$AR$36:$AZ$47,MATCH(AG$2,$AS$2:$BA$2,0)+1,FALSE)","v":0.231052149179448},{"$f":"K2796*VLOOKUP($B2796,$AR$36:$AZ$47,MATCH(AH$2,$AS$2:$BA$2,0)+1,FALSE)","v":0.28268233119501862},{"$f":"L2796*VLOOKUP($B2796,$AR$36:$AZ$47,MATCH(AI$2,$AS$2:$BA$2,0)+1,FALSE)","v":0},{"$f":"M2796*VLOOKUP($B2796,$AR$36:$AZ$47,MATCH(AJ$2,$AS$2:$BA$2,0)+1,FALSE)","v":6.1522890444440696E-2},{"$f":"N2796*VLOOKUP($B2796,$AR$36:$AZ$47,MATCH(AK$2,$AS$2:$BA$2,0)+1,FALSE)","v":6.8223132087752228E-2},{"$f":"O2796*VLOOKUP($B2796,$AR$36:$AZ$47,MATCH(AL$2,$AS$2:$BA$2,0)+1,FALSE)","v":5.9183837468009926E-2},{"$f":"P2796*VLOOKUP($B2796,$AR$36:$AZ$47,MATCH(AM$2,$AS$2:$BA$2,0)+1,FALSE)","v":0},{"$f":"Q2796*VLOOKUP($B2796,$AR$36:$AZ$47,MATCH(AN$2,$AS$2:$BA$2,0)+1,FALSE)","v":1.455600819804913E-3},{"$f":"R2796*VLOOKUP($B2796,$AR$36:$BA$47,MATCH(AO$2,$AS$2:$BA$2,0)+1,FALSE)","v":0},0.7041199411944743]
[2006,4,27,13,null,2013,4,27,13,0.25091110996802163,0.32622840275539283,0,7.5597267506699845E-2,8.8326499999999988E-2,6.7127999999999993E-2,0,1.9235443476339044E-3,0,0.81011482457774808,null,null,0.23755121692493358,6.6212756481467475E-2,0.28859465105240806,6.9618665044237277E-2,6.1881056085188436E-2,0,0,1.405990288741738E-3,0,0.72526433587697658,null,{"$f":"J2799*VLOOKUP($B2799,$AR$36:$AZ$47,MATCH(AG$2,$AS$2:$BA$2,0)+1,FALSE)","v":0.22333827588875849},{"$f":"K2799*VLOOKUP($B2799,$AR$36:$AZ$47,MATCH(AH$2,$AS$2:$BA$2,0)+1,FALSE)","v":0.29582044986542372},{"$f":"L2799*VLOOKUP($B2799,$AR$36:$AZ$47,MATCH(AI$2,$AS$2:$BA$2,0)+1,FALSE)","v":0},{"$f":"M2799*VLOOKUP($B2799,$AR$36:$AZ$47,MATCH(AJ$2,$AS$2:$BA$2,0)+1,FALSE)","v":6.8488219135337744E-2},{"$f":"N2799*VLOOKUP($B2799,$AR$36:$AZ$47,MATCH(AK$2,$AS$2:$BA$2,0)+1,FALSE)","v":6.9028166984535982E-2},{"$f":"O2799*VLOOKUP($B2799,$AR$36:$AZ$47,MATCH(AL$2,$AS$2:$BA$2,0)+1,FALSE)","v":6.0457324794603438E-2},{"$f":"P2799*VLOOKUP($B2799,$AR$36:$AZ$47,MATCH(AM$2,$AS$2:$BA$2,0)+1,FALSE)","v":0},{"$f":"Q2799*VLOOKUP($B2799,$AR$36:$AZ$47,MATCH(AN$2,$AS$2:$BA$2,0)+1,FALSE)","v":1.455600819804913E-3},{"$f":"R2799*VLOOKUP($B2799,$AR$36:$BA$47,MATCH(AO$2,$AS$2:$BA$2,0)+1,FALSE)","v":0},0.71858803748846423]
[2006,4,27,19,null,2013,4,27,19,0.3155680060884779,0.28911308229565785,0,7.0925811366540567E-2,8.2784099999999985E-2,6.6145999999999996E-2,0,1.9235443476339044E-3,0,0.82646054409831027,null,null,0.29876542285611352,6.2121206640796192E-2,0.25576095887139072,6.5250163075505574E-2,6.0975812415249589E-2,0,0,1.405990288741738E-3,0,0.74427955414779745,null,{"$f":"J2805*VLOOKUP($B2805,$AR$36:$AZ$47,MATCH(AG$2,$AS$2:$BA$2,0)+1,FALSE)","v":0.28088997101179097},{"$f":"K2805*VLOOKUP($B2805,$AR$36:$AZ$47,MATCH(AH$2,$AS$2:$BA$2,0)+1,FALSE)","v":0.26216467157462109},{"$f":"L2805*VLOOKUP($B2805,$AR$36:$AZ$47,MATCH(AI$2,$AS$2:$BA$2,0)+1,FALSE)","v":0},{"$f":"M2805*VLOOKUP($B2805,$AR$36:$AZ$47,MATCH(AJ$2,$AS$2:$BA$2,0)+1,FALSE)","v":6.4256059397818227E-2},{"$f":"N2805*VLOOKUP($B2805,$AR$36:$AZ$47,MATCH(AK$2,$AS$2:$BA$2,0)+1,FALSE)","v":6.4696718181570939E-2},{"$f":"O2805*VLOOKUP($B2805,$AR$36:$AZ$47,MATCH(AL$2,$AS$2:$BA$2,0)+1,FALSE)","v":5.9572908560717425E-2},{"$f":"P2805*VLOOKUP($B2805,$AR$36:$AZ$47,MATCH(AM$2,$AS$2:$BA$2,0)+1,FALSE)","v":0},{"$f":"Q2805*VLOOKUP($B2805,$AR$36:$AZ$47,MATCH(AN$2,$AS$2:$BA$2,0)+1,FALSE)","v":1.455600819804913E-3},{"$f":"R2805*VLOOKUP($B2805,$AR$36:$BA$47,MATCH(AO$2,$AS$2:$BA$2,0)+1,FALSE)","v":0},0.73303592954632346]
[2006,4,28,3,null,2013,4,28,3,0.16101784411472306,0.25659900866931162,9.5360436552274497E-3,8.9573044355759579E-2,7.727630000000002E-2,6.2163999999999997E-2,2.4984648287310438E-5,2.4147927045715346E-3,0,0.65860601814788067,null,null,0.15244436494245567,7.8453605121454509E-2,0.22699771308030187,6.0908932716206295E-2,5.730505855201487E-2,5.3331597226993288E-3,1.2504286150481678E-5,1.7650620304794531E-3,0,0.58322040045176249,null,{"$f":"J2813*VLOOKUP($B2813,$AR$36:$AZ$47,MATCH(AG$2,$AS$2:$BA$2,0)+1,FALSE)","v":0.14332345704616417},{"$f":"K2813*VLOOKUP($B2813,$AR$36:$AZ$47,MATCH(AH$2,$AS$2:$BA$2,0)+1,FALSE)","v":0.23268125503006257},{"$f":"L2813*VLOOKUP($B2813,$AR$36:$AZ$47,MATCH(AI$2,$AS$2:$BA$2,0)+1,FALSE)","v":5.0842140494583021E-3},{"$f":"M2813*VLOOKUP($B2813,$AR$36:$AZ$47,MATCH(AJ$2,$AS$2:$BA$2,0)+1,FALSE)","v":8.1149735867277209E-2},{"$f":"N2813*VLOOKUP($B2813,$AR$36:$AZ$47,MATCH(AK$2,$AS$2:$BA$2,0)+1,FALSE)","v":6.0392309673168304E-2},{"$f":"O2813*VLOOKUP($B2813,$AR$36:$AZ$47,MATCH(AL$2,$AS$2:$BA$2,0)+1,FALSE)","v":5.5986609738584915E-2},{"$f":"P2813*VLOOKUP($B2813,$AR$36:$AZ$47,MATCH(AM$2,$AS$2:$BA$2,0)+1,FALSE)","v":1.2504286150481678E-5},{"$f":"Q2813*VLOOKUP($B2813,$AR$36:$AZ$47,MATCH(AN$2,$AS$2:$BA$2,0)+1,FALSE)","v":1.8273424497630719E-3},{"$f":"R2813*VLOOKUP($B2813,$AR$36:$BA$47,MATCH(AO$2,$AS$2:$BA$2,0)+1,FALSE)","v":0},0.58045742814062917]
[2006,4,28,12,null,2013,4,28,12,0.25017188307209326,0.33700944316059694,0,8.1425247450970892E-2,8.8394700000000007E-2,6.9316000000000003E-2,0,1.9235443476339044E-3,0,0.82824081803129501,null,null,0.23685135055100615,7.1317261307580343E-2,0.2981319892100997,6.9672420066297688E-2,6.3898034852832242E-2,0,0,1.405990288741738E-3,0,0.74127704627655788,null,{"$f":"J2822*VLOOKUP($B2822,$AR$36:$AZ$47,MATCH(AG$2,$AS$2:$BA$2,0)+1,FALSE)","v":0.22268028326161543},{"$f":"K2822*VLOOKUP($B2822,$AR$36:$AZ$47,MATCH(AH$2,$AS$2:$BA$2,0)+1,FALSE)","v":0.30559658277030788},{"$f":"L2822*VLOOKUP($B2822,$AR$36:$AZ$47,MATCH(AI$2,$AS$2:$BA$2,0)+1,FALSE)","v":0},{"$f":"M2822*VLOOKUP($B2822,$AR$36:$AZ$47,MATCH(AJ$2,$AS$2:$BA$2,0)+1,FALSE)","v":7.3768144993824822E-2},{"$f":"N2822*VLOOKUP($B2822,$AR$36:$AZ$47,MATCH(AK$2,$AS$2:$BA$2,0)+1,FALSE)","v":6.9081466062257235E-2},{"$f":"O2822*VLOOKUP($B2822,$AR$36:$AZ$47,MATCH(AL$2,$AS$2:$BA$2,0)+1,FALSE)","v":6.2427897828964553E-2},{"$f":"P2822*VLOOKUP($B2822,$AR$36:$AZ$47,MATCH(AM$2,$AS$2:$BA$2,0)+1,FALSE)","v":0},{"$f":"Q2822*VLOOKUP($B2822,$AR$36:$AZ$47,MATCH(AN$2,$AS$2:$BA$2,0)+1,FALSE)","v":1.455600819804913E-3},{"$f":"R2822*VLOOKUP($B2822,$AR$36:$BA$47,MATCH(AO$2,$AS$2:$BA$2,0)+1,FALSE)","v":0},0.73500997573677462]
[2006,4,28,20,null,2013,4,28,20,0.37424625680795515,0.29255507968636107,6.9930986805001299E-3,7.7560686872884282E-2,8.376409999999998E-2,6.8296999999999997E-2,1.8322075410694323E-5,2.2837931427214988E-3,0,0.90571833726583295,null,null,0.35431931948195322,6.7932440441640318E-2,0.25880588698771451,6.602259594382201E-2,6.2958683223842737E-2,3.9109837966461742E-3,9.1698098436865652E-6,1.6693095660160616E-3,0,0.81562838925147885,null,{"$f":"J2830*VLOOKUP($B2830,$AR$36:$AZ$47,MATCH(AG$2,$AS$2:$BA$2,0)+1,FALSE)","v":0.33312001913332129},{"$f":"K2830*VLOOKUP($B2830,$AR$36:$AZ$47,MATCH(AH$2,$AS$2:$BA$2,0)+1,FALSE)","v":0.265285838241758},{"$f":"L2830*VLOOKUP($B2830,$AR$36:$AZ$47,MATCH(AI$2,$AS$2:$BA$2,0)+1,FALSE)","v":3.7284236362694215E-3},{"$f":"M2830*VLOOKUP($B2830,$AR$36:$AZ$47,MATCH(AJ$2,$AS$2:$BA$2,0)+1,FALSE)","v":7.0267001626303949E-2},{"$f":"N2830*VLOOKUP($B2830,$AR$36:$AZ$47,MATCH(AK$2,$AS$2:$BA$2,0)+1,FALSE)","v":6.5462599357037465E-2},{"$f":"O2830*VLOOKUP($B2830,$AR$36:$AZ$47,MATCH(AL$2,$AS$2:$BA$2,0)+1,FALSE)","v":6.1510158376490154E-2},{"$f":"P2830*VLOOKUP($B2830,$AR$36:$AZ$47,MATCH(AM$2,$AS$2:$BA$2,0)+1,FALSE)","v":9.1698098436865652E-6},{"$f":"Q2830*VLOOKUP($B2830,$AR$36:$AZ$47,MATCH(AN$2,$AS$2:$BA$2,0)+1,FALSE)","v":1.7282113484408952E-3},{"$f":"R2830*VLOOKUP($B2830,$AR$36:$BA$47,MATCH(AO$2,$AS$2:$BA$2,0)+1,FALSE)","v":0},0.8011114215294648]
[2006,4,29,5,null,2013,4,29,5,0.16817254665168496,0.26010178801146039,1.0107043210729739E-2,6.9318662699557443E-2,8.6688599999999963E-2,6.7707000000000003E-2,2.6586247066182433E-5,2.3913862356702005E-3,0,0.66451361305616885,null,null,0.1592181116075907,6.071356656561705E-2,0.2300964113341108,6.8327677498303069E-2,6.241479955249455E-2,5.652498847097601E-3,1.3305852344209087E-5,1.7479533695798528E-3,0,0.58818432462713777,null,{"$f":"J2839*VLOOKUP($B2839,$AR$36:$AZ$47,MATCH(AG$2,$AS$2:$BA$2,0)+1,FALSE)","v":0.14969192327034075},{"$f":"K2839*VLOOKUP($B2839,$AR$36:$AZ$47,MATCH(AH$2,$AS$2:$BA$2,0)+1,FALSE)","v":0.23585753812504098},{"$f":"L2839*VLOOKUP($B2839,$AR$36:$AZ$47,MATCH(AI$2,$AS$2:$BA$2,0)+1,FALSE)","v":5.3886467961275957E-3},{"$f":"M2839*VLOOKUP($B2839,$AR$36:$AZ$47,MATCH(AJ$2,$AS$2:$BA$2,0)+1,FALSE)","v":6.280004446873827E-2},{"$f":"N2839*VLOOKUP($B2839,$AR$36:$AZ$47,MATCH(AK$2,$AS$2:$BA$2,0)+1,FALSE)","v":6.7748129456682238E-2},{"$f":"O2839*VLOOKUP($B2839,$AR$36:$AZ$47,MATCH(AL$2,$AS$2:$BA$2,0)+1,FALSE)","v":6.0978788134135015E-2},{"$f":"P2839*VLOOKUP($B2839,$AR$36:$AZ$47,MATCH(AM$2,$AS$2:$BA$2,0)+1,FALSE)","v":1.3305852344209087E-5},{"$f":"Q2839*VLOOKUP($B2839,$AR$36:$AZ$47,MATCH(AN$2,$AS$2:$BA$2,0)+1,FALSE)","v":1.8096301077713578E-3},{"$f":"R2839*VLOOKUP($B2839,$AR$36:$BA$47,MATCH(AO$2,$AS$2:$BA$2,0)+1,FALSE)","v":0},0.58428800621118038]
[2006,4,29,10,null,2013,4,29,10,0.2339698289684464,0.39398451931249423,0,0.10029970581309215,0.11641579999999999,8.4149000000000002E-2,0,1.8670790135581973E-3,1.2927999999999998E-4,0.93081521310759097,null,null,0.22151198327669352,8.7848677805405145E-2,0.34853441303911853,9.1758561542197623E-2,7.7571639085218122E-2,0,0,1.3647176705883499E-3,1.2927999999999998E-4,0.82871927241922139,null,{"$f":"J2844*VLOOKUP($B2844,$AR$36:$AZ$47,MATCH(AG$2,$AS$2:$BA$2,0)+1,FALSE)","v":0.20825868658609933},{"$f":"K2844*VLOOKUP($B2844,$AR$36:$AZ$47,MATCH(AH$2,$AS$2:$BA$2,0)+1,FALSE)","v":0.35726097653864725},{"$f":"L2844*VLOOKUP($B2844,$AR$36:$AZ$47,MATCH(AI$2,$AS$2:$BA$2,0)+1,FALSE)","v":0},{"$f":"M2844*VLOOKUP($B2844,$AR$36:$AZ$47,MATCH(AJ$2,$AS$2:$BA$2,0)+1,FALSE)","v":9.0867678918793798E-2},{"$f":"N2844*VLOOKUP($B2844,$AR$36:$AZ$47,MATCH(AK$2,$AS$2:$BA$2,0)+1,FALSE)","v":9.0980275251915835E-2},{"$f":"O2844*VLOOKUP($B2844,$AR$36:$AZ$47,MATCH(AL$2,$AS$2:$BA$2,0)+1,FALSE)","v":7.5786905972784605E-2},{"$f":"P2844*VLOOKUP($B2844,$AR$36:$AZ$47,MATCH(AM$2,$AS$2:$BA$2,0)+1,FALSE)","v":0},{"$f":"Q2844*VLOOKUP($B2844,$AR$36:$AZ$47,MATCH(AN$2,$AS$2:$BA$2,0)+1,FALSE)","v":1.4128718925138638E-3},{"$f":"R2844*VLOOKUP($B2844,$AR$36:$BA$47,MATCH(AO$2,$AS$2:$BA$2,0)+1,FALSE)","v":1.2927999999999998E-4},0.82469667516075462]
[2006,4,29,22,null,2013,4,29,22,0.27473562212665315,0.28765452119157819,1.0455561942134213E-2,6.1583230390718509E-2,8.4441000000000002E-2,6.6852999999999996E-2,2.7503014206395619E-5,2.4094657950533742E-3,0,0.78815990446034401,null,null,0.2601071804956463,5.3938397136396136E-2,0.2544706575692503,6.6556126360723458E-2,6.1627550984136317E-2,5.8474126004457944E-3,1.3764674838836986E-5,1.761168393683009E-3,0,0.70432225821512007,null,{"$f":"J2856*VLOOKUP($B2856,$AR$36:$AZ$47,MATCH(AG$2,$AS$2:$BA$2,0)+1,FALSE)","v":0.2445446922570001},{"$f":"K2856*VLOOKUP($B2856,$AR$36:$AZ$47,MATCH(AH$2,$AS$2:$BA$2,0)+1,FALSE)","v":0.26084206386075942},{"$f":"L2856*VLOOKUP($B2856,$AR$36:$AZ$47,MATCH(AI$2,$AS$2:$BA$2,0)+1,FALSE)","v":5.5744622028906171E-3},{"$f":"M2856*VLOOKUP($B2856,$AR$36:$AZ$47,MATCH(AJ$2,$AS$2:$BA$2,0)+1,FALSE)","v":5.5792040071920887E-2},{"$f":"N2856*VLOOKUP($B2856,$AR$36:$AZ$47,MATCH(AK$2,$AS$2:$BA$2,0)+1,FALSE)","v":6.5991604426091879E-2},{"$f":"O2856*VLOOKUP($B2856,$AR$36:$AZ$47,MATCH(AL$2,$AS$2:$BA$2,0)+1,FALSE)","v":6.0209652224014178E-2},{"$f":"P2856*VLOOKUP($B2856,$AR$36:$AZ$47,MATCH(AM$2,$AS$2:$BA$2,0)+1,FALSE)","v":1.3764674838836986E-5},{"$f":"Q2856*VLOOKUP($B2856,$AR$36:$AZ$47,MATCH(AN$2,$AS$2:$BA$2,0)+1,FALSE)","v":1.8233114255388585E-3},{"$f":"R2856*VLOOKUP($B2856,$AR$36:$BA$47,MATCH(AO$2,$AS$2:$BA$2,0)+1,FALSE)","v":0},0.69479159114305467]
[2006,4,29,24,null,2013,4,29,24,0.15282461976688755,0.27370895863038514,1.0455561942134213E-2,8.3006002362642661E-2,8.0559100000000008E-2,6.4324999999999993E-2,2.7503014206395619E-5,2.4094657950533742E-3,0,0.66731621151130927,null,null,0.14468739310244677,7.2701784101530942E-2,0.24213385695016162,6.3496425185705502E-2,5.9297147727918997E-2,5.8474126004457944E-3,1.3764674838836986E-5,1.761168393683009E-3,0,0.58993895273673147,null,{"$f":"J2858*VLOOKUP($B2858,$AR$36:$AZ$47,MATCH(AG$2,$AS$2:$BA$2,0)+1,FALSE)","v":0.1360305930512275},{"$f":"K2858*VLOOKUP($B2858,$AR$36:$AZ$47,MATCH(AH$2,$AS$2:$BA$2,0)+1,FALSE)","v":0.24819637588376325},{"$f":"L2858*VLOOKUP($B2858,$AR$36:$AZ$47,MATCH(AI$2,$AS$2:$BA$2,0)+1,FALSE)","v":5.5744622028906171E-3},{"$f":"M2858*VLOOKUP($B2858,$AR$36:$AZ$47,MATCH(AJ$2,$AS$2:$BA$2,0)+1,FALSE)","v":7.5200248194912639E-2},{"$f":"N2858*VLOOKUP($B2858,$AR$36:$AZ$47,MATCH(AK$2,$AS$2:$BA$2,0)+1,FALSE)","v":6.2957855308700489E-2},{"$f":"O2858*VLOOKUP($B2858,$AR$36:$AZ$47,MATCH(AL$2,$AS$2:$BA$2,0)+1,FALSE)","v":5.7932865829651799E-2},{"$f":"P2858*VLOOKUP($B2858,$AR$36:$AZ$47,MATCH(AM$2,$AS$2:$BA$2,0)+1,FALSE)","v":1.3764674838836986E-5},{"$f":"Q2858*VLOOKUP($B2858,$AR$36:$AZ$47,MATCH(AN$2,$AS$2:$BA$2,0)+1,FALSE)","v":1.8233114255388585E-3},{"$f":"R2858*VLOOKUP($B2858,$AR$36:$BA$47,MATCH(AO$2,$AS$2:$BA$2,0)+1,FALSE)","v":0},0.58772947657152397]
[2006,4,30,7,null,2013,4,30,7,0.25507464752041475,0.34221794524718757,0,7.8561720596291004E-2,0.1075943,7.6841000000000007E-2,0,1.8670790135581973E-3,0,0.86215669237745152,null,null,0.24149306474669682,6.8809207609868875E-2,0.30273963780687874,8.4805483432143017E-2,7.083485625434939E-2,0,0,1.3647176705883499E-3,0,0.77004696752052515,null,{"$f":"J2865*VLOOKUP($B2865,$AR$36:$AZ$47,MATCH(AG$2,$AS$2:$BA$2,0)+1,FALSE)","v":0.22704427877826025},{"$f":"K2865*VLOOKUP($B2865,$AR$36:$AZ$47,MATCH(AH$2,$AS$2:$BA$2,0)+1,FALSE)","v":0.31031959712885693},{"$f":"L2865*VLOOKUP($B2865,$AR$36:$AZ$47,MATCH(AI$2,$AS$2:$BA$2,0)+1,FALSE)","v":0},{"$f":"M2865*VLOOKUP($B2865,$AR$36:$AZ$47,MATCH(AJ$2,$AS$2:$BA$2,0)+1,FALSE)","v":7.1173899709683311E-2},{"$f":"N2865*VLOOKUP($B2865,$AR$36:$AZ$47,MATCH(AK$2,$AS$2:$BA$2,0)+1,FALSE)","v":8.4086172405611698E-2},{"$f":"O2865*VLOOKUP($B2865,$AR$36:$AZ$47,MATCH(AL$2,$AS$2:$BA$2,0)+1,FALSE)","v":6.9205119987816158E-2},{"$f":"P2865*VLOOKUP($B2865,$AR$36:$AZ$47,MATCH(AM$2,$AS$2:$BA$2,0)+1,FALSE)","v":0},{"$f":"Q2865*VLOOKUP($B2865,$AR$36:$AZ$47,MATCH(AN$2,$AS$2:$BA$2,0)+1,FALSE)","v":1.4128718925138638E-3},{"$f":"R2865*VLOOKUP($B2865,$AR$36:$BA$47,MATCH(AO$2,$AS$2:$BA$2,0)+1,FALSE)","v":0},0.76324193990274225]
[2006,4,30,14,null,2013,4,30,14,0.20802937847604391,0.41280842741088586,0,8.3768097461379573E-2,0.12293599999999999,8.3212999999999995E-2,0,1.8670790135581973E-3,0,0.91262198236186753,null,null,0.19695274561345666,7.3369274063174256E-2,0.36518679260881293,9.689776234627609E-2,7.6708799904909808E-2,0,0,1.3647176705883499E-3,0,0.81048009220721806,null,{"$f":"J2872*VLOOKUP($B2872,$AR$36:$AZ$47,MATCH(AG$2,$AS$2:$BA$2,0)+1,FALSE)","v":0.18516885413711273},{"$f":"K2872*VLOOKUP($B2872,$AR$36:$AZ$47,MATCH(AH$2,$AS$2:$BA$2,0)+1,FALSE)","v":0.37433029642268839},{"$f":"L2872*VLOOKUP($B2872,$AR$36:$AZ$47,MATCH(AI$2,$AS$2:$BA$2,0)+1,FALSE)","v":0},{"$f":"M2872*VLOOKUP($B2872,$AR$36:$AZ$47,MATCH(AJ$2,$AS$2:$BA$2,0)+1,FALSE)","v":7.5890677066824383E-2},{"$f":"N2872*VLOOKUP($B2872,$AR$36:$AZ$47,MATCH(AK$2,$AS$2:$BA$2,0)+1,FALSE)","v":9.6075885905259645E-2},{"$f":"O2872*VLOOKUP($B2872,$AR$36:$AZ$47,MATCH(AL$2,$AS$2:$BA$2,0)+1,FALSE)","v":7.4943918605251694E-2},{"$f":"P2872*VLOOKUP($B2872,$AR$36:$AZ$47,MATCH(AM$2,$AS$2:$BA$2,0)+1,FALSE)","v":0},{"$f":"Q2872*VLOOKUP($B2872,$AR$36:$AZ$47,MATCH(AN$2,$AS$2:$BA$2,0)+1,FALSE)","v":1.4128718925138638E-3},{"$f":"R2872*VLOOKUP($B2872,$AR$36:$BA$47,MATCH(AO$2,$AS$2:$BA$2,0)+1,FALSE)","v":0},0.80782250402965072]
[2006,4,30,24,null,2013,4,30,24,0.1522009134929482,0.2752599097614552,1.0455561942134213E-2,8.7168082481583004E-2,8.2370300000000007E-2,6.3431000000000001E-2,2.7503014206395619E-5,2.4094657950533742E-3,0,0.67332273648738039,null,null,0.14409689639468087,7.6347190958959088E-2,0.24350589015355534,6.4924007237842987E-2,5.8473025690316829E-2,5.8474126004457944E-3,1.3764674838836986E-5,1.761168393683009E-3,0,0.59496935610432278,null,{"$f":"J2882*VLOOKUP($B2882,$AR$36:$AZ$47,MATCH(AG$2,$AS$2:$BA$2,0)+1,FALSE)","v":0.13547542638722301},{"$f":"K2882*VLOOKUP($B2882,$AR$36:$AZ$47,MATCH(AH$2,$AS$2:$BA$2,0)+1,FALSE)","v":0.24960276189257574},{"$f":"L2882*VLOOKUP($B2882,$AR$36:$AZ$47,MATCH(AI$2,$AS$2:$BA$2,0)+1,FALSE)","v":5.5744622028906171E-3},{"$f":"M2882*VLOOKUP($B2882,$AR$36:$AZ$47,MATCH(AJ$2,$AS$2:$BA$2,0)+1,FALSE)","v":7.8970932832681542E-2},{"$f":"N2882*VLOOKUP($B2882,$AR$36:$AZ$47,MATCH(AK$2,$AS$2:$BA$2,0)+1,FALSE)","v":6.4373328762787216E-2},{"$f":"O2882*VLOOKUP($B2882,$AR$36:$AZ$47,MATCH(AL$2,$AS$2:$BA$2,0)+1,FALSE)","v":5.7127704818354351E-2},{"$f":"P2882*VLOOKUP($B2882,$AR$36:$AZ$47,MATCH(AM$2,$AS$2:$BA$2,0)+1,FALSE)","v":1.3764674838836986E-5},{"$f":"Q2882*VLOOKUP($B2882,$AR$36:$AZ$47,MATCH(AN$2,$AS$2:$BA$2,0)+1,FALSE)","v":1.8233114255388585E-3},{"$f":"R2882*VLOOKUP($B2882,$AR$36:$BA$47,MATCH(AO$2,$AS$2:$BA$2,0)+1,FALSE)","v":0},0.59296169299689017]
[2006,5,1,7,null,2013,5,1,7,0.24836999763293249,0.35226546908970313,0,8.1665279697540505E-2,0.10808540000000003,7.3747999999999994E-2,0,1.8670790135581973E-3,0,0.86600122543373448,null,null,0.23514540744276152,7.1527496375777821E-2,0.31162807796960029,8.5192566882786105E-2,6.798361524506133E-2,0,0,1.3647176705883499E-3,0,0.77284188158657541,null,{"$f":"J2889*VLOOKUP($B2889,$AR$36:$AZ$47,MATCH(AG$2,$AS$2:$BA$2,0)+1,FALSE)","v":0.21200790148474744},{"$f":"K2889*VLOOKUP($B2889,$AR$36:$AZ$47,MATCH(AH$2,$AS$2:$BA$2,0)+1,FALSE)","v":0.31339119537354809},{"$f":"L2889*VLOOKUP($B2889,$AR$36:$AZ$47,MATCH(AI$2,$AS$2:$BA$2,0)+1,FALSE)","v":0},{"$f":"M2889*VLOOKUP($B2889,$AR$36:$AZ$47,MATCH(AJ$2,$AS$2:$BA$2,0)+1,FALSE)","v":7.0059083183493701E-2},{"$f":"N2889*VLOOKUP($B2889,$AR$36:$AZ$47,MATCH(AK$2,$AS$2:$BA$2,0)+1,FALSE)","v":8.2662389404746281E-2},{"$f":"O2889*VLOOKUP($B2889,$AR$36:$AZ$47,MATCH(AL$2,$AS$2:$BA$2,0)+1,FALSE)","v":6.5841569850871237E-2},{"$f":"P2889*VLOOKUP($B2889,$AR$36:$AZ$47,MATCH(AM$2,$AS$2:$BA$2,0)+1,FALSE)","v":0},{"$f":"Q2889*VLOOKUP($B2889,$AR$36:$AZ$47,MATCH(AN$2,$AS$2:$BA$2,0)+1,FALSE)","v":1.3580231107811988E-3},{"$f":"R2889*VLOOKUP($B2889,$AR$36:$BA$47,MATCH(AO$2,$AS$2:$BA$2,0)+1,FALSE)","v":0},0.74532016240818788]
[2006,5,1,17,null,2013,5,1,17,0.28717812521118341,0.41924598461457163,0,9.2303791192013415E-2,0.11891640000000003,8.1762000000000001E-2,0,1.8670790135581973E-3,0,1.0012733800313267,null,null,0.27188717600759915,8.0845361877284194E-2,0.37088171236177087,9.3729526471291638E-2,7.5371214808085715E-2,0,0,1.3647176705883499E-3,0,0.89407970919661994,null,{"$f":"J2899*VLOOKUP($B2899,$AR$36:$AZ$47,MATCH(AG$2,$AS$2:$BA$2,0)+1,FALSE)","v":0.24513440535731659},{"$f":"K2899*VLOOKUP($B2899,$AR$36:$AZ$47,MATCH(AH$2,$AS$2:$BA$2,0)+1,FALSE)","v":0.37298007270892419},{"$f":"L2899*VLOOKUP($B2899,$AR$36:$AZ$47,MATCH(AI$2,$AS$2:$BA$2,0)+1,FALSE)","v":0},{"$f":"M2899*VLOOKUP($B2899,$AR$36:$AZ$47,MATCH(AJ$2,$AS$2:$BA$2,0)+1,FALSE)","v":7.9185658938823886E-2},{"$f":"N2899*VLOOKUP($B2899,$AR$36:$AZ$47,MATCH(AK$2,$AS$2:$BA$2,0)+1,FALSE)","v":9.0945805477988431E-2},{"$f":"O2899*VLOOKUP($B2899,$AR$36:$AZ$47,MATCH(AL$2,$AS$2:$BA$2,0)+1,FALSE)","v":7.2996399009423105E-2},{"$f":"P2899*VLOOKUP($B2899,$AR$36:$AZ$47,MATCH(AM$2,$AS$2:$BA$2,0)+1,FALSE)","v":0},{"$f":"Q2899*VLOOKUP($B2899,$AR$36:$AZ$47,MATCH(AN$2,$AS$2:$BA$2,0)+1,FALSE)","v":1.3580231107811988E-3},{"$f":"R2899*VLOOKUP($B2899,$AR$36:$BA$47,MATCH(AO$2,$AS$2:$BA$2,0)+1,FALSE)","v":0},0.8626003646032574]
[2006,5,1,21,null,2013,5,1,21,0.33286202481970112,0.33149371399137301,1.0455561942134213E-2,8.0294248538785459E-2,9.2414699999999989E-2,7.0858000000000004E-2,2.7503014206395619E-5,2.4094657950533742E-3,0,0.92081521810125355,null,null,0.31513861253132658,7.0326662599145523E-2,0.29325255528758709,7.2840971220003908E-2,6.5319507092186313E-2,5.8474126004457944E-3,1.3764674838836986E-5,1.761168393683009E-3,0,0.82450065439921694,null,{"$f":"J2903*VLOOKUP($B2903,$AR$36:$AZ$47,MATCH(AG$2,$AS$2:$BA$2,0)+1,FALSE)","v":0.28413004806757564},{"$f":"K2903*VLOOKUP($B2903,$AR$36:$AZ$47,MATCH(AH$2,$AS$2:$BA$2,0)+1,FALSE)","v":0.29491170836310088},{"$f":"L2903*VLOOKUP($B2903,$AR$36:$AZ$47,MATCH(AI$2,$AS$2:$BA$2,0)+1,FALSE)","v":3.8480815491263943E-3},{"$f":"M2903*VLOOKUP($B2903,$AR$36:$AZ$47,MATCH(AJ$2,$AS$2:$BA$2,0)+1,FALSE)","v":6.8882901746852229E-2},{"$f":"N2903*VLOOKUP($B2903,$AR$36:$AZ$47,MATCH(AK$2,$AS$2:$BA$2,0)+1,FALSE)","v":7.0677630078833986E-2},{"$f":"O2903*VLOOKUP($B2903,$AR$36:$AZ$47,MATCH(AL$2,$AS$2:$BA$2,0)+1,FALSE)","v":6.3261403109142425E-2},{"$f":"P2903*VLOOKUP($B2903,$AR$36:$AZ$47,MATCH(AM$2,$AS$2:$BA$2,0)+1,FALSE)","v":1.3764674838836986E-5},{"$f":"Q2903*VLOOKUP($B2903,$AR$36:$AZ$47,MATCH(AN$2,$AS$2:$BA$2,0)+1,FALSE)","v":1.752529063075608E-3},{"$f":"R2903*VLOOKUP($B2903,$AR$36:$BA$47,MATCH(AO$2,$AS$2:$BA$2,0)+1,FALSE)","v":0},0.78747806665254594]
[2006,5,2,10,null,2013,5,2,10,0.22345871440214671,0.43201598286359544,0,0.10043108059097383,0.12517210000000001,8.4989999999999996E-2,0,1.8670790135581973E-3,0,0.9679349568702742,null,null,0.21156053849300055,8.7963743950817283E-2,0.38217856192327326,9.8660249220605081E-2,7.8346903776072063E-2,0,0,1.3647176705883499E-3,0,0.86007471503435673,null,{"$f":"J2916*VLOOKUP($B2916,$AR$36:$AZ$47,MATCH(AG$2,$AS$2:$BA$2,0)+1,FALSE)","v":0.1907437031863021},{"$f":"K2916*VLOOKUP($B2916,$AR$36:$AZ$47,MATCH(AH$2,$AS$2:$BA$2,0)+1,FALSE)","v":0.38434083715319783},{"$f":"L2916*VLOOKUP($B2916,$AR$36:$AZ$47,MATCH(AI$2,$AS$2:$BA$2,0)+1,FALSE)","v":0},{"$f":"M2916*VLOOKUP($B2916,$AR$36:$AZ$47,MATCH(AJ$2,$AS$2:$BA$2,0)+1,FALSE)","v":8.6157905236968174E-2},{"$f":"N2916*VLOOKUP($B2916,$AR$36:$AZ$47,MATCH(AK$2,$AS$2:$BA$2,0)+1,FALSE)","v":9.5730088178512918E-2},{"$f":"O2916*VLOOKUP($B2916,$AR$36:$AZ$47,MATCH(AL$2,$AS$2:$BA$2,0)+1,FALSE)","v":7.5878329197070396E-2},{"$f":"P2916*VLOOKUP($B2916,$AR$36:$AZ$47,MATCH(AM$2,$AS$2:$BA$2,0)+1,FALSE)","v":0},{"$f":"Q2916*VLOOKUP($B2916,$AR$36:$AZ$47,MATCH(AN$2,$AS$2:$BA$2,0)+1,FALSE)","v":1.3580231107811988E-3},{"$f":"R2916*VLOOKUP($B2916,$AR$36:$BA$47,MATCH(AO$2,$AS$2:$BA$2,0)+1,FALSE)","v":0},0.83420888606283261]
[2006,5,2,11,null,2013,5,2,11,0.22522990100886872,0.44037175183656641,0,0.10123405380398662,0.12920250000000003,8.6759000000000003E-2,0,1.8670790135581973E-3,0,0.98466428566298003,null,null,0.21323741734416651,8.8667037489960687E-2,0.38957040828202577,0.10183699762107713,7.9977632953385544E-2,0,0,1.3647176705883499E-3,0,0.87465421136120391,null,{"$f":"J2917*VLOOKUP($B2917,$AR$36:$AZ$47,MATCH(AG$2,$AS$2:$BA$2,0)+1,FALSE)","v":0.19225558287872771},{"$f":"K2917*VLOOKUP($B2917,$AR$36:$AZ$47,MATCH(AH$2,$AS$2:$BA$2,0)+1,FALSE)","v":0.39177450481716564},{"$f":"L2917*VLOOKUP($B2917,$AR$36:$AZ$47,MATCH(AI$2,$AS$2:$BA$2,0)+1,FALSE)","v":0},{"$f":"M2917*VLOOKUP($B2917,$AR$36:$AZ$47,MATCH(AJ$2,$AS$2:$BA$2,0)+1,FALSE)","v":8.6846760615079052E-2},{"$f":"N2917*VLOOKUP($B2917,$AR$36:$AZ$47,MATCH(AK$2,$AS$2:$BA$2,0)+1,FALSE)","v":9.8812488708620499E-2},{"$f":"O2917*VLOOKUP($B2917,$AR$36:$AZ$47,MATCH(AL$2,$AS$2:$BA$2,0)+1,FALSE)","v":7.7457676936211681E-2},{"$f":"P2917*VLOOKUP($B2917,$AR$36:$AZ$47,MATCH(AM$2,$AS$2:$BA$2,0)+1,FALSE)","v":0},{"$f":"Q2917*VLOOKUP($B2917,$AR$36:$AZ$47,MATCH(AN$2,$AS$2:$BA$2,0)+1,FALSE)","v":1.3580231107811988E-3},{"$f":"R2917*VLOOKUP($B2917,$AR$36:$BA$47,MATCH(AO$2,$AS$2:$BA$2,0)+1,FALSE)","v":0},0.84850503706658564]
[2006,5,2,19,null,2013,5,2,19,0.3187613529401977,0.34808723459010404,0,6.6576852978566137E-2,0.10267540000000006,7.6080999999999996E-2,0,1.8670790135581973E-3,0,0.91404891952242606,null,null,0.30178873828756697,5.8312120251986357E-2,0.30793184515466954,8.0928422170957581E-2,7.0134260338714421E-2,0,0,1.3647176705883499E-3,0,0.8204601038744832,null,{"$f":"J2925*VLOOKUP($B2925,$AR$36:$AZ$47,MATCH(AG$2,$AS$2:$BA$2,0)+1,FALSE)","v":0.272093755909951},{"$f":"K2925*VLOOKUP($B2925,$AR$36:$AZ$47,MATCH(AH$2,$AS$2:$BA$2,0)+1,FALSE)","v":0.30967405015416549},{"$f":"L2925*VLOOKUP($B2925,$AR$36:$AZ$47,MATCH(AI$2,$AS$2:$BA$2,0)+1,FALSE)","v":0},{"$f":"M2925*VLOOKUP($B2925,$AR$36:$AZ$47,MATCH(AJ$2,$AS$2:$BA$2,0)+1,FALSE)","v":5.7115010175628769E-2},{"$f":"N2925*VLOOKUP($B2925,$AR$36:$AZ$47,MATCH(AK$2,$AS$2:$BA$2,0)+1,FALSE)","v":7.8524887700726353E-2},{"$f":"O2925*VLOOKUP($B2925,$AR$36:$AZ$47,MATCH(AL$2,$AS$2:$BA$2,0)+1,FALSE)","v":6.7924451860716703E-2},{"$f":"P2925*VLOOKUP($B2925,$AR$36:$AZ$47,MATCH(AM$2,$AS$2:$BA$2,0)+1,FALSE)","v":0},{"$f":"Q2925*VLOOKUP($B2925,$AR$36:$AZ$47,MATCH(AN$2,$AS$2:$BA$2,0)+1,FALSE)","v":1.3580231107811988E-3},{"$f":"R2925*VLOOKUP($B2925,$AR$36:$BA$47,MATCH(AO$2,$AS$2:$BA$2,0)+1,FALSE)","v":0},0.78669017891196946]
[2006,5,3,8,null,2013,5,3,8,0.24916865780402653,0.3659156071370982,0,8.4589328610596079E-2,0.11611540000000005,7.8938999999999995E-2,0,1.8670790135581973E-3,0,0.89659507256527915,null,null,0.23590154253609016,7.4088559030626944E-2,0.32370353428588833,9.1521787222154552E-2,7.2768869716194284E-2,0,0,1.3647176705883499E-3,0,0.79934901046154272,null,{"$f":"J2938*VLOOKUP($B2938,$AR$36:$AZ$47,MATCH(AG$2,$AS$2:$BA$2,0)+1,FALSE)","v":0.21268963546424097},{"$f":"K2938*VLOOKUP($B2938,$AR$36:$AZ$47,MATCH(AH$2,$AS$2:$BA$2,0)+1,FALSE)","v":0.32553497174408341},{"$f":"L2938*VLOOKUP($B2938,$AR$36:$AZ$47,MATCH(AI$2,$AS$2:$BA$2,0)+1,FALSE)","v":0},{"$f":"M2938*VLOOKUP($B2938,$AR$36:$AZ$47,MATCH(AJ$2,$AS$2:$BA$2,0)+1,FALSE)","v":7.2567568880121211E-2},{"$f":"N2938*VLOOKUP($B2938,$AR$36:$AZ$47,MATCH(AK$2,$AS$2:$BA$2,0)+1,FALSE)","v":8.8803635002395118E-2},{"$f":"O2938*VLOOKUP($B2938,$AR$36:$AZ$47,MATCH(AL$2,$AS$2:$BA$2,0)+1,FALSE)","v":7.0476049282121894E-2},{"$f":"P2938*VLOOKUP($B2938,$AR$36:$AZ$47,MATCH(AM$2,$AS$2:$BA$2,0)+1,FALSE)","v":0},{"$f":"Q2938*VLOOKUP($B2938,$AR$36:$AZ$47,MATCH(AN$2,$AS$2:$BA$2,0)+1,FALSE)","v":1.3580231107811988E-3},{"$f":"R2938*VLOOKUP($B2938,$AR$36:$BA$47,MATCH(AO$2,$AS$2:$BA$2,0)+1,FALSE)","v":0},0.77142988348374364]
[2006,5,3,12,null,2013,5,3,12,0.26714441844800502,0.38726978437232268,0,7.7393827225496425E-2,0.12710630000000003,8.6513999999999994E-2,0,1.8670790135581973E-3,0,0.94729540905938225,null,null,0.25292017441999776,6.7786294455634985E-2,0.34259429081002735,0.10018477947968435,7.9751782954266368E-2,0,0,1.3647176705883499E-3,0,0.84460203979019921,null,{"$f":"J2942*VLOOKUP($B2942,$AR$36:$AZ$47,MATCH(AG$2,$AS$2:$BA$2,0)+1,FALSE)","v":0.22803369202518797},{"$f":"K2942*VLOOKUP($B2942,$AR$36:$AZ$47,MATCH(AH$2,$AS$2:$BA$2,0)+1,FALSE)","v":0.34453260766695459},{"$f":"L2942*VLOOKUP($B2942,$AR$36:$AZ$47,MATCH(AI$2,$AS$2:$BA$2,0)+1,FALSE)","v":0},{"$f":"M2942*VLOOKUP($B2942,$AR$36:$AZ$47,MATCH(AJ$2,$AS$2:$BA$2,0)+1,FALSE)","v":6.6394685716643559E-2},{"$f":"N2942*VLOOKUP($B2942,$AR$36:$AZ$47,MATCH(AK$2,$AS$2:$BA$2,0)+1,FALSE)","v":9.7209340636168262E-2},{"$f":"O2942*VLOOKUP($B2942,$AR$36:$AZ$47,MATCH(AL$2,$AS$2:$BA$2,0)+1,FALSE)","v":7.7238943077483788E-2},{"$f":"P2942*VLOOKUP($B2942,$AR$36:$AZ$47,MATCH(AM$2,$AS$2:$BA$2,0)+1,FALSE)","v":0},{"$f":"Q2942*VLOOKUP($B2942,$AR$36:$AZ$47,MATCH(AN$2,$AS$2:$BA$2,0)+1,FALSE)","v":1.3580231107811988E-3},{"$f":"R2942*VLOOKUP($B2942,$AR$36:$BA$47,MATCH(AO$2,$AS$2:$BA$2,0)+1,FALSE)","v":0},0.81476729223321931]
[2006,5,3,18,null,2013,5,3,18,0.28852699094742434,0.34350996984123627,0,7.594340600048656E-2,0.10271410000000002,7.5297000000000003E-2,0,1.8670790135581973E-3,0,0.88785854580270551,null,null,0.27316422068351337,6.6515925955098656E-2,0.30388261427281876,8.0958925387288008E-2,6.9411540341533101E-2,0,0,1.3647176705883499E-3,{"$f":"$R2948*$BA$6","v":0},0.79529794431084011,null,{"$f":"J2948*VLOOKUP($B2948,$AR$36:$AZ$47,MATCH(AG$2,$AS$2:$BA$2,0)+1,FALSE)","v":0.24628579319341007},{"$f":"K2948*VLOOKUP($B2948,$AR$36:$AZ$47,MATCH(AH$2,$AS$2:$BA$2,0)+1,FALSE)","v":0.30560190968891998},{"$f":"L2948*VLOOKUP($B2948,$AR$36:$AZ$47,MATCH(AI$2,$AS$2:$BA$2,0)+1,FALSE)","v":0},{"$f":"M2948*VLOOKUP($B2948,$AR$36:$AZ$47,MATCH(AJ$2,$AS$2:$BA$2,0)+1,FALSE)","v":6.515039705896164E-2},{"$f":"N2948*VLOOKUP($B2948,$AR$36:$AZ$47,MATCH(AK$2,$AS$2:$BA$2,0)+1,FALSE)","v":7.8554484986483361E-2},{"$f":"O2948*VLOOKUP($B2948,$AR$36:$AZ$47,MATCH(AL$2,$AS$2:$BA$2,0)+1,FALSE)","v":6.7224503512787498E-2},{"$f":"P2948*VLOOKUP($B2948,$AR$36:$AZ$47,MATCH(AM$2,$AS$2:$BA$2,0)+1,FALSE)","v":0},{"$f":"Q2948*VLOOKUP($B2948,$AR$36:$AZ$47,MATCH(AN$2,$AS$2:$BA$2,0)+1,FALSE)","v":1.3580231107811988E-3},{"$f":"R2948*VLOOKUP($B2948,$AR$36:$BA$47,MATCH(AO$2,$AS$2:$BA$2,0)+1,FALSE)","v":0},{"$f":"SUM(AG2948:AO2948)","v":0.76417511155134366}]
[2006,5,4,5,null,2013,5,4,5,0.17334841641079871,0.26096771232355986,9.0614870165163178E-3,8.0276245497767115E-2,7.7898000000000023E-2,6.2309999999999997E-2,2.383594564554287E-5,2.3371475575206832E-3,0,0.66622284475180826,null,null,0.16411838947922075,7.0310894423784326E-2,0.23086244250300175,6.1398954669504596E-2,5.7439646714755273E-2,5.0677575870530216E-3,1.1929384860325389E-5,1.7083082972703873E-3,0,0.59091832305945047,null,{"$f":"J2959*VLOOKUP($B2959,$AR$36:$AZ$47,MATCH(AG$2,$AS$2:$BA$2,0)+1,FALSE)","v":0.14796969979954044},{"$f":"K2959*VLOOKUP($B2959,$AR$36:$AZ$47,MATCH(AH$2,$AS$2:$BA$2,0)+1,FALSE)","v":0.2321686071879909},{"$f":"L2959*VLOOKUP($B2959,$AR$36:$AZ$47,MATCH(AI$2,$AS$2:$BA$2,0)+1,FALSE)","v":3.335004009242875E-3},{"$f":"M2959*VLOOKUP($B2959,$AR$36:$AZ$47,MATCH(AJ$2,$AS$2:$BA$2,0)+1,FALSE)","v":6.8867457281922562E-2},{"$f":"N2959*VLOOKUP($B2959,$AR$36:$AZ$47,MATCH(AK$2,$AS$2:$BA$2,0)+1,FALSE)","v":5.9575435811413252E-2},{"$f":"O2959*VLOOKUP($B2959,$AR$36:$AZ$47,MATCH(AL$2,$AS$2:$BA$2,0)+1,FALSE)","v":5.5629823417689801E-2},{"$f":"P2959*VLOOKUP($B2959,$AR$36:$AZ$47,MATCH(AM$2,$AS$2:$BA$2,0)+1,FALSE)","v":1.1929384860325389E-5},{"$f":"Q2959*VLOOKUP($B2959,$AR$36:$AZ$47,MATCH(AN$2,$AS$2:$BA$2,0)+1,FALSE)","v":1.6999282694363529E-3},{"$f":"R2959*VLOOKUP($B2959,$AR$36:$BA$47,MATCH(AO$2,$AS$2:$BA$2,0)+1,FALSE)","v":0},0.56925788516209652]
[2006,5,4,8,null,2013,5,4,8,0.25700112249677115,0.30711717085563256,0,8.5425583732422816E-2,8.4974200000000014E-2,6.6292000000000004E-2,0,1.8670790135581973E-3,0,0.80267715609838475,null,null,0.24331696355718482,7.482100292131369E-2,0.27168809339308486,6.6976392896831966E-2,6.1110400577989998E-2,0,0,1.3647176705883499E-3,0,0.71927757101699374,null,{"$f":"J2962*VLOOKUP($B2962,$AR$36:$AZ$47,MATCH(AG$2,$AS$2:$BA$2,0)+1,FALSE)","v":0.21937540435254402},{"$f":"K2962*VLOOKUP($B2962,$AR$36:$AZ$47,MATCH(AH$2,$AS$2:$BA$2,0)+1,FALSE)","v":0.27322523988202696},{"$f":"L2962*VLOOKUP($B2962,$AR$36:$AZ$47,MATCH(AI$2,$AS$2:$BA$2,0)+1,FALSE)","v":0},{"$f":"M2962*VLOOKUP($B2962,$AR$36:$AZ$47,MATCH(AJ$2,$AS$2:$BA$2,0)+1,FALSE)","v":7.3284976171930763E-2},{"$f":"N2962*VLOOKUP($B2962,$AR$36:$AZ$47,MATCH(AK$2,$AS$2:$BA$2,0)+1,FALSE)","v":6.4987226857251681E-2},{"$f":"O2962*VLOOKUP($B2962,$AR$36:$AZ$47,MATCH(AL$2,$AS$2:$BA$2,0)+1,FALSE)","v":5.9184918215462887E-2},{"$f":"P2962*VLOOKUP($B2962,$AR$36:$AZ$47,MATCH(AM$2,$AS$2:$BA$2,0)+1,FALSE)","v":0},{"$f":"Q2962*VLOOKUP($B2962,$AR$36:$AZ$47,MATCH(AN$2,$AS$2:$BA$2,0)+1,FALSE)","v":1.3580231107811988E-3},{"$f":"R2962*VLOOKUP($B2962,$AR$36:$BA$47,MATCH(AO$2,$AS$2:$BA$2,0)+1,FALSE)","v":0},0.69141578858999742]
[2006,5,4,22,null,2013,5,4,22,0.30778280709674305,0.27039511128852051,1.0455561942134213E-2,7.6637168585895935E-2,8.3000599999999994E-2,6.6861000000000004E-2,2.7503014206395619E-5,2.4094657950533742E-3,0,0.81756921772255353,null,null,0.29139475084910238,6.712356608071024E-2,0.23920229547608771,6.5420807683659168E-2,6.1634925677985113E-2,5.8474126004457944E-3,1.3764674838836986E-5,1.761168393683009E-3,0,0.73239869143651226,null,{"$f":"J2976*VLOOKUP($B2976,$AR$36:$AZ$47,MATCH(AG$2,$AS$2:$BA$2,0)+1,FALSE)","v":0.26272250137918113},{"$f":"K2976*VLOOKUP($B2976,$AR$36:$AZ$47,MATCH(AH$2,$AS$2:$BA$2,0)+1,FALSE)","v":0.24055564506180541},{"$f":"L2976*VLOOKUP($B2976,$AR$36:$AZ$47,MATCH(AI$2,$AS$2:$BA$2,0)+1,FALSE)","v":3.8480815491263943E-3},{"$f":"M2976*VLOOKUP($B2976,$AR$36:$AZ$47,MATCH(AJ$2,$AS$2:$BA$2,0)+1,FALSE)","v":6.5745562726192613E-2},{"$f":"N2976*VLOOKUP($B2976,$AR$36:$AZ$47,MATCH(AK$2,$AS$2:$BA$2,0)+1,FALSE)","v":6.3477841762417331E-2},{"$f":"O2976*VLOOKUP($B2976,$AR$36:$AZ$47,MATCH(AL$2,$AS$2:$BA$2,0)+1,FALSE)","v":5.9692916442467631E-2},{"$f":"P2976*VLOOKUP($B2976,$AR$36:$AZ$47,MATCH(AM$2,$AS$2:$BA$2,0)+1,FALSE)","v":1.3764674838836986E-5},{"$f":"Q2976*VLOOKUP($B2976,$AR$36:$AZ$47,MATCH(AN$2,$AS$2:$BA$2,0)+1,FALSE)","v":1.752529063075608E-3},{"$f":"R2976*VLOOKUP($B2976,$AR$36:$BA$47,MATCH(AO$2,$AS$2:$BA$2,0)+1,FALSE)","v":0},0.69780884265910503]
[2006,5,5,5,null,2013,5,5,5,0.16550014886094053,0.24944793697507783,8.887227650814079E-3,7.6762881910447486E-2,7.7145000000000005E-2,6.2239000000000003E-2,2.337756207543627E-5,2.3281077778290974E-3,0,0.64233368073718455,null,null,0.15668800703238972,6.7233673575591194E-2,0.2206715899628259,6.0805442475787966E-2,5.7374196306847272E-2,4.9703007103789236E-3,1.1699973613011435E-5,1.7017007852188099E-3,0,0.56945661082265286,null,{"$f":"J2983*VLOOKUP($B2983,$AR$36:$AZ$47,MATCH(AG$2,$AS$2:$BA$2,0)+1,FALSE)","v":0.14127044163875666},{"$f":"K2983*VLOOKUP($B2983,$AR$36:$AZ$47,MATCH(AH$2,$AS$2:$BA$2,0)+1,FALSE)","v":0.22192009723263054},{"$f":"L2983*VLOOKUP($B2983,$AR$36:$AZ$47,MATCH(AI$2,$AS$2:$BA$2,0)+1,FALSE)","v":3.2708693167574346E-3},{"$f":"M2983*VLOOKUP($B2983,$AR$36:$AZ$47,MATCH(AJ$2,$AS$2:$BA$2,0)+1,FALSE)","v":6.5853409785489425E-2},{"$f":"N2983*VLOOKUP($B2983,$AR$36:$AZ$47,MATCH(AK$2,$AS$2:$BA$2,0)+1,FALSE)","v":5.899955063893135E-2},{"$f":"O2983*VLOOKUP($B2983,$AR$36:$AZ$47,MATCH(AL$2,$AS$2:$BA$2,0)+1,FALSE)","v":5.5566435238221724E-2},{"$f":"P2983*VLOOKUP($B2983,$AR$36:$AZ$47,MATCH(AM$2,$AS$2:$BA$2,0)+1,FALSE)","v":1.1699973613011435E-5},{"$f":"Q2983*VLOOKUP($B2983,$AR$36:$AZ$47,MATCH(AN$2,$AS$2:$BA$2,0)+1,FALSE)","v":1.6933531702314464E-3},{"$f":"R2983*VLOOKUP($B2983,$AR$36:$BA$47,MATCH(AO$2,$AS$2:$BA$2,0)+1,FALSE)","v":0},0.54858585699463158]
[2006,5,5,7,null,2013,5,5,7,0.20426427885383464,0.26719933619770897,0,7.8328150989017908E-2,8.1223600000000021E-2,6.3256999999999994E-2,0,1.8670790135581973E-3,0,0.69613944505411984,null,null,0.19338812068627265,6.8604632920360759E-2,0.23637518542256408,6.4020181962232317E-2,5.8312626099105667E-2,0,0,1.3647176705883499E-3,0,0.6220654647611239,null,{"$f":"J2985*VLOOKUP($B2985,$AR$36:$AZ$47,MATCH(AG$2,$AS$2:$BA$2,0)+1,FALSE)","v":0.17435938930151468},{"$f":"K2985*VLOOKUP($B2985,$AR$36:$AZ$47,MATCH(AH$2,$AS$2:$BA$2,0)+1,FALSE)","v":0.23771253989330135},{"$f":"L2985*VLOOKUP($B2985,$AR$36:$AZ$47,MATCH(AI$2,$AS$2:$BA$2,0)+1,FALSE)","v":0},{"$f":"M2985*VLOOKUP($B2985,$AR$36:$AZ$47,MATCH(AJ$2,$AS$2:$BA$2,0)+1,FALSE)","v":6.719622422249695E-2},{"$f":"N2985*VLOOKUP($B2985,$AR$36:$AZ$47,MATCH(AK$2,$AS$2:$BA$2,0)+1,FALSE)","v":6.2118813938379744E-2},{"$f":"O2985*VLOOKUP($B2985,$AR$36:$AZ$47,MATCH(AL$2,$AS$2:$BA$2,0)+1,FALSE)","v":5.6475296741017547E-2},{"$f":"P2985*VLOOKUP($B2985,$AR$36:$AZ$47,MATCH(AM$2,$AS$2:$BA$2,0)+1,FALSE)","v":0},{"$f":"Q2985*VLOOKUP($B2985,$AR$36:$AZ$47,MATCH(AN$2,$AS$2:$BA$2,0)+1,FALSE)","v":1.3580231107811988E-3},{"$f":"R2985*VLOOKUP($B2985,$AR$36:$BA$47,MATCH(AO$2,$AS$2:$BA$2,0)+1,FALSE)","v":0},0.59922028720749143]
[2006,5,5,19,null,2013,5,5,19,0.35553689977783848,0.28110415647065018,0,7.4887607635549205E-2,9.5014800000000038E-2,7.0553000000000005E-2,0,1.8670790135581973E-3,0,0.87896354289759615,null,null,0.33660615193447507,6.5591192531037623E-2,0.24867594378916397,7.4890361731136182E-2,6.5038346889201237E-2,0,0,1.3647176705883499E-3,0,0.79216671454560228,null,{"$f":"J2997*VLOOKUP($B2997,$AR$36:$AZ$47,MATCH(AG$2,$AS$2:$BA$2,0)+1,FALSE)","v":0.30348525482410349},{"$f":"K2997*VLOOKUP($B2997,$AR$36:$AZ$47,MATCH(AH$2,$AS$2:$BA$2,0)+1,FALSE)","v":0.25008289301945952},{"$f":"L2997*VLOOKUP($B2997,$AR$36:$AZ$47,MATCH(AI$2,$AS$2:$BA$2,0)+1,FALSE)","v":0},{"$f":"M2997*VLOOKUP($B2997,$AR$36:$AZ$47,MATCH(AJ$2,$AS$2:$BA$2,0)+1,FALSE)","v":6.4244647813405942E-2},{"$f":"N2997*VLOOKUP($B2997,$AR$36:$AZ$47,MATCH(AK$2,$AS$2:$BA$2,0)+1,FALSE)","v":7.2666154696324273E-2},{"$f":"O2997*VLOOKUP($B2997,$AR$36:$AZ$47,MATCH(AL$2,$AS$2:$BA$2,0)+1,FALSE)","v":6.2989101774807724E-2},{"$f":"P2997*VLOOKUP($B2997,$AR$36:$AZ$47,MATCH(AM$2,$AS$2:$BA$2,0)+1,FALSE)","v":0},{"$f":"Q2997*VLOOKUP($B2997,$AR$36:$AZ$47,MATCH(AN$2,$AS$2:$BA$2,0)+1,FALSE)","v":1.3580231107811988E-3},{"$f":"R2997*VLOOKUP($B2997,$AR$36:$BA$47,MATCH(AO$2,$AS$2:$BA$2,0)+1,FALSE)","v":0},0.75482607523888223]
[2006,5,5,24,null,2013,5,5,24,0.16593848079323092,0.27145091814176553,1.0455561942134213E-2,8.9674068941435883E-2,8.5505300000000006E-2,6.6589999999999996E-2,2.7503014206395619E-5,2.4094657950533742E-3,0,0.69205129862782644,null,null,0.15710299975210593,7.8542088693819526E-2,0.24013630431105557,6.7395004219651208E-2,6.1385107923857381E-2,5.8474126004457944E-3,1.3764674838836986E-5,1.761168393683009E-3,0,0.61218385056945723,null,{"$f":"J3002*VLOOKUP($B3002,$AR$36:$AZ$47,MATCH(AG$2,$AS$2:$BA$2,0)+1,FALSE)","v":0.14164460049048713},{"$f":"K3002*VLOOKUP($B3002,$AR$36:$AZ$47,MATCH(AH$2,$AS$2:$BA$2,0)+1,FALSE)","v":0.24149493829618648},{"$f":"L3002*VLOOKUP($B3002,$AR$36:$AZ$47,MATCH(AI$2,$AS$2:$BA$2,0)+1,FALSE)","v":3.8480815491263943E-3},{"$f":"M3002*VLOOKUP($B3002,$AR$36:$AZ$47,MATCH(AJ$2,$AS$2:$BA$2,0)+1,FALSE)","v":7.69296704626313E-2},{"$f":"N3002*VLOOKUP($B3002,$AR$36:$AZ$47,MATCH(AK$2,$AS$2:$BA$2,0)+1,FALSE)","v":6.5393405628971626E-2},{"$f":"O3002*VLOOKUP($B3002,$AR$36:$AZ$47,MATCH(AL$2,$AS$2:$BA$2,0)+1,FALSE)","v":5.9450970010976788E-2},{"$f":"P3002*VLOOKUP($B3002,$AR$36:$AZ$47,MATCH(AM$2,$AS$2:$BA$2,0)+1,FALSE)","v":1.3764674838836986E-5},{"$f":"Q3002*VLOOKUP($B3002,$AR$36:$AZ$47,MATCH(AN$2,$AS$2:$BA$2,0)+1,FALSE)","v":1.752529063075608E-3},{"$f":"R3002*VLOOKUP($B3002,$AR$36:$BA$47,MATCH(AO$2,$AS$2:$BA$2,0)+1,FALSE)","v":0},0.59052796017629428]
[2006,5,6,9,null,2013,5,6,9,0.23525500587212894,0.37835573226660368,0,9.2091427566062575E-2,0.12734849999999998,8.4978999999999999E-2,0,1.8670790135581973E-3,0,0.91989674471835337,null,null,{"$f":"$J3011*$AS$6","v":0.22272873026518886},{"$f":"$M3011*$AV$6","v":8.0659360696099192E-2},{"$f":"$K3011*$AT$6","v":0.3347085649345834},{"$f":"$N3011*$AW$6","v":0.10037568074571109},{"$f":"$O3011*$AX$6","v":7.8336763572029983E-2},{"$f":"$L3011*$AU$6","v":0},{"$f":"$P3011*$AY$6","v":0},{"$f":"$Q3011*$AZ$6","v":1.3647176705883499E-3},0,{"$f":"SUM(V3011:AD3011)","v":0.81817381788420085},null,{"$f":"J3011*VLOOKUP($B3011,$AR$36:$AZ$47,MATCH(AG$2,$AS$2:$BA$2,0)+1,FALSE)","v":0.20081298298534397},{"$f":"K3011*VLOOKUP($B3011,$AR$36:$AZ$47,MATCH(AH$2,$AS$2:$BA$2,0)+1,FALSE)","v":0.33660226623368178},{"$f":"L3011*VLOOKUP($B3011,$AR$36:$AZ$47,MATCH(AI$2,$AS$2:$BA$2,0)+1,FALSE)","v":0},{"$f":"M3011*VLOOKUP($B3011,$AR$36:$AZ$47,MATCH(AJ$2,$AS$2:$BA$2,0)+1,FALSE)","v":7.9003476241467793E-2},{"$f":"N3011*VLOOKUP($B3011,$AR$36:$AZ$47,MATCH(AK$2,$AS$2:$BA$2,0)+1,FALSE)","v":9.7394572228167053E-2},{"$f":"O3011*VLOOKUP($B3011,$AR$36:$AZ$47,MATCH(AL$2,$AS$2:$BA$2,0)+1,FALSE)","v":7.5868508493209141E-2},{"$f":"P3011*VLOOKUP($B3011,$AR$36:$AZ$47,MATCH(AM$2,$AS$2:$BA$2,0)+1,FALSE)","v":0},{"$f":"Q3011*VLOOKUP($B3011,$AR$36:$AZ$47,MATCH(AN$2,$AS$2:$BA$2,0)+1,FALSE)","v":1.3580231107811988E-3},{"$f":"R3011*VLOOKUP($B3011,$AR$36:$BA$47,MATCH(AO$2,$AS$2:$BA$2,0)+1,FALSE)","v":0},0.79103982929265082]
[2006,5,6,18,null,2013,5,6,18,0.32874366062161464,0.31473394201049143,0,4.7736674689906125E-2,0.10694419999999999,7.7202000000000007E-2,0,1.8670790135581973E-3,0,0.87722755633557048,null,null,0.31123953278503635,4.1810728359959054E-2,0.27842619281979458,8.4293076689599622E-2,7.1167639314275985E-2,0,0,1.3647176705883499E-3,0,0.7883018876392538,null,{"$f":"J3020*VLOOKUP($B3020,$AR$36:$AZ$47,MATCH(AG$2,$AS$2:$BA$2,0)+1,FALSE)","v":0.28061462446767438},{"$f":"K3020*VLOOKUP($B3020,$AR$36:$AZ$47,MATCH(AH$2,$AS$2:$BA$2,0)+1,FALSE)","v":0.2800014618695989},{"$f":"L3020*VLOOKUP($B3020,$AR$36:$AZ$47,MATCH(AI$2,$AS$2:$BA$2,0)+1,FALSE)","v":0},{"$f":"M3020*VLOOKUP($B3020,$AR$36:$AZ$47,MATCH(AJ$2,$AS$2:$BA$2,0)+1,FALSE)","v":4.0952381175818516E-2},{"$f":"N3020*VLOOKUP($B3020,$AR$36:$AZ$47,MATCH(AK$2,$AS$2:$BA$2,0)+1,FALSE)","v":8.1789613629399197E-2},{"$f":"O3020*VLOOKUP($B3020,$AR$36:$AZ$47,MATCH(AL$2,$AS$2:$BA$2,0)+1,FALSE)","v":6.8925270863304258E-2},{"$f":"P3020*VLOOKUP($B3020,$AR$36:$AZ$47,MATCH(AM$2,$AS$2:$BA$2,0)+1,FALSE)","v":0},{"$f":"Q3020*VLOOKUP($B3020,$AR$36:$AZ$47,MATCH(AN$2,$AS$2:$BA$2,0)+1,FALSE)","v":1.3580231107811988E-3},{"$f":"R3020*VLOOKUP($B3020,$AR$36:$BA$47,MATCH(AO$2,$AS$2:$BA$2,0)+1,FALSE)","v":0},0.75364137511657647]
[2006,5,7,2,null,2013,5,7,2,0.15835036904548733,0.25360769284052626,1.0455561942134213E-2,7.4931876702824723E-2,8.2255999999999996E-2,6.4661999999999997E-2,2.7503014206395619E-5,2.4094657950533742E-3,0,0.64670046934023229,null,null,0.14991892097588669,6.5629966114631968E-2,0.2243514758412864,6.483391634309954E-2,5.9607806706299234E-2,5.8474126004457944E-3,1.3764674838836986E-5,1.761168393683009E-3,0,0.57196443165017141,null,{"$f":"J3028*VLOOKUP($B3028,$AR$36:$AZ$47,MATCH(AG$2,$AS$2:$BA$2,0)+1,FALSE)","v":0.13516741055932466},{"$f":"K3028*VLOOKUP($B3028,$AR$36:$AZ$47,MATCH(AH$2,$AS$2:$BA$2,0)+1,FALSE)","v":0.22562080302847182},{"$f":"L3028*VLOOKUP($B3028,$AR$36:$AZ$47,MATCH(AI$2,$AS$2:$BA$2,0)+1,FALSE)","v":3.8480815491263943E-3},{"$f":"M3028*VLOOKUP($B3028,$AR$36:$AZ$47,MATCH(AJ$2,$AS$2:$BA$2,0)+1,FALSE)","v":6.4282625400431878E-2},{"$f":"N3028*VLOOKUP($B3028,$AR$36:$AZ$47,MATCH(AK$2,$AS$2:$BA$2,0)+1,FALSE)","v":6.2908380806998981E-2},{"$f":"O3028*VLOOKUP($B3028,$AR$36:$AZ$47,MATCH(AL$2,$AS$2:$BA$2,0)+1,FALSE)","v":5.7729668461477417E-2},{"$f":"P3028*VLOOKUP($B3028,$AR$36:$AZ$47,MATCH(AM$2,$AS$2:$BA$2,0)+1,FALSE)","v":1.3764674838836986E-5},{"$f":"Q3028*VLOOKUP($B3028,$AR$36:$AZ$47,MATCH(AN$2,$AS$2:$BA$2,0)+1,FALSE)","v":1.752529063075608E-3},{"$f":"R3028*VLOOKUP($B3028,$AR$36:$BA$47,MATCH(AO$2,$AS$2:$BA$2,0)+1,FALSE)","v":0},0.55132326354374561]
[2006,5,7,8,null,2013,5,7,8,0.25670562048357742,0.37470331515373045,0,8.7204769103976204E-2,0.12036689999999999,8.1551999999999999E-2,0,1.8670790135581973E-3,0,0.92239968375484216,null,null,0.24303719570295595,7.6379323368962318E-2,0.3314774911430784,9.4872805936080384E-2,7.5177629094554999E-2,0,0,1.3647176705883499E-3,0,0.82230916291622036,null,{"$f":"J3034*VLOOKUP($B3034,$AR$36:$AZ$47,MATCH(AG$2,$AS$2:$BA$2,0)+1,FALSE)","v":0.21912316470081963},{"$f":"K3034*VLOOKUP($B3034,$AR$36:$AZ$47,MATCH(AH$2,$AS$2:$BA$2,0)+1,FALSE)","v":0.33335291179663173},{"$f":"L3034*VLOOKUP($B3034,$AR$36:$AZ$47,MATCH(AI$2,$AS$2:$BA$2,0)+1,FALSE)","v":0},{"$f":"M3034*VLOOKUP($B3034,$AR$36:$AZ$47,MATCH(AJ$2,$AS$2:$BA$2,0)+1,FALSE)","v":7.4811305309676529E-2},{"$f":"N3034*VLOOKUP($B3034,$AR$36:$AZ$47,MATCH(AK$2,$AS$2:$BA$2,0)+1,FALSE)","v":9.2055130103068039E-2},{"$f":"O3034*VLOOKUP($B3034,$AR$36:$AZ$47,MATCH(AL$2,$AS$2:$BA$2,0)+1,FALSE)","v":7.2808912844799206E-2},{"$f":"P3034*VLOOKUP($B3034,$AR$36:$AZ$47,MATCH(AM$2,$AS$2:$BA$2,0)+1,FALSE)","v":0},{"$f":"Q3034*VLOOKUP($B3034,$AR$36:$AZ$47,MATCH(AN$2,$AS$2:$BA$2,0)+1,FALSE)","v":1.3580231107811988E-3},{"$f":"R3034*VLOOKUP($B3034,$AR$36:$BA$47,MATCH(AO$2,$AS$2:$BA$2,0)+1,FALSE)","v":0},0.79350944786577626]
[2006,5,7,11,null,2013,5,7,11,0.23873995638642453,0.41347856275859995,0,0.10052155234462876,0.13609990000000002,8.8830999999999993E-2,0,1.8670790135581973E-3,0,0.97953805050321152,null,null,0.22602812276996714,8.8042984701055704E-2,0.36577962105415351,0.10727350625977698,8.1887678660221883E-2,0,0,1.3647176705883499E-3,0,0.87037663111576347,null,{"$f":"J3037*VLOOKUP($B3037,$AR$36:$AZ$47,MATCH(AG$2,$AS$2:$BA$2,0)+1,FALSE)","v":0.20378772652262875},{"$f":"K3037*VLOOKUP($B3037,$AR$36:$AZ$47,MATCH(AH$2,$AS$2:$BA$2,0)+1,FALSE)","v":0.3678491149845205},{"$f":"L3037*VLOOKUP($B3037,$AR$36:$AZ$47,MATCH(AI$2,$AS$2:$BA$2,0)+1,FALSE)","v":0},{"$f":"M3037*VLOOKUP($B3037,$AR$36:$AZ$47,MATCH(AJ$2,$AS$2:$BA$2,0)+1,FALSE)","v":8.6235519225906207E-2},{"$f":"N3037*VLOOKUP($B3037,$AR$36:$AZ$47,MATCH(AK$2,$AS$2:$BA$2,0)+1,FALSE)","v":0.10408753570553494},{"$f":"O3037*VLOOKUP($B3037,$AR$36:$AZ$47,MATCH(AL$2,$AS$2:$BA$2,0)+1,FALSE)","v":7.9307540427167422E-2},{"$f":"P3037*VLOOKUP($B3037,$AR$36:$AZ$47,MATCH(AM$2,$AS$2:$BA$2,0)+1,FALSE)","v":0},{"$f":"Q3037*VLOOKUP($B3037,$AR$36:$AZ$47,MATCH(AN$2,$AS$2:$BA$2,0)+1,FALSE)","v":1.3580231107811988E-3},{"$f":"R3037*VLOOKUP($B3037,$AR$36:$BA$47,MATCH(AO$2,$AS$2:$BA$2,0)+1,FALSE)","v":0},0.84262545997653893]
[2006,5,8,1,null,2013,5,8,1,0.17095538415004957,0.26094716696945019,1.0455561942134213E-2,7.5757822996194643E-2,8.4349299999999988E-2,6.6184000000000007E-2,2.7503014206395619E-5,2.4094657950533742E-3,0,0.67108620486708837,null,null,0.16185277547052246,6.635338089658592E-2,0.23084426726366039,6.648384871375955E-2,6.1010842211031348E-2,5.8474126004457944E-3,1.3764674838836986E-5,1.761168393683009E-3,0,0.59416746022452727,null,{"$f":"J3051*VLOOKUP($B3051,$AR$36:$AZ$47,MATCH(AG$2,$AS$2:$BA$2,0)+1,FALSE)","v":0.14592701448077447},{"$f":"K3051*VLOOKUP($B3051,$AR$36:$AZ$47,MATCH(AH$2,$AS$2:$BA$2,0)+1,FALSE)","v":0.23215032911747654},{"$f":"L3051*VLOOKUP($B3051,$AR$36:$AZ$47,MATCH(AI$2,$AS$2:$BA$2,0)+1,FALSE)","v":3.8480815491263943E-3},{"$f":"M3051*VLOOKUP($B3051,$AR$36:$AZ$47,MATCH(AJ$2,$AS$2:$BA$2,0)+1,FALSE)","v":6.4991188945265288E-2},{"$f":"N3051*VLOOKUP($B3051,$AR$36:$AZ$47,MATCH(AK$2,$AS$2:$BA$2,0)+1,FALSE)","v":6.45093109949888E-2},{"$f":"O3051*VLOOKUP($B3051,$AR$36:$AZ$47,MATCH(AL$2,$AS$2:$BA$2,0)+1,FALSE)","v":5.9088496759370605E-2},{"$f":"P3051*VLOOKUP($B3051,$AR$36:$AZ$47,MATCH(AM$2,$AS$2:$BA$2,0)+1,FALSE)","v":1.3764674838836986E-5},{"$f":"Q3051*VLOOKUP($B3051,$AR$36:$AZ$47,MATCH(AN$2,$AS$2:$BA$2,0)+1,FALSE)","v":1.752529063075608E-3},{"$f":"R3051*VLOOKUP($B3051,$AR$36:$BA$47,MATCH(AO$2,$AS$2:$BA$2,0)+1,FALSE)","v":0},0.57228071558491656]
[2006,5,8,4,null,2013,5,8,4,0.1591800108354238,0.26284691223933565,1.0455561942134213E-2,7.8275056660107326E-2,8.4655100000000011E-2,6.4662999999999998E-2,2.7503014206395619E-5,2.4094657950533742E-3,0,0.66251261048626076,null,null,0.15070438805558797,6.8558129627495148E-2,0.23252485766786912,6.6724879296546483E-2,5.9608728543030336E-2,5.8474126004457944E-3,1.3764674838836986E-5,1.761168393683009E-3,0,0.58574332885949665,null,{"$f":"J3054*VLOOKUP($B3054,$AR$36:$AZ$47,MATCH(AG$2,$AS$2:$BA$2,0)+1,FALSE)","v":0.13587559035778982},{"$f":"K3054*VLOOKUP($B3054,$AR$36:$AZ$47,MATCH(AH$2,$AS$2:$BA$2,0)+1,FALSE)","v":0.23384042790170634},{"$f":"L3054*VLOOKUP($B3054,$AR$36:$AZ$47,MATCH(AI$2,$AS$2:$BA$2,0)+1,FALSE)","v":3.8480815491263943E-3},{"$f":"M3054*VLOOKUP($B3054,$AR$36:$AZ$47,MATCH(AJ$2,$AS$2:$BA$2,0)+1,FALSE)","v":6.7150675612126731E-2},{"$f":"N3054*VLOOKUP($B3054,$AR$36:$AZ$47,MATCH(AK$2,$AS$2:$BA$2,0)+1,FALSE)","v":6.4743183087611608E-2},{"$f":"O3054*VLOOKUP($B3054,$AR$36:$AZ$47,MATCH(AL$2,$AS$2:$BA$2,0)+1,FALSE)","v":5.7730561252737532E-2},{"$f":"P3054*VLOOKUP($B3054,$AR$36:$AZ$47,MATCH(AM$2,$AS$2:$BA$2,0)+1,FALSE)","v":1.3764674838836986E-5},{"$f":"Q3054*VLOOKUP($B3054,$AR$36:$AZ$47,MATCH(AN$2,$AS$2:$BA$2,0)+1,FALSE)","v":1.752529063075608E-3},{"$f":"R3054*VLOOKUP($B3054,$AR$36:$BA$47,MATCH(AO$2,$AS$2:$BA$2,0)+1,FALSE)","v":0},0.564954813499013]
[2006,5,8,15,null,2013,5,8,15,0.23502994315706954,0.406142524384975,0,9.8806770941660405E-2,0.13507100000000002,9.1289999999999996E-2,0,1.8670790135581973E-3,0,0.96820731749726319,null,null,0.22251565113189098,8.6541073227289406E-2,0.35928986903789267,0.10646253056772516,8.4154475181993399E-2,0,0,1.3647176705883499E-3,0,0.86032831681737998,null,{"$f":"J3065*VLOOKUP($B3065,$AR$36:$AZ$47,MATCH(AG$2,$AS$2:$BA$2,0)+1,FALSE)","v":0.20062087011190133},{"$f":"K3065*VLOOKUP($B3065,$AR$36:$AZ$47,MATCH(AH$2,$AS$2:$BA$2,0)+1,FALSE)","v":0.36132264549786441},{"$f":"L3065*VLOOKUP($B3065,$AR$36:$AZ$47,MATCH(AI$2,$AS$2:$BA$2,0)+1,FALSE)","v":0},{"$f":"M3065*VLOOKUP($B3065,$AR$36:$AZ$47,MATCH(AJ$2,$AS$2:$BA$2,0)+1,FALSE)","v":8.4764441022329259E-2},{"$f":"N3065*VLOOKUP($B3065,$AR$36:$AZ$47,MATCH(AK$2,$AS$2:$BA$2,0)+1,FALSE)","v":0.10330064559402549},{"$f":"O3065*VLOOKUP($B3065,$AR$36:$AZ$47,MATCH(AL$2,$AS$2:$BA$2,0)+1,FALSE)","v":8.1502914135787224E-2},{"$f":"P3065*VLOOKUP($B3065,$AR$36:$AZ$47,MATCH(AM$2,$AS$2:$BA$2,0)+1,FALSE)","v":0},{"$f":"Q3065*VLOOKUP($B3065,$AR$36:$AZ$47,MATCH(AN$2,$AS$2:$BA$2,0)+1,FALSE)","v":1.3580231107811988E-3},{"$f":"R3065*VLOOKUP($B3065,$AR$36:$BA$47,MATCH(AO$2,$AS$2:$BA$2,0)+1,FALSE)","v":0},0.83286953947268894]
[2006,5,8,21,null,2013,5,8,21,0.34964537666128059,0.31325509312439076,1.0455561942134213E-2,7.1697390771324448E-2,9.372929999999996E-2,7.5037000000000006E-2,2.7503014206395619E-5,2.4094657950533742E-3,0,0.91625669130838983,null,null,0.33102832604203825,6.2797003543515501E-2,0.2771179441368512,7.3877134739074091E-2,6.9171862791447464E-2,5.8474126004457944E-3,1.3764674838836986E-5,1.761168393683009E-3,0,0.82161461692189408,null,{"$f":"J3071*VLOOKUP($B3071,$AR$36:$AZ$47,MATCH(AG$2,$AS$2:$BA$2,0)+1,FALSE)","v":0.29845626797225239},{"$f":"K3071*VLOOKUP($B3071,$AR$36:$AZ$47,MATCH(AH$2,$AS$2:$BA$2,0)+1,FALSE)","v":0.27868581142736404},{"$f":"L3071*VLOOKUP($B3071,$AR$36:$AZ$47,MATCH(AI$2,$AS$2:$BA$2,0)+1,FALSE)","v":3.8480815491263943E-3},{"$f":"M3071*VLOOKUP($B3071,$AR$36:$AZ$47,MATCH(AJ$2,$AS$2:$BA$2,0)+1,FALSE)","v":6.1507821716784636E-2},{"$f":"N3071*VLOOKUP($B3071,$AR$36:$AZ$47,MATCH(AK$2,$AS$2:$BA$2,0)+1,FALSE)","v":7.1683020049278443E-2},{"$f":"O3071*VLOOKUP($B3071,$AR$36:$AZ$47,MATCH(AL$2,$AS$2:$BA$2,0)+1,FALSE)","v":6.6992377785157917E-2},{"$f":"P3071*VLOOKUP($B3071,$AR$36:$AZ$47,MATCH(AM$2,$AS$2:$BA$2,0)+1,FALSE)","v":1.3764674838836986E-5},{"$f":"Q3071*VLOOKUP($B3071,$AR$36:$AZ$47,MATCH(AN$2,$AS$2:$BA$2,0)+1,FALSE)","v":1.752529063075608E-3},{"$f":"R3071*VLOOKUP($B3071,$AR$36:$BA$47,MATCH(AO$2,$AS$2:$BA$2,0)+1,FALSE)","v":0},0.78293967423787825]
[2006,5,9,5,null,2013,5,9,5,0.16969175281783289,0.27082650505611938,8.0159308223028969E-3,7.5848075881926505E-2,9.3035199999999998E-2,7.0349999999999996E-2,2.1085644224903308E-5,2.2829088793711663E-3,0,0.69007145910177781,null,null,0.16065642684829204,6.643242994877796E-2,0.23958392360158154,7.3330047337136925E-2,6.4851214032788207E-2,4.4830163270084423E-3,1.0552917376441689E-5,1.668663224960922E-3,0,0.61101627423792237,null,{"$f":"J3079*VLOOKUP($B3079,$AR$36:$AZ$47,MATCH(AG$2,$AS$2:$BA$2,0)+1,FALSE)","v":0.14484838248195486},{"$f":"K3079*VLOOKUP($B3079,$AR$36:$AZ$47,MATCH(AH$2,$AS$2:$BA$2,0)+1,FALSE)","v":0.24093943234829099},{"$f":"L3079*VLOOKUP($B3079,$AR$36:$AZ$47,MATCH(AI$2,$AS$2:$BA$2,0)+1,FALSE)","v":2.9501958543302355E-3},{"$f":"M3079*VLOOKUP($B3079,$AR$36:$AZ$47,MATCH(AJ$2,$AS$2:$BA$2,0)+1,FALSE)","v":6.5068615171593749E-2},{"$f":"N3079*VLOOKUP($B3079,$AR$36:$AZ$47,MATCH(AK$2,$AS$2:$BA$2,0)+1,FALSE)","v":7.1152180875015944E-2},{"$f":"O3079*VLOOKUP($B3079,$AR$36:$AZ$47,MATCH(AL$2,$AS$2:$BA$2,0)+1,FALSE)","v":6.2807865149004619E-2},{"$f":"P3079*VLOOKUP($B3079,$AR$36:$AZ$47,MATCH(AM$2,$AS$2:$BA$2,0)+1,FALSE)","v":1.0552917376441689E-5},{"$f":"Q3079*VLOOKUP($B3079,$AR$36:$AZ$47,MATCH(AN$2,$AS$2:$BA$2,0)+1,FALSE)","v":1.6604776742069126E-3},{"$f":"R3079*VLOOKUP($B3079,$AR$36:$BA$47,MATCH(AO$2,$AS$2:$BA$2,0)+1,FALSE)","v":0},0.58943770247177374]
[2006,5,9,14,null,2013,5,9,14,0.21914513509066794,0.41293052579381795,0,9.7095404897534043E-2,0.13479359999999996,9.1009999999999994E-2,0,1.8670790135581973E-3,0,0.95684174479557804,null,null,0.20747663796394628,8.5042153135761647E-2,0.36529480570613593,0.10624388477418328,8.3896360897285777E-2,0,0,1.3647176705883499E-3,0,0.8493185601479013,null,{"$f":"J3088*VLOOKUP($B3088,$AR$36:$AZ$47,MATCH(AG$2,$AS$2:$BA$2,0)+1,FALSE)","v":0.18706164453819518},{"$f":"K3088*VLOOKUP($B3088,$AR$36:$AZ$47,MATCH(AH$2,$AS$2:$BA$2,0)+1,FALSE)","v":0.36736155666679565},{"$f":"L3088*VLOOKUP($B3088,$AR$36:$AZ$47,MATCH(AI$2,$AS$2:$BA$2,0)+1,FALSE)","v":0},{"$f":"M3088*VLOOKUP($B3088,$AR$36:$AZ$47,MATCH(AJ$2,$AS$2:$BA$2,0)+1,FALSE)","v":8.3296292789850152E-2},{"$f":"N3088*VLOOKUP($B3088,$AR$36:$AZ$47,MATCH(AK$2,$AS$2:$BA$2,0)+1,FALSE)","v":0.10308849347337939},{"$f":"O3088*VLOOKUP($B3088,$AR$36:$AZ$47,MATCH(AL$2,$AS$2:$BA$2,0)+1,FALSE)","v":8.1252932582955364E-2},{"$f":"P3088*VLOOKUP($B3088,$AR$36:$AZ$47,MATCH(AM$2,$AS$2:$BA$2,0)+1,FALSE)","v":0},{"$f":"Q3088*VLOOKUP($B3088,$AR$36:$AZ$47,MATCH(AN$2,$AS$2:$BA$2,0)+1,FALSE)","v":1.3580231107811988E-3},{"$f":"R3088*VLOOKUP($B3088,$AR$36:$BA$47,MATCH(AO$2,$AS$2:$BA$2,0)+1,FALSE)","v":0},0.82341894316195685]
[2006,5,9,19,null,2013,5,9,19,0.33613344911143089,0.33127754837705503,0,6.9346355920769986E-2,9.9803200000000022E-2,7.5170000000000001E-2,0,1.8670790135581973E-3,0,0.913597632422814,null,null,0.31823584812873495,6.0737821999349108E-2,0.29306132656713624,7.8664563309346847E-2,6.9294467076683575E-2,0,0,1.3647176705883499E-3,0,0.82135874475183901,null,{"$f":"J3093*VLOOKUP($B3093,$AR$36:$AZ$47,MATCH(AG$2,$AS$2:$BA$2,0)+1,FALSE)","v":0.28692252624757258},{"$f":"K3093*VLOOKUP($B3093,$AR$36:$AZ$47,MATCH(AH$2,$AS$2:$BA$2,0)+1,FALSE)","v":0.29471939771611966},{"$f":"L3093*VLOOKUP($B3093,$AR$36:$AZ$47,MATCH(AI$2,$AS$2:$BA$2,0)+1,FALSE)","v":0},{"$f":"M3093*VLOOKUP($B3093,$AR$36:$AZ$47,MATCH(AJ$2,$AS$2:$BA$2,0)+1,FALSE)","v":5.9490913836565275E-2},{"$f":"N3093*VLOOKUP($B3093,$AR$36:$AZ$47,MATCH(AK$2,$AS$2:$BA$2,0)+1,FALSE)","v":7.6328264337642032E-2},{"$f":"O3093*VLOOKUP($B3093,$AR$36:$AZ$47,MATCH(AL$2,$AS$2:$BA$2,0)+1,FALSE)","v":6.7111119022753046E-2},{"$f":"P3093*VLOOKUP($B3093,$AR$36:$AZ$47,MATCH(AM$2,$AS$2:$BA$2,0)+1,FALSE)","v":0},{"$f":"Q3093*VLOOKUP($B3093,$AR$36:$AZ$47,MATCH(AN$2,$AS$2:$BA$2,0)+1,FALSE)","v":1.3580231107811988E-3},{"$f":"R3093*VLOOKUP($B3093,$AR$36:$BA$47,MATCH(AO$2,$AS$2:$BA$2,0)+1,FALSE)","v":0},0.78593024427143376]
[2006,5,9,23,null,2013,5,9,23,0.23932544295763181,0.26845403111455157,1.0455561942134213E-2,7.0144081565402625E-2,8.544239999999996E-2,6.8434999999999996E-2,2.7503014206395619E-5,2.4094657950533742E-3,0,0.74469348638898003,null,null,0.22658243480302626,6.1436519393965931E-2,0.23748513856779932,6.7345426640654127E-2,6.3085896692734345E-2,5.8474126004457944E-3,1.3764674838836986E-5,1.761168393683009E-3,0,0.66355776176714754,null,{"$f":"J3097*VLOOKUP($B3097,$AR$36:$AZ$47,MATCH(AG$2,$AS$2:$BA$2,0)+1,FALSE)","v":0.20428749614251898},{"$f":"K3097*VLOOKUP($B3097,$AR$36:$AZ$47,MATCH(AH$2,$AS$2:$BA$2,0)+1,FALSE)","v":0.23882877288892967},{"$f":"L3097*VLOOKUP($B3097,$AR$36:$AZ$47,MATCH(AI$2,$AS$2:$BA$2,0)+1,FALSE)","v":3.8480815491263943E-3},{"$f":"M3097*VLOOKUP($B3097,$AR$36:$AZ$47,MATCH(AJ$2,$AS$2:$BA$2,0)+1,FALSE)","v":6.0175267426021077E-2},{"$f":"N3097*VLOOKUP($B3097,$AR$36:$AZ$47,MATCH(AK$2,$AS$2:$BA$2,0)+1,FALSE)","v":6.5345300479769594E-2},{"$f":"O3097*VLOOKUP($B3097,$AR$36:$AZ$47,MATCH(AL$2,$AS$2:$BA$2,0)+1,FALSE)","v":6.1098169885886719E-2},{"$f":"P3097*VLOOKUP($B3097,$AR$36:$AZ$47,MATCH(AM$2,$AS$2:$BA$2,0)+1,FALSE)","v":1.3764674838836986E-5},{"$f":"Q3097*VLOOKUP($B3097,$AR$36:$AZ$47,MATCH(AN$2,$AS$2:$BA$2,0)+1,FALSE)","v":1.752529063075608E-3},{"$f":"R3097*VLOOKUP($B3097,$AR$36:$BA$47,MATCH(AO$2,$AS$2:$BA$2,0)+1,FALSE)","v":0},0.63534938211016689]
[2006,5,10,12,null,2013,5,10,12,0.27590215018374842,0.39378801145082931,0,8.3942229449140163E-2,0.1201295,8.3132999999999999E-2,0,1.8670790135581973E-3,0,0.95876197009727615,null,null,0.26121159615733375,7.3521789614086258E-2,0.34836057435037393,9.4685688014714761E-2,7.6635052966421924E-2,0,0,1.3647176705883499E-3,0,0.85577941877351893,null,{"$f":"J3110*VLOOKUP($B3110,$AR$36:$AZ$47,MATCH(AG$2,$AS$2:$BA$2,0)+1,FALSE)","v":0.23550926614749149},{"$f":"K3110*VLOOKUP($B3110,$AR$36:$AZ$47,MATCH(AH$2,$AS$2:$BA$2,0)+1,FALSE)","v":0.35033151546546282},{"$f":"L3110*VLOOKUP($B3110,$AR$36:$AZ$47,MATCH(AI$2,$AS$2:$BA$2,0)+1,FALSE)","v":0},{"$f":"M3110*VLOOKUP($B3110,$AR$36:$AZ$47,MATCH(AJ$2,$AS$2:$BA$2,0)+1,FALSE)","v":7.2012434872764416E-2},{"$f":"N3110*VLOOKUP($B3110,$AR$36:$AZ$47,MATCH(AK$2,$AS$2:$BA$2,0)+1,FALSE)","v":9.1873569492248397E-2},{"$f":"O3110*VLOOKUP($B3110,$AR$36:$AZ$47,MATCH(AL$2,$AS$2:$BA$2,0)+1,FALSE)","v":7.4220415827039102E-2},{"$f":"P3110*VLOOKUP($B3110,$AR$36:$AZ$47,MATCH(AM$2,$AS$2:$BA$2,0)+1,FALSE)","v":0},{"$f":"Q3110*VLOOKUP($B3110,$AR$36:$AZ$47,MATCH(AN$2,$AS$2:$BA$2,0)+1,FALSE)","v":1.3580231107811988E-3},{"$f":"R3110*VLOOKUP($B3110,$AR$36:$BA$47,MATCH(AO$2,$AS$2:$BA$2,0)+1,FALSE)","v":0},0.82530522491578728]
[2006,5,10,16,null,2013,5,10,16,0.26578565982621682,0.38301902467217797,0,8.6103104721404658E-2,0.10973950000000007,7.6724000000000001E-2,0,1.8670790135581973E-3,0,0.92323836823335781,null,null,0.25163376361039203,7.5414417653540108E-2,0.33883389931128127,8.6496323216951679E-2,7.0727001356810842E-2,0,0,1.3647176705883499E-3,0,0.82447012281956433,null,{"$f":"J3114*VLOOKUP($B3114,$AR$36:$AZ$47,MATCH(AG$2,$AS$2:$BA$2,0)+1,FALSE)","v":0.22687385965100823},{"$f":"K3114*VLOOKUP($B3114,$AR$36:$AZ$47,MATCH(AH$2,$AS$2:$BA$2,0)+1,FALSE)","v":0.3407509407692127},{"$f":"L3114*VLOOKUP($B3114,$AR$36:$AZ$47,MATCH(AI$2,$AS$2:$BA$2,0)+1,FALSE)","v":0},{"$f":"M3114*VLOOKUP($B3114,$AR$36:$AZ$47,MATCH(AJ$2,$AS$2:$BA$2,0)+1,FALSE)","v":7.386620848389297E-2},{"$f":"N3114*VLOOKUP($B3114,$AR$36:$AZ$47,MATCH(AK$2,$AS$2:$BA$2,0)+1,FALSE)","v":8.3927424814842319E-2},{"$f":"O3114*VLOOKUP($B3114,$AR$36:$AZ$47,MATCH(AL$2,$AS$2:$BA$2,0)+1,FALSE)","v":6.849851664096987E-2},{"$f":"P3114*VLOOKUP($B3114,$AR$36:$AZ$47,MATCH(AM$2,$AS$2:$BA$2,0)+1,FALSE)","v":0},{"$f":"Q3114*VLOOKUP($B3114,$AR$36:$AZ$47,MATCH(AN$2,$AS$2:$BA$2,0)+1,FALSE)","v":1.3580231107811988E-3},{"$f":"R3114*VLOOKUP($B3114,$AR$36:$BA$47,MATCH(AO$2,$AS$2:$BA$2,0)+1,FALSE)","v":0},0.79527497347070719]
[2006,5,11,2,null,2013,5,11,2,0.15914143319232779,0.24889368685334323,1.0455561942134213E-2,7.8292906649452571E-2,7.5902200000000003E-2,6.1720999999999998E-2,2.7503014206395619E-5,2.4094657950533742E-3,0,0.63684375744651767,null,null,0.15066786449923877,6.8573763750747141E-2,0.22018127820846378,5.9825871487274009E-2,5.6896684880138181E-2,5.8474126004457944E-3,1.3764674838836986E-5,1.761168393683009E-3,0,0.56376780849482955,null,{"$f":"J3124*VLOOKUP($B3124,$AR$36:$AZ$47,MATCH(AG$2,$AS$2:$BA$2,0)+1,FALSE)","v":0.13584266059479524},{"$f":"K3124*VLOOKUP($B3124,$AR$36:$AZ$47,MATCH(AH$2,$AS$2:$BA$2,0)+1,FALSE)","v":0.22142701141120388},{"$f":"L3124*VLOOKUP($B3124,$AR$36:$AZ$47,MATCH(AI$2,$AS$2:$BA$2,0)+1,FALSE)","v":3.8480815491263943E-3},{"$f":"M3124*VLOOKUP($B3124,$AR$36:$AZ$47,MATCH(AJ$2,$AS$2:$BA$2,0)+1,FALSE)","v":6.7165988776950208E-2},{"$f":"N3124*VLOOKUP($B3124,$AR$36:$AZ$47,MATCH(AK$2,$AS$2:$BA$2,0)+1,FALSE)","v":5.8049072428625247E-2},{"$f":"O3124*VLOOKUP($B3124,$AR$36:$AZ$47,MATCH(AL$2,$AS$2:$BA$2,0)+1,FALSE)","v":5.5103969365482786E-2},{"$f":"P3124*VLOOKUP($B3124,$AR$36:$AZ$47,MATCH(AM$2,$AS$2:$BA$2,0)+1,FALSE)","v":1.3764674838836986E-5},{"$f":"Q3124*VLOOKUP($B3124,$AR$36:$AZ$47,MATCH(AN$2,$AS$2:$BA$2,0)+1,FALSE)","v":1.752529063075608E-3},{"$f":"R3124*VLOOKUP($B3124,$AR$36:$BA$47,MATCH(AO$2,$AS$2:$BA$2,0)+1,FALSE)","v":0},0.54320307786409827]
[2006,5,11,9,null,2013,5,11,9,0.25278109108715285,0.30441357864031543,0,8.1485528767784754E-2,7.9549700000000001E-2,6.225E-2,0,1.8670790135581973E-3,0,0.78234697750881133,null,null,0.23932162992311803,7.1370059408387684E-2,0.26929638793342114,6.2700819331339558E-2,5.7384336510889353E-2,0,0,1.3647176705883499E-3,0,0.70143795077774407,null,{"$f":"J3131*VLOOKUP($B3131,$AR$36:$AZ$47,MATCH(AG$2,$AS$2:$BA$2,0)+1,FALSE)","v":0.21577319791907959},{"$f":"K3131*VLOOKUP($B3131,$AR$36:$AZ$47,MATCH(AH$2,$AS$2:$BA$2,0)+1,FALSE)","v":0.27082000272281764},{"$f":"L3131*VLOOKUP($B3131,$AR$36:$AZ$47,MATCH(AI$2,$AS$2:$BA$2,0)+1,FALSE)","v":0},{"$f":"M3131*VLOOKUP($B3131,$AR$36:$AZ$47,MATCH(AJ$2,$AS$2:$BA$2,0)+1,FALSE)","v":6.9904878295116296E-2},{"$f":"N3131*VLOOKUP($B3131,$AR$36:$AZ$47,MATCH(AK$2,$AS$2:$BA$2,0)+1,FALSE)","v":6.0838635730919653E-2},{"$f":"O3131*VLOOKUP($B3131,$AR$36:$AZ$47,MATCH(AL$2,$AS$2:$BA$2,0)+1,FALSE)","v":5.5576255942082972E-2},{"$f":"P3131*VLOOKUP($B3131,$AR$36:$AZ$47,MATCH(AM$2,$AS$2:$BA$2,0)+1,FALSE)","v":0},{"$f":"Q3131*VLOOKUP($B3131,$AR$36:$AZ$47,MATCH(AN$2,$AS$2:$BA$2,0)+1,FALSE)","v":1.3580231107811988E-3},{"$f":"R3131*VLOOKUP($B3131,$AR$36:$BA$47,MATCH(AO$2,$AS$2:$BA$2,0)+1,FALSE)","v":0},0.67427099372079724]
[2006,5,11,16,null,2013,5,11,16,0.25551061102214689,0.31152313461306586,0,8.279945095568797E-2,8.066319999999999E-2,6.5629000000000007E-2,0,1.8670790135581973E-3,0,0.79799247560445907,null,null,0.24190581514417633,7.2520873620760151E-2,0.27558578458853672,6.3578476473044002E-2,6.0499222825271613E-2,0,0,1.3647176705883499E-3,0,0.7154548903223773,null,{"$f":"J3138*VLOOKUP($B3138,$AR$36:$AZ$47,MATCH(AG$2,$AS$2:$BA$2,0)+1,FALSE)","v":0.21810310812962808},{"$f":"K3138*VLOOKUP($B3138,$AR$36:$AZ$47,MATCH(AH$2,$AS$2:$BA$2,0)+1,FALSE)","v":0.27714498328543996},{"$f":"L3138*VLOOKUP($B3138,$AR$36:$AZ$47,MATCH(AI$2,$AS$2:$BA$2,0)+1,FALSE)","v":0},{"$f":"M3138*VLOOKUP($B3138,$AR$36:$AZ$47,MATCH(AJ$2,$AS$2:$BA$2,0)+1,FALSE)","v":7.1032067036768551E-2},{"$f":"N3138*VLOOKUP($B3138,$AR$36:$AZ$47,MATCH(AK$2,$AS$2:$BA$2,0)+1,FALSE)","v":6.1690226885711921E-2},{"$f":"O3138*VLOOKUP($B3138,$AR$36:$AZ$47,MATCH(AL$2,$AS$2:$BA$2,0)+1,FALSE)","v":5.8592997610007455E-2},{"$f":"P3138*VLOOKUP($B3138,$AR$36:$AZ$47,MATCH(AM$2,$AS$2:$BA$2,0)+1,FALSE)","v":0},{"$f":"Q3138*VLOOKUP($B3138,$AR$36:$AZ$47,MATCH(AN$2,$AS$2:$BA$2,0)+1,FALSE)","v":1.3580231107811988E-3},{"$f":"R3138*VLOOKUP($B3138,$AR$36:$BA$47,MATCH(AO$2,$AS$2:$BA$2,0)+1,FALSE)","v":0},0.68792140605833707]
[2006,5,12,2,null,2013,5,12,2,0.17577199493253923,0.25693157801246269,1.0455561942134213E-2,9.2436490353996231E-2,7.4352299999999996E-2,6.1017000000000002E-2,2.7503014206395619E-5,2.4094657950533742E-3,0,0.67340189405039219,null,null,0.16641292329729668,8.0961588000098547E-2,0.22729191718002698,5.8604245260127412E-2,5.6247711821444751E-2,5.8474126004457944E-3,1.3764674838836986E-5,1.761168393683009E-3,0,0.59714073122796196,null,{"$f":"J3148*VLOOKUP($B3148,$AR$36:$AZ$47,MATCH(AG$2,$AS$2:$BA$2,0)+1,FALSE)","v":0.15003845931709331},{"$f":"K3148*VLOOKUP($B3148,$AR$36:$AZ$47,MATCH(AH$2,$AS$2:$BA$2,0)+1,FALSE)","v":0.22857788068359761},{"$f":"L3148*VLOOKUP($B3148,$AR$36:$AZ$47,MATCH(AI$2,$AS$2:$BA$2,0)+1,FALSE)","v":3.8480815491263943E-3},{"$f":"M3148*VLOOKUP($B3148,$AR$36:$AZ$47,MATCH(AJ$2,$AS$2:$BA$2,0)+1,FALSE)","v":7.9299499014583941E-2},{"$f":"N3148*VLOOKUP($B3148,$AR$36:$AZ$47,MATCH(AK$2,$AS$2:$BA$2,0)+1,FALSE)","v":5.6863727901626998E-2},{"$f":"O3148*VLOOKUP($B3148,$AR$36:$AZ$47,MATCH(AL$2,$AS$2:$BA$2,0)+1,FALSE)","v":5.4475444318362681E-2},{"$f":"P3148*VLOOKUP($B3148,$AR$36:$AZ$47,MATCH(AM$2,$AS$2:$BA$2,0)+1,FALSE)","v":1.3764674838836986E-5},{"$f":"Q3148*VLOOKUP($B3148,$AR$36:$AZ$47,MATCH(AN$2,$AS$2:$BA$2,0)+1,FALSE)","v":1.752529063075608E-3},{"$f":"R3148*VLOOKUP($B3148,$AR$36:$BA$47,MATCH(AO$2,$AS$2:$BA$2,0)+1,FALSE)","v":0},0.57486938652230546]
[2006,5,12,6,null,2013,5,12,6,0.17333908314791782,0.26494541952568401,0,8.430987488211579E-2,7.7148500000000009E-2,6.1054999999999998E-2,0,1.8670790135581973E-3,0,0.66266495656927582,null,null,0.16410955317079456,7.3843796193530167E-2,0.23438128087602472,6.0808201164603386E-2,5.6282741617226496E-2,0,0,1.3647176705883499E-3,0,0.59079029069276756,null,{"$f":"J3152*VLOOKUP($B3152,$AR$36:$AZ$47,MATCH(AG$2,$AS$2:$BA$2,0)+1,FALSE)","v":0.14796173295372073},{"$f":"K3152*VLOOKUP($B3152,$AR$36:$AZ$47,MATCH(AH$2,$AS$2:$BA$2,0)+1,FALSE)","v":0.23570735430998663},{"$f":"L3152*VLOOKUP($B3152,$AR$36:$AZ$47,MATCH(AI$2,$AS$2:$BA$2,0)+1,FALSE)","v":0},{"$f":"M3152*VLOOKUP($B3152,$AR$36:$AZ$47,MATCH(AJ$2,$AS$2:$BA$2,0)+1,FALSE)","v":7.2327830865605749E-2},{"$f":"N3152*VLOOKUP($B3152,$AR$36:$AZ$47,MATCH(AK$2,$AS$2:$BA$2,0)+1,FALSE)","v":5.9002227396041163E-2},{"$f":"O3152*VLOOKUP($B3152,$AR$36:$AZ$47,MATCH(AL$2,$AS$2:$BA$2,0)+1,FALSE)","v":5.4509370386247001E-2},{"$f":"P3152*VLOOKUP($B3152,$AR$36:$AZ$47,MATCH(AM$2,$AS$2:$BA$2,0)+1,FALSE)","v":0},{"$f":"Q3152*VLOOKUP($B3152,$AR$36:$AZ$47,MATCH(AN$2,$AS$2:$BA$2,0)+1,FALSE)","v":1.3580231107811988E-3},{"$f":"R3152*VLOOKUP($B3152,$AR$36:$BA$47,MATCH(AO$2,$AS$2:$BA$2,0)+1,FALSE)","v":0},0.57086653902238238]
[2006,5,12,11,null,2013,5,12,11,0.25365238969208076,0.33280151725092044,0,8.8577272634142612E-2,8.3255600000000027E-2,6.3563999999999996E-2,0,1.8670790135581973E-3,0,0.82371785859070201,null,null,0.24014653577894879,7.7581446739424201E-2,0.29440949019008633,6.5621797868782347E-2,5.859562997555294E-2,0,0,1.3647176705883499E-3,0,0.73771961822338283,null,{"$f":"J3157*VLOOKUP($B3157,$AR$36:$AZ$47,MATCH(AG$2,$AS$2:$BA$2,0)+1,FALSE)","v":0.2165169358526377},{"$f":"K3157*VLOOKUP($B3157,$AR$36:$AZ$47,MATCH(AH$2,$AS$2:$BA$2,0)+1,FALSE)","v":0.29607518892758},{"$f":"L3157*VLOOKUP($B3157,$AR$36:$AZ$47,MATCH(AI$2,$AS$2:$BA$2,0)+1,FALSE)","v":0},{"$f":"M3157*VLOOKUP($B3157,$AR$36:$AZ$47,MATCH(AJ$2,$AS$2:$BA$2,0)+1,FALSE)","v":7.598874986562118E-2},{"$f":"N3157*VLOOKUP($B3157,$AR$36:$AZ$47,MATCH(AK$2,$AS$2:$BA$2,0)+1,FALSE)","v":6.3672862637560626E-2},{"$f":"O3157*VLOOKUP($B3157,$AR$36:$AZ$47,MATCH(AL$2,$AS$2:$BA$2,0)+1,FALSE)","v":5.6749383657872479E-2},{"$f":"P3157*VLOOKUP($B3157,$AR$36:$AZ$47,MATCH(AM$2,$AS$2:$BA$2,0)+1,FALSE)","v":0},{"$f":"Q3157*VLOOKUP($B3157,$AR$36:$AZ$47,MATCH(AN$2,$AS$2:$BA$2,0)+1,FALSE)","v":1.3580231107811988E-3},{"$f":"R3157*VLOOKUP($B3157,$AR$36:$BA$47,MATCH(AO$2,$AS$2:$BA$2,0)+1,FALSE)","v":0},0.71036114405205319]
[2006,5,12,20,null,2013,5,12,20,0.37939926782456967,0.29303977519355306,5.0535216053648694E-3,8.4322918777798225E-2,7.8086099999999964E-2,6.3899999999999998E-2,1.3293123533091217E-5,2.1292326246141989E-3,0,0.90594410914943291,null,null,0.35919795573676228,7.3855220843082672E-2,0.25923466795707001,6.1547214488413042E-2,5.8905367117202082E-2,2.8262494235488005E-3,6.6529261721045433E-6,1.5563355200841013E-3,0,0.817129664012335,null,{"$f":"J3166*VLOOKUP($B3166,$AR$36:$AZ$47,MATCH(AG$2,$AS$2:$BA$2,0)+1,FALSE)","v":0.32385410219801586},{"$f":"K3166*VLOOKUP($B3166,$AR$36:$AZ$47,MATCH(AH$2,$AS$2:$BA$2,0)+1,FALSE)","v":0.26070135593255572},{"$f":"L3166*VLOOKUP($B3166,$AR$36:$AZ$47,MATCH(AI$2,$AS$2:$BA$2,0)+1,FALSE)","v":1.8599060820777571E-3},{"$f":"M3166*VLOOKUP($B3166,$AR$36:$AZ$47,MATCH(AJ$2,$AS$2:$BA$2,0)+1,FALSE)","v":7.2339020974499485E-2},{"$f":"N3166*VLOOKUP($B3166,$AR$36:$AZ$47,MATCH(AK$2,$AS$2:$BA$2,0)+1,FALSE)","v":5.9719292386371831E-2},{"$f":"O3166*VLOOKUP($B3166,$AR$36:$AZ$47,MATCH(AL$2,$AS$2:$BA$2,0)+1,FALSE)","v":5.7049361521270714E-2},{"$f":"P3166*VLOOKUP($B3166,$AR$36:$AZ$47,MATCH(AM$2,$AS$2:$BA$2,0)+1,FALSE)","v":6.6529261721045433E-6},{"$f":"Q3166*VLOOKUP($B3166,$AR$36:$AZ$47,MATCH(AN$2,$AS$2:$BA$2,0)+1,FALSE)","v":1.5487009877234962E-3},{"$f":"R3166*VLOOKUP($B3166,$AR$36:$BA$47,MATCH(AO$2,$AS$2:$BA$2,0)+1,FALSE)","v":0},0.77707839300868708]
[2006,5,13,4,null,2013,5,13,4,0.15318915595929178,0.24907401299173504,1.0455561942134213E-2,7.8172381784197484E-2,7.9314999999999983E-2,6.2420000000000003E-2,2.7503014206395619E-5,2.4094657950533742E-3,0,0.63506308148661839,null,null,0.1450325193749735,6.8468200629006146E-2,0.22034080189967295,6.2515829541345797E-2,5.7541048755176127E-2,5.8474126004457944E-3,1.3764674838836986E-5,1.761168393683009E-3,0,0.56152074586914213,null,{"$f":"J3174*VLOOKUP($B3174,$AR$36:$AZ$47,MATCH(AG$2,$AS$2:$BA$2,0)+1,FALSE)","v":0.13076181420731645},{"$f":"K3174*VLOOKUP($B3174,$AR$36:$AZ$47,MATCH(AH$2,$AS$2:$BA$2,0)+1,FALSE)","v":0.2215874376494433},{"$f":"L3174*VLOOKUP($B3174,$AR$36:$AZ$47,MATCH(AI$2,$AS$2:$BA$2,0)+1,FALSE)","v":3.8480815491263943E-3},{"$f":"M3174*VLOOKUP($B3174,$AR$36:$AZ$47,MATCH(AJ$2,$AS$2:$BA$2,0)+1,FALSE)","v":6.7062592797754908E-2},{"$f":"N3174*VLOOKUP($B3174,$AR$36:$AZ$47,MATCH(AK$2,$AS$2:$BA$2,0)+1,FALSE)","v":6.0659140047013269E-2},{"$f":"O3174*VLOOKUP($B3174,$AR$36:$AZ$47,MATCH(AL$2,$AS$2:$BA$2,0)+1,FALSE)","v":5.572803045630232E-2},{"$f":"P3174*VLOOKUP($B3174,$AR$36:$AZ$47,MATCH(AM$2,$AS$2:$BA$2,0)+1,FALSE)","v":1.3764674838836986E-5},{"$f":"Q3174*VLOOKUP($B3174,$AR$36:$AZ$47,MATCH(AN$2,$AS$2:$BA$2,0)+1,FALSE)","v":1.752529063075608E-3},{"$f":"R3174*VLOOKUP($B3174,$AR$36:$BA$47,MATCH(AO$2,$AS$2:$BA$2,0)+1,FALSE)","v":0},0.54141339044487113]
[2006,5,13,13,null,2013,5,13,13,0.2564933900321742,0.39802929147011235,0,8.9480963018439386E-2,0.11458810000000001,7.9465999999999995E-2,0,1.8670790135581973E-3,0,0.93992482353428408,null,null,0.24283626557273658,7.8372954598419017E-2,0.35211257974549676,9.0317974242787466E-2,7.3254677673483259E-2,0,0,1.3647176705883499E-3,0,0.83825916950351131,null,{"$f":"J3183*VLOOKUP($B3183,$AR$36:$AZ$47,MATCH(AG$2,$AS$2:$BA$2,0)+1,FALSE)","v":0.21894200540999556},{"$f":"K3183*VLOOKUP($B3183,$AR$36:$AZ$47,MATCH(AH$2,$AS$2:$BA$2,0)+1,FALSE)","v":0.35410474881300552},{"$f":"L3183*VLOOKUP($B3183,$AR$36:$AZ$47,MATCH(AI$2,$AS$2:$BA$2,0)+1,FALSE)","v":0},{"$f":"M3183*VLOOKUP($B3183,$AR$36:$AZ$47,MATCH(AJ$2,$AS$2:$BA$2,0)+1,FALSE)","v":7.6764008580708615E-2},{"$f":"N3183*VLOOKUP($B3183,$AR$36:$AZ$47,MATCH(AK$2,$AS$2:$BA$2,0)+1,FALSE)","v":8.7635574678448763E-2},{"$f":"O3183*VLOOKUP($B3183,$AR$36:$AZ$47,MATCH(AL$2,$AS$2:$BA$2,0)+1,FALSE)","v":7.094655027620185E-2},{"$f":"P3183*VLOOKUP($B3183,$AR$36:$AZ$47,MATCH(AM$2,$AS$2:$BA$2,0)+1,FALSE)","v":0},{"$f":"Q3183*VLOOKUP($B3183,$AR$36:$AZ$47,MATCH(AN$2,$AS$2:$BA$2,0)+1,FALSE)","v":1.3580231107811988E-3},{"$f":"R3183*VLOOKUP($B3183,$AR$36:$BA$47,MATCH(AO$2,$AS$2:$BA$2,0)+1,FALSE)","v":0},0.80975091086914153]
[2006,5,13,21,null,2013,5,13,21,0.3186615969771332,0.30671242991779502,1.0455561942134213E-2,7.5015336499382343E-2,8.5758799999999996E-2,6.5785999999999997E-2,2.7503014206395619E-5,2.4094657950533742E-3,0,0.86482669414570457,null,null,0.30169429388283531,6.5703065359720064E-2,0.27133004342338485,6.7594812109567762E-2,6.0643951192054089E-2,5.8474126004457944E-3,1.3764674838836986E-5,1.761168393683009E-3,0,0.77458851163652964,null,{"$f":"J3191*VLOOKUP($B3191,$AR$36:$AZ$47,MATCH(AG$2,$AS$2:$BA$2,0)+1,FALSE)","v":0.27200860451247366},{"$f":"K3191*VLOOKUP($B3191,$AR$36:$AZ$47,MATCH(AH$2,$AS$2:$BA$2,0)+1,FALSE)","v":0.27286516415092199},{"$f":"L3191*VLOOKUP($B3191,$AR$36:$AZ$47,MATCH(AI$2,$AS$2:$BA$2,0)+1,FALSE)","v":3.8480815491263943E-3},{"$f":"M3191*VLOOKUP($B3191,$AR$36:$AZ$47,MATCH(AJ$2,$AS$2:$BA$2,0)+1,FALSE)","v":6.4354223965344209E-2},{"$f":"N3191*VLOOKUP($B3191,$AR$36:$AZ$47,MATCH(AK$2,$AS$2:$BA$2,0)+1,FALSE)","v":6.5587279322496403E-2},{"$f":"O3191*VLOOKUP($B3191,$AR$36:$AZ$47,MATCH(AL$2,$AS$2:$BA$2,0)+1,FALSE)","v":5.8733165837845311E-2},{"$f":"P3191*VLOOKUP($B3191,$AR$36:$AZ$47,MATCH(AM$2,$AS$2:$BA$2,0)+1,FALSE)","v":1.3764674838836986E-5},{"$f":"Q3191*VLOOKUP($B3191,$AR$36:$AZ$47,MATCH(AN$2,$AS$2:$BA$2,0)+1,FALSE)","v":1.752529063075608E-3},{"$f":"R3191*VLOOKUP($B3191,$AR$36:$BA$47,MATCH(AO$2,$AS$2:$BA$2,0)+1,FALSE)","v":0},0.73916281307612242]
[2006,5,14,3,null,2013,5,14,3,0.15104103612528402,0.25303149812295578,1.0455561942134213E-2,7.6174197773596922E-2,7.8813999999999995E-2,6.1233999999999997E-2,2.7503014206395619E-5,2.4094657950533742E-3,0,0.63318726277323067,null,null,0.14299877730299365,6.6718067645861856E-2,0.22384175102256737,6.2120942942339129E-2,5.6447750392093148E-2,5.8474126004457944E-3,1.3764674838836986E-5,1.761168393683009E-3,0,0.55974963497482266,null,{"$f":"J3197*VLOOKUP($B3197,$AR$36:$AZ$47,MATCH(AG$2,$AS$2:$BA$2,0)+1,FALSE)","v":0.12892818541766363},{"$f":"K3197*VLOOKUP($B3197,$AR$36:$AZ$47,MATCH(AH$2,$AS$2:$BA$2,0)+1,FALSE)","v":0.22510819430819626},{"$f":"L3197*VLOOKUP($B3197,$AR$36:$AZ$47,MATCH(AI$2,$AS$2:$BA$2,0)+1,FALSE)","v":3.8480815491263943E-3},{"$f":"M3197*VLOOKUP($B3197,$AR$36:$AZ$47,MATCH(AJ$2,$AS$2:$BA$2,0)+1,FALSE)","v":6.5348388911683986E-2},{"$f":"N3197*VLOOKUP($B3197,$AR$36:$AZ$47,MATCH(AK$2,$AS$2:$BA$2,0)+1,FALSE)","v":6.027598138643768E-2},{"$f":"O3197*VLOOKUP($B3197,$AR$36:$AZ$47,MATCH(AL$2,$AS$2:$BA$2,0)+1,FALSE)","v":5.4669180021807366E-2},{"$f":"P3197*VLOOKUP($B3197,$AR$36:$AZ$47,MATCH(AM$2,$AS$2:$BA$2,0)+1,FALSE)","v":1.3764674838836986E-5},{"$f":"Q3197*VLOOKUP($B3197,$AR$36:$AZ$47,MATCH(AN$2,$AS$2:$BA$2,0)+1,FALSE)","v":1.752529063075608E-3},{"$f":"R3197*VLOOKUP($B3197,$AR$36:$BA$47,MATCH(AO$2,$AS$2:$BA$2,0)+1,FALSE)","v":0},0.53994430533282978]
[2006,5,14,14,null,2013,5,14,14,0.22284553964582368,0.41002938880320083,0,9.3361396353842094E-2,0.11781050000000003,8.0839999999999995E-2,0,1.8670790135581973E-3,0,0.92675390381642486,null,null,0.21098001254669729,8.1771677805667436E-2,0.36272834426258665,9.2857859625300659E-2,7.4521281342012774E-2,0,0,1.3647176705883499E-3,0,0.82422389325285317,null,{"$f":"J3208*VLOOKUP($B3208,$AR$36:$AZ$47,MATCH(AG$2,$AS$2:$BA$2,0)+1,FALSE)","v":0.19022029901280935},{"$f":"K3208*VLOOKUP($B3208,$AR$36:$AZ$47,MATCH(AH$2,$AS$2:$BA$2,0)+1,FALSE)","v":0.36478057479598847},{"$f":"L3208*VLOOKUP($B3208,$AR$36:$AZ$47,MATCH(AI$2,$AS$2:$BA$2,0)+1,FALSE)","v":0},{"$f":"M3208*VLOOKUP($B3208,$AR$36:$AZ$47,MATCH(AJ$2,$AS$2:$BA$2,0)+1,FALSE)","v":8.0092958200912612E-2},{"$f":"N3208*VLOOKUP($B3208,$AR$36:$AZ$47,MATCH(AK$2,$AS$2:$BA$2,0)+1,FALSE)","v":9.0100026710063161E-2},{"$f":"O3208*VLOOKUP($B3208,$AR$36:$AZ$47,MATCH(AL$2,$AS$2:$BA$2,0)+1,FALSE)","v":7.2173245467598193E-2},{"$f":"P3208*VLOOKUP($B3208,$AR$36:$AZ$47,MATCH(AM$2,$AS$2:$BA$2,0)+1,FALSE)","v":0},{"$f":"Q3208*VLOOKUP($B3208,$AR$36:$AZ$47,MATCH(AN$2,$AS$2:$BA$2,0)+1,FALSE)","v":1.3580231107811988E-3},{"$f":"R3208*VLOOKUP($B3208,$AR$36:$BA$47,MATCH(AO$2,$AS$2:$BA$2,0)+1,FALSE)","v":0},0.79872512729815281]
[2006,5,14,17,null,2013,5,14,17,0.29229984231314854,0.37742632443999524,0,8.5194838187059432E-2,0.10789479999999994,7.707E-2,0,1.8670790135581973E-3,0,0.94175288395376133,null,null,0.2767361846085819,7.4618901719666744E-2,0.33388637371781632,8.5042336571866536E-2,7.1045956865770962E-2,0,0,1.3647176705883499E-3,0,0.84269447115429086,null,{"$f":"J3211*VLOOKUP($B3211,$AR$36:$AZ$47,MATCH(AG$2,$AS$2:$BA$2,0)+1,FALSE)","v":0.24950628805303152},{"$f":"K3211*VLOOKUP($B3211,$AR$36:$AZ$47,MATCH(AH$2,$AS$2:$BA$2,0)+1,FALSE)","v":0.33577542325493898},{"$f":"L3211*VLOOKUP($B3211,$AR$36:$AZ$47,MATCH(AI$2,$AS$2:$BA$2,0)+1,FALSE)","v":0},{"$f":"M3211*VLOOKUP($B3211,$AR$36:$AZ$47,MATCH(AJ$2,$AS$2:$BA$2,0)+1,FALSE)","v":7.3087023977109325E-2},{"$f":"N3211*VLOOKUP($B3211,$AR$36:$AZ$47,MATCH(AK$2,$AS$2:$BA$2,0)+1,FALSE)","v":8.251662086042344E-2},{"$f":"O3211*VLOOKUP($B3211,$AR$36:$AZ$47,MATCH(AL$2,$AS$2:$BA$2,0)+1,FALSE)","v":6.880742241696923E-2},{"$f":"P3211*VLOOKUP($B3211,$AR$36:$AZ$47,MATCH(AM$2,$AS$2:$BA$2,0)+1,FALSE)","v":0},{"$f":"Q3211*VLOOKUP($B3211,$AR$36:$AZ$47,MATCH(AN$2,$AS$2:$BA$2,0)+1,FALSE)","v":1.3580231107811988E-3},{"$f":"R3211*VLOOKUP($B3211,$AR$36:$BA$47,MATCH(AO$2,$AS$2:$BA$2,0)+1,FALSE)","v":0},0.81105080167325361]
[2006,5,14,23,null,2013,5,14,23,0.2400712171944008,0.26713831611247241,1.0455561942134213E-2,6.839004468138396E-2,8.2099800000000001E-2,6.3496999999999998E-2,2.7503014206395619E-5,2.4094657950533742E-3,0,0.73408890873965127,null,null,0.22728849990121308,5.9900225545107613E-2,0.23632120462243356,6.4710800002251559E-2,5.8533866914569341E-2,5.8474126004457944E-3,1.3764674838836986E-5,1.761168393683009E-3,0,0.65437694265454271,null,{"$f":"J3217*VLOOKUP($B3217,$AR$36:$AZ$47,MATCH(AG$2,$AS$2:$BA$2,0)+1,FALSE)","v":0.20492408684359253},{"$f":"K3217*VLOOKUP($B3217,$AR$36:$AZ$47,MATCH(AH$2,$AS$2:$BA$2,0)+1,FALSE)","v":0.23765825368266738},{"$f":"L3217*VLOOKUP($B3217,$AR$36:$AZ$47,MATCH(AI$2,$AS$2:$BA$2,0)+1,FALSE)","v":3.8480815491263943E-3},{"$f":"M3217*VLOOKUP($B3217,$AR$36:$AZ$47,MATCH(AJ$2,$AS$2:$BA$2,0)+1,FALSE)","v":5.8670512695252912E-2},{"$f":"N3217*VLOOKUP($B3217,$AR$36:$AZ$47,MATCH(AK$2,$AS$2:$BA$2,0)+1,FALSE)","v":6.2788920961126912E-2},{"$f":"O3217*VLOOKUP($B3217,$AR$36:$AZ$47,MATCH(AL$2,$AS$2:$BA$2,0)+1,FALSE)","v":5.6689566643444864E-2},{"$f":"P3217*VLOOKUP($B3217,$AR$36:$AZ$47,MATCH(AM$2,$AS$2:$BA$2,0)+1,FALSE)","v":1.3764674838836986E-5},{"$f":"Q3217*VLOOKUP($B3217,$AR$36:$AZ$47,MATCH(AN$2,$AS$2:$BA$2,0)+1,FALSE)","v":1.752529063075608E-3},{"$f":"R3217*VLOOKUP($B3217,$AR$36:$BA$47,MATCH(AO$2,$AS$2:$BA$2,0)+1,FALSE)","v":0},0.62634571611312539]
[2006,5,15,7,null,2013,5,15,7,0.26225792803735454,0.34408408380399974,0,8.182714482438963E-2,0.10762599999999999,7.3023000000000005E-2,0,1.8670790135581973E-3,0,0.87068523567930223,null,null,0.24829386774234613,7.1669267852186705E-2,0.30439049837288062,8.4830469270842632E-2,6.7315283615014834E-2,0,0,1.3647176705883499E-3,0,0.77786410452385912,null,{"$f":"J3225*VLOOKUP($B3225,$AR$36:$AZ$47,MATCH(AG$2,$AS$2:$BA$2,0)+1,FALSE)","v":0.2238625981432352},{"$f":"K3225*VLOOKUP($B3225,$AR$36:$AZ$47,MATCH(AH$2,$AS$2:$BA$2,0)+1,FALSE)","v":0.3061126672761908},{"$f":"L3225*VLOOKUP($B3225,$AR$36:$AZ$47,MATCH(AI$2,$AS$2:$BA$2,0)+1,FALSE)","v":0},{"$f":"M3225*VLOOKUP($B3225,$AR$36:$AZ$47,MATCH(AJ$2,$AS$2:$BA$2,0)+1,FALSE)","v":7.0197944183277572E-2},{"$f":"N3225*VLOOKUP($B3225,$AR$36:$AZ$47,MATCH(AK$2,$AS$2:$BA$2,0)+1,FALSE)","v":8.2311045914390091E-2},{"$f":"O3225*VLOOKUP($B3225,$AR$36:$AZ$47,MATCH(AL$2,$AS$2:$BA$2,0)+1,FALSE)","v":6.5194296187288767E-2},{"$f":"P3225*VLOOKUP($B3225,$AR$36:$AZ$47,MATCH(AM$2,$AS$2:$BA$2,0)+1,FALSE)","v":0},{"$f":"Q3225*VLOOKUP($B3225,$AR$36:$AZ$47,MATCH(AN$2,$AS$2:$BA$2,0)+1,FALSE)","v":1.3580231107811988E-3},{"$f":"R3225*VLOOKUP($B3225,$AR$36:$BA$47,MATCH(AO$2,$AS$2:$BA$2,0)+1,FALSE)","v":0},0.7490365748151635]
[2006,5,15,16,null,2013,5,15,16,0.25540386643211949,0.39295329964895021,0,8.3023598469516471E-2,0.11217329999999996,7.7265E-2,0,1.8670790135581973E-3,0,0.92268614356414425,null,null,0.24180475422557296,7.2717195858832281E-2,0.3476221550123948,8.8414636599511362E-2,7.1225715028335204E-2,0,0,1.3647176705883499E-3,0,0.82314917439523483,null,{"$f":"J3234*VLOOKUP($B3234,$AR$36:$AZ$47,MATCH(AG$2,$AS$2:$BA$2,0)+1,FALSE)","v":0.21801199126067353},{"$f":"K3234*VLOOKUP($B3234,$AR$36:$AZ$47,MATCH(AH$2,$AS$2:$BA$2,0)+1,FALSE)","v":0.34958891832683525},{"$f":"L3234*VLOOKUP($B3234,$AR$36:$AZ$47,MATCH(AI$2,$AS$2:$BA$2,0)+1,FALSE)","v":0},{"$f":"M3234*VLOOKUP($B3234,$AR$36:$AZ$47,MATCH(AJ$2,$AS$2:$BA$2,0)+1,FALSE)","v":7.1224358906395946E-2},{"$f":"N3234*VLOOKUP($B3234,$AR$36:$AZ$47,MATCH(AK$2,$AS$2:$BA$2,0)+1,FALSE)","v":8.5788765230229241E-2},{"$f":"O3234*VLOOKUP($B3234,$AR$36:$AZ$47,MATCH(AL$2,$AS$2:$BA$2,0)+1,FALSE)","v":6.8981516712691426E-2},{"$f":"P3234*VLOOKUP($B3234,$AR$36:$AZ$47,MATCH(AM$2,$AS$2:$BA$2,0)+1,FALSE)","v":0},{"$f":"Q3234*VLOOKUP($B3234,$AR$36:$AZ$47,MATCH(AN$2,$AS$2:$BA$2,0)+1,FALSE)","v":1.3580231107811988E-3},{"$f":"R3234*VLOOKUP($B3234,$AR$36:$BA$47,MATCH(AO$2,$AS$2:$BA$2,0)+1,FALSE)","v":0},0.79495357354760643]
[2006,5,15,24,null,2013,5,15,24,0.16051461787607285,0.27530674963099888,1.0455561942134213E-2,8.8562405602120226E-2,7.9772800000000019E-2,6.2876000000000001E-2,2.7503014206395619E-5,2.4094657950533742E-3,0,0.67992510386058602,null,null,0.15196793324760108,7.7568425274451097E-2,0.24354732656955139,6.2876666038402224E-2,5.7961406304557095E-2,5.8474126004457944E-3,1.3764674838836986E-5,1.761168393683009E-3,0,0.60154410310353057,null,{"$f":"J3242*VLOOKUP($B3242,$AR$36:$AZ$47,MATCH(AG$2,$AS$2:$BA$2,0)+1,FALSE)","v":0.13701480701314825},{"$f":"K3242*VLOOKUP($B3242,$AR$36:$AZ$47,MATCH(AH$2,$AS$2:$BA$2,0)+1,FALSE)","v":0.24492525930577175},{"$f":"L3242*VLOOKUP($B3242,$AR$36:$AZ$47,MATCH(AI$2,$AS$2:$BA$2,0)+1,FALSE)","v":3.8480815491263943E-3},{"$f":"M3242*VLOOKUP($B3242,$AR$36:$AZ$47,MATCH(AJ$2,$AS$2:$BA$2,0)+1,FALSE)","v":7.5975995722893638E-2},{"$f":"N3242*VLOOKUP($B3242,$AR$36:$AZ$47,MATCH(AK$2,$AS$2:$BA$2,0)+1,FALSE)","v":6.1009259876976391E-2},{"$f":"O3242*VLOOKUP($B3242,$AR$36:$AZ$47,MATCH(AL$2,$AS$2:$BA$2,0)+1,FALSE)","v":5.6135143270914206E-2},{"$f":"P3242*VLOOKUP($B3242,$AR$36:$AZ$47,MATCH(AM$2,$AS$2:$BA$2,0)+1,FALSE)","v":1.3764674838836986E-5},{"$f":"Q3242*VLOOKUP($B3242,$AR$36:$AZ$47,MATCH(AN$2,$AS$2:$BA$2,0)+1,FALSE)","v":1.752529063075608E-3},{"$f":"R3242*VLOOKUP($B3242,$AR$36:$BA$47,MATCH(AO$2,$AS$2:$BA$2,0)+1,FALSE)","v":0},0.58067484047674511]
[2006,5,16,9,null,2013,5,16,9,0.21903433394840249,0.39740612850879425,0,9.2298418529416379E-2,0.11840529999999999,8.1109000000000001E-2,0,1.8670790135581973E-3,0,0.91012026000017132,null,null,0.20737173648634655,8.0840656167515471E-2,0.35156130494584292,9.3326679084560452E-2,7.4769255422678316E-2,0,0,1.3647176705883499E-3,0,0.80923434977753206,null,{"$f":"J3251*VLOOKUP($B3251,$AR$36:$AZ$47,MATCH(AG$2,$AS$2:$BA$2,0)+1,FALSE)","v":0.18696706500814853},{"$f":"K3251*VLOOKUP($B3251,$AR$36:$AZ$47,MATCH(AH$2,$AS$2:$BA$2,0)+1,FALSE)","v":0.35355035503190441},{"$f":"L3251*VLOOKUP($B3251,$AR$36:$AZ$47,MATCH(AI$2,$AS$2:$BA$2,0)+1,FALSE)","v":0},{"$f":"M3251*VLOOKUP($B3251,$AR$36:$AZ$47,MATCH(AJ$2,$AS$2:$BA$2,0)+1,FALSE)","v":7.9181049834230147E-2},{"$f":"N3251*VLOOKUP($B3251,$AR$36:$AZ$47,MATCH(AK$2,$AS$2:$BA$2,0)+1,FALSE)","v":9.0554922461181631E-2},{"$f":"O3251*VLOOKUP($B3251,$AR$36:$AZ$47,MATCH(AL$2,$AS$2:$BA$2,0)+1,FALSE)","v":7.2413406316568799E-2},{"$f":"P3251*VLOOKUP($B3251,$AR$36:$AZ$47,MATCH(AM$2,$AS$2:$BA$2,0)+1,FALSE)","v":0},{"$f":"Q3251*VLOOKUP($B3251,$AR$36:$AZ$47,MATCH(AN$2,$AS$2:$BA$2,0)+1,FALSE)","v":1.3580231107811988E-3},{"$f":"R3251*VLOOKUP($B3251,$AR$36:$BA$47,MATCH(AO$2,$AS$2:$BA$2,0)+1,FALSE)","v":0},0.78402482176281452]
[2006,5,16,18,null,2013,5,16,18,0.29815504040211499,0.35162834744537308,0,7.2768112122195555E-2,9.3980299999999975E-2,7.0175000000000001E-2,0,1.8670790135581973E-3,0,0.88857387898324192,null,null,0.28227961961848558,6.3734807440441452E-2,0.31106445476245348,7.4074972136979639E-2,6.468989260484595E-2,0,0,1.3647176705883499E-3,0,0.79720846423379443,null,{"$f":"J3260*VLOOKUP($B3260,$AR$36:$AZ$47,MATCH(AG$2,$AS$2:$BA$2,0)+1,FALSE)","v":0.25450426796787562},{"$f":"K3260*VLOOKUP($B3260,$AR$36:$AZ$47,MATCH(AH$2,$AS$2:$BA$2,0)+1,FALSE)","v":0.31282438332060708},{"$f":"L3260*VLOOKUP($B3260,$AR$36:$AZ$47,MATCH(AI$2,$AS$2:$BA$2,0)+1,FALSE)","v":0},{"$f":"M3260*VLOOKUP($B3260,$AR$36:$AZ$47,MATCH(AJ$2,$AS$2:$BA$2,0)+1,FALSE)","v":6.2426373106859417E-2},{"$f":"N3260*VLOOKUP($B3260,$AR$36:$AZ$47,MATCH(AK$2,$AS$2:$BA$2,0)+1,FALSE)","v":7.1874981773439081E-2},{"$f":"O3260*VLOOKUP($B3260,$AR$36:$AZ$47,MATCH(AL$2,$AS$2:$BA$2,0)+1,FALSE)","v":6.2651626678484701E-2},{"$f":"P3260*VLOOKUP($B3260,$AR$36:$AZ$47,MATCH(AM$2,$AS$2:$BA$2,0)+1,FALSE)","v":0},{"$f":"Q3260*VLOOKUP($B3260,$AR$36:$AZ$47,MATCH(AN$2,$AS$2:$BA$2,0)+1,FALSE)","v":1.3580231107811988E-3},{"$f":"R3260*VLOOKUP($B3260,$AR$36:$BA$47,MATCH(AO$2,$AS$2:$BA$2,0)+1,FALSE)","v":0},0.76563965595804706]
[2006,5,16,23,null,2013,5,16,23,0.23294081678063661,0.26558831521991699,1.0455561942134213E-2,6.6205024199069998E-2,7.8911599999999985E-2,6.3588000000000006E-2,2.7503014206395619E-5,2.4094657950533742E-3,0,0.72012628695101766,null,null,0.22053776138003875,5.7986449639256907E-2,0.23495001203791371,6.2197870950449007E-2,5.8617754057099319E-2,5.8474126004457944E-3,1.3764674838836986E-5,1.761168393683009E-3,0,0.64191219373372532,null,{"$f":"J3265*VLOOKUP($B3265,$AR$36:$AZ$47,MATCH(AG$2,$AS$2:$BA$2,0)+1,FALSE)","v":0.19883759796460052},{"$f":"K3265*VLOOKUP($B3265,$AR$36:$AZ$47,MATCH(AH$2,$AS$2:$BA$2,0)+1,FALSE)","v":0.23627930321726051},{"$f":"L3265*VLOOKUP($B3265,$AR$36:$AZ$47,MATCH(AI$2,$AS$2:$BA$2,0)+1,FALSE)","v":3.8480815491263943E-3},{"$f":"M3265*VLOOKUP($B3265,$AR$36:$AZ$47,MATCH(AJ$2,$AS$2:$BA$2,0)+1,FALSE)","v":5.6796025369733084E-2},{"$f":"N3265*VLOOKUP($B3265,$AR$36:$AZ$47,MATCH(AK$2,$AS$2:$BA$2,0)+1,FALSE)","v":6.0350624670414077E-2},{"$f":"O3265*VLOOKUP($B3265,$AR$36:$AZ$47,MATCH(AL$2,$AS$2:$BA$2,0)+1,FALSE)","v":5.6770810648115219E-2},{"$f":"P3265*VLOOKUP($B3265,$AR$36:$AZ$47,MATCH(AM$2,$AS$2:$BA$2,0)+1,FALSE)","v":1.3764674838836986E-5},{"$f":"Q3265*VLOOKUP($B3265,$AR$36:$AZ$47,MATCH(AN$2,$AS$2:$BA$2,0)+1,FALSE)","v":1.752529063075608E-3},{"$f":"R3265*VLOOKUP($B3265,$AR$36:$BA$47,MATCH(AO$2,$AS$2:$BA$2,0)+1,FALSE)","v":0},0.61464873715716428]
[2006,5,17,11,null,2013,5,17,11,0.25839914726659141,0.39016054014912899,0,8.0331488518683949E-2,0.11784510000000001,8.3521999999999999E-2,0,1.8670790135581973E-3,0,0.93212535494796267,null,null,0.24464054976827102,7.0359279673832445E-2,0.34515156861796453,9.2885131234733048E-2,7.6993647454819292E-2,0,0,1.3647176705883499E-3,0,0.83139489442020864,null,{"$f":"J3277*VLOOKUP($B3277,$AR$36:$AZ$47,MATCH(AG$2,$AS$2:$BA$2,0)+1,FALSE)","v":0.22056875419551231},{"$f":"K3277*VLOOKUP($B3277,$AR$36:$AZ$47,MATCH(AH$2,$AS$2:$BA$2,0)+1,FALSE)","v":0.34710435394332784},{"$f":"L3277*VLOOKUP($B3277,$AR$36:$AZ$47,MATCH(AI$2,$AS$2:$BA$2,0)+1,FALSE)","v":0},{"$f":"M3277*VLOOKUP($B3277,$AR$36:$AZ$47,MATCH(AJ$2,$AS$2:$BA$2,0)+1,FALSE)","v":6.8914849214112756E-2},{"$f":"N3277*VLOOKUP($B3277,$AR$36:$AZ$47,MATCH(AK$2,$AS$2:$BA$2,0)+1,FALSE)","v":9.0126488366062976E-2},{"$f":"O3277*VLOOKUP($B3277,$AR$36:$AZ$47,MATCH(AL$2,$AS$2:$BA$2,0)+1,FALSE)","v":7.4567711627223365E-2},{"$f":"P3277*VLOOKUP($B3277,$AR$36:$AZ$47,MATCH(AM$2,$AS$2:$BA$2,0)+1,FALSE)","v":0},{"$f":"Q3277*VLOOKUP($B3277,$AR$36:$AZ$47,MATCH(AN$2,$AS$2:$BA$2,0)+1,FALSE)","v":1.3580231107811988E-3},{"$f":"R3277*VLOOKUP($B3277,$AR$36:$BA$47,MATCH(AO$2,$AS$2:$BA$2,0)+1,FALSE)","v":0},0.80264018045702035]
[2006,5,17,13,null,2013,5,17,13,0.25039154551437792,0.39240756397970944,0,8.0160305583761957E-2,0.11894260000000002,8.4681000000000006E-2,0,1.8670790135581973E-3,0,0.92845009409140755,null,null,0.23705931695187249,7.0209347085557774E-2,0.34713937548216034,9.3750177227567039E-2,7.8062056226162607E-2,0,0,1.3647176705883499E-3,0,0.82758499064390856,null,{"$f":"J3279*VLOOKUP($B3279,$AR$36:$AZ$47,MATCH(AG$2,$AS$2:$BA$2,0)+1,FALSE)","v":0.2137334888269416},{"$f":"K3279*VLOOKUP($B3279,$AR$36:$AZ$47,MATCH(AH$2,$AS$2:$BA$2,0)+1,FALSE)","v":0.34910340734506545},{"$f":"L3279*VLOOKUP($B3279,$AR$36:$AZ$47,MATCH(AI$2,$AS$2:$BA$2,0)+1,FALSE)","v":0},{"$f":"M3279*VLOOKUP($B3279,$AR$36:$AZ$47,MATCH(AJ$2,$AS$2:$BA$2,0)+1,FALSE)","v":6.8767994644806055E-2},{"$f":"N3279*VLOOKUP($B3279,$AR$36:$AZ$47,MATCH(AK$2,$AS$2:$BA$2,0)+1,FALSE)","v":9.0965842916924708E-2},{"$f":"O3279*VLOOKUP($B3279,$AR$36:$AZ$47,MATCH(AL$2,$AS$2:$BA$2,0)+1,FALSE)","v":7.5602456697695247E-2},{"$f":"P3279*VLOOKUP($B3279,$AR$36:$AZ$47,MATCH(AM$2,$AS$2:$BA$2,0)+1,FALSE)","v":0},{"$f":"Q3279*VLOOKUP($B3279,$AR$36:$AZ$47,MATCH(AN$2,$AS$2:$BA$2,0)+1,FALSE)","v":1.3580231107811988E-3},{"$f":"R3279*VLOOKUP($B3279,$AR$36:$BA$47,MATCH(AO$2,$AS$2:$BA$2,0)+1,FALSE)","v":0},0.79953121354221424]
[2006,5,17,20,null,2013,5,17,20,0.34418289936268937,0.31329485705313248,4.3564841425559218E-3,6.5474433558252179E-2,8.8152000000000036E-2,7.0681999999999995E-2,1.1459589252664842E-5,2.0930735058478549E-3,0,0.88824720721173056,null,null,0.32585670119899901,5.7346553227871105E-2,0.27715312089351241,6.9481124701868721E-2,6.5157263827512954E-2,2.4364219168524141E-3,5.7352811828487445E-6,1.5299054718777916E-3,0,0.79896682651967732,null,{"$f":"J3286*VLOOKUP($B3286,$AR$36:$AZ$47,MATCH(AG$2,$AS$2:$BA$2,0)+1,FALSE)","v":0.29379351337218212},{"$f":"K3286*VLOOKUP($B3286,$AR$36:$AZ$47,MATCH(AH$2,$AS$2:$BA$2,0)+1,FALSE)","v":0.27872118720573175},{"$f":"L3286*VLOOKUP($B3286,$AR$36:$AZ$47,MATCH(AI$2,$AS$2:$BA$2,0)+1,FALSE)","v":1.6033673121359975E-3},{"$f":"M3286*VLOOKUP($B3286,$AR$36:$AZ$47,MATCH(AJ$2,$AS$2:$BA$2,0)+1,FALSE)","v":5.6169265617391488E-2},{"$f":"N3286*VLOOKUP($B3286,$AR$36:$AZ$47,MATCH(AK$2,$AS$2:$BA$2,0)+1,FALSE)","v":6.7417569355409657E-2},{"$f":"O3286*VLOOKUP($B3286,$AR$36:$AZ$47,MATCH(AL$2,$AS$2:$BA$2,0)+1,FALSE)","v":6.3104271847362392E-2},{"$f":"P3286*VLOOKUP($B3286,$AR$36:$AZ$47,MATCH(AM$2,$AS$2:$BA$2,0)+1,FALSE)","v":5.7352811828487445E-6},{"$f":"Q3286*VLOOKUP($B3286,$AR$36:$AZ$47,MATCH(AN$2,$AS$2:$BA$2,0)+1,FALSE)","v":1.5224005909038696E-3},{"$f":"R3286*VLOOKUP($B3286,$AR$36:$BA$47,MATCH(AO$2,$AS$2:$BA$2,0)+1,FALSE)","v":0},0.76233731058230003]
[2006,5,18,3,null,2013,5,18,3,0.14816108925195912,0.24203620289727362,1.0455561942134213E-2,7.3956676229115587E-2,7.4743000000000004E-2,6.1251E-2,2.7503014206395619E-5,2.4094657950533742E-3,0,0.61304049912974223,null,null,0.14027217470446909,6.4775825302193321E-2,0.21411487450883471,5.891219375160827E-2,5.6463421616521826E-2,5.8474126004457944E-3,1.3764674838836986E-5,1.761168393683009E-3,0,0.54216083555259476,null,{"$f":"J3293*VLOOKUP($B3293,$AR$36:$AZ$47,MATCH(AG$2,$AS$2:$BA$2,0)+1,FALSE)","v":0.12646987121377359},{"$f":"K3293*VLOOKUP($B3293,$AR$36:$AZ$47,MATCH(AH$2,$AS$2:$BA$2,0)+1,FALSE)","v":0.21532628544507085},{"$f":"L3293*VLOOKUP($B3293,$AR$36:$AZ$47,MATCH(AI$2,$AS$2:$BA$2,0)+1,FALSE)","v":3.8480815491263943E-3},{"$f":"M3293*VLOOKUP($B3293,$AR$36:$AZ$47,MATCH(AJ$2,$AS$2:$BA$2,0)+1,FALSE)","v":6.3446019545884996E-2},{"$f":"N3293*VLOOKUP($B3293,$AR$36:$AZ$47,MATCH(AK$2,$AS$2:$BA$2,0)+1,FALSE)","v":5.7162530473856318E-2},{"$f":"O3293*VLOOKUP($B3293,$AR$36:$AZ$47,MATCH(AL$2,$AS$2:$BA$2,0)+1,FALSE)","v":5.4684357473229306E-2},{"$f":"P3293*VLOOKUP($B3293,$AR$36:$AZ$47,MATCH(AM$2,$AS$2:$BA$2,0)+1,FALSE)","v":1.3764674838836986E-5},{"$f":"Q3293*VLOOKUP($B3293,$AR$36:$AZ$47,MATCH(AN$2,$AS$2:$BA$2,0)+1,FALSE)","v":1.752529063075608E-3},{"$f":"R3293*VLOOKUP($B3293,$AR$36:$BA$47,MATCH(AO$2,$AS$2:$BA$2,0)+1,FALSE)","v":0},0.522703439438856]
[2006,5,18,13,null,2013,5,18,13,0.25856104907450062,0.31590678813269835,0,7.9802280451915453E-2,9.0097699999999947E-2,7.1363999999999997E-2,0,1.8670790135581973E-3,0,0.81759889667267249,null,null,0.24479383102989422,6.9895766560083131E-2,0.27946373925817219,7.1014719224198566E-2,6.5785956478122215E-2,0,0,1.3647176705883499E-3,0,0.73231873022105864,null,{"$f":"J3303*VLOOKUP($B3303,$AR$36:$AZ$47,MATCH(AG$2,$AS$2:$BA$2,0)+1,FALSE)","v":0.22070695310386895},{"$f":"K3303*VLOOKUP($B3303,$AR$36:$AZ$47,MATCH(AH$2,$AS$2:$BA$2,0)+1,FALSE)","v":0.28104487849847676},{"$f":"L3303*VLOOKUP($B3303,$AR$36:$AZ$47,MATCH(AI$2,$AS$2:$BA$2,0)+1,FALSE)","v":0},{"$f":"M3303*VLOOKUP($B3303,$AR$36:$AZ$47,MATCH(AJ$2,$AS$2:$BA$2,0)+1,FALSE)","v":6.8460851724501198E-2},{"$f":"N3303*VLOOKUP($B3303,$AR$36:$AZ$47,MATCH(AK$2,$AS$2:$BA$2,0)+1,FALSE)","v":6.8905616872140016E-2},{"$f":"O3303*VLOOKUP($B3303,$AR$36:$AZ$47,MATCH(AL$2,$AS$2:$BA$2,0)+1,FALSE)","v":6.3713155486759987E-2},{"$f":"P3303*VLOOKUP($B3303,$AR$36:$AZ$47,MATCH(AM$2,$AS$2:$BA$2,0)+1,FALSE)","v":0},{"$f":"Q3303*VLOOKUP($B3303,$AR$36:$AZ$47,MATCH(AN$2,$AS$2:$BA$2,0)+1,FALSE)","v":1.3580231107811988E-3},{"$f":"R3303*VLOOKUP($B3303,$AR$36:$BA$47,MATCH(AO$2,$AS$2:$BA$2,0)+1,FALSE)","v":0},0.70418947879652805]
[2006,5,18,24,null,2013,5,18,24,0.17540224598916149,0.26289473329077762,1.0455561942134213E-2,9.4569538017285668E-2,7.6599400000000026E-2,6.2973000000000001E-2,2.7503014206395619E-5,2.4094657950533742E-3,0,0.68533144804861879,null,null,0.16606286182944344,8.2829842900716863E-2,0.23256716207648986,6.0375402299304867E-2,5.8050824467473665E-2,5.8474126004457944E-3,1.3764674838836986E-5,1.761168393683009E-3,0,0.60750843924239628,null,{"$f":"J3314*VLOOKUP($B3314,$AR$36:$AZ$47,MATCH(AG$2,$AS$2:$BA$2,0)+1,FALSE)","v":0.14972284270353772},{"$f":"K3314*VLOOKUP($B3314,$AR$36:$AZ$47,MATCH(AH$2,$AS$2:$BA$2,0)+1,FALSE)","v":0.23388297165858987},{"$f":"L3314*VLOOKUP($B3314,$AR$36:$AZ$47,MATCH(AI$2,$AS$2:$BA$2,0)+1,FALSE)","v":3.8480815491263943E-3},{"$f":"M3314*VLOOKUP($B3314,$AR$36:$AZ$47,MATCH(AJ$2,$AS$2:$BA$2,0)+1,FALSE)","v":8.1129399851637612E-2},{"$f":"N3314*VLOOKUP($B3314,$AR$36:$AZ$47,MATCH(AK$2,$AS$2:$BA$2,0)+1,FALSE)","v":5.8582282444899332E-2},{"$f":"O3314*VLOOKUP($B3314,$AR$36:$AZ$47,MATCH(AL$2,$AS$2:$BA$2,0)+1,FALSE)","v":5.622174402314524E-2},{"$f":"P3314*VLOOKUP($B3314,$AR$36:$AZ$47,MATCH(AM$2,$AS$2:$BA$2,0)+1,FALSE)","v":1.3764674838836986E-5},{"$f":"Q3314*VLOOKUP($B3314,$AR$36:$AZ$47,MATCH(AN$2,$AS$2:$BA$2,0)+1,FALSE)","v":1.752529063075608E-3},{"$f":"R3314*VLOOKUP($B3314,$AR$36:$BA$47,MATCH(AO$2,$AS$2:$BA$2,0)+1,FALSE)","v":0},0.58515361596885074]
[2006,5,19,6,null,2013,5,19,6,0.1655341582946904,0.24808597043487987,0,6.9691744312097834E-2,7.5044699999999978E-2,6.1110999999999999E-2,0,1.8670790135581973E-3,0,0.62133465205522631,null,null,0.15672020561608432,6.1040334486913421E-2,0.21946674006289796,5.9149992727497096E-2,5.6334364474168022E-2,0,0,1.3647176705883499E-3,0,0.55407635503814923,null,{"$f":"J3320*VLOOKUP($B3320,$AR$36:$AZ$47,MATCH(AG$2,$AS$2:$BA$2,0)+1,FALSE)","v":0.14129947199165238},{"$f":"K3320*VLOOKUP($B3320,$AR$36:$AZ$47,MATCH(AH$2,$AS$2:$BA$2,0)+1,FALSE)","v":0.22070843057908543},{"$f":"L3320*VLOOKUP($B3320,$AR$36:$AZ$47,MATCH(AI$2,$AS$2:$BA$2,0)+1,FALSE)","v":0},{"$f":"M3320*VLOOKUP($B3320,$AR$36:$AZ$47,MATCH(AJ$2,$AS$2:$BA$2,0)+1,FALSE)","v":5.9787215938612435E-2},{"$f":"N3320*VLOOKUP($B3320,$AR$36:$AZ$47,MATCH(AK$2,$AS$2:$BA$2,0)+1,FALSE)","v":5.7393266936721886E-2},{"$f":"O3320*VLOOKUP($B3320,$AR$36:$AZ$47,MATCH(AL$2,$AS$2:$BA$2,0)+1,FALSE)","v":5.4559366696813376E-2},{"$f":"P3320*VLOOKUP($B3320,$AR$36:$AZ$47,MATCH(AM$2,$AS$2:$BA$2,0)+1,FALSE)","v":0},{"$f":"Q3320*VLOOKUP($B3320,$AR$36:$AZ$47,MATCH(AN$2,$AS$2:$BA$2,0)+1,FALSE)","v":1.3580231107811988E-3},{"$f":"R3320*VLOOKUP($B3320,$AR$36:$BA$47,MATCH(AO$2,$AS$2:$BA$2,0)+1,FALSE)","v":0},0.53510577525366654]
[2006,5,19,14,null,2013,5,19,14,0.256219377141228,0.30645286689881557,0,6.8368332506181462E-2,8.5427900000000029E-2,6.6946000000000006E-2,0,1.8670790135581973E-3,0,0.78528155555978318,null,null,0.24257684264122237,5.9881208680916877E-2,0.27110042362861597,6.7333997786990327E-2,6.17132818001285E-2,0,0,1.3647176705883499E-3,0,0.70397047220846232,null,{"$f":"J3328*VLOOKUP($B3328,$AR$36:$AZ$47,MATCH(AG$2,$AS$2:$BA$2,0)+1,FALSE)","v":0.21870810880999184},{"$f":"K3328*VLOOKUP($B3328,$AR$36:$AZ$47,MATCH(AH$2,$AS$2:$BA$2,0)+1,FALSE)","v":0.2726342452220728},{"$f":"L3328*VLOOKUP($B3328,$AR$36:$AZ$47,MATCH(AI$2,$AS$2:$BA$2,0)+1,FALSE)","v":0},{"$f":"M3328*VLOOKUP($B3328,$AR$36:$AZ$47,MATCH(AJ$2,$AS$2:$BA$2,0)+1,FALSE)","v":5.8651886234972112E-2},{"$f":"N3328*VLOOKUP($B3328,$AR$36:$AZ$47,MATCH(AK$2,$AS$2:$BA$2,0)+1,FALSE)","v":6.533421105745757E-2},{"$f":"O3328*VLOOKUP($B3328,$AR$36:$AZ$47,MATCH(AL$2,$AS$2:$BA$2,0)+1,FALSE)","v":5.9768803699577301E-2},{"$f":"P3328*VLOOKUP($B3328,$AR$36:$AZ$47,MATCH(AM$2,$AS$2:$BA$2,0)+1,FALSE)","v":0},{"$f":"Q3328*VLOOKUP($B3328,$AR$36:$AZ$47,MATCH(AN$2,$AS$2:$BA$2,0)+1,FALSE)","v":1.3580231107811988E-3},{"$f":"R3328*VLOOKUP($B3328,$AR$36:$BA$47,MATCH(AO$2,$AS$2:$BA$2,0)+1,FALSE)","v":0},0.67645527813485273]
[2006,5,19,23,null,2013,5,19,23,0.22379947012248097,0.26118295323691371,1.0455561942134213E-2,7.3851202048869302E-2,7.8282999999999991E-2,6.2859999999999999E-2,2.7503014206395619E-5,2.4094657950533742E-3,0,0.71286915615965807,null,null,0.21188315049710771,6.468344450005506E-2,0.23105285319611399,6.1702410439200321E-2,5.7946656916859518E-2,5.8474126004457944E-3,1.3764674838836986E-5,1.761168393683009E-3,0,0.63489086121830418,null,{"$f":"J3337*VLOOKUP($B3337,$AR$36:$AZ$47,MATCH(AG$2,$AS$2:$BA$2,0)+1,FALSE)","v":0.19103457126970791},{"$f":"K3337*VLOOKUP($B3337,$AR$36:$AZ$47,MATCH(AH$2,$AS$2:$BA$2,0)+1,FALSE)","v":0.23236009517942977},{"$f":"L3337*VLOOKUP($B3337,$AR$36:$AZ$47,MATCH(AI$2,$AS$2:$BA$2,0)+1,FALSE)","v":3.8480815491263943E-3},{"$f":"M3337*VLOOKUP($B3337,$AR$36:$AZ$47,MATCH(AJ$2,$AS$2:$BA$2,0)+1,FALSE)","v":6.3355535261805485E-2},{"$f":"N3337*VLOOKUP($B3337,$AR$36:$AZ$47,MATCH(AK$2,$AS$2:$BA$2,0)+1,FALSE)","v":5.9869879093492277E-2},{"$f":"O3337*VLOOKUP($B3337,$AR$36:$AZ$47,MATCH(AL$2,$AS$2:$BA$2,0)+1,FALSE)","v":5.6120858610752382E-2},{"$f":"P3337*VLOOKUP($B3337,$AR$36:$AZ$47,MATCH(AM$2,$AS$2:$BA$2,0)+1,FALSE)","v":1.3764674838836986E-5},{"$f":"Q3337*VLOOKUP($B3337,$AR$36:$AZ$47,MATCH(AN$2,$AS$2:$BA$2,0)+1,FALSE)","v":1.752529063075608E-3},{"$f":"R3337*VLOOKUP($B3337,$AR$36:$BA$47,MATCH(AO$2,$AS$2:$BA$2,0)+1,FALSE)","v":0},0.6083553147022287]
[2006,5,19,24,null,2013,5,19,24,0.15674781434824675,0.25978805117855736,1.0455561942134213E-2,8.1437843206378702E-2,7.7042500000000028E-2,6.2361E-2,2.7503014206395619E-5,2.4094657950533742E-3,0,0.65026973948457689,null,null,0.14840169514014434,7.1328293448198965E-2,0.22981886722375988,6.072465230333652E-2,5.7486660388041302E-2,5.8474126004457944E-3,1.3764674838836986E-5,1.761168393683009E-3,0,0.57538251417244857,null,{"$f":"J3338*VLOOKUP($B3338,$AR$36:$AZ$47,MATCH(AG$2,$AS$2:$BA$2,0)+1,FALSE)","v":0.13379947457021768},{"$f":"K3338*VLOOKUP($B3338,$AR$36:$AZ$47,MATCH(AH$2,$AS$2:$BA$2,0)+1,FALSE)","v":0.23111912760850387},{"$f":"L3338*VLOOKUP($B3338,$AR$36:$AZ$47,MATCH(AI$2,$AS$2:$BA$2,0)+1,FALSE)","v":3.8480815491263943E-3},{"$f":"M3338*VLOOKUP($B3338,$AR$36:$AZ$47,MATCH(AJ$2,$AS$2:$BA$2,0)+1,FALSE)","v":6.9863969763050149E-2},{"$f":"N3338*VLOOKUP($B3338,$AR$36:$AZ$47,MATCH(AK$2,$AS$2:$BA$2,0)+1,FALSE)","v":5.8921159895001227E-2},{"$f":"O3338*VLOOKUP($B3338,$AR$36:$AZ$47,MATCH(AL$2,$AS$2:$BA$2,0)+1,FALSE)","v":5.5675355771955606E-2},{"$f":"P3338*VLOOKUP($B3338,$AR$36:$AZ$47,MATCH(AM$2,$AS$2:$BA$2,0)+1,FALSE)","v":1.3764674838836986E-5},{"$f":"Q3338*VLOOKUP($B3338,$AR$36:$AZ$47,MATCH(AN$2,$AS$2:$BA$2,0)+1,FALSE)","v":1.752529063075608E-3},{"$f":"R3338*VLOOKUP($B3338,$AR$36:$BA$47,MATCH(AO$2,$AS$2:$BA$2,0)+1,FALSE)","v":0},0.55499346289576945]
[2006,5,20,8,null,2013,5,20,8,0.24218126195251841,0.37515202225355515,0,0.104829768924411,8.8053199999999984E-2,7.1415999999999993E-2,0,1.8670790135581973E-3,0,0.88349933214404275,null,null,0.22928619422459637,9.1816386897653091E-2,0.33187443533250183,6.940325085759351E-2,6.583389198813934E-2,0,0,1.3647176705883499E-3,0,0.78957887697107243,null,{"$f":"J3346*VLOOKUP($B3346,$AR$36:$AZ$47,MATCH(AG$2,$AS$2:$BA$2,0)+1,FALSE)","v":0.20672521486014364},{"$f":"K3346*VLOOKUP($B3346,$AR$36:$AZ$47,MATCH(AH$2,$AS$2:$BA$2,0)+1,FALSE)","v":0.3337521018016868},{"$f":"L3346*VLOOKUP($B3346,$AR$36:$AZ$47,MATCH(AI$2,$AS$2:$BA$2,0)+1,FALSE)","v":0},{"$f":"M3346*VLOOKUP($B3346,$AR$36:$AZ$47,MATCH(AJ$2,$AS$2:$BA$2,0)+1,FALSE)","v":8.9931455918382405E-2},{"$f":"N3346*VLOOKUP($B3346,$AR$36:$AZ$47,MATCH(AK$2,$AS$2:$BA$2,0)+1,FALSE)","v":6.7342008326138417E-2},{"$f":"O3346*VLOOKUP($B3346,$AR$36:$AZ$47,MATCH(AL$2,$AS$2:$BA$2,0)+1,FALSE)","v":6.37595806322859E-2},{"$f":"P3346*VLOOKUP($B3346,$AR$36:$AZ$47,MATCH(AM$2,$AS$2:$BA$2,0)+1,FALSE)","v":0},{"$f":"Q3346*VLOOKUP($B3346,$AR$36:$AZ$47,MATCH(AN$2,$AS$2:$BA$2,0)+1,FALSE)","v":1.3580231107811988E-3},{"$f":"R3346*VLOOKUP($B3346,$AR$36:$BA$47,MATCH(AO$2,$AS$2:$BA$2,0)+1,FALSE)","v":0},0.76286838464941831]
[2006,5,20,21,null,2013,5,20,21,0.31955893695651255,0.3107027446029399,1.0455561942134213E-2,7.8649110644004538E-2,8.3533099999999985E-2,6.8160999999999999E-2,2.7503014206395619E-5,2.4094657950533742E-3,0,0.87349742295485111,null,null,0.30254385452653948,6.8885749211688635E-2,0.27486003487851929,6.5840522482004574E-2,6.283331342841332E-2,5.8474126004457944E-3,1.3764674838836986E-5,1.761168393683009E-3,0,0.78258582019613288,null,{"$f":"J3359*VLOOKUP($B3359,$AR$36:$AZ$47,MATCH(AG$2,$AS$2:$BA$2,0)+1,FALSE)","v":0.27277457128688148},{"$f":"K3359*VLOOKUP($B3359,$AR$36:$AZ$47,MATCH(AH$2,$AS$2:$BA$2,0)+1,FALSE)","v":0.27641512745650992},{"$f":"L3359*VLOOKUP($B3359,$AR$36:$AZ$47,MATCH(AI$2,$AS$2:$BA$2,0)+1,FALSE)","v":3.8480815491263943E-3},{"$f":"M3359*VLOOKUP($B3359,$AR$36:$AZ$47,MATCH(AJ$2,$AS$2:$BA$2,0)+1,FALSE)","v":6.7471569378364113E-2},{"$f":"N3359*VLOOKUP($B3359,$AR$36:$AZ$47,MATCH(AK$2,$AS$2:$BA$2,0)+1,FALSE)","v":6.3885091236981204E-2},{"$f":"O3359*VLOOKUP($B3359,$AR$36:$AZ$47,MATCH(AL$2,$AS$2:$BA$2,0)+1,FALSE)","v":6.0853545080615544E-2},{"$f":"P3359*VLOOKUP($B3359,$AR$36:$AZ$47,MATCH(AM$2,$AS$2:$BA$2,0)+1,FALSE)","v":1.3764674838836986E-5},{"$f":"Q3359*VLOOKUP($B3359,$AR$36:$AZ$47,MATCH(AN$2,$AS$2:$BA$2,0)+1,FALSE)","v":1.752529063075608E-3},{"$f":"R3359*VLOOKUP($B3359,$AR$36:$BA$47,MATCH(AO$2,$AS$2:$BA$2,0)+1,FALSE)","v":0},0.74701427972639312]
[2006,5,21,1,null,2013,5,21,1,0.15920141086718401,0.25258034825018033,1.0455561942134213E-2,7.0224068736172929E-2,7.9070200000000007E-2,6.3870999999999997E-2,2.7503014206395619E-5,2.4094657950533742E-3,0,0.63783955860493136,null,null,0.1507246486314848,6.1506577098887433E-2,0.22344264585880397,6.2322878963627586E-2,5.887863385200022E-2,5.8474126004457944E-3,1.3764674838836986E-5,1.761168393683009E-3,0,0.56449773007377158,null,{"$f":"J3363*VLOOKUP($B3363,$AR$36:$AZ$47,MATCH(AG$2,$AS$2:$BA$2,0)+1,FALSE)","v":0.13589385736213183},{"$f":"K3363*VLOOKUP($B3363,$AR$36:$AZ$47,MATCH(AH$2,$AS$2:$BA$2,0)+1,FALSE)","v":0.22470683110252335},{"$f":"L3363*VLOOKUP($B3363,$AR$36:$AZ$47,MATCH(AI$2,$AS$2:$BA$2,0)+1,FALSE)","v":3.8480815491263943E-3},{"$f":"M3363*VLOOKUP($B3363,$AR$36:$AZ$47,MATCH(AJ$2,$AS$2:$BA$2,0)+1,FALSE)","v":6.0243886891617277E-2},{"$f":"N3363*VLOOKUP($B3363,$AR$36:$AZ$47,MATCH(AK$2,$AS$2:$BA$2,0)+1,FALSE)","v":6.0471920006875748E-2},{"$f":"O3363*VLOOKUP($B3363,$AR$36:$AZ$47,MATCH(AL$2,$AS$2:$BA$2,0)+1,FALSE)","v":5.7023470574727411E-2},{"$f":"P3363*VLOOKUP($B3363,$AR$36:$AZ$47,MATCH(AM$2,$AS$2:$BA$2,0)+1,FALSE)","v":1.3764674838836986E-5},{"$f":"Q3363*VLOOKUP($B3363,$AR$36:$AZ$47,MATCH(AN$2,$AS$2:$BA$2,0)+1,FALSE)","v":1.752529063075608E-3},{"$f":"R3363*VLOOKUP($B3363,$AR$36:$BA$47,MATCH(AO$2,$AS$2:$BA$2,0)+1,FALSE)","v":0},0.54395434122491659]
[2006,5,21,11,null,2013,5,21,11,0.22407500013914233,0.41330151111193258,0,8.9677523818460309E-2,0.12032779999999998,8.3243999999999999E-2,0,1.8670790135581973E-3,0,0.93249291408309343,null,null,0.21214400977418632,7.8545114688523252E-2,0.36562299410887023,9.4841987441028161E-2,7.6737376843573873E-2,0,0,1.3647176705883499E-3,0,0.82925620052677007,null,{"$f":"J3373*VLOOKUP($B3373,$AR$36:$AZ$47,MATCH(AG$2,$AS$2:$BA$2,0)+1,FALSE)","v":0.19126976288377218},{"$f":"K3373*VLOOKUP($B3373,$AR$36:$AZ$47,MATCH(AH$2,$AS$2:$BA$2,0)+1,FALSE)","v":0.36769160188130512},{"$f":"L3373*VLOOKUP($B3373,$AR$36:$AZ$47,MATCH(AI$2,$AS$2:$BA$2,0)+1,FALSE)","v":0},{"$f":"M3373*VLOOKUP($B3373,$AR$36:$AZ$47,MATCH(AJ$2,$AS$2:$BA$2,0)+1,FALSE)","v":7.6932634335622849E-2},{"$f":"N3373*VLOOKUP($B3373,$AR$36:$AZ$47,MATCH(AK$2,$AS$2:$BA$2,0)+1,FALSE)","v":9.2025226902212751E-2},{"$f":"O3373*VLOOKUP($B3373,$AR$36:$AZ$47,MATCH(AL$2,$AS$2:$BA$2,0)+1,FALSE)","v":7.4319515656911722E-2},{"$f":"P3373*VLOOKUP($B3373,$AR$36:$AZ$47,MATCH(AM$2,$AS$2:$BA$2,0)+1,FALSE)","v":0},{"$f":"Q3373*VLOOKUP($B3373,$AR$36:$AZ$47,MATCH(AN$2,$AS$2:$BA$2,0)+1,FALSE)","v":1.3580231107811988E-3},{"$f":"R3373*VLOOKUP($B3373,$AR$36:$BA$47,MATCH(AO$2,$AS$2:$BA$2,0)+1,FALSE)","v":0},0.80359676477060571]
[2006,5,21,18,null,2013,5,21,18,0.29400413246785123,0.35369833593746547,0,6.8940339234703205E-2,9.57924E-2,7.3324E-2,0,1.8670790135581973E-3,0,0.88762628665357823,null,null,0.27834972894424087,6.0382207506278048E-2,0.31289564910823164,7.5503263566241111E-2,6.7592756471075516E-2,0,0,1.3647176705883499E-3,0,0.79608832326665557,null,{"$f":"J3380*VLOOKUP($B3380,$AR$36:$AZ$47,MATCH(AG$2,$AS$2:$BA$2,0)+1,FALSE)","v":0.25096106513022759},{"$f":"K3380*VLOOKUP($B3380,$AR$36:$AZ$47,MATCH(AH$2,$AS$2:$BA$2,0)+1,FALSE)","v":0.31466593812761867},{"$f":"L3380*VLOOKUP($B3380,$AR$36:$AZ$47,MATCH(AI$2,$AS$2:$BA$2,0)+1,FALSE)","v":0},{"$f":"M3380*VLOOKUP($B3380,$AR$36:$AZ$47,MATCH(AJ$2,$AS$2:$BA$2,0)+1,FALSE)","v":5.9142599878805137E-2},{"$f":"N3380*VLOOKUP($B3380,$AR$36:$AZ$47,MATCH(AK$2,$AS$2:$BA$2,0)+1,FALSE)","v":7.3260853647349369E-2},{"$f":"O3380*VLOOKUP($B3380,$AR$36:$AZ$47,MATCH(AL$2,$AS$2:$BA$2,0)+1,FALSE)","v":6.5463026356583007E-2},{"$f":"P3380*VLOOKUP($B3380,$AR$36:$AZ$47,MATCH(AM$2,$AS$2:$BA$2,0)+1,FALSE)","v":0},{"$f":"Q3380*VLOOKUP($B3380,$AR$36:$AZ$47,MATCH(AN$2,$AS$2:$BA$2,0)+1,FALSE)","v":1.3580231107811988E-3},{"$f":"R3380*VLOOKUP($B3380,$AR$36:$BA$47,MATCH(AO$2,$AS$2:$BA$2,0)+1,FALSE)","v":0},0.76485150625136489]
[2006,5,22,1,null,2013,5,22,1,0.16377694825091627,0.25625444414234266,1.0455561942134213E-2,7.3356520794503249E-2,8.0492800000000017E-2,6.5093999999999999E-2,2.7503014206395619E-5,2.4094657950533742E-3,0,0.65186724393915618,null,null,0.15505655913847533,6.4250172101308858E-2,0.2266928975627511,6.3444167737573484E-2,6.0006040174133843E-2,5.8474126004457944E-3,1.3764674838836986E-5,1.761168393683009E-3,0,0.57707218238321012,null,{"$f":"J3387*VLOOKUP($B3387,$AR$36:$AZ$47,MATCH(AG$2,$AS$2:$BA$2,0)+1,FALSE)","v":0.13979952265236439},{"$f":"K3387*VLOOKUP($B3387,$AR$36:$AZ$47,MATCH(AH$2,$AS$2:$BA$2,0)+1,FALSE)","v":0.22797547195607401},{"$f":"L3387*VLOOKUP($B3387,$AR$36:$AZ$47,MATCH(AI$2,$AS$2:$BA$2,0)+1,FALSE)","v":3.8480815491263943E-3},{"$f":"M3387*VLOOKUP($B3387,$AR$36:$AZ$47,MATCH(AJ$2,$AS$2:$BA$2,0)+1,FALSE)","v":6.2931157664896459E-2},{"$f":"N3387*VLOOKUP($B3387,$AR$36:$AZ$47,MATCH(AK$2,$AS$2:$BA$2,0)+1,FALSE)","v":6.1559907053851497E-2},{"$f":"O3387*VLOOKUP($B3387,$AR$36:$AZ$47,MATCH(AL$2,$AS$2:$BA$2,0)+1,FALSE)","v":5.811535428584657E-2},{"$f":"P3387*VLOOKUP($B3387,$AR$36:$AZ$47,MATCH(AM$2,$AS$2:$BA$2,0)+1,FALSE)","v":1.3764674838836986E-5},{"$f":"Q3387*VLOOKUP($B3387,$AR$36:$AZ$47,MATCH(AN$2,$AS$2:$BA$2,0)+1,FALSE)","v":1.752529063075608E-3},{"$f":"R3387*VLOOKUP($B3387,$AR$36:$BA$47,MATCH(AO$2,$AS$2:$BA$2,0)+1,FALSE)","v":0},0.55599578890007384]
[2006,5,22,11,null,2013,5,22,11,0.23218279564833022,0.41318619288203096,0,9.8229280901452914E-2,0.12843090000000001,8.6060999999999999E-2,0,1.8670790135581973E-3,0,0.95995724844537222,null,null,0.21982010147866113,8.6035271778852881E-2,0.36552097900522706,0.10122882496679859,7.9334190915078692E-2,0,0,1.3647176705883499E-3,0,0.85330408581520667,null,{"$f":"J3397*VLOOKUP($B3397,$AR$36:$AZ$47,MATCH(AG$2,$AS$2:$BA$2,0)+1,FALSE)","v":0.19819055334941765},{"$f":"K3397*VLOOKUP($B3397,$AR$36:$AZ$47,MATCH(AH$2,$AS$2:$BA$2,0)+1,FALSE)","v":0.36758900960051583},{"$f":"L3397*VLOOKUP($B3397,$AR$36:$AZ$47,MATCH(AI$2,$AS$2:$BA$2,0)+1,FALSE)","v":0},{"$f":"M3397*VLOOKUP($B3397,$AR$36:$AZ$47,MATCH(AJ$2,$AS$2:$BA$2,0)+1,FALSE)","v":8.4269023350163313E-2},{"$f":"N3397*VLOOKUP($B3397,$AR$36:$AZ$47,MATCH(AK$2,$AS$2:$BA$2,0)+1,FALSE)","v":9.8222378484069325E-2},{"$f":"O3397*VLOOKUP($B3397,$AR$36:$AZ$47,MATCH(AL$2,$AS$2:$BA$2,0)+1,FALSE)","v":7.6834508636652254E-2},{"$f":"P3397*VLOOKUP($B3397,$AR$36:$AZ$47,MATCH(AM$2,$AS$2:$BA$2,0)+1,FALSE)","v":0},{"$f":"Q3397*VLOOKUP($B3397,$AR$36:$AZ$47,MATCH(AN$2,$AS$2:$BA$2,0)+1,FALSE)","v":1.3580231107811988E-3},{"$f":"R3397*VLOOKUP($B3397,$AR$36:$BA$47,MATCH(AO$2,$AS$2:$BA$2,0)+1,FALSE)","v":0},0.82646349653159945]
[2006,5,22,18,null,2013,5,22,18,0.30494925797949812,0.35086979992116657,0,7.6366582826137008E-2,0.10624209999999999,7.7918000000000001E-2,0,1.8670790135581973E-3,0,0.91821281974035995,null,null,0.28871207553391254,6.6886570358388894E-2,0.31039341338099785,8.3739683713227195E-2,7.1827674413742604E-2,0,0,1.3647176705883499E-3,0,0.82292413507085738,null,{"$f":"J3404*VLOOKUP($B3404,$AR$36:$AZ$47,MATCH(AG$2,$AS$2:$BA$2,0)+1,FALSE)","v":0.26030379216379163},{"$f":"K3404*VLOOKUP($B3404,$AR$36:$AZ$47,MATCH(AH$2,$AS$2:$BA$2,0)+1,FALSE)","v":0.31214954534692485},{"$f":"L3404*VLOOKUP($B3404,$AR$36:$AZ$47,MATCH(AI$2,$AS$2:$BA$2,0)+1,FALSE)","v":0},{"$f":"M3404*VLOOKUP($B3404,$AR$36:$AZ$47,MATCH(AJ$2,$AS$2:$BA$2,0)+1,FALSE)","v":6.5513432372614824E-2},{"$f":"N3404*VLOOKUP($B3404,$AR$36:$AZ$47,MATCH(AK$2,$AS$2:$BA$2,0)+1,FALSE)","v":8.1252656153171399E-2},{"$f":"O3404*VLOOKUP($B3404,$AR$36:$AZ$47,MATCH(AL$2,$AS$2:$BA$2,0)+1,FALSE)","v":6.9564509405545719E-2},{"$f":"P3404*VLOOKUP($B3404,$AR$36:$AZ$47,MATCH(AM$2,$AS$2:$BA$2,0)+1,FALSE)","v":0},{"$f":"Q3404*VLOOKUP($B3404,$AR$36:$AZ$47,MATCH(AN$2,$AS$2:$BA$2,0)+1,FALSE)","v":1.3580231107811988E-3},{"$f":"R3404*VLOOKUP($B3404,$AR$36:$BA$47,MATCH(AO$2,$AS$2:$BA$2,0)+1,FALSE)","v":0},0.79014195855282965]
[2006,5,22,20,null,2013,5,22,20,0.36497237670925331,0.3238520440948357,3.6594466797469746E-3,6.8882549652198796E-2,9.8628100000000024E-2,7.6175999999999994E-2,9.6260549722384675E-6,2.0569143870815083E-3,0,0.93823705757808851,null,null,0.3455392319707094,6.0331591820291901E-2,0.28649242944133313,7.7738353244491076E-2,7.0221834828168794E-2,2.0465944101560282E-3,4.8176361935929457E-6,1.5034754236714798E-3,0,0.84387832877501545,null,{"$f":"J3406*VLOOKUP($B3406,$AR$36:$AZ$47,MATCH(AG$2,$AS$2:$BA$2,0)+1,FALSE)","v":0.31153935025753587},{"$f":"K3406*VLOOKUP($B3406,$AR$36:$AZ$47,MATCH(AH$2,$AS$2:$BA$2,0)+1,FALSE)","v":0.28811333533575184},{"$f":"L3406*VLOOKUP($B3406,$AR$36:$AZ$47,MATCH(AI$2,$AS$2:$BA$2,0)+1,FALSE)","v":1.3468285421942381E-3},{"$f":"M3406*VLOOKUP($B3406,$AR$36:$AZ$47,MATCH(AJ$2,$AS$2:$BA$2,0)+1,FALSE)","v":5.9093023300082689E-2},{"$f":"N3406*VLOOKUP($B3406,$AR$36:$AZ$47,MATCH(AK$2,$AS$2:$BA$2,0)+1,FALSE)","v":7.5429562257717103E-2},{"$f":"O3406*VLOOKUP($B3406,$AR$36:$AZ$47,MATCH(AL$2,$AS$2:$BA$2,0)+1,FALSE)","v":6.8009267030427506E-2},{"$f":"P3406*VLOOKUP($B3406,$AR$36:$AZ$47,MATCH(AM$2,$AS$2:$BA$2,0)+1,FALSE)","v":4.8176361935929457E-6},{"$f":"Q3406*VLOOKUP($B3406,$AR$36:$AZ$47,MATCH(AN$2,$AS$2:$BA$2,0)+1,FALSE)","v":1.4961001940842413E-3},{"$f":"R3406*VLOOKUP($B3406,$AR$36:$BA$47,MATCH(AO$2,$AS$2:$BA$2,0)+1,FALSE)","v":0},0.80503228455398723]
[2006,5,23,8,null,2013,5,23,8,0.24891180833057525,0.37443940091483052,0,8.5153600652021294E-2,0.12941230000000001,8.7391999999999997E-2,0,1.8670790135581973E-3,5.1327999999999996E-4,0.92768946891098525,null,null,0.23565836914694588,7.4582783339261868E-2,0.3312440220856947,0.10200236131064119,8.0561155604170959E-2,0,0,1.3647176705883499E-3,5.1327999999999996E-4,0.82592668915730294,null,{"$f":"J3418*VLOOKUP($B3418,$AR$36:$AZ$47,MATCH(AG$2,$AS$2:$BA$2,0)+1,FALSE)","v":0.21247038950706884},{"$f":"K3418*VLOOKUP($B3418,$AR$36:$AZ$47,MATCH(AH$2,$AS$2:$BA$2,0)+1,FALSE)","v":0.33311812182695721},{"$f":"L3418*VLOOKUP($B3418,$AR$36:$AZ$47,MATCH(AI$2,$AS$2:$BA$2,0)+1,FALSE)","v":0},{"$f":"M3418*VLOOKUP($B3418,$AR$36:$AZ$47,MATCH(AJ$2,$AS$2:$BA$2,0)+1,FALSE)","v":7.3051647083670415E-2},{"$f":"N3418*VLOOKUP($B3418,$AR$36:$AZ$47,MATCH(AK$2,$AS$2:$BA$2,0)+1,FALSE)","v":9.8972941177659923E-2},{"$f":"O3418*VLOOKUP($B3418,$AR$36:$AZ$47,MATCH(AL$2,$AS$2:$BA$2,0)+1,FALSE)","v":7.8022813803863694E-2},{"$f":"P3418*VLOOKUP($B3418,$AR$36:$AZ$47,MATCH(AM$2,$AS$2:$BA$2,0)+1,FALSE)","v":0},{"$f":"Q3418*VLOOKUP($B3418,$AR$36:$AZ$47,MATCH(AN$2,$AS$2:$BA$2,0)+1,FALSE)","v":1.3580231107811988E-3},{"$f":"R3418*VLOOKUP($B3418,$AR$36:$BA$47,MATCH(AO$2,$AS$2:$BA$2,0)+1,FALSE)","v":5.1327999999999996E-4},0.79750721651000123]
[2006,5,23,13,null,2013,5,23,13,0.22413111024924773,0.41343574959119728,0,9.525031251648404E-2,0.12783370000000002,8.6792999999999995E-2,0,1.8670790135581973E-3,0,0.94931095137048738,null,null,0.21219713227218584,8.3426107258158355E-2,0.36574174681940674,0.1007581138352082,8.0008975402242888E-2,0,0,1.3647176705883499E-3,0,0.84349679325779026,null,{"$f":"J3423*VLOOKUP($B3423,$AR$36:$AZ$47,MATCH(AG$2,$AS$2:$BA$2,0)+1,FALSE)","v":0.19131765830918143},{"$f":"K3423*VLOOKUP($B3423,$AR$36:$AZ$47,MATCH(AH$2,$AS$2:$BA$2,0)+1,FALSE)","v":0.36781102646637898},{"$f":"L3423*VLOOKUP($B3423,$AR$36:$AZ$47,MATCH(AI$2,$AS$2:$BA$2,0)+1,FALSE)","v":0},{"$f":"M3423*VLOOKUP($B3423,$AR$36:$AZ$47,MATCH(AJ$2,$AS$2:$BA$2,0)+1,FALSE)","v":8.1713423287854123E-2},{"$f":"N3423*VLOOKUP($B3423,$AR$36:$AZ$47,MATCH(AK$2,$AS$2:$BA$2,0)+1,FALSE)","v":9.7765647242361253E-2},{"$f":"O3423*VLOOKUP($B3423,$AR$36:$AZ$47,MATCH(AL$2,$AS$2:$BA$2,0)+1,FALSE)","v":7.7488031839055546E-2},{"$f":"P3423*VLOOKUP($B3423,$AR$36:$AZ$47,MATCH(AM$2,$AS$2:$BA$2,0)+1,FALSE)","v":0},{"$f":"Q3423*VLOOKUP($B3423,$AR$36:$AZ$47,MATCH(AN$2,$AS$2:$BA$2,0)+1,FALSE)","v":1.3580231107811988E-3},{"$f":"R3423*VLOOKUP($B3423,$AR$36:$BA$47,MATCH(AO$2,$AS$2:$BA$2,0)+1,FALSE)","v":0},0.81745381025561248]
[2006,5,23,22,null,2013,5,23,22,0.28881351737666383,0.28725667378484926,1.0455561942134213E-2,7.1631105739323631E-2,8.109319999999999E-2,6.5882999999999997E-2,2.7503014206395619E-5,2.4094657950533742E-3,0,0.80757002765223085,null,null,0.27343549086344149,6.273894701810144E-2,0.25411870589199814,6.391740109893794E-2,6.0733369354970652E-2,5.8474126004457944E-3,1.3764674838836986E-5,1.761168393683009E-3,0,0.72256625989641721,null,{"$f":"J3432*VLOOKUP($B3432,$AR$36:$AZ$47,MATCH(AG$2,$AS$2:$BA$2,0)+1,FALSE)","v":0.24653037131299743},{"$f":"K3432*VLOOKUP($B3432,$AR$36:$AZ$47,MATCH(AH$2,$AS$2:$BA$2,0)+1,FALSE)","v":0.2555564489732573},{"$f":"L3432*VLOOKUP($B3432,$AR$36:$AZ$47,MATCH(AI$2,$AS$2:$BA$2,0)+1,FALSE)","v":3.8480815491263943E-3},{"$f":"M3432*VLOOKUP($B3432,$AR$36:$AZ$47,MATCH(AJ$2,$AS$2:$BA$2,0)+1,FALSE)","v":6.1450957054250382E-2},{"$f":"N3432*VLOOKUP($B3432,$AR$36:$AZ$47,MATCH(AK$2,$AS$2:$BA$2,0)+1,FALSE)","v":6.2019085616345671E-2},{"$f":"O3432*VLOOKUP($B3432,$AR$36:$AZ$47,MATCH(AL$2,$AS$2:$BA$2,0)+1,FALSE)","v":5.8819766590076344E-2},{"$f":"P3432*VLOOKUP($B3432,$AR$36:$AZ$47,MATCH(AM$2,$AS$2:$BA$2,0)+1,FALSE)","v":1.3764674838836986E-5},{"$f":"Q3432*VLOOKUP($B3432,$AR$36:$AZ$47,MATCH(AN$2,$AS$2:$BA$2,0)+1,FALSE)","v":1.752529063075608E-3},{"$f":"R3432*VLOOKUP($B3432,$AR$36:$BA$47,MATCH(AO$2,$AS$2:$BA$2,0)+1,FALSE)","v":0},0.68999100483396814]
[2006,5,24,6,null,2013,5,24,6,0.19750023142608755,0.30997130894647068,0,8.1751159387408623E-2,9.5180000000000015E-2,7.0673E-2,0,1.8670790135581973E-3,0,0.75694277877352512,null,null,0.18698422849511351,7.1602715112902643E-2,0.27421297773615178,7.5020571843223791E-2,6.5148967296933064E-2,0,0,1.3647176705883499E-3,0,0.67433417815491303,null,{"$f":"J3440*VLOOKUP($B3440,$AR$36:$AZ$47,MATCH(AG$2,$AS$2:$BA$2,0)+1,FALSE)","v":0.16858561825683588},{"$f":"K3440*VLOOKUP($B3440,$AR$36:$AZ$47,MATCH(AH$2,$AS$2:$BA$2,0)+1,FALSE)","v":0.27576440941902508},{"$f":"L3440*VLOOKUP($B3440,$AR$36:$AZ$47,MATCH(AI$2,$AS$2:$BA$2,0)+1,FALSE)","v":0},{"$f":"M3440*VLOOKUP($B3440,$AR$36:$AZ$47,MATCH(AJ$2,$AS$2:$BA$2,0)+1,FALSE)","v":7.0132757728643455E-2},{"$f":"N3440*VLOOKUP($B3440,$AR$36:$AZ$47,MATCH(AK$2,$AS$2:$BA$2,0)+1,FALSE)","v":7.2792497631907274E-2},{"$f":"O3440*VLOOKUP($B3440,$AR$36:$AZ$47,MATCH(AL$2,$AS$2:$BA$2,0)+1,FALSE)","v":6.3096236726021368E-2},{"$f":"P3440*VLOOKUP($B3440,$AR$36:$AZ$47,MATCH(AM$2,$AS$2:$BA$2,0)+1,FALSE)","v":0},{"$f":"Q3440*VLOOKUP($B3440,$AR$36:$AZ$47,MATCH(AN$2,$AS$2:$BA$2,0)+1,FALSE)","v":1.3580231107811988E-3},{"$f":"R3440*VLOOKUP($B3440,$AR$36:$BA$47,MATCH(AO$2,$AS$2:$BA$2,0)+1,FALSE)","v":0},0.65172954287321427]
[2006,5,24,12,null,2013,5,24,12,0.26063017372155711,0.4065569134770205,0,7.8527505943148668E-2,0.1113335,8.072E-2,0,1.8670790135581973E-3,0,0.93963517215528458,null,null,0.24675278405489295,6.8779240303227657E-2,0.35965645414945474,8.7752708923172454E-2,7.4410660934280948E-2,0,0,1.3647176705883499E-3,0,0.83871656603561706,null,{"$f":"J3446*VLOOKUP($B3446,$AR$36:$AZ$47,MATCH(AG$2,$AS$2:$BA$2,0)+1,FALSE)","v":0.22247315183364119},{"$f":"K3446*VLOOKUP($B3446,$AR$36:$AZ$47,MATCH(AH$2,$AS$2:$BA$2,0)+1,FALSE)","v":0.36169130466063015},{"$f":"L3446*VLOOKUP($B3446,$AR$36:$AZ$47,MATCH(AI$2,$AS$2:$BA$2,0)+1,FALSE)","v":0},{"$f":"M3446*VLOOKUP($B3446,$AR$36:$AZ$47,MATCH(AJ$2,$AS$2:$BA$2,0)+1,FALSE)","v":6.7367247028837868E-2},{"$f":"N3446*VLOOKUP($B3446,$AR$36:$AZ$47,MATCH(AK$2,$AS$2:$BA$2,0)+1,FALSE)","v":8.5146496481424111E-2},{"$f":"O3446*VLOOKUP($B3446,$AR$36:$AZ$47,MATCH(AL$2,$AS$2:$BA$2,0)+1,FALSE)","v":7.2066110516384549E-2},{"$f":"P3446*VLOOKUP($B3446,$AR$36:$AZ$47,MATCH(AM$2,$AS$2:$BA$2,0)+1,FALSE)","v":0},{"$f":"Q3446*VLOOKUP($B3446,$AR$36:$AZ$47,MATCH(AN$2,$AS$2:$BA$2,0)+1,FALSE)","v":1.3580231107811988E-3},{"$f":"R3446*VLOOKUP($B3446,$AR$36:$BA$47,MATCH(AO$2,$AS$2:$BA$2,0)+1,FALSE)","v":0},0.81010233363169915]
[2006,5,24,23,null,2013,5,24,23,0.22378748510797536,0.27053770092885104,1.0455561942134213E-2,7.5571836324882985E-2,7.6116300000000012E-2,6.3333E-2,2.7503014206395619E-5,2.4094657950533742E-3,0,0.72223885311310343,null,null,0.21187180363095645,6.6190482281563004E-2,0.23932843595664463,5.9994624423097026E-2,5.8382685690669164E-2,5.8474126004457944E-3,1.3764674838836986E-5,1.761168393683009E-3,0,0.64339037765189788,null,{"$f":"J3457*VLOOKUP($B3457,$AR$36:$AZ$47,MATCH(AG$2,$AS$2:$BA$2,0)+1,FALSE)","v":0.19102434089647918},{"$f":"K3457*VLOOKUP($B3457,$AR$36:$AZ$47,MATCH(AH$2,$AS$2:$BA$2,0)+1,FALSE)","v":0.24068249921514193},{"$f":"L3457*VLOOKUP($B3457,$AR$36:$AZ$47,MATCH(AI$2,$AS$2:$BA$2,0)+1,FALSE)","v":3.8480815491263943E-3},{"$f":"M3457*VLOOKUP($B3457,$AR$36:$AZ$47,MATCH(AJ$2,$AS$2:$BA$2,0)+1,FALSE)","v":6.4831634533345034E-2},{"$f":"N3457*VLOOKUP($B3457,$AR$36:$AZ$47,MATCH(AK$2,$AS$2:$BA$2,0)+1,FALSE)","v":5.8212813484971038E-2},{"$f":"O3457*VLOOKUP($B3457,$AR$36:$AZ$47,MATCH(AL$2,$AS$2:$BA$2,0)+1,FALSE)","v":5.6543148876786201E-2},{"$f":"P3457*VLOOKUP($B3457,$AR$36:$AZ$47,MATCH(AM$2,$AS$2:$BA$2,0)+1,FALSE)","v":1.3764674838836986E-5},{"$f":"Q3457*VLOOKUP($B3457,$AR$36:$AZ$47,MATCH(AN$2,$AS$2:$BA$2,0)+1,FALSE)","v":1.752529063075608E-3},{"$f":"R3457*VLOOKUP($B3457,$AR$36:$BA$47,MATCH(AO$2,$AS$2:$BA$2,0)+1,FALSE)","v":0},0.61690881229376437]
[2006,5,25,5,null,2013,5,25,5,0.15908051470514131,0.25847722007905477,5.7505590681738161E-3,8.3903400371319561E-2,7.2664199999999998E-2,6.1969999999999997E-2,1.5126657813517588E-5,2.1653917433805459E-3,0,0.64402641262488358,null,null,0.15061018964870618,7.3487780709281497E-2,0.22865925377332333,5.7273690234612117E-2,5.7126222226181737E-2,3.216076930245186E-3,7.5705711613603412E-6,1.5827655682904133E-3,0,0.57196354966180185,null,{"$f":"J3463*VLOOKUP($B3463,$AR$36:$AZ$47,MATCH(AG$2,$AS$2:$BA$2,0)+1,FALSE)","v":0.13579066075281304},{"$f":"K3463*VLOOKUP($B3463,$AR$36:$AZ$47,MATCH(AH$2,$AS$2:$BA$2,0)+1,FALSE)","v":0.22995295334150148},{"$f":"L3463*VLOOKUP($B3463,$AR$36:$AZ$47,MATCH(AI$2,$AS$2:$BA$2,0)+1,FALSE)","v":2.1164448520195164E-3},{"$f":"M3463*VLOOKUP($B3463,$AR$36:$AZ$47,MATCH(AJ$2,$AS$2:$BA$2,0)+1,FALSE)","v":7.1979124148757262E-2},{"$f":"N3463*VLOOKUP($B3463,$AR$36:$AZ$47,MATCH(AK$2,$AS$2:$BA$2,0)+1,FALSE)","v":5.5572689708178559E-2},{"$f":"O3463*VLOOKUP($B3463,$AR$36:$AZ$47,MATCH(AL$2,$AS$2:$BA$2,0)+1,FALSE)","v":5.5326274389251112E-2},{"$f":"P3463*VLOOKUP($B3463,$AR$36:$AZ$47,MATCH(AM$2,$AS$2:$BA$2,0)+1,FALSE)","v":7.5705711613603412E-6},{"$f":"Q3463*VLOOKUP($B3463,$AR$36:$AZ$47,MATCH(AN$2,$AS$2:$BA$2,0)+1,FALSE)","v":1.5750013845431247E-3},{"$f":"R3463*VLOOKUP($B3463,$AR$36:$BA$47,MATCH(AO$2,$AS$2:$BA$2,0)+1,FALSE)","v":0},0.55232071914822556]
[2006,5,25,8,null,2013,5,25,8,0.23443108178800431,0.30713735607027542,0,8.8681979185439047E-2,7.6179199999999989E-2,6.4520999999999995E-2,0,1.8670790135581973E-3,0,0.77281769605727701,null,null,0.22194867644906843,7.7673155204712185E-2,0.27170595003869596,6.0044202002094052E-2,5.9477827727214327E-2,0,0,1.3647176705883499E-3,0,0.69221452909237335,null,{"$f":"J3466*VLOOKUP($B3466,$AR$36:$AZ$47,MATCH(AG$2,$AS$2:$BA$2,0)+1,FALSE)","v":0.20010968380378918},{"$f":"K3466*VLOOKUP($B3466,$AR$36:$AZ$47,MATCH(AH$2,$AS$2:$BA$2,0)+1,FALSE)","v":0.27324319755628368},{"$f":"L3466*VLOOKUP($B3466,$AR$36:$AZ$47,MATCH(AI$2,$AS$2:$BA$2,0)+1,FALSE)","v":0},{"$f":"M3466*VLOOKUP($B3466,$AR$36:$AZ$47,MATCH(AJ$2,$AS$2:$BA$2,0)+1,FALSE)","v":7.6078575615490682E-2},{"$f":"N3466*VLOOKUP($B3466,$AR$36:$AZ$47,MATCH(AK$2,$AS$2:$BA$2,0)+1,FALSE)","v":5.8260918634173021E-2},{"$f":"O3466*VLOOKUP($B3466,$AR$36:$AZ$47,MATCH(AL$2,$AS$2:$BA$2,0)+1,FALSE)","v":5.7603784893801371E-2},{"$f":"P3466*VLOOKUP($B3466,$AR$36:$AZ$47,MATCH(AM$2,$AS$2:$BA$2,0)+1,FALSE)","v":0},{"$f":"Q3466*VLOOKUP($B3466,$AR$36:$AZ$47,MATCH(AN$2,$AS$2:$BA$2,0)+1,FALSE)","v":1.3580231107811988E-3},{"$f":"R3466*VLOOKUP($B3466,$AR$36:$BA$47,MATCH(AO$2,$AS$2:$BA$2,0)+1,FALSE)","v":0},0.66665418361431905]
[2006,5,25,19,null,2013,5,25,19,0.32787863130487283,0.29998389971074885,0,8.8442515449238354E-2,7.700750000000002E-2,6.5477999999999995E-2,0,1.8670790135581973E-3,0,0.86065762547841818,null,null,0.31042056240586918,7.746341807301238E-2,0.26537771735123089,6.0697065415182355E-2,6.0360025478875708E-2,0,0,1.3647176705883499E-3,0,0.77568350639475891,null,{"$f":"J3477*VLOOKUP($B3477,$AR$36:$AZ$47,MATCH(AG$2,$AS$2:$BA$2,0)+1,FALSE)","v":0.27987623798012345},{"$f":"K3477*VLOOKUP($B3477,$AR$36:$AZ$47,MATCH(AH$2,$AS$2:$BA$2,0)+1,FALSE)","v":0.26687916123629551},{"$f":"L3477*VLOOKUP($B3477,$AR$36:$AZ$47,MATCH(AI$2,$AS$2:$BA$2,0)+1,FALSE)","v":0},{"$f":"M3477*VLOOKUP($B3477,$AR$36:$AZ$47,MATCH(AJ$2,$AS$2:$BA$2,0)+1,FALSE)","v":7.5873144251316707E-2},{"$f":"N3477*VLOOKUP($B3477,$AR$36:$AZ$47,MATCH(AK$2,$AS$2:$BA$2,0)+1,FALSE)","v":5.8894392323903123E-2},{"$f":"O3477*VLOOKUP($B3477,$AR$36:$AZ$47,MATCH(AL$2,$AS$2:$BA$2,0)+1,FALSE)","v":5.8458186129730264E-2},{"$f":"P3477*VLOOKUP($B3477,$AR$36:$AZ$47,MATCH(AM$2,$AS$2:$BA$2,0)+1,FALSE)","v":0},{"$f":"Q3477*VLOOKUP($B3477,$AR$36:$AZ$47,MATCH(AN$2,$AS$2:$BA$2,0)+1,FALSE)","v":1.3580231107811988E-3},{"$f":"R3477*VLOOKUP($B3477,$AR$36:$BA$47,MATCH(AO$2,$AS$2:$BA$2,0)+1,FALSE)","v":0},0.74133914503215026]
[2006,5,26,1,null,2013,5,26,1,0.1906949336638811,0.26282425811391485,1.0455561942134213E-2,9.6053530421332883E-2,7.2706100000000023E-2,6.2191999999999997E-2,2.7503014206395619E-5,2.4094657950533742E-3,0,0.69736335295052287,null,null,0.18054128236508879,8.4129615113526249E-2,0.2325048169253541,5.7306715680716686E-2,5.733086998048563E-2,5.8474126004457944E-3,1.3764674838836986E-5,1.761168393683009E-3,0,0.61943564573413901,null,{"$f":"J3483*VLOOKUP($B3483,$AR$36:$AZ$47,MATCH(AG$2,$AS$2:$BA$2,0)+1,FALSE)","v":0.16277663604765405},{"$f":"K3483*VLOOKUP($B3483,$AR$36:$AZ$47,MATCH(AH$2,$AS$2:$BA$2,0)+1,FALSE)","v":0.23382027377344586},{"$f":"L3483*VLOOKUP($B3483,$AR$36:$AZ$47,MATCH(AI$2,$AS$2:$BA$2,0)+1,FALSE)","v":3.8480815491263943E-3},{"$f":"M3483*VLOOKUP($B3483,$AR$36:$AZ$47,MATCH(AJ$2,$AS$2:$BA$2,0)+1,FALSE)","v":8.2402488582416153E-2},{"$f":"N3483*VLOOKUP($B3483,$AR$36:$AZ$47,MATCH(AK$2,$AS$2:$BA$2,0)+1,FALSE)","v":5.5604734314721724E-2},{"$f":"O3483*VLOOKUP($B3483,$AR$36:$AZ$47,MATCH(AL$2,$AS$2:$BA$2,0)+1,FALSE)","v":5.5524474048996374E-2},{"$f":"P3483*VLOOKUP($B3483,$AR$36:$AZ$47,MATCH(AM$2,$AS$2:$BA$2,0)+1,FALSE)","v":1.3764674838836986E-5},{"$f":"Q3483*VLOOKUP($B3483,$AR$36:$AZ$47,MATCH(AN$2,$AS$2:$BA$2,0)+1,FALSE)","v":1.752529063075608E-3},{"$f":"R3483*VLOOKUP($B3483,$AR$36:$BA$47,MATCH(AO$2,$AS$2:$BA$2,0)+1,FALSE)","v":0},0.59574298205427512]
[2006,5,26,9,null,2013,5,26,9,0.24073647089618835,0.31210324668085143,0,8.7645204712387334E-2,7.7817199999999989E-2,6.4272999999999997E-2,0,1.8670790135581973E-3,0,0.78444220130298536,null,null,0.22791833182234081,7.6765084080259297E-2,0.27609897485143176,6.1335268367708681E-2,5.9249212217901873E-2,0,0,1.3647176705883499E-3,0,0.70273158901023081,null,{"$f":"J3491*VLOOKUP($B3491,$AR$36:$AZ$47,MATCH(AG$2,$AS$2:$BA$2,0)+1,FALSE)","v":0.20549194545218094},{"$f":"K3491*VLOOKUP($B3491,$AR$36:$AZ$47,MATCH(AH$2,$AS$2:$BA$2,0)+1,FALSE)","v":0.27766107705654886},{"$f":"L3491*VLOOKUP($B3491,$AR$36:$AZ$47,MATCH(AI$2,$AS$2:$BA$2,0)+1,FALSE)","v":0},{"$f":"M3491*VLOOKUP($B3491,$AR$36:$AZ$47,MATCH(AJ$2,$AS$2:$BA$2,0)+1,FALSE)","v":7.518914660331967E-2},{"$f":"N3491*VLOOKUP($B3491,$AR$36:$AZ$47,MATCH(AK$2,$AS$2:$BA$2,0)+1,FALSE)","v":5.9513640961563904E-2},{"$f":"O3491*VLOOKUP($B3491,$AR$36:$AZ$47,MATCH(AL$2,$AS$2:$BA$2,0)+1,FALSE)","v":5.7382372661293153E-2},{"$f":"P3491*VLOOKUP($B3491,$AR$36:$AZ$47,MATCH(AM$2,$AS$2:$BA$2,0)+1,FALSE)","v":0},{"$f":"Q3491*VLOOKUP($B3491,$AR$36:$AZ$47,MATCH(AN$2,$AS$2:$BA$2,0)+1,FALSE)","v":1.3580231107811988E-3},{"$f":"R3491*VLOOKUP($B3491,$AR$36:$BA$47,MATCH(AO$2,$AS$2:$BA$2,0)+1,FALSE)","v":0},0.67659620584568769]
[2006,5,26,18,null,2013,5,26,18,0.33721173885288858,0.30404742398775325,0,8.4030288132500949E-2,7.8875100000000004E-2,6.8824999999999997E-2,0,1.8670790135581973E-3,0,0.874856629986701,null,null,0.31925672376996739,7.3598916848307119E-2,0.26897247293002202,6.2169101767088251E-2,6.3445413017862801E-2,0,0,1.3647176705883499E-3,0,0.78880734600383584,null,{"$f":"J3500*VLOOKUP($B3500,$AR$36:$AZ$47,MATCH(AG$2,$AS$2:$BA$2,0)+1,FALSE)","v":0.28784295120814624},{"$f":"K3500*VLOOKUP($B3500,$AR$36:$AZ$47,MATCH(AH$2,$AS$2:$BA$2,0)+1,FALSE)","v":0.2704942550855185},{"$f":"L3500*VLOOKUP($B3500,$AR$36:$AZ$47,MATCH(AI$2,$AS$2:$BA$2,0)+1,FALSE)","v":0},{"$f":"M3500*VLOOKUP($B3500,$AR$36:$AZ$47,MATCH(AJ$2,$AS$2:$BA$2,0)+1,FALSE)","v":7.2087978734800412E-2},{"$f":"N3500*VLOOKUP($B3500,$AR$36:$AZ$47,MATCH(AK$2,$AS$2:$BA$2,0)+1,FALSE)","v":6.0322709917697503E-2},{"$f":"O3500*VLOOKUP($B3500,$AR$36:$AZ$47,MATCH(AL$2,$AS$2:$BA$2,0)+1,FALSE)","v":6.1446358477331098E-2},{"$f":"P3500*VLOOKUP($B3500,$AR$36:$AZ$47,MATCH(AM$2,$AS$2:$BA$2,0)+1,FALSE)","v":0},{"$f":"Q3500*VLOOKUP($B3500,$AR$36:$AZ$47,MATCH(AN$2,$AS$2:$BA$2,0)+1,FALSE)","v":1.3580231107811988E-3},{"$f":"R3500*VLOOKUP($B3500,$AR$36:$BA$47,MATCH(AO$2,$AS$2:$BA$2,0)+1,FALSE)","v":0},0.75355227653427492]
[2006,5,27,3,null,2013,5,27,3,0.15807885052587281,0.24304961899225314,1.0455561942134213E-2,8.1236104009741003E-2,7.4650500000000009E-2,6.3184000000000004E-2,2.7503014206395619E-5,2.4094657950533742E-3,0,0.63309160427926103,null,null,0.14966185960160036,7.1151597798471217E-2,0.21501138278901899,5.8839285547200852E-2,5.8245332017735477E-2,5.8474126004457944E-3,1.3764674838836986E-5,1.761168393683009E-3,0,0.56053180342299447,null,{"$f":"J3509*VLOOKUP($B3509,$AR$36:$AZ$47,MATCH(AG$2,$AS$2:$BA$2,0)+1,FALSE)","v":0.13493564314737341},{"$f":"K3509*VLOOKUP($B3509,$AR$36:$AZ$47,MATCH(AH$2,$AS$2:$BA$2,0)+1,FALSE)","v":0.21622786595546584},{"$f":"L3509*VLOOKUP($B3509,$AR$36:$AZ$47,MATCH(AI$2,$AS$2:$BA$2,0)+1,FALSE)","v":3.8480815491263943E-3},{"$f":"M3509*VLOOKUP($B3509,$AR$36:$AZ$47,MATCH(AJ$2,$AS$2:$BA$2,0)+1,FALSE)","v":6.9690901560615068E-2},{"$f":"N3509*VLOOKUP($B3509,$AR$36:$AZ$47,MATCH(AK$2,$AS$2:$BA$2,0)+1,FALSE)","v":5.7091787607382781E-2},{"$f":"O3509*VLOOKUP($B3509,$AR$36:$AZ$47,MATCH(AL$2,$AS$2:$BA$2,0)+1,FALSE)","v":5.6410122979029254E-2},{"$f":"P3509*VLOOKUP($B3509,$AR$36:$AZ$47,MATCH(AM$2,$AS$2:$BA$2,0)+1,FALSE)","v":1.3764674838836986E-5},{"$f":"Q3509*VLOOKUP($B3509,$AR$36:$AZ$47,MATCH(AN$2,$AS$2:$BA$2,0)+1,FALSE)","v":1.752529063075608E-3},{"$f":"R3509*VLOOKUP($B3509,$AR$36:$BA$47,MATCH(AO$2,$AS$2:$BA$2,0)+1,FALSE)","v":0},0.53997069653690721]
[2006,5,27,8,null,2013,5,27,8,0.20920735361488876,0.29087496631764725,0,8.1957708979278718E-2,0.10862829999999997,7.9186999999999994E-2,0,1.8670790135581973E-3,5.6000000000000028E-4,0.77228240792537295,null,null,0.19806799885104975,7.1783624003910224E-2,0.2573195917195002,8.5620478927897287E-2,7.2997485225506753E-2,0,0,1.3647176705883499E-3,5.6000000000000028E-4,0.6877138963984526,null,{"$f":"J3514*VLOOKUP($B3514,$AR$36:$AZ$47,MATCH(AG$2,$AS$2:$BA$2,0)+1,FALSE)","v":0.17857878341900429},{"$f":"K3514*VLOOKUP($B3514,$AR$36:$AZ$47,MATCH(AH$2,$AS$2:$BA$2,0)+1,FALSE)","v":0.25877544464999785},{"$f":"L3514*VLOOKUP($B3514,$AR$36:$AZ$47,MATCH(AI$2,$AS$2:$BA$2,0)+1,FALSE)","v":0},{"$f":"M3514*VLOOKUP($B3514,$AR$36:$AZ$47,MATCH(AJ$2,$AS$2:$BA$2,0)+1,FALSE)","v":7.0309952677242632E-2},{"$f":"N3514*VLOOKUP($B3514,$AR$36:$AZ$47,MATCH(AK$2,$AS$2:$BA$2,0)+1,FALSE)","v":8.3077592671864986E-2},{"$f":"O3514*VLOOKUP($B3514,$AR$36:$AZ$47,MATCH(AL$2,$AS$2:$BA$2,0)+1,FALSE)","v":7.0697461514630106E-2},{"$f":"P3514*VLOOKUP($B3514,$AR$36:$AZ$47,MATCH(AM$2,$AS$2:$BA$2,0)+1,FALSE)","v":0},{"$f":"Q3514*VLOOKUP($B3514,$AR$36:$AZ$47,MATCH(AN$2,$AS$2:$BA$2,0)+1,FALSE)","v":1.3580231107811988E-3},{"$f":"R3514*VLOOKUP($B3514,$AR$36:$BA$47,MATCH(AO$2,$AS$2:$BA$2,0)+1,FALSE)","v":5.6000000000000028E-4},0.66335725804352097]
[2006,5,27,12,null,2013,5,27,12,0.26304140322026226,0.33168399877972576,0,8.6438626761548537E-2,0.12297380000000002,8.5917999999999994E-2,0,1.8670790135581973E-3,5.8144000000000023E-4,0.8925043477750948,null,null,0.24903562638011204,7.5708288581298744E-2,0.29342088879758016,9.69275561854826E-2,7.9202368262531589E-2,0,0,1.3647176705883499E-3,5.8144000000000023E-4,0.79624088587759334,null,{"$f":"J3518*VLOOKUP($B3518,$AR$36:$AZ$47,MATCH(AG$2,$AS$2:$BA$2,0)+1,FALSE)","v":0.22453137026135203},{"$f":"K3518*VLOOKUP($B3518,$AR$36:$AZ$47,MATCH(AH$2,$AS$2:$BA$2,0)+1,FALSE)","v":0.29508099426397943},{"$f":"L3518*VLOOKUP($B3518,$AR$36:$AZ$47,MATCH(AI$2,$AS$2:$BA$2,0)+1,FALSE)","v":0},{"$f":"M3518*VLOOKUP($B3518,$AR$36:$AZ$47,MATCH(AJ$2,$AS$2:$BA$2,0)+1,FALSE)","v":7.4154046431762544E-2},{"$f":"N3518*VLOOKUP($B3518,$AR$36:$AZ$47,MATCH(AK$2,$AS$2:$BA$2,0)+1,FALSE)","v":9.404885527722881E-2},{"$f":"O3518*VLOOKUP($B3518,$AR$36:$AZ$47,MATCH(AL$2,$AS$2:$BA$2,0)+1,FALSE)","v":7.6706839486455985E-2},{"$f":"P3518*VLOOKUP($B3518,$AR$36:$AZ$47,MATCH(AM$2,$AS$2:$BA$2,0)+1,FALSE)","v":0},{"$f":"Q3518*VLOOKUP($B3518,$AR$36:$AZ$47,MATCH(AN$2,$AS$2:$BA$2,0)+1,FALSE)","v":1.3580231107811988E-3},{"$f":"R3518*VLOOKUP($B3518,$AR$36:$BA$47,MATCH(AO$2,$AS$2:$BA$2,0)+1,FALSE)","v":5.8144000000000023E-4},0.76646156883155991]
[2006,5,27,22,null,2013,5,27,22,0.28719577876902636,0.27273387488353512,1.0455561942134213E-2,8.0497170806307167E-2,8.2119799999999979E-2,6.8995000000000001E-2,2.7503014206395619E-5,2.4094657950533742E-3,8.7359999999999895E-5,0.80452151521026272,null,null,0.27190388959253842,7.050439445543108E-2,0.24127125899335511,6.4726563938339629E-2,6.3602125262149575E-2,5.8474126004457944E-3,1.3764674838836986E-5,1.761168393683009E-3,8.7359999999999895E-5,0.71971793791078142,null,{"$f":"J3528*VLOOKUP($B3528,$AR$36:$AZ$47,MATCH(AG$2,$AS$2:$BA$2,0)+1,FALSE)","v":0.24514947438251164},{"$f":"K3528*VLOOKUP($B3528,$AR$36:$AZ$47,MATCH(AH$2,$AS$2:$BA$2,0)+1,FALSE)","v":0.24263631428161792},{"$f":"L3528*VLOOKUP($B3528,$AR$36:$AZ$47,MATCH(AI$2,$AS$2:$BA$2,0)+1,FALSE)","v":3.8480815491263943E-3},{"$f":"M3528*VLOOKUP($B3528,$AR$36:$AZ$47,MATCH(AJ$2,$AS$2:$BA$2,0)+1,FALSE)","v":6.9056984883195352E-2},{"$f":"N3528*VLOOKUP($B3528,$AR$36:$AZ$47,MATCH(AK$2,$AS$2:$BA$2,0)+1,FALSE)","v":6.2804216716040098E-2},{"$f":"O3528*VLOOKUP($B3528,$AR$36:$AZ$47,MATCH(AL$2,$AS$2:$BA$2,0)+1,FALSE)","v":6.1598132991550439E-2},{"$f":"P3528*VLOOKUP($B3528,$AR$36:$AZ$47,MATCH(AM$2,$AS$2:$BA$2,0)+1,FALSE)","v":1.3764674838836986E-5},{"$f":"Q3528*VLOOKUP($B3528,$AR$36:$AZ$47,MATCH(AN$2,$AS$2:$BA$2,0)+1,FALSE)","v":1.752529063075608E-3},{"$f":"R3528*VLOOKUP($B3528,$AR$36:$BA$47,MATCH(AO$2,$AS$2:$BA$2,0)+1,FALSE)","v":8.7359999999999895E-5},0.68694685854195636]
[2006,5,28,5,null,2013,5,28,5,0.16163189440608822,0.26381435859543828,5.5762997024715816E-3,6.8154149925182567E-2,8.2867199999999988E-2,6.4723000000000003E-2,1.4668274243411001E-5,2.156351963688958E-3,0,0.64893792286711305,null,null,0.15302571980548066,5.9693614346545E-2,0.23338069928433533,6.5315662229951596E-2,5.9664038746896256E-2,3.118620053571091E-3,7.3411599140463947E-6,1.5761580562388346E-3,0,0.57578185368293278,null,{"$f":"J3535*VLOOKUP($B3535,$AR$36:$AZ$47,MATCH(AG$2,$AS$2:$BA$2,0)+1,FALSE)","v":0.13796851098208252},{"$f":"K3535*VLOOKUP($B3535,$AR$36:$AZ$47,MATCH(AH$2,$AS$2:$BA$2,0)+1,FALSE)","v":0.23470111166609081},{"$f":"L3535*VLOOKUP($B3535,$AR$36:$AZ$47,MATCH(AI$2,$AS$2:$BA$2,0)+1,FALSE)","v":2.0523101595340773E-3},{"$f":"M3535*VLOOKUP($B3535,$AR$36:$AZ$47,MATCH(AJ$2,$AS$2:$BA$2,0)+1,FALSE)","v":5.8468143090832626E-2},{"$f":"N3535*VLOOKUP($B3535,$AR$36:$AZ$47,MATCH(AK$2,$AS$2:$BA$2,0)+1,FALSE)","v":6.3375819077146289E-2},{"$f":"O3535*VLOOKUP($B3535,$AR$36:$AZ$47,MATCH(AL$2,$AS$2:$BA$2,0)+1,FALSE)","v":5.7784128728344361E-2},{"$f":"P3535*VLOOKUP($B3535,$AR$36:$AZ$47,MATCH(AM$2,$AS$2:$BA$2,0)+1,FALSE)","v":7.3411599140463947E-6},{"$f":"Q3535*VLOOKUP($B3535,$AR$36:$AZ$47,MATCH(AN$2,$AS$2:$BA$2,0)+1,FALSE)","v":1.5684262853382167E-3},{"$f":"R3535*VLOOKUP($B3535,$AR$36:$BA$47,MATCH(AO$2,$AS$2:$BA$2,0)+1,FALSE)","v":0},0.55592579114928298]
[2006,5,28,12,null,2013,5,28,12,0.25836568353202588,0.43643854544065597,0,9.0436097086841027E-2,0.12939719999999999,8.6560999999999999E-2,0,1.8670790135581973E-3,4.4000000000000002E-4,1.0035056050730811,null,null,0.24460886782772279,7.9209520013599211E-2,0.38609093709632408,0.10199045953889467,7.979510928062801E-2,0,0,1.3647176705883499E-3,4.4000000000000002E-4,0.89349961142775702,null,{"$f":"J3542*VLOOKUP($B3542,$AR$36:$AZ$47,MATCH(AG$2,$AS$2:$BA$2,0)+1,FALSE)","v":0.22054018964983974},{"$f":"K3542*VLOOKUP($B3542,$AR$36:$AZ$47,MATCH(AH$2,$AS$2:$BA$2,0)+1,FALSE)","v":0.38827534761265586},{"$f":"L3542*VLOOKUP($B3542,$AR$36:$AZ$47,MATCH(AI$2,$AS$2:$BA$2,0)+1,FALSE)","v":0},{"$f":"M3542*VLOOKUP($B3542,$AR$36:$AZ$47,MATCH(AJ$2,$AS$2:$BA$2,0)+1,FALSE)","v":7.7583399849524101E-2},{"$f":"N3542*VLOOKUP($B3542,$AR$36:$AZ$47,MATCH(AK$2,$AS$2:$BA$2,0)+1,FALSE)","v":9.896139288270045E-2},{"$f":"O3542*VLOOKUP($B3542,$AR$36:$AZ$47,MATCH(AL$2,$AS$2:$BA$2,0)+1,FALSE)","v":7.7280904266709152E-2},{"$f":"P3542*VLOOKUP($B3542,$AR$36:$AZ$47,MATCH(AM$2,$AS$2:$BA$2,0)+1,FALSE)","v":0},{"$f":"Q3542*VLOOKUP($B3542,$AR$36:$AZ$47,MATCH(AN$2,$AS$2:$BA$2,0)+1,FALSE)","v":1.3580231107811988E-3},{"$f":"R3542*VLOOKUP($B3542,$AR$36:$BA$47,MATCH(AO$2,$AS$2:$BA$2,0)+1,FALSE)","v":4.4000000000000002E-4},0.8644392573722105]
[2006,5,28,22,null,2013,5,28,22,0.31362407515597018,0.2819368930886525,1.0455561942134213E-2,5.9385336384865123E-2,8.5460800000000003E-2,6.9569000000000006E-2,2.7503014206395619E-5,2.4094657950533742E-3,1.6735999999999989E-4,0.82303599538088179,null,null,0.29692499754097268,5.201334580343956E-2,0.24941261580073965,6.7359929461855206E-2,6.4131259545800193E-2,5.8474126004457944E-3,1.3764674838836986E-5,1.761168393683009E-3,1.6735999999999989E-4,0.73763185382177487,null,{"$f":"J3552*VLOOKUP($B3552,$AR$36:$AZ$47,MATCH(AG$2,$AS$2:$BA$2,0)+1,FALSE)","v":0.26770859066149799},{"$f":"K3552*VLOOKUP($B3552,$AR$36:$AZ$47,MATCH(AH$2,$AS$2:$BA$2,0)+1,FALSE)","v":0.25082373294572724},{"$f":"L3552*VLOOKUP($B3552,$AR$36:$AZ$47,MATCH(AI$2,$AS$2:$BA$2,0)+1,FALSE)","v":3.8480815491263943E-3},{"$f":"M3552*VLOOKUP($B3552,$AR$36:$AZ$47,MATCH(AJ$2,$AS$2:$BA$2,0)+1,FALSE)","v":5.0945545488559944E-2},{"$f":"N3552*VLOOKUP($B3552,$AR$36:$AZ$47,MATCH(AK$2,$AS$2:$BA$2,0)+1,FALSE)","v":6.5359372574289767E-2},{"$f":"O3552*VLOOKUP($B3552,$AR$36:$AZ$47,MATCH(AL$2,$AS$2:$BA$2,0)+1,FALSE)","v":6.2110595174855759E-2},{"$f":"P3552*VLOOKUP($B3552,$AR$36:$AZ$47,MATCH(AM$2,$AS$2:$BA$2,0)+1,FALSE)","v":1.3764674838836986E-5},{"$f":"Q3552*VLOOKUP($B3552,$AR$36:$AZ$47,MATCH(AN$2,$AS$2:$BA$2,0)+1,FALSE)","v":1.752529063075608E-3},{"$f":"R3552*VLOOKUP($B3552,$AR$36:$BA$47,MATCH(AO$2,$AS$2:$BA$2,0)+1,FALSE)","v":1.6735999999999989E-4},0.70272957213197151]
[2006,5,29,5,null,2013,5,29,5,0.16345042560137565,0.26836650328664413,5.4020403367693436E-3,7.0016635728685744E-2,8.8915500000000008E-2,6.6476999999999994E-2,1.4209890673304403E-5,2.1473121839973713E-3,0,0.66478962702814559,null,null,0.15474742235787675,6.1324894457914329E-2,0.23740770796169952,7.0082912962031563E-2,6.1280940373243234E-2,3.0211631768969939E-3,7.1117486667324423E-6,1.5695505441872565E-3,0,0.58944170358251646,null,{"$f":"J3559*VLOOKUP($B3559,$AR$36:$AZ$47,MATCH(AG$2,$AS$2:$BA$2,0)+1,FALSE)","v":0.139520803876441},{"$f":"K3559*VLOOKUP($B3559,$AR$36:$AZ$47,MATCH(AH$2,$AS$2:$BA$2,0)+1,FALSE)","v":0.23875090419891232},{"$f":"L3559*VLOOKUP($B3559,$AR$36:$AZ$47,MATCH(AI$2,$AS$2:$BA$2,0)+1,FALSE)","v":1.9881754670486372E-3},{"$f":"M3559*VLOOKUP($B3559,$AR$36:$AZ$47,MATCH(AJ$2,$AS$2:$BA$2,0)+1,FALSE)","v":6.0065934077638425E-2},{"$f":"N3559*VLOOKUP($B3559,$AR$36:$AZ$47,MATCH(AK$2,$AS$2:$BA$2,0)+1,FALSE)","v":6.8001484799220954E-2},{"$f":"O3559*VLOOKUP($B3559,$AR$36:$AZ$47,MATCH(AL$2,$AS$2:$BA$2,0)+1,FALSE)","v":5.935008459858393E-2},{"$f":"P3559*VLOOKUP($B3559,$AR$36:$AZ$47,MATCH(AM$2,$AS$2:$BA$2,0)+1,FALSE)","v":7.1117486667324423E-6},{"$f":"Q3559*VLOOKUP($B3559,$AR$36:$AZ$47,MATCH(AN$2,$AS$2:$BA$2,0)+1,FALSE)","v":1.5618511861333097E-3},{"$f":"R3559*VLOOKUP($B3559,$AR$36:$BA$47,MATCH(AO$2,$AS$2:$BA$2,0)+1,FALSE)","v":0},0.56924634995264534]
[2006,5,29,15,null,2013,5,29,15,0.25796971459591,0.44992275861916814,0,9.6270604789650882E-2,0.13667679999999996,9.0842000000000006E-2,0,1.8670790135581973E-3,4.1727999999999996E-4,1.0339662370182872,null,null,0.24423398246433339,8.4319742253856217E-2,0.39801960965855604,0.10772821699623791,8.374149232646122E-2,0,0,1.3647176705883499E-3,4.1727999999999996E-4,0.91982504137003307,null,{"$f":"J3569*VLOOKUP($B3569,$AR$36:$AZ$47,MATCH(AG$2,$AS$2:$BA$2,0)+1,FALSE)","v":0.22020219172738881},{"$f":"K3569*VLOOKUP($B3569,$AR$36:$AZ$47,MATCH(AH$2,$AS$2:$BA$2,0)+1,FALSE)","v":0.40027150976163328},{"$f":"L3569*VLOOKUP($B3569,$AR$36:$AZ$47,MATCH(AI$2,$AS$2:$BA$2,0)+1,FALSE)","v":0},{"$f":"M3569*VLOOKUP($B3569,$AR$36:$AZ$47,MATCH(AJ$2,$AS$2:$BA$2,0)+1,FALSE)","v":8.2588712535647202E-2},{"$f":"N3569*VLOOKUP($B3569,$AR$36:$AZ$47,MATCH(AK$2,$AS$2:$BA$2,0)+1,FALSE)","v":0.10452874175600609},{"$f":"O3569*VLOOKUP($B3569,$AR$36:$AZ$47,MATCH(AL$2,$AS$2:$BA$2,0)+1,FALSE)","v":8.1102943651256254E-2},{"$f":"P3569*VLOOKUP($B3569,$AR$36:$AZ$47,MATCH(AM$2,$AS$2:$BA$2,0)+1,FALSE)","v":0},{"$f":"Q3569*VLOOKUP($B3569,$AR$36:$AZ$47,MATCH(AN$2,$AS$2:$BA$2,0)+1,FALSE)","v":1.3580231107811988E-3},{"$f":"R3569*VLOOKUP($B3569,$AR$36:$BA$47,MATCH(AO$2,$AS$2:$BA$2,0)+1,FALSE)","v":4.1727999999999996E-4},0.89046940254271278]
[2006,5,29,19,null,2013,5,29,19,0.36153628366011586,0.3390020134300622,0,5.147510588919052E-2,0.10366900000000003,8.1171999999999994E-2,0,1.8670790135581973E-3,2.4448000000000004E-4,0.93896596199292681,null,null,0.34228609548985001,4.5085077325005975E-2,0.29989469630965565,8.1711574515813901E-2,7.4827331136737521E-2,0,0,1.3647176705883499E-3,2.4448000000000004E-4,0.84541397244765148,null,{"$f":"J3573*VLOOKUP($B3573,$AR$36:$AZ$47,MATCH(AG$2,$AS$2:$BA$2,0)+1,FALSE)","v":0.30860631130920613},{"$f":"K3573*VLOOKUP($B3573,$AR$36:$AZ$47,MATCH(AH$2,$AS$2:$BA$2,0)+1,FALSE)","v":0.30159142903624508},{"$f":"L3573*VLOOKUP($B3573,$AR$36:$AZ$47,MATCH(AI$2,$AS$2:$BA$2,0)+1,FALSE)","v":0},{"$f":"M3573*VLOOKUP($B3573,$AR$36:$AZ$47,MATCH(AJ$2,$AS$2:$BA$2,0)+1,FALSE)","v":4.4159509876491067E-2},{"$f":"N3573*VLOOKUP($B3573,$AR$36:$AZ$47,MATCH(AK$2,$AS$2:$BA$2,0)+1,FALSE)","v":7.9284780804813992E-2},{"$f":"O3573*VLOOKUP($B3573,$AR$36:$AZ$47,MATCH(AL$2,$AS$2:$BA$2,0)+1,FALSE)","v":7.2469652165955967E-2},{"$f":"P3573*VLOOKUP($B3573,$AR$36:$AZ$47,MATCH(AM$2,$AS$2:$BA$2,0)+1,FALSE)","v":0},{"$f":"Q3573*VLOOKUP($B3573,$AR$36:$AZ$47,MATCH(AN$2,$AS$2:$BA$2,0)+1,FALSE)","v":1.3580231107811988E-3},{"$f":"R3573*VLOOKUP($B3573,$AR$36:$BA$47,MATCH(AO$2,$AS$2:$BA$2,0)+1,FALSE)","v":2.4448000000000004E-4},0.80771418630349356]
[2006,5,29,24,null,2013,5,29,24,0.17131358284182349,0.27727496965372483,1.0455561942134213E-2,8.2834860279606876E-2,8.6238400000000048E-2,6.8074999999999997E-2,2.7503014206395619E-5,2.4094657950533742E-3,0,0.69862934352654926,null,null,0.16219190168594855,7.2551887293861597E-2,0.24528849247005352,6.7972831296960218E-2,6.2754035469538838E-2,5.8474126004457944E-3,1.3764674838836986E-5,1.761168393683009E-3,0,0.61838149388533026,null,{"$f":"J3578*VLOOKUP($B3578,$AR$36:$AZ$47,MATCH(AG$2,$AS$2:$BA$2,0)+1,FALSE)","v":0.14623277183343913},{"$f":"K3578*VLOOKUP($B3578,$AR$36:$AZ$47,MATCH(AH$2,$AS$2:$BA$2,0)+1,FALSE)","v":0.24667627630801775},{"$f":"L3578*VLOOKUP($B3578,$AR$36:$AZ$47,MATCH(AI$2,$AS$2:$BA$2,0)+1,FALSE)","v":3.8480815491263943E-3},{"$f":"M3578*VLOOKUP($B3578,$AR$36:$AZ$47,MATCH(AJ$2,$AS$2:$BA$2,0)+1,FALSE)","v":7.1062444019240098E-2},{"$f":"N3578*VLOOKUP($B3578,$AR$36:$AZ$47,MATCH(AK$2,$AS$2:$BA$2,0)+1,FALSE)","v":6.595407152531492E-2},{"$f":"O3578*VLOOKUP($B3578,$AR$36:$AZ$47,MATCH(AL$2,$AS$2:$BA$2,0)+1,FALSE)","v":6.0776765032245758E-2},{"$f":"P3578*VLOOKUP($B3578,$AR$36:$AZ$47,MATCH(AM$2,$AS$2:$BA$2,0)+1,FALSE)","v":1.3764674838836986E-5},{"$f":"Q3578*VLOOKUP($B3578,$AR$36:$AZ$47,MATCH(AN$2,$AS$2:$BA$2,0)+1,FALSE)","v":1.752529063075608E-3},{"$f":"R3578*VLOOKUP($B3578,$AR$36:$BA$47,MATCH(AO$2,$AS$2:$BA$2,0)+1,FALSE)","v":0},0.59631670400529857]
[2006,5,30,9,null,2013,5,30,9,0.24757122591143152,0.467179838204345,0,0.11271868125001039,0.13131010000000001,9.0884999999999994E-2,0,1.9351029256188363E-3,1.9936000000000012E-4,1.0517993082914059,null,null,{"$f":"$J3587*$AS$6","v":0.23438916673858559},{"$f":"$M3587*$AV$6","v":9.8725983605923884E-2},{"$f":"$K3587*$AT$6","v":0.41328591025961681},{"$f":"$N3587*$AW$6","v":0.10349820120604013},{"$f":"$O3587*$AX$6","v":8.3781131305898454E-2},{"$f":"$L3587*$AU$6","v":0},{"$f":"$P3587*$AY$6","v":0},{"$f":"$Q3587*$AZ$6","v":1.414438884386787E-3},1.9936000000000012E-4,{"$f":"SUM(V3587:AD3587)","v":0.93529419200045161},null,{"$f":"J3587*VLOOKUP($B3587,$AR$36:$AZ$47,MATCH(AG$2,$AS$2:$BA$2,0)+1,FALSE)","v":0.21132607228615374},{"$f":"K3587*VLOOKUP($B3587,$AR$36:$AZ$47,MATCH(AH$2,$AS$2:$BA$2,0)+1,FALSE)","v":0.41562418345352403},{"$f":"L3587*VLOOKUP($B3587,$AR$36:$AZ$47,MATCH(AI$2,$AS$2:$BA$2,0)+1,FALSE)","v":0},{"$f":"M3587*VLOOKUP($B3587,$AR$36:$AZ$47,MATCH(AJ$2,$AS$2:$BA$2,0)+1,FALSE)","v":9.6699203079641458E-2},{"$f":"N3587*VLOOKUP($B3587,$AR$36:$AZ$47,MATCH(AK$2,$AS$2:$BA$2,0)+1,FALSE)","v":0.10042435536137326},{"$f":"O3587*VLOOKUP($B3587,$AR$36:$AZ$47,MATCH(AL$2,$AS$2:$BA$2,0)+1,FALSE)","v":8.1141333675441144E-2},{"$f":"P3587*VLOOKUP($B3587,$AR$36:$AZ$47,MATCH(AM$2,$AS$2:$BA$2,0)+1,FALSE)","v":0},{"$f":"Q3587*VLOOKUP($B3587,$AR$36:$AZ$47,MATCH(AN$2,$AS$2:$BA$2,0)+1,FALSE)","v":1.407500419450662E-3},{"$f":"R3587*VLOOKUP($B3587,$AR$36:$BA$47,MATCH(AO$2,$AS$2:$BA$2,0)+1,FALSE)","v":1.9936000000000012E-4},0.90682200827558435]
[2006,5,30,17,null,2013,5,30,17,0.37596178530133373,0.495506775606878,0,0.1464352113878786,0.1296486,9.2970999999999998E-2,0,1.9351029256188363E-3,2.2975999999999975E-4,1.2426882352217095,null,null,0.35594350376507811,0.12825700335106049,0.43834504841564387,0.10218861221552199,8.5704082726970193E-2,0,0,1.414438884386787E-3,2.2975999999999975E-4,1.1120824493586616,null,{"$f":"J3595*VLOOKUP($B3595,$AR$36:$AZ$47,MATCH(AG$2,$AS$2:$BA$2,0)+1,FALSE)","v":0.3209198771986711},{"$f":"K3595*VLOOKUP($B3595,$AR$36:$AZ$47,MATCH(AH$2,$AS$2:$BA$2,0)+1,FALSE)","v":0.44082510024162647},{"$f":"L3595*VLOOKUP($B3595,$AR$36:$AZ$47,MATCH(AI$2,$AS$2:$BA$2,0)+1,FALSE)","v":0},{"$f":"M3595*VLOOKUP($B3595,$AR$36:$AZ$47,MATCH(AJ$2,$AS$2:$BA$2,0)+1,FALSE)","v":0.12562397010837451},{"$f":"N3595*VLOOKUP($B3595,$AR$36:$AZ$47,MATCH(AK$2,$AS$2:$BA$2,0)+1,FALSE)","v":9.9153660521959355E-2},{"$f":"O3595*VLOOKUP($B3595,$AR$36:$AZ$47,MATCH(AL$2,$AS$2:$BA$2,0)+1,FALSE)","v":8.30036962440385E-2},{"$f":"P3595*VLOOKUP($B3595,$AR$36:$AZ$47,MATCH(AM$2,$AS$2:$BA$2,0)+1,FALSE)","v":0},{"$f":"Q3595*VLOOKUP($B3595,$AR$36:$AZ$47,MATCH(AN$2,$AS$2:$BA$2,0)+1,FALSE)","v":1.407500419450662E-3},{"$f":"R3595*VLOOKUP($B3595,$AR$36:$BA$47,MATCH(AO$2,$AS$2:$BA$2,0)+1,FALSE)","v":2.2975999999999975E-4},1.0711635647341209]
[2006,5,30,23,null,2013,5,30,23,0.30478807552264181,0.31424945364579665,1.2431453184795131E-2,8.4176661187928048E-2,9.3429600000000015E-2,7.3855000000000004E-2,3.0151949695646488E-5,2.5315132275945894E-3,2.9120000000000118E-5,0.88552102871845184,null,null,0.28855947532111986,7.3727119411628392E-2,0.27799759509695043,7.3640912156794094E-2,6.8082251775288899E-2,6.952456156534904E-3,1.5090410825626205E-5,1.8503774130278908E-3,2.9120000000000118E-5,0.79085439774217015,null,{"$f":"J3601*VLOOKUP($B3601,$AR$36:$AZ$47,MATCH(AG$2,$AS$2:$BA$2,0)+1,FALSE)","v":0.26016620729138373},{"$f":"K3601*VLOOKUP($B3601,$AR$36:$AZ$47,MATCH(AH$2,$AS$2:$BA$2,0)+1,FALSE)","v":0.27957043924297403},{"$f":"L3601*VLOOKUP($B3601,$AR$36:$AZ$47,MATCH(AI$2,$AS$2:$BA$2,0)+1,FALSE)","v":4.5752916862806178E-3},{"$f":"M3601*VLOOKUP($B3601,$AR$36:$AZ$47,MATCH(AJ$2,$AS$2:$BA$2,0)+1,FALSE)","v":7.2213549382497563E-2},{"$f":"N3601*VLOOKUP($B3601,$AR$36:$AZ$47,MATCH(AK$2,$AS$2:$BA$2,0)+1,FALSE)","v":7.1453813161904217E-2},{"$f":"O3601*VLOOKUP($B3601,$AR$36:$AZ$47,MATCH(AL$2,$AS$2:$BA$2,0)+1,FALSE)","v":6.5937098515703424E-2},{"$f":"P3601*VLOOKUP($B3601,$AR$36:$AZ$47,MATCH(AM$2,$AS$2:$BA$2,0)+1,FALSE)","v":1.5090410825626205E-5},{"$f":"Q3601*VLOOKUP($B3601,$AR$36:$AZ$47,MATCH(AN$2,$AS$2:$BA$2,0)+1,FALSE)","v":1.8413004716763685E-3},{"$f":"R3601*VLOOKUP($B3601,$AR$36:$BA$47,MATCH(AO$2,$AS$2:$BA$2,0)+1,FALSE)","v":2.9120000000000118E-5},0.7558019101632456]
[2006,5,31,10,null,2013,5,31,10,0.24404358020886338,0.4465942414703824,0,0.11136189012196497,0.13952150000000002,9.6062999999999996E-2,0,1.9351029256188363E-3,6.7200000000000278E-5,1.0395865147268297,null,null,0.23104935237312416,9.7537622127785481E-2,0.39507507068842829,0.10997040044572755,8.8554401899527124E-2,0,0,1.414438884386787E-3,6.7200000000000278E-5,0.92366848641897936,null,{"$f":"J3612*VLOOKUP($B3612,$AR$36:$AZ$47,MATCH(AG$2,$AS$2:$BA$2,0)+1,FALSE)","v":0.20831488426138892},{"$f":"K3612*VLOOKUP($B3612,$AR$36:$AZ$47,MATCH(AH$2,$AS$2:$BA$2,0)+1,FALSE)","v":0.39731031129169841},{"$f":"L3612*VLOOKUP($B3612,$AR$36:$AZ$47,MATCH(AI$2,$AS$2:$BA$2,0)+1,FALSE)","v":0},{"$f":"M3612*VLOOKUP($B3612,$AR$36:$AZ$47,MATCH(AJ$2,$AS$2:$BA$2,0)+1,FALSE)","v":9.5535237893280583E-2},{"$f":"N3612*VLOOKUP($B3612,$AR$36:$AZ$47,MATCH(AK$2,$AS$2:$BA$2,0)+1,FALSE)","v":0.10670433345608478},{"$f":"O3612*VLOOKUP($B3612,$AR$36:$AZ$47,MATCH(AL$2,$AS$2:$BA$2,0)+1,FALSE)","v":8.5764206820310301E-2},{"$f":"P3612*VLOOKUP($B3612,$AR$36:$AZ$47,MATCH(AM$2,$AS$2:$BA$2,0)+1,FALSE)","v":0},{"$f":"Q3612*VLOOKUP($B3612,$AR$36:$AZ$47,MATCH(AN$2,$AS$2:$BA$2,0)+1,FALSE)","v":1.407500419450662E-3},{"$f":"R3612*VLOOKUP($B3612,$AR$36:$BA$47,MATCH(AO$2,$AS$2:$BA$2,0)+1,FALSE)","v":6.7200000000000278E-5},0.8951036741422137]
[2006,5,31,16,null,2013,5,31,16,0.2881602016848766,0.45039418291011935,0,0.117216264373704,0.1382111,9.5831E-2,0,1.9351029256188363E-3,1.7824000000000025E-4,1.0919260918943192,null,null,0.27281696130673916,0.10266524471873978,0.39843665038093207,0.10893754735323583,8.834053577791226E-2,0,0,1.414438884386787E-3,1.7824000000000025E-4,0.97278961842194578,null,{"$f":"J3618*VLOOKUP($B3618,$AR$36:$AZ$47,MATCH(AG$2,$AS$2:$BA$2,0)+1,FALSE)","v":0.24597270295472989},{"$f":"K3618*VLOOKUP($B3618,$AR$36:$AZ$47,MATCH(AH$2,$AS$2:$BA$2,0)+1,FALSE)","v":0.40069091000103541},{"$f":"L3618*VLOOKUP($B3618,$AR$36:$AZ$47,MATCH(AI$2,$AS$2:$BA$2,0)+1,FALSE)","v":0},{"$f":"M3618*VLOOKUP($B3618,$AR$36:$AZ$47,MATCH(AJ$2,$AS$2:$BA$2,0)+1,FALSE)","v":0.10055759371216651},{"$f":"N3618*VLOOKUP($B3618,$AR$36:$AZ$47,MATCH(AK$2,$AS$2:$BA$2,0)+1,FALSE)","v":0.10570215559417206},{"$f":"O3618*VLOOKUP($B3618,$AR$36:$AZ$47,MATCH(AL$2,$AS$2:$BA$2,0)+1,FALSE)","v":8.5557079247963908E-2},{"$f":"P3618*VLOOKUP($B3618,$AR$36:$AZ$47,MATCH(AM$2,$AS$2:$BA$2,0)+1,FALSE)","v":0},{"$f":"Q3618*VLOOKUP($B3618,$AR$36:$AZ$47,MATCH(AN$2,$AS$2:$BA$2,0)+1,FALSE)","v":1.407500419450662E-3},{"$f":"R3618*VLOOKUP($B3618,$AR$36:$BA$47,MATCH(AO$2,$AS$2:$BA$2,0)+1,FALSE)","v":1.7824000000000025E-4},0.94006618192951852]
[2006,6,1,3,null,2013,6,1,3,0.18250791499403124,0.25619915404024063,1.2431453184795131E-2,6.9592131359718451E-2,8.5497599999999951E-2,7.0321999999999996E-2,3.0151949695646488E-5,2.5315132275945894E-3,4.7999999999999549E-6,0.67911671875607571,null,null,0.17279018577850142,6.0953087310185616E-2,0.22664398573414263,6.7388935104257253E-2,6.4825402604317447E-2,6.952456156534904E-3,1.5090410825626205E-5,1.8503774130278908E-3,4.7999999999999549E-6,0.60142432051179273,null,{"$f":"J3629*VLOOKUP($B3629,$AR$36:$AZ$47,MATCH(AG$2,$AS$2:$BA$2,0)+1,FALSE)","v":0.17339007643008011},{"$f":"K3629*VLOOKUP($B3629,$AR$36:$AZ$47,MATCH(AH$2,$AS$2:$BA$2,0)+1,FALSE)","v":0.22266710617943467},{"$f":"L3629*VLOOKUP($B3629,$AR$36:$AZ$47,MATCH(AI$2,$AS$2:$BA$2,0)+1,FALSE)","v":3.7578923000521915E-3},{"$f":"M3629*VLOOKUP($B3629,$AR$36:$AZ$47,MATCH(AJ$2,$AS$2:$BA$2,0)+1,FALSE)","v":5.863899925683224E-2},{"$f":"N3629*VLOOKUP($B3629,$AR$36:$AZ$47,MATCH(AK$2,$AS$2:$BA$2,0)+1,FALSE)","v":6.9583344568581881E-2},{"$f":"O3629*VLOOKUP($B3629,$AR$36:$AZ$47,MATCH(AL$2,$AS$2:$BA$2,0)+1,FALSE)","v":6.345580620759024E-2},{"$f":"P3629*VLOOKUP($B3629,$AR$36:$AZ$47,MATCH(AM$2,$AS$2:$BA$2,0)+1,FALSE)","v":1.5090410825626205E-5},{"$f":"Q3629*VLOOKUP($B3629,$AR$36:$AZ$47,MATCH(AN$2,$AS$2:$BA$2,0)+1,FALSE)","v":1.8961887482328813E-3},{"$f":"R3629*VLOOKUP($B3629,$AR$36:$BA$47,MATCH(AO$2,$AS$2:$BA$2,0)+1,FALSE)","v":4.7999999999999549E-6},0.59340930410162984]
[2006,6,1,6,null,2013,6,1,6,0.17564372542644135,0.27120244912866254,0,6.7221511983119667E-2,8.92405E-2,7.4539999999999995E-2,0,1.9351029256188363E-3,2.975999999999999E-5,0.67981304946384236,null,null,0.16629148356801646,5.887675242838486E-2,0.23991649871617743,7.0339076923463029E-2,6.8713709936091438E-2,0,0,1.414438884386787E-3,2.975999999999999E-5,0.60558172045651992,null,{"$f":"J3632*VLOOKUP($B3632,$AR$36:$AZ$47,MATCH(AG$2,$AS$2:$BA$2,0)+1,FALSE)","v":0.16686881211234411},{"$f":"K3632*VLOOKUP($B3632,$AR$36:$AZ$47,MATCH(AH$2,$AS$2:$BA$2,0)+1,FALSE)","v":0.23570672886285035},{"$f":"L3632*VLOOKUP($B3632,$AR$36:$AZ$47,MATCH(AI$2,$AS$2:$BA$2,0)+1,FALSE)","v":0},{"$f":"M3632*VLOOKUP($B3632,$AR$36:$AZ$47,MATCH(AJ$2,$AS$2:$BA$2,0)+1,FALSE)","v":5.6641492568266137E-2},{"$f":"N3632*VLOOKUP($B3632,$AR$36:$AZ$47,MATCH(AK$2,$AS$2:$BA$2,0)+1,FALSE)","v":7.2629552887713042E-2},{"$f":"O3632*VLOOKUP($B3632,$AR$36:$AZ$47,MATCH(AL$2,$AS$2:$BA$2,0)+1,FALSE)","v":6.7261963463976809E-2},{"$f":"P3632*VLOOKUP($B3632,$AR$36:$AZ$47,MATCH(AM$2,$AS$2:$BA$2,0)+1,FALSE)","v":0},{"$f":"Q3632*VLOOKUP($B3632,$AR$36:$AZ$47,MATCH(AN$2,$AS$2:$BA$2,0)+1,FALSE)","v":1.4494573262481064E-3},{"$f":"R3632*VLOOKUP($B3632,$AR$36:$BA$47,MATCH(AO$2,$AS$2:$BA$2,0)+1,FALSE)","v":2.975999999999999E-5},0.60058776722139851]
[2006,6,1,12,null,2013,6,1,12,0.30289226075268316,0.38639025486875284,0,0.10585787049946556,0.10260559999999999,8.0445000000000003E-2,0,1.9351029256188363E-3,3.4144000000000004E-4,0.98046752904652035,null,null,0.28676460419833322,9.2716861762320232E-2,0.34181622394635408,8.0873406034010095E-2,7.4157155833228822E-2,0,0,1.414438884386787E-3,3.4144000000000004E-4,0.87808413065863322,null,{"$f":"J3638*VLOOKUP($B3638,$AR$36:$AZ$47,MATCH(AG$2,$AS$2:$BA$2,0)+1,FALSE)","v":0.28776018970851241},{"$f":"K3638*VLOOKUP($B3638,$AR$36:$AZ$47,MATCH(AH$2,$AS$2:$BA$2,0)+1,FALSE)","v":0.33581843870587436},{"$f":"L3638*VLOOKUP($B3638,$AR$36:$AZ$47,MATCH(AI$2,$AS$2:$BA$2,0)+1,FALSE)","v":0},{"$f":"M3638*VLOOKUP($B3638,$AR$36:$AZ$47,MATCH(AJ$2,$AS$2:$BA$2,0)+1,FALSE)","v":8.9196859878629783E-2},{"$f":"N3638*VLOOKUP($B3638,$AR$36:$AZ$47,MATCH(AK$2,$AS$2:$BA$2,0)+1,FALSE)","v":8.3506915041663021E-2},{"$f":"O3638*VLOOKUP($B3638,$AR$36:$AZ$47,MATCH(AL$2,$AS$2:$BA$2,0)+1,FALSE)","v":7.2590403150786353E-2},{"$f":"P3638*VLOOKUP($B3638,$AR$36:$AZ$47,MATCH(AM$2,$AS$2:$BA$2,0)+1,FALSE)","v":0},{"$f":"Q3638*VLOOKUP($B3638,$AR$36:$AZ$47,MATCH(AN$2,$AS$2:$BA$2,0)+1,FALSE)","v":1.4494573262481064E-3},{"$f":"R3638*VLOOKUP($B3638,$AR$36:$BA$47,MATCH(AO$2,$AS$2:$BA$2,0)+1,FALSE)","v":3.4144000000000004E-4},0.8706637038117141]
[2006,6,1,20,null,2013,6,1,20,0.35596298518511221,0.32712331867573896,3.1078632961987827E-3,9.0331805319459807E-2,9.0559700000000021E-2,7.8188999999999995E-2,7.5379874239116221E-6,2.084205501112775E-3,2.6367999999999986E-4,0.94763009596504655,null,null,0.33700955020179268,7.9118174841685124E-2,0.28938632935378267,7.1378866147833508E-2,7.2077492167870322E-2,1.738114039133726E-3,3.7726027064065512E-6,1.5234235165470632E-3,2.6367999999999986E-4,0.85249940287135151,null,{"$f":"J3646*VLOOKUP($B3646,$AR$36:$AZ$47,MATCH(AG$2,$AS$2:$BA$2,0)+1,FALSE)","v":0.33817957544221899},{"$f":"K3646*VLOOKUP($B3646,$AR$36:$AZ$47,MATCH(AH$2,$AS$2:$BA$2,0)+1,FALSE)","v":0.2843085216506962},{"$f":"L3646*VLOOKUP($B3646,$AR$36:$AZ$47,MATCH(AI$2,$AS$2:$BA$2,0)+1,FALSE)","v":9.3947307501304788E-4},{"$f":"M3646*VLOOKUP($B3646,$AR$36:$AZ$47,MATCH(AJ$2,$AS$2:$BA$2,0)+1,FALSE)","v":7.6114448020227266E-2},{"$f":"N3646*VLOOKUP($B3646,$AR$36:$AZ$47,MATCH(AK$2,$AS$2:$BA$2,0)+1,FALSE)","v":7.3703201132282195E-2},{"$f":"O3646*VLOOKUP($B3646,$AR$36:$AZ$47,MATCH(AL$2,$AS$2:$BA$2,0)+1,FALSE)","v":7.0554677505834218E-2},{"$f":"P3646*VLOOKUP($B3646,$AR$36:$AZ$47,MATCH(AM$2,$AS$2:$BA$2,0)+1,FALSE)","v":3.7726027064065512E-6},{"$f":"Q3646*VLOOKUP($B3646,$AR$36:$AZ$47,MATCH(AN$2,$AS$2:$BA$2,0)+1,FALSE)","v":1.5611401817443003E-3},{"$f":"R3646*VLOOKUP($B3646,$AR$36:$BA$47,MATCH(AO$2,$AS$2:$BA$2,0)+1,FALSE)","v":2.6367999999999986E-4},0.84562848961072268]
[2006,6,2,5,null,2013,6,2,5,0.14571247790306371,0.21369704141372792,6.0085357059843142E-3,4.9818973285749836E-2,8.5722199999999985E-2,7.0899000000000004E-2,1.4573442352895803E-5,2.2233679049071175E-3,3.3920000000000075E-5,0.57413008965578582,null,null,0.13795394094518901,4.3634534092568129E-2,0.18904492244339788,6.7565964106526544E-2,6.5357302398161357E-2,3.3603538089918708E-3,7.2936985657193325E-6,1.6251425065633208E-3,3.3920000000000075E-5,0.50858337399996378,null,{"$f":"J3655*VLOOKUP($B3655,$AR$36:$AZ$47,MATCH(AG$2,$AS$2:$BA$2,0)+1,FALSE)","v":0.13843288758876485},{"$f":"K3655*VLOOKUP($B3655,$AR$36:$AZ$47,MATCH(AH$2,$AS$2:$BA$2,0)+1,FALSE)","v":0.18572778660786599},{"$f":"L3655*VLOOKUP($B3655,$AR$36:$AZ$47,MATCH(AI$2,$AS$2:$BA$2,0)+1,FALSE)","v":1.816314611691893E-3},{"$f":"M3655*VLOOKUP($B3655,$AR$36:$AZ$47,MATCH(AJ$2,$AS$2:$BA$2,0)+1,FALSE)","v":4.1977946075239282E-2},{"$f":"N3655*VLOOKUP($B3655,$AR$36:$AZ$47,MATCH(AK$2,$AS$2:$BA$2,0)+1,FALSE)","v":6.9766138228171223E-2},{"$f":"O3655*VLOOKUP($B3655,$AR$36:$AZ$47,MATCH(AL$2,$AS$2:$BA$2,0)+1,FALSE)","v":6.3976468307385195E-2},{"$f":"P3655*VLOOKUP($B3655,$AR$36:$AZ$47,MATCH(AM$2,$AS$2:$BA$2,0)+1,FALSE)","v":7.2936985657193325E-6},{"$f":"Q3655*VLOOKUP($B3655,$AR$36:$AZ$47,MATCH(AN$2,$AS$2:$BA$2,0)+1,FALSE)","v":1.6653775135407479E-3},{"$f":"R3655*VLOOKUP($B3655,$AR$36:$BA$47,MATCH(AO$2,$AS$2:$BA$2,0)+1,FALSE)","v":3.3920000000000075E-5},0.50340413263122497]
[2006,6,2,17,null,2013,6,2,17,0.32549919958915802,0.31584036514959035,0,7.994332802542567E-2,9.293059999999996E-2,7.6971999999999999E-2,0,1.9351029256188363E-3,5.4015999999999982E-4,0.89366075568979286,null,null,0.30816782477408444,7.0019304737389682E-2,0.27940497883918353,7.324760195139618E-2,7.0955616866123297E-2,0,0,1.414438884386787E-3,5.4015999999999982E-4,0.8037499260525639,null,{"$f":"J3667*VLOOKUP($B3667,$AR$36:$AZ$47,MATCH(AG$2,$AS$2:$BA$2,0)+1,FALSE)","v":0.3092377176986531},{"$f":"K3667*VLOOKUP($B3667,$AR$36:$AZ$47,MATCH(AH$2,$AS$2:$BA$2,0)+1,FALSE)","v":0.2745023120235171},{"$f":"L3667*VLOOKUP($B3667,$AR$36:$AZ$47,MATCH(AI$2,$AS$2:$BA$2,0)+1,FALSE)","v":0},{"$f":"M3667*VLOOKUP($B3667,$AR$36:$AZ$47,MATCH(AJ$2,$AS$2:$BA$2,0)+1,FALSE)","v":6.7361017130523435E-2},{"$f":"N3667*VLOOKUP($B3667,$AR$36:$AZ$47,MATCH(AK$2,$AS$2:$BA$2,0)+1,FALSE)","v":7.5632789233441133E-2},{"$f":"O3667*VLOOKUP($B3667,$AR$36:$AZ$47,MATCH(AL$2,$AS$2:$BA$2,0)+1,FALSE)","v":6.9456504584776271E-2},{"$f":"P3667*VLOOKUP($B3667,$AR$36:$AZ$47,MATCH(AM$2,$AS$2:$BA$2,0)+1,FALSE)","v":0},{"$f":"Q3667*VLOOKUP($B3667,$AR$36:$AZ$47,MATCH(AN$2,$AS$2:$BA$2,0)+1,FALSE)","v":1.4494573262481064E-3},{"$f":"R3667*VLOOKUP($B3667,$AR$36:$BA$47,MATCH(AO$2,$AS$2:$BA$2,0)+1,FALSE)","v":5.4015999999999982E-4},0.79817995799715924]
[2006,6,2,22,null,2013,6,2,22,0.30260968813558953,0.25865037426087967,1.2431453184795131E-2,6.1842394320743573E-2,8.3347800000000027E-2,7.0885000000000004E-2,3.0151949695646488E-5,2.5315132275945894E-3,3.6256000000000016E-4,0.79269093507929822,null,null,0.28649707730775908,5.4165388914716811E-2,0.22881243286582401,6.5694469614148446E-2,6.5344396683925984E-2,6.952456156534904E-3,1.5090410825626205E-5,1.8503774130278908E-3,3.6256000000000016E-4,0.70969424936676273,null,{"$f":"J3672*VLOOKUP($B3672,$AR$36:$AZ$47,MATCH(AG$2,$AS$2:$BA$2,0)+1,FALSE)","v":0.28749173402166445},{"$f":"K3672*VLOOKUP($B3672,$AR$36:$AZ$47,MATCH(AH$2,$AS$2:$BA$2,0)+1,FALSE)","v":0.22479750397556666},{"$f":"L3672*VLOOKUP($B3672,$AR$36:$AZ$47,MATCH(AI$2,$AS$2:$BA$2,0)+1,FALSE)","v":3.7578923000521915E-3},{"$f":"M3672*VLOOKUP($B3672,$AR$36:$AZ$47,MATCH(AJ$2,$AS$2:$BA$2,0)+1,FALSE)","v":5.2108996286810663E-2},{"$f":"N3672*VLOOKUP($B3672,$AR$36:$AZ$47,MATCH(AK$2,$AS$2:$BA$2,0)+1,FALSE)","v":6.7833701606048055E-2},{"$f":"O3672*VLOOKUP($B3672,$AR$36:$AZ$47,MATCH(AL$2,$AS$2:$BA$2,0)+1,FALSE)","v":6.3963835258170065E-2},{"$f":"P3672*VLOOKUP($B3672,$AR$36:$AZ$47,MATCH(AM$2,$AS$2:$BA$2,0)+1,FALSE)","v":1.5090410825626205E-5},{"$f":"Q3672*VLOOKUP($B3672,$AR$36:$AZ$47,MATCH(AN$2,$AS$2:$BA$2,0)+1,FALSE)","v":1.8961887482328813E-3},{"$f":"R3672*VLOOKUP($B3672,$AR$36:$BA$47,MATCH(AO$2,$AS$2:$BA$2,0)+1,FALSE)","v":3.6256000000000016E-4},0.70222750260737055]
[2006,6,3,3,null,2013,6,3,3,0.14369072876895092,0.2271710468256396,1.2431453184795131E-2,5.2120291587629472E-2,7.9434000000000005E-2,6.5684000000000006E-2,3.0151949695646488E-5,2.5315132275945894E-3,5.9519999999999979E-5,0.58315270554430532,null,null,0.136039840899214,4.5650170812442908E-2,0.20096456480833488,6.2609624961069948E-2,6.0549923845482037E-2,6.952456156534904E-3,1.5090410825626205E-5,1.8503774130278908E-3,5.9519999999999979E-5,0.51469156930693216,null,{"$f":"J3677*VLOOKUP($B3677,$AR$36:$AZ$47,MATCH(AG$2,$AS$2:$BA$2,0)+1,FALSE)","v":0.13651214219589938},{"$f":"K3677*VLOOKUP($B3677,$AR$36:$AZ$47,MATCH(AH$2,$AS$2:$BA$2,0)+1,FALSE)","v":0.19743827724143451},{"$f":"L3677*VLOOKUP($B3677,$AR$36:$AZ$47,MATCH(AI$2,$AS$2:$BA$2,0)+1,FALSE)","v":3.7578923000521915E-3},{"$f":"M3677*VLOOKUP($B3677,$AR$36:$AZ$47,MATCH(AJ$2,$AS$2:$BA$2,0)+1,FALSE)","v":4.3917059011673427E-2},{"$f":"N3677*VLOOKUP($B3677,$AR$36:$AZ$47,MATCH(AK$2,$AS$2:$BA$2,0)+1,FALSE)","v":6.4648404077549973E-2},{"$f":"O3677*VLOOKUP($B3677,$AR$36:$AZ$47,MATCH(AL$2,$AS$2:$BA$2,0)+1,FALSE)","v":5.9270657474749841E-2},{"$f":"P3677*VLOOKUP($B3677,$AR$36:$AZ$47,MATCH(AM$2,$AS$2:$BA$2,0)+1,FALSE)","v":1.5090410825626205E-5},{"$f":"Q3677*VLOOKUP($B3677,$AR$36:$AZ$47,MATCH(AN$2,$AS$2:$BA$2,0)+1,FALSE)","v":1.8961887482328813E-3},{"$f":"R3677*VLOOKUP($B3677,$AR$36:$BA$47,MATCH(AO$2,$AS$2:$BA$2,0)+1,FALSE)","v":5.9519999999999979E-5},0.50751523146041766]
[2006,6,3,15,null,2013,6,3,15,0.24910030440204178,0.43744654891032086,0,9.7345838302037843E-2,0.12237049999999999,8.6929000000000006E-2,0,1.9351029256188363E-3,7.9872000000000048E-4,0.99592601454001928,null,null,0.23583682864667926,8.5261498180551329E-2,0.38698265715236618,9.6452037053385314E-2,8.0134345197672305E-2,0,0,1.414438884386787E-3,7.9872000000000048E-4,0.88688052511504112,null,{"$f":"J3689*VLOOKUP($B3689,$AR$36:$AZ$47,MATCH(AG$2,$AS$2:$BA$2,0)+1,FALSE)","v":0.23665560378813591},{"$f":"K3689*VLOOKUP($B3689,$AR$36:$AZ$47,MATCH(AH$2,$AS$2:$BA$2,0)+1,FALSE)","v":0.38019234497059462},{"$f":"L3689*VLOOKUP($B3689,$AR$36:$AZ$47,MATCH(AI$2,$AS$2:$BA$2,0)+1,FALSE)","v":0},{"$f":"M3689*VLOOKUP($B3689,$AR$36:$AZ$47,MATCH(AJ$2,$AS$2:$BA$2,0)+1,FALSE)","v":8.2024539675946528E-2},{"$f":"N3689*VLOOKUP($B3689,$AR$36:$AZ$47,MATCH(AK$2,$AS$2:$BA$2,0)+1,FALSE)","v":9.9592838471836087E-2},{"$f":"O3689*VLOOKUP($B3689,$AR$36:$AZ$47,MATCH(AL$2,$AS$2:$BA$2,0)+1,FALSE)","v":7.844130965870727E-2},{"$f":"P3689*VLOOKUP($B3689,$AR$36:$AZ$47,MATCH(AM$2,$AS$2:$BA$2,0)+1,FALSE)","v":0},{"$f":"Q3689*VLOOKUP($B3689,$AR$36:$AZ$47,MATCH(AN$2,$AS$2:$BA$2,0)+1,FALSE)","v":1.4494573262481064E-3},{"$f":"R3689*VLOOKUP($B3689,$AR$36:$BA$47,MATCH(AO$2,$AS$2:$BA$2,0)+1,FALSE)","v":7.9872000000000048E-4},0.87915481389146866]
[2006,6,3,17,null,2013,6,3,17,0.29490603538242705,0.41748728211554481,0,9.9181338948168912E-2,0.1130177,8.2522999999999999E-2,0,1.9351029256188363E-3,8.2783999999999993E-4,1.0098782993717597,null,null,0.2792036095672748,8.6869143024236734E-2,0.36932589401571408,8.9080189981150582E-2,7.6072732560451758E-2,0,0,1.414438884386787E-3,8.2783999999999993E-4,0.90279384803321472,null,{"$f":"J3691*VLOOKUP($B3691,$AR$36:$AZ$47,MATCH(AG$2,$AS$2:$BA$2,0)+1,FALSE)","v":0.28017294491761202},{"$f":"K3691*VLOOKUP($B3691,$AR$36:$AZ$47,MATCH(AH$2,$AS$2:$BA$2,0)+1,FALSE)","v":0.36284540174861185},{"$f":"L3691*VLOOKUP($B3691,$AR$36:$AZ$47,MATCH(AI$2,$AS$2:$BA$2,0)+1,FALSE)","v":0},{"$f":"M3691*VLOOKUP($B3691,$AR$36:$AZ$47,MATCH(AJ$2,$AS$2:$BA$2,0)+1,FALSE)","v":8.3571150175171652E-2},{"$f":"N3691*VLOOKUP($B3691,$AR$36:$AZ$47,MATCH(AK$2,$AS$2:$BA$2,0)+1,FALSE)","v":9.19809393649485E-2},{"$f":"O3691*VLOOKUP($B3691,$AR$36:$AZ$47,MATCH(AL$2,$AS$2:$BA$2,0)+1,FALSE)","v":7.4465508598574703E-2},{"$f":"P3691*VLOOKUP($B3691,$AR$36:$AZ$47,MATCH(AM$2,$AS$2:$BA$2,0)+1,FALSE)","v":0},{"$f":"Q3691*VLOOKUP($B3691,$AR$36:$AZ$47,MATCH(AN$2,$AS$2:$BA$2,0)+1,FALSE)","v":1.4494573262481064E-3},{"$f":"R3691*VLOOKUP($B3691,$AR$36:$BA$47,MATCH(AO$2,$AS$2:$BA$2,0)+1,FALSE)","v":8.2783999999999993E-4},0.89531324213116681]
[2006,6,3,24,null,2013,6,3,24,0.22130296035822436,0.24439935383476197,1.2431453184795131E-2,5.3013204335646276E-2,7.9942500000000014E-2,6.3698000000000005E-2,3.0151949695646488E-5,2.5315132275945894E-3,4.227199999999998E-4,0.67777185689071806,null,null,0.20951956869859859,4.6432238951855422E-2,0.21620541204152152,6.3010423036109667E-2,5.8719156097520167E-2,6.952456156534904E-3,1.5090410825626205E-5,1.8503774130278908E-3,4.227199999999998E-4,0.60312744280599384,null,{"$f":"J3698*VLOOKUP($B3698,$AR$36:$AZ$47,MATCH(AG$2,$AS$2:$BA$2,0)+1,FALSE)","v":0.2102469759296216},{"$f":"K3698*VLOOKUP($B3698,$AR$36:$AZ$47,MATCH(AH$2,$AS$2:$BA$2,0)+1,FALSE)","v":0.21241169618367509},{"$f":"L3698*VLOOKUP($B3698,$AR$36:$AZ$47,MATCH(AI$2,$AS$2:$BA$2,0)+1,FALSE)","v":3.7578923000521915E-3},{"$f":"M3698*VLOOKUP($B3698,$AR$36:$AZ$47,MATCH(AJ$2,$AS$2:$BA$2,0)+1,FALSE)","v":4.4669435881649282E-2},{"$f":"N3698*VLOOKUP($B3698,$AR$36:$AZ$47,MATCH(AK$2,$AS$2:$BA$2,0)+1,FALSE)","v":6.5062253480493729E-2},{"$f":"O3698*VLOOKUP($B3698,$AR$36:$AZ$47,MATCH(AL$2,$AS$2:$BA$2,0)+1,FALSE)","v":5.7478569207518045E-2},{"$f":"P3698*VLOOKUP($B3698,$AR$36:$AZ$47,MATCH(AM$2,$AS$2:$BA$2,0)+1,FALSE)","v":1.5090410825626205E-5},{"$f":"Q3698*VLOOKUP($B3698,$AR$36:$AZ$47,MATCH(AN$2,$AS$2:$BA$2,0)+1,FALSE)","v":1.8961887482328813E-3},{"$f":"R3698*VLOOKUP($B3698,$AR$36:$BA$47,MATCH(AO$2,$AS$2:$BA$2,0)+1,FALSE)","v":4.227199999999998E-4},0.59596082214206836]
[2006,6,4,14,null,2013,6,4,14,0.24593889152796106,0.4594076742291876,0,0.10200833373226871,0.12308189999999998,8.7051000000000003E-2,0,1.9351029256188363E-3,0,1.0194229024150363,null,null,0.23284374685155373,8.9345199677969486E-2,0.40641034414891719,9.7012760260038702E-2,8.0246809278866335E-2,0,0,1.414438884386787E-3,0,0.90727329910173216,null,{"$f":"J3712*VLOOKUP($B3712,$AR$36:$AZ$47,MATCH(AG$2,$AS$2:$BA$2,0)+1,FALSE)","v":0.23365213065174167},{"$f":"K3712*VLOOKUP($B3712,$AR$36:$AZ$47,MATCH(AH$2,$AS$2:$BA$2,0)+1,FALSE)","v":0.39927913798329873},{"$f":"L3712*VLOOKUP($B3712,$AR$36:$AZ$47,MATCH(AI$2,$AS$2:$BA$2,0)+1,FALSE)","v":0},{"$f":"M3712*VLOOKUP($B3712,$AR$36:$AZ$47,MATCH(AJ$2,$AS$2:$BA$2,0)+1,FALSE)","v":8.5953203171752951E-2},{"$f":"N3712*VLOOKUP($B3712,$AR$36:$AZ$47,MATCH(AK$2,$AS$2:$BA$2,0)+1,FALSE)","v":0.10017182070439103},{"$f":"O3712*VLOOKUP($B3712,$AR$36:$AZ$47,MATCH(AL$2,$AS$2:$BA$2,0)+1,FALSE)","v":7.8551397659010536E-2},{"$f":"P3712*VLOOKUP($B3712,$AR$36:$AZ$47,MATCH(AM$2,$AS$2:$BA$2,0)+1,FALSE)","v":0},{"$f":"Q3712*VLOOKUP($B3712,$AR$36:$AZ$47,MATCH(AN$2,$AS$2:$BA$2,0)+1,FALSE)","v":1.4494573262481064E-3},{"$f":"R3712*VLOOKUP($B3712,$AR$36:$BA$47,MATCH(AO$2,$AS$2:$BA$2,0)+1,FALSE)","v":0},0.89905714749644294]
[2006,6,4,17,null,2013,6,4,17,0.29801026563189792,0.43425625267346402,0,0.10629046728196744,0.11333409999999997,8.3023E-2,0,1.9351029256188363E-3,0,1.0368491885129483,null,null,{"$f":"$J3715*$AS$6","v":0.28214255345649109},{"$f":"$M3715*$AV$6","v":9.3095756745686195E-2},{"$f":"$K3715*$AT$6","v":0.38416039391148016},{"$f":"$N3715*$AW$6","v":8.9329575450064147E-2},{"$f":"$O3715*$AX$6","v":7.6533650926001076E-2},{"$f":"$L3715*$AU$6","v":0},{"$f":"$P3715*$AY$6","v":0},{"$f":"$Q3715*$AZ$6","v":1.414438884386787E-3},0,{"$f":"SUM(V3715:AD3715)","v":0.92667636937410935},null,{"$f":"J3715*VLOOKUP($B3715,$AR$36:$AZ$47,MATCH(AG$2,$AS$2:$BA$2,0)+1,FALSE)","v":0.28312209219284074},{"$f":"K3715*VLOOKUP($B3715,$AR$36:$AZ$47,MATCH(AH$2,$AS$2:$BA$2,0)+1,FALSE)","v":0.37741960345403019},{"$f":"L3715*VLOOKUP($B3715,$AR$36:$AZ$47,MATCH(AI$2,$AS$2:$BA$2,0)+1,FALSE)","v":0},{"$f":"M3715*VLOOKUP($B3715,$AR$36:$AZ$47,MATCH(AJ$2,$AS$2:$BA$2,0)+1,FALSE)","v":8.9561370088505593E-2},{"$f":"N3715*VLOOKUP($B3715,$AR$36:$AZ$47,MATCH(AK$2,$AS$2:$BA$2,0)+1,FALSE)","v":9.223844566011348E-2},{"$f":"O3715*VLOOKUP($B3715,$AR$36:$AZ$47,MATCH(AL$2,$AS$2:$BA$2,0)+1,FALSE)","v":7.4916688927686437E-2},{"$f":"P3715*VLOOKUP($B3715,$AR$36:$AZ$47,MATCH(AM$2,$AS$2:$BA$2,0)+1,FALSE)","v":0},{"$f":"Q3715*VLOOKUP($B3715,$AR$36:$AZ$47,MATCH(AN$2,$AS$2:$BA$2,0)+1,FALSE)","v":1.4494573262481064E-3},{"$f":"R3715*VLOOKUP($B3715,$AR$36:$BA$47,MATCH(AO$2,$AS$2:$BA$2,0)+1,FALSE)","v":0},0.91870765764942464]
[2006,6,5,4,null,2013,6,5,4,0.15827616613031262,0.25752359274913605,1.2431453184795131E-2,6.7409528601660565E-2,7.9762800000000023E-2,6.2636999999999998E-2,3.0151949695646488E-5,2.5315132275945894E-3,0,0.64060220584319472,null,null,0.14984866903366947,5.9041428996579791E-2,0.22781563701835217,6.2868784070358175E-2,5.7741087325824524E-2,6.952456156534904E-3,1.5090410825626205E-5,1.8503774130278908E-3,0,0.56613353042517256,null,{"$f":"J3726*VLOOKUP($B3726,$AR$36:$AZ$47,MATCH(AG$2,$AS$2:$BA$2,0)+1,FALSE)","v":0.15036891163483226},{"$f":"K3726*VLOOKUP($B3726,$AR$36:$AZ$47,MATCH(AH$2,$AS$2:$BA$2,0)+1,FALSE)","v":0.22381819871807532},{"$f":"L3726*VLOOKUP($B3726,$AR$36:$AZ$47,MATCH(AI$2,$AS$2:$BA$2,0)+1,FALSE)","v":3.7578923000521915E-3},{"$f":"M3726*VLOOKUP($B3726,$AR$36:$AZ$47,MATCH(AJ$2,$AS$2:$BA$2,0)+1,FALSE)","v":5.6799917179489838E-2},{"$f":"N3726*VLOOKUP($B3726,$AR$36:$AZ$47,MATCH(AK$2,$AS$2:$BA$2,0)+1,FALSE)","v":6.4916002275559631E-2},{"$f":"O3726*VLOOKUP($B3726,$AR$36:$AZ$47,MATCH(AL$2,$AS$2:$BA$2,0)+1,FALSE)","v":5.6521164549142945E-2},{"$f":"P3726*VLOOKUP($B3726,$AR$36:$AZ$47,MATCH(AM$2,$AS$2:$BA$2,0)+1,FALSE)","v":1.5090410825626205E-5},{"$f":"Q3726*VLOOKUP($B3726,$AR$36:$AZ$47,MATCH(AN$2,$AS$2:$BA$2,0)+1,FALSE)","v":1.8961887482328813E-3},{"$f":"R3726*VLOOKUP($B3726,$AR$36:$BA$47,MATCH(AO$2,$AS$2:$BA$2,0)+1,FALSE)","v":0},0.55809336581621061]
[2006,6,5,10,null,2013,6,5,10,0.21789843347274174,0.43430676502357302,0,9.6503830296349569E-2,0.11726280000000001,8.3461999999999995E-2,0,1.9351029256188363E-3,0,0.95136893171828318,null,null,0.20629631762453046,8.4524015558826368E-2,0.38420507915019758,9.2426164235528283E-2,7.6938337250953365E-2,0,0,1.414438884386787E-3,0,0.84580435270442278,null,{"$f":"J3732*VLOOKUP($B3732,$AR$36:$AZ$47,MATCH(AG$2,$AS$2:$BA$2,0)+1,FALSE)","v":0.20701253441566642},{"$f":"K3732*VLOOKUP($B3732,$AR$36:$AZ$47,MATCH(AH$2,$AS$2:$BA$2,0)+1,FALSE)","v":0.37746350460923594},{"$f":"L3732*VLOOKUP($B3732,$AR$36:$AZ$47,MATCH(AI$2,$AS$2:$BA$2,0)+1,FALSE)","v":0},{"$f":"M3732*VLOOKUP($B3732,$AR$36:$AZ$47,MATCH(AJ$2,$AS$2:$BA$2,0)+1,FALSE)","v":8.1315055631484848E-2},{"$f":"N3732*VLOOKUP($B3732,$AR$36:$AZ$47,MATCH(AK$2,$AS$2:$BA$2,0)+1,FALSE)","v":9.5435869749287805E-2},{"$f":"O3732*VLOOKUP($B3732,$AR$36:$AZ$47,MATCH(AL$2,$AS$2:$BA$2,0)+1,FALSE)","v":7.5312825256646523E-2},{"$f":"P3732*VLOOKUP($B3732,$AR$36:$AZ$47,MATCH(AM$2,$AS$2:$BA$2,0)+1,FALSE)","v":0},{"$f":"Q3732*VLOOKUP($B3732,$AR$36:$AZ$47,MATCH(AN$2,$AS$2:$BA$2,0)+1,FALSE)","v":1.4494573262481064E-3},{"$f":"R3732*VLOOKUP($B3732,$AR$36:$BA$47,MATCH(AO$2,$AS$2:$BA$2,0)+1,FALSE)","v":0},0.83798924698856969]
[2006,6,5,18,null,2013,6,5,18,0.31026052927092035,0.39088347395205347,0,9.0258655447604585E-2,9.6854600000000041E-2,7.4091000000000004E-2,0,1.9351029256188363E-3,0,0.96428336159619732,null,null,0.29374054541257438,7.9054105665489427E-2,0.34579110468173702,7.6340486211879652E-2,6.8299805243828171E-2,0,0,1.414438884386787E-3,0,0.8646404860998953,null,{"$f":"J3740*VLOOKUP($B3740,$AR$36:$AZ$47,MATCH(AG$2,$AS$2:$BA$2,0)+1,FALSE)","v":0.2947603499019828},{"$f":"K3740*VLOOKUP($B3740,$AR$36:$AZ$47,MATCH(AH$2,$AS$2:$BA$2,0)+1,FALSE)","v":0.33972357295370881},{"$f":"L3740*VLOOKUP($B3740,$AR$36:$AZ$47,MATCH(AI$2,$AS$2:$BA$2,0)+1,FALSE)","v":0},{"$f":"M3740*VLOOKUP($B3740,$AR$36:$AZ$47,MATCH(AJ$2,$AS$2:$BA$2,0)+1,FALSE)","v":7.6052811234608733E-2},{"$f":"N3740*VLOOKUP($B3740,$AR$36:$AZ$47,MATCH(AK$2,$AS$2:$BA$2,0)+1,FALSE)","v":7.8826388165892117E-2},{"$f":"O3740*VLOOKUP($B3740,$AR$36:$AZ$47,MATCH(AL$2,$AS$2:$BA$2,0)+1,FALSE)","v":6.6856803528434483E-2},{"$f":"P3740*VLOOKUP($B3740,$AR$36:$AZ$47,MATCH(AM$2,$AS$2:$BA$2,0)+1,FALSE)","v":0},{"$f":"Q3740*VLOOKUP($B3740,$AR$36:$AZ$47,MATCH(AN$2,$AS$2:$BA$2,0)+1,FALSE)","v":1.4494573262481064E-3},{"$f":"R3740*VLOOKUP($B3740,$AR$36:$BA$47,MATCH(AO$2,$AS$2:$BA$2,0)+1,FALSE)","v":0},0.85766938311087504]
[2006,6,6,3,null,2013,6,6,3,0.16447284362112141,0.2434876263961181,1.2431453184795131E-2,6.3635958020747799E-2,7.6126199999999963E-2,6.1865999999999997E-2,3.0151949695646488E-5,2.5315132275945894E-3,0,0.62458174640007258,null,null,0.15571540119638869,5.5736302790563644E-2,0.21539886160082425,6.0002427571460591E-2,5.7030351206147481E-2,6.952456156534904E-3,1.5090410825626205E-5,1.8503774130278908E-3,0,0.55270126834577304,null,{"$f":"J3749*VLOOKUP($B3749,$AR$36:$AZ$47,MATCH(AG$2,$AS$2:$BA$2,0)+1,FALSE)","v":0.15625601183965918},{"$f":"K3749*VLOOKUP($B3749,$AR$36:$AZ$47,MATCH(AH$2,$AS$2:$BA$2,0)+1,FALSE)","v":0.21161929813244915},{"$f":"L3749*VLOOKUP($B3749,$AR$36:$AZ$47,MATCH(AI$2,$AS$2:$BA$2,0)+1,FALSE)","v":3.7578923000521915E-3},{"$f":"M3749*VLOOKUP($B3749,$AR$36:$AZ$47,MATCH(AJ$2,$AS$2:$BA$2,0)+1,FALSE)","v":5.3620270311858065E-2},{"$f":"N3749*VLOOKUP($B3749,$AR$36:$AZ$47,MATCH(AK$2,$AS$2:$BA$2,0)+1,FALSE)","v":6.1956307607427326E-2},{"$f":"O3749*VLOOKUP($B3749,$AR$36:$AZ$47,MATCH(AL$2,$AS$2:$BA$2,0)+1,FALSE)","v":5.5825444481652657E-2},{"$f":"P3749*VLOOKUP($B3749,$AR$36:$AZ$47,MATCH(AM$2,$AS$2:$BA$2,0)+1,FALSE)","v":1.5090410825626205E-5},{"$f":"Q3749*VLOOKUP($B3749,$AR$36:$AZ$47,MATCH(AN$2,$AS$2:$BA$2,0)+1,FALSE)","v":1.8961887482328813E-3},{"$f":"R3749*VLOOKUP($B3749,$AR$36:$BA$47,MATCH(AO$2,$AS$2:$BA$2,0)+1,FALSE)","v":0},0.54494650383215693]
[2006,6,6,12,null,2013,6,6,12,0.22861329286140722,0.44043696721703135,0,9.5176657592695307E-2,0.11507590000000001,8.1568000000000002E-2,0,1.9351029256188363E-3,0,0.96280592059675274,null,null,0.21644065873115356,8.3361595726282531E-2,0.38962810040757206,9.0702456643975998E-2,7.5192378482252575E-2,0,0,1.414438884386787E-3,0,0.85673962887562349,null,{"$f":"J3758*VLOOKUP($B3758,$AR$36:$AZ$47,MATCH(AG$2,$AS$2:$BA$2,0)+1,FALSE)","v":0.21719209450980825},{"$f":"K3758*VLOOKUP($B3758,$AR$36:$AZ$47,MATCH(AH$2,$AS$2:$BA$2,0)+1,FALSE)","v":0.38279136912863942},{"$f":"L3758*VLOOKUP($B3758,$AR$36:$AZ$47,MATCH(AI$2,$AS$2:$BA$2,0)+1,FALSE)","v":0},{"$f":"M3758*VLOOKUP($B3758,$AR$36:$AZ$47,MATCH(AJ$2,$AS$2:$BA$2,0)+1,FALSE)","v":8.0196767145951892E-2},{"$f":"N3758*VLOOKUP($B3758,$AR$36:$AZ$47,MATCH(AK$2,$AS$2:$BA$2,0)+1,FALSE)","v":9.3656032464533231E-2},{"$f":"O3758*VLOOKUP($B3758,$AR$36:$AZ$47,MATCH(AL$2,$AS$2:$BA$2,0)+1,FALSE)","v":7.3603754169971294E-2},{"$f":"P3758*VLOOKUP($B3758,$AR$36:$AZ$47,MATCH(AM$2,$AS$2:$BA$2,0)+1,FALSE)","v":0},{"$f":"Q3758*VLOOKUP($B3758,$AR$36:$AZ$47,MATCH(AN$2,$AS$2:$BA$2,0)+1,FALSE)","v":1.4494573262481064E-3},{"$f":"R3758*VLOOKUP($B3758,$AR$36:$BA$47,MATCH(AO$2,$AS$2:$BA$2,0)+1,FALSE)","v":0},0.84888947474515231]
[2006,6,6,17,null,2013,6,6,17,0.28676758566867139,0.42059899910637372,0,9.8064913015842553E-2,0.10328430000000002,7.5355000000000005E-2,0,1.9351029256188363E-3,0,0.9860059007165064,null,null,0.27149849585735802,8.5891308231726957E-2,0.3720786429227903,8.1408355205159474E-2,6.9465006871936824E-2,0,0,1.414438884386787E-3,0,0.88175624797335828,null,{"$f":"J3763*VLOOKUP($B3763,$AR$36:$AZ$47,MATCH(AG$2,$AS$2:$BA$2,0)+1,FALSE)","v":0.27244108069716655},{"$f":"K3763*VLOOKUP($B3763,$AR$36:$AZ$47,MATCH(AH$2,$AS$2:$BA$2,0)+1,FALSE)","v":0.36554984868635793},{"$f":"L3763*VLOOKUP($B3763,$AR$36:$AZ$47,MATCH(AI$2,$AS$2:$BA$2,0)+1,FALSE)","v":0},{"$f":"M3763*VLOOKUP($B3763,$AR$36:$AZ$47,MATCH(AJ$2,$AS$2:$BA$2,0)+1,FALSE)","v":8.2630438946231094E-2},{"$f":"N3763*VLOOKUP($B3763,$AR$36:$AZ$47,MATCH(AK$2,$AS$2:$BA$2,0)+1,FALSE)","v":8.4059283949780891E-2},{"$f":"O3763*VLOOKUP($B3763,$AR$36:$AZ$47,MATCH(AL$2,$AS$2:$BA$2,0)+1,FALSE)","v":6.7997387400428932E-2},{"$f":"P3763*VLOOKUP($B3763,$AR$36:$AZ$47,MATCH(AM$2,$AS$2:$BA$2,0)+1,FALSE)","v":0},{"$f":"Q3763*VLOOKUP($B3763,$AR$36:$AZ$47,MATCH(AN$2,$AS$2:$BA$2,0)+1,FALSE)","v":1.4494573262481064E-3},{"$f":"R3763*VLOOKUP($B3763,$AR$36:$BA$47,MATCH(AO$2,$AS$2:$BA$2,0)+1,FALSE)","v":0},0.87412749700621351]
[2006,6,6,21,null,2013,6,6,21,0.32331620809585165,0.32141518580714673,1.2431453184795131E-2,7.1907340361119371E-2,8.4655899999999978E-2,6.7541000000000004E-2,3.0151949695646488E-5,2.5315132275945894E-3,0,0.88382875262620308,null,null,0.30610106780251078,6.2980890362721531E-2,0.28433668744811658,6.6725509853989978E-2,6.2261774655132177E-2,6.952456156534904E-3,1.5090410825626205E-5,1.8503774130278908E-3,0,0.79122385410285934,null,{"$f":"J3767*VLOOKUP($B3767,$AR$36:$AZ$47,MATCH(AG$2,$AS$2:$BA$2,0)+1,FALSE)","v":0.30716378538792022},{"$f":"K3767*VLOOKUP($B3767,$AR$36:$AZ$47,MATCH(AH$2,$AS$2:$BA$2,0)+1,FALSE)","v":0.27934748486547128},{"$f":"L3767*VLOOKUP($B3767,$AR$36:$AZ$47,MATCH(AI$2,$AS$2:$BA$2,0)+1,FALSE)","v":3.7578923000521915E-3},{"$f":"M3767*VLOOKUP($B3767,$AR$36:$AZ$47,MATCH(AJ$2,$AS$2:$BA$2,0)+1,FALSE)","v":6.0589816630290956E-2},{"$f":"N3767*VLOOKUP($B3767,$AR$36:$AZ$47,MATCH(AK$2,$AS$2:$BA$2,0)+1,FALSE)","v":6.8898315969844914E-2},{"$f":"O3767*VLOOKUP($B3767,$AR$36:$AZ$47,MATCH(AL$2,$AS$2:$BA$2,0)+1,FALSE)","v":6.0946341217070807E-2},{"$f":"P3767*VLOOKUP($B3767,$AR$36:$AZ$47,MATCH(AM$2,$AS$2:$BA$2,0)+1,FALSE)","v":1.5090410825626205E-5},{"$f":"Q3767*VLOOKUP($B3767,$AR$36:$AZ$47,MATCH(AN$2,$AS$2:$BA$2,0)+1,FALSE)","v":1.8961887482328813E-3},{"$f":"R3767*VLOOKUP($B3767,$AR$36:$BA$47,MATCH(AO$2,$AS$2:$BA$2,0)+1,FALSE)","v":0},0.78261491552970874]
[2006,6,7,10,null,2013,6,7,10,0.25477888324029618,0.45685575690069058,0,0.11558329148695667,0.11409530000000005,8.1376000000000004E-2,0,1.9351029256188363E-3,0,1.0246243345535624,null,null,0.24121304859008244,0.10123498619674416,0.40415281634106287,8.9929550857576951E-2,7.501538582988164E-2,0,0,1.414438884386787E-3,{"$f":"$R3780*$BA$6","v":0},0.91296022669973476,null,{"$f":"J3780*VLOOKUP($B3780,$AR$36:$AZ$47,MATCH(AG$2,$AS$2:$BA$2,0)+1,FALSE)","v":0.24205048881989666},{"$f":"K3780*VLOOKUP($B3780,$AR$36:$AZ$47,MATCH(AH$2,$AS$2:$BA$2,0)+1,FALSE)","v":0.39706122259292886},{"$f":"L3780*VLOOKUP($B3780,$AR$36:$AZ$47,MATCH(AI$2,$AS$2:$BA$2,0)+1,FALSE)","v":0},{"$f":"M3780*VLOOKUP($B3780,$AR$36:$AZ$47,MATCH(AJ$2,$AS$2:$BA$2,0)+1,FALSE)","v":9.7391593146821775E-2},{"$f":"N3780*VLOOKUP($B3780,$AR$36:$AZ$47,MATCH(AK$2,$AS$2:$BA$2,0)+1,FALSE)","v":9.2857958276673591E-2},{"$f":"O3780*VLOOKUP($B3780,$AR$36:$AZ$47,MATCH(AL$2,$AS$2:$BA$2,0)+1,FALSE)","v":7.3430500923592393E-2},{"$f":"P3780*VLOOKUP($B3780,$AR$36:$AZ$47,MATCH(AM$2,$AS$2:$BA$2,0)+1,FALSE)","v":0},{"$f":"Q3780*VLOOKUP($B3780,$AR$36:$AZ$47,MATCH(AN$2,$AS$2:$BA$2,0)+1,FALSE)","v":1.4494573262481064E-3},{"$f":"R3780*VLOOKUP($B3780,$AR$36:$BA$47,MATCH(AO$2,$AS$2:$BA$2,0)+1,FALSE)","v":0},{"$f":"SUM(AG3780:AO3780)","v":0.90424122108616145}]
[2006,6,7,14,null,2013,6,7,14,0.28950350486512577,0.47440559951266398,0,0.11996881310054856,0.11256290000000001,8.0664E-2,0,1.9351029256188363E-3,0,1.0790399204039571,null,null,0.2740887396078594,0.10507609691703888,0.41967810678741541,8.8721718074507405E-2,7.4359038077339415E-2,0,0,1.414438884386787E-3,0,0.96333813834854731,null,{"$f":"J3784*VLOOKUP($B3784,$AR$36:$AZ$47,MATCH(AG$2,$AS$2:$BA$2,0)+1,FALSE)","v":0.27504031722121136},{"$f":"K3784*VLOOKUP($B3784,$AR$36:$AZ$47,MATCH(AH$2,$AS$2:$BA$2,0)+1,FALSE)","v":0.41231409367656591},{"$f":"L3784*VLOOKUP($B3784,$AR$36:$AZ$47,MATCH(AI$2,$AS$2:$BA$2,0)+1,FALSE)","v":0},{"$f":"M3784*VLOOKUP($B3784,$AR$36:$AZ$47,MATCH(AJ$2,$AS$2:$BA$2,0)+1,FALSE)","v":0.10108687584065069},{"$f":"N3784*VLOOKUP($B3784,$AR$36:$AZ$47,MATCH(AK$2,$AS$2:$BA$2,0)+1,FALSE)","v":9.1610794412227137E-2},{"$f":"O3784*VLOOKUP($B3784,$AR$36:$AZ$47,MATCH(AL$2,$AS$2:$BA$2,0)+1,FALSE)","v":7.2788020134937279E-2},{"$f":"P3784*VLOOKUP($B3784,$AR$36:$AZ$47,MATCH(AM$2,$AS$2:$BA$2,0)+1,FALSE)","v":0},{"$f":"Q3784*VLOOKUP($B3784,$AR$36:$AZ$47,MATCH(AN$2,$AS$2:$BA$2,0)+1,FALSE)","v":1.4494573262481064E-3},{"$f":"R3784*VLOOKUP($B3784,$AR$36:$BA$47,MATCH(AO$2,$AS$2:$BA$2,0)+1,FALSE)","v":0},0.9542895586118405]
[2006,6,7,24,null,2013,6,7,24,0.2397247855587121,0.27141976974638293,1.2431453184795131E-2,7.545213529213643E-2,7.5060000000000002E-2,6.2580999999999998E-2,3.0151949695646488E-5,2.5315132275945894E-3,0,0.73923080895931692,null,null,0.22696051419882773,6.6085640723220637E-2,0.24010874919868536,5.9162052138604503E-2,5.7689464468882998E-2,6.952456156534904E-3,1.5090410825626205E-5,1.8503774130278908E-3,0,0.65882434470860962,null,{"$f":"J3794*VLOOKUP($B3794,$AR$36:$AZ$47,MATCH(AG$2,$AS$2:$BA$2,0)+1,FALSE)","v":0.2277484726707279},{"$f":"K3794*VLOOKUP($B3794,$AR$36:$AZ$47,MATCH(AH$2,$AS$2:$BA$2,0)+1,FALSE)","v":0.23589560596216086},{"$f":"L3794*VLOOKUP($B3794,$AR$36:$AZ$47,MATCH(AI$2,$AS$2:$BA$2,0)+1,FALSE)","v":3.7578923000521915E-3},{"$f":"M3794*VLOOKUP($B3794,$AR$36:$AZ$47,MATCH(AJ$2,$AS$2:$BA$2,0)+1,FALSE)","v":6.3576694934838016E-2},{"$f":"N3794*VLOOKUP($B3794,$AR$36:$AZ$47,MATCH(AK$2,$AS$2:$BA$2,0)+1,FALSE)","v":6.1088566735414317E-2},{"$f":"O3794*VLOOKUP($B3794,$AR$36:$AZ$47,MATCH(AL$2,$AS$2:$BA$2,0)+1,FALSE)","v":5.6470632352282432E-2},{"$f":"P3794*VLOOKUP($B3794,$AR$36:$AZ$47,MATCH(AM$2,$AS$2:$BA$2,0)+1,FALSE)","v":1.5090410825626205E-5},{"$f":"Q3794*VLOOKUP($B3794,$AR$36:$AZ$47,MATCH(AN$2,$AS$2:$BA$2,0)+1,FALSE)","v":1.8961887482328813E-3},{"$f":"R3794*VLOOKUP($B3794,$AR$36:$BA$47,MATCH(AO$2,$AS$2:$BA$2,0)+1,FALSE)","v":0},0.65044914411453414]
[2006,6,8,7,null,2013,6,8,7,0.1804367830132407,0.2956019511441586,0,7.5548213532361838E-2,7.7967800000000004E-2,6.3235E-2,0,1.9351029256188363E-3,0,0.69472485061538003,null,null,0.17082933230130126,6.6169791980706882E-2,0.2615012709510291,6.145397080645202E-2,5.8292345691021499E-2,0,0,1.414438884386787E-3,0,0.61966115061489746,null,{"$f":"J3801*VLOOKUP($B3801,$AR$36:$AZ$47,MATCH(AG$2,$AS$2:$BA$2,0)+1,FALSE)","v":0.17142241528805346},{"$f":"K3801*VLOOKUP($B3801,$AR$36:$AZ$47,MATCH(AH$2,$AS$2:$BA$2,0)+1,FALSE)","v":0.25691275714332018},{"$f":"L3801*VLOOKUP($B3801,$AR$36:$AZ$47,MATCH(AI$2,$AS$2:$BA$2,0)+1,FALSE)","v":0},{"$f":"M3801*VLOOKUP($B3801,$AR$36:$AZ$47,MATCH(AJ$2,$AS$2:$BA$2,0)+1,FALSE)","v":6.3657651384182182E-2},{"$f":"N3801*VLOOKUP($B3801,$AR$36:$AZ$47,MATCH(AK$2,$AS$2:$BA$2,0)+1,FALSE)","v":6.3455117952483833E-2},{"$f":"O3801*VLOOKUP($B3801,$AR$36:$AZ$47,MATCH(AL$2,$AS$2:$BA$2,0)+1,FALSE)","v":5.7060776222760574E-2},{"$f":"P3801*VLOOKUP($B3801,$AR$36:$AZ$47,MATCH(AM$2,$AS$2:$BA$2,0)+1,FALSE)","v":0},{"$f":"Q3801*VLOOKUP($B3801,$AR$36:$AZ$47,MATCH(AN$2,$AS$2:$BA$2,0)+1,FALSE)","v":1.4494573262481064E-3},{"$f":"R3801*VLOOKUP($B3801,$AR$36:$BA$47,MATCH(AO$2,$AS$2:$BA$2,0)+1,FALSE)","v":0},0.61395817531704844]
[2006,6,8,14,null,2013,6,8,14,0.29128359362273309,0.38650019015964998,0,0.11296725062441348,8.6873800000000001E-2,6.9061999999999998E-2,0,1.9351029256188363E-3,0,0.94862193733241529,null,null,0.2757740466102393,9.8943696018011326E-2,0.34191347708754849,6.8473651546478817E-2,6.3663888323133189E-2,0,0,1.414438884386787E-3,0,0.85018319846979784,null,{"$f":"J3808*VLOOKUP($B3808,$AR$36:$AZ$47,MATCH(AG$2,$AS$2:$BA$2,0)+1,FALSE)","v":0.27673147524985875},{"$f":"K3808*VLOOKUP($B3808,$AR$36:$AZ$47,MATCH(AH$2,$AS$2:$BA$2,0)+1,FALSE)","v":0.33591398536442113},{"$f":"L3808*VLOOKUP($B3808,$AR$36:$AZ$47,MATCH(AI$2,$AS$2:$BA$2,0)+1,FALSE)","v":0},{"$f":"M3808*VLOOKUP($B3808,$AR$36:$AZ$47,MATCH(AJ$2,$AS$2:$BA$2,0)+1,FALSE)","v":9.5187291953608061E-2},{"$f":"N3808*VLOOKUP($B3808,$AR$36:$AZ$47,MATCH(AK$2,$AS$2:$BA$2,0)+1,FALSE)","v":7.0703383011711113E-2},{"$f":"O3808*VLOOKUP($B3808,$AR$36:$AZ$47,MATCH(AL$2,$AS$2:$BA$2,0)+1,FALSE)","v":6.2318831778228688E-2},{"$f":"P3808*VLOOKUP($B3808,$AR$36:$AZ$47,MATCH(AM$2,$AS$2:$BA$2,0)+1,FALSE)","v":0},{"$f":"Q3808*VLOOKUP($B3808,$AR$36:$AZ$47,MATCH(AN$2,$AS$2:$BA$2,0)+1,FALSE)","v":1.4494573262481064E-3},{"$f":"R3808*VLOOKUP($B3808,$AR$36:$BA$47,MATCH(AO$2,$AS$2:$BA$2,0)+1,FALSE)","v":0},0.84230442468407596]
[2006,6,8,24,null,2013,6,8,24,0.25458532948492052,0.25792139427663235,1.2431453184795131E-2,6.9664895405288363E-2,7.6271299999999972E-2,6.3149999999999998E-2,3.0151949695646488E-5,2.5315132275945894E-3,0,0.73658603752892648,null,null,0.24102980070546012,6.1016818555888377E-2,0.228167548109006,6.0116794927779695E-2,5.8213989568878112E-2,6.952456156534904E-3,1.5090410825626205E-5,1.8503774130278908E-3,0,0.65736287584740072,null,{"$f":"J3818*VLOOKUP($B3818,$AR$36:$AZ$47,MATCH(AG$2,$AS$2:$BA$2,0)+1,FALSE)","v":0.24186660473772406},{"$f":"K3818*VLOOKUP($B3818,$AR$36:$AZ$47,MATCH(AH$2,$AS$2:$BA$2,0)+1,FALSE)","v":0.2241639348907539},{"$f":"L3818*VLOOKUP($B3818,$AR$36:$AZ$47,MATCH(AI$2,$AS$2:$BA$2,0)+1,FALSE)","v":3.7578923000521915E-3},{"$f":"M3818*VLOOKUP($B3818,$AR$36:$AZ$47,MATCH(AJ$2,$AS$2:$BA$2,0)+1,FALSE)","v":5.8700310941511694E-2},{"$f":"N3818*VLOOKUP($B3818,$AR$36:$AZ$47,MATCH(AK$2,$AS$2:$BA$2,0)+1,FALSE)","v":6.2074399147972345E-2},{"$f":"O3818*VLOOKUP($B3818,$AR$36:$AZ$47,MATCH(AL$2,$AS$2:$BA$2,0)+1,FALSE)","v":5.6984075566811579E-2},{"$f":"P3818*VLOOKUP($B3818,$AR$36:$AZ$47,MATCH(AM$2,$AS$2:$BA$2,0)+1,FALSE)","v":1.5090410825626205E-5},{"$f":"Q3818*VLOOKUP($B3818,$AR$36:$AZ$47,MATCH(AN$2,$AS$2:$BA$2,0)+1,FALSE)","v":1.8961887482328813E-3},{"$f":"R3818*VLOOKUP($B3818,$AR$36:$BA$47,MATCH(AO$2,$AS$2:$BA$2,0)+1,FALSE)","v":0},0.64945849674388423]
[2006,6,9,4,null,2013,6,9,4,0.18533296988275461,0.25031057518926592,1.2431453184795131E-2,6.6209542363319288E-2,7.5456700000000002E-2,6.2548000000000006E-2,3.0151949695646488E-5,2.5315132275945894E-3,0,0.65485090579742533,null,null,0.17546481914480191,5.7990406926590798E-2,0.2214347141184953,5.9474729810911786E-2,5.7659043856756749E-2,6.952456156534904E-3,1.5090410825626205E-5,1.8503774130278908E-3,0,0.58084163783794496,null,{"$f":"J3822*VLOOKUP($B3822,$AR$36:$AZ$47,MATCH(AG$2,$AS$2:$BA$2,0)+1,FALSE)","v":0.17607399555266137},{"$f":"K3822*VLOOKUP($B3822,$AR$36:$AZ$47,MATCH(AH$2,$AS$2:$BA$2,0)+1,FALSE)","v":0.21754924067684203},{"$f":"L3822*VLOOKUP($B3822,$AR$36:$AZ$47,MATCH(AI$2,$AS$2:$BA$2,0)+1,FALSE)","v":3.7578923000521915E-3},{"$f":"M3822*VLOOKUP($B3822,$AR$36:$AZ$47,MATCH(AJ$2,$AS$2:$BA$2,0)+1,FALSE)","v":5.5788797232974842E-2},{"$f":"N3822*VLOOKUP($B3822,$AR$36:$AZ$47,MATCH(AK$2,$AS$2:$BA$2,0)+1,FALSE)","v":6.1411426240129727E-2},{"$f":"O3822*VLOOKUP($B3822,$AR$36:$AZ$47,MATCH(AL$2,$AS$2:$BA$2,0)+1,FALSE)","v":5.6440854450561066E-2},{"$f":"P3822*VLOOKUP($B3822,$AR$36:$AZ$47,MATCH(AM$2,$AS$2:$BA$2,0)+1,FALSE)","v":1.5090410825626205E-5},{"$f":"Q3822*VLOOKUP($B3822,$AR$36:$AZ$47,MATCH(AN$2,$AS$2:$BA$2,0)+1,FALSE)","v":1.8961887482328813E-3},{"$f":"R3822*VLOOKUP($B3822,$AR$36:$BA$47,MATCH(AO$2,$AS$2:$BA$2,0)+1,FALSE)","v":0},0.57293348561227964]
[2006,6,9,9,null,2013,6,9,9,0.24455598858615235,0.34281313595181645,0,8.8608857966267149E-2,8.3866899999999994E-2,6.9496000000000002E-2,0,1.9351029256188363E-3,0,0.83127598542985481,null,null,0.23153447729885199,7.7609111124306407E-2,0.30326616723307592,6.610362257531481E-2,6.4063965464429995E-2,0,0,1.414438884386787E-3,0,0.7439917825803658,null,{"$f":"J3827*VLOOKUP($B3827,$AR$36:$AZ$47,MATCH(AG$2,$AS$2:$BA$2,0)+1,FALSE)","v":0.2323383155945512},{"$f":"K3827*VLOOKUP($B3827,$AR$36:$AZ$47,MATCH(AH$2,$AS$2:$BA$2,0)+1,FALSE)","v":0.29794481261518374},{"$f":"L3827*VLOOKUP($B3827,$AR$36:$AZ$47,MATCH(AI$2,$AS$2:$BA$2,0)+1,FALSE)","v":0},{"$f":"M3827*VLOOKUP($B3827,$AR$36:$AZ$47,MATCH(AJ$2,$AS$2:$BA$2,0)+1,FALSE)","v":7.466267600822786E-2},{"$f":"N3827*VLOOKUP($B3827,$AR$36:$AZ$47,MATCH(AK$2,$AS$2:$BA$2,0)+1,FALSE)","v":6.8256177958197689E-2},{"$f":"O3827*VLOOKUP($B3827,$AR$36:$AZ$47,MATCH(AL$2,$AS$2:$BA$2,0)+1,FALSE)","v":6.2710456303897669E-2},{"$f":"P3827*VLOOKUP($B3827,$AR$36:$AZ$47,MATCH(AM$2,$AS$2:$BA$2,0)+1,FALSE)","v":0},{"$f":"Q3827*VLOOKUP($B3827,$AR$36:$AZ$47,MATCH(AN$2,$AS$2:$BA$2,0)+1,FALSE)","v":1.4494573262481064E-3},{"$f":"R3827*VLOOKUP($B3827,$AR$36:$BA$47,MATCH(AO$2,$AS$2:$BA$2,0)+1,FALSE)","v":0},0.73736189580630629]
[2006,6,9,18,null,2013,6,9,18,0.40341540027982331,0.35452218149806386,0,0.10259462106124118,8.5181799999999974E-2,7.2373999999999994E-2,0,1.9351029256188363E-3,0,1.0200231057647473,null,null,0.38193533668136453,8.9858706335309763E-2,0.31362445573596182,6.7140022553426326E-2,6.6717011576531815E-2,0,0,1.414438884386787E-3,0,0.92068997176698086,null,{"$f":"J3836*VLOOKUP($B3836,$AR$36:$AZ$47,MATCH(AG$2,$AS$2:$BA$2,0)+1,FALSE)","v":0.38326133466528023},{"$f":"K3836*VLOOKUP($B3836,$AR$36:$AZ$47,MATCH(AH$2,$AS$2:$BA$2,0)+1,FALSE)","v":0.30812134617039055},{"$f":"L3836*VLOOKUP($B3836,$AR$36:$AZ$47,MATCH(AI$2,$AS$2:$BA$2,0)+1,FALSE)","v":0},{"$f":"M3836*VLOOKUP($B3836,$AR$36:$AZ$47,MATCH(AJ$2,$AS$2:$BA$2,0)+1,FALSE)","v":8.6447214514360091E-2},{"$f":"N3836*VLOOKUP($B3836,$AR$36:$AZ$47,MATCH(AK$2,$AS$2:$BA$2,0)+1,FALSE)","v":6.9326326591296478E-2},{"$f":"O3836*VLOOKUP($B3836,$AR$36:$AZ$47,MATCH(AL$2,$AS$2:$BA$2,0)+1,FALSE)","v":6.5307450278264789E-2},{"$f":"P3836*VLOOKUP($B3836,$AR$36:$AZ$47,MATCH(AM$2,$AS$2:$BA$2,0)+1,FALSE)","v":0},{"$f":"Q3836*VLOOKUP($B3836,$AR$36:$AZ$47,MATCH(AN$2,$AS$2:$BA$2,0)+1,FALSE)","v":1.4494573262481064E-3},{"$f":"R3836*VLOOKUP($B3836,$AR$36:$BA$47,MATCH(AO$2,$AS$2:$BA$2,0)+1,FALSE)","v":0},0.91391312954584025]
[2006,6,10,2,null,2013,6,10,2,0.22600567106306943,0.26340274984042256,1.2431453184795131E-2,6.0448454208533703E-2,7.8489000000000017E-2,6.5499000000000002E-2,3.0151949695646488E-5,2.5315132275945894E-3,0,0.70883799347411114,null,null,0.21397188111682605,5.2944490061576102E-2,0.23301657376975546,6.1864778980907677E-2,6.0379384050228788E-2,6.952456156534904E-3,1.5090410825626205E-5,1.8503774130278908E-3,{"$f":"$R3844*$BA$6","v":0},0.63099503195968254,null,{"$f":"J3844*VLOOKUP($B3844,$AR$36:$AZ$47,MATCH(AG$2,$AS$2:$BA$2,0)+1,FALSE)","v":0.21471474582644118},{"$f":"K3844*VLOOKUP($B3844,$AR$36:$AZ$47,MATCH(AH$2,$AS$2:$BA$2,0)+1,FALSE)","v":0.2289278756067252},{"$f":"L3844*VLOOKUP($B3844,$AR$36:$AZ$47,MATCH(AI$2,$AS$2:$BA$2,0)+1,FALSE)","v":3.7578923000521915E-3},{"$f":"M3844*VLOOKUP($B3844,$AR$36:$AZ$47,MATCH(AJ$2,$AS$2:$BA$2,0)+1,FALSE)","v":5.0934448940625258E-2},{"$f":"N3844*VLOOKUP($B3844,$AR$36:$AZ$47,MATCH(AK$2,$AS$2:$BA$2,0)+1,FALSE)","v":6.3879303417212027E-2},{"$f":"O3844*VLOOKUP($B3844,$AR$36:$AZ$47,MATCH(AL$2,$AS$2:$BA$2,0)+1,FALSE)","v":5.9103720752978497E-2},{"$f":"P3844*VLOOKUP($B3844,$AR$36:$AZ$47,MATCH(AM$2,$AS$2:$BA$2,0)+1,FALSE)","v":1.5090410825626205E-5},{"$f":"Q3844*VLOOKUP($B3844,$AR$36:$AZ$47,MATCH(AN$2,$AS$2:$BA$2,0)+1,FALSE)","v":1.8961887482328813E-3},{"$f":"R3844*VLOOKUP($B3844,$AR$36:$BA$47,MATCH(AO$2,$AS$2:$BA$2,0)+1,FALSE)","v":0},{"$f":"SUM(AG3844:AO3844)","v":0.62322926600309281}]
[2006,6,10,11,null,2013,6,10,11,0.29578036438024358,0.48639757043810594,0,0.12766984444333795,0.1352999,9.1468999999999995E-2,0,1.9351029256188363E-3,0,1.1385517821873063,null,null,0.28003138446114278,0.111821135855266,0.43028668236032003,0.10664294881625334,8.431948395686005E-2,0,0,1.414438884386787E-3,0,1.014516074334229,null,{"$f":"J3853*VLOOKUP($B3853,$AR$36:$AZ$47,MATCH(AG$2,$AS$2:$BA$2,0)+1,FALSE)","v":0.28100359366926425},{"$f":"K3853*VLOOKUP($B3853,$AR$36:$AZ$47,MATCH(AH$2,$AS$2:$BA$2,0)+1,FALSE)","v":0.42273652256146638},{"$f":"L3853*VLOOKUP($B3853,$AR$36:$AZ$47,MATCH(AI$2,$AS$2:$BA$2,0)+1,FALSE)","v":0},{"$f":"M3853*VLOOKUP($B3853,$AR$36:$AZ$47,MATCH(AJ$2,$AS$2:$BA$2,0)+1,FALSE)","v":0.10757583892258979},{"$f":"N3853*VLOOKUP($B3853,$AR$36:$AZ$47,MATCH(AK$2,$AS$2:$BA$2,0)+1,FALSE)","v":0.110115600458898},{"$f":"O3853*VLOOKUP($B3853,$AR$36:$AZ$47,MATCH(AL$2,$AS$2:$BA$2,0)+1,FALSE)","v":8.2538027047041787E-2},{"$f":"P3853*VLOOKUP($B3853,$AR$36:$AZ$47,MATCH(AM$2,$AS$2:$BA$2,0)+1,FALSE)","v":0},{"$f":"Q3853*VLOOKUP($B3853,$AR$36:$AZ$47,MATCH(AN$2,$AS$2:$BA$2,0)+1,FALSE)","v":1.4494573262481064E-3},{"$f":"R3853*VLOOKUP($B3853,$AR$36:$BA$47,MATCH(AO$2,$AS$2:$BA$2,0)+1,FALSE)","v":0},1.0054190399855083]
[2006,6,10,19,null,2013,6,10,19,0.46913447700714445,0.3972747075622205,0,9.1008700873360701E-2,9.9925499999999987E-2,7.6674999999999993E-2,0,1.9351029256188363E-3,0,1.1359534883683444,null,null,0.44415516685846551,7.9711041779234895E-2,0.35144504473705335,7.8760959778525499E-2,7.068183135698701E-2,0,0,1.414438884386787E-3,0,1.0261684833946532,null,{"$f":"J3861*VLOOKUP($B3861,$AR$36:$AZ$47,MATCH(AG$2,$AS$2:$BA$2,0)+1,FALSE)","v":0.44569717881503768},{"$f":"K3861*VLOOKUP($B3861,$AR$36:$AZ$47,MATCH(AH$2,$AS$2:$BA$2,0)+1,FALSE)","v":0.34527830438217055},{"$f":"L3861*VLOOKUP($B3861,$AR$36:$AZ$47,MATCH(AI$2,$AS$2:$BA$2,0)+1,FALSE)","v":0},{"$f":"M3861*VLOOKUP($B3861,$AR$36:$AZ$47,MATCH(AJ$2,$AS$2:$BA$2,0)+1,FALSE)","v":7.6684806724675897E-2},{"$f":"N3861*VLOOKUP($B3861,$AR$36:$AZ$47,MATCH(AK$2,$AS$2:$BA$2,0)+1,FALSE)","v":8.1325680459893981E-2},{"$f":"O3861*VLOOKUP($B3861,$AR$36:$AZ$47,MATCH(AL$2,$AS$2:$BA$2,0)+1,FALSE)","v":6.9188503469283888E-2},{"$f":"P3861*VLOOKUP($B3861,$AR$36:$AZ$47,MATCH(AM$2,$AS$2:$BA$2,0)+1,FALSE)","v":0},{"$f":"Q3861*VLOOKUP($B3861,$AR$36:$AZ$47,MATCH(AN$2,$AS$2:$BA$2,0)+1,FALSE)","v":1.4494573262481064E-3},{"$f":"R3861*VLOOKUP($B3861,$AR$36:$BA$47,MATCH(AO$2,$AS$2:$BA$2,0)+1,FALSE)","v":0},1.0196239311773101]
[2006,6,11,1,null,2013,6,11,1,0.31329383518435433,0.312185504234476,1.2431453184795131E-2,7.8192709323587919E-2,8.1865800000000016E-2,6.7126000000000005E-2,3.0151949695646488E-5,2.5315132275945894E-3,0,0.86765696710450357,null,null,0.29661234136905346,6.8486004743624526E-2,0.27617174316278725,6.4526361950020913E-2,6.1879212411726253E-2,6.952456156534904E-3,1.5090410825626205E-5,1.8503774130278908E-3,0,0.77649358761760079,null,{"$f":"J3867*VLOOKUP($B3867,$AR$36:$AZ$47,MATCH(AG$2,$AS$2:$BA$2,0)+1,FALSE)","v":0.29764211612118124},{"$f":"K3867*VLOOKUP($B3867,$AR$36:$AZ$47,MATCH(AH$2,$AS$2:$BA$2,0)+1,FALSE)","v":0.27132580932777045},{"$f":"L3867*VLOOKUP($B3867,$AR$36:$AZ$47,MATCH(AI$2,$AS$2:$BA$2,0)+1,FALSE)","v":3.7578923000521915E-3},{"$f":"M3867*VLOOKUP($B3867,$AR$36:$AZ$47,MATCH(AJ$2,$AS$2:$BA$2,0)+1,FALSE)","v":6.5885928973998323E-2},{"$f":"N3867*VLOOKUP($B3867,$AR$36:$AZ$47,MATCH(AK$2,$AS$2:$BA$2,0)+1,FALSE)","v":6.6627556443486308E-2},{"$f":"O3867*VLOOKUP($B3867,$AR$36:$AZ$47,MATCH(AL$2,$AS$2:$BA$2,0)+1,FALSE)","v":6.0571861543908069E-2},{"$f":"P3867*VLOOKUP($B3867,$AR$36:$AZ$47,MATCH(AM$2,$AS$2:$BA$2,0)+1,FALSE)","v":1.5090410825626205E-5},{"$f":"Q3867*VLOOKUP($B3867,$AR$36:$AZ$47,MATCH(AN$2,$AS$2:$BA$2,0)+1,FALSE)","v":1.8961887482328813E-3},{"$f":"R3867*VLOOKUP($B3867,$AR$36:$BA$47,MATCH(AO$2,$AS$2:$BA$2,0)+1,FALSE)","v":0},0.76772244386945498]
[2006,6,11,12,null,2013,6,11,12,0.38332853233327657,0.56236948592667679,0,0.15898697983483673,0.1200287,8.5045999999999997E-2,0,1.9351029256188363E-3,0,1.311694801020409,null,null,0.36291800450535699,0.1392506174723189,0.49749446762678762,9.460623777683079E-2,7.8398526633013596E-2,0,0,1.414438884386787E-3,0,1.1740822928986947,null,{"$f":"J3878*VLOOKUP($B3878,$AR$36:$AZ$47,MATCH(AG$2,$AS$2:$BA$2,0)+1,FALSE)","v":0.36417797837025834},{"$f":"K3878*VLOOKUP($B3878,$AR$36:$AZ$47,MATCH(AH$2,$AS$2:$BA$2,0)+1,FALSE)","v":0.4887650254116031},{"$f":"L3878*VLOOKUP($B3878,$AR$36:$AZ$47,MATCH(AI$2,$AS$2:$BA$2,0)+1,FALSE)","v":0},{"$f":"M3878*VLOOKUP($B3878,$AR$36:$AZ$47,MATCH(AJ$2,$AS$2:$BA$2,0)+1,FALSE)","v":0.13396395842788153},{"$f":"N3878*VLOOKUP($B3878,$AR$36:$AZ$47,MATCH(AK$2,$AS$2:$BA$2,0)+1,FALSE)","v":9.7686933787836716E-2},{"$f":"O3878*VLOOKUP($B3878,$AR$36:$AZ$47,MATCH(AL$2,$AS$2:$BA$2,0)+1,FALSE)","v":7.6742164539272489E-2},{"$f":"P3878*VLOOKUP($B3878,$AR$36:$AZ$47,MATCH(AM$2,$AS$2:$BA$2,0)+1,FALSE)","v":0},{"$f":"Q3878*VLOOKUP($B3878,$AR$36:$AZ$47,MATCH(AN$2,$AS$2:$BA$2,0)+1,FALSE)","v":1.4494573262481064E-3},{"$f":"R3878*VLOOKUP($B3878,$AR$36:$BA$47,MATCH(AO$2,$AS$2:$BA$2,0)+1,FALSE)","v":0},1.1627855178631004]
[2006,6,11,15,null,2013,6,11,15,0.43287200323912023,0.55896624983968402,0,0.1556255495639898,0.11766339999999997,8.3776000000000003E-2,0,1.9351029256188363E-3,0,1.3508383055684132,null,null,0.40982350743772283,0.13630646920752487,0.49448382930504997,9.2741915875372713E-2,7.7227793984518345E-2,0,0,1.414438884386787E-3,0,1.2119979546945754,null,{"$f":"J3881*VLOOKUP($B3881,$AR$36:$AZ$47,MATCH(AG$2,$AS$2:$BA$2,0)+1,FALSE)","v":0.41124632719916598},{"$f":"K3881*VLOOKUP($B3881,$AR$36:$AZ$47,MATCH(AH$2,$AS$2:$BA$2,0)+1,FALSE)","v":0.48580721419643774},{"$f":"L3881*VLOOKUP($B3881,$AR$36:$AZ$47,MATCH(AI$2,$AS$2:$BA$2,0)+1,FALSE)","v":0},{"$f":"M3881*VLOOKUP($B3881,$AR$36:$AZ$47,MATCH(AJ$2,$AS$2:$BA$2,0)+1,FALSE)","v":0.13113158494969002},{"$f":"N3881*VLOOKUP($B3881,$AR$36:$AZ$47,MATCH(AK$2,$AS$2:$BA$2,0)+1,FALSE)","v":9.5761903320220457E-2},{"$f":"O3881*VLOOKUP($B3881,$AR$36:$AZ$47,MATCH(AL$2,$AS$2:$BA$2,0)+1,FALSE)","v":7.5596166503328704E-2},{"$f":"P3881*VLOOKUP($B3881,$AR$36:$AZ$47,MATCH(AM$2,$AS$2:$BA$2,0)+1,FALSE)","v":0},{"$f":"Q3881*VLOOKUP($B3881,$AR$36:$AZ$47,MATCH(AN$2,$AS$2:$BA$2,0)+1,FALSE)","v":1.4494573262481064E-3},{"$f":"R3881*VLOOKUP($B3881,$AR$36:$BA$47,MATCH(AO$2,$AS$2:$BA$2,0)+1,FALSE)","v":0},1.200992653495091]
[2006,6,11,21,null,2013,6,11,21,0.46916576165806045,0.43482354033622705,1.2431453184795131E-2,0.12972771807384623,8.6636700000000025E-2,6.9475999999999996E-2,3.0151949695646488E-5,2.5315132275945894E-3,0,1.2048228384302193,null,null,0.44418478574181075,0.11362354869451845,0.38466223919441273,6.8286770084154527E-2,6.404552872980801E-2,6.952456156534904E-3,1.5090410825626205E-5,1.8503774130278908E-3,0,1.0836207964250928,null,{"$f":"J3887*VLOOKUP($B3887,$AR$36:$AZ$47,MATCH(AG$2,$AS$2:$BA$2,0)+1,FALSE)","v":0.44572690052882519},{"$f":"K3887*VLOOKUP($B3887,$AR$36:$AZ$47,MATCH(AH$2,$AS$2:$BA$2,0)+1,FALSE)","v":0.3779126429518066},{"$f":"L3887*VLOOKUP($B3887,$AR$36:$AZ$47,MATCH(AI$2,$AS$2:$BA$2,0)+1,FALSE)","v":3.7578923000521915E-3},{"$f":"M3887*VLOOKUP($B3887,$AR$36:$AZ$47,MATCH(AJ$2,$AS$2:$BA$2,0)+1,FALSE)","v":0.1093098230373496},{"$f":"N3887*VLOOKUP($B3887,$AR$36:$AZ$47,MATCH(AK$2,$AS$2:$BA$2,0)+1,FALSE)","v":7.0510416062963904E-2},{"$f":"O3887*VLOOKUP($B3887,$AR$36:$AZ$47,MATCH(AL$2,$AS$2:$BA$2,0)+1,FALSE)","v":6.2692409090733203E-2},{"$f":"P3887*VLOOKUP($B3887,$AR$36:$AZ$47,MATCH(AM$2,$AS$2:$BA$2,0)+1,FALSE)","v":1.5090410825626205E-5},{"$f":"Q3887*VLOOKUP($B3887,$AR$36:$AZ$47,MATCH(AN$2,$AS$2:$BA$2,0)+1,FALSE)","v":1.8961887482328813E-3},{"$f":"R3887*VLOOKUP($B3887,$AR$36:$BA$47,MATCH(AO$2,$AS$2:$BA$2,0)+1,FALSE)","v":0},1.0718213631307894]
[2006,6,12,5,null,2013,6,12,5,0.1925323397987404,0.33051500170288683,5.594153933157809E-3,8.9887829811815048E-2,8.5000599999999996E-2,6.4801999999999998E-2,1.3568377363040919E-5,2.2034875615079262E-3,0,0.77054898118547099,null,null,0.18228085485104525,7.8729313667981818E-2,0.29238674737818759,6.6997201292468236E-2,5.9736863848653045E-2,3.1286052704407067E-3,6.7906848715317918E-6,1.6106112222752844E-3,0,0.68487698821592347,null,{"$f":"J3895*VLOOKUP($B3895,$AR$36:$AZ$47,MATCH(AG$2,$AS$2:$BA$2,0)+1,FALSE)","v":0.18291369508033403},{"$f":"K3895*VLOOKUP($B3895,$AR$36:$AZ$47,MATCH(AH$2,$AS$2:$BA$2,0)+1,FALSE)","v":0.28725629190217139},{"$f":"L3895*VLOOKUP($B3895,$AR$36:$AZ$47,MATCH(AI$2,$AS$2:$BA$2,0)+1,FALSE)","v":1.6910515350234863E-3},{"$f":"M3895*VLOOKUP($B3895,$AR$36:$AZ$47,MATCH(AJ$2,$AS$2:$BA$2,0)+1,FALSE)","v":7.5740349987099609E-2},{"$f":"N3895*VLOOKUP($B3895,$AR$36:$AZ$47,MATCH(AK$2,$AS$2:$BA$2,0)+1,FALSE)","v":6.9178854591663438E-2},{"$f":"O3895*VLOOKUP($B3895,$AR$36:$AZ$47,MATCH(AL$2,$AS$2:$BA$2,0)+1,FALSE)","v":5.8474775374196743E-2},{"$f":"P3895*VLOOKUP($B3895,$AR$36:$AZ$47,MATCH(AM$2,$AS$2:$BA$2,0)+1,FALSE)","v":6.7906848715317918E-6},{"$f":"Q3895*VLOOKUP($B3895,$AR$36:$AZ$47,MATCH(AN$2,$AS$2:$BA$2,0)+1,FALSE)","v":1.6504864661412559E-3},{"$f":"R3895*VLOOKUP($B3895,$AR$36:$BA$47,MATCH(AO$2,$AS$2:$BA$2,0)+1,FALSE)","v":0},0.67691229562150146]
[2006,6,12,14,null,2013,6,12,14,0.37726580753363093,0.53307630831668218,0,0.13329017959584996,0.1270529,8.8840000000000002E-2,0,1.9351029256188363E-3,0,1.261460298371782,null,null,0.35717809265282741,0.11674377254665869,0.4715805548614686,0.10014268977032913,8.1895975190801773E-2,0,0,1.414438884386787E-3,0,1.1289555239064724,null,{"$f":"J3904*VLOOKUP($B3904,$AR$36:$AZ$47,MATCH(AG$2,$AS$2:$BA$2,0)+1,FALSE)","v":0.35841813876867462},{"$f":"K3904*VLOOKUP($B3904,$AR$36:$AZ$47,MATCH(AH$2,$AS$2:$BA$2,0)+1,FALSE)","v":0.46330581921846631},{"$f":"L3904*VLOOKUP($B3904,$AR$36:$AZ$47,MATCH(AI$2,$AS$2:$BA$2,0)+1,FALSE)","v":0},{"$f":"M3904*VLOOKUP($B3904,$AR$36:$AZ$47,MATCH(AJ$2,$AS$2:$BA$2,0)+1,FALSE)","v":0.11231158738138844},{"$f":"N3904*VLOOKUP($B3904,$AR$36:$AZ$47,MATCH(AK$2,$AS$2:$BA$2,0)+1,FALSE)","v":0.10340367120407569},{"$f":"O3904*VLOOKUP($B3904,$AR$36:$AZ$47,MATCH(AL$2,$AS$2:$BA$2,0)+1,FALSE)","v":8.0165720876572311E-2},{"$f":"P3904*VLOOKUP($B3904,$AR$36:$AZ$47,MATCH(AM$2,$AS$2:$BA$2,0)+1,FALSE)","v":0},{"$f":"Q3904*VLOOKUP($B3904,$AR$36:$AZ$47,MATCH(AN$2,$AS$2:$BA$2,0)+1,FALSE)","v":1.4494573262481064E-3},{"$f":"R3904*VLOOKUP($B3904,$AR$36:$BA$47,MATCH(AO$2,$AS$2:$BA$2,0)+1,FALSE)","v":0},1.1190543947754255]
[2006,6,12,22,null,2013,6,12,22,0.3792282921087905,0.37189364239790956,1.2431453184795131E-2,0.10150857846669781,8.5335099999999997E-2,6.9103999999999999E-2,3.0151949695646488E-5,2.5315132275945894E-3,0,1.0220627313354831,null,null,0.35903608371223084,8.8907483146791366E-2,0.32899194260809822,6.7260853123541561E-2,6.3702605465839321E-2,6.952456156534904E-3,1.5090410825626205E-5,1.8503774130278908E-3,0,0.91671689203688966,null,{"$f":"J3912*VLOOKUP($B3912,$AR$36:$AZ$47,MATCH(AG$2,$AS$2:$BA$2,0)+1,FALSE)","v":0.36028258037654076},{"$f":"K3912*VLOOKUP($B3912,$AR$36:$AZ$47,MATCH(AH$2,$AS$2:$BA$2,0)+1,FALSE)","v":0.32321918262956284},{"$f":"L3912*VLOOKUP($B3912,$AR$36:$AZ$47,MATCH(AI$2,$AS$2:$BA$2,0)+1,FALSE)","v":3.7578923000521915E-3},{"$f":"M3912*VLOOKUP($B3912,$AR$36:$AZ$47,MATCH(AJ$2,$AS$2:$BA$2,0)+1,FALSE)","v":8.5532104578078139E-2},{"$f":"N3912*VLOOKUP($B3912,$AR$36:$AZ$47,MATCH(AK$2,$AS$2:$BA$2,0)+1,FALSE)","v":6.9451091809529103E-2},{"$f":"O3912*VLOOKUP($B3912,$AR$36:$AZ$47,MATCH(AL$2,$AS$2:$BA$2,0)+1,FALSE)","v":6.2356730925874071E-2},{"$f":"P3912*VLOOKUP($B3912,$AR$36:$AZ$47,MATCH(AM$2,$AS$2:$BA$2,0)+1,FALSE)","v":1.5090410825626205E-5},{"$f":"Q3912*VLOOKUP($B3912,$AR$36:$AZ$47,MATCH(AN$2,$AS$2:$BA$2,0)+1,FALSE)","v":1.8961887482328813E-3},{"$f":"R3912*VLOOKUP($B3912,$AR$36:$BA$47,MATCH(AO$2,$AS$2:$BA$2,0)+1,FALSE)","v":0},0.90651086177869555]
[2006,6,13,7,null,2013,6,13,7,0.21127120535662003,0.38522595850676938,0,9.2897012589086336E-2,0.10949719999999996,7.8744999999999996E-2,0,1.9351029256188363E-3,0,0.87957147937809443,null,null,0.2000219597293201,8.1364941819780184E-2,0.34078624096672938,8.6305343131244383E-2,7.2590033390361158E-2,0,0,1.414438884386787E-3,0,0.78248295792182199,null,{"$f":"J3921*VLOOKUP($B3921,$AR$36:$AZ$47,MATCH(AG$2,$AS$2:$BA$2,0)+1,FALSE)","v":0.20071639328879257},{"$f":"K3921*VLOOKUP($B3921,$AR$36:$AZ$47,MATCH(AH$2,$AS$2:$BA$2,0)+1,FALSE)","v":0.33480652864462029},{"$f":"L3921*VLOOKUP($B3921,$AR$36:$AZ$47,MATCH(AI$2,$AS$2:$BA$2,0)+1,FALSE)","v":0},{"$f":"M3921*VLOOKUP($B3921,$AR$36:$AZ$47,MATCH(AJ$2,$AS$2:$BA$2,0)+1,FALSE)","v":7.8275916339105606E-2},{"$f":"N3921*VLOOKUP($B3921,$AR$36:$AZ$47,MATCH(AK$2,$AS$2:$BA$2,0)+1,FALSE)","v":8.9115734206514863E-2},{"$f":"O3921*VLOOKUP($B3921,$AR$36:$AZ$47,MATCH(AL$2,$AS$2:$BA$2,0)+1,FALSE)","v":7.1056390031806457E-2},{"$f":"P3921*VLOOKUP($B3921,$AR$36:$AZ$47,MATCH(AM$2,$AS$2:$BA$2,0)+1,FALSE)","v":0},{"$f":"Q3921*VLOOKUP($B3921,$AR$36:$AZ$47,MATCH(AN$2,$AS$2:$BA$2,0)+1,FALSE)","v":1.4494573262481064E-3},{"$f":"R3921*VLOOKUP($B3921,$AR$36:$BA$47,MATCH(AO$2,$AS$2:$BA$2,0)+1,FALSE)","v":0},0.77542041983708787]
[2006,6,13,12,null,2013,6,13,12,0.27713753954529208,0.49148784733273565,0,0.11884783529407217,0.13321040000000001,8.9962E-2,0,1.9351029256188363E-3,0,1.1125807250977189,null,null,0.26238120656736386,0.10409427531198188,0.43478974423892436,0.10499601159345007,8.2930276003094425E-2,0,0,1.414438884386787E-3,0,0.99060595259920137,null,{"$f":"J3926*VLOOKUP($B3926,$AR$36:$AZ$47,MATCH(AG$2,$AS$2:$BA$2,0)+1,FALSE)","v":0.26329213812438801},{"$f":"K3926*VLOOKUP($B3926,$AR$36:$AZ$47,MATCH(AH$2,$AS$2:$BA$2,0)+1,FALSE)","v":0.42716057005695973},{"$f":"L3926*VLOOKUP($B3926,$AR$36:$AZ$47,MATCH(AI$2,$AS$2:$BA$2,0)+1,FALSE)","v":0},{"$f":"M3926*VLOOKUP($B3926,$AR$36:$AZ$47,MATCH(AJ$2,$AS$2:$BA$2,0)+1,FALSE)","v":0.10014232915876904},{"$f":"N3926*VLOOKUP($B3926,$AR$36:$AZ$47,MATCH(AK$2,$AS$2:$BA$2,0)+1,FALSE)","v":0.10841503344326187},{"$f":"O3926*VLOOKUP($B3926,$AR$36:$AZ$47,MATCH(AL$2,$AS$2:$BA$2,0)+1,FALSE)","v":8.1178169535099029E-2},{"$f":"P3926*VLOOKUP($B3926,$AR$36:$AZ$47,MATCH(AM$2,$AS$2:$BA$2,0)+1,FALSE)","v":0},{"$f":"Q3926*VLOOKUP($B3926,$AR$36:$AZ$47,MATCH(AN$2,$AS$2:$BA$2,0)+1,FALSE)","v":1.4494573262481064E-3},{"$f":"R3926*VLOOKUP($B3926,$AR$36:$BA$47,MATCH(AO$2,$AS$2:$BA$2,0)+1,FALSE)","v":0},0.98163769764472586]
[2006,6,13,24,null,2013,6,13,24,0.27820736843527261,0.31230249976531255,1.2431453184795131E-2,9.9159029098257717E-2,7.9239300000000013E-2,6.5225000000000005E-2,3.0151949695646488E-5,2.5315132275945894E-3,0,0.84912631566092822,null,null,0.2633940718595732,8.684960267961811E-2,0.27627524207370757,6.2456163043252397E-2,6.012680078590777E-2,6.952456156534904E-3,1.5090410825626205E-5,1.8503774130278908E-3,0,0.75791980442244744,null,{"$f":"J3938*VLOOKUP($B3938,$AR$36:$AZ$47,MATCH(AG$2,$AS$2:$BA$2,0)+1,FALSE)","v":0.26430851986874632},{"$f":"K3938*VLOOKUP($B3938,$AR$36:$AZ$47,MATCH(AH$2,$AS$2:$BA$2,0)+1,FALSE)","v":0.27142749216269196},{"$f":"L3938*VLOOKUP($B3938,$AR$36:$AZ$47,MATCH(AI$2,$AS$2:$BA$2,0)+1,FALSE)","v":3.7578923000521915E-3},{"$f":"M3938*VLOOKUP($B3938,$AR$36:$AZ$47,MATCH(AJ$2,$AS$2:$BA$2,0)+1,FALSE)","v":8.3552351681048798E-2},{"$f":"N3938*VLOOKUP($B3938,$AR$36:$AZ$47,MATCH(AK$2,$AS$2:$BA$2,0)+1,FALSE)","v":6.4489944925626388E-2},{"$f":"O3938*VLOOKUP($B3938,$AR$36:$AZ$47,MATCH(AL$2,$AS$2:$BA$2,0)+1,FALSE)","v":5.8856473932625268E-2},{"$f":"P3938*VLOOKUP($B3938,$AR$36:$AZ$47,MATCH(AM$2,$AS$2:$BA$2,0)+1,FALSE)","v":1.5090410825626205E-5},{"$f":"Q3938*VLOOKUP($B3938,$AR$36:$AZ$47,MATCH(AN$2,$AS$2:$BA$2,0)+1,FALSE)","v":1.8961887482328813E-3},{"$f":"R3938*VLOOKUP($B3938,$AR$36:$BA$47,MATCH(AO$2,$AS$2:$BA$2,0)+1,FALSE)","v":0},0.74830395402984939]
[2006,6,14,2,null,2013,6,14,2,0.21528100001789979,0.2578959650716689,1.2431453184795131E-2,6.0995884800357912E-2,7.7877599999999977E-2,6.4750000000000002E-2,3.0151949695646488E-5,2.5315132275945894E-3,0,0.69179356825201199,null,null,0.20381825078047169,5.3423963588363953E-2,0.22814505242049149,6.1382875454694709E-2,5.968892833863592E-2,6.952456156534904E-3,1.5090410825626205E-5,1.8503774130278908E-3,0,0.61527699456304619,null,{"$f":"J3940*VLOOKUP($B3940,$AR$36:$AZ$47,MATCH(AG$2,$AS$2:$BA$2,0)+1,FALSE)","v":0.20452586425234481},{"$f":"K3940*VLOOKUP($B3940,$AR$36:$AZ$47,MATCH(AH$2,$AS$2:$BA$2,0)+1,FALSE)","v":0.22414183392987108},{"$f":"L3940*VLOOKUP($B3940,$AR$36:$AZ$47,MATCH(AI$2,$AS$2:$BA$2,0)+1,FALSE)","v":3.7578923000521915E-3},{"$f":"M3940*VLOOKUP($B3940,$AR$36:$AZ$47,MATCH(AJ$2,$AS$2:$BA$2,0)+1,FALSE)","v":5.1395719222767068E-2},{"$f":"N3940*VLOOKUP($B3940,$AR$36:$AZ$47,MATCH(AK$2,$AS$2:$BA$2,0)+1,FALSE)","v":6.3381707497920339E-2},{"$f":"O3940*VLOOKUP($B3940,$AR$36:$AZ$47,MATCH(AL$2,$AS$2:$BA$2,0)+1,FALSE)","v":5.8427852619969127E-2},{"$f":"P3940*VLOOKUP($B3940,$AR$36:$AZ$47,MATCH(AM$2,$AS$2:$BA$2,0)+1,FALSE)","v":1.5090410825626205E-5},{"$f":"Q3940*VLOOKUP($B3940,$AR$36:$AZ$47,MATCH(AN$2,$AS$2:$BA$2,0)+1,FALSE)","v":1.8961887482328813E-3},{"$f":"R3940*VLOOKUP($B3940,$AR$36:$BA$47,MATCH(AO$2,$AS$2:$BA$2,0)+1,FALSE)","v":0},0.607542148981983]
[2006,6,14,9,null,2013,6,14,9,0.24929250494389371,0.43830418990038317,0,0.10132877999035489,0.11951379999999998,8.5885000000000003E-2,0,1.9351029256188363E-3,0,0.99625937776025053,null,null,0.2360187953703384,8.8750004535163268E-2,0.3877413605643461,9.4200395242242871E-2,7.9171947650405347E-2,0,0,1.414438884386787E-3,0,0.88729694224688282,null,{"$f":"J3947*VLOOKUP($B3947,$AR$36:$AZ$47,MATCH(AG$2,$AS$2:$BA$2,0)+1,FALSE)","v":0.23683820226142785},{"$f":"K3947*VLOOKUP($B3947,$AR$36:$AZ$47,MATCH(AH$2,$AS$2:$BA$2,0)+1,FALSE)","v":0.38093773555595167},{"$f":"L3947*VLOOKUP($B3947,$AR$36:$AZ$47,MATCH(AI$2,$AS$2:$BA$2,0)+1,FALSE)","v":0},{"$f":"M3947*VLOOKUP($B3947,$AR$36:$AZ$47,MATCH(AJ$2,$AS$2:$BA$2,0)+1,FALSE)","v":8.5380604652516803E-2},{"$f":"N3947*VLOOKUP($B3947,$AR$36:$AZ$47,MATCH(AK$2,$AS$2:$BA$2,0)+1,FALSE)","v":9.7267875660844091E-2},{"$f":"O3947*VLOOKUP($B3947,$AR$36:$AZ$47,MATCH(AL$2,$AS$2:$BA$2,0)+1,FALSE)","v":7.7499245131521982E-2},{"$f":"P3947*VLOOKUP($B3947,$AR$36:$AZ$47,MATCH(AM$2,$AS$2:$BA$2,0)+1,FALSE)","v":0},{"$f":"Q3947*VLOOKUP($B3947,$AR$36:$AZ$47,MATCH(AN$2,$AS$2:$BA$2,0)+1,FALSE)","v":1.4494573262481064E-3},{"$f":"R3947*VLOOKUP($B3947,$AR$36:$BA$47,MATCH(AO$2,$AS$2:$BA$2,0)+1,FALSE)","v":0},0.87937312058851047]
[2006,6,14,16,null,2013,6,14,16,0.3081710451681503,0.46647764427874694,0,0.12365130519702244,0.12040509999999997,8.5334999999999994E-2,0,1.9351029256188363E-3,0,1.1059751975695384,null,null,0.29176231698171062,0.10830145096051862,0.4126647215181784,9.4902915054008635E-2,7.8664937448301095E-2,0,0,1.414438884386787E-3,0,0.98771078084710406,null,{"$f":"J3954*VLOOKUP($B3954,$AR$36:$AZ$47,MATCH(AG$2,$AS$2:$BA$2,0)+1,FALSE)","v":0.29277525348416122},{"$f":"K3954*VLOOKUP($B3954,$AR$36:$AZ$47,MATCH(AH$2,$AS$2:$BA$2,0)+1,FALSE)","v":0.40542377096465271},{"$f":"L3954*VLOOKUP($B3954,$AR$36:$AZ$47,MATCH(AI$2,$AS$2:$BA$2,0)+1,FALSE)","v":0},{"$f":"M3954*VLOOKUP($B3954,$AR$36:$AZ$47,MATCH(AJ$2,$AS$2:$BA$2,0)+1,FALSE)","v":0.10418977910125427},{"$f":"N3954*VLOOKUP($B3954,$AR$36:$AZ$47,MATCH(AK$2,$AS$2:$BA$2,0)+1,FALSE)","v":9.7993271870959672E-2},{"$f":"O3954*VLOOKUP($B3954,$AR$36:$AZ$47,MATCH(AL$2,$AS$2:$BA$2,0)+1,FALSE)","v":7.7002946769499064E-2},{"$f":"P3954*VLOOKUP($B3954,$AR$36:$AZ$47,MATCH(AM$2,$AS$2:$BA$2,0)+1,FALSE)","v":0},{"$f":"Q3954*VLOOKUP($B3954,$AR$36:$AZ$47,MATCH(AN$2,$AS$2:$BA$2,0)+1,FALSE)","v":1.4494573262481064E-3},{"$f":"R3954*VLOOKUP($B3954,$AR$36:$BA$47,MATCH(AO$2,$AS$2:$BA$2,0)+1,FALSE)","v":0},0.97883447951677494]
[2006,6,15,2,null,2013,6,15,2,0.14681834962828033,0.17117141813237807,1.2431453184795131E-2,2.5280996083539301E-2,7.5222799999999992E-2,6.3395000000000007E-2,3.0151949695646488E-5,2.5315132275945894E-3,0,0.49688168220628298,null,null,0.13900092995305544,2.2142657962339291E-2,0.15142506069006856,5.9290370578361555E-2,5.8439839567997288E-2,6.952456156534904E-3,1.5090410825626205E-5,1.8503774130278908E-3,0,0.43911678273221061,null,{"$f":"J3964*VLOOKUP($B3964,$AR$36:$AZ$47,MATCH(AG$2,$AS$2:$BA$2,0)+1,FALSE)","v":0.13948351151903901},{"$f":"K3964*VLOOKUP($B3964,$AR$36:$AZ$47,MATCH(AH$2,$AS$2:$BA$2,0)+1,FALSE)","v":0.14876803352043902},{"$f":"L3964*VLOOKUP($B3964,$AR$36:$AZ$47,MATCH(AI$2,$AS$2:$BA$2,0)+1,FALSE)","v":3.7578923000521915E-3},{"$f":"M3964*VLOOKUP($B3964,$AR$36:$AZ$47,MATCH(AJ$2,$AS$2:$BA$2,0)+1,FALSE)","v":2.1302010465693508E-2},{"$f":"N3964*VLOOKUP($B3964,$AR$36:$AZ$47,MATCH(AK$2,$AS$2:$BA$2,0)+1,FALSE)","v":6.1221063653406918E-2},{"$f":"O3964*VLOOKUP($B3964,$AR$36:$AZ$47,MATCH(AL$2,$AS$2:$BA$2,0)+1,FALSE)","v":5.720515392807634E-2},{"$f":"P3964*VLOOKUP($B3964,$AR$36:$AZ$47,MATCH(AM$2,$AS$2:$BA$2,0)+1,FALSE)","v":1.5090410825626205E-5},{"$f":"Q3964*VLOOKUP($B3964,$AR$36:$AZ$47,MATCH(AN$2,$AS$2:$BA$2,0)+1,FALSE)","v":1.8961887482328813E-3},{"$f":"R3964*VLOOKUP($B3964,$AR$36:$BA$47,MATCH(AO$2,$AS$2:$BA$2,0)+1,FALSE)","v":0},0.43364894454576552]
[2006,6,15,9,null,2013,6,15,9,0.16173712128731543,0.2540006544528029,0,5.1690827405652173E-2,8.3814800000000009E-2,6.9805000000000006E-2,0,1.9351029256188363E-3,0,0.6229835060713893,null,null,{"$f":"$J3971*$AS$6","v":0.15312534382648127},{"$f":"$M3971*$AV$6","v":4.527401955411528E-2},{"$f":"$K3971*$AT$6","v":0.22469910534998067},{"$f":"$N3971*$AW$6","v":6.6062557521805343E-2},{"$f":"$O3971*$AX$6","v":6.4348813014339465E-2},{"$f":"$L3971*$AU$6","v":0},{"$f":"$P3971*$AY$6","v":0},{"$f":"$Q3971*$AZ$6","v":1.414438884386787E-3},0,{"$f":"SUM(V3971:AD3971)","v":0.55492427815110879},null,{"$f":"J3971*VLOOKUP($B3971,$AR$36:$AZ$47,MATCH(AG$2,$AS$2:$BA$2,0)+1,FALSE)","v":0.15365696234328194},{"$f":"K3971*VLOOKUP($B3971,$AR$36:$AZ$47,MATCH(AH$2,$AS$2:$BA$2,0)+1,FALSE)","v":0.22075635224698978},{"$f":"L3971*VLOOKUP($B3971,$AR$36:$AZ$47,MATCH(AI$2,$AS$2:$BA$2,0)+1,FALSE)","v":0},{"$f":"M3971*VLOOKUP($B3971,$AR$36:$AZ$47,MATCH(AJ$2,$AS$2:$BA$2,0)+1,FALSE)","v":4.3555188361130606E-2},{"$f":"N3971*VLOOKUP($B3971,$AR$36:$AZ$47,MATCH(AK$2,$AS$2:$BA$2,0)+1,FALSE)","v":6.8213775688987538E-2},{"$f":"O3971*VLOOKUP($B3971,$AR$36:$AZ$47,MATCH(AL$2,$AS$2:$BA$2,0)+1,FALSE)","v":6.2989285747288723E-2},{"$f":"P3971*VLOOKUP($B3971,$AR$36:$AZ$47,MATCH(AM$2,$AS$2:$BA$2,0)+1,FALSE)","v":0},{"$f":"Q3971*VLOOKUP($B3971,$AR$36:$AZ$47,MATCH(AN$2,$AS$2:$BA$2,0)+1,FALSE)","v":1.4494573262481064E-3},{"$f":"R3971*VLOOKUP($B3971,$AR$36:$BA$47,MATCH(AO$2,$AS$2:$BA$2,0)+1,FALSE)","v":0},0.55062102171392668]
[2006,6,15,19,null,2013,6,15,19,0.21232456033536384,0.25429787253983149,0,6.8205901107804501E-2,8.3402899999999974E-2,7.1223999999999996E-2,0,1.9351029256188363E-3,0,0.69139033690861851,null,null,0.20101922827229704,5.9738941228925639E-2,0.22496203631916667,6.5737899258071095E-2,6.5656899335768404E-2,0,0,1.414438884386787E-3,0,0.61852944329861559,null,{"$f":"J3981*VLOOKUP($B3981,$AR$36:$AZ$47,MATCH(AG$2,$AS$2:$BA$2,0)+1,FALSE)","v":0.20171712413533349},{"$f":"K3981*VLOOKUP($B3981,$AR$36:$AZ$47,MATCH(AH$2,$AS$2:$BA$2,0)+1,FALSE)","v":0.22101466961572103},{"$f":"L3981*VLOOKUP($B3981,$AR$36:$AZ$47,MATCH(AI$2,$AS$2:$BA$2,0)+1,FALSE)","v":0},{"$f":"M3981*VLOOKUP($B3981,$AR$36:$AZ$47,MATCH(AJ$2,$AS$2:$BA$2,0)+1,FALSE)","v":5.7470948313089604E-2},{"$f":"N3981*VLOOKUP($B3981,$AR$36:$AZ$47,MATCH(AK$2,$AS$2:$BA$2,0)+1,FALSE)","v":6.7878545464656076E-2},{"$f":"O3981*VLOOKUP($B3981,$AR$36:$AZ$47,MATCH(AL$2,$AS$2:$BA$2,0)+1,FALSE)","v":6.4269735521307811E-2},{"$f":"P3981*VLOOKUP($B3981,$AR$36:$AZ$47,MATCH(AM$2,$AS$2:$BA$2,0)+1,FALSE)","v":0},{"$f":"Q3981*VLOOKUP($B3981,$AR$36:$AZ$47,MATCH(AN$2,$AS$2:$BA$2,0)+1,FALSE)","v":1.4494573262481064E-3},{"$f":"R3981*VLOOKUP($B3981,$AR$36:$BA$47,MATCH(AO$2,$AS$2:$BA$2,0)+1,FALSE)","v":0},0.61380048037635615]
[2006,6,15,23,null,2013,6,15,23,0.21618301462123424,0.18776613055952002,1.2431453184795131E-2,3.4267410529272221E-2,7.8603199999999984E-2,6.5781000000000006E-2,3.0151949695646488E-5,2.5315132275945894E-3,0,0.59759387407211184,null,null,0.204672237145338,3.0013514819488551E-2,0.16610540489607875,6.1954791055970647E-2,6.06393420083986E-2,6.952456156534904E-3,1.5090410825626205E-5,1.8503774130278908E-3,0,0.53220321390566283,null,{"$f":"J3985*VLOOKUP($B3985,$AR$36:$AZ$47,MATCH(AG$2,$AS$2:$BA$2,0)+1,FALSE)","v":0.20538281547562914},{"$f":"K3985*VLOOKUP($B3985,$AR$36:$AZ$47,MATCH(AH$2,$AS$2:$BA$2,0)+1,FALSE)","v":0.16319078447710775},{"$f":"L3985*VLOOKUP($B3985,$AR$36:$AZ$47,MATCH(AI$2,$AS$2:$BA$2,0)+1,FALSE)","v":3.7578923000521915E-3},{"$f":"M3985*VLOOKUP($B3985,$AR$36:$AZ$47,MATCH(AJ$2,$AS$2:$BA$2,0)+1,FALSE)","v":2.8874049713652691E-2},{"$f":"N3985*VLOOKUP($B3985,$AR$36:$AZ$47,MATCH(AK$2,$AS$2:$BA$2,0)+1,FALSE)","v":6.3972246586958673E-2},{"$f":"O3985*VLOOKUP($B3985,$AR$36:$AZ$47,MATCH(AL$2,$AS$2:$BA$2,0)+1,FALSE)","v":5.9358186458597514E-2},{"$f":"P3985*VLOOKUP($B3985,$AR$36:$AZ$47,MATCH(AM$2,$AS$2:$BA$2,0)+1,FALSE)","v":1.5090410825626205E-5},{"$f":"Q3985*VLOOKUP($B3985,$AR$36:$AZ$47,MATCH(AN$2,$AS$2:$BA$2,0)+1,FALSE)","v":1.8961887482328813E-3},{"$f":"R3985*VLOOKUP($B3985,$AR$36:$BA$47,MATCH(AO$2,$AS$2:$BA$2,0)+1,FALSE)","v":0},0.52644725417105631]
[2006,6,16,12,null,2013,6,16,12,0.23436110160721096,0.30081106164445243,0,6.7128846185468063E-2,8.2172700000000001E-2,6.5475000000000005E-2,0,1.9351029256188363E-3,0,0.75188381236275037,null,null,0.22188242239953587,5.8795589998889342E-2,0.26610945777482609,6.4768259549292648E-2,6.0357259968682422E-2,0,0,1.414438884386787E-3,0,0.67332742857561323,null,{"$f":"J3998*VLOOKUP($B3998,$AR$36:$AZ$47,MATCH(AG$2,$AS$2:$BA$2,0)+1,FALSE)","v":0.22265275082037422},{"$f":"K3998*VLOOKUP($B3998,$AR$36:$AZ$47,MATCH(AH$2,$AS$2:$BA$2,0)+1,FALSE)","v":0.26144008497628857},{"$f":"L3998*VLOOKUP($B3998,$AR$36:$AZ$47,MATCH(AI$2,$AS$2:$BA$2,0)+1,FALSE)","v":0},{"$f":"M3998*VLOOKUP($B3998,$AR$36:$AZ$47,MATCH(AJ$2,$AS$2:$BA$2,0)+1,FALSE)","v":5.6563411475857306E-2},{"$f":"N3998*VLOOKUP($B3998,$AR$36:$AZ$47,MATCH(AK$2,$AS$2:$BA$2,0)+1,FALSE)","v":6.6877331038891291E-2},{"$f":"O3998*VLOOKUP($B3998,$AR$36:$AZ$47,MATCH(AL$2,$AS$2:$BA$2,0)+1,FALSE)","v":5.9082064097181135E-2},{"$f":"P3998*VLOOKUP($B3998,$AR$36:$AZ$47,MATCH(AM$2,$AS$2:$BA$2,0)+1,FALSE)","v":0},{"$f":"Q3998*VLOOKUP($B3998,$AR$36:$AZ$47,MATCH(AN$2,$AS$2:$BA$2,0)+1,FALSE)","v":1.4494573262481064E-3},{"$f":"R3998*VLOOKUP($B3998,$AR$36:$BA$47,MATCH(AO$2,$AS$2:$BA$2,0)+1,FALSE)","v":0},0.66806509973484052]
[2006,6,16,13,null,2013,6,16,13,0.23408832161425761,0.30577347513406899,0,6.7698830794292508E-2,8.2867100000000027E-2,6.6470000000000001E-2,0,1.9351029256188363E-3,0,0.75883283046823802,null,null,0.22162416671971721,5.9294817726914466E-2,0.27049940658773636,6.5315583410271189E-2,6.1274487516125548E-2,0,0,1.414438884386787E-3,0,0.67942290084515145,null,{"$f":"J3999*VLOOKUP($B3999,$AR$36:$AZ$47,MATCH(AG$2,$AS$2:$BA$2,0)+1,FALSE)","v":0.22239359853194704},{"$f":"K3999*VLOOKUP($B3999,$AR$36:$AZ$47,MATCH(AH$2,$AS$2:$BA$2,0)+1,FALSE)","v":0.26575300417985925},{"$f":"L3999*VLOOKUP($B3999,$AR$36:$AZ$47,MATCH(AI$2,$AS$2:$BA$2,0)+1,FALSE)","v":0},{"$f":"M3999*VLOOKUP($B3999,$AR$36:$AZ$47,MATCH(AJ$2,$AS$2:$BA$2,0)+1,FALSE)","v":5.7043685989659712E-2},{"$f":"N3999*VLOOKUP($B3999,$AR$36:$AZ$47,MATCH(AK$2,$AS$2:$BA$2,0)+1,FALSE)","v":6.7442477598191497E-2},{"$f":"O3999*VLOOKUP($B3999,$AR$36:$AZ$47,MATCH(AL$2,$AS$2:$BA$2,0)+1,FALSE)","v":5.9979912952113475E-2},{"$f":"P3999*VLOOKUP($B3999,$AR$36:$AZ$47,MATCH(AM$2,$AS$2:$BA$2,0)+1,FALSE)","v":0},{"$f":"Q3999*VLOOKUP($B3999,$AR$36:$AZ$47,MATCH(AN$2,$AS$2:$BA$2,0)+1,FALSE)","v":1.4494573262481064E-3},{"$f":"R3999*VLOOKUP($B3999,$AR$36:$BA$47,MATCH(AO$2,$AS$2:$BA$2,0)+1,FALSE)","v":0},0.67406213657801917]
[2006,6,16,22,null,2013,6,16,22,0.27851031513279301,0.23846289148947558,1.2431453184795131E-2,5.2277109422329958E-2,7.6627199999999993E-2,6.5143999999999994E-2,3.0151949695646488E-5,2.5315132275945894E-3,0,0.7260146344066839,null,null,0.26368088800202516,4.5787521558619731E-2,0.21095378077780144,6.0397314170467287E-2,6.005213201068877E-2,6.952456156534904E-3,1.5090410825626205E-5,1.8503774130278908E-3,0,0.64968956049999094,null,{"$f":"J4008*VLOOKUP($B4008,$AR$36:$AZ$47,MATCH(AG$2,$AS$2:$BA$2,0)+1,FALSE)","v":0.26459633177563824},{"$f":"K4008*VLOOKUP($B4008,$AR$36:$AZ$47,MATCH(AH$2,$AS$2:$BA$2,0)+1,FALSE)","v":0.20725221430981816},{"$f":"L4008*VLOOKUP($B4008,$AR$36:$AZ$47,MATCH(AI$2,$AS$2:$BA$2,0)+1,FALSE)","v":3.7578923000521915E-3},{"$f":"M4008*VLOOKUP($B4008,$AR$36:$AZ$47,MATCH(AJ$2,$AS$2:$BA$2,0)+1,FALSE)","v":4.4049195227547147E-2},{"$f":"N4008*VLOOKUP($B4008,$AR$36:$AZ$47,MATCH(AK$2,$AS$2:$BA$2,0)+1,FALSE)","v":6.2364053036876359E-2},{"$f":"O4008*VLOOKUP($B4008,$AR$36:$AZ$47,MATCH(AL$2,$AS$2:$BA$2,0)+1,FALSE)","v":5.8783382719309163E-2},{"$f":"P4008*VLOOKUP($B4008,$AR$36:$AZ$47,MATCH(AM$2,$AS$2:$BA$2,0)+1,FALSE)","v":1.5090410825626205E-5},{"$f":"Q4008*VLOOKUP($B4008,$AR$36:$AZ$47,MATCH(AN$2,$AS$2:$BA$2,0)+1,FALSE)","v":1.8961887482328813E-3},{"$f":"R4008*VLOOKUP($B4008,$AR$36:$BA$47,MATCH(AO$2,$AS$2:$BA$2,0)+1,FALSE)","v":0},0.64271434852829967]
[2006,6,17,6,null,2013,6,17,6,0.18061559507841218,0.31512426391268311,0,7.052708980037492E-2,9.9272899999999983E-2,7.0823999999999998E-2,0,1.9351029256188363E-3,0,0.73829895171708904,null,null,0.17099862342471051,6.1771981664349843E-2,0.27877148713570854,7.8246582543971085E-2,6.5288164643328955E-2,0,0,1.414438884386787E-3,0,0.6564912782964557,null,{"$f":"J4016*VLOOKUP($B4016,$AR$36:$AZ$47,MATCH(AG$2,$AS$2:$BA$2,0)+1,FALSE)","v":0.17159229415411645},{"$f":"K4016*VLOOKUP($B4016,$AR$36:$AZ$47,MATCH(AH$2,$AS$2:$BA$2,0)+1,FALSE)","v":0.27387993608027489},{"$f":"L4016*VLOOKUP($B4016,$AR$36:$AZ$47,MATCH(AI$2,$AS$2:$BA$2,0)+1,FALSE)","v":0},{"$f":"M4016*VLOOKUP($B4016,$AR$36:$AZ$47,MATCH(AJ$2,$AS$2:$BA$2,0)+1,FALSE)","v":5.9426804231843502E-2},{"$f":"N4016*VLOOKUP($B4016,$AR$36:$AZ$47,MATCH(AK$2,$AS$2:$BA$2,0)+1,FALSE)","v":8.0794553379537851E-2},{"$f":"O4016*VLOOKUP($B4016,$AR$36:$AZ$47,MATCH(AL$2,$AS$2:$BA$2,0)+1,FALSE)","v":6.3908791258018419E-2},{"$f":"P4016*VLOOKUP($B4016,$AR$36:$AZ$47,MATCH(AM$2,$AS$2:$BA$2,0)+1,FALSE)","v":0},{"$f":"Q4016*VLOOKUP($B4016,$AR$36:$AZ$47,MATCH(AN$2,$AS$2:$BA$2,0)+1,FALSE)","v":1.4494573262481064E-3},{"$f":"R4016*VLOOKUP($B4016,$AR$36:$BA$47,MATCH(AO$2,$AS$2:$BA$2,0)+1,FALSE)","v":0},0.65105183643003928]
[2006,6,17,12,null,2013,6,17,12,0.28606913153699642,0.47583493875189142,0,0.11467536677420367,0.12622069999999996,8.5426000000000002E-2,0,1.9351029256188363E-3,0,1.0901612399887104,null,null,0.27083723128056519,0.10043976965133539,0.42094255726289914,9.9486752389703642E-2,7.8748824590831074E-2,0,0,1.414438884386787E-3,0,0.97186957405972119,null,{"$f":"J4022*VLOOKUP($B4022,$AR$36:$AZ$47,MATCH(AG$2,$AS$2:$BA$2,0)+1,FALSE)","v":0.27177752035087699},{"$f":"K4022*VLOOKUP($B4022,$AR$36:$AZ$47,MATCH(AH$2,$AS$2:$BA$2,0)+1,FALSE)","v":0.41355635707645788},{"$f":"L4022*VLOOKUP($B4022,$AR$36:$AZ$47,MATCH(AI$2,$AS$2:$BA$2,0)+1,FALSE)","v":0},{"$f":"M4022*VLOOKUP($B4022,$AR$36:$AZ$47,MATCH(AJ$2,$AS$2:$BA$2,0)+1,FALSE)","v":9.6626567050966367E-2},{"$f":"N4022*VLOOKUP($B4022,$AR$36:$AZ$47,MATCH(AK$2,$AS$2:$BA$2,0)+1,FALSE)","v":0.10272637430509869},{"$f":"O4022*VLOOKUP($B4022,$AR$36:$AZ$47,MATCH(AL$2,$AS$2:$BA$2,0)+1,FALSE)","v":7.7085061589397416E-2},{"$f":"P4022*VLOOKUP($B4022,$AR$36:$AZ$47,MATCH(AM$2,$AS$2:$BA$2,0)+1,FALSE)","v":0},{"$f":"Q4022*VLOOKUP($B4022,$AR$36:$AZ$47,MATCH(AN$2,$AS$2:$BA$2,0)+1,FALSE)","v":1.4494573262481064E-3},{"$f":"R4022*VLOOKUP($B4022,$AR$36:$BA$47,MATCH(AO$2,$AS$2:$BA$2,0)+1,FALSE)","v":0},0.9632213376990455]
[2006,6,17,23,null,2013,6,17,23,0.32470806275404157,0.29552010410966639,1.2431453184795131E-2,7.4985629943449567E-2,8.2186700000000001E-2,6.4595E-2,3.0151949695646488E-5,2.5315132275945894E-3,0,0.85698861516924285,null,null,0.30741881243278157,6.5677046523077515E-2,0.26142886580126456,6.4779294304554313E-2,5.9546043645315627E-2,6.952456156534904E-3,1.5090410825626205E-5,1.8503774130278908E-3,0,0.76766798668738201,null,{"$f":"J4033*VLOOKUP($B4033,$AR$36:$AZ$47,MATCH(AG$2,$AS$2:$BA$2,0)+1,FALSE)","v":0.30848610494634054},{"$f":"K4033*VLOOKUP($B4033,$AR$36:$AZ$47,MATCH(AH$2,$AS$2:$BA$2,0)+1,FALSE)","v":0.25684162247315306},{"$f":"L4033*VLOOKUP($B4033,$AR$36:$AZ$47,MATCH(AI$2,$AS$2:$BA$2,0)+1,FALSE)","v":3.7578923000521915E-3},{"$f":"M4033*VLOOKUP($B4033,$AR$36:$AZ$47,MATCH(AJ$2,$AS$2:$BA$2,0)+1,FALSE)","v":6.3183613040944595E-2},{"$f":"N4033*VLOOKUP($B4033,$AR$36:$AZ$47,MATCH(AK$2,$AS$2:$BA$2,0)+1,FALSE)","v":6.6888725122748141E-2},{"$f":"O4033*VLOOKUP($B4033,$AR$36:$AZ$47,MATCH(AL$2,$AS$2:$BA$2,0)+1,FALSE)","v":5.8287986717944489E-2},{"$f":"P4033*VLOOKUP($B4033,$AR$36:$AZ$47,MATCH(AM$2,$AS$2:$BA$2,0)+1,FALSE)","v":1.5090410825626205E-5},{"$f":"Q4033*VLOOKUP($B4033,$AR$36:$AZ$47,MATCH(AN$2,$AS$2:$BA$2,0)+1,FALSE)","v":1.8961887482328813E-3},{"$f":"R4033*VLOOKUP($B4033,$AR$36:$BA$47,MATCH(AO$2,$AS$2:$BA$2,0)+1,FALSE)","v":0},0.7593572237602414]
[2006,6,18,9,null,2013,6,18,9,0.23026283350569082,0.44265536533234778,0,0.1080556179979625,0.11435709999999998,8.0748E-2,0,1.9351029256188363E-3,0,0.97801401976161995,null,null,0.21800236872265874,9.4641784775084351E-2,0.39159058382280404,9.0135900780969988E-2,7.4436472362751707E-2,0,0,1.414438884386787E-3,0,0.87022154934865559,null,{"$f":"J4043*VLOOKUP($B4043,$AR$36:$AZ$47,MATCH(AG$2,$AS$2:$BA$2,0)+1,FALSE)","v":0.21875922642513485},{"$f":"K4043*VLOOKUP($B4043,$AR$36:$AZ$47,MATCH(AH$2,$AS$2:$BA$2,0)+1,FALSE)","v":0.38471941721506614},{"$f":"L4043*VLOOKUP($B4043,$AR$36:$AZ$47,MATCH(AI$2,$AS$2:$BA$2,0)+1,FALSE)","v":0},{"$f":"M4043*VLOOKUP($B4043,$AR$36:$AZ$47,MATCH(AJ$2,$AS$2:$BA$2,0)+1,FALSE)","v":9.1048703059936079E-2},{"$f":"N4043*VLOOKUP($B4043,$AR$36:$AZ$47,MATCH(AK$2,$AS$2:$BA$2,0)+1,FALSE)","v":9.3071027644796786E-2},{"$f":"O4043*VLOOKUP($B4043,$AR$36:$AZ$47,MATCH(AL$2,$AS$2:$BA$2,0)+1,FALSE)","v":7.2863818430228058E-2},{"$f":"P4043*VLOOKUP($B4043,$AR$36:$AZ$47,MATCH(AM$2,$AS$2:$BA$2,0)+1,FALSE)","v":0},{"$f":"Q4043*VLOOKUP($B4043,$AR$36:$AZ$47,MATCH(AN$2,$AS$2:$BA$2,0)+1,FALSE)","v":1.4494573262481064E-3},{"$f":"R4043*VLOOKUP($B4043,$AR$36:$BA$47,MATCH(AO$2,$AS$2:$BA$2,0)+1,FALSE)","v":0},0.86191165010141002]
[2006,6,18,16,null,2013,6,18,16,0.2921491220439415,0.46428389763440603,0,0.11780716105573365,0.11918840000000001,8.4311999999999998E-2,0,1.9351029256188363E-3,0,1.0796756836597001,null,null,0.27659348951879514,0.10318278853220458,0.41072404577696875,9.3943916002089664E-2,7.7721898472387196E-2,0,0,1.414438884386787E-3,0,0.96358057718683199,null,{"$f":"J4050*VLOOKUP($B4050,$AR$36:$AZ$47,MATCH(AG$2,$AS$2:$BA$2,0)+1,FALSE)","v":0.27755376308932395},{"$f":"K4050*VLOOKUP($B4050,$AR$36:$AZ$47,MATCH(AH$2,$AS$2:$BA$2,0)+1,FALSE)","v":0.40351714789707804},{"$f":"L4050*VLOOKUP($B4050,$AR$36:$AZ$47,MATCH(AI$2,$AS$2:$BA$2,0)+1,FALSE)","v":0},{"$f":"M4050*VLOOKUP($B4050,$AR$36:$AZ$47,MATCH(AJ$2,$AS$2:$BA$2,0)+1,FALSE)","v":9.9265447035801632E-2},{"$f":"N4050*VLOOKUP($B4050,$AR$36:$AZ$47,MATCH(AK$2,$AS$2:$BA$2,0)+1,FALSE)","v":9.7003044597485433E-2},{"$f":"O4050*VLOOKUP($B4050,$AR$36:$AZ$47,MATCH(AL$2,$AS$2:$BA$2,0)+1,FALSE)","v":7.6079831816136465E-2},{"$f":"P4050*VLOOKUP($B4050,$AR$36:$AZ$47,MATCH(AM$2,$AS$2:$BA$2,0)+1,FALSE)","v":0},{"$f":"Q4050*VLOOKUP($B4050,$AR$36:$AZ$47,MATCH(AN$2,$AS$2:$BA$2,0)+1,FALSE)","v":1.4494573262481064E-3},{"$f":"R4050*VLOOKUP($B4050,$AR$36:$BA$47,MATCH(AO$2,$AS$2:$BA$2,0)+1,FALSE)","v":0},0.95486869176207356]
[2006,6,18,23,null,2013,6,18,23,0.27900673745779092,0.29060199889663807,1.2431453184795131E-2,7.4679527193342046E-2,8.0806099999999992E-2,6.4643000000000006E-2,3.0151949695646488E-5,2.5315132275945894E-3,0,0.80473048190985641,null,null,0.26415087806116194,6.5408942826745101E-2,0.25707811385629314,6.3691109796393405E-2,5.9590291808408372E-2,6.952456156534904E-3,1.5090410825626205E-5,1.8503774130278908E-3,0,0.71873726032939023,null,{"$f":"J4057*VLOOKUP($B4057,$AR$36:$AZ$47,MATCH(AG$2,$AS$2:$BA$2,0)+1,FALSE)","v":0.26506795353996448},{"$f":"K4057*VLOOKUP($B4057,$AR$36:$AZ$47,MATCH(AH$2,$AS$2:$BA$2,0)+1,FALSE)","v":0.2525672123574233},{"$f":"L4057*VLOOKUP($B4057,$AR$36:$AZ$47,MATCH(AI$2,$AS$2:$BA$2,0)+1,FALSE)","v":3.7578923000521915E-3},{"$f":"M4057*VLOOKUP($B4057,$AR$36:$AZ$47,MATCH(AJ$2,$AS$2:$BA$2,0)+1,FALSE)","v":6.2925687919449344E-2},{"$f":"N4057*VLOOKUP($B4057,$AR$36:$AZ$47,MATCH(AK$2,$AS$2:$BA$2,0)+1,FALSE)","v":6.5765105681835356E-2},{"$f":"O4057*VLOOKUP($B4057,$AR$36:$AZ$47,MATCH(AL$2,$AS$2:$BA$2,0)+1,FALSE)","v":5.8331300029539214E-2},{"$f":"P4057*VLOOKUP($B4057,$AR$36:$AZ$47,MATCH(AM$2,$AS$2:$BA$2,0)+1,FALSE)","v":1.5090410825626205E-5},{"$f":"Q4057*VLOOKUP($B4057,$AR$36:$AZ$47,MATCH(AN$2,$AS$2:$BA$2,0)+1,FALSE)","v":1.8961887482328813E-3},{"$f":"R4057*VLOOKUP($B4057,$AR$36:$BA$47,MATCH(AO$2,$AS$2:$BA$2,0)+1,FALSE)","v":0},0.71032643098732229]
[2006,6,19,1,null,2013,6,19,1,0.19792834561525108,0.21603652989583588,1.2431453184795131E-2,3.6599581592270003E-2,7.8559400000000029E-2,6.1713999999999998E-2,3.0151949695646488E-5,2.5315132275945894E-3,0,0.6058309754654424,null,null,0.18738954752077,3.2056174293307649E-2,0.19111452722468764,6.192026803593776E-2,5.6890232023020494E-2,6.952456156534904E-3,1.5090410825626205E-5,1.8503774130278908E-3,0,0.53818867307811191,null,{"$f":"J4059*VLOOKUP($B4059,$AR$36:$AZ$47,MATCH(AG$2,$AS$2:$BA$2,0)+1,FALSE)","v":0.1880401240408125},{"$f":"K4059*VLOOKUP($B4059,$AR$36:$AZ$47,MATCH(AH$2,$AS$2:$BA$2,0)+1,FALSE)","v":0.18776107642181003},{"$f":"L4059*VLOOKUP($B4059,$AR$36:$AZ$47,MATCH(AI$2,$AS$2:$BA$2,0)+1,FALSE)","v":3.7578923000521915E-3},{"$f":"M4059*VLOOKUP($B4059,$AR$36:$AZ$47,MATCH(AJ$2,$AS$2:$BA$2,0)+1,FALSE)","v":3.083915948336281E-2},{"$f":"N4059*VLOOKUP($B4059,$AR$36:$AZ$47,MATCH(AK$2,$AS$2:$BA$2,0)+1,FALSE)","v":6.3936599381749393E-2},{"$f":"O4059*VLOOKUP($B4059,$AR$36:$AZ$47,MATCH(AL$2,$AS$2:$BA$2,0)+1,FALSE)","v":5.5688285661602693E-2},{"$f":"P4059*VLOOKUP($B4059,$AR$36:$AZ$47,MATCH(AM$2,$AS$2:$BA$2,0)+1,FALSE)","v":1.5090410825626205E-5},{"$f":"Q4059*VLOOKUP($B4059,$AR$36:$AZ$47,MATCH(AN$2,$AS$2:$BA$2,0)+1,FALSE)","v":1.8961887482328813E-3},{"$f":"R4059*VLOOKUP($B4059,$AR$36:$BA$47,MATCH(AO$2,$AS$2:$BA$2,0)+1,FALSE)","v":0},0.53193441644844808]
[2006,6,19,9,null,2013,6,19,9,0.19267062884916289,0.3826337593115306,0,7.2100614850076059E-2,0.11893329999999995,8.1487000000000004E-2,0,1.9351029256188363E-3,0,0.84976040593638824,null,null,0.18241178062878161,6.31501720986022E-2,0.33849307821361008,9.3742846997286008E-2,7.5117709707033589E-2,0,0,1.414438884386787E-3,0,0.75433002652970016,null,{"$f":"J4067*VLOOKUP($B4067,$AR$36:$AZ$47,MATCH(AG$2,$AS$2:$BA$2,0)+1,FALSE)","v":0.1830450754044311},{"$f":"K4067*VLOOKUP($B4067,$AR$36:$AZ$47,MATCH(AH$2,$AS$2:$BA$2,0)+1,FALSE)","v":0.33255360358869362},{"$f":"L4067*VLOOKUP($B4067,$AR$36:$AZ$47,MATCH(AI$2,$AS$2:$BA$2,0)+1,FALSE)","v":0},{"$f":"M4067*VLOOKUP($B4067,$AR$36:$AZ$47,MATCH(AJ$2,$AS$2:$BA$2,0)+1,FALSE)","v":6.0752671573699915E-2},{"$f":"N4067*VLOOKUP($B4067,$AR$36:$AZ$47,MATCH(AK$2,$AS$2:$BA$2,0)+1,FALSE)","v":9.679542811235077E-2},{"$f":"O4067*VLOOKUP($B4067,$AR$36:$AZ$47,MATCH(AL$2,$AS$2:$BA$2,0)+1,FALSE)","v":7.3530662956655196E-2},{"$f":"P4067*VLOOKUP($B4067,$AR$36:$AZ$47,MATCH(AM$2,$AS$2:$BA$2,0)+1,FALSE)","v":0},{"$f":"Q4067*VLOOKUP($B4067,$AR$36:$AZ$47,MATCH(AN$2,$AS$2:$BA$2,0)+1,FALSE)","v":1.4494573262481064E-3},{"$f":"R4067*VLOOKUP($B4067,$AR$36:$BA$47,MATCH(AO$2,$AS$2:$BA$2,0)+1,FALSE)","v":0},0.74812689896207873]
[2006,6,19,18,null,2013,6,19,18,0.28552219389150918,0.35455105653757735,0,6.7101970218861579E-2,0.10047220000000003,7.7247999999999997E-2,0,1.9351029256188363E-3,0,0.88683052357356684,null,null,0.27031941561555095,5.8772050367222606E-2,0.31364999974709679,7.9191866971493483E-2,7.1210043803906525E-2,0,0,1.414438884386787E-3,0,0.79455781538965708,null,{"$f":"J4076*VLOOKUP($B4076,$AR$36:$AZ$47,MATCH(AG$2,$AS$2:$BA$2,0)+1,FALSE)","v":0.27125790694037571},{"$f":"K4076*VLOOKUP($B4076,$AR$36:$AZ$47,MATCH(AH$2,$AS$2:$BA$2,0)+1,FALSE)","v":0.30814644196554791},{"$f":"L4076*VLOOKUP($B4076,$AR$36:$AZ$47,MATCH(AI$2,$AS$2:$BA$2,0)+1,FALSE)","v":0},{"$f":"M4076*VLOOKUP($B4076,$AR$36:$AZ$47,MATCH(AJ$2,$AS$2:$BA$2,0)+1,FALSE)","v":5.6540765527887726E-2},{"$f":"N4076*VLOOKUP($B4076,$AR$36:$AZ$47,MATCH(AK$2,$AS$2:$BA$2,0)+1,FALSE)","v":8.1770619434504338E-2},{"$f":"O4076*VLOOKUP($B4076,$AR$36:$AZ$47,MATCH(AL$2,$AS$2:$BA$2,0)+1,FALSE)","v":6.9705556126445939E-2},{"$f":"P4076*VLOOKUP($B4076,$AR$36:$AZ$47,MATCH(AM$2,$AS$2:$BA$2,0)+1,FALSE)","v":0},{"$f":"Q4076*VLOOKUP($B4076,$AR$36:$AZ$47,MATCH(AN$2,$AS$2:$BA$2,0)+1,FALSE)","v":1.4494573262481064E-3},{"$f":"R4076*VLOOKUP($B4076,$AR$36:$BA$47,MATCH(AO$2,$AS$2:$BA$2,0)+1,FALSE)","v":0},0.7888707473210097]
[2006,6,20,6,null,2013,6,20,6,0.18776460684061186,0.33810177515034973,0,8.7490660623722974E-2,9.7574600000000053E-2,6.9767999999999997E-2,0,1.9351029256188363E-3,0,0.78263474554030343,null,null,0.17776698232335647,7.6629724821308878E-2,0.29909830963699535,7.6907987911050926E-2,6.4314705055288815E-2,0,0,1.414438884386787E-3,0,0.69613214863238715,null,{"$f":"J4088*VLOOKUP($B4088,$AR$36:$AZ$47,MATCH(AG$2,$AS$2:$BA$2,0)+1,FALSE)","v":0.17838415135048999},{"$f":"K4088*VLOOKUP($B4088,$AR$36:$AZ$47,MATCH(AH$2,$AS$2:$BA$2,0)+1,FALSE)","v":0.2938500876354711},{"$f":"L4088*VLOOKUP($B4088,$AR$36:$AZ$47,MATCH(AI$2,$AS$2:$BA$2,0)+1,FALSE)","v":0},{"$f":"M4088*VLOOKUP($B4088,$AR$36:$AZ$47,MATCH(AJ$2,$AS$2:$BA$2,0)+1,FALSE)","v":7.3720472171999438E-2},{"$f":"N4088*VLOOKUP($B4088,$AR$36:$AZ$47,MATCH(AK$2,$AS$2:$BA$2,0)+1,FALSE)","v":7.9412369621387702E-2},{"$f":"O4088*VLOOKUP($B4088,$AR$36:$AZ$47,MATCH(AL$2,$AS$2:$BA$2,0)+1,FALSE)","v":6.2955898402934446E-2},{"$f":"P4088*VLOOKUP($B4088,$AR$36:$AZ$47,MATCH(AM$2,$AS$2:$BA$2,0)+1,FALSE)","v":0},{"$f":"Q4088*VLOOKUP($B4088,$AR$36:$AZ$47,MATCH(AN$2,$AS$2:$BA$2,0)+1,FALSE)","v":1.4494573262481064E-3},{"$f":"R4088*VLOOKUP($B4088,$AR$36:$BA$47,MATCH(AO$2,$AS$2:$BA$2,0)+1,FALSE)","v":0},0.68977243650853071]
[2006,6,20,11,null,2013,6,20,11,0.25772111347624049,0.47290666499296274,0,0.1161301703515636,0.12482079999999997,8.6581000000000005E-2,0,1.9351029256188363E-3,0,1.0600948517463857,null,null,0.24399861824106756,0.10171397648675524,0.41835208955222103,9.8383355683217738E-2,7.9813546015249981E-2,0,0,1.414438884386787E-3,0,0.94367602486289826,null,{"$f":"J4093*VLOOKUP($B4093,$AR$36:$AZ$47,MATCH(AG$2,$AS$2:$BA$2,0)+1,FALSE)","v":0.24484572937426913},{"$f":"K4093*VLOOKUP($B4093,$AR$36:$AZ$47,MATCH(AH$2,$AS$2:$BA$2,0)+1,FALSE)","v":0.41101134381736099},{"$f":"L4093*VLOOKUP($B4093,$AR$36:$AZ$47,MATCH(AI$2,$AS$2:$BA$2,0)+1,FALSE)","v":0},{"$f":"M4093*VLOOKUP($B4093,$AR$36:$AZ$47,MATCH(AJ$2,$AS$2:$BA$2,0)+1,FALSE)","v":9.7852398538303506E-2},{"$f":"N4093*VLOOKUP($B4093,$AR$36:$AZ$47,MATCH(AK$2,$AS$2:$BA$2,0)+1,FALSE)","v":0.1015870473057261},{"$f":"O4093*VLOOKUP($B4093,$AR$36:$AZ$47,MATCH(AL$2,$AS$2:$BA$2,0)+1,FALSE)","v":7.8127288149645507E-2},{"$f":"P4093*VLOOKUP($B4093,$AR$36:$AZ$47,MATCH(AM$2,$AS$2:$BA$2,0)+1,FALSE)","v":0},{"$f":"Q4093*VLOOKUP($B4093,$AR$36:$AZ$47,MATCH(AN$2,$AS$2:$BA$2,0)+1,FALSE)","v":1.4494573262481064E-3},{"$f":"R4093*VLOOKUP($B4093,$AR$36:$BA$47,MATCH(AO$2,$AS$2:$BA$2,0)+1,FALSE)","v":0},0.93487326451155339]
[2006,6,20,20,null,2013,6,20,20,0.36528607972198346,0.36739167475620743,2.0719088641325224E-3,8.3014229822431257E-2,9.3447099999999964E-2,7.3789999999999994E-2,5.0253249492744155E-6,2.0345046426147951E-3,0,0.98704052313231871,null,null,0.34583623170275224,7.2708990219019179E-2,0.32500932254916842,7.3654705600871131E-2,6.8022332387767476E-2,1.1587426927558177E-3,2.5150684709377011E-6,1.4870953058269709E-3,0,0.88787993552663225,null,{"$f":"J4102*VLOOKUP($B4102,$AR$36:$AZ$47,MATCH(AG$2,$AS$2:$BA$2,0)+1,FALSE)","v":0.34703690129773512},{"$f":"K4102*VLOOKUP($B4102,$AR$36:$AZ$47,MATCH(AH$2,$AS$2:$BA$2,0)+1,FALSE)","v":0.31930644485864179},{"$f":"L4102*VLOOKUP($B4102,$AR$36:$AZ$47,MATCH(AI$2,$AS$2:$BA$2,0)+1,FALSE)","v":6.2631538334203217E-4},{"$f":"M4102*VLOOKUP($B4102,$AR$36:$AZ$47,MATCH(AJ$2,$AS$2:$BA$2,0)+1,FALSE)","v":6.9948588522203023E-2},{"$f":"N4102*VLOOKUP($B4102,$AR$36:$AZ$47,MATCH(AK$2,$AS$2:$BA$2,0)+1,FALSE)","v":7.6053149541445944E-2},{"$f":"O4102*VLOOKUP($B4102,$AR$36:$AZ$47,MATCH(AL$2,$AS$2:$BA$2,0)+1,FALSE)","v":6.6585192970309209E-2},{"$f":"P4102*VLOOKUP($B4102,$AR$36:$AZ$47,MATCH(AM$2,$AS$2:$BA$2,0)+1,FALSE)","v":2.5150684709377011E-6},{"$f":"Q4102*VLOOKUP($B4102,$AR$36:$AZ$47,MATCH(AN$2,$AS$2:$BA$2,0)+1,FALSE)","v":1.5239125632455688E-3},{"$f":"R4102*VLOOKUP($B4102,$AR$36:$BA$47,MATCH(AO$2,$AS$2:$BA$2,0)+1,FALSE)","v":0},0.88108302020539353]
[2006,6,21,4,null,2013,6,21,4,0.1753484493013977,0.27408257391813545,1.2431453184795131E-2,7.0501249837798582E-2,8.2348500000000005E-2,6.3786999999999996E-2,3.0151949695646488E-5,2.5315132275945894E-3,0,0.68106089141941717,null,null,0.16601192957440519,6.1749349429006076E-2,0.24246437192888648,6.4906824547506972E-2,5.8801199566587935E-2,6.952456156534904E-3,1.5090410825626205E-5,1.8503774130278908E-3,0,0.60275159902678099,null,{"$f":"J4110*VLOOKUP($B4110,$AR$36:$AZ$47,MATCH(AG$2,$AS$2:$BA$2,0)+1,FALSE)","v":0.16658828756692387},{"$f":"K4110*VLOOKUP($B4110,$AR$36:$AZ$47,MATCH(AH$2,$AS$2:$BA$2,0)+1,FALSE)","v":0.23820989502165374},{"$f":"L4110*VLOOKUP($B4110,$AR$36:$AZ$47,MATCH(AI$2,$AS$2:$BA$2,0)+1,FALSE)","v":3.7578923000521915E-3},{"$f":"M4110*VLOOKUP($B4110,$AR$36:$AZ$47,MATCH(AJ$2,$AS$2:$BA$2,0)+1,FALSE)","v":5.940503123083455E-2},{"$f":"N4110*VLOOKUP($B4110,$AR$36:$AZ$47,MATCH(AK$2,$AS$2:$BA$2,0)+1,FALSE)","v":6.7020408177608126E-2},{"$f":"O4110*VLOOKUP($B4110,$AR$36:$AZ$47,MATCH(AL$2,$AS$2:$BA$2,0)+1,FALSE)","v":5.7558879306099923E-2},{"$f":"P4110*VLOOKUP($B4110,$AR$36:$AZ$47,MATCH(AM$2,$AS$2:$BA$2,0)+1,FALSE)","v":1.5090410825626205E-5},{"$f":"Q4110*VLOOKUP($B4110,$AR$36:$AZ$47,MATCH(AN$2,$AS$2:$BA$2,0)+1,FALSE)","v":1.8961887482328813E-3},{"$f":"R4110*VLOOKUP($B4110,$AR$36:$BA$47,MATCH(AO$2,$AS$2:$BA$2,0)+1,FALSE)","v":0},0.59445167276223077]
[2006,6,21,10,null,2013,6,21,10,0.25869181747865683,0.46059597858290668,0,0.11712199168482769,0.12782160000000004,8.8784000000000002E-2,0,1.9351029256188363E-3,0,1.0549504906720102,null,null,0.24491763660210103,0.10258267487465292,0.40746156555517454,0.10074857665387492,8.1844352333860254E-2,0,0,1.414438884386787E-3,0,0.93896924490405043,null,{"$f":"J4116*VLOOKUP($B4116,$AR$36:$AZ$47,MATCH(AG$2,$AS$2:$BA$2,0)+1,FALSE)","v":0.2457679383709335},{"$f":"K4116*VLOOKUP($B4116,$AR$36:$AZ$47,MATCH(AH$2,$AS$2:$BA$2,0)+1,FALSE)","v":0.40031191380449249},{"$f":"L4116*VLOOKUP($B4116,$AR$36:$AZ$47,MATCH(AI$2,$AS$2:$BA$2,0)+1,FALSE)","v":0},{"$f":"M4116*VLOOKUP($B4116,$AR$36:$AZ$47,MATCH(AJ$2,$AS$2:$BA$2,0)+1,FALSE)","v":9.8688116733562675E-2},{"$f":"N4116*VLOOKUP($B4116,$AR$36:$AZ$47,MATCH(AK$2,$AS$2:$BA$2,0)+1,FALSE)","v":0.10402928779413052},{"$f":"O4116*VLOOKUP($B4116,$AR$36:$AZ$47,MATCH(AL$2,$AS$2:$BA$2,0)+1,FALSE)","v":8.0115188679711791E-2},{"$f":"P4116*VLOOKUP($B4116,$AR$36:$AZ$47,MATCH(AM$2,$AS$2:$BA$2,0)+1,FALSE)","v":0},{"$f":"Q4116*VLOOKUP($B4116,$AR$36:$AZ$47,MATCH(AN$2,$AS$2:$BA$2,0)+1,FALSE)","v":1.4494573262481064E-3},{"$f":"R4116*VLOOKUP($B4116,$AR$36:$BA$47,MATCH(AO$2,$AS$2:$BA$2,0)+1,FALSE)","v":0},0.93036190270907915]
[2006,6,21,13,null,2013,6,21,13,0.28692758303801702,0.47790488391813402,0,0.12140872181012467,0.13449699999999998,8.9665999999999996E-2,0,1.9351029256188363E-3,0,1.1123392916918946,null,null,0.27164997408324326,0.10633725790720638,0.42277371328090324,0.10601010560199692,8.2657412330689226E-2,0,0,1.414438884386787E-3,0,0.99084290208842574,null,{"$f":"J4119*VLOOKUP($B4119,$AR$36:$AZ$47,MATCH(AG$2,$AS$2:$BA$2,0)+1,FALSE)","v":0.27259308482312655},{"$f":"K4119*VLOOKUP($B4119,$AR$36:$AZ$47,MATCH(AH$2,$AS$2:$BA$2,0)+1,FALSE)","v":0.41535538214289103},{"$f":"L4119*VLOOKUP($B4119,$AR$36:$AZ$47,MATCH(AI$2,$AS$2:$BA$2,0)+1,FALSE)","v":0},{"$f":"M4119*VLOOKUP($B4119,$AR$36:$AZ$47,MATCH(AJ$2,$AS$2:$BA$2,0)+1,FALSE)","v":0.10230015676912665},{"$f":"N4119*VLOOKUP($B4119,$AR$36:$AZ$47,MATCH(AK$2,$AS$2:$BA$2,0)+1,FALSE)","v":0.10946214974970714},{"$f":"O4119*VLOOKUP($B4119,$AR$36:$AZ$47,MATCH(AL$2,$AS$2:$BA$2,0)+1,FALSE)","v":8.0911070780264882E-2},{"$f":"P4119*VLOOKUP($B4119,$AR$36:$AZ$47,MATCH(AM$2,$AS$2:$BA$2,0)+1,FALSE)","v":0},{"$f":"Q4119*VLOOKUP($B4119,$AR$36:$AZ$47,MATCH(AN$2,$AS$2:$BA$2,0)+1,FALSE)","v":1.4494573262481064E-3},{"$f":"R4119*VLOOKUP($B4119,$AR$36:$BA$47,MATCH(AO$2,$AS$2:$BA$2,0)+1,FALSE)","v":0},0.98207130159136435]
[2006,6,22,3,null,2013,6,22,3,0.19278891893941047,0.26821393811056804,1.2431453184795131E-2,7.2653711940537061E-2,8.2162000000000013E-2,6.6129999999999994E-2,3.0151949695646488E-5,2.5315132275945894E-3,0,0.69694168735260098,null,null,0.18252377230141839,6.363460869491247E-2,0.23727274272452045,6.4759825843485538E-2,6.0961063027552012E-2,6.952456156534904E-3,1.5090410825626205E-5,1.8503774130278908E-3,0,0.61796993657227717,null,{"$f":"J4133*VLOOKUP($B4133,$AR$36:$AZ$47,MATCH(AG$2,$AS$2:$BA$2,0)+1,FALSE)","v":0.18315745588825624},{"$f":"K4133*VLOOKUP($B4133,$AR$36:$AZ$47,MATCH(AH$2,$AS$2:$BA$2,0)+1,FALSE)","v":0.23310936236225707},{"$f":"L4133*VLOOKUP($B4133,$AR$36:$AZ$47,MATCH(AI$2,$AS$2:$BA$2,0)+1,FALSE)","v":3.7578923000521915E-3},{"$f":"M4133*VLOOKUP($B4133,$AR$36:$AZ$47,MATCH(AJ$2,$AS$2:$BA$2,0)+1,FALSE)","v":6.1218716502096399E-2},{"$f":"N4133*VLOOKUP($B4133,$AR$36:$AZ$47,MATCH(AK$2,$AS$2:$BA$2,0)+1,FALSE)","v":6.6868622703372127E-2},{"$f":"O4133*VLOOKUP($B4133,$AR$36:$AZ$47,MATCH(AL$2,$AS$2:$BA$2,0)+1,FALSE)","v":5.9673110328317493E-2},{"$f":"P4133*VLOOKUP($B4133,$AR$36:$AZ$47,MATCH(AM$2,$AS$2:$BA$2,0)+1,FALSE)","v":1.5090410825626205E-5},{"$f":"Q4133*VLOOKUP($B4133,$AR$36:$AZ$47,MATCH(AN$2,$AS$2:$BA$2,0)+1,FALSE)","v":1.8961887482328813E-3},{"$f":"R4133*VLOOKUP($B4133,$AR$36:$BA$47,MATCH(AO$2,$AS$2:$BA$2,0)+1,FALSE)","v":0},0.60969643924340988]
[2006,6,22,6,null,2013,6,22,6,0.18559088231753129,0.2841800869612276,0,6.9364678923932208E-2,8.4763500000000006E-2,6.7563999999999999E-2,0,1.9351029256188363E-3,0,0.69339825112830988,null,null,0.1757089988973409,6.0753870417319791E-2,0.25139703453139234,6.6810319830143933E-2,6.2282976899947447E-2,0,0,1.414438884386787E-3,0,0.61836763946053119,null,{"$f":"J4136*VLOOKUP($B4136,$AR$36:$AZ$47,MATCH(AG$2,$AS$2:$BA$2,0)+1,FALSE)","v":0.17631902304519317},{"$f":"K4136*VLOOKUP($B4136,$AR$36:$AZ$47,MATCH(AH$2,$AS$2:$BA$2,0)+1,FALSE)","v":0.24698581786705578},{"$f":"L4136*VLOOKUP($B4136,$AR$36:$AZ$47,MATCH(AI$2,$AS$2:$BA$2,0)+1,FALSE)","v":0},{"$f":"M4136*VLOOKUP($B4136,$AR$36:$AZ$47,MATCH(AJ$2,$AS$2:$BA$2,0)+1,FALSE)","v":5.8447345646683517E-2},{"$f":"N4136*VLOOKUP($B4136,$AR$36:$AZ$47,MATCH(AK$2,$AS$2:$BA$2,0)+1,FALSE)","v":6.8985887642916216E-2},{"$f":"O4136*VLOOKUP($B4136,$AR$36:$AZ$47,MATCH(AL$2,$AS$2:$BA$2,0)+1,FALSE)","v":6.096709551220994E-2},{"$f":"P4136*VLOOKUP($B4136,$AR$36:$AZ$47,MATCH(AM$2,$AS$2:$BA$2,0)+1,FALSE)","v":0},{"$f":"Q4136*VLOOKUP($B4136,$AR$36:$AZ$47,MATCH(AN$2,$AS$2:$BA$2,0)+1,FALSE)","v":1.4494573262481064E-3},{"$f":"R4136*VLOOKUP($B4136,$AR$36:$BA$47,MATCH(AO$2,$AS$2:$BA$2,0)+1,FALSE)","v":0},0.61315462704030677]
[2006,6,22,17,null,2013,6,22,17,0.35987435779188398,0.39792276796138981,0,0.1238077428528345,8.8174899999999973E-2,7.4569999999999997E-2,0,1.9351029256188363E-3,0,1.0462848715317272,null,null,0.34071265973211162,0.10843846872254152,0.35201834480283389,6.9499174408689537E-2,6.8741365038024402E-2,0,0,1.414438884386787E-3,0,0.94082445158858774,null,{"$f":"J4147*VLOOKUP($B4147,$AR$36:$AZ$47,MATCH(AG$2,$AS$2:$BA$2,0)+1,FALSE)","v":0.34189554137858325},{"$f":"K4147*VLOOKUP($B4147,$AR$36:$AZ$47,MATCH(AH$2,$AS$2:$BA$2,0)+1,FALSE)","v":0.34584154485910773},{"$f":"L4147*VLOOKUP($B4147,$AR$36:$AZ$47,MATCH(AI$2,$AS$2:$BA$2,0)+1,FALSE)","v":0},{"$f":"M4147*VLOOKUP($B4147,$AR$36:$AZ$47,MATCH(AJ$2,$AS$2:$BA$2,0)+1,FALSE)","v":0.10432159497473983},{"$f":"N4147*VLOOKUP($B4147,$AR$36:$AZ$47,MATCH(AK$2,$AS$2:$BA$2,0)+1,FALSE)","v":7.1762300333579568E-2},{"$f":"O4147*VLOOKUP($B4147,$AR$36:$AZ$47,MATCH(AL$2,$AS$2:$BA$2,0)+1,FALSE)","v":6.7289034283723514E-2},{"$f":"P4147*VLOOKUP($B4147,$AR$36:$AZ$47,MATCH(AM$2,$AS$2:$BA$2,0)+1,FALSE)","v":0},{"$f":"Q4147*VLOOKUP($B4147,$AR$36:$AZ$47,MATCH(AN$2,$AS$2:$BA$2,0)+1,FALSE)","v":1.4494573262481064E-3},{"$f":"R4147*VLOOKUP($B4147,$AR$36:$BA$47,MATCH(AO$2,$AS$2:$BA$2,0)+1,FALSE)","v":0},0.93255947315598198]
[2006,6,22,23,null,2013,6,22,23,0.32670784336687447,0.28763034830200218,1.2431453184795131E-2,7.8117567574885666E-2,8.149099999999998E-2,6.8992999999999999E-2,3.0151949695646488E-5,2.5315132275945894E-3,0,0.85793287760584758,null,null,0.30931211368286132,6.8420190958649124E-2,0.2544492732674139,6.4230945787730059E-2,6.3600281588687371E-2,6.952456156534904E-3,1.5090410825626205E-5,1.8503774130278908E-3,0,0.76883072926573015,null,{"$f":"J4153*VLOOKUP($B4153,$AR$36:$AZ$47,MATCH(AG$2,$AS$2:$BA$2,0)+1,FALSE)","v":0.31038597933432982},{"$f":"K4153*VLOOKUP($B4153,$AR$36:$AZ$47,MATCH(AH$2,$AS$2:$BA$2,0)+1,FALSE)","v":0.24998449954182972},{"$f":"L4153*VLOOKUP($B4153,$AR$36:$AZ$47,MATCH(AI$2,$AS$2:$BA$2,0)+1,FALSE)","v":3.7578923000521915E-3},{"$f":"M4153*VLOOKUP($B4153,$AR$36:$AZ$47,MATCH(AJ$2,$AS$2:$BA$2,0)+1,FALSE)","v":6.5822613813789579E-2},{"$f":"N4153*VLOOKUP($B4153,$AR$36:$AZ$47,MATCH(AK$2,$AS$2:$BA$2,0)+1,FALSE)","v":6.6322520541375524E-2},{"$f":"O4153*VLOOKUP($B4153,$AR$36:$AZ$47,MATCH(AL$2,$AS$2:$BA$2,0)+1,FALSE)","v":6.2256568892811268E-2},{"$f":"P4153*VLOOKUP($B4153,$AR$36:$AZ$47,MATCH(AM$2,$AS$2:$BA$2,0)+1,FALSE)","v":1.5090410825626205E-5},{"$f":"Q4153*VLOOKUP($B4153,$AR$36:$AZ$47,MATCH(AN$2,$AS$2:$BA$2,0)+1,FALSE)","v":1.8961887482328813E-3},{"$f":"R4153*VLOOKUP($B4153,$AR$36:$BA$47,MATCH(AO$2,$AS$2:$BA$2,0)+1,FALSE)","v":0},0.7604413535832466]
[2006,6,23,7,null,2013,6,23,7,0.19013604801894418,0.28617079540566343,0,7.4939770944410442E-2,8.5161900000000026E-2,7.1359000000000006E-2,0,1.9351029256188363E-3,0,0.70970261729463691,null,null,0.18001215487809324,6.5636880379035437E-2,0.25315809458630056,6.7124337437018719E-2,6.5781347294466733E-2,0,0,1.414438884386787E-3,0,0.63312725345930143,null,{"$f":"J4161*VLOOKUP($B4161,$AR$36:$AZ$47,MATCH(AG$2,$AS$2:$BA$2,0)+1,FALSE)","v":0.18063711866521676},{"$f":"K4161*VLOOKUP($B4161,$AR$36:$AZ$47,MATCH(AH$2,$AS$2:$BA$2,0)+1,FALSE)","v":0.24871597693112463},{"$f":"L4161*VLOOKUP($B4161,$AR$36:$AZ$47,MATCH(AI$2,$AS$2:$BA$2,0)+1,FALSE)","v":0},{"$f":"M4161*VLOOKUP($B4161,$AR$36:$AZ$47,MATCH(AJ$2,$AS$2:$BA$2,0)+1,FALSE)","v":6.3144971807258643E-2},{"$f":"N4161*VLOOKUP($B4161,$AR$36:$AZ$47,MATCH(AK$2,$AS$2:$BA$2,0)+1,FALSE)","v":6.9310130714957133E-2},{"$f":"O4161*VLOOKUP($B4161,$AR$36:$AZ$47,MATCH(AL$2,$AS$2:$BA$2,0)+1,FALSE)","v":6.4391554210167984E-2},{"$f":"P4161*VLOOKUP($B4161,$AR$36:$AZ$47,MATCH(AM$2,$AS$2:$BA$2,0)+1,FALSE)","v":0},{"$f":"Q4161*VLOOKUP($B4161,$AR$36:$AZ$47,MATCH(AN$2,$AS$2:$BA$2,0)+1,FALSE)","v":1.4494573262481064E-3},{"$f":"R4161*VLOOKUP($B4161,$AR$36:$BA$47,MATCH(AO$2,$AS$2:$BA$2,0)+1,FALSE)","v":0},0.62764920965497328]
[2006,6,23,16,null,2013,6,23,16,0.37260982515876739,0.38337783381708335,0,0.10230409287865604,9.863999999999995E-2,8.0294000000000004E-2,0,1.9351029256188363E-3,0,1.0391608547801257,null,null,0.35277002049025624,8.9604243807245396E-2,0.33915131618575867,7.7747732786463436E-2,7.401795848683293E-2,0,0,1.414438884386787E-3,0,0.93470571064094343,null,{"$f":"J4170*VLOOKUP($B4170,$AR$36:$AZ$47,MATCH(AG$2,$AS$2:$BA$2,0)+1,FALSE)","v":0.35399476272023805},{"$f":"K4170*VLOOKUP($B4170,$AR$36:$AZ$47,MATCH(AH$2,$AS$2:$BA$2,0)+1,FALSE)","v":0.33320029158246933},{"$f":"L4170*VLOOKUP($B4170,$AR$36:$AZ$47,MATCH(AI$2,$AS$2:$BA$2,0)+1,FALSE)","v":0},{"$f":"M4170*VLOOKUP($B4170,$AR$36:$AZ$47,MATCH(AJ$2,$AS$2:$BA$2,0)+1,FALSE)","v":8.6202412673263437E-2},{"$f":"N4170*VLOOKUP($B4170,$AR$36:$AZ$47,MATCH(AK$2,$AS$2:$BA$2,0)+1,FALSE)","v":8.0279459402894549E-2},{"$f":"O4170*VLOOKUP($B4170,$AR$36:$AZ$47,MATCH(AL$2,$AS$2:$BA$2,0)+1,FALSE)","v":7.2454146691394605E-2},{"$f":"P4170*VLOOKUP($B4170,$AR$36:$AZ$47,MATCH(AM$2,$AS$2:$BA$2,0)+1,FALSE)","v":0},{"$f":"Q4170*VLOOKUP($B4170,$AR$36:$AZ$47,MATCH(AN$2,$AS$2:$BA$2,0)+1,FALSE)","v":1.4494573262481064E-3},{"$f":"R4170*VLOOKUP($B4170,$AR$36:$BA$47,MATCH(AO$2,$AS$2:$BA$2,0)+1,FALSE)","v":0},0.92758053039650823]
[2006,6,23,21,null,2013,6,23,21,0.38462237340252747,0.33242031923043858,1.2431453184795131E-2,0.10295344221275161,9.105290000000002E-2,7.8217999999999996E-2,3.0151949695646488E-5,2.5315132275945894E-3,0,1.0042601532078028,null,null,0.3641429543314017,9.0172984063975739E-2,0.29407226722368102,7.1767604811765834E-2,7.2104225433072183E-2,6.952456156534904E-3,1.5090410825626205E-5,1.8503774130278908E-3,0,0.90107795984428485,null,{"$f":"J4175*VLOOKUP($B4175,$AR$36:$AZ$47,MATCH(AG$2,$AS$2:$BA$2,0)+1,FALSE)","v":0.36540718096069463},{"$f":"K4175*VLOOKUP($B4175,$AR$36:$AZ$47,MATCH(AH$2,$AS$2:$BA$2,0)+1,FALSE)","v":0.28891223624672713},{"$f":"L4175*VLOOKUP($B4175,$AR$36:$AZ$47,MATCH(AI$2,$AS$2:$BA$2,0)+1,FALSE)","v":3.7578923000521915E-3},{"$f":"M4175*VLOOKUP($B4175,$AR$36:$AZ$47,MATCH(AJ$2,$AS$2:$BA$2,0)+1,FALSE)","v":8.674956066795031E-2},{"$f":"N4175*VLOOKUP($B4175,$AR$36:$AZ$47,MATCH(AK$2,$AS$2:$BA$2,0)+1,FALSE)","v":7.4104598429296661E-2},{"$f":"O4175*VLOOKUP($B4175,$AR$36:$AZ$47,MATCH(AL$2,$AS$2:$BA$2,0)+1,FALSE)","v":7.05808459649227E-2},{"$f":"P4175*VLOOKUP($B4175,$AR$36:$AZ$47,MATCH(AM$2,$AS$2:$BA$2,0)+1,FALSE)","v":1.5090410825626205E-5},{"$f":"Q4175*VLOOKUP($B4175,$AR$36:$AZ$47,MATCH(AN$2,$AS$2:$BA$2,0)+1,FALSE)","v":1.8961887482328813E-3},{"$f":"R4175*VLOOKUP($B4175,$AR$36:$BA$47,MATCH(AO$2,$AS$2:$BA$2,0)+1,FALSE)","v":0},0.89142359372870217]
[2006,6,24,1,null,2013,6,24,1,0.2355661772935605,0.24354890867701495,1.2431453184795131E-2,5.640626582965505E-2,8.7159699999999993E-2,7.3246000000000006E-2,3.0151949695646488E-5,2.5315132275945894E-3,0,0.7109201701623159,null,null,0.2230233332018334,4.9404091795736793E-2,0.21545307434968897,6.8698997012858073E-2,6.7520853206049836E-2,6.952456156534904E-3,1.5090410825626205E-5,1.8503774130278908E-3,0,0.6329182735465555,null,{"$f":"J4179*VLOOKUP($B4179,$AR$36:$AZ$47,MATCH(AG$2,$AS$2:$BA$2,0)+1,FALSE)","v":0.22379762262150685},{"$f":"K4179*VLOOKUP($B4179,$AR$36:$AZ$47,MATCH(AH$2,$AS$2:$BA$2,0)+1,FALSE)","v":0.2116725596203666},{"$f":"L4179*VLOOKUP($B4179,$AR$36:$AZ$47,MATCH(AI$2,$AS$2:$BA$2,0)+1,FALSE)","v":3.7578923000521915E-3},{"$f":"M4179*VLOOKUP($B4179,$AR$36:$AZ$47,MATCH(AJ$2,$AS$2:$BA$2,0)+1,FALSE)","v":4.7528462132722438E-2},{"$f":"N4179*VLOOKUP($B4179,$AR$36:$AZ$47,MATCH(AK$2,$AS$2:$BA$2,0)+1,FALSE)","v":7.0936066481330814E-2},{"$f":"O4179*VLOOKUP($B4179,$AR$36:$AZ$47,MATCH(AL$2,$AS$2:$BA$2,0)+1,FALSE)","v":6.6094308772235655E-2},{"$f":"P4179*VLOOKUP($B4179,$AR$36:$AZ$47,MATCH(AM$2,$AS$2:$BA$2,0)+1,FALSE)","v":1.5090410825626205E-5},{"$f":"Q4179*VLOOKUP($B4179,$AR$36:$AZ$47,MATCH(AN$2,$AS$2:$BA$2,0)+1,FALSE)","v":1.8961887482328813E-3},{"$f":"R4179*VLOOKUP($B4179,$AR$36:$BA$47,MATCH(AO$2,$AS$2:$BA$2,0)+1,FALSE)","v":0},0.62569819108727298]
[2006,6,24,14,null,2013,6,24,14,0.3073750455706063,0.4795171761810525,0,0.11534887595671472,0.15104010000000001,9.9390000000000006E-2,0,1.9351029256188363E-3,0,1.1546063006339924,null,null,0.29100870079830432,0.10102967059564776,0.42420001129505974,0.11904932415694164,9.1621352703892267E-2,0,0,1.414438884386787E-3,0,1.0283234984342327,null,{"$f":"J4192*VLOOKUP($B4192,$AR$36:$AZ$47,MATCH(AG$2,$AS$2:$BA$2,0)+1,FALSE)","v":0.29201902090618792},{"$f":"K4192*VLOOKUP($B4192,$AR$36:$AZ$47,MATCH(AH$2,$AS$2:$BA$2,0)+1,FALSE)","v":0.41675665317301769},{"$f":"L4192*VLOOKUP($B4192,$AR$36:$AZ$47,MATCH(AI$2,$AS$2:$BA$2,0)+1,FALSE)","v":0},{"$f":"M4192*VLOOKUP($B4192,$AR$36:$AZ$47,MATCH(AJ$2,$AS$2:$BA$2,0)+1,FALSE)","v":9.719407236631003E-2},{"$f":"N4192*VLOOKUP($B4192,$AR$36:$AZ$47,MATCH(AK$2,$AS$2:$BA$2,0)+1,FALSE)","v":0.12292596893916403},{"$f":"O4192*VLOOKUP($B4192,$AR$36:$AZ$47,MATCH(AL$2,$AS$2:$BA$2,0)+1,FALSE)","v":8.9685625820829826E-2},{"$f":"P4192*VLOOKUP($B4192,$AR$36:$AZ$47,MATCH(AM$2,$AS$2:$BA$2,0)+1,FALSE)","v":0},{"$f":"Q4192*VLOOKUP($B4192,$AR$36:$AZ$47,MATCH(AN$2,$AS$2:$BA$2,0)+1,FALSE)","v":1.4494573262481064E-3},{"$f":"R4192*VLOOKUP($B4192,$AR$36:$BA$47,MATCH(AO$2,$AS$2:$BA$2,0)+1,FALSE)","v":0},1.0200307985317576]
[2006,6,24,18,null,2013,6,24,18,0.38963100948031831,0.41863397503991817,0,0.10664176067638688,0.11080790000000004,8.1332000000000002E-2,0,1.9351029256188363E-3,0,1.1089817481222424,null,null,0.36888490296637838,9.3403441199706727E-2,0.37034030429262038,8.7338432682777467E-2,7.4974825013713303E-2,0,0,1.414438884386787E-3,0,0.99635634503958315,null,{"$f":"J4196*VLOOKUP($B4196,$AR$36:$AZ$47,MATCH(AG$2,$AS$2:$BA$2,0)+1,FALSE)","v":0.37016559262939958},{"$f":"K4196*VLOOKUP($B4196,$AR$36:$AZ$47,MATCH(AH$2,$AS$2:$BA$2,0)+1,FALSE)","v":0.36384201235844449},{"$f":"L4196*VLOOKUP($B4196,$AR$36:$AZ$47,MATCH(AI$2,$AS$2:$BA$2,0)+1,FALSE)","v":0},{"$f":"M4196*VLOOKUP($B4196,$AR$36:$AZ$47,MATCH(AJ$2,$AS$2:$BA$2,0)+1,FALSE)","v":8.9857373281565081E-2},{"$f":"N4196*VLOOKUP($B4196,$AR$36:$AZ$47,MATCH(AK$2,$AS$2:$BA$2,0)+1,FALSE)","v":9.0182464614456684E-2},{"$f":"O4196*VLOOKUP($B4196,$AR$36:$AZ$47,MATCH(AL$2,$AS$2:$BA$2,0)+1,FALSE)","v":7.3390797054630558E-2},{"$f":"P4196*VLOOKUP($B4196,$AR$36:$AZ$47,MATCH(AM$2,$AS$2:$BA$2,0)+1,FALSE)","v":0},{"$f":"Q4196*VLOOKUP($B4196,$AR$36:$AZ$47,MATCH(AN$2,$AS$2:$BA$2,0)+1,FALSE)","v":1.4494573262481064E-3},{"$f":"R4196*VLOOKUP($B4196,$AR$36:$BA$47,MATCH(AO$2,$AS$2:$BA$2,0)+1,FALSE)","v":0},0.98888769726474457]
[2006,6,25,4,null,2013,6,25,4,0.17016826573289609,0.27693525134964397,1.2431453184795131E-2,7.7049408282289497E-2,9.7763599999999978E-2,7.0335999999999996E-2,3.0151949695646488E-5,2.5315132275945894E-3,0,0.70724564372691479,null,null,0.16110756758442024,6.748463107061721E-2,0.24498796411447729,7.7056957107083324E-2,6.483830831855282E-2,6.952456156534904E-3,1.5090410825626205E-5,1.8503774130278908E-3,0,0.62429335217553927,null,{"$f":"J4206*VLOOKUP($B4206,$AR$36:$AZ$47,MATCH(AG$2,$AS$2:$BA$2,0)+1,FALSE)","v":0.16166689867870107},{"$f":"K4206*VLOOKUP($B4206,$AR$36:$AZ$47,MATCH(AH$2,$AS$2:$BA$2,0)+1,FALSE)","v":0.24068920620797254},{"$f":"L4206*VLOOKUP($B4206,$AR$36:$AZ$47,MATCH(AI$2,$AS$2:$BA$2,0)+1,FALSE)","v":3.7578923000521915E-3},{"$f":"M4206*VLOOKUP($B4206,$AR$36:$AZ$47,MATCH(AJ$2,$AS$2:$BA$2,0)+1,FALSE)","v":6.4922572519739194E-2},{"$f":"N4206*VLOOKUP($B4206,$AR$36:$AZ$47,MATCH(AK$2,$AS$2:$BA$2,0)+1,FALSE)","v":7.9566189753455238E-2},{"$f":"O4206*VLOOKUP($B4206,$AR$36:$AZ$47,MATCH(AL$2,$AS$2:$BA$2,0)+1,FALSE)","v":6.346843925680537E-2},{"$f":"P4206*VLOOKUP($B4206,$AR$36:$AZ$47,MATCH(AM$2,$AS$2:$BA$2,0)+1,FALSE)","v":1.5090410825626205E-5},{"$f":"Q4206*VLOOKUP($B4206,$AR$36:$AZ$47,MATCH(AN$2,$AS$2:$BA$2,0)+1,FALSE)","v":1.8961887482328813E-3},{"$f":"R4206*VLOOKUP($B4206,$AR$36:$BA$47,MATCH(AO$2,$AS$2:$BA$2,0)+1,FALSE)","v":0},0.61598247787578397]
[2006,6,25,11,null,2013,6,25,11,0.25488226880947018,0.46688391025963666,0,0.11234696234365181,0.15008650000000001,0.100634,0,1.9351029256188363E-3,0,1.0867687443383776,null,null,0.2413109293406514,9.840040922687511E-2,0.4130241206017623,0.11829769968426147,9.2768117597378949E-2,0,0,1.414438884386787E-3,0,0.96521571533531592,null,{"$f":"J4213*VLOOKUP($B4213,$AR$36:$AZ$47,MATCH(AG$2,$AS$2:$BA$2,0)+1,FALSE)","v":0.24214870939154384},{"$f":"K4213*VLOOKUP($B4213,$AR$36:$AZ$47,MATCH(AH$2,$AS$2:$BA$2,0)+1,FALSE)","v":0.40577686373985233},{"$f":"L4213*VLOOKUP($B4213,$AR$36:$AZ$47,MATCH(AI$2,$AS$2:$BA$2,0)+1,FALSE)","v":0},{"$f":"M4213*VLOOKUP($B4213,$AR$36:$AZ$47,MATCH(AJ$2,$AS$2:$BA$2,0)+1,FALSE)","v":9.4664631081984599E-2},{"$f":"N4213*VLOOKUP($B4213,$AR$36:$AZ$47,MATCH(AK$2,$AS$2:$BA$2,0)+1,FALSE)","v":0.12214986905588544},{"$f":"O4213*VLOOKUP($B4213,$AR$36:$AZ$47,MATCH(AL$2,$AS$2:$BA$2,0)+1,FALSE)","v":9.080816247965981E-2},{"$f":"P4213*VLOOKUP($B4213,$AR$36:$AZ$47,MATCH(AM$2,$AS$2:$BA$2,0)+1,FALSE)","v":0},{"$f":"Q4213*VLOOKUP($B4213,$AR$36:$AZ$47,MATCH(AN$2,$AS$2:$BA$2,0)+1,FALSE)","v":1.4494573262481064E-3},{"$f":"R4213*VLOOKUP($B4213,$AR$36:$BA$47,MATCH(AO$2,$AS$2:$BA$2,0)+1,FALSE)","v":0},0.95699769307517424]
[2006,6,25,18,null,2013,6,25,18,0.33032164633692851,0.41612972848572083,0,0.10804047175492665,0.11609519999999998,8.4722000000000006E-2,0,1.9351029256188363E-3,0,1.0572441495031948,null,null,0.31273349782712134,9.4628518759858962E-2,0.36812494795223555,9.1505865646705528E-2,7.8099851532137637E-2,0,0,1.414438884386787E-3,0,0.94650712060244568,null,{"$f":"J4220*VLOOKUP($B4220,$AR$36:$AZ$47,MATCH(AG$2,$AS$2:$BA$2,0)+1,FALSE)","v":0.313819241794215},{"$f":"K4220*VLOOKUP($B4220,$AR$36:$AZ$47,MATCH(AH$2,$AS$2:$BA$2,0)+1,FALSE)","v":0.36166552846070549},{"$f":"L4220*VLOOKUP($B4220,$AR$36:$AZ$47,MATCH(AI$2,$AS$2:$BA$2,0)+1,FALSE)","v":0},{"$f":"M4220*VLOOKUP($B4220,$AR$36:$AZ$47,MATCH(AJ$2,$AS$2:$BA$2,0)+1,FALSE)","v":9.1035940689869671E-2},{"$f":"N4220*VLOOKUP($B4220,$AR$36:$AZ$47,MATCH(AK$2,$AS$2:$BA$2,0)+1,FALSE)","v":9.4485603155625777E-2},{"$f":"O4220*VLOOKUP($B4220,$AR$36:$AZ$47,MATCH(AL$2,$AS$2:$BA$2,0)+1,FALSE)","v":7.6449799686008096E-2},{"$f":"P4220*VLOOKUP($B4220,$AR$36:$AZ$47,MATCH(AM$2,$AS$2:$BA$2,0)+1,FALSE)","v":0},{"$f":"Q4220*VLOOKUP($B4220,$AR$36:$AZ$47,MATCH(AN$2,$AS$2:$BA$2,0)+1,FALSE)","v":1.4494573262481064E-3},{"$f":"R4220*VLOOKUP($B4220,$AR$36:$BA$47,MATCH(AO$2,$AS$2:$BA$2,0)+1,FALSE)","v":0},0.93890557111267214]
[2006,6,26,4,null,2013,6,26,4,0.20642126708742986,0.31428252965521081,1.2431453184795131E-2,9.0112194240437302E-2,9.5552699999999963E-2,6.8857000000000002E-2,3.0151949695646488E-5,2.5315132275945894E-3,0,0.79021880934516331,null,null,0.19543025895527402,7.8925825893429016E-2,0.27802685545354255,7.5314332792225325E-2,6.3474911793257968E-2,6.952456156534904E-3,1.5090410825626205E-5,1.8503774130278908E-3,0,0.69999010886811719,null,{"$f":"J4230*VLOOKUP($B4230,$AR$36:$AZ$47,MATCH(AG$2,$AS$2:$BA$2,0)+1,FALSE)","v":0.19610875110952841},{"$f":"K4230*VLOOKUP($B4230,$AR$36:$AZ$47,MATCH(AH$2,$AS$2:$BA$2,0)+1,FALSE)","v":0.27314837031072509},{"$f":"L4230*VLOOKUP($B4230,$AR$36:$AZ$47,MATCH(AI$2,$AS$2:$BA$2,0)+1,FALSE)","v":3.7578923000521915E-3},{"$f":"M4230*VLOOKUP($B4230,$AR$36:$AZ$47,MATCH(AJ$2,$AS$2:$BA$2,0)+1,FALSE)","v":7.5929401612709904E-2},{"$f":"N4230*VLOOKUP($B4230,$AR$36:$AZ$47,MATCH(AK$2,$AS$2:$BA$2,0)+1,FALSE)","v":7.7766819753517472E-2},{"$f":"O4230*VLOOKUP($B4230,$AR$36:$AZ$47,MATCH(AL$2,$AS$2:$BA$2,0)+1,FALSE)","v":6.2133847843292879E-2},{"$f":"P4230*VLOOKUP($B4230,$AR$36:$AZ$47,MATCH(AM$2,$AS$2:$BA$2,0)+1,FALSE)","v":1.5090410825626205E-5},{"$f":"Q4230*VLOOKUP($B4230,$AR$36:$AZ$47,MATCH(AN$2,$AS$2:$BA$2,0)+1,FALSE)","v":1.8961887482328813E-3},{"$f":"R4230*VLOOKUP($B4230,$AR$36:$BA$47,MATCH(AO$2,$AS$2:$BA$2,0)+1,FALSE)","v":0},0.69075636208888447]
[2006,6,26,8,null,2013,6,26,8,0.28340162553639259,0.47495883366943525,0,0.12025981759355613,0.13372510000000001,9.1195999999999999E-2,0,1.9351029256188363E-3,0,1.105476479725003,null,null,0.2683117580295849,0.10533097662719262,0.42016751977866679,0.10540169648867709,8.4067822529270128E-2,0,0,1.414438884386787E-3,0,0.98469421233777832,null,{"$f":"J4234*VLOOKUP($B4234,$AR$36:$AZ$47,MATCH(AG$2,$AS$2:$BA$2,0)+1,FALSE)","v":0.26924327919570556},{"$f":"K4234*VLOOKUP($B4234,$AR$36:$AZ$47,MATCH(AH$2,$AS$2:$BA$2,0)+1,FALSE)","v":0.41279491902975396},{"$f":"L4234*VLOOKUP($B4234,$AR$36:$AZ$47,MATCH(AI$2,$AS$2:$BA$2,0)+1,FALSE)","v":0},{"$f":"M4234*VLOOKUP($B4234,$AR$36:$AZ$47,MATCH(AJ$2,$AS$2:$BA$2,0)+1,FALSE)","v":0.10133207902549068},{"$f":"N4234*VLOOKUP($B4234,$AR$36:$AZ$47,MATCH(AK$2,$AS$2:$BA$2,0)+1,FALSE)","v":0.10883392879762795},{"$f":"O4234*VLOOKUP($B4234,$AR$36:$AZ$47,MATCH(AL$2,$AS$2:$BA$2,0)+1,FALSE)","v":8.2291682587346773E-2},{"$f":"P4234*VLOOKUP($B4234,$AR$36:$AZ$47,MATCH(AM$2,$AS$2:$BA$2,0)+1,FALSE)","v":0},{"$f":"Q4234*VLOOKUP($B4234,$AR$36:$AZ$47,MATCH(AN$2,$AS$2:$BA$2,0)+1,FALSE)","v":1.4494573262481064E-3},{"$f":"R4234*VLOOKUP($B4234,$AR$36:$BA$47,MATCH(AO$2,$AS$2:$BA$2,0)+1,FALSE)","v":0},0.97594534596217308]
[2006,6,26,13,null,2013,6,26,13,0.37043532242822697,0.54075219511588835,0,0.13621246153672675,0.14767890000000003,0.10016899999999999,0,1.9351029256188363E-3,0,1.2971829820064611,null,null,0.35071130029284331,0.1193032875781288,0.47837095034397248,0.11640003705797712,9.2339463517418077E-2,0,0,1.414438884386787E-3,0,1.1585394776747269,null,{"$f":"J4239*VLOOKUP($B4239,$AR$36:$AZ$47,MATCH(AG$2,$AS$2:$BA$2,0)+1,FALSE)","v":0.3519288950856308},{"$f":"K4239*VLOOKUP($B4239,$AR$36:$AZ$47,MATCH(AH$2,$AS$2:$BA$2,0)+1,FALSE)","v":0.46997706490365582},{"$f":"L4239*VLOOKUP($B4239,$AR$36:$AZ$47,MATCH(AI$2,$AS$2:$BA$2,0)+1,FALSE)","v":0},{"$f":"M4239*VLOOKUP($B4239,$AR$36:$AZ$47,MATCH(AJ$2,$AS$2:$BA$2,0)+1,FALSE)","v":0.11477393025279121},{"$f":"N4239*VLOOKUP($B4239,$AR$36:$AZ$47,MATCH(AK$2,$AS$2:$BA$2,0)+1,FALSE)","v":0.12019041217775885},{"$f":"O4239*VLOOKUP($B4239,$AR$36:$AZ$47,MATCH(AL$2,$AS$2:$BA$2,0)+1,FALSE)","v":9.0388564773585894E-2},{"$f":"P4239*VLOOKUP($B4239,$AR$36:$AZ$47,MATCH(AM$2,$AS$2:$BA$2,0)+1,FALSE)","v":0},{"$f":"Q4239*VLOOKUP($B4239,$AR$36:$AZ$47,MATCH(AN$2,$AS$2:$BA$2,0)+1,FALSE)","v":1.4494573262481064E-3},{"$f":"R4239*VLOOKUP($B4239,$AR$36:$BA$47,MATCH(AO$2,$AS$2:$BA$2,0)+1,FALSE)","v":0},1.1487083245196705]
[2006,6,26,22,null,2013,6,26,22,0.38868315287507826,0.37734209594976503,1.2431453184795131E-2,0.10193015939624207,9.8817199999999994E-2,7.6906000000000002E-2,3.0151949695646488E-5,2.5315132275945894E-3,0,1.0586717265831707,null,null,0.36798751548093062,8.9276729765694243E-2,0.33381186183736278,7.7887401260203951E-2,7.08947756418708E-2,6.952456156534904E-3,1.5090410825626205E-5,1.8503774130278908E-3,0,0.94867620796645069,null,{"$f":"J4248*VLOOKUP($B4248,$AR$36:$AZ$47,MATCH(AG$2,$AS$2:$BA$2,0)+1,FALSE)","v":0.36926508960610493},{"$f":"K4248*VLOOKUP($B4248,$AR$36:$AZ$47,MATCH(AH$2,$AS$2:$BA$2,0)+1,FALSE)","v":0.32795452763914923},{"$f":"L4248*VLOOKUP($B4248,$AR$36:$AZ$47,MATCH(AI$2,$AS$2:$BA$2,0)+1,FALSE)","v":3.7578923000521915E-3},{"$f":"M4248*VLOOKUP($B4248,$AR$36:$AZ$47,MATCH(AJ$2,$AS$2:$BA$2,0)+1,FALSE)","v":8.588733272429569E-2},{"$f":"N4248*VLOOKUP($B4248,$AR$36:$AZ$47,MATCH(AK$2,$AS$2:$BA$2,0)+1,FALSE)","v":8.0423675949997109E-2},{"$f":"O4248*VLOOKUP($B4248,$AR$36:$AZ$47,MATCH(AL$2,$AS$2:$BA$2,0)+1,FALSE)","v":6.9396948781333526E-2},{"$f":"P4248*VLOOKUP($B4248,$AR$36:$AZ$47,MATCH(AM$2,$AS$2:$BA$2,0)+1,FALSE)","v":1.5090410825626205E-5},{"$f":"Q4248*VLOOKUP($B4248,$AR$36:$AZ$47,MATCH(AN$2,$AS$2:$BA$2,0)+1,FALSE)","v":1.8961887482328813E-3},{"$f":"R4248*VLOOKUP($B4248,$AR$36:$BA$47,MATCH(AO$2,$AS$2:$BA$2,0)+1,FALSE)","v":0},0.93859674615999111]
[2006,6,27,6,null,2013,6,27,6,0.21437852132730029,0.35591220332736367,0,9.200956587685824E-2,0.11573980000000007,8.0197000000000004E-2,0,1.9351029256188363E-3,0,0.86017219345714113,null,null,0.20296382503890906,8.0587661172145261E-2,0.31485412446312899,9.122574050242023E-2,7.3928540323916367E-2,0,0,1.414438884386787E-3,0,0.7649743303849067,null,{"$f":"J4256*VLOOKUP($B4256,$AR$36:$AZ$47,MATCH(AG$2,$AS$2:$BA$2,0)+1,FALSE)","v":0.20366847212694203},{"$f":"K4256*VLOOKUP($B4256,$AR$36:$AZ$47,MATCH(AH$2,$AS$2:$BA$2,0)+1,FALSE)","v":0.30932943813078717},{"$f":"L4256*VLOOKUP($B4256,$AR$36:$AZ$47,MATCH(AI$2,$AS$2:$BA$2,0)+1,FALSE)","v":0},{"$f":"M4256*VLOOKUP($B4256,$AR$36:$AZ$47,MATCH(AJ$2,$AS$2:$BA$2,0)+1,FALSE)","v":7.7528145203460477E-2},{"$f":"N4256*VLOOKUP($B4256,$AR$36:$AZ$47,MATCH(AK$2,$AS$2:$BA$2,0)+1,FALSE)","v":9.4196356198288173E-2},{"$f":"O4256*VLOOKUP($B4256,$AR$36:$AZ$47,MATCH(AL$2,$AS$2:$BA$2,0)+1,FALSE)","v":7.2366617707546932E-2},{"$f":"P4256*VLOOKUP($B4256,$AR$36:$AZ$47,MATCH(AM$2,$AS$2:$BA$2,0)+1,FALSE)","v":0},{"$f":"Q4256*VLOOKUP($B4256,$AR$36:$AZ$47,MATCH(AN$2,$AS$2:$BA$2,0)+1,FALSE)","v":1.4494573262481064E-3},{"$f":"R4256*VLOOKUP($B4256,$AR$36:$BA$47,MATCH(AO$2,$AS$2:$BA$2,0)+1,FALSE)","v":0},0.75853848669327295]
[2006,6,27,15,null,2013,6,27,15,0.33408106652483682,0.51745981383484374,0,0.14166846136387926,0.14195160000000001,9.3001E-2,0,1.9351029256188363E-3,0,1.2300970446491786,null,null,0.31629274572444882,0.12408198924067448,0.45776558124917016,0.111885797500111,8.5731737828903143E-2,0,0,1.414438884386787E-3,0,1.0971722904276944,null,{"$f":"J4265*VLOOKUP($B4265,$AR$36:$AZ$47,MATCH(AG$2,$AS$2:$BA$2,0)+1,FALSE)","v":0.31739084664069811},{"$f":"K4265*VLOOKUP($B4265,$AR$36:$AZ$47,MATCH(AH$2,$AS$2:$BA$2,0)+1,FALSE)","v":0.4497332543598333},{"$f":"L4265*VLOOKUP($B4265,$AR$36:$AZ$47,MATCH(AI$2,$AS$2:$BA$2,0)+1,FALSE)","v":0},{"$f":"M4265*VLOOKUP($B4265,$AR$36:$AZ$47,MATCH(AJ$2,$AS$2:$BA$2,0)+1,FALSE)","v":0.11937120818577975},{"$f":"N4265*VLOOKUP($B4265,$AR$36:$AZ$47,MATCH(AK$2,$AS$2:$BA$2,0)+1,FALSE)","v":0.11552917385823128},{"$f":"O4265*VLOOKUP($B4265,$AR$36:$AZ$47,MATCH(AL$2,$AS$2:$BA$2,0)+1,FALSE)","v":8.3920443575440123E-2},{"$f":"P4265*VLOOKUP($B4265,$AR$36:$AZ$47,MATCH(AM$2,$AS$2:$BA$2,0)+1,FALSE)","v":0},{"$f":"Q4265*VLOOKUP($B4265,$AR$36:$AZ$47,MATCH(AN$2,$AS$2:$BA$2,0)+1,FALSE)","v":1.4494573262481064E-3},{"$f":"R4265*VLOOKUP($B4265,$AR$36:$BA$47,MATCH(AO$2,$AS$2:$BA$2,0)+1,FALSE)","v":0},1.0873943839462306]
[2006,6,27,21,null,2013,6,27,21,0.39183417326957171,0.38861636597828203,1.2431453184795131E-2,0.11456472436049699,9.7997100000000018E-2,7.6803999999999997E-2,3.0151949695646488E-5,2.5315132275945894E-3,0,1.0848094819704361,null,null,0.37097075814947006,0.10034286219109374,0.34378553058376593,7.7241001060911807E-2,7.0800748295298727E-2,6.952456156534904E-3,1.5090410825626205E-5,1.8503774130278908E-3,0,0.97195882426092861,null,{"$f":"J4271*VLOOKUP($B4271,$AR$36:$AZ$47,MATCH(AG$2,$AS$2:$BA$2,0)+1,FALSE)","v":0.37225868945656526},{"$f":"K4271*VLOOKUP($B4271,$AR$36:$AZ$47,MATCH(AH$2,$AS$2:$BA$2,0)+1,FALSE)","v":0.33775319028867973},{"$f":"L4271*VLOOKUP($B4271,$AR$36:$AZ$47,MATCH(AI$2,$AS$2:$BA$2,0)+1,FALSE)","v":3.7578923000521915E-3},{"$f":"M4271*VLOOKUP($B4271,$AR$36:$AZ$47,MATCH(AJ$2,$AS$2:$BA$2,0)+1,FALSE)","v":9.6533338688961107E-2},{"$f":"N4271*VLOOKUP($B4271,$AR$36:$AZ$47,MATCH(AK$2,$AS$2:$BA$2,0)+1,FALSE)","v":7.9756226794925014E-2},{"$f":"O4271*VLOOKUP($B4271,$AR$36:$AZ$47,MATCH(AL$2,$AS$2:$BA$2,0)+1,FALSE)","v":6.9304907994194725E-2},{"$f":"P4271*VLOOKUP($B4271,$AR$36:$AZ$47,MATCH(AM$2,$AS$2:$BA$2,0)+1,FALSE)","v":1.5090410825626205E-5},{"$f":"Q4271*VLOOKUP($B4271,$AR$36:$AZ$47,MATCH(AN$2,$AS$2:$BA$2,0)+1,FALSE)","v":1.8961887482328813E-3},{"$f":"R4271*VLOOKUP($B4271,$AR$36:$BA$47,MATCH(AO$2,$AS$2:$BA$2,0)+1,FALSE)","v":0},0.96127552468243649]
[2006,6,28,8,null,2013,6,28,8,0.23880017399491033,0.41777762994477902,0,9.585303431860305E-2,0.1179955,8.2281999999999994E-2,0,1.9351029256188363E-3,0,0.9546434411839112,null,null,0.22608513406045136,8.3954008242228192E-2,0.36958274728095386,9.3003676034115482E-2,7.585056990825699E-2,0,0,1.414438884386787E-3,0,0.84989057441039273,null,{"$f":"J4282*VLOOKUP($B4282,$AR$36:$AZ$47,MATCH(AG$2,$AS$2:$BA$2,0)+1,FALSE)","v":0.22687005339931729},{"$f":"K4282*VLOOKUP($B4282,$AR$36:$AZ$47,MATCH(AH$2,$AS$2:$BA$2,0)+1,FALSE)","v":0.36309774805772932},{"$f":"L4282*VLOOKUP($B4282,$AR$36:$AZ$47,MATCH(AI$2,$AS$2:$BA$2,0)+1,FALSE)","v":0},{"$f":"M4282*VLOOKUP($B4282,$AR$36:$AZ$47,MATCH(AJ$2,$AS$2:$BA$2,0)+1,FALSE)","v":8.0766688680943124E-2},{"$f":"N4282*VLOOKUP($B4282,$AR$36:$AZ$47,MATCH(AK$2,$AS$2:$BA$2,0)+1,FALSE)","v":9.6032187266567814E-2},{"$f":"O4282*VLOOKUP($B4282,$AR$36:$AZ$47,MATCH(AL$2,$AS$2:$BA$2,0)+1,FALSE)","v":7.424803967994284E-2},{"$f":"P4282*VLOOKUP($B4282,$AR$36:$AZ$47,MATCH(AM$2,$AS$2:$BA$2,0)+1,FALSE)","v":0},{"$f":"Q4282*VLOOKUP($B4282,$AR$36:$AZ$47,MATCH(AN$2,$AS$2:$BA$2,0)+1,FALSE)","v":1.4494573262481064E-3},{"$f":"R4282*VLOOKUP($B4282,$AR$36:$BA$47,MATCH(AO$2,$AS$2:$BA$2,0)+1,FALSE)","v":0},0.84246417441074861]
[2006,6,28,14,null,2013,6,28,14,0.30510562424248239,0.48747683440974043,0,0.12512100707563067,0.12189120000000003,8.5495000000000002E-2,0,1.9351029256188363E-3,0,1.1270247686534725,null,null,0.28886011599359024,0.10958870664843111,0.43124144229739647,9.6074254325034261E-2,7.8812431325276877E-2,0,0,1.414438884386787E-3,0,1.0059913894741157,null,{"$f":"J4288*VLOOKUP($B4288,$AR$36:$AZ$47,MATCH(AG$2,$AS$2:$BA$2,0)+1,FALSE)","v":0.28986297667354011},{"$f":"K4288*VLOOKUP($B4288,$AR$36:$AZ$47,MATCH(AH$2,$AS$2:$BA$2,0)+1,FALSE)","v":0.42367452950480639},{"$f":"L4288*VLOOKUP($B4288,$AR$36:$AZ$47,MATCH(AI$2,$AS$2:$BA$2,0)+1,FALSE)","v":0},{"$f":"M4288*VLOOKUP($B4288,$AR$36:$AZ$47,MATCH(AJ$2,$AS$2:$BA$2,0)+1,FALSE)","v":0.10542816404052281},{"$f":"N4288*VLOOKUP($B4288,$AR$36:$AZ$47,MATCH(AK$2,$AS$2:$BA$2,0)+1,FALSE)","v":9.920275387236524E-2},{"$f":"O4288*VLOOKUP($B4288,$AR$36:$AZ$47,MATCH(AL$2,$AS$2:$BA$2,0)+1,FALSE)","v":7.714732447481483E-2},{"$f":"P4288*VLOOKUP($B4288,$AR$36:$AZ$47,MATCH(AM$2,$AS$2:$BA$2,0)+1,FALSE)","v":0},{"$f":"Q4288*VLOOKUP($B4288,$AR$36:$AZ$47,MATCH(AN$2,$AS$2:$BA$2,0)+1,FALSE)","v":1.4494573262481064E-3},{"$f":"R4288*VLOOKUP($B4288,$AR$36:$BA$47,MATCH(AO$2,$AS$2:$BA$2,0)+1,FALSE)","v":0},0.99676520589229745]
[2006,6,29,1,null,2013,6,29,1,0.24372860147588338,0.28682929519785971,1.2530102218181778E-2,6.5170925639707278E-2,7.6591300000000015E-2,6.5412999999999999E-2,2.8459785730909E-5,2.4429261413566866E-3,0,0.7527346104587197,null,null,0.2307511448472222,5.7080722245302459E-2,0.25374062975534734,6.0369017905189185E-2,6.0300106091354305E-2,7.0076269454450914E-3,1.4243518678685003E-5,1.7856258084643533E-3,0,0.67104911711700366,null,{"$f":"J4299*VLOOKUP($B4299,$AR$36:$AZ$47,MATCH(AG$2,$AS$2:$BA$2,0)+1,FALSE)","v":0.23155226357981259},{"$f":"K4299*VLOOKUP($B4299,$AR$36:$AZ$47,MATCH(AH$2,$AS$2:$BA$2,0)+1,FALSE)","v":0.24928829046470122},{"$f":"L4299*VLOOKUP($B4299,$AR$36:$AZ$47,MATCH(AI$2,$AS$2:$BA$2,0)+1,FALSE)","v":3.7877128236434876E-3},{"$f":"M4299*VLOOKUP($B4299,$AR$36:$AZ$47,MATCH(AJ$2,$AS$2:$BA$2,0)+1,FALSE)","v":5.4913648791706231E-2},{"$f":"N4299*VLOOKUP($B4299,$AR$36:$AZ$47,MATCH(AK$2,$AS$2:$BA$2,0)+1,FALSE)","v":6.2334835350414862E-2},{"$f":"O4299*VLOOKUP($B4299,$AR$36:$AZ$47,MATCH(AL$2,$AS$2:$BA$2,0)+1,FALSE)","v":5.9026117736371272E-2},{"$f":"P4299*VLOOKUP($B4299,$AR$36:$AZ$47,MATCH(AM$2,$AS$2:$BA$2,0)+1,FALSE)","v":1.4243518678685003E-5},{"$f":"Q4299*VLOOKUP($B4299,$AR$36:$AZ$47,MATCH(AN$2,$AS$2:$BA$2,0)+1,FALSE)","v":1.8298340342491595E-3},{"$f":"R4299*VLOOKUP($B4299,$AR$36:$BA$47,MATCH(AO$2,$AS$2:$BA$2,0)+1,FALSE)","v":0},0.66274694629957753]
[2006,6,29,4,null,2013,6,29,4,0.18597080894369264,0.28515568226447613,1.2530102218181778E-2,7.5886458388585626E-2,7.8527500000000028E-2,6.5155000000000005E-2,2.8459785730909E-5,2.4429261413566866E-3,0,0.70569693774202369,null,null,0.17606869613194448,6.646604771897506E-2,0.25226008503138359,6.1895124557877254E-2,6.0062272214730865E-2,7.0076269454450914E-3,1.4243518678685003E-5,1.7856258084643533E-3,0,0.62555972192749931,null,{"$f":"J4302*VLOOKUP($B4302,$AR$36:$AZ$47,MATCH(AG$2,$AS$2:$BA$2,0)+1,FALSE)","v":0.17667996907183589},{"$f":"K4302*VLOOKUP($B4302,$AR$36:$AZ$47,MATCH(AH$2,$AS$2:$BA$2,0)+1,FALSE)","v":0.24783372458162081},{"$f":"L4302*VLOOKUP($B4302,$AR$36:$AZ$47,MATCH(AI$2,$AS$2:$BA$2,0)+1,FALSE)","v":3.7877128236434876E-3},{"$f":"M4302*VLOOKUP($B4302,$AR$36:$AZ$47,MATCH(AJ$2,$AS$2:$BA$2,0)+1,FALSE)","v":6.3942659753450412E-2},{"$f":"N4302*VLOOKUP($B4302,$AR$36:$AZ$47,MATCH(AK$2,$AS$2:$BA$2,0)+1,FALSE)","v":6.3910637147818403E-2},{"$f":"O4302*VLOOKUP($B4302,$AR$36:$AZ$47,MATCH(AL$2,$AS$2:$BA$2,0)+1,FALSE)","v":5.8793308686549625E-2},{"$f":"P4302*VLOOKUP($B4302,$AR$36:$AZ$47,MATCH(AM$2,$AS$2:$BA$2,0)+1,FALSE)","v":1.4243518678685003E-5},{"$f":"Q4302*VLOOKUP($B4302,$AR$36:$AZ$47,MATCH(AN$2,$AS$2:$BA$2,0)+1,FALSE)","v":1.8298340342491595E-3},{"$f":"R4302*VLOOKUP($B4302,$AR$36:$BA$47,MATCH(AO$2,$AS$2:$BA$2,0)+1,FALSE)","v":0},0.6167920896178466]
[2006,6,29,10,null,2013,6,29,10,0.28992093249597845,0.40699807949980793,0,0.11415244093801719,8.6934899999999982E-2,7.1199999999999999E-2,0,1.8782982913506678E-3,0,0.97108465122515431,null,null,0.27448394108658142,9.9981758903179507E-2,0.36004672720148567,6.8521810371227926E-2,6.5634775254222039E-2,0,0,1.3729182590709148E-3,0,0.87004193107576755,null,{"$f":"J4308*VLOOKUP($B4308,$AR$36:$AZ$47,MATCH(AG$2,$AS$2:$BA$2,0)+1,FALSE)","v":0.27543689075513145},{"$f":"K4308*VLOOKUP($B4308,$AR$36:$AZ$47,MATCH(AH$2,$AS$2:$BA$2,0)+1,FALSE)","v":0.35372905473597094},{"$f":"L4308*VLOOKUP($B4308,$AR$36:$AZ$47,MATCH(AI$2,$AS$2:$BA$2,0)+1,FALSE)","v":0},{"$f":"M4308*VLOOKUP($B4308,$AR$36:$AZ$47,MATCH(AJ$2,$AS$2:$BA$2,0)+1,FALSE)","v":9.6185944711624324E-2},{"$f":"N4308*VLOOKUP($B4308,$AR$36:$AZ$47,MATCH(AK$2,$AS$2:$BA$2,0)+1,FALSE)","v":7.0753110049114956E-2},{"$f":"O4308*VLOOKUP($B4308,$AR$36:$AZ$47,MATCH(AL$2,$AS$2:$BA$2,0)+1,FALSE)","v":6.4248078865510441E-2},{"$f":"P4308*VLOOKUP($B4308,$AR$36:$AZ$47,MATCH(AM$2,$AS$2:$BA$2,0)+1,FALSE)","v":0},{"$f":"Q4308*VLOOKUP($B4308,$AR$36:$AZ$47,MATCH(AN$2,$AS$2:$BA$2,0)+1,FALSE)","v":1.406908740219531E-3},{"$f":"R4308*VLOOKUP($B4308,$AR$36:$BA$47,MATCH(AO$2,$AS$2:$BA$2,0)+1,FALSE)","v":0},0.86175998785757169]
[2006,6,29,18,null,2013,6,29,18,0.38615305172946712,0.39070396980169031,0,0.11501102755191558,8.5099499999999967E-2,7.0761000000000004E-2,0,1.8782982913506678E-3,0,1.0496068473744238,null,null,0.36559213089170417,0.10073376209402585,0.34563230815390877,6.7075153956423827E-2,6.523008892926975E-2,0,0,1.3729182590709148E-3,0,0.94563636228440329,null,{"$f":"J4316*VLOOKUP($B4316,$AR$36:$AZ$47,MATCH(AG$2,$AS$2:$BA$2,0)+1,FALSE)","v":0.36686138875276003},{"$f":"K4316*VLOOKUP($B4316,$AR$36:$AZ$47,MATCH(AH$2,$AS$2:$BA$2,0)+1,FALSE)","v":0.33956756279880301},{"$f":"L4316*VLOOKUP($B4316,$AR$36:$AZ$47,MATCH(AI$2,$AS$2:$BA$2,0)+1,FALSE)","v":0},{"$f":"M4316*VLOOKUP($B4316,$AR$36:$AZ$47,MATCH(AJ$2,$AS$2:$BA$2,0)+1,FALSE)","v":9.6909398050825477E-2},{"$f":"N4316*VLOOKUP($B4316,$AR$36:$AZ$47,MATCH(AK$2,$AS$2:$BA$2,0)+1,FALSE)","v":6.9259345655480795E-2},{"$f":"O4316*VLOOKUP($B4316,$AR$36:$AZ$47,MATCH(AL$2,$AS$2:$BA$2,0)+1,FALSE)","v":6.3851942536550355E-2},{"$f":"P4316*VLOOKUP($B4316,$AR$36:$AZ$47,MATCH(AM$2,$AS$2:$BA$2,0)+1,FALSE)","v":0},{"$f":"Q4316*VLOOKUP($B4316,$AR$36:$AZ$47,MATCH(AN$2,$AS$2:$BA$2,0)+1,FALSE)","v":1.406908740219531E-3},{"$f":"R4316*VLOOKUP($B4316,$AR$36:$BA$47,MATCH(AO$2,$AS$2:$BA$2,0)+1,FALSE)","v":0},0.93785654653463912]
[2006,6,30,3,null,2013,6,30,3,0.21828718144083026,0.2925197945610149,1.2530102218181778E-2,8.4603603049049181E-2,7.7438700000000041E-2,6.5073000000000006E-2,2.8459785730909E-5,2.4429261413566866E-3,0,0.75292376719616394,null,null,0.20666436650410494,7.4101061465547902E-2,0.25877467235909662,6.1036935877241606E-2,5.9986681602780777E-2,7.0076269454450914E-3,1.4243518678685003E-5,1.7856258084643533E-3,0,0.66937121408135991,null,{"$f":"J4325*VLOOKUP($B4325,$AR$36:$AZ$47,MATCH(AG$2,$AS$2:$BA$2,0)+1,FALSE)","v":0.20738186108240914},{"$f":"K4325*VLOOKUP($B4325,$AR$36:$AZ$47,MATCH(AH$2,$AS$2:$BA$2,0)+1,FALSE)","v":0.25423400166603743},{"$f":"L4325*VLOOKUP($B4325,$AR$36:$AZ$47,MATCH(AI$2,$AS$2:$BA$2,0)+1,FALSE)","v":3.7877128236434876E-3},{"$f":"M4325*VLOOKUP($B4325,$AR$36:$AZ$47,MATCH(AJ$2,$AS$2:$BA$2,0)+1,FALSE)","v":7.1287809690365481E-2},{"$f":"N4325*VLOOKUP($B4325,$AR$36:$AZ$47,MATCH(AK$2,$AS$2:$BA$2,0)+1,FALSE)","v":6.302450296900787E-2},{"$f":"O4325*VLOOKUP($B4325,$AR$36:$AZ$47,MATCH(AL$2,$AS$2:$BA$2,0)+1,FALSE)","v":5.8719315112575304E-2},{"$f":"P4325*VLOOKUP($B4325,$AR$36:$AZ$47,MATCH(AM$2,$AS$2:$BA$2,0)+1,FALSE)","v":1.4243518678685003E-5},{"$f":"Q4325*VLOOKUP($B4325,$AR$36:$AZ$47,MATCH(AN$2,$AS$2:$BA$2,0)+1,FALSE)","v":1.8298340342491595E-3},{"$f":"R4325*VLOOKUP($B4325,$AR$36:$BA$47,MATCH(AO$2,$AS$2:$BA$2,0)+1,FALSE)","v":0},0.66027928089696664]
[2006,6,30,8,null,2013,6,30,8,0.23232586189766077,0.36848099244702648,0,9.8866289402346264E-2,8.3832099999999979E-2,7.0002999999999996E-2,0,1.8782982913506678E-3,0,0.85538654203838427,null,null,0.21995555009085566,8.6593203171578662E-2,0.32597297640705414,6.6076193326521523E-2,6.4531336687096985E-2,0,0,1.3729182590709148E-3,0,0.7645021779421779,null,{"$f":"J4330*VLOOKUP($B4330,$AR$36:$AZ$47,MATCH(AG$2,$AS$2:$BA$2,0)+1,FALSE)","v":0.22071918882223304},{"$f":"K4330*VLOOKUP($B4330,$AR$36:$AZ$47,MATCH(AH$2,$AS$2:$BA$2,0)+1,FALSE)","v":0.32025318966282895},{"$f":"L4330*VLOOKUP($B4330,$AR$36:$AZ$47,MATCH(AI$2,$AS$2:$BA$2,0)+1,FALSE)","v":0},{"$f":"M4330*VLOOKUP($B4330,$AR$36:$AZ$47,MATCH(AJ$2,$AS$2:$BA$2,0)+1,FALSE)","v":8.3305686397551912E-2},{"$f":"N4330*VLOOKUP($B4330,$AR$36:$AZ$47,MATCH(AK$2,$AS$2:$BA$2,0)+1,FALSE)","v":6.822785552118206E-2},{"$f":"O4330*VLOOKUP($B4330,$AR$36:$AZ$47,MATCH(AL$2,$AS$2:$BA$2,0)+1,FALSE)","v":6.316795315761696E-2},{"$f":"P4330*VLOOKUP($B4330,$AR$36:$AZ$47,MATCH(AM$2,$AS$2:$BA$2,0)+1,FALSE)","v":0},{"$f":"Q4330*VLOOKUP($B4330,$AR$36:$AZ$47,MATCH(AN$2,$AS$2:$BA$2,0)+1,FALSE)","v":1.406908740219531E-3},{"$f":"R4330*VLOOKUP($B4330,$AR$36:$BA$47,MATCH(AO$2,$AS$2:$BA$2,0)+1,FALSE)","v":0},0.75708078230163234]
[2006,6,30,20,null,2013,6,30,20,0.48368539000334632,0.36356540359964096,2.2971854066666593E-3,9.8487594280700808E-2,8.4786600000000004E-2,7.0782999999999999E-2,5.2176273839999831E-6,1.9818133971851045E-3,0,1.1055922043149238,null,null,0.45793130889560818,8.6261518592264899E-2,0.32162445053945204,6.6828527176325675E-2,6.5250369337353911E-2,1.2847316066649335E-3,2.611311757758917E-6,1.4485813097930452E-3,0,1.0006320987692205,null,{"$f":"J4342*VLOOKUP($B4342,$AR$36:$AZ$47,MATCH(AG$2,$AS$2:$BA$2,0)+1,FALSE)","v":0.4595211486775031},{"$f":"K4342*VLOOKUP($B4342,$AR$36:$AZ$47,MATCH(AH$2,$AS$2:$BA$2,0)+1,FALSE)","v":0.31598096656390595},{"$f":"L4342*VLOOKUP($B4342,$AR$36:$AZ$47,MATCH(AI$2,$AS$2:$BA$2,0)+1,FALSE)","v":6.9441401766797274E-4},{"$f":"M4342*VLOOKUP($B4342,$AR$36:$AZ$47,MATCH(AJ$2,$AS$2:$BA$2,0)+1,FALSE)","v":8.2986594245567799E-2},{"$f":"N4342*VLOOKUP($B4342,$AR$36:$AZ$47,MATCH(AK$2,$AS$2:$BA$2,0)+1,FALSE)","v":6.9004687881280044E-2},{"$f":"O4342*VLOOKUP($B4342,$AR$36:$AZ$47,MATCH(AL$2,$AS$2:$BA$2,0)+1,FALSE)","v":6.3871794471031265E-2},{"$f":"P4342*VLOOKUP($B4342,$AR$36:$AZ$47,MATCH(AM$2,$AS$2:$BA$2,0)+1,FALSE)","v":2.611311757758917E-6},{"$f":"Q4342*VLOOKUP($B4342,$AR$36:$AZ$47,MATCH(AN$2,$AS$2:$BA$2,0)+1,FALSE)","v":1.4844450441249628E-3},{"$f":"R4342*VLOOKUP($B4342,$AR$36:$BA$47,MATCH(AO$2,$AS$2:$BA$2,0)+1,FALSE)","v":0},0.99354666221283872]
[2006,7,1,1,null,2013,7,1,1,0.29018418800349405,0.29745013970389989,1.2530102218181778E-2,7.3593658996191538E-2,7.9225599999999979E-2,6.6222000000000003E-2,2.8459785730909E-5,2.4429261413566866E-3,0,0.82167707484885477,null,null,0.27473317941716191,6.4457872386235793E-2,0.26313625223399706,6.2445364747032023E-2,6.1045872006813093E-2,7.0076269454450914E-3,1.4243518678685003E-5,1.7856258084643533E-3,0,0.73462603706382801,null,{"$f":"J4347*VLOOKUP($B4347,$AR$36:$AZ$47,MATCH(AG$2,$AS$2:$BA$2,0)+1,FALSE)","v":0.31897325076724625},{"$f":"K4347*VLOOKUP($B4347,$AR$36:$AZ$47,MATCH(AH$2,$AS$2:$BA$2,0)+1,FALSE)","v":0.26590169061780133},{"$f":"L4347*VLOOKUP($B4347,$AR$36:$AZ$47,MATCH(AI$2,$AS$2:$BA$2,0)+1,FALSE)","v":4.0017938980001916E-3},{"$f":"M4347*VLOOKUP($B4347,$AR$36:$AZ$47,MATCH(AJ$2,$AS$2:$BA$2,0)+1,FALSE)","v":6.4690149795278734E-2},{"$f":"N4347*VLOOKUP($B4347,$AR$36:$AZ$47,MATCH(AK$2,$AS$2:$BA$2,0)+1,FALSE)","v":6.3247948464898049E-2},{"$f":"O4347*VLOOKUP($B4347,$AR$36:$AZ$47,MATCH(AL$2,$AS$2:$BA$2,0)+1,FALSE)","v":5.9459924912035056E-2},{"$f":"P4347*VLOOKUP($B4347,$AR$36:$AZ$47,MATCH(AM$2,$AS$2:$BA$2,0)+1,FALSE)","v":1.4243518678685003E-5},{"$f":"Q4347*VLOOKUP($B4347,$AR$36:$AZ$47,MATCH(AN$2,$AS$2:$BA$2,0)+1,FALSE)","v":1.798346164153882E-3},{"$f":"R4347*VLOOKUP($B4347,$AR$36:$BA$47,MATCH(AO$2,$AS$2:$BA$2,0)+1,FALSE)","v":0},0.77808734813809222]
[2006,7,1,13,null,2013,7,1,13,0.37613554715189612,0.55725788438246493,0,0.16329457653280266,9.7709599999999966E-2,7.6758000000000007E-2,0,1.8782982913506678E-3,0,1.2730339063585145,null,null,0.35610801357519167,0.14302347673813184,0.49297254111299821,7.7014394479645462E-2,7.07583438056682E-2,0,0,1.3729182590709148E-3,0,1.1412496879707064,null,{"$f":"J4359*VLOOKUP($B4359,$AR$36:$AZ$47,MATCH(AG$2,$AS$2:$BA$2,0)+1,FALSE)","v":0.41345181151880173},{"$f":"K4359*VLOOKUP($B4359,$AR$36:$AZ$47,MATCH(AH$2,$AS$2:$BA$2,0)+1,FALSE)","v":0.49815345091079805},{"$f":"L4359*VLOOKUP($B4359,$AR$36:$AZ$47,MATCH(AI$2,$AS$2:$BA$2,0)+1,FALSE)","v":0},{"$f":"M4359*VLOOKUP($B4359,$AR$36:$AZ$47,MATCH(AJ$2,$AS$2:$BA$2,0)+1,FALSE)","v":0.1435388695269286},{"$f":"N4359*VLOOKUP($B4359,$AR$36:$AZ$47,MATCH(AK$2,$AS$2:$BA$2,0)+1,FALSE)","v":7.8004227741106422E-2},{"$f":"O4359*VLOOKUP($B4359,$AR$36:$AZ$47,MATCH(AL$2,$AS$2:$BA$2,0)+1,FALSE)","v":6.8920070616985102E-2},{"$f":"P4359*VLOOKUP($B4359,$AR$36:$AZ$47,MATCH(AM$2,$AS$2:$BA$2,0)+1,FALSE)","v":0},{"$f":"Q4359*VLOOKUP($B4359,$AR$36:$AZ$47,MATCH(AN$2,$AS$2:$BA$2,0)+1,FALSE)","v":1.3826985884687352E-3},{"$f":"R4359*VLOOKUP($B4359,$AR$36:$BA$47,MATCH(AO$2,$AS$2:$BA$2,0)+1,FALSE)","v":0},1.2034511289030887]
[2006,7,1,15,null,2013,7,1,15,0.41100605519158889,0.5515981066612351,0,0.15980740924884387,9.7847599999999993E-2,7.6139999999999999E-2,0,1.8782982913506678E-3,0,1.2982774693930188,null,null,0.38912182320950967,0.13996920023055251,0.48796567609849723,7.7123165638653318E-2,7.0188648705849246E-2,0,0,1.3729182590709148E-3,0,1.1657414321421329,null,{"$f":"J4361*VLOOKUP($B4361,$AR$36:$AZ$47,MATCH(AG$2,$AS$2:$BA$2,0)+1,FALSE)","v":0.45178180937930634},{"$f":"K4361*VLOOKUP($B4361,$AR$36:$AZ$47,MATCH(AH$2,$AS$2:$BA$2,0)+1,FALSE)","v":0.49309396609732947},{"$f":"L4361*VLOOKUP($B4361,$AR$36:$AZ$47,MATCH(AI$2,$AS$2:$BA$2,0)+1,FALSE)","v":0},{"$f":"M4361*VLOOKUP($B4361,$AR$36:$AZ$47,MATCH(AJ$2,$AS$2:$BA$2,0)+1,FALSE)","v":0.14047358676972577},{"$f":"N4361*VLOOKUP($B4361,$AR$36:$AZ$47,MATCH(AK$2,$AS$2:$BA$2,0)+1,FALSE)","v":7.8114396889565479E-2},{"$f":"O4361*VLOOKUP($B4361,$AR$36:$AZ$47,MATCH(AL$2,$AS$2:$BA$2,0)+1,FALSE)","v":6.8365175965726638E-2},{"$f":"P4361*VLOOKUP($B4361,$AR$36:$AZ$47,MATCH(AM$2,$AS$2:$BA$2,0)+1,FALSE)","v":0},{"$f":"Q4361*VLOOKUP($B4361,$AR$36:$AZ$47,MATCH(AN$2,$AS$2:$BA$2,0)+1,FALSE)","v":1.3826985884687352E-3},{"$f":"R4361*VLOOKUP($B4361,$AR$36:$BA$47,MATCH(AO$2,$AS$2:$BA$2,0)+1,FALSE)","v":0},1.2332116336901227]
[2006,7,1,22,null,2013,7,1,22,0.45033589697754611,0.38384989632810457,1.2530102218181778E-2,0.11420743127525727,8.3475999999999995E-2,6.5646999999999997E-2,2.8459785730909E-5,2.4429261413566866E-3,0,1.1125177127261774,null,null,0.42635752703669366,0.10002992283725542,0.33956892150305301,6.5795516444473082E-2,6.051581588643138E-2,7.0076269454450914E-3,1.4243518678685003E-5,1.7856258084643533E-3,0,1.001075199980495,null,{"$f":"J4368*VLOOKUP($B4368,$AR$36:$AZ$47,MATCH(AG$2,$AS$2:$BA$2,0)+1,FALSE)","v":0.49501354978852946},{"$f":"K4368*VLOOKUP($B4368,$AR$36:$AZ$47,MATCH(AH$2,$AS$2:$BA$2,0)+1,FALSE)","v":0.34313763133113295},{"$f":"L4368*VLOOKUP($B4368,$AR$36:$AZ$47,MATCH(AI$2,$AS$2:$BA$2,0)+1,FALSE)","v":4.0017938980001916E-3},{"$f":"M4368*VLOOKUP($B4368,$AR$36:$AZ$47,MATCH(AJ$2,$AS$2:$BA$2,0)+1,FALSE)","v":0.10039038604280739},{"$f":"N4368*VLOOKUP($B4368,$AR$36:$AZ$47,MATCH(AK$2,$AS$2:$BA$2,0)+1,FALSE)","v":6.6641158237436257E-2},{"$f":"O4368*VLOOKUP($B4368,$AR$36:$AZ$47,MATCH(AL$2,$AS$2:$BA$2,0)+1,FALSE)","v":5.8943639435540533E-2},{"$f":"P4368*VLOOKUP($B4368,$AR$36:$AZ$47,MATCH(AM$2,$AS$2:$BA$2,0)+1,FALSE)","v":1.4243518678685003E-5},{"$f":"Q4368*VLOOKUP($B4368,$AR$36:$AZ$47,MATCH(AN$2,$AS$2:$BA$2,0)+1,FALSE)","v":1.798346164153882E-3},{"$f":"R4368*VLOOKUP($B4368,$AR$36:$BA$47,MATCH(AO$2,$AS$2:$BA$2,0)+1,FALSE)","v":0},1.0699407484162795]
[2006,7,2,5,null,2013,7,2,5,0.20723644916161957,0.30250565540039082,5.8473810351514959E-3,8.5606343143601826E-2,8.9821300000000062E-2,6.7891999999999994E-2,1.3281233341090865E-5,2.141791288020143E-3,0,0.76106420126212504,null,null,0.19620203623434243,7.4979323179027613E-2,0.26760856297087893,7.0796861627461238E-2,6.2585339347747793E-2,3.2702259078743758E-3,6.6469753833863336E-6,1.5655151154545192E-3,0,0.67701451135817037,null,{"$f":"J4375*VLOOKUP($B4375,$AR$36:$AZ$47,MATCH(AG$2,$AS$2:$BA$2,0)+1,FALSE)","v":0.22779629834878196},{"$f":"K4375*VLOOKUP($B4375,$AR$36:$AZ$47,MATCH(AH$2,$AS$2:$BA$2,0)+1,FALSE)","v":0.27042100323933832},{"$f":"L4375*VLOOKUP($B4375,$AR$36:$AZ$47,MATCH(AI$2,$AS$2:$BA$2,0)+1,FALSE)","v":1.8675038190667562E-3},{"$f":"M4375*VLOOKUP($B4375,$AR$36:$AZ$47,MATCH(AJ$2,$AS$2:$BA$2,0)+1,FALSE)","v":7.5249515201740669E-2},{"$f":"N4375*VLOOKUP($B4375,$AR$36:$AZ$47,MATCH(AK$2,$AS$2:$BA$2,0)+1,FALSE)","v":7.1706783583212391E-2},{"$f":"O4375*VLOOKUP($B4375,$AR$36:$AZ$47,MATCH(AL$2,$AS$2:$BA$2,0)+1,FALSE)","v":6.0959397513332181E-2},{"$f":"P4375*VLOOKUP($B4375,$AR$36:$AZ$47,MATCH(AM$2,$AS$2:$BA$2,0)+1,FALSE)","v":6.6469753833863336E-6},{"$f":"Q4375*VLOOKUP($B4375,$AR$36:$AZ$47,MATCH(AN$2,$AS$2:$BA$2,0)+1,FALSE)","v":1.5766674571218036E-3},{"$f":"R4375*VLOOKUP($B4375,$AR$36:$BA$47,MATCH(AO$2,$AS$2:$BA$2,0)+1,FALSE)","v":0},0.7095838161379775]
[2006,7,2,15,null,2013,7,2,15,0.42513511026998918,0.44877141004374654,0,0.12118623699830483,0.12509130000000002,8.7577000000000002E-2,0,1.8782982913506678E-3,0,1.2096393556033913,null,null,0.40249856937392292,0.10614239196625756,0.39700108080712238,9.8596562918809208E-2,8.0731695399424208E-2,0,0,1.3729182590709148E-3,0,1.0863432187246072,null,{"$f":"J4385*VLOOKUP($B4385,$AR$36:$AZ$47,MATCH(AG$2,$AS$2:$BA$2,0)+1,FALSE)","v":0.46731260263042773},{"$f":"K4385*VLOOKUP($B4385,$AR$36:$AZ$47,MATCH(AH$2,$AS$2:$BA$2,0)+1,FALSE)","v":0.4011733756466016},{"$f":"L4385*VLOOKUP($B4385,$AR$36:$AZ$47,MATCH(AI$2,$AS$2:$BA$2,0)+1,FALSE)","v":0},{"$f":"M4385*VLOOKUP($B4385,$AR$36:$AZ$47,MATCH(AJ$2,$AS$2:$BA$2,0)+1,FALSE)","v":0.10652488178298331},{"$f":"N4385*VLOOKUP($B4385,$AR$36:$AZ$47,MATCH(AK$2,$AS$2:$BA$2,0)+1,FALSE)","v":9.9863782613285407E-2},{"$f":"O4385*VLOOKUP($B4385,$AR$36:$AZ$47,MATCH(AL$2,$AS$2:$BA$2,0)+1,FALSE)","v":7.863431856514895E-2},{"$f":"P4385*VLOOKUP($B4385,$AR$36:$AZ$47,MATCH(AM$2,$AS$2:$BA$2,0)+1,FALSE)","v":0},{"$f":"Q4385*VLOOKUP($B4385,$AR$36:$AZ$47,MATCH(AN$2,$AS$2:$BA$2,0)+1,FALSE)","v":1.3826985884687352E-3},{"$f":"R4385*VLOOKUP($B4385,$AR$36:$BA$47,MATCH(AO$2,$AS$2:$BA$2,0)+1,FALSE)","v":0},1.1548916598269159]
[2006,7,3,2,null,2013,7,3,2,0.22113886372657596,0.2846230410782663,1.2530102218181778E-2,7.7731252485945215E-2,8.4686599999999987E-2,6.7477999999999996E-2,2.8459785730909E-5,2.4429261413566866E-3,0,0.75065924543605689,null,null,0.20936420947777201,6.8081832341297471E-2,0.25178888940288513,6.6749707495885199E-2,6.2203698941072957E-2,7.0076269454450914E-3,1.4243518678685003E-5,1.7856258084643533E-3,0,0.66699583393150086,null,{"$f":"J4396*VLOOKUP($B4396,$AR$36:$AZ$47,MATCH(AG$2,$AS$2:$BA$2,0)+1,FALSE)","v":0.24307796616744565},{"$f":"K4396*VLOOKUP($B4396,$AR$36:$AZ$47,MATCH(AH$2,$AS$2:$BA$2,0)+1,FALSE)","v":0.25443507233457408},{"$f":"L4396*VLOOKUP($B4396,$AR$36:$AZ$47,MATCH(AI$2,$AS$2:$BA$2,0)+1,FALSE)","v":4.0017938980001916E-3},{"$f":"M4396*VLOOKUP($B4396,$AR$36:$AZ$47,MATCH(AJ$2,$AS$2:$BA$2,0)+1,FALSE)","v":6.8327168884898759E-2},{"$f":"N4396*VLOOKUP($B4396,$AR$36:$AZ$47,MATCH(AK$2,$AS$2:$BA$2,0)+1,FALSE)","v":6.7607613100657299E-2},{"$f":"O4396*VLOOKUP($B4396,$AR$36:$AZ$47,MATCH(AL$2,$AS$2:$BA$2,0)+1,FALSE)","v":6.0587671970256128E-2},{"$f":"P4396*VLOOKUP($B4396,$AR$36:$AZ$47,MATCH(AM$2,$AS$2:$BA$2,0)+1,FALSE)","v":1.4243518678685003E-5},{"$f":"Q4396*VLOOKUP($B4396,$AR$36:$AZ$47,MATCH(AN$2,$AS$2:$BA$2,0)+1,FALSE)","v":1.798346164153882E-3},{"$f":"R4396*VLOOKUP($B4396,$AR$36:$BA$47,MATCH(AO$2,$AS$2:$BA$2,0)+1,FALSE)","v":0},0.69984987603866478]
[2006,7,3,8,null,2013,7,3,8,0.2306095000836054,0.45739152449410586,0,0.11354469168742054,0.12545500000000004,8.6929999999999993E-2,0,1.8782982913506678E-3,0,1.0158090145564826,null,null,0.21833057685764848,9.944945456919041E-2,0.40462677771401789,9.8883230096571142E-2,8.0135267034403393E-2,0,0,1.3729182590709148E-3,0,0.9027982245309023,null,{"$f":"J4402*VLOOKUP($B4402,$AR$36:$AZ$47,MATCH(AG$2,$AS$2:$BA$2,0)+1,FALSE)","v":0.25348818075019119},{"$f":"K4402*VLOOKUP($B4402,$AR$36:$AZ$47,MATCH(AH$2,$AS$2:$BA$2,0)+1,FALSE)","v":0.4088792150452692},{"$f":"L4402*VLOOKUP($B4402,$AR$36:$AZ$47,MATCH(AI$2,$AS$2:$BA$2,0)+1,FALSE)","v":0},{"$f":"M4402*VLOOKUP($B4402,$AR$36:$AZ$47,MATCH(AJ$2,$AS$2:$BA$2,0)+1,FALSE)","v":9.9807826026126645E-2},{"$f":"N4402*VLOOKUP($B4402,$AR$36:$AZ$47,MATCH(AK$2,$AS$2:$BA$2,0)+1,FALSE)","v":0.10015413420237636},{"$f":"O4402*VLOOKUP($B4402,$AR$36:$AZ$47,MATCH(AL$2,$AS$2:$BA$2,0)+1,FALSE)","v":7.8053385168119466E-2},{"$f":"P4402*VLOOKUP($B4402,$AR$36:$AZ$47,MATCH(AM$2,$AS$2:$BA$2,0)+1,FALSE)","v":0},{"$f":"Q4402*VLOOKUP($B4402,$AR$36:$AZ$47,MATCH(AN$2,$AS$2:$BA$2,0)+1,FALSE)","v":1.3826985884687352E-3},{"$f":"R4402*VLOOKUP($B4402,$AR$36:$BA$47,MATCH(AO$2,$AS$2:$BA$2,0)+1,FALSE)","v":0},0.94176543978055149]
[2006,7,3,16,null,2013,7,3,16,0.3494837036992362,0.51300658910123742,0,0.13813306046967236,0.13565129999999997,9.3549999999999994E-2,0,1.8782982913506678E-3,0,1.2317029515614968,null,null,0.33087526144126228,0.1209854667578779,0.45382608111000938,0.10691992117332107,8.6237826194276293E-2,0,0,1.3729182590709148E-3,0,1.1002174749358178,null,{"$f":"J4410*VLOOKUP($B4410,$AR$36:$AZ$47,MATCH(AG$2,$AS$2:$BA$2,0)+1,FALSE)","v":0.38415584882860743},{"$f":"K4410*VLOOKUP($B4410,$AR$36:$AZ$47,MATCH(AH$2,$AS$2:$BA$2,0)+1,FALSE)","v":0.45859558000504214},{"$f":"L4410*VLOOKUP($B4410,$AR$36:$AZ$47,MATCH(AI$2,$AS$2:$BA$2,0)+1,FALSE)","v":0},{"$f":"M4410*VLOOKUP($B4410,$AR$36:$AZ$47,MATCH(AJ$2,$AS$2:$BA$2,0)+1,FALSE)","v":0.12142144439272722},{"$f":"N4410*VLOOKUP($B4410,$AR$36:$AZ$47,MATCH(AK$2,$AS$2:$BA$2,0)+1,FALSE)","v":0.1082941174518896},{"$f":"O4410*VLOOKUP($B4410,$AR$36:$AZ$47,MATCH(AL$2,$AS$2:$BA$2,0)+1,FALSE)","v":8.3997402306195512E-2},{"$f":"P4410*VLOOKUP($B4410,$AR$36:$AZ$47,MATCH(AM$2,$AS$2:$BA$2,0)+1,FALSE)","v":0},{"$f":"Q4410*VLOOKUP($B4410,$AR$36:$AZ$47,MATCH(AN$2,$AS$2:$BA$2,0)+1,FALSE)","v":1.3826985884687352E-3},{"$f":"R4410*VLOOKUP($B4410,$AR$36:$BA$47,MATCH(AO$2,$AS$2:$BA$2,0)+1,FALSE)","v":0},1.1578470915729306]
[2006,7,4,1,null,2013,7,4,1,0.22347036988923752,0.24347121184545586,1.2530102218181778E-2,3.497183964570641E-2,9.0671299999999982E-2,7.2714000000000001E-2,2.8459785730909E-5,2.4429261413566866E-3,2.080000000000018E-5,0.68032100952566932,null,null,{"$f":"$J4419*$AS$6","v":0.21157157337759624},{"$f":"$M4419*$AV$6","v":3.0630497351837069E-2},{"$f":"$K4419*$AT$6","v":0.21538434063489811},{"$f":"$N4419*$AW$6","v":7.1466828911205024E-2},{"$f":"$O4419*$AX$6","v":6.7030436065105364E-2},{"$f":"$L4419*$AU$6","v":7.0076269454450914E-3},{"$f":"$P4419*$AY$6","v":1.4243518678685003E-5},{"$f":"$Q4419*$AZ$6","v":1.7856258084643533E-3},2.080000000000018E-5,{"$f":"SUM(V4419:AD4419)","v":0.60491197261323004},null,{"$f":"J4419*VLOOKUP($B4419,$AR$36:$AZ$47,MATCH(AG$2,$AS$2:$BA$2,0)+1,FALSE)","v":0.24564078016845892},{"$f":"K4419*VLOOKUP($B4419,$AR$36:$AZ$47,MATCH(AH$2,$AS$2:$BA$2,0)+1,FALSE)","v":0.21764792886268991},{"$f":"L4419*VLOOKUP($B4419,$AR$36:$AZ$47,MATCH(AI$2,$AS$2:$BA$2,0)+1,FALSE)","v":4.0017938980001916E-3},{"$f":"M4419*VLOOKUP($B4419,$AR$36:$AZ$47,MATCH(AJ$2,$AS$2:$BA$2,0)+1,FALSE)","v":3.0740875996045944E-2},{"$f":"N4419*VLOOKUP($B4419,$AR$36:$AZ$47,MATCH(AK$2,$AS$2:$BA$2,0)+1,FALSE)","v":7.2385361671546952E-2},{"$f":"O4419*VLOOKUP($B4419,$AR$36:$AZ$47,MATCH(AL$2,$AS$2:$BA$2,0)+1,FALSE)","v":6.5289012413604505E-2},{"$f":"P4419*VLOOKUP($B4419,$AR$36:$AZ$47,MATCH(AM$2,$AS$2:$BA$2,0)+1,FALSE)","v":1.4243518678685003E-5},{"$f":"Q4419*VLOOKUP($B4419,$AR$36:$AZ$47,MATCH(AN$2,$AS$2:$BA$2,0)+1,FALSE)","v":1.798346164153882E-3},{"$f":"R4419*VLOOKUP($B4419,$AR$36:$BA$47,MATCH(AO$2,$AS$2:$BA$2,0)+1,FALSE)","v":2.080000000000018E-5},0.63753914269317913]
[2006,7,4,2,null,2013,7,4,2,0.19286995065902085,0.24690923522697222,1.2530102218181778E-2,4.4902300187846876E-2,8.9408000000000001E-2,7.1985999999999994E-2,2.8459785730909E-5,2.4429261413566866E-3,1.344000000000051E-5,0.66109041421910941,null,null,0.182600489444814,3.9328208093396544E-2,0.21842575318426061,7.04710998882008E-2,6.6359338924865549E-2,7.0076269454450914E-3,1.4243518678685003E-5,1.7856258084643533E-3,{"$f":"$R4420*$BA$6","v":1.344000000000051E-5},0.58600582580812566,null,{"$f":"J4420*VLOOKUP($B4420,$AR$36:$AZ$47,MATCH(AG$2,$AS$2:$BA$2,0)+1,FALSE)","v":0.21200450500178705},{"$f":"K4420*VLOOKUP($B4420,$AR$36:$AZ$47,MATCH(AH$2,$AS$2:$BA$2,0)+1,FALSE)","v":0.22072130522902397},{"$f":"L4420*VLOOKUP($B4420,$AR$36:$AZ$47,MATCH(AI$2,$AS$2:$BA$2,0)+1,FALSE)","v":4.0017938980001916E-3},{"$f":"M4420*VLOOKUP($B4420,$AR$36:$AZ$47,MATCH(AJ$2,$AS$2:$BA$2,0)+1,FALSE)","v":3.9469929405938443E-2},{"$f":"N4420*VLOOKUP($B4420,$AR$36:$AZ$47,MATCH(AK$2,$AS$2:$BA$2,0)+1,FALSE)","v":7.137683496684917E-2},{"$f":"O4420*VLOOKUP($B4420,$AR$36:$AZ$47,MATCH(AL$2,$AS$2:$BA$2,0)+1,FALSE)","v":6.4635350105973169E-2},{"$f":"P4420*VLOOKUP($B4420,$AR$36:$AZ$47,MATCH(AM$2,$AS$2:$BA$2,0)+1,FALSE)","v":1.4243518678685003E-5},{"$f":"Q4420*VLOOKUP($B4420,$AR$36:$AZ$47,MATCH(AN$2,$AS$2:$BA$2,0)+1,FALSE)","v":1.798346164153882E-3},{"$f":"R4420*VLOOKUP($B4420,$AR$36:$BA$47,MATCH(AO$2,$AS$2:$BA$2,0)+1,FALSE)","v":1.344000000000051E-5},{"$f":"SUM(AG4420:AO4420)","v":0.61403574829040475}]
[2006,7,4,10,null,2013,7,4,10,0.2354909079479178,0.4716460594609741,0,0.10376477391773462,0.14706360000000004,9.7605999999999998E-2,0,1.8782982913506678E-3,3.4464000000000033E-4,1.0577942796179773,null,null,0.22295207161179523,9.0883598486685827E-2,0.41723690764118498,0.11591505956422701,8.9976795975612311E-2,0,0,1.3729182590709148E-3,3.4464000000000033E-4,0.93868199153857623,null,{"$f":"J4428*VLOOKUP($B4428,$AR$36:$AZ$47,MATCH(AG$2,$AS$2:$BA$2,0)+1,FALSE)","v":0.25885387122944564},{"$f":"K4428*VLOOKUP($B4428,$AR$36:$AZ$47,MATCH(AH$2,$AS$2:$BA$2,0)+1,FALSE)","v":0.42162187151345554},{"$f":"L4428*VLOOKUP($B4428,$AR$36:$AZ$47,MATCH(AI$2,$AS$2:$BA$2,0)+1,FALSE)","v":0},{"$f":"M4428*VLOOKUP($B4428,$AR$36:$AZ$47,MATCH(AJ$2,$AS$2:$BA$2,0)+1,FALSE)","v":9.1211102420642759E-2},{"$f":"N4428*VLOOKUP($B4428,$AR$36:$AZ$47,MATCH(AK$2,$AS$2:$BA$2,0)+1,FALSE)","v":0.11740486653130283},{"$f":"O4428*VLOOKUP($B4428,$AR$36:$AZ$47,MATCH(AL$2,$AS$2:$BA$2,0)+1,FALSE)","v":8.763923516299861E-2},{"$f":"P4428*VLOOKUP($B4428,$AR$36:$AZ$47,MATCH(AM$2,$AS$2:$BA$2,0)+1,FALSE)","v":0},{"$f":"Q4428*VLOOKUP($B4428,$AR$36:$AZ$47,MATCH(AN$2,$AS$2:$BA$2,0)+1,FALSE)","v":1.3826985884687352E-3},{"$f":"R4428*VLOOKUP($B4428,$AR$36:$BA$47,MATCH(AO$2,$AS$2:$BA$2,0)+1,FALSE)","v":3.4464000000000033E-4},0.97845828544631408]
[2006,7,4,23,null,2013,7,4,23,0.32938320789272568,0.33580507319753161,1.2530102218181778E-2,0.10325950437573955,9.4781100000000007E-2,7.5309000000000001E-2,2.8459785730909E-5,2.4429261413566866E-3,2.9376000000000001E-4,0.95383313361126632,null,null,0.31184502702780942,9.0441052211601786E-2,0.2970665555253158,7.4706160137946814E-2,6.9422602382306284E-2,7.0076269454450914E-3,1.4243518678685003E-5,1.7856258084643533E-3,2.9376000000000001E-4,0.85258265355756824,null,{"$f":"J4441*VLOOKUP($B4441,$AR$36:$AZ$47,MATCH(AG$2,$AS$2:$BA$2,0)+1,FALSE)","v":0.36206119048919833},{"$f":"K4441*VLOOKUP($B4441,$AR$36:$AZ$47,MATCH(AH$2,$AS$2:$BA$2,0)+1,FALSE)","v":0.30018858545551219},{"$f":"L4441*VLOOKUP($B4441,$AR$36:$AZ$47,MATCH(AI$2,$AS$2:$BA$2,0)+1,FALSE)","v":4.0017938980001916E-3},{"$f":"M4441*VLOOKUP($B4441,$AR$36:$AZ$47,MATCH(AJ$2,$AS$2:$BA$2,0)+1,FALSE)","v":9.076696140626074E-2},{"$f":"N4441*VLOOKUP($B4441,$AR$36:$AZ$47,MATCH(AK$2,$AS$2:$BA$2,0)+1,FALSE)","v":7.5666326645003001E-2},{"$f":"O4441*VLOOKUP($B4441,$AR$36:$AZ$47,MATCH(AL$2,$AS$2:$BA$2,0)+1,FALSE)","v":6.76190312162189E-2},{"$f":"P4441*VLOOKUP($B4441,$AR$36:$AZ$47,MATCH(AM$2,$AS$2:$BA$2,0)+1,FALSE)","v":1.4243518678685003E-5},{"$f":"Q4441*VLOOKUP($B4441,$AR$36:$AZ$47,MATCH(AN$2,$AS$2:$BA$2,0)+1,FALSE)","v":1.798346164153882E-3},{"$f":"R4441*VLOOKUP($B4441,$AR$36:$BA$47,MATCH(AO$2,$AS$2:$BA$2,0)+1,FALSE)","v":2.9376000000000001E-4},0.90241023879302606]
[2006,7,5,3,null,2013,7,5,3,0.14679081296372598,0.23213428210282205,1.2530102218181778E-2,5.0822964820439333E-2,9.2370299999999989E-2,7.1765999999999996E-2,2.8459785730909E-5,2.4429261413566866E-3,3.3599999999999909E-5,0.60891944803225673,null,null,0.13897485949258132,4.4513891894620419E-2,0.20535524060728874,7.2805975281888341E-2,6.6156534844023854E-2,7.0076269454450914E-3,1.4243518678685003E-5,1.7856258084643533E-3,3.3599999999999909E-5,0.53664759839299081,null,{"$f":"J4445*VLOOKUP($B4445,$AR$36:$AZ$47,MATCH(AG$2,$AS$2:$BA$2,0)+1,FALSE)","v":0.16135387360679601},{"$f":"K4445*VLOOKUP($B4445,$AR$36:$AZ$47,MATCH(AH$2,$AS$2:$BA$2,0)+1,FALSE)","v":0.20751342770568124},{"$f":"L4445*VLOOKUP($B4445,$AR$36:$AZ$47,MATCH(AI$2,$AS$2:$BA$2,0)+1,FALSE)","v":4.0017938980001916E-3},{"$f":"M4445*VLOOKUP($B4445,$AR$36:$AZ$47,MATCH(AJ$2,$AS$2:$BA$2,0)+1,FALSE)","v":4.4674300097574199E-2},{"$f":"N4445*VLOOKUP($B4445,$AR$36:$AZ$47,MATCH(AK$2,$AS$2:$BA$2,0)+1,FALSE)","v":7.3741719521053462E-2},{"$f":"O4445*VLOOKUP($B4445,$AR$36:$AZ$47,MATCH(AL$2,$AS$2:$BA$2,0)+1,FALSE)","v":6.4437814793227438E-2},{"$f":"P4445*VLOOKUP($B4445,$AR$36:$AZ$47,MATCH(AM$2,$AS$2:$BA$2,0)+1,FALSE)","v":1.4243518678685003E-5},{"$f":"Q4445*VLOOKUP($B4445,$AR$36:$AZ$47,MATCH(AN$2,$AS$2:$BA$2,0)+1,FALSE)","v":1.798346164153882E-3},{"$f":"R4445*VLOOKUP($B4445,$AR$36:$BA$47,MATCH(AO$2,$AS$2:$BA$2,0)+1,FALSE)","v":3.3599999999999909E-5},0.55756911930516506]
[2006,7,5,13,null,2013,7,5,13,0.21323457078736469,0.43360404842476452,0,9.9519854391241003E-2,0.14490490000000003,9.8525000000000001E-2,0,1.8782982913506678E-3,4.6848000000000001E-4,0.99213515189472079,null,null,0.20188078474269311,8.7165635759180654E-2,0.38358342803119944,0.11421357912255893,9.0823963931491947E-2,0,0,1.3729182590709148E-3,4.6848000000000001E-4,0.87950878984619507,null,{"$f":"J4455*VLOOKUP($B4455,$AR$36:$AZ$47,MATCH(AG$2,$AS$2:$BA$2,0)+1,FALSE)","v":0.23438949133639642},{"$f":"K4455*VLOOKUP($B4455,$AR$36:$AZ$47,MATCH(AH$2,$AS$2:$BA$2,0)+1,FALSE)","v":0.38761470964391093},{"$f":"L4455*VLOOKUP($B4455,$AR$36:$AZ$47,MATCH(AI$2,$AS$2:$BA$2,0)+1,FALSE)","v":0},{"$f":"M4455*VLOOKUP($B4455,$AR$36:$AZ$47,MATCH(AJ$2,$AS$2:$BA$2,0)+1,FALSE)","v":8.7479741814534204E-2},{"$f":"N4455*VLOOKUP($B4455,$AR$36:$AZ$47,MATCH(AK$2,$AS$2:$BA$2,0)+1,FALSE)","v":0.1156815176850817},{"$f":"O4455*VLOOKUP($B4455,$AR$36:$AZ$47,MATCH(AL$2,$AS$2:$BA$2,0)+1,FALSE)","v":8.8464394037604629E-2},{"$f":"P4455*VLOOKUP($B4455,$AR$36:$AZ$47,MATCH(AM$2,$AS$2:$BA$2,0)+1,FALSE)","v":0},{"$f":"Q4455*VLOOKUP($B4455,$AR$36:$AZ$47,MATCH(AN$2,$AS$2:$BA$2,0)+1,FALSE)","v":1.3826985884687352E-3},{"$f":"R4455*VLOOKUP($B4455,$AR$36:$BA$47,MATCH(AO$2,$AS$2:$BA$2,0)+1,FALSE)","v":4.6848000000000001E-4},0.9154810331059966]
[2006,7,5,20,null,2013,7,5,20,0.27016030474689745,0.33089307592553985,2.5060204436363558E-3,7.1456393459615936E-2,0.10169609999999997,8.2820000000000005E-2,5.6919571461818004E-6,1.9912238613518721E-3,2.2816000000000009E-4,0.86175697039418764,null,null,0.2557754782784058,6.2585923211657873E-2,0.2927212069084949,8.015654104040415E-2,7.634651806958806E-2,1.4015253890890184E-3,2.8487037357370009E-6,1.4554597689496029E-3,2.2816000000000009E-4,0.77067366137032511,null,{"$f":"J4462*VLOOKUP($B4462,$AR$36:$AZ$47,MATCH(AG$2,$AS$2:$BA$2,0)+1,FALSE)","v":0.29696280567964711},{"$f":"K4462*VLOOKUP($B4462,$AR$36:$AZ$47,MATCH(AH$2,$AS$2:$BA$2,0)+1,FALSE)","v":0.29579756926626843},{"$f":"L4462*VLOOKUP($B4462,$AR$36:$AZ$47,MATCH(AI$2,$AS$2:$BA$2,0)+1,FALSE)","v":8.0035877960003843E-4},{"$f":"M4462*VLOOKUP($B4462,$AR$36:$AZ$47,MATCH(AJ$2,$AS$2:$BA$2,0)+1,FALSE)","v":6.2811454951195528E-2},{"$f":"N4462*VLOOKUP($B4462,$AR$36:$AZ$47,MATCH(AK$2,$AS$2:$BA$2,0)+1,FALSE)","v":8.1186758975395804E-2},{"$f":"O4462*VLOOKUP($B4462,$AR$36:$AZ$47,MATCH(AL$2,$AS$2:$BA$2,0)+1,FALSE)","v":7.4363066370915151E-2},{"$f":"P4462*VLOOKUP($B4462,$AR$36:$AZ$47,MATCH(AM$2,$AS$2:$BA$2,0)+1,FALSE)","v":2.8487037357370009E-6},{"$f":"Q4462*VLOOKUP($B4462,$AR$36:$AZ$47,MATCH(AN$2,$AS$2:$BA$2,0)+1,FALSE)","v":1.465828103605765E-3},{"$f":"R4462*VLOOKUP($B4462,$AR$36:$BA$47,MATCH(AO$2,$AS$2:$BA$2,0)+1,FALSE)","v":2.2816000000000009E-4},0.81361885083036378]
[2006,7,6,3,null,2013,7,6,3,0.15470074519594287,0.24730692116284642,1.2530102218181778E-2,6.5439710786544592E-2,8.9909700000000009E-2,7.0994000000000002E-2,2.8459785730909E-5,2.4429261413566866E-3,8.0960000000000038E-5,0.64343352529060327,null,null,0.14646362325356566,5.7316140879604252E-2,0.21877756201795714,7.0866538224970563E-2,6.544487688761573E-2,7.0076269454450914E-3,1.4243518678685003E-5,1.7856258084643533E-3,8.0960000000000038E-5,0.56775719753630149,null,{"$f":"J4469*VLOOKUP($B4469,$AR$36:$AZ$47,MATCH(AG$2,$AS$2:$BA$2,0)+1,FALSE)","v":0.170048547202962},{"$f":"K4469*VLOOKUP($B4469,$AR$36:$AZ$47,MATCH(AH$2,$AS$2:$BA$2,0)+1,FALSE)","v":0.22107681140827518},{"$f":"L4469*VLOOKUP($B4469,$AR$36:$AZ$47,MATCH(AI$2,$AS$2:$BA$2,0)+1,FALSE)","v":4.0017938980001916E-3},{"$f":"M4469*VLOOKUP($B4469,$AR$36:$AZ$47,MATCH(AJ$2,$AS$2:$BA$2,0)+1,FALSE)","v":5.7522682675152217E-2},{"$f":"N4469*VLOOKUP($B4469,$AR$36:$AZ$47,MATCH(AK$2,$AS$2:$BA$2,0)+1,FALSE)","v":7.1777355704399151E-2},{"$f":"O4469*VLOOKUP($B4469,$AR$36:$AZ$47,MATCH(AL$2,$AS$2:$BA$2,0)+1,FALSE)","v":6.3744645423046975E-2},{"$f":"P4469*VLOOKUP($B4469,$AR$36:$AZ$47,MATCH(AM$2,$AS$2:$BA$2,0)+1,FALSE)","v":1.4243518678685003E-5},{"$f":"Q4469*VLOOKUP($B4469,$AR$36:$AZ$47,MATCH(AN$2,$AS$2:$BA$2,0)+1,FALSE)","v":1.798346164153882E-3},{"$f":"R4469*VLOOKUP($B4469,$AR$36:$BA$47,MATCH(AO$2,$AS$2:$BA$2,0)+1,FALSE)","v":8.0960000000000038E-5},0.5900653859946684]
[2006,7,6,13,null,2013,7,6,13,0.26902594885644721,0.37257190831900872,0,0.10074866027107526,0.1062158,8.0545000000000005E-2,0,1.8782982913506678E-3,6.4032000000000021E-4,0.93162593573788177,null,null,0.25470152175955429,8.8241899851361646E-2,0.32959196368280247,8.3718954137271359E-2,7.4249339506338691E-2,0,0,1.3729182590709148E-3,6.4032000000000021E-4,0.83251691719639942,null,{"$f":"J4479*VLOOKUP($B4479,$AR$36:$AZ$47,MATCH(AG$2,$AS$2:$BA$2,0)+1,FALSE)","v":0.29571591077336939},{"$f":"K4479*VLOOKUP($B4479,$AR$36:$AZ$47,MATCH(AH$2,$AS$2:$BA$2,0)+1,FALSE)","v":0.33305582037158488},{"$f":"L4479*VLOOKUP($B4479,$AR$36:$AZ$47,MATCH(AI$2,$AS$2:$BA$2,0)+1,FALSE)","v":0},{"$f":"M4479*VLOOKUP($B4479,$AR$36:$AZ$47,MATCH(AJ$2,$AS$2:$BA$2,0)+1,FALSE)","v":8.8559884282242068E-2},{"$f":"N4479*VLOOKUP($B4479,$AR$36:$AZ$47,MATCH(AK$2,$AS$2:$BA$2,0)+1,FALSE)","v":8.4794958252861694E-2},{"$f":"O4479*VLOOKUP($B4479,$AR$36:$AZ$47,MATCH(AL$2,$AS$2:$BA$2,0)+1,FALSE)","v":7.232037165956727E-2},{"$f":"P4479*VLOOKUP($B4479,$AR$36:$AZ$47,MATCH(AM$2,$AS$2:$BA$2,0)+1,FALSE)","v":0},{"$f":"Q4479*VLOOKUP($B4479,$AR$36:$AZ$47,MATCH(AN$2,$AS$2:$BA$2,0)+1,FALSE)","v":1.3826985884687352E-3},{"$f":"R4479*VLOOKUP($B4479,$AR$36:$BA$47,MATCH(AO$2,$AS$2:$BA$2,0)+1,FALSE)","v":6.4032000000000021E-4},0.87646996392809406]
[2006,7,6,20,null,2013,7,6,20,0.32596866562921023,0.31065910380041983,2.7148554806060519E-3,7.9426744699558377E-2,9.7639999999999977E-2,7.7185000000000004E-2,6.1662869083636161E-6,2.0006343255186384E-3,2.8511999999999987E-4,0.89588629022222144,null,null,0.30861229384974054,6.9566849151544527E-2,0.27482142848475177,7.6959535982058916E-2,7.1151968089847306E-2,1.5183191715131032E-3,3.0860957137150838E-6,1.4623382281061597E-3,2.8511999999999987E-4,0.80438093905327612,null,{"$f":"J4486*VLOOKUP($B4486,$AR$36:$AZ$47,MATCH(AG$2,$AS$2:$BA$2,0)+1,FALSE)","v":0.3583078927882824},{"$f":"K4486*VLOOKUP($B4486,$AR$36:$AZ$47,MATCH(AH$2,$AS$2:$BA$2,0)+1,FALSE)","v":0.27770967258099977},{"$f":"L4486*VLOOKUP($B4486,$AR$36:$AZ$47,MATCH(AI$2,$AS$2:$BA$2,0)+1,FALSE)","v":8.6705534456670832E-4},{"$f":"M4486*VLOOKUP($B4486,$AR$36:$AZ$47,MATCH(AJ$2,$AS$2:$BA$2,0)+1,FALSE)","v":6.9817537033070878E-2},{"$f":"N4486*VLOOKUP($B4486,$AR$36:$AZ$47,MATCH(AK$2,$AS$2:$BA$2,0)+1,FALSE)","v":7.7948664170579274E-2},{"$f":"O4486*VLOOKUP($B4486,$AR$36:$AZ$47,MATCH(AL$2,$AS$2:$BA$2,0)+1,FALSE)","v":6.9303468701268856E-2},{"$f":"P4486*VLOOKUP($B4486,$AR$36:$AZ$47,MATCH(AM$2,$AS$2:$BA$2,0)+1,FALSE)","v":3.0860957137150838E-6},{"$f":"Q4486*VLOOKUP($B4486,$AR$36:$AZ$47,MATCH(AN$2,$AS$2:$BA$2,0)+1,FALSE)","v":1.4727555632005169E-3},{"$f":"R4486*VLOOKUP($B4486,$AR$36:$BA$47,MATCH(AO$2,$AS$2:$BA$2,0)+1,FALSE)","v":2.8511999999999987E-4},0.85571525227768208]
[2006,7,6,22,null,2013,7,6,22,0.29757289115688024,0.2855884383876931,1.2530102218181778E-2,8.1977627569099515E-2,9.3602299999999999E-2,7.4527999999999997E-2,2.8459785730909E-5,2.4429261413566866E-3,2.7776E-4,0.84854850525894232,null,null,0.28172846721373529,7.1801069935234954E-2,0.25264291835097114,7.3777033744914747E-2,6.8702647895318256E-2,7.0076269454450914E-3,1.4243518678685003E-5,1.7856258084643533E-3,2.7776E-4,0.75773739341276247,null,{"$f":"J4488*VLOOKUP($B4488,$AR$36:$AZ$47,MATCH(AG$2,$AS$2:$BA$2,0)+1,FALSE)","v":0.32709498434620138},{"$f":"K4488*VLOOKUP($B4488,$AR$36:$AZ$47,MATCH(AH$2,$AS$2:$BA$2,0)+1,FALSE)","v":0.25529807672566296},{"$f":"L4488*VLOOKUP($B4488,$AR$36:$AZ$47,MATCH(AI$2,$AS$2:$BA$2,0)+1,FALSE)","v":4.0017938980001916E-3},{"$f":"M4488*VLOOKUP($B4488,$AR$36:$AZ$47,MATCH(AJ$2,$AS$2:$BA$2,0)+1,FALSE)","v":7.2059808951489362E-2},{"$f":"N4488*VLOOKUP($B4488,$AR$36:$AZ$47,MATCH(AK$2,$AS$2:$BA$2,0)+1,FALSE)","v":7.4725258585557286E-2},{"$f":"O4488*VLOOKUP($B4488,$AR$36:$AZ$47,MATCH(AL$2,$AS$2:$BA$2,0)+1,FALSE)","v":6.6917780855971554E-2},{"$f":"P4488*VLOOKUP($B4488,$AR$36:$AZ$47,MATCH(AM$2,$AS$2:$BA$2,0)+1,FALSE)","v":1.4243518678685003E-5},{"$f":"Q4488*VLOOKUP($B4488,$AR$36:$AZ$47,MATCH(AN$2,$AS$2:$BA$2,0)+1,FALSE)","v":1.798346164153882E-3},{"$f":"R4488*VLOOKUP($B4488,$AR$36:$BA$47,MATCH(AO$2,$AS$2:$BA$2,0)+1,FALSE)","v":2.7776E-4},0.80218805304571528]
[2006,7,7,10,null,2013,7,7,10,0.26421501095100347,0.35718445100711793,0,9.1590767624124922E-2,9.9348900000000004E-2,7.7321000000000001E-2,0,1.8782982913506678E-3,7.3855999999999998E-4,0.89227698787359688,null,null,0.25014674475452608,8.0220851793477738E-2,0.31597960548222415,7.8306485501105846E-2,7.1277337885276723E-2,0,0,1.3729182590709148E-3,7.3855999999999998E-4,0.79804250367568152,null,{"$f":"J4500*VLOOKUP($B4500,$AR$36:$AZ$47,MATCH(AG$2,$AS$2:$BA$2,0)+1,FALSE)","v":0.29042768155076176},{"$f":"K4500*VLOOKUP($B4500,$AR$36:$AZ$47,MATCH(AH$2,$AS$2:$BA$2,0)+1,FALSE)","v":0.31930040268170251},{"$f":"L4500*VLOOKUP($B4500,$AR$36:$AZ$47,MATCH(AI$2,$AS$2:$BA$2,0)+1,FALSE)","v":0},{"$f":"M4500*VLOOKUP($B4500,$AR$36:$AZ$47,MATCH(AJ$2,$AS$2:$BA$2,0)+1,FALSE)","v":8.0509931946389918E-2},{"$f":"N4500*VLOOKUP($B4500,$AR$36:$AZ$47,MATCH(AK$2,$AS$2:$BA$2,0)+1,FALSE)","v":7.9312925458996986E-2},{"$f":"O4500*VLOOKUP($B4500,$AR$36:$AZ$47,MATCH(AL$2,$AS$2:$BA$2,0)+1,FALSE)","v":6.9425581440057116E-2},{"$f":"P4500*VLOOKUP($B4500,$AR$36:$AZ$47,MATCH(AM$2,$AS$2:$BA$2,0)+1,FALSE)","v":0},{"$f":"Q4500*VLOOKUP($B4500,$AR$36:$AZ$47,MATCH(AN$2,$AS$2:$BA$2,0)+1,FALSE)","v":1.3826985884687352E-3},{"$f":"R4500*VLOOKUP($B4500,$AR$36:$BA$47,MATCH(AO$2,$AS$2:$BA$2,0)+1,FALSE)","v":7.3855999999999998E-4},0.84109778166637705]
[2006,7,7,15,null,2013,7,7,15,0.34549139588183803,0.38032858683695825,0,9.2661461457999195E-2,0.10119610000000002,7.8666E-2,0,1.8782982913506678E-3,6.620799999999999E-4,1.0008839224681463,null,null,0.32709552613786053,8.1158631589318145E-2,0.33645383074068652,7.9762442638201925E-2,7.2517208288604376E-2,0,0,1.3729182590709148E-3,6.620799999999999E-4,0.89902263765374246,null,{"$f":"J4505*VLOOKUP($B4505,$AR$36:$AZ$47,MATCH(AG$2,$AS$2:$BA$2,0)+1,FALSE)","v":0.37976746567327285},{"$f":"K4505*VLOOKUP($B4505,$AR$36:$AZ$47,MATCH(AH$2,$AS$2:$BA$2,0)+1,FALSE)","v":0.33998980242839183},{"$f":"L4505*VLOOKUP($B4505,$AR$36:$AZ$47,MATCH(AI$2,$AS$2:$BA$2,0)+1,FALSE)","v":0},{"$f":"M4505*VLOOKUP($B4505,$AR$36:$AZ$47,MATCH(AJ$2,$AS$2:$BA$2,0)+1,FALSE)","v":8.1451091082149055E-2},{"$f":"N4505*VLOOKUP($B4505,$AR$36:$AZ$47,MATCH(AK$2,$AS$2:$BA$2,0)+1,FALSE)","v":8.0787595394022541E-2},{"$f":"O4505*VLOOKUP($B4505,$AR$36:$AZ$47,MATCH(AL$2,$AS$2:$BA$2,0)+1,FALSE)","v":7.0633240511161696E-2},{"$f":"P4505*VLOOKUP($B4505,$AR$36:$AZ$47,MATCH(AM$2,$AS$2:$BA$2,0)+1,FALSE)","v":0},{"$f":"Q4505*VLOOKUP($B4505,$AR$36:$AZ$47,MATCH(AN$2,$AS$2:$BA$2,0)+1,FALSE)","v":1.3826985884687352E-3},{"$f":"R4505*VLOOKUP($B4505,$AR$36:$BA$47,MATCH(AO$2,$AS$2:$BA$2,0)+1,FALSE)","v":6.620799999999999E-4},0.95467397367746676]
[2006,7,7,24,null,2013,7,7,24,0.26468534204873501,0.27889672670805477,1.2530102218181778E-2,6.874466473422583E-2,8.7972399999999965E-2,7.0321999999999996E-2,2.8459785730909E-5,2.4429261413566866E-3,1.5968000000000053E-4,0.78578230163628493,null,null,0.25059203282741371,6.0210823692060253E-2,0.24672316341603198,6.9339564555797609E-2,6.4825402604317447E-2,7.0076269454450914E-3,1.4243518678685003E-5,1.7856258084643533E-3,1.5968000000000053E-4,0.70065816336820919,null,{"$f":"J4514*VLOOKUP($B4514,$AR$36:$AZ$47,MATCH(AG$2,$AS$2:$BA$2,0)+1,FALSE)","v":0.29094467401755514},{"$f":"K4514*VLOOKUP($B4514,$AR$36:$AZ$47,MATCH(AH$2,$AS$2:$BA$2,0)+1,FALSE)","v":0.24931610794758813},{"$f":"L4514*VLOOKUP($B4514,$AR$36:$AZ$47,MATCH(AI$2,$AS$2:$BA$2,0)+1,FALSE)","v":4.0017938980001916E-3},{"$f":"M4514*VLOOKUP($B4514,$AR$36:$AZ$47,MATCH(AJ$2,$AS$2:$BA$2,0)+1,FALSE)","v":6.0427796632769967E-2},{"$f":"N4514*VLOOKUP($B4514,$AR$36:$AZ$47,MATCH(AK$2,$AS$2:$BA$2,0)+1,FALSE)","v":7.0230756492010105E-2},{"$f":"O4514*VLOOKUP($B4514,$AR$36:$AZ$47,MATCH(AL$2,$AS$2:$BA$2,0)+1,FALSE)","v":6.3141264831387281E-2},{"$f":"P4514*VLOOKUP($B4514,$AR$36:$AZ$47,MATCH(AM$2,$AS$2:$BA$2,0)+1,FALSE)","v":1.4243518678685003E-5},{"$f":"Q4514*VLOOKUP($B4514,$AR$36:$AZ$47,MATCH(AN$2,$AS$2:$BA$2,0)+1,FALSE)","v":1.798346164153882E-3},{"$f":"R4514*VLOOKUP($B4514,$AR$36:$BA$47,MATCH(AO$2,$AS$2:$BA$2,0)+1,FALSE)","v":1.5968000000000053E-4},0.74003466350214342]
[2006,7,8,9,null,2013,7,8,9,0.20035686106925674,0.42245875480528194,0,8.6499930968546607E-2,0.13119169999999999,9.0669E-2,0,1.8782982913506678E-3,6.4160000000000042E-4,0.933696145134436,null,null,0.18968875540157518,7.5761982592512753E-2,0.37372385695822047,0.10340487870439861,8.3582014571981153E-2,0,0,1.3729182590709148E-3,6.4160000000000042E-4,0.82817600648775913,null,{"$f":"J4523*VLOOKUP($B4523,$AR$36:$AZ$47,MATCH(AG$2,$AS$2:$BA$2,0)+1,FALSE)","v":0.22023418894213781},{"$f":"K4523*VLOOKUP($B4523,$AR$36:$AZ$47,MATCH(AH$2,$AS$2:$BA$2,0)+1,FALSE)","v":0.37765151911119738},{"$f":"L4523*VLOOKUP($B4523,$AR$36:$AZ$47,MATCH(AI$2,$AS$2:$BA$2,0)+1,FALSE)","v":0},{"$f":"M4523*VLOOKUP($B4523,$AR$36:$AZ$47,MATCH(AJ$2,$AS$2:$BA$2,0)+1,FALSE)","v":7.6034994970505893E-2},{"$f":"N4523*VLOOKUP($B4523,$AR$36:$AZ$47,MATCH(AK$2,$AS$2:$BA$2,0)+1,FALSE)","v":0.10473389763690483},{"$f":"O4523*VLOOKUP($B4523,$AR$36:$AZ$47,MATCH(AL$2,$AS$2:$BA$2,0)+1,FALSE)","v":8.1410587597011669E-2},{"$f":"P4523*VLOOKUP($B4523,$AR$36:$AZ$47,MATCH(AM$2,$AS$2:$BA$2,0)+1,FALSE)","v":0},{"$f":"Q4523*VLOOKUP($B4523,$AR$36:$AZ$47,MATCH(AN$2,$AS$2:$BA$2,0)+1,FALSE)","v":1.3826985884687352E-3},{"$f":"R4523*VLOOKUP($B4523,$AR$36:$BA$47,MATCH(AO$2,$AS$2:$BA$2,0)+1,FALSE)","v":6.4160000000000042E-4},0.86208948684622644]
[2006,7,8,17,null,2013,7,8,17,0.32781428117176187,0.44262862234363343,0,0.10590030817531551,0.12764120000000001,8.6789000000000005E-2,0,1.8782982913506678E-3,6.2815999999999989E-4,1.0932798699820616,null,null,0.31035963862919091,9.275403130018009E-2,0.39156692590880593,0.10060638595036032,8.0005288055318494E-2,0,0,1.3729182590709148E-3,6.2815999999999989E-4,0.97729334810292667,null,{"$f":"J4531*VLOOKUP($B4531,$AR$36:$AZ$47,MATCH(AG$2,$AS$2:$BA$2,0)+1,FALSE)","v":0.36033661114583521},{"$f":"K4531*VLOOKUP($B4531,$AR$36:$AZ$47,MATCH(AH$2,$AS$2:$BA$2,0)+1,FALSE)","v":0.3956821103333889},{"$f":"L4531*VLOOKUP($B4531,$AR$36:$AZ$47,MATCH(AI$2,$AS$2:$BA$2,0)+1,FALSE)","v":0},{"$f":"M4531*VLOOKUP($B4531,$AR$36:$AZ$47,MATCH(AJ$2,$AS$2:$BA$2,0)+1,FALSE)","v":9.3088275439353607E-2},{"$f":"N4531*VLOOKUP($B4531,$AR$36:$AZ$47,MATCH(AK$2,$AS$2:$BA$2,0)+1,FALSE)","v":0.10189943704557299},{"$f":"O4531*VLOOKUP($B4531,$AR$36:$AZ$47,MATCH(AL$2,$AS$2:$BA$2,0)+1,FALSE)","v":7.7926782990405161E-2},{"$f":"P4531*VLOOKUP($B4531,$AR$36:$AZ$47,MATCH(AM$2,$AS$2:$BA$2,0)+1,FALSE)","v":0},{"$f":"Q4531*VLOOKUP($B4531,$AR$36:$AZ$47,MATCH(AN$2,$AS$2:$BA$2,0)+1,FALSE)","v":1.3826985884687352E-3},{"$f":"R4531*VLOOKUP($B4531,$AR$36:$BA$47,MATCH(AO$2,$AS$2:$BA$2,0)+1,FALSE)","v":6.2815999999999989E-4},1.0309440755430248]
[2006,7,8,23,null,2013,7,8,23,0.29900802686222622,0.28042895597397027,1.2530102218181778E-2,5.9077686594128952E-2,9.1350999999999988E-2,7.2108000000000005E-2,2.8459785730909E-5,2.4429261413566866E-3,3.68E-4,0.81734315757559473,null,null,0.28308718836921065,5.1743887113364778E-2,0.24807863451111237,7.2002566279158797E-2,6.6471803006059593E-2,7.0076269454450914E-3,1.4243518678685003E-5,1.7856258084643533E-3,3.68E-4,0.73055957555149431,null,{"$f":"J4537*VLOOKUP($B4537,$AR$36:$AZ$47,MATCH(AG$2,$AS$2:$BA$2,0)+1,FALSE)","v":0.32867249931824677},{"$f":"K4537*VLOOKUP($B4537,$AR$36:$AZ$47,MATCH(AH$2,$AS$2:$BA$2,0)+1,FALSE)","v":0.25068582440704779},{"$f":"L4537*VLOOKUP($B4537,$AR$36:$AZ$47,MATCH(AI$2,$AS$2:$BA$2,0)+1,FALSE)","v":4.0017938980001916E-3},{"$f":"M4537*VLOOKUP($B4537,$AR$36:$AZ$47,MATCH(AJ$2,$AS$2:$BA$2,0)+1,FALSE)","v":5.1930348992846063E-2},{"$f":"N4537*VLOOKUP($B4537,$AR$36:$AZ$47,MATCH(AK$2,$AS$2:$BA$2,0)+1,FALSE)","v":7.292798464406583E-2},{"$f":"O4537*VLOOKUP($B4537,$AR$36:$AZ$47,MATCH(AL$2,$AS$2:$BA$2,0)+1,FALSE)","v":6.4744892415768543E-2},{"$f":"P4537*VLOOKUP($B4537,$AR$36:$AZ$47,MATCH(AM$2,$AS$2:$BA$2,0)+1,FALSE)","v":1.4243518678685003E-5},{"$f":"Q4537*VLOOKUP($B4537,$AR$36:$AZ$47,MATCH(AN$2,$AS$2:$BA$2,0)+1,FALSE)","v":1.798346164153882E-3},{"$f":"R4537*VLOOKUP($B4537,$AR$36:$BA$47,MATCH(AO$2,$AS$2:$BA$2,0)+1,FALSE)","v":3.68E-4},0.77514393335880782]
[2006,7,9,2,null,2013,7,9,2,0.16307262772951442,0.21540049547512985,1.2530102218181778E-2,3.7623269036916769E-2,8.7869000000000072E-2,6.9149000000000002E-2,2.8459785730909E-5,2.4429261413566866E-3,1.9840000000000032E-4,0.58831428038683053,null,null,0.15438974053093923,3.295278298990538E-2,0.19055186581890374,6.9258065006222266E-2,6.3744088118738759E-2,7.0076269454450914E-3,1.4243518678685003E-5,1.7856258084643533E-3,1.9840000000000032E-4,0.51990243873729758,null,{"$f":"J4540*VLOOKUP($B4540,$AR$36:$AZ$47,MATCH(AG$2,$AS$2:$BA$2,0)+1,FALSE)","v":0.17925100101392805},{"$f":"K4540*VLOOKUP($B4540,$AR$36:$AZ$47,MATCH(AH$2,$AS$2:$BA$2,0)+1,FALSE)","v":0.19255447640322004},{"$f":"L4540*VLOOKUP($B4540,$AR$36:$AZ$47,MATCH(AI$2,$AS$2:$BA$2,0)+1,FALSE)","v":4.0017938980001916E-3},{"$f":"M4540*VLOOKUP($B4540,$AR$36:$AZ$47,MATCH(AJ$2,$AS$2:$BA$2,0)+1,FALSE)","v":3.3071530115280308E-2},{"$f":"N4540*VLOOKUP($B4540,$AR$36:$AZ$47,MATCH(AK$2,$AS$2:$BA$2,0)+1,FALSE)","v":7.0148209463382197E-2},{"$f":"O4540*VLOOKUP($B4540,$AR$36:$AZ$47,MATCH(AL$2,$AS$2:$BA$2,0)+1,FALSE)","v":6.2088042459338473E-2},{"$f":"P4540*VLOOKUP($B4540,$AR$36:$AZ$47,MATCH(AM$2,$AS$2:$BA$2,0)+1,FALSE)","v":1.4243518678685003E-5},{"$f":"Q4540*VLOOKUP($B4540,$AR$36:$AZ$47,MATCH(AN$2,$AS$2:$BA$2,0)+1,FALSE)","v":1.798346164153882E-3},{"$f":"R4540*VLOOKUP($B4540,$AR$36:$BA$47,MATCH(AO$2,$AS$2:$BA$2,0)+1,FALSE)","v":1.9840000000000032E-4},0.54312604303598189]
[2006,7,9,13,null,2013,7,9,13,0.19427608362319196,0.40895456652401724,0,6.6374328665602028E-2,0.14529250000000002,9.9200999999999998E-2,0,1.8782982913506678E-3,8.3392000000000004E-4,0.91681069710416196,null,null,0.18393175212520979,5.8134736948883756E-2,0.36177751362373234,0.11451908420394613,9.1447125561714609E-2,0,0,1.3729182590709148E-3,8.3392000000000004E-4,0.8120170507225577,null,{"$f":"J4551*VLOOKUP($B4551,$AR$36:$AZ$47,MATCH(AG$2,$AS$2:$BA$2,0)+1,FALSE)","v":0.21355013988175248},{"$f":"K4551*VLOOKUP($B4551,$AR$36:$AZ$47,MATCH(AH$2,$AS$2:$BA$2,0)+1,FALSE)","v":0.36557962532091753},{"$f":"L4551*VLOOKUP($B4551,$AR$36:$AZ$47,MATCH(AI$2,$AS$2:$BA$2,0)+1,FALSE)","v":0},{"$f":"M4551*VLOOKUP($B4551,$AR$36:$AZ$47,MATCH(AJ$2,$AS$2:$BA$2,0)+1,FALSE)","v":5.834422859938327E-2},{"$f":"N4551*VLOOKUP($B4551,$AR$36:$AZ$47,MATCH(AK$2,$AS$2:$BA$2,0)+1,FALSE)","v":0.11599094929336227},{"$f":"O4551*VLOOKUP($B4551,$AR$36:$AZ$47,MATCH(AL$2,$AS$2:$BA$2,0)+1,FALSE)","v":8.9071366180405148E-2},{"$f":"P4551*VLOOKUP($B4551,$AR$36:$AZ$47,MATCH(AM$2,$AS$2:$BA$2,0)+1,FALSE)","v":0},{"$f":"Q4551*VLOOKUP($B4551,$AR$36:$AZ$47,MATCH(AN$2,$AS$2:$BA$2,0)+1,FALSE)","v":1.3826985884687352E-3},{"$f":"R4551*VLOOKUP($B4551,$AR$36:$BA$47,MATCH(AO$2,$AS$2:$BA$2,0)+1,FALSE)","v":8.3392000000000004E-4},0.84475292786428946]
[2006,7,9,19,null,2013,7,9,19,0.30622837720254698,0.31841657696921505,0,3.750394375621479E-2,0.1093565,8.4439E-2,0,1.8782982913506678E-3,5.1520000000000027E-4,0.85833789621932755,null,null,0.28992308738614203,3.2848270538413632E-2,0.28168399852245479,8.6194443840864679E-2,7.7838971737236723E-2,0,0,1.3729182590709148E-3,5.1520000000000027E-4,0.77037689028418299,null,{"$f":"J4557*VLOOKUP($B4557,$AR$36:$AZ$47,MATCH(AG$2,$AS$2:$BA$2,0)+1,FALSE)","v":0.33660917786567601},{"$f":"K4557*VLOOKUP($B4557,$AR$36:$AZ$47,MATCH(AH$2,$AS$2:$BA$2,0)+1,FALSE)","v":0.2846443650056133},{"$f":"L4557*VLOOKUP($B4557,$AR$36:$AZ$47,MATCH(AI$2,$AS$2:$BA$2,0)+1,FALSE)","v":0},{"$f":"M4557*VLOOKUP($B4557,$AR$36:$AZ$47,MATCH(AJ$2,$AS$2:$BA$2,0)+1,FALSE)","v":3.2966641047549976E-2},{"$f":"N4557*VLOOKUP($B4557,$AR$36:$AZ$47,MATCH(AK$2,$AS$2:$BA$2,0)+1,FALSE)","v":8.7302264372899979E-2},{"$f":"O4557*VLOOKUP($B4557,$AR$36:$AZ$47,MATCH(AL$2,$AS$2:$BA$2,0)+1,FALSE)","v":7.5816746695166679E-2},{"$f":"P4557*VLOOKUP($B4557,$AR$36:$AZ$47,MATCH(AM$2,$AS$2:$BA$2,0)+1,FALSE)","v":0},{"$f":"Q4557*VLOOKUP($B4557,$AR$36:$AZ$47,MATCH(AN$2,$AS$2:$BA$2,0)+1,FALSE)","v":1.3826985884687352E-3},{"$f":"R4557*VLOOKUP($B4557,$AR$36:$BA$47,MATCH(AO$2,$AS$2:$BA$2,0)+1,FALSE)","v":5.1520000000000027E-4},0.81923709357537478]
[2006,7,10,3,null,2013,7,10,3,0.15107222420205962,0.24610960287670219,1.2530102218181778E-2,6.2227202130720943E-2,9.1482900000000006E-2,7.1437E-2,2.8459785730909E-5,2.4429261413566866E-3,7.9680000000000064E-5,0.63741009735475218,null,null,0.143028304754339,5.4502427364048867E-2,0.21771836652771179,7.2106529437659772E-2,6.5853250559492413E-2,7.0076269454450914E-3,1.4243518678685003E-5,1.7856258084643533E-3,7.9680000000000064E-5,0.56209605491584003,null,{"$f":"J4565*VLOOKUP($B4565,$AR$36:$AZ$47,MATCH(AG$2,$AS$2:$BA$2,0)+1,FALSE)","v":0.16606004202334068},{"$f":"K4565*VLOOKUP($B4565,$AR$36:$AZ$47,MATCH(AH$2,$AS$2:$BA$2,0)+1,FALSE)","v":0.22000648427106057},{"$f":"L4565*VLOOKUP($B4565,$AR$36:$AZ$47,MATCH(AI$2,$AS$2:$BA$2,0)+1,FALSE)","v":4.0017938980001916E-3},{"$f":"M4565*VLOOKUP($B4565,$AR$36:$AZ$47,MATCH(AJ$2,$AS$2:$BA$2,0)+1,FALSE)","v":5.4698829791650173E-2},{"$f":"N4565*VLOOKUP($B4565,$AR$36:$AZ$47,MATCH(AK$2,$AS$2:$BA$2,0)+1,FALSE)","v":7.3033283996832121E-2},{"$f":"O4565*VLOOKUP($B4565,$AR$36:$AZ$47,MATCH(AL$2,$AS$2:$BA$2,0)+1,FALSE)","v":6.4142409711894055E-2},{"$f":"P4565*VLOOKUP($B4565,$AR$36:$AZ$47,MATCH(AM$2,$AS$2:$BA$2,0)+1,FALSE)","v":1.4243518678685003E-5},{"$f":"Q4565*VLOOKUP($B4565,$AR$36:$AZ$47,MATCH(AN$2,$AS$2:$BA$2,0)+1,FALSE)","v":1.798346164153882E-3},{"$f":"R4565*VLOOKUP($B4565,$AR$36:$BA$47,MATCH(AO$2,$AS$2:$BA$2,0)+1,FALSE)","v":7.9680000000000064E-5},0.58383511337561045]
[2006,7,10,12,null,2013,7,10,12,0.21363222051058037,0.44227164047729051,0,8.9671346209399386E-2,0.14329719999999996,0.10015499999999999,0,1.8782982913506678E-3,4.6207999999999991E-4,0.99136778548862092,null,null,0.20225726139879568,7.8539703956920393E-2,0.39125112551779423,0.1129463951201177,9.2326557803182704E-2,0,0,1.3729182590709148E-3,4.6207999999999991E-4,0.8791560420558816,null,{"$f":"J4574*VLOOKUP($B4574,$AR$36:$AZ$47,MATCH(AG$2,$AS$2:$BA$2,0)+1,FALSE)","v":0.23482659173719178},{"$f":"K4574*VLOOKUP($B4574,$AR$36:$AZ$47,MATCH(AH$2,$AS$2:$BA$2,0)+1,FALSE)","v":0.39536299102863759},{"$f":"L4574*VLOOKUP($B4574,$AR$36:$AZ$47,MATCH(AI$2,$AS$2:$BA$2,0)+1,FALSE)","v":0},{"$f":"M4574*VLOOKUP($B4574,$AR$36:$AZ$47,MATCH(AJ$2,$AS$2:$BA$2,0)+1,FALSE)","v":7.8822726003208235E-2},{"$f":"N4574*VLOOKUP($B4574,$AR$36:$AZ$47,MATCH(AK$2,$AS$2:$BA$2,0)+1,FALSE)","v":0.11439804710553392},{"$f":"O4574*VLOOKUP($B4574,$AR$36:$AZ$47,MATCH(AL$2,$AS$2:$BA$2,0)+1,FALSE)","v":8.9927951127493438E-2},{"$f":"P4574*VLOOKUP($B4574,$AR$36:$AZ$47,MATCH(AM$2,$AS$2:$BA$2,0)+1,FALSE)","v":0},{"$f":"Q4574*VLOOKUP($B4574,$AR$36:$AZ$47,MATCH(AN$2,$AS$2:$BA$2,0)+1,FALSE)","v":1.3826985884687352E-3},{"$f":"R4574*VLOOKUP($B4574,$AR$36:$BA$47,MATCH(AO$2,$AS$2:$BA$2,0)+1,FALSE)","v":4.6207999999999991E-4},0.91518308559053374]
[2006,7,10,20,null,2013,7,10,20,0.3464114231227492,0.32500241713372879,2.9236905175757479E-3,4.3495476205994116E-2,0.10289120000000003,7.9780000000000004E-2,6.6406166705454326E-6,2.0100447896854055E-3,2.7712000000000011E-4,0.90279801238640389,null,null,0.32796656604801189,3.8096024751393474E-2,0.28751009529426125,8.109851504134806E-2,7.3544134407048239E-2,1.6351129539371879E-3,3.3234876916931668E-6,1.469216687262717E-3,2.7712000000000011E-4,0.81160010867095445,null,{"$f":"J4582*VLOOKUP($B4582,$AR$36:$AZ$47,MATCH(AG$2,$AS$2:$BA$2,0)+1,FALSE)","v":0.38077876846632619},{"$f":"K4582*VLOOKUP($B4582,$AR$36:$AZ$47,MATCH(AH$2,$AS$2:$BA$2,0)+1,FALSE)","v":0.29053169131726359},{"$f":"L4582*VLOOKUP($B4582,$AR$36:$AZ$47,MATCH(AI$2,$AS$2:$BA$2,0)+1,FALSE)","v":9.3375190953337811E-4},{"$f":"M4582*VLOOKUP($B4582,$AR$36:$AZ$47,MATCH(AJ$2,$AS$2:$BA$2,0)+1,FALSE)","v":3.8233305825007988E-2},{"$f":"N4582*VLOOKUP($B4582,$AR$36:$AZ$47,MATCH(AK$2,$AS$2:$BA$2,0)+1,FALSE)","v":8.2140839767594329E-2},{"$f":"O4582*VLOOKUP($B4582,$AR$36:$AZ$47,MATCH(AL$2,$AS$2:$BA$2,0)+1,FALSE)","v":7.163348750388325E-2},{"$f":"P4582*VLOOKUP($B4582,$AR$36:$AZ$47,MATCH(AM$2,$AS$2:$BA$2,0)+1,FALSE)","v":3.3234876916931668E-6},{"$f":"Q4582*VLOOKUP($B4582,$AR$36:$AZ$47,MATCH(AN$2,$AS$2:$BA$2,0)+1,FALSE)","v":1.4796830227952694E-3},{"$f":"R4582*VLOOKUP($B4582,$AR$36:$BA$47,MATCH(AO$2,$AS$2:$BA$2,0)+1,FALSE)","v":2.7712000000000011E-4},0.86601197130009555]
[2006,7,11,5,null,2013,7,11,5,0.15804323452520067,0.3123651592141154,6.8915562199999766E-3,8.6956194819704583E-2,9.6805099999999991E-2,7.0567000000000005E-2,1.5652882151999948E-5,2.1888436088539774E-3,0,0.73383274127002662,null,null,0.14962813999347802,7.6161606656508743E-2,0.27633067312020648,7.6301470470061583E-2,6.5051252603436624E-2,3.8541948199947995E-3,7.8339352732767511E-6,1.5999074112373055E-3,0,0.64893507901019665,null,{"$f":"J4591*VLOOKUP($B4591,$AR$36:$AZ$47,MATCH(AG$2,$AS$2:$BA$2,0)+1,FALSE)","v":0.17372264362545678},{"$f":"K4591*VLOOKUP($B4591,$AR$36:$AZ$47,MATCH(AH$2,$AS$2:$BA$2,0)+1,FALSE)","v":0.27923477866849694},{"$f":"L4591*VLOOKUP($B4591,$AR$36:$AZ$47,MATCH(AI$2,$AS$2:$BA$2,0)+1,FALSE)","v":2.2009866439001054E-3},{"$f":"M4591*VLOOKUP($B4591,$AR$36:$AZ$47,MATCH(AJ$2,$AS$2:$BA$2,0)+1,FALSE)","v":7.6436059101304285E-2},{"$f":"N4591*VLOOKUP($B4591,$AR$36:$AZ$47,MATCH(AK$2,$AS$2:$BA$2,0)+1,FALSE)","v":7.7282140822402132E-2},{"$f":"O4591*VLOOKUP($B4591,$AR$36:$AZ$47,MATCH(AL$2,$AS$2:$BA$2,0)+1,FALSE)","v":6.3361247338763221E-2},{"$f":"P4591*VLOOKUP($B4591,$AR$36:$AZ$47,MATCH(AM$2,$AS$2:$BA$2,0)+1,FALSE)","v":7.8339352732767511E-6},{"$f":"Q4591*VLOOKUP($B4591,$AR$36:$AZ$47,MATCH(AN$2,$AS$2:$BA$2,0)+1,FALSE)","v":1.6113047550955655E-3},{"$f":"R4591*VLOOKUP($B4591,$AR$36:$BA$47,MATCH(AO$2,$AS$2:$BA$2,0)+1,FALSE)","v":0},0.67385699489069228]
[2006,7,11,10,null,2013,7,11,10,0.23747926073946554,0.48114272022761573,0,0.11747677011806452,0.1315838,9.1208999999999998E-2,0,1.8782982913506678E-3,5.0144000000000002E-4,1.0612712893764968,null,null,0.22483455352090023,0.10289341174093854,0.42563803236534642,0.10371393067140564,8.4079806406774413E-2,0,0,1.3729182590709148E-3,5.0144000000000002E-4,0.94303409296443608,null,{"$f":"J4596*VLOOKUP($B4596,$AR$36:$AZ$47,MATCH(AG$2,$AS$2:$BA$2,0)+1,FALSE)","v":0.26103948774410035},{"$f":"K4596*VLOOKUP($B4596,$AR$36:$AZ$47,MATCH(AH$2,$AS$2:$BA$2,0)+1,FALSE)","v":0.43011128811143551},{"$f":"L4596*VLOOKUP($B4596,$AR$36:$AZ$47,MATCH(AI$2,$AS$2:$BA$2,0)+1,FALSE)","v":0},{"$f":"M4596*VLOOKUP($B4596,$AR$36:$AZ$47,MATCH(AJ$2,$AS$2:$BA$2,0)+1,FALSE)","v":0.1032641936827247},{"$f":"N4596*VLOOKUP($B4596,$AR$36:$AZ$47,MATCH(AK$2,$AS$2:$BA$2,0)+1,FALSE)","v":0.10504692171741778},{"$f":"O4596*VLOOKUP($B4596,$AR$36:$AZ$47,MATCH(AL$2,$AS$2:$BA$2,0)+1,FALSE)","v":8.1895447001023913E-2},{"$f":"P4596*VLOOKUP($B4596,$AR$36:$AZ$47,MATCH(AM$2,$AS$2:$BA$2,0)+1,FALSE)","v":0},{"$f":"Q4596*VLOOKUP($B4596,$AR$36:$AZ$47,MATCH(AN$2,$AS$2:$BA$2,0)+1,FALSE)","v":1.3826985884687352E-3},{"$f":"R4596*VLOOKUP($B4596,$AR$36:$BA$47,MATCH(AO$2,$AS$2:$BA$2,0)+1,FALSE)","v":5.0144000000000002E-4},0.98324147684517094]
[2006,7,11,14,null,2013,7,11,14,0.26229496118881629,0.4980574560060087,0,0.1188943123987824,0.13345569999999995,9.1669E-2,0,1.8782982913506678E-3,6.2816000000000033E-4,1.1068778878849581,null,null,0.24832892904432444,0.10413498283115073,0.44060148198646715,0.10518935626957046,8.4503851303079774E-2,0,0,1.3729182590709148E-3,6.2816000000000033E-4,0.98475967969366351,null,{"$f":"J4600*VLOOKUP($B4600,$AR$36:$AZ$47,MATCH(AG$2,$AS$2:$BA$2,0)+1,FALSE)","v":0.28831714438299455},{"$f":"K4600*VLOOKUP($B4600,$AR$36:$AZ$47,MATCH(AH$2,$AS$2:$BA$2,0)+1,FALSE)","v":0.44523199655791784},{"$f":"L4600*VLOOKUP($B4600,$AR$36:$AZ$47,MATCH(AI$2,$AS$2:$BA$2,0)+1,FALSE)","v":0},{"$f":"M4600*VLOOKUP($B4600,$AR$36:$AZ$47,MATCH(AJ$2,$AS$2:$BA$2,0)+1,FALSE)","v":0.10451023884111975},{"$f":"N4600*VLOOKUP($B4600,$AR$36:$AZ$47,MATCH(AK$2,$AS$2:$BA$2,0)+1,FALSE)","v":0.10654131033336312},{"$f":"O4600*VLOOKUP($B4600,$AR$36:$AZ$47,MATCH(AL$2,$AS$2:$BA$2,0)+1,FALSE)","v":8.2308475382219526E-2},{"$f":"P4600*VLOOKUP($B4600,$AR$36:$AZ$47,MATCH(AM$2,$AS$2:$BA$2,0)+1,FALSE)","v":0},{"$f":"Q4600*VLOOKUP($B4600,$AR$36:$AZ$47,MATCH(AN$2,$AS$2:$BA$2,0)+1,FALSE)","v":1.3826985884687352E-3},{"$f":"R4600*VLOOKUP($B4600,$AR$36:$BA$47,MATCH(AO$2,$AS$2:$BA$2,0)+1,FALSE)","v":6.2816000000000033E-4},1.0289200240860836]
[2006,7,11,24,null,2013,7,11,24,0.24277808406756837,0.2882393791234974,1.2530102218181778E-2,7.5143427691250028E-2,8.2399399999999998E-2,6.7710999999999993E-2,2.8459785730909E-5,2.4429261413566866E-3,7.3600000000000136E-5,0.77134637902758518,null,null,0.22985123823454834,6.5815255537675962E-2,0.25498804621276461,6.4946943764851162E-2,6.2418486899418937E-2,7.0076269454450914E-3,1.4243518678685003E-5,1.7856258084643533E-3,7.3600000000000136E-5,0.68690106692184716,null,{"$f":"J4610*VLOOKUP($B4610,$AR$36:$AZ$47,MATCH(AG$2,$AS$2:$BA$2,0)+1,FALSE)","v":0.26686400531631876},{"$f":"K4610*VLOOKUP($B4610,$AR$36:$AZ$47,MATCH(AH$2,$AS$2:$BA$2,0)+1,FALSE)","v":0.25766785077949145},{"$f":"L4610*VLOOKUP($B4610,$AR$36:$AZ$47,MATCH(AI$2,$AS$2:$BA$2,0)+1,FALSE)","v":4.0017938980001916E-3},{"$f":"M4610*VLOOKUP($B4610,$AR$36:$AZ$47,MATCH(AJ$2,$AS$2:$BA$2,0)+1,FALSE)","v":6.6052424349891586E-2},{"$f":"N4610*VLOOKUP($B4610,$AR$36:$AZ$47,MATCH(AK$2,$AS$2:$BA$2,0)+1,FALSE)","v":6.5781679214023253E-2},{"$f":"O4610*VLOOKUP($B4610,$AR$36:$AZ$47,MATCH(AL$2,$AS$2:$BA$2,0)+1,FALSE)","v":6.079687982420956E-2},{"$f":"P4610*VLOOKUP($B4610,$AR$36:$AZ$47,MATCH(AM$2,$AS$2:$BA$2,0)+1,FALSE)","v":1.4243518678685003E-5},{"$f":"Q4610*VLOOKUP($B4610,$AR$36:$AZ$47,MATCH(AN$2,$AS$2:$BA$2,0)+1,FALSE)","v":1.798346164153882E-3},{"$f":"R4610*VLOOKUP($B4610,$AR$36:$BA$47,MATCH(AO$2,$AS$2:$BA$2,0)+1,FALSE)","v":7.3600000000000136E-5},0.72305082306476731]
[2006,7,12,7,null,2013,7,12,7,0.21797858966794809,0.40374611143139089,0,9.3735306960893452E-2,0.10946750000000001,7.8649999999999998E-2,0,1.8782982913506678E-3,7.6480000000000244E-5,0.90553228635158323,null,null,0.206372205861276,8.2099171811563024E-2,0.35716990659968756,8.6281933686153597E-2,7.2502458900906785E-2,0,0,1.3729182590709148E-3,7.6480000000000244E-5,0.80587507511865786,null,{"$f":"J4617*VLOOKUP($B4617,$AR$36:$AZ$47,MATCH(AG$2,$AS$2:$BA$2,0)+1,FALSE)","v":0.23960416252317612},{"$f":"K4617*VLOOKUP($B4617,$AR$36:$AZ$47,MATCH(AH$2,$AS$2:$BA$2,0)+1,FALSE)","v":0.36092359451180478},{"$f":"L4617*VLOOKUP($B4617,$AR$36:$AZ$47,MATCH(AI$2,$AS$2:$BA$2,0)+1,FALSE)","v":0},{"$f":"M4617*VLOOKUP($B4617,$AR$36:$AZ$47,MATCH(AJ$2,$AS$2:$BA$2,0)+1,FALSE)","v":8.2395020591657611E-2},{"$f":"N4617*VLOOKUP($B4617,$AR$36:$AZ$47,MATCH(AK$2,$AS$2:$BA$2,0)+1,FALSE)","v":8.7390878687964857E-2},{"$f":"O4617*VLOOKUP($B4617,$AR$36:$AZ$47,MATCH(AL$2,$AS$2:$BA$2,0)+1,FALSE)","v":7.061887430659837E-2},{"$f":"P4617*VLOOKUP($B4617,$AR$36:$AZ$47,MATCH(AM$2,$AS$2:$BA$2,0)+1,FALSE)","v":0},{"$f":"Q4617*VLOOKUP($B4617,$AR$36:$AZ$47,MATCH(AN$2,$AS$2:$BA$2,0)+1,FALSE)","v":1.3826985884687352E-3},{"$f":"R4617*VLOOKUP($B4617,$AR$36:$BA$47,MATCH(AO$2,$AS$2:$BA$2,0)+1,FALSE)","v":7.6480000000000244E-5},0.84239170920967055]
[2006,7,12,14,null,2013,7,12,14,0.31112569211059588,0.50941149758688808,0,0.12954525461197031,0.13044170000000002,9.1132000000000005E-2,0,1.8782982913506678E-3,3.0848000000000003E-4,1.1738429226008051,null,null,0.29455964220517694,0.11346373592394594,0.45064571982839813,0.10281373110109523,8.4008824978479821E-2,0,0,1.3729182590709148E-3,3.0848000000000003E-4,1.0471730522961669,null,{"$f":"J4624*VLOOKUP($B4624,$AR$36:$AZ$47,MATCH(AG$2,$AS$2:$BA$2,0)+1,FALSE)","v":0.34199235352041724},{"$f":"K4624*VLOOKUP($B4624,$AR$36:$AZ$47,MATCH(AH$2,$AS$2:$BA$2,0)+1,FALSE)","v":0.45538179462056455},{"$f":"L4624*VLOOKUP($B4624,$AR$36:$AZ$47,MATCH(AI$2,$AS$2:$BA$2,0)+1,FALSE)","v":0},{"$f":"M4624*VLOOKUP($B4624,$AR$36:$AZ$47,MATCH(AJ$2,$AS$2:$BA$2,0)+1,FALSE)","v":0.11387260859729181},{"$f":"N4624*VLOOKUP($B4624,$AR$36:$AZ$47,MATCH(AK$2,$AS$2:$BA$2,0)+1,FALSE)","v":0.10413515226484488},{"$f":"O4624*VLOOKUP($B4624,$AR$36:$AZ$47,MATCH(AL$2,$AS$2:$BA$2,0)+1,FALSE)","v":8.1826309641562914E-2},{"$f":"P4624*VLOOKUP($B4624,$AR$36:$AZ$47,MATCH(AM$2,$AS$2:$BA$2,0)+1,FALSE)","v":0},{"$f":"Q4624*VLOOKUP($B4624,$AR$36:$AZ$47,MATCH(AN$2,$AS$2:$BA$2,0)+1,FALSE)","v":1.3826985884687352E-3},{"$f":"R4624*VLOOKUP($B4624,$AR$36:$BA$47,MATCH(AO$2,$AS$2:$BA$2,0)+1,FALSE)","v":3.0848000000000003E-4},1.0988993972331502]
[2006,7,12,24,null,2013,7,12,24,0.25680742811271123,0.29340538916917352,1.2530102218181778E-2,8.1312267918236592E-2,8.2322400000000004E-2,6.6572999999999993E-2,2.8459785730909E-5,2.4429261413566866E-3,0,0.79542197334539078,null,null,0.24313358253172596,7.1218306854131844E-2,0.25955810465609092,6.4886252610912007E-2,6.1369436699428702E-2,7.0076269454450914E-3,1.4243518678685003E-5,1.7856258084643533E-3,0,0.7089731796248776,null,{"$f":"J4634*VLOOKUP($B4634,$AR$36:$AZ$47,MATCH(AG$2,$AS$2:$BA$2,0)+1,FALSE)","v":0.28228519524055212},{"$f":"K4634*VLOOKUP($B4634,$AR$36:$AZ$47,MATCH(AH$2,$AS$2:$BA$2,0)+1,FALSE)","v":0.26228593838994352},{"$f":"L4634*VLOOKUP($B4634,$AR$36:$AZ$47,MATCH(AI$2,$AS$2:$BA$2,0)+1,FALSE)","v":4.0017938980001916E-3},{"$f":"M4634*VLOOKUP($B4634,$AR$36:$AZ$47,MATCH(AJ$2,$AS$2:$BA$2,0)+1,FALSE)","v":7.1474945852288335E-2},{"$f":"N4634*VLOOKUP($B4634,$AR$36:$AZ$47,MATCH(AK$2,$AS$2:$BA$2,0)+1,FALSE)","v":6.5720208022491775E-2},{"$f":"O4634*VLOOKUP($B4634,$AR$36:$AZ$47,MATCH(AL$2,$AS$2:$BA$2,0)+1,FALSE)","v":5.9775083524643009E-2},{"$f":"P4634*VLOOKUP($B4634,$AR$36:$AZ$47,MATCH(AM$2,$AS$2:$BA$2,0)+1,FALSE)","v":1.4243518678685003E-5},{"$f":"Q4634*VLOOKUP($B4634,$AR$36:$AZ$47,MATCH(AN$2,$AS$2:$BA$2,0)+1,FALSE)","v":1.798346164153882E-3},{"$f":"R4634*VLOOKUP($B4634,$AR$36:$BA$47,MATCH(AO$2,$AS$2:$BA$2,0)+1,FALSE)","v":0},0.74735575461075154]
[2006,7,13,7,null,2013,7,13,7,0.20252221517465774,0.33995809258470322,0,8.8520257304191247E-2,8.4027300000000013E-2,6.7832000000000003E-2,0,1.8782982913506678E-3,1.7312000000000035E-4,0.7849112833549029,null,null,0.19173881409717047,7.7531509191649139E-2,0.30074048204652476,6.6230049342741321E-2,6.2530029143881879E-2,0,0,1.3729182590709148E-3,1.7312000000000035E-4,0.70031692208103846,null,{"$f":"J4641*VLOOKUP($B4641,$AR$36:$AZ$47,MATCH(AG$2,$AS$2:$BA$2,0)+1,FALSE)","v":0.22261436700357529},{"$f":"K4641*VLOOKUP($B4641,$AR$36:$AZ$47,MATCH(AH$2,$AS$2:$BA$2,0)+1,FALSE)","v":0.30390112321836787},{"$f":"L4641*VLOOKUP($B4641,$AR$36:$AZ$47,MATCH(AI$2,$AS$2:$BA$2,0)+1,FALSE)","v":0},{"$f":"M4641*VLOOKUP($B4641,$AR$36:$AZ$47,MATCH(AJ$2,$AS$2:$BA$2,0)+1,FALSE)","v":7.7810898153889696E-2},{"$f":"N4641*VLOOKUP($B4641,$AR$36:$AZ$47,MATCH(AK$2,$AS$2:$BA$2,0)+1,FALSE)","v":6.708127600225848E-2},{"$f":"O4641*VLOOKUP($B4641,$AR$36:$AZ$47,MATCH(AL$2,$AS$2:$BA$2,0)+1,FALSE)","v":6.0905524246219714E-2},{"$f":"P4641*VLOOKUP($B4641,$AR$36:$AZ$47,MATCH(AM$2,$AS$2:$BA$2,0)+1,FALSE)","v":0},{"$f":"Q4641*VLOOKUP($B4641,$AR$36:$AZ$47,MATCH(AN$2,$AS$2:$BA$2,0)+1,FALSE)","v":1.3826985884687352E-3},{"$f":"R4641*VLOOKUP($B4641,$AR$36:$BA$47,MATCH(AO$2,$AS$2:$BA$2,0)+1,FALSE)","v":1.7312000000000035E-4},0.7338690072127797]
[2006,7,13,17,null,2013,7,13,17,0.38295859555593637,0.41914539540662388,0,0.13013162147322752,9.7798799999999991E-2,7.8492999999999993E-2,0,1.8782982913506678E-3,3.4911999999999964E-4,1.1107548307271387,null,null,0.36256776520485867,0.11397731224057386,0.37079272713816025,7.7084701634598365E-2,7.2357730534124295E-2,0,0,1.3729182590709148E-3,3.4911999999999964E-4,0.99850227501138633,null,{"$f":"J4651*VLOOKUP($B4651,$AR$36:$AZ$47,MATCH(AG$2,$AS$2:$BA$2,0)+1,FALSE)","v":0.42095177195618017},{"$f":"K4651*VLOOKUP($B4651,$AR$36:$AZ$47,MATCH(AH$2,$AS$2:$BA$2,0)+1,FALSE)","v":0.37468958449383732},{"$f":"L4651*VLOOKUP($B4651,$AR$36:$AZ$47,MATCH(AI$2,$AS$2:$BA$2,0)+1,FALSE)","v":0},{"$f":"M4651*VLOOKUP($B4651,$AR$36:$AZ$47,MATCH(AJ$2,$AS$2:$BA$2,0)+1,FALSE)","v":0.11438803561379168},{"$f":"N4651*VLOOKUP($B4651,$AR$36:$AZ$47,MATCH(AK$2,$AS$2:$BA$2,0)+1,FALSE)","v":7.8075438524023447E-2},{"$f":"O4651*VLOOKUP($B4651,$AR$36:$AZ$47,MATCH(AL$2,$AS$2:$BA$2,0)+1,FALSE)","v":7.0477905924320725E-2},{"$f":"P4651*VLOOKUP($B4651,$AR$36:$AZ$47,MATCH(AM$2,$AS$2:$BA$2,0)+1,FALSE)","v":0},{"$f":"Q4651*VLOOKUP($B4651,$AR$36:$AZ$47,MATCH(AN$2,$AS$2:$BA$2,0)+1,FALSE)","v":1.3826985884687352E-3},{"$f":"R4651*VLOOKUP($B4651,$AR$36:$BA$47,MATCH(AO$2,$AS$2:$BA$2,0)+1,FALSE)","v":3.4911999999999964E-4},1.0603145551006223]
[2006,7,13,21,null,2013,7,13,21,0.3889951740225982,0.34951137143594013,1.2530102218181778E-2,0.10044543393996248,9.1597200000000017E-2,7.5412999999999994E-2,2.8459785730909E-5,2.4429261413566866E-3,3.2416000000000009E-4,1.0212878275437702,null,null,0.36828292289955433,8.7976315500459534E-2,0.3091916933855518,7.2196620332403219E-2,6.9518473402340533E-2,7.0076269454450914E-3,1.4243518678685003E-5,1.7856258084643533E-3,3.2416000000000009E-4,0.91629768179289761,null,{"$f":"J4655*VLOOKUP($B4655,$AR$36:$AZ$47,MATCH(AG$2,$AS$2:$BA$2,0)+1,FALSE)","v":0.42758723707325091},{"$f":"K4655*VLOOKUP($B4655,$AR$36:$AZ$47,MATCH(AH$2,$AS$2:$BA$2,0)+1,FALSE)","v":0.31244115281800394},{"$f":"L4655*VLOOKUP($B4655,$AR$36:$AZ$47,MATCH(AI$2,$AS$2:$BA$2,0)+1,FALSE)","v":4.0017938980001916E-3},{"$f":"M4655*VLOOKUP($B4655,$AR$36:$AZ$47,MATCH(AJ$2,$AS$2:$BA$2,0)+1,FALSE)","v":8.8293342883851031E-2},{"$f":"N4655*VLOOKUP($B4655,$AR$36:$AZ$47,MATCH(AK$2,$AS$2:$BA$2,0)+1,FALSE)","v":7.3124532791534066E-2},{"$f":"O4655*VLOOKUP($B4655,$AR$36:$AZ$47,MATCH(AL$2,$AS$2:$BA$2,0)+1,FALSE)","v":6.7712411545880508E-2},{"$f":"P4655*VLOOKUP($B4655,$AR$36:$AZ$47,MATCH(AM$2,$AS$2:$BA$2,0)+1,FALSE)","v":1.4243518678685003E-5},{"$f":"Q4655*VLOOKUP($B4655,$AR$36:$AZ$47,MATCH(AN$2,$AS$2:$BA$2,0)+1,FALSE)","v":1.798346164153882E-3},{"$f":"R4655*VLOOKUP($B4655,$AR$36:$BA$47,MATCH(AO$2,$AS$2:$BA$2,0)+1,FALSE)","v":3.2416000000000009E-4},0.97529722069335323]
[2006,7,14,2,null,2013,7,14,2,0.21292703758417805,0.27964621709022441,1.2530102218181778E-2,7.9072573805444774E-2,8.6029700000000014E-2,7.0623000000000005E-2,2.8459785730909E-5,2.4429261413566866E-3,2.3392000000000006E-4,0.74353393662511658,null,null,0.20158962630546362,6.9256644405550377E-2,0.24738619248855442,6.7808334623880959E-2,6.5102875460378143E-2,7.0076269454450914E-3,1.4243518678685003E-5,1.7856258084643533E-3,2.3392000000000006E-4,0.66018508955641564,null,{"$f":"J4660*VLOOKUP($B4660,$AR$36:$AZ$47,MATCH(AG$2,$AS$2:$BA$2,0)+1,FALSE)","v":0.23405144788125778},{"$f":"K4660*VLOOKUP($B4660,$AR$36:$AZ$47,MATCH(AH$2,$AS$2:$BA$2,0)+1,FALSE)","v":0.2499861051441572},{"$f":"L4660*VLOOKUP($B4660,$AR$36:$AZ$47,MATCH(AI$2,$AS$2:$BA$2,0)+1,FALSE)","v":4.0017938980001916E-3},{"$f":"M4660*VLOOKUP($B4660,$AR$36:$AZ$47,MATCH(AJ$2,$AS$2:$BA$2,0)+1,FALSE)","v":6.9506214447594833E-2},{"$f":"N4660*VLOOKUP($B4660,$AR$36:$AZ$47,MATCH(AK$2,$AS$2:$BA$2,0)+1,FALSE)","v":6.86798463129423E-2},{"$f":"O4660*VLOOKUP($B4660,$AR$36:$AZ$47,MATCH(AL$2,$AS$2:$BA$2,0)+1,FALSE)","v":6.3411529054734864E-2},{"$f":"P4660*VLOOKUP($B4660,$AR$36:$AZ$47,MATCH(AM$2,$AS$2:$BA$2,0)+1,FALSE)","v":1.4243518678685003E-5},{"$f":"Q4660*VLOOKUP($B4660,$AR$36:$AZ$47,MATCH(AN$2,$AS$2:$BA$2,0)+1,FALSE)","v":1.798346164153882E-3},{"$f":"R4660*VLOOKUP($B4660,$AR$36:$BA$47,MATCH(AO$2,$AS$2:$BA$2,0)+1,FALSE)","v":2.3392000000000006E-4},0.6916834464215198]
[2006,7,14,11,null,2013,7,14,11,0.33881618285739534,0.40358575616039277,0,0.10149044126422252,0.10432529999999997,8.0709000000000003E-2,0,1.8782982913506678E-3,8.3167999999999979E-4,1.0316366585733612,null,null,0.32077573831582418,8.8891597464539091E-2,0.35702804993396736,8.2228868078544556E-2,7.4400520730238867E-2,0,0,1.3729182590709148E-3,8.3167999999999979E-4,0.92552937278218494,null,{"$f":"J4669*VLOOKUP($B4669,$AR$36:$AZ$47,MATCH(AG$2,$AS$2:$BA$2,0)+1,FALSE)","v":0.37243000730719289},{"$f":"K4669*VLOOKUP($B4669,$AR$36:$AZ$47,MATCH(AH$2,$AS$2:$BA$2,0)+1,FALSE)","v":0.36078024699917521},{"$f":"L4669*VLOOKUP($B4669,$AR$36:$AZ$47,MATCH(AI$2,$AS$2:$BA$2,0)+1,FALSE)","v":0},{"$f":"M4669*VLOOKUP($B4669,$AR$36:$AZ$47,MATCH(AJ$2,$AS$2:$BA$2,0)+1,FALSE)","v":8.9211923115702849E-2},{"$f":"N4669*VLOOKUP($B4669,$AR$36:$AZ$47,MATCH(AK$2,$AS$2:$BA$2,0)+1,FALSE)","v":8.3285720751689191E-2},{"$f":"O4669*VLOOKUP($B4669,$AR$36:$AZ$47,MATCH(AL$2,$AS$2:$BA$2,0)+1,FALSE)","v":7.2467625256341359E-2},{"$f":"P4669*VLOOKUP($B4669,$AR$36:$AZ$47,MATCH(AM$2,$AS$2:$BA$2,0)+1,FALSE)","v":0},{"$f":"Q4669*VLOOKUP($B4669,$AR$36:$AZ$47,MATCH(AN$2,$AS$2:$BA$2,0)+1,FALSE)","v":1.3826985884687352E-3},{"$f":"R4669*VLOOKUP($B4669,$AR$36:$BA$47,MATCH(AO$2,$AS$2:$BA$2,0)+1,FALSE)","v":8.3167999999999979E-4},0.98038990201857013]
[2006,7,14,19,null,2013,7,14,19,0.44921893937231111,0.35784071348448926,0,9.5528812960459453E-2,9.9163499999999974E-2,7.9713999999999993E-2,0,1.8782982913506678E-3,4.1536000000000014E-4,1.0837596241086107,null,null,0.42530004242227804,8.3670035149801938E-2,0.31656016143338017,7.8160353813569228E-2,7.3483293182795728E-2,0,0,1.3729182590709148E-3,4.1536000000000014E-4,0.978962164260896,null,{"$f":"J4677*VLOOKUP($B4677,$AR$36:$AZ$47,MATCH(AG$2,$AS$2:$BA$2,0)+1,FALSE)","v":0.49378577924471639},{"$f":"K4677*VLOOKUP($B4677,$AR$36:$AZ$47,MATCH(AH$2,$AS$2:$BA$2,0)+1,FALSE)","v":0.31988706000314726},{"$f":"L4677*VLOOKUP($B4677,$AR$36:$AZ$47,MATCH(AI$2,$AS$2:$BA$2,0)+1,FALSE)","v":0},{"$f":"M4677*VLOOKUP($B4677,$AR$36:$AZ$47,MATCH(AJ$2,$AS$2:$BA$2,0)+1,FALSE)","v":8.3971544620401184E-2},{"$f":"N4677*VLOOKUP($B4677,$AR$36:$AZ$47,MATCH(AK$2,$AS$2:$BA$2,0)+1,FALSE)","v":7.9164915603023731E-2},{"$f":"O4677*VLOOKUP($B4677,$AR$36:$AZ$47,MATCH(AL$2,$AS$2:$BA$2,0)+1,FALSE)","v":7.1574226910059532E-2},{"$f":"P4677*VLOOKUP($B4677,$AR$36:$AZ$47,MATCH(AM$2,$AS$2:$BA$2,0)+1,FALSE)","v":0},{"$f":"Q4677*VLOOKUP($B4677,$AR$36:$AZ$47,MATCH(AN$2,$AS$2:$BA$2,0)+1,FALSE)","v":1.3826985884687352E-3},{"$f":"R4677*VLOOKUP($B4677,$AR$36:$BA$47,MATCH(AO$2,$AS$2:$BA$2,0)+1,FALSE)","v":4.1536000000000014E-4},1.0501815849698171]
[2006,7,15,1,null,2013,7,15,1,0.26146444215844539,0.27726749405730067,1.2530102218181778E-2,6.2319005527623997E-2,9.4130099999999953E-2,7.4259000000000006E-2,2.8459785730909E-5,2.4429261413566866E-3,1.8592000000000052E-4,0.78462744988863942,null,null,0.24754263143331365,5.4582834449698817E-2,0.24528187925942188,7.4193044018279419E-2,6.8454673814652742E-2,7.0076269454450914E-3,1.4243518678685003E-5,1.7856258084643533E-3,1.8592000000000052E-4,0.69904847924795466,null,{"$f":"J4683*VLOOKUP($B4683,$AR$36:$AZ$47,MATCH(AG$2,$AS$2:$BA$2,0)+1,FALSE)","v":0.28740422987595643},{"$f":"K4683*VLOOKUP($B4683,$AR$36:$AZ$47,MATCH(AH$2,$AS$2:$BA$2,0)+1,FALSE)","v":0.2478596765716389},{"$f":"L4683*VLOOKUP($B4683,$AR$36:$AZ$47,MATCH(AI$2,$AS$2:$BA$2,0)+1,FALSE)","v":4.0017938980001916E-3},{"$f":"M4683*VLOOKUP($B4683,$AR$36:$AZ$47,MATCH(AJ$2,$AS$2:$BA$2,0)+1,FALSE)","v":5.477952662855675E-2},{"$f":"N4683*VLOOKUP($B4683,$AR$36:$AZ$47,MATCH(AK$2,$AS$2:$BA$2,0)+1,FALSE)","v":7.5146615662054911E-2},{"$f":"O4683*VLOOKUP($B4683,$AR$36:$AZ$47,MATCH(AL$2,$AS$2:$BA$2,0)+1,FALSE)","v":6.6676249041750651E-2},{"$f":"P4683*VLOOKUP($B4683,$AR$36:$AZ$47,MATCH(AM$2,$AS$2:$BA$2,0)+1,FALSE)","v":1.4243518678685003E-5},{"$f":"Q4683*VLOOKUP($B4683,$AR$36:$AZ$47,MATCH(AN$2,$AS$2:$BA$2,0)+1,FALSE)","v":1.798346164153882E-3},{"$f":"R4683*VLOOKUP($B4683,$AR$36:$BA$47,MATCH(AO$2,$AS$2:$BA$2,0)+1,FALSE)","v":1.8592000000000052E-4},0.73786660136079041]
[2006,7,15,12,null,2013,7,15,12,0.32736164303062415,0.51217322148388744,0,0.13506426504466251,0.15128019999999998,0.100997,0,1.8782982913506678E-3,8.7839999999999967E-4,1.2296330278505248,null,null,0.30993110144218627,0.11829762616695164,0.45308885089125422,0.11923857020967914,9.3102744330767748E-2,0,0,1.3729182590709148E-3,8.7839999999999967E-4,1.09591021129991,null,{"$f":"J4694*VLOOKUP($B4694,$AR$36:$AZ$47,MATCH(AG$2,$AS$2:$BA$2,0)+1,FALSE)","v":0.35983906694712026},{"$f":"K4694*VLOOKUP($B4694,$AR$36:$AZ$47,MATCH(AH$2,$AS$2:$BA$2,0)+1,FALSE)","v":0.45785060184305476},{"$f":"L4694*VLOOKUP($B4694,$AR$36:$AZ$47,MATCH(AI$2,$AS$2:$BA$2,0)+1,FALSE)","v":0},{"$f":"M4694*VLOOKUP($B4694,$AR$36:$AZ$47,MATCH(AJ$2,$AS$2:$BA$2,0)+1,FALSE)","v":0.1187239180237064},{"$f":"N4694*VLOOKUP($B4694,$AR$36:$AZ$47,MATCH(AK$2,$AS$2:$BA$2,0)+1,FALSE)","v":0.12077109284574014},{"$f":"O4694*VLOOKUP($B4694,$AR$36:$AZ$47,MATCH(AL$2,$AS$2:$BA$2,0)+1,FALSE)","v":9.0683972642638472E-2},{"$f":"P4694*VLOOKUP($B4694,$AR$36:$AZ$47,MATCH(AM$2,$AS$2:$BA$2,0)+1,FALSE)","v":0},{"$f":"Q4694*VLOOKUP($B4694,$AR$36:$AZ$47,MATCH(AN$2,$AS$2:$BA$2,0)+1,FALSE)","v":1.3826985884687352E-3},{"$f":"R4694*VLOOKUP($B4694,$AR$36:$BA$47,MATCH(AO$2,$AS$2:$BA$2,0)+1,FALSE)","v":8.7839999999999967E-4},1.1501297508907289]
[2006,7,15,18,null,2013,7,15,18,0.45437875754611767,0.44973626005263911,0,0.11834880321786032,0.1231836,8.5572999999999996E-2,0,1.8782982913506678E-3,6.0736000000000015E-4,1.2337060791079677,null,null,0.43018512338364062,0.10365719219471541,0.39785462559133616,9.709291987504666E-2,7.8884334590302557E-2,0,0,1.3729182590709148E-3,6.0736000000000015E-4,1.1096544738941125,null,{"$f":"J4700*VLOOKUP($B4700,$AR$36:$AZ$47,MATCH(AG$2,$AS$2:$BA$2,0)+1,FALSE)","v":0.49945750101422637},{"$f":"K4700*VLOOKUP($B4700,$AR$36:$AZ$47,MATCH(AH$2,$AS$2:$BA$2,0)+1,FALSE)","v":0.40203589078548346},{"$f":"L4700*VLOOKUP($B4700,$AR$36:$AZ$47,MATCH(AI$2,$AS$2:$BA$2,0)+1,FALSE)","v":0},{"$f":"M4700*VLOOKUP($B4700,$AR$36:$AZ$47,MATCH(AJ$2,$AS$2:$BA$2,0)+1,FALSE)","v":0.10403072646043522},{"$f":"N4700*VLOOKUP($B4700,$AR$36:$AZ$47,MATCH(AK$2,$AS$2:$BA$2,0)+1,FALSE)","v":9.8340813884913683E-2},{"$f":"O4700*VLOOKUP($B4700,$AR$36:$AZ$47,MATCH(AL$2,$AS$2:$BA$2,0)+1,FALSE)","v":7.6834951443592397E-2},{"$f":"P4700*VLOOKUP($B4700,$AR$36:$AZ$47,MATCH(AM$2,$AS$2:$BA$2,0)+1,FALSE)","v":0},{"$f":"Q4700*VLOOKUP($B4700,$AR$36:$AZ$47,MATCH(AN$2,$AS$2:$BA$2,0)+1,FALSE)","v":1.3826985884687352E-3},{"$f":"R4700*VLOOKUP($B4700,$AR$36:$BA$47,MATCH(AO$2,$AS$2:$BA$2,0)+1,FALSE)","v":6.0736000000000015E-4},1.1826899421771202]
[2006,7,16,5,null,2013,7,16,5,0.1707244582589976,0.32132020021886959,7.5180613309090661E-3,8.2971226162410552E-2,0.10590969999999997,7.4880000000000002E-2,1.7075871438545397E-5,2.2170750013542784E-3,1.6768000000000029E-4,0.76572547684397951,null,null,0.16163414534909873,7.2671324957262071E-2,0.28425265940986999,8.3477687095443107E-2,6.9027134424664988E-2,4.2045761672670542E-3,8.5461112072110009E-6,1.6205427887069773E-3,1.6768000000000029E-4,0.67706429630352016,null,{"$f":"J4711*VLOOKUP($B4711,$AR$36:$AZ$47,MATCH(AG$2,$AS$2:$BA$2,0)+1,FALSE)","v":0.18766196673574029},{"$f":"K4711*VLOOKUP($B4711,$AR$36:$AZ$47,MATCH(AH$2,$AS$2:$BA$2,0)+1,FALSE)","v":0.2872400213121421},{"$f":"L4711*VLOOKUP($B4711,$AR$36:$AZ$47,MATCH(AI$2,$AS$2:$BA$2,0)+1,FALSE)","v":2.401076338800115E-3},{"$f":"M4711*VLOOKUP($B4711,$AR$36:$AZ$47,MATCH(AJ$2,$AS$2:$BA$2,0)+1,FALSE)","v":7.2933199984281952E-2},{"$f":"N4711*VLOOKUP($B4711,$AR$36:$AZ$47,MATCH(AK$2,$AS$2:$BA$2,0)+1,FALSE)","v":8.4550590308344928E-2},{"$f":"O4711*VLOOKUP($B4711,$AR$36:$AZ$47,MATCH(AL$2,$AS$2:$BA$2,0)+1,FALSE)","v":6.7233837356364734E-2},{"$f":"P4711*VLOOKUP($B4711,$AR$36:$AZ$47,MATCH(AM$2,$AS$2:$BA$2,0)+1,FALSE)","v":8.5461112072110009E-6},{"$f":"Q4711*VLOOKUP($B4711,$AR$36:$AZ$47,MATCH(AN$2,$AS$2:$BA$2,0)+1,FALSE)","v":1.632087133879823E-3},{"$f":"R4711*VLOOKUP($B4711,$AR$36:$BA$47,MATCH(AO$2,$AS$2:$BA$2,0)+1,FALSE)","v":1.6768000000000029E-4},0.70382900528076131]
[2006,7,16,8,null,2013,7,16,8,0.24221197746234141,0.45968478388546874,0,0.11221523594838612,0.1385255,9.6998000000000001E-2,0,1.8782982913506678E-3,4.9759999999999995E-4,1.0520113955875472,null,null,0.22931527427106324,9.8285035113238856E-2,0.40665548639858717,0.1091853564285406,8.941631924310435E-2,0,0,1.3729182590709148E-3,4.9759999999999995E-4,0.93472798971360505,null,{"$f":"J4714*VLOOKUP($B4714,$AR$36:$AZ$47,MATCH(AG$2,$AS$2:$BA$2,0)+1,FALSE)","v":0.26624173549041125},{"$f":"K4714*VLOOKUP($B4714,$AR$36:$AZ$47,MATCH(AH$2,$AS$2:$BA$2,0)+1,FALSE)","v":0.41092924450498153},{"$f":"L4714*VLOOKUP($B4714,$AR$36:$AZ$47,MATCH(AI$2,$AS$2:$BA$2,0)+1,FALSE)","v":0},{"$f":"M4714*VLOOKUP($B4714,$AR$36:$AZ$47,MATCH(AJ$2,$AS$2:$BA$2,0)+1,FALSE)","v":9.8639210522054738E-2},{"$f":"N4714*VLOOKUP($B4714,$AR$36:$AZ$47,MATCH(AK$2,$AS$2:$BA$2,0)+1,FALSE)","v":0.11058866938305593},{"$f":"O4714*VLOOKUP($B4714,$AR$36:$AZ$47,MATCH(AL$2,$AS$2:$BA$2,0)+1,FALSE)","v":8.7093319389592222E-2},{"$f":"P4714*VLOOKUP($B4714,$AR$36:$AZ$47,MATCH(AM$2,$AS$2:$BA$2,0)+1,FALSE)","v":0},{"$f":"Q4714*VLOOKUP($B4714,$AR$36:$AZ$47,MATCH(AN$2,$AS$2:$BA$2,0)+1,FALSE)","v":1.3826985884687352E-3},{"$f":"R4714*VLOOKUP($B4714,$AR$36:$BA$47,MATCH(AO$2,$AS$2:$BA$2,0)+1,FALSE)","v":4.9759999999999995E-4},0.97537247787856429]
[2006,7,16,14,null,2013,7,16,14,0.31900746289024906,0.5310267566469421,0,0.13595523395126013,0.1543223,0.10318099999999999,0,1.8782982913506678E-3,5.9455999999999995E-4,1.2459656117798019,null,null,0.30202174398484155,0.11907799176997928,0.46976743974351237,0.12163634370835819,9.5116035751487138E-2,0,0,1.3729182590709148E-3,5.9455999999999995E-4,1.1095870332172495,null,{"$f":"J4720*VLOOKUP($B4720,$AR$36:$AZ$47,MATCH(AG$2,$AS$2:$BA$2,0)+1,FALSE)","v":0.35065607177703706},{"$f":"K4720*VLOOKUP($B4720,$AR$36:$AZ$47,MATCH(AH$2,$AS$2:$BA$2,0)+1,FALSE)","v":0.47470447482818373},{"$f":"L4720*VLOOKUP($B4720,$AR$36:$AZ$47,MATCH(AI$2,$AS$2:$BA$2,0)+1,FALSE)","v":0},{"$f":"M4720*VLOOKUP($B4720,$AR$36:$AZ$47,MATCH(AJ$2,$AS$2:$BA$2,0)+1,FALSE)","v":0.1195070957161448},{"$f":"N4720*VLOOKUP($B4720,$AR$36:$AZ$47,MATCH(AK$2,$AS$2:$BA$2,0)+1,FALSE)","v":0.12319968390753162},{"$f":"O4720*VLOOKUP($B4720,$AR$36:$AZ$47,MATCH(AL$2,$AS$2:$BA$2,0)+1,FALSE)","v":9.2644959565532439E-2},{"$f":"P4720*VLOOKUP($B4720,$AR$36:$AZ$47,MATCH(AM$2,$AS$2:$BA$2,0)+1,FALSE)","v":0},{"$f":"Q4720*VLOOKUP($B4720,$AR$36:$AZ$47,MATCH(AN$2,$AS$2:$BA$2,0)+1,FALSE)","v":1.3826985884687352E-3},{"$f":"R4720*VLOOKUP($B4720,$AR$36:$BA$47,MATCH(AO$2,$AS$2:$BA$2,0)+1,FALSE)","v":5.9455999999999995E-4},1.1626895443828984]
[2006,7,16,22,null,2013,7,16,22,0.35531560638197912,0.35460836695956793,1.2530102218181778E-2,9.5813611857083661E-2,0.10844010000000001,8.3338999999999996E-2,2.8459785730909E-5,2.4429261413566866E-3,3.132800000000002E-4,1.0128314533439002,null,null,0.33639664142100861,8.3919479615327072E-2,0.31370069883122415,8.5472140289308385E-2,7.6824951333028232E-2,7.0076269454450914E-3,1.4243518678685003E-5,1.7856258084643533E-3,3.132800000000002E-4,0.90543468776248459,null,{"$f":"J4728*VLOOKUP($B4728,$AR$36:$AZ$47,MATCH(AG$2,$AS$2:$BA$2,0)+1,FALSE)","v":0.3905663323551955},{"$f":"K4728*VLOOKUP($B4728,$AR$36:$AZ$47,MATCH(AH$2,$AS$2:$BA$2,0)+1,FALSE)","v":0.31699754579248074},{"$f":"L4728*VLOOKUP($B4728,$AR$36:$AZ$47,MATCH(AI$2,$AS$2:$BA$2,0)+1,FALSE)","v":4.0017938980001916E-3},{"$f":"M4728*VLOOKUP($B4728,$AR$36:$AZ$47,MATCH(AJ$2,$AS$2:$BA$2,0)+1,FALSE)","v":8.4221887972470461E-2},{"$f":"N4728*VLOOKUP($B4728,$AR$36:$AZ$47,MATCH(AK$2,$AS$2:$BA$2,0)+1,FALSE)","v":8.6570677360958997E-2},{"$f":"O4728*VLOOKUP($B4728,$AR$36:$AZ$47,MATCH(AL$2,$AS$2:$BA$2,0)+1,FALSE)","v":7.4829070131438025E-2},{"$f":"P4728*VLOOKUP($B4728,$AR$36:$AZ$47,MATCH(AM$2,$AS$2:$BA$2,0)+1,FALSE)","v":1.4243518678685003E-5},{"$f":"Q4728*VLOOKUP($B4728,$AR$36:$AZ$47,MATCH(AN$2,$AS$2:$BA$2,0)+1,FALSE)","v":1.798346164153882E-3},{"$f":"R4728*VLOOKUP($B4728,$AR$36:$BA$47,MATCH(AO$2,$AS$2:$BA$2,0)+1,FALSE)","v":3.132800000000002E-4},0.9593131771933765]
[2006,7,17,7,null,2013,7,17,7,0.24254300258383699,0.44267864488240238,0,0.11164548870981922,0.13656600000000002,9.3835000000000002E-2,0,1.8782982913506678E-3,2.0256000000000017E-4,1.0293489944674095,null,null,0.22962867378714691,9.7786015288747502E-2,0.39161117784088434,0.10764088479030993,8.6500549662639398E-2,0,0,1.3729182590709148E-3,2.0256000000000017E-4,0.91474277962879913,null,{"$f":"J4737*VLOOKUP($B4737,$AR$36:$AZ$47,MATCH(AG$2,$AS$2:$BA$2,0)+1,FALSE)","v":0.26660560148812645},{"$f":"K4737*VLOOKUP($B4737,$AR$36:$AZ$47,MATCH(AH$2,$AS$2:$BA$2,0)+1,FALSE)","v":0.39572682733248293},{"$f":"L4737*VLOOKUP($B4737,$AR$36:$AZ$47,MATCH(AI$2,$AS$2:$BA$2,0)+1,FALSE)","v":0},{"$f":"M4737*VLOOKUP($B4737,$AR$36:$AZ$47,MATCH(AJ$2,$AS$2:$BA$2,0)+1,FALSE)","v":9.8138392452793544E-2},{"$f":"N4737*VLOOKUP($B4737,$AR$36:$AZ$47,MATCH(AK$2,$AS$2:$BA$2,0)+1,FALSE)","v":0.10902434730765397},{"$f":"O4737*VLOOKUP($B4737,$AR$36:$AZ$47,MATCH(AL$2,$AS$2:$BA$2,0)+1,FALSE)","v":8.4253300324979755E-2},{"$f":"P4737*VLOOKUP($B4737,$AR$36:$AZ$47,MATCH(AM$2,$AS$2:$BA$2,0)+1,FALSE)","v":0},{"$f":"Q4737*VLOOKUP($B4737,$AR$36:$AZ$47,MATCH(AN$2,$AS$2:$BA$2,0)+1,FALSE)","v":1.3826985884687352E-3},{"$f":"R4737*VLOOKUP($B4737,$AR$36:$BA$47,MATCH(AO$2,$AS$2:$BA$2,0)+1,FALSE)","v":2.0256000000000017E-4},0.9553337274945054]
[2006,7,17,19,null,2013,7,17,19,0.47007099924606377,0.4492239693166501,0,0.10148260555310096,0.11632750000000001,8.6986999999999995E-2,0,1.8782982913506678E-3,3.532800000000002E-4,1.2263236524071652,null,null,0.44504182348184462,8.8884734464731524E-2,0.39740143278242868,9.1688963764368719E-2,8.0187811728076014E-2,0,0,1.3729182590709148E-3,3.532800000000002E-4,1.1049309644805205,null,{"$f":"J4749*VLOOKUP($B4749,$AR$36:$AZ$47,MATCH(AG$2,$AS$2:$BA$2,0)+1,FALSE)","v":0.51670656403621595},{"$f":"K4749*VLOOKUP($B4749,$AR$36:$AZ$47,MATCH(AH$2,$AS$2:$BA$2,0)+1,FALSE)","v":0.40157793513307427},{"$f":"L4749*VLOOKUP($B4749,$AR$36:$AZ$47,MATCH(AI$2,$AS$2:$BA$2,0)+1,FALSE)","v":0},{"$f":"M4749*VLOOKUP($B4749,$AR$36:$AZ$47,MATCH(AJ$2,$AS$2:$BA$2,0)+1,FALSE)","v":8.9205035384706449E-2},{"$f":"N4749*VLOOKUP($B4749,$AR$36:$AZ$47,MATCH(AK$2,$AS$2:$BA$2,0)+1,FALSE)","v":9.2867403024406631E-2},{"$f":"O4749*VLOOKUP($B4749,$AR$36:$AZ$47,MATCH(AL$2,$AS$2:$BA$2,0)+1,FALSE)","v":7.8104564771876314E-2},{"$f":"P4749*VLOOKUP($B4749,$AR$36:$AZ$47,MATCH(AM$2,$AS$2:$BA$2,0)+1,FALSE)","v":0},{"$f":"Q4749*VLOOKUP($B4749,$AR$36:$AZ$47,MATCH(AN$2,$AS$2:$BA$2,0)+1,FALSE)","v":1.3826985884687352E-3},{"$f":"R4749*VLOOKUP($B4749,$AR$36:$BA$47,MATCH(AO$2,$AS$2:$BA$2,0)+1,FALSE)","v":3.532800000000002E-4},1.1801974809387483]
[2006,7,17,24,null,2013,7,17,24,0.28291115028499392,0.32545543859221171,1.2530102218181778E-2,7.9992712956052425E-2,9.9473600000000009E-2,7.6744000000000007E-2,2.8459785730909E-5,2.4429261413566866E-3,0,0.87957838997852744,null,null,0.26784739838900873,7.0062559110110945E-2,0.28791085613735728,7.8404773642615097E-2,7.0745438091432827E-2,7.0076269454450914E-3,1.4243518678685003E-5,1.7856258084643533E-3,0,0.78377852164311301,null,{"$f":"J4754*VLOOKUP($B4754,$AR$36:$AZ$47,MATCH(AG$2,$AS$2:$BA$2,0)+1,FALSE)","v":0.31097865774691652},{"$f":"K4754*VLOOKUP($B4754,$AR$36:$AZ$47,MATCH(AH$2,$AS$2:$BA$2,0)+1,FALSE)","v":0.29093666396853435},{"$f":"L4754*VLOOKUP($B4754,$AR$36:$AZ$47,MATCH(AI$2,$AS$2:$BA$2,0)+1,FALSE)","v":4.0017938980001916E-3},{"$f":"M4754*VLOOKUP($B4754,$AR$36:$AZ$47,MATCH(AJ$2,$AS$2:$BA$2,0)+1,FALSE)","v":7.031503330912732E-2},{"$f":"N4754*VLOOKUP($B4754,$AR$36:$AZ$47,MATCH(AK$2,$AS$2:$BA$2,0)+1,FALSE)","v":7.9412476856191488E-2},{"$f":"O4754*VLOOKUP($B4754,$AR$36:$AZ$47,MATCH(AL$2,$AS$2:$BA$2,0)+1,FALSE)","v":6.8907500187992188E-2},{"$f":"P4754*VLOOKUP($B4754,$AR$36:$AZ$47,MATCH(AM$2,$AS$2:$BA$2,0)+1,FALSE)","v":1.4243518678685003E-5},{"$f":"Q4754*VLOOKUP($B4754,$AR$36:$AZ$47,MATCH(AN$2,$AS$2:$BA$2,0)+1,FALSE)","v":1.798346164153882E-3},{"$f":"R4754*VLOOKUP($B4754,$AR$36:$BA$47,MATCH(AO$2,$AS$2:$BA$2,0)+1,FALSE)","v":0},0.82636471564959468]
[2006,7,18,9,null,2013,7,18,9,0.23965852811005922,0.47706980961895629,0,0.11191318695855298,0.14618379999999997,0.100614,0,1.8782982913506678E-3,4.7616000000000032E-4,1.0777937829789193,null,null,0.22689778466261934,9.8020481950553157E-2,0.42203497326336181,0.11522160401571185,9.2749680862756964E-2,0,0,1.3729182590709148E-3,4.7616000000000032E-4,0.95677360301407388,null,{"$f":"J4763*VLOOKUP($B4763,$AR$36:$AZ$47,MATCH(AG$2,$AS$2:$BA$2,0)+1,FALSE)","v":0.26343495940047085},{"$f":"K4763*VLOOKUP($B4763,$AR$36:$AZ$47,MATCH(AH$2,$AS$2:$BA$2,0)+1,FALSE)","v":0.42647036255108511},{"$f":"L4763*VLOOKUP($B4763,$AR$36:$AZ$47,MATCH(AI$2,$AS$2:$BA$2,0)+1,FALSE)","v":0},{"$f":"M4763*VLOOKUP($B4763,$AR$36:$AZ$47,MATCH(AJ$2,$AS$2:$BA$2,0)+1,FALSE)","v":9.8373704027822279E-2},{"$f":"N4763*VLOOKUP($B4763,$AR$36:$AZ$47,MATCH(AK$2,$AS$2:$BA$2,0)+1,FALSE)","v":0.11670249829351829},{"$f":"O4763*VLOOKUP($B4763,$AR$36:$AZ$47,MATCH(AL$2,$AS$2:$BA$2,0)+1,FALSE)","v":9.0340081620903845E-2},{"$f":"P4763*VLOOKUP($B4763,$AR$36:$AZ$47,MATCH(AM$2,$AS$2:$BA$2,0)+1,FALSE)","v":0},{"$f":"Q4763*VLOOKUP($B4763,$AR$36:$AZ$47,MATCH(AN$2,$AS$2:$BA$2,0)+1,FALSE)","v":1.3826985884687352E-3},{"$f":"R4763*VLOOKUP($B4763,$AR$36:$BA$47,MATCH(AO$2,$AS$2:$BA$2,0)+1,FALSE)","v":4.7616000000000032E-4},0.99718046448226905]
[2006,7,18,18,null,2013,7,18,18,0.40094324395731673,0.45198785179593942,0,0.11601079504510449,0.12050539999999997,8.8034000000000001E-2,0,1.8782982913506678E-3,4.9600000000000002E-4,1.1798555890897113,null,null,0.37959481161288527,0.10160942021961535,0.39984647341323615,9.4981971193490403E-2,8.1152974785536278E-2,0,0,1.3729182590709148E-3,4.9600000000000002E-4,1.0590545694838345,null,{"$f":"J4772*VLOOKUP($B4772,$AR$36:$AZ$47,MATCH(AG$2,$AS$2:$BA$2,0)+1,FALSE)","v":0.44072067047529995},{"$f":"K4772*VLOOKUP($B4772,$AR$36:$AZ$47,MATCH(AH$2,$AS$2:$BA$2,0)+1,FALSE)","v":0.40404867199217787},{"$f":"L4772*VLOOKUP($B4772,$AR$36:$AZ$47,MATCH(AI$2,$AS$2:$BA$2,0)+1,FALSE)","v":0},{"$f":"M4772*VLOOKUP($B4772,$AR$36:$AZ$47,MATCH(AJ$2,$AS$2:$BA$2,0)+1,FALSE)","v":0.10197557522891421},{"$f":"N4772*VLOOKUP($B4772,$AR$36:$AZ$47,MATCH(AK$2,$AS$2:$BA$2,0)+1,FALSE)","v":9.6202734077645666E-2},{"$f":"O4772*VLOOKUP($B4772,$AR$36:$AZ$47,MATCH(AL$2,$AS$2:$BA$2,0)+1,FALSE)","v":7.9044653282988944E-2},{"$f":"P4772*VLOOKUP($B4772,$AR$36:$AZ$47,MATCH(AM$2,$AS$2:$BA$2,0)+1,FALSE)","v":0},{"$f":"Q4772*VLOOKUP($B4772,$AR$36:$AZ$47,MATCH(AN$2,$AS$2:$BA$2,0)+1,FALSE)","v":1.3826985884687352E-3},{"$f":"R4772*VLOOKUP($B4772,$AR$36:$BA$47,MATCH(AO$2,$AS$2:$BA$2,0)+1,FALSE)","v":4.9600000000000002E-4},1.1238710036454955]
[2006,7,19,2,null,2013,7,19,2,0.21475111911637101,0.26769375286155672,1.2530102218181778E-2,6.1495326866299986E-2,9.7645800000000019E-2,7.4826000000000004E-2,2.8459785730909E-5,2.4429261413566866E-3,2.7840000000000147E-5,0.73144132698949715,null,null,0.20331658366417907,5.3861405799960987E-2,0.23681256611465734,7.6964107523524491E-2,6.8977355241185659E-2,7.0076269454450914E-3,1.4243518678685003E-5,1.7856258084643533E-3,2.7840000000000147E-5,0.64876735461609569,null,{"$f":"J4780*VLOOKUP($B4780,$AR$36:$AZ$47,MATCH(AG$2,$AS$2:$BA$2,0)+1,FALSE)","v":0.23605649584748634},{"$f":"K4780*VLOOKUP($B4780,$AR$36:$AZ$47,MATCH(AH$2,$AS$2:$BA$2,0)+1,FALSE)","v":0.23930135492479174},{"$f":"L4780*VLOOKUP($B4780,$AR$36:$AZ$47,MATCH(AI$2,$AS$2:$BA$2,0)+1,FALSE)","v":4.0017938980001916E-3},{"$f":"M4780*VLOOKUP($B4780,$AR$36:$AZ$47,MATCH(AJ$2,$AS$2:$BA$2,0)+1,FALSE)","v":5.4055498271888387E-2},{"$f":"N4780*VLOOKUP($B4780,$AR$36:$AZ$47,MATCH(AK$2,$AS$2:$BA$2,0)+1,FALSE)","v":7.7953294468123241E-2},{"$f":"O4780*VLOOKUP($B4780,$AR$36:$AZ$47,MATCH(AL$2,$AS$2:$BA$2,0)+1,FALSE)","v":6.7185351415963504E-2},{"$f":"P4780*VLOOKUP($B4780,$AR$36:$AZ$47,MATCH(AM$2,$AS$2:$BA$2,0)+1,FALSE)","v":1.4243518678685003E-5},{"$f":"Q4780*VLOOKUP($B4780,$AR$36:$AZ$47,MATCH(AN$2,$AS$2:$BA$2,0)+1,FALSE)","v":1.798346164153882E-3},{"$f":"R4780*VLOOKUP($B4780,$AR$36:$BA$47,MATCH(AO$2,$AS$2:$BA$2,0)+1,FALSE)","v":2.7840000000000147E-5},0.6803942185090861]
[2006,7,19,8,null,2013,7,19,8,0.22764363557181319,0.42719245029516173,0,9.599122804875114E-2,0.14624119999999996,9.9818000000000004E-2,0,1.8782982913506678E-3,2.9952000000000001E-4,0.99906433220707669,null,null,0.21552263135017172,8.4075046847237961E-2,0.37791147271010378,0.11526684651228467,9.2015898824802475E-2,0,0,1.3729182590709148E-3,2.9952000000000001E-4,0.88646433450367157,null,{"$f":"J4786*VLOOKUP($B4786,$AR$36:$AZ$47,MATCH(AG$2,$AS$2:$BA$2,0)+1,FALSE)","v":0.25022807394985036},{"$f":"K4786*VLOOKUP($B4786,$AR$36:$AZ$47,MATCH(AH$2,$AS$2:$BA$2,0)+1,FALSE)","v":0.38188314473719936},{"$f":"L4786*VLOOKUP($B4786,$AR$36:$AZ$47,MATCH(AI$2,$AS$2:$BA$2,0)+1,FALSE)","v":0},{"$f":"M4786*VLOOKUP($B4786,$AR$36:$AZ$47,MATCH(AJ$2,$AS$2:$BA$2,0)+1,FALSE)","v":8.437801579926639E-2},{"$f":"N4786*VLOOKUP($B4786,$AR$36:$AZ$47,MATCH(AK$2,$AS$2:$BA$2,0)+1,FALSE)","v":0.11674832227265995},{"$f":"O4786*VLOOKUP($B4786,$AR$36:$AZ$47,MATCH(AL$2,$AS$2:$BA$2,0)+1,FALSE)","v":8.9625362943878406E-2},{"$f":"P4786*VLOOKUP($B4786,$AR$36:$AZ$47,MATCH(AM$2,$AS$2:$BA$2,0)+1,FALSE)","v":0},{"$f":"Q4786*VLOOKUP($B4786,$AR$36:$AZ$47,MATCH(AN$2,$AS$2:$BA$2,0)+1,FALSE)","v":1.3826985884687352E-3},{"$f":"R4786*VLOOKUP($B4786,$AR$36:$BA$47,MATCH(AO$2,$AS$2:$BA$2,0)+1,FALSE)","v":2.9952000000000001E-4},0.92454513829132312]
[2006,7,19,11,null,2013,7,19,11,0.26041362181760547,0.48878005060637114,0,0.12321261700062548,0.15458949999999999,0.103853,0,1.8782982913506678E-3,4.7968000000000029E-4,1.1332067677159527,null,null,0.24654776257012218,0.10791722074060026,0.43239431930116395,0.12184694989449507,9.573551003478542E-2,0,0,1.3729182590709148E-3,4.7968000000000029E-4,1.0062943608002379,null,{"$f":"J4789*VLOOKUP($B4789,$AR$36:$AZ$47,MATCH(AG$2,$AS$2:$BA$2,0)+1,FALSE)","v":0.28624915804934808},{"$f":"K4789*VLOOKUP($B4789,$AR$36:$AZ$47,MATCH(AH$2,$AS$2:$BA$2,0)+1,FALSE)","v":0.43693858044869688},{"$f":"L4789*VLOOKUP($B4789,$AR$36:$AZ$47,MATCH(AI$2,$AS$2:$BA$2,0)+1,FALSE)","v":0},{"$f":"M4789*VLOOKUP($B4789,$AR$36:$AZ$47,MATCH(AJ$2,$AS$2:$BA$2,0)+1,FALSE)","v":0.10830610624824687},{"$f":"N4789*VLOOKUP($B4789,$AR$36:$AZ$47,MATCH(AK$2,$AS$2:$BA$2,0)+1,FALSE)","v":0.12341299692541752},{"$f":"O4789*VLOOKUP($B4789,$AR$36:$AZ$47,MATCH(AL$2,$AS$2:$BA$2,0)+1,FALSE)","v":9.3248340157192119E-2},{"$f":"P4789*VLOOKUP($B4789,$AR$36:$AZ$47,MATCH(AM$2,$AS$2:$BA$2,0)+1,FALSE)","v":0},{"$f":"Q4789*VLOOKUP($B4789,$AR$36:$AZ$47,MATCH(AN$2,$AS$2:$BA$2,0)+1,FALSE)","v":1.3826985884687352E-3},{"$f":"R4789*VLOOKUP($B4789,$AR$36:$BA$47,MATCH(AO$2,$AS$2:$BA$2,0)+1,FALSE)","v":4.7968000000000029E-4},1.0500175604173703]
[2006,7,19,18,null,2013,7,19,18,0.33151070104650282,0.42655506225709672,0,0.10953426335984807,0.11085859999999997,8.0933000000000005E-2,0,1.8782982913506678E-3,3.2960000000000015E-4,1.0615995249547983,null,null,0.3138592406979161,9.5936873718084903E-2,0.37734761384043852,8.7378394260760717E-2,7.4607012158004957E-2,0,0,1.3729182590709148E-3,3.2960000000000015E-4,0.95083165293427607,null,{"$f":"J4796*VLOOKUP($B4796,$AR$36:$AZ$47,MATCH(AG$2,$AS$2:$BA$2,0)+1,FALSE)","v":0.36439975142842213},{"$f":"K4796*VLOOKUP($B4796,$AR$36:$AZ$47,MATCH(AH$2,$AS$2:$BA$2,0)+1,FALSE)","v":0.38131335997572718},{"$f":"L4796*VLOOKUP($B4796,$AR$36:$AZ$47,MATCH(AI$2,$AS$2:$BA$2,0)+1,FALSE)","v":0},{"$f":"M4796*VLOOKUP($B4796,$AR$36:$AZ$47,MATCH(AJ$2,$AS$2:$BA$2,0)+1,FALSE)","v":9.6282587401052735E-2},{"$f":"N4796*VLOOKUP($B4796,$AR$36:$AZ$47,MATCH(AK$2,$AS$2:$BA$2,0)+1,FALSE)","v":8.8501431604061653E-2},{"$f":"O4796*VLOOKUP($B4796,$AR$36:$AZ$47,MATCH(AL$2,$AS$2:$BA$2,0)+1,FALSE)","v":7.2668752120227928E-2},{"$f":"P4796*VLOOKUP($B4796,$AR$36:$AZ$47,MATCH(AM$2,$AS$2:$BA$2,0)+1,FALSE)","v":0},{"$f":"Q4796*VLOOKUP($B4796,$AR$36:$AZ$47,MATCH(AN$2,$AS$2:$BA$2,0)+1,FALSE)","v":1.3826985884687352E-3},{"$f":"R4796*VLOOKUP($B4796,$AR$36:$BA$47,MATCH(AO$2,$AS$2:$BA$2,0)+1,FALSE)","v":3.2960000000000015E-4},1.0048781811179603]
[2006,7,20,4,null,2013,7,20,4,0.11190535454998568,0.19871196749602404,1.2530102218181778E-2,4.3095934099094485E-2,9.0909200000000009E-2,6.9565000000000002E-2,2.8459785730909E-5,2.4429261413566866E-3,1.5711999999999988E-4,0.52934606429037367,null,null,0.10594689552468706,3.7746081094687987E-2,0.17578852863541636,7.1654340930972893E-2,6.4127572198875799E-2,7.0076269454450914E-3,1.4243518678685003E-5,1.7856258084643533E-3,1.5711999999999988E-4,0.46422803465722828,null,{"$f":"J4806*VLOOKUP($B4806,$AR$36:$AZ$47,MATCH(AG$2,$AS$2:$BA$2,0)+1,FALSE)","v":0.12300744215132904},{"$f":"K4806*VLOOKUP($B4806,$AR$36:$AZ$47,MATCH(AH$2,$AS$2:$BA$2,0)+1,FALSE)","v":0.17763598348207341},{"$f":"L4806*VLOOKUP($B4806,$AR$36:$AZ$47,MATCH(AI$2,$AS$2:$BA$2,0)+1,FALSE)","v":4.0017938980001916E-3},{"$f":"M4806*VLOOKUP($B4806,$AR$36:$AZ$47,MATCH(AJ$2,$AS$2:$BA$2,0)+1,FALSE)","v":3.7882101127519087E-2},{"$f":"N4806*VLOOKUP($B4806,$AR$36:$AZ$47,MATCH(AK$2,$AS$2:$BA$2,0)+1,FALSE)","v":7.2575283703564392E-2},{"$f":"O4806*VLOOKUP($B4806,$AR$36:$AZ$47,MATCH(AL$2,$AS$2:$BA$2,0)+1,FALSE)","v":6.2461563777984938E-2},{"$f":"P4806*VLOOKUP($B4806,$AR$36:$AZ$47,MATCH(AM$2,$AS$2:$BA$2,0)+1,FALSE)","v":1.4243518678685003E-5},{"$f":"Q4806*VLOOKUP($B4806,$AR$36:$AZ$47,MATCH(AN$2,$AS$2:$BA$2,0)+1,FALSE)","v":1.798346164153882E-3},{"$f":"R4806*VLOOKUP($B4806,$AR$36:$BA$47,MATCH(AO$2,$AS$2:$BA$2,0)+1,FALSE)","v":1.5711999999999988E-4},0.47953387782330364]
[2006,7,20,15,null,2013,7,20,15,0.1970283437924111,0.3168418292492643,0,8.5534598870906975E-2,9.8000799999999999E-2,7.6085E-2,0,1.8782982913506678E-3,5.7824000000000026E-4,0.77594711020393292,null,null,0.18653746676484992,7.49164851133996E-2,0.28029091390782201,7.724391738908809E-2,7.0137947685638816E-2,0,0,1.3729182590709148E-3,5.7824000000000026E-4,0.69107788911986934,null,{"$f":"J4817*VLOOKUP($B4817,$AR$36:$AZ$47,MATCH(AG$2,$AS$2:$BA$2,0)+1,FALSE)","v":0.21657545073405321},{"$f":"K4817*VLOOKUP($B4817,$AR$36:$AZ$47,MATCH(AH$2,$AS$2:$BA$2,0)+1,FALSE)","v":0.2832366397261824},{"$f":"L4817*VLOOKUP($B4817,$AR$36:$AZ$47,MATCH(AI$2,$AS$2:$BA$2,0)+1,FALSE)","v":0},{"$f":"M4817*VLOOKUP($B4817,$AR$36:$AZ$47,MATCH(AJ$2,$AS$2:$BA$2,0)+1,FALSE)","v":7.5186450695764379E-2},{"$f":"N4817*VLOOKUP($B4817,$AR$36:$AZ$47,MATCH(AK$2,$AS$2:$BA$2,0)+1,FALSE)","v":7.8236700610898269E-2},{"$f":"O4817*VLOOKUP($B4817,$AR$36:$AZ$47,MATCH(AL$2,$AS$2:$BA$2,0)+1,FALSE)","v":6.8315792137540202E-2},{"$f":"P4817*VLOOKUP($B4817,$AR$36:$AZ$47,MATCH(AM$2,$AS$2:$BA$2,0)+1,FALSE)","v":0},{"$f":"Q4817*VLOOKUP($B4817,$AR$36:$AZ$47,MATCH(AN$2,$AS$2:$BA$2,0)+1,FALSE)","v":1.3826985884687352E-3},{"$f":"R4817*VLOOKUP($B4817,$AR$36:$BA$47,MATCH(AO$2,$AS$2:$BA$2,0)+1,FALSE)","v":5.7824000000000026E-4},0.72351197249290722]
[2006,7,20,21,null,2013,7,20,21,0.23275901647929395,0.25024598715550411,1.2530102218181778E-2,6.2882629032939716E-2,8.8585099999999972E-2,7.0529999999999995E-2,2.8459785730909E-5,2.4429261413566866E-3,1.8656000000000041E-4,0.72019078081300703,null,null,0.22036564113065332,5.5076490730349349E-2,0.22137757696885346,6.9822492737856276E-2,6.501714464438596E-2,7.0076269454450914E-3,1.4243518678685003E-5,1.7856258084643533E-3,1.8656000000000041E-4,0.64065340248468639,null,{"$f":"J4823*VLOOKUP($B4823,$AR$36:$AZ$47,MATCH(AG$2,$AS$2:$BA$2,0)+1,FALSE)","v":0.25585094984876805},{"$f":"K4823*VLOOKUP($B4823,$AR$36:$AZ$47,MATCH(AH$2,$AS$2:$BA$2,0)+1,FALSE)","v":0.22370415129476143},{"$f":"L4823*VLOOKUP($B4823,$AR$36:$AZ$47,MATCH(AI$2,$AS$2:$BA$2,0)+1,FALSE)","v":4.0017938980001916E-3},{"$f":"M4823*VLOOKUP($B4823,$AR$36:$AZ$47,MATCH(AJ$2,$AS$2:$BA$2,0)+1,FALSE)","v":5.52749618261585E-2},{"$f":"N4823*VLOOKUP($B4823,$AR$36:$AZ$47,MATCH(AK$2,$AS$2:$BA$2,0)+1,FALSE)","v":7.0719891544624963E-2},{"$f":"O4823*VLOOKUP($B4823,$AR$36:$AZ$47,MATCH(AL$2,$AS$2:$BA$2,0)+1,FALSE)","v":6.3328025490710524E-2},{"$f":"P4823*VLOOKUP($B4823,$AR$36:$AZ$47,MATCH(AM$2,$AS$2:$BA$2,0)+1,FALSE)","v":1.4243518678685003E-5},{"$f":"Q4823*VLOOKUP($B4823,$AR$36:$AZ$47,MATCH(AN$2,$AS$2:$BA$2,0)+1,FALSE)","v":1.798346164153882E-3},{"$f":"R4823*VLOOKUP($B4823,$AR$36:$BA$47,MATCH(AO$2,$AS$2:$BA$2,0)+1,FALSE)","v":1.8656000000000041E-4},0.67487892358585622]
[2006,7,21,5,null,2013,7,21,5,0.12919129803595902,0.21405118408332083,8.3534014787878547E-3,4.835606496199784E-2,7.9950099999999996E-2,6.1810999999999998E-2,1.897319048727267E-5,2.2547168580213466E-3,2.7872000000000004E-4,0.54426545860857412,null,null,0.12231243992529944,4.2353228619632644E-2,0.18935821116777229,6.3016413331823132E-2,5.6979650185937057E-2,4.6717512969633957E-3,9.4956791191233362E-6,1.6480566253332068E-3,2.7872000000000004E-4,0.48062796683188025,null,{"$f":"J4831*VLOOKUP($B4831,$AR$36:$AZ$47,MATCH(AG$2,$AS$2:$BA$2,0)+1,FALSE)","v":0.14200831750651358},{"$f":"K4831*VLOOKUP($B4831,$AR$36:$AZ$47,MATCH(AH$2,$AS$2:$BA$2,0)+1,FALSE)","v":0.19134827700251028},{"$f":"L4831*VLOOKUP($B4831,$AR$36:$AZ$47,MATCH(AI$2,$AS$2:$BA$2,0)+1,FALSE)","v":2.6678625986667954E-3},{"$f":"M4831*VLOOKUP($B4831,$AR$36:$AZ$47,MATCH(AJ$2,$AS$2:$BA$2,0)+1,FALSE)","v":4.2505850756296155E-2},{"$f":"N4831*VLOOKUP($B4831,$AR$36:$AZ$47,MATCH(AK$2,$AS$2:$BA$2,0)+1,FALSE)","v":6.3826336494307981E-2},{"$f":"O4831*VLOOKUP($B4831,$AR$36:$AZ$47,MATCH(AL$2,$AS$2:$BA$2,0)+1,FALSE)","v":5.5499341891483173E-2},{"$f":"P4831*VLOOKUP($B4831,$AR$36:$AZ$47,MATCH(AM$2,$AS$2:$BA$2,0)+1,FALSE)","v":9.4956791191233362E-6},{"$f":"Q4831*VLOOKUP($B4831,$AR$36:$AZ$47,MATCH(AN$2,$AS$2:$BA$2,0)+1,FALSE)","v":1.6597969722588327E-3},{"$f":"R4831*VLOOKUP($B4831,$AR$36:$BA$47,MATCH(AO$2,$AS$2:$BA$2,0)+1,FALSE)","v":2.7872000000000004E-4},0.49980399890115595]
[2006,7,21,14,null,2013,7,21,14,0.25723638574931706,0.33192060565857179,0,7.7344966404222254E-2,9.1771599999999995E-2,7.1525000000000005E-2,0,1.8782982913506678E-3,9.3152000000000046E-4,0.83260837610346183,null,null,0.24353970009502535,6.774349913025865E-2,0.2936302006755786,7.2334081855091353E-2,6.5934372191829099E-2,0,0,1.3729182590709148E-3,9.3152000000000046E-4,0.74548629220685403,null,{"$f":"J4840*VLOOKUP($B4840,$AR$36:$AZ$47,MATCH(AG$2,$AS$2:$BA$2,0)+1,FALSE)","v":0.28275670960090021},{"$f":"K4840*VLOOKUP($B4840,$AR$36:$AZ$47,MATCH(AH$2,$AS$2:$BA$2,0)+1,FALSE)","v":0.29671611613077903},{"$f":"L4840*VLOOKUP($B4840,$AR$36:$AZ$47,MATCH(AI$2,$AS$2:$BA$2,0)+1,FALSE)","v":0},{"$f":"M4840*VLOOKUP($B4840,$AR$36:$AZ$47,MATCH(AJ$2,$AS$2:$BA$2,0)+1,FALSE)","v":6.7987616471941792E-2},{"$f":"N4840*VLOOKUP($B4840,$AR$36:$AZ$47,MATCH(AK$2,$AS$2:$BA$2,0)+1,FALSE)","v":7.3263761048717069E-2},{"$f":"O4840*VLOOKUP($B4840,$AR$36:$AZ$47,MATCH(AL$2,$AS$2:$BA$2,0)+1,FALSE)","v":6.422142383699235E-2},{"$f":"P4840*VLOOKUP($B4840,$AR$36:$AZ$47,MATCH(AM$2,$AS$2:$BA$2,0)+1,FALSE)","v":0},{"$f":"Q4840*VLOOKUP($B4840,$AR$36:$AZ$47,MATCH(AN$2,$AS$2:$BA$2,0)+1,FALSE)","v":1.3826985884687352E-3},{"$f":"R4840*VLOOKUP($B4840,$AR$36:$BA$47,MATCH(AO$2,$AS$2:$BA$2,0)+1,FALSE)","v":9.3152000000000046E-4},0.78725984567779905]
[2006,7,21,19,null,2013,7,21,19,0.33579866347404258,0.2742260103966645,0,5.9356232371971941E-2,8.7421799999999994E-2,7.0059999999999997E-2,0,1.8782982913506678E-3,6.6624000000000023E-4,0.82940724453402981,null,null,0.31791888832739046,5.198785471120982E-2,0.24259126155627528,6.89055833952925E-2,6.4583881380769606E-2,0,0,1.3729182590709148E-3,6.6624000000000023E-4,0.74802662763000871,null,{"$f":"J4845*VLOOKUP($B4845,$AR$36:$AZ$47,MATCH(AG$2,$AS$2:$BA$2,0)+1,FALSE)","v":0.3691131209751588},{"$f":"K4845*VLOOKUP($B4845,$AR$36:$AZ$47,MATCH(AH$2,$AS$2:$BA$2,0)+1,FALSE)","v":0.24514078174054338},{"$f":"L4845*VLOOKUP($B4845,$AR$36:$AZ$47,MATCH(AI$2,$AS$2:$BA$2,0)+1,FALSE)","v":0},{"$f":"M4845*VLOOKUP($B4845,$AR$36:$AZ$47,MATCH(AJ$2,$AS$2:$BA$2,0)+1,FALSE)","v":5.2175195741048078E-2},{"$f":"N4845*VLOOKUP($B4845,$AR$36:$AZ$47,MATCH(AK$2,$AS$2:$BA$2,0)+1,FALSE)","v":6.9791197556201848E-2},{"$f":"O4845*VLOOKUP($B4845,$AR$36:$AZ$47,MATCH(AL$2,$AS$2:$BA$2,0)+1,FALSE)","v":6.2906018231662822E-2},{"$f":"P4845*VLOOKUP($B4845,$AR$36:$AZ$47,MATCH(AM$2,$AS$2:$BA$2,0)+1,FALSE)","v":0},{"$f":"Q4845*VLOOKUP($B4845,$AR$36:$AZ$47,MATCH(AN$2,$AS$2:$BA$2,0)+1,FALSE)","v":1.3826985884687352E-3},{"$f":"R4845*VLOOKUP($B4845,$AR$36:$BA$47,MATCH(AO$2,$AS$2:$BA$2,0)+1,FALSE)","v":6.6624000000000023E-4},0.80117525283308377]
[2006,7,21,23,null,2013,7,21,23,0.26176864467795469,0.2407133443114009,1.2530102218181778E-2,4.7441296657174663E-2,8.3673899999999996E-2,6.6057000000000005E-2,2.8459785730909E-5,2.4429261413566866E-3,4.3392000000000051E-4,0.71508959379179959,null,null,0.24783063653085705,4.155201803356412E-2,0.21294462106444692,6.5951500592064741E-2,6.0893768946181821E-2,7.0076269454450914E-3,1.4243518678685003E-5,1.7856258084643533E-3,4.3392000000000051E-4,0.63841396143970275,null,{"$f":"J4849*VLOOKUP($B4849,$AR$36:$AZ$47,MATCH(AG$2,$AS$2:$BA$2,0)+1,FALSE)","v":0.28773861221155872},{"$f":"K4849*VLOOKUP($B4849,$AR$36:$AZ$47,MATCH(AH$2,$AS$2:$BA$2,0)+1,FALSE)","v":0.215182568985787},{"$f":"L4849*VLOOKUP($B4849,$AR$36:$AZ$47,MATCH(AI$2,$AS$2:$BA$2,0)+1,FALSE)","v":4.0017938980001916E-3},{"$f":"M4849*VLOOKUP($B4849,$AR$36:$AZ$47,MATCH(AJ$2,$AS$2:$BA$2,0)+1,FALSE)","v":4.1701752964799652E-2},{"$f":"N4849*VLOOKUP($B4849,$AR$36:$AZ$47,MATCH(AK$2,$AS$2:$BA$2,0)+1,FALSE)","v":6.6799147182943816E-2},{"$f":"O4849*VLOOKUP($B4849,$AR$36:$AZ$47,MATCH(AL$2,$AS$2:$BA$2,0)+1,FALSE)","v":5.9311773427475761E-2},{"$f":"P4849*VLOOKUP($B4849,$AR$36:$AZ$47,MATCH(AM$2,$AS$2:$BA$2,0)+1,FALSE)","v":1.4243518678685003E-5},{"$f":"Q4849*VLOOKUP($B4849,$AR$36:$AZ$47,MATCH(AN$2,$AS$2:$BA$2,0)+1,FALSE)","v":1.798346164153882E-3},{"$f":"R4849*VLOOKUP($B4849,$AR$36:$BA$47,MATCH(AO$2,$AS$2:$BA$2,0)+1,FALSE)","v":4.3392000000000051E-4},0.67698215835339759]
[2006,7,22,12,null,2013,7,22,12,0.26736234904357331,0.47864059367910078,0,0.11019169712494434,0.13261300000000004,8.9970999999999995E-2,0,1.8782982913506678E-3,7.1520000000000025E-4,1.0813721381389692,null,null,0.25312650118723029,9.6512694818856229E-2,0.42342455146650798,0.10452514282249882,8.2938572533674315E-2,0,0,1.3729182590709148E-3,7.1520000000000025E-4,0.96261558108783862,null,{"$f":"J4862*VLOOKUP($B4862,$AR$36:$AZ$47,MATCH(AG$2,$AS$2:$BA$2,0)+1,FALSE)","v":0.29388726585670782},{"$f":"K4862*VLOOKUP($B4862,$AR$36:$AZ$47,MATCH(AH$2,$AS$2:$BA$2,0)+1,FALSE)","v":0.4278745445682921},{"$f":"L4862*VLOOKUP($B4862,$AR$36:$AZ$47,MATCH(AI$2,$AS$2:$BA$2,0)+1,FALSE)","v":0},{"$f":"M4862*VLOOKUP($B4862,$AR$36:$AZ$47,MATCH(AJ$2,$AS$2:$BA$2,0)+1,FALSE)","v":9.6860483504122602E-2},{"$f":"N4862*VLOOKUP($B4862,$AR$36:$AZ$47,MATCH(AK$2,$AS$2:$BA$2,0)+1,FALSE)","v":0.10586856003331661},{"$f":"O4862*VLOOKUP($B4862,$AR$36:$AZ$47,MATCH(AL$2,$AS$2:$BA$2,0)+1,FALSE)","v":8.0783861922936573E-2},{"$f":"P4862*VLOOKUP($B4862,$AR$36:$AZ$47,MATCH(AM$2,$AS$2:$BA$2,0)+1,FALSE)","v":0},{"$f":"Q4862*VLOOKUP($B4862,$AR$36:$AZ$47,MATCH(AN$2,$AS$2:$BA$2,0)+1,FALSE)","v":1.3826985884687352E-3},{"$f":"R4862*VLOOKUP($B4862,$AR$36:$BA$47,MATCH(AO$2,$AS$2:$BA$2,0)+1,FALSE)","v":7.1520000000000025E-4},1.0073726144738444]
[2006,7,22,16,null,2013,7,22,16,0.31849595650790863,0.47773621467260885,0,0.11936242307482349,0.1282199,8.8632000000000002E-2,0,1.8782982913506678E-3,6.7423999999999978E-4,1.1349990325466917,null,null,0.30153747302687034,0.10454498307615082,0.42262450174185739,0.10106251544106921,8.170423315073326E-2,0,0,1.3729182590709148E-3,6.7423999999999978E-4,1.0135208646957519,null,{"$f":"J4866*VLOOKUP($B4866,$AR$36:$AZ$47,MATCH(AG$2,$AS$2:$BA$2,0)+1,FALSE)","v":0.35009381904133197},{"$f":"K4866*VLOOKUP($B4866,$AR$36:$AZ$47,MATCH(AH$2,$AS$2:$BA$2,0)+1,FALSE)","v":0.42706608669691626},{"$f":"L4866*VLOOKUP($B4866,$AR$36:$AZ$47,MATCH(AI$2,$AS$2:$BA$2,0)+1,FALSE)","v":0},{"$f":"M4866*VLOOKUP($B4866,$AR$36:$AZ$47,MATCH(AJ$2,$AS$2:$BA$2,0)+1,FALSE)","v":0.1049217165440484},{"$f":"N4866*VLOOKUP($B4866,$AR$36:$AZ$47,MATCH(AK$2,$AS$2:$BA$2,0)+1,FALSE)","v":0.10236142897465444},{"$f":"O4866*VLOOKUP($B4866,$AR$36:$AZ$47,MATCH(AL$2,$AS$2:$BA$2,0)+1,FALSE)","v":7.9581590178543257E-2},{"$f":"P4866*VLOOKUP($B4866,$AR$36:$AZ$47,MATCH(AM$2,$AS$2:$BA$2,0)+1,FALSE)","v":0},{"$f":"Q4866*VLOOKUP($B4866,$AR$36:$AZ$47,MATCH(AN$2,$AS$2:$BA$2,0)+1,FALSE)","v":1.3826985884687352E-3},{"$f":"R4866*VLOOKUP($B4866,$AR$36:$BA$47,MATCH(AO$2,$AS$2:$BA$2,0)+1,FALSE)","v":6.7423999999999978E-4},1.0660815800239631]
[2006,7,23,2,null,2013,7,23,2,0.2124708636800425,0.27439774106634629,1.2530102218181778E-2,7.1124651360288796E-2,8.6266400000000007E-2,6.7283999999999997E-2,2.8459785730909E-5,2.4429261413566866E-3,2.3232000000000016E-4,0.726777464251947,null,null,0.20115774161900787,6.2295362989551267E-2,0.24274318135318204,6.7994900807483508E-2,6.2024862615239824E-2,7.0076269454450914E-3,1.4243518678685003E-5,1.7856258084643533E-3,2.3232000000000016E-4,0.64525586565705262,null,{"$f":"J4876*VLOOKUP($B4876,$AR$36:$AZ$47,MATCH(AG$2,$AS$2:$BA$2,0)+1,FALSE)","v":0.23355001713784473},{"$f":"K4876*VLOOKUP($B4876,$AR$36:$AZ$47,MATCH(AH$2,$AS$2:$BA$2,0)+1,FALSE)","v":0.24529429814314038},{"$f":"L4876*VLOOKUP($B4876,$AR$36:$AZ$47,MATCH(AI$2,$AS$2:$BA$2,0)+1,FALSE)","v":4.0017938980001916E-3},{"$f":"M4876*VLOOKUP($B4876,$AR$36:$AZ$47,MATCH(AJ$2,$AS$2:$BA$2,0)+1,FALSE)","v":6.2519847679705143E-2},{"$f":"N4876*VLOOKUP($B4876,$AR$36:$AZ$47,MATCH(AK$2,$AS$2:$BA$2,0)+1,FALSE)","v":6.8868810352364418E-2},{"$f":"O4876*VLOOKUP($B4876,$AR$36:$AZ$47,MATCH(AL$2,$AS$2:$BA$2,0)+1,FALSE)","v":6.0413481739925799E-2},{"$f":"P4876*VLOOKUP($B4876,$AR$36:$AZ$47,MATCH(AM$2,$AS$2:$BA$2,0)+1,FALSE)","v":1.4243518678685003E-5},{"$f":"Q4876*VLOOKUP($B4876,$AR$36:$AZ$47,MATCH(AN$2,$AS$2:$BA$2,0)+1,FALSE)","v":1.798346164153882E-3},{"$f":"R4876*VLOOKUP($B4876,$AR$36:$BA$47,MATCH(AO$2,$AS$2:$BA$2,0)+1,FALSE)","v":2.3232000000000016E-4},0.67669315863381319]
[2006,7,23,9,null,2013,7,23,9,0.24444438406659336,0.46735299876110303,0,0.11367547719079694,0.13132089999999999,9.1103000000000003E-2,0,1.8782982913506678E-3,7.8496000000000002E-4,1.0505600183098442,null,null,0.23142881522020214,9.956400459159169E-2,0.4134390949916375,0.10350671373152769,8.3982091713277959E-2,0,0,1.3729182590709148E-3,7.8496000000000002E-4,0.93407859850730779,null,{"$f":"J4883*VLOOKUP($B4883,$AR$36:$AZ$47,MATCH(AG$2,$AS$2:$BA$2,0)+1,FALSE)","v":0.26869561830357108},{"$f":"K4883*VLOOKUP($B4883,$AR$36:$AZ$47,MATCH(AH$2,$AS$2:$BA$2,0)+1,FALSE)","v":0.41778414563725691},{"$f":"L4883*VLOOKUP($B4883,$AR$36:$AZ$47,MATCH(AI$2,$AS$2:$BA$2,0)+1,FALSE)","v":0},{"$f":"M4883*VLOOKUP($B4883,$AR$36:$AZ$47,MATCH(AJ$2,$AS$2:$BA$2,0)+1,FALSE)","v":9.9922788835692999E-2},{"$f":"N4883*VLOOKUP($B4883,$AR$36:$AZ$47,MATCH(AK$2,$AS$2:$BA$2,0)+1,FALSE)","v":0.10483704150633168},{"$f":"O4883*VLOOKUP($B4883,$AR$36:$AZ$47,MATCH(AL$2,$AS$2:$BA$2,0)+1,FALSE)","v":8.1800270895791879E-2},{"$f":"P4883*VLOOKUP($B4883,$AR$36:$AZ$47,MATCH(AM$2,$AS$2:$BA$2,0)+1,FALSE)","v":0},{"$f":"Q4883*VLOOKUP($B4883,$AR$36:$AZ$47,MATCH(AN$2,$AS$2:$BA$2,0)+1,FALSE)","v":1.3826985884687352E-3},{"$f":"R4883*VLOOKUP($B4883,$AR$36:$BA$47,MATCH(AO$2,$AS$2:$BA$2,0)+1,FALSE)","v":7.8496000000000002E-4},0.97520752376711328]
[2006,7,23,16,null,2013,7,23,16,0.30406186582552747,0.49284137612516477,0,0.12701371040741005,0.13799330000000001,9.5657000000000006E-2,0,1.8782982913506678E-3,7.7567999999999984E-4,1.1602212306494533,null,null,0.2878719330384597,0.11124645313758383,0.43598712977078241,0.10876587808923653,8.8180136186701105E-2,0,0,1.3729182590709148E-3,7.7567999999999984E-4,1.0342001284818345,null,{"$f":"J4890*VLOOKUP($B4890,$AR$36:$AZ$47,MATCH(AG$2,$AS$2:$BA$2,0)+1,FALSE)","v":0.33422772772014359},{"$f":"K4890*VLOOKUP($B4890,$AR$36:$AZ$47,MATCH(AH$2,$AS$2:$BA$2,0)+1,FALSE)","v":0.44056914966836996},{"$f":"L4890*VLOOKUP($B4890,$AR$36:$AZ$47,MATCH(AI$2,$AS$2:$BA$2,0)+1,FALSE)","v":0},{"$f":"M4890*VLOOKUP($B4890,$AR$36:$AZ$47,MATCH(AJ$2,$AS$2:$BA$2,0)+1,FALSE)","v":0.11164733571318575},{"$f":"N4890*VLOOKUP($B4890,$AR$36:$AZ$47,MATCH(AK$2,$AS$2:$BA$2,0)+1,FALSE)","v":0.11016379966704219},{"$f":"O4890*VLOOKUP($B4890,$AR$36:$AZ$47,MATCH(AL$2,$AS$2:$BA$2,0)+1,FALSE)","v":8.5889251869628494E-2},{"$f":"P4890*VLOOKUP($B4890,$AR$36:$AZ$47,MATCH(AM$2,$AS$2:$BA$2,0)+1,FALSE)","v":0},{"$f":"Q4890*VLOOKUP($B4890,$AR$36:$AZ$47,MATCH(AN$2,$AS$2:$BA$2,0)+1,FALSE)","v":1.3826985884687352E-3},{"$f":"R4890*VLOOKUP($B4890,$AR$36:$BA$47,MATCH(AO$2,$AS$2:$BA$2,0)+1,FALSE)","v":7.7567999999999984E-4},1.0846556432268388]
[2006,7,24,2,null,2013,7,24,2,0.19693413233040757,0.2682288578216635,1.2530102218181778E-2,6.8431716419557156E-2,8.6790999999999979E-2,6.7628999999999995E-2,2.8459785730909E-5,2.4429261413566866E-3,3.3983999999999994E-4,0.70335603471689767,null,null,0.18644827164132563,5.9936724227438648E-2,0.23728594129577002,6.8408388851074101E-2,6.2342896287468849E-2,7.0076269454450914E-3,1.4243518678685003E-5,1.7856258084643533E-3,3.3983999999999994E-4,0.62356955857566532,null,{"$f":"J4900*VLOOKUP($B4900,$AR$36:$AZ$47,MATCH(AG$2,$AS$2:$BA$2,0)+1,FALSE)","v":0.21647189258878843},{"$f":"K4900*VLOOKUP($B4900,$AR$36:$AZ$47,MATCH(AH$2,$AS$2:$BA$2,0)+1,FALSE)","v":0.23977970505665586},{"$f":"L4900*VLOOKUP($B4900,$AR$36:$AZ$47,MATCH(AI$2,$AS$2:$BA$2,0)+1,FALSE)","v":4.0017938980001916E-3},{"$f":"M4900*VLOOKUP($B4900,$AR$36:$AZ$47,MATCH(AJ$2,$AS$2:$BA$2,0)+1,FALSE)","v":6.0152709435989271E-2},{"$f":"N4900*VLOOKUP($B4900,$AR$36:$AZ$47,MATCH(AK$2,$AS$2:$BA$2,0)+1,FALSE)","v":6.9287612781941274E-2},{"$f":"O4900*VLOOKUP($B4900,$AR$36:$AZ$47,MATCH(AL$2,$AS$2:$BA$2,0)+1,FALSE)","v":6.0723253025822516E-2},{"$f":"P4900*VLOOKUP($B4900,$AR$36:$AZ$47,MATCH(AM$2,$AS$2:$BA$2,0)+1,FALSE)","v":1.4243518678685003E-5},{"$f":"Q4900*VLOOKUP($B4900,$AR$36:$AZ$47,MATCH(AN$2,$AS$2:$BA$2,0)+1,FALSE)","v":1.798346164153882E-3},{"$f":"R4900*VLOOKUP($B4900,$AR$36:$BA$47,MATCH(AO$2,$AS$2:$BA$2,0)+1,FALSE)","v":3.3983999999999994E-4},0.65256939647003021]
[2006,7,24,6,null,2013,7,24,6,0.17145024344499582,0.34626907627044201,0,8.9439957711049178E-2,0.10108209999999998,7.0699999999999999E-2,0,1.8782982913506678E-3,5.2800000000000004E-4,0.78134767571783759,null,null,0.16232128572395876,7.8337039617332765E-2,0.30632342981931221,7.9672588202499783E-2,6.5173856888672735E-2,0,0,1.3729182590709148E-3,5.2800000000000004E-4,0.69372911851084718,null,{"$f":"J4904*VLOOKUP($B4904,$AR$36:$AZ$47,MATCH(AG$2,$AS$2:$BA$2,0)+1,FALSE)","v":0.18845975679359753},{"$f":"K4904*VLOOKUP($B4904,$AR$36:$AZ$47,MATCH(AH$2,$AS$2:$BA$2,0)+1,FALSE)","v":0.30954274514925617},{"$f":"L4904*VLOOKUP($B4904,$AR$36:$AZ$47,MATCH(AI$2,$AS$2:$BA$2,0)+1,FALSE)","v":0},{"$f":"M4904*VLOOKUP($B4904,$AR$36:$AZ$47,MATCH(AJ$2,$AS$2:$BA$2,0)+1,FALSE)","v":7.8619331351775637E-2},{"$f":"N4904*VLOOKUP($B4904,$AR$36:$AZ$47,MATCH(AK$2,$AS$2:$BA$2,0)+1,FALSE)","v":8.0696586097469394E-2},{"$f":"O4904*VLOOKUP($B4904,$AR$36:$AZ$47,MATCH(AL$2,$AS$2:$BA$2,0)+1,FALSE)","v":6.3480666414195863E-2},{"$f":"P4904*VLOOKUP($B4904,$AR$36:$AZ$47,MATCH(AM$2,$AS$2:$BA$2,0)+1,FALSE)","v":0},{"$f":"Q4904*VLOOKUP($B4904,$AR$36:$AZ$47,MATCH(AN$2,$AS$2:$BA$2,0)+1,FALSE)","v":1.3826985884687352E-3},{"$f":"R4904*VLOOKUP($B4904,$AR$36:$BA$47,MATCH(AO$2,$AS$2:$BA$2,0)+1,FALSE)","v":5.2800000000000004E-4},0.72270978439476341]
[2006,7,24,11,null,2013,7,24,11,0.2436192822276772,0.48027384472402312,0,0.11477527475500515,0.11618710000000004,8.2837999999999995E-2,0,1.8782982913506678E-3,1.1520000000000005E-3,1.0407237999980563,null,null,0.23064764635945892,0.100527275232179,0.42486939045480343,9.1578300933030349E-2,7.6363111130747827E-2,0,0,1.3729182590709148E-3,1.1520000000000005E-3,0.92651064236929037,null,{"$f":"J4909*VLOOKUP($B4909,$AR$36:$AZ$47,MATCH(AG$2,$AS$2:$BA$2,0)+1,FALSE)","v":0.26778865842548855},{"$f":"K4909*VLOOKUP($B4909,$AR$36:$AZ$47,MATCH(AH$2,$AS$2:$BA$2,0)+1,FALSE)","v":0.42933456813553755},{"$f":"L4909*VLOOKUP($B4909,$AR$36:$AZ$47,MATCH(AI$2,$AS$2:$BA$2,0)+1,FALSE)","v":0},{"$f":"M4909*VLOOKUP($B4909,$AR$36:$AZ$47,MATCH(AJ$2,$AS$2:$BA$2,0)+1,FALSE)","v":0.10088953067382872},{"$f":"N4909*VLOOKUP($B4909,$AR$36:$AZ$47,MATCH(AK$2,$AS$2:$BA$2,0)+1,FALSE)","v":9.2755317890757027E-2},{"$f":"O4909*VLOOKUP($B4909,$AR$36:$AZ$47,MATCH(AL$2,$AS$2:$BA$2,0)+1,FALSE)","v":7.437922835104889E-2},{"$f":"P4909*VLOOKUP($B4909,$AR$36:$AZ$47,MATCH(AM$2,$AS$2:$BA$2,0)+1,FALSE)","v":0},{"$f":"Q4909*VLOOKUP($B4909,$AR$36:$AZ$47,MATCH(AN$2,$AS$2:$BA$2,0)+1,FALSE)","v":1.3826985884687352E-3},{"$f":"R4909*VLOOKUP($B4909,$AR$36:$BA$47,MATCH(AO$2,$AS$2:$BA$2,0)+1,FALSE)","v":1.1520000000000005E-3},0.96768200206512944]
[2006,7,24,20,null,2013,7,24,20,0.37601915119199592,0.36198774822609642,4.5943708133333186E-3,6.8222291521479697E-2,9.3609900000000024E-2,7.1639999999999995E-2,1.0435254767999966E-5,2.0853285030195414E-3,6.6879999999999978E-4,0.9788380255106931,null,null,0.35599781517894302,5.9753296965648663E-2,0.3202287936985288,7.3783024040628239E-2,6.6040383415905429E-2,2.5694632133298669E-3,5.2226235155178341E-6,1.5242443605151756E-3,6.6879999999999978E-4,0.88057104349701465,null,{"$f":"J4918*VLOOKUP($B4918,$AR$36:$AZ$47,MATCH(AG$2,$AS$2:$BA$2,0)+1,FALSE)","v":0.41332386796005377},{"$f":"K4918*VLOOKUP($B4918,$AR$36:$AZ$47,MATCH(AH$2,$AS$2:$BA$2,0)+1,FALSE)","v":0.32359424786979879},{"$f":"L4918*VLOOKUP($B4918,$AR$36:$AZ$47,MATCH(AI$2,$AS$2:$BA$2,0)+1,FALSE)","v":1.4673244292667371E-3},{"$f":"M4918*VLOOKUP($B4918,$AR$36:$AZ$47,MATCH(AJ$2,$AS$2:$BA$2,0)+1,FALSE)","v":5.9968621184198545E-2},{"$f":"N4918*VLOOKUP($B4918,$AR$36:$AZ$47,MATCH(AK$2,$AS$2:$BA$2,0)+1,FALSE)","v":7.4731325871994186E-2},{"$f":"O4918*VLOOKUP($B4918,$AR$36:$AZ$47,MATCH(AL$2,$AS$2:$BA$2,0)+1,FALSE)","v":6.4324680932291253E-2},{"$f":"P4918*VLOOKUP($B4918,$AR$36:$AZ$47,MATCH(AM$2,$AS$2:$BA$2,0)+1,FALSE)","v":5.2226235155178341E-6},{"$f":"Q4918*VLOOKUP($B4918,$AR$36:$AZ$47,MATCH(AN$2,$AS$2:$BA$2,0)+1,FALSE)","v":1.535102699553289E-3},{"$f":"R4918*VLOOKUP($B4918,$AR$36:$BA$47,MATCH(AO$2,$AS$2:$BA$2,0)+1,FALSE)","v":6.6879999999999978E-4},0.93961919357067214]
[2006,7,25,4,null,2013,7,25,4,0.1488449650187284,0.27127694336275537,1.2530102218181778E-2,6.4021617776956113E-2,8.3149299999999968E-2,6.0712000000000002E-2,2.8459785730909E-5,2.4429261413566866E-3,2.2783999999999991E-4,0.64323415430370923,null,null,0.1409196371490066,5.6074087427028976E-2,0.23998239928556947,6.5538012548474092E-2,5.5966551618459676E-2,7.0076269454450914E-3,1.4243518678685003E-5,1.7856258084643533E-3,2.2783999999999991E-4,0.56751602430112691,null,{"$f":"J4926*VLOOKUP($B4926,$AR$36:$AZ$47,MATCH(AG$2,$AS$2:$BA$2,0)+1,FALSE)","v":0.16361181730477053},{"$f":"K4926*VLOOKUP($B4926,$AR$36:$AZ$47,MATCH(AH$2,$AS$2:$BA$2,0)+1,FALSE)","v":0.2425045015530731},{"$f":"L4926*VLOOKUP($B4926,$AR$36:$AZ$47,MATCH(AI$2,$AS$2:$BA$2,0)+1,FALSE)","v":4.0017938980001916E-3},{"$f":"M4926*VLOOKUP($B4926,$AR$36:$AZ$47,MATCH(AJ$2,$AS$2:$BA$2,0)+1,FALSE)","v":5.6276153416175381E-2},{"$f":"N4926*VLOOKUP($B4926,$AR$36:$AZ$47,MATCH(AK$2,$AS$2:$BA$2,0)+1,FALSE)","v":6.6380344753366918E-2},{"$f":"O4926*VLOOKUP($B4926,$AR$36:$AZ$47,MATCH(AL$2,$AS$2:$BA$2,0)+1,FALSE)","v":5.4512563215539739E-2},{"$f":"P4926*VLOOKUP($B4926,$AR$36:$AZ$47,MATCH(AM$2,$AS$2:$BA$2,0)+1,FALSE)","v":1.4243518678685003E-5},{"$f":"Q4926*VLOOKUP($B4926,$AR$36:$AZ$47,MATCH(AN$2,$AS$2:$BA$2,0)+1,FALSE)","v":1.798346164153882E-3},{"$f":"R4926*VLOOKUP($B4926,$AR$36:$BA$47,MATCH(AO$2,$AS$2:$BA$2,0)+1,FALSE)","v":2.2783999999999991E-4},0.58932760382375848]
[2006,7,25,13,null,2013,7,25,13,0.28076005483752131,0.50950894931053203,0,0.12077803738328578,0.13144410000000004,8.7188000000000002E-2,0,1.8782982913506678E-3,7.2736000000000014E-4,1.1322847998226899,null,null,0.26581083914165649,0.10578486552917186,0.45073192950830931,0.10360381957783035,8.037310091102684E-2,0,0,1.3729182590709148E-3,7.2736000000000014E-4,1.0084048329270658,null,{"$f":"J4935*VLOOKUP($B4935,$AR$36:$AZ$47,MATCH(AG$2,$AS$2:$BA$2,0)+1,FALSE)","v":0.30861415293942956},{"$f":"K4935*VLOOKUP($B4935,$AR$36:$AZ$47,MATCH(AH$2,$AS$2:$BA$2,0)+1,FALSE)","v":0.4554689103237084},{"$f":"L4935*VLOOKUP($B4935,$AR$36:$AZ$47,MATCH(AI$2,$AS$2:$BA$2,0)+1,FALSE)","v":0},{"$f":"M4935*VLOOKUP($B4935,$AR$36:$AZ$47,MATCH(AJ$2,$AS$2:$BA$2,0)+1,FALSE)","v":0.10616606698015738},{"$f":"N4935*VLOOKUP($B4935,$AR$36:$AZ$47,MATCH(AK$2,$AS$2:$BA$2,0)+1,FALSE)","v":0.1049353954127821},{"$f":"O4935*VLOOKUP($B4935,$AR$36:$AZ$47,MATCH(AL$2,$AS$2:$BA$2,0)+1,FALSE)","v":7.82850402167031E-2},{"$f":"P4935*VLOOKUP($B4935,$AR$36:$AZ$47,MATCH(AM$2,$AS$2:$BA$2,0)+1,FALSE)","v":0},{"$f":"Q4935*VLOOKUP($B4935,$AR$36:$AZ$47,MATCH(AN$2,$AS$2:$BA$2,0)+1,FALSE)","v":1.3826985884687352E-3},{"$f":"R4935*VLOOKUP($B4935,$AR$36:$BA$47,MATCH(AO$2,$AS$2:$BA$2,0)+1,FALSE)","v":7.2736000000000014E-4},1.0555796244612492]
[2006,7,25,21,null,2013,7,25,21,0.40803811350048669,0.41062581282446076,1.2530102218181778E-2,0.13387695535507124,9.4530600000000034E-2,7.1749999999999994E-2,2.8459785730909E-5,2.4429261413566866E-3,6.0864000000000035E-4,1.1344316098252882,null,null,0.38631191112321972,0.11725770700138093,0.36325596472984512,7.4508716838443498E-2,6.6141785456326277E-2,7.0076269454450914E-3,1.4243518678685003E-5,1.7856258084643533E-3,6.0864000000000035E-4,1.0168922214218037,null,{"$f":"J4943*VLOOKUP($B4943,$AR$36:$AZ$47,MATCH(AG$2,$AS$2:$BA$2,0)+1,FALSE)","v":0.44851941932348732},{"$f":"K4943*VLOOKUP($B4943,$AR$36:$AZ$47,MATCH(AH$2,$AS$2:$BA$2,0)+1,FALSE)","v":0.36707361425354684},{"$f":"L4943*VLOOKUP($B4943,$AR$36:$AZ$47,MATCH(AI$2,$AS$2:$BA$2,0)+1,FALSE)","v":4.0017938980001916E-3},{"$f":"M4943*VLOOKUP($B4943,$AR$36:$AZ$47,MATCH(AJ$2,$AS$2:$BA$2,0)+1,FALSE)","v":0.11768025145350611},{"$f":"N4943*VLOOKUP($B4943,$AR$36:$AZ$47,MATCH(AK$2,$AS$2:$BA$2,0)+1,FALSE)","v":7.5466345690735001E-2},{"$f":"O4943*VLOOKUP($B4943,$AR$36:$AZ$47,MATCH(AL$2,$AS$2:$BA$2,0)+1,FALSE)","v":6.4423448588664112E-2},{"$f":"P4943*VLOOKUP($B4943,$AR$36:$AZ$47,MATCH(AM$2,$AS$2:$BA$2,0)+1,FALSE)","v":1.4243518678685003E-5},{"$f":"Q4943*VLOOKUP($B4943,$AR$36:$AZ$47,MATCH(AN$2,$AS$2:$BA$2,0)+1,FALSE)","v":1.798346164153882E-3},{"$f":"R4943*VLOOKUP($B4943,$AR$36:$BA$47,MATCH(AO$2,$AS$2:$BA$2,0)+1,FALSE)","v":6.0864000000000035E-4},1.0795861028907723]
[2006,7,26,3,null,2013,7,26,3,0.1993315141212772,0.28286836932565612,1.2530102218181778E-2,7.0269058822409511E-2,8.2644099999999956E-2,6.2875E-2,2.8459785730909E-5,2.4429261413566866E-3,2.8096000000000024E-4,0.71327049041461221,null,null,0.18871800358714239,6.15459821954248E-2,0.2502366368158051,6.5139815522888916E-2,5.7960484467825993E-2,7.0076269454450914E-3,1.4243518678685003E-5,1.7856258084643533E-3,2.8096000000000024E-4,0.63268937886167542,null,{"$f":"J4949*VLOOKUP($B4949,$AR$36:$AZ$47,MATCH(AG$2,$AS$2:$BA$2,0)+1,FALSE)","v":0.21910711771399299},{"$f":"K4949*VLOOKUP($B4949,$AR$36:$AZ$47,MATCH(AH$2,$AS$2:$BA$2,0)+1,FALSE)","v":0.25286650630208607},{"$f":"L4949*VLOOKUP($B4949,$AR$36:$AZ$47,MATCH(AI$2,$AS$2:$BA$2,0)+1,FALSE)","v":4.0017938980001916E-3},{"$f":"M4949*VLOOKUP($B4949,$AR$36:$AZ$47,MATCH(AJ$2,$AS$2:$BA$2,0)+1,FALSE)","v":6.1767766451592848E-2},{"$f":"N4949*VLOOKUP($B4949,$AR$36:$AZ$47,MATCH(AK$2,$AS$2:$BA$2,0)+1,FALSE)","v":6.5977029870747328E-2},{"$f":"O4949*VLOOKUP($B4949,$AR$36:$AZ$47,MATCH(AL$2,$AS$2:$BA$2,0)+1,FALSE)","v":5.6454694494944342E-2},{"$f":"P4949*VLOOKUP($B4949,$AR$36:$AZ$47,MATCH(AM$2,$AS$2:$BA$2,0)+1,FALSE)","v":1.4243518678685003E-5},{"$f":"Q4949*VLOOKUP($B4949,$AR$36:$AZ$47,MATCH(AN$2,$AS$2:$BA$2,0)+1,FALSE)","v":1.798346164153882E-3},{"$f":"R4949*VLOOKUP($B4949,$AR$36:$BA$47,MATCH(AO$2,$AS$2:$BA$2,0)+1,FALSE)","v":2.8096000000000024E-4},0.66226845841419646]
[2006,7,26,14,null,2013,7,26,14,0.31412848771243718,0.51195076680590379,0,0.13054420938026362,0.12779429999999997,8.7720000000000006E-2,0,1.8782982913506678E-3,5.852800000000002E-4,1.1746013421899553,null,null,0.29740255238753255,0.11433868221487034,0.45289205861435428,0.10072705888111463,8.0863518051971325E-2,0,0,1.3729182590709148E-3,5.852800000000002E-4,1.0481820684089138,null,{"$f":"J4960*VLOOKUP($B4960,$AR$36:$AZ$47,MATCH(AG$2,$AS$2:$BA$2,0)+1,FALSE)","v":0.34529305533018423},{"$f":"K4960*VLOOKUP($B4960,$AR$36:$AZ$47,MATCH(AH$2,$AS$2:$BA$2,0)+1,FALSE)","v":0.45765174137178194},{"$f":"L4960*VLOOKUP($B4960,$AR$36:$AZ$47,MATCH(AI$2,$AS$2:$BA$2,0)+1,FALSE)","v":0},{"$f":"M4960*VLOOKUP($B4960,$AR$36:$AZ$47,MATCH(AJ$2,$AS$2:$BA$2,0)+1,FALSE)","v":0.11475070780422139},{"$f":"N4960*VLOOKUP($B4960,$AR$36:$AZ$47,MATCH(AK$2,$AS$2:$BA$2,0)+1,FALSE)","v":0.10202166093418946},{"$f":"O4960*VLOOKUP($B4960,$AR$36:$AZ$47,MATCH(AL$2,$AS$2:$BA$2,0)+1,FALSE)","v":7.8762716518433681E-2},{"$f":"P4960*VLOOKUP($B4960,$AR$36:$AZ$47,MATCH(AM$2,$AS$2:$BA$2,0)+1,FALSE)","v":0},{"$f":"Q4960*VLOOKUP($B4960,$AR$36:$AZ$47,MATCH(AN$2,$AS$2:$BA$2,0)+1,FALSE)","v":1.3826985884687352E-3},{"$f":"R4960*VLOOKUP($B4960,$AR$36:$BA$47,MATCH(AO$2,$AS$2:$BA$2,0)+1,FALSE)","v":5.852800000000002E-4},1.1004478605472794]
[2006,7,26,17,null,2013,7,26,17,0.34676614915536624,0.47261149845712092,0,0.12284308536787299,0.11903550000000003,8.0940999999999999E-2,0,1.8782982913506678E-3,4.2080000000000063E-4,1.1444963312717111,null,null,0.32830240450783088,0.10759356211088231,0.41809097346700547,9.3823400710696225E-2,7.4614386851853745E-2,0,0,1.3729182590709148E-3,4.2080000000000063E-4,1.0242184459073398,null,{"$f":"J4963*VLOOKUP($B4963,$AR$36:$AZ$47,MATCH(AG$2,$AS$2:$BA$2,0)+1,FALSE)","v":0.38116868673352777},{"$f":"K4963*VLOOKUP($B4963,$AR$36:$AZ$47,MATCH(AH$2,$AS$2:$BA$2,0)+1,FALSE)","v":0.42248491316984654},{"$f":"L4963*VLOOKUP($B4963,$AR$36:$AZ$47,MATCH(AI$2,$AS$2:$BA$2,0)+1,FALSE)","v":0},{"$f":"M4963*VLOOKUP($B4963,$AR$36:$AZ$47,MATCH(AJ$2,$AS$2:$BA$2,0)+1,FALSE)","v":0.1079812812972536},{"$f":"N4963*VLOOKUP($B4963,$AR$36:$AZ$47,MATCH(AK$2,$AS$2:$BA$2,0)+1,FALSE)","v":9.5029272981124471E-2},{"$f":"O4963*VLOOKUP($B4963,$AR$36:$AZ$47,MATCH(AL$2,$AS$2:$BA$2,0)+1,FALSE)","v":7.2675935222509577E-2},{"$f":"P4963*VLOOKUP($B4963,$AR$36:$AZ$47,MATCH(AM$2,$AS$2:$BA$2,0)+1,FALSE)","v":0},{"$f":"Q4963*VLOOKUP($B4963,$AR$36:$AZ$47,MATCH(AN$2,$AS$2:$BA$2,0)+1,FALSE)","v":1.3826985884687352E-3},{"$f":"R4963*VLOOKUP($B4963,$AR$36:$BA$47,MATCH(AO$2,$AS$2:$BA$2,0)+1,FALSE)","v":4.2080000000000063E-4},1.0811435879927307]
[2006,7,26,23,null,2013,7,26,23,0.30040665246222603,0.31325796063192207,1.2530102218181778E-2,8.423810462082143E-2,8.5467299999999982E-2,6.6619999999999999E-2,2.8459785730909E-5,2.4429261413566866E-3,2.4223999999999979E-4,0.86523374586023893,null,null,0.28441134341895979,7.3780935365481415E-2,0.27712048084833435,6.7365052741083828E-2,6.1412763025790344E-2,7.0076269454450914E-3,1.4243518678685003E-5,1.7856258084643533E-3,2.4223999999999979E-4,0.77314031167223785,null,{"$f":"J4969*VLOOKUP($B4969,$AR$36:$AZ$47,MATCH(AG$2,$AS$2:$BA$2,0)+1,FALSE)","v":0.33020988203130092},{"$f":"K4969*VLOOKUP($B4969,$AR$36:$AZ$47,MATCH(AH$2,$AS$2:$BA$2,0)+1,FALSE)","v":0.2800328869047784},{"$f":"L4969*VLOOKUP($B4969,$AR$36:$AZ$47,MATCH(AI$2,$AS$2:$BA$2,0)+1,FALSE)","v":4.0017938980001916E-3},{"$f":"M4969*VLOOKUP($B4969,$AR$36:$AZ$47,MATCH(AJ$2,$AS$2:$BA$2,0)+1,FALSE)","v":7.4046808933271063E-2},{"$f":"N4969*VLOOKUP($B4969,$AR$36:$AZ$47,MATCH(AK$2,$AS$2:$BA$2,0)+1,FALSE)","v":6.8230867116613581E-2},{"$f":"O4969*VLOOKUP($B4969,$AR$36:$AZ$47,MATCH(AL$2,$AS$2:$BA$2,0)+1,FALSE)","v":5.9817284250547782E-2},{"$f":"P4969*VLOOKUP($B4969,$AR$36:$AZ$47,MATCH(AM$2,$AS$2:$BA$2,0)+1,FALSE)","v":1.4243518678685003E-5},{"$f":"Q4969*VLOOKUP($B4969,$AR$36:$AZ$47,MATCH(AN$2,$AS$2:$BA$2,0)+1,FALSE)","v":1.798346164153882E-3},{"$f":"R4969*VLOOKUP($B4969,$AR$36:$BA$47,MATCH(AO$2,$AS$2:$BA$2,0)+1,FALSE)","v":2.4223999999999979E-4},0.81839435281734441]
[2006,7,27,7,null,2013,7,27,7,0.20407635849795838,0.34141613600210041,0,8.8988247986938634E-2,8.559180000000001E-2,6.3574000000000006E-2,0,1.8782982913506678E-3,2.6848000000000003E-4,0.78579332077834807,null,null,0.19321020624785237,7.7941404339110676E-2,0.30203032538238694,6.7463183243232208E-2,5.860484834286394E-2,0,0,1.3729182590709148E-3,2.6848000000000003E-4,0.70089136581451705,null,{"$f":"J4977*VLOOKUP($B4977,$AR$36:$AZ$47,MATCH(AG$2,$AS$2:$BA$2,0)+1,FALSE)","v":0.2243226962940239},{"$f":"K4977*VLOOKUP($B4977,$AR$36:$AZ$47,MATCH(AH$2,$AS$2:$BA$2,0)+1,FALSE)","v":0.30520452220169331},{"$f":"L4977*VLOOKUP($B4977,$AR$36:$AZ$47,MATCH(AI$2,$AS$2:$BA$2,0)+1,FALSE)","v":0},{"$f":"M4977*VLOOKUP($B4977,$AR$36:$AZ$47,MATCH(AJ$2,$AS$2:$BA$2,0)+1,FALSE)","v":7.8222270380555181E-2},{"$f":"N4977*VLOOKUP($B4977,$AR$36:$AZ$47,MATCH(AK$2,$AS$2:$BA$2,0)+1,FALSE)","v":6.8330258848375555E-2},{"$f":"O4977*VLOOKUP($B4977,$AR$36:$AZ$47,MATCH(AL$2,$AS$2:$BA$2,0)+1,FALSE)","v":5.7082318056804644E-2},{"$f":"P4977*VLOOKUP($B4977,$AR$36:$AZ$47,MATCH(AM$2,$AS$2:$BA$2,0)+1,FALSE)","v":0},{"$f":"Q4977*VLOOKUP($B4977,$AR$36:$AZ$47,MATCH(AN$2,$AS$2:$BA$2,0)+1,FALSE)","v":1.3826985884687352E-3},{"$f":"R4977*VLOOKUP($B4977,$AR$36:$BA$47,MATCH(AO$2,$AS$2:$BA$2,0)+1,FALSE)","v":2.6848000000000003E-4},0.73481324436992124]
[2006,7,27,16,null,2013,7,27,16,0.366009851778197,0.43099560229129352,0,0.13083214853082198,9.6643199999999999E-2,7.5000999999999998E-2,0,1.8782982913506678E-3,3.1231999999999994E-4,1.1016724208916633,null,null,0.34652146613797397,0.11459087710876266,0.38127589258879191,7.6173861407428489E-2,6.9138676669127916E-2,0,0,1.3729182590709148E-3,3.1231999999999994E-4,0.98938601217115596,null,{"$f":"J4986*VLOOKUP($B4986,$AR$36:$AZ$47,MATCH(AG$2,$AS$2:$BA$2,0)+1,FALSE)","v":0.40232154976384771},{"$f":"K4986*VLOOKUP($B4986,$AR$36:$AZ$47,MATCH(AH$2,$AS$2:$BA$2,0)+1,FALSE)","v":0.38528292308813439},{"$f":"L4986*VLOOKUP($B4986,$AR$36:$AZ$47,MATCH(AI$2,$AS$2:$BA$2,0)+1,FALSE)","v":0},{"$f":"M4986*VLOOKUP($B4986,$AR$36:$AZ$47,MATCH(AJ$2,$AS$2:$BA$2,0)+1,FALSE)","v":0.11500381149597437},{"$f":"N4986*VLOOKUP($B4986,$AR$36:$AZ$47,MATCH(AK$2,$AS$2:$BA$2,0)+1,FALSE)","v":7.7152891654753461E-2},{"$f":"O4986*VLOOKUP($B4986,$AR$36:$AZ$47,MATCH(AL$2,$AS$2:$BA$2,0)+1,FALSE)","v":6.7342481778374874E-2},{"$f":"P4986*VLOOKUP($B4986,$AR$36:$AZ$47,MATCH(AM$2,$AS$2:$BA$2,0)+1,FALSE)","v":0},{"$f":"Q4986*VLOOKUP($B4986,$AR$36:$AZ$47,MATCH(AN$2,$AS$2:$BA$2,0)+1,FALSE)","v":1.3826985884687352E-3},{"$f":"R4986*VLOOKUP($B4986,$AR$36:$BA$47,MATCH(AO$2,$AS$2:$BA$2,0)+1,FALSE)","v":3.1231999999999994E-4},1.0487986763695536]
[2006,7,27,24,null,2013,7,27,24,0.29477994265926671,0.2959437628281395,1.2530102218181778E-2,8.0294200440803765E-2,8.4433399999999992E-2,6.7683999999999994E-2,2.8459785730909E-5,2.4429261413566866E-3,1.4880000000000017E-4,0.83828559407347913,null,null,0.27908423071698824,7.032662047196217E-2,0.26180365119392313,6.6550136065009979E-2,6.2393597307679273E-2,7.0076269454450914E-3,1.4243518678685003E-5,1.7856258084643533E-3,1.4880000000000017E-4,0.74911453202815081,null,{"$f":"J4994*VLOOKUP($B4994,$AR$36:$AZ$47,MATCH(AG$2,$AS$2:$BA$2,0)+1,FALSE)","v":0.32402494849194402},{"$f":"K4994*VLOOKUP($B4994,$AR$36:$AZ$47,MATCH(AH$2,$AS$2:$BA$2,0)+1,FALSE)","v":0.26455508456688143},{"$f":"L4994*VLOOKUP($B4994,$AR$36:$AZ$47,MATCH(AI$2,$AS$2:$BA$2,0)+1,FALSE)","v":4.0017938980001916E-3},{"$f":"M4994*VLOOKUP($B4994,$AR$36:$AZ$47,MATCH(AJ$2,$AS$2:$BA$2,0)+1,FALSE)","v":7.0580046230294555E-2},{"$f":"N4994*VLOOKUP($B4994,$AR$36:$AZ$47,MATCH(AK$2,$AS$2:$BA$2,0)+1,FALSE)","v":6.7405476663049871E-2},{"$f":"O4994*VLOOKUP($B4994,$AR$36:$AZ$47,MATCH(AL$2,$AS$2:$BA$2,0)+1,FALSE)","v":6.0772636854008945E-2},{"$f":"P4994*VLOOKUP($B4994,$AR$36:$AZ$47,MATCH(AM$2,$AS$2:$BA$2,0)+1,FALSE)","v":1.4243518678685003E-5},{"$f":"Q4994*VLOOKUP($B4994,$AR$36:$AZ$47,MATCH(AN$2,$AS$2:$BA$2,0)+1,FALSE)","v":1.798346164153882E-3},{"$f":"R4994*VLOOKUP($B4994,$AR$36:$BA$47,MATCH(AO$2,$AS$2:$BA$2,0)+1,FALSE)","v":1.4880000000000017E-4},0.79330137638701148]
[2006,7,28,9,null,2013,7,28,9,0.23705181613974055,0.35406742423974624,0,9.1217509865569188E-2,9.2858999999999983E-2,7.3435E-2,0,1.8782982913506678E-3,5.9008000000000042E-4,0.85109912853640679,null,null,0.22442986843204304,7.9893929592620691E-2,0.31322215933512965,7.3191167060200832E-2,6.7695080348227465E-2,0,0,1.3729182590709148E-3,5.9008000000000042E-4,0.76039520302729269,null,{"$f":"J5003*VLOOKUP($B5003,$AR$36:$AZ$47,MATCH(AG$2,$AS$2:$BA$2,0)+1,FALSE)","v":0.26056963652844578},{"$f":"K5003*VLOOKUP($B5003,$AR$36:$AZ$47,MATCH(AH$2,$AS$2:$BA$2,0)+1,FALSE)","v":0.31651397707111062},{"$f":"L5003*VLOOKUP($B5003,$AR$36:$AZ$47,MATCH(AI$2,$AS$2:$BA$2,0)+1,FALSE)","v":0},{"$f":"M5003*VLOOKUP($B5003,$AR$36:$AZ$47,MATCH(AJ$2,$AS$2:$BA$2,0)+1,FALSE)","v":8.0181831663803479E-2},{"$f":"N5003*VLOOKUP($B5003,$AR$36:$AZ$47,MATCH(AK$2,$AS$2:$BA$2,0)+1,FALSE)","v":7.4131862005487714E-2},{"$f":"O5003*VLOOKUP($B5003,$AR$36:$AZ$47,MATCH(AL$2,$AS$2:$BA$2,0)+1,FALSE)","v":6.5936389506739371E-2},{"$f":"P5003*VLOOKUP($B5003,$AR$36:$AZ$47,MATCH(AM$2,$AS$2:$BA$2,0)+1,FALSE)","v":0},{"$f":"Q5003*VLOOKUP($B5003,$AR$36:$AZ$47,MATCH(AN$2,$AS$2:$BA$2,0)+1,FALSE)","v":1.3826985884687352E-3},{"$f":"R5003*VLOOKUP($B5003,$AR$36:$BA$47,MATCH(AO$2,$AS$2:$BA$2,0)+1,FALSE)","v":5.9008000000000042E-4},0.79930647536405575]
[2006,7,28,18,null,2013,7,28,18,0.40962279163006865,0.36032303333665811,0,9.9390297646411135E-2,8.895560000000001E-2,7.2796E-2,0,1.8782982913506678E-3,4.9856E-4,1.0334645809044889,null,null,0.38781221223848122,8.7052161959414134E-2,0.3187561205389835,7.0114519653888194E-2,6.7106026677055453E-2,0,0,1.3729182590709148E-3,4.9856E-4,0.93271251932689336,null,{"$f":"J5012*VLOOKUP($B5012,$AR$36:$AZ$47,MATCH(AG$2,$AS$2:$BA$2,0)+1,FALSE)","v":0.45026131276671805},{"$f":"K5012*VLOOKUP($B5012,$AR$36:$AZ$47,MATCH(AH$2,$AS$2:$BA$2,0)+1,FALSE)","v":0.32210609760724079},{"$f":"L5012*VLOOKUP($B5012,$AR$36:$AZ$47,MATCH(AI$2,$AS$2:$BA$2,0)+1,FALSE)","v":0},{"$f":"M5012*VLOOKUP($B5012,$AR$36:$AZ$47,MATCH(AJ$2,$AS$2:$BA$2,0)+1,FALSE)","v":8.7365859105828739E-2},{"$f":"N5012*VLOOKUP($B5012,$AR$36:$AZ$47,MATCH(AK$2,$AS$2:$BA$2,0)+1,FALSE)","v":7.1015671758422619E-2},{"$f":"O5012*VLOOKUP($B5012,$AR$36:$AZ$47,MATCH(AL$2,$AS$2:$BA$2,0)+1,FALSE)","v":6.5362639211991536E-2},{"$f":"P5012*VLOOKUP($B5012,$AR$36:$AZ$47,MATCH(AM$2,$AS$2:$BA$2,0)+1,FALSE)","v":0},{"$f":"Q5012*VLOOKUP($B5012,$AR$36:$AZ$47,MATCH(AN$2,$AS$2:$BA$2,0)+1,FALSE)","v":1.3826985884687352E-3},{"$f":"R5012*VLOOKUP($B5012,$AR$36:$BA$47,MATCH(AO$2,$AS$2:$BA$2,0)+1,FALSE)","v":4.9856E-4},0.99799283903867042]
[2006,7,28,23,null,2013,7,28,23,0.32935433460994668,0.29519925987955081,1.2530102218181778E-2,7.8339455381527479E-2,8.2816200000000006E-2,6.6017999999999993E-2,2.8459785730909E-5,2.4429261413566866E-3,3.9008000000000017E-4,0.86711881801629431,null,null,0.31181769111804586,6.861453400558637E-2,0.26114503420398388,6.5275464192926971E-2,6.0857817313668967E-2,7.0076269454450914E-3,1.4243518678685003E-5,1.7856258084643533E-3,3.9008000000000017E-4,0.77690811710680019,null,{"$f":"J5017*VLOOKUP($B5017,$AR$36:$AZ$47,MATCH(AG$2,$AS$2:$BA$2,0)+1,FALSE)","v":0.36202945269903236},{"$f":"K5017*VLOOKUP($B5017,$AR$36:$AZ$47,MATCH(AH$2,$AS$2:$BA$2,0)+1,FALSE)","v":0.26388954582181062},{"$f":"L5017*VLOOKUP($B5017,$AR$36:$AZ$47,MATCH(AI$2,$AS$2:$BA$2,0)+1,FALSE)","v":4.0017938980001916E-3},{"$f":"M5017*VLOOKUP($B5017,$AR$36:$AZ$47,MATCH(AJ$2,$AS$2:$BA$2,0)+1,FALSE)","v":6.8861790168278286E-2},{"$f":"N5017*VLOOKUP($B5017,$AR$36:$AZ$47,MATCH(AK$2,$AS$2:$BA$2,0)+1,FALSE)","v":6.6114421975456056E-2},{"$f":"O5017*VLOOKUP($B5017,$AR$36:$AZ$47,MATCH(AL$2,$AS$2:$BA$2,0)+1,FALSE)","v":5.9276755803852645E-2},{"$f":"P5017*VLOOKUP($B5017,$AR$36:$AZ$47,MATCH(AM$2,$AS$2:$BA$2,0)+1,FALSE)","v":1.4243518678685003E-5},{"$f":"Q5017*VLOOKUP($B5017,$AR$36:$AZ$47,MATCH(AN$2,$AS$2:$BA$2,0)+1,FALSE)","v":1.798346164153882E-3},{"$f":"R5017*VLOOKUP($B5017,$AR$36:$BA$47,MATCH(AO$2,$AS$2:$BA$2,0)+1,FALSE)","v":3.9008000000000017E-4},0.82637643004926264]
[2006,7,29,3,null,2013,7,29,3,0.18739707275746492,0.2831407435755976,1.2530102218181778E-2,7.4082986650502738E-2,8.4009199999999978E-2,6.4749000000000001E-2,2.8459785730909E-5,2.4429261413566866E-3,2.1344000000000004E-4,0.70859393112883462,null,null,0.17741901778434474,6.4886455771365203E-2,0.25047758993623725,6.6215782980581561E-2,5.9688006501904818E-2,7.0076269454450914E-3,1.4243518678685003E-5,1.7856258084643533E-3,2.1344000000000004E-4,0.62770778924702186,null,{"$f":"J5021*VLOOKUP($B5021,$AR$36:$AZ$47,MATCH(AG$2,$AS$2:$BA$2,0)+1,FALSE)","v":0.20598866496817883},{"$f":"K5021*VLOOKUP($B5021,$AR$36:$AZ$47,MATCH(AH$2,$AS$2:$BA$2,0)+1,FALSE)","v":0.25310999172660897},{"$f":"L5021*VLOOKUP($B5021,$AR$36:$AZ$47,MATCH(AI$2,$AS$2:$BA$2,0)+1,FALSE)","v":4.0017938980001916E-3},{"$f":"M5021*VLOOKUP($B5021,$AR$36:$AZ$47,MATCH(AJ$2,$AS$2:$BA$2,0)+1,FALSE)","v":6.5120277603681387E-2},{"$f":"N5021*VLOOKUP($B5021,$AR$36:$AZ$47,MATCH(AK$2,$AS$2:$BA$2,0)+1,FALSE)","v":6.7066826280612737E-2},{"$f":"O5021*VLOOKUP($B5021,$AR$36:$AZ$47,MATCH(AL$2,$AS$2:$BA$2,0)+1,FALSE)","v":5.8137336204423878E-2},{"$f":"P5021*VLOOKUP($B5021,$AR$36:$AZ$47,MATCH(AM$2,$AS$2:$BA$2,0)+1,FALSE)","v":1.4243518678685003E-5},{"$f":"Q5021*VLOOKUP($B5021,$AR$36:$AZ$47,MATCH(AN$2,$AS$2:$BA$2,0)+1,FALSE)","v":1.798346164153882E-3},{"$f":"R5021*VLOOKUP($B5021,$AR$36:$BA$47,MATCH(AO$2,$AS$2:$BA$2,0)+1,FALSE)","v":2.1344000000000004E-4},0.65545092036433861]
[2006,7,29,13,null,2013,7,29,13,0.31586786018245538,0.51738689475732924,0,0.14107979713671251,0.13235329999999998,8.7741E-2,0,1.8782982913506678E-3,0,1.196307150367848,null,null,0.29904931106231269,0.12356640074907604,0.45770107412608513,0.10432044811239491,8.0882876623324385E-2,0,0,1.3729182590709148E-3,0,1.066893028932264,null,{"$f":"J5031*VLOOKUP($B5031,$AR$36:$AZ$47,MATCH(AG$2,$AS$2:$BA$2,0)+1,FALSE)","v":0.34720499028044449},{"$f":"K5031*VLOOKUP($B5031,$AR$36:$AZ$47,MATCH(AH$2,$AS$2:$BA$2,0)+1,FALSE)","v":0.46251129737716029},{"$f":"L5031*VLOOKUP($B5031,$AR$36:$AZ$47,MATCH(AI$2,$AS$2:$BA$2,0)+1,FALSE)","v":0},{"$f":"M5031*VLOOKUP($B5031,$AR$36:$AZ$47,MATCH(AJ$2,$AS$2:$BA$2,0)+1,FALSE)","v":0.12401167891833943},{"$f":"N5031*VLOOKUP($B5031,$AR$36:$AZ$47,MATCH(AK$2,$AS$2:$BA$2,0)+1,FALSE)","v":0.10566123446915128},{"$f":"O5031*VLOOKUP($B5031,$AR$36:$AZ$47,MATCH(AL$2,$AS$2:$BA$2,0)+1,FALSE)","v":7.8781572161923039E-2},{"$f":"P5031*VLOOKUP($B5031,$AR$36:$AZ$47,MATCH(AM$2,$AS$2:$BA$2,0)+1,FALSE)","v":0},{"$f":"Q5031*VLOOKUP($B5031,$AR$36:$AZ$47,MATCH(AN$2,$AS$2:$BA$2,0)+1,FALSE)","v":1.3826985884687352E-3},{"$f":"R5031*VLOOKUP($B5031,$AR$36:$BA$47,MATCH(AO$2,$AS$2:$BA$2,0)+1,FALSE)","v":0},1.1195534717954871]
[2006,7,29,20,null,2013,7,29,20,0.43957641040330753,0.40328643672263575,5.4297109612121038E-3,9.7515166936630357E-2,9.3840099999999996E-2,7.2002999999999998E-2,1.2332573816727232E-5,2.1229703596866096E-3,4.5728000000000018E-4,1.1142434079572892,null,null,0.41617093494229174,8.5409806658058404E-2,0.35676326002615094,7.3964466945002139E-2,6.6375010149294242E-2,3.0366383430262063E-3,6.1721914274301677E-6,1.5517581971414051E-3,4.5728000000000018E-4,1.0037353274523926,null,{"$f":"J5038*VLOOKUP($B5038,$AR$36:$AZ$47,MATCH(AG$2,$AS$2:$BA$2,0)+1,FALSE)","v":0.4831866186494348},{"$f":"K5038*VLOOKUP($B5038,$AR$36:$AZ$47,MATCH(AH$2,$AS$2:$BA$2,0)+1,FALSE)","v":0.36051267427383177},{"$f":"L5038*VLOOKUP($B5038,$AR$36:$AZ$47,MATCH(AI$2,$AS$2:$BA$2,0)+1,FALSE)","v":1.7341106891334166E-3},{"$f":"M5038*VLOOKUP($B5038,$AR$36:$AZ$47,MATCH(AJ$2,$AS$2:$BA$2,0)+1,FALSE)","v":8.5717585488835138E-2},{"$f":"N5038*VLOOKUP($B5038,$AR$36:$AZ$47,MATCH(AK$2,$AS$2:$BA$2,0)+1,FALSE)","v":7.4915100784858427E-2},{"$f":"O5038*VLOOKUP($B5038,$AR$36:$AZ$47,MATCH(AL$2,$AS$2:$BA$2,0)+1,FALSE)","v":6.4650614198321701E-2},{"$f":"P5038*VLOOKUP($B5038,$AR$36:$AZ$47,MATCH(AM$2,$AS$2:$BA$2,0)+1,FALSE)","v":6.1721914274301677E-6},{"$f":"Q5038*VLOOKUP($B5038,$AR$36:$AZ$47,MATCH(AN$2,$AS$2:$BA$2,0)+1,FALSE)","v":1.562812537932299E-3},{"$f":"R5038*VLOOKUP($B5038,$AR$36:$BA$47,MATCH(AO$2,$AS$2:$BA$2,0)+1,FALSE)","v":4.5728000000000018E-4},1.0727429688137751]
[2006,7,30,3,null,2013,7,30,3,0.18747253566276678,0.2786811799830754,1.0937138427518419E-2,8.361125736203591E-2,8.2352300000000031E-2,6.3394000000000006E-2,2.5639446604422585E-5,2.3941329461851131E-3,1.2480000000000019E-4,0.7089929838281861,null,null,0.17749046262785698,7.3231903816247668E-2,0.24653248218976381,6.4909819695363732E-2,5.8438917731266186E-2,6.1167406790606869E-3,1.2831998809626161E-5,1.7499610427144506E-3,1.2480000000000019E-4,0.6286079197810831,null,{"$f":"J5045*VLOOKUP($B5045,$AR$36:$AZ$47,MATCH(AG$2,$AS$2:$BA$2,0)+1,FALSE)","v":0.20607161451957265},{"$f":"K5045*VLOOKUP($B5045,$AR$36:$AZ$47,MATCH(AH$2,$AS$2:$BA$2,0)+1,FALSE)","v":0.24912342275121807},{"$f":"L5045*VLOOKUP($B5045,$AR$36:$AZ$47,MATCH(AI$2,$AS$2:$BA$2,0)+1,FALSE)","v":3.4930420405762459E-3},{"$f":"M5045*VLOOKUP($B5045,$AR$36:$AZ$47,MATCH(AJ$2,$AS$2:$BA$2,0)+1,FALSE)","v":7.349579891932824E-2},{"$f":"N5045*VLOOKUP($B5045,$AR$36:$AZ$47,MATCH(AK$2,$AS$2:$BA$2,0)+1,FALSE)","v":6.5744078004657924E-2},{"$f":"O5045*VLOOKUP($B5045,$AR$36:$AZ$47,MATCH(AL$2,$AS$2:$BA$2,0)+1,FALSE)","v":5.6920698255467229E-2},{"$f":"P5045*VLOOKUP($B5045,$AR$36:$AZ$47,MATCH(AM$2,$AS$2:$BA$2,0)+1,FALSE)","v":1.2831998809626161E-5},{"$f":"Q5045*VLOOKUP($B5045,$AR$36:$AZ$47,MATCH(AN$2,$AS$2:$BA$2,0)+1,FALSE)","v":1.7624273314523415E-3},{"$f":"R5045*VLOOKUP($B5045,$AR$36:$BA$47,MATCH(AO$2,$AS$2:$BA$2,0)+1,FALSE)","v":1.2480000000000019E-4},0.65674871382108246]
[2006,7,30,13,null,2013,7,30,13,0.27230892895785119,0.49343226594993228,0,0.12448652923673779,0.13583489999999998,8.8279999999999997E-2,0,1.8839331862247196E-3,0,1.1162265573307459,null,null,0.25780969787151781,0.10903299176580286,0.43650985446718804,0.10706463410660975,8.1379746621386542E-2,0,0,1.3770370138481273E-3,0,0.9931739618463532,null,{"$f":"J5055*VLOOKUP($B5055,$AR$36:$AZ$47,MATCH(AG$2,$AS$2:$BA$2,0)+1,FALSE)","v":0.29932459408018147},{"$f":"K5055*VLOOKUP($B5055,$AR$36:$AZ$47,MATCH(AH$2,$AS$2:$BA$2,0)+1,FALSE)","v":0.44109736795574733},{"$f":"L5055*VLOOKUP($B5055,$AR$36:$AZ$47,MATCH(AI$2,$AS$2:$BA$2,0)+1,FALSE)","v":0},{"$f":"M5055*VLOOKUP($B5055,$AR$36:$AZ$47,MATCH(AJ$2,$AS$2:$BA$2,0)+1,FALSE)","v":0.10942589801433379},{"$f":"N5055*VLOOKUP($B5055,$AR$36:$AZ$47,MATCH(AK$2,$AS$2:$BA$2,0)+1,FALSE)","v":0.10844069031896988},{"$f":"O5055*VLOOKUP($B5055,$AR$36:$AZ$47,MATCH(AL$2,$AS$2:$BA$2,0)+1,FALSE)","v":7.9265533678150077E-2},{"$f":"P5055*VLOOKUP($B5055,$AR$36:$AZ$47,MATCH(AM$2,$AS$2:$BA$2,0)+1,FALSE)","v":0},{"$f":"Q5055*VLOOKUP($B5055,$AR$36:$AZ$47,MATCH(AN$2,$AS$2:$BA$2,0)+1,FALSE)","v":1.3868466842341413E-3},{"$f":"R5055*VLOOKUP($B5055,$AR$36:$BA$47,MATCH(AO$2,$AS$2:$BA$2,0)+1,FALSE)","v":0},1.0389409307316166]
[2006,7,30,17,null,2013,7,30,17,0.33819408179769284,0.46557271902986519,0,0.12516779105093082,0.12080410000000004,8.1807000000000005E-2,0,1.8839331862247196E-3,0,1.1334296250647136,null,null,{"$f":"$J5059*$AS$6","v":0.320186761351825},{"$f":"$M5059*$AV$6","v":0.10962968294381784},{"$f":"$K5059*$AT$6","v":0.41186418856573231},{"$f":"$N5059*$AW$6","v":9.5217405578966088E-2},{"$f":"$O5059*$AX$6","v":7.5412697460985154E-2},{"$f":"$L5059*$AU$6","v":0},{"$f":"$P5059*$AY$6","v":0},{"$f":"$Q5059*$AZ$6","v":1.3770370138481273E-3},0,{"$f":"SUM(V5059:AD5059)","v":1.0136877729151745},null,{"$f":"J5059*VLOOKUP($B5059,$AR$36:$AZ$47,MATCH(AG$2,$AS$2:$BA$2,0)+1,FALSE)","v":0.37174618783830898},{"$f":"K5059*VLOOKUP($B5059,$AR$36:$AZ$47,MATCH(AH$2,$AS$2:$BA$2,0)+1,FALSE)","v":0.41619268768474094},{"$f":"L5059*VLOOKUP($B5059,$AR$36:$AZ$47,MATCH(AI$2,$AS$2:$BA$2,0)+1,FALSE)","v":0},{"$f":"M5059*VLOOKUP($B5059,$AR$36:$AZ$47,MATCH(AJ$2,$AS$2:$BA$2,0)+1,FALSE)","v":0.11002473940109281},{"$f":"N5059*VLOOKUP($B5059,$AR$36:$AZ$47,MATCH(AK$2,$AS$2:$BA$2,0)+1,FALSE)","v":9.6441194401158142E-2},{"$f":"O5059*VLOOKUP($B5059,$AR$36:$AZ$47,MATCH(AL$2,$AS$2:$BA$2,0)+1,FALSE)","v":7.34535060444996E-2},{"$f":"P5059*VLOOKUP($B5059,$AR$36:$AZ$47,MATCH(AM$2,$AS$2:$BA$2,0)+1,FALSE)","v":0},{"$f":"Q5059*VLOOKUP($B5059,$AR$36:$AZ$47,MATCH(AN$2,$AS$2:$BA$2,0)+1,FALSE)","v":1.3868466842341413E-3},{"$f":"R5059*VLOOKUP($B5059,$AR$36:$BA$47,MATCH(AO$2,$AS$2:$BA$2,0)+1,FALSE)","v":0},1.0692451620540346]
[2006,7,31,6,null,2013,7,31,6,0.21103076474335292,0.3632692577518038,0,9.9235044663806976E-2,0.10562959999999996,7.2836999999999999E-2,0,1.8839331862247196E-3,0,0.85388560034518834,null,null,0.19979432150203294,8.6916181807363269E-2,0.32136246811580249,8.3256913170529398E-2,6.7143821983030483E-2,0,0,1.3770370138481273E-3,0,0.75985074359260674,null,{"$f":"J5072*VLOOKUP($B5072,$AR$36:$AZ$47,MATCH(AG$2,$AS$2:$BA$2,0)+1,FALSE)","v":0.23196704653416456},{"$f":"K5072*VLOOKUP($B5072,$AR$36:$AZ$47,MATCH(AH$2,$AS$2:$BA$2,0)+1,FALSE)","v":0.324739836672573},{"$f":"L5072*VLOOKUP($B5072,$AR$36:$AZ$47,MATCH(AI$2,$AS$2:$BA$2,0)+1,FALSE)","v":0},{"$f":"M5072*VLOOKUP($B5072,$AR$36:$AZ$47,MATCH(AJ$2,$AS$2:$BA$2,0)+1,FALSE)","v":8.7229388941988312E-2},{"$f":"N5072*VLOOKUP($B5072,$AR$36:$AZ$47,MATCH(AK$2,$AS$2:$BA$2,0)+1,FALSE)","v":8.4326978870059605E-2},{"$f":"O5072*VLOOKUP($B5072,$AR$36:$AZ$47,MATCH(AL$2,$AS$2:$BA$2,0)+1,FALSE)","v":6.5399452611185058E-2},{"$f":"P5072*VLOOKUP($B5072,$AR$36:$AZ$47,MATCH(AM$2,$AS$2:$BA$2,0)+1,FALSE)","v":0},{"$f":"Q5072*VLOOKUP($B5072,$AR$36:$AZ$47,MATCH(AN$2,$AS$2:$BA$2,0)+1,FALSE)","v":1.3868466842341413E-3},{"$f":"R5072*VLOOKUP($B5072,$AR$36:$BA$47,MATCH(AO$2,$AS$2:$BA$2,0)+1,FALSE)","v":0},0.79504955031420466]
[2006,7,31,14,null,2013,7,31,14,0.33067696952817061,0.5255591779161477,0,0.14178315145952969,0.13639269999999995,9.0013999999999997E-2,0,1.8839331862247196E-3,0,1.2263099320900728,null,null,0.31306990164954263,0.12418244191078541,0.4649306016184816,0.10750429028410657,8.2978211513111549E-2,0,0,1.3770370138481273E-3,0,1.0940424839898759,null,{"$f":"J5080*VLOOKUP($B5080,$AR$36:$AZ$47,MATCH(AG$2,$AS$2:$BA$2,0)+1,FALSE)","v":0.36348330572371568},{"$f":"K5080*VLOOKUP($B5080,$AR$36:$AZ$47,MATCH(AH$2,$AS$2:$BA$2,0)+1,FALSE)","v":0.46981680380691143},{"$f":"L5080*VLOOKUP($B5080,$AR$36:$AZ$47,MATCH(AI$2,$AS$2:$BA$2,0)+1,FALSE)","v":0},{"$f":"M5080*VLOOKUP($B5080,$AR$36:$AZ$47,MATCH(AJ$2,$AS$2:$BA$2,0)+1,FALSE)","v":0.12462994001749955},{"$f":"N5080*VLOOKUP($B5080,$AR$36:$AZ$47,MATCH(AK$2,$AS$2:$BA$2,0)+1,FALSE)","v":0.10888599721034992},{"$f":"O5080*VLOOKUP($B5080,$AR$36:$AZ$47,MATCH(AL$2,$AS$2:$BA$2,0)+1,FALSE)","v":8.0822471097700507E-2},{"$f":"P5080*VLOOKUP($B5080,$AR$36:$AZ$47,MATCH(AM$2,$AS$2:$BA$2,0)+1,FALSE)","v":0},{"$f":"Q5080*VLOOKUP($B5080,$AR$36:$AZ$47,MATCH(AN$2,$AS$2:$BA$2,0)+1,FALSE)","v":1.3868466842341413E-3},{"$f":"R5080*VLOOKUP($B5080,$AR$36:$BA$47,MATCH(AO$2,$AS$2:$BA$2,0)+1,FALSE)","v":0},1.1490253645404114]
[2006,7,31,15,null,2013,7,31,15,0.33927707175971045,0.5230360598006587,0,0.14718015638861612,0.13414049999999997,8.9443999999999996E-2,0,1.8839331862247196E-3,0,1.2349617211352102,null,null,0.32121208694791981,0.12890947219752441,0.46269855074261246,0.10572911344122669,8.245276457638534E-2,0,0,1.3770370138481273E-3,0,1.1023790249195167,null,{"$f":"J5081*VLOOKUP($B5081,$AR$36:$AZ$47,MATCH(AG$2,$AS$2:$BA$2,0)+1,FALSE)","v":0.372936620821959},{"$f":"K5081*VLOOKUP($B5081,$AR$36:$AZ$47,MATCH(AH$2,$AS$2:$BA$2,0)+1,FALSE)","v":0.46756129512500333},{"$f":"L5081*VLOOKUP($B5081,$AR$36:$AZ$47,MATCH(AI$2,$AS$2:$BA$2,0)+1,FALSE)","v":0},{"$f":"M5081*VLOOKUP($B5081,$AR$36:$AZ$47,MATCH(AJ$2,$AS$2:$BA$2,0)+1,FALSE)","v":0.12937400441204919},{"$f":"N5081*VLOOKUP($B5081,$AR$36:$AZ$47,MATCH(AK$2,$AS$2:$BA$2,0)+1,FALSE)","v":0.10708800477441201},{"$f":"O5081*VLOOKUP($B5081,$AR$36:$AZ$47,MATCH(AL$2,$AS$2:$BA$2,0)+1,FALSE)","v":8.0310675060132036E-2},{"$f":"P5081*VLOOKUP($B5081,$AR$36:$AZ$47,MATCH(AM$2,$AS$2:$BA$2,0)+1,FALSE)","v":0},{"$f":"Q5081*VLOOKUP($B5081,$AR$36:$AZ$47,MATCH(AN$2,$AS$2:$BA$2,0)+1,FALSE)","v":1.3868466842341413E-3},{"$f":"R5081*VLOOKUP($B5081,$AR$36:$BA$47,MATCH(AO$2,$AS$2:$BA$2,0)+1,FALSE)","v":0},1.1586574468777897]
[2006,7,31,24,null,2013,7,31,24,0.27735447840923122,0.29506892761849079,1.0937138427518419E-2,7.7881054270803454E-2,8.7962399999999996E-2,6.6136E-2,2.5639446604422585E-5,2.3941329461851131E-3,0,0.81775977111883336,null,null,0.26258659440823556,6.8213037997645151E-2,0.26102973708980315,6.9331682587753587E-2,6.096659404793861E-2,6.1167406790606869E-3,1.2831998809626161E-5,1.7499610427144506E-3,0,0.73000717985196073,null,{"$f":"J5090*VLOOKUP($B5090,$AR$36:$AZ$47,MATCH(AG$2,$AS$2:$BA$2,0)+1,FALSE)","v":0.3048707105708367},{"$f":"K5090*VLOOKUP($B5090,$AR$36:$AZ$47,MATCH(AH$2,$AS$2:$BA$2,0)+1,FALSE)","v":0.26377303698912896},{"$f":"L5090*VLOOKUP($B5090,$AR$36:$AZ$47,MATCH(AI$2,$AS$2:$BA$2,0)+1,FALSE)","v":3.4930420405762459E-3},{"$f":"M5090*VLOOKUP($B5090,$AR$36:$AZ$47,MATCH(AJ$2,$AS$2:$BA$2,0)+1,FALSE)","v":6.8458847347884016E-2},{"$f":"N5090*VLOOKUP($B5090,$AR$36:$AZ$47,MATCH(AK$2,$AS$2:$BA$2,0)+1,FALSE)","v":7.0222773220382673E-2},{"$f":"O5090*VLOOKUP($B5090,$AR$36:$AZ$47,MATCH(AL$2,$AS$2:$BA$2,0)+1,FALSE)","v":5.938270656250718E-2},{"$f":"P5090*VLOOKUP($B5090,$AR$36:$AZ$47,MATCH(AM$2,$AS$2:$BA$2,0)+1,FALSE)","v":1.2831998809626161E-5},{"$f":"Q5090*VLOOKUP($B5090,$AR$36:$AZ$47,MATCH(AN$2,$AS$2:$BA$2,0)+1,FALSE)","v":1.7624273314523415E-3},{"$f":"R5090*VLOOKUP($B5090,$AR$36:$BA$47,MATCH(AO$2,$AS$2:$BA$2,0)+1,FALSE)","v":0},0.77197637606157787]
[2006,8,1,8,null,2013,8,1,8,0.29039589206996069,0.48491657712496405,0,0.12871947662039543,0.12529580000000001,8.4338999999999997E-2,0,1.8839331862247196E-3,0,1.1155506790015448,null,null,0.27493361119008547,0.11274046855110001,0.42897653663172264,9.8757749165309924E-2,7.7746788064126868E-2,0,0,1.3770370138481273E-3,0,0.99453219061619302,null,{"$f":"J5098*VLOOKUP($B5098,$AR$36:$AZ$47,MATCH(AG$2,$AS$2:$BA$2,0)+1,FALSE)","v":0.30260470695692288},{"$f":"K5098*VLOOKUP($B5098,$AR$36:$AZ$47,MATCH(AH$2,$AS$2:$BA$2,0)+1,FALSE)","v":0.43670710755488301},{"$f":"L5098*VLOOKUP($B5098,$AR$36:$AZ$47,MATCH(AI$2,$AS$2:$BA$2,0)+1,FALSE)","v":0},{"$f":"M5098*VLOOKUP($B5098,$AR$36:$AZ$47,MATCH(AJ$2,$AS$2:$BA$2,0)+1,FALSE)","v":0.11351070518534948},{"$f":"N5098*VLOOKUP($B5098,$AR$36:$AZ$47,MATCH(AK$2,$AS$2:$BA$2,0)+1,FALSE)","v":0.10059283974247665},{"$f":"O5098*VLOOKUP($B5098,$AR$36:$AZ$47,MATCH(AL$2,$AS$2:$BA$2,0)+1,FALSE)","v":7.8886736581967029E-2},{"$f":"P5098*VLOOKUP($B5098,$AR$36:$AZ$47,MATCH(AM$2,$AS$2:$BA$2,0)+1,FALSE)","v":0},{"$f":"Q5098*VLOOKUP($B5098,$AR$36:$AZ$47,MATCH(AN$2,$AS$2:$BA$2,0)+1,FALSE)","v":1.365104981501676E-3},{"$f":"R5098*VLOOKUP($B5098,$AR$36:$BA$47,MATCH(AO$2,$AS$2:$BA$2,0)+1,FALSE)","v":0},1.0336672010031007]
[2006,8,1,14,null,2013,8,1,14,0.40160977527374409,0.54970498976476501,0,0.14117753085358814,0.1334949,8.9383000000000004E-2,0,1.8839331862247196E-3,0,1.3172541290783222,null,null,0.38022585312139429,0.12365200197527038,0.4862909494176697,0.10522025358430315,8.2396532535788325E-2,0,0,1.3770370138481273E-3,0,1.1791626276482741,null,{"$f":"J5104*VLOOKUP($B5104,$AR$36:$AZ$47,MATCH(AG$2,$AS$2:$BA$2,0)+1,FALSE)","v":0.41849424071215457},{"$f":"K5104*VLOOKUP($B5104,$AR$36:$AZ$47,MATCH(AH$2,$AS$2:$BA$2,0)+1,FALSE)","v":0.49505438133700491},{"$f":"L5104*VLOOKUP($B5104,$AR$36:$AZ$47,MATCH(AI$2,$AS$2:$BA$2,0)+1,FALSE)","v":0},{"$f":"M5104*VLOOKUP($B5104,$AR$36:$AZ$47,MATCH(AJ$2,$AS$2:$BA$2,0)+1,FALSE)","v":0.12449678560127131},{"$f":"N5104*VLOOKUP($B5104,$AR$36:$AZ$47,MATCH(AK$2,$AS$2:$BA$2,0)+1,FALSE)","v":0.10717542872257446},{"$f":"O5104*VLOOKUP($B5104,$AR$36:$AZ$47,MATCH(AL$2,$AS$2:$BA$2,0)+1,FALSE)","v":8.3604657108881542E-2},{"$f":"P5104*VLOOKUP($B5104,$AR$36:$AZ$47,MATCH(AM$2,$AS$2:$BA$2,0)+1,FALSE)","v":0},{"$f":"Q5104*VLOOKUP($B5104,$AR$36:$AZ$47,MATCH(AN$2,$AS$2:$BA$2,0)+1,FALSE)","v":1.365104981501676E-3},{"$f":"R5104*VLOOKUP($B5104,$AR$36:$BA$47,MATCH(AO$2,$AS$2:$BA$2,0)+1,FALSE)","v":0},1.2301905984633885]
[2006,8,2,1,null,2013,8,2,1,0.2895409205768365,0.26618118223115578,1.0937138427518419E-2,4.9916240532298692E-2,8.4542600000000009E-2,6.5658999999999995E-2,2.5639446604422585E-5,2.3941329461851131E-3,0,0.76919685416059891,null,null,0.2741241631004665,4.3719726755236679E-2,0.23547448583229766,6.6636207156050967E-2,6.0526877927204563E-2,6.1167406790606869E-3,1.2831998809626161E-5,1.7499610427144506E-3,0,0.68836099449184107,null,{"$f":"J5115*VLOOKUP($B5115,$AR$36:$AZ$47,MATCH(AG$2,$AS$2:$BA$2,0)+1,FALSE)","v":0.30171379077939298},{"$f":"K5115*VLOOKUP($B5115,$AR$36:$AZ$47,MATCH(AH$2,$AS$2:$BA$2,0)+1,FALSE)","v":0.23971796317400618},{"$f":"L5115*VLOOKUP($B5115,$AR$36:$AZ$47,MATCH(AI$2,$AS$2:$BA$2,0)+1,FALSE)","v":4.434042498183857E-3},{"$f":"M5115*VLOOKUP($B5115,$AR$36:$AZ$47,MATCH(AJ$2,$AS$2:$BA$2,0)+1,FALSE)","v":4.401841750594078E-2},{"$f":"N5115*VLOOKUP($B5115,$AR$36:$AZ$47,MATCH(AK$2,$AS$2:$BA$2,0)+1,FALSE)","v":6.7874423669526882E-2},{"$f":"O5115*VLOOKUP($B5115,$AR$36:$AZ$47,MATCH(AL$2,$AS$2:$BA$2,0)+1,FALSE)","v":6.1414342560800736E-2},{"$f":"P5115*VLOOKUP($B5115,$AR$36:$AZ$47,MATCH(AM$2,$AS$2:$BA$2,0)+1,FALSE)","v":1.2831998809626161E-5},{"$f":"Q5115*VLOOKUP($B5115,$AR$36:$AZ$47,MATCH(AN$2,$AS$2:$BA$2,0)+1,FALSE)","v":1.7347976218646741E-3},{"$f":"R5115*VLOOKUP($B5115,$AR$36:$BA$47,MATCH(AO$2,$AS$2:$BA$2,0)+1,FALSE)","v":0},0.72092060980852579]
[2006,8,2,11,null,2013,8,2,11,0.29448237936400834,0.50200343016285653,0,0.13505348256133298,0.13184259999999998,8.7705000000000005E-2,0,1.8839331862247196E-3,0,1.1529708252744226,null,null,0.27880251133473438,0.11828818220202393,0.44409224804251529,0.10391791600438552,8.0849690501004837E-2,0,0,1.3770370138481273E-3,0,1.027327585098512,null,{"$f":"J5125*VLOOKUP($B5125,$AR$36:$AZ$47,MATCH(AG$2,$AS$2:$BA$2,0)+1,FALSE)","v":0.30686299822021862},{"$f":"K5125*VLOOKUP($B5125,$AR$36:$AZ$47,MATCH(AH$2,$AS$2:$BA$2,0)+1,FALSE)","v":0.45209521866387986},{"$f":"L5125*VLOOKUP($B5125,$AR$36:$AZ$47,MATCH(AI$2,$AS$2:$BA$2,0)+1,FALSE)","v":0},{"$f":"M5125*VLOOKUP($B5125,$AR$36:$AZ$47,MATCH(AJ$2,$AS$2:$BA$2,0)+1,FALSE)","v":0.11909632050854055},{"$f":"N5125*VLOOKUP($B5125,$AR$36:$AZ$47,MATCH(AK$2,$AS$2:$BA$2,0)+1,FALSE)","v":0.10584889144753015},{"$f":"O5125*VLOOKUP($B5125,$AR$36:$AZ$47,MATCH(AL$2,$AS$2:$BA$2,0)+1,FALSE)","v":8.2035134776573343E-2},{"$f":"P5125*VLOOKUP($B5125,$AR$36:$AZ$47,MATCH(AM$2,$AS$2:$BA$2,0)+1,FALSE)","v":0},{"$f":"Q5125*VLOOKUP($B5125,$AR$36:$AZ$47,MATCH(AN$2,$AS$2:$BA$2,0)+1,FALSE)","v":1.365104981501676E-3},{"$f":"R5125*VLOOKUP($B5125,$AR$36:$BA$47,MATCH(AO$2,$AS$2:$BA$2,0)+1,FALSE)","v":0},1.0673036685982444]
[2006,8,2,18,null,2013,8,2,18,0.3680667622382453,0.43752011705894756,0,0.11894160077572492,0.10330740000000001,7.7467999999999995E-2,0,1.8839331862247196E-3,0,1.1071878132591426,null,null,0.34846885532672839,0.10417640091265246,0.38704773846963397,8.1426562551341217E-2,7.1412847884748221E-2,0,0,1.3770370138481273E-3,0,0.99390944215895238,null,{"$f":"J5132*VLOOKUP($B5132,$AR$36:$AZ$47,MATCH(AG$2,$AS$2:$BA$2,0)+1,FALSE)","v":0.38354101338614954},{"$f":"K5132*VLOOKUP($B5132,$AR$36:$AZ$47,MATCH(AH$2,$AS$2:$BA$2,0)+1,FALSE)","v":0.39402271201103556},{"$f":"L5132*VLOOKUP($B5132,$AR$36:$AZ$47,MATCH(AI$2,$AS$2:$BA$2,0)+1,FALSE)","v":0},{"$f":"M5132*VLOOKUP($B5132,$AR$36:$AZ$47,MATCH(AJ$2,$AS$2:$BA$2,0)+1,FALSE)","v":0.10488812831132666},{"$f":"N5132*VLOOKUP($B5132,$AR$36:$AZ$47,MATCH(AK$2,$AS$2:$BA$2,0)+1,FALSE)","v":8.2939609567215605E-2},{"$f":"O5132*VLOOKUP($B5132,$AR$36:$AZ$47,MATCH(AL$2,$AS$2:$BA$2,0)+1,FALSE)","v":7.2459926125894566E-2},{"$f":"P5132*VLOOKUP($B5132,$AR$36:$AZ$47,MATCH(AM$2,$AS$2:$BA$2,0)+1,FALSE)","v":0},{"$f":"Q5132*VLOOKUP($B5132,$AR$36:$AZ$47,MATCH(AN$2,$AS$2:$BA$2,0)+1,FALSE)","v":1.365104981501676E-3},{"$f":"R5132*VLOOKUP($B5132,$AR$36:$BA$47,MATCH(AO$2,$AS$2:$BA$2,0)+1,FALSE)","v":0},1.0392164943831237]
[2006,8,3,1,null,2013,8,3,1,0.26089015618244177,0.28623583789345891,1.0937138427518419E-2,6.9017305483750999E-2,8.1723799999999985E-2,6.4315999999999998E-2,2.5639446604422585E-5,2.3941329461851131E-3,0,0.77554001037995957,null,null,0.24699892361391909,6.0449619301354396E-2,0.25321563376409867,6.4414438003795441E-2,5.9288851197339114E-2,6.1167406790606869E-3,1.2831998809626161E-5,1.7499610427144506E-3,0,0.69224699960109126,null,{"$f":"J5139*VLOOKUP($B5139,$AR$36:$AZ$47,MATCH(AG$2,$AS$2:$BA$2,0)+1,FALSE)","v":0.2718584918567451},{"$f":"K5139*VLOOKUP($B5139,$AR$36:$AZ$47,MATCH(AH$2,$AS$2:$BA$2,0)+1,FALSE)","v":0.25777882370226279},{"$f":"L5139*VLOOKUP($B5139,$AR$36:$AZ$47,MATCH(AI$2,$AS$2:$BA$2,0)+1,FALSE)","v":4.434042498183857E-3},{"$f":"M5139*VLOOKUP($B5139,$AR$36:$AZ$47,MATCH(AJ$2,$AS$2:$BA$2,0)+1,FALSE)","v":6.0862607750938796E-2},{"$f":"N5139*VLOOKUP($B5139,$AR$36:$AZ$47,MATCH(AK$2,$AS$2:$BA$2,0)+1,FALSE)","v":6.5611370185961637E-2},{"$f":"O5139*VLOOKUP($B5139,$AR$36:$AZ$47,MATCH(AL$2,$AS$2:$BA$2,0)+1,FALSE)","v":6.0158163483154788E-2},{"$f":"P5139*VLOOKUP($B5139,$AR$36:$AZ$47,MATCH(AM$2,$AS$2:$BA$2,0)+1,FALSE)","v":1.2831998809626161E-5},{"$f":"Q5139*VLOOKUP($B5139,$AR$36:$AZ$47,MATCH(AN$2,$AS$2:$BA$2,0)+1,FALSE)","v":1.7347976218646741E-3},{"$f":"R5139*VLOOKUP($B5139,$AR$36:$BA$47,MATCH(AO$2,$AS$2:$BA$2,0)+1,FALSE)","v":0},0.72245112909792142]
[2006,8,3,3,null,2013,8,3,3,0.20790568467118362,0.28811202318001139,1.0937138427518419E-2,8.0419958467169581E-2,8.0385499999999971E-2,6.3542000000000001E-2,2.5639446604422585E-5,2.3941329461851131E-3,0,0.73372207713867243,null,null,0.19683563794981282,7.043676711945325E-2,0.25487538206776877,6.3359594220460835E-2,5.8575349567468779E-2,6.1167406790606869E-3,1.2831998809626161E-5,1.7499610427144506E-3,0,0.65196226464554907,null,{"$f":"J5141*VLOOKUP($B5141,$AR$36:$AZ$47,MATCH(AG$2,$AS$2:$BA$2,0)+1,FALSE)","v":0.21664644887416382},{"$f":"K5141*VLOOKUP($B5141,$AR$36:$AZ$47,MATCH(AH$2,$AS$2:$BA$2,0)+1,FALSE)","v":0.25946848227113495},{"$f":"L5141*VLOOKUP($B5141,$AR$36:$AZ$47,MATCH(AI$2,$AS$2:$BA$2,0)+1,FALSE)","v":4.434042498183857E-3},{"$f":"M5141*VLOOKUP($B5141,$AR$36:$AZ$47,MATCH(AJ$2,$AS$2:$BA$2,0)+1,FALSE)","v":7.0917987209548158E-2},{"$f":"N5141*VLOOKUP($B5141,$AR$36:$AZ$47,MATCH(AK$2,$AS$2:$BA$2,0)+1,FALSE)","v":6.4536925572276596E-2},{"$f":"O5141*VLOOKUP($B5141,$AR$36:$AZ$47,MATCH(AL$2,$AS$2:$BA$2,0)+1,FALSE)","v":5.9434200261935161E-2},{"$f":"P5141*VLOOKUP($B5141,$AR$36:$AZ$47,MATCH(AM$2,$AS$2:$BA$2,0)+1,FALSE)","v":1.2831998809626161E-5},{"$f":"Q5141*VLOOKUP($B5141,$AR$36:$AZ$47,MATCH(AN$2,$AS$2:$BA$2,0)+1,FALSE)","v":1.7347976218646741E-3},{"$f":"R5141*VLOOKUP($B5141,$AR$36:$BA$47,MATCH(AO$2,$AS$2:$BA$2,0)+1,FALSE)","v":0},0.67718571630791691]
[2006,8,3,11,null,2013,8,3,11,0.32357803535636631,0.42375710398508515,0,0.12827613912793381,8.8996299999999987E-2,7.0279999999999995E-2,0,1.8839331862247196E-3,0,1.03677151165561,null,null,0.30634895393384748,0.11235216619050392,0.37487242840486557,7.0146599263827436E-2,6.4786685461611301E-2,0,0,1.3770370138481273E-3,0,0.92988387026850394,null,{"$f":"J5149*VLOOKUP($B5149,$AR$36:$AZ$47,MATCH(AG$2,$AS$2:$BA$2,0)+1,FALSE)","v":0.33718189285928529},{"$f":"K5149*VLOOKUP($B5149,$AR$36:$AZ$47,MATCH(AH$2,$AS$2:$BA$2,0)+1,FALSE)","v":0.38162799111623391},{"$f":"L5149*VLOOKUP($B5149,$AR$36:$AZ$47,MATCH(AI$2,$AS$2:$BA$2,0)+1,FALSE)","v":0},{"$f":"M5149*VLOOKUP($B5149,$AR$36:$AZ$47,MATCH(AJ$2,$AS$2:$BA$2,0)+1,FALSE)","v":0.11311974996454144},{"$f":"N5149*VLOOKUP($B5149,$AR$36:$AZ$47,MATCH(AK$2,$AS$2:$BA$2,0)+1,FALSE)","v":7.1450044962188458E-2},{"$f":"O5149*VLOOKUP($B5149,$AR$36:$AZ$47,MATCH(AL$2,$AS$2:$BA$2,0)+1,FALSE)","v":6.5736608769141711E-2},{"$f":"P5149*VLOOKUP($B5149,$AR$36:$AZ$47,MATCH(AM$2,$AS$2:$BA$2,0)+1,FALSE)","v":0},{"$f":"Q5149*VLOOKUP($B5149,$AR$36:$AZ$47,MATCH(AN$2,$AS$2:$BA$2,0)+1,FALSE)","v":1.365104981501676E-3},{"$f":"R5149*VLOOKUP($B5149,$AR$36:$BA$47,MATCH(AO$2,$AS$2:$BA$2,0)+1,FALSE)","v":0},0.97048139265289246]
[2006,8,3,20,null,2013,8,3,20,0.41717967192737515,0.35263627686424998,5.6508548542178495E-3,9.6740386078668486E-2,8.2471299999999984E-2,6.7382999999999998E-2,1.3247047412285002E-5,2.1475363955375899E-3,0,1.0242222731674617,null,null,0.39496672249914683,8.4731205724893913E-2,0.31195610931021628,6.5003615115087829E-2,6.2116124451618591E-2,3.1603160175146883E-3,6.6298660516401829E-6,1.5697144287623946E-3,0,0.92351043741329208,null,{"$f":"J5158*VLOOKUP($B5158,$AR$36:$AZ$47,MATCH(AG$2,$AS$2:$BA$2,0)+1,FALSE)","v":0.43471872646723037},{"$f":"K5158*VLOOKUP($B5158,$AR$36:$AZ$47,MATCH(AH$2,$AS$2:$BA$2,0)+1,FALSE)","v":0.31757785927088178},{"$f":"L5158*VLOOKUP($B5158,$AR$36:$AZ$47,MATCH(AI$2,$AS$2:$BA$2,0)+1,FALSE)","v":2.2909219573949927E-3},{"$f":"M5158*VLOOKUP($B5158,$AR$36:$AZ$47,MATCH(AJ$2,$AS$2:$BA$2,0)+1,FALSE)","v":8.5310084627493663E-2},{"$f":"N5158*VLOOKUP($B5158,$AR$36:$AZ$47,MATCH(AK$2,$AS$2:$BA$2,0)+1,FALSE)","v":6.621149523171338E-2},{"$f":"O5158*VLOOKUP($B5158,$AR$36:$AZ$47,MATCH(AL$2,$AS$2:$BA$2,0)+1,FALSE)","v":6.3026891131062551E-2},{"$f":"P5158*VLOOKUP($B5158,$AR$36:$AZ$47,MATCH(AM$2,$AS$2:$BA$2,0)+1,FALSE)","v":6.6298660516401829E-6},{"$f":"Q5158*VLOOKUP($B5158,$AR$36:$AZ$47,MATCH(AN$2,$AS$2:$BA$2,0)+1,FALSE)","v":1.5561128456892251E-3},{"$f":"R5158*VLOOKUP($B5158,$AR$36:$BA$47,MATCH(AO$2,$AS$2:$BA$2,0)+1,FALSE)","v":0},0.97069872139751756]
[2006,8,4,8,null,2013,8,4,8,0.19929767509751603,0.3053808788358347,0,8.3458116735550203E-2,8.0219899999999997E-2,6.4681000000000002E-2,0,1.8839331862247196E-3,0,0.73492150385512556,null,null,0.18868596633986767,7.3097773796164348E-2,0.2701521002504082,6.3229068829651472E-2,5.962532160419011E-2,0,0,1.3770370138481273E-3,0,0.65616726783413004,null,{"$f":"J5170*VLOOKUP($B5170,$AR$36:$AZ$47,MATCH(AG$2,$AS$2:$BA$2,0)+1,FALSE)","v":0.20767654163493013},{"$f":"K5170*VLOOKUP($B5170,$AR$36:$AZ$47,MATCH(AH$2,$AS$2:$BA$2,0)+1,FALSE)","v":0.27502050164929276},{"$f":"L5170*VLOOKUP($B5170,$AR$36:$AZ$47,MATCH(AI$2,$AS$2:$BA$2,0)+1,FALSE)","v":0},{"$f":"M5170*VLOOKUP($B5170,$AR$36:$AZ$47,MATCH(AJ$2,$AS$2:$BA$2,0)+1,FALSE)","v":7.359717373642953E-2},{"$f":"N5170*VLOOKUP($B5170,$AR$36:$AZ$47,MATCH(AK$2,$AS$2:$BA$2,0)+1,FALSE)","v":6.4403974792910074E-2},{"$f":"O5170*VLOOKUP($B5170,$AR$36:$AZ$47,MATCH(AL$2,$AS$2:$BA$2,0)+1,FALSE)","v":6.0499567327786788E-2},{"$f":"P5170*VLOOKUP($B5170,$AR$36:$AZ$47,MATCH(AM$2,$AS$2:$BA$2,0)+1,FALSE)","v":0},{"$f":"Q5170*VLOOKUP($B5170,$AR$36:$AZ$47,MATCH(AN$2,$AS$2:$BA$2,0)+1,FALSE)","v":1.365104981501676E-3},{"$f":"R5170*VLOOKUP($B5170,$AR$36:$BA$47,MATCH(AO$2,$AS$2:$BA$2,0)+1,FALSE)","v":0},0.68256286412285094]
[2006,8,4,13,null,2013,8,4,13,0.31887814461652264,0.36882702744703127,0,9.285384294248622E-2,8.6163799999999999E-2,6.8377999999999994E-2,0,1.8839331862247196E-3,0,0.93698474819226474,null,null,0.30189931133011272,8.1327131176723924E-2,0.32627909276367678,6.7914031815351592E-2,6.3033351999061724E-2,0,0,1.3770370138481273E-3,0,0.84182995609877487,null,{"$f":"J5175*VLOOKUP($B5175,$AR$36:$AZ$47,MATCH(AG$2,$AS$2:$BA$2,0)+1,FALSE)","v":0.33228440946197429},{"$f":"K5175*VLOOKUP($B5175,$AR$36:$AZ$47,MATCH(AH$2,$AS$2:$BA$2,0)+1,FALSE)","v":0.33215895670019657},{"$f":"L5175*VLOOKUP($B5175,$AR$36:$AZ$47,MATCH(AI$2,$AS$2:$BA$2,0)+1,FALSE)","v":0},{"$f":"M5175*VLOOKUP($B5175,$AR$36:$AZ$47,MATCH(AJ$2,$AS$2:$BA$2,0)+1,FALSE)","v":8.1882753630628594E-2},{"$f":"N5175*VLOOKUP($B5175,$AR$36:$AZ$47,MATCH(AK$2,$AS$2:$BA$2,0)+1,FALSE)","v":6.9175992531296415E-2},{"$f":"O5175*VLOOKUP($B5175,$AR$36:$AZ$47,MATCH(AL$2,$AS$2:$BA$2,0)+1,FALSE)","v":6.3957567365059365E-2},{"$f":"P5175*VLOOKUP($B5175,$AR$36:$AZ$47,MATCH(AM$2,$AS$2:$BA$2,0)+1,FALSE)","v":0},{"$f":"Q5175*VLOOKUP($B5175,$AR$36:$AZ$47,MATCH(AN$2,$AS$2:$BA$2,0)+1,FALSE)","v":1.365104981501676E-3},{"$f":"R5175*VLOOKUP($B5175,$AR$36:$BA$47,MATCH(AO$2,$AS$2:$BA$2,0)+1,FALSE)","v":0},0.88082478467065706]
[2006,8,4,22,null,2013,8,4,22,0.37007857033567509,0.29191489150745115,1.0937138427518419E-2,7.4054066495159859E-2,7.6641900000000013E-2,6.1792E-2,2.5639446604422585E-5,2.3941329461851131E-3,0,0.887838339158594,null,null,0.35037354365170842,6.48611257129348E-2,0.25823955100182272,6.0408900663492048E-2,5.6962135288046188E-2,6.1167406790606869E-3,1.2831998809626161E-5,1.7499610427144506E-3,0,0.79872479003858876,null,{"$f":"J5184*VLOOKUP($B5184,$AR$36:$AZ$47,MATCH(AG$2,$AS$2:$BA$2,0)+1,FALSE)","v":0.38563740185582407},{"$f":"K5184*VLOOKUP($B5184,$AR$36:$AZ$47,MATCH(AH$2,$AS$2:$BA$2,0)+1,FALSE)","v":0.26289327677400531},{"$f":"L5184*VLOOKUP($B5184,$AR$36:$AZ$47,MATCH(AI$2,$AS$2:$BA$2,0)+1,FALSE)","v":4.434042498183857E-3},{"$f":"M5184*VLOOKUP($B5184,$AR$36:$AZ$47,MATCH(AJ$2,$AS$2:$BA$2,0)+1,FALSE)","v":6.5304253329883793E-2},{"$f":"N5184*VLOOKUP($B5184,$AR$36:$AZ$47,MATCH(AK$2,$AS$2:$BA$2,0)+1,FALSE)","v":6.1531403002007427E-2},{"$f":"O5184*VLOOKUP($B5184,$AR$36:$AZ$47,MATCH(AL$2,$AS$2:$BA$2,0)+1,FALSE)","v":5.7797332513699555E-2},{"$f":"P5184*VLOOKUP($B5184,$AR$36:$AZ$47,MATCH(AM$2,$AS$2:$BA$2,0)+1,FALSE)","v":1.2831998809626161E-5},{"$f":"Q5184*VLOOKUP($B5184,$AR$36:$AZ$47,MATCH(AN$2,$AS$2:$BA$2,0)+1,FALSE)","v":1.7347976218646741E-3},{"$f":"R5184*VLOOKUP($B5184,$AR$36:$BA$47,MATCH(AO$2,$AS$2:$BA$2,0)+1,FALSE)","v":0},0.83934533959427837]
[2006,8,5,6,null,2013,8,5,6,0.15484604906826174,0.30418917281300195,0,6.6123962497117522E-2,8.1287099999999987E-2,6.2622999999999998E-2,0,1.8839331862247196E-3,0,0.6709532175646058,null,null,0.1466011903453443,5.7915450793552897E-2,0.26909786959203619,6.4070232459311982E-2,5.7728181611589144E-2,0,0,1.3770370138481273E-3,0,0.59678996181568267,null,{"$f":"J5192*VLOOKUP($B5192,$AR$36:$AZ$47,MATCH(AG$2,$AS$2:$BA$2,0)+1,FALSE)","v":0.16135608175356028},{"$f":"K5192*VLOOKUP($B5192,$AR$36:$AZ$47,MATCH(AH$2,$AS$2:$BA$2,0)+1,FALSE)","v":0.27394727273768776},{"$f":"L5192*VLOOKUP($B5192,$AR$36:$AZ$47,MATCH(AI$2,$AS$2:$BA$2,0)+1,FALSE)","v":0},{"$f":"M5192*VLOOKUP($B5192,$AR$36:$AZ$47,MATCH(AJ$2,$AS$2:$BA$2,0)+1,FALSE)","v":5.8311125944308977E-2},{"$f":"N5192*VLOOKUP($B5192,$AR$36:$AZ$47,MATCH(AK$2,$AS$2:$BA$2,0)+1,FALSE)","v":6.5260768704383326E-2},{"$f":"O5192*VLOOKUP($B5192,$AR$36:$AZ$47,MATCH(AL$2,$AS$2:$BA$2,0)+1,FALSE)","v":5.8574610855861721E-2},{"$f":"P5192*VLOOKUP($B5192,$AR$36:$AZ$47,MATCH(AM$2,$AS$2:$BA$2,0)+1,FALSE)","v":0},{"$f":"Q5192*VLOOKUP($B5192,$AR$36:$AZ$47,MATCH(AN$2,$AS$2:$BA$2,0)+1,FALSE)","v":1.365104981501676E-3},{"$f":"R5192*VLOOKUP($B5192,$AR$36:$BA$47,MATCH(AO$2,$AS$2:$BA$2,0)+1,FALSE)","v":0},0.61881496497730371]
[2006,8,5,12,null,2013,8,5,12,0.25371169489855772,0.45663852229677038,0,0.10392601763777276,9.294100000000001E-2,7.2905999999999999E-2,0,1.8839331862247196E-3,0,0.98200716801932564,null,null,0.2402026832487455,9.1024825696625733E-2,0.40396064194979181,7.3255799198162025E-2,6.72074287174763E-2,0,0,1.3770370138481273E-3,0,0.87702841582464952,null,{"$f":"J5198*VLOOKUP($B5198,$AR$36:$AZ$47,MATCH(AG$2,$AS$2:$BA$2,0)+1,FALSE)","v":0.26437823393116805},{"$f":"K5198*VLOOKUP($B5198,$AR$36:$AZ$47,MATCH(AH$2,$AS$2:$BA$2,0)+1,FALSE)","v":0.4112404023238172},{"$f":"L5198*VLOOKUP($B5198,$AR$36:$AZ$47,MATCH(AI$2,$AS$2:$BA$2,0)+1,FALSE)","v":0},{"$f":"M5198*VLOOKUP($B5198,$AR$36:$AZ$47,MATCH(AJ$2,$AS$2:$BA$2,0)+1,FALSE)","v":9.1646702262146093E-2},{"$f":"N5198*VLOOKUP($B5198,$AR$36:$AZ$47,MATCH(AK$2,$AS$2:$BA$2,0)+1,FALSE)","v":7.4617019233729487E-2},{"$f":"O5198*VLOOKUP($B5198,$AR$36:$AZ$47,MATCH(AL$2,$AS$2:$BA$2,0)+1,FALSE)","v":6.8192845744494107E-2},{"$f":"P5198*VLOOKUP($B5198,$AR$36:$AZ$47,MATCH(AM$2,$AS$2:$BA$2,0)+1,FALSE)","v":0},{"$f":"Q5198*VLOOKUP($B5198,$AR$36:$AZ$47,MATCH(AN$2,$AS$2:$BA$2,0)+1,FALSE)","v":1.365104981501676E-3},{"$f":"R5198*VLOOKUP($B5198,$AR$36:$BA$47,MATCH(AO$2,$AS$2:$BA$2,0)+1,FALSE)","v":0},0.91144030847685653]
[2006,8,5,15,null,2013,8,5,15,0.285045455845232,0.46107128490339894,0,0.10957537670232836,9.4313700000000028E-2,7.4103000000000002E-2,0,1.8839331862247196E-3,0,1.0259927506371842,null,null,0.26986806173543781,9.5972883322976307E-2,0.40788204047565019,7.4337756951568149E-2,6.8310867284601354E-2,0,0,1.3770370138481273E-3,0,0.91774864678408208,null,{"$f":"J5201*VLOOKUP($B5201,$AR$36:$AZ$47,MATCH(AG$2,$AS$2:$BA$2,0)+1,FALSE)","v":0.29702932786207786},{"$f":"K5201*VLOOKUP($B5201,$AR$36:$AZ$47,MATCH(AH$2,$AS$2:$BA$2,0)+1,FALSE)","v":0.41523246823316501},{"$f":"L5201*VLOOKUP($B5201,$AR$36:$AZ$47,MATCH(AI$2,$AS$2:$BA$2,0)+1,FALSE)","v":0},{"$f":"M5201*VLOOKUP($B5201,$AR$36:$AZ$47,MATCH(AJ$2,$AS$2:$BA$2,0)+1,FALSE)","v":9.662856474403056E-2},{"$f":"N5201*VLOOKUP($B5201,$AR$36:$AZ$47,MATCH(AK$2,$AS$2:$BA$2,0)+1,FALSE)","v":7.5719081642162164E-2},{"$f":"O5201*VLOOKUP($B5201,$AR$36:$AZ$47,MATCH(AL$2,$AS$2:$BA$2,0)+1,FALSE)","v":6.9312463284287265E-2},{"$f":"P5201*VLOOKUP($B5201,$AR$36:$AZ$47,MATCH(AM$2,$AS$2:$BA$2,0)+1,FALSE)","v":0},{"$f":"Q5201*VLOOKUP($B5201,$AR$36:$AZ$47,MATCH(AN$2,$AS$2:$BA$2,0)+1,FALSE)","v":1.365104981501676E-3},{"$f":"R5201*VLOOKUP($B5201,$AR$36:$BA$47,MATCH(AO$2,$AS$2:$BA$2,0)+1,FALSE)","v":0},0.95528701074722455]
[2006,8,6,5,null,2013,8,6,5,0.16168698593884506,0.29401267731415281,1.0207995865683857E-2,8.0882121403348814E-2,9.1320699999999977E-2,6.5170000000000006E-2,2.3930150164127745E-5,2.3601196288544225E-3,0,0.70566453030104903,null,null,0.15307787796081429,7.0841557966493912E-2,0.26009533596031909,7.1978683915985331E-2,6.0076099765697347E-2,5.7089579671233074E-3,1.1976532222317748E-5,1.7250994407900307E-3,0,0.62351558950944563,null,{"$f":"J5215*VLOOKUP($B5215,$AR$36:$AZ$47,MATCH(AG$2,$AS$2:$BA$2,0)+1,FALSE)","v":0.16848462507515438},{"$f":"K5215*VLOOKUP($B5215,$AR$36:$AZ$47,MATCH(AH$2,$AS$2:$BA$2,0)+1,FALSE)","v":0.26478250476729431},{"$f":"L5215*VLOOKUP($B5215,$AR$36:$AZ$47,MATCH(AI$2,$AS$2:$BA$2,0)+1,FALSE)","v":4.1384396649716002E-3},{"$f":"M5215*VLOOKUP($B5215,$AR$36:$AZ$47,MATCH(AJ$2,$AS$2:$BA$2,0)+1,FALSE)","v":7.1325543565226537E-2},{"$f":"N5215*VLOOKUP($B5215,$AR$36:$AZ$47,MATCH(AK$2,$AS$2:$BA$2,0)+1,FALSE)","v":7.3316172930543447E-2},{"$f":"O5215*VLOOKUP($B5215,$AR$36:$AZ$47,MATCH(AL$2,$AS$2:$BA$2,0)+1,FALSE)","v":6.0956954944293769E-2},{"$f":"P5215*VLOOKUP($B5215,$AR$36:$AZ$47,MATCH(AM$2,$AS$2:$BA$2,0)+1,FALSE)","v":1.1976532222317748E-5},{"$f":"Q5215*VLOOKUP($B5215,$AR$36:$AZ$47,MATCH(AN$2,$AS$2:$BA$2,0)+1,FALSE)","v":1.7101514458404759E-3},{"$f":"R5215*VLOOKUP($B5215,$AR$36:$BA$47,MATCH(AO$2,$AS$2:$BA$2,0)+1,FALSE)","v":0},0.64472636892554691]
[2006,8,6,8,null,2013,8,6,8,0.22196927748725134,0.41872128618377097,0,0.10277596664229845,0.12010150000000006,8.0085000000000003E-2,0,1.8839331862247196E-3,0,0.94553696349954552,null,null,0.21015040742422719,9.0017539996810433E-2,0.37041754321136677,9.4663618504191471E-2,7.3825294610033315E-2,0,0,1.3770370138481273E-3,0,0.8404514407604774,null,{"$f":"J5218*VLOOKUP($B5218,$AR$36:$AZ$47,MATCH(AG$2,$AS$2:$BA$2,0)+1,FALSE)","v":0.23130130281349709},{"$f":"K5218*VLOOKUP($B5218,$AR$36:$AZ$47,MATCH(AH$2,$AS$2:$BA$2,0)+1,FALSE)","v":0.37709282459496529},{"$f":"L5218*VLOOKUP($B5218,$AR$36:$AZ$47,MATCH(AI$2,$AS$2:$BA$2,0)+1,FALSE)","v":0},{"$f":"M5218*VLOOKUP($B5218,$AR$36:$AZ$47,MATCH(AJ$2,$AS$2:$BA$2,0)+1,FALSE)","v":9.0632534842242846E-2},{"$f":"N5218*VLOOKUP($B5218,$AR$36:$AZ$47,MATCH(AK$2,$AS$2:$BA$2,0)+1,FALSE)","v":9.6422633019870294E-2},{"$f":"O5218*VLOOKUP($B5218,$AR$36:$AZ$47,MATCH(AL$2,$AS$2:$BA$2,0)+1,FALSE)","v":7.4907744924256045E-2},{"$f":"P5218*VLOOKUP($B5218,$AR$36:$AZ$47,MATCH(AM$2,$AS$2:$BA$2,0)+1,FALSE)","v":0},{"$f":"Q5218*VLOOKUP($B5218,$AR$36:$AZ$47,MATCH(AN$2,$AS$2:$BA$2,0)+1,FALSE)","v":1.365104981501676E-3},{"$f":"R5218*VLOOKUP($B5218,$AR$36:$BA$47,MATCH(AO$2,$AS$2:$BA$2,0)+1,FALSE)","v":0},0.87172214517633317]
[2006,8,6,19,null,2013,8,6,19,0.37241190640051997,0.37848289149138614,0,8.0949169497394391E-2,0.10279499999999994,7.3491000000000001E-2,0,1.8839331862247196E-3,0,1.0100139005755253,null,null,0.35258264001961886,7.0900282828780664E-2,0.33482105505437137,8.1022690508764275E-2,6.7746703205168984E-2,0,0,1.3770370138481273E-3,0,0.90845040863055238,null,{"$f":"J5229*VLOOKUP($B5229,$AR$36:$AZ$47,MATCH(AG$2,$AS$2:$BA$2,0)+1,FALSE)","v":0.38806883596152519},{"$f":"K5229*VLOOKUP($B5229,$AR$36:$AZ$47,MATCH(AH$2,$AS$2:$BA$2,0)+1,FALSE)","v":0.34085485338979715},{"$f":"L5229*VLOOKUP($B5229,$AR$36:$AZ$47,MATCH(AI$2,$AS$2:$BA$2,0)+1,FALSE)","v":0},{"$f":"M5229*VLOOKUP($B5229,$AR$36:$AZ$47,MATCH(AJ$2,$AS$2:$BA$2,0)+1,FALSE)","v":7.1384669632518521E-2},{"$f":"N5229*VLOOKUP($B5229,$AR$36:$AZ$47,MATCH(AK$2,$AS$2:$BA$2,0)+1,FALSE)","v":8.252823288033502E-2},{"$f":"O5229*VLOOKUP($B5229,$AR$36:$AZ$47,MATCH(AL$2,$AS$2:$BA$2,0)+1,FALSE)","v":6.8740027248904295E-2},{"$f":"P5229*VLOOKUP($B5229,$AR$36:$AZ$47,MATCH(AM$2,$AS$2:$BA$2,0)+1,FALSE)","v":0},{"$f":"Q5229*VLOOKUP($B5229,$AR$36:$AZ$47,MATCH(AN$2,$AS$2:$BA$2,0)+1,FALSE)","v":1.365104981501676E-3},{"$f":"R5229*VLOOKUP($B5229,$AR$36:$BA$47,MATCH(AO$2,$AS$2:$BA$2,0)+1,FALSE)","v":0},0.95294172409458189]
[2006,8,7,1,null,2013,8,7,1,0.22775348399829082,0.2398847715606634,1.0937138427518419E-2,4.9352059761659156E-2,8.5695800000000016E-2,6.3740000000000005E-2,2.5639446604422585E-5,2.3941329461851131E-3,0,0.67978302614092123,null,null,0.21562663083983311,4.3225582387193595E-2,0.21221163257585748,6.7545155710890287E-2,5.8757873240226313E-2,6.1167406790606869E-3,1.2831998809626161E-5,1.7499610427144506E-3,0,0.60524640847458544,null,{"$f":"J5235*VLOOKUP($B5235,$AR$36:$AZ$47,MATCH(AG$2,$AS$2:$BA$2,0)+1,FALSE)","v":0.23732868875127663},{"$f":"K5235*VLOOKUP($B5235,$AR$36:$AZ$47,MATCH(AH$2,$AS$2:$BA$2,0)+1,FALSE)","v":0.21603589086566627},{"$f":"L5235*VLOOKUP($B5235,$AR$36:$AZ$47,MATCH(AI$2,$AS$2:$BA$2,0)+1,FALSE)","v":4.434042498183857E-3},{"$f":"M5235*VLOOKUP($B5235,$AR$36:$AZ$47,MATCH(AJ$2,$AS$2:$BA$2,0)+1,FALSE)","v":4.352089717095551E-2},{"$f":"N5235*VLOOKUP($B5235,$AR$36:$AZ$47,MATCH(AK$2,$AS$2:$BA$2,0)+1,FALSE)","v":6.8800262067869253E-2},{"$f":"O5235*VLOOKUP($B5235,$AR$36:$AZ$47,MATCH(AL$2,$AS$2:$BA$2,0)+1,FALSE)","v":5.9619400155735532E-2},{"$f":"P5235*VLOOKUP($B5235,$AR$36:$AZ$47,MATCH(AM$2,$AS$2:$BA$2,0)+1,FALSE)","v":1.2831998809626161E-5},{"$f":"Q5235*VLOOKUP($B5235,$AR$36:$AZ$47,MATCH(AN$2,$AS$2:$BA$2,0)+1,FALSE)","v":1.7347976218646741E-3},{"$f":"R5235*VLOOKUP($B5235,$AR$36:$BA$47,MATCH(AO$2,$AS$2:$BA$2,0)+1,FALSE)","v":0},0.63148681113036131]
[2006,8,7,9,null,2013,8,7,9,0.21791437255960983,0.42326338012019121,0,9.6518004843766367E-2,0.12816800000000006,8.5195000000000007E-2,0,1.8839331862247196E-3,0,0.95294269070979221,null,null,0.20631140802639697,8.453643050300752E-2,0.37443566059034716,0.10102160802692067,7.8535880305947298E-2,0,0,1.3770370138481273E-3,0,0.84621802446646766,null,{"$f":"J5243*VLOOKUP($B5243,$AR$36:$AZ$47,MATCH(AG$2,$AS$2:$BA$2,0)+1,FALSE)","v":0.2270759217014546},{"$f":"K5243*VLOOKUP($B5243,$AR$36:$AZ$47,MATCH(AH$2,$AS$2:$BA$2,0)+1,FALSE)","v":0.38118335232445039},{"$f":"L5243*VLOOKUP($B5243,$AR$36:$AZ$47,MATCH(AI$2,$AS$2:$BA$2,0)+1,FALSE)","v":0},{"$f":"M5243*VLOOKUP($B5243,$AR$36:$AZ$47,MATCH(AJ$2,$AS$2:$BA$2,0)+1,FALSE)","v":8.5113978712083746E-2},{"$f":"N5243*VLOOKUP($B5243,$AR$36:$AZ$47,MATCH(AK$2,$AS$2:$BA$2,0)+1,FALSE)","v":0.10289876503533042},{"$f":"O5243*VLOOKUP($B5243,$AR$36:$AZ$47,MATCH(AL$2,$AS$2:$BA$2,0)+1,FALSE)","v":7.9687398749103994E-2},{"$f":"P5243*VLOOKUP($B5243,$AR$36:$AZ$47,MATCH(AM$2,$AS$2:$BA$2,0)+1,FALSE)","v":0},{"$f":"Q5243*VLOOKUP($B5243,$AR$36:$AZ$47,MATCH(AN$2,$AS$2:$BA$2,0)+1,FALSE)","v":1.365104981501676E-3},{"$f":"R5243*VLOOKUP($B5243,$AR$36:$BA$47,MATCH(AO$2,$AS$2:$BA$2,0)+1,FALSE)","v":0},0.87732452150392481]
[2006,8,7,18,null,2013,8,7,18,0.32787455421900247,0.38911304141167297,0,8.5942352362066335E-2,0.10974089999999999,7.7801999999999996E-2,0,1.8839331862247196E-3,0,0.99235678117896664,null,null,0.31041670240656449,7.5273620807652181E-2,0.34422490947344903,8.6497426692477786E-2,7.1720741352935158E-2,0,0,1.3770370138481273E-3,{"$f":"$R5252*$BA$6","v":0},0.88951043774692684,null,{"$f":"J5252*VLOOKUP($B5252,$AR$36:$AZ$47,MATCH(AG$2,$AS$2:$BA$2,0)+1,FALSE)","v":0.34165904583171675},{"$f":"K5252*VLOOKUP($B5252,$AR$36:$AZ$47,MATCH(AH$2,$AS$2:$BA$2,0)+1,FALSE)","v":0.35042817433519952},{"$f":"L5252*VLOOKUP($B5252,$AR$36:$AZ$47,MATCH(AI$2,$AS$2:$BA$2,0)+1,FALSE)","v":0},{"$f":"M5252*VLOOKUP($B5252,$AR$36:$AZ$47,MATCH(AJ$2,$AS$2:$BA$2,0)+1,FALSE)","v":7.578788601413726E-2},{"$f":"N5252*VLOOKUP($B5252,$AR$36:$AZ$47,MATCH(AK$2,$AS$2:$BA$2,0)+1,FALSE)","v":8.8104699175033441E-2},{"$f":"O5252*VLOOKUP($B5252,$AR$36:$AZ$47,MATCH(AL$2,$AS$2:$BA$2,0)+1,FALSE)","v":7.2772334027557825E-2},{"$f":"P5252*VLOOKUP($B5252,$AR$36:$AZ$47,MATCH(AM$2,$AS$2:$BA$2,0)+1,FALSE)","v":0},{"$f":"Q5252*VLOOKUP($B5252,$AR$36:$AZ$47,MATCH(AN$2,$AS$2:$BA$2,0)+1,FALSE)","v":1.365104981501676E-3},{"$f":"R5252*VLOOKUP($B5252,$AR$36:$BA$47,MATCH(AO$2,$AS$2:$BA$2,0)+1,FALSE)","v":0},{"$f":"SUM(AG5252:AO5252)","v":0.93011724436514642}]
[2006,8,8,3,null,2013,8,8,3,0.19597565058602087,0.28449305087827692,1.0937138427518419E-2,8.7580110187677515E-2,8.9011299999999988E-2,6.7914000000000002E-2,2.5639446604422585E-5,2.3941329461851131E-3,0,0.73833102247228322,null,null,0.18554082475781214,7.6708070274667639E-2,0.25167389488956465,7.0158422215893509E-2,6.2605619755831968E-2,6.1167406790606869E-3,1.2831998809626161E-5,1.7499610427144506E-3,0,0.65456636561435466,null,{"$f":"J5261*VLOOKUP($B5261,$AR$36:$AZ$47,MATCH(AG$2,$AS$2:$BA$2,0)+1,FALSE)","v":0.20421485267425254},{"$f":"K5261*VLOOKUP($B5261,$AR$36:$AZ$47,MATCH(AH$2,$AS$2:$BA$2,0)+1,FALSE)","v":0.25620930120625579},{"$f":"L5261*VLOOKUP($B5261,$AR$36:$AZ$47,MATCH(AI$2,$AS$2:$BA$2,0)+1,FALSE)","v":4.434042498183857E-3},{"$f":"M5261*VLOOKUP($B5261,$AR$36:$AZ$47,MATCH(AJ$2,$AS$2:$BA$2,0)+1,FALSE)","v":7.7232135560429266E-2},{"$f":"N5261*VLOOKUP($B5261,$AR$36:$AZ$47,MATCH(AK$2,$AS$2:$BA$2,0)+1,FALSE)","v":7.1462087605247027E-2},{"$f":"O5261*VLOOKUP($B5261,$AR$36:$AZ$47,MATCH(AL$2,$AS$2:$BA$2,0)+1,FALSE)","v":6.3523563573527189E-2},{"$f":"P5261*VLOOKUP($B5261,$AR$36:$AZ$47,MATCH(AM$2,$AS$2:$BA$2,0)+1,FALSE)","v":1.2831998809626161E-5},{"$f":"Q5261*VLOOKUP($B5261,$AR$36:$AZ$47,MATCH(AN$2,$AS$2:$BA$2,0)+1,FALSE)","v":1.7347976218646741E-3},{"$f":"R5261*VLOOKUP($B5261,$AR$36:$BA$47,MATCH(AO$2,$AS$2:$BA$2,0)+1,FALSE)","v":0},0.67882361273856995]
[2006,8,8,8,null,2013,8,8,8,0.24531812612061782,0.44487561849122015,0,0.11689499421241088,0.1286938,8.5690000000000002E-2,0,1.8839331862247196E-3,0,1.0233564720104737,null,null,0.23225603442240667,0.10238385646680888,0.39355470828352185,0.10143604190667653,7.8992189487841105E-2,0,0,1.3770370138481273E-3,0,0.90999986758110329,null,{"$f":"J5266*VLOOKUP($B5266,$AR$36:$AZ$47,MATCH(AG$2,$AS$2:$BA$2,0)+1,FALSE)","v":0.25563178300079681},{"$f":"K5266*VLOOKUP($B5266,$AR$36:$AZ$47,MATCH(AH$2,$AS$2:$BA$2,0)+1,FALSE)","v":0.40064694369671738},{"$f":"L5266*VLOOKUP($B5266,$AR$36:$AZ$47,MATCH(AI$2,$AS$2:$BA$2,0)+1,FALSE)","v":0},{"$f":"M5266*VLOOKUP($B5266,$AR$36:$AZ$47,MATCH(AJ$2,$AS$2:$BA$2,0)+1,FALSE)","v":0.10308333730115304},{"$f":"N5266*VLOOKUP($B5266,$AR$36:$AZ$47,MATCH(AK$2,$AS$2:$BA$2,0)+1,FALSE)","v":0.10332089981667654},{"$f":"O5266*VLOOKUP($B5266,$AR$36:$AZ$47,MATCH(AL$2,$AS$2:$BA$2,0)+1,FALSE)","v":8.0150398483604918E-2},{"$f":"P5266*VLOOKUP($B5266,$AR$36:$AZ$47,MATCH(AM$2,$AS$2:$BA$2,0)+1,FALSE)","v":0},{"$f":"Q5266*VLOOKUP($B5266,$AR$36:$AZ$47,MATCH(AN$2,$AS$2:$BA$2,0)+1,FALSE)","v":1.365104981501676E-3},{"$f":"R5266*VLOOKUP($B5266,$AR$36:$BA$47,MATCH(AO$2,$AS$2:$BA$2,0)+1,FALSE)","v":0},0.94419846728045043]
[2006,8,8,12,null,2013,8,8,12,0.27800978325948555,0.50223633820929259,0,0.13180040462203318,0.13906130000000005,9.0965000000000004E-2,0,1.8839331862247196E-3,0,1.1439567592770361,null,null,0.26320700720962398,0.11543893560205917,0.44429828778589997,0.10960767227634061,8.3854878244386352E-2,0,0,1.3770370138481273E-3,0,1.0177838181321583,null,{"$f":"J5270*VLOOKUP($B5270,$AR$36:$AZ$47,MATCH(AG$2,$AS$2:$BA$2,0)+1,FALSE)","v":0.28969786175255818},{"$f":"K5270*VLOOKUP($B5270,$AR$36:$AZ$47,MATCH(AH$2,$AS$2:$BA$2,0)+1,FALSE)","v":0.45230497144215853},{"$f":"L5270*VLOOKUP($B5270,$AR$36:$AZ$47,MATCH(AI$2,$AS$2:$BA$2,0)+1,FALSE)","v":0},{"$f":"M5270*VLOOKUP($B5270,$AR$36:$AZ$47,MATCH(AJ$2,$AS$2:$BA$2,0)+1,FALSE)","v":0.11622760801368012},{"$f":"N5270*VLOOKUP($B5270,$AR$36:$AZ$47,MATCH(AK$2,$AS$2:$BA$2,0)+1,FALSE)","v":0.11164437327732034},{"$f":"O5270*VLOOKUP($B5270,$AR$36:$AZ$47,MATCH(AL$2,$AS$2:$BA$2,0)+1,FALSE)","v":8.5084385553286512E-2},{"$f":"P5270*VLOOKUP($B5270,$AR$36:$AZ$47,MATCH(AM$2,$AS$2:$BA$2,0)+1,FALSE)","v":0},{"$f":"Q5270*VLOOKUP($B5270,$AR$36:$AZ$47,MATCH(AN$2,$AS$2:$BA$2,0)+1,FALSE)","v":1.365104981501676E-3},{"$f":"R5270*VLOOKUP($B5270,$AR$36:$BA$47,MATCH(AO$2,$AS$2:$BA$2,0)+1,FALSE)","v":0},1.0563243050205056]
[2006,8,8,22,null,2013,8,8,22,0.3515885522993496,0.34700222164912448,1.0937138427518419E-2,0.10490391914960476,9.5819999999999947E-2,7.1229000000000001E-2,2.5639446604422585E-5,2.3941329461851131E-3,0,0.98390060391838652,null,null,0.33286803627878703,9.1881332245093927E-2,0.30697199945011222,7.5525017798042646E-2,6.56615085194239E-2,6.1167406790606869E-3,1.2831998809626161E-5,1.7499610427144506E-3,0,0.88078742801204435,null,{"$f":"J5280*VLOOKUP($B5280,$AR$36:$AZ$47,MATCH(AG$2,$AS$2:$BA$2,0)+1,FALSE)","v":0.36637002706746946},{"$f":"K5280*VLOOKUP($B5280,$AR$36:$AZ$47,MATCH(AH$2,$AS$2:$BA$2,0)+1,FALSE)","v":0.31250393094409679},{"$f":"L5280*VLOOKUP($B5280,$AR$36:$AZ$47,MATCH(AI$2,$AS$2:$BA$2,0)+1,FALSE)","v":4.434042498183857E-3},{"$f":"M5280*VLOOKUP($B5280,$AR$36:$AZ$47,MATCH(AJ$2,$AS$2:$BA$2,0)+1,FALSE)","v":9.2509060415894837E-2},{"$f":"N5280*VLOOKUP($B5280,$AR$36:$AZ$47,MATCH(AK$2,$AS$2:$BA$2,0)+1,FALSE)","v":7.6928403858103039E-2},{"$f":"O5280*VLOOKUP($B5280,$AR$36:$AZ$47,MATCH(AL$2,$AS$2:$BA$2,0)+1,FALSE)","v":6.6624258765184907E-2},{"$f":"P5280*VLOOKUP($B5280,$AR$36:$AZ$47,MATCH(AM$2,$AS$2:$BA$2,0)+1,FALSE)","v":1.2831998809626161E-5},{"$f":"Q5280*VLOOKUP($B5280,$AR$36:$AZ$47,MATCH(AN$2,$AS$2:$BA$2,0)+1,FALSE)","v":1.7347976218646741E-3},{"$f":"R5280*VLOOKUP($B5280,$AR$36:$BA$47,MATCH(AO$2,$AS$2:$BA$2,0)+1,FALSE)","v":0},0.92111735316960719]
[2006,8,9,5,null,2013,8,9,5,0.19426850976480323,0.32349887644948394,1.0937138427518419E-2,8.7772323491359688E-2,0.10060009999999997,6.8531999999999996E-2,2.5639446604422585E-5,2.3941329461851131E-3,0,0.78802872052595474,null,null,0.18392458154086505,7.6876422558936092E-2,0.28618000326227444,7.9292677342776785E-2,6.3175314855650908E-2,6.1167406790606869E-3,1.2831998809626161E-5,1.7499610427144506E-3,0,0.6973285332810879,null,{"$f":"J5287*VLOOKUP($B5287,$AR$36:$AZ$47,MATCH(AG$2,$AS$2:$BA$2,0)+1,FALSE)","v":0.20243594029275674},{"$f":"K5287*VLOOKUP($B5287,$AR$36:$AZ$47,MATCH(AH$2,$AS$2:$BA$2,0)+1,FALSE)","v":0.29133724293179181},{"$f":"L5287*VLOOKUP($B5287,$AR$36:$AZ$47,MATCH(AI$2,$AS$2:$BA$2,0)+1,FALSE)","v":4.434042498183857E-3},{"$f":"M5287*VLOOKUP($B5287,$AR$36:$AZ$47,MATCH(AJ$2,$AS$2:$BA$2,0)+1,FALSE)","v":7.7401638018175525E-2},{"$f":"N5287*VLOOKUP($B5287,$AR$36:$AZ$47,MATCH(AK$2,$AS$2:$BA$2,0)+1,FALSE)","v":8.0766073063718996E-2},{"$f":"O5287*VLOOKUP($B5287,$AR$36:$AZ$47,MATCH(AL$2,$AS$2:$BA$2,0)+1,FALSE)","v":6.4101611726904095E-2},{"$f":"P5287*VLOOKUP($B5287,$AR$36:$AZ$47,MATCH(AM$2,$AS$2:$BA$2,0)+1,FALSE)","v":1.2831998809626161E-5},{"$f":"Q5287*VLOOKUP($B5287,$AR$36:$AZ$47,MATCH(AN$2,$AS$2:$BA$2,0)+1,FALSE)","v":1.7347976218646741E-3},{"$f":"R5287*VLOOKUP($B5287,$AR$36:$BA$47,MATCH(AO$2,$AS$2:$BA$2,0)+1,FALSE)","v":0},0.7222241781522053]
[2006,8,9,12,null,2013,8,9,12,0.33009977017872977,0.5146086237454397,0,0.13962870344302256,0.13074500000000003,8.8514999999999996E-2,0,1.8839331862247196E-3,0,1.2054810305534169,null,null,0.31252343558080048,0.1222954432589317,0.45524330482570186,0.10305279119187113,8.1596378253194712E-2,0,0,1.3770370138481273E-3,0,1.0760883901243481,null,{"$f":"J5294*VLOOKUP($B5294,$AR$36:$AZ$47,MATCH(AG$2,$AS$2:$BA$2,0)+1,FALSE)","v":0.34397781425026908},{"$f":"K5294*VLOOKUP($B5294,$AR$36:$AZ$47,MATCH(AH$2,$AS$2:$BA$2,0)+1,FALSE)","v":0.4634472282451087},{"$f":"L5294*VLOOKUP($B5294,$AR$36:$AZ$47,MATCH(AI$2,$AS$2:$BA$2,0)+1,FALSE)","v":0},{"$f":"M5294*VLOOKUP($B5294,$AR$36:$AZ$47,MATCH(AJ$2,$AS$2:$BA$2,0)+1,FALSE)","v":0.12313095895094882},{"$f":"N5294*VLOOKUP($B5294,$AR$36:$AZ$47,MATCH(AK$2,$AS$2:$BA$2,0)+1,FALSE)","v":0.10496769111279158},{"$f":"O5294*VLOOKUP($B5294,$AR$36:$AZ$47,MATCH(AL$2,$AS$2:$BA$2,0)+1,FALSE)","v":8.2792770705756663E-2},{"$f":"P5294*VLOOKUP($B5294,$AR$36:$AZ$47,MATCH(AM$2,$AS$2:$BA$2,0)+1,FALSE)","v":0},{"$f":"Q5294*VLOOKUP($B5294,$AR$36:$AZ$47,MATCH(AN$2,$AS$2:$BA$2,0)+1,FALSE)","v":1.365104981501676E-3},{"$f":"R5294*VLOOKUP($B5294,$AR$36:$BA$47,MATCH(AO$2,$AS$2:$BA$2,0)+1,FALSE)","v":0},1.1196815682463765]
[2006,8,9,22,null,2013,8,9,22,0.38489176957011828,0.34347300991459268,1.0937138427518419E-2,9.0163402960707892E-2,9.037659999999996E-2,6.9565000000000002E-2,2.5639446604422585E-5,2.3941329461851131E-3,0,0.9918266932657267,null,null,0.36439800635940583,7.8970677653774773E-2,0.30384991804820272,7.1234547312946997E-2,6.4127572198875799E-2,6.1167406790606869E-3,1.2831998809626161E-5,1.7499610427144506E-3,0,0.8904602552937908,null,{"$f":"J5304*VLOOKUP($B5304,$AR$36:$AZ$47,MATCH(AG$2,$AS$2:$BA$2,0)+1,FALSE)","v":0.40107337714280672},{"$f":"K5304*VLOOKUP($B5304,$AR$36:$AZ$47,MATCH(AH$2,$AS$2:$BA$2,0)+1,FALSE)","v":0.30932558662418513},{"$f":"L5304*VLOOKUP($B5304,$AR$36:$AZ$47,MATCH(AI$2,$AS$2:$BA$2,0)+1,FALSE)","v":4.434042498183857E-3},{"$f":"M5304*VLOOKUP($B5304,$AR$36:$AZ$47,MATCH(AJ$2,$AS$2:$BA$2,0)+1,FALSE)","v":7.9510200947780538E-2},{"$f":"N5304*VLOOKUP($B5304,$AR$36:$AZ$47,MATCH(AK$2,$AS$2:$BA$2,0)+1,FALSE)","v":7.2558208976437444E-2},{"$f":"O5304*VLOOKUP($B5304,$AR$36:$AZ$47,MATCH(AL$2,$AS$2:$BA$2,0)+1,FALSE)","v":6.5067831374862606E-2},{"$f":"P5304*VLOOKUP($B5304,$AR$36:$AZ$47,MATCH(AM$2,$AS$2:$BA$2,0)+1,FALSE)","v":1.2831998809626161E-5},{"$f":"Q5304*VLOOKUP($B5304,$AR$36:$AZ$47,MATCH(AN$2,$AS$2:$BA$2,0)+1,FALSE)","v":1.7347976218646741E-3},{"$f":"R5304*VLOOKUP($B5304,$AR$36:$BA$47,MATCH(AO$2,$AS$2:$BA$2,0)+1,FALSE)","v":0},0.93371687718493068]
[2006,8,10,5,null,2013,8,10,5,0.19647435078442821,0.29269806891901806,1.0937138427518419E-2,8.0389839375043279E-2,8.0944000000000002E-2,6.1499999999999999E-2,2.5639446604422585E-5,2.3941329461851131E-3,0,0.72536316989879746,null,null,0.18601297140379949,7.0410386958130303E-2,0.25893238096357424,6.3799802135720798E-2,5.6692958962565383E-2,6.1167406790606869E-3,1.2831998809626161E-5,1.7499610427144506E-3,0,0.64372803414437496,null,{"$f":"J5311*VLOOKUP($B5311,$AR$36:$AZ$47,MATCH(AG$2,$AS$2:$BA$2,0)+1,FALSE)","v":0.20473451921058927},{"$f":"K5311*VLOOKUP($B5311,$AR$36:$AZ$47,MATCH(AH$2,$AS$2:$BA$2,0)+1,FALSE)","v":0.26359859219987819},{"$f":"L5311*VLOOKUP($B5311,$AR$36:$AZ$47,MATCH(AI$2,$AS$2:$BA$2,0)+1,FALSE)","v":4.434042498183857E-3},{"$f":"M5311*VLOOKUP($B5311,$AR$36:$AZ$47,MATCH(AJ$2,$AS$2:$BA$2,0)+1,FALSE)","v":7.0891426820424749E-2},{"$f":"N5311*VLOOKUP($B5311,$AR$36:$AZ$47,MATCH(AK$2,$AS$2:$BA$2,0)+1,FALSE)","v":6.4985313315490456E-2},{"$f":"O5311*VLOOKUP($B5311,$AR$36:$AZ$47,MATCH(AL$2,$AS$2:$BA$2,0)+1,FALSE)","v":5.752420943799396E-2},{"$f":"P5311*VLOOKUP($B5311,$AR$36:$AZ$47,MATCH(AM$2,$AS$2:$BA$2,0)+1,FALSE)","v":1.2831998809626161E-5},{"$f":"Q5311*VLOOKUP($B5311,$AR$36:$AZ$47,MATCH(AN$2,$AS$2:$BA$2,0)+1,FALSE)","v":1.7347976218646741E-3},{"$f":"R5311*VLOOKUP($B5311,$AR$36:$BA$47,MATCH(AO$2,$AS$2:$BA$2,0)+1,FALSE)","v":0},0.66791573310323471]
[2006,8,10,15,null,2013,8,10,15,0.37482353480194669,0.43407418324942659,0,0.13759374986564502,9.1080700000000014E-2,7.0035E-2,0,1.8839331862247196E-3,0,1.1094911011032431,null,null,0.35486586000777592,0.12051310521796944,0.38399932804028808,7.1789516682928267E-2,6.4560835462492139E-2,0,0,1.3770370138481273E-3,0,0.99710568242530206,null,{"$f":"J5321*VLOOKUP($B5321,$AR$36:$AZ$47,MATCH(AG$2,$AS$2:$BA$2,0)+1,FALSE)","v":0.39058185396774031},{"$f":"K5321*VLOOKUP($B5321,$AR$36:$AZ$47,MATCH(AH$2,$AS$2:$BA$2,0)+1,FALSE)","v":0.3909193662856662},{"$f":"L5321*VLOOKUP($B5321,$AR$36:$AZ$47,MATCH(AI$2,$AS$2:$BA$2,0)+1,FALSE)","v":0},{"$f":"M5321*VLOOKUP($B5321,$AR$36:$AZ$47,MATCH(AJ$2,$AS$2:$BA$2,0)+1,FALSE)","v":0.12133644407524916},{"$f":"N5321*VLOOKUP($B5321,$AR$36:$AZ$47,MATCH(AK$2,$AS$2:$BA$2,0)+1,FALSE)","v":7.3123490641606462E-2},{"$f":"O5321*VLOOKUP($B5321,$AR$36:$AZ$47,MATCH(AL$2,$AS$2:$BA$2,0)+1,FALSE)","v":6.5507447284388731E-2},{"$f":"P5321*VLOOKUP($B5321,$AR$36:$AZ$47,MATCH(AM$2,$AS$2:$BA$2,0)+1,FALSE)","v":0},{"$f":"Q5321*VLOOKUP($B5321,$AR$36:$AZ$47,MATCH(AN$2,$AS$2:$BA$2,0)+1,FALSE)","v":1.365104981501676E-3},{"$f":"R5321*VLOOKUP($B5321,$AR$36:$BA$47,MATCH(AO$2,$AS$2:$BA$2,0)+1,FALSE)","v":0},1.0428337072361527]
[2006,8,10,19,null,2013,8,10,19,0.40629693049721033,0.38567043942867291,0,0.11847947051956118,8.6102100000000015E-2,6.7229999999999998E-2,0,1.8839331862247196E-3,0,1.0656628736316691,null,null,0.38466343831797001,0.10377163868878798,0.34117944651067578,6.7865400072519844E-2,6.1975083431760503E-2,0,0,1.3770370138481273E-3,0,0.96083204403556222,null,{"$f":"J5325*VLOOKUP($B5325,$AR$36:$AZ$47,MATCH(AG$2,$AS$2:$BA$2,0)+1,FALSE)","v":0.42337845316691242},{"$f":"K5325*VLOOKUP($B5325,$AR$36:$AZ$47,MATCH(AH$2,$AS$2:$BA$2,0)+1,FALSE)","v":0.3473278291925932},{"$f":"L5325*VLOOKUP($B5325,$AR$36:$AZ$47,MATCH(AI$2,$AS$2:$BA$2,0)+1,FALSE)","v":0},{"$f":"M5325*VLOOKUP($B5325,$AR$36:$AZ$47,MATCH(AJ$2,$AS$2:$BA$2,0)+1,FALSE)","v":0.10448060077437642},{"$f":"N5325*VLOOKUP($B5325,$AR$36:$AZ$47,MATCH(AK$2,$AS$2:$BA$2,0)+1,FALSE)","v":6.9126457126182206E-2},{"$f":"O5325*VLOOKUP($B5325,$AR$36:$AZ$47,MATCH(AL$2,$AS$2:$BA$2,0)+1,FALSE)","v":6.2883782122216805E-2},{"$f":"P5325*VLOOKUP($B5325,$AR$36:$AZ$47,MATCH(AM$2,$AS$2:$BA$2,0)+1,FALSE)","v":0},{"$f":"Q5325*VLOOKUP($B5325,$AR$36:$AZ$47,MATCH(AN$2,$AS$2:$BA$2,0)+1,FALSE)","v":1.365104981501676E-3},{"$f":"R5325*VLOOKUP($B5325,$AR$36:$BA$47,MATCH(AO$2,$AS$2:$BA$2,0)+1,FALSE)","v":0},1.0085622273637829]
[2006,8,10,24,null,2013,8,10,24,0.31468798567208633,0.29560719626324433,1.0937138427518419E-2,8.3542767347511357E-2,7.9667899999999986E-2,6.1853999999999999E-2,2.5639446604422585E-5,2.3941329461851131E-3,0,0.84871676010314978,null,null,0.29793225958622382,7.3171916030938838E-2,0.26150591099248316,6.2793984193620159E-2,5.7019289165374298E-2,6.1167406790606869E-3,1.2831998809626161E-5,1.7499610427144506E-3,0,0.76030289368922499,null,{"$f":"J5330*VLOOKUP($B5330,$AR$36:$AZ$47,MATCH(AG$2,$AS$2:$BA$2,0)+1,FALSE)","v":0.32791808798805139},{"$f":"K5330*VLOOKUP($B5330,$AR$36:$AZ$47,MATCH(AH$2,$AS$2:$BA$2,0)+1,FALSE)","v":0.26621849972198891},{"$f":"L5330*VLOOKUP($B5330,$AR$36:$AZ$47,MATCH(AI$2,$AS$2:$BA$2,0)+1,FALSE)","v":4.434042498183857E-3},{"$f":"M5330*VLOOKUP($B5330,$AR$36:$AZ$47,MATCH(AJ$2,$AS$2:$BA$2,0)+1,FALSE)","v":7.3671822506843801E-2},{"$f":"N5330*VLOOKUP($B5330,$AR$36:$AZ$47,MATCH(AK$2,$AS$2:$BA$2,0)+1,FALSE)","v":6.3960805528354925E-2},{"$f":"O5330*VLOOKUP($B5330,$AR$36:$AZ$47,MATCH(AL$2,$AS$2:$BA$2,0)+1,FALSE)","v":5.7855324399637045E-2},{"$f":"P5330*VLOOKUP($B5330,$AR$36:$AZ$47,MATCH(AM$2,$AS$2:$BA$2,0)+1,FALSE)","v":1.2831998809626161E-5},{"$f":"Q5330*VLOOKUP($B5330,$AR$36:$AZ$47,MATCH(AN$2,$AS$2:$BA$2,0)+1,FALSE)","v":1.7347976218646741E-3},{"$f":"R5330*VLOOKUP($B5330,$AR$36:$BA$47,MATCH(AO$2,$AS$2:$BA$2,0)+1,FALSE)","v":0},0.79580621226373427]
[2006,8,11,9,null,2013,8,11,9,0.30429981566412351,0.40026392910585668,0,0.11338679149727984,8.7866299999999994E-2,6.7488999999999993E-2,0,1.8839331862247196E-3,0,0.97518976945348468,null,null,0.28809721311367353,9.9311155829262573E-2,0.35408942928793152,6.9255936874850321E-2,6.2213839145115045E-2,0,0,1.3770370138481273E-3,0,0.87434461126468122,null,{"$f":"J5339*VLOOKUP($B5339,$AR$36:$AZ$47,MATCH(AG$2,$AS$2:$BA$2,0)+1,FALSE)","v":0.31709317886598648},{"$f":"K5339*VLOOKUP($B5339,$AR$36:$AZ$47,MATCH(AH$2,$AS$2:$BA$2,0)+1,FALSE)","v":0.36047046231072766},{"$f":"L5339*VLOOKUP($B5339,$AR$36:$AZ$47,MATCH(AI$2,$AS$2:$BA$2,0)+1,FALSE)","v":0},{"$f":"M5339*VLOOKUP($B5339,$AR$36:$AZ$47,MATCH(AJ$2,$AS$2:$BA$2,0)+1,FALSE)","v":9.9989644143107806E-2},{"$f":"N5339*VLOOKUP($B5339,$AR$36:$AZ$47,MATCH(AK$2,$AS$2:$BA$2,0)+1,FALSE)","v":7.0542832518443357E-2},{"$f":"O5339*VLOOKUP($B5339,$AR$36:$AZ$47,MATCH(AL$2,$AS$2:$BA$2,0)+1,FALSE)","v":6.3126038548955668E-2},{"$f":"P5339*VLOOKUP($B5339,$AR$36:$AZ$47,MATCH(AM$2,$AS$2:$BA$2,0)+1,FALSE)","v":0},{"$f":"Q5339*VLOOKUP($B5339,$AR$36:$AZ$47,MATCH(AN$2,$AS$2:$BA$2,0)+1,FALSE)","v":1.365104981501676E-3},{"$f":"R5339*VLOOKUP($B5339,$AR$36:$BA$47,MATCH(AO$2,$AS$2:$BA$2,0)+1,FALSE)","v":0},0.9125872613687227]
[2006,8,11,17,null,2013,8,11,17,0.50580935717171316,0.42587544189887655,0,0.1239996727305579,9.2007299999999959E-2,7.0829000000000003E-2,0,1.8839331862247196E-3,0,1.2204047049873723,null,null,0.47887727388186418,0.10860657276484822,0.37674639457665871,7.2519859841889467E-2,6.5292773826984452E-2,0,0,1.3770370138481273E-3,0,1.1034199119060932,null,{"$f":"J5347*VLOOKUP($B5347,$AR$36:$AZ$47,MATCH(AG$2,$AS$2:$BA$2,0)+1,FALSE)","v":0.52707457812847192},{"$f":"K5347*VLOOKUP($B5347,$AR$36:$AZ$47,MATCH(AH$2,$AS$2:$BA$2,0)+1,FALSE)","v":0.38353572796581842},{"$f":"L5347*VLOOKUP($B5347,$AR$36:$AZ$47,MATCH(AI$2,$AS$2:$BA$2,0)+1,FALSE)","v":0},{"$f":"M5347*VLOOKUP($B5347,$AR$36:$AZ$47,MATCH(AJ$2,$AS$2:$BA$2,0)+1,FALSE)","v":0.10934856685214307},{"$f":"N5347*VLOOKUP($B5347,$AR$36:$AZ$47,MATCH(AK$2,$AS$2:$BA$2,0)+1,FALSE)","v":7.3867404845477408E-2},{"$f":"O5347*VLOOKUP($B5347,$AR$36:$AZ$47,MATCH(AL$2,$AS$2:$BA$2,0)+1,FALSE)","v":6.6250117565588199E-2},{"$f":"P5347*VLOOKUP($B5347,$AR$36:$AZ$47,MATCH(AM$2,$AS$2:$BA$2,0)+1,FALSE)","v":0},{"$f":"Q5347*VLOOKUP($B5347,$AR$36:$AZ$47,MATCH(AN$2,$AS$2:$BA$2,0)+1,FALSE)","v":1.365104981501676E-3},{"$f":"R5347*VLOOKUP($B5347,$AR$36:$BA$47,MATCH(AO$2,$AS$2:$BA$2,0)+1,FALSE)","v":0},1.1614415003390008]
[2006,8,11,23,null,2013,8,11,23,0.40232353344059707,0.33985402744725024,1.0937138427518419E-2,0.10310663585431092,8.4883699999999965E-2,6.5179000000000001E-2,2.5639446604422585E-5,2.3941329461851131E-3,0,1.0087038075624664,null,null,0.3809016068620224,9.030716051793522E-2,0.30064842187709651,6.6905061086033321E-2,6.0084396296277223E-2,6.1167406790606869E-3,1.2831998809626161E-5,1.7499610427144506E-3,0,0.90672618035994945,null,{"$f":"J5353*VLOOKUP($B5353,$AR$36:$AZ$47,MATCH(AG$2,$AS$2:$BA$2,0)+1,FALSE)","v":0.4192380066772276},{"$f":"K5353*VLOOKUP($B5353,$AR$36:$AZ$47,MATCH(AH$2,$AS$2:$BA$2,0)+1,FALSE)","v":0.30606639640434313},{"$f":"L5353*VLOOKUP($B5353,$AR$36:$AZ$47,MATCH(AI$2,$AS$2:$BA$2,0)+1,FALSE)","v":4.434042498183857E-3},{"$f":"M5353*VLOOKUP($B5353,$AR$36:$AZ$47,MATCH(AJ$2,$AS$2:$BA$2,0)+1,FALSE)","v":9.092413403472023E-2},{"$f":"N5353*VLOOKUP($B5353,$AR$36:$AZ$47,MATCH(AK$2,$AS$2:$BA$2,0)+1,FALSE)","v":6.8148273372678578E-2},{"$f":"O5353*VLOOKUP($B5353,$AR$36:$AZ$47,MATCH(AL$2,$AS$2:$BA$2,0)+1,FALSE)","v":6.0965373121284687E-2},{"$f":"P5353*VLOOKUP($B5353,$AR$36:$AZ$47,MATCH(AM$2,$AS$2:$BA$2,0)+1,FALSE)","v":1.2831998809626161E-5},{"$f":"Q5353*VLOOKUP($B5353,$AR$36:$AZ$47,MATCH(AN$2,$AS$2:$BA$2,0)+1,FALSE)","v":1.7347976218646741E-3},{"$f":"R5353*VLOOKUP($B5353,$AR$36:$BA$47,MATCH(AO$2,$AS$2:$BA$2,0)+1,FALSE)","v":0},0.95152385572911247]
[2006,8,12,10,null,2013,8,12,10,0.26119822665767395,0.46049537466718782,0,0.105797057026267,0.13073599999999996,8.6439000000000002E-2,0,1.8839331862247196E-3,0,1.0465495915373535,null,null,0.24729059071586357,9.2663597566080183E-2,0.40737256732048327,0.10304569742063145,7.968264519943398E-2,0,0,1.3770370138481273E-3,0,0.93143213523634061,null,{"$f":"J5364*VLOOKUP($B5364,$AR$36:$AZ$47,MATCH(AG$2,$AS$2:$BA$2,0)+1,FALSE)","v":0.27217951422112913},{"$f":"K5364*VLOOKUP($B5364,$AR$36:$AZ$47,MATCH(AH$2,$AS$2:$BA$2,0)+1,FALSE)","v":0.41471381388037271},{"$f":"L5364*VLOOKUP($B5364,$AR$36:$AZ$47,MATCH(AI$2,$AS$2:$BA$2,0)+1,FALSE)","v":0},{"$f":"M5364*VLOOKUP($B5364,$AR$36:$AZ$47,MATCH(AJ$2,$AS$2:$BA$2,0)+1,FALSE)","v":9.3296670130209147E-2},{"$f":"N5364*VLOOKUP($B5364,$AR$36:$AZ$47,MATCH(AK$2,$AS$2:$BA$2,0)+1,FALSE)","v":0.1049604655269564},{"$f":"O5364*VLOOKUP($B5364,$AR$36:$AZ$47,MATCH(AL$2,$AS$2:$BA$2,0)+1,FALSE)","v":8.0850977879849753E-2},{"$f":"P5364*VLOOKUP($B5364,$AR$36:$AZ$47,MATCH(AM$2,$AS$2:$BA$2,0)+1,FALSE)","v":0},{"$f":"Q5364*VLOOKUP($B5364,$AR$36:$AZ$47,MATCH(AN$2,$AS$2:$BA$2,0)+1,FALSE)","v":1.365104981501676E-3},{"$f":"R5364*VLOOKUP($B5364,$AR$36:$BA$47,MATCH(AO$2,$AS$2:$BA$2,0)+1,FALSE)","v":0},0.96736654662001875]
[2006,8,12,16,null,2013,8,12,16,0.34910702618866718,0.48425252528483864,0,0.12848616249843414,0.12784770000000001,8.5043999999999995E-2,0,1.8839331862247196E-3,0,1.1766213471581646,null,null,0.33051864032139505,0.11253611763140915,0.4283890898997304,0.10076914859046986,7.8396682959551392E-2,0,0,1.3770370138481273E-3,0,1.0519867164164041,null,{"$f":"J5370*VLOOKUP($B5370,$AR$36:$AZ$47,MATCH(AG$2,$AS$2:$BA$2,0)+1,FALSE)","v":0.3637841727147223},{"$f":"K5370*VLOOKUP($B5370,$AR$36:$AZ$47,MATCH(AH$2,$AS$2:$BA$2,0)+1,FALSE)","v":0.43610907446620817},{"$f":"L5370*VLOOKUP($B5370,$AR$36:$AZ$47,MATCH(AI$2,$AS$2:$BA$2,0)+1,FALSE)","v":0},{"$f":"M5370*VLOOKUP($B5370,$AR$36:$AZ$47,MATCH(AJ$2,$AS$2:$BA$2,0)+1,FALSE)","v":0.11330495815149827},{"$f":"N5370*VLOOKUP($B5370,$AR$36:$AZ$47,MATCH(AK$2,$AS$2:$BA$2,0)+1,FALSE)","v":0.10264161446388652},{"$f":"O5370*VLOOKUP($B5370,$AR$36:$AZ$47,MATCH(AL$2,$AS$2:$BA$2,0)+1,FALSE)","v":7.9546160446256231E-2},{"$f":"P5370*VLOOKUP($B5370,$AR$36:$AZ$47,MATCH(AM$2,$AS$2:$BA$2,0)+1,FALSE)","v":0},{"$f":"Q5370*VLOOKUP($B5370,$AR$36:$AZ$47,MATCH(AN$2,$AS$2:$BA$2,0)+1,FALSE)","v":1.365104981501676E-3},{"$f":"R5370*VLOOKUP($B5370,$AR$36:$BA$47,MATCH(AO$2,$AS$2:$BA$2,0)+1,FALSE)","v":0},1.0967510852240732]
[2006,8,13,3,null,2013,8,13,3,0.16443518499864265,0.24146600933840917,1.0937138427518419E-2,6.2457059236885951E-2,8.6428699999999997E-2,6.5922999999999995E-2,2.5639446604422585E-5,2.3941329461851131E-3,0,0.63406686439424564,null,null,0.15567974772692419,5.4703750415767492E-2,0.21361045855435939,6.8122825148838356E-2,6.0770242824214601E-2,6.1167406790606869E-3,1.2831998809626161E-5,1.7499610427144506E-3,0,0.56076655839068879,null,{"$f":"J5381*VLOOKUP($B5381,$AR$36:$AZ$47,MATCH(AG$2,$AS$2:$BA$2,0)+1,FALSE)","v":0.17134836383268814},{"$f":"K5381*VLOOKUP($B5381,$AR$36:$AZ$47,MATCH(AH$2,$AS$2:$BA$2,0)+1,FALSE)","v":0.21745992503742012},{"$f":"L5381*VLOOKUP($B5381,$AR$36:$AZ$47,MATCH(AI$2,$AS$2:$BA$2,0)+1,FALSE)","v":4.434042498183857E-3},{"$f":"M5381*VLOOKUP($B5381,$AR$36:$AZ$47,MATCH(AJ$2,$AS$2:$BA$2,0)+1,FALSE)","v":5.5077483407501217E-2},{"$f":"N5381*VLOOKUP($B5381,$AR$36:$AZ$47,MATCH(AK$2,$AS$2:$BA$2,0)+1,FALSE)","v":6.9388665607710648E-2},{"$f":"O5381*VLOOKUP($B5381,$AR$36:$AZ$47,MATCH(AL$2,$AS$2:$BA$2,0)+1,FALSE)","v":6.1661275752534564E-2},{"$f":"P5381*VLOOKUP($B5381,$AR$36:$AZ$47,MATCH(AM$2,$AS$2:$BA$2,0)+1,FALSE)","v":1.2831998809626161E-5},{"$f":"Q5381*VLOOKUP($B5381,$AR$36:$AZ$47,MATCH(AN$2,$AS$2:$BA$2,0)+1,FALSE)","v":1.7347976218646741E-3},{"$f":"R5381*VLOOKUP($B5381,$AR$36:$BA$47,MATCH(AO$2,$AS$2:$BA$2,0)+1,FALSE)","v":0},0.5811173857567129]
[2006,8,13,6,null,2013,8,13,6,0.16404242273492728,0.30679829224795951,9.1142820229320176E-4,7.1750497305959601E-2,0.10927010000000004,7.3768E-2,2.1366205503685493E-6,1.9264498328880862E-3,0,0.72846932694457811,null,null,0.15530789829498926,6.2843517526908615E-2,0.27140600066378168,8.612634363696417E-2,6.8002051979683314E-2,5.0972838992172401E-4,1.0693332341355136E-6,1.4081140162536547E-3,0,0.64560472384173651,null,{"$f":"J5384*VLOOKUP($B5384,$AR$36:$AZ$47,MATCH(AG$2,$AS$2:$BA$2,0)+1,FALSE)","v":0.17093908907033478},{"$f":"K5384*VLOOKUP($B5384,$AR$36:$AZ$47,MATCH(AH$2,$AS$2:$BA$2,0)+1,FALSE)","v":0.27629699855745887},{"$f":"L5384*VLOOKUP($B5384,$AR$36:$AZ$47,MATCH(AI$2,$AS$2:$BA$2,0)+1,FALSE)","v":3.6950354151532155E-4},{"$f":"M5384*VLOOKUP($B5384,$AR$36:$AZ$47,MATCH(AJ$2,$AS$2:$BA$2,0)+1,FALSE)","v":6.3272860956525331E-2},{"$f":"N5384*VLOOKUP($B5384,$AR$36:$AZ$47,MATCH(AK$2,$AS$2:$BA$2,0)+1,FALSE)","v":8.772672075156869E-2},{"$f":"O5384*VLOOKUP($B5384,$AR$36:$AZ$47,MATCH(AL$2,$AS$2:$BA$2,0)+1,FALSE)","v":6.8999120029625022E-2},{"$f":"P5384*VLOOKUP($B5384,$AR$36:$AZ$47,MATCH(AM$2,$AS$2:$BA$2,0)+1,FALSE)","v":1.0693332341355136E-6},{"$f":"Q5384*VLOOKUP($B5384,$AR$36:$AZ$47,MATCH(AN$2,$AS$2:$BA$2,0)+1,FALSE)","v":1.3959127015319261E-3},{"$f":"R5384*VLOOKUP($B5384,$AR$36:$BA$47,MATCH(AO$2,$AS$2:$BA$2,0)+1,FALSE)","v":0},0.66900127494179418]
[2006,8,13,12,null,2013,8,13,12,0.23045324888238511,0.43525689336527179,0,9.1033258783497509E-2,0.13082249999999995,8.8364999999999999E-2,0,1.8839331862247196E-3,0,0.97781483421737914,null,null,0.21818264533321102,7.9732551113860489E-2,0.38504560056069281,0.10311387644421242,8.1458102743529923E-2,0,0,1.3770370138481273E-3,0,0.8689098132093549,null,{"$f":"J5390*VLOOKUP($B5390,$AR$36:$AZ$47,MATCH(AG$2,$AS$2:$BA$2,0)+1,FALSE)","v":0.24014195706502786},{"$f":"K5390*VLOOKUP($B5390,$AR$36:$AZ$47,MATCH(AH$2,$AS$2:$BA$2,0)+1,FALSE)","v":0.39198449364598237},{"$f":"L5390*VLOOKUP($B5390,$AR$36:$AZ$47,MATCH(AI$2,$AS$2:$BA$2,0)+1,FALSE)","v":0},{"$f":"M5390*VLOOKUP($B5390,$AR$36:$AZ$47,MATCH(AJ$2,$AS$2:$BA$2,0)+1,FALSE)","v":8.0277279485130554E-2},{"$f":"N5390*VLOOKUP($B5390,$AR$36:$AZ$47,MATCH(AK$2,$AS$2:$BA$2,0)+1,FALSE)","v":0.10502991143526078},{"$f":"O5390*VLOOKUP($B5390,$AR$36:$AZ$47,MATCH(AL$2,$AS$2:$BA$2,0)+1,FALSE)","v":8.2652467755907913E-2},{"$f":"P5390*VLOOKUP($B5390,$AR$36:$AZ$47,MATCH(AM$2,$AS$2:$BA$2,0)+1,FALSE)","v":0},{"$f":"Q5390*VLOOKUP($B5390,$AR$36:$AZ$47,MATCH(AN$2,$AS$2:$BA$2,0)+1,FALSE)","v":1.365104981501676E-3},{"$f":"R5390*VLOOKUP($B5390,$AR$36:$BA$47,MATCH(AO$2,$AS$2:$BA$2,0)+1,FALSE)","v":0},0.90145121436881115]
[2006,8,13,20,null,2013,8,13,20,0.36610416813795443,0.31401840158429384,7.4737112588042515E-3,3.9640212165956645E-2,9.7598299999999999E-2,7.2997999999999993E-2,1.7520288513022099E-5,2.2325696888643221E-3,0,0.90008288312438656,null,null,0.34661076057391649,3.4719346367718611E-2,0.2777931972318316,7.6926668175315266E-2,6.7292237696737367E-2,4.1797727973581352E-3,8.7685325199112083E-6,1.6318684335734485E-3,0,0.80916261980897097,null,{"$f":"J5398*VLOOKUP($B5398,$AR$36:$AZ$47,MATCH(AG$2,$AS$2:$BA$2,0)+1,FALSE)","v":0.38149590796692129},{"$f":"K5398*VLOOKUP($B5398,$AR$36:$AZ$47,MATCH(AH$2,$AS$2:$BA$2,0)+1,FALSE)","v":0.28279929856789554},{"$f":"L5398*VLOOKUP($B5398,$AR$36:$AZ$47,MATCH(AI$2,$AS$2:$BA$2,0)+1,FALSE)","v":3.0299290404256353E-3},{"$f":"M5398*VLOOKUP($B5398,$AR$36:$AZ$47,MATCH(AJ$2,$AS$2:$BA$2,0)+1,FALSE)","v":3.4956547018321661E-2},{"$f":"N5398*VLOOKUP($B5398,$AR$36:$AZ$47,MATCH(AK$2,$AS$2:$BA$2,0)+1,FALSE)","v":7.8356099334839308E-2},{"$f":"O5398*VLOOKUP($B5398,$AR$36:$AZ$47,MATCH(AL$2,$AS$2:$BA$2,0)+1,FALSE)","v":6.8278898220401341E-2},{"$f":"P5398*VLOOKUP($B5398,$AR$36:$AZ$47,MATCH(AM$2,$AS$2:$BA$2,0)+1,FALSE)","v":8.7685325199112083E-6},{"$f":"Q5398*VLOOKUP($B5398,$AR$36:$AZ$47,MATCH(AN$2,$AS$2:$BA$2,0)+1,FALSE)","v":1.6177282857497248E-3},{"$f":"R5398*VLOOKUP($B5398,$AR$36:$BA$47,MATCH(AO$2,$AS$2:$BA$2,0)+1,FALSE)","v":0},0.85054317696707449]
[2006,8,14,5,null,2013,8,14,5,0.1419087498118457,0.26420610006715489,1.0937138427518419E-2,6.2905367872769583E-2,9.1964099999999993E-2,6.3495999999999997E-2,2.5639446604422585E-5,2.3941329461851131E-3,0,0.63783722857207803,null,null,0.13435274434199532,5.509640681083721E-2,0.23372724940804598,7.2485809739939219E-2,5.8532945077838239E-2,6.1167406790606869E-3,1.2831998809626161E-5,1.7499610427144506E-3,0,0.56207468909924063,null,{"$f":"J5407*VLOOKUP($B5407,$AR$36:$AZ$47,MATCH(AG$2,$AS$2:$BA$2,0)+1,FALSE)","v":0.14787487297200275},{"$f":"K5407*VLOOKUP($B5407,$AR$36:$AZ$47,MATCH(AH$2,$AS$2:$BA$2,0)+1,FALSE)","v":0.23793923986424029},{"$f":"L5407*VLOOKUP($B5407,$AR$36:$AZ$47,MATCH(AI$2,$AS$2:$BA$2,0)+1,FALSE)","v":4.434042498183857E-3},{"$f":"M5407*VLOOKUP($B5407,$AR$36:$AZ$47,MATCH(AJ$2,$AS$2:$BA$2,0)+1,FALSE)","v":5.5472822409305157E-2},{"$f":"N5407*VLOOKUP($B5407,$AR$36:$AZ$47,MATCH(AK$2,$AS$2:$BA$2,0)+1,FALSE)","v":7.3832722033468773E-2},{"$f":"O5407*VLOOKUP($B5407,$AR$36:$AZ$47,MATCH(AL$2,$AS$2:$BA$2,0)+1,FALSE)","v":5.9391174023981537E-2},{"$f":"P5407*VLOOKUP($B5407,$AR$36:$AZ$47,MATCH(AM$2,$AS$2:$BA$2,0)+1,FALSE)","v":1.2831998809626161E-5},{"$f":"Q5407*VLOOKUP($B5407,$AR$36:$AZ$47,MATCH(AN$2,$AS$2:$BA$2,0)+1,FALSE)","v":1.7347976218646741E-3},{"$f":"R5407*VLOOKUP($B5407,$AR$36:$BA$47,MATCH(AO$2,$AS$2:$BA$2,0)+1,FALSE)","v":0},0.58069250342185663]
[2006,8,14,10,null,2013,8,14,10,0.20926254681948997,0.41753438706013074,0,8.6003307817240304E-2,0.11850840000000004,7.9686999999999994E-2,0,1.8839331862247196E-3,0,0.91287957488308569,null,null,0.19812025326465732,7.5327009360476441E-2,0.36936756492766043,9.3407942175094599E-2,7.3458403591056057E-2,0,0,1.3770370138481273E-3,0,0.81105821033279302,null,{"$f":"J5412*VLOOKUP($B5412,$AR$36:$AZ$47,MATCH(AG$2,$AS$2:$BA$2,0)+1,FALSE)","v":0.21806035617788791},{"$f":"K5412*VLOOKUP($B5412,$AR$36:$AZ$47,MATCH(AH$2,$AS$2:$BA$2,0)+1,FALSE)","v":0.3760239246899188},{"$f":"L5412*VLOOKUP($B5412,$AR$36:$AZ$47,MATCH(AI$2,$AS$2:$BA$2,0)+1,FALSE)","v":0},{"$f":"M5412*VLOOKUP($B5412,$AR$36:$AZ$47,MATCH(AJ$2,$AS$2:$BA$2,0)+1,FALSE)","v":7.5841639314596185E-2},{"$f":"N5412*VLOOKUP($B5412,$AR$36:$AZ$47,MATCH(AK$2,$AS$2:$BA$2,0)+1,FALSE)","v":9.5143624042763789E-2},{"$f":"O5412*VLOOKUP($B5412,$AR$36:$AZ$47,MATCH(AL$2,$AS$2:$BA$2,0)+1,FALSE)","v":7.4535474430657306E-2},{"$f":"P5412*VLOOKUP($B5412,$AR$36:$AZ$47,MATCH(AM$2,$AS$2:$BA$2,0)+1,FALSE)","v":0},{"$f":"Q5412*VLOOKUP($B5412,$AR$36:$AZ$47,MATCH(AN$2,$AS$2:$BA$2,0)+1,FALSE)","v":1.365104981501676E-3},{"$f":"R5412*VLOOKUP($B5412,$AR$36:$BA$47,MATCH(AO$2,$AS$2:$BA$2,0)+1,FALSE)","v":0},0.84097012363732571]
[2006,8,14,22,null,2013,8,14,22,0.3169277491862012,0.27814597455398316,1.0937138427518419E-2,5.7296578254682928E-2,8.7151699999999985E-2,6.5695000000000003E-2,2.5639446604422585E-5,2.3941329461851131E-3,0,0.81857391281517522,null,null,0.30005276572271916,5.0183882411655174E-2,0.24605901812978112,6.8692691438422826E-2,6.0560064049524118E-2,6.1167406790606869E-3,1.2831998809626161E-5,1.7499610427144506E-3,0,0.73342795547268702,null,{"$f":"J5424*VLOOKUP($B5424,$AR$36:$AZ$47,MATCH(AG$2,$AS$2:$BA$2,0)+1,FALSE)","v":0.33025201556881156},{"$f":"K5424*VLOOKUP($B5424,$AR$36:$AZ$47,MATCH(AH$2,$AS$2:$BA$2,0)+1,FALSE)","v":0.25049323895190623},{"$f":"L5424*VLOOKUP($B5424,$AR$36:$AZ$47,MATCH(AI$2,$AS$2:$BA$2,0)+1,FALSE)","v":4.434042498183857E-3},{"$f":"M5424*VLOOKUP($B5424,$AR$36:$AZ$47,MATCH(AJ$2,$AS$2:$BA$2,0)+1,FALSE)","v":5.0526735915628368E-2},{"$f":"N5424*VLOOKUP($B5424,$AR$36:$AZ$47,MATCH(AK$2,$AS$2:$BA$2,0)+1,FALSE)","v":6.9969121003133392E-2},{"$f":"O5424*VLOOKUP($B5424,$AR$36:$AZ$47,MATCH(AL$2,$AS$2:$BA$2,0)+1,FALSE)","v":6.1448015268764443E-2},{"$f":"P5424*VLOOKUP($B5424,$AR$36:$AZ$47,MATCH(AM$2,$AS$2:$BA$2,0)+1,FALSE)","v":1.2831998809626161E-5},{"$f":"Q5424*VLOOKUP($B5424,$AR$36:$AZ$47,MATCH(AN$2,$AS$2:$BA$2,0)+1,FALSE)","v":1.7347976218646741E-3},{"$f":"R5424*VLOOKUP($B5424,$AR$36:$BA$47,MATCH(AO$2,$AS$2:$BA$2,0)+1,FALSE)","v":0},0.76887079882710219]
[2006,8,15,3,null,2013,8,15,3,0.17517370736592075,0.2577704631560761,1.0937138427518419E-2,7.2634757897523924E-2,8.1729299999999977E-2,5.9868999999999999E-2,2.5639446604422585E-5,2.3941329461851131E-3,0,0.66053413923982862,null,null,0.16584649186451,6.3618007573261387E-2,0.2280340284224858,6.4418773086219655E-2,5.518944325414353E-2,6.1167406790606869E-3,1.2831998809626161E-5,1.7499610427144506E-3,0,0.58498627792120506,null,{"$f":"J5429*VLOOKUP($B5429,$AR$36:$AZ$47,MATCH(AG$2,$AS$2:$BA$2,0)+1,FALSE)","v":0.18253835481685018},{"$f":"K5429*VLOOKUP($B5429,$AR$36:$AZ$47,MATCH(AH$2,$AS$2:$BA$2,0)+1,FALSE)","v":0.23214342154560527},{"$f":"L5429*VLOOKUP($B5429,$AR$36:$AZ$47,MATCH(AI$2,$AS$2:$BA$2,0)+1,FALSE)","v":4.434042498183857E-3},{"$f":"M5429*VLOOKUP($B5429,$AR$36:$AZ$47,MATCH(AJ$2,$AS$2:$BA$2,0)+1,FALSE)","v":6.4052642275960678E-2},{"$f":"N5429*VLOOKUP($B5429,$AR$36:$AZ$47,MATCH(AK$2,$AS$2:$BA$2,0)+1,FALSE)","v":6.5615785821749761E-2},{"$f":"O5429*VLOOKUP($B5429,$AR$36:$AZ$47,MATCH(AL$2,$AS$2:$BA$2,0)+1,FALSE)","v":5.5998648696638377E-2},{"$f":"P5429*VLOOKUP($B5429,$AR$36:$AZ$47,MATCH(AM$2,$AS$2:$BA$2,0)+1,FALSE)","v":1.2831998809626161E-5},{"$f":"Q5429*VLOOKUP($B5429,$AR$36:$AZ$47,MATCH(AN$2,$AS$2:$BA$2,0)+1,FALSE)","v":1.7347976218646741E-3},{"$f":"R5429*VLOOKUP($B5429,$AR$36:$BA$47,MATCH(AO$2,$AS$2:$BA$2,0)+1,FALSE)","v":0},0.60653052527566242]
[2006,8,15,15,null,2013,8,15,15,0.26552757192014093,0.46271516014568592,0,0.1076580285104969,0.12764269999999997,8.6388000000000006E-2,0,1.8839331862247196E-3,0,1.0518153937625485,null,null,0.25138941772961476,9.429355134309135E-2,0.40933627805249667,0.10060756824556689,7.9635631526147957E-2,0,0,1.3770370138481273E-3,0,0.9366394839107659,null,{"$f":"J5441*VLOOKUP($B5441,$AR$36:$AZ$47,MATCH(AG$2,$AS$2:$BA$2,0)+1,FALSE)","v":0.27669087367985229},{"$f":"K5441*VLOOKUP($B5441,$AR$36:$AZ$47,MATCH(AH$2,$AS$2:$BA$2,0)+1,FALSE)","v":0.41671291257370824},{"$f":"L5441*VLOOKUP($B5441,$AR$36:$AZ$47,MATCH(AI$2,$AS$2:$BA$2,0)+1,FALSE)","v":0},{"$f":"M5441*VLOOKUP($B5441,$AR$36:$AZ$47,MATCH(AJ$2,$AS$2:$BA$2,0)+1,FALSE)","v":9.4937759661109955E-2},{"$f":"N5441*VLOOKUP($B5441,$AR$36:$AZ$47,MATCH(AK$2,$AS$2:$BA$2,0)+1,FALSE)","v":0.10247703167541945},{"$f":"O5441*VLOOKUP($B5441,$AR$36:$AZ$47,MATCH(AL$2,$AS$2:$BA$2,0)+1,FALSE)","v":8.0803274876901185E-2},{"$f":"P5441*VLOOKUP($B5441,$AR$36:$AZ$47,MATCH(AM$2,$AS$2:$BA$2,0)+1,FALSE)","v":0},{"$f":"Q5441*VLOOKUP($B5441,$AR$36:$AZ$47,MATCH(AN$2,$AS$2:$BA$2,0)+1,FALSE)","v":1.365104981501676E-3},{"$f":"R5441*VLOOKUP($B5441,$AR$36:$BA$47,MATCH(AO$2,$AS$2:$BA$2,0)+1,FALSE)","v":0},0.97298695744849273]
[2006,8,15,17,null,2013,8,15,17,0.31215778432681213,0.43841481973622676,0,0.10709385631050539,0.11974289999999999,7.9390000000000002E-2,0,1.8839331862247196E-3,0,1.0586832935597692,null,null,{"$f":"$J5443*$AS$6","v":0.29553678013251772},{"$f":"$M5443*$AV$6","v":9.3799414481751206E-2},{"$f":"$K5443*$AT$6","v":0.38783922812769006},{"$f":"$N5443*$AW$6","v":9.4380971130131955E-2},{"$f":"$O5443*$AX$6","v":7.3184618081919769E-2},{"$f":"$L5443*$AU$6","v":0},{"$f":"$P5443*$AY$6","v":0},{"$f":"$Q5443*$AZ$6","v":1.3770370138481273E-3},0,{"$f":"SUM(V5443:AD5443)","v":0.94611804896785889},null,{"$f":"J5443*VLOOKUP($B5443,$AR$36:$AZ$47,MATCH(AG$2,$AS$2:$BA$2,0)+1,FALSE)","v":0.325281511998043},{"$f":"K5443*VLOOKUP($B5443,$AR$36:$AZ$47,MATCH(AH$2,$AS$2:$BA$2,0)+1,FALSE)","v":0.39482846507609426},{"$f":"L5443*VLOOKUP($B5443,$AR$36:$AZ$47,MATCH(AI$2,$AS$2:$BA$2,0)+1,FALSE)","v":0},{"$f":"M5443*VLOOKUP($B5443,$AR$36:$AZ$47,MATCH(AJ$2,$AS$2:$BA$2,0)+1,FALSE)","v":9.444024688411301E-2},{"$f":"N5443*VLOOKUP($B5443,$AR$36:$AZ$47,MATCH(AK$2,$AS$2:$BA$2,0)+1,FALSE)","v":9.6134733566483513E-2},{"$f":"O5443*VLOOKUP($B5443,$AR$36:$AZ$47,MATCH(AL$2,$AS$2:$BA$2,0)+1,FALSE)","v":7.425767458995676E-2},{"$f":"P5443*VLOOKUP($B5443,$AR$36:$AZ$47,MATCH(AM$2,$AS$2:$BA$2,0)+1,FALSE)","v":0},{"$f":"Q5443*VLOOKUP($B5443,$AR$36:$AZ$47,MATCH(AN$2,$AS$2:$BA$2,0)+1,FALSE)","v":1.365104981501676E-3},{"$f":"R5443*VLOOKUP($B5443,$AR$36:$BA$47,MATCH(AO$2,$AS$2:$BA$2,0)+1,FALSE)","v":0},0.98630773709619224]
[2006,8,15,24,null,2013,8,15,24,0.241963058991263,0.26377005476673399,1.0937138427518419E-2,6.4519405456678641E-2,8.3972900000000003E-2,6.2946000000000002E-2,2.5639446604422585E-5,2.3941329461851131E-3,0,0.73052833003498363,null,null,0.22907960959392992,5.6510080624984464E-2,0.2333415063511719,6.6187171436581704E-2,5.8025934875734E-2,6.1167406790606869E-3,1.2831998809626161E-5,1.7499610427144506E-3,0,0.65102383660298668,null,{"$f":"J5450*VLOOKUP($B5450,$AR$36:$AZ$47,MATCH(AG$2,$AS$2:$BA$2,0)+1,FALSE)","v":0.25213566224556716},{"$f":"K5450*VLOOKUP($B5450,$AR$36:$AZ$47,MATCH(AH$2,$AS$2:$BA$2,0)+1,FALSE)","v":0.23754654534544548},{"$f":"L5450*VLOOKUP($B5450,$AR$36:$AZ$47,MATCH(AI$2,$AS$2:$BA$2,0)+1,FALSE)","v":4.434042498183857E-3},{"$f":"M5450*VLOOKUP($B5450,$AR$36:$AZ$47,MATCH(AJ$2,$AS$2:$BA$2,0)+1,FALSE)","v":5.6896154364619721E-2},{"$f":"N5450*VLOOKUP($B5450,$AR$36:$AZ$47,MATCH(AK$2,$AS$2:$BA$2,0)+1,FALSE)","v":6.7417044086162642E-2},{"$f":"O5450*VLOOKUP($B5450,$AR$36:$AZ$47,MATCH(AL$2,$AS$2:$BA$2,0)+1,FALSE)","v":5.8876729874536064E-2},{"$f":"P5450*VLOOKUP($B5450,$AR$36:$AZ$47,MATCH(AM$2,$AS$2:$BA$2,0)+1,FALSE)","v":1.2831998809626161E-5},{"$f":"Q5450*VLOOKUP($B5450,$AR$36:$AZ$47,MATCH(AN$2,$AS$2:$BA$2,0)+1,FALSE)","v":1.7347976218646741E-3},{"$f":"R5450*VLOOKUP($B5450,$AR$36:$BA$47,MATCH(AO$2,$AS$2:$BA$2,0)+1,FALSE)","v":0},0.67905380803518933]
[2006,8,16,7,null,2013,8,16,7,0.21066021868432946,0.37880677679343383,0,8.9556970967542227E-2,0.1097708,7.3622000000000007E-2,0,1.8839331862247196E-3,0,0.86430069963153011,null,null,0.1994435053613727,7.8439527055209943E-2,0.33510757690512372,8.6520993776929483E-2,6.7867463816942919E-2,0,0,1.3770370138481273E-3,0,0.76875610392942684,null,{"$f":"J5457*VLOOKUP($B5457,$AR$36:$AZ$47,MATCH(AG$2,$AS$2:$BA$2,0)+1,FALSE)","v":0.21951678891895365},{"$f":"K5457*VLOOKUP($B5457,$AR$36:$AZ$47,MATCH(AH$2,$AS$2:$BA$2,0)+1,FALSE)","v":0.34114653864064048},{"$f":"L5457*VLOOKUP($B5457,$AR$36:$AZ$47,MATCH(AI$2,$AS$2:$BA$2,0)+1,FALSE)","v":0},{"$f":"M5457*VLOOKUP($B5457,$AR$36:$AZ$47,MATCH(AJ$2,$AS$2:$BA$2,0)+1,FALSE)","v":7.8975421557757108E-2},{"$f":"N5457*VLOOKUP($B5457,$AR$36:$AZ$47,MATCH(AK$2,$AS$2:$BA$2,0)+1,FALSE)","v":8.8128704176863512E-2},{"$f":"O5457*VLOOKUP($B5457,$AR$36:$AZ$47,MATCH(AL$2,$AS$2:$BA$2,0)+1,FALSE)","v":6.8862558491772224E-2},{"$f":"P5457*VLOOKUP($B5457,$AR$36:$AZ$47,MATCH(AM$2,$AS$2:$BA$2,0)+1,FALSE)","v":0},{"$f":"Q5457*VLOOKUP($B5457,$AR$36:$AZ$47,MATCH(AN$2,$AS$2:$BA$2,0)+1,FALSE)","v":1.365104981501676E-3},{"$f":"R5457*VLOOKUP($B5457,$AR$36:$BA$47,MATCH(AO$2,$AS$2:$BA$2,0)+1,FALSE)","v":0},0.79799511676748858]
[2006,8,16,17,null,2013,8,16,17,0.32574441084854255,0.44430728744389647,0,0.11805335324887264,0.11708590000000001,7.8298000000000006E-2,0,1.8839331862247196E-3,0,1.0853728847275366,null,null,0.30839997963194593,0.10339841886210382,0.39305193998100957,9.2286732220829115E-2,7.2177972371560081E-2,0,0,1.3770370138481273E-3,0,0.97069208008129682,null,{"$f":"J5467*VLOOKUP($B5467,$AR$36:$AZ$47,MATCH(AG$2,$AS$2:$BA$2,0)+1,FALSE)","v":0.33943934704121537},{"$f":"K5467*VLOOKUP($B5467,$AR$36:$AZ$47,MATCH(AH$2,$AS$2:$BA$2,0)+1,FALSE)","v":0.40013511502449112},{"$f":"L5467*VLOOKUP($B5467,$AR$36:$AZ$47,MATCH(AI$2,$AS$2:$BA$2,0)+1,FALSE)","v":0},{"$f":"M5467*VLOOKUP($B5467,$AR$36:$AZ$47,MATCH(AJ$2,$AS$2:$BA$2,0)+1,FALSE)","v":0.10410483113051626},{"$f":"N5467*VLOOKUP($B5467,$AR$36:$AZ$47,MATCH(AK$2,$AS$2:$BA$2,0)+1,FALSE)","v":9.4001580059376671E-2},{"$f":"O5467*VLOOKUP($B5467,$AR$36:$AZ$47,MATCH(AL$2,$AS$2:$BA$2,0)+1,FALSE)","v":7.3236269115057748E-2},{"$f":"P5467*VLOOKUP($B5467,$AR$36:$AZ$47,MATCH(AM$2,$AS$2:$BA$2,0)+1,FALSE)","v":0},{"$f":"Q5467*VLOOKUP($B5467,$AR$36:$AZ$47,MATCH(AN$2,$AS$2:$BA$2,0)+1,FALSE)","v":1.365104981501676E-3},{"$f":"R5467*VLOOKUP($B5467,$AR$36:$BA$47,MATCH(AO$2,$AS$2:$BA$2,0)+1,FALSE)","v":0},1.0122822473521589]
[2006,8,17,4,null,2013,8,17,4,0.19846531975428922,0.28145818570033548,1.0937138427518419E-2,7.9561866779184531E-2,7.8399600000000014E-2,5.9374000000000003E-2,2.5639446604422585E-5,2.3941329461851131E-3,0,0.71061588305411716,null,null,0.18789793019143763,6.968519741529311E-2,0.24898913216007351,6.1794314186593903E-2,5.4733134072249716E-2,6.1167406790606869E-3,1.2831998809626161E-5,1.7499610427144506E-3,0,0.63097924174623254,null,{"$f":"J5478*VLOOKUP($B5478,$AR$36:$AZ$47,MATCH(AG$2,$AS$2:$BA$2,0)+1,FALSE)","v":0.20680919243475446},{"$f":"K5478*VLOOKUP($B5478,$AR$36:$AZ$47,MATCH(AH$2,$AS$2:$BA$2,0)+1,FALSE)","v":0.25347615646301824},{"$f":"L5478*VLOOKUP($B5478,$AR$36:$AZ$47,MATCH(AI$2,$AS$2:$BA$2,0)+1,FALSE)","v":4.434042498183857E-3},{"$f":"M5478*VLOOKUP($B5478,$AR$36:$AZ$47,MATCH(AJ$2,$AS$2:$BA$2,0)+1,FALSE)","v":7.0161282822813281E-2},{"$f":"N5478*VLOOKUP($B5478,$AR$36:$AZ$47,MATCH(AK$2,$AS$2:$BA$2,0)+1,FALSE)","v":6.2942559915609889E-2},{"$f":"O5478*VLOOKUP($B5478,$AR$36:$AZ$47,MATCH(AL$2,$AS$2:$BA$2,0)+1,FALSE)","v":5.553564896213746E-2},{"$f":"P5478*VLOOKUP($B5478,$AR$36:$AZ$47,MATCH(AM$2,$AS$2:$BA$2,0)+1,FALSE)","v":1.2831998809626161E-5},{"$f":"Q5478*VLOOKUP($B5478,$AR$36:$AZ$47,MATCH(AN$2,$AS$2:$BA$2,0)+1,FALSE)","v":1.7347976218646741E-3},{"$f":"R5478*VLOOKUP($B5478,$AR$36:$BA$47,MATCH(AO$2,$AS$2:$BA$2,0)+1,FALSE)","v":0},0.65510651271719156]
[2006,8,17,10,null,2013,8,17,10,0.30424879112738396,0.40462934007785889,0,0.11641987224237588,9.0188000000000004E-2,6.8720000000000003E-2,0,1.8839331862247196E-3,0,0.98608993663384348,null,null,0.28804890540503097,0.10196771529744539,0.35795124587264487,7.108589339563634E-2,6.3348620161097463E-2,0,0,1.3770370138481273E-3,0,0.88377941714570318,null,{"$f":"J5484*VLOOKUP($B5484,$AR$36:$AZ$47,MATCH(AG$2,$AS$2:$BA$2,0)+1,FALSE)","v":0.31704000915729114},{"$f":"K5484*VLOOKUP($B5484,$AR$36:$AZ$47,MATCH(AH$2,$AS$2:$BA$2,0)+1,FALSE)","v":0.36440187255488632},{"$f":"L5484*VLOOKUP($B5484,$AR$36:$AZ$47,MATCH(AI$2,$AS$2:$BA$2,0)+1,FALSE)","v":0},{"$f":"M5484*VLOOKUP($B5484,$AR$36:$AZ$47,MATCH(AJ$2,$AS$2:$BA$2,0)+1,FALSE)","v":0.10266435307837864},{"$f":"N5484*VLOOKUP($B5484,$AR$36:$AZ$47,MATCH(AK$2,$AS$2:$BA$2,0)+1,FALSE)","v":7.240679281104781E-2},{"$f":"O5484*VLOOKUP($B5484,$AR$36:$AZ$47,MATCH(AL$2,$AS$2:$BA$2,0)+1,FALSE)","v":6.4277458090714557E-2},{"$f":"P5484*VLOOKUP($B5484,$AR$36:$AZ$47,MATCH(AM$2,$AS$2:$BA$2,0)+1,FALSE)","v":0},{"$f":"Q5484*VLOOKUP($B5484,$AR$36:$AZ$47,MATCH(AN$2,$AS$2:$BA$2,0)+1,FALSE)","v":1.365104981501676E-3},{"$f":"R5484*VLOOKUP($B5484,$AR$36:$BA$47,MATCH(AO$2,$AS$2:$BA$2,0)+1,FALSE)","v":0},0.92215559067382002]
[2006,8,17,18,null,2013,8,17,18,0.40090972357310595,0.38920296760251971,0,0.11661708905548913,9.1027300000000019E-2,7.0249000000000006E-2,0,1.8839331862247196E-3,0,1.0698900134173397,null,null,0.37956307603903172,0.10214044996433744,0.34430446176702217,7.1747426973573072E-2,6.475810852294725E-2,0,0,1.3770370138481273E-3,0,0.96389056028075992,null,{"$f":"J5492*VLOOKUP($B5492,$AR$36:$AZ$47,MATCH(AG$2,$AS$2:$BA$2,0)+1,FALSE)","v":0.41776475746011443},{"$f":"K5492*VLOOKUP($B5492,$AR$36:$AZ$47,MATCH(AH$2,$AS$2:$BA$2,0)+1,FALSE)","v":0.35050916023782824},{"$f":"L5492*VLOOKUP($B5492,$AR$36:$AZ$47,MATCH(AI$2,$AS$2:$BA$2,0)+1,FALSE)","v":0},{"$f":"M5492*VLOOKUP($B5492,$AR$36:$AZ$47,MATCH(AJ$2,$AS$2:$BA$2,0)+1,FALSE)","v":0.10283826785894375},{"$f":"N5492*VLOOKUP($B5492,$AR$36:$AZ$47,MATCH(AK$2,$AS$2:$BA$2,0)+1,FALSE)","v":7.3080618832317978E-2},{"$f":"O5492*VLOOKUP($B5492,$AR$36:$AZ$47,MATCH(AL$2,$AS$2:$BA$2,0)+1,FALSE)","v":6.5707612826172976E-2},{"$f":"P5492*VLOOKUP($B5492,$AR$36:$AZ$47,MATCH(AM$2,$AS$2:$BA$2,0)+1,FALSE)","v":0},{"$f":"Q5492*VLOOKUP($B5492,$AR$36:$AZ$47,MATCH(AN$2,$AS$2:$BA$2,0)+1,FALSE)","v":1.365104981501676E-3},{"$f":"R5492*VLOOKUP($B5492,$AR$36:$BA$47,MATCH(AO$2,$AS$2:$BA$2,0)+1,FALSE)","v":0},1.0112655221968792]
[2006,8,18,3,null,2013,8,18,3,0.15398805390494591,0.21103287411267796,1.0937138427518419E-2,5.0613914444195968E-2,7.9734599999999989E-2,6.1853999999999999E-2,2.5639446604422585E-5,2.3941329461851131E-3,0,0.57058035328212764,null,null,0.14578887958243164,4.433079266218673E-2,0.18668809383467541,6.2846556920473945E-2,5.7019289165374298E-2,6.1167406790606869E-3,1.2831998809626161E-5,1.7499610427144506E-3,0,0.50455314588572675,null,{"$f":"J5501*VLOOKUP($B5501,$AR$36:$AZ$47,MATCH(AG$2,$AS$2:$BA$2,0)+1,FALSE)","v":0.16046201478479238},{"$f":"K5501*VLOOKUP($B5501,$AR$36:$AZ$47,MATCH(AH$2,$AS$2:$BA$2,0)+1,FALSE)","v":0.19005239333979632},{"$f":"L5501*VLOOKUP($B5501,$AR$36:$AZ$47,MATCH(AI$2,$AS$2:$BA$2,0)+1,FALSE)","v":4.434042498183857E-3},{"$f":"M5501*VLOOKUP($B5501,$AR$36:$AZ$47,MATCH(AJ$2,$AS$2:$BA$2,0)+1,FALSE)","v":4.4633658181308267E-2},{"$f":"N5501*VLOOKUP($B5501,$AR$36:$AZ$47,MATCH(AK$2,$AS$2:$BA$2,0)+1,FALSE)","v":6.4014355147822014E-2},{"$f":"O5501*VLOOKUP($B5501,$AR$36:$AZ$47,MATCH(AL$2,$AS$2:$BA$2,0)+1,FALSE)","v":5.7855324399637045E-2},{"$f":"P5501*VLOOKUP($B5501,$AR$36:$AZ$47,MATCH(AM$2,$AS$2:$BA$2,0)+1,FALSE)","v":1.2831998809626161E-5},{"$f":"Q5501*VLOOKUP($B5501,$AR$36:$AZ$47,MATCH(AN$2,$AS$2:$BA$2,0)+1,FALSE)","v":1.7347976218646741E-3},{"$f":"R5501*VLOOKUP($B5501,$AR$36:$BA$47,MATCH(AO$2,$AS$2:$BA$2,0)+1,FALSE)","v":0},0.52319941797221414]
[2006,8,18,4,null,2013,8,18,4,0.14508599446606174,0.20983047279588149,1.0937138427518419E-2,4.9312060940393115E-2,7.9712100000000022E-2,6.1647E-2,2.5639446604422585E-5,2.3941329461851131E-3,0,0.55894453902264418,null,null,0.13736081494585761,4.3190548948824944E-2,0.18562440169286634,6.2828822492374869E-2,5.6828468962036888E-2,6.1167406790606869E-3,1.2831998809626161E-5,1.7499610427144506E-3,0,0.49371259076254548,null,{"$f":"J5502*VLOOKUP($B5502,$AR$36:$AZ$47,MATCH(AG$2,$AS$2:$BA$2,0)+1,FALSE)","v":0.15118569524523195},{"$f":"K5502*VLOOKUP($B5502,$AR$36:$AZ$47,MATCH(AH$2,$AS$2:$BA$2,0)+1,FALSE)","v":0.1889695324396975},{"$f":"L5502*VLOOKUP($B5502,$AR$36:$AZ$47,MATCH(AI$2,$AS$2:$BA$2,0)+1,FALSE)","v":4.434042498183857E-3},{"$f":"M5502*VLOOKUP($B5502,$AR$36:$AZ$47,MATCH(AJ$2,$AS$2:$BA$2,0)+1,FALSE)","v":4.3485624386077115E-2},{"$f":"N5502*VLOOKUP($B5502,$AR$36:$AZ$47,MATCH(AK$2,$AS$2:$BA$2,0)+1,FALSE)","v":6.3996291183234189E-2},{"$f":"O5502*VLOOKUP($B5502,$AR$36:$AZ$47,MATCH(AL$2,$AS$2:$BA$2,0)+1,FALSE)","v":5.7661706328845749E-2},{"$f":"P5502*VLOOKUP($B5502,$AR$36:$AZ$47,MATCH(AM$2,$AS$2:$BA$2,0)+1,FALSE)","v":1.2831998809626161E-5},{"$f":"Q5502*VLOOKUP($B5502,$AR$36:$AZ$47,MATCH(AN$2,$AS$2:$BA$2,0)+1,FALSE)","v":1.7347976218646741E-3},{"$f":"R5502*VLOOKUP($B5502,$AR$36:$BA$47,MATCH(AO$2,$AS$2:$BA$2,0)+1,FALSE)","v":0},0.51148052170194469]
[2006,8,18,17,null,2013,8,18,17,0.33119829190027683,0.30701580619839358,0,7.3737477013667271E-2,9.420859999999999E-2,7.2164000000000006E-2,0,1.8839331862247196E-3,0,0.88020810829856233,null,null,0.31356346593977996,6.4583837089496055E-2,0.27159842217611585,7.4254917467425199E-2,6.6523425863001126E-2,0,0,1.3770370138481273E-3,0,0.79190110554966631,null,{"$f":"J5515*VLOOKUP($B5515,$AR$36:$AZ$47,MATCH(AG$2,$AS$2:$BA$2,0)+1,FALSE)","v":0.34512251998720311},{"$f":"K5515*VLOOKUP($B5515,$AR$36:$AZ$47,MATCH(AH$2,$AS$2:$BA$2,0)+1,FALSE)","v":0.2764928876910292},{"$f":"L5515*VLOOKUP($B5515,$AR$36:$AZ$47,MATCH(AI$2,$AS$2:$BA$2,0)+1,FALSE)","v":0},{"$f":"M5515*VLOOKUP($B5515,$AR$36:$AZ$47,MATCH(AJ$2,$AS$2:$BA$2,0)+1,FALSE)","v":6.5025070285934142E-2},{"$f":"N5515*VLOOKUP($B5515,$AR$36:$AZ$47,MATCH(AK$2,$AS$2:$BA$2,0)+1,FALSE)","v":7.5634702856465133E-2},{"$f":"O5515*VLOOKUP($B5515,$AR$36:$AZ$47,MATCH(AL$2,$AS$2:$BA$2,0)+1,FALSE)","v":6.749881381924222E-2},{"$f":"P5515*VLOOKUP($B5515,$AR$36:$AZ$47,MATCH(AM$2,$AS$2:$BA$2,0)+1,FALSE)","v":0},{"$f":"Q5515*VLOOKUP($B5515,$AR$36:$AZ$47,MATCH(AN$2,$AS$2:$BA$2,0)+1,FALSE)","v":1.365104981501676E-3},{"$f":"R5515*VLOOKUP($B5515,$AR$36:$BA$47,MATCH(AO$2,$AS$2:$BA$2,0)+1,FALSE)","v":0},0.83113909962137555]
[2006,8,18,21,null,2013,8,18,21,0.32951435202758067,0.26956998174515728,1.0937138427518419E-2,6.9456918123169564E-2,8.776349999999998E-2,6.7665000000000003E-2,2.5639446604422585E-5,2.3941329461851131E-3,0,0.83732666271621536,null,null,0.31196918832473786,6.0834659205573384E-2,0.2384723529860143,6.9174910243357521E-2,6.2376082409788411E-2,6.1167406790606869E-3,1.2831998809626161E-5,1.7499610427144506E-3,0,0.75070672689005624,null,{"$f":"J5519*VLOOKUP($B5519,$AR$36:$AZ$47,MATCH(AG$2,$AS$2:$BA$2,0)+1,FALSE)","v":0.3433677839677709},{"$f":"K5519*VLOOKUP($B5519,$AR$36:$AZ$47,MATCH(AH$2,$AS$2:$BA$2,0)+1,FALSE)","v":0.24276985478517216},{"$f":"L5519*VLOOKUP($B5519,$AR$36:$AZ$47,MATCH(AI$2,$AS$2:$BA$2,0)+1,FALSE)","v":4.434042498183857E-3},{"$f":"M5519*VLOOKUP($B5519,$AR$36:$AZ$47,MATCH(AJ$2,$AS$2:$BA$2,0)+1,FALSE)","v":6.1250278226448539E-2},{"$f":"N5519*VLOOKUP($B5519,$AR$36:$AZ$47,MATCH(AK$2,$AS$2:$BA$2,0)+1,FALSE)","v":7.0460300271348655E-2},{"$f":"O5519*VLOOKUP($B5519,$AR$36:$AZ$47,MATCH(AL$2,$AS$2:$BA$2,0)+1,FALSE)","v":6.3290660676778229E-2},{"$f":"P5519*VLOOKUP($B5519,$AR$36:$AZ$47,MATCH(AM$2,$AS$2:$BA$2,0)+1,FALSE)","v":1.2831998809626161E-5},{"$f":"Q5519*VLOOKUP($B5519,$AR$36:$AZ$47,MATCH(AN$2,$AS$2:$BA$2,0)+1,FALSE)","v":1.7347976218646741E-3},{"$f":"R5519*VLOOKUP($B5519,$AR$36:$BA$47,MATCH(AO$2,$AS$2:$BA$2,0)+1,FALSE)","v":0},0.7873205500463768]
[2006,8,19,3,null,2013,8,19,3,0.1433040429221494,0.22564852011946612,1.0937138427518419E-2,5.0535576195527093E-2,8.7139999999999995E-2,6.5228999999999995E-2,2.5639446604422585E-5,2.3941329461851131E-3,0,0.58521405005745042,null,null,0.13567374434220203,4.4262179185094626E-2,0.19961767698442101,6.8683469535811295E-2,6.0130488132832151E-2,6.1167406790606869E-3,1.2831998809626161E-5,1.7499610427144506E-3,0,0.51624709190094575,null,{"$f":"J5525*VLOOKUP($B5525,$AR$36:$AZ$47,MATCH(AG$2,$AS$2:$BA$2,0)+1,FALSE)","v":0.14932882695100994},{"$f":"K5525*VLOOKUP($B5525,$AR$36:$AZ$47,MATCH(AH$2,$AS$2:$BA$2,0)+1,FALSE)","v":0.20321498004803681},{"$f":"L5525*VLOOKUP($B5525,$AR$36:$AZ$47,MATCH(AI$2,$AS$2:$BA$2,0)+1,FALSE)","v":4.434042498183857E-3},{"$f":"M5525*VLOOKUP($B5525,$AR$36:$AZ$47,MATCH(AJ$2,$AS$2:$BA$2,0)+1,FALSE)","v":4.45645759407425E-2},{"$f":"N5525*VLOOKUP($B5525,$AR$36:$AZ$47,MATCH(AK$2,$AS$2:$BA$2,0)+1,FALSE)","v":6.9959727741547711E-2},{"$f":"O5525*VLOOKUP($B5525,$AR$36:$AZ$47,MATCH(AL$2,$AS$2:$BA$2,0)+1,FALSE)","v":6.101214077123427E-2},{"$f":"P5525*VLOOKUP($B5525,$AR$36:$AZ$47,MATCH(AM$2,$AS$2:$BA$2,0)+1,FALSE)","v":1.2831998809626161E-5},{"$f":"Q5525*VLOOKUP($B5525,$AR$36:$AZ$47,MATCH(AN$2,$AS$2:$BA$2,0)+1,FALSE)","v":1.7347976218646741E-3},{"$f":"R5525*VLOOKUP($B5525,$AR$36:$BA$47,MATCH(AO$2,$AS$2:$BA$2,0)+1,FALSE)","v":0},0.53426192357142943]
[2006,8,19,14,null,2013,8,19,14,0.23560550553384024,0.43641959252979662,0,9.1516887232949776E-2,0.13745919999999998,9.1873999999999997E-2,0,1.8839331862247196E-3,0,0.9947591184828114,null,null,0.22306056738942742,8.0156142783337894E-2,0.38607417059576904,0.10834490217600404,8.4692827832954995E-2,0,0,1.3770370138481273E-3,0,0.88370564779134142,null,{"$f":"J5536*VLOOKUP($B5536,$AR$36:$AZ$47,MATCH(AG$2,$AS$2:$BA$2,0)+1,FALSE)","v":0.24551082472726335},{"$f":"K5536*VLOOKUP($B5536,$AR$36:$AZ$47,MATCH(AH$2,$AS$2:$BA$2,0)+1,FALSE)","v":0.39303159950511096},{"$f":"L5536*VLOOKUP($B5536,$AR$36:$AZ$47,MATCH(AI$2,$AS$2:$BA$2,0)+1,FALSE)","v":0},{"$f":"M5536*VLOOKUP($B5536,$AR$36:$AZ$47,MATCH(AJ$2,$AS$2:$BA$2,0)+1,FALSE)","v":8.0703765109422829E-2},{"$f":"N5536*VLOOKUP($B5536,$AR$36:$AZ$47,MATCH(AK$2,$AS$2:$BA$2,0)+1,FALSE)","v":0.11035813871437865},{"$f":"O5536*VLOOKUP($B5536,$AR$36:$AZ$47,MATCH(AL$2,$AS$2:$BA$2,0)+1,FALSE)","v":8.5934621429370028E-2},{"$f":"P5536*VLOOKUP($B5536,$AR$36:$AZ$47,MATCH(AM$2,$AS$2:$BA$2,0)+1,FALSE)","v":0},{"$f":"Q5536*VLOOKUP($B5536,$AR$36:$AZ$47,MATCH(AN$2,$AS$2:$BA$2,0)+1,FALSE)","v":1.365104981501676E-3},{"$f":"R5536*VLOOKUP($B5536,$AR$36:$BA$47,MATCH(AO$2,$AS$2:$BA$2,0)+1,FALSE)","v":0},0.91690405446704737]
[2006,8,19,24,null,2013,8,19,24,0.22648976727942877,0.23972620826342522,1.0937138427518419E-2,4.7921634382796847E-2,8.6682999999999982E-2,6.6425999999999999E-2,2.5639446604422585E-5,2.3941329461851131E-3,0,0.68060352074595865,null,null,0.21443020137741384,4.1972727483845042E-2,0.21207136116156716,6.8323263596198419E-2,6.1233926699957211E-2,6.1167406790606869E-3,1.2831998809626161E-5,1.7499610427144506E-3,0,0.60591101403956638,null,{"$f":"J5546*VLOOKUP($B5546,$AR$36:$AZ$47,MATCH(AG$2,$AS$2:$BA$2,0)+1,FALSE)","v":0.23601184289418825},{"$f":"K5546*VLOOKUP($B5546,$AR$36:$AZ$47,MATCH(AH$2,$AS$2:$BA$2,0)+1,FALSE)","v":0.21589309162520351},{"$f":"L5546*VLOOKUP($B5546,$AR$36:$AZ$47,MATCH(AI$2,$AS$2:$BA$2,0)+1,FALSE)","v":4.434042498183857E-3},{"$f":"M5546*VLOOKUP($B5546,$AR$36:$AZ$47,MATCH(AJ$2,$AS$2:$BA$2,0)+1,FALSE)","v":4.2259482832327333E-2},{"$f":"N5546*VLOOKUP($B5546,$AR$36:$AZ$47,MATCH(AK$2,$AS$2:$BA$2,0)+1,FALSE)","v":6.9592828549696811E-2},{"$f":"O5546*VLOOKUP($B5546,$AR$36:$AZ$47,MATCH(AL$2,$AS$2:$BA$2,0)+1,FALSE)","v":6.2131758311027428E-2},{"$f":"P5546*VLOOKUP($B5546,$AR$36:$AZ$47,MATCH(AM$2,$AS$2:$BA$2,0)+1,FALSE)","v":1.2831998809626161E-5},{"$f":"Q5546*VLOOKUP($B5546,$AR$36:$AZ$47,MATCH(AN$2,$AS$2:$BA$2,0)+1,FALSE)","v":1.7347976218646741E-3},{"$f":"R5546*VLOOKUP($B5546,$AR$36:$BA$47,MATCH(AO$2,$AS$2:$BA$2,0)+1,FALSE)","v":0},0.63207067633130154]
[2006,8,20,7,null,2013,8,20,7,0.20670568359387714,0.37091431989059342,0,9.0003810972315815E-2,0.11904380000000003,8.0932000000000004E-2,0,1.8839331862247196E-3,0,0.86948354764301106,null,null,0.19569953155635056,7.8830897132436989E-2,0.32812559487479376,9.3829942744172778E-2,7.4606090321273855E-2,0,0,1.3770370138481273E-3,0,0.77246909364287608,null,{"$f":"J5553*VLOOKUP($B5553,$AR$36:$AZ$47,MATCH(AG$2,$AS$2:$BA$2,0)+1,FALSE)","v":0.2153959973896131},{"$f":"K5553*VLOOKUP($B5553,$AR$36:$AZ$47,MATCH(AH$2,$AS$2:$BA$2,0)+1,FALSE)","v":0.33403873456024341},{"$f":"L5553*VLOOKUP($B5553,$AR$36:$AZ$47,MATCH(AI$2,$AS$2:$BA$2,0)+1,FALSE)","v":0},{"$f":"M5553*VLOOKUP($B5553,$AR$36:$AZ$47,MATCH(AJ$2,$AS$2:$BA$2,0)+1,FALSE)","v":7.936946545366616E-2},{"$f":"N5553*VLOOKUP($B5553,$AR$36:$AZ$47,MATCH(AK$2,$AS$2:$BA$2,0)+1,FALSE)","v":9.5573466115667444E-2},{"$f":"O5553*VLOOKUP($B5553,$AR$36:$AZ$47,MATCH(AL$2,$AS$2:$BA$2,0)+1,FALSE)","v":7.5699988914402078E-2},{"$f":"P5553*VLOOKUP($B5553,$AR$36:$AZ$47,MATCH(AM$2,$AS$2:$BA$2,0)+1,FALSE)","v":0},{"$f":"Q5553*VLOOKUP($B5553,$AR$36:$AZ$47,MATCH(AN$2,$AS$2:$BA$2,0)+1,FALSE)","v":1.365104981501676E-3},{"$f":"R5553*VLOOKUP($B5553,$AR$36:$BA$47,MATCH(AO$2,$AS$2:$BA$2,0)+1,FALSE)","v":0},0.80144275741509385]
[2006,8,20,14,null,2013,8,20,14,0.25921029109779914,0.46931894486569098,0,0.10684207246366544,0.1418983,9.3639E-2,0,1.8839331862247196E-3,0,1.0727925416133803,null,null,0.24540850382271326,9.3578886636147496E-2,0.41517824929349884,0.11184378661043623,8.6319869663344068E-2,0,0,1.3770370138481273E-3,0,0.95370633303998797,null,{"$f":"J5560*VLOOKUP($B5560,$AR$36:$AZ$47,MATCH(AG$2,$AS$2:$BA$2,0)+1,FALSE)","v":0.27010800193747658},{"$f":"K5560*VLOOKUP($B5560,$AR$36:$AZ$47,MATCH(AH$2,$AS$2:$BA$2,0)+1,FALSE)","v":0.4226601617708528},{"$f":"L5560*VLOOKUP($B5560,$AR$36:$AZ$47,MATCH(AI$2,$AS$2:$BA$2,0)+1,FALSE)","v":0},{"$f":"M5560*VLOOKUP($B5560,$AR$36:$AZ$47,MATCH(AJ$2,$AS$2:$BA$2,0)+1,FALSE)","v":9.4218212404487453E-2},{"$f":"N5560*VLOOKUP($B5560,$AR$36:$AZ$47,MATCH(AK$2,$AS$2:$BA$2,0)+1,FALSE)","v":0.11392203850112992},{"$f":"O5560*VLOOKUP($B5560,$AR$36:$AZ$47,MATCH(AL$2,$AS$2:$BA$2,0)+1,FALSE)","v":8.7585519472590509E-2},{"$f":"P5560*VLOOKUP($B5560,$AR$36:$AZ$47,MATCH(AM$2,$AS$2:$BA$2,0)+1,FALSE)","v":0},{"$f":"Q5560*VLOOKUP($B5560,$AR$36:$AZ$47,MATCH(AN$2,$AS$2:$BA$2,0)+1,FALSE)","v":1.365104981501676E-3},{"$f":"R5560*VLOOKUP($B5560,$AR$36:$BA$47,MATCH(AO$2,$AS$2:$BA$2,0)+1,FALSE)","v":0},0.98985903906803896]
[2006,8,20,16,null,2013,8,20,16,0.29573980850543063,0.45742550817160588,0,0.11012729437874072,0.13694650000000003,9.1187000000000004E-2,0,1.8839331862247196E-3,0,1.0933100442420018,null,null,0.27999298800505723,9.6456286915611061E-2,0.40465684102998539,0.10794079367438587,8.4059525998690252E-2,0,0,1.3770370138481273E-3,0,0.97448347263757795,null,{"$f":"J5562*VLOOKUP($B5562,$AR$36:$AZ$47,MATCH(AG$2,$AS$2:$BA$2,0)+1,FALSE)","v":0.30817329215773587},{"$f":"K5562*VLOOKUP($B5562,$AR$36:$AZ$47,MATCH(AH$2,$AS$2:$BA$2,0)+1,FALSE)","v":0.41194914758289586},{"$f":"L5562*VLOOKUP($B5562,$AR$36:$AZ$47,MATCH(AI$2,$AS$2:$BA$2,0)+1,FALSE)","v":0},{"$f":"M5562*VLOOKUP($B5562,$AR$36:$AZ$47,MATCH(AJ$2,$AS$2:$BA$2,0)+1,FALSE)","v":9.7115270923225042E-2},{"$f":"N5562*VLOOKUP($B5562,$AR$36:$AZ$47,MATCH(AK$2,$AS$2:$BA$2,0)+1,FALSE)","v":0.10994652117463699},{"$f":"O5562*VLOOKUP($B5562,$AR$36:$AZ$47,MATCH(AL$2,$AS$2:$BA$2,0)+1,FALSE)","v":8.529203391906269E-2},{"$f":"P5562*VLOOKUP($B5562,$AR$36:$AZ$47,MATCH(AM$2,$AS$2:$BA$2,0)+1,FALSE)","v":0},{"$f":"Q5562*VLOOKUP($B5562,$AR$36:$AZ$47,MATCH(AN$2,$AS$2:$BA$2,0)+1,FALSE)","v":1.365104981501676E-3},{"$f":"R5562*VLOOKUP($B5562,$AR$36:$BA$47,MATCH(AO$2,$AS$2:$BA$2,0)+1,FALSE)","v":0},1.0138413707390581]
[2006,8,21,4,null,2013,8,21,4,0.16642526264660196,0.27291600512836045,1.0937138427518419E-2,7.7546399167745278E-2,9.2957699999999976E-2,6.6740999999999995E-2,2.5639446604422585E-5,2.3941329461851131E-3,0,0.68994327776301545,null,null,0.15756386265156064,6.7919926386936363E-2,0.24143237866904094,7.3268962084795553E-2,6.1524305270253273E-2,6.1167406790606869E-3,1.2831998809626161E-5,1.7499610427144506E-3,0,0.60958896878317148,null,{"$f":"J5574*VLOOKUP($B5574,$AR$36:$AZ$47,MATCH(AG$2,$AS$2:$BA$2,0)+1,FALSE)","v":0.17342210826202453},{"$f":"K5574*VLOOKUP($B5574,$AR$36:$AZ$47,MATCH(AH$2,$AS$2:$BA$2,0)+1,FALSE)","v":0.24578322298584948},{"$f":"L5574*VLOOKUP($B5574,$AR$36:$AZ$47,MATCH(AI$2,$AS$2:$BA$2,0)+1,FALSE)","v":4.434042498183857E-3},{"$f":"M5574*VLOOKUP($B5574,$AR$36:$AZ$47,MATCH(AJ$2,$AS$2:$BA$2,0)+1,FALSE)","v":6.8383951560603576E-2},{"$f":"N5574*VLOOKUP($B5574,$AR$36:$AZ$47,MATCH(AK$2,$AS$2:$BA$2,0)+1,FALSE)","v":7.4630426709667991E-2},{"$f":"O5574*VLOOKUP($B5574,$AR$36:$AZ$47,MATCH(AL$2,$AS$2:$BA$2,0)+1,FALSE)","v":6.2426394505709831E-2},{"$f":"P5574*VLOOKUP($B5574,$AR$36:$AZ$47,MATCH(AM$2,$AS$2:$BA$2,0)+1,FALSE)","v":1.2831998809626161E-5},{"$f":"Q5574*VLOOKUP($B5574,$AR$36:$AZ$47,MATCH(AN$2,$AS$2:$BA$2,0)+1,FALSE)","v":1.7347976218646741E-3},{"$f":"R5574*VLOOKUP($B5574,$AR$36:$BA$47,MATCH(AO$2,$AS$2:$BA$2,0)+1,FALSE)","v":0},0.63082777614271357]
[2006,8,21,9,null,2013,8,21,9,0.22795404216893328,0.43919566729085036,0,0.10619347860570133,0.1372786,9.0699000000000002E-2,0,1.8839331862247196E-3,0,1.0032047212517097,null,null,0.21581651018597459,9.3010808072078399E-2,0.38852999700510349,0.1082025538331286,8.3609669673914117E-2,0,0,1.3770370138481273E-3,0,0.89054657578404739,null,{"$f":"J5579*VLOOKUP($B5579,$AR$36:$AZ$47,MATCH(AG$2,$AS$2:$BA$2,0)+1,FALSE)","v":0.23753767878217025},{"$f":"K5579*VLOOKUP($B5579,$AR$36:$AZ$47,MATCH(AH$2,$AS$2:$BA$2,0)+1,FALSE)","v":0.39553168227490143},{"$f":"L5579*VLOOKUP($B5579,$AR$36:$AZ$47,MATCH(AI$2,$AS$2:$BA$2,0)+1,FALSE)","v":0},{"$f":"M5579*VLOOKUP($B5579,$AR$36:$AZ$47,MATCH(AJ$2,$AS$2:$BA$2,0)+1,FALSE)","v":9.3646252759145593E-2},{"$f":"N5579*VLOOKUP($B5579,$AR$36:$AZ$47,MATCH(AK$2,$AS$2:$BA$2,0)+1,FALSE)","v":0.11021314529195356},{"$f":"O5579*VLOOKUP($B5579,$AR$36:$AZ$47,MATCH(AL$2,$AS$2:$BA$2,0)+1,FALSE)","v":8.4835581655554701E-2},{"$f":"P5579*VLOOKUP($B5579,$AR$36:$AZ$47,MATCH(AM$2,$AS$2:$BA$2,0)+1,FALSE)","v":0},{"$f":"Q5579*VLOOKUP($B5579,$AR$36:$AZ$47,MATCH(AN$2,$AS$2:$BA$2,0)+1,FALSE)","v":1.365104981501676E-3},{"$f":"R5579*VLOOKUP($B5579,$AR$36:$BA$47,MATCH(AO$2,$AS$2:$BA$2,0)+1,FALSE)","v":0},0.92312944574522726]
[2006,8,21,21,null,2013,8,21,21,0.3591787981238157,0.33760827992480846,1.0937138427518419E-2,7.9093904508512808E-2,0.10560440000000003,7.7868000000000007E-2,2.5639446604422585E-5,2.3941329461851131E-3,6.5599999999999979E-4,0.97336629337744496,null,null,0.34005413550169955,6.927532715288244E-2,0.29866174408596363,8.3237050611058447E-2,7.1781582577187669E-2,6.1167406790606869E-3,1.2831998809626161E-5,1.7499610427144506E-3,6.5599999999999979E-4,0.87154537364937645,null,{"$f":"J5591*VLOOKUP($B5591,$AR$36:$AZ$47,MATCH(AG$2,$AS$2:$BA$2,0)+1,FALSE)","v":0.37427938176622749},{"$f":"K5591*VLOOKUP($B5591,$AR$36:$AZ$47,MATCH(AH$2,$AS$2:$BA$2,0)+1,FALSE)","v":0.30404391676333192},{"$f":"L5591*VLOOKUP($B5591,$AR$36:$AZ$47,MATCH(AI$2,$AS$2:$BA$2,0)+1,FALSE)","v":4.434042498183857E-3},{"$f":"M5591*VLOOKUP($B5591,$AR$36:$AZ$47,MATCH(AJ$2,$AS$2:$BA$2,0)+1,FALSE)","v":6.9748612349480515E-2},{"$f":"N5591*VLOOKUP($B5591,$AR$36:$AZ$47,MATCH(AK$2,$AS$2:$BA$2,0)+1,FALSE)","v":8.4783739640916969E-2},{"$f":"O5591*VLOOKUP($B5591,$AR$36:$AZ$47,MATCH(AL$2,$AS$2:$BA$2,0)+1,FALSE)","v":7.2834067325491289E-2},{"$f":"P5591*VLOOKUP($B5591,$AR$36:$AZ$47,MATCH(AM$2,$AS$2:$BA$2,0)+1,FALSE)","v":1.2831998809626161E-5},{"$f":"Q5591*VLOOKUP($B5591,$AR$36:$AZ$47,MATCH(AN$2,$AS$2:$BA$2,0)+1,FALSE)","v":1.7347976218646741E-3},{"$f":"R5591*VLOOKUP($B5591,$AR$36:$BA$47,MATCH(AO$2,$AS$2:$BA$2,0)+1,FALSE)","v":6.5599999999999979E-4},0.91252738996430638]
[2006,8,22,2,null,2013,8,22,2,0.17075066207312856,0.20046029991628528,1.0937138427518419E-2,3.1459082773621062E-2,9.1985399999999995E-2,6.9242999999999999E-2,2.5639446604422585E-5,2.3941329461851131E-3,2.9920000000000006E-4,0.5775545555833429,null,null,0.1616589539274661,2.7553807902322574E-2,0.17733517319636596,7.2502598331873044E-2,6.383074077146203E-2,6.1167406790606869E-3,1.2831998809626161E-5,1.7499610427144506E-3,2.9920000000000006E-4,0.51106000785007444,null,{"$f":"J5596*VLOOKUP($B5596,$AR$36:$AZ$47,MATCH(AG$2,$AS$2:$BA$2,0)+1,FALSE)","v":0.17792935599409779},{"$f":"K5596*VLOOKUP($B5596,$AR$36:$AZ$47,MATCH(AH$2,$AS$2:$BA$2,0)+1,FALSE)","v":0.18053092405101553},{"$f":"L5596*VLOOKUP($B5596,$AR$36:$AZ$47,MATCH(AI$2,$AS$2:$BA$2,0)+1,FALSE)","v":4.434042498183857E-3},{"$f":"M5596*VLOOKUP($B5596,$AR$36:$AZ$47,MATCH(AJ$2,$AS$2:$BA$2,0)+1,FALSE)","v":2.7742053991168854E-2},{"$f":"N5596*VLOOKUP($B5596,$AR$36:$AZ$47,MATCH(AK$2,$AS$2:$BA$2,0)+1,FALSE)","v":7.3849822586611921E-2},{"$f":"O5596*VLOOKUP($B5596,$AR$36:$AZ$47,MATCH(AL$2,$AS$2:$BA$2,0)+1,FALSE)","v":6.4766647709187247E-2},{"$f":"P5596*VLOOKUP($B5596,$AR$36:$AZ$47,MATCH(AM$2,$AS$2:$BA$2,0)+1,FALSE)","v":1.2831998809626161E-5},{"$f":"Q5596*VLOOKUP($B5596,$AR$36:$AZ$47,MATCH(AN$2,$AS$2:$BA$2,0)+1,FALSE)","v":1.7347976218646741E-3},{"$f":"R5596*VLOOKUP($B5596,$AR$36:$BA$47,MATCH(AO$2,$AS$2:$BA$2,0)+1,FALSE)","v":2.9920000000000006E-4},0.53129967645093956]
[2006,8,22,11,null,2013,8,22,11,0.19863873332964249,0.37945210020038184,0,5.8846287505347671E-2,0.13830849999999995,9.3760999999999997E-2,0,1.8839331862247196E-3,8.0479999999999994E-4,0.87169535422159672,null,null,0.18806211027043743,5.1541213498023444E-2,0.33567845571846772,0.10901431772198479,8.6432333744538098E-2,0,0,1.3770370138481273E-3,8.0479999999999994E-4,0.77291026796729967,null,{"$f":"J5605*VLOOKUP($B5605,$AR$36:$AZ$47,MATCH(AG$2,$AS$2:$BA$2,0)+1,FALSE)","v":0.20698989665814441},{"$f":"K5605*VLOOKUP($B5605,$AR$36:$AZ$47,MATCH(AH$2,$AS$2:$BA$2,0)+1,FALSE)","v":0.34172770524079388},{"$f":"L5605*VLOOKUP($B5605,$AR$36:$AZ$47,MATCH(AI$2,$AS$2:$BA$2,0)+1,FALSE)","v":0},{"$f":"M5605*VLOOKUP($B5605,$AR$36:$AZ$47,MATCH(AJ$2,$AS$2:$BA$2,0)+1,FALSE)","v":5.1893340212769694E-2},{"$f":"N5605*VLOOKUP($B5605,$AR$36:$AZ$47,MATCH(AK$2,$AS$2:$BA$2,0)+1,FALSE)","v":0.11103999316435448},{"$f":"O5605*VLOOKUP($B5605,$AR$36:$AZ$47,MATCH(AL$2,$AS$2:$BA$2,0)+1,FALSE)","v":8.7699632538467506E-2},{"$f":"P5605*VLOOKUP($B5605,$AR$36:$AZ$47,MATCH(AM$2,$AS$2:$BA$2,0)+1,FALSE)","v":0},{"$f":"Q5605*VLOOKUP($B5605,$AR$36:$AZ$47,MATCH(AN$2,$AS$2:$BA$2,0)+1,FALSE)","v":1.365104981501676E-3},{"$f":"R5605*VLOOKUP($B5605,$AR$36:$BA$47,MATCH(AO$2,$AS$2:$BA$2,0)+1,FALSE)","v":8.0479999999999994E-4},0.80152047279603167]
[2006,8,22,19,null,2013,8,22,19,0.31367842636968035,0.29685164649182771,0,2.8354068415969193E-2,9.9299600000000016E-2,7.8073000000000004E-2,0,1.8839331862247196E-3,6.1760000000000016E-4,0.81875827446370197,null,null,0.29697645479593376,2.48342445329661E-2,0.26260680127805219,7.8267627398648718E-2,7.197055910706289E-2,0,0,1.3770370138481273E-3,6.1760000000000016E-4,0.73665032412651177,null,{"$f":"J5613*VLOOKUP($B5613,$AR$36:$AZ$47,MATCH(AG$2,$AS$2:$BA$2,0)+1,FALSE)","v":0.32686608482546325},{"$f":"K5613*VLOOKUP($B5613,$AR$36:$AZ$47,MATCH(AH$2,$AS$2:$BA$2,0)+1,FALSE)","v":0.26733922911227453},{"$f":"L5613*VLOOKUP($B5613,$AR$36:$AZ$47,MATCH(AI$2,$AS$2:$BA$2,0)+1,FALSE)","v":0},{"$f":"M5613*VLOOKUP($B5613,$AR$36:$AZ$47,MATCH(AJ$2,$AS$2:$BA$2,0)+1,FALSE)","v":2.5003910715562547E-2},{"$f":"N5613*VLOOKUP($B5613,$AR$36:$AZ$47,MATCH(AK$2,$AS$2:$BA$2,0)+1,FALSE)","v":7.9721975910541573E-2},{"$f":"O5613*VLOOKUP($B5613,$AR$36:$AZ$47,MATCH(AL$2,$AS$2:$BA$2,0)+1,FALSE)","v":7.3025814690284602E-2},{"$f":"P5613*VLOOKUP($B5613,$AR$36:$AZ$47,MATCH(AM$2,$AS$2:$BA$2,0)+1,FALSE)","v":0},{"$f":"Q5613*VLOOKUP($B5613,$AR$36:$AZ$47,MATCH(AN$2,$AS$2:$BA$2,0)+1,FALSE)","v":1.365104981501676E-3},{"$f":"R5613*VLOOKUP($B5613,$AR$36:$BA$47,MATCH(AO$2,$AS$2:$BA$2,0)+1,FALSE)","v":6.1760000000000016E-4},0.77393972023562807]
[2006,8,23,1,null,2013,8,23,1,0.22728931507193031,0.21251024369794796,1.0937138427518419E-2,2.9060332142684692E-2,8.3846000000000045E-2,6.3603000000000007E-2,2.5639446604422585E-5,2.3941329461851131E-3,2.8928E-4,0.62995508173287085,null,null,0.21518717683028477,2.54528339303218E-2,0.18799503386912766,6.6087149262102796E-2,5.8631581608065801E-2,6.1167406790606869E-3,1.2831998809626161E-5,1.7499610427144506E-3,2.8928E-4,0.56152258922048748,null,{"$f":"J5619*VLOOKUP($B5619,$AR$36:$AZ$47,MATCH(AG$2,$AS$2:$BA$2,0)+1,FALSE)","v":0.23684500524963126},{"$f":"K5619*VLOOKUP($B5619,$AR$36:$AZ$47,MATCH(AH$2,$AS$2:$BA$2,0)+1,FALSE)","v":0.19138288569416792},{"$f":"L5619*VLOOKUP($B5619,$AR$36:$AZ$47,MATCH(AI$2,$AS$2:$BA$2,0)+1,FALSE)","v":4.434042498183857E-3},{"$f":"M5619*VLOOKUP($B5619,$AR$36:$AZ$47,MATCH(AJ$2,$AS$2:$BA$2,0)+1,FALSE)","v":2.5626726281405259E-2},{"$f":"N5619*VLOOKUP($B5619,$AR$36:$AZ$47,MATCH(AK$2,$AS$2:$BA$2,0)+1,FALSE)","v":6.7315163325887231E-2},{"$f":"O5619*VLOOKUP($B5619,$AR$36:$AZ$47,MATCH(AL$2,$AS$2:$BA$2,0)+1,FALSE)","v":5.9491256794873659E-2},{"$f":"P5619*VLOOKUP($B5619,$AR$36:$AZ$47,MATCH(AM$2,$AS$2:$BA$2,0)+1,FALSE)","v":1.2831998809626161E-5},{"$f":"Q5619*VLOOKUP($B5619,$AR$36:$AZ$47,MATCH(AN$2,$AS$2:$BA$2,0)+1,FALSE)","v":1.7347976218646741E-3},{"$f":"R5619*VLOOKUP($B5619,$AR$36:$BA$47,MATCH(AO$2,$AS$2:$BA$2,0)+1,FALSE)","v":2.8928E-4},0.58713198946482348]
[2006,8,23,4,null,2013,8,23,4,0.14096730947628178,0.24178155095518761,1.0937138427518419E-2,5.9885109173924519E-2,8.5540700000000011E-2,6.1817999999999998E-2,2.5639446604422585E-5,2.3941329461851131E-3,2.249599999999998E-4,0.60357454042570191,null,null,0.13346143148859504,5.2451077682771324E-2,0.21388959924847906,6.7422906386527134E-2,5.698610304305475E-2,6.1167406790606869E-3,1.2831998809626161E-5,1.7499610427144506E-3,2.249599999999998E-4,0.53231561157001206,null,{"$f":"J5622*VLOOKUP($B5622,$AR$36:$AZ$47,MATCH(AG$2,$AS$2:$BA$2,0)+1,FALSE)","v":0.14689385263170085},{"$f":"K5622*VLOOKUP($B5622,$AR$36:$AZ$47,MATCH(AH$2,$AS$2:$BA$2,0)+1,FALSE)","v":0.21774409611606937},{"$f":"L5622*VLOOKUP($B5622,$AR$36:$AZ$47,MATCH(AI$2,$AS$2:$BA$2,0)+1,FALSE)","v":4.434042498183857E-3},{"$f":"M5622*VLOOKUP($B5622,$AR$36:$AZ$47,MATCH(AJ$2,$AS$2:$BA$2,0)+1,FALSE)","v":5.2809420539212656E-2},{"$f":"N5622*VLOOKUP($B5622,$AR$36:$AZ$47,MATCH(AK$2,$AS$2:$BA$2,0)+1,FALSE)","v":6.8675741138643692E-2},{"$f":"O5622*VLOOKUP($B5622,$AR$36:$AZ$47,MATCH(AL$2,$AS$2:$BA$2,0)+1,FALSE)","v":5.7821651691673338E-2},{"$f":"P5622*VLOOKUP($B5622,$AR$36:$AZ$47,MATCH(AM$2,$AS$2:$BA$2,0)+1,FALSE)","v":1.2831998809626161E-5},{"$f":"Q5622*VLOOKUP($B5622,$AR$36:$AZ$47,MATCH(AN$2,$AS$2:$BA$2,0)+1,FALSE)","v":1.7347976218646741E-3},{"$f":"R5622*VLOOKUP($B5622,$AR$36:$BA$47,MATCH(AO$2,$AS$2:$BA$2,0)+1,FALSE)","v":2.249599999999998E-4},0.55035139423615809]
[2006,8,23,15,null,2013,8,23,15,0.22164959017095276,0.43286745060182841,0,0.11433725036622108,0.12522710000000001,8.6015999999999995E-2,0,1.8839331862247196E-3,0,0.981981324325227,null,null,0.20984774202598369,0.10014362641597102,0.3829318042305716,9.8703600044847337E-2,7.9292708262179254E-2,0,0,1.3770370138481273E-3,0,0.87229651799340113,null,{"$f":"J5633*VLOOKUP($B5633,$AR$36:$AZ$47,MATCH(AG$2,$AS$2:$BA$2,0)+1,FALSE)","v":0.23096817521318286},{"$f":"K5633*VLOOKUP($B5633,$AR$36:$AZ$47,MATCH(AH$2,$AS$2:$BA$2,0)+1,FALSE)","v":0.38983260466730885},{"$f":"L5633*VLOOKUP($B5633,$AR$36:$AZ$47,MATCH(AI$2,$AS$2:$BA$2,0)+1,FALSE)","v":0},{"$f":"M5633*VLOOKUP($B5633,$AR$36:$AZ$47,MATCH(AJ$2,$AS$2:$BA$2,0)+1,FALSE)","v":0.10082780212273787},{"$f":"N5633*VLOOKUP($B5633,$AR$36:$AZ$47,MATCH(AK$2,$AS$2:$BA$2,0)+1,FALSE)","v":0.10053768443726843},{"$f":"O5633*VLOOKUP($B5633,$AR$36:$AZ$47,MATCH(AL$2,$AS$2:$BA$2,0)+1,FALSE)","v":8.0455323561276229E-2},{"$f":"P5633*VLOOKUP($B5633,$AR$36:$AZ$47,MATCH(AM$2,$AS$2:$BA$2,0)+1,FALSE)","v":0},{"$f":"Q5633*VLOOKUP($B5633,$AR$36:$AZ$47,MATCH(AN$2,$AS$2:$BA$2,0)+1,FALSE)","v":1.365104981501676E-3},{"$f":"R5633*VLOOKUP($B5633,$AR$36:$BA$47,MATCH(AO$2,$AS$2:$BA$2,0)+1,FALSE)","v":0},0.903986694983276]
[2006,8,23,21,null,2013,8,23,21,0.27899443568695137,0.30679141653938935,1.0937138427518419E-2,7.5416723805698735E-2,8.9966000000000018E-2,6.9245000000000001E-2,2.5639446604422585E-5,2.3941329461851131E-3,0,0.83377048685234734,null,null,0.26413923130453315,6.605462515605165E-2,0.27139991813786185,7.0910913705058545E-2,6.3832584444924234E-2,6.1167406790606869E-3,1.2831998809626161E-5,1.7499610427144506E-3,0,0.74421680646901411,null,{"$f":"J5639*VLOOKUP($B5639,$AR$36:$AZ$47,MATCH(AG$2,$AS$2:$BA$2,0)+1,FALSE)","v":0.29072391090615962},{"$f":"K5639*VLOOKUP($B5639,$AR$36:$AZ$47,MATCH(AH$2,$AS$2:$BA$2,0)+1,FALSE)","v":0.27629080641855558},{"$f":"L5639*VLOOKUP($B5639,$AR$36:$AZ$47,MATCH(AI$2,$AS$2:$BA$2,0)+1,FALSE)","v":4.434042498183857E-3},{"$f":"M5639*VLOOKUP($B5639,$AR$36:$AZ$47,MATCH(AJ$2,$AS$2:$BA$2,0)+1,FALSE)","v":6.6505906695064829E-2},{"$f":"N5639*VLOOKUP($B5639,$AR$36:$AZ$47,MATCH(AK$2,$AS$2:$BA$2,0)+1,FALSE)","v":7.2228561693781085E-2},{"$f":"O5639*VLOOKUP($B5639,$AR$36:$AZ$47,MATCH(AL$2,$AS$2:$BA$2,0)+1,FALSE)","v":6.4768518415185231E-2},{"$f":"P5639*VLOOKUP($B5639,$AR$36:$AZ$47,MATCH(AM$2,$AS$2:$BA$2,0)+1,FALSE)","v":1.2831998809626161E-5},{"$f":"Q5639*VLOOKUP($B5639,$AR$36:$AZ$47,MATCH(AN$2,$AS$2:$BA$2,0)+1,FALSE)","v":1.7347976218646741E-3},{"$f":"R5639*VLOOKUP($B5639,$AR$36:$BA$47,MATCH(AO$2,$AS$2:$BA$2,0)+1,FALSE)","v":0},0.77669937624760466]
[2006,8,24,5,null,2013,8,24,5,0.12929187907106957,0.22192807611598156,1.0937138427518419E-2,5.4666332472477451E-2,7.7479099999999981E-2,5.926E-2,2.5639446604422585E-5,2.3941329461851131E-3,0,0.55598229847983638,null,null,0.12240766547068531,4.7880150686852509E-2,0.19632642389340577,6.1068779028139501E-2,5.4628044684904467E-2,6.1167406790606869E-3,1.2831998809626161E-5,1.7499610427144506E-3,0,0.49019059748457233,null,{"$f":"J5647*VLOOKUP($B5647,$AR$36:$AZ$47,MATCH(AG$2,$AS$2:$BA$2,0)+1,FALSE)","v":0.13472756415157996},{"$f":"K5647*VLOOKUP($B5647,$AR$36:$AZ$47,MATCH(AH$2,$AS$2:$BA$2,0)+1,FALSE)","v":0.19986441540202152},{"$f":"L5647*VLOOKUP($B5647,$AR$36:$AZ$47,MATCH(AI$2,$AS$2:$BA$2,0)+1,FALSE)","v":4.434042498183857E-3},{"$f":"M5647*VLOOKUP($B5647,$AR$36:$AZ$47,MATCH(AJ$2,$AS$2:$BA$2,0)+1,FALSE)","v":4.8207265223330444E-2},{"$f":"N5647*VLOOKUP($B5647,$AR$36:$AZ$47,MATCH(AK$2,$AS$2:$BA$2,0)+1,FALSE)","v":6.2203543053249356E-2},{"$f":"O5647*VLOOKUP($B5647,$AR$36:$AZ$47,MATCH(AL$2,$AS$2:$BA$2,0)+1,FALSE)","v":5.5429018720252389E-2},{"$f":"P5647*VLOOKUP($B5647,$AR$36:$AZ$47,MATCH(AM$2,$AS$2:$BA$2,0)+1,FALSE)","v":1.2831998809626161E-5},{"$f":"Q5647*VLOOKUP($B5647,$AR$36:$AZ$47,MATCH(AN$2,$AS$2:$BA$2,0)+1,FALSE)","v":1.7347976218646741E-3},{"$f":"R5647*VLOOKUP($B5647,$AR$36:$BA$47,MATCH(AO$2,$AS$2:$BA$2,0)+1,FALSE)","v":0},0.50661347866929185]
[2006,8,24,14,null,2013,8,24,14,0.23507878574008287,0.34370221977496485,0,9.9785213491200273E-2,9.1850400000000013E-2,7.213E-2,0,1.8839331862247196E-3,0,0.84443055219247276,null,null,0.22256189306607257,8.7398053650001736E-2,0.30405268622875709,7.2396191763278439E-2,6.6492083414143768E-2,0,0,1.3770370138481273E-3,0,0.75427794513610191,null,{"$f":"J5656*VLOOKUP($B5656,$AR$36:$AZ$47,MATCH(AG$2,$AS$2:$BA$2,0)+1,FALSE)","v":0.24496196059663727},{"$f":"K5656*VLOOKUP($B5656,$AR$36:$AZ$47,MATCH(AH$2,$AS$2:$BA$2,0)+1,FALSE)","v":0.30953200888291604},{"$f":"L5656*VLOOKUP($B5656,$AR$36:$AZ$47,MATCH(AI$2,$AS$2:$BA$2,0)+1,FALSE)","v":0},{"$f":"M5656*VLOOKUP($B5656,$AR$36:$AZ$47,MATCH(AJ$2,$AS$2:$BA$2,0)+1,FALSE)","v":8.7995152309857147E-2},{"$f":"N5656*VLOOKUP($B5656,$AR$36:$AZ$47,MATCH(AK$2,$AS$2:$BA$2,0)+1,FALSE)","v":7.3741438799084874E-2},{"$f":"O5656*VLOOKUP($B5656,$AR$36:$AZ$47,MATCH(AL$2,$AS$2:$BA$2,0)+1,FALSE)","v":6.746701181727649E-2},{"$f":"P5656*VLOOKUP($B5656,$AR$36:$AZ$47,MATCH(AM$2,$AS$2:$BA$2,0)+1,FALSE)","v":0},{"$f":"Q5656*VLOOKUP($B5656,$AR$36:$AZ$47,MATCH(AN$2,$AS$2:$BA$2,0)+1,FALSE)","v":1.365104981501676E-3},{"$f":"R5656*VLOOKUP($B5656,$AR$36:$BA$47,MATCH(AO$2,$AS$2:$BA$2,0)+1,FALSE)","v":0},0.78506267738727342]
[2006,8,24,22,null,2013,8,24,22,0.27162147360308991,0.25438562640973561,1.0937138427518419E-2,7.2521628827670062E-2,8.036519999999997E-2,6.4281000000000005E-2,2.5639446604422585E-5,2.3941329461851131E-3,0,0.7565318396608034,null,null,0.25715884643601972,6.3518922145966744E-2,0.22503966689102853,6.3343593825331432E-2,5.9256586911750668E-2,6.1167406790606869E-3,1.2831998809626161E-5,1.7499610427144506E-3,0,0.6761971499306817,null,{"$f":"J5664*VLOOKUP($B5664,$AR$36:$AZ$47,MATCH(AG$2,$AS$2:$BA$2,0)+1,FALSE)","v":0.28304097498413944},{"$f":"K5664*VLOOKUP($B5664,$AR$36:$AZ$47,MATCH(AH$2,$AS$2:$BA$2,0)+1,FALSE)","v":0.2290950987313928},{"$f":"L5664*VLOOKUP($B5664,$AR$36:$AZ$47,MATCH(AI$2,$AS$2:$BA$2,0)+1,FALSE)","v":4.434042498183857E-3},{"$f":"M5664*VLOOKUP($B5664,$AR$36:$AZ$47,MATCH(AJ$2,$AS$2:$BA$2,0)+1,FALSE)","v":6.3952879902517037E-2},{"$f":"N5664*VLOOKUP($B5664,$AR$36:$AZ$47,MATCH(AK$2,$AS$2:$BA$2,0)+1,FALSE)","v":6.4520627862004007E-2},{"$f":"O5664*VLOOKUP($B5664,$AR$36:$AZ$47,MATCH(AL$2,$AS$2:$BA$2,0)+1,FALSE)","v":6.0125426128190079E-2},{"$f":"P5664*VLOOKUP($B5664,$AR$36:$AZ$47,MATCH(AM$2,$AS$2:$BA$2,0)+1,FALSE)","v":1.2831998809626161E-5},{"$f":"Q5664*VLOOKUP($B5664,$AR$36:$AZ$47,MATCH(AN$2,$AS$2:$BA$2,0)+1,FALSE)","v":1.7347976218646741E-3},{"$f":"R5664*VLOOKUP($B5664,$AR$36:$BA$47,MATCH(AO$2,$AS$2:$BA$2,0)+1,FALSE)","v":0},0.70691667972710159]
[2006,8,25,7,null,2013,8,25,7,0.15104735209449133,0.24863603117651548,0,6.2576305716442363E-2,8.0046300000000001E-2,6.3826999999999995E-2,0,1.8839331862247196E-3,3.2896000000000005E-4,0.60834588217367391,null,null,0.14300475697512313,5.4808193848348459E-2,0.21995334572460359,6.3092237864406847E-2,5.8838073035831884E-2,0,0,1.3770370138481273E-3,3.2896000000000005E-4,0.54140260446216215,null,{"$f":"J5673*VLOOKUP($B5673,$AR$36:$AZ$47,MATCH(AG$2,$AS$2:$BA$2,0)+1,FALSE)","v":0.15739768008206209},{"$f":"K5673*VLOOKUP($B5673,$AR$36:$AZ$47,MATCH(AH$2,$AS$2:$BA$2,0)+1,FALSE)","v":0.22391711715196777},{"$f":"L5673*VLOOKUP($B5673,$AR$36:$AZ$47,MATCH(AI$2,$AS$2:$BA$2,0)+1,FALSE)","v":0},{"$f":"M5673*VLOOKUP($B5673,$AR$36:$AZ$47,MATCH(AJ$2,$AS$2:$BA$2,0)+1,FALSE)","v":5.5182640391826417E-2},{"$f":"N5673*VLOOKUP($B5673,$AR$36:$AZ$47,MATCH(AK$2,$AS$2:$BA$2,0)+1,FALSE)","v":6.4264601270578967E-2},{"$f":"O5673*VLOOKUP($B5673,$AR$36:$AZ$47,MATCH(AL$2,$AS$2:$BA$2,0)+1,FALSE)","v":5.9700775866647807E-2},{"$f":"P5673*VLOOKUP($B5673,$AR$36:$AZ$47,MATCH(AM$2,$AS$2:$BA$2,0)+1,FALSE)","v":0},{"$f":"Q5673*VLOOKUP($B5673,$AR$36:$AZ$47,MATCH(AN$2,$AS$2:$BA$2,0)+1,FALSE)","v":1.365104981501676E-3},{"$f":"R5673*VLOOKUP($B5673,$AR$36:$BA$47,MATCH(AO$2,$AS$2:$BA$2,0)+1,FALSE)","v":3.2896000000000005E-4},0.56215687974458473]
[2006,8,25,12,null,2013,8,25,12,0.27066702939288323,0.32436358407784155,0,7.6206422362424586E-2,9.4019499999999964E-2,7.2228000000000001E-2,0,1.8839331862247196E-3,0,0.83936846901937401,null,null,0.25625522210607093,6.6746291931251173E-2,0.28694495810422094,7.4105869451712283E-2,6.6582423413791433E-2,0,0,1.3770370138481273E-3,0,0.7520118020208949,null,{"$f":"J5678*VLOOKUP($B5678,$AR$36:$AZ$47,MATCH(AG$2,$AS$2:$BA$2,0)+1,FALSE)","v":0.2820464040607093},{"$f":"K5678*VLOOKUP($B5678,$AR$36:$AZ$47,MATCH(AH$2,$AS$2:$BA$2,0)+1,FALSE)","v":0.2921159829977627},{"$f":"L5678*VLOOKUP($B5678,$AR$36:$AZ$47,MATCH(AI$2,$AS$2:$BA$2,0)+1,FALSE)","v":0},{"$f":"M5678*VLOOKUP($B5678,$AR$36:$AZ$47,MATCH(AJ$2,$AS$2:$BA$2,0)+1,FALSE)","v":6.7202298899347618E-2},{"$f":"N5678*VLOOKUP($B5678,$AR$36:$AZ$47,MATCH(AK$2,$AS$2:$BA$2,0)+1,FALSE)","v":7.5482885269640157E-2},{"$f":"O5678*VLOOKUP($B5678,$AR$36:$AZ$47,MATCH(AL$2,$AS$2:$BA$2,0)+1,FALSE)","v":6.7558676411177687E-2},{"$f":"P5678*VLOOKUP($B5678,$AR$36:$AZ$47,MATCH(AM$2,$AS$2:$BA$2,0)+1,FALSE)","v":0},{"$f":"Q5678*VLOOKUP($B5678,$AR$36:$AZ$47,MATCH(AN$2,$AS$2:$BA$2,0)+1,FALSE)","v":1.365104981501676E-3},{"$f":"R5678*VLOOKUP($B5678,$AR$36:$BA$47,MATCH(AO$2,$AS$2:$BA$2,0)+1,FALSE)","v":0},0.7857713526201392]
[2006,8,25,16,null,2013,8,25,16,0.31681575346194096,0.3289098390938805,0,7.7634594439961582E-2,9.2056300000000008E-2,7.2318999999999994E-2,0,1.8839331862247196E-3,0,0.88961942018200768,null,null,0.29994673326926663,6.7997173254113905E-2,0.29096675654012472,7.2558481485305332E-2,6.6666310556321398E-2,0,0,1.3770370138481273E-3,0,0.79951249211898023,null,{"$f":"J5682*VLOOKUP($B5682,$AR$36:$AZ$47,MATCH(AG$2,$AS$2:$BA$2,0)+1,FALSE)","v":0.33013531132386292},{"$f":"K5682*VLOOKUP($B5682,$AR$36:$AZ$47,MATCH(AH$2,$AS$2:$BA$2,0)+1,FALSE)","v":0.29621025812036716},{"$f":"L5682*VLOOKUP($B5682,$AR$36:$AZ$47,MATCH(AI$2,$AS$2:$BA$2,0)+1,FALSE)","v":0},{"$f":"M5682*VLOOKUP($B5682,$AR$36:$AZ$47,MATCH(AJ$2,$AS$2:$BA$2,0)+1,FALSE)","v":6.8461726174097459E-2},{"$f":"N5682*VLOOKUP($B5682,$AR$36:$AZ$47,MATCH(AK$2,$AS$2:$BA$2,0)+1,FALSE)","v":7.390674414613542E-2},{"$f":"O5682*VLOOKUP($B5682,$AR$36:$AZ$47,MATCH(AL$2,$AS$2:$BA$2,0)+1,FALSE)","v":6.7643793534085936E-2},{"$f":"P5682*VLOOKUP($B5682,$AR$36:$AZ$47,MATCH(AM$2,$AS$2:$BA$2,0)+1,FALSE)","v":0},{"$f":"Q5682*VLOOKUP($B5682,$AR$36:$AZ$47,MATCH(AN$2,$AS$2:$BA$2,0)+1,FALSE)","v":1.365104981501676E-3},{"$f":"R5682*VLOOKUP($B5682,$AR$36:$BA$47,MATCH(AO$2,$AS$2:$BA$2,0)+1,FALSE)","v":0},0.83772293828005051]
[2006,8,26,2,null,2013,8,26,2,0.19284955718968599,0.23455406740547846,1.0937138427518419E-2,5.2993004222617879E-2,8.4734400000000015E-2,6.5614000000000006E-2,2.5639446604422585E-5,2.3941329461851131E-3,0,0.64410193963809026,null,null,0.18258118183640068,4.6414546445115952E-2,0.2074958791572849,6.6787383303135758E-2,6.0485395274305132E-2,6.1167406790606869E-3,1.2831998809626161E-5,1.7499610427144506E-3,0,0.57164391973682716,null,{"$f":"J5692*VLOOKUP($B5692,$AR$36:$AZ$47,MATCH(AG$2,$AS$2:$BA$2,0)+1,FALSE)","v":0.20095733215846648},{"$f":"K5692*VLOOKUP($B5692,$AR$36:$AZ$47,MATCH(AH$2,$AS$2:$BA$2,0)+1,FALSE)","v":0.21123515502230966},{"$f":"L5692*VLOOKUP($B5692,$AR$36:$AZ$47,MATCH(AI$2,$AS$2:$BA$2,0)+1,FALSE)","v":4.434042498183857E-3},{"$f":"M5692*VLOOKUP($B5692,$AR$36:$AZ$47,MATCH(AJ$2,$AS$2:$BA$2,0)+1,FALSE)","v":4.6731648054622731E-2},{"$f":"N5692*VLOOKUP($B5692,$AR$36:$AZ$47,MATCH(AK$2,$AS$2:$BA$2,0)+1,FALSE)","v":6.8028408932102394E-2},{"$f":"O5692*VLOOKUP($B5692,$AR$36:$AZ$47,MATCH(AL$2,$AS$2:$BA$2,0)+1,FALSE)","v":6.1372251675846111E-2},{"$f":"P5692*VLOOKUP($B5692,$AR$36:$AZ$47,MATCH(AM$2,$AS$2:$BA$2,0)+1,FALSE)","v":1.2831998809626161E-5},{"$f":"Q5692*VLOOKUP($B5692,$AR$36:$AZ$47,MATCH(AN$2,$AS$2:$BA$2,0)+1,FALSE)","v":1.7347976218646741E-3},{"$f":"R5692*VLOOKUP($B5692,$AR$36:$BA$47,MATCH(AO$2,$AS$2:$BA$2,0)+1,FALSE)","v":0},0.59450646796220563]
[2006,8,26,9,null,2013,8,26,9,0.19649470234727245,0.42840073177940696,0,0.10026777280295544,0.13505650000000002,8.9147000000000004E-2,0,1.8839331862247196E-3,0,0.95125064011585958,null,null,{"$f":"$J5699*$AS$6","v":0.18603223933705518},{"$f":"$M5699*$AV$6","v":8.7820708902644012E-2},{"$f":"$K5699*$AT$6","v":0.37898036668246676},{"$f":"$N5699*$AW$6","v":0.10645110171406129},{"$f":"$O5699*$AX$6","v":8.2178979067249053E-2},{"$f":"$L5699*$AU$6","v":0},{"$f":"$P5699*$AY$6","v":0},{"$f":"$Q5699*$AZ$6","v":1.3770370138481273E-3},0,{"$f":"SUM(V5699:AD5699)","v":0.84284043271732434},null,{"$f":"J5699*VLOOKUP($B5699,$AR$36:$AZ$47,MATCH(AG$2,$AS$2:$BA$2,0)+1,FALSE)","v":0.20475572639319334},{"$f":"K5699*VLOOKUP($B5699,$AR$36:$AZ$47,MATCH(AH$2,$AS$2:$BA$2,0)+1,FALSE)","v":0.38580995840356203},{"$f":"L5699*VLOOKUP($B5699,$AR$36:$AZ$47,MATCH(AI$2,$AS$2:$BA$2,0)+1,FALSE)","v":0},{"$f":"M5699*VLOOKUP($B5699,$AR$36:$AZ$47,MATCH(AJ$2,$AS$2:$BA$2,0)+1,FALSE)","v":8.8420695119766357E-2},{"$f":"N5699*VLOOKUP($B5699,$AR$36:$AZ$47,MATCH(AK$2,$AS$2:$BA$2,0)+1,FALSE)","v":0.108429148149258},{"$f":"O5699*VLOOKUP($B5699,$AR$36:$AZ$47,MATCH(AL$2,$AS$2:$BA$2,0)+1,FALSE)","v":8.338391380111948E-2},{"$f":"P5699*VLOOKUP($B5699,$AR$36:$AZ$47,MATCH(AM$2,$AS$2:$BA$2,0)+1,FALSE)","v":0},{"$f":"Q5699*VLOOKUP($B5699,$AR$36:$AZ$47,MATCH(AN$2,$AS$2:$BA$2,0)+1,FALSE)","v":1.365104981501676E-3},{"$f":"R5699*VLOOKUP($B5699,$AR$36:$BA$47,MATCH(AO$2,$AS$2:$BA$2,0)+1,FALSE)","v":0},0.87216454684840083]
[2006,8,26,16,null,2013,8,26,16,0.26861304538462039,0.47663415989277913,0,0.13436757281976786,0.13467939999999998,8.9626999999999998E-2,0,1.8839331862247196E-3,0,1.105805111283392,null,null,0.25431060354864887,0.11768742008211672,0.42164958014723442,0.1061538726991203,8.2621460698176385E-2,0,0,1.3770370138481273E-3,0,0.98379997418914478,null,{"$f":"J5706*VLOOKUP($B5706,$AR$36:$AZ$47,MATCH(AG$2,$AS$2:$BA$2,0)+1,FALSE)","v":0.27990606652189576},{"$f":"K5706*VLOOKUP($B5706,$AR$36:$AZ$47,MATCH(AH$2,$AS$2:$BA$2,0)+1,FALSE)","v":0.42924811224794779},{"$f":"L5706*VLOOKUP($B5706,$AR$36:$AZ$47,MATCH(AI$2,$AS$2:$BA$2,0)+1,FALSE)","v":0},{"$f":"M5706*VLOOKUP($B5706,$AR$36:$AZ$47,MATCH(AJ$2,$AS$2:$BA$2,0)+1,FALSE)","v":0.11849145401511804},{"$f":"N5706*VLOOKUP($B5706,$AR$36:$AZ$47,MATCH(AK$2,$AS$2:$BA$2,0)+1,FALSE)","v":0.10812639610276567},{"$f":"O5706*VLOOKUP($B5706,$AR$36:$AZ$47,MATCH(AL$2,$AS$2:$BA$2,0)+1,FALSE)","v":8.3832883240635522E-2},{"$f":"P5706*VLOOKUP($B5706,$AR$36:$AZ$47,MATCH(AM$2,$AS$2:$BA$2,0)+1,FALSE)","v":0},{"$f":"Q5706*VLOOKUP($B5706,$AR$36:$AZ$47,MATCH(AN$2,$AS$2:$BA$2,0)+1,FALSE)","v":1.365104981501676E-3},{"$f":"R5706*VLOOKUP($B5706,$AR$36:$BA$47,MATCH(AO$2,$AS$2:$BA$2,0)+1,FALSE)","v":0},1.0209700171098646]
[2006,8,27,2,null,2013,8,27,2,0.21045787667672969,0.2781207906777769,1.0937138427518419E-2,7.9968479467885503E-2,8.97062E-2,6.7729999999999999E-2,2.5639446604422585E-5,2.3941329461851131E-3,0,0.73934025764269995,null,null,0.19925193715960399,7.0041333924285937E-2,0.24603673946886595,7.0706140175274226E-2,6.2436001797309813E-2,6.1167406790606869E-3,1.2831998809626161E-5,1.7499610427144506E-3,0,0.65635168624592455,null,{"$f":"J5716*VLOOKUP($B5716,$AR$36:$AZ$47,MATCH(AG$2,$AS$2:$BA$2,0)+1,FALSE)","v":0.21930594005508594},{"$f":"K5716*VLOOKUP($B5716,$AR$36:$AZ$47,MATCH(AH$2,$AS$2:$BA$2,0)+1,FALSE)","v":0.25047055880803432},{"$f":"L5716*VLOOKUP($B5716,$AR$36:$AZ$47,MATCH(AI$2,$AS$2:$BA$2,0)+1,FALSE)","v":4.434042498183857E-3},{"$f":"M5716*VLOOKUP($B5716,$AR$36:$AZ$47,MATCH(AJ$2,$AS$2:$BA$2,0)+1,FALSE)","v":7.0519852436702196E-2},{"$f":"N5716*VLOOKUP($B5716,$AR$36:$AZ$47,MATCH(AK$2,$AS$2:$BA$2,0)+1,FALSE)","v":7.2019983116006756E-2},{"$f":"O5716*VLOOKUP($B5716,$AR$36:$AZ$47,MATCH(AL$2,$AS$2:$BA$2,0)+1,FALSE)","v":6.3351458621712695E-2},{"$f":"P5716*VLOOKUP($B5716,$AR$36:$AZ$47,MATCH(AM$2,$AS$2:$BA$2,0)+1,FALSE)","v":1.2831998809626161E-5},{"$f":"Q5716*VLOOKUP($B5716,$AR$36:$AZ$47,MATCH(AN$2,$AS$2:$BA$2,0)+1,FALSE)","v":1.7347976218646741E-3},{"$f":"R5716*VLOOKUP($B5716,$AR$36:$BA$47,MATCH(AO$2,$AS$2:$BA$2,0)+1,FALSE)","v":0},0.68184946515639999]
[2006,8,27,9,null,2013,8,27,9,0.23494246635989297,0.47339465379651652,0,0.12993522929233753,0.13676069999999999,9.1096999999999997E-2,0,1.8839331862247196E-3,0,1.0680139826349717,null,null,0.22243283208244896,0.11380529983752,0.41878378390283427,0.10779434670812747,8.3976560692891361E-2,0,0,1.3770370138481273E-3,0,0.94816986023767036,null,{"$f":"J5723*VLOOKUP($B5723,$AR$36:$AZ$47,MATCH(AG$2,$AS$2:$BA$2,0)+1,FALSE)","v":0.24481991008138765},{"$f":"K5723*VLOOKUP($B5723,$AR$36:$AZ$47,MATCH(AH$2,$AS$2:$BA$2,0)+1,FALSE)","v":0.42633067159126203},{"$f":"L5723*VLOOKUP($B5723,$AR$36:$AZ$47,MATCH(AI$2,$AS$2:$BA$2,0)+1,FALSE)","v":0},{"$f":"M5723*VLOOKUP($B5723,$AR$36:$AZ$47,MATCH(AJ$2,$AS$2:$BA$2,0)+1,FALSE)","v":0.11458281134011654},{"$f":"N5723*VLOOKUP($B5723,$AR$36:$AZ$47,MATCH(AK$2,$AS$2:$BA$2,0)+1,FALSE)","v":0.10979735296928488},{"$f":"O5723*VLOOKUP($B5723,$AR$36:$AZ$47,MATCH(AL$2,$AS$2:$BA$2,0)+1,FALSE)","v":8.5207852149153426E-2},{"$f":"P5723*VLOOKUP($B5723,$AR$36:$AZ$47,MATCH(AM$2,$AS$2:$BA$2,0)+1,FALSE)","v":0},{"$f":"Q5723*VLOOKUP($B5723,$AR$36:$AZ$47,MATCH(AN$2,$AS$2:$BA$2,0)+1,FALSE)","v":1.365104981501676E-3},{"$f":"R5723*VLOOKUP($B5723,$AR$36:$BA$47,MATCH(AO$2,$AS$2:$BA$2,0)+1,FALSE)","v":0},0.98210370311270612]
[2006,8,27,19,null,2013,8,27,19,0.36789282087310882,0.40948779319131595,0,0.1077162685569437,0.110378,8.1536999999999998E-2,0,1.8839331862247196E-3,0,1.0788958158075934,null,null,0.3483041755603879,9.4344561573223157E-2,0.36224922719214375,8.6999586876563922E-2,7.5163801543588524E-2,0,0,1.3770370138481273E-3,0,0.96843838975975538,null,{"$f":"J5733*VLOOKUP($B5733,$AR$36:$AZ$47,MATCH(AG$2,$AS$2:$BA$2,0)+1,FALSE)","v":0.38335975918365506},{"$f":"K5733*VLOOKUP($B5733,$AR$36:$AZ$47,MATCH(AH$2,$AS$2:$BA$2,0)+1,FALSE)","v":0.36877730764301714},{"$f":"L5733*VLOOKUP($B5733,$AR$36:$AZ$47,MATCH(AI$2,$AS$2:$BA$2,0)+1,FALSE)","v":0},{"$f":"M5733*VLOOKUP($B5733,$AR$36:$AZ$47,MATCH(AJ$2,$AS$2:$BA$2,0)+1,FALSE)","v":9.4989118390307561E-2},{"$f":"N5733*VLOOKUP($B5733,$AR$36:$AZ$47,MATCH(AK$2,$AS$2:$BA$2,0)+1,FALSE)","v":8.8616190367874159E-2},{"$f":"O5733*VLOOKUP($B5733,$AR$36:$AZ$47,MATCH(AL$2,$AS$2:$BA$2,0)+1,FALSE)","v":7.6265877478792085E-2},{"$f":"P5733*VLOOKUP($B5733,$AR$36:$AZ$47,MATCH(AM$2,$AS$2:$BA$2,0)+1,FALSE)","v":0},{"$f":"Q5733*VLOOKUP($B5733,$AR$36:$AZ$47,MATCH(AN$2,$AS$2:$BA$2,0)+1,FALSE)","v":1.365104981501676E-3},{"$f":"R5733*VLOOKUP($B5733,$AR$36:$BA$47,MATCH(AO$2,$AS$2:$BA$2,0)+1,FALSE)","v":0},1.0133733580451478]
[2006,8,27,23,null,2013,8,27,23,0.28782268271970413,0.31408197530942156,1.0937138427518419E-2,9.1454826339693124E-2,9.3487900000000013E-2,7.2987999999999997E-2,2.5639446604422585E-5,2.3941329461851131E-3,0,0.87319229518912667,null,null,0.27249741371507541,8.0101786019558557E-2,0.27784943708361753,7.3686864030490878E-2,6.7283019329426375E-2,6.1167406790606869E-3,1.2831998809626161E-5,1.7499610427144506E-3,0,0.7792980538987534,null,{"$f":"J5737*VLOOKUP($B5737,$AR$36:$AZ$47,MATCH(AG$2,$AS$2:$BA$2,0)+1,FALSE)","v":0.29992331482075035},{"$f":"K5737*VLOOKUP($B5737,$AR$36:$AZ$47,MATCH(AH$2,$AS$2:$BA$2,0)+1,FALSE)","v":0.28285655191605208},{"$f":"L5737*VLOOKUP($B5737,$AR$36:$AZ$47,MATCH(AI$2,$AS$2:$BA$2,0)+1,FALSE)","v":4.434042498183857E-3},{"$f":"M5737*VLOOKUP($B5737,$AR$36:$AZ$47,MATCH(AJ$2,$AS$2:$BA$2,0)+1,FALSE)","v":8.0649036983245229E-2},{"$f":"N5737*VLOOKUP($B5737,$AR$36:$AZ$47,MATCH(AK$2,$AS$2:$BA$2,0)+1,FALSE)","v":7.5056093999644705E-2},{"$f":"O5737*VLOOKUP($B5737,$AR$36:$AZ$47,MATCH(AL$2,$AS$2:$BA$2,0)+1,FALSE)","v":6.8269544690411438E-2},{"$f":"P5737*VLOOKUP($B5737,$AR$36:$AZ$47,MATCH(AM$2,$AS$2:$BA$2,0)+1,FALSE)","v":1.2831998809626161E-5},{"$f":"Q5737*VLOOKUP($B5737,$AR$36:$AZ$47,MATCH(AN$2,$AS$2:$BA$2,0)+1,FALSE)","v":1.7347976218646741E-3},{"$f":"R5737*VLOOKUP($B5737,$AR$36:$BA$47,MATCH(AO$2,$AS$2:$BA$2,0)+1,FALSE)","v":0},0.81293621452896214]
[2006,8,28,4,null,2013,8,28,4,0.16047426828914263,0.28559555850371715,1.0937138427518419E-2,8.5729195904560421E-2,9.4877099999999992E-2,6.8836999999999995E-2,2.5639446604422585E-5,2.3941329461851131E-3,0,0.70887003351772804,null,null,0.15192973209549221,7.5086925215618508E-2,0.25264921708946864,7.4781827031169631E-2,6.3456475058635983E-2,6.1167406790606869E-3,1.2831998809626161E-5,1.7499610427144506E-3,0,0.62578371021096957,null,{"$f":"J5742*VLOOKUP($B5742,$AR$36:$AZ$47,MATCH(AG$2,$AS$2:$BA$2,0)+1,FALSE)","v":0.16722092238847422},{"$f":"K5742*VLOOKUP($B5742,$AR$36:$AZ$47,MATCH(AH$2,$AS$2:$BA$2,0)+1,FALSE)","v":0.25720219965286661},{"$f":"L5742*VLOOKUP($B5742,$AR$36:$AZ$47,MATCH(AI$2,$AS$2:$BA$2,0)+1,FALSE)","v":4.434042498183857E-3},{"$f":"M5742*VLOOKUP($B5742,$AR$36:$AZ$47,MATCH(AJ$2,$AS$2:$BA$2,0)+1,FALSE)","v":7.5599914928163522E-2},{"$f":"N5742*VLOOKUP($B5742,$AR$36:$AZ$47,MATCH(AK$2,$AS$2:$BA$2,0)+1,FALSE)","v":7.6171403315441782E-2},{"$f":"O5742*VLOOKUP($B5742,$AR$36:$AZ$47,MATCH(AL$2,$AS$2:$BA$2,0)+1,FALSE)","v":6.4386894391596589E-2},{"$f":"P5742*VLOOKUP($B5742,$AR$36:$AZ$47,MATCH(AM$2,$AS$2:$BA$2,0)+1,FALSE)","v":1.2831998809626161E-5},{"$f":"Q5742*VLOOKUP($B5742,$AR$36:$AZ$47,MATCH(AN$2,$AS$2:$BA$2,0)+1,FALSE)","v":1.7347976218646741E-3},{"$f":"R5742*VLOOKUP($B5742,$AR$36:$BA$47,MATCH(AO$2,$AS$2:$BA$2,0)+1,FALSE)","v":0},0.64676300679540089]
[2006,8,28,13,null,2013,8,28,13,0.23892541987534963,0.48912441826136593,0,0.12766696738136588,0.1492588,9.6375000000000002E-2,0,1.8839331862247196E-3,0,1.1032345387043063,null,null,0.22620371115859972,0.11181861594667641,0.43269896065791752,0.11764530918925582,8.8842014959629914E-2,0,0,1.3770370138481273E-3,0,0.9785856489259277,null,{"$f":"J5751*VLOOKUP($B5751,$AR$36:$AZ$47,MATCH(AG$2,$AS$2:$BA$2,0)+1,FALSE)","v":0.24897031480225554},{"$f":"K5751*VLOOKUP($B5751,$AR$36:$AZ$47,MATCH(AH$2,$AS$2:$BA$2,0)+1,FALSE)","v":0.44049661325217943},{"$f":"L5751*VLOOKUP($B5751,$AR$36:$AZ$47,MATCH(AI$2,$AS$2:$BA$2,0)+1,FALSE)","v":0},{"$f":"M5751*VLOOKUP($B5751,$AR$36:$AZ$47,MATCH(AJ$2,$AS$2:$BA$2,0)+1,FALSE)","v":0.11258255453501184},{"$f":"N5751*VLOOKUP($B5751,$AR$36:$AZ$47,MATCH(AK$2,$AS$2:$BA$2,0)+1,FALSE)","v":0.11983136344996698},{"$f":"O5751*VLOOKUP($B5751,$AR$36:$AZ$47,MATCH(AL$2,$AS$2:$BA$2,0)+1,FALSE)","v":9.0144645277832003E-2},{"$f":"P5751*VLOOKUP($B5751,$AR$36:$AZ$47,MATCH(AM$2,$AS$2:$BA$2,0)+1,FALSE)","v":0},{"$f":"Q5751*VLOOKUP($B5751,$AR$36:$AZ$47,MATCH(AN$2,$AS$2:$BA$2,0)+1,FALSE)","v":1.365104981501676E-3},{"$f":"R5751*VLOOKUP($B5751,$AR$36:$BA$47,MATCH(AO$2,$AS$2:$BA$2,0)+1,FALSE)","v":0},1.0133905962987477]
[2006,8,28,21,null,2013,8,28,21,0.32330439606255662,0.36636031016206072,1.0937138427518419E-2,0.107685333586957,0.10199109999999997,7.5060000000000002E-2,2.5639446604422585E-5,2.3941329461851131E-3,0,0.98775805063188216,null,null,0.30608988470709519,9.4317466815673753E-2,0.32409693631105546,8.0389059097703497E-2,6.9193065036262727E-2,6.1167406790606869E-3,1.2831998809626161E-5,1.7499610427144506E-3,0,0.88196594568837527,null,{"$f":"J5759*VLOOKUP($B5759,$AR$36:$AZ$47,MATCH(AG$2,$AS$2:$BA$2,0)+1,FALSE)","v":0.33689674923096141},{"$f":"K5759*VLOOKUP($B5759,$AR$36:$AZ$47,MATCH(AH$2,$AS$2:$BA$2,0)+1,FALSE)","v":0.32993747568368453},{"$f":"L5759*VLOOKUP($B5759,$AR$36:$AZ$47,MATCH(AI$2,$AS$2:$BA$2,0)+1,FALSE)","v":4.434042498183857E-3},{"$f":"M5759*VLOOKUP($B5759,$AR$36:$AZ$47,MATCH(AJ$2,$AS$2:$BA$2,0)+1,FALSE)","v":9.4961838522875888E-2},{"$f":"N5759*VLOOKUP($B5759,$AR$36:$AZ$47,MATCH(AK$2,$AS$2:$BA$2,0)+1,FALSE)","v":8.1882827496683103E-2},{"$f":"O5759*VLOOKUP($B5759,$AR$36:$AZ$47,MATCH(AL$2,$AS$2:$BA$2,0)+1,FALSE)","v":7.0207596104322381E-2},{"$f":"P5759*VLOOKUP($B5759,$AR$36:$AZ$47,MATCH(AM$2,$AS$2:$BA$2,0)+1,FALSE)","v":1.2831998809626161E-5},{"$f":"Q5759*VLOOKUP($B5759,$AR$36:$AZ$47,MATCH(AN$2,$AS$2:$BA$2,0)+1,FALSE)","v":1.7347976218646741E-3},{"$f":"R5759*VLOOKUP($B5759,$AR$36:$BA$47,MATCH(AO$2,$AS$2:$BA$2,0)+1,FALSE)","v":0},0.92006815915738549]
[2006,8,29,6,null,2013,8,29,6,0.1594000681115319,0.33338633377561583,5.4685692137592095E-3,9.0938242028390709E-2,0.11590770000000003,7.8043000000000001E-2,1.2819723302211293E-5,2.1390330662049168E-3,0,0.78529576591880479,null,null,0.15091272826714466,7.964932957060844E-2,0.29492684220311965,9.1358078745879714E-2,7.1942904005129926E-2,3.0583703395303434E-3,6.4159994048130805E-6,1.5634990282812893E-3,0,0.69341816815909885,null,{"$f":"J5768*VLOOKUP($B5768,$AR$36:$AZ$47,MATCH(AG$2,$AS$2:$BA$2,0)+1,FALSE)","v":0.16610156072105553},{"$f":"K5768*VLOOKUP($B5768,$AR$36:$AZ$47,MATCH(AH$2,$AS$2:$BA$2,0)+1,FALSE)","v":0.30024170834637515},{"$f":"L5768*VLOOKUP($B5768,$AR$36:$AZ$47,MATCH(AI$2,$AS$2:$BA$2,0)+1,FALSE)","v":2.2170212490919285E-3},{"$f":"M5768*VLOOKUP($B5768,$AR$36:$AZ$47,MATCH(AJ$2,$AS$2:$BA$2,0)+1,FALSE)","v":8.0193489376906263E-2},{"$f":"N5768*VLOOKUP($B5768,$AR$36:$AZ$47,MATCH(AK$2,$AS$2:$BA$2,0)+1,FALSE)","v":9.3055670589270056E-2},{"$f":"O5768*VLOOKUP($B5768,$AR$36:$AZ$47,MATCH(AL$2,$AS$2:$BA$2,0)+1,FALSE)","v":7.2997754100314838E-2},{"$f":"P5768*VLOOKUP($B5768,$AR$36:$AZ$47,MATCH(AM$2,$AS$2:$BA$2,0)+1,FALSE)","v":6.4159994048130805E-6},{"$f":"Q5768*VLOOKUP($B5768,$AR$36:$AZ$47,MATCH(AN$2,$AS$2:$BA$2,0)+1,FALSE)","v":1.5499513016831753E-3},{"$f":"R5768*VLOOKUP($B5768,$AR$36:$BA$47,MATCH(AO$2,$AS$2:$BA$2,0)+1,FALSE)","v":0},0.71636357168410181]
[2006,8,29,12,null,2013,8,29,12,0.2205303431617967,0.47640297977399931,0,0.12288082132457491,0.13986559999999992,9.2331999999999997E-2,0,1.8839331862247196E-3,0,1.0538956774465957,null,null,0.20878808990815398,0.10762661359268987,0.42144506899754292,0.11024161896612307,8.5115029055798166E-2,0,0,1.3770370138481273E-3,0,0.93459345753415612,null,{"$f":"J5774*VLOOKUP($B5774,$AR$36:$AZ$47,MATCH(AG$2,$AS$2:$BA$2,0)+1,FALSE)","v":0.2298018728567553},{"$f":"K5774*VLOOKUP($B5774,$AR$36:$AZ$47,MATCH(AH$2,$AS$2:$BA$2,0)+1,FALSE)","v":0.42903991561009497},{"$f":"L5774*VLOOKUP($B5774,$AR$36:$AZ$47,MATCH(AI$2,$AS$2:$BA$2,0)+1,FALSE)","v":0},{"$f":"M5774*VLOOKUP($B5774,$AR$36:$AZ$47,MATCH(AJ$2,$AS$2:$BA$2,0)+1,FALSE)","v":0.10836191265321957},{"$f":"N5774*VLOOKUP($B5774,$AR$36:$AZ$47,MATCH(AK$2,$AS$2:$BA$2,0)+1,FALSE)","v":0.11229009979812039},{"$f":"O5774*VLOOKUP($B5774,$AR$36:$AZ$47,MATCH(AL$2,$AS$2:$BA$2,0)+1,FALSE)","v":8.6363013102908268E-2},{"$f":"P5774*VLOOKUP($B5774,$AR$36:$AZ$47,MATCH(AM$2,$AS$2:$BA$2,0)+1,FALSE)","v":0},{"$f":"Q5774*VLOOKUP($B5774,$AR$36:$AZ$47,MATCH(AN$2,$AS$2:$BA$2,0)+1,FALSE)","v":1.365104981501676E-3},{"$f":"R5774*VLOOKUP($B5774,$AR$36:$BA$47,MATCH(AO$2,$AS$2:$BA$2,0)+1,FALSE)","v":0},0.96722191900260024]
[2006,8,29,23,null,2013,8,29,23,0.26286815649389472,0.2913774751541417,1.0937138427518419E-2,8.0187191222554369E-2,9.3901699999999991E-2,7.0222999999999994E-2,2.5639446604422585E-5,2.3941329461851131E-3,0,0.81191443369089866,null,null,0.24887160426613664,7.0232895188722388E-2,0.25776413107013302,7.4013019868153451E-2,6.473414076793868E-2,6.1167406790606869E-3,1.2831998809626161E-5,1.7499610427144506E-3,0,0.7234953248816689,null,{"$f":"J5785*VLOOKUP($B5785,$AR$36:$AZ$47,MATCH(AG$2,$AS$2:$BA$2,0)+1,FALSE)","v":0.27391965119457667},{"$f":"K5785*VLOOKUP($B5785,$AR$36:$AZ$47,MATCH(AH$2,$AS$2:$BA$2,0)+1,FALSE)","v":0.2624092893166205},{"$f":"L5785*VLOOKUP($B5785,$AR$36:$AZ$47,MATCH(AI$2,$AS$2:$BA$2,0)+1,FALSE)","v":4.434042498183857E-3},{"$f":"M5785*VLOOKUP($B5785,$AR$36:$AZ$47,MATCH(AJ$2,$AS$2:$BA$2,0)+1,FALSE)","v":7.0712722437082973E-2},{"$f":"N5785*VLOOKUP($B5785,$AR$36:$AZ$47,MATCH(AK$2,$AS$2:$BA$2,0)+1,FALSE)","v":7.5388310379486928E-2},{"$f":"O5785*VLOOKUP($B5785,$AR$36:$AZ$47,MATCH(AL$2,$AS$2:$BA$2,0)+1,FALSE)","v":6.5683293648199179E-2},{"$f":"P5785*VLOOKUP($B5785,$AR$36:$AZ$47,MATCH(AM$2,$AS$2:$BA$2,0)+1,FALSE)","v":1.2831998809626161E-5},{"$f":"Q5785*VLOOKUP($B5785,$AR$36:$AZ$47,MATCH(AN$2,$AS$2:$BA$2,0)+1,FALSE)","v":1.7347976218646741E-3},{"$f":"R5785*VLOOKUP($B5785,$AR$36:$BA$47,MATCH(AO$2,$AS$2:$BA$2,0)+1,FALSE)","v":0},0.75429493909482437]
[2006,8,30,2,null,2013,8,30,2,0.20025435278970832,0.26046672896452328,8.7716324257784313E-3,7.133271079752139E-2,8.9665500000000009E-2,6.6505999999999996E-2,2.2668909706010161E-5,2.4050134174594343E-3,0,0.69942460730469691,null,null,0.18959170522888769,6.2477594296389605E-2,0.23041925265054541,7.067406056533497E-2,6.1307673638445095E-2,4.9056525375532328E-3,1.1345308143775213E-5,1.7579139848794942E-3,0,0.62114519821017922,null,{"$f":"J5788*VLOOKUP($B5788,$AR$36:$AZ$47,MATCH(AG$2,$AS$2:$BA$2,0)+1,FALSE)","v":0.20867343994032467},{"$f":"K5788*VLOOKUP($B5788,$AR$36:$AZ$47,MATCH(AH$2,$AS$2:$BA$2,0)+1,FALSE)","v":0.23457162981472091},{"$f":"L5788*VLOOKUP($B5788,$AR$36:$AZ$47,MATCH(AI$2,$AS$2:$BA$2,0)+1,FALSE)","v":3.5561213028528823E-3},{"$f":"M5788*VLOOKUP($B5788,$AR$36:$AZ$47,MATCH(AJ$2,$AS$2:$BA$2,0)+1,FALSE)","v":6.2904437758771026E-2},{"$f":"N5788*VLOOKUP($B5788,$AR$36:$AZ$47,MATCH(AK$2,$AS$2:$BA$2,0)+1,FALSE)","v":7.1987307411174525E-2},{"$f":"O5788*VLOOKUP($B5788,$AR$36:$AZ$47,MATCH(AL$2,$AS$2:$BA$2,0)+1,FALSE)","v":6.2206586550946769E-2},{"$f":"P5788*VLOOKUP($B5788,$AR$36:$AZ$47,MATCH(AM$2,$AS$2:$BA$2,0)+1,FALSE)","v":1.1345308143775213E-5},{"$f":"Q5788*VLOOKUP($B5788,$AR$36:$AZ$47,MATCH(AN$2,$AS$2:$BA$2,0)+1,FALSE)","v":1.742681651747616E-3},{"$f":"R5788*VLOOKUP($B5788,$AR$36:$BA$47,MATCH(AO$2,$AS$2:$BA$2,0)+1,FALSE)","v":0},0.64565354973868216]
[2006,8,30,16,null,2013,8,30,16,0.23509842322182151,0.44288294748146884,0,9.7147645794990134E-2,0.13216689999999998,8.7830000000000005E-2,0,1.952571151976176E-3,0,0.99707848765025664,null,null,0.22258048493984392,8.5087908940643442E-2,0.39179191206509256,0.10417352822805391,8.0964920092392173E-2,0,0,1.4272070623859959E-3,0,0.88602596132841205,null,{"$f":"J5802*VLOOKUP($B5802,$AR$36:$AZ$47,MATCH(AG$2,$AS$2:$BA$2,0)+1,FALSE)","v":0.24498242367676054},{"$f":"K5802*VLOOKUP($B5802,$AR$36:$AZ$47,MATCH(AH$2,$AS$2:$BA$2,0)+1,FALSE)","v":0.39885238019027591},{"$f":"L5802*VLOOKUP($B5802,$AR$36:$AZ$47,MATCH(AI$2,$AS$2:$BA$2,0)+1,FALSE)","v":0},{"$f":"M5802*VLOOKUP($B5802,$AR$36:$AZ$47,MATCH(AJ$2,$AS$2:$BA$2,0)+1,FALSE)","v":8.5669224819848441E-2},{"$f":"N5802*VLOOKUP($B5802,$AR$36:$AZ$47,MATCH(AK$2,$AS$2:$BA$2,0)+1,FALSE)","v":0.10610925339045629},{"$f":"O5802*VLOOKUP($B5802,$AR$36:$AZ$47,MATCH(AL$2,$AS$2:$BA$2,0)+1,FALSE)","v":8.2152053901447308E-2},{"$f":"P5802*VLOOKUP($B5802,$AR$36:$AZ$47,MATCH(AM$2,$AS$2:$BA$2,0)+1,FALSE)","v":0},{"$f":"Q5802*VLOOKUP($B5802,$AR$36:$AZ$47,MATCH(AN$2,$AS$2:$BA$2,0)+1,FALSE)","v":1.414840306327722E-3},{"$f":"R5802*VLOOKUP($B5802,$AR$36:$BA$47,MATCH(AO$2,$AS$2:$BA$2,0)+1,FALSE)","v":0},0.91918017628511628]
[2006,8,30,23,null,2013,8,30,23,0.28162970455551484,0.27659288880836974,8.7716324257784313E-3,6.4562707588967955E-2,8.9464699999999966E-2,6.5808000000000005E-2,2.2668909706010161E-5,2.4050134174594343E-3,0,0.78925731570579638,null,null,0.26663418390639854,5.6548007307190888E-2,0.2446850965612602,7.0515790647010509E-2,6.0664231600138264E-2,4.9056525375532328E-3,1.1345308143775213E-5,1.7579139848794942E-3,0,0.70572222185257483,null,{"$f":"J5809*VLOOKUP($B5809,$AR$36:$AZ$47,MATCH(AG$2,$AS$2:$BA$2,0)+1,FALSE)","v":0.29346997166493999},{"$f":"K5809*VLOOKUP($B5809,$AR$36:$AZ$47,MATCH(AH$2,$AS$2:$BA$2,0)+1,FALSE)","v":0.24909455799162061},{"$f":"L5809*VLOOKUP($B5809,$AR$36:$AZ$47,MATCH(AI$2,$AS$2:$BA$2,0)+1,FALSE)","v":3.5561213028528823E-3},{"$f":"M5809*VLOOKUP($B5809,$AR$36:$AZ$47,MATCH(AJ$2,$AS$2:$BA$2,0)+1,FALSE)","v":5.6934340159817486E-2},{"$f":"N5809*VLOOKUP($B5809,$AR$36:$AZ$47,MATCH(AK$2,$AS$2:$BA$2,0)+1,FALSE)","v":7.1826096562763855E-2},{"$f":"O5809*VLOOKUP($B5809,$AR$36:$AZ$47,MATCH(AL$2,$AS$2:$BA$2,0)+1,FALSE)","v":6.1553710157650515E-2},{"$f":"P5809*VLOOKUP($B5809,$AR$36:$AZ$47,MATCH(AM$2,$AS$2:$BA$2,0)+1,FALSE)","v":1.1345308143775213E-5},{"$f":"Q5809*VLOOKUP($B5809,$AR$36:$AZ$47,MATCH(AN$2,$AS$2:$BA$2,0)+1,FALSE)","v":1.742681651747616E-3},{"$f":"R5809*VLOOKUP($B5809,$AR$36:$BA$47,MATCH(AO$2,$AS$2:$BA$2,0)+1,FALSE)","v":0},0.73818882479953674]
[2006,8,31,1,null,2013,8,31,1,0.21591330951658688,0.26448853591130078,8.7716324257784313E-3,7.1024921498076488E-2,8.6831300000000014E-2,6.2061999999999999E-2,2.2668909706010161E-5,2.4050134174594343E-3,0,0.71151938167890805,null,null,0.20441689262979218,6.2208013415970341E-2,0.23397710341584399,6.844015318229163E-2,5.7211031205442811E-2,4.9056525375532328E-3,1.1345308143775213E-5,1.7579139848794942E-3,0,0.63292810567991742,null,{"$f":"J5811*VLOOKUP($B5811,$AR$36:$AZ$47,MATCH(AG$2,$AS$2:$BA$2,0)+1,FALSE)","v":0.22499073002942363},{"$f":"K5811*VLOOKUP($B5811,$AR$36:$AZ$47,MATCH(AH$2,$AS$2:$BA$2,0)+1,FALSE)","v":0.23819359648223437},{"$f":"L5811*VLOOKUP($B5811,$AR$36:$AZ$47,MATCH(AI$2,$AS$2:$BA$2,0)+1,FALSE)","v":3.5561213028528823E-3},{"$f":"M5811*VLOOKUP($B5811,$AR$36:$AZ$47,MATCH(AJ$2,$AS$2:$BA$2,0)+1,FALSE)","v":6.2633015116714069E-2},{"$f":"N5811*VLOOKUP($B5811,$AR$36:$AZ$47,MATCH(AK$2,$AS$2:$BA$2,0)+1,FALSE)","v":6.9711890147402492E-2},{"$f":"O5811*VLOOKUP($B5811,$AR$36:$AZ$47,MATCH(AL$2,$AS$2:$BA$2,0)+1,FALSE)","v":5.8049877823427333E-2},{"$f":"P5811*VLOOKUP($B5811,$AR$36:$AZ$47,MATCH(AM$2,$AS$2:$BA$2,0)+1,FALSE)","v":1.1345308143775213E-5},{"$f":"Q5811*VLOOKUP($B5811,$AR$36:$AZ$47,MATCH(AN$2,$AS$2:$BA$2,0)+1,FALSE)","v":1.742681651747616E-3},{"$f":"R5811*VLOOKUP($B5811,$AR$36:$BA$47,MATCH(AO$2,$AS$2:$BA$2,0)+1,FALSE)","v":0},0.65888925786194608]
[2006,8,31,9,null,2013,8,31,9,0.24668107089165542,0.34800973765186488,0,9.8829333995011426E-2,9.3639099999999975E-2,6.8278000000000005E-2,0,1.952571151976176E-3,0,0.85738981369050793,null,null,0.23354640848755956,8.6560835343120868E-2,0.30786328827347875,7.3806039387316807E-2,6.2941168325951868E-2,0,0,1.4272070623859959E-3,0,0.76614494687981383,null,{"$f":"J5819*VLOOKUP($B5819,$AR$36:$AZ$47,MATCH(AG$2,$AS$2:$BA$2,0)+1,FALSE)","v":0.25705202865268417},{"$f":"K5819*VLOOKUP($B5819,$AR$36:$AZ$47,MATCH(AH$2,$AS$2:$BA$2,0)+1,FALSE)","v":0.31341128165167764},{"$f":"L5819*VLOOKUP($B5819,$AR$36:$AZ$47,MATCH(AI$2,$AS$2:$BA$2,0)+1,FALSE)","v":0},{"$f":"M5819*VLOOKUP($B5819,$AR$36:$AZ$47,MATCH(AJ$2,$AS$2:$BA$2,0)+1,FALSE)","v":8.7152214173893502E-2},{"$f":"N5819*VLOOKUP($B5819,$AR$36:$AZ$47,MATCH(AK$2,$AS$2:$BA$2,0)+1,FALSE)","v":7.5177483841674997E-2},{"$f":"O5819*VLOOKUP($B5819,$AR$36:$AZ$47,MATCH(AL$2,$AS$2:$BA$2,0)+1,FALSE)","v":6.3864032065160198E-2},{"$f":"P5819*VLOOKUP($B5819,$AR$36:$AZ$47,MATCH(AM$2,$AS$2:$BA$2,0)+1,FALSE)","v":0},{"$f":"Q5819*VLOOKUP($B5819,$AR$36:$AZ$47,MATCH(AN$2,$AS$2:$BA$2,0)+1,FALSE)","v":1.414840306327722E-3},{"$f":"R5819*VLOOKUP($B5819,$AR$36:$BA$47,MATCH(AO$2,$AS$2:$BA$2,0)+1,FALSE)","v":0},0.79807188069141832]
[2006,8,31,18,null,2013,8,31,18,0.33420605850398671,0.35292241828053833,0,0.10448837633212509,9.2531000000000002E-2,6.7140000000000005E-2,0,1.952571151976176E-3,0,0.95324042426862632,null,null,0.31641108244041444,9.1517374177707889E-2,0.31220924141486411,7.2932638508356157E-2,6.1892118125961633E-2,0,0,1.4272070623859959E-3,{"$f":"$R5828*$BA$6","v":0},0.85638966172969022,null,{"$f":"J5828*VLOOKUP($B5828,$AR$36:$AZ$47,MATCH(AG$2,$AS$2:$BA$2,0)+1,FALSE)","v":0.34825673901910031},{"$f":"K5828*VLOOKUP($B5828,$AR$36:$AZ$47,MATCH(AH$2,$AS$2:$BA$2,0)+1,FALSE)","v":0.31783555306019257},{"$f":"L5828*VLOOKUP($B5828,$AR$36:$AZ$47,MATCH(AI$2,$AS$2:$BA$2,0)+1,FALSE)","v":0},{"$f":"M5828*VLOOKUP($B5828,$AR$36:$AZ$47,MATCH(AJ$2,$AS$2:$BA$2,0)+1,FALSE)","v":9.2142615807159142E-2},{"$f":"N5828*VLOOKUP($B5828,$AR$36:$AZ$47,MATCH(AK$2,$AS$2:$BA$2,0)+1,FALSE)","v":7.4287853656795411E-2},{"$f":"O5828*VLOOKUP($B5828,$AR$36:$AZ$47,MATCH(AL$2,$AS$2:$BA$2,0)+1,FALSE)","v":6.2799600352307555E-2},{"$f":"P5828*VLOOKUP($B5828,$AR$36:$AZ$47,MATCH(AM$2,$AS$2:$BA$2,0)+1,FALSE)","v":0},{"$f":"Q5828*VLOOKUP($B5828,$AR$36:$AZ$47,MATCH(AN$2,$AS$2:$BA$2,0)+1,FALSE)","v":1.414840306327722E-3},{"$f":"R5828*VLOOKUP($B5828,$AR$36:$BA$47,MATCH(AO$2,$AS$2:$BA$2,0)+1,FALSE)","v":0},{"$f":"SUM(AG5828:AO5828)","v":0.89673720220188269}]
[2006,8,31,23,null,2013,8,31,23,0.29003428461383496,0.25883416007235138,8.7716324257784313E-3,6.6626363295904378E-2,8.5118900000000011E-2,6.1768999999999998E-2,2.2668909706010161E-5,2.4050134174594343E-3,0,0.77358202273503451,null,null,0.27459125771174508,5.8355484446134601E-2,0.22897501712176888,6.70904449744293E-2,5.6940933043230918E-2,4.9056525375532328E-3,1.1345308143775213E-5,1.7579139848794942E-3,0,0.69262804912788523,null,{"$f":"J5833*VLOOKUP($B5833,$AR$36:$AZ$47,MATCH(AG$2,$AS$2:$BA$2,0)+1,FALSE)","v":0.30222789681159207},{"$f":"K5833*VLOOKUP($B5833,$AR$36:$AZ$47,MATCH(AH$2,$AS$2:$BA$2,0)+1,FALSE)","v":0.2331013677688005},{"$f":"L5833*VLOOKUP($B5833,$AR$36:$AZ$47,MATCH(AI$2,$AS$2:$BA$2,0)+1,FALSE)","v":3.5561213028528823E-3},{"$f":"M5833*VLOOKUP($B5833,$AR$36:$AZ$47,MATCH(AJ$2,$AS$2:$BA$2,0)+1,FALSE)","v":5.8754165882423076E-2},{"$f":"N5833*VLOOKUP($B5833,$AR$36:$AZ$47,MATCH(AK$2,$AS$2:$BA$2,0)+1,FALSE)","v":6.8337102015836898E-2},{"$f":"O5833*VLOOKUP($B5833,$AR$36:$AZ$47,MATCH(AL$2,$AS$2:$BA$2,0)+1,FALSE)","v":5.7775819394722747E-2},{"$f":"P5833*VLOOKUP($B5833,$AR$36:$AZ$47,MATCH(AM$2,$AS$2:$BA$2,0)+1,FALSE)","v":1.1345308143775213E-5},{"$f":"Q5833*VLOOKUP($B5833,$AR$36:$AZ$47,MATCH(AN$2,$AS$2:$BA$2,0)+1,FALSE)","v":1.742681651747616E-3},{"$f":"R5833*VLOOKUP($B5833,$AR$36:$BA$47,MATCH(AO$2,$AS$2:$BA$2,0)+1,FALSE)","v":0},0.7255065001361195]
[2006,9,1,11,null,2013,9,1,11,0.2929528256607038,0.34671783513847287,0,9.5733149858482164E-2,9.4544800000000012E-2,6.8498000000000003E-2,0,1.952571151976176E-3,0,0.90039918180963496,null,null,0.27735439951689439,8.384900602686117E-2,0.30672041980495468,7.451990923306602E-2,6.3143972406793564E-2,0,0,1.4272070623859959E-3,0,0.80701491405095593,null,{"$f":"J5845*VLOOKUP($B5845,$AR$36:$AZ$47,MATCH(AG$2,$AS$2:$BA$2,0)+1,FALSE)","v":0.26611962014849616},{"$f":"K5845*VLOOKUP($B5845,$AR$36:$AZ$47,MATCH(AH$2,$AS$2:$BA$2,0)+1,FALSE)","v":0.30817269733690106},{"$f":"L5845*VLOOKUP($B5845,$AR$36:$AZ$47,MATCH(AI$2,$AS$2:$BA$2,0)+1,FALSE)","v":0},{"$f":"M5845*VLOOKUP($B5845,$AR$36:$AZ$47,MATCH(AJ$2,$AS$2:$BA$2,0)+1,FALSE)","v":8.3077050528798574E-2},{"$f":"N5845*VLOOKUP($B5845,$AR$36:$AZ$47,MATCH(AK$2,$AS$2:$BA$2,0)+1,FALSE)","v":7.484800360778851E-2},{"$f":"O5845*VLOOKUP($B5845,$AR$36:$AZ$47,MATCH(AL$2,$AS$2:$BA$2,0)+1,FALSE)","v":6.8497134818798516E-2},{"$f":"P5845*VLOOKUP($B5845,$AR$36:$AZ$47,MATCH(AM$2,$AS$2:$BA$2,0)+1,FALSE)","v":0},{"$f":"Q5845*VLOOKUP($B5845,$AR$36:$AZ$47,MATCH(AN$2,$AS$2:$BA$2,0)+1,FALSE)","v":1.3975758305443935E-3},{"$f":"R5845*VLOOKUP($B5845,$AR$36:$BA$47,MATCH(AO$2,$AS$2:$BA$2,0)+1,FALSE)","v":0},0.80211208227132713]
[2006,9,1,20,null,2013,9,1,20,0.39165745226164261,0.32098450195312062,8.7716324257784313E-3,9.1251206226843004E-2,8.9216500000000004E-2,6.5231999999999998E-2,2.2668909706010161E-5,2.4050134174594343E-3,0,0.96954097519455018,null,null,0.37080344674386867,7.9923442947228876E-2,0.28395568734047183,7.0320160200157328E-2,6.013325364302545E-2,4.9056525375532328E-3,1.1345308143775213E-5,1.7579139848794942E-3,0,0.87181090270532857,null,{"$f":"J5854*VLOOKUP($B5854,$AR$36:$AZ$47,MATCH(AG$2,$AS$2:$BA$2,0)+1,FALSE)","v":0.35578333197206313},{"$f":"K5854*VLOOKUP($B5854,$AR$36:$AZ$47,MATCH(AH$2,$AS$2:$BA$2,0)+1,FALSE)","v":0.28530017710432642},{"$f":"L5854*VLOOKUP($B5854,$AR$36:$AZ$47,MATCH(AI$2,$AS$2:$BA$2,0)+1,FALSE)","v":4.8805059774170365E-3},{"$f":"M5854*VLOOKUP($B5854,$AR$36:$AZ$47,MATCH(AJ$2,$AS$2:$BA$2,0)+1,FALSE)","v":7.9187628128059268E-2},{"$f":"N5854*VLOOKUP($B5854,$AR$36:$AZ$47,MATCH(AK$2,$AS$2:$BA$2,0)+1,FALSE)","v":7.0629764025882572E-2},{"$f":"O5854*VLOOKUP($B5854,$AR$36:$AZ$47,MATCH(AL$2,$AS$2:$BA$2,0)+1,FALSE)","v":6.5231176070832217E-2},{"$f":"P5854*VLOOKUP($B5854,$AR$36:$AZ$47,MATCH(AM$2,$AS$2:$BA$2,0)+1,FALSE)","v":1.1345308143775213E-5},{"$f":"Q5854*VLOOKUP($B5854,$AR$36:$AZ$47,MATCH(AN$2,$AS$2:$BA$2,0)+1,FALSE)","v":1.7214167181433858E-3},{"$f":"R5854*VLOOKUP($B5854,$AR$36:$BA$47,MATCH(AO$2,$AS$2:$BA$2,0)+1,FALSE)","v":0},0.86274534530486779]
[2006,9,2,4,null,2013,9,2,4,0.1988419519672773,0.27594422951172942,8.7716324257784313E-3,9.0538392323400968E-2,8.3837999999999982E-2,5.9775000000000002E-2,2.2668909706010161E-5,2.4050134174594343E-3,0,0.72013688855535163,null,null,0.18825450842561728,7.9299116500495481E-2,0.24411126668690011,6.6080843687667506E-2,5.510279060142026E-2,4.9056525375532328E-3,1.1345308143775213E-5,1.7579139848794942E-3,0,0.63952343773267706,null,{"$f":"J5862*VLOOKUP($B5862,$AR$36:$AZ$47,MATCH(AG$2,$AS$2:$BA$2,0)+1,FALSE)","v":0.18062889343284252},{"$f":"K5862*VLOOKUP($B5862,$AR$36:$AZ$47,MATCH(AH$2,$AS$2:$BA$2,0)+1,FALSE)","v":0.24526709879005709},{"$f":"L5862*VLOOKUP($B5862,$AR$36:$AZ$47,MATCH(AI$2,$AS$2:$BA$2,0)+1,FALSE)","v":4.8805059774170365E-3},{"$f":"M5862*VLOOKUP($B5862,$AR$36:$AZ$47,MATCH(AJ$2,$AS$2:$BA$2,0)+1,FALSE)","v":7.8569049539958663E-2},{"$f":"N5862*VLOOKUP($B5862,$AR$36:$AZ$47,MATCH(AK$2,$AS$2:$BA$2,0)+1,FALSE)","v":6.6371782757695508E-2},{"$f":"O5862*VLOOKUP($B5862,$AR$36:$AZ$47,MATCH(AL$2,$AS$2:$BA$2,0)+1,FALSE)","v":5.9774244996841974E-2},{"$f":"P5862*VLOOKUP($B5862,$AR$36:$AZ$47,MATCH(AM$2,$AS$2:$BA$2,0)+1,FALSE)","v":1.1345308143775213E-5},{"$f":"Q5862*VLOOKUP($B5862,$AR$36:$AZ$47,MATCH(AN$2,$AS$2:$BA$2,0)+1,FALSE)","v":1.7214167181433858E-3},{"$f":"R5862*VLOOKUP($B5862,$AR$36:$BA$47,MATCH(AO$2,$AS$2:$BA$2,0)+1,FALSE)","v":0},0.63722433752109986]
[2006,9,2,10,null,2013,9,2,10,0.32256466495730152,0.36622759249983905,0,0.11287625379923877,9.7616999999999968E-2,6.9894999999999999E-2,0,1.952571151976176E-3,5.7408000000000014E-4,0.97170716240835553,null,null,0.3053895409707299,9.8863995377702518E-2,0.32397952897590671,7.6941407455557609E-2,6.4431778320138341E-2,0,0,1.4272070623859959E-3,5.7408000000000014E-4,0.8716075381624212,null,{"$f":"J5868*VLOOKUP($B5868,$AR$36:$AZ$47,MATCH(AG$2,$AS$2:$BA$2,0)+1,FALSE)","v":0.29301914367326942},{"$f":"K5868*VLOOKUP($B5868,$AR$36:$AZ$47,MATCH(AH$2,$AS$2:$BA$2,0)+1,FALSE)","v":0.32551352593327088},{"$f":"L5868*VLOOKUP($B5868,$AR$36:$AZ$47,MATCH(AI$2,$AS$2:$BA$2,0)+1,FALSE)","v":0},{"$f":"M5868*VLOOKUP($B5868,$AR$36:$AZ$47,MATCH(AJ$2,$AS$2:$BA$2,0)+1,FALSE)","v":9.7953804447498724E-2},{"$f":"N5868*VLOOKUP($B5868,$AR$36:$AZ$47,MATCH(AK$2,$AS$2:$BA$2,0)+1,FALSE)","v":7.7280163141510552E-2},{"$f":"O5868*VLOOKUP($B5868,$AR$36:$AZ$47,MATCH(AL$2,$AS$2:$BA$2,0)+1,FALSE)","v":6.989411717363897E-2},{"$f":"P5868*VLOOKUP($B5868,$AR$36:$AZ$47,MATCH(AM$2,$AS$2:$BA$2,0)+1,FALSE)","v":0},{"$f":"Q5868*VLOOKUP($B5868,$AR$36:$AZ$47,MATCH(AN$2,$AS$2:$BA$2,0)+1,FALSE)","v":1.3975758305443935E-3},{"$f":"R5868*VLOOKUP($B5868,$AR$36:$BA$47,MATCH(AO$2,$AS$2:$BA$2,0)+1,FALSE)","v":5.7408000000000014E-4},0.86563241019973292]
[2006,9,2,13,null,2013,9,2,13,0.37248239172503611,0.37277787615712132,0,9.921257011399591E-2,9.9960199999999985E-2,7.2622999999999993E-2,0,1.952571151976176E-3,0,1.0190086091481292,null,null,0.352649372316233,8.6896497208398912E-2,0.3297741710438602,7.8788310207638337E-2,6.6946548922575372E-2,0,0,1.4272070623859959E-3,0,0.91648210676109176,null,{"$f":"J5871*VLOOKUP($B5871,$AR$36:$AZ$47,MATCH(AG$2,$AS$2:$BA$2,0)+1,FALSE)","v":0.338364623636284},{"$f":"K5871*VLOOKUP($B5871,$AR$36:$AZ$47,MATCH(AH$2,$AS$2:$BA$2,0)+1,FALSE)","v":0.3313356048066588},{"$f":"L5871*VLOOKUP($B5871,$AR$36:$AZ$47,MATCH(AI$2,$AS$2:$BA$2,0)+1,FALSE)","v":0},{"$f":"M5871*VLOOKUP($B5871,$AR$36:$AZ$47,MATCH(AJ$2,$AS$2:$BA$2,0)+1,FALSE)","v":8.6096484996436434E-2},{"$f":"N5871*VLOOKUP($B5871,$AR$36:$AZ$47,MATCH(AK$2,$AS$2:$BA$2,0)+1,FALSE)","v":7.9135197390393319E-2},{"$f":"O5871*VLOOKUP($B5871,$AR$36:$AZ$47,MATCH(AL$2,$AS$2:$BA$2,0)+1,FALSE)","v":7.2622082716949463E-2},{"$f":"P5871*VLOOKUP($B5871,$AR$36:$AZ$47,MATCH(AM$2,$AS$2:$BA$2,0)+1,FALSE)","v":0},{"$f":"Q5871*VLOOKUP($B5871,$AR$36:$AZ$47,MATCH(AN$2,$AS$2:$BA$2,0)+1,FALSE)","v":1.3975758305443935E-3},{"$f":"R5871*VLOOKUP($B5871,$AR$36:$BA$47,MATCH(AO$2,$AS$2:$BA$2,0)+1,FALSE)","v":0},0.90895156937726629]
[2006,9,2,20,null,2013,9,2,20,0.46120948728088823,0.33968889030771549,8.7716324257784313E-3,9.6760416691654014E-2,8.9141799999999993E-2,6.4640000000000003E-2,2.2668909706010161E-5,2.4050134174594343E-3,0,1.0626399090332015,null,null,0.43665214734757302,8.4748749773025919E-2,0.3005023349798267,7.0261281898868294E-2,5.9587526298215072E-2,4.9056525375532328E-3,1.1345308143775213E-5,1.7579139848794942E-3,0,0.95842695212808537,null,{"$f":"J5878*VLOOKUP($B5878,$AR$36:$AZ$47,MATCH(AG$2,$AS$2:$BA$2,0)+1,FALSE)","v":0.41896470289119447},{"$f":"K5878*VLOOKUP($B5878,$AR$36:$AZ$47,MATCH(AH$2,$AS$2:$BA$2,0)+1,FALSE)","v":0.30192517076515241},{"$f":"L5878*VLOOKUP($B5878,$AR$36:$AZ$47,MATCH(AI$2,$AS$2:$BA$2,0)+1,FALSE)","v":4.8805059774170365E-3},{"$f":"M5878*VLOOKUP($B5878,$AR$36:$AZ$47,MATCH(AJ$2,$AS$2:$BA$2,0)+1,FALSE)","v":8.3968510788198114E-2},{"$f":"N5878*VLOOKUP($B5878,$AR$36:$AZ$47,MATCH(AK$2,$AS$2:$BA$2,0)+1,FALSE)","v":7.0570626496695321E-2},{"$f":"O5878*VLOOKUP($B5878,$AR$36:$AZ$47,MATCH(AL$2,$AS$2:$BA$2,0)+1,FALSE)","v":6.4639183548236973E-2},{"$f":"P5878*VLOOKUP($B5878,$AR$36:$AZ$47,MATCH(AM$2,$AS$2:$BA$2,0)+1,FALSE)","v":1.1345308143775213E-5},{"$f":"Q5878*VLOOKUP($B5878,$AR$36:$AZ$47,MATCH(AN$2,$AS$2:$BA$2,0)+1,FALSE)","v":1.7214167181433858E-3},{"$f":"R5878*VLOOKUP($B5878,$AR$36:$BA$47,MATCH(AO$2,$AS$2:$BA$2,0)+1,FALSE)","v":0},0.94668146249318152]
[2006,9,3,6,null,2013,9,3,6,0.18906815791864756,0.35067530613659964,5.8477549505189562E-3,9.6586806462009692E-2,0.1065781,6.3856999999999997E-2,1.5112606470673445E-5,2.2541993289650142E-3,0,0.81488243740321142,null,null,0.17900112514369892,8.4596691210100841E-2,0.31022135642515075,8.4004517839507117E-2,5.886572813776484E-2,3.2704350250354892E-3,7.5635387625168115E-6,1.6476783440483277E-3,0,0.72161509566406878,null,{"$f":"J5888*VLOOKUP($B5888,$AR$36:$AZ$47,MATCH(AG$2,$AS$2:$BA$2,0)+1,FALSE)","v":0.17175033643730961},{"$f":"K5888*VLOOKUP($B5888,$AR$36:$AZ$47,MATCH(AH$2,$AS$2:$BA$2,0)+1,FALSE)","v":0.31169021039370187},{"$f":"L5888*VLOOKUP($B5888,$AR$36:$AZ$47,MATCH(AI$2,$AS$2:$BA$2,0)+1,FALSE)","v":3.2536706516113592E-3},{"$f":"M5888*VLOOKUP($B5888,$AR$36:$AZ$47,MATCH(AJ$2,$AS$2:$BA$2,0)+1,FALSE)","v":8.3817852151750874E-2},{"$f":"N5888*VLOOKUP($B5888,$AR$36:$AZ$47,MATCH(AK$2,$AS$2:$BA$2,0)+1,FALSE)","v":8.4374370809512975E-2},{"$f":"O5888*VLOOKUP($B5888,$AR$36:$AZ$47,MATCH(AL$2,$AS$2:$BA$2,0)+1,FALSE)","v":6.385619343811523E-2},{"$f":"P5888*VLOOKUP($B5888,$AR$36:$AZ$47,MATCH(AM$2,$AS$2:$BA$2,0)+1,FALSE)","v":7.5635387625168115E-6},{"$f":"Q5888*VLOOKUP($B5888,$AR$36:$AZ$47,MATCH(AN$2,$AS$2:$BA$2,0)+1,FALSE)","v":1.613469755610388E-3},{"$f":"R5888*VLOOKUP($B5888,$AR$36:$BA$47,MATCH(AO$2,$AS$2:$BA$2,0)+1,FALSE)","v":0},0.72036366717637479]
[2006,9,3,17,null,2013,9,3,17,0.30002120383040459,0.48545765510764449,0,0.13479609846980223,0.11554080000000001,7.2578000000000004E-2,0,1.952571151976176E-3,0,1.1103463285598274,null,null,0.28404641820077037,0.11806274931619616,0.42945519578673458,9.1068889338343673E-2,6.6905066269675947E-2,0,0,1.4272070623859959E-3,0,0.9909655259741067,null,{"$f":"J5899*VLOOKUP($B5899,$AR$36:$AZ$47,MATCH(AG$2,$AS$2:$BA$2,0)+1,FALSE)","v":0.27254056560053053},{"$f":"K5899*VLOOKUP($B5899,$AR$36:$AZ$47,MATCH(AH$2,$AS$2:$BA$2,0)+1,FALSE)","v":0.43148860501398884},{"$f":"L5899*VLOOKUP($B5899,$AR$36:$AZ$47,MATCH(AI$2,$AS$2:$BA$2,0)+1,FALSE)","v":0},{"$f":"M5899*VLOOKUP($B5899,$AR$36:$AZ$47,MATCH(AJ$2,$AS$2:$BA$2,0)+1,FALSE)","v":0.11697580514393219},{"$f":"N5899*VLOOKUP($B5899,$AR$36:$AZ$47,MATCH(AK$2,$AS$2:$BA$2,0)+1,FALSE)","v":9.146984514480723E-2},{"$f":"O5899*VLOOKUP($B5899,$AR$36:$AZ$47,MATCH(AL$2,$AS$2:$BA$2,0)+1,FALSE)","v":7.2577083285333285E-2},{"$f":"P5899*VLOOKUP($B5899,$AR$36:$AZ$47,MATCH(AM$2,$AS$2:$BA$2,0)+1,FALSE)","v":0},{"$f":"Q5899*VLOOKUP($B5899,$AR$36:$AZ$47,MATCH(AN$2,$AS$2:$BA$2,0)+1,FALSE)","v":1.3975758305443935E-3},{"$f":"R5899*VLOOKUP($B5899,$AR$36:$BA$47,MATCH(AO$2,$AS$2:$BA$2,0)+1,FALSE)","v":0},0.98644948001913657]
[2006,9,3,23,null,2013,9,3,23,0.27631307685111978,0.28246281185288313,8.7716324257784313E-3,6.3253535914519307E-2,8.7453000000000045E-2,5.9642000000000001E-2,2.2668909706010161E-5,2.4050134174594343E-3,0,0.78032373937146604,null,null,0.26160064281976897,5.540135388793839E-2,0.24987786450674782,6.8930175135589966E-2,5.4980186316184142E-2,4.9056525375532328E-3,1.1345308143775213E-5,1.7579139848794942E-3,0,0.69746513449680581,null,{"$f":"J5905*VLOOKUP($B5905,$AR$36:$AZ$47,MATCH(AG$2,$AS$2:$BA$2,0)+1,FALSE)","v":0.25100400000526685},{"$f":"K5905*VLOOKUP($B5905,$AR$36:$AZ$47,MATCH(AH$2,$AS$2:$BA$2,0)+1,FALSE)","v":0.25106100062981601},{"$f":"L5905*VLOOKUP($B5905,$AR$36:$AZ$47,MATCH(AI$2,$AS$2:$BA$2,0)+1,FALSE)","v":4.8805059774170365E-3},{"$f":"M5905*VLOOKUP($B5905,$AR$36:$AZ$47,MATCH(AJ$2,$AS$2:$BA$2,0)+1,FALSE)","v":5.4891301571752253E-2},{"$f":"N5905*VLOOKUP($B5905,$AR$36:$AZ$47,MATCH(AK$2,$AS$2:$BA$2,0)+1,FALSE)","v":6.923365917017045E-2},{"$f":"O5905*VLOOKUP($B5905,$AR$36:$AZ$47,MATCH(AL$2,$AS$2:$BA$2,0)+1,FALSE)","v":5.9641246676731895E-2},{"$f":"P5905*VLOOKUP($B5905,$AR$36:$AZ$47,MATCH(AM$2,$AS$2:$BA$2,0)+1,FALSE)","v":1.1345308143775213E-5},{"$f":"Q5905*VLOOKUP($B5905,$AR$36:$AZ$47,MATCH(AN$2,$AS$2:$BA$2,0)+1,FALSE)","v":1.7214167181433858E-3},{"$f":"R5905*VLOOKUP($B5905,$AR$36:$BA$47,MATCH(AO$2,$AS$2:$BA$2,0)+1,FALSE)","v":0},0.69244447605744164]
[2006,9,4,7,null,2013,9,4,7,0.23614896382720851,0.3390508191611869,0,7.8382691280837039E-2,0.10981210000000002,6.8719000000000002E-2,0,1.952571151976176E-3,0,0.83406614542120872,null,null,0.22357508896224274,6.8652402676857946E-2,0.29993787180518061,8.655354630495142E-2,6.3347698324366361E-2,0,0,1.4272070623859959E-3,0,0.743493815135985,null,{"$f":"J5913*VLOOKUP($B5913,$AR$36:$AZ$47,MATCH(AG$2,$AS$2:$BA$2,0)+1,FALSE)","v":0.21451874516118541},{"$f":"K5913*VLOOKUP($B5913,$AR$36:$AZ$47,MATCH(AH$2,$AS$2:$BA$2,0)+1,FALSE)","v":0.30135803493771501},{"$f":"L5913*VLOOKUP($B5913,$AR$36:$AZ$47,MATCH(AI$2,$AS$2:$BA$2,0)+1,FALSE)","v":0},{"$f":"M5913*VLOOKUP($B5913,$AR$36:$AZ$47,MATCH(AJ$2,$AS$2:$BA$2,0)+1,FALSE)","v":6.8020354639405603E-2},{"$f":"N5913*VLOOKUP($B5913,$AR$36:$AZ$47,MATCH(AK$2,$AS$2:$BA$2,0)+1,FALSE)","v":8.6934622073121234E-2},{"$f":"O5913*VLOOKUP($B5913,$AR$36:$AZ$47,MATCH(AL$2,$AS$2:$BA$2,0)+1,FALSE)","v":6.8718132027402484E-2},{"$f":"P5913*VLOOKUP($B5913,$AR$36:$AZ$47,MATCH(AM$2,$AS$2:$BA$2,0)+1,FALSE)","v":0},{"$f":"Q5913*VLOOKUP($B5913,$AR$36:$AZ$47,MATCH(AN$2,$AS$2:$BA$2,0)+1,FALSE)","v":1.3975758305443935E-3},{"$f":"R5913*VLOOKUP($B5913,$AR$36:$BA$47,MATCH(AO$2,$AS$2:$BA$2,0)+1,FALSE)","v":0},0.740947464669374]
[2006,9,4,16,null,2013,9,4,16,0.22893807302832575,0.42284664554914464,0,0.11009585719681014,0.12299329999999999,7.7620999999999996E-2,0,1.952571151976176E-3,0,0.96444744692625661,null,null,0.21674814580852697,9.6428752289819869E-2,0.37406700057455189,9.6942926023168466E-2,7.1553888904606303E-2,0,0,1.4272070623859959E-3,0,0.85716792066305947,null,{"$f":"J5922*VLOOKUP($B5922,$AR$36:$AZ$47,MATCH(AG$2,$AS$2:$BA$2,0)+1,FALSE)","v":0.2079683406173716},{"$f":"K5922*VLOOKUP($B5922,$AR$36:$AZ$47,MATCH(AH$2,$AS$2:$BA$2,0)+1,FALSE)","v":0.37583815458093478},{"$f":"L5922*VLOOKUP($B5922,$AR$36:$AZ$47,MATCH(AI$2,$AS$2:$BA$2,0)+1,FALSE)","v":0},{"$f":"M5922*VLOOKUP($B5922,$AR$36:$AZ$47,MATCH(AJ$2,$AS$2:$BA$2,0)+1,FALSE)","v":9.554098141418664E-2},{"$f":"N5922*VLOOKUP($B5922,$AR$36:$AZ$47,MATCH(AK$2,$AS$2:$BA$2,0)+1,FALSE)","v":9.7369743890026866E-2},{"$f":"O5922*VLOOKUP($B5922,$AR$36:$AZ$47,MATCH(AL$2,$AS$2:$BA$2,0)+1,FALSE)","v":7.7620019588454547E-2},{"$f":"P5922*VLOOKUP($B5922,$AR$36:$AZ$47,MATCH(AM$2,$AS$2:$BA$2,0)+1,FALSE)","v":0},{"$f":"Q5922*VLOOKUP($B5922,$AR$36:$AZ$47,MATCH(AN$2,$AS$2:$BA$2,0)+1,FALSE)","v":1.3975758305443935E-3},{"$f":"R5922*VLOOKUP($B5922,$AR$36:$BA$47,MATCH(AO$2,$AS$2:$BA$2,0)+1,FALSE)","v":0},0.85573481592151879]
[2006,9,4,21,null,2013,9,4,21,0.35661207013557417,0.31797761329930024,8.7716324257784313E-3,7.4876331604708829E-2,9.1079799999999989E-2,6.1378000000000002E-2,2.2668909706010161E-5,2.4050134174594343E-3,0,0.91312312979252708,null,null,0.33762407428520036,6.5581316286713778E-2,0.2812956737595777,7.1788807305804295E-2,5.658049488137136E-2,4.9056525375532328E-3,1.1345308143775213E-5,1.7579139848794942E-3,0,0.81954527834924396,null,{"$f":"J5927*VLOOKUP($B5927,$AR$36:$AZ$47,MATCH(AG$2,$AS$2:$BA$2,0)+1,FALSE)","v":0.323947954524126},{"$f":"K5927*VLOOKUP($B5927,$AR$36:$AZ$47,MATCH(AH$2,$AS$2:$BA$2,0)+1,FALSE)","v":0.28262756873772926},{"$f":"L5927*VLOOKUP($B5927,$AR$36:$AZ$47,MATCH(AI$2,$AS$2:$BA$2,0)+1,FALSE)","v":4.8805059774170365E-3},{"$f":"M5927*VLOOKUP($B5927,$AR$36:$AZ$47,MATCH(AJ$2,$AS$2:$BA$2,0)+1,FALSE)","v":6.4977542192343557E-2},{"$f":"N5927*VLOOKUP($B5927,$AR$36:$AZ$47,MATCH(AK$2,$AS$2:$BA$2,0)+1,FALSE)","v":7.210487725392252E-2},{"$f":"O5927*VLOOKUP($B5927,$AR$36:$AZ$47,MATCH(AL$2,$AS$2:$BA$2,0)+1,FALSE)","v":6.1377224749747668E-2},{"$f":"P5927*VLOOKUP($B5927,$AR$36:$AZ$47,MATCH(AM$2,$AS$2:$BA$2,0)+1,FALSE)","v":1.1345308143775213E-5},{"$f":"Q5927*VLOOKUP($B5927,$AR$36:$AZ$47,MATCH(AN$2,$AS$2:$BA$2,0)+1,FALSE)","v":1.7214167181433858E-3},{"$f":"R5927*VLOOKUP($B5927,$AR$36:$BA$47,MATCH(AO$2,$AS$2:$BA$2,0)+1,FALSE)","v":0},0.81164843546157328]
[2006,9,5,1,null,2013,9,5,1,0.20717470771758081,0.24098752932720413,8.7716324257784313E-3,6.1232181932852119E-2,8.0946499999999991E-2,5.4747999999999998E-2,2.2668909706010161E-5,2.4050134174594343E-3,0,0.65628823373058109,null,null,0.19614358224572481,5.3630927212938363E-2,0.21318717606055149,6.3801772627731804E-2,5.0468717354187474E-2,4.9056525375532328E-3,1.1345308143775213E-5,1.7579139848794942E-3,0,0.58390708733171037,null,{"$f":"J5931*VLOOKUP($B5931,$AR$36:$AZ$47,MATCH(AG$2,$AS$2:$BA$2,0)+1,FALSE)","v":0.18819840497470855},{"$f":"K5931*VLOOKUP($B5931,$AR$36:$AZ$47,MATCH(AH$2,$AS$2:$BA$2,0)+1,FALSE)","v":0.21419658699605004},{"$f":"L5931*VLOOKUP($B5931,$AR$36:$AZ$47,MATCH(AI$2,$AS$2:$BA$2,0)+1,FALSE)","v":4.8805059774170365E-3},{"$f":"M5931*VLOOKUP($B5931,$AR$36:$AZ$47,MATCH(AJ$2,$AS$2:$BA$2,0)+1,FALSE)","v":5.3137174321998187E-2},{"$f":"N5931*VLOOKUP($B5931,$AR$36:$AZ$47,MATCH(AK$2,$AS$2:$BA$2,0)+1,FALSE)","v":6.4082677461244311E-2},{"$f":"O5931*VLOOKUP($B5931,$AR$36:$AZ$47,MATCH(AL$2,$AS$2:$BA$2,0)+1,FALSE)","v":5.4747308491628677E-2},{"$f":"P5931*VLOOKUP($B5931,$AR$36:$AZ$47,MATCH(AM$2,$AS$2:$BA$2,0)+1,FALSE)","v":1.1345308143775213E-5},{"$f":"Q5931*VLOOKUP($B5931,$AR$36:$AZ$47,MATCH(AN$2,$AS$2:$BA$2,0)+1,FALSE)","v":1.7214167181433858E-3},{"$f":"R5931*VLOOKUP($B5931,$AR$36:$BA$47,MATCH(AO$2,$AS$2:$BA$2,0)+1,FALSE)","v":0},0.58097542024933391]
[2006,9,5,14,null,2013,9,5,14,0.19837750832547005,0.43113841375651063,0,8.1623665142960752E-2,0.12030440000000005,7.6671000000000003E-2,0,1.952571151976176E-3,0,0.91006755837691777,null,null,0.18781479432798956,7.149104777837012E-2,0.38140222930448714,9.4823543635805155E-2,7.0678144010062616E-2,0,0,1.4272070623859959E-3,0,0.80763696611910052,null,{"$f":"J5944*VLOOKUP($B5944,$AR$36:$AZ$47,MATCH(AG$2,$AS$2:$BA$2,0)+1,FALSE)","v":0.18020699080992233},{"$f":"K5944*VLOOKUP($B5944,$AR$36:$AZ$47,MATCH(AH$2,$AS$2:$BA$2,0)+1,FALSE)","v":0.38320811457487569},{"$f":"L5944*VLOOKUP($B5944,$AR$36:$AZ$47,MATCH(AI$2,$AS$2:$BA$2,0)+1,FALSE)","v":0},{"$f":"M5944*VLOOKUP($B5944,$AR$36:$AZ$47,MATCH(AJ$2,$AS$2:$BA$2,0)+1,FALSE)","v":7.0832865767517308E-2},{"$f":"N5944*VLOOKUP($B5944,$AR$36:$AZ$47,MATCH(AK$2,$AS$2:$BA$2,0)+1,FALSE)","v":9.5241030339403482E-2},{"$f":"O5944*VLOOKUP($B5944,$AR$36:$AZ$47,MATCH(AL$2,$AS$2:$BA$2,0)+1,FALSE)","v":7.6670031587668275E-2},{"$f":"P5944*VLOOKUP($B5944,$AR$36:$AZ$47,MATCH(AM$2,$AS$2:$BA$2,0)+1,FALSE)","v":0},{"$f":"Q5944*VLOOKUP($B5944,$AR$36:$AZ$47,MATCH(AN$2,$AS$2:$BA$2,0)+1,FALSE)","v":1.3975758305443935E-3},{"$f":"R5944*VLOOKUP($B5944,$AR$36:$BA$47,MATCH(AO$2,$AS$2:$BA$2,0)+1,FALSE)","v":0},0.80755660890993142]
[2006,9,5,18,null,2013,9,5,18,0.32019870621560192,0.39974457262775692,0,0.10499668693713753,9.7410899999999967E-2,6.5876000000000004E-2,0,1.952571151976176E-3,0,0.99017943693247257,null,null,0.30314955893742512,9.1962584003627237E-2,0.35362998584185795,7.6778960094169832E-2,6.0726916497852973E-2,0,0,1.4272070623859959E-3,0,0.88767521243731917,null,{"$f":"J5948*VLOOKUP($B5948,$AR$36:$AZ$47,MATCH(AG$2,$AS$2:$BA$2,0)+1,FALSE)","v":0.29086989646867911},{"$f":"K5948*VLOOKUP($B5948,$AR$36:$AZ$47,MATCH(AH$2,$AS$2:$BA$2,0)+1,FALSE)","v":0.35530437349230271},{"$f":"L5948*VLOOKUP($B5948,$AR$36:$AZ$47,MATCH(AI$2,$AS$2:$BA$2,0)+1,FALSE)","v":0},{"$f":"M5948*VLOOKUP($B5948,$AR$36:$AZ$47,MATCH(AJ$2,$AS$2:$BA$2,0)+1,FALSE)","v":9.1115930886297478E-2},{"$f":"N5948*VLOOKUP($B5948,$AR$36:$AZ$47,MATCH(AK$2,$AS$2:$BA$2,0)+1,FALSE)","v":7.7117000560981905E-2},{"$f":"O5948*VLOOKUP($B5948,$AR$36:$AZ$47,MATCH(AL$2,$AS$2:$BA$2,0)+1,FALSE)","v":6.5875167936628384E-2},{"$f":"P5948*VLOOKUP($B5948,$AR$36:$AZ$47,MATCH(AM$2,$AS$2:$BA$2,0)+1,FALSE)","v":0},{"$f":"Q5948*VLOOKUP($B5948,$AR$36:$AZ$47,MATCH(AN$2,$AS$2:$BA$2,0)+1,FALSE)","v":1.3975758305443935E-3},{"$f":"R5948*VLOOKUP($B5948,$AR$36:$BA$47,MATCH(AO$2,$AS$2:$BA$2,0)+1,FALSE)","v":0},0.88167994517543391]
[2006,9,6,4,null,2013,9,6,4,0.16665423759599332,0.26187429769914533,8.7716324257784313E-3,7.6150296287085736E-2,8.0791199999999994E-2,5.4050000000000001E-2,2.2668909706010161E-5,2.4050134174594343E-3,0,0.65071934633516837,null,null,0.15778064571023101,6.6697133247594492E-2,0.23166444406971537,6.3679365664007781E-2,4.9825275315880636E-2,4.9056525375532328E-3,1.1345308143775213E-5,1.7579139848794942E-3,0,0.57632177583800581,null,{"$f":"J5958*VLOOKUP($B5958,$AR$36:$AZ$47,MATCH(AG$2,$AS$2:$BA$2,0)+1,FALSE)","v":0.15138943379419331},{"$f":"K5958*VLOOKUP($B5958,$AR$36:$AZ$47,MATCH(AH$2,$AS$2:$BA$2,0)+1,FALSE)","v":0.23276134223934891},{"$f":"L5958*VLOOKUP($B5958,$AR$36:$AZ$47,MATCH(AI$2,$AS$2:$BA$2,0)+1,FALSE)","v":4.8805059774170365E-3},{"$f":"M5958*VLOOKUP($B5958,$AR$36:$AZ$47,MATCH(AJ$2,$AS$2:$BA$2,0)+1,FALSE)","v":6.6083086389376516E-2},{"$f":"N5958*VLOOKUP($B5958,$AR$36:$AZ$47,MATCH(AK$2,$AS$2:$BA$2,0)+1,FALSE)","v":6.3959731567231212E-2},{"$f":"O5958*VLOOKUP($B5958,$AR$36:$AZ$47,MATCH(AL$2,$AS$2:$BA$2,0)+1,FALSE)","v":5.4049317307893079E-2},{"$f":"P5958*VLOOKUP($B5958,$AR$36:$AZ$47,MATCH(AM$2,$AS$2:$BA$2,0)+1,FALSE)","v":1.1345308143775213E-5},{"$f":"Q5958*VLOOKUP($B5958,$AR$36:$AZ$47,MATCH(AN$2,$AS$2:$BA$2,0)+1,FALSE)","v":1.7214167181433858E-3},{"$f":"R5958*VLOOKUP($B5958,$AR$36:$BA$47,MATCH(AO$2,$AS$2:$BA$2,0)+1,FALSE)","v":0},0.57485617930174715]
[2006,9,6,11,null,2013,9,6,11,0.23469313393272687,0.45460856718872572,0,0.11646400010213959,0.11994169999999997,7.8921000000000005E-2,0,1.952571151976176E-3,0,1.0065809723755681,null,null,0.22219677549053599,0.10200636520277859,0.40216486273158109,9.4537664654847559E-2,7.2752276655034517E-2,0,0,1.4272070623859959E-3,0,0.89508515179716364,null,{"$f":"J5965*VLOOKUP($B5965,$AR$36:$AZ$47,MATCH(AG$2,$AS$2:$BA$2,0)+1,FALSE)","v":0.21319626295727934},{"$f":"K5965*VLOOKUP($B5965,$AR$36:$AZ$47,MATCH(AH$2,$AS$2:$BA$2,0)+1,FALSE)","v":0.40406905611608013},{"$f":"L5965*VLOOKUP($B5965,$AR$36:$AZ$47,MATCH(AI$2,$AS$2:$BA$2,0)+1,FALSE)","v":0},{"$f":"M5965*VLOOKUP($B5965,$AR$36:$AZ$47,MATCH(AJ$2,$AS$2:$BA$2,0)+1,FALSE)","v":0.10106724405886855},{"$f":"N5965*VLOOKUP($B5965,$AR$36:$AZ$47,MATCH(AK$2,$AS$2:$BA$2,0)+1,FALSE)","v":9.4953892697687059E-2},{"$f":"O5965*VLOOKUP($B5965,$AR$36:$AZ$47,MATCH(AL$2,$AS$2:$BA$2,0)+1,FALSE)","v":7.8920003168477887E-2},{"$f":"P5965*VLOOKUP($B5965,$AR$36:$AZ$47,MATCH(AM$2,$AS$2:$BA$2,0)+1,FALSE)","v":0},{"$f":"Q5965*VLOOKUP($B5965,$AR$36:$AZ$47,MATCH(AN$2,$AS$2:$BA$2,0)+1,FALSE)","v":1.3975758305443935E-3},{"$f":"R5965*VLOOKUP($B5965,$AR$36:$BA$47,MATCH(AO$2,$AS$2:$BA$2,0)+1,FALSE)","v":0},0.89360403482893735]
[2006,9,6,18,null,2013,9,6,18,0.28567518282870219,0.40474751978514378,0,0.11353373368471817,9.6826099999999984E-2,6.7577999999999999E-2,0,1.952571151976176E-3,0,0.97031310745054045,null,null,0.27046425857691236,9.9439856873554236E-2,0.35805579235326185,7.6318022602954075E-2,6.2295882614182826E-2,0,0,1.4272070623859959E-3,0,0.86800102008325131,null,{"$f":"J5972*VLOOKUP($B5972,$AR$36:$AZ$47,MATCH(AG$2,$AS$2:$BA$2,0)+1,FALSE)","v":0.25950857776765979},{"$f":"K5972*VLOOKUP($B5972,$AR$36:$AZ$47,MATCH(AH$2,$AS$2:$BA$2,0)+1,FALSE)","v":0.35975113556760852},{"$f":"L5972*VLOOKUP($B5972,$AR$36:$AZ$47,MATCH(AI$2,$AS$2:$BA$2,0)+1,FALSE)","v":0},{"$f":"M5972*VLOOKUP($B5972,$AR$36:$AZ$47,MATCH(AJ$2,$AS$2:$BA$2,0)+1,FALSE)","v":9.8524364277070661E-2},{"$f":"N5972*VLOOKUP($B5972,$AR$36:$AZ$47,MATCH(AK$2,$AS$2:$BA$2,0)+1,FALSE)","v":7.6654033665818619E-2},{"$f":"O5972*VLOOKUP($B5972,$AR$36:$AZ$47,MATCH(AL$2,$AS$2:$BA$2,0)+1,FALSE)","v":6.75771464390897E-2},{"$f":"P5972*VLOOKUP($B5972,$AR$36:$AZ$47,MATCH(AM$2,$AS$2:$BA$2,0)+1,FALSE)","v":0},{"$f":"Q5972*VLOOKUP($B5972,$AR$36:$AZ$47,MATCH(AN$2,$AS$2:$BA$2,0)+1,FALSE)","v":1.3975758305443935E-3},{"$f":"R5972*VLOOKUP($B5972,$AR$36:$BA$47,MATCH(AO$2,$AS$2:$BA$2,0)+1,FALSE)","v":0},0.86341283354779164]
[2006,9,7,4,null,2013,9,7,4,0.16872049711303816,0.24834087389382647,8.7716324257784313E-3,7.1775529316227882E-2,7.7677900000000022E-2,5.4462999999999998E-2,2.2668909706010161E-5,2.4050134174594343E-3,0,0.63217711507603647,null,null,0.15973688616056134,6.2865442107714248E-2,0.21969223782509589,6.122547255285516E-2,5.020599388582437E-2,4.9056525375532328E-3,1.1345308143775213E-5,1.7579139848794942E-3,0,0.56040094436262744,null,{"$f":"J5982*VLOOKUP($B5982,$AR$36:$AZ$47,MATCH(AG$2,$AS$2:$BA$2,0)+1,FALSE)","v":0.15326643292046577},{"$f":"K5982*VLOOKUP($B5982,$AR$36:$AZ$47,MATCH(AH$2,$AS$2:$BA$2,0)+1,FALSE)","v":0.2207324493021775},{"$f":"L5982*VLOOKUP($B5982,$AR$36:$AZ$47,MATCH(AI$2,$AS$2:$BA$2,0)+1,FALSE)","v":4.8805059774170365E-3},{"$f":"M5982*VLOOKUP($B5982,$AR$36:$AZ$47,MATCH(AJ$2,$AS$2:$BA$2,0)+1,FALSE)","v":6.2286671696796803E-2},{"$f":"N5982*VLOOKUP($B5982,$AR$36:$AZ$47,MATCH(AK$2,$AS$2:$BA$2,0)+1,FALSE)","v":6.1495034517450302E-2},{"$f":"O5982*VLOOKUP($B5982,$AR$36:$AZ$47,MATCH(AL$2,$AS$2:$BA$2,0)+1,FALSE)","v":5.4462312091392795E-2},{"$f":"P5982*VLOOKUP($B5982,$AR$36:$AZ$47,MATCH(AM$2,$AS$2:$BA$2,0)+1,FALSE)","v":1.1345308143775213E-5},{"$f":"Q5982*VLOOKUP($B5982,$AR$36:$AZ$47,MATCH(AN$2,$AS$2:$BA$2,0)+1,FALSE)","v":1.7214167181433858E-3},{"$f":"R5982*VLOOKUP($B5982,$AR$36:$BA$47,MATCH(AO$2,$AS$2:$BA$2,0)+1,FALSE)","v":0},0.55885616853198739]
[2006,9,7,8,null,2013,9,7,8,0.21414249062018381,0.31665389942594724,0,9.1091566502410931E-2,8.4220899999999987E-2,6.0477000000000003E-2,0,1.952571151976176E-3,0,0.76853842770051806,null,null,0.20274036191001724,7.9783620615718642E-2,0.28012466369378652,6.6382644244074016E-2,5.5749919986651499E-2,0,0,1.4272070623859959E-3,0,0.68620841751263384,null,{"$f":"J5986*VLOOKUP($B5986,$AR$36:$AZ$47,MATCH(AG$2,$AS$2:$BA$2,0)+1,FALSE)","v":0.19452796924887431},{"$f":"K5986*VLOOKUP($B5986,$AR$36:$AZ$47,MATCH(AH$2,$AS$2:$BA$2,0)+1,FALSE)","v":0.28145101410594758},{"$f":"L5986*VLOOKUP($B5986,$AR$36:$AZ$47,MATCH(AI$2,$AS$2:$BA$2,0)+1,FALSE)","v":0},{"$f":"M5986*VLOOKUP($B5986,$AR$36:$AZ$47,MATCH(AJ$2,$AS$2:$BA$2,0)+1,FALSE)","v":7.9049093070217222E-2},{"$f":"N5986*VLOOKUP($B5986,$AR$36:$AZ$47,MATCH(AK$2,$AS$2:$BA$2,0)+1,FALSE)","v":6.6674912073971207E-2},{"$f":"O5986*VLOOKUP($B5986,$AR$36:$AZ$47,MATCH(AL$2,$AS$2:$BA$2,0)+1,FALSE)","v":6.0476236130054574E-2},{"$f":"P5986*VLOOKUP($B5986,$AR$36:$AZ$47,MATCH(AM$2,$AS$2:$BA$2,0)+1,FALSE)","v":0},{"$f":"Q5986*VLOOKUP($B5986,$AR$36:$AZ$47,MATCH(AN$2,$AS$2:$BA$2,0)+1,FALSE)","v":1.3975758305443935E-3},{"$f":"R5986*VLOOKUP($B5986,$AR$36:$BA$47,MATCH(AO$2,$AS$2:$BA$2,0)+1,FALSE)","v":0},0.68357680045960934]
[2006,9,7,13,null,2013,9,7,13,0.26439629527239805,0.3455856941437021,0,8.6414543122677268E-2,8.9427699999999999E-2,6.4432000000000003E-2,0,1.952571151976176E-3,0,0.85220880369075369,null,null,0.25031837649758509,7.5687194642742969E-2,0.30571888274512676,7.0486627365247564E-2,5.939578425814656E-2,0,0,1.4272070623859959E-3,0,0.7630340725712349,null,{"$f":"J5991*VLOOKUP($B5991,$AR$36:$AZ$47,MATCH(AG$2,$AS$2:$BA$2,0)+1,FALSE)","v":0.24017874382291143},{"$f":"K5991*VLOOKUP($B5991,$AR$36:$AZ$47,MATCH(AH$2,$AS$2:$BA$2,0)+1,FALSE)","v":0.30716641814164464},{"$f":"L5991*VLOOKUP($B5991,$AR$36:$AZ$47,MATCH(AI$2,$AS$2:$BA$2,0)+1,FALSE)","v":0},{"$f":"M5991*VLOOKUP($B5991,$AR$36:$AZ$47,MATCH(AJ$2,$AS$2:$BA$2,0)+1,FALSE)","v":7.4990380824596067E-2},{"$f":"N5991*VLOOKUP($B5991,$AR$36:$AZ$47,MATCH(AK$2,$AS$2:$BA$2,0)+1,FALSE)","v":7.0796964108403929E-2},{"$f":"O5991*VLOOKUP($B5991,$AR$36:$AZ$47,MATCH(AL$2,$AS$2:$BA$2,0)+1,FALSE)","v":6.4431186175433239E-2},{"$f":"P5991*VLOOKUP($B5991,$AR$36:$AZ$47,MATCH(AM$2,$AS$2:$BA$2,0)+1,FALSE)","v":0},{"$f":"Q5991*VLOOKUP($B5991,$AR$36:$AZ$47,MATCH(AN$2,$AS$2:$BA$2,0)+1,FALSE)","v":1.3975758305443935E-3},{"$f":"R5991*VLOOKUP($B5991,$AR$36:$BA$47,MATCH(AO$2,$AS$2:$BA$2,0)+1,FALSE)","v":0},0.75896126890353366]
[2006,9,7,22,null,2013,9,7,22,0.30664195742994704,0.26229798582209379,8.7716324257784313E-3,6.729181713630239E-2,8.1712199999999999E-2,6.1173999999999999E-2,2.2668909706010161E-5,2.4050134174594343E-3,0,0.79031727514128702,null,null,0.29031464631841686,5.8938330024250578E-2,0.2320392554747451,6.4405294920864359E-2,5.6392440188227234E-2,4.9056525375532328E-3,1.1345308143775213E-5,1.7579139848794942E-3,0,0.7087648787570805,null,{"$f":"J6000*VLOOKUP($B6000,$AR$36:$AZ$47,MATCH(AG$2,$AS$2:$BA$2,0)+1,FALSE)","v":0.27855488694743452},{"$f":"K6000*VLOOKUP($B6000,$AR$36:$AZ$47,MATCH(AH$2,$AS$2:$BA$2,0)+1,FALSE)","v":0.2331379283230342},{"$f":"L6000*VLOOKUP($B6000,$AR$36:$AZ$47,MATCH(AI$2,$AS$2:$BA$2,0)+1,FALSE)","v":4.8805059774170365E-3},{"$f":"M6000*VLOOKUP($B6000,$AR$36:$AZ$47,MATCH(AJ$2,$AS$2:$BA$2,0)+1,FALSE)","v":5.8395714553122959E-2},{"$f":"N6000*VLOOKUP($B6000,$AR$36:$AZ$47,MATCH(AK$2,$AS$2:$BA$2,0)+1,FALSE)","v":6.4688856927089963E-2},{"$f":"O6000*VLOOKUP($B6000,$AR$36:$AZ$47,MATCH(AL$2,$AS$2:$BA$2,0)+1,FALSE)","v":6.1173227326420922E-2},{"$f":"P6000*VLOOKUP($B6000,$AR$36:$AZ$47,MATCH(AM$2,$AS$2:$BA$2,0)+1,FALSE)","v":1.1345308143775213E-5},{"$f":"Q6000*VLOOKUP($B6000,$AR$36:$AZ$47,MATCH(AN$2,$AS$2:$BA$2,0)+1,FALSE)","v":1.7214167181433858E-3},{"$f":"R6000*VLOOKUP($B6000,$AR$36:$BA$47,MATCH(AO$2,$AS$2:$BA$2,0)+1,FALSE)","v":0},0.70256388208080678]
[2006,9,8,6,null,2013,9,8,6,0.15063610802210922,0.2344338454571413,7.3096936881486933E-3,5.8380953945484933E-2,7.7477299999999999E-2,5.5123999999999999E-2,1.8890758088341803E-5,2.3296063732122221E-3,0,0.58571039824418469,null,null,0.14261540980807269,5.1133645622913212E-2,0.20738952602881369,6.1067360273891591E-2,5.0815327965080558E-2,4.0880437812943603E-3,9.4544234531460114E-6,1.7027961644639094E-3,0,0.51882156406798319,null,{"$f":"J6008*VLOOKUP($B6008,$AR$36:$AZ$47,MATCH(AG$2,$AS$2:$BA$2,0)+1,FALSE)","v":0.13683849526653935},{"$f":"K6008*VLOOKUP($B6008,$AR$36:$AZ$47,MATCH(AH$2,$AS$2:$BA$2,0)+1,FALSE)","v":0.2083714859165974},{"$f":"L6008*VLOOKUP($B6008,$AR$36:$AZ$47,MATCH(AI$2,$AS$2:$BA$2,0)+1,FALSE)","v":4.0670883145141976E-3},{"$f":"M6008*VLOOKUP($B6008,$AR$36:$AZ$47,MATCH(AJ$2,$AS$2:$BA$2,0)+1,FALSE)","v":5.0662883943735436E-2},{"$f":"N6008*VLOOKUP($B6008,$AR$36:$AZ$47,MATCH(AK$2,$AS$2:$BA$2,0)+1,FALSE)","v":6.1336226105737295E-2},{"$f":"O6008*VLOOKUP($B6008,$AR$36:$AZ$47,MATCH(AL$2,$AS$2:$BA$2,0)+1,FALSE)","v":5.5123303742466198E-2},{"$f":"P6008*VLOOKUP($B6008,$AR$36:$AZ$47,MATCH(AM$2,$AS$2:$BA$2,0)+1,FALSE)","v":9.4544234531460114E-6},{"$f":"Q6008*VLOOKUP($B6008,$AR$36:$AZ$47,MATCH(AN$2,$AS$2:$BA$2,0)+1,FALSE)","v":1.6674432368768853E-3},{"$f":"R6008*VLOOKUP($B6008,$AR$36:$BA$47,MATCH(AO$2,$AS$2:$BA$2,0)+1,FALSE)","v":0},0.51807638094991981]
[2006,9,8,15,null,2013,9,8,15,0.30203616429094043,0.29989072770105968,0,5.4971444317921211E-2,8.4383600000000003E-2,6.1029E-2,0,1.952571151976176E-3,0,0.80426350746189756,null,null,0.28595409103963715,4.8147386487672798E-2,0.26529529367690641,6.6510883864150647E-2,5.6258773862217934E-2,0,0,1.4272070623859959E-3,0,0.72359363599297077,null,{"$f":"J6017*VLOOKUP($B6017,$AR$36:$AZ$47,MATCH(AG$2,$AS$2:$BA$2,0)+1,FALSE)","v":0.27437096444089903},{"$f":"K6017*VLOOKUP($B6017,$AR$36:$AZ$47,MATCH(AH$2,$AS$2:$BA$2,0)+1,FALSE)","v":0.2665514291327169},{"$f":"L6017*VLOOKUP($B6017,$AR$36:$AZ$47,MATCH(AI$2,$AS$2:$BA$2,0)+1,FALSE)","v":0},{"$f":"M6017*VLOOKUP($B6017,$AR$36:$AZ$47,MATCH(AJ$2,$AS$2:$BA$2,0)+1,FALSE)","v":4.7704117789835201E-2},{"$f":"N6017*VLOOKUP($B6017,$AR$36:$AZ$47,MATCH(AK$2,$AS$2:$BA$2,0)+1,FALSE)","v":6.6803716304209032E-2},{"$f":"O6017*VLOOKUP($B6017,$AR$36:$AZ$47,MATCH(AL$2,$AS$2:$BA$2,0)+1,FALSE)","v":6.1028229157879865E-2},{"$f":"P6017*VLOOKUP($B6017,$AR$36:$AZ$47,MATCH(AM$2,$AS$2:$BA$2,0)+1,FALSE)","v":0},{"$f":"Q6017*VLOOKUP($B6017,$AR$36:$AZ$47,MATCH(AN$2,$AS$2:$BA$2,0)+1,FALSE)","v":1.3975758305443935E-3},{"$f":"R6017*VLOOKUP($B6017,$AR$36:$BA$47,MATCH(AO$2,$AS$2:$BA$2,0)+1,FALSE)","v":0},0.71785603265608433]
[2006,9,8,21,null,2013,9,8,21,0.38322890514181518,0.23565398478508864,8.7716324257784313E-3,3.2254544593063851E-2,8.0340399999999992E-2,5.6862000000000003E-2,2.2668909706010161E-5,2.4050134174594343E-3,0,0.79953914927291159,null,null,0.36282368201571719,2.8250522499002971E-2,0.20846890992246045,6.3324046544582208E-2,5.2417480203729973E-2,4.9056525375532328E-3,1.1345308143775213E-5,1.7579139848794942E-3,0,0.72195955301606918,null,{"$f":"J6023*VLOOKUP($B6023,$AR$36:$AZ$47,MATCH(AG$2,$AS$2:$BA$2,0)+1,FALSE)","v":0.34812680313376476},{"$f":"K6023*VLOOKUP($B6023,$AR$36:$AZ$47,MATCH(AH$2,$AS$2:$BA$2,0)+1,FALSE)","v":0.2094559805393508},{"$f":"L6023*VLOOKUP($B6023,$AR$36:$AZ$47,MATCH(AI$2,$AS$2:$BA$2,0)+1,FALSE)","v":4.8805059774170365E-3},{"$f":"M6023*VLOOKUP($B6023,$AR$36:$AZ$47,MATCH(AJ$2,$AS$2:$BA$2,0)+1,FALSE)","v":2.7990434190272629E-2},{"$f":"N6023*VLOOKUP($B6023,$AR$36:$AZ$47,MATCH(AK$2,$AS$2:$BA$2,0)+1,FALSE)","v":6.3602848057758551E-2},{"$f":"O6023*VLOOKUP($B6023,$AR$36:$AZ$47,MATCH(AL$2,$AS$2:$BA$2,0)+1,FALSE)","v":5.6861281790220465E-2},{"$f":"P6023*VLOOKUP($B6023,$AR$36:$AZ$47,MATCH(AM$2,$AS$2:$BA$2,0)+1,FALSE)","v":1.1345308143775213E-5},{"$f":"Q6023*VLOOKUP($B6023,$AR$36:$AZ$47,MATCH(AN$2,$AS$2:$BA$2,0)+1,FALSE)","v":1.7214167181433858E-3},{"$f":"R6023*VLOOKUP($B6023,$AR$36:$BA$47,MATCH(AO$2,$AS$2:$BA$2,0)+1,FALSE)","v":0},0.71265061571507127]
[2006,9,9,8,null,2013,9,9,8,0.26869285951220412,0.3487259260618859,0,6.3583743333679221E-2,0.11047720000000001,7.0057999999999995E-2,0,1.952571151976176E-3,0,0.86349030005974547,null,null,0.25438616793134095,5.5690569942358235E-2,0.30849685709376556,8.7077775999560861E-2,6.4582037707307402E-2,0,0,1.4272070623859959E-3,0,0.77166061573671896,null,{"$f":"J6034*VLOOKUP($B6034,$AR$36:$AZ$47,MATCH(AG$2,$AS$2:$BA$2,0)+1,FALSE)","v":0.24408176145335095},{"$f":"K6034*VLOOKUP($B6034,$AR$36:$AZ$47,MATCH(AH$2,$AS$2:$BA$2,0)+1,FALSE)","v":0.30995754580343232},{"$f":"L6034*VLOOKUP($B6034,$AR$36:$AZ$47,MATCH(AI$2,$AS$2:$BA$2,0)+1,FALSE)","v":0},{"$f":"M6034*VLOOKUP($B6034,$AR$36:$AZ$47,MATCH(AJ$2,$AS$2:$BA$2,0)+1,FALSE)","v":5.5177854959863736E-2},{"$f":"N6034*VLOOKUP($B6034,$AR$36:$AZ$47,MATCH(AK$2,$AS$2:$BA$2,0)+1,FALSE)","v":8.7461159832993157E-2},{"$f":"O6034*VLOOKUP($B6034,$AR$36:$AZ$47,MATCH(AL$2,$AS$2:$BA$2,0)+1,FALSE)","v":7.0057115114826513E-2},{"$f":"P6034*VLOOKUP($B6034,$AR$36:$AZ$47,MATCH(AM$2,$AS$2:$BA$2,0)+1,FALSE)","v":0},{"$f":"Q6034*VLOOKUP($B6034,$AR$36:$AZ$47,MATCH(AN$2,$AS$2:$BA$2,0)+1,FALSE)","v":1.3975758305443935E-3},{"$f":"R6034*VLOOKUP($B6034,$AR$36:$BA$47,MATCH(AO$2,$AS$2:$BA$2,0)+1,FALSE)","v":0},0.76813301299501102]
[2006,9,9,14,null,2013,9,9,14,0.19918379868191938,0.43270826892272435,0,9.9378929272944935E-2,0.12847339999999999,8.2318000000000002E-2,0,1.952571151976176E-3,0,0.94401496802956486,null,null,0.18857815333347078,8.7042204835714634E-2,0.38279098577102927,0.10126232333098577,7.5883756030576552E-2,0,0,1.4272070623859959E-3,0,0.83698463036416282,null,{"$f":"J6040*VLOOKUP($B6040,$AR$36:$AZ$47,MATCH(AG$2,$AS$2:$BA$2,0)+1,FALSE)","v":0.18093942847425878},{"$f":"K6040*VLOOKUP($B6040,$AR$36:$AZ$47,MATCH(AH$2,$AS$2:$BA$2,0)+1,FALSE)","v":0.38460344660562379},{"$f":"L6040*VLOOKUP($B6040,$AR$36:$AZ$47,MATCH(AI$2,$AS$2:$BA$2,0)+1,FALSE)","v":0},{"$f":"M6040*VLOOKUP($B6040,$AR$36:$AZ$47,MATCH(AJ$2,$AS$2:$BA$2,0)+1,FALSE)","v":8.6240851167134536E-2},{"$f":"N6040*VLOOKUP($B6040,$AR$36:$AZ$47,MATCH(AK$2,$AS$2:$BA$2,0)+1,FALSE)","v":0.10170815853124501},{"$f":"O6040*VLOOKUP($B6040,$AR$36:$AZ$47,MATCH(AL$2,$AS$2:$BA$2,0)+1,FALSE)","v":8.2316960261815772E-2},{"$f":"P6040*VLOOKUP($B6040,$AR$36:$AZ$47,MATCH(AM$2,$AS$2:$BA$2,0)+1,FALSE)","v":0},{"$f":"Q6040*VLOOKUP($B6040,$AR$36:$AZ$47,MATCH(AN$2,$AS$2:$BA$2,0)+1,FALSE)","v":1.3975758305443935E-3},{"$f":"R6040*VLOOKUP($B6040,$AR$36:$BA$47,MATCH(AO$2,$AS$2:$BA$2,0)+1,FALSE)","v":0},0.83720642087062225]
[2006,9,9,17,null,2013,9,9,17,0.28128261391405213,0.40684560388769503,0,9.7754237879100842E-2,0.11324900000000002,7.4364E-2,0,1.952571151976176E-3,0,0.97544802683282428,null,null,0.26630557428734564,8.5619199756746658E-2,0.35991184119615915,8.9262499902009365E-2,6.8551466671418093E-2,0,0,1.4272070623859959E-3,0,0.87107778887606491,null,{"$f":"J6043*VLOOKUP($B6043,$AR$36:$AZ$47,MATCH(AG$2,$AS$2:$BA$2,0)+1,FALSE)","v":0.255518349073308},{"$f":"K6043*VLOOKUP($B6043,$AR$36:$AZ$47,MATCH(AH$2,$AS$2:$BA$2,0)+1,FALSE)","v":0.36161597253760358},{"$f":"L6043*VLOOKUP($B6043,$AR$36:$AZ$47,MATCH(AI$2,$AS$2:$BA$2,0)+1,FALSE)","v":0},{"$f":"M6043*VLOOKUP($B6043,$AR$36:$AZ$47,MATCH(AJ$2,$AS$2:$BA$2,0)+1,FALSE)","v":8.4830946978046259E-2},{"$f":"N6043*VLOOKUP($B6043,$AR$36:$AZ$47,MATCH(AK$2,$AS$2:$BA$2,0)+1,FALSE)","v":8.9655502582674462E-2},{"$f":"O6043*VLOOKUP($B6043,$AR$36:$AZ$47,MATCH(AL$2,$AS$2:$BA$2,0)+1,FALSE)","v":7.4363060726811481E-2},{"$f":"P6043*VLOOKUP($B6043,$AR$36:$AZ$47,MATCH(AM$2,$AS$2:$BA$2,0)+1,FALSE)","v":0},{"$f":"Q6043*VLOOKUP($B6043,$AR$36:$AZ$47,MATCH(AN$2,$AS$2:$BA$2,0)+1,FALSE)","v":1.3975758305443935E-3},{"$f":"R6043*VLOOKUP($B6043,$AR$36:$BA$47,MATCH(AO$2,$AS$2:$BA$2,0)+1,FALSE)","v":0},0.8673814077289882]
[2006,9,10,4,null,2013,9,10,4,0.15797154926519191,0.26180920043131706,8.7716324257784313E-3,7.5176941382185211E-2,8.4059599999999984E-2,5.5091000000000001E-2,2.2668909706010161E-5,2.4050134174594343E-3,0,0.64530760583163815,null,null,0.14956027165256305,6.5844608898318127E-2,0.23160685643131634,6.6255508099523561E-2,5.0784907352954309E-2,4.9056525375532328E-3,1.1345308143775213E-5,1.7579139848794942E-3,0,0.57072706426525177,null,{"$f":"J6054*VLOOKUP($B6054,$AR$36:$AZ$47,MATCH(AG$2,$AS$2:$BA$2,0)+1,FALSE)","v":0.1435020419752224},{"$f":"K6054*VLOOKUP($B6054,$AR$36:$AZ$47,MATCH(AH$2,$AS$2:$BA$2,0)+1,FALSE)","v":0.23270348193167859},{"$f":"L6054*VLOOKUP($B6054,$AR$36:$AZ$47,MATCH(AI$2,$AS$2:$BA$2,0)+1,FALSE)","v":4.8805059774170365E-3},{"$f":"M6054*VLOOKUP($B6054,$AR$36:$AZ$47,MATCH(AJ$2,$AS$2:$BA$2,0)+1,FALSE)","v":6.5238410801699606E-2},{"$f":"N6054*VLOOKUP($B6054,$AR$36:$AZ$47,MATCH(AK$2,$AS$2:$BA$2,0)+1,FALSE)","v":6.6547216177613749E-2},{"$f":"O6054*VLOOKUP($B6054,$AR$36:$AZ$47,MATCH(AL$2,$AS$2:$BA$2,0)+1,FALSE)","v":5.5090304159280991E-2},{"$f":"P6054*VLOOKUP($B6054,$AR$36:$AZ$47,MATCH(AM$2,$AS$2:$BA$2,0)+1,FALSE)","v":1.1345308143775213E-5},{"$f":"Q6054*VLOOKUP($B6054,$AR$36:$AZ$47,MATCH(AN$2,$AS$2:$BA$2,0)+1,FALSE)","v":1.7214167181433858E-3},{"$f":"R6054*VLOOKUP($B6054,$AR$36:$BA$47,MATCH(AO$2,$AS$2:$BA$2,0)+1,FALSE)","v":0},0.56969472304919944]
[2006,9,10,10,null,2013,9,10,10,0.21637585406925552,0.43592983103839611,0,9.5836395000938129E-2,0.11813609999999998,7.7259999999999995E-2,0,1.952571151976176E-3,0,0.94549075126056592,null,null,0.20485480875627393,8.3939434500016313E-2,0.3856409080548136,9.3114496504814737E-2,7.1221105844679694E-2,0,0,1.4272070623859959E-3,0,0.84019796072298414,null,{"$f":"J6060*VLOOKUP($B6060,$AR$36:$AZ$47,MATCH(AG$2,$AS$2:$BA$2,0)+1,FALSE)","v":0.19655676631331656},{"$f":"K6060*VLOOKUP($B6060,$AR$36:$AZ$47,MATCH(AH$2,$AS$2:$BA$2,0)+1,FALSE)","v":0.38746686286578946},{"$f":"L6060*VLOOKUP($B6060,$AR$36:$AZ$47,MATCH(AI$2,$AS$2:$BA$2,0)+1,FALSE)","v":0},{"$f":"M6060*VLOOKUP($B6060,$AR$36:$AZ$47,MATCH(AJ$2,$AS$2:$BA$2,0)+1,FALSE)","v":8.3166646472621036E-2},{"$f":"N6060*VLOOKUP($B6060,$AR$36:$AZ$47,MATCH(AK$2,$AS$2:$BA$2,0)+1,FALSE)","v":9.3524458658858667E-2},{"$f":"O6060*VLOOKUP($B6060,$AR$36:$AZ$47,MATCH(AL$2,$AS$2:$BA$2,0)+1,FALSE)","v":7.7259024148155761E-2},{"$f":"P6060*VLOOKUP($B6060,$AR$36:$AZ$47,MATCH(AM$2,$AS$2:$BA$2,0)+1,FALSE)","v":0},{"$f":"Q6060*VLOOKUP($B6060,$AR$36:$AZ$47,MATCH(AN$2,$AS$2:$BA$2,0)+1,FALSE)","v":1.3975758305443935E-3},{"$f":"R6060*VLOOKUP($B6060,$AR$36:$BA$47,MATCH(AO$2,$AS$2:$BA$2,0)+1,FALSE)","v":0},0.8393713342892859]
[2006,9,10,18,null,2013,9,10,18,0.3269364105084584,0.42235795608320048,0,0.11793271615155788,9.8875399999999988E-2,7.1576000000000001E-2,0,1.952571151976176E-3,0,1.0396310538951929,null,null,0.30952851064766385,0.10329275744059245,0.37363468639005432,7.7933274314220286E-2,6.5981385865115122E-2,0,0,1.4272070623859959E-3,0,0.931797821720032,null,{"$f":"J6068*VLOOKUP($B6068,$AR$36:$AZ$47,MATCH(AG$2,$AS$2:$BA$2,0)+1,FALSE)","v":0.29699045633371529},{"$f":"K6068*VLOOKUP($B6068,$AR$36:$AZ$47,MATCH(AH$2,$AS$2:$BA$2,0)+1,FALSE)","v":0.37540379345030533},{"$f":"L6068*VLOOKUP($B6068,$AR$36:$AZ$47,MATCH(AI$2,$AS$2:$BA$2,0)+1,FALSE)","v":0},{"$f":"M6068*VLOOKUP($B6068,$AR$36:$AZ$47,MATCH(AJ$2,$AS$2:$BA$2,0)+1,FALSE)","v":0.1023417931323123},{"$f":"N6068*VLOOKUP($B6068,$AR$36:$AZ$47,MATCH(AK$2,$AS$2:$BA$2,0)+1,FALSE)","v":7.8276396966533643E-2},{"$f":"O6068*VLOOKUP($B6068,$AR$36:$AZ$47,MATCH(AL$2,$AS$2:$BA$2,0)+1,FALSE)","v":7.1575095941346062E-2},{"$f":"P6068*VLOOKUP($B6068,$AR$36:$AZ$47,MATCH(AM$2,$AS$2:$BA$2,0)+1,FALSE)","v":0},{"$f":"Q6068*VLOOKUP($B6068,$AR$36:$AZ$47,MATCH(AN$2,$AS$2:$BA$2,0)+1,FALSE)","v":1.3975758305443935E-3},{"$f":"R6068*VLOOKUP($B6068,$AR$36:$BA$47,MATCH(AO$2,$AS$2:$BA$2,0)+1,FALSE)","v":0},0.92598511165475694]
[2006,9,11,3,null,2013,9,11,3,0.16047638763113711,0.26095999413986226,8.7716324257784313E-3,7.3370922146889145E-2,8.5985400000000003E-2,5.9817000000000002E-2,2.2668909706010161E-5,2.4050134174594343E-3,0,0.65180901867083252,null,null,0.15193173859201575,6.4262785695291549E-2,0.23085561468999663,6.7773417505445827E-2,5.5141507744126406E-2,4.9056525375532328E-3,1.1345308143775213E-5,1.7579139848794942E-3,0,0.57663997605745265,null,{"$f":"J6077*VLOOKUP($B6077,$AR$36:$AZ$47,MATCH(AG$2,$AS$2:$BA$2,0)+1,FALSE)","v":0.14577744803411719},{"$f":"K6077*VLOOKUP($B6077,$AR$36:$AZ$47,MATCH(AH$2,$AS$2:$BA$2,0)+1,FALSE)","v":0.23194868316763873},{"$f":"L6077*VLOOKUP($B6077,$AR$36:$AZ$47,MATCH(AI$2,$AS$2:$BA$2,0)+1,FALSE)","v":4.8805059774170365E-3},{"$f":"M6077*VLOOKUP($B6077,$AR$36:$AZ$47,MATCH(AJ$2,$AS$2:$BA$2,0)+1,FALSE)","v":6.3671150646899849E-2},{"$f":"N6077*VLOOKUP($B6077,$AR$36:$AZ$47,MATCH(AK$2,$AS$2:$BA$2,0)+1,FALSE)","v":6.8071808596740779E-2},{"$f":"O6077*VLOOKUP($B6077,$AR$36:$AZ$47,MATCH(AL$2,$AS$2:$BA$2,0)+1,FALSE)","v":5.9816244466350421E-2},{"$f":"P6077*VLOOKUP($B6077,$AR$36:$AZ$47,MATCH(AM$2,$AS$2:$BA$2,0)+1,FALSE)","v":1.1345308143775213E-5},{"$f":"Q6077*VLOOKUP($B6077,$AR$36:$AZ$47,MATCH(AN$2,$AS$2:$BA$2,0)+1,FALSE)","v":1.7214167181433858E-3},{"$f":"R6077*VLOOKUP($B6077,$AR$36:$BA$47,MATCH(AO$2,$AS$2:$BA$2,0)+1,FALSE)","v":0},0.57589860291545103]
[2006,9,11,8,null,2013,9,11,8,0.24950640416274089,0.39475373199459934,0,7.9958199870140925E-2,0.12636149999999999,7.8049999999999994E-2,0,1.952571151976176E-3,0,0.93058240717945739,null,null,0.23622130541360797,7.0032330417616473E-2,0.34921488924444655,9.9597730499763823E-2,7.1949356862247613E-2,0,0,1.4272070623859959E-3,0,0.82844281950006837,null,{"$f":"J6082*VLOOKUP($B6082,$AR$36:$AZ$47,MATCH(AG$2,$AS$2:$BA$2,0)+1,FALSE)","v":0.22665270202004528},{"$f":"K6082*VLOOKUP($B6082,$AR$36:$AZ$47,MATCH(AH$2,$AS$2:$BA$2,0)+1,FALSE)","v":0.35086837204090776},{"$f":"L6082*VLOOKUP($B6082,$AR$36:$AZ$47,MATCH(AI$2,$AS$2:$BA$2,0)+1,FALSE)","v":0},{"$f":"M6082*VLOOKUP($B6082,$AR$36:$AZ$47,MATCH(AJ$2,$AS$2:$BA$2,0)+1,FALSE)","v":6.9387578081605519E-2},{"$f":"N6082*VLOOKUP($B6082,$AR$36:$AZ$47,MATCH(AK$2,$AS$2:$BA$2,0)+1,FALSE)","v":0.10003623687273722},{"$f":"O6082*VLOOKUP($B6082,$AR$36:$AZ$47,MATCH(AL$2,$AS$2:$BA$2,0)+1,FALSE)","v":7.8049014169862249E-2},{"$f":"P6082*VLOOKUP($B6082,$AR$36:$AZ$47,MATCH(AM$2,$AS$2:$BA$2,0)+1,FALSE)","v":0},{"$f":"Q6082*VLOOKUP($B6082,$AR$36:$AZ$47,MATCH(AN$2,$AS$2:$BA$2,0)+1,FALSE)","v":1.3975758305443935E-3},{"$f":"R6082*VLOOKUP($B6082,$AR$36:$BA$47,MATCH(AO$2,$AS$2:$BA$2,0)+1,FALSE)","v":0},0.82639147901570242]
[2006,9,11,20,null,2013,9,11,20,0.3476269507915854,0.39167059899046974,8.7716324257784313E-3,0.10508587399132462,0.10387199999999996,7.3707999999999996E-2,2.2668909706010161E-5,2.4050134174594343E-3,0,1.0331627385263236,null,null,0.32911737231153199,9.204069953471658E-2,0.34648742687158229,8.1871578467107978E-2,6.7946741775817387E-2,4.9056525375532328E-3,1.1345308143775213E-5,1.7579139848794942E-3,0,0.92413873079133269,null,{"$f":"J6094*VLOOKUP($B6094,$AR$36:$AZ$47,MATCH(AG$2,$AS$2:$BA$2,0)+1,FALSE)","v":0.31578583305826041},{"$f":"K6094*VLOOKUP($B6094,$AR$36:$AZ$47,MATCH(AH$2,$AS$2:$BA$2,0)+1,FALSE)","v":0.34812799552191048},{"$f":"L6094*VLOOKUP($B6094,$AR$36:$AZ$47,MATCH(AI$2,$AS$2:$BA$2,0)+1,FALSE)","v":4.8805059774170365E-3},{"$f":"M6094*VLOOKUP($B6094,$AR$36:$AZ$47,MATCH(AJ$2,$AS$2:$BA$2,0)+1,FALSE)","v":9.1193327247100067E-2},{"$f":"N6094*VLOOKUP($B6094,$AR$36:$AZ$47,MATCH(AK$2,$AS$2:$BA$2,0)+1,FALSE)","v":8.2232040585502361E-2},{"$f":"O6094*VLOOKUP($B6094,$AR$36:$AZ$47,MATCH(AL$2,$AS$2:$BA$2,0)+1,FALSE)","v":7.3707069012584323E-2},{"$f":"P6094*VLOOKUP($B6094,$AR$36:$AZ$47,MATCH(AM$2,$AS$2:$BA$2,0)+1,FALSE)","v":1.1345308143775213E-5},{"$f":"Q6094*VLOOKUP($B6094,$AR$36:$AZ$47,MATCH(AN$2,$AS$2:$BA$2,0)+1,FALSE)","v":1.7214167181433858E-3},{"$f":"R6094*VLOOKUP($B6094,$AR$36:$BA$47,MATCH(AO$2,$AS$2:$BA$2,0)+1,FALSE)","v":0},0.91765953342906181]
[2006,9,12,1,null,2013,9,12,1,0.20154165372033056,0.24810980680880956,8.7716324257784313E-3,5.8546312597763758E-2,9.1856399999999991E-2,6.5082000000000001E-2,2.2668909706010161E-5,2.4050134174594343E-3,0,0.67633548787984776,null,null,0.1908104631493994,5.1278476944686464E-2,0.2194878266695775,7.2400920944104857E-2,5.999497813336066E-2,4.9056525375532328E-3,1.1345308143775213E-5,1.7579139848794942E-3,0,0.60064757767170529,null,{"$f":"J6099*VLOOKUP($B6099,$AR$36:$AZ$47,MATCH(AG$2,$AS$2:$BA$2,0)+1,FALSE)","v":0.18308131423955923},{"$f":"K6099*VLOOKUP($B6099,$AR$36:$AZ$47,MATCH(AH$2,$AS$2:$BA$2,0)+1,FALSE)","v":0.22052707028893176},{"$f":"L6099*VLOOKUP($B6099,$AR$36:$AZ$47,MATCH(AI$2,$AS$2:$BA$2,0)+1,FALSE)","v":4.8805059774170365E-3},{"$f":"M6099*VLOOKUP($B6099,$AR$36:$AZ$47,MATCH(AJ$2,$AS$2:$BA$2,0)+1,FALSE)","v":5.0806381876594114E-2},{"$f":"N6099*VLOOKUP($B6099,$AR$36:$AZ$47,MATCH(AK$2,$AS$2:$BA$2,0)+1,FALSE)","v":7.2719685890693747E-2},{"$f":"O6099*VLOOKUP($B6099,$AR$36:$AZ$47,MATCH(AL$2,$AS$2:$BA$2,0)+1,FALSE)","v":6.5081177965444909E-2},{"$f":"P6099*VLOOKUP($B6099,$AR$36:$AZ$47,MATCH(AM$2,$AS$2:$BA$2,0)+1,FALSE)","v":1.1345308143775213E-5},{"$f":"Q6099*VLOOKUP($B6099,$AR$36:$AZ$47,MATCH(AN$2,$AS$2:$BA$2,0)+1,FALSE)","v":1.7214167181433858E-3},{"$f":"R6099*VLOOKUP($B6099,$AR$36:$BA$47,MATCH(AO$2,$AS$2:$BA$2,0)+1,FALSE)","v":0},0.59882889826492791]
[2006,9,12,5,null,2013,9,12,5,0.15615018240057768,0.2830542599271435,8.7716324257784313E-3,7.4210929773083759E-2,0.10194169999999997,6.6299999999999998E-2,2.2668909706010161E-5,2.4050134174594343E-3,0,0.69285638685374884,null,null,0.14783588441753387,6.4998516261093681E-2,0.25040108305291092,8.0350122175565905E-2,6.111777527183878E-2,4.9056525375532328E-3,1.1345308143775213E-5,1.7579139848794942E-3,0,0.61137829300951962,null,{"$f":"J6103*VLOOKUP($B6103,$AR$36:$AZ$47,MATCH(AG$2,$AS$2:$BA$2,0)+1,FALSE)","v":0.14184750439884286},{"$f":"K6103*VLOOKUP($B6103,$AR$36:$AZ$47,MATCH(AH$2,$AS$2:$BA$2,0)+1,FALSE)","v":0.25158669654132498},{"$f":"L6103*VLOOKUP($B6103,$AR$36:$AZ$47,MATCH(AI$2,$AS$2:$BA$2,0)+1,FALSE)","v":4.8805059774170365E-3},{"$f":"M6103*VLOOKUP($B6103,$AR$36:$AZ$47,MATCH(AJ$2,$AS$2:$BA$2,0)+1,FALSE)","v":6.4400107712546451E-2},{"$f":"N6103*VLOOKUP($B6103,$AR$36:$AZ$47,MATCH(AK$2,$AS$2:$BA$2,0)+1,FALSE)","v":8.0703885664617087E-2},{"$f":"O6103*VLOOKUP($B6103,$AR$36:$AZ$47,MATCH(AL$2,$AS$2:$BA$2,0)+1,FALSE)","v":6.6299162581189841E-2},{"$f":"P6103*VLOOKUP($B6103,$AR$36:$AZ$47,MATCH(AM$2,$AS$2:$BA$2,0)+1,FALSE)","v":1.1345308143775213E-5},{"$f":"Q6103*VLOOKUP($B6103,$AR$36:$AZ$47,MATCH(AN$2,$AS$2:$BA$2,0)+1,FALSE)","v":1.7214167181433858E-3},{"$f":"R6103*VLOOKUP($B6103,$AR$36:$BA$47,MATCH(AO$2,$AS$2:$BA$2,0)+1,FALSE)","v":0},0.61145062490222535]
[2006,9,12,15,null,2013,9,12,15,0.2284152098759496,0.49629958009014363,0,0.13196781628818588,0.13288620000000004,8.6661000000000002E-2,0,1.952571151976176E-3,0,1.0781823774062553,null,null,0.21625312277766959,0.11558556508019663,0.43904639486882924,0.10474047818946214,7.9887292953737879E-2,0,0,1.4272070623859959E-3,0,0.95694006093228146,null,{"$f":"J6113*VLOOKUP($B6113,$AR$36:$AZ$47,MATCH(AG$2,$AS$2:$BA$2,0)+1,FALSE)","v":0.20749336945713046},{"$f":"K6113*VLOOKUP($B6113,$AR$36:$AZ$47,MATCH(AH$2,$AS$2:$BA$2,0)+1,FALSE)","v":0.44112521705861207},{"$f":"L6113*VLOOKUP($B6113,$AR$36:$AZ$47,MATCH(AI$2,$AS$2:$BA$2,0)+1,FALSE)","v":0},{"$f":"M6113*VLOOKUP($B6113,$AR$36:$AZ$47,MATCH(AJ$2,$AS$2:$BA$2,0)+1,FALSE)","v":0.11452142709349532},{"$f":"N6113*VLOOKUP($B6113,$AR$36:$AZ$47,MATCH(AK$2,$AS$2:$BA$2,0)+1,FALSE)","v":0.1052016269221079},{"$f":"O6113*VLOOKUP($B6113,$AR$36:$AZ$47,MATCH(AL$2,$AS$2:$BA$2,0)+1,FALSE)","v":8.6659905406462942E-2},{"$f":"P6113*VLOOKUP($B6113,$AR$36:$AZ$47,MATCH(AM$2,$AS$2:$BA$2,0)+1,FALSE)","v":0},{"$f":"Q6113*VLOOKUP($B6113,$AR$36:$AZ$47,MATCH(AN$2,$AS$2:$BA$2,0)+1,FALSE)","v":1.3975758305443935E-3},{"$f":"R6113*VLOOKUP($B6113,$AR$36:$BA$47,MATCH(AO$2,$AS$2:$BA$2,0)+1,FALSE)","v":0},0.95639912176835307]
[2006,9,12,22,null,2013,9,12,22,0.31920650235797227,0.29576151275068763,8.7716324257784313E-3,6.3665228920992648E-2,9.0821800000000022E-2,6.3693E-2,2.2668909706010161E-5,2.4050134174594343E-3,0,0.84434735878259648,null,null,0.30221018549219353,5.5761940053044509E-2,0.26164242550951838,7.1585452530267948E-2,5.8714546913864671E-2,4.9056525375532328E-3,1.1345308143775213E-5,1.7579139848794942E-3,0,0.75658946232946545,null,{"$f":"J6120*VLOOKUP($B6120,$AR$36:$AZ$47,MATCH(AG$2,$AS$2:$BA$2,0)+1,FALSE)","v":0.28996857417179811},{"$f":"K6120*VLOOKUP($B6120,$AR$36:$AZ$47,MATCH(AH$2,$AS$2:$BA$2,0)+1,FALSE)","v":0.26288126515447274},{"$f":"L6120*VLOOKUP($B6120,$AR$36:$AZ$47,MATCH(AI$2,$AS$2:$BA$2,0)+1,FALSE)","v":4.8805059774170365E-3},{"$f":"M6120*VLOOKUP($B6120,$AR$36:$AZ$47,MATCH(AJ$2,$AS$2:$BA$2,0)+1,FALSE)","v":5.5248568001945955E-2},{"$f":"N6120*VLOOKUP($B6120,$AR$36:$AZ$47,MATCH(AK$2,$AS$2:$BA$2,0)+1,FALSE)","v":7.190062715311521E-2},{"$f":"O6120*VLOOKUP($B6120,$AR$36:$AZ$47,MATCH(AL$2,$AS$2:$BA$2,0)+1,FALSE)","v":6.3692195509558444E-2},{"$f":"P6120*VLOOKUP($B6120,$AR$36:$AZ$47,MATCH(AM$2,$AS$2:$BA$2,0)+1,FALSE)","v":1.1345308143775213E-5},{"$f":"Q6120*VLOOKUP($B6120,$AR$36:$AZ$47,MATCH(AN$2,$AS$2:$BA$2,0)+1,FALSE)","v":1.7214167181433858E-3},{"$f":"R6120*VLOOKUP($B6120,$AR$36:$BA$47,MATCH(AO$2,$AS$2:$BA$2,0)+1,FALSE)","v":0},0.75030449799459464]
[2006,9,13,5,null,2013,9,13,5,0.17926825656185288,0.29994918564000439,8.7716324257784313E-3,8.2058353306705856E-2,8.7924199999999994E-2,5.7550999999999998E-2,2.2668909706010161E-5,2.4050134174594343E-3,0,0.71795031026150702,null,null,0.16972302465086869,7.1871774522612286E-2,0.26534700790028026,6.9301573469825337E-2,5.305262571145692E-2,4.9056525375532328E-3,1.1345308143775213E-5,1.7579139848794942E-3,0,0.63597091808562001,null,{"$f":"J6127*VLOOKUP($B6127,$AR$36:$AZ$47,MATCH(AG$2,$AS$2:$BA$2,0)+1,FALSE)","v":0.16284806344956432},{"$f":"K6127*VLOOKUP($B6127,$AR$36:$AZ$47,MATCH(AH$2,$AS$2:$BA$2,0)+1,FALSE)","v":0.26660338821557789},{"$f":"L6127*VLOOKUP($B6127,$AR$36:$AZ$47,MATCH(AI$2,$AS$2:$BA$2,0)+1,FALSE)","v":4.8805059774170365E-3},{"$f":"M6127*VLOOKUP($B6127,$AR$36:$AZ$47,MATCH(AJ$2,$AS$2:$BA$2,0)+1,FALSE)","v":7.1210087352695545E-2},{"$f":"N6127*VLOOKUP($B6127,$AR$36:$AZ$47,MATCH(AK$2,$AS$2:$BA$2,0)+1,FALSE)","v":6.960669268761388E-2},{"$f":"O6127*VLOOKUP($B6127,$AR$36:$AZ$47,MATCH(AL$2,$AS$2:$BA$2,0)+1,FALSE)","v":5.7550273087632831E-2},{"$f":"P6127*VLOOKUP($B6127,$AR$36:$AZ$47,MATCH(AM$2,$AS$2:$BA$2,0)+1,FALSE)","v":1.1345308143775213E-5},{"$f":"Q6127*VLOOKUP($B6127,$AR$36:$AZ$47,MATCH(AN$2,$AS$2:$BA$2,0)+1,FALSE)","v":1.7214167181433858E-3},{"$f":"R6127*VLOOKUP($B6127,$AR$36:$BA$47,MATCH(AO$2,$AS$2:$BA$2,0)+1,FALSE)","v":0},0.63443177279678864]
[2006,9,13,15,null,2013,9,13,15,0.25184140975238123,0.4614131809561447,0,9.4889161013347892E-2,0.11078150000000005,7.2595000000000007E-2,0,1.952571151976176E-3,0,0.99347282287385008,null,null,0.23843198241159455,8.3109788463594125E-2,0.40818449535451717,8.7317624287141196E-2,6.6920737494104626E-2,0,0,1.4272070623859959E-3,0,0.88539183507333763,null,{"$f":"J6137*VLOOKUP($B6137,$AR$36:$AZ$47,MATCH(AG$2,$AS$2:$BA$2,0)+1,FALSE)","v":0.22877383124676726},{"$f":"K6137*VLOOKUP($B6137,$AR$36:$AZ$47,MATCH(AH$2,$AS$2:$BA$2,0)+1,FALSE)","v":0.41011719084270537},{"$f":"L6137*VLOOKUP($B6137,$AR$36:$AZ$47,MATCH(AI$2,$AS$2:$BA$2,0)+1,FALSE)","v":0},{"$f":"M6137*VLOOKUP($B6137,$AR$36:$AZ$47,MATCH(AJ$2,$AS$2:$BA$2,0)+1,FALSE)","v":8.2344638568713574E-2},{"$f":"N6137*VLOOKUP($B6137,$AR$36:$AZ$47,MATCH(AK$2,$AS$2:$BA$2,0)+1,FALSE)","v":8.7702064118557813E-2},{"$f":"O6137*VLOOKUP($B6137,$AR$36:$AZ$47,MATCH(AL$2,$AS$2:$BA$2,0)+1,FALSE)","v":7.2594083070610507E-2},{"$f":"P6137*VLOOKUP($B6137,$AR$36:$AZ$47,MATCH(AM$2,$AS$2:$BA$2,0)+1,FALSE)","v":0},{"$f":"Q6137*VLOOKUP($B6137,$AR$36:$AZ$47,MATCH(AN$2,$AS$2:$BA$2,0)+1,FALSE)","v":1.3975758305443935E-3},{"$f":"R6137*VLOOKUP($B6137,$AR$36:$BA$47,MATCH(AO$2,$AS$2:$BA$2,0)+1,FALSE)","v":0},0.88292938367789886]
[2006,9,13,19,null,2013,9,13,19,0.36210779237631263,0.39469926126046406,4.239622339126242E-3,9.3958755560849372E-2,8.8102599999999975E-2,6.1268000000000003E-2,1.0956639691238246E-5,2.171251580293083E-3,0,1.006558239756737,null,null,0.34282717392608603,8.2294881897694044E-2,0.34916670226140778,6.9442187779731088E-2,5.6479092840950512E-2,2.3710653931507293E-3,5.4835656028246872E-6,1.587048741591186E-3,0,0.90417363640621418,null,{"$f":"J6141*VLOOKUP($B6141,$AR$36:$AZ$47,MATCH(AG$2,$AS$2:$BA$2,0)+1,FALSE)","v":0.32894029249474804},{"$f":"K6141*VLOOKUP($B6141,$AR$36:$AZ$47,MATCH(AH$2,$AS$2:$BA$2,0)+1,FALSE)","v":0.35081995689936279},{"$f":"L6141*VLOOKUP($B6141,$AR$36:$AZ$47,MATCH(AI$2,$AS$2:$BA$2,0)+1,FALSE)","v":2.3589112224182344E-3},{"$f":"M6141*VLOOKUP($B6141,$AR$36:$AZ$47,MATCH(AJ$2,$AS$2:$BA$2,0)+1,FALSE)","v":8.1537234436458952E-2},{"$f":"N6141*VLOOKUP($B6141,$AR$36:$AZ$47,MATCH(AK$2,$AS$2:$BA$2,0)+1,FALSE)","v":6.9747926090652737E-2},{"$f":"O6141*VLOOKUP($B6141,$AR$36:$AZ$47,MATCH(AL$2,$AS$2:$BA$2,0)+1,FALSE)","v":6.1267226139130306E-2},{"$f":"P6141*VLOOKUP($B6141,$AR$36:$AZ$47,MATCH(AM$2,$AS$2:$BA$2,0)+1,FALSE)","v":5.4835656028246872E-6},{"$f":"Q6141*VLOOKUP($B6141,$AR$36:$AZ$47,MATCH(AN$2,$AS$2:$BA$2,0)+1,FALSE)","v":1.554098926217239E-3},{"$f":"R6141*VLOOKUP($B6141,$AR$36:$BA$47,MATCH(AO$2,$AS$2:$BA$2,0)+1,FALSE)","v":0},0.89623112977459118]
[2006,9,14,8,null,2013,9,14,8,0.21497254421686146,0.32255567259892148,0,9.3731124257709519E-2,7.7880100000000008E-2,5.5814000000000002E-2,0,1.952571151976176E-3,0,0.76690601222546861,null,null,0.20352621886959477,8.2095508341751403E-2,0.28534560753270188,6.1384845946705742E-2,5.1451395309538614E-2,0,0,1.4272070623859959E-3,0,0.68523078306267837,null,{"$f":"J6154*VLOOKUP($B6154,$AR$36:$AZ$47,MATCH(AG$2,$AS$2:$BA$2,0)+1,FALSE)","v":0.19528199354392101},{"$f":"K6154*VLOOKUP($B6154,$AR$36:$AZ$47,MATCH(AH$2,$AS$2:$BA$2,0)+1,FALSE)","v":0.28669667837083795},{"$f":"L6154*VLOOKUP($B6154,$AR$36:$AZ$47,MATCH(AI$2,$AS$2:$BA$2,0)+1,FALSE)","v":0},{"$f":"M6154*VLOOKUP($B6154,$AR$36:$AZ$47,MATCH(AJ$2,$AS$2:$BA$2,0)+1,FALSE)","v":8.1339696412265239E-2},{"$f":"N6154*VLOOKUP($B6154,$AR$36:$AZ$47,MATCH(AK$2,$AS$2:$BA$2,0)+1,FALSE)","v":6.1655109596455114E-2},{"$f":"O6154*VLOOKUP($B6154,$AR$36:$AZ$47,MATCH(AL$2,$AS$2:$BA$2,0)+1,FALSE)","v":5.5813295027247814E-2},{"$f":"P6154*VLOOKUP($B6154,$AR$36:$AZ$47,MATCH(AM$2,$AS$2:$BA$2,0)+1,FALSE)","v":0},{"$f":"Q6154*VLOOKUP($B6154,$AR$36:$AZ$47,MATCH(AN$2,$AS$2:$BA$2,0)+1,FALSE)","v":1.3975758305443935E-3},{"$f":"R6154*VLOOKUP($B6154,$AR$36:$BA$47,MATCH(AO$2,$AS$2:$BA$2,0)+1,FALSE)","v":0},0.68218434878127154]
[2006,9,14,16,null,2013,9,14,16,0.28643519665108058,0.3358571173391528,0,8.0070778907341419E-2,8.4101000000000023E-2,6.2234999999999999E-2,0,1.952571151976176E-3,0,0.85065166404955106,null,null,0.27118380506653877,7.0130934092338101E-2,0.29711259584787397,6.6288139447225933E-2,5.7370508959922878E-2,0,0,1.4272070623859959E-3,0,0.76351319047628563,null,{"$f":"J6162*VLOOKUP($B6162,$AR$36:$AZ$47,MATCH(AG$2,$AS$2:$BA$2,0)+1,FALSE)","v":0.26019897762730543},{"$f":"K6162*VLOOKUP($B6162,$AR$36:$AZ$47,MATCH(AH$2,$AS$2:$BA$2,0)+1,FALSE)","v":0.29851938170087489},{"$f":"L6162*VLOOKUP($B6162,$AR$36:$AZ$47,MATCH(AI$2,$AS$2:$BA$2,0)+1,FALSE)","v":0},{"$f":"M6162*VLOOKUP($B6162,$AR$36:$AZ$47,MATCH(AJ$2,$AS$2:$BA$2,0)+1,FALSE)","v":6.9485273962037894E-2},{"$f":"N6162*VLOOKUP($B6162,$AR$36:$AZ$47,MATCH(AK$2,$AS$2:$BA$2,0)+1,FALSE)","v":6.6579991193789836E-2},{"$f":"O6162*VLOOKUP($B6162,$AR$36:$AZ$47,MATCH(AL$2,$AS$2:$BA$2,0)+1,FALSE)","v":6.2234213925193814E-2},{"$f":"P6162*VLOOKUP($B6162,$AR$36:$AZ$47,MATCH(AM$2,$AS$2:$BA$2,0)+1,FALSE)","v":0},{"$f":"Q6162*VLOOKUP($B6162,$AR$36:$AZ$47,MATCH(AN$2,$AS$2:$BA$2,0)+1,FALSE)","v":1.3975758305443935E-3},{"$f":"R6162*VLOOKUP($B6162,$AR$36:$BA$47,MATCH(AO$2,$AS$2:$BA$2,0)+1,FALSE)","v":0},0.75841541423974623]
[2006,9,14,17,null,2013,9,14,17,0.27263496927862324,0.35098581677324359,0,0.10186596769154464,8.3516900000000019E-2,6.1241999999999998E-2,0,1.952571151976176E-3,0,0.87219822489538767,null,null,0.25811837800519488,8.9220506705636096E-2,0.31049604651366985,6.582775369377325E-2,5.6455125085941943E-2,0,0,1.4272070623859959E-3,0,0.78154501706660207,null,{"$f":"J6163*VLOOKUP($B6163,$AR$36:$AZ$47,MATCH(AG$2,$AS$2:$BA$2,0)+1,FALSE)","v":0.24766279109953079},{"$f":"K6163*VLOOKUP($B6163,$AR$36:$AZ$47,MATCH(AH$2,$AS$2:$BA$2,0)+1,FALSE)","v":0.31196620110069317},{"$f":"L6163*VLOOKUP($B6163,$AR$36:$AZ$47,MATCH(AI$2,$AS$2:$BA$2,0)+1,FALSE)","v":0},{"$f":"M6163*VLOOKUP($B6163,$AR$36:$AZ$47,MATCH(AJ$2,$AS$2:$BA$2,0)+1,FALSE)","v":8.8399098510656623E-2},{"$f":"N6163*VLOOKUP($B6163,$AR$36:$AZ$47,MATCH(AK$2,$AS$2:$BA$2,0)+1,FALSE)","v":6.611757846556672E-2},{"$f":"O6163*VLOOKUP($B6163,$AR$36:$AZ$47,MATCH(AL$2,$AS$2:$BA$2,0)+1,FALSE)","v":6.1241226467529837E-2},{"$f":"P6163*VLOOKUP($B6163,$AR$36:$AZ$47,MATCH(AM$2,$AS$2:$BA$2,0)+1,FALSE)","v":0},{"$f":"Q6163*VLOOKUP($B6163,$AR$36:$AZ$47,MATCH(AN$2,$AS$2:$BA$2,0)+1,FALSE)","v":1.3975758305443935E-3},{"$f":"R6163*VLOOKUP($B6163,$AR$36:$BA$47,MATCH(AO$2,$AS$2:$BA$2,0)+1,FALSE)","v":0},0.77678447147452157]
[2006,9,15,2,null,2013,9,15,2,0.19788317688816331,0.25470319505151756,8.7716324257784313E-3,7.5695002963761915E-2,7.4202399999999988E-2,5.3435000000000003E-2,2.2668909706010161E-5,2.4050134174594343E-3,0,0.66711808965638675,null,null,0.1873467838261372,6.6298359231824588E-2,0.22532060077227911,5.8486094559147161E-2,4.9258345726254989E-2,4.9056525375532328E-3,1.1345308143775213E-5,1.7579139848794942E-3,0,0.59338509594621947,null,{"$f":"J6172*VLOOKUP($B6172,$AR$36:$AZ$47,MATCH(AG$2,$AS$2:$BA$2,0)+1,FALSE)","v":0.17975793798366324},{"$f":"K6172*VLOOKUP($B6172,$AR$36:$AZ$47,MATCH(AH$2,$AS$2:$BA$2,0)+1,FALSE)","v":0.22638746174682498},{"$f":"L6172*VLOOKUP($B6172,$AR$36:$AZ$47,MATCH(AI$2,$AS$2:$BA$2,0)+1,FALSE)","v":4.8805059774170365E-3},{"$f":"M6172*VLOOKUP($B6172,$AR$36:$AZ$47,MATCH(AJ$2,$AS$2:$BA$2,0)+1,FALSE)","v":6.5687983684794948E-2},{"$f":"N6172*VLOOKUP($B6172,$AR$36:$AZ$47,MATCH(AK$2,$AS$2:$BA$2,0)+1,FALSE)","v":5.8743595659481687E-2},{"$f":"O6172*VLOOKUP($B6172,$AR$36:$AZ$47,MATCH(AL$2,$AS$2:$BA$2,0)+1,FALSE)","v":5.3434325075805117E-2},{"$f":"P6172*VLOOKUP($B6172,$AR$36:$AZ$47,MATCH(AM$2,$AS$2:$BA$2,0)+1,FALSE)","v":1.1345308143775213E-5},{"$f":"Q6172*VLOOKUP($B6172,$AR$36:$AZ$47,MATCH(AN$2,$AS$2:$BA$2,0)+1,FALSE)","v":1.7214167181433858E-3},{"$f":"R6172*VLOOKUP($B6172,$AR$36:$BA$47,MATCH(AO$2,$AS$2:$BA$2,0)+1,FALSE)","v":0},0.59062457215427422]
[2006,9,15,10,null,2013,9,15,10,0.28705437435391717,0.34556049246634807,0,0.10256711634194639,8.2633299999999993E-2,5.9138000000000003E-2,0,1.952571151976176E-3,0,0.87890585431418788,null,null,0.27177001432933451,8.9834616003200918E-2,0.30569658833660657,6.5131302997401372E-2,5.4515580603710437E-2,0,0,1.4272070623859959E-3,0,0.78837530933263977,null,{"$f":"J6180*VLOOKUP($B6180,$AR$36:$AZ$47,MATCH(AG$2,$AS$2:$BA$2,0)+1,FALSE)","v":0.26076144134381563},{"$f":"K6180*VLOOKUP($B6180,$AR$36:$AZ$47,MATCH(AH$2,$AS$2:$BA$2,0)+1,FALSE)","v":0.30714401817227327},{"$f":"L6180*VLOOKUP($B6180,$AR$36:$AZ$47,MATCH(AI$2,$AS$2:$BA$2,0)+1,FALSE)","v":0},{"$f":"M6180*VLOOKUP($B6180,$AR$36:$AZ$47,MATCH(AJ$2,$AS$2:$BA$2,0)+1,FALSE)","v":8.9007554013726689E-2},{"$f":"N6180*VLOOKUP($B6180,$AR$36:$AZ$47,MATCH(AK$2,$AS$2:$BA$2,0)+1,FALSE)","v":6.5418061453654447E-2},{"$f":"O6180*VLOOKUP($B6180,$AR$36:$AZ$47,MATCH(AL$2,$AS$2:$BA$2,0)+1,FALSE)","v":5.9137253042630546E-2},{"$f":"P6180*VLOOKUP($B6180,$AR$36:$AZ$47,MATCH(AM$2,$AS$2:$BA$2,0)+1,FALSE)","v":0},{"$f":"Q6180*VLOOKUP($B6180,$AR$36:$AZ$47,MATCH(AN$2,$AS$2:$BA$2,0)+1,FALSE)","v":1.3975758305443935E-3},{"$f":"R6180*VLOOKUP($B6180,$AR$36:$BA$47,MATCH(AO$2,$AS$2:$BA$2,0)+1,FALSE)","v":0},0.7828659038566449]
[2006,9,15,16,null,2013,9,15,16,0.34424405758375731,0.36658286407001622,0,9.8300889393230242E-2,8.5506699999999991E-2,6.3019000000000006E-2,0,1.952571151976176E-3,0,0.95960608219898003,null,null,0.32591460301865738,8.6097990919166228E-2,0.32429381637074461,6.7396107695177371E-2,5.8093228957104205E-2,0,0,1.4272070623859959E-3,0,0.86322295402323579,null,{"$f":"J6186*VLOOKUP($B6186,$AR$36:$AZ$47,MATCH(AG$2,$AS$2:$BA$2,0)+1,FALSE)","v":0.31271279816453729},{"$f":"K6186*VLOOKUP($B6186,$AR$36:$AZ$47,MATCH(AH$2,$AS$2:$BA$2,0)+1,FALSE)","v":0.32582930143419053},{"$f":"L6186*VLOOKUP($B6186,$AR$36:$AZ$47,MATCH(AI$2,$AS$2:$BA$2,0)+1,FALSE)","v":0},{"$f":"M6186*VLOOKUP($B6186,$AR$36:$AZ$47,MATCH(AJ$2,$AS$2:$BA$2,0)+1,FALSE)","v":8.5305330151775591E-2},{"$f":"N6186*VLOOKUP($B6186,$AR$36:$AZ$47,MATCH(AK$2,$AS$2:$BA$2,0)+1,FALSE)","v":6.7692837576366849E-2},{"$f":"O6186*VLOOKUP($B6186,$AR$36:$AZ$47,MATCH(AL$2,$AS$2:$BA$2,0)+1,FALSE)","v":6.3018204022684807E-2},{"$f":"P6186*VLOOKUP($B6186,$AR$36:$AZ$47,MATCH(AM$2,$AS$2:$BA$2,0)+1,FALSE)","v":0},{"$f":"Q6186*VLOOKUP($B6186,$AR$36:$AZ$47,MATCH(AN$2,$AS$2:$BA$2,0)+1,FALSE)","v":1.3975758305443935E-3},{"$f":"R6186*VLOOKUP($B6186,$AR$36:$BA$47,MATCH(AO$2,$AS$2:$BA$2,0)+1,FALSE)","v":0},0.85595604718009943]
[2006,9,16,3,null,2013,9,16,3,0.15897081171308697,0.25972448519885694,8.7716324257784313E-3,7.2021854013446601E-2,7.6700099999999966E-2,5.3996000000000002E-2,2.2668909706010161E-5,2.4050134174594343E-3,0,0.63261256567833446,null,null,0.15050632784973628,6.3081188492871212E-2,0.22976263422388771,6.0454773717508355E-2,4.9775496132401315E-2,4.9056525375532328E-3,1.1345308143775213E-5,1.7579139848794942E-3,0,0.56025533224698132,null,{"$f":"J6197*VLOOKUP($B6197,$AR$36:$AZ$47,MATCH(AG$2,$AS$2:$BA$2,0)+1,FALSE)","v":0.1444097763261806},{"$f":"K6197*VLOOKUP($B6197,$AR$36:$AZ$47,MATCH(AH$2,$AS$2:$BA$2,0)+1,FALSE)","v":0.2308505275945878},{"$f":"L6197*VLOOKUP($B6197,$AR$36:$AZ$47,MATCH(AI$2,$AS$2:$BA$2,0)+1,FALSE)","v":4.8805059774170365E-3},{"$f":"M6197*VLOOKUP($B6197,$AR$36:$AZ$47,MATCH(AJ$2,$AS$2:$BA$2,0)+1,FALSE)","v":6.2500431813826071E-2},{"$f":"N6197*VLOOKUP($B6197,$AR$36:$AZ$47,MATCH(AK$2,$AS$2:$BA$2,0)+1,FALSE)","v":6.0720942468731602E-2},{"$f":"O6197*VLOOKUP($B6197,$AR$36:$AZ$47,MATCH(AL$2,$AS$2:$BA$2,0)+1,FALSE)","v":5.3995317989953648E-2},{"$f":"P6197*VLOOKUP($B6197,$AR$36:$AZ$47,MATCH(AM$2,$AS$2:$BA$2,0)+1,FALSE)","v":1.1345308143775213E-5},{"$f":"Q6197*VLOOKUP($B6197,$AR$36:$AZ$47,MATCH(AN$2,$AS$2:$BA$2,0)+1,FALSE)","v":1.7214167181433858E-3},{"$f":"R6197*VLOOKUP($B6197,$AR$36:$BA$47,MATCH(AO$2,$AS$2:$BA$2,0)+1,FALSE)","v":0},0.55909026419698382]
[2006,9,16,13,null,2013,9,16,13,0.23415483860053932,0.45597496816066307,0,9.7801475189711537E-2,0.1137975,7.4717000000000006E-2,0,1.952571151976176E-3,0,0.97839835310289014,null,null,0.22168714197433792,8.5660573111200622E-2,0.40337363550661631,8.9694825849225238E-2,6.8876875037495913E-2,0,0,1.4272070623859959E-3,0,0.870720258541262,null,{"$f":"J6207*VLOOKUP($B6207,$AR$36:$AZ$47,MATCH(AG$2,$AS$2:$BA$2,0)+1,FALSE)","v":0.21270727313782159},{"$f":"K6207*VLOOKUP($B6207,$AR$36:$AZ$47,MATCH(AH$2,$AS$2:$BA$2,0)+1,FALSE)","v":0.40528355225815926},{"$f":"L6207*VLOOKUP($B6207,$AR$36:$AZ$47,MATCH(AI$2,$AS$2:$BA$2,0)+1,FALSE)","v":0},{"$f":"M6207*VLOOKUP($B6207,$AR$36:$AZ$47,MATCH(AJ$2,$AS$2:$BA$2,0)+1,FALSE)","v":8.4871939428897925E-2},{"$f":"N6207*VLOOKUP($B6207,$AR$36:$AZ$47,MATCH(AK$2,$AS$2:$BA$2,0)+1,FALSE)","v":9.0089731963654385E-2},{"$f":"O6207*VLOOKUP($B6207,$AR$36:$AZ$47,MATCH(AL$2,$AS$2:$BA$2,0)+1,FALSE)","v":7.4716056268156292E-2},{"$f":"P6207*VLOOKUP($B6207,$AR$36:$AZ$47,MATCH(AM$2,$AS$2:$BA$2,0)+1,FALSE)","v":0},{"$f":"Q6207*VLOOKUP($B6207,$AR$36:$AZ$47,MATCH(AN$2,$AS$2:$BA$2,0)+1,FALSE)","v":1.3975758305443935E-3},{"$f":"R6207*VLOOKUP($B6207,$AR$36:$BA$47,MATCH(AO$2,$AS$2:$BA$2,0)+1,FALSE)","v":0},0.86906612888723367]
[2006,9,16,20,null,2013,9,16,20,0.35339851178120596,0.38718822255158392,8.7716324257784313E-3,0.10047650401826064,8.8889400000000007E-2,6.1381999999999999E-2,2.2668909706010161E-5,2.4050134174594343E-3,0,1.0025339531039943,null,null,0.33458162352310877,8.8003528594213676E-2,0.34252213797171993,7.0062341025436611E-2,5.6584182228295747E-2,4.9056525375532328E-3,1.1345308143775213E-5,1.7579139848794942E-3,0,0.89842872517335115,null,{"$f":"J6214*VLOOKUP($B6214,$AR$36:$AZ$47,MATCH(AG$2,$AS$2:$BA$2,0)+1,FALSE)","v":0.32102874414729904},{"$f":"K6214*VLOOKUP($B6214,$AR$36:$AZ$47,MATCH(AH$2,$AS$2:$BA$2,0)+1,FALSE)","v":0.34414393154349088},{"$f":"L6214*VLOOKUP($B6214,$AR$36:$AZ$47,MATCH(AI$2,$AS$2:$BA$2,0)+1,FALSE)","v":4.8805059774170365E-3},{"$f":"M6214*VLOOKUP($B6214,$AR$36:$AZ$47,MATCH(AJ$2,$AS$2:$BA$2,0)+1,FALSE)","v":8.7193324502760877E-2},{"$f":"N6214*VLOOKUP($B6214,$AR$36:$AZ$47,MATCH(AK$2,$AS$2:$BA$2,0)+1,FALSE)","v":7.0370809731409398E-2},{"$f":"O6214*VLOOKUP($B6214,$AR$36:$AZ$47,MATCH(AL$2,$AS$2:$BA$2,0)+1,FALSE)","v":6.1381224699224655E-2},{"$f":"P6214*VLOOKUP($B6214,$AR$36:$AZ$47,MATCH(AM$2,$AS$2:$BA$2,0)+1,FALSE)","v":1.1345308143775213E-5},{"$f":"Q6214*VLOOKUP($B6214,$AR$36:$AZ$47,MATCH(AN$2,$AS$2:$BA$2,0)+1,FALSE)","v":1.7214167181433858E-3},{"$f":"R6214*VLOOKUP($B6214,$AR$36:$BA$47,MATCH(AO$2,$AS$2:$BA$2,0)+1,FALSE)","v":0},0.89073130262788902]
[2006,9,17,3,null,2013,9,17,3,0.16159205884712938,0.24934244105067199,8.7716324257784313E-3,7.0569118238492323E-2,7.8101300000000012E-2,5.4091E-2,2.2668909706010161E-5,2.4050134174594343E-3,0,0.62489523288923765,null,null,0.15298800531165546,6.1808792766525164E-2,0.22057826406221698,6.1559195079840034E-2,4.986307062185568E-2,4.9056525375532328E-3,1.1345308143775213E-5,1.7579139848794942E-3,0,0.55347223967266979,null,{"$f":"J6221*VLOOKUP($B6221,$AR$36:$AZ$47,MATCH(AG$2,$AS$2:$BA$2,0)+1,FALSE)","v":0.14679092861598514},{"$f":"K6221*VLOOKUP($B6221,$AR$36:$AZ$47,MATCH(AH$2,$AS$2:$BA$2,0)+1,FALSE)","v":0.22162267074742234},{"$f":"L6221*VLOOKUP($B6221,$AR$36:$AZ$47,MATCH(AI$2,$AS$2:$BA$2,0)+1,FALSE)","v":4.8805059774170365E-3},{"$f":"M6221*VLOOKUP($B6221,$AR$36:$AZ$47,MATCH(AJ$2,$AS$2:$BA$2,0)+1,FALSE)","v":6.1239750393030055E-2},{"$f":"N6221*VLOOKUP($B6221,$AR$36:$AZ$47,MATCH(AK$2,$AS$2:$BA$2,0)+1,FALSE)","v":6.1830226349550398E-2},{"$f":"O6221*VLOOKUP($B6221,$AR$36:$AZ$47,MATCH(AL$2,$AS$2:$BA$2,0)+1,FALSE)","v":5.4090316790032275E-2},{"$f":"P6221*VLOOKUP($B6221,$AR$36:$AZ$47,MATCH(AM$2,$AS$2:$BA$2,0)+1,FALSE)","v":1.1345308143775213E-5},{"$f":"Q6221*VLOOKUP($B6221,$AR$36:$AZ$47,MATCH(AN$2,$AS$2:$BA$2,0)+1,FALSE)","v":1.7214167181433858E-3},{"$f":"R6221*VLOOKUP($B6221,$AR$36:$BA$47,MATCH(AO$2,$AS$2:$BA$2,0)+1,FALSE)","v":0},0.55218716089972431]
[2006,9,17,5,null,2013,9,17,5,0.15261442740133224,0.27003550584299574,8.7716324257784313E-3,6.7541442307113578E-2,8.5524599999999965E-2,5.6481000000000003E-2,2.2668909706010161E-5,2.4050134174594343E-3,0,0.6433962903043855,null,null,0.14448839253913032,5.915696716804815E-2,0.23888417416233571,6.741021641797619E-2,5.2066260409181393E-2,4.9056525375532328E-3,1.1345308143775213E-5,1.7579139848794942E-3,0,0.56868092252724822,null,{"$f":"J6223*VLOOKUP($B6223,$AR$36:$AZ$47,MATCH(AG$2,$AS$2:$BA$2,0)+1,FALSE)","v":0.138635609189383},{"$f":"K6223*VLOOKUP($B6223,$AR$36:$AZ$47,MATCH(AH$2,$AS$2:$BA$2,0)+1,FALSE)","v":0.24001525672636626},{"$f":"L6223*VLOOKUP($B6223,$AR$36:$AZ$47,MATCH(AI$2,$AS$2:$BA$2,0)+1,FALSE)","v":4.8805059774170365E-3},{"$f":"M6223*VLOOKUP($B6223,$AR$36:$AZ$47,MATCH(AJ$2,$AS$2:$BA$2,0)+1,FALSE)","v":5.8612338815036379E-2},{"$f":"N6223*VLOOKUP($B6223,$AR$36:$AZ$47,MATCH(AK$2,$AS$2:$BA$2,0)+1,FALSE)","v":6.770700841669415E-2},{"$f":"O6223*VLOOKUP($B6223,$AR$36:$AZ$47,MATCH(AL$2,$AS$2:$BA$2,0)+1,FALSE)","v":5.6480286602536706E-2},{"$f":"P6223*VLOOKUP($B6223,$AR$36:$AZ$47,MATCH(AM$2,$AS$2:$BA$2,0)+1,FALSE)","v":1.1345308143775213E-5},{"$f":"Q6223*VLOOKUP($B6223,$AR$36:$AZ$47,MATCH(AN$2,$AS$2:$BA$2,0)+1,FALSE)","v":1.7214167181433858E-3},{"$f":"R6223*VLOOKUP($B6223,$AR$36:$BA$47,MATCH(AO$2,$AS$2:$BA$2,0)+1,FALSE)","v":0},0.56806376775372058]
[2006,9,17,13,null,2013,9,17,13,0.19983986061530107,0.44482231757743562,0,9.118531116601479E-2,0.1194167,7.7393000000000003E-2,0,1.952571151976176E-3,0,0.93460976051072775,null,null,0.18919928290670016,7.9865727982656065E-2,0.39350755617020339,9.4123861332535211E-2,7.1343710129915819E-2,0,0,1.4272070623859959E-3,0,0.82946734558439661,null,{"$f":"J6231*VLOOKUP($B6231,$AR$36:$AZ$47,MATCH(AG$2,$AS$2:$BA$2,0)+1,FALSE)","v":0.18153539798611334},{"$f":"K6231*VLOOKUP($B6231,$AR$36:$AZ$47,MATCH(AH$2,$AS$2:$BA$2,0)+1,FALSE)","v":0.39537075844033759},{"$f":"L6231*VLOOKUP($B6231,$AR$36:$AZ$47,MATCH(AI$2,$AS$2:$BA$2,0)+1,FALSE)","v":0},{"$f":"M6231*VLOOKUP($B6231,$AR$36:$AZ$47,MATCH(AJ$2,$AS$2:$BA$2,0)+1,FALSE)","v":7.9130444516049059E-2},{"$f":"N6231*VLOOKUP($B6231,$AR$36:$AZ$47,MATCH(AK$2,$AS$2:$BA$2,0)+1,FALSE)","v":9.4538267492555866E-2},{"$f":"O6231*VLOOKUP($B6231,$AR$36:$AZ$47,MATCH(AL$2,$AS$2:$BA$2,0)+1,FALSE)","v":7.7392022468265848E-2},{"$f":"P6231*VLOOKUP($B6231,$AR$36:$AZ$47,MATCH(AM$2,$AS$2:$BA$2,0)+1,FALSE)","v":0},{"$f":"Q6231*VLOOKUP($B6231,$AR$36:$AZ$47,MATCH(AN$2,$AS$2:$BA$2,0)+1,FALSE)","v":1.3975758305443935E-3},{"$f":"R6231*VLOOKUP($B6231,$AR$36:$BA$47,MATCH(AO$2,$AS$2:$BA$2,0)+1,FALSE)","v":0},0.8293644667338661]
[2006,9,17,22,null,2013,9,17,22,0.34115871465885378,0.30445349888503237,8.7716324257784313E-3,8.0940093080861017E-2,8.3269000000000024E-2,5.8645999999999997E-2,2.2668909706010161E-5,2.4050134174594343E-3,0,0.87966662137769114,null,null,0.32299354078855136,7.0892333142535791E-2,0.26933170297342596,6.563235970596136E-2,5.4062036932009908E-2,4.9056525375532328E-3,1.1345308143775213E-5,1.7579139848794942E-3,0,0.78958688537306088,null,{"$f":"J6240*VLOOKUP($B6240,$AR$36:$AZ$47,MATCH(AG$2,$AS$2:$BA$2,0)+1,FALSE)","v":0.30991005924112391},{"$f":"K6240*VLOOKUP($B6240,$AR$36:$AZ$47,MATCH(AH$2,$AS$2:$BA$2,0)+1,FALSE)","v":0.27060695025274917},{"$f":"L6240*VLOOKUP($B6240,$AR$36:$AZ$47,MATCH(AI$2,$AS$2:$BA$2,0)+1,FALSE)","v":4.8805059774170365E-3},{"$f":"M6240*VLOOKUP($B6240,$AR$36:$AZ$47,MATCH(AJ$2,$AS$2:$BA$2,0)+1,FALSE)","v":7.0239663195293539E-2},{"$f":"N6240*VLOOKUP($B6240,$AR$36:$AZ$47,MATCH(AK$2,$AS$2:$BA$2,0)+1,FALSE)","v":6.5921324202039056E-2},{"$f":"O6240*VLOOKUP($B6240,$AR$36:$AZ$47,MATCH(AL$2,$AS$2:$BA$2,0)+1,FALSE)","v":5.8645259256960167E-2},{"$f":"P6240*VLOOKUP($B6240,$AR$36:$AZ$47,MATCH(AM$2,$AS$2:$BA$2,0)+1,FALSE)","v":1.1345308143775213E-5},{"$f":"Q6240*VLOOKUP($B6240,$AR$36:$AZ$47,MATCH(AN$2,$AS$2:$BA$2,0)+1,FALSE)","v":1.7214167181433858E-3},{"$f":"R6240*VLOOKUP($B6240,$AR$36:$BA$47,MATCH(AO$2,$AS$2:$BA$2,0)+1,FALSE)","v":0},0.78193652415186998]
[2006,9,18,10,null,2013,9,18,10,0.21245509712440272,0.42407854381485777,0,9.1045671587702381E-2,0.11558130000000005,7.5440999999999994E-2,0,1.952571151976176E-3,0,0.92055418367893904,null,null,0.20114281456185437,7.97434230145148E-2,0.37515678689334808,9.1100811308922086E-2,6.9544284830811307E-2,0,0,1.4272070623859959E-3,0,0.8181153276718367,null,{"$f":"J6252*VLOOKUP($B6252,$AR$36:$AZ$47,MATCH(AG$2,$AS$2:$BA$2,0)+1,FALSE)","v":0.19299513366305751},{"$f":"K6252*VLOOKUP($B6252,$AR$36:$AZ$47,MATCH(AH$2,$AS$2:$BA$2,0)+1,FALSE)","v":0.37693310088284004},{"$f":"L6252*VLOOKUP($B6252,$AR$36:$AZ$47,MATCH(AI$2,$AS$2:$BA$2,0)+1,FALSE)","v":0},{"$f":"M6252*VLOOKUP($B6252,$AR$36:$AZ$47,MATCH(AJ$2,$AS$2:$BA$2,0)+1,FALSE)","v":7.9009265548048629E-2},{"$f":"N6252*VLOOKUP($B6252,$AR$36:$AZ$47,MATCH(AK$2,$AS$2:$BA$2,0)+1,FALSE)","v":9.1501907660631668E-2},{"$f":"O6252*VLOOKUP($B6252,$AR$36:$AZ$47,MATCH(AL$2,$AS$2:$BA$2,0)+1,FALSE)","v":7.5440047123492351E-2},{"$f":"P6252*VLOOKUP($B6252,$AR$36:$AZ$47,MATCH(AM$2,$AS$2:$BA$2,0)+1,FALSE)","v":0},{"$f":"Q6252*VLOOKUP($B6252,$AR$36:$AZ$47,MATCH(AN$2,$AS$2:$BA$2,0)+1,FALSE)","v":1.3975758305443935E-3},{"$f":"R6252*VLOOKUP($B6252,$AR$36:$BA$47,MATCH(AO$2,$AS$2:$BA$2,0)+1,FALSE)","v":0},0.81727703070861468]
[2006,9,18,15,null,2013,9,18,15,0.18919107799553381,0.44438136557593533,0,9.3798919307943762E-2,0.12360420000000004,8.2333000000000003E-2,0,1.952571151976176E-3,0,0.93526113403138922,null,null,0.17911750027691864,8.2154887434407242E-2,0.39311747244993561,9.742443545097923E-2,7.5897583581543027E-2,0,0,1.4272070623859959E-3,0,0.82913908625616961,null,{"$f":"J6257*VLOOKUP($B6257,$AR$36:$AZ$47,MATCH(AG$2,$AS$2:$BA$2,0)+1,FALSE)","v":0.17186199756942469},{"$f":"K6257*VLOOKUP($B6257,$AR$36:$AZ$47,MATCH(AH$2,$AS$2:$BA$2,0)+1,FALSE)","v":0.39497882772917536},{"$f":"L6257*VLOOKUP($B6257,$AR$36:$AZ$47,MATCH(AI$2,$AS$2:$BA$2,0)+1,FALSE)","v":0},{"$f":"M6257*VLOOKUP($B6257,$AR$36:$AZ$47,MATCH(AJ$2,$AS$2:$BA$2,0)+1,FALSE)","v":8.1398528831570754E-2},{"$f":"N6257*VLOOKUP($B6257,$AR$36:$AZ$47,MATCH(AK$2,$AS$2:$BA$2,0)+1,FALSE)","v":9.7853373295388152E-2},{"$f":"O6257*VLOOKUP($B6257,$AR$36:$AZ$47,MATCH(AL$2,$AS$2:$BA$2,0)+1,FALSE)","v":8.2331960072354507E-2},{"$f":"P6257*VLOOKUP($B6257,$AR$36:$AZ$47,MATCH(AM$2,$AS$2:$BA$2,0)+1,FALSE)","v":0},{"$f":"Q6257*VLOOKUP($B6257,$AR$36:$AZ$47,MATCH(AN$2,$AS$2:$BA$2,0)+1,FALSE)","v":1.3975758305443935E-3},{"$f":"R6257*VLOOKUP($B6257,$AR$36:$BA$47,MATCH(AO$2,$AS$2:$BA$2,0)+1,FALSE)","v":0},0.82982226332845777]
[2006,9,18,24,null,2013,9,18,24,0.22798054599946543,0.24984194646654159,8.7716324257784313E-3,5.7245974911341202E-2,8.0267900000000003E-2,5.5985E-2,2.2668909706010161E-5,2.4050134174594343E-3,0,0.68252068213029216,null,null,0.21584160280621323,5.0139560877817499E-2,0.22102014646722562,6.3266902276262887E-2,5.1609029390556477E-2,4.9056525375532328E-3,1.1345308143775213E-5,1.7579139848794942E-3,0,0.60855215364865212,null,{"$f":"J6266*VLOOKUP($B6266,$AR$36:$AZ$47,MATCH(AG$2,$AS$2:$BA$2,0)+1,FALSE)","v":0.20709851890246742},{"$f":"K6266*VLOOKUP($B6266,$AR$36:$AZ$47,MATCH(AH$2,$AS$2:$BA$2,0)+1,FALSE)","v":0.22206664540272511},{"$f":"L6266*VLOOKUP($B6266,$AR$36:$AZ$47,MATCH(AI$2,$AS$2:$BA$2,0)+1,FALSE)","v":4.8805059774170365E-3},{"$f":"M6266*VLOOKUP($B6266,$AR$36:$AZ$47,MATCH(AJ$2,$AS$2:$BA$2,0)+1,FALSE)","v":4.967795123538863E-2},{"$f":"N6266*VLOOKUP($B6266,$AR$36:$AZ$47,MATCH(AK$2,$AS$2:$BA$2,0)+1,FALSE)","v":6.3545452196097585E-2},{"$f":"O6266*VLOOKUP($B6266,$AR$36:$AZ$47,MATCH(AL$2,$AS$2:$BA$2,0)+1,FALSE)","v":5.5984292867389339E-2},{"$f":"P6266*VLOOKUP($B6266,$AR$36:$AZ$47,MATCH(AM$2,$AS$2:$BA$2,0)+1,FALSE)","v":1.1345308143775213E-5},{"$f":"Q6266*VLOOKUP($B6266,$AR$36:$AZ$47,MATCH(AN$2,$AS$2:$BA$2,0)+1,FALSE)","v":1.7214167181433858E-3},{"$f":"R6266*VLOOKUP($B6266,$AR$36:$BA$47,MATCH(AO$2,$AS$2:$BA$2,0)+1,FALSE)","v":0},0.60498612860777223]
[2006,9,19,9,null,2013,9,19,9,0.25848334131528261,0.43202693271869652,0,9.3074023240303949E-2,0.11366439999999998,7.4582999999999997E-2,0,1.952571151976176E-3,0,0.9737842684262592,null,null,{"$f":"$J6275*$AS$6","v":0.24472026086088455},{"$f":"$M6275*$AV$6","v":8.1519978681961203E-2},{"$f":"$K6275*$AT$6","v":0.38218824860164119},{"$f":"$N6275*$AW$6","v":8.9589916854558985E-2},{"$f":"$O6275*$AX$6","v":6.8753348915528686E-2},{"$f":"$L6275*$AU$6","v":0},{"$f":"$P6275*$AY$6","v":0},{"$f":"$Q6275*$AZ$6","v":1.4272070623859959E-3},0,{"$f":"SUM(V6275:AD6275)","v":0.86819896097696048},null,{"$f":"J6275*VLOOKUP($B6275,$AR$36:$AZ$47,MATCH(AG$2,$AS$2:$BA$2,0)+1,FALSE)","v":0.23480739074763646},{"$f":"K6275*VLOOKUP($B6275,$AR$36:$AZ$47,MATCH(AH$2,$AS$2:$BA$2,0)+1,FALSE)","v":0.38399785556152682},{"$f":"L6275*VLOOKUP($B6275,$AR$36:$AZ$47,MATCH(AI$2,$AS$2:$BA$2,0)+1,FALSE)","v":0},{"$f":"M6275*VLOOKUP($B6275,$AR$36:$AZ$47,MATCH(AJ$2,$AS$2:$BA$2,0)+1,FALSE)","v":8.0769465363707604E-2},{"$f":"N6275*VLOOKUP($B6275,$AR$36:$AZ$47,MATCH(AK$2,$AS$2:$BA$2,0)+1,FALSE)","v":8.9984361078315395E-2},{"$f":"O6275*VLOOKUP($B6275,$AR$36:$AZ$47,MATCH(AL$2,$AS$2:$BA$2,0)+1,FALSE)","v":7.4582057960676948E-2},{"$f":"P6275*VLOOKUP($B6275,$AR$36:$AZ$47,MATCH(AM$2,$AS$2:$BA$2,0)+1,FALSE)","v":0},{"$f":"Q6275*VLOOKUP($B6275,$AR$36:$AZ$47,MATCH(AN$2,$AS$2:$BA$2,0)+1,FALSE)","v":1.3975758305443935E-3},{"$f":"R6275*VLOOKUP($B6275,$AR$36:$BA$47,MATCH(AO$2,$AS$2:$BA$2,0)+1,FALSE)","v":0},0.86553870654240772]
[2006,9,19,17,null,2013,9,19,17,0.28501102262674949,0.48642110741216948,0,0.13872868359053322,0.12268020000000002,7.7210000000000001E-2,0,1.952571151976176E-3,0,1.1120035847814282,null,null,0.26983546193164987,0.12150715027842045,0.4303075041059416,9.6696141603709429E-2,7.1175014008124773E-2,0,0,1.4272070623859959E-3,0,0.99094847899023208,null,{"$f":"J6283*VLOOKUP($B6283,$AR$36:$AZ$47,MATCH(AG$2,$AS$2:$BA$2,0)+1,FALSE)","v":0.25890525175343621},{"$f":"K6283*VLOOKUP($B6283,$AR$36:$AZ$47,MATCH(AH$2,$AS$2:$BA$2,0)+1,FALSE)","v":0.43234494889177738},{"$f":"L6283*VLOOKUP($B6283,$AR$36:$AZ$47,MATCH(AI$2,$AS$2:$BA$2,0)+1,FALSE)","v":0},{"$f":"M6283*VLOOKUP($B6283,$AR$36:$AZ$47,MATCH(AJ$2,$AS$2:$BA$2,0)+1,FALSE)","v":0.12038849524414018},{"$f":"N6283*VLOOKUP($B6283,$AR$36:$AZ$47,MATCH(AK$2,$AS$2:$BA$2,0)+1,FALSE)","v":9.7121872934357215E-2},{"$f":"O6283*VLOOKUP($B6283,$AR$36:$AZ$47,MATCH(AL$2,$AS$2:$BA$2,0)+1,FALSE)","v":7.7209024779693325E-2},{"$f":"P6283*VLOOKUP($B6283,$AR$36:$AZ$47,MATCH(AM$2,$AS$2:$BA$2,0)+1,FALSE)","v":0},{"$f":"Q6283*VLOOKUP($B6283,$AR$36:$AZ$47,MATCH(AN$2,$AS$2:$BA$2,0)+1,FALSE)","v":1.3975758305443935E-3},{"$f":"R6283*VLOOKUP($B6283,$AR$36:$BA$47,MATCH(AO$2,$AS$2:$BA$2,0)+1,FALSE)","v":0},0.98736716943394864]
[2006,9,19,23,null,2013,9,19,23,0.26978436492560337,0.28127430840802775,8.7716324257784313E-3,6.3976430262564332E-2,8.7703199999999995E-2,6.1066000000000002E-2,2.2668909706010161E-5,2.4050134174594343E-3,0,0.77500361834913933,null,null,0.2554195555691629,5.6034509410718261E-2,0.24882646697653399,6.9127381976051935E-2,5.6292881821268584E-2,4.9056525375532328E-3,1.1345308143775213E-5,1.7579139848794942E-3,0,0.69237570758431211,null,{"$f":"J6289*VLOOKUP($B6289,$AR$36:$AZ$47,MATCH(AG$2,$AS$2:$BA$2,0)+1,FALSE)","v":0.24507328971510683},{"$f":"K6289*VLOOKUP($B6289,$AR$36:$AZ$47,MATCH(AH$2,$AS$2:$BA$2,0)+1,FALSE)","v":0.25000462488194308},{"$f":"L6289*VLOOKUP($B6289,$AR$36:$AZ$47,MATCH(AI$2,$AS$2:$BA$2,0)+1,FALSE)","v":4.8805059774170365E-3},{"$f":"M6289*VLOOKUP($B6289,$AR$36:$AZ$47,MATCH(AJ$2,$AS$2:$BA$2,0)+1,FALSE)","v":5.5518627951050309E-2},{"$f":"N6289*VLOOKUP($B6289,$AR$36:$AZ$47,MATCH(AK$2,$AS$2:$BA$2,0)+1,FALSE)","v":6.9431734267930076E-2},{"$f":"O6289*VLOOKUP($B6289,$AR$36:$AZ$47,MATCH(AL$2,$AS$2:$BA$2,0)+1,FALSE)","v":6.1065228690542067E-2},{"$f":"P6289*VLOOKUP($B6289,$AR$36:$AZ$47,MATCH(AM$2,$AS$2:$BA$2,0)+1,FALSE)","v":1.1345308143775213E-5},{"$f":"Q6289*VLOOKUP($B6289,$AR$36:$AZ$47,MATCH(AN$2,$AS$2:$BA$2,0)+1,FALSE)","v":1.7214167181433858E-3},{"$f":"R6289*VLOOKUP($B6289,$AR$36:$BA$47,MATCH(AO$2,$AS$2:$BA$2,0)+1,FALSE)","v":0},0.68770677351027654]
[2006,9,20,2,null,2013,9,20,2,0.21050242377563877,0.26536953939633889,8.7716324257784313E-3,7.108031820581559E-2,8.1980400000000009E-2,5.7225999999999999E-2,2.2668909706010161E-5,2.4050134174594343E-3,0,0.69735799613073712,null,null,0.19929411232497501,6.2256533274430557E-2,0.23475647422228835,6.4616689303805666E-2,5.2753028773849867E-2,4.9056525375532328E-3,1.1345308143775213E-5,1.7579139848794942E-3,0,0.62035174972992591,null,{"$f":"J6292*VLOOKUP($B6292,$AR$36:$AZ$47,MATCH(AG$2,$AS$2:$BA$2,0)+1,FALSE)","v":0.19122131670575326},{"$f":"K6292*VLOOKUP($B6292,$AR$36:$AZ$47,MATCH(AH$2,$AS$2:$BA$2,0)+1,FALSE)","v":0.23586801271460253},{"$f":"L6292*VLOOKUP($B6292,$AR$36:$AZ$47,MATCH(AI$2,$AS$2:$BA$2,0)+1,FALSE)","v":4.8805059774170365E-3},{"$f":"M6292*VLOOKUP($B6292,$AR$36:$AZ$47,MATCH(AJ$2,$AS$2:$BA$2,0)+1,FALSE)","v":6.1683368779956789E-2},{"$f":"N6292*VLOOKUP($B6292,$AR$36:$AZ$47,MATCH(AK$2,$AS$2:$BA$2,0)+1,FALSE)","v":6.4901182031882707E-2},{"$f":"O6292*VLOOKUP($B6292,$AR$36:$AZ$47,MATCH(AL$2,$AS$2:$BA$2,0)+1,FALSE)","v":5.7225277192626996E-2},{"$f":"P6292*VLOOKUP($B6292,$AR$36:$AZ$47,MATCH(AM$2,$AS$2:$BA$2,0)+1,FALSE)","v":1.1345308143775213E-5},{"$f":"Q6292*VLOOKUP($B6292,$AR$36:$AZ$47,MATCH(AN$2,$AS$2:$BA$2,0)+1,FALSE)","v":1.7214167181433858E-3},{"$f":"R6292*VLOOKUP($B6292,$AR$36:$BA$47,MATCH(AO$2,$AS$2:$BA$2,0)+1,FALSE)","v":0},0.61751242542852647]
[2006,9,20,13,null,2013,9,20,13,0.25930294104922375,0.47218099874590036,0,0.10433718774642319,0.13559359999999995,8.6806999999999995E-2,0,1.952571151976176E-3,0,1.0601742986935234,null,null,0.24549622057910461,9.1384953875519453E-2,0.41771013625942788,0.10687444221770691,8.0021881116478261E-2,0,0,1.4272070623859959E-3,0,0.94291484111062307,null,{"$f":"J6303*VLOOKUP($B6303,$AR$36:$AZ$47,MATCH(AG$2,$AS$2:$BA$2,0)+1,FALSE)","v":0.23555191870833564},{"$f":"K6303*VLOOKUP($B6303,$AR$36:$AZ$47,MATCH(AH$2,$AS$2:$BA$2,0)+1,FALSE)","v":0.41968793430150664},{"$f":"L6303*VLOOKUP($B6303,$AR$36:$AZ$47,MATCH(AI$2,$AS$2:$BA$2,0)+1,FALSE)","v":0},{"$f":"M6303*VLOOKUP($B6303,$AR$36:$AZ$47,MATCH(AJ$2,$AS$2:$BA$2,0)+1,FALSE)","v":9.0543618707374401E-2},{"$f":"N6303*VLOOKUP($B6303,$AR$36:$AZ$47,MATCH(AK$2,$AS$2:$BA$2,0)+1,FALSE)","v":0.10734498631329303},{"$f":"O6303*VLOOKUP($B6303,$AR$36:$AZ$47,MATCH(AL$2,$AS$2:$BA$2,0)+1,FALSE)","v":8.6805903562373249E-2},{"$f":"P6303*VLOOKUP($B6303,$AR$36:$AZ$47,MATCH(AM$2,$AS$2:$BA$2,0)+1,FALSE)","v":0},{"$f":"Q6303*VLOOKUP($B6303,$AR$36:$AZ$47,MATCH(AN$2,$AS$2:$BA$2,0)+1,FALSE)","v":1.3975758305443935E-3},{"$f":"R6303*VLOOKUP($B6303,$AR$36:$BA$47,MATCH(AO$2,$AS$2:$BA$2,0)+1,FALSE)","v":0},0.94133193742342725]
[2006,9,20,19,null,2013,9,20,19,0.34748762749836049,0.3939921077561474,8.7716324257784313E-3,9.6146757454857706E-2,0.10166690000000002,7.0900000000000005E-2,2.2668909706010161E-5,2.4050134174594343E-3,0,1.0213927074623095,null,null,0.32898546735979117,8.4211269108066741E-2,0.34854112607890791,8.0133525693715582E-2,6.5358224234892459E-2,4.9056525375532328E-3,1.1345308143775213E-5,1.7579139848794942E-3,0,0.91390452430595037,null,{"$f":"J6309*VLOOKUP($B6309,$AR$36:$AZ$47,MATCH(AG$2,$AS$2:$BA$2,0)+1,FALSE)","v":0.31565927117312675},{"$f":"K6309*VLOOKUP($B6309,$AR$36:$AZ$47,MATCH(AH$2,$AS$2:$BA$2,0)+1,FALSE)","v":0.35019141870267767},{"$f":"L6309*VLOOKUP($B6309,$AR$36:$AZ$47,MATCH(AI$2,$AS$2:$BA$2,0)+1,FALSE)","v":4.8805059774170365E-3},{"$f":"M6309*VLOOKUP($B6309,$AR$36:$AZ$47,MATCH(AJ$2,$AS$2:$BA$2,0)+1,FALSE)","v":8.3435978436571176E-2},{"$f":"N6309*VLOOKUP($B6309,$AR$36:$AZ$47,MATCH(AK$2,$AS$2:$BA$2,0)+1,FALSE)","v":8.0486335557245603E-2},{"$f":"O6309*VLOOKUP($B6309,$AR$36:$AZ$47,MATCH(AL$2,$AS$2:$BA$2,0)+1,FALSE)","v":7.0899104479733938E-2},{"$f":"P6309*VLOOKUP($B6309,$AR$36:$AZ$47,MATCH(AM$2,$AS$2:$BA$2,0)+1,FALSE)","v":1.1345308143775213E-5},{"$f":"Q6309*VLOOKUP($B6309,$AR$36:$AZ$47,MATCH(AN$2,$AS$2:$BA$2,0)+1,FALSE)","v":1.7214167181433858E-3},{"$f":"R6309*VLOOKUP($B6309,$AR$36:$BA$47,MATCH(AO$2,$AS$2:$BA$2,0)+1,FALSE)","v":0},0.90728537635305928]
[2006,9,21,3,null,2013,9,21,3,0.16942980853234976,0.22627889967327749,8.7716324257784313E-3,6.0110599622121348E-2,8.353950000000003E-2,5.9901000000000003E-2,2.2668909706010161E-5,2.4050134174594343E-3,0,0.61045912258069257,null,null,0.16040842992304238,5.2648576145715512E-2,0.20017533586950337,6.5845566941552802E-2,5.5218942029538691E-2,4.9056525375532328E-3,1.1345308143775213E-5,1.7579139848794942E-3,0,0.5409717627399292,null,{"$f":"J6317*VLOOKUP($B6317,$AR$36:$AZ$47,MATCH(AG$2,$AS$2:$BA$2,0)+1,FALSE)","v":0.15391077449678775},{"$f":"K6317*VLOOKUP($B6317,$AR$36:$AZ$47,MATCH(AH$2,$AS$2:$BA$2,0)+1,FALSE)","v":0.20112313759368577},{"$f":"L6317*VLOOKUP($B6317,$AR$36:$AZ$47,MATCH(AI$2,$AS$2:$BA$2,0)+1,FALSE)","v":4.8805059774170365E-3},{"$f":"M6317*VLOOKUP($B6317,$AR$36:$AZ$47,MATCH(AJ$2,$AS$2:$BA$2,0)+1,FALSE)","v":5.2163867265471509E-2},{"$f":"N6317*VLOOKUP($B6317,$AR$36:$AZ$47,MATCH(AK$2,$AS$2:$BA$2,0)+1,FALSE)","v":6.6135470141063801E-2},{"$f":"O6317*VLOOKUP($B6317,$AR$36:$AZ$47,MATCH(AL$2,$AS$2:$BA$2,0)+1,FALSE)","v":5.9900243405367315E-2},{"$f":"P6317*VLOOKUP($B6317,$AR$36:$AZ$47,MATCH(AM$2,$AS$2:$BA$2,0)+1,FALSE)","v":1.1345308143775213E-5},{"$f":"Q6317*VLOOKUP($B6317,$AR$36:$AZ$47,MATCH(AN$2,$AS$2:$BA$2,0)+1,FALSE)","v":1.7214167181433858E-3},{"$f":"R6317*VLOOKUP($B6317,$AR$36:$BA$47,MATCH(AO$2,$AS$2:$BA$2,0)+1,FALSE)","v":0},0.5398467609060803]
[2006,9,21,12,null,2013,9,21,12,0.24636473515809323,0.32479788273242827,0,8.496846345706173E-2,9.5223099999999991E-2,6.6392000000000007E-2,0,1.952571151976176E-3,0,0.81969875249955948,null,null,0.23324691621527988,7.4420628748099779E-2,0.28732915600855535,7.5054543125493603E-2,6.1202584251099861E-2,0,0,1.4272070623859959E-3,0,0.73268103541091445,null,{"$f":"J6326*VLOOKUP($B6326,$AR$36:$AZ$47,MATCH(AG$2,$AS$2:$BA$2,0)+1,FALSE)","v":0.22379879624097129},{"$f":"K6326*VLOOKUP($B6326,$AR$36:$AZ$47,MATCH(AH$2,$AS$2:$BA$2,0)+1,FALSE)","v":0.28868961866640408},{"$f":"L6326*VLOOKUP($B6326,$AR$36:$AZ$47,MATCH(AI$2,$AS$2:$BA$2,0)+1,FALSE)","v":0},{"$f":"M6326*VLOOKUP($B6326,$AR$36:$AZ$47,MATCH(AJ$2,$AS$2:$BA$2,0)+1,FALSE)","v":7.3735475563183467E-2},{"$f":"N6326*VLOOKUP($B6326,$AR$36:$AZ$47,MATCH(AK$2,$AS$2:$BA$2,0)+1,FALSE)","v":7.5384991372818011E-2},{"$f":"O6326*VLOOKUP($B6326,$AR$36:$AZ$47,MATCH(AL$2,$AS$2:$BA$2,0)+1,FALSE)","v":6.6391161419160724E-2},{"$f":"P6326*VLOOKUP($B6326,$AR$36:$AZ$47,MATCH(AM$2,$AS$2:$BA$2,0)+1,FALSE)","v":0},{"$f":"Q6326*VLOOKUP($B6326,$AR$36:$AZ$47,MATCH(AN$2,$AS$2:$BA$2,0)+1,FALSE)","v":1.3975758305443935E-3},{"$f":"R6326*VLOOKUP($B6326,$AR$36:$BA$47,MATCH(AO$2,$AS$2:$BA$2,0)+1,FALSE)","v":0},0.72939761909308198]
[2006,9,21,20,null,2013,9,21,20,0.32695241536035136,0.27695920556795367,8.7716324257784313E-3,6.8251834288357002E-2,8.5584599999999997E-2,6.3309000000000004E-2,2.2668909706010161E-5,2.4050134174594343E-3,0,0.83225636996960606,null,null,0.30954366331286215,5.9779172345719278E-2,0.24500915497099357,6.7457508226240484E-2,5.8360561609122799E-2,4.9056525375532328E-3,1.1345308143775213E-5,1.7579139848794942E-3,0,0.74682497229551481,null,{"$f":"J6334*VLOOKUP($B6334,$AR$36:$AZ$47,MATCH(AG$2,$AS$2:$BA$2,0)+1,FALSE)","v":0.29700499521073992},{"$f":"K6334*VLOOKUP($B6334,$AR$36:$AZ$47,MATCH(AH$2,$AS$2:$BA$2,0)+1,FALSE)","v":0.24616923844737837},{"$f":"L6334*VLOOKUP($B6334,$AR$36:$AZ$47,MATCH(AI$2,$AS$2:$BA$2,0)+1,FALSE)","v":4.8805059774170365E-3},{"$f":"M6334*VLOOKUP($B6334,$AR$36:$AZ$47,MATCH(AJ$2,$AS$2:$BA$2,0)+1,FALSE)","v":5.922881566352884E-2},{"$f":"N6334*VLOOKUP($B6334,$AR$36:$AZ$47,MATCH(AK$2,$AS$2:$BA$2,0)+1,FALSE)","v":6.7754508440137751E-2},{"$f":"O6334*VLOOKUP($B6334,$AR$36:$AZ$47,MATCH(AL$2,$AS$2:$BA$2,0)+1,FALSE)","v":6.3308200359766933E-2},{"$f":"P6334*VLOOKUP($B6334,$AR$36:$AZ$47,MATCH(AM$2,$AS$2:$BA$2,0)+1,FALSE)","v":1.1345308143775213E-5},{"$f":"Q6334*VLOOKUP($B6334,$AR$36:$AZ$47,MATCH(AN$2,$AS$2:$BA$2,0)+1,FALSE)","v":1.7214167181433858E-3},{"$f":"R6334*VLOOKUP($B6334,$AR$36:$BA$47,MATCH(AO$2,$AS$2:$BA$2,0)+1,FALSE)","v":0},0.740079026125256]
[2006,9,22,5,null,2013,9,22,5,0.17908953735915989,0.2393164446322526,8.7716324257784313E-3,8.1860771329805515E-2,7.7748200000000017E-2,5.4650999999999998E-2,2.2668909706010161E-5,2.4050134174594343E-3,0,0.643865268074162,null,null,0.1695538214454268,7.1698720022719556E-2,0.21170886791709975,6.1280882788204795E-2,5.0379299191270911E-2,4.9056525375532328E-3,1.1345308143775213E-5,1.7579139848794942E-3,0,0.57129650319529823,null,{"$f":"J6343*VLOOKUP($B6343,$AR$36:$AZ$47,MATCH(AG$2,$AS$2:$BA$2,0)+1,FALSE)","v":0.16268571414903568},{"$f":"K6343*VLOOKUP($B6343,$AR$36:$AZ$47,MATCH(AH$2,$AS$2:$BA$2,0)+1,FALSE)","v":0.21271127927394815},{"$f":"L6343*VLOOKUP($B6343,$AR$36:$AZ$47,MATCH(AI$2,$AS$2:$BA$2,0)+1,FALSE)","v":4.8805059774170365E-3},{"$f":"M6343*VLOOKUP($B6343,$AR$36:$AZ$47,MATCH(AJ$2,$AS$2:$BA$2,0)+1,FALSE)","v":7.1038626078280209E-2},{"$f":"N6343*VLOOKUP($B6343,$AR$36:$AZ$47,MATCH(AK$2,$AS$2:$BA$2,0)+1,FALSE)","v":6.1550688711585012E-2},{"$f":"O6343*VLOOKUP($B6343,$AR$36:$AZ$47,MATCH(AL$2,$AS$2:$BA$2,0)+1,FALSE)","v":5.4650309716811556E-2},{"$f":"P6343*VLOOKUP($B6343,$AR$36:$AZ$47,MATCH(AM$2,$AS$2:$BA$2,0)+1,FALSE)","v":1.1345308143775213E-5},{"$f":"Q6343*VLOOKUP($B6343,$AR$36:$AZ$47,MATCH(AN$2,$AS$2:$BA$2,0)+1,FALSE)","v":1.7214167181433858E-3},{"$f":"R6343*VLOOKUP($B6343,$AR$36:$BA$47,MATCH(AO$2,$AS$2:$BA$2,0)+1,FALSE)","v":0},0.56924988593336467]
[2006,9,22,10,null,2013,9,22,10,0.27468262821329592,0.30223100526650243,0,9.6187487509132655E-2,8.3383499999999985E-2,5.7796E-2,0,1.952571151976176E-3,0,0.81623319214090717,null,null,0.26005700827087225,8.4246943005472433E-2,0.26736559651277303,6.572260824006565E-2,5.3278475710576083E-2,0,0,1.4272070623859959E-3,0,0.73209783880214541,null,{"$f":"J6348*VLOOKUP($B6348,$AR$36:$AZ$47,MATCH(AG$2,$AS$2:$BA$2,0)+1,FALSE)","v":0.24952289337592901},{"$f":"K6348*VLOOKUP($B6348,$AR$36:$AZ$47,MATCH(AH$2,$AS$2:$BA$2,0)+1,FALSE)","v":0.26863153455784305},{"$f":"L6348*VLOOKUP($B6348,$AR$36:$AZ$47,MATCH(AI$2,$AS$2:$BA$2,0)+1,FALSE)","v":0},{"$f":"M6348*VLOOKUP($B6348,$AR$36:$AZ$47,MATCH(AJ$2,$AS$2:$BA$2,0)+1,FALSE)","v":8.3471323902400335E-2},{"$f":"N6348*VLOOKUP($B6348,$AR$36:$AZ$47,MATCH(AK$2,$AS$2:$BA$2,0)+1,FALSE)","v":6.6011970080110491E-2},{"$f":"O6348*VLOOKUP($B6348,$AR$36:$AZ$47,MATCH(AL$2,$AS$2:$BA$2,0)+1,FALSE)","v":5.7795269993098766E-2},{"$f":"P6348*VLOOKUP($B6348,$AR$36:$AZ$47,MATCH(AM$2,$AS$2:$BA$2,0)+1,FALSE)","v":0},{"$f":"Q6348*VLOOKUP($B6348,$AR$36:$AZ$47,MATCH(AN$2,$AS$2:$BA$2,0)+1,FALSE)","v":1.3975758305443935E-3},{"$f":"R6348*VLOOKUP($B6348,$AR$36:$BA$47,MATCH(AO$2,$AS$2:$BA$2,0)+1,FALSE)","v":0},0.72683056773992605]
[2006,9,22,14,null,2013,9,22,14,0.29548354146609584,0.31615618558928643,0,9.3378357965294298E-2,8.3897499999999986E-2,5.9279999999999999E-2,0,1.952571151976176E-3,0,0.85014815617265271,null,null,0.27975036603802078,8.1786533832686123E-2,0.27968436619117215,6.6127741397529582E-2,5.4646481419526438E-2,0,0,1.4272070623859959E-3,0,0.76342269594132106,null,{"$f":"J6352*VLOOKUP($B6352,$AR$36:$AZ$47,MATCH(AG$2,$AS$2:$BA$2,0)+1,FALSE)","v":0.26841853338586069},{"$f":"K6352*VLOOKUP($B6352,$AR$36:$AZ$47,MATCH(AH$2,$AS$2:$BA$2,0)+1,FALSE)","v":0.28100863185732633},{"$f":"L6352*VLOOKUP($B6352,$AR$36:$AZ$47,MATCH(AI$2,$AS$2:$BA$2,0)+1,FALSE)","v":0},{"$f":"M6352*VLOOKUP($B6352,$AR$36:$AZ$47,MATCH(AJ$2,$AS$2:$BA$2,0)+1,FALSE)","v":8.1033566475632424E-2},{"$f":"N6352*VLOOKUP($B6352,$AR$36:$AZ$47,MATCH(AK$2,$AS$2:$BA$2,0)+1,FALSE)","v":6.6418886947610389E-2},{"$f":"O6352*VLOOKUP($B6352,$AR$36:$AZ$47,MATCH(AL$2,$AS$2:$BA$2,0)+1,FALSE)","v":5.9279251249063858E-2},{"$f":"P6352*VLOOKUP($B6352,$AR$36:$AZ$47,MATCH(AM$2,$AS$2:$BA$2,0)+1,FALSE)","v":0},{"$f":"Q6352*VLOOKUP($B6352,$AR$36:$AZ$47,MATCH(AN$2,$AS$2:$BA$2,0)+1,FALSE)","v":1.3975758305443935E-3},{"$f":"R6352*VLOOKUP($B6352,$AR$36:$BA$47,MATCH(AO$2,$AS$2:$BA$2,0)+1,FALSE)","v":0},0.75755644574603809]
[2006,9,22,24,null,2013,9,22,24,0.25616400412779422,0.24449626611729569,8.7716324257784313E-3,7.584052724844928E-2,7.9019800000000001E-2,5.4639E-2,2.2668909706010161E-5,2.4050134174594343E-3,0,0.72135891224648307,null,null,0.24252441799279736,6.642581838930392E-2,0.21629114451032033,6.2283153844685586E-2,5.0368237150497729E-2,4.9056525375532328E-3,1.1345308143775213E-5,1.7579139848794942E-3,0,0.64456768371818152,null,{"$f":"J6362*VLOOKUP($B6362,$AR$36:$AZ$47,MATCH(AG$2,$AS$2:$BA$2,0)+1,FALSE)","v":0.23270049476553198},{"$f":"K6362*VLOOKUP($B6362,$AR$36:$AZ$47,MATCH(AH$2,$AS$2:$BA$2,0)+1,FALSE)","v":0.21731525229463755},{"$f":"L6362*VLOOKUP($B6362,$AR$36:$AZ$47,MATCH(AI$2,$AS$2:$BA$2,0)+1,FALSE)","v":4.8805059774170365E-3},{"$f":"M6362*VLOOKUP($B6362,$AR$36:$AZ$47,MATCH(AJ$2,$AS$2:$BA$2,0)+1,FALSE)","v":6.5814269390112409E-2},{"$f":"N6362*VLOOKUP($B6362,$AR$36:$AZ$47,MATCH(AK$2,$AS$2:$BA$2,0)+1,FALSE)","v":6.255737254176566E-2},{"$f":"O6362*VLOOKUP($B6362,$AR$36:$AZ$47,MATCH(AL$2,$AS$2:$BA$2,0)+1,FALSE)","v":5.4638309868380572E-2},{"$f":"P6362*VLOOKUP($B6362,$AR$36:$AZ$47,MATCH(AM$2,$AS$2:$BA$2,0)+1,FALSE)","v":1.1345308143775213E-5},{"$f":"Q6362*VLOOKUP($B6362,$AR$36:$AZ$47,MATCH(AN$2,$AS$2:$BA$2,0)+1,FALSE)","v":1.7214167181433858E-3},{"$f":"R6362*VLOOKUP($B6362,$AR$36:$BA$47,MATCH(AO$2,$AS$2:$BA$2,0)+1,FALSE)","v":0},0.63963896686413235]
[2006,9,23,7,null,2013,9,23,7,0.21260270342329171,0.31322805642690088,0,6.9188466274675203E-2,0.10522679999999998,6.7053000000000001E-2,0,1.952571151976176E-3,0,0.769251597276844,null,null,0.20128256148629839,6.059953249454799E-2,0.27709402639636083,8.2939427497715254E-2,6.1811918330356048E-2,0,0,1.4272070623859959E-3,0,0.68515467326766444,null,{"$f":"J6369*VLOOKUP($B6369,$AR$36:$AZ$47,MATCH(AG$2,$AS$2:$BA$2,0)+1,FALSE)","v":0.19312921986653847},{"$f":"K6369*VLOOKUP($B6369,$AR$36:$AZ$47,MATCH(AH$2,$AS$2:$BA$2,0)+1,FALSE)","v":0.27840602717227225},{"$f":"L6369*VLOOKUP($B6369,$AR$36:$AZ$47,MATCH(AI$2,$AS$2:$BA$2,0)+1,FALSE)","v":0},{"$f":"M6369*VLOOKUP($B6369,$AR$36:$AZ$47,MATCH(AJ$2,$AS$2:$BA$2,0)+1,FALSE)","v":6.0041623170325312E-2},{"$f":"N6369*VLOOKUP($B6369,$AR$36:$AZ$47,MATCH(AK$2,$AS$2:$BA$2,0)+1,FALSE)","v":8.3304591114858106E-2},{"$f":"O6369*VLOOKUP($B6369,$AR$36:$AZ$47,MATCH(AL$2,$AS$2:$BA$2,0)+1,FALSE)","v":6.7052153070234127E-2},{"$f":"P6369*VLOOKUP($B6369,$AR$36:$AZ$47,MATCH(AM$2,$AS$2:$BA$2,0)+1,FALSE)","v":0},{"$f":"Q6369*VLOOKUP($B6369,$AR$36:$AZ$47,MATCH(AN$2,$AS$2:$BA$2,0)+1,FALSE)","v":1.3975758305443935E-3},{"$f":"R6369*VLOOKUP($B6369,$AR$36:$BA$47,MATCH(AO$2,$AS$2:$BA$2,0)+1,FALSE)","v":0},0.68333119022477262]
[2006,9,23,14,null,2013,9,23,14,0.1940543507024966,0.41165700761366797,0,9.3944955387369064E-2,0.11618370000000001,7.4985999999999997E-2,0,1.952571151976176E-3,0,0.89277858485550987,null,null,0.18372182548963667,8.2282794853331329E-2,0.36416820075173884,9.1575621063895357E-2,6.9124849118161427E-2,0,0,1.4272070623859959E-3,0,0.79230049833914962,null,{"$f":"J6376*VLOOKUP($B6376,$AR$36:$AZ$47,MATCH(AG$2,$AS$2:$BA$2,0)+1,FALSE)","v":0.17627981563462553},{"$f":"K6376*VLOOKUP($B6376,$AR$36:$AZ$47,MATCH(AH$2,$AS$2:$BA$2,0)+1,FALSE)","v":0.36589248534986696},{"$f":"L6376*VLOOKUP($B6376,$AR$36:$AZ$47,MATCH(AI$2,$AS$2:$BA$2,0)+1,FALSE)","v":0},{"$f":"M6376*VLOOKUP($B6376,$AR$36:$AZ$47,MATCH(AJ$2,$AS$2:$BA$2,0)+1,FALSE)","v":8.1525258671415982E-2},{"$f":"N6376*VLOOKUP($B6376,$AR$36:$AZ$47,MATCH(AK$2,$AS$2:$BA$2,0)+1,FALSE)","v":9.1978807896005044E-2},{"$f":"O6376*VLOOKUP($B6376,$AR$36:$AZ$47,MATCH(AL$2,$AS$2:$BA$2,0)+1,FALSE)","v":7.4985052870484181E-2},{"$f":"P6376*VLOOKUP($B6376,$AR$36:$AZ$47,MATCH(AM$2,$AS$2:$BA$2,0)+1,FALSE)","v":0},{"$f":"Q6376*VLOOKUP($B6376,$AR$36:$AZ$47,MATCH(AN$2,$AS$2:$BA$2,0)+1,FALSE)","v":1.3975758305443935E-3},{"$f":"R6376*VLOOKUP($B6376,$AR$36:$BA$47,MATCH(AO$2,$AS$2:$BA$2,0)+1,FALSE)","v":0},0.79205899625294207]
[2006,9,23,24,null,2013,9,23,24,0.22581206635538617,0.22394182588325973,8.7716324257784313E-3,4.1352844826644419E-2,7.8752200000000008E-2,5.5294000000000003E-2,2.2668909706010161E-5,2.4050134174594343E-3,0,0.63635225181823429,null,null,0.21378858499287834,3.6219375840269026E-2,0.19810786722110482,6.2072232379826939E-2,5.0972040209367325E-2,4.9056525375532328E-3,1.1345308143775213E-5,1.7579139848794942E-3,0,0.5678350124740229,null,{"$f":"J6386*VLOOKUP($B6386,$AR$36:$AZ$47,MATCH(AG$2,$AS$2:$BA$2,0)+1,FALSE)","v":0.20512866256849749},{"$f":"K6386*VLOOKUP($B6386,$AR$36:$AZ$47,MATCH(AH$2,$AS$2:$BA$2,0)+1,FALSE)","v":0.199045879775502},{"$f":"L6386*VLOOKUP($B6386,$AR$36:$AZ$47,MATCH(AI$2,$AS$2:$BA$2,0)+1,FALSE)","v":4.8805059774170365E-3},{"$f":"M6386*VLOOKUP($B6386,$AR$36:$AZ$47,MATCH(AJ$2,$AS$2:$BA$2,0)+1,FALSE)","v":3.5885922318979406E-2},{"$f":"N6386*VLOOKUP($B6386,$AR$36:$AZ$47,MATCH(AK$2,$AS$2:$BA$2,0)+1,FALSE)","v":6.2345522437207354E-2},{"$f":"O6386*VLOOKUP($B6386,$AR$36:$AZ$47,MATCH(AL$2,$AS$2:$BA$2,0)+1,FALSE)","v":5.529330159523848E-2},{"$f":"P6386*VLOOKUP($B6386,$AR$36:$AZ$47,MATCH(AM$2,$AS$2:$BA$2,0)+1,FALSE)","v":1.1345308143775213E-5},{"$f":"Q6386*VLOOKUP($B6386,$AR$36:$AZ$47,MATCH(AN$2,$AS$2:$BA$2,0)+1,FALSE)","v":1.7214167181433858E-3},{"$f":"R6386*VLOOKUP($B6386,$AR$36:$BA$47,MATCH(AO$2,$AS$2:$BA$2,0)+1,FALSE)","v":0},0.56431255669912894]
[2006,9,24,7,null,2013,9,24,7,0.23670064301260535,0.33702703877422641,0,7.5632513639648458E-2,0.10564749999999995,6.8213999999999997E-2,0,1.952571151976176E-3,0,0.82517426657845638,null,null,0.22409739370139867,6.6243627221836937E-2,0.29814755499141288,8.3271021893328218E-2,6.2882170775161547E-2,0,0,1.4272070623859959E-3,0,0.73606897564552431,null,{"$f":"J6393*VLOOKUP($B6393,$AR$36:$AZ$47,MATCH(AG$2,$AS$2:$BA$2,0)+1,FALSE)","v":0.21501989293107132},{"$f":"K6393*VLOOKUP($B6393,$AR$36:$AZ$47,MATCH(AH$2,$AS$2:$BA$2,0)+1,FALSE)","v":0.29955924122865168},{"$f":"L6393*VLOOKUP($B6393,$AR$36:$AZ$47,MATCH(AI$2,$AS$2:$BA$2,0)+1,FALSE)","v":0},{"$f":"M6393*VLOOKUP($B6393,$AR$36:$AZ$47,MATCH(AJ$2,$AS$2:$BA$2,0)+1,FALSE)","v":6.5633755564811866E-2},{"$f":"N6393*VLOOKUP($B6393,$AR$36:$AZ$47,MATCH(AK$2,$AS$2:$BA$2,0)+1,FALSE)","v":8.3637645445903228E-2},{"$f":"O6393*VLOOKUP($B6393,$AR$36:$AZ$47,MATCH(AL$2,$AS$2:$BA$2,0)+1,FALSE)","v":6.8213138405931878E-2},{"$f":"P6393*VLOOKUP($B6393,$AR$36:$AZ$47,MATCH(AM$2,$AS$2:$BA$2,0)+1,FALSE)","v":0},{"$f":"Q6393*VLOOKUP($B6393,$AR$36:$AZ$47,MATCH(AN$2,$AS$2:$BA$2,0)+1,FALSE)","v":1.3975758305443935E-3},{"$f":"R6393*VLOOKUP($B6393,$AR$36:$BA$47,MATCH(AO$2,$AS$2:$BA$2,0)+1,FALSE)","v":0},0.73346124940691437]
[2006,9,24,17,null,2013,9,24,17,0.26440122718601144,0.41526574079525025,0,0.11102094514752389,0.1123517,7.3271000000000003E-2,0,1.952571151976176E-3,0,0.97826318428076187,null,null,{"$f":"$J6403*$AS$6","v":0.25032304580888337},{"$f":"$M6403*$AV$6","v":9.7239001459197866E-2},{"$f":"$K6403*$AT$6","v":0.36736062999604613},{"$f":"$N6403*$AW$6","v":8.8555250909417155E-2},{"$f":"$O6403*$AX$6","v":6.7543899124327289E-2},{"$f":"$L6403*$AU$6","v":0},{"$f":"$P6403*$AY$6","v":0},{"$f":"$Q6403*$AZ$6","v":1.4272070623859959E-3},0,{"$f":"SUM(V6403:AD6403)","v":0.87244903436025778},null,{"$f":"J6403*VLOOKUP($B6403,$AR$36:$AZ$47,MATCH(AG$2,$AS$2:$BA$2,0)+1,FALSE)","v":0.24018322399467437},{"$f":"K6403*VLOOKUP($B6403,$AR$36:$AZ$47,MATCH(AH$2,$AS$2:$BA$2,0)+1,FALSE)","v":0.36910003029226435},{"$f":"L6403*VLOOKUP($B6403,$AR$36:$AZ$47,MATCH(AI$2,$AS$2:$BA$2,0)+1,FALSE)","v":0},{"$f":"M6403*VLOOKUP($B6403,$AR$36:$AZ$47,MATCH(AJ$2,$AS$2:$BA$2,0)+1,FALSE)","v":9.634377102821938E-2},{"$f":"N6403*VLOOKUP($B6403,$AR$36:$AZ$47,MATCH(AK$2,$AS$2:$BA$2,0)+1,FALSE)","v":8.8945139732075906E-2},{"$f":"O6403*VLOOKUP($B6403,$AR$36:$AZ$47,MATCH(AL$2,$AS$2:$BA$2,0)+1,FALSE)","v":7.3270074532222645E-2},{"$f":"P6403*VLOOKUP($B6403,$AR$36:$AZ$47,MATCH(AM$2,$AS$2:$BA$2,0)+1,FALSE)","v":0},{"$f":"Q6403*VLOOKUP($B6403,$AR$36:$AZ$47,MATCH(AN$2,$AS$2:$BA$2,0)+1,FALSE)","v":1.3975758305443935E-3},{"$f":"R6403*VLOOKUP($B6403,$AR$36:$BA$47,MATCH(AO$2,$AS$2:$BA$2,0)+1,FALSE)","v":0},0.86923981541000095]
[2006,9,24,21,null,2013,9,24,21,0.35658043537374723,0.31921170109794439,8.7716324257784313E-3,7.2235494150718699E-2,8.7031000000000039E-2,6.1489000000000002E-2,2.2668909706010161E-5,2.4050134174594343E-3,0,0.90774694537535439,null,null,0.33759412393278238,6.3268307721520728E-2,0.28238739702649629,6.8597556084131248E-2,5.6682818758523303E-2,4.9056525375532328E-3,1.1345308143775213E-5,1.7579139848794942E-3,0,0.8152051153540304,null,{"$f":"J6407*VLOOKUP($B6407,$AR$36:$AZ$47,MATCH(AG$2,$AS$2:$BA$2,0)+1,FALSE)","v":0.32391921736898199},{"$f":"K6407*VLOOKUP($B6407,$AR$36:$AZ$47,MATCH(AH$2,$AS$2:$BA$2,0)+1,FALSE)","v":0.28372446115893057},{"$f":"L6407*VLOOKUP($B6407,$AR$36:$AZ$47,MATCH(AI$2,$AS$2:$BA$2,0)+1,FALSE)","v":4.8805059774170365E-3},{"$f":"M6407*VLOOKUP($B6407,$AR$36:$AZ$47,MATCH(AJ$2,$AS$2:$BA$2,0)+1,FALSE)","v":6.2685828330135945E-2},{"$f":"N6407*VLOOKUP($B6407,$AR$36:$AZ$47,MATCH(AK$2,$AS$2:$BA$2,0)+1,FALSE)","v":6.8899575671950694E-2},{"$f":"O6407*VLOOKUP($B6407,$AR$36:$AZ$47,MATCH(AL$2,$AS$2:$BA$2,0)+1,FALSE)","v":6.1488223347734274E-2},{"$f":"P6407*VLOOKUP($B6407,$AR$36:$AZ$47,MATCH(AM$2,$AS$2:$BA$2,0)+1,FALSE)","v":1.1345308143775213E-5},{"$f":"Q6407*VLOOKUP($B6407,$AR$36:$AZ$47,MATCH(AN$2,$AS$2:$BA$2,0)+1,FALSE)","v":1.7214167181433858E-3},{"$f":"R6407*VLOOKUP($B6407,$AR$36:$BA$47,MATCH(AO$2,$AS$2:$BA$2,0)+1,FALSE)","v":0},0.8073305738814377]
[2006,9,25,2,null,2013,9,25,2,0.19341443942586511,0.24368049501745853,8.7716324257784313E-3,6.4593335725510667E-2,7.7161599999999997E-2,5.4463999999999999E-2,2.2668909706010161E-5,2.4050134174594343E-3,0,0.64451318492177823,null,null,0.1831159866230071,5.6574833321057116E-2,0.21556948087248967,6.0818526542741079E-2,5.0206915722555465E-2,4.9056525375532328E-3,1.1345308143775213E-5,1.7579139848794942E-3,0,0.57296065491242687,null,{"$f":"J6412*VLOOKUP($B6412,$AR$36:$AZ$47,MATCH(AG$2,$AS$2:$BA$2,0)+1,FALSE)","v":0.17569851744956161},{"$f":"K6412*VLOOKUP($B6412,$AR$36:$AZ$47,MATCH(AH$2,$AS$2:$BA$2,0)+1,FALSE)","v":0.21659017168219688},{"$f":"L6412*VLOOKUP($B6412,$AR$36:$AZ$47,MATCH(AI$2,$AS$2:$BA$2,0)+1,FALSE)","v":4.8805059774170365E-3},{"$f":"M6412*VLOOKUP($B6412,$AR$36:$AZ$47,MATCH(AJ$2,$AS$2:$BA$2,0)+1,FALSE)","v":5.6053977371731088E-2},{"$f":"N6412*VLOOKUP($B6412,$AR$36:$AZ$47,MATCH(AK$2,$AS$2:$BA$2,0)+1,FALSE)","v":6.1086296815718394E-2},{"$f":"O6412*VLOOKUP($B6412,$AR$36:$AZ$47,MATCH(AL$2,$AS$2:$BA$2,0)+1,FALSE)","v":5.4463312078762045E-2},{"$f":"P6412*VLOOKUP($B6412,$AR$36:$AZ$47,MATCH(AM$2,$AS$2:$BA$2,0)+1,FALSE)","v":1.1345308143775213E-5},{"$f":"Q6412*VLOOKUP($B6412,$AR$36:$AZ$47,MATCH(AN$2,$AS$2:$BA$2,0)+1,FALSE)","v":1.7214167181433858E-3},{"$f":"R6412*VLOOKUP($B6412,$AR$36:$BA$47,MATCH(AO$2,$AS$2:$BA$2,0)+1,FALSE)","v":0},0.57050554340167425]
[2006,9,25,11,null,2013,9,25,11,0.22382353967950841,0.42594750935001024,0,0.11278071043862055,0.12263889999999997,7.7821000000000001E-2,0,1.952571151976176E-3,0,0.96496423062011549,null,null,0.21190593845800526,9.8780312600815448E-2,0.37681014831709486,9.6663589075687478E-2,7.1738256250826041E-2,0,0,1.4272070623859959E-3,0,0.85732545176481512,null,{"$f":"J6421*VLOOKUP($B6421,$AR$36:$AZ$47,MATCH(AG$2,$AS$2:$BA$2,0)+1,FALSE)","v":0.2033222762930067},{"$f":"K6421*VLOOKUP($B6421,$AR$36:$AZ$47,MATCH(AH$2,$AS$2:$BA$2,0)+1,FALSE)","v":0.3785942907376037},{"$f":"L6421*VLOOKUP($B6421,$AR$36:$AZ$47,MATCH(AI$2,$AS$2:$BA$2,0)+1,FALSE)","v":0},{"$f":"M6421*VLOOKUP($B6421,$AR$36:$AZ$47,MATCH(AJ$2,$AS$2:$BA$2,0)+1,FALSE)","v":9.787089209572189E-2},{"$f":"N6421*VLOOKUP($B6421,$AR$36:$AZ$47,MATCH(AK$2,$AS$2:$BA$2,0)+1,FALSE)","v":9.7089177084886846E-2},{"$f":"O6421*VLOOKUP($B6421,$AR$36:$AZ$47,MATCH(AL$2,$AS$2:$BA$2,0)+1,FALSE)","v":7.7820017062304292E-2},{"$f":"P6421*VLOOKUP($B6421,$AR$36:$AZ$47,MATCH(AM$2,$AS$2:$BA$2,0)+1,FALSE)","v":0},{"$f":"Q6421*VLOOKUP($B6421,$AR$36:$AZ$47,MATCH(AN$2,$AS$2:$BA$2,0)+1,FALSE)","v":1.3975758305443935E-3},{"$f":"R6421*VLOOKUP($B6421,$AR$36:$BA$47,MATCH(AO$2,$AS$2:$BA$2,0)+1,FALSE)","v":0},0.85609422910406774]
[2006,9,25,19,null,2013,9,25,19,0.35644676877451864,0.38144230589966321,8.7716324257784313E-3,0.10657741508720506,9.9313499999999971E-2,6.7636000000000002E-2,2.2668909706010161E-5,2.4050134174594343E-3,0,1.0226153045143307,null,null,0.3374675744814129,9.3347083358111788E-2,0.33743907102496906,7.8278583334229906E-2,6.2349349144586549E-2,4.9056525375532328E-3,1.1345308143775213E-5,1.7579139848794942E-3,0,0.91555657317388661,null,{"$f":"J6429*VLOOKUP($B6429,$AR$36:$AZ$47,MATCH(AG$2,$AS$2:$BA$2,0)+1,FALSE)","v":0.3237977940492614},{"$f":"K6429*VLOOKUP($B6429,$AR$36:$AZ$47,MATCH(AH$2,$AS$2:$BA$2,0)+1,FALSE)","v":0.3390367969982252},{"$f":"L6429*VLOOKUP($B6429,$AR$36:$AZ$47,MATCH(AI$2,$AS$2:$BA$2,0)+1,FALSE)","v":4.8805059774170365E-3},{"$f":"M6429*VLOOKUP($B6429,$AR$36:$AZ$47,MATCH(AJ$2,$AS$2:$BA$2,0)+1,FALSE)","v":9.2487683853682154E-2},{"$f":"N6429*VLOOKUP($B6429,$AR$36:$AZ$47,MATCH(AK$2,$AS$2:$BA$2,0)+1,FALSE)","v":7.8623226304377403E-2},{"$f":"O6429*VLOOKUP($B6429,$AR$36:$AZ$47,MATCH(AL$2,$AS$2:$BA$2,0)+1,FALSE)","v":6.7635145706506125E-2},{"$f":"P6429*VLOOKUP($B6429,$AR$36:$AZ$47,MATCH(AM$2,$AS$2:$BA$2,0)+1,FALSE)","v":1.1345308143775213E-5},{"$f":"Q6429*VLOOKUP($B6429,$AR$36:$AZ$47,MATCH(AN$2,$AS$2:$BA$2,0)+1,FALSE)","v":1.7214167181433858E-3},{"$f":"R6429*VLOOKUP($B6429,$AR$36:$BA$47,MATCH(AO$2,$AS$2:$BA$2,0)+1,FALSE)","v":0},0.90819391491575641]
[2006,9,26,1,null,2013,9,26,1,0.20870301574856059,0.24400622693116233,8.7716324257784313E-3,6.1198479885059755E-2,8.0406199999999997E-2,5.5081999999999999E-2,2.2668909706010161E-5,2.4050134174594343E-3,0,0.66059523731772651,null,null,0.19759051471771324,5.3601408877725985E-2,0.21585763630953317,6.3375909894312035E-2,5.0776610822374418E-2,4.9056525375532328E-3,1.1345308143775213E-5,1.7579139848794942E-3,0,0.58787699245223535,null,{"$f":"J6435*VLOOKUP($B6435,$AR$36:$AZ$47,MATCH(AG$2,$AS$2:$BA$2,0)+1,FALSE)","v":0.18958672663283549},{"$f":"K6435*VLOOKUP($B6435,$AR$36:$AZ$47,MATCH(AH$2,$AS$2:$BA$2,0)+1,FALSE)","v":0.21687969149422132},{"$f":"L6435*VLOOKUP($B6435,$AR$36:$AZ$47,MATCH(AI$2,$AS$2:$BA$2,0)+1,FALSE)","v":4.8805059774170365E-3},{"$f":"M6435*VLOOKUP($B6435,$AR$36:$AZ$47,MATCH(AJ$2,$AS$2:$BA$2,0)+1,FALSE)","v":5.3107927747206601E-2},{"$f":"N6435*VLOOKUP($B6435,$AR$36:$AZ$47,MATCH(AK$2,$AS$2:$BA$2,0)+1,FALSE)","v":6.365493975013499E-2},{"$f":"O6435*VLOOKUP($B6435,$AR$36:$AZ$47,MATCH(AL$2,$AS$2:$BA$2,0)+1,FALSE)","v":5.5081304272957751E-2},{"$f":"P6435*VLOOKUP($B6435,$AR$36:$AZ$47,MATCH(AM$2,$AS$2:$BA$2,0)+1,FALSE)","v":1.1345308143775213E-5},{"$f":"Q6435*VLOOKUP($B6435,$AR$36:$AZ$47,MATCH(AN$2,$AS$2:$BA$2,0)+1,FALSE)","v":1.7214167181433858E-3},{"$f":"R6435*VLOOKUP($B6435,$AR$36:$BA$47,MATCH(AO$2,$AS$2:$BA$2,0)+1,FALSE)","v":0},0.58492385790106038]
[2006,9,26,12,null,2013,9,26,12,0.21215951070817138,0.42435127048185917,0,0.1026118959103086,0.12422629999999997,7.9378000000000004E-2,0,1.952571151976176E-3,0,0.94467954825231548,null,null,0.20086296679867169,8.9873836715180358E-2,0.37539805177596153,9.7914772682999238E-2,7.3173556041146601E-2,0,0,1.4272070623859959E-3,0,0.83865039107634543,null,{"$f":"J6446*VLOOKUP($B6446,$AR$36:$AZ$47,MATCH(AG$2,$AS$2:$BA$2,0)+1,FALSE)","v":0.19272662167778776},{"$f":"K6446*VLOOKUP($B6446,$AR$36:$AZ$47,MATCH(AH$2,$AS$2:$BA$2,0)+1,FALSE)","v":0.37717550812033318},{"$f":"L6446*VLOOKUP($B6446,$AR$36:$AZ$47,MATCH(AI$2,$AS$2:$BA$2,0)+1,FALSE)","v":0},{"$f":"M6446*VLOOKUP($B6446,$AR$36:$AZ$47,MATCH(AJ$2,$AS$2:$BA$2,0)+1,FALSE)","v":8.9046413640397115E-2},{"$f":"N6446*VLOOKUP($B6446,$AR$36:$AZ$47,MATCH(AK$2,$AS$2:$BA$2,0)+1,FALSE)","v":9.8345869371792141E-2},{"$f":"O6446*VLOOKUP($B6446,$AR$36:$AZ$47,MATCH(AL$2,$AS$2:$BA$2,0)+1,FALSE)","v":7.9376997396224544E-2},{"$f":"P6446*VLOOKUP($B6446,$AR$36:$AZ$47,MATCH(AM$2,$AS$2:$BA$2,0)+1,FALSE)","v":0},{"$f":"Q6446*VLOOKUP($B6446,$AR$36:$AZ$47,MATCH(AN$2,$AS$2:$BA$2,0)+1,FALSE)","v":1.3975758305443935E-3},{"$f":"R6446*VLOOKUP($B6446,$AR$36:$BA$47,MATCH(AO$2,$AS$2:$BA$2,0)+1,FALSE)","v":0},0.83806898603707902]
[2006,9,26,18,null,2013,9,26,18,0.327300598623116,0.39681880937680236,2.0467142326816338E-3,0.10488546529828487,9.9261000000000016E-2,6.7710000000000006E-2,5.2894122647357042E-6,2.0581410139222695E-3,0,1.0000860179570721,null,null,0.30987330737602525,9.1865169222224347E-2,0.35104173902662195,7.8237203001998698E-2,6.2417565062687849E-2,1.1446522587624207E-3,2.6472385668808831E-6,1.5043720109678121E-3,0,0.89608665519785502,null,{"$f":"J6452*VLOOKUP($B6452,$AR$36:$AZ$47,MATCH(AG$2,$AS$2:$BA$2,0)+1,FALSE)","v":0.29732128640001249},{"$f":"K6452*VLOOKUP($B6452,$AR$36:$AZ$47,MATCH(AH$2,$AS$2:$BA$2,0)+1,FALSE)","v":0.3527038716967843},{"$f":"L6452*VLOOKUP($B6452,$AR$36:$AZ$47,MATCH(AI$2,$AS$2:$BA$2,0)+1,FALSE)","v":1.1387847280639751E-3},{"$f":"M6452*VLOOKUP($B6452,$AR$36:$AZ$47,MATCH(AJ$2,$AS$2:$BA$2,0)+1,FALSE)","v":9.1019412953642825E-2},{"$f":"N6452*VLOOKUP($B6452,$AR$36:$AZ$47,MATCH(AK$2,$AS$2:$BA$2,0)+1,FALSE)","v":7.8581663783864317E-2},{"$f":"O6452*VLOOKUP($B6452,$AR$36:$AZ$47,MATCH(AL$2,$AS$2:$BA$2,0)+1,FALSE)","v":6.7709144771830543E-2},{"$f":"P6452*VLOOKUP($B6452,$AR$36:$AZ$47,MATCH(AM$2,$AS$2:$BA$2,0)+1,FALSE)","v":2.6472385668808831E-6},{"$f":"Q6452*VLOOKUP($B6452,$AR$36:$AZ$47,MATCH(AN$2,$AS$2:$BA$2,0)+1,FALSE)","v":1.4731387043174916E-3},{"$f":"R6452*VLOOKUP($B6452,$AR$36:$BA$47,MATCH(AO$2,$AS$2:$BA$2,0)+1,FALSE)","v":0},0.8899499502770829]
[2006,9,27,5,null,2013,9,27,5,0.16345605997053239,0.25955627862605823,8.7716324257784313E-3,6.6046548333028657E-2,8.5753199999999988E-2,5.7126000000000003E-2,2.2668909706010161E-5,2.4050134174594343E-3,0,0.64313740168256317,null,null,0.15475275672210623,5.7847646686816127E-2,0.22961383198358137,6.7590398207463084E-2,5.2660845100740011E-2,4.9056525375532328E-3,1.1345308143775213E-5,1.7579139848794942E-3,0,0.56914039053128318,null,{"$f":"J6463*VLOOKUP($B6463,$AR$36:$AZ$47,MATCH(AG$2,$AS$2:$BA$2,0)+1,FALSE)","v":0.14848419533835805},{"$f":"K6463*VLOOKUP($B6463,$AR$36:$AZ$47,MATCH(AH$2,$AS$2:$BA$2,0)+1,FALSE)","v":0.23070102079685278},{"$f":"L6463*VLOOKUP($B6463,$AR$36:$AZ$47,MATCH(AI$2,$AS$2:$BA$2,0)+1,FALSE)","v":4.8805059774170365E-3},{"$f":"M6463*VLOOKUP($B6463,$AR$36:$AZ$47,MATCH(AJ$2,$AS$2:$BA$2,0)+1,FALSE)","v":5.7315072586944696E-2},{"$f":"N6463*VLOOKUP($B6463,$AR$36:$AZ$47,MATCH(AK$2,$AS$2:$BA$2,0)+1,FALSE)","v":6.788798350601416E-2},{"$f":"O6463*VLOOKUP($B6463,$AR$36:$AZ$47,MATCH(AL$2,$AS$2:$BA$2,0)+1,FALSE)","v":5.712527845570213E-2},{"$f":"P6463*VLOOKUP($B6463,$AR$36:$AZ$47,MATCH(AM$2,$AS$2:$BA$2,0)+1,FALSE)","v":1.1345308143775213E-5},{"$f":"Q6463*VLOOKUP($B6463,$AR$36:$AZ$47,MATCH(AN$2,$AS$2:$BA$2,0)+1,FALSE)","v":1.7214167181433858E-3},{"$f":"R6463*VLOOKUP($B6463,$AR$36:$BA$47,MATCH(AO$2,$AS$2:$BA$2,0)+1,FALSE)","v":0},0.56812681868757597]
[2006,9,27,8,null,2013,9,27,8,0.25518281323578218,0.35987382879210222,0,7.5630109937755055E-2,0.1124317,7.1456000000000006E-2,0,1.952571151976176E-3,0,0.87652702311761577,null,null,0.24159547112207957,6.6241521911243426E-2,0.31835873629011885,8.8618306653769519E-2,6.5870765457383296E-2,0,0,1.4272070623859959E-3,0,0.78211200849698082,null,{"$f":"J6466*VLOOKUP($B6466,$AR$36:$AZ$47,MATCH(AG$2,$AS$2:$BA$2,0)+1,FALSE)","v":0.23180917669448586},{"$f":"K6466*VLOOKUP($B6466,$AR$36:$AZ$47,MATCH(AH$2,$AS$2:$BA$2,0)+1,FALSE)","v":0.31986611959412903},{"$f":"L6466*VLOOKUP($B6466,$AR$36:$AZ$47,MATCH(AI$2,$AS$2:$BA$2,0)+1,FALSE)","v":0},{"$f":"M6466*VLOOKUP($B6466,$AR$36:$AZ$47,MATCH(AJ$2,$AS$2:$BA$2,0)+1,FALSE)","v":6.5631669636750906E-2},{"$f":"N6466*VLOOKUP($B6466,$AR$36:$AZ$47,MATCH(AK$2,$AS$2:$BA$2,0)+1,FALSE)","v":8.9008473096667332E-2},{"$f":"O6466*VLOOKUP($B6466,$AR$36:$AZ$47,MATCH(AL$2,$AS$2:$BA$2,0)+1,FALSE)","v":7.1455097457036224E-2},{"$f":"P6466*VLOOKUP($B6466,$AR$36:$AZ$47,MATCH(AM$2,$AS$2:$BA$2,0)+1,FALSE)","v":0},{"$f":"Q6466*VLOOKUP($B6466,$AR$36:$AZ$47,MATCH(AN$2,$AS$2:$BA$2,0)+1,FALSE)","v":1.3975758305443935E-3},{"$f":"R6466*VLOOKUP($B6466,$AR$36:$BA$47,MATCH(AO$2,$AS$2:$BA$2,0)+1,FALSE)","v":0},0.7791681123096138]
[2006,9,27,14,null,2013,9,27,14,0.19998669090072141,0.42104879065507761,0,9.7970488448101467E-2,0.12875019999999995,8.1075999999999995E-2,0,1.952571151976176E-3,0,0.93078474115587662,null,null,0.18933829513691777,8.5808605362748869E-2,0.37247654645892675,0.10148049620644491,7.4738834810552046E-2,0,0,1.4272070623859959E-3,0,0.82526998503797633,null,{"$f":"J6472*VLOOKUP($B6472,$AR$36:$AZ$47,MATCH(AG$2,$AS$2:$BA$2,0)+1,FALSE)","v":0.18166877925558644},{"$f":"K6472*VLOOKUP($B6472,$AR$36:$AZ$47,MATCH(AH$2,$AS$2:$BA$2,0)+1,FALSE)","v":0.3742401698914431},{"$f":"L6472*VLOOKUP($B6472,$AR$36:$AZ$47,MATCH(AI$2,$AS$2:$BA$2,0)+1,FALSE)","v":0},{"$f":"M6472*VLOOKUP($B6472,$AR$36:$AZ$47,MATCH(AJ$2,$AS$2:$BA$2,0)+1,FALSE)","v":8.5018608822185968E-2},{"$f":"N6472*VLOOKUP($B6472,$AR$36:$AZ$47,MATCH(AK$2,$AS$2:$BA$2,0)+1,FALSE)","v":0.1019272919727313},{"$f":"O6472*VLOOKUP($B6472,$AR$36:$AZ$47,MATCH(AL$2,$AS$2:$BA$2,0)+1,FALSE)","v":8.1074975949208858E-2},{"$f":"P6472*VLOOKUP($B6472,$AR$36:$AZ$47,MATCH(AM$2,$AS$2:$BA$2,0)+1,FALSE)","v":0},{"$f":"Q6472*VLOOKUP($B6472,$AR$36:$AZ$47,MATCH(AN$2,$AS$2:$BA$2,0)+1,FALSE)","v":1.3975758305443935E-3},{"$f":"R6472*VLOOKUP($B6472,$AR$36:$BA$47,MATCH(AO$2,$AS$2:$BA$2,0)+1,FALSE)","v":0},0.82532740172169994]
[2006,9,27,22,null,2013,9,27,22,0.32567942377982506,0.25453825408691405,8.7716324257784313E-3,4.2859250648824433E-2,8.3484700000000009E-2,5.9498000000000002E-2,2.2668909706010161E-5,2.4050134174594343E-3,0,0.77725894326850753,null,null,0.30833845283363004,3.753877910914287E-2,0.22517468741917449,6.5802373756671403E-2,5.4847441826905943E-2,4.9056525375532328E-3,1.1345308143775213E-5,1.7579139848794942E-3,0,0.69837664677610123,null,{"$f":"J6480*VLOOKUP($B6480,$AR$36:$AZ$47,MATCH(AG$2,$AS$2:$BA$2,0)+1,FALSE)","v":0.29584860412593689},{"$f":"K6480*VLOOKUP($B6480,$AR$36:$AZ$47,MATCH(AH$2,$AS$2:$BA$2,0)+1,FALSE)","v":0.22624085751476142},{"$f":"L6480*VLOOKUP($B6480,$AR$36:$AZ$47,MATCH(AI$2,$AS$2:$BA$2,0)+1,FALSE)","v":4.8805059774170365E-3},{"$f":"M6480*VLOOKUP($B6480,$AR$36:$AZ$47,MATCH(AJ$2,$AS$2:$BA$2,0)+1,FALSE)","v":3.7193178507573699E-2},{"$f":"N6480*VLOOKUP($B6480,$AR$36:$AZ$47,MATCH(AK$2,$AS$2:$BA$2,0)+1,FALSE)","v":6.6092086786318671E-2},{"$f":"O6480*VLOOKUP($B6480,$AR$36:$AZ$47,MATCH(AL$2,$AS$2:$BA$2,0)+1,FALSE)","v":5.9497248495560082E-2},{"$f":"P6480*VLOOKUP($B6480,$AR$36:$AZ$47,MATCH(AM$2,$AS$2:$BA$2,0)+1,FALSE)","v":1.1345308143775213E-5},{"$f":"Q6480*VLOOKUP($B6480,$AR$36:$AZ$47,MATCH(AN$2,$AS$2:$BA$2,0)+1,FALSE)","v":1.7214167181433858E-3},{"$f":"R6480*VLOOKUP($B6480,$AR$36:$BA$47,MATCH(AO$2,$AS$2:$BA$2,0)+1,FALSE)","v":0},0.69148524343385487]
[2006,9,28,7,null,2013,9,28,7,0.19879171086805941,0.26425626390505763,1.1695509901037912E-3,6.9942465385640112E-2,7.9413400000000009E-2,5.6264000000000002E-2,3.0225212941346891E-6,2.0128967873739435E-3,0,0.67185331045752894,null,null,0.18820694243995656,6.1259931490016156E-2,0.23377162633897142,6.2593388106899225E-2,5.186622183853299E-2,6.5408700500709785E-4,1.5127077525033621E-6,1.4713013187184622E-3,0,0.5998250112458543,null,{"$f":"J6489*VLOOKUP($B6489,$AR$36:$AZ$47,MATCH(AG$2,$AS$2:$BA$2,0)+1,FALSE)","v":0.18058325419994026},{"$f":"K6489*VLOOKUP($B6489,$AR$36:$AZ$47,MATCH(AH$2,$AS$2:$BA$2,0)+1,FALSE)","v":0.2348785017167325},{"$f":"L6489*VLOOKUP($B6489,$AR$36:$AZ$47,MATCH(AI$2,$AS$2:$BA$2,0)+1,FALSE)","v":6.5073413032227178E-4},{"$f":"M6489*VLOOKUP($B6489,$AR$36:$AZ$47,MATCH(AJ$2,$AS$2:$BA$2,0)+1,FALSE)","v":6.0695942205402489E-2},{"$f":"N6489*VLOOKUP($B6489,$AR$36:$AZ$47,MATCH(AK$2,$AS$2:$BA$2,0)+1,FALSE)","v":6.2868972695555456E-2},{"$f":"O6489*VLOOKUP($B6489,$AR$36:$AZ$47,MATCH(AL$2,$AS$2:$BA$2,0)+1,FALSE)","v":5.6263289343409732E-2},{"$f":"P6489*VLOOKUP($B6489,$AR$36:$AZ$47,MATCH(AM$2,$AS$2:$BA$2,0)+1,FALSE)","v":1.5127077525033621E-6},{"$f":"Q6489*VLOOKUP($B6489,$AR$36:$AZ$47,MATCH(AN$2,$AS$2:$BA$2,0)+1,FALSE)","v":1.4407546155575923E-3},{"$f":"R6489*VLOOKUP($B6489,$AR$36:$BA$47,MATCH(AO$2,$AS$2:$BA$2,0)+1,FALSE)","v":0},0.59738296161467286]
[2006,9,28,12,null,2013,9,28,12,0.27344286995948647,0.30950292436881444,0,7.8406499438150409E-2,8.8898500000000033E-2,6.4449999999999993E-2,0,1.952571151976176E-3,0,0.81665336491842755,null,null,0.25888326159252589,6.8673255331648975E-2,0.27379862606534283,7.0069513616356702E-2,5.941237731930632E-2,0,0,1.4272070623859959E-3,0,0.73226424098756659,null,{"$f":"J6494*VLOOKUP($B6494,$AR$36:$AZ$47,MATCH(AG$2,$AS$2:$BA$2,0)+1,FALSE)","v":0.24839669158956409},{"$f":"K6494*VLOOKUP($B6494,$AR$36:$AZ$47,MATCH(AH$2,$AS$2:$BA$2,0)+1,FALSE)","v":0.27509502358972454},{"$f":"L6494*VLOOKUP($B6494,$AR$36:$AZ$47,MATCH(AI$2,$AS$2:$BA$2,0)+1,FALSE)","v":0},{"$f":"M6494*VLOOKUP($B6494,$AR$36:$AZ$47,MATCH(AJ$2,$AS$2:$BA$2,0)+1,FALSE)","v":6.8041015314323786E-2},{"$f":"N6494*VLOOKUP($B6494,$AR$36:$AZ$47,MATCH(AK$2,$AS$2:$BA$2,0)+1,FALSE)","v":7.0378013901631689E-2},{"$f":"O6494*VLOOKUP($B6494,$AR$36:$AZ$47,MATCH(AL$2,$AS$2:$BA$2,0)+1,FALSE)","v":6.4449185948079718E-2},{"$f":"P6494*VLOOKUP($B6494,$AR$36:$AZ$47,MATCH(AM$2,$AS$2:$BA$2,0)+1,FALSE)","v":0},{"$f":"Q6494*VLOOKUP($B6494,$AR$36:$AZ$47,MATCH(AN$2,$AS$2:$BA$2,0)+1,FALSE)","v":1.3975758305443935E-3},{"$f":"R6494*VLOOKUP($B6494,$AR$36:$BA$47,MATCH(AO$2,$AS$2:$BA$2,0)+1,FALSE)","v":0},0.72775750617386814]
[2006,9,28,24,null,2013,9,28,24,0.16429266134684703,0.25615336744488743,8.7716324257784313E-3,9.0358032145984299E-2,7.709940000000004E-2,5.6249E-2,2.2668909706010161E-5,2.4050134174594343E-3,0,0.65535177569066272,null,null,0.15554481282137558,7.9141145916371045E-2,0.22660348108648709,6.0769500701507148E-2,5.1852394287566515E-2,4.9056525375532328E-3,1.1345308143775213E-5,1.7579139848794942E-3,0,0.58058624664388381,null,{"$f":"J6506*VLOOKUP($B6506,$AR$36:$AZ$47,MATCH(AG$2,$AS$2:$BA$2,0)+1,FALSE)","v":0.14924416766488688},{"$f":"K6506*VLOOKUP($B6506,$AR$36:$AZ$47,MATCH(AH$2,$AS$2:$BA$2,0)+1,FALSE)","v":0.22767641631672708},{"$f":"L6506*VLOOKUP($B6506,$AR$36:$AZ$47,MATCH(AI$2,$AS$2:$BA$2,0)+1,FALSE)","v":4.8805059774170365E-3},{"$f":"M6506*VLOOKUP($B6506,$AR$36:$AZ$47,MATCH(AJ$2,$AS$2:$BA$2,0)+1,FALSE)","v":7.8412533311308735E-2},{"$f":"N6506*VLOOKUP($B6506,$AR$36:$AZ$47,MATCH(AK$2,$AS$2:$BA$2,0)+1,FALSE)","v":6.10370551247486E-2},{"$f":"O6506*VLOOKUP($B6506,$AR$36:$AZ$47,MATCH(AL$2,$AS$2:$BA$2,0)+1,FALSE)","v":5.6248289532871004E-2},{"$f":"P6506*VLOOKUP($B6506,$AR$36:$AZ$47,MATCH(AM$2,$AS$2:$BA$2,0)+1,FALSE)","v":1.1345308143775213E-5},{"$f":"Q6506*VLOOKUP($B6506,$AR$36:$AZ$47,MATCH(AN$2,$AS$2:$BA$2,0)+1,FALSE)","v":1.7214167181433858E-3},{"$f":"R6506*VLOOKUP($B6506,$AR$36:$BA$47,MATCH(AO$2,$AS$2:$BA$2,0)+1,FALSE)","v":0},0.57923172995424643]
[2006,9,29,9,null,2013,9,29,9,0.22441234681523367,0.27762903339949524,0,6.8919994757959555E-2,8.1049299999999991E-2,5.7673000000000002E-2,0,1.8952537407407432E-3,0,0.71157892871342909,null,null,0.21246339425039104,6.0364388556879506E-2,0.24560171137526801,6.388279925922459E-2,5.3165089792650957E-2,0,0,1.3853116292643403E-3,0,0.63686269486367852,null,{"$f":"J6515*VLOOKUP($B6515,$AR$36:$AZ$47,MATCH(AG$2,$AS$2:$BA$2,0)+1,FALSE)","v":0.20385715125434745},{"$f":"K6515*VLOOKUP($B6515,$AR$36:$AZ$47,MATCH(AH$2,$AS$2:$BA$2,0)+1,FALSE)","v":0.24676460052188789},{"$f":"L6515*VLOOKUP($B6515,$AR$36:$AZ$47,MATCH(AI$2,$AS$2:$BA$2,0)+1,FALSE)","v":0},{"$f":"M6515*VLOOKUP($B6515,$AR$36:$AZ$47,MATCH(AJ$2,$AS$2:$BA$2,0)+1,FALSE)","v":5.9808644084264742E-2},{"$f":"N6515*VLOOKUP($B6515,$AR$36:$AZ$47,MATCH(AK$2,$AS$2:$BA$2,0)+1,FALSE)","v":6.4164060834744283E-2},{"$f":"O6515*VLOOKUP($B6515,$AR$36:$AZ$47,MATCH(AL$2,$AS$2:$BA$2,0)+1,FALSE)","v":5.7672271546681177E-2},{"$f":"P6515*VLOOKUP($B6515,$AR$36:$AZ$47,MATCH(AM$2,$AS$2:$BA$2,0)+1,FALSE)","v":0},{"$f":"Q6515*VLOOKUP($B6515,$AR$36:$AZ$47,MATCH(AN$2,$AS$2:$BA$2,0)+1,FALSE)","v":1.3565502174542172E-3},{"$f":"R6515*VLOOKUP($B6515,$AR$36:$BA$47,MATCH(AO$2,$AS$2:$BA$2,0)+1,FALSE)","v":0},0.63362327845937971]
[2006,9,29,11,null,2013,9,29,11,0.2662216269659351,0.29707938497446595,0,6.6789103133606531E-2,8.7723800000000018E-2,6.3772999999999996E-2,0,1.8952537407407432E-3,0,0.7834821688147483,null,null,0.25204651745215123,5.8498022048338955E-2,0.26280826781920269,6.9143618830222686E-2,5.8788293852352555E-2,0,0,1.3853116292643403E-3,0,0.70267003163153252,null,{"$f":"J6517*VLOOKUP($B6517,$AR$36:$AZ$47,MATCH(AG$2,$AS$2:$BA$2,0)+1,FALSE)","v":0.24183688306711756},{"$f":"K6517*VLOOKUP($B6517,$AR$36:$AZ$47,MATCH(AH$2,$AS$2:$BA$2,0)+1,FALSE)","v":0.2640526275615579},{"$f":"L6517*VLOOKUP($B6517,$AR$36:$AZ$47,MATCH(AI$2,$AS$2:$BA$2,0)+1,FALSE)","v":0},{"$f":"M6517*VLOOKUP($B6517,$AR$36:$AZ$47,MATCH(AJ$2,$AS$2:$BA$2,0)+1,FALSE)","v":5.7959460270617512E-2},{"$f":"N6517*VLOOKUP($B6517,$AR$36:$AZ$47,MATCH(AK$2,$AS$2:$BA$2,0)+1,FALSE)","v":6.9448042609312394E-2},{"$f":"O6517*VLOOKUP($B6517,$AR$36:$AZ$47,MATCH(AL$2,$AS$2:$BA$2,0)+1,FALSE)","v":6.3772194499098336E-2},{"$f":"P6517*VLOOKUP($B6517,$AR$36:$AZ$47,MATCH(AM$2,$AS$2:$BA$2,0)+1,FALSE)","v":0},{"$f":"Q6517*VLOOKUP($B6517,$AR$36:$AZ$47,MATCH(AN$2,$AS$2:$BA$2,0)+1,FALSE)","v":1.3565502174542172E-3},{"$f":"R6517*VLOOKUP($B6517,$AR$36:$BA$47,MATCH(AO$2,$AS$2:$BA$2,0)+1,FALSE)","v":0},0.69842575822515784]
[2006,9,29,18,null,2013,9,29,18,0.35325032365171255,0.27390891239789517,2.4604370374853844E-3,5.5221592350774194E-2,8.7154200000000001E-2,6.3447000000000003E-2,6.3159755283864235E-6,2.0216906605927129E-3,0,0.83747047207398828,null,null,0.33444132574793461,4.8366481586343456E-2,0.24231074402459712,6.8694661930433845E-2,5.8487775078014413E-2,1.376032260649475E-3,3.1610116907867544E-6,1.4777290885597059E-3,0,0.75515791072822336,null,{"$f":"J6524*VLOOKUP($B6524,$AR$36:$AZ$47,MATCH(AG$2,$AS$2:$BA$2,0)+1,FALSE)","v":0.32089412940636813},{"$f":"K6524*VLOOKUP($B6524,$AR$36:$AZ$47,MATCH(AH$2,$AS$2:$BA$2,0)+1,FALSE)","v":0.24345805090921832},{"$f":"L6524*VLOOKUP($B6524,$AR$36:$AZ$47,MATCH(AI$2,$AS$2:$BA$2,0)+1,FALSE)","v":1.3689786673248597E-3},{"$f":"M6524*VLOOKUP($B6524,$AR$36:$AZ$47,MATCH(AJ$2,$AS$2:$BA$2,0)+1,FALSE)","v":4.7921195790462223E-2},{"$f":"N6524*VLOOKUP($B6524,$AR$36:$AZ$47,MATCH(AK$2,$AS$2:$BA$2,0)+1,FALSE)","v":6.8997109053421449E-2},{"$f":"O6524*VLOOKUP($B6524,$AR$36:$AZ$47,MATCH(AL$2,$AS$2:$BA$2,0)+1,FALSE)","v":6.3446198616723265E-2},{"$f":"P6524*VLOOKUP($B6524,$AR$36:$AZ$47,MATCH(AM$2,$AS$2:$BA$2,0)+1,FALSE)","v":3.1610116907867544E-6},{"$f":"Q6524*VLOOKUP($B6524,$AR$36:$AZ$47,MATCH(AN$2,$AS$2:$BA$2,0)+1,FALSE)","v":1.4470489340283866E-3},{"$f":"R6524*VLOOKUP($B6524,$AR$36:$BA$47,MATCH(AO$2,$AS$2:$BA$2,0)+1,FALSE)","v":0},0.74753587238923747]
[2006,9,30,8,null,2013,9,30,8,0.20806734993803666,0.35522653697969592,0,7.851981038696515E-2,0.1126119,7.2433999999999998E-2,0,1.8952537407407432E-3,0,0.82875485104543845,null,null,0.19698869526513191,6.8772500059772118E-2,0.3142475566760442,8.8760339717923215E-2,6.6772321780397742E-2,0,0,1.3853116292643403E-3,0,0.73692672512853352,null,{"$f":"J6538*VLOOKUP($B6538,$AR$36:$AZ$47,MATCH(AG$2,$AS$2:$BA$2,0)+1,FALSE)","v":0.18900928504763659},{"$f":"K6538*VLOOKUP($B6538,$AR$36:$AZ$47,MATCH(AH$2,$AS$2:$BA$2,0)+1,FALSE)","v":0.31573547412973008},{"$f":"L6538*VLOOKUP($B6538,$AR$36:$AZ$47,MATCH(AI$2,$AS$2:$BA$2,0)+1,FALSE)","v":0},{"$f":"M6538*VLOOKUP($B6538,$AR$36:$AZ$47,MATCH(AJ$2,$AS$2:$BA$2,0)+1,FALSE)","v":6.8139346346302407E-2},{"$f":"N6538*VLOOKUP($B6538,$AR$36:$AZ$47,MATCH(AK$2,$AS$2:$BA$2,0)+1,FALSE)","v":8.9151131500409514E-2},{"$f":"O6538*VLOOKUP($B6538,$AR$36:$AZ$47,MATCH(AL$2,$AS$2:$BA$2,0)+1,FALSE)","v":7.2433085104161465E-2},{"$f":"P6538*VLOOKUP($B6538,$AR$36:$AZ$47,MATCH(AM$2,$AS$2:$BA$2,0)+1,FALSE)","v":0},{"$f":"Q6538*VLOOKUP($B6538,$AR$36:$AZ$47,MATCH(AN$2,$AS$2:$BA$2,0)+1,FALSE)","v":1.3565502174542172E-3},{"$f":"R6538*VLOOKUP($B6538,$AR$36:$BA$47,MATCH(AO$2,$AS$2:$BA$2,0)+1,FALSE)","v":0},0.73582487234569416]
[2006,9,30,11,null,2013,9,30,11,0.21237885226431222,0.39282356264561158,0,7.5475694620275757E-2,0.12715220000000002,8.3747000000000002E-2,0,1.8952537407407432E-3,0,0.89347256327094027,null,null,0.20107062939914444,6.6106275438051004E-2,0.34750738448692597,0.10022095771300651,7.7201060719316483E-2,0,0,1.3853116292643403E-3,0,0.79349161938570889,null,{"$f":"J6541*VLOOKUP($B6541,$AR$36:$AZ$47,MATCH(AG$2,$AS$2:$BA$2,0)+1,FALSE)","v":0.19292587250075333},{"$f":"K6541*VLOOKUP($B6541,$AR$36:$AZ$47,MATCH(AH$2,$AS$2:$BA$2,0)+1,FALSE)","v":0.3491527824913912},{"$f":"L6541*VLOOKUP($B6541,$AR$36:$AZ$47,MATCH(AI$2,$AS$2:$BA$2,0)+1,FALSE)","v":0},{"$f":"M6541*VLOOKUP($B6541,$AR$36:$AZ$47,MATCH(AJ$2,$AS$2:$BA$2,0)+1,FALSE)","v":6.5497668309607571E-2},{"$f":"N6541*VLOOKUP($B6541,$AR$36:$AZ$47,MATCH(AK$2,$AS$2:$BA$2,0)+1,FALSE)","v":0.1006622080150177},{"$f":"O6541*VLOOKUP($B6541,$AR$36:$AZ$47,MATCH(AL$2,$AS$2:$BA$2,0)+1,FALSE)","v":8.3745942212472183E-2},{"$f":"P6541*VLOOKUP($B6541,$AR$36:$AZ$47,MATCH(AM$2,$AS$2:$BA$2,0)+1,FALSE)","v":0},{"$f":"Q6541*VLOOKUP($B6541,$AR$36:$AZ$47,MATCH(AN$2,$AS$2:$BA$2,0)+1,FALSE)","v":1.3565502174542172E-3},{"$f":"R6541*VLOOKUP($B6541,$AR$36:$BA$47,MATCH(AO$2,$AS$2:$BA$2,0)+1,FALSE)","v":0},0.79334102374669624]
[2006,9,30,18,null,2013,9,30,18,0.37407861524285202,0.34277213356753372,2.5834588893596535E-3,5.8358090143973168E-2,0.10246669999999998,7.2350999999999999E-2,6.631774304805744E-6,2.0280125065853128E-3,0,0.95464464212460876,null,null,0.35416060407950445,5.1113620093265526E-2,0.30322989488926877,8.0763925497878294E-2,6.6695809331716552E-2,1.4448338736819488E-3,3.3190622753260918E-6,1.4823499615244751E-3,0,0.85889435678911541,null,{"$f":"J6548*VLOOKUP($B6548,$AR$36:$AZ$47,MATCH(AG$2,$AS$2:$BA$2,0)+1,FALSE)","v":0.33981464001784728},{"$f":"K6548*VLOOKUP($B6548,$AR$36:$AZ$47,MATCH(AH$2,$AS$2:$BA$2,0)+1,FALSE)","v":0.3046656452825493},{"$f":"L6548*VLOOKUP($B6548,$AR$36:$AZ$47,MATCH(AI$2,$AS$2:$BA$2,0)+1,FALSE)","v":1.4374276006911028E-3},{"$f":"M6548*VLOOKUP($B6548,$AR$36:$AZ$47,MATCH(AJ$2,$AS$2:$BA$2,0)+1,FALSE)","v":5.0643042779036675E-2},{"$f":"N6548*VLOOKUP($B6548,$AR$36:$AZ$47,MATCH(AK$2,$AS$2:$BA$2,0)+1,FALSE)","v":8.1119510869748307E-2},{"$f":"O6548*VLOOKUP($B6548,$AR$36:$AZ$47,MATCH(AL$2,$AS$2:$BA$2,0)+1,FALSE)","v":7.2350086152513815E-2},{"$f":"P6548*VLOOKUP($B6548,$AR$36:$AZ$47,MATCH(AM$2,$AS$2:$BA$2,0)+1,FALSE)","v":3.3190622753260918E-6},{"$f":"Q6548*VLOOKUP($B6548,$AR$36:$AZ$47,MATCH(AN$2,$AS$2:$BA$2,0)+1,FALSE)","v":1.4515738698570961E-3},{"$f":"R6548*VLOOKUP($B6548,$AR$36:$BA$47,MATCH(AO$2,$AS$2:$BA$2,0)+1,FALSE)","v":0},0.85148524563451888]
[2006,10,1,4,null,2013,10,1,4,0.14095975896007071,0.25074991414823822,7.3813111124561518E-3,6.8728992369281969E-2,8.6754300000000006E-2,5.9199000000000002E-2,1.8947926585159267E-5,2.2745645002966546E-3,0,0.61606678901692891,null,null,0.13345428300356152,6.0197096866769585E-2,0.22182337087703452,6.8379462028352475E-2,5.4571812644307452E-2,4.1280967819484248E-3,9.4830350723602607E-6,1.6625640071504385E-3,0,0.54422616924419687,null,{"$f":"J6558*VLOOKUP($B6558,$AR$36:$AZ$47,MATCH(AG$2,$AS$2:$BA$2,0)+1,FALSE)","v":0.12660980074205203},{"$f":"K6558*VLOOKUP($B6558,$AR$36:$AZ$47,MATCH(AH$2,$AS$2:$BA$2,0)+1,FALSE)","v":0.22134105315058697},{"$f":"L6558*VLOOKUP($B6558,$AR$36:$AZ$47,MATCH(AI$2,$AS$2:$BA$2,0)+1,FALSE)","v":5.2343629085549303E-3},{"$f":"M6558*VLOOKUP($B6558,$AR$36:$AZ$47,MATCH(AJ$2,$AS$2:$BA$2,0)+1,FALSE)","v":5.9145045214743647E-2},{"$f":"N6558*VLOOKUP($B6558,$AR$36:$AZ$47,MATCH(AK$2,$AS$2:$BA$2,0)+1,FALSE)","v":6.6993716556065577E-2},{"$f":"O6558*VLOOKUP($B6558,$AR$36:$AZ$47,MATCH(AL$2,$AS$2:$BA$2,0)+1,FALSE)","v":5.820807570086825E-2},{"$f":"P6558*VLOOKUP($B6558,$AR$36:$AZ$47,MATCH(AM$2,$AS$2:$BA$2,0)+1,FALSE)","v":9.4830350723602607E-6},{"$f":"Q6558*VLOOKUP($B6558,$AR$36:$AZ$47,MATCH(AN$2,$AS$2:$BA$2,0)+1,FALSE)","v":1.6291243294814998E-3},{"$f":"R6558*VLOOKUP($B6558,$AR$36:$BA$47,MATCH(AO$2,$AS$2:$BA$2,0)+1,FALSE)","v":0},0.53917066163742522]
[2006,10,1,8,null,2013,10,1,8,0.22911220446008101,0.3721342366887645,0,8.3542656823935316E-2,0.12327229999999999,7.8322000000000003E-2,0,1.8952537407407432E-3,0,0.88827865171352161,null,null,0.21691300552128984,7.3171819227563967E-2,0.32920478190972868,9.7162832931597332E-2,7.2200096453106447E-2,0,0,1.3853116292643403E-3,0,0.79003784767255059,null,{"$f":"J6562*VLOOKUP($B6562,$AR$36:$AZ$47,MATCH(AG$2,$AS$2:$BA$2,0)+1,FALSE)","v":0.20578816797267735},{"$f":"K6562*VLOOKUP($B6562,$AR$36:$AZ$47,MATCH(AH$2,$AS$2:$BA$2,0)+1,FALSE)","v":0.32848898130982535},{"$f":"L6562*VLOOKUP($B6562,$AR$36:$AZ$47,MATCH(AI$2,$AS$2:$BA$2,0)+1,FALSE)","v":0},{"$f":"M6562*VLOOKUP($B6562,$AR$36:$AZ$47,MATCH(AJ$2,$AS$2:$BA$2,0)+1,FALSE)","v":7.1893011156960854E-2},{"$f":"N6562*VLOOKUP($B6562,$AR$36:$AZ$47,MATCH(AK$2,$AS$2:$BA$2,0)+1,FALSE)","v":9.5193777431369753E-2},{"$f":"O6562*VLOOKUP($B6562,$AR$36:$AZ$47,MATCH(AL$2,$AS$2:$BA$2,0)+1,FALSE)","v":7.7010978311177605E-2},{"$f":"P6562*VLOOKUP($B6562,$AR$36:$AZ$47,MATCH(AM$2,$AS$2:$BA$2,0)+1,FALSE)","v":0},{"$f":"Q6562*VLOOKUP($B6562,$AR$36:$AZ$47,MATCH(AN$2,$AS$2:$BA$2,0)+1,FALSE)","v":1.3574484166876228E-3},{"$f":"R6562*VLOOKUP($B6562,$AR$36:$BA$47,MATCH(AO$2,$AS$2:$BA$2,0)+1,FALSE)","v":0},0.77973236459869866]
[2006,10,1,21,null,2013,10,1,21,0.32905092109303535,0.32057067405488615,7.3813111124561518E-3,7.3395891107942451E-2,9.251100000000001E-2,6.6099000000000005E-2,1.8947926585159267E-5,2.2745645002966546E-3,0,0.89130230979520186,null,null,0.31153043301224514,6.4284655053700193E-2,0.2835895986833285,7.2916874572268073E-2,6.0932486088887967E-2,4.1280967819484248E-3,9.4830350723602607E-6,1.6625640071504385E-3,0,0.79905419123460109,null,{"$f":"J6575*VLOOKUP($B6575,$AR$36:$AZ$47,MATCH(AG$2,$AS$2:$BA$2,0)+1,FALSE)","v":0.29555294263364279},{"$f":"K6575*VLOOKUP($B6575,$AR$36:$AZ$47,MATCH(AH$2,$AS$2:$BA$2,0)+1,FALSE)","v":0.28297298065097098},{"$f":"L6575*VLOOKUP($B6575,$AR$36:$AZ$47,MATCH(AI$2,$AS$2:$BA$2,0)+1,FALSE)","v":5.2343629085549303E-3},{"$f":"M6575*VLOOKUP($B6575,$AR$36:$AZ$47,MATCH(AJ$2,$AS$2:$BA$2,0)+1,FALSE)","v":6.316116603065236E-2},{"$f":"N6575*VLOOKUP($B6575,$AR$36:$AZ$47,MATCH(AK$2,$AS$2:$BA$2,0)+1,FALSE)","v":7.1439176067563018E-2},{"$f":"O6575*VLOOKUP($B6575,$AR$36:$AZ$47,MATCH(AL$2,$AS$2:$BA$2,0)+1,FALSE)","v":6.4992577505560742E-2},{"$f":"P6575*VLOOKUP($B6575,$AR$36:$AZ$47,MATCH(AM$2,$AS$2:$BA$2,0)+1,FALSE)","v":9.4830350723602607E-6},{"$f":"Q6575*VLOOKUP($B6575,$AR$36:$AZ$47,MATCH(AN$2,$AS$2:$BA$2,0)+1,FALSE)","v":1.6291243294814998E-3},{"$f":"R6575*VLOOKUP($B6575,$AR$36:$BA$47,MATCH(AO$2,$AS$2:$BA$2,0)+1,FALSE)","v":0},0.78499181316149869]
[2006,10,2,5,null,2013,10,2,5,0.16364859739415744,0.26786224369060818,7.3813111124561518E-3,7.126616864642818E-2,9.2804000000000011E-2,6.1234999999999998E-2,1.8947926585159267E-5,2.2745645002966546E-3,0,0.66649083327053182,null,null,0.15493504239009259,6.2419312570192328E-2,0.23696161981937752,7.3147816235958604E-2,5.644867222882425E-2,4.1280967819484248E-3,9.4830350723602607E-6,1.6625640071504385E-3,0,0.5897126070686165,null,{"$f":"J6583*VLOOKUP($B6583,$AR$36:$AZ$47,MATCH(AG$2,$AS$2:$BA$2,0)+1,FALSE)","v":0.14698887441812192},{"$f":"K6583*VLOOKUP($B6583,$AR$36:$AZ$47,MATCH(AH$2,$AS$2:$BA$2,0)+1,FALSE)","v":0.23644638650886235},{"$f":"L6583*VLOOKUP($B6583,$AR$36:$AZ$47,MATCH(AI$2,$AS$2:$BA$2,0)+1,FALSE)","v":5.2343629085549303E-3},{"$f":"M6583*VLOOKUP($B6583,$AR$36:$AZ$47,MATCH(AJ$2,$AS$2:$BA$2,0)+1,FALSE)","v":6.1328423734587287E-2},{"$f":"N6583*VLOOKUP($B6583,$AR$36:$AZ$47,MATCH(AK$2,$AS$2:$BA$2,0)+1,FALSE)","v":7.1665437577954169E-2},{"$f":"O6583*VLOOKUP($B6583,$AR$36:$AZ$47,MATCH(AL$2,$AS$2:$BA$2,0)+1,FALSE)","v":6.0209995363818089E-2},{"$f":"P6583*VLOOKUP($B6583,$AR$36:$AZ$47,MATCH(AM$2,$AS$2:$BA$2,0)+1,FALSE)","v":9.4830350723602607E-6},{"$f":"Q6583*VLOOKUP($B6583,$AR$36:$AZ$47,MATCH(AN$2,$AS$2:$BA$2,0)+1,FALSE)","v":1.6291243294814998E-3},{"$f":"R6583*VLOOKUP($B6583,$AR$36:$BA$47,MATCH(AO$2,$AS$2:$BA$2,0)+1,FALSE)","v":0},0.58351208787645259]
[2006,10,2,6,null,2013,10,2,6,0.19931243255908163,0.30837994177744121,7.3813111124561518E-3,8.3193222788331814E-2,0.10745930000000002,6.7176E-2,1.8947926585159267E-5,2.2745645002966546E-3,0,0.77519572066419262,null,null,0.18869993803268778,7.2865763314845941E-2,0.27280519089428479,8.4699076863548425E-2,6.1925304248281181E-2,4.1280967819484248E-3,9.4830350723602607E-6,1.6625640071504385E-3,0,0.68679541717781922,null,{"$f":"J6584*VLOOKUP($B6584,$AR$36:$AZ$47,MATCH(AG$2,$AS$2:$BA$2,0)+1,FALSE)","v":0.1790220667081818},{"$f":"K6584*VLOOKUP($B6584,$AR$36:$AZ$47,MATCH(AH$2,$AS$2:$BA$2,0)+1,FALSE)","v":0.27221202174842346},{"$f":"L6584*VLOOKUP($B6584,$AR$36:$AZ$47,MATCH(AI$2,$AS$2:$BA$2,0)+1,FALSE)","v":5.2343629085549303E-3},{"$f":"M6584*VLOOKUP($B6584,$AR$36:$AZ$47,MATCH(AJ$2,$AS$2:$BA$2,0)+1,FALSE)","v":7.1592304117284011E-2},{"$f":"N6584*VLOOKUP($B6584,$AR$36:$AZ$47,MATCH(AK$2,$AS$2:$BA$2,0)+1,FALSE)","v":8.2982605882512092E-2},{"$f":"O6584*VLOOKUP($B6584,$AR$36:$AZ$47,MATCH(AL$2,$AS$2:$BA$2,0)+1,FALSE)","v":6.6051549743771434E-2},{"$f":"P6584*VLOOKUP($B6584,$AR$36:$AZ$47,MATCH(AM$2,$AS$2:$BA$2,0)+1,FALSE)","v":9.4830350723602607E-6},{"$f":"Q6584*VLOOKUP($B6584,$AR$36:$AZ$47,MATCH(AN$2,$AS$2:$BA$2,0)+1,FALSE)","v":1.6291243294814998E-3},{"$f":"R6584*VLOOKUP($B6584,$AR$36:$BA$47,MATCH(AO$2,$AS$2:$BA$2,0)+1,FALSE)","v":0},0.67873351847328156]
[2006,10,2,19,null,2013,10,2,19,0.38436923310024196,0.36751251424279341,7.3813111124561518E-3,8.6073268622991958E-2,9.9034900000000009E-2,6.9787000000000002E-2,1.8947926585159267E-5,2.2745645002966546E-3,0,1.0164517395053652,null,null,0.36390329261666798,7.5388285355591875E-2,0.32511622197659434,7.8058991704522837E-2,6.4332219953179684E-2,4.1280967819484248E-3,9.4830350723602607E-6,1.6625640071504385E-3,0,0.912599155430728,null,{"$f":"J6597*VLOOKUP($B6597,$AR$36:$AZ$47,MATCH(AG$2,$AS$2:$BA$2,0)+1,FALSE)","v":0.34523975050200079},{"$f":"K6597*VLOOKUP($B6597,$AR$36:$AZ$47,MATCH(AH$2,$AS$2:$BA$2,0)+1,FALSE)","v":0.32440931126472944},{"$f":"L6597*VLOOKUP($B6597,$AR$36:$AZ$47,MATCH(AI$2,$AS$2:$BA$2,0)+1,FALSE)","v":5.2343629085549303E-3},{"$f":"M6597*VLOOKUP($B6597,$AR$36:$AZ$47,MATCH(AJ$2,$AS$2:$BA$2,0)+1,FALSE)","v":7.4070740585496245E-2},{"$f":"N6597*VLOOKUP($B6597,$AR$36:$AZ$47,MATCH(AK$2,$AS$2:$BA$2,0)+1,FALSE)","v":7.647708551343621E-2},{"$f":"O6597*VLOOKUP($B6597,$AR$36:$AZ$47,MATCH(AL$2,$AS$2:$BA$2,0)+1,FALSE)","v":6.8618844557112327E-2},{"$f":"P6597*VLOOKUP($B6597,$AR$36:$AZ$47,MATCH(AM$2,$AS$2:$BA$2,0)+1,FALSE)","v":9.4830350723602607E-6},{"$f":"Q6597*VLOOKUP($B6597,$AR$36:$AZ$47,MATCH(AN$2,$AS$2:$BA$2,0)+1,FALSE)","v":1.6291243294814998E-3},{"$f":"R6597*VLOOKUP($B6597,$AR$36:$BA$47,MATCH(AO$2,$AS$2:$BA$2,0)+1,FALSE)","v":0},0.89568870269588374]
[2006,10,2,23,null,2013,10,2,23,0.26264151615793857,0.29069032001205819,7.3813111124561518E-3,8.489628041877724E-2,8.4215699999999963E-2,5.9704E-2,1.8947926585159267E-5,2.2745645002966546E-3,0,0.79182264012811199,null,null,0.2486570315131903,7.4357406384466071E-2,0.25715624623615324,6.6378545620691093E-2,5.5037340193512259E-2,4.1280967819484248E-3,9.4830350723602607E-6,1.6625640071504385E-3,0,0.70738671377218432,null,{"$f":"J6601*VLOOKUP($B6601,$AR$36:$AZ$47,MATCH(AG$2,$AS$2:$BA$2,0)+1,FALSE)","v":0.23590413514233183},{"$f":"K6601*VLOOKUP($B6601,$AR$36:$AZ$47,MATCH(AH$2,$AS$2:$BA$2,0)+1,FALSE)","v":0.25659710309656419},{"$f":"L6601*VLOOKUP($B6601,$AR$36:$AZ$47,MATCH(AI$2,$AS$2:$BA$2,0)+1,FALSE)","v":5.2343629085549303E-3},{"$f":"M6601*VLOOKUP($B6601,$AR$36:$AZ$47,MATCH(AJ$2,$AS$2:$BA$2,0)+1,FALSE)","v":7.3057878063353218E-2},{"$f":"N6601*VLOOKUP($B6601,$AR$36:$AZ$47,MATCH(AK$2,$AS$2:$BA$2,0)+1,FALSE)","v":6.5033349763304507E-2},{"$f":"O6601*VLOOKUP($B6601,$AR$36:$AZ$47,MATCH(AL$2,$AS$2:$BA$2,0)+1,FALSE)","v":5.8704622572081248E-2},{"$f":"P6601*VLOOKUP($B6601,$AR$36:$AZ$47,MATCH(AM$2,$AS$2:$BA$2,0)+1,FALSE)","v":9.4830350723602607E-6},{"$f":"Q6601*VLOOKUP($B6601,$AR$36:$AZ$47,MATCH(AN$2,$AS$2:$BA$2,0)+1,FALSE)","v":1.6291243294814998E-3},{"$f":"R6601*VLOOKUP($B6601,$AR$36:$BA$47,MATCH(AO$2,$AS$2:$BA$2,0)+1,FALSE)","v":0},0.69617005891074368]
[2006,10,3,5,null,2013,10,3,5,0.16273188026234658,0.26693444930896354,7.3813111124561518E-3,7.0895524482094241E-2,8.7052200000000024E-2,5.7728000000000002E-2,1.8947926585159267E-5,2.2745645002966546E-3,0,0.65501687759274241,null,null,0.15406713634055433,6.2094679516594919E-2,0.23614085592034975,6.861426585638461E-2,5.3215790812861381E-2,4.1280967819484248E-3,9.4830350723602607E-6,1.6625640071504385E-3,0,0.57993287227091628,null,{"$f":"J6607*VLOOKUP($B6607,$AR$36:$AZ$47,MATCH(AG$2,$AS$2:$BA$2,0)+1,FALSE)","v":0.14616548074710778},{"$f":"K6607*VLOOKUP($B6607,$AR$36:$AZ$47,MATCH(AH$2,$AS$2:$BA$2,0)+1,FALSE)","v":0.23562740722331404},{"$f":"L6607*VLOOKUP($B6607,$AR$36:$AZ$47,MATCH(AI$2,$AS$2:$BA$2,0)+1,FALSE)","v":5.2343629085549303E-3},{"$f":"M6607*VLOOKUP($B6607,$AR$36:$AZ$47,MATCH(AJ$2,$AS$2:$BA$2,0)+1,FALSE)","v":6.1009464222707269E-2},{"$f":"N6607*VLOOKUP($B6607,$AR$36:$AZ$47,MATCH(AK$2,$AS$2:$BA$2,0)+1,FALSE)","v":6.722376196202301E-2},{"$f":"O6607*VLOOKUP($B6607,$AR$36:$AZ$47,MATCH(AL$2,$AS$2:$BA$2,0)+1,FALSE)","v":5.6761698576998303E-2},{"$f":"P6607*VLOOKUP($B6607,$AR$36:$AZ$47,MATCH(AM$2,$AS$2:$BA$2,0)+1,FALSE)","v":9.4830350723602607E-6},{"$f":"Q6607*VLOOKUP($B6607,$AR$36:$AZ$47,MATCH(AN$2,$AS$2:$BA$2,0)+1,FALSE)","v":1.6291243294814998E-3},{"$f":"R6607*VLOOKUP($B6607,$AR$36:$BA$47,MATCH(AO$2,$AS$2:$BA$2,0)+1,FALSE)","v":0},0.57366078300525913]
[2006,10,3,16,null,2013,10,3,16,0.26872741688011581,0.40836417816874637,0,9.5737429656153297E-2,0.12477379999999995,8.1668000000000004E-2,0,1.8952537407407432E-3,0,0.9811660784457561,null,null,0.25441888527415685,8.3852754538022156E-2,0.36125523254723585,9.8346310433410702E-2,7.5284562155362444E-2,0,0,1.3853116292643403E-3,0,0.87454305657745235,null,{"$f":"J6618*VLOOKUP($B6618,$AR$36:$AZ$47,MATCH(AG$2,$AS$2:$BA$2,0)+1,FALSE)","v":0.2413704801719728},{"$f":"K6618*VLOOKUP($B6618,$AR$36:$AZ$47,MATCH(AH$2,$AS$2:$BA$2,0)+1,FALSE)","v":0.36046974361637812},{"$f":"L6618*VLOOKUP($B6618,$AR$36:$AZ$47,MATCH(AI$2,$AS$2:$BA$2,0)+1,FALSE)","v":0},{"$f":"M6618*VLOOKUP($B6618,$AR$36:$AZ$47,MATCH(AJ$2,$AS$2:$BA$2,0)+1,FALSE)","v":8.2387278069382855E-2},{"$f":"N6618*VLOOKUP($B6618,$AR$36:$AZ$47,MATCH(AK$2,$AS$2:$BA$2,0)+1,FALSE)","v":9.6353271144176258E-2},{"$f":"O6618*VLOOKUP($B6618,$AR$36:$AZ$47,MATCH(AL$2,$AS$2:$BA$2,0)+1,FALSE)","v":8.0300970055887919E-2},{"$f":"P6618*VLOOKUP($B6618,$AR$36:$AZ$47,MATCH(AM$2,$AS$2:$BA$2,0)+1,FALSE)","v":0},{"$f":"Q6618*VLOOKUP($B6618,$AR$36:$AZ$47,MATCH(AN$2,$AS$2:$BA$2,0)+1,FALSE)","v":1.3574484166876228E-3},{"$f":"R6618*VLOOKUP($B6618,$AR$36:$BA$47,MATCH(AO$2,$AS$2:$BA$2,0)+1,FALSE)","v":0},0.86223919147448547]
[2006,10,4,2,null,2013,10,4,2,0.15257838757229569,0.24899985412697914,7.3813111124561518E-3,7.2772796440825793E-2,8.0325000000000021E-2,5.6917000000000002E-2,1.8947926585159267E-5,2.2745645002966546E-3,0,0.62126786167943859,null,null,0.14445427166960609,6.3738910256045431E-2,0.22027519801136675,6.3311908313794407E-2,5.2468181223940397E-2,4.1280967819484248E-3,9.4830350723602607E-6,1.6625640071504385E-3,0,0.55004861329892429,null,{"$f":"J6628*VLOOKUP($B6628,$AR$36:$AZ$47,MATCH(AG$2,$AS$2:$BA$2,0)+1,FALSE)","v":0.1370456319632618},{"$f":"K6628*VLOOKUP($B6628,$AR$36:$AZ$47,MATCH(AH$2,$AS$2:$BA$2,0)+1,FALSE)","v":0.21979624652723068},{"$f":"L6628*VLOOKUP($B6628,$AR$36:$AZ$47,MATCH(AI$2,$AS$2:$BA$2,0)+1,FALSE)","v":5.2343629085549303E-3},{"$f":"M6628*VLOOKUP($B6628,$AR$36:$AZ$47,MATCH(AJ$2,$AS$2:$BA$2,0)+1,FALSE)","v":6.2624959096878777E-2},{"$f":"N6628*VLOOKUP($B6628,$AR$36:$AZ$47,MATCH(AK$2,$AS$2:$BA$2,0)+1,FALSE)","v":6.2028859461328932E-2},{"$f":"O6628*VLOOKUP($B6628,$AR$36:$AZ$47,MATCH(AL$2,$AS$2:$BA$2,0)+1,FALSE)","v":5.5964273799664156E-2},{"$f":"P6628*VLOOKUP($B6628,$AR$36:$AZ$47,MATCH(AM$2,$AS$2:$BA$2,0)+1,FALSE)","v":9.4830350723602607E-6},{"$f":"Q6628*VLOOKUP($B6628,$AR$36:$AZ$47,MATCH(AN$2,$AS$2:$BA$2,0)+1,FALSE)","v":1.6291243294814998E-3},{"$f":"R6628*VLOOKUP($B6628,$AR$36:$BA$47,MATCH(AO$2,$AS$2:$BA$2,0)+1,FALSE)","v":0},0.54433294112147301]
[2006,10,4,9,null,2013,10,4,9,0.22228849361197522,0.38969866023990163,0,8.5412035277755149E-2,0.11784689999999999,7.5599E-2,0,1.8952537407407432E-3,0,0.89274034287037274,null,null,0.21045262671973741,7.4809136347835606E-2,0.34474297123617392,9.2886549988980951E-2,6.9689935034324885E-2,0,0,1.3853116292643403E-3,0,0.79396653095631708,null,{"$f":"J6635*VLOOKUP($B6635,$AR$36:$AZ$47,MATCH(AG$2,$AS$2:$BA$2,0)+1,FALSE)","v":0.199659123221368},{"$f":"K6635*VLOOKUP($B6635,$AR$36:$AZ$47,MATCH(AH$2,$AS$2:$BA$2,0)+1,FALSE)","v":0.34399338544889646},{"$f":"L6635*VLOOKUP($B6635,$AR$36:$AZ$47,MATCH(AI$2,$AS$2:$BA$2,0)+1,FALSE)","v":0},{"$f":"M6635*VLOOKUP($B6635,$AR$36:$AZ$47,MATCH(AJ$2,$AS$2:$BA$2,0)+1,FALSE)","v":7.3501713239781705E-2},{"$f":"N6635*VLOOKUP($B6635,$AR$36:$AZ$47,MATCH(AK$2,$AS$2:$BA$2,0)+1,FALSE)","v":9.1004155593567157E-2},{"$f":"O6635*VLOOKUP($B6635,$AR$36:$AZ$47,MATCH(AL$2,$AS$2:$BA$2,0)+1,FALSE)","v":7.4333558251151857E-2},{"$f":"P6635*VLOOKUP($B6635,$AR$36:$AZ$47,MATCH(AM$2,$AS$2:$BA$2,0)+1,FALSE)","v":0},{"$f":"Q6635*VLOOKUP($B6635,$AR$36:$AZ$47,MATCH(AN$2,$AS$2:$BA$2,0)+1,FALSE)","v":1.3574484166876228E-3},{"$f":"R6635*VLOOKUP($B6635,$AR$36:$BA$47,MATCH(AO$2,$AS$2:$BA$2,0)+1,FALSE)","v":0},0.78384938417145278]
[2006,10,4,16,null,2013,10,4,16,0.24087077437786894,0.38023761695656672,0,6.4596589672111127E-2,0.11164330000000004,7.3683999999999999E-2,0,1.8952537407407432E-3,0,0.87292753474728746,null,null,0.22804548424502366,5.6577683328484181E-2,0.33637335515773259,8.7996892293177018E-2,6.7924617694271022E-2,0,0,1.3853116292643403E-3,0,0.77830334434795279,null,{"$f":"J6642*VLOOKUP($B6642,$AR$36:$AZ$47,MATCH(AG$2,$AS$2:$BA$2,0)+1,FALSE)","v":0.2163496942216285},{"$f":"K6642*VLOOKUP($B6642,$AR$36:$AZ$47,MATCH(AH$2,$AS$2:$BA$2,0)+1,FALSE)","v":0.33564196769726906},{"$f":"L6642*VLOOKUP($B6642,$AR$36:$AZ$47,MATCH(AI$2,$AS$2:$BA$2,0)+1,FALSE)","v":0},{"$f":"M6642*VLOOKUP($B6642,$AR$36:$AZ$47,MATCH(AJ$2,$AS$2:$BA$2,0)+1,FALSE)","v":5.5588887384632114E-2},{"$f":"N6642*VLOOKUP($B6642,$AR$36:$AZ$47,MATCH(AK$2,$AS$2:$BA$2,0)+1,FALSE)","v":8.6213589361954376E-2},{"$f":"O6642*VLOOKUP($B6642,$AR$36:$AZ$47,MATCH(AL$2,$AS$2:$BA$2,0)+1,FALSE)","v":7.2450613185066917E-2},{"$f":"P6642*VLOOKUP($B6642,$AR$36:$AZ$47,MATCH(AM$2,$AS$2:$BA$2,0)+1,FALSE)","v":0},{"$f":"Q6642*VLOOKUP($B6642,$AR$36:$AZ$47,MATCH(AN$2,$AS$2:$BA$2,0)+1,FALSE)","v":1.3574484166876228E-3},{"$f":"R6642*VLOOKUP($B6642,$AR$36:$BA$47,MATCH(AO$2,$AS$2:$BA$2,0)+1,FALSE)","v":0},0.76760220026723858]
[2006,10,4,18,null,2013,10,4,18,0.31385734230575524,0.35278621928847814,3.4446118524795372E-3,7.3467759486295914E-2,9.4761599999999988E-2,6.5167000000000003E-2,8.8423657397409909E-6,2.0722654285335019E-3,0,0.90556564072728207,null,null,0.29714584425958596,6.4347601818729949E-2,0.31208875435654759,7.4690790300260906E-2,6.0073334255504048E-2,1.9264451649092646E-3,4.4254163671014548E-6,1.5146960722778528E-3,0,0.81179189164418275,null,{"$f":"J6644*VLOOKUP($B6644,$AR$36:$AZ$47,MATCH(AG$2,$AS$2:$BA$2,0)+1,FALSE)","v":0.28190609762618846},{"$f":"K6644*VLOOKUP($B6644,$AR$36:$AZ$47,MATCH(AH$2,$AS$2:$BA$2,0)+1,FALSE)","v":0.31141016968868346},{"$f":"L6644*VLOOKUP($B6644,$AR$36:$AZ$47,MATCH(AI$2,$AS$2:$BA$2,0)+1,FALSE)","v":2.4427026906589672E-3},{"$f":"M6644*VLOOKUP($B6644,$AR$36:$AZ$47,MATCH(AJ$2,$AS$2:$BA$2,0)+1,FALSE)","v":6.3223012688673863E-2},{"$f":"N6644*VLOOKUP($B6644,$AR$36:$AZ$47,MATCH(AK$2,$AS$2:$BA$2,0)+1,FALSE)","v":7.3177142467857642E-2},{"$f":"O6644*VLOOKUP($B6644,$AR$36:$AZ$47,MATCH(AL$2,$AS$2:$BA$2,0)+1,FALSE)","v":6.4076178131361697E-2},{"$f":"P6644*VLOOKUP($B6644,$AR$36:$AZ$47,MATCH(AM$2,$AS$2:$BA$2,0)+1,FALSE)","v":4.4254163671014548E-6},{"$f":"Q6644*VLOOKUP($B6644,$AR$36:$AZ$47,MATCH(AN$2,$AS$2:$BA$2,0)+1,FALSE)","v":1.4842305093247653E-3},{"$f":"R6644*VLOOKUP($B6644,$AR$36:$BA$47,MATCH(AO$2,$AS$2:$BA$2,0)+1,FALSE)","v":0},0.79772395921911599]
[2006,10,5,6,null,2013,10,5,6,0.1602247797589616,0.25025959109080598,7.3813111124561518E-3,6.3587323579408717E-2,7.9862299999999997E-2,5.6508999999999997E-2,1.8947926585159267E-5,2.2745645002966546E-3,0,0.62011781796851428,null,null,0.15169352771235081,5.5693705742717814E-2,0.22138961155237905,6.2947209652396405E-2,5.2092071837652153E-2,4.1280967819484248E-3,9.4830350723602607E-6,1.6625640071504385E-3,0,0.54961627032166749,null,{"$f":"J6656*VLOOKUP($B6656,$AR$36:$AZ$47,MATCH(AG$2,$AS$2:$BA$2,0)+1,FALSE)","v":0.14391360760603789},{"$f":"K6656*VLOOKUP($B6656,$AR$36:$AZ$47,MATCH(AH$2,$AS$2:$BA$2,0)+1,FALSE)","v":0.22090823696285378},{"$f":"L6656*VLOOKUP($B6656,$AR$36:$AZ$47,MATCH(AI$2,$AS$2:$BA$2,0)+1,FALSE)","v":5.2343629085549303E-3},{"$f":"M6656*VLOOKUP($B6656,$AR$36:$AZ$47,MATCH(AJ$2,$AS$2:$BA$2,0)+1,FALSE)","v":5.4720358884085211E-2},{"$f":"N6656*VLOOKUP($B6656,$AR$36:$AZ$47,MATCH(AK$2,$AS$2:$BA$2,0)+1,FALSE)","v":6.1671551608571275E-2},{"$f":"O6656*VLOOKUP($B6656,$AR$36:$AZ$47,MATCH(AL$2,$AS$2:$BA$2,0)+1,FALSE)","v":5.5563103258169287E-2},{"$f":"P6656*VLOOKUP($B6656,$AR$36:$AZ$47,MATCH(AM$2,$AS$2:$BA$2,0)+1,FALSE)","v":9.4830350723602607E-6},{"$f":"Q6656*VLOOKUP($B6656,$AR$36:$AZ$47,MATCH(AN$2,$AS$2:$BA$2,0)+1,FALSE)","v":1.6291243294814998E-3},{"$f":"R6656*VLOOKUP($B6656,$AR$36:$BA$47,MATCH(AO$2,$AS$2:$BA$2,0)+1,FALSE)","v":0},0.54364982859282618]
[2006,10,5,11,null,2013,10,5,11,0.28383137270957448,0.30450508979089791,0,5.964616782024347E-2,8.6950900000000012E-2,6.0402999999999998E-2,0,1.8952537407407432E-3,0,0.79723178406145656,null,null,0.26871862309017319,5.2241798085949476E-2,0.26937734234556515,6.8534421520098421E-2,5.5681704068550192E-2,0,0,1.3853116292643403E-3,0,0.71593920073960082,null,{"$f":"J6661*VLOOKUP($B6661,$AR$36:$AZ$47,MATCH(AG$2,$AS$2:$BA$2,0)+1,FALSE)","v":0.25493682600068701},{"$f":"K6661*VLOOKUP($B6661,$AR$36:$AZ$47,MATCH(AH$2,$AS$2:$BA$2,0)+1,FALSE)","v":0.26879162648161947},{"$f":"L6661*VLOOKUP($B6661,$AR$36:$AZ$47,MATCH(AI$2,$AS$2:$BA$2,0)+1,FALSE)","v":0},{"$f":"M6661*VLOOKUP($B6661,$AR$36:$AZ$47,MATCH(AJ$2,$AS$2:$BA$2,0)+1,FALSE)","v":5.1328779471401166E-2},{"$f":"N6661*VLOOKUP($B6661,$AR$36:$AZ$47,MATCH(AK$2,$AS$2:$BA$2,0)+1,FALSE)","v":6.7145535712867285E-2},{"$f":"O6661*VLOOKUP($B6661,$AR$36:$AZ$47,MATCH(AL$2,$AS$2:$BA$2,0)+1,FALSE)","v":5.9391922102730532E-2},{"$f":"P6661*VLOOKUP($B6661,$AR$36:$AZ$47,MATCH(AM$2,$AS$2:$BA$2,0)+1,FALSE)","v":0},{"$f":"Q6661*VLOOKUP($B6661,$AR$36:$AZ$47,MATCH(AN$2,$AS$2:$BA$2,0)+1,FALSE)","v":1.3574484166876228E-3},{"$f":"R6661*VLOOKUP($B6661,$AR$36:$BA$47,MATCH(AO$2,$AS$2:$BA$2,0)+1,FALSE)","v":0},0.70295213818599311]
[2006,10,5,20,null,2013,10,5,20,0.32592471469825718,0.27775931489535033,7.3813111124561518E-3,6.2965665403559398E-2,8.1265699999999982E-2,5.9262000000000002E-2,1.8947926585159267E-5,2.2745645002966546E-3,0,0.8168522185365048,null,null,0.3085706831090515,5.5149219112846225E-2,0.24571696358052458,6.4053365047697722E-2,5.4629888358366671E-2,4.1280967819484248E-3,9.4830350723602607E-6,1.6625640071504385E-3,0,0.733920263032658,null,{"$f":"J6670*VLOOKUP($B6670,$AR$36:$AZ$47,MATCH(AG$2,$AS$2:$BA$2,0)+1,FALSE)","v":0.29274498969983054},{"$f":"K6670*VLOOKUP($B6670,$AR$36:$AZ$47,MATCH(AH$2,$AS$2:$BA$2,0)+1,FALSE)","v":0.24518269324302508},{"$f":"L6670*VLOOKUP($B6670,$AR$36:$AZ$47,MATCH(AI$2,$AS$2:$BA$2,0)+1,FALSE)","v":5.2343629085549303E-3},{"$f":"M6670*VLOOKUP($B6670,$AR$36:$AZ$47,MATCH(AJ$2,$AS$2:$BA$2,0)+1,FALSE)","v":5.4185388129368371E-2},{"$f":"N6670*VLOOKUP($B6670,$AR$36:$AZ$47,MATCH(AK$2,$AS$2:$BA$2,0)+1,FALSE)","v":6.2755290187693949E-2},{"$f":"O6670*VLOOKUP($B6670,$AR$36:$AZ$47,MATCH(AL$2,$AS$2:$BA$2,0)+1,FALSE)","v":5.8270021152128489E-2},{"$f":"P6670*VLOOKUP($B6670,$AR$36:$AZ$47,MATCH(AM$2,$AS$2:$BA$2,0)+1,FALSE)","v":9.4830350723602607E-6},{"$f":"Q6670*VLOOKUP($B6670,$AR$36:$AZ$47,MATCH(AN$2,$AS$2:$BA$2,0)+1,FALSE)","v":1.6291243294814998E-3},{"$f":"R6670*VLOOKUP($B6670,$AR$36:$BA$47,MATCH(AO$2,$AS$2:$BA$2,0)+1,FALSE)","v":0},0.72001135268515526]
[2006,10,6,4,null,2013,10,6,4,0.14334344781542838,0.25354232783969954,7.3813111124561518E-3,7.843013269763105E-2,7.5186199999999981E-2,5.3846999999999999E-2,1.8947926585159267E-5,2.2745645002966546E-3,0,0.61402393189209692,null,null,0.1357110511013663,6.8693954800114768E-2,0.22429365135560309,5.9261522575320344E-2,4.9638142459467613E-2,4.1280967819484248E-3,9.4830350723602607E-6,1.6625640071504385E-3,0,0.54339846611604337,null,{"$f":"J6678*VLOOKUP($B6678,$AR$36:$AZ$47,MATCH(AG$2,$AS$2:$BA$2,0)+1,FALSE)","v":0.12875082576390506},{"$f":"K6678*VLOOKUP($B6678,$AR$36:$AZ$47,MATCH(AH$2,$AS$2:$BA$2,0)+1,FALSE)","v":0.22380596241845127},{"$f":"L6678*VLOOKUP($B6678,$AR$36:$AZ$47,MATCH(AI$2,$AS$2:$BA$2,0)+1,FALSE)","v":5.2343629085549303E-3},{"$f":"M6678*VLOOKUP($B6678,$AR$36:$AZ$47,MATCH(AJ$2,$AS$2:$BA$2,0)+1,FALSE)","v":6.7493405398345363E-2},{"$f":"N6678*VLOOKUP($B6678,$AR$36:$AZ$47,MATCH(AK$2,$AS$2:$BA$2,0)+1,FALSE)","v":5.8060556902973751E-2},{"$f":"O6678*VLOOKUP($B6678,$AR$36:$AZ$47,MATCH(AL$2,$AS$2:$BA$2,0)+1,FALSE)","v":5.2945662127141552E-2},{"$f":"P6678*VLOOKUP($B6678,$AR$36:$AZ$47,MATCH(AM$2,$AS$2:$BA$2,0)+1,FALSE)","v":9.4830350723602607E-6},{"$f":"Q6678*VLOOKUP($B6678,$AR$36:$AZ$47,MATCH(AN$2,$AS$2:$BA$2,0)+1,FALSE)","v":1.6291243294814998E-3},{"$f":"R6678*VLOOKUP($B6678,$AR$36:$BA$47,MATCH(AO$2,$AS$2:$BA$2,0)+1,FALSE)","v":0},0.53792938288392578]
[2006,10,6,13,null,2013,10,6,13,0.27713193356800131,0.34859391897587966,0,8.8618376207049793E-2,8.3466699999999977E-2,5.7152000000000001E-2,0,1.8952537407407432E-3,0,0.85685818249167145,null,null,0.26237589908326064,7.7617447787520027E-2,0.30838007836266601,6.5788186214192107E-2,5.2684812855748574E-2,0,0,1.3853116292643403E-3,0,0.7682317359326517,null,{"$f":"J6687*VLOOKUP($B6687,$AR$36:$AZ$47,MATCH(AG$2,$AS$2:$BA$2,0)+1,FALSE)","v":0.24891940187158962},{"$f":"K6687*VLOOKUP($B6687,$AR$36:$AZ$47,MATCH(AH$2,$AS$2:$BA$2,0)+1,FALSE)","v":0.30770955758891017},{"$f":"L6687*VLOOKUP($B6687,$AR$36:$AZ$47,MATCH(AI$2,$AS$2:$BA$2,0)+1,FALSE)","v":0},{"$f":"M6687*VLOOKUP($B6687,$AR$36:$AZ$47,MATCH(AJ$2,$AS$2:$BA$2,0)+1,FALSE)","v":7.6260944427372523E-2},{"$f":"N6687*VLOOKUP($B6687,$AR$36:$AZ$47,MATCH(AK$2,$AS$2:$BA$2,0)+1,FALSE)","v":6.4454954298174924E-2},{"$f":"O6687*VLOOKUP($B6687,$AR$36:$AZ$47,MATCH(AL$2,$AS$2:$BA$2,0)+1,FALSE)","v":5.6195340165476143E-2},{"$f":"P6687*VLOOKUP($B6687,$AR$36:$AZ$47,MATCH(AM$2,$AS$2:$BA$2,0)+1,FALSE)","v":0},{"$f":"Q6687*VLOOKUP($B6687,$AR$36:$AZ$47,MATCH(AN$2,$AS$2:$BA$2,0)+1,FALSE)","v":1.3574484166876228E-3},{"$f":"R6687*VLOOKUP($B6687,$AR$36:$BA$47,MATCH(AO$2,$AS$2:$BA$2,0)+1,FALSE)","v":0},0.75489764676821103]
[2006,10,6,21,null,2013,10,6,21,0.34252182345325283,0.30380254428791797,7.3813111124561518E-3,8.2064712195565881E-2,7.9715000000000008E-2,5.6866E-2,1.8947926585159267E-5,2.2745645002966546E-3,0,0.87464490347607449,null,null,0.3242840701435562,7.1877344030260762E-2,0.26875584258475815,6.283110826310763E-2,5.242116755065436E-2,4.1280967819484248E-3,9.4830350723602607E-6,1.6625640071504385E-3,0,0.78596967639650839,null,{"$f":"J6695*VLOOKUP($B6695,$AR$36:$AZ$47,MATCH(AG$2,$AS$2:$BA$2,0)+1,FALSE)","v":0.30765248278769408},{"$f":"K6695*VLOOKUP($B6695,$AR$36:$AZ$47,MATCH(AH$2,$AS$2:$BA$2,0)+1,FALSE)","v":0.26817147806783431},{"$f":"L6695*VLOOKUP($B6695,$AR$36:$AZ$47,MATCH(AI$2,$AS$2:$BA$2,0)+1,FALSE)","v":5.2343629085549303E-3},{"$f":"M6695*VLOOKUP($B6695,$AR$36:$AZ$47,MATCH(AJ$2,$AS$2:$BA$2,0)+1,FALSE)","v":7.062115922291641E-2},{"$f":"N6695*VLOOKUP($B6695,$AR$36:$AZ$47,MATCH(AK$2,$AS$2:$BA$2,0)+1,FALSE)","v":6.1557803074507748E-2},{"$f":"O6695*VLOOKUP($B6695,$AR$36:$AZ$47,MATCH(AL$2,$AS$2:$BA$2,0)+1,FALSE)","v":5.5914127481977292E-2},{"$f":"P6695*VLOOKUP($B6695,$AR$36:$AZ$47,MATCH(AM$2,$AS$2:$BA$2,0)+1,FALSE)","v":9.4830350723602607E-6},{"$f":"Q6695*VLOOKUP($B6695,$AR$36:$AZ$47,MATCH(AN$2,$AS$2:$BA$2,0)+1,FALSE)","v":1.6291243294814998E-3},{"$f":"R6695*VLOOKUP($B6695,$AR$36:$BA$47,MATCH(AO$2,$AS$2:$BA$2,0)+1,FALSE)","v":0},0.77079002090803872]
[2006,10,7,3,null,2013,10,7,3,0.13905192619270371,0.25708758409361937,7.3813111124561518E-3,7.194794100402413E-2,7.8502900000000028E-2,5.5326E-2,1.8947926585159267E-5,2.2745645002966546E-3,0,0.61159117482968517,null,null,0.13164803378791279,6.3016450913655542E-2,0.22742992637902129,6.1875734916488907E-2,5.1001538984762479E-2,4.1280967819484248E-3,9.4830350723602607E-6,1.6625640071504385E-3,0,0.54077182880601227,null,{"$f":"J6701*VLOOKUP($B6701,$AR$36:$AZ$47,MATCH(AG$2,$AS$2:$BA$2,0)+1,FALSE)","v":0.12489618879841982},{"$f":"K6701*VLOOKUP($B6701,$AR$36:$AZ$47,MATCH(AH$2,$AS$2:$BA$2,0)+1,FALSE)","v":0.22693541813769597},{"$f":"L6701*VLOOKUP($B6701,$AR$36:$AZ$47,MATCH(AI$2,$AS$2:$BA$2,0)+1,FALSE)","v":5.2343629085549303E-3},{"$f":"M6701*VLOOKUP($B6701,$AR$36:$AZ$47,MATCH(AJ$2,$AS$2:$BA$2,0)+1,FALSE)","v":6.1915126020276511E-2},{"$f":"N6701*VLOOKUP($B6701,$AR$36:$AZ$47,MATCH(AK$2,$AS$2:$BA$2,0)+1,FALSE)","v":6.0621790867186547E-2},{"$f":"O6701*VLOOKUP($B6701,$AR$36:$AZ$47,MATCH(AL$2,$AS$2:$BA$2,0)+1,FALSE)","v":5.4399905340060423E-2},{"$f":"P6701*VLOOKUP($B6701,$AR$36:$AZ$47,MATCH(AM$2,$AS$2:$BA$2,0)+1,FALSE)","v":9.4830350723602607E-6},{"$f":"Q6701*VLOOKUP($B6701,$AR$36:$AZ$47,MATCH(AN$2,$AS$2:$BA$2,0)+1,FALSE)","v":1.6291243294814998E-3},{"$f":"R6701*VLOOKUP($B6701,$AR$36:$BA$47,MATCH(AO$2,$AS$2:$BA$2,0)+1,FALSE)","v":0},0.53564139943674804]
[2006,10,7,6,null,2013,10,7,6,0.17849611308004812,0.30902346007555659,7.3813111124561518E-3,7.0986963681552495E-2,0.10094309999999999,6.5878000000000006E-2,1.8947926585159267E-5,2.2745645002966546E-3,0,0.73500246037649508,null,null,0.16899199435186457,6.2174767615626451E-2,0.27337447283638994,7.9563028846687561E-2,6.072876017131517E-2,4.1280967819484248E-3,9.4830350723602607E-6,1.6625640071504385E-3,0,0.65063316764605483,null,{"$f":"J6704*VLOOKUP($B6704,$AR$36:$AZ$47,MATCH(AG$2,$AS$2:$BA$2,0)+1,FALSE)","v":0.16032488617334639},{"$f":"K6704*VLOOKUP($B6704,$AR$36:$AZ$47,MATCH(AH$2,$AS$2:$BA$2,0)+1,FALSE)","v":0.272780065882398},{"$f":"L6704*VLOOKUP($B6704,$AR$36:$AZ$47,MATCH(AI$2,$AS$2:$BA$2,0)+1,FALSE)","v":5.2343629085549303E-3},{"$f":"M6704*VLOOKUP($B6704,$AR$36:$AZ$47,MATCH(AJ$2,$AS$2:$BA$2,0)+1,FALSE)","v":6.1088152639340823E-2},{"$f":"N6704*VLOOKUP($B6704,$AR$36:$AZ$47,MATCH(AK$2,$AS$2:$BA$2,0)+1,FALSE)","v":7.7950642558243022E-2},{"$f":"O6704*VLOOKUP($B6704,$AR$36:$AZ$47,MATCH(AL$2,$AS$2:$BA$2,0)+1,FALSE)","v":6.4775276795584369E-2},{"$f":"P6704*VLOOKUP($B6704,$AR$36:$AZ$47,MATCH(AM$2,$AS$2:$BA$2,0)+1,FALSE)","v":9.4830350723602607E-6},{"$f":"Q6704*VLOOKUP($B6704,$AR$36:$AZ$47,MATCH(AN$2,$AS$2:$BA$2,0)+1,FALSE)","v":1.6291243294814998E-3},{"$f":"R6704*VLOOKUP($B6704,$AR$36:$BA$47,MATCH(AO$2,$AS$2:$BA$2,0)+1,FALSE)","v":0},0.64379199432202128]
[2006,10,7,17,null,2013,10,7,17,0.32919223538451725,0.40098246645404112,0,7.0772033219734465E-2,0.10704360000000002,7.1027000000000007E-2,0,1.8952537407407432E-3,0,0.98091258879903365,null,null,0.31166422295050134,6.1986518241037014E-2,0.35472507607256448,8.4371423451957445E-2,6.5475297499741986E-2,0,0,1.3853116292643403E-3,0,0.87960784984506668,null,{"$f":"J6715*VLOOKUP($B6715,$AR$36:$AZ$47,MATCH(AG$2,$AS$2:$BA$2,0)+1,FALSE)","v":0.2956798708748552},{"$f":"K6715*VLOOKUP($B6715,$AR$36:$AZ$47,MATCH(AH$2,$AS$2:$BA$2,0)+1,FALSE)","v":0.3539537858720378},{"$f":"L6715*VLOOKUP($B6715,$AR$36:$AZ$47,MATCH(AI$2,$AS$2:$BA$2,0)+1,FALSE)","v":0},{"$f":"M6715*VLOOKUP($B6715,$AR$36:$AZ$47,MATCH(AJ$2,$AS$2:$BA$2,0)+1,FALSE)","v":6.0903193258386265E-2},{"$f":"N6715*VLOOKUP($B6715,$AR$36:$AZ$47,MATCH(AK$2,$AS$2:$BA$2,0)+1,FALSE)","v":8.2661592538247231E-2},{"$f":"O6715*VLOOKUP($B6715,$AR$36:$AZ$47,MATCH(AL$2,$AS$2:$BA$2,0)+1,FALSE)","v":6.9838088359694753E-2},{"$f":"P6715*VLOOKUP($B6715,$AR$36:$AZ$47,MATCH(AM$2,$AS$2:$BA$2,0)+1,FALSE)","v":0},{"$f":"Q6715*VLOOKUP($B6715,$AR$36:$AZ$47,MATCH(AN$2,$AS$2:$BA$2,0)+1,FALSE)","v":1.3574484166876228E-3},{"$f":"R6715*VLOOKUP($B6715,$AR$36:$BA$47,MATCH(AO$2,$AS$2:$BA$2,0)+1,FALSE)","v":0},0.8643939793199088]
[2006,10,7,23,null,2013,10,7,23,0.23259088542990966,0.29529574809211051,7.3813111124561518E-3,8.1104808368963263E-2,8.1807699999999983E-2,5.7253999999999999E-2,1.8947926585159267E-5,2.2745645002966546E-3,0,0.75772796543032128,null,null,0.22020646230676946,7.1036600966222954E-2,0.26123039152357697,6.4480567715684986E-2,5.2778840202320626E-2,4.1280967819484248E-3,9.4830350723602607E-6,1.6625640071504385E-3,0,0.67553300653874626,null,{"$f":"J6721*VLOOKUP($B6721,$AR$36:$AZ$47,MATCH(AG$2,$AS$2:$BA$2,0)+1,FALSE)","v":0.2089127129327743},{"$f":"K6721*VLOOKUP($B6721,$AR$36:$AZ$47,MATCH(AH$2,$AS$2:$BA$2,0)+1,FALSE)","v":0.26066238983817974},{"$f":"L6721*VLOOKUP($B6721,$AR$36:$AZ$47,MATCH(AI$2,$AS$2:$BA$2,0)+1,FALSE)","v":5.2343629085549303E-3},{"$f":"M6721*VLOOKUP($B6721,$AR$36:$AZ$47,MATCH(AJ$2,$AS$2:$BA$2,0)+1,FALSE)","v":6.9795109643705763E-2},{"$f":"N6721*VLOOKUP($B6721,$AR$36:$AZ$47,MATCH(AK$2,$AS$2:$BA$2,0)+1,FALSE)","v":6.3173835370738327E-2},{"$f":"O6721*VLOOKUP($B6721,$AR$36:$AZ$47,MATCH(AL$2,$AS$2:$BA$2,0)+1,FALSE)","v":5.6295632800849857E-2},{"$f":"P6721*VLOOKUP($B6721,$AR$36:$AZ$47,MATCH(AM$2,$AS$2:$BA$2,0)+1,FALSE)","v":9.4830350723602607E-6},{"$f":"Q6721*VLOOKUP($B6721,$AR$36:$AZ$47,MATCH(AN$2,$AS$2:$BA$2,0)+1,FALSE)","v":1.6291243294814998E-3},{"$f":"R6721*VLOOKUP($B6721,$AR$36:$BA$47,MATCH(AO$2,$AS$2:$BA$2,0)+1,FALSE)","v":0},0.6657126508593566]
[2006,10,8,7,null,2013,10,8,7,0.21304704855635972,0.35242294676976305,3.3215900006052686E-3,7.3770178375583917E-2,0.1048581,6.7799999999999999E-2,8.5265669633216696E-6,2.0659435825409033E-3,0,0.81729433385181616,null,null,0.20170324723077748,6.461247896220669E-2,0.31176738900365364,8.2648819335931323E-2,6.2500530368486726E-2,1.8576435518767912E-3,4.2673657825621171E-6,1.5100751993130845E-3,0,0.72660445101802817,null,{"$f":"J6729*VLOOKUP($B6729,$AR$36:$AZ$47,MATCH(AG$2,$AS$2:$BA$2,0)+1,FALSE)","v":0.19135847397443262},{"$f":"K6729*VLOOKUP($B6729,$AR$36:$AZ$47,MATCH(AH$2,$AS$2:$BA$2,0)+1,FALSE)","v":0.31108950309086547},{"$f":"L6729*VLOOKUP($B6729,$AR$36:$AZ$47,MATCH(AI$2,$AS$2:$BA$2,0)+1,FALSE)","v":2.3554633088497192E-3},{"$f":"M6729*VLOOKUP($B6729,$AR$36:$AZ$47,MATCH(AJ$2,$AS$2:$BA$2,0)+1,FALSE)","v":6.3483260631559846E-2},{"$f":"N6729*VLOOKUP($B6729,$AR$36:$AZ$47,MATCH(AK$2,$AS$2:$BA$2,0)+1,FALSE)","v":8.0973897893332994E-2},{"$f":"O6729*VLOOKUP($B6729,$AR$36:$AZ$47,MATCH(AL$2,$AS$2:$BA$2,0)+1,FALSE)","v":6.6665104689587112E-2},{"$f":"P6729*VLOOKUP($B6729,$AR$36:$AZ$47,MATCH(AM$2,$AS$2:$BA$2,0)+1,FALSE)","v":4.2673657825621171E-6},{"$f":"Q6729*VLOOKUP($B6729,$AR$36:$AZ$47,MATCH(AN$2,$AS$2:$BA$2,0)+1,FALSE)","v":1.4797025774448674E-3},{"$f":"R6729*VLOOKUP($B6729,$AR$36:$BA$47,MATCH(AO$2,$AS$2:$BA$2,0)+1,FALSE)","v":0},0.71740967353185514]
[2006,10,8,16,null,2013,10,8,16,0.24678824056101639,0.42740931700274154,0,7.6894665955806824E-2,0.11485150000000002,7.3221999999999995E-2,0,1.8952537407407432E-3,0,0.94106097726030558,null,null,0.23364787185192548,6.7349098182740486E-2,0.37810332164560501,9.0525585281067633E-2,6.7498729124503457E-2,0,0,1.3853116292643403E-3,0,0.83850991771510652,null,{"$f":"J6738*VLOOKUP($B6738,$AR$36:$AZ$47,MATCH(AG$2,$AS$2:$BA$2,0)+1,FALSE)","v":0.22166475165272384},{"$f":"K6738*VLOOKUP($B6738,$AR$36:$AZ$47,MATCH(AH$2,$AS$2:$BA$2,0)+1,FALSE)","v":0.3772811993699523},{"$f":"L6738*VLOOKUP($B6738,$AR$36:$AZ$47,MATCH(AI$2,$AS$2:$BA$2,0)+1,FALSE)","v":0},{"$f":"M6738*VLOOKUP($B6738,$AR$36:$AZ$47,MATCH(AJ$2,$AS$2:$BA$2,0)+1,FALSE)","v":6.6172052549419866E-2},{"$f":"N6738*VLOOKUP($B6738,$AR$36:$AZ$47,MATCH(AK$2,$AS$2:$BA$2,0)+1,FALSE)","v":8.8691037067199746E-2},{"$f":"O6738*VLOOKUP($B6738,$AR$36:$AZ$47,MATCH(AL$2,$AS$2:$BA$2,0)+1,FALSE)","v":7.1996346542491846E-2},{"$f":"P6738*VLOOKUP($B6738,$AR$36:$AZ$47,MATCH(AM$2,$AS$2:$BA$2,0)+1,FALSE)","v":0},{"$f":"Q6738*VLOOKUP($B6738,$AR$36:$AZ$47,MATCH(AN$2,$AS$2:$BA$2,0)+1,FALSE)","v":1.3574484166876228E-3},{"$f":"R6738*VLOOKUP($B6738,$AR$36:$BA$47,MATCH(AO$2,$AS$2:$BA$2,0)+1,FALSE)","v":0},0.82716283559847514]
[2006,10,8,24,null,2013,10,8,24,0.15618507221462397,0.28654632161918792,7.3813111124561518E-3,9.039045322000884E-2,8.0541899999999986E-2,5.5099000000000002E-2,1.8947926585159267E-5,2.2745645002966546E-3,0,0.67843757059315868,null,null,0.14786891650521639,7.916954229563257E-2,0.25349030004614953,6.3482868200669715E-2,5.0792282046803097E-2,4.1280967819484248E-3,9.4830350723602607E-6,1.6625640071504385E-3,0,0.60060405291864249,null,{"$f":"J6746*VLOOKUP($B6746,$AR$36:$AZ$47,MATCH(AG$2,$AS$2:$BA$2,0)+1,FALSE)","v":0.14028514959065752},{"$f":"K6746*VLOOKUP($B6746,$AR$36:$AZ$47,MATCH(AH$2,$AS$2:$BA$2,0)+1,FALSE)","v":0.25293912789187484},{"$f":"L6746*VLOOKUP($B6746,$AR$36:$AZ$47,MATCH(AI$2,$AS$2:$BA$2,0)+1,FALSE)","v":5.2343629085549303E-3},{"$f":"M6746*VLOOKUP($B6746,$AR$36:$AZ$47,MATCH(AJ$2,$AS$2:$BA$2,0)+1,FALSE)","v":7.7785913315208496E-2},{"$f":"N6746*VLOOKUP($B6746,$AR$36:$AZ$47,MATCH(AK$2,$AS$2:$BA$2,0)+1,FALSE)","v":6.2196354756905152E-2},{"$f":"O6746*VLOOKUP($B6746,$AR$36:$AZ$47,MATCH(AL$2,$AS$2:$BA$2,0)+1,FALSE)","v":5.4176705063297352E-2},{"$f":"P6746*VLOOKUP($B6746,$AR$36:$AZ$47,MATCH(AM$2,$AS$2:$BA$2,0)+1,FALSE)","v":9.4830350723602607E-6},{"$f":"Q6746*VLOOKUP($B6746,$AR$36:$AZ$47,MATCH(AN$2,$AS$2:$BA$2,0)+1,FALSE)","v":1.6291243294814998E-3},{"$f":"R6746*VLOOKUP($B6746,$AR$36:$BA$47,MATCH(AO$2,$AS$2:$BA$2,0)+1,FALSE)","v":0},0.59425622089105201]
[2006,10,9,9,null,2013,10,9,9,0.21610034170856368,0.39652344976178833,0,8.8382010209174064E-2,0.11379270000000002,7.2965000000000002E-2,0,1.8952537407407432E-3,0,0.88965875542026673,null,null,0.20459396619506351,7.74104238463907E-2,0.350780452135873,8.9691042504564111E-2,6.7261817084611111E-2,0,0,1.3853116292643403E-3,0,0.79112301339576674,null,{"$f":"J6755*VLOOKUP($B6755,$AR$36:$AZ$47,MATCH(AG$2,$AS$2:$BA$2,0)+1,FALSE)","v":0.19410093636554043},{"$f":"K6755*VLOOKUP($B6755,$AR$36:$AZ$47,MATCH(AH$2,$AS$2:$BA$2,0)+1,FALSE)","v":0.35001773885869442},{"$f":"L6755*VLOOKUP($B6755,$AR$36:$AZ$47,MATCH(AI$2,$AS$2:$BA$2,0)+1,FALSE)","v":0},{"$f":"M6755*VLOOKUP($B6755,$AR$36:$AZ$47,MATCH(AJ$2,$AS$2:$BA$2,0)+1,FALSE)","v":7.6057538598919908E-2},{"$f":"N6755*VLOOKUP($B6755,$AR$36:$AZ$47,MATCH(AK$2,$AS$2:$BA$2,0)+1,FALSE)","v":8.7873406735451784E-2},{"$f":"O6755*VLOOKUP($B6755,$AR$36:$AZ$47,MATCH(AL$2,$AS$2:$BA$2,0)+1,FALSE)","v":7.1743648431795329E-2},{"$f":"P6755*VLOOKUP($B6755,$AR$36:$AZ$47,MATCH(AM$2,$AS$2:$BA$2,0)+1,FALSE)","v":0},{"$f":"Q6755*VLOOKUP($B6755,$AR$36:$AZ$47,MATCH(AN$2,$AS$2:$BA$2,0)+1,FALSE)","v":1.3574484166876228E-3},{"$f":"R6755*VLOOKUP($B6755,$AR$36:$BA$47,MATCH(AO$2,$AS$2:$BA$2,0)+1,FALSE)","v":0},0.78115071740708952]
[2006,10,9,18,null,2013,10,9,18,0.35970858174459219,0.37172930450353564,4.5518085193479614E-3,7.8468012229798531E-2,9.8582900000000015E-2,6.7853999999999998E-2,1.1684554727514883E-5,2.1291620424668894E-3,0,0.98303545359446887,null,null,0.34055571051700434,6.8727132034183652E-2,0.32884656275496171,7.7702726748931986E-2,6.2550309551966041E-2,2.5456596822015292E-3,5.8478716279554956E-6,1.5562839289607682E-3,0,0.88249023308983798,null,{"$f":"J6764*VLOOKUP($B6764,$AR$36:$AZ$47,MATCH(AG$2,$AS$2:$BA$2,0)+1,FALSE)","v":0.32308959802343085},{"$f":"K6764*VLOOKUP($B6764,$AR$36:$AZ$47,MATCH(AH$2,$AS$2:$BA$2,0)+1,FALSE)","v":0.32813154104254721},{"$f":"L6764*VLOOKUP($B6764,$AR$36:$AZ$47,MATCH(AI$2,$AS$2:$BA$2,0)+1,FALSE)","v":3.2278571269422078E-3},{"$f":"M6764*VLOOKUP($B6764,$AR$36:$AZ$47,MATCH(AJ$2,$AS$2:$BA$2,0)+1,FALSE)","v":6.7526002801064744E-2},{"$f":"N6764*VLOOKUP($B6764,$AR$36:$AZ$47,MATCH(AK$2,$AS$2:$BA$2,0)+1,FALSE)","v":7.6128040453037574E-2},{"$f":"O6764*VLOOKUP($B6764,$AR$36:$AZ$47,MATCH(AL$2,$AS$2:$BA$2,0)+1,FALSE)","v":6.6718200790667315E-2},{"$f":"P6764*VLOOKUP($B6764,$AR$36:$AZ$47,MATCH(AM$2,$AS$2:$BA$2,0)+1,FALSE)","v":5.8478716279554956E-6},{"$f":"Q6764*VLOOKUP($B6764,$AR$36:$AZ$47,MATCH(AN$2,$AS$2:$BA$2,0)+1,FALSE)","v":1.5249818962438475E-3},{"$f":"R6764*VLOOKUP($B6764,$AR$36:$BA$47,MATCH(AO$2,$AS$2:$BA$2,0)+1,FALSE)","v":0},0.86635207000556158]
[2006,10,9,23,null,2013,10,9,23,0.2507580814746766,0.28142886990189192,7.3813111124561518E-3,7.7363016005409402E-2,8.0281299999999986E-2,5.7724999999999999E-2,1.8947926585159267E-5,2.2745645002966546E-3,0,0.7572310909213158,null,null,0.2374063365136081,6.7759308085891687E-2,0.24896319823601698,6.32774641134419E-2,5.3213025302668082E-2,4.1280967819484248E-3,9.4830350723602607E-6,1.6625640071504385E-3,0,0.676419476075798,null,{"$f":"J6769*VLOOKUP($B6769,$AR$36:$AZ$47,MATCH(AG$2,$AS$2:$BA$2,0)+1,FALSE)","v":0.22523045558669935},{"$f":"K6769*VLOOKUP($B6769,$AR$36:$AZ$47,MATCH(AH$2,$AS$2:$BA$2,0)+1,FALSE)","v":0.24842186950556111},{"$f":"L6769*VLOOKUP($B6769,$AR$36:$AZ$47,MATCH(AI$2,$AS$2:$BA$2,0)+1,FALSE)","v":5.2343629085549303E-3},{"$f":"M6769*VLOOKUP($B6769,$AR$36:$AZ$47,MATCH(AJ$2,$AS$2:$BA$2,0)+1,FALSE)","v":6.6575093302749064E-2},{"$f":"N6769*VLOOKUP($B6769,$AR$36:$AZ$47,MATCH(AK$2,$AS$2:$BA$2,0)+1,FALSE)","v":6.1995113290666468E-2},{"$f":"O6769*VLOOKUP($B6769,$AR$36:$AZ$47,MATCH(AL$2,$AS$2:$BA$2,0)+1,FALSE)","v":5.675874879360495E-2},{"$f":"P6769*VLOOKUP($B6769,$AR$36:$AZ$47,MATCH(AM$2,$AS$2:$BA$2,0)+1,FALSE)","v":9.4830350723602607E-6},{"$f":"Q6769*VLOOKUP($B6769,$AR$36:$AZ$47,MATCH(AN$2,$AS$2:$BA$2,0)+1,FALSE)","v":1.6291243294814998E-3},{"$f":"R6769*VLOOKUP($B6769,$AR$36:$BA$47,MATCH(AO$2,$AS$2:$BA$2,0)+1,FALSE)","v":0},0.66585425075238969]
[2006,10,10,3,null,2013,10,10,3,0.14425946805962028,0.25994828771684125,7.3813111124561518E-3,7.6398896228196012E-2,7.7473099999999989E-2,5.4004999999999997E-2,1.8947926585159267E-5,2.2745645002966546E-3,0,0.62175957554399541,null,null,0.1365782973694307,6.6914872431892161E-2,0.22996061885378752,6.1064049847313083E-2,4.9783792662981198E-2,4.1280967819484248E-3,9.4830350723602607E-6,1.6625640071504385E-3,0,0.55010177498957591,null,{"$f":"J6773*VLOOKUP($B6773,$AR$36:$AZ$47,MATCH(AG$2,$AS$2:$BA$2,0)+1,FALSE)","v":0.12957359349171932},{"$f":"K6773*VLOOKUP($B6773,$AR$36:$AZ$47,MATCH(AH$2,$AS$2:$BA$2,0)+1,FALSE)","v":0.22946060804600157},{"$f":"L6773*VLOOKUP($B6773,$AR$36:$AZ$47,MATCH(AI$2,$AS$2:$BA$2,0)+1,FALSE)","v":5.2343629085549303E-3},{"$f":"M6773*VLOOKUP($B6773,$AR$36:$AZ$47,MATCH(AJ$2,$AS$2:$BA$2,0)+1,FALSE)","v":6.5745415668173407E-2},{"$f":"N6773*VLOOKUP($B6773,$AR$36:$AZ$47,MATCH(AK$2,$AS$2:$BA$2,0)+1,FALSE)","v":5.9826555019402185E-2},{"$f":"O6773*VLOOKUP($B6773,$AR$36:$AZ$47,MATCH(AL$2,$AS$2:$BA$2,0)+1,FALSE)","v":5.3101017385857693E-2},{"$f":"P6773*VLOOKUP($B6773,$AR$36:$AZ$47,MATCH(AM$2,$AS$2:$BA$2,0)+1,FALSE)","v":9.4830350723602607E-6},{"$f":"Q6773*VLOOKUP($B6773,$AR$36:$AZ$47,MATCH(AN$2,$AS$2:$BA$2,0)+1,FALSE)","v":1.6291243294814998E-3},{"$f":"R6773*VLOOKUP($B6773,$AR$36:$BA$47,MATCH(AO$2,$AS$2:$BA$2,0)+1,FALSE)","v":0},0.54458015988426289]
[2006,10,10,13,null,2013,10,10,13,0.2076634693804506,0.44430959946828946,0,7.9937734824537018E-2,0.12632449999999998,8.0270999999999995E-2,0,1.8952537407407432E-3,0,0.94040155741401776,null,null,0.19660631953868793,7.0014405866562657E-2,0.39305398528996266,9.956856721800085E-2,7.3996756242017653E-2,0,0,1.3853116292643403E-3,0,0.8346253457844961,null,{"$f":"J6783*VLOOKUP($B6783,$AR$36:$AZ$47,MATCH(AG$2,$AS$2:$BA$2,0)+1,FALSE)","v":0.18652295288834739},{"$f":"K6783*VLOOKUP($B6783,$AR$36:$AZ$47,MATCH(AH$2,$AS$2:$BA$2,0)+1,FALSE)","v":0.39219935530302008},{"$f":"L6783*VLOOKUP($B6783,$AR$36:$AZ$47,MATCH(AI$2,$AS$2:$BA$2,0)+1,FALSE)","v":0},{"$f":"M6783*VLOOKUP($B6783,$AR$36:$AZ$47,MATCH(AJ$2,$AS$2:$BA$2,0)+1,FALSE)","v":6.8790779226883397E-2},{"$f":"N6783*VLOOKUP($B6783,$AR$36:$AZ$47,MATCH(AK$2,$AS$2:$BA$2,0)+1,FALSE)","v":9.7550758257362508E-2},{"$f":"O6783*VLOOKUP($B6783,$AR$36:$AZ$47,MATCH(AL$2,$AS$2:$BA$2,0)+1,FALSE)","v":7.892735425572045E-2},{"$f":"P6783*VLOOKUP($B6783,$AR$36:$AZ$47,MATCH(AM$2,$AS$2:$BA$2,0)+1,FALSE)","v":0},{"$f":"Q6783*VLOOKUP($B6783,$AR$36:$AZ$47,MATCH(AN$2,$AS$2:$BA$2,0)+1,FALSE)","v":1.3574484166876228E-3},{"$f":"R6783*VLOOKUP($B6783,$AR$36:$BA$47,MATCH(AO$2,$AS$2:$BA$2,0)+1,FALSE)","v":0},0.82534864834802146]
[2006,10,10,20,null,2013,10,10,20,0.37994655598811505,0.3493268839041358,7.3813111124561518E-3,6.809172480161832E-2,9.0553100000000039E-2,6.3490000000000005E-2,1.8947926585159267E-5,2.2745645002966546E-3,0,0.96108308823320721,null,null,0.35971610325631764,5.9638938567363978E-2,0.30902848835982477,7.1373664048924465E-2,5.8527414057451654E-2,4.1280967819484248E-3,9.4830350723602607E-6,1.6625640071504385E-3,0,0.86408475211405378,null,{"$f":"J6790*VLOOKUP($B6790,$AR$36:$AZ$47,MATCH(AG$2,$AS$2:$BA$2,0)+1,FALSE)","v":0.34126730991297116},{"$f":"K6790*VLOOKUP($B6790,$AR$36:$AZ$47,MATCH(AH$2,$AS$2:$BA$2,0)+1,FALSE)","v":0.30835655772725018},{"$f":"L6790*VLOOKUP($B6790,$AR$36:$AZ$47,MATCH(AI$2,$AS$2:$BA$2,0)+1,FALSE)","v":5.2343629085549303E-3},{"$f":"M6790*VLOOKUP($B6790,$AR$36:$AZ$47,MATCH(AJ$2,$AS$2:$BA$2,0)+1,FALSE)","v":5.8596641727306491E-2},{"$f":"N6790*VLOOKUP($B6790,$AR$36:$AZ$47,MATCH(AK$2,$AS$2:$BA$2,0)+1,FALSE)","v":6.9927239510584077E-2},{"$f":"O6790*VLOOKUP($B6790,$AR$36:$AZ$47,MATCH(AL$2,$AS$2:$BA$2,0)+1,FALSE)","v":6.2427249214482096E-2},{"$f":"P6790*VLOOKUP($B6790,$AR$36:$AZ$47,MATCH(AM$2,$AS$2:$BA$2,0)+1,FALSE)","v":9.4830350723602607E-6},{"$f":"Q6790*VLOOKUP($B6790,$AR$36:$AZ$47,MATCH(AN$2,$AS$2:$BA$2,0)+1,FALSE)","v":1.6291243294814998E-3},{"$f":"R6790*VLOOKUP($B6790,$AR$36:$BA$47,MATCH(AO$2,$AS$2:$BA$2,0)+1,FALSE)","v":0},0.84744796836570269]
[2006,10,11,3,null,2013,10,11,3,0.14820391113365597,0.2532984660270321,7.3813111124561518E-3,7.4770838063487777E-2,7.757650000000002E-2,5.3467000000000001E-2,1.8947926585159267E-5,2.2745645002966546E-3,0,0.61699153876351387,null,null,0.14031271651271904,6.5488918527037893E-2,0.22407792147390868,6.1145549396888536E-2,4.9287844501650142E-2,4.1280967819484248E-3,9.4830350723602607E-6,1.6625640071504385E-3,0,0.54611309423637555,null,{"$f":"J6797*VLOOKUP($B6797,$AR$36:$AZ$47,MATCH(AG$2,$AS$2:$BA$2,0)+1,FALSE)","v":0.13311648513204549},{"$f":"K6797*VLOOKUP($B6797,$AR$36:$AZ$47,MATCH(AH$2,$AS$2:$BA$2,0)+1,FALSE)","v":0.2235907016052128},{"$f":"L6797*VLOOKUP($B6797,$AR$36:$AZ$47,MATCH(AI$2,$AS$2:$BA$2,0)+1,FALSE)","v":5.2343629085549303E-3},{"$f":"M6797*VLOOKUP($B6797,$AR$36:$AZ$47,MATCH(AJ$2,$AS$2:$BA$2,0)+1,FALSE)","v":6.4344382851534321E-2},{"$f":"N6797*VLOOKUP($B6797,$AR$36:$AZ$47,MATCH(AK$2,$AS$2:$BA$2,0)+1,FALSE)","v":5.9906402938086321E-2},{"$f":"O6797*VLOOKUP($B6797,$AR$36:$AZ$47,MATCH(AL$2,$AS$2:$BA$2,0)+1,FALSE)","v":5.2572022897317904E-2},{"$f":"P6797*VLOOKUP($B6797,$AR$36:$AZ$47,MATCH(AM$2,$AS$2:$BA$2,0)+1,FALSE)","v":9.4830350723602607E-6},{"$f":"Q6797*VLOOKUP($B6797,$AR$36:$AZ$47,MATCH(AN$2,$AS$2:$BA$2,0)+1,FALSE)","v":1.6291243294814998E-3},{"$f":"R6797*VLOOKUP($B6797,$AR$36:$BA$47,MATCH(AO$2,$AS$2:$BA$2,0)+1,FALSE)","v":0},0.54040296569730562]
[2006,10,11,13,null,2013,10,11,13,0.21669852810205098,0.42787875778284273,0,9.0071856936156394E-2,0.12406540000000001,8.0427999999999999E-2,0,1.8952537407407432E-3,0,0.94103779656179076,null,null,0.2051603018417352,7.889049599072806E-2,0.37851860767520512,9.7787951817170579E-2,7.4141484608800143E-2,0,0,1.3853116292643403E-3,0,0.83588415356290335,null,{"$f":"J6807*VLOOKUP($B6807,$AR$36:$AZ$47,MATCH(AG$2,$AS$2:$BA$2,0)+1,FALSE)","v":0.19463822630307137},{"$f":"K6807*VLOOKUP($B6807,$AR$36:$AZ$47,MATCH(AH$2,$AS$2:$BA$2,0)+1,FALSE)","v":0.37769558242971285},{"$f":"L6807*VLOOKUP($B6807,$AR$36:$AZ$47,MATCH(AI$2,$AS$2:$BA$2,0)+1,FALSE)","v":0},{"$f":"M6807*VLOOKUP($B6807,$AR$36:$AZ$47,MATCH(AJ$2,$AS$2:$BA$2,0)+1,FALSE)","v":7.7511743842266764E-2},{"$f":"N6807*VLOOKUP($B6807,$AR$36:$AZ$47,MATCH(AK$2,$AS$2:$BA$2,0)+1,FALSE)","v":9.5806227956595783E-2},{"$f":"O6807*VLOOKUP($B6807,$AR$36:$AZ$47,MATCH(AL$2,$AS$2:$BA$2,0)+1,FALSE)","v":7.9081726253305493E-2},{"$f":"P6807*VLOOKUP($B6807,$AR$36:$AZ$47,MATCH(AM$2,$AS$2:$BA$2,0)+1,FALSE)","v":0},{"$f":"Q6807*VLOOKUP($B6807,$AR$36:$AZ$47,MATCH(AN$2,$AS$2:$BA$2,0)+1,FALSE)","v":1.3574484166876228E-3},{"$f":"R6807*VLOOKUP($B6807,$AR$36:$BA$47,MATCH(AO$2,$AS$2:$BA$2,0)+1,FALSE)","v":0},0.82609095520163989]
[2006,10,11,17,null,2013,10,11,17,0.27003998658385414,0.39049573458267756,0,8.0206888759675354E-2,0.11309660000000002,7.4043999999999999E-2,0,1.8952537407407432E-3,0,0.92977846366694783,null,null,0.25566156651876804,7.0250147508438318E-2,0.34544809497731155,8.9142378709018116E-2,6.8256478917466529E-2,0,0,1.3853116292643403E-3,0,0.83014397826026687,null,{"$f":"J6811*VLOOKUP($B6811,$AR$36:$AZ$47,MATCH(AG$2,$AS$2:$BA$2,0)+1,FALSE)","v":0.24254942790766976},{"$f":"K6811*VLOOKUP($B6811,$AR$36:$AZ$47,MATCH(AH$2,$AS$2:$BA$2,0)+1,FALSE)","v":0.34469697601668836},{"$f":"L6811*VLOOKUP($B6811,$AR$36:$AZ$47,MATCH(AI$2,$AS$2:$BA$2,0)+1,FALSE)","v":0},{"$f":"M6811*VLOOKUP($B6811,$AR$36:$AZ$47,MATCH(AJ$2,$AS$2:$BA$2,0)+1,FALSE)","v":6.9022400863032948E-2},{"$f":"N6811*VLOOKUP($B6811,$AR$36:$AZ$47,MATCH(AK$2,$AS$2:$BA$2,0)+1,FALSE)","v":8.7335861897966174E-2},{"$f":"O6811*VLOOKUP($B6811,$AR$36:$AZ$47,MATCH(AL$2,$AS$2:$BA$2,0)+1,FALSE)","v":7.2804587192268261E-2},{"$f":"P6811*VLOOKUP($B6811,$AR$36:$AZ$47,MATCH(AM$2,$AS$2:$BA$2,0)+1,FALSE)","v":0},{"$f":"Q6811*VLOOKUP($B6811,$AR$36:$AZ$47,MATCH(AN$2,$AS$2:$BA$2,0)+1,FALSE)","v":1.3574484166876228E-3},{"$f":"R6811*VLOOKUP($B6811,$AR$36:$BA$47,MATCH(AO$2,$AS$2:$BA$2,0)+1,FALSE)","v":0},0.81776670229431303]
[2006,10,12,6,null,2013,10,12,6,0.1687482539981984,0.25265777211487261,7.3813111124561518E-3,6.8789928781971141E-2,7.7981999999999996E-2,5.4644999999999999E-2,1.8947926585159267E-5,2.2745645002966546E-3,0,0.63249777843438004,null,null,0.15976316511588021,6.0250468741009415E-2,0.22351113809622189,6.1465163201074556E-2,5.037376817088432E-2,4.1280967819484248E-3,9.4830350723602607E-6,1.6625640071504385E-3,0,0.56116384714924172,null,{"$f":"J6824*VLOOKUP($B6824,$AR$36:$AZ$47,MATCH(AG$2,$AS$2:$BA$2,0)+1,FALSE)","v":0.15156937676328705},{"$f":"K6824*VLOOKUP($B6824,$AR$36:$AZ$47,MATCH(AH$2,$AS$2:$BA$2,0)+1,FALSE)","v":0.2230251506029472},{"$f":"L6824*VLOOKUP($B6824,$AR$36:$AZ$47,MATCH(AI$2,$AS$2:$BA$2,0)+1,FALSE)","v":5.2343629085549303E-3},{"$f":"M6824*VLOOKUP($B6824,$AR$36:$AZ$47,MATCH(AJ$2,$AS$2:$BA$2,0)+1,FALSE)","v":5.919748432027222E-2},{"$f":"N6824*VLOOKUP($B6824,$AR$36:$AZ$47,MATCH(AK$2,$AS$2:$BA$2,0)+1,FALSE)","v":6.0219539601784638E-2},{"$f":"O6824*VLOOKUP($B6824,$AR$36:$AZ$47,MATCH(AL$2,$AS$2:$BA$2,0)+1,FALSE)","v":5.3730304509771204E-2},{"$f":"P6824*VLOOKUP($B6824,$AR$36:$AZ$47,MATCH(AM$2,$AS$2:$BA$2,0)+1,FALSE)","v":9.4830350723602607E-6},{"$f":"Q6824*VLOOKUP($B6824,$AR$36:$AZ$47,MATCH(AN$2,$AS$2:$BA$2,0)+1,FALSE)","v":1.6291243294814998E-3},{"$f":"R6824*VLOOKUP($B6824,$AR$36:$BA$47,MATCH(AO$2,$AS$2:$BA$2,0)+1,FALSE)","v":0},0.55461482607117107]
[2006,10,12,7,null,2013,10,12,7,0.19428967435299349,0.27028908639157284,4.1827429637251523E-3,7.2116232471837405E-2,7.9346299999999939E-2,5.5312E-2,1.0737158398256916E-5,2.1101965044890924E-3,0,0.67765696984301627,null,null,0.18394461920950775,6.3163850976432179E-2,0.23910850162527938,6.2540500101323615E-2,5.0988633270527099E-2,2.3392548431041072E-3,5.3737198743374806E-6,1.5424213100664621E-3,0,0.60363315505611492,null,{"$f":"J6825*VLOOKUP($B6825,$AR$36:$AZ$47,MATCH(AG$2,$AS$2:$BA$2,0)+1,FALSE)","v":0.1745106343650798},{"$f":"K6825*VLOOKUP($B6825,$AR$36:$AZ$47,MATCH(AH$2,$AS$2:$BA$2,0)+1,FALSE)","v":0.23858860028024884},{"$f":"L6825*VLOOKUP($B6825,$AR$36:$AZ$47,MATCH(AI$2,$AS$2:$BA$2,0)+1,FALSE)","v":2.9661389815144605E-3},{"$f":"M6825*VLOOKUP($B6825,$AR$36:$AZ$47,MATCH(AJ$2,$AS$2:$BA$2,0)+1,FALSE)","v":6.2059950004012383E-2},{"$f":"N6825*VLOOKUP($B6825,$AR$36:$AZ$47,MATCH(AK$2,$AS$2:$BA$2,0)+1,FALSE)","v":6.127308423873562E-2},{"$f":"O6825*VLOOKUP($B6825,$AR$36:$AZ$47,MATCH(AL$2,$AS$2:$BA$2,0)+1,FALSE)","v":5.4386139684224809E-2},{"$f":"P6825*VLOOKUP($B6825,$AR$36:$AZ$47,MATCH(AM$2,$AS$2:$BA$2,0)+1,FALSE)","v":5.3737198743374806E-6},{"$f":"Q6825*VLOOKUP($B6825,$AR$36:$AZ$47,MATCH(AN$2,$AS$2:$BA$2,0)+1,FALSE)","v":1.5113981006041526E-3},{"$f":"R6825*VLOOKUP($B6825,$AR$36:$BA$47,MATCH(AO$2,$AS$2:$BA$2,0)+1,FALSE)","v":0},0.59530131937429431]
[2006,10,12,15,null,2013,10,12,15,0.26900525049458268,0.30381013009943481,0,6.9669414754225528E-2,9.062149999999998E-2,6.6244999999999998E-2,0,1.8952537407407432E-3,0,0.80124654908898374,null,null,0.25468192549277319,6.1020776880845097E-2,0.26876255329605475,7.1427576710345678E-2,6.1067074251628356E-2,0,0,1.3853116292643403E-3,0,0.71834521826091147,null,{"$f":"J6833*VLOOKUP($B6833,$AR$36:$AZ$47,MATCH(AG$2,$AS$2:$BA$2,0)+1,FALSE)","v":0.24162002982235961},{"$f":"K6833*VLOOKUP($B6833,$AR$36:$AZ$47,MATCH(AH$2,$AS$2:$BA$2,0)+1,FALSE)","v":0.26817817418781442},{"$f":"L6833*VLOOKUP($B6833,$AR$36:$AZ$47,MATCH(AI$2,$AS$2:$BA$2,0)+1,FALSE)","v":0},{"$f":"M6833*VLOOKUP($B6833,$AR$36:$AZ$47,MATCH(AJ$2,$AS$2:$BA$2,0)+1,FALSE)","v":5.9954329951228499E-2},{"$f":"N6833*VLOOKUP($B6833,$AR$36:$AZ$47,MATCH(AK$2,$AS$2:$BA$2,0)+1,FALSE)","v":6.9980059603794789E-2},{"$f":"O6833*VLOOKUP($B6833,$AR$36:$AZ$47,MATCH(AL$2,$AS$2:$BA$2,0)+1,FALSE)","v":6.5136133630703516E-2},{"$f":"P6833*VLOOKUP($B6833,$AR$36:$AZ$47,MATCH(AM$2,$AS$2:$BA$2,0)+1,FALSE)","v":0},{"$f":"Q6833*VLOOKUP($B6833,$AR$36:$AZ$47,MATCH(AN$2,$AS$2:$BA$2,0)+1,FALSE)","v":1.3574484166876228E-3},{"$f":"R6833*VLOOKUP($B6833,$AR$36:$BA$47,MATCH(AO$2,$AS$2:$BA$2,0)+1,FALSE)","v":0},0.70622617561258849]
[2006,10,12,24,null,2013,10,12,24,0.17409379510423548,0.25763855299965649,7.3813111124561518E-3,8.7262708973214156E-2,7.621089999999997E-2,5.4702000000000001E-2,1.8947926585159267E-5,2.2745645002966546E-3,0,0.65958278061644404,null,null,0.16482408009498659,7.6430070685352819E-2,0.22791733543916293,6.006918784079366E-2,5.0426312864556941E-2,4.1280967819484248E-3,9.4830350723602607E-6,1.6625640071504385E-3,0,0.58546713074902412,null,{"$f":"J6842*VLOOKUP($B6842,$AR$36:$AZ$47,MATCH(AG$2,$AS$2:$BA$2,0)+1,FALSE)","v":0.15637073212375924},{"$f":"K6842*VLOOKUP($B6842,$AR$36:$AZ$47,MATCH(AH$2,$AS$2:$BA$2,0)+1,FALSE)","v":0.22742176740856107},{"$f":"L6842*VLOOKUP($B6842,$AR$36:$AZ$47,MATCH(AI$2,$AS$2:$BA$2,0)+1,FALSE)","v":5.2343629085549303E-3},{"$f":"M6842*VLOOKUP($B6842,$AR$36:$AZ$47,MATCH(AJ$2,$AS$2:$BA$2,0)+1,FALSE)","v":7.5094318858201642E-2},{"$f":"N6842*VLOOKUP($B6842,$AR$36:$AZ$47,MATCH(AK$2,$AS$2:$BA$2,0)+1,FALSE)","v":5.8851854410474816E-2},{"$f":"O6842*VLOOKUP($B6842,$AR$36:$AZ$47,MATCH(AL$2,$AS$2:$BA$2,0)+1,FALSE)","v":5.3786350394244752E-2},{"$f":"P6842*VLOOKUP($B6842,$AR$36:$AZ$47,MATCH(AM$2,$AS$2:$BA$2,0)+1,FALSE)","v":9.4830350723602607E-6},{"$f":"Q6842*VLOOKUP($B6842,$AR$36:$AZ$47,MATCH(AN$2,$AS$2:$BA$2,0)+1,FALSE)","v":1.6291243294814998E-3},{"$f":"R6842*VLOOKUP($B6842,$AR$36:$BA$47,MATCH(AO$2,$AS$2:$BA$2,0)+1,FALSE)","v":0},0.57839799346835019]
[2006,10,13,8,null,2013,10,13,8,0.2145705205231504,0.27033482657382546,0,8.2291386070011616E-2,7.8899700000000017E-2,5.6486000000000001E-2,0,1.8952537407407432E-3,0,0.70447768690772827,null,null,0.20314560113733934,7.2075879011013283E-2,0.23914896521405576,6.2188491408476619E-2,5.2070869592836889E-2,0,0,1.3853116292643403E-3,0,0.63001511799298626,null,{"$f":"J6850*VLOOKUP($B6850,$AR$36:$AZ$47,MATCH(AG$2,$AS$2:$BA$2,0)+1,FALSE)","v":0.19272685374164059},{"$f":"K6850*VLOOKUP($B6850,$AR$36:$AZ$47,MATCH(AH$2,$AS$2:$BA$2,0)+1,FALSE)","v":0.23862897588773602},{"$f":"L6850*VLOOKUP($B6850,$AR$36:$AZ$47,MATCH(AI$2,$AS$2:$BA$2,0)+1,FALSE)","v":0},{"$f":"M6850*VLOOKUP($B6850,$AR$36:$AZ$47,MATCH(AJ$2,$AS$2:$BA$2,0)+1,FALSE)","v":7.0816224450718085E-2},{"$f":"N6850*VLOOKUP($B6850,$AR$36:$AZ$47,MATCH(AK$2,$AS$2:$BA$2,0)+1,FALSE)","v":6.0928209185695782E-2},{"$f":"O6850*VLOOKUP($B6850,$AR$36:$AZ$47,MATCH(AL$2,$AS$2:$BA$2,0)+1,FALSE)","v":5.5540488252153651E-2},{"$f":"P6850*VLOOKUP($B6850,$AR$36:$AZ$47,MATCH(AM$2,$AS$2:$BA$2,0)+1,FALSE)","v":0},{"$f":"Q6850*VLOOKUP($B6850,$AR$36:$AZ$47,MATCH(AN$2,$AS$2:$BA$2,0)+1,FALSE)","v":1.3574484166876228E-3},{"$f":"R6850*VLOOKUP($B6850,$AR$36:$BA$47,MATCH(AO$2,$AS$2:$BA$2,0)+1,FALSE)","v":0},0.61999819993463168]
[2006,10,13,14,null,2013,10,13,14,0.28802733244858242,0.32228103151483906,0,9.5995246185954175E-2,8.700090000000002E-2,6.4651E-2,0,1.8952537407407432E-3,0,0.85985076389011639,null,null,0.27269116676229832,8.4078566179998371E-2,0.28510264908041516,6.8573831360318652E-2,5.9597666502257153E-2,0,0,1.3853116292643403E-3,0,0.77142919151455214,null,{"$f":"J6856*VLOOKUP($B6856,$AR$36:$AZ$47,MATCH(AG$2,$AS$2:$BA$2,0)+1,FALSE)","v":0.25870562945492642},{"$f":"K6856*VLOOKUP($B6856,$AR$36:$AZ$47,MATCH(AH$2,$AS$2:$BA$2,0)+1,FALSE)","v":0.28448274117366507},{"$f":"L6856*VLOOKUP($B6856,$AR$36:$AZ$47,MATCH(AI$2,$AS$2:$BA$2,0)+1,FALSE)","v":0},{"$f":"M6856*VLOOKUP($B6856,$AR$36:$AZ$47,MATCH(AJ$2,$AS$2:$BA$2,0)+1,FALSE)","v":8.2609143250095107E-2},{"$f":"N6856*VLOOKUP($B6856,$AR$36:$AZ$47,MATCH(AK$2,$AS$2:$BA$2,0)+1,FALSE)","v":6.7184146892114938E-2},{"$f":"O6856*VLOOKUP($B6856,$AR$36:$AZ$47,MATCH(AL$2,$AS$2:$BA$2,0)+1,FALSE)","v":6.3568815387706437E-2},{"$f":"P6856*VLOOKUP($B6856,$AR$36:$AZ$47,MATCH(AM$2,$AS$2:$BA$2,0)+1,FALSE)","v":0},{"$f":"Q6856*VLOOKUP($B6856,$AR$36:$AZ$47,MATCH(AN$2,$AS$2:$BA$2,0)+1,FALSE)","v":1.3574484166876228E-3},{"$f":"R6856*VLOOKUP($B6856,$AR$36:$BA$47,MATCH(AO$2,$AS$2:$BA$2,0)+1,FALSE)","v":0},0.75790792457519562]
[2006,10,14,1,null,2013,10,14,1,0.14328612984659009,0.2282322194578125,7.3813111124561518E-3,5.9336048428650742E-2,7.8828999999999996E-2,5.6499000000000001E-2,1.8947926585159267E-5,2.2745645002966546E-3,0,0.57585722127239125,null,null,0.13565678505770273,5.1970176366898713E-2,0.20190332042526357,6.2132765894405202E-2,5.2082853470341167E-2,4.1280967819484248E-3,9.4830350723602607E-6,1.6625640071504385E-3,0,0.50954604503878265,null,{"$f":"J6867*VLOOKUP($B6867,$AR$36:$AZ$47,MATCH(AG$2,$AS$2:$BA$2,0)+1,FALSE)","v":0.12869934286788501},{"$f":"K6867*VLOOKUP($B6867,$AR$36:$AZ$47,MATCH(AH$2,$AS$2:$BA$2,0)+1,FALSE)","v":0.20146431550849264},{"$f":"L6867*VLOOKUP($B6867,$AR$36:$AZ$47,MATCH(AI$2,$AS$2:$BA$2,0)+1,FALSE)","v":5.2343629085549303E-3},{"$f":"M6867*VLOOKUP($B6867,$AR$36:$AZ$47,MATCH(AJ$2,$AS$2:$BA$2,0)+1,FALSE)","v":5.1061904826430832E-2},{"$f":"N6867*VLOOKUP($B6867,$AR$36:$AZ$47,MATCH(AK$2,$AS$2:$BA$2,0)+1,FALSE)","v":6.0873612978239608E-2},{"$f":"O6867*VLOOKUP($B6867,$AR$36:$AZ$47,MATCH(AL$2,$AS$2:$BA$2,0)+1,FALSE)","v":5.5553270646858145E-2},{"$f":"P6867*VLOOKUP($B6867,$AR$36:$AZ$47,MATCH(AM$2,$AS$2:$BA$2,0)+1,FALSE)","v":9.4830350723602607E-6},{"$f":"Q6867*VLOOKUP($B6867,$AR$36:$AZ$47,MATCH(AN$2,$AS$2:$BA$2,0)+1,FALSE)","v":1.6291243294814998E-3},{"$f":"R6867*VLOOKUP($B6867,$AR$36:$BA$47,MATCH(AO$2,$AS$2:$BA$2,0)+1,FALSE)","v":0},0.50452541710101495]
[2006,10,14,4,null,2013,10,14,4,0.12408982273069707,0.2321898450200206,7.3813111124561518E-3,6.2798722443799748E-2,8.0655599999999994E-2,5.6638000000000001E-2,1.8947926585159267E-5,2.2745645002966546E-3,0,0.56604681373385535,null,null,0.11748259533598682,5.5003000156719516E-2,0.2054043937790081,6.3572486177330523E-2,5.2210988775963876E-2,4.1280967819484248E-3,9.4830350723602607E-6,1.6625640071504385E-3,0,0.49947360804918006,null,{"$f":"J6870*VLOOKUP($B6870,$AR$36:$AZ$47,MATCH(AG$2,$AS$2:$BA$2,0)+1,FALSE)","v":0.11145725450978193},{"$f":"K6870*VLOOKUP($B6870,$AR$36:$AZ$47,MATCH(AH$2,$AS$2:$BA$2,0)+1,FALSE)","v":0.20495777636526072},{"$f":"L6870*VLOOKUP($B6870,$AR$36:$AZ$47,MATCH(AI$2,$AS$2:$BA$2,0)+1,FALSE)","v":5.2343629085549303E-3},{"$f":"M6870*VLOOKUP($B6870,$AR$36:$AZ$47,MATCH(AJ$2,$AS$2:$BA$2,0)+1,FALSE)","v":5.404172461033676E-2},{"$f":"N6870*VLOOKUP($B6870,$AR$36:$AZ$47,MATCH(AK$2,$AS$2:$BA$2,0)+1,FALSE)","v":6.2284156578514285E-2},{"$f":"O6870*VLOOKUP($B6870,$AR$36:$AZ$47,MATCH(AL$2,$AS$2:$BA$2,0)+1,FALSE)","v":5.5689943944083109E-2},{"$f":"P6870*VLOOKUP($B6870,$AR$36:$AZ$47,MATCH(AM$2,$AS$2:$BA$2,0)+1,FALSE)","v":9.4830350723602607E-6},{"$f":"Q6870*VLOOKUP($B6870,$AR$36:$AZ$47,MATCH(AN$2,$AS$2:$BA$2,0)+1,FALSE)","v":1.6291243294814998E-3},{"$f":"R6870*VLOOKUP($B6870,$AR$36:$BA$47,MATCH(AO$2,$AS$2:$BA$2,0)+1,FALSE)","v":0},0.49530382628108555]
[2006,10,14,18,null,2013,10,14,18,0.36830572524301874,0.32658681256844607,5.4129614824678443E-3,5.3258264776633174E-2,8.4640899999999991E-2,6.2425000000000001E-2,1.3895146162450127E-5,2.1734149644150784E-3,0,0.90281697418114326,null,null,0.34869509462155757,4.6646878023312181E-2,0.28891171466200866,6.6713686901923919E-2,5.7545657938831617E-2,3.0272709734288443E-3,6.9542257197308574E-6,1.5886300397141458E-3,0,0.81313588738649656,null,{"$f":"J6884*VLOOKUP($B6884,$AR$36:$AZ$47,MATCH(AG$2,$AS$2:$BA$2,0)+1,FALSE)","v":0.33081153677614217},{"$f":"K6884*VLOOKUP($B6884,$AR$36:$AZ$47,MATCH(AH$2,$AS$2:$BA$2,0)+1,FALSE)","v":0.28828352458082429},{"$f":"L6884*VLOOKUP($B6884,$AR$36:$AZ$47,MATCH(AI$2,$AS$2:$BA$2,0)+1,FALSE)","v":3.8385327996069488E-3},{"$f":"M6884*VLOOKUP($B6884,$AR$36:$AZ$47,MATCH(AJ$2,$AS$2:$BA$2,0)+1,FALSE)","v":4.5831640617513492E-2},{"$f":"N6884*VLOOKUP($B6884,$AR$36:$AZ$47,MATCH(AK$2,$AS$2:$BA$2,0)+1,FALSE)","v":6.5361699231626436E-2},{"$f":"O6884*VLOOKUP($B6884,$AR$36:$AZ$47,MATCH(AL$2,$AS$2:$BA$2,0)+1,FALSE)","v":6.1380076109844771E-2},{"$f":"P6884*VLOOKUP($B6884,$AR$36:$AZ$47,MATCH(AM$2,$AS$2:$BA$2,0)+1,FALSE)","v":6.9542257197308574E-6},{"$f":"Q6884*VLOOKUP($B6884,$AR$36:$AZ$47,MATCH(AN$2,$AS$2:$BA$2,0)+1,FALSE)","v":1.5566774194031327E-3},{"$f":"R6884*VLOOKUP($B6884,$AR$36:$BA$47,MATCH(AO$2,$AS$2:$BA$2,0)+1,FALSE)","v":0},0.79707064176068088]
[2006,10,15,1,null,2013,10,15,1,0.16588414785783961,0.25655140673971966,7.3813111124561518E-3,7.3408601095019899E-2,7.7856800000000018E-2,5.5189000000000002E-2,1.8947926585159267E-5,2.2745645002966546E-3,0,0.63856477923191723,null,null,0.15705155980222504,6.4295787245471109E-2,0.22695560251560554,6.1366480961163129E-2,5.0875247352601974E-2,4.1280967819484248E-3,9.4830350723602607E-6,1.6625640071504385E-3,0,0.56634482170123801,null,{"$f":"J6891*VLOOKUP($B6891,$AR$36:$AZ$47,MATCH(AG$2,$AS$2:$BA$2,0)+1,FALSE)","v":0.14899684180430181},{"$f":"K6891*VLOOKUP($B6891,$AR$36:$AZ$47,MATCH(AH$2,$AS$2:$BA$2,0)+1,FALSE)","v":0.22646212561199044},{"$f":"L6891*VLOOKUP($B6891,$AR$36:$AZ$47,MATCH(AI$2,$AS$2:$BA$2,0)+1,FALSE)","v":5.2343629085549303E-3},{"$f":"M6891*VLOOKUP($B6891,$AR$36:$AZ$47,MATCH(AJ$2,$AS$2:$BA$2,0)+1,FALSE)","v":6.3172103667513607E-2},{"$f":"N6891*VLOOKUP($B6891,$AR$36:$AZ$47,MATCH(AK$2,$AS$2:$BA$2,0)+1,FALSE)","v":6.0122857208948569E-2},{"$f":"O6891*VLOOKUP($B6891,$AR$36:$AZ$47,MATCH(AL$2,$AS$2:$BA$2,0)+1,FALSE)","v":5.4265198565097685E-2},{"$f":"P6891*VLOOKUP($B6891,$AR$36:$AZ$47,MATCH(AM$2,$AS$2:$BA$2,0)+1,FALSE)","v":9.4830350723602607E-6},{"$f":"Q6891*VLOOKUP($B6891,$AR$36:$AZ$47,MATCH(AN$2,$AS$2:$BA$2,0)+1,FALSE)","v":1.6291243294814998E-3},{"$f":"R6891*VLOOKUP($B6891,$AR$36:$BA$47,MATCH(AO$2,$AS$2:$BA$2,0)+1,FALSE)","v":0},0.55989209713096089]
[2006,10,15,3,null,2013,10,15,3,0.13967927696072716,0.24682779259280319,7.3813111124561518E-3,6.898213199432103E-2,7.8358399999999981E-2,5.4732999999999997E-2,1.8947926585159267E-5,2.2745645002966546E-3,0,0.59825542508718932,null,null,0.13224198093677261,6.0418812186665713E-2,0.21835370578314445,6.1761840478252415E-2,5.0454889803220992E-2,4.1280967819484248E-3,9.4830350723602607E-6,1.6625640071504385E-3,0,0.52903137301222736,null,{"$f":"J6893*VLOOKUP($B6893,$AR$36:$AZ$47,MATCH(AG$2,$AS$2:$BA$2,0)+1,FALSE)","v":0.1254596741244505},{"$f":"K6893*VLOOKUP($B6893,$AR$36:$AZ$47,MATCH(AH$2,$AS$2:$BA$2,0)+1,FALSE)","v":0.21787893226167857},{"$f":"L6893*VLOOKUP($B6893,$AR$36:$AZ$47,MATCH(AI$2,$AS$2:$BA$2,0)+1,FALSE)","v":5.2343629085549303E-3},{"$f":"M6893*VLOOKUP($B6893,$AR$36:$AZ$47,MATCH(AJ$2,$AS$2:$BA$2,0)+1,FALSE)","v":5.9362885663911506E-2},{"$f":"N6893*VLOOKUP($B6893,$AR$36:$AZ$47,MATCH(AK$2,$AS$2:$BA$2,0)+1,FALSE)","v":6.0510204559160841E-2},{"$f":"O6893*VLOOKUP($B6893,$AR$36:$AZ$47,MATCH(AL$2,$AS$2:$BA$2,0)+1,FALSE)","v":5.3816831489309311E-2},{"$f":"P6893*VLOOKUP($B6893,$AR$36:$AZ$47,MATCH(AM$2,$AS$2:$BA$2,0)+1,FALSE)","v":9.4830350723602607E-6},{"$f":"Q6893*VLOOKUP($B6893,$AR$36:$AZ$47,MATCH(AN$2,$AS$2:$BA$2,0)+1,FALSE)","v":1.6291243294814998E-3},{"$f":"R6893*VLOOKUP($B6893,$AR$36:$BA$47,MATCH(AO$2,$AS$2:$BA$2,0)+1,FALSE)","v":0},0.52390149837161948]
[2006,10,15,11,null,2013,10,15,11,0.20231028736668816,0.41520827173717234,0,8.4811560774990996E-2,0.12021489999999997,7.5931999999999999E-2,0,1.8952537407407432E-3,0,0.90037227361959227,null,null,0.1915381704959771,7.4283203687355123E-2,0.36730979057611146,9.475300002181089E-2,6.9996906665780734E-2,0,0,1.3853116292643403E-3,0,0.79926638307629971,null,{"$f":"J6901*VLOOKUP($B6901,$AR$36:$AZ$47,MATCH(AG$2,$AS$2:$BA$2,0)+1,FALSE)","v":0.18171473447836567},{"$f":"K6901*VLOOKUP($B6901,$AR$36:$AZ$47,MATCH(AH$2,$AS$2:$BA$2,0)+1,FALSE)","v":0.36651113702399862},{"$f":"L6901*VLOOKUP($B6901,$AR$36:$AZ$47,MATCH(AI$2,$AS$2:$BA$2,0)+1,FALSE)","v":0},{"$f":"M6901*VLOOKUP($B6901,$AR$36:$AZ$47,MATCH(AJ$2,$AS$2:$BA$2,0)+1,FALSE)","v":7.2984972190742847E-2},{"$f":"N6901*VLOOKUP($B6901,$AR$36:$AZ$47,MATCH(AK$2,$AS$2:$BA$2,0)+1,FALSE)","v":9.2832781042735235E-2},{"$f":"O6901*VLOOKUP($B6901,$AR$36:$AZ$47,MATCH(AL$2,$AS$2:$BA$2,0)+1,FALSE)","v":7.46609842078131E-2},{"$f":"P6901*VLOOKUP($B6901,$AR$36:$AZ$47,MATCH(AM$2,$AS$2:$BA$2,0)+1,FALSE)","v":0},{"$f":"Q6901*VLOOKUP($B6901,$AR$36:$AZ$47,MATCH(AN$2,$AS$2:$BA$2,0)+1,FALSE)","v":1.3574484166876228E-3},{"$f":"R6901*VLOOKUP($B6901,$AR$36:$BA$47,MATCH(AO$2,$AS$2:$BA$2,0)+1,FALSE)","v":0},0.79006205736034307]
[2006,10,15,20,null,2013,10,15,20,0.37660463185674697,0.32686870638982313,7.3813111124561518E-3,5.5546653090586956E-2,9.138420000000004E-2,6.3272999999999996E-2,1.8947926585159267E-5,2.2745645002966546E-3,0,0.92335201487649499,null,null,0.3565521216200383,4.8651189861083688E-2,0.28916108917485617,7.2028734413065065E-2,5.8327375486803244E-2,4.1280967819484248E-3,9.4830350723602607E-6,1.6625640071504385E-3,0,0.83052065438001765,null,{"$f":"J6910*VLOOKUP($B6910,$AR$36:$AZ$47,MATCH(AG$2,$AS$2:$BA$2,0)+1,FALSE)","v":0.3382655996980195},{"$f":"K6910*VLOOKUP($B6910,$AR$36:$AZ$47,MATCH(AH$2,$AS$2:$BA$2,0)+1,FALSE)","v":0.28853235687060663},{"$f":"L6910*VLOOKUP($B6910,$AR$36:$AZ$47,MATCH(AI$2,$AS$2:$BA$2,0)+1,FALSE)","v":5.2343629085549303E-3},{"$f":"M6910*VLOOKUP($B6910,$AR$36:$AZ$47,MATCH(AJ$2,$AS$2:$BA$2,0)+1,FALSE)","v":4.7800923530472064E-2},{"$f":"N6910*VLOOKUP($B6910,$AR$36:$AZ$47,MATCH(AK$2,$AS$2:$BA$2,0)+1,FALSE)","v":7.0569034532038291E-2},{"$f":"O6910*VLOOKUP($B6910,$AR$36:$AZ$47,MATCH(AL$2,$AS$2:$BA$2,0)+1,FALSE)","v":6.221388154903016E-2},{"$f":"P6910*VLOOKUP($B6910,$AR$36:$AZ$47,MATCH(AM$2,$AS$2:$BA$2,0)+1,FALSE)","v":9.4830350723602607E-6},{"$f":"Q6910*VLOOKUP($B6910,$AR$36:$AZ$47,MATCH(AN$2,$AS$2:$BA$2,0)+1,FALSE)","v":1.6291243294814998E-3},{"$f":"R6910*VLOOKUP($B6910,$AR$36:$BA$47,MATCH(AO$2,$AS$2:$BA$2,0)+1,FALSE)","v":0},0.81425476645327544]
[2006,10,16,1,null,2013,10,16,1,0.17433430312963766,0.26339570972013887,7.3813111124561518E-3,7.773723864192289E-2,8.0444099999999991E-2,5.5577000000000001E-2,1.8947926585159267E-5,2.2745645002966546E-3,0,0.66116317503103739,null,null,{"$f":"$J6915*$AS$6","v":0.16505178214501451},{"$f":"$M6915*$AV$6","v":6.808707538646408E-2},{"$f":"$K6915*$AT$6","v":0.23301034579867913},{"$f":"$N6915*$AW$6","v":6.3405782553198967E-2},{"$f":"$O6915*$AX$6","v":5.123292000426824E-2},{"$f":"$L6915*$AU$6","v":4.1280967819484248E-3},{"$f":"$P6915*$AY$6","v":9.4830350723602607E-6},{"$f":"$Q6915*$AZ$6","v":1.6625640071504385E-3},0,{"$f":"SUM(V6915:AD6915)","v":0.58658804971179623},null,{"$f":"J6915*VLOOKUP($B6915,$AR$36:$AZ$47,MATCH(AG$2,$AS$2:$BA$2,0)+1,FALSE)","v":0.15658675599750649},{"$f":"K6915*VLOOKUP($B6915,$AR$36:$AZ$47,MATCH(AH$2,$AS$2:$BA$2,0)+1,FALSE)","v":0.23250370387100472},{"$f":"L6915*VLOOKUP($B6915,$AR$36:$AZ$47,MATCH(AI$2,$AS$2:$BA$2,0)+1,FALSE)","v":5.2343629085549303E-3},{"$f":"M6915*VLOOKUP($B6915,$AR$36:$AZ$47,MATCH(AJ$2,$AS$2:$BA$2,0)+1,FALSE)","v":6.6897132285047067E-2},{"$f":"N6915*VLOOKUP($B6915,$AR$36:$AZ$47,MATCH(AK$2,$AS$2:$BA$2,0)+1,FALSE)","v":6.2120831290296774E-2},{"$f":"O6915*VLOOKUP($B6915,$AR$36:$AZ$47,MATCH(AL$2,$AS$2:$BA$2,0)+1,FALSE)","v":5.4646703883970249E-2},{"$f":"P6915*VLOOKUP($B6915,$AR$36:$AZ$47,MATCH(AM$2,$AS$2:$BA$2,0)+1,FALSE)","v":9.4830350723602607E-6},{"$f":"Q6915*VLOOKUP($B6915,$AR$36:$AZ$47,MATCH(AN$2,$AS$2:$BA$2,0)+1,FALSE)","v":1.6291243294814998E-3},{"$f":"R6915*VLOOKUP($B6915,$AR$36:$BA$47,MATCH(AO$2,$AS$2:$BA$2,0)+1,FALSE)","v":0},0.57962809760093403]
[2006,10,16,13,null,2013,10,16,13,0.22867548745404659,0.4127023239076929,0,9.2139053990989539E-2,0.12612399999999996,8.1341999999999998E-2,0,1.8952537407407432E-3,0,0.94287811909346975,null,null,0.216499541740238,8.0701074860906705E-2,0.36509292921978614,9.9410533758717723E-2,7.4984043381024282E-2,0,0,1.3853116292643403E-3,0,0.83807343458993722,null,{"$f":"J6927*VLOOKUP($B6927,$AR$36:$AZ$47,MATCH(AG$2,$AS$2:$BA$2,0)+1,FALSE)","v":0.20539590954713374},{"$f":"K6927*VLOOKUP($B6927,$AR$36:$AZ$47,MATCH(AH$2,$AS$2:$BA$2,0)+1,FALSE)","v":0.36429909586098747},{"$f":"L6927*VLOOKUP($B6927,$AR$36:$AZ$47,MATCH(AI$2,$AS$2:$BA$2,0)+1,FALSE)","v":0},{"$f":"M6927*VLOOKUP($B6927,$AR$36:$AZ$47,MATCH(AJ$2,$AS$2:$BA$2,0)+1,FALSE)","v":7.9290679616837167E-2},{"$f":"N6927*VLOOKUP($B6927,$AR$36:$AZ$47,MATCH(AK$2,$AS$2:$BA$2,0)+1,FALSE)","v":9.7395927428579457E-2},{"$f":"O6927*VLOOKUP($B6927,$AR$36:$AZ$47,MATCH(AL$2,$AS$2:$BA$2,0)+1,FALSE)","v":7.9980426927144466E-2},{"$f":"P6927*VLOOKUP($B6927,$AR$36:$AZ$47,MATCH(AM$2,$AS$2:$BA$2,0)+1,FALSE)","v":0},{"$f":"Q6927*VLOOKUP($B6927,$AR$36:$AZ$47,MATCH(AN$2,$AS$2:$BA$2,0)+1,FALSE)","v":1.3574484166876228E-3},{"$f":"R6927*VLOOKUP($B6927,$AR$36:$BA$47,MATCH(AO$2,$AS$2:$BA$2,0)+1,FALSE)","v":0},0.82771948779737003]
[2006,10,16,22,null,2013,10,16,22,0.30922903196734502,0.31389980469188017,7.3813111124561518E-3,8.559204767794161E-2,8.6389099999999996E-2,6.166E-2,1.8947926585159267E-5,2.2745645002966546E-3,0,0.86644480787650469,null,null,0.29276397072144039,7.4966802327179824E-2,0.2776882816926175,6.8091612555383929E-2,5.6840452839541165E-2,4.1280967819484248E-3,9.4830350723602607E-6,1.6625640071504385E-3,0,0.77615126396033407,null,{"$f":"J6936*VLOOKUP($B6936,$AR$36:$AZ$47,MATCH(AG$2,$AS$2:$BA$2,0)+1,FALSE)","v":0.27774895764495106},{"$f":"K6936*VLOOKUP($B6936,$AR$36:$AZ$47,MATCH(AH$2,$AS$2:$BA$2,0)+1,FALSE)","v":0.27708449508457184},{"$f":"L6936*VLOOKUP($B6936,$AR$36:$AZ$47,MATCH(AI$2,$AS$2:$BA$2,0)+1,FALSE)","v":5.2343629085549303E-3},{"$f":"M6936*VLOOKUP($B6936,$AR$36:$AZ$47,MATCH(AJ$2,$AS$2:$BA$2,0)+1,FALSE)","v":7.3656623724879994E-2},{"$f":"N6936*VLOOKUP($B6936,$AR$36:$AZ$47,MATCH(AK$2,$AS$2:$BA$2,0)+1,FALSE)","v":6.6711700502840823E-2},{"$f":"O6936*VLOOKUP($B6936,$AR$36:$AZ$47,MATCH(AL$2,$AS$2:$BA$2,0)+1,FALSE)","v":6.0627881344541903E-2},{"$f":"P6936*VLOOKUP($B6936,$AR$36:$AZ$47,MATCH(AM$2,$AS$2:$BA$2,0)+1,FALSE)","v":9.4830350723602607E-6},{"$f":"Q6936*VLOOKUP($B6936,$AR$36:$AZ$47,MATCH(AN$2,$AS$2:$BA$2,0)+1,FALSE)","v":1.6291243294814998E-3},{"$f":"R6936*VLOOKUP($B6936,$AR$36:$BA$47,MATCH(AO$2,$AS$2:$BA$2,0)+1,FALSE)","v":0},0.76270262857489435]
[2006,10,17,6,null,2013,10,17,6,0.19664297027501551,0.30521251251862047,7.3813111124561518E-3,8.1559054499796654E-2,0.10051229999999998,6.3974000000000003E-2,1.8947926585159267E-5,2.2745645002966546E-3,0,0.7575756608327705,null,null,0.18617261266157953,7.1434457786125269E-2,0.27000315669382324,7.9223473663350072E-2,5.8973583035303388E-2,4.1280967819484248E-3,9.4830350723602607E-6,1.6625640071504385E-3,0,0.67160742766435277,null,{"$f":"J6944*VLOOKUP($B6944,$AR$36:$AZ$47,MATCH(AG$2,$AS$2:$BA$2,0)+1,FALSE)","v":0.17662436050913977},{"$f":"K6944*VLOOKUP($B6944,$AR$36:$AZ$47,MATCH(AH$2,$AS$2:$BA$2,0)+1,FALSE)","v":0.26941608010150864},{"$f":"L6944*VLOOKUP($B6944,$AR$36:$AZ$47,MATCH(AI$2,$AS$2:$BA$2,0)+1,FALSE)","v":5.2343629085549303E-3},{"$f":"M6944*VLOOKUP($B6944,$AR$36:$AZ$47,MATCH(AJ$2,$AS$2:$BA$2,0)+1,FALSE)","v":7.0186013205952233E-2},{"$f":"N6944*VLOOKUP($B6944,$AR$36:$AZ$47,MATCH(AK$2,$AS$2:$BA$2,0)+1,FALSE)","v":7.7617968637845369E-2},{"$f":"O6944*VLOOKUP($B6944,$AR$36:$AZ$47,MATCH(AL$2,$AS$2:$BA$2,0)+1,FALSE)","v":6.2903147601941684E-2},{"$f":"P6944*VLOOKUP($B6944,$AR$36:$AZ$47,MATCH(AM$2,$AS$2:$BA$2,0)+1,FALSE)","v":9.4830350723602607E-6},{"$f":"Q6944*VLOOKUP($B6944,$AR$36:$AZ$47,MATCH(AN$2,$AS$2:$BA$2,0)+1,FALSE)","v":1.6291243294814998E-3},{"$f":"R6944*VLOOKUP($B6944,$AR$36:$BA$47,MATCH(AO$2,$AS$2:$BA$2,0)+1,FALSE)","v":0},0.66362054032949636]
[2006,10,17,12,null,2013,10,17,12,0.23169662093702828,0.41930518878855716,0,9.9752028681823451E-2,0.12299069999999998,7.8555E-2,0,1.8952537407407432E-3,0,0.95419479214814962,null,null,0.21935981339367908,8.7368988344143209E-2,0.37093408673441253,9.6940876711476998E-2,7.2414884411452426E-2,0,0,1.3853116292643403E-3,0,0.84840396122442863,null,{"$f":"J6950*VLOOKUP($B6950,$AR$36:$AZ$47,MATCH(AG$2,$AS$2:$BA$2,0)+1,FALSE)","v":0.2081094861814681},{"$f":"K6950*VLOOKUP($B6950,$AR$36:$AZ$47,MATCH(AH$2,$AS$2:$BA$2,0)+1,FALSE)","v":0.37012755275799569},{"$f":"L6950*VLOOKUP($B6950,$AR$36:$AZ$47,MATCH(AI$2,$AS$2:$BA$2,0)+1,FALSE)","v":0},{"$f":"M6950*VLOOKUP($B6950,$AR$36:$AZ$47,MATCH(AJ$2,$AS$2:$BA$2,0)+1,FALSE)","v":8.5842059417209682E-2},{"$f":"N6950*VLOOKUP($B6950,$AR$36:$AZ$47,MATCH(AK$2,$AS$2:$BA$2,0)+1,FALSE)","v":9.4976319269847051E-2},{"$f":"O6950*VLOOKUP($B6950,$AR$36:$AZ$47,MATCH(AL$2,$AS$2:$BA$2,0)+1,FALSE)","v":7.724007815472736E-2},{"$f":"P6950*VLOOKUP($B6950,$AR$36:$AZ$47,MATCH(AM$2,$AS$2:$BA$2,0)+1,FALSE)","v":0},{"$f":"Q6950*VLOOKUP($B6950,$AR$36:$AZ$47,MATCH(AN$2,$AS$2:$BA$2,0)+1,FALSE)","v":1.3574484166876228E-3},{"$f":"R6950*VLOOKUP($B6950,$AR$36:$BA$47,MATCH(AO$2,$AS$2:$BA$2,0)+1,FALSE)","v":0},0.83765294419793546]
[2006,10,17,15,null,2013,10,17,15,0.2423004492575343,0.40709933981539359,0,9.02229180974954E-2,0.12336709999999998,7.7445E-2,0,1.8952537407407432E-3,0,0.942330060911164,null,null,0.22939903533933273,7.9022804686788545E-2,0.36013630611366826,9.7237553988654871E-2,7.1391645639932944E-2,0,0,1.3853116292643403E-3,0,0.83857265739764175,null,{"$f":"J6953*VLOOKUP($B6953,$AR$36:$AZ$47,MATCH(AG$2,$AS$2:$BA$2,0)+1,FALSE)","v":0.21763382561469952},{"$f":"K6953*VLOOKUP($B6953,$AR$36:$AZ$47,MATCH(AH$2,$AS$2:$BA$2,0)+1,FALSE)","v":0.35935325010072794},{"$f":"L6953*VLOOKUP($B6953,$AR$36:$AZ$47,MATCH(AI$2,$AS$2:$BA$2,0)+1,FALSE)","v":0},{"$f":"M6953*VLOOKUP($B6953,$AR$36:$AZ$47,MATCH(AJ$2,$AS$2:$BA$2,0)+1,FALSE)","v":7.7641740207841023E-2},{"$f":"N6953*VLOOKUP($B6953,$AR$36:$AZ$47,MATCH(AK$2,$AS$2:$BA$2,0)+1,FALSE)","v":9.5266984227223267E-2},{"$f":"O6953*VLOOKUP($B6953,$AR$36:$AZ$47,MATCH(AL$2,$AS$2:$BA$2,0)+1,FALSE)","v":7.6148658299189875E-2},{"$f":"P6953*VLOOKUP($B6953,$AR$36:$AZ$47,MATCH(AM$2,$AS$2:$BA$2,0)+1,FALSE)","v":0},{"$f":"Q6953*VLOOKUP($B6953,$AR$36:$AZ$47,MATCH(AN$2,$AS$2:$BA$2,0)+1,FALSE)","v":1.3574484166876228E-3},{"$f":"R6953*VLOOKUP($B6953,$AR$36:$BA$47,MATCH(AO$2,$AS$2:$BA$2,0)+1,FALSE)","v":0},0.82740190686636916]
[2006,10,17,22,null,2013,10,17,22,0.31420551212955444,0.31773366226663807,7.3813111124561518E-3,8.9036939973535706E-2,8.5827599999999976E-2,5.9913000000000001E-2,1.8947926585159267E-5,2.2745645002966546E-3,0,0.8763915379090661,null,null,0.29747547559934839,7.7984051788647993E-2,0.281079864950319,6.7649040049710771E-2,5.5230004070311874E-2,4.1280967819484248E-3,9.4830350723602607E-6,1.6625640071504385E-3,0,0.78521858028250924,null,{"$f":"J6960*VLOOKUP($B6960,$AR$36:$AZ$47,MATCH(AG$2,$AS$2:$BA$2,0)+1,FALSE)","v":0.28221882313267926},{"$f":"K6960*VLOOKUP($B6960,$AR$36:$AZ$47,MATCH(AH$2,$AS$2:$BA$2,0)+1,FALSE)","v":0.28046870391315232},{"$f":"L6960*VLOOKUP($B6960,$AR$36:$AZ$47,MATCH(AI$2,$AS$2:$BA$2,0)+1,FALSE)","v":5.2343629085549303E-3},{"$f":"M6960*VLOOKUP($B6960,$AR$36:$AZ$47,MATCH(AJ$2,$AS$2:$BA$2,0)+1,FALSE)","v":7.6621141369603962E-2},{"$f":"N6960*VLOOKUP($B6960,$AR$36:$AZ$47,MATCH(AK$2,$AS$2:$BA$2,0)+1,FALSE)","v":6.6278096959889843E-2},{"$f":"O6960*VLOOKUP($B6960,$AR$36:$AZ$47,MATCH(AL$2,$AS$2:$BA$2,0)+1,FALSE)","v":5.8910124148484254E-2},{"$f":"P6960*VLOOKUP($B6960,$AR$36:$AZ$47,MATCH(AM$2,$AS$2:$BA$2,0)+1,FALSE)","v":9.4830350723602607E-6},{"$f":"Q6960*VLOOKUP($B6960,$AR$36:$AZ$47,MATCH(AN$2,$AS$2:$BA$2,0)+1,FALSE)","v":1.6291243294814998E-3},{"$f":"R6960*VLOOKUP($B6960,$AR$36:$BA$47,MATCH(AO$2,$AS$2:$BA$2,0)+1,FALSE)","v":0},0.77136985979691841]
[2006,10,18,8,null,2013,10,18,8,0.24939290443454182,0.37481165917650294,0,8.2815845514695369E-2,0.11186460000000002,7.1840000000000001E-2,0,1.8952537407407432E-3,0,0.89262026286648077,null,null,0.2361138490376915,7.2535232988221163E-2,0.33157333658504956,8.8171320245991724E-2,6.6224750762125167E-2,0,0,1.3853116292643403E-3,0,0.79600380124834347,null,{"$f":"J6970*VLOOKUP($B6970,$AR$36:$AZ$47,MATCH(AG$2,$AS$2:$BA$2,0)+1,FALSE)","v":0.22400425603652807},{"$f":"K6970*VLOOKUP($B6970,$AR$36:$AZ$47,MATCH(AH$2,$AS$2:$BA$2,0)+1,FALSE)","v":0.3308523859601446},{"$f":"L6970*VLOOKUP($B6970,$AR$36:$AZ$47,MATCH(AI$2,$AS$2:$BA$2,0)+1,FALSE)","v":0},{"$f":"M6970*VLOOKUP($B6970,$AR$36:$AZ$47,MATCH(AJ$2,$AS$2:$BA$2,0)+1,FALSE)","v":7.1267550397742796E-2},{"$f":"N6970*VLOOKUP($B6970,$AR$36:$AZ$47,MATCH(AK$2,$AS$2:$BA$2,0)+1,FALSE)","v":8.6384482441304394E-2},{"$f":"O6970*VLOOKUP($B6970,$AR$36:$AZ$47,MATCH(AL$2,$AS$2:$BA$2,0)+1,FALSE)","v":7.0637479659291125E-2},{"$f":"P6970*VLOOKUP($B6970,$AR$36:$AZ$47,MATCH(AM$2,$AS$2:$BA$2,0)+1,FALSE)","v":0},{"$f":"Q6970*VLOOKUP($B6970,$AR$36:$AZ$47,MATCH(AN$2,$AS$2:$BA$2,0)+1,FALSE)","v":1.3574484166876228E-3},{"$f":"R6970*VLOOKUP($B6970,$AR$36:$BA$47,MATCH(AO$2,$AS$2:$BA$2,0)+1,FALSE)","v":0},0.78450360291169863]
[2006,10,18,19,null,2013,10,18,19,0.33603672504934579,0.34546734238782351,7.3813111124561518E-3,7.4935969097610258E-2,9.007860000000005E-2,6.2986E-2,1.8947926585159267E-5,2.2745645002966546E-3,0,0.91917946007411744,null,null,0.31814427418983215,6.5633550486769984E-2,0.30561418406346469,7.099966466523451E-2,5.8062808344977943E-2,4.1280967819484248E-3,9.4830350723602607E-6,1.6625640071504385E-3,0,0.82425462557445062,null,{"$f":"J6981*VLOOKUP($B6981,$AR$36:$AZ$47,MATCH(AG$2,$AS$2:$BA$2,0)+1,FALSE)","v":0.30182757912179142},{"$f":"K6981*VLOOKUP($B6981,$AR$36:$AZ$47,MATCH(AH$2,$AS$2:$BA$2,0)+1,FALSE)","v":0.30494967726309996},{"$f":"L6981*VLOOKUP($B6981,$AR$36:$AZ$47,MATCH(AI$2,$AS$2:$BA$2,0)+1,FALSE)","v":5.2343629085549303E-3},{"$f":"M6981*VLOOKUP($B6981,$AR$36:$AZ$47,MATCH(AJ$2,$AS$2:$BA$2,0)+1,FALSE)","v":6.4486487109764318E-2},{"$f":"N6981*VLOOKUP($B6981,$AR$36:$AZ$47,MATCH(AK$2,$AS$2:$BA$2,0)+1,FALSE)","v":6.9560819419524009E-2},{"$f":"O6981*VLOOKUP($B6981,$AR$36:$AZ$47,MATCH(AL$2,$AS$2:$BA$2,0)+1,FALSE)","v":6.1931685604400204E-2},{"$f":"P6981*VLOOKUP($B6981,$AR$36:$AZ$47,MATCH(AM$2,$AS$2:$BA$2,0)+1,FALSE)","v":9.4830350723602607E-6},{"$f":"Q6981*VLOOKUP($B6981,$AR$36:$AZ$47,MATCH(AN$2,$AS$2:$BA$2,0)+1,FALSE)","v":1.6291243294814998E-3},{"$f":"R6981*VLOOKUP($B6981,$AR$36:$BA$47,MATCH(AO$2,$AS$2:$BA$2,0)+1,FALSE)","v":0},0.8096292187916887]
[2006,10,19,1,null,2013,10,19,1,0.18466621327200833,0.25847473920221314,7.3813111124561518E-3,7.6968291669334707E-2,7.7273700000000028E-2,5.5552999999999998E-2,1.8947926585159267E-5,2.2745645002966546E-3,0,0.66261076768289406,null,null,0.1748335643378876,6.7413584130465568E-2,0.22865705909076237,6.0906883404514847E-2,5.1210795922721868E-2,4.1280967819484248E-3,9.4830350723602607E-6,1.6625640071504385E-3,0,0.58882203071052353,null,{"$f":"J6987*VLOOKUP($B6987,$AR$36:$AZ$47,MATCH(AG$2,$AS$2:$BA$2,0)+1,FALSE)","v":0.16586685901457313},{"$f":"K6987*VLOOKUP($B6987,$AR$36:$AZ$47,MATCH(AH$2,$AS$2:$BA$2,0)+1,FALSE)","v":0.22815988265511092},{"$f":"L6987*VLOOKUP($B6987,$AR$36:$AZ$47,MATCH(AI$2,$AS$2:$BA$2,0)+1,FALSE)","v":5.2343629085549303E-3},{"$f":"M6987*VLOOKUP($B6987,$AR$36:$AZ$47,MATCH(AJ$2,$AS$2:$BA$2,0)+1,FALSE)","v":6.6235411490173396E-2},{"$f":"N6987*VLOOKUP($B6987,$AR$36:$AZ$47,MATCH(AK$2,$AS$2:$BA$2,0)+1,FALSE)","v":5.9672573636562636E-2},{"$f":"O6987*VLOOKUP($B6987,$AR$36:$AZ$47,MATCH(AL$2,$AS$2:$BA$2,0)+1,FALSE)","v":5.4623105616823493E-2},{"$f":"P6987*VLOOKUP($B6987,$AR$36:$AZ$47,MATCH(AM$2,$AS$2:$BA$2,0)+1,FALSE)","v":9.4830350723602607E-6},{"$f":"Q6987*VLOOKUP($B6987,$AR$36:$AZ$47,MATCH(AN$2,$AS$2:$BA$2,0)+1,FALSE)","v":1.6291243294814998E-3},{"$f":"R6987*VLOOKUP($B6987,$AR$36:$BA$47,MATCH(AO$2,$AS$2:$BA$2,0)+1,FALSE)","v":0},0.58143080268635228]
[2006,10,19,9,null,2013,10,19,9,0.26434963860636146,0.30758949232469823,0,8.0496884985817932E-2,8.1821899999999989E-2,5.9101000000000001E-2,0,1.8952537407407432E-3,0,0.79525416965761841,null,null,0.2502742040900896,7.0504144116191644E-2,0.27210592779498938,6.4491760110307536E-2,5.4481472644659787E-2,0,0,1.3853116292643403E-3,0,0.71324282038550235,null,{"$f":"J6995*VLOOKUP($B6995,$AR$36:$AZ$47,MATCH(AG$2,$AS$2:$BA$2,0)+1,FALSE)","v":0.23743836763842391},{"$f":"K6995*VLOOKUP($B6995,$AR$36:$AZ$47,MATCH(AH$2,$AS$2:$BA$2,0)+1,FALSE)","v":0.27151427907949077},{"$f":"L6995*VLOOKUP($B6995,$AR$36:$AZ$47,MATCH(AI$2,$AS$2:$BA$2,0)+1,FALSE)","v":0},{"$f":"M6995*VLOOKUP($B6995,$AR$36:$AZ$47,MATCH(AJ$2,$AS$2:$BA$2,0)+1,FALSE)","v":6.9271958426966831E-2},{"$f":"N6995*VLOOKUP($B6995,$AR$36:$AZ$47,MATCH(AK$2,$AS$2:$BA$2,0)+1,FALSE)","v":6.3184800945644659E-2},{"$f":"O6995*VLOOKUP($B6995,$AR$36:$AZ$47,MATCH(AL$2,$AS$2:$BA$2,0)+1,FALSE)","v":5.8111716110018995E-2},{"$f":"P6995*VLOOKUP($B6995,$AR$36:$AZ$47,MATCH(AM$2,$AS$2:$BA$2,0)+1,FALSE)","v":0},{"$f":"Q6995*VLOOKUP($B6995,$AR$36:$AZ$47,MATCH(AN$2,$AS$2:$BA$2,0)+1,FALSE)","v":1.3574484166876228E-3},{"$f":"R6995*VLOOKUP($B6995,$AR$36:$BA$47,MATCH(AO$2,$AS$2:$BA$2,0)+1,FALSE)","v":0},0.7008785706172328]
[2006,10,19,18,null,2013,10,19,18,0.36205398387750098,0.30269449631162715,6.2741144455877281E-3,7.3014727535532939E-2,8.0251699999999981E-2,6.0045000000000001E-2,1.6105737597385373E-5,2.2176678863632675E-3,0,0.88656779579420941,null,null,0.34277623048888534,6.3950808452732502E-2,0.26777561916961073,6.3254133488031522E-2,5.5351686518816889E-2,3.5088822646561603E-3,8.06057981150622E-6,1.6209761504675235E-3,0,0.79824639711301226,null,{"$f":"J7004*VLOOKUP($B7004,$AR$36:$AZ$47,MATCH(AG$2,$AS$2:$BA$2,0)+1,FALSE)","v":0.32519623398037573},{"$f":"K7004*VLOOKUP($B7004,$AR$36:$AZ$47,MATCH(AH$2,$AS$2:$BA$2,0)+1,FALSE)","v":0.26719338598414732},{"$f":"L7004*VLOOKUP($B7004,$AR$36:$AZ$47,MATCH(AI$2,$AS$2:$BA$2,0)+1,FALSE)","v":4.4492084722716901E-3},{"$f":"M7004*VLOOKUP($B7004,$AR$36:$AZ$47,MATCH(AJ$2,$AS$2:$BA$2,0)+1,FALSE)","v":6.28331539945782E-2},{"$f":"N7004*VLOOKUP($B7004,$AR$36:$AZ$47,MATCH(AK$2,$AS$2:$BA$2,0)+1,FALSE)","v":6.1972255472551863E-2},{"$f":"O7004*VLOOKUP($B7004,$AR$36:$AZ$47,MATCH(AL$2,$AS$2:$BA$2,0)+1,FALSE)","v":5.9039914617791421E-2},{"$f":"P7004*VLOOKUP($B7004,$AR$36:$AZ$47,MATCH(AM$2,$AS$2:$BA$2,0)+1,FALSE)","v":8.06057981150622E-6},{"$f":"Q7004*VLOOKUP($B7004,$AR$36:$AZ$47,MATCH(AN$2,$AS$2:$BA$2,0)+1,FALSE)","v":1.5883729425624179E-3},{"$f":"R7004*VLOOKUP($B7004,$AR$36:$BA$47,MATCH(AO$2,$AS$2:$BA$2,0)+1,FALSE)","v":0},0.78228058604409034]
[2006,10,19,19,null,2013,10,19,19,0.36916878040864387,0.28996255851915526,7.3813111124561518E-3,6.483169769529E-2,8.0145499999999967E-2,5.9420000000000001E-2,1.8947926585159267E-5,2.2745645002966546E-3,0,0.87320336016242694,null,null,0.34951219596431488,5.6783605457669639E-2,0.2565124394053569,6.3170426987403744E-2,5.4775538561880249E-2,4.1280967819484248E-3,9.4830350723602607E-6,1.6625640071504385E-3,0,0.78655435020079667,null,{"$f":"J7005*VLOOKUP($B7005,$AR$36:$AZ$47,MATCH(AG$2,$AS$2:$BA$2,0)+1,FALSE)","v":0.33158673136611128},{"$f":"K7005*VLOOKUP($B7005,$AR$36:$AZ$47,MATCH(AH$2,$AS$2:$BA$2,0)+1,FALSE)","v":0.25595469611577321},{"$f":"L7005*VLOOKUP($B7005,$AR$36:$AZ$47,MATCH(AI$2,$AS$2:$BA$2,0)+1,FALSE)","v":5.2343629085549303E-3},{"$f":"M7005*VLOOKUP($B7005,$AR$36:$AZ$47,MATCH(AJ$2,$AS$2:$BA$2,0)+1,FALSE)","v":5.5791210657270086E-2},{"$f":"N7005*VLOOKUP($B7005,$AR$36:$AZ$47,MATCH(AK$2,$AS$2:$BA$2,0)+1,FALSE)","v":6.1890245327829871E-2},{"$f":"O7005*VLOOKUP($B7005,$AR$36:$AZ$47,MATCH(AL$2,$AS$2:$BA$2,0)+1,FALSE)","v":5.842537641084463E-2},{"$f":"P7005*VLOOKUP($B7005,$AR$36:$AZ$47,MATCH(AM$2,$AS$2:$BA$2,0)+1,FALSE)","v":9.4830350723602607E-6},{"$f":"Q7005*VLOOKUP($B7005,$AR$36:$AZ$47,MATCH(AN$2,$AS$2:$BA$2,0)+1,FALSE)","v":1.6291243294814998E-3},{"$f":"R7005*VLOOKUP($B7005,$AR$36:$BA$47,MATCH(AO$2,$AS$2:$BA$2,0)+1,FALSE)","v":0},0.77052123015093776]
[2006,10,20,8,null,2013,10,20,8,0.22562716658338938,0.28446264270010746,0,9.0622749616899589E-2,7.6857599999999998E-2,5.7404999999999998E-2,0,1.8952537407407432E-3,0,0.73687041264113728,null,null,0.2136135303057719,7.9373001828842368E-2,0.25164699460285195,6.0578914714202098E-2,5.2918037548716518E-2,0,0,1.3853116292643403E-3,0,0.65951579062964916,null,{"$f":"J7018*VLOOKUP($B7018,$AR$36:$AZ$47,MATCH(AG$2,$AS$2:$BA$2,0)+1,FALSE)","v":0.20265791325032484},{"$f":"K7018*VLOOKUP($B7018,$AR$36:$AZ$47,MATCH(AH$2,$AS$2:$BA$2,0)+1,FALSE)","v":0.25109983040719336},{"$f":"L7018*VLOOKUP($B7018,$AR$36:$AZ$47,MATCH(AI$2,$AS$2:$BA$2,0)+1,FALSE)","v":0},{"$f":"M7018*VLOOKUP($B7018,$AR$36:$AZ$47,MATCH(AJ$2,$AS$2:$BA$2,0)+1,FALSE)","v":7.7985817030128468E-2},{"$f":"N7018*VLOOKUP($B7018,$AR$36:$AZ$47,MATCH(AK$2,$AS$2:$BA$2,0)+1,FALSE)","v":5.9351251402863778E-2},{"$f":"O7018*VLOOKUP($B7018,$AR$36:$AZ$47,MATCH(AL$2,$AS$2:$BA$2,0)+1,FALSE)","v":5.6444105231648202E-2},{"$f":"P7018*VLOOKUP($B7018,$AR$36:$AZ$47,MATCH(AM$2,$AS$2:$BA$2,0)+1,FALSE)","v":0},{"$f":"Q7018*VLOOKUP($B7018,$AR$36:$AZ$47,MATCH(AN$2,$AS$2:$BA$2,0)+1,FALSE)","v":1.3574484166876228E-3},{"$f":"R7018*VLOOKUP($B7018,$AR$36:$BA$47,MATCH(AO$2,$AS$2:$BA$2,0)+1,FALSE)","v":0},0.64889636573884624]
[2006,10,20,12,null,2013,10,20,12,0.30011643028380658,0.31885753462648786,0,9.148524000655596E-2,8.2207700000000009E-2,5.9679999999999997E-2,0,1.8952537407407432E-3,0,0.85424215865759112,null,null,0.28413657427194622,8.0128424187631483E-2,0.28207408724604438,6.4795846437446819E-2,5.5015216111965887E-2,0,0,1.3853116292643403E-3,0,0.76753545988429928,null,{"$f":"J7022*VLOOKUP($B7022,$AR$36:$AZ$47,MATCH(AG$2,$AS$2:$BA$2,0)+1,FALSE)","v":0.26956403528195733},{"$f":"K7022*VLOOKUP($B7022,$AR$36:$AZ$47,MATCH(AH$2,$AS$2:$BA$2,0)+1,FALSE)","v":0.28146076443919871},{"$f":"L7022*VLOOKUP($B7022,$AR$36:$AZ$47,MATCH(AI$2,$AS$2:$BA$2,0)+1,FALSE)","v":0},{"$f":"M7022*VLOOKUP($B7022,$AR$36:$AZ$47,MATCH(AJ$2,$AS$2:$BA$2,0)+1,FALSE)","v":7.8728037035616386E-2},{"$f":"N7022*VLOOKUP($B7022,$AR$36:$AZ$47,MATCH(AK$2,$AS$2:$BA$2,0)+1,FALSE)","v":6.3482724804719448E-2},{"$f":"O7022*VLOOKUP($B7022,$AR$36:$AZ$47,MATCH(AL$2,$AS$2:$BA$2,0)+1,FALSE)","v":5.8681024304934493E-2},{"$f":"P7022*VLOOKUP($B7022,$AR$36:$AZ$47,MATCH(AM$2,$AS$2:$BA$2,0)+1,FALSE)","v":0},{"$f":"Q7022*VLOOKUP($B7022,$AR$36:$AZ$47,MATCH(AN$2,$AS$2:$BA$2,0)+1,FALSE)","v":1.3574484166876228E-3},{"$f":"R7022*VLOOKUP($B7022,$AR$36:$BA$47,MATCH(AO$2,$AS$2:$BA$2,0)+1,FALSE)","v":0},0.7532740342831139]
[2006,10,20,22,null,2013,10,20,22,0.32251853726667146,0.27909024495517226,7.3813111124561518E-3,8.7337342484693187E-2,7.8989999999999991E-2,5.6746999999999999E-2,1.8947926585159267E-5,2.2745645002966546E-3,0,0.83435794824587473,null,null,0.30534586937306923,7.6495439324774608E-2,0.24689435737255888,6.2259665579914324E-2,5.2311468979653629E-2,4.1280967819484248E-3,9.4830350723602607E-6,1.6625640071504385E-3,0,0.74910694445414194,null,{"$f":"J7032*VLOOKUP($B7032,$AR$36:$AZ$47,MATCH(AG$2,$AS$2:$BA$2,0)+1,FALSE)","v":0.2896855672867481},{"$f":"K7032*VLOOKUP($B7032,$AR$36:$AZ$47,MATCH(AH$2,$AS$2:$BA$2,0)+1,FALSE)","v":0.24635752698967434},{"$f":"L7032*VLOOKUP($B7032,$AR$36:$AZ$47,MATCH(AI$2,$AS$2:$BA$2,0)+1,FALSE)","v":5.2343629085549303E-3},{"$f":"M7032*VLOOKUP($B7032,$AR$36:$AZ$47,MATCH(AJ$2,$AS$2:$BA$2,0)+1,FALSE)","v":7.515854506403985E-2},{"$f":"N7032*VLOOKUP($B7032,$AR$36:$AZ$47,MATCH(AK$2,$AS$2:$BA$2,0)+1,FALSE)","v":6.0997940975416998E-2},{"$f":"O7032*VLOOKUP($B7032,$AR$36:$AZ$47,MATCH(AL$2,$AS$2:$BA$2,0)+1,FALSE)","v":5.5797119407374626E-2},{"$f":"P7032*VLOOKUP($B7032,$AR$36:$AZ$47,MATCH(AM$2,$AS$2:$BA$2,0)+1,FALSE)","v":9.4830350723602607E-6},{"$f":"Q7032*VLOOKUP($B7032,$AR$36:$AZ$47,MATCH(AN$2,$AS$2:$BA$2,0)+1,FALSE)","v":1.6291243294814998E-3},{"$f":"R7032*VLOOKUP($B7032,$AR$36:$BA$47,MATCH(AO$2,$AS$2:$BA$2,0)+1,FALSE)","v":0},0.73486966999636272]
[2006,10,21,5,null,2013,10,21,5,0.16447233272872799,0.25991990782656543,7.3813111124561518E-3,8.1762451466591446E-2,8.4971199999999983E-2,5.7778999999999997E-2,1.8947926585159267E-5,2.2745645002966546E-3,0,0.65857971556122286,null,null,0.15571491750672747,7.1612605413356095E-2,0.22993551287140868,6.6974028306418729E-2,5.3262804486147404E-2,4.1280967819484248E-3,9.4830350723602607E-6,1.6625640071504385E-3,0,0.5833000124082296,null,{"$f":"J7039*VLOOKUP($B7039,$AR$36:$AZ$47,MATCH(AG$2,$AS$2:$BA$2,0)+1,FALSE)","v":0.14772875200690033},{"$f":"K7039*VLOOKUP($B7039,$AR$36:$AZ$47,MATCH(AH$2,$AS$2:$BA$2,0)+1,FALSE)","v":0.22943555665237186},{"$f":"L7039*VLOOKUP($B7039,$AR$36:$AZ$47,MATCH(AI$2,$AS$2:$BA$2,0)+1,FALSE)","v":5.2343629085549303E-3},{"$f":"M7039*VLOOKUP($B7039,$AR$36:$AZ$47,MATCH(AJ$2,$AS$2:$BA$2,0)+1,FALSE)","v":7.0361047385603559E-2},{"$f":"N7039*VLOOKUP($B7039,$AR$36:$AZ$47,MATCH(AK$2,$AS$2:$BA$2,0)+1,FALSE)","v":6.5616764681736328E-2},{"$f":"O7039*VLOOKUP($B7039,$AR$36:$AZ$47,MATCH(AL$2,$AS$2:$BA$2,0)+1,FALSE)","v":5.6811844894685153E-2},{"$f":"P7039*VLOOKUP($B7039,$AR$36:$AZ$47,MATCH(AM$2,$AS$2:$BA$2,0)+1,FALSE)","v":9.4830350723602607E-6},{"$f":"Q7039*VLOOKUP($B7039,$AR$36:$AZ$47,MATCH(AN$2,$AS$2:$BA$2,0)+1,FALSE)","v":1.6291243294814998E-3},{"$f":"R7039*VLOOKUP($B7039,$AR$36:$BA$47,MATCH(AO$2,$AS$2:$BA$2,0)+1,FALSE)","v":0},0.57682693589440592]
[2006,10,21,12,null,2013,10,21,12,0.2609033349792334,0.39266413131085992,0,9.5950920537377915E-2,0.11749540000000003,7.6213000000000003E-2,0,1.8952537407407432E-3,0,0.94512204056821203,null,null,0.24701140069879532,8.4039743039005826E-2,0.34736634517204457,9.2609498812232793E-2,7.0255942787219444E-2,0,0,1.3853116292643403E-3,0,0.8426682421385624,null,{"$f":"J7046*VLOOKUP($B7046,$AR$36:$AZ$47,MATCH(AG$2,$AS$2:$BA$2,0)+1,FALSE)","v":0.23434290394902518},{"$f":"K7046*VLOOKUP($B7046,$AR$36:$AZ$47,MATCH(AH$2,$AS$2:$BA$2,0)+1,FALSE)","v":0.3466110552980094},{"$f":"L7046*VLOOKUP($B7046,$AR$36:$AZ$47,MATCH(AI$2,$AS$2:$BA$2,0)+1,FALSE)","v":0},{"$f":"M7046*VLOOKUP($B7046,$AR$36:$AZ$47,MATCH(AJ$2,$AS$2:$BA$2,0)+1,FALSE)","v":8.2570998612747165E-2},{"$f":"N7046*VLOOKUP($B7046,$AR$36:$AZ$47,MATCH(AK$2,$AS$2:$BA$2,0)+1,FALSE)","v":9.0732719003456294E-2},{"$f":"O7046*VLOOKUP($B7046,$AR$36:$AZ$47,MATCH(AL$2,$AS$2:$BA$2,0)+1,FALSE)","v":7.493728058565638E-2},{"$f":"P7046*VLOOKUP($B7046,$AR$36:$AZ$47,MATCH(AM$2,$AS$2:$BA$2,0)+1,FALSE)","v":0},{"$f":"Q7046*VLOOKUP($B7046,$AR$36:$AZ$47,MATCH(AN$2,$AS$2:$BA$2,0)+1,FALSE)","v":1.3574484166876228E-3},{"$f":"R7046*VLOOKUP($B7046,$AR$36:$BA$47,MATCH(AO$2,$AS$2:$BA$2,0)+1,FALSE)","v":0},0.83055240586558199]
[2006,10,21,22,null,2013,10,21,22,0.29953678118247218,0.308322836712286,7.3813111124561518E-3,8.7744114822739555E-2,8.3607500000000029E-2,5.9707000000000003E-2,1.8947926585159267E-5,2.2745645002966546E-3,0,0.84859305625683568,null,null,0.28358778888962904,7.6851715664525574E-2,0.27275467347700111,6.5899164324252302E-2,5.5040105703705558E-2,4.1280967819484248E-3,9.4830350723602607E-6,1.6625640071504385E-3,0,0.7599335918832848,null,{"$f":"J7056*VLOOKUP($B7056,$AR$36:$AZ$47,MATCH(AG$2,$AS$2:$BA$2,0)+1,FALSE)","v":0.26904339550673573},{"$f":"K7056*VLOOKUP($B7056,$AR$36:$AZ$47,MATCH(AH$2,$AS$2:$BA$2,0)+1,FALSE)","v":0.27216161417279328},{"$f":"L7056*VLOOKUP($B7056,$AR$36:$AZ$47,MATCH(AI$2,$AS$2:$BA$2,0)+1,FALSE)","v":5.2343629085549303E-3},{"$f":"M7056*VLOOKUP($B7056,$AR$36:$AZ$47,MATCH(AJ$2,$AS$2:$BA$2,0)+1,FALSE)","v":7.5508594839200124E-2},{"$f":"N7056*VLOOKUP($B7056,$AR$36:$AZ$47,MATCH(AK$2,$AS$2:$BA$2,0)+1,FALSE)","v":6.456368337893631E-2},{"$f":"O7056*VLOOKUP($B7056,$AR$36:$AZ$47,MATCH(AL$2,$AS$2:$BA$2,0)+1,FALSE)","v":5.8707572355474601E-2},{"$f":"P7056*VLOOKUP($B7056,$AR$36:$AZ$47,MATCH(AM$2,$AS$2:$BA$2,0)+1,FALSE)","v":9.4830350723602607E-6},{"$f":"Q7056*VLOOKUP($B7056,$AR$36:$AZ$47,MATCH(AN$2,$AS$2:$BA$2,0)+1,FALSE)","v":1.6291243294814998E-3},{"$f":"R7056*VLOOKUP($B7056,$AR$36:$BA$47,MATCH(AO$2,$AS$2:$BA$2,0)+1,FALSE)","v":0},0.74685783052624877]
[2006,10,22,5,null,2013,10,22,5,0.16898139217708849,0.2729504292318285,7.3813111124561518E-3,7.554033313134334E-2,8.6344700000000024E-2,5.8089000000000002E-2,1.8947926585159267E-5,2.2745645002966546E-3,0,0.6715806780795982,null,null,0.15998388973072117,6.6162889838727104E-2,0.24146283160337847,6.805661661726839E-2,5.3548573872787983E-2,4.1280967819484248E-3,9.4830350723602607E-6,1.6625640071504385E-3,0,0.59501494548705436,null,{"$f":"J7063*VLOOKUP($B7063,$AR$36:$AZ$47,MATCH(AG$2,$AS$2:$BA$2,0)+1,FALSE)","v":0.15177878105421663},{"$f":"K7063*VLOOKUP($B7063,$AR$36:$AZ$47,MATCH(AH$2,$AS$2:$BA$2,0)+1,FALSE)","v":0.2409378111625653},{"$f":"L7063*VLOOKUP($B7063,$AR$36:$AZ$47,MATCH(AI$2,$AS$2:$BA$2,0)+1,FALSE)","v":5.2343629085549303E-3},{"$f":"M7063*VLOOKUP($B7063,$AR$36:$AZ$47,MATCH(AJ$2,$AS$2:$BA$2,0)+1,FALSE)","v":6.5006575312269138E-2},{"$f":"N7063*VLOOKUP($B7063,$AR$36:$AZ$47,MATCH(AK$2,$AS$2:$BA$2,0)+1,FALSE)","v":6.6677413775668951E-2},{"$f":"O7063*VLOOKUP($B7063,$AR$36:$AZ$47,MATCH(AL$2,$AS$2:$BA$2,0)+1,FALSE)","v":5.7116655845330766E-2},{"$f":"P7063*VLOOKUP($B7063,$AR$36:$AZ$47,MATCH(AM$2,$AS$2:$BA$2,0)+1,FALSE)","v":9.4830350723602607E-6},{"$f":"Q7063*VLOOKUP($B7063,$AR$36:$AZ$47,MATCH(AN$2,$AS$2:$BA$2,0)+1,FALSE)","v":1.6291243294814998E-3},{"$f":"R7063*VLOOKUP($B7063,$AR$36:$BA$47,MATCH(AO$2,$AS$2:$BA$2,0)+1,FALSE)","v":0},0.58839020742315951]
[2006,10,22,7,null,2013,10,22,7,0.24463604370237035,0.3469540042470548,6.0280707418391899E-3,8.6751155881176087E-2,0.10817549999999999,6.9345000000000004E-2,1.5474140044546734E-5,2.2050241943780699E-3,0,0.86411027290686304,null,null,0.23161026983861269,7.5982020889009905E-2,0.30692934441392467,8.5263583414862926E-2,6.3924768118034103E-2,3.3712790385912127E-3,7.7444786424275462E-6,1.6117344045379865E-3,0,0.76870074459621596,null,{"$f":"J7065*VLOOKUP($B7065,$AR$36:$AZ$47,MATCH(AG$2,$AS$2:$BA$2,0)+1,FALSE)","v":0.21973165232394282},{"$f":"K7065*VLOOKUP($B7065,$AR$36:$AZ$47,MATCH(AH$2,$AS$2:$BA$2,0)+1,FALSE)","v":0.30626197801789318},{"$f":"L7065*VLOOKUP($B7065,$AR$36:$AZ$47,MATCH(AI$2,$AS$2:$BA$2,0)+1,FALSE)","v":4.2747297086531931E-3},{"$f":"M7065*VLOOKUP($B7065,$AR$36:$AZ$47,MATCH(AJ$2,$AS$2:$BA$2,0)+1,FALSE)","v":7.4654099531316007E-2},{"$f":"N7065*VLOOKUP($B7065,$AR$36:$AZ$47,MATCH(AK$2,$AS$2:$BA$2,0)+1,FALSE)","v":8.3535672414055226E-2},{"$f":"O7065*VLOOKUP($B7065,$AR$36:$AZ$47,MATCH(AL$2,$AS$2:$BA$2,0)+1,FALSE)","v":6.8184243137159567E-2},{"$f":"P7065*VLOOKUP($B7065,$AR$36:$AZ$47,MATCH(AM$2,$AS$2:$BA$2,0)+1,FALSE)","v":7.7444786424275462E-6},{"$f":"Q7065*VLOOKUP($B7065,$AR$36:$AZ$47,MATCH(AN$2,$AS$2:$BA$2,0)+1,FALSE)","v":1.5793170788026218E-3},{"$f":"R7065*VLOOKUP($B7065,$AR$36:$BA$47,MATCH(AO$2,$AS$2:$BA$2,0)+1,FALSE)","v":0},0.75822943669046494]
[2006,10,22,19,null,2013,10,22,19,0.39132254567559444,0.37859787936111933,7.3813111124561518E-3,9.1200943656646882E-2,9.3993599999999983E-2,6.3382999999999995E-2,1.8947926585159267E-5,2.2745645002966546E-3,0,1.0281727922326984,null,null,0.37048637243383886,7.9879419883561481E-2,0.33492277790823882,7.4085455154478216E-2,5.8428777527224092E-2,4.1280967819484248E-3,9.4830350723602607E-6,1.6625640071504385E-3,0,0.92360294673151266,null,{"$f":"J7077*VLOOKUP($B7077,$AR$36:$AZ$47,MATCH(AG$2,$AS$2:$BA$2,0)+1,FALSE)","v":0.35148520329049454},{"$f":"K7077*VLOOKUP($B7077,$AR$36:$AZ$47,MATCH(AH$2,$AS$2:$BA$2,0)+1,FALSE)","v":0.33419454448478347},{"$f":"L7077*VLOOKUP($B7077,$AR$36:$AZ$47,MATCH(AI$2,$AS$2:$BA$2,0)+1,FALSE)","v":5.2343629085549303E-3},{"$f":"M7077*VLOOKUP($B7077,$AR$36:$AZ$47,MATCH(AJ$2,$AS$2:$BA$2,0)+1,FALSE)","v":7.8483384525953312E-2},{"$f":"N7077*VLOOKUP($B7077,$AR$36:$AZ$47,MATCH(AK$2,$AS$2:$BA$2,0)+1,FALSE)","v":7.2584074754613939E-2},{"$f":"O7077*VLOOKUP($B7077,$AR$36:$AZ$47,MATCH(AL$2,$AS$2:$BA$2,0)+1,FALSE)","v":6.2322040273452797E-2},{"$f":"P7077*VLOOKUP($B7077,$AR$36:$AZ$47,MATCH(AM$2,$AS$2:$BA$2,0)+1,FALSE)","v":9.4830350723602607E-6},{"$f":"Q7077*VLOOKUP($B7077,$AR$36:$AZ$47,MATCH(AN$2,$AS$2:$BA$2,0)+1,FALSE)","v":1.6291243294814998E-3},{"$f":"R7077*VLOOKUP($B7077,$AR$36:$BA$47,MATCH(AO$2,$AS$2:$BA$2,0)+1,FALSE)","v":0},0.90594221760240679]
[2006,10,22,24,null,2013,10,22,24,0.16704949853162315,0.29784272049818433,7.3813111124561518E-3,9.3694598506832885E-2,8.1752399999999989E-2,5.5878999999999998E-2,1.8947926585159267E-5,2.2745645002966546E-3,0,0.70589304107597828,null,null,0.15815486077098986,8.206351683295933E-2,0.26348354485591308,6.4436980432401411E-2,5.1511314697060016E-2,4.1280967819484248E-3,9.4830350723602607E-6,1.6625640071504385E-3,0,0.62545036141349497,null,{"$f":"J7082*VLOOKUP($B7082,$AR$36:$AZ$47,MATCH(AG$2,$AS$2:$BA$2,0)+1,FALSE)","v":0.15004355767336161},{"$f":"K7082*VLOOKUP($B7082,$AR$36:$AZ$47,MATCH(AH$2,$AS$2:$BA$2,0)+1,FALSE)","v":0.26291064406638492},{"$f":"L7082*VLOOKUP($B7082,$AR$36:$AZ$47,MATCH(AI$2,$AS$2:$BA$2,0)+1,FALSE)","v":5.2343629085549303E-3},{"$f":"M7082*VLOOKUP($B7082,$AR$36:$AZ$47,MATCH(AJ$2,$AS$2:$BA$2,0)+1,FALSE)","v":8.0629310484997843E-2},{"$f":"N7082*VLOOKUP($B7082,$AR$36:$AZ$47,MATCH(AK$2,$AS$2:$BA$2,0)+1,FALSE)","v":6.3131131406490446E-2},{"$f":"O7082*VLOOKUP($B7082,$AR$36:$AZ$47,MATCH(AL$2,$AS$2:$BA$2,0)+1,FALSE)","v":5.4943648745566932E-2},{"$f":"P7082*VLOOKUP($B7082,$AR$36:$AZ$47,MATCH(AM$2,$AS$2:$BA$2,0)+1,FALSE)","v":9.4830350723602607E-6},{"$f":"Q7082*VLOOKUP($B7082,$AR$36:$AZ$47,MATCH(AN$2,$AS$2:$BA$2,0)+1,FALSE)","v":1.6291243294814998E-3},{"$f":"R7082*VLOOKUP($B7082,$AR$36:$BA$47,MATCH(AO$2,$AS$2:$BA$2,0)+1,FALSE)","v":0},0.61853126264991043]
[2006,10,23,9,null,2013,10,23,9,0.24392046707500215,0.41976992939179097,0,0.10891444630392969,0.1157619,7.4118000000000003E-2,0,1.8952537407407432E-3,0,0.96437999651146344,null,null,0.23093279446234888,9.5393999654773715E-2,0.37134521480017052,9.1243159651797509E-2,6.8324694835567829E-2,0,0,1.3853116292643403E-3,0,0.85862517503392288,null,{"$f":"J7091*VLOOKUP($B7091,$AR$36:$AZ$47,MATCH(AG$2,$AS$2:$BA$2,0)+1,FALSE)","v":0.21908892269049884},{"$f":"K7091*VLOOKUP($B7091,$AR$36:$AZ$47,MATCH(AH$2,$AS$2:$BA$2,0)+1,FALSE)","v":0.37053778689470929},{"$f":"L7091*VLOOKUP($B7091,$AR$36:$AZ$47,MATCH(AI$2,$AS$2:$BA$2,0)+1,FALSE)","v":0},{"$f":"M7091*VLOOKUP($B7091,$AR$36:$AZ$47,MATCH(AJ$2,$AS$2:$BA$2,0)+1,FALSE)","v":9.3726819339545478E-2},{"$f":"N7091*VLOOKUP($B7091,$AR$36:$AZ$47,MATCH(AK$2,$AS$2:$BA$2,0)+1,FALSE)","v":8.9394069418940694E-2},{"$f":"O7091*VLOOKUP($B7091,$AR$36:$AZ$47,MATCH(AL$2,$AS$2:$BA$2,0)+1,FALSE)","v":7.2877348515970761E-2},{"$f":"P7091*VLOOKUP($B7091,$AR$36:$AZ$47,MATCH(AM$2,$AS$2:$BA$2,0)+1,FALSE)","v":0},{"$f":"Q7091*VLOOKUP($B7091,$AR$36:$AZ$47,MATCH(AN$2,$AS$2:$BA$2,0)+1,FALSE)","v":1.3574484166876228E-3},{"$f":"R7091*VLOOKUP($B7091,$AR$36:$BA$47,MATCH(AO$2,$AS$2:$BA$2,0)+1,FALSE)","v":0},0.84698239527635266]
[2006,10,23,17,null,2013,10,23,17,0.33495797798472177,0.41541971452285065,0,0.10001316080999316,0.10714329999999996,6.8592E-2,0,1.8952537407407432E-3,0,1.0280214070583065,null,null,0.31712296557584413,8.7597703991973419E-2,0.3674968412940593,8.4450006673356531E-2,6.3230625059516835E-2,0,0,1.3853116292643403E-3,0,0.92128345422401459,null,{"$f":"J7099*VLOOKUP($B7099,$AR$36:$AZ$47,MATCH(AG$2,$AS$2:$BA$2,0)+1,FALSE)","v":0.30085865045796045},{"$f":"K7099*VLOOKUP($B7099,$AR$36:$AZ$47,MATCH(AH$2,$AS$2:$BA$2,0)+1,FALSE)","v":0.3666977810315234},{"$f":"L7099*VLOOKUP($B7099,$AR$36:$AZ$47,MATCH(AI$2,$AS$2:$BA$2,0)+1,FALSE)","v":0},{"$f":"M7099*VLOOKUP($B7099,$AR$36:$AZ$47,MATCH(AJ$2,$AS$2:$BA$2,0)+1,FALSE)","v":8.6066777851093235E-2},{"$f":"N7099*VLOOKUP($B7099,$AR$36:$AZ$47,MATCH(AK$2,$AS$2:$BA$2,0)+1,FALSE)","v":8.273858322966697E-2},{"$f":"O7099*VLOOKUP($B7099,$AR$36:$AZ$47,MATCH(AL$2,$AS$2:$BA$2,0)+1,FALSE)","v":6.7443847505430074E-2},{"$f":"P7099*VLOOKUP($B7099,$AR$36:$AZ$47,MATCH(AM$2,$AS$2:$BA$2,0)+1,FALSE)","v":0},{"$f":"Q7099*VLOOKUP($B7099,$AR$36:$AZ$47,MATCH(AN$2,$AS$2:$BA$2,0)+1,FALSE)","v":1.3574484166876228E-3},{"$f":"R7099*VLOOKUP($B7099,$AR$36:$BA$47,MATCH(AO$2,$AS$2:$BA$2,0)+1,FALSE)","v":0},0.90516308849236171]
[2006,10,23,23,null,2013,10,23,23,0.26909808221246889,0.31256859269365789,7.3813111124561518E-3,8.9680355278193666E-2,8.4557199999999985E-2,5.8082000000000002E-2,1.8947926585159267E-5,2.2745645002966546E-3,0,0.82366105372365828,null,null,0.254769814337376,7.8547594655855341E-2,0.27651063848663404,6.6647714829395258E-2,5.354212101567029E-2,4.1280967819484248E-3,9.4830350723602607E-6,1.6625640071504385E-3,0,0.73581802714910216,null,{"$f":"J7105*VLOOKUP($B7105,$AR$36:$AZ$47,MATCH(AG$2,$AS$2:$BA$2,0)+1,FALSE)","v":0.2417034111035907},{"$f":"K7105*VLOOKUP($B7105,$AR$36:$AZ$47,MATCH(AH$2,$AS$2:$BA$2,0)+1,FALSE)","v":0.2759094124662822},{"$f":"L7105*VLOOKUP($B7105,$AR$36:$AZ$47,MATCH(AI$2,$AS$2:$BA$2,0)+1,FALSE)","v":5.2343629085549303E-3},{"$f":"M7105*VLOOKUP($B7105,$AR$36:$AZ$47,MATCH(AJ$2,$AS$2:$BA$2,0)+1,FALSE)","v":7.7174835319915119E-2},{"$f":"N7105*VLOOKUP($B7105,$AR$36:$AZ$47,MATCH(AK$2,$AS$2:$BA$2,0)+1,FALSE)","v":6.5297064117565889E-2},{"$f":"O7105*VLOOKUP($B7105,$AR$36:$AZ$47,MATCH(AL$2,$AS$2:$BA$2,0)+1,FALSE)","v":5.7109773017412963E-2},{"$f":"P7105*VLOOKUP($B7105,$AR$36:$AZ$47,MATCH(AM$2,$AS$2:$BA$2,0)+1,FALSE)","v":9.4830350723602607E-6},{"$f":"Q7105*VLOOKUP($B7105,$AR$36:$AZ$47,MATCH(AN$2,$AS$2:$BA$2,0)+1,FALSE)","v":1.6291243294814998E-3},{"$f":"R7105*VLOOKUP($B7105,$AR$36:$BA$47,MATCH(AO$2,$AS$2:$BA$2,0)+1,FALSE)","v":0},0.72406746629787555]
[2006,10,24,10,null,2013,10,24,10,0.2399181846649413,0.43468071010247089,0,0.1135856209855633,0.11964199999999997,7.4878E-2,0,1.8952537407407432E-3,0,0.98459976949371619,null,null,0.22714361566867816,9.9485302976682691E-2,0.38453588587531962,9.4301442072567521E-2,6.9025290751202784E-2,0,0,1.3853116292643403E-3,0,0.87587684897371509,null,{"$f":"J7116*VLOOKUP($B7116,$AR$36:$AZ$47,MATCH(AG$2,$AS$2:$BA$2,0)+1,FALSE)","v":0.21549407986308763},{"$f":"K7116*VLOOKUP($B7116,$AR$36:$AZ$47,MATCH(AH$2,$AS$2:$BA$2,0)+1,FALSE)","v":0.38369977706730907},{"$f":"L7116*VLOOKUP($B7116,$AR$36:$AZ$47,MATCH(AI$2,$AS$2:$BA$2,0)+1,FALSE)","v":0},{"$f":"M7116*VLOOKUP($B7116,$AR$36:$AZ$47,MATCH(AJ$2,$AS$2:$BA$2,0)+1,FALSE)","v":9.7746619837517937E-2},{"$f":"N7116*VLOOKUP($B7116,$AR$36:$AZ$47,MATCH(AK$2,$AS$2:$BA$2,0)+1,FALSE)","v":9.2390374150915805E-2},{"$f":"O7116*VLOOKUP($B7116,$AR$36:$AZ$47,MATCH(AL$2,$AS$2:$BA$2,0)+1,FALSE)","v":7.3624626975618043E-2},{"$f":"P7116*VLOOKUP($B7116,$AR$36:$AZ$47,MATCH(AM$2,$AS$2:$BA$2,0)+1,FALSE)","v":0},{"$f":"Q7116*VLOOKUP($B7116,$AR$36:$AZ$47,MATCH(AN$2,$AS$2:$BA$2,0)+1,FALSE)","v":1.3574484166876228E-3},{"$f":"R7116*VLOOKUP($B7116,$AR$36:$BA$47,MATCH(AO$2,$AS$2:$BA$2,0)+1,FALSE)","v":0},0.8643129263111361]
[2006,10,24,16,null,2013,10,24,16,0.28308718094624391,0.42781425373229087,0,0.10775574311377088,0.11459019999999999,7.2007000000000002E-2,0,1.8952537407407432E-3,0,1.0071496315330464,null,null,0.26801405620580038,9.437913582841273E-2,0.37846154482045902,9.0319629456076703E-2,6.6378697496218636E-2,0,0,1.3853116292643403E-3,0,0.89893837543623178,null,{"$f":"J7122*VLOOKUP($B7122,$AR$36:$AZ$47,MATCH(AG$2,$AS$2:$BA$2,0)+1,FALSE)","v":0.25426839430383763},{"$f":"K7122*VLOOKUP($B7122,$AR$36:$AZ$47,MATCH(AH$2,$AS$2:$BA$2,0)+1,FALSE)","v":0.37763864364857658},{"$f":"L7122*VLOOKUP($B7122,$AR$36:$AZ$47,MATCH(AI$2,$AS$2:$BA$2,0)+1,FALSE)","v":0},{"$f":"M7122*VLOOKUP($B7122,$AR$36:$AZ$47,MATCH(AJ$2,$AS$2:$BA$2,0)+1,FALSE)","v":9.2729692068943437E-2},{"$f":"N7122*VLOOKUP($B7122,$AR$36:$AZ$47,MATCH(AK$2,$AS$2:$BA$2,0)+1,FALSE)","v":8.8489255044451556E-2},{"$f":"O7122*VLOOKUP($B7122,$AR$36:$AZ$47,MATCH(AL$2,$AS$2:$BA$2,0)+1,FALSE)","v":7.0801684268187309E-2},{"$f":"P7122*VLOOKUP($B7122,$AR$36:$AZ$47,MATCH(AM$2,$AS$2:$BA$2,0)+1,FALSE)","v":0},{"$f":"Q7122*VLOOKUP($B7122,$AR$36:$AZ$47,MATCH(AN$2,$AS$2:$BA$2,0)+1,FALSE)","v":1.3574484166876228E-3},{"$f":"R7122*VLOOKUP($B7122,$AR$36:$BA$47,MATCH(AO$2,$AS$2:$BA$2,0)+1,FALSE)","v":0},0.88528511775068419]
[2006,10,24,19,null,2013,10,24,19,0.39780370960951678,0.3887389684542939,7.3813111124561518E-3,9.6399969387861092E-2,9.5872799999999994E-2,6.3547999999999993E-2,1.8947926585159267E-5,2.2745645002966546E-3,0,1.0520382709910097,null,null,0.37662244341048662,8.4433047759744459E-2,0.34389398962192436,7.5566634589315229E-2,5.8580880587855363E-2,4.1280967819484248E-3,9.4830350723602607E-6,1.6625640071504385E-3,0,0.94489713979349732,null,{"$f":"J7125*VLOOKUP($B7125,$AR$36:$AZ$47,MATCH(AG$2,$AS$2:$BA$2,0)+1,FALSE)","v":0.35730657302256769},{"$f":"K7125*VLOOKUP($B7125,$AR$36:$AZ$47,MATCH(AH$2,$AS$2:$BA$2,0)+1,FALSE)","v":0.34314624980281683},{"$f":"L7125*VLOOKUP($B7125,$AR$36:$AZ$47,MATCH(AI$2,$AS$2:$BA$2,0)+1,FALSE)","v":5.2343629085549303E-3},{"$f":"M7125*VLOOKUP($B7125,$AR$36:$AZ$47,MATCH(AJ$2,$AS$2:$BA$2,0)+1,FALSE)","v":8.2957429631883225E-2},{"$f":"N7125*VLOOKUP($B7125,$AR$36:$AZ$47,MATCH(AK$2,$AS$2:$BA$2,0)+1,FALSE)","v":7.4035237315457136E-2},{"$f":"O7125*VLOOKUP($B7125,$AR$36:$AZ$47,MATCH(AL$2,$AS$2:$BA$2,0)+1,FALSE)","v":6.2484278360086742E-2},{"$f":"P7125*VLOOKUP($B7125,$AR$36:$AZ$47,MATCH(AM$2,$AS$2:$BA$2,0)+1,FALSE)","v":9.4830350723602607E-6},{"$f":"Q7125*VLOOKUP($B7125,$AR$36:$AZ$47,MATCH(AN$2,$AS$2:$BA$2,0)+1,FALSE)","v":1.6291243294814998E-3},{"$f":"R7125*VLOOKUP($B7125,$AR$36:$BA$47,MATCH(AO$2,$AS$2:$BA$2,0)+1,FALSE)","v":0},0.92680273840592042]
[2006,10,25,6,null,2013,10,25,6,0.21499867882039603,0.32075367098767799,7.3813111124561518E-3,9.0581589612427779E-2,0.10340009999999999,6.5006999999999995E-2,1.8947926585159267E-5,2.2745645002966546E-3,0,0.8044158629598398,null,null,0.20355096192252009,7.933695135449649E-2,0.28375148506574238,8.1499628395109505E-2,5.9925840378528258E-2,4.1280967819484248E-3,9.4830350723602607E-6,1.6625640071504385E-3,0,0.71386501094056787,null,{"$f":"J7136*VLOOKUP($B7136,$AR$36:$AZ$47,MATCH(AG$2,$AS$2:$BA$2,0)+1,FALSE)","v":0.1931114247504182},{"$f":"K7136*VLOOKUP($B7136,$AR$36:$AZ$47,MATCH(AH$2,$AS$2:$BA$2,0)+1,FALSE)","v":0.28313451503859005},{"$f":"L7136*VLOOKUP($B7136,$AR$36:$AZ$47,MATCH(AI$2,$AS$2:$BA$2,0)+1,FALSE)","v":5.2343629085549303E-3},{"$f":"M7136*VLOOKUP($B7136,$AR$36:$AZ$47,MATCH(AJ$2,$AS$2:$BA$2,0)+1,FALSE)","v":7.7950396602131433E-2},{"$f":"N7136*VLOOKUP($B7136,$AR$36:$AZ$47,MATCH(AK$2,$AS$2:$BA$2,0)+1,FALSE)","v":7.9847995906471902E-2},{"$f":"O7136*VLOOKUP($B7136,$AR$36:$AZ$47,MATCH(AL$2,$AS$2:$BA$2,0)+1,FALSE)","v":6.3918856350383316E-2},{"$f":"P7136*VLOOKUP($B7136,$AR$36:$AZ$47,MATCH(AM$2,$AS$2:$BA$2,0)+1,FALSE)","v":9.4830350723602607E-6},{"$f":"Q7136*VLOOKUP($B7136,$AR$36:$AZ$47,MATCH(AN$2,$AS$2:$BA$2,0)+1,FALSE)","v":1.6291243294814998E-3},{"$f":"R7136*VLOOKUP($B7136,$AR$36:$BA$47,MATCH(AO$2,$AS$2:$BA$2,0)+1,FALSE)","v":0},0.70483615892110374]
[2006,10,25,12,null,2013,10,25,12,0.25873099983928949,0.43209999298428414,0,0.10891384890256302,0.1182062,7.5570999999999999E-2,0,1.8952537407407432E-3,0,0.99541729546687752,null,null,0.24495473267748594,9.539347641375566E-2,0.38225288062532453,9.3169749100803514E-2,6.9664123605854125E-2,0,0,1.3853116292643403E-3,0,0.8868202740524882,null,{"$f":"J7142*VLOOKUP($B7142,$AR$36:$AZ$47,MATCH(AG$2,$AS$2:$BA$2,0)+1,FALSE)","v":0.23239171645237824},{"$f":"K7142*VLOOKUP($B7142,$AR$36:$AZ$47,MATCH(AH$2,$AS$2:$BA$2,0)+1,FALSE)","v":0.38142173582943451},{"$f":"L7142*VLOOKUP($B7142,$AR$36:$AZ$47,MATCH(AI$2,$AS$2:$BA$2,0)+1,FALSE)","v":0},{"$f":"M7142*VLOOKUP($B7142,$AR$36:$AZ$47,MATCH(AJ$2,$AS$2:$BA$2,0)+1,FALSE)","v":9.3726305243097607E-2},{"$f":"N7142*VLOOKUP($B7142,$AR$36:$AZ$47,MATCH(AK$2,$AS$2:$BA$2,0)+1,FALSE)","v":9.1281615527640678E-2},{"$f":"O7142*VLOOKUP($B7142,$AR$36:$AZ$47,MATCH(AL$2,$AS$2:$BA$2,0)+1,FALSE)","v":7.4306026939480643E-2},{"$f":"P7142*VLOOKUP($B7142,$AR$36:$AZ$47,MATCH(AM$2,$AS$2:$BA$2,0)+1,FALSE)","v":0},{"$f":"Q7142*VLOOKUP($B7142,$AR$36:$AZ$47,MATCH(AN$2,$AS$2:$BA$2,0)+1,FALSE)","v":1.3574484166876228E-3},{"$f":"R7142*VLOOKUP($B7142,$AR$36:$BA$47,MATCH(AO$2,$AS$2:$BA$2,0)+1,FALSE)","v":0},0.87448484840871921]
[2006,10,25,20,null,2013,10,25,20,0.3683354370399714,0.32873065759833076,7.3813111124561518E-3,6.3874478825464542E-2,9.2529700000000006E-2,6.2276999999999999E-2,1.8947926585159267E-5,2.2745645002966546E-3,0,0.92542209700310463,null,null,0.34872322439836984,5.5945214044625491E-2,0.2908082454456079,7.2931613852510443E-2,5.7409226102629017E-2,4.1280967819484248E-3,9.4830350723602607E-6,1.6625640071504385E-3,0,0.83161766766791401,null,{"$f":"J7150*VLOOKUP($B7150,$AR$36:$AZ$47,MATCH(AG$2,$AS$2:$BA$2,0)+1,FALSE)","v":0.33083822385846706},{"$f":"K7150*VLOOKUP($B7150,$AR$36:$AZ$47,MATCH(AH$2,$AS$2:$BA$2,0)+1,FALSE)","v":0.29017593167622929},{"$f":"L7150*VLOOKUP($B7150,$AR$36:$AZ$47,MATCH(AI$2,$AS$2:$BA$2,0)+1,FALSE)","v":5.2343629085549303E-3},{"$f":"M7150*VLOOKUP($B7150,$AR$36:$AZ$47,MATCH(AJ$2,$AS$2:$BA$2,0)+1,FALSE)","v":5.4967471629756917E-2},{"$f":"N7150*VLOOKUP($B7150,$AR$36:$AZ$47,MATCH(AK$2,$AS$2:$BA$2,0)+1,FALSE)","v":7.1453616648601628E-2},{"$f":"O7150*VLOOKUP($B7150,$AR$36:$AZ$47,MATCH(AL$2,$AS$2:$BA$2,0)+1,FALSE)","v":6.1234553462439771E-2},{"$f":"P7150*VLOOKUP($B7150,$AR$36:$AZ$47,MATCH(AM$2,$AS$2:$BA$2,0)+1,FALSE)","v":9.4830350723602607E-6},{"$f":"Q7150*VLOOKUP($B7150,$AR$36:$AZ$47,MATCH(AN$2,$AS$2:$BA$2,0)+1,FALSE)","v":1.6291243294814998E-3},{"$f":"R7150*VLOOKUP($B7150,$AR$36:$BA$47,MATCH(AO$2,$AS$2:$BA$2,0)+1,FALSE)","v":0},0.81554276754860344]
[2006,10,26,5,null,2013,10,26,5,0.16792539499156406,0.27094396924153974,7.3813111124561518E-3,8.507773115661893E-2,8.0901100000000017E-2,5.5884000000000003E-2,1.8947926585159267E-5,2.2745645002966546E-3,0,0.67040701892906074,null,null,0.15898411966664305,7.4516332148774025E-2,0.23968783710303088,6.3765988492811856E-2,5.151592388071552E-2,4.1280967819484248E-3,9.4830350723602607E-6,1.6625640071504385E-3,0,0.59427034511614663,null,{"$f":"J7159*VLOOKUP($B7159,$AR$36:$AZ$47,MATCH(AG$2,$AS$2:$BA$2,0)+1,FALSE)","v":0.15083028629067713},{"$f":"K7159*VLOOKUP($B7159,$AR$36:$AZ$47,MATCH(AH$2,$AS$2:$BA$2,0)+1,FALSE)","v":0.23916667609014219},{"$f":"L7159*VLOOKUP($B7159,$AR$36:$AZ$47,MATCH(AI$2,$AS$2:$BA$2,0)+1,FALSE)","v":5.2343629085549303E-3},{"$f":"M7159*VLOOKUP($B7159,$AR$36:$AZ$47,MATCH(AJ$2,$AS$2:$BA$2,0)+1,FALSE)","v":7.3214026316425693E-2},{"$f":"N7159*VLOOKUP($B7159,$AR$36:$AZ$47,MATCH(AK$2,$AS$2:$BA$2,0)+1,FALSE)","v":6.24737374686202E-2},{"$f":"O7159*VLOOKUP($B7159,$AR$36:$AZ$47,MATCH(AL$2,$AS$2:$BA$2,0)+1,FALSE)","v":5.494856505122251E-2},{"$f":"P7159*VLOOKUP($B7159,$AR$36:$AZ$47,MATCH(AM$2,$AS$2:$BA$2,0)+1,FALSE)","v":9.4830350723602607E-6},{"$f":"Q7159*VLOOKUP($B7159,$AR$36:$AZ$47,MATCH(AN$2,$AS$2:$BA$2,0)+1,FALSE)","v":1.6291243294814998E-3},{"$f":"R7159*VLOOKUP($B7159,$AR$36:$BA$47,MATCH(AO$2,$AS$2:$BA$2,0)+1,FALSE)","v":0},0.58750626149019647]
[2006,10,26,10,null,2013,10,26,10,0.28002388065579087,0.33388791879395852,0,9.1859330778600756E-2,8.774280000000001E-2,6.0659999999999999E-2,0,1.8952537407407432E-3,0,0.85606918396909093,null,null,0.26511386293856576,8.0456075993157003E-2,0.2953705643073849,6.9158594569506363E-2,5.5918616108442544E-2,0,0,1.3853116292643403E-3,0,0.76740302554632089,null,{"$f":"J7164*VLOOKUP($B7164,$AR$36:$AZ$47,MATCH(AG$2,$AS$2:$BA$2,0)+1,FALSE)","v":0.25151694351924037},{"$f":"K7164*VLOOKUP($B7164,$AR$36:$AZ$47,MATCH(AH$2,$AS$2:$BA$2,0)+1,FALSE)","v":0.29472833054061359},{"$f":"L7164*VLOOKUP($B7164,$AR$36:$AZ$47,MATCH(AI$2,$AS$2:$BA$2,0)+1,FALSE)","v":0},{"$f":"M7164*VLOOKUP($B7164,$AR$36:$AZ$47,MATCH(AJ$2,$AS$2:$BA$2,0)+1,FALSE)","v":7.9049962541349494E-2},{"$f":"N7164*VLOOKUP($B7164,$AR$36:$AZ$47,MATCH(AK$2,$AS$2:$BA$2,0)+1,FALSE)","v":6.7757059569791361E-2},{"$f":"O7164*VLOOKUP($B7164,$AR$36:$AZ$47,MATCH(AL$2,$AS$2:$BA$2,0)+1,FALSE)","v":5.9644620213427049E-2},{"$f":"P7164*VLOOKUP($B7164,$AR$36:$AZ$47,MATCH(AM$2,$AS$2:$BA$2,0)+1,FALSE)","v":0},{"$f":"Q7164*VLOOKUP($B7164,$AR$36:$AZ$47,MATCH(AN$2,$AS$2:$BA$2,0)+1,FALSE)","v":1.3574484166876228E-3},{"$f":"R7164*VLOOKUP($B7164,$AR$36:$BA$47,MATCH(AO$2,$AS$2:$BA$2,0)+1,FALSE)","v":0},0.75405436480110954]
[2006,10,26,22,null,2013,10,26,22,0.30396829189866431,0.28528953205884733,7.3813111124561518E-3,7.9100518086417868E-2,8.1474100000000008E-2,5.9882999999999999E-2,1.8947926585159267E-5,2.2745645002966546E-3,0,0.81939026558326744,null,null,0.28778334150418439,6.9281119732928539E-2,0.25237849389576733,6.4217625261735647E-2,5.520234896837891E-2,4.1280967819484248E-3,9.4830350723602607E-6,1.6625640071504385E-3,0,0.73466307318716617,null,{"$f":"J7176*VLOOKUP($B7176,$AR$36:$AZ$47,MATCH(AG$2,$AS$2:$BA$2,0)+1,FALSE)","v":0.27302377042297188},{"$f":"K7176*VLOOKUP($B7176,$AR$36:$AZ$47,MATCH(AH$2,$AS$2:$BA$2,0)+1,FALSE)","v":0.25182973917754814},{"$f":"L7176*VLOOKUP($B7176,$AR$36:$AZ$47,MATCH(AI$2,$AS$2:$BA$2,0)+1,FALSE)","v":5.2343629085549303E-3},{"$f":"M7176*VLOOKUP($B7176,$AR$36:$AZ$47,MATCH(AJ$2,$AS$2:$BA$2,0)+1,FALSE)","v":6.8070308576527572E-2},{"$f":"N7176*VLOOKUP($B7176,$AR$36:$AZ$47,MATCH(AK$2,$AS$2:$BA$2,0)+1,FALSE)","v":6.291622158279811E-2},{"$f":"O7176*VLOOKUP($B7176,$AR$36:$AZ$47,MATCH(AL$2,$AS$2:$BA$2,0)+1,FALSE)","v":5.8880626314550807E-2},{"$f":"P7176*VLOOKUP($B7176,$AR$36:$AZ$47,MATCH(AM$2,$AS$2:$BA$2,0)+1,FALSE)","v":9.4830350723602607E-6},{"$f":"Q7176*VLOOKUP($B7176,$AR$36:$AZ$47,MATCH(AN$2,$AS$2:$BA$2,0)+1,FALSE)","v":1.6291243294814998E-3},{"$f":"R7176*VLOOKUP($B7176,$AR$36:$BA$47,MATCH(AO$2,$AS$2:$BA$2,0)+1,FALSE)","v":0},0.72159363634750517]
[2006,10,27,3,null,2013,10,27,3,0.17781698924570427,0.27736403505635693,7.3813111124561518E-3,9.4073122768920409E-2,7.8206100000000001E-2,5.7458000000000002E-2,1.8947926585159267E-5,2.2745645002966546E-3,0,0.6945930706103195,null,null,0.16834903082062969,8.2395051762918364E-2,0.24536728327605431,6.1641798104941616E-2,5.2966894895464751E-2,4.1280967819484248E-3,9.4830350723602607E-6,1.6625640071504385E-3,0,0.61652020268418006,null,{"$f":"J7181*VLOOKUP($B7181,$AR$36:$AZ$47,MATCH(AG$2,$AS$2:$BA$2,0)+1,FALSE)","v":0.15971489837271594},{"$f":"K7181*VLOOKUP($B7181,$AR$36:$AZ$47,MATCH(AH$2,$AS$2:$BA$2,0)+1,FALSE)","v":0.24483377325974534},{"$f":"L7181*VLOOKUP($B7181,$AR$36:$AZ$47,MATCH(AI$2,$AS$2:$BA$2,0)+1,FALSE)","v":5.2343629085549303E-3},{"$f":"M7181*VLOOKUP($B7181,$AR$36:$AZ$47,MATCH(AJ$2,$AS$2:$BA$2,0)+1,FALSE)","v":8.0955051250637969E-2},{"$f":"N7181*VLOOKUP($B7181,$AR$36:$AZ$47,MATCH(AK$2,$AS$2:$BA$2,0)+1,FALSE)","v":6.0392594907172553E-2},{"$f":"O7181*VLOOKUP($B7181,$AR$36:$AZ$47,MATCH(AL$2,$AS$2:$BA$2,0)+1,FALSE)","v":5.6496218071597291E-2},{"$f":"P7181*VLOOKUP($B7181,$AR$36:$AZ$47,MATCH(AM$2,$AS$2:$BA$2,0)+1,FALSE)","v":9.4830350723602607E-6},{"$f":"Q7181*VLOOKUP($B7181,$AR$36:$AZ$47,MATCH(AN$2,$AS$2:$BA$2,0)+1,FALSE)","v":1.6291243294814998E-3},{"$f":"R7181*VLOOKUP($B7181,$AR$36:$BA$47,MATCH(AO$2,$AS$2:$BA$2,0)+1,FALSE)","v":0},0.60926550613497787]
[2006,10,27,7,null,2013,10,27,7,0.20498867404879051,0.30664366692336953,6.8892237049590745E-3,9.4491911158634909E-2,8.177849999999999E-2,5.9624999999999997E-2,1.7684731479481982E-5,2.249277116326259E-3,0,0.75668393768355968,null,null,0.19407394508088902,8.276185250294478E-2,0.27126921293709388,6.4457552368996376E-2,5.4964515091755463E-2,3.8528903298185291E-3,8.8508327342029097E-6,1.6440805152913643E-3,0,0.67303289965952373,null,{"$f":"J7185*VLOOKUP($B7185,$AR$36:$AZ$47,MATCH(AG$2,$AS$2:$BA$2,0)+1,FALSE)","v":0.18412045655559484},{"$f":"K7185*VLOOKUP($B7185,$AR$36:$AZ$47,MATCH(AH$2,$AS$2:$BA$2,0)+1,FALSE)","v":0.27067938351776022},{"$f":"L7185*VLOOKUP($B7185,$AR$36:$AZ$47,MATCH(AI$2,$AS$2:$BA$2,0)+1,FALSE)","v":4.8854053813179345E-3},{"$f":"M7185*VLOOKUP($B7185,$AR$36:$AZ$47,MATCH(AJ$2,$AS$2:$BA$2,0)+1,FALSE)","v":8.1315441493404639E-2},{"$f":"N7185*VLOOKUP($B7185,$AR$36:$AZ$47,MATCH(AK$2,$AS$2:$BA$2,0)+1,FALSE)","v":6.3151286442057711E-2},{"$f":"O7185*VLOOKUP($B7185,$AR$36:$AZ$47,MATCH(AL$2,$AS$2:$BA$2,0)+1,FALSE)","v":5.8626944942723178E-2},{"$f":"P7185*VLOOKUP($B7185,$AR$36:$AZ$47,MATCH(AM$2,$AS$2:$BA$2,0)+1,FALSE)","v":8.8508327342029097E-6},{"$f":"Q7185*VLOOKUP($B7185,$AR$36:$AZ$47,MATCH(AN$2,$AS$2:$BA$2,0)+1,FALSE)","v":1.611012601961907E-3},{"$f":"R7185*VLOOKUP($B7185,$AR$36:$BA$47,MATCH(AO$2,$AS$2:$BA$2,0)+1,FALSE)","v":0},0.66439878176755462]
[2006,10,27,17,null,2013,10,27,17,0.38223234781873205,0.35130307121330029,1.2302185187426922E-4,8.6428497341436872E-2,8.3853900000000023E-2,6.2740000000000004E-2,3.1579877641932119E-7,1.9015755867333422E-3,0,0.96858272961085334,null,null,0.36188018690757306,7.5699416609476586E-2,0.31077670243954775,6.609337601685758E-2,5.7836036509127685E-2,6.880161303247375E-5,1.5805058453933774E-7,1.389932502229109E-3,0,0.87374461064842879,null,{"$f":"J7195*VLOOKUP($B7195,$AR$36:$AZ$47,MATCH(AG$2,$AS$2:$BA$2,0)+1,FALSE)","v":0.34332040400413094},{"$f":"K7195*VLOOKUP($B7195,$AR$36:$AZ$47,MATCH(AH$2,$AS$2:$BA$2,0)+1,FALSE)","v":0.31010097060858305},{"$f":"L7195*VLOOKUP($B7195,$AR$36:$AZ$47,MATCH(AI$2,$AS$2:$BA$2,0)+1,FALSE)","v":8.7239381809248859E-5},{"$f":"M7195*VLOOKUP($B7195,$AR$36:$AZ$47,MATCH(AJ$2,$AS$2:$BA$2,0)+1,FALSE)","v":7.4376434265699093E-2},{"$f":"N7195*VLOOKUP($B7195,$AR$36:$AZ$47,MATCH(AK$2,$AS$2:$BA$2,0)+1,FALSE)","v":6.4753959270268655E-2},{"$f":"O7195*VLOOKUP($B7195,$AR$36:$AZ$47,MATCH(AL$2,$AS$2:$BA$2,0)+1,FALSE)","v":6.1689803366145955E-2},{"$f":"P7195*VLOOKUP($B7195,$AR$36:$AZ$47,MATCH(AM$2,$AS$2:$BA$2,0)+1,FALSE)","v":1.5805058453933774E-7},{"$f":"Q7195*VLOOKUP($B7195,$AR$36:$AZ$47,MATCH(AN$2,$AS$2:$BA$2,0)+1,FALSE)","v":1.361976348567521E-3},{"$f":"R7195*VLOOKUP($B7195,$AR$36:$BA$47,MATCH(AO$2,$AS$2:$BA$2,0)+1,FALSE)","v":0},0.85569094529578882]
[2006,10,27,24,null,2013,10,27,24,0.20035079345337914,0.31302359573361094,7.3813111124561518E-3,0.11311069042325682,8.1658200000000014E-2,6.0177000000000001E-2,1.8947926585159267E-5,2.2745645002966546E-3,0,0.77799510314958487,null,null,0.18968301085907269,9.9069329454030991E-2,0.27691315231569963,6.4362732293426525E-2,5.5473368967321912E-2,4.1280967819484248E-3,9.4830350723602607E-6,1.6625640071504385E-3,0,0.69130173771372305,null,{"$f":"J7202*VLOOKUP($B7202,$AR$36:$AZ$47,MATCH(AG$2,$AS$2:$BA$2,0)+1,FALSE)","v":0.17995472058681528},{"$f":"K7202*VLOOKUP($B7202,$AR$36:$AZ$47,MATCH(AH$2,$AS$2:$BA$2,0)+1,FALSE)","v":0.27631105109651671},{"$f":"L7202*VLOOKUP($B7202,$AR$36:$AZ$47,MATCH(AI$2,$AS$2:$BA$2,0)+1,FALSE)","v":5.2343629085549303E-3},{"$f":"M7202*VLOOKUP($B7202,$AR$36:$AZ$47,MATCH(AJ$2,$AS$2:$BA$2,0)+1,FALSE)","v":9.7337916194220608E-2},{"$f":"N7202*VLOOKUP($B7202,$AR$36:$AZ$47,MATCH(AK$2,$AS$2:$BA$2,0)+1,FALSE)","v":6.3058387944787922E-2},{"$f":"O7202*VLOOKUP($B7202,$AR$36:$AZ$47,MATCH(AL$2,$AS$2:$BA$2,0)+1,FALSE)","v":5.9169705087098581E-2},{"$f":"P7202*VLOOKUP($B7202,$AR$36:$AZ$47,MATCH(AM$2,$AS$2:$BA$2,0)+1,FALSE)","v":9.4830350723602607E-6},{"$f":"Q7202*VLOOKUP($B7202,$AR$36:$AZ$47,MATCH(AN$2,$AS$2:$BA$2,0)+1,FALSE)","v":1.6291243294814998E-3},{"$f":"R7202*VLOOKUP($B7202,$AR$36:$BA$47,MATCH(AO$2,$AS$2:$BA$2,0)+1,FALSE)","v":0},0.68270475118254781]
[2006,10,28,7,null,2013,10,28,7,0.24228662520161037,0.35449234328413237,7.1352674087076145E-3,0.10036368941033785,0.10906670000000002,7.3389999999999997E-2,1.8316329032320625E-5,2.2619208083114583E-3,0,0.88901486244213201,null,null,0.22938594735248358,8.7904718592102402E-2,0.31359805966233717,8.5966024406948269E-2,6.7653597695328027E-2,3.9904935558834776E-3,9.1669339032815852E-6,1.6533222612209026E-3,0,0.79016133046020709,null,{"$f":"J7209*VLOOKUP($B7209,$AR$36:$AZ$47,MATCH(AG$2,$AS$2:$BA$2,0)+1,FALSE)","v":0.2176214088726528},{"$f":"K7209*VLOOKUP($B7209,$AR$36:$AZ$47,MATCH(AH$2,$AS$2:$BA$2,0)+1,FALSE)","v":0.31291619326315356},{"$f":"L7209*VLOOKUP($B7209,$AR$36:$AZ$47,MATCH(AI$2,$AS$2:$BA$2,0)+1,FALSE)","v":5.0598841449364333E-3},{"$f":"M7209*VLOOKUP($B7209,$AR$36:$AZ$47,MATCH(AJ$2,$AS$2:$BA$2,0)+1,FALSE)","v":8.6368426823408354E-2},{"$f":"N7209*VLOOKUP($B7209,$AR$36:$AZ$47,MATCH(AK$2,$AS$2:$BA$2,0)+1,FALSE)","v":8.4223878072965122E-2},{"$f":"O7209*VLOOKUP($B7209,$AR$36:$AZ$47,MATCH(AL$2,$AS$2:$BA$2,0)+1,FALSE)","v":7.2161534412519143E-2},{"$f":"P7209*VLOOKUP($B7209,$AR$36:$AZ$47,MATCH(AM$2,$AS$2:$BA$2,0)+1,FALSE)","v":9.1669339032815852E-6},{"$f":"Q7209*VLOOKUP($B7209,$AR$36:$AZ$47,MATCH(AN$2,$AS$2:$BA$2,0)+1,FALSE)","v":1.6200684657217044E-3},{"$f":"R7209*VLOOKUP($B7209,$AR$36:$BA$47,MATCH(AO$2,$AS$2:$BA$2,0)+1,FALSE)","v":0},0.7799805609892605]
[2006,10,28,17,null,2013,10,28,17,0.37179152735789373,0.41107091103187715,2.4604370374853844E-4,0.1041343779749649,0.10710730000000002,7.2166999999999995E-2,6.3159755283864238E-7,1.9078974327259401E-3,0,1.0684256890987633,null,null,0.35199529338299779,9.1207320550235046E-2,0.36364971634916599,8.4421631588398022E-2,6.6526191373194404E-2,1.376032260649475E-4,3.1610116907867547E-7,1.3945533751938768E-3,0,0.95933262594641922,null,{"$f":"J7219*VLOOKUP($B7219,$AR$36:$AZ$47,MATCH(AG$2,$AS$2:$BA$2,0)+1,FALSE)","v":0.33394247793584975},{"$f":"K7219*VLOOKUP($B7219,$AR$36:$AZ$47,MATCH(AH$2,$AS$2:$BA$2,0)+1,FALSE)","v":0.36285902101476836},{"$f":"L7219*VLOOKUP($B7219,$AR$36:$AZ$47,MATCH(AI$2,$AS$2:$BA$2,0)+1,FALSE)","v":1.7447876361849772E-4},{"$f":"M7219*VLOOKUP($B7219,$AR$36:$AZ$47,MATCH(AJ$2,$AS$2:$BA$2,0)+1,FALSE)","v":8.9613309920883524E-2},{"$f":"N7219*VLOOKUP($B7219,$AR$36:$AZ$47,MATCH(AK$2,$AS$2:$BA$2,0)+1,FALSE)","v":8.2710783180608718E-2},{"$f":"O7219*VLOOKUP($B7219,$AR$36:$AZ$47,MATCH(AL$2,$AS$2:$BA$2,0)+1,FALSE)","v":7.0959006049165677E-2},{"$f":"P7219*VLOOKUP($B7219,$AR$36:$AZ$47,MATCH(AM$2,$AS$2:$BA$2,0)+1,FALSE)","v":3.1610116907867547E-7},{"$f":"Q7219*VLOOKUP($B7219,$AR$36:$AZ$47,MATCH(AN$2,$AS$2:$BA$2,0)+1,FALSE)","v":1.3665042804474185E-3},{"$f":"R7219*VLOOKUP($B7219,$AR$36:$BA$47,MATCH(AO$2,$AS$2:$BA$2,0)+1,FALSE)","v":0},0.94162589724651125]
[2006,10,28,21,null,2013,10,28,21,0.36688577633304925,0.35583791675800303,7.3813111124561518E-3,0.10204506083551064,8.8295699999999991E-2,6.4686999999999995E-2,1.8947926585159267E-5,2.2745645002966546E-3,0,0.98742627746590095,null,null,0.34735075163261026,8.9377367543600511E-2,0.3147884076022382,6.959438858266162E-2,5.9630852624576701E-2,4.1280967819484248E-3,9.4830350723602607E-6,1.6625640071504385E-3,0,0.88654191180985853,null,{"$f":"J7223*VLOOKUP($B7223,$AR$36:$AZ$47,MATCH(AG$2,$AS$2:$BA$2,0)+1,FALSE)","v":0.32953614123147429},{"$f":"K7223*VLOOKUP($B7223,$AR$36:$AZ$47,MATCH(AH$2,$AS$2:$BA$2,0)+1,FALSE)","v":0.31410395299104704},{"$f":"L7223*VLOOKUP($B7223,$AR$36:$AZ$47,MATCH(AI$2,$AS$2:$BA$2,0)+1,FALSE)","v":5.2343629085549303E-3},{"$f":"M7223*VLOOKUP($B7223,$AR$36:$AZ$47,MATCH(AJ$2,$AS$2:$BA$2,0)+1,FALSE)","v":8.78153386074529E-2},{"$f":"N7223*VLOOKUP($B7223,$AR$36:$AZ$47,MATCH(AK$2,$AS$2:$BA$2,0)+1,FALSE)","v":6.8184021989911719E-2},{"$f":"O7223*VLOOKUP($B7223,$AR$36:$AZ$47,MATCH(AL$2,$AS$2:$BA$2,0)+1,FALSE)","v":6.3604212788426567E-2},{"$f":"P7223*VLOOKUP($B7223,$AR$36:$AZ$47,MATCH(AM$2,$AS$2:$BA$2,0)+1,FALSE)","v":9.4830350723602607E-6},{"$f":"Q7223*VLOOKUP($B7223,$AR$36:$AZ$47,MATCH(AN$2,$AS$2:$BA$2,0)+1,FALSE)","v":1.6291243294814998E-3},{"$f":"R7223*VLOOKUP($B7223,$AR$36:$BA$47,MATCH(AO$2,$AS$2:$BA$2,0)+1,FALSE)","v":0},0.87011663788142124]
[2006,10,29,10,null,2013,10,29,10,0.23194385338705648,0.42882246017482528,0,0.1089269896207135,0.11916390000000002,7.8048000000000006E-2,0,1.8952537407407432E-3,5.7376000000000063E-4,0.96937421692333592,null,null,0.21959388182283318,9.5404985866406333E-2,0.37935344443439351,9.3924605180381746E-2,7.1947513188785422E-2,0,0,1.3853116292643403E-3,{"$f":"$R7236*$BA$6","v":5.7376000000000063E-4},0.86218350212206452,null,{"$f":"J7236*VLOOKUP($B7236,$AR$36:$AZ$47,MATCH(AG$2,$AS$2:$BA$2,0)+1,FALSE)","v":0.20833154992126143},{"$f":"K7236*VLOOKUP($B7236,$AR$36:$AZ$47,MATCH(AH$2,$AS$2:$BA$2,0)+1,FALSE)","v":0.37852860397634697},{"$f":"L7236*VLOOKUP($B7236,$AR$36:$AZ$47,MATCH(AI$2,$AS$2:$BA$2,0)+1,FALSE)","v":0},{"$f":"M7236*VLOOKUP($B7236,$AR$36:$AZ$47,MATCH(AJ$2,$AS$2:$BA$2,0)+1,FALSE)","v":9.3737613547531753E-2},{"$f":"N7236*VLOOKUP($B7236,$AR$36:$AZ$47,MATCH(AK$2,$AS$2:$BA$2,0)+1,FALSE)","v":9.2021174054949931E-2},{"$f":"O7236*VLOOKUP($B7236,$AR$36:$AZ$47,MATCH(AL$2,$AS$2:$BA$2,0)+1,FALSE)","v":7.6741564761252143E-2},{"$f":"P7236*VLOOKUP($B7236,$AR$36:$AZ$47,MATCH(AM$2,$AS$2:$BA$2,0)+1,FALSE)","v":0},{"$f":"Q7236*VLOOKUP($B7236,$AR$36:$AZ$47,MATCH(AN$2,$AS$2:$BA$2,0)+1,FALSE)","v":1.3574484166876228E-3},{"$f":"R7236*VLOOKUP($B7236,$AR$36:$BA$47,MATCH(AO$2,$AS$2:$BA$2,0)+1,FALSE)","v":5.7376000000000063E-4},{"$f":"SUM(AG7236:AO7236)","v":0.85129171467802978}]
[2006,10,29,18,null,2013,10,29,18,0.3830512366970435,0.39467929307292138,7.3813111124561518E-3,9.167726582484638E-2,9.9785600000000002E-2,6.8831000000000003E-2,1.8947926585159267E-5,2.2745645002966546E-3,4.9120000000000045E-4,1.0481904191341489,null,null,0.36265547362004252,8.0296612260612979E-2,0.34914903760662191,7.8650691045589319E-2,6.3450944038249399E-2,4.1280967819484248E-3,9.4830350723602607E-6,1.6625640071504385E-3,4.9120000000000045E-4,0.94049410239528741,null,{"$f":"J7244*VLOOKUP($B7244,$AR$36:$AZ$47,MATCH(AG$2,$AS$2:$BA$2,0)+1,FALSE)","v":0.34405592851465638},{"$f":"K7244*VLOOKUP($B7244,$AR$36:$AZ$47,MATCH(AH$2,$AS$2:$BA$2,0)+1,FALSE)","v":0.34838987156679502},{"$f":"L7244*VLOOKUP($B7244,$AR$36:$AZ$47,MATCH(AI$2,$AS$2:$BA$2,0)+1,FALSE)","v":5.2343629085549303E-3},{"$f":"M7244*VLOOKUP($B7244,$AR$36:$AZ$47,MATCH(AJ$2,$AS$2:$BA$2,0)+1,FALSE)","v":7.8893285721995512E-2},{"$f":"N7244*VLOOKUP($B7244,$AR$36:$AZ$47,MATCH(AK$2,$AS$2:$BA$2,0)+1,FALSE)","v":7.705679375866023E-2},{"$f":"O7244*VLOOKUP($B7244,$AR$36:$AZ$47,MATCH(AL$2,$AS$2:$BA$2,0)+1,FALSE)","v":6.7678846915766533E-2},{"$f":"P7244*VLOOKUP($B7244,$AR$36:$AZ$47,MATCH(AM$2,$AS$2:$BA$2,0)+1,FALSE)","v":9.4830350723602607E-6},{"$f":"Q7244*VLOOKUP($B7244,$AR$36:$AZ$47,MATCH(AN$2,$AS$2:$BA$2,0)+1,FALSE)","v":1.6291243294814998E-3},{"$f":"R7244*VLOOKUP($B7244,$AR$36:$BA$47,MATCH(AO$2,$AS$2:$BA$2,0)+1,FALSE)","v":4.9120000000000045E-4},0.92343889675098245]
[2006,10,29,19,null,2013,10,29,19,0.39184993196748152,0.37930907496281108,7.3813111124561518E-3,9.1592148920116939E-2,9.6468699999999991E-2,6.7422999999999997E-2,1.8947926585159267E-5,2.2745645002966546E-3,4.2880000000000018E-4,1.0367464793897472,null,null,0.37098567776728253,8.0222061617829396E-2,0.33555192989122584,7.6036321065059892E-2,6.2152997920862534E-2,4.1280967819484248E-3,9.4830350723602607E-6,1.6625640071504385E-3,4.2880000000000018E-4,0.9311779320864314,null,{"$f":"J7245*VLOOKUP($B7245,$AR$36:$AZ$47,MATCH(AG$2,$AS$2:$BA$2,0)+1,FALSE)","v":0.35195890070472485},{"$f":"K7245*VLOOKUP($B7245,$AR$36:$AZ$47,MATCH(AH$2,$AS$2:$BA$2,0)+1,FALSE)","v":0.3348223284822745},{"$f":"L7245*VLOOKUP($B7245,$AR$36:$AZ$47,MATCH(AI$2,$AS$2:$BA$2,0)+1,FALSE)","v":5.2343629085549303E-3},{"$f":"M7245*VLOOKUP($B7245,$AR$36:$AZ$47,MATCH(AJ$2,$AS$2:$BA$2,0)+1,FALSE)","v":7.882003798468383E-2},{"$f":"N7245*VLOOKUP($B7245,$AR$36:$AZ$47,MATCH(AK$2,$AS$2:$BA$2,0)+1,FALSE)","v":7.4495405349730467E-2},{"$f":"O7245*VLOOKUP($B7245,$AR$36:$AZ$47,MATCH(AL$2,$AS$2:$BA$2,0)+1,FALSE)","v":6.629441524315681E-2},{"$f":"P7245*VLOOKUP($B7245,$AR$36:$AZ$47,MATCH(AM$2,$AS$2:$BA$2,0)+1,FALSE)","v":9.4830350723602607E-6},{"$f":"Q7245*VLOOKUP($B7245,$AR$36:$AZ$47,MATCH(AN$2,$AS$2:$BA$2,0)+1,FALSE)","v":1.6291243294814998E-3},{"$f":"R7245*VLOOKUP($B7245,$AR$36:$BA$47,MATCH(AO$2,$AS$2:$BA$2,0)+1,FALSE)","v":4.2880000000000018E-4},0.91369285803767919]
[2006,10,30,4,null,2013,10,30,4,0.17136077056905868,0.28842685631550125,7.3629190447053851E-3,7.6461865429128709E-2,8.5997199999999996E-2,5.9723999999999999E-2,1.7958104117174758E-5,2.3248785498920436E-3,6.464000000000056E-5,0.69174108801240319,null,null,0.16223657687801188,6.6970024747639814E-2,0.255153896011095,6.7782718227737793E-2,5.505577692813423E-2,4.1178107725202088E-3,8.9876499368352389E-6,1.699340422108276E-3,6.464000000000056E-5,0.61308977163718403,null,{"$f":"J7254*VLOOKUP($B7254,$AR$36:$AZ$47,MATCH(AG$2,$AS$2:$BA$2,0)+1,FALSE)","v":0.15391593442564533},{"$f":"K7254*VLOOKUP($B7254,$AR$36:$AZ$47,MATCH(AH$2,$AS$2:$BA$2,0)+1,FALSE)","v":0.25459910664633273},{"$f":"L7254*VLOOKUP($B7254,$AR$36:$AZ$47,MATCH(AI$2,$AS$2:$BA$2,0)+1,FALSE)","v":5.2213204075981859E-3},{"$f":"M7254*VLOOKUP($B7254,$AR$36:$AZ$47,MATCH(AJ$2,$AS$2:$BA$2,0)+1,FALSE)","v":6.5799604098818368E-2},{"$f":"N7254*VLOOKUP($B7254,$AR$36:$AZ$47,MATCH(AK$2,$AS$2:$BA$2,0)+1,FALSE)","v":6.6409066079897841E-2},{"$f":"O7254*VLOOKUP($B7254,$AR$36:$AZ$47,MATCH(AL$2,$AS$2:$BA$2,0)+1,FALSE)","v":5.8724287794703546E-2},{"$f":"P7254*VLOOKUP($B7254,$AR$36:$AZ$47,MATCH(AM$2,$AS$2:$BA$2,0)+1,FALSE)","v":8.9876499368352389E-6},{"$f":"Q7254*VLOOKUP($B7254,$AR$36:$AZ$47,MATCH(AN$2,$AS$2:$BA$2,0)+1,FALSE)","v":1.665161048730348E-3},{"$f":"R7254*VLOOKUP($B7254,$AR$36:$BA$47,MATCH(AO$2,$AS$2:$BA$2,0)+1,FALSE)","v":6.464000000000056E-5},0.60640810815166313]
[2006,10,30,12,null,2013,10,30,12,0.22431314260578761,0.43422998406511021,0,0.10373335674964423,0.11912419999999997,7.8051999999999996E-2,0,1.9643041520283999E-3,0,0.96141698757257055,null,null,0.21236947222086835,9.0856081390252127E-2,0.38413715565326145,9.3893313767246855E-2,7.1951200535709817E-2,0,0,1.4357831496238727E-3,0,0.85464300671696247,null,{"$f":"J7262*VLOOKUP($B7262,$AR$36:$AZ$47,MATCH(AG$2,$AS$2:$BA$2,0)+1,FALSE)","v":0.20147765928847203},{"$f":"K7262*VLOOKUP($B7262,$AR$36:$AZ$47,MATCH(AH$2,$AS$2:$BA$2,0)+1,FALSE)","v":0.38330191381726297},{"$f":"L7262*VLOOKUP($B7262,$AR$36:$AZ$47,MATCH(AI$2,$AS$2:$BA$2,0)+1,FALSE)","v":0},{"$f":"M7262*VLOOKUP($B7262,$AR$36:$AZ$47,MATCH(AJ$2,$AS$2:$BA$2,0)+1,FALSE)","v":8.9268209291789136E-2},{"$f":"N7262*VLOOKUP($B7262,$AR$36:$AZ$47,MATCH(AK$2,$AS$2:$BA$2,0)+1,FALSE)","v":9.1990516778627282E-2},{"$f":"O7262*VLOOKUP($B7262,$AR$36:$AZ$47,MATCH(AL$2,$AS$2:$BA$2,0)+1,FALSE)","v":7.6745497805776594E-2},{"$f":"P7262*VLOOKUP($B7262,$AR$36:$AZ$47,MATCH(AM$2,$AS$2:$BA$2,0)+1,FALSE)","v":0},{"$f":"Q7262*VLOOKUP($B7262,$AR$36:$AZ$47,MATCH(AN$2,$AS$2:$BA$2,0)+1,FALSE)","v":1.4069047873356102E-3},{"$f":"R7262*VLOOKUP($B7262,$AR$36:$BA$47,MATCH(AO$2,$AS$2:$BA$2,0)+1,FALSE)","v":0},0.84419070176926359]
[2006,10,30,21,null,2013,10,30,21,0.35356327636578705,0.35578095048604708,7.3629190447053851E-3,8.7306505715059851E-2,9.0254700000000021E-2,6.4985000000000001E-2,1.7958104117174758E-5,2.3248785498920436E-3,0,0.96159618826560866,null,null,0.33473761513136541,7.6468430577160476E-2,0.31473801296695192,7.1138466122490127E-2,5.990555997044409E-2,4.1178107725202088E-3,8.9876499368352389E-6,1.699340422108276E-3,0,0.86281422361297722,null,{"$f":"J7271*VLOOKUP($B7271,$AR$36:$AZ$47,MATCH(AG$2,$AS$2:$BA$2,0)+1,FALSE)","v":0.31756989583856843},{"$f":"K7271*VLOOKUP($B7271,$AR$36:$AZ$47,MATCH(AH$2,$AS$2:$BA$2,0)+1,FALSE)","v":0.31405366793044542},{"$f":"L7271*VLOOKUP($B7271,$AR$36:$AZ$47,MATCH(AI$2,$AS$2:$BA$2,0)+1,FALSE)","v":5.2213204075981859E-3},{"$f":"M7271*VLOOKUP($B7271,$AR$36:$AZ$47,MATCH(AJ$2,$AS$2:$BA$2,0)+1,FALSE)","v":7.513200834247058E-2},{"$f":"N7271*VLOOKUP($B7271,$AR$36:$AZ$47,MATCH(AK$2,$AS$2:$BA$2,0)+1,FALSE)","v":6.9696807992834162E-2},{"$f":"O7271*VLOOKUP($B7271,$AR$36:$AZ$47,MATCH(AL$2,$AS$2:$BA$2,0)+1,FALSE)","v":6.3897224605498792E-2},{"$f":"P7271*VLOOKUP($B7271,$AR$36:$AZ$47,MATCH(AM$2,$AS$2:$BA$2,0)+1,FALSE)","v":8.9876499368352389E-6},{"$f":"Q7271*VLOOKUP($B7271,$AR$36:$AZ$47,MATCH(AN$2,$AS$2:$BA$2,0)+1,FALSE)","v":1.665161048730348E-3},{"$f":"R7271*VLOOKUP($B7271,$AR$36:$BA$47,MATCH(AO$2,$AS$2:$BA$2,0)+1,FALSE)","v":0},0.84724507381608272]
[2006,10,31,3,null,2013,10,31,3,0.17956877829757975,0.28507775823895704,7.3629190447053851E-3,7.5304320098989144E-2,8.3660100000000001E-2,5.9649000000000001E-2,1.7958104117174758E-5,2.3248785498920436E-3,0,0.69296571233424054,null,null,0.17000754494988379,6.5956175046604018E-2,0.25219115033175799,6.5940623476163959E-2,5.4986639173301835E-2,4.1178107725202088E-3,8.9876499368352389E-6,1.699340422108276E-3,0,0.61490827182227681,null,{"$f":"J7277*VLOOKUP($B7277,$AR$36:$AZ$47,MATCH(AG$2,$AS$2:$BA$2,0)+1,FALSE)","v":0.16128835213311069},{"$f":"K7277*VLOOKUP($B7277,$AR$36:$AZ$47,MATCH(AH$2,$AS$2:$BA$2,0)+1,FALSE)","v":0.25164280296070646},{"$f":"L7277*VLOOKUP($B7277,$AR$36:$AZ$47,MATCH(AI$2,$AS$2:$BA$2,0)+1,FALSE)","v":5.2213204075981859E-3},{"$f":"M7277*VLOOKUP($B7277,$AR$36:$AZ$47,MATCH(AJ$2,$AS$2:$BA$2,0)+1,FALSE)","v":6.4803473229892383E-2},{"$f":"N7277*VLOOKUP($B7277,$AR$36:$AZ$47,MATCH(AK$2,$AS$2:$BA$2,0)+1,FALSE)","v":6.4604302339504802E-2},{"$f":"O7277*VLOOKUP($B7277,$AR$36:$AZ$47,MATCH(AL$2,$AS$2:$BA$2,0)+1,FALSE)","v":5.8650543209869933E-2},{"$f":"P7277*VLOOKUP($B7277,$AR$36:$AZ$47,MATCH(AM$2,$AS$2:$BA$2,0)+1,FALSE)","v":8.9876499368352389E-6},{"$f":"Q7277*VLOOKUP($B7277,$AR$36:$AZ$47,MATCH(AN$2,$AS$2:$BA$2,0)+1,FALSE)","v":1.665161048730348E-3},{"$f":"R7277*VLOOKUP($B7277,$AR$36:$BA$47,MATCH(AO$2,$AS$2:$BA$2,0)+1,FALSE)","v":0},0.6078849429793497]
[2006,10,31,14,null,2013,10,31,14,0.22949655838564015,0.43292020565212974,0,0.10097122301243273,0.11885719999999995,7.9472000000000001E-2,0,1.9643041520283999E-3,0,0.96368149120223101,null,null,0.21727689432142341,8.8436834047813176E-2,0.38297847345129055,9.3682865220470826E-2,7.3260208693869858E-2,0,0,1.4357831496238727E-3,0,0.85707105888449175,null,{"$f":"J7288*VLOOKUP($B7288,$AR$36:$AZ$47,MATCH(AG$2,$AS$2:$BA$2,0)+1,FALSE)","v":0.20613339397397359},{"$f":"K7288*VLOOKUP($B7288,$AR$36:$AZ$47,MATCH(AH$2,$AS$2:$BA$2,0)+1,FALSE)","v":0.38214575097546188},{"$f":"L7288*VLOOKUP($B7288,$AR$36:$AZ$47,MATCH(AI$2,$AS$2:$BA$2,0)+1,FALSE)","v":0},{"$f":"M7288*VLOOKUP($B7288,$AR$36:$AZ$47,MATCH(AJ$2,$AS$2:$BA$2,0)+1,FALSE)","v":8.6891242612301509E-2},{"$f":"N7288*VLOOKUP($B7288,$AR$36:$AZ$47,MATCH(AK$2,$AS$2:$BA$2,0)+1,FALSE)","v":9.1784333081444874E-2},{"$f":"O7288*VLOOKUP($B7288,$AR$36:$AZ$47,MATCH(AL$2,$AS$2:$BA$2,0)+1,FALSE)","v":7.8141728611959685E-2},{"$f":"P7288*VLOOKUP($B7288,$AR$36:$AZ$47,MATCH(AM$2,$AS$2:$BA$2,0)+1,FALSE)","v":0},{"$f":"Q7288*VLOOKUP($B7288,$AR$36:$AZ$47,MATCH(AN$2,$AS$2:$BA$2,0)+1,FALSE)","v":1.4069047873356102E-3},{"$f":"R7288*VLOOKUP($B7288,$AR$36:$BA$47,MATCH(AO$2,$AS$2:$BA$2,0)+1,FALSE)","v":0},0.84650335404247712]
[2006,10,31,17,null,2013,10,31,17,0.3307013560562761,0.41558787892373777,6.1357658705878224E-4,9.1220220328188079E-2,0.10749500000000002,7.5254000000000001E-2,1.4965086764312303E-6,1.9943520185170369E-3,0,1.0228678804224542,null,null,0.31309298970422772,7.9896303583206013E-2,0.36764560622741138,8.4727215489465657E-2,6.9371901362095867E-2,3.4315089771001745E-4,7.4897082806960356E-7,1.4577462556642396E-3,0,0.9165356624906088,null,{"$f":"J7291*VLOOKUP($B7291,$AR$36:$AZ$47,MATCH(AG$2,$AS$2:$BA$2,0)+1,FALSE)","v":0.29703536033480255},{"$f":"K7291*VLOOKUP($B7291,$AR$36:$AZ$47,MATCH(AH$2,$AS$2:$BA$2,0)+1,FALSE)","v":0.36684622250047161},{"$f":"L7291*VLOOKUP($B7291,$AR$36:$AZ$47,MATCH(AI$2,$AS$2:$BA$2,0)+1,FALSE)","v":4.3511003396651558E-4},{"$f":"M7291*VLOOKUP($B7291,$AR$36:$AZ$47,MATCH(AJ$2,$AS$2:$BA$2,0)+1,FALSE)","v":7.8499973152828098E-2},{"$f":"N7291*VLOOKUP($B7291,$AR$36:$AZ$47,MATCH(AK$2,$AS$2:$BA$2,0)+1,FALSE)","v":8.3010174264494904E-2},{"$f":"O7291*VLOOKUP($B7291,$AR$36:$AZ$47,MATCH(AL$2,$AS$2:$BA$2,0)+1,FALSE)","v":7.3994333160917233E-2},{"$f":"P7291*VLOOKUP($B7291,$AR$36:$AZ$47,MATCH(AM$2,$AS$2:$BA$2,0)+1,FALSE)","v":7.4897082806960356E-7},{"$f":"Q7291*VLOOKUP($B7291,$AR$36:$AZ$47,MATCH(AN$2,$AS$2:$BA$2,0)+1,FALSE)","v":1.4284261424518383E-3},{"$f":"R7291*VLOOKUP($B7291,$AR$36:$BA$47,MATCH(AO$2,$AS$2:$BA$2,0)+1,FALSE)","v":0},0.90125034856076081]
[2006,11,1,7,null,2013,11,1,7,0.25050549215550844,0.37171019853889226,7.3629190447053851E-3,8.305313028924223E-2,0.11017299999999995,7.6953999999999995E-2,1.7958104117174758E-5,2.3248785498920436E-3,0,0.90210157668235758,null,null,0.23716719644460801,7.2743061650711371E-2,0.32882966085692739,8.6838006531660961E-2,7.0939023804963516E-2,4.1178107725202088E-3,8.9876499368352389E-6,1.699340422108276E-3,0,0.80234308813343647,null,{"$f":"J7305*VLOOKUP($B7305,$AR$36:$AZ$47,MATCH(AG$2,$AS$2:$BA$2,0)+1,FALSE)","v":0.22215106233174928},{"$f":"K7305*VLOOKUP($B7305,$AR$36:$AZ$47,MATCH(AH$2,$AS$2:$BA$2,0)+1,FALSE)","v":0.32941398021813667},{"$f":"L7305*VLOOKUP($B7305,$AR$36:$AZ$47,MATCH(AI$2,$AS$2:$BA$2,0)+1,FALSE)","v":5.4307912710067291E-3},{"$f":"M7305*VLOOKUP($B7305,$AR$36:$AZ$47,MATCH(AJ$2,$AS$2:$BA$2,0)+1,FALSE)","v":7.2879316414730694E-2},{"$f":"N7305*VLOOKUP($B7305,$AR$36:$AZ$47,MATCH(AK$2,$AS$2:$BA$2,0)+1,FALSE)","v":8.5676629208457783E-2},{"$f":"O7305*VLOOKUP($B7305,$AR$36:$AZ$47,MATCH(AL$2,$AS$2:$BA$2,0)+1,FALSE)","v":7.1688181869280693E-2},{"$f":"P7305*VLOOKUP($B7305,$AR$36:$AZ$47,MATCH(AM$2,$AS$2:$BA$2,0)+1,FALSE)","v":8.9876499368352389E-6},{"$f":"Q7305*VLOOKUP($B7305,$AR$36:$AZ$47,MATCH(AN$2,$AS$2:$BA$2,0)+1,FALSE)","v":1.6392211723175037E-3},{"$f":"R7305*VLOOKUP($B7305,$AR$36:$BA$47,MATCH(AO$2,$AS$2:$BA$2,0)+1,FALSE)","v":0},0.78888817013561618]
[2006,11,1,14,null,2013,11,1,14,0.24544787015512418,0.42882433293208827,0,8.9671200226147177E-2,0.11665230000000001,7.8599000000000002E-2,0,1.9643041520283999E-3,0,0.96115900746538807,null,null,0.23237887016806044,7.8539576095770808E-2,0.37935510115013088,9.1944970086439315E-2,7.2455445227620763E-2,0,0,1.4357831496238727E-3,0,0.8561097458776461,null,{"$f":"J7312*VLOOKUP($B7312,$AR$36:$AZ$47,MATCH(AG$2,$AS$2:$BA$2,0)+1,FALSE)","v":0.21766590677451977},{"$f":"K7312*VLOOKUP($B7312,$AR$36:$AZ$47,MATCH(AH$2,$AS$2:$BA$2,0)+1,FALSE)","v":0.38002920253684241},{"$f":"L7312*VLOOKUP($B7312,$AR$36:$AZ$47,MATCH(AI$2,$AS$2:$BA$2,0)+1,FALSE)","v":0},{"$f":"M7312*VLOOKUP($B7312,$AR$36:$AZ$47,MATCH(AJ$2,$AS$2:$BA$2,0)+1,FALSE)","v":7.8686688289899928E-2},{"$f":"N7312*VLOOKUP($B7312,$AR$36:$AZ$47,MATCH(AK$2,$AS$2:$BA$2,0)+1,FALSE)","v":9.0715291890152622E-2},{"$f":"O7312*VLOOKUP($B7312,$AR$36:$AZ$47,MATCH(AL$2,$AS$2:$BA$2,0)+1,FALSE)","v":7.322061759939176E-2},{"$f":"P7312*VLOOKUP($B7312,$AR$36:$AZ$47,MATCH(AM$2,$AS$2:$BA$2,0)+1,FALSE)","v":0},{"$f":"Q7312*VLOOKUP($B7312,$AR$36:$AZ$47,MATCH(AN$2,$AS$2:$BA$2,0)+1,FALSE)","v":1.3849880265898846E-3},{"$f":"R7312*VLOOKUP($B7312,$AR$36:$BA$47,MATCH(AO$2,$AS$2:$BA$2,0)+1,FALSE)","v":0},0.84170269511739637]
[2006,11,1,16,null,2013,11,1,16,0.27638414827943103,0.41439452601032689,0,7.6839229151451943E-2,0.1102957,7.5994000000000006E-2,0,1.9643041520283999E-3,0,0.95587190759323826,null,null,0.26166793001277561,6.7300543205187427E-2,0.36658991866397622,8.6934718279561424E-2,7.0054060543108851E-2,0,0,1.4357831496238727E-3,0,0.8539829538542334,null,{"$f":"J7314*VLOOKUP($B7314,$AR$36:$AZ$47,MATCH(AG$2,$AS$2:$BA$2,0)+1,FALSE)","v":0.24510054300053474},{"$f":"K7314*VLOOKUP($B7314,$AR$36:$AZ$47,MATCH(AH$2,$AS$2:$BA$2,0)+1,FALSE)","v":0.36724133674633924},{"$f":"L7314*VLOOKUP($B7314,$AR$36:$AZ$47,MATCH(AI$2,$AS$2:$BA$2,0)+1,FALSE)","v":0},{"$f":"M7314*VLOOKUP($B7314,$AR$36:$AZ$47,MATCH(AJ$2,$AS$2:$BA$2,0)+1,FALSE)","v":6.7426603607715241E-2},{"$f":"N7314*VLOOKUP($B7314,$AR$36:$AZ$47,MATCH(AK$2,$AS$2:$BA$2,0)+1,FALSE)","v":8.5772047526955789E-2},{"$f":"O7314*VLOOKUP($B7314,$AR$36:$AZ$47,MATCH(AL$2,$AS$2:$BA$2,0)+1,FALSE)","v":7.0793872871769081E-2},{"$f":"P7314*VLOOKUP($B7314,$AR$36:$AZ$47,MATCH(AM$2,$AS$2:$BA$2,0)+1,FALSE)","v":0},{"$f":"Q7314*VLOOKUP($B7314,$AR$36:$AZ$47,MATCH(AN$2,$AS$2:$BA$2,0)+1,FALSE)","v":1.3849880265898846E-3},{"$f":"R7314*VLOOKUP($B7314,$AR$36:$BA$47,MATCH(AO$2,$AS$2:$BA$2,0)+1,FALSE)","v":0},0.83771939177990407]
[2006,11,2,4,null,2013,11,2,4,0.17465877667786561,0.26973467246550664,7.3629190447053851E-3,7.8990073214324927E-2,7.7912700000000015E-2,5.8609000000000001E-2,1.7958104117174758E-5,2.3248785498920436E-3,0,0.6696109780564119,null,null,0.16535897892976956,6.9184385291834238E-2,0.23861804496307504,6.1410541162529336E-2,5.4027928972959265E-2,4.1178107725202088E-3,8.9876499368352389E-6,1.699340422108276E-3,0,0.59442601816473273,null,{"$f":"J7326*VLOOKUP($B7326,$AR$36:$AZ$47,MATCH(AG$2,$AS$2:$BA$2,0)+1,FALSE)","v":0.15488934973315874},{"$f":"K7326*VLOOKUP($B7326,$AR$36:$AZ$47,MATCH(AH$2,$AS$2:$BA$2,0)+1,FALSE)","v":0.2390420612858194},{"$f":"L7326*VLOOKUP($B7326,$AR$36:$AZ$47,MATCH(AI$2,$AS$2:$BA$2,0)+1,FALSE)","v":5.4307912710067291E-3},{"$f":"M7326*VLOOKUP($B7326,$AR$36:$AZ$47,MATCH(AJ$2,$AS$2:$BA$2,0)+1,FALSE)","v":6.9313974312118054E-2},{"$f":"N7326*VLOOKUP($B7326,$AR$36:$AZ$47,MATCH(AK$2,$AS$2:$BA$2,0)+1,FALSE)","v":6.0589232466482831E-2},{"$f":"O7326*VLOOKUP($B7326,$AR$36:$AZ$47,MATCH(AL$2,$AS$2:$BA$2,0)+1,FALSE)","v":5.459849586995702E-2},{"$f":"P7326*VLOOKUP($B7326,$AR$36:$AZ$47,MATCH(AM$2,$AS$2:$BA$2,0)+1,FALSE)","v":8.9876499368352389E-6},{"$f":"Q7326*VLOOKUP($B7326,$AR$36:$AZ$47,MATCH(AN$2,$AS$2:$BA$2,0)+1,FALSE)","v":1.6392211723175037E-3},{"$f":"R7326*VLOOKUP($B7326,$AR$36:$BA$47,MATCH(AO$2,$AS$2:$BA$2,0)+1,FALSE)","v":0},0.58551211376079704]
[2006,11,2,9,null,2013,11,2,9,0.2777779162386883,0.33446111192252237,0,8.4870870190482242E-2,8.4991400000000009E-2,6.2951999999999994E-2,0,1.9643041520283999E-3,0,0.84701760250372138,null,null,0.26298748606939959,7.4335150536950348E-2,0.29587763380080223,6.6989949881867725E-2,5.8031465896120585E-2,0,0,1.4357831496238727E-3,0,0.75965746933476441,null,{"$f":"J7331*VLOOKUP($B7331,$AR$36:$AZ$47,MATCH(AG$2,$AS$2:$BA$2,0)+1,FALSE)","v":0.24633655196037324},{"$f":"K7331*VLOOKUP($B7331,$AR$36:$AZ$47,MATCH(AH$2,$AS$2:$BA$2,0)+1,FALSE)","v":0.29640339850684505},{"$f":"L7331*VLOOKUP($B7331,$AR$36:$AZ$47,MATCH(AI$2,$AS$2:$BA$2,0)+1,FALSE)","v":0},{"$f":"M7331*VLOOKUP($B7331,$AR$36:$AZ$47,MATCH(AJ$2,$AS$2:$BA$2,0)+1,FALSE)","v":7.447438743686785E-2},{"$f":"N7331*VLOOKUP($B7331,$AR$36:$AZ$47,MATCH(AK$2,$AS$2:$BA$2,0)+1,FALSE)","v":6.6094021799422017E-2},{"$f":"O7331*VLOOKUP($B7331,$AR$36:$AZ$47,MATCH(AL$2,$AS$2:$BA$2,0)+1,FALSE)","v":5.8644312511824698E-2},{"$f":"P7331*VLOOKUP($B7331,$AR$36:$AZ$47,MATCH(AM$2,$AS$2:$BA$2,0)+1,FALSE)","v":0},{"$f":"Q7331*VLOOKUP($B7331,$AR$36:$AZ$47,MATCH(AN$2,$AS$2:$BA$2,0)+1,FALSE)","v":1.3849880265898846E-3},{"$f":"R7331*VLOOKUP($B7331,$AR$36:$BA$47,MATCH(AO$2,$AS$2:$BA$2,0)+1,FALSE)","v":0},0.74333766024192283]
[2006,11,2,14,null,2013,11,2,14,0.29045373257599949,0.35513418357509657,0,8.3216925633386549E-2,8.6144300000000049E-2,6.5199999999999994E-2,0,1.9643041520283999E-3,0,0.88211344593651109,null,null,0.27498837194818349,7.2886523730655794E-2,0.31416585717241807,6.7898661977665753E-2,6.0103754867630289E-2,0,0,1.4357831496238727E-3,0,0.79147895284617731,null,{"$f":"J7336*VLOOKUP($B7336,$AR$36:$AZ$47,MATCH(AG$2,$AS$2:$BA$2,0)+1,FALSE)","v":0.25757760716050332},{"$f":"K7336*VLOOKUP($B7336,$AR$36:$AZ$47,MATCH(AH$2,$AS$2:$BA$2,0)+1,FALSE)","v":0.31472411944261103},{"$f":"L7336*VLOOKUP($B7336,$AR$36:$AZ$47,MATCH(AI$2,$AS$2:$BA$2,0)+1,FALSE)","v":0},{"$f":"M7336*VLOOKUP($B7336,$AR$36:$AZ$47,MATCH(AJ$2,$AS$2:$BA$2,0)+1,FALSE)","v":7.3023047212974895E-2},{"$f":"N7336*VLOOKUP($B7336,$AR$36:$AZ$47,MATCH(AK$2,$AS$2:$BA$2,0)+1,FALSE)","v":6.6990580718707463E-2},{"$f":"O7336*VLOOKUP($B7336,$AR$36:$AZ$47,MATCH(AL$2,$AS$2:$BA$2,0)+1,FALSE)","v":6.0738486080997751E-2},{"$f":"P7336*VLOOKUP($B7336,$AR$36:$AZ$47,MATCH(AM$2,$AS$2:$BA$2,0)+1,FALSE)","v":0},{"$f":"Q7336*VLOOKUP($B7336,$AR$36:$AZ$47,MATCH(AN$2,$AS$2:$BA$2,0)+1,FALSE)","v":1.3849880265898846E-3},{"$f":"R7336*VLOOKUP($B7336,$AR$36:$BA$47,MATCH(AO$2,$AS$2:$BA$2,0)+1,FALSE)","v":0},0.77443882864238434]
[2006,11,3,2,null,2013,11,3,2,0.18688375244919481,0.25820728217353645,7.3629190447053851E-3,8.1384557480065026E-2,7.9215800000000017E-2,5.9003E-2,1.7958104117174758E-5,2.3248785498920436E-3,0,0.67440014780151103,null,null,0.17693302948387696,7.1281622517665233E-2,0.22842045594029928,6.2437640418348893E-2,5.4391132645012122E-2,4.1178107725202088E-3,8.9876499368352389E-6,1.699340422108276E-3,0,0.59929001984976782,null,{"$f":"J7348*VLOOKUP($B7348,$AR$36:$AZ$47,MATCH(AG$2,$AS$2:$BA$2,0)+1,FALSE)","v":0.16573059449474972},{"$f":"K7348*VLOOKUP($B7348,$AR$36:$AZ$47,MATCH(AH$2,$AS$2:$BA$2,0)+1,FALSE)","v":0.22882635148680913},{"$f":"L7348*VLOOKUP($B7348,$AR$36:$AZ$47,MATCH(AI$2,$AS$2:$BA$2,0)+1,FALSE)","v":5.4307912710067291E-3},{"$f":"M7348*VLOOKUP($B7348,$AR$36:$AZ$47,MATCH(AJ$2,$AS$2:$BA$2,0)+1,FALSE)","v":7.1415139865363561E-2},{"$f":"N7348*VLOOKUP($B7348,$AR$36:$AZ$47,MATCH(AK$2,$AS$2:$BA$2,0)+1,FALSE)","v":6.1602595227971957E-2},{"$f":"O7348*VLOOKUP($B7348,$AR$36:$AZ$47,MATCH(AL$2,$AS$2:$BA$2,0)+1,FALSE)","v":5.4965535187685745E-2},{"$f":"P7348*VLOOKUP($B7348,$AR$36:$AZ$47,MATCH(AM$2,$AS$2:$BA$2,0)+1,FALSE)","v":8.9876499368352389E-6},{"$f":"Q7348*VLOOKUP($B7348,$AR$36:$AZ$47,MATCH(AN$2,$AS$2:$BA$2,0)+1,FALSE)","v":1.6392211723175037E-3},{"$f":"R7348*VLOOKUP($B7348,$AR$36:$BA$47,MATCH(AO$2,$AS$2:$BA$2,0)+1,FALSE)","v":0},0.58961921635584125]
[2006,11,3,11,null,2013,11,3,11,0.29481966300260809,0.32852037899723863,0,9.1759607027377746E-2,8.663620000000001E-2,6.2989000000000003E-2,0,1.9643041520283999E-3,0,0.86668915317925288,null,null,0.27912183612991165,8.0368731771957982E-2,0.29062222461175835,6.8286375985752309E-2,5.8065573855171242E-2,0,0,1.4357831496238727E-3,0,0.77790052550417532,null,{"$f":"J7357*VLOOKUP($B7357,$AR$36:$AZ$47,MATCH(AG$2,$AS$2:$BA$2,0)+1,FALSE)","v":0.26144936292119347},{"$f":"K7357*VLOOKUP($B7357,$AR$36:$AZ$47,MATCH(AH$2,$AS$2:$BA$2,0)+1,FALSE)","v":0.29113865063061511},{"$f":"L7357*VLOOKUP($B7357,$AR$36:$AZ$47,MATCH(AI$2,$AS$2:$BA$2,0)+1,FALSE)","v":0},{"$f":"M7357*VLOOKUP($B7357,$AR$36:$AZ$47,MATCH(AJ$2,$AS$2:$BA$2,0)+1,FALSE)","v":8.0519270150926706E-2},{"$f":"N7357*VLOOKUP($B7357,$AR$36:$AZ$47,MATCH(AK$2,$AS$2:$BA$2,0)+1,FALSE)","v":6.7373109413647575E-2},{"$f":"O7357*VLOOKUP($B7357,$AR$36:$AZ$47,MATCH(AL$2,$AS$2:$BA$2,0)+1,FALSE)","v":5.8678780671103804E-2},{"$f":"P7357*VLOOKUP($B7357,$AR$36:$AZ$47,MATCH(AM$2,$AS$2:$BA$2,0)+1,FALSE)","v":0},{"$f":"Q7357*VLOOKUP($B7357,$AR$36:$AZ$47,MATCH(AN$2,$AS$2:$BA$2,0)+1,FALSE)","v":1.3849880265898846E-3},{"$f":"R7357*VLOOKUP($B7357,$AR$36:$BA$47,MATCH(AO$2,$AS$2:$BA$2,0)+1,FALSE)","v":0},0.76054416181407669]
[2006,11,3,19,null,2013,11,3,19,0.42033985038049643,0.30774153356433642,7.3629190447053851E-3,8.4535911038450595E-2,8.4130399999999994E-2,6.3528000000000001E-2,1.7958104117174758E-5,2.3248785498920436E-3,0,0.96998145068199815,null,null,0.39795863560070138,7.404177262136967E-2,0.27224042953710736,6.6311312433275413E-2,5.8562443853233399E-2,4.1178107725202088E-3,8.9876499368352389E-6,1.699340422108276E-3,0,0.87494073289025254,null,{"$f":"J7365*VLOOKUP($B7365,$AR$36:$AZ$47,MATCH(AG$2,$AS$2:$BA$2,0)+1,FALSE)","v":0.37276206401266515},{"$f":"K7365*VLOOKUP($B7365,$AR$36:$AZ$47,MATCH(AH$2,$AS$2:$BA$2,0)+1,FALSE)","v":0.27272419171801254},{"$f":"L7365*VLOOKUP($B7365,$AR$36:$AZ$47,MATCH(AI$2,$AS$2:$BA$2,0)+1,FALSE)","v":5.4307912710067291E-3},{"$f":"M7365*VLOOKUP($B7365,$AR$36:$AZ$47,MATCH(AJ$2,$AS$2:$BA$2,0)+1,FALSE)","v":7.4180459996181281E-2},{"$f":"N7365*VLOOKUP($B7365,$AR$36:$AZ$47,MATCH(AK$2,$AS$2:$BA$2,0)+1,FALSE)","v":6.5424460493580444E-2},{"$f":"O7365*VLOOKUP($B7365,$AR$36:$AZ$47,MATCH(AL$2,$AS$2:$BA$2,0)+1,FALSE)","v":5.9180897910331681E-2},{"$f":"P7365*VLOOKUP($B7365,$AR$36:$AZ$47,MATCH(AM$2,$AS$2:$BA$2,0)+1,FALSE)","v":8.9876499368352389E-6},{"$f":"Q7365*VLOOKUP($B7365,$AR$36:$AZ$47,MATCH(AN$2,$AS$2:$BA$2,0)+1,FALSE)","v":1.6392211723175037E-3},{"$f":"R7365*VLOOKUP($B7365,$AR$36:$BA$47,MATCH(AO$2,$AS$2:$BA$2,0)+1,FALSE)","v":0},0.85135107422403222]
[2006,11,4,1,null,2013,11,4,1,0.18863262774933703,0.26780681167664078,7.3629190447053851E-3,8.7135193443352257E-2,8.1972299999999984E-2,6.0297999999999997E-2,1.7958104117174758E-5,2.3248785498920436E-3,0,0.69555068856804469,null,null,0.17858878500563002,7.6318384707739911E-2,0.23691258244987523,6.461030490968997E-2,5.558491121178484E-2,4.1178107725202088E-3,8.9876499368352389E-6,1.699340422108276E-3,0,0.61784110712928531,null,{"$f":"J7371*VLOOKUP($B7371,$AR$36:$AZ$47,MATCH(AG$2,$AS$2:$BA$2,0)+1,FALSE)","v":0.16728151660216273},{"$f":"K7371*VLOOKUP($B7371,$AR$36:$AZ$47,MATCH(AH$2,$AS$2:$BA$2,0)+1,FALSE)","v":0.23733356822250537},{"$f":"L7371*VLOOKUP($B7371,$AR$36:$AZ$47,MATCH(AI$2,$AS$2:$BA$2,0)+1,FALSE)","v":5.4307912710067291E-3},{"$f":"M7371*VLOOKUP($B7371,$AR$36:$AZ$47,MATCH(AJ$2,$AS$2:$BA$2,0)+1,FALSE)","v":7.646133639636446E-2},{"$f":"N7371*VLOOKUP($B7371,$AR$36:$AZ$47,MATCH(AK$2,$AS$2:$BA$2,0)+1,FALSE)","v":6.3746202358694645E-2},{"$f":"O7371*VLOOKUP($B7371,$AR$36:$AZ$47,MATCH(AL$2,$AS$2:$BA$2,0)+1,FALSE)","v":5.6171920762454024E-2},{"$f":"P7371*VLOOKUP($B7371,$AR$36:$AZ$47,MATCH(AM$2,$AS$2:$BA$2,0)+1,FALSE)","v":8.9876499368352389E-6},{"$f":"Q7371*VLOOKUP($B7371,$AR$36:$AZ$47,MATCH(AN$2,$AS$2:$BA$2,0)+1,FALSE)","v":1.6392211723175037E-3},{"$f":"R7371*VLOOKUP($B7371,$AR$36:$BA$47,MATCH(AO$2,$AS$2:$BA$2,0)+1,FALSE)","v":0},0.60807354443544237]
[2006,11,4,4,null,2013,11,4,4,0.1659399689273087,0.2684681215564424,7.3629190447053851E-3,8.9401052601011152E-2,8.2302099999999989E-2,5.9535999999999999E-2,1.7958104117174758E-5,2.3248785498920436E-3,0,0.67535299878347677,null,null,0.15710440864970782,7.8302964118815516E-2,0.2374976035344494,6.4870252215782589E-2,5.4882471622687688E-2,4.1178107725202088E-3,8.9876499368352389E-6,1.699340422108276E-3,0,0.59848383898600832,null,{"$f":"J7374*VLOOKUP($B7374,$AR$36:$AZ$47,MATCH(AG$2,$AS$2:$BA$2,0)+1,FALSE)","v":0.14715741384869466},{"$f":"K7374*VLOOKUP($B7374,$AR$36:$AZ$47,MATCH(AH$2,$AS$2:$BA$2,0)+1,FALSE)","v":0.23791962887007254},{"$f":"L7374*VLOOKUP($B7374,$AR$36:$AZ$47,MATCH(AI$2,$AS$2:$BA$2,0)+1,FALSE)","v":5.4307912710067291E-3},{"$f":"M7374*VLOOKUP($B7374,$AR$36:$AZ$47,MATCH(AJ$2,$AS$2:$BA$2,0)+1,FALSE)","v":7.8449633115911785E-2},{"$f":"N7374*VLOOKUP($B7374,$AR$36:$AZ$47,MATCH(AK$2,$AS$2:$BA$2,0)+1,FALSE)","v":6.4002673112082048E-2},{"$f":"O7374*VLOOKUP($B7374,$AR$36:$AZ$47,MATCH(AL$2,$AS$2:$BA$2,0)+1,FALSE)","v":5.5462062995679177E-2},{"$f":"P7374*VLOOKUP($B7374,$AR$36:$AZ$47,MATCH(AM$2,$AS$2:$BA$2,0)+1,FALSE)","v":8.9876499368352389E-6},{"$f":"Q7374*VLOOKUP($B7374,$AR$36:$AZ$47,MATCH(AN$2,$AS$2:$BA$2,0)+1,FALSE)","v":1.6392211723175037E-3},{"$f":"R7374*VLOOKUP($B7374,$AR$36:$BA$47,MATCH(AO$2,$AS$2:$BA$2,0)+1,FALSE)","v":0},0.59007041203570121]
[2006,11,4,15,null,2013,11,4,15,0.26698044660388581,0.40013024958462973,0,0.12462890979530464,0.11947110000000004,7.9414999999999999E-2,0,1.9643041520283999E-3,0,0.99259001013584869,null,null,0.25276493334232325,0.10915769745375972,0.35397117105395959,9.4166739238694841E-2,7.3207664000197237E-2,0,0,1.4357831496238727E-3,0,0.88470398823855856,null,{"$f":"J7385*VLOOKUP($B7385,$AR$36:$AZ$47,MATCH(AG$2,$AS$2:$BA$2,0)+1,FALSE)","v":0.23676123555023587},{"$f":"K7385*VLOOKUP($B7385,$AR$36:$AZ$47,MATCH(AH$2,$AS$2:$BA$2,0)+1,FALSE)","v":0.35460016604187444},{"$f":"L7385*VLOOKUP($B7385,$AR$36:$AZ$47,MATCH(AI$2,$AS$2:$BA$2,0)+1,FALSE)","v":0},{"$f":"M7385*VLOOKUP($B7385,$AR$36:$AZ$47,MATCH(AJ$2,$AS$2:$BA$2,0)+1,FALSE)","v":0.10936216033956553},{"$f":"N7385*VLOOKUP($B7385,$AR$36:$AZ$47,MATCH(AK$2,$AS$2:$BA$2,0)+1,FALSE)","v":9.2907346952761455E-2},{"$f":"O7385*VLOOKUP($B7385,$AR$36:$AZ$47,MATCH(AL$2,$AS$2:$BA$2,0)+1,FALSE)","v":7.398078024727664E-2},{"$f":"P7385*VLOOKUP($B7385,$AR$36:$AZ$47,MATCH(AM$2,$AS$2:$BA$2,0)+1,FALSE)","v":0},{"$f":"Q7385*VLOOKUP($B7385,$AR$36:$AZ$47,MATCH(AN$2,$AS$2:$BA$2,0)+1,FALSE)","v":1.3849880265898846E-3},{"$f":"R7385*VLOOKUP($B7385,$AR$36:$BA$47,MATCH(AO$2,$AS$2:$BA$2,0)+1,FALSE)","v":0},0.86899667715830387]
[2006,11,4,21,null,2013,11,4,21,0.35945957644178284,0.33305739699811693,7.3629190447053851E-3,0.10773107750399838,9.1027099999999986E-2,6.6879999999999995E-2,1.7958104117174758E-5,2.3248785498920436E-3,0,0.96786090664261271,null,null,0.34031996363154099,9.4357532163793653E-2,0.29463585161579248,7.174726933421216E-2,6.1652440575875982E-2,4.1178107725202088E-3,8.9876499368352389E-6,1.699340422108276E-3,0,0.86853919616578046,null,{"$f":"J7391*VLOOKUP($B7391,$AR$36:$AZ$47,MATCH(AG$2,$AS$2:$BA$2,0)+1,FALSE)","v":0.31877275857205889},{"$f":"K7391*VLOOKUP($B7391,$AR$36:$AZ$47,MATCH(AH$2,$AS$2:$BA$2,0)+1,FALSE)","v":0.29515940971622917},{"$f":"L7391*VLOOKUP($B7391,$AR$36:$AZ$47,MATCH(AI$2,$AS$2:$BA$2,0)+1,FALSE)","v":5.4307912710067291E-3},{"$f":"M7391*VLOOKUP($B7391,$AR$36:$AZ$47,MATCH(AJ$2,$AS$2:$BA$2,0)+1,FALSE)","v":9.4534272913862114E-2},{"$f":"N7391*VLOOKUP($B7391,$AR$36:$AZ$47,MATCH(AK$2,$AS$2:$BA$2,0)+1,FALSE)","v":7.0787716542358006E-2},{"$f":"O7391*VLOOKUP($B7391,$AR$36:$AZ$47,MATCH(AL$2,$AS$2:$BA$2,0)+1,FALSE)","v":6.2303526826643092E-2},{"$f":"P7391*VLOOKUP($B7391,$AR$36:$AZ$47,MATCH(AM$2,$AS$2:$BA$2,0)+1,FALSE)","v":8.9876499368352389E-6},{"$f":"Q7391*VLOOKUP($B7391,$AR$36:$AZ$47,MATCH(AN$2,$AS$2:$BA$2,0)+1,FALSE)","v":1.6392211723175037E-3},{"$f":"R7391*VLOOKUP($B7391,$AR$36:$BA$47,MATCH(AO$2,$AS$2:$BA$2,0)+1,FALSE)","v":0},0.84863668466441244]
[2006,11,5,5,null,2013,11,5,5,0.19221411087141746,0.29870520678177009,7.3629190447053851E-3,7.1932999792471794E-2,8.5236199999999984E-2,5.9188999999999999E-2,1.7958104117174758E-5,2.3248785498920436E-3,0,0.71698327314437393,null,null,0.181979570189095,6.3003364477668092E-2,0.26424653460771452,6.7182900459585942E-2,5.4562594276996466E-2,4.1178107725202088E-3,8.9876499368352389E-6,1.699340422108276E-3,0,0.63680110285562541,null,{"$f":"J7399*VLOOKUP($B7399,$AR$36:$AZ$47,MATCH(AG$2,$AS$2:$BA$2,0)+1,FALSE)","v":0.17045761575051788},{"$f":"K7399*VLOOKUP($B7399,$AR$36:$AZ$47,MATCH(AH$2,$AS$2:$BA$2,0)+1,FALSE)","v":0.2647160919034322},{"$f":"L7399*VLOOKUP($B7399,$AR$36:$AZ$47,MATCH(AI$2,$AS$2:$BA$2,0)+1,FALSE)","v":5.4307912710067291E-3},{"$f":"M7399*VLOOKUP($B7399,$AR$36:$AZ$47,MATCH(AJ$2,$AS$2:$BA$2,0)+1,FALSE)","v":6.312137585036158E-2},{"$f":"N7399*VLOOKUP($B7399,$AR$36:$AZ$47,MATCH(AK$2,$AS$2:$BA$2,0)+1,FALSE)","v":6.6284391843173474E-2},{"$f":"O7399*VLOOKUP($B7399,$AR$36:$AZ$47,MATCH(AL$2,$AS$2:$BA$2,0)+1,FALSE)","v":5.5138807555953621E-2},{"$f":"P7399*VLOOKUP($B7399,$AR$36:$AZ$47,MATCH(AM$2,$AS$2:$BA$2,0)+1,FALSE)","v":8.9876499368352389E-6},{"$f":"Q7399*VLOOKUP($B7399,$AR$36:$AZ$47,MATCH(AN$2,$AS$2:$BA$2,0)+1,FALSE)","v":1.6392211723175037E-3},{"$f":"R7399*VLOOKUP($B7399,$AR$36:$BA$47,MATCH(AO$2,$AS$2:$BA$2,0)+1,FALSE)","v":0},0.62679728299669979]
[2006,11,5,14,null,2013,11,5,14,0.2336007405608804,0.43408359531214669,0,0.10097122301243273,0.11954319999999992,8.14E-2,0,1.9643041520283999E-3,0,0.97156306303748829,null,null,0.22116254717407791,8.8436834047813176E-2,0.38400765432620754,9.4223568228292309E-2,7.5037509911428005E-2,0,0,1.4357831496238727E-3,0,0.8643038968374428,null,{"$f":"J7408*VLOOKUP($B7408,$AR$36:$AZ$47,MATCH(AG$2,$AS$2:$BA$2,0)+1,FALSE)","v":0.20715974021387062},{"$f":"K7408*VLOOKUP($B7408,$AR$36:$AZ$47,MATCH(AH$2,$AS$2:$BA$2,0)+1,FALSE)","v":0.38469002314503803},{"$f":"L7408*VLOOKUP($B7408,$AR$36:$AZ$47,MATCH(AI$2,$AS$2:$BA$2,0)+1,FALSE)","v":0},{"$f":"M7408*VLOOKUP($B7408,$AR$36:$AZ$47,MATCH(AJ$2,$AS$2:$BA$2,0)+1,FALSE)","v":8.860248475978981E-2},{"$f":"N7408*VLOOKUP($B7408,$AR$36:$AZ$47,MATCH(AK$2,$AS$2:$BA$2,0)+1,FALSE)","v":9.2963415907640776E-2},{"$f":"O7408*VLOOKUP($B7408,$AR$36:$AZ$47,MATCH(AL$2,$AS$2:$BA$2,0)+1,FALSE)","v":7.5829950414006406E-2},{"$f":"P7408*VLOOKUP($B7408,$AR$36:$AZ$47,MATCH(AM$2,$AS$2:$BA$2,0)+1,FALSE)","v":0},{"$f":"Q7408*VLOOKUP($B7408,$AR$36:$AZ$47,MATCH(AN$2,$AS$2:$BA$2,0)+1,FALSE)","v":1.3849880265898846E-3},{"$f":"R7408*VLOOKUP($B7408,$AR$36:$BA$47,MATCH(AO$2,$AS$2:$BA$2,0)+1,FALSE)","v":0},0.85063060246693556]
[2006,11,5,22,null,2013,11,5,22,0.32578406822581557,0.34410507613686914,7.3629190447053851E-3,9.1971611669629458E-2,8.8733999999999938E-2,6.6435999999999995E-2,1.7958104117174758E-5,2.3248785498920436E-3,0,0.92673651173102867,null,null,0.30843752543146219,8.0554418533045069E-2,0.30440906902745285,6.9939855242032084E-2,6.124314506726819E-2,4.1178107725202088E-3,8.9876499368352389E-6,1.699340422108276E-3,0,0.83041015214582559,null,{"$f":"J7416*VLOOKUP($B7416,$AR$36:$AZ$47,MATCH(AG$2,$AS$2:$BA$2,0)+1,FALSE)","v":0.28890894257199051},{"$f":"K7416*VLOOKUP($B7416,$AR$36:$AZ$47,MATCH(AH$2,$AS$2:$BA$2,0)+1,FALSE)","v":0.30494999380989768},{"$f":"L7416*VLOOKUP($B7416,$AR$36:$AZ$47,MATCH(AI$2,$AS$2:$BA$2,0)+1,FALSE)","v":5.4307912710067291E-3},{"$f":"M7416*VLOOKUP($B7416,$AR$36:$AZ$47,MATCH(AJ$2,$AS$2:$BA$2,0)+1,FALSE)","v":8.0705304721210153E-2},{"$f":"N7416*VLOOKUP($B7416,$AR$36:$AZ$47,MATCH(AK$2,$AS$2:$BA$2,0)+1,FALSE)","v":6.9004474927462173E-2},{"$f":"O7416*VLOOKUP($B7416,$AR$36:$AZ$47,MATCH(AL$2,$AS$2:$BA$2,0)+1,FALSE)","v":6.1889908915293966E-2},{"$f":"P7416*VLOOKUP($B7416,$AR$36:$AZ$47,MATCH(AM$2,$AS$2:$BA$2,0)+1,FALSE)","v":8.9876499368352389E-6},{"$f":"Q7416*VLOOKUP($B7416,$AR$36:$AZ$47,MATCH(AN$2,$AS$2:$BA$2,0)+1,FALSE)","v":1.6392211723175037E-3},{"$f":"R7416*VLOOKUP($B7416,$AR$36:$BA$47,MATCH(AO$2,$AS$2:$BA$2,0)+1,FALSE)","v":0},0.81253762503911575]
[2006,11,6,7,null,2013,11,6,7,0.25523225316174281,0.37189807953195614,7.3629190447053851E-3,8.2434209511744572E-2,0.10326349999999998,6.9797999999999999E-2,1.7958104117174758E-5,2.3248785498920436E-3,0,0.89233179790415829,null,null,0.2416422785933714,7.2200972603403663E-2,0.32899586787377411,8.1391960711627839E-2,6.4342360157221765E-2,4.1178107725202088E-3,8.9876499368352389E-6,1.699340422108276E-3,0,0.79439957878396394,null,{"$f":"J7425*VLOOKUP($B7425,$AR$36:$AZ$47,MATCH(AG$2,$AS$2:$BA$2,0)+1,FALSE)","v":0.22634280667191489},{"$f":"K7425*VLOOKUP($B7425,$AR$36:$AZ$47,MATCH(AH$2,$AS$2:$BA$2,0)+1,FALSE)","v":0.3295804825793196},{"$f":"L7425*VLOOKUP($B7425,$AR$36:$AZ$47,MATCH(AI$2,$AS$2:$BA$2,0)+1,FALSE)","v":5.4307912710067291E-3},{"$f":"M7425*VLOOKUP($B7425,$AR$36:$AZ$47,MATCH(AJ$2,$AS$2:$BA$2,0)+1,FALSE)","v":7.2336211982401477E-2},{"$f":"N7425*VLOOKUP($B7425,$AR$36:$AZ$47,MATCH(AK$2,$AS$2:$BA$2,0)+1,FALSE)","v":8.0303419170464463E-2},{"$f":"O7425*VLOOKUP($B7425,$AR$36:$AZ$47,MATCH(AL$2,$AS$2:$BA$2,0)+1,FALSE)","v":6.5021853550329467E-2},{"$f":"P7425*VLOOKUP($B7425,$AR$36:$AZ$47,MATCH(AM$2,$AS$2:$BA$2,0)+1,FALSE)","v":8.9876499368352389E-6},{"$f":"Q7425*VLOOKUP($B7425,$AR$36:$AZ$47,MATCH(AN$2,$AS$2:$BA$2,0)+1,FALSE)","v":1.6392211723175037E-3},{"$f":"R7425*VLOOKUP($B7425,$AR$36:$BA$47,MATCH(AO$2,$AS$2:$BA$2,0)+1,FALSE)","v":0},0.78066377404769105]
[2006,11,6,12,null,2013,11,6,12,0.22984488641334486,0.43311790409048445,0,0.10373335674964423,0.11965710000000003,8.0027000000000001E-2,0,1.9643041520283999E-3,0,0.96834455140550202,null,null,0.21760667544144183,9.0856081390252127E-2,0.38315336537164046,9.4313343844314085E-2,7.3771828079629592E-2,0,0,1.4357831496238727E-3,0,0.86113707727690192,null,{"$f":"J7430*VLOOKUP($B7430,$AR$36:$AZ$47,MATCH(AG$2,$AS$2:$BA$2,0)+1,FALSE)","v":0.20382900689677363},{"$f":"K7430*VLOOKUP($B7430,$AR$36:$AZ$47,MATCH(AH$2,$AS$2:$BA$2,0)+1,FALSE)","v":0.3838342161474364},{"$f":"L7430*VLOOKUP($B7430,$AR$36:$AZ$47,MATCH(AI$2,$AS$2:$BA$2,0)+1,FALSE)","v":0},{"$f":"M7430*VLOOKUP($B7430,$AR$36:$AZ$47,MATCH(AJ$2,$AS$2:$BA$2,0)+1,FALSE)","v":9.1026263585620701E-2},{"$f":"N7430*VLOOKUP($B7430,$AR$36:$AZ$47,MATCH(AK$2,$AS$2:$BA$2,0)+1,FALSE)","v":9.3051990858553008E-2},{"$f":"O7430*VLOOKUP($B7430,$AR$36:$AZ$47,MATCH(AL$2,$AS$2:$BA$2,0)+1,FALSE)","v":7.4550902233190303E-2},{"$f":"P7430*VLOOKUP($B7430,$AR$36:$AZ$47,MATCH(AM$2,$AS$2:$BA$2,0)+1,FALSE)","v":0},{"$f":"Q7430*VLOOKUP($B7430,$AR$36:$AZ$47,MATCH(AN$2,$AS$2:$BA$2,0)+1,FALSE)","v":1.3849880265898846E-3},{"$f":"R7430*VLOOKUP($B7430,$AR$36:$BA$47,MATCH(AO$2,$AS$2:$BA$2,0)+1,FALSE)","v":0},0.84767736774816393]
[2006,11,6,16,null,2013,11,6,16,0.27069884584788761,0.42399583596516804,0,9.851787849082555E-2,0.11720059999999999,8.0548999999999996E-2,0,1.9643041520283999E-3,0,0.99292646445590971,null,null,0.25628534447731827,8.6288043374130124E-2,0.37508362023214109,9.2377138394294303E-2,7.4253026853263071E-2,0,0,1.4357831496238727E-3,0,0.88572295648077082,null,{"$f":"J7434*VLOOKUP($B7434,$AR$36:$AZ$47,MATCH(AG$2,$AS$2:$BA$2,0)+1,FALSE)","v":0.24005875344144353},{"$f":"K7434*VLOOKUP($B7434,$AR$36:$AZ$47,MATCH(AH$2,$AS$2:$BA$2,0)+1,FALSE)","v":0.37575013133945107},{"$f":"L7434*VLOOKUP($B7434,$AR$36:$AZ$47,MATCH(AI$2,$AS$2:$BA$2,0)+1,FALSE)","v":0},{"$f":"M7434*VLOOKUP($B7434,$AR$36:$AZ$47,MATCH(AJ$2,$AS$2:$BA$2,0)+1,FALSE)","v":8.6449669194116716E-2},{"$f":"N7434*VLOOKUP($B7434,$AR$36:$AZ$47,MATCH(AK$2,$AS$2:$BA$2,0)+1,FALSE)","v":9.1141680350074708E-2},{"$f":"O7434*VLOOKUP($B7434,$AR$36:$AZ$47,MATCH(AL$2,$AS$2:$BA$2,0)+1,FALSE)","v":7.5037182750587239E-2},{"$f":"P7434*VLOOKUP($B7434,$AR$36:$AZ$47,MATCH(AM$2,$AS$2:$BA$2,0)+1,FALSE)","v":0},{"$f":"Q7434*VLOOKUP($B7434,$AR$36:$AZ$47,MATCH(AN$2,$AS$2:$BA$2,0)+1,FALSE)","v":1.3849880265898846E-3},{"$f":"R7434*VLOOKUP($B7434,$AR$36:$BA$47,MATCH(AO$2,$AS$2:$BA$2,0)+1,FALSE)","v":0},0.86982240510226316]
[2006,11,7,2,null,2013,11,7,2,0.18290918323101304,0.28337457903802765,7.3629190447053851E-3,7.6120098979294309E-2,8.1767100000000009E-2,6.1318999999999999E-2,1.7958104117174758E-5,2.3248785498920436E-3,0,0.69519571694704962,null,null,0.17317008827871552,6.6670684580160677E-2,0.25068445010878415,6.4448566925426179E-2,5.6526106514236535E-2,4.1178107725202088E-3,8.9876499368352389E-6,1.699340422108276E-3,0,0.61732603525188834,null,{"$f":"J7444*VLOOKUP($B7444,$AR$36:$AZ$47,MATCH(AG$2,$AS$2:$BA$2,0)+1,FALSE)","v":0.16220590221542025},{"$f":"K7444*VLOOKUP($B7444,$AR$36:$AZ$47,MATCH(AH$2,$AS$2:$BA$2,0)+1,FALSE)","v":0.25112990803180407},{"$f":"L7444*VLOOKUP($B7444,$AR$36:$AZ$47,MATCH(AI$2,$AS$2:$BA$2,0)+1,FALSE)","v":5.4307912710067291E-3},{"$f":"M7444*VLOOKUP($B7444,$AR$36:$AZ$47,MATCH(AJ$2,$AS$2:$BA$2,0)+1,FALSE)","v":6.6795565196790418E-2},{"$f":"N7444*VLOOKUP($B7444,$AR$36:$AZ$47,MATCH(AK$2,$AS$2:$BA$2,0)+1,FALSE)","v":6.3586627469079463E-2},{"$f":"O7444*VLOOKUP($B7444,$AR$36:$AZ$47,MATCH(AL$2,$AS$2:$BA$2,0)+1,FALSE)","v":5.7123055644182533E-2},{"$f":"P7444*VLOOKUP($B7444,$AR$36:$AZ$47,MATCH(AM$2,$AS$2:$BA$2,0)+1,FALSE)","v":8.9876499368352389E-6},{"$f":"Q7444*VLOOKUP($B7444,$AR$36:$AZ$47,MATCH(AN$2,$AS$2:$BA$2,0)+1,FALSE)","v":1.6392211723175037E-3},{"$f":"R7444*VLOOKUP($B7444,$AR$36:$BA$47,MATCH(AO$2,$AS$2:$BA$2,0)+1,FALSE)","v":0},0.60792005865053778]
[2006,11,7,9,null,2013,11,7,9,0.23016340641580271,0.41832567604298021,0,0.10033808324860191,0.11568810000000002,7.7524999999999997E-2,0,1.9643041520283999E-3,0,0.94400456985941328,null,null,0.2179082356800795,8.7882291133976387E-2,0.37006757070875818,9.1184990727632462E-2,7.1465392578420842E-2,0,0,1.4357831496238727E-3,0,0.83994426397849131,null,{"$f":"J7451*VLOOKUP($B7451,$AR$36:$AZ$47,MATCH(AG$2,$AS$2:$BA$2,0)+1,FALSE)","v":0.20411147398486446},{"$f":"K7451*VLOOKUP($B7451,$AR$36:$AZ$47,MATCH(AH$2,$AS$2:$BA$2,0)+1,FALSE)","v":0.37072516846304016},{"$f":"L7451*VLOOKUP($B7451,$AR$36:$AZ$47,MATCH(AI$2,$AS$2:$BA$2,0)+1,FALSE)","v":0},{"$f":"M7451*VLOOKUP($B7451,$AR$36:$AZ$47,MATCH(AJ$2,$AS$2:$BA$2,0)+1,FALSE)","v":8.8046903133639456E-2},{"$f":"N7451*VLOOKUP($B7451,$AR$36:$AZ$47,MATCH(AK$2,$AS$2:$BA$2,0)+1,FALSE)","v":8.9965476546258971E-2},{"$f":"O7451*VLOOKUP($B7451,$AR$36:$AZ$47,MATCH(AL$2,$AS$2:$BA$2,0)+1,FALSE)","v":7.2220109408425631E-2},{"$f":"P7451*VLOOKUP($B7451,$AR$36:$AZ$47,MATCH(AM$2,$AS$2:$BA$2,0)+1,FALSE)","v":0},{"$f":"Q7451*VLOOKUP($B7451,$AR$36:$AZ$47,MATCH(AN$2,$AS$2:$BA$2,0)+1,FALSE)","v":1.3849880265898846E-3},{"$f":"R7451*VLOOKUP($B7451,$AR$36:$BA$47,MATCH(AO$2,$AS$2:$BA$2,0)+1,FALSE)","v":0},0.82645411956281856]
[2006,11,7,16,null,2013,11,7,16,0.27039477178902627,0.42349157862574394,0,9.851787849082555E-2,0.11901269999999997,7.9922999999999994E-2,0,1.9643041520283999E-3,0,0.99330423305762405,null,null,0.25599746100046855,8.6288043374130124E-2,0.37463753408610789,9.3805429823555747E-2,7.3675957059595329E-2,0,0,1.4357831496238727E-3,0,0.88584020849348155,null,{"$f":"J7458*VLOOKUP($B7458,$AR$36:$AZ$47,MATCH(AG$2,$AS$2:$BA$2,0)+1,FALSE)","v":0.2397890971771344},{"$f":"K7458*VLOOKUP($B7458,$AR$36:$AZ$47,MATCH(AH$2,$AS$2:$BA$2,0)+1,FALSE)","v":0.37530325251318575},{"$f":"L7458*VLOOKUP($B7458,$AR$36:$AZ$47,MATCH(AI$2,$AS$2:$BA$2,0)+1,FALSE)","v":0},{"$f":"M7458*VLOOKUP($B7458,$AR$36:$AZ$47,MATCH(AJ$2,$AS$2:$BA$2,0)+1,FALSE)","v":8.6449669194116716E-2},{"$f":"N7458*VLOOKUP($B7458,$AR$36:$AZ$47,MATCH(AK$2,$AS$2:$BA$2,0)+1,FALSE)","v":9.2550869713971889E-2},{"$f":"O7458*VLOOKUP($B7458,$AR$36:$AZ$47,MATCH(AL$2,$AS$2:$BA$2,0)+1,FALSE)","v":7.4454018758459861E-2},{"$f":"P7458*VLOOKUP($B7458,$AR$36:$AZ$47,MATCH(AM$2,$AS$2:$BA$2,0)+1,FALSE)","v":0},{"$f":"Q7458*VLOOKUP($B7458,$AR$36:$AZ$47,MATCH(AN$2,$AS$2:$BA$2,0)+1,FALSE)","v":1.3849880265898846E-3},{"$f":"R7458*VLOOKUP($B7458,$AR$36:$BA$47,MATCH(AO$2,$AS$2:$BA$2,0)+1,FALSE)","v":0},0.8699318953834585]
[2006,11,8,2,null,2013,11,8,2,0.18119284466115013,0.2868164347455614,7.3629190447053851E-3,7.6050775420713715E-2,8.318910000000003E-2,6.1171000000000003E-2,1.7958104117174758E-5,2.3248785498920436E-3,0,0.69812591052613993,null,null,0.17154513705205163,6.660996672548003E-2,0.25372925288652765,6.5569382781289445E-2,5.6389674678033942E-2,4.1178107725202088E-3,8.9876499368352389E-6,1.699340422108276E-3,0,0.6196695529679479,null,{"$f":"J7468*VLOOKUP($B7468,$AR$36:$AZ$47,MATCH(AG$2,$AS$2:$BA$2,0)+1,FALSE)","v":0.1606838340430414},{"$f":"K7468*VLOOKUP($B7468,$AR$36:$AZ$47,MATCH(AH$2,$AS$2:$BA$2,0)+1,FALSE)","v":0.25418012132272777},{"$f":"L7468*VLOOKUP($B7468,$AR$36:$AZ$47,MATCH(AI$2,$AS$2:$BA$2,0)+1,FALSE)","v":5.4307912710067291E-3},{"$f":"M7468*VLOOKUP($B7468,$AR$36:$AZ$47,MATCH(AJ$2,$AS$2:$BA$2,0)+1,FALSE)","v":6.6734733611717167E-2},{"$f":"N7468*VLOOKUP($B7468,$AR$36:$AZ$47,MATCH(AK$2,$AS$2:$BA$2,0)+1,FALSE)","v":6.4692453458518151E-2},{"$f":"O7468*VLOOKUP($B7468,$AR$36:$AZ$47,MATCH(AL$2,$AS$2:$BA$2,0)+1,FALSE)","v":5.6985183007066162E-2},{"$f":"P7468*VLOOKUP($B7468,$AR$36:$AZ$47,MATCH(AM$2,$AS$2:$BA$2,0)+1,FALSE)","v":8.9876499368352389E-6},{"$f":"Q7468*VLOOKUP($B7468,$AR$36:$AZ$47,MATCH(AN$2,$AS$2:$BA$2,0)+1,FALSE)","v":1.6392211723175037E-3},{"$f":"R7468*VLOOKUP($B7468,$AR$36:$BA$47,MATCH(AO$2,$AS$2:$BA$2,0)+1,FALSE)","v":0},0.61035532553633165]
[2006,11,8,9,null,2013,11,8,9,0.2409604253628293,0.42258245058796562,0,9.2529884168644133E-2,0.11385730000000001,7.7049999999999993E-2,0,1.9643041520283999E-3,0,0.94894436427146744,null,null,0.22813036171648585,8.1043388071848604E-2,0.3738332831790484,8.9741960018128633E-2,7.1027520131148991E-2,0,0,1.4357831496238727E-3,0,0.84521229626628436,null,{"$f":"J7475*VLOOKUP($B7475,$AR$36:$AZ$47,MATCH(AG$2,$AS$2:$BA$2,0)+1,FALSE)","v":0.21368639072005924},{"$f":"K7475*VLOOKUP($B7475,$AR$36:$AZ$47,MATCH(AH$2,$AS$2:$BA$2,0)+1,FALSE)","v":0.37449757247903642},{"$f":"L7475*VLOOKUP($B7475,$AR$36:$AZ$47,MATCH(AI$2,$AS$2:$BA$2,0)+1,FALSE)","v":0},{"$f":"M7475*VLOOKUP($B7475,$AR$36:$AZ$47,MATCH(AJ$2,$AS$2:$BA$2,0)+1,FALSE)","v":8.1195190147077156E-2},{"$f":"N7475*VLOOKUP($B7475,$AR$36:$AZ$47,MATCH(AK$2,$AS$2:$BA$2,0)+1,FALSE)","v":8.8541745026241861E-2},{"$f":"O7475*VLOOKUP($B7475,$AR$36:$AZ$47,MATCH(AL$2,$AS$2:$BA$2,0)+1,FALSE)","v":7.1777612769031857E-2},{"$f":"P7475*VLOOKUP($B7475,$AR$36:$AZ$47,MATCH(AM$2,$AS$2:$BA$2,0)+1,FALSE)","v":0},{"$f":"Q7475*VLOOKUP($B7475,$AR$36:$AZ$47,MATCH(AN$2,$AS$2:$BA$2,0)+1,FALSE)","v":1.3849880265898846E-3},{"$f":"R7475*VLOOKUP($B7475,$AR$36:$BA$47,MATCH(AO$2,$AS$2:$BA$2,0)+1,FALSE)","v":0},0.83108349916803648]
[2006,11,8,19,null,2013,11,8,19,0.36251574474387971,0.38042915922563358,7.3629190447053851E-3,7.5768762048707111E-2,9.6896299999999977E-2,6.9439000000000001E-2,1.7958104117174758E-5,2.3248785498920436E-3,0,0.99475472171693502,null,null,0.34321340465686284,6.6362961994475222E-2,0.33654280108529822,7.637335401862326E-2,6.401142077075736E-2,4.1178107725202088E-3,8.9876499368352389E-6,1.699340422108276E-3,0,0.89233008137058223,null,{"$f":"J7485*VLOOKUP($B7485,$AR$36:$AZ$47,MATCH(AG$2,$AS$2:$BA$2,0)+1,FALSE)","v":0.32148300268340946},{"$f":"K7485*VLOOKUP($B7485,$AR$36:$AZ$47,MATCH(AH$2,$AS$2:$BA$2,0)+1,FALSE)","v":0.33714082643993709},{"$f":"L7485*VLOOKUP($B7485,$AR$36:$AZ$47,MATCH(AI$2,$AS$2:$BA$2,0)+1,FALSE)","v":5.4307912710067291E-3},{"$f":"M7485*VLOOKUP($B7485,$AR$36:$AZ$47,MATCH(AJ$2,$AS$2:$BA$2,0)+1,FALSE)","v":6.6487266217049715E-2},{"$f":"N7485*VLOOKUP($B7485,$AR$36:$AZ$47,MATCH(AK$2,$AS$2:$BA$2,0)+1,FALSE)","v":7.5351931659948343E-2},{"$f":"O7485*VLOOKUP($B7485,$AR$36:$AZ$47,MATCH(AL$2,$AS$2:$BA$2,0)+1,FALSE)","v":6.4687419248135022E-2},{"$f":"P7485*VLOOKUP($B7485,$AR$36:$AZ$47,MATCH(AM$2,$AS$2:$BA$2,0)+1,FALSE)","v":8.9876499368352389E-6},{"$f":"Q7485*VLOOKUP($B7485,$AR$36:$AZ$47,MATCH(AN$2,$AS$2:$BA$2,0)+1,FALSE)","v":1.6392211723175037E-3},{"$f":"R7485*VLOOKUP($B7485,$AR$36:$BA$47,MATCH(AO$2,$AS$2:$BA$2,0)+1,FALSE)","v":0},0.87222944634174082]
[2006,11,8,23,null,2013,11,8,23,0.29098782094742126,0.306586458599164,7.3629190447053851E-3,6.770624659548119E-2,8.57348E-2,6.3728999999999994E-2,1.7958104117174758E-5,2.3248785498920436E-3,0,0.82445008184078117,null,null,0.27549402250543809,5.9301312943665224E-2,0.27121860417273758,6.7575895386262047E-2,5.8747733036184212E-2,4.1178107725202088E-3,8.9876499368352389E-6,1.699340422108276E-3,0,0.73816370688885247,null,{"$f":"J7489*VLOOKUP($B7489,$AR$36:$AZ$47,MATCH(AG$2,$AS$2:$BA$2,0)+1,FALSE)","v":0.25805124268070473},{"$f":"K7489*VLOOKUP($B7489,$AR$36:$AZ$47,MATCH(AH$2,$AS$2:$BA$2,0)+1,FALSE)","v":0.27170055060398496},{"$f":"L7489*VLOOKUP($B7489,$AR$36:$AZ$47,MATCH(AI$2,$AS$2:$BA$2,0)+1,FALSE)","v":5.4307912710067291E-3},{"$f":"M7489*VLOOKUP($B7489,$AR$36:$AZ$47,MATCH(AJ$2,$AS$2:$BA$2,0)+1,FALSE)","v":5.9412390017104522E-2},{"$f":"N7489*VLOOKUP($B7489,$AR$36:$AZ$47,MATCH(AK$2,$AS$2:$BA$2,0)+1,FALSE)","v":6.6672130829343756E-2},{"$f":"O7489*VLOOKUP($B7489,$AR$36:$AZ$47,MATCH(AL$2,$AS$2:$BA$2,0)+1,FALSE)","v":5.9368143856685672E-2},{"$f":"P7489*VLOOKUP($B7489,$AR$36:$AZ$47,MATCH(AM$2,$AS$2:$BA$2,0)+1,FALSE)","v":8.9876499368352389E-6},{"$f":"Q7489*VLOOKUP($B7489,$AR$36:$AZ$47,MATCH(AN$2,$AS$2:$BA$2,0)+1,FALSE)","v":1.6392211723175037E-3},{"$f":"R7489*VLOOKUP($B7489,$AR$36:$BA$47,MATCH(AO$2,$AS$2:$BA$2,0)+1,FALSE)","v":0},0.72228345808108474]
[2006,11,9,4,null,2013,11,9,4,0.17827290968498483,0.27660309896947111,7.3629190447053851E-3,7.8990073214324927E-2,8.1309500000000021E-2,6.0007999999999999E-2,1.7958104117174758E-5,2.3248785498920436E-3,0,0.68488933756749548,null,null,0.16878067553809895,6.9184385291834238E-2,0.24469412887682607,6.4087888067730678E-2,5.5317578559766239E-2,4.1178107725202088E-3,8.9876499368352389E-6,1.699340422108276E-3,0,0.6078907951788215,null,{"$f":"J7494*VLOOKUP($B7494,$AR$36:$AZ$47,MATCH(AG$2,$AS$2:$BA$2,0)+1,FALSE)","v":0.15809440316344983},{"$f":"K7494*VLOOKUP($B7494,$AR$36:$AZ$47,MATCH(AH$2,$AS$2:$BA$2,0)+1,FALSE)","v":0.24512894219842354},{"$f":"L7494*VLOOKUP($B7494,$AR$36:$AZ$47,MATCH(AI$2,$AS$2:$BA$2,0)+1,FALSE)","v":5.4307912710067291E-3},{"$f":"M7494*VLOOKUP($B7494,$AR$36:$AZ$47,MATCH(AJ$2,$AS$2:$BA$2,0)+1,FALSE)","v":6.9313974312118054E-2},{"$f":"N7494*VLOOKUP($B7494,$AR$36:$AZ$47,MATCH(AK$2,$AS$2:$BA$2,0)+1,FALSE)","v":6.3230772354615952E-2},{"$f":"O7494*VLOOKUP($B7494,$AR$36:$AZ$47,MATCH(AL$2,$AS$2:$BA$2,0)+1,FALSE)","v":5.5901764919455726E-2},{"$f":"P7494*VLOOKUP($B7494,$AR$36:$AZ$47,MATCH(AM$2,$AS$2:$BA$2,0)+1,FALSE)","v":8.9876499368352389E-6},{"$f":"Q7494*VLOOKUP($B7494,$AR$36:$AZ$47,MATCH(AN$2,$AS$2:$BA$2,0)+1,FALSE)","v":1.6392211723175037E-3},{"$f":"R7494*VLOOKUP($B7494,$AR$36:$BA$47,MATCH(AO$2,$AS$2:$BA$2,0)+1,FALSE)","v":0},0.59874885704132419]
[2006,11,9,13,null,2013,11,9,13,0.30602684074986009,0.34700332728179617,0,8.2406302443294693E-2,8.8034900000000027E-2,6.4478999999999995E-2,0,1.9643041520283999E-3,0,0.88991467462697937,null,null,0.28973228184709432,7.2176529869051917E-2,0.30697297753685265,6.9388826856072949E-2,5.9439110584508181E-2,0,0,1.4357831496238727E-3,0,0.79914550984320387,null,{"$f":"J7503*VLOOKUP($B7503,$AR$36:$AZ$47,MATCH(AG$2,$AS$2:$BA$2,0)+1,FALSE)","v":0.27138801305165539},{"$f":"K7503*VLOOKUP($B7503,$AR$36:$AZ$47,MATCH(AH$2,$AS$2:$BA$2,0)+1,FALSE)","v":0.30751845829937086},{"$f":"L7503*VLOOKUP($B7503,$AR$36:$AZ$47,MATCH(AI$2,$AS$2:$BA$2,0)+1,FALSE)","v":0},{"$f":"M7503*VLOOKUP($B7503,$AR$36:$AZ$47,MATCH(AJ$2,$AS$2:$BA$2,0)+1,FALSE)","v":7.2311723464452984E-2},{"$f":"N7503*VLOOKUP($B7503,$AR$36:$AZ$47,MATCH(AK$2,$AS$2:$BA$2,0)+1,FALSE)","v":6.8460816032091934E-2},{"$f":"O7503*VLOOKUP($B7503,$AR$36:$AZ$47,MATCH(AL$2,$AS$2:$BA$2,0)+1,FALSE)","v":6.0066822760991623E-2},{"$f":"P7503*VLOOKUP($B7503,$AR$36:$AZ$47,MATCH(AM$2,$AS$2:$BA$2,0)+1,FALSE)","v":0},{"$f":"Q7503*VLOOKUP($B7503,$AR$36:$AZ$47,MATCH(AN$2,$AS$2:$BA$2,0)+1,FALSE)","v":1.3849880265898846E-3},{"$f":"R7503*VLOOKUP($B7503,$AR$36:$BA$47,MATCH(AO$2,$AS$2:$BA$2,0)+1,FALSE)","v":0},0.78113082163515279]
[2006,11,9,21,null,2013,11,9,21,0.35109889079046164,0.31145522129774411,7.3629190447053851E-3,7.7521737443718264E-2,8.3259800000000009E-2,6.2358999999999998E-2,1.7958104117174758E-5,2.3248785498920436E-3,0,0.89540040523063857,null,null,0.33240444705257677,6.7898326125693201E-2,0.27552570576225566,6.5625108295360834E-2,5.7484816714579105E-2,4.1178107725202088E-3,8.9876499368352389E-6,1.699340422108276E-3,0,0.80476454279503074,null,{"$f":"J7511*VLOOKUP($B7511,$AR$36:$AZ$47,MATCH(AG$2,$AS$2:$BA$2,0)+1,FALSE)","v":0.31135840935647435},{"$f":"K7511*VLOOKUP($B7511,$AR$36:$AZ$47,MATCH(AH$2,$AS$2:$BA$2,0)+1,FALSE)","v":0.27601530576965216},{"$f":"L7511*VLOOKUP($B7511,$AR$36:$AZ$47,MATCH(AI$2,$AS$2:$BA$2,0)+1,FALSE)","v":5.4307912710067291E-3},{"$f":"M7511*VLOOKUP($B7511,$AR$36:$AZ$47,MATCH(AJ$2,$AS$2:$BA$2,0)+1,FALSE)","v":6.802550623323371E-2},{"$f":"N7511*VLOOKUP($B7511,$AR$36:$AZ$47,MATCH(AK$2,$AS$2:$BA$2,0)+1,FALSE)","v":6.4747433695827084E-2},{"$f":"O7511*VLOOKUP($B7511,$AR$36:$AZ$47,MATCH(AL$2,$AS$2:$BA$2,0)+1,FALSE)","v":5.8091890391486795E-2},{"$f":"P7511*VLOOKUP($B7511,$AR$36:$AZ$47,MATCH(AM$2,$AS$2:$BA$2,0)+1,FALSE)","v":8.9876499368352389E-6},{"$f":"Q7511*VLOOKUP($B7511,$AR$36:$AZ$47,MATCH(AN$2,$AS$2:$BA$2,0)+1,FALSE)","v":1.6392211723175037E-3},{"$f":"R7511*VLOOKUP($B7511,$AR$36:$BA$47,MATCH(AO$2,$AS$2:$BA$2,0)+1,FALSE)","v":0},0.78531754553993505]
[2006,11,10,6,null,2013,11,10,6,0.18681984757383013,0.28903340236769359,7.3629190447053851E-3,8.4783927526579261E-2,8.0233500000000013E-2,5.8864E-2,1.7958104117174758E-5,2.3248785498920436E-3,0,0.7094404331668176,null,null,0.17687252725696381,7.4259000781506504E-2,0.25569047083045837,6.3239788306191383E-2,5.4262997339389413E-2,4.1178107725202088E-3,8.9876499368352389E-6,1.699340422108276E-3,0,0.63015092335907474,null,{"$f":"J7520*VLOOKUP($B7520,$AR$36:$AZ$47,MATCH(AG$2,$AS$2:$BA$2,0)+1,FALSE)","v":0.16567392293905533},{"$f":"K7520*VLOOKUP($B7520,$AR$36:$AZ$47,MATCH(AH$2,$AS$2:$BA$2,0)+1,FALSE)","v":0.25614482428565949},{"$f":"L7520*VLOOKUP($B7520,$AR$36:$AZ$47,MATCH(AI$2,$AS$2:$BA$2,0)+1,FALSE)","v":5.4307912710067291E-3},{"$f":"M7520*VLOOKUP($B7520,$AR$36:$AZ$47,MATCH(AJ$2,$AS$2:$BA$2,0)+1,FALSE)","v":7.4398095045594234E-2},{"$f":"N7520*VLOOKUP($B7520,$AR$36:$AZ$47,MATCH(AK$2,$AS$2:$BA$2,0)+1,FALSE)","v":6.239401513616586E-2},{"$f":"O7520*VLOOKUP($B7520,$AR$36:$AZ$47,MATCH(AL$2,$AS$2:$BA$2,0)+1,FALSE)","v":5.4836046697421044E-2},{"$f":"P7520*VLOOKUP($B7520,$AR$36:$AZ$47,MATCH(AM$2,$AS$2:$BA$2,0)+1,FALSE)","v":8.9876499368352389E-6},{"$f":"Q7520*VLOOKUP($B7520,$AR$36:$AZ$47,MATCH(AN$2,$AS$2:$BA$2,0)+1,FALSE)","v":1.6392211723175037E-3},{"$f":"R7520*VLOOKUP($B7520,$AR$36:$BA$47,MATCH(AO$2,$AS$2:$BA$2,0)+1,FALSE)","v":0},0.62052590419715692]
[2006,11,10,12,null,2013,11,10,12,0.30873559710828774,0.34974300899800004,0,8.9659780332593544E-2,8.6077499999999987E-2,6.3090999999999994E-2,0,1.9643041520283999E-3,0,0.89927119059090976,null,null,0.29229680905906053,7.8529573847596373E-2,0.30939660920780609,6.7846010431131476E-2,5.8159601201743294E-2,0,0,1.4357831496238727E-3,0,0.80766438689696174,null,{"$f":"J7526*VLOOKUP($B7526,$AR$36:$AZ$47,MATCH(AG$2,$AS$2:$BA$2,0)+1,FALSE)","v":0.27379016837944764},{"$f":"K7526*VLOOKUP($B7526,$AR$36:$AZ$47,MATCH(AH$2,$AS$2:$BA$2,0)+1,FALSE)","v":0.30994639668312535},{"$f":"L7526*VLOOKUP($B7526,$AR$36:$AZ$47,MATCH(AI$2,$AS$2:$BA$2,0)+1,FALSE)","v":0},{"$f":"M7526*VLOOKUP($B7526,$AR$36:$AZ$47,MATCH(AJ$2,$AS$2:$BA$2,0)+1,FALSE)","v":7.8676667306550846E-2},{"$f":"N7526*VLOOKUP($B7526,$AR$36:$AZ$47,MATCH(AK$2,$AS$2:$BA$2,0)+1,FALSE)","v":6.6938633337487646E-2},{"$f":"O7526*VLOOKUP($B7526,$AR$36:$AZ$47,MATCH(AL$2,$AS$2:$BA$2,0)+1,FALSE)","v":5.8773801002089406E-2},{"$f":"P7526*VLOOKUP($B7526,$AR$36:$AZ$47,MATCH(AM$2,$AS$2:$BA$2,0)+1,FALSE)","v":0},{"$f":"Q7526*VLOOKUP($B7526,$AR$36:$AZ$47,MATCH(AN$2,$AS$2:$BA$2,0)+1,FALSE)","v":1.3849880265898846E-3},{"$f":"R7526*VLOOKUP($B7526,$AR$36:$BA$47,MATCH(AO$2,$AS$2:$BA$2,0)+1,FALSE)","v":0},0.78951065473529081]
[2006,11,10,23,null,2013,11,10,23,0.26117581594260436,0.30173798778661659,7.3629190447053851E-3,9.4082756108922055E-2,8.2457099999999992E-2,6.2038999999999997E-2,1.7958104117174758E-5,2.3248785498920436E-3,0,0.81119841553685756,null,null,0.24726937327101781,8.2403489237137598E-2,0.26692945359459469,6.4992422720465293E-2,5.7189828960627541E-2,4.1178107725202088E-3,8.9876499368352389E-6,1.699340422108276E-3,0,0.7246107066284081,null,{"$f":"J7537*VLOOKUP($B7537,$AR$36:$AZ$47,MATCH(AG$2,$AS$2:$BA$2,0)+1,FALSE)","v":0.23161362438709768},{"$f":"K7537*VLOOKUP($B7537,$AR$36:$AZ$47,MATCH(AH$2,$AS$2:$BA$2,0)+1,FALSE)","v":0.26740377834804269},{"$f":"L7537*VLOOKUP($B7537,$AR$36:$AZ$47,MATCH(AI$2,$AS$2:$BA$2,0)+1,FALSE)","v":5.4307912710067291E-3},{"$f":"M7537*VLOOKUP($B7537,$AR$36:$AZ$47,MATCH(AJ$2,$AS$2:$BA$2,0)+1,FALSE)","v":8.2557838912908563E-2},{"$f":"N7537*VLOOKUP($B7537,$AR$36:$AZ$47,MATCH(AK$2,$AS$2:$BA$2,0)+1,FALSE)","v":6.4123209700241671E-2},{"$f":"O7537*VLOOKUP($B7537,$AR$36:$AZ$47,MATCH(AL$2,$AS$2:$BA$2,0)+1,FALSE)","v":5.7793787392316248E-2},{"$f":"P7537*VLOOKUP($B7537,$AR$36:$AZ$47,MATCH(AM$2,$AS$2:$BA$2,0)+1,FALSE)","v":8.9876499368352389E-6},{"$f":"Q7537*VLOOKUP($B7537,$AR$36:$AZ$47,MATCH(AN$2,$AS$2:$BA$2,0)+1,FALSE)","v":1.6392211723175037E-3},{"$f":"R7537*VLOOKUP($B7537,$AR$36:$BA$47,MATCH(AO$2,$AS$2:$BA$2,0)+1,FALSE)","v":0},0.71057123883386797]
[2006,11,11,2,null,2013,11,11,2,0.1765657677333036,0.28588957619528316,7.3629190447053851E-3,9.0992205467495438E-2,8.1588200000000013E-2,6.0234999999999997E-2,1.7958104117174758E-5,2.3248785498920436E-3,0,0.70497650509479692,null,null,0.1671644312508804,7.9696594083866507E-2,0.25290931686123602,6.430755851711821E-2,5.5526835497725628E-2,4.1178107725202088E-3,8.9876499368352389E-6,1.699340422108276E-3,0,0.62543087505539208,null,{"$f":"J7540*VLOOKUP($B7540,$AR$36:$AZ$47,MATCH(AG$2,$AS$2:$BA$2,0)+1,FALSE)","v":0.15658049065457097},{"$f":"K7540*VLOOKUP($B7540,$AR$36:$AZ$47,MATCH(AH$2,$AS$2:$BA$2,0)+1,FALSE)","v":0.25335872829841333},{"$f":"L7540*VLOOKUP($B7540,$AR$36:$AZ$47,MATCH(AI$2,$AS$2:$BA$2,0)+1,FALSE)","v":5.4307912710067291E-3},{"$f":"M7540*VLOOKUP($B7540,$AR$36:$AZ$47,MATCH(AJ$2,$AS$2:$BA$2,0)+1,FALSE)","v":7.9845873484178015E-2},{"$f":"N7540*VLOOKUP($B7540,$AR$36:$AZ$47,MATCH(AK$2,$AS$2:$BA$2,0)+1,FALSE)","v":6.3447504916681025E-2},{"$f":"O7540*VLOOKUP($B7540,$AR$36:$AZ$47,MATCH(AL$2,$AS$2:$BA$2,0)+1,FALSE)","v":5.6113231734492328E-2},{"$f":"P7540*VLOOKUP($B7540,$AR$36:$AZ$47,MATCH(AM$2,$AS$2:$BA$2,0)+1,FALSE)","v":8.9876499368352389E-6},{"$f":"Q7540*VLOOKUP($B7540,$AR$36:$AZ$47,MATCH(AN$2,$AS$2:$BA$2,0)+1,FALSE)","v":1.6392211723175037E-3},{"$f":"R7540*VLOOKUP($B7540,$AR$36:$BA$47,MATCH(AO$2,$AS$2:$BA$2,0)+1,FALSE)","v":0},0.6164248291815968]
[2006,11,11,8,null,2013,11,11,8,0.23843529536075203,0.39334710538615447,1.7180144437645897E-3,0.1216973373186493,9.8749099999999992E-2,6.6274E-2,4.1902242940074433E-6,2.048438178196583E-3,0,0.92227348091181105,null,null,0.22573968357966054,0.10659004519718379,0.34797053126765337,7.7833725057824002E-2,6.1093807516830217E-2,9.6082251358804857E-4,2.097118318594889E-6,1.4972798465368998E-3,0,0.82168799209759547,null,{"$f":"J7546*VLOOKUP($B7546,$AR$36:$AZ$47,MATCH(AG$2,$AS$2:$BA$2,0)+1,FALSE)","v":0.21144707729159753},{"$f":"K7546*VLOOKUP($B7546,$AR$36:$AZ$47,MATCH(AH$2,$AS$2:$BA$2,0)+1,FALSE)","v":0.34858886331841821},{"$f":"L7546*VLOOKUP($B7546,$AR$36:$AZ$47,MATCH(AI$2,$AS$2:$BA$2,0)+1,FALSE)","v":1.2671846299015699E-3},{"$f":"M7546*VLOOKUP($B7546,$AR$36:$AZ$47,MATCH(AJ$2,$AS$2:$BA$2,0)+1,FALSE)","v":0.10678969862289314},{"$f":"N7546*VLOOKUP($B7546,$AR$36:$AZ$47,MATCH(AK$2,$AS$2:$BA$2,0)+1,FALSE)","v":7.6792771598930054E-2},{"$f":"O7546*VLOOKUP($B7546,$AR$36:$AZ$47,MATCH(AL$2,$AS$2:$BA$2,0)+1,FALSE)","v":6.1738994271963887E-2},{"$f":"P7546*VLOOKUP($B7546,$AR$36:$AZ$47,MATCH(AM$2,$AS$2:$BA$2,0)+1,FALSE)","v":2.097118318594889E-6},{"$f":"Q7546*VLOOKUP($B7546,$AR$36:$AZ$47,MATCH(AN$2,$AS$2:$BA$2,0)+1,FALSE)","v":1.4443090939263287E-3},{"$f":"R7546*VLOOKUP($B7546,$AR$36:$BA$47,MATCH(AO$2,$AS$2:$BA$2,0)+1,FALSE)","v":0},0.80807099594594922]
[2006,11,11,16,null,2013,11,11,16,0.30811637147339582,0.42389326315174658,0,0.11728430065563927,0.10094209999999995,6.9150000000000003E-2,0,1.9643041520283999E-3,0,1.0213503394328098,null,null,0.29171055441637678,0.10272483509702013,0.37499288023204663,7.9562240649883112E-2,6.3745009955469861E-2,0,0,1.4357831496238727E-3,0,0.91417130350042042,null,{"$f":"J7554*VLOOKUP($B7554,$AR$36:$AZ$47,MATCH(AG$2,$AS$2:$BA$2,0)+1,FALSE)","v":0.27324103218514462},{"$f":"K7554*VLOOKUP($B7554,$AR$36:$AZ$47,MATCH(AH$2,$AS$2:$BA$2,0)+1,FALSE)","v":0.37565923009739699},{"$f":"L7554*VLOOKUP($B7554,$AR$36:$AZ$47,MATCH(AI$2,$AS$2:$BA$2,0)+1,FALSE)","v":0},{"$f":"M7554*VLOOKUP($B7554,$AR$36:$AZ$47,MATCH(AJ$2,$AS$2:$BA$2,0)+1,FALSE)","v":0.10291724861175884},{"$f":"N7554*VLOOKUP($B7554,$AR$36:$AZ$47,MATCH(AK$2,$AS$2:$BA$2,0)+1,FALSE)","v":7.8498169907536927E-2},{"$f":"O7554*VLOOKUP($B7554,$AR$36:$AZ$47,MATCH(AL$2,$AS$2:$BA$2,0)+1,FALSE)","v":6.4418194977009124E-2},{"$f":"P7554*VLOOKUP($B7554,$AR$36:$AZ$47,MATCH(AM$2,$AS$2:$BA$2,0)+1,FALSE)","v":0},{"$f":"Q7554*VLOOKUP($B7554,$AR$36:$AZ$47,MATCH(AN$2,$AS$2:$BA$2,0)+1,FALSE)","v":1.3849880265898846E-3},{"$f":"R7554*VLOOKUP($B7554,$AR$36:$BA$47,MATCH(AO$2,$AS$2:$BA$2,0)+1,FALSE)","v":0},0.89611886380543648]
[2006,11,12,1,null,2013,11,12,1,0.19871501199653299,0.30011329828152078,7.3629190447053851E-3,8.1834668509642439E-2,8.3932899999999991E-2,6.1155000000000001E-2,1.7958104117174758E-5,2.3248785498920436E-3,0,0.73545663448641074,null,null,0.18813432743988664,7.1675857560464767E-2,0.26549218848575867,6.6155643564405509E-2,5.6374925290336365E-2,4.1178107725202088E-3,8.9876499368352389E-6,1.699340422108276E-3,0,0.65365908118541727,null,{"$f":"J7563*VLOOKUP($B7563,$AR$36:$AZ$47,MATCH(AG$2,$AS$2:$BA$2,0)+1,FALSE)","v":0.17622268732093102},{"$f":"K7563*VLOOKUP($B7563,$AR$36:$AZ$47,MATCH(AH$2,$AS$2:$BA$2,0)+1,FALSE)","v":0.26596395926695215},{"$f":"L7563*VLOOKUP($B7563,$AR$36:$AZ$47,MATCH(AI$2,$AS$2:$BA$2,0)+1,FALSE)","v":5.4307912710067291E-3},{"$f":"M7563*VLOOKUP($B7563,$AR$36:$AZ$47,MATCH(AJ$2,$AS$2:$BA$2,0)+1,FALSE)","v":7.1810113348386884E-2},{"$f":"N7563*VLOOKUP($B7563,$AR$36:$AZ$47,MATCH(AK$2,$AS$2:$BA$2,0)+1,FALSE)","v":6.5270873550602848E-2},{"$f":"O7563*VLOOKUP($B7563,$AR$36:$AZ$47,MATCH(AL$2,$AS$2:$BA$2,0)+1,FALSE)","v":5.6970277857107635E-2},{"$f":"P7563*VLOOKUP($B7563,$AR$36:$AZ$47,MATCH(AM$2,$AS$2:$BA$2,0)+1,FALSE)","v":8.9876499368352389E-6},{"$f":"Q7563*VLOOKUP($B7563,$AR$36:$AZ$47,MATCH(AN$2,$AS$2:$BA$2,0)+1,FALSE)","v":1.6392211723175037E-3},{"$f":"R7563*VLOOKUP($B7563,$AR$36:$BA$47,MATCH(AO$2,$AS$2:$BA$2,0)+1,FALSE)","v":0},0.64331691143724168]
[2006,11,12,9,null,2013,11,12,9,0.2294564338002818,0.42097262880646225,0,0.10033808324860191,0.11779339999999998,7.7186000000000005E-2,0,1.9643041520283999E-3,0,0.94771085000737432,null,null,0.21723890619056027,8.7882291133976387E-2,0.37240917065124413,9.2844381459945308E-2,7.1152889926578408E-2,0,0,1.4357831496238727E-3,0,0.84296342251192846,null,{"$f":"J7571*VLOOKUP($B7571,$AR$36:$AZ$47,MATCH(AG$2,$AS$2:$BA$2,0)+1,FALSE)","v":0.20348452279019791},{"$f":"K7571*VLOOKUP($B7571,$AR$36:$AZ$47,MATCH(AH$2,$AS$2:$BA$2,0)+1,FALSE)","v":0.37307092935067632},{"$f":"L7571*VLOOKUP($B7571,$AR$36:$AZ$47,MATCH(AI$2,$AS$2:$BA$2,0)+1,FALSE)","v":0},{"$f":"M7571*VLOOKUP($B7571,$AR$36:$AZ$47,MATCH(AJ$2,$AS$2:$BA$2,0)+1,FALSE)","v":8.8046903133639456E-2},{"$f":"N7571*VLOOKUP($B7571,$AR$36:$AZ$47,MATCH(AK$2,$AS$2:$BA$2,0)+1,FALSE)","v":9.1602674475629725E-2},{"$f":"O7571*VLOOKUP($B7571,$AR$36:$AZ$47,MATCH(AL$2,$AS$2:$BA$2,0)+1,FALSE)","v":7.1904306543679339E-2},{"$f":"P7571*VLOOKUP($B7571,$AR$36:$AZ$47,MATCH(AM$2,$AS$2:$BA$2,0)+1,FALSE)","v":0},{"$f":"Q7571*VLOOKUP($B7571,$AR$36:$AZ$47,MATCH(AN$2,$AS$2:$BA$2,0)+1,FALSE)","v":1.3849880265898846E-3},{"$f":"R7571*VLOOKUP($B7571,$AR$36:$BA$47,MATCH(AO$2,$AS$2:$BA$2,0)+1,FALSE)","v":0},0.8294943243204127]
[2006,11,12,18,null,2013,11,12,18,0.39075481393506806,0.41652804851959913,7.3629190447053851E-3,9.0643443372972782E-2,0.11175359999999999,7.4446999999999999E-2,1.7958104117174758E-5,2.3248785498920436E-3,0,1.0938326615263543,null,null,0.36994886986623182,7.9391126698652503E-2,0.36847731773430653,8.8083830400702792E-2,6.8627979120099269E-2,4.1178107725202088E-3,8.9876499368352389E-6,1.699340422108276E-3,0,0.98035526266455819,null,{"$f":"J7580*VLOOKUP($B7580,$AR$36:$AZ$47,MATCH(AG$2,$AS$2:$BA$2,0)+1,FALSE)","v":0.34652572396709258},{"$f":"K7580*VLOOKUP($B7580,$AR$36:$AZ$47,MATCH(AH$2,$AS$2:$BA$2,0)+1,FALSE)","v":0.36913208966198952},{"$f":"L7580*VLOOKUP($B7580,$AR$36:$AZ$47,MATCH(AI$2,$AS$2:$BA$2,0)+1,FALSE)","v":5.4307912710067291E-3},{"$f":"M7580*VLOOKUP($B7580,$AR$36:$AZ$47,MATCH(AJ$2,$AS$2:$BA$2,0)+1,FALSE)","v":7.9539833929116552E-2},{"$f":"N7580*VLOOKUP($B7580,$AR$36:$AZ$47,MATCH(AK$2,$AS$2:$BA$2,0)+1,FALSE)","v":8.6905791345523051E-2},{"$f":"O7580*VLOOKUP($B7580,$AR$36:$AZ$47,MATCH(AL$2,$AS$2:$BA$2,0)+1,FALSE)","v":6.935273118515399E-2},{"$f":"P7580*VLOOKUP($B7580,$AR$36:$AZ$47,MATCH(AM$2,$AS$2:$BA$2,0)+1,FALSE)","v":8.9876499368352389E-6},{"$f":"Q7580*VLOOKUP($B7580,$AR$36:$AZ$47,MATCH(AN$2,$AS$2:$BA$2,0)+1,FALSE)","v":1.6392211723175037E-3},{"$f":"R7580*VLOOKUP($B7580,$AR$36:$BA$47,MATCH(AO$2,$AS$2:$BA$2,0)+1,FALSE)","v":0},0.95853517018213674]
[2006,11,12,23,null,2013,11,12,23,0.28076886185736621,0.32664080668163054,7.3629190447053851E-3,8.4863816269398165E-2,8.9213499999999987E-2,6.5166000000000002E-2,1.7958104117174758E-5,2.3248785498920436E-3,0,0.85635874050710958,null,null,0.26581917722713183,7.4328972277148325E-2,0.28895948000715255,7.0317795609744105E-2,6.0072412418772946E-2,4.1178107725202088E-3,8.9876499368352389E-6,1.699340422108276E-3,0,0.7653239763845151,null,{"$f":"J7585*VLOOKUP($B7585,$AR$36:$AZ$47,MATCH(AG$2,$AS$2:$BA$2,0)+1,FALSE)","v":0.24898895586915987},{"$f":"K7585*VLOOKUP($B7585,$AR$36:$AZ$47,MATCH(AH$2,$AS$2:$BA$2,0)+1,FALSE)","v":0.28947295138419665},{"$f":"L7585*VLOOKUP($B7585,$AR$36:$AZ$47,MATCH(AI$2,$AS$2:$BA$2,0)+1,FALSE)","v":5.4307912710067291E-3},{"$f":"M7585*VLOOKUP($B7585,$AR$36:$AZ$47,MATCH(AJ$2,$AS$2:$BA$2,0)+1,FALSE)","v":7.4468197604589878E-2},{"$f":"N7585*VLOOKUP($B7585,$AR$36:$AZ$47,MATCH(AK$2,$AS$2:$BA$2,0)+1,FALSE)","v":6.9377360695349582E-2},{"$f":"O7585*VLOOKUP($B7585,$AR$36:$AZ$47,MATCH(AL$2,$AS$2:$BA$2,0)+1,FALSE)","v":6.0706812637335884E-2},{"$f":"P7585*VLOOKUP($B7585,$AR$36:$AZ$47,MATCH(AM$2,$AS$2:$BA$2,0)+1,FALSE)","v":8.9876499368352389E-6},{"$f":"Q7585*VLOOKUP($B7585,$AR$36:$AZ$47,MATCH(AN$2,$AS$2:$BA$2,0)+1,FALSE)","v":1.6392211723175037E-3},{"$f":"R7585*VLOOKUP($B7585,$AR$36:$BA$47,MATCH(AO$2,$AS$2:$BA$2,0)+1,FALSE)","v":0},0.75009327828389305]
[2006,11,13,11,null,2013,11,13,11,0.22125511810843704,0.4384171244908332,0,0.10632666678971997,0.1213839,8.2215999999999997E-2,0,1.9643041520283999E-3,0,0.97156311354101865,null,null,0.20947427383437814,9.3127462510598336E-2,0.3878412670055002,9.5674402086159807E-2,7.5789728684004479E-2,0,0,1.4357831496238727E-3,0,0.86334291727026491,null,{"$f":"J7597*VLOOKUP($B7597,$AR$36:$AZ$47,MATCH(AG$2,$AS$2:$BA$2,0)+1,FALSE)","v":0.19621150463085815},{"$f":"K7597*VLOOKUP($B7597,$AR$36:$AZ$47,MATCH(AH$2,$AS$2:$BA$2,0)+1,FALSE)","v":0.38853044802644787},{"$f":"L7597*VLOOKUP($B7597,$AR$36:$AZ$47,MATCH(AI$2,$AS$2:$BA$2,0)+1,FALSE)","v":0},{"$f":"M7597*VLOOKUP($B7597,$AR$36:$AZ$47,MATCH(AJ$2,$AS$2:$BA$2,0)+1,FALSE)","v":9.3301899221676407E-2},{"$f":"N7597*VLOOKUP($B7597,$AR$36:$AZ$47,MATCH(AK$2,$AS$2:$BA$2,0)+1,FALSE)","v":9.4394846216192013E-2},{"$f":"O7597*VLOOKUP($B7597,$AR$36:$AZ$47,MATCH(AL$2,$AS$2:$BA$2,0)+1,FALSE)","v":7.6590113061891271E-2},{"$f":"P7597*VLOOKUP($B7597,$AR$36:$AZ$47,MATCH(AM$2,$AS$2:$BA$2,0)+1,FALSE)","v":0},{"$f":"Q7597*VLOOKUP($B7597,$AR$36:$AZ$47,MATCH(AN$2,$AS$2:$BA$2,0)+1,FALSE)","v":1.3849880265898846E-3},{"$f":"R7597*VLOOKUP($B7597,$AR$36:$BA$47,MATCH(AO$2,$AS$2:$BA$2,0)+1,FALSE)","v":0},0.85041379918365556]
[2006,11,13,13,null,2013,11,13,13,0.23740084556369487,0.44116939813865264,0,0.10026725823303281,0.12227349999999998,8.2220000000000001E-2,0,1.9643041520283999E-3,0,0.98529530608740867,null,null,0.22476031360210158,8.7820258210521085E-2,0.39027603800117205,9.6375581963358076E-2,7.5793416030928887E-2,0,0,1.4357831496238727E-3,0,0.87646139095770559,null,{"$f":"J7599*VLOOKUP($B7599,$AR$36:$AZ$47,MATCH(AG$2,$AS$2:$BA$2,0)+1,FALSE)","v":0.21052971568260553},{"$f":"K7599*VLOOKUP($B7599,$AR$36:$AZ$47,MATCH(AH$2,$AS$2:$BA$2,0)+1,FALSE)","v":0.39096954552912999},{"$f":"L7599*VLOOKUP($B7599,$AR$36:$AZ$47,MATCH(AI$2,$AS$2:$BA$2,0)+1,FALSE)","v":0},{"$f":"M7599*VLOOKUP($B7599,$AR$36:$AZ$47,MATCH(AJ$2,$AS$2:$BA$2,0)+1,FALSE)","v":8.7984754016541003E-2},{"$f":"N7599*VLOOKUP($B7599,$AR$36:$AZ$47,MATCH(AK$2,$AS$2:$BA$2,0)+1,FALSE)","v":9.5086648466687532E-2},{"$f":"O7599*VLOOKUP($B7599,$AR$36:$AZ$47,MATCH(AL$2,$AS$2:$BA$2,0)+1,FALSE)","v":7.659383934938091E-2},{"$f":"P7599*VLOOKUP($B7599,$AR$36:$AZ$47,MATCH(AM$2,$AS$2:$BA$2,0)+1,FALSE)","v":0},{"$f":"Q7599*VLOOKUP($B7599,$AR$36:$AZ$47,MATCH(AN$2,$AS$2:$BA$2,0)+1,FALSE)","v":1.3849880265898846E-3},{"$f":"R7599*VLOOKUP($B7599,$AR$36:$BA$47,MATCH(AO$2,$AS$2:$BA$2,0)+1,FALSE)","v":0},0.86254949107093504]
[2006,11,13,20,null,2013,11,13,20,0.4211887709521,0.39147533605551976,7.3629190447053851E-3,7.6125278174223071E-2,9.6050599999999986E-2,6.8428000000000003E-2,1.7958104117174758E-5,2.3248785498920436E-3,0,1.0629737408805573,null,null,0.39876235495327506,6.6675220838995131E-2,0.34631468949464211,7.5706775981138355E-2,6.3079443835616658E-2,4.1178107725202088E-3,8.9876499368352389E-6,1.699340422108276E-3,0,0.95636462394823263,null,{"$f":"J7606*VLOOKUP($B7606,$AR$36:$AZ$47,MATCH(AG$2,$AS$2:$BA$2,0)+1,FALSE)","v":0.37351489623679834},{"$f":"K7606*VLOOKUP($B7606,$AR$36:$AZ$47,MATCH(AH$2,$AS$2:$BA$2,0)+1,FALSE)","v":0.3469300791696962},{"$f":"L7606*VLOOKUP($B7606,$AR$36:$AZ$47,MATCH(AI$2,$AS$2:$BA$2,0)+1,FALSE)","v":5.4307912710067291E-3},{"$f":"M7606*VLOOKUP($B7606,$AR$36:$AZ$47,MATCH(AJ$2,$AS$2:$BA$2,0)+1,FALSE)","v":6.680010995247479E-2},{"$f":"N7606*VLOOKUP($B7606,$AR$36:$AZ$47,MATCH(AK$2,$AS$2:$BA$2,0)+1,FALSE)","v":7.4694268481841256E-2},{"$f":"O7606*VLOOKUP($B7606,$AR$36:$AZ$47,MATCH(AL$2,$AS$2:$BA$2,0)+1,FALSE)","v":6.3745600085130597E-2},{"$f":"P7606*VLOOKUP($B7606,$AR$36:$AZ$47,MATCH(AM$2,$AS$2:$BA$2,0)+1,FALSE)","v":8.9876499368352389E-6},{"$f":"Q7606*VLOOKUP($B7606,$AR$36:$AZ$47,MATCH(AN$2,$AS$2:$BA$2,0)+1,FALSE)","v":1.6392211723175037E-3},{"$f":"R7606*VLOOKUP($B7606,$AR$36:$BA$47,MATCH(AO$2,$AS$2:$BA$2,0)+1,FALSE)","v":0},0.93276395401920231]
[2006,11,14,10,null,2013,11,14,10,0.22474731145815816,0.44088646900632456,0,0.10429409028207184,0.120681,7.9908999999999994E-2,0,1.9643041520283999E-3,0,0.97248217489858302,null,null,0.21278052352602844,9.1347206454135313E-2,0.3900257476109818,9.5120378552343857E-2,7.3663051345359956E-2,0,0,1.4357831496238727E-3,{"$f":"$R7620*$BA$6","v":0},0.86437269063847333,null,{"$f":"J7620*VLOOKUP($B7620,$AR$36:$AZ$47,MATCH(AG$2,$AS$2:$BA$2,0)+1,FALSE)","v":0.19930842061394893},{"$f":"K7620*VLOOKUP($B7620,$AR$36:$AZ$47,MATCH(AH$2,$AS$2:$BA$2,0)+1,FALSE)","v":0.39071881038124812},{"$f":"L7620*VLOOKUP($B7620,$AR$36:$AZ$47,MATCH(AI$2,$AS$2:$BA$2,0)+1,FALSE)","v":0},{"$f":"M7620*VLOOKUP($B7620,$AR$36:$AZ$47,MATCH(AJ$2,$AS$2:$BA$2,0)+1,FALSE)","v":9.1518308574073531E-2},{"$f":"N7620*VLOOKUP($B7620,$AR$36:$AZ$47,MATCH(AK$2,$AS$2:$BA$2,0)+1,FALSE)","v":9.3848232230273276E-2},{"$f":"O7620*VLOOKUP($B7620,$AR$36:$AZ$47,MATCH(AL$2,$AS$2:$BA$2,0)+1,FALSE)","v":7.444097675224616E-2},{"$f":"P7620*VLOOKUP($B7620,$AR$36:$AZ$47,MATCH(AM$2,$AS$2:$BA$2,0)+1,FALSE)","v":0},{"$f":"Q7620*VLOOKUP($B7620,$AR$36:$AZ$47,MATCH(AN$2,$AS$2:$BA$2,0)+1,FALSE)","v":1.3849880265898846E-3},{"$f":"R7620*VLOOKUP($B7620,$AR$36:$BA$47,MATCH(AO$2,$AS$2:$BA$2,0)+1,FALSE)","v":0},{"$f":"SUM(AG7620:AO7620)","v":0.8512197365783799}]
[2006,11,14,13,null,2013,11,14,13,0.2382674243151035,0.44740356963164757,0,0.10026725823303281,0.12063639999999996,7.9979999999999996E-2,0,1.9643041520283999E-3,0,0.9885189563318123,null,null,0.2255807509154778,8.7820258210521085E-2,0.39579103464593307,9.5085224974867391E-2,7.3728501753267964E-2,0,0,1.4357831496238727E-3,0,0.87944155364969112,null,{"$f":"J7623*VLOOKUP($B7623,$AR$36:$AZ$47,MATCH(AG$2,$AS$2:$BA$2,0)+1,FALSE)","v":0.21129820737739058},{"$f":"K7623*VLOOKUP($B7623,$AR$36:$AZ$47,MATCH(AH$2,$AS$2:$BA$2,0)+1,FALSE)","v":0.3964943421393447},{"$f":"L7623*VLOOKUP($B7623,$AR$36:$AZ$47,MATCH(AI$2,$AS$2:$BA$2,0)+1,FALSE)","v":0},{"$f":"M7623*VLOOKUP($B7623,$AR$36:$AZ$47,MATCH(AJ$2,$AS$2:$BA$2,0)+1,FALSE)","v":8.7984754016541003E-2},{"$f":"N7623*VLOOKUP($B7623,$AR$36:$AZ$47,MATCH(AK$2,$AS$2:$BA$2,0)+1,FALSE)","v":9.3813548799099575E-2},{"$f":"O7623*VLOOKUP($B7623,$AR$36:$AZ$47,MATCH(AL$2,$AS$2:$BA$2,0)+1,FALSE)","v":7.4507118355187127E-2},{"$f":"P7623*VLOOKUP($B7623,$AR$36:$AZ$47,MATCH(AM$2,$AS$2:$BA$2,0)+1,FALSE)","v":0},{"$f":"Q7623*VLOOKUP($B7623,$AR$36:$AZ$47,MATCH(AN$2,$AS$2:$BA$2,0)+1,FALSE)","v":1.3849880265898846E-3},{"$f":"R7623*VLOOKUP($B7623,$AR$36:$BA$47,MATCH(AO$2,$AS$2:$BA$2,0)+1,FALSE)","v":0},0.86548295871415293]
[2006,11,14,20,null,2013,11,14,20,0.42269142703370288,0.3970547722237544,7.3629190447053851E-3,7.6125278174223071E-2,9.6658199999999958E-2,6.9634000000000001E-2,1.7958104117174758E-5,2.3248785498920436E-3,0,1.0718694331303948,null,null,0.40018500132732326,6.6675220838995131E-2,0.35125048116833091,7.6185684359494535E-2,6.4191178933321602E-2,4.1178107725202088E-3,8.9876499368352389E-6,1.699340422108276E-3,0,0.96431370547203077,null,{"$f":"J7630*VLOOKUP($B7630,$AR$36:$AZ$47,MATCH(AG$2,$AS$2:$BA$2,0)+1,FALSE)","v":0.37484746839709299},{"$f":"K7630*VLOOKUP($B7630,$AR$36:$AZ$47,MATCH(AH$2,$AS$2:$BA$2,0)+1,FALSE)","v":0.35187464158088577},{"$f":"L7630*VLOOKUP($B7630,$AR$36:$AZ$47,MATCH(AI$2,$AS$2:$BA$2,0)+1,FALSE)","v":5.4307912710067291E-3},{"$f":"M7630*VLOOKUP($B7630,$AR$36:$AZ$47,MATCH(AJ$2,$AS$2:$BA$2,0)+1,FALSE)","v":6.680010995247479E-2},{"$f":"N7630*VLOOKUP($B7630,$AR$36:$AZ$47,MATCH(AK$2,$AS$2:$BA$2,0)+1,FALSE)","v":7.5166771907426988E-2},{"$f":"O7630*VLOOKUP($B7630,$AR$36:$AZ$47,MATCH(AL$2,$AS$2:$BA$2,0)+1,FALSE)","v":6.4869075763254569E-2},{"$f":"P7630*VLOOKUP($B7630,$AR$36:$AZ$47,MATCH(AM$2,$AS$2:$BA$2,0)+1,FALSE)","v":8.9876499368352389E-6},{"$f":"Q7630*VLOOKUP($B7630,$AR$36:$AZ$47,MATCH(AN$2,$AS$2:$BA$2,0)+1,FALSE)","v":1.6392211723175037E-3},{"$f":"R7630*VLOOKUP($B7630,$AR$36:$BA$47,MATCH(AO$2,$AS$2:$BA$2,0)+1,FALSE)","v":0},0.94063706769439637]
[2006,11,15,6,null,2013,11,15,6,0.22867357322923598,0.33697414742184134,7.3629190447053851E-3,8.4515854981389263E-2,9.1212299999999968E-2,6.3867999999999994E-2,1.7958104117174758E-5,2.3248785498920436E-3,0,0.81494963133118126,null,null,0.2164977294393268,7.4024206287744407E-2,0.29810076519243667,7.1893243382387867E-2,5.8875868341806921E-2,4.1178107725202088E-3,8.9876499368352389E-6,1.699340422108276E-3,0,0.72521795148826795,null,{"$f":"J7640*VLOOKUP($B7640,$AR$36:$AZ$47,MATCH(AG$2,$AS$2:$BA$2,0)+1,FALSE)","v":0.20279027331079924},{"$f":"K7640*VLOOKUP($B7640,$AR$36:$AZ$47,MATCH(AH$2,$AS$2:$BA$2,0)+1,FALSE)","v":0.2986304803289585},{"$f":"L7640*VLOOKUP($B7640,$AR$36:$AZ$47,MATCH(AI$2,$AS$2:$BA$2,0)+1,FALSE)","v":5.4307912710067291E-3},{"$f":"M7640*VLOOKUP($B7640,$AR$36:$AZ$47,MATCH(AJ$2,$AS$2:$BA$2,0)+1,FALSE)","v":7.4162860759120458E-2},{"$f":"N7640*VLOOKUP($B7640,$AR$36:$AZ$47,MATCH(AK$2,$AS$2:$BA$2,0)+1,FALSE)","v":7.0931738323823573E-2},{"$f":"O7640*VLOOKUP($B7640,$AR$36:$AZ$47,MATCH(AL$2,$AS$2:$BA$2,0)+1,FALSE)","v":5.9497632346950373E-2},{"$f":"P7640*VLOOKUP($B7640,$AR$36:$AZ$47,MATCH(AM$2,$AS$2:$BA$2,0)+1,FALSE)","v":8.9876499368352389E-6},{"$f":"Q7640*VLOOKUP($B7640,$AR$36:$AZ$47,MATCH(AN$2,$AS$2:$BA$2,0)+1,FALSE)","v":1.6392211723175037E-3},{"$f":"R7640*VLOOKUP($B7640,$AR$36:$BA$47,MATCH(AO$2,$AS$2:$BA$2,0)+1,FALSE)","v":0},0.71309198516291328]
[2006,11,15,10,null,2013,11,15,10,0.23810682385290247,0.4374694252047725,0,0.1011909255979587,0.11987349999999998,7.9808000000000004E-2,0,1.9643041520283999E-3,0,0.97841297880766209,null,null,0.22542870170873114,8.8629263143117309E-2,0.38700289443446328,9.4483909632787189E-2,7.3569945835518999E-2,0,0,1.4357831496238727E-3,0,0.87055049790424177,null,{"$f":"J7644*VLOOKUP($B7644,$AR$36:$AZ$47,MATCH(AG$2,$AS$2:$BA$2,0)+1,FALSE)","v":0.21115578509761565},{"$f":"K7644*VLOOKUP($B7644,$AR$36:$AZ$47,MATCH(AH$2,$AS$2:$BA$2,0)+1,FALSE)","v":0.3876905856952601},{"$f":"L7644*VLOOKUP($B7644,$AR$36:$AZ$47,MATCH(AI$2,$AS$2:$BA$2,0)+1,FALSE)","v":0},{"$f":"M7644*VLOOKUP($B7644,$AR$36:$AZ$47,MATCH(AJ$2,$AS$2:$BA$2,0)+1,FALSE)","v":8.8795274293331991E-2},{"$f":"N7644*VLOOKUP($B7644,$AR$36:$AZ$47,MATCH(AK$2,$AS$2:$BA$2,0)+1,FALSE)","v":9.3220275488731963E-2},{"$f":"O7644*VLOOKUP($B7644,$AR$36:$AZ$47,MATCH(AL$2,$AS$2:$BA$2,0)+1,FALSE)","v":7.4346887993132965E-2},{"$f":"P7644*VLOOKUP($B7644,$AR$36:$AZ$47,MATCH(AM$2,$AS$2:$BA$2,0)+1,FALSE)","v":0},{"$f":"Q7644*VLOOKUP($B7644,$AR$36:$AZ$47,MATCH(AN$2,$AS$2:$BA$2,0)+1,FALSE)","v":1.3849880265898846E-3},{"$f":"R7644*VLOOKUP($B7644,$AR$36:$BA$47,MATCH(AO$2,$AS$2:$BA$2,0)+1,FALSE)","v":0},0.8565937965946625]
[2006,11,15,23,null,2013,11,15,23,0.29715148729611146,0.33410813595376176,7.3629190447053851E-3,6.770624659548119E-2,8.6358600000000021E-2,6.3812999999999995E-2,1.7958104117174758E-5,2.3248785498920436E-3,0,0.85884322554406922,null,null,0.28132950122153488,5.9301312943665224E-2,0.29556537718649778,6.806757255284962E-2,5.8825167321596497E-2,4.1178107725202088E-3,8.9876499368352389E-6,1.699340422108276E-3,0,0.76891507007070925,null,{"$f":"J7657*VLOOKUP($B7657,$AR$36:$AZ$47,MATCH(AG$2,$AS$2:$BA$2,0)+1,FALSE)","v":0.26351725069289622},{"$f":"K7657*VLOOKUP($B7657,$AR$36:$AZ$47,MATCH(AH$2,$AS$2:$BA$2,0)+1,FALSE)","v":0.29609058702293145},{"$f":"L7657*VLOOKUP($B7657,$AR$36:$AZ$47,MATCH(AI$2,$AS$2:$BA$2,0)+1,FALSE)","v":5.4307912710067291E-3},{"$f":"M7657*VLOOKUP($B7657,$AR$36:$AZ$47,MATCH(AJ$2,$AS$2:$BA$2,0)+1,FALSE)","v":5.9412390017104522E-2},{"$f":"N7657*VLOOKUP($B7657,$AR$36:$AZ$47,MATCH(AK$2,$AS$2:$BA$2,0)+1,FALSE)","v":6.7157232272530717E-2},{"$f":"O7657*VLOOKUP($B7657,$AR$36:$AZ$47,MATCH(AL$2,$AS$2:$BA$2,0)+1,FALSE)","v":5.9446395893967933E-2},{"$f":"P7657*VLOOKUP($B7657,$AR$36:$AZ$47,MATCH(AM$2,$AS$2:$BA$2,0)+1,FALSE)","v":8.9876499368352389E-6},{"$f":"Q7657*VLOOKUP($B7657,$AR$36:$AZ$47,MATCH(AN$2,$AS$2:$BA$2,0)+1,FALSE)","v":1.6392211723175037E-3},{"$f":"R7657*VLOOKUP($B7657,$AR$36:$BA$47,MATCH(AO$2,$AS$2:$BA$2,0)+1,FALSE)","v":0},0.75270285599269193]
[2006,11,16,7,null,2013,11,16,7,0.22839943418781658,0.32116262222423869,7.3629190447053851E-3,7.8147320120881242E-2,8.2906999999999967E-2,6.1563E-2,1.7958104117174758E-5,2.3248785498920436E-3,0,0.78188513223165113,null,null,0.21623818707428719,6.8446250076229453E-2,0.28411325963354783,6.534703246276688E-2,5.6751034676624602E-2,4.1178107725202088E-3,8.9876499368352389E-6,1.699340422108276E-3,0,0.69672190276802115,null,{"$f":"J7665*VLOOKUP($B7665,$AR$36:$AZ$47,MATCH(AG$2,$AS$2:$BA$2,0)+1,FALSE)","v":0.20254716375358395},{"$f":"K7665*VLOOKUP($B7665,$AR$36:$AZ$47,MATCH(AH$2,$AS$2:$BA$2,0)+1,FALSE)","v":0.28461811943830972},{"$f":"L7665*VLOOKUP($B7665,$AR$36:$AZ$47,MATCH(AI$2,$AS$2:$BA$2,0)+1,FALSE)","v":5.4307912710067291E-3},{"$f":"M7665*VLOOKUP($B7665,$AR$36:$AZ$47,MATCH(AJ$2,$AS$2:$BA$2,0)+1,FALSE)","v":6.8574456498127462E-2},{"$f":"N7665*VLOOKUP($B7665,$AR$36:$AZ$47,MATCH(AK$2,$AS$2:$BA$2,0)+1,FALSE)","v":6.447307686806758E-2},{"$f":"O7665*VLOOKUP($B7665,$AR$36:$AZ$47,MATCH(AL$2,$AS$2:$BA$2,0)+1,FALSE)","v":5.7350359181050074E-2},{"$f":"P7665*VLOOKUP($B7665,$AR$36:$AZ$47,MATCH(AM$2,$AS$2:$BA$2,0)+1,FALSE)","v":8.9876499368352389E-6},{"$f":"Q7665*VLOOKUP($B7665,$AR$36:$AZ$47,MATCH(AN$2,$AS$2:$BA$2,0)+1,FALSE)","v":1.6392211723175037E-3},{"$f":"R7665*VLOOKUP($B7665,$AR$36:$BA$47,MATCH(AO$2,$AS$2:$BA$2,0)+1,FALSE)","v":0},0.68464217583239984]
[2006,11,16,8,null,2013,11,16,8,0.25198431491038553,0.33854189962402292,2.3315910308233721E-3,8.6350388253678426E-2,8.4006999999999984E-2,6.2380999999999999E-2,5.6867329704386734E-6,2.0784860446852209E-3,0,0.82768036659656585,null,null,0.2385672785098546,7.5631003845664957E-2,0.29948766129315568,6.6214048947611875E-2,5.7505097122663273E-2,1.3039734112980663E-3,2.8460891466644927E-6,1.5192429525772674E-3,0,0.74023115217197233,null,{"$f":"J7666*VLOOKUP($B7666,$AR$36:$AZ$47,MATCH(AG$2,$AS$2:$BA$2,0)+1,FALSE)","v":0.22346249883228064},{"$f":"K7666*VLOOKUP($B7666,$AR$36:$AZ$47,MATCH(AH$2,$AS$2:$BA$2,0)+1,FALSE)","v":0.30001984089788125},{"$f":"L7666*VLOOKUP($B7666,$AR$36:$AZ$47,MATCH(AI$2,$AS$2:$BA$2,0)+1,FALSE)","v":1.7197505691521309E-3},{"$f":"M7666*VLOOKUP($B7666,$AR$36:$AZ$47,MATCH(AJ$2,$AS$2:$BA$2,0)+1,FALSE)","v":7.5772668003698584E-2},{"$f":"N7666*VLOOKUP($B7666,$AR$36:$AZ$47,MATCH(AK$2,$AS$2:$BA$2,0)+1,FALSE)","v":6.5328497816297224E-2},{"$f":"O7666*VLOOKUP($B7666,$AR$36:$AZ$47,MATCH(AL$2,$AS$2:$BA$2,0)+1,FALSE)","v":5.8112384972679766E-2},{"$f":"P7666*VLOOKUP($B7666,$AR$36:$AZ$47,MATCH(AM$2,$AS$2:$BA$2,0)+1,FALSE)","v":2.8460891466644927E-6},{"$f":"Q7666*VLOOKUP($B7666,$AR$36:$AZ$47,MATCH(AN$2,$AS$2:$BA$2,0)+1,FALSE)","v":1.4654951894036311E-3},{"$f":"R7666*VLOOKUP($B7666,$AR$36:$BA$47,MATCH(AO$2,$AS$2:$BA$2,0)+1,FALSE)","v":0},0.72588398237053986]
[2006,11,16,21,null,2013,11,16,21,0.35696098554889455,0.32936225522915052,7.3629190447053851E-3,7.7521737443718264E-2,8.3663900000000013E-2,6.3591999999999996E-2,1.7958104117174758E-5,2.3248785498920436E-3,0,0.92080663392047801,null,null,0.33795441151518069,6.7898326125693201E-2,0.29136698189017379,6.5943618624020706E-2,5.8621441404023707E-2,4.1178107725202088E-3,8.9876499368352389E-6,1.699340422108276E-3,0,0.82761091840365741,null,{"$f":"J7679*VLOOKUP($B7679,$AR$36:$AZ$47,MATCH(AG$2,$AS$2:$BA$2,0)+1,FALSE)","v":0.31655698032140483},{"$f":"K7679*VLOOKUP($B7679,$AR$36:$AZ$47,MATCH(AH$2,$AS$2:$BA$2,0)+1,FALSE)","v":0.2918847313179227},{"$f":"L7679*VLOOKUP($B7679,$AR$36:$AZ$47,MATCH(AI$2,$AS$2:$BA$2,0)+1,FALSE)","v":5.4307912710067291E-3},{"$f":"M7679*VLOOKUP($B7679,$AR$36:$AZ$47,MATCH(AJ$2,$AS$2:$BA$2,0)+1,FALSE)","v":6.802550623323371E-2},{"$f":"N7679*VLOOKUP($B7679,$AR$36:$AZ$47,MATCH(AK$2,$AS$2:$BA$2,0)+1,FALSE)","v":6.5061684245990348E-2},{"$f":"O7679*VLOOKUP($B7679,$AR$36:$AZ$47,MATCH(AL$2,$AS$2:$BA$2,0)+1,FALSE)","v":5.9240518510165784E-2},{"$f":"P7679*VLOOKUP($B7679,$AR$36:$AZ$47,MATCH(AM$2,$AS$2:$BA$2,0)+1,FALSE)","v":8.9876499368352389E-6},{"$f":"Q7679*VLOOKUP($B7679,$AR$36:$AZ$47,MATCH(AN$2,$AS$2:$BA$2,0)+1,FALSE)","v":1.6392211723175037E-3},{"$f":"R7679*VLOOKUP($B7679,$AR$36:$BA$47,MATCH(AO$2,$AS$2:$BA$2,0)+1,FALSE)","v":0},0.80784842072197838]
[2006,11,17,1,null,2013,11,17,1,0.20684413128539736,0.30690149940506711,7.3629190447053851E-3,8.5113543404305145E-2,8.0307000000000003E-2,6.0732000000000001E-2,1.7958104117174758E-5,2.3248785498920436E-3,0,0.74960392979348422,null,null,{"$f":"$J7683*$AS$6","v":0.19583060752825657},{"$f":"$M7683*$AV$6","v":7.4547698727399248E-2},{"$f":"$K7683*$AT$6","v":0.2714973018295907},{"$f":"$N7683*$AW$6","v":6.3297720771315111E-2},{"$f":"$O7683*$AX$6","v":5.5984988353081647E-2},{"$f":"$L7683*$AU$6","v":4.1178107725202088E-3},{"$f":"$P7683*$AY$6","v":8.9876499368352389E-6},{"$f":"$Q7683*$AZ$6","v":1.699340422108276E-3},0,{"$f":"SUM(V7683:AD7683)","v":0.66698445605420853},null,{"$f":"J7683*VLOOKUP($B7683,$AR$36:$AZ$47,MATCH(AG$2,$AS$2:$BA$2,0)+1,FALSE)","v":0.18343168090547757},{"$f":"K7683*VLOOKUP($B7683,$AR$36:$AZ$47,MATCH(AH$2,$AS$2:$BA$2,0)+1,FALSE)","v":0.27197974349729703},{"$f":"L7683*VLOOKUP($B7683,$AR$36:$AZ$47,MATCH(AI$2,$AS$2:$BA$2,0)+1,FALSE)","v":5.4307912710067291E-3},{"$f":"M7683*VLOOKUP($B7683,$AR$36:$AZ$47,MATCH(AJ$2,$AS$2:$BA$2,0)+1,FALSE)","v":7.4687333750558679E-2},{"$f":"N7683*VLOOKUP($B7683,$AR$36:$AZ$47,MATCH(AK$2,$AS$2:$BA$2,0)+1,FALSE)","v":6.2451172808615743E-2},{"$f":"O7683*VLOOKUP($B7683,$AR$36:$AZ$47,MATCH(AL$2,$AS$2:$BA$2,0)+1,FALSE)","v":5.6576222955079074E-2},{"$f":"P7683*VLOOKUP($B7683,$AR$36:$AZ$47,MATCH(AM$2,$AS$2:$BA$2,0)+1,FALSE)","v":8.9876499368352389E-6},{"$f":"Q7683*VLOOKUP($B7683,$AR$36:$AZ$47,MATCH(AN$2,$AS$2:$BA$2,0)+1,FALSE)","v":1.6392211723175037E-3},{"$f":"R7683*VLOOKUP($B7683,$AR$36:$BA$47,MATCH(AO$2,$AS$2:$BA$2,0)+1,FALSE)","v":0},0.65620515401028912]
[2006,11,17,7,null,2013,11,17,7,0.21100025529979066,0.33229783211887753,7.3629190447053851E-3,8.4729112084139455E-2,8.195829999999997E-2,6.0062999999999998E-2,1.7958104117174758E-5,2.3248785498920436E-3,0,0.7797542552015222,null,null,0.19976543654972118,7.4210990031099822E-2,0.29396391024151514,6.459927015442829E-2,5.5368279579976663E-2,4.1178107725202088E-3,8.9876499368352389E-6,1.699340422108276E-3,0,0.69373402540130635,null,{"$f":"J7689*VLOOKUP($B7689,$AR$36:$AZ$47,MATCH(AG$2,$AS$2:$BA$2,0)+1,FALSE)","v":0.18711737800151892},{"$f":"K7689*VLOOKUP($B7689,$AR$36:$AZ$47,MATCH(AH$2,$AS$2:$BA$2,0)+1,FALSE)","v":0.29448627432449742},{"$f":"L7689*VLOOKUP($B7689,$AR$36:$AZ$47,MATCH(AI$2,$AS$2:$BA$2,0)+1,FALSE)","v":5.4307912710067291E-3},{"$f":"M7689*VLOOKUP($B7689,$AR$36:$AZ$47,MATCH(AJ$2,$AS$2:$BA$2,0)+1,FALSE)","v":7.4349994366425712E-2},{"$f":"N7689*VLOOKUP($B7689,$AR$36:$AZ$47,MATCH(AK$2,$AS$2:$BA$2,0)+1,FALSE)","v":6.3735315182989902E-2},{"$f":"O7689*VLOOKUP($B7689,$AR$36:$AZ$47,MATCH(AL$2,$AS$2:$BA$2,0)+1,FALSE)","v":5.5953001372438159E-2},{"$f":"P7689*VLOOKUP($B7689,$AR$36:$AZ$47,MATCH(AM$2,$AS$2:$BA$2,0)+1,FALSE)","v":8.9876499368352389E-6},{"$f":"Q7689*VLOOKUP($B7689,$AR$36:$AZ$47,MATCH(AN$2,$AS$2:$BA$2,0)+1,FALSE)","v":1.6392211723175037E-3},{"$f":"R7689*VLOOKUP($B7689,$AR$36:$BA$47,MATCH(AO$2,$AS$2:$BA$2,0)+1,FALSE)","v":0},0.68272096334113119]
[2006,11,17,18,null,2013,11,17,18,0.41911027637678555,0.38538455688309975,7.3629190447053851E-3,9.2238837886508537E-2,8.8324800000000023E-2,6.5574999999999994E-2,1.7958104117174758E-5,2.3248785498920436E-3,0,1.0603392268451084,null,null,0.39679453090674022,8.0788471760195241E-2,0.34092654341338319,6.9617325109669823E-2,6.0449443641792278E-2,4.1178107725202088E-3,8.9876499368352389E-6,1.699340422108276E-3,0,0.95440245367634602,null,{"$f":"J7700*VLOOKUP($B7700,$AR$36:$AZ$47,MATCH(AG$2,$AS$2:$BA$2,0)+1,FALSE)","v":0.37167166408254981},{"$f":"K7700*VLOOKUP($B7700,$AR$36:$AZ$47,MATCH(AH$2,$AS$2:$BA$2,0)+1,FALSE)","v":0.34153235853221237},{"$f":"L7700*VLOOKUP($B7700,$AR$36:$AZ$47,MATCH(AI$2,$AS$2:$BA$2,0)+1,FALSE)","v":5.4307912710067291E-3},{"$f":"M7700*VLOOKUP($B7700,$AR$36:$AZ$47,MATCH(AJ$2,$AS$2:$BA$2,0)+1,FALSE)","v":8.0939796352608229E-2},{"$f":"N7700*VLOOKUP($B7700,$AR$36:$AZ$47,MATCH(AK$2,$AS$2:$BA$2,0)+1,FALSE)","v":6.8686258334720821E-2},{"$f":"O7700*VLOOKUP($B7700,$AR$36:$AZ$47,MATCH(AL$2,$AS$2:$BA$2,0)+1,FALSE)","v":6.108782553315073E-2},{"$f":"P7700*VLOOKUP($B7700,$AR$36:$AZ$47,MATCH(AM$2,$AS$2:$BA$2,0)+1,FALSE)","v":8.9876499368352389E-6},{"$f":"Q7700*VLOOKUP($B7700,$AR$36:$AZ$47,MATCH(AN$2,$AS$2:$BA$2,0)+1,FALSE)","v":1.6392211723175037E-3},{"$f":"R7700*VLOOKUP($B7700,$AR$36:$BA$47,MATCH(AO$2,$AS$2:$BA$2,0)+1,FALSE)","v":0},0.93099690292850312]
[2006,11,18,4,null,2013,11,18,4,0.16979399208864551,0.29743578284609545,7.3629190447053851E-3,8.9401052601011152E-2,8.1901400000000041E-2,6.0897E-2,1.7958104117174758E-5,2.3248785498920436E-3,0,0.70913498323446666,null,null,0.16075322233575434,7.8302964118815516E-2,0.26312355158520839,6.4554421756257738E-2,5.6137091413712918E-2,4.1178107725202088E-3,8.9876499368352389E-6,1.699340422108276E-3,0,0.62869739005431413,null,{"$f":"J7710*VLOOKUP($B7710,$AR$36:$AZ$47,MATCH(AG$2,$AS$2:$BA$2,0)+1,FALSE)","v":0.15057520454132606},{"$f":"K7710*VLOOKUP($B7710,$AR$36:$AZ$47,MATCH(AH$2,$AS$2:$BA$2,0)+1,FALSE)","v":0.26359111337747715},{"$f":"L7710*VLOOKUP($B7710,$AR$36:$AZ$47,MATCH(AI$2,$AS$2:$BA$2,0)+1,FALSE)","v":5.4307912710067291E-3},{"$f":"M7710*VLOOKUP($B7710,$AR$36:$AZ$47,MATCH(AJ$2,$AS$2:$BA$2,0)+1,FALSE)","v":7.8449633115911785E-2},{"$f":"N7710*VLOOKUP($B7710,$AR$36:$AZ$47,MATCH(AK$2,$AS$2:$BA$2,0)+1,FALSE)","v":6.3691066590304254E-2},{"$f":"O7710*VLOOKUP($B7710,$AR$36:$AZ$47,MATCH(AL$2,$AS$2:$BA$2,0)+1,FALSE)","v":5.6729932314026385E-2},{"$f":"P7710*VLOOKUP($B7710,$AR$36:$AZ$47,MATCH(AM$2,$AS$2:$BA$2,0)+1,FALSE)","v":8.9876499368352389E-6},{"$f":"Q7710*VLOOKUP($B7710,$AR$36:$AZ$47,MATCH(AN$2,$AS$2:$BA$2,0)+1,FALSE)","v":1.6392211723175037E-3},{"$f":"R7710*VLOOKUP($B7710,$AR$36:$BA$47,MATCH(AO$2,$AS$2:$BA$2,0)+1,FALSE)","v":0},0.62011595003230668]
[2006,11,18,11,null,2013,11,18,11,0.24411404332381151,0.44316005285666094,0,0.12578577517058145,0.11783179999999999,7.9221E-2,0,1.9643041520283999E-3,0,1.0120769755030821,null,null,0.23111606364273027,0.11017095160832631,0.39203705052754051,9.2874648217234443E-2,7.3028827674364111E-2,0,0,1.4357831496238727E-3,0,0.90066332481981959,null,{"$f":"J7717*VLOOKUP($B7717,$AR$36:$AZ$47,MATCH(AG$2,$AS$2:$BA$2,0)+1,FALSE)","v":0.21648305427498751},{"$f":"K7717*VLOOKUP($B7717,$AR$36:$AZ$47,MATCH(AH$2,$AS$2:$BA$2,0)+1,FALSE)","v":0.392733687316137},{"$f":"L7717*VLOOKUP($B7717,$AR$36:$AZ$47,MATCH(AI$2,$AS$2:$BA$2,0)+1,FALSE)","v":0},{"$f":"M7717*VLOOKUP($B7717,$AR$36:$AZ$47,MATCH(AJ$2,$AS$2:$BA$2,0)+1,FALSE)","v":0.11037731241680115},{"$f":"N7717*VLOOKUP($B7717,$AR$36:$AZ$47,MATCH(AK$2,$AS$2:$BA$2,0)+1,FALSE)","v":9.1632536443277013E-2},{"$f":"O7717*VLOOKUP($B7717,$AR$36:$AZ$47,MATCH(AL$2,$AS$2:$BA$2,0)+1,FALSE)","v":7.3800055304029499E-2},{"$f":"P7717*VLOOKUP($B7717,$AR$36:$AZ$47,MATCH(AM$2,$AS$2:$BA$2,0)+1,FALSE)","v":0},{"$f":"Q7717*VLOOKUP($B7717,$AR$36:$AZ$47,MATCH(AN$2,$AS$2:$BA$2,0)+1,FALSE)","v":1.3849880265898846E-3},{"$f":"R7717*VLOOKUP($B7717,$AR$36:$BA$47,MATCH(AO$2,$AS$2:$BA$2,0)+1,FALSE)","v":0},0.88641163378182197]
[2006,11,18,18,null,2013,11,18,18,0.4366671026275788,0.41977668581132271,7.3629190447053851E-3,0.10272885700860465,0.11010510000000004,7.5445999999999999E-2,1.7958104117174758E-5,2.3248785498920436E-3,0,1.1544295011462207,null,null,0.41341653477794027,8.9976278469686824E-2,0.37135119179825121,8.6784487968641952E-2,6.9548894014466803E-2,4.1178107725202088E-3,8.9876499368352389E-6,1.699340422108276E-3,0,1.0369035258735522,null,{"$f":"J7724*VLOOKUP($B7724,$AR$36:$AZ$47,MATCH(AG$2,$AS$2:$BA$2,0)+1,FALSE)","v":0.3872412532728996},{"$f":"K7724*VLOOKUP($B7724,$AR$36:$AZ$47,MATCH(AH$2,$AS$2:$BA$2,0)+1,FALSE)","v":0.37201107050447979},{"$f":"L7724*VLOOKUP($B7724,$AR$36:$AZ$47,MATCH(AI$2,$AS$2:$BA$2,0)+1,FALSE)","v":5.4307912710067291E-3},{"$f":"M7724*VLOOKUP($B7724,$AR$36:$AZ$47,MATCH(AJ$2,$AS$2:$BA$2,0)+1,FALSE)","v":9.0144812709407052E-2},{"$f":"N7724*VLOOKUP($B7724,$AR$36:$AZ$47,MATCH(AK$2,$AS$2:$BA$2,0)+1,FALSE)","v":8.5623826406289849E-2},{"$f":"O7724*VLOOKUP($B7724,$AR$36:$AZ$47,MATCH(AL$2,$AS$2:$BA$2,0)+1,FALSE)","v":7.0283371485689514E-2},{"$f":"P7724*VLOOKUP($B7724,$AR$36:$AZ$47,MATCH(AM$2,$AS$2:$BA$2,0)+1,FALSE)","v":8.9876499368352389E-6},{"$f":"Q7724*VLOOKUP($B7724,$AR$36:$AZ$47,MATCH(AN$2,$AS$2:$BA$2,0)+1,FALSE)","v":1.6392211723175037E-3},{"$f":"R7724*VLOOKUP($B7724,$AR$36:$BA$47,MATCH(AO$2,$AS$2:$BA$2,0)+1,FALSE)","v":0},1.0123833344720268]
[2006,11,18,20,null,2013,11,18,20,0.41026691086445122,0.39233083728339097,7.3629190447053851E-3,0.10808927358528259,9.515239999999997E-2,6.9281999999999996E-2,1.7958104117174758E-5,2.3248785498920436E-3,0,1.0848271774318392,null,null,0.38842203500795458,9.4671262417345275E-2,0.34707149998768039,7.4998817611422186E-2,6.3866692403974884E-2,4.1178107725202088E-3,8.9876499368352389E-6,1.699340422108276E-3,0,0.97485644627294266,null,{"$f":"J7726*VLOOKUP($B7726,$AR$36:$AZ$47,MATCH(AG$2,$AS$2:$BA$2,0)+1,FALSE)","v":0.363829268986743},{"$f":"K7726*VLOOKUP($B7726,$AR$36:$AZ$47,MATCH(AH$2,$AS$2:$BA$2,0)+1,FALSE)","v":0.34768823448978781},{"$f":"L7726*VLOOKUP($B7726,$AR$36:$AZ$47,MATCH(AI$2,$AS$2:$BA$2,0)+1,FALSE)","v":5.4307912710067291E-3},{"$f":"M7726*VLOOKUP($B7726,$AR$36:$AZ$47,MATCH(AJ$2,$AS$2:$BA$2,0)+1,FALSE)","v":9.48485908144098E-2},{"$f":"N7726*VLOOKUP($B7726,$AR$36:$AZ$47,MATCH(AK$2,$AS$2:$BA$2,0)+1,FALSE)","v":7.399577839484138E-2},{"$f":"O7726*VLOOKUP($B7726,$AR$36:$AZ$47,MATCH(AL$2,$AS$2:$BA$2,0)+1,FALSE)","v":6.4541162464166968E-2},{"$f":"P7726*VLOOKUP($B7726,$AR$36:$AZ$47,MATCH(AM$2,$AS$2:$BA$2,0)+1,FALSE)","v":8.9876499368352389E-6},{"$f":"Q7726*VLOOKUP($B7726,$AR$36:$AZ$47,MATCH(AN$2,$AS$2:$BA$2,0)+1,FALSE)","v":1.6392211723175037E-3},{"$f":"R7726*VLOOKUP($B7726,$AR$36:$BA$47,MATCH(AO$2,$AS$2:$BA$2,0)+1,FALSE)","v":0},0.95198203524321012]
[2006,11,19,8,null,2013,11,19,8,0.25661530137781424,0.40205259414954186,2.5770216656468849E-3,9.7121533365838009E-2,0.11518339999999994,7.5504000000000002E-2,6.2853364410111657E-6,2.0905051912806752E-3,0,0.95115064108656255,null,null,0.2429516856851319,8.5065038062242498E-2,0.35567175369553072,9.0787187800449434E-2,6.9602360544870526E-2,1.4412337703820731E-3,3.1456774778923341E-6,1.5280281949934138E-3,0,0.84705043343107855,null,{"$f":"J7738*VLOOKUP($B7738,$AR$36:$AZ$47,MATCH(AG$2,$AS$2:$BA$2,0)+1,FALSE)","v":0.22756930924402444},{"$f":"K7738*VLOOKUP($B7738,$AR$36:$AZ$47,MATCH(AH$2,$AS$2:$BA$2,0)+1,FALSE)","v":0.35630377056219042},{"$f":"L7738*VLOOKUP($B7738,$AR$36:$AZ$47,MATCH(AI$2,$AS$2:$BA$2,0)+1,FALSE)","v":1.9007769448523553E-3},{"$f":"M7738*VLOOKUP($B7738,$AR$36:$AZ$47,MATCH(AJ$2,$AS$2:$BA$2,0)+1,FALSE)","v":8.5224373075430682E-2},{"$f":"N7738*VLOOKUP($B7738,$AR$36:$AZ$47,MATCH(AK$2,$AS$2:$BA$2,0)+1,FALSE)","v":8.9572993862103004E-2},{"$f":"O7738*VLOOKUP($B7738,$AR$36:$AZ$47,MATCH(AL$2,$AS$2:$BA$2,0)+1,FALSE)","v":7.0337402654289186E-2},{"$f":"P7738*VLOOKUP($B7738,$AR$36:$AZ$47,MATCH(AM$2,$AS$2:$BA$2,0)+1,FALSE)","v":3.1456774778923341E-6},{"$f":"Q7738*VLOOKUP($B7738,$AR$36:$AZ$47,MATCH(AN$2,$AS$2:$BA$2,0)+1,FALSE)","v":1.4739696275945513E-3},{"$f":"R7738*VLOOKUP($B7738,$AR$36:$BA$47,MATCH(AO$2,$AS$2:$BA$2,0)+1,FALSE)","v":0},0.83238574164796253]
[2006,11,19,13,null,2013,11,19,13,0.2450039816885346,0.4421592600720996,0,0.10026725823303281,0.1240637,8.1347000000000003E-2,0,1.9643041520283999E-3,0,0.99480550414569546,null,null,0.23195861677461471,8.7820258210521085E-2,0.39115170933101445,9.7786611882603083E-2,7.4988652564679778E-2,0,0,1.4357831496238727E-3,0,0.88514163191305695,null,{"$f":"J7743*VLOOKUP($B7743,$AR$36:$AZ$47,MATCH(AG$2,$AS$2:$BA$2,0)+1,FALSE)","v":0.21727226153520313},{"$f":"K7743*VLOOKUP($B7743,$AR$36:$AZ$47,MATCH(AH$2,$AS$2:$BA$2,0)+1,FALSE)","v":0.39184677289777609},{"$f":"L7743*VLOOKUP($B7743,$AR$36:$AZ$47,MATCH(AI$2,$AS$2:$BA$2,0)+1,FALSE)","v":0},{"$f":"M7743*VLOOKUP($B7743,$AR$36:$AZ$47,MATCH(AJ$2,$AS$2:$BA$2,0)+1,FALSE)","v":8.7984754016541003E-2},{"$f":"N7743*VLOOKUP($B7743,$AR$36:$AZ$47,MATCH(AK$2,$AS$2:$BA$2,0)+1,FALSE)","v":9.6478807177160897E-2},{"$f":"O7743*VLOOKUP($B7743,$AR$36:$AZ$47,MATCH(AL$2,$AS$2:$BA$2,0)+1,FALSE)","v":7.5780577104768779E-2},{"$f":"P7743*VLOOKUP($B7743,$AR$36:$AZ$47,MATCH(AM$2,$AS$2:$BA$2,0)+1,FALSE)","v":0},{"$f":"Q7743*VLOOKUP($B7743,$AR$36:$AZ$47,MATCH(AN$2,$AS$2:$BA$2,0)+1,FALSE)","v":1.3849880265898846E-3},{"$f":"R7743*VLOOKUP($B7743,$AR$36:$BA$47,MATCH(AO$2,$AS$2:$BA$2,0)+1,FALSE)","v":0},0.87074816075803985]
[2006,11,19,22,null,2013,11,19,22,0.32738079218417337,0.35658369646653543,7.3629190447053851E-3,9.1971611669629458E-2,9.3327699999999972E-2,6.7462999999999995E-2,1.7958104117174758E-5,2.3248785498920436E-3,0,0.94643255601905296,null,null,0.30994923098905758,8.0554418533045069E-2,0.3154481540649251,7.3560594902425239E-2,6.2189871390106476E-2,4.1178107725202088E-3,8.9876499368352389E-6,1.699340422108276E-3,0,0.84752840872412483,null,{"$f":"J7752*VLOOKUP($B7752,$AR$36:$AZ$47,MATCH(AG$2,$AS$2:$BA$2,0)+1,FALSE)","v":0.29032493517377966},{"$f":"K7752*VLOOKUP($B7752,$AR$36:$AZ$47,MATCH(AH$2,$AS$2:$BA$2,0)+1,FALSE)","v":0.31600869493401068},{"$f":"L7752*VLOOKUP($B7752,$AR$36:$AZ$47,MATCH(AI$2,$AS$2:$BA$2,0)+1,FALSE)","v":5.4307912710067291E-3},{"$f":"M7752*VLOOKUP($B7752,$AR$36:$AZ$47,MATCH(AJ$2,$AS$2:$BA$2,0)+1,FALSE)","v":8.0705304721210153E-2},{"$f":"N7752*VLOOKUP($B7752,$AR$36:$AZ$47,MATCH(AK$2,$AS$2:$BA$2,0)+1,FALSE)","v":7.2576790572809913E-2},{"$f":"O7752*VLOOKUP($B7752,$AR$36:$AZ$47,MATCH(AL$2,$AS$2:$BA$2,0)+1,FALSE)","v":6.2846633228256926E-2},{"$f":"P7752*VLOOKUP($B7752,$AR$36:$AZ$47,MATCH(AM$2,$AS$2:$BA$2,0)+1,FALSE)","v":8.9876499368352389E-6},{"$f":"Q7752*VLOOKUP($B7752,$AR$36:$AZ$47,MATCH(AN$2,$AS$2:$BA$2,0)+1,FALSE)","v":1.6392211723175037E-3},{"$f":"R7752*VLOOKUP($B7752,$AR$36:$BA$47,MATCH(AO$2,$AS$2:$BA$2,0)+1,FALSE)","v":0},0.82954135872332857]
[2006,11,20,6,null,2013,11,20,6,0.2163939665290868,0.32547903431517655,7.3629190447053851E-3,8.6258316547010466E-2,9.3615300000000012E-2,6.4409999999999995E-2,1.7958104117174758E-5,2.3248785498920436E-3,0,0.79586237308998842,null,null,0.20487195680872555,7.5550361757749568E-2,0.28793172985459914,7.3787280303372005E-2,5.9375503850062378E-2,4.1178107725202088E-3,8.9876499368352389E-6,1.699340422108276E-3,0,0.70734297141907398,null,{"$f":"J7760*VLOOKUP($B7760,$AR$36:$AZ$47,MATCH(AG$2,$AS$2:$BA$2,0)+1,FALSE)","v":0.19190058123266801},{"$f":"K7760*VLOOKUP($B7760,$AR$36:$AZ$47,MATCH(AH$2,$AS$2:$BA$2,0)+1,FALSE)","v":0.28844337495383404},{"$f":"L7760*VLOOKUP($B7760,$AR$36:$AZ$47,MATCH(AI$2,$AS$2:$BA$2,0)+1,FALSE)","v":5.4307912710067291E-3},{"$f":"M7760*VLOOKUP($B7760,$AR$36:$AZ$47,MATCH(AJ$2,$AS$2:$BA$2,0)+1,FALSE)","v":7.5691874865381828E-2},{"$f":"N7760*VLOOKUP($B7760,$AR$36:$AZ$47,MATCH(AK$2,$AS$2:$BA$2,0)+1,FALSE)","v":7.2800444268001613E-2},{"$f":"O7760*VLOOKUP($B7760,$AR$36:$AZ$47,MATCH(AL$2,$AS$2:$BA$2,0)+1,FALSE)","v":6.0002544301795475E-2},{"$f":"P7760*VLOOKUP($B7760,$AR$36:$AZ$47,MATCH(AM$2,$AS$2:$BA$2,0)+1,FALSE)","v":8.9876499368352389E-6},{"$f":"Q7760*VLOOKUP($B7760,$AR$36:$AZ$47,MATCH(AN$2,$AS$2:$BA$2,0)+1,FALSE)","v":1.6392211723175037E-3},{"$f":"R7760*VLOOKUP($B7760,$AR$36:$BA$47,MATCH(AO$2,$AS$2:$BA$2,0)+1,FALSE)","v":0},0.69591781971494204]
[2006,11,20,15,null,2013,11,20,15,0.25075691362062597,0.43325756463789999,0,9.4703878123879356E-2,0.12240850000000003,7.9305E-2,0,1.9643041520283999E-3,0,0.98239616053443379,null,null,0.23740523084255608,8.2947506264181611E-2,0.3832769146598286,9.6481988531952723E-2,7.3106261959776389E-2,0,0,1.4357831496238727E-3,0,0.87465368540791943,null,{"$f":"J7769*VLOOKUP($B7769,$AR$36:$AZ$47,MATCH(AG$2,$AS$2:$BA$2,0)+1,FALSE)","v":0.22237402568911227},{"$f":"K7769*VLOOKUP($B7769,$AR$36:$AZ$47,MATCH(AH$2,$AS$2:$BA$2,0)+1,FALSE)","v":0.3839579849785969},{"$f":"L7769*VLOOKUP($B7769,$AR$36:$AZ$47,MATCH(AI$2,$AS$2:$BA$2,0)+1,FALSE)","v":0},{"$f":"M7769*VLOOKUP($B7769,$AR$36:$AZ$47,MATCH(AJ$2,$AS$2:$BA$2,0)+1,FALSE)","v":8.3102874936265905E-2},{"$f":"N7769*VLOOKUP($B7769,$AR$36:$AZ$47,MATCH(AK$2,$AS$2:$BA$2,0)+1,FALSE)","v":9.5191631946697566E-2},{"$f":"O7769*VLOOKUP($B7769,$AR$36:$AZ$47,MATCH(AL$2,$AS$2:$BA$2,0)+1,FALSE)","v":7.3878307341311761E-2},{"$f":"P7769*VLOOKUP($B7769,$AR$36:$AZ$47,MATCH(AM$2,$AS$2:$BA$2,0)+1,FALSE)","v":0},{"$f":"Q7769*VLOOKUP($B7769,$AR$36:$AZ$47,MATCH(AN$2,$AS$2:$BA$2,0)+1,FALSE)","v":1.3849880265898846E-3},{"$f":"R7769*VLOOKUP($B7769,$AR$36:$BA$47,MATCH(AO$2,$AS$2:$BA$2,0)+1,FALSE)","v":0},0.85988981291857425]
[2006,11,20,21,null,2013,11,20,21,0.36183040034248931,0.36929036084622219,7.3629190447053851E-3,8.7306505715059851E-2,9.6394000000000035E-2,6.9115999999999997E-2,1.7958104117174758E-5,2.3248785498920436E-3,0,0.99364302260248594,null,null,0.34256455177592132,7.6468430577160476E-2,0.32668897596063645,7.5977442763770914E-2,6.3713667506612504E-2,4.1178107725202088E-3,8.9876499368352389E-6,1.699340422108276E-3,0,0.89123920742866702,null,{"$f":"J7775*VLOOKUP($B7775,$AR$36:$AZ$47,MATCH(AG$2,$AS$2:$BA$2,0)+1,FALSE)","v":0.32087523163008069},{"$f":"K7775*VLOOKUP($B7775,$AR$36:$AZ$47,MATCH(AH$2,$AS$2:$BA$2,0)+1,FALSE)","v":0.3272694913960445},{"$f":"L7775*VLOOKUP($B7775,$AR$36:$AZ$47,MATCH(AI$2,$AS$2:$BA$2,0)+1,FALSE)","v":5.4307912710067291E-3},{"$f":"M7775*VLOOKUP($B7775,$AR$36:$AZ$47,MATCH(AJ$2,$AS$2:$BA$2,0)+1,FALSE)","v":7.6611663316156917E-2},{"$f":"N7775*VLOOKUP($B7775,$AR$36:$AZ$47,MATCH(AK$2,$AS$2:$BA$2,0)+1,FALSE)","v":7.4961315348770444E-2},{"$f":"O7775*VLOOKUP($B7775,$AR$36:$AZ$47,MATCH(AL$2,$AS$2:$BA$2,0)+1,FALSE)","v":6.4386521533347243E-2},{"$f":"P7775*VLOOKUP($B7775,$AR$36:$AZ$47,MATCH(AM$2,$AS$2:$BA$2,0)+1,FALSE)","v":8.9876499368352389E-6},{"$f":"Q7775*VLOOKUP($B7775,$AR$36:$AZ$47,MATCH(AN$2,$AS$2:$BA$2,0)+1,FALSE)","v":1.6392211723175037E-3},{"$f":"R7775*VLOOKUP($B7775,$AR$36:$BA$47,MATCH(AO$2,$AS$2:$BA$2,0)+1,FALSE)","v":0},0.87118322331766096]
[2006,11,21,8,null,2013,11,21,8,0.24416202963230427,0.32252361601184415,2.8224523004703977E-3,9.7121533365838009E-2,0.11340800000000002,7.4415999999999996E-2,6.8839399115836573E-6,2.10252433787613E-3,0,0.85656303958824476,null,null,0.23116149489517518,8.5065038062242498E-2,0.28531724899775102,8.9387823193909685E-2,6.8599402181435218E-2,1.5784941294660802E-3,3.4452658091201752E-6,1.5368134374095605E-3,0,0.7626497601631983,null,{"$f":"J7786*VLOOKUP($B7786,$AR$36:$AZ$47,MATCH(AG$2,$AS$2:$BA$2,0)+1,FALSE)","v":0.21652560906816717},{"$f":"K7786*VLOOKUP($B7786,$AR$36:$AZ$47,MATCH(AH$2,$AS$2:$BA$2,0)+1,FALSE)","v":0.28582424825153457},{"$f":"L7786*VLOOKUP($B7786,$AR$36:$AZ$47,MATCH(AI$2,$AS$2:$BA$2,0)+1,FALSE)","v":2.0818033205525794E-3},{"$f":"M7786*VLOOKUP($B7786,$AR$36:$AZ$47,MATCH(AJ$2,$AS$2:$BA$2,0)+1,FALSE)","v":8.5224373075430682E-2},{"$f":"N7786*VLOOKUP($B7786,$AR$36:$AZ$47,MATCH(AK$2,$AS$2:$BA$2,0)+1,FALSE)","v":8.8192344451660437E-2},{"$f":"O7786*VLOOKUP($B7786,$AR$36:$AZ$47,MATCH(AL$2,$AS$2:$BA$2,0)+1,FALSE)","v":6.9323852457109342E-2},{"$f":"P7786*VLOOKUP($B7786,$AR$36:$AZ$47,MATCH(AM$2,$AS$2:$BA$2,0)+1,FALSE)","v":3.4452658091201752E-6},{"$f":"Q7786*VLOOKUP($B7786,$AR$36:$AZ$47,MATCH(AN$2,$AS$2:$BA$2,0)+1,FALSE)","v":1.482444065785472E-3},{"$f":"R7786*VLOOKUP($B7786,$AR$36:$BA$47,MATCH(AO$2,$AS$2:$BA$2,0)+1,FALSE)","v":0},0.74865811995604947]
[2006,11,21,14,null,2013,11,21,14,0.29021898612028035,0.3649142723218326,0,0.10097122301243273,0.12204249999999997,7.8758999999999996E-2,0,1.9643041520283999E-3,0,0.95887028560657417,null,null,0.2747661246900529,8.8436834047813176E-2,0.32281771358739181,9.6193508501540612E-2,7.2602939104596545E-2,0,0,1.4357831496238727E-3,0,0.85625290308101898,null,{"$f":"J7792*VLOOKUP($B7792,$AR$36:$AZ$47,MATCH(AG$2,$AS$2:$BA$2,0)+1,FALSE)","v":0.2573694313873181},{"$f":"K7792*VLOOKUP($B7792,$AR$36:$AZ$47,MATCH(AH$2,$AS$2:$BA$2,0)+1,FALSE)","v":0.32339134991842977},{"$f":"L7792*VLOOKUP($B7792,$AR$36:$AZ$47,MATCH(AI$2,$AS$2:$BA$2,0)+1,FALSE)","v":0},{"$f":"M7792*VLOOKUP($B7792,$AR$36:$AZ$47,MATCH(AJ$2,$AS$2:$BA$2,0)+1,FALSE)","v":8.860248475978981E-2},{"$f":"N7792*VLOOKUP($B7792,$AR$36:$AZ$47,MATCH(AK$2,$AS$2:$BA$2,0)+1,FALSE)","v":9.4907010067559291E-2},{"$f":"O7792*VLOOKUP($B7792,$AR$36:$AZ$47,MATCH(AL$2,$AS$2:$BA$2,0)+1,FALSE)","v":7.3369669098977019E-2},{"$f":"P7792*VLOOKUP($B7792,$AR$36:$AZ$47,MATCH(AM$2,$AS$2:$BA$2,0)+1,FALSE)","v":0},{"$f":"Q7792*VLOOKUP($B7792,$AR$36:$AZ$47,MATCH(AN$2,$AS$2:$BA$2,0)+1,FALSE)","v":1.3849880265898846E-3},{"$f":"R7792*VLOOKUP($B7792,$AR$36:$BA$47,MATCH(AO$2,$AS$2:$BA$2,0)+1,FALSE)","v":0},0.8390249332586639]
[2006,11,21,17,null,2013,11,21,17,0.38702623616237203,0.36327868203397018,2.5770216656468849E-3,9.1220220328188079E-2,0.11685980000000003,7.7858999999999998E-2,6.2853364410111657E-6,2.0905051912806752E-3,0,1.040917750717899,null,null,0.36641882216361676,7.9896303583206013E-2,0.32137080521153133,9.2108520923353268E-2,7.1773286046607779E-2,1.4412337703820731E-3,3.1456774778923341E-6,1.5280281949934138E-3,0,0.93454014557116871,null,{"$f":"J7795*VLOOKUP($B7795,$AR$36:$AZ$47,MATCH(AG$2,$AS$2:$BA$2,0)+1,FALSE)","v":0.34321917964319898},{"$f":"K7795*VLOOKUP($B7795,$AR$36:$AZ$47,MATCH(AH$2,$AS$2:$BA$2,0)+1,FALSE)","v":0.3219418704345503},{"$f":"L7795*VLOOKUP($B7795,$AR$36:$AZ$47,MATCH(AI$2,$AS$2:$BA$2,0)+1,FALSE)","v":1.9007769448523553E-3},{"$f":"M7795*VLOOKUP($B7795,$AR$36:$AZ$47,MATCH(AJ$2,$AS$2:$BA$2,0)+1,FALSE)","v":8.004595705865386E-2},{"$f":"N7795*VLOOKUP($B7795,$AR$36:$AZ$47,MATCH(AK$2,$AS$2:$BA$2,0)+1,FALSE)","v":9.0876655387205046E-2},{"$f":"O7795*VLOOKUP($B7795,$AR$36:$AZ$47,MATCH(AL$2,$AS$2:$BA$2,0)+1,FALSE)","v":7.2531254413809879E-2},{"$f":"P7795*VLOOKUP($B7795,$AR$36:$AZ$47,MATCH(AM$2,$AS$2:$BA$2,0)+1,FALSE)","v":3.1456774778923341E-6},{"$f":"Q7795*VLOOKUP($B7795,$AR$36:$AZ$47,MATCH(AN$2,$AS$2:$BA$2,0)+1,FALSE)","v":1.4739696275945513E-3},{"$f":"R7795*VLOOKUP($B7795,$AR$36:$BA$47,MATCH(AO$2,$AS$2:$BA$2,0)+1,FALSE)","v":0},0.91199280918734282]
[2006,11,22,4,null,2013,11,22,4,0.17629639041026773,0.28326222284876601,7.3629190447053851E-3,7.684591429398098E-2,8.321079999999996E-2,6.0160999999999999E-2,1.7958104117174758E-5,2.3248785498920436E-3,0,0.68948208325172933,null,null,0.16690939706404304,6.7306398465951711E-2,0.25058505534438086,6.558648665194497E-2,5.5458619579624328E-2,4.1178107725202088E-3,8.9876499368352389E-6,1.699340422108276E-3,0,0.6116720959505102,null,{"$f":"J7806*VLOOKUP($B7806,$AR$36:$AZ$47,MATCH(AG$2,$AS$2:$BA$2,0)+1,FALSE)","v":0.15634160384228762},{"$f":"K7806*VLOOKUP($B7806,$AR$36:$AZ$47,MATCH(AH$2,$AS$2:$BA$2,0)+1,FALSE)","v":0.2510303366462131},{"$f":"L7806*VLOOKUP($B7806,$AR$36:$AZ$47,MATCH(AI$2,$AS$2:$BA$2,0)+1,FALSE)","v":5.4307912710067291E-3},{"$f":"M7806*VLOOKUP($B7806,$AR$36:$AZ$47,MATCH(AJ$2,$AS$2:$BA$2,0)+1,FALSE)","v":6.7432469835947154E-2},{"$f":"N7806*VLOOKUP($B7806,$AR$36:$AZ$47,MATCH(AK$2,$AS$2:$BA$2,0)+1,FALSE)","v":6.4709328580860453E-2},{"$f":"O7806*VLOOKUP($B7806,$AR$36:$AZ$47,MATCH(AL$2,$AS$2:$BA$2,0)+1,FALSE)","v":5.6044295415934142E-2},{"$f":"P7806*VLOOKUP($B7806,$AR$36:$AZ$47,MATCH(AM$2,$AS$2:$BA$2,0)+1,FALSE)","v":8.9876499368352389E-6},{"$f":"Q7806*VLOOKUP($B7806,$AR$36:$AZ$47,MATCH(AN$2,$AS$2:$BA$2,0)+1,FALSE)","v":1.6392211723175037E-3},{"$f":"R7806*VLOOKUP($B7806,$AR$36:$BA$47,MATCH(AO$2,$AS$2:$BA$2,0)+1,FALSE)","v":0},0.60263703441450356]
[2006,11,22,10,null,2013,11,22,10,0.27766856527516787,0.35508560736485983,0,0.1011909255979587,0.11791200000000003,7.8995999999999997E-2,0,1.9643041520283999E-3,0,0.93281740239001476,null,null,0.26288395755502053,8.8629263143117309E-2,0.31412288472022104,9.2937861600947719E-2,7.2821414409866919E-2,0,0,1.4357831496238727E-3,{"$f":"$R7812*$BA$6","v":0},0.83283116457879736,null,{"$f":"J7812*VLOOKUP($B7812,$AR$36:$AZ$47,MATCH(AG$2,$AS$2:$BA$2,0)+1,FALSE)","v":0.24623957830720483},{"$f":"K7812*VLOOKUP($B7812,$AR$36:$AZ$47,MATCH(AH$2,$AS$2:$BA$2,0)+1,FALSE)","v":0.31468107062979689},{"$f":"L7812*VLOOKUP($B7812,$AR$36:$AZ$47,MATCH(AI$2,$AS$2:$BA$2,0)+1,FALSE)","v":0},{"$f":"M7812*VLOOKUP($B7812,$AR$36:$AZ$47,MATCH(AJ$2,$AS$2:$BA$2,0)+1,FALSE)","v":8.8795274293331991E-2},{"$f":"N7812*VLOOKUP($B7812,$AR$36:$AZ$47,MATCH(AK$2,$AS$2:$BA$2,0)+1,FALSE)","v":9.1694904406957059E-2},{"$f":"O7812*VLOOKUP($B7812,$AR$36:$AZ$47,MATCH(AL$2,$AS$2:$BA$2,0)+1,FALSE)","v":7.3590451632737711E-2},{"$f":"P7812*VLOOKUP($B7812,$AR$36:$AZ$47,MATCH(AM$2,$AS$2:$BA$2,0)+1,FALSE)","v":0},{"$f":"Q7812*VLOOKUP($B7812,$AR$36:$AZ$47,MATCH(AN$2,$AS$2:$BA$2,0)+1,FALSE)","v":1.3849880265898846E-3},{"$f":"R7812*VLOOKUP($B7812,$AR$36:$BA$47,MATCH(AO$2,$AS$2:$BA$2,0)+1,FALSE)","v":0},{"$f":"SUM(AG7812:AO7812)","v":0.81638626729661845}]
[2006,11,22,18,null,2013,11,22,18,0.41691664572327569,0.36338649552348468,7.3629190447053851E-3,8.3323484877262544E-2,0.10699839999999999,7.4428999999999995E-2,1.7958104117174758E-5,2.3248785498920436E-3,0,1.0547597818227374,null,null,0.39471770126260242,7.2979854898544694E-2,0.32146618132263133,8.433579695639834E-2,6.8611386058939489E-2,4.1178107725202088E-3,8.9876499368352389E-6,1.699340422108276E-3,0,0.94793705934368155,null,{"$f":"J7820*VLOOKUP($B7820,$AR$36:$AZ$47,MATCH(AG$2,$AS$2:$BA$2,0)+1,FALSE)","v":0.36972632797096394},{"$f":"K7820*VLOOKUP($B7820,$AR$36:$AZ$47,MATCH(AH$2,$AS$2:$BA$2,0)+1,FALSE)","v":0.32203741602582486},{"$f":"L7820*VLOOKUP($B7820,$AR$36:$AZ$47,MATCH(AI$2,$AS$2:$BA$2,0)+1,FALSE)","v":5.4307912710067291E-3},{"$f":"M7820*VLOOKUP($B7820,$AR$36:$AZ$47,MATCH(AJ$2,$AS$2:$BA$2,0)+1,FALSE)","v":7.3116553199134696E-2},{"$f":"N7820*VLOOKUP($B7820,$AR$36:$AZ$47,MATCH(AK$2,$AS$2:$BA$2,0)+1,FALSE)","v":8.3207884351867087E-2},{"$f":"O7820*VLOOKUP($B7820,$AR$36:$AZ$47,MATCH(AL$2,$AS$2:$BA$2,0)+1,FALSE)","v":6.9335962891450637E-2},{"$f":"P7820*VLOOKUP($B7820,$AR$36:$AZ$47,MATCH(AM$2,$AS$2:$BA$2,0)+1,FALSE)","v":8.9876499368352389E-6},{"$f":"Q7820*VLOOKUP($B7820,$AR$36:$AZ$47,MATCH(AN$2,$AS$2:$BA$2,0)+1,FALSE)","v":1.6392211723175037E-3},{"$f":"R7820*VLOOKUP($B7820,$AR$36:$BA$47,MATCH(AO$2,$AS$2:$BA$2,0)+1,FALSE)","v":0},0.92450314453250226]
[2006,11,23,3,null,2013,11,23,3,0.18883264195322724,0.30439725638377707,7.3629190447053851E-3,7.7961102061883628E-2,8.1794600000000009E-2,6.1039000000000003E-2,1.7958104117174758E-5,2.3248785498920436E-3,0,0.72373035609760261,null,null,0.17877814934881295,6.8283148797578505E-2,0.26928194861455651,6.4470242337547307E-2,5.6267992229528926E-2,4.1178107725202088E-3,8.9876499368352389E-6,1.699340422108276E-3,0,0.6429076201725894,null,{"$f":"J7829*VLOOKUP($B7829,$AR$36:$AZ$47,MATCH(AG$2,$AS$2:$BA$2,0)+1,FALSE)","v":0.16745889142733447},{"$f":"K7829*VLOOKUP($B7829,$AR$36:$AZ$47,MATCH(AH$2,$AS$2:$BA$2,0)+1,FALSE)","v":0.26976045367334472},{"$f":"L7829*VLOOKUP($B7829,$AR$36:$AZ$47,MATCH(AI$2,$AS$2:$BA$2,0)+1,FALSE)","v":5.4307912710067291E-3},{"$f":"M7829*VLOOKUP($B7829,$AR$36:$AZ$47,MATCH(AJ$2,$AS$2:$BA$2,0)+1,FALSE)","v":6.8411049715065106E-2},{"$f":"N7829*VLOOKUP($B7829,$AR$36:$AZ$47,MATCH(AK$2,$AS$2:$BA$2,0)+1,FALSE)","v":6.3608012992785207E-2},{"$f":"O7829*VLOOKUP($B7829,$AR$36:$AZ$47,MATCH(AL$2,$AS$2:$BA$2,0)+1,FALSE)","v":5.6862215519908318E-2},{"$f":"P7829*VLOOKUP($B7829,$AR$36:$AZ$47,MATCH(AM$2,$AS$2:$BA$2,0)+1,FALSE)","v":8.9876499368352389E-6},{"$f":"Q7829*VLOOKUP($B7829,$AR$36:$AZ$47,MATCH(AN$2,$AS$2:$BA$2,0)+1,FALSE)","v":1.6392211723175037E-3},{"$f":"R7829*VLOOKUP($B7829,$AR$36:$BA$47,MATCH(AO$2,$AS$2:$BA$2,0)+1,FALSE)","v":0},0.63317962342169887]
[2006,11,23,8,null,2013,11,23,8,0.24957231117845785,0.35410497591459345,3.0678829352939105E-3,8.6350388253678426E-2,8.4230699999999978E-2,6.3525999999999999E-2,7.4825433821561496E-6,2.1145434844715844E-3,0,0.84297428430987742,null,null,0.23628370317586508,7.5631003845664957E-2,0.31325537904379824,6.6390368572757166E-2,5.8560600179771202E-2,1.715754488550087E-3,3.7448541403480166E-6,1.545598679825707E-3,0,0.75338615284037269,null,{"$f":"J7834*VLOOKUP($B7834,$AR$36:$AZ$47,MATCH(AG$2,$AS$2:$BA$2,0)+1,FALSE)","v":0.22132350704098191},{"$f":"K7834*VLOOKUP($B7834,$AR$36:$AZ$47,MATCH(AH$2,$AS$2:$BA$2,0)+1,FALSE)","v":0.31381202342466474},{"$f":"L7834*VLOOKUP($B7834,$AR$36:$AZ$47,MATCH(AI$2,$AS$2:$BA$2,0)+1,FALSE)","v":2.2628296962528037E-3},{"$f":"M7834*VLOOKUP($B7834,$AR$36:$AZ$47,MATCH(AJ$2,$AS$2:$BA$2,0)+1,FALSE)","v":7.5772668003698584E-2},{"$f":"N7834*VLOOKUP($B7834,$AR$36:$AZ$47,MATCH(AK$2,$AS$2:$BA$2,0)+1,FALSE)","v":6.5502459330950835E-2},{"$f":"O7834*VLOOKUP($B7834,$AR$36:$AZ$47,MATCH(AL$2,$AS$2:$BA$2,0)+1,FALSE)","v":5.9179034766586862E-2},{"$f":"P7834*VLOOKUP($B7834,$AR$36:$AZ$47,MATCH(AM$2,$AS$2:$BA$2,0)+1,FALSE)","v":3.7448541403480166E-6},{"$f":"Q7834*VLOOKUP($B7834,$AR$36:$AZ$47,MATCH(AN$2,$AS$2:$BA$2,0)+1,FALSE)","v":1.4909185039763922E-3},{"$f":"R7834*VLOOKUP($B7834,$AR$36:$BA$47,MATCH(AO$2,$AS$2:$BA$2,0)+1,FALSE)","v":0},0.73934718562125235]
[2006,11,23,20,null,2013,11,23,20,0.3917480770424428,0.35700935901271919,7.3629190447053851E-3,7.9536304033569927E-2,8.7903599999999985E-2,6.5115999999999993E-2,1.7958104117174758E-5,2.3248785498920436E-3,0,0.99101909578744651,null,null,0.3708892461609028,6.9662807983687972E-2,0.31582471212346452,6.92853366156546E-2,6.0026320582218004E-2,4.1178107725202088E-3,8.9876499368352389E-6,1.699340422108276E-3,0,0.8915145623104932,null,{"$f":"J7846*VLOOKUP($B7846,$AR$36:$AZ$47,MATCH(AG$2,$AS$2:$BA$2,0)+1,FALSE)","v":0.3474065607606478},{"$f":"K7846*VLOOKUP($B7846,$AR$36:$AZ$47,MATCH(AH$2,$AS$2:$BA$2,0)+1,FALSE)","v":0.31638592212368521},{"$f":"L7846*VLOOKUP($B7846,$AR$36:$AZ$47,MATCH(AI$2,$AS$2:$BA$2,0)+1,FALSE)","v":5.4307912710067291E-3},{"$f":"M7846*VLOOKUP($B7846,$AR$36:$AZ$47,MATCH(AJ$2,$AS$2:$BA$2,0)+1,FALSE)","v":6.9793293135774606E-2},{"$f":"N7846*VLOOKUP($B7846,$AR$36:$AZ$47,MATCH(AK$2,$AS$2:$BA$2,0)+1,FALSE)","v":6.8358709877089585E-2},{"$f":"O7846*VLOOKUP($B7846,$AR$36:$AZ$47,MATCH(AL$2,$AS$2:$BA$2,0)+1,FALSE)","v":6.0660234043715483E-2},{"$f":"P7846*VLOOKUP($B7846,$AR$36:$AZ$47,MATCH(AM$2,$AS$2:$BA$2,0)+1,FALSE)","v":8.9876499368352389E-6},{"$f":"Q7846*VLOOKUP($B7846,$AR$36:$AZ$47,MATCH(AN$2,$AS$2:$BA$2,0)+1,FALSE)","v":1.6392211723175037E-3},{"$f":"R7846*VLOOKUP($B7846,$AR$36:$BA$47,MATCH(AO$2,$AS$2:$BA$2,0)+1,FALSE)","v":0},0.86968372003417382]
[2006,11,24,1,null,2013,11,24,1,0.20788515701092133,0.31719111767191527,7.3629190447053851E-3,8.5113543404305145E-2,8.5118399999999997E-2,6.1273000000000001E-2,1.7958104117174758E-5,2.3248785498920436E-3,0,0.76628697378585642,null,null,0.19681620329553806,7.4547698727399248E-2,0.28059990837182391,6.7090050876027096E-2,5.6483702024606001E-2,4.1178107725202088E-3,8.9876499368352389E-6,1.699340422108276E-3,0,0.68136370213995956,null,{"$f":"J7851*VLOOKUP($B7851,$AR$36:$AZ$47,MATCH(AG$2,$AS$2:$BA$2,0)+1,FALSE)","v":0.18435487412112278},{"$f":"K7851*VLOOKUP($B7851,$AR$36:$AZ$47,MATCH(AH$2,$AS$2:$BA$2,0)+1,FALSE)","v":0.28109852506834676},{"$f":"L7851*VLOOKUP($B7851,$AR$36:$AZ$47,MATCH(AI$2,$AS$2:$BA$2,0)+1,FALSE)","v":5.4307912710067291E-3},{"$f":"M7851*VLOOKUP($B7851,$AR$36:$AZ$47,MATCH(AJ$2,$AS$2:$BA$2,0)+1,FALSE)","v":7.4687333750558679E-2},{"$f":"N7851*VLOOKUP($B7851,$AR$36:$AZ$47,MATCH(AK$2,$AS$2:$BA$2,0)+1,FALSE)","v":6.6192784036172167E-2},{"$f":"O7851*VLOOKUP($B7851,$AR$36:$AZ$47,MATCH(AL$2,$AS$2:$BA$2,0)+1,FALSE)","v":5.708020333805177E-2},{"$f":"P7851*VLOOKUP($B7851,$AR$36:$AZ$47,MATCH(AM$2,$AS$2:$BA$2,0)+1,FALSE)","v":8.9876499368352389E-6},{"$f":"Q7851*VLOOKUP($B7851,$AR$36:$AZ$47,MATCH(AN$2,$AS$2:$BA$2,0)+1,FALSE)","v":1.6392211723175037E-3},{"$f":"R7851*VLOOKUP($B7851,$AR$36:$BA$47,MATCH(AO$2,$AS$2:$BA$2,0)+1,FALSE)","v":0},0.67049272040751318]
[2006,11,24,5,null,2013,11,24,5,0.1882714610162845,0.31372315855081323,7.3629190447053851E-3,8.1479691725702533E-2,8.585290000000001E-2,5.9864000000000001E-2,1.7958104117174758E-5,2.3248785498920436E-3,0,0.73889696699151497,null,null,0.17824684878383273,7.136494696638139E-2,0.27753201347375495,6.766898142886224E-2,5.5184834070488041E-2,4.1178107725202088E-3,8.9876499368352389E-6,1.699340422108276E-3,0,0.65582376356788463,null,{"$f":"J7855*VLOOKUP($B7855,$AR$36:$AZ$47,MATCH(AG$2,$AS$2:$BA$2,0)+1,FALSE)","v":0.16696122991808196},{"$f":"K7855*VLOOKUP($B7855,$AR$36:$AZ$47,MATCH(AH$2,$AS$2:$BA$2,0)+1,FALSE)","v":0.2780251786231685},{"$f":"L7855*VLOOKUP($B7855,$AR$36:$AZ$47,MATCH(AI$2,$AS$2:$BA$2,0)+1,FALSE)","v":5.4307912710067291E-3},{"$f":"M7855*VLOOKUP($B7855,$AR$36:$AZ$47,MATCH(AJ$2,$AS$2:$BA$2,0)+1,FALSE)","v":7.1498620388801337E-2},{"$f":"N7855*VLOOKUP($B7855,$AR$36:$AZ$47,MATCH(AK$2,$AS$2:$BA$2,0)+1,FALSE)","v":6.676397193296732E-2},{"$f":"O7855*VLOOKUP($B7855,$AR$36:$AZ$47,MATCH(AL$2,$AS$2:$BA$2,0)+1,FALSE)","v":5.5767618569828981E-2},{"$f":"P7855*VLOOKUP($B7855,$AR$36:$AZ$47,MATCH(AM$2,$AS$2:$BA$2,0)+1,FALSE)","v":8.9876499368352389E-6},{"$f":"Q7855*VLOOKUP($B7855,$AR$36:$AZ$47,MATCH(AN$2,$AS$2:$BA$2,0)+1,FALSE)","v":1.6392211723175037E-3},{"$f":"R7855*VLOOKUP($B7855,$AR$36:$BA$47,MATCH(AO$2,$AS$2:$BA$2,0)+1,FALSE)","v":0},0.64609561952610928]
[2006,11,24,15,null,2013,11,24,15,0.31104616381831146,0.40812588403948991,0,8.8123727036589883E-2,9.0768199999999993E-2,6.5390000000000004E-2,0,1.9643041520283999E-3,0,0.96541827904641975,null,null,0.29448434843833443,7.7184203489840619E-2,0.36104442806025755,7.1543205181551842E-2,6.0278903846539042E-2,0,0,1.4357831496238727E-3,0,0.86597087216614743,null,{"$f":"J7865*VLOOKUP($B7865,$AR$36:$AZ$47,MATCH(AG$2,$AS$2:$BA$2,0)+1,FALSE)","v":0.27583920468920448},{"$f":"K7865*VLOOKUP($B7865,$AR$36:$AZ$47,MATCH(AH$2,$AS$2:$BA$2,0)+1,FALSE)","v":0.3616859919904169},{"$f":"L7865*VLOOKUP($B7865,$AR$36:$AZ$47,MATCH(AI$2,$AS$2:$BA$2,0)+1,FALSE)","v":0},{"$f":"M7865*VLOOKUP($B7865,$AR$36:$AZ$47,MATCH(AJ$2,$AS$2:$BA$2,0)+1,FALSE)","v":7.7328776940474658E-2},{"$f":"N7865*VLOOKUP($B7865,$AR$36:$AZ$47,MATCH(AK$2,$AS$2:$BA$2,0)+1,FALSE)","v":7.0586381557361064E-2},{"$f":"O7865*VLOOKUP($B7865,$AR$36:$AZ$47,MATCH(AL$2,$AS$2:$BA$2,0)+1,FALSE)","v":6.0915484736755267E-2},{"$f":"P7865*VLOOKUP($B7865,$AR$36:$AZ$47,MATCH(AM$2,$AS$2:$BA$2,0)+1,FALSE)","v":0},{"$f":"Q7865*VLOOKUP($B7865,$AR$36:$AZ$47,MATCH(AN$2,$AS$2:$BA$2,0)+1,FALSE)","v":1.3849880265898846E-3},{"$f":"R7865*VLOOKUP($B7865,$AR$36:$BA$47,MATCH(AO$2,$AS$2:$BA$2,0)+1,FALSE)","v":0},0.8477408279408023]
[2006,11,24,22,null,2013,11,24,22,0.3447191499513258,0.35454517206802871,7.3629190447053851E-3,8.5949756212087877E-2,8.8066699999999998E-2,6.4015000000000002E-2,1.7958104117174758E-5,2.3248785498920436E-3,0,0.94700153393015707,null,null,0.32636439884508384,7.5280105556832538E-2,0.31364479411073382,6.9413891514452986E-2,5.9011378341278432E-2,4.1178107725202088E-3,8.9876499368352389E-6,1.699340422108276E-3,0,0.84954070721294694,null,{"$f":"J7872*VLOOKUP($B7872,$AR$36:$AZ$47,MATCH(AG$2,$AS$2:$BA$2,0)+1,FALSE)","v":0.30570078407800155},{"$f":"K7872*VLOOKUP($B7872,$AR$36:$AZ$47,MATCH(AH$2,$AS$2:$BA$2,0)+1,FALSE)","v":0.31420213046921136},{"$f":"L7872*VLOOKUP($B7872,$AR$36:$AZ$47,MATCH(AI$2,$AS$2:$BA$2,0)+1,FALSE)","v":5.4307912710067291E-3},{"$f":"M7872*VLOOKUP($B7872,$AR$36:$AZ$47,MATCH(AJ$2,$AS$2:$BA$2,0)+1,FALSE)","v":7.5421112448558481E-2},{"$f":"N7872*VLOOKUP($B7872,$AR$36:$AZ$47,MATCH(AK$2,$AS$2:$BA$2,0)+1,FALSE)","v":6.8485545474049822E-2},{"$f":"O7872*VLOOKUP($B7872,$AR$36:$AZ$47,MATCH(AL$2,$AS$2:$BA$2,0)+1,FALSE)","v":5.9634573412194344E-2},{"$f":"P7872*VLOOKUP($B7872,$AR$36:$AZ$47,MATCH(AM$2,$AS$2:$BA$2,0)+1,FALSE)","v":8.9876499368352389E-6},{"$f":"Q7872*VLOOKUP($B7872,$AR$36:$AZ$47,MATCH(AN$2,$AS$2:$BA$2,0)+1,FALSE)","v":1.6392211723175037E-3},{"$f":"R7872*VLOOKUP($B7872,$AR$36:$BA$47,MATCH(AO$2,$AS$2:$BA$2,0)+1,FALSE)","v":0},0.83052314597527677]
[2006,11,25,5,null,2013,11,25,5,0.19013690941258107,0.32500167854847412,7.3629190447053851E-3,9.3467422906050535E-2,9.100960000000001E-2,6.0914999999999997E-2,1.7958104117174758E-5,2.3248785498920436E-3,0,0.77023636656582051,null,null,0.18001297040637623,8.186454240928985E-2,0.28750944191229927,7.1733475890135109E-2,5.6153684474872692E-2,4.1178107725202088E-3,8.9876499368352389E-6,1.699340422108276E-3,0,0.68310025393753837,null,{"$f":"J7879*VLOOKUP($B7879,$AR$36:$AZ$47,MATCH(AG$2,$AS$2:$BA$2,0)+1,FALSE)","v":0.16861553034637392},{"$f":"K7879*VLOOKUP($B7879,$AR$36:$AZ$47,MATCH(AH$2,$AS$2:$BA$2,0)+1,FALSE)","v":0.28802033661991794},{"$f":"L7879*VLOOKUP($B7879,$AR$36:$AZ$47,MATCH(AI$2,$AS$2:$BA$2,0)+1,FALSE)","v":5.4307912710067291E-3},{"$f":"M7879*VLOOKUP($B7879,$AR$36:$AZ$47,MATCH(AJ$2,$AS$2:$BA$2,0)+1,FALSE)","v":8.2017882585719154E-2},{"$f":"N7879*VLOOKUP($B7879,$AR$36:$AZ$47,MATCH(AK$2,$AS$2:$BA$2,0)+1,FALSE)","v":7.0774107572727105E-2},{"$f":"O7879*VLOOKUP($B7879,$AR$36:$AZ$47,MATCH(AL$2,$AS$2:$BA$2,0)+1,FALSE)","v":5.6746700607729725E-2},{"$f":"P7879*VLOOKUP($B7879,$AR$36:$AZ$47,MATCH(AM$2,$AS$2:$BA$2,0)+1,FALSE)","v":8.9876499368352389E-6},{"$f":"Q7879*VLOOKUP($B7879,$AR$36:$AZ$47,MATCH(AN$2,$AS$2:$BA$2,0)+1,FALSE)","v":1.6392211723175037E-3},{"$f":"R7879*VLOOKUP($B7879,$AR$36:$BA$47,MATCH(AO$2,$AS$2:$BA$2,0)+1,FALSE)","v":0},0.67325355782572882]
[2006,11,25,15,null,2013,11,25,15,0.27204590398363837,0.44601608114953289,0,0.12462890979530464,0.12039909999999998,8.0272999999999997E-2,0,1.9643041520283999E-3,0,1.0453272990805043,null,null,0.25756067779937408,0.10915769745375972,0.39456360701868459,9.4898185873182203E-2,7.3998599915479857E-2,0,0,1.4357831496238727E-3,0,0.93161455121010439,null,{"$f":"J7889*VLOOKUP($B7889,$AR$36:$AZ$47,MATCH(AG$2,$AS$2:$BA$2,0)+1,FALSE)","v":0.24125333960921461},{"$f":"K7889*VLOOKUP($B7889,$AR$36:$AZ$47,MATCH(AH$2,$AS$2:$BA$2,0)+1,FALSE)","v":0.39526473341406138},{"$f":"L7889*VLOOKUP($B7889,$AR$36:$AZ$47,MATCH(AI$2,$AS$2:$BA$2,0)+1,FALSE)","v":0},{"$f":"M7889*VLOOKUP($B7889,$AR$36:$AZ$47,MATCH(AJ$2,$AS$2:$BA$2,0)+1,FALSE)","v":0.10936216033956553},{"$f":"N7889*VLOOKUP($B7889,$AR$36:$AZ$47,MATCH(AK$2,$AS$2:$BA$2,0)+1,FALSE)","v":9.3629011170904233E-2},{"$f":"O7889*VLOOKUP($B7889,$AR$36:$AZ$47,MATCH(AL$2,$AS$2:$BA$2,0)+1,FALSE)","v":7.478006891380265E-2},{"$f":"P7889*VLOOKUP($B7889,$AR$36:$AZ$47,MATCH(AM$2,$AS$2:$BA$2,0)+1,FALSE)","v":0},{"$f":"Q7889*VLOOKUP($B7889,$AR$36:$AZ$47,MATCH(AN$2,$AS$2:$BA$2,0)+1,FALSE)","v":1.3849880265898846E-3},{"$f":"R7889*VLOOKUP($B7889,$AR$36:$BA$47,MATCH(AO$2,$AS$2:$BA$2,0)+1,FALSE)","v":0},0.91567430147413842]
[2006,11,25,19,null,2013,11,25,19,0.45263848063286172,0.41638936719650854,7.3629190447053851E-3,0.10216246981896265,0.10312890000000005,7.1160000000000001E-2,1.7958104117174758E-5,2.3248785498920436E-3,0,1.1551849733470474,null,null,0.42853750842317512,8.948020158359217E-2,0.3683546347069957,8.1285869421755044E-2,6.5597901784978097E-2,4.1178107725202088E-3,8.9876499368352389E-6,1.699340422108276E-3,0,1.0390822547650613,null,{"$f":"J7893*VLOOKUP($B7893,$AR$36:$AZ$47,MATCH(AG$2,$AS$2:$BA$2,0)+1,FALSE)","v":0.4014048492892815},{"$f":"K7893*VLOOKUP($B7893,$AR$36:$AZ$47,MATCH(AH$2,$AS$2:$BA$2,0)+1,FALSE)","v":0.36900918863102306},{"$f":"L7893*VLOOKUP($B7893,$AR$36:$AZ$47,MATCH(AI$2,$AS$2:$BA$2,0)+1,FALSE)","v":5.4307912710067291E-3},{"$f":"M7893*VLOOKUP($B7893,$AR$36:$AZ$47,MATCH(AJ$2,$AS$2:$BA$2,0)+1,FALSE)","v":8.9647806623502593E-2},{"$f":"N7893*VLOOKUP($B7893,$AR$36:$AZ$47,MATCH(AK$2,$AS$2:$BA$2,0)+1,FALSE)","v":8.0198746752617511E-2},{"$f":"O7893*VLOOKUP($B7893,$AR$36:$AZ$47,MATCH(AL$2,$AS$2:$BA$2,0)+1,FALSE)","v":6.6290654440549088E-2},{"$f":"P7893*VLOOKUP($B7893,$AR$36:$AZ$47,MATCH(AM$2,$AS$2:$BA$2,0)+1,FALSE)","v":8.9876499368352389E-6},{"$f":"Q7893*VLOOKUP($B7893,$AR$36:$AZ$47,MATCH(AN$2,$AS$2:$BA$2,0)+1,FALSE)","v":1.6392211723175037E-3},{"$f":"R7893*VLOOKUP($B7893,$AR$36:$BA$47,MATCH(AO$2,$AS$2:$BA$2,0)+1,FALSE)","v":0},1.0136302458302349]
[2006,11,26,8,null,2013,11,26,8,0.25619027891791551,0.40033912450749082,3.3133135701174233E-3,9.7121533365838009E-2,0.11400239999999996,7.4227000000000001E-2,8.0811468527286412E-6,2.1265626310670396E-3,0,0.94732829413928155,null,null,0.24254929376800141,8.5065038062242498E-2,0.35415595013808454,8.9856327374447695E-2,6.8425175039257574E-2,1.853014847634094E-3,4.0444424715758581E-6,1.5543839222418542E-3,0,0.8434632275943813,null,{"$f":"J7906*VLOOKUP($B7906,$AR$36:$AZ$47,MATCH(AG$2,$AS$2:$BA$2,0)+1,FALSE)","v":0.22719239458970322},{"$f":"K7906*VLOOKUP($B7906,$AR$36:$AZ$47,MATCH(AH$2,$AS$2:$BA$2,0)+1,FALSE)","v":0.35478527347228095},{"$f":"L7906*VLOOKUP($B7906,$AR$36:$AZ$47,MATCH(AI$2,$AS$2:$BA$2,0)+1,FALSE)","v":2.4438560719530281E-3},{"$f":"M7906*VLOOKUP($B7906,$AR$36:$AZ$47,MATCH(AJ$2,$AS$2:$BA$2,0)+1,FALSE)","v":8.5224373075430682E-2},{"$f":"N7906*VLOOKUP($B7906,$AR$36:$AZ$47,MATCH(AK$2,$AS$2:$BA$2,0)+1,FALSE)","v":8.8654582825867398E-2},{"$f":"O7906*VLOOKUP($B7906,$AR$36:$AZ$47,MATCH(AL$2,$AS$2:$BA$2,0)+1,FALSE)","v":6.9147785373224246E-2},{"$f":"P7906*VLOOKUP($B7906,$AR$36:$AZ$47,MATCH(AM$2,$AS$2:$BA$2,0)+1,FALSE)","v":4.0444424715758581E-6},{"$f":"Q7906*VLOOKUP($B7906,$AR$36:$AZ$47,MATCH(AN$2,$AS$2:$BA$2,0)+1,FALSE)","v":1.4993929421673131E-3},{"$f":"R7906*VLOOKUP($B7906,$AR$36:$BA$47,MATCH(AO$2,$AS$2:$BA$2,0)+1,FALSE)","v":0},0.82895170279309849]
[2006,11,26,9,null,2013,11,26,9,0.22987627714848735,0.42310634382176882,0,0.10033808324860191,0.11885040000000005,7.7594999999999997E-2,0,1.9643041520283999E-3,0,0.95173040837088652,null,null,0.21763639476050353,8.7882291133976387E-2,0.37429674002008717,9.3677505482200954E-2,7.1529921149597747E-2,0,0,1.4357831496238727E-3,0,0.84645863569598978,null,{"$f":"J7907*VLOOKUP($B7907,$AR$36:$AZ$47,MATCH(AG$2,$AS$2:$BA$2,0)+1,FALSE)","v":0.20385684455054831},{"$f":"K7907*VLOOKUP($B7907,$AR$36:$AZ$47,MATCH(AH$2,$AS$2:$BA$2,0)+1,FALSE)","v":0.37496185286745415},{"$f":"L7907*VLOOKUP($B7907,$AR$36:$AZ$47,MATCH(AI$2,$AS$2:$BA$2,0)+1,FALSE)","v":0},{"$f":"M7907*VLOOKUP($B7907,$AR$36:$AZ$47,MATCH(AJ$2,$AS$2:$BA$2,0)+1,FALSE)","v":8.8046903133639456E-2},{"$f":"N7907*VLOOKUP($B7907,$AR$36:$AZ$47,MATCH(AK$2,$AS$2:$BA$2,0)+1,FALSE)","v":9.2424656241337708E-2},{"$f":"O7907*VLOOKUP($B7907,$AR$36:$AZ$47,MATCH(AL$2,$AS$2:$BA$2,0)+1,FALSE)","v":7.2285319439494178E-2},{"$f":"P7907*VLOOKUP($B7907,$AR$36:$AZ$47,MATCH(AM$2,$AS$2:$BA$2,0)+1,FALSE)","v":0},{"$f":"Q7907*VLOOKUP($B7907,$AR$36:$AZ$47,MATCH(AN$2,$AS$2:$BA$2,0)+1,FALSE)","v":1.3849880265898846E-3},{"$f":"R7907*VLOOKUP($B7907,$AR$36:$BA$47,MATCH(AO$2,$AS$2:$BA$2,0)+1,FALSE)","v":0},0.83296056425906384]
[2006,11,26,17,null,2013,11,26,17,0.33674706973909191,0.42781772359433329,2.9451676178821541E-3,9.1220220328188079E-2,0.11726900000000001,7.8529000000000002E-2,7.1832416468699035E-6,2.1085339111738574E-3,0,1.0566438984323163,null,null,0.31881679620572401,7.9896303583206013E-2,0.37846461439875712,9.2431051055715599E-2,7.2390916656443857E-2,1.6471243090080835E-3,3.5950599747340959E-6,1.541206058617634E-3,0,0.94519160732744689,null,{"$f":"J7915*VLOOKUP($B7915,$AR$36:$AZ$47,MATCH(AG$2,$AS$2:$BA$2,0)+1,FALSE)","v":0.29863105449681426},{"$f":"K7915*VLOOKUP($B7915,$AR$36:$AZ$47,MATCH(AH$2,$AS$2:$BA$2,0)+1,FALSE)","v":0.37913713342015409},{"$f":"L7915*VLOOKUP($B7915,$AR$36:$AZ$47,MATCH(AI$2,$AS$2:$BA$2,0)+1,FALSE)","v":2.1723165084026916E-3},{"$f":"M7915*VLOOKUP($B7915,$AR$36:$AZ$47,MATCH(AJ$2,$AS$2:$BA$2,0)+1,FALSE)","v":8.004595705865386E-2},{"$f":"N7915*VLOOKUP($B7915,$AR$36:$AZ$47,MATCH(AK$2,$AS$2:$BA$2,0)+1,FALSE)","v":9.1194871979946454E-2},{"$f":"O7915*VLOOKUP($B7915,$AR$36:$AZ$47,MATCH(AL$2,$AS$2:$BA$2,0)+1,FALSE)","v":7.31554075683232E-2},{"$f":"P7915*VLOOKUP($B7915,$AR$36:$AZ$47,MATCH(AM$2,$AS$2:$BA$2,0)+1,FALSE)","v":3.5950599747340959E-6},{"$f":"Q7915*VLOOKUP($B7915,$AR$36:$AZ$47,MATCH(AN$2,$AS$2:$BA$2,0)+1,FALSE)","v":1.4866812848809323E-3},{"$f":"R7915*VLOOKUP($B7915,$AR$36:$BA$47,MATCH(AO$2,$AS$2:$BA$2,0)+1,FALSE)","v":0},0.92582701737715012]
[2006,11,27,2,null,2013,11,27,2,0.18348701345761106,0.28852353142166742,7.3629190447053851E-3,7.6120098979294309E-2,8.7072900000000036E-2,6.1462000000000003E-2,1.7958104117174758E-5,2.3248785498920436E-3,0,0.7063712995572875,null,null,0.17371715163323123,6.6670684580160677E-2,0.25523941866422339,6.8630581530235796E-2,5.6657929166783645E-2,4.1178107725202088E-3,8.9876499368352389E-6,1.699340422108276E-3,0,0.62674190441920008,null,{"$f":"J7924*VLOOKUP($B7924,$AR$36:$AZ$47,MATCH(AG$2,$AS$2:$BA$2,0)+1,FALSE)","v":0.16271832850029572},{"$f":"K7924*VLOOKUP($B7924,$AR$36:$AZ$47,MATCH(AH$2,$AS$2:$BA$2,0)+1,FALSE)","v":0.25569297061473983},{"$f":"L7924*VLOOKUP($B7924,$AR$36:$AZ$47,MATCH(AI$2,$AS$2:$BA$2,0)+1,FALSE)","v":5.4307912710067291E-3},{"$f":"M7924*VLOOKUP($B7924,$AR$36:$AZ$47,MATCH(AJ$2,$AS$2:$BA$2,0)+1,FALSE)","v":6.6795565196790418E-2},{"$f":"N7924*VLOOKUP($B7924,$AR$36:$AZ$47,MATCH(AK$2,$AS$2:$BA$2,0)+1,FALSE)","v":6.7712711530094755E-2},{"$f":"O7924*VLOOKUP($B7924,$AR$36:$AZ$47,MATCH(AL$2,$AS$2:$BA$2,0)+1,FALSE)","v":5.7256270421936872E-2},{"$f":"P7924*VLOOKUP($B7924,$AR$36:$AZ$47,MATCH(AM$2,$AS$2:$BA$2,0)+1,FALSE)","v":8.9876499368352389E-6},{"$f":"Q7924*VLOOKUP($B7924,$AR$36:$AZ$47,MATCH(AN$2,$AS$2:$BA$2,0)+1,FALSE)","v":1.6392211723175037E-3},{"$f":"R7924*VLOOKUP($B7924,$AR$36:$BA$47,MATCH(AO$2,$AS$2:$BA$2,0)+1,FALSE)","v":0},0.61725484635711869]
[2006,11,27,10,null,2013,11,27,10,0.22197344502104069,0.4299904248564792,0,0.10429409028207184,0.11753740000000001,7.8400999999999998E-2,0,1.9643041520283999E-3,0,0.95416066431162017,null,null,0.2101543530555042,9.1347206454135313E-2,0.38038667255584618,9.2642603078017777E-2,7.2272921554863229E-2,0,0,1.4357831496238727E-3,0,0.84823953984799061,null,{"$f":"J7932*VLOOKUP($B7932,$AR$36:$AZ$47,MATCH(AG$2,$AS$2:$BA$2,0)+1,FALSE)","v":0.19684852494272151},{"$f":"K7932*VLOOKUP($B7932,$AR$36:$AZ$47,MATCH(AH$2,$AS$2:$BA$2,0)+1,FALSE)","v":0.38106260701060651},{"$f":"L7932*VLOOKUP($B7932,$AR$36:$AZ$47,MATCH(AI$2,$AS$2:$BA$2,0)+1,FALSE)","v":0},{"$f":"M7932*VLOOKUP($B7932,$AR$36:$AZ$47,MATCH(AJ$2,$AS$2:$BA$2,0)+1,FALSE)","v":9.1518308574073531E-2},{"$f":"N7932*VLOOKUP($B7932,$AR$36:$AZ$47,MATCH(AK$2,$AS$2:$BA$2,0)+1,FALSE)","v":9.1403594691314483E-2},{"$f":"O7932*VLOOKUP($B7932,$AR$36:$AZ$47,MATCH(AL$2,$AS$2:$BA$2,0)+1,FALSE)","v":7.3036166368654981E-2},{"$f":"P7932*VLOOKUP($B7932,$AR$36:$AZ$47,MATCH(AM$2,$AS$2:$BA$2,0)+1,FALSE)","v":0},{"$f":"Q7932*VLOOKUP($B7932,$AR$36:$AZ$47,MATCH(AN$2,$AS$2:$BA$2,0)+1,FALSE)","v":1.3849880265898846E-3},{"$f":"R7932*VLOOKUP($B7932,$AR$36:$BA$47,MATCH(AO$2,$AS$2:$BA$2,0)+1,FALSE)","v":0},0.83525418961396092]
[2006,11,27,16,null,2013,11,27,16,0.27094424009789869,0.42591724359691074,0,9.851787849082555E-2,0.11802240000000001,7.8991000000000006E-2,0,1.9643041520283999E-3,0,0.99435706633766352,null,null,0.25651767258237484,8.6288043374130124E-2,0.37678337402527717,9.302487852815397E-2,7.2816805226211423E-2,0,0,1.4357831496238727E-3,0,0.88686655688577143,null,{"$f":"J7938*VLOOKUP($B7938,$AR$36:$AZ$47,MATCH(AG$2,$AS$2:$BA$2,0)+1,FALSE)","v":0.24027637179727673},{"$f":"K7938*VLOOKUP($B7938,$AR$36:$AZ$47,MATCH(AH$2,$AS$2:$BA$2,0)+1,FALSE)","v":0.37745290553849592},{"$f":"L7938*VLOOKUP($B7938,$AR$36:$AZ$47,MATCH(AI$2,$AS$2:$BA$2,0)+1,FALSE)","v":0},{"$f":"M7938*VLOOKUP($B7938,$AR$36:$AZ$47,MATCH(AJ$2,$AS$2:$BA$2,0)+1,FALSE)","v":8.6449669194116716E-2},{"$f":"N7938*VLOOKUP($B7938,$AR$36:$AZ$47,MATCH(AK$2,$AS$2:$BA$2,0)+1,FALSE)","v":9.1780757563943008E-2},{"$f":"O7938*VLOOKUP($B7938,$AR$36:$AZ$47,MATCH(AL$2,$AS$2:$BA$2,0)+1,FALSE)","v":7.358579377337568E-2},{"$f":"P7938*VLOOKUP($B7938,$AR$36:$AZ$47,MATCH(AM$2,$AS$2:$BA$2,0)+1,FALSE)","v":0},{"$f":"Q7938*VLOOKUP($B7938,$AR$36:$AZ$47,MATCH(AN$2,$AS$2:$BA$2,0)+1,FALSE)","v":1.3849880265898846E-3},{"$f":"R7938*VLOOKUP($B7938,$AR$36:$BA$47,MATCH(AO$2,$AS$2:$BA$2,0)+1,FALSE)","v":0},0.87093048589379796]
[2006,11,28,3,null,2013,11,28,3,0.18366884658744781,0.30591380649922961,7.3629190447053851E-3,7.5304320098989144E-2,8.9448999999999987E-2,6.2149000000000003E-2,1.7958104117174758E-5,2.3248785498920436E-3,0,0.72619072888438119,null,null,0.17388930296314045,6.5956175046604018E-2,0.27062354930804572,7.0503415957181376E-2,5.7291231001048395E-2,4.1178107725202088E-3,8.9876499368352389E-6,1.699340422108276E-3,0,0.64408981312058522,null,{"$f":"J7949*VLOOKUP($B7949,$AR$36:$AZ$47,MATCH(AG$2,$AS$2:$BA$2,0)+1,FALSE)","v":0.16287958014636847},{"$f":"K7949*VLOOKUP($B7949,$AR$36:$AZ$47,MATCH(AH$2,$AS$2:$BA$2,0)+1,FALSE)","v":0.27110443834660686},{"$f":"L7949*VLOOKUP($B7949,$AR$36:$AZ$47,MATCH(AI$2,$AS$2:$BA$2,0)+1,FALSE)","v":5.4307912710067291E-3},{"$f":"M7949*VLOOKUP($B7949,$AR$36:$AZ$47,MATCH(AJ$2,$AS$2:$BA$2,0)+1,FALSE)","v":6.6079717318027018E-2},{"$f":"N7949*VLOOKUP($B7949,$AR$36:$AZ$47,MATCH(AK$2,$AS$2:$BA$2,0)+1,FALSE)","v":6.956049854381148E-2},{"$f":"O7949*VLOOKUP($B7949,$AR$36:$AZ$47,MATCH(AL$2,$AS$2:$BA$2,0)+1,FALSE)","v":5.7896260298281127E-2},{"$f":"P7949*VLOOKUP($B7949,$AR$36:$AZ$47,MATCH(AM$2,$AS$2:$BA$2,0)+1,FALSE)","v":8.9876499368352389E-6},{"$f":"Q7949*VLOOKUP($B7949,$AR$36:$AZ$47,MATCH(AN$2,$AS$2:$BA$2,0)+1,FALSE)","v":1.6392211723175037E-3},{"$f":"R7949*VLOOKUP($B7949,$AR$36:$BA$47,MATCH(AO$2,$AS$2:$BA$2,0)+1,FALSE)","v":0},0.63459949474635602]
[2006,11,28,6,null,2013,11,28,6,0.22085998360505271,0.34154053383122579,7.3629190447053851E-3,8.6258316547010466E-2,9.6975299999999973E-2,6.4089999999999994E-2,1.7958104117174758E-5,2.3248785498920436E-3,0,0.81942988968200359,null,null,0.20910017847391388,7.5550361757749568E-2,0.30214037266148613,7.6435621566171216E-2,5.908051609611082E-2,4.1178107725202088E-3,8.9876499368352389E-6,1.699340422108276E-3,0,0.72813318939999705,null,{"$f":"J7952*VLOOKUP($B7952,$AR$36:$AZ$47,MATCH(AG$2,$AS$2:$BA$2,0)+1,FALSE)","v":0.19586109494947573},{"$f":"K7952*VLOOKUP($B7952,$AR$36:$AZ$47,MATCH(AH$2,$AS$2:$BA$2,0)+1,FALSE)","v":0.30267726604600936},{"$f":"L7952*VLOOKUP($B7952,$AR$36:$AZ$47,MATCH(AI$2,$AS$2:$BA$2,0)+1,FALSE)","v":5.4307912710067291E-3},{"$f":"M7952*VLOOKUP($B7952,$AR$36:$AZ$47,MATCH(AJ$2,$AS$2:$BA$2,0)+1,FALSE)","v":7.5691874865381828E-2},{"$f":"N7952*VLOOKUP($B7952,$AR$36:$AZ$47,MATCH(AK$2,$AS$2:$BA$2,0)+1,FALSE)","v":7.5413366437139376E-2},{"$f":"O7952*VLOOKUP($B7952,$AR$36:$AZ$47,MATCH(AL$2,$AS$2:$BA$2,0)+1,FALSE)","v":5.9704441302624936E-2},{"$f":"P7952*VLOOKUP($B7952,$AR$36:$AZ$47,MATCH(AM$2,$AS$2:$BA$2,0)+1,FALSE)","v":8.9876499368352389E-6},{"$f":"Q7952*VLOOKUP($B7952,$AR$36:$AZ$47,MATCH(AN$2,$AS$2:$BA$2,0)+1,FALSE)","v":1.6392211723175037E-3},{"$f":"R7952*VLOOKUP($B7952,$AR$36:$BA$47,MATCH(AO$2,$AS$2:$BA$2,0)+1,FALSE)","v":0},0.71642704369389243]
[2006,11,28,20,null,2013,11,28,20,0.42528045883965127,0.406667988071646,7.3629190447053851E-3,7.6125278174223071E-2,0.10205010000000002,6.9418999999999995E-2,1.7958104117174758E-5,2.3248785498920436E-3,0,1.0892485807842347,null,null,0.40263617878311142,6.6675220838995131E-2,0.3597547151641487,8.0435562709163397E-2,6.3992984036135389E-2,4.1178107725202088E-3,8.9876499368352389E-6,1.699340422108276E-3,0,0.97932080037611935,null,{"$f":"J7966*VLOOKUP($B7966,$AR$36:$AZ$47,MATCH(AG$2,$AS$2:$BA$2,0)+1,FALSE)","v":0.37714345065741439},{"$f":"K7966*VLOOKUP($B7966,$AR$36:$AZ$47,MATCH(AH$2,$AS$2:$BA$2,0)+1,FALSE)","v":0.36039398731742384},{"$f":"L7966*VLOOKUP($B7966,$AR$36:$AZ$47,MATCH(AI$2,$AS$2:$BA$2,0)+1,FALSE)","v":5.4307912710067291E-3},{"$f":"M7966*VLOOKUP($B7966,$AR$36:$AZ$47,MATCH(AJ$2,$AS$2:$BA$2,0)+1,FALSE)","v":6.680010995247479E-2},{"$f":"N7966*VLOOKUP($B7966,$AR$36:$AZ$47,MATCH(AK$2,$AS$2:$BA$2,0)+1,FALSE)","v":7.9359812099026469E-2},{"$f":"O7966*VLOOKUP($B7966,$AR$36:$AZ$47,MATCH(AL$2,$AS$2:$BA$2,0)+1,FALSE)","v":6.4668787810686856E-2},{"$f":"P7966*VLOOKUP($B7966,$AR$36:$AZ$47,MATCH(AM$2,$AS$2:$BA$2,0)+1,FALSE)","v":8.9876499368352389E-6},{"$f":"Q7966*VLOOKUP($B7966,$AR$36:$AZ$47,MATCH(AN$2,$AS$2:$BA$2,0)+1,FALSE)","v":1.6392211723175037E-3},{"$f":"R7966*VLOOKUP($B7966,$AR$36:$BA$47,MATCH(AO$2,$AS$2:$BA$2,0)+1,FALSE)","v":0},0.95544514793028745]
[2006,11,29,3,null,2013,11,29,3,0.19569505299889456,0.32674652943521787,7.8770371182796187E-3,8.9456083543605971E-2,8.8955800000000015E-2,6.2685000000000005E-2,1.683105607741946E-5,2.2456009552188762E-3,0,0.77367793510729432,null,null,0.18527516773570357,7.8351163617569261E-2,0.28905300656989857,7.0114677293249078E-2,5.7785335488917261E-2,4.4053381687685304E-3,8.4235863153514252E-6,1.6413934720614079E-3,0,0.68663450593248299,null,{"$f":"J7973*VLOOKUP($B7973,$AR$36:$AZ$47,MATCH(AG$2,$AS$2:$BA$2,0)+1,FALSE)","v":0.17354455402432759},{"$f":"K7973*VLOOKUP($B7973,$AR$36:$AZ$47,MATCH(AH$2,$AS$2:$BA$2,0)+1,FALSE)","v":0.28956664414053135},{"$f":"L7973*VLOOKUP($B7973,$AR$36:$AZ$47,MATCH(AI$2,$AS$2:$BA$2,0)+1,FALSE)","v":5.8099979320172827E-3},{"$f":"M7973*VLOOKUP($B7973,$AR$36:$AZ$47,MATCH(AJ$2,$AS$2:$BA$2,0)+1,FALSE)","v":7.8497922896971231E-2},{"$f":"N7973*VLOOKUP($B7973,$AR$36:$AZ$47,MATCH(AK$2,$AS$2:$BA$2,0)+1,FALSE)","v":6.9176958896841625E-2},{"$f":"O7973*VLOOKUP($B7973,$AR$36:$AZ$47,MATCH(AL$2,$AS$2:$BA$2,0)+1,FALSE)","v":5.8395582821891785E-2},{"$f":"P7973*VLOOKUP($B7973,$AR$36:$AZ$47,MATCH(AM$2,$AS$2:$BA$2,0)+1,FALSE)","v":8.4235863153514252E-6},{"$f":"Q7973*VLOOKUP($B7973,$AR$36:$AZ$47,MATCH(AN$2,$AS$2:$BA$2,0)+1,FALSE)","v":1.5833242689353053E-3},{"$f":"R7973*VLOOKUP($B7973,$AR$36:$BA$47,MATCH(AO$2,$AS$2:$BA$2,0)+1,FALSE)","v":0},0.6765834085678315]
[2006,11,29,5,null,2013,11,29,5,0.2032505933502167,0.33212358022966587,7.8770371182796187E-3,8.9072346654244877E-2,9.23263E-2,6.2139E-2,1.683105607741946E-5,2.2456009552188762E-3,0,0.78905128936370339,null,null,0.19242840939650832,7.8015063146663094E-2,0.29380976007329701,7.2771294622494556E-2,5.728201263373741E-2,4.4053381687685304E-3,8.4235863153514252E-6,1.6413934720614079E-3,0,0.70036169509984569,null,{"$f":"J7975*VLOOKUP($B7975,$AR$36:$AZ$47,MATCH(AG$2,$AS$2:$BA$2,0)+1,FALSE)","v":0.18024489141451402},{"$f":"K7975*VLOOKUP($B7975,$AR$36:$AZ$47,MATCH(AH$2,$AS$2:$BA$2,0)+1,FALSE)","v":0.29433185023656178},{"$f":"L7975*VLOOKUP($B7975,$AR$36:$AZ$47,MATCH(AI$2,$AS$2:$BA$2,0)+1,FALSE)","v":5.8099979320172827E-3},{"$f":"M7975*VLOOKUP($B7975,$AR$36:$AZ$47,MATCH(AJ$2,$AS$2:$BA$2,0)+1,FALSE)","v":7.8161192877496288E-2},{"$f":"N7975*VLOOKUP($B7975,$AR$36:$AZ$47,MATCH(AK$2,$AS$2:$BA$2,0)+1,FALSE)","v":7.1798046447757974E-2},{"$f":"O7975*VLOOKUP($B7975,$AR$36:$AZ$47,MATCH(AL$2,$AS$2:$BA$2,0)+1,FALSE)","v":5.7886944579557051E-2},{"$f":"P7975*VLOOKUP($B7975,$AR$36:$AZ$47,MATCH(AM$2,$AS$2:$BA$2,0)+1,FALSE)","v":8.4235863153514252E-6},{"$f":"Q7975*VLOOKUP($B7975,$AR$36:$AZ$47,MATCH(AN$2,$AS$2:$BA$2,0)+1,FALSE)","v":1.5833242689353053E-3},{"$f":"R7975*VLOOKUP($B7975,$AR$36:$BA$47,MATCH(AO$2,$AS$2:$BA$2,0)+1,FALSE)","v":0},0.68982467134315495]
[2006,11,29,13,null,2013,11,29,13,0.24068779961192704,0.47760950640233779,0,0.10637508500208701,0.1203743,7.9901E-2,0,1.9066423204688544E-3,0,1.0268543333368205,null,null,0.22787225206601974,9.3169870171754113E-2,0.42251241055440875,9.4878638592432993E-2,7.3655676651511168E-2,0,0,1.3936359668445897E-3,0,0.91348248400297138,null,{"$f":"J7983*VLOOKUP($B7983,$AR$36:$AZ$47,MATCH(AG$2,$AS$2:$BA$2,0)+1,FALSE)","v":0.21344462316574017},{"$f":"K7983*VLOOKUP($B7983,$AR$36:$AZ$47,MATCH(AH$2,$AS$2:$BA$2,0)+1,FALSE)","v":0.42326320104330434},{"$f":"L7983*VLOOKUP($B7983,$AR$36:$AZ$47,MATCH(AI$2,$AS$2:$BA$2,0)+1,FALSE)","v":0},{"$f":"M7983*VLOOKUP($B7983,$AR$36:$AZ$47,MATCH(AJ$2,$AS$2:$BA$2,0)+1,FALSE)","v":9.3344386316467937E-2},{"$f":"N7983*VLOOKUP($B7983,$AR$36:$AZ$47,MATCH(AK$2,$AS$2:$BA$2,0)+1,FALSE)","v":9.3609725316798703E-2},{"$f":"O7983*VLOOKUP($B7983,$AR$36:$AZ$47,MATCH(AL$2,$AS$2:$BA$2,0)+1,FALSE)","v":7.4433524177266897E-2},{"$f":"P7983*VLOOKUP($B7983,$AR$36:$AZ$47,MATCH(AM$2,$AS$2:$BA$2,0)+1,FALSE)","v":0},{"$f":"Q7983*VLOOKUP($B7983,$AR$36:$AZ$47,MATCH(AN$2,$AS$2:$BA$2,0)+1,FALSE)","v":1.3443319264545026E-3},{"$f":"R7983*VLOOKUP($B7983,$AR$36:$BA$47,MATCH(AO$2,$AS$2:$BA$2,0)+1,FALSE)","v":0},0.89943979194603252]
[2006,11,29,22,null,2013,11,29,22,0.3494055857129566,0.38235864959886845,7.8770371182796187E-3,8.9935006048541793E-2,9.3365600000000007E-2,6.6049999999999998E-2,1.683105607741946E-5,2.2456009552188762E-3,0,0.99125431048994272,null,null,0.33080130288794513,7.8770633530155718E-2,0.3382497051937986,7.3590467561312198E-2,6.0887316089064128E-2,4.4053381687685304E-3,8.4235863153514252E-6,1.6413934720614079E-3,0,0.88835458048942106,null,{"$f":"J7992*VLOOKUP($B7992,$AR$36:$AZ$47,MATCH(AG$2,$AS$2:$BA$2,0)+1,FALSE)","v":0.30985676754182717},{"$f":"K7992*VLOOKUP($B7992,$AR$36:$AZ$47,MATCH(AH$2,$AS$2:$BA$2,0)+1,FALSE)","v":0.3388507636602186},{"$f":"L7992*VLOOKUP($B7992,$AR$36:$AZ$47,MATCH(AI$2,$AS$2:$BA$2,0)+1,FALSE)","v":5.8099979320172827E-3},{"$f":"M7992*VLOOKUP($B7992,$AR$36:$AZ$47,MATCH(AJ$2,$AS$2:$BA$2,0)+1,FALSE)","v":7.8918178517124224E-2},{"$f":"N7992*VLOOKUP($B7992,$AR$36:$AZ$47,MATCH(AK$2,$AS$2:$BA$2,0)+1,FALSE)","v":7.2606263712753485E-2},{"$f":"O7992*VLOOKUP($B7992,$AR$36:$AZ$47,MATCH(AL$2,$AS$2:$BA$2,0)+1,FALSE)","v":6.1530322172544505E-2},{"$f":"P7992*VLOOKUP($B7992,$AR$36:$AZ$47,MATCH(AM$2,$AS$2:$BA$2,0)+1,FALSE)","v":8.4235863153514252E-6},{"$f":"Q7992*VLOOKUP($B7992,$AR$36:$AZ$47,MATCH(AN$2,$AS$2:$BA$2,0)+1,FALSE)","v":1.5833242689353053E-3},{"$f":"R7992*VLOOKUP($B7992,$AR$36:$BA$47,MATCH(AO$2,$AS$2:$BA$2,0)+1,FALSE)","v":0},0.86916404139173598]
[2006,11,30,3,null,2013,11,30,3,0.20109324450622454,0.31664815309383937,7.8770371182796187E-3,9.4207124931958416E-2,8.6595800000000001E-2,5.9297999999999997E-2,1.683105607741946E-5,2.2456009552188762E-3,0,0.76798179166159808,null,null,0.19038592971799886,8.2512419134542464E-2,0.28011958025931089,6.8254532834854359E-2,5.4663074480686212E-2,4.4053381687685304E-3,8.4235863153514252E-6,1.6413934720614079E-3,0,0.68199069165453807,null,{"$f":"J7997*VLOOKUP($B7997,$AR$36:$AZ$47,MATCH(AG$2,$AS$2:$BA$2,0)+1,FALSE)","v":0.17833173041596986},{"$f":"K7997*VLOOKUP($B7997,$AR$36:$AZ$47,MATCH(AH$2,$AS$2:$BA$2,0)+1,FALSE)","v":0.28061734342876704},{"$f":"L7997*VLOOKUP($B7997,$AR$36:$AZ$47,MATCH(AI$2,$AS$2:$BA$2,0)+1,FALSE)","v":5.8099979320172827E-3},{"$f":"M7997*VLOOKUP($B7997,$AR$36:$AZ$47,MATCH(AJ$2,$AS$2:$BA$2,0)+1,FALSE)","v":8.26669728465078E-2},{"$f":"N7997*VLOOKUP($B7997,$AR$36:$AZ$47,MATCH(AK$2,$AS$2:$BA$2,0)+1,FALSE)","v":6.7341692135185316E-2},{"$f":"O7997*VLOOKUP($B7997,$AR$36:$AZ$47,MATCH(AL$2,$AS$2:$BA$2,0)+1,FALSE)","v":5.5240348890046087E-2},{"$f":"P7997*VLOOKUP($B7997,$AR$36:$AZ$47,MATCH(AM$2,$AS$2:$BA$2,0)+1,FALSE)","v":8.4235863153514252E-6},{"$f":"Q7997*VLOOKUP($B7997,$AR$36:$AZ$47,MATCH(AN$2,$AS$2:$BA$2,0)+1,FALSE)","v":1.5833242689353053E-3},{"$f":"R7997*VLOOKUP($B7997,$AR$36:$BA$47,MATCH(AO$2,$AS$2:$BA$2,0)+1,FALSE)","v":0},0.67159983350374419]
[2006,11,30,15,null,2013,11,30,15,0.29944712450337752,0.37511073272975604,0,0.10129639502028229,9.341849999999996E-2,6.5837999999999994E-2,0,1.9066423204688544E-3,0,0.93701739457388467,null,null,0.28350290602721973,8.8721639777972983E-2,0.33183790897363091,7.3632163172265161E-2,6.0691886702071214E-2,0,0,1.3936359668445897E-3,0,0.83978014062000472,null,{"$f":"J8009*VLOOKUP($B8009,$AR$36:$AZ$47,MATCH(AG$2,$AS$2:$BA$2,0)+1,FALSE)","v":0.26555304735321794},{"$f":"K8009*VLOOKUP($B8009,$AR$36:$AZ$47,MATCH(AH$2,$AS$2:$BA$2,0)+1,FALSE)","v":0.33242757389160454},{"$f":"L8009*VLOOKUP($B8009,$AR$36:$AZ$47,MATCH(AI$2,$AS$2:$BA$2,0)+1,FALSE)","v":0},{"$f":"M8009*VLOOKUP($B8009,$AR$36:$AZ$47,MATCH(AJ$2,$AS$2:$BA$2,0)+1,FALSE)","v":8.8887823958526194E-2},{"$f":"N8009*VLOOKUP($B8009,$AR$36:$AZ$47,MATCH(AK$2,$AS$2:$BA$2,0)+1,FALSE)","v":7.2647401683809218E-2},{"$f":"O8009*VLOOKUP($B8009,$AR$36:$AZ$47,MATCH(AL$2,$AS$2:$BA$2,0)+1,FALSE)","v":6.1332828935594018E-2},{"$f":"P8009*VLOOKUP($B8009,$AR$36:$AZ$47,MATCH(AM$2,$AS$2:$BA$2,0)+1,FALSE)","v":0},{"$f":"Q8009*VLOOKUP($B8009,$AR$36:$AZ$47,MATCH(AN$2,$AS$2:$BA$2,0)+1,FALSE)","v":1.3443319264545026E-3},{"$f":"R8009*VLOOKUP($B8009,$AR$36:$BA$47,MATCH(AO$2,$AS$2:$BA$2,0)+1,FALSE)","v":0},0.82219300774920645]
[2006,11,30,24,null,2013,11,30,24,0.22746666863612414,0.34811208977907449,7.8770371182796187E-3,0.13404787047346536,8.543580000000002E-2,6.2141000000000002E-2,1.683105607741946E-5,2.2456009552188762E-3,0,0.86734289801823983,null,null,0.21535508711136234,0.11740740501939763,0.30795383304575191,6.7340224541745111E-2,5.7283856307199607E-2,4.4053381687685304E-3,8.4235863153514252E-6,1.6413934720614079E-3,0,0.77139556125260189,null,{"$f":"J8018*VLOOKUP($B8018,$AR$36:$AZ$47,MATCH(AG$2,$AS$2:$BA$2,0)+1,FALSE)","v":0.20171997686665413},{"$f":"K8018*VLOOKUP($B8018,$AR$36:$AZ$47,MATCH(AH$2,$AS$2:$BA$2,0)+1,FALSE)","v":0.30850105675585859},{"$f":"L8018*VLOOKUP($B8018,$AR$36:$AZ$47,MATCH(AI$2,$AS$2:$BA$2,0)+1,FALSE)","v":5.8099979320172827E-3},{"$f":"M8018*VLOOKUP($B8018,$AR$36:$AZ$47,MATCH(AJ$2,$AS$2:$BA$2,0)+1,FALSE)","v":0.11762732040241866},{"$f":"N8018*VLOOKUP($B8018,$AR$36:$AZ$47,MATCH(AK$2,$AS$2:$BA$2,0)+1,FALSE)","v":6.6439611862506798E-2},{"$f":"O8018*VLOOKUP($B8018,$AR$36:$AZ$47,MATCH(AL$2,$AS$2:$BA$2,0)+1,FALSE)","v":5.7888807723301863E-2},{"$f":"P8018*VLOOKUP($B8018,$AR$36:$AZ$47,MATCH(AM$2,$AS$2:$BA$2,0)+1,FALSE)","v":8.4235863153514252E-6},{"$f":"Q8018*VLOOKUP($B8018,$AR$36:$AZ$47,MATCH(AN$2,$AS$2:$BA$2,0)+1,FALSE)","v":1.5833242689353053E-3},{"$f":"R8018*VLOOKUP($B8018,$AR$36:$BA$47,MATCH(AO$2,$AS$2:$BA$2,0)+1,FALSE)","v":0},0.75957851939800791]
[2006,12,1,2,null,2013,12,1,2,0.20652972976938039,0.31182176554522234,7.8770371182796187E-3,9.1976660477965821E-2,8.4596500000000005E-2,6.0949999999999997E-2,1.683105607741946E-5,2.2456009552188762E-3,0,0.76601412492214427,null,null,0.19553294648509911,8.0558840591248002E-2,0.27584996541684975,6.6678690963808365E-2,5.6185948760461145E-2,4.4053381687685304E-3,8.4235863153514252E-6,1.6413934720614079E-3,0,0.68086154744461169,null,{"$f":"J8020*VLOOKUP($B8020,$AR$36:$AZ$47,MATCH(AG$2,$AS$2:$BA$2,0)+1,FALSE)","v":0.19683535042508538},{"$f":"K8020*VLOOKUP($B8020,$AR$36:$AZ$47,MATCH(AH$2,$AS$2:$BA$2,0)+1,FALSE)","v":0.26967569600205138},{"$f":"L8020*VLOOKUP($B8020,$AR$36:$AZ$47,MATCH(AI$2,$AS$2:$BA$2,0)+1,FALSE)","v":5.64192577733196E-3},{"$f":"M8020*VLOOKUP($B8020,$AR$36:$AZ$47,MATCH(AJ$2,$AS$2:$BA$2,0)+1,FALSE)","v":7.9948477036398277E-2},{"$f":"N8020*VLOOKUP($B8020,$AR$36:$AZ$47,MATCH(AK$2,$AS$2:$BA$2,0)+1,FALSE)","v":6.5957122796418299E-2},{"$f":"O8020*VLOOKUP($B8020,$AR$36:$AZ$47,MATCH(AL$2,$AS$2:$BA$2,0)+1,FALSE)","v":5.8744417834712466E-2},{"$f":"P8020*VLOOKUP($B8020,$AR$36:$AZ$47,MATCH(AM$2,$AS$2:$BA$2,0)+1,FALSE)","v":8.4235863153514252E-6},{"$f":"Q8020*VLOOKUP($B8020,$AR$36:$AZ$47,MATCH(AN$2,$AS$2:$BA$2,0)+1,FALSE)","v":1.6127032141525868E-3},{"$f":"R8020*VLOOKUP($B8020,$AR$36:$BA$47,MATCH(AO$2,$AS$2:$BA$2,0)+1,FALSE)","v":0},0.67842411667246583]
[2006,12,1,9,null,2013,12,1,9,0.2719372751650676,0.34375893935048946,0,8.5879032542716921E-2,8.8099000000000011E-2,6.3089000000000006E-2,0,1.9066423204688544E-3,0,0.85466988937874289,null,null,0.2574578329789598,7.521816139863767E-2,0.30410286262654501,6.9439350271235267E-2,5.8157757528281104E-2,0,0,1.3936359668445897E-3,0,0.76576960077050349,null,{"$f":"J8027*VLOOKUP($B8027,$AR$36:$AZ$47,MATCH(AG$2,$AS$2:$BA$2,0)+1,FALSE)","v":0.25917270559802336},{"$f":"K8027*VLOOKUP($B8027,$AR$36:$AZ$47,MATCH(AH$2,$AS$2:$BA$2,0)+1,FALSE)","v":0.29729621684418878},{"$f":"L8027*VLOOKUP($B8027,$AR$36:$AZ$47,MATCH(AI$2,$AS$2:$BA$2,0)+1,FALSE)","v":0},{"$f":"M8027*VLOOKUP($B8027,$AR$36:$AZ$47,MATCH(AJ$2,$AS$2:$BA$2,0)+1,FALSE)","v":7.4648262129437898E-2},{"$f":"N8027*VLOOKUP($B8027,$AR$36:$AZ$47,MATCH(AK$2,$AS$2:$BA$2,0)+1,FALSE)","v":6.868790743401508E-2},{"$f":"O8027*VLOOKUP($B8027,$AR$36:$AZ$47,MATCH(AL$2,$AS$2:$BA$2,0)+1,FALSE)","v":6.0806014385138239E-2},{"$f":"P8027*VLOOKUP($B8027,$AR$36:$AZ$47,MATCH(AM$2,$AS$2:$BA$2,0)+1,FALSE)","v":0},{"$f":"Q8027*VLOOKUP($B8027,$AR$36:$AZ$47,MATCH(AN$2,$AS$2:$BA$2,0)+1,FALSE)","v":1.3692763139031379E-3},{"$f":"R8027*VLOOKUP($B8027,$AR$36:$BA$47,MATCH(AO$2,$AS$2:$BA$2,0)+1,FALSE)","v":0},0.76198038270470647]
[2006,12,1,23,null,2013,12,1,23,0.3087202711502674,0.33798743776893803,7.8770371182796187E-3,9.3774612045550126E-2,8.7401699999999985E-2,6.3174999999999995E-2,1.683105607741946E-5,2.2456009552188762E-3,0,0.90119849009433151,null,null,0.29228229913967618,8.2133597632557481E-2,0.29899716223103057,6.8889740639523966E-2,5.8237035487155579E-2,4.4053381687685304E-3,8.4235863153514252E-6,1.6413934720614079E-3,0,0.80659499035708904,null,{"$f":"J8041*VLOOKUP($B8041,$AR$36:$AZ$47,MATCH(AG$2,$AS$2:$BA$2,0)+1,FALSE)","v":0.29422913022277841},{"$f":"K8041*VLOOKUP($B8041,$AR$36:$AZ$47,MATCH(AH$2,$AS$2:$BA$2,0)+1,FALSE)","v":0.292304795853225},{"$f":"L8041*VLOOKUP($B8041,$AR$36:$AZ$47,MATCH(AI$2,$AS$2:$BA$2,0)+1,FALSE)","v":5.64192577733196E-3},{"$f":"M8041*VLOOKUP($B8041,$AR$36:$AZ$47,MATCH(AJ$2,$AS$2:$BA$2,0)+1,FALSE)","v":8.1511302745296513E-2},{"$f":"N8041*VLOOKUP($B8041,$AR$36:$AZ$47,MATCH(AK$2,$AS$2:$BA$2,0)+1,FALSE)","v":6.814424544178202E-2},{"$f":"O8041*VLOOKUP($B8041,$AR$36:$AZ$47,MATCH(AL$2,$AS$2:$BA$2,0)+1,FALSE)","v":6.0888902324987039E-2},{"$f":"P8041*VLOOKUP($B8041,$AR$36:$AZ$47,MATCH(AM$2,$AS$2:$BA$2,0)+1,FALSE)","v":8.4235863153514252E-6},{"$f":"Q8041*VLOOKUP($B8041,$AR$36:$AZ$47,MATCH(AN$2,$AS$2:$BA$2,0)+1,FALSE)","v":1.6127032141525868E-3},{"$f":"R8041*VLOOKUP($B8041,$AR$36:$BA$47,MATCH(AO$2,$AS$2:$BA$2,0)+1,FALSE)","v":0},0.80434142916586882]
[2006,12,2,2,null,2013,12,2,2,0.209765514664083,0.32207132824261875,7.8770371182796187E-3,9.0572625604819476E-2,8.7366799999999953E-2,6.1346999999999999E-2,1.683105607741946E-5,2.2456009552188762E-3,0,0.7812627376410971,null,null,0.19859644032378124,7.9329100122931623E-2,0.28491713720542267,6.8862232571050216E-2,5.6551917942707294E-2,4.4053381687685304E-3,8.4235863153514252E-6,1.6413934720614079E-3,0,0.69431198339303835,null,{"$f":"J8044*VLOOKUP($B8044,$AR$36:$AZ$47,MATCH(AG$2,$AS$2:$BA$2,0)+1,FALSE)","v":0.19991924955360402},{"$f":"K8044*VLOOKUP($B8044,$AR$36:$AZ$47,MATCH(AH$2,$AS$2:$BA$2,0)+1,FALSE)","v":0.27853991992594607},{"$f":"L8044*VLOOKUP($B8044,$AR$36:$AZ$47,MATCH(AI$2,$AS$2:$BA$2,0)+1,FALSE)","v":5.64192577733196E-3},{"$f":"M8044*VLOOKUP($B8044,$AR$36:$AZ$47,MATCH(AJ$2,$AS$2:$BA$2,0)+1,FALSE)","v":7.8728053841745166E-2},{"$f":"N8044*VLOOKUP($B8044,$AR$36:$AZ$47,MATCH(AK$2,$AS$2:$BA$2,0)+1,FALSE)","v":6.8117035053815653E-2},{"$f":"O8044*VLOOKUP($B8044,$AR$36:$AZ$47,MATCH(AL$2,$AS$2:$BA$2,0)+1,FALSE)","v":5.9127051696572695E-2},{"$f":"P8044*VLOOKUP($B8044,$AR$36:$AZ$47,MATCH(AM$2,$AS$2:$BA$2,0)+1,FALSE)","v":8.4235863153514252E-6},{"$f":"Q8044*VLOOKUP($B8044,$AR$36:$AZ$47,MATCH(AN$2,$AS$2:$BA$2,0)+1,FALSE)","v":1.6127032141525868E-3},{"$f":"R8044*VLOOKUP($B8044,$AR$36:$BA$47,MATCH(AO$2,$AS$2:$BA$2,0)+1,FALSE)","v":0},0.69169436264948359]
[2006,12,2,13,null,2013,12,2,13,0.26810040573504018,0.4805349888074183,0,0.10334886531234844,0.12352419999999997,8.0439999999999998E-2,0,1.9066423204688544E-3,0,1.0578551021752756,null,null,0.25382525966484365,9.0519320039656764E-2,0.42510040892218792,9.7361379706626824E-2,7.4152546649573325E-2,0,0,1.3936359668445897E-3,0,0.94235255094973314,null,{"$f":"J8055*VLOOKUP($B8055,$AR$36:$AZ$47,MATCH(AG$2,$AS$2:$BA$2,0)+1,FALSE)","v":0.25551593647505949},{"$f":"K8055*VLOOKUP($B8055,$AR$36:$AZ$47,MATCH(AH$2,$AS$2:$BA$2,0)+1,FALSE)","v":0.41558551031032748},{"$f":"L8055*VLOOKUP($B8055,$AR$36:$AZ$47,MATCH(AI$2,$AS$2:$BA$2,0)+1,FALSE)","v":0},{"$f":"M8055*VLOOKUP($B8055,$AR$36:$AZ$47,MATCH(AJ$2,$AS$2:$BA$2,0)+1,FALSE)","v":8.9833489737774441E-2},{"$f":"N8055*VLOOKUP($B8055,$AR$36:$AZ$47,MATCH(AK$2,$AS$2:$BA$2,0)+1,FALSE)","v":9.6307776654227198E-2},{"$f":"O8055*VLOOKUP($B8055,$AR$36:$AZ$47,MATCH(AL$2,$AS$2:$BA$2,0)+1,FALSE)","v":7.752913815626368E-2},{"$f":"P8055*VLOOKUP($B8055,$AR$36:$AZ$47,MATCH(AM$2,$AS$2:$BA$2,0)+1,FALSE)","v":0},{"$f":"Q8055*VLOOKUP($B8055,$AR$36:$AZ$47,MATCH(AN$2,$AS$2:$BA$2,0)+1,FALSE)","v":1.3692763139031379E-3},{"$f":"R8055*VLOOKUP($B8055,$AR$36:$BA$47,MATCH(AO$2,$AS$2:$BA$2,0)+1,FALSE)","v":0},0.93614112764755553]
[2006,12,2,19,null,2013,12,2,19,0.48242004163222058,0.42045594297785005,7.8770371182796187E-3,7.1302151249104606E-2,0.10262699999999998,7.0796999999999999E-2,1.683105607741946E-5,2.2456009552188762E-3,0,1.1577416049887514,null,null,0.45673333465910182,6.245082835624071E-2,0.37195208976817989,8.0890273445624342E-2,6.5263275051589298E-2,4.4053381687685304E-3,8.4235863153514252E-6,1.6413934720614079E-3,0,1.0433449565078814,null,{"$f":"J8061*VLOOKUP($B8061,$AR$36:$AZ$47,MATCH(AG$2,$AS$2:$BA$2,0)+1,FALSE)","v":0.45977553959323758},{"$f":"K8061*VLOOKUP($B8061,$AR$36:$AZ$47,MATCH(AH$2,$AS$2:$BA$2,0)+1,FALSE)","v":0.36362679450067603},{"$f":"L8061*VLOOKUP($B8061,$AR$36:$AZ$47,MATCH(AI$2,$AS$2:$BA$2,0)+1,FALSE)","v":5.64192577733196E-3},{"$f":"M8061*VLOOKUP($B8061,$AR$36:$AZ$47,MATCH(AJ$2,$AS$2:$BA$2,0)+1,FALSE)","v":6.1977662291299029E-2},{"$f":"N8061*VLOOKUP($B8061,$AR$36:$AZ$47,MATCH(AK$2,$AS$2:$BA$2,0)+1,FALSE)","v":8.0014913633873974E-2},{"$f":"O8061*VLOOKUP($B8061,$AR$36:$AZ$47,MATCH(AL$2,$AS$2:$BA$2,0)+1,FALSE)","v":6.8235086947401782E-2},{"$f":"P8061*VLOOKUP($B8061,$AR$36:$AZ$47,MATCH(AM$2,$AS$2:$BA$2,0)+1,FALSE)","v":8.4235863153514252E-6},{"$f":"Q8061*VLOOKUP($B8061,$AR$36:$AZ$47,MATCH(AN$2,$AS$2:$BA$2,0)+1,FALSE)","v":1.6127032141525868E-3},{"$f":"R8061*VLOOKUP($B8061,$AR$36:$BA$47,MATCH(AO$2,$AS$2:$BA$2,0)+1,FALSE)","v":0},1.0408930495442883]
[2006,12,3,3,null,2013,12,3,3,0.20328508297225542,0.3234930002461831,7.8770371182796187E-3,8.8508819671956632E-2,8.6698799999999993E-2,6.0877000000000001E-2,1.683105607741946E-5,2.2456009552188762E-3,0,0.77300217201997101,null,null,0.19246106260061566,7.7521491406842183E-2,0.28617480493856379,6.8335717105708016E-2,5.6118654679090947E-2,4.4053381687685304E-3,8.4235863153514252E-6,1.6413934720614079E-3,0,0.68666688595796577,null,{"$f":"J8069*VLOOKUP($B8069,$AR$36:$AZ$47,MATCH(AG$2,$AS$2:$BA$2,0)+1,FALSE)","v":0.19374300536643024},{"$f":"K8069*VLOOKUP($B8069,$AR$36:$AZ$47,MATCH(AH$2,$AS$2:$BA$2,0)+1,FALSE)","v":0.27976943764860246},{"$f":"L8069*VLOOKUP($B8069,$AR$36:$AZ$47,MATCH(AI$2,$AS$2:$BA$2,0)+1,FALSE)","v":5.64192577733196E-3},{"$f":"M8069*VLOOKUP($B8069,$AR$36:$AZ$47,MATCH(AJ$2,$AS$2:$BA$2,0)+1,FALSE)","v":7.693414068623769E-2},{"$f":"N8069*VLOOKUP($B8069,$AR$36:$AZ$47,MATCH(AK$2,$AS$2:$BA$2,0)+1,FALSE)","v":6.759621731279794E-2},{"$f":"O8069*VLOOKUP($B8069,$AR$36:$AZ$47,MATCH(AL$2,$AS$2:$BA$2,0)+1,FALSE)","v":5.8674059467166383E-2},{"$f":"P8069*VLOOKUP($B8069,$AR$36:$AZ$47,MATCH(AM$2,$AS$2:$BA$2,0)+1,FALSE)","v":8.4235863153514252E-6},{"$f":"Q8069*VLOOKUP($B8069,$AR$36:$AZ$47,MATCH(AN$2,$AS$2:$BA$2,0)+1,FALSE)","v":1.6127032141525868E-3},{"$f":"R8069*VLOOKUP($B8069,$AR$36:$BA$47,MATCH(AO$2,$AS$2:$BA$2,0)+1,FALSE)","v":0},0.68397991305903472]
[2006,12,3,12,null,2013,12,3,12,0.25433855494336521,0.48767816909651485,0,0.10920590441680275,0.12225879999999997,8.0618999999999996E-2,0,1.9066423204688544E-3,0,1.0560070707771516,null,null,0.2407961658032032,9.5649276673225508E-2,0.43141955098806734,9.6363995470333322E-2,7.4317555424439977E-2,0,0,1.3936359668445897E-3,0,0.93994018032611404,null,{"$f":"J8078*VLOOKUP($B8078,$AR$36:$AZ$47,MATCH(AG$2,$AS$2:$BA$2,0)+1,FALSE)","v":0.24240005855229332},{"$f":"K8078*VLOOKUP($B8078,$AR$36:$AZ$47,MATCH(AH$2,$AS$2:$BA$2,0)+1,FALSE)","v":0.42176321286025059},{"$f":"L8078*VLOOKUP($B8078,$AR$36:$AZ$47,MATCH(AI$2,$AS$2:$BA$2,0)+1,FALSE)","v":0},{"$f":"M8078*VLOOKUP($B8078,$AR$36:$AZ$47,MATCH(AJ$2,$AS$2:$BA$2,0)+1,FALSE)","v":9.4924578650009195E-2},{"$f":"N8078*VLOOKUP($B8078,$AR$36:$AZ$47,MATCH(AK$2,$AS$2:$BA$2,0)+1,FALSE)","v":9.5321185681945989E-2},{"$f":"O8078*VLOOKUP($B8078,$AR$36:$AZ$47,MATCH(AL$2,$AS$2:$BA$2,0)+1,FALSE)","v":7.7701660728739699E-2},{"$f":"P8078*VLOOKUP($B8078,$AR$36:$AZ$47,MATCH(AM$2,$AS$2:$BA$2,0)+1,FALSE)","v":0},{"$f":"Q8078*VLOOKUP($B8078,$AR$36:$AZ$47,MATCH(AN$2,$AS$2:$BA$2,0)+1,FALSE)","v":1.3692763139031379E-3},{"$f":"R8078*VLOOKUP($B8078,$AR$36:$BA$47,MATCH(AO$2,$AS$2:$BA$2,0)+1,FALSE)","v":0},0.93347997278714201]
[2006,12,3,20,null,2013,12,3,20,0.4550024758029132,0.41478731178830308,7.8770371182796187E-3,8.0941829864139489E-2,9.8151999999999989E-2,6.8824999999999997E-2,1.683105607741946E-5,2.2456009552188762E-3,0,1.1278480865849316,null,null,0.43077563143622927,7.0893854324611164E-2,0.36693739262263819,7.7363092745914047E-2,6.3445413017862801E-2,4.4053381687685304E-3,8.4235863153514252E-6,1.6413934720614079E-3,0,1.0154705393744008,null,{"$f":"J8086*VLOOKUP($B8086,$AR$36:$AZ$47,MATCH(AG$2,$AS$2:$BA$2,0)+1,FALSE)","v":0.4336449375542924},{"$f":"K8086*VLOOKUP($B8086,$AR$36:$AZ$47,MATCH(AH$2,$AS$2:$BA$2,0)+1,FALSE)","v":0.35872433986045205},{"$f":"L8086*VLOOKUP($B8086,$AR$36:$AZ$47,MATCH(AI$2,$AS$2:$BA$2,0)+1,FALSE)","v":5.64192577733196E-3},{"$f":"M8086*VLOOKUP($B8086,$AR$36:$AZ$47,MATCH(AJ$2,$AS$2:$BA$2,0)+1,FALSE)","v":7.0356718677859198E-2},{"$f":"N8086*VLOOKUP($B8086,$AR$36:$AZ$47,MATCH(AK$2,$AS$2:$BA$2,0)+1,FALSE)","v":7.6525902569421295E-2},{"$f":"O8086*VLOOKUP($B8086,$AR$36:$AZ$47,MATCH(AL$2,$AS$2:$BA$2,0)+1,FALSE)","v":6.633444721040338E-2},{"$f":"P8086*VLOOKUP($B8086,$AR$36:$AZ$47,MATCH(AM$2,$AS$2:$BA$2,0)+1,FALSE)","v":8.4235863153514252E-6},{"$f":"Q8086*VLOOKUP($B8086,$AR$36:$AZ$47,MATCH(AN$2,$AS$2:$BA$2,0)+1,FALSE)","v":1.6127032141525868E-3},{"$f":"R8086*VLOOKUP($B8086,$AR$36:$BA$47,MATCH(AO$2,$AS$2:$BA$2,0)+1,FALSE)","v":0},1.012849398450228]
[2006,12,3,21,null,2013,12,3,21,0.42134920672192672,0.41561115206092242,7.8770371182796187E-3,9.5869627045806746E-2,9.5679899999999998E-2,6.7539000000000002E-2,1.683105607741946E-5,2.2456009552188762E-3,0,1.1061883549582319,null,null,0.39891424823677885,8.3968541177636261E-2,0.36766619457241129,7.5414591425745608E-2,6.2259930981669979E-2,4.4053381687685304E-3,8.4235863153514252E-6,1.6413934720614079E-3,0,0.99427866162138712,null,{"$f":"J8087*VLOOKUP($B8087,$AR$36:$AZ$47,MATCH(AG$2,$AS$2:$BA$2,0)+1,FALSE)","v":0.40157133236484843},{"$f":"K8087*VLOOKUP($B8087,$AR$36:$AZ$47,MATCH(AH$2,$AS$2:$BA$2,0)+1,FALSE)","v":0.35943682924849935},{"$f":"L8087*VLOOKUP($B8087,$AR$36:$AZ$47,MATCH(AI$2,$AS$2:$BA$2,0)+1,FALSE)","v":5.64192577733196E-3},{"$f":"M8087*VLOOKUP($B8087,$AR$36:$AZ$47,MATCH(AJ$2,$AS$2:$BA$2,0)+1,FALSE)","v":8.3332343624238317E-2},{"$f":"N8087*VLOOKUP($B8087,$AR$36:$AZ$47,MATCH(AK$2,$AS$2:$BA$2,0)+1,FALSE)","v":7.4598487094017174E-2},{"$f":"O8087*VLOOKUP($B8087,$AR$36:$AZ$47,MATCH(AL$2,$AS$2:$BA$2,0)+1,FALSE)","v":6.5094983365687378E-2},{"$f":"P8087*VLOOKUP($B8087,$AR$36:$AZ$47,MATCH(AM$2,$AS$2:$BA$2,0)+1,FALSE)","v":8.4235863153514252E-6},{"$f":"Q8087*VLOOKUP($B8087,$AR$36:$AZ$47,MATCH(AN$2,$AS$2:$BA$2,0)+1,FALSE)","v":1.6127032141525868E-3},{"$f":"R8087*VLOOKUP($B8087,$AR$36:$BA$47,MATCH(AO$2,$AS$2:$BA$2,0)+1,FALSE)","v":0},0.99129702827509059]
[2006,12,4,10,null,2013,12,4,10,0.26589475674570706,0.50197201851843176,0,0.1223837120114393,0.12117429999999998,7.7665999999999999E-2,0,1.9066423204688544E-3,0,1.090997429596047,null,null,0.25173705160744791,0.10719121455009352,0.44406446004954725,9.5509196035956603E-2,7.1595371557505741E-2,0,0,1.3936359668445897E-3,0,0.97149092976739559,null,{"$f":"J8100*VLOOKUP($B8100,$AR$36:$AZ$47,MATCH(AG$2,$AS$2:$BA$2,0)+1,FALSE)","v":0.2534138193018326},{"$f":"K8100*VLOOKUP($B8100,$AR$36:$AZ$47,MATCH(AH$2,$AS$2:$BA$2,0)+1,FALSE)","v":0.43412509460594589},{"$f":"L8100*VLOOKUP($B8100,$AR$36:$AZ$47,MATCH(AI$2,$AS$2:$BA$2,0)+1,FALSE)","v":0},{"$f":"M8100*VLOOKUP($B8100,$AR$36:$AZ$47,MATCH(AJ$2,$AS$2:$BA$2,0)+1,FALSE)","v":0.10637906767358345},{"$f":"N8100*VLOOKUP($B8100,$AR$36:$AZ$47,MATCH(AK$2,$AS$2:$BA$2,0)+1,FALSE)","v":9.4475636520069142E-2},{"$f":"O8100*VLOOKUP($B8100,$AR$36:$AZ$47,MATCH(AL$2,$AS$2:$BA$2,0)+1,FALSE)","v":7.4855520189512373E-2},{"$f":"P8100*VLOOKUP($B8100,$AR$36:$AZ$47,MATCH(AM$2,$AS$2:$BA$2,0)+1,FALSE)","v":0},{"$f":"Q8100*VLOOKUP($B8100,$AR$36:$AZ$47,MATCH(AN$2,$AS$2:$BA$2,0)+1,FALSE)","v":1.3692763139031379E-3},{"$f":"R8100*VLOOKUP($B8100,$AR$36:$BA$47,MATCH(AO$2,$AS$2:$BA$2,0)+1,FALSE)","v":0},0.96461841460484665]
[2006,12,4,14,null,2013,12,4,14,0.25509149788358543,0.49032791002975629,0,0.10733557976743628,0.12223559999999997,7.9827999999999996E-2,0,1.9066423204688544E-3,0,1.0567252300012466,null,null,0.24150901790348345,9.4011130816448171E-2,0.43376361745668035,9.634570930447113E-2,7.358838257014097E-2,0,0,1.3936359668445897E-3,0,0.94061149401806876,null,{"$f":"J8104*VLOOKUP($B8104,$AR$36:$AZ$47,MATCH(AG$2,$AS$2:$BA$2,0)+1,FALSE)","v":0.24311765881087996},{"$f":"K8104*VLOOKUP($B8104,$AR$36:$AZ$47,MATCH(AH$2,$AS$2:$BA$2,0)+1,FALSE)","v":0.42405481277197443},{"$f":"L8104*VLOOKUP($B8104,$AR$36:$AZ$47,MATCH(AI$2,$AS$2:$BA$2,0)+1,FALSE)","v":0},{"$f":"M8104*VLOOKUP($B8104,$AR$36:$AZ$47,MATCH(AJ$2,$AS$2:$BA$2,0)+1,FALSE)","v":9.3298844398478006E-2},{"$f":"N8104*VLOOKUP($B8104,$AR$36:$AZ$47,MATCH(AK$2,$AS$2:$BA$2,0)+1,FALSE)","v":9.5303097401120224E-2},{"$f":"O8104*VLOOKUP($B8104,$AR$36:$AZ$47,MATCH(AL$2,$AS$2:$BA$2,0)+1,FALSE)","v":7.6939284444781417E-2},{"$f":"P8104*VLOOKUP($B8104,$AR$36:$AZ$47,MATCH(AM$2,$AS$2:$BA$2,0)+1,FALSE)","v":0},{"$f":"Q8104*VLOOKUP($B8104,$AR$36:$AZ$47,MATCH(AN$2,$AS$2:$BA$2,0)+1,FALSE)","v":1.3692763139031379E-3},{"$f":"R8104*VLOOKUP($B8104,$AR$36:$BA$47,MATCH(AO$2,$AS$2:$BA$2,0)+1,FALSE)","v":0},0.93408297414113717]
[2006,12,4,24,null,2013,12,4,24,0.23059467349566201,0.37791932688188351,7.8770371182796187E-3,0.12156018575892975,8.9949699999999994E-2,6.2496000000000003E-2,1.683105607741946E-5,2.2456009552188762E-3,0,0.89265935526605122,null,null,0.21831653971912063,0.1064699193894096,0.33432250333278246,7.0898066097146731E-2,5.7611108346739617E-2,4.4053381687685304E-3,8.4235863153514252E-6,1.6413934720614079E-3,0,0.79367329211234439,null,{"$f":"J8114*VLOOKUP($B8114,$AR$36:$AZ$47,MATCH(AG$2,$AS$2:$BA$2,0)+1,FALSE)","v":0.21977070039437041},{"$f":"K8114*VLOOKUP($B8114,$AR$36:$AZ$47,MATCH(AH$2,$AS$2:$BA$2,0)+1,FALSE)","v":0.32683946013614074},{"$f":"L8114*VLOOKUP($B8114,$AR$36:$AZ$47,MATCH(AI$2,$AS$2:$BA$2,0)+1,FALSE)","v":5.64192577733196E-3},{"$f":"M8114*VLOOKUP($B8114,$AR$36:$AZ$47,MATCH(AJ$2,$AS$2:$BA$2,0)+1,FALSE)","v":0.1056632374907361},{"$f":"N8114*VLOOKUP($B8114,$AR$36:$AZ$47,MATCH(AK$2,$AS$2:$BA$2,0)+1,FALSE)","v":7.0130837663508389E-2},{"$f":"O8114*VLOOKUP($B8114,$AR$36:$AZ$47,MATCH(AL$2,$AS$2:$BA$2,0)+1,FALSE)","v":6.023447312548303E-2},{"$f":"P8114*VLOOKUP($B8114,$AR$36:$AZ$47,MATCH(AM$2,$AS$2:$BA$2,0)+1,FALSE)","v":8.4235863153514252E-6},{"$f":"Q8114*VLOOKUP($B8114,$AR$36:$AZ$47,MATCH(AN$2,$AS$2:$BA$2,0)+1,FALSE)","v":1.6127032141525868E-3},{"$f":"R8114*VLOOKUP($B8114,$AR$36:$BA$47,MATCH(AO$2,$AS$2:$BA$2,0)+1,FALSE)","v":0},0.78990176138803858]
[2006,12,5,7,null,2013,12,5,7,0.26616541181528153,0.38603437938872498,7.8770371182796187E-3,8.6745338040504549E-2,0.10681020000000002,6.6930000000000003E-2,1.683105607741946E-5,2.2456009552188762E-3,0,0.92282479837408704,null,null,0.25199329550654237,7.5976925264785139E-2,0.34150140230878578,8.4187458317809438E-2,6.1698532412430923E-2,4.4053381687685304E-3,8.4235863153514252E-6,1.6413934720614079E-3,0,0.82141276903749894,null,{"$f":"J8121*VLOOKUP($B8121,$AR$36:$AZ$47,MATCH(AG$2,$AS$2:$BA$2,0)+1,FALSE)","v":0.25367176998778718},{"$f":"K8121*VLOOKUP($B8121,$AR$36:$AZ$47,MATCH(AH$2,$AS$2:$BA$2,0)+1,FALSE)","v":0.33385767590773441},{"$f":"L8121*VLOOKUP($B8121,$AR$36:$AZ$47,MATCH(AI$2,$AS$2:$BA$2,0)+1,FALSE)","v":5.64192577733196E-3},{"$f":"M8121*VLOOKUP($B8121,$AR$36:$AZ$47,MATCH(AJ$2,$AS$2:$BA$2,0)+1,FALSE)","v":7.5401277131683736E-2},{"$f":"N8121*VLOOKUP($B8121,$AR$36:$AZ$47,MATCH(AK$2,$AS$2:$BA$2,0)+1,FALSE)","v":8.3276417786906073E-2},{"$f":"O8121*VLOOKUP($B8121,$AR$36:$AZ$47,MATCH(AL$2,$AS$2:$BA$2,0)+1,FALSE)","v":6.4508021093967277E-2},{"$f":"P8121*VLOOKUP($B8121,$AR$36:$AZ$47,MATCH(AM$2,$AS$2:$BA$2,0)+1,FALSE)","v":8.4235863153514252E-6},{"$f":"Q8121*VLOOKUP($B8121,$AR$36:$AZ$47,MATCH(AN$2,$AS$2:$BA$2,0)+1,FALSE)","v":1.6127032141525868E-3},{"$f":"R8121*VLOOKUP($B8121,$AR$36:$BA$47,MATCH(AO$2,$AS$2:$BA$2,0)+1,FALSE)","v":0},0.8179782144858786]
[2006,12,5,14,null,2013,12,5,14,0.24377119089518617,0.47225158597847056,0,9.9774798009631349E-2,0.12066710000000004,7.8561000000000006E-2,0,1.9066423204688544E-3,0,1.0169323172037568,null,null,0.23079146657065963,8.7388931127885455E-2,0.41777258053950983,9.5109422616762668E-2,7.2420415431839025E-2,0,0,1.3936359668445897E-3,0,0.90487645225350122,null,{"$f":"J8128*VLOOKUP($B8128,$AR$36:$AZ$47,MATCH(AG$2,$AS$2:$BA$2,0)+1,FALSE)","v":0.23232872011682729},{"$f":"K8128*VLOOKUP($B8128,$AR$36:$AZ$47,MATCH(AH$2,$AS$2:$BA$2,0)+1,FALSE)","v":0.40842169857558219},{"$f":"L8128*VLOOKUP($B8128,$AR$36:$AZ$47,MATCH(AI$2,$AS$2:$BA$2,0)+1,FALSE)","v":0},{"$f":"M8128*VLOOKUP($B8128,$AR$36:$AZ$47,MATCH(AJ$2,$AS$2:$BA$2,0)+1,FALSE)","v":8.672681858671355E-2},{"$f":"N8128*VLOOKUP($B8128,$AR$36:$AZ$47,MATCH(AK$2,$AS$2:$BA$2,0)+1,FALSE)","v":9.4080189277188642E-2},{"$f":"O8128*VLOOKUP($B8128,$AR$36:$AZ$47,MATCH(AL$2,$AS$2:$BA$2,0)+1,FALSE)","v":7.5718133051892483E-2},{"$f":"P8128*VLOOKUP($B8128,$AR$36:$AZ$47,MATCH(AM$2,$AS$2:$BA$2,0)+1,FALSE)","v":0},{"$f":"Q8128*VLOOKUP($B8128,$AR$36:$AZ$47,MATCH(AN$2,$AS$2:$BA$2,0)+1,FALSE)","v":1.3692763139031379E-3},{"$f":"R8128*VLOOKUP($B8128,$AR$36:$BA$47,MATCH(AO$2,$AS$2:$BA$2,0)+1,FALSE)","v":0},0.8986448359221072]
[2006,12,5,24,null,2013,12,5,24,0.21827991649871034,0.36523996947557907,7.8770371182796187E-3,0.11528040262309316,8.9490999999999987E-2,6.3203999999999996E-2,1.683105607741946E-5,2.2456009552188762E-3,0,0.86163475772695841,null,null,0.20665748838762102,0.10096969742050413,0.32310583827439121,7.0536520222966359E-2,5.8263768752357441E-2,4.4053381687685304E-3,8.4235863153514252E-6,1.6413934720614079E-3,0,0.7655884682849855,null,{"$f":"J8138*VLOOKUP($B8138,$AR$36:$AZ$47,MATCH(AG$2,$AS$2:$BA$2,0)+1,FALSE)","v":0.20803399056764729},{"$f":"K8138*VLOOKUP($B8138,$AR$36:$AZ$47,MATCH(AH$2,$AS$2:$BA$2,0)+1,FALSE)","v":0.31587385442409166},{"$f":"L8138*VLOOKUP($B8138,$AR$36:$AZ$47,MATCH(AI$2,$AS$2:$BA$2,0)+1,FALSE)","v":5.64192577733196E-3},{"$f":"M8138*VLOOKUP($B8138,$AR$36:$AZ$47,MATCH(AJ$2,$AS$2:$BA$2,0)+1,FALSE)","v":0.1002046886021377},{"$f":"N8138*VLOOKUP($B8138,$AR$36:$AZ$47,MATCH(AK$2,$AS$2:$BA$2,0)+1,FALSE)","v":6.9773204283561013E-2},{"$f":"O8138*VLOOKUP($B8138,$AR$36:$AZ$47,MATCH(AL$2,$AS$2:$BA$2,0)+1,FALSE)","v":6.0916852909354668E-2},{"$f":"P8138*VLOOKUP($B8138,$AR$36:$AZ$47,MATCH(AM$2,$AS$2:$BA$2,0)+1,FALSE)","v":8.4235863153514252E-6},{"$f":"Q8138*VLOOKUP($B8138,$AR$36:$AZ$47,MATCH(AN$2,$AS$2:$BA$2,0)+1,FALSE)","v":1.6127032141525868E-3},{"$f":"R8138*VLOOKUP($B8138,$AR$36:$BA$47,MATCH(AO$2,$AS$2:$BA$2,0)+1,FALSE)","v":0},0.76206564336459226]
[2006,12,6,7,null,2013,12,6,7,0.25394716689938096,0.37641804245758981,7.8770371182796187E-3,7.9887401645673761E-2,0.10486880000000001,6.8190000000000001E-2,1.683105607741946E-5,2.2456009552188762E-3,0,0.89345088013222029,null,null,0.24042561741995233,6.9970320959463123E-2,0.33299440727830026,8.265725304173846E-2,6.2860046693615182E-2,4.4053381687685304E-3,8.4235863153514252E-6,1.6413934720614079E-3,0,0.79496280062021463,null,{"$f":"J8145*VLOOKUP($B8145,$AR$36:$AZ$47,MATCH(AG$2,$AS$2:$BA$2,0)+1,FALSE)","v":0.24202704202399081},{"$f":"K8145*VLOOKUP($B8145,$AR$36:$AZ$47,MATCH(AH$2,$AS$2:$BA$2,0)+1,FALSE)","v":0.32554109046874258},{"$f":"L8145*VLOOKUP($B8145,$AR$36:$AZ$47,MATCH(AI$2,$AS$2:$BA$2,0)+1,FALSE)","v":5.64192577733196E-3},{"$f":"M8145*VLOOKUP($B8145,$AR$36:$AZ$47,MATCH(AJ$2,$AS$2:$BA$2,0)+1,FALSE)","v":6.9440182572150802E-2},{"$f":"N8145*VLOOKUP($B8145,$AR$36:$AZ$47,MATCH(AK$2,$AS$2:$BA$2,0)+1,FALSE)","v":8.1762771735391329E-2},{"$f":"O8145*VLOOKUP($B8145,$AR$36:$AZ$47,MATCH(AL$2,$AS$2:$BA$2,0)+1,FALSE)","v":6.5722425794077832E-2},{"$f":"P8145*VLOOKUP($B8145,$AR$36:$AZ$47,MATCH(AM$2,$AS$2:$BA$2,0)+1,FALSE)","v":8.4235863153514252E-6},{"$f":"Q8145*VLOOKUP($B8145,$AR$36:$AZ$47,MATCH(AN$2,$AS$2:$BA$2,0)+1,FALSE)","v":1.6127032141525868E-3},{"$f":"R8145*VLOOKUP($B8145,$AR$36:$BA$47,MATCH(AO$2,$AS$2:$BA$2,0)+1,FALSE)","v":0},0.79175656517215331]
[2006,12,6,9,null,2013,12,6,9,0.26916363625530815,0.45290464587525114,0,9.6654984741333994E-2,0.11842179999999994,7.5648000000000007E-2,0,1.9066423204688544E-3,0,1.014699709192362,null,null,0.25483187792098061,8.4656405958465589E-2,0.40065750600626354,9.3339684331833081E-2,6.9735105034148731E-2,0,0,1.3936359668445897E-3,0,0.90461421521853613,null,{"$f":"J8147*VLOOKUP($B8147,$AR$36:$AZ$47,MATCH(AG$2,$AS$2:$BA$2,0)+1,FALSE)","v":0.25652925960424428},{"$f":"K8147*VLOOKUP($B8147,$AR$36:$AZ$47,MATCH(AH$2,$AS$2:$BA$2,0)+1,FALSE)","v":0.39168970576961809},{"$f":"L8147*VLOOKUP($B8147,$AR$36:$AZ$47,MATCH(AI$2,$AS$2:$BA$2,0)+1,FALSE)","v":0},{"$f":"M8147*VLOOKUP($B8147,$AR$36:$AZ$47,MATCH(AJ$2,$AS$2:$BA$2,0)+1,FALSE)","v":8.4014996716445994E-2},{"$f":"N8147*VLOOKUP($B8147,$AR$36:$AZ$47,MATCH(AK$2,$AS$2:$BA$2,0)+1,FALSE)","v":9.2329602340201836E-2},{"$f":"O8147*VLOOKUP($B8147,$AR$36:$AZ$47,MATCH(AL$2,$AS$2:$BA$2,0)+1,FALSE)","v":7.2910545042827388E-2},{"$f":"P8147*VLOOKUP($B8147,$AR$36:$AZ$47,MATCH(AM$2,$AS$2:$BA$2,0)+1,FALSE)","v":0},{"$f":"Q8147*VLOOKUP($B8147,$AR$36:$AZ$47,MATCH(AN$2,$AS$2:$BA$2,0)+1,FALSE)","v":1.3692763139031379E-3},{"$f":"R8147*VLOOKUP($B8147,$AR$36:$BA$47,MATCH(AO$2,$AS$2:$BA$2,0)+1,FALSE)","v":0},0.89884338578724066]
[2006,12,6,21,null,2013,12,6,21,0.37668250899487438,0.39908021582855541,7.8770371182796187E-3,9.1564854576877505E-2,9.4398400000000007E-2,6.5729999999999997E-2,1.683105607741946E-5,2.2456009552188762E-3,0,1.0375954485298833,null,null,0.35662585214928888,8.0198155546064645E-2,0.35304226933090899,7.4404517220901203E-2,6.0592328335112564E-2,4.4053381687685304E-3,8.4235863153514252E-6,1.6413934720614079E-3,0,0.9309182778094216,null,{"$f":"J8159*VLOOKUP($B8159,$AR$36:$AZ$47,MATCH(AG$2,$AS$2:$BA$2,0)+1,FALSE)","v":0.35900126214177108},{"$f":"K8159*VLOOKUP($B8159,$AR$36:$AZ$47,MATCH(AH$2,$AS$2:$BA$2,0)+1,FALSE)","v":0.34514022706540837},{"$f":"L8159*VLOOKUP($B8159,$AR$36:$AZ$47,MATCH(AI$2,$AS$2:$BA$2,0)+1,FALSE)","v":5.64192577733196E-3},{"$f":"M8159*VLOOKUP($B8159,$AR$36:$AZ$47,MATCH(AJ$2,$AS$2:$BA$2,0)+1,FALSE)","v":7.9590524763989992E-2},{"$f":"N8159*VLOOKUP($B8159,$AR$36:$AZ$47,MATCH(AK$2,$AS$2:$BA$2,0)+1,FALSE)","v":7.3599343478576704E-2},{"$f":"O8159*VLOOKUP($B8159,$AR$36:$AZ$47,MATCH(AL$2,$AS$2:$BA$2,0)+1,FALSE)","v":6.3351445189100089E-2},{"$f":"P8159*VLOOKUP($B8159,$AR$36:$AZ$47,MATCH(AM$2,$AS$2:$BA$2,0)+1,FALSE)","v":8.4235863153514252E-6},{"$f":"Q8159*VLOOKUP($B8159,$AR$36:$AZ$47,MATCH(AN$2,$AS$2:$BA$2,0)+1,FALSE)","v":1.6127032141525868E-3},{"$f":"R8159*VLOOKUP($B8159,$AR$36:$BA$47,MATCH(AO$2,$AS$2:$BA$2,0)+1,FALSE)","v":0},0.92794585521664608]
[2006,12,7,2,null,2013,12,7,2,0.21262368285527025,0.32703030010423939,7.8770371182796187E-3,9.9522274022879539E-2,8.4919499999999967E-2,6.1103999999999999E-2,1.683105607741946E-5,2.2456009552188762E-3,0,0.79533922611196495,null,null,0.20130242385746852,8.716775502202892E-2,0.28930404141699795,6.6933278531631002E-2,5.6327911617050329E-2,4.4053381687685304E-3,8.4235863153514252E-6,1.6413934720614079E-3,0,0.70709056567232198,null,{"$f":"J8164*VLOOKUP($B8164,$AR$36:$AZ$47,MATCH(AG$2,$AS$2:$BA$2,0)+1,FALSE)","v":0.20264325707598052},{"$f":"K8164*VLOOKUP($B8164,$AR$36:$AZ$47,MATCH(AH$2,$AS$2:$BA$2,0)+1,FALSE)","v":0.28282863333855485},{"$f":"L8164*VLOOKUP($B8164,$AR$36:$AZ$47,MATCH(AI$2,$AS$2:$BA$2,0)+1,FALSE)","v":5.64192577733196E-3},{"$f":"M8164*VLOOKUP($B8164,$AR$36:$AZ$47,MATCH(AJ$2,$AS$2:$BA$2,0)+1,FALSE)","v":8.6507318247703052E-2},{"$f":"N8164*VLOOKUP($B8164,$AR$36:$AZ$47,MATCH(AK$2,$AS$2:$BA$2,0)+1,FALSE)","v":6.6208955326880453E-2},{"$f":"O8164*VLOOKUP($B8164,$AR$36:$AZ$47,MATCH(AL$2,$AS$2:$BA$2,0)+1,FALSE)","v":5.8892845075837093E-2},{"$f":"P8164*VLOOKUP($B8164,$AR$36:$AZ$47,MATCH(AM$2,$AS$2:$BA$2,0)+1,FALSE)","v":8.4235863153514252E-6},{"$f":"Q8164*VLOOKUP($B8164,$AR$36:$AZ$47,MATCH(AN$2,$AS$2:$BA$2,0)+1,FALSE)","v":1.6127032141525868E-3},{"$f":"R8164*VLOOKUP($B8164,$AR$36:$BA$47,MATCH(AO$2,$AS$2:$BA$2,0)+1,FALSE)","v":0},0.70434406164275598]
[2006,12,7,11,null,2013,12,7,11,0.34469526931980488,0.37459911815311242,0,8.7673753000421115E-2,9.1523200000000013E-2,6.2301000000000002E-2,0,1.9066423204688544E-3,0,0.96269898279380739,null,null,0.32634178975025557,7.6790088434330384E-2,0.33138531432223728,7.2138293768877274E-2,5.7431350184175389E-2,0,0,1.3936359668445897E-3,0,0.86548047242672055,null,{"$f":"J8173*VLOOKUP($B8173,$AR$36:$AZ$47,MATCH(AG$2,$AS$2:$BA$2,0)+1,FALSE)","v":0.32851548395572439},{"$f":"K8173*VLOOKUP($B8173,$AR$36:$AZ$47,MATCH(AH$2,$AS$2:$BA$2,0)+1,FALSE)","v":0.32396801337155118},{"$f":"L8173*VLOOKUP($B8173,$AR$36:$AZ$47,MATCH(AI$2,$AS$2:$BA$2,0)+1,FALSE)","v":0},{"$f":"M8173*VLOOKUP($B8173,$AR$36:$AZ$47,MATCH(AJ$2,$AS$2:$BA$2,0)+1,FALSE)","v":7.6208279274590632E-2},{"$f":"N8173*VLOOKUP($B8173,$AR$36:$AZ$47,MATCH(AK$2,$AS$2:$BA$2,0)+1,FALSE)","v":7.1357644123824893E-2},{"$f":"O8173*VLOOKUP($B8173,$AR$36:$AZ$47,MATCH(AL$2,$AS$2:$BA$2,0)+1,FALSE)","v":6.0046529540942112E-2},{"$f":"P8173*VLOOKUP($B8173,$AR$36:$AZ$47,MATCH(AM$2,$AS$2:$BA$2,0)+1,FALSE)","v":0},{"$f":"Q8173*VLOOKUP($B8173,$AR$36:$AZ$47,MATCH(AN$2,$AS$2:$BA$2,0)+1,FALSE)","v":1.3692763139031379E-3},{"$f":"R8173*VLOOKUP($B8173,$AR$36:$BA$47,MATCH(AO$2,$AS$2:$BA$2,0)+1,FALSE)","v":0},0.86146522658053626]
[2006,12,7,19,null,2013,12,7,19,0.43054711372370219,0.37437751111825601,7.8770371182796187E-3,9.6962188439050453E-2,9.1793999999999973E-2,6.5077999999999997E-2,1.683105607741946E-5,2.2456009552188762E-3,0,1.0688982824105846,null,null,0.40762240787830528,8.4925473932718806E-2,0.33118927190424124,7.2351737463509994E-2,5.9991290786436259E-2,4.4053381687685304E-3,8.4235863153514252E-6,1.6413934720614079E-3,0,0.96213533719235689,null,{"$f":"J8181*VLOOKUP($B8181,$AR$36:$AZ$47,MATCH(AG$2,$AS$2:$BA$2,0)+1,FALSE)","v":0.41033749523105406},{"$f":"K8181*VLOOKUP($B8181,$AR$36:$AZ$47,MATCH(AH$2,$AS$2:$BA$2,0)+1,FALSE)","v":0.32377635891388573},{"$f":"L8181*VLOOKUP($B8181,$AR$36:$AZ$47,MATCH(AI$2,$AS$2:$BA$2,0)+1,FALSE)","v":5.64192577733196E-3},{"$f":"M8181*VLOOKUP($B8181,$AR$36:$AZ$47,MATCH(AJ$2,$AS$2:$BA$2,0)+1,FALSE)","v":8.4282026065465074E-2},{"$f":"N8181*VLOOKUP($B8181,$AR$36:$AZ$47,MATCH(AK$2,$AS$2:$BA$2,0)+1,FALSE)","v":7.1568778022429058E-2},{"$f":"O8181*VLOOKUP($B8181,$AR$36:$AZ$47,MATCH(AL$2,$AS$2:$BA$2,0)+1,FALSE)","v":6.2723038947455581E-2},{"$f":"P8181*VLOOKUP($B8181,$AR$36:$AZ$47,MATCH(AM$2,$AS$2:$BA$2,0)+1,FALSE)","v":8.4235863153514252E-6},{"$f":"Q8181*VLOOKUP($B8181,$AR$36:$AZ$47,MATCH(AN$2,$AS$2:$BA$2,0)+1,FALSE)","v":1.6127032141525868E-3},{"$f":"R8181*VLOOKUP($B8181,$AR$36:$BA$47,MATCH(AO$2,$AS$2:$BA$2,0)+1,FALSE)","v":0},0.95995074975808947]
[2006,12,8,1,null,2013,12,8,1,0.2206713763210271,0.31440068955479727,7.8770371182796187E-3,9.5331762662893754E-2,8.4577000000000013E-2,6.0954000000000001E-2,1.683105607741946E-5,2.2456009552188762E-3,0,0.78607429766829395,null,null,0.20892161368319215,8.3497446327512007E-2,0.27813138441147972,6.6663321126122485E-2,5.6189636107385539E-2,4.4053381687685304E-3,8.4235863153514252E-6,1.6413934720614079E-3,0,0.6994585568828372,null,{"$f":"J8187*VLOOKUP($B8187,$AR$36:$AZ$47,MATCH(AG$2,$AS$2:$BA$2,0)+1,FALSE)","v":0.21031319672687124},{"$f":"K8187*VLOOKUP($B8187,$AR$36:$AZ$47,MATCH(AH$2,$AS$2:$BA$2,0)+1,FALSE)","v":0.27190605065995183},{"$f":"L8187*VLOOKUP($B8187,$AR$36:$AZ$47,MATCH(AI$2,$AS$2:$BA$2,0)+1,FALSE)","v":5.64192577733196E-3},{"$f":"M8187*VLOOKUP($B8187,$AR$36:$AZ$47,MATCH(AJ$2,$AS$2:$BA$2,0)+1,FALSE)","v":8.2864818079795247E-2},{"$f":"N8187*VLOOKUP($B8187,$AR$36:$AZ$47,MATCH(AK$2,$AS$2:$BA$2,0)+1,FALSE)","v":6.5941919284517342E-2},{"$f":"O8187*VLOOKUP($B8187,$AR$36:$AZ$47,MATCH(AL$2,$AS$2:$BA$2,0)+1,FALSE)","v":5.8748273087728696E-2},{"$f":"P8187*VLOOKUP($B8187,$AR$36:$AZ$47,MATCH(AM$2,$AS$2:$BA$2,0)+1,FALSE)","v":8.4235863153514252E-6},{"$f":"Q8187*VLOOKUP($B8187,$AR$36:$AZ$47,MATCH(AN$2,$AS$2:$BA$2,0)+1,FALSE)","v":1.6127032141525868E-3},{"$f":"R8187*VLOOKUP($B8187,$AR$36:$BA$47,MATCH(AO$2,$AS$2:$BA$2,0)+1,FALSE)","v":0},0.69703731041666428]
[2006,12,8,12,null,2013,12,8,12,0.31134701371818152,0.35949890199836365,0,8.3947022140319572E-2,8.936330000000002E-2,6.5091999999999997E-2,0,1.9066423204688544E-3,0,0.9111548801773337,null,null,0.29476917942822162,7.3525987349062918E-2,0.31802706110091006,7.0435867491043927E-2,6.0004196500671646E-2,0,0,1.3936359668445897E-3,0,0.81815592783675484,null,{"$f":"J8198*VLOOKUP($B8198,$AR$36:$AZ$47,MATCH(AG$2,$AS$2:$BA$2,0)+1,FALSE)","v":0.29673257509925799},{"$f":"K8198*VLOOKUP($B8198,$AR$36:$AZ$47,MATCH(AH$2,$AS$2:$BA$2,0)+1,FALSE)","v":0.31090875404052565},{"$f":"L8198*VLOOKUP($B8198,$AR$36:$AZ$47,MATCH(AI$2,$AS$2:$BA$2,0)+1,FALSE)","v":0},{"$f":"M8198*VLOOKUP($B8198,$AR$36:$AZ$47,MATCH(AJ$2,$AS$2:$BA$2,0)+1,FALSE)","v":7.296890903608276E-2},{"$f":"N8198*VLOOKUP($B8198,$AR$36:$AZ$47,MATCH(AK$2,$AS$2:$BA$2,0)+1,FALSE)","v":6.9673640772291628E-2},{"$f":"O8198*VLOOKUP($B8198,$AR$36:$AZ$47,MATCH(AL$2,$AS$2:$BA$2,0)+1,FALSE)","v":6.2736532333012365E-2},{"$f":"P8198*VLOOKUP($B8198,$AR$36:$AZ$47,MATCH(AM$2,$AS$2:$BA$2,0)+1,FALSE)","v":0},{"$f":"Q8198*VLOOKUP($B8198,$AR$36:$AZ$47,MATCH(AN$2,$AS$2:$BA$2,0)+1,FALSE)","v":1.3692763139031379E-3},{"$f":"R8198*VLOOKUP($B8198,$AR$36:$BA$47,MATCH(AO$2,$AS$2:$BA$2,0)+1,FALSE)","v":0},0.81438968759507357]
[2006,12,8,18,null,2013,12,8,18,0.43906798918989776,0.35772672840179964,7.8770371182796187E-3,7.5779686753934969E-2,8.8114599999999987E-2,6.6202999999999998E-2,1.683105607741946E-5,2.2456009552188762E-3,0,1.0370314734752084,null,null,0.41568958488182078,6.6372530526126447E-2,0.31645932568491025,6.9451646141383952E-2,6.1028357108922217E-2,4.4053381687685304E-3,8.4235863153514252E-6,1.6413934720614079E-3,0,0.93505659957030896,null,{"$f":"J8204*VLOOKUP($B8204,$AR$36:$AZ$47,MATCH(AG$2,$AS$2:$BA$2,0)+1,FALSE)","v":0.41845840600835454},{"$f":"K8204*VLOOKUP($B8204,$AR$36:$AZ$47,MATCH(AH$2,$AS$2:$BA$2,0)+1,FALSE)","v":0.30937610878962657},{"$f":"L8204*VLOOKUP($B8204,$AR$36:$AZ$47,MATCH(AI$2,$AS$2:$BA$2,0)+1,FALSE)","v":5.64192577733196E-3},{"$f":"M8204*VLOOKUP($B8204,$AR$36:$AZ$47,MATCH(AJ$2,$AS$2:$BA$2,0)+1,FALSE)","v":6.5869651222266415E-2},{"$f":"N8204*VLOOKUP($B8204,$AR$36:$AZ$47,MATCH(AK$2,$AS$2:$BA$2,0)+1,FALSE)","v":6.8700070243535832E-2},{"$f":"O8204*VLOOKUP($B8204,$AR$36:$AZ$47,MATCH(AL$2,$AS$2:$BA$2,0)+1,FALSE)","v":6.3807328858268578E-2},{"$f":"P8204*VLOOKUP($B8204,$AR$36:$AZ$47,MATCH(AM$2,$AS$2:$BA$2,0)+1,FALSE)","v":8.4235863153514252E-6},{"$f":"Q8204*VLOOKUP($B8204,$AR$36:$AZ$47,MATCH(AN$2,$AS$2:$BA$2,0)+1,FALSE)","v":1.6127032141525868E-3},{"$f":"R8204*VLOOKUP($B8204,$AR$36:$BA$47,MATCH(AO$2,$AS$2:$BA$2,0)+1,FALSE)","v":0},0.93347461769985185]
[2006,12,8,21,null,2013,12,8,21,0.40728402999682412,0.33932709734944005,7.8770371182796187E-3,8.719163646431452E-2,8.7398799999999971E-2,6.4427999999999999E-2,1.683105607741946E-5,2.2456009552188762E-3,0,0.99576903294015451,null,null,0.38559797918939309,7.6367820991951121E-2,0.30018227850508433,6.8887454868791179E-2,5.9392096911222159E-2,4.4053381687685304E-3,8.4235863153514252E-6,1.6413934720614079E-3,0,0.89648278569358719,null,{"$f":"J8207*VLOOKUP($B8207,$AR$36:$AZ$47,MATCH(AG$2,$AS$2:$BA$2,0)+1,FALSE)","v":0.38816636644266483},{"$f":"K8207*VLOOKUP($B8207,$AR$36:$AZ$47,MATCH(AH$2,$AS$2:$BA$2,0)+1,FALSE)","v":0.29346338601496691},{"$f":"L8207*VLOOKUP($B8207,$AR$36:$AZ$47,MATCH(AI$2,$AS$2:$BA$2,0)+1,FALSE)","v":5.64192577733196E-3},{"$f":"M8207*VLOOKUP($B8207,$AR$36:$AZ$47,MATCH(AJ$2,$AS$2:$BA$2,0)+1,FALSE)","v":7.5789211191280292E-2},{"$f":"N8207*VLOOKUP($B8207,$AR$36:$AZ$47,MATCH(AK$2,$AS$2:$BA$2,0)+1,FALSE)","v":6.8141984406678791E-2},{"$f":"O8207*VLOOKUP($B8207,$AR$36:$AZ$47,MATCH(AL$2,$AS$2:$BA$2,0)+1,FALSE)","v":6.2096560332319195E-2},{"$f":"P8207*VLOOKUP($B8207,$AR$36:$AZ$47,MATCH(AM$2,$AS$2:$BA$2,0)+1,FALSE)","v":8.4235863153514252E-6},{"$f":"Q8207*VLOOKUP($B8207,$AR$36:$AZ$47,MATCH(AN$2,$AS$2:$BA$2,0)+1,FALSE)","v":1.6127032141525868E-3},{"$f":"R8207*VLOOKUP($B8207,$AR$36:$BA$47,MATCH(AO$2,$AS$2:$BA$2,0)+1,FALSE)","v":0},0.89492056096571004]
[2006,12,9,8,null,2013,12,9,8,0.28726101858945619,0.45512504201897674,4.463654367025117E-3,0.11656198298578127,0.11359259999999997,7.4260999999999994E-2,9.5375984438710255E-6,2.0987188801605337E-3,0,1.0533735544398435,null,null,0.27196565568466979,0.10209218466461752,0.40262175695708302,8.9533324324002725E-2,6.8456517488114918E-2,2.4963582956355002E-3,4.7733655786991403E-6,1.5340318864674536E-3,0,0.93870460266616962,null,{"$f":"J8218*VLOOKUP($B8218,$AR$36:$AZ$47,MATCH(AG$2,$AS$2:$BA$2,0)+1,FALSE)","v":0.27377716186749945},{"$f":"K8218*VLOOKUP($B8218,$AR$36:$AZ$47,MATCH(AH$2,$AS$2:$BA$2,0)+1,FALSE)","v":0.39360999146363462},{"$f":"L8218*VLOOKUP($B8218,$AR$36:$AZ$47,MATCH(AI$2,$AS$2:$BA$2,0)+1,FALSE)","v":3.1970912738214438E-3},{"$f":"M8218*VLOOKUP($B8218,$AR$36:$AZ$47,MATCH(AJ$2,$AS$2:$BA$2,0)+1,FALSE)","v":0.10131867118928778},{"$f":"N8218*VLOOKUP($B8218,$AR$36:$AZ$47,MATCH(AK$2,$AS$2:$BA$2,0)+1,FALSE)","v":8.8564433126245456E-2},{"$f":"O8218*VLOOKUP($B8218,$AR$36:$AZ$47,MATCH(AL$2,$AS$2:$BA$2,0)+1,FALSE)","v":7.157373605945172E-2},{"$f":"P8218*VLOOKUP($B8218,$AR$36:$AZ$47,MATCH(AM$2,$AS$2:$BA$2,0)+1,FALSE)","v":4.7733655786991403E-6},{"$f":"Q8218*VLOOKUP($B8218,$AR$36:$AZ$47,MATCH(AN$2,$AS$2:$BA$2,0)+1,FALSE)","v":1.5072182240444924E-3},{"$f":"R8218*VLOOKUP($B8218,$AR$36:$BA$47,MATCH(AO$2,$AS$2:$BA$2,0)+1,FALSE)","v":0},0.93355307656956354]
[2006,12,9,14,null,2013,12,9,14,0.26897175443974269,0.481093434173615,0,0.10069449399680194,0.11968040000000001,8.0129000000000006E-2,0,1.9066423204688544E-3,0,1.0524757249306285,null,null,0.25465021295286039,8.8194457682533908E-2,0.42559443195705593,9.4331708829856684E-2,7.3865855426201665E-2,0,0,1.3936359668445897E-3,0,0.93803030281535305,null,{"$f":"J8224*VLOOKUP($B8224,$AR$36:$AZ$47,MATCH(AG$2,$AS$2:$BA$2,0)+1,FALSE)","v":0.25634638460387893},{"$f":"K8224*VLOOKUP($B8224,$AR$36:$AZ$47,MATCH(AH$2,$AS$2:$BA$2,0)+1,FALSE)","v":0.41606847577152578},{"$f":"L8224*VLOOKUP($B8224,$AR$36:$AZ$47,MATCH(AI$2,$AS$2:$BA$2,0)+1,FALSE)","v":0},{"$f":"M8224*VLOOKUP($B8224,$AR$36:$AZ$47,MATCH(AJ$2,$AS$2:$BA$2,0)+1,FALSE)","v":8.7526241974436897E-2},{"$f":"N8224*VLOOKUP($B8224,$AR$36:$AZ$47,MATCH(AK$2,$AS$2:$BA$2,0)+1,FALSE)","v":9.3310891574999694E-2},{"$f":"O8224*VLOOKUP($B8224,$AR$36:$AZ$47,MATCH(AL$2,$AS$2:$BA$2,0)+1,FALSE)","v":7.7229392234252278E-2},{"$f":"P8224*VLOOKUP($B8224,$AR$36:$AZ$47,MATCH(AM$2,$AS$2:$BA$2,0)+1,FALSE)","v":0},{"$f":"Q8224*VLOOKUP($B8224,$AR$36:$AZ$47,MATCH(AN$2,$AS$2:$BA$2,0)+1,FALSE)","v":1.3692763139031379E-3},{"$f":"R8224*VLOOKUP($B8224,$AR$36:$BA$47,MATCH(AO$2,$AS$2:$BA$2,0)+1,FALSE)","v":0},0.93185066247299686]
[2006,12,9,22,null,2013,12,9,22,0.39046932352612335,0.39187166789833228,7.8770371182796187E-3,8.8698741582609542E-2,9.3856300000000004E-2,6.6852999999999996E-2,1.683105607741946E-5,2.2456009552188762E-3,0,1.0418885021366413,null,null,0.36967858054315694,7.7687836747557595E-2,0.3466653004436317,7.397723573323349E-2,6.1627550984136317E-2,4.4053381687685304E-3,8.4235863153514252E-6,1.6413934720614079E-3,0,0.93569165967886125,null,{"$f":"J8232*VLOOKUP($B8232,$AR$36:$AZ$47,MATCH(AG$2,$AS$2:$BA$2,0)+1,FALSE)","v":0.37214093202142623},{"$f":"K8232*VLOOKUP($B8232,$AR$36:$AZ$47,MATCH(AH$2,$AS$2:$BA$2,0)+1,FALSE)","v":0.33890599201498456},{"$f":"L8232*VLOOKUP($B8232,$AR$36:$AZ$47,MATCH(AI$2,$AS$2:$BA$2,0)+1,FALSE)","v":5.64192577733196E-3},{"$f":"M8232*VLOOKUP($B8232,$AR$36:$AZ$47,MATCH(AJ$2,$AS$2:$BA$2,0)+1,FALSE)","v":7.7099225691864531E-2},{"$f":"N8232*VLOOKUP($B8232,$AR$36:$AZ$47,MATCH(AK$2,$AS$2:$BA$2,0)+1,FALSE)","v":7.3176685847729808E-2},{"$f":"O8232*VLOOKUP($B8232,$AR$36:$AZ$47,MATCH(AL$2,$AS$2:$BA$2,0)+1,FALSE)","v":6.4433807473404964E-2},{"$f":"P8232*VLOOKUP($B8232,$AR$36:$AZ$47,MATCH(AM$2,$AS$2:$BA$2,0)+1,FALSE)","v":8.4235863153514252E-6},{"$f":"Q8232*VLOOKUP($B8232,$AR$36:$AZ$47,MATCH(AN$2,$AS$2:$BA$2,0)+1,FALSE)","v":1.6127032141525868E-3},{"$f":"R8232*VLOOKUP($B8232,$AR$36:$BA$47,MATCH(AO$2,$AS$2:$BA$2,0)+1,FALSE)","v":0},0.9330196956272101]
[2006,12,10,7,null,2013,12,10,7,0.29381519590717864,0.41733091372950898,7.8770371182796187E-3,9.5843642518452551E-2,0.10531299999999998,6.9213999999999998E-2,1.683105607741946E-5,2.2456009552188762E-3,0,0.99165622128471598,null,null,0.27817085240937917,8.3945782323530366E-2,0.36918756430737942,8.300737006225492E-2,6.3804007506260169E-2,4.4053381687685304E-3,8.4235863153514252E-6,1.6413934720614079E-3,0,0.8841707318359493,null,{"$f":"J8241*VLOOKUP($B8241,$AR$36:$AZ$47,MATCH(AG$2,$AS$2:$BA$2,0)+1,FALSE)","v":0.28002369010594053},{"$f":"K8241*VLOOKUP($B8241,$AR$36:$AZ$47,MATCH(AH$2,$AS$2:$BA$2,0)+1,FALSE)","v":0.36092414660789796},{"$f":"L8241*VLOOKUP($B8241,$AR$36:$AZ$47,MATCH(AI$2,$AS$2:$BA$2,0)+1,FALSE)","v":5.64192577733196E-3},{"$f":"M8241*VLOOKUP($B8241,$AR$36:$AZ$47,MATCH(AJ$2,$AS$2:$BA$2,0)+1,FALSE)","v":8.3309757205274171E-2},{"$f":"N8241*VLOOKUP($B8241,$AR$36:$AZ$47,MATCH(AK$2,$AS$2:$BA$2,0)+1,FALSE)","v":8.2109099939822558E-2},{"$f":"O8241*VLOOKUP($B8241,$AR$36:$AZ$47,MATCH(AL$2,$AS$2:$BA$2,0)+1,FALSE)","v":6.6709370566231149E-2},{"$f":"P8241*VLOOKUP($B8241,$AR$36:$AZ$47,MATCH(AM$2,$AS$2:$BA$2,0)+1,FALSE)","v":8.4235863153514252E-6},{"$f":"Q8241*VLOOKUP($B8241,$AR$36:$AZ$47,MATCH(AN$2,$AS$2:$BA$2,0)+1,FALSE)","v":1.6127032141525868E-3},{"$f":"R8241*VLOOKUP($B8241,$AR$36:$BA$47,MATCH(AO$2,$AS$2:$BA$2,0)+1,FALSE)","v":0},0.8803391170029663]
[2006,12,10,12,null,2013,12,10,12,0.27554219712354378,0.51533061570849248,0,0.12313120199592535,0.12015160000000001,7.8855999999999996E-2,0,1.9066423204688544E-3,0,1.1149182571484304,null,null,0.26087080898573994,0.10784591245052655,0.4558820077003749,9.470310716409211E-2,7.2692357267513108E-2,0,0,1.3936359668445897E-3,0,0.9933878295350913,null,{"$f":"J8246*VLOOKUP($B8246,$AR$36:$AZ$47,MATCH(AG$2,$AS$2:$BA$2,0)+1,FALSE)","v":0.2626084147220516},{"$f":"K8246*VLOOKUP($B8246,$AR$36:$AZ$47,MATCH(AH$2,$AS$2:$BA$2,0)+1,FALSE)","v":0.44567813353041513},{"$f":"L8246*VLOOKUP($B8246,$AR$36:$AZ$47,MATCH(AI$2,$AS$2:$BA$2,0)+1,FALSE)","v":0},{"$f":"M8246*VLOOKUP($B8246,$AR$36:$AZ$47,MATCH(AJ$2,$AS$2:$BA$2,0)+1,FALSE)","v":0.10702880517817503},{"$f":"N8246*VLOOKUP($B8246,$AR$36:$AZ$47,MATCH(AK$2,$AS$2:$BA$2,0)+1,FALSE)","v":9.3678270795909208E-2},{"$f":"O8246*VLOOKUP($B8246,$AR$36:$AZ$47,MATCH(AL$2,$AS$2:$BA$2,0)+1,FALSE)","v":7.6002457961838993E-2},{"$f":"P8246*VLOOKUP($B8246,$AR$36:$AZ$47,MATCH(AM$2,$AS$2:$BA$2,0)+1,FALSE)","v":0},{"$f":"Q8246*VLOOKUP($B8246,$AR$36:$AZ$47,MATCH(AN$2,$AS$2:$BA$2,0)+1,FALSE)","v":1.3692763139031379E-3},{"$f":"R8246*VLOOKUP($B8246,$AR$36:$BA$47,MATCH(AO$2,$AS$2:$BA$2,0)+1,FALSE)","v":0},0.98636535850229312]
[2006,12,10,24,null,2013,12,10,24,0.24085744903721626,0.39466582652381649,7.8770371182796187E-3,0.12573556419547313,9.0759900000000018E-2,6.3917000000000002E-2,1.683105607741946E-5,2.2456009552188762E-3,0,0.92607520888608175,null,null,0.22803286841909079,0.11012697373482382,0.34913712456040341,7.1536663148075302E-2,5.892103834163076E-2,4.4053381687685304E-3,8.4235863153514252E-6,1.6413934720614079E-3,0,0.82380982343116937,null,{"$f":"J8258*VLOOKUP($B8258,$AR$36:$AZ$47,MATCH(AG$2,$AS$2:$BA$2,0)+1,FALSE)","v":0.22955174752163643},{"$f":"K8258*VLOOKUP($B8258,$AR$36:$AZ$47,MATCH(AH$2,$AS$2:$BA$2,0)+1,FALSE)","v":0.34132249001264697},{"$f":"L8258*VLOOKUP($B8258,$AR$36:$AZ$47,MATCH(AI$2,$AS$2:$BA$2,0)+1,FALSE)","v":5.64192577733196E-3},{"$f":"M8258*VLOOKUP($B8258,$AR$36:$AZ$47,MATCH(AJ$2,$AS$2:$BA$2,0)+1,FALSE)","v":0.10929258373268005},{"$f":"N8258*VLOOKUP($B8258,$AR$36:$AZ$47,MATCH(AK$2,$AS$2:$BA$2,0)+1,FALSE)","v":7.076252409131166E-2},{"$f":"O8258*VLOOKUP($B8258,$AR$36:$AZ$47,MATCH(AL$2,$AS$2:$BA$2,0)+1,FALSE)","v":6.1604051759496591E-2},{"$f":"P8258*VLOOKUP($B8258,$AR$36:$AZ$47,MATCH(AM$2,$AS$2:$BA$2,0)+1,FALSE)","v":8.4235863153514252E-6},{"$f":"Q8258*VLOOKUP($B8258,$AR$36:$AZ$47,MATCH(AN$2,$AS$2:$BA$2,0)+1,FALSE)","v":1.6127032141525868E-3},{"$f":"R8258*VLOOKUP($B8258,$AR$36:$BA$47,MATCH(AO$2,$AS$2:$BA$2,0)+1,FALSE)","v":0},0.81979644969557164]
[2006,12,11,9,null,2013,12,11,9,0.29646004019114558,0.50024061981005608,0,0.12281165016094178,0.11912039999999993,7.7146000000000006E-2,0,1.9066423204688544E-3,0,1.117685352482612,null,null,0.28067487057865581,0.10756602921491756,0.44253279572523968,9.3890318619390081E-2,7.1116016457334466E-2,0,0,1.3936359668445897E-3,0,0.99717366656238215,null,{"$f":"J8267*VLOOKUP($B8267,$AR$36:$AZ$47,MATCH(AG$2,$AS$2:$BA$2,0)+1,FALSE)","v":0.28254438701497991},{"$f":"K8267*VLOOKUP($B8267,$AR$36:$AZ$47,MATCH(AH$2,$AS$2:$BA$2,0)+1,FALSE)","v":0.43262771307800196},{"$f":"L8267*VLOOKUP($B8267,$AR$36:$AZ$47,MATCH(AI$2,$AS$2:$BA$2,0)+1,FALSE)","v":0},{"$f":"M8267*VLOOKUP($B8267,$AR$36:$AZ$47,MATCH(AJ$2,$AS$2:$BA$2,0)+1,FALSE)","v":0.10675104251090312},{"$f":"N8267*VLOOKUP($B8267,$AR$36:$AZ$47,MATCH(AK$2,$AS$2:$BA$2,0)+1,FALSE)","v":9.2874277899894941E-2},{"$f":"O8267*VLOOKUP($B8267,$AR$36:$AZ$47,MATCH(AL$2,$AS$2:$BA$2,0)+1,FALSE)","v":7.4354337297403261E-2},{"$f":"P8267*VLOOKUP($B8267,$AR$36:$AZ$47,MATCH(AM$2,$AS$2:$BA$2,0)+1,FALSE)","v":0},{"$f":"Q8267*VLOOKUP($B8267,$AR$36:$AZ$47,MATCH(AN$2,$AS$2:$BA$2,0)+1,FALSE)","v":1.3692763139031379E-3},{"$f":"R8267*VLOOKUP($B8267,$AR$36:$BA$47,MATCH(AO$2,$AS$2:$BA$2,0)+1,FALSE)","v":0},0.9905210341150863]
[2006,12,11,11,null,2013,12,11,11,0.26295238284413164,0.51679537654912933,0,0.12753836041175073,0.12202069999999998,7.9458000000000001E-2,0,1.9066423204688544E-3,0,1.1106714621254803,null,null,0.24895134594038326,0.11170597401871001,0.45717779353664306,9.617632581120461E-2,7.3247302979634485E-2,0,0,1.3936359668445897E-3,0,0.98865237825342001,null,{"$f":"J8269*VLOOKUP($B8269,$AR$36:$AZ$47,MATCH(AG$2,$AS$2:$BA$2,0)+1,FALSE)","v":0.25060955863367146},{"$f":"K8269*VLOOKUP($B8269,$AR$36:$AZ$47,MATCH(AH$2,$AS$2:$BA$2,0)+1,FALSE)","v":0.44694491616980081},{"$f":"L8269*VLOOKUP($B8269,$AR$36:$AZ$47,MATCH(AI$2,$AS$2:$BA$2,0)+1,FALSE)","v":0},{"$f":"M8269*VLOOKUP($B8269,$AR$36:$AZ$47,MATCH(AJ$2,$AS$2:$BA$2,0)+1,FALSE)","v":0.1108596205347273},{"$f":"N8269*VLOOKUP($B8269,$AR$36:$AZ$47,MATCH(AK$2,$AS$2:$BA$2,0)+1,FALSE)","v":9.5135546903298812E-2},{"$f":"O8269*VLOOKUP($B8269,$AR$36:$AZ$47,MATCH(AL$2,$AS$2:$BA$2,0)+1,FALSE)","v":7.6582673540780702E-2},{"$f":"P8269*VLOOKUP($B8269,$AR$36:$AZ$47,MATCH(AM$2,$AS$2:$BA$2,0)+1,FALSE)","v":0},{"$f":"Q8269*VLOOKUP($B8269,$AR$36:$AZ$47,MATCH(AN$2,$AS$2:$BA$2,0)+1,FALSE)","v":1.3692763139031379E-3},{"$f":"R8269*VLOOKUP($B8269,$AR$36:$BA$47,MATCH(AO$2,$AS$2:$BA$2,0)+1,FALSE)","v":0},0.98150159209618237]
[2006,12,11,18,null,2013,12,11,18,0.42698007425211154,0.48894208169263675,7.8770371182796187E-3,0.11815665660729555,0.11399919999999995,7.4770000000000003E-2,1.683105607741946E-5,2.2456009552188762E-3,0,1.2329874816816198,null,null,0.4042452972856192,0.10348889832439877,0.43253765845988068,8.9853805144673587E-2,6.892573238424414E-2,4.4053381687685304E-3,8.4235863153514252E-6,1.6413934720614079E-3,0,1.1051065468259615,null,{"$f":"J8276*VLOOKUP($B8276,$AR$36:$AZ$47,MATCH(AG$2,$AS$2:$BA$2,0)+1,FALSE)","v":0.40693789041311973},{"$f":"K8276*VLOOKUP($B8276,$AR$36:$AZ$47,MATCH(AH$2,$AS$2:$BA$2,0)+1,FALSE)","v":0.42285629405825148},{"$f":"L8276*VLOOKUP($B8276,$AR$36:$AZ$47,MATCH(AI$2,$AS$2:$BA$2,0)+1,FALSE)","v":5.64192577733196E-3},{"$f":"M8276*VLOOKUP($B8276,$AR$36:$AZ$47,MATCH(AJ$2,$AS$2:$BA$2,0)+1,FALSE)","v":0.10270480248333196},{"$f":"N8276*VLOOKUP($B8276,$AR$36:$AZ$47,MATCH(AK$2,$AS$2:$BA$2,0)+1,FALSE)","v":8.8881445841062529E-2},{"$f":"O8276*VLOOKUP($B8276,$AR$36:$AZ$47,MATCH(AL$2,$AS$2:$BA$2,0)+1,FALSE)","v":7.2064317005766224E-2},{"$f":"P8276*VLOOKUP($B8276,$AR$36:$AZ$47,MATCH(AM$2,$AS$2:$BA$2,0)+1,FALSE)","v":8.4235863153514252E-6},{"$f":"Q8276*VLOOKUP($B8276,$AR$36:$AZ$47,MATCH(AN$2,$AS$2:$BA$2,0)+1,FALSE)","v":1.6127032141525868E-3},{"$f":"R8276*VLOOKUP($B8276,$AR$36:$BA$47,MATCH(AO$2,$AS$2:$BA$2,0)+1,FALSE)","v":0},1.1007078023793317]
[2006,12,12,1,null,2013,12,12,1,0.23202605685851335,0.35313429914775984,7.8770371182796187E-3,9.7716336537854151E-2,9.1079400000000033E-2,6.4028000000000002E-2,1.683105607741946E-5,2.2456009552188762E-3,0,0.84812356167370329,null,null,0.21967170832753649,8.5586003420939069E-2,0.31239667967721041,7.1788492027082568E-2,5.902336221878271E-2,4.4053381687685304E-3,8.4235863153514252E-6,1.6413934720614079E-3,0,0.75452140089869657,null,{"$f":"J8283*VLOOKUP($B8283,$AR$36:$AZ$47,MATCH(AG$2,$AS$2:$BA$2,0)+1,FALSE)","v":0.22113489549661591},{"$f":"K8283*VLOOKUP($B8283,$AR$36:$AZ$47,MATCH(AH$2,$AS$2:$BA$2,0)+1,FALSE)","v":0.30540439580397943},{"$f":"L8283*VLOOKUP($B8283,$AR$36:$AZ$47,MATCH(AI$2,$AS$2:$BA$2,0)+1,FALSE)","v":5.64192577733196E-3},{"$f":"M8283*VLOOKUP($B8283,$AR$36:$AZ$47,MATCH(AJ$2,$AS$2:$BA$2,0)+1,FALSE)","v":8.4937550974131387E-2},{"$f":"N8283*VLOOKUP($B8283,$AR$36:$AZ$47,MATCH(AK$2,$AS$2:$BA$2,0)+1,FALSE)","v":7.1011627786304432E-2},{"$f":"O8283*VLOOKUP($B8283,$AR$36:$AZ$47,MATCH(AL$2,$AS$2:$BA$2,0)+1,FALSE)","v":6.1711035030696804E-2},{"$f":"P8283*VLOOKUP($B8283,$AR$36:$AZ$47,MATCH(AM$2,$AS$2:$BA$2,0)+1,FALSE)","v":8.4235863153514252E-6},{"$f":"Q8283*VLOOKUP($B8283,$AR$36:$AZ$47,MATCH(AN$2,$AS$2:$BA$2,0)+1,FALSE)","v":1.6127032141525868E-3},{"$f":"R8283*VLOOKUP($B8283,$AR$36:$BA$47,MATCH(AO$2,$AS$2:$BA$2,0)+1,FALSE)","v":0},0.75146255766952774]
[2006,12,12,11,null,2013,12,12,11,0.26141574137329865,0.51426692167085464,0,0.12666470187833692,0.1237891,8.0479999999999996E-2,0,1.9066423204688544E-3,0,1.1085231072429589,null,null,0.24749652374689721,0.11094076990976839,0.45494102154764926,9.7570173040113603E-2,7.4189420118817268E-2,0,0,1.3936359668445897E-3,0,0.98653154433009027,null,{"$f":"J8293*VLOOKUP($B8293,$AR$36:$AZ$47,MATCH(AG$2,$AS$2:$BA$2,0)+1,FALSE)","v":0.24914504617472971},{"$f":"K8293*VLOOKUP($B8293,$AR$36:$AZ$47,MATCH(AH$2,$AS$2:$BA$2,0)+1,FALSE)","v":0.44475820919661613},{"$f":"L8293*VLOOKUP($B8293,$AR$36:$AZ$47,MATCH(AI$2,$AS$2:$BA$2,0)+1,FALSE)","v":0},{"$f":"M8293*VLOOKUP($B8293,$AR$36:$AZ$47,MATCH(AJ$2,$AS$2:$BA$2,0)+1,FALSE)","v":0.11010021408494626},{"$f":"N8293*VLOOKUP($B8293,$AR$36:$AZ$47,MATCH(AK$2,$AS$2:$BA$2,0)+1,FALSE)","v":9.6514310515897289E-2},{"$f":"O8293*VLOOKUP($B8293,$AR$36:$AZ$47,MATCH(AL$2,$AS$2:$BA$2,0)+1,FALSE)","v":7.7567690686425911E-2},{"$f":"P8293*VLOOKUP($B8293,$AR$36:$AZ$47,MATCH(AM$2,$AS$2:$BA$2,0)+1,FALSE)","v":0},{"$f":"Q8293*VLOOKUP($B8293,$AR$36:$AZ$47,MATCH(AN$2,$AS$2:$BA$2,0)+1,FALSE)","v":1.3692763139031379E-3},{"$f":"R8293*VLOOKUP($B8293,$AR$36:$BA$47,MATCH(AO$2,$AS$2:$BA$2,0)+1,FALSE)","v":0},0.97945474697251844]
[2006,12,12,18,null,2013,12,12,18,0.42493052179225982,0.48641461571929007,7.8770371182796187E-3,0.11721440109590438,0.11635010000000003,7.4249999999999997E-2,1.683105607741946E-5,2.2456009552188762E-3,0,1.2292991077370303,null,null,0.40230487431649953,0.10266361274494928,0.4303017612956116,9.1706777012148272E-2,6.8446377284072837E-2,4.4053381687685304E-3,8.4235863153514252E-6,1.6413934720614079E-3,0,1.1014785578804269,null,{"$f":"J8300*VLOOKUP($B8300,$AR$36:$AZ$47,MATCH(AG$2,$AS$2:$BA$2,0)+1,FALSE)","v":0.40498454269364131},{"$f":"K8300*VLOOKUP($B8300,$AR$36:$AZ$47,MATCH(AH$2,$AS$2:$BA$2,0)+1,FALSE)","v":0.42067044232884448},{"$f":"L8300*VLOOKUP($B8300,$AR$36:$AZ$47,MATCH(AI$2,$AS$2:$BA$2,0)+1,FALSE)","v":5.64192577733196E-3},{"$f":"M8300*VLOOKUP($B8300,$AR$36:$AZ$47,MATCH(AJ$2,$AS$2:$BA$2,0)+1,FALSE)","v":0.10188576977738888},{"$f":"N8300*VLOOKUP($B8300,$AR$36:$AZ$47,MATCH(AK$2,$AS$2:$BA$2,0)+1,FALSE)","v":9.071436564249763E-2},{"$f":"O8300*VLOOKUP($B8300,$AR$36:$AZ$47,MATCH(AL$2,$AS$2:$BA$2,0)+1,FALSE)","v":7.1563134113657112E-2},{"$f":"P8300*VLOOKUP($B8300,$AR$36:$AZ$47,MATCH(AM$2,$AS$2:$BA$2,0)+1,FALSE)","v":8.4235863153514252E-6},{"$f":"Q8300*VLOOKUP($B8300,$AR$36:$AZ$47,MATCH(AN$2,$AS$2:$BA$2,0)+1,FALSE)","v":1.6127032141525868E-3},{"$f":"R8300*VLOOKUP($B8300,$AR$36:$BA$47,MATCH(AO$2,$AS$2:$BA$2,0)+1,FALSE)","v":0},1.0970813071338292]
[2006,12,13,4,null,2013,12,13,4,0.20672630703915065,0.33001117108238931,7.8770371182796187E-3,8.7689129304336005E-2,9.0808500000000028E-2,6.0278999999999999E-2,1.683105607741946E-5,2.2456009552188762E-3,0,0.78565357655545187,null,null,0.19571905689551361,7.680355595108436E-2,0.29194103872472921,7.1574969512769371E-2,5.5567396313893964E-2,4.4053381687685304E-3,8.4235863153514252E-6,1.6413934720614079E-3,0,0.69766117262513572,null,{"$f":"J8310*VLOOKUP($B8310,$AR$36:$AZ$47,MATCH(AG$2,$AS$2:$BA$2,0)+1,FALSE)","v":0.19702270047790366},{"$f":"K8310*VLOOKUP($B8310,$AR$36:$AZ$47,MATCH(AH$2,$AS$2:$BA$2,0)+1,FALSE)","v":0.28540660750376207},{"$f":"L8310*VLOOKUP($B8310,$AR$36:$AZ$47,MATCH(AI$2,$AS$2:$BA$2,0)+1,FALSE)","v":5.64192577733196E-3},{"$f":"M8310*VLOOKUP($B8310,$AR$36:$AZ$47,MATCH(AJ$2,$AS$2:$BA$2,0)+1,FALSE)","v":7.6221644753115894E-2},{"$f":"N8310*VLOOKUP($B8310,$AR$36:$AZ$47,MATCH(AK$2,$AS$2:$BA$2,0)+1,FALSE)","v":7.080041592097254E-2},{"$f":"O8310*VLOOKUP($B8310,$AR$36:$AZ$47,MATCH(AL$2,$AS$2:$BA$2,0)+1,FALSE)","v":5.8097699141240904E-2},{"$f":"P8310*VLOOKUP($B8310,$AR$36:$AZ$47,MATCH(AM$2,$AS$2:$BA$2,0)+1,FALSE)","v":8.4235863153514252E-6},{"$f":"Q8310*VLOOKUP($B8310,$AR$36:$AZ$47,MATCH(AN$2,$AS$2:$BA$2,0)+1,FALSE)","v":1.6127032141525868E-3},{"$f":"R8310*VLOOKUP($B8310,$AR$36:$BA$47,MATCH(AO$2,$AS$2:$BA$2,0)+1,FALSE)","v":0},0.69481212037479501]
[2006,12,13,8,null,2013,12,13,8,0.30404683523248832,0.44487073785214998,4.7262222709677712E-3,9.7939053261547782E-2,0.11733270000000003,7.4323E-2,1.0098633646451675E-5,2.1100175013188667E-3,0,1.0453586647521191,null,null,0.28785770275719391,8.5781072484632015E-2,0.39355039067562053,9.2481259192156176E-2,6.8513671365443049E-2,2.6432029012611181E-3,5.0541517892108546E-6,1.54229046997468E-3,0,0.93237464399807068,null,{"$f":"J8314*VLOOKUP($B8314,$AR$36:$AZ$47,MATCH(AG$2,$AS$2:$BA$2,0)+1,FALSE)","v":0.28977506253193108},{"$f":"K8314*VLOOKUP($B8314,$AR$36:$AZ$47,MATCH(AH$2,$AS$2:$BA$2,0)+1,FALSE)","v":0.38474166693096279},{"$f":"L8314*VLOOKUP($B8314,$AR$36:$AZ$47,MATCH(AI$2,$AS$2:$BA$2,0)+1,FALSE)","v":3.3851554663991762E-3},{"$f":"M8314*VLOOKUP($B8314,$AR$36:$AZ$47,MATCH(AJ$2,$AS$2:$BA$2,0)+1,FALSE)","v":8.5131142074061653E-2},{"$f":"N8314*VLOOKUP($B8314,$AR$36:$AZ$47,MATCH(AK$2,$AS$2:$BA$2,0)+1,FALSE)","v":9.1480466708850974E-2},{"$f":"O8314*VLOOKUP($B8314,$AR$36:$AZ$47,MATCH(AL$2,$AS$2:$BA$2,0)+1,FALSE)","v":7.1633492481203195E-2},{"$f":"P8314*VLOOKUP($B8314,$AR$36:$AZ$47,MATCH(AM$2,$AS$2:$BA$2,0)+1,FALSE)","v":5.0541517892108546E-6},{"$f":"Q8314*VLOOKUP($B8314,$AR$36:$AZ$47,MATCH(AN$2,$AS$2:$BA$2,0)+1,FALSE)","v":1.5153324540528067E-3},{"$f":"R8314*VLOOKUP($B8314,$AR$36:$BA$47,MATCH(AO$2,$AS$2:$BA$2,0)+1,FALSE)","v":0},0.92766737279925093]
[2006,12,13,21,null,2013,12,13,21,0.39781182295798784,0.41950973099423855,7.8770371182796187E-3,0.10073775909142864,9.9565900000000013E-2,6.8192000000000003E-2,1.683105607741946E-5,2.2456009552188762E-3,0,1.0959566821732312,null,null,0.3766301247594826,8.8232351924867627E-2,0.37111503292418491,7.8477524207661645E-2,6.2861890367077386E-2,4.4053381687685304E-3,8.4235863153514252E-6,1.6413934720614079E-3,0,0.98337207941041938,null,{"$f":"J8327*VLOOKUP($B8327,$AR$36:$AZ$47,MATCH(AG$2,$AS$2:$BA$2,0)+1,FALSE)","v":0.37913877901556542},{"$f":"K8327*VLOOKUP($B8327,$AR$36:$AZ$47,MATCH(AH$2,$AS$2:$BA$2,0)+1,FALSE)","v":0.36280847325616722},{"$f":"L8327*VLOOKUP($B8327,$AR$36:$AZ$47,MATCH(AI$2,$AS$2:$BA$2,0)+1,FALSE)","v":5.64192577733196E-3},{"$f":"M8327*VLOOKUP($B8327,$AR$36:$AZ$47,MATCH(AJ$2,$AS$2:$BA$2,0)+1,FALSE)","v":8.7563849106575262E-2},{"$f":"N8327*VLOOKUP($B8327,$AR$36:$AZ$47,MATCH(AK$2,$AS$2:$BA$2,0)+1,FALSE)","v":7.7628274132332961E-2},{"$f":"O8327*VLOOKUP($B8327,$AR$36:$AZ$47,MATCH(AL$2,$AS$2:$BA$2,0)+1,FALSE)","v":6.572435342058594E-2},{"$f":"P8327*VLOOKUP($B8327,$AR$36:$AZ$47,MATCH(AM$2,$AS$2:$BA$2,0)+1,FALSE)","v":8.4235863153514252E-6},{"$f":"Q8327*VLOOKUP($B8327,$AR$36:$AZ$47,MATCH(AN$2,$AS$2:$BA$2,0)+1,FALSE)","v":1.6127032141525868E-3},{"$f":"R8327*VLOOKUP($B8327,$AR$36:$BA$47,MATCH(AO$2,$AS$2:$BA$2,0)+1,FALSE)","v":0},0.98012678150902666]
[2006,12,13,22,null,2013,12,13,22,0.36023357623624386,0.38874272034151319,7.8770371182796187E-3,9.1620389403131303E-2,9.7219999999999987E-2,6.7302000000000001E-2,1.683105607741946E-5,2.2456009552188762E-3,0,1.0152581551104645,null,null,0.34105275140286484,8.0246796377251531E-2,0.34389730869093765,7.6628493324209027E-2,6.2041455676399605E-2,4.4053381687685304E-3,8.4235863153514252E-6,1.6413934720614079E-3,0,0.90992196069880804,null,{"$f":"J8328*VLOOKUP($B8328,$AR$36:$AZ$47,MATCH(AG$2,$AS$2:$BA$2,0)+1,FALSE)","v":0.34332443223801296},{"$f":"K8328*VLOOKUP($B8328,$AR$36:$AZ$47,MATCH(AH$2,$AS$2:$BA$2,0)+1,FALSE)","v":0.3361999554153145},{"$f":"L8328*VLOOKUP($B8328,$AR$36:$AZ$47,MATCH(AI$2,$AS$2:$BA$2,0)+1,FALSE)","v":5.64192577733196E-3},{"$f":"M8328*VLOOKUP($B8328,$AR$36:$AZ$47,MATCH(AJ$2,$AS$2:$BA$2,0)+1,FALSE)","v":7.9638797062183894E-2},{"$f":"N8328*VLOOKUP($B8328,$AR$36:$AZ$47,MATCH(AK$2,$AS$2:$BA$2,0)+1,FALSE)","v":7.5799252667282768E-2},{"$f":"O8328*VLOOKUP($B8328,$AR$36:$AZ$47,MATCH(AL$2,$AS$2:$BA$2,0)+1,FALSE)","v":6.4866559624476114E-2},{"$f":"P8328*VLOOKUP($B8328,$AR$36:$AZ$47,MATCH(AM$2,$AS$2:$BA$2,0)+1,FALSE)","v":8.4235863153514252E-6},{"$f":"Q8328*VLOOKUP($B8328,$AR$36:$AZ$47,MATCH(AN$2,$AS$2:$BA$2,0)+1,FALSE)","v":1.6127032141525868E-3},{"$f":"R8328*VLOOKUP($B8328,$AR$36:$BA$47,MATCH(AO$2,$AS$2:$BA$2,0)+1,FALSE)","v":0},0.90709204958507017]
[2006,12,14,6,null,2013,12,14,6,0.20480175798879552,0.32494662163933052,7.8770371182796187E-3,9.2811709116849092E-2,9.1935900000000029E-2,6.2421999999999998E-2,1.683105607741946E-5,2.2456009552188762E-3,0,0.78705745787455106,null,null,0.19389698146409148,8.1290227769649101E-2,0.2874607363754787,7.2463582590055045E-2,5.7542892428638318E-2,4.4053381687685304E-3,8.4235863153514252E-6,1.6413934720614079E-3,0,0.69870957585505789,null,{"$f":"J8336*VLOOKUP($B8336,$AR$36:$AZ$47,MATCH(AG$2,$AS$2:$BA$2,0)+1,FALSE)","v":0.19518848858424589},{"$f":"K8336*VLOOKUP($B8336,$AR$36:$AZ$47,MATCH(AH$2,$AS$2:$BA$2,0)+1,FALSE)","v":0.28102658645678485},{"$f":"L8336*VLOOKUP($B8336,$AR$36:$AZ$47,MATCH(AI$2,$AS$2:$BA$2,0)+1,FALSE)","v":5.64192577733196E-3},{"$f":"M8336*VLOOKUP($B8336,$AR$36:$AZ$47,MATCH(AJ$2,$AS$2:$BA$2,0)+1,FALSE)","v":8.0674322773600579E-2},{"$f":"N8336*VLOOKUP($B8336,$AR$36:$AZ$47,MATCH(AK$2,$AS$2:$BA$2,0)+1,FALSE)","v":7.167941280903152E-2},{"$f":"O8336*VLOOKUP($B8336,$AR$36:$AZ$47,MATCH(AL$2,$AS$2:$BA$2,0)+1,FALSE)","v":6.0163150944682886E-2},{"$f":"P8336*VLOOKUP($B8336,$AR$36:$AZ$47,MATCH(AM$2,$AS$2:$BA$2,0)+1,FALSE)","v":8.4235863153514252E-6},{"$f":"Q8336*VLOOKUP($B8336,$AR$36:$AZ$47,MATCH(AN$2,$AS$2:$BA$2,0)+1,FALSE)","v":1.6127032141525868E-3},{"$f":"R8336*VLOOKUP($B8336,$AR$36:$BA$47,MATCH(AO$2,$AS$2:$BA$2,0)+1,FALSE)","v":0},0.69599501414614573]
[2006,12,14,19,null,2013,12,14,19,0.42667350175795588,0.36956663867964407,7.8770371182796187E-3,9.554810910786142E-2,9.6210699999999996E-2,6.6667000000000004E-2,1.683105607741946E-5,2.2456009552188762E-3,0,1.0648054186750373,null,null,0.40395504840396679,8.368693590760834E-2,0.32693338234664227,7.5832966289523532E-2,6.145608935215198E-2,4.4053381687685304E-3,8.4235863153514252E-6,1.6413934720614079E-3,0,0.95791957752703816,null,{"$f":"J8349*VLOOKUP($B8349,$AR$36:$AZ$47,MATCH(AG$2,$AS$2:$BA$2,0)+1,FALSE)","v":0.40664570824455154},{"$f":"K8349*VLOOKUP($B8349,$AR$36:$AZ$47,MATCH(AH$2,$AS$2:$BA$2,0)+1,FALSE)","v":0.3196157276924208},{"$f":"L8349*VLOOKUP($B8349,$AR$36:$AZ$47,MATCH(AI$2,$AS$2:$BA$2,0)+1,FALSE)","v":5.64192577733196E-3},{"$f":"M8349*VLOOKUP($B8349,$AR$36:$AZ$47,MATCH(AJ$2,$AS$2:$BA$2,0)+1,FALSE)","v":8.3052871969744299E-2},{"$f":"N8349*VLOOKUP($B8349,$AR$36:$AZ$47,MATCH(AK$2,$AS$2:$BA$2,0)+1,FALSE)","v":7.5012334484634263E-2},{"$f":"O8349*VLOOKUP($B8349,$AR$36:$AZ$47,MATCH(AL$2,$AS$2:$BA$2,0)+1,FALSE)","v":6.4254538208150566E-2},{"$f":"P8349*VLOOKUP($B8349,$AR$36:$AZ$47,MATCH(AM$2,$AS$2:$BA$2,0)+1,FALSE)","v":8.4235863153514252E-6},{"$f":"Q8349*VLOOKUP($B8349,$AR$36:$AZ$47,MATCH(AN$2,$AS$2:$BA$2,0)+1,FALSE)","v":1.6127032141525868E-3},{"$f":"R8349*VLOOKUP($B8349,$AR$36:$BA$47,MATCH(AO$2,$AS$2:$BA$2,0)+1,FALSE)","v":0},0.95584423317730138]
[2006,12,14,23,null,2013,12,14,23,0.34053468101041484,0.32703736135868378,7.8770371182796187E-3,9.2361827167539198E-2,9.2506000000000019E-2,6.3827999999999996E-2,1.683105607741946E-5,2.2456009552188762E-3,0,0.92640733866621361,null,null,0.32240273413751203,8.0896193369498021E-2,0.2893102880841954,7.2912933588246062E-2,5.8838994872562979E-2,4.4053381687685304E-3,8.4235863153514252E-6,1.6413934720614079E-3,0,0.83041629927915961,null,{"$f":"J8353*VLOOKUP($B8353,$AR$36:$AZ$47,MATCH(AG$2,$AS$2:$BA$2,0)+1,FALSE)","v":0.32455019111983202},{"$f":"K8353*VLOOKUP($B8353,$AR$36:$AZ$47,MATCH(AH$2,$AS$2:$BA$2,0)+1,FALSE)","v":0.2828347401884202},{"$f":"L8353*VLOOKUP($B8353,$AR$36:$AZ$47,MATCH(AI$2,$AS$2:$BA$2,0)+1,FALSE)","v":5.64192577733196E-3},{"$f":"M8353*VLOOKUP($B8353,$AR$36:$AZ$47,MATCH(AJ$2,$AS$2:$BA$2,0)+1,FALSE)","v":8.0283273821544862E-2},{"$f":"N8353*VLOOKUP($B8353,$AR$36:$AZ$47,MATCH(AK$2,$AS$2:$BA$2,0)+1,FALSE)","v":7.2123901123633635E-2},{"$f":"O8353*VLOOKUP($B8353,$AR$36:$AZ$47,MATCH(AL$2,$AS$2:$BA$2,0)+1,FALSE)","v":6.1518272379885601E-2},{"$f":"P8353*VLOOKUP($B8353,$AR$36:$AZ$47,MATCH(AM$2,$AS$2:$BA$2,0)+1,FALSE)","v":8.4235863153514252E-6},{"$f":"Q8353*VLOOKUP($B8353,$AR$36:$AZ$47,MATCH(AN$2,$AS$2:$BA$2,0)+1,FALSE)","v":1.6127032141525868E-3},{"$f":"R8353*VLOOKUP($B8353,$AR$36:$BA$47,MATCH(AO$2,$AS$2:$BA$2,0)+1,FALSE)","v":0},0.82857343121111626]
[2006,12,15,5,null,2013,12,15,5,0.20812583145377461,0.33386379973334962,7.8770371182796187E-3,9.9342939677507611E-2,8.9271200000000009E-2,6.1067000000000003E-2,1.683105607741946E-5,2.2456009552188762E-3,0,0.80181023999420764,null,null,0.19704406290203302,8.7010682924974325E-2,0.29534922762479887,7.0363274565358264E-2,5.6293803657999686E-2,4.4053381687685304E-3,8.4235863153514252E-6,1.6413934720614079E-3,0,0.71211620690230948,null,{"$f":"J8359*VLOOKUP($B8359,$AR$36:$AZ$47,MATCH(AG$2,$AS$2:$BA$2,0)+1,FALSE)","v":0.19835653207148862},{"$f":"K8359*VLOOKUP($B8359,$AR$36:$AZ$47,MATCH(AH$2,$AS$2:$BA$2,0)+1,FALSE)","v":0.28873851190456151},{"$f":"L8359*VLOOKUP($B8359,$AR$36:$AZ$47,MATCH(AI$2,$AS$2:$BA$2,0)+1,FALSE)","v":5.64192577733196E-3},{"$f":"M8359*VLOOKUP($B8359,$AR$36:$AZ$47,MATCH(AJ$2,$AS$2:$BA$2,0)+1,FALSE)","v":8.6351436225912973E-2},{"$f":"N8359*VLOOKUP($B8359,$AR$36:$AZ$47,MATCH(AK$2,$AS$2:$BA$2,0)+1,FALSE)","v":6.9601833416082434E-2},{"$f":"O8359*VLOOKUP($B8359,$AR$36:$AZ$47,MATCH(AL$2,$AS$2:$BA$2,0)+1,FALSE)","v":5.8857183985437024E-2},{"$f":"P8359*VLOOKUP($B8359,$AR$36:$AZ$47,MATCH(AM$2,$AS$2:$BA$2,0)+1,FALSE)","v":8.4235863153514252E-6},{"$f":"Q8359*VLOOKUP($B8359,$AR$36:$AZ$47,MATCH(AN$2,$AS$2:$BA$2,0)+1,FALSE)","v":1.6127032141525868E-3},{"$f":"R8359*VLOOKUP($B8359,$AR$36:$BA$47,MATCH(AO$2,$AS$2:$BA$2,0)+1,FALSE)","v":0},0.70916855018128255]
[2006,12,15,16,null,2013,12,15,16,0.35279192451720115,0.39583002249486515,0,0.10079090189321713,9.4214699999999985E-2,6.5178E-2,0,1.9066423204688544E-3,0,1.0107121912257522,null,null,0.33400733431465612,8.8278897673273835E-2,0.35016701873020484,7.4259725467932067E-2,6.0083474459546128E-2,0,0,1.3936359668445897E-3,0,0.90819008661245748,null,{"$f":"J8370*VLOOKUP($B8370,$AR$36:$AZ$47,MATCH(AG$2,$AS$2:$BA$2,0)+1,FALSE)","v":0.3362320871044826},{"$f":"K8370*VLOOKUP($B8370,$AR$36:$AZ$47,MATCH(AH$2,$AS$2:$BA$2,0)+1,FALSE)","v":0.34232933236127638},{"$f":"L8370*VLOOKUP($B8370,$AR$36:$AZ$47,MATCH(AI$2,$AS$2:$BA$2,0)+1,FALSE)","v":0},{"$f":"M8370*VLOOKUP($B8370,$AR$36:$AZ$47,MATCH(AJ$2,$AS$2:$BA$2,0)+1,FALSE)","v":8.7610042195630233E-2},{"$f":"N8370*VLOOKUP($B8370,$AR$36:$AZ$47,MATCH(AK$2,$AS$2:$BA$2,0)+1,FALSE)","v":7.345611859979681E-2},{"$f":"O8370*VLOOKUP($B8370,$AR$36:$AZ$47,MATCH(AL$2,$AS$2:$BA$2,0)+1,FALSE)","v":6.2819420272861193E-2},{"$f":"P8370*VLOOKUP($B8370,$AR$36:$AZ$47,MATCH(AM$2,$AS$2:$BA$2,0)+1,FALSE)","v":0},{"$f":"Q8370*VLOOKUP($B8370,$AR$36:$AZ$47,MATCH(AN$2,$AS$2:$BA$2,0)+1,FALSE)","v":1.3692763139031379E-3},{"$f":"R8370*VLOOKUP($B8370,$AR$36:$BA$47,MATCH(AO$2,$AS$2:$BA$2,0)+1,FALSE)","v":0},0.90381627684795041]
[2006,12,15,19,null,2013,12,15,19,0.50566121349209325,0.38688545897123627,7.8770371182796187E-3,0.10039261620371193,9.2469399999999979E-2,6.5411999999999998E-2,1.683105607741946E-5,2.2456009552188762E-3,0,1.1609601577966175,null,null,0.47873701818980685,8.793005446453056E-2,0.34225430123805783,7.288408558520483E-2,6.0299184254623203E-2,4.4053381687685304E-3,8.4235863153514252E-6,1.6413934720614079E-3,0,1.0481597989593687,null,{"$f":"J8373*VLOOKUP($B8373,$AR$36:$AZ$47,MATCH(AG$2,$AS$2:$BA$2,0)+1,FALSE)","v":0.48192578504427241},{"$f":"K8373*VLOOKUP($B8373,$AR$36:$AZ$47,MATCH(AH$2,$AS$2:$BA$2,0)+1,FALSE)","v":0.33459372291960848},{"$f":"L8373*VLOOKUP($B8373,$AR$36:$AZ$47,MATCH(AI$2,$AS$2:$BA$2,0)+1,FALSE)","v":5.64192577733196E-3},{"$f":"M8373*VLOOKUP($B8373,$AR$36:$AZ$47,MATCH(AJ$2,$AS$2:$BA$2,0)+1,FALSE)","v":8.7263842038591902E-2},{"$f":"N8373*VLOOKUP($B8373,$AR$36:$AZ$47,MATCH(AK$2,$AS$2:$BA$2,0)+1,FALSE)","v":7.2095365301296399E-2},{"$f":"O8373*VLOOKUP($B8373,$AR$36:$AZ$47,MATCH(AL$2,$AS$2:$BA$2,0)+1,FALSE)","v":6.3044952574310295E-2},{"$f":"P8373*VLOOKUP($B8373,$AR$36:$AZ$47,MATCH(AM$2,$AS$2:$BA$2,0)+1,FALSE)","v":8.4235863153514252E-6},{"$f":"Q8373*VLOOKUP($B8373,$AR$36:$AZ$47,MATCH(AN$2,$AS$2:$BA$2,0)+1,FALSE)","v":1.6127032141525868E-3},{"$f":"R8373*VLOOKUP($B8373,$AR$36:$BA$47,MATCH(AO$2,$AS$2:$BA$2,0)+1,FALSE)","v":0},1.0461867204558795]
[2006,12,16,9,null,2013,12,16,9,0.29874199056932604,0.5184017942668806,0,0.13795639453113065,0.12252040000000002,7.6938000000000006E-2,0,1.9066423204688544E-3,0,1.156465221687806,null,null,{"$f":"$J8387*$AS$6","v":0.28283531731761519},{"$f":"$M8387*$AV$6","v":0.12083073181635114},{"$f":"$K8387*$AT$6","v":0.45859889469394005},{"$f":"$N8387*$AW$6","v":9.6570187754365572E-2},{"$f":"$O8387*$AX$6","v":7.0924274417265953E-2},{"$f":"$L8387*$AU$6","v":0},{"$f":"$P8387*$AY$6","v":0},{"$f":"$Q8387*$AZ$6","v":1.3936359668445897E-3},0,{"$f":"SUM(V8387:AD8387)","v":1.0311530419663824},null,{"$f":"J8387*VLOOKUP($B8387,$AR$36:$AZ$47,MATCH(AG$2,$AS$2:$BA$2,0)+1,FALSE)","v":0.28471922403647493},{"$f":"K8387*VLOOKUP($B8387,$AR$36:$AZ$47,MATCH(AH$2,$AS$2:$BA$2,0)+1,FALSE)","v":0.44833420923389189},{"$f":"L8387*VLOOKUP($B8387,$AR$36:$AZ$47,MATCH(AI$2,$AS$2:$BA$2,0)+1,FALSE)","v":0},{"$f":"M8387*VLOOKUP($B8387,$AR$36:$AZ$47,MATCH(AJ$2,$AS$2:$BA$2,0)+1,FALSE)","v":0.11991524352896714},{"$f":"N8387*VLOOKUP($B8387,$AR$36:$AZ$47,MATCH(AK$2,$AS$2:$BA$2,0)+1,FALSE)","v":9.5525146641602068E-2},{"$f":"O8387*VLOOKUP($B8387,$AR$36:$AZ$47,MATCH(AL$2,$AS$2:$BA$2,0)+1,FALSE)","v":7.4153864140559619E-2},{"$f":"P8387*VLOOKUP($B8387,$AR$36:$AZ$47,MATCH(AM$2,$AS$2:$BA$2,0)+1,FALSE)","v":0},{"$f":"Q8387*VLOOKUP($B8387,$AR$36:$AZ$47,MATCH(AN$2,$AS$2:$BA$2,0)+1,FALSE)","v":1.3692763139031379E-3},{"$f":"R8387*VLOOKUP($B8387,$AR$36:$BA$47,MATCH(AO$2,$AS$2:$BA$2,0)+1,FALSE)","v":0},1.0240169638953986]
[2006,12,16,16,null,2013,12,16,16,0.31920641012950912,0.5044861958354957,0,0.11763219185939648,0.123777,7.9113000000000003E-2,0,1.9066423204688544E-3,0,1.1461214401448701,null,null,0.30221009817448308,0.10302953970230733,0.4462886015386805,9.7560635858780304E-2,7.2929269307405453E-2,0,0,1.3936359668445897E-3,0,1.023411780548501,null,{"$f":"J8394*VLOOKUP($B8394,$AR$36:$AZ$47,MATCH(AG$2,$AS$2:$BA$2,0)+1,FALSE)","v":0.30422305624442181},{"$f":"K8394*VLOOKUP($B8394,$AR$36:$AZ$47,MATCH(AH$2,$AS$2:$BA$2,0)+1,FALSE)","v":0.43629945378406892},{"$f":"L8394*VLOOKUP($B8394,$AR$36:$AZ$47,MATCH(AI$2,$AS$2:$BA$2,0)+1,FALSE)","v":0},{"$f":"M8394*VLOOKUP($B8394,$AR$36:$AZ$47,MATCH(AJ$2,$AS$2:$BA$2,0)+1,FALSE)","v":0.10224892424600615},{"$f":"N8394*VLOOKUP($B8394,$AR$36:$AZ$47,MATCH(AK$2,$AS$2:$BA$2,0)+1,FALSE)","v":9.6504876541845919E-2},{"$f":"O8394*VLOOKUP($B8394,$AR$36:$AZ$47,MATCH(AL$2,$AS$2:$BA$2,0)+1,FALSE)","v":7.625015796813138E-2},{"$f":"P8394*VLOOKUP($B8394,$AR$36:$AZ$47,MATCH(AM$2,$AS$2:$BA$2,0)+1,FALSE)","v":0},{"$f":"Q8394*VLOOKUP($B8394,$AR$36:$AZ$47,MATCH(AN$2,$AS$2:$BA$2,0)+1,FALSE)","v":1.3692763139031379E-3},{"$f":"R8394*VLOOKUP($B8394,$AR$36:$BA$47,MATCH(AO$2,$AS$2:$BA$2,0)+1,FALSE)","v":0},1.0168957450983771]
[2006,12,16,18,null,2013,12,16,18,0.48303834056313316,0.48946162959028339,7.8770371182796187E-3,0.1079665278848357,0.1190401,7.5514999999999999E-2,1.683105607741946E-5,2.2456009552188762E-3,0,1.2851610671678284,null,null,0.45731871194064344,9.4563754150963603E-2,0.43299727124331688,9.3827026415996453E-2,6.9612500748912606E-2,4.4053381687685304E-3,8.4235863153514252E-6,1.6413934720614079E-3,0,1.1543744197269783,null,{"$f":"J8396*VLOOKUP($B8396,$AR$36:$AZ$47,MATCH(AG$2,$AS$2:$BA$2,0)+1,FALSE)","v":0.46036481595005813},{"$f":"K8396*VLOOKUP($B8396,$AR$36:$AZ$47,MATCH(AH$2,$AS$2:$BA$2,0)+1,FALSE)","v":0.42330561946265127},{"$f":"L8396*VLOOKUP($B8396,$AR$36:$AZ$47,MATCH(AI$2,$AS$2:$BA$2,0)+1,FALSE)","v":5.64192577733196E-3},{"$f":"M8396*VLOOKUP($B8396,$AR$36:$AZ$47,MATCH(AJ$2,$AS$2:$BA$2,0)+1,FALSE)","v":9.38472807171368E-2},{"$f":"N8396*VLOOKUP($B8396,$AR$36:$AZ$47,MATCH(AK$2,$AS$2:$BA$2,0)+1,FALSE)","v":9.2811670617554076E-2},{"$f":"O8396*VLOOKUP($B8396,$AR$36:$AZ$47,MATCH(AL$2,$AS$2:$BA$2,0)+1,FALSE)","v":7.2782357880037937E-2},{"$f":"P8396*VLOOKUP($B8396,$AR$36:$AZ$47,MATCH(AM$2,$AS$2:$BA$2,0)+1,FALSE)","v":8.4235863153514252E-6},{"$f":"Q8396*VLOOKUP($B8396,$AR$36:$AZ$47,MATCH(AN$2,$AS$2:$BA$2,0)+1,FALSE)","v":1.6127032141525868E-3},{"$f":"R8396*VLOOKUP($B8396,$AR$36:$BA$47,MATCH(AO$2,$AS$2:$BA$2,0)+1,FALSE)","v":0},1.1503747972052381]
[2006,12,17,6,null,2013,12,17,6,0.23865020600750103,0.35180952868789694,7.8770371182796187E-3,8.5511679658344567E-2,0.10197969999999999,6.5528000000000003E-2,1.683105607741946E-5,2.2456009552188762E-3,0,0.85361858348331843,null,null,0.22594315119682529,7.489641105133106E-2,0.31122473491286889,8.0380073654133299E-2,6.0406117315430649E-2,4.4053381687685304E-3,8.4235863153514252E-6,1.6413934720614079E-3,0,0.75890564335773458,null,{"$f":"J8408*VLOOKUP($B8408,$AR$36:$AZ$47,MATCH(AG$2,$AS$2:$BA$2,0)+1,FALSE)","v":0.22744811113130917},{"$f":"K8408*VLOOKUP($B8408,$AR$36:$AZ$47,MATCH(AH$2,$AS$2:$BA$2,0)+1,FALSE)","v":0.30425868233788506},{"$f":"L8408*VLOOKUP($B8408,$AR$36:$AZ$47,MATCH(AI$2,$AS$2:$BA$2,0)+1,FALSE)","v":5.64192577733196E-3},{"$f":"M8408*VLOOKUP($B8408,$AR$36:$AZ$47,MATCH(AJ$2,$AS$2:$BA$2,0)+1,FALSE)","v":7.4328949561576901E-2},{"$f":"N8408*VLOOKUP($B8408,$AR$36:$AZ$47,MATCH(AK$2,$AS$2:$BA$2,0)+1,FALSE)","v":7.951023500548958E-2},{"$f":"O8408*VLOOKUP($B8408,$AR$36:$AZ$47,MATCH(AL$2,$AS$2:$BA$2,0)+1,FALSE)","v":6.3156754911780785E-2},{"$f":"P8408*VLOOKUP($B8408,$AR$36:$AZ$47,MATCH(AM$2,$AS$2:$BA$2,0)+1,FALSE)","v":8.4235863153514252E-6},{"$f":"Q8408*VLOOKUP($B8408,$AR$36:$AZ$47,MATCH(AN$2,$AS$2:$BA$2,0)+1,FALSE)","v":1.6127032141525868E-3},{"$f":"R8408*VLOOKUP($B8408,$AR$36:$BA$47,MATCH(AO$2,$AS$2:$BA$2,0)+1,FALSE)","v":0},0.75596578552584137]
[2006,12,17,11,null,2013,12,17,11,0.25382734816484953,0.50001417378505519,0,0.11730391658941036,0.12792819999999999,8.1084000000000003E-2,0,1.9066423204688544E-3,0,1.0820642808597838,null,null,0.24031217849649464,0.10274201594348162,0.44233247254364244,0.10083259843322441,7.4746209504400848E-2,0,0,1.3936359668445897E-3,0,0.96235911088808856,null,{"$f":"J8413*VLOOKUP($B8413,$AR$36:$AZ$47,MATCH(AG$2,$AS$2:$BA$2,0)+1,FALSE)","v":0.24191284750765982},{"$f":"K8413*VLOOKUP($B8413,$AR$36:$AZ$47,MATCH(AH$2,$AS$2:$BA$2,0)+1,FALSE)","v":0.43243187367181996},{"$f":"L8413*VLOOKUP($B8413,$AR$36:$AZ$47,MATCH(AI$2,$AS$2:$BA$2,0)+1,FALSE)","v":0},{"$f":"M8413*VLOOKUP($B8413,$AR$36:$AZ$47,MATCH(AJ$2,$AS$2:$BA$2,0)+1,FALSE)","v":0.10196357894484261},{"$f":"N8413*VLOOKUP($B8413,$AR$36:$AZ$47,MATCH(AK$2,$AS$2:$BA$2,0)+1,FALSE)","v":9.9741431342014852E-2},{"$f":"O8413*VLOOKUP($B8413,$AR$36:$AZ$47,MATCH(AL$2,$AS$2:$BA$2,0)+1,FALSE)","v":7.8149833891875742E-2},{"$f":"P8413*VLOOKUP($B8413,$AR$36:$AZ$47,MATCH(AM$2,$AS$2:$BA$2,0)+1,FALSE)","v":0},{"$f":"Q8413*VLOOKUP($B8413,$AR$36:$AZ$47,MATCH(AN$2,$AS$2:$BA$2,0)+1,FALSE)","v":1.3692763139031379E-3},{"$f":"R8413*VLOOKUP($B8413,$AR$36:$BA$47,MATCH(AO$2,$AS$2:$BA$2,0)+1,FALSE)","v":0},0.95556884167211609]
[2006,12,17,20,null,2013,12,17,20,0.46190397733587535,0.42097762324219923,7.8770371182796187E-3,8.4173615279809516E-2,0.10681260000000002,7.0332000000000006E-2,1.683105607741946E-5,2.2456009552188762E-3,0,1.1543392849874603,null,null,0.43730965891701079,7.3724451617154213E-2,0.37241358892821369,8.4189349990140008E-2,6.483462097162844E-2,4.4053381687685304E-3,8.4235863153514252E-6,1.6413934720614079E-3,0,1.0385268256512925,null,{"$f":"J8422*VLOOKUP($B8422,$AR$36:$AZ$47,MATCH(AG$2,$AS$2:$BA$2,0)+1,FALSE)","v":0.44022248682149373},{"$f":"K8422*VLOOKUP($B8422,$AR$36:$AZ$47,MATCH(AH$2,$AS$2:$BA$2,0)+1,FALSE)","v":0.36407796405945558},{"$f":"L8422*VLOOKUP($B8422,$AR$36:$AZ$47,MATCH(AI$2,$AS$2:$BA$2,0)+1,FALSE)","v":5.64192577733196E-3},{"$f":"M8422*VLOOKUP($B8422,$AR$36:$AZ$47,MATCH(AJ$2,$AS$2:$BA$2,0)+1,FALSE)","v":7.3165869616244911E-2},{"$f":"N8422*VLOOKUP($B8422,$AR$36:$AZ$47,MATCH(AK$2,$AS$2:$BA$2,0)+1,FALSE)","v":8.3278288988370808E-2},{"$f":"O8422*VLOOKUP($B8422,$AR$36:$AZ$47,MATCH(AL$2,$AS$2:$BA$2,0)+1,FALSE)","v":6.7786913784265754E-2},{"$f":"P8422*VLOOKUP($B8422,$AR$36:$AZ$47,MATCH(AM$2,$AS$2:$BA$2,0)+1,FALSE)","v":8.4235863153514252E-6},{"$f":"Q8422*VLOOKUP($B8422,$AR$36:$AZ$47,MATCH(AN$2,$AS$2:$BA$2,0)+1,FALSE)","v":1.6127032141525868E-3},{"$f":"R8422*VLOOKUP($B8422,$AR$36:$BA$47,MATCH(AO$2,$AS$2:$BA$2,0)+1,FALSE)","v":0},1.0357945758476306]
[2006,12,18,4,null,2013,12,18,4,0.18169120323113994,0.30696797779732354,7.8770371182796187E-3,8.2754059435058216E-2,9.5686599999999969E-2,6.3258999999999996E-2,1.683105607741946E-5,2.2456009552188762E-3,0,0.74049830959309759,null,null,0.1720169602598049,7.248111692318486E-2,0.2715561112657211,7.5419872344335087E-2,5.8314469772567865E-2,4.4053381687685304E-3,8.4235863153514252E-6,1.6413934720614079E-3,0,0.65584368579275909,null,{"$f":"J8430*VLOOKUP($B8430,$AR$36:$AZ$47,MATCH(AG$2,$AS$2:$BA$2,0)+1,FALSE)","v":0.17316272914844538},{"$f":"K8430*VLOOKUP($B8430,$AR$36:$AZ$47,MATCH(AH$2,$AS$2:$BA$2,0)+1,FALSE)","v":0.26547794993749385},{"$f":"L8430*VLOOKUP($B8430,$AR$36:$AZ$47,MATCH(AI$2,$AS$2:$BA$2,0)+1,FALSE)","v":5.64192577733196E-3},{"$f":"M8430*VLOOKUP($B8430,$AR$36:$AZ$47,MATCH(AJ$2,$AS$2:$BA$2,0)+1,FALSE)","v":7.193195519419246E-2},{"$f":"N8430*VLOOKUP($B8430,$AR$36:$AZ$47,MATCH(AK$2,$AS$2:$BA$2,0)+1,FALSE)","v":7.4603710864772854E-2},{"$f":"O8430*VLOOKUP($B8430,$AR$36:$AZ$47,MATCH(AL$2,$AS$2:$BA$2,0)+1,FALSE)","v":6.0969862638327744E-2},{"$f":"P8430*VLOOKUP($B8430,$AR$36:$AZ$47,MATCH(AM$2,$AS$2:$BA$2,0)+1,FALSE)","v":8.4235863153514252E-6},{"$f":"Q8430*VLOOKUP($B8430,$AR$36:$AZ$47,MATCH(AN$2,$AS$2:$BA$2,0)+1,FALSE)","v":1.6127032141525868E-3},{"$f":"R8430*VLOOKUP($B8430,$AR$36:$BA$47,MATCH(AO$2,$AS$2:$BA$2,0)+1,FALSE)","v":0},0.6534092603610322]
[2006,12,18,13,null,2013,12,18,13,0.233828074872686,0.45971853279572683,0,9.7301235886159743E-2,0.12400719999999998,7.9742999999999994E-2,0,1.9066423204688544E-3,0,0.99650468587504137,null,null,0.22137777695176727,8.5222432629660089E-2,0.40668534203009282,9.7742078763154217E-2,7.351002644799759E-2,0,0,1.3936359668445897E-3,0,0.88593129278951654,null,{"$f":"J8439*VLOOKUP($B8439,$AR$36:$AZ$47,MATCH(AG$2,$AS$2:$BA$2,0)+1,FALSE)","v":0.22285232788607415},{"$f":"K8439*VLOOKUP($B8439,$AR$36:$AZ$47,MATCH(AH$2,$AS$2:$BA$2,0)+1,FALSE)","v":0.39758262249576648},{"$f":"L8439*VLOOKUP($B8439,$AR$36:$AZ$47,MATCH(AI$2,$AS$2:$BA$2,0)+1,FALSE)","v":0},{"$f":"M8439*VLOOKUP($B8439,$AR$36:$AZ$47,MATCH(AJ$2,$AS$2:$BA$2,0)+1,FALSE)","v":8.4576734819823043E-2},{"$f":"N8439*VLOOKUP($B8439,$AR$36:$AZ$47,MATCH(AK$2,$AS$2:$BA$2,0)+1,FALSE)","v":9.6684355949005013E-2},{"$f":"O8439*VLOOKUP($B8439,$AR$36:$AZ$47,MATCH(AL$2,$AS$2:$BA$2,0)+1,FALSE)","v":7.6857360318186643E-2},{"$f":"P8439*VLOOKUP($B8439,$AR$36:$AZ$47,MATCH(AM$2,$AS$2:$BA$2,0)+1,FALSE)","v":0},{"$f":"Q8439*VLOOKUP($B8439,$AR$36:$AZ$47,MATCH(AN$2,$AS$2:$BA$2,0)+1,FALSE)","v":1.3692763139031379E-3},{"$f":"R8439*VLOOKUP($B8439,$AR$36:$BA$47,MATCH(AO$2,$AS$2:$BA$2,0)+1,FALSE)","v":0},0.87992267778275857]
[2006,12,18,21,null,2013,12,18,21,0.39836333685402731,0.39023488175197918,7.8770371182796187E-3,8.315153529560948E-2,0.1000759,6.7599999999999993E-2,1.683105607741946E-5,2.2456009552188762E-3,0,1.0495651230311922,null,null,0.37715227301019927,7.2829250833707629E-2,0.34521733416367428,7.8879504577907947E-2,6.2316163022266988E-2,4.4053381687685304E-3,8.4235863153514252E-6,1.6413934720614079E-3,0,0.94244968083490133,null,{"$f":"J8447*VLOOKUP($B8447,$AR$36:$AZ$47,MATCH(AG$2,$AS$2:$BA$2,0)+1,FALSE)","v":0.37966440518625016},{"$f":"K8447*VLOOKUP($B8447,$AR$36:$AZ$47,MATCH(AH$2,$AS$2:$BA$2,0)+1,FALSE)","v":0.33749043514244714},{"$f":"L8447*VLOOKUP($B8447,$AR$36:$AZ$47,MATCH(AI$2,$AS$2:$BA$2,0)+1,FALSE)","v":5.64192577733196E-3},{"$f":"M8447*VLOOKUP($B8447,$AR$36:$AZ$47,MATCH(AJ$2,$AS$2:$BA$2,0)+1,FALSE)","v":7.2277451427091868E-2},{"$f":"N8447*VLOOKUP($B8447,$AR$36:$AZ$47,MATCH(AK$2,$AS$2:$BA$2,0)+1,FALSE)","v":7.802590444358902E-2},{"$f":"O8447*VLOOKUP($B8447,$AR$36:$AZ$47,MATCH(AL$2,$AS$2:$BA$2,0)+1,FALSE)","v":6.5153775974184786E-2},{"$f":"P8447*VLOOKUP($B8447,$AR$36:$AZ$47,MATCH(AM$2,$AS$2:$BA$2,0)+1,FALSE)","v":8.4235863153514252E-6},{"$f":"Q8447*VLOOKUP($B8447,$AR$36:$AZ$47,MATCH(AN$2,$AS$2:$BA$2,0)+1,FALSE)","v":1.6127032141525868E-3},{"$f":"R8447*VLOOKUP($B8447,$AR$36:$BA$47,MATCH(AO$2,$AS$2:$BA$2,0)+1,FALSE)","v":0},0.93987502475136298]
[2006,12,19,3,null,2013,12,19,3,0.19752294878057705,0.32047531150610908,7.8770371182796187E-3,8.690015471529397E-2,9.062110000000001E-2,6.2532000000000004E-2,1.683105607741946E-5,2.2456009552188762E-3,0,0.76819098413155606,null,null,0.18700573625220318,7.6112523271501378E-2,0.28350523717079518,7.1427261431623951E-2,5.7644294469059172E-2,4.4053381687685304E-3,8.4235863153514252E-6,1.6413934720614079E-3,0,0.68175020782232809,null,{"$f":"J8453*VLOOKUP($B8453,$AR$36:$AZ$47,MATCH(AG$2,$AS$2:$BA$2,0)+1,FALSE)","v":0.1882513422335638},{"$f":"K8453*VLOOKUP($B8453,$AR$36:$AZ$47,MATCH(AH$2,$AS$2:$BA$2,0)+1,FALSE)","v":0.27715962203847633},{"$f":"L8453*VLOOKUP($B8453,$AR$36:$AZ$47,MATCH(AI$2,$AS$2:$BA$2,0)+1,FALSE)","v":5.64192577733196E-3},{"$f":"M8453*VLOOKUP($B8453,$AR$36:$AZ$47,MATCH(AJ$2,$AS$2:$BA$2,0)+1,FALSE)","v":7.5535847764113026E-2},{"$f":"N8453*VLOOKUP($B8453,$AR$36:$AZ$47,MATCH(AK$2,$AS$2:$BA$2,0)+1,FALSE)","v":7.0654306273267839E-2},{"$f":"O8453*VLOOKUP($B8453,$AR$36:$AZ$47,MATCH(AL$2,$AS$2:$BA$2,0)+1,FALSE)","v":6.0269170402629052E-2},{"$f":"P8453*VLOOKUP($B8453,$AR$36:$AZ$47,MATCH(AM$2,$AS$2:$BA$2,0)+1,FALSE)","v":8.4235863153514252E-6},{"$f":"Q8453*VLOOKUP($B8453,$AR$36:$AZ$47,MATCH(AN$2,$AS$2:$BA$2,0)+1,FALSE)","v":1.6127032141525868E-3},{"$f":"R8453*VLOOKUP($B8453,$AR$36:$BA$47,MATCH(AO$2,$AS$2:$BA$2,0)+1,FALSE)","v":0},0.67913334128984992]
[2006,12,19,6,null,2013,12,19,6,0.22846347888828111,0.34209138675719292,7.8770371182796187E-3,8.2344998143705508E-2,9.6955399999999983E-2,6.4346E-2,1.683105607741946E-5,2.2456009552188762E-3,0,0.82434073291875543,null,null,0.21629882168123976,7.2122835776740904E-2,0.302627679121034,7.6419936449763581E-2,5.931650629927207E-2,4.4053381687685304E-3,8.4235863153514252E-6,1.6413934720614079E-3,0,0.7328409345551955,null,{"$f":"J8456*VLOOKUP($B8456,$AR$36:$AZ$47,MATCH(AG$2,$AS$2:$BA$2,0)+1,FALSE)","v":0.21773954275989182},{"$f":"K8456*VLOOKUP($B8456,$AR$36:$AZ$47,MATCH(AH$2,$AS$2:$BA$2,0)+1,FALSE)","v":0.29585405194132847},{"$f":"L8456*VLOOKUP($B8456,$AR$36:$AZ$47,MATCH(AI$2,$AS$2:$BA$2,0)+1,FALSE)","v":5.64192577733196E-3},{"$f":"M8456*VLOOKUP($B8456,$AR$36:$AZ$47,MATCH(AJ$2,$AS$2:$BA$2,0)+1,FALSE)","v":7.1576388607101304E-2},{"$f":"N8456*VLOOKUP($B8456,$AR$36:$AZ$47,MATCH(AK$2,$AS$2:$BA$2,0)+1,FALSE)","v":7.5592952705795788E-2},{"$f":"O8456*VLOOKUP($B8456,$AR$36:$AZ$47,MATCH(AL$2,$AS$2:$BA$2,0)+1,FALSE)","v":6.2017527645486605E-2},{"$f":"P8456*VLOOKUP($B8456,$AR$36:$AZ$47,MATCH(AM$2,$AS$2:$BA$2,0)+1,FALSE)","v":8.4235863153514252E-6},{"$f":"Q8456*VLOOKUP($B8456,$AR$36:$AZ$47,MATCH(AN$2,$AS$2:$BA$2,0)+1,FALSE)","v":1.6127032141525868E-3},{"$f":"R8456*VLOOKUP($B8456,$AR$36:$BA$47,MATCH(AO$2,$AS$2:$BA$2,0)+1,FALSE)","v":0},0.73004351623740382]
[2006,12,19,17,null,2013,12,19,17,0.32882964083564792,0.45542336039333431,3.2820987992831746E-3,9.1589374459814965E-2,0.1184226,7.5259999999999994E-2,7.0129400322581085E-6,2.0478750849480306E-3,0,1.0748619625130607,null,null,0.31132093493768581,8.0219631574120126E-2,0.40288566128430614,9.334031488927666E-2,6.9377432382482451E-2,1.835557570320221E-3,3.5098276313964273E-6,1.496868260684931E-3,0,0.96047991072650774,null,{"$f":"J8467*VLOOKUP($B8467,$AR$36:$AZ$47,MATCH(AG$2,$AS$2:$BA$2,0)+1,FALSE)","v":0.31339457838014245},{"$f":"K8467*VLOOKUP($B8467,$AR$36:$AZ$47,MATCH(AH$2,$AS$2:$BA$2,0)+1,FALSE)","v":0.39386798889718266},{"$f":"L8467*VLOOKUP($B8467,$AR$36:$AZ$47,MATCH(AI$2,$AS$2:$BA$2,0)+1,FALSE)","v":2.35080240722165E-3},{"$f":"M8467*VLOOKUP($B8467,$AR$36:$AZ$47,MATCH(AJ$2,$AS$2:$BA$2,0)+1,FALSE)","v":7.9611838076386568E-2},{"$f":"N8467*VLOOKUP($B8467,$AR$36:$AZ$47,MATCH(AK$2,$AS$2:$BA$2,0)+1,FALSE)","v":9.2330226074023469E-2},{"$f":"O8467*VLOOKUP($B8467,$AR$36:$AZ$47,MATCH(AL$2,$AS$2:$BA$2,0)+1,FALSE)","v":7.2536585500253659E-2},{"$f":"P8467*VLOOKUP($B8467,$AR$36:$AZ$47,MATCH(AM$2,$AS$2:$BA$2,0)+1,FALSE)","v":3.5098276313964273E-6},{"$f":"Q8467*VLOOKUP($B8467,$AR$36:$AZ$47,MATCH(AN$2,$AS$2:$BA$2,0)+1,FALSE)","v":1.4707041890070752E-3},{"$f":"R8467*VLOOKUP($B8467,$AR$36:$BA$47,MATCH(AO$2,$AS$2:$BA$2,0)+1,FALSE)","v":0},0.95556623335184909]
[2006,12,19,23,null,2013,12,19,23,0.32149995578911006,0.36826439066428479,7.8770371182796187E-3,9.7672229261032931E-2,9.267309999999998E-2,6.3804E-2,1.683105607741946E-5,2.2456009552188762E-3,0,0.95405314484400361,null,null,0.30438152279805014,8.5547371543418294E-2,0.32578136183462669,7.3044641274262023E-2,5.8816870791016621E-2,4.4053381687685304E-3,8.4235863153514252E-6,1.6413934720614079E-3,0,0.85362692346851898,null,{"$f":"J8473*VLOOKUP($B8473,$AR$36:$AZ$47,MATCH(AG$2,$AS$2:$BA$2,0)+1,FALSE)","v":0.30640894427191112},{"$f":"K8473*VLOOKUP($B8473,$AR$36:$AZ$47,MATCH(AH$2,$AS$2:$BA$2,0)+1,FALSE)","v":0.31848949251991687},{"$f":"L8473*VLOOKUP($B8473,$AR$36:$AZ$47,MATCH(AI$2,$AS$2:$BA$2,0)+1,FALSE)","v":5.64192577733196E-3},{"$f":"M8473*VLOOKUP($B8473,$AR$36:$AZ$47,MATCH(AJ$2,$AS$2:$BA$2,0)+1,FALSE)","v":8.4899211795585933E-2},{"$f":"N8473*VLOOKUP($B8473,$AR$36:$AZ$47,MATCH(AK$2,$AS$2:$BA$2,0)+1,FALSE)","v":7.2254183525615731E-2},{"$f":"O8473*VLOOKUP($B8473,$AR$36:$AZ$47,MATCH(AL$2,$AS$2:$BA$2,0)+1,FALSE)","v":6.1495140861788262E-2},{"$f":"P8473*VLOOKUP($B8473,$AR$36:$AZ$47,MATCH(AM$2,$AS$2:$BA$2,0)+1,FALSE)","v":8.4235863153514252E-6},{"$f":"Q8473*VLOOKUP($B8473,$AR$36:$AZ$47,MATCH(AN$2,$AS$2:$BA$2,0)+1,FALSE)","v":1.6127032141525868E-3},{"$f":"R8473*VLOOKUP($B8473,$AR$36:$BA$47,MATCH(AO$2,$AS$2:$BA$2,0)+1,FALSE)","v":0},0.85081002555261787]
[2006,12,20,7,null,2013,12,20,7,0.24314642073483211,0.36632765209146534,7.8770371182796187E-3,7.6438200276786425E-2,0.10745490000000002,6.8404999999999994E-2,1.683105607741946E-5,2.2456009552188762E-3,0,0.87191164223265982,null,null,0.23019996262366657,6.6949297345435796E-2,0.32406804567980474,8.469560879760904E-2,6.3058241590801381E-2,4.4053381687685304E-3,8.4235863153514252E-6,1.6413934720614079E-3,0,0.77502631126446286,null,{"$f":"J8481*VLOOKUP($B8481,$AR$36:$AZ$47,MATCH(AG$2,$AS$2:$BA$2,0)+1,FALSE)","v":0.23173327628612192},{"$f":"K8481*VLOOKUP($B8481,$AR$36:$AZ$47,MATCH(AH$2,$AS$2:$BA$2,0)+1,FALSE)","v":0.31681452502146185},{"$f":"L8481*VLOOKUP($B8481,$AR$36:$AZ$47,MATCH(AI$2,$AS$2:$BA$2,0)+1,FALSE)","v":5.64192577733196E-3},{"$f":"M8481*VLOOKUP($B8481,$AR$36:$AZ$47,MATCH(AJ$2,$AS$2:$BA$2,0)+1,FALSE)","v":6.644204809975969E-2},{"$f":"N8481*VLOOKUP($B8481,$AR$36:$AZ$47,MATCH(AK$2,$AS$2:$BA$2,0)+1,FALSE)","v":8.377906928037035E-2},{"$f":"O8481*VLOOKUP($B8481,$AR$36:$AZ$47,MATCH(AL$2,$AS$2:$BA$2,0)+1,FALSE)","v":6.5929645643699852E-2},{"$f":"P8481*VLOOKUP($B8481,$AR$36:$AZ$47,MATCH(AM$2,$AS$2:$BA$2,0)+1,FALSE)","v":8.4235863153514252E-6},{"$f":"Q8481*VLOOKUP($B8481,$AR$36:$AZ$47,MATCH(AN$2,$AS$2:$BA$2,0)+1,FALSE)","v":1.6127032141525868E-3},{"$f":"R8481*VLOOKUP($B8481,$AR$36:$BA$47,MATCH(AO$2,$AS$2:$BA$2,0)+1,FALSE)","v":0},0.77196161690921361]
[2006,12,20,16,null,2013,12,20,16,0.25143861140573892,0.42632893843839659,0,7.7443962841970471E-2,0.11411610000000001,7.4152999999999997E-2,0,1.9066423204688544E-3,0,0.94538725500657506,null,null,0.23805063127320761,6.7830206325390718E-2,0.3771475756953806,8.9945945351108531E-2,6.8356959121156274E-2,0,0,1.3936359668445897E-3,0,0.84272495373308831,null,{"$f":"J8490*VLOOKUP($B8490,$AR$36:$AZ$47,MATCH(AG$2,$AS$2:$BA$2,0)+1,FALSE)","v":0.23963623659271865},{"$f":"K8490*VLOOKUP($B8490,$AR$36:$AZ$47,MATCH(AH$2,$AS$2:$BA$2,0)+1,FALSE)","v":0.36870599137992688},{"$f":"L8490*VLOOKUP($B8490,$AR$36:$AZ$47,MATCH(AI$2,$AS$2:$BA$2,0)+1,FALSE)","v":0},{"$f":"M8490*VLOOKUP($B8490,$AR$36:$AZ$47,MATCH(AJ$2,$AS$2:$BA$2,0)+1,FALSE)","v":6.731628276895546E-2},{"$f":"N8490*VLOOKUP($B8490,$AR$36:$AZ$47,MATCH(AK$2,$AS$2:$BA$2,0)+1,FALSE)","v":8.8972588945740672E-2},{"$f":"O8490*VLOOKUP($B8490,$AR$36:$AZ$47,MATCH(AL$2,$AS$2:$BA$2,0)+1,FALSE)","v":7.1469644228013676E-2},{"$f":"P8490*VLOOKUP($B8490,$AR$36:$AZ$47,MATCH(AM$2,$AS$2:$BA$2,0)+1,FALSE)","v":0},{"$f":"Q8490*VLOOKUP($B8490,$AR$36:$AZ$47,MATCH(AN$2,$AS$2:$BA$2,0)+1,FALSE)","v":1.3692763139031379E-3},{"$f":"R8490*VLOOKUP($B8490,$AR$36:$BA$47,MATCH(AO$2,$AS$2:$BA$2,0)+1,FALSE)","v":0},0.83747002022925865]
[2006,12,20,24,null,2013,12,20,24,0.19775867374562964,0.34880469936360115,7.8770371182796187E-3,0.1118837987811183,8.7355500000000003E-2,6.1338999999999998E-2,1.683105607741946E-5,2.2456009552188762E-3,0,0.81728114101992499,null,null,0.18722890991842692,9.7994741969465282E-2,0.30856654309697296,6.8853325947160482E-2,5.6544543248858506E-2,4.4053381687685304E-3,8.4235863153514252E-6,1.6413934720614079E-3,0,0.72524321940802938,null,{"$f":"J8498*VLOOKUP($B8498,$AR$36:$AZ$47,MATCH(AG$2,$AS$2:$BA$2,0)+1,FALSE)","v":0.18847600241276355},{"$f":"K8498*VLOOKUP($B8498,$AR$36:$AZ$47,MATCH(AH$2,$AS$2:$BA$2,0)+1,FALSE)","v":0.30165998805501493},{"$f":"L8498*VLOOKUP($B8498,$AR$36:$AZ$47,MATCH(AI$2,$AS$2:$BA$2,0)+1,FALSE)","v":5.64192577733196E-3},{"$f":"M8498*VLOOKUP($B8498,$AR$36:$AZ$47,MATCH(AJ$2,$AS$2:$BA$2,0)+1,FALSE)","v":9.7252273251866056E-2},{"$f":"N8498*VLOOKUP($B8498,$AR$36:$AZ$47,MATCH(AK$2,$AS$2:$BA$2,0)+1,FALSE)","v":6.8108224813585888E-2},{"$f":"O8498*VLOOKUP($B8498,$AR$36:$AZ$47,MATCH(AL$2,$AS$2:$BA$2,0)+1,FALSE)","v":5.9119341190540249E-2},{"$f":"P8498*VLOOKUP($B8498,$AR$36:$AZ$47,MATCH(AM$2,$AS$2:$BA$2,0)+1,FALSE)","v":8.4235863153514252E-6},{"$f":"Q8498*VLOOKUP($B8498,$AR$36:$AZ$47,MATCH(AN$2,$AS$2:$BA$2,0)+1,FALSE)","v":1.6127032141525868E-3},{"$f":"R8498*VLOOKUP($B8498,$AR$36:$BA$47,MATCH(AO$2,$AS$2:$BA$2,0)+1,FALSE)","v":0},0.72187888230157071]
[2006,12,21,9,null,2013,12,21,9,0.2966885200435172,0.38764201423938227,0,0.10032104699290577,8.9566699999999971E-2,6.1476000000000003E-2,0,1.9066423204688544E-3,0,0.93760092359627412,null,null,0.28089118490200576,8.7867369728918135E-2,0.34292358019037567,7.0596186721059773E-2,5.6670834881019025E-2,0,0,1.3936359668445897E-3,0,0.84034279239022303,null,{"$f":"J8507*VLOOKUP($B8507,$AR$36:$AZ$47,MATCH(AG$2,$AS$2:$BA$2,0)+1,FALSE)","v":0.28276214216266188},{"$f":"K8507*VLOOKUP($B8507,$AR$36:$AZ$47,MATCH(AH$2,$AS$2:$BA$2,0)+1,FALSE)","v":0.33524802159611222},{"$f":"L8507*VLOOKUP($B8507,$AR$36:$AZ$47,MATCH(AI$2,$AS$2:$BA$2,0)+1,FALSE)","v":0},{"$f":"M8507*VLOOKUP($B8507,$AR$36:$AZ$47,MATCH(AJ$2,$AS$2:$BA$2,0)+1,FALSE)","v":8.7201632241270324E-2},{"$f":"N8507*VLOOKUP($B8507,$AR$36:$AZ$47,MATCH(AK$2,$AS$2:$BA$2,0)+1,FALSE)","v":6.9832225096427836E-2},{"$f":"O8507*VLOOKUP($B8507,$AR$36:$AZ$47,MATCH(AL$2,$AS$2:$BA$2,0)+1,FALSE)","v":5.9251383606345923E-2},{"$f":"P8507*VLOOKUP($B8507,$AR$36:$AZ$47,MATCH(AM$2,$AS$2:$BA$2,0)+1,FALSE)","v":0},{"$f":"Q8507*VLOOKUP($B8507,$AR$36:$AZ$47,MATCH(AN$2,$AS$2:$BA$2,0)+1,FALSE)","v":1.3692763139031379E-3},{"$f":"R8507*VLOOKUP($B8507,$AR$36:$BA$47,MATCH(AO$2,$AS$2:$BA$2,0)+1,FALSE)","v":0},0.83566468101672131]
[2006,12,21,10,null,2013,12,21,10,0.32842888253426411,0.39292946059708389,0,9.8499484051009153E-2,9.0101500000000001E-2,6.1318999999999999E-2,0,1.9066423204688544E-3,0,0.97318496950282607,null,null,0.31094151522128255,8.6271932387525119E-2,0.34760106603670576,7.1017714372055341E-2,5.6526106514236535E-2,0,0,1.3936359668445897E-3,0,0.87375197049864983,null,{"$f":"J8508*VLOOKUP($B8508,$AR$36:$AZ$47,MATCH(AG$2,$AS$2:$BA$2,0)+1,FALSE)","v":0.31301263142859831},{"$f":"K8508*VLOOKUP($B8508,$AR$36:$AZ$47,MATCH(AH$2,$AS$2:$BA$2,0)+1,FALSE)","v":0.33982081263939778},{"$f":"L8508*VLOOKUP($B8508,$AR$36:$AZ$47,MATCH(AI$2,$AS$2:$BA$2,0)+1,FALSE)","v":0},{"$f":"M8508*VLOOKUP($B8508,$AR$36:$AZ$47,MATCH(AJ$2,$AS$2:$BA$2,0)+1,FALSE)","v":8.5618282919020655E-2},{"$f":"N8508*VLOOKUP($B8508,$AR$36:$AZ$47,MATCH(AK$2,$AS$2:$BA$2,0)+1,FALSE)","v":7.0249191156152843E-2},{"$f":"O8508*VLOOKUP($B8508,$AR$36:$AZ$47,MATCH(AL$2,$AS$2:$BA$2,0)+1,FALSE)","v":5.9100064925459127E-2},{"$f":"P8508*VLOOKUP($B8508,$AR$36:$AZ$47,MATCH(AM$2,$AS$2:$BA$2,0)+1,FALSE)","v":0},{"$f":"Q8508*VLOOKUP($B8508,$AR$36:$AZ$47,MATCH(AN$2,$AS$2:$BA$2,0)+1,FALSE)","v":1.3692763139031379E-3},{"$f":"R8508*VLOOKUP($B8508,$AR$36:$BA$47,MATCH(AO$2,$AS$2:$BA$2,0)+1,FALSE)","v":0},0.8691702593825319]
[2006,12,21,18,null,2013,12,21,18,0.42963872225688998,0.41388086688109177,7.8770371182796187E-3,0.12048383264370256,9.1283000000000017E-2,6.1456999999999998E-2,1.683105607741946E-5,2.2456009552188762E-3,0,1.1268828909112605,null,null,0.40676238418938626,0.1055271828453898,0.3661355153198485,7.1948968896459312E-2,5.6653319983128142E-2,4.4053381687685304E-3,8.4235863153514252E-6,1.6413934720614079E-3,{"$f":"$R8516*$BA$6","v":0},1.0130825264613572,null,{"$f":"J8516*VLOOKUP($B8516,$AR$36:$AZ$47,MATCH(AG$2,$AS$2:$BA$2,0)+1,FALSE)","v":0.40947174310474854},{"$f":"K8516*VLOOKUP($B8516,$AR$36:$AZ$47,MATCH(AH$2,$AS$2:$BA$2,0)+1,FALSE)","v":0.35794041074372629},{"$f":"L8516*VLOOKUP($B8516,$AR$36:$AZ$47,MATCH(AI$2,$AS$2:$BA$2,0)+1,FALSE)","v":5.64192577733196E-3},{"$f":"M8516*VLOOKUP($B8516,$AR$36:$AZ$47,MATCH(AJ$2,$AS$2:$BA$2,0)+1,FALSE)","v":0.10472764370130501},{"$f":"N8516*VLOOKUP($B8516,$AR$36:$AZ$47,MATCH(AK$2,$AS$2:$BA$2,0)+1,FALSE)","v":7.1170368043896051E-2},{"$f":"O8516*VLOOKUP($B8516,$AR$36:$AZ$47,MATCH(AL$2,$AS$2:$BA$2,0)+1,FALSE)","v":5.9233071154518854E-2},{"$f":"P8516*VLOOKUP($B8516,$AR$36:$AZ$47,MATCH(AM$2,$AS$2:$BA$2,0)+1,FALSE)","v":8.4235863153514252E-6},{"$f":"Q8516*VLOOKUP($B8516,$AR$36:$AZ$47,MATCH(AN$2,$AS$2:$BA$2,0)+1,FALSE)","v":1.6127032141525868E-3},{"$f":"R8516*VLOOKUP($B8516,$AR$36:$BA$47,MATCH(AO$2,$AS$2:$BA$2,0)+1,FALSE)","v":0},{"$f":"SUM(AG8516:AO8516)","v":1.0098062893259947}]
[2006,12,21,19,null,2013,12,21,19,0.44797049180545545,0.39278567362353123,7.8770371182796187E-3,0.10404964133801663,8.993749999999999E-2,6.0789999999999997E-2,1.683105607741946E-5,2.2456009552188762E-3,0,1.1056727758965792,null,null,0.42411806909789501,9.1133102969463128E-2,0.34747386634744565,7.0888450096132982E-2,5.6038454883485363E-2,4.4053381687685304E-3,8.4235863153514252E-6,1.6413934720614079E-3,0,0.99570709862156737,null,{"$f":"J8517*VLOOKUP($B8517,$AR$36:$AZ$47,MATCH(AG$2,$AS$2:$BA$2,0)+1,FALSE)","v":0.4269430305897659},{"$f":"K8517*VLOOKUP($B8517,$AR$36:$AZ$47,MATCH(AH$2,$AS$2:$BA$2,0)+1,FALSE)","v":0.33969646002372633},{"$f":"L8517*VLOOKUP($B8517,$AR$36:$AZ$47,MATCH(AI$2,$AS$2:$BA$2,0)+1,FALSE)","v":5.64192577733196E-3},{"$f":"M8517*VLOOKUP($B8517,$AR$36:$AZ$47,MATCH(AJ$2,$AS$2:$BA$2,0)+1,FALSE)","v":9.0442622268838813E-2},{"$f":"N8517*VLOOKUP($B8517,$AR$36:$AZ$47,MATCH(AK$2,$AS$2:$BA$2,0)+1,FALSE)","v":7.0121325722729319E-2},{"$f":"O8517*VLOOKUP($B8517,$AR$36:$AZ$47,MATCH(AL$2,$AS$2:$BA$2,0)+1,FALSE)","v":5.8590207714063508E-2},{"$f":"P8517*VLOOKUP($B8517,$AR$36:$AZ$47,MATCH(AM$2,$AS$2:$BA$2,0)+1,FALSE)","v":8.4235863153514252E-6},{"$f":"Q8517*VLOOKUP($B8517,$AR$36:$AZ$47,MATCH(AN$2,$AS$2:$BA$2,0)+1,FALSE)","v":1.6127032141525868E-3},{"$f":"R8517*VLOOKUP($B8517,$AR$36:$BA$47,MATCH(AO$2,$AS$2:$BA$2,0)+1,FALSE)","v":0},0.99305669889692383]
[2006,12,21,20,null,2013,12,21,20,0.42698990734990538,0.38638017459964041,7.8770371182796187E-3,0.10766433934085977,8.9057500000000012E-2,6.0291999999999998E-2,1.683105607741946E-5,2.2456009552188762E-3,0,1.0805233904199816,null,null,0.40425460681498748,9.4299078758139462E-2,0.34180730653842012,7.0194836908257008E-2,5.5579380191398249E-2,4.4053381687685304E-3,8.4235863153514252E-6,1.6413934720614079E-3,0,0.97219036443834772,null,{"$f":"J8518*VLOOKUP($B8518,$AR$36:$AZ$47,MATCH(AG$2,$AS$2:$BA$2,0)+1,FALSE)","v":0.40694726195131026},{"$f":"K8518*VLOOKUP($B8518,$AR$36:$AZ$47,MATCH(AH$2,$AS$2:$BA$2,0)+1,FALSE)","v":0.33415673317211342},{"$f":"L8518*VLOOKUP($B8518,$AR$36:$AZ$47,MATCH(AI$2,$AS$2:$BA$2,0)+1,FALSE)","v":5.64192577733196E-3},{"$f":"M8518*VLOOKUP($B8518,$AR$36:$AZ$47,MATCH(AJ$2,$AS$2:$BA$2,0)+1,FALSE)","v":9.3584610668635645E-2},{"$f":"N8518*VLOOKUP($B8518,$AR$36:$AZ$47,MATCH(AK$2,$AS$2:$BA$2,0)+1,FALSE)","v":6.9435218518993383E-2},{"$f":"O8518*VLOOKUP($B8518,$AR$36:$AZ$47,MATCH(AL$2,$AS$2:$BA$2,0)+1,FALSE)","v":5.8110228713543627E-2},{"$f":"P8518*VLOOKUP($B8518,$AR$36:$AZ$47,MATCH(AM$2,$AS$2:$BA$2,0)+1,FALSE)","v":8.4235863153514252E-6},{"$f":"Q8518*VLOOKUP($B8518,$AR$36:$AZ$47,MATCH(AN$2,$AS$2:$BA$2,0)+1,FALSE)","v":1.6127032141525868E-3},{"$f":"R8518*VLOOKUP($B8518,$AR$36:$BA$47,MATCH(AO$2,$AS$2:$BA$2,0)+1,FALSE)","v":0},0.96949710560239633]
[2006,12,21,21,null,2013,12,21,21,0.39465123239043332,0.38645164868150561,7.8770371182796187E-3,0.11748491978113583,8.7877500000000011E-2,5.9962000000000001E-2,1.683105607741946E-5,2.2456009552188762E-3,0,1.0565667699826509,null,null,0.37363782148674296,0.10290054971925632,0.34187053536074508,6.9264764679059662E-2,5.5275174070135706E-2,4.4053381687685304E-3,8.4235863153514252E-6,1.6413934720614079E-3,0,0.94900400054308498,null,{"$f":"J8519*VLOOKUP($B8519,$AR$36:$AZ$47,MATCH(AG$2,$AS$2:$BA$2,0)+1,FALSE)","v":0.37612654463841549},{"$f":"K8519*VLOOKUP($B8519,$AR$36:$AZ$47,MATCH(AH$2,$AS$2:$BA$2,0)+1,FALSE)","v":0.3342185467621282},{"$f":"L8519*VLOOKUP($B8519,$AR$36:$AZ$47,MATCH(AI$2,$AS$2:$BA$2,0)+1,FALSE)","v":5.64192577733196E-3},{"$f":"M8519*VLOOKUP($B8519,$AR$36:$AZ$47,MATCH(AJ$2,$AS$2:$BA$2,0)+1,FALSE)","v":0.10212091157077161},{"$f":"N8519*VLOOKUP($B8519,$AR$36:$AZ$47,MATCH(AK$2,$AS$2:$BA$2,0)+1,FALSE)","v":6.8515211132165632E-2},{"$f":"O8519*VLOOKUP($B8519,$AR$36:$AZ$47,MATCH(AL$2,$AS$2:$BA$2,0)+1,FALSE)","v":5.7792170339705157E-2},{"$f":"P8519*VLOOKUP($B8519,$AR$36:$AZ$47,MATCH(AM$2,$AS$2:$BA$2,0)+1,FALSE)","v":8.4235863153514252E-6},{"$f":"Q8519*VLOOKUP($B8519,$AR$36:$AZ$47,MATCH(AN$2,$AS$2:$BA$2,0)+1,FALSE)","v":1.6127032141525868E-3},{"$f":"R8519*VLOOKUP($B8519,$AR$36:$BA$47,MATCH(AO$2,$AS$2:$BA$2,0)+1,FALSE)","v":0},0.94603643702098605]
[2006,12,21,22,null,2013,12,21,22,0.38290348365521643,0.37140102484627274,7.8770371182796187E-3,0.11254660258143862,8.6987999999999996E-2,5.9906000000000001E-2,1.683105607741946E-5,2.2456009552188762E-3,0,1.0238845802125038,null,null,0.3625155877660648,9.857526647878978E-2,0.3285561534823932,6.8563663621541815E-2,5.522355121319418E-2,4.4053381687685304E-3,8.4235863153514252E-6,1.6413934720614079E-3,0,0.91948937778912909,null,{"$f":"J8520*VLOOKUP($B8520,$AR$36:$AZ$47,MATCH(AG$2,$AS$2:$BA$2,0)+1,FALSE)","v":0.36493022805201236},{"$f":"K8520*VLOOKUP($B8520,$AR$36:$AZ$47,MATCH(AH$2,$AS$2:$BA$2,0)+1,FALSE)","v":0.3212021768145889},{"$f":"L8520*VLOOKUP($B8520,$AR$36:$AZ$47,MATCH(AI$2,$AS$2:$BA$2,0)+1,FALSE)","v":5.64192577733196E-3},{"$f":"M8520*VLOOKUP($B8520,$AR$36:$AZ$47,MATCH(AJ$2,$AS$2:$BA$2,0)+1,FALSE)","v":9.7828399348793019E-2},{"$f":"N8520*VLOOKUP($B8520,$AR$36:$AZ$47,MATCH(AK$2,$AS$2:$BA$2,0)+1,FALSE)","v":6.782169708929843E-2},{"$f":"O8520*VLOOKUP($B8520,$AR$36:$AZ$47,MATCH(AL$2,$AS$2:$BA$2,0)+1,FALSE)","v":5.773819679747802E-2},{"$f":"P8520*VLOOKUP($B8520,$AR$36:$AZ$47,MATCH(AM$2,$AS$2:$BA$2,0)+1,FALSE)","v":8.4235863153514252E-6},{"$f":"Q8520*VLOOKUP($B8520,$AR$36:$AZ$47,MATCH(AN$2,$AS$2:$BA$2,0)+1,FALSE)","v":1.6127032141525868E-3},{"$f":"R8520*VLOOKUP($B8520,$AR$36:$BA$47,MATCH(AO$2,$AS$2:$BA$2,0)+1,FALSE)","v":0},0.91678375067997075]
[2006,12,21,23,null,2013,12,21,23,0.36019900913232217,0.34754525325639091,7.8770371182796187E-3,9.7832049489021591E-2,8.5726200000000002E-2,5.9235999999999997E-2,1.683105607741946E-5,2.2456009552188762E-3,0,0.9606779810073105,null,null,0.34102002484243787,8.5687351971092993E-2,0.30745238685931947,6.7569116893744174E-2,5.4605920603358102E-2,4.4053381687685304E-3,8.4235863153514252E-6,1.6413934720614079E-3,0,0.86238995639709792,null,{"$f":"J8521*VLOOKUP($B8521,$AR$36:$AZ$47,MATCH(AG$2,$AS$2:$BA$2,0)+1,FALSE)","v":0.34329148769283196},{"$f":"K8521*VLOOKUP($B8521,$AR$36:$AZ$47,MATCH(AH$2,$AS$2:$BA$2,0)+1,FALSE)","v":0.30057076965185076},{"$f":"L8521*VLOOKUP($B8521,$AR$36:$AZ$47,MATCH(AI$2,$AS$2:$BA$2,0)+1,FALSE)","v":5.64192577733196E-3},{"$f":"M8521*VLOOKUP($B8521,$AR$36:$AZ$47,MATCH(AJ$2,$AS$2:$BA$2,0)+1,FALSE)","v":8.5038131645044535E-2},{"$f":"N8521*VLOOKUP($B8521,$AR$36:$AZ$47,MATCH(AK$2,$AS$2:$BA$2,0)+1,FALSE)","v":6.6837912919214329E-2},{"$f":"O8521*VLOOKUP($B8521,$AR$36:$AZ$47,MATCH(AL$2,$AS$2:$BA$2,0)+1,FALSE)","v":5.7092441917260504E-2},{"$f":"P8521*VLOOKUP($B8521,$AR$36:$AZ$47,MATCH(AM$2,$AS$2:$BA$2,0)+1,FALSE)","v":8.4235863153514252E-6},{"$f":"Q8521*VLOOKUP($B8521,$AR$36:$AZ$47,MATCH(AN$2,$AS$2:$BA$2,0)+1,FALSE)","v":1.6127032141525868E-3},{"$f":"R8521*VLOOKUP($B8521,$AR$36:$BA$47,MATCH(AO$2,$AS$2:$BA$2,0)+1,FALSE)","v":0},0.86009379640400196]
[2006,12,21,24,null,2013,12,21,24,0.24311149874643867,0.37131888512606204,7.8770371182796187E-3,0.14146244940708316,8.5097000000000006E-2,5.9007999999999998E-2,1.683105607741946E-5,2.2456009552188762E-3,0,0.91013730240915969,null,null,0.2301669000747768,0.12390155124367411,0.32848348941117333,6.7073183464412836E-2,5.4395741828667611E-2,4.4053381687685304E-3,8.4235863153514252E-6,1.6413934720614079E-3,0,0.8100760212498499,null,{"$f":"J8522*VLOOKUP($B8522,$AR$36:$AZ$47,MATCH(AG$2,$AS$2:$BA$2,0)+1,FALSE)","v":0.23169999351452947},{"$f":"K8522*VLOOKUP($B8522,$AR$36:$AZ$47,MATCH(AH$2,$AS$2:$BA$2,0)+1,FALSE)","v":0.32113113916210656},{"$f":"L8522*VLOOKUP($B8522,$AR$36:$AZ$47,MATCH(AI$2,$AS$2:$BA$2,0)+1,FALSE)","v":5.64192577733196E-3},{"$f":"M8522*VLOOKUP($B8522,$AR$36:$AZ$47,MATCH(AJ$2,$AS$2:$BA$2,0)+1,FALSE)","v":0.12296279653080278},{"$f":"N8522*VLOOKUP($B8522,$AR$36:$AZ$47,MATCH(AK$2,$AS$2:$BA$2,0)+1,FALSE)","v":6.634734626854312E-2},{"$f":"O8522*VLOOKUP($B8522,$AR$36:$AZ$47,MATCH(AL$2,$AS$2:$BA$2,0)+1,FALSE)","v":5.687269249533574E-2},{"$f":"P8522*VLOOKUP($B8522,$AR$36:$AZ$47,MATCH(AM$2,$AS$2:$BA$2,0)+1,FALSE)","v":8.4235863153514252E-6},{"$f":"Q8522*VLOOKUP($B8522,$AR$36:$AZ$47,MATCH(AN$2,$AS$2:$BA$2,0)+1,FALSE)","v":1.6127032141525868E-3},{"$f":"R8522*VLOOKUP($B8522,$AR$36:$BA$47,MATCH(AO$2,$AS$2:$BA$2,0)+1,FALSE)","v":0},0.80627702054911754]
[2006,12,22,1,null,2013,12,22,1,0.25423011969461617,0.36997124308710455,7.8770371182796187E-3,0.11919880666602634,8.4548999999999971E-2,5.8631000000000003E-2,1.683105607741946E-5,2.2456009552188762E-3,0,0.89671963857732284,null,null,0.24069350424588445,0.10440167771883618,0.32729131153612762,6.6641251615599126E-2,5.404820938104344E-2,4.4053381687685304E-3,8.4235863153514252E-6,1.6413934720614079E-3,0,0.79913110972463619,null,{"$f":"J8523*VLOOKUP($B8523,$AR$36:$AZ$47,MATCH(AG$2,$AS$2:$BA$2,0)+1,FALSE)","v":0.24229671318787638},{"$f":"K8523*VLOOKUP($B8523,$AR$36:$AZ$47,MATCH(AH$2,$AS$2:$BA$2,0)+1,FALSE)","v":0.31996564545713047},{"$f":"L8523*VLOOKUP($B8523,$AR$36:$AZ$47,MATCH(AI$2,$AS$2:$BA$2,0)+1,FALSE)","v":5.64192577733196E-3},{"$f":"M8523*VLOOKUP($B8523,$AR$36:$AZ$47,MATCH(AJ$2,$AS$2:$BA$2,0)+1,FALSE)","v":0.10361066609705687},{"$f":"N8523*VLOOKUP($B8523,$AR$36:$AZ$47,MATCH(AK$2,$AS$2:$BA$2,0)+1,FALSE)","v":6.5920088600762081E-2},{"$f":"O8523*VLOOKUP($B8523,$AR$36:$AZ$47,MATCH(AL$2,$AS$2:$BA$2,0)+1,FALSE)","v":5.650933489855664E-2},{"$f":"P8523*VLOOKUP($B8523,$AR$36:$AZ$47,MATCH(AM$2,$AS$2:$BA$2,0)+1,FALSE)","v":8.4235863153514252E-6},{"$f":"Q8523*VLOOKUP($B8523,$AR$36:$AZ$47,MATCH(AN$2,$AS$2:$BA$2,0)+1,FALSE)","v":1.6127032141525868E-3},{"$f":"R8523*VLOOKUP($B8523,$AR$36:$BA$47,MATCH(AO$2,$AS$2:$BA$2,0)+1,FALSE)","v":0},0.7955655008191822]
[2006,12,22,2,null,2013,12,22,2,0.23612579106723358,0.35939716743429601,7.8770371182796187E-3,0.1107430005402798,8.3926400000000012E-2,5.8203999999999999E-2,1.683105607741946E-5,2.2456009552188762E-3,0,0.85853582817138518,null,null,0.22355315004797044,9.6995560403697292E-2,0.31793706264961308,6.61505202851769E-2,5.365458509686432E-2,4.4053381687685304E-3,8.4235863153514252E-6,1.6413934720614079E-3,0,0.76434603371046717,null,{"$f":"J8524*VLOOKUP($B8524,$AR$36:$AZ$47,MATCH(AG$2,$AS$2:$BA$2,0)+1,FALSE)","v":0.2250421906861475},{"$f":"K8524*VLOOKUP($B8524,$AR$36:$AZ$47,MATCH(AH$2,$AS$2:$BA$2,0)+1,FALSE)","v":0.31082076999834551},{"$f":"L8524*VLOOKUP($B8524,$AR$36:$AZ$47,MATCH(AI$2,$AS$2:$BA$2,0)+1,FALSE)","v":5.64192577733196E-3},{"$f":"M8524*VLOOKUP($B8524,$AR$36:$AZ$47,MATCH(AJ$2,$AS$2:$BA$2,0)+1,FALSE)","v":9.6260662103049774E-2},{"$f":"N8524*VLOOKUP($B8524,$AR$36:$AZ$47,MATCH(AK$2,$AS$2:$BA$2,0)+1,FALSE)","v":6.5434667754118922E-2},{"$f":"O8524*VLOOKUP($B8524,$AR$36:$AZ$47,MATCH(AL$2,$AS$2:$BA$2,0)+1,FALSE)","v":5.6097786639074727E-2},{"$f":"P8524*VLOOKUP($B8524,$AR$36:$AZ$47,MATCH(AM$2,$AS$2:$BA$2,0)+1,FALSE)","v":8.4235863153514252E-6},{"$f":"Q8524*VLOOKUP($B8524,$AR$36:$AZ$47,MATCH(AN$2,$AS$2:$BA$2,0)+1,FALSE)","v":1.6127032141525868E-3},{"$f":"R8524*VLOOKUP($B8524,$AR$36:$BA$47,MATCH(AO$2,$AS$2:$BA$2,0)+1,FALSE)","v":0},0.76091912975853626]
[2006,12,22,3,null,2013,12,22,3,0.21920199692076409,0.35641137979113452,7.8770371182796187E-3,0.10978371127439535,8.3998300000000012E-2,5.8393E-2,1.683105607741946E-5,2.2456009552188762E-3,0,0.83792785711586981,null,null,0.20753047215621317,9.6155355609897519E-2,0.31529571586399652,6.6207191635413581E-2,5.3828812239041963E-2,4.4053381687685304E-3,8.4235863153514252E-6,1.6413934720614079E-3,0,0.745072702731708,null,{"$f":"J8525*VLOOKUP($B8525,$AR$36:$AZ$47,MATCH(AG$2,$AS$2:$BA$2,0)+1,FALSE)","v":0.20891278909799799},{"$f":"K8525*VLOOKUP($B8525,$AR$36:$AZ$47,MATCH(AH$2,$AS$2:$BA$2,0)+1,FALSE)","v":0.30823854370834936},{"$f":"L8525*VLOOKUP($B8525,$AR$36:$AZ$47,MATCH(AI$2,$AS$2:$BA$2,0)+1,FALSE)","v":5.64192577733196E-3},{"$f":"M8525*VLOOKUP($B8525,$AR$36:$AZ$47,MATCH(AJ$2,$AS$2:$BA$2,0)+1,FALSE)","v":9.5426823219943127E-2},{"$f":"N8525*VLOOKUP($B8525,$AR$36:$AZ$47,MATCH(AK$2,$AS$2:$BA$2,0)+1,FALSE)","v":6.5490725831333266E-2},{"$f":"O8525*VLOOKUP($B8525,$AR$36:$AZ$47,MATCH(AL$2,$AS$2:$BA$2,0)+1,FALSE)","v":5.6279947344091308E-2},{"$f":"P8525*VLOOKUP($B8525,$AR$36:$AZ$47,MATCH(AM$2,$AS$2:$BA$2,0)+1,FALSE)","v":8.4235863153514252E-6},{"$f":"Q8525*VLOOKUP($B8525,$AR$36:$AZ$47,MATCH(AN$2,$AS$2:$BA$2,0)+1,FALSE)","v":1.6127032141525868E-3},{"$f":"R8525*VLOOKUP($B8525,$AR$36:$BA$47,MATCH(AO$2,$AS$2:$BA$2,0)+1,FALSE)","v":0},0.74161188177951498]
[2006,12,22,4,null,2013,12,22,4,0.21785579230015889,0.35410426281417717,7.8770371182796187E-3,0.10827785423373192,8.421429999999995E-2,5.8084999999999998E-2,1.683105607741946E-5,2.2456009552188762E-3,0,0.83267667847764382,null,null,0.2062559469034434,9.4836432997773806E-2,0.31325474820674037,6.6377442145164917E-2,5.3544886525863582E-2,4.4053381687685304E-3,8.4235863153514252E-6,1.6413934720614079E-3,0,0.74032461200613131,null,{"$f":"J8526*VLOOKUP($B8526,$AR$36:$AZ$47,MATCH(AG$2,$AS$2:$BA$2,0)+1,FALSE)","v":0.20762977449987413},{"$f":"K8526*VLOOKUP($B8526,$AR$36:$AZ$47,MATCH(AH$2,$AS$2:$BA$2,0)+1,FALSE)","v":0.30624325843558703},{"$f":"L8526*VLOOKUP($B8526,$AR$36:$AZ$47,MATCH(AI$2,$AS$2:$BA$2,0)+1,FALSE)","v":5.64192577733196E-3},{"$f":"M8526*VLOOKUP($B8526,$AR$36:$AZ$47,MATCH(AJ$2,$AS$2:$BA$2,0)+1,FALSE)","v":9.4117893580511175E-2},{"$f":"N8526*VLOOKUP($B8526,$AR$36:$AZ$47,MATCH(AK$2,$AS$2:$BA$2,0)+1,FALSE)","v":6.5659133963159311E-2},{"$f":"O8526*VLOOKUP($B8526,$AR$36:$AZ$47,MATCH(AL$2,$AS$2:$BA$2,0)+1,FALSE)","v":5.5983092861842061E-2},{"$f":"P8526*VLOOKUP($B8526,$AR$36:$AZ$47,MATCH(AM$2,$AS$2:$BA$2,0)+1,FALSE)","v":8.4235863153514252E-6},{"$f":"Q8526*VLOOKUP($B8526,$AR$36:$AZ$47,MATCH(AN$2,$AS$2:$BA$2,0)+1,FALSE)","v":1.6127032141525868E-3},{"$f":"R8526*VLOOKUP($B8526,$AR$36:$BA$47,MATCH(AO$2,$AS$2:$BA$2,0)+1,FALSE)","v":0},0.73689620591877358]
[2006,12,22,5,null,2013,12,22,5,0.2198224772325493,0.35380248052491969,7.8770371182796187E-3,0.1050001233127042,8.4715199999999977E-2,5.799E-2,1.683105607741946E-5,2.2456009552188762E-3,0,0.831469750199749,null,null,0.20811791466986401,9.1965593793611439E-2,0.31298777956229845,6.677224992449117E-2,5.3457312036409216E-2,4.4053381687685304E-3,8.4235863153514252E-6,1.6413934720614079E-3,0,0.7393560052138195,null,{"$f":"J8527*VLOOKUP($B8527,$AR$36:$AZ$47,MATCH(AG$2,$AS$2:$BA$2,0)+1,FALSE)","v":0.20950414444300566},{"$f":"K8527*VLOOKUP($B8527,$AR$36:$AZ$47,MATCH(AH$2,$AS$2:$BA$2,0)+1,FALSE)","v":0.30598226527253986},{"$f":"L8527*VLOOKUP($B8527,$AR$36:$AZ$47,MATCH(AI$2,$AS$2:$BA$2,0)+1,FALSE)","v":5.64192577733196E-3},{"$f":"M8527*VLOOKUP($B8527,$AR$36:$AZ$47,MATCH(AJ$2,$AS$2:$BA$2,0)+1,FALSE)","v":9.1268805628094654E-2},{"$f":"N8527*VLOOKUP($B8527,$AR$36:$AZ$47,MATCH(AK$2,$AS$2:$BA$2,0)+1,FALSE)","v":6.6049669302194941E-2},{"$f":"O8527*VLOOKUP($B8527,$AR$36:$AZ$47,MATCH(AL$2,$AS$2:$BA$2,0)+1,FALSE)","v":5.5891530602706747E-2},{"$f":"P8527*VLOOKUP($B8527,$AR$36:$AZ$47,MATCH(AM$2,$AS$2:$BA$2,0)+1,FALSE)","v":8.4235863153514252E-6},{"$f":"Q8527*VLOOKUP($B8527,$AR$36:$AZ$47,MATCH(AN$2,$AS$2:$BA$2,0)+1,FALSE)","v":1.6127032141525868E-3},{"$f":"R8527*VLOOKUP($B8527,$AR$36:$BA$47,MATCH(AO$2,$AS$2:$BA$2,0)+1,FALSE)","v":0},0.73595946782634181]
[2006,12,22,6,null,2013,12,22,6,0.22499901417325496,0.3608354286717938,7.8770371182796187E-3,0.10640257872969205,8.5424600000000003E-2,5.8351E-2,1.683105607741946E-5,2.2456009552188762E-3,0,0.84615209070431674,null,null,0.21301882419865381,9.3193950876662116E-2,0.31920940588046631,6.733139673753577E-2,5.3790095096335817E-2,4.4053381687685304E-3,8.4235863153514252E-6,1.6413934720614079E-3,0,0.75259882801679912,null,{"$f":"J8528*VLOOKUP($B8528,$AR$36:$AZ$47,MATCH(AG$2,$AS$2:$BA$2,0)+1,FALSE)","v":0.21443769790211284},{"$f":"K8528*VLOOKUP($B8528,$AR$36:$AZ$47,MATCH(AH$2,$AS$2:$BA$2,0)+1,FALSE)","v":0.31206463474132395},{"$f":"L8528*VLOOKUP($B8528,$AR$36:$AZ$47,MATCH(AI$2,$AS$2:$BA$2,0)+1,FALSE)","v":5.64192577733196E-3},{"$f":"M8528*VLOOKUP($B8528,$AR$36:$AZ$47,MATCH(AJ$2,$AS$2:$BA$2,0)+1,FALSE)","v":9.248785591886366E-2},{"$f":"N8528*VLOOKUP($B8528,$AR$36:$AZ$47,MATCH(AK$2,$AS$2:$BA$2,0)+1,FALSE)","v":6.6602765268479372E-2},{"$f":"O8528*VLOOKUP($B8528,$AR$36:$AZ$47,MATCH(AL$2,$AS$2:$BA$2,0)+1,FALSE)","v":5.6239467187420962E-2},{"$f":"P8528*VLOOKUP($B8528,$AR$36:$AZ$47,MATCH(AM$2,$AS$2:$BA$2,0)+1,FALSE)","v":8.4235863153514252E-6},{"$f":"Q8528*VLOOKUP($B8528,$AR$36:$AZ$47,MATCH(AN$2,$AS$2:$BA$2,0)+1,FALSE)","v":1.6127032141525868E-3},{"$f":"R8528*VLOOKUP($B8528,$AR$36:$BA$47,MATCH(AO$2,$AS$2:$BA$2,0)+1,FALSE)","v":0},0.74909547359600082]
[2006,12,22,7,null,2013,12,22,7,0.23874142398163692,0.37328489820836075,7.8770371182796187E-3,0.10739346144892513,8.6733299999999985E-2,5.9542999999999999E-2,1.683105607741946E-5,2.2456009552188762E-3,0,0.87583555276849867,null,null,0.22602951222230624,9.4061827168413797E-2,0.33022270296418788,6.836290989545997E-2,5.4888924479805382E-2,4.4053381687685304E-3,8.4235863153514252E-6,1.6413934720614079E-3,0,0.77962103195731858,null,{"$f":"J8529*VLOOKUP($B8529,$AR$36:$AZ$47,MATCH(AG$2,$AS$2:$BA$2,0)+1,FALSE)","v":0.22753504738946509},{"$f":"K8529*VLOOKUP($B8529,$AR$36:$AZ$47,MATCH(AH$2,$AS$2:$BA$2,0)+1,FALSE)","v":0.32283142440483492},{"$f":"L8529*VLOOKUP($B8529,$AR$36:$AZ$47,MATCH(AI$2,$AS$2:$BA$2,0)+1,FALSE)","v":5.64192577733196E-3},{"$f":"M8529*VLOOKUP($B8529,$AR$36:$AZ$47,MATCH(AJ$2,$AS$2:$BA$2,0)+1,FALSE)","v":9.3349156643555087E-2},{"$f":"N8529*VLOOKUP($B8529,$AR$36:$AZ$47,MATCH(AK$2,$AS$2:$BA$2,0)+1,FALSE)","v":6.7623115833853484E-2},{"$f":"O8529*VLOOKUP($B8529,$AR$36:$AZ$47,MATCH(AL$2,$AS$2:$BA$2,0)+1,FALSE)","v":5.7388332586255697E-2},{"$f":"P8529*VLOOKUP($B8529,$AR$36:$AZ$47,MATCH(AM$2,$AS$2:$BA$2,0)+1,FALSE)","v":8.4235863153514252E-6},{"$f":"Q8529*VLOOKUP($B8529,$AR$36:$AZ$47,MATCH(AN$2,$AS$2:$BA$2,0)+1,FALSE)","v":1.6127032141525868E-3},{"$f":"R8529*VLOOKUP($B8529,$AR$36:$BA$47,MATCH(AO$2,$AS$2:$BA$2,0)+1,FALSE)","v":0},0.77599012943576429]
[2006,12,22,8,null,2013,12,22,8,0.27008195802686524,0.38408406181185062,4.9887901749104254E-3,0.1061552183909336,8.768659999999999E-2,5.9947E-2,1.0659668849032324E-5,2.1213161224772018E-3,0,0.91507560419588596,null,null,0.25570130317038403,9.2977297412673687E-2,0.33977607362561324,6.9114297909098815E-2,5.5261346519169224E-2,2.7900475068867356E-3,5.3349379997225689E-6,1.5505490534819082E-3,0,0.81717625013530748,null,{"$f":"J8530*VLOOKUP($B8530,$AR$36:$AZ$47,MATCH(AG$2,$AS$2:$BA$2,0)+1,FALSE)","v":0.25740447591285642},{"$f":"K8530*VLOOKUP($B8530,$AR$36:$AZ$47,MATCH(AH$2,$AS$2:$BA$2,0)+1,FALSE)","v":0.33217096475385133},{"$f":"L8530*VLOOKUP($B8530,$AR$36:$AZ$47,MATCH(AI$2,$AS$2:$BA$2,0)+1,FALSE)","v":3.5732196589769085E-3},{"$f":"M8530*VLOOKUP($B8530,$AR$36:$AZ$47,MATCH(AJ$2,$AS$2:$BA$2,0)+1,FALSE)","v":9.227284395539187E-2},{"$f":"N8530*VLOOKUP($B8530,$AR$36:$AZ$47,MATCH(AK$2,$AS$2:$BA$2,0)+1,FALSE)","v":6.8366372648991536E-2},{"$f":"O8530*VLOOKUP($B8530,$AR$36:$AZ$47,MATCH(AL$2,$AS$2:$BA$2,0)+1,FALSE)","v":5.7777713140894318E-2},{"$f":"P8530*VLOOKUP($B8530,$AR$36:$AZ$47,MATCH(AM$2,$AS$2:$BA$2,0)+1,FALSE)","v":5.3349379997225689E-6},{"$f":"Q8530*VLOOKUP($B8530,$AR$36:$AZ$47,MATCH(AN$2,$AS$2:$BA$2,0)+1,FALSE)","v":1.5234466840611223E-3},{"$f":"R8530*VLOOKUP($B8530,$AR$36:$BA$47,MATCH(AO$2,$AS$2:$BA$2,0)+1,FALSE)","v":0},0.81309437169302323]
[2006,12,22,9,null,2013,12,22,9,0.31458903090948748,0.38919192808483488,0,0.10552137052510058,8.879529999999998E-2,5.9734000000000002E-2,0,1.9066423204688544E-3,0,0.9597382718398918,null,null,0.2978385737216207,9.2422134299364328E-2,0.34429469576955801,6.9988171706142119E-2,5.5064995295445222E-2,0,0,1.3936359668445897E-3,0,0.86100220675897499,null,{"$f":"J8531*VLOOKUP($B8531,$AR$36:$AZ$47,MATCH(AG$2,$AS$2:$BA$2,0)+1,FALSE)","v":0.2998224139841848},{"$f":"K8531*VLOOKUP($B8531,$AR$36:$AZ$47,MATCH(AH$2,$AS$2:$BA$2,0)+1,FALSE)","v":0.33658844789472164},{"$f":"L8531*VLOOKUP($B8531,$AR$36:$AZ$47,MATCH(AI$2,$AS$2:$BA$2,0)+1,FALSE)","v":0},{"$f":"M8531*VLOOKUP($B8531,$AR$36:$AZ$47,MATCH(AJ$2,$AS$2:$BA$2,0)+1,FALSE)","v":9.1721887100872659E-2},{"$f":"N8531*VLOOKUP($B8531,$AR$36:$AZ$47,MATCH(AK$2,$AS$2:$BA$2,0)+1,FALSE)","v":6.9230789758971123E-2},{"$f":"O8531*VLOOKUP($B8531,$AR$36:$AZ$47,MATCH(AL$2,$AS$2:$BA$2,0)+1,FALSE)","v":5.7572420917780393E-2},{"$f":"P8531*VLOOKUP($B8531,$AR$36:$AZ$47,MATCH(AM$2,$AS$2:$BA$2,0)+1,FALSE)","v":0},{"$f":"Q8531*VLOOKUP($B8531,$AR$36:$AZ$47,MATCH(AN$2,$AS$2:$BA$2,0)+1,FALSE)","v":1.3692763139031379E-3},{"$f":"R8531*VLOOKUP($B8531,$AR$36:$BA$47,MATCH(AO$2,$AS$2:$BA$2,0)+1,FALSE)","v":0},0.85630523597043373]
[2006,12,22,10,null,2013,12,22,10,0.35866657201874125,0.39189454626807307,0,9.7126425883903633E-2,8.8857800000000001E-2,5.9959999999999999E-2,0,1.9066423204688544E-3,0,0.9984119864911869,null,null,0.33956918314300705,8.5069323231772354E-2,0.34668553956161235,7.0037434006417418E-2,5.5273330396673509E-2,0,0,1.3936359668445897E-3,0,0.89802844630632717,null,{"$f":"J8532*VLOOKUP($B8532,$AR$36:$AZ$47,MATCH(AG$2,$AS$2:$BA$2,0)+1,FALSE)","v":0.34183098224118136},{"$f":"K8532*VLOOKUP($B8532,$AR$36:$AZ$47,MATCH(AH$2,$AS$2:$BA$2,0)+1,FALSE)","v":0.33892577812668351},{"$f":"L8532*VLOOKUP($B8532,$AR$36:$AZ$47,MATCH(AI$2,$AS$2:$BA$2,0)+1,FALSE)","v":0},{"$f":"M8532*VLOOKUP($B8532,$AR$36:$AZ$47,MATCH(AJ$2,$AS$2:$BA$2,0)+1,FALSE)","v":8.4424785473342326E-2},{"$f":"N8532*VLOOKUP($B8532,$AR$36:$AZ$47,MATCH(AK$2,$AS$2:$BA$2,0)+1,FALSE)","v":6.9279518963781928E-2},{"$f":"O8532*VLOOKUP($B8532,$AR$36:$AZ$47,MATCH(AL$2,$AS$2:$BA$2,0)+1,FALSE)","v":5.7790242713197042E-2},{"$f":"P8532*VLOOKUP($B8532,$AR$36:$AZ$47,MATCH(AM$2,$AS$2:$BA$2,0)+1,FALSE)","v":0},{"$f":"Q8532*VLOOKUP($B8532,$AR$36:$AZ$47,MATCH(AN$2,$AS$2:$BA$2,0)+1,FALSE)","v":1.3692763139031379E-3},{"$f":"R8532*VLOOKUP($B8532,$AR$36:$BA$47,MATCH(AO$2,$AS$2:$BA$2,0)+1,FALSE)","v":0},0.8936205838320892]
[2006,12,22,11,null,2013,12,22,11,0.34992307201109812,0.40740062381202435,0,0.11105950451035297,9.0181299999999992E-2,6.0261000000000002E-2,0,1.9066423204688544E-3,0,1.0207321426539442,null,null,0.33129123535797866,9.7272774130952908E-2,0.3604028339485868,7.108061247704682E-2,5.5550803252734191E-2,0,0,1.3936359668445897E-3,0,0.91699189513414392,null,{"$f":"J8533*VLOOKUP($B8533,$AR$36:$AZ$47,MATCH(AG$2,$AS$2:$BA$2,0)+1,FALSE)","v":0.33349789678240532},{"$f":"K8533*VLOOKUP($B8533,$AR$36:$AZ$47,MATCH(AH$2,$AS$2:$BA$2,0)+1,FALSE)","v":0.35233604230954213},{"$f":"L8533*VLOOKUP($B8533,$AR$36:$AZ$47,MATCH(AI$2,$AS$2:$BA$2,0)+1,FALSE)","v":0},{"$f":"M8533*VLOOKUP($B8533,$AR$36:$AZ$47,MATCH(AJ$2,$AS$2:$BA$2,0)+1,FALSE)","v":9.6535775487813141E-2},{"$f":"N8533*VLOOKUP($B8533,$AR$36:$AZ$47,MATCH(AK$2,$AS$2:$BA$2,0)+1,FALSE)","v":7.0311408604855255E-2},{"$f":"O8533*VLOOKUP($B8533,$AR$36:$AZ$47,MATCH(AL$2,$AS$2:$BA$2,0)+1,FALSE)","v":5.8080350502667896E-2},{"$f":"P8533*VLOOKUP($B8533,$AR$36:$AZ$47,MATCH(AM$2,$AS$2:$BA$2,0)+1,FALSE)","v":0},{"$f":"Q8533*VLOOKUP($B8533,$AR$36:$AZ$47,MATCH(AN$2,$AS$2:$BA$2,0)+1,FALSE)","v":1.3692763139031379E-3},{"$f":"R8533*VLOOKUP($B8533,$AR$36:$BA$47,MATCH(AO$2,$AS$2:$BA$2,0)+1,FALSE)","v":0},0.91213075000118693]
[2006,12,22,12,null,2013,12,22,12,0.35954808120598397,0.41359586053675934,0,0.11368504486910476,9.0505700000000022E-2,6.0560999999999997E-2,0,1.9066423204688544E-3,0,1.0398023289323168,null,null,0.34040375591336663,9.9572384555243573E-2,0.36588338734510556,7.1336303520395675E-2,5.5827354272063777E-2,0,0,1.3936359668445897E-3,0,0.93441682157301975,null,{"$f":"J8534*VLOOKUP($B8534,$AR$36:$AZ$47,MATCH(AG$2,$AS$2:$BA$2,0)+1,FALSE)","v":0.34267111392569771},{"$f":"K8534*VLOOKUP($B8534,$AR$36:$AZ$47,MATCH(AH$2,$AS$2:$BA$2,0)+1,FALSE)","v":0.35769392607599165},{"$f":"L8534*VLOOKUP($B8534,$AR$36:$AZ$47,MATCH(AI$2,$AS$2:$BA$2,0)+1,FALSE)","v":0},{"$f":"M8534*VLOOKUP($B8534,$AR$36:$AZ$47,MATCH(AJ$2,$AS$2:$BA$2,0)+1,FALSE)","v":9.8817962642565191E-2},{"$f":"N8534*VLOOKUP($B8534,$AR$36:$AZ$47,MATCH(AK$2,$AS$2:$BA$2,0)+1,FALSE)","v":7.0564332669505209E-2},{"$f":"O8534*VLOOKUP($B8534,$AR$36:$AZ$47,MATCH(AL$2,$AS$2:$BA$2,0)+1,FALSE)","v":5.836949447888469E-2},{"$f":"P8534*VLOOKUP($B8534,$AR$36:$AZ$47,MATCH(AM$2,$AS$2:$BA$2,0)+1,FALSE)","v":0},{"$f":"Q8534*VLOOKUP($B8534,$AR$36:$AZ$47,MATCH(AN$2,$AS$2:$BA$2,0)+1,FALSE)","v":1.3692763139031379E-3},{"$f":"R8534*VLOOKUP($B8534,$AR$36:$BA$47,MATCH(AO$2,$AS$2:$BA$2,0)+1,FALSE)","v":0},0.92948610610654769]
[2006,12,22,13,null,2013,12,22,13,0.34498584280267114,0.42207574339957055,0,0.12609385134573561,9.0369899999999975E-2,6.0628000000000001E-2,0,1.9066423204688544E-3,0,1.046059979868446,null,null,0.32661689149632728,0.11044078375221189,0.37338502979894567,7.1229266394357504E-2,5.588911733304739E-2,0,0,1.3936359668445897E-3,0,0.93895472474173436,null,{"$f":"J8535*VLOOKUP($B8535,$AR$36:$AZ$47,MATCH(AG$2,$AS$2:$BA$2,0)+1,FALSE)","v":0.32879241809681914},{"$f":"K8535*VLOOKUP($B8535,$AR$36:$AZ$47,MATCH(AH$2,$AS$2:$BA$2,0)+1,FALSE)","v":0.36502766145217991},{"$f":"L8535*VLOOKUP($B8535,$AR$36:$AZ$47,MATCH(AI$2,$AS$2:$BA$2,0)+1,FALSE)","v":0},{"$f":"M8535*VLOOKUP($B8535,$AR$36:$AZ$47,MATCH(AJ$2,$AS$2:$BA$2,0)+1,FALSE)","v":0.10960401613146843},{"$f":"N8535*VLOOKUP($B8535,$AR$36:$AZ$47,MATCH(AK$2,$AS$2:$BA$2,0)+1,FALSE)","v":7.0458453853292288E-2},{"$f":"O8535*VLOOKUP($B8535,$AR$36:$AZ$47,MATCH(AL$2,$AS$2:$BA$2,0)+1,FALSE)","v":5.8434069966906442E-2},{"$f":"P8535*VLOOKUP($B8535,$AR$36:$AZ$47,MATCH(AM$2,$AS$2:$BA$2,0)+1,FALSE)","v":0},{"$f":"Q8535*VLOOKUP($B8535,$AR$36:$AZ$47,MATCH(AN$2,$AS$2:$BA$2,0)+1,FALSE)","v":1.3692763139031379E-3},{"$f":"R8535*VLOOKUP($B8535,$AR$36:$BA$47,MATCH(AO$2,$AS$2:$BA$2,0)+1,FALSE)","v":0},0.9336858958145694]
[2006,12,22,14,null,2013,12,22,14,0.34011109536389356,0.41938453868606074,0,0.12135530798782811,9.0215900000000016E-2,6.0749999999999998E-2,0,1.9066423204688544E-3,0,1.0337234843582512,null,null,0.32200170252988058,0.10629047478229842,0.37100428281724185,7.1107884086479237E-2,5.6001581414241421E-2,0,0,1.3936359668445897E-3,0,0.92779956159698607,null,{"$f":"J8536*VLOOKUP($B8536,$AR$36:$AZ$47,MATCH(AG$2,$AS$2:$BA$2,0)+1,FALSE)","v":0.32414648832478576},{"$f":"K8536*VLOOKUP($B8536,$AR$36:$AZ$47,MATCH(AH$2,$AS$2:$BA$2,0)+1,FALSE)","v":0.36270020203660391},{"$f":"L8536*VLOOKUP($B8536,$AR$36:$AZ$47,MATCH(AI$2,$AS$2:$BA$2,0)+1,FALSE)","v":0},{"$f":"M8536*VLOOKUP($B8536,$AR$36:$AZ$47,MATCH(AJ$2,$AS$2:$BA$2,0)+1,FALSE)","v":0.10548515246684993},{"$f":"N8536*VLOOKUP($B8536,$AR$36:$AZ$47,MATCH(AK$2,$AS$2:$BA$2,0)+1,FALSE)","v":7.0338385092638525E-2},{"$f":"O8536*VLOOKUP($B8536,$AR$36:$AZ$47,MATCH(AL$2,$AS$2:$BA$2,0)+1,FALSE)","v":5.855165518390127E-2},{"$f":"P8536*VLOOKUP($B8536,$AR$36:$AZ$47,MATCH(AM$2,$AS$2:$BA$2,0)+1,FALSE)","v":0},{"$f":"Q8536*VLOOKUP($B8536,$AR$36:$AZ$47,MATCH(AN$2,$AS$2:$BA$2,0)+1,FALSE)","v":1.3692763139031379E-3},{"$f":"R8536*VLOOKUP($B8536,$AR$36:$BA$47,MATCH(AO$2,$AS$2:$BA$2,0)+1,FALSE)","v":0},0.92259115941868264]
[2006,12,22,15,null,2013,12,22,15,0.35717085493395129,0.40952533874319846,0,0.10876842813467906,9.0235300000000004E-2,6.0668E-2,0,1.9066423204688544E-3,0,1.0282745641322975,null,null,0.33815310629526379,9.5266107922686916E-2,0.3622824414841937,7.1123175104484668E-2,5.5925990802291332E-2,0,0,1.3936359668445897E-3,0,0.92414445757576491,null,{"$f":"J8537*VLOOKUP($B8537,$AR$36:$AZ$47,MATCH(AG$2,$AS$2:$BA$2,0)+1,FALSE)","v":0.34040547320260289},{"$f":"K8537*VLOOKUP($B8537,$AR$36:$AZ$47,MATCH(AH$2,$AS$2:$BA$2,0)+1,FALSE)","v":0.35417357913725028},{"$f":"L8537*VLOOKUP($B8537,$AR$36:$AZ$47,MATCH(AI$2,$AS$2:$BA$2,0)+1,FALSE)","v":0},{"$f":"M8537*VLOOKUP($B8537,$AR$36:$AZ$47,MATCH(AJ$2,$AS$2:$BA$2,0)+1,FALSE)","v":9.4544313022690479E-2},{"$f":"N8537*VLOOKUP($B8537,$AR$36:$AZ$47,MATCH(AK$2,$AS$2:$BA$2,0)+1,FALSE)","v":7.0353510637811784E-2},{"$f":"O8537*VLOOKUP($B8537,$AR$36:$AZ$47,MATCH(AL$2,$AS$2:$BA$2,0)+1,FALSE)","v":5.847262249706868E-2},{"$f":"P8537*VLOOKUP($B8537,$AR$36:$AZ$47,MATCH(AM$2,$AS$2:$BA$2,0)+1,FALSE)","v":0},{"$f":"Q8537*VLOOKUP($B8537,$AR$36:$AZ$47,MATCH(AN$2,$AS$2:$BA$2,0)+1,FALSE)","v":1.3692763139031379E-3},{"$f":"R8537*VLOOKUP($B8537,$AR$36:$BA$47,MATCH(AO$2,$AS$2:$BA$2,0)+1,FALSE)","v":0},0.91931877481132729]
[2006,12,22,16,null,2013,12,22,16,0.3707292755478554,0.41290635440820012,0,0.11371110987705033,9.0098999999999999E-2,6.0880999999999998E-2,0,1.9066423204688544E-3,0,1.0502333821535748,null,null,0.35098960172515337,9.9595213899222629E-2,0.36527342273476093,7.1015743880044321E-2,5.6122342026015334E-2,0,0,1.3936359668445897E-3,0,0.94438996023204114,null,{"$f":"J8538*VLOOKUP($B8538,$AR$36:$AZ$47,MATCH(AG$2,$AS$2:$BA$2,0)+1,FALSE)","v":0.35332746983586527},{"$f":"K8538*VLOOKUP($B8538,$AR$36:$AZ$47,MATCH(AH$2,$AS$2:$BA$2,0)+1,FALSE)","v":0.35709761412582436},{"$f":"L8538*VLOOKUP($B8538,$AR$36:$AZ$47,MATCH(AI$2,$AS$2:$BA$2,0)+1,FALSE)","v":0},{"$f":"M8538*VLOOKUP($B8538,$AR$36:$AZ$47,MATCH(AJ$2,$AS$2:$BA$2,0)+1,FALSE)","v":9.8840619017327672E-2},{"$f":"N8538*VLOOKUP($B8538,$AR$36:$AZ$47,MATCH(AK$2,$AS$2:$BA$2,0)+1,FALSE)","v":7.024724198796041E-2},{"$f":"O8538*VLOOKUP($B8538,$AR$36:$AZ$47,MATCH(AL$2,$AS$2:$BA$2,0)+1,FALSE)","v":5.8677914720182606E-2},{"$f":"P8538*VLOOKUP($B8538,$AR$36:$AZ$47,MATCH(AM$2,$AS$2:$BA$2,0)+1,FALSE)","v":0},{"$f":"Q8538*VLOOKUP($B8538,$AR$36:$AZ$47,MATCH(AN$2,$AS$2:$BA$2,0)+1,FALSE)","v":1.3692763139031379E-3},{"$f":"R8538*VLOOKUP($B8538,$AR$36:$BA$47,MATCH(AO$2,$AS$2:$BA$2,0)+1,FALSE)","v":0},0.93956013600106347]
[2006,12,22,17,null,2013,12,22,17,0.42270836921161681,0.41561883903514807,3.1508148473118479E-3,0.11328415274100528,8.936970000000001E-2,6.2042E-2,6.7324224309677838E-6,2.0422257743688624E-3,0,1.1082228340318816,null,null,0.40020104141012919,9.9221258466581239E-2,0.36767299477627324,7.0440911950592114E-2,5.719259447082084E-2,1.7621352675074122E-3,3.3694345261405702E-6,1.4927389689313164E-3,0,0.9979870447453616,null,{"$f":"J8539*VLOOKUP($B8539,$AR$36:$AZ$47,MATCH(AG$2,$AS$2:$BA$2,0)+1,FALSE)","v":0.40286669659759844},{"$f":"K8539*VLOOKUP($B8539,$AR$36:$AZ$47,MATCH(AH$2,$AS$2:$BA$2,0)+1,FALSE)","v":0.35944347724537928},{"$f":"L8539*VLOOKUP($B8539,$AR$36:$AZ$47,MATCH(AI$2,$AS$2:$BA$2,0)+1,FALSE)","v":2.2567703109327843E-3},{"$f":"M8539*VLOOKUP($B8539,$AR$36:$AZ$47,MATCH(AJ$2,$AS$2:$BA$2,0)+1,FALSE)","v":9.8469496902116704E-2},{"$f":"N8539*VLOOKUP($B8539,$AR$36:$AZ$47,MATCH(AK$2,$AS$2:$BA$2,0)+1,FALSE)","v":6.9678630642864253E-2},{"$f":"O8539*VLOOKUP($B8539,$AR$36:$AZ$47,MATCH(AL$2,$AS$2:$BA$2,0)+1,FALSE)","v":5.979690190814161E-2},{"$f":"P8539*VLOOKUP($B8539,$AR$36:$AZ$47,MATCH(AM$2,$AS$2:$BA$2,0)+1,FALSE)","v":3.3694345261405702E-6},{"$f":"Q8539*VLOOKUP($B8539,$AR$36:$AZ$47,MATCH(AN$2,$AS$2:$BA$2,0)+1,FALSE)","v":1.4666470740029168E-3},{"$f":"R8539*VLOOKUP($B8539,$AR$36:$BA$47,MATCH(AO$2,$AS$2:$BA$2,0)+1,FALSE)","v":0},0.9939819901155621]
[2006,12,22,18,null,2013,12,22,18,0.49571644722507641,0.41588761989357703,7.8770371182796187E-3,0.11326310270199025,9.0024999999999994E-2,6.1841E-2,1.683105607741946E-5,2.2456009552188762E-3,0,1.1868726389502198,null,null,0.46932176619452864,9.9202821542163241E-2,0.36791076903931325,7.095741731651839E-2,5.7007305287870021E-2,4.4053381687685304E-3,8.4235863153514252E-6,1.6413934720614079E-3,0,1.0704552346075389,null,{"$f":"J8540*VLOOKUP($B8540,$AR$36:$AZ$47,MATCH(AG$2,$AS$2:$BA$2,0)+1,FALSE)","v":0.47244782003047209},{"$f":"K8540*VLOOKUP($B8540,$AR$36:$AZ$47,MATCH(AH$2,$AS$2:$BA$2,0)+1,FALSE)","v":0.35967592947635851},{"$f":"L8540*VLOOKUP($B8540,$AR$36:$AZ$47,MATCH(AI$2,$AS$2:$BA$2,0)+1,FALSE)","v":5.64192577733196E-3},{"$f":"M8540*VLOOKUP($B8540,$AR$36:$AZ$47,MATCH(AJ$2,$AS$2:$BA$2,0)+1,FALSE)","v":9.8451199667230552E-2},{"$f":"N8540*VLOOKUP($B8540,$AR$36:$AZ$47,MATCH(AK$2,$AS$2:$BA$2,0)+1,FALSE)","v":7.0189546609464429E-2},{"$f":"O8540*VLOOKUP($B8540,$AR$36:$AZ$47,MATCH(AL$2,$AS$2:$BA$2,0)+1,FALSE)","v":5.960317544407636E-2},{"$f":"P8540*VLOOKUP($B8540,$AR$36:$AZ$47,MATCH(AM$2,$AS$2:$BA$2,0)+1,FALSE)","v":8.4235863153514252E-6},{"$f":"Q8540*VLOOKUP($B8540,$AR$36:$AZ$47,MATCH(AN$2,$AS$2:$BA$2,0)+1,FALSE)","v":1.6127032141525868E-3},{"$f":"R8540*VLOOKUP($B8540,$AR$36:$BA$47,MATCH(AO$2,$AS$2:$BA$2,0)+1,FALSE)","v":0},1.0676307238054019]
[2006,12,22,19,null,2013,12,22,19,0.52620018591645301,0.40796080831084858,7.8770371182796187E-3,0.11454881168912245,8.9196800000000021E-2,6.0914999999999997E-2,1.683105607741946E-5,2.2456009552188762E-3,0,1.2089610750460003,null,null,0.4981823823046766,0.10032892489058751,0.36089839548951236,7.0304632723110577E-2,5.6153684474872692E-2,4.4053381687685304E-3,8.4235863153514252E-6,1.6413934720614079E-3,0,1.091923175109905,null,{"$f":"J8541*VLOOKUP($B8541,$AR$36:$AZ$47,MATCH(AG$2,$AS$2:$BA$2,0)+1,FALSE)","v":0.50150067065049664},{"$f":"K8541*VLOOKUP($B8541,$AR$36:$AZ$47,MATCH(AH$2,$AS$2:$BA$2,0)+1,FALSE)","v":0.35282051184086505},{"$f":"L8541*VLOOKUP($B8541,$AR$36:$AZ$47,MATCH(AI$2,$AS$2:$BA$2,0)+1,FALSE)","v":5.64192577733196E-3},{"$f":"M8541*VLOOKUP($B8541,$AR$36:$AZ$47,MATCH(AJ$2,$AS$2:$BA$2,0)+1,FALSE)","v":9.9568770960850803E-2},{"$f":"N8541*VLOOKUP($B8541,$AR$36:$AZ$47,MATCH(AK$2,$AS$2:$BA$2,0)+1,FALSE)","v":6.9543826170675685E-2},{"$f":"O8541*VLOOKUP($B8541,$AR$36:$AZ$47,MATCH(AL$2,$AS$2:$BA$2,0)+1,FALSE)","v":5.8710684370820512E-2},{"$f":"P8541*VLOOKUP($B8541,$AR$36:$AZ$47,MATCH(AM$2,$AS$2:$BA$2,0)+1,FALSE)","v":8.4235863153514252E-6},{"$f":"Q8541*VLOOKUP($B8541,$AR$36:$AZ$47,MATCH(AN$2,$AS$2:$BA$2,0)+1,FALSE)","v":1.6127032141525868E-3},{"$f":"R8541*VLOOKUP($B8541,$AR$36:$BA$47,MATCH(AO$2,$AS$2:$BA$2,0)+1,FALSE)","v":0},1.0894075165715087]
[2006,12,22,20,null,2013,12,22,20,0.48466091847572373,0.39862916979295959,7.8770371182796187E-3,0.11761608126982713,8.8387999999999994E-2,6.053E-2,1.683105607741946E-5,2.2456009552188762E-3,0,1.1599636386680865,null,null,0.45885489484518094,0.10301542905282078,0.35264325602565444,6.9667139147708168E-2,5.5798777333399725E-2,4.4053381687685304E-3,8.4235863153514252E-6,1.6413934720614079E-3,0,1.0460346516319092,null,{"$f":"J8542*VLOOKUP($B8542,$AR$36:$AZ$47,MATCH(AG$2,$AS$2:$BA$2,0)+1,FALSE)","v":0.4619112310466808},{"$f":"K8542*VLOOKUP($B8542,$AR$36:$AZ$47,MATCH(AH$2,$AS$2:$BA$2,0)+1,FALSE)","v":0.34475014475872401},{"$f":"L8542*VLOOKUP($B8542,$AR$36:$AZ$47,MATCH(AI$2,$AS$2:$BA$2,0)+1,FALSE)","v":5.64192577733196E-3},{"$f":"M8542*VLOOKUP($B8542,$AR$36:$AZ$47,MATCH(AJ$2,$AS$2:$BA$2,0)+1,FALSE)","v":0.1022349205075193},{"$f":"N8542*VLOOKUP($B8542,$AR$36:$AZ$47,MATCH(AK$2,$AS$2:$BA$2,0)+1,FALSE)","v":6.8913231277060172E-2},{"$f":"O8542*VLOOKUP($B8542,$AR$36:$AZ$47,MATCH(AL$2,$AS$2:$BA$2,0)+1,FALSE)","v":5.8339616268008959E-2},{"$f":"P8542*VLOOKUP($B8542,$AR$36:$AZ$47,MATCH(AM$2,$AS$2:$BA$2,0)+1,FALSE)","v":8.4235863153514252E-6},{"$f":"Q8542*VLOOKUP($B8542,$AR$36:$AZ$47,MATCH(AN$2,$AS$2:$BA$2,0)+1,FALSE)","v":1.6127032141525868E-3},{"$f":"R8542*VLOOKUP($B8542,$AR$36:$BA$47,MATCH(AO$2,$AS$2:$BA$2,0)+1,FALSE)","v":0},1.0434121964357932]
[2006,12,22,21,null,2013,12,22,21,0.46184242794483255,0.39666635960372287,7.8770371182796187E-3,0.12122797238710355,8.7539400000000003E-2,5.9858000000000001E-2,1.683105607741946E-5,2.2456009552188762E-3,0,1.137273629065235,null,null,0.43725138675542707,0.10617894639773809,0.35090687587953451,6.8998275339490475E-2,5.517930305010145E-2,4.4053381687685304E-3,8.4235863153514252E-6,1.6413934720614079E-3,0,1.0245699426494368,null,{"$f":"J8543*VLOOKUP($B8543,$AR$36:$AZ$47,MATCH(AG$2,$AS$2:$BA$2,0)+1,FALSE)","v":0.44016382652126534},{"$f":"K8543*VLOOKUP($B8543,$AR$36:$AZ$47,MATCH(AH$2,$AS$2:$BA$2,0)+1,FALSE)","v":0.34305262950356918},{"$f":"L8543*VLOOKUP($B8543,$AR$36:$AZ$47,MATCH(AI$2,$AS$2:$BA$2,0)+1,FALSE)","v":5.64192577733196E-3},{"$f":"M8543*VLOOKUP($B8543,$AR$36:$AZ$47,MATCH(AJ$2,$AS$2:$BA$2,0)+1,FALSE)","v":0.10537446909024613},{"$f":"N8543*VLOOKUP($B8543,$AR$36:$AZ$47,MATCH(AK$2,$AS$2:$BA$2,0)+1,FALSE)","v":6.8251605625821166E-2},{"$f":"O8543*VLOOKUP($B8543,$AR$36:$AZ$47,MATCH(AL$2,$AS$2:$BA$2,0)+1,FALSE)","v":5.7691933761283336E-2},{"$f":"P8543*VLOOKUP($B8543,$AR$36:$AZ$47,MATCH(AM$2,$AS$2:$BA$2,0)+1,FALSE)","v":8.4235863153514252E-6},{"$f":"Q8543*VLOOKUP($B8543,$AR$36:$AZ$47,MATCH(AN$2,$AS$2:$BA$2,0)+1,FALSE)","v":1.6127032141525868E-3},{"$f":"R8543*VLOOKUP($B8543,$AR$36:$BA$47,MATCH(AO$2,$AS$2:$BA$2,0)+1,FALSE)","v":0},1.0217975170799851]
[2006,12,22,22,null,2013,12,22,22,0.41934738556197021,0.38718816689865299,7.8770371182796187E-3,0.11577218629584282,8.7211800000000006E-2,5.9846000000000003E-2,1.683105607741946E-5,2.2456009552188762E-3,0,1.0795050078860422,null,null,0.39701901508957244,0.10140043193828877,0.34252208873891848,6.8740062066367555E-2,5.5168241009328267E-2,4.4053381687685304E-3,8.4235863153514252E-6,1.6413934720614079E-3,0,0.97090499406962083,null,{"$f":"J8544*VLOOKUP($B8544,$AR$36:$AZ$47,MATCH(AG$2,$AS$2:$BA$2,0)+1,FALSE)","v":0.39966347546720771},{"$f":"K8544*VLOOKUP($B8544,$AR$36:$AZ$47,MATCH(AH$2,$AS$2:$BA$2,0)+1,FALSE)","v":0.33485551661084972},{"$f":"L8544*VLOOKUP($B8544,$AR$36:$AZ$47,MATCH(AI$2,$AS$2:$BA$2,0)+1,FALSE)","v":5.64192577733196E-3},{"$f":"M8544*VLOOKUP($B8544,$AR$36:$AZ$47,MATCH(AJ$2,$AS$2:$BA$2,0)+1,FALSE)","v":0.10063215960905821},{"$f":"N8544*VLOOKUP($B8544,$AR$36:$AZ$47,MATCH(AK$2,$AS$2:$BA$2,0)+1,FALSE)","v":6.7996186625884927E-2},{"$f":"O8544*VLOOKUP($B8544,$AR$36:$AZ$47,MATCH(AL$2,$AS$2:$BA$2,0)+1,FALSE)","v":5.7680368002234667E-2},{"$f":"P8544*VLOOKUP($B8544,$AR$36:$AZ$47,MATCH(AM$2,$AS$2:$BA$2,0)+1,FALSE)","v":8.4235863153514252E-6},{"$f":"Q8544*VLOOKUP($B8544,$AR$36:$AZ$47,MATCH(AN$2,$AS$2:$BA$2,0)+1,FALSE)","v":1.6127032141525868E-3},{"$f":"R8544*VLOOKUP($B8544,$AR$36:$BA$47,MATCH(AO$2,$AS$2:$BA$2,0)+1,FALSE)","v":0},0.9680907588930352]
[2006,12,22,23,null,2013,12,22,23,0.34706717795013581,0.3868837230803836,7.8770371182796187E-3,0.1208639123265909,8.5955100000000006E-2,5.9375999999999998E-2,1.683105607741946E-5,2.2456009552188762E-3,0,1.0102853824866864,null,null,0.32858740486726523,0.10586008010896363,0.34225276559980361,6.7749535142272374E-2,5.4734977745711906E-2,4.4053381687685304E-3,8.4235863153514252E-6,1.6413934720614079E-3,0,0.90523991869116205,null,{"$f":"J8545*VLOOKUP($B8545,$AR$36:$AZ$47,MATCH(AG$2,$AS$2:$BA$2,0)+1,FALSE)","v":0.33077605664397031},{"$f":"K8545*VLOOKUP($B8545,$AR$36:$AZ$47,MATCH(AH$2,$AS$2:$BA$2,0)+1,FALSE)","v":0.33459222165309793},{"$f":"L8545*VLOOKUP($B8545,$AR$36:$AZ$47,MATCH(AI$2,$AS$2:$BA$2,0)+1,FALSE)","v":5.64192577733196E-3},{"$f":"M8545*VLOOKUP($B8545,$AR$36:$AZ$47,MATCH(AJ$2,$AS$2:$BA$2,0)+1,FALSE)","v":0.10505801872950772},{"$f":"N8545*VLOOKUP($B8545,$AR$36:$AZ$47,MATCH(AK$2,$AS$2:$BA$2,0)+1,FALSE)","v":6.7016378758913378E-2},{"$f":"O8545*VLOOKUP($B8545,$AR$36:$AZ$47,MATCH(AL$2,$AS$2:$BA$2,0)+1,FALSE)","v":5.7227375772828347E-2},{"$f":"P8545*VLOOKUP($B8545,$AR$36:$AZ$47,MATCH(AM$2,$AS$2:$BA$2,0)+1,FALSE)","v":8.4235863153514252E-6},{"$f":"Q8545*VLOOKUP($B8545,$AR$36:$AZ$47,MATCH(AN$2,$AS$2:$BA$2,0)+1,FALSE)","v":1.6127032141525868E-3},{"$f":"R8545*VLOOKUP($B8545,$AR$36:$BA$47,MATCH(AO$2,$AS$2:$BA$2,0)+1,FALSE)","v":0},0.9019331041361176]
[2006,12,22,24,null,2013,12,22,24,0.24543046496365697,0.3952773195293352,7.8770371182796187E-3,0.1414326491428316,8.5709300000000044E-2,5.9179000000000002E-2,1.683105607741946E-5,2.2456009552188762E-3,0,0.93716820276539969,null,null,0.23236239172509962,0.12387545033149766,0.3496780756519029,6.7555796367749762E-2,5.4553375909685481E-2,4.4053381687685304E-3,8.4235863153514252E-6,1.6413934720614079E-3,0,0.83408024521308066,null,{"$f":"J8546*VLOOKUP($B8546,$AR$36:$AZ$47,MATCH(AG$2,$AS$2:$BA$2,0)+1,FALSE)","v":0.23391010887419122},{"$f":"K8546*VLOOKUP($B8546,$AR$36:$AZ$47,MATCH(AH$2,$AS$2:$BA$2,0)+1,FALSE)","v":0.34185133315345628},{"$f":"L8546*VLOOKUP($B8546,$AR$36:$AZ$47,MATCH(AI$2,$AS$2:$BA$2,0)+1,FALSE)","v":5.64192577733196E-3},{"$f":"M8546*VLOOKUP($B8546,$AR$36:$AZ$47,MATCH(AJ$2,$AS$2:$BA$2,0)+1,FALSE)","v":0.12293689337526513},{"$f":"N8546*VLOOKUP($B8546,$AR$36:$AZ$47,MATCH(AK$2,$AS$2:$BA$2,0)+1,FALSE)","v":6.6824736542233518E-2},{"$f":"O8546*VLOOKUP($B8546,$AR$36:$AZ$47,MATCH(AL$2,$AS$2:$BA$2,0)+1,FALSE)","v":5.703750456177932E-2},{"$f":"P8546*VLOOKUP($B8546,$AR$36:$AZ$47,MATCH(AM$2,$AS$2:$BA$2,0)+1,FALSE)","v":8.4235863153514252E-6},{"$f":"Q8546*VLOOKUP($B8546,$AR$36:$AZ$47,MATCH(AN$2,$AS$2:$BA$2,0)+1,FALSE)","v":1.6127032141525868E-3},{"$f":"R8546*VLOOKUP($B8546,$AR$36:$BA$47,MATCH(AO$2,$AS$2:$BA$2,0)+1,FALSE)","v":0},0.82982362908472551]
[2006,12,23,1,null,2013,12,23,1,0.2309994764994949,0.34486324624701775,7.8770371182796187E-3,9.4347626702057541E-2,8.6069799999999988E-2,5.8736999999999998E-2,1.683105607741946E-5,2.2456009552188762E-3,0,0.82515661857814604,null,null,0.21869978877567944,8.263547926350763E-2,0.30507977653338625,6.7839941315737562E-2,5.4145924074539886E-2,4.4053381687685304E-3,8.4235863153514252E-6,1.6413934720614079E-3,0,0.73445606518999607,null,{"$f":"J8547*VLOOKUP($B8547,$AR$36:$AZ$47,MATCH(AG$2,$AS$2:$BA$2,0)+1,FALSE)","v":0.22015650219250157},{"$f":"K8547*VLOOKUP($B8547,$AR$36:$AZ$47,MATCH(AH$2,$AS$2:$BA$2,0)+1,FALSE)","v":0.29825126477164959},{"$f":"L8547*VLOOKUP($B8547,$AR$36:$AZ$47,MATCH(AI$2,$AS$2:$BA$2,0)+1,FALSE)","v":5.64192577733196E-3},{"$f":"M8547*VLOOKUP($B8547,$AR$36:$AZ$47,MATCH(AJ$2,$AS$2:$BA$2,0)+1,FALSE)","v":8.2009381810890306E-2},{"$f":"N8547*VLOOKUP($B8547,$AR$36:$AZ$47,MATCH(AK$2,$AS$2:$BA$2,0)+1,FALSE)","v":6.7105806595582129E-2},{"$f":"O8547*VLOOKUP($B8547,$AR$36:$AZ$47,MATCH(AL$2,$AS$2:$BA$2,0)+1,FALSE)","v":5.6611499103486569E-2},{"$f":"P8547*VLOOKUP($B8547,$AR$36:$AZ$47,MATCH(AM$2,$AS$2:$BA$2,0)+1,FALSE)","v":8.4235863153514252E-6},{"$f":"Q8547*VLOOKUP($B8547,$AR$36:$AZ$47,MATCH(AN$2,$AS$2:$BA$2,0)+1,FALSE)","v":1.6127032141525868E-3},{"$f":"R8547*VLOOKUP($B8547,$AR$36:$BA$47,MATCH(AO$2,$AS$2:$BA$2,0)+1,FALSE)","v":0},0.7313975070519102]
[2006,12,23,2,null,2013,12,23,2,0.20740038961880536,0.33701497804117347,7.8770371182796187E-3,8.9495495754679855E-2,8.5875299999999974E-2,5.8444999999999997E-2,1.683105607741946E-5,2.2456009552188762E-3,0,0.78837063254423445,null,null,0.19635724759629719,7.8385683266497058E-2,0.29813688558612061,6.7686637037280867E-2,5.3876747749059088E-2,4.4053381687685304E-3,8.4235863153514252E-6,1.6413934720614079E-3,0,0.7004983564624,null,{"$f":"J8548*VLOOKUP($B8548,$AR$36:$AZ$47,MATCH(AG$2,$AS$2:$BA$2,0)+1,FALSE)","v":0.19766514203307314},{"$f":"K8548*VLOOKUP($B8548,$AR$36:$AZ$47,MATCH(AH$2,$AS$2:$BA$2,0)+1,FALSE)","v":0.29146377452984068},{"$f":"L8548*VLOOKUP($B8548,$AR$36:$AZ$47,MATCH(AI$2,$AS$2:$BA$2,0)+1,FALSE)","v":5.64192577733196E-3},{"$f":"M8548*VLOOKUP($B8548,$AR$36:$AZ$47,MATCH(AJ$2,$AS$2:$BA$2,0)+1,FALSE)","v":7.7791784894366542E-2},{"$f":"N8548*VLOOKUP($B8548,$AR$36:$AZ$47,MATCH(AK$2,$AS$2:$BA$2,0)+1,FALSE)","v":6.6954161310210925E-2},{"$f":"O8548*VLOOKUP($B8548,$AR$36:$AZ$47,MATCH(AL$2,$AS$2:$BA$2,0)+1,FALSE)","v":5.6330065633302222E-2},{"$f":"P8548*VLOOKUP($B8548,$AR$36:$AZ$47,MATCH(AM$2,$AS$2:$BA$2,0)+1,FALSE)","v":8.4235863153514252E-6},{"$f":"Q8548*VLOOKUP($B8548,$AR$36:$AZ$47,MATCH(AN$2,$AS$2:$BA$2,0)+1,FALSE)","v":1.6127032141525868E-3},{"$f":"R8548*VLOOKUP($B8548,$AR$36:$BA$47,MATCH(AO$2,$AS$2:$BA$2,0)+1,FALSE)","v":0},0.69746798097859342]
[2006,12,23,3,null,2013,12,23,3,0.19560372130135473,0.33302088030312665,7.8770371182796187E-3,8.7317863983970817E-2,8.6085200000000001E-2,5.8193000000000002E-2,1.683105607741946E-5,2.2456009552188762E-3,0,0.770360134718028,null,null,0.18518869904208068,7.6478378850666343E-2,0.29460354749156753,6.7852079546525404E-2,5.3644444892822239E-2,4.4053381687685304E-3,8.4235863153514252E-6,1.6413934720614079E-3,0,0.68382230505080754,null,{"$f":"J8549*VLOOKUP($B8549,$AR$36:$AZ$47,MATCH(AG$2,$AS$2:$BA$2,0)+1,FALSE)","v":0.18642220211974087},{"$f":"K8549*VLOOKUP($B8549,$AR$36:$AZ$47,MATCH(AH$2,$AS$2:$BA$2,0)+1,FALSE)","v":0.28800952211251934},{"$f":"L8549*VLOOKUP($B8549,$AR$36:$AZ$47,MATCH(AI$2,$AS$2:$BA$2,0)+1,FALSE)","v":5.64192577733196E-3},{"$f":"M8549*VLOOKUP($B8549,$AR$36:$AZ$47,MATCH(AJ$2,$AS$2:$BA$2,0)+1,FALSE)","v":7.5898931395342512E-2},{"$f":"N8549*VLOOKUP($B8549,$AR$36:$AZ$47,MATCH(AK$2,$AS$2:$BA$2,0)+1,FALSE)","v":6.7117813471647511E-2},{"$f":"O8549*VLOOKUP($B8549,$AR$36:$AZ$47,MATCH(AL$2,$AS$2:$BA$2,0)+1,FALSE)","v":5.6087184693280112E-2},{"$f":"P8549*VLOOKUP($B8549,$AR$36:$AZ$47,MATCH(AM$2,$AS$2:$BA$2,0)+1,FALSE)","v":8.4235863153514252E-6},{"$f":"Q8549*VLOOKUP($B8549,$AR$36:$AZ$47,MATCH(AN$2,$AS$2:$BA$2,0)+1,FALSE)","v":1.6127032141525868E-3},{"$f":"R8549*VLOOKUP($B8549,$AR$36:$BA$47,MATCH(AO$2,$AS$2:$BA$2,0)+1,FALSE)","v":0},0.68079870637033024]
[2006,12,23,4,null,2013,12,23,4,0.19052641925949756,0.33319594762432397,7.8770371182796187E-3,8.7996344472113103E-2,8.6870200000000009E-2,5.6838E-2,1.683105607741946E-5,2.2456009552188762E-3,0,0.76556638048551062,null,null,0.18038174059814277,7.7072633971525181E-2,0.29475841902342953,6.8470814037982969E-2,5.2395356122183601E-2,4.4053381687685304E-3,8.4235863153514252E-6,1.6413934720614079E-3,0,0.67913411898040932,null,{"$f":"J8550*VLOOKUP($B8550,$AR$36:$AZ$47,MATCH(AG$2,$AS$2:$BA$2,0)+1,FALSE)","v":0.18158322553395384},{"$f":"K8550*VLOOKUP($B8550,$AR$36:$AZ$47,MATCH(AH$2,$AS$2:$BA$2,0)+1,FALSE)","v":0.28816092720000114},{"$f":"L8550*VLOOKUP($B8550,$AR$36:$AZ$47,MATCH(AI$2,$AS$2:$BA$2,0)+1,FALSE)","v":5.64192577733196E-3},{"$f":"M8550*VLOOKUP($B8550,$AR$36:$AZ$47,MATCH(AJ$2,$AS$2:$BA$2,0)+1,FALSE)","v":7.6488684072206464E-2},{"$f":"N8550*VLOOKUP($B8550,$AR$36:$AZ$47,MATCH(AK$2,$AS$2:$BA$2,0)+1,FALSE)","v":6.7729852284071065E-2},{"$f":"O8550*VLOOKUP($B8550,$AR$36:$AZ$47,MATCH(AL$2,$AS$2:$BA$2,0)+1,FALSE)","v":5.478121773403425E-2},{"$f":"P8550*VLOOKUP($B8550,$AR$36:$AZ$47,MATCH(AM$2,$AS$2:$BA$2,0)+1,FALSE)","v":8.4235863153514252E-6},{"$f":"Q8550*VLOOKUP($B8550,$AR$36:$AZ$47,MATCH(AN$2,$AS$2:$BA$2,0)+1,FALSE)","v":1.6127032141525868E-3},{"$f":"R8550*VLOOKUP($B8550,$AR$36:$BA$47,MATCH(AO$2,$AS$2:$BA$2,0)+1,FALSE)","v":0},0.67600695940206668]
[2006,12,23,5,null,2013,12,23,5,0.19611872871037012,0.3361585173581233,7.8770371182796187E-3,8.6498166292113862E-2,9.0094599999999983E-2,5.7057999999999998E-2,1.683105607741946E-5,2.2456009552188762E-3,0,0.77606748149018312,null,null,0.18567628461273378,7.576043697988992E-2,0.29737922632077979,7.1012275814104936E-2,5.2598160203025296E-2,4.4053381687685304E-3,8.4235863153514252E-6,1.6413934720614079E-3,0,0.68848153915767907,null,{"$f":"J8551*VLOOKUP($B8551,$AR$36:$AZ$47,MATCH(AG$2,$AS$2:$BA$2,0)+1,FALSE)","v":0.18691303539560025},{"$f":"K8551*VLOOKUP($B8551,$AR$36:$AZ$47,MATCH(AH$2,$AS$2:$BA$2,0)+1,FALSE)","v":0.29072307373111322},{"$f":"L8551*VLOOKUP($B8551,$AR$36:$AZ$47,MATCH(AI$2,$AS$2:$BA$2,0)+1,FALSE)","v":5.64192577733196E-3},{"$f":"M8551*VLOOKUP($B8551,$AR$36:$AZ$47,MATCH(AJ$2,$AS$2:$BA$2,0)+1,FALSE)","v":7.5186429095806265E-2},{"$f":"N8551*VLOOKUP($B8551,$AR$36:$AZ$47,MATCH(AK$2,$AS$2:$BA$2,0)+1,FALSE)","v":7.024381145194171E-2},{"$f":"O8551*VLOOKUP($B8551,$AR$36:$AZ$47,MATCH(AL$2,$AS$2:$BA$2,0)+1,FALSE)","v":5.4993256649926561E-2},{"$f":"P8551*VLOOKUP($B8551,$AR$36:$AZ$47,MATCH(AM$2,$AS$2:$BA$2,0)+1,FALSE)","v":8.4235863153514252E-6},{"$f":"Q8551*VLOOKUP($B8551,$AR$36:$AZ$47,MATCH(AN$2,$AS$2:$BA$2,0)+1,FALSE)","v":1.6127032141525868E-3},{"$f":"R8551*VLOOKUP($B8551,$AR$36:$BA$47,MATCH(AO$2,$AS$2:$BA$2,0)+1,FALSE)","v":0},0.68532265890218802]
[2006,12,23,6,null,2013,12,23,6,0.20463473280804043,0.34883807536456363,7.8770371182796187E-3,9.1236120801569176E-2,9.2853600000000022E-2,6.0011000000000002E-2,1.683105607741946E-5,2.2456009552188762E-3,0,0.80771299810374908,null,null,0.19373884962628432,7.9910230199956134E-2,0.30859606883804869,7.318691079745708E-2,5.5320344069959539E-2,4.4053381687685304E-3,8.4235863153514252E-6,1.6413934720614079E-3,0,0.71680755875885105,null,{"$f":"J8552*VLOOKUP($B8552,$AR$36:$AZ$47,MATCH(AG$2,$AS$2:$BA$2,0)+1,FALSE)","v":0.19502930346343808},{"$f":"K8552*VLOOKUP($B8552,$AR$36:$AZ$47,MATCH(AH$2,$AS$2:$BA$2,0)+1,FALSE)","v":0.30168885293002962},{"$f":"L8552*VLOOKUP($B8552,$AR$36:$AZ$47,MATCH(AI$2,$AS$2:$BA$2,0)+1,FALSE)","v":5.64192577733196E-3},{"$f":"M8552*VLOOKUP($B8552,$AR$36:$AZ$47,MATCH(AJ$2,$AS$2:$BA$2,0)+1,FALSE)","v":7.9304780918217049E-2},{"$f":"N8552*VLOOKUP($B8552,$AR$36:$AZ$47,MATCH(AK$2,$AS$2:$BA$2,0)+1,FALSE)","v":7.239491346910934E-2},{"$f":"O8552*VLOOKUP($B8552,$AR$36:$AZ$47,MATCH(AL$2,$AS$2:$BA$2,0)+1,FALSE)","v":5.7839397189153902E-2},{"$f":"P8552*VLOOKUP($B8552,$AR$36:$AZ$47,MATCH(AM$2,$AS$2:$BA$2,0)+1,FALSE)","v":8.4235863153514252E-6},{"$f":"Q8552*VLOOKUP($B8552,$AR$36:$AZ$47,MATCH(AN$2,$AS$2:$BA$2,0)+1,FALSE)","v":1.6127032141525868E-3},{"$f":"R8552*VLOOKUP($B8552,$AR$36:$BA$47,MATCH(AO$2,$AS$2:$BA$2,0)+1,FALSE)","v":0},0.71352030054774784]
[2006,12,23,7,null,2013,12,23,7,0.22463485479005546,0.36955137497303048,7.8770371182796187E-3,9.4857058035563657E-2,0.10307559999999999,6.5421000000000007E-2,1.683105607741946E-5,2.2456009552188762E-3,0,0.86767935692822551,null,null,0.21267405467192899,8.3081670692668488E-2,0.32691987946324308,8.1243858532080229E-2,6.0307480785203101E-2,4.4053381687685304E-3,8.4235863153514252E-6,1.6413934720614079E-3,0,0.77028209937226921,null,{"$f":"J8553*VLOOKUP($B8553,$AR$36:$AZ$47,MATCH(AG$2,$AS$2:$BA$2,0)+1,FALSE)","v":0.2140906319378921},{"$f":"K8553*VLOOKUP($B8553,$AR$36:$AZ$47,MATCH(AH$2,$AS$2:$BA$2,0)+1,FALSE)","v":0.31960252704012704},{"$f":"L8553*VLOOKUP($B8553,$AR$36:$AZ$47,MATCH(AI$2,$AS$2:$BA$2,0)+1,FALSE)","v":5.64192577733196E-3},{"$f":"M8553*VLOOKUP($B8553,$AR$36:$AZ$47,MATCH(AJ$2,$AS$2:$BA$2,0)+1,FALSE)","v":8.2452192618075376E-2},{"$f":"N8553*VLOOKUP($B8553,$AR$36:$AZ$47,MATCH(AK$2,$AS$2:$BA$2,0)+1,FALSE)","v":8.0364672374323917E-2},{"$f":"O8553*VLOOKUP($B8553,$AR$36:$AZ$47,MATCH(AL$2,$AS$2:$BA$2,0)+1,FALSE)","v":6.3053626893596795E-2},{"$f":"P8553*VLOOKUP($B8553,$AR$36:$AZ$47,MATCH(AM$2,$AS$2:$BA$2,0)+1,FALSE)","v":8.4235863153514252E-6},{"$f":"Q8553*VLOOKUP($B8553,$AR$36:$AZ$47,MATCH(AN$2,$AS$2:$BA$2,0)+1,FALSE)","v":1.6127032141525868E-3},{"$f":"R8553*VLOOKUP($B8553,$AR$36:$BA$47,MATCH(AO$2,$AS$2:$BA$2,0)+1,FALSE)","v":0},0.76682670344181514]
[2006,12,23,8,null,2013,12,23,8,0.25203866271220948,0.39482783474687738,4.9887901749104254E-3,0.10697397960979589,0.11133760000000001,6.9264000000000006E-2,1.0659668849032324E-5,2.1213161224772018E-3,0,0.9415628430351195,null,null,0.23861873253459714,9.3694419062555989E-2,0.34928044349341775,8.775594053007052E-2,6.3850099342815117E-2,2.7900475068867356E-3,5.3349379997225689E-6,1.5505490534819082E-3,0,0.83754556646182499,null,{"$f":"J8554*VLOOKUP($B8554,$AR$36:$AZ$47,MATCH(AG$2,$AS$2:$BA$2,0)+1,FALSE)","v":0.24020812185744084},{"$f":"K8554*VLOOKUP($B8554,$AR$36:$AZ$47,MATCH(AH$2,$AS$2:$BA$2,0)+1,FALSE)","v":0.34146260107973558},{"$f":"L8554*VLOOKUP($B8554,$AR$36:$AZ$47,MATCH(AI$2,$AS$2:$BA$2,0)+1,FALSE)","v":3.5732196589769085E-3},{"$f":"M8554*VLOOKUP($B8554,$AR$36:$AZ$47,MATCH(AJ$2,$AS$2:$BA$2,0)+1,FALSE)","v":9.2984532248534313E-2},{"$f":"N8554*VLOOKUP($B8554,$AR$36:$AZ$47,MATCH(AK$2,$AS$2:$BA$2,0)+1,FALSE)","v":8.6806283416672111E-2},{"$f":"O8554*VLOOKUP($B8554,$AR$36:$AZ$47,MATCH(AL$2,$AS$2:$BA$2,0)+1,FALSE)","v":6.6757561228933962E-2},{"$f":"P8554*VLOOKUP($B8554,$AR$36:$AZ$47,MATCH(AM$2,$AS$2:$BA$2,0)+1,FALSE)","v":5.3349379997225689E-6},{"$f":"Q8554*VLOOKUP($B8554,$AR$36:$AZ$47,MATCH(AN$2,$AS$2:$BA$2,0)+1,FALSE)","v":1.5234466840611223E-3},{"$f":"R8554*VLOOKUP($B8554,$AR$36:$BA$47,MATCH(AO$2,$AS$2:$BA$2,0)+1,FALSE)","v":0},0.83332110111235458]
[2006,12,23,9,null,2013,12,23,9,0.2892663165143633,0.40631508890708601,0,0.11175813417241222,0.1143327,7.0805999999999994E-2,0,1.9066423204688544E-3,0,0.99438488191433039,null,null,0.27386418047466188,9.7884677142930948E-2,0.35944252649390207,9.0116668778942532E-2,6.5271571582169174E-2,0,0,1.3936359668445897E-3,0,0.88797326043945113,null,{"$f":"J8555*VLOOKUP($B8555,$AR$36:$AZ$47,MATCH(AG$2,$AS$2:$BA$2,0)+1,FALSE)","v":0.27568833233286799},{"$f":"K8555*VLOOKUP($B8555,$AR$36:$AZ$47,MATCH(AH$2,$AS$2:$BA$2,0)+1,FALSE)","v":0.35139722913685706},{"$f":"L8555*VLOOKUP($B8555,$AR$36:$AZ$47,MATCH(AI$2,$AS$2:$BA$2,0)+1,FALSE)","v":0},{"$f":"M8555*VLOOKUP($B8555,$AR$36:$AZ$47,MATCH(AJ$2,$AS$2:$BA$2,0)+1,FALSE)","v":9.7143042344468272E-2},{"$f":"N8555*VLOOKUP($B8555,$AR$36:$AZ$47,MATCH(AK$2,$AS$2:$BA$2,0)+1,FALSE)","v":8.9141464877932938E-2},{"$f":"O8555*VLOOKUP($B8555,$AR$36:$AZ$47,MATCH(AL$2,$AS$2:$BA$2,0)+1,FALSE)","v":6.8243761266688283E-2},{"$f":"P8555*VLOOKUP($B8555,$AR$36:$AZ$47,MATCH(AM$2,$AS$2:$BA$2,0)+1,FALSE)","v":0},{"$f":"Q8555*VLOOKUP($B8555,$AR$36:$AZ$47,MATCH(AN$2,$AS$2:$BA$2,0)+1,FALSE)","v":1.3692763139031379E-3},{"$f":"R8555*VLOOKUP($B8555,$AR$36:$BA$47,MATCH(AO$2,$AS$2:$BA$2,0)+1,FALSE)","v":0},0.8829831062727177]
[2006,12,23,10,null,2013,12,23,10,0.3262799129843616,0.4023484379320339,0,9.4992701953629216E-2,0.11579150000000002,7.1718000000000004E-2,0,1.9066423204688544E-3,6.2912000000000016E-4,1.0136663151904934,null,null,0.30890696867697437,8.320047601475597E-2,0.35593346890013333,9.1266490277207901E-2,6.6112286680931137E-2,0,0,1.3936359668445897E-3,6.2912000000000016E-4,0.90744244651684736,null,{"$f":"J8556*VLOOKUP($B8556,$AR$36:$AZ$47,MATCH(AG$2,$AS$2:$BA$2,0)+1,FALSE)","v":0.31096453319654122},{"$f":"K8556*VLOOKUP($B8556,$AR$36:$AZ$47,MATCH(AH$2,$AS$2:$BA$2,0)+1,FALSE)","v":0.34796671375694443},{"$f":"L8556*VLOOKUP($B8556,$AR$36:$AZ$47,MATCH(AI$2,$AS$2:$BA$2,0)+1,FALSE)","v":0},{"$f":"M8556*VLOOKUP($B8556,$AR$36:$AZ$47,MATCH(AJ$2,$AS$2:$BA$2,0)+1,FALSE)","v":8.2570097797631123E-2},{"$f":"N8556*VLOOKUP($B8556,$AR$36:$AZ$47,MATCH(AK$2,$AS$2:$BA$2,0)+1,FALSE)","v":9.0278843501580691E-2},{"$f":"O8556*VLOOKUP($B8556,$AR$36:$AZ$47,MATCH(AL$2,$AS$2:$BA$2,0)+1,FALSE)","v":6.9122758954387353E-2},{"$f":"P8556*VLOOKUP($B8556,$AR$36:$AZ$47,MATCH(AM$2,$AS$2:$BA$2,0)+1,FALSE)","v":0},{"$f":"Q8556*VLOOKUP($B8556,$AR$36:$AZ$47,MATCH(AN$2,$AS$2:$BA$2,0)+1,FALSE)","v":1.3692763139031379E-3},{"$f":"R8556*VLOOKUP($B8556,$AR$36:$BA$47,MATCH(AO$2,$AS$2:$BA$2,0)+1,FALSE)","v":6.2912000000000016E-4},0.90290134352098794]
[2006,12,23,11,null,2013,12,23,11,0.3231594236369556,0.41302281864297929,0,0.10248170342563333,0.11608039999999996,7.2620000000000004E-2,0,1.9066423204688544E-3,5.9935999999999995E-4,1.0298703480260369,null,null,0.30595263141398088,8.9759806095187952E-2,0.36537645164000737,9.1494200334000325E-2,6.6943783412382094E-2,0,0,1.3936359668445897E-3,5.9935999999999995E-4,0.92151986886240334,null,{"$f":"J8557*VLOOKUP($B8557,$AR$36:$AZ$47,MATCH(AG$2,$AS$2:$BA$2,0)+1,FALSE)","v":0.30799051771276431},{"$f":"K8557*VLOOKUP($B8557,$AR$36:$AZ$47,MATCH(AH$2,$AS$2:$BA$2,0)+1,FALSE)","v":0.35719833696509923},{"$f":"L8557*VLOOKUP($B8557,$AR$36:$AZ$47,MATCH(AI$2,$AS$2:$BA$2,0)+1,FALSE)","v":0},{"$f":"M8557*VLOOKUP($B8557,$AR$36:$AZ$47,MATCH(AJ$2,$AS$2:$BA$2,0)+1,FALSE)","v":8.9079730340264118E-2},{"$f":"N8557*VLOOKUP($B8557,$AR$36:$AZ$47,MATCH(AK$2,$AS$2:$BA$2,0)+1,FALSE)","v":9.0504089377898042E-2},{"$f":"O8557*VLOOKUP($B8557,$AR$36:$AZ$47,MATCH(AL$2,$AS$2:$BA$2,0)+1,FALSE)","v":6.9992118509545856E-2},{"$f":"P8557*VLOOKUP($B8557,$AR$36:$AZ$47,MATCH(AM$2,$AS$2:$BA$2,0)+1,FALSE)","v":0},{"$f":"Q8557*VLOOKUP($B8557,$AR$36:$AZ$47,MATCH(AN$2,$AS$2:$BA$2,0)+1,FALSE)","v":1.3692763139031379E-3},{"$f":"R8557*VLOOKUP($B8557,$AR$36:$BA$47,MATCH(AO$2,$AS$2:$BA$2,0)+1,FALSE)","v":5.9935999999999995E-4},0.91673342921947476]
[2006,12,23,12,null,2013,12,23,12,0.33184893847582625,0.41779707147546935,0,0.10445683920927094,0.11627180000000001,7.3484999999999995E-2,0,1.9066423204688544E-3,6.1375999999999976E-4,1.0463800514810353,null,null,0.31417946849873202,9.1489752017482551E-2,0.36959994603409158,9.164506120236339E-2,6.77411721847824E-2,0,0,1.3936359668445897E-3,6.1375999999999976E-4,0.93666279590429657,null,{"$f":"J8558*VLOOKUP($B8558,$AR$36:$AZ$47,MATCH(AG$2,$AS$2:$BA$2,0)+1,FALSE)","v":0.31627215203360998},{"$f":"K8558*VLOOKUP($B8558,$AR$36:$AZ$47,MATCH(AH$2,$AS$2:$BA$2,0)+1,FALSE)","v":0.36132729811455688},{"$f":"L8558*VLOOKUP($B8558,$AR$36:$AZ$47,MATCH(AI$2,$AS$2:$BA$2,0)+1,FALSE)","v":0},{"$f":"M8558*VLOOKUP($B8558,$AR$36:$AZ$47,MATCH(AJ$2,$AS$2:$BA$2,0)+1,FALSE)","v":9.0796569123291579E-2},{"$f":"N8558*VLOOKUP($B8558,$AR$36:$AZ$47,MATCH(AK$2,$AS$2:$BA$2,0)+1,FALSE)","v":9.0653317694710661E-2},{"$f":"O8558*VLOOKUP($B8558,$AR$36:$AZ$47,MATCH(AL$2,$AS$2:$BA$2,0)+1,FALSE)","v":7.0825816974304276E-2},{"$f":"P8558*VLOOKUP($B8558,$AR$36:$AZ$47,MATCH(AM$2,$AS$2:$BA$2,0)+1,FALSE)","v":0},{"$f":"Q8558*VLOOKUP($B8558,$AR$36:$AZ$47,MATCH(AN$2,$AS$2:$BA$2,0)+1,FALSE)","v":1.3692763139031379E-3},{"$f":"R8558*VLOOKUP($B8558,$AR$36:$BA$47,MATCH(AO$2,$AS$2:$BA$2,0)+1,FALSE)","v":6.1375999999999976E-4},0.93185819025437644]
[2006,12,23,13,null,2013,12,23,13,0.31145786444910867,0.42368445660789339,0,0.11456933719825477,0.11532700000000003,7.2576000000000002E-2,0,1.9066423204688544E-3,6.0512000000000012E-4,1.0401264205757257,null,null,0.29487412785410883,0.1003469023993343,0.37480816163871816,9.0900372861561995E-2,6.6903222596213757E-2,0,0,1.3936359668445897E-3,6.0512000000000012E-4,0.92983154331678175,null,{"$f":"J8559*VLOOKUP($B8559,$AR$36:$AZ$47,MATCH(AG$2,$AS$2:$BA$2,0)+1,FALSE)","v":0.29683822256459524},{"$f":"K8559*VLOOKUP($B8559,$AR$36:$AZ$47,MATCH(AH$2,$AS$2:$BA$2,0)+1,FALSE)","v":0.36641893974657225},{"$f":"L8559*VLOOKUP($B8559,$AR$36:$AZ$47,MATCH(AI$2,$AS$2:$BA$2,0)+1,FALSE)","v":0},{"$f":"M8559*VLOOKUP($B8559,$AR$36:$AZ$47,MATCH(AJ$2,$AS$2:$BA$2,0)+1,FALSE)","v":9.9586612260882751E-2},{"$f":"N8559*VLOOKUP($B8559,$AR$36:$AZ$47,MATCH(AK$2,$AS$2:$BA$2,0)+1,FALSE)","v":8.9916688051426899E-2},{"$f":"O8559*VLOOKUP($B8559,$AR$36:$AZ$47,MATCH(AL$2,$AS$2:$BA$2,0)+1,FALSE)","v":6.9949710726367395E-2},{"$f":"P8559*VLOOKUP($B8559,$AR$36:$AZ$47,MATCH(AM$2,$AS$2:$BA$2,0)+1,FALSE)","v":0},{"$f":"Q8559*VLOOKUP($B8559,$AR$36:$AZ$47,MATCH(AN$2,$AS$2:$BA$2,0)+1,FALSE)","v":1.3692763139031379E-3},{"$f":"R8559*VLOOKUP($B8559,$AR$36:$BA$47,MATCH(AO$2,$AS$2:$BA$2,0)+1,FALSE)","v":6.0512000000000012E-4},0.92468456966374768]
[2006,12,23,14,null,2013,12,23,14,0.30384931047806174,0.42181489932753052,0,0.11222857318965496,0.11576329999999999,7.1669999999999998E-2,0,1.9066423204688544E-3,6.2015999999999981E-4,1.0278528853157161,null,null,0.2876706953114383,9.8296716692975711E-2,0.37315427673356671,9.1244263127323658E-2,6.6068038517838393E-2,0,0,1.3936359668445897E-3,6.2015999999999981E-4,0.91844778634998736,null,{"$f":"J8560*VLOOKUP($B8560,$AR$36:$AZ$47,MATCH(AG$2,$AS$2:$BA$2,0)+1,FALSE)","v":0.28958680946880744},{"$f":"K8560*VLOOKUP($B8560,$AR$36:$AZ$47,MATCH(AH$2,$AS$2:$BA$2,0)+1,FALSE)","v":0.36480207326543995},{"$f":"L8560*VLOOKUP($B8560,$AR$36:$AZ$47,MATCH(AI$2,$AS$2:$BA$2,0)+1,FALSE)","v":0},{"$f":"M8560*VLOOKUP($B8560,$AR$36:$AZ$47,MATCH(AJ$2,$AS$2:$BA$2,0)+1,FALSE)","v":9.7551960028276402E-2},{"$f":"N8560*VLOOKUP($B8560,$AR$36:$AZ$47,MATCH(AK$2,$AS$2:$BA$2,0)+1,FALSE)","v":9.0256856884370032E-2},{"$f":"O8560*VLOOKUP($B8560,$AR$36:$AZ$47,MATCH(AL$2,$AS$2:$BA$2,0)+1,FALSE)","v":6.9076495918192662E-2},{"$f":"P8560*VLOOKUP($B8560,$AR$36:$AZ$47,MATCH(AM$2,$AS$2:$BA$2,0)+1,FALSE)","v":0},{"$f":"Q8560*VLOOKUP($B8560,$AR$36:$AZ$47,MATCH(AN$2,$AS$2:$BA$2,0)+1,FALSE)","v":1.3692763139031379E-3},{"$f":"R8560*VLOOKUP($B8560,$AR$36:$BA$47,MATCH(AO$2,$AS$2:$BA$2,0)+1,FALSE)","v":6.2015999999999981E-4},0.91326363187898962]
[2006,12,23,15,null,2013,12,23,15,0.33505178608028408,0.4050501467698322,0,9.2970029239141327E-2,0.11543979999999995,7.2104000000000001E-2,0,1.9066423204688544E-3,5.9968000000000011E-4,1.0231220844097264,null,null,0.31721177881038398,8.1428894312094213E-2,0.35832350824895803,9.0989281461098762E-2,6.6468115659135199E-2,0,0,1.3936359668445897E-3,5.9968000000000011E-4,0.91641489445851487,null,{"$f":"J8561*VLOOKUP($B8561,$AR$36:$AZ$47,MATCH(AG$2,$AS$2:$BA$2,0)+1,FALSE)","v":0.31932465992816622},{"$f":"K8561*VLOOKUP($B8561,$AR$36:$AZ$47,MATCH(AH$2,$AS$2:$BA$2,0)+1,FALSE)","v":0.3503032575512951},{"$f":"L8561*VLOOKUP($B8561,$AR$36:$AZ$47,MATCH(AI$2,$AS$2:$BA$2,0)+1,FALSE)","v":0},{"$f":"M8561*VLOOKUP($B8561,$AR$36:$AZ$47,MATCH(AJ$2,$AS$2:$BA$2,0)+1,FALSE)","v":8.0811938692635948E-2},{"$f":"N8561*VLOOKUP($B8561,$AR$36:$AZ$47,MATCH(AK$2,$AS$2:$BA$2,0)+1,FALSE)","v":9.0004634520269355E-2},{"$f":"O8561*VLOOKUP($B8561,$AR$36:$AZ$47,MATCH(AL$2,$AS$2:$BA$2,0)+1,FALSE)","v":6.949479087045296E-2},{"$f":"P8561*VLOOKUP($B8561,$AR$36:$AZ$47,MATCH(AM$2,$AS$2:$BA$2,0)+1,FALSE)","v":0},{"$f":"Q8561*VLOOKUP($B8561,$AR$36:$AZ$47,MATCH(AN$2,$AS$2:$BA$2,0)+1,FALSE)","v":1.3692763139031379E-3},{"$f":"R8561*VLOOKUP($B8561,$AR$36:$BA$47,MATCH(AO$2,$AS$2:$BA$2,0)+1,FALSE)","v":5.9968000000000011E-4},0.91190823787672259]
[2006,12,23,16,null,2013,12,23,16,0.34016503054131197,0.40918505057568511,0,0.10041158684696201,0.11394169999999999,7.1017999999999998E-2,0,1.9066423204688544E-3,5.8207999999999969E-4,1.0372100902844279,null,null,0.32205276590061949,8.7946670125694543E-2,0.36198140900470593,8.9808483828420368E-2,6.5467000969162095E-2,0,0,1.3936359668445897E-3,5.8207999999999969E-4,0.92923204579544705,null,{"$f":"J8562*VLOOKUP($B8562,$AR$36:$AZ$47,MATCH(AG$2,$AS$2:$BA$2,0)+1,FALSE)","v":0.32419789181792569},{"$f":"K8562*VLOOKUP($B8562,$AR$36:$AZ$47,MATCH(AH$2,$AS$2:$BA$2,0)+1,FALSE)","v":0.35387928458005358},{"$f":"L8562*VLOOKUP($B8562,$AR$36:$AZ$47,MATCH(AI$2,$AS$2:$BA$2,0)+1,FALSE)","v":0},{"$f":"M8562*VLOOKUP($B8562,$AR$36:$AZ$47,MATCH(AJ$2,$AS$2:$BA$2,0)+1,FALSE)","v":8.7280331809239844E-2},{"$f":"N8562*VLOOKUP($B8562,$AR$36:$AZ$47,MATCH(AK$2,$AS$2:$BA$2,0)+1,FALSE)","v":8.8836614972636632E-2},{"$f":"O8562*VLOOKUP($B8562,$AR$36:$AZ$47,MATCH(AL$2,$AS$2:$BA$2,0)+1,FALSE)","v":6.8448089676548154E-2},{"$f":"P8562*VLOOKUP($B8562,$AR$36:$AZ$47,MATCH(AM$2,$AS$2:$BA$2,0)+1,FALSE)","v":0},{"$f":"Q8562*VLOOKUP($B8562,$AR$36:$AZ$47,MATCH(AN$2,$AS$2:$BA$2,0)+1,FALSE)","v":1.3692763139031379E-3},{"$f":"R8562*VLOOKUP($B8562,$AR$36:$BA$47,MATCH(AO$2,$AS$2:$BA$2,0)+1,FALSE)","v":5.8207999999999969E-4},0.92459356917030711]
[2006,12,23,17,null,2013,12,23,17,0.39170536780913173,0.42344270393843464,3.1508148473118479E-3,0.10926443249526353,0.11249489999999999,7.0037000000000002E-2,6.7324224309677838E-6,2.0422257743688624E-3,5.9424000000000022E-4,1.1127384172869415,null,null,0.37084881100301653,9.5700539179586708E-2,0.37459429758919288,8.8668120691807878E-2,6.4562679135954343E-2,1.7621352675074122E-3,3.3694345261405702E-6,1.4927389689313164E-3,5.9424000000000022E-4,0.99822693127052331,null,{"$f":"J8563*VLOOKUP($B8563,$AR$36:$AZ$47,MATCH(AG$2,$AS$2:$BA$2,0)+1,FALSE)","v":0.37331895714090207},{"$f":"K8563*VLOOKUP($B8563,$AR$36:$AZ$47,MATCH(AH$2,$AS$2:$BA$2,0)+1,FALSE)","v":0.3662098625537642},{"$f":"L8563*VLOOKUP($B8563,$AR$36:$AZ$47,MATCH(AI$2,$AS$2:$BA$2,0)+1,FALSE)","v":2.2567703109327843E-3},{"$f":"M8563*VLOOKUP($B8563,$AR$36:$AZ$47,MATCH(AJ$2,$AS$2:$BA$2,0)+1,FALSE)","v":9.497545275994633E-2},{"$f":"N8563*VLOOKUP($B8563,$AR$36:$AZ$47,MATCH(AK$2,$AS$2:$BA$2,0)+1,FALSE)","v":8.7708592356312579E-2},{"$f":"O8563*VLOOKUP($B8563,$AR$36:$AZ$47,MATCH(AL$2,$AS$2:$BA$2,0)+1,FALSE)","v":6.7502588874319244E-2},{"$f":"P8563*VLOOKUP($B8563,$AR$36:$AZ$47,MATCH(AM$2,$AS$2:$BA$2,0)+1,FALSE)","v":3.3694345261405702E-6},{"$f":"Q8563*VLOOKUP($B8563,$AR$36:$AZ$47,MATCH(AN$2,$AS$2:$BA$2,0)+1,FALSE)","v":1.4666470740029168E-3},{"$f":"R8563*VLOOKUP($B8563,$AR$36:$BA$47,MATCH(AO$2,$AS$2:$BA$2,0)+1,FALSE)","v":5.9424000000000022E-4},0.99403648050470628]
[2006,12,23,18,null,2013,12,23,18,0.46785942923770862,0.42109138410892155,7.8770371182796187E-3,0.10660783589504361,0.10958869999999994,6.7978999999999998E-2,1.683105607741946E-5,2.2456009552188762E-3,5.6223999999999955E-4,1.1838280583712499,null,null,0.44294800967317582,9.3373727780692334E-2,0.37251422632629999,8.637746313884738E-2,6.2665539143353377E-2,4.4053381687685304E-3,8.4235863153514252E-6,1.6413934720614079E-3,5.6223999999999955E-4,1.0644963612895142,null,{"$f":"J8564*VLOOKUP($B8564,$AR$36:$AZ$47,MATCH(AG$2,$AS$2:$BA$2,0)+1,FALSE)","v":0.44589839344930016},{"$f":"K8564*VLOOKUP($B8564,$AR$36:$AZ$47,MATCH(AH$2,$AS$2:$BA$2,0)+1,FALSE)","v":0.36417634891997841},{"$f":"L8564*VLOOKUP($B8564,$AR$36:$AZ$47,MATCH(AI$2,$AS$2:$BA$2,0)+1,FALSE)","v":5.64192577733196E-3},{"$f":"M8564*VLOOKUP($B8564,$AR$36:$AZ$47,MATCH(AJ$2,$AS$2:$BA$2,0)+1,FALSE)","v":9.2666270721982066E-2},{"$f":"N8564*VLOOKUP($B8564,$AR$36:$AZ$47,MATCH(AK$2,$AS$2:$BA$2,0)+1,FALSE)","v":8.5442723315974564E-2},{"$f":"O8564*VLOOKUP($B8564,$AR$36:$AZ$47,MATCH(AL$2,$AS$2:$BA$2,0)+1,FALSE)","v":6.5519061197472014E-2},{"$f":"P8564*VLOOKUP($B8564,$AR$36:$AZ$47,MATCH(AM$2,$AS$2:$BA$2,0)+1,FALSE)","v":8.4235863153514252E-6},{"$f":"Q8564*VLOOKUP($B8564,$AR$36:$AZ$47,MATCH(AN$2,$AS$2:$BA$2,0)+1,FALSE)","v":1.6127032141525868E-3},{"$f":"R8564*VLOOKUP($B8564,$AR$36:$BA$47,MATCH(AO$2,$AS$2:$BA$2,0)+1,FALSE)","v":5.6223999999999955E-4},1.0615280901825073]
[2006,12,23,19,null,2013,12,23,19,0.48397586409176202,0.39811567259959446,7.8770371182796187E-3,9.610528496684613E-2,0.10138809999999998,6.4901E-2,1.683105607741946E-5,2.2456009552188762E-3,5.5167999999999981E-4,1.1551770707877786,null,null,0.45820631653953875,8.4174944941334831E-2,0.35218899593645331,7.9913776424647559E-2,5.9828125685031812E-2,4.4053381687685304E-3,8.4235863153514252E-6,1.6413934720614079E-3,5.5167999999999981E-4,1.0409189947541515,null,{"$f":"J8565*VLOOKUP($B8565,$AR$36:$AZ$47,MATCH(AG$2,$AS$2:$BA$2,0)+1,FALSE)","v":0.46125833269699568},{"$f":"K8565*VLOOKUP($B8565,$AR$36:$AZ$47,MATCH(AH$2,$AS$2:$BA$2,0)+1,FALSE)","v":0.3443060522407636},{"$f":"L8565*VLOOKUP($B8565,$AR$36:$AZ$47,MATCH(AI$2,$AS$2:$BA$2,0)+1,FALSE)","v":5.64192577733196E-3},{"$f":"M8565*VLOOKUP($B8565,$AR$36:$AZ$47,MATCH(AJ$2,$AS$2:$BA$2,0)+1,FALSE)","v":8.3537183545483076E-2},{"$f":"N8565*VLOOKUP($B8565,$AR$36:$AZ$47,MATCH(AK$2,$AS$2:$BA$2,0)+1,FALSE)","v":7.9048983844432541E-2},{"$f":"O8565*VLOOKUP($B8565,$AR$36:$AZ$47,MATCH(AL$2,$AS$2:$BA$2,0)+1,FALSE)","v":6.2552444001487684E-2},{"$f":"P8565*VLOOKUP($B8565,$AR$36:$AZ$47,MATCH(AM$2,$AS$2:$BA$2,0)+1,FALSE)","v":8.4235863153514252E-6},{"$f":"Q8565*VLOOKUP($B8565,$AR$36:$AZ$47,MATCH(AN$2,$AS$2:$BA$2,0)+1,FALSE)","v":1.6127032141525868E-3},{"$f":"R8565*VLOOKUP($B8565,$AR$36:$BA$47,MATCH(AO$2,$AS$2:$BA$2,0)+1,FALSE)","v":5.5167999999999981E-4},1.0385177289069627]
[2006,12,23,20,null,2013,12,23,20,0.44353640800363386,0.39548504901428777,7.8770371182796187E-3,0.10803599443634618,9.75998E-2,6.4422999999999994E-2,1.683105607741946E-5,2.2456009552188762E-3,5.1647999999999983E-4,1.1197362005838436,null,null,0.41992008040299783,9.4624597247684836E-2,0.34986184143598803,7.6927850470521877E-2,5.9387487727566662E-2,4.4053381687685304E-3,8.4235863153514252E-6,1.6413934720614079E-3,5.1647999999999983E-4,1.0072934925119046,null,{"$f":"J8566*VLOOKUP($B8566,$AR$36:$AZ$47,MATCH(AG$2,$AS$2:$BA$2,0)+1,FALSE)","v":0.42271707997277563},{"$f":"K8566*VLOOKUP($B8566,$AR$36:$AZ$47,MATCH(AH$2,$AS$2:$BA$2,0)+1,FALSE)","v":0.34203098576153124},{"$f":"L8566*VLOOKUP($B8566,$AR$36:$AZ$47,MATCH(AI$2,$AS$2:$BA$2,0)+1,FALSE)","v":5.64192577733196E-3},{"$f":"M8566*VLOOKUP($B8566,$AR$36:$AZ$47,MATCH(AJ$2,$AS$2:$BA$2,0)+1,FALSE)","v":9.3907662828961402E-2},{"$f":"N8566*VLOOKUP($B8566,$AR$36:$AZ$47,MATCH(AK$2,$AS$2:$BA$2,0)+1,FALSE)","v":7.6095370299076995E-2},{"$f":"O8566*VLOOKUP($B8566,$AR$36:$AZ$47,MATCH(AL$2,$AS$2:$BA$2,0)+1,FALSE)","v":6.2091741266048911E-2},{"$f":"P8566*VLOOKUP($B8566,$AR$36:$AZ$47,MATCH(AM$2,$AS$2:$BA$2,0)+1,FALSE)","v":8.4235863153514252E-6},{"$f":"Q8566*VLOOKUP($B8566,$AR$36:$AZ$47,MATCH(AN$2,$AS$2:$BA$2,0)+1,FALSE)","v":1.6127032141525868E-3},{"$f":"R8566*VLOOKUP($B8566,$AR$36:$BA$47,MATCH(AO$2,$AS$2:$BA$2,0)+1,FALSE)","v":5.1647999999999983E-4},1.004622372706194]
[2006,12,23,21,null,2013,12,23,21,0.42054056762604164,0.38901382577543331,7.8770371182796187E-3,0.1065388312964592,9.5741199999999957E-2,6.3688999999999996E-2,1.683105607741946E-5,2.2456009552188762E-3,4.7327999999999997E-4,1.0861361738275104,null,null,0.39814866555171935,9.3313289290878329E-2,0.34413713936613255,7.5462907889855574E-2,5.871085956694027E-2,4.4053381687685304E-3,8.4235863153514252E-6,1.6413934720614079E-3,4.7327999999999997E-4,0.97630129689267131,null,{"$f":"J8567*VLOOKUP($B8567,$AR$36:$AZ$47,MATCH(AG$2,$AS$2:$BA$2,0)+1,FALSE)","v":0.40080065029411849},{"$f":"K8567*VLOOKUP($B8567,$AR$36:$AZ$47,MATCH(AH$2,$AS$2:$BA$2,0)+1,FALSE)","v":0.33643441803037444},{"$f":"L8567*VLOOKUP($B8567,$AR$36:$AZ$47,MATCH(AI$2,$AS$2:$BA$2,0)+1,FALSE)","v":5.64192577733196E-3},{"$f":"M8567*VLOOKUP($B8567,$AR$36:$AZ$47,MATCH(AJ$2,$AS$2:$BA$2,0)+1,FALSE)","v":9.2606290151512755E-2},{"$f":"N8567*VLOOKUP($B8567,$AR$36:$AZ$47,MATCH(AK$2,$AS$2:$BA$2,0)+1,FALSE)","v":7.4646280698095563E-2},{"$f":"O8567*VLOOKUP($B8567,$AR$36:$AZ$47,MATCH(AL$2,$AS$2:$BA$2,0)+1,FALSE)","v":6.1384302337571819E-2},{"$f":"P8567*VLOOKUP($B8567,$AR$36:$AZ$47,MATCH(AM$2,$AS$2:$BA$2,0)+1,FALSE)","v":8.4235863153514252E-6},{"$f":"Q8567*VLOOKUP($B8567,$AR$36:$AZ$47,MATCH(AN$2,$AS$2:$BA$2,0)+1,FALSE)","v":1.6127032141525868E-3},{"$f":"R8567*VLOOKUP($B8567,$AR$36:$BA$47,MATCH(AO$2,$AS$2:$BA$2,0)+1,FALSE)","v":4.7327999999999997E-4},0.97360827408947304]
[2006,12,23,22,null,2013,12,23,22,0.39115530593723347,0.3846524318671376,7.8770371182796187E-3,0.11177133728835011,9.4150700000000004E-2,6.2446000000000002E-2,1.683105607741946E-5,2.2456009552188762E-3,4.6975999999999978E-4,1.0547850042222975,null,null,0.37032803746265758,9.7896241247418109E-2,0.34027887643612503,7.4209280872450198E-2,5.756501651018469E-2,4.4053381687685304E-3,8.4235863153514252E-6,1.6413934720614079E-3,4.6975999999999978E-4,0.94680236775598081,null,{"$f":"J8568*VLOOKUP($B8568,$AR$36:$AZ$47,MATCH(AG$2,$AS$2:$BA$2,0)+1,FALSE)","v":0.37279471483723237},{"$f":"K8568*VLOOKUP($B8568,$AR$36:$AZ$47,MATCH(AH$2,$AS$2:$BA$2,0)+1,FALSE)","v":0.33266251347553288},{"$f":"L8568*VLOOKUP($B8568,$AR$36:$AZ$47,MATCH(AI$2,$AS$2:$BA$2,0)+1,FALSE)","v":5.64192577733196E-3},{"$f":"M8568*VLOOKUP($B8568,$AR$36:$AZ$47,MATCH(AJ$2,$AS$2:$BA$2,0)+1,FALSE)","v":9.7154518832154216E-2},{"$f":"N8568*VLOOKUP($B8568,$AR$36:$AZ$47,MATCH(AK$2,$AS$2:$BA$2,0)+1,FALSE)","v":7.3406219894070562E-2},{"$f":"O8568*VLOOKUP($B8568,$AR$36:$AZ$47,MATCH(AL$2,$AS$2:$BA$2,0)+1,FALSE)","v":6.0186282462780231E-2},{"$f":"P8568*VLOOKUP($B8568,$AR$36:$AZ$47,MATCH(AM$2,$AS$2:$BA$2,0)+1,FALSE)","v":8.4235863153514252E-6},{"$f":"Q8568*VLOOKUP($B8568,$AR$36:$AZ$47,MATCH(AN$2,$AS$2:$BA$2,0)+1,FALSE)","v":1.6127032141525868E-3},{"$f":"R8568*VLOOKUP($B8568,$AR$36:$BA$47,MATCH(AO$2,$AS$2:$BA$2,0)+1,FALSE)","v":4.6975999999999978E-4},0.94393706207957018]
[2006,12,23,23,null,2013,12,23,23,0.32764504061774991,0.37174325224615046,7.8770371182796187E-3,0.10565073635242532,9.2273699999999972E-2,6.1740000000000003E-2,1.683105607741946E-5,2.2456009552188762E-3,4.0831999999999994E-4,0.96960051834590155,null,null,0.31019940937683249,9.2535440881787001E-2,0.32885890148414315,7.2729835470582857E-2,5.6914199778029063E-2,4.4053381687685304E-3,8.4235863153514252E-6,1.6413934720614079E-3,4.0831999999999994E-4,0.86770126221851984,null,{"$f":"J8569*VLOOKUP($B8569,$AR$36:$AZ$47,MATCH(AG$2,$AS$2:$BA$2,0)+1,FALSE)","v":0.31226558257278841},{"$f":"K8569*VLOOKUP($B8569,$AR$36:$AZ$47,MATCH(AH$2,$AS$2:$BA$2,0)+1,FALSE)","v":0.32149814849601283},{"$f":"L8569*VLOOKUP($B8569,$AR$36:$AZ$47,MATCH(AI$2,$AS$2:$BA$2,0)+1,FALSE)","v":5.64192577733196E-3},{"$f":"M8569*VLOOKUP($B8569,$AR$36:$AZ$47,MATCH(AJ$2,$AS$2:$BA$2,0)+1,FALSE)","v":9.1834335202613041E-2},{"$f":"N8569*VLOOKUP($B8569,$AR$36:$AZ$47,MATCH(AK$2,$AS$2:$BA$2,0)+1,FALSE)","v":7.1942784415192848E-2},{"$f":"O8569*VLOOKUP($B8569,$AR$36:$AZ$47,MATCH(AL$2,$AS$2:$BA$2,0)+1,FALSE)","v":5.9505830305416708E-2},{"$f":"P8569*VLOOKUP($B8569,$AR$36:$AZ$47,MATCH(AM$2,$AS$2:$BA$2,0)+1,FALSE)","v":8.4235863153514252E-6},{"$f":"Q8569*VLOOKUP($B8569,$AR$36:$AZ$47,MATCH(AN$2,$AS$2:$BA$2,0)+1,FALSE)","v":1.6127032141525868E-3},{"$f":"R8569*VLOOKUP($B8569,$AR$36:$BA$47,MATCH(AO$2,$AS$2:$BA$2,0)+1,FALSE)","v":4.0831999999999994E-4},0.86471805356982379]
[2006,12,23,24,null,2013,12,23,24,0.22044639679669747,0.38296638415627793,7.8770371182796187E-3,0.13219354712202289,9.0574600000000005E-2,6.0682E-2,1.683105607741946E-5,2.2456009552188762E-3,2.4127999999999997E-4,0.89724367720457432,null,null,0.20870861331109022,0.11578327408773295,0.33878733141225997,7.1390610280219133E-2,5.5938896516526712E-2,4.4053381687685304E-3,8.4235863153514252E-6,1.6413934720614079E-3,2.4127999999999997E-4,0.79690516083497431,null,{"$f":"J8570*VLOOKUP($B8570,$AR$36:$AZ$47,MATCH(AG$2,$AS$2:$BA$2,0)+1,FALSE)","v":0.21009877760397141},{"$f":"K8570*VLOOKUP($B8570,$AR$36:$AZ$47,MATCH(AH$2,$AS$2:$BA$2,0)+1,FALSE)","v":0.33120435326941733},{"$f":"L8570*VLOOKUP($B8570,$AR$36:$AZ$47,MATCH(AI$2,$AS$2:$BA$2,0)+1,FALSE)","v":5.64192577733196E-3},{"$f":"M8570*VLOOKUP($B8570,$AR$36:$AZ$47,MATCH(AJ$2,$AS$2:$BA$2,0)+1,FALSE)","v":0.11490602845900172},{"$f":"N8570*VLOOKUP($B8570,$AR$36:$AZ$47,MATCH(AK$2,$AS$2:$BA$2,0)+1,FALSE)","v":7.061805174488861E-2},{"$f":"O8570*VLOOKUP($B8570,$AR$36:$AZ$47,MATCH(AL$2,$AS$2:$BA$2,0)+1,FALSE)","v":5.8486115882625464E-2},{"$f":"P8570*VLOOKUP($B8570,$AR$36:$AZ$47,MATCH(AM$2,$AS$2:$BA$2,0)+1,FALSE)","v":8.4235863153514252E-6},{"$f":"Q8570*VLOOKUP($B8570,$AR$36:$AZ$47,MATCH(AN$2,$AS$2:$BA$2,0)+1,FALSE)","v":1.6127032141525868E-3},{"$f":"R8570*VLOOKUP($B8570,$AR$36:$BA$47,MATCH(AO$2,$AS$2:$BA$2,0)+1,FALSE)","v":2.4127999999999997E-4},0.79281765953770444]
[2006,12,24,1,null,2013,12,24,1,0.2285566200621458,0.34550194115109556,7.8770371182796187E-3,9.6038994281240672E-2,8.9666299999999977E-2,5.9327999999999999E-2,1.683105607741946E-5,2.2456009552188762E-3,8.3519999999999756E-5,0.82931484462405791,null,null,0.21638700350467593,8.4116883464144601E-2,0.30564479150882812,7.0674691122778466E-2,5.4690729582619176E-2,4.4053381687685304E-3,8.4235863153514252E-6,1.6413934720614079E-3,8.3519999999999756E-5,0.73765277441019161,null,{"$f":"J8571*VLOOKUP($B8571,$AR$36:$AZ$47,MATCH(AG$2,$AS$2:$BA$2,0)+1,FALSE)","v":0.21782831194395619},{"$f":"K8571*VLOOKUP($B8571,$AR$36:$AZ$47,MATCH(AH$2,$AS$2:$BA$2,0)+1,FALSE)","v":0.29880363318149739},{"$f":"L8571*VLOOKUP($B8571,$AR$36:$AZ$47,MATCH(AI$2,$AS$2:$BA$2,0)+1,FALSE)","v":5.64192577733196E-3},{"$f":"M8571*VLOOKUP($B8571,$AR$36:$AZ$47,MATCH(AJ$2,$AS$2:$BA$2,0)+1,FALSE)","v":8.3479561977921113E-2},{"$f":"N8571*VLOOKUP($B8571,$AR$36:$AZ$47,MATCH(AK$2,$AS$2:$BA$2,0)+1,FALSE)","v":6.9909879957214316E-2},{"$f":"O8571*VLOOKUP($B8571,$AR$36:$AZ$47,MATCH(AL$2,$AS$2:$BA$2,0)+1,FALSE)","v":5.7181112736633656E-2},{"$f":"P8571*VLOOKUP($B8571,$AR$36:$AZ$47,MATCH(AM$2,$AS$2:$BA$2,0)+1,FALSE)","v":8.4235863153514252E-6},{"$f":"Q8571*VLOOKUP($B8571,$AR$36:$AZ$47,MATCH(AN$2,$AS$2:$BA$2,0)+1,FALSE)","v":1.6127032141525868E-3},{"$f":"R8571*VLOOKUP($B8571,$AR$36:$BA$47,MATCH(AO$2,$AS$2:$BA$2,0)+1,FALSE)","v":8.3519999999999756E-5},0.73454907237502254]
[2006,12,24,2,null,2013,12,24,2,0.205241227762161,0.33760068097288526,7.8770371182796187E-3,9.1080266648068064E-2,8.9248799999999975E-2,5.8978999999999997E-2,1.683105607741946E-5,2.2456009552188762E-3,5.567999999999984E-5,0.79234512451269012,null,null,0.19431305143994071,7.9773723505299751E-2,0.29865502175013964,7.0345618956939568E-2,5.436900856346575E-2,4.4053381687685304E-3,8.4235863153514252E-6,1.6413934720614079E-3,5.567999999999984E-5,0.70356725944293064,null,{"$f":"J8572*VLOOKUP($B8572,$AR$36:$AZ$47,MATCH(AG$2,$AS$2:$BA$2,0)+1,FALSE)","v":0.19560732991492608},{"$f":"K8572*VLOOKUP($B8572,$AR$36:$AZ$47,MATCH(AH$2,$AS$2:$BA$2,0)+1,FALSE)","v":0.29197031340304486},{"$f":"L8572*VLOOKUP($B8572,$AR$36:$AZ$47,MATCH(AI$2,$AS$2:$BA$2,0)+1,FALSE)","v":5.64192577733196E-3},{"$f":"M8572*VLOOKUP($B8572,$AR$36:$AZ$47,MATCH(AJ$2,$AS$2:$BA$2,0)+1,FALSE)","v":7.9169308482628931E-2},{"$f":"N8572*VLOOKUP($B8572,$AR$36:$AZ$47,MATCH(AK$2,$AS$2:$BA$2,0)+1,FALSE)","v":6.958436886907822E-2},{"$f":"O8572*VLOOKUP($B8572,$AR$36:$AZ$47,MATCH(AL$2,$AS$2:$BA$2,0)+1,FALSE)","v":5.6844741910968118E-2},{"$f":"P8572*VLOOKUP($B8572,$AR$36:$AZ$47,MATCH(AM$2,$AS$2:$BA$2,0)+1,FALSE)","v":8.4235863153514252E-6},{"$f":"Q8572*VLOOKUP($B8572,$AR$36:$AZ$47,MATCH(AN$2,$AS$2:$BA$2,0)+1,FALSE)","v":1.6127032141525868E-3},{"$f":"R8572*VLOOKUP($B8572,$AR$36:$BA$47,MATCH(AO$2,$AS$2:$BA$2,0)+1,FALSE)","v":5.567999999999984E-5},0.70049479515844615]
[2006,12,24,3,null,2013,12,24,3,0.19307553718525433,0.33380277544594172,7.8770371182796187E-3,8.9131551784297491E-2,8.9008500000000004E-2,5.8826999999999997E-2,1.683105607741946E-5,2.2456009552188762E-3,5.0879999999999655E-5,0.77403571354506939,null,null,0.1827951294091279,7.80669186566295E-2,0.29529524310726007,7.0156215264841185E-2,5.4228889380338763E-2,4.4053381687685304E-3,8.4235863153514252E-6,1.6413934720614079E-3,5.0879999999999655E-5,0.68664843104534268,null,{"$f":"J8573*VLOOKUP($B8573,$AR$36:$AZ$47,MATCH(AG$2,$AS$2:$BA$2,0)+1,FALSE)","v":0.18401268942155724},{"$f":"K8573*VLOOKUP($B8573,$AR$36:$AZ$47,MATCH(AH$2,$AS$2:$BA$2,0)+1,FALSE)","v":0.28868573570675188},{"$f":"L8573*VLOOKUP($B8573,$AR$36:$AZ$47,MATCH(AI$2,$AS$2:$BA$2,0)+1,FALSE)","v":5.64192577733196E-3},{"$f":"M8573*VLOOKUP($B8573,$AR$36:$AZ$47,MATCH(AJ$2,$AS$2:$BA$2,0)+1,FALSE)","v":7.7475435442152837E-2},{"$f":"N8573*VLOOKUP($B8573,$AR$36:$AZ$47,MATCH(AK$2,$AS$2:$BA$2,0)+1,FALSE)","v":6.9397014822421721E-2},{"$f":"O8573*VLOOKUP($B8573,$AR$36:$AZ$47,MATCH(AL$2,$AS$2:$BA$2,0)+1,FALSE)","v":5.6698242296351606E-2},{"$f":"P8573*VLOOKUP($B8573,$AR$36:$AZ$47,MATCH(AM$2,$AS$2:$BA$2,0)+1,FALSE)","v":8.4235863153514252E-6},{"$f":"Q8573*VLOOKUP($B8573,$AR$36:$AZ$47,MATCH(AN$2,$AS$2:$BA$2,0)+1,FALSE)","v":1.6127032141525868E-3},{"$f":"R8573*VLOOKUP($B8573,$AR$36:$BA$47,MATCH(AO$2,$AS$2:$BA$2,0)+1,FALSE)","v":5.0879999999999655E-5},0.68358305026703514]
[2006,12,24,4,null,2013,12,24,4,0.18764922496135847,0.33415173780468255,7.8770371182796187E-3,9.0009192578964406E-2,8.9461500000000027E-2,5.8939999999999999E-2,1.683105607741946E-5,2.2456009552188762E-3,4.4159999999999855E-5,0.77039528447458128,null,null,0.1776577440125012,7.883561067595854E-2,0.29560394912212767,7.0513268417236458E-2,5.433305693095291E-2,4.4053381687685304E-3,8.4235863153514252E-6,1.6413934720614079E-3,4.4159999999999855E-5,0.68304294438592206,null,{"$f":"J8574*VLOOKUP($B8574,$AR$36:$AZ$47,MATCH(AG$2,$AS$2:$BA$2,0)+1,FALSE)","v":0.17884108497846257},{"$f":"K8574*VLOOKUP($B8574,$AR$36:$AZ$47,MATCH(AH$2,$AS$2:$BA$2,0)+1,FALSE)","v":0.28898753204482153},{"$f":"L8574*VLOOKUP($B8574,$AR$36:$AZ$47,MATCH(AI$2,$AS$2:$BA$2,0)+1,FALSE)","v":5.64192577733196E-3},{"$f":"M8574*VLOOKUP($B8574,$AR$36:$AZ$47,MATCH(AJ$2,$AS$2:$BA$2,0)+1,FALSE)","v":7.8238303375756962E-2},{"$f":"N8574*VLOOKUP($B8574,$AR$36:$AZ$47,MATCH(AK$2,$AS$2:$BA$2,0)+1,FALSE)","v":6.975020409889035E-2},{"$f":"O8574*VLOOKUP($B8574,$AR$36:$AZ$47,MATCH(AL$2,$AS$2:$BA$2,0)+1,FALSE)","v":5.6807153194059934E-2},{"$f":"P8574*VLOOKUP($B8574,$AR$36:$AZ$47,MATCH(AM$2,$AS$2:$BA$2,0)+1,FALSE)","v":8.4235863153514252E-6},{"$f":"Q8574*VLOOKUP($B8574,$AR$36:$AZ$47,MATCH(AN$2,$AS$2:$BA$2,0)+1,FALSE)","v":1.6127032141525868E-3},{"$f":"R8574*VLOOKUP($B8574,$AR$36:$BA$47,MATCH(AO$2,$AS$2:$BA$2,0)+1,FALSE)","v":4.4159999999999855E-5},0.67993149026979127]
[2006,12,24,5,null,2013,12,24,5,0.19287806681236858,0.33726321076603205,7.8770371182796187E-3,8.8712707485497921E-2,9.2721200000000031E-2,5.9200000000000003E-2,1.683105607741946E-5,2.2456009552188762E-3,5.4719999999999801E-5,0.78096937419347456,null,null,0.18260817344933952,7.770006894797292E-2,0.29835648215099747,7.3082553540553929E-2,5.4572734481038554E-2,4.4053381687685304E-3,8.4235863153514252E-6,1.6413934720614079E-3,5.4719999999999801E-5,0.69242988779704751,null,{"$f":"J8575*VLOOKUP($B8575,$AR$36:$AZ$47,MATCH(AG$2,$AS$2:$BA$2,0)+1,FALSE)","v":0.18382448818733813},{"$f":"K8575*VLOOKUP($B8575,$AR$36:$AZ$47,MATCH(AH$2,$AS$2:$BA$2,0)+1,FALSE)","v":0.29167845592877917},{"$f":"L8575*VLOOKUP($B8575,$AR$36:$AZ$47,MATCH(AI$2,$AS$2:$BA$2,0)+1,FALSE)","v":5.64192577733196E-3},{"$f":"M8575*VLOOKUP($B8575,$AR$36:$AZ$47,MATCH(AJ$2,$AS$2:$BA$2,0)+1,FALSE)","v":7.7111365213571037E-2},{"$f":"N8575*VLOOKUP($B8575,$AR$36:$AZ$47,MATCH(AK$2,$AS$2:$BA$2,0)+1,FALSE)","v":7.2291685521638158E-2},{"$f":"O8575*VLOOKUP($B8575,$AR$36:$AZ$47,MATCH(AL$2,$AS$2:$BA$2,0)+1,FALSE)","v":5.7057744640114497E-2},{"$f":"P8575*VLOOKUP($B8575,$AR$36:$AZ$47,MATCH(AM$2,$AS$2:$BA$2,0)+1,FALSE)","v":8.4235863153514252E-6},{"$f":"Q8575*VLOOKUP($B8575,$AR$36:$AZ$47,MATCH(AN$2,$AS$2:$BA$2,0)+1,FALSE)","v":1.6127032141525868E-3},{"$f":"R8575*VLOOKUP($B8575,$AR$36:$BA$47,MATCH(AO$2,$AS$2:$BA$2,0)+1,FALSE)","v":5.4719999999999801E-5},0.68928151206924082]
[2006,12,24,6,null,2013,12,24,6,0.20103947442752521,0.35004477521258803,7.8770371182796187E-3,9.3626225926165041E-2,9.5939399999999994E-2,6.1094999999999997E-2,1.683105607741946E-5,2.2456009552188762E-3,9.7919999999999849E-5,0.81198226469585422,null,null,0.19033502265521157,8.2003631903476024E-2,0.30966356363195452,7.561912849648858E-2,5.6319615086470438E-2,4.4053381687685304E-3,8.4235863153514252E-6,1.6413934720614079E-3,9.7919999999999849E-5,0.72009403700074637,null,{"$f":"J8576*VLOOKUP($B8576,$AR$36:$AZ$47,MATCH(AG$2,$AS$2:$BA$2,0)+1,FALSE)","v":0.19160280431492491},{"$f":"K8576*VLOOKUP($B8576,$AR$36:$AZ$47,MATCH(AH$2,$AS$2:$BA$2,0)+1,FALSE)","v":0.30273245429894802},{"$f":"L8576*VLOOKUP($B8576,$AR$36:$AZ$47,MATCH(AI$2,$AS$2:$BA$2,0)+1,FALSE)","v":5.64192577733196E-3},{"$f":"M8576*VLOOKUP($B8576,$AR$36:$AZ$47,MATCH(AJ$2,$AS$2:$BA$2,0)+1,FALSE)","v":8.1382321716886377E-2},{"$f":"N8576*VLOOKUP($B8576,$AR$36:$AZ$47,MATCH(AK$2,$AS$2:$BA$2,0)+1,FALSE)","v":7.4800810752391575E-2},{"$f":"O8576*VLOOKUP($B8576,$AR$36:$AZ$47,MATCH(AL$2,$AS$2:$BA$2,0)+1,FALSE)","v":5.8884170756550586E-2},{"$f":"P8576*VLOOKUP($B8576,$AR$36:$AZ$47,MATCH(AM$2,$AS$2:$BA$2,0)+1,FALSE)","v":8.4235863153514252E-6},{"$f":"Q8576*VLOOKUP($B8576,$AR$36:$AZ$47,MATCH(AN$2,$AS$2:$BA$2,0)+1,FALSE)","v":1.6127032141525868E-3},{"$f":"R8576*VLOOKUP($B8576,$AR$36:$BA$47,MATCH(AO$2,$AS$2:$BA$2,0)+1,FALSE)","v":9.7919999999999849E-5},0.7167635344175014]
[2006,12,24,7,null,2013,12,24,7,0.22069741878233573,0.37091216982890796,7.8770371182796187E-3,9.7422442037351065E-2,0.10564419999999999,6.5984000000000001E-2,1.683105607741946E-5,2.2456009552188762E-3,4.7647999999999977E-4,0.87127617977817062,null,null,0.20894626950005246,8.5328592463706679E-2,0.32812369284450876,8.3268420843873717E-2,6.0826474864811617E-2,4.4053381687685304E-3,8.4235863153514252E-6,1.6413934720614079E-3,4.7647999999999977E-4,0.77302508574409856,null,{"$f":"J8577*VLOOKUP($B8577,$AR$36:$AZ$47,MATCH(AG$2,$AS$2:$BA$2,0)+1,FALSE)","v":0.21033801677095565},{"$f":"K8577*VLOOKUP($B8577,$AR$36:$AZ$47,MATCH(AH$2,$AS$2:$BA$2,0)+1,FALSE)","v":0.32077939581717702},{"$f":"L8577*VLOOKUP($B8577,$AR$36:$AZ$47,MATCH(AI$2,$AS$2:$BA$2,0)+1,FALSE)","v":5.64192577733196E-3},{"$f":"M8577*VLOOKUP($B8577,$AR$36:$AZ$47,MATCH(AJ$2,$AS$2:$BA$2,0)+1,FALSE)","v":8.4682090321369127E-2},{"$f":"N8577*VLOOKUP($B8577,$AR$36:$AZ$47,MATCH(AK$2,$AS$2:$BA$2,0)+1,FALSE)","v":8.2367325741955918E-2},{"$f":"O8577*VLOOKUP($B8577,$AR$36:$AZ$47,MATCH(AL$2,$AS$2:$BA$2,0)+1,FALSE)","v":6.3596253755630314E-2},{"$f":"P8577*VLOOKUP($B8577,$AR$36:$AZ$47,MATCH(AM$2,$AS$2:$BA$2,0)+1,FALSE)","v":8.4235863153514252E-6},{"$f":"Q8577*VLOOKUP($B8577,$AR$36:$AZ$47,MATCH(AN$2,$AS$2:$BA$2,0)+1,FALSE)","v":1.6127032141525868E-3},{"$f":"R8577*VLOOKUP($B8577,$AR$36:$BA$47,MATCH(AO$2,$AS$2:$BA$2,0)+1,FALSE)","v":4.7647999999999977E-4},0.76950261498488781]
[2006,12,24,8,null,2013,12,24,8,0.24821384148848924,0.39609003169334167,4.9887901749104254E-3,0.10942136950547469,0.11322579999999997,6.9650000000000004E-2,1.0659668849032324E-5,2.1213161224772018E-3,5.5423999999999979E-4,0.9442760486535422,null,null,0.23499756591375337,9.5837994307037183E-2,0.35039703323314503,8.9244213736147146E-2,6.4205928321019179E-2,2.7900475068867356E-3,5.3349379997225689E-6,1.5505490534819082E-3,5.5423999999999979E-4,0.83958290700947036,null,{"$f":"J8578*VLOOKUP($B8578,$AR$36:$AZ$47,MATCH(AG$2,$AS$2:$BA$2,0)+1,FALSE)","v":0.23656283540534045},{"$f":"K8578*VLOOKUP($B8578,$AR$36:$AZ$47,MATCH(AH$2,$AS$2:$BA$2,0)+1,FALSE)","v":0.34255419851660551},{"$f":"L8578*VLOOKUP($B8578,$AR$36:$AZ$47,MATCH(AI$2,$AS$2:$BA$2,0)+1,FALSE)","v":3.5732196589769085E-3},{"$f":"M8578*VLOOKUP($B8578,$AR$36:$AZ$47,MATCH(AJ$2,$AS$2:$BA$2,0)+1,FALSE)","v":9.5111866442415635E-2},{"$f":"N8578*VLOOKUP($B8578,$AR$36:$AZ$47,MATCH(AK$2,$AS$2:$BA$2,0)+1,FALSE)","v":8.8278451169051878E-2},{"$f":"O8578*VLOOKUP($B8578,$AR$36:$AZ$47,MATCH(AL$2,$AS$2:$BA$2,0)+1,FALSE)","v":6.7129593144999569E-2},{"$f":"P8578*VLOOKUP($B8578,$AR$36:$AZ$47,MATCH(AM$2,$AS$2:$BA$2,0)+1,FALSE)","v":5.3349379997225689E-6},{"$f":"Q8578*VLOOKUP($B8578,$AR$36:$AZ$47,MATCH(AN$2,$AS$2:$BA$2,0)+1,FALSE)","v":1.5234466840611223E-3},{"$f":"R8578*VLOOKUP($B8578,$AR$36:$BA$47,MATCH(AO$2,$AS$2:$BA$2,0)+1,FALSE)","v":5.5423999999999979E-4},0.8352931859594509]
[2006,12,24,9,null,2013,12,24,9,0.28551631772625324,0.40749752968478037,0,0.11410224380226763,0.11559850000000002,7.0696999999999996E-2,0,1.9066423204688544E-3,6.2271999999999978E-4,0.99594095353377021,null,null,{"$f":"$J8579*$AS$6","v":0.27031385232978183},{"$f":"$M8579*$AV$6","v":9.9937793151042273E-2},{"$f":"$K8579*$AT$6","v":0.36048856074704072},{"$f":"$N8579*$AW$6","v":9.1114368293957818E-2},{"$f":"$O8579*$AX$6","v":6.5171091378479429E-2},{"$f":"$L8579*$AU$6","v":0},{"$f":"$P8579*$AY$6","v":0},{"$f":"$Q8579*$AZ$6","v":1.3936359668445897E-3},6.2271999999999978E-4,{"$f":"SUM(V8579:AD8579)","v":0.88904202186714665},null,{"$f":"J8579*VLOOKUP($B8579,$AR$36:$AZ$47,MATCH(AG$2,$AS$2:$BA$2,0)+1,FALSE)","v":0.27211435619696001},{"$f":"K8579*VLOOKUP($B8579,$AR$36:$AZ$47,MATCH(AH$2,$AS$2:$BA$2,0)+1,FALSE)","v":0.35241985031004031},{"$f":"L8579*VLOOKUP($B8579,$AR$36:$AZ$47,MATCH(AI$2,$AS$2:$BA$2,0)+1,FALSE)","v":0},{"$f":"M8579*VLOOKUP($B8579,$AR$36:$AZ$47,MATCH(AJ$2,$AS$2:$BA$2,0)+1,FALSE)","v":9.9180602677050603E-2},{"$f":"N8579*VLOOKUP($B8579,$AR$36:$AZ$47,MATCH(AK$2,$AS$2:$BA$2,0)+1,FALSE)","v":9.0128367717124971E-2},{"$f":"O8579*VLOOKUP($B8579,$AR$36:$AZ$47,MATCH(AL$2,$AS$2:$BA$2,0)+1,FALSE)","v":6.8138705621996185E-2},{"$f":"P8579*VLOOKUP($B8579,$AR$36:$AZ$47,MATCH(AM$2,$AS$2:$BA$2,0)+1,FALSE)","v":0},{"$f":"Q8579*VLOOKUP($B8579,$AR$36:$AZ$47,MATCH(AN$2,$AS$2:$BA$2,0)+1,FALSE)","v":1.3692763139031379E-3},{"$f":"R8579*VLOOKUP($B8579,$AR$36:$BA$47,MATCH(AO$2,$AS$2:$BA$2,0)+1,FALSE)","v":6.2271999999999978E-4},0.88397387883707523]
[2006,12,24,10,null,2013,12,24,10,0.32302829898198337,0.40324889139857323,0,9.7074041999605024E-2,0.11595319999999998,7.1400000000000005E-2,0,1.9066423204688544E-3,6.303999999999996E-4,1.0132414747006302,null,null,0.30582848855971873,8.5023442190181667E-2,0.35673004593563967,9.1393941700480083E-2,6.5819142600441777E-2,0,0,1.3936359668445897E-3,{"$f":"$R8580*$BA$6","v":6.303999999999996E-4},0.90681909695330654,null,{"$f":"J8580*VLOOKUP($B8580,$AR$36:$AZ$47,MATCH(AG$2,$AS$2:$BA$2,0)+1,FALSE)","v":0.30786554796899107},{"$f":"K8580*VLOOKUP($B8580,$AR$36:$AZ$47,MATCH(AH$2,$AS$2:$BA$2,0)+1,FALSE)","v":0.34874546124072531},{"$f":"L8580*VLOOKUP($B8580,$AR$36:$AZ$47,MATCH(AI$2,$AS$2:$BA$2,0)+1,FALSE)","v":0},{"$f":"M8580*VLOOKUP($B8580,$AR$36:$AZ$47,MATCH(AJ$2,$AS$2:$BA$2,0)+1,FALSE)","v":8.437925205487333E-2},{"$f":"N8580*VLOOKUP($B8580,$AR$36:$AZ$47,MATCH(AK$2,$AS$2:$BA$2,0)+1,FALSE)","v":9.0404915700267138E-2},{"$f":"O8580*VLOOKUP($B8580,$AR$36:$AZ$47,MATCH(AL$2,$AS$2:$BA$2,0)+1,FALSE)","v":6.8816266339597545E-2},{"$f":"P8580*VLOOKUP($B8580,$AR$36:$AZ$47,MATCH(AM$2,$AS$2:$BA$2,0)+1,FALSE)","v":0},{"$f":"Q8580*VLOOKUP($B8580,$AR$36:$AZ$47,MATCH(AN$2,$AS$2:$BA$2,0)+1,FALSE)","v":1.3692763139031379E-3},{"$f":"R8580*VLOOKUP($B8580,$AR$36:$BA$47,MATCH(AO$2,$AS$2:$BA$2,0)+1,FALSE)","v":6.303999999999996E-4},{"$f":"SUM(AG8580:AO8580)","v":0.90221111961835754}]
[2006,12,24,11,null,2013,12,24,11,0.31965830534896955,0.41400314097876934,0,0.10469509580550722,0.11469479999999996,7.0970000000000005E-2,0,1.9066423204688544E-3,6.2591999999999986E-4,1.0265539044537149,null,null,0.30263793199706296,9.1698431861437196E-2,0.36624368386144068,9.0402074841817393E-2,6.5422752806069365E-2,0,0,1.3936359668445897E-3,6.2591999999999986E-4,0.91842443133467211,null,{"$f":"J8581*VLOOKUP($B8581,$AR$36:$AZ$47,MATCH(AG$2,$AS$2:$BA$2,0)+1,FALSE)","v":0.30465373977834809},{"$f":"K8581*VLOOKUP($B8581,$AR$36:$AZ$47,MATCH(AH$2,$AS$2:$BA$2,0)+1,FALSE)","v":0.35804615818036389},{"$f":"L8581*VLOOKUP($B8581,$AR$36:$AZ$47,MATCH(AI$2,$AS$2:$BA$2,0)+1,FALSE)","v":0},{"$f":"M8581*VLOOKUP($B8581,$AR$36:$AZ$47,MATCH(AJ$2,$AS$2:$BA$2,0)+1,FALSE)","v":9.1003667879801978E-2},{"$f":"N8581*VLOOKUP($B8581,$AR$36:$AZ$47,MATCH(AK$2,$AS$2:$BA$2,0)+1,FALSE)","v":8.942378239892472E-2},{"$f":"O8581*VLOOKUP($B8581,$AR$36:$AZ$47,MATCH(AL$2,$AS$2:$BA$2,0)+1,FALSE)","v":6.8401826640353477E-2},{"$f":"P8581*VLOOKUP($B8581,$AR$36:$AZ$47,MATCH(AM$2,$AS$2:$BA$2,0)+1,FALSE)","v":0},{"$f":"Q8581*VLOOKUP($B8581,$AR$36:$AZ$47,MATCH(AN$2,$AS$2:$BA$2,0)+1,FALSE)","v":1.3692763139031379E-3},{"$f":"R8581*VLOOKUP($B8581,$AR$36:$BA$47,MATCH(AO$2,$AS$2:$BA$2,0)+1,FALSE)","v":6.2591999999999986E-4},0.91352437119169516]
[2006,12,24,12,null,2013,12,24,12,0.32896002784440143,0.41845602890659378,0,0.10632379945508182,0.11251720000000001,7.0363999999999996E-2,0,1.9066423204688544E-3,6.4383999999999969E-4,1.0391715385265459,null,null,0.3114443794220873,9.3124951121808644E-2,0.37018288604877919,8.8685697480546111E-2,6.4864119747023594E-2,0,0,1.3936359668445897E-3,6.4383999999999969E-4,0.93033950978708935,null,{"$f":"J8582*VLOOKUP($B8582,$AR$36:$AZ$47,MATCH(AG$2,$AS$2:$BA$2,0)+1,FALSE)","v":0.31351884510235978},{"$f":"K8582*VLOOKUP($B8582,$AR$36:$AZ$47,MATCH(AH$2,$AS$2:$BA$2,0)+1,FALSE)","v":0.36189719035271894},{"$f":"L8582*VLOOKUP($B8582,$AR$36:$AZ$47,MATCH(AI$2,$AS$2:$BA$2,0)+1,FALSE)","v":0},{"$f":"M8582*VLOOKUP($B8582,$AR$36:$AZ$47,MATCH(AJ$2,$AS$2:$BA$2,0)+1,FALSE)","v":9.2419378948788961E-2},{"$f":"N8582*VLOOKUP($B8582,$AR$36:$AZ$47,MATCH(AK$2,$AS$2:$BA$2,0)+1,FALSE)","v":8.772597893658908E-2},{"$f":"O8582*VLOOKUP($B8582,$AR$36:$AZ$47,MATCH(AL$2,$AS$2:$BA$2,0)+1,FALSE)","v":6.7817755808395538E-2},{"$f":"P8582*VLOOKUP($B8582,$AR$36:$AZ$47,MATCH(AM$2,$AS$2:$BA$2,0)+1,FALSE)","v":0},{"$f":"Q8582*VLOOKUP($B8582,$AR$36:$AZ$47,MATCH(AN$2,$AS$2:$BA$2,0)+1,FALSE)","v":1.3692763139031379E-3},{"$f":"R8582*VLOOKUP($B8582,$AR$36:$BA$47,MATCH(AO$2,$AS$2:$BA$2,0)+1,FALSE)","v":6.4383999999999969E-4},0.92539226546275533]
[2006,12,24,13,null,2013,12,24,13,0.30904791415295757,0.42412269511662126,0,0.11617037322710264,0.11130759999999999,6.9173999999999999E-2,0,1.9066423204688544E-3,6.1951999999999949E-4,1.0323487448171504,null,null,0.29259249661963593,0.1017491886484605,0.37519584489509877,8.7732294625938373E-2,6.3767134037016227E-2,0,0,1.3936359668445897E-3,6.1951999999999949E-4,0.92305011479299437,null,{"$f":"J8583*VLOOKUP($B8583,$AR$36:$AZ$47,MATCH(AG$2,$AS$2:$BA$2,0)+1,FALSE)","v":0.2945413938630827},{"$f":"K8583*VLOOKUP($B8583,$AR$36:$AZ$47,MATCH(AH$2,$AS$2:$BA$2,0)+1,FALSE)","v":0.36679794560156587},{"$f":"L8583*VLOOKUP($B8583,$AR$36:$AZ$47,MATCH(AI$2,$AS$2:$BA$2,0)+1,FALSE)","v":0},{"$f":"M8583*VLOOKUP($B8583,$AR$36:$AZ$47,MATCH(AJ$2,$AS$2:$BA$2,0)+1,FALSE)","v":0.10097827392289162},{"$f":"N8583*VLOOKUP($B8583,$AR$36:$AZ$47,MATCH(AK$2,$AS$2:$BA$2,0)+1,FALSE)","v":8.6782893398362926E-2},{"$f":"O8583*VLOOKUP($B8583,$AR$36:$AZ$47,MATCH(AL$2,$AS$2:$BA$2,0)+1,FALSE)","v":6.6670818036068918E-2},{"$f":"P8583*VLOOKUP($B8583,$AR$36:$AZ$47,MATCH(AM$2,$AS$2:$BA$2,0)+1,FALSE)","v":0},{"$f":"Q8583*VLOOKUP($B8583,$AR$36:$AZ$47,MATCH(AN$2,$AS$2:$BA$2,0)+1,FALSE)","v":1.3692763139031379E-3},{"$f":"R8583*VLOOKUP($B8583,$AR$36:$BA$47,MATCH(AO$2,$AS$2:$BA$2,0)+1,FALSE)","v":6.1951999999999949E-4},0.91776012113587502]
[2006,12,24,14,null,2013,12,24,14,0.30183640933659611,0.42206645717548363,0,0.11363607705393865,0.1085782,6.8265999999999993E-2,0,1.9066423204688544E-3,6.214399999999998E-4,1.016911225886487,null,null,0.28576497214212271,9.952949551800773E-2,0.37337681483489799,8.5580990267996634E-2,6.2930106285178672E-2,0,0,1.3936359668445897E-3,6.214399999999998E-4,0.90919745501504823,null,{"$f":"J8584*VLOOKUP($B8584,$AR$36:$AZ$47,MATCH(AG$2,$AS$2:$BA$2,0)+1,FALSE)","v":0.28766839267722077},{"$f":"K8584*VLOOKUP($B8584,$AR$36:$AZ$47,MATCH(AH$2,$AS$2:$BA$2,0)+1,FALSE)","v":0.36501963036127938},{"$f":"L8584*VLOOKUP($B8584,$AR$36:$AZ$47,MATCH(AI$2,$AS$2:$BA$2,0)+1,FALSE)","v":0},{"$f":"M8584*VLOOKUP($B8584,$AR$36:$AZ$47,MATCH(AJ$2,$AS$2:$BA$2,0)+1,FALSE)","v":9.8775398559177233E-2},{"$f":"N8584*VLOOKUP($B8584,$AR$36:$AZ$47,MATCH(AK$2,$AS$2:$BA$2,0)+1,FALSE)","v":8.4654869532593727E-2},{"$f":"O8584*VLOOKUP($B8584,$AR$36:$AZ$47,MATCH(AL$2,$AS$2:$BA$2,0)+1,FALSE)","v":6.5795675601386078E-2},{"$f":"P8584*VLOOKUP($B8584,$AR$36:$AZ$47,MATCH(AM$2,$AS$2:$BA$2,0)+1,FALSE)","v":0},{"$f":"Q8584*VLOOKUP($B8584,$AR$36:$AZ$47,MATCH(AN$2,$AS$2:$BA$2,0)+1,FALSE)","v":1.3692763139031379E-3},{"$f":"R8584*VLOOKUP($B8584,$AR$36:$BA$47,MATCH(AO$2,$AS$2:$BA$2,0)+1,FALSE)","v":6.214399999999998E-4},0.90390468304556038]
[2006,12,24,15,null,2013,12,24,15,0.33274019304412378,0.40543866274616724,0,9.4549626500364387E-2,0.10689529999999997,6.7734000000000003E-2,0,1.9066423204688544E-3,6.0383999999999969E-4,1.0098682646111241,null,null,0.31502326775224443,8.2812403164274434E-2,0.35866720497086108,8.425453386586422E-2,6.2439689144234214E-2,0,0,1.3936359668445897E-3,6.0383999999999969E-4,0.90519457486432309,null,{"$f":"J8585*VLOOKUP($B8585,$AR$36:$AZ$47,MATCH(AG$2,$AS$2:$BA$2,0)+1,FALSE)","v":0.31712157165694793},{"$f":"K8585*VLOOKUP($B8585,$AR$36:$AZ$47,MATCH(AH$2,$AS$2:$BA$2,0)+1,FALSE)","v":0.35063926140959817},{"$f":"L8585*VLOOKUP($B8585,$AR$36:$AZ$47,MATCH(AI$2,$AS$2:$BA$2,0)+1,FALSE)","v":0},{"$f":"M8585*VLOOKUP($B8585,$AR$36:$AZ$47,MATCH(AJ$2,$AS$2:$BA$2,0)+1,FALSE)","v":8.2184965226860932E-2},{"$f":"N8585*VLOOKUP($B8585,$AR$36:$AZ$47,MATCH(AK$2,$AS$2:$BA$2,0)+1,FALSE)","v":8.3342767472176407E-2},{"$f":"O8585*VLOOKUP($B8585,$AR$36:$AZ$47,MATCH(AL$2,$AS$2:$BA$2,0)+1,FALSE)","v":6.5282926950228304E-2},{"$f":"P8585*VLOOKUP($B8585,$AR$36:$AZ$47,MATCH(AM$2,$AS$2:$BA$2,0)+1,FALSE)","v":0},{"$f":"Q8585*VLOOKUP($B8585,$AR$36:$AZ$47,MATCH(AN$2,$AS$2:$BA$2,0)+1,FALSE)","v":1.3692763139031379E-3},{"$f":"R8585*VLOOKUP($B8585,$AR$36:$BA$47,MATCH(AO$2,$AS$2:$BA$2,0)+1,FALSE)","v":6.0383999999999969E-4},0.90054460902971489]
[2006,12,24,16,null,2013,12,24,16,0.33831501192550278,0.40933757697401063,0,0.10169691587139952,0.10597100000000001,6.7088999999999996E-2,0,1.9066423204688544E-3,6.1439999999999943E-4,1.0249305470913816,null,null,0.32030125249184588,8.9072440679320714E-2,0.36211633993754089,8.3526003559553141E-2,6.1845104452675596E-2,0,0,1.3936359668445897E-3,6.1439999999999943E-4,0.91886917708778082,null,{"$f":"J8586*VLOOKUP($B8586,$AR$36:$AZ$47,MATCH(AG$2,$AS$2:$BA$2,0)+1,FALSE)","v":0.32243471194574769},{"$f":"K8586*VLOOKUP($B8586,$AR$36:$AZ$47,MATCH(AH$2,$AS$2:$BA$2,0)+1,FALSE)","v":0.3540111953931272},{"$f":"L8586*VLOOKUP($B8586,$AR$36:$AZ$47,MATCH(AI$2,$AS$2:$BA$2,0)+1,FALSE)","v":0},{"$f":"M8586*VLOOKUP($B8586,$AR$36:$AZ$47,MATCH(AJ$2,$AS$2:$BA$2,0)+1,FALSE)","v":8.8397572829521029E-2},{"$f":"N8586*VLOOKUP($B8586,$AR$36:$AZ$47,MATCH(AK$2,$AS$2:$BA$2,0)+1,FALSE)","v":8.2622121008070593E-2},{"$f":"O8586*VLOOKUP($B8586,$AR$36:$AZ$47,MATCH(AL$2,$AS$2:$BA$2,0)+1,FALSE)","v":6.4661267401362174E-2},{"$f":"P8586*VLOOKUP($B8586,$AR$36:$AZ$47,MATCH(AM$2,$AS$2:$BA$2,0)+1,FALSE)","v":0},{"$f":"Q8586*VLOOKUP($B8586,$AR$36:$AZ$47,MATCH(AN$2,$AS$2:$BA$2,0)+1,FALSE)","v":1.3692763139031379E-3},{"$f":"R8586*VLOOKUP($B8586,$AR$36:$BA$47,MATCH(AO$2,$AS$2:$BA$2,0)+1,FALSE)","v":6.1439999999999943E-4},0.91411054489173182]
[2006,12,24,17,null,2013,12,24,17,0.3899091223226569,0.42340071103623506,3.1508148473118479E-3,0.11039383194911437,0.10617580000000001,6.6799999999999998E-2,6.7324224309677838E-6,2.0422257743688624E-3,5.8655999999999997E-4,1.1024657983521178,null,null,0.36914820754523259,9.668973698361448E-2,0.37455714899374681,8.3687426265095191E-2,6.1578693637388091E-2,1.7621352675074122E-3,3.3694345261405702E-6,1.4927389689313164E-3,5.8655999999999997E-4,0.98950601709604213,null,{"$f":"J8587*VLOOKUP($B8587,$AR$36:$AZ$47,MATCH(AG$2,$AS$2:$BA$2,0)+1,FALSE)","v":0.37160702632021797},{"$f":"K8587*VLOOKUP($B8587,$AR$36:$AZ$47,MATCH(AH$2,$AS$2:$BA$2,0)+1,FALSE)","v":0.36617354544450781},{"$f":"L8587*VLOOKUP($B8587,$AR$36:$AZ$47,MATCH(AI$2,$AS$2:$BA$2,0)+1,FALSE)","v":2.2567703109327843E-3},{"$f":"M8587*VLOOKUP($B8587,$AR$36:$AZ$47,MATCH(AJ$2,$AS$2:$BA$2,0)+1,FALSE)","v":9.5957155790170459E-2},{"$f":"N8587*VLOOKUP($B8587,$AR$36:$AZ$47,MATCH(AK$2,$AS$2:$BA$2,0)+1,FALSE)","v":8.27817968663946E-2},{"$f":"O8587*VLOOKUP($B8587,$AR$36:$AZ$47,MATCH(AL$2,$AS$2:$BA$2,0)+1,FALSE)","v":6.4382725370940003E-2},{"$f":"P8587*VLOOKUP($B8587,$AR$36:$AZ$47,MATCH(AM$2,$AS$2:$BA$2,0)+1,FALSE)","v":3.3694345261405702E-6},{"$f":"Q8587*VLOOKUP($B8587,$AR$36:$AZ$47,MATCH(AN$2,$AS$2:$BA$2,0)+1,FALSE)","v":1.4666470740029168E-3},{"$f":"R8587*VLOOKUP($B8587,$AR$36:$BA$47,MATCH(AO$2,$AS$2:$BA$2,0)+1,FALSE)","v":5.8655999999999997E-4},0.98521559661169278]
[2006,12,24,18,null,2013,12,24,18,0.46463156013666634,0.42154780938319691,7.8770371182796187E-3,0.10838174951424126,0.10495569999999999,6.6062999999999997E-2,1.683105607741946E-5,2.2456009552188762E-3,5.6576E-4,1.1762850481636806,null,null,0.43989201014758805,9.492743090199475E-2,0.37291799832054834,8.2725747344041187E-2,6.0899299966568406E-2,4.4053381687685304E-3,8.4235863153514252E-6,1.6413934720614079E-3,5.6576E-4,1.057983401907886,null,{"$f":"J8588*VLOOKUP($B8588,$AR$36:$AZ$47,MATCH(AG$2,$AS$2:$BA$2,0)+1,FALSE)","v":0.4428220385519232},{"$f":"K8588*VLOOKUP($B8588,$AR$36:$AZ$47,MATCH(AH$2,$AS$2:$BA$2,0)+1,FALSE)","v":0.36457108340330707},{"$f":"L8588*VLOOKUP($B8588,$AR$36:$AZ$47,MATCH(AI$2,$AS$2:$BA$2,0)+1,FALSE)","v":5.64192577733196E-3},{"$f":"M8588*VLOOKUP($B8588,$AR$36:$AZ$47,MATCH(AJ$2,$AS$2:$BA$2,0)+1,FALSE)","v":9.4208202028380747E-2},{"$f":"N8588*VLOOKUP($B8588,$AR$36:$AZ$47,MATCH(AK$2,$AS$2:$BA$2,0)+1,FALSE)","v":8.1830524821760231E-2},{"$f":"O8588*VLOOKUP($B8588,$AR$36:$AZ$47,MATCH(AL$2,$AS$2:$BA$2,0)+1,FALSE)","v":6.3672395002700735E-2},{"$f":"P8588*VLOOKUP($B8588,$AR$36:$AZ$47,MATCH(AM$2,$AS$2:$BA$2,0)+1,FALSE)","v":8.4235863153514252E-6},{"$f":"Q8588*VLOOKUP($B8588,$AR$36:$AZ$47,MATCH(AN$2,$AS$2:$BA$2,0)+1,FALSE)","v":1.6127032141525868E-3},{"$f":"R8588*VLOOKUP($B8588,$AR$36:$BA$47,MATCH(AO$2,$AS$2:$BA$2,0)+1,FALSE)","v":5.6576E-4},1.0549330563858719]
[2006,12,24,19,null,2013,12,24,19,0.48102532087660022,0.39848968841352939,7.8770371182796187E-3,9.7699025092166894E-2,9.810950000000003E-2,6.3398999999999997E-2,1.683105607741946E-5,2.2456009552188762E-3,5.4784000000000018E-4,1.1494098435118727,null,null,0.45541287653825452,8.5570840987488281E-2,0.35251986523660916,7.7329594381726888E-2,5.8443526914921669E-2,4.4053381687685304E-3,8.4235863153514252E-6,1.6413934720614079E-3,5.4784000000000018E-4,1.0358796992861459,null,{"$f":"J8589*VLOOKUP($B8589,$AR$36:$AZ$47,MATCH(AG$2,$AS$2:$BA$2,0)+1,FALSE)","v":0.45844628617783717},{"$f":"K8589*VLOOKUP($B8589,$AR$36:$AZ$47,MATCH(AH$2,$AS$2:$BA$2,0)+1,FALSE)","v":0.34462951578976353},{"$f":"L8589*VLOOKUP($B8589,$AR$36:$AZ$47,MATCH(AI$2,$AS$2:$BA$2,0)+1,FALSE)","v":5.64192577733196E-3},{"$f":"M8589*VLOOKUP($B8589,$AR$36:$AZ$47,MATCH(AJ$2,$AS$2:$BA$2,0)+1,FALSE)","v":8.4922503420645515E-2},{"$f":"N8589*VLOOKUP($B8589,$AR$36:$AZ$47,MATCH(AK$2,$AS$2:$BA$2,0)+1,FALSE)","v":7.6492766710149984E-2},{"$f":"O8589*VLOOKUP($B8589,$AR$36:$AZ$47,MATCH(AL$2,$AS$2:$BA$2,0)+1,FALSE)","v":6.1104796493895587E-2},{"$f":"P8589*VLOOKUP($B8589,$AR$36:$AZ$47,MATCH(AM$2,$AS$2:$BA$2,0)+1,FALSE)","v":8.4235863153514252E-6},{"$f":"Q8589*VLOOKUP($B8589,$AR$36:$AZ$47,MATCH(AN$2,$AS$2:$BA$2,0)+1,FALSE)","v":1.6127032141525868E-3},{"$f":"R8589*VLOOKUP($B8589,$AR$36:$BA$47,MATCH(AO$2,$AS$2:$BA$2,0)+1,FALSE)","v":5.4784000000000018E-4},1.0334067611700919]
[2006,12,24,20,null,2013,12,24,20,0.44068700948421508,0.39590245636984489,7.8770371182796187E-3,0.10957940085354785,9.398730000000001E-2,6.234E-2,1.683105607741946E-5,2.2456009552188762E-3,5.238399999999997E-4,1.1131594758371841,null,null,0.41722239959532731,9.5976407923183807E-2,0.35023109662378366,7.4080489514610492E-2,5.7467301816688229E-2,4.4053381687685304E-3,8.4235863153514252E-6,1.6413934720614079E-3,5.238399999999997E-4,1.0015566907007389,null,{"$f":"J8590*VLOOKUP($B8590,$AR$36:$AZ$47,MATCH(AG$2,$AS$2:$BA$2,0)+1,FALSE)","v":0.4200014304791323},{"$f":"K8590*VLOOKUP($B8590,$AR$36:$AZ$47,MATCH(AH$2,$AS$2:$BA$2,0)+1,FALSE)","v":0.34239197601803056},{"$f":"L8590*VLOOKUP($B8590,$AR$36:$AZ$47,MATCH(AI$2,$AS$2:$BA$2,0)+1,FALSE)","v":5.64192577733196E-3},{"$f":"M8590*VLOOKUP($B8590,$AR$36:$AZ$47,MATCH(AJ$2,$AS$2:$BA$2,0)+1,FALSE)","v":9.5249231351478461E-2},{"$f":"N8590*VLOOKUP($B8590,$AR$36:$AZ$47,MATCH(AK$2,$AS$2:$BA$2,0)+1,FALSE)","v":7.3278822261013232E-2},{"$f":"O8590*VLOOKUP($B8590,$AR$36:$AZ$47,MATCH(AL$2,$AS$2:$BA$2,0)+1,FALSE)","v":6.0084118257850296E-2},{"$f":"P8590*VLOOKUP($B8590,$AR$36:$AZ$47,MATCH(AM$2,$AS$2:$BA$2,0)+1,FALSE)","v":8.4235863153514252E-6},{"$f":"Q8590*VLOOKUP($B8590,$AR$36:$AZ$47,MATCH(AN$2,$AS$2:$BA$2,0)+1,FALSE)","v":1.6127032141525868E-3},{"$f":"R8590*VLOOKUP($B8590,$AR$36:$BA$47,MATCH(AO$2,$AS$2:$BA$2,0)+1,FALSE)","v":5.238399999999997E-4},0.99879247094530488]
[2006,12,24,21,null,2013,12,24,21,0.41756735237618942,0.38951890872806055,7.8770371182796187E-3,0.10818646955332013,9.1996200000000028E-2,6.1885999999999997E-2,1.683105607741946E-5,2.2456009552188762E-3,4.9023999999999953E-4,1.079784639787146,null,null,0.39533376070006815,9.4756392649890789E-2,0.34458395588252055,7.2511110857360631E-2,5.7048787940769452E-2,4.4053381687685304E-3,8.4235863153514252E-6,1.6413934720614079E-3,4.9023999999999953E-4,0.9707794032577548,null,{"$f":"J8591*VLOOKUP($B8591,$AR$36:$AZ$47,MATCH(AG$2,$AS$2:$BA$2,0)+1,FALSE)","v":0.39796699595172735},{"$f":"K8591*VLOOKUP($B8591,$AR$36:$AZ$47,MATCH(AH$2,$AS$2:$BA$2,0)+1,FALSE)","v":0.33687123358284354},{"$f":"L8591*VLOOKUP($B8591,$AR$36:$AZ$47,MATCH(AI$2,$AS$2:$BA$2,0)+1,FALSE)","v":5.64192577733196E-3},{"$f":"M8591*VLOOKUP($B8591,$AR$36:$AZ$47,MATCH(AJ$2,$AS$2:$BA$2,0)+1,FALSE)","v":9.4038459667761864E-2},{"$f":"N8591*VLOOKUP($B8591,$AR$36:$AZ$47,MATCH(AK$2,$AS$2:$BA$2,0)+1,FALSE)","v":7.1726426745832975E-2},{"$f":"O8591*VLOOKUP($B8591,$AR$36:$AZ$47,MATCH(AL$2,$AS$2:$BA$2,0)+1,FALSE)","v":5.9646547040508875E-2},{"$f":"P8591*VLOOKUP($B8591,$AR$36:$AZ$47,MATCH(AM$2,$AS$2:$BA$2,0)+1,FALSE)","v":8.4235863153514252E-6},{"$f":"Q8591*VLOOKUP($B8591,$AR$36:$AZ$47,MATCH(AN$2,$AS$2:$BA$2,0)+1,FALSE)","v":1.6127032141525868E-3},{"$f":"R8591*VLOOKUP($B8591,$AR$36:$BA$47,MATCH(AO$2,$AS$2:$BA$2,0)+1,FALSE)","v":4.9023999999999953E-4},0.96800295556647442]
[2006,12,24,22,null,2013,12,24,22,0.38847225583975997,0.38506799375018397,7.8770371182796187E-3,0.11327794559187532,9.1531199999999965E-2,6.1462999999999997E-2,1.683105607741946E-5,2.2456009552188762E-3,4.5919999999999961E-4,1.0504110643113953,null,null,0.36778784776836054,9.9215821861961234E-2,0.34064649904536293,7.2144599343312479E-2,5.6658851003514733E-2,4.4053381687685304E-3,8.4235863153514252E-6,1.6413934720614079E-3,4.5919999999999961E-4,0.94296797424965728,null,{"$f":"J8592*VLOOKUP($B8592,$AR$36:$AZ$47,MATCH(AG$2,$AS$2:$BA$2,0)+1,FALSE)","v":0.37023760547223211},{"$f":"K8592*VLOOKUP($B8592,$AR$36:$AZ$47,MATCH(AH$2,$AS$2:$BA$2,0)+1,FALSE)","v":0.33302190769500473},{"$f":"L8592*VLOOKUP($B8592,$AR$36:$AZ$47,MATCH(AI$2,$AS$2:$BA$2,0)+1,FALSE)","v":5.64192577733196E-3},{"$f":"M8592*VLOOKUP($B8592,$AR$36:$AZ$47,MATCH(AJ$2,$AS$2:$BA$2,0)+1,FALSE)","v":9.8464101488572667E-2},{"$f":"N8592*VLOOKUP($B8592,$AR$36:$AZ$47,MATCH(AK$2,$AS$2:$BA$2,0)+1,FALSE)","v":7.1363881462040632E-2},{"$f":"O8592*VLOOKUP($B8592,$AR$36:$AZ$47,MATCH(AL$2,$AS$2:$BA$2,0)+1,FALSE)","v":5.9238854034043192E-2},{"$f":"P8592*VLOOKUP($B8592,$AR$36:$AZ$47,MATCH(AM$2,$AS$2:$BA$2,0)+1,FALSE)","v":8.4235863153514252E-6},{"$f":"Q8592*VLOOKUP($B8592,$AR$36:$AZ$47,MATCH(AN$2,$AS$2:$BA$2,0)+1,FALSE)","v":1.6127032141525868E-3},{"$f":"R8592*VLOOKUP($B8592,$AR$36:$BA$47,MATCH(AO$2,$AS$2:$BA$2,0)+1,FALSE)","v":4.5919999999999961E-4},0.94004860272969315]
[2006,12,24,23,null,2013,12,24,23,0.32501261372277762,0.37224583126003119,7.8770371182796187E-3,0.10725595308522184,9.0065899999999977E-2,6.0458999999999999E-2,1.683105607741946E-5,2.2456009552188762E-3,4.1535999999999993E-4,0.9655941271976064,null,null,0.30770714742619076,9.394138884967107E-2,0.32930350291648969,7.0989654565818516E-2,5.5733326925491718E-2,4.4053381687685304E-3,8.4235863153514252E-6,1.6413934720614079E-3,4.1535999999999993E-4,0.86414553591080701,null,{"$f":"J8593*VLOOKUP($B8593,$AR$36:$AZ$47,MATCH(AG$2,$AS$2:$BA$2,0)+1,FALSE)","v":0.3097567201880902},{"$f":"K8593*VLOOKUP($B8593,$AR$36:$AZ$47,MATCH(AH$2,$AS$2:$BA$2,0)+1,FALSE)","v":0.32193279854402129},{"$f":"L8593*VLOOKUP($B8593,$AR$36:$AZ$47,MATCH(AI$2,$AS$2:$BA$2,0)+1,FALSE)","v":5.64192577733196E-3},{"$f":"M8593*VLOOKUP($B8593,$AR$36:$AZ$47,MATCH(AJ$2,$AS$2:$BA$2,0)+1,FALSE)","v":9.3229630839935823E-2},{"$f":"N8593*VLOOKUP($B8593,$AR$36:$AZ$47,MATCH(AK$2,$AS$2:$BA$2,0)+1,FALSE)","v":7.0221435001092597E-2},{"$f":"O8593*VLOOKUP($B8593,$AR$36:$AZ$47,MATCH(AL$2,$AS$2:$BA$2,0)+1,FALSE)","v":5.8271185526970984E-2},{"$f":"P8593*VLOOKUP($B8593,$AR$36:$AZ$47,MATCH(AM$2,$AS$2:$BA$2,0)+1,FALSE)","v":8.4235863153514252E-6},{"$f":"Q8593*VLOOKUP($B8593,$AR$36:$AZ$47,MATCH(AN$2,$AS$2:$BA$2,0)+1,FALSE)","v":1.6127032141525868E-3},{"$f":"R8593*VLOOKUP($B8593,$AR$36:$BA$47,MATCH(AO$2,$AS$2:$BA$2,0)+1,FALSE)","v":4.1535999999999993E-4},0.86109018267791071]
[2006,12,24,24,null,2013,12,24,24,0.21826958672094898,0.38338655339982736,7.8770371182796187E-3,0.13362983623405336,8.9043700000000031E-2,5.9645999999999998E-2,1.683105607741946E-5,2.2456009552188762E-3,2.6047999999999957E-4,0.89437562548440552,null,null,0.2066477086242694,0.11704126481078957,0.33915902987628371,7.018395979235624E-2,5.4983873663108536E-2,4.4053381687685304E-3,8.4235863153514252E-6,1.6413934720614079E-3,2.6047999999999957E-4,0.79433147199395271,null,{"$f":"J8594*VLOOKUP($B8594,$AR$36:$AZ$47,MATCH(AG$2,$AS$2:$BA$2,0)+1,FALSE)","v":0.20802414566334348},{"$f":"K8594*VLOOKUP($B8594,$AR$36:$AZ$47,MATCH(AH$2,$AS$2:$BA$2,0)+1,FALSE)","v":0.33156773211500473},{"$f":"L8594*VLOOKUP($B8594,$AR$36:$AZ$47,MATCH(AI$2,$AS$2:$BA$2,0)+1,FALSE)","v":5.64192577733196E-3},{"$f":"M8594*VLOOKUP($B8594,$AR$36:$AZ$47,MATCH(AJ$2,$AS$2:$BA$2,0)+1,FALSE)","v":0.11615448786700888},{"$f":"N8594*VLOOKUP($B8594,$AR$36:$AZ$47,MATCH(AK$2,$AS$2:$BA$2,0)+1,FALSE)","v":6.9424459110571171E-2},{"$f":"O8594*VLOOKUP($B8594,$AR$36:$AZ$47,MATCH(AL$2,$AS$2:$BA$2,0)+1,FALSE)","v":5.7487605351423464E-2},{"$f":"P8594*VLOOKUP($B8594,$AR$36:$AZ$47,MATCH(AM$2,$AS$2:$BA$2,0)+1,FALSE)","v":8.4235863153514252E-6},{"$f":"Q8594*VLOOKUP($B8594,$AR$36:$AZ$47,MATCH(AN$2,$AS$2:$BA$2,0)+1,FALSE)","v":1.6127032141525868E-3},{"$f":"R8594*VLOOKUP($B8594,$AR$36:$BA$47,MATCH(AO$2,$AS$2:$BA$2,0)+1,FALSE)","v":2.6047999999999957E-4},0.79018196268515162]
[2006,12,25,1,null,2013,12,25,1,0.2309994764994949,0.34486324624701775,7.8770371182796187E-3,9.4347626702057541E-2,8.8613299999999992E-2,5.9263000000000003E-2,1.683105607741946E-5,2.2456009552188762E-3,7.6799999999999725E-5,0.82830291857814597,null,null,0.21869978877567944,8.263547926350763E-2,0.30507977653338625,6.9844719887740506E-2,5.4630810195097766E-2,4.4053381687685304E-3,8.4235863153514252E-6,1.6413934720614079E-3,7.6799999999999725E-5,0.7370225298825569,null,{"$f":"J8595*VLOOKUP($B8595,$AR$36:$AZ$47,MATCH(AG$2,$AS$2:$BA$2,0)+1,FALSE)","v":0.22015650219250157},{"$f":"K8595*VLOOKUP($B8595,$AR$36:$AZ$47,MATCH(AH$2,$AS$2:$BA$2,0)+1,FALSE)","v":0.29825126477164959},{"$f":"L8595*VLOOKUP($B8595,$AR$36:$AZ$47,MATCH(AI$2,$AS$2:$BA$2,0)+1,FALSE)","v":5.64192577733196E-3},{"$f":"M8595*VLOOKUP($B8595,$AR$36:$AZ$47,MATCH(AJ$2,$AS$2:$BA$2,0)+1,FALSE)","v":8.2009381810890306E-2},{"$f":"N8595*VLOOKUP($B8595,$AR$36:$AZ$47,MATCH(AK$2,$AS$2:$BA$2,0)+1,FALSE)","v":6.9088890314562112E-2},{"$f":"O8595*VLOOKUP($B8595,$AR$36:$AZ$47,MATCH(AL$2,$AS$2:$BA$2,0)+1,FALSE)","v":5.7118464875120026E-2},{"$f":"P8595*VLOOKUP($B8595,$AR$36:$AZ$47,MATCH(AM$2,$AS$2:$BA$2,0)+1,FALSE)","v":8.4235863153514252E-6},{"$f":"Q8595*VLOOKUP($B8595,$AR$36:$AZ$47,MATCH(AN$2,$AS$2:$BA$2,0)+1,FALSE)","v":1.6127032141525868E-3},{"$f":"R8595*VLOOKUP($B8595,$AR$36:$BA$47,MATCH(AO$2,$AS$2:$BA$2,0)+1,FALSE)","v":7.6799999999999725E-5},0.73396435654252357]
[2006,12,25,2,null,2013,12,25,2,0.20740038961880536,0.33701497804117347,7.8770371182796187E-3,8.9495495754679855E-2,8.8619699999999996E-2,5.9218E-2,1.683105607741946E-5,2.2456009552188762E-3,5.7599999999999909E-5,0.79194563254423445,null,null,0.19635724759629719,7.8385683266497058E-2,0.29813688558612061,6.9849764347288693E-2,5.4589327542198328E-2,4.4053381687685304E-3,8.4235863153514252E-6,1.6413934720614079E-3,5.7599999999999909E-5,0.7034316635655472,null,{"$f":"J8596*VLOOKUP($B8596,$AR$36:$AZ$47,MATCH(AG$2,$AS$2:$BA$2,0)+1,FALSE)","v":0.19766514203307314},{"$f":"K8596*VLOOKUP($B8596,$AR$36:$AZ$47,MATCH(AH$2,$AS$2:$BA$2,0)+1,FALSE)","v":0.29146377452984068},{"$f":"L8596*VLOOKUP($B8596,$AR$36:$AZ$47,MATCH(AI$2,$AS$2:$BA$2,0)+1,FALSE)","v":5.64192577733196E-3},{"$f":"M8596*VLOOKUP($B8596,$AR$36:$AZ$47,MATCH(AJ$2,$AS$2:$BA$2,0)+1,FALSE)","v":7.7791784894366542E-2},{"$f":"N8596*VLOOKUP($B8596,$AR$36:$AZ$47,MATCH(AK$2,$AS$2:$BA$2,0)+1,FALSE)","v":6.9093880185134737E-2},{"$f":"O8596*VLOOKUP($B8596,$AR$36:$AZ$47,MATCH(AL$2,$AS$2:$BA$2,0)+1,FALSE)","v":5.7075093278687497E-2},{"$f":"P8596*VLOOKUP($B8596,$AR$36:$AZ$47,MATCH(AM$2,$AS$2:$BA$2,0)+1,FALSE)","v":8.4235863153514252E-6},{"$f":"Q8596*VLOOKUP($B8596,$AR$36:$AZ$47,MATCH(AN$2,$AS$2:$BA$2,0)+1,FALSE)","v":1.6127032141525868E-3},{"$f":"R8596*VLOOKUP($B8596,$AR$36:$BA$47,MATCH(AO$2,$AS$2:$BA$2,0)+1,FALSE)","v":5.7599999999999909E-5},0.70041032749890253]
[2006,12,25,3,null,2013,12,25,3,0.19560372130135473,0.33302088030312665,7.8770371182796187E-3,8.7317863983970817E-2,8.8840900000000028E-2,5.9048000000000003E-2,1.683105607741946E-5,2.2456009552188762E-3,5.8559999999999948E-5,0.77402939471802801,null,null,0.18518869904208068,7.6478378850666343E-2,0.29460354749156753,7.0024113480423006E-2,5.4432615297911567E-2,4.4053381687685304E-3,8.4235863153514252E-6,1.6413934720614079E-3,5.8559999999999948E-5,0.6868410693897945,null,{"$f":"J8597*VLOOKUP($B8597,$AR$36:$AZ$47,MATCH(AG$2,$AS$2:$BA$2,0)+1,FALSE)","v":0.18642220211974087},{"$f":"K8597*VLOOKUP($B8597,$AR$36:$AZ$47,MATCH(AH$2,$AS$2:$BA$2,0)+1,FALSE)","v":0.28800952211251934},{"$f":"L8597*VLOOKUP($B8597,$AR$36:$AZ$47,MATCH(AI$2,$AS$2:$BA$2,0)+1,FALSE)","v":5.64192577733196E-3},{"$f":"M8597*VLOOKUP($B8597,$AR$36:$AZ$47,MATCH(AJ$2,$AS$2:$BA$2,0)+1,FALSE)","v":7.5898931395342512E-2},{"$f":"N8597*VLOOKUP($B8597,$AR$36:$AZ$47,MATCH(AK$2,$AS$2:$BA$2,0)+1,FALSE)","v":6.9266342586801116E-2},{"$f":"O8597*VLOOKUP($B8597,$AR$36:$AZ$47,MATCH(AL$2,$AS$2:$BA$2,0)+1,FALSE)","v":5.6911245025497985E-2},{"$f":"P8597*VLOOKUP($B8597,$AR$36:$AZ$47,MATCH(AM$2,$AS$2:$BA$2,0)+1,FALSE)","v":8.4235863153514252E-6},{"$f":"Q8597*VLOOKUP($B8597,$AR$36:$AZ$47,MATCH(AN$2,$AS$2:$BA$2,0)+1,FALSE)","v":1.6127032141525868E-3},{"$f":"R8597*VLOOKUP($B8597,$AR$36:$BA$47,MATCH(AO$2,$AS$2:$BA$2,0)+1,FALSE)","v":5.8559999999999948E-5},0.68382985581770173]
[2006,12,25,4,null,2013,12,25,4,0.19052641925949756,0.33319594762432397,7.8770371182796187E-3,8.7996344472113103E-2,8.8680399999999979E-2,5.8826000000000003E-2,1.683105607741946E-5,2.2456009552188762E-3,5.4399999999999865E-5,0.76941898048551061,null,null,0.18038174059814277,7.7072633971525181E-2,0.29475841902342953,6.9897607893316033E-2,5.4227967543607668E-2,4.4053381687685304E-3,8.4235863153514252E-6,1.6413934720614079E-3,5.4399999999999865E-5,0.68244792425716649,null,{"$f":"J8598*VLOOKUP($B8598,$AR$36:$AZ$47,MATCH(AG$2,$AS$2:$BA$2,0)+1,FALSE)","v":0.18158322553395384},{"$f":"K8598*VLOOKUP($B8598,$AR$36:$AZ$47,MATCH(AH$2,$AS$2:$BA$2,0)+1,FALSE)","v":0.28816092720000114},{"$f":"L8598*VLOOKUP($B8598,$AR$36:$AZ$47,MATCH(AI$2,$AS$2:$BA$2,0)+1,FALSE)","v":5.64192577733196E-3},{"$f":"M8598*VLOOKUP($B8598,$AR$36:$AZ$47,MATCH(AJ$2,$AS$2:$BA$2,0)+1,FALSE)","v":7.6488684072206464E-2},{"$f":"N8598*VLOOKUP($B8598,$AR$36:$AZ$47,MATCH(AK$2,$AS$2:$BA$2,0)+1,FALSE)","v":6.914120598884696E-2},{"$f":"O8598*VLOOKUP($B8598,$AR$36:$AZ$47,MATCH(AL$2,$AS$2:$BA$2,0)+1,FALSE)","v":5.6697278483097559E-2},{"$f":"P8598*VLOOKUP($B8598,$AR$36:$AZ$47,MATCH(AM$2,$AS$2:$BA$2,0)+1,FALSE)","v":8.4235863153514252E-6},{"$f":"Q8598*VLOOKUP($B8598,$AR$36:$AZ$47,MATCH(AN$2,$AS$2:$BA$2,0)+1,FALSE)","v":1.6127032141525868E-3},{"$f":"R8598*VLOOKUP($B8598,$AR$36:$BA$47,MATCH(AO$2,$AS$2:$BA$2,0)+1,FALSE)","v":5.4399999999999865E-5},0.67938877385590601]
[2006,12,25,5,null,2013,12,25,5,0.19611872871037012,0.3361585173581233,7.8770371182796187E-3,8.6498166292113862E-2,8.9224100000000028E-2,5.8712E-2,1.683105607741946E-5,2.2456009552188762E-3,5.7279999999999743E-5,0.77690826149018322,null,null,0.18567628461273378,7.576043697988992E-2,0.29737922632077979,7.0326150495870821E-2,5.4122878156262426E-2,4.4053381687685304E-3,8.4235863153514252E-6,1.6413934720614079E-3,5.7279999999999743E-5,0.68937741179268208,null,{"$f":"J8599*VLOOKUP($B8599,$AR$36:$AZ$47,MATCH(AG$2,$AS$2:$BA$2,0)+1,FALSE)","v":0.18691303539560025},{"$f":"K8599*VLOOKUP($B8599,$AR$36:$AZ$47,MATCH(AH$2,$AS$2:$BA$2,0)+1,FALSE)","v":0.29072307373111322},{"$f":"L8599*VLOOKUP($B8599,$AR$36:$AZ$47,MATCH(AI$2,$AS$2:$BA$2,0)+1,FALSE)","v":5.64192577733196E-3},{"$f":"M8599*VLOOKUP($B8599,$AR$36:$AZ$47,MATCH(AJ$2,$AS$2:$BA$2,0)+1,FALSE)","v":7.5186429095806265E-2},{"$f":"N8599*VLOOKUP($B8599,$AR$36:$AZ$47,MATCH(AK$2,$AS$2:$BA$2,0)+1,FALSE)","v":6.9565111087337039E-2},{"$f":"O8599*VLOOKUP($B8599,$AR$36:$AZ$47,MATCH(AL$2,$AS$2:$BA$2,0)+1,FALSE)","v":5.658740377213517E-2},{"$f":"P8599*VLOOKUP($B8599,$AR$36:$AZ$47,MATCH(AM$2,$AS$2:$BA$2,0)+1,FALSE)","v":8.4235863153514252E-6},{"$f":"Q8599*VLOOKUP($B8599,$AR$36:$AZ$47,MATCH(AN$2,$AS$2:$BA$2,0)+1,FALSE)","v":1.6127032141525868E-3},{"$f":"R8599*VLOOKUP($B8599,$AR$36:$BA$47,MATCH(AO$2,$AS$2:$BA$2,0)+1,FALSE)","v":5.7279999999999743E-5},0.68629538565979198]
[2006,12,25,6,null,2013,12,25,6,0.20463473280804043,0.34883807536456363,7.8770371182796187E-3,9.1236120801569176E-2,9.0824300000000038E-2,5.8575000000000002E-2,1.683105607741946E-5,2.2456009552188762E-3,0,0.80424769810374919,null,null,0.19373884962628432,7.9910230199956134E-2,0.30859606883804869,7.1587423022278968E-2,5.3996586524101914E-2,4.4053381687685304E-3,8.4235863153514252E-6,1.6413934720614079E-3,0,0.71388431343781522,null,{"$f":"J8600*VLOOKUP($B8600,$AR$36:$AZ$47,MATCH(AG$2,$AS$2:$BA$2,0)+1,FALSE)","v":0.19502930346343808},{"$f":"K8600*VLOOKUP($B8600,$AR$36:$AZ$47,MATCH(AH$2,$AS$2:$BA$2,0)+1,FALSE)","v":0.30168885293002962},{"$f":"L8600*VLOOKUP($B8600,$AR$36:$AZ$47,MATCH(AI$2,$AS$2:$BA$2,0)+1,FALSE)","v":5.64192577733196E-3},{"$f":"M8600*VLOOKUP($B8600,$AR$36:$AZ$47,MATCH(AJ$2,$AS$2:$BA$2,0)+1,FALSE)","v":7.9304780918217049E-2},{"$f":"N8600*VLOOKUP($B8600,$AR$36:$AZ$47,MATCH(AK$2,$AS$2:$BA$2,0)+1,FALSE)","v":7.0812734663948718E-2},{"$f":"O8600*VLOOKUP($B8600,$AR$36:$AZ$47,MATCH(AL$2,$AS$2:$BA$2,0)+1,FALSE)","v":5.6455361356329503E-2},{"$f":"P8600*VLOOKUP($B8600,$AR$36:$AZ$47,MATCH(AM$2,$AS$2:$BA$2,0)+1,FALSE)","v":8.4235863153514252E-6},{"$f":"Q8600*VLOOKUP($B8600,$AR$36:$AZ$47,MATCH(AN$2,$AS$2:$BA$2,0)+1,FALSE)","v":1.6127032141525868E-3},{"$f":"R8600*VLOOKUP($B8600,$AR$36:$BA$47,MATCH(AO$2,$AS$2:$BA$2,0)+1,FALSE)","v":0},0.71055408590976277]
[2006,12,25,7,null,2013,12,25,7,0.22463485479005546,0.36955137497303048,7.8770371182796187E-3,9.4857058035563657E-2,9.3602400000000044E-2,6.0356E-2,1.683105607741946E-5,2.2456009552188762E-3,0,0.85314115692822556,null,null,0.21267405467192899,8.3081670692668488E-2,0.32691987946324308,7.377711256459521E-2,5.5638377742188563E-2,4.4053381687685304E-3,8.4235863153514252E-6,1.6413934720614079E-3,0,0.75814625036176964,null,{"$f":"J8601*VLOOKUP($B8601,$AR$36:$AZ$47,MATCH(AG$2,$AS$2:$BA$2,0)+1,FALSE)","v":0.2140906319378921},{"$f":"K8601*VLOOKUP($B8601,$AR$36:$AZ$47,MATCH(AH$2,$AS$2:$BA$2,0)+1,FALSE)","v":0.31960252704012704},{"$f":"L8601*VLOOKUP($B8601,$AR$36:$AZ$47,MATCH(AI$2,$AS$2:$BA$2,0)+1,FALSE)","v":5.64192577733196E-3},{"$f":"M8601*VLOOKUP($B8601,$AR$36:$AZ$47,MATCH(AJ$2,$AS$2:$BA$2,0)+1,FALSE)","v":8.2452192618075376E-2},{"$f":"N8601*VLOOKUP($B8601,$AR$36:$AZ$47,MATCH(AK$2,$AS$2:$BA$2,0)+1,FALSE)","v":7.2978728326106482E-2},{"$f":"O8601*VLOOKUP($B8601,$AR$36:$AZ$47,MATCH(AL$2,$AS$2:$BA$2,0)+1,FALSE)","v":5.8171912761803217E-2},{"$f":"P8601*VLOOKUP($B8601,$AR$36:$AZ$47,MATCH(AM$2,$AS$2:$BA$2,0)+1,FALSE)","v":8.4235863153514252E-6},{"$f":"Q8601*VLOOKUP($B8601,$AR$36:$AZ$47,MATCH(AN$2,$AS$2:$BA$2,0)+1,FALSE)","v":1.6127032141525868E-3},{"$f":"R8601*VLOOKUP($B8601,$AR$36:$BA$47,MATCH(AO$2,$AS$2:$BA$2,0)+1,FALSE)","v":0},0.75455904526180417]
[2006,12,25,8,null,2013,12,25,8,0.25203866271220948,0.39482783474687738,4.9887901749104254E-3,0.10697397960979589,9.4766599999999965E-2,6.1404E-2,1.0659668849032324E-5,2.1213161224772018E-3,5.3184000000000011E-4,0.91766368303511936,null,null,0.23861873253459714,9.3694419062555989E-2,0.34928044349341775,7.4694731284282917E-2,5.6604462636379922E-2,2.7900475068867356E-3,5.3349379997225689E-6,1.5505490534819082E-3,5.3184000000000011E-4,0.81777056050960217,null,{"$f":"J8602*VLOOKUP($B8602,$AR$36:$AZ$47,MATCH(AG$2,$AS$2:$BA$2,0)+1,FALSE)","v":0.24020812185744084},{"$f":"K8602*VLOOKUP($B8602,$AR$36:$AZ$47,MATCH(AH$2,$AS$2:$BA$2,0)+1,FALSE)","v":0.34146260107973558},{"$f":"L8602*VLOOKUP($B8602,$AR$36:$AZ$47,MATCH(AI$2,$AS$2:$BA$2,0)+1,FALSE)","v":3.5732196589769085E-3},{"$f":"M8602*VLOOKUP($B8602,$AR$36:$AZ$47,MATCH(AJ$2,$AS$2:$BA$2,0)+1,FALSE)","v":9.2984532248534313E-2},{"$f":"N8602*VLOOKUP($B8602,$AR$36:$AZ$47,MATCH(AK$2,$AS$2:$BA$2,0)+1,FALSE)","v":7.3886416969957999E-2},{"$f":"O8602*VLOOKUP($B8602,$AR$36:$AZ$47,MATCH(AL$2,$AS$2:$BA$2,0)+1,FALSE)","v":5.9181989052053893E-2},{"$f":"P8602*VLOOKUP($B8602,$AR$36:$AZ$47,MATCH(AM$2,$AS$2:$BA$2,0)+1,FALSE)","v":5.3349379997225689E-6},{"$f":"Q8602*VLOOKUP($B8602,$AR$36:$AZ$47,MATCH(AN$2,$AS$2:$BA$2,0)+1,FALSE)","v":1.5234466840611223E-3},{"$f":"R8602*VLOOKUP($B8602,$AR$36:$BA$47,MATCH(AO$2,$AS$2:$BA$2,0)+1,FALSE)","v":5.3184000000000011E-4},0.81335750248876038]
[2006,12,25,9,null,2013,12,25,9,0.2892663165143633,0.40631508890708601,0,0.11175813417241222,9.3129499999999962E-2,6.0498000000000003E-2,0,1.9066423204688544E-3,6.0639999999999989E-4,0.96348008191433043,null,null,0.27386418047466188,9.7884677142930948E-2,0.35944252649390207,7.3404374295792246E-2,5.5769278558004572E-2,0,0,1.3936359668445897E-3,6.0639999999999989E-4,0.86236507293213638,null,{"$f":"J8603*VLOOKUP($B8603,$AR$36:$AZ$47,MATCH(AG$2,$AS$2:$BA$2,0)+1,FALSE)","v":0.27568833233286799},{"$f":"K8603*VLOOKUP($B8603,$AR$36:$AZ$47,MATCH(AH$2,$AS$2:$BA$2,0)+1,FALSE)","v":0.35139722913685706},{"$f":"L8603*VLOOKUP($B8603,$AR$36:$AZ$47,MATCH(AI$2,$AS$2:$BA$2,0)+1,FALSE)","v":0},{"$f":"M8603*VLOOKUP($B8603,$AR$36:$AZ$47,MATCH(AJ$2,$AS$2:$BA$2,0)+1,FALSE)","v":9.7143042344468272E-2},{"$f":"N8603*VLOOKUP($B8603,$AR$36:$AZ$47,MATCH(AK$2,$AS$2:$BA$2,0)+1,FALSE)","v":7.2610023670826043E-2},{"$f":"O8603*VLOOKUP($B8603,$AR$36:$AZ$47,MATCH(AL$2,$AS$2:$BA$2,0)+1,FALSE)","v":5.8308774243879168E-2},{"$f":"P8603*VLOOKUP($B8603,$AR$36:$AZ$47,MATCH(AM$2,$AS$2:$BA$2,0)+1,FALSE)","v":0},{"$f":"Q8603*VLOOKUP($B8603,$AR$36:$AZ$47,MATCH(AN$2,$AS$2:$BA$2,0)+1,FALSE)","v":1.3692763139031379E-3},{"$f":"R8603*VLOOKUP($B8603,$AR$36:$BA$47,MATCH(AO$2,$AS$2:$BA$2,0)+1,FALSE)","v":6.0639999999999989E-4},0.85712307804280163]
[2006,12,25,10,null,2013,12,25,10,0.3262799129843616,0.4023484379320339,0,9.4992701953629216E-2,9.2114800000000011E-2,6.0169E-2,0,1.9066423204688544E-3,6.3904000000000001E-4,0.97845053519049374,null,null,0.30890696867697437,8.320047601475597E-2,0.35593346890013333,7.2604590998363E-2,5.5465994273473117E-2,0,0,1.3936359668445897E-3,6.3904000000000001E-4,0.87814417483054441,null,{"$f":"J8604*VLOOKUP($B8604,$AR$36:$AZ$47,MATCH(AG$2,$AS$2:$BA$2,0)+1,FALSE)","v":0.31096453319654122},{"$f":"K8604*VLOOKUP($B8604,$AR$36:$AZ$47,MATCH(AH$2,$AS$2:$BA$2,0)+1,FALSE)","v":0.34796671375694443},{"$f":"L8604*VLOOKUP($B8604,$AR$36:$AZ$47,MATCH(AI$2,$AS$2:$BA$2,0)+1,FALSE)","v":0},{"$f":"M8604*VLOOKUP($B8604,$AR$36:$AZ$47,MATCH(AJ$2,$AS$2:$BA$2,0)+1,FALSE)","v":8.2570097797631123E-2},{"$f":"N8604*VLOOKUP($B8604,$AR$36:$AZ$47,MATCH(AK$2,$AS$2:$BA$2,0)+1,FALSE)","v":7.1818895284881917E-2},{"$f":"O8604*VLOOKUP($B8604,$AR$36:$AZ$47,MATCH(AL$2,$AS$2:$BA$2,0)+1,FALSE)","v":5.7991679683294745E-2},{"$f":"P8604*VLOOKUP($B8604,$AR$36:$AZ$47,MATCH(AM$2,$AS$2:$BA$2,0)+1,FALSE)","v":0},{"$f":"Q8604*VLOOKUP($B8604,$AR$36:$AZ$47,MATCH(AN$2,$AS$2:$BA$2,0)+1,FALSE)","v":1.3692763139031379E-3},{"$f":"R8604*VLOOKUP($B8604,$AR$36:$BA$47,MATCH(AO$2,$AS$2:$BA$2,0)+1,FALSE)","v":6.3904000000000001E-4},0.87332023603319664]
[2006,12,25,11,null,2013,12,25,11,0.3231594236369556,0.41302281864297929,0,0.10248170342563333,9.1435099999999991E-2,5.9926E-2,0,1.9066423204688544E-3,6.2816000000000033E-4,0.99255984802603714,null,null,0.30595263141398088,8.9759806095187952E-2,0.36537645164000737,7.2068853630409227E-2,5.5241987947816151E-2,0,0,1.3936359668445897E-3,6.2816000000000033E-4,0.89042152669424623,null,{"$f":"J8605*VLOOKUP($B8605,$AR$36:$AZ$47,MATCH(AG$2,$AS$2:$BA$2,0)+1,FALSE)","v":0.30799051771276431},{"$f":"K8605*VLOOKUP($B8605,$AR$36:$AZ$47,MATCH(AH$2,$AS$2:$BA$2,0)+1,FALSE)","v":0.35719833696509923},{"$f":"L8605*VLOOKUP($B8605,$AR$36:$AZ$47,MATCH(AI$2,$AS$2:$BA$2,0)+1,FALSE)","v":0},{"$f":"M8605*VLOOKUP($B8605,$AR$36:$AZ$47,MATCH(AJ$2,$AS$2:$BA$2,0)+1,FALSE)","v":8.9079730340264118E-2},{"$f":"N8605*VLOOKUP($B8605,$AR$36:$AZ$47,MATCH(AK$2,$AS$2:$BA$2,0)+1,FALSE)","v":7.1288955436723575E-2},{"$f":"O8605*VLOOKUP($B8605,$AR$36:$AZ$47,MATCH(AL$2,$AS$2:$BA$2,0)+1,FALSE)","v":5.7757473062559142E-2},{"$f":"P8605*VLOOKUP($B8605,$AR$36:$AZ$47,MATCH(AM$2,$AS$2:$BA$2,0)+1,FALSE)","v":0},{"$f":"Q8605*VLOOKUP($B8605,$AR$36:$AZ$47,MATCH(AN$2,$AS$2:$BA$2,0)+1,FALSE)","v":1.3692763139031379E-3},{"$f":"R8605*VLOOKUP($B8605,$AR$36:$BA$47,MATCH(AO$2,$AS$2:$BA$2,0)+1,FALSE)","v":6.2816000000000033E-4},0.88531244983131352]
[2006,12,25,12,null,2013,12,25,12,0.33184893847582625,0.41779707147546935,0,0.10445683920927094,9.0706400000000006E-2,0.06,0,1.9066423204688544E-3,6.2943999999999977E-4,1.0073453314810352,null,null,0.31417946849873202,9.1489752017482551E-2,0.36959994603409158,7.1494494619039645E-2,5.5310203865917451E-2,0,0,1.3936359668445897E-3,6.2943999999999977E-4,0.90409694100210791,null,{"$f":"J8606*VLOOKUP($B8606,$AR$36:$AZ$47,MATCH(AG$2,$AS$2:$BA$2,0)+1,FALSE)","v":0.31627215203360998},{"$f":"K8606*VLOOKUP($B8606,$AR$36:$AZ$47,MATCH(AH$2,$AS$2:$BA$2,0)+1,FALSE)","v":0.36132729811455688},{"$f":"L8606*VLOOKUP($B8606,$AR$36:$AZ$47,MATCH(AI$2,$AS$2:$BA$2,0)+1,FALSE)","v":0},{"$f":"M8606*VLOOKUP($B8606,$AR$36:$AZ$47,MATCH(AJ$2,$AS$2:$BA$2,0)+1,FALSE)","v":9.0796569123291579E-2},{"$f":"N8606*VLOOKUP($B8606,$AR$36:$AZ$47,MATCH(AK$2,$AS$2:$BA$2,0)+1,FALSE)","v":7.0720811891993612E-2},{"$f":"O8606*VLOOKUP($B8606,$AR$36:$AZ$47,MATCH(AL$2,$AS$2:$BA$2,0)+1,FALSE)","v":5.7828795243359279E-2},{"$f":"P8606*VLOOKUP($B8606,$AR$36:$AZ$47,MATCH(AM$2,$AS$2:$BA$2,0)+1,FALSE)","v":0},{"$f":"Q8606*VLOOKUP($B8606,$AR$36:$AZ$47,MATCH(AN$2,$AS$2:$BA$2,0)+1,FALSE)","v":1.3692763139031379E-3},{"$f":"R8606*VLOOKUP($B8606,$AR$36:$BA$47,MATCH(AO$2,$AS$2:$BA$2,0)+1,FALSE)","v":6.2943999999999977E-4},0.89894434272071444]
[2006,12,25,13,null,2013,12,25,13,0.31145786444910867,0.42368445660789339,0,0.11456933719825477,9.0313299999999999E-2,5.9880000000000003E-2,0,1.9066423204688544E-3,6.1535999999999969E-4,1.0024269605757259,null,null,0.29487412785410883,0.1003469023993343,0.37480816163871816,7.1184654455228216E-2,5.5199583458185618E-2,0,0,1.3936359668445897E-3,6.1535999999999969E-4,0.89842242577241982,null,{"$f":"J8607*VLOOKUP($B8607,$AR$36:$AZ$47,MATCH(AG$2,$AS$2:$BA$2,0)+1,FALSE)","v":0.29683822256459524},{"$f":"K8607*VLOOKUP($B8607,$AR$36:$AZ$47,MATCH(AH$2,$AS$2:$BA$2,0)+1,FALSE)","v":0.36641893974657225},{"$f":"L8607*VLOOKUP($B8607,$AR$36:$AZ$47,MATCH(AI$2,$AS$2:$BA$2,0)+1,FALSE)","v":0},{"$f":"M8607*VLOOKUP($B8607,$AR$36:$AZ$47,MATCH(AJ$2,$AS$2:$BA$2,0)+1,FALSE)","v":9.9586612260882751E-2},{"$f":"N8607*VLOOKUP($B8607,$AR$36:$AZ$47,MATCH(AK$2,$AS$2:$BA$2,0)+1,FALSE)","v":7.0414324685415641E-2},{"$f":"O8607*VLOOKUP($B8607,$AR$36:$AZ$47,MATCH(AL$2,$AS$2:$BA$2,0)+1,FALSE)","v":5.7713137652872566E-2},{"$f":"P8607*VLOOKUP($B8607,$AR$36:$AZ$47,MATCH(AM$2,$AS$2:$BA$2,0)+1,FALSE)","v":0},{"$f":"Q8607*VLOOKUP($B8607,$AR$36:$AZ$47,MATCH(AN$2,$AS$2:$BA$2,0)+1,FALSE)","v":1.3692763139031379E-3},{"$f":"R8607*VLOOKUP($B8607,$AR$36:$BA$47,MATCH(AO$2,$AS$2:$BA$2,0)+1,FALSE)","v":6.1535999999999969E-4},0.89295587322424153]
[2006,12,25,14,null,2013,12,25,14,0.30384931047806174,0.42181489932753052,0,0.11222857318965496,9.0295100000000045E-2,5.9609000000000002E-2,0,1.9066423204688544E-3,6.3103999999999949E-4,0.99033456531571629,null,null,0.2876706953114383,9.8296716692975711E-2,0.37315427673356671,7.1170309273388091E-2,5.4949765704057893E-2,0,0,1.3936359668445897E-3,6.3103999999999949E-4,0.88726643968227126,null,{"$f":"J8608*VLOOKUP($B8608,$AR$36:$AZ$47,MATCH(AG$2,$AS$2:$BA$2,0)+1,FALSE)","v":0.28958680946880744},{"$f":"K8608*VLOOKUP($B8608,$AR$36:$AZ$47,MATCH(AH$2,$AS$2:$BA$2,0)+1,FALSE)","v":0.36480207326543995},{"$f":"L8608*VLOOKUP($B8608,$AR$36:$AZ$47,MATCH(AI$2,$AS$2:$BA$2,0)+1,FALSE)","v":0},{"$f":"M8608*VLOOKUP($B8608,$AR$36:$AZ$47,MATCH(AJ$2,$AS$2:$BA$2,0)+1,FALSE)","v":9.7551960028276402E-2},{"$f":"N8608*VLOOKUP($B8608,$AR$36:$AZ$47,MATCH(AK$2,$AS$2:$BA$2,0)+1,FALSE)","v":7.0400134740974785E-2},{"$f":"O8608*VLOOKUP($B8608,$AR$36:$AZ$47,MATCH(AL$2,$AS$2:$BA$2,0)+1,FALSE)","v":5.7451944261023395E-2},{"$f":"P8608*VLOOKUP($B8608,$AR$36:$AZ$47,MATCH(AM$2,$AS$2:$BA$2,0)+1,FALSE)","v":0},{"$f":"Q8608*VLOOKUP($B8608,$AR$36:$AZ$47,MATCH(AN$2,$AS$2:$BA$2,0)+1,FALSE)","v":1.3692763139031379E-3},{"$f":"R8608*VLOOKUP($B8608,$AR$36:$BA$47,MATCH(AO$2,$AS$2:$BA$2,0)+1,FALSE)","v":6.3103999999999949E-4},0.88179323807842525]
[2006,12,25,15,null,2013,12,25,15,0.33505178608028408,0.4050501467698322,0,9.2970029239141327E-2,9.0839799999999998E-2,5.9565E-2,0,1.9066423204688544E-3,6.3103999999999949E-4,0.98601444440972652,null,null,0.31721177881038398,8.1428894312094213E-2,0.35832350824895803,7.1599640072747203E-2,5.490920488788955E-2,0,0,1.3936359668445897E-3,6.3103999999999949E-4,0.88549770229891767,null,{"$f":"J8609*VLOOKUP($B8609,$AR$36:$AZ$47,MATCH(AG$2,$AS$2:$BA$2,0)+1,FALSE)","v":0.31932465992816622},{"$f":"K8609*VLOOKUP($B8609,$AR$36:$AZ$47,MATCH(AH$2,$AS$2:$BA$2,0)+1,FALSE)","v":0.3503032575512951},{"$f":"L8609*VLOOKUP($B8609,$AR$36:$AZ$47,MATCH(AI$2,$AS$2:$BA$2,0)+1,FALSE)","v":0},{"$f":"M8609*VLOOKUP($B8609,$AR$36:$AZ$47,MATCH(AJ$2,$AS$2:$BA$2,0)+1,FALSE)","v":8.0811938692635948E-2},{"$f":"N8609*VLOOKUP($B8609,$AR$36:$AZ$47,MATCH(AK$2,$AS$2:$BA$2,0)+1,FALSE)","v":7.0824819506741757E-2},{"$f":"O8609*VLOOKUP($B8609,$AR$36:$AZ$47,MATCH(AL$2,$AS$2:$BA$2,0)+1,FALSE)","v":5.7409536477844927E-2},{"$f":"P8609*VLOOKUP($B8609,$AR$36:$AZ$47,MATCH(AM$2,$AS$2:$BA$2,0)+1,FALSE)","v":0},{"$f":"Q8609*VLOOKUP($B8609,$AR$36:$AZ$47,MATCH(AN$2,$AS$2:$BA$2,0)+1,FALSE)","v":1.3692763139031379E-3},{"$f":"R8609*VLOOKUP($B8609,$AR$36:$BA$47,MATCH(AO$2,$AS$2:$BA$2,0)+1,FALSE)","v":6.3103999999999949E-4},0.88067452847058714]
[2006,12,25,16,null,2013,12,25,16,0.34016503054131197,0.40918505057568511,0,0.10041158684696201,9.1135400000000047E-2,5.9788000000000001E-2,0,1.9066423204688544E-3,6.0191999999999982E-4,1.003193630284428,null,null,0.32205276590061949,8.7946670125694543E-2,0.36198140900470593,7.1832631048129231E-2,5.5114774478924544E-2,0,0,1.3936359668445897E-3,6.0191999999999982E-4,0.90092380652491832,null,{"$f":"J8610*VLOOKUP($B8610,$AR$36:$AZ$47,MATCH(AG$2,$AS$2:$BA$2,0)+1,FALSE)","v":0.32419789181792569},{"$f":"K8610*VLOOKUP($B8610,$AR$36:$AZ$47,MATCH(AH$2,$AS$2:$BA$2,0)+1,FALSE)","v":0.35387928458005358},{"$f":"L8610*VLOOKUP($B8610,$AR$36:$AZ$47,MATCH(AI$2,$AS$2:$BA$2,0)+1,FALSE)","v":0},{"$f":"M8610*VLOOKUP($B8610,$AR$36:$AZ$47,MATCH(AJ$2,$AS$2:$BA$2,0)+1,FALSE)","v":8.7280331809239844E-2},{"$f":"N8610*VLOOKUP($B8610,$AR$36:$AZ$47,MATCH(AK$2,$AS$2:$BA$2,0)+1,FALSE)","v":7.1055289153814913E-2},{"$f":"O8610*VLOOKUP($B8610,$AR$36:$AZ$47,MATCH(AL$2,$AS$2:$BA$2,0)+1,FALSE)","v":5.7624466833499415E-2},{"$f":"P8610*VLOOKUP($B8610,$AR$36:$AZ$47,MATCH(AM$2,$AS$2:$BA$2,0)+1,FALSE)","v":0},{"$f":"Q8610*VLOOKUP($B8610,$AR$36:$AZ$47,MATCH(AN$2,$AS$2:$BA$2,0)+1,FALSE)","v":1.3692763139031379E-3},{"$f":"R8610*VLOOKUP($B8610,$AR$36:$BA$47,MATCH(AO$2,$AS$2:$BA$2,0)+1,FALSE)","v":6.0191999999999982E-4},0.89600846050843663]
[2006,12,25,17,null,2013,12,25,17,0.39170536780913173,0.42344270393843464,3.1508148473118479E-3,0.10926443249526353,9.2421399999999945E-2,6.0402999999999998E-2,6.7324224309677838E-6,2.0422257743688624E-3,5.9359999999999947E-4,1.0830302772869413,null,null,0.37084881100301653,9.5700539179586708E-2,0.37459429758919288,7.2846252138593387E-2,5.5681704068550192E-2,1.7621352675074122E-3,3.3694345261405702E-6,1.4927389689313164E-3,5.9359999999999947E-4,0.97352344764990473,null,{"$f":"J8611*VLOOKUP($B8611,$AR$36:$AZ$47,MATCH(AG$2,$AS$2:$BA$2,0)+1,FALSE)","v":0.37331895714090207},{"$f":"K8611*VLOOKUP($B8611,$AR$36:$AZ$47,MATCH(AH$2,$AS$2:$BA$2,0)+1,FALSE)","v":0.3662098625537642},{"$f":"L8611*VLOOKUP($B8611,$AR$36:$AZ$47,MATCH(AI$2,$AS$2:$BA$2,0)+1,FALSE)","v":2.2567703109327843E-3},{"$f":"M8611*VLOOKUP($B8611,$AR$36:$AZ$47,MATCH(AJ$2,$AS$2:$BA$2,0)+1,FALSE)","v":9.497545275994633E-2},{"$f":"N8611*VLOOKUP($B8611,$AR$36:$AZ$47,MATCH(AK$2,$AS$2:$BA$2,0)+1,FALSE)","v":7.2057941272001685E-2},{"$f":"O8611*VLOOKUP($B8611,$AR$36:$AZ$47,MATCH(AL$2,$AS$2:$BA$2,0)+1,FALSE)","v":5.8217211984743847E-2},{"$f":"P8611*VLOOKUP($B8611,$AR$36:$AZ$47,MATCH(AM$2,$AS$2:$BA$2,0)+1,FALSE)","v":3.3694345261405702E-6},{"$f":"Q8611*VLOOKUP($B8611,$AR$36:$AZ$47,MATCH(AN$2,$AS$2:$BA$2,0)+1,FALSE)","v":1.4666470740029168E-3},{"$f":"R8611*VLOOKUP($B8611,$AR$36:$BA$47,MATCH(AO$2,$AS$2:$BA$2,0)+1,FALSE)","v":5.9359999999999947E-4},0.96909981253082]
[2006,12,25,18,null,2013,12,25,18,0.46785942923770862,0.42109138410892155,7.8770371182796187E-3,0.10660783589504361,9.3122100000000041E-2,6.0118999999999999E-2,1.683105607741946E-5,2.2456009552188762E-3,5.7983999999999987E-4,1.15951905837125,null,null,0.44294800967317582,9.3373727780692334E-2,0.37251422632629999,7.3398541639439721E-2,5.5419902436918189E-2,4.4053381687685304E-3,8.4235863153514252E-6,1.6413934720614079E-3,5.7983999999999987E-4,1.0442894030836716,null,{"$f":"J8612*VLOOKUP($B8612,$AR$36:$AZ$47,MATCH(AG$2,$AS$2:$BA$2,0)+1,FALSE)","v":0.44589839344930016},{"$f":"K8612*VLOOKUP($B8612,$AR$36:$AZ$47,MATCH(AH$2,$AS$2:$BA$2,0)+1,FALSE)","v":0.36417634891997841},{"$f":"L8612*VLOOKUP($B8612,$AR$36:$AZ$47,MATCH(AI$2,$AS$2:$BA$2,0)+1,FALSE)","v":5.64192577733196E-3},{"$f":"M8612*VLOOKUP($B8612,$AR$36:$AZ$47,MATCH(AJ$2,$AS$2:$BA$2,0)+1,FALSE)","v":9.2666270721982066E-2},{"$f":"N8612*VLOOKUP($B8612,$AR$36:$AZ$47,MATCH(AK$2,$AS$2:$BA$2,0)+1,FALSE)","v":7.2604254132976512E-2},{"$f":"O8612*VLOOKUP($B8612,$AR$36:$AZ$47,MATCH(AL$2,$AS$2:$BA$2,0)+1,FALSE)","v":5.7943489020591946E-2},{"$f":"P8612*VLOOKUP($B8612,$AR$36:$AZ$47,MATCH(AM$2,$AS$2:$BA$2,0)+1,FALSE)","v":8.4235863153514252E-6},{"$f":"Q8612*VLOOKUP($B8612,$AR$36:$AZ$47,MATCH(AN$2,$AS$2:$BA$2,0)+1,FALSE)","v":1.6127032141525868E-3},{"$f":"R8612*VLOOKUP($B8612,$AR$36:$BA$47,MATCH(AO$2,$AS$2:$BA$2,0)+1,FALSE)","v":5.7983999999999987E-4},1.0411316488226292]
[2006,12,25,19,null,2013,12,25,19,0.48397586409176202,0.39811567259959446,7.8770371182796187E-3,9.610528496684613E-2,9.1911100000000037E-2,5.9129000000000001E-2,1.683105607741946E-5,2.2456009552188762E-3,5.6191999999999982E-4,1.1399383107877787,null,null,0.45820631653953875,8.4174944941334831E-2,0.35218899593645331,7.2444035309305821E-2,5.4507284073130553E-2,4.4053381687685304E-3,8.4235863153514252E-6,1.6413934720614079E-3,5.6191999999999982E-4,1.0281386520269087,null,{"$f":"J8613*VLOOKUP($B8613,$AR$36:$AZ$47,MATCH(AG$2,$AS$2:$BA$2,0)+1,FALSE)","v":0.46125833269699568},{"$f":"K8613*VLOOKUP($B8613,$AR$36:$AZ$47,MATCH(AH$2,$AS$2:$BA$2,0)+1,FALSE)","v":0.3443060522407636},{"$f":"L8613*VLOOKUP($B8613,$AR$36:$AZ$47,MATCH(AI$2,$AS$2:$BA$2,0)+1,FALSE)","v":5.64192577733196E-3},{"$f":"M8613*VLOOKUP($B8613,$AR$36:$AZ$47,MATCH(AJ$2,$AS$2:$BA$2,0)+1,FALSE)","v":8.3537183545483076E-2},{"$f":"N8613*VLOOKUP($B8613,$AR$36:$AZ$47,MATCH(AK$2,$AS$2:$BA$2,0)+1,FALSE)","v":7.1660077060562613E-2},{"$f":"O8613*VLOOKUP($B8613,$AR$36:$AZ$47,MATCH(AL$2,$AS$2:$BA$2,0)+1,FALSE)","v":5.6989313899076521E-2},{"$f":"P8613*VLOOKUP($B8613,$AR$36:$AZ$47,MATCH(AM$2,$AS$2:$BA$2,0)+1,FALSE)","v":8.4235863153514252E-6},{"$f":"Q8613*VLOOKUP($B8613,$AR$36:$AZ$47,MATCH(AN$2,$AS$2:$BA$2,0)+1,FALSE)","v":1.6127032141525868E-3},{"$f":"R8613*VLOOKUP($B8613,$AR$36:$BA$47,MATCH(AO$2,$AS$2:$BA$2,0)+1,FALSE)","v":5.6191999999999982E-4},1.0255759320206814]
[2006,12,25,20,null,2013,12,25,20,0.44353640800363386,0.39548504901428777,7.8770371182796187E-3,0.10803599443634618,9.1228799999999985E-2,5.8659000000000003E-2,1.683105607741946E-5,2.2456009552188762E-3,5.4912000000000016E-4,1.107633840583844,null,null,0.41992008040299783,9.4624597247684836E-2,0.34986184143598803,7.1906248629660566E-2,5.4074020809514199E-2,4.4053381687685304E-3,8.4235863153514252E-6,1.6413934720614079E-3,5.4912000000000016E-4,0.99699106375299074,null,{"$f":"J8614*VLOOKUP($B8614,$AR$36:$AZ$47,MATCH(AG$2,$AS$2:$BA$2,0)+1,FALSE)","v":0.42271707997277563},{"$f":"K8614*VLOOKUP($B8614,$AR$36:$AZ$47,MATCH(AH$2,$AS$2:$BA$2,0)+1,FALSE)","v":0.34203098576153124},{"$f":"L8614*VLOOKUP($B8614,$AR$36:$AZ$47,MATCH(AI$2,$AS$2:$BA$2,0)+1,FALSE)","v":5.64192577733196E-3},{"$f":"M8614*VLOOKUP($B8614,$AR$36:$AZ$47,MATCH(AJ$2,$AS$2:$BA$2,0)+1,FALSE)","v":9.3907662828961402E-2},{"$f":"N8614*VLOOKUP($B8614,$AR$36:$AZ$47,MATCH(AK$2,$AS$2:$BA$2,0)+1,FALSE)","v":7.1128110077484111E-2},{"$f":"O8614*VLOOKUP($B8614,$AR$36:$AZ$47,MATCH(AL$2,$AS$2:$BA$2,0)+1,FALSE)","v":5.6536321669670209E-2},{"$f":"P8614*VLOOKUP($B8614,$AR$36:$AZ$47,MATCH(AM$2,$AS$2:$BA$2,0)+1,FALSE)","v":8.4235863153514252E-6},{"$f":"Q8614*VLOOKUP($B8614,$AR$36:$AZ$47,MATCH(AN$2,$AS$2:$BA$2,0)+1,FALSE)","v":1.6127032141525868E-3},{"$f":"R8614*VLOOKUP($B8614,$AR$36:$BA$47,MATCH(AO$2,$AS$2:$BA$2,0)+1,FALSE)","v":5.4912000000000016E-4},0.99413233288822245]
[2006,12,25,21,null,2013,12,25,21,0.42054056762604164,0.38901382577543331,7.8770371182796187E-3,0.1065388312964592,9.0466899999999989E-2,5.8525000000000001E-2,1.683105607741946E-5,2.2456009552188762E-3,5.0752000000000002E-4,1.0757321138275102,null,null,0.39814866555171935,9.3313289290878329E-2,0.34413713936613255,7.1305721484384743E-2,5.3950494687546979E-2,4.4053381687685304E-3,8.4235863153514252E-6,1.6413934720614079E-3,5.0752000000000002E-4,0.96741798560780723,null,{"$f":"J8615*VLOOKUP($B8615,$AR$36:$AZ$47,MATCH(AG$2,$AS$2:$BA$2,0)+1,FALSE)","v":0.40080065029411849},{"$f":"K8615*VLOOKUP($B8615,$AR$36:$AZ$47,MATCH(AH$2,$AS$2:$BA$2,0)+1,FALSE)","v":0.33643441803037444},{"$f":"L8615*VLOOKUP($B8615,$AR$36:$AZ$47,MATCH(AI$2,$AS$2:$BA$2,0)+1,FALSE)","v":5.64192577733196E-3},{"$f":"M8615*VLOOKUP($B8615,$AR$36:$AZ$47,MATCH(AJ$2,$AS$2:$BA$2,0)+1,FALSE)","v":9.2606290151512755E-2},{"$f":"N8615*VLOOKUP($B8615,$AR$36:$AZ$47,MATCH(AK$2,$AS$2:$BA$2,0)+1,FALSE)","v":7.0534081579158636E-2},{"$f":"O8615*VLOOKUP($B8615,$AR$36:$AZ$47,MATCH(AL$2,$AS$2:$BA$2,0)+1,FALSE)","v":5.6407170693626704E-2},{"$f":"P8615*VLOOKUP($B8615,$AR$36:$AZ$47,MATCH(AM$2,$AS$2:$BA$2,0)+1,FALSE)","v":8.4235863153514252E-6},{"$f":"Q8615*VLOOKUP($B8615,$AR$36:$AZ$47,MATCH(AN$2,$AS$2:$BA$2,0)+1,FALSE)","v":1.6127032141525868E-3},{"$f":"R8615*VLOOKUP($B8615,$AR$36:$BA$47,MATCH(AO$2,$AS$2:$BA$2,0)+1,FALSE)","v":5.0752000000000002E-4},0.9645531833265909]
[2006,12,25,22,null,2013,12,25,22,0.39115530593723347,0.3846524318671376,7.8770371182796187E-3,0.11177133728835011,8.9408699999999952E-2,5.8004E-2,1.683105607741946E-5,2.2456009552188762E-3,5.0143999999999959E-4,1.0456326842222972,null,null,0.37032803746265758,9.7896241247418109E-2,0.34027887643612503,7.0471651625963833E-2,5.3470217750644596E-2,4.4053381687685304E-3,8.4235863153514252E-6,1.6413934720614079E-3,5.0143999999999959E-4,0.93900161974995444,null,{"$f":"J8616*VLOOKUP($B8616,$AR$36:$AZ$47,MATCH(AG$2,$AS$2:$BA$2,0)+1,FALSE)","v":0.37279471483723237},{"$f":"K8616*VLOOKUP($B8616,$AR$36:$AZ$47,MATCH(AH$2,$AS$2:$BA$2,0)+1,FALSE)","v":0.33266251347553288},{"$f":"L8616*VLOOKUP($B8616,$AR$36:$AZ$47,MATCH(AI$2,$AS$2:$BA$2,0)+1,FALSE)","v":5.64192577733196E-3},{"$f":"M8616*VLOOKUP($B8616,$AR$36:$AZ$47,MATCH(AJ$2,$AS$2:$BA$2,0)+1,FALSE)","v":9.7154518832154216E-2},{"$f":"N8616*VLOOKUP($B8616,$AR$36:$AZ$47,MATCH(AK$2,$AS$2:$BA$2,0)+1,FALSE)","v":6.970903766666614E-2},{"$f":"O8616*VLOOKUP($B8616,$AR$36:$AZ$47,MATCH(AL$2,$AS$2:$BA$2,0)+1,FALSE)","v":5.5905023988263532E-2},{"$f":"P8616*VLOOKUP($B8616,$AR$36:$AZ$47,MATCH(AM$2,$AS$2:$BA$2,0)+1,FALSE)","v":8.4235863153514252E-6},{"$f":"Q8616*VLOOKUP($B8616,$AR$36:$AZ$47,MATCH(AN$2,$AS$2:$BA$2,0)+1,FALSE)","v":1.6127032141525868E-3},{"$f":"R8616*VLOOKUP($B8616,$AR$36:$BA$47,MATCH(AO$2,$AS$2:$BA$2,0)+1,FALSE)","v":5.0143999999999959E-4},0.93599030137764905]
[2006,12,25,23,null,2013,12,25,23,0.32764504061774991,0.37174325224615046,7.8770371182796187E-3,0.10565073635242532,8.8231100000000007E-2,5.7425999999999998E-2,1.683105607741946E-5,2.2456009552188762E-3,4.4223999999999978E-4,0.96127783834590153,null,null,0.31019940937683249,9.2535440881787001E-2,0.32885890148414315,6.9543471069097099E-2,5.2937396120069591E-2,4.4053381687685304E-3,8.4235863153514252E-6,1.6413934720614079E-3,4.4223999999999978E-4,0.86057201415907458,null,{"$f":"J8617*VLOOKUP($B8617,$AR$36:$AZ$47,MATCH(AG$2,$AS$2:$BA$2,0)+1,FALSE)","v":0.31226558257278841},{"$f":"K8617*VLOOKUP($B8617,$AR$36:$AZ$47,MATCH(AH$2,$AS$2:$BA$2,0)+1,FALSE)","v":0.32149814849601283},{"$f":"L8617*VLOOKUP($B8617,$AR$36:$AZ$47,MATCH(AI$2,$AS$2:$BA$2,0)+1,FALSE)","v":5.64192577733196E-3},{"$f":"M8617*VLOOKUP($B8617,$AR$36:$AZ$47,MATCH(AJ$2,$AS$2:$BA$2,0)+1,FALSE)","v":9.1834335202613041E-2},{"$f":"N8617*VLOOKUP($B8617,$AR$36:$AZ$47,MATCH(AK$2,$AS$2:$BA$2,0)+1,FALSE)","v":6.8790901481303166E-2},{"$f":"O8617*VLOOKUP($B8617,$AR$36:$AZ$47,MATCH(AL$2,$AS$2:$BA$2,0)+1,FALSE)","v":5.5347939927419168E-2},{"$f":"P8617*VLOOKUP($B8617,$AR$36:$AZ$47,MATCH(AM$2,$AS$2:$BA$2,0)+1,FALSE)","v":8.4235863153514252E-6},{"$f":"Q8617*VLOOKUP($B8617,$AR$36:$AZ$47,MATCH(AN$2,$AS$2:$BA$2,0)+1,FALSE)","v":1.6127032141525868E-3},{"$f":"R8617*VLOOKUP($B8617,$AR$36:$BA$47,MATCH(AO$2,$AS$2:$BA$2,0)+1,FALSE)","v":4.4223999999999978E-4},0.8574422002579366]
[2006,12,25,24,null,2013,12,25,24,0.22044639679669747,0.38296638415627793,7.8770371182796187E-3,0.13219354712202289,8.7826100000000018E-2,5.7071999999999998E-2,1.683105607741946E-5,2.2456009552188762E-3,2.918399999999997E-4,0.89093573720457431,null,null,0.20870861331109022,0.11578327408773295,0.33878733141225997,6.9224251363313269E-2,5.2611065917260676E-2,4.4053381687685304E-3,8.4235863153514252E-6,1.6413934720614079E-3,2.918399999999997E-4,0.79146153131880248,null,{"$f":"J8618*VLOOKUP($B8618,$AR$36:$AZ$47,MATCH(AG$2,$AS$2:$BA$2,0)+1,FALSE)","v":0.21009877760397141},{"$f":"K8618*VLOOKUP($B8618,$AR$36:$AZ$47,MATCH(AH$2,$AS$2:$BA$2,0)+1,FALSE)","v":0.33120435326941733},{"$f":"L8618*VLOOKUP($B8618,$AR$36:$AZ$47,MATCH(AI$2,$AS$2:$BA$2,0)+1,FALSE)","v":5.64192577733196E-3},{"$f":"M8618*VLOOKUP($B8618,$AR$36:$AZ$47,MATCH(AJ$2,$AS$2:$BA$2,0)+1,FALSE)","v":0.11490602845900172},{"$f":"N8618*VLOOKUP($B8618,$AR$36:$AZ$47,MATCH(AK$2,$AS$2:$BA$2,0)+1,FALSE)","v":6.847513623412925E-2},{"$f":"O8618*VLOOKUP($B8618,$AR$36:$AZ$47,MATCH(AL$2,$AS$2:$BA$2,0)+1,FALSE)","v":5.5006750035483346E-2},{"$f":"P8618*VLOOKUP($B8618,$AR$36:$AZ$47,MATCH(AM$2,$AS$2:$BA$2,0)+1,FALSE)","v":8.4235863153514252E-6},{"$f":"Q8618*VLOOKUP($B8618,$AR$36:$AZ$47,MATCH(AN$2,$AS$2:$BA$2,0)+1,FALSE)","v":1.6127032141525868E-3},{"$f":"R8618*VLOOKUP($B8618,$AR$36:$BA$47,MATCH(AO$2,$AS$2:$BA$2,0)+1,FALSE)","v":2.918399999999997E-4},0.78724593817980304]
[2006,12,26,1,null,2013,12,26,1,0.2285566200621458,0.34550194115109556,7.8770371182796187E-3,9.6038994281240672E-2,8.8377400000000023E-2,5.7029000000000003E-2,1.683105607741946E-5,2.2456009552188762E-3,1.1519999999999982E-4,0.82575862462405791,null,null,0.21638700350467593,8.4116883464144601E-2,0.30564479150882812,6.9658784261581494E-2,5.2571426937823441E-2,4.4053381687685304E-3,8.4235863153514252E-6,1.6413934720614079E-3,1.1519999999999982E-4,0.73454924490419882,null,{"$f":"J8619*VLOOKUP($B8619,$AR$36:$AZ$47,MATCH(AG$2,$AS$2:$BA$2,0)+1,FALSE)","v":0.21782831194395619},{"$f":"K8619*VLOOKUP($B8619,$AR$36:$AZ$47,MATCH(AH$2,$AS$2:$BA$2,0)+1,FALSE)","v":0.29880363318149739},{"$f":"L8619*VLOOKUP($B8619,$AR$36:$AZ$47,MATCH(AI$2,$AS$2:$BA$2,0)+1,FALSE)","v":5.64192577733196E-3},{"$f":"M8619*VLOOKUP($B8619,$AR$36:$AZ$47,MATCH(AJ$2,$AS$2:$BA$2,0)+1,FALSE)","v":8.3479561977921113E-2},{"$f":"N8619*VLOOKUP($B8619,$AR$36:$AZ$47,MATCH(AK$2,$AS$2:$BA$2,0)+1,FALSE)","v":6.8904966803924272E-2},{"$f":"O8619*VLOOKUP($B8619,$AR$36:$AZ$47,MATCH(AL$2,$AS$2:$BA$2,0)+1,FALSE)","v":5.4965306065558946E-2},{"$f":"P8619*VLOOKUP($B8619,$AR$36:$AZ$47,MATCH(AM$2,$AS$2:$BA$2,0)+1,FALSE)","v":8.4235863153514252E-6},{"$f":"Q8619*VLOOKUP($B8619,$AR$36:$AZ$47,MATCH(AN$2,$AS$2:$BA$2,0)+1,FALSE)","v":1.6127032141525868E-3},{"$f":"R8619*VLOOKUP($B8619,$AR$36:$BA$47,MATCH(AO$2,$AS$2:$BA$2,0)+1,FALSE)","v":1.1519999999999982E-4},0.73136003255065785]
[2006,12,26,2,null,2013,12,26,2,0.205241227762161,0.33760068097288526,7.8770371182796187E-3,9.1080266648068064E-2,8.8427599999999995E-2,5.6950000000000001E-2,1.683105607741946E-5,2.2456009552188762E-3,8.7679999999999608E-5,0.78952692451269013,null,null,0.19431305143994071,7.9773723505299751E-2,0.29865502175013964,6.9698351741162581E-2,5.2498601836066645E-2,4.4053381687685304E-3,8.4235863153514252E-6,1.6413934720614079E-3,8.7679999999999608E-5,0.70108158549975463,null,{"$f":"J8620*VLOOKUP($B8620,$AR$36:$AZ$47,MATCH(AG$2,$AS$2:$BA$2,0)+1,FALSE)","v":0.19560732991492608},{"$f":"K8620*VLOOKUP($B8620,$AR$36:$AZ$47,MATCH(AH$2,$AS$2:$BA$2,0)+1,FALSE)","v":0.29197031340304486},{"$f":"L8620*VLOOKUP($B8620,$AR$36:$AZ$47,MATCH(AI$2,$AS$2:$BA$2,0)+1,FALSE)","v":5.64192577733196E-3},{"$f":"M8620*VLOOKUP($B8620,$AR$36:$AZ$47,MATCH(AJ$2,$AS$2:$BA$2,0)+1,FALSE)","v":7.9169308482628931E-2},{"$f":"N8620*VLOOKUP($B8620,$AR$36:$AZ$47,MATCH(AK$2,$AS$2:$BA$2,0)+1,FALSE)","v":6.8944106101228281E-2},{"$f":"O8620*VLOOKUP($B8620,$AR$36:$AZ$47,MATCH(AL$2,$AS$2:$BA$2,0)+1,FALSE)","v":5.4889164818488517E-2},{"$f":"P8620*VLOOKUP($B8620,$AR$36:$AZ$47,MATCH(AM$2,$AS$2:$BA$2,0)+1,FALSE)","v":8.4235863153514252E-6},{"$f":"Q8620*VLOOKUP($B8620,$AR$36:$AZ$47,MATCH(AN$2,$AS$2:$BA$2,0)+1,FALSE)","v":1.6127032141525868E-3},{"$f":"R8620*VLOOKUP($B8620,$AR$36:$BA$47,MATCH(AO$2,$AS$2:$BA$2,0)+1,FALSE)","v":8.7679999999999608E-5},0.69793095529811655]
[2006,12,26,3,null,2013,12,26,3,0.19307553718525433,0.33380277544594172,7.8770371182796187E-3,8.9131551784297491E-2,8.783520000000003E-2,5.6762E-2,1.683105607741946E-5,2.2456009552188762E-3,7.808000000000016E-5,0.77082461354506937,null,null,0.1827951294091279,7.80669186566295E-2,0.29529524310726007,6.9231423954233359E-2,5.2325296530620104E-2,4.4053381687685304E-3,8.4235863153514252E-6,1.6413934720614079E-3,7.808000000000016E-5,0.68384724688501619,null,{"$f":"J8621*VLOOKUP($B8621,$AR$36:$AZ$47,MATCH(AG$2,$AS$2:$BA$2,0)+1,FALSE)","v":0.18401268942155724},{"$f":"K8621*VLOOKUP($B8621,$AR$36:$AZ$47,MATCH(AH$2,$AS$2:$BA$2,0)+1,FALSE)","v":0.28868573570675188},{"$f":"L8621*VLOOKUP($B8621,$AR$36:$AZ$47,MATCH(AI$2,$AS$2:$BA$2,0)+1,FALSE)","v":5.64192577733196E-3},{"$f":"M8621*VLOOKUP($B8621,$AR$36:$AZ$47,MATCH(AJ$2,$AS$2:$BA$2,0)+1,FALSE)","v":7.7475435442152837E-2},{"$f":"N8621*VLOOKUP($B8621,$AR$36:$AZ$47,MATCH(AK$2,$AS$2:$BA$2,0)+1,FALSE)","v":6.8482231206349706E-2},{"$f":"O8621*VLOOKUP($B8621,$AR$36:$AZ$47,MATCH(AL$2,$AS$2:$BA$2,0)+1,FALSE)","v":5.4707967926725991E-2},{"$f":"P8621*VLOOKUP($B8621,$AR$36:$AZ$47,MATCH(AM$2,$AS$2:$BA$2,0)+1,FALSE)","v":8.4235863153514252E-6},{"$f":"Q8621*VLOOKUP($B8621,$AR$36:$AZ$47,MATCH(AN$2,$AS$2:$BA$2,0)+1,FALSE)","v":1.6127032141525868E-3},{"$f":"R8621*VLOOKUP($B8621,$AR$36:$BA$47,MATCH(AO$2,$AS$2:$BA$2,0)+1,FALSE)","v":7.808000000000016E-5},0.68070519228133752]
[2006,12,26,4,null,2013,12,26,4,0.18764922496135847,0.33415173780468255,7.8770371182796187E-3,9.0009192578964406E-2,8.8225600000000015E-2,5.6646000000000002E-2,1.683105607741946E-5,2.2456009552188762E-3,7.6479999999999566E-5,0.76689770447458139,null,null,0.1776577440125012,7.883561067595854E-2,0.29560394912212767,6.9539135986672884E-2,5.2218363469812665E-2,4.4053381687685304E-3,8.4235863153514252E-6,1.6413934720614079E-3,7.6479999999999566E-5,0.67998643849421825,null,{"$f":"J8622*VLOOKUP($B8622,$AR$36:$AZ$47,MATCH(AG$2,$AS$2:$BA$2,0)+1,FALSE)","v":0.17884108497846257},{"$f":"K8622*VLOOKUP($B8622,$AR$36:$AZ$47,MATCH(AH$2,$AS$2:$BA$2,0)+1,FALSE)","v":0.28898753204482153},{"$f":"L8622*VLOOKUP($B8622,$AR$36:$AZ$47,MATCH(AI$2,$AS$2:$BA$2,0)+1,FALSE)","v":5.64192577733196E-3},{"$f":"M8622*VLOOKUP($B8622,$AR$36:$AZ$47,MATCH(AJ$2,$AS$2:$BA$2,0)+1,FALSE)","v":7.8238303375756962E-2},{"$f":"N8622*VLOOKUP($B8622,$AR$36:$AZ$47,MATCH(AK$2,$AS$2:$BA$2,0)+1,FALSE)","v":6.8786613311279818E-2},{"$f":"O8622*VLOOKUP($B8622,$AR$36:$AZ$47,MATCH(AL$2,$AS$2:$BA$2,0)+1,FALSE)","v":5.4596165589255501E-2},{"$f":"P8622*VLOOKUP($B8622,$AR$36:$AZ$47,MATCH(AM$2,$AS$2:$BA$2,0)+1,FALSE)","v":8.4235863153514252E-6},{"$f":"Q8622*VLOOKUP($B8622,$AR$36:$AZ$47,MATCH(AN$2,$AS$2:$BA$2,0)+1,FALSE)","v":1.6127032141525868E-3},{"$f":"R8622*VLOOKUP($B8622,$AR$36:$BA$47,MATCH(AO$2,$AS$2:$BA$2,0)+1,FALSE)","v":7.6479999999999566E-5},0.67678923187737638]
[2006,12,26,5,null,2013,12,26,5,0.19287806681236858,0.33726321076603205,7.8770371182796187E-3,8.8712707485497921E-2,8.8400199999999998E-2,5.6639000000000002E-2,1.683105607741946E-5,2.2456009552188762E-3,7.9680000000000064E-5,0.77411233419347458,null,null,0.18260817344933952,7.770006894797292E-2,0.29835648215099747,6.9676755148721903E-2,5.2211910612694978E-2,4.4053381687685304E-3,8.4235863153514252E-6,1.6413934720614079E-3,7.9680000000000064E-5,0.68668822553687203,null,{"$f":"J8623*VLOOKUP($B8623,$AR$36:$AZ$47,MATCH(AG$2,$AS$2:$BA$2,0)+1,FALSE)","v":0.18382448818733813},{"$f":"K8623*VLOOKUP($B8623,$AR$36:$AZ$47,MATCH(AH$2,$AS$2:$BA$2,0)+1,FALSE)","v":0.29167845592877917},{"$f":"L8623*VLOOKUP($B8623,$AR$36:$AZ$47,MATCH(AI$2,$AS$2:$BA$2,0)+1,FALSE)","v":5.64192577733196E-3},{"$f":"M8623*VLOOKUP($B8623,$AR$36:$AZ$47,MATCH(AJ$2,$AS$2:$BA$2,0)+1,FALSE)","v":7.7111365213571037E-2},{"$f":"N8623*VLOOKUP($B8623,$AR$36:$AZ$47,MATCH(AK$2,$AS$2:$BA$2,0)+1,FALSE)","v":6.8922743217839241E-2},{"$f":"O8623*VLOOKUP($B8623,$AR$36:$AZ$47,MATCH(AL$2,$AS$2:$BA$2,0)+1,FALSE)","v":5.4589418896477108E-2},{"$f":"P8623*VLOOKUP($B8623,$AR$36:$AZ$47,MATCH(AM$2,$AS$2:$BA$2,0)+1,FALSE)","v":8.4235863153514252E-6},{"$f":"Q8623*VLOOKUP($B8623,$AR$36:$AZ$47,MATCH(AN$2,$AS$2:$BA$2,0)+1,FALSE)","v":1.6127032141525868E-3},{"$f":"R8623*VLOOKUP($B8623,$AR$36:$BA$47,MATCH(AO$2,$AS$2:$BA$2,0)+1,FALSE)","v":7.9680000000000064E-5},0.68346920402180456]
[2006,12,26,6,null,2013,12,26,6,0.20103947442752521,0.35004477521258803,7.8770371182796187E-3,9.3626225926165041E-2,8.9671000000000028E-2,5.6992000000000001E-2,1.683105607741946E-5,2.2456009552188762E-3,1.2159999999999968E-4,0.80163454469585438,null,null,0.19033502265521157,8.2003631903476024E-2,0.30966356363195452,7.0678395647759212E-2,5.2537318978772792E-2,4.4053381687685304E-3,8.4235863153514252E-6,1.6413934720614079E-3,1.2159999999999968E-4,0.71139468804431949,null,{"$f":"J8624*VLOOKUP($B8624,$AR$36:$AZ$47,MATCH(AG$2,$AS$2:$BA$2,0)+1,FALSE)","v":0.19160280431492491},{"$f":"K8624*VLOOKUP($B8624,$AR$36:$AZ$47,MATCH(AH$2,$AS$2:$BA$2,0)+1,FALSE)","v":0.30273245429894802},{"$f":"L8624*VLOOKUP($B8624,$AR$36:$AZ$47,MATCH(AI$2,$AS$2:$BA$2,0)+1,FALSE)","v":5.64192577733196E-3},{"$f":"M8624*VLOOKUP($B8624,$AR$36:$AZ$47,MATCH(AJ$2,$AS$2:$BA$2,0)+1,FALSE)","v":8.1382321716886377E-2},{"$f":"N8624*VLOOKUP($B8624,$AR$36:$AZ$47,MATCH(AK$2,$AS$2:$BA$2,0)+1,FALSE)","v":6.9913544393416127E-2},{"$f":"O8624*VLOOKUP($B8624,$AR$36:$AZ$47,MATCH(AL$2,$AS$2:$BA$2,0)+1,FALSE)","v":5.492964497515887E-2},{"$f":"P8624*VLOOKUP($B8624,$AR$36:$AZ$47,MATCH(AM$2,$AS$2:$BA$2,0)+1,FALSE)","v":8.4235863153514252E-6},{"$f":"Q8624*VLOOKUP($B8624,$AR$36:$AZ$47,MATCH(AN$2,$AS$2:$BA$2,0)+1,FALSE)","v":1.6127032141525868E-3},{"$f":"R8624*VLOOKUP($B8624,$AR$36:$BA$47,MATCH(AO$2,$AS$2:$BA$2,0)+1,FALSE)","v":1.2159999999999968E-4},0.70794542227713431]
[2006,12,26,7,null,2013,12,26,7,0.22069741878233573,0.37091216982890796,7.8770371182796187E-3,9.7422442037351065E-2,9.2590900000000018E-2,5.8167999999999997E-2,1.683105607741946E-5,2.2456009552188762E-3,4.6592000000000009E-4,0.85039631977817065,null,null,0.20894626950005246,8.5328592463706679E-2,0.32812369284450876,7.2979851496940001E-2,5.3621398974544772E-2,4.4053381687685304E-3,8.4235863153514252E-6,1.6413934720614079E-3,4.6592000000000009E-4,0.75552088050689792,null,{"$f":"J8625*VLOOKUP($B8625,$AR$36:$AZ$47,MATCH(AG$2,$AS$2:$BA$2,0)+1,FALSE)","v":0.21033801677095565},{"$f":"K8625*VLOOKUP($B8625,$AR$36:$AZ$47,MATCH(AH$2,$AS$2:$BA$2,0)+1,FALSE)","v":0.32077939581717702},{"$f":"L8625*VLOOKUP($B8625,$AR$36:$AZ$47,MATCH(AI$2,$AS$2:$BA$2,0)+1,FALSE)","v":5.64192577733196E-3},{"$f":"M8625*VLOOKUP($B8625,$AR$36:$AZ$47,MATCH(AJ$2,$AS$2:$BA$2,0)+1,FALSE)","v":8.4682090321369127E-2},{"$f":"N8625*VLOOKUP($B8625,$AR$36:$AZ$47,MATCH(AK$2,$AS$2:$BA$2,0)+1,FALSE)","v":7.2190094875448613E-2},{"$f":"O8625*VLOOKUP($B8625,$AR$36:$AZ$47,MATCH(AL$2,$AS$2:$BA$2,0)+1,FALSE)","v":5.6063089361928713E-2},{"$f":"P8625*VLOOKUP($B8625,$AR$36:$AZ$47,MATCH(AM$2,$AS$2:$BA$2,0)+1,FALSE)","v":8.4235863153514252E-6},{"$f":"Q8625*VLOOKUP($B8625,$AR$36:$AZ$47,MATCH(AN$2,$AS$2:$BA$2,0)+1,FALSE)","v":1.6127032141525868E-3},{"$f":"R8625*VLOOKUP($B8625,$AR$36:$BA$47,MATCH(AO$2,$AS$2:$BA$2,0)+1,FALSE)","v":4.6592000000000009E-4},0.75178165972467892]
[2006,12,26,8,null,2013,12,26,8,0.24821384148848924,0.39609003169334167,4.9887901749104254E-3,0.10942136950547469,9.3827300000000002E-2,6.0906000000000002E-2,1.0659668849032324E-5,2.1213161224772018E-3,5.6639999999999989E-4,0.91614570865354228,null,null,0.23499756591375337,9.5837994307037183E-2,0.35039703323314503,7.3954378025905765E-2,5.6145387944292809E-2,2.7900475068867356E-3,5.3349379997225689E-6,1.5505490534819082E-3,5.6639999999999989E-4,0.81624469092250251,null,{"$f":"J8626*VLOOKUP($B8626,$AR$36:$AZ$47,MATCH(AG$2,$AS$2:$BA$2,0)+1,FALSE)","v":0.23656283540534045},{"$f":"K8626*VLOOKUP($B8626,$AR$36:$AZ$47,MATCH(AH$2,$AS$2:$BA$2,0)+1,FALSE)","v":0.34255419851660551},{"$f":"L8626*VLOOKUP($B8626,$AR$36:$AZ$47,MATCH(AI$2,$AS$2:$BA$2,0)+1,FALSE)","v":3.5732196589769085E-3},{"$f":"M8626*VLOOKUP($B8626,$AR$36:$AZ$47,MATCH(AJ$2,$AS$2:$BA$2,0)+1,FALSE)","v":9.5111866442415635E-2},{"$f":"N8626*VLOOKUP($B8626,$AR$36:$AZ$47,MATCH(AK$2,$AS$2:$BA$2,0)+1,FALSE)","v":7.3154075496697613E-2},{"$f":"O8626*VLOOKUP($B8626,$AR$36:$AZ$47,MATCH(AL$2,$AS$2:$BA$2,0)+1,FALSE)","v":5.8702010051534012E-2},{"$f":"P8626*VLOOKUP($B8626,$AR$36:$AZ$47,MATCH(AM$2,$AS$2:$BA$2,0)+1,FALSE)","v":5.3349379997225689E-6},{"$f":"Q8626*VLOOKUP($B8626,$AR$36:$AZ$47,MATCH(AN$2,$AS$2:$BA$2,0)+1,FALSE)","v":1.5234466840611223E-3},{"$f":"R8626*VLOOKUP($B8626,$AR$36:$BA$47,MATCH(AO$2,$AS$2:$BA$2,0)+1,FALSE)","v":5.6639999999999989E-4},0.81175338719363099]
[2006,12,26,9,null,2013,12,26,9,0.28551631772625324,0.40749752968478037,0,0.11410224380226763,9.3245599999999998E-2,6.0701999999999999E-2,0,1.9066423204688544E-3,6.7359999999999989E-4,0.96364393353377031,null,null,0.27031385232978183,9.9937793151042273E-2,0.36048856074704072,7.3495883944783638E-2,5.5957333251148683E-2,0,0,1.3936359668445897E-3,6.7359999999999989E-4,0.86226065939064189,null,{"$f":"J8627*VLOOKUP($B8627,$AR$36:$AZ$47,MATCH(AG$2,$AS$2:$BA$2,0)+1,FALSE)","v":0.27211435619696001},{"$f":"K8627*VLOOKUP($B8627,$AR$36:$AZ$47,MATCH(AH$2,$AS$2:$BA$2,0)+1,FALSE)","v":0.35241985031004031},{"$f":"L8627*VLOOKUP($B8627,$AR$36:$AZ$47,MATCH(AI$2,$AS$2:$BA$2,0)+1,FALSE)","v":0},{"$f":"M8627*VLOOKUP($B8627,$AR$36:$AZ$47,MATCH(AJ$2,$AS$2:$BA$2,0)+1,FALSE)","v":9.9180602677050603E-2},{"$f":"N8627*VLOOKUP($B8627,$AR$36:$AZ$47,MATCH(AK$2,$AS$2:$BA$2,0)+1,FALSE)","v":7.2700543041682608E-2},{"$f":"O8627*VLOOKUP($B8627,$AR$36:$AZ$47,MATCH(AL$2,$AS$2:$BA$2,0)+1,FALSE)","v":5.8505392147706586E-2},{"$f":"P8627*VLOOKUP($B8627,$AR$36:$AZ$47,MATCH(AM$2,$AS$2:$BA$2,0)+1,FALSE)","v":0},{"$f":"Q8627*VLOOKUP($B8627,$AR$36:$AZ$47,MATCH(AN$2,$AS$2:$BA$2,0)+1,FALSE)","v":1.3692763139031379E-3},{"$f":"R8627*VLOOKUP($B8627,$AR$36:$BA$47,MATCH(AO$2,$AS$2:$BA$2,0)+1,FALSE)","v":6.7359999999999989E-4},0.85696362068734333]
[2006,12,26,10,null,2013,12,26,10,0.32302829898198337,0.40324889139857323,0,9.7074041999605024E-2,9.2720000000000011E-2,6.0597999999999999E-2,0,1.9066423204688544E-3,6.860799999999995E-4,0.9792619547006306,null,null,0.30582848855971873,8.5023442190181667E-2,0.35673004593563967,7.3081607704388624E-2,5.5861462231114427E-2,0,0,1.3936359668445897E-3,6.860799999999995E-4,0.87860476258788778,null,{"$f":"J8628*VLOOKUP($B8628,$AR$36:$AZ$47,MATCH(AG$2,$AS$2:$BA$2,0)+1,FALSE)","v":0.30786554796899107},{"$f":"K8628*VLOOKUP($B8628,$AR$36:$AZ$47,MATCH(AH$2,$AS$2:$BA$2,0)+1,FALSE)","v":0.34874546124072531},{"$f":"L8628*VLOOKUP($B8628,$AR$36:$AZ$47,MATCH(AI$2,$AS$2:$BA$2,0)+1,FALSE)","v":0},{"$f":"M8628*VLOOKUP($B8628,$AR$36:$AZ$47,MATCH(AJ$2,$AS$2:$BA$2,0)+1,FALSE)","v":8.437925205487333E-2},{"$f":"N8628*VLOOKUP($B8628,$AR$36:$AZ$47,MATCH(AK$2,$AS$2:$BA$2,0)+1,FALSE)","v":7.2290749920905784E-2},{"$f":"O8628*VLOOKUP($B8628,$AR$36:$AZ$47,MATCH(AL$2,$AS$2:$BA$2,0)+1,FALSE)","v":5.8405155569284765E-2},{"$f":"P8628*VLOOKUP($B8628,$AR$36:$AZ$47,MATCH(AM$2,$AS$2:$BA$2,0)+1,FALSE)","v":0},{"$f":"Q8628*VLOOKUP($B8628,$AR$36:$AZ$47,MATCH(AN$2,$AS$2:$BA$2,0)+1,FALSE)","v":1.3692763139031379E-3},{"$f":"R8628*VLOOKUP($B8628,$AR$36:$BA$47,MATCH(AO$2,$AS$2:$BA$2,0)+1,FALSE)","v":6.860799999999995E-4},0.87374152306868336]
[2006,12,26,11,null,2013,12,26,11,0.31965830534896955,0.41400314097876934,0,0.10469509580550722,9.291400000000001E-2,6.1054999999999998E-2,0,1.9066423204688544E-3,6.8000000000000027E-4,0.99491218445371499,null,null,0.30263793199706296,9.1698431861437196E-2,0.36624368386144068,7.3234517884443101E-2,5.6282741617226496E-2,0,0,1.3936359668445897E-3,6.8000000000000027E-4,0.89217094318845502,null,{"$f":"J8629*VLOOKUP($B8629,$AR$36:$AZ$47,MATCH(AG$2,$AS$2:$BA$2,0)+1,FALSE)","v":0.30465373977834809},{"$f":"K8629*VLOOKUP($B8629,$AR$36:$AZ$47,MATCH(AH$2,$AS$2:$BA$2,0)+1,FALSE)","v":0.35804615818036389},{"$f":"L8629*VLOOKUP($B8629,$AR$36:$AZ$47,MATCH(AI$2,$AS$2:$BA$2,0)+1,FALSE)","v":0},{"$f":"M8629*VLOOKUP($B8629,$AR$36:$AZ$47,MATCH(AJ$2,$AS$2:$BA$2,0)+1,FALSE)","v":9.1003667879801978E-2},{"$f":"N8629*VLOOKUP($B8629,$AR$36:$AZ$47,MATCH(AK$2,$AS$2:$BA$2,0)+1,FALSE)","v":7.2442005372638479E-2},{"$f":"O8629*VLOOKUP($B8629,$AR$36:$AZ$47,MATCH(AL$2,$AS$2:$BA$2,0)+1,FALSE)","v":5.8845618226388348E-2},{"$f":"P8629*VLOOKUP($B8629,$AR$36:$AZ$47,MATCH(AM$2,$AS$2:$BA$2,0)+1,FALSE)","v":0},{"$f":"Q8629*VLOOKUP($B8629,$AR$36:$AZ$47,MATCH(AN$2,$AS$2:$BA$2,0)+1,FALSE)","v":1.3692763139031379E-3},{"$f":"R8629*VLOOKUP($B8629,$AR$36:$BA$47,MATCH(AO$2,$AS$2:$BA$2,0)+1,FALSE)","v":6.8000000000000027E-4},0.88704046575144391]
[2006,12,26,12,null,2013,12,26,12,0.32896002784440143,0.41845602890659378,0,0.10632379945508182,9.2047300000000026E-2,6.1002000000000001E-2,0,1.9066423204688544E-3,0,1.0086957985265459,null,null,0.3114443794220873,9.3124951121808644E-2,0.37018288604877919,7.2551387714065704E-2,5.6233884270478277E-2,0,0,1.3936359668445897E-3,0,0.90493112454406366,null,{"$f":"J8630*VLOOKUP($B8630,$AR$36:$AZ$47,MATCH(AG$2,$AS$2:$BA$2,0)+1,FALSE)","v":0.31351884510235978},{"$f":"K8630*VLOOKUP($B8630,$AR$36:$AZ$47,MATCH(AH$2,$AS$2:$BA$2,0)+1,FALSE)","v":0.36189719035271894},{"$f":"L8630*VLOOKUP($B8630,$AR$36:$AZ$47,MATCH(AI$2,$AS$2:$BA$2,0)+1,FALSE)","v":0},{"$f":"M8630*VLOOKUP($B8630,$AR$36:$AZ$47,MATCH(AJ$2,$AS$2:$BA$2,0)+1,FALSE)","v":9.2419378948788961E-2},{"$f":"N8630*VLOOKUP($B8630,$AR$36:$AZ$47,MATCH(AK$2,$AS$2:$BA$2,0)+1,FALSE)","v":7.1766267743686274E-2},{"$f":"O8630*VLOOKUP($B8630,$AR$36:$AZ$47,MATCH(AL$2,$AS$2:$BA$2,0)+1,FALSE)","v":5.8794536123923387E-2},{"$f":"P8630*VLOOKUP($B8630,$AR$36:$AZ$47,MATCH(AM$2,$AS$2:$BA$2,0)+1,FALSE)","v":0},{"$f":"Q8630*VLOOKUP($B8630,$AR$36:$AZ$47,MATCH(AN$2,$AS$2:$BA$2,0)+1,FALSE)","v":1.3692763139031379E-3},{"$f":"R8630*VLOOKUP($B8630,$AR$36:$BA$47,MATCH(AO$2,$AS$2:$BA$2,0)+1,FALSE)","v":0},0.89976549458538035]
[2006,12,26,13,null,2013,12,26,13,0.30904791415295757,0.42412269511662126,0,0.11617037322710264,9.1560399999999958E-2,6.1054999999999998E-2,0,1.9066423204688544E-3,0,1.0038630248171503,null,null,0.29259249661963593,0.1017491886484605,0.37519584489509877,7.2167614690001089E-2,5.6282741617226496E-2,0,0,1.3936359668445897E-3,0,0.89938152243726743,null,{"$f":"J8631*VLOOKUP($B8631,$AR$36:$AZ$47,MATCH(AG$2,$AS$2:$BA$2,0)+1,FALSE)","v":0.2945413938630827},{"$f":"K8631*VLOOKUP($B8631,$AR$36:$AZ$47,MATCH(AH$2,$AS$2:$BA$2,0)+1,FALSE)","v":0.36679794560156587},{"$f":"L8631*VLOOKUP($B8631,$AR$36:$AZ$47,MATCH(AI$2,$AS$2:$BA$2,0)+1,FALSE)","v":0},{"$f":"M8631*VLOOKUP($B8631,$AR$36:$AZ$47,MATCH(AJ$2,$AS$2:$BA$2,0)+1,FALSE)","v":0.10097827392289162},{"$f":"N8631*VLOOKUP($B8631,$AR$36:$AZ$47,MATCH(AK$2,$AS$2:$BA$2,0)+1,FALSE)","v":7.1386647746528226E-2},{"$f":"O8631*VLOOKUP($B8631,$AR$36:$AZ$47,MATCH(AL$2,$AS$2:$BA$2,0)+1,FALSE)","v":5.8845618226388348E-2},{"$f":"P8631*VLOOKUP($B8631,$AR$36:$AZ$47,MATCH(AM$2,$AS$2:$BA$2,0)+1,FALSE)","v":0},{"$f":"Q8631*VLOOKUP($B8631,$AR$36:$AZ$47,MATCH(AN$2,$AS$2:$BA$2,0)+1,FALSE)","v":1.3692763139031379E-3},{"$f":"R8631*VLOOKUP($B8631,$AR$36:$BA$47,MATCH(AO$2,$AS$2:$BA$2,0)+1,FALSE)","v":0},0.89391915567435987]
[2006,12,26,14,null,2013,12,26,14,0.30183640933659611,0.42206645717548363,0,0.11363607705393865,9.1418700000000019E-2,6.0996000000000002E-2,0,1.9066423204688544E-3,0,0.99186028588648723,null,null,0.28576497214212271,9.952949551800773E-2,0.37337681483489799,7.2055927202817005E-2,5.6228353250091685E-2,0,0,1.3936359668445897E-3,0,0.88834919891478159,null,{"$f":"J8632*VLOOKUP($B8632,$AR$36:$AZ$47,MATCH(AG$2,$AS$2:$BA$2,0)+1,FALSE)","v":0.28766839267722077},{"$f":"K8632*VLOOKUP($B8632,$AR$36:$AZ$47,MATCH(AH$2,$AS$2:$BA$2,0)+1,FALSE)","v":0.36501963036127938},{"$f":"L8632*VLOOKUP($B8632,$AR$36:$AZ$47,MATCH(AI$2,$AS$2:$BA$2,0)+1,FALSE)","v":0},{"$f":"M8632*VLOOKUP($B8632,$AR$36:$AZ$47,MATCH(AJ$2,$AS$2:$BA$2,0)+1,FALSE)","v":9.8775398559177233E-2},{"$f":"N8632*VLOOKUP($B8632,$AR$36:$AZ$47,MATCH(AK$2,$AS$2:$BA$2,0)+1,FALSE)","v":7.1276168893381245E-2},{"$f":"O8632*VLOOKUP($B8632,$AR$36:$AZ$47,MATCH(AL$2,$AS$2:$BA$2,0)+1,FALSE)","v":5.8788753244399049E-2},{"$f":"P8632*VLOOKUP($B8632,$AR$36:$AZ$47,MATCH(AM$2,$AS$2:$BA$2,0)+1,FALSE)","v":0},{"$f":"Q8632*VLOOKUP($B8632,$AR$36:$AZ$47,MATCH(AN$2,$AS$2:$BA$2,0)+1,FALSE)","v":1.3692763139031379E-3},{"$f":"R8632*VLOOKUP($B8632,$AR$36:$BA$47,MATCH(AO$2,$AS$2:$BA$2,0)+1,FALSE)","v":0},0.8828976200493609]
[2006,12,26,15,null,2013,12,26,15,0.33274019304412378,0.40543866274616724,0,9.4549626500364387E-2,9.1581400000000035E-2,6.1129000000000003E-2,0,1.9066423204688544E-3,0,0.98734552461112435,null,null,0.31502326775224443,8.2812403164274434E-2,0.35866720497086108,7.2184166822893636E-2,5.6350957535327803E-2,0,0,1.3936359668445897E-3,0,0.88643163621244603,null,{"$f":"J8633*VLOOKUP($B8633,$AR$36:$AZ$47,MATCH(AG$2,$AS$2:$BA$2,0)+1,FALSE)","v":0.31712157165694793},{"$f":"K8633*VLOOKUP($B8633,$AR$36:$AZ$47,MATCH(AH$2,$AS$2:$BA$2,0)+1,FALSE)","v":0.35063926140959817},{"$f":"L8633*VLOOKUP($B8633,$AR$36:$AZ$47,MATCH(AI$2,$AS$2:$BA$2,0)+1,FALSE)","v":0},{"$f":"M8633*VLOOKUP($B8633,$AR$36:$AZ$47,MATCH(AJ$2,$AS$2:$BA$2,0)+1,FALSE)","v":8.2184965226860932E-2},{"$f":"N8633*VLOOKUP($B8633,$AR$36:$AZ$47,MATCH(AK$2,$AS$2:$BA$2,0)+1,FALSE)","v":7.140302075934471E-2},{"$f":"O8633*VLOOKUP($B8633,$AR$36:$AZ$47,MATCH(AL$2,$AS$2:$BA$2,0)+1,FALSE)","v":5.8916940407188499E-2},{"$f":"P8633*VLOOKUP($B8633,$AR$36:$AZ$47,MATCH(AM$2,$AS$2:$BA$2,0)+1,FALSE)","v":0},{"$f":"Q8633*VLOOKUP($B8633,$AR$36:$AZ$47,MATCH(AN$2,$AS$2:$BA$2,0)+1,FALSE)","v":1.3692763139031379E-3},{"$f":"R8633*VLOOKUP($B8633,$AR$36:$BA$47,MATCH(AO$2,$AS$2:$BA$2,0)+1,FALSE)","v":0},0.88163503577384339]
[2006,12,26,16,null,2013,12,26,16,0.33831501192550278,0.40933757697401063,0,0.10169691587139952,9.1100300000000009E-2,6.1336000000000002E-2,0,1.9066423204688544E-3,0,1.0036924470913817,null,null,0.32030125249184588,8.9072440679320714E-2,0.36211633993754089,7.1804965340294596E-2,5.6541777738665214E-2,0,0,1.3936359668445897E-3,0,0.90123041215451183,null,{"$f":"J8634*VLOOKUP($B8634,$AR$36:$AZ$47,MATCH(AG$2,$AS$2:$BA$2,0)+1,FALSE)","v":0.32243471194574769},{"$f":"K8634*VLOOKUP($B8634,$AR$36:$AZ$47,MATCH(AH$2,$AS$2:$BA$2,0)+1,FALSE)","v":0.3540111953931272},{"$f":"L8634*VLOOKUP($B8634,$AR$36:$AZ$47,MATCH(AI$2,$AS$2:$BA$2,0)+1,FALSE)","v":0},{"$f":"M8634*VLOOKUP($B8634,$AR$36:$AZ$47,MATCH(AJ$2,$AS$2:$BA$2,0)+1,FALSE)","v":8.8397572829521029E-2},{"$f":"N8634*VLOOKUP($B8634,$AR$36:$AZ$47,MATCH(AK$2,$AS$2:$BA$2,0)+1,FALSE)","v":7.1027922832393148E-2},{"$f":"O8634*VLOOKUP($B8634,$AR$36:$AZ$47,MATCH(AL$2,$AS$2:$BA$2,0)+1,FALSE)","v":5.9116449750778087E-2},{"$f":"P8634*VLOOKUP($B8634,$AR$36:$AZ$47,MATCH(AM$2,$AS$2:$BA$2,0)+1,FALSE)","v":0},{"$f":"Q8634*VLOOKUP($B8634,$AR$36:$AZ$47,MATCH(AN$2,$AS$2:$BA$2,0)+1,FALSE)","v":1.3692763139031379E-3},{"$f":"R8634*VLOOKUP($B8634,$AR$36:$BA$47,MATCH(AO$2,$AS$2:$BA$2,0)+1,FALSE)","v":0},0.89635712906547027]
[2006,12,26,17,null,2013,12,26,17,0.3899091223226569,0.42340071103623506,3.1508148473118479E-3,0.11039383194911437,9.1660800000000001E-2,6.1700999999999999E-2,6.7324224309677838E-6,2.0422257743688624E-3,0,1.0822652383521179,null,null,0.36914820754523259,9.668973698361448E-2,0.37455714899374681,7.2246749649163333E-2,5.6878248145516209E-2,1.7621352675074122E-3,3.3694345261405702E-6,1.4927389689313164E-3,0,0.9727783349882384,null,{"$f":"J8635*VLOOKUP($B8635,$AR$36:$AZ$47,MATCH(AG$2,$AS$2:$BA$2,0)+1,FALSE)","v":0.37160702632021797},{"$f":"K8635*VLOOKUP($B8635,$AR$36:$AZ$47,MATCH(AH$2,$AS$2:$BA$2,0)+1,FALSE)","v":0.36617354544450781},{"$f":"L8635*VLOOKUP($B8635,$AR$36:$AZ$47,MATCH(AI$2,$AS$2:$BA$2,0)+1,FALSE)","v":2.2567703109327843E-3},{"$f":"M8635*VLOOKUP($B8635,$AR$36:$AZ$47,MATCH(AJ$2,$AS$2:$BA$2,0)+1,FALSE)","v":9.5957155790170459E-2},{"$f":"N8635*VLOOKUP($B8635,$AR$36:$AZ$47,MATCH(AK$2,$AS$2:$BA$2,0)+1,FALSE)","v":7.1464926341136326E-2},{"$f":"O8635*VLOOKUP($B8635,$AR$36:$AZ$47,MATCH(AL$2,$AS$2:$BA$2,0)+1,FALSE)","v":5.9468241588508518E-2},{"$f":"P8635*VLOOKUP($B8635,$AR$36:$AZ$47,MATCH(AM$2,$AS$2:$BA$2,0)+1,FALSE)","v":3.3694345261405702E-6},{"$f":"Q8635*VLOOKUP($B8635,$AR$36:$AZ$47,MATCH(AN$2,$AS$2:$BA$2,0)+1,FALSE)","v":1.4666470740029168E-3},{"$f":"R8635*VLOOKUP($B8635,$AR$36:$BA$47,MATCH(AO$2,$AS$2:$BA$2,0)+1,FALSE)","v":0},0.96839768230400292]
[2006,12,26,18,null,2013,12,26,18,0.46463156013666634,0.42154780938319691,7.8770371182796187E-3,0.10838174951424126,9.2731999999999967E-2,6.1277999999999999E-2,1.683105607741946E-5,2.2456009552188762E-3,0,1.1587105881636806,null,null,0.43989201014758805,9.492743090199475E-2,0.37291799832054834,7.3091066066041446E-2,5.6488311208261491E-2,4.4053381687685304E-3,8.4235863153514252E-6,1.6413934720614079E-3,0,1.0433719718715795,null,{"$f":"J8636*VLOOKUP($B8636,$AR$36:$AZ$47,MATCH(AG$2,$AS$2:$BA$2,0)+1,FALSE)","v":0.4428220385519232},{"$f":"K8636*VLOOKUP($B8636,$AR$36:$AZ$47,MATCH(AH$2,$AS$2:$BA$2,0)+1,FALSE)","v":0.36457108340330707},{"$f":"L8636*VLOOKUP($B8636,$AR$36:$AZ$47,MATCH(AI$2,$AS$2:$BA$2,0)+1,FALSE)","v":5.64192577733196E-3},{"$f":"M8636*VLOOKUP($B8636,$AR$36:$AZ$47,MATCH(AJ$2,$AS$2:$BA$2,0)+1,FALSE)","v":9.4208202028380747E-2},{"$f":"N8636*VLOOKUP($B8636,$AR$36:$AZ$47,MATCH(AK$2,$AS$2:$BA$2,0)+1,FALSE)","v":7.2300105928229413E-2},{"$f":"O8636*VLOOKUP($B8636,$AR$36:$AZ$47,MATCH(AL$2,$AS$2:$BA$2,0)+1,FALSE)","v":5.9060548582042835E-2},{"$f":"P8636*VLOOKUP($B8636,$AR$36:$AZ$47,MATCH(AM$2,$AS$2:$BA$2,0)+1,FALSE)","v":8.4235863153514252E-6},{"$f":"Q8636*VLOOKUP($B8636,$AR$36:$AZ$47,MATCH(AN$2,$AS$2:$BA$2,0)+1,FALSE)","v":1.6127032141525868E-3},{"$f":"R8636*VLOOKUP($B8636,$AR$36:$BA$47,MATCH(AO$2,$AS$2:$BA$2,0)+1,FALSE)","v":0},1.0402250310716832]
[2006,12,26,19,null,2013,12,26,19,0.48102532087660022,0.39848968841352939,7.8770371182796187E-3,9.7699025092166894E-2,9.0873300000000018E-2,6.0296000000000002E-2,1.683105607741946E-5,2.2456009552188762E-3,0,1.1385228035118724,null,null,0.45541287653825452,8.5570840987488281E-2,0.35251986523660916,7.1626044665694777E-2,5.5583067538322643E-2,4.4053381687685304E-3,8.4235863153514252E-6,1.6413934720614079E-3,0,1.0267678501935147,null,{"$f":"J8637*VLOOKUP($B8637,$AR$36:$AZ$47,MATCH(AG$2,$AS$2:$BA$2,0)+1,FALSE)","v":0.45844628617783717},{"$f":"K8637*VLOOKUP($B8637,$AR$36:$AZ$47,MATCH(AH$2,$AS$2:$BA$2,0)+1,FALSE)","v":0.34462951578976353},{"$f":"L8637*VLOOKUP($B8637,$AR$36:$AZ$47,MATCH(AI$2,$AS$2:$BA$2,0)+1,FALSE)","v":5.64192577733196E-3},{"$f":"M8637*VLOOKUP($B8637,$AR$36:$AZ$47,MATCH(AJ$2,$AS$2:$BA$2,0)+1,FALSE)","v":8.4922503420645515E-2},{"$f":"N8637*VLOOKUP($B8637,$AR$36:$AZ$47,MATCH(AK$2,$AS$2:$BA$2,0)+1,FALSE)","v":7.0850938360520352E-2},{"$f":"O8637*VLOOKUP($B8637,$AR$36:$AZ$47,MATCH(AL$2,$AS$2:$BA$2,0)+1,FALSE)","v":5.8114083966559857E-2},{"$f":"P8637*VLOOKUP($B8637,$AR$36:$AZ$47,MATCH(AM$2,$AS$2:$BA$2,0)+1,FALSE)","v":8.4235863153514252E-6},{"$f":"Q8637*VLOOKUP($B8637,$AR$36:$AZ$47,MATCH(AN$2,$AS$2:$BA$2,0)+1,FALSE)","v":1.6127032141525868E-3},{"$f":"R8637*VLOOKUP($B8637,$AR$36:$BA$47,MATCH(AO$2,$AS$2:$BA$2,0)+1,FALSE)","v":0},1.0242263802931264]
[2006,12,26,20,null,2013,12,26,20,0.44068700948421508,0.39590245636984489,7.8770371182796187E-3,0.10957940085354785,8.9355499999999977E-2,5.9848999999999999E-2,1.683105607741946E-5,2.2456009552188762E-3,0,1.105512835837184,null,null,0.41722239959532731,9.5976407923183807E-2,0.35023109662378366,7.0429719555969536E-2,5.5171006519521559E-2,4.4053381687685304E-3,8.4235863153514252E-6,1.6413934720614079E-3,0,0.9950857854449312,null,{"$f":"J8638*VLOOKUP($B8638,$AR$36:$AZ$47,MATCH(AG$2,$AS$2:$BA$2,0)+1,FALSE)","v":0.4200014304791323},{"$f":"K8638*VLOOKUP($B8638,$AR$36:$AZ$47,MATCH(AH$2,$AS$2:$BA$2,0)+1,FALSE)","v":0.34239197601803056},{"$f":"L8638*VLOOKUP($B8638,$AR$36:$AZ$47,MATCH(AI$2,$AS$2:$BA$2,0)+1,FALSE)","v":5.64192577733196E-3},{"$f":"M8638*VLOOKUP($B8638,$AR$36:$AZ$47,MATCH(AJ$2,$AS$2:$BA$2,0)+1,FALSE)","v":9.5249231351478461E-2},{"$f":"N8638*VLOOKUP($B8638,$AR$36:$AZ$47,MATCH(AK$2,$AS$2:$BA$2,0)+1,FALSE)","v":6.9667559367531204E-2},{"$f":"O8638*VLOOKUP($B8638,$AR$36:$AZ$47,MATCH(AL$2,$AS$2:$BA$2,0)+1,FALSE)","v":5.7683259441996829E-2},{"$f":"P8638*VLOOKUP($B8638,$AR$36:$AZ$47,MATCH(AM$2,$AS$2:$BA$2,0)+1,FALSE)","v":8.4235863153514252E-6},{"$f":"Q8638*VLOOKUP($B8638,$AR$36:$AZ$47,MATCH(AN$2,$AS$2:$BA$2,0)+1,FALSE)","v":1.6127032141525868E-3},{"$f":"R8638*VLOOKUP($B8638,$AR$36:$BA$47,MATCH(AO$2,$AS$2:$BA$2,0)+1,FALSE)","v":0},0.99225650923596931]
[2006,12,26,21,null,2013,12,26,21,0.41756735237618942,0.38951890872806055,7.8770371182796187E-3,0.10818646955332013,8.7750799999999976E-2,5.9239E-2,1.683105607741946E-5,2.2456009552188762E-3,0,1.0724019997871461,null,null,0.39533376070006815,9.4756392649890789E-2,0.34458395588252055,6.9164900143941582E-2,5.4608686113551401E-2,4.4053381687685304E-3,8.4235863153514252E-6,1.6413934720614079E-3,0,0.96450285071711772,null,{"$f":"J8639*VLOOKUP($B8639,$AR$36:$AZ$47,MATCH(AG$2,$AS$2:$BA$2,0)+1,FALSE)","v":0.39796699595172735},{"$f":"K8639*VLOOKUP($B8639,$AR$36:$AZ$47,MATCH(AH$2,$AS$2:$BA$2,0)+1,FALSE)","v":0.33687123358284354},{"$f":"L8639*VLOOKUP($B8639,$AR$36:$AZ$47,MATCH(AI$2,$AS$2:$BA$2,0)+1,FALSE)","v":5.64192577733196E-3},{"$f":"M8639*VLOOKUP($B8639,$AR$36:$AZ$47,MATCH(AJ$2,$AS$2:$BA$2,0)+1,FALSE)","v":9.4038459667761864E-2},{"$f":"N8639*VLOOKUP($B8639,$AR$36:$AZ$47,MATCH(AK$2,$AS$2:$BA$2,0)+1,FALSE)","v":6.8416427288173168E-2},{"$f":"O8639*VLOOKUP($B8639,$AR$36:$AZ$47,MATCH(AL$2,$AS$2:$BA$2,0)+1,FALSE)","v":5.7095333357022673E-2},{"$f":"P8639*VLOOKUP($B8639,$AR$36:$AZ$47,MATCH(AM$2,$AS$2:$BA$2,0)+1,FALSE)","v":8.4235863153514252E-6},{"$f":"Q8639*VLOOKUP($B8639,$AR$36:$AZ$47,MATCH(AN$2,$AS$2:$BA$2,0)+1,FALSE)","v":1.6127032141525868E-3},{"$f":"R8639*VLOOKUP($B8639,$AR$36:$BA$47,MATCH(AO$2,$AS$2:$BA$2,0)+1,FALSE)","v":0},0.96165150242532849]
[2006,12,26,22,null,2013,12,26,22,0.38847225583975997,0.38506799375018397,7.8770371182796187E-3,0.11327794559187532,8.7448399999999996E-2,5.9098999999999999E-2,1.683105607741946E-5,2.2456009552188762E-3,0,1.0435050643113952,null,null,0.36778784776836054,9.9215821861961234E-2,0.34064649904536293,6.8926549430289655E-2,5.447962897119759E-2,4.4053381687685304E-3,8.4235863153514252E-6,1.6413934720614079E-3,0,0.93711150230431728,null,{"$f":"J8640*VLOOKUP($B8640,$AR$36:$AZ$47,MATCH(AG$2,$AS$2:$BA$2,0)+1,FALSE)","v":0.37023760547223211},{"$f":"K8640*VLOOKUP($B8640,$AR$36:$AZ$47,MATCH(AH$2,$AS$2:$BA$2,0)+1,FALSE)","v":0.33302190769500473},{"$f":"L8640*VLOOKUP($B8640,$AR$36:$AZ$47,MATCH(AI$2,$AS$2:$BA$2,0)+1,FALSE)","v":5.64192577733196E-3},{"$f":"M8640*VLOOKUP($B8640,$AR$36:$AZ$47,MATCH(AJ$2,$AS$2:$BA$2,0)+1,FALSE)","v":9.8464101488572667E-2},{"$f":"N8640*VLOOKUP($B8640,$AR$36:$AZ$47,MATCH(AK$2,$AS$2:$BA$2,0)+1,FALSE)","v":6.8180655903616647E-2},{"$f":"O8640*VLOOKUP($B8640,$AR$36:$AZ$47,MATCH(AL$2,$AS$2:$BA$2,0)+1,FALSE)","v":5.6960399501454838E-2},{"$f":"P8640*VLOOKUP($B8640,$AR$36:$AZ$47,MATCH(AM$2,$AS$2:$BA$2,0)+1,FALSE)","v":8.4235863153514252E-6},{"$f":"Q8640*VLOOKUP($B8640,$AR$36:$AZ$47,MATCH(AN$2,$AS$2:$BA$2,0)+1,FALSE)","v":1.6127032141525868E-3},{"$f":"R8640*VLOOKUP($B8640,$AR$36:$BA$47,MATCH(AO$2,$AS$2:$BA$2,0)+1,FALSE)","v":0},0.93412772263868082]
[2006,12,26,23,null,2013,12,26,23,0.32501261372277762,0.37224583126003119,7.8770371182796187E-3,0.10725595308522184,8.6766099999999985E-2,5.8187000000000003E-2,1.683105607741946E-5,2.2456009552188762E-3,0,0.95960696719760641,null,null,0.30770714742619076,9.394138884967107E-2,0.32930350291648969,6.8388762750644441E-2,5.3638913872435648E-2,4.4053381687685304E-3,8.4235863153514252E-6,1.6413934720614079E-3,0,0.85903487104257692,null,{"$f":"J8641*VLOOKUP($B8641,$AR$36:$AZ$47,MATCH(AG$2,$AS$2:$BA$2,0)+1,FALSE)","v":0.3097567201880902},{"$f":"K8641*VLOOKUP($B8641,$AR$36:$AZ$47,MATCH(AH$2,$AS$2:$BA$2,0)+1,FALSE)","v":0.32193279854402129},{"$f":"L8641*VLOOKUP($B8641,$AR$36:$AZ$47,MATCH(AI$2,$AS$2:$BA$2,0)+1,FALSE)","v":5.64192577733196E-3},{"$f":"M8641*VLOOKUP($B8641,$AR$36:$AZ$47,MATCH(AJ$2,$AS$2:$BA$2,0)+1,FALSE)","v":9.3229630839935823E-2},{"$f":"N8641*VLOOKUP($B8641,$AR$36:$AZ$47,MATCH(AK$2,$AS$2:$BA$2,0)+1,FALSE)","v":6.7648688920538186E-2},{"$f":"O8641*VLOOKUP($B8641,$AR$36:$AZ$47,MATCH(AL$2,$AS$2:$BA$2,0)+1,FALSE)","v":5.6081401813755781E-2},{"$f":"P8641*VLOOKUP($B8641,$AR$36:$AZ$47,MATCH(AM$2,$AS$2:$BA$2,0)+1,FALSE)","v":8.4235863153514252E-6},{"$f":"Q8641*VLOOKUP($B8641,$AR$36:$AZ$47,MATCH(AN$2,$AS$2:$BA$2,0)+1,FALSE)","v":1.6127032141525868E-3},{"$f":"R8641*VLOOKUP($B8641,$AR$36:$BA$47,MATCH(AO$2,$AS$2:$BA$2,0)+1,FALSE)","v":0},0.85591229288414117]
[2006,12,26,24,null,2013,12,26,24,0.21826958672094898,0.38338655339982736,7.8770371182796187E-3,0.13362983623405336,8.6639300000000016E-2,5.7806999999999997E-2,1.683105607741946E-5,2.2456009552188762E-3,0,0.8898717454844054,null,null,0.2066477086242694,0.11704126481078957,0.33915902987628371,6.8288819395845968E-2,5.3288615914618163E-2,4.4053381687685304E-3,8.4235863153514252E-6,1.6413934720614079E-3,0,0.79048059384895208,null,{"$f":"J8642*VLOOKUP($B8642,$AR$36:$AZ$47,MATCH(AG$2,$AS$2:$BA$2,0)+1,FALSE)","v":0.20802414566334348},{"$f":"K8642*VLOOKUP($B8642,$AR$36:$AZ$47,MATCH(AH$2,$AS$2:$BA$2,0)+1,FALSE)","v":0.33156773211500473},{"$f":"L8642*VLOOKUP($B8642,$AR$36:$AZ$47,MATCH(AI$2,$AS$2:$BA$2,0)+1,FALSE)","v":5.64192577733196E-3},{"$f":"M8642*VLOOKUP($B8642,$AR$36:$AZ$47,MATCH(AJ$2,$AS$2:$BA$2,0)+1,FALSE)","v":0.11615448786700888},{"$f":"N8642*VLOOKUP($B8642,$AR$36:$AZ$47,MATCH(AK$2,$AS$2:$BA$2,0)+1,FALSE)","v":6.7549827109818078E-2},{"$f":"O8642*VLOOKUP($B8642,$AR$36:$AZ$47,MATCH(AL$2,$AS$2:$BA$2,0)+1,FALSE)","v":5.5715152777214498E-2},{"$f":"P8642*VLOOKUP($B8642,$AR$36:$AZ$47,MATCH(AM$2,$AS$2:$BA$2,0)+1,FALSE)","v":8.4235863153514252E-6},{"$f":"Q8642*VLOOKUP($B8642,$AR$36:$AZ$47,MATCH(AN$2,$AS$2:$BA$2,0)+1,FALSE)","v":1.6127032141525868E-3},{"$f":"R8642*VLOOKUP($B8642,$AR$36:$BA$47,MATCH(AO$2,$AS$2:$BA$2,0)+1,FALSE)","v":0},0.78627439811018951]
[2006,12,27,1,null,2013,12,27,1,0.22549980268176226,0.34513299989061702,7.8770371182796187E-3,9.9367868890618272E-2,8.68506E-2,5.7784000000000002E-2,1.683105607741946E-5,2.2456009552188762E-3,0,0.82477474059257339,null,null,{"$f":"$J8643*$AS$6","v":0.21349294796157964},{"$f":"$M8643*$AV$6","v":8.7032517469679591E-2},{"$f":"$K8643*$AT$6","v":0.3053184113609706},{"$f":"$N8643*$AW$6","v":6.8455365380616626E-2},{"$f":"$O8643*$AX$6","v":5.32674136698029E-2},{"$f":"$L8643*$AU$6","v":4.4053381687685304E-3},{"$f":"$P8643*$AY$6","v":8.4235863153514252E-6},{"$f":"$Q8643*$AZ$6","v":1.6413934720614079E-3},0,{"$f":"SUM(V8643:AD8643)","v":0.73362181106979463},null,{"$f":"J8643*VLOOKUP($B8643,$AR$36:$AZ$47,MATCH(AG$2,$AS$2:$BA$2,0)+1,FALSE)","v":0.2149149797039675},{"$f":"K8643*VLOOKUP($B8643,$AR$36:$AZ$47,MATCH(AH$2,$AS$2:$BA$2,0)+1,FALSE)","v":0.29848455830540765},{"$f":"L8643*VLOOKUP($B8643,$AR$36:$AZ$47,MATCH(AI$2,$AS$2:$BA$2,0)+1,FALSE)","v":5.64192577733196E-3},{"$f":"M8643*VLOOKUP($B8643,$AR$36:$AZ$47,MATCH(AJ$2,$AS$2:$BA$2,0)+1,FALSE)","v":8.6373105338615655E-2},{"$f":"N8643*VLOOKUP($B8643,$AR$36:$AZ$47,MATCH(AK$2,$AS$2:$BA$2,0)+1,FALSE)","v":6.7714570805442395E-2},{"$f":"O8643*VLOOKUP($B8643,$AR$36:$AZ$47,MATCH(AL$2,$AS$2:$BA$2,0)+1,FALSE)","v":5.5692985072371214E-2},{"$f":"P8643*VLOOKUP($B8643,$AR$36:$AZ$47,MATCH(AM$2,$AS$2:$BA$2,0)+1,FALSE)","v":8.4235863153514252E-6},{"$f":"Q8643*VLOOKUP($B8643,$AR$36:$AZ$47,MATCH(AN$2,$AS$2:$BA$2,0)+1,FALSE)","v":1.6127032141525868E-3},{"$f":"R8643*VLOOKUP($B8643,$AR$36:$BA$47,MATCH(AO$2,$AS$2:$BA$2,0)+1,FALSE)","v":0},0.73044325180360437]
[2006,12,27,2,null,2013,12,27,2,0.20236546882911768,0.33628965149866613,7.8770371182796187E-3,9.5276755409482744E-2,8.7241400000000011E-2,5.7701000000000002E-2,1.683105607741946E-5,2.2456009552188762E-3,0,0.7890137448668425,null,null,0.19159041379263106,8.3449267577208691E-2,0.29749523280952006,6.8763392691777933E-2,5.3190901221121717E-2,4.4053381687685304E-3,8.4235863153514252E-6,1.6413934720614079E-3,{"$f":"$R8644*$BA$6","v":0},0.70054436331940473,null,{"$f":"J8644*VLOOKUP($B8644,$AR$36:$AZ$47,MATCH(AG$2,$AS$2:$BA$2,0)+1,FALSE)","v":0.19286655734936989},{"$f":"K8644*VLOOKUP($B8644,$AR$36:$AZ$47,MATCH(AH$2,$AS$2:$BA$2,0)+1,FALSE)","v":0.29083648368041132},{"$f":"L8644*VLOOKUP($B8644,$AR$36:$AZ$47,MATCH(AI$2,$AS$2:$BA$2,0)+1,FALSE)","v":5.64192577733196E-3},{"$f":"M8644*VLOOKUP($B8644,$AR$36:$AZ$47,MATCH(AJ$2,$AS$2:$BA$2,0)+1,FALSE)","v":8.2817004361474628E-2},{"$f":"N8644*VLOOKUP($B8644,$AR$36:$AZ$47,MATCH(AK$2,$AS$2:$BA$2,0)+1,FALSE)","v":6.8019264777283317E-2},{"$f":"O8644*VLOOKUP($B8644,$AR$36:$AZ$47,MATCH(AL$2,$AS$2:$BA$2,0)+1,FALSE)","v":5.5612988572284569E-2},{"$f":"P8644*VLOOKUP($B8644,$AR$36:$AZ$47,MATCH(AM$2,$AS$2:$BA$2,0)+1,FALSE)","v":8.4235863153514252E-6},{"$f":"Q8644*VLOOKUP($B8644,$AR$36:$AZ$47,MATCH(AN$2,$AS$2:$BA$2,0)+1,FALSE)","v":1.6127032141525868E-3},{"$f":"R8644*VLOOKUP($B8644,$AR$36:$BA$47,MATCH(AO$2,$AS$2:$BA$2,0)+1,FALSE)","v":0},{"$f":"SUM(AG8644:AO8644)","v":0.69741535131862376}]
[2006,12,27,3,null,2013,12,27,3,0.19563197342425132,0.3295282762451649,7.8770371182796187E-3,9.0907493280757021E-2,8.6959000000000009E-2,5.7876999999999998E-2,1.683105607741946E-5,2.2456009552188762E-3,0,0.77104321207974902,null,null,0.1852154468659441,7.9622397918098664E-2,0.29151385069981561,6.854080591421409E-2,5.3353144485795069E-2,4.4053381687685304E-3,8.4235863153514252E-6,1.6413934720614079E-3,0,0.68430080111101277,null,{"$f":"J8645*VLOOKUP($B8645,$AR$36:$AZ$47,MATCH(AG$2,$AS$2:$BA$2,0)+1,FALSE)","v":0.18644912810524819},{"$f":"K8645*VLOOKUP($B8645,$AR$36:$AZ$47,MATCH(AH$2,$AS$2:$BA$2,0)+1,FALSE)","v":0.28498898110396093},{"$f":"L8645*VLOOKUP($B8645,$AR$36:$AZ$47,MATCH(AI$2,$AS$2:$BA$2,0)+1,FALSE)","v":5.64192577733196E-3},{"$f":"M8645*VLOOKUP($B8645,$AR$36:$AZ$47,MATCH(AJ$2,$AS$2:$BA$2,0)+1,FALSE)","v":7.901912943158286E-2},{"$f":"N8645*VLOOKUP($B8645,$AR$36:$AZ$47,MATCH(AK$2,$AS$2:$BA$2,0)+1,FALSE)","v":6.7799086738266234E-2},{"$f":"O8645*VLOOKUP($B8645,$AR$36:$AZ$47,MATCH(AL$2,$AS$2:$BA$2,0)+1,FALSE)","v":5.5782619704998419E-2},{"$f":"P8645*VLOOKUP($B8645,$AR$36:$AZ$47,MATCH(AM$2,$AS$2:$BA$2,0)+1,FALSE)","v":8.4235863153514252E-6},{"$f":"Q8645*VLOOKUP($B8645,$AR$36:$AZ$47,MATCH(AN$2,$AS$2:$BA$2,0)+1,FALSE)","v":1.6127032141525868E-3},{"$f":"R8645*VLOOKUP($B8645,$AR$36:$BA$47,MATCH(AO$2,$AS$2:$BA$2,0)+1,FALSE)","v":0},0.68130199766185662]
[2006,12,27,4,null,2013,12,27,4,0.19428005576971874,0.32797838666216106,7.8770371182796187E-3,8.963017379983354E-2,8.7265999999999969E-2,5.7772999999999998E-2,1.683105607741946E-5,2.2456009552188762E-3,0,0.76706708536128909,null,null,0.18393551277272102,7.8503642617426914E-2,0.29014275658416272,6.8782782333166245E-2,5.3257273465760813E-2,4.4053381687685304E-3,8.4235863153514252E-6,1.6413934720614079E-3,0,0.68067712300038308,null,{"$f":"J8646*VLOOKUP($B8646,$AR$36:$AZ$47,MATCH(AG$2,$AS$2:$BA$2,0)+1,FALSE)","v":0.18516066863951935},{"$f":"K8646*VLOOKUP($B8646,$AR$36:$AZ$47,MATCH(AH$2,$AS$2:$BA$2,0)+1,FALSE)","v":0.28364857578846903},{"$f":"L8646*VLOOKUP($B8646,$AR$36:$AZ$47,MATCH(AI$2,$AS$2:$BA$2,0)+1,FALSE)","v":5.64192577733196E-3},{"$f":"M8646*VLOOKUP($B8646,$AR$36:$AZ$47,MATCH(AJ$2,$AS$2:$BA$2,0)+1,FALSE)","v":7.7908850512364874E-2},{"$f":"N8646*VLOOKUP($B8646,$AR$36:$AZ$47,MATCH(AK$2,$AS$2:$BA$2,0)+1,FALSE)","v":6.8038444592296812E-2},{"$f":"O8646*VLOOKUP($B8646,$AR$36:$AZ$47,MATCH(AL$2,$AS$2:$BA$2,0)+1,FALSE)","v":5.5682383126576598E-2},{"$f":"P8646*VLOOKUP($B8646,$AR$36:$AZ$47,MATCH(AM$2,$AS$2:$BA$2,0)+1,FALSE)","v":8.4235863153514252E-6},{"$f":"Q8646*VLOOKUP($B8646,$AR$36:$AZ$47,MATCH(AN$2,$AS$2:$BA$2,0)+1,FALSE)","v":1.6127032141525868E-3},{"$f":"R8646*VLOOKUP($B8646,$AR$36:$BA$47,MATCH(AO$2,$AS$2:$BA$2,0)+1,FALSE)","v":0},0.67770197523702658]
[2006,12,27,5,null,2013,12,27,5,0.19520427024814482,0.33373238747250922,7.8770371182796187E-3,8.9984866022554913E-2,9.001739999999997E-2,5.7777000000000002E-2,1.683105607741946E-5,2.2456009552188762E-3,0,0.77685539287278482,null,null,0.18481051696873985,7.8814303975217909E-2,0.29523297509975532,7.0951427020804897E-2,5.3260960812685214E-2,4.4053381687685304E-3,8.4235863153514252E-6,1.6413934720614079E-3,0,0.68912533910434848,null,{"$f":"J8647*VLOOKUP($B8647,$AR$36:$AZ$47,MATCH(AG$2,$AS$2:$BA$2,0)+1,FALSE)","v":0.18604150105494},{"$f":"K8647*VLOOKUP($B8647,$AR$36:$AZ$47,MATCH(AH$2,$AS$2:$BA$2,0)+1,FALSE)","v":0.28862486142591909},{"$f":"L8647*VLOOKUP($B8647,$AR$36:$AZ$47,MATCH(AI$2,$AS$2:$BA$2,0)+1,FALSE)","v":5.64192577733196E-3},{"$f":"M8647*VLOOKUP($B8647,$AR$36:$AZ$47,MATCH(AJ$2,$AS$2:$BA$2,0)+1,FALSE)","v":7.8217158107746876E-2},{"$f":"N8647*VLOOKUP($B8647,$AR$36:$AZ$47,MATCH(AK$2,$AS$2:$BA$2,0)+1,FALSE)","v":7.0183621138159416E-2},{"$f":"O8647*VLOOKUP($B8647,$AR$36:$AZ$47,MATCH(AL$2,$AS$2:$BA$2,0)+1,FALSE)","v":5.5686238379592821E-2},{"$f":"P8647*VLOOKUP($B8647,$AR$36:$AZ$47,MATCH(AM$2,$AS$2:$BA$2,0)+1,FALSE)","v":8.4235863153514252E-6},{"$f":"Q8647*VLOOKUP($B8647,$AR$36:$AZ$47,MATCH(AN$2,$AS$2:$BA$2,0)+1,FALSE)","v":1.6127032141525868E-3},{"$f":"R8647*VLOOKUP($B8647,$AR$36:$BA$47,MATCH(AO$2,$AS$2:$BA$2,0)+1,FALSE)","v":0},0.68601643268415824]
[2006,12,27,6,null,2013,12,27,6,0.21072587627264572,0.34861014871717255,7.8770371182796187E-3,8.537583293415521E-2,9.2651099999999986E-2,5.9272999999999999E-2,1.683105607741946E-5,2.2456009552188762E-3,0,0.80677542705354932,null,null,0.19950566697712127,7.4777428099113141E-2,0.30839443583885612,7.3027300944565138E-2,5.4640028562408752E-2,4.4053381687685304E-3,8.4235863153514252E-6,1.6413934720614079E-3,0,0.71640001564920963,null,{"$f":"J8648*VLOOKUP($B8648,$AR$36:$AZ$47,MATCH(AG$2,$AS$2:$BA$2,0)+1,FALSE)","v":0.20083453237495533},{"$f":"K8648*VLOOKUP($B8648,$AR$36:$AZ$47,MATCH(AH$2,$AS$2:$BA$2,0)+1,FALSE)","v":0.30149173302351789},{"$f":"L8648*VLOOKUP($B8648,$AR$36:$AZ$47,MATCH(AI$2,$AS$2:$BA$2,0)+1,FALSE)","v":5.64192577733196E-3},{"$f":"M8648*VLOOKUP($B8648,$AR$36:$AZ$47,MATCH(AJ$2,$AS$2:$BA$2,0)+1,FALSE)","v":7.4210868097726368E-2},{"$f":"N8648*VLOOKUP($B8648,$AR$36:$AZ$47,MATCH(AK$2,$AS$2:$BA$2,0)+1,FALSE)","v":7.223703084552234E-2},{"$f":"O8648*VLOOKUP($B8648,$AR$36:$AZ$47,MATCH(AL$2,$AS$2:$BA$2,0)+1,FALSE)","v":5.712810300766058E-2},{"$f":"P8648*VLOOKUP($B8648,$AR$36:$AZ$47,MATCH(AM$2,$AS$2:$BA$2,0)+1,FALSE)","v":8.4235863153514252E-6},{"$f":"Q8648*VLOOKUP($B8648,$AR$36:$AZ$47,MATCH(AN$2,$AS$2:$BA$2,0)+1,FALSE)","v":1.6127032141525868E-3},{"$f":"R8648*VLOOKUP($B8648,$AR$36:$BA$47,MATCH(AO$2,$AS$2:$BA$2,0)+1,FALSE)","v":0},0.71316531992718246]
[2006,12,27,7,null,2013,12,27,7,0.22274796134652802,0.38420493681971407,7.8770371182796187E-3,8.206947694137022E-2,0.1009541,6.3134999999999997E-2,1.683105607741946E-5,2.2456009552188762E-3,0,0.86325094423718829,null,null,0.21088762985489021,7.1881517288951771E-2,0.33988300447657738,7.9571699011536018E-2,5.8200162017911637E-2,4.4053381687685304E-3,8.4235863153514252E-6,1.6413934720614079E-3,0,0.76647916787701231,null,{"$f":"J8649*VLOOKUP($B8649,$AR$36:$AZ$47,MATCH(AG$2,$AS$2:$BA$2,0)+1,FALSE)","v":0.21229230811988176},{"$f":"K8649*VLOOKUP($B8649,$AR$36:$AZ$47,MATCH(AH$2,$AS$2:$BA$2,0)+1,FALSE)","v":0.33227550220272967},{"$f":"L8649*VLOOKUP($B8649,$AR$36:$AZ$47,MATCH(AI$2,$AS$2:$BA$2,0)+1,FALSE)","v":5.64192577733196E-3},{"$f":"M8649*VLOOKUP($B8649,$AR$36:$AZ$47,MATCH(AJ$2,$AS$2:$BA$2,0)+1,FALSE)","v":7.1336898497290024E-2},{"$f":"N8649*VLOOKUP($B8649,$AR$36:$AZ$47,MATCH(AK$2,$AS$2:$BA$2,0)+1,FALSE)","v":7.8710608246226416E-2},{"$f":"O8649*VLOOKUP($B8649,$AR$36:$AZ$47,MATCH(AL$2,$AS$2:$BA$2,0)+1,FALSE)","v":6.0850349794824801E-2},{"$f":"P8649*VLOOKUP($B8649,$AR$36:$AZ$47,MATCH(AM$2,$AS$2:$BA$2,0)+1,FALSE)","v":8.4235863153514252E-6},{"$f":"Q8649*VLOOKUP($B8649,$AR$36:$AZ$47,MATCH(AN$2,$AS$2:$BA$2,0)+1,FALSE)","v":1.6127032141525868E-3},{"$f":"R8649*VLOOKUP($B8649,$AR$36:$BA$47,MATCH(AO$2,$AS$2:$BA$2,0)+1,FALSE)","v":0},0.76272871943875264]
[2006,12,27,8,null,2013,12,27,8,0.23925458549548559,0.42548561000304119,4.9887901749104254E-3,8.8886043585930857E-2,0.10572199999999995,6.6583000000000003E-2,1.0659668849032324E-5,2.1213161224772018E-3,0,0.9330520050506943,null,null,0.22651535018344449,7.7851887411601858E-2,0.37640153373990304,8.3329742555256367E-2,6.1378655066739694E-2,2.7900475068867356E-3,5.3349379997225689E-6,1.5505490534819082E-3,0,0.82982310045531382,null,{"$f":"J8650*VLOOKUP($B8650,$AR$36:$AZ$47,MATCH(AG$2,$AS$2:$BA$2,0)+1,FALSE)","v":0.2280241214153492},{"$f":"K8650*VLOOKUP($B8650,$AR$36:$AZ$47,MATCH(AH$2,$AS$2:$BA$2,0)+1,FALSE)","v":0.36797664786420042},{"$f":"L8650*VLOOKUP($B8650,$AR$36:$AZ$47,MATCH(AI$2,$AS$2:$BA$2,0)+1,FALSE)","v":3.5732196589769085E-3},{"$f":"M8650*VLOOKUP($B8650,$AR$36:$AZ$47,MATCH(AJ$2,$AS$2:$BA$2,0)+1,FALSE)","v":7.7262033406708591E-2},{"$f":"N8650*VLOOKUP($B8650,$AR$36:$AZ$47,MATCH(AK$2,$AS$2:$BA$2,0)+1,FALSE)","v":8.2427983856104364E-2},{"$f":"O8650*VLOOKUP($B8650,$AR$36:$AZ$47,MATCH(AL$2,$AS$2:$BA$2,0)+1,FALSE)","v":6.4173577894809861E-2},{"$f":"P8650*VLOOKUP($B8650,$AR$36:$AZ$47,MATCH(AM$2,$AS$2:$BA$2,0)+1,FALSE)","v":5.3349379997225689E-6},{"$f":"Q8650*VLOOKUP($B8650,$AR$36:$AZ$47,MATCH(AN$2,$AS$2:$BA$2,0)+1,FALSE)","v":1.5234466840611223E-3},{"$f":"R8650*VLOOKUP($B8650,$AR$36:$BA$47,MATCH(AO$2,$AS$2:$BA$2,0)+1,FALSE)","v":0},0.82496636571821014]
[2006,12,27,9,null,2013,12,27,9,0.25634830434598355,0.45380057201368262,0,9.677526775378599E-2,0.10690170000000004,6.7052E-2,0,1.9066423204688544E-3,0,0.98278448643392102,null,null,0.24269890504965183,8.4761757250582548E-2,0.40145007798683147,8.4259578325412463E-2,6.1810996493624946E-2,0,0,1.3936359668445897E-3,0,0.87637495107294783,null,{"$f":"J8651*VLOOKUP($B8651,$AR$36:$AZ$47,MATCH(AG$2,$AS$2:$BA$2,0)+1,FALSE)","v":0.24431547154572877},{"$f":"K8651*VLOOKUP($B8651,$AR$36:$AZ$47,MATCH(AH$2,$AS$2:$BA$2,0)+1,FALSE)","v":0.39246453784243857},{"$f":"L8651*VLOOKUP($B8651,$AR$36:$AZ$47,MATCH(AI$2,$AS$2:$BA$2,0)+1,FALSE)","v":0},{"$f":"M8651*VLOOKUP($B8651,$AR$36:$AZ$47,MATCH(AJ$2,$AS$2:$BA$2,0)+1,FALSE)","v":8.4119549802075699E-2},{"$f":"N8651*VLOOKUP($B8651,$AR$36:$AZ$47,MATCH(AK$2,$AS$2:$BA$2,0)+1,FALSE)","v":8.3347757342749088E-2},{"$f":"O8651*VLOOKUP($B8651,$AR$36:$AZ$47,MATCH(AL$2,$AS$2:$BA$2,0)+1,FALSE)","v":6.4625606310962105E-2},{"$f":"P8651*VLOOKUP($B8651,$AR$36:$AZ$47,MATCH(AM$2,$AS$2:$BA$2,0)+1,FALSE)","v":0},{"$f":"Q8651*VLOOKUP($B8651,$AR$36:$AZ$47,MATCH(AN$2,$AS$2:$BA$2,0)+1,FALSE)","v":1.3692763139031379E-3},{"$f":"R8651*VLOOKUP($B8651,$AR$36:$BA$47,MATCH(AO$2,$AS$2:$BA$2,0)+1,FALSE)","v":0},0.8702421991578575]
[2006,12,27,10,null,2013,12,27,10,0.26141111802098155,0.46474022049892316,0,9.6968086884969759E-2,0.10865379999999999,6.7781999999999995E-2,0,1.9066423204688544E-3,0,1.0014618677253433,null,null,0.24749214656738794,8.4930640155998507E-2,0.41112772717546214,8.5640577946409613E-2,6.2483937307326938E-2,0,0,1.3936359668445897E-3,0,0.89306866511942962,null,{"$f":"J8652*VLOOKUP($B8652,$AR$36:$AZ$47,MATCH(AG$2,$AS$2:$BA$2,0)+1,FALSE)","v":0.24914063983974594},{"$f":"K8652*VLOOKUP($B8652,$AR$36:$AZ$47,MATCH(AH$2,$AS$2:$BA$2,0)+1,FALSE)","v":0.40192557502859089},{"$f":"L8652*VLOOKUP($B8652,$AR$36:$AZ$47,MATCH(AI$2,$AS$2:$BA$2,0)+1,FALSE)","v":0},{"$f":"M8652*VLOOKUP($B8652,$AR$36:$AZ$47,MATCH(AJ$2,$AS$2:$BA$2,0)+1,FALSE)","v":8.4287153146244909E-2},{"$f":"N8652*VLOOKUP($B8652,$AR$36:$AZ$47,MATCH(AK$2,$AS$2:$BA$2,0)+1,FALSE)","v":8.4713812378732864E-2},{"$f":"O8652*VLOOKUP($B8652,$AR$36:$AZ$47,MATCH(AL$2,$AS$2:$BA$2,0)+1,FALSE)","v":6.5329189986422981E-2},{"$f":"P8652*VLOOKUP($B8652,$AR$36:$AZ$47,MATCH(AM$2,$AS$2:$BA$2,0)+1,FALSE)","v":0},{"$f":"Q8652*VLOOKUP($B8652,$AR$36:$AZ$47,MATCH(AN$2,$AS$2:$BA$2,0)+1,FALSE)","v":1.3692763139031379E-3},{"$f":"R8652*VLOOKUP($B8652,$AR$36:$BA$47,MATCH(AO$2,$AS$2:$BA$2,0)+1,FALSE)","v":0},0.88676564669364077]
[2006,12,27,11,null,2013,12,27,11,0.30291488059597921,0.45527451314121714,0,7.990318129908297E-2,0.10751669999999998,6.7708000000000004E-2,0,1.9066423204688544E-3,0,1.0152239173567481,null,null,0.28678601963626388,6.9984141754618895E-2,0.40275398507088622,8.4744319360121209E-2,6.2415721389225652E-2,0,0,1.3936359668445897E-3,0,0.90807782317796049,null,{"$f":"J8653*VLOOKUP($B8653,$AR$36:$AZ$47,MATCH(AG$2,$AS$2:$BA$2,0)+1,FALSE)","v":0.28869624115453729},{"$f":"K8653*VLOOKUP($B8653,$AR$36:$AZ$47,MATCH(AH$2,$AS$2:$BA$2,0)+1,FALSE)","v":0.39373925995408754},{"$f":"L8653*VLOOKUP($B8653,$AR$36:$AZ$47,MATCH(AI$2,$AS$2:$BA$2,0)+1,FALSE)","v":0},{"$f":"M8653*VLOOKUP($B8653,$AR$36:$AZ$47,MATCH(AJ$2,$AS$2:$BA$2,0)+1,FALSE)","v":6.9453898652422394E-2},{"$f":"N8653*VLOOKUP($B8653,$AR$36:$AZ$47,MATCH(AK$2,$AS$2:$BA$2,0)+1,FALSE)","v":8.3827252718087233E-2},{"$f":"O8653*VLOOKUP($B8653,$AR$36:$AZ$47,MATCH(AL$2,$AS$2:$BA$2,0)+1,FALSE)","v":6.5257867805622843E-2},{"$f":"P8653*VLOOKUP($B8653,$AR$36:$AZ$47,MATCH(AM$2,$AS$2:$BA$2,0)+1,FALSE)","v":0},{"$f":"Q8653*VLOOKUP($B8653,$AR$36:$AZ$47,MATCH(AN$2,$AS$2:$BA$2,0)+1,FALSE)","v":1.3692763139031379E-3},{"$f":"R8653*VLOOKUP($B8653,$AR$36:$BA$47,MATCH(AO$2,$AS$2:$BA$2,0)+1,FALSE)","v":0},0.90234379659866037]
[2006,12,27,12,null,2013,12,27,12,0.27767817278332479,0.47313659535852992,0,0.10261334033103083,0.106567,6.7726999999999996E-2,0,1.9066423204688544E-3,2.2111999999999989E-4,1.0298498707933543,null,null,0.26289305350638986,8.9875101828069903E-2,0.4185554951203958,8.3995768854978226E-2,6.2433236287116514E-2,0,0,1.3936359668445897E-3,2.2111999999999989E-4,0.91936741156379476,null,{"$f":"J8654*VLOOKUP($B8654,$AR$36:$AZ$47,MATCH(AG$2,$AS$2:$BA$2,0)+1,FALSE)","v":0.26464412898925138},{"$f":"K8654*VLOOKUP($B8654,$AR$36:$AZ$47,MATCH(AH$2,$AS$2:$BA$2,0)+1,FALSE)","v":0.40918708940748438},{"$f":"L8654*VLOOKUP($B8654,$AR$36:$AZ$47,MATCH(AI$2,$AS$2:$BA$2,0)+1,FALSE)","v":0},{"$f":"M8654*VLOOKUP($B8654,$AR$36:$AZ$47,MATCH(AJ$2,$AS$2:$BA$2,0)+1,FALSE)","v":8.9194152521430786E-2},{"$f":"N8654*VLOOKUP($B8654,$AR$36:$AZ$47,MATCH(AK$2,$AS$2:$BA$2,0)+1,FALSE)","v":8.3086802705146304E-2},{"$f":"O8654*VLOOKUP($B8654,$AR$36:$AZ$47,MATCH(AL$2,$AS$2:$BA$2,0)+1,FALSE)","v":6.5276180257449898E-2},{"$f":"P8654*VLOOKUP($B8654,$AR$36:$AZ$47,MATCH(AM$2,$AS$2:$BA$2,0)+1,FALSE)","v":0},{"$f":"Q8654*VLOOKUP($B8654,$AR$36:$AZ$47,MATCH(AN$2,$AS$2:$BA$2,0)+1,FALSE)","v":1.3692763139031379E-3},{"$f":"R8654*VLOOKUP($B8654,$AR$36:$BA$47,MATCH(AO$2,$AS$2:$BA$2,0)+1,FALSE)","v":2.2111999999999989E-4},0.9129787501946659]
[2006,12,27,13,null,2013,12,27,13,0.27857934969812315,0.46925770616211149,0,0.10118547881985829,0.1057882,6.7779000000000006E-2,0,1.9066423204688544E-3,0,1.0244963770005617,null,null,0.26374624678588349,8.8624492518412673E-2,0.41512407509486637,8.3381921183707977E-2,6.2481171797133653E-2,0,0,1.3936359668445897E-3,0,0.91475154334684883,null,{"$f":"J8655*VLOOKUP($B8655,$AR$36:$AZ$47,MATCH(AG$2,$AS$2:$BA$2,0)+1,FALSE)","v":0.26550300521020714},{"$f":"K8655*VLOOKUP($B8655,$AR$36:$AZ$47,MATCH(AH$2,$AS$2:$BA$2,0)+1,FALSE)","v":0.40583247385673865},{"$f":"L8655*VLOOKUP($B8655,$AR$36:$AZ$47,MATCH(AI$2,$AS$2:$BA$2,0)+1,FALSE)","v":0},{"$f":"M8655*VLOOKUP($B8655,$AR$36:$AZ$47,MATCH(AJ$2,$AS$2:$BA$2,0)+1,FALSE)","v":8.7953018600673991E-2},{"$f":"N8655*VLOOKUP($B8655,$AR$36:$AZ$47,MATCH(AK$2,$AS$2:$BA$2,0)+1,FALSE)","v":8.247959782983999E-2},{"$f":"O8655*VLOOKUP($B8655,$AR$36:$AZ$47,MATCH(AL$2,$AS$2:$BA$2,0)+1,FALSE)","v":6.5326298546660819E-2},{"$f":"P8655*VLOOKUP($B8655,$AR$36:$AZ$47,MATCH(AM$2,$AS$2:$BA$2,0)+1,FALSE)","v":0},{"$f":"Q8655*VLOOKUP($B8655,$AR$36:$AZ$47,MATCH(AN$2,$AS$2:$BA$2,0)+1,FALSE)","v":1.3692763139031379E-3},{"$f":"R8655*VLOOKUP($B8655,$AR$36:$BA$47,MATCH(AO$2,$AS$2:$BA$2,0)+1,FALSE)","v":0},0.90846367035802378]
[2006,12,27,14,null,2013,12,27,14,0.28051674392656067,0.46276022027014152,0,9.3957940161033232E-2,0.10608640000000001,6.7918000000000006E-2,0,1.9066423204688544E-3,0,1.0131459466782042,null,null,0.26558048344717494,8.2294167720168301E-2,0.40937614003503348,8.3616961470781417E-2,6.2609307102756362E-2,0,0,1.3936359668445897E-3,0,0.90487069574275913,null,{"$f":"J8656*VLOOKUP($B8656,$AR$36:$AZ$47,MATCH(AG$2,$AS$2:$BA$2,0)+1,FALSE)","v":0.26734945933713533},{"$f":"K8656*VLOOKUP($B8656,$AR$36:$AZ$47,MATCH(AH$2,$AS$2:$BA$2,0)+1,FALSE)","v":0.40021319315285081},{"$f":"L8656*VLOOKUP($B8656,$AR$36:$AZ$47,MATCH(AI$2,$AS$2:$BA$2,0)+1,FALSE)","v":0},{"$f":"M8656*VLOOKUP($B8656,$AR$36:$AZ$47,MATCH(AJ$2,$AS$2:$BA$2,0)+1,FALSE)","v":8.1670656254704904E-2},{"$f":"N8656*VLOOKUP($B8656,$AR$36:$AZ$47,MATCH(AK$2,$AS$2:$BA$2,0)+1,FALSE)","v":8.2712094611833251E-2},{"$f":"O8656*VLOOKUP($B8656,$AR$36:$AZ$47,MATCH(AL$2,$AS$2:$BA$2,0)+1,FALSE)","v":6.5460268588974607E-2},{"$f":"P8656*VLOOKUP($B8656,$AR$36:$AZ$47,MATCH(AM$2,$AS$2:$BA$2,0)+1,FALSE)","v":0},{"$f":"Q8656*VLOOKUP($B8656,$AR$36:$AZ$47,MATCH(AN$2,$AS$2:$BA$2,0)+1,FALSE)","v":1.3692763139031379E-3},{"$f":"R8656*VLOOKUP($B8656,$AR$36:$BA$47,MATCH(AO$2,$AS$2:$BA$2,0)+1,FALSE)","v":0},0.89877494825940207]
[2006,12,27,15,null,2013,12,27,15,0.28976758733655156,0.45500166993764513,0,8.7664219084269343E-2,0.10624989999999997,6.7464999999999997E-2,0,1.9066423204688544E-3,0,1.0080550186789348,null,null,0.27433876087022491,7.6781738041660219E-2,0.40251261709537633,8.374583164830153E-2,6.219171506356868E-2,0,0,1.3936359668445897E-3,0,0.90096429868597627,null,{"$f":"J8657*VLOOKUP($B8657,$AR$36:$AZ$47,MATCH(AG$2,$AS$2:$BA$2,0)+1,FALSE)","v":0.27616607380889407},{"$f":"K8657*VLOOKUP($B8657,$AR$36:$AZ$47,MATCH(AH$2,$AS$2:$BA$2,0)+1,FALSE)","v":0.39350329444765775},{"$f":"L8657*VLOOKUP($B8657,$AR$36:$AZ$47,MATCH(AI$2,$AS$2:$BA$2,0)+1,FALSE)","v":0},{"$f":"M8657*VLOOKUP($B8657,$AR$36:$AZ$47,MATCH(AJ$2,$AS$2:$BA$2,0)+1,FALSE)","v":7.6199992149655171E-2},{"$f":"N8657*VLOOKUP($B8657,$AR$36:$AZ$47,MATCH(AK$2,$AS$2:$BA$2,0)+1,FALSE)","v":8.2839570211618238E-2},{"$f":"O8657*VLOOKUP($B8657,$AR$36:$AZ$47,MATCH(AL$2,$AS$2:$BA$2,0)+1,FALSE)","v":6.5023661184887227E-2},{"$f":"P8657*VLOOKUP($B8657,$AR$36:$AZ$47,MATCH(AM$2,$AS$2:$BA$2,0)+1,FALSE)","v":0},{"$f":"Q8657*VLOOKUP($B8657,$AR$36:$AZ$47,MATCH(AN$2,$AS$2:$BA$2,0)+1,FALSE)","v":1.3692763139031379E-3},{"$f":"R8657*VLOOKUP($B8657,$AR$36:$BA$47,MATCH(AO$2,$AS$2:$BA$2,0)+1,FALSE)","v":0},0.89510186811661563]
[2006,12,27,16,null,2013,12,27,16,0.30040603574862296,0.45539299312448756,0,9.3196319060404723E-2,0.10534130000000004,6.4244999999999997E-2,0,1.9066423204688544E-3,0,1.020488290253984,null,null,0.28441075954259448,8.1627092915346908E-2,0.40285879718761125,8.3029676031819627E-2,5.9223400789431106E-2,0,0,1.3936359668445897E-3,0,0.91254336243364809,null,{"$f":"J8658*VLOOKUP($B8658,$AR$36:$AZ$47,MATCH(AG$2,$AS$2:$BA$2,0)+1,FALSE)","v":0.28630515995163752},{"$f":"K8658*VLOOKUP($B8658,$AR$36:$AZ$47,MATCH(AH$2,$AS$2:$BA$2,0)+1,FALSE)","v":0.39384172609173795},{"$f":"L8658*VLOOKUP($B8658,$AR$36:$AZ$47,MATCH(AI$2,$AS$2:$BA$2,0)+1,FALSE)","v":0},{"$f":"M8658*VLOOKUP($B8658,$AR$36:$AZ$47,MATCH(AJ$2,$AS$2:$BA$2,0)+1,FALSE)","v":8.1008635620800476E-2},{"$f":"N8658*VLOOKUP($B8658,$AR$36:$AZ$47,MATCH(AK$2,$AS$2:$BA$2,0)+1,FALSE)","v":8.213116452376093E-2},{"$f":"O8658*VLOOKUP($B8658,$AR$36:$AZ$47,MATCH(AL$2,$AS$2:$BA$2,0)+1,FALSE)","v":6.1920182506826953E-2},{"$f":"P8658*VLOOKUP($B8658,$AR$36:$AZ$47,MATCH(AM$2,$AS$2:$BA$2,0)+1,FALSE)","v":0},{"$f":"Q8658*VLOOKUP($B8658,$AR$36:$AZ$47,MATCH(AN$2,$AS$2:$BA$2,0)+1,FALSE)","v":1.3692763139031379E-3},{"$f":"R8658*VLOOKUP($B8658,$AR$36:$BA$47,MATCH(AO$2,$AS$2:$BA$2,0)+1,FALSE)","v":0},0.90657614500866701]
[2006,12,27,17,null,2013,12,27,17,0.34192781477047579,0.47232224430594349,3.0195308953405208E-3,0.10898187097201829,0.10550100000000001,6.4376000000000003E-2,6.4519048296774591E-6,2.0365764637896959E-3,0,1.0981714893123975,null,null,0.32372168976320698,9.5453054343868124E-2,0.41783508771297717,8.3155551061483007E-2,5.9344161401205034E-2,1.6887129646946033E-3,3.2290414208847126E-6,1.4886096771777031E-3,0,0.98269009596603352,null,{"$f":"J8659*VLOOKUP($B8659,$AR$36:$AZ$47,MATCH(AG$2,$AS$2:$BA$2,0)+1,FALSE)","v":0.32587793203227511},{"$f":"K8659*VLOOKUP($B8659,$AR$36:$AZ$47,MATCH(AH$2,$AS$2:$BA$2,0)+1,FALSE)","v":0.40848280666919551},{"$f":"L8659*VLOOKUP($B8659,$AR$36:$AZ$47,MATCH(AI$2,$AS$2:$BA$2,0)+1,FALSE)","v":2.1627382146439181E-3},{"$f":"M8659*VLOOKUP($B8659,$AR$36:$AZ$47,MATCH(AJ$2,$AS$2:$BA$2,0)+1,FALSE)","v":9.4729843022267793E-2},{"$f":"N8659*VLOOKUP($B8659,$AR$36:$AZ$47,MATCH(AK$2,$AS$2:$BA$2,0)+1,FALSE)","v":8.2255677387893453E-2},{"$f":"O8659*VLOOKUP($B8659,$AR$36:$AZ$47,MATCH(AL$2,$AS$2:$BA$2,0)+1,FALSE)","v":6.2046442043108288E-2},{"$f":"P8659*VLOOKUP($B8659,$AR$36:$AZ$47,MATCH(AM$2,$AS$2:$BA$2,0)+1,FALSE)","v":3.2290414208847126E-6},{"$f":"Q8659*VLOOKUP($B8659,$AR$36:$AZ$47,MATCH(AN$2,$AS$2:$BA$2,0)+1,FALSE)","v":1.4625899589987598E-3},{"$f":"R8659*VLOOKUP($B8659,$AR$36:$BA$47,MATCH(AO$2,$AS$2:$BA$2,0)+1,FALSE)","v":0},0.97702125836980369]
[2006,12,27,18,null,2013,12,27,18,0.41744056971461257,0.46678989302237522,7.8770371182796187E-3,0.10947386703915393,0.10392279999999998,6.4495999999999998E-2,1.683105607741946E-5,2.2456009552188762E-3,0,1.1722625989057178,null,null,0.39521372864749627,9.5883974889775486E-2,0.41294094920543012,8.1911618864771746E-2,5.945478180893686E-2,4.4053381687685304E-3,8.4235863153514252E-6,1.6413934720614079E-3,0,1.0514602086435558,null,{"$f":"J8660*VLOOKUP($B8660,$AR$36:$AZ$47,MATCH(AG$2,$AS$2:$BA$2,0)+1,FALSE)","v":0.39784616439083215},{"$f":"K8660*VLOOKUP($B8660,$AR$36:$AZ$47,MATCH(AH$2,$AS$2:$BA$2,0)+1,FALSE)","v":0.40369821223809338},{"$f":"L8660*VLOOKUP($B8660,$AR$36:$AZ$47,MATCH(AI$2,$AS$2:$BA$2,0)+1,FALSE)","v":5.64192577733196E-3},{"$f":"M8660*VLOOKUP($B8660,$AR$36:$AZ$47,MATCH(AJ$2,$AS$2:$BA$2,0)+1,FALSE)","v":9.5157498647847005E-2},{"$f":"N8660*VLOOKUP($B8660,$AR$36:$AZ$47,MATCH(AK$2,$AS$2:$BA$2,0)+1,FALSE)","v":8.1025206491375165E-2},{"$f":"O8660*VLOOKUP($B8660,$AR$36:$AZ$47,MATCH(AL$2,$AS$2:$BA$2,0)+1,FALSE)","v":6.2162099633595001E-2},{"$f":"P8660*VLOOKUP($B8660,$AR$36:$AZ$47,MATCH(AM$2,$AS$2:$BA$2,0)+1,FALSE)","v":8.4235863153514252E-6},{"$f":"Q8660*VLOOKUP($B8660,$AR$36:$AZ$47,MATCH(AN$2,$AS$2:$BA$2,0)+1,FALSE)","v":1.6127032141525868E-3},{"$f":"R8660*VLOOKUP($B8660,$AR$36:$BA$47,MATCH(AO$2,$AS$2:$BA$2,0)+1,FALSE)","v":0},1.0471522339795427]
[2006,12,27,19,null,2013,12,27,19,0.44314322698268593,0.43688009192732014,7.8770371182796187E-3,9.6346592615350335E-2,9.6246600000000029E-2,6.2453000000000002E-2,1.683105607741946E-5,2.2456009552188762E-3,0,1.1452089806549326,null,null,0.41954783451077776,8.4386297085327439E-2,0.38648154672186857,7.5861262554801676E-2,5.7571469367302376E-2,4.4053381687685304E-3,8.4235863153514252E-6,1.6413934720614079E-3,0,1.0299035654672231,null,{"$f":"J8661*VLOOKUP($B8661,$AR$36:$AZ$47,MATCH(AG$2,$AS$2:$BA$2,0)+1,FALSE)","v":0.4223423546287528},{"$f":"K8661*VLOOKUP($B8661,$AR$36:$AZ$47,MATCH(AH$2,$AS$2:$BA$2,0)+1,FALSE)","v":0.37783104285211883},{"$f":"L8661*VLOOKUP($B8661,$AR$36:$AZ$47,MATCH(AI$2,$AS$2:$BA$2,0)+1,FALSE)","v":5.64192577733196E-3},{"$f":"M8661*VLOOKUP($B8661,$AR$36:$AZ$47,MATCH(AJ$2,$AS$2:$BA$2,0)+1,FALSE)","v":8.3746934355035108E-2},{"$f":"N8661*VLOOKUP($B8661,$AR$36:$AZ$47,MATCH(AK$2,$AS$2:$BA$2,0)+1,FALSE)","v":7.5040324539877606E-2},{"$f":"O8661*VLOOKUP($B8661,$AR$36:$AZ$47,MATCH(AL$2,$AS$2:$BA$2,0)+1,FALSE)","v":6.0193029155558624E-2},{"$f":"P8661*VLOOKUP($B8661,$AR$36:$AZ$47,MATCH(AM$2,$AS$2:$BA$2,0)+1,FALSE)","v":8.4235863153514252E-6},{"$f":"Q8661*VLOOKUP($B8661,$AR$36:$AZ$47,MATCH(AN$2,$AS$2:$BA$2,0)+1,FALSE)","v":1.6127032141525868E-3},{"$f":"R8661*VLOOKUP($B8661,$AR$36:$BA$47,MATCH(AO$2,$AS$2:$BA$2,0)+1,FALSE)","v":0},1.0264167381091429]
[2006,12,27,20,null,2013,12,27,20,0.42338269874657009,0.42511328184167019,7.8770371182796187E-3,9.6909564762831232E-2,9.1961699999999993E-2,6.1365999999999997E-2,1.683105607741946E-5,2.2456009552188762E-3,0,1.1088727144806476,null,null,0.40083946591694752,8.487938286655225E-2,0.37607215740448807,7.2483918067608649E-2,5.656943284059817E-2,4.4053381687685304E-3,8.4235863153514252E-6,1.6413934720614079E-3,0,0.99689951232333995,null,{"$f":"J8662*VLOOKUP($B8662,$AR$36:$AZ$47,MATCH(AG$2,$AS$2:$BA$2,0)+1,FALSE)","v":0.40350937351613569},{"$f":"K8662*VLOOKUP($B8662,$AR$36:$AZ$47,MATCH(AH$2,$AS$2:$BA$2,0)+1,FALSE)","v":0.36765464386334651},{"$f":"L8662*VLOOKUP($B8662,$AR$36:$AZ$47,MATCH(AI$2,$AS$2:$BA$2,0)+1,FALSE)","v":5.64192577733196E-3},{"$f":"M8662*VLOOKUP($B8662,$AR$36:$AZ$47,MATCH(AJ$2,$AS$2:$BA$2,0)+1,FALSE)","v":8.4236284213696166E-2},{"$f":"N8662*VLOOKUP($B8662,$AR$36:$AZ$47,MATCH(AK$2,$AS$2:$BA$2,0)+1,FALSE)","v":7.169952822477739E-2},{"$f":"O8662*VLOOKUP($B8662,$AR$36:$AZ$47,MATCH(AL$2,$AS$2:$BA$2,0)+1,FALSE)","v":5.9145364148399757E-2},{"$f":"P8662*VLOOKUP($B8662,$AR$36:$AZ$47,MATCH(AM$2,$AS$2:$BA$2,0)+1,FALSE)","v":8.4235863153514252E-6},{"$f":"Q8662*VLOOKUP($B8662,$AR$36:$AZ$47,MATCH(AN$2,$AS$2:$BA$2,0)+1,FALSE)","v":1.6127032141525868E-3},{"$f":"R8662*VLOOKUP($B8662,$AR$36:$BA$47,MATCH(AO$2,$AS$2:$BA$2,0)+1,FALSE)","v":0},0.99350824654415548]
[2006,12,27,21,null,2013,12,27,21,0.40852596678262765,0.41185869079615334,7.8770371182796187E-3,9.4183305288210603E-2,9.0877700000000006E-2,6.0905000000000001E-2,1.683105607741946E-5,2.2456009552188762E-3,0,1.0764901319965676,null,null,0.38677378840266013,8.2491556419222636E-2,0.36434661773560933,7.1629512731634148E-2,5.6144466107561707E-2,4.4053381687685304E-3,8.4235863153514252E-6,1.6413934720614079E-3,0,0.96744109662383326,null,{"$f":"J8663*VLOOKUP($B8663,$AR$36:$AZ$47,MATCH(AG$2,$AS$2:$BA$2,0)+1,FALSE)","v":0.38935000747445442},{"$f":"K8663*VLOOKUP($B8663,$AR$36:$AZ$47,MATCH(AH$2,$AS$2:$BA$2,0)+1,FALSE)","v":0.35619155353297016},{"$f":"L8663*VLOOKUP($B8663,$AR$36:$AZ$47,MATCH(AI$2,$AS$2:$BA$2,0)+1,FALSE)","v":5.64192577733196E-3},{"$f":"M8663*VLOOKUP($B8663,$AR$36:$AZ$47,MATCH(AJ$2,$AS$2:$BA$2,0)+1,FALSE)","v":8.1866549415005735E-2},{"$f":"N8663*VLOOKUP($B8663,$AR$36:$AZ$47,MATCH(AK$2,$AS$2:$BA$2,0)+1,FALSE)","v":7.0854368896539024E-2},{"$f":"O8663*VLOOKUP($B8663,$AR$36:$AZ$47,MATCH(AL$2,$AS$2:$BA$2,0)+1,FALSE)","v":5.8701046238279951E-2},{"$f":"P8663*VLOOKUP($B8663,$AR$36:$AZ$47,MATCH(AM$2,$AS$2:$BA$2,0)+1,FALSE)","v":8.4235863153514252E-6},{"$f":"Q8663*VLOOKUP($B8663,$AR$36:$AZ$47,MATCH(AN$2,$AS$2:$BA$2,0)+1,FALSE)","v":1.6127032141525868E-3},{"$f":"R8663*VLOOKUP($B8663,$AR$36:$BA$47,MATCH(AO$2,$AS$2:$BA$2,0)+1,FALSE)","v":0},0.96422657813504919]
[2006,12,27,22,null,2013,12,27,22,0.37677573779695467,0.40137790493859771,7.8770371182796187E-3,0.10801102120432582,8.8781300000000021E-2,6.0288000000000001E-2,1.683105607741946E-5,2.2456009552188762E-3,0,1.0453734330694544,null,null,0.35671411693513055,9.4602724148499434E-2,0.35507489672122478,6.9977136950880481E-2,5.5575692844473855E-2,4.4053381687685304E-3,8.4235863153514252E-6,1.6413934720614079E-3,0,0.93799972282735444,null,{"$f":"J8664*VLOOKUP($B8664,$AR$36:$AZ$47,MATCH(AG$2,$AS$2:$BA$2,0)+1,FALSE)","v":0.35909011484083614},{"$f":"K8664*VLOOKUP($B8664,$AR$36:$AZ$47,MATCH(AH$2,$AS$2:$BA$2,0)+1,FALSE)","v":0.34712735874899553},{"$f":"L8664*VLOOKUP($B8664,$AR$36:$AZ$47,MATCH(AI$2,$AS$2:$BA$2,0)+1,FALSE)","v":5.64192577733196E-3},{"$f":"M8664*VLOOKUP($B8664,$AR$36:$AZ$47,MATCH(AJ$2,$AS$2:$BA$2,0)+1,FALSE)","v":9.3885955453891154E-2},{"$f":"N8664*VLOOKUP($B8664,$AR$36:$AZ$47,MATCH(AK$2,$AS$2:$BA$2,0)+1,FALSE)","v":6.9219874417093541E-2},{"$f":"O8664*VLOOKUP($B8664,$AR$36:$AZ$47,MATCH(AL$2,$AS$2:$BA$2,0)+1,FALSE)","v":5.8106373460527411E-2},{"$f":"P8664*VLOOKUP($B8664,$AR$36:$AZ$47,MATCH(AM$2,$AS$2:$BA$2,0)+1,FALSE)","v":8.4235863153514252E-6},{"$f":"Q8664*VLOOKUP($B8664,$AR$36:$AZ$47,MATCH(AN$2,$AS$2:$BA$2,0)+1,FALSE)","v":1.6127032141525868E-3},{"$f":"R8664*VLOOKUP($B8664,$AR$36:$BA$47,MATCH(AO$2,$AS$2:$BA$2,0)+1,FALSE)","v":0},0.93469272949914362]
[2006,12,27,23,null,2013,12,27,23,0.34511784709978072,0.36745781568882929,7.8770371182796187E-3,9.148814475047265E-2,8.7259500000000018E-2,5.9416999999999998E-2,1.683105607741946E-5,2.2456009552188762E-3,0,0.96087977666865854,null,null,0.32674186715572195,8.0130968341778061E-2,0.32506783345505236,6.8777659053937665E-2,5.477277305168695E-2,4.4053381687685304E-3,8.4235863153514252E-6,1.6413934720614079E-3,0,0.86154625628532222,null,{"$f":"J8665*VLOOKUP($B8665,$AR$36:$AZ$47,MATCH(AG$2,$AS$2:$BA$2,0)+1,FALSE)","v":0.32891822619286515},{"$f":"K8665*VLOOKUP($B8665,$AR$36:$AZ$47,MATCH(AH$2,$AS$2:$BA$2,0)+1,FALSE)","v":0.31779193483819612},{"$f":"L8665*VLOOKUP($B8665,$AR$36:$AZ$47,MATCH(AI$2,$AS$2:$BA$2,0)+1,FALSE)","v":5.64192577733196E-3},{"$f":"M8665*VLOOKUP($B8665,$AR$36:$AZ$47,MATCH(AJ$2,$AS$2:$BA$2,0)+1,FALSE)","v":7.9523846611479071E-2},{"$f":"N8665*VLOOKUP($B8665,$AR$36:$AZ$47,MATCH(AK$2,$AS$2:$BA$2,0)+1,FALSE)","v":6.803337675499653E-2},{"$f":"O8665*VLOOKUP($B8665,$AR$36:$AZ$47,MATCH(AL$2,$AS$2:$BA$2,0)+1,FALSE)","v":5.7266892116244639E-2},{"$f":"P8665*VLOOKUP($B8665,$AR$36:$AZ$47,MATCH(AM$2,$AS$2:$BA$2,0)+1,FALSE)","v":8.4235863153514252E-6},{"$f":"Q8665*VLOOKUP($B8665,$AR$36:$AZ$47,MATCH(AN$2,$AS$2:$BA$2,0)+1,FALSE)","v":1.6127032141525868E-3},{"$f":"R8665*VLOOKUP($B8665,$AR$36:$BA$47,MATCH(AO$2,$AS$2:$BA$2,0)+1,FALSE)","v":0},0.85879732909158135]
[2006,12,27,24,null,2013,12,27,24,0.237010260964099,0.37563976389934889,7.8770371182796187E-3,0.12236079597802434,8.5548100000000002E-2,5.8418999999999999E-2,1.683105607741946E-5,2.2456009552188762E-3,0,0.88911738997104806,null,null,0.22439052588342318,0.10717114327251868,0.33230591103750695,6.7428739042879729E-2,5.3852779994050526E-2,4.4053381687685304E-3,8.4235863153514252E-6,1.6413934720614079E-3,0,0.7912042544575244,null,{"$f":"J8666*VLOOKUP($B8666,$AR$36:$AZ$47,MATCH(AG$2,$AS$2:$BA$2,0)+1,FALSE)","v":0.22588514410638558},{"$f":"K8666*VLOOKUP($B8666,$AR$36:$AZ$47,MATCH(AH$2,$AS$2:$BA$2,0)+1,FALSE)","v":0.32486800463873289},{"$f":"L8666*VLOOKUP($B8666,$AR$36:$AZ$47,MATCH(AI$2,$AS$2:$BA$2,0)+1,FALSE)","v":5.64192577733196E-3},{"$f":"M8666*VLOOKUP($B8666,$AR$36:$AZ$47,MATCH(AJ$2,$AS$2:$BA$2,0)+1,FALSE)","v":0.10635914846840987},{"$f":"N8666*VLOOKUP($B8666,$AR$36:$AZ$47,MATCH(AK$2,$AS$2:$BA$2,0)+1,FALSE)","v":6.6699054177185496E-2},{"$f":"O8666*VLOOKUP($B8666,$AR$36:$AZ$47,MATCH(AL$2,$AS$2:$BA$2,0)+1,FALSE)","v":5.6305006488696768E-2},{"$f":"P8666*VLOOKUP($B8666,$AR$36:$AZ$47,MATCH(AM$2,$AS$2:$BA$2,0)+1,FALSE)","v":8.4235863153514252E-6},{"$f":"Q8666*VLOOKUP($B8666,$AR$36:$AZ$47,MATCH(AN$2,$AS$2:$BA$2,0)+1,FALSE)","v":1.6127032141525868E-3},{"$f":"R8666*VLOOKUP($B8666,$AR$36:$BA$47,MATCH(AO$2,$AS$2:$BA$2,0)+1,FALSE)","v":0},0.78737941045721049]
[2006,12,28,1,null,2013,12,28,1,0.22847558797750533,0.34076684573244231,7.8770371182796187E-3,9.7659636031167604E-2,8.5248899999999961E-2,5.7354000000000002E-2,1.683105607741946E-5,2.2456009552188762E-3,0,0.81964443887069105,null,null,0.21631028601568647,8.5536341614825789E-2,0.30145593732413989,6.7192910559001853E-2,5.2871023875430495E-2,4.4053381687685304E-3,8.4235863153514252E-6,1.6413934720614079E-3,0,0.72942165461622988,null,{"$f":"J8667*VLOOKUP($B8667,$AR$36:$AZ$47,MATCH(AG$2,$AS$2:$BA$2,0)+1,FALSE)","v":0.21775108345586544},{"$f":"K8667*VLOOKUP($B8667,$AR$36:$AZ$47,MATCH(AH$2,$AS$2:$BA$2,0)+1,FALSE)","v":0.29470853689972021},{"$f":"L8667*VLOOKUP($B8667,$AR$36:$AZ$47,MATCH(AI$2,$AS$2:$BA$2,0)+1,FALSE)","v":5.64192577733196E-3},{"$f":"M8667*VLOOKUP($B8667,$AR$36:$AZ$47,MATCH(AJ$2,$AS$2:$BA$2,0)+1,FALSE)","v":8.4888265436547997E-2},{"$f":"N8667*VLOOKUP($B8667,$AR$36:$AZ$47,MATCH(AK$2,$AS$2:$BA$2,0)+1,FALSE)","v":6.6465777727915246E-2},{"$f":"O8667*VLOOKUP($B8667,$AR$36:$AZ$47,MATCH(AL$2,$AS$2:$BA$2,0)+1,FALSE)","v":5.5278545373127139E-2},{"$f":"P8667*VLOOKUP($B8667,$AR$36:$AZ$47,MATCH(AM$2,$AS$2:$BA$2,0)+1,FALSE)","v":8.4235863153514252E-6},{"$f":"Q8667*VLOOKUP($B8667,$AR$36:$AZ$47,MATCH(AN$2,$AS$2:$BA$2,0)+1,FALSE)","v":1.6127032141525868E-3},{"$f":"R8667*VLOOKUP($B8667,$AR$36:$BA$47,MATCH(AO$2,$AS$2:$BA$2,0)+1,FALSE)","v":0},0.72635526147097607]
[2006,12,28,2,null,2013,12,28,2,0.20902329205061521,0.33043213570974611,7.8770371182796187E-3,9.1523503166480766E-2,8.4537000000000001E-2,5.6904000000000003E-2,1.683105607741946E-5,2.2456009552188762E-3,0,0.78255940005641789,null,null,0.19789373774085872,8.0161937426586685E-2,0.29231344081697908,6.6631793253946303E-2,5.2456197346436112E-2,4.4053381687685304E-3,8.4235863153514252E-6,1.6413934720614079E-3,0,0.69551226181195214,null,{"$f":"J8668*VLOOKUP($B8668,$AR$36:$AZ$47,MATCH(AG$2,$AS$2:$BA$2,0)+1,FALSE)","v":0.19921186641618119},{"$f":"K8668*VLOOKUP($B8668,$AR$36:$AZ$47,MATCH(AH$2,$AS$2:$BA$2,0)+1,FALSE)","v":0.28577067422847002},{"$f":"L8668*VLOOKUP($B8668,$AR$36:$AZ$47,MATCH(AI$2,$AS$2:$BA$2,0)+1,FALSE)","v":5.64192577733196E-3},{"$f":"M8668*VLOOKUP($B8668,$AR$36:$AZ$47,MATCH(AJ$2,$AS$2:$BA$2,0)+1,FALSE)","v":7.9554581055364934E-2},{"$f":"N8668*VLOOKUP($B8668,$AR$36:$AZ$47,MATCH(AK$2,$AS$2:$BA$2,0)+1,FALSE)","v":6.5910732593438423E-2},{"$f":"O8668*VLOOKUP($B8668,$AR$36:$AZ$47,MATCH(AL$2,$AS$2:$BA$2,0)+1,FALSE)","v":5.4844829408801948E-2},{"$f":"P8668*VLOOKUP($B8668,$AR$36:$AZ$47,MATCH(AM$2,$AS$2:$BA$2,0)+1,FALSE)","v":8.4235863153514252E-6},{"$f":"Q8668*VLOOKUP($B8668,$AR$36:$AZ$47,MATCH(AN$2,$AS$2:$BA$2,0)+1,FALSE)","v":1.6127032141525868E-3},{"$f":"R8668*VLOOKUP($B8668,$AR$36:$BA$47,MATCH(AO$2,$AS$2:$BA$2,0)+1,FALSE)","v":0},0.6925557362800564]
[2006,12,28,3,null,2013,12,28,3,0.20329435455159239,0.32327750750987427,7.8770371182796187E-3,8.6615805013502398E-2,8.3886299999999983E-2,5.6850999999999999E-2,1.683105607741946E-5,2.2456009552188762E-3,0,0.76406443620454489,null,null,0.19246984050987043,7.5863472238557175E-2,0.28598417147282595,6.6118913593320255E-2,5.2407339999687885E-2,4.4053381687685304E-3,8.4235863153514252E-6,1.6413934720614079E-3,0,0.67889889304140683,null,{"$f":"J8669*VLOOKUP($B8669,$AR$36:$AZ$47,MATCH(AG$2,$AS$2:$BA$2,0)+1,FALSE)","v":0.19375184174349724},{"$f":"K8669*VLOOKUP($B8669,$AR$36:$AZ$47,MATCH(AH$2,$AS$2:$BA$2,0)+1,FALSE)","v":0.27958307107619257},{"$f":"L8669*VLOOKUP($B8669,$AR$36:$AZ$47,MATCH(AI$2,$AS$2:$BA$2,0)+1,FALSE)","v":5.64192577733196E-3},{"$f":"M8669*VLOOKUP($B8669,$AR$36:$AZ$47,MATCH(AJ$2,$AS$2:$BA$2,0)+1,FALSE)","v":7.5288683695686809E-2},{"$f":"N8669*VLOOKUP($B8669,$AR$36:$AZ$47,MATCH(AK$2,$AS$2:$BA$2,0)+1,FALSE)","v":6.5403403096312304E-2},{"$f":"O8669*VLOOKUP($B8669,$AR$36:$AZ$47,MATCH(AL$2,$AS$2:$BA$2,0)+1,FALSE)","v":5.4793747306336973E-2},{"$f":"P8669*VLOOKUP($B8669,$AR$36:$AZ$47,MATCH(AM$2,$AS$2:$BA$2,0)+1,FALSE)","v":8.4235863153514252E-6},{"$f":"Q8669*VLOOKUP($B8669,$AR$36:$AZ$47,MATCH(AN$2,$AS$2:$BA$2,0)+1,FALSE)","v":1.6127032141525868E-3},{"$f":"R8669*VLOOKUP($B8669,$AR$36:$BA$47,MATCH(AO$2,$AS$2:$BA$2,0)+1,FALSE)","v":0},0.67608379949582598]
[2006,12,28,4,null,2013,12,28,4,0.20265770837682909,0.32143478457445829,7.8770371182796187E-3,8.4936777402632807E-2,8.3647599999999975E-2,5.7049000000000002E-2,1.683105607741946E-5,2.2456009552188762E-3,0,0.75986533948349599,null,null,0.19186709289305545,7.4392876144401848E-2,0.28435402529903808,6.5930771016108877E-2,5.2589863672445412E-2,4.4053381687685304E-3,8.4235863153514252E-6,1.6413934720614079E-3,0,0.675189784252195,null,{"$f":"J8670*VLOOKUP($B8670,$AR$36:$AZ$47,MATCH(AG$2,$AS$2:$BA$2,0)+1,FALSE)","v":0.19314507935124378},{"$f":"K8670*VLOOKUP($B8670,$AR$36:$AZ$47,MATCH(AH$2,$AS$2:$BA$2,0)+1,FALSE)","v":0.27798941198931532},{"$f":"L8670*VLOOKUP($B8670,$AR$36:$AZ$47,MATCH(AI$2,$AS$2:$BA$2,0)+1,FALSE)","v":5.64192577733196E-3},{"$f":"M8670*VLOOKUP($B8670,$AR$36:$AZ$47,MATCH(AJ$2,$AS$2:$BA$2,0)+1,FALSE)","v":7.3829229746244451E-2},{"$f":"N8670*VLOOKUP($B8670,$AR$36:$AZ$47,MATCH(AK$2,$AS$2:$BA$2,0)+1,FALSE)","v":6.521729651729892E-2},{"$f":"O8670*VLOOKUP($B8670,$AR$36:$AZ$47,MATCH(AL$2,$AS$2:$BA$2,0)+1,FALSE)","v":5.4984582330640068E-2},{"$f":"P8670*VLOOKUP($B8670,$AR$36:$AZ$47,MATCH(AM$2,$AS$2:$BA$2,0)+1,FALSE)","v":8.4235863153514252E-6},{"$f":"Q8670*VLOOKUP($B8670,$AR$36:$AZ$47,MATCH(AN$2,$AS$2:$BA$2,0)+1,FALSE)","v":1.6127032141525868E-3},{"$f":"R8670*VLOOKUP($B8670,$AR$36:$BA$47,MATCH(AO$2,$AS$2:$BA$2,0)+1,FALSE)","v":0},0.67242865251254247]
[2006,12,28,5,null,2013,12,28,5,0.21006831065206052,0.32421760230158903,7.8770371182796187E-3,8.1738030616019003E-2,8.4039300000000011E-2,5.6816999999999999E-2,1.683105607741946E-5,2.2456009552188762E-3,0,0.76701971269924452,null,null,0.19888311378129858,7.1591216123963061E-2,0.2868158168049908,6.6239507704394171E-2,5.2375997550830528E-2,4.4053381687685304E-3,8.4235863153514252E-6,1.6413934720614079E-3,0,0.68196080719262242,null,{"$f":"J8671*VLOOKUP($B8671,$AR$36:$AZ$47,MATCH(AG$2,$AS$2:$BA$2,0)+1,FALSE)","v":0.20020783248288698},{"$f":"K8671*VLOOKUP($B8671,$AR$36:$AZ$47,MATCH(AH$2,$AS$2:$BA$2,0)+1,FALSE)","v":0.280396101933164},{"$f":"L8671*VLOOKUP($B8671,$AR$36:$AZ$47,MATCH(AI$2,$AS$2:$BA$2,0)+1,FALSE)","v":5.64192577733196E-3},{"$f":"M8671*VLOOKUP($B8671,$AR$36:$AZ$47,MATCH(AJ$2,$AS$2:$BA$2,0)+1,FALSE)","v":7.1048796833308767E-2},{"$f":"N8671*VLOOKUP($B8671,$AR$36:$AZ$47,MATCH(AK$2,$AS$2:$BA$2,0)+1,FALSE)","v":6.5522692189689133E-2},{"$f":"O8671*VLOOKUP($B8671,$AR$36:$AZ$47,MATCH(AL$2,$AS$2:$BA$2,0)+1,FALSE)","v":5.4760977655699074E-2},{"$f":"P8671*VLOOKUP($B8671,$AR$36:$AZ$47,MATCH(AM$2,$AS$2:$BA$2,0)+1,FALSE)","v":8.4235863153514252E-6},{"$f":"Q8671*VLOOKUP($B8671,$AR$36:$AZ$47,MATCH(AN$2,$AS$2:$BA$2,0)+1,FALSE)","v":1.6127032141525868E-3},{"$f":"R8671*VLOOKUP($B8671,$AR$36:$BA$47,MATCH(AO$2,$AS$2:$BA$2,0)+1,FALSE)","v":0},0.67919945367254786]
[2006,12,28,6,null,2013,12,28,6,0.2307496028385255,0.33670346372087323,7.8770371182796187E-3,7.4241469419902811E-2,8.471430000000002E-2,5.7346000000000001E-2,1.683105607741946E-5,2.2456009552188762E-3,0,0.79389430510887748,null,null,0.2184632197682396,6.5025264770193977E-2,0.29786130759902463,6.6771540547367239E-2,5.2863649181581707E-2,4.4053381687685304E-3,8.4235863153514252E-6,1.6413934720614079E-3,0,0.7070401370935524,null,{"$f":"J8672*VLOOKUP($B8672,$AR$36:$AZ$47,MATCH(AG$2,$AS$2:$BA$2,0)+1,FALSE)","v":0.21991835744852775},{"$f":"K8672*VLOOKUP($B8672,$AR$36:$AZ$47,MATCH(AH$2,$AS$2:$BA$2,0)+1,FALSE)","v":0.29119436472454796},{"$f":"L8672*VLOOKUP($B8672,$AR$36:$AZ$47,MATCH(AI$2,$AS$2:$BA$2,0)+1,FALSE)","v":5.64192577733196E-3},{"$f":"M8672*VLOOKUP($B8672,$AR$36:$AZ$47,MATCH(AJ$2,$AS$2:$BA$2,0)+1,FALSE)","v":6.4532593184196838E-2},{"$f":"N8672*VLOOKUP($B8672,$AR$36:$AZ$47,MATCH(AK$2,$AS$2:$BA$2,0)+1,FALSE)","v":6.6048967601645692E-2},{"$f":"O8672*VLOOKUP($B8672,$AR$36:$AZ$47,MATCH(AL$2,$AS$2:$BA$2,0)+1,FALSE)","v":5.5270834867094693E-2},{"$f":"P8672*VLOOKUP($B8672,$AR$36:$AZ$47,MATCH(AM$2,$AS$2:$BA$2,0)+1,FALSE)","v":8.4235863153514252E-6},{"$f":"Q8672*VLOOKUP($B8672,$AR$36:$AZ$47,MATCH(AN$2,$AS$2:$BA$2,0)+1,FALSE)","v":1.6127032141525868E-3},{"$f":"R8672*VLOOKUP($B8672,$AR$36:$BA$47,MATCH(AO$2,$AS$2:$BA$2,0)+1,FALSE)","v":0},0.7042281704038128]
[2006,12,28,7,null,2013,12,28,7,0.25289756719053086,0.36722581078444727,7.8770371182796187E-3,6.567482465814628E-2,8.5850499999999982E-2,5.8709999999999998E-2,1.683105607741946E-5,2.2456009552188762E-3,0,0.84049817176270036,null,null,0.23943190419556312,5.7522068131199665E-2,0.32486259266713485,6.7667089756531643E-2,5.4121034482800222E-2,4.4053381687685304E-3,8.4235863153514252E-6,1.6413934720614079E-3,0,0.74965984446037481,null,{"$f":"J8673*VLOOKUP($B8673,$AR$36:$AZ$47,MATCH(AG$2,$AS$2:$BA$2,0)+1,FALSE)","v":0.24102670988426317},{"$f":"K8673*VLOOKUP($B8673,$AR$36:$AZ$47,MATCH(AH$2,$AS$2:$BA$2,0)+1,FALSE)","v":0.31759128789504348},{"$f":"L8673*VLOOKUP($B8673,$AR$36:$AZ$47,MATCH(AI$2,$AS$2:$BA$2,0)+1,FALSE)","v":5.64192577733196E-3},{"$f":"M8673*VLOOKUP($B8673,$AR$36:$AZ$47,MATCH(AJ$2,$AS$2:$BA$2,0)+1,FALSE)","v":5.7086245399278653E-2},{"$f":"N8673*VLOOKUP($B8673,$AR$36:$AZ$47,MATCH(AK$2,$AS$2:$BA$2,0)+1,FALSE)","v":6.6934825561742017E-2},{"$f":"O8673*VLOOKUP($B8673,$AR$36:$AZ$47,MATCH(AL$2,$AS$2:$BA$2,0)+1,FALSE)","v":5.6585476145627055E-2},{"$f":"P8673*VLOOKUP($B8673,$AR$36:$AZ$47,MATCH(AM$2,$AS$2:$BA$2,0)+1,FALSE)","v":8.4235863153514252E-6},{"$f":"Q8673*VLOOKUP($B8673,$AR$36:$AZ$47,MATCH(AN$2,$AS$2:$BA$2,0)+1,FALSE)","v":1.6127032141525868E-3},{"$f":"R8673*VLOOKUP($B8673,$AR$36:$BA$47,MATCH(AO$2,$AS$2:$BA$2,0)+1,FALSE)","v":0},0.74648759746375426]
[2006,12,28,8,null,2013,12,28,8,0.28537129229292002,0.40063537112478359,4.9887901749104254E-3,6.412506026979696E-2,8.7180899999999992E-2,5.9191000000000001E-2,1.0659668849032324E-5,2.1213161224772018E-3,0,0.90362438965373715,null,null,0.27017654885135967,5.6164688751841413E-2,0.35441802170641201,6.8715706785111449E-2,5.4564437950458664E-2,2.7900475068867356E-3,5.3349379997225689E-6,1.5505490534819082E-3,0,0.80838533554355152,null,{"$f":"J8674*VLOOKUP($B8674,$AR$36:$AZ$47,MATCH(AG$2,$AS$2:$BA$2,0)+1,FALSE)","v":0.27197613816886995},{"$f":"K8674*VLOOKUP($B8674,$AR$36:$AZ$47,MATCH(AH$2,$AS$2:$BA$2,0)+1,FALSE)","v":0.34648518637627723},{"$f":"L8674*VLOOKUP($B8674,$AR$36:$AZ$47,MATCH(AI$2,$AS$2:$BA$2,0)+1,FALSE)","v":3.5732196589769085E-3},{"$f":"M8674*VLOOKUP($B8674,$AR$36:$AZ$47,MATCH(AJ$2,$AS$2:$BA$2,0)+1,FALSE)","v":5.573915036484374E-2},{"$f":"N8674*VLOOKUP($B8674,$AR$36:$AZ$47,MATCH(AK$2,$AS$2:$BA$2,0)+1,FALSE)","v":6.7972094907026451E-2},{"$f":"O8674*VLOOKUP($B8674,$AR$36:$AZ$47,MATCH(AL$2,$AS$2:$BA$2,0)+1,FALSE)","v":5.704907032082799E-2},{"$f":"P8674*VLOOKUP($B8674,$AR$36:$AZ$47,MATCH(AM$2,$AS$2:$BA$2,0)+1,FALSE)","v":5.3349379997225689E-6},{"$f":"Q8674*VLOOKUP($B8674,$AR$36:$AZ$47,MATCH(AN$2,$AS$2:$BA$2,0)+1,FALSE)","v":1.5234466840611223E-3},{"$f":"R8674*VLOOKUP($B8674,$AR$36:$BA$47,MATCH(AO$2,$AS$2:$BA$2,0)+1,FALSE)","v":0},0.80432364141888313]
[2006,12,28,9,null,2013,12,28,9,0.27176436216993749,0.44239872990948903,0,8.9063375278725987E-2,8.7423699999999979E-2,5.9200999999999997E-2,0,1.9066423204688544E-3,0,0.95175780967862134,null,null,0.25729412682652786,7.8007205461827017E-2,0.39136355389627997,6.8907080969220852E-2,5.4573656317769649E-2,0,0,1.3936359668445897E-3,0,0.85153925943846998,null,{"$f":"J8675*VLOOKUP($B8675,$AR$36:$AZ$47,MATCH(AG$2,$AS$2:$BA$2,0)+1,FALSE)","v":0.25900790903325038},{"$f":"K8675*VLOOKUP($B8675,$AR$36:$AZ$47,MATCH(AH$2,$AS$2:$BA$2,0)+1,FALSE)","v":0.38260377748218083},{"$f":"L8675*VLOOKUP($B8675,$AR$36:$AZ$47,MATCH(AI$2,$AS$2:$BA$2,0)+1,FALSE)","v":0},{"$f":"M8675*VLOOKUP($B8675,$AR$36:$AZ$47,MATCH(AJ$2,$AS$2:$BA$2,0)+1,FALSE)","v":7.7416174671411861E-2},{"$f":"N8675*VLOOKUP($B8675,$AR$36:$AZ$47,MATCH(AK$2,$AS$2:$BA$2,0)+1,FALSE)","v":6.8161398121875411E-2},{"$f":"O8675*VLOOKUP($B8675,$AR$36:$AZ$47,MATCH(AL$2,$AS$2:$BA$2,0)+1,FALSE)","v":5.7058708453368544E-2},{"$f":"P8675*VLOOKUP($B8675,$AR$36:$AZ$47,MATCH(AM$2,$AS$2:$BA$2,0)+1,FALSE)","v":0},{"$f":"Q8675*VLOOKUP($B8675,$AR$36:$AZ$47,MATCH(AN$2,$AS$2:$BA$2,0)+1,FALSE)","v":1.3692763139031379E-3},{"$f":"R8675*VLOOKUP($B8675,$AR$36:$BA$47,MATCH(AO$2,$AS$2:$BA$2,0)+1,FALSE)","v":0},0.84561724407599015]
[2006,12,28,10,null,2013,12,28,10,0.25736979254300235,0.46205738497094745,0,9.991506437650477E-2,8.7344400000000003E-2,5.9160999999999998E-2,0,1.9066423204688544E-3,0,0.96775428421092347,null,null,0.24366600357433335,8.7511785076164833E-2,0.40875438390894192,6.884457696263159E-2,5.4536782848525707E-2,0,0,1.3936359668445897E-3,0,0.86470716833744199,null,{"$f":"J8676*VLOOKUP($B8676,$AR$36:$AZ$47,MATCH(AG$2,$AS$2:$BA$2,0)+1,FALSE)","v":0.24528901171081688},{"$f":"K8676*VLOOKUP($B8676,$AR$36:$AZ$47,MATCH(AH$2,$AS$2:$BA$2,0)+1,FALSE)","v":0.39960535361299843},{"$f":"L8676*VLOOKUP($B8676,$AR$36:$AZ$47,MATCH(AI$2,$AS$2:$BA$2,0)+1,FALSE)","v":0},{"$f":"M8676*VLOOKUP($B8676,$AR$36:$AZ$47,MATCH(AJ$2,$AS$2:$BA$2,0)+1,FALSE)","v":8.6848741717567443E-2},{"$f":"N8676*VLOOKUP($B8676,$AR$36:$AZ$47,MATCH(AK$2,$AS$2:$BA$2,0)+1,FALSE)","v":6.8099570506811494E-2},{"$f":"O8676*VLOOKUP($B8676,$AR$36:$AZ$47,MATCH(AL$2,$AS$2:$BA$2,0)+1,FALSE)","v":5.7020155923206306E-2},{"$f":"P8676*VLOOKUP($B8676,$AR$36:$AZ$47,MATCH(AM$2,$AS$2:$BA$2,0)+1,FALSE)","v":0},{"$f":"Q8676*VLOOKUP($B8676,$AR$36:$AZ$47,MATCH(AN$2,$AS$2:$BA$2,0)+1,FALSE)","v":1.3692763139031379E-3},{"$f":"R8676*VLOOKUP($B8676,$AR$36:$BA$47,MATCH(AO$2,$AS$2:$BA$2,0)+1,FALSE)","v":0},0.85823210978530362]
[2006,12,28,11,null,2013,12,28,11,0.26239254803514883,0.46868349635237144,0,0.1031774647615247,8.8768699999999978E-2,5.9318000000000003E-2,0,1.9066423204688544E-3,0,0.98424685146951385,null,null,0.24842131982807697,9.0369196849933331E-2,0.41461610620474787,6.996720567114495E-2,5.468151121530819E-2,0,0,1.3936359668445897E-3,0,0.87944897573605596,null,{"$f":"J8677*VLOOKUP($B8677,$AR$36:$AZ$47,MATCH(AG$2,$AS$2:$BA$2,0)+1,FALSE)","v":0.25007600212861364},{"$f":"K8677*VLOOKUP($B8677,$AR$36:$AZ$47,MATCH(AH$2,$AS$2:$BA$2,0)+1,FALSE)","v":0.40533587468630522},{"$f":"L8677*VLOOKUP($B8677,$AR$36:$AZ$47,MATCH(AI$2,$AS$2:$BA$2,0)+1,FALSE)","v":0},{"$f":"M8677*VLOOKUP($B8677,$AR$36:$AZ$47,MATCH(AJ$2,$AS$2:$BA$2,0)+1,FALSE)","v":8.9684503974099758E-2},{"$f":"N8677*VLOOKUP($B8677,$AR$36:$AZ$47,MATCH(AK$2,$AS$2:$BA$2,0)+1,FALSE)","v":6.9210050609403648E-2},{"$f":"O8677*VLOOKUP($B8677,$AR$36:$AZ$47,MATCH(AL$2,$AS$2:$BA$2,0)+1,FALSE)","v":5.7171474604093102E-2},{"$f":"P8677*VLOOKUP($B8677,$AR$36:$AZ$47,MATCH(AM$2,$AS$2:$BA$2,0)+1,FALSE)","v":0},{"$f":"Q8677*VLOOKUP($B8677,$AR$36:$AZ$47,MATCH(AN$2,$AS$2:$BA$2,0)+1,FALSE)","v":1.3692763139031379E-3},{"$f":"R8677*VLOOKUP($B8677,$AR$36:$BA$47,MATCH(AO$2,$AS$2:$BA$2,0)+1,FALSE)","v":0},0.87284718231641856]
[2006,12,28,12,null,2013,12,28,12,0.26896518756318039,0.47209443795906614,0,0.10847329215661361,8.883640000000001E-2,5.9347999999999998E-2,0,1.9066423204688544E-3,0,0.99962395999932907,null,null,0.25464399573306901,9.5007609602720047E-2,0.41763356113641514,7.0020566594803171E-2,5.4709166317241147E-2,0,0,1.3936359668445897E-3,0,0.8934085353510931,null,{"$f":"J8678*VLOOKUP($B8678,$AR$36:$AZ$47,MATCH(AG$2,$AS$2:$BA$2,0)+1,FALSE)","v":0.25634012597249067},{"$f":"K8678*VLOOKUP($B8678,$AR$36:$AZ$47,MATCH(AH$2,$AS$2:$BA$2,0)+1,FALSE)","v":0.40828579080328758},{"$f":"L8678*VLOOKUP($B8678,$AR$36:$AZ$47,MATCH(AI$2,$AS$2:$BA$2,0)+1,FALSE)","v":0},{"$f":"M8678*VLOOKUP($B8678,$AR$36:$AZ$47,MATCH(AJ$2,$AS$2:$BA$2,0)+1,FALSE)","v":9.4287773245725723E-2},{"$f":"N8678*VLOOKUP($B8678,$AR$36:$AZ$47,MATCH(AK$2,$AS$2:$BA$2,0)+1,FALSE)","v":6.9262834084054717E-2},{"$f":"O8678*VLOOKUP($B8678,$AR$36:$AZ$47,MATCH(AL$2,$AS$2:$BA$2,0)+1,FALSE)","v":5.7200389001714778E-2},{"$f":"P8678*VLOOKUP($B8678,$AR$36:$AZ$47,MATCH(AM$2,$AS$2:$BA$2,0)+1,FALSE)","v":0},{"$f":"Q8678*VLOOKUP($B8678,$AR$36:$AZ$47,MATCH(AN$2,$AS$2:$BA$2,0)+1,FALSE)","v":1.3692763139031379E-3},{"$f":"R8678*VLOOKUP($B8678,$AR$36:$BA$47,MATCH(AO$2,$AS$2:$BA$2,0)+1,FALSE)","v":0},0.88674618942117656]
[2006,12,28,13,null,2013,12,28,13,0.26630210565604662,0.46972404661430889,0,0.10912195189689071,8.8772900000000043E-2,5.9575000000000003E-2,0,1.9066423204688544E-3,0,0.99540264648771515,null,null,0.25212271101239236,9.5575745870588369E-2,0.41553661845079987,6.9970516097723506E-2,5.4918423255200535E-2,0,0,1.3936359668445897E-3,0,0.88951765065354937,null,{"$f":"J8679*VLOOKUP($B8679,$AR$36:$AZ$47,MATCH(AG$2,$AS$2:$BA$2,0)+1,FALSE)","v":0.25380204750317437},{"$f":"K8679*VLOOKUP($B8679,$AR$36:$AZ$47,MATCH(AH$2,$AS$2:$BA$2,0)+1,FALSE)","v":0.40623578337491922},{"$f":"L8679*VLOOKUP($B8679,$AR$36:$AZ$47,MATCH(AI$2,$AS$2:$BA$2,0)+1,FALSE)","v":0},{"$f":"M8679*VLOOKUP($B8679,$AR$36:$AZ$47,MATCH(AJ$2,$AS$2:$BA$2,0)+1,FALSE)","v":9.4851604962168642E-2},{"$f":"N8679*VLOOKUP($B8679,$AR$36:$AZ$47,MATCH(AK$2,$AS$2:$BA$2,0)+1,FALSE)","v":6.9213325211966992E-2},{"$f":"O8679*VLOOKUP($B8679,$AR$36:$AZ$47,MATCH(AL$2,$AS$2:$BA$2,0)+1,FALSE)","v":5.7419174610385489E-2},{"$f":"P8679*VLOOKUP($B8679,$AR$36:$AZ$47,MATCH(AM$2,$AS$2:$BA$2,0)+1,FALSE)","v":0},{"$f":"Q8679*VLOOKUP($B8679,$AR$36:$AZ$47,MATCH(AN$2,$AS$2:$BA$2,0)+1,FALSE)","v":1.3692763139031379E-3},{"$f":"R8679*VLOOKUP($B8679,$AR$36:$BA$47,MATCH(AO$2,$AS$2:$BA$2,0)+1,FALSE)","v":0},0.88289121197651788]
[2006,12,28,14,null,2013,12,28,14,0.26190221490380178,0.46616370014825853,0,0.10534209493546323,8.9349100000000028E-2,5.9552000000000001E-2,0,1.9066423204688544E-3,0,0.98421575230799252,null,null,0.24795709474029609,9.2265113664211376E-2,0.41238699402411899,7.0424675096421391E-2,5.4897221010385265E-2,0,0,1.3936359668445897E-3,0,0.87932473450227766,null,{"$f":"J8680*VLOOKUP($B8680,$AR$36:$AZ$47,MATCH(AG$2,$AS$2:$BA$2,0)+1,FALSE)","v":0.24960868493490257},{"$f":"K8680*VLOOKUP($B8680,$AR$36:$AZ$47,MATCH(AH$2,$AS$2:$BA$2,0)+1,FALSE)","v":0.40315665607422624},{"$f":"L8680*VLOOKUP($B8680,$AR$36:$AZ$47,MATCH(AI$2,$AS$2:$BA$2,0)+1,FALSE)","v":0},{"$f":"M8680*VLOOKUP($B8680,$AR$36:$AZ$47,MATCH(AJ$2,$AS$2:$BA$2,0)+1,FALSE)","v":9.156605615107706E-2},{"$f":"N8680*VLOOKUP($B8680,$AR$36:$AZ$47,MATCH(AK$2,$AS$2:$BA$2,0)+1,FALSE)","v":6.9662569496958621E-2},{"$f":"O8680*VLOOKUP($B8680,$AR$36:$AZ$47,MATCH(AL$2,$AS$2:$BA$2,0)+1,FALSE)","v":5.7397006905542204E-2},{"$f":"P8680*VLOOKUP($B8680,$AR$36:$AZ$47,MATCH(AM$2,$AS$2:$BA$2,0)+1,FALSE)","v":0},{"$f":"Q8680*VLOOKUP($B8680,$AR$36:$AZ$47,MATCH(AN$2,$AS$2:$BA$2,0)+1,FALSE)","v":1.3692763139031379E-3},{"$f":"R8680*VLOOKUP($B8680,$AR$36:$BA$47,MATCH(AO$2,$AS$2:$BA$2,0)+1,FALSE)","v":0},0.87276024987660972]
[2006,12,28,15,null,2013,12,28,15,0.27273408186070131,0.45767027398776799,0,9.8223657928944622E-2,8.9547100000000032E-2,5.9464000000000003E-2,0,1.9066423204688544E-3,0,0.97954575609788275,null,null,0.25821221328609661,8.6030346832202398E-2,0.40487337062921169,7.0580738063693485E-2,5.4816099378048593E-2,0,0,1.3936359668445897E-3,0,0.87590640415609733,null,{"$f":"J8681*VLOOKUP($B8681,$AR$36:$AZ$47,MATCH(AG$2,$AS$2:$BA$2,0)+1,FALSE)","v":0.25993211067414124},{"$f":"K8681*VLOOKUP($B8681,$AR$36:$AZ$47,MATCH(AH$2,$AS$2:$BA$2,0)+1,FALSE)","v":0.39581120792288438},{"$f":"L8681*VLOOKUP($B8681,$AR$36:$AZ$47,MATCH(AI$2,$AS$2:$BA$2,0)+1,FALSE)","v":0},{"$f":"M8681*VLOOKUP($B8681,$AR$36:$AZ$47,MATCH(AJ$2,$AS$2:$BA$2,0)+1,FALSE)","v":8.5378527765144444E-2},{"$f":"N8681*VLOOKUP($B8681,$AR$36:$AZ$47,MATCH(AK$2,$AS$2:$BA$2,0)+1,FALSE)","v":6.9816943617799221E-2},{"$f":"O8681*VLOOKUP($B8681,$AR$36:$AZ$47,MATCH(AL$2,$AS$2:$BA$2,0)+1,FALSE)","v":5.7312191339185276E-2},{"$f":"P8681*VLOOKUP($B8681,$AR$36:$AZ$47,MATCH(AM$2,$AS$2:$BA$2,0)+1,FALSE)","v":0},{"$f":"Q8681*VLOOKUP($B8681,$AR$36:$AZ$47,MATCH(AN$2,$AS$2:$BA$2,0)+1,FALSE)","v":1.3692763139031379E-3},{"$f":"R8681*VLOOKUP($B8681,$AR$36:$BA$47,MATCH(AO$2,$AS$2:$BA$2,0)+1,FALSE)","v":0},0.86962025763305772]
[2006,12,28,16,null,2013,12,28,16,0.28912720402209707,0.45550379235464677,0,0.10049694126414963,8.9960100000000001E-2,5.9554000000000003E-2,0,1.9066423204688544E-3,0,0.99654867996136243,null,null,0.27373247509967269,8.8021428796559997E-2,0.40295681460392019,7.0906263343912534E-2,5.4899064683847469E-2,0,0,1.3936359668445897E-3,0,0.89190968249475755,null,{"$f":"J8682*VLOOKUP($B8682,$AR$36:$AZ$47,MATCH(AG$2,$AS$2:$BA$2,0)+1,FALSE)","v":0.27555574969600355},{"$f":"K8682*VLOOKUP($B8682,$AR$36:$AZ$47,MATCH(AH$2,$AS$2:$BA$2,0)+1,FALSE)","v":0.39393754961277228},{"$f":"L8682*VLOOKUP($B8682,$AR$36:$AZ$47,MATCH(AI$2,$AS$2:$BA$2,0)+1,FALSE)","v":0},{"$f":"M8682*VLOOKUP($B8682,$AR$36:$AZ$47,MATCH(AJ$2,$AS$2:$BA$2,0)+1,FALSE)","v":8.7354524062220301E-2},{"$f":"N8682*VLOOKUP($B8682,$AR$36:$AZ$47,MATCH(AK$2,$AS$2:$BA$2,0)+1,FALSE)","v":7.0138946203188904E-2},{"$f":"O8682*VLOOKUP($B8682,$AR$36:$AZ$47,MATCH(AL$2,$AS$2:$BA$2,0)+1,FALSE)","v":5.7398934532050312E-2},{"$f":"P8682*VLOOKUP($B8682,$AR$36:$AZ$47,MATCH(AM$2,$AS$2:$BA$2,0)+1,FALSE)","v":0},{"$f":"Q8682*VLOOKUP($B8682,$AR$36:$AZ$47,MATCH(AN$2,$AS$2:$BA$2,0)+1,FALSE)","v":1.3692763139031379E-3},{"$f":"R8682*VLOOKUP($B8682,$AR$36:$BA$47,MATCH(AO$2,$AS$2:$BA$2,0)+1,FALSE)","v":0},0.88575498042013867]
[2006,12,28,17,null,2013,12,28,17,0.3390677045463234,0.46854515766075255,3.0195308953405208E-3,0.11144500710990271,8.8495600000000008E-2,5.9910999999999999E-2,6.4519048296774591E-6,2.0365764637896959E-3,0,1.0725270285809387,null,null,0.32101386760111361,9.7610421119909196E-2,0.41449372628289682,6.9751949123862095E-2,5.522816039684967E-2,1.6887129646946033E-3,3.2290414208847126E-6,1.4886096771777031E-3,0,0.96127867620792462,null,{"$f":"J8683*VLOOKUP($B8683,$AR$36:$AZ$47,MATCH(AG$2,$AS$2:$BA$2,0)+1,FALSE)","v":0.32315207363477444},{"$f":"K8683*VLOOKUP($B8683,$AR$36:$AZ$47,MATCH(AH$2,$AS$2:$BA$2,0)+1,FALSE)","v":0.40521623395859302},{"$f":"L8683*VLOOKUP($B8683,$AR$36:$AZ$47,MATCH(AI$2,$AS$2:$BA$2,0)+1,FALSE)","v":2.1627382146439181E-3},{"$f":"M8683*VLOOKUP($B8683,$AR$36:$AZ$47,MATCH(AJ$2,$AS$2:$BA$2,0)+1,FALSE)","v":9.6870864254543887E-2},{"$f":"N8683*VLOOKUP($B8683,$AR$36:$AZ$47,MATCH(AK$2,$AS$2:$BA$2,0)+1,FALSE)","v":6.8997123476062433E-2},{"$f":"O8683*VLOOKUP($B8683,$AR$36:$AZ$47,MATCH(AL$2,$AS$2:$BA$2,0)+1,FALSE)","v":5.7743015863748297E-2},{"$f":"P8683*VLOOKUP($B8683,$AR$36:$AZ$47,MATCH(AM$2,$AS$2:$BA$2,0)+1,FALSE)","v":3.2290414208847126E-6},{"$f":"Q8683*VLOOKUP($B8683,$AR$36:$AZ$47,MATCH(AN$2,$AS$2:$BA$2,0)+1,FALSE)","v":1.4625899589987598E-3},{"$f":"R8683*VLOOKUP($B8683,$AR$36:$BA$47,MATCH(AO$2,$AS$2:$BA$2,0)+1,FALSE)","v":0},0.95560786840278578]
[2006,12,28,18,null,2013,12,28,18,0.41357734717207972,0.46328293986403724,7.8770371182796187E-3,0.11237517694896956,8.8737800000000006E-2,5.9975000000000001E-2,1.683105607741946E-5,2.2456009552188762E-3,0,1.1480877331146626,null,null,0.39155620540610819,9.842512132101211E-2,0.4098385586274198,6.9942850389888872E-2,5.5287157947639984E-2,4.4053381687685304E-3,8.4235863153514252E-6,1.6413934720614079E-3,0,1.0311050489192142,null,{"$f":"J8684*VLOOKUP($B8684,$AR$36:$AZ$47,MATCH(AG$2,$AS$2:$BA$2,0)+1,FALSE)","v":0.39416427915436442},{"$f":"K8684*VLOOKUP($B8684,$AR$36:$AZ$47,MATCH(AH$2,$AS$2:$BA$2,0)+1,FALSE)","v":0.40066526156459642},{"$f":"L8684*VLOOKUP($B8684,$AR$36:$AZ$47,MATCH(AI$2,$AS$2:$BA$2,0)+1,FALSE)","v":5.64192577733196E-3},{"$f":"M8684*VLOOKUP($B8684,$AR$36:$AZ$47,MATCH(AJ$2,$AS$2:$BA$2,0)+1,FALSE)","v":9.7679391783507624E-2},{"$f":"N8684*VLOOKUP($B8684,$AR$36:$AZ$47,MATCH(AK$2,$AS$2:$BA$2,0)+1,FALSE)","v":6.9185958890545213E-2},{"$f":"O8684*VLOOKUP($B8684,$AR$36:$AZ$47,MATCH(AL$2,$AS$2:$BA$2,0)+1,FALSE)","v":5.7804699912007887E-2},{"$f":"P8684*VLOOKUP($B8684,$AR$36:$AZ$47,MATCH(AM$2,$AS$2:$BA$2,0)+1,FALSE)","v":8.4235863153514252E-6},{"$f":"Q8684*VLOOKUP($B8684,$AR$36:$AZ$47,MATCH(AN$2,$AS$2:$BA$2,0)+1,FALSE)","v":1.6127032141525868E-3},{"$f":"R8684*VLOOKUP($B8684,$AR$36:$BA$47,MATCH(AO$2,$AS$2:$BA$2,0)+1,FALSE)","v":0},1.0267626438828215]
[2006,12,28,19,null,2013,12,28,19,0.439933609705146,0.43339865885576567,7.8770371182796187E-3,9.8661794365024924E-2,8.7249999999999994E-2,5.9593E-2,1.683105607741946E-5,2.2456009552188762E-3,0,1.1289765320555127,null,null,0.41650911498082122,8.6414093786353507E-2,0.38340173223005403,6.8770171184295806E-2,5.4935016316360309E-2,4.4053381687685304E-3,8.4235863153514252E-6,1.6413934720614079E-3,0,1.01608528372503,null,{"$f":"J8685*VLOOKUP($B8685,$AR$36:$AZ$47,MATCH(AG$2,$AS$2:$BA$2,0)+1,FALSE)","v":0.41928339482543325},{"$f":"K8685*VLOOKUP($B8685,$AR$36:$AZ$47,MATCH(AH$2,$AS$2:$BA$2,0)+1,FALSE)","v":0.37482016295085729},{"$f":"L8685*VLOOKUP($B8685,$AR$36:$AZ$47,MATCH(AI$2,$AS$2:$BA$2,0)+1,FALSE)","v":5.64192577733196E-3},{"$f":"M8685*VLOOKUP($B8685,$AR$36:$AZ$47,MATCH(AJ$2,$AS$2:$BA$2,0)+1,FALSE)","v":8.5759367215247836E-2},{"$f":"N8685*VLOOKUP($B8685,$AR$36:$AZ$47,MATCH(AK$2,$AS$2:$BA$2,0)+1,FALSE)","v":6.8025969915865264E-2},{"$f":"O8685*VLOOKUP($B8685,$AR$36:$AZ$47,MATCH(AL$2,$AS$2:$BA$2,0)+1,FALSE)","v":5.7436523248958496E-2},{"$f":"P8685*VLOOKUP($B8685,$AR$36:$AZ$47,MATCH(AM$2,$AS$2:$BA$2,0)+1,FALSE)","v":8.4235863153514252E-6},{"$f":"Q8685*VLOOKUP($B8685,$AR$36:$AZ$47,MATCH(AN$2,$AS$2:$BA$2,0)+1,FALSE)","v":1.6127032141525868E-3},{"$f":"R8685*VLOOKUP($B8685,$AR$36:$BA$47,MATCH(AO$2,$AS$2:$BA$2,0)+1,FALSE)","v":0},1.0125884707341619]
[2006,12,28,20,null,2013,12,28,20,0.44493087700796441,0.41109005139803312,7.8770371182796187E-3,8.5152438299640532E-2,8.6458700000000041E-2,5.9089000000000003E-2,1.683105607741946E-5,2.2456009552188762E-3,0,1.0968605358352141,null,null,0.42124030017718417,7.4581765279248965E-2,0.36366664868014986,6.8146471052970531E-2,5.4470410603886604E-2,4.4053381687685304E-3,8.4235863153514252E-6,1.6413934720614079E-3,0,0.98816075102058543,null,{"$f":"J8686*VLOOKUP($B8686,$AR$36:$AZ$47,MATCH(AG$2,$AS$2:$BA$2,0)+1,FALSE)","v":0.42404609345393801},{"$f":"K8686*VLOOKUP($B8686,$AR$36:$AZ$47,MATCH(AH$2,$AS$2:$BA$2,0)+1,FALSE)","v":0.35552680402678916},{"$f":"L8686*VLOOKUP($B8686,$AR$36:$AZ$47,MATCH(AI$2,$AS$2:$BA$2,0)+1,FALSE)","v":5.64192577733196E-3},{"$f":"M8686*VLOOKUP($B8686,$AR$36:$AZ$47,MATCH(AJ$2,$AS$2:$BA$2,0)+1,FALSE)","v":7.4016687740288509E-2},{"$f":"N8686*VLOOKUP($B8686,$AR$36:$AZ$47,MATCH(AK$2,$AS$2:$BA$2,0)+1,FALSE)","v":6.740901919959684E-2},{"$f":"O8686*VLOOKUP($B8686,$AR$36:$AZ$47,MATCH(AL$2,$AS$2:$BA$2,0)+1,FALSE)","v":5.6950761368914284E-2},{"$f":"P8686*VLOOKUP($B8686,$AR$36:$AZ$47,MATCH(AM$2,$AS$2:$BA$2,0)+1,FALSE)","v":8.4235863153514252E-6},{"$f":"Q8686*VLOOKUP($B8686,$AR$36:$AZ$47,MATCH(AN$2,$AS$2:$BA$2,0)+1,FALSE)","v":1.6127032141525868E-3},{"$f":"R8686*VLOOKUP($B8686,$AR$36:$BA$47,MATCH(AO$2,$AS$2:$BA$2,0)+1,FALSE)","v":0},0.98521241836732676]
[2006,12,28,21,null,2013,12,28,21,0.41153247373225527,0.4062601508514635,7.8770371182796187E-3,9.2670407551066675E-2,8.6489499999999997E-2,5.8541999999999997E-2,1.683105607741946E-5,2.2456009552188762E-3,0,1.0656340012643617,null,null,0.38962021232015165,8.1166467130221603E-2,0.35939392609964471,6.8170747514546146E-2,5.3966165911975651E-2,4.4053381687685304E-3,8.4235863153514252E-6,1.6413934720614079E-3,0,0.95837267420368499,null,{"$f":"J8687*VLOOKUP($B8687,$AR$36:$AZ$47,MATCH(AG$2,$AS$2:$BA$2,0)+1,FALSE)","v":0.39221539082457169},{"$f":"K8687*VLOOKUP($B8687,$AR$36:$AZ$47,MATCH(AH$2,$AS$2:$BA$2,0)+1,FALSE)","v":0.35134971655106595},{"$f":"L8687*VLOOKUP($B8687,$AR$36:$AZ$47,MATCH(AI$2,$AS$2:$BA$2,0)+1,FALSE)","v":5.64192577733196E-3},{"$f":"M8687*VLOOKUP($B8687,$AR$36:$AZ$47,MATCH(AJ$2,$AS$2:$BA$2,0)+1,FALSE)","v":8.0551499821250955E-2},{"$f":"N8687*VLOOKUP($B8687,$AR$36:$AZ$47,MATCH(AK$2,$AS$2:$BA$2,0)+1,FALSE)","v":6.7433032951727562E-2},{"$f":"O8687*VLOOKUP($B8687,$AR$36:$AZ$47,MATCH(AL$2,$AS$2:$BA$2,0)+1,FALSE)","v":5.6423555518945651E-2},{"$f":"P8687*VLOOKUP($B8687,$AR$36:$AZ$47,MATCH(AM$2,$AS$2:$BA$2,0)+1,FALSE)","v":8.4235863153514252E-6},{"$f":"Q8687*VLOOKUP($B8687,$AR$36:$AZ$47,MATCH(AN$2,$AS$2:$BA$2,0)+1,FALSE)","v":1.6127032141525868E-3},{"$f":"R8687*VLOOKUP($B8687,$AR$36:$BA$47,MATCH(AO$2,$AS$2:$BA$2,0)+1,FALSE)","v":0},0.95523624824536169]
[2006,12,28,22,null,2013,12,28,22,0.37362880532968185,0.39886601757923895,7.8770371182796187E-3,0.10968650634362974,8.5779099999999997E-2,5.8061000000000001E-2,1.683105607741946E-5,2.2456009552188762E-3,0,1.0361608983821267,null,null,0.35373474452999271,9.6070217527241153E-2,0.35285278101997286,6.7610812504697165E-2,5.3522762444317223E-2,4.4053381687685304E-3,8.4235863153514252E-6,1.6413934720614079E-3,0,0.92984647325336633,null,{"$f":"J8688*VLOOKUP($B8688,$AR$36:$AZ$47,MATCH(AG$2,$AS$2:$BA$2,0)+1,FALSE)","v":0.35609089746108452},{"$f":"K8688*VLOOKUP($B8688,$AR$36:$AZ$47,MATCH(AH$2,$AS$2:$BA$2,0)+1,FALSE)","v":0.34495498001613384},{"$f":"L8688*VLOOKUP($B8688,$AR$36:$AZ$47,MATCH(AI$2,$AS$2:$BA$2,0)+1,FALSE)","v":5.64192577733196E-3},{"$f":"M8688*VLOOKUP($B8688,$AR$36:$AZ$47,MATCH(AJ$2,$AS$2:$BA$2,0)+1,FALSE)","v":9.5342330196009073E-2},{"$f":"N8688*VLOOKUP($B8688,$AR$36:$AZ$47,MATCH(AK$2,$AS$2:$BA$2,0)+1,FALSE)","v":6.6879157318166182E-2},{"$f":"O8688*VLOOKUP($B8688,$AR$36:$AZ$47,MATCH(AL$2,$AS$2:$BA$2,0)+1,FALSE)","v":5.5959961343744723E-2},{"$f":"P8688*VLOOKUP($B8688,$AR$36:$AZ$47,MATCH(AM$2,$AS$2:$BA$2,0)+1,FALSE)","v":8.4235863153514252E-6},{"$f":"Q8688*VLOOKUP($B8688,$AR$36:$AZ$47,MATCH(AN$2,$AS$2:$BA$2,0)+1,FALSE)","v":1.6127032141525868E-3},{"$f":"R8688*VLOOKUP($B8688,$AR$36:$BA$47,MATCH(AO$2,$AS$2:$BA$2,0)+1,FALSE)","v":0},0.92649037891293817]
[2006,12,28,23,null,2013,12,28,23,0.32719258178777971,0.37194188596023325,7.8770371182796187E-3,0.10128485430030085,8.3783099999999985E-2,5.7839000000000002E-2,1.683105607741946E-5,2.2456009552188762E-3,0,0.95218089117788962,null,null,0.30977104195347865,8.8711531702549695E-2,0.32903462078668944,6.60375716831057E-2,5.3318114690013324E-2,4.4053381687685304E-3,8.4235863153514252E-6,1.6413934720614079E-3,0,0.85292803604298217,null,{"$f":"J8689*VLOOKUP($B8689,$AR$36:$AZ$47,MATCH(AG$2,$AS$2:$BA$2,0)+1,FALSE)","v":0.31183436188388541},{"$f":"K8689*VLOOKUP($B8689,$AR$36:$AZ$47,MATCH(AH$2,$AS$2:$BA$2,0)+1,FALSE)","v":0.32166993472460109},{"$f":"L8689*VLOOKUP($B8689,$AR$36:$AZ$47,MATCH(AI$2,$AS$2:$BA$2,0)+1,FALSE)","v":5.64192577733196E-3},{"$f":"M8689*VLOOKUP($B8689,$AR$36:$AZ$47,MATCH(AJ$2,$AS$2:$BA$2,0)+1,FALSE)","v":8.8039398322169171E-2},{"$f":"N8689*VLOOKUP($B8689,$AR$36:$AZ$47,MATCH(AK$2,$AS$2:$BA$2,0)+1,FALSE)","v":6.5322941433328716E-2},{"$f":"O8689*VLOOKUP($B8689,$AR$36:$AZ$47,MATCH(AL$2,$AS$2:$BA$2,0)+1,FALSE)","v":5.5745994801344297E-2},{"$f":"P8689*VLOOKUP($B8689,$AR$36:$AZ$47,MATCH(AM$2,$AS$2:$BA$2,0)+1,FALSE)","v":8.4235863153514252E-6},{"$f":"Q8689*VLOOKUP($B8689,$AR$36:$AZ$47,MATCH(AN$2,$AS$2:$BA$2,0)+1,FALSE)","v":1.6127032141525868E-3},{"$f":"R8689*VLOOKUP($B8689,$AR$36:$BA$47,MATCH(AO$2,$AS$2:$BA$2,0)+1,FALSE)","v":0},0.84987568374312872]
[2006,12,28,24,null,2013,12,28,24,0.22431351286988704,0.37836820500430385,7.8770371182796187E-3,0.12896598558728506,8.2447300000000015E-2,5.7305000000000002E-2,1.683105607741946E-5,2.2456009552188762E-3,0,0.88153947259105192,null,null,0.2123698227700625,0.11295637633101699,0.33471959881561231,6.4984698391782142E-2,5.2825853875606663E-2,4.4053381687685304E-3,8.4235863153514252E-6,1.6413934720614079E-3,0,0.7839115054112259,null,{"$f":"J8690*VLOOKUP($B8690,$AR$36:$AZ$47,MATCH(AG$2,$AS$2:$BA$2,0)+1,FALSE)","v":0.21378437361114538},{"$f":"K8690*VLOOKUP($B8690,$AR$36:$AZ$47,MATCH(AH$2,$AS$2:$BA$2,0)+1,FALSE)","v":0.32722766754646093},{"$f":"L8690*VLOOKUP($B8690,$AR$36:$AZ$47,MATCH(AI$2,$AS$2:$BA$2,0)+1,FALSE)","v":5.64192577733196E-3},{"$f":"M8690*VLOOKUP($B8690,$AR$36:$AZ$47,MATCH(AJ$2,$AS$2:$BA$2,0)+1,FALSE)","v":0.11210054902647366},{"$f":"N8690*VLOOKUP($B8690,$AR$36:$AZ$47,MATCH(AK$2,$AS$2:$BA$2,0)+1,FALSE)","v":6.4281461884748661E-2},{"$f":"O8690*VLOOKUP($B8690,$AR$36:$AZ$47,MATCH(AL$2,$AS$2:$BA$2,0)+1,FALSE)","v":5.5231318523678394E-2},{"$f":"P8690*VLOOKUP($B8690,$AR$36:$AZ$47,MATCH(AM$2,$AS$2:$BA$2,0)+1,FALSE)","v":8.4235863153514252E-6},{"$f":"Q8690*VLOOKUP($B8690,$AR$36:$AZ$47,MATCH(AN$2,$AS$2:$BA$2,0)+1,FALSE)","v":1.6127032141525868E-3},{"$f":"R8690*VLOOKUP($B8690,$AR$36:$BA$47,MATCH(AO$2,$AS$2:$BA$2,0)+1,FALSE)","v":0},0.77988842317030693]
[2006,12,29,1,null,2013,12,29,1,0.2272396962657583,0.333976547176142,7.8770371182796187E-3,9.9254392995509963E-2,8.2520299999999991E-2,5.6958000000000002E-2,1.683105607741946E-5,2.2456009552188762E-3,0,0.81008840556698614,null,null,0.21514020000335179,8.6933128271403912E-2,0.29544896850767388,6.5042236758503666E-2,5.2505976529915441E-2,4.4053381687685304E-3,8.4235863153514252E-6,1.6413934720614079E-3,0,0.72112566529799393,null,{"$f":"J8691*VLOOKUP($B8691,$AR$36:$AZ$47,MATCH(AG$2,$AS$2:$BA$2,0)+1,FALSE)","v":0.21657320374604919},{"$f":"K8691*VLOOKUP($B8691,$AR$36:$AZ$47,MATCH(AH$2,$AS$2:$BA$2,0)+1,FALSE)","v":0.28883602031631178},{"$f":"L8691*VLOOKUP($B8691,$AR$36:$AZ$47,MATCH(AI$2,$AS$2:$BA$2,0)+1,FALSE)","v":5.64192577733196E-3},{"$f":"M8691*VLOOKUP($B8691,$AR$36:$AZ$47,MATCH(AJ$2,$AS$2:$BA$2,0)+1,FALSE)","v":8.6274469174320204E-2},{"$f":"N8691*VLOOKUP($B8691,$AR$36:$AZ$47,MATCH(AK$2,$AS$2:$BA$2,0)+1,FALSE)","v":6.4338377595967639E-2},{"$f":"O8691*VLOOKUP($B8691,$AR$36:$AZ$47,MATCH(AL$2,$AS$2:$BA$2,0)+1,FALSE)","v":5.489687532452097E-2},{"$f":"P8691*VLOOKUP($B8691,$AR$36:$AZ$47,MATCH(AM$2,$AS$2:$BA$2,0)+1,FALSE)","v":8.4235863153514252E-6},{"$f":"Q8691*VLOOKUP($B8691,$AR$36:$AZ$47,MATCH(AN$2,$AS$2:$BA$2,0)+1,FALSE)","v":1.6127032141525868E-3},{"$f":"R8691*VLOOKUP($B8691,$AR$36:$BA$47,MATCH(AO$2,$AS$2:$BA$2,0)+1,FALSE)","v":0},0.71818199873496968]
[2006,12,29,2,null,2013,12,29,2,0.20684766704865357,0.32453659645125643,7.8770371182796187E-3,9.3326354755287208E-2,8.1422600000000039E-2,5.6558999999999998E-2,1.683105607741946E-5,2.2456009552188762E-3,0,0.77283168738477304,null,null,0.19583395502795228,8.1740986209153974E-2,0.28709801174734856,6.4177033126308833E-2,5.213816367420708E-2,4.4053381687685304E-3,8.4235863153514252E-6,1.6413934720614079E-3,0,0.68704330501211597,null,{"$f":"J8692*VLOOKUP($B8692,$AR$36:$AZ$47,MATCH(AG$2,$AS$2:$BA$2,0)+1,FALSE)","v":0.19713836392270054},{"$f":"K8692*VLOOKUP($B8692,$AR$36:$AZ$47,MATCH(AH$2,$AS$2:$BA$2,0)+1,FALSE)","v":0.28067198058833653},{"$f":"L8692*VLOOKUP($B8692,$AR$36:$AZ$47,MATCH(AI$2,$AS$2:$BA$2,0)+1,FALSE)","v":5.64192577733196E-3},{"$f":"M8692*VLOOKUP($B8692,$AR$36:$AZ$47,MATCH(AJ$2,$AS$2:$BA$2,0)+1,FALSE)","v":8.1121665988637279E-2},{"$f":"N8692*VLOOKUP($B8692,$AR$36:$AZ$47,MATCH(AK$2,$AS$2:$BA$2,0)+1,FALSE)","v":6.3482536826034774E-2},{"$f":"O8692*VLOOKUP($B8692,$AR$36:$AZ$47,MATCH(AL$2,$AS$2:$BA$2,0)+1,FALSE)","v":5.4512313836152626E-2},{"$f":"P8692*VLOOKUP($B8692,$AR$36:$AZ$47,MATCH(AM$2,$AS$2:$BA$2,0)+1,FALSE)","v":8.4235863153514252E-6},{"$f":"Q8692*VLOOKUP($B8692,$AR$36:$AZ$47,MATCH(AN$2,$AS$2:$BA$2,0)+1,FALSE)","v":1.6127032141525868E-3},{"$f":"R8692*VLOOKUP($B8692,$AR$36:$BA$47,MATCH(AO$2,$AS$2:$BA$2,0)+1,FALSE)","v":0},0.68418991373966176]
[2006,12,29,3,null,2013,12,29,3,0.20311282695029056,0.31653286648472684,7.8770371182796187E-3,8.7362351939575617E-2,8.1183999999999992E-2,5.6649999999999999E-2,1.683105607741946E-5,2.2456009552188762E-3,0,0.75498151450416895,null,null,0.19229797844046981,7.6517344150180078E-2,0.28001759312867841,6.3988969368777876E-2,5.2222050816737059E-2,4.4053381687685304E-3,8.4235863153514252E-6,1.6413934720614079E-3,0,0.67109909113198851,null,{"$f":"J8693*VLOOKUP($B8693,$AR$36:$AZ$47,MATCH(AG$2,$AS$2:$BA$2,0)+1,FALSE)","v":0.19357883493690348},{"$f":"K8693*VLOOKUP($B8693,$AR$36:$AZ$47,MATCH(AH$2,$AS$2:$BA$2,0)+1,FALSE)","v":0.27375004091692728},{"$f":"L8693*VLOOKUP($B8693,$AR$36:$AZ$47,MATCH(AI$2,$AS$2:$BA$2,0)+1,FALSE)","v":5.64192577733196E-3},{"$f":"M8693*VLOOKUP($B8693,$AR$36:$AZ$47,MATCH(AJ$2,$AS$2:$BA$2,0)+1,FALSE)","v":7.593760146966988E-2},{"$f":"N8693*VLOOKUP($B8693,$AR$36:$AZ$47,MATCH(AK$2,$AS$2:$BA$2,0)+1,FALSE)","v":6.3296508213749061E-2},{"$f":"O8693*VLOOKUP($B8693,$AR$36:$AZ$47,MATCH(AL$2,$AS$2:$BA$2,0)+1,FALSE)","v":5.4600020842271724E-2},{"$f":"P8693*VLOOKUP($B8693,$AR$36:$AZ$47,MATCH(AM$2,$AS$2:$BA$2,0)+1,FALSE)","v":8.4235863153514252E-6},{"$f":"Q8693*VLOOKUP($B8693,$AR$36:$AZ$47,MATCH(AN$2,$AS$2:$BA$2,0)+1,FALSE)","v":1.6127032141525868E-3},{"$f":"R8693*VLOOKUP($B8693,$AR$36:$BA$47,MATCH(AO$2,$AS$2:$BA$2,0)+1,FALSE)","v":0},0.66842605895732143]
[2006,12,29,4,null,2013,12,29,4,0.20365391536533239,0.31467722349630661,7.8770371182796187E-3,8.4534082189878568E-2,8.185909999999999E-2,5.6522000000000003E-2,1.683105607741946E-5,2.2456009552188762E-3,0,0.7513857901810933,null,null,0.19281025632036738,7.404017080282338E-2,0.27837601736091017,6.4521081031431379E-2,5.2104055715156437E-2,4.4053381687685304E-3,8.4235863153514252E-6,1.6413934720614079E-3,0,0.66790673645783394,null,{"$f":"J8694*VLOOKUP($B8694,$AR$36:$AZ$47,MATCH(AG$2,$AS$2:$BA$2,0)+1,FALSE)","v":0.19409452499229957},{"$f":"K8694*VLOOKUP($B8694,$AR$36:$AZ$47,MATCH(AH$2,$AS$2:$BA$2,0)+1,FALSE)","v":0.27214520806134213},{"$f":"L8694*VLOOKUP($B8694,$AR$36:$AZ$47,MATCH(AI$2,$AS$2:$BA$2,0)+1,FALSE)","v":5.64192577733196E-3},{"$f":"M8694*VLOOKUP($B8694,$AR$36:$AZ$47,MATCH(AJ$2,$AS$2:$BA$2,0)+1,FALSE)","v":7.3479196718275769E-2},{"$f":"N8694*VLOOKUP($B8694,$AR$36:$AZ$47,MATCH(AK$2,$AS$2:$BA$2,0)+1,FALSE)","v":6.3822861592433305E-2},{"$f":"O8694*VLOOKUP($B8694,$AR$36:$AZ$47,MATCH(AL$2,$AS$2:$BA$2,0)+1,FALSE)","v":5.4476652745752557E-2},{"$f":"P8694*VLOOKUP($B8694,$AR$36:$AZ$47,MATCH(AM$2,$AS$2:$BA$2,0)+1,FALSE)","v":8.4235863153514252E-6},{"$f":"Q8694*VLOOKUP($B8694,$AR$36:$AZ$47,MATCH(AN$2,$AS$2:$BA$2,0)+1,FALSE)","v":1.6127032141525868E-3},{"$f":"R8694*VLOOKUP($B8694,$AR$36:$BA$47,MATCH(AO$2,$AS$2:$BA$2,0)+1,FALSE)","v":0},0.66528149668790326]
[2006,12,29,5,null,2013,12,29,5,0.2070695025593571,0.31967216065252146,7.8770371182796187E-3,8.3052766091082808E-2,8.2070599999999994E-2,5.6527000000000001E-2,1.683105607741946E-5,2.2456009552188762E-3,0,0.7585314984325372,null,null,0.19604397879107505,7.2742742663467044E-2,0.28279473790593701,6.4687784655562949E-2,5.2108664898811927E-2,4.4053381687685304E-3,8.4235863153514252E-6,1.6413934720614079E-3,0,0.67443306414199922,null,{"$f":"J8695*VLOOKUP($B8695,$AR$36:$AZ$47,MATCH(AG$2,$AS$2:$BA$2,0)+1,FALSE)","v":0.19734978661005317},{"$f":"K8695*VLOOKUP($B8695,$AR$36:$AZ$47,MATCH(AH$2,$AS$2:$BA$2,0)+1,FALSE)","v":0.27646502567167947},{"$f":"L8695*VLOOKUP($B8695,$AR$36:$AZ$47,MATCH(AI$2,$AS$2:$BA$2,0)+1,FALSE)","v":5.64192577733196E-3},{"$f":"M8695*VLOOKUP($B8695,$AR$36:$AZ$47,MATCH(AJ$2,$AS$2:$BA$2,0)+1,FALSE)","v":7.2191598696203729E-2},{"$f":"N8695*VLOOKUP($B8695,$AR$36:$AZ$47,MATCH(AK$2,$AS$2:$BA$2,0)+1,FALSE)","v":6.3987761221513034E-2},{"$f":"O8695*VLOOKUP($B8695,$AR$36:$AZ$47,MATCH(AL$2,$AS$2:$BA$2,0)+1,FALSE)","v":5.4481471812022834E-2},{"$f":"P8695*VLOOKUP($B8695,$AR$36:$AZ$47,MATCH(AM$2,$AS$2:$BA$2,0)+1,FALSE)","v":8.4235863153514252E-6},{"$f":"Q8695*VLOOKUP($B8695,$AR$36:$AZ$47,MATCH(AN$2,$AS$2:$BA$2,0)+1,FALSE)","v":1.6127032141525868E-3},{"$f":"R8695*VLOOKUP($B8695,$AR$36:$BA$47,MATCH(AO$2,$AS$2:$BA$2,0)+1,FALSE)","v":0},0.6717386965892721]
[2006,12,29,6,null,2013,12,29,6,0.2288848256325613,0.33099414378238134,7.8770371182796187E-3,7.5422738998344535E-2,8.2207200000000036E-2,5.7093999999999999E-2,1.683105607741946E-5,2.2456009552188762E-3,0,0.78474237754286302,null,null,0.21669773359814878,6.6059893633325775E-2,0.29281061556399951,6.4795452339044629E-2,5.2631346325344851E-2,4.4053381687685304E-3,8.4235863153514252E-6,1.6413934720614079E-3,0,0.69905019668700874,null,{"$f":"J8696*VLOOKUP($B8696,$AR$36:$AZ$47,MATCH(AG$2,$AS$2:$BA$2,0)+1,FALSE)","v":0.21814111174540046},{"$f":"K8696*VLOOKUP($B8696,$AR$36:$AZ$47,MATCH(AH$2,$AS$2:$BA$2,0)+1,FALSE)","v":0.28625672085796577},{"$f":"L8696*VLOOKUP($B8696,$AR$36:$AZ$47,MATCH(AI$2,$AS$2:$BA$2,0)+1,FALSE)","v":5.64192577733196E-3},{"$f":"M8696*VLOOKUP($B8696,$AR$36:$AZ$47,MATCH(AJ$2,$AS$2:$BA$2,0)+1,FALSE)","v":6.5559383059748677E-2},{"$f":"N8696*VLOOKUP($B8696,$AR$36:$AZ$47,MATCH(AK$2,$AS$2:$BA$2,0)+1,FALSE)","v":6.4094263771547533E-2},{"$f":"O8696*VLOOKUP($B8696,$AR$36:$AZ$47,MATCH(AL$2,$AS$2:$BA$2,0)+1,FALSE)","v":5.5027953927072583E-2},{"$f":"P8696*VLOOKUP($B8696,$AR$36:$AZ$47,MATCH(AM$2,$AS$2:$BA$2,0)+1,FALSE)","v":8.4235863153514252E-6},{"$f":"Q8696*VLOOKUP($B8696,$AR$36:$AZ$47,MATCH(AN$2,$AS$2:$BA$2,0)+1,FALSE)","v":1.6127032141525868E-3},{"$f":"R8696*VLOOKUP($B8696,$AR$36:$BA$47,MATCH(AO$2,$AS$2:$BA$2,0)+1,FALSE)","v":0},0.69634248593953507]
[2006,12,29,7,null,2013,12,29,7,0.25436195619520841,0.35822823701550421,7.8770371182796187E-3,6.6391865047442766E-2,8.3810200000000015E-2,5.8425999999999999E-2,1.683105607741946E-5,2.2456009552188762E-3,0,0.83135772738773128,null,null,0.24081832104317494,5.8150096395311948E-2,0.31690298019858654,6.6058931816505087E-2,5.3859232851168212E-2,4.4053381687685304E-3,8.4235863153514252E-6,1.6413934720614079E-3,0,0.74184471753189207,null,{"$f":"J8697*VLOOKUP($B8697,$AR$36:$AZ$47,MATCH(AG$2,$AS$2:$BA$2,0)+1,FALSE)","v":0.24242236136367104},{"$f":"K8697*VLOOKUP($B8697,$AR$36:$AZ$47,MATCH(AH$2,$AS$2:$BA$2,0)+1,FALSE)","v":0.30980983311356952},{"$f":"L8697*VLOOKUP($B8697,$AR$36:$AZ$47,MATCH(AI$2,$AS$2:$BA$2,0)+1,FALSE)","v":5.64192577733196E-3},{"$f":"M8697*VLOOKUP($B8697,$AR$36:$AZ$47,MATCH(AJ$2,$AS$2:$BA$2,0)+1,FALSE)","v":5.7709515333193823E-2},{"$f":"N8697*VLOOKUP($B8697,$AR$36:$AZ$47,MATCH(AK$2,$AS$2:$BA$2,0)+1,FALSE)","v":6.53440704165347E-2},{"$f":"O8697*VLOOKUP($B8697,$AR$36:$AZ$47,MATCH(AL$2,$AS$2:$BA$2,0)+1,FALSE)","v":5.631175318147516E-2},{"$f":"P8697*VLOOKUP($B8697,$AR$36:$AZ$47,MATCH(AM$2,$AS$2:$BA$2,0)+1,FALSE)","v":8.4235863153514252E-6},{"$f":"Q8697*VLOOKUP($B8697,$AR$36:$AZ$47,MATCH(AN$2,$AS$2:$BA$2,0)+1,FALSE)","v":1.6127032141525868E-3},{"$f":"R8697*VLOOKUP($B8697,$AR$36:$BA$47,MATCH(AO$2,$AS$2:$BA$2,0)+1,FALSE)","v":0},0.73886058598624416]
[2006,12,29,8,null,2013,12,29,8,0.2834394262474822,0.39324377684928502,4.9887901749104254E-3,6.6182683918113133E-2,8.4479500000000013E-2,5.8951000000000003E-2,1.0659668849032324E-5,2.1213161224772018E-3,0,0.89341715298111701,null,null,0.268347546022078,5.7966882641248767E-2,0.34787912272446792,6.6586471937693043E-2,5.4343197134994997E-2,2.7900475068867356E-3,5.3349379997225689E-6,1.5505490534819082E-3,0,0.79946915195885115,null,{"$f":"J8698*VLOOKUP($B8698,$AR$36:$AZ$47,MATCH(AG$2,$AS$2:$BA$2,0)+1,FALSE)","v":0.27013495273540866},{"$f":"K8698*VLOOKUP($B8698,$AR$36:$AZ$47,MATCH(AH$2,$AS$2:$BA$2,0)+1,FALSE)","v":0.34009264566532171},{"$f":"L8698*VLOOKUP($B8698,$AR$36:$AZ$47,MATCH(AI$2,$AS$2:$BA$2,0)+1,FALSE)","v":3.5732196589769085E-3},{"$f":"M8698*VLOOKUP($B8698,$AR$36:$AZ$47,MATCH(AJ$2,$AS$2:$BA$2,0)+1,FALSE)","v":5.7527689719741981E-2},{"$f":"N8698*VLOOKUP($B8698,$AR$36:$AZ$47,MATCH(AK$2,$AS$2:$BA$2,0)+1,FALSE)","v":6.5865901725012513E-2},{"$f":"O8698*VLOOKUP($B8698,$AR$36:$AZ$47,MATCH(AL$2,$AS$2:$BA$2,0)+1,FALSE)","v":5.6817755139854556E-2},{"$f":"P8698*VLOOKUP($B8698,$AR$36:$AZ$47,MATCH(AM$2,$AS$2:$BA$2,0)+1,FALSE)","v":5.3349379997225689E-6},{"$f":"Q8698*VLOOKUP($B8698,$AR$36:$AZ$47,MATCH(AN$2,$AS$2:$BA$2,0)+1,FALSE)","v":1.5234466840611223E-3},{"$f":"R8698*VLOOKUP($B8698,$AR$36:$BA$47,MATCH(AO$2,$AS$2:$BA$2,0)+1,FALSE)","v":0},0.79554094626637717]
[2006,12,29,9,null,2013,12,29,9,0.27975228126778884,0.42963074591946276,0,8.6274949427177478E-2,8.4933599999999998E-2,5.8770000000000003E-2,0,1.9066423204688544E-3,0,0.94126821893489809,null,null,0.26485672500177143,7.5564929861603139E-2,0.38006848622859069,6.6944392106573131E-2,5.4176344686666149E-2,0,0,1.3936359668445897E-3,0,0.84300451385204911,null,{"$f":"J8699*VLOOKUP($B8699,$AR$36:$AZ$47,MATCH(AG$2,$AS$2:$BA$2,0)+1,FALSE)","v":0.26662088008854834},{"$f":"K8699*VLOOKUP($B8699,$AR$36:$AZ$47,MATCH(AH$2,$AS$2:$BA$2,0)+1,FALSE)","v":0.37156152402359721},{"$f":"L8699*VLOOKUP($B8699,$AR$36:$AZ$47,MATCH(AI$2,$AS$2:$BA$2,0)+1,FALSE)","v":0},{"$f":"M8699*VLOOKUP($B8699,$AR$36:$AZ$47,MATCH(AJ$2,$AS$2:$BA$2,0)+1,FALSE)","v":7.4992403260254456E-2},{"$f":"N8699*VLOOKUP($B8699,$AR$36:$AZ$47,MATCH(AK$2,$AS$2:$BA$2,0)+1,FALSE)","v":6.621994863548579E-2},{"$f":"O8699*VLOOKUP($B8699,$AR$36:$AZ$47,MATCH(AL$2,$AS$2:$BA$2,0)+1,FALSE)","v":5.6643304940870422E-2},{"$f":"P8699*VLOOKUP($B8699,$AR$36:$AZ$47,MATCH(AM$2,$AS$2:$BA$2,0)+1,FALSE)","v":0},{"$f":"Q8699*VLOOKUP($B8699,$AR$36:$AZ$47,MATCH(AN$2,$AS$2:$BA$2,0)+1,FALSE)","v":1.3692763139031379E-3},{"$f":"R8699*VLOOKUP($B8699,$AR$36:$BA$47,MATCH(AO$2,$AS$2:$BA$2,0)+1,FALSE)","v":0},0.83740733726265937]
[2006,12,29,10,null,2013,12,29,10,0.2669636936785787,0.44788404179471858,0,9.6812366047965948E-2,8.6016500000000037E-2,5.8816E-2,0,1.9066423204688544E-3,0,0.95839924384173214,null,null,0.25274907243527028,8.4794250228165335E-2,0.39621607947670412,6.7797930426062844E-2,5.4218749176296682E-2,0,0,1.3936359668445897E-3,0,0.8571697177093438,null,{"$f":"J8700*VLOOKUP($B8700,$AR$36:$AZ$47,MATCH(AG$2,$AS$2:$BA$2,0)+1,FALSE)","v":0.25443258098809951},{"$f":"K8700*VLOOKUP($B8700,$AR$36:$AZ$47,MATCH(AH$2,$AS$2:$BA$2,0)+1,FALSE)","v":0.38734769039618516},{"$f":"L8700*VLOOKUP($B8700,$AR$36:$AZ$47,MATCH(AI$2,$AS$2:$BA$2,0)+1,FALSE)","v":0},{"$f":"M8700*VLOOKUP($B8700,$AR$36:$AZ$47,MATCH(AJ$2,$AS$2:$BA$2,0)+1,FALSE)","v":8.4151796592782421E-2},{"$f":"N8700*VLOOKUP($B8700,$AR$36:$AZ$47,MATCH(AK$2,$AS$2:$BA$2,0)+1,FALSE)","v":6.7064250329719521E-2},{"$f":"O8700*VLOOKUP($B8700,$AR$36:$AZ$47,MATCH(AL$2,$AS$2:$BA$2,0)+1,FALSE)","v":5.6687640350556991E-2},{"$f":"P8700*VLOOKUP($B8700,$AR$36:$AZ$47,MATCH(AM$2,$AS$2:$BA$2,0)+1,FALSE)","v":0},{"$f":"Q8700*VLOOKUP($B8700,$AR$36:$AZ$47,MATCH(AN$2,$AS$2:$BA$2,0)+1,FALSE)","v":1.3692763139031379E-3},{"$f":"R8700*VLOOKUP($B8700,$AR$36:$BA$47,MATCH(AO$2,$AS$2:$BA$2,0)+1,FALSE)","v":0},0.85105323497124663]
[2006,12,29,11,null,2013,12,29,11,0.27144692742699039,0.45415411528981542,0,0.10088319316413431,8.7173399999999998E-2,5.8608E-2,0,1.9066423204688544E-3,0,0.97417227820140895,null,null,0.25699359406219174,8.8359732069121052E-2,0.40176283646385463,6.870979530907842E-2,5.402700713622817E-2,0,0,1.3936359668445897E-3,0,0.87124660100731866,null,{"$f":"J8701*VLOOKUP($B8701,$AR$36:$AZ$47,MATCH(AG$2,$AS$2:$BA$2,0)+1,FALSE)","v":0.25870537448321318},{"$f":"K8701*VLOOKUP($B8701,$AR$36:$AZ$47,MATCH(AH$2,$AS$2:$BA$2,0)+1,FALSE)","v":0.39277029593758384},{"$f":"L8701*VLOOKUP($B8701,$AR$36:$AZ$47,MATCH(AI$2,$AS$2:$BA$2,0)+1,FALSE)","v":0},{"$f":"M8701*VLOOKUP($B8701,$AR$36:$AZ$47,MATCH(AJ$2,$AS$2:$BA$2,0)+1,FALSE)","v":8.7690264140145704E-2},{"$f":"N8701*VLOOKUP($B8701,$AR$36:$AZ$47,MATCH(AK$2,$AS$2:$BA$2,0)+1,FALSE)","v":6.7966247402449165E-2},{"$f":"O8701*VLOOKUP($B8701,$AR$36:$AZ$47,MATCH(AL$2,$AS$2:$BA$2,0)+1,FALSE)","v":5.6487167193713349E-2},{"$f":"P8701*VLOOKUP($B8701,$AR$36:$AZ$47,MATCH(AM$2,$AS$2:$BA$2,0)+1,FALSE)","v":0},{"$f":"Q8701*VLOOKUP($B8701,$AR$36:$AZ$47,MATCH(AN$2,$AS$2:$BA$2,0)+1,FALSE)","v":1.3692763139031379E-3},{"$f":"R8701*VLOOKUP($B8701,$AR$36:$BA$47,MATCH(AO$2,$AS$2:$BA$2,0)+1,FALSE)","v":0},0.86498862547100841]
[2006,12,29,12,null,2013,12,29,12,0.2847611722514567,0.45491172534522084,0,0.10203739149824566,8.8371200000000025E-2,5.9005000000000002E-2,0,1.9066423204688544E-3,0,0.99099313141539203,null,null,0.26959891497002864,8.9370650264293347E-2,0.40243304852303408,6.9653897441394191E-2,5.4392976318474319E-2,0,0,1.3936359668445897E-3,0,0.88684312348406913,null,{"$f":"J8702*VLOOKUP($B8702,$AR$36:$AZ$47,MATCH(AG$2,$AS$2:$BA$2,0)+1,FALSE)","v":0.27139465678942448},{"$f":"K8702*VLOOKUP($B8702,$AR$36:$AZ$47,MATCH(AH$2,$AS$2:$BA$2,0)+1,FALSE)","v":0.39342550683549016},{"$f":"L8702*VLOOKUP($B8702,$AR$36:$AZ$47,MATCH(AI$2,$AS$2:$BA$2,0)+1,FALSE)","v":0},{"$f":"M8702*VLOOKUP($B8702,$AR$36:$AZ$47,MATCH(AJ$2,$AS$2:$BA$2,0)+1,FALSE)","v":8.8693522994409676E-2},{"$f":"N8702*VLOOKUP($B8702,$AR$36:$AZ$47,MATCH(AK$2,$AS$2:$BA$2,0)+1,FALSE)","v":6.8900132866807046E-2},{"$f":"O8702*VLOOKUP($B8702,$AR$36:$AZ$47,MATCH(AL$2,$AS$2:$BA$2,0)+1,FALSE)","v":5.6869801055573578E-2},{"$f":"P8702*VLOOKUP($B8702,$AR$36:$AZ$47,MATCH(AM$2,$AS$2:$BA$2,0)+1,FALSE)","v":0},{"$f":"Q8702*VLOOKUP($B8702,$AR$36:$AZ$47,MATCH(AN$2,$AS$2:$BA$2,0)+1,FALSE)","v":1.3692763139031379E-3},{"$f":"R8702*VLOOKUP($B8702,$AR$36:$BA$47,MATCH(AO$2,$AS$2:$BA$2,0)+1,FALSE)","v":0},0.88065289685560821]
[2006,12,29,13,null,2013,12,29,13,0.26152829846185183,0.46120685798210448,0,0.11464231158541552,8.8228199999999993E-2,5.8941E-2,0,1.9066423204688544E-3,0,0.98645331034984074,null,null,0.24760308767450784,0.100410817875195,0.40800197382605946,6.9541185298364311E-2,5.4333978767684012E-2,0,0,1.3936359668445897E-3,0,0.88128467940865518,null,{"$f":"J8703*VLOOKUP($B8703,$AR$36:$AZ$47,MATCH(AG$2,$AS$2:$BA$2,0)+1,FALSE)","v":0.24925231990230848},{"$f":"K8703*VLOOKUP($B8703,$AR$36:$AZ$47,MATCH(AH$2,$AS$2:$BA$2,0)+1,FALSE)","v":0.39886978450580762},{"$f":"L8703*VLOOKUP($B8703,$AR$36:$AZ$47,MATCH(AI$2,$AS$2:$BA$2,0)+1,FALSE)","v":0},{"$f":"M8703*VLOOKUP($B8703,$AR$36:$AZ$47,MATCH(AJ$2,$AS$2:$BA$2,0)+1,FALSE)","v":9.9650043473603997E-2},{"$f":"N8703*VLOOKUP($B8703,$AR$36:$AZ$47,MATCH(AK$2,$AS$2:$BA$2,0)+1,FALSE)","v":6.8788640446199936E-2},{"$f":"O8703*VLOOKUP($B8703,$AR$36:$AZ$47,MATCH(AL$2,$AS$2:$BA$2,0)+1,FALSE)","v":5.6808117007313995E-2},{"$f":"P8703*VLOOKUP($B8703,$AR$36:$AZ$47,MATCH(AM$2,$AS$2:$BA$2,0)+1,FALSE)","v":0},{"$f":"Q8703*VLOOKUP($B8703,$AR$36:$AZ$47,MATCH(AN$2,$AS$2:$BA$2,0)+1,FALSE)","v":1.3692763139031379E-3},{"$f":"R8703*VLOOKUP($B8703,$AR$36:$BA$47,MATCH(AO$2,$AS$2:$BA$2,0)+1,FALSE)","v":0},0.87473818164913719]
[2006,12,29,14,null,2013,12,29,14,0.2470046101640484,0.46160117643034382,0,0.11711279576180465,8.8197299999999992E-2,5.8989E-2,0,1.9066423204688544E-3,0,0.97481152467666576,null,null,0.23385272074248423,0.10257462051724255,0.40835080364594023,6.9516830017108219E-2,5.4378226930776742E-2,0,0,1.3936359668445897E-3,0,0.87006683782039651,null,{"$f":"J8704*VLOOKUP($B8704,$AR$36:$AZ$47,MATCH(AG$2,$AS$2:$BA$2,0)+1,FALSE)","v":0.23541036466053733},{"$f":"K8704*VLOOKUP($B8704,$AR$36:$AZ$47,MATCH(AH$2,$AS$2:$BA$2,0)+1,FALSE)","v":0.39921080656945179},{"$f":"L8704*VLOOKUP($B8704,$AR$36:$AZ$47,MATCH(AI$2,$AS$2:$BA$2,0)+1,FALSE)","v":0},{"$f":"M8704*VLOOKUP($B8704,$AR$36:$AZ$47,MATCH(AJ$2,$AS$2:$BA$2,0)+1,FALSE)","v":0.10179745180978889},{"$f":"N8704*VLOOKUP($B8704,$AR$36:$AZ$47,MATCH(AK$2,$AS$2:$BA$2,0)+1,FALSE)","v":6.8764548727341473E-2},{"$f":"O8704*VLOOKUP($B8704,$AR$36:$AZ$47,MATCH(AL$2,$AS$2:$BA$2,0)+1,FALSE)","v":5.6854380043508679E-2},{"$f":"P8704*VLOOKUP($B8704,$AR$36:$AZ$47,MATCH(AM$2,$AS$2:$BA$2,0)+1,FALSE)","v":0},{"$f":"Q8704*VLOOKUP($B8704,$AR$36:$AZ$47,MATCH(AN$2,$AS$2:$BA$2,0)+1,FALSE)","v":1.3692763139031379E-3},{"$f":"R8704*VLOOKUP($B8704,$AR$36:$BA$47,MATCH(AO$2,$AS$2:$BA$2,0)+1,FALSE)","v":0},0.8634068281245314]
[2006,12,29,15,null,2013,12,29,15,0.26301457049847199,0.45023333355101658,0,0.10772359146821445,8.8361400000000048E-2,5.9466999999999999E-2,0,1.9066423204688544E-3,0,0.97070653783817196,null,null,0.24901022238060203,9.4350975431246029E-2,0.39829435662517632,6.9646173112711041E-2,5.4818864888241885E-2,0,0,1.3936359668445897E-3,0,0.86751422840482184,null,{"$f":"J8705*VLOOKUP($B8705,$AR$36:$AZ$47,MATCH(AG$2,$AS$2:$BA$2,0)+1,FALSE)","v":0.25066882723750816},{"$f":"K8705*VLOOKUP($B8705,$AR$36:$AZ$47,MATCH(AH$2,$AS$2:$BA$2,0)+1,FALSE)","v":0.38937945007269065},{"$f":"L8705*VLOOKUP($B8705,$AR$36:$AZ$47,MATCH(AI$2,$AS$2:$BA$2,0)+1,FALSE)","v":0},{"$f":"M8705*VLOOKUP($B8705,$AR$36:$AZ$47,MATCH(AJ$2,$AS$2:$BA$2,0)+1,FALSE)","v":9.3636114140478996E-2},{"$f":"N8705*VLOOKUP($B8705,$AR$36:$AZ$47,MATCH(AK$2,$AS$2:$BA$2,0)+1,FALSE)","v":6.8892492127492738E-2},{"$f":"O8705*VLOOKUP($B8705,$AR$36:$AZ$47,MATCH(AL$2,$AS$2:$BA$2,0)+1,FALSE)","v":5.7315082778947438E-2},{"$f":"P8705*VLOOKUP($B8705,$AR$36:$AZ$47,MATCH(AM$2,$AS$2:$BA$2,0)+1,FALSE)","v":0},{"$f":"Q8705*VLOOKUP($B8705,$AR$36:$AZ$47,MATCH(AN$2,$AS$2:$BA$2,0)+1,FALSE)","v":1.3692763139031379E-3},{"$f":"R8705*VLOOKUP($B8705,$AR$36:$BA$47,MATCH(AO$2,$AS$2:$BA$2,0)+1,FALSE)","v":0},0.86126124267102111]
[2006,12,29,16,null,2013,12,29,16,0.28457850168487792,0.44558654924073576,0,0.10725541361507773,8.8357699999999997E-2,5.9707999999999997E-2,0,1.9066423204688544E-3,0,0.98739280686116027,null,null,0.26942597079313391,9.3940916348396103E-2,0.39418362596771478,6.9643256784534702E-2,5.5041027540436653E-2,0,0,1.3936359668445897E-3,0,0.88362843340106068,null,{"$f":"J8706*VLOOKUP($B8706,$AR$36:$AZ$47,MATCH(AG$2,$AS$2:$BA$2,0)+1,FALSE)","v":0.27122056066764566},{"$f":"K8706*VLOOKUP($B8706,$AR$36:$AZ$47,MATCH(AH$2,$AS$2:$BA$2,0)+1,FALSE)","v":0.3853607287019894},{"$f":"L8706*VLOOKUP($B8706,$AR$36:$AZ$47,MATCH(AI$2,$AS$2:$BA$2,0)+1,FALSE)","v":0},{"$f":"M8706*VLOOKUP($B8706,$AR$36:$AZ$47,MATCH(AJ$2,$AS$2:$BA$2,0)+1,FALSE)","v":9.3229161918622488E-2},{"$f":"N8706*VLOOKUP($B8706,$AR$36:$AZ$47,MATCH(AK$2,$AS$2:$BA$2,0)+1,FALSE)","v":6.8889607358567903E-2},{"$f":"O8706*VLOOKUP($B8706,$AR$36:$AZ$47,MATCH(AL$2,$AS$2:$BA$2,0)+1,FALSE)","v":5.7547361773174932E-2},{"$f":"P8706*VLOOKUP($B8706,$AR$36:$AZ$47,MATCH(AM$2,$AS$2:$BA$2,0)+1,FALSE)","v":0},{"$f":"Q8706*VLOOKUP($B8706,$AR$36:$AZ$47,MATCH(AN$2,$AS$2:$BA$2,0)+1,FALSE)","v":1.3692763139031379E-3},{"$f":"R8706*VLOOKUP($B8706,$AR$36:$BA$47,MATCH(AO$2,$AS$2:$BA$2,0)+1,FALSE)","v":0},0.87761669673390352]
[2006,12,29,17,null,2013,12,29,17,0.32713158648979701,0.46106080308572001,3.0195308953405208E-3,0.12285569047398943,8.7825600000000031E-2,6.0233000000000002E-2,6.4519048296774591E-6,2.0365764637896959E-3,0,1.0641692393134665,null,null,{"$f":"$J8707*$AS$6","v":0.30971329438198081},{"$f":"$M8707*$AV$6","v":0.10760460244142914},{"$f":"$K8707*$AT$6","v":0.40787276784184545},{"$f":"$N8707*$AW$6","v":6.9223857264911079E-2},{"$f":"$O8707*$AX$6","v":5.5524991824263431E-2},{"$f":"$L8707*$AU$6","v":1.6887129646946033E-3},{"$f":"$P8707*$AY$6","v":3.2290414208847126E-6},{"$f":"$Q8707*$AZ$6","v":1.4886096771777031E-3},0,{"$f":"SUM(V8707:AD8707)","v":0.9531200654377231},null,{"$f":"J8707*VLOOKUP($B8707,$AR$36:$AZ$47,MATCH(AG$2,$AS$2:$BA$2,0)+1,FALSE)","v":0.3117762296679274},{"$f":"K8707*VLOOKUP($B8707,$AR$36:$AZ$47,MATCH(AH$2,$AS$2:$BA$2,0)+1,FALSE)","v":0.39874347050149778},{"$f":"L8707*VLOOKUP($B8707,$AR$36:$AZ$47,MATCH(AI$2,$AS$2:$BA$2,0)+1,FALSE)","v":2.1627382146439181E-3},{"$f":"M8707*VLOOKUP($B8707,$AR$36:$AZ$47,MATCH(AJ$2,$AS$2:$BA$2,0)+1,FALSE)","v":0.10678932348281565},{"$f":"N8707*VLOOKUP($B8707,$AR$36:$AZ$47,MATCH(AK$2,$AS$2:$BA$2,0)+1,FALSE)","v":6.8474746400490769E-2},{"$f":"O8707*VLOOKUP($B8707,$AR$36:$AZ$47,MATCH(AL$2,$AS$2:$BA$2,0)+1,FALSE)","v":5.8053363731554328E-2},{"$f":"P8707*VLOOKUP($B8707,$AR$36:$AZ$47,MATCH(AM$2,$AS$2:$BA$2,0)+1,FALSE)","v":3.2290414208847126E-6},{"$f":"Q8707*VLOOKUP($B8707,$AR$36:$AZ$47,MATCH(AN$2,$AS$2:$BA$2,0)+1,FALSE)","v":1.4625899589987598E-3},{"$f":"R8707*VLOOKUP($B8707,$AR$36:$BA$47,MATCH(AO$2,$AS$2:$BA$2,0)+1,FALSE)","v":0},0.94746569099934963]
[2006,12,29,18,null,2013,12,29,18,0.39328291215607919,0.46074686802421211,7.8770371182796187E-3,0.1269104205334137,8.7455000000000019E-2,5.9903999999999999E-2,1.683105607741946E-5,2.2456009552188762E-3,0,1.1384386698432811,null,null,0.37234235817762423,0.11115598548578258,0.40759504837056781,6.8931751529198754E-2,5.5221707539731983E-2,4.4053381687685304E-3,8.4235863153514252E-6,1.6413934720614079E-3,{"$f":"$R8708*$BA$6","v":0},1.0213020063300506,null,{"$f":"J8708*VLOOKUP($B8708,$AR$36:$AZ$47,MATCH(AG$2,$AS$2:$BA$2,0)+1,FALSE)","v":0.37482245251994145},{"$f":"K8708*VLOOKUP($B8708,$AR$36:$AZ$47,MATCH(AH$2,$AS$2:$BA$2,0)+1,FALSE)","v":0.39847196714423994},{"$f":"L8708*VLOOKUP($B8708,$AR$36:$AZ$47,MATCH(AI$2,$AS$2:$BA$2,0)+1,FALSE)","v":5.64192577733196E-3},{"$f":"M8708*VLOOKUP($B8708,$AR$36:$AZ$47,MATCH(AJ$2,$AS$2:$BA$2,0)+1,FALSE)","v":0.11031379905477158},{"$f":"N8708*VLOOKUP($B8708,$AR$36:$AZ$47,MATCH(AK$2,$AS$2:$BA$2,0)+1,FALSE)","v":6.8185801707644683E-2},{"$f":"O8708*VLOOKUP($B8708,$AR$36:$AZ$47,MATCH(AL$2,$AS$2:$BA$2,0)+1,FALSE)","v":5.7736269170969905E-2},{"$f":"P8708*VLOOKUP($B8708,$AR$36:$AZ$47,MATCH(AM$2,$AS$2:$BA$2,0)+1,FALSE)","v":8.4235863153514252E-6},{"$f":"Q8708*VLOOKUP($B8708,$AR$36:$AZ$47,MATCH(AN$2,$AS$2:$BA$2,0)+1,FALSE)","v":1.6127032141525868E-3},{"$f":"R8708*VLOOKUP($B8708,$AR$36:$BA$47,MATCH(AO$2,$AS$2:$BA$2,0)+1,FALSE)","v":0},{"$f":"SUM(AG8708:AO8708)","v":1.0167933421753674}]
[2006,12,29,19,null,2013,12,29,19,0.41129670912641475,0.43542799541956201,7.8770371182796187E-3,0.11715330105571528,8.6547499999999972E-2,5.9191000000000001E-2,1.683105607741946E-5,2.2456009552188762E-3,0,1.119755974731268,null,null,0.38939700112383441,0.10261009755563785,0.38519696425936273,6.8216462929201596E-2,5.4564437950458664E-2,4.4053381687685304E-3,8.4235863153514252E-6,1.6413934720614079E-3,0,1.0060401190456403,null,{"$f":"J8709*VLOOKUP($B8709,$AR$36:$AZ$47,MATCH(AG$2,$AS$2:$BA$2,0)+1,FALSE)","v":0.39199069286529836},{"$f":"K8709*VLOOKUP($B8709,$AR$36:$AZ$47,MATCH(AH$2,$AS$2:$BA$2,0)+1,FALSE)","v":0.37657521282464429},{"$f":"L8709*VLOOKUP($B8709,$AR$36:$AZ$47,MATCH(AI$2,$AS$2:$BA$2,0)+1,FALSE)","v":5.64192577733196E-3},{"$f":"M8709*VLOOKUP($B8709,$AR$36:$AZ$47,MATCH(AJ$2,$AS$2:$BA$2,0)+1,FALSE)","v":0.1018326600522195},{"$f":"N8709*VLOOKUP($B8709,$AR$36:$AZ$47,MATCH(AK$2,$AS$2:$BA$2,0)+1,FALSE)","v":6.7478253653791953E-2},{"$f":"O8709*VLOOKUP($B8709,$AR$36:$AZ$47,MATCH(AL$2,$AS$2:$BA$2,0)+1,FALSE)","v":5.704907032082799E-2},{"$f":"P8709*VLOOKUP($B8709,$AR$36:$AZ$47,MATCH(AM$2,$AS$2:$BA$2,0)+1,FALSE)","v":8.4235863153514252E-6},{"$f":"Q8709*VLOOKUP($B8709,$AR$36:$AZ$47,MATCH(AN$2,$AS$2:$BA$2,0)+1,FALSE)","v":1.6127032141525868E-3},{"$f":"R8709*VLOOKUP($B8709,$AR$36:$BA$47,MATCH(AO$2,$AS$2:$BA$2,0)+1,FALSE)","v":0},1.002188942294582]
[2006,12,29,20,null,2013,12,29,20,0.41133345477696431,0.41552853175516236,7.8770371182796187E-3,0.10638917650734192,8.6592799999999984E-2,5.8534999999999997E-2,1.683105607741946E-5,2.2456009552188762E-3,0,1.0885184321690446,null,null,0.3894317902330367,9.3182212382480423E-2,0.36759310535605466,6.8252168244441136E-2,5.3959713054857965E-2,4.4053381687685304E-3,8.4235863153514252E-6,1.6413934720614079E-3,0,0.97847414449801617,null,{"$f":"J8710*VLOOKUP($B8710,$AR$36:$AZ$47,MATCH(AG$2,$AS$2:$BA$2,0)+1,FALSE)","v":0.39202571369745942},{"$f":"K8710*VLOOKUP($B8710,$AR$36:$AZ$47,MATCH(AH$2,$AS$2:$BA$2,0)+1,FALSE)","v":0.35936537596677992},{"$f":"L8710*VLOOKUP($B8710,$AR$36:$AZ$47,MATCH(AI$2,$AS$2:$BA$2,0)+1,FALSE)","v":5.64192577733196E-3},{"$f":"M8710*VLOOKUP($B8710,$AR$36:$AZ$47,MATCH(AJ$2,$AS$2:$BA$2,0)+1,FALSE)","v":9.2476206362767266E-2},{"$f":"N8710*VLOOKUP($B8710,$AR$36:$AZ$47,MATCH(AK$2,$AS$2:$BA$2,0)+1,FALSE)","v":6.7513572581438822E-2},{"$f":"O8710*VLOOKUP($B8710,$AR$36:$AZ$47,MATCH(AL$2,$AS$2:$BA$2,0)+1,FALSE)","v":5.6416808826167258E-2},{"$f":"P8710*VLOOKUP($B8710,$AR$36:$AZ$47,MATCH(AM$2,$AS$2:$BA$2,0)+1,FALSE)","v":8.4235863153514252E-6},{"$f":"Q8710*VLOOKUP($B8710,$AR$36:$AZ$47,MATCH(AN$2,$AS$2:$BA$2,0)+1,FALSE)","v":1.6127032141525868E-3},{"$f":"R8710*VLOOKUP($B8710,$AR$36:$BA$47,MATCH(AO$2,$AS$2:$BA$2,0)+1,FALSE)","v":0},0.97506073001241267]
[2006,12,29,21,null,2013,12,29,21,0.38875589346390205,0.40582348090844267,7.8770371182796187E-3,0.1081507028834654,8.6467400000000014E-2,5.8117000000000002E-2,1.683105607741946E-5,2.2456009552188762E-3,0,1.0574539463853863,null,null,0.36805638295912685,9.472506599114569E-2,0.35900763045902367,6.8153328365168825E-2,5.3574385301258742E-2,4.4053381687685304E-3,8.4235863153514252E-6,1.6413934720614079E-3,0,0.94957194830286906,null,{"$f":"J8711*VLOOKUP($B8711,$AR$36:$AZ$47,MATCH(AG$2,$AS$2:$BA$2,0)+1,FALSE)","v":0.37050792931957405},{"$f":"K8711*VLOOKUP($B8711,$AR$36:$AZ$47,MATCH(AH$2,$AS$2:$BA$2,0)+1,FALSE)","v":0.3509720672532326},{"$f":"L8711*VLOOKUP($B8711,$AR$36:$AZ$47,MATCH(AI$2,$AS$2:$BA$2,0)+1,FALSE)","v":5.64192577733196E-3},{"$f":"M8711*VLOOKUP($B8711,$AR$36:$AZ$47,MATCH(AJ$2,$AS$2:$BA$2,0)+1,FALSE)","v":9.4007370359140627E-2},{"$f":"N8711*VLOOKUP($B8711,$AR$36:$AZ$47,MATCH(AK$2,$AS$2:$BA$2,0)+1,FALSE)","v":6.7415802304906472E-2},{"$f":"O8711*VLOOKUP($B8711,$AR$36:$AZ$47,MATCH(AL$2,$AS$2:$BA$2,0)+1,FALSE)","v":5.601393488597186E-2},{"$f":"P8711*VLOOKUP($B8711,$AR$36:$AZ$47,MATCH(AM$2,$AS$2:$BA$2,0)+1,FALSE)","v":8.4235863153514252E-6},{"$f":"Q8711*VLOOKUP($B8711,$AR$36:$AZ$47,MATCH(AN$2,$AS$2:$BA$2,0)+1,FALSE)","v":1.6127032141525868E-3},{"$f":"R8711*VLOOKUP($B8711,$AR$36:$BA$47,MATCH(AO$2,$AS$2:$BA$2,0)+1,FALSE)","v":0},0.94618015670062561]
[2006,12,29,22,null,2013,12,29,22,0.36458536222243276,0.39315129287014827,7.8770371182796187E-3,0.11689814203003128,8.6062300000000036E-2,5.7929000000000001E-2,1.683105607741946E-5,2.2456009552188762E-3,0,1.0287655662521884,null,null,0.34517282427228779,0.10238661351991968,0.34779730770940032,6.783402983970456E-2,5.3401079995812201E-2,4.4053381687685304E-3,8.4235863153514252E-6,1.6413934720614079E-3,0,0.92264701056426979,null,{"$f":"J8712*VLOOKUP($B8712,$AR$36:$AZ$47,MATCH(AG$2,$AS$2:$BA$2,0)+1,FALSE)","v":0.3474719480485598},{"$f":"K8712*VLOOKUP($B8712,$AR$36:$AZ$47,MATCH(AH$2,$AS$2:$BA$2,0)+1,FALSE)","v":0.34001266189190188},{"$f":"L8712*VLOOKUP($B8712,$AR$36:$AZ$47,MATCH(AI$2,$AS$2:$BA$2,0)+1,FALSE)","v":5.64192577733196E-3},{"$f":"M8712*VLOOKUP($B8712,$AR$36:$AZ$47,MATCH(AJ$2,$AS$2:$BA$2,0)+1,FALSE)","v":0.10161086926965011},{"$f":"N8712*VLOOKUP($B8712,$AR$36:$AZ$47,MATCH(AK$2,$AS$2:$BA$2,0)+1,FALSE)","v":6.7099959091004871E-2},{"$f":"O8712*VLOOKUP($B8712,$AR$36:$AZ$47,MATCH(AL$2,$AS$2:$BA$2,0)+1,FALSE)","v":5.5832737994209333E-2},{"$f":"P8712*VLOOKUP($B8712,$AR$36:$AZ$47,MATCH(AM$2,$AS$2:$BA$2,0)+1,FALSE)","v":8.4235863153514252E-6},{"$f":"Q8712*VLOOKUP($B8712,$AR$36:$AZ$47,MATCH(AN$2,$AS$2:$BA$2,0)+1,FALSE)","v":1.6127032141525868E-3},{"$f":"R8712*VLOOKUP($B8712,$AR$36:$BA$47,MATCH(AO$2,$AS$2:$BA$2,0)+1,FALSE)","v":0},0.91929122887312587]
[2006,12,29,23,null,2013,12,29,23,0.31791355228102536,0.36854289989100331,7.8770371182796187E-3,0.10685805278791689,8.5020999999999985E-2,5.7373E-2,1.683105607741946E-5,2.2456009552188762E-3,0,0.94584797408952148,null,null,0.30098607921710246,9.359288319122222E-2,0.32602774220010322,6.7013280507278075E-2,5.2888538773321364E-2,4.4053381687685304E-3,8.4235863153514252E-6,1.6413934720614079E-3,0,0.84656367911617258,null,{"$f":"J8713*VLOOKUP($B8713,$AR$36:$AZ$47,MATCH(AG$2,$AS$2:$BA$2,0)+1,FALSE)","v":0.30299088435352606},{"$f":"K8713*VLOOKUP($B8713,$AR$36:$AZ$47,MATCH(AH$2,$AS$2:$BA$2,0)+1,FALSE)","v":0.31873035822544893},{"$f":"L8713*VLOOKUP($B8713,$AR$36:$AZ$47,MATCH(AI$2,$AS$2:$BA$2,0)+1,FALSE)","v":5.64192577733196E-3},{"$f":"M8713*VLOOKUP($B8713,$AR$36:$AZ$47,MATCH(AJ$2,$AS$2:$BA$2,0)+1,FALSE)","v":9.2883765675702321E-2},{"$f":"N8713*VLOOKUP($B8713,$AR$36:$AZ$47,MATCH(AK$2,$AS$2:$BA$2,0)+1,FALSE)","v":6.6288091555493187E-2},{"$f":"O8713*VLOOKUP($B8713,$AR$36:$AZ$47,MATCH(AL$2,$AS$2:$BA$2,0)+1,FALSE)","v":5.52968578249542E-2},{"$f":"P8713*VLOOKUP($B8713,$AR$36:$AZ$47,MATCH(AM$2,$AS$2:$BA$2,0)+1,FALSE)","v":8.4235863153514252E-6},{"$f":"Q8713*VLOOKUP($B8713,$AR$36:$AZ$47,MATCH(AN$2,$AS$2:$BA$2,0)+1,FALSE)","v":1.6127032141525868E-3},{"$f":"R8713*VLOOKUP($B8713,$AR$36:$BA$47,MATCH(AO$2,$AS$2:$BA$2,0)+1,FALSE)","v":0},0.84345301021292463]
[2006,12,29,24,null,2013,12,29,24,0.22211566324995954,0.36975624805033674,7.8770371182796187E-3,0.13302816561986983,8.484369999999998E-2,5.7258999999999997E-2,1.683105607741946E-5,2.2456009552188762E-3,0,0.87714224604974189,null,null,0.21028899880057658,0.11651428452204489,0.32710111835524591,6.6873533213857153E-2,5.2783449385976122E-2,4.4053381687685304E-3,8.4235863153514252E-6,1.6413934720614079E-3,0,0.779616539504846,null,{"$f":"J8714*VLOOKUP($B8714,$AR$36:$AZ$47,MATCH(AG$2,$AS$2:$BA$2,0)+1,FALSE)","v":0.21168968970968896},{"$f":"K8714*VLOOKUP($B8714,$AR$36:$AZ$47,MATCH(AH$2,$AS$2:$BA$2,0)+1,FALSE)","v":0.31977970931480898},{"$f":"L8714*VLOOKUP($B8714,$AR$36:$AZ$47,MATCH(AI$2,$AS$2:$BA$2,0)+1,FALSE)","v":5.64192577733196E-3},{"$f":"M8714*VLOOKUP($B8714,$AR$36:$AZ$47,MATCH(AJ$2,$AS$2:$BA$2,0)+1,FALSE)","v":0.11563150030656086},{"$f":"N8714*VLOOKUP($B8714,$AR$36:$AZ$47,MATCH(AK$2,$AS$2:$BA$2,0)+1,FALSE)","v":6.6149856547285932E-2},{"$f":"O8714*VLOOKUP($B8714,$AR$36:$AZ$47,MATCH(AL$2,$AS$2:$BA$2,0)+1,FALSE)","v":5.5186983113991818E-2},{"$f":"P8714*VLOOKUP($B8714,$AR$36:$AZ$47,MATCH(AM$2,$AS$2:$BA$2,0)+1,FALSE)","v":8.4235863153514252E-6},{"$f":"Q8714*VLOOKUP($B8714,$AR$36:$AZ$47,MATCH(AN$2,$AS$2:$BA$2,0)+1,FALSE)","v":1.6127032141525868E-3},{"$f":"R8714*VLOOKUP($B8714,$AR$36:$BA$47,MATCH(AO$2,$AS$2:$BA$2,0)+1,FALSE)","v":0},0.77570079157013649]
[2006,12,30,1,null,2013,12,30,1,0.22497303986819134,0.33324901681505226,7.8770371182796187E-3,0.10116835160125584,8.5181999999999994E-2,5.7222000000000002E-2,1.683105607741946E-5,2.2456009552188762E-3,0,0.8119338774140753,null,null,0.21299423290902367,8.8609491442422347E-2,0.29480536614529418,6.7140180192787224E-2,5.2749341426925472E-2,4.4053381687685304E-3,8.4235863153514252E-6,1.6413934720614079E-3,0,0.72235376734359813,null,{"$f":"J8715*VLOOKUP($B8715,$AR$36:$AZ$47,MATCH(AG$2,$AS$2:$BA$2,0)+1,FALSE)","v":0.21441294281506093},{"$f":"K8715*VLOOKUP($B8715,$AR$36:$AZ$47,MATCH(AH$2,$AS$2:$BA$2,0)+1,FALSE)","v":0.28820682351811377},{"$f":"L8715*VLOOKUP($B8715,$AR$36:$AZ$47,MATCH(AI$2,$AS$2:$BA$2,0)+1,FALSE)","v":5.64192577733196E-3},{"$f":"M8715*VLOOKUP($B8715,$AR$36:$AZ$47,MATCH(AJ$2,$AS$2:$BA$2,0)+1,FALSE)","v":8.7938131182104765E-2},{"$f":"N8715*VLOOKUP($B8715,$AR$36:$AZ$47,MATCH(AK$2,$AS$2:$BA$2,0)+1,FALSE)","v":6.6413617987085796E-2},{"$f":"O8715*VLOOKUP($B8715,$AR$36:$AZ$47,MATCH(AL$2,$AS$2:$BA$2,0)+1,FALSE)","v":5.5151322023591749E-2},{"$f":"P8715*VLOOKUP($B8715,$AR$36:$AZ$47,MATCH(AM$2,$AS$2:$BA$2,0)+1,FALSE)","v":8.4235863153514252E-6},{"$f":"Q8715*VLOOKUP($B8715,$AR$36:$AZ$47,MATCH(AN$2,$AS$2:$BA$2,0)+1,FALSE)","v":1.6127032141525868E-3},{"$f":"R8715*VLOOKUP($B8715,$AR$36:$BA$47,MATCH(AO$2,$AS$2:$BA$2,0)+1,FALSE)","v":0},0.71938589010375698]
[2006,12,30,2,null,2013,12,30,2,0.20679752453257699,0.32336194924335832,7.8770371182796187E-3,9.640395407164784E-2,8.5805099999999981E-2,5.6994000000000003E-2,1.683105607741946E-5,2.2456009552188762E-3,0,0.77950199697715894,null,null,0.19578648237632204,8.4436537791936481E-2,0.28605887199676339,6.7631305621611668E-2,5.2539162652234989E-2,4.4053381687685304E-3,8.4235863153514252E-6,1.6413934720614079E-3,0,0.69250751566601387,null,{"$f":"J8716*VLOOKUP($B8716,$AR$36:$AZ$47,MATCH(AG$2,$AS$2:$BA$2,0)+1,FALSE)","v":0.19709057506569602},{"$f":"K8716*VLOOKUP($B8716,$AR$36:$AZ$47,MATCH(AH$2,$AS$2:$BA$2,0)+1,FALSE)","v":0.27965609960006454},{"$f":"L8716*VLOOKUP($B8716,$AR$36:$AZ$47,MATCH(AI$2,$AS$2:$BA$2,0)+1,FALSE)","v":5.64192577733196E-3},{"$f":"M8716*VLOOKUP($B8716,$AR$36:$AZ$47,MATCH(AJ$2,$AS$2:$BA$2,0)+1,FALSE)","v":8.3796794407006381E-2},{"$f":"N8716*VLOOKUP($B8716,$AR$36:$AZ$47,MATCH(AK$2,$AS$2:$BA$2,0)+1,FALSE)","v":6.689942866736745E-2},{"$f":"O8716*VLOOKUP($B8716,$AR$36:$AZ$47,MATCH(AL$2,$AS$2:$BA$2,0)+1,FALSE)","v":5.4931572601666985E-2},{"$f":"P8716*VLOOKUP($B8716,$AR$36:$AZ$47,MATCH(AM$2,$AS$2:$BA$2,0)+1,FALSE)","v":8.4235863153514252E-6},{"$f":"Q8716*VLOOKUP($B8716,$AR$36:$AZ$47,MATCH(AN$2,$AS$2:$BA$2,0)+1,FALSE)","v":1.6127032141525868E-3},{"$f":"R8716*VLOOKUP($B8716,$AR$36:$BA$47,MATCH(AO$2,$AS$2:$BA$2,0)+1,FALSE)","v":0},0.68963752291960145]
[2006,12,30,3,null,2013,12,30,3,0.19917760282301364,0.31766451074707802,7.8770371182796187E-3,9.28148200259621E-2,8.6752800000000005E-2,5.7428E-2,1.683105607741946E-5,2.2456009552188762E-3,0,0.76397720272562963,null,null,0.18857228737630713,8.1292952496009319E-2,0.28101869075920438,6.8378279733145877E-2,5.2939239793531788E-2,4.4053381687685304E-3,8.4235863153514252E-6,1.6413934720614079E-3,0,0.67825660538534382,null,{"$f":"J8717*VLOOKUP($B8717,$AR$36:$AZ$47,MATCH(AG$2,$AS$2:$BA$2,0)+1,FALSE)","v":0.18982832782609313},{"$f":"K8717*VLOOKUP($B8717,$AR$36:$AZ$47,MATCH(AH$2,$AS$2:$BA$2,0)+1,FALSE)","v":0.27472873127083081},{"$f":"L8717*VLOOKUP($B8717,$AR$36:$AZ$47,MATCH(AI$2,$AS$2:$BA$2,0)+1,FALSE)","v":5.64192577733196E-3},{"$f":"M8717*VLOOKUP($B8717,$AR$36:$AZ$47,MATCH(AJ$2,$AS$2:$BA$2,0)+1,FALSE)","v":8.0677026855750233E-2},{"$f":"N8717*VLOOKUP($B8717,$AR$36:$AZ$47,MATCH(AK$2,$AS$2:$BA$2,0)+1,FALSE)","v":6.7638319345754469E-2},{"$f":"O8717*VLOOKUP($B8717,$AR$36:$AZ$47,MATCH(AL$2,$AS$2:$BA$2,0)+1,FALSE)","v":5.5349867553927283E-2},{"$f":"P8717*VLOOKUP($B8717,$AR$36:$AZ$47,MATCH(AM$2,$AS$2:$BA$2,0)+1,FALSE)","v":8.4235863153514252E-6},{"$f":"Q8717*VLOOKUP($B8717,$AR$36:$AZ$47,MATCH(AN$2,$AS$2:$BA$2,0)+1,FALSE)","v":1.6127032141525868E-3},{"$f":"R8717*VLOOKUP($B8717,$AR$36:$BA$47,MATCH(AO$2,$AS$2:$BA$2,0)+1,FALSE)","v":0},0.67548532543015583]
[2006,12,30,4,null,2013,12,30,4,0.1939406227372546,0.31759206220319269,7.8770371182796187E-3,9.4072292216349968E-2,8.8869200000000037E-2,5.7607999999999999E-2,1.683105607741946E-5,2.2456009552188762E-3,0,0.76222164628637323,null,null,0.1836141530292778,8.2394324313674425E-2,0.28095459988892685,7.0046419449987657E-2,5.3105170405129541E-2,4.4053381687685304E-3,8.4235863153514252E-6,1.6413934720614079E-3,0,0.67616982231414158,null,{"$f":"J8718*VLOOKUP($B8718,$AR$36:$AZ$47,MATCH(AG$2,$AS$2:$BA$2,0)+1,FALSE)","v":0.18483716838623604},{"$f":"K8718*VLOOKUP($B8718,$AR$36:$AZ$47,MATCH(AH$2,$AS$2:$BA$2,0)+1,FALSE)","v":0.27466607492783163},{"$f":"L8718*VLOOKUP($B8718,$AR$36:$AZ$47,MATCH(AI$2,$AS$2:$BA$2,0)+1,FALSE)","v":5.64192577733196E-3},{"$f":"M8718*VLOOKUP($B8718,$AR$36:$AZ$47,MATCH(AJ$2,$AS$2:$BA$2,0)+1,FALSE)","v":8.1770053999970338E-2},{"$f":"N8718*VLOOKUP($B8718,$AR$36:$AZ$47,MATCH(AK$2,$AS$2:$BA$2,0)+1,FALSE)","v":6.9288407170739447E-2},{"$f":"O8718*VLOOKUP($B8718,$AR$36:$AZ$47,MATCH(AL$2,$AS$2:$BA$2,0)+1,FALSE)","v":5.5523353939657356E-2},{"$f":"P8718*VLOOKUP($B8718,$AR$36:$AZ$47,MATCH(AM$2,$AS$2:$BA$2,0)+1,FALSE)","v":8.4235863153514252E-6},{"$f":"Q8718*VLOOKUP($B8718,$AR$36:$AZ$47,MATCH(AN$2,$AS$2:$BA$2,0)+1,FALSE)","v":1.6127032141525868E-3},{"$f":"R8718*VLOOKUP($B8718,$AR$36:$BA$47,MATCH(AO$2,$AS$2:$BA$2,0)+1,FALSE)","v":0},0.67334811100223479]
[2006,12,30,5,null,2013,12,30,5,0.19663467687086006,0.31643230510784004,7.8770371182796187E-3,9.0713621211789552E-2,9.1990499999999975E-2,5.7646000000000003E-2,1.683105607741946E-5,2.2456009552188762E-3,0,0.76355657232006546,null,null,0.18616476084405806,7.9452592784732379E-2,0.2799286325255339,7.250661813557549E-2,5.3140200200911293E-2,4.4053381687685304E-3,8.4235863153514252E-6,1.6413934720614079E-3,0,0.67724795971795637,null,{"$f":"J8719*VLOOKUP($B8719,$AR$36:$AZ$47,MATCH(AG$2,$AS$2:$BA$2,0)+1,FALSE)","v":0.1874047652646347},{"$f":"K8719*VLOOKUP($B8719,$AR$36:$AZ$47,MATCH(AH$2,$AS$2:$BA$2,0)+1,FALSE)","v":0.27366307149304675},{"$f":"L8719*VLOOKUP($B8719,$AR$36:$AZ$47,MATCH(AI$2,$AS$2:$BA$2,0)+1,FALSE)","v":5.64192577733196E-3},{"$f":"M8719*VLOOKUP($B8719,$AR$36:$AZ$47,MATCH(AJ$2,$AS$2:$BA$2,0)+1,FALSE)","v":7.8850610846832134E-2},{"$f":"N8719*VLOOKUP($B8719,$AR$36:$AZ$47,MATCH(AK$2,$AS$2:$BA$2,0)+1,FALSE)","v":7.1721982642354187E-2},{"$f":"O8719*VLOOKUP($B8719,$AR$36:$AZ$47,MATCH(AL$2,$AS$2:$BA$2,0)+1,FALSE)","v":5.5559978843311493E-2},{"$f":"P8719*VLOOKUP($B8719,$AR$36:$AZ$47,MATCH(AM$2,$AS$2:$BA$2,0)+1,FALSE)","v":8.4235863153514252E-6},{"$f":"Q8719*VLOOKUP($B8719,$AR$36:$AZ$47,MATCH(AN$2,$AS$2:$BA$2,0)+1,FALSE)","v":1.6127032141525868E-3},{"$f":"R8719*VLOOKUP($B8719,$AR$36:$BA$47,MATCH(AO$2,$AS$2:$BA$2,0)+1,FALSE)","v":0},0.67446346166797932]
[2006,12,30,6,null,2013,12,30,6,0.20155593544353015,0.32476069311167532,7.8770371182796187E-3,9.1047092619637809E-2,9.5109000000000013E-2,5.9901999999999997E-2,1.683105607741946E-5,2.2456009552188762E-3,0,0.78251419030441915,null,null,0.19082398443479118,7.974466764206016E-2,0.28729625658737279,7.4964609870111068E-2,5.5219863866269786E-2,4.4053381687685304E-3,8.4235863153514252E-6,1.6413934720614079E-3,0,0.69410453762775026,null,{"$f":"J8720*VLOOKUP($B8720,$AR$36:$AZ$47,MATCH(AG$2,$AS$2:$BA$2,0)+1,FALSE)","v":0.19209502296634978},{"$f":"K8720*VLOOKUP($B8720,$AR$36:$AZ$47,MATCH(AH$2,$AS$2:$BA$2,0)+1,FALSE)","v":0.28086578817185953},{"$f":"L8720*VLOOKUP($B8720,$AR$36:$AZ$47,MATCH(AI$2,$AS$2:$BA$2,0)+1,FALSE)","v":5.64192577733196E-3},{"$f":"M8720*VLOOKUP($B8720,$AR$36:$AZ$47,MATCH(AJ$2,$AS$2:$BA$2,0)+1,FALSE)","v":7.9140472764563305E-2},{"$f":"N8720*VLOOKUP($B8720,$AR$36:$AZ$47,MATCH(AK$2,$AS$2:$BA$2,0)+1,FALSE)","v":7.4153375045593481E-2},{"$f":"O8720*VLOOKUP($B8720,$AR$36:$AZ$47,MATCH(AL$2,$AS$2:$BA$2,0)+1,FALSE)","v":5.7734341544461797E-2},{"$f":"P8720*VLOOKUP($B8720,$AR$36:$AZ$47,MATCH(AM$2,$AS$2:$BA$2,0)+1,FALSE)","v":8.4235863153514252E-6},{"$f":"Q8720*VLOOKUP($B8720,$AR$36:$AZ$47,MATCH(AN$2,$AS$2:$BA$2,0)+1,FALSE)","v":1.6127032141525868E-3},{"$f":"R8720*VLOOKUP($B8720,$AR$36:$BA$47,MATCH(AO$2,$AS$2:$BA$2,0)+1,FALSE)","v":0},0.69125205307062787]
[2006,12,30,7,null,2013,12,30,7,0.2310271310435453,0.33248081304924249,7.8770371182796187E-3,8.2313667024002071E-2,0.10449249999999999,6.4486000000000002E-2,1.683105607741946E-5,2.2456009552188762E-3,0,0.82493958024636582,null,null,0.21872597083909431,7.2095394046799655E-2,0.29412578246754417,8.2360654584241008E-2,5.9445563441625882E-2,4.4053381687685304E-3,8.4235863153514252E-6,1.6413934720614079E-3,0,0.7328085206064503,null,{"$f":"J8721*VLOOKUP($B8721,$AR$36:$AZ$47,MATCH(AG$2,$AS$2:$BA$2,0)+1,FALSE)","v":0.22018285864914869},{"$f":"K8721*VLOOKUP($B8721,$AR$36:$AZ$47,MATCH(AH$2,$AS$2:$BA$2,0)+1,FALSE)","v":0.28754245076384527},{"$f":"L8721*VLOOKUP($B8721,$AR$36:$AZ$47,MATCH(AI$2,$AS$2:$BA$2,0)+1,FALSE)","v":5.64192577733196E-3},{"$f":"M8721*VLOOKUP($B8721,$AR$36:$AZ$47,MATCH(AJ$2,$AS$2:$BA$2,0)+1,FALSE)","v":7.1549154792662759E-2},{"$f":"N8721*VLOOKUP($B8721,$AR$36:$AZ$47,MATCH(AK$2,$AS$2:$BA$2,0)+1,FALSE)","v":8.1469382939066498E-2},{"$f":"O8721*VLOOKUP($B8721,$AR$36:$AZ$47,MATCH(AL$2,$AS$2:$BA$2,0)+1,FALSE)","v":6.2152461501054447E-2},{"$f":"P8721*VLOOKUP($B8721,$AR$36:$AZ$47,MATCH(AM$2,$AS$2:$BA$2,0)+1,FALSE)","v":8.4235863153514252E-6},{"$f":"Q8721*VLOOKUP($B8721,$AR$36:$AZ$47,MATCH(AN$2,$AS$2:$BA$2,0)+1,FALSE)","v":1.6127032141525868E-3},{"$f":"R8721*VLOOKUP($B8721,$AR$36:$BA$47,MATCH(AO$2,$AS$2:$BA$2,0)+1,FALSE)","v":0},0.73015936122357761]
[2006,12,30,8,null,2013,12,30,8,0.25356565939595871,0.34745687843395301,4.9887901749104254E-3,8.2711322099425402E-2,0.11043910000000003,6.7937999999999998E-2,1.0659668849032324E-5,2.1213161224772018E-3,0,0.86923172589557374,null,null,0.24006442348272294,7.244368492477736E-2,0.30737420696809031,8.7047745701313059E-2,6.2627743837378333E-2,2.7900475068867356E-3,5.3349379997225689E-6,1.5505490534819082E-3,0,0.77390373641265031,null,{"$f":"J8722*VLOOKUP($B8722,$AR$36:$AZ$47,MATCH(AG$2,$AS$2:$BA$2,0)+1,FALSE)","v":0.24166344224971245},{"$f":"K8722*VLOOKUP($B8722,$AR$36:$AZ$47,MATCH(AH$2,$AS$2:$BA$2,0)+1,FALSE)","v":0.30049433963835148},{"$f":"L8722*VLOOKUP($B8722,$AR$36:$AZ$47,MATCH(AI$2,$AS$2:$BA$2,0)+1,FALSE)","v":3.5732196589769085E-3},{"$f":"M8722*VLOOKUP($B8722,$AR$36:$AZ$47,MATCH(AJ$2,$AS$2:$BA$2,0)+1,FALSE)","v":7.1894806803734695E-2},{"$f":"N8722*VLOOKUP($B8722,$AR$36:$AZ$47,MATCH(AK$2,$AS$2:$BA$2,0)+1,FALSE)","v":8.6105752368312194E-2},{"$f":"O8722*VLOOKUP($B8722,$AR$36:$AZ$47,MATCH(AL$2,$AS$2:$BA$2,0)+1,FALSE)","v":6.5479544854055716E-2},{"$f":"P8722*VLOOKUP($B8722,$AR$36:$AZ$47,MATCH(AM$2,$AS$2:$BA$2,0)+1,FALSE)","v":5.3349379997225689E-6},{"$f":"Q8722*VLOOKUP($B8722,$AR$36:$AZ$47,MATCH(AN$2,$AS$2:$BA$2,0)+1,FALSE)","v":1.5234466840611223E-3},{"$f":"R8722*VLOOKUP($B8722,$AR$36:$BA$47,MATCH(AO$2,$AS$2:$BA$2,0)+1,FALSE)","v":0},0.77073988719520437]
[2006,12,30,9,null,2013,12,30,9,0.27170697679090305,0.36910289833082038,0,9.3690761597601785E-2,0.11235329999999996,6.8971000000000005E-2,0,1.9066423204688544E-3,0,0.91773157903979419,null,null,0.2572397969619592,8.2060156230851083E-2,0.32652313914581332,8.8556512024304174E-2,6.358000118060321E-2,0,0,1.3936359668445897E-3,0,0.81935324151037559,null,{"$f":"J8723*VLOOKUP($B8723,$AR$36:$AZ$47,MATCH(AG$2,$AS$2:$BA$2,0)+1,FALSE)","v":0.25895321728885051},{"$f":"K8723*VLOOKUP($B8723,$AR$36:$AZ$47,MATCH(AH$2,$AS$2:$BA$2,0)+1,FALSE)","v":0.3192146668456432},{"$f":"L8723*VLOOKUP($B8723,$AR$36:$AZ$47,MATCH(AI$2,$AS$2:$BA$2,0)+1,FALSE)","v":0},{"$f":"M8723*VLOOKUP($B8723,$AR$36:$AZ$47,MATCH(AJ$2,$AS$2:$BA$2,0)+1,FALSE)","v":8.1438417781030004E-2},{"$f":"N8723*VLOOKUP($B8723,$AR$36:$AZ$47,MATCH(AK$2,$AS$2:$BA$2,0)+1,FALSE)","v":8.7598191469893213E-2},{"$f":"O8723*VLOOKUP($B8723,$AR$36:$AZ$47,MATCH(AL$2,$AS$2:$BA$2,0)+1,FALSE)","v":6.6475163945495561E-2},{"$f":"P8723*VLOOKUP($B8723,$AR$36:$AZ$47,MATCH(AM$2,$AS$2:$BA$2,0)+1,FALSE)","v":0},{"$f":"Q8723*VLOOKUP($B8723,$AR$36:$AZ$47,MATCH(AN$2,$AS$2:$BA$2,0)+1,FALSE)","v":1.3692763139031379E-3},{"$f":"R8723*VLOOKUP($B8723,$AR$36:$BA$47,MATCH(AO$2,$AS$2:$BA$2,0)+1,FALSE)","v":0},0.81504893364481568]
[2006,12,30,10,null,2013,12,30,10,0.30198857904508541,0.37396450281199456,0,9.1629759502740563E-2,0.1138434,6.9723999999999994E-2,0,1.9066423204688544E-3,0,0.95305688368028951,null,null,0.28590903949504048,8.0255003289274901E-2,0.33082390829083252,8.9731004082547403E-2,6.4274144239120465E-2,0,0,1.3936359668445897E-3,0,0.85238673536366039,null,{"$f":"J8724*VLOOKUP($B8724,$AR$36:$AZ$47,MATCH(AG$2,$AS$2:$BA$2,0)+1,FALSE)","v":0.28781341963255558},{"$f":"K8724*VLOOKUP($B8724,$AR$36:$AZ$47,MATCH(AH$2,$AS$2:$BA$2,0)+1,FALSE)","v":0.3234191731277975},{"$f":"L8724*VLOOKUP($B8724,$AR$36:$AZ$47,MATCH(AI$2,$AS$2:$BA$2,0)+1,FALSE)","v":0},{"$f":"M8724*VLOOKUP($B8724,$AR$36:$AZ$47,MATCH(AJ$2,$AS$2:$BA$2,0)+1,FALSE)","v":7.9646941793570611E-2},{"$f":"N8724*VLOOKUP($B8724,$AR$36:$AZ$47,MATCH(AK$2,$AS$2:$BA$2,0)+1,FALSE)","v":8.8759973679310225E-2},{"$f":"O8724*VLOOKUP($B8724,$AR$36:$AZ$47,MATCH(AL$2,$AS$2:$BA$2,0)+1,FALSE)","v":6.7200915325799707E-2},{"$f":"P8724*VLOOKUP($B8724,$AR$36:$AZ$47,MATCH(AM$2,$AS$2:$BA$2,0)+1,FALSE)","v":0},{"$f":"Q8724*VLOOKUP($B8724,$AR$36:$AZ$47,MATCH(AN$2,$AS$2:$BA$2,0)+1,FALSE)","v":1.3692763139031379E-3},{"$f":"R8724*VLOOKUP($B8724,$AR$36:$BA$47,MATCH(AO$2,$AS$2:$BA$2,0)+1,FALSE)","v":0},0.84820969987293671]
[2006,12,30,11,null,2013,12,30,11,0.33563989590585142,0.37118849887909827,0,8.4637752018292392E-2,0.11369320000000004,6.9851999999999997E-2,0,1.9066423204688544E-3,0,0.97691798912371097,null,null,0.31776857442125522,7.4130971242173008E-2,0.32836814453890989,8.9612616922525867E-2,6.4392139340701093E-2,0,0,1.3936359668445897E-3,0,0.87566608243240973,null,{"$f":"J8725*VLOOKUP($B8725,$AR$36:$AZ$47,MATCH(AG$2,$AS$2:$BA$2,0)+1,FALSE)","v":0.31988516423780361},{"$f":"K8725*VLOOKUP($B8725,$AR$36:$AZ$47,MATCH(AH$2,$AS$2:$BA$2,0)+1,FALSE)","v":0.32101837602051647},{"$f":"L8725*VLOOKUP($B8725,$AR$36:$AZ$47,MATCH(AI$2,$AS$2:$BA$2,0)+1,FALSE)","v":0},{"$f":"M8725*VLOOKUP($B8725,$AR$36:$AZ$47,MATCH(AJ$2,$AS$2:$BA$2,0)+1,FALSE)","v":7.3569309197389923E-2},{"$f":"N8725*VLOOKUP($B8725,$AR$36:$AZ$47,MATCH(AK$2,$AS$2:$BA$2,0)+1,FALSE)","v":8.8642867654308954E-2},{"$f":"O8725*VLOOKUP($B8725,$AR$36:$AZ$47,MATCH(AL$2,$AS$2:$BA$2,0)+1,FALSE)","v":6.7324283422318873E-2},{"$f":"P8725*VLOOKUP($B8725,$AR$36:$AZ$47,MATCH(AM$2,$AS$2:$BA$2,0)+1,FALSE)","v":0},{"$f":"Q8725*VLOOKUP($B8725,$AR$36:$AZ$47,MATCH(AN$2,$AS$2:$BA$2,0)+1,FALSE)","v":1.3692763139031379E-3},{"$f":"R8725*VLOOKUP($B8725,$AR$36:$BA$47,MATCH(AO$2,$AS$2:$BA$2,0)+1,FALSE)","v":0},0.87180927684624099]
[2006,12,30,12,null,2013,12,30,12,0.3070726740469229,0.38865309876981924,0,0.10637429056332309,0.11404679999999996,7.0328000000000002E-2,0,1.9066423204688544E-3,0,0.98838150570053418,null,null,0.29072242920425817,9.3169174353212647E-2,0.34381802587561155,8.9891323312563262E-2,6.4830933624704046E-2,0,0,1.3936359668445897E-3,0,0.88382552233719425,null,{"$f":"J8726*VLOOKUP($B8726,$AR$36:$AZ$47,MATCH(AG$2,$AS$2:$BA$2,0)+1,FALSE)","v":0.29265887032093135},{"$f":"K8726*VLOOKUP($B8726,$AR$36:$AZ$47,MATCH(AH$2,$AS$2:$BA$2,0)+1,FALSE)","v":0.33612244716414702},{"$f":"L8726*VLOOKUP($B8726,$AR$36:$AZ$47,MATCH(AI$2,$AS$2:$BA$2,0)+1,FALSE)","v":0},{"$f":"M8726*VLOOKUP($B8726,$AR$36:$AZ$47,MATCH(AJ$2,$AS$2:$BA$2,0)+1,FALSE)","v":9.2463267117665643E-2},{"$f":"N8726*VLOOKUP($B8726,$AR$36:$AZ$47,MATCH(AK$2,$AS$2:$BA$2,0)+1,FALSE)","v":8.8918558003446432E-2},{"$f":"O8726*VLOOKUP($B8726,$AR$36:$AZ$47,MATCH(AL$2,$AS$2:$BA$2,0)+1,FALSE)","v":6.7783058531249524E-2},{"$f":"P8726*VLOOKUP($B8726,$AR$36:$AZ$47,MATCH(AM$2,$AS$2:$BA$2,0)+1,FALSE)","v":0},{"$f":"Q8726*VLOOKUP($B8726,$AR$36:$AZ$47,MATCH(AN$2,$AS$2:$BA$2,0)+1,FALSE)","v":1.3692763139031379E-3},{"$f":"R8726*VLOOKUP($B8726,$AR$36:$BA$47,MATCH(AO$2,$AS$2:$BA$2,0)+1,FALSE)","v":0},0.87931547745134309]
[2006,12,30,13,null,2013,12,30,13,0.31689280725701335,0.37912178483183334,0,9.941084381943445E-2,0.11375289999999995,7.0085999999999996E-2,0,1.9066423204688544E-3,0,0.98117097822874999,null,null,0.30001968429479303,8.7070157566873072E-2,0.33538624557453683,8.9659672271748758E-2,6.4607849135778175E-2,0,0,1.3936359668445897E-3,0,0.87813724481057454,null,{"$f":"J8727*VLOOKUP($B8727,$AR$36:$AZ$47,MATCH(AG$2,$AS$2:$BA$2,0)+1,FALSE)","v":0.30201805247735786},{"$f":"K8727*VLOOKUP($B8727,$AR$36:$AZ$47,MATCH(AH$2,$AS$2:$BA$2,0)+1,FALSE)","v":0.32787939294518925},{"$f":"L8727*VLOOKUP($B8727,$AR$36:$AZ$47,MATCH(AI$2,$AS$2:$BA$2,0)+1,FALSE)","v":0},{"$f":"M8727*VLOOKUP($B8727,$AR$36:$AZ$47,MATCH(AJ$2,$AS$2:$BA$2,0)+1,FALSE)","v":8.6410460251174409E-2},{"$f":"N8727*VLOOKUP($B8727,$AR$36:$AZ$47,MATCH(AK$2,$AS$2:$BA$2,0)+1,FALSE)","v":8.8689413790744159E-2},{"$f":"O8727*VLOOKUP($B8727,$AR$36:$AZ$47,MATCH(AL$2,$AS$2:$BA$2,0)+1,FALSE)","v":6.7549815723767975E-2},{"$f":"P8727*VLOOKUP($B8727,$AR$36:$AZ$47,MATCH(AM$2,$AS$2:$BA$2,0)+1,FALSE)","v":0},{"$f":"Q8727*VLOOKUP($B8727,$AR$36:$AZ$47,MATCH(AN$2,$AS$2:$BA$2,0)+1,FALSE)","v":1.3692763139031379E-3},{"$f":"R8727*VLOOKUP($B8727,$AR$36:$BA$47,MATCH(AO$2,$AS$2:$BA$2,0)+1,FALSE)","v":0},0.87391641150213673]
[2006,12,30,14,null,2013,12,30,14,0.28201502453484795,0.38952983958269971,0,0.11362362151364372,0.11347260000000001,7.0206000000000005E-2,0,1.9066423204688544E-3,0,0.97075372795166026,null,null,0.26699898732226851,9.9518586186445976E-2,0.34459362575232233,8.9438740707474207E-2,6.4718469543510015E-2,0,0,1.3936359668445897E-3,0,0.86666204547886561,null,{"$f":"J8728*VLOOKUP($B8728,$AR$36:$AZ$47,MATCH(AG$2,$AS$2:$BA$2,0)+1,FALSE)","v":0.26877741156898421},{"$f":"K8728*VLOOKUP($B8728,$AR$36:$AZ$47,MATCH(AH$2,$AS$2:$BA$2,0)+1,FALSE)","v":0.33688068701476659},{"$f":"L8728*VLOOKUP($B8728,$AR$36:$AZ$47,MATCH(AI$2,$AS$2:$BA$2,0)+1,FALSE)","v":0},{"$f":"M8728*VLOOKUP($B8728,$AR$36:$AZ$47,MATCH(AJ$2,$AS$2:$BA$2,0)+1,FALSE)","v":9.8764571883452432E-2},{"$f":"N8728*VLOOKUP($B8728,$AR$36:$AZ$47,MATCH(AK$2,$AS$2:$BA$2,0)+1,FALSE)","v":8.8470873053008756E-2},{"$f":"O8728*VLOOKUP($B8728,$AR$36:$AZ$47,MATCH(AL$2,$AS$2:$BA$2,0)+1,FALSE)","v":6.7665473314254695E-2},{"$f":"P8728*VLOOKUP($B8728,$AR$36:$AZ$47,MATCH(AM$2,$AS$2:$BA$2,0)+1,FALSE)","v":0},{"$f":"Q8728*VLOOKUP($B8728,$AR$36:$AZ$47,MATCH(AN$2,$AS$2:$BA$2,0)+1,FALSE)","v":1.3692763139031379E-3},{"$f":"R8728*VLOOKUP($B8728,$AR$36:$BA$47,MATCH(AO$2,$AS$2:$BA$2,0)+1,FALSE)","v":0},0.86192829314836972]
[2006,12,30,15,null,2013,12,30,15,0.29732178296878387,0.37611002648923897,0,9.9595060719549475E-2,0.11231819999999997,6.9466E-2,0,1.9066423204688544E-3,0,0.95671771249804116,null,null,0.28149072941220982,8.7231506106964229E-2,0.33272192407280998,8.8528846316469581E-2,6.4036310362497031E-2,0,0,1.3936359668445897E-3,0,0.85540295223779528,null,{"$f":"J8729*VLOOKUP($B8729,$AR$36:$AZ$47,MATCH(AG$2,$AS$2:$BA$2,0)+1,FALSE)","v":0.28336568011308316},{"$f":"K8729*VLOOKUP($B8729,$AR$36:$AZ$47,MATCH(AH$2,$AS$2:$BA$2,0)+1,FALSE)","v":0.32527470617546045},{"$f":"L8729*VLOOKUP($B8729,$AR$36:$AZ$47,MATCH(AI$2,$AS$2:$BA$2,0)+1,FALSE)","v":0},{"$f":"M8729*VLOOKUP($B8729,$AR$36:$AZ$47,MATCH(AJ$2,$AS$2:$BA$2,0)+1,FALSE)","v":8.6570586315026135E-2},{"$f":"N8729*VLOOKUP($B8729,$AR$36:$AZ$47,MATCH(AK$2,$AS$2:$BA$2,0)+1,FALSE)","v":8.7570825148471476E-2},{"$f":"O8729*VLOOKUP($B8729,$AR$36:$AZ$47,MATCH(AL$2,$AS$2:$BA$2,0)+1,FALSE)","v":6.6952251506253266E-2},{"$f":"P8729*VLOOKUP($B8729,$AR$36:$AZ$47,MATCH(AM$2,$AS$2:$BA$2,0)+1,FALSE)","v":0},{"$f":"Q8729*VLOOKUP($B8729,$AR$36:$AZ$47,MATCH(AN$2,$AS$2:$BA$2,0)+1,FALSE)","v":1.3692763139031379E-3},{"$f":"R8729*VLOOKUP($B8729,$AR$36:$BA$47,MATCH(AO$2,$AS$2:$BA$2,0)+1,FALSE)","v":0},0.8511033255721977]
[2006,12,30,16,null,2013,12,30,16,0.30367880588462481,0.37638566398990758,0,0.10070074574550274,0.11232139999999996,6.8973999999999994E-2,0,1.9066423204688544E-3,0,0.96396725794050386,null,null,0.28750926932409404,8.8199933350212936E-2,0.33296576399493366,8.8531368546243661E-2,6.3582766690796502E-2,0,0,1.3936359668445897E-3,0,0.86218273787312549,null,{"$f":"J8730*VLOOKUP($B8730,$AR$36:$AZ$47,MATCH(AG$2,$AS$2:$BA$2,0)+1,FALSE)","v":0.28942430825682347},{"$f":"K8730*VLOOKUP($B8730,$AR$36:$AZ$47,MATCH(AH$2,$AS$2:$BA$2,0)+1,FALSE)","v":0.32551308829964315},{"$f":"L8730*VLOOKUP($B8730,$AR$36:$AZ$47,MATCH(AI$2,$AS$2:$BA$2,0)+1,FALSE)","v":0},{"$f":"M8730*VLOOKUP($B8730,$AR$36:$AZ$47,MATCH(AJ$2,$AS$2:$BA$2,0)+1,FALSE)","v":8.7531676155074095E-2},{"$f":"N8730*VLOOKUP($B8730,$AR$36:$AZ$47,MATCH(AK$2,$AS$2:$BA$2,0)+1,FALSE)","v":8.7573320083757789E-2},{"$f":"O8730*VLOOKUP($B8730,$AR$36:$AZ$47,MATCH(AL$2,$AS$2:$BA$2,0)+1,FALSE)","v":6.6478055385257709E-2},{"$f":"P8730*VLOOKUP($B8730,$AR$36:$AZ$47,MATCH(AM$2,$AS$2:$BA$2,0)+1,FALSE)","v":0},{"$f":"Q8730*VLOOKUP($B8730,$AR$36:$AZ$47,MATCH(AN$2,$AS$2:$BA$2,0)+1,FALSE)","v":1.3692763139031379E-3},{"$f":"R8730*VLOOKUP($B8730,$AR$36:$BA$47,MATCH(AO$2,$AS$2:$BA$2,0)+1,FALSE)","v":0},0.85788972449445933]
[2006,12,30,17,null,2013,12,30,17,0.33350156432542921,0.38421204514402513,2.8882469433691937E-3,0.1070195325735669,0.11212899999999998,6.8722000000000005E-2,6.1713872283871353E-6,2.0309271532105294E-3,0,1.0105094875268292,null,null,0.31574409942218862,9.3734317162006628E-2,0.33988929278365548,8.8379719481076244E-2,6.3350463834559653E-2,1.6152906618817945E-3,3.0886483156288559E-6,1.48448038542409E-3,0,0.90420075237910824,null,{"$f":"J8731*VLOOKUP($B8731,$AR$36:$AZ$47,MATCH(AG$2,$AS$2:$BA$2,0)+1,FALSE)","v":0.31784720463543825},{"$f":"K8731*VLOOKUP($B8731,$AR$36:$AZ$47,MATCH(AH$2,$AS$2:$BA$2,0)+1,FALSE)","v":0.33228164976046232},{"$f":"L8731*VLOOKUP($B8731,$AR$36:$AZ$47,MATCH(AI$2,$AS$2:$BA$2,0)+1,FALSE)","v":2.0687061183550523E-3},{"$f":"M8731*VLOOKUP($B8731,$AR$36:$AZ$47,MATCH(AJ$2,$AS$2:$BA$2,0)+1,FALSE)","v":9.3024128055329863E-2},{"$f":"N8731*VLOOKUP($B8731,$AR$36:$AZ$47,MATCH(AK$2,$AS$2:$BA$2,0)+1,FALSE)","v":8.7423312099668263E-2},{"$f":"O8731*VLOOKUP($B8731,$AR$36:$AZ$47,MATCH(AL$2,$AS$2:$BA$2,0)+1,FALSE)","v":6.623517444523562E-2},{"$f":"P8731*VLOOKUP($B8731,$AR$36:$AZ$47,MATCH(AM$2,$AS$2:$BA$2,0)+1,FALSE)","v":3.0886483156288559E-6},{"$f":"Q8731*VLOOKUP($B8731,$AR$36:$AZ$47,MATCH(AN$2,$AS$2:$BA$2,0)+1,FALSE)","v":1.4585328439946027E-3},{"$f":"R8731*VLOOKUP($B8731,$AR$36:$BA$47,MATCH(AO$2,$AS$2:$BA$2,0)+1,FALSE)","v":0},0.90034179660679958]
[2006,12,30,18,null,2013,12,30,18,0.40281729171250857,0.39081675225277474,7.8770371182796187E-3,0.10891297716392441,0.11056909999999999,6.7324999999999996E-2,1.683105607741946E-5,2.2456009552188762E-3,0,1.090580590258784,null,null,0.38136907471697024,9.539271289120918E-2,0.34573208000651462,8.7150211285885626E-2,6.2062657921214869E-2,4.4053381687685304E-3,8.4235863153514252E-6,1.6413934720614079E-3,0,0.97776189204893982,null,{"$f":"J8732*VLOOKUP($B8732,$AR$36:$AZ$47,MATCH(AG$2,$AS$2:$BA$2,0)+1,FALSE)","v":0.38390929412463998},{"$f":"K8732*VLOOKUP($B8732,$AR$36:$AZ$47,MATCH(AH$2,$AS$2:$BA$2,0)+1,FALSE)","v":0.33799365957904387},{"$f":"L8732*VLOOKUP($B8732,$AR$36:$AZ$47,MATCH(AI$2,$AS$2:$BA$2,0)+1,FALSE)","v":5.64192577733196E-3},{"$f":"M8732*VLOOKUP($B8732,$AR$36:$AZ$47,MATCH(AJ$2,$AS$2:$BA$2,0)+1,FALSE)","v":9.4669958753740083E-2},{"$f":"N8732*VLOOKUP($B8732,$AR$36:$AZ$47,MATCH(AK$2,$AS$2:$BA$2,0)+1,FALSE)","v":8.6207109114318614E-2},{"$f":"O8732*VLOOKUP($B8732,$AR$36:$AZ$47,MATCH(AL$2,$AS$2:$BA$2,0)+1,FALSE)","v":6.4888727329319398E-2},{"$f":"P8732*VLOOKUP($B8732,$AR$36:$AZ$47,MATCH(AM$2,$AS$2:$BA$2,0)+1,FALSE)","v":8.4235863153514252E-6},{"$f":"Q8732*VLOOKUP($B8732,$AR$36:$AZ$47,MATCH(AN$2,$AS$2:$BA$2,0)+1,FALSE)","v":1.6127032141525868E-3},{"$f":"R8732*VLOOKUP($B8732,$AR$36:$BA$47,MATCH(AO$2,$AS$2:$BA$2,0)+1,FALSE)","v":0},0.97493180147886183]
[2006,12,30,19,null,2013,12,30,19,0.42206060557518665,0.36998913046931392,7.8770371182796187E-3,9.2480084806544349E-2,0.10314619999999998,6.4710000000000004E-2,1.683105607741946E-5,2.2456009552188762E-3,0,1.0625254899806209,null,null,0.3995877682866979,8.0999770714444072E-2,0.32730713542755874,8.1299505226471183E-2,5.9652054869391971E-2,4.4053381687685304E-3,8.4235863153514252E-6,1.6413934720614079E-3,0,0.95490138975170924,null,{"$f":"J8733*VLOOKUP($B8733,$AR$36:$AZ$47,MATCH(AG$2,$AS$2:$BA$2,0)+1,FALSE)","v":0.40224933859053702},{"$f":"K8733*VLOOKUP($B8733,$AR$36:$AZ$47,MATCH(AH$2,$AS$2:$BA$2,0)+1,FALSE)","v":0.31998111516700956},{"$f":"L8733*VLOOKUP($B8733,$AR$36:$AZ$47,MATCH(AI$2,$AS$2:$BA$2,0)+1,FALSE)","v":5.64192577733196E-3},{"$f":"M8733*VLOOKUP($B8733,$AR$36:$AZ$47,MATCH(AJ$2,$AS$2:$BA$2,0)+1,FALSE)","v":8.0386066400523606E-2},{"$f":"N8733*VLOOKUP($B8733,$AR$36:$AZ$47,MATCH(AK$2,$AS$2:$BA$2,0)+1,FALSE)","v":8.0419716884078188E-2},{"$f":"O8733*VLOOKUP($B8733,$AR$36:$AZ$47,MATCH(AL$2,$AS$2:$BA$2,0)+1,FALSE)","v":6.2368355669962988E-2},{"$f":"P8733*VLOOKUP($B8733,$AR$36:$AZ$47,MATCH(AM$2,$AS$2:$BA$2,0)+1,FALSE)","v":8.4235863153514252E-6},{"$f":"Q8733*VLOOKUP($B8733,$AR$36:$AZ$47,MATCH(AN$2,$AS$2:$BA$2,0)+1,FALSE)","v":1.6127032141525868E-3},{"$f":"R8733*VLOOKUP($B8733,$AR$36:$BA$47,MATCH(AO$2,$AS$2:$BA$2,0)+1,FALSE)","v":0},0.95266764528991132]
[2006,12,30,20,null,2013,12,30,20,0.40028517320690044,0.36476266676616731,7.8770371182796187E-3,9.715049441331601E-2,9.9649500000000002E-2,6.3555E-2,1.683105607741946E-5,2.2456009552188762E-3,0,1.0355423035159599,null,null,0.37897178018313304,8.5090403936530737E-2,0.32268359726868595,7.8543417460509857E-2,5.8587333444973064E-2,4.4053381687685304E-3,8.4235863153514252E-6,1.6413934720614079E-3,0,0.92993168752097788,null,{"$f":"J8734*VLOOKUP($B8734,$AR$36:$AZ$47,MATCH(AG$2,$AS$2:$BA$2,0)+1,FALSE)","v":0.38149603171478852},{"$f":"K8734*VLOOKUP($B8734,$AR$36:$AZ$47,MATCH(AH$2,$AS$2:$BA$2,0)+1,FALSE)","v":0.31546106431580906},{"$f":"L8734*VLOOKUP($B8734,$AR$36:$AZ$47,MATCH(AI$2,$AS$2:$BA$2,0)+1,FALSE)","v":5.64192577733196E-3},{"$f":"M8734*VLOOKUP($B8734,$AR$36:$AZ$47,MATCH(AJ$2,$AS$2:$BA$2,0)+1,FALSE)","v":8.4445706457655367E-2},{"$f":"N8734*VLOOKUP($B8734,$AR$36:$AZ$47,MATCH(AK$2,$AS$2:$BA$2,0)+1,FALSE)","v":7.7693454316687879E-2},{"$f":"O8734*VLOOKUP($B8734,$AR$36:$AZ$47,MATCH(AL$2,$AS$2:$BA$2,0)+1,FALSE)","v":6.1255151361528322E-2},{"$f":"P8734*VLOOKUP($B8734,$AR$36:$AZ$47,MATCH(AM$2,$AS$2:$BA$2,0)+1,FALSE)","v":8.4235863153514252E-6},{"$f":"Q8734*VLOOKUP($B8734,$AR$36:$AZ$47,MATCH(AN$2,$AS$2:$BA$2,0)+1,FALSE)","v":1.6127032141525868E-3},{"$f":"R8734*VLOOKUP($B8734,$AR$36:$BA$47,MATCH(AO$2,$AS$2:$BA$2,0)+1,FALSE)","v":0},0.92761446074426901]
[2006,12,30,21,null,2013,12,30,21,0.37031406495847929,0.36452341789996373,7.8770371182796187E-3,0.10626171607075309,9.7944899999999988E-2,6.2870999999999996E-2,1.683105607741946E-5,2.2456009552188762E-3,0,1.012054568058772,null,null,0.35059649924037706,9.3070574658959127E-2,0.32247194818334107,7.7199857187721876E-2,5.7956797120901599E-2,4.4053381687685304E-3,8.4235863153514252E-6,1.6413934720614079E-3,0,0.90735083161844599,null,{"$f":"J8735*VLOOKUP($B8735,$AR$36:$AZ$47,MATCH(AG$2,$AS$2:$BA$2,0)+1,FALSE)","v":0.35293174897789814},{"$f":"K8735*VLOOKUP($B8735,$AR$36:$AZ$47,MATCH(AH$2,$AS$2:$BA$2,0)+1,FALSE)","v":0.31525415251028344},{"$f":"L8735*VLOOKUP($B8735,$AR$36:$AZ$47,MATCH(AI$2,$AS$2:$BA$2,0)+1,FALSE)","v":5.64192577733196E-3},{"$f":"M8735*VLOOKUP($B8735,$AR$36:$AZ$47,MATCH(AJ$2,$AS$2:$BA$2,0)+1,FALSE)","v":9.2365414475622021E-2},{"$f":"N8735*VLOOKUP($B8735,$AR$36:$AZ$47,MATCH(AK$2,$AS$2:$BA$2,0)+1,FALSE)","v":7.6364433476360252E-2},{"$f":"O8735*VLOOKUP($B8735,$AR$36:$AZ$47,MATCH(AL$2,$AS$2:$BA$2,0)+1,FALSE)","v":6.0595903095754022E-2},{"$f":"P8735*VLOOKUP($B8735,$AR$36:$AZ$47,MATCH(AM$2,$AS$2:$BA$2,0)+1,FALSE)","v":8.4235863153514252E-6},{"$f":"Q8735*VLOOKUP($B8735,$AR$36:$AZ$47,MATCH(AN$2,$AS$2:$BA$2,0)+1,FALSE)","v":1.6127032141525868E-3},{"$f":"R8735*VLOOKUP($B8735,$AR$36:$BA$47,MATCH(AO$2,$AS$2:$BA$2,0)+1,FALSE)","v":0},0.90477470511371771]
[2006,12,30,22,null,2013,12,30,22,0.35844603665446517,0.3505993930906442,7.8770371182796187E-3,0.10223363493831923,9.5981699999999989E-2,6.1747000000000003E-2,1.683105607741946E-5,2.2456009552188762E-3,0,0.9791472338130045,null,null,0.33936039029933646,8.9542532390952556E-2,0.31015420071822031,7.5652469221314883E-2,5.692065263514675E-2,4.4053381687685304E-3,8.4235863153514252E-6,1.6413934720614079E-3,0,0.87768540049211619,null,{"$f":"J8736*VLOOKUP($B8736,$AR$36:$AZ$47,MATCH(AG$2,$AS$2:$BA$2,0)+1,FALSE)","v":0.34162079867217715},{"$f":"K8736*VLOOKUP($B8736,$AR$36:$AZ$47,MATCH(AH$2,$AS$2:$BA$2,0)+1,FALSE)","v":0.30321210959824524},{"$f":"L8736*VLOOKUP($B8736,$AR$36:$AZ$47,MATCH(AI$2,$AS$2:$BA$2,0)+1,FALSE)","v":5.64192577733196E-3},{"$f":"M8736*VLOOKUP($B8736,$AR$36:$AZ$47,MATCH(AJ$2,$AS$2:$BA$2,0)+1,FALSE)","v":8.886410283586875E-2},{"$f":"N8736*VLOOKUP($B8736,$AR$36:$AZ$47,MATCH(AK$2,$AS$2:$BA$2,0)+1,FALSE)","v":7.4833790678207515E-2},{"$f":"O8736*VLOOKUP($B8736,$AR$36:$AZ$47,MATCH(AL$2,$AS$2:$BA$2,0)+1,FALSE)","v":5.9512576998195101E-2},{"$f":"P8736*VLOOKUP($B8736,$AR$36:$AZ$47,MATCH(AM$2,$AS$2:$BA$2,0)+1,FALSE)","v":8.4235863153514252E-6},{"$f":"Q8736*VLOOKUP($B8736,$AR$36:$AZ$47,MATCH(AN$2,$AS$2:$BA$2,0)+1,FALSE)","v":1.6127032141525868E-3},{"$f":"R8736*VLOOKUP($B8736,$AR$36:$BA$47,MATCH(AO$2,$AS$2:$BA$2,0)+1,FALSE)","v":0},0.87530643136049369]
[2006,12,30,23,null,2013,12,30,23,0.33578181689629799,0.32860230376631228,7.8770371182796187E-3,8.9301011098262745E-2,9.3713399999999974E-2,6.0913000000000002E-2,1.683105607741946E-5,2.2456009552188762E-3,0,0.91845100089044873,null,null,0.31790293875447295,7.8215341591203205E-2,0.29069469852863272,7.3864602409884059E-2,5.6151840801410495E-2,4.4053381687685304E-3,8.4235863153514252E-6,1.6413934720614079E-3,0,0.82288457731274867,null,{"$f":"J8737*VLOOKUP($B8737,$AR$36:$AZ$47,MATCH(AG$2,$AS$2:$BA$2,0)+1,FALSE)","v":0.32002042354365956},{"$f":"K8737*VLOOKUP($B8737,$AR$36:$AZ$47,MATCH(AH$2,$AS$2:$BA$2,0)+1,FALSE)","v":0.2841881637771887},{"$f":"L8737*VLOOKUP($B8737,$AR$36:$AZ$47,MATCH(AI$2,$AS$2:$BA$2,0)+1,FALSE)","v":5.64192577733196E-3},{"$f":"M8737*VLOOKUP($B8737,$AR$36:$AZ$47,MATCH(AJ$2,$AS$2:$BA$2,0)+1,FALSE)","v":7.7622733832861432E-2},{"$f":"N8737*VLOOKUP($B8737,$AR$36:$AZ$47,MATCH(AK$2,$AS$2:$BA$2,0)+1,FALSE)","v":7.3065271393850398E-2},{"$f":"O8737*VLOOKUP($B8737,$AR$36:$AZ$47,MATCH(AL$2,$AS$2:$BA$2,0)+1,FALSE)","v":5.8708756744312404E-2},{"$f":"P8737*VLOOKUP($B8737,$AR$36:$AZ$47,MATCH(AM$2,$AS$2:$BA$2,0)+1,FALSE)","v":8.4235863153514252E-6},{"$f":"Q8737*VLOOKUP($B8737,$AR$36:$AZ$47,MATCH(AN$2,$AS$2:$BA$2,0)+1,FALSE)","v":1.6127032141525868E-3},{"$f":"R8737*VLOOKUP($B8737,$AR$36:$BA$47,MATCH(AO$2,$AS$2:$BA$2,0)+1,FALSE)","v":0},0.82086840186967247]
[2006,12,30,24,null,2013,12,30,24,0.22441988695664661,0.35137857458503585,7.8770371182796187E-3,0.13120456243708231,9.2451300000000014E-2,6.0392000000000001E-2,1.683105607741946E-5,2.2456009552188762E-3,0,0.86998579310834068,null,null,0.21247053291303797,0.11491706021165513,0.31084349573233055,7.2869819223045126E-2,5.5671563864508111E-2,4.4053381687685304E-3,8.4235863153514252E-6,1.6413934720614079E-3,0,0.77282762717172226,null,{"$f":"J8738*VLOOKUP($B8738,$AR$36:$AZ$47,MATCH(AG$2,$AS$2:$BA$2,0)+1,FALSE)","v":0.21388575456325745},{"$f":"K8738*VLOOKUP($B8738,$AR$36:$AZ$47,MATCH(AH$2,$AS$2:$BA$2,0)+1,FALSE)","v":0.30388597632286141},{"$f":"L8738*VLOOKUP($B8738,$AR$36:$AZ$47,MATCH(AI$2,$AS$2:$BA$2,0)+1,FALSE)","v":5.64192577733196E-3},{"$f":"M8738*VLOOKUP($B8738,$AR$36:$AZ$47,MATCH(AJ$2,$AS$2:$BA$2,0)+1,FALSE)","v":0.11404637755449576},{"$f":"N8738*VLOOKUP($B8738,$AR$36:$AZ$47,MATCH(AK$2,$AS$2:$BA$2,0)+1,FALSE)","v":7.2081253323583228E-2},{"$f":"O8738*VLOOKUP($B8738,$AR$36:$AZ$47,MATCH(AL$2,$AS$2:$BA$2,0)+1,FALSE)","v":5.8206610038949232E-2},{"$f":"P8738*VLOOKUP($B8738,$AR$36:$AZ$47,MATCH(AM$2,$AS$2:$BA$2,0)+1,FALSE)","v":8.4235863153514252E-6},{"$f":"Q8738*VLOOKUP($B8738,$AR$36:$AZ$47,MATCH(AN$2,$AS$2:$BA$2,0)+1,FALSE)","v":1.6127032141525868E-3},{"$f":"R8738*VLOOKUP($B8738,$AR$36:$BA$47,MATCH(AO$2,$AS$2:$BA$2,0)+1,FALSE)","v":0},0.7693690243809469]
[2006,12,31,1,null,2013,12,31,1,0.25686609819586703,0.37279590021408782,7.8770371182796187E-3,0.12124097560680916,9.1294399999999984E-2,5.96E-2,1.683105607741946E-5,2.2456009552188762E-3,0,0.91193684314633983,null,null,0.2431891286956743,0.10619033542075756,0.32979011584323037,7.1957954340029495E-2,5.4941469173478003E-2,4.4053381687685304E-3,8.4235863153514252E-6,1.6413934720614079E-3,0,0.81212415870031496,null,{"$f":"J8739*VLOOKUP($B8739,$AR$36:$AZ$47,MATCH(AG$2,$AS$2:$BA$2,0)+1,FALSE)","v":0.24480896046862419},{"$f":"K8739*VLOOKUP($B8739,$AR$36:$AZ$47,MATCH(AH$2,$AS$2:$BA$2,0)+1,FALSE)","v":0.3224085197553837},{"$f":"L8739*VLOOKUP($B8739,$AR$36:$AZ$47,MATCH(AI$2,$AS$2:$BA$2,0)+1,FALSE)","v":5.64192577733196E-3},{"$f":"M8739*VLOOKUP($B8739,$AR$36:$AZ$47,MATCH(AJ$2,$AS$2:$BA$2,0)+1,FALSE)","v":0.10538577182298975},{"$f":"N8739*VLOOKUP($B8739,$AR$36:$AZ$47,MATCH(AK$2,$AS$2:$BA$2,0)+1,FALSE)","v":7.1179256250853515E-2},{"$f":"O8739*VLOOKUP($B8739,$AR$36:$AZ$47,MATCH(AL$2,$AS$2:$BA$2,0)+1,FALSE)","v":5.7443269941736888E-2},{"$f":"P8739*VLOOKUP($B8739,$AR$36:$AZ$47,MATCH(AM$2,$AS$2:$BA$2,0)+1,FALSE)","v":8.4235863153514252E-6},{"$f":"Q8739*VLOOKUP($B8739,$AR$36:$AZ$47,MATCH(AN$2,$AS$2:$BA$2,0)+1,FALSE)","v":1.6127032141525868E-3},{"$f":"R8739*VLOOKUP($B8739,$AR$36:$BA$47,MATCH(AO$2,$AS$2:$BA$2,0)+1,FALSE)","v":0},0.80848883081738787]
[2006,12,31,2,null,2013,12,31,2,0.23875041284022411,0.36206876266246124,7.8770371182796187E-3,0.1126096524085545,9.0910300000000013E-2,5.9103999999999997E-2,1.683105607741946E-5,2.2456009552188762E-3,0,0.87358259704081576,null,null,0.22603802246442517,9.8630489411928909E-2,0.32030046229879605,7.1655207947457736E-2,5.4484238154853079E-2,4.4053381687685304E-3,8.4235863153514252E-6,1.6413934720614079E-3,0,0.77716357550460613,null,{"$f":"J8740*VLOOKUP($B8740,$AR$36:$AZ$47,MATCH(AG$2,$AS$2:$BA$2,0)+1,FALSE)","v":0.22754361431652156},{"$f":"K8740*VLOOKUP($B8740,$AR$36:$AZ$47,MATCH(AH$2,$AS$2:$BA$2,0)+1,FALSE)","v":0.31313127036169086},{"$f":"L8740*VLOOKUP($B8740,$AR$36:$AZ$47,MATCH(AI$2,$AS$2:$BA$2,0)+1,FALSE)","v":5.64192577733196E-3},{"$f":"M8740*VLOOKUP($B8740,$AR$36:$AZ$47,MATCH(AJ$2,$AS$2:$BA$2,0)+1,FALSE)","v":9.7883203878867578E-2},{"$f":"N8740*VLOOKUP($B8740,$AR$36:$AZ$47,MATCH(AK$2,$AS$2:$BA$2,0)+1,FALSE)","v":7.0879786049768342E-2},{"$f":"O8740*VLOOKUP($B8740,$AR$36:$AZ$47,MATCH(AL$2,$AS$2:$BA$2,0)+1,FALSE)","v":5.6965218567725115E-2},{"$f":"P8740*VLOOKUP($B8740,$AR$36:$AZ$47,MATCH(AM$2,$AS$2:$BA$2,0)+1,FALSE)","v":8.4235863153514252E-6},{"$f":"Q8740*VLOOKUP($B8740,$AR$36:$AZ$47,MATCH(AN$2,$AS$2:$BA$2,0)+1,FALSE)","v":1.6127032141525868E-3},{"$f":"R8740*VLOOKUP($B8740,$AR$36:$BA$47,MATCH(AO$2,$AS$2:$BA$2,0)+1,FALSE)","v":0},0.77366614575237336]
[2006,12,31,3,null,2013,12,31,3,0.22172002436556829,0.35904035105845428,7.8770371182796187E-3,0.11160736151672855,9.1047500000000003E-2,5.9152999999999997E-2,1.683105607741946E-5,2.2456009552188762E-3,0,0.85270770607032698,null,null,0.2099144259151354,9.7752621137944237E-2,0.31762140865809646,7.1763348549022027E-2,5.4529408154676912E-2,4.4053381687685304E-3,8.4235863153514252E-6,1.6413934720614079E-3,0,0.75763636764202025,null,{"$f":"J8741*VLOOKUP($B8741,$AR$36:$AZ$47,MATCH(AG$2,$AS$2:$BA$2,0)+1,FALSE)","v":0.21131262187283126},{"$f":"K8741*VLOOKUP($B8741,$AR$36:$AZ$47,MATCH(AH$2,$AS$2:$BA$2,0)+1,FALSE)","v":0.31051218119816415},{"$f":"L8741*VLOOKUP($B8741,$AR$36:$AZ$47,MATCH(AI$2,$AS$2:$BA$2,0)+1,FALSE)","v":5.64192577733196E-3},{"$f":"M8741*VLOOKUP($B8741,$AR$36:$AZ$47,MATCH(AJ$2,$AS$2:$BA$2,0)+1,FALSE)","v":9.7011986877374751E-2},{"$f":"N8741*VLOOKUP($B8741,$AR$36:$AZ$47,MATCH(AK$2,$AS$2:$BA$2,0)+1,FALSE)","v":7.0986756400168979E-2},{"$f":"O8741*VLOOKUP($B8741,$AR$36:$AZ$47,MATCH(AL$2,$AS$2:$BA$2,0)+1,FALSE)","v":5.701244541717386E-2},{"$f":"P8741*VLOOKUP($B8741,$AR$36:$AZ$47,MATCH(AM$2,$AS$2:$BA$2,0)+1,FALSE)","v":8.4235863153514252E-6},{"$f":"Q8741*VLOOKUP($B8741,$AR$36:$AZ$47,MATCH(AN$2,$AS$2:$BA$2,0)+1,FALSE)","v":1.6127032141525868E-3},{"$f":"R8741*VLOOKUP($B8741,$AR$36:$BA$47,MATCH(AO$2,$AS$2:$BA$2,0)+1,FALSE)","v":0},0.75409904434351294]
[2006,12,31,4,null,2013,12,31,4,0.22052946577082871,0.35663918089905983,7.8770371182796187E-3,0.10999002115839551,9.118359999999999E-2,5.8963000000000002E-2,1.683105607741946E-5,2.2456009552188762E-3,0,0.84744473695785993,null,null,0.20878725923432614,9.633605454994601E-2,0.31549723780597272,7.1870622134101475E-2,5.435425917576818E-2,4.4053381687685304E-3,8.4235863153514252E-6,1.6413934720614079E-3,0,0.7529005881272598,null,{"$f":"J8742*VLOOKUP($B8742,$AR$36:$AZ$47,MATCH(AG$2,$AS$2:$BA$2,0)+1,FALSE)","v":0.2101779473712046},{"$f":"K8742*VLOOKUP($B8742,$AR$36:$AZ$47,MATCH(AH$2,$AS$2:$BA$2,0)+1,FALSE)","v":0.30843555504340603},{"$f":"L8742*VLOOKUP($B8742,$AR$36:$AZ$47,MATCH(AI$2,$AS$2:$BA$2,0)+1,FALSE)","v":5.64192577733196E-3},{"$f":"M8742*VLOOKUP($B8742,$AR$36:$AZ$47,MATCH(AJ$2,$AS$2:$BA$2,0)+1,FALSE)","v":9.5606153073165195E-2},{"$f":"N8742*VLOOKUP($B8742,$AR$36:$AZ$47,MATCH(AK$2,$AS$2:$BA$2,0)+1,FALSE)","v":7.1092869116564955E-2},{"$f":"O8742*VLOOKUP($B8742,$AR$36:$AZ$47,MATCH(AL$2,$AS$2:$BA$2,0)+1,FALSE)","v":5.6829320898903225E-2},{"$f":"P8742*VLOOKUP($B8742,$AR$36:$AZ$47,MATCH(AM$2,$AS$2:$BA$2,0)+1,FALSE)","v":8.4235863153514252E-6},{"$f":"Q8742*VLOOKUP($B8742,$AR$36:$AZ$47,MATCH(AN$2,$AS$2:$BA$2,0)+1,FALSE)","v":1.6127032141525868E-3},{"$f":"R8742*VLOOKUP($B8742,$AR$36:$BA$47,MATCH(AO$2,$AS$2:$BA$2,0)+1,FALSE)","v":0},0.74940489808104394]
[2006,12,31,5,null,2013,12,31,5,0.22254345224956823,0.35631117347241709,7.8770371182796187E-3,0.10667136122595917,9.3512299999999979E-2,5.8796000000000001E-2,1.683105607741946E-5,2.2456009552188762E-3,0,0.84797375607752035,null,null,0.21069400995156584,9.3429367189430818E-2,0.31520706935946396,7.370609603251832E-2,5.4200312441674711E-2,4.4053381687685304E-3,8.4235863153514252E-6,1.6413934720614079E-3,0,0.75329201020179892,null,{"$f":"J8743*VLOOKUP($B8743,$AR$36:$AZ$47,MATCH(AG$2,$AS$2:$BA$2,0)+1,FALSE)","v":0.2120973985549966},{"$f":"K8743*VLOOKUP($B8743,$AR$36:$AZ$47,MATCH(AH$2,$AS$2:$BA$2,0)+1,FALSE)","v":0.30815188135270311},{"$f":"L8743*VLOOKUP($B8743,$AR$36:$AZ$47,MATCH(AI$2,$AS$2:$BA$2,0)+1,FALSE)","v":5.64192577733196E-3},{"$f":"M8743*VLOOKUP($B8743,$AR$36:$AZ$47,MATCH(AJ$2,$AS$2:$BA$2,0)+1,FALSE)","v":9.2721488572179503E-2},{"$f":"N8743*VLOOKUP($B8743,$AR$36:$AZ$47,MATCH(AK$2,$AS$2:$BA$2,0)+1,FALSE)","v":7.2908480304451198E-2},{"$f":"O8743*VLOOKUP($B8743,$AR$36:$AZ$47,MATCH(AL$2,$AS$2:$BA$2,0)+1,FALSE)","v":5.6668364085475875E-2},{"$f":"P8743*VLOOKUP($B8743,$AR$36:$AZ$47,MATCH(AM$2,$AS$2:$BA$2,0)+1,FALSE)","v":8.4235863153514252E-6},{"$f":"Q8743*VLOOKUP($B8743,$AR$36:$AZ$47,MATCH(AN$2,$AS$2:$BA$2,0)+1,FALSE)","v":1.6127032141525868E-3},{"$f":"R8743*VLOOKUP($B8743,$AR$36:$BA$47,MATCH(AO$2,$AS$2:$BA$2,0)+1,FALSE)","v":0},0.74981066544760622]
[2006,12,31,6,null,2013,12,31,6,0.22780049460712254,0.36337414391841821,7.8770371182796187E-3,0.10808870519007273,9.6107000000000012E-2,6.0837000000000002E-2,1.683105607741946E-5,2.2456009552188762E-3,0,0.86634681284518944,null,null,0.21567113834425483,9.4670764581711045E-2,0.32145525460035951,7.5751230280906787E-2,5.6081781209846998E-2,4.4053381687685304E-3,8.4235863153514252E-6,1.6413934720614079E-3,0,0.76968532424422442,null,{"$f":"J8744*VLOOKUP($B8744,$AR$36:$AZ$47,MATCH(AG$2,$AS$2:$BA$2,0)+1,FALSE)","v":0.2171076785558671},{"$f":"K8744*VLOOKUP($B8744,$AR$36:$AZ$47,MATCH(AH$2,$AS$2:$BA$2,0)+1,FALSE)","v":0.31426021528358461},{"$f":"L8744*VLOOKUP($B8744,$AR$36:$AZ$47,MATCH(AI$2,$AS$2:$BA$2,0)+1,FALSE)","v":5.64192577733196E-3},{"$f":"M8744*VLOOKUP($B8744,$AR$36:$AZ$47,MATCH(AJ$2,$AS$2:$BA$2,0)+1,FALSE)","v":9.395348037073753E-2},{"$f":"N8744*VLOOKUP($B8744,$AR$36:$AZ$47,MATCH(AK$2,$AS$2:$BA$2,0)+1,FALSE)","v":7.4931482988012207E-2},{"$f":"O8744*VLOOKUP($B8744,$AR$36:$AZ$47,MATCH(AL$2,$AS$2:$BA$2,0)+1,FALSE)","v":5.8635506937004145E-2},{"$f":"P8744*VLOOKUP($B8744,$AR$36:$AZ$47,MATCH(AM$2,$AS$2:$BA$2,0)+1,FALSE)","v":8.4235863153514252E-6},{"$f":"Q8744*VLOOKUP($B8744,$AR$36:$AZ$47,MATCH(AN$2,$AS$2:$BA$2,0)+1,FALSE)","v":1.6127032141525868E-3},{"$f":"R8744*VLOOKUP($B8744,$AR$36:$BA$47,MATCH(AO$2,$AS$2:$BA$2,0)+1,FALSE)","v":0},0.76615141671300557]
[2006,12,31,7,null,2013,12,31,7,0.24160451666705196,0.3759342518201742,7.8770371182796187E-3,0.10916963229184258,0.10510470000000002,6.4908999999999994E-2,1.683105607741946E-5,2.2456009552188762E-3,0,0.90686156990864475,null,null,0.22874015804295525,9.5617507305677391E-2,0.33256642679282411,8.2843188667897499E-2,5.9835500378880593E-2,4.4053381687685304E-3,8.4235863153514252E-6,1.6413934720614079E-3,0,0.80565793641538019,null,{"$f":"J8745*VLOOKUP($B8745,$AR$36:$AZ$47,MATCH(AG$2,$AS$2:$BA$2,0)+1,FALSE)","v":0.23026374825331872},{"$f":"K8745*VLOOKUP($B8745,$AR$36:$AZ$47,MATCH(AH$2,$AS$2:$BA$2,0)+1,FALSE)","v":0.32512268934579275},{"$f":"L8745*VLOOKUP($B8745,$AR$36:$AZ$47,MATCH(AI$2,$AS$2:$BA$2,0)+1,FALSE)","v":5.64192577733196E-3},{"$f":"M8745*VLOOKUP($B8745,$AR$36:$AZ$47,MATCH(AJ$2,$AS$2:$BA$2,0)+1,FALSE)","v":9.489304998682041E-2},{"$f":"N8745*VLOOKUP($B8745,$AR$36:$AZ$47,MATCH(AK$2,$AS$2:$BA$2,0)+1,FALSE)","v":8.1946695246029183E-2},{"$f":"O8745*VLOOKUP($B8745,$AR$36:$AZ$47,MATCH(AL$2,$AS$2:$BA$2,0)+1,FALSE)","v":6.256015450752013E-2},{"$f":"P8745*VLOOKUP($B8745,$AR$36:$AZ$47,MATCH(AM$2,$AS$2:$BA$2,0)+1,FALSE)","v":8.4235863153514252E-6},{"$f":"Q8745*VLOOKUP($B8745,$AR$36:$AZ$47,MATCH(AN$2,$AS$2:$BA$2,0)+1,FALSE)","v":1.6127032141525868E-3},{"$f":"R8745*VLOOKUP($B8745,$AR$36:$BA$47,MATCH(AO$2,$AS$2:$BA$2,0)+1,FALSE)","v":0},0.80204938991728114]
[2006,12,31,8,null,2013,12,31,8,0.27329015902076376,0.38675676961659294,4.9887901749104254E-3,0.10791498399116578,0.1109055,6.8408999999999998E-2,1.0659668849032324E-5,2.1213161224772018E-3,0,0.95439717859475914,null,null,0.25873868182746107,9.4518608825051253E-2,0.3421404575043922,8.7415360690887317E-2,6.3061928937725775E-2,2.7900475068867356E-3,5.3349379997225689E-6,1.5505490534819082E-3,0,0.85022096928388591,null,{"$f":"J8746*VLOOKUP($B8746,$AR$36:$AZ$47,MATCH(AG$2,$AS$2:$BA$2,0)+1,FALSE)","v":0.26046208591202347},{"$f":"K8746*VLOOKUP($B8746,$AR$36:$AZ$47,MATCH(AH$2,$AS$2:$BA$2,0)+1,FALSE)","v":0.33448242731706834},{"$f":"L8746*VLOOKUP($B8746,$AR$36:$AZ$47,MATCH(AI$2,$AS$2:$BA$2,0)+1,FALSE)","v":3.5732196589769085E-3},{"$f":"M8746*VLOOKUP($B8746,$AR$36:$AZ$47,MATCH(AJ$2,$AS$2:$BA$2,0)+1,FALSE)","v":9.3802477440109555E-2},{"$f":"N8746*VLOOKUP($B8746,$AR$36:$AZ$47,MATCH(AK$2,$AS$2:$BA$2,0)+1,FALSE)","v":8.6469389186292225E-2},{"$f":"O8746*VLOOKUP($B8746,$AR$36:$AZ$47,MATCH(AL$2,$AS$2:$BA$2,0)+1,FALSE)","v":6.5933500896716082E-2},{"$f":"P8746*VLOOKUP($B8746,$AR$36:$AZ$47,MATCH(AM$2,$AS$2:$BA$2,0)+1,FALSE)","v":5.3349379997225689E-6},{"$f":"Q8746*VLOOKUP($B8746,$AR$36:$AZ$47,MATCH(AN$2,$AS$2:$BA$2,0)+1,FALSE)","v":1.5234466840611223E-3},{"$f":"R8746*VLOOKUP($B8746,$AR$36:$BA$47,MATCH(AO$2,$AS$2:$BA$2,0)+1,FALSE)","v":0},0.84625188203324742]
[2006,12,31,9,null,2013,12,31,9,0.31808284562863504,0.39192756730355005,0,0.10733500855996034,0.11283139999999997,6.9204000000000002E-2,0,1.9066423204688544E-3,0,1.0012874638126144,null,null,0.30114635845203591,9.4010630517657581E-2,0.34671475128606788,8.893334891648999E-2,6.379478913894919E-2,0,0,1.3936359668445897E-3,0,0.89599351427804508,null,{"$f":"J8747*VLOOKUP($B8747,$AR$36:$AZ$47,MATCH(AG$2,$AS$2:$BA$2,0)+1,FALSE)","v":0.30315223117482198},{"$f":"K8747*VLOOKUP($B8747,$AR$36:$AZ$47,MATCH(AH$2,$AS$2:$BA$2,0)+1,FALSE)","v":0.33895433601362057},{"$f":"L8747*VLOOKUP($B8747,$AR$36:$AZ$47,MATCH(AI$2,$AS$2:$BA$2,0)+1,FALSE)","v":0},{"$f":"M8747*VLOOKUP($B8747,$AR$36:$AZ$47,MATCH(AJ$2,$AS$2:$BA$2,0)+1,FALSE)","v":9.3298347890260203E-2},{"$f":"N8747*VLOOKUP($B8747,$AR$36:$AZ$47,MATCH(AK$2,$AS$2:$BA$2,0)+1,FALSE)","v":8.7970950395013861E-2},{"$f":"O8747*VLOOKUP($B8747,$AR$36:$AZ$47,MATCH(AL$2,$AS$2:$BA$2,0)+1,FALSE)","v":6.6699732433690595E-2},{"$f":"P8747*VLOOKUP($B8747,$AR$36:$AZ$47,MATCH(AM$2,$AS$2:$BA$2,0)+1,FALSE)","v":0},{"$f":"Q8747*VLOOKUP($B8747,$AR$36:$AZ$47,MATCH(AN$2,$AS$2:$BA$2,0)+1,FALSE)","v":1.3692763139031379E-3},{"$f":"R8747*VLOOKUP($B8747,$AR$36:$BA$47,MATCH(AO$2,$AS$2:$BA$2,0)+1,FALSE)","v":0},0.89144487422131047]
[2006,12,31,10,null,2013,12,31,10,0.36218611101816167,0.39479306235267209,0,9.9105833199876786E-2,0.1135869,6.9847999999999993E-2,0,1.9066423204688544E-3,0,1.0414265488911794,null,null,0.34290132245096211,8.680301042593648E-2,0.3492496824472085,8.952883160221764E-2,6.4388451993776699E-2,0,0,1.3936359668445897E-3,0,0.93426493488694595,null,{"$f":"J8748*VLOOKUP($B8748,$AR$36:$AZ$47,MATCH(AG$2,$AS$2:$BA$2,0)+1,FALSE)","v":0.34518531623009063},{"$f":"K8748*VLOOKUP($B8748,$AR$36:$AZ$47,MATCH(AH$2,$AS$2:$BA$2,0)+1,FALSE)","v":0.34143252854906225},{"$f":"L8748*VLOOKUP($B8748,$AR$36:$AZ$47,MATCH(AI$2,$AS$2:$BA$2,0)+1,FALSE)","v":0},{"$f":"M8748*VLOOKUP($B8748,$AR$36:$AZ$47,MATCH(AJ$2,$AS$2:$BA$2,0)+1,FALSE)","v":8.6145337182051834E-2},{"$f":"N8748*VLOOKUP($B8748,$AR$36:$AZ$47,MATCH(AK$2,$AS$2:$BA$2,0)+1,FALSE)","v":8.8559989022766739E-2},{"$f":"O8748*VLOOKUP($B8748,$AR$36:$AZ$47,MATCH(AL$2,$AS$2:$BA$2,0)+1,FALSE)","v":6.7320428169302643E-2},{"$f":"P8748*VLOOKUP($B8748,$AR$36:$AZ$47,MATCH(AM$2,$AS$2:$BA$2,0)+1,FALSE)","v":0},{"$f":"Q8748*VLOOKUP($B8748,$AR$36:$AZ$47,MATCH(AN$2,$AS$2:$BA$2,0)+1,FALSE)","v":1.3692763139031379E-3},{"$f":"R8748*VLOOKUP($B8748,$AR$36:$BA$47,MATCH(AO$2,$AS$2:$BA$2,0)+1,FALSE)","v":0},0.93001287546717726]
[2006,12,31,11,null,2013,12,31,11,0.35337939707435939,0.41042212043472387,0,0.11317371986228709,0.11358639999999999,6.9970000000000004E-2,0,1.9066423204688544E-3,0,1.0624382796918392,null,null,0.33456352658880739,9.9124534530025371E-2,0.36307577032113747,8.9528437503815436E-2,6.4500916074970743E-2,0,0,1.3936359668445897E-3,0,0.95218682098560103,null,{"$f":"J8749*VLOOKUP($B8749,$AR$36:$AZ$47,MATCH(AG$2,$AS$2:$BA$2,0)+1,FALSE)","v":0.3367919840587007},{"$f":"K8749*VLOOKUP($B8749,$AR$36:$AZ$47,MATCH(AH$2,$AS$2:$BA$2,0)+1,FALSE)","v":0.35494915112595082},{"$f":"L8749*VLOOKUP($B8749,$AR$36:$AZ$47,MATCH(AI$2,$AS$2:$BA$2,0)+1,FALSE)","v":0},{"$f":"M8749*VLOOKUP($B8749,$AR$36:$AZ$47,MATCH(AJ$2,$AS$2:$BA$2,0)+1,FALSE)","v":9.837350580587137E-2},{"$f":"N8749*VLOOKUP($B8749,$AR$36:$AZ$47,MATCH(AK$2,$AS$2:$BA$2,0)+1,FALSE)","v":8.8559599189128244E-2},{"$f":"O8749*VLOOKUP($B8749,$AR$36:$AZ$47,MATCH(AL$2,$AS$2:$BA$2,0)+1,FALSE)","v":6.7438013386297485E-2},{"$f":"P8749*VLOOKUP($B8749,$AR$36:$AZ$47,MATCH(AM$2,$AS$2:$BA$2,0)+1,FALSE)","v":0},{"$f":"Q8749*VLOOKUP($B8749,$AR$36:$AZ$47,MATCH(AN$2,$AS$2:$BA$2,0)+1,FALSE)","v":1.3692763139031379E-3},{"$f":"R8749*VLOOKUP($B8749,$AR$36:$BA$47,MATCH(AO$2,$AS$2:$BA$2,0)+1,FALSE)","v":0},0.94748152987985179]
[2006,12,31,12,null,2013,12,31,12,0.36297003338374623,0.41671787728519083,0,0.11590807957408568,0.11291359999999998,6.9661000000000001E-2,0,1.9066423204688544E-3,0,1.0800772325634915,null,null,0.34364350446092978,0.10151945566542236,0.36864524782838459,8.899813869381204E-2,6.421606852506126E-2,0,0,1.3936359668445897E-3,0,0.96841605114045459,null,{"$f":"J8750*VLOOKUP($B8750,$AR$36:$AZ$47,MATCH(AG$2,$AS$2:$BA$2,0)+1,FALSE)","v":0.34593244175874066},{"$f":"K8750*VLOOKUP($B8750,$AR$36:$AZ$47,MATCH(AH$2,$AS$2:$BA$2,0)+1,FALSE)","v":0.36039396864066381},{"$f":"L8750*VLOOKUP($B8750,$AR$36:$AZ$47,MATCH(AI$2,$AS$2:$BA$2,0)+1,FALSE)","v":0},{"$f":"M8750*VLOOKUP($B8750,$AR$36:$AZ$47,MATCH(AJ$2,$AS$2:$BA$2,0)+1,FALSE)","v":0.10075028153888847},{"$f":"N8750*VLOOKUP($B8750,$AR$36:$AZ$47,MATCH(AK$2,$AS$2:$BA$2,0)+1,FALSE)","v":8.8035039045181021E-2},{"$f":"O8750*VLOOKUP($B8750,$AR$36:$AZ$47,MATCH(AL$2,$AS$2:$BA$2,0)+1,FALSE)","v":6.7140195090794191E-2},{"$f":"P8750*VLOOKUP($B8750,$AR$36:$AZ$47,MATCH(AM$2,$AS$2:$BA$2,0)+1,FALSE)","v":0},{"$f":"Q8750*VLOOKUP($B8750,$AR$36:$AZ$47,MATCH(AN$2,$AS$2:$BA$2,0)+1,FALSE)","v":1.3692763139031379E-3},{"$f":"R8750*VLOOKUP($B8750,$AR$36:$BA$47,MATCH(AO$2,$AS$2:$BA$2,0)+1,FALSE)","v":0},0.96362120238817128]
[2006,12,31,13,null,2013,12,31,13,0.34835220448317789,0.42524735231318495,0,0.12838171109288596,0.11131149999999999,6.8775000000000003E-2,0,1.9066423204688544E-3,0,1.0839744102097175,null,null,0.32980400949168337,0.11244463263852768,0.37619076148867087,8.7735368593475554E-2,6.339932118130788E-2,0,0,1.3936359668445897E-3,0,0.9709677293605099,null,{"$f":"J8751*VLOOKUP($B8751,$AR$36:$AZ$47,MATCH(AG$2,$AS$2:$BA$2,0)+1,FALSE)","v":0.33200076481658697},{"$f":"K8751*VLOOKUP($B8751,$AR$36:$AZ$47,MATCH(AH$2,$AS$2:$BA$2,0)+1,FALSE)","v":0.36777059326686501},{"$f":"L8751*VLOOKUP($B8751,$AR$36:$AZ$47,MATCH(AI$2,$AS$2:$BA$2,0)+1,FALSE)","v":0},{"$f":"M8751*VLOOKUP($B8751,$AR$36:$AZ$47,MATCH(AJ$2,$AS$2:$BA$2,0)+1,FALSE)","v":0.11159268262041286},{"$f":"N8751*VLOOKUP($B8751,$AR$36:$AZ$47,MATCH(AK$2,$AS$2:$BA$2,0)+1,FALSE)","v":8.6785934100743117E-2},{"$f":"O8751*VLOOKUP($B8751,$AR$36:$AZ$47,MATCH(AL$2,$AS$2:$BA$2,0)+1,FALSE)","v":6.6286256547700581E-2},{"$f":"P8751*VLOOKUP($B8751,$AR$36:$AZ$47,MATCH(AM$2,$AS$2:$BA$2,0)+1,FALSE)","v":0},{"$f":"Q8751*VLOOKUP($B8751,$AR$36:$AZ$47,MATCH(AN$2,$AS$2:$BA$2,0)+1,FALSE)","v":1.3692763139031379E-3},{"$f":"R8751*VLOOKUP($B8751,$AR$36:$BA$47,MATCH(AO$2,$AS$2:$BA$2,0)+1,FALSE)","v":0},0.96580550766621165]
[2006,12,31,14,null,2013,12,31,14,0.34349194322139914,0.42250411867791071,0,0.12357243692583131,0.1100807,6.8064E-2,0,1.9066423204688544E-3,0,1.0696198411456099,null,null,0.32520253537817839,0.10823237325696233,0.37376398764850099,8.6765255966614455E-2,6.2743895265496757E-2,0,0,1.3936359668445897E-3,0,0.9581016834825975,null,{"$f":"J8752*VLOOKUP($B8752,$AR$36:$AZ$47,MATCH(AG$2,$AS$2:$BA$2,0)+1,FALSE)","v":0.32736864124925386},{"$f":"K8752*VLOOKUP($B8752,$AR$36:$AZ$47,MATCH(AH$2,$AS$2:$BA$2,0)+1,FALSE)","v":0.36539813719858738},{"$f":"L8752*VLOOKUP($B8752,$AR$36:$AZ$47,MATCH(AI$2,$AS$2:$BA$2,0)+1,FALSE)","v":0},{"$f":"M8752*VLOOKUP($B8752,$AR$36:$AZ$47,MATCH(AJ$2,$AS$2:$BA$2,0)+1,FALSE)","v":0.10741233791874125},{"$f":"N8752*VLOOKUP($B8752,$AR$36:$AZ$47,MATCH(AK$2,$AS$2:$BA$2,0)+1,FALSE)","v":8.5826319616245164E-2},{"$f":"O8752*VLOOKUP($B8752,$AR$36:$AZ$47,MATCH(AL$2,$AS$2:$BA$2,0)+1,FALSE)","v":6.5600985324066774E-2},{"$f":"P8752*VLOOKUP($B8752,$AR$36:$AZ$47,MATCH(AM$2,$AS$2:$BA$2,0)+1,FALSE)","v":0},{"$f":"Q8752*VLOOKUP($B8752,$AR$36:$AZ$47,MATCH(AN$2,$AS$2:$BA$2,0)+1,FALSE)","v":1.3692763139031379E-3},{"$f":"R8752*VLOOKUP($B8752,$AR$36:$BA$47,MATCH(AO$2,$AS$2:$BA$2,0)+1,FALSE)","v":0},0.9529756976207977]
[2006,12,31,15,null,2013,12,31,15,0.36033348146596594,0.41272262645287661,0,0.11107935884278619,0.10881250000000001,6.7628999999999995E-2,0,1.9066423204688544E-3,0,1.0624836090820975,null,null,0.34114733712647299,9.7290163781688449E-2,0.36511088966067134,8.5765664779268627E-2,6.2342896287468849E-2,0,0,1.3936359668445897E-3,0,0.95305058760241479,null,{"$f":"J8753*VLOOKUP($B8753,$AR$36:$AZ$47,MATCH(AG$2,$AS$2:$BA$2,0)+1,FALSE)","v":0.34341964797728503},{"$f":"K8753*VLOOKUP($B8753,$AR$36:$AZ$47,MATCH(AH$2,$AS$2:$BA$2,0)+1,FALSE)","v":0.35693871898218266},{"$f":"L8753*VLOOKUP($B8753,$AR$36:$AZ$47,MATCH(AI$2,$AS$2:$BA$2,0)+1,FALSE)","v":0},{"$f":"M8753*VLOOKUP($B8753,$AR$36:$AZ$47,MATCH(AJ$2,$AS$2:$BA$2,0)+1,FALSE)","v":9.6553033383809383E-2},{"$f":"N8753*VLOOKUP($B8753,$AR$36:$AZ$47,MATCH(AK$2,$AS$2:$BA$2,0)+1,FALSE)","v":8.4837545575588438E-2},{"$f":"O8753*VLOOKUP($B8753,$AR$36:$AZ$47,MATCH(AL$2,$AS$2:$BA$2,0)+1,FALSE)","v":6.5181726558552408E-2},{"$f":"P8753*VLOOKUP($B8753,$AR$36:$AZ$47,MATCH(AM$2,$AS$2:$BA$2,0)+1,FALSE)","v":0},{"$f":"Q8753*VLOOKUP($B8753,$AR$36:$AZ$47,MATCH(AN$2,$AS$2:$BA$2,0)+1,FALSE)","v":1.3692763139031379E-3},{"$f":"R8753*VLOOKUP($B8753,$AR$36:$BA$47,MATCH(AO$2,$AS$2:$BA$2,0)+1,FALSE)","v":0},0.94829994879132107]
[2006,12,31,16,null,2013,12,31,16,0.37401517732302292,0.41613712125953622,0,0.11606454525957656,0.10695909999999999,6.6885E-2,0,1.9066423204688544E-3,0,1.0819675861626046,null,null,0.35410054394483559,0.10165649797756936,0.36813148789468553,8.4304820821985246E-2,6.1657049759531478E-2,0,0,1.3936359668445897E-3,0,0.97124403636545176,null,{"$f":"J8754*VLOOKUP($B8754,$AR$36:$AZ$47,MATCH(AG$2,$AS$2:$BA$2,0)+1,FALSE)","v":0.35645913338909668},{"$f":"K8754*VLOOKUP($B8754,$AR$36:$AZ$47,MATCH(AH$2,$AS$2:$BA$2,0)+1,FALSE)","v":0.35989170804589121},{"$f":"L8754*VLOOKUP($B8754,$AR$36:$AZ$47,MATCH(AI$2,$AS$2:$BA$2,0)+1,FALSE)","v":0},{"$f":"M8754*VLOOKUP($B8754,$AR$36:$AZ$47,MATCH(AJ$2,$AS$2:$BA$2,0)+1,FALSE)","v":0.10088628553379812},{"$f":"N8754*VLOOKUP($B8754,$AR$36:$AZ$47,MATCH(AK$2,$AS$2:$BA$2,0)+1,FALSE)","v":8.3392510244447271E-2},{"$f":"O8754*VLOOKUP($B8754,$AR$36:$AZ$47,MATCH(AL$2,$AS$2:$BA$2,0)+1,FALSE)","v":6.4464649497534762E-2},{"$f":"P8754*VLOOKUP($B8754,$AR$36:$AZ$47,MATCH(AM$2,$AS$2:$BA$2,0)+1,FALSE)","v":0},{"$f":"Q8754*VLOOKUP($B8754,$AR$36:$AZ$47,MATCH(AN$2,$AS$2:$BA$2,0)+1,FALSE)","v":1.3692763139031379E-3},{"$f":"R8754*VLOOKUP($B8754,$AR$36:$BA$47,MATCH(AO$2,$AS$2:$BA$2,0)+1,FALSE)","v":0},0.96646356302467118]
[2006,12,31,17,null,2013,12,31,17,0.42636768321424606,0.41904858550158119,2.8882469433691937E-3,0.11586766086861239,0.10710799999999995,6.7461999999999994E-2,6.1713872283871353E-6,2.0309271532105294E-3,0,1.1407792750682477,null,null,0.40366551332827505,0.101484054466529,0.37070708523657159,8.4422183326161054E-2,6.2188949553375381E-2,1.6152906618817945E-3,3.0886483156288559E-6,1.48448038542409E-3,0,1.0255706456065334,null,{"$f":"J8755*VLOOKUP($B8755,$AR$36:$AZ$47,MATCH(AG$2,$AS$2:$BA$2,0)+1,FALSE)","v":0.40635424463645586},{"$f":"K8755*VLOOKUP($B8755,$AR$36:$AZ$47,MATCH(AH$2,$AS$2:$BA$2,0)+1,FALSE)","v":0.36240965654280166},{"$f":"L8755*VLOOKUP($B8755,$AR$36:$AZ$47,MATCH(AI$2,$AS$2:$BA$2,0)+1,FALSE)","v":2.0687061183550523E-3},{"$f":"M8755*VLOOKUP($B8755,$AR$36:$AZ$47,MATCH(AJ$2,$AS$2:$BA$2,0)+1,FALSE)","v":0.10071514856135286},{"$f":"N8755*VLOOKUP($B8755,$AR$36:$AZ$47,MATCH(AK$2,$AS$2:$BA$2,0)+1,FALSE)","v":8.3508602701988482E-2},{"$f":"O8755*VLOOKUP($B8755,$AR$36:$AZ$47,MATCH(AL$2,$AS$2:$BA$2,0)+1,FALSE)","v":6.5020769745125065E-2},{"$f":"P8755*VLOOKUP($B8755,$AR$36:$AZ$47,MATCH(AM$2,$AS$2:$BA$2,0)+1,FALSE)","v":3.0886483156288559E-6},{"$f":"Q8755*VLOOKUP($B8755,$AR$36:$AZ$47,MATCH(AN$2,$AS$2:$BA$2,0)+1,FALSE)","v":1.4585328439946027E-3},{"$f":"R8755*VLOOKUP($B8755,$AR$36:$BA$47,MATCH(AO$2,$AS$2:$BA$2,0)+1,FALSE)","v":0},1.0215387497983892]
[2006,12,31,18,null,2013,12,31,18,0.4996449523326939,0.4193947870622578,7.8770371182796187E-3,0.11593945793203653,0.10635660000000004,6.6743999999999998E-2,1.683105607741946E-5,2.2456009552188762E-3,0,1.2182192664565641,null,null,0.47304109599674143,0.10154693876953858,0.37101334893940491,8.3829932247331554E-2,6.1527070780446572E-2,4.4053381687685304E-3,8.4235863153514252E-6,1.6413934720614079E-3,0,1.0970135419606082,null,{"$f":"J8756*VLOOKUP($B8756,$AR$36:$AZ$47,MATCH(AG$2,$AS$2:$BA$2,0)+1,FALSE)","v":0.47619192350830108},{"$f":"K8756*VLOOKUP($B8756,$AR$36:$AZ$47,MATCH(AH$2,$AS$2:$BA$2,0)+1,FALSE)","v":0.36270906523439578},{"$f":"L8756*VLOOKUP($B8756,$AR$36:$AZ$47,MATCH(AI$2,$AS$2:$BA$2,0)+1,FALSE)","v":5.64192577733196E-3},{"$f":"M8756*VLOOKUP($B8756,$AR$36:$AZ$47,MATCH(AJ$2,$AS$2:$BA$2,0)+1,FALSE)","v":0.10077755641402567},{"$f":"N8756*VLOOKUP($B8756,$AR$36:$AZ$47,MATCH(AK$2,$AS$2:$BA$2,0)+1,FALSE)","v":8.2922760710071278E-2},{"$f":"O8756*VLOOKUP($B8756,$AR$36:$AZ$47,MATCH(AL$2,$AS$2:$BA$2,0)+1,FALSE)","v":6.4328751828712866E-2},{"$f":"P8756*VLOOKUP($B8756,$AR$36:$AZ$47,MATCH(AM$2,$AS$2:$BA$2,0)+1,FALSE)","v":8.4235863153514252E-6},{"$f":"Q8756*VLOOKUP($B8756,$AR$36:$AZ$47,MATCH(AN$2,$AS$2:$BA$2,0)+1,FALSE)","v":1.6127032141525868E-3},{"$f":"R8756*VLOOKUP($B8756,$AR$36:$BA$47,MATCH(AO$2,$AS$2:$BA$2,0)+1,FALSE)","v":0},1.0941931102733065]
[2006,12,31,19,null,2013,12,31,19,0.53015562250817216,0.41153240088298276,7.8770371182796187E-3,0.11734201028287383,9.8910500000000054E-2,6.4048999999999995E-2,1.683105607741946E-5,2.2456009552188762E-3,0,1.2321290028036049,null,null,0.50192720961005999,0.10277538075324215,0.36405796866999135,7.7960940022054948E-2,5.9042720790135776E-2,4.4053381687685304E-3,8.4235863153514252E-6,1.6413934720614079E-3,0,1.1118193750726295,null,{"$f":"J8757*VLOOKUP($B8757,$AR$36:$AZ$47,MATCH(AG$2,$AS$2:$BA$2,0)+1,FALSE)","v":0.50527044146501632},{"$f":"K8757*VLOOKUP($B8757,$AR$36:$AZ$47,MATCH(AH$2,$AS$2:$BA$2,0)+1,FALSE)","v":0.35590936521529815},{"$f":"L8757*VLOOKUP($B8757,$AR$36:$AZ$47,MATCH(AI$2,$AS$2:$BA$2,0)+1,FALSE)","v":5.64192577733196E-3},{"$f":"M8757*VLOOKUP($B8757,$AR$36:$AZ$47,MATCH(AJ$2,$AS$2:$BA$2,0)+1,FALSE)","v":0.10199669096218776},{"$f":"N8757*VLOOKUP($B8757,$AR$36:$AZ$47,MATCH(AK$2,$AS$2:$BA$2,0)+1,FALSE)","v":7.7117280199005114E-2},{"$f":"O8757*VLOOKUP($B8757,$AR$36:$AZ$47,MATCH(AL$2,$AS$2:$BA$2,0)+1,FALSE)","v":6.1731275109031973E-2},{"$f":"P8757*VLOOKUP($B8757,$AR$36:$AZ$47,MATCH(AM$2,$AS$2:$BA$2,0)+1,FALSE)","v":8.4235863153514252E-6},{"$f":"Q8757*VLOOKUP($B8757,$AR$36:$AZ$47,MATCH(AN$2,$AS$2:$BA$2,0)+1,FALSE)","v":1.6127032141525868E-3},{"$f":"R8757*VLOOKUP($B8757,$AR$36:$BA$47,MATCH(AO$2,$AS$2:$BA$2,0)+1,FALSE)","v":0},1.1092881055283392]
[2006,12,31,20,null,2013,12,31,20,0.48864338058850737,0.40197345202198165,7.8770371182796187E-3,0.12017286155128445,9.546049999999999E-2,6.3092999999999996E-2,1.683105607741946E-5,2.2456009552188762E-3,0,1.1794826632913495,null,null,0.46262530868365054,0.1052548151541471,0.35560174141427664,7.524166104685924E-2,5.8161444875205491E-2,4.4053381687685304E-3,8.4235863153514252E-6,1.6413934720614079E-3,0,1.0629401264012843,null,{"$f":"J8758*VLOOKUP($B8758,$AR$36:$AZ$47,MATCH(AG$2,$AS$2:$BA$2,0)+1,FALSE)","v":0.46570675882081636},{"$f":"K8758*VLOOKUP($B8758,$AR$36:$AZ$47,MATCH(AH$2,$AS$2:$BA$2,0)+1,FALSE)","v":0.34764241123076417},{"$f":"L8758*VLOOKUP($B8758,$AR$36:$AZ$47,MATCH(AI$2,$AS$2:$BA$2,0)+1,FALSE)","v":5.64192577733196E-3},{"$f":"M8758*VLOOKUP($B8758,$AR$36:$AZ$47,MATCH(AJ$2,$AS$2:$BA$2,0)+1,FALSE)","v":0.1044573396359913},{"$f":"N8758*VLOOKUP($B8758,$AR$36:$AZ$47,MATCH(AK$2,$AS$2:$BA$2,0)+1,FALSE)","v":7.4427428093449363E-2},{"$f":"O8758*VLOOKUP($B8758,$AR$36:$AZ$47,MATCH(AL$2,$AS$2:$BA$2,0)+1,FALSE)","v":6.0809869638154448E-2},{"$f":"P8758*VLOOKUP($B8758,$AR$36:$AZ$47,MATCH(AM$2,$AS$2:$BA$2,0)+1,FALSE)","v":8.4235863153514252E-6},{"$f":"Q8758*VLOOKUP($B8758,$AR$36:$AZ$47,MATCH(AN$2,$AS$2:$BA$2,0)+1,FALSE)","v":1.6127032141525868E-3},{"$f":"R8758*VLOOKUP($B8758,$AR$36:$BA$47,MATCH(AO$2,$AS$2:$BA$2,0)+1,FALSE)","v":0},1.0603068599969756]
[2006,12,31,21,null,2013,12,31,21,0.46570248774530071,0.39996975793911527,7.8770371182796187E-3,0.1237543543526033,9.379259999999999E-2,6.2876000000000001E-2,1.683105607741946E-5,2.2456009552188762E-3,0,1.1562346691665952,null,null,0.44090591565660286,0.10839170777626254,0.35382919374590521,7.3927027596792913E-2,5.7961406304557095E-2,4.4053381687685304E-3,8.4235863153514252E-6,1.6413934720614079E-3,0,1.0410704063072658,null,{"$f":"J8759*VLOOKUP($B8759,$AR$36:$AZ$47,MATCH(AG$2,$AS$2:$BA$2,0)+1,FALSE)","v":0.44384269747284871},{"$f":"K8759*VLOOKUP($B8759,$AR$36:$AZ$47,MATCH(AH$2,$AS$2:$BA$2,0)+1,FALSE)","v":0.34590953798047203},{"$f":"L8759*VLOOKUP($B8759,$AR$36:$AZ$47,MATCH(AI$2,$AS$2:$BA$2,0)+1,FALSE)","v":5.64192577733196E-3},{"$f":"M8759*VLOOKUP($B8759,$AR$36:$AZ$47,MATCH(AJ$2,$AS$2:$BA$2,0)+1,FALSE)","v":0.10757046522126802},{"$f":"N8759*VLOOKUP($B8759,$AR$36:$AZ$47,MATCH(AK$2,$AS$2:$BA$2,0)+1,FALSE)","v":7.3127021042186643E-2},{"$f":"O8759*VLOOKUP($B8759,$AR$36:$AZ$47,MATCH(AL$2,$AS$2:$BA$2,0)+1,FALSE)","v":6.0600722162024306E-2},{"$f":"P8759*VLOOKUP($B8759,$AR$36:$AZ$47,MATCH(AM$2,$AS$2:$BA$2,0)+1,FALSE)","v":8.4235863153514252E-6},{"$f":"Q8759*VLOOKUP($B8759,$AR$36:$AZ$47,MATCH(AN$2,$AS$2:$BA$2,0)+1,FALSE)","v":1.6127032141525868E-3},{"$f":"R8759*VLOOKUP($B8759,$AR$36:$BA$47,MATCH(AO$2,$AS$2:$BA$2,0)+1,FALSE)","v":0},1.0383134964565996]
[2006,12,31,22,null,2013,12,31,22,0.42297710292291762,0.39034791445259648,7.8770371182796187E-3,0.11814349865431735,9.2477600000000007E-2,6.2192999999999998E-2,1.683105607741946E-5,2.2456009552188762E-3,0,1.0962785851594075,null,null,0.40045546625467432,0.10347737377642138,0.34531732739699372,7.2890548799000962E-2,5.7331791817216732E-2,4.4053381687685304E-3,8.4235863153514252E-6,1.6413934720614079E-3,0,0.98552766327145236,null,{"$f":"J8760*VLOOKUP($B8760,$AR$36:$AZ$47,MATCH(AG$2,$AS$2:$BA$2,0)+1,FALSE)","v":0.40312281611266293},{"$f":"K8760*VLOOKUP($B8760,$AR$36:$AZ$47,MATCH(AH$2,$AS$2:$BA$2,0)+1,FALSE)","v":0.33758819025635545},{"$f":"L8760*VLOOKUP($B8760,$AR$36:$AZ$47,MATCH(AI$2,$AS$2:$BA$2,0)+1,FALSE)","v":5.64192577733196E-3},{"$f":"M8760*VLOOKUP($B8760,$AR$36:$AZ$47,MATCH(AJ$2,$AS$2:$BA$2,0)+1,FALSE)","v":0.10269336525245125},{"$f":"N8760*VLOOKUP($B8760,$AR$36:$AZ$47,MATCH(AK$2,$AS$2:$BA$2,0)+1,FALSE)","v":7.2101758572967606E-2},{"$f":"O8760*VLOOKUP($B8760,$AR$36:$AZ$47,MATCH(AL$2,$AS$2:$BA$2,0)+1,FALSE)","v":5.9942437709504061E-2},{"$f":"P8760*VLOOKUP($B8760,$AR$36:$AZ$47,MATCH(AM$2,$AS$2:$BA$2,0)+1,FALSE)","v":8.4235863153514252E-6},{"$f":"Q8760*VLOOKUP($B8760,$AR$36:$AZ$47,MATCH(AN$2,$AS$2:$BA$2,0)+1,FALSE)","v":1.6127032141525868E-3},{"$f":"R8760*VLOOKUP($B8760,$AR$36:$BA$47,MATCH(AO$2,$AS$2:$BA$2,0)+1,FALSE)","v":0},0.9827116204817411]
[2006,12,31,23,null,2013,12,31,23,0.3501911467312282,0.38998070826529041,7.8770371182796187E-3,0.12317919265717113,9.19547E-2,6.0964999999999998E-2,1.683105607741946E-5,2.2456009552188762E-3,0,1.0264102167832658,null,null,0.33154503629968202,0.10788794563600074,0.34499248216403794,7.2478400689977823E-2,5.619977631142762E-2,4.4053381687685304E-3,8.4235863153514252E-6,1.6413934720614079E-3,0,0.91915879632827135,null,{"$f":"J8761*VLOOKUP($B8761,$AR$36:$AZ$47,MATCH(AG$2,$AS$2:$BA$2,0)+1,FALSE)","v":0.33375338823894202},{"$f":"K8761*VLOOKUP($B8761,$AR$36:$AZ$47,MATCH(AH$2,$AS$2:$BA$2,0)+1,FALSE)","v":0.33727061593961433},{"$f":"L8761*VLOOKUP($B8761,$AR$36:$AZ$47,MATCH(AI$2,$AS$2:$BA$2,0)+1,FALSE)","v":5.64192577733196E-3},{"$f":"M8761*VLOOKUP($B8761,$AR$36:$AZ$47,MATCH(AJ$2,$AS$2:$BA$2,0)+1,FALSE)","v":0.10707051989426312},{"$f":"N8761*VLOOKUP($B8761,$AR$36:$AZ$47,MATCH(AK$2,$AS$2:$BA$2,0)+1,FALSE)","v":7.1694070553838585E-2},{"$f":"O8761*VLOOKUP($B8761,$AR$36:$AZ$47,MATCH(AL$2,$AS$2:$BA$2,0)+1,FALSE)","v":5.8758875033523311E-2},{"$f":"P8761*VLOOKUP($B8761,$AR$36:$AZ$47,MATCH(AM$2,$AS$2:$BA$2,0)+1,FALSE)","v":8.4235863153514252E-6},{"$f":"Q8761*VLOOKUP($B8761,$AR$36:$AZ$47,MATCH(AN$2,$AS$2:$BA$2,0)+1,FALSE)","v":1.6127032141525868E-3},{"$f":"R8761*VLOOKUP($B8761,$AR$36:$BA$47,MATCH(AO$2,$AS$2:$BA$2,0)+1,FALSE)","v":0},0.91581052223798121]
[2006,12,31,24,null,2013,12,31,24,0.24831308284885095,0.39816860242769364,7.8770371182796187E-3,0.14353076903359382,9.0713200000000008E-2,5.9952999999999999E-2,1.683105607741946E-5,2.2456009552188762E-3,0,0.95081812343971439,null,null,0.23509152311607182,0.12571311333146853,0.35223581977258017,7.14998543573096E-2,5.5266877539555816E-2,4.4053381687685304E-3,8.4235863153514252E-6,1.6413934720614079E-3,0,0.84586234334413113,null,{"$f":"J8762*VLOOKUP($B8762,$AR$36:$AZ$47,MATCH(AG$2,$AS$2:$BA$2,0)+1,FALSE)","v":0.23665741843687432},{"$f":"K8762*VLOOKUP($B8762,$AR$36:$AZ$47,MATCH(AH$2,$AS$2:$BA$2,0)+1,FALSE)","v":0.34435182803260722},{"$f":"L8762*VLOOKUP($B8762,$AR$36:$AZ$47,MATCH(AI$2,$AS$2:$BA$2,0)+1,FALSE)","v":5.64192577733196E-3},{"$f":"M8762*VLOOKUP($B8762,$AR$36:$AZ$47,MATCH(AJ$2,$AS$2:$BA$2,0)+1,FALSE)","v":0.12476063310482835},{"$f":"N8762*VLOOKUP($B8762,$AR$36:$AZ$47,MATCH(AK$2,$AS$2:$BA$2,0)+1,FALSE)","v":7.0726113629477019E-2},{"$f":"O8762*VLOOKUP($B8762,$AR$36:$AZ$47,MATCH(AL$2,$AS$2:$BA$2,0)+1,FALSE)","v":5.778349602041865E-2},{"$f":"P8762*VLOOKUP($B8762,$AR$36:$AZ$47,MATCH(AM$2,$AS$2:$BA$2,0)+1,FALSE)","v":8.4235863153514252E-6},{"$f":"Q8762*VLOOKUP($B8762,$AR$36:$AZ$47,MATCH(AN$2,$AS$2:$BA$2,0)+1,FALSE)","v":1.6127032141525868E-3},{"$f":"R8762*VLOOKUP($B8762,$AR$36:$BA$47,MATCH(AO$2,$AS$2:$BA$2,0)+1,FALSE)","v":0},0.84154254180200549]
[]
[null,null,null,null,null,null,null,null,null,null,null,null,null,null,null,null,null,null,null,null,null,{"$f":"SUM(V3:V8762)","v":2252.9369999999999},699.87100000000044,2817.7069999999972,682.91900000000169,574.29200000000287,22.107000000001182,4.7000000000000847E-2,13.601999999998979,0.42309024000000017,7063.905090239994,null,2252.9370000000004,2817.7070000000067,22.107000000000752,699.87100000000157,682.91900000000135,574.29199999999946,4.7000000000000847E-2,13.602000000000263,0.42309024000000017,{"$f":"SUM(AP3:AP8762)","v":7063.905090239984},"Totals"]
[null,null,null,null,null,null,null,null,null,null,null,null,null,null,null,null,null,null,null,null,null,null,null,null,null,null,null,null,null,null,null,null,{"$f":"AG8764-V8764","v":0},{"$f":"AH8764-X8764","v":9.5496943686157465E-12},{"$f":"AI8764-AA8764","v":-4.2987835513486061E-13},{"$f":"AJ8764-W8764","v":1.1368683772161603E-12},{"$f":"AK8764-Y8764","v":0},{"$f":"AL8764-Z8764","v":-3.4106051316484809E-12},{"$f":"AM8764-AB8764","v":0},{"$f":"AN8764-AC8764","v":1.2843059948863811E-12},{"$f":"AO8764-AD8764","v":0},{"$f":"AP8764-AE8764","v":-1.0004441719502211E-11},"Check"]

{"sheet":"2021 (Monthly Scaling)","index":2,"n_rows":116,"n_cols":22,"rows_kept":116,"cut":false,"hidden":false,"merged":[]}
[]
[null,"*Monthly Scaling Used in CA Model"]
[]
[null,"Day","Hour","Residential","GS < 50 kW","GS > 50 < 1500 ","GS > 1500 < 5000",null,"LU","Street Lighting","Sentinel Lighting","USL",null,null,"standby","TOTAL LDC sales",null,"Range Start","Range End"]
[]
["NCP"]
[]
["Jan",null,null,{"$f":"_xlfn.MAXIFS('Hourly load shapes by class'!AG:AG,'Hourly load shapes by class'!$B:$B,$V8)*1000000","v":512327.95487735071},{"$f":"_xlfn.MAXIFS('Hourly load shapes by class'!AJ:AJ,'Hourly load shapes by class'!$B:$B,$V8)*1000000","v":133267.11225695972},{"$f":"_xlfn.MAXIFS('Hourly load shapes by class'!AH:AH,'Hourly load shapes by class'!$B:$B,$V8)*1000000","v":467892.49006103061},{"$f":"_xlfn.MAXIFS('Hourly load shapes by class'!AK:AK,'Hourly load shapes by class'!$B:$B,$V8)*1000000","v":100282.23160503834},null,{"$f":"_xlfn.MAXIFS('Hourly load shapes by class'!AL:AL,'Hourly load shapes by class'!$B:$B,$V8)*1000000","v":77181.083236126069},{"$f":"_xlfn.MAXIFS('Hourly load shapes by class'!AI:AI,'Hourly load shapes by class'!$B:$B,$V8)*1000000","v":6443.865297066568},{"$f":"_xlfn.MAXIFS('Hourly load shapes by class'!AM:AM,'Hourly load shapes by class'!$B:$B,$V8)*1000000","v":10.150652537394905},{"$f":"_xlfn.MAXIFS('Hourly load shapes by class'!AN:AN,'Hourly load shapes by class'!$B:$B,$V8)*1000000","v":1868.5507687941383},null,null,{"$f":"_xlfn.MAXIFS('Hourly load shapes by class'!AO:AO,'Hourly load shapes by class'!$B:$B,$V8)*1000000","v":705.92000000000007},{"$f":"_xlfn.MAXIFS('Hourly load shapes by class'!AP:AP,'Hourly load shapes by class'!$B:$B,$V8)*1000000","v":1182134.7616869642},null,3,746,null,null,1]
["Feb",null,null,{"$f":"_xlfn.MAXIFS('Hourly load shapes by class'!AG:AG,'Hourly load shapes by class'!$B:$B,$V9)*1000000","v":495404.5165846438},{"$f":"_xlfn.MAXIFS('Hourly load shapes by class'!AJ:AJ,'Hourly load shapes by class'!$B:$B,$V9)*1000000","v":135003.28897035142},{"$f":"_xlfn.MAXIFS('Hourly load shapes by class'!AH:AH,'Hourly load shapes by class'!$B:$B,$V9)*1000000","v":478603.24294661713},{"$f":"_xlfn.MAXIFS('Hourly load shapes by class'!AK:AK,'Hourly load shapes by class'!$B:$B,$V9)*1000000","v":99434.920812142431},null,{"$f":"_xlfn.MAXIFS('Hourly load shapes by class'!AL:AL,'Hourly load shapes by class'!$B:$B,$V9)*1000000","v":76343.583446337027},{"$f":"_xlfn.MAXIFS('Hourly load shapes by class'!AI:AI,'Hourly load shapes by class'!$B:$B,$V9)*1000000","v":6101.7227773577979},{"$f":"_xlfn.MAXIFS('Hourly load shapes by class'!AM:AM,'Hourly load shapes by class'!$B:$B,$V9)*1000000","v":10.282554173884492},{"$f":"_xlfn.MAXIFS('Hourly load shapes by class'!AN:AN,'Hourly load shapes by class'!$B:$B,$V9)*1000000","v":1885.7902256094999},null,null,{"$f":"_xlfn.MAXIFS('Hourly load shapes by class'!AO:AO,'Hourly load shapes by class'!$B:$B,$V9)*1000000","v":80},{"$f":"_xlfn.MAXIFS('Hourly load shapes by class'!AP:AP,'Hourly load shapes by class'!$B:$B,$V9)*1000000","v":1166039.7648580482},null,747,1442,{"$f":"R9-S8","v":1},null,2]
["Mar",null,null,{"$f":"_xlfn.MAXIFS('Hourly load shapes by class'!AG:AG,'Hourly load shapes by class'!$B:$B,$V10)*1000000","v":450897.60969713243},{"$f":"_xlfn.MAXIFS('Hourly load shapes by class'!AJ:AJ,'Hourly load shapes by class'!$B:$B,$V10)*1000000","v":131046.88721983282},{"$f":"_xlfn.MAXIFS('Hourly load shapes by class'!AH:AH,'Hourly load shapes by class'!$B:$B,$V10)*1000000","v":465157.96612364944},{"$f":"_xlfn.MAXIFS('Hourly load shapes by class'!AK:AK,'Hourly load shapes by class'!$B:$B,$V10)*1000000","v":97360.669176958007},null,{"$f":"_xlfn.MAXIFS('Hourly load shapes by class'!AL:AL,'Hourly load shapes by class'!$B:$B,$V10)*1000000","v":77453.493454453201},{"$f":"_xlfn.MAXIFS('Hourly load shapes by class'!AI:AI,'Hourly load shapes by class'!$B:$B,$V10)*1000000","v":5642.3114013010972},{"$f":"_xlfn.MAXIFS('Hourly load shapes by class'!AM:AM,'Hourly load shapes by class'!$B:$B,$V10)*1000000","v":12.504286150481677},{"$f":"_xlfn.MAXIFS('Hourly load shapes by class'!AN:AN,'Hourly load shapes by class'!$B:$B,$V10)*1000000","v":1662.716321056995},null,null,{"$f":"_xlfn.MAXIFS('Hourly load shapes by class'!AO:AO,'Hourly load shapes by class'!$B:$B,$V10)*1000000","v":543.04000000000019},{"$f":"_xlfn.MAXIFS('Hourly load shapes by class'!AP:AP,'Hourly load shapes by class'!$B:$B,$V10)*1000000","v":1082011.5623167818},null,1443,2186,{"$f":"R10-S9","v":1},null,3]
["Apr",null,null,{"$f":"_xlfn.MAXIFS('Hourly load shapes by class'!AG:AG,'Hourly load shapes by class'!$B:$B,$V11)*1000000","v":367684.50416639633},{"$f":"_xlfn.MAXIFS('Hourly load shapes by class'!AJ:AJ,'Hourly load shapes by class'!$B:$B,$V11)*1000000","v":111117.14858093672},{"$f":"_xlfn.MAXIFS('Hourly load shapes by class'!AH:AH,'Hourly load shapes by class'!$B:$B,$V11)*1000000","v":410396.10939752759},{"$f":"_xlfn.MAXIFS('Hourly load shapes by class'!AK:AK,'Hourly load shapes by class'!$B:$B,$V11)*1000000","v":98160.098667353217},null,{"$f":"_xlfn.MAXIFS('Hourly load shapes by class'!AL:AL,'Hourly load shapes by class'!$B:$B,$V11)*1000000","v":77654.807468792351},{"$f":"_xlfn.MAXIFS('Hourly load shapes by class'!AI:AI,'Hourly load shapes by class'!$B:$B,$V11)*1000000","v":5574.4622028906169},{"$f":"_xlfn.MAXIFS('Hourly load shapes by class'!AM:AM,'Hourly load shapes by class'!$B:$B,$V11)*1000000","v":13.764674838836987},{"$f":"_xlfn.MAXIFS('Hourly load shapes by class'!AN:AN,'Hourly load shapes by class'!$B:$B,$V11)*1000000","v":1827.342449763072},null,null,{"$f":"_xlfn.MAXIFS('Hourly load shapes by class'!AO:AO,'Hourly load shapes by class'!$B:$B,$V11)*1000000","v":604.48000000000025},{"$f":"_xlfn.MAXIFS('Hourly load shapes by class'!AP:AP,'Hourly load shapes by class'!$B:$B,$V11)*1000000","v":956545.49274167372},null,2187,2906,1,null,4]
["May",null,null,{"$f":"_xlfn.MAXIFS('Hourly load shapes by class'!AG:AG,'Hourly load shapes by class'!$B:$B,$V12)*1000000","v":355536.71436055517},{"$f":"_xlfn.MAXIFS('Hourly load shapes by class'!AJ:AJ,'Hourly load shapes by class'!$B:$B,$V12)*1000000","v":125623.9701083745},{"$f":"_xlfn.MAXIFS('Hourly load shapes by class'!AH:AH,'Hourly load shapes by class'!$B:$B,$V12)*1000000","v":461387.32417004486},{"$f":"_xlfn.MAXIFS('Hourly load shapes by class'!AK:AK,'Hourly load shapes by class'!$B:$B,$V12)*1000000","v":112072.76103674427},null,{"$f":"_xlfn.MAXIFS('Hourly load shapes by class'!AL:AL,'Hourly load shapes by class'!$B:$B,$V12)*1000000","v":89288.053923979416},{"$f":"_xlfn.MAXIFS('Hourly load shapes by class'!AI:AI,'Hourly load shapes by class'!$B:$B,$V12)*1000000","v":4575.2916862806178},{"$f":"_xlfn.MAXIFS('Hourly load shapes by class'!AM:AM,'Hourly load shapes by class'!$B:$B,$V12)*1000000","v":15.090410825626204},{"$f":"_xlfn.MAXIFS('Hourly load shapes by class'!AN:AN,'Hourly load shapes by class'!$B:$B,$V12)*1000000","v":1841.3004716763685},null,null,{"$f":"_xlfn.MAXIFS('Hourly load shapes by class'!AO:AO,'Hourly load shapes by class'!$B:$B,$V12)*1000000","v":595.52000000000021},{"$f":"_xlfn.MAXIFS('Hourly load shapes by class'!AP:AP,'Hourly load shapes by class'!$B:$B,$V12)*1000000","v":1071163.5647341209},null,2907,3650,1,null,5]
["Jun",null,null,{"$f":"_xlfn.MAXIFS('Hourly load shapes by class'!AG:AG,'Hourly load shapes by class'!$B:$B,$V13)*1000000","v":466978.84032608423},{"$f":"_xlfn.MAXIFS('Hourly load shapes by class'!AJ:AJ,'Hourly load shapes by class'!$B:$B,$V13)*1000000","v":141960.75169543744},{"$f":"_xlfn.MAXIFS('Hourly load shapes by class'!AH:AH,'Hourly load shapes by class'!$B:$B,$V13)*1000000","v":494658.26212648838},{"$f":"_xlfn.MAXIFS('Hourly load shapes by class'!AK:AK,'Hourly load shapes by class'!$B:$B,$V13)*1000000","v":122925.96893916403},null,{"$f":"_xlfn.MAXIFS('Hourly load shapes by class'!AL:AL,'Hourly load shapes by class'!$B:$B,$V13)*1000000","v":93586.530946329847},{"$f":"_xlfn.MAXIFS('Hourly load shapes by class'!AI:AI,'Hourly load shapes by class'!$B:$B,$V13)*1000000","v":3787.7128236434874},{"$f":"_xlfn.MAXIFS('Hourly load shapes by class'!AM:AM,'Hourly load shapes by class'!$B:$B,$V13)*1000000","v":15.090410825626204},{"$f":"_xlfn.MAXIFS('Hourly load shapes by class'!AN:AN,'Hourly load shapes by class'!$B:$B,$V13)*1000000","v":1896.1887482328814},null,null,{"$f":"_xlfn.MAXIFS('Hourly load shapes by class'!AO:AO,'Hourly load shapes by class'!$B:$B,$V13)*1000000","v":935.3599999999999},{"$f":"_xlfn.MAXIFS('Hourly load shapes by class'!AP:AP,'Hourly load shapes by class'!$B:$B,$V13)*1000000","v":1221658.7248210984},null,3651,4370,1,null,6]
["Jul",null,null,{"$f":"_xlfn.MAXIFS('Hourly load shapes by class'!AG:AG,'Hourly load shapes by class'!$B:$B,$V14)*1000000","v":575660.26029999636},{"$f":"_xlfn.MAXIFS('Hourly load shapes by class'!AJ:AJ,'Hourly load shapes by class'!$B:$B,$V14)*1000000","v":145496.20312591334},{"$f":"_xlfn.MAXIFS('Hourly load shapes by class'!AH:AH,'Hourly load shapes by class'!$B:$B,$V14)*1000000","v":498153.45091079804},{"$f":"_xlfn.MAXIFS('Hourly load shapes by class'!AK:AK,'Hourly load shapes by class'!$B:$B,$V14)*1000000","v":125654.38026754488},null,{"$f":"_xlfn.MAXIFS('Hourly load shapes by class'!AL:AL,'Hourly load shapes by class'!$B:$B,$V14)*1000000","v":95229.080611360667},{"$f":"_xlfn.MAXIFS('Hourly load shapes by class'!AI:AI,'Hourly load shapes by class'!$B:$B,$V14)*1000000","v":4001.7938980001918},{"$f":"_xlfn.MAXIFS('Hourly load shapes by class'!AM:AM,'Hourly load shapes by class'!$B:$B,$V14)*1000000","v":14.243518678685003},{"$f":"_xlfn.MAXIFS('Hourly load shapes by class'!AN:AN,'Hourly load shapes by class'!$B:$B,$V14)*1000000","v":1798.346164153882},null,null,{"$f":"_xlfn.MAXIFS('Hourly load shapes by class'!AO:AO,'Hourly load shapes by class'!$B:$B,$V14)*1000000","v":1152.0000000000005},{"$f":"_xlfn.MAXIFS('Hourly load shapes by class'!AP:AP,'Hourly load shapes by class'!$B:$B,$V14)*1000000","v":1277018.6530127765},null,4371,5114,1,null,7]
["Aug",null,null,{"$f":"_xlfn.MAXIFS('Hourly load shapes by class'!AG:AG,'Hourly load shapes by class'!$B:$B,$V15)*1000000","v":540028.38155696809},{"$f":"_xlfn.MAXIFS('Hourly load shapes by class'!AJ:AJ,'Hourly load shapes by class'!$B:$B,$V15)*1000000","v":139183.43133277321},{"$f":"_xlfn.MAXIFS('Hourly load shapes by class'!AH:AH,'Hourly load shapes by class'!$B:$B,$V15)*1000000","v":495716.38467252377},{"$f":"_xlfn.MAXIFS('Hourly load shapes by class'!AK:AK,'Hourly load shapes by class'!$B:$B,$V15)*1000000","v":119831.36344996697},null,{"$f":"_xlfn.MAXIFS('Hourly load shapes by class'!AL:AL,'Hourly load shapes by class'!$B:$B,$V15)*1000000","v":91697.331256158344},{"$f":"_xlfn.MAXIFS('Hourly load shapes by class'!AI:AI,'Hourly load shapes by class'!$B:$B,$V15)*1000000","v":4434.0424981838569},{"$f":"_xlfn.MAXIFS('Hourly load shapes by class'!AM:AM,'Hourly load shapes by class'!$B:$B,$V15)*1000000","v":12.83199880962616},{"$f":"_xlfn.MAXIFS('Hourly load shapes by class'!AN:AN,'Hourly load shapes by class'!$B:$B,$V15)*1000000","v":1742.6816517476159},null,null,{"$f":"_xlfn.MAXIFS('Hourly load shapes by class'!AO:AO,'Hourly load shapes by class'!$B:$B,$V15)*1000000","v":965.75999999999954},{"$f":"_xlfn.MAXIFS('Hourly load shapes by class'!AP:AP,'Hourly load shapes by class'!$B:$B,$V15)*1000000","v":1269874.5054102202},null,5115,5858,1,null,8]
["Sep",null,null,{"$f":"_xlfn.MAXIFS('Hourly load shapes by class'!AG:AG,'Hourly load shapes by class'!$B:$B,$V16)*1000000","v":443884.40780897706},{"$f":"_xlfn.MAXIFS('Hourly load shapes by class'!AJ:AJ,'Hourly load shapes by class'!$B:$B,$V16)*1000000","v":121511.32942635253},{"$f":"_xlfn.MAXIFS('Hourly load shapes by class'!AH:AH,'Hourly load shapes by class'!$B:$B,$V16)*1000000","v":454320.83622738317},{"$f":"_xlfn.MAXIFS('Hourly load shapes by class'!AK:AK,'Hourly load shapes by class'!$B:$B,$V16)*1000000","v":118129.54996933187},null,{"$f":"_xlfn.MAXIFS('Hourly load shapes by class'!AL:AL,'Hourly load shapes by class'!$B:$B,$V16)*1000000","v":94150.810789505078},{"$f":"_xlfn.MAXIFS('Hourly load shapes by class'!AI:AI,'Hourly load shapes by class'!$B:$B,$V16)*1000000","v":4880.5059774170368},{"$f":"_xlfn.MAXIFS('Hourly load shapes by class'!AM:AM,'Hourly load shapes by class'!$B:$B,$V16)*1000000","v":11.345308143775213},{"$f":"_xlfn.MAXIFS('Hourly load shapes by class'!AN:AN,'Hourly load shapes by class'!$B:$B,$V16)*1000000","v":1721.4167181433859},null,null,{"$f":"_xlfn.MAXIFS('Hourly load shapes by class'!AO:AO,'Hourly load shapes by class'!$B:$B,$V16)*1000000","v":606.0799999999997},{"$f":"_xlfn.MAXIFS('Hourly load shapes by class'!AP:AP,'Hourly load shapes by class'!$B:$B,$V16)*1000000","v":994773.4569840912},null,5859,6578,1,null,9]
["Oct",null,null,{"$f":"_xlfn.MAXIFS('Hourly load shapes by class'!AG:AG,'Hourly load shapes by class'!$B:$B,$V17)*1000000","v":393900.96894790127},{"$f":"_xlfn.MAXIFS('Hourly load shapes by class'!AJ:AJ,'Hourly load shapes by class'!$B:$B,$V17)*1000000","v":104695.32876230536},{"$f":"_xlfn.MAXIFS('Hourly load shapes by class'!AH:AH,'Hourly load shapes by class'!$B:$B,$V17)*1000000","v":392199.3553030201},{"$f":"_xlfn.MAXIFS('Hourly load shapes by class'!AK:AK,'Hourly load shapes by class'!$B:$B,$V17)*1000000","v":105317.86029717566},null,{"$f":"_xlfn.MAXIFS('Hourly load shapes by class'!AL:AL,'Hourly load shapes by class'!$B:$B,$V17)*1000000","v":84815.121908836212},{"$f":"_xlfn.MAXIFS('Hourly load shapes by class'!AI:AI,'Hourly load shapes by class'!$B:$B,$V17)*1000000","v":5234.3629085549301},{"$f":"_xlfn.MAXIFS('Hourly load shapes by class'!AM:AM,'Hourly load shapes by class'!$B:$B,$V17)*1000000","v":9.483035072360261},{"$f":"_xlfn.MAXIFS('Hourly load shapes by class'!AN:AN,'Hourly load shapes by class'!$B:$B,$V17)*1000000","v":1665.1610487303481},null,null,{"$f":"_xlfn.MAXIFS('Hourly load shapes by class'!AO:AO,'Hourly load shapes by class'!$B:$B,$V17)*1000000","v":782.72000000000048},{"$f":"_xlfn.MAXIFS('Hourly load shapes by class'!AP:AP,'Hourly load shapes by class'!$B:$B,$V17)*1000000","v":966686.57402939943},null,6579,7322,1,null,10]
["Nov",null,null,{"$f":"_xlfn.MAXIFS('Hourly load shapes by class'!AG:AG,'Hourly load shapes by class'!$B:$B,$V18)*1000000","v":401404.84928928147},{"$f":"_xlfn.MAXIFS('Hourly load shapes by class'!AJ:AJ,'Hourly load shapes by class'!$B:$B,$V18)*1000000","v":117627.32040241866},{"$f":"_xlfn.MAXIFS('Hourly load shapes by class'!AH:AH,'Hourly load shapes by class'!$B:$B,$V18)*1000000","v":425843.10882829892},{"$f":"_xlfn.MAXIFS('Hourly load shapes by class'!AK:AK,'Hourly load shapes by class'!$B:$B,$V18)*1000000","v":97020.444168471775},null,{"$f":"_xlfn.MAXIFS('Hourly load shapes by class'!AL:AL,'Hourly load shapes by class'!$B:$B,$V18)*1000000","v":76632.965368022036},{"$f":"_xlfn.MAXIFS('Hourly load shapes by class'!AI:AI,'Hourly load shapes by class'!$B:$B,$V18)*1000000","v":5809.9979320172824},{"$f":"_xlfn.MAXIFS('Hourly load shapes by class'!AM:AM,'Hourly load shapes by class'!$B:$B,$V18)*1000000","v":8.9876499368352381},{"$f":"_xlfn.MAXIFS('Hourly load shapes by class'!AN:AN,'Hourly load shapes by class'!$B:$B,$V18)*1000000","v":1639.2211723175037},null,null,{"$f":"_xlfn.MAXIFS('Hourly load shapes by class'!AO:AO,'Hourly load shapes by class'!$B:$B,$V18)*1000000","v":0},{"$f":"_xlfn.MAXIFS('Hourly load shapes by class'!AP:AP,'Hourly load shapes by class'!$B:$B,$V18)*1000000","v":1029387.9381671826},null,7323,8042,1,null,11]
["Dec",null,null,{"$f":"_xlfn.MAXIFS('Hourly load shapes by class'!AG:AG,'Hourly load shapes by class'!$B:$B,$V19)*1000000","v":505270.44146501634},{"$f":"_xlfn.MAXIFS('Hourly load shapes by class'!AJ:AJ,'Hourly load shapes by class'!$B:$B,$V19)*1000000","v":124760.63310482835},{"$f":"_xlfn.MAXIFS('Hourly load shapes by class'!AH:AH,'Hourly load shapes by class'!$B:$B,$V19)*1000000","v":464200.3116061418},{"$f":"_xlfn.MAXIFS('Hourly load shapes by class'!AK:AK,'Hourly load shapes by class'!$B:$B,$V19)*1000000","v":99741.431342014854},null,{"$f":"_xlfn.MAXIFS('Hourly load shapes by class'!AL:AL,'Hourly load shapes by class'!$B:$B,$V19)*1000000","v":78750.289549152614},{"$f":"_xlfn.MAXIFS('Hourly load shapes by class'!AI:AI,'Hourly load shapes by class'!$B:$B,$V19)*1000000","v":5641.9257773319596},{"$f":"_xlfn.MAXIFS('Hourly load shapes by class'!AM:AM,'Hourly load shapes by class'!$B:$B,$V19)*1000000","v":8.4235863153514252},{"$f":"_xlfn.MAXIFS('Hourly load shapes by class'!AN:AN,'Hourly load shapes by class'!$B:$B,$V19)*1000000","v":1612.7032141525867},null,null,{"$f":"_xlfn.MAXIFS('Hourly load shapes by class'!AO:AO,'Hourly load shapes by class'!$B:$B,$V19)*1000000","v":686.07999999999947},{"$f":"_xlfn.MAXIFS('Hourly load shapes by class'!AP:AP,'Hourly load shapes by class'!$B:$B,$V19)*1000000","v":1150374.7972052381},null,8043,8786,1,null,12]
[]
["1NCP",null,null,{"$f":"LARGE(D8:D19,1)","v":575660.26029999636},{"$f":"LARGE(E8:E19,1)","v":145496.20312591334},{"$f":"LARGE(F8:F19,1)","v":498153.45091079804},125654.38026754488,null,95229.080611360667,{"$f":"LARGE(J8:J19,1)","v":6443.865297066568},{"$f":"LARGE(K8:K19,1)","v":15.090410825626204},{"$f":"LARGE(L8:L19,1)","v":1896.1887482328814},null,null,{"$f":"LARGE(O8:O19,1)","v":1152.0000000000005},{"$f":"SUM(D21:O21)","v":1449700.5196717381}]
["4NCP",null,null,{"$f":"LARGE(D8:D19,1)+ LARGE(D8:D19,2)+ LARGE(D8:D19,3)+ LARGE(D8:D19,4)","v":2133287.0381993316},{"$f":"LARGE(E8:E19,1)+ LARGE(E8:E19,2)+ LARGE(E8:E19,3)+ LARGE(E8:E19,4)","v":561643.67512447538},{"$f":"LARGE(F8:F19,1)+ LARGE(F8:F19,2)+ LARGE(F8:F19,3)+ LARGE(F8:F19,4)","v":1967131.3406564272},486541.26262600772,null,374663.75360335392,{"$f":"LARGE(J8:J19,1)+ LARGE(J8:J19,2)+ LARGE(J8:J19,3)+ LARGE(J8:J19,4)","v":23997.897407742745},{"$f":"LARGE(K8:K19,1)+ LARGE(K8:K19,2)+ LARGE(K8:K19,3)+ LARGE(K8:K19,4)","v":58.189015168774397},{"$f":"LARGE(L8:L19,1)+ LARGE(L8:L19,2)+ LARGE(L8:L19,3)+ LARGE(L8:L19,4)","v":7491.8302143128876},null,null,{"$f":"LARGE(O8:O19,1)+ LARGE(O8:O19,2)+ LARGE(O8:O19,3)+ LARGE(O8:O19,4)","v":3835.84},{"$f":"SUM(D22:O22)","v":5558650.8268468212}]
["12NCP",null,null,{"$f":"SUM(D8:D19)","v":5508979.4493803037},{"$f":"SUM(E8:E19)","v":1531293.4049864844},{"$f":"SUM(F8:F19)","v":5508528.8423735239},1295931.6797319062,null,1012783.1519590528,{"$f":"SUM(J8:J19)","v":62127.995180045451},{"$f":"SUM(K8:K19)","v":142.19808630848377},{"$f":"SUM(L8:L19)","v":21161.418954378278},null,null,{"$f":"SUM(O8:O19)","v":7656.9600000000009},{"$f":"SUM(D8:O19)","v":14948605.100652004}]
[]
["CP"]
[]
["Jan",{"$f":"SUMIF('Hourly load shapes by class'!$AP:$AP,'2021 (Monthly Scaling)'!$P27/1000000,'Hourly load shapes by class'!C:C)","v":28},{"$f":"SUMIF('Hourly load shapes by class'!$AP:$AP,'2021 (Monthly Scaling)'!$P27/1000000,'Hourly load shapes by class'!D:D)","v":18},{"$f":"SUMIF('Hourly load shapes by class'!$AP:$AP,'2021 (Monthly Scaling)'!$P8/1000000,'Hourly load shapes by class'!AG:AG)*1000000","v":473532.82729981194},{"$f":"SUMIF('Hourly load shapes by class'!$AP:$AP,'2021 (Monthly Scaling)'!$P8/1000000,'Hourly load shapes by class'!AJ:AJ)*1000000","v":105120.83794656597},{"$f":"SUMIF('Hourly load shapes by class'!$AP:$AP,'2021 (Monthly Scaling)'!$P8/1000000,'Hourly load shapes by class'!AH:AH)*1000000","v":432975.31198397884},{"$f":"SUMIF('Hourly load shapes by class'!$AP:$AP,'2021 (Monthly Scaling)'!$P8/1000000,'Hourly load shapes by class'!AK:AK)*1000000","v":90360.887620210066},null,{"$f":"SUMIF('Hourly load shapes by class'!$AP:$AP,'2021 (Monthly Scaling)'!$P8/1000000,'Hourly load shapes by class'!AL:AL)*1000000","v":72680.84738042453},{"$f":"SUMIF('Hourly load shapes by class'!$AP:$AP,'2021 (Monthly Scaling)'!$P8/1000000,'Hourly load shapes by class'!AI:AI)*1000000","v":5807.9783155625209},{"$f":"SUMIF('Hourly load shapes by class'!$AP:$AP,'2021 (Monthly Scaling)'!$P8/1000000,'Hourly load shapes by class'!AM:AM)*1000000","v":8.0051891409711882},{"$f":"SUMIF('Hourly load shapes by class'!$AP:$AP,'2021 (Monthly Scaling)'!$P8/1000000,'Hourly load shapes by class'!AN:AN)*1000000","v":1648.065951269378},null,null,{"$f":"SUMIF('Hourly load shapes by class'!$AP:$AP,'2021 (Monthly Scaling)'!$P8/1000000,'Hourly load shapes by class'!AO:AO)*1000000","v":0},{"$f":"SUM(D27:O27)","v":1182134.7616869642},{"$f":"OR(P27=LARGE(P$27:P$38,1), P27=LARGE(P$27:P$38,2), P27=LARGE(P$27:P$38,3), P27=LARGE(P$27:P$38,4))","v":true}]
["Feb",{"$f":"SUMIF('Hourly load shapes by class'!$AP:$AP,'2021 (Monthly Scaling)'!$P28/1000000,'Hourly load shapes by class'!C:C)","v":14},{"$f":"SUMIF('Hourly load shapes by class'!$AP:$AP,'2021 (Monthly Scaling)'!$P28/1000000,'Hourly load shapes by class'!D:D)","v":18},{"$f":"SUMIF('Hourly load shapes by class'!$AP:$AP,'2021 (Monthly Scaling)'!$P9/1000000,'Hourly load shapes by class'!AG:AG)*1000000","v":427565.78039258014},{"$f":"SUMIF('Hourly load shapes by class'!$AP:$AP,'2021 (Monthly Scaling)'!$P9/1000000,'Hourly load shapes by class'!AJ:AJ)*1000000","v":118568.12378936828},{"$f":"SUMIF('Hourly load shapes by class'!$AP:$AP,'2021 (Monthly Scaling)'!$P9/1000000,'Hourly load shapes by class'!AH:AH)*1000000","v":458102.88818824547},{"$f":"SUMIF('Hourly load shapes by class'!$AP:$AP,'2021 (Monthly Scaling)'!$P9/1000000,'Hourly load shapes by class'!AK:AK)*1000000","v":88741.647217485428},null,{"$f":"SUMIF('Hourly load shapes by class'!$AP:$AP,'2021 (Monthly Scaling)'!$P9/1000000,'Hourly load shapes by class'!AL:AL)*1000000","v":68251.117895778356},{"$f":"SUMIF('Hourly load shapes by class'!$AP:$AP,'2021 (Monthly Scaling)'!$P9/1000000,'Hourly load shapes by class'!AI:AI)*1000000","v":3066.9439488719986},{"$f":"SUMIF('Hourly load shapes by class'!$AP:$AP,'2021 (Monthly Scaling)'!$P9/1000000,'Hourly load shapes by class'!AM:AM)*1000000","v":5.244503810987367},{"$f":"SUMIF('Hourly load shapes by class'!$AP:$AP,'2021 (Monthly Scaling)'!$P9/1000000,'Hourly load shapes by class'!AN:AN)*1000000","v":1738.0189219078952},null,null,{"$f":"SUMIF('Hourly load shapes by class'!$AP:$AP,'2021 (Monthly Scaling)'!$P9/1000000,'Hourly load shapes by class'!AO:AO)*1000000","v":0},1166039.7648580484,{"$f":"OR(P28=LARGE(P$27:P$38,1), P28=LARGE(P$27:P$38,2), P28=LARGE(P$27:P$38,3), P28=LARGE(P$27:P$38,4))","v":false}]
["Mar",{"$f":"SUMIF('Hourly load shapes by class'!$AP:$AP,'2021 (Monthly Scaling)'!$P29/1000000,'Hourly load shapes by class'!C:C)","v":14},{"$f":"SUMIF('Hourly load shapes by class'!$AP:$AP,'2021 (Monthly Scaling)'!$P29/1000000,'Hourly load shapes by class'!D:D)","v":19},{"$f":"SUMIF('Hourly load shapes by class'!$AP:$AP,'2021 (Monthly Scaling)'!$P10/1000000,'Hourly load shapes by class'!AG:AG)*1000000","v":409670.81512210559},{"$f":"SUMIF('Hourly load shapes by class'!$AP:$AP,'2021 (Monthly Scaling)'!$P10/1000000,'Hourly load shapes by class'!AJ:AJ)*1000000","v":105606.28954137801},{"$f":"SUMIF('Hourly load shapes by class'!$AP:$AP,'2021 (Monthly Scaling)'!$P10/1000000,'Hourly load shapes by class'!AH:AH)*1000000","v":417246.87976871821},{"$f":"SUMIF('Hourly load shapes by class'!$AP:$AP,'2021 (Monthly Scaling)'!$P10/1000000,'Hourly load shapes by class'!AK:AK)*1000000","v":77828.880860892183},null,{"$f":"SUMIF('Hourly load shapes by class'!$AP:$AP,'2021 (Monthly Scaling)'!$P10/1000000,'Hourly load shapes by class'!AL:AL)*1000000","v":64791.4585675126},{"$f":"SUMIF('Hourly load shapes by class'!$AP:$AP,'2021 (Monthly Scaling)'!$P10/1000000,'Hourly load shapes by class'!AI:AI)*1000000","v":5301.7296218537676},{"$f":"SUMIF('Hourly load shapes by class'!$AP:$AP,'2021 (Monthly Scaling)'!$P10/1000000,'Hourly load shapes by class'!AM:AM)*1000000","v":10.282554173884492},{"$f":"SUMIF('Hourly load shapes by class'!$AP:$AP,'2021 (Monthly Scaling)'!$P10/1000000,'Hourly load shapes by class'!AN:AN)*1000000","v":1555.2262801476888},null,null,{"$f":"SUMIF('Hourly load shapes by class'!$AP:$AP,'2021 (Monthly Scaling)'!$P10/1000000,'Hourly load shapes by class'!AO:AO)*1000000","v":0},1082011.5623167818,false]
["Apr",{"$f":"SUMIF('Hourly load shapes by class'!$AP:$AP,'2021 (Monthly Scaling)'!$P30/1000000,'Hourly load shapes by class'!C:C)","v":10},{"$f":"SUMIF('Hourly load shapes by class'!$AP:$AP,'2021 (Monthly Scaling)'!$P30/1000000,'Hourly load shapes by class'!D:D)","v":19},{"$f":"SUMIF('Hourly load shapes by class'!$AP:$AP,'2021 (Monthly Scaling)'!$P11/1000000,'Hourly load shapes by class'!AG:AG)*1000000","v":357628.0025649796},{"$f":"SUMIF('Hourly load shapes by class'!$AP:$AP,'2021 (Monthly Scaling)'!$P11/1000000,'Hourly load shapes by class'!AJ:AJ)*1000000","v":90932.391282291515},{"$f":"SUMIF('Hourly load shapes by class'!$AP:$AP,'2021 (Monthly Scaling)'!$P11/1000000,'Hourly load shapes by class'!AH:AH)*1000000","v":366392.98212786787},{"$f":"SUMIF('Hourly load shapes by class'!$AP:$AP,'2021 (Monthly Scaling)'!$P11/1000000,'Hourly load shapes by class'!AK:AK)*1000000","v":74488.899765612397},null,{"$f":"SUMIF('Hourly load shapes by class'!$AP:$AP,'2021 (Monthly Scaling)'!$P11/1000000,'Hourly load shapes by class'!AL:AL)*1000000","v":64736.206186856463},{"$f":"SUMIF('Hourly load shapes by class'!$AP:$AP,'2021 (Monthly Scaling)'!$P11/1000000,'Hourly load shapes by class'!AI:AI)*1000000","v":847.36900824305064},{"$f":"SUMIF('Hourly load shapes by class'!$AP:$AP,'2021 (Monthly Scaling)'!$P11/1000000,'Hourly load shapes by class'!AM:AM)*1000000","v":2.0840476917469468},{"$f":"SUMIF('Hourly load shapes by class'!$AP:$AP,'2021 (Monthly Scaling)'!$P11/1000000,'Hourly load shapes by class'!AN:AN)*1000000","v":1517.5577581312725},null,null,{"$f":"SUMIF('Hourly load shapes by class'!$AP:$AP,'2021 (Monthly Scaling)'!$P11/1000000,'Hourly load shapes by class'!AO:AO)*1000000","v":0},956545.49274167407,false]
["May",{"$f":"SUMIF('Hourly load shapes by class'!$AP:$AP,'2021 (Monthly Scaling)'!$P31/1000000,'Hourly load shapes by class'!C:C)","v":30},{"$f":"SUMIF('Hourly load shapes by class'!$AP:$AP,'2021 (Monthly Scaling)'!$P31/1000000,'Hourly load shapes by class'!D:D)","v":17},{"$f":"SUMIF('Hourly load shapes by class'!$AP:$AP,'2021 (Monthly Scaling)'!$P12/1000000,'Hourly load shapes by class'!AG:AG)*1000000","v":320919.87719867111},{"$f":"SUMIF('Hourly load shapes by class'!$AP:$AP,'2021 (Monthly Scaling)'!$P12/1000000,'Hourly load shapes by class'!AJ:AJ)*1000000","v":125623.9701083745},{"$f":"SUMIF('Hourly load shapes by class'!$AP:$AP,'2021 (Monthly Scaling)'!$P12/1000000,'Hourly load shapes by class'!AH:AH)*1000000","v":440825.10024162644},{"$f":"SUMIF('Hourly load shapes by class'!$AP:$AP,'2021 (Monthly Scaling)'!$P12/1000000,'Hourly load shapes by class'!AK:AK)*1000000","v":99153.660521959362},null,{"$f":"SUMIF('Hourly load shapes by class'!$AP:$AP,'2021 (Monthly Scaling)'!$P12/1000000,'Hourly load shapes by class'!AL:AL)*1000000","v":83003.696244038496},{"$f":"SUMIF('Hourly load shapes by class'!$AP:$AP,'2021 (Monthly Scaling)'!$P12/1000000,'Hourly load shapes by class'!AI:AI)*1000000","v":0},{"$f":"SUMIF('Hourly load shapes by class'!$AP:$AP,'2021 (Monthly Scaling)'!$P12/1000000,'Hourly load shapes by class'!AM:AM)*1000000","v":0},{"$f":"SUMIF('Hourly load shapes by class'!$AP:$AP,'2021 (Monthly Scaling)'!$P12/1000000,'Hourly load shapes by class'!AN:AN)*1000000","v":1407.5004194506621},null,null,{"$f":"SUMIF('Hourly load shapes by class'!$AP:$AP,'2021 (Monthly Scaling)'!$P12/1000000,'Hourly load shapes by class'!AO:AO)*1000000","v":229.75999999999976},1071163.5647341206,false]
["Jun",{"$f":"SUMIF('Hourly load shapes by class'!$AP:$AP,'2021 (Monthly Scaling)'!$P32/1000000,'Hourly load shapes by class'!C:C)","v":11},{"$f":"SUMIF('Hourly load shapes by class'!$AP:$AP,'2021 (Monthly Scaling)'!$P32/1000000,'Hourly load shapes by class'!D:D)","v":17},{"$f":"SUMIF('Hourly load shapes by class'!$AP:$AP,'2021 (Monthly Scaling)'!$P13/1000000,'Hourly load shapes by class'!AG:AG)*1000000","v":445778.15068220976},{"$f":"SUMIF('Hourly load shapes by class'!$AP:$AP,'2021 (Monthly Scaling)'!$P13/1000000,'Hourly load shapes by class'!AJ:AJ)*1000000","v":141960.75169543744},{"$f":"SUMIF('Hourly load shapes by class'!$AP:$AP,'2021 (Monthly Scaling)'!$P13/1000000,'Hourly load shapes by class'!AH:AH)*1000000","v":476153.30727843649},{"$f":"SUMIF('Hourly load shapes by class'!$AP:$AP,'2021 (Monthly Scaling)'!$P13/1000000,'Hourly load shapes by class'!AK:AK)*1000000","v":86061.061710804381},null,{"$f":"SUMIF('Hourly load shapes by class'!$AP:$AP,'2021 (Monthly Scaling)'!$P13/1000000,'Hourly load shapes by class'!AL:AL)*1000000","v":70255.996127962251},{"$f":"SUMIF('Hourly load shapes by class'!$AP:$AP,'2021 (Monthly Scaling)'!$P13/1000000,'Hourly load shapes by class'!AI:AI)*1000000","v":0},{"$f":"SUMIF('Hourly load shapes by class'!$AP:$AP,'2021 (Monthly Scaling)'!$P13/1000000,'Hourly load shapes by class'!AM:AM)*1000000","v":0},{"$f":"SUMIF('Hourly load shapes by class'!$AP:$AP,'2021 (Monthly Scaling)'!$P13/1000000,'Hourly load shapes by class'!AN:AN)*1000000","v":1449.4573262481063},null,null,{"$f":"SUMIF('Hourly load shapes by class'!$AP:$AP,'2021 (Monthly Scaling)'!$P13/1000000,'Hourly load shapes by class'!AO:AO)*1000000","v":0},1221658.7248210984,true]
["Jul",{"$f":"SUMIF('Hourly load shapes by class'!$AP:$AP,'2021 (Monthly Scaling)'!$P33/1000000,'Hourly load shapes by class'!C:C)","v":17},{"$f":"SUMIF('Hourly load shapes by class'!$AP:$AP,'2021 (Monthly Scaling)'!$P33/1000000,'Hourly load shapes by class'!D:D)","v":17},{"$f":"SUMIF('Hourly load shapes by class'!$AP:$AP,'2021 (Monthly Scaling)'!$P14/1000000,'Hourly load shapes by class'!AG:AG)*1000000","v":498427.52807247266},{"$f":"SUMIF('Hourly load shapes by class'!$AP:$AP,'2021 (Monthly Scaling)'!$P14/1000000,'Hourly load shapes by class'!AJ:AJ)*1000000","v":117727.26848506663},{"$f":"SUMIF('Hourly load shapes by class'!$AP:$AP,'2021 (Monthly Scaling)'!$P14/1000000,'Hourly load shapes by class'!AH:AH)*1000000","v":464151.57617823238},{"$f":"SUMIF('Hourly load shapes by class'!$AP:$AP,'2021 (Monthly Scaling)'!$P14/1000000,'Hourly load shapes by class'!AK:AK)*1000000","v":110158.6105404843},null,{"$f":"SUMIF('Hourly load shapes by class'!$AP:$AP,'2021 (Monthly Scaling)'!$P14/1000000,'Hourly load shapes by class'!AL:AL)*1000000","v":84758.811148051784},{"$f":"SUMIF('Hourly load shapes by class'!$AP:$AP,'2021 (Monthly Scaling)'!$P14/1000000,'Hourly load shapes by class'!AI:AI)*1000000","v":0},{"$f":"SUMIF('Hourly load shapes by class'!$AP:$AP,'2021 (Monthly Scaling)'!$P14/1000000,'Hourly load shapes by class'!AM:AM)*1000000","v":0},{"$f":"SUMIF('Hourly load shapes by class'!$AP:$AP,'2021 (Monthly Scaling)'!$P14/1000000,'Hourly load shapes by class'!AN:AN)*1000000","v":1382.6985884687354},null,null,{"$f":"SUMIF('Hourly load shapes by class'!$AP:$AP,'2021 (Monthly Scaling)'!$P14/1000000,'Hourly load shapes by class'!AO:AO)*1000000","v":412.15999999999985},1277018.6530127765,true]
["Aug",{"$f":"SUMIF('Hourly load shapes by class'!$AP:$AP,'2021 (Monthly Scaling)'!$P34/1000000,'Hourly load shapes by class'!C:C)","v":1},{"$f":"SUMIF('Hourly load shapes by class'!$AP:$AP,'2021 (Monthly Scaling)'!$P34/1000000,'Hourly load shapes by class'!D:D)","v":17},{"$f":"SUMIF('Hourly load shapes by class'!$AP:$AP,'2021 (Monthly Scaling)'!$P15/1000000,'Hourly load shapes by class'!AG:AG)*1000000","v":499458.39118146093},{"$f":"SUMIF('Hourly load shapes by class'!$AP:$AP,'2021 (Monthly Scaling)'!$P15/1000000,'Hourly load shapes by class'!AJ:AJ)*1000000","v":125079.98699404291},{"$f":"SUMIF('Hourly load shapes by class'!$AP:$AP,'2021 (Monthly Scaling)'!$P15/1000000,'Hourly load shapes by class'!AH:AH)*1000000","v":469009.50705163955},{"$f":"SUMIF('Hourly load shapes by class'!$AP:$AP,'2021 (Monthly Scaling)'!$P15/1000000,'Hourly load shapes by class'!AK:AK)*1000000","v":98055.856271472643},null,{"$f":"SUMIF('Hourly load shapes by class'!$AP:$AP,'2021 (Monthly Scaling)'!$P15/1000000,'Hourly load shapes by class'!AL:AL)*1000000","v":76905.658930102465},{"$f":"SUMIF('Hourly load shapes by class'!$AP:$AP,'2021 (Monthly Scaling)'!$P15/1000000,'Hourly load shapes by class'!AI:AI)*1000000","v":0},{"$f":"SUMIF('Hourly load shapes by class'!$AP:$AP,'2021 (Monthly Scaling)'!$P15/1000000,'Hourly load shapes by class'!AM:AM)*1000000","v":0},{"$f":"SUMIF('Hourly load shapes by class'!$AP:$AP,'2021 (Monthly Scaling)'!$P15/1000000,'Hourly load shapes by class'!AN:AN)*1000000","v":1365.1049815016759},null,null,{"$f":"SUMIF('Hourly load shapes by class'!$AP:$AP,'2021 (Monthly Scaling)'!$P15/1000000,'Hourly load shapes by class'!AO:AO)*1000000","v":0},1269874.50541022,true]
["Sep",{"$f":"SUMIF('Hourly load shapes by class'!$AP:$AP,'2021 (Monthly Scaling)'!$P35/1000000,'Hourly load shapes by class'!C:C)","v":11},{"$f":"SUMIF('Hourly load shapes by class'!$AP:$AP,'2021 (Monthly Scaling)'!$P35/1000000,'Hourly load shapes by class'!D:D)","v":16},{"$f":"SUMIF('Hourly load shapes by class'!$AP:$AP,'2021 (Monthly Scaling)'!$P16/1000000,'Hourly load shapes by class'!AG:AG)*1000000","v":231400.40688889747},{"$f":"SUMIF('Hourly load shapes by class'!$AP:$AP,'2021 (Monthly Scaling)'!$P16/1000000,'Hourly load shapes by class'!AJ:AJ)*1000000","v":120511.43132875767},{"$f":"SUMIF('Hourly load shapes by class'!$AP:$AP,'2021 (Monthly Scaling)'!$P16/1000000,'Hourly load shapes by class'!AH:AH)*1000000","v":441959.18834013387},{"$f":"SUMIF('Hourly load shapes by class'!$AP:$AP,'2021 (Monthly Scaling)'!$P16/1000000,'Hourly load shapes by class'!AK:AK)*1000000","v":110126.98351967699},null,{"$f":"SUMIF('Hourly load shapes by class'!$AP:$AP,'2021 (Monthly Scaling)'!$P16/1000000,'Hourly load shapes by class'!AL:AL)*1000000","v":89377.871076080948},{"$f":"SUMIF('Hourly load shapes by class'!$AP:$AP,'2021 (Monthly Scaling)'!$P16/1000000,'Hourly load shapes by class'!AI:AI)*1000000","v":0},{"$f":"SUMIF('Hourly load shapes by class'!$AP:$AP,'2021 (Monthly Scaling)'!$P16/1000000,'Hourly load shapes by class'!AM:AM)*1000000","v":0},{"$f":"SUMIF('Hourly load shapes by class'!$AP:$AP,'2021 (Monthly Scaling)'!$P16/1000000,'Hourly load shapes by class'!AN:AN)*1000000","v":1397.5758305443935},null,null,{"$f":"SUMIF('Hourly load shapes by class'!$AP:$AP,'2021 (Monthly Scaling)'!$P16/1000000,'Hourly load shapes by class'!AO:AO)*1000000","v":0},994773.4569840912,false]
["Oct",{"$f":"SUMIF('Hourly load shapes by class'!$AP:$AP,'2021 (Monthly Scaling)'!$P36/1000000,'Hourly load shapes by class'!C:C)","v":0},{"$f":"SUMIF('Hourly load shapes by class'!$AP:$AP,'2021 (Monthly Scaling)'!$P36/1000000,'Hourly load shapes by class'!D:D)","v":0},{"$f":"SUMIF('Hourly load shapes by class'!$AP:$AP,'2021 (Monthly Scaling)'!$P17/1000000,'Hourly load shapes by class'!AG:AG)*1000000","v":385757.23463901732},{"$f":"SUMIF('Hourly load shapes by class'!$AP:$AP,'2021 (Monthly Scaling)'!$P17/1000000,'Hourly load shapes by class'!AJ:AJ)*1000000","v":81757.725798837768},{"$f":"SUMIF('Hourly load shapes by class'!$AP:$AP,'2021 (Monthly Scaling)'!$P17/1000000,'Hourly load shapes by class'!AH:AH)*1000000","v":349474.68266971817},{"$f":"SUMIF('Hourly load shapes by class'!$AP:$AP,'2021 (Monthly Scaling)'!$P17/1000000,'Hourly load shapes by class'!AK:AK)*1000000","v":75573.815586116994},null,{"$f":"SUMIF('Hourly load shapes by class'!$AP:$AP,'2021 (Monthly Scaling)'!$P17/1000000,'Hourly load shapes by class'!AL:AL)*1000000","v":67250.145062600452},{"$f":"SUMIF('Hourly load shapes by class'!$AP:$AP,'2021 (Monthly Scaling)'!$P17/1000000,'Hourly load shapes by class'!AI:AI)*1000000","v":5234.3629085549301},{"$f":"SUMIF('Hourly load shapes by class'!$AP:$AP,'2021 (Monthly Scaling)'!$P17/1000000,'Hourly load shapes by class'!AM:AM)*1000000","v":9.483035072360261},{"$f":"SUMIF('Hourly load shapes by class'!$AP:$AP,'2021 (Monthly Scaling)'!$P17/1000000,'Hourly load shapes by class'!AN:AN)*1000000","v":1629.1243294814999},null,null,{"$f":"SUMIF('Hourly load shapes by class'!$AP:$AP,'2021 (Monthly Scaling)'!$P17/1000000,'Hourly load shapes by class'!AO:AO)*1000000","v":0},966686.57402939955,false]
["Nov",{"$f":"SUMIF('Hourly load shapes by class'!$AP:$AP,'2021 (Monthly Scaling)'!$P37/1000000,'Hourly load shapes by class'!C:C)","v":25},{"$f":"SUMIF('Hourly load shapes by class'!$AP:$AP,'2021 (Monthly Scaling)'!$P37/1000000,'Hourly load shapes by class'!D:D)","v":18},{"$f":"SUMIF('Hourly load shapes by class'!$AP:$AP,'2021 (Monthly Scaling)'!$P18/1000000,'Hourly load shapes by class'!AG:AG)*1000000","v":394853.29233843007},{"$f":"SUMIF('Hourly load shapes by class'!$AP:$AP,'2021 (Monthly Scaling)'!$P18/1000000,'Hourly load shapes by class'!AJ:AJ)*1000000","v":90144.812709407051},{"$f":"SUMIF('Hourly load shapes by class'!$AP:$AP,'2021 (Monthly Scaling)'!$P18/1000000,'Hourly load shapes by class'!AH:AH)*1000000","v":380061.9007554237},{"$f":"SUMIF('Hourly load shapes by class'!$AP:$AP,'2021 (Monthly Scaling)'!$P18/1000000,'Hourly load shapes by class'!AK:AK)*1000000","v":87216.153618648925},null,{"$f":"SUMIF('Hourly load shapes by class'!$AP:$AP,'2021 (Monthly Scaling)'!$P18/1000000,'Hourly load shapes by class'!AL:AL)*1000000","v":70032.778652011781},{"$f":"SUMIF('Hourly load shapes by class'!$AP:$AP,'2021 (Monthly Scaling)'!$P18/1000000,'Hourly load shapes by class'!AI:AI)*1000000","v":5430.7912710067294},{"$f":"SUMIF('Hourly load shapes by class'!$AP:$AP,'2021 (Monthly Scaling)'!$P18/1000000,'Hourly load shapes by class'!AM:AM)*1000000","v":8.9876499368352381},{"$f":"SUMIF('Hourly load shapes by class'!$AP:$AP,'2021 (Monthly Scaling)'!$P18/1000000,'Hourly load shapes by class'!AN:AN)*1000000","v":1639.2211723175037},null,null,{"$f":"SUMIF('Hourly load shapes by class'!$AP:$AP,'2021 (Monthly Scaling)'!$P18/1000000,'Hourly load shapes by class'!AO:AO)*1000000","v":0},1029387.9381671825,false]
["Dec",{"$f":"SUMIF('Hourly load shapes by class'!$AP:$AP,'2021 (Monthly Scaling)'!$P38/1000000,'Hourly load shapes by class'!C:C)","v":16},{"$f":"SUMIF('Hourly load shapes by class'!$AP:$AP,'2021 (Monthly Scaling)'!$P38/1000000,'Hourly load shapes by class'!D:D)","v":18},{"$f":"SUMIF('Hourly load shapes by class'!$AP:$AP,'2021 (Monthly Scaling)'!$P19/1000000,'Hourly load shapes by class'!AG:AG)*1000000","v":460364.81595005811},{"$f":"SUMIF('Hourly load shapes by class'!$AP:$AP,'2021 (Monthly Scaling)'!$P19/1000000,'Hourly load shapes by class'!AJ:AJ)*1000000","v":93847.280717136804},{"$f":"SUMIF('Hourly load shapes by class'!$AP:$AP,'2021 (Monthly Scaling)'!$P19/1000000,'Hourly load shapes by class'!AH:AH)*1000000","v":423305.61946265126},{"$f":"SUMIF('Hourly load shapes by class'!$AP:$AP,'2021 (Monthly Scaling)'!$P19/1000000,'Hourly load shapes by class'!AK:AK)*1000000","v":92811.670617554075},null,{"$f":"SUMIF('Hourly load shapes by class'!$AP:$AP,'2021 (Monthly Scaling)'!$P19/1000000,'Hourly load shapes by class'!AL:AL)*1000000","v":72782.357880037933},{"$f":"SUMIF('Hourly load shapes by class'!$AP:$AP,'2021 (Monthly Scaling)'!$P19/1000000,'Hourly load shapes by class'!AI:AI)*1000000","v":5641.9257773319596},{"$f":"SUMIF('Hourly load shapes by class'!$AP:$AP,'2021 (Monthly Scaling)'!$P19/1000000,'Hourly load shapes by class'!AM:AM)*1000000","v":8.4235863153514252},{"$f":"SUMIF('Hourly load shapes by class'!$AP:$AP,'2021 (Monthly Scaling)'!$P19/1000000,'Hourly load shapes by class'!AN:AN)*1000000","v":1612.7032141525867},null,null,{"$f":"SUMIF('Hourly load shapes by class'!$AP:$AP,'2021 (Monthly Scaling)'!$P19/1000000,'Hourly load shapes by class'!AO:AO)*1000000","v":0},1150374.7972052379,false]
[]
["1CP",null,null,{"$f":"SUMIF($P27:$P38,$P40,D27:D38)","v":498427.52807247266},{"$f":"SUMIF($P27:$P38,$P40,E27:E38)","v":117727.26848506663},{"$f":"SUMIF($P27:$P38,$P40,F27:F38)","v":464151.57617823238},{"$f":"SUMIF($P27:$P38,$P40,G27:G38)","v":110158.6105404843},null,{"$f":"SUMIF($P27:$P38,$P40,I27:I38)","v":84758.811148051784},{"$f":"SUMIF($P27:$P38,$P40,J27:J38)","v":0},{"$f":"SUMIF($P27:$P38,$P40,K27:K38)","v":0},{"$f":"SUMIF($P27:$P38,$P40,L27:L38)","v":1382.6985884687354},null,null,{"$f":"SUMIF($P27:$P38,$P40,O27:O38)","v":412.15999999999985},{"$f":"MAX(P27:P38)","v":1277018.6530127765}]
["4CP",null,null,{"$f":"SUMIF($Q27:$Q38,\"TRUE\",D27:D38)","v":1917196.8972359551},{"$f":"SUMIF($Q27:$Q38,\"TRUE\",E27:E38)","v":489888.84512111288},{"$f":"SUMIF($Q27:$Q38,\"TRUE\",F27:F38)","v":1842289.7024922871},{"$f":"SUMIF($Q27:$Q38,\"TRUE\",G27:G38)","v":384636.41614297137},null,{"$f":"SUMIF($Q27:$Q38,\"TRUE\",I27:I38)","v":304601.31358654104},{"$f":"SUMIF($Q27:$Q38,\"TRUE\",J27:J38)","v":5807.9783155625209},{"$f":"SUMIF($Q27:$Q38,\"TRUE\",K27:K38)","v":8.0051891409711882},{"$f":"SUMIF($Q27:$Q38,\"TRUE\",L27:L38)","v":5845.326847487896},null,null,{"$f":"SUMIF($Q27:$Q38,\"TRUE\",O27:O38)","v":412.15999999999985},{"$f":"SUMIF($Q27:$Q38,\"TRUE\",P27:P38)","v":4950686.6449310593}]
["12CP",null,null,{"$f":"SUM(D27:D38)","v":4905357.1223306954},{"$f":"SUM(E27:E38)","v":1316880.8703966644},{"$f":"SUM(F27:F38)","v":5119658.9440466724},1090578.1278509176,null,884826.94515145815,{"$f":"SUM(J27:J38)","v":31331.100851424955},52.510566142136923,{"$f":"SUM(L27:L38)","v":18342.254773621396},null,null,{"$f":"SUM(O27:O38)","v":641.91999999999962},{"$f":"SUM(P27:P38)","v":13367669.795967596}]
[]
[]
[]
[]
[]
[]
[" Classification NCP from \n Load Data Provider ",null,null,497620,147536,506652,169954,null,104733,13952,10,2289,null,null,1152]
[" Primary NCP ",null,null,497620,147536,506652,169954,null,104733,13952,10,2289,null,null,1152,null,null,"2006 CAIF"]
["  Line Transformer NCP ",null,null,497620,147536,440787,74779,null,49224,13952,10,2289,null,null,680,"                        -"]
[" Secondary NCP ",null,null,497620,147536,253327,null,null,null,13952,10,2289,null,null,null,"                        -"]
[]
[" 4 NCP "]
[" Classification NCP from \n Load Data Provider ",null,null,1962665,555823,1967405,655330,null,402716,53925,38,9000,null,null,3836]
[" Primary NCP ",null,null,1962665,555823,1967405,655330,null,402716,53925,38,9000,null,null,3836,null,null,"2006 CAIF"]
["  Line Transformer NCP ",null,null,1962665,555823,1745088,288345,null,189277,53925,38,9000,null,null,2263,"                        -"]
[" Secondary NCP ",null,null,1962665,555823,983703,null,null,null,53925,38,9000,null,null,null,"                        -"]
[]
[" 12 NCP "]
[" Classification NCP from \n Load Data Provider ",null,null,5443890,1521052,5521257,1779475,null,1085168,131398,94,26161,null,null,7657]
[" Primary NCP ",null,null,5443890,1521052,5521257,1779475,null,1085168,131398,94,26161,null,null,7657,null,null,"2006 CAIF"]
["  Line Transformer NCP ",null,null,5443890,1521052,4803494,782969,null,510029,131398,94,26161,null,null,4517,"                        -"]
[" Secondary NCP ",null,null,5443890,1521052,2760629,null,null,null,131398,94,26161,null,null,null,"                        -"]
[]
[]
[null,null,null,{"$f":"D49/D$49","v":1},{"$f":"E49/E$49","v":1},1,1,null,1,1,1,1,null,null,1]
[null,null,null,{"$f":"D50/D$49","v":1},1,1,1,null,1,1,1,1,null,null,1]
[null,null,null,1,1,{"$f":"F51/F$49","v":0.86999952630207722},0.4399955282017487,null,0.46999513047463548,1,1,1,null,null,0,"<- No LT Standby Customers"]
["Primary/Secondary",null,null,1,1,0.50000197374134514,0,null,0,1,1,1,null,null,0]
["Adjustment Factor"]
[]
[null,null,null,{"$f":"D55/D$55","v":1},{"$f":"E55/E$55","v":1},1,1,null,1,1,1,1,null,null,1]
[null,null,null,{"$f":"D56/D$55","v":1},1,1,1,null,1,1,1,1,null,null,1]
[null,null,null,1,1,{"$f":"F69","v":0.86999952630207722},{"$f":"G57/G$55","v":0.43999969481024825},null,0.47000119190695178,1,1,1,null,null,0,"<- No LT Standby Customers"]
[null,null,null,1,1,0.50000025414187721,0,null,0,1,1,1,null,null,0]
[]
[]
[null,null,null,{"$f":"D61/D$61","v":1},{"$f":"E61/E$61","v":1},1,1,null,1,1,1,1,null,null,1]
[null,null,null,{"$f":"D62/D$61","v":1},1,1,1,null,1,1,1,1,null,null,1]
[null,null,null,1,1,0.87000007425845238,0.44,null,0.470000036860652,1,1,1,null,null,0,"<- No LT Standby Customers"]
[null,null,null,1,1,0.50000009055908823,0,null,0,1,1,1,null,null,0]
[]
["1 CP"]
["Transformation CP",null,null,{"$f":"D40","v":498427.52807247266},{"$f":"E40","v":117727.26848506663},464151.57617823238,110158.6105404843,null,84758.811148051784,0,0,1382.6985884687354,null,null,412.15999999999985]
["Bulk Delivery CP",null,null,{"$f":"D85","v":498427.52807247266},{"$f":"E85","v":117727.26848506663},464151.57617823238,110158.6105404843,null,84758.811148051784,0,0,1382.6985884687354,null,null,412.15999999999985]
["Total Sytem CP ",null,null,{"$f":"D86","v":498427.52807247266},117727.26848506663,464151.57617823238,110158.6105404843,null,84758.811148051784,0,0,1382.6985884687354,null,null,412.15999999999985]
[]
["4 CP"]
["Transformation CP",null,null,{"$f":"D41","v":1917196.8972359551},{"$f":"E41","v":489888.84512111288},{"$f":"F41","v":1842289.7024922871},384636.41614297137,null,304601.31358654104,5807.9783155625209,8.0051891409711882,5845.326847487896,null,null,412.15999999999985]
["Bulk Delivery CP",null,null,{"$f":"D90","v":1917196.8972359551},{"$f":"E90","v":489888.84512111288},1842289.7024922871,384636.41614297137,null,304601.31358654104,5807.9783155625209,8.0051891409711882,5845.326847487896,null,null,412.15999999999985]
["Total Sytem CP ",null,null,{"$f":"D91","v":1917196.8972359551},489888.84512111288,1842289.7024922871,384636.41614297137,null,304601.31358654104,5807.9783155625209,8.0051891409711882,5845.326847487896,null,null,412.15999999999985]
[]
["12 CP"]
["Transformation CP",null,null,{"$f":"D42","v":4905357.1223306954},{"$f":"E42","v":1316880.8703966644},5119658.9440466724,1090578.1278509176,null,884826.94515145815,31331.100851424955,52.510566142136923,18342.254773621396,null,null,641.91999999999962]
["Bulk Delivery CP",null,null,{"$f":"D95","v":4905357.1223306954},{"$f":"E95","v":1316880.8703966644},5119658.9440466724,1090578.1278509176,null,884826.94515145815,31331.100851424955,52.510566142136923,18342.254773621396,null,null,641.91999999999962]
["Total Sytem CP ",null,null,{"$f":"D96","v":4905357.1223306954},1316880.8703966644,5119658.9440466724,1090578.1278509176,null,884826.94515145815,31331.100851424955,52.510566142136923,18342.254773621396,null,null,641.91999999999962]
[]
[]
["1NCP"]
[" Classification NCP from \n Load Data Provider ",null,null,{"$f":"D$21*D67","v":575660.26029999636},{"$f":"E$21*E67","v":145496.20312591334},{"$f":"F$21*F67","v":498153.45091079804},125654.38026754488,null,95229.080611360667,6443.865297066568,15.090410825626204,1896.1887482328814,null,null,{"$f":"O$21*O67","v":1152.0000000000005}]
[" Primary NCP ",null,null,{"$f":"D$21*D68","v":575660.26029999636},145496.20312591334,498153.45091079804,125654.38026754488,null,95229.080611360667,6443.865297066568,15.090410825626204,1896.1887482328814,null,null,1152.0000000000005]
["  Line Transformer NCP ",null,null,575660.26029999636,145496.20312591334,433393.26631813939,55287.365416681801,null,44757.204166916039,6443.865297066568,15.090410825626204,1896.1887482328814,null,null,0]
[" Secondary NCP ",null,null,575660.26029999636,145496.20312591334,249077.70868146131,0,null,0,6443.865297066568,15.090410825626204,1896.1887482328814,null,null,0]
[]
[" 4 NCP "]
[" Classification NCP from \n Load Data Provider ",null,null,{"$f":"D$22*D73","v":2133287.0381993316},561643.67512447538,{"$f":"F$22*F73","v":1967131.3406564272},486541.26262600772,0,374663.75360335392,{"$f":"J$22*J73","v":23997.897407742745},{"$f":"K$22*K73","v":58.189015168774397},7491.8302143128876,null,null,{"$f":"O$22*O73","v":3835.84}]
[" Primary NCP ",null,null,2133287.0381993316,561643.67512447538,1967131.3406564272,486541.26262600772,0,374663.75360335392,23997.897407742745,58.189015168774397,7491.8302143128876,null,null,{"$f":"O$22*O74","v":3835.84}]
["  Line Transformer NCP ",null,null,2133287.0381993316,561643.67512447538,{"$f":"F$22*F75","v":1711403.3345450617},214078.00706803624,0,176092.41075790883,23997.897407742745,58.189015168774397,7491.8302143128876,null,null,0]
[" Secondary NCP ",null,null,2133287.0381993316,561643.67512447538,983566.17025866522,0,0,0,23997.897407742745,58.189015168774397,7491.8302143128876,null,null,0]
[]
[" 12 NCP "]
[" Classification NCP from \n Load Data Provider ",null,null,{"$f":"D$23*D79","v":5508979.4493803037},1531293.4049864844,5508528.8423735239,1295931.6797319062,0,{"$f":"I$23*I79","v":1012783.1519590528},{"$f":"J$23*J79","v":62127.995180045451},142.19808630848377,21161.418954378278,null,null,{"$f":"O$23*O79","v":7656.9600000000009}]
[" Primary NCP ",null,null,5508979.4493803037,1531293.4049864844,5508528.8423735239,1295931.6797319062,0,1012783.1519590528,62127.995180045451,142.19808630848377,{"$f":"L$23*L80","v":21161.418954378278},null,null,{"$f":"O$23*O80","v":7656.9600000000009}]
["  Line Transformer NCP ",null,null,5508979.4493803037,1531293.4049864844,4792420.501919793,570209.93908203871,0,476008.11875260214,62127.995180045451,142.19808630848377,21161.418954378278,null,null,0]
[" Secondary NCP ",null,null,5508979.4493803037,1531293.4049864844,2754264.9200341115,0,0,0,62127.995180045451,142.19808630848377,21161.418954378278,null,null,0]

{"sheet":"2021 (Annual Scaling)","index":3,"n_rows":116,"n_cols":22,"rows_kept":116,"cut":false,"hidden":false,"merged":[]}
[]
[null,"*Monthly Scaling Used in CA Model (other 2021 tab)"]
[]
[null,"Day","Hour","Residential","GS < 50 kW","GS > 50 < 1500 ","GS > 1500 < 5000",null,"LU","Street Lighting","Sentinel Lighting","USL",null,null,"standby","TOTAL LDC sales",null,"Range Start","Range End"]
[]
["NCP"]
[]
["Jan",null,null,{"$f":"_xlfn.MAXIFS('Hourly load shapes by class'!V:V,'Hourly load shapes by class'!$B:$B,$V8)*1000000","v":505550.08759724372},{"$f":"_xlfn.MAXIFS('Hourly load shapes by class'!W:W,'Hourly load shapes by class'!$B:$B,$V8)*1000000","v":135782.05164150725},{"$f":"_xlfn.MAXIFS('Hourly load shapes by class'!X:X,'Hourly load shapes by class'!$B:$B,$V8)*1000000","v":489874.59279765736},{"$f":"_xlfn.MAXIFS('Hourly load shapes by class'!Y:Y,'Hourly load shapes by class'!$B:$B,$V8)*1000000","v":101059.04737512984},null,{"$f":"_xlfn.MAXIFS('Hourly load shapes by class'!Z:Z,'Hourly load shapes by class'!$B:$B,$V8)*1000000","v":80282.76091137917},{"$f":"_xlfn.MAXIFS('Hourly load shapes by class'!AA:AA,'Hourly load shapes by class'!$B:$B,$V8)*1000000","v":4875.1506227939453},{"$f":"_xlfn.MAXIFS('Hourly load shapes by class'!AB:AB,'Hourly load shapes by class'!$B:$B,$V8)*1000000","v":10.150652537394905},{"$f":"_xlfn.MAXIFS('Hourly load shapes by class'!AC:AC,'Hourly load shapes by class'!$B:$B,$V8)*1000000","v":1787.1641481495756},null,null,{"$f":"_xlfn.MAXIFS('Hourly load shapes by class'!AD:AD,'Hourly load shapes by class'!$B:$B,$V8)*1000000","v":705.92000000000007},{"$f":"_xlfn.MAXIFS('Hourly load shapes by class'!AE:AE,'Hourly load shapes by class'!$B:$B,$V8)*1000000","v":1200330.6642486423},null,3,746,null,null,1]
["Feb",null,null,{"$f":"_xlfn.MAXIFS('Hourly load shapes by class'!V:V,'Hourly load shapes by class'!$B:$B,$V9)*1000000","v":480514.69285986118},{"$f":"_xlfn.MAXIFS('Hourly load shapes by class'!W:W,'Hourly load shapes by class'!$B:$B,$V9)*1000000","v":128242.16375671388},{"$f":"_xlfn.MAXIFS('Hourly load shapes by class'!X:X,'Hourly load shapes by class'!$B:$B,$V9)*1000000","v":470730.71604877256},{"$f":"_xlfn.MAXIFS('Hourly load shapes by class'!Y:Y,'Hourly load shapes by class'!$B:$B,$V9)*1000000","v":99191.17858805196},null,{"$f":"_xlfn.MAXIFS('Hourly load shapes by class'!Z:Z,'Hourly load shapes by class'!$B:$B,$V9)*1000000","v":80068.894789764294},{"$f":"_xlfn.MAXIFS('Hourly load shapes by class'!AA:AA,'Hourly load shapes by class'!$B:$B,$V9)*1000000","v":5011.2389885805223},{"$f":"_xlfn.MAXIFS('Hourly load shapes by class'!AB:AB,'Hourly load shapes by class'!$B:$B,$V9)*1000000","v":10.282554173884492},{"$f":"_xlfn.MAXIFS('Hourly load shapes by class'!AC:AC,'Hourly load shapes by class'!$B:$B,$V9)*1000000","v":1787.1641481495756},null,null,{"$f":"_xlfn.MAXIFS('Hourly load shapes by class'!AD:AD,'Hourly load shapes by class'!$B:$B,$V9)*1000000","v":80},{"$f":"_xlfn.MAXIFS('Hourly load shapes by class'!AE:AE,'Hourly load shapes by class'!$B:$B,$V9)*1000000","v":1142189.4270112594},null,747,1442,{"$f":"R9-S8","v":1},null,2]
["Mar",null,null,{"$f":"_xlfn.MAXIFS('Hourly load shapes by class'!V:V,'Hourly load shapes by class'!$B:$B,$V10)*1000000","v":466958.16933743836},{"$f":"_xlfn.MAXIFS('Hourly load shapes by class'!W:W,'Hourly load shapes by class'!$B:$B,$V10)*1000000","v":129160.81886807288},{"$f":"_xlfn.MAXIFS('Hourly load shapes by class'!X:X,'Hourly load shapes by class'!$B:$B,$V10)*1000000","v":457586.39061233203},{"$f":"_xlfn.MAXIFS('Hourly load shapes by class'!Y:Y,'Hourly load shapes by class'!$B:$B,$V10)*1000000","v":95656.510018699861},null,{"$f":"_xlfn.MAXIFS('Hourly load shapes by class'!Z:Z,'Hourly load shapes by class'!$B:$B,$V10)*1000000","v":78808.74397835249},{"$f":"_xlfn.MAXIFS('Hourly load shapes by class'!AA:AA,'Hourly load shapes by class'!$B:$B,$V10)*1000000","v":5333.159722699329},{"$f":"_xlfn.MAXIFS('Hourly load shapes by class'!AB:AB,'Hourly load shapes by class'!$B:$B,$V10)*1000000","v":12.504286150481677},{"$f":"_xlfn.MAXIFS('Hourly load shapes by class'!AC:AC,'Hourly load shapes by class'!$B:$B,$V10)*1000000","v":1765.0620304794531},null,null,{"$f":"_xlfn.MAXIFS('Hourly load shapes by class'!AD:AD,'Hourly load shapes by class'!$B:$B,$V10)*1000000","v":543.04000000000019},{"$f":"_xlfn.MAXIFS('Hourly load shapes by class'!AE:AE,'Hourly load shapes by class'!$B:$B,$V10)*1000000","v":1087868.68668509},null,1443,2186,{"$f":"R10-S9","v":1},null,3]
["Apr",null,null,{"$f":"_xlfn.MAXIFS('Hourly load shapes by class'!V:V,'Hourly load shapes by class'!$B:$B,$V11)*1000000","v":391083.44085486257},{"$f":"_xlfn.MAXIFS('Hourly load shapes by class'!W:W,'Hourly load shapes by class'!$B:$B,$V11)*1000000","v":107425.37611272813},{"$f":"_xlfn.MAXIFS('Hourly load shapes by class'!X:X,'Hourly load shapes by class'!$B:$B,$V11)*1000000","v":400371.65124563192},{"$f":"_xlfn.MAXIFS('Hourly load shapes by class'!Y:Y,'Hourly load shapes by class'!$B:$B,$V11)*1000000","v":98999.804403942515},null,{"$f":"_xlfn.MAXIFS('Hourly load shapes by class'!Z:Z,'Hourly load shapes by class'!$B:$B,$V11)*1000000","v":79483.528465516662},{"$f":"_xlfn.MAXIFS('Hourly load shapes by class'!AA:AA,'Hourly load shapes by class'!$B:$B,$V11)*1000000","v":5847.4126004457939},{"$f":"_xlfn.MAXIFS('Hourly load shapes by class'!AB:AB,'Hourly load shapes by class'!$B:$B,$V11)*1000000","v":13.764674838836987},{"$f":"_xlfn.MAXIFS('Hourly load shapes by class'!AC:AC,'Hourly load shapes by class'!$B:$B,$V11)*1000000","v":1765.0620304794531},null,null,{"$f":"_xlfn.MAXIFS('Hourly load shapes by class'!AD:AD,'Hourly load shapes by class'!$B:$B,$V11)*1000000","v":604.48000000000025},{"$f":"_xlfn.MAXIFS('Hourly load shapes by class'!AE:AE,'Hourly load shapes by class'!$B:$B,$V11)*1000000","v":969485.14836200152},null,2187,2906,1,null,4]
["May",null,null,{"$f":"_xlfn.MAXIFS('Hourly load shapes by class'!V:V,'Hourly load shapes by class'!$B:$B,$V12)*1000000","v":394338.25330886606},{"$f":"_xlfn.MAXIFS('Hourly load shapes by class'!W:W,'Hourly load shapes by class'!$B:$B,$V12)*1000000","v":128257.0033510605},{"$f":"_xlfn.MAXIFS('Hourly load shapes by class'!X:X,'Hourly load shapes by class'!$B:$B,$V12)*1000000","v":458791.5906803548},{"$f":"_xlfn.MAXIFS('Hourly load shapes by class'!Y:Y,'Hourly load shapes by class'!$B:$B,$V12)*1000000","v":115503.14791424516},null,{"$f":"_xlfn.MAXIFS('Hourly load shapes by class'!Z:Z,'Hourly load shapes by class'!$B:$B,$V12)*1000000","v":92192.891477173413},{"$f":"_xlfn.MAXIFS('Hourly load shapes by class'!AA:AA,'Hourly load shapes by class'!$B:$B,$V12)*1000000","v":6952.456156534904},{"$f":"_xlfn.MAXIFS('Hourly load shapes by class'!AB:AB,'Hourly load shapes by class'!$B:$B,$V12)*1000000","v":15.090410825626204},{"$f":"_xlfn.MAXIFS('Hourly load shapes by class'!AC:AC,'Hourly load shapes by class'!$B:$B,$V12)*1000000","v":1850.3774130278907},null,null,{"$f":"_xlfn.MAXIFS('Hourly load shapes by class'!AD:AD,'Hourly load shapes by class'!$B:$B,$V12)*1000000","v":595.52000000000021},{"$f":"_xlfn.MAXIFS('Hourly load shapes by class'!AE:AE,'Hourly load shapes by class'!$B:$B,$V12)*1000000","v":1112082.4493586617},null,2907,3650,1,null,5]
["Jun",null,null,{"$f":"_xlfn.MAXIFS('Hourly load shapes by class'!V:V,'Hourly load shapes by class'!$B:$B,$V13)*1000000","v":465363.19860907021},{"$f":"_xlfn.MAXIFS('Hourly load shapes by class'!W:W,'Hourly load shapes by class'!$B:$B,$V13)*1000000","v":147562.99054171517},{"$f":"_xlfn.MAXIFS('Hourly load shapes by class'!X:X,'Hourly load shapes by class'!$B:$B,$V13)*1000000","v":503492.95874141162},{"$f":"_xlfn.MAXIFS('Hourly load shapes by class'!Y:Y,'Hourly load shapes by class'!$B:$B,$V13)*1000000","v":119049.32415694164},null,{"$f":"_xlfn.MAXIFS('Hourly load shapes by class'!Z:Z,'Hourly load shapes by class'!$B:$B,$V13)*1000000","v":95606.452892431611},{"$f":"_xlfn.MAXIFS('Hourly load shapes by class'!AA:AA,'Hourly load shapes by class'!$B:$B,$V13)*1000000","v":7007.6269454450912},{"$f":"_xlfn.MAXIFS('Hourly load shapes by class'!AB:AB,'Hourly load shapes by class'!$B:$B,$V13)*1000000","v":15.090410825626204},{"$f":"_xlfn.MAXIFS('Hourly load shapes by class'!AC:AC,'Hourly load shapes by class'!$B:$B,$V13)*1000000","v":1850.3774130278907},null,null,{"$f":"_xlfn.MAXIFS('Hourly load shapes by class'!AD:AD,'Hourly load shapes by class'!$B:$B,$V13)*1000000","v":935.3599999999999},{"$f":"_xlfn.MAXIFS('Hourly load shapes by class'!AE:AE,'Hourly load shapes by class'!$B:$B,$V13)*1000000","v":1232990.157939268},null,3651,4370,1,null,6]
["Jul",null,null,{"$f":"_xlfn.MAXIFS('Hourly load shapes by class'!V:V,'Hourly load shapes by class'!$B:$B,$V14)*1000000","v":495818.92273384612},{"$f":"_xlfn.MAXIFS('Hourly load shapes by class'!W:W,'Hourly load shapes by class'!$B:$B,$V14)*1000000","v":144973.78230613438},{"$f":"_xlfn.MAXIFS('Hourly load shapes by class'!X:X,'Hourly load shapes by class'!$B:$B,$V14)*1000000","v":492972.54111299821},{"$f":"_xlfn.MAXIFS('Hourly load shapes by class'!Y:Y,'Hourly load shapes by class'!$B:$B,$V14)*1000000","v":124059.89124254123},null,{"$f":"_xlfn.MAXIFS('Hourly load shapes by class'!Z:Z,'Hourly load shapes by class'!$B:$B,$V14)*1000000","v":97769.081863588988},{"$f":"_xlfn.MAXIFS('Hourly load shapes by class'!AA:AA,'Hourly load shapes by class'!$B:$B,$V14)*1000000","v":7007.6269454450912},{"$f":"_xlfn.MAXIFS('Hourly load shapes by class'!AB:AB,'Hourly load shapes by class'!$B:$B,$V14)*1000000","v":14.243518678685003},{"$f":"_xlfn.MAXIFS('Hourly load shapes by class'!AC:AC,'Hourly load shapes by class'!$B:$B,$V14)*1000000","v":1785.6258084643532},null,null,{"$f":"_xlfn.MAXIFS('Hourly load shapes by class'!AD:AD,'Hourly load shapes by class'!$B:$B,$V14)*1000000","v":1152.0000000000005},{"$f":"_xlfn.MAXIFS('Hourly load shapes by class'!AE:AE,'Hourly load shapes by class'!$B:$B,$V14)*1000000","v":1203492.2284623077},null,4371,5114,1,null,7]
["Aug",null,null,{"$f":"_xlfn.MAXIFS('Hourly load shapes by class'!V:V,'Hourly load shapes by class'!$B:$B,$V15)*1000000","v":490646.54208346544},{"$f":"_xlfn.MAXIFS('Hourly load shapes by class'!W:W,'Hourly load shapes by class'!$B:$B,$V15)*1000000","v":138238.99021140061},{"$f":"_xlfn.MAXIFS('Hourly load shapes by class'!X:X,'Hourly load shapes by class'!$B:$B,$V15)*1000000","v":486941.23399787617},{"$f":"_xlfn.MAXIFS('Hourly load shapes by class'!Y:Y,'Hourly load shapes by class'!$B:$B,$V15)*1000000","v":117645.30918925583},null,{"$f":"_xlfn.MAXIFS('Hourly load shapes by class'!Z:Z,'Hourly load shapes by class'!$B:$B,$V15)*1000000","v":90372.26393325362},{"$f":"_xlfn.MAXIFS('Hourly load shapes by class'!AA:AA,'Hourly load shapes by class'!$B:$B,$V15)*1000000","v":6116.7406790606865},{"$f":"_xlfn.MAXIFS('Hourly load shapes by class'!AB:AB,'Hourly load shapes by class'!$B:$B,$V15)*1000000","v":12.83199880962616},{"$f":"_xlfn.MAXIFS('Hourly load shapes by class'!AC:AC,'Hourly load shapes by class'!$B:$B,$V15)*1000000","v":1757.9139848794941},null,null,{"$f":"_xlfn.MAXIFS('Hourly load shapes by class'!AD:AD,'Hourly load shapes by class'!$B:$B,$V15)*1000000","v":965.75999999999954},{"$f":"_xlfn.MAXIFS('Hourly load shapes by class'!AE:AE,'Hourly load shapes by class'!$B:$B,$V15)*1000000","v":1212163.1837099576},null,5115,5858,1,null,8]
["Sep",null,null,{"$f":"_xlfn.MAXIFS('Hourly load shapes by class'!V:V,'Hourly load shapes by class'!$B:$B,$V16)*1000000","v":462623.88813749712},{"$f":"_xlfn.MAXIFS('Hourly load shapes by class'!W:W,'Hourly load shapes by class'!$B:$B,$V16)*1000000","v":122640.41788376056},{"$f":"_xlfn.MAXIFS('Hourly load shapes by class'!X:X,'Hourly load shapes by class'!$B:$B,$V16)*1000000","v":452179.82909583062},{"$f":"_xlfn.MAXIFS('Hourly load shapes by class'!Y:Y,'Hourly load shapes by class'!$B:$B,$V16)*1000000","v":117611.73200538816},null,{"$f":"_xlfn.MAXIFS('Hourly load shapes by class'!Z:Z,'Hourly load shapes by class'!$B:$B,$V16)*1000000","v":86792.771906397669},{"$f":"_xlfn.MAXIFS('Hourly load shapes by class'!AA:AA,'Hourly load shapes by class'!$B:$B,$V16)*1000000","v":4905.6525375532328},{"$f":"_xlfn.MAXIFS('Hourly load shapes by class'!AB:AB,'Hourly load shapes by class'!$B:$B,$V16)*1000000","v":11.345308143775213},{"$f":"_xlfn.MAXIFS('Hourly load shapes by class'!AC:AC,'Hourly load shapes by class'!$B:$B,$V16)*1000000","v":1757.9139848794941},null,null,{"$f":"_xlfn.MAXIFS('Hourly load shapes by class'!AD:AD,'Hourly load shapes by class'!$B:$B,$V16)*1000000","v":606.0799999999997},{"$f":"_xlfn.MAXIFS('Hourly load shapes by class'!AE:AE,'Hourly load shapes by class'!$B:$B,$V16)*1000000","v":996141.40584361623},null,5859,6578,1,null,9]
["Oct",null,null,{"$f":"_xlfn.MAXIFS('Hourly load shapes by class'!V:V,'Hourly load shapes by class'!$B:$B,$V17)*1000000","v":415195.11978736194},{"$f":"_xlfn.MAXIFS('Hourly load shapes by class'!W:W,'Hourly load shapes by class'!$B:$B,$V17)*1000000","v":106557.61313767219},{"$f":"_xlfn.MAXIFS('Hourly load shapes by class'!X:X,'Hourly load shapes by class'!$B:$B,$V17)*1000000","v":393053.98528996267},{"$f":"_xlfn.MAXIFS('Hourly load shapes by class'!Y:Y,'Hourly load shapes by class'!$B:$B,$V17)*1000000","v":107496.32949638211},null,{"$f":"_xlfn.MAXIFS('Hourly load shapes by class'!Z:Z,'Hourly load shapes by class'!$B:$B,$V17)*1000000","v":79516.714587836221},{"$f":"_xlfn.MAXIFS('Hourly load shapes by class'!AA:AA,'Hourly load shapes by class'!$B:$B,$V17)*1000000","v":4128.0967819484249},{"$f":"_xlfn.MAXIFS('Hourly load shapes by class'!AB:AB,'Hourly load shapes by class'!$B:$B,$V17)*1000000","v":9.483035072360261},{"$f":"_xlfn.MAXIFS('Hourly load shapes by class'!AC:AC,'Hourly load shapes by class'!$B:$B,$V17)*1000000","v":1699.340422108276},null,null,{"$f":"_xlfn.MAXIFS('Hourly load shapes by class'!AD:AD,'Hourly load shapes by class'!$B:$B,$V17)*1000000","v":782.72000000000048},{"$f":"_xlfn.MAXIFS('Hourly load shapes by class'!AE:AE,'Hourly load shapes by class'!$B:$B,$V17)*1000000","v":986045.55955229956},null,6579,7322,1,null,10]
["Nov",null,null,{"$f":"_xlfn.MAXIFS('Hourly load shapes by class'!V:V,'Hourly load shapes by class'!$B:$B,$V18)*1000000","v":428537.50842317514},{"$f":"_xlfn.MAXIFS('Hourly load shapes by class'!W:W,'Hourly load shapes by class'!$B:$B,$V18)*1000000","v":117407.40501939763},{"$f":"_xlfn.MAXIFS('Hourly load shapes by class'!X:X,'Hourly load shapes by class'!$B:$B,$V18)*1000000","v":425087.74206104397},{"$f":"_xlfn.MAXIFS('Hourly load shapes by class'!Y:Y,'Hourly load shapes by class'!$B:$B,$V18)*1000000","v":98335.590956870859},null,{"$f":"_xlfn.MAXIFS('Hourly load shapes by class'!Z:Z,'Hourly load shapes by class'!$B:$B,$V18)*1000000","v":75832.133173635026},{"$f":"_xlfn.MAXIFS('Hourly load shapes by class'!AA:AA,'Hourly load shapes by class'!$B:$B,$V18)*1000000","v":4405.3381687685305},{"$f":"_xlfn.MAXIFS('Hourly load shapes by class'!AB:AB,'Hourly load shapes by class'!$B:$B,$V18)*1000000","v":8.9876499368352381},{"$f":"_xlfn.MAXIFS('Hourly load shapes by class'!AC:AC,'Hourly load shapes by class'!$B:$B,$V18)*1000000","v":1699.340422108276},null,null,{"$f":"_xlfn.MAXIFS('Hourly load shapes by class'!AD:AD,'Hourly load shapes by class'!$B:$B,$V18)*1000000","v":0},{"$f":"_xlfn.MAXIFS('Hourly load shapes by class'!AE:AE,'Hourly load shapes by class'!$B:$B,$V18)*1000000","v":1054432.5822652197},null,7323,8042,1,null,11]
["Dec",null,null,{"$f":"_xlfn.MAXIFS('Hourly load shapes by class'!V:V,'Hourly load shapes by class'!$B:$B,$V19)*1000000","v":501927.20961005997},{"$f":"_xlfn.MAXIFS('Hourly load shapes by class'!W:W,'Hourly load shapes by class'!$B:$B,$V19)*1000000","v":125713.11333146853},{"$f":"_xlfn.MAXIFS('Hourly load shapes by class'!X:X,'Hourly load shapes by class'!$B:$B,$V19)*1000000","v":474828.2540895752},{"$f":"_xlfn.MAXIFS('Hourly load shapes by class'!Y:Y,'Hourly load shapes by class'!$B:$B,$V19)*1000000","v":100832.59843322441},null,{"$f":"_xlfn.MAXIFS('Hourly load shapes by class'!Z:Z,'Hourly load shapes by class'!$B:$B,$V19)*1000000","v":75320.513787875287},{"$f":"_xlfn.MAXIFS('Hourly load shapes by class'!AA:AA,'Hourly load shapes by class'!$B:$B,$V19)*1000000","v":4405.3381687685305},{"$f":"_xlfn.MAXIFS('Hourly load shapes by class'!AB:AB,'Hourly load shapes by class'!$B:$B,$V19)*1000000","v":8.4235863153514252},{"$f":"_xlfn.MAXIFS('Hourly load shapes by class'!AC:AC,'Hourly load shapes by class'!$B:$B,$V19)*1000000","v":1641.3934720614079},null,null,{"$f":"_xlfn.MAXIFS('Hourly load shapes by class'!AD:AD,'Hourly load shapes by class'!$B:$B,$V19)*1000000","v":686.07999999999947},{"$f":"_xlfn.MAXIFS('Hourly load shapes by class'!AE:AE,'Hourly load shapes by class'!$B:$B,$V19)*1000000","v":1154374.4197269783},null,8043,8786,1,null,12]
[]
["1NCP",null,null,{"$f":"LARGE(D8:D19,1)","v":505550.08759724372},{"$f":"LARGE(E8:E19,1)","v":147562.99054171517},503492.95874141162,124059.89124254123,null,97769.081863588988,{"$f":"LARGE(J8:J19,1)","v":7007.6269454450912},{"$f":"LARGE(K8:K19,1)","v":15.090410825626204},{"$f":"LARGE(L8:L19,1)","v":1850.3774130278907},null,null,{"$f":"LARGE(O8:O19,1)","v":1152.0000000000005},{"$f":"SUM(D21:O21)","v":1388460.1047557991}]
["4NCP",null,null,{"$f":"LARGE(D8:D19,1)+ LARGE(D8:D19,2)+ LARGE(D8:D19,3)+ LARGE(D8:D19,4)","v":1993942.7620246154},{"$f":"LARGE(E8:E19,1)+ LARGE(E8:E19,2)+ LARGE(E8:E19,3)+ LARGE(E8:E19,4)","v":566557.81470075739},1973281.3266499434,478366.25659412681,null,375940.69016644766,{"$f":"LARGE(J8:J19,1)+ LARGE(J8:J19,2)+ LARGE(J8:J19,3)+ LARGE(J8:J19,4)","v":27084.450726485775},{"$f":"LARGE(K8:K19,1)+ LARGE(K8:K19,2)+ LARGE(K8:K19,3)+ LARGE(K8:K19,4)","v":58.189015168774397},{"$f":"LARGE(L8:L19,1)+ LARGE(L8:L19,2)+ LARGE(L8:L19,3)+ LARGE(L8:L19,4)","v":7275.0831223549321},null,null,{"$f":"LARGE(O8:O19,1)+ LARGE(O8:O19,2)+ LARGE(O8:O19,3)+ LARGE(O8:O19,4)","v":3835.84},{"$f":"SUM(D22:O22)","v":5426342.4129999001}]
["12NCP",null,null,{"$f":"SUM(D8:D19)","v":5498557.0333427479},{"$f":"SUM(E8:E19)","v":1531961.7261616318},5505911.4857734479,1295440.4637806737,null,1012046.7517672044,{"$f":"SUM(J8:J19)","v":65995.838318044072},{"$f":"SUM(K8:K19)","v":142.19808630848377},{"$f":"SUM(L8:L19)","v":21146.73527781514},null,null,{"$f":"SUM(O8:O19)","v":7656.9600000000009},{"$f":"SUM(D8:O19)","v":14938859.192507872}]
[]
["CP"]
[]
["Jan",{"$f":"SUMIF('Hourly load shapes by class'!$AE:$AE,'2021 (Annual Scaling)'!$P27/1000000,'Hourly load shapes by class'!C:C)","v":28},{"$f":"SUMIF('Hourly load shapes by class'!$AE:$AE,'2021 (Annual Scaling)'!$P27/1000000,'Hourly load shapes by class'!D:D)","v":18},{"$f":"SUMIF('Hourly load shapes by class'!$AE:$AE,'2021 (Annual Scaling)'!$P8/1000000,'Hourly load shapes by class'!V:V)*1000000","v":467268.20202286344},{"$f":"SUMIF('Hourly load shapes by class'!$AE:$AE,'2021 (Annual Scaling)'!$P8/1000000,'Hourly load shapes by class'!W:W)*1000000","v":107104.61722272156},{"$f":"SUMIF('Hourly load shapes by class'!$AE:$AE,'2021 (Annual Scaling)'!$P8/1000000,'Hourly load shapes by class'!X:X)*1000000","v":453316.96736984182},{"$f":"SUMIF('Hourly load shapes by class'!$AE:$AE,'2021 (Annual Scaling)'!$P8/1000000,'Hourly load shapes by class'!Y:Y)*1000000","v":91060.84973093876},null,{"$f":"SUMIF('Hourly load shapes by class'!$AE:$AE,'2021 (Annual Scaling)'!$P8/1000000,'Hourly load shapes by class'!Z:Z)*1000000","v":75601.673990860378},{"$f":"SUMIF('Hourly load shapes by class'!$AE:$AE,'2021 (Annual Scaling)'!$P8/1000000,'Hourly load shapes by class'!AA:AA)*1000000","v":4394.0659521821553},{"$f":"SUMIF('Hourly load shapes by class'!$AE:$AE,'2021 (Annual Scaling)'!$P8/1000000,'Hourly load shapes by class'!AB:AB)*1000000","v":8.0051891409711882},{"$f":"SUMIF('Hourly load shapes by class'!$AE:$AE,'2021 (Annual Scaling)'!$P8/1000000,'Hourly load shapes by class'!AC:AC)*1000000","v":1576.2827700932296},null,null,{"$f":"SUMIF('Hourly load shapes by class'!$AE:$AE,'2021 (Annual Scaling)'!$P8/1000000,'Hourly load shapes by class'!AD:AD)*1000000","v":0},{"$f":"SUM(D27:O27)","v":1200330.6642486423},{"$f":"OR(P27=LARGE(P$27:P$38,1), P27=LARGE(P$27:P$38,2), P27=LARGE(P$27:P$38,3), P27=LARGE(P$27:P$38,4))","v":true}]
["Feb",{"$f":"SUMIF('Hourly load shapes by class'!$AE:$AE,'2021 (Annual Scaling)'!$P28/1000000,'Hourly load shapes by class'!C:C)","v":14},{"$f":"SUMIF('Hourly load shapes by class'!$AE:$AE,'2021 (Annual Scaling)'!$P28/1000000,'Hourly load shapes by class'!D:D)","v":18},{"$f":"SUMIF('Hourly load shapes by class'!$AE:$AE,'2021 (Annual Scaling)'!$P9/1000000,'Hourly load shapes by class'!V:V)*1000000","v":414714.91026994801},{"$f":"SUMIF('Hourly load shapes by class'!$AE:$AE,'2021 (Annual Scaling)'!$P9/1000000,'Hourly load shapes by class'!W:W)*1000000","v":112630.0911873474},{"$f":"SUMIF('Hourly load shapes by class'!$AE:$AE,'2021 (Annual Scaling)'!$P9/1000000,'Hourly load shapes by class'!X:X)*1000000","v":450567.57086143736},{"$f":"SUMIF('Hourly load shapes by class'!$AE:$AE,'2021 (Annual Scaling)'!$P9/1000000,'Hourly load shapes by class'!Y:Y)*1000000","v":88524.117135643173},null,{"$f":"SUMIF('Hourly load shapes by class'!$AE:$AE,'2021 (Annual Scaling)'!$P9/1000000,'Hourly load shapes by class'!Z:Z)*1000000","v":71581.544006539261},{"$f":"SUMIF('Hourly load shapes by class'!$AE:$AE,'2021 (Annual Scaling)'!$P9/1000000,'Hourly load shapes by class'!AA:AA)*1000000","v":2518.8278217768716},{"$f":"SUMIF('Hourly load shapes by class'!$AE:$AE,'2021 (Annual Scaling)'!$P9/1000000,'Hourly load shapes by class'!AB:AB)*1000000","v":5.244503810987367},{"$f":"SUMIF('Hourly load shapes by class'!$AE:$AE,'2021 (Annual Scaling)'!$P9/1000000,'Hourly load shapes by class'!AC:AC)*1000000","v":1647.1212247562939},null,null,{"$f":"SUMIF('Hourly load shapes by class'!$AE:$AE,'2021 (Annual Scaling)'!$P9/1000000,'Hourly load shapes by class'!AD:AD)*1000000","v":0},1142189.4270112596,{"$f":"OR(P28=LARGE(P$27:P$38,1), P28=LARGE(P$27:P$38,2), P28=LARGE(P$27:P$38,3), P28=LARGE(P$27:P$38,4))","v":false}]
["Mar",{"$f":"SUMIF('Hourly load shapes by class'!$AE:$AE,'2021 (Annual Scaling)'!$P29/1000000,'Hourly load shapes by class'!C:C)","v":14},{"$f":"SUMIF('Hourly load shapes by class'!$AE:$AE,'2021 (Annual Scaling)'!$P29/1000000,'Hourly load shapes by class'!D:D)","v":19},{"$f":"SUMIF('Hourly load shapes by class'!$AE:$AE,'2021 (Annual Scaling)'!$P10/1000000,'Hourly load shapes by class'!V:V)*1000000","v":424262.91412121267},{"$f":"SUMIF('Hourly load shapes by class'!$AE:$AE,'2021 (Annual Scaling)'!$P10/1000000,'Hourly load shapes by class'!W:W)*1000000","v":104086.37033782864},{"$f":"SUMIF('Hourly load shapes by class'!$AE:$AE,'2021 (Annual Scaling)'!$P10/1000000,'Hourly load shapes by class'!X:X)*1000000","v":410455.1735374835},{"$f":"SUMIF('Hourly load shapes by class'!$AE:$AE,'2021 (Annual Scaling)'!$P10/1000000,'Hourly load shapes by class'!Y:Y)*1000000","v":76466.597700584345},null,{"$f":"SUMIF('Hourly load shapes by class'!$AE:$AE,'2021 (Annual Scaling)'!$P10/1000000,'Hourly load shapes by class'!Z:Z)*1000000","v":65925.1538245181},{"$f":"SUMIF('Hourly load shapes by class'!$AE:$AE,'2021 (Annual Scaling)'!$P10/1000000,'Hourly load shapes by class'!AA:AA)*1000000","v":5011.2389885805223},{"$f":"SUMIF('Hourly load shapes by class'!$AE:$AE,'2021 (Annual Scaling)'!$P10/1000000,'Hourly load shapes by class'!AB:AB)*1000000","v":10.282554173884492},{"$f":"SUMIF('Hourly load shapes by class'!$AE:$AE,'2021 (Annual Scaling)'!$P10/1000000,'Hourly load shapes by class'!AC:AC)*1000000","v":1650.955620708309},null,null,{"$f":"SUMIF('Hourly load shapes by class'!$AE:$AE,'2021 (Annual Scaling)'!$P10/1000000,'Hourly load shapes by class'!AD:AD)*1000000","v":0},1087868.68668509,false]
["Apr",{"$f":"SUMIF('Hourly load shapes by class'!$AE:$AE,'2021 (Annual Scaling)'!$P30/1000000,'Hourly load shapes by class'!C:C)","v":10},{"$f":"SUMIF('Hourly load shapes by class'!$AE:$AE,'2021 (Annual Scaling)'!$P30/1000000,'Hourly load shapes by class'!D:D)","v":19},{"$f":"SUMIF('Hourly load shapes by class'!$AE:$AE,'2021 (Annual Scaling)'!$P11/1000000,'Hourly load shapes by class'!V:V)*1000000","v":380386.95730802097},{"$f":"SUMIF('Hourly load shapes by class'!$AE:$AE,'2021 (Annual Scaling)'!$P11/1000000,'Hourly load shapes by class'!W:W)*1000000","v":87911.240155831387},{"$f":"SUMIF('Hourly load shapes by class'!$AE:$AE,'2021 (Annual Scaling)'!$P11/1000000,'Hourly load shapes by class'!X:X)*1000000","v":357443.35752767127},{"$f":"SUMIF('Hourly load shapes by class'!$AE:$AE,'2021 (Annual Scaling)'!$P11/1000000,'Hourly load shapes by class'!Y:Y)*1000000","v":75126.11139533353},null,{"$f":"SUMIF('Hourly load shapes by class'!$AE:$AE,'2021 (Annual Scaling)'!$P11/1000000,'Hourly load shapes by class'!Z:Z)*1000000","v":66260.702394638007},{"$f":"SUMIF('Hourly load shapes by class'!$AE:$AE,'2021 (Annual Scaling)'!$P11/1000000,'Hourly load shapes by class'!AA:AA)*1000000","v":888.85995378322161},{"$f":"SUMIF('Hourly load shapes by class'!$AE:$AE,'2021 (Annual Scaling)'!$P11/1000000,'Hourly load shapes by class'!AB:AB)*1000000","v":2.0840476917469468},{"$f":"SUMIF('Hourly load shapes by class'!$AE:$AE,'2021 (Annual Scaling)'!$P11/1000000,'Hourly load shapes by class'!AC:AC)*1000000","v":1465.8355790313569},null,null,{"$f":"SUMIF('Hourly load shapes by class'!$AE:$AE,'2021 (Annual Scaling)'!$P11/1000000,'Hourly load shapes by class'!AD:AD)*1000000","v":0},969485.14836200152,false]
["May",{"$f":"SUMIF('Hourly load shapes by class'!$AE:$AE,'2021 (Annual Scaling)'!$P31/1000000,'Hourly load shapes by class'!C:C)","v":30},{"$f":"SUMIF('Hourly load shapes by class'!$AE:$AE,'2021 (Annual Scaling)'!$P31/1000000,'Hourly load shapes by class'!D:D)","v":17},{"$f":"SUMIF('Hourly load shapes by class'!$AE:$AE,'2021 (Annual Scaling)'!$P12/1000000,'Hourly load shapes by class'!V:V)*1000000","v":355943.50376507809},{"$f":"SUMIF('Hourly load shapes by class'!$AE:$AE,'2021 (Annual Scaling)'!$P12/1000000,'Hourly load shapes by class'!W:W)*1000000","v":128257.0033510605},{"$f":"SUMIF('Hourly load shapes by class'!$AE:$AE,'2021 (Annual Scaling)'!$P12/1000000,'Hourly load shapes by class'!X:X)*1000000","v":438345.04841564386},{"$f":"SUMIF('Hourly load shapes by class'!$AE:$AE,'2021 (Annual Scaling)'!$P12/1000000,'Hourly load shapes by class'!Y:Y)*1000000","v":102188.61221552199},null,{"$f":"SUMIF('Hourly load shapes by class'!$AE:$AE,'2021 (Annual Scaling)'!$P12/1000000,'Hourly load shapes by class'!Z:Z)*1000000","v":85704.082726970199},{"$f":"SUMIF('Hourly load shapes by class'!$AE:$AE,'2021 (Annual Scaling)'!$P12/1000000,'Hourly load shapes by class'!AA:AA)*1000000","v":0},{"$f":"SUMIF('Hourly load shapes by class'!$AE:$AE,'2021 (Annual Scaling)'!$P12/1000000,'Hourly load shapes by class'!AB:AB)*1000000","v":0},{"$f":"SUMIF('Hourly load shapes by class'!$AE:$AE,'2021 (Annual Scaling)'!$P12/1000000,'Hourly load shapes by class'!AC:AC)*1000000","v":1414.4388843867869},null,null,{"$f":"SUMIF('Hourly load shapes by class'!$AE:$AE,'2021 (Annual Scaling)'!$P12/1000000,'Hourly load shapes by class'!AD:AD)*1000000","v":229.75999999999976},1112082.4493586614,false]
["Jun",{"$f":"SUMIF('Hourly load shapes by class'!$AE:$AE,'2021 (Annual Scaling)'!$P32/1000000,'Hourly load shapes by class'!C:C)","v":11},{"$f":"SUMIF('Hourly load shapes by class'!$AE:$AE,'2021 (Annual Scaling)'!$P32/1000000,'Hourly load shapes by class'!D:D)","v":17},{"$f":"SUMIF('Hourly load shapes by class'!$AE:$AE,'2021 (Annual Scaling)'!$P13/1000000,'Hourly load shapes by class'!V:V)*1000000","v":444235.85858119593},{"$f":"SUMIF('Hourly load shapes by class'!$AE:$AE,'2021 (Annual Scaling)'!$P13/1000000,'Hourly load shapes by class'!W:W)*1000000","v":147562.99054171517},{"$f":"SUMIF('Hourly load shapes by class'!$AE:$AE,'2021 (Annual Scaling)'!$P13/1000000,'Hourly load shapes by class'!X:X)*1000000","v":484657.50165682053},{"$f":"SUMIF('Hourly load shapes by class'!$AE:$AE,'2021 (Annual Scaling)'!$P13/1000000,'Hourly load shapes by class'!Y:Y)*1000000","v":83347.004065272849},null,{"$f":"SUMIF('Hourly load shapes by class'!$AE:$AE,'2021 (Annual Scaling)'!$P13/1000000,'Hourly load shapes by class'!Z:Z)*1000000","v":71772.364209876672},{"$f":"SUMIF('Hourly load shapes by class'!$AE:$AE,'2021 (Annual Scaling)'!$P13/1000000,'Hourly load shapes by class'!AA:AA)*1000000","v":0},{"$f":"SUMIF('Hourly load shapes by class'!$AE:$AE,'2021 (Annual Scaling)'!$P13/1000000,'Hourly load shapes by class'!AB:AB)*1000000","v":0},{"$f":"SUMIF('Hourly load shapes by class'!$AE:$AE,'2021 (Annual Scaling)'!$P13/1000000,'Hourly load shapes by class'!AC:AC)*1000000","v":1414.4388843867869},null,null,{"$f":"SUMIF('Hourly load shapes by class'!$AE:$AE,'2021 (Annual Scaling)'!$P13/1000000,'Hourly load shapes by class'!AD:AD)*1000000","v":0},1232990.157939268,true]
["Jul",{"$f":"SUMIF('Hourly load shapes by class'!$AE:$AE,'2021 (Annual Scaling)'!$P33/1000000,'Hourly load shapes by class'!C:C)","v":17},{"$f":"SUMIF('Hourly load shapes by class'!$AE:$AE,'2021 (Annual Scaling)'!$P33/1000000,'Hourly load shapes by class'!D:D)","v":17},{"$f":"SUMIF('Hourly load shapes by class'!$AE:$AE,'2021 (Annual Scaling)'!$P14/1000000,'Hourly load shapes by class'!V:V)*1000000","v":429298.00278553081},{"$f":"SUMIF('Hourly load shapes by class'!$AE:$AE,'2021 (Annual Scaling)'!$P14/1000000,'Hourly load shapes by class'!W:W)*1000000","v":117304.55521289224},{"$f":"SUMIF('Hourly load shapes by class'!$AE:$AE,'2021 (Annual Scaling)'!$P14/1000000,'Hourly load shapes by class'!X:X)*1000000","v":459324.29365255812},{"$f":"SUMIF('Hourly load shapes by class'!$AE:$AE,'2021 (Annual Scaling)'!$P14/1000000,'Hourly load shapes by class'!Y:Y)*1000000","v":108760.75481000786},null,{"$f":"SUMIF('Hourly load shapes by class'!$AE:$AE,'2021 (Annual Scaling)'!$P14/1000000,'Hourly load shapes by class'!Z:Z)*1000000","v":87019.543742247915},{"$f":"SUMIF('Hourly load shapes by class'!$AE:$AE,'2021 (Annual Scaling)'!$P14/1000000,'Hourly load shapes by class'!AA:AA)*1000000","v":0},{"$f":"SUMIF('Hourly load shapes by class'!$AE:$AE,'2021 (Annual Scaling)'!$P14/1000000,'Hourly load shapes by class'!AB:AB)*1000000","v":0},{"$f":"SUMIF('Hourly load shapes by class'!$AE:$AE,'2021 (Annual Scaling)'!$P14/1000000,'Hourly load shapes by class'!AC:AC)*1000000","v":1372.9182590709147},null,null,{"$f":"SUMIF('Hourly load shapes by class'!$AE:$AE,'2021 (Annual Scaling)'!$P14/1000000,'Hourly load shapes by class'!AD:AD)*1000000","v":412.15999999999985},1203492.2284623077,true]
["Aug",{"$f":"SUMIF('Hourly load shapes by class'!$AE:$AE,'2021 (Annual Scaling)'!$P34/1000000,'Hourly load shapes by class'!C:C)","v":1},{"$f":"SUMIF('Hourly load shapes by class'!$AE:$AE,'2021 (Annual Scaling)'!$P34/1000000,'Hourly load shapes by class'!D:D)","v":17},{"$f":"SUMIF('Hourly load shapes by class'!$AE:$AE,'2021 (Annual Scaling)'!$P15/1000000,'Hourly load shapes by class'!V:V)*1000000","v":453786.39515431324},{"$f":"SUMIF('Hourly load shapes by class'!$AE:$AE,'2021 (Annual Scaling)'!$P15/1000000,'Hourly load shapes by class'!W:W)*1000000","v":124231.24600492697},{"$f":"SUMIF('Hourly load shapes by class'!$AE:$AE,'2021 (Annual Scaling)'!$P15/1000000,'Hourly load shapes by class'!X:X)*1000000","v":460707.12040581758},{"$f":"SUMIF('Hourly load shapes by class'!$AE:$AE,'2021 (Annual Scaling)'!$P15/1000000,'Hourly load shapes by class'!Y:Y)*1000000","v":96267.047263391607},null,{"$f":"SUMIF('Hourly load shapes by class'!$AE:$AE,'2021 (Annual Scaling)'!$P15/1000000,'Hourly load shapes by class'!Z:Z)*1000000","v":75794.337867659968},{"$f":"SUMIF('Hourly load shapes by class'!$AE:$AE,'2021 (Annual Scaling)'!$P15/1000000,'Hourly load shapes by class'!AA:AA)*1000000","v":0},{"$f":"SUMIF('Hourly load shapes by class'!$AE:$AE,'2021 (Annual Scaling)'!$P15/1000000,'Hourly load shapes by class'!AB:AB)*1000000","v":0},{"$f":"SUMIF('Hourly load shapes by class'!$AE:$AE,'2021 (Annual Scaling)'!$P15/1000000,'Hourly load shapes by class'!AC:AC)*1000000","v":1377.0370138481273},null,null,{"$f":"SUMIF('Hourly load shapes by class'!$AE:$AE,'2021 (Annual Scaling)'!$P15/1000000,'Hourly load shapes by class'!AD:AD)*1000000","v":0},1212163.1837099574,true]
["Sep",{"$f":"SUMIF('Hourly load shapes by class'!$AE:$AE,'2021 (Annual Scaling)'!$P35/1000000,'Hourly load shapes by class'!C:C)","v":11},{"$f":"SUMIF('Hourly load shapes by class'!$AE:$AE,'2021 (Annual Scaling)'!$P35/1000000,'Hourly load shapes by class'!D:D)","v":16},{"$f":"SUMIF('Hourly load shapes by class'!$AE:$AE,'2021 (Annual Scaling)'!$P16/1000000,'Hourly load shapes by class'!V:V)*1000000","v":241169.44427029634},{"$f":"SUMIF('Hourly load shapes by class'!$AE:$AE,'2021 (Annual Scaling)'!$P16/1000000,'Hourly load shapes by class'!W:W)*1000000","v":121631.22869038137},{"$f":"SUMIF('Hourly load shapes by class'!$AE:$AE,'2021 (Annual Scaling)'!$P16/1000000,'Hourly load shapes by class'!X:X)*1000000","v":439876.43602362368},{"$f":"SUMIF('Hourly load shapes by class'!$AE:$AE,'2021 (Annual Scaling)'!$P16/1000000,'Hourly load shapes by class'!Y:Y)*1000000","v":109644.2446080649},null,{"$f":"SUMIF('Hourly load shapes by class'!$AE:$AE,'2021 (Annual Scaling)'!$P16/1000000,'Hourly load shapes by class'!Z:Z)*1000000","v":82392.845188863925},{"$f":"SUMIF('Hourly load shapes by class'!$AE:$AE,'2021 (Annual Scaling)'!$P16/1000000,'Hourly load shapes by class'!AA:AA)*1000000","v":0},{"$f":"SUMIF('Hourly load shapes by class'!$AE:$AE,'2021 (Annual Scaling)'!$P16/1000000,'Hourly load shapes by class'!AB:AB)*1000000","v":0},{"$f":"SUMIF('Hourly load shapes by class'!$AE:$AE,'2021 (Annual Scaling)'!$P16/1000000,'Hourly load shapes by class'!AC:AC)*1000000","v":1427.2070623859959},null,null,{"$f":"SUMIF('Hourly load shapes by class'!$AE:$AE,'2021 (Annual Scaling)'!$P16/1000000,'Hourly load shapes by class'!AD:AD)*1000000","v":0},996141.40584361611,false]
["Oct",{"$f":"SUMIF('Hourly load shapes by class'!$AE:$AE,'2021 (Annual Scaling)'!$P36/1000000,'Hourly load shapes by class'!C:C)","v":28},{"$f":"SUMIF('Hourly load shapes by class'!$AE:$AE,'2021 (Annual Scaling)'!$P36/1000000,'Hourly load shapes by class'!D:D)","v":18},{"$f":"SUMIF('Hourly load shapes by class'!$AE:$AE,'2021 (Annual Scaling)'!$P17/1000000,'Hourly load shapes by class'!V:V)*1000000","v":406611.1380040099},{"$f":"SUMIF('Hourly load shapes by class'!$AE:$AE,'2021 (Annual Scaling)'!$P17/1000000,'Hourly load shapes by class'!W:W)*1000000","v":83212.004008960925},{"$f":"SUMIF('Hourly load shapes by class'!$AE:$AE,'2021 (Annual Scaling)'!$P17/1000000,'Hourly load shapes by class'!X:X)*1000000","v":350236.21258925617},{"$f":"SUMIF('Hourly load shapes by class'!$AE:$AE,'2021 (Annual Scaling)'!$P17/1000000,'Hourly load shapes by class'!Y:Y)*1000000","v":77137.037902410841},null,{"$f":"SUMIF('Hourly load shapes by class'!$AE:$AE,'2021 (Annual Scaling)'!$P17/1000000,'Hourly load shapes by class'!Z:Z)*1000000","v":63049.023223490403},{"$f":"SUMIF('Hourly load shapes by class'!$AE:$AE,'2021 (Annual Scaling)'!$P17/1000000,'Hourly load shapes by class'!AA:AA)*1000000","v":4128.0967819484249},{"$f":"SUMIF('Hourly load shapes by class'!$AE:$AE,'2021 (Annual Scaling)'!$P17/1000000,'Hourly load shapes by class'!AB:AB)*1000000","v":9.483035072360261},{"$f":"SUMIF('Hourly load shapes by class'!$AE:$AE,'2021 (Annual Scaling)'!$P17/1000000,'Hourly load shapes by class'!AC:AC)*1000000","v":1662.5640071504386},null,null,{"$f":"SUMIF('Hourly load shapes by class'!$AE:$AE,'2021 (Annual Scaling)'!$P17/1000000,'Hourly load shapes by class'!AD:AD)*1000000","v":0},986045.55955229956,false]
["Nov",{"$f":"SUMIF('Hourly load shapes by class'!$AE:$AE,'2021 (Annual Scaling)'!$P37/1000000,'Hourly load shapes by class'!C:C)","v":25},{"$f":"SUMIF('Hourly load shapes by class'!$AE:$AE,'2021 (Annual Scaling)'!$P37/1000000,'Hourly load shapes by class'!D:D)","v":18},{"$f":"SUMIF('Hourly load shapes by class'!$AE:$AE,'2021 (Annual Scaling)'!$P18/1000000,'Hourly load shapes by class'!V:V)*1000000","v":421543.10390369449},{"$f":"SUMIF('Hourly load shapes by class'!$AE:$AE,'2021 (Annual Scaling)'!$P18/1000000,'Hourly load shapes by class'!W:W)*1000000","v":89976.278469686818},{"$f":"SUMIF('Hourly load shapes by class'!$AE:$AE,'2021 (Annual Scaling)'!$P18/1000000,'Hourly load shapes by class'!X:X)*1000000","v":379387.74136813136},{"$f":"SUMIF('Hourly load shapes by class'!$AE:$AE,'2021 (Annual Scaling)'!$P18/1000000,'Hourly load shapes by class'!Y:Y)*1000000","v":88398.399745340648},null,{"$f":"SUMIF('Hourly load shapes by class'!$AE:$AE,'2021 (Annual Scaling)'!$P18/1000000,'Hourly load shapes by class'!Z:Z)*1000000","v":69300.919933801255},{"$f":"SUMIF('Hourly load shapes by class'!$AE:$AE,'2021 (Annual Scaling)'!$P18/1000000,'Hourly load shapes by class'!AA:AA)*1000000","v":4117.810772520209},{"$f":"SUMIF('Hourly load shapes by class'!$AE:$AE,'2021 (Annual Scaling)'!$P18/1000000,'Hourly load shapes by class'!AB:AB)*1000000","v":8.9876499368352381},{"$f":"SUMIF('Hourly load shapes by class'!$AE:$AE,'2021 (Annual Scaling)'!$P18/1000000,'Hourly load shapes by class'!AC:AC)*1000000","v":1699.340422108276},null,null,{"$f":"SUMIF('Hourly load shapes by class'!$AE:$AE,'2021 (Annual Scaling)'!$P18/1000000,'Hourly load shapes by class'!AD:AD)*1000000","v":0},1054432.5822652201,false]
["Dec",{"$f":"SUMIF('Hourly load shapes by class'!$AE:$AE,'2021 (Annual Scaling)'!$P38/1000000,'Hourly load shapes by class'!C:C)","v":16},{"$f":"SUMIF('Hourly load shapes by class'!$AE:$AE,'2021 (Annual Scaling)'!$P38/1000000,'Hourly load shapes by class'!D:D)","v":18},{"$f":"SUMIF('Hourly load shapes by class'!$AE:$AE,'2021 (Annual Scaling)'!$P19/1000000,'Hourly load shapes by class'!V:V)*1000000","v":457318.71194064344},{"$f":"SUMIF('Hourly load shapes by class'!$AE:$AE,'2021 (Annual Scaling)'!$P19/1000000,'Hourly load shapes by class'!W:W)*1000000","v":94563.754150963607},{"$f":"SUMIF('Hourly load shapes by class'!$AE:$AE,'2021 (Annual Scaling)'!$P19/1000000,'Hourly load shapes by class'!X:X)*1000000","v":432997.27124331688},{"$f":"SUMIF('Hourly load shapes by class'!$AE:$AE,'2021 (Annual Scaling)'!$P19/1000000,'Hourly load shapes by class'!Y:Y)*1000000","v":93827.026415996457},null,{"$f":"SUMIF('Hourly load shapes by class'!$AE:$AE,'2021 (Annual Scaling)'!$P19/1000000,'Hourly load shapes by class'!Z:Z)*1000000","v":69612.5007489126},{"$f":"SUMIF('Hourly load shapes by class'!$AE:$AE,'2021 (Annual Scaling)'!$P19/1000000,'Hourly load shapes by class'!AA:AA)*1000000","v":4405.3381687685305},{"$f":"SUMIF('Hourly load shapes by class'!$AE:$AE,'2021 (Annual Scaling)'!$P19/1000000,'Hourly load shapes by class'!AB:AB)*1000000","v":8.4235863153514252},{"$f":"SUMIF('Hourly load shapes by class'!$AE:$AE,'2021 (Annual Scaling)'!$P19/1000000,'Hourly load shapes by class'!AC:AC)*1000000","v":1641.3934720614079},null,null,{"$f":"SUMIF('Hourly load shapes by class'!$AE:$AE,'2021 (Annual Scaling)'!$P19/1000000,'Hourly load shapes by class'!AD:AD)*1000000","v":0},1154374.4197269781,false]
[]
["1CP",null,null,{"$f":"SUMIF($P27:$P38,$P40,D27:D38)","v":444235.85858119593},{"$f":"SUMIF($P27:$P38,$P40,E27:E38)","v":147562.99054171517},{"$f":"SUMIF($P27:$P38,$P40,F27:F38)","v":484657.50165682053},{"$f":"SUMIF($P27:$P38,$P40,G27:G38)","v":83347.004065272849},null,{"$f":"SUMIF($P27:$P38,$P40,I27:I38)","v":71772.364209876672},{"$f":"SUMIF($P27:$P38,$P40,J27:J38)","v":0},{"$f":"SUMIF($P27:$P38,$P40,K27:K38)","v":0},{"$f":"SUMIF($P27:$P38,$P40,L27:L38)","v":1414.4388843867869},null,null,{"$f":"SUMIF($P27:$P38,$P40,O27:O38)","v":0},{"$f":"MAX(P27:P38)","v":1232990.157939268}]
["4CP",null,null,{"$f":"SUMIF($Q27:$Q38,\"TRUE\",D27:D38)","v":1794588.4585439034},{"$f":"SUMIF($Q27:$Q38,\"TRUE\",E27:E38)","v":496203.40898225596},{"$f":"SUMIF($Q27:$Q38,\"TRUE\",F27:F38)","v":1858005.8830850383},{"$f":"SUMIF($Q27:$Q38,\"TRUE\",G27:G38)","v":379435.65586961107},null,{"$f":"SUMIF($Q27:$Q38,\"TRUE\",I27:I38)","v":310187.91981064493},{"$f":"SUMIF($Q27:$Q38,\"TRUE\",J27:J38)","v":4394.0659521821553},{"$f":"SUMIF($Q27:$Q38,\"TRUE\",K27:K38)","v":8.0051891409711882},{"$f":"SUMIF($Q27:$Q38,\"TRUE\",L27:L38)","v":5740.6769273990585},null,null,{"$f":"SUMIF($Q27:$Q38,\"TRUE\",O27:O38)","v":412.15999999999985},{"$f":"SUMIF($Q27:$Q38,\"TRUE\",P27:P38)","v":4848976.2343601752}]
["12CP",null,null,{"$f":"SUM(D27:D38)","v":4896539.142126807},{"$f":"SUM(E27:E38)","v":1318471.3793343166},{"$f":"SUM(F27:F38)","v":5117314.6946516028},1090747.8029885071,null,884014.6918583787,{"$f":"SUM(J27:J38)","v":25464.238439559937},52.510566142136923,{"$f":"SUM(L27:L38)","v":18349.533199987924},null,null,{"$f":"SUM(O27:O38)","v":641.91999999999962},{"$f":"SUM(P27:P38)","v":13351595.913165301}]
[]
[]
[]
[]
[]
[]
[" Classification NCP from \n Load Data Provider ",null,null,497620,147536,506652,169954,null,104733,13952,10,2289,null,null,1152]
[" Primary NCP ",null,null,497620,147536,506652,169954,null,104733,13952,10,2289,null,null,1152]
["  Line Transformer NCP ",null,null,497620,147536,440787,74779,null,49224,13952,10,2289,null,null,680,"                        -"]
[" Secondary NCP ",null,null,497620,147536,253327,null,null,null,13952,10,2289,null,null,null,"                        -"]
[]
[" 4 NCP "]
[" Classification NCP from \n Load Data Provider ",null,null,1962665,555823,1967405,655330,null,402716,53925,38,9000,null,null,3836]
[" Primary NCP ",null,null,1962665,555823,1967405,655330,null,402716,53925,38,9000,null,null,3836]
["  Line Transformer NCP ",null,null,1962665,555823,1745088,288345,null,189277,53925,38,9000,null,null,2263,"                        -"]
[" Secondary NCP ",null,null,1962665,555823,983703,null,null,null,53925,38,9000,null,null,null,"                        -"]
[]
[" 12 NCP "]
[" Classification NCP from \n Load Data Provider ",null,null,5443890,1521052,5521257,1779475,null,1085168,131398,94,26161,null,null,7657]
[" Primary NCP ",null,null,5443890,1521052,5521257,1779475,null,1085168,131398,94,26161,null,null,7657]
["  Line Transformer NCP ",null,null,5443890,1521052,4803494,782969,null,510029,131398,94,26161,null,null,4517,"                        -"]
[" Secondary NCP ",null,null,5443890,1521052,2760629,null,null,null,131398,94,26161,null,null,null,"                        -"]
[]
[]
[null,null,null,{"$f":"D49/D$49","v":1},{"$f":"E49/E$49","v":1},1,1,null,1,1,1,1,null,null,1]
[null,null,null,{"$f":"D50/D$49","v":1},1,1,1,null,1,1,1,1,null,null,1]
[null,null,null,{"$f":"D51/D$49","v":1},1,0.86999952630207722,0.4399955282017487,null,0.46999513047463548,1,1,1,null,null,0.59027777777777779]
["Primary/Secondary",null,null,{"$f":"D52/D$49","v":1},1,0.50000197374134514,0,null,0,1,1,1,null,null,0]
["Adjustment Factor"]
[]
[null,null,null,{"$f":"D55/D$55","v":1},{"$f":"E55/E$55","v":1},1,1,null,1,1,1,1,null,null,1]
[null,null,null,{"$f":"D56/D$55","v":1},1,1,1,null,1,1,1,1,null,null,1]
[null,null,null,{"$f":"D57/D$55","v":1},1,0.88699988055331769,0.43999969481024825,null,0.47000119190695178,1,1,1,null,null,0.58993743482794581]
[null,null,null,{"$f":"D58/D$55","v":1},1,0.50000025414187721,0,null,0,1,1,1,null,null,0]
[]
[]
[null,null,null,{"$f":"D61/D$61","v":1},{"$f":"E61/E$61","v":1},1,1,null,1,1,1,1,null,null,1]
[null,null,null,{"$f":"D62/D$61","v":1},1,1,1,null,1,1,1,1,null,null,1]
[null,null,null,{"$f":"D63/D$61","v":1},1,0.87000007425845238,0.44,null,0.470000036860652,1,1,1,null,null,0.58991772234556616]
[null,null,null,{"$f":"D64/D$61","v":1},1,0.50000009055908823,0,null,0,1,1,1,null,null,0]
[]
["1 CP"]
["Transformation CP",null,null,{"$f":"D40","v":444235.85858119593},{"$f":"E40","v":147562.99054171517},484657.50165682053,83347.004065272849,null,71772.364209876672,0,0,1414.4388843867869,null,null,0]
["Bulk Delivery CP",null,null,{"$f":"D85","v":444235.85858119593},{"$f":"E85","v":147562.99054171517},484657.50165682053,83347.004065272849,null,71772.364209876672,0,0,1414.4388843867869,null,null,0]
["Total Sytem CP ",null,null,{"$f":"D86","v":444235.85858119593},147562.99054171517,484657.50165682053,83347.004065272849,null,71772.364209876672,0,0,1414.4388843867869,null,null,0]
[]
["4 CP"]
["Transformation CP",null,null,{"$f":"D41","v":1794588.4585439034},{"$f":"E41","v":496203.40898225596},{"$f":"F41","v":1858005.8830850383},379435.65586961107,null,310187.91981064493,4394.0659521821553,8.0051891409711882,5740.6769273990585,null,null,412.15999999999985]
["Bulk Delivery CP",null,null,{"$f":"D90","v":1794588.4585439034},{"$f":"E90","v":496203.40898225596},1858005.8830850383,379435.65586961107,null,310187.91981064493,4394.0659521821553,8.0051891409711882,5740.6769273990585,null,null,412.15999999999985]
["Total Sytem CP ",null,null,{"$f":"D91","v":1794588.4585439034},496203.40898225596,1858005.8830850383,379435.65586961107,null,310187.91981064493,4394.0659521821553,8.0051891409711882,5740.6769273990585,null,null,412.15999999999985]
[]
["12 CP"]
["Transformation CP",null,null,{"$f":"D42","v":4896539.142126807},{"$f":"E42","v":1318471.3793343166},5117314.6946516028,1090747.8029885071,null,884014.6918583787,25464.238439559937,52.510566142136923,18349.533199987924,null,null,641.91999999999962]
["Bulk Delivery CP",null,null,{"$f":"D95","v":4896539.142126807},{"$f":"E95","v":1318471.3793343166},5117314.6946516028,1090747.8029885071,null,884014.6918583787,25464.238439559937,52.510566142136923,18349.533199987924,null,null,641.91999999999962]
["Total Sytem CP ",null,null,{"$f":"D96","v":4896539.142126807},1318471.3793343166,5117314.6946516028,1090747.8029885071,null,884014.6918583787,25464.238439559937,52.510566142136923,18349.533199987924,null,null,641.91999999999962]
[]
[]
["1NCP"]
[" Classification NCP from \n Load Data Provider ",null,null,{"$f":"D$21*D67","v":505550.08759724372},{"$f":"E$21*E67","v":147562.99054171517},503492.95874141162,124059.89124254123,null,97769.081863588988,7007.6269454450912,15.090410825626204,1850.3774130278907,null,null,1152.0000000000005]
[" Primary NCP ",null,null,{"$f":"D$21*D68","v":505550.08759724372},147562.99054171517,503492.95874141162,124059.89124254123,null,97769.081863588988,7007.6269454450912,15.090410825626204,1850.3774130278907,null,null,1152.0000000000005]
["  Line Transformer NCP ",null,null,505550.08759724372,147562.99054171517,438038.63560145942,54585.797375913426,null,45950.992386862825,7007.6269454450912,15.090410825626204,1850.3774130278907,null,null,680.00000000000023]
[" Secondary NCP ",null,null,505550.08759724372,147562.99054171517,251747.47313557548,0,null,0,7007.6269454450912,15.090410825626204,1850.3774130278907,null,null,0]
[]
[" 4 NCP "]
[" Classification NCP from \n Load Data Provider ",null,null,{"$f":"D$22*D73","v":1993942.7620246154},566557.81470075739,1973281.3266499434,478366.25659412681,0,375940.69016644766,{"$f":"J$22*J73","v":27084.450726485775},{"$f":"K$22*K73","v":58.189015168774397},7275.0831223549321,null,null,{"$f":"O$41*O73","v":412.15999999999985}]
[" Primary NCP ",null,null,{"$f":"D$22*D74","v":1993942.7620246154},566557.81470075739,1973281.3266499434,478366.25659412681,0,375940.69016644766,{"$f":"J$22*J74","v":27084.450726485775},58.189015168774397,7275.0831223549321,null,null,{"$f":"O$41*O74","v":412.15999999999985}]
["  Line Transformer NCP ",null,null,{"$f":"D$22*D75","v":1993942.7620246154},566557.81470075739,1750300.3010365921,210481.00690893672,0,176692.57246455248,27084.450726485775,58.189015168774397,7275.0831223549321,null,null,243.14861313868604]
[" Secondary NCP ",null,null,{"$f":"D$22*D76","v":1993942.7620246154},566557.81470075739,986641.16481839225,0,0,0,27084.450726485775,58.189015168774397,7275.0831223549321,null,null,0]
[]
[" 12 NCP "]
[" Classification NCP from \n Load Data Provider ",null,null,{"$f":"D$23*D79","v":5498557.0333427479},1531961.7261616318,5505911.4857734479,1295440.4637806737,0,{"$f":"I$23*I79","v":1012046.7517672044},{"$f":"J$23*J79","v":65995.838318044072},142.19808630848377,21146.73527781514,null,null,{"$f":"O$42*O79","v":641.91999999999962}]
[" Primary NCP ",null,null,{"$f":"D$23*D80","v":5498557.0333427479},1531961.7261616318,5505911.4857734479,1295440.4637806737,0,{"$f":"I$23*I80","v":1012046.7517672044},65995.838318044072,142.19808630848377,21146.73527781514,null,null,{"$f":"O$42*O80","v":641.91999999999962}]
["  Line Transformer NCP ",null,null,{"$f":"D$23*D81","v":5498557.0333427479},1531961.7261616318,4790143.4014833653,569993.80406349641,0,{"$f":"I$23*I81","v":475662.01063528919},65995.838318044072,142.19808630848377,21146.73527781514,null,null,{"$f":"O$42*O81","v":378.67998432806559}]
[" Secondary NCP ",null,null,{"$f":"D$23*D82","v":5498557.0333427479},1531961.7261616318,2752956.2414970482,0,0,{"$f":"I$23*I82","v":0},65995.838318044072,142.19808630848377,21146.73527781514,null,null,{"$f":"O$42*O82","v":0}]