## 1. Data Summary
RUN # 3 | Rate classes | Weather station used for normalization |  |  |  |  | Test Year
1 | Residential |  | Mount Forest |  |  |  | 2021
2 | General service <50kW
3 | General service 50 to 999kW
4 | General service 1000 to 4999kW
7 | Street lighting
8 | Sentinel lighting
9 | Unmetered Scattered Load | [10 empty] | Rate Classes NOT adjusted by Weather
See Notes below from original 2004 HONI model (row 30 onwards)
| Monthly kWh by class (with Actual weather) | [7 empty] | Monthly kWh by class (with Normalized weather)
| Residential | General Service <50kW | General Service 50-999kW | General Service 1000-4999kW | Street Lights | Sentinel Lights | Unmetered Scattered Load |  | Residential | General Service <50kW | General Service 50-999kW | General Service 1000-4999kW | Street Lights | Sentinel Lights | Unmetered Scattered Load
2019-01-01 | 2673919.9 | 1155650.86 | 1723043.04 | 3713836.2 | 74921.42 | 1639.44 | 557 | 2021-01-01 | 3037025.1993 | 1169026.494 | 1770499.5615 | 3478654.4095 | 24584.9158 | 1729.683 | 539.5239
2019-02-01 | 2337395.47 | 1005686.87 | 1537107.64 | 3328094 | 64343.44 | 1639.44 | 521 | 2021-02-01 | 2630168.8371 | 1072340.9916 | 1753402.5487 | 3311267.5998 | 22998.7922 | 1678.36 | 523.3333
2019-03-01 | 2357257.47 | 1043420.45 | 1649559.34 | 3702189.5 | 63867.44 | 1639.44 | 521 | 2021-03-01 | 2572055.3221 | 1088372.4471 | 1913197.2584 | 3754206.6679 | 24584.9158 | 1512.0262 | 531.8957
2019-04-01 | 1999491.75 | 888303.19 | 1466667.89 | 3599075.3 | 53487 | 1639.44 | 521 | 2021-04-01 | 2100502.4429 | 921120.4646 | 1661152.6375 | 3461794.82 | 17726.8846 | 1749.772 | 518.8993
2019-05-01 | 1755648.12 | 832855.29 | 1465387.02 | 3737964.4 | 49129.11 | 1639.44 | 521 | 2021-05-01 | 1846106.9073 | 883691.4563 | 1609081.2031 | 3654313.9601 | 18317.7808 | 1396.0968 | 524.7273
2019-06-01 | 1676218.61 | 801995.98 | 1436173.52 | 3496913.5 | 40413 | 1639.44 | 521 | 2021-06-01 | 1673456.2937 | 834744.5612 | 1580806.2327 | 3654169.1678 | 17726.8846 | 1552.2449 | 513.5181
2019-07-01 | 2242122.09 | 931477.49 | 1526524.42 | 3535484.3 | 42988.01 | 1639.44 | 521 | 2021-07-01 | 1810403.1999 | 894835.4678 | 1449638.9964 | 2941425.0327 | 15061.2864 | 1761.2763 | 523.4118
2019-08-01 | 1934366.61 | 850102.05 | 1552688.85 | 3895410.4 | 47900.89 | 1639.44 | 521 | 2021-08-01 | 1772733.2909 | 887196.5746 | 1338142.5552 | 3825642.6889 | 15061.2864 | 1478.4968 | 513.6219
2019-09-01 | 1670017.49 | 752118.35 | 1541231.35 | 3701547.2 | 52298.7 | 1639.44 | 521 | 2021-09-01 | 1716685.2461 | 852756.372 | 1305637.4366 | 3796792.3514 | 14575.4385 | 1576.9451 | 517.2717
2019-10-01 | 1844226.78 | 828171.5 | 1592016.25 | 3751540.1 | 61411 | 1639.44 | 521 | 2021-10-01 | 2003463.0405 | 816950.1799 | 1404223.0904 | 3865540.0238 | 19946.0279 | 1800.8539 | 516.7536
2019-11-01 | 2228026.5 | 989883.83 | 1633297.58 | 3388847.5 | 48220.2 | 1639.44 | 521 | 2021-11-01 | 2319767.7511 | 929715.7771 | 1448331.0153 | 3772878.6845 | 19302.6077 | 1704.1616 | 516.3639
2019-12-01 | 2535205.39 | 1058506.24 | 1616182.64 | 2915245.6 | 51290.12 | 1639.44 | 521 | 2021-12-01 | 3020732.8411 | 1104771.2622 | 1463240.3173 | 3249462.5934 | 19946.0279 | 1733.3634 | 548.6795
Total | 25253896.18 | 11138172.1 | 18739879.54 | 42766148 | 650270.33 | 19673.28 | 6288 | Total | 26503100.3719 | 11455522.0483 | 18697352.8531 | 42766148 | 229832.8487 | 19673.28 | 6288
Source: | From Power Purchase Load Forecast: Summary by Rate Class. This is actual metered data for 2019 | [6 empty] | Source: | Using weather normalization factoring as per HONI Model (2004 data) based on inputs from Load Forecast model. Load Forecast waether-normalized data for 2021 Test Year
Residential class information |  | Equipment saturation
| Electric space heating | 10.19%
| Electric water heating | 17.91%
| Air conditioning | 42.75%
| Baseload | 100%
General service 50 to 999kW |  | 2019 kWh (Actual) | 2021 kWh (Weather Corrected)
| Weather sensitive load | 12226145.7209 | 12282300.4921
| Non-weather sensitive load | 6513733.8191 | 6415052.3609
| Total | 18739879.54 | 18697352.8531
|  | 65.24% | 65.69%
General service 1000 to 4999kW |  | 2019 kWh (Actual) | 2021 kWh (Weather Corrected)
| Weather sensitive load | 0 | 0
| Non-weather sensitive load | 42766148 | 42766148
| Total | 42766148 | 42766148
|  | 0% | 0%

## 2. Hourly Load Shape by Class
|  |  |  | ALL UNITS IN GWh | [8 empty] | 26503100.3719 | 11455522.0483 | 18697352.8531 | 42766148 | 229832.8487 | 19673.28 | 6288 | 99677917.402
Year | Month | Day | Hour (EST) | Residential | GS<50kW | GS 50 - 999kW | GS 1000 - 4999kW | Street Lighting | Sentinel Lighting | USL | Total LDC Sales |  | Residential | GS<50kW | GS 50 - 999kW | GS 1000 - 4999kW | Street Lighting | Sentinel Lighting | USL | Total LDC Sales | Row # Lookup | Month
2004 | 1 | 1 | 1 | 0.0025731 | 0.0019224 | 0.0021767 | 0.0008656 | 0.00017411 | 6.5404e-06 | 1.1901e-05 | 0.0077304 |  | 2557.017 | 1674.9723 | 1602.0503 | 1241.6262 | 52.0041 | 3.6588 | 0.72517 | 7132.0537 | 3 | 1
2004 | 1 | 1 | 2 | 0.0023725 | 0.0019443 | 0.0021621 | 0.00086725 | 0.00017411 | 6.5404e-06 | 1.1901e-05 | 0.0075387 |  | 2357.5985 | 1694.0955 | 1591.2581 | 1243.9941 | 52.0041 | 3.6588 | 0.72517 | 6943.3342 | 4 | 1
2004 | 1 | 1 | 3 | 0.0021151 | 0.0019676 | 0.0021199 | 0.00086636 | 0.00017411 | 6.5404e-06 | 1.1901e-05 | 0.0072614 |  | 2101.8032 | 1714.317 | 1560.2298 | 1242.7154 | 52.0041 | 3.6588 | 0.72517 | 6675.4534 | 5 | 1
2004 | 1 | 1 | 4 | 0.0020842 | 0.0019395 | 0.0021196 | 0.00086498 | 0.00017411 | 6.5404e-06 | 1.1901e-05 | 0.0072008 |  | 2071.1037 | 1689.8647 | 1559.988 | 1240.7264 | 52.0041 | 3.6588 | 0.72517 | 6618.0708 | 6 | 1
2004 | 1 | 1 | 5 | 0.0019675 | 0.0019934 | 0.0021614 | 0.00086831 | 0.00017411 | 6.5404e-06 | 1.1901e-05 | 0.0071831 |  | 1955.1696 | 1736.8177 | 1590.7681 | 1245.5095 | 52.0041 | 3.6588 | 0.72517 | 6584.6529 | 7 | 1
2004 | 1 | 1 | 6 | 0.0021681 | 0.0019483 | 0.00217 | 0.00086006 | 0.00017411 | 6.5404e-06 | 1.1901e-05 | 0.007339 |  | 2154.5275 | 1697.5454 | 1597.1022 | 1233.6701 | 52.0041 | 3.6588 | 0.72517 | 6739.2331 | 8 | 1
2004 | 1 | 1 | 7 | 0.0024815 | 0.0018755 | 0.0022923 | 0.00086709 | 0.00017411 | 6.5404e-06 | 1.1901e-05 | 0.007709 |  | 2465.908 | 1634.1307 | 1687.1506 | 1243.7573 | 52.0041 | 3.6588 | 0.72517 | 7087.3345 | 9 | 1
2004 | 1 | 1 | 8 | 0.0029392 | 0.0019635 | 0.0023932 | 0.00086164 | 0.00017411 | 6.5404e-06 | 1.1901e-05 | 0.00835 |  | 2920.7345 | 1710.7723 | 1761.3742 | 1235.9433 | 52.0041 | 3.6588 | 0.72517 | 7685.2123 | 10 | 1
2004 | 1 | 1 | 9 | 0.0036683 | 0.0018656 | 0.0023897 | 0.00082876 | 0 | 0 | 1.1901e-05 | 0.0087643 |  | 3645.3287 | 1625.4956 | 1758.8105 | 1188.7749 | 0 | 0 | 0.72517 | 8219.1349 | 11 | 1
2004 | 1 | 1 | 10 | 0.0043172 | 0.0018649 | 0.0024102 | 0.00083371 | 0 | 0 | 1.1901e-05 | 0.009438 |  | 4290.1465 | 1624.8883 | 1773.9046 | 1195.8786 | 0 | 0 | 0.72517 | 8885.5432 | 12 | 1
2004 | 1 | 1 | 11 | 0.0041704 | 0.0020084 | 0.0023702 | 0.00082242 | 0 | 0 | 1.1901e-05 | 0.0093834 |  | 4144.2745 | 1749.9305 | 1744.4748 | 1179.6822 | 0 | 0 | 0.72517 | 8819.0872 | 13 | 1
2004 | 1 | 1 | 12 | 0.0042926 | 0.0020309 | 0.0023846 | 0.000821 | 0 | 0 | 1.1901e-05 | 0.0095409 |  | 4265.6443 | 1769.4828 | 1755.0634 | 1177.6459 | 0 | 0 | 0.72517 | 8968.5615 | 14 | 1
2004 | 1 | 1 | 13 | 0.0044265 | 0.0019613 | 0.0024229 | 0.00082909 | 0 | 0 | 1.1901e-05 | 0.0096517 |  | 4398.7589 | 1708.8465 | 1783.2593 | 1189.2485 | 0 | 0 | 0.72517 | 9080.8385 | 15 | 1
2004 | 1 | 1 | 14 | 0.0041442 | 0.001921 | 0.0024639 | 0.00082608 | 0 | 0 | 1.1901e-05 | 0.0093671 |  | 4118.1807 | 1673.7924 | 1813.4499 | 1184.9389 | 0 | 0 | 0.72517 | 8791.0872 | 16 | 1
2004 | 1 | 1 | 15 | 0.0040336 | 0.0018027 | 0.0024903 | 0.00085851 | 0 | 0 | 1.1901e-05 | 0.009197 |  | 4008.3037 | 1570.6737 | 1832.8332 | 1231.4443 | 0 | 0 | 0.72517 | 8643.98 | 17 | 1
2004 | 1 | 1 | 16 | 0.0044592 | 0.0017303 | 0.0024462 | 0.00095782 | 0 | 0 | 1.1901e-05 | 0.0096054 |  | 4431.2008 | 1507.6181 | 1800.3627 | 1373.8965 | 0 | 0 | 0.72517 | 9113.8033 | 18 | 1
2004 | 1 | 1 | 17 | 0.0048959 | 0.0017223 | 0.0024623 | 0.00099186 | 4.3527e-05 | 1.6351e-06 | 1.1901e-05 | 0.010129 |  | 4865.2059 | 1500.6605 | 1812.2087 | 1422.7224 | 13.001 | 0.91469 | 0.72517 | 9615.4383 | 19 | 1
2004 | 1 | 1 | 18 | 0.0059755 | 0.0014827 | 0.0025066 | 0.0010187 | 0.00017411 | 6.5404e-06 | 1.1901e-05 | 0.011176 |  | 5938.0103 | 1291.8336 | 1844.8508 | 1461.2242 | 52.0041 | 3.6588 | 0.72517 | 10592.3068 | 20 | 1
2004 | 1 | 1 | 19 | 0.0065066 | 0.0013648 | 0.0024754 | 0.0010373 | 0.00017411 | 6.5404e-06 | 1.1901e-05 | 0.011577 |  | 6465.7746 | 1189.1329 | 1821.8413 | 1487.8867 | 52.0041 | 3.6588 | 0.72517 | 11021.0234 | 21 | 1
2004 | 1 | 1 | 20 | 0.0058049 | 0.0015114 | 0.0024222 | 0.0010344 | 0.00017411 | 6.5404e-06 | 1.1901e-05 | 0.010965 |  | 5768.482 | 1316.9039 | 1782.7326 | 1483.7192 | 52.0041 | 3.6588 | 0.72517 | 10408.2256 | 22 | 1
2004 | 1 | 1 | 21 | 0.0053143 | 0.0015852 | 0.0023579 | 0.0010407 | 0.00017411 | 6.5404e-06 | 1.1901e-05 | 0.010491 |  | 5280.9594 | 1381.2056 | 1735.3683 | 1492.8119 | 52.0041 | 3.6588 | 0.72517 | 9946.7331 | 23 | 1
2004 | 1 | 1 | 22 | 0.0052425 | 0.0015027 | 0.0023363 | 0.0010444 | 0.00017411 | 6.5404e-06 | 1.1901e-05 | 0.010318 |  | 5209.6312 | 1309.3072 | 1719.5051 | 1498.0212 | 52.0041 | 3.6588 | 0.72517 | 9792.8526 | 24 | 1
2004 | 1 | 1 | 23 | 0.0046747 | 0.0014617 | 0.0022887 | 0.0010376 | 0.00017411 | 6.5404e-06 | 1.1901e-05 | 0.0096553 |  | 4645.4377 | 1273.6028 | 1684.442 | 1488.3602 | 52.0041 | 3.6588 | 0.72517 | 9148.2307 | 25 | 1
2004 | 1 | 1 | 24 | 0.0031257 | 0.0017173 | 0.002247 | 0.0010415 | 0.00017411 | 6.5404e-06 | 1.1901e-05 | 0.0083241 |  | 3106.0583 | 1496.2997 | 1653.7836 | 1493.9958 | 52.0041 | 3.6588 | 0.72517 | 7806.5254 | 26 | 1
2004 | 1 | 2 | 1 | 0.0025316 | 0.0018043 | 0.002282 | 0.0010259 | 0.00017411 | 6.5404e-06 | 1.1901e-05 | 0.0078363 |  | 2515.6843 | 1572.0523 | 1679.5394 | 1471.5956 | 52.0041 | 3.6588 | 0.72517 | 7295.2595 | 27 | 1
2004 | 1 | 2 | 2 | 0.0021348 | 0.0018327 | 0.0022681 | 0.0010262 | 0.00017411 | 6.5404e-06 | 1.1901e-05 | 0.0074543 |  | 2121.404 | 1596.7884 | 1669.3147 | 1472.0218 | 52.0041 | 3.6588 | 0.72517 | 6915.9168 | 28 | 1
2004 | 1 | 2 | 3 | 0.0019143 | 0.0018466 | 0.0022055 | 0.001024 | 0.00017411 | 6.5404e-06 | 1.1901e-05 | 0.007183 |  | 1902.3401 | 1608.9121 | 1623.2489 | 1468.8488 | 52.0041 | 3.6588 | 0.72517 | 6659.738 | 29 | 1
2004 | 1 | 2 | 4 | 0.0018891 | 0.0017974 | 0.0022134 | 0.00099225 | 0.00017411 | 6.5404e-06 | 1.1901e-05 | 0.0070847 |  | 1877.2543 | 1566.082 | 1629.0555 | 1423.2906 | 52.0041 | 3.6588 | 0.72517 | 6552.0704 | 30 | 1
2004 | 1 | 2 | 5 | 0.0017531 | 0.0018177 | 0.0022743 | 0.00098743 | 0.00017411 | 6.5404e-06 | 1.1901e-05 | 0.007025 |  | 1742.0726 | 1583.7522 | 1673.8428 | 1416.3764 | 52.0041 | 3.6588 | 0.72517 | 6472.432 | 31 | 1
2004 | 1 | 2 | 6 | 0.0019624 | 0.0018708 | 0.0022808 | 0.00099004 | 0.00017411 | 6.5404e-06 | 1.1901e-05 | 0.0072966 |  | 1950.0676 | 1630.0184 | 1678.6897 | 1420.1177 | 52.0041 | 3.6588 | 0.72517 | 6735.2813 | 32 | 1
2004 | 1 | 2 | 7 | 0.002467 | 0.0017957 | 0.0026016 | 0.0010521 | 0.00017411 | 6.5404e-06 | 1.1901e-05 | 0.008109 |  | 2451.5645 | 1564.587 | 1914.7655 | 1509.1029 | 52.0041 | 3.6588 | 0.72517 | 7496.408 | 33 | 1
2004 | 1 | 2 | 8 | 0.0028941 | 0.0018762 | 0.0029507 | 0.0012027 | 0.00017411 | 6.5404e-06 | 1.1901e-05 | 0.0091162 |  | 2875.9672 | 1634.7056 | 2171.7023 | 1725.1491 | 52.0041 | 3.6588 | 0.72517 | 8463.9122 | 34 | 1
2004 | 1 | 2 | 9 | 0.0034773 | 0.002005 | 0.0031058 | 0.0012526 | 0 | 0 | 1.1901e-05 | 0.0098527 |  | 3455.5243 | 1746.916 | 2285.8825 | 1796.7541 | 0 | 0 | 0.72517 | 9285.802 | 35 | 1
2004 | 1 | 2 | 10 | 0.003794 | 0.0022435 | 0.0031412 | 0.0012686 | 0 | 0 | 1.1901e-05 | 0.010459 |  | 3770.232 | 1954.7145 | 2311.9271 | 1819.7226 | 0 | 0 | 0.72517 | 9857.3213 | 36 | 1
2004 | 1 | 2 | 11 | 0.0039783 | 0.0022208 | 0.0032219 | 0.00125 | 0 | 0 | 1.1901e-05 | 0.010683 |  | 3953.3649 | 1934.9527 | 2371.2857 | 1793.0602 | 0 | 0 | 0.72517 | 10053.3885 | 37 | 1
2004 | 1 | 2 | 12 | 0.0041646 | 0.0020996 | 0.003172 | 0.0013004 | 0 | 0 | 1.1901e-05 | 0.010748 |  | 4138.4644 | 1829.3476 | 2334.5918 | 1865.3281 | 0 | 0 | 0.72517 | 10168.4571 | 38 | 1
2004 | 1 | 2 | 13 | 0.0039622 | 0.0019875 | 0.0031387 | 0.0013298 | 0 | 0 | 1.1901e-05 | 0.01043 |  | 3937.4055 | 1731.7282 | 2310.0331 | 1907.5239 | 0 | 0 | 0.72517 | 9887.4159 | 39 | 1
2004 | 1 | 2 | 14 | 0.0041447 | 0.002058 | 0.0031232 | 0.0013239 | 0 | 0 | 1.1901e-05 | 0.010662 |  | 4118.6794 | 1793.1624 | 2298.6593 | 1899.0469 | 0 | 0 | 0.72517 | 10110.2732 | 40 | 1
2004 | 1 | 2 | 15 | 0.0038825 | 0.0020091 | 0.0031033 | 0.0012775 | 0 | 0 | 1.1901e-05 | 0.010284 |  | 3858.1495 | 1750.5465 | 2284.0258 | 1832.4618 | 0 | 0 | 0.72517 | 9725.9087 | 41 | 1
2004 | 1 | 2 | 16 | 0.004011 | 0.0018243 | 0.0030691 | 0.001248 | 0 | 0 | 1.1901e-05 | 0.010164 |  | 3985.814 | 1589.497 | 2258.8322 | 1790.1713 | 0 | 0 | 0.72517 | 9625.0397 | 42 | 1
2004 | 1 | 2 | 17 | 0.0047201 | 0.0017461 | 0.0030537 | 0.0012553 | 4.3527e-05 | 1.6351e-06 | 1.1901e-05 | 0.010832 |  | 4690.5531 | 1521.3773 | 2247.4713 | 1800.5427 | 13.001 | 0.91469 | 0.72517 | 10274.5853 | 43 | 1
2004 | 1 | 2 | 18 | 0.0056125 | 0.0016192 | 0.0030855 | 0.0013036 | 0.00017411 | 6.5404e-06 | 1.1901e-05 | 0.011813 |  | 5577.3175 | 1410.7832 | 2270.8825 | 1869.9218 | 52.0041 | 3.6588 | 0.72517 | 11185.2931 | 44 | 1
2004 | 1 | 2 | 19 | 0.0062737 | 0.0015035 | 0.0029807 | 0.0012885 | 0.00017411 | 6.5404e-06 | 1.1901e-05 | 0.012239 |  | 6234.3596 | 1310.0197 | 2193.7845 | 1848.2793 | 52.0041 | 3.6588 | 0.72517 | 11642.8312 | 45 | 1
2004 | 1 | 2 | 20 | 0.0058102 | 0.0015357 | 0.0029497 | 0.0012606 | 0.00017411 | 6.5404e-06 | 1.1901e-05 | 0.011749 |  | 5773.783 | 1338.0641 | 2170.9713 | 1808.1673 | 52.0041 | 3.6588 | 0.72517 | 11147.3737 | 46 | 1
2004 | 1 | 2 | 21 | 0.0051193 | 0.0014937 | 0.0028757 | 0.0010569 | 0.00017411 | 6.5404e-06 | 1.1901e-05 | 0.010738 |  | 5087.1589 | 1301.4905 | 2116.5057 | 1516.0172 | 52.0041 | 3.6588 | 0.72517 | 10077.5602 | 47 | 1
2004 | 1 | 2 | 22 | 0.005053 | 0.0014578 | 0.0027775 | 0.0010656 | 0.00017411 | 6.5404e-06 | 1.1901e-05 | 0.010546 |  | 5021.3356 | 1270.1604 | 2044.2117 | 1528.4723 | 52.0041 | 3.6588 | 0.72517 | 9920.5679 | 48 | 1
2004 | 1 | 2 | 23 | 0.0045271 | 0.0013766 | 0.0026727 | 0.0010066 | 0.00017411 | 6.5404e-06 | 1.1901e-05 | 0.0097755 |  | 4498.6689 | 1199.4517 | 1967.0649 | 1443.9386 | 52.0041 | 3.6588 | 0.72517 | 9165.5121 | 49 | 1
2004 | 1 | 2 | 24 | 0.0041347 | 0.0014824 | 0.0025661 | 0.00099189 | 0.00017411 | 6.5404e-06 | 1.1901e-05 | 0.0093677 |  | 4108.8274 | 1291.6391 | 1888.6261 | 1422.7697 | 52.0041 | 3.6588 | 0.72517 | 8768.2503 | 50 | 1
2004 | 1 | 3 | 1 | 0.0025315 | 0.0017653 | 0.0023511 | 0.00098529 | 0.00017411 | 6.5404e-06 | 1.1901e-05 | 0.0078257 |  | 2515.6569 | 1538.1154 | 1730.3592 | 1413.2982 | 52.0041 | 3.6588 | 0.72517 | 7253.8177 | 51 | 1
2004 | 1 | 3 | 2 | 0.0023351 | 0.0017335 | 0.0022494 | 0.0010218 | 0.00017411 | 6.5404e-06 | 1.1901e-05 | 0.0075323 |  | 2320.4395 | 1510.3788 | 1655.565 | 1465.6759 | 52.0041 | 3.6588 | 0.72517 | 7008.4472 | 52 | 1
2004 | 1 | 3 | 3 | 0.0020954 | 0.0017884 | 0.0021475 | 0.00097736 | 0.00017411 | 6.5404e-06 | 1.1901e-05 | 0.0072012 |  | 2082.2673 | 1558.2104 | 1580.5662 | 1401.9323 | 52.0041 | 3.6588 | 0.72517 | 6679.3641 | 53 | 1
2004 | 1 | 3 | 4 | 0.0019493 | 0.0018108 | 0.0021799 | 0.0010155 | 0.00017411 | 6.5404e-06 | 1.1901e-05 | 0.007148 |  | 1937.0897 | 1577.702 | 1604.3645 | 1456.6305 | 52.0041 | 3.6588 | 0.72517 | 6632.1746 | 54 | 1
2004 | 1 | 3 | 5 | 0.0019686 | 0.0018194 | 0.0021866 | 0.0010286 | 0.00017411 | 6.5404e-06 | 1.1901e-05 | 0.0071959 |  | 1956.3001 | 1585.2656 | 1609.325 | 1475.4789 | 52.0041 | 3.6588 | 0.72517 | 6682.7576 | 55 | 1
2004 | 1 | 3 | 6 | 0.0021153 | 0.0017768 | 0.0021958 | 0.0010638 | 0.00017411 | 6.5404e-06 | 1.1901e-05 | 0.0073442 |  | 2102.0003 | 1548.0821 | 1616.1181 | 1525.8676 | 52.0041 | 3.6588 | 0.72517 | 6848.456 | 56 | 1
2004 | 1 | 3 | 7 | 0.0023044 | 0.0017673 | 0.002317 | 0.0011454 | 0.00017411 | 6.5404e-06 | 1.1901e-05 | 0.0077267 |  | 2289.9553 | 1539.8743 | 1705.298 | 1642.9834 | 52.0041 | 3.6588 | 0.72517 | 7234.499 | 57 | 1
2004 | 1 | 3 | 8 | 0.0029975 | 0.0016455 | 0.0024769 | 0.0011618 | 0.00017411 | 6.5404e-06 | 1.1901e-05 | 0.0084742 |  | 2978.7409 | 1433.6877 | 1822.9804 | 1666.4255 | 52.0041 | 3.6588 | 0.72517 | 7958.2225 | 58 | 1
2004 | 1 | 3 | 9 | 0.0033927 | 0.0017672 | 0.0024795 | 0.0012374 | 0 | 0 | 1.1901e-05 | 0.0088887 |  | 3371.4539 | 1539.747 | 1824.9104 | 1774.8748 | 0 | 0 | 0.72517 | 8511.7113 | 59 | 1
2004 | 1 | 3 | 10 | 0.0037603 | 0.0018529 | 0.0024765 | 0.0015477 | 0 | 0 | 1.1901e-05 | 0.0096493 |  | 3736.688 | 1614.4513 | 1822.6556 | 2220.0379 | 0 | 0 | 0.72517 | 9394.5579 | 60 | 1
2004 | 1 | 3 | 11 | 0.0039209 | 0.001867 | 0.0024448 | 0.0017029 | 0 | 0 | 1.1901e-05 | 0.0099475 |  | 3896.3347 | 1626.7142 | 1799.3284 | 2442.6668 | 0 | 0 | 0.72517 | 9765.7692 | 61 | 1
2004 | 1 | 3 | 12 | 0.0042819 | 0.0017508 | 0.0024129 | 0.0017258 | 0 | 0 | 1.1901e-05 | 0.010183 |  | 4255.1049 | 1525.4311 | 1775.8815 | 2475.5331 | 0 | 0 | 0.72517 | 10032.6757 | 62 | 1
2004 | 1 | 3 | 13 | 0.0045809 | 0.0015761 | 0.0024161 | 0.0017361 | 0 | 0 | 1.1901e-05 | 0.010321 |  | 4552.1363 | 1373.2289 | 1778.2076 | 2490.2614 | 0 | 0 | 0.72517 | 10194.5593 | 63 | 1
2004 | 1 | 3 | 14 | 0.00409 | 0.0016519 | 0.0023945 | 0.0017382 | 0 | 0 | 1.1901e-05 | 0.0098865 |  | 4064.3655 | 1439.2711 | 1762.3432 | 2493.2449 | 0 | 0 | 0.72517 | 9759.9498 | 64 | 1
2004 | 1 | 3 | 15 | 0.0038097 | 0.0017167 | 0.0024305 | 0.001704 | 0 | 0 | 1.1901e-05 | 0.0096729 |  | 3785.8343 | 1495.77 | 1788.854 | 2444.2296 | 0 | 0 | 0.72517 | 9515.4131 | 65 | 1
2004 | 1 | 3 | 16 | 0.0039916 | 0.0017635 | 0.0024291 | 0.0014909 | 0 | 0 | 1.1901e-05 | 0.009687 |  | 3966.5568 | 1536.5196 | 1787.7927 | 2138.5825 | 0 | 0 | 0.72517 | 9430.1767 | 66 | 1
2004 | 1 | 3 | 17 | 0.0047355 | 0.0015493 | 0.002486 | 0.0014754 | 4.3527e-05 | 1.6351e-06 | 1.1901e-05 | 0.010303 |  | 4705.8393 | 1349.8879 | 1829.711 | 2116.277 | 13.001 | 0.91469 | 0.72517 | 10016.3561 | 67 | 1
2004 | 1 | 3 | 18 | 0.0055776 | 0.0015892 | 0.0025165 | 0.0015027 | 0.00017411 | 6.5404e-06 | 1.1901e-05 | 0.011379 |  | 5542.6087 | 1384.6673 | 1852.1296 | 2155.5366 | 52.0041 | 3.6588 | 0.72517 | 10991.3303 | 68 | 1
2004 | 1 | 3 | 19 | 0.0059451 | 0.0013982 | 0.002489 | 0.0014971 | 0.00017411 | 6.5404e-06 | 1.1901e-05 | 0.011522 |  | 5907.7803 | 1218.2722 | 1831.862 | 2147.4384 | 52.0041 | 3.6588 | 0.72517 | 11161.741 | 69 | 1
2004 | 1 | 3 | 20 | 0.0057843 | 0.0013137 | 0.0024523 | 0.0014883 | 0.00017411 | 6.5404e-06 | 1.1901e-05 | 0.011231 |  | 5747.9953 | 1144.6056 | 1804.9059 | 2134.8412 | 52.0041 | 3.6588 | 0.72517 | 10888.7361 | 70 | 1
2004 | 1 | 3 | 21 | 0.0051459 | 0.0014768 | 0.0023921 | 0.0015193 | 0.00017411 | 6.5404e-06 | 1.1901e-05 | 0.010727 |  | 5113.6713 | 1286.6933 | 1760.5713 | 2179.2628 | 52.0041 | 3.6588 | 0.72517 | 10396.5867 | 71 | 1
2004 | 1 | 3 | 22 | 0.0047597 | 0.0014695 | 0.0023027 | 0.0014881 | 0.00017411 | 6.5404e-06 | 1.1901e-05 | 0.010213 |  | 4729.8825 | 1280.4037 | 1694.75 | 2134.6045 | 52.0041 | 3.6588 | 0.72517 | 9896.0286 | 72 | 1
2004 | 1 | 3 | 23 | 0.0044056 | 0.0014986 | 0.002224 | 0.0014858 | 0.00017411 | 6.5404e-06 | 1.1901e-05 | 0.0098065 |  | 4377.953 | 1305.7138 | 1636.821 | 2131.2894 | 52.0041 | 3.6588 | 0.72517 | 9508.1652 | 73 | 1
2004 | 1 | 3 | 24 | 0.003432 | 0.0016909 | 0.0021381 | 0.0015048 | 0.00017411 | 6.5404e-06 | 1.1901e-05 | 0.0089584 |  | 3410.483 | 1473.2955 | 1573.6411 | 2158.4728 | 52.0041 | 3.6588 | 0.72517 | 8672.2804 | 74 | 1
2004 | 1 | 4 | 1 | 0.0026141 | 0.0019224 | 0.0021782 | 0.0015204 | 0.00017411 | 6.5404e-06 | 1.1901e-05 | 0.0084277 |  | 2597.7031 | 1674.9723 | 1603.1704 | 2180.9147 | 52.0041 | 3.6588 | 0.72517 | 8113.1484 | 75 | 1
2004 | 1 | 4 | 2 | 0.0023474 | 0.0019443 | 0.0021701 | 0.0014966 | 0.00017411 | 6.5404e-06 | 1.1901e-05 | 0.0081509 |  | 2332.6363 | 1694.0955 | 1597.1459 | 2146.7598 | 52.0041 | 3.6588 | 0.72517 | 7827.0254 | 76 | 1
2004 | 1 | 4 | 3 | 0.0021382 | 0.0019676 | 0.0021211 | 0.0015039 | 0.00017411 | 6.5404e-06 | 1.1901e-05 | 0.0079233 |  | 2124.8237 | 1714.317 | 1561.0959 | 2157.2665 | 52.0041 | 3.6588 | 0.72517 | 7613.8912 | 77 | 1
2004 | 1 | 4 | 4 | 0.0020904 | 0.0019395 | 0.0021467 | 0.0015333 | 0.00017411 | 6.5404e-06 | 1.1901e-05 | 0.0079024 |  | 2077.2855 | 1689.8647 | 1579.9441 | 2199.3952 | 52.0041 | 3.6588 | 0.72517 | 7602.8775 | 78 | 1
2004 | 1 | 4 | 5 | 0.0019749 | 0.0019934 | 0.00216 | 0.0014968 | 0.00017411 | 6.5404e-06 | 1.1901e-05 | 0.0078176 |  | 1962.5096 | 1736.8177 | 1589.7396 | 2147.0008 | 52.0041 | 3.6588 | 0.72517 | 7492.4557 | 79 | 1
2004 | 1 | 4 | 6 | 0.0021997 | 0.0019483 | 0.002168 | 0.0014975 | 0.00017411 | 6.5404e-06 | 1.1901e-05 | 0.008006 |  | 2185.9464 | 1697.5454 | 1595.6099 | 2147.975 | 52.0041 | 3.6588 | 0.72517 | 7683.4646 | 80 | 1
2004 | 1 | 4 | 7 | 0.0025196 | 0.0018755 | 0.0022771 | 0.0016429 | 0.00017411 | 6.5404e-06 | 1.1901e-05 | 0.0085077 |  | 2503.8071 | 1634.1307 | 1675.9555 | 2356.5887 | 52.0041 | 3.6588 | 0.72517 | 8226.8699 | 81 | 1
2004 | 1 | 4 | 8 | 0.0029464 | 0.0019635 | 0.002398 | 0.0016757 | 0.00017411 | 6.5404e-06 | 1.1901e-05 | 0.0091761 |  | 2927.9395 | 1710.7723 | 1764.8875 | 2403.5786 | 52.0041 | 3.6588 | 0.72517 | 8863.566 | 82 | 1
2004 | 1 | 4 | 9 | 0.0037464 | 0.0018656 | 0.0024871 | 0.0016737 | 0 | 0 | 1.1901e-05 | 0.0097847 |  | 3722.9186 | 1625.4956 | 1830.4953 | 2400.7382 | 0 | 0 | 0.72517 | 9580.3728 | 83 | 1
2004 | 1 | 4 | 10 | 0.0043358 | 0.0018649 | 0.0024871 | 0.0016698 | 0 | 0 | 1.1901e-05 | 0.010369 |  | 4308.5878 | 1624.8883 | 1830.5096 | 2395.1425 | 0 | 0 | 0.72517 | 10159.8533 | 84 | 1
2004 | 1 | 4 | 11 | 0.0041748 | 0.0020084 | 0.0024387 | 0.0017175 | 0 | 0 | 1.1901e-05 | 0.010351 |  | 4148.664 | 1749.9305 | 1794.8538 | 2463.5411 | 0 | 0 | 0.72517 | 10157.7145 | 85 | 1
2004 | 1 | 4 | 12 | 0.0043032 | 0.0020309 | 0.0024661 | 0.0016568 | 0 | 0 | 1.1901e-05 | 0.010469 |  | 4276.2185 | 1769.4828 | 1815.0333 | 2376.582 | 0 | 0 | 0.72517 | 10238.0417 | 86 | 1
2004 | 1 | 4 | 13 | 0.0043416 | 0.0019613 | 0.0024738 | 0.0016037 | 0 | 0 | 1.1901e-05 | 0.010392 |  | 4314.3501 | 1708.8465 | 1820.701 | 2300.3567 | 0 | 0 | 0.72517 | 10144.9795 | 87 | 1
2004 | 1 | 4 | 14 | 0.0041159 | 0.001921 | 0.0024964 | 0.0016075 | 0 | 0 | 1.1901e-05 | 0.010153 |  | 4090.1084 | 1673.7924 | 1837.3087 | 2305.7576 | 0 | 0 | 0.72517 | 9907.6923 | 88 | 1
2004 | 1 | 4 | 15 | 0.0041374 | 0.0018027 | 0.0025326 | 0.0016206 | 0 | 0 | 1.1901e-05 | 0.010105 |  | 4111.4628 | 1570.6737 | 1863.9893 | 2324.6202 | 0 | 0 | 0.72517 | 9871.4711 | 89 | 1
2004 | 1 | 4 | 16 | 0.0045573 | 0.0017303 | 0.0025667 | 0.0015042 | 0 | 0 | 1.1901e-05 | 0.01037 |  | 4528.6998 | 1507.6181 | 1889.0387 | 2157.6856 | 0 | 0 | 0.72517 | 10083.7674 | 90 | 1
2004 | 1 | 4 | 17 | 0.0049154 | 0.0017223 | 0.0025749 | 0.0014764 | 4.3527e-05 | 1.6351e-06 | 1.1901e-05 | 0.010746 |  | 4884.6169 | 1500.6605 | 1895.1406 | 2117.7926 | 13.001 | 0.91469 | 0.72517 | 10412.8514 | 91 | 1
2004 | 1 | 4 | 18 | 0.0062072 | 0.0014827 | 0.0026309 | 0.0015202 | 0.00017411 | 6.5404e-06 | 1.1901e-05 | 0.012033 |  | 6168.2718 | 1291.8336 | 1936.3117 | 2180.5933 | 52.0041 | 3.6588 | 0.72517 | 11633.3983 | 92 | 1
2004 | 1 | 4 | 19 | 0.0066078 | 0.0013648 | 0.0025828 | 0.0016137 | 0.00017411 | 6.5404e-06 | 1.1901e-05 | 0.012362 |  | 6566.334 | 1189.1329 | 1900.9507 | 2314.6781 | 52.0041 | 3.6588 | 0.72517 | 12027.4837 | 93 | 1
2004 | 1 | 4 | 20 | 0.0058948 | 0.0015114 | 0.0025113 | 0.001613 | 0.00017411 | 6.5404e-06 | 1.1901e-05 | 0.011723 |  | 5857.8774 | 1316.9039 | 1848.2975 | 2313.7559 | 52.0041 | 3.6588 | 0.72517 | 11393.2226 | 94 | 1
2004 | 1 | 4 | 21 | 0.0054919 | 0.0015852 | 0.0024402 | 0.0016302 | 0.00017411 | 6.5404e-06 | 1.1901e-05 | 0.01134 |  | 5457.4489 | 1381.2056 | 1795.992 | 2338.3007 | 52.0041 | 3.6588 | 0.72517 | 11029.3353 | 95 | 1
2004 | 1 | 4 | 22 | 0.005424 | 0.0015027 | 0.0023982 | 0.0018595 | 0.00017411 | 6.5404e-06 | 1.1901e-05 | 0.011377 |  | 5389.9747 | 1309.3072 | 1765.0784 | 2667.2879 | 52.0041 | 3.6588 | 0.72517 | 11188.0362 | 96 | 1
2004 | 1 | 4 | 23 | 0.0048544 | 0.0014617 | 0.0023587 | 0.0020444 | 0.00017411 | 6.5404e-06 | 1.1901e-05 | 0.010912 |  | 4824.0158 | 1273.6028 | 1735.9655 | 2932.5315 | 52.0041 | 3.6588 | 0.72517 | 10822.5035 | 97 | 1
2004 | 1 | 4 | 24 | 0.003158 | 0.0017173 | 0.0024255 | 0.002455 | 0.00017411 | 6.5404e-06 | 1.1901e-05 | 0.0099484 |  | 3138.2105 | 1496.2997 | 1785.1687 | 3521.4002 | 52.0041 | 3.6588 | 0.72517 | 9997.4671 | 98 | 1
2004 | 1 | 5 | 1 | 0.0028111 | 0.0018833 | 0.0025551 | 0.0028776 | 0.00017411 | 6.5404e-06 | 1.1901e-05 | 0.01032 |  | 2793.4895 | 1640.9384 | 1880.5236 | 4127.6608 | 52.0041 | 3.6588 | 0.72517 | 10499.0003 | 99 | 1
2004 | 1 | 5 | 2 | 0.0024269 | 0.0019588 | 0.0026025 | 0.0030665 | 0.00017411 | 6.5404e-06 | 1.1901e-05 | 0.010247 |  | 2411.6549 | 1706.6977 | 1915.4099 | 4398.5328 | 52.0041 | 3.6588 | 0.72517 | 10488.6832 | 100 | 1
2004 | 1 | 5 | 3 | 0.0022491 | 0.0020172 | 0.0026446 | 0.0030873 | 0.00017411 | 6.5404e-06 | 1.1901e-05 | 0.010191 |  | 2235.0183 | 1757.6186 | 1946.3889 | 4428.4793 | 52.0041 | 3.6588 | 0.72517 | 10423.893 | 101 | 1
2004 | 1 | 5 | 4 | 0.0024215 | 0.0018781 | 0.0027078 | 0.0030524 | 0.00017411 | 6.5404e-06 | 1.1901e-05 | 0.010252 |  | 2406.3463 | 1636.3729 | 1992.9239 | 4378.3421 | 52.0041 | 3.6588 | 0.72517 | 10470.3732 | 102 | 1
2004 | 1 | 5 | 5 | 0.0023829 | 0.001971 | 0.002765 | 0.0032044 | 0.00017411 | 6.5404e-06 | 1.1901e-05 | 0.010516 |  | 2368.0027 | 1717.3237 | 2035.0168 | 4596.46 | 52.0041 | 3.6588 | 0.72517 | 10773.1912 | 103 | 1
2004 | 1 | 5 | 6 | 0.0026428 | 0.0019202 | 0.0027612 | 0.0033214 | 0.00017411 | 6.5404e-06 | 1.1901e-05 | 0.010838 |  | 2626.2693 | 1673.0985 | 2032.2241 | 4764.2013 | 52.0041 | 3.6588 | 0.72517 | 11152.1811 | 104 | 1
2004 | 1 | 5 | 7 | 0.0034769 | 0.0019045 | 0.0031088 | 0.0036584 | 0.00017411 | 6.5404e-06 | 1.1901e-05 | 0.012341 |  | 3455.0581 | 1659.3889 | 2288.0187 | 5247.6058 | 52.0041 | 3.6588 | 0.72517 | 12706.4595 | 105 | 1
2004 | 1 | 5 | 8 | 0.0043922 | 0.0018037 | 0.0035775 | 0.0039701 | 0.00017411 | 6.5404e-06 | 1.1901e-05 | 0.013936 |  | 4364.6211 | 1571.5649 | 2633.0121 | 5694.6869 | 52.0041 | 3.6588 | 0.72517 | 14320.273 | 106 | 1
2004 | 1 | 5 | 9 | 0.0047227 | 0.0019625 | 0.0037501 | 0.004139 | 0 | 0 | 1.1901e-05 | 0.014586 |  | 4693.0953 | 1709.8927 | 2760.0183 | 5936.9665 | 0 | 0 | 0.72517 | 15100.6979 | 107 | 1
2004 | 1 | 5 | 10 | 0.0039456 | 0.0022245 | 0.0037968 | 0.0038652 | 0 | 0 | 1.1901e-05 | 0.013844 |  | 3920.884 | 1938.2284 | 2794.3912 | 5544.3113 | 0 | 0 | 0.72517 | 14198.5401 | 108 | 1
2004 | 1 | 5 | 11 | 0.0038582 | 0.00227 | 0.0038356 | 0.0040237 | 0 | 0 | 1.1901e-05 | 0.013999 |  | 3833.9925 | 1977.8398 | 2823.0045 | 5771.6196 | 0 | 0 | 0.72517 | 14407.1816 | 109 | 1
2004 | 1 | 5 | 12 | 0.0039024 | 0.0022127 | 0.0038017 | 0.0040096 | 0 | 0 | 1.1901e-05 | 0.013938 |  | 3877.9328 | 1927.8958 | 2798.0598 | 5751.3742 | 0 | 0 | 0.72517 | 14355.9879 | 110 | 1
2004 | 1 | 5 | 13 | 0.0041126 | 0.0019787 | 0.0038254 | 0.0040558 | 0 | 0 | 1.1901e-05 | 0.013984 |  | 4086.7935 | 1724.0687 | 2815.4825 | 5817.6779 | 0 | 0 | 0.72517 | 14444.7478 | 111 | 1
2004 | 1 | 5 | 14 | 0.003895 | 0.0020277 | 0.0038233 | 0.0041632 | 0 | 0 | 1.1901e-05 | 0.013921 |  | 3870.5708 | 1766.6973 | 2813.8876 | 5971.6797 | 0 | 0 | 0.72517 | 14423.5606 | 112 | 1
2004 | 1 | 5 | 15 | 0.0039587 | 0.0019301 | 0.0038003 | 0.0043897 | 0 | 0 | 1.1901e-05 | 0.014091 |  | 3933.8371 | 1681.645 | 2796.9689 | 6296.646 | 0 | 0 | 0.72517 | 14709.8222 | 113 | 1
2004 | 1 | 5 | 16 | 0.0044757 | 0.001859 | 0.003718 | 0.004295 | 0 | 0 | 1.1901e-05 | 0.01436 |  | 4447.6214 | 1619.7141 | 2736.4291 | 6160.8147 | 0 | 0 | 0.72517 | 14965.3045 | 114 | 1
2004 | 1 | 5 | 17 | 0.005162 | 0.0017559 | 0.0036538 | 0.004259 | 4.3527e-05 | 1.6351e-06 | 1.1901e-05 | 0.014888 |  | 5129.6633 | 1529.9066 | 2689.1595 | 6109.1237 | 13.001 | 0.91469 | 0.72517 | 15472.494 | 115 | 1
2004 | 1 | 5 | 18 | 0.006528 | 0.0015808 | 0.0036749 | 0.0042043 | 0.00017411 | 6.5404e-06 | 1.1901e-05 | 0.016181 |  | 6487.0404 | 1377.3463 | 2704.6975 | 6030.702 | 52.0041 | 3.6588 | 0.72517 | 16656.1742 | 116 | 1
2004 | 1 | 5 | 19 | 0.0064408 | 0.0015508 | 0.003629 | 0.0041774 | 0.00017411 | 6.5404e-06 | 1.1901e-05 | 0.01599 |  | 6400.3928 | 1351.1652 | 2670.8837 | 5992.1087 | 52.0041 | 3.6588 | 0.72517 | 16470.9384 | 117 | 1
2004 | 1 | 5 | 20 | 0.0066343 | 0.0013413 | 0.0036147 | 0.0041943 | 0.00017411 | 6.5404e-06 | 1.1901e-05 | 0.015977 |  | 6592.7234 | 1168.6382 | 2660.4206 | 6016.3826 | 52.0041 | 3.6588 | 0.72517 | 16494.5527 | 118 | 1
2004 | 1 | 5 | 21 | 0.0061342 | 0.0013968 | 0.0035091 | 0.0042264 | 0.00017411 | 6.5404e-06 | 1.1901e-05 | 0.015459 |  | 6095.713 | 1216.9868 | 2582.7095 | 6062.4291 | 52.0041 | 3.6588 | 0.72517 | 16014.2264 | 119 | 1
2004 | 1 | 5 | 22 | 0.0055584 | 0.0014601 | 0.0033775 | 0.0041852 | 0.00017411 | 6.5404e-06 | 1.1901e-05 | 0.014774 |  | 5523.5248 | 1272.2069 | 2485.8248 | 6003.3058 | 52.0041 | 3.6588 | 0.72517 | 15341.2502 | 120 | 1
2004 | 1 | 5 | 23 | 0.0050215 | 0.0013707 | 0.0033011 | 0.0042634 | 0.00017411 | 6.5404e-06 | 1.1901e-05 | 0.014149 |  | 4990.0084 | 1194.2794 | 2429.5999 | 6115.4433 | 52.0041 | 3.6588 | 0.72517 | 14785.719 | 121 | 1
2004 | 1 | 5 | 24 | 0.0033839 | 0.001703 | 0.0031498 | 0.0039101 | 0.00017411 | 6.5404e-06 | 1.1901e-05 | 0.012339 |  | 3362.6376 | 1483.773 | 2318.2035 | 5608.6407 | 52.0041 | 3.6588 | 0.72517 | 12829.6428 | 122 | 1
2004 | 1 | 6 | 1 | 0.0026514 | 0.0018405 | 0.0029977 | 0.0041357 | 0.00017411 | 6.5404e-06 | 1.1901e-05 | 0.011818 |  | 2634.7856 | 1603.631 | 2206.3028 | 5932.2188 | 52.0041 | 3.6588 | 0.72517 | 12433.3262 | 123 | 1
2004 | 1 | 6 | 2 | 0.0023382 | 0.001891 | 0.0029492 | 0.0040845 | 0.00017411 | 6.5404e-06 | 1.1901e-05 | 0.011455 |  | 2323.5092 | 1647.6466 | 2170.5548 | 5858.7965 | 52.0041 | 3.6588 | 0.72517 | 12056.895 | 124 | 1
2004 | 1 | 6 | 3 | 0.0022934 | 0.0018401 | 0.0028965 | 0.0040659 | 0.00017411 | 6.5404e-06 | 1.1901e-05 | 0.011288 |  | 2279.0058 | 1603.3052 | 2131.8209 | 5832.1162 | 52.0041 | 3.6588 | 0.72517 | 11902.6361 | 125 | 1
2004 | 1 | 6 | 4 | 0.0023766 | 0.0017963 | 0.0028351 | 0.0040199 | 0.00017411 | 6.5404e-06 | 1.1901e-05 | 0.01122 |  | 2361.7201 | 1565.0739 | 2086.6406 | 5766.1528 | 52.0041 | 3.6588 | 0.72517 | 11835.9754 | 126 | 1
2004 | 1 | 6 | 5 | 0.0024812 | 0.0018446 | 0.0028389 | 0.0040558 | 0.00017411 | 6.5404e-06 | 1.1901e-05 | 0.011413 |  | 2465.6269 | 1607.1582 | 2089.3978 | 5817.6247 | 52.0041 | 3.6588 | 0.72517 | 12036.1956 | 127 | 1
2004 | 1 | 6 | 6 | 0.002703 | 0.001845 | 0.0029665 | 0.0040585 | 0.00017411 | 6.5404e-06 | 1.1901e-05 | 0.011766 |  | 2686.0125 | 1607.58 | 2183.3522 | 5821.5139 | 52.0041 | 3.6588 | 0.72517 | 12354.8465 | 128 | 1
2004 | 1 | 6 | 7 | 0.0034445 | 0.0018049 | 0.0033207 | 0.0039991 | 0.00017411 | 6.5404e-06 | 1.1901e-05 | 0.012762 |  | 3422.9361 | 1572.5621 | 2444.0157 | 5736.3411 | 52.0041 | 3.6588 | 0.72517 | 13232.243 | 129 | 1
2004 | 1 | 6 | 8 | 0.0042614 | 0.0018702 | 0.0037365 | 0.0040355 | 0.00017411 | 6.5404e-06 | 1.1901e-05 | 0.014096 |  | 4234.6944 | 1629.4639 | 2750.0636 | 5788.494 | 52.0041 | 3.6588 | 0.72517 | 14459.1039 | 130 | 1
2004 | 1 | 6 | 9 | 0.0043592 | 0.0019959 | 0.0038272 | 0.0042231 | 0 | 0 | 1.1901e-05 | 0.014417 |  | 4331.9057 | 1739.0579 | 2816.7768 | 6057.7048 | 0 | 0 | 0.72517 | 14946.1703 | 131 | 1
2004 | 1 | 6 | 10 | 0.0035503 | 0.0023482 | 0.0038732 | 0.0042957 | 0 | 0 | 1.1901e-05 | 0.014079 |  | 3528.0907 | 2045.9852 | 2850.6409 | 6161.7442 | 0 | 0 | 0.72517 | 14587.1861 | 132 | 1
2004 | 1 | 6 | 11 | 0.0035424 | 0.0023191 | 0.0039395 | 0.0042489 | 0 | 0 | 1.1901e-05 | 0.014062 |  | 3520.2113 | 2020.5935 | 2899.4689 | 6094.6203 | 0 | 0 | 0.72517 | 14535.6191 | 133 | 1
2004 | 1 | 6 | 12 | 0.0039007 | 0.0022155 | 0.0039783 | 0.0040648 | 0 | 0 | 1.1901e-05 | 0.014171 |  | 3876.2566 | 1930.3919 | 2928.0294 | 5830.6245 | 0 | 0 | 0.72517 | 14566.0276 | 134 | 1
2004 | 1 | 6 | 13 | 0.003757 | 0.0021528 | 0.0039414 | 0.0041226 | 0 | 0 | 1.1901e-05 | 0.013986 |  | 3733.4112 | 1875.728 | 2900.8087 | 5913.4886 | 0 | 0 | 0.72517 | 14424.1616 | 135 | 1
2004 | 1 | 6 | 14 | 0.0035106 | 0.0021267 | 0.0040674 | 0.0040859 | 0 | 0 | 1.1901e-05 | 0.013802 |  | 3488.5684 | 1852.9614 | 2993.615 | 5860.7914 | 0 | 0 | 0.72517 | 14196.6613 | 136 | 1
2004 | 1 | 6 | 15 | 0.0036214 | 0.0020832 | 0.0039613 | 0.0037233 | 0 | 0 | 1.1901e-05 | 0.013401 |  | 3598.7054 | 1815.1208 | 2915.4906 | 5340.7732 | 0 | 0 | 0.72517 | 13670.8152 | 137 | 1
2004 | 1 | 6 | 16 | 0.0036896 | 0.0020709 | 0.0039117 | 0.0035669 | 0 | 0 | 1.1901e-05 | 0.013251 |  | 3666.4432 | 1804.39 | 2878.96 | 5116.41 | 0 | 0 | 0.72517 | 13466.9284 | 138 | 1
2004 | 1 | 6 | 17 | 0.004601 | 0.0018406 | 0.0038483 | 0.0035603 | 4.3527e-05 | 1.6351e-06 | 1.1901e-05 | 0.013907 |  | 4572.1265 | 1603.7287 | 2832.3432 | 5106.9563 | 13.001 | 0.91469 | 0.72517 | 14129.7955 | 139 | 1
2004 | 1 | 6 | 18 | 0.0056725 | 0.0017462 | 0.0038242 | 0.003507 | 0.00017411 | 6.5404e-06 | 1.1901e-05 | 0.014942 |  | 5636.9183 | 1521.4356 | 2814.5836 | 5030.4084 | 52.0041 | 3.6588 | 0.72517 | 15059.734 | 140 | 1
2004 | 1 | 6 | 19 | 0.006261 | 0.0015166 | 0.0036611 | 0.0038717 | 0.00017411 | 6.5404e-06 | 1.1901e-05 | 0.015503 |  | 6221.7311 | 1321.4215 | 2694.5736 | 5553.5518 | 52.0041 | 3.6588 | 0.72517 | 15847.666 | 141 | 1
2004 | 1 | 6 | 20 | 0.0063405 | 0.0014433 | 0.0036582 | 0.0038852 | 0.00017411 | 6.5404e-06 | 1.1901e-05 | 0.01552 |  | 6300.7958 | 1257.5167 | 2692.393 | 5573.0103 | 52.0041 | 3.6588 | 0.72517 | 15880.1039 | 142 | 1
2004 | 1 | 6 | 21 | 0.0061877 | 0.0013757 | 0.0035746 | 0.0039132 | 0.00017411 | 6.5404e-06 | 1.1901e-05 | 0.015244 |  | 6148.908 | 1198.6153 | 2630.8645 | 5613.0691 | 52.0041 | 3.6588 | 0.72517 | 15647.8449 | 143 | 1
2004 | 1 | 6 | 22 | 0.0055461 | 0.0013931 | 0.0034338 | 0.0038311 | 0.00017411 | 6.5404e-06 | 1.1901e-05 | 0.014397 |  | 5511.3576 | 1213.7996 | 2527.2734 | 5495.3081 | 52.0041 | 3.6588 | 0.72517 | 14804.1267 | 144 | 1
2004 | 1 | 6 | 23 | 0.0051242 | 0.0014084 | 0.003287 | 0.003868 | 0.00017411 | 6.5404e-06 | 1.1901e-05 | 0.01388 |  | 5092.0825 | 1227.1537 | 2419.2009 | 5548.3011 | 52.0041 | 3.6588 | 0.72517 | 14343.1262 | 145 | 1
2004 | 1 | 6 | 24 | 0.0035993 | 0.0017069 | 0.0031869 | 0.0036864 | 0.00017411 | 6.5404e-06 | 1.1901e-05 | 0.012372 |  | 3576.7536 | 1487.2386 | 2345.5239 | 5287.8569 | 52.0041 | 3.6588 | 0.72517 | 12753.7611 | 146 | 1
2004 | 1 | 7 | 1 | 0.002667 | 0.0018405 | 0.003127 | 0.0040014 | 0.00017411 | 6.5404e-06 | 1.1901e-05 | 0.011829 |  | 2650.2718 | 1603.631 | 2301.4684 | 5739.6917 | 52.0041 | 3.6588 | 0.72517 | 12351.4508 | 147 | 1
2004 | 1 | 7 | 2 | 0.0023547 | 0.001891 | 0.0030821 | 0.0038553 | 0.00017411 | 6.5404e-06 | 1.1901e-05 | 0.011376 |  | 2339.9196 | 1647.6466 | 2268.3883 | 5530.0092 | 52.0041 | 3.6588 | 0.72517 | 11842.3517 | 148 | 1
2004 | 1 | 7 | 3 | 0.0023103 | 0.0018401 | 0.0030202 | 0.0040234 | 0.00017411 | 6.5404e-06 | 1.1901e-05 | 0.011387 |  | 2295.8467 | 1603.3052 | 2222.8646 | 5771.2437 | 52.0041 | 3.6588 | 0.72517 | 11949.6482 | 149 | 1
2004 | 1 | 7 | 4 | 0.0023939 | 0.0017963 | 0.0029691 | 0.003894 | 0.00017411 | 6.5404e-06 | 1.1901e-05 | 0.011246 |  | 2378.8978 | 1565.0739 | 2185.2114 | 5585.5834 | 52.0041 | 3.6588 | 0.72517 | 11771.1545 | 150 | 1
2004 | 1 | 7 | 5 | 0.0024993 | 0.0018446 | 0.0029442 | 0.0038696 | 0.00017411 | 6.5404e-06 | 1.1901e-05 | 0.01135 |  | 2483.6591 | 1607.1582 | 2166.9161 | 5550.5269 | 52.0041 | 3.6588 | 0.72517 | 11864.6483 | 151 | 1
2004 | 1 | 7 | 6 | 0.002723 | 0.001845 | 0.0029885 | 0.0039081 | 0.00017411 | 6.5404e-06 | 1.1901e-05 | 0.011657 |  | 2705.9185 | 1607.58 | 2199.519 | 5605.8525 | 52.0041 | 3.6588 | 0.72517 | 12175.258 | 152 | 1
2004 | 1 | 7 | 7 | 0.0034691 | 0.0018049 | 0.0033243 | 0.0040316 | 0.00017411 | 6.5404e-06 | 1.1901e-05 | 0.012822 |  | 3447.3478 | 1572.5621 | 2446.697 | 5783.0125 | 52.0041 | 3.6588 | 0.72517 | 13306.0074 | 153 | 1
2004 | 1 | 7 | 8 | 0.0042868 | 0.0018702 | 0.0037461 | 0.0039018 | 0.00017411 | 6.5404e-06 | 1.1901e-05 | 0.013997 |  | 4259.9464 | 1629.4639 | 2757.129 | 5596.7246 | 52.0041 | 3.6588 | 0.72517 | 14299.6518 | 154 | 1
2004 | 1 | 7 | 9 | 0.0043825 | 0.0019959 | 0.0039127 | 0.0040254 | 0 | 0 | 1.1901e-05 | 0.014328 |  | 4355.0024 | 1739.0579 | 2879.7286 | 5774.1149 | 0 | 0 | 0.72517 | 14748.629 | 155 | 1
2004 | 1 | 7 | 10 | 0.0035713 | 0.0023482 | 0.0039323 | 0.0040779 | 0 | 0 | 1.1901e-05 | 0.013942 |  | 3548.9323 | 2045.9852 | 2894.143 | 5849.3546 | 0 | 0 | 0.72517 | 14339.1402 | 156 | 1
2004 | 1 | 7 | 11 | 0.0035632 | 0.0023191 | 0.0039789 | 0.0040974 | 0 | 0 | 1.1901e-05 | 0.013971 |  | 3540.8472 | 2020.5935 | 2928.4638 | 5877.3904 | 0 | 0 | 0.72517 | 14368.0201 | 157 | 1
2004 | 1 | 7 | 12 | 0.0039212 | 0.0022155 | 0.0039616 | 0.0039782 | 0 | 0 | 1.1901e-05 | 0.014088 |  | 3896.64 | 1930.3919 | 2915.7341 | 5706.334 | 0 | 0 | 0.72517 | 14449.8252 | 158 | 1
2004 | 1 | 7 | 13 | 0.0037763 | 0.0021528 | 0.0040038 | 0.0039547 | 0 | 0 | 1.1901e-05 | 0.0139 |  | 3752.6241 | 1875.728 | 2946.7619 | 5672.6983 | 0 | 0 | 0.72517 | 14248.5374 | 159 | 1
2004 | 1 | 7 | 14 | 0.0035294 | 0.0021267 | 0.004068 | 0.0041158 | 0 | 0 | 1.1901e-05 | 0.013852 |  | 3507.3151 | 1852.9614 | 2994.0314 | 5903.7627 | 0 | 0 | 0.72517 | 14258.7958 | 160 | 1
2004 | 1 | 7 | 15 | 0.0036399 | 0.0020832 | 0.0039788 | 0.0039684 | 0 | 0 | 1.1901e-05 | 0.013682 |  | 3617.1186 | 1815.1208 | 2928.3369 | 5692.3398 | 0 | 0 | 0.72517 | 14053.6413 | 161 | 1
2004 | 1 | 7 | 16 | 0.0037073 | 0.0020709 | 0.0039444 | 0.0037144 | 0 | 0 | 1.1901e-05 | 0.013449 |  | 3684.0234 | 1804.39 | 2903.0459 | 5327.9988 | 0 | 0 | 0.72517 | 13720.1832 | 162 | 1
2004 | 1 | 7 | 17 | 0.0046207 | 0.0018406 | 0.0038251 | 0.0041343 | 4.3527e-05 | 1.6351e-06 | 1.1901e-05 | 0.014478 |  | 4591.747 | 1603.7287 | 2815.2516 | 5930.2594 | 13.001 | 0.91469 | 0.72517 | 14955.6276 | 163 | 1
2004 | 1 | 7 | 18 | 0.0056939 | 0.0017462 | 0.0037679 | 0.0041343 | 0.00017411 | 6.5404e-06 | 1.1901e-05 | 0.015535 |  | 5658.2382 | 1521.4356 | 2773.1501 | 5930.2597 | 52.0041 | 3.6588 | 0.72517 | 15939.4717 | 164 | 1
2004 | 1 | 7 | 19 | 0.0062832 | 0.0015166 | 0.0037461 | 0.0041789 | 0.00017411 | 6.5404e-06 | 1.1901e-05 | 0.015917 |  | 6243.78 | 1321.4215 | 2757.0862 | 5994.2752 | 52.0041 | 3.6588 | 0.72517 | 16372.9508 | 165 | 1
2004 | 1 | 7 | 20 | 0.0063643 | 0.0014433 | 0.0036958 | 0.0041723 | 0.00017411 | 6.5404e-06 | 1.1901e-05 | 0.015868 |  | 6324.3918 | 1257.5167 | 2720.0763 | 5984.7915 | 52.0041 | 3.6588 | 0.72517 | 16343.1643 | 166 | 1
2004 | 1 | 7 | 21 | 0.0062106 | 0.0013757 | 0.0036355 | 0.004167 | 0.00017411 | 6.5404e-06 | 1.1901e-05 | 0.015581 |  | 6171.6514 | 1198.6153 | 2675.6997 | 5977.1198 | 52.0041 | 3.6588 | 0.72517 | 16079.4742 | 167 | 1
2004 | 1 | 7 | 22 | 0.0055679 | 0.0013931 | 0.0035056 | 0.004145 | 0.00017411 | 6.5404e-06 | 1.1901e-05 | 0.014804 |  | 5533.0327 | 1213.7996 | 2580.0816 | 5945.6625 | 52.0041 | 3.6588 | 0.72517 | 15328.9644 | 168 | 1
2004 | 1 | 7 | 23 | 0.0051467 | 0.0014084 | 0.0033279 | 0.0041182 | 0.00017411 | 6.5404e-06 | 1.1901e-05 | 0.014194 |  | 5114.4037 | 1227.1537 | 2449.2772 | 5907.1784 | 52.0041 | 3.6588 | 0.72517 | 14754.4011 | 169 | 1
2004 | 1 | 7 | 24 | 0.0036184 | 0.0017069 | 0.0031825 | 0.003527 | 0.00017411 | 6.5404e-06 | 1.1901e-05 | 0.012227 |  | 3595.687 | 1487.2386 | 2342.2615 | 5059.1899 | 52.0041 | 3.6588 | 0.72517 | 12540.7651 | 170 | 1
2004 | 1 | 8 | 1 | 0.0025839 | 0.0018405 | 0.0031985 | 0.0035274 | 0.00017411 | 6.5404e-06 | 1.1901e-05 | 0.011343 |  | 2567.6785 | 1603.631 | 2354.0887 | 5059.7879 | 52.0041 | 3.6588 | 0.72517 | 11641.574 | 171 | 1
2004 | 1 | 8 | 2 | 0.0022666 | 0.001891 | 0.0031132 | 0.0039771 | 0.00017411 | 6.5404e-06 | 1.1901e-05 | 0.011441 |  | 2252.3968 | 1647.6466 | 2291.3266 | 5704.7536 | 52.0041 | 3.6588 | 0.72517 | 11952.5116 | 172 | 1
2004 | 1 | 8 | 3 | 0.0022199 | 0.0018401 | 0.0029766 | 0.0041349 | 0.00017411 | 6.5404e-06 | 1.1901e-05 | 0.011364 |  | 2206.0283 | 1603.3052 | 2190.7357 | 5931.0527 | 52.0041 | 3.6588 | 0.72517 | 11987.5098 | 173 | 1
2004 | 1 | 8 | 4 | 0.0023017 | 0.0017963 | 0.0028981 | 0.0040795 | 0.00017411 | 6.5404e-06 | 1.1901e-05 | 0.011268 |  | 2287.2828 | 1565.0739 | 2132.9941 | 5851.6337 | 52.0041 | 3.6588 | 0.72517 | 11893.3725 | 174 | 1
2004 | 1 | 8 | 5 | 0.0024025 | 0.0018446 | 0.0028555 | 0.0040861 | 0.00017411 | 6.5404e-06 | 1.1901e-05 | 0.011381 |  | 2387.4868 | 1607.1582 | 2101.6018 | 5861.0579 | 52.0041 | 3.6588 | 0.72517 | 12013.6926 | 175 | 1
2004 | 1 | 8 | 6 | 0.0026162 | 0.001845 | 0.0029324 | 0.004009 | 0.00017411 | 6.5404e-06 | 1.1901e-05 | 0.011595 |  | 2599.7526 | 1607.58 | 2158.194 | 5750.5248 | 52.0041 | 3.6588 | 0.72517 | 12172.4394 | 176 | 1
2004 | 1 | 8 | 7 | 0.0033381 | 0.0018049 | 0.0032289 | 0.003989 | 0.00017411 | 6.5404e-06 | 1.1901e-05 | 0.012553 |  | 3317.1517 | 1572.5621 | 2376.4363 | 5721.8615 | 52.0041 | 3.6588 | 0.72517 | 13044.3996 | 177 | 1
2004 | 1 | 8 | 8 | 0.0041513 | 0.0018702 | 0.0037594 | 0.0041273 | 0.00017411 | 6.5404e-06 | 1.1901e-05 | 0.014101 |  | 4125.2679 | 1629.4639 | 2766.865 | 5920.1605 | 52.0041 | 3.6588 | 0.72517 | 14498.1453 | 178 | 1
2004 | 1 | 8 | 9 | 0.0042585 | 0.0019959 | 0.0039378 | 0.0040663 | 0 | 0 | 1.1901e-05 | 0.014271 |  | 4231.8195 | 1739.0579 | 2898.2117 | 5832.7617 | 0 | 0 | 0.72517 | 14702.5759 | 179 | 1
2004 | 1 | 8 | 10 | 0.0034595 | 0.0023482 | 0.0039667 | 0.0040295 | 0 | 0 | 1.1901e-05 | 0.013816 |  | 3437.7773 | 2045.9852 | 2919.4553 | 5779.9813 | 0 | 0 | 0.72517 | 14183.9242 | 180 | 1
2004 | 1 | 8 | 11 | 0.0034524 | 0.0023191 | 0.0041147 | 0.0041338 | 0 | 0 | 1.1901e-05 | 0.014032 |  | 3430.7884 | 2020.5935 | 3028.3609 | 5929.5138 | 0 | 0 | 0.72517 | 14409.9816 | 181 | 1
2004 | 1 | 8 | 12 | 0.0038118 | 0.0022155 | 0.0041076 | 0.0038908 | 0 | 0 | 1.1901e-05 | 0.014038 |  | 3787.9279 | 1930.3919 | 3023.1705 | 5580.9839 | 0 | 0 | 0.72517 | 14323.1993 | 182 | 1
2004 | 1 | 8 | 13 | 0.0036732 | 0.0021528 | 0.0040738 | 0.0041517 | 0 | 0 | 1.1901e-05 | 0.014063 |  | 3650.1547 | 1875.728 | 2998.2925 | 5955.1934 | 0 | 0 | 0.72517 | 14480.0937 | 183 | 1
2004 | 1 | 8 | 14 | 0.0034288 | 0.0021267 | 0.0041038 | 0.004155 | 0 | 0 | 1.1901e-05 | 0.013826 |  | 3407.3325 | 1852.9614 | 3020.3789 | 5960.012 | 0 | 0 | 0.72517 | 14241.41 | 184 | 1
2004 | 1 | 8 | 15 | 0.0035411 | 0.0020832 | 0.0039438 | 0.0043443 | 0 | 0 | 1.1901e-05 | 0.013924 |  | 3518.9144 | 1815.1208 | 2902.6109 | 6231.5497 | 0 | 0 | 0.72517 | 14468.921 | 185 | 1
2004 | 1 | 8 | 16 | 0.0036129 | 0.0020709 | 0.0038247 | 0.0041983 | 0 | 0 | 1.1901e-05 | 0.013719 |  | 3590.2628 | 1804.39 | 2814.9674 | 6022.0982 | 0 | 0 | 0.72517 | 14232.4436 | 186 | 1
2004 | 1 | 8 | 17 | 0.0045154 | 0.0018406 | 0.0037376 | 0.0041279 | 4.3527e-05 | 1.6351e-06 | 1.1901e-05 | 0.014279 |  | 4487.1037 | 1603.7287 | 2750.8834 | 5921.1432 | 13.001 | 0.91469 | 0.72517 | 14777.4998 | 187 | 1
2004 | 1 | 8 | 18 | 0.0055795 | 0.0017462 | 0.0037247 | 0.0043967 | 0.00017411 | 6.5404e-06 | 1.1901e-05 | 0.01564 |  | 5544.5318 | 1521.4356 | 2741.335 | 6306.6354 | 52.0041 | 3.6588 | 0.72517 | 16170.3258 | 188 | 1
2004 | 1 | 8 | 19 | 0.0061648 | 0.0015166 | 0.0036493 | 0.0043884 | 0.00017411 | 6.5404e-06 | 1.1901e-05 | 0.015912 |  | 6126.1857 | 1321.4215 | 2685.862 | 6294.7247 | 52.0041 | 3.6588 | 0.72517 | 16484.5819 | 189 | 1
2004 | 1 | 8 | 20 | 0.0062377 | 0.0014433 | 0.003654 | 0.0042291 | 0.00017411 | 6.5404e-06 | 1.1901e-05 | 0.015757 |  | 6198.5463 | 1257.5167 | 2689.3506 | 6066.1763 | 52.0041 | 3.6588 | 0.72517 | 16267.9779 | 190 | 1
2004 | 1 | 8 | 21 | 0.0060885 | 0.0013757 | 0.0035541 | 0.0042927 | 0.00017411 | 6.5404e-06 | 1.1901e-05 | 0.015504 |  | 6050.353 | 1198.6153 | 2615.8109 | 6157.3992 | 52.0041 | 3.6588 | 0.72517 | 16078.5664 | 191 | 1
2004 | 1 | 8 | 22 | 0.0054516 | 0.0013931 | 0.0034787 | 0.0043469 | 0.00017411 | 6.5404e-06 | 1.1901e-05 | 0.014863 |  | 5417.4315 | 1213.7996 | 2560.2653 | 6235.2789 | 52.0041 | 3.6588 | 0.72517 | 15483.1633 | 192 | 1
2004 | 1 | 8 | 23 | 0.0050269 | 0.0014084 | 0.0033908 | 0.0042656 | 0.00017411 | 6.5404e-06 | 1.1901e-05 | 0.014284 |  | 4995.3568 | 1227.1537 | 2495.6402 | 6118.5539 | 52.0041 | 3.6588 | 0.72517 | 14893.0926 | 193 | 1
2004 | 1 | 8 | 24 | 0.0035168 | 0.0017069 | 0.0032202 | 0.0038412 | 0.00017411 | 6.5404e-06 | 1.1901e-05 | 0.012478 |  | 3494.7092 | 1487.2386 | 2370.0797 | 5509.8765 | 52.0041 | 3.6588 | 0.72517 | 12918.2919 | 194 | 1
2004 | 1 | 9 | 1 | 0.0028057 | 0.0018043 | 0.0032403 | 0.003809 | 0.00017411 | 6.5404e-06 | 1.1901e-05 | 0.011852 |  | 2788.0776 | 1572.0523 | 2384.8292 | 5463.5959 | 52.0041 | 3.6588 | 0.72517 | 12264.9431 | 195 | 1
2004 | 1 | 9 | 2 | 0.0024917 | 0.0018327 | 0.0031493 | 0.0041251 | 0.00017411 | 6.5404e-06 | 1.1901e-05 | 0.011791 |  | 2476.0353 | 1596.7884 | 2317.8913 | 5917.0821 | 52.0041 | 3.6588 | 0.72517 | 12364.1851 | 196 | 1
2004 | 1 | 9 | 3 | 0.0024147 | 0.0018466 | 0.0030131 | 0.0040608 | 0.00017411 | 6.5404e-06 | 1.1901e-05 | 0.011528 |  | 2399.5643 | 1608.9121 | 2217.6251 | 5824.8174 | 52.0041 | 3.6588 | 0.72517 | 12107.307 | 197 | 1
2004 | 1 | 9 | 4 | 0.0025603 | 0.0017974 | 0.0029477 | 0.0040025 | 0.00017411 | 6.5404e-06 | 1.1901e-05 | 0.0115 |  | 2544.2531 | 1566.082 | 2169.4637 | 5741.219 | 52.0041 | 3.6588 | 0.72517 | 12077.4057 | 198 | 1
2004 | 1 | 9 | 5 | 0.0026378 | 0.0018177 | 0.0029362 | 0.0038312 | 0.00017411 | 6.5404e-06 | 1.1901e-05 | 0.011415 |  | 2621.278 | 1583.7522 | 2161.0173 | 5495.5031 | 52.0041 | 3.6588 | 0.72517 | 11917.9386 | 199 | 1
2004 | 1 | 9 | 6 | 0.0028129 | 0.0018708 | 0.0029486 | 0.0035907 | 0.00017411 | 6.5404e-06 | 1.1901e-05 | 0.011416 |  | 2795.2681 | 1630.0184 | 2170.1128 | 5150.5254 | 52.0041 | 3.6588 | 0.72517 | 11802.3127 | 200 | 1
2004 | 1 | 9 | 7 | 0.0038058 | 0.0017957 | 0.0032682 | 0.0035958 | 0.00017411 | 6.5404e-06 | 1.1901e-05 | 0.012658 |  | 3781.8988 | 1564.587 | 2405.3984 | 5157.8421 | 52.0041 | 3.6588 | 0.72517 | 12966.1144 | 201 | 1
2004 | 1 | 9 | 8 | 0.004422 | 0.0018762 | 0.0037708 | 0.0037405 | 0.00017411 | 6.5404e-06 | 1.1901e-05 | 0.014002 |  | 4394.2275 | 1634.7056 | 2775.2715 | 5365.4588 | 52.0041 | 3.6588 | 0.72517 | 14226.0513 | 202 | 1
2004 | 1 | 9 | 9 | 0.0043927 | 0.002005 | 0.0039711 | 0.0036998 | 0 | 0 | 1.1901e-05 | 0.014081 |  | 4365.1731 | 1746.916 | 2922.7233 | 5307.0785 | 0 | 0 | 0.72517 | 14342.6161 | 203 | 1
2004 | 1 | 9 | 10 | 0.0040119 | 0.0022435 | 0.0040802 | 0.0040383 | 0 | 0 | 1.1901e-05 | 0.014386 |  | 3986.7211 | 1954.7145 | 3002.9696 | 5792.5785 | 0 | 0 | 0.72517 | 14737.7089 | 204 | 1
2004 | 1 | 9 | 11 | 0.0038704 | 0.0022208 | 0.004109 | 0.0038357 | 0 | 0 | 1.1901e-05 | 0.014048 |  | 3846.1631 | 1934.9527 | 3024.1676 | 5501.9083 | 0 | 0 | 0.72517 | 14307.9168 | 205 | 1
2004 | 1 | 9 | 12 | 0.0037922 | 0.0020996 | 0.0041552 | 0.0037021 | 0 | 0 | 1.1901e-05 | 0.013761 |  | 3768.4045 | 1829.3476 | 3058.1764 | 5310.3817 | 0 | 0 | 0.72517 | 13967.0354 | 206 | 1
2004 | 1 | 9 | 13 | 0.0039181 | 0.0019875 | 0.0040435 | 0.0041578 | 0 | 0 | 1.1901e-05 | 0.014119 |  | 3893.5072 | 1731.7282 | 2976.0235 | 5963.9666 | 0 | 0 | 0.72517 | 14565.9507 | 207 | 1
2004 | 1 | 9 | 14 | 0.0034161 | 0.002058 | 0.004072 | 0.0042752 | 0 | 0 | 1.1901e-05 | 0.013833 |  | 3394.6954 | 1793.1624 | 2996.9859 | 6132.3942 | 0 | 0 | 0.72517 | 14317.963 | 208 | 1
2004 | 1 | 9 | 15 | 0.0036169 | 0.0020091 | 0.0040194 | 0.0041867 | 0 | 0 | 1.1901e-05 | 0.013844 |  | 3594.2187 | 1750.5465 | 2958.2742 | 6005.4638 | 0 | 0 | 0.72517 | 14309.2282 | 209 | 1
2004 | 1 | 9 | 16 | 0.0044 | 0.0018243 | 0.003868 | 0.0037759 | 0 | 0 | 1.1901e-05 | 0.01388 |  | 4372.4617 | 1589.497 | 2846.7853 | 5416.1672 | 0 | 0 | 0.72517 | 14225.6364 | 210 | 1
2004 | 1 | 9 | 17 | 0.0048673 | 0.0017461 | 0.0038116 | 0.0042569 | 4.3527e-05 | 1.6351e-06 | 1.1901e-05 | 0.014739 |  | 4836.761 | 1521.3773 | 2805.2748 | 6106.1344 | 13.001 | 0.91469 | 0.72517 | 15284.1884 | 211 | 1
2004 | 1 | 9 | 18 | 0.0058689 | 0.0016192 | 0.0038062 | 0.0041453 | 0.00017411 | 6.5404e-06 | 1.1901e-05 | 0.015632 |  | 5832.1552 | 1410.7832 | 2801.3333 | 5946.089 | 52.0041 | 3.6588 | 0.72517 | 16046.7487 | 212 | 1
2004 | 1 | 9 | 19 | 0.0063423 | 0.0015035 | 0.0037885 | 0.0040147 | 0.00017411 | 6.5404e-06 | 1.1901e-05 | 0.015842 |  | 6302.5113 | 1310.0197 | 2788.334 | 5758.6585 | 52.0041 | 3.6588 | 0.72517 | 16215.9114 | 213 | 1
2004 | 1 | 9 | 20 | 0.005876 | 0.0015357 | 0.0037763 | 0.0039422 | 0.00017411 | 6.5404e-06 | 1.1901e-05 | 0.015323 |  | 5839.1414 | 1338.0641 | 2779.3084 | 5654.7675 | 52.0041 | 3.6588 | 0.72517 | 15667.6695 | 214 | 1
2004 | 1 | 9 | 21 | 0.0058696 | 0.0014937 | 0.0036543 | 0.0039 | 0.00017411 | 6.5404e-06 | 1.1901e-05 | 0.01511 |  | 5832.827 | 1301.4905 | 2689.5119 | 5594.2088 | 52.0041 | 3.6588 | 0.72517 | 15474.4261 | 215 | 1
2004 | 1 | 9 | 22 | 0.0054462 | 0.0014578 | 0.0034642 | 0.0036217 | 0.00017411 | 6.5404e-06 | 1.1901e-05 | 0.014182 |  | 5412.0387 | 1270.1604 | 2549.598 | 5194.9826 | 52.0041 | 3.6588 | 0.72517 | 14483.1677 | 216 | 1
2004 | 1 | 9 | 23 | 0.00512 | 0.0013766 | 0.0032764 | 0.0035945 | 0.00017411 | 6.5404e-06 | 1.1901e-05 | 0.01356 |  | 5087.854 | 1199.4517 | 2411.4094 | 5156.019 | 52.0041 | 3.6588 | 0.72517 | 13911.1221 | 217 | 1
2004 | 1 | 9 | 24 | 0.0042159 | 0.0014824 | 0.0029281 | 0.0028219 | 0.00017411 | 6.5404e-06 | 1.1901e-05 | 0.011641 |  | 4189.4601 | 1291.6391 | 2155.0798 | 4047.6814 | 52.0041 | 3.6588 | 0.72517 | 11740.2484 | 218 | 1
2004 | 1 | 10 | 1 | 0.0033827 | 0.0017653 | 0.0029297 | 0.0027163 | 0.00017411 | 6.5404e-06 | 1.1901e-05 | 0.010986 |  | 3361.4437 | 1538.1154 | 2156.2209 | 3896.2073 | 52.0041 | 3.6588 | 0.72517 | 11008.3753 | 219 | 1
2004 | 1 | 10 | 2 | 0.0031127 | 0.0017335 | 0.0027871 | 0.0026213 | 0.00017411 | 6.5404e-06 | 1.1901e-05 | 0.010447 |  | 3093.1375 | 1510.3788 | 2051.3117 | 3760.0535 | 52.0041 | 3.6588 | 0.72517 | 10471.2694 | 220 | 1
2004 | 1 | 10 | 3 | 0.0028927 | 0.0017884 | 0.0026621 | 0.0026878 | 0.00017411 | 6.5404e-06 | 1.1901e-05 | 0.010224 |  | 2874.5477 | 1558.2104 | 1959.314 | 3855.3968 | 52.0041 | 3.6588 | 0.72517 | 10303.8569 | 221 | 1
2004 | 1 | 10 | 4 | 0.0027705 | 0.0018108 | 0.0026149 | 0.0027084 | 0.00017411 | 6.5404e-06 | 1.1901e-05 | 0.010097 |  | 2753.1693 | 1577.702 | 1924.5171 | 3885.0074 | 52.0041 | 3.6588 | 0.72517 | 10196.7837 | 222 | 1
2004 | 1 | 10 | 5 | 0.0028048 | 0.0018194 | 0.0026504 | 0.0026353 | 0.00017411 | 6.5404e-06 | 1.1901e-05 | 0.010103 |  | 2787.2213 | 1585.2656 | 1950.7075 | 3780.0979 | 52.0041 | 3.6588 | 0.72517 | 10159.6803 | 223 | 1
2004 | 1 | 10 | 6 | 0.0029766 | 0.0017768 | 0.0026366 | 0.002593 | 0.00017411 | 6.5404e-06 | 1.1901e-05 | 0.010176 |  | 2957.9832 | 1548.0821 | 1940.5353 | 3719.3853 | 52.0041 | 3.6588 | 0.72517 | 10222.3738 | 224 | 1
2004 | 1 | 10 | 7 | 0.0032901 | 0.0017673 | 0.0027929 | 0.0025377 | 0.00017411 | 6.5404e-06 | 1.1901e-05 | 0.010581 |  | 3269.508 | 1539.8743 | 2055.5563 | 3640.1322 | 52.0041 | 3.6588 | 0.72517 | 10561.4589 | 225 | 1
2004 | 1 | 10 | 8 | 0.0041464 | 0.0016455 | 0.0030314 | 0.0025562 | 0.00017411 | 6.5404e-06 | 1.1901e-05 | 0.011572 |  | 4120.385 | 1433.6877 | 2231.1058 | 3666.6287 | 52.0041 | 3.6588 | 0.72517 | 11508.1952 | 226 | 1
2004 | 1 | 10 | 9 | 0.0044772 | 0.0017672 | 0.0030581 | 0.0028112 | 0 | 0 | 1.1901e-05 | 0.012126 |  | 4449.1335 | 1539.747 | 2250.7343 | 4032.3967 | 0 | 0 | 0.72517 | 12272.7366 | 227 | 1
2004 | 1 | 10 | 10 | 0.0047772 | 0.0018529 | 0.0030828 | 0.0028038 | 0 | 0 | 1.1901e-05 | 0.012529 |  | 4747.2821 | 1614.4513 | 2268.8977 | 4021.7294 | 0 | 0 | 0.72517 | 12653.0856 | 228 | 1
2004 | 1 | 10 | 11 | 0.0049758 | 0.001867 | 0.0029976 | 0.0027936 | 0 | 0 | 1.1901e-05 | 0.012646 |  | 4944.6167 | 1626.7142 | 2206.1834 | 4007.2142 | 0 | 0 | 0.72517 | 12785.4536 | 229 | 1
2004 | 1 | 10 | 12 | 0.0053145 | 0.0017508 | 0.0029596 | 0.002829 | 0 | 0 | 1.1901e-05 | 0.012866 |  | 5281.2076 | 1525.4311 | 2178.2807 | 4057.9816 | 0 | 0 | 0.72517 | 13043.6262 | 230 | 1
2004 | 1 | 10 | 13 | 0.0055861 | 0.0015761 | 0.0029591 | 0.002671 | 0 | 0 | 1.1901e-05 | 0.012804 |  | 5551.081 | 1373.2289 | 2177.8936 | 3831.327 | 0 | 0 | 0.72517 | 12934.2557 | 231 | 1
2004 | 1 | 10 | 14 | 0.0051372 | 0.0016519 | 0.0029514 | 0.0026652 | 0 | 0 | 1.1901e-05 | 0.012418 |  | 5105.0242 | 1439.2711 | 2172.2457 | 3823.0397 | 0 | 0 | 0.72517 | 12540.3059 | 232 | 1
2004 | 1 | 10 | 15 | 0.0048794 | 0.0017167 | 0.0029709 | 0.0025117 | 0 | 0 | 1.1901e-05 | 0.012091 |  | 4848.8386 | 1495.77 | 2186.5909 | 3602.7668 | 0 | 0 | 0.72517 | 12134.6915 | 233 | 1
2004 | 1 | 10 | 16 | 0.0049513 | 0.0017635 | 0.0029437 | 0.0024014 | 0 | 0 | 1.1901e-05 | 0.012072 |  | 4920.2616 | 1536.5196 | 2166.5524 | 3444.5801 | 0 | 0 | 0.72517 | 12068.6388 | 234 | 1
2004 | 1 | 10 | 17 | 0.0058663 | 0.0015493 | 0.0029928 | 0.0024353 | 4.3527e-05 | 1.6351e-06 | 1.1901e-05 | 0.012901 |  | 5829.521 | 1349.8879 | 2202.6716 | 3493.2046 | 13.001 | 0.91469 | 0.72517 | 12889.9261 | 235 | 1
2004 | 1 | 10 | 18 | 0.0067829 | 0.0015892 | 0.0030309 | 0.0024428 | 0.00017411 | 6.5404e-06 | 1.1901e-05 | 0.014038 |  | 6740.3559 | 1384.6673 | 2230.698 | 3503.9192 | 52.0041 | 3.6588 | 0.72517 | 13916.0284 | 236 | 1
2004 | 1 | 10 | 19 | 0.0071153 | 0.0013982 | 0.0030262 | 0.002485 | 0.00017411 | 6.5404e-06 | 1.1901e-05 | 0.014217 |  | 7070.73 | 1218.2722 | 2227.2673 | 3564.5374 | 52.0041 | 3.6588 | 0.72517 | 14137.1949 | 237 | 1
2004 | 1 | 10 | 20 | 0.0069604 | 0.0013137 | 0.0029565 | 0.0024507 | 0.00017411 | 6.5404e-06 | 1.1901e-05 | 0.013874 |  | 6916.7262 | 1144.6056 | 2175.9832 | 3515.3561 | 52.0041 | 3.6588 | 0.72517 | 13809.0591 | 238 | 1
2004 | 1 | 10 | 21 | 0.0062468 | 0.0014768 | 0.0028792 | 0.0024087 | 0.00017411 | 6.5404e-06 | 1.1901e-05 | 0.013204 |  | 6207.622 | 1286.6933 | 2119.1028 | 3454.9985 | 52.0041 | 3.6588 | 0.72517 | 13124.8046 | 239 | 1
2004 | 1 | 10 | 22 | 0.0057005 | 0.0014695 | 0.0027808 | 0.0024496 | 0.00017411 | 6.5404e-06 | 1.1901e-05 | 0.012593 |  | 5664.791 | 1280.4037 | 2046.6432 | 3513.6986 | 52.0041 | 3.6588 | 0.72517 | 12561.9244 | 240 | 1
2004 | 1 | 10 | 23 | 0.0053222 | 0.0014986 | 0.0027009 | 0.0024179 | 0.00017411 | 6.5404e-06 | 1.1901e-05 | 0.012132 |  | 5288.8719 | 1305.7138 | 1987.8699 | 3468.3181 | 52.0041 | 3.6588 | 0.72517 | 12107.1616 | 241 | 1
2004 | 1 | 10 | 24 | 0.0043285 | 0.0016909 | 0.0026191 | 0.0022769 | 0.00017411 | 6.5404e-06 | 1.1901e-05 | 0.011108 |  | 4301.319 | 1473.2955 | 1927.6436 | 3266.0412 | 52.0041 | 3.6588 | 0.72517 | 11024.6873 | 242 | 1
2004 | 1 | 11 | 1 | 0.0031345 | 0.0019224 | 0.0024725 | 0.0022845 | 0.00017411 | 6.5404e-06 | 1.1901e-05 | 0.010006 |  | 3114.8557 | 1674.9723 | 1819.7646 | 3276.8384 | 52.0041 | 3.6588 | 0.72517 | 9942.819 | 243 | 1
2004 | 1 | 11 | 2 | 0.0028083 | 0.0019443 | 0.0024088 | 0.0022857 | 0.00017411 | 6.5404e-06 | 1.1901e-05 | 0.0096396 |  | 2790.6536 | 1694.0955 | 1772.8313 | 3278.6384 | 52.0041 | 3.6588 | 0.72517 | 9592.6069 | 244 | 1
2004 | 1 | 11 | 3 | 0.0026193 | 0.0019676 | 0.0023748 | 0.0023073 | 0.00017411 | 6.5404e-06 | 1.1901e-05 | 0.0094615 |  | 2602.9035 | 1714.317 | 1747.8481 | 3309.575 | 52.0041 | 3.6588 | 0.72517 | 9431.0316 | 245 | 1
2004 | 1 | 11 | 4 | 0.0025988 | 0.0019395 | 0.0023574 | 0.0022706 | 0.00017411 | 6.5404e-06 | 1.1901e-05 | 0.0093588 |  | 2582.5294 | 1689.8647 | 1734.9997 | 3256.8892 | 52.0041 | 3.6588 | 0.72517 | 9320.6709 | 246 | 1
2004 | 1 | 11 | 5 | 0.0024652 | 0.0019934 | 0.0023999 | 0.0022738 | 0.00017411 | 6.5404e-06 | 1.1901e-05 | 0.0093248 |  | 2449.7512 | 1736.8177 | 1766.3034 | 3261.5423 | 52.0041 | 3.6588 | 0.72517 | 9270.8025 | 247 | 1
2004 | 1 | 11 | 6 | 0.0027312 | 0.0019483 | 0.0024206 | 0.002313 | 0.00017411 | 6.5404e-06 | 1.1901e-05 | 0.0096057 |  | 2714.0874 | 1697.5454 | 1781.5738 | 3317.7321 | 52.0041 | 3.6588 | 0.72517 | 9567.3266 | 248 | 1
2004 | 1 | 11 | 7 | 0.0031568 | 0.0018755 | 0.0025396 | 0.0023014 | 0.00017411 | 6.5404e-06 | 1.1901e-05 | 0.010066 |  | 3137.0531 | 1634.1307 | 1869.1173 | 3301.0741 | 52.0041 | 3.6588 | 0.72517 | 9997.7631 | 249 | 1
2004 | 1 | 11 | 8 | 0.0035951 | 0.0019635 | 0.0026802 | 0.0023828 | 0.00017411 | 6.5404e-06 | 1.1901e-05 | 0.010814 |  | 3572.5686 | 1710.7723 | 1972.6172 | 3417.9647 | 52.0041 | 3.6588 | 0.72517 | 10730.3109 | 250 | 1
2004 | 1 | 11 | 9 | 0.0044849 | 0.0018656 | 0.0027703 | 0.0024087 | 0 | 0 | 1.1901e-05 | 0.011542 |  | 4456.8277 | 1625.4956 | 2038.9334 | 3455.117 | 0 | 0 | 0.72517 | 11577.0988 | 251 | 1
2004 | 1 | 11 | 10 | 0.0050438 | 0.0018649 | 0.0028255 | 0.002385 | 0 | 0 | 1.1901e-05 | 0.012131 |  | 5012.2059 | 1624.8883 | 2079.5846 | 3421.0787 | 0 | 0 | 0.72517 | 12138.4828 | 252 | 1
2004 | 1 | 11 | 11 | 0.0047989 | 0.0020084 | 0.0027826 | 0.0024729 | 0 | 0 | 1.1901e-05 | 0.012075 |  | 4768.8322 | 1749.9305 | 2047.9995 | 3547.2042 | 0 | 0 | 0.72517 | 12114.6916 | 253 | 1
2004 | 1 | 11 | 12 | 0.004903 | 0.0020309 | 0.0027798 | 0.0024232 | 0 | 0 | 1.1901e-05 | 0.012149 |  | 4872.2621 | 1769.4828 | 2045.8928 | 3475.8361 | 0 | 0 | 0.72517 | 12164.1989 | 254 | 1
2004 | 1 | 11 | 13 | 0.004916 | 0.0019613 | 0.0027915 | 0.0023001 | 0 | 0 | 1.1901e-05 | 0.011981 |  | 4885.1878 | 1708.8465 | 2054.5516 | 3299.2389 | 0 | 0 | 0.72517 | 11948.5499 | 255 | 1
2004 | 1 | 11 | 14 | 0.0046813 | 0.001921 | 0.0028706 | 0.0024529 | 0 | 0 | 1.1901e-05 | 0.011938 |  | 4651.9157 | 1673.7924 | 2112.7439 | 3518.4818 | 0 | 0 | 0.72517 | 11957.659 | 256 | 1
2004 | 1 | 11 | 15 | 0.0047271 | 0.0018027 | 0.0028893 | 0.0024733 | 0 | 0 | 1.1901e-05 | 0.011904 |  | 4697.4823 | 1570.6737 | 2126.5282 | 3547.7134 | 0 | 0 | 0.72517 | 11943.1228 | 257 | 1
2004 | 1 | 11 | 16 | 0.0051729 | 0.0017303 | 0.0028563 | 0.0025236 | 0 | 0 | 1.1901e-05 | 0.012295 |  | 5140.4221 | 1507.6181 | 2102.1979 | 3619.8273 | 0 | 0 | 0.72517 | 12370.7906 | 258 | 1
2004 | 1 | 11 | 17 | 0.0055982 | 0.0017223 | 0.0028562 | 0.002641 | 4.3527e-05 | 1.6351e-06 | 1.1901e-05 | 0.012875 |  | 5563.1313 | 1500.6605 | 2102.1338 | 3788.2553 | 13.001 | 0.91469 | 0.72517 | 12968.8218 | 259 | 1
2004 | 1 | 11 | 18 | 0.0069665 | 0.0014827 | 0.0028853 | 0.0026894 | 0.00017411 | 6.5404e-06 | 1.1901e-05 | 0.014217 |  | 6922.8571 | 1291.8336 | 2123.5962 | 3857.7411 | 52.0041 | 3.6588 | 0.72517 | 14252.416 | 260 | 1
2004 | 1 | 11 | 19 | 0.0073269 | 0.0013648 | 0.0028544 | 0.0025822 | 0.00017411 | 6.5404e-06 | 1.1901e-05 | 0.014321 |  | 7281.0134 | 1189.1329 | 2100.8337 | 3703.8638 | 52.0041 | 3.6588 | 0.72517 | 14331.2318 | 261 | 1
2004 | 1 | 11 | 20 | 0.0065621 | 0.0015114 | 0.0028117 | 0.0026747 | 0.00017411 | 6.5404e-06 | 1.1901e-05 | 0.013752 |  | 6520.9323 | 1316.9039 | 2069.4053 | 3836.5719 | 52.0041 | 3.6588 | 0.72517 | 13800.2013 | 262 | 1
2004 | 1 | 11 | 21 | 0.0061693 | 0.0015852 | 0.0027375 | 0.0027374 | 0.00017411 | 6.5404e-06 | 1.1901e-05 | 0.013422 |  | 6130.5862 | 1381.2056 | 2014.7915 | 3926.5995 | 52.0041 | 3.6588 | 0.72517 | 13509.5708 | 263 | 1
2004 | 1 | 11 | 22 | 0.0061196 | 0.0015027 | 0.0026955 | 0.0026945 | 0.00017411 | 6.5404e-06 | 1.1901e-05 | 0.013205 |  | 6081.1871 | 1309.3072 | 1983.8908 | 3865.0224 | 52.0041 | 3.6588 | 0.72517 | 13295.7954 | 264 | 1
2004 | 1 | 11 | 23 | 0.0055149 | 0.0014617 | 0.0026085 | 0.0027508 | 0.00017411 | 6.5404e-06 | 1.1901e-05 | 0.012528 |  | 5480.349 | 1273.6028 | 1919.8609 | 3945.6963 | 52.0041 | 3.6588 | 0.72517 | 12675.897 | 265 | 1
2004 | 1 | 11 | 24 | 0.0037062 | 0.0017173 | 0.0027016 | 0.0035102 | 0.00017411 | 6.5404e-06 | 1.1901e-05 | 0.011828 |  | 3682.9216 | 1496.2997 | 1988.3824 | 5035.067 | 52.0041 | 3.6588 | 0.72517 | 12259.0588 | 266 | 1
2004 | 1 | 12 | 1 | 0.0029769 | 0.0018833 | 0.0027388 | 0.0035698 | 0.00017411 | 6.5404e-06 | 1.1901e-05 | 0.011361 |  | 2958.2744 | 1640.9384 | 2015.7625 | 5120.5008 | 52.0041 | 3.6588 | 0.72517 | 11791.8641 | 267 | 1
2004 | 1 | 12 | 2 | 0.0025796 | 0.0019588 | 0.002877 | 0.0035202 | 0.00017411 | 6.5404e-06 | 1.1901e-05 | 0.011128 |  | 2563.4252 | 1706.6977 | 2117.4525 | 5049.4522 | 52.0041 | 3.6588 | 0.72517 | 11493.4156 | 268 | 1
2004 | 1 | 12 | 3 | 0.0024099 | 0.0020172 | 0.0029044 | 0.0035997 | 0.00017411 | 6.5404e-06 | 1.1901e-05 | 0.011124 |  | 2394.8325 | 1757.6186 | 2137.5824 | 5163.4426 | 52.0041 | 3.6588 | 0.72517 | 11509.8641 | 269 | 1
2004 | 1 | 12 | 4 | 0.0025909 | 0.0018781 | 0.0028556 | 0.0039659 | 0.00017411 | 6.5404e-06 | 1.1901e-05 | 0.011483 |  | 2574.619 | 1636.3729 | 2101.6898 | 5688.6518 | 52.0041 | 3.6588 | 0.72517 | 12057.7215 | 270 | 1
2004 | 1 | 12 | 5 | 0.0025573 | 0.001971 | 0.0028537 | 0.0040641 | 0.00017411 | 6.5404e-06 | 1.1901e-05 | 0.011639 |  | 2541.2656 | 1717.3237 | 2100.3155 | 5829.5416 | 52.0041 | 3.6588 | 0.72517 | 12244.8344 | 271 | 1
2004 | 1 | 12 | 6 | 0.0028302 | 0.0019202 | 0.0029197 | 0.0040705 | 0.00017411 | 6.5404e-06 | 1.1901e-05 | 0.011933 |  | 2812.4688 | 1673.0985 | 2148.9025 | 5838.7525 | 52.0041 | 3.6588 | 0.72517 | 12529.6103 | 272 | 1
2004 | 1 | 12 | 7 | 0.0037073 | 0.0019045 | 0.0032654 | 0.0036423 | 0.00017411 | 6.5404e-06 | 1.1901e-05 | 0.012712 |  | 3684.0672 | 1659.3889 | 2403.3163 | 5224.534 | 52.0041 | 3.6588 | 0.72517 | 13027.6944 | 273 | 1
2004 | 1 | 12 | 8 | 0.0046334 | 0.0018037 | 0.0037476 | 0.0037723 | 0.00017411 | 6.5404e-06 | 1.1901e-05 | 0.01415 |  | 4604.4009 | 1571.5649 | 2758.2434 | 5411.0529 | 52.0041 | 3.6588 | 0.72517 | 14401.6501 | 274 | 1
2004 | 1 | 12 | 9 | 0.0049509 | 0.0019625 | 0.0037806 | 0.0043173 | 0 | 0 | 1.1901e-05 | 0.015023 |  | 4919.9093 | 1709.8927 | 2782.471 | 6192.7164 | 0 | 0 | 0.72517 | 15605.7147 | 275 | 1
2004 | 1 | 12 | 10 | 0.0041696 | 0.0022245 | 0.0038217 | 0.0045308 | 0 | 0 | 1.1901e-05 | 0.014759 |  | 4143.4298 | 1938.2284 | 2812.7714 | 6499.0501 | 0 | 0 | 0.72517 | 15394.2049 | 276 | 1
2004 | 1 | 12 | 11 | 0.0040677 | 0.00227 | 0.0039366 | 0.004471 | 0 | 0 | 1.1901e-05 | 0.014757 |  | 4042.2065 | 1977.8398 | 2897.3019 | 6413.2142 | 0 | 0 | 0.72517 | 15331.2876 | 277 | 1
2004 | 1 | 12 | 12 | 0.0041084 | 0.0022127 | 0.0040184 | 0.004545 | 0 | 0 | 1.1901e-05 | 0.014896 |  | 4082.6493 | 1927.8958 | 2957.4964 | 6519.3194 | 0 | 0 | 0.72517 | 15488.0861 | 278 | 1
2004 | 1 | 12 | 13 | 0.0043147 | 0.0019787 | 0.0039582 | 0.0044768 | 0 | 0 | 1.1901e-05 | 0.01474 |  | 4287.6613 | 1724.0687 | 2913.2008 | 6421.5728 | 0 | 0 | 0.72517 | 15347.2287 | 279 | 1
2004 | 1 | 12 | 14 | 0.0040907 | 0.0020277 | 0.0039888 | 0.0042495 | 0 | 0 | 1.1901e-05 | 0.014369 |  | 4065.0484 | 1766.6973 | 2935.7101 | 6095.4674 | 0 | 0 | 0.72517 | 14863.6484 | 280 | 1
2004 | 1 | 12 | 15 | 0.0041491 | 0.0019301 | 0.0040133 | 0.0045223 | 0 | 0 | 1.1901e-05 | 0.014627 |  | 4123.0999 | 1681.645 | 2953.7624 | 6486.8792 | 0 | 0 | 0.72517 | 15246.1117 | 281 | 1
2004 | 1 | 12 | 16 | 0.0046757 | 0.001859 | 0.0038813 | 0.0043855 | 0 | 0 | 1.1901e-05 | 0.014813 |  | 4646.4062 | 1619.7141 | 2856.6339 | 6290.6523 | 0 | 0 | 0.72517 | 15414.1317 | 282 | 1
2004 | 1 | 12 | 17 | 0.0053739 | 0.0017559 | 0.0038266 | 0.0042003 | 4.3527e-05 | 1.6351e-06 | 1.1901e-05 | 0.015214 |  | 5340.2334 | 1529.9066 | 2816.3157 | 6024.9753 | 13.001 | 0.91469 | 0.72517 | 15726.0719 | 283 | 1
2004 | 1 | 12 | 18 | 0.0067618 | 0.0015808 | 0.0038784 | 0.0035926 | 0.00017411 | 6.5404e-06 | 1.1901e-05 | 0.016006 |  | 6719.3764 | 1377.3463 | 2854.4713 | 5153.2607 | 52.0041 | 3.6588 | 0.72517 | 16160.8426 | 284 | 1
2004 | 1 | 12 | 19 | 0.0066954 | 0.0015508 | 0.0038671 | 0.0038872 | 0.00017411 | 6.5404e-06 | 1.1901e-05 | 0.016193 |  | 6653.4702 | 1351.1652 | 2846.1831 | 5575.834 | 52.0041 | 3.6588 | 0.72517 | 16483.0404 | 285 | 1
2004 | 1 | 12 | 20 | 0.0068723 | 0.0013413 | 0.0037704 | 0.0039685 | 0.00017411 | 6.5404e-06 | 1.1901e-05 | 0.016145 |  | 6829.2203 | 1168.6382 | 2774.9897 | 5692.4762 | 52.0041 | 3.6588 | 0.72517 | 16521.7124 | 286 | 1
2004 | 1 | 12 | 21 | 0.0063512 | 0.0013968 | 0.0036829 | 0.0040473 | 0.00017411 | 6.5404e-06 | 1.1901e-05 | 0.015671 |  | 6311.3466 | 1216.9868 | 2710.5662 | 5805.401 | 52.0041 | 3.6588 | 0.72517 | 16100.6887 | 287 | 1
2004 | 1 | 12 | 22 | 0.005773 | 0.0014601 | 0.0035919 | 0.0040902 | 0.00017411 | 6.5404e-06 | 1.1901e-05 | 0.015108 |  | 5736.7729 | 1272.2069 | 2643.6357 | 5866.9895 | 52.0041 | 3.6588 | 0.72517 | 15575.9929 | 288 | 1
2004 | 1 | 12 | 23 | 0.0052415 | 0.0013707 | 0.0034921 | 0.0042008 | 0.00017411 | 6.5404e-06 | 1.1901e-05 | 0.014498 |  | 5208.6273 | 1194.2794 | 2570.1753 | 6025.6857 | 52.0041 | 3.6588 | 0.72517 | 15055.1556 | 289 | 1
2004 | 1 | 12 | 24 | 0.0035645 | 0.001703 | 0.0033411 | 0.004156 | 0.00017411 | 6.5404e-06 | 1.1901e-05 | 0.012957 |  | 3542.1201 | 1483.773 | 2459.0068 | 5961.4449 | 52.0041 | 3.6588 | 0.72517 | 13502.7328 | 290 | 1
2004 | 1 | 13 | 1 | 0.002737 | 0.0018405 | 0.0032215 | 0.0041608 | 0.00017411 | 6.5404e-06 | 1.1901e-05 | 0.012152 |  | 2719.808 | 1603.631 | 2370.9979 | 5968.288 | 52.0041 | 3.6588 | 0.72517 | 12719.1128 | 291 | 1
2004 | 1 | 13 | 2 | 0.0024288 | 0.001891 | 0.003025 | 0.004162 | 0.00017411 | 6.5404e-06 | 1.1901e-05 | 0.011699 |  | 2413.6062 | 1647.6466 | 2226.3903 | 5970.0165 | 52.0041 | 3.6588 | 0.72517 | 12314.0476 | 292 | 1
2004 | 1 | 13 | 3 | 0.0023864 | 0.0018401 | 0.0029531 | 0.004201 | 0.00017411 | 6.5404e-06 | 1.1901e-05 | 0.011573 |  | 2371.4658 | 1603.3052 | 2173.466 | 6025.9224 | 52.0041 | 3.6588 | 0.72517 | 12230.5474 | 293 | 1
2004 | 1 | 13 | 4 | 0.0024715 | 0.0017963 | 0.0028655 | 0.0042096 | 0.00017411 | 6.5404e-06 | 1.1901e-05 | 0.011535 |  | 2456.0296 | 1565.0739 | 2108.9633 | 6038.2827 | 52.0041 | 3.6588 | 0.72517 | 12224.7374 | 294 | 1
2004 | 1 | 13 | 5 | 0.0025808 | 0.0018446 | 0.0028915 | 0.0040335 | 0.00017411 | 6.5404e-06 | 1.1901e-05 | 0.011543 |  | 2564.6276 | 1607.1582 | 2128.1592 | 5785.6053 | 52.0041 | 3.6588 | 0.72517 | 12141.9383 | 295 | 1
2004 | 1 | 13 | 6 | 0.0028129 | 0.001845 | 0.0029595 | 0.0039773 | 0.00017411 | 6.5404e-06 | 1.1901e-05 | 0.011787 |  | 2795.3008 | 1607.58 | 2178.1722 | 5705.0734 | 52.0041 | 3.6588 | 0.72517 | 12342.5143 | 296 | 1
2004 | 1 | 13 | 7 | 0.0035794 | 0.0018049 | 0.0032952 | 0.0039513 | 0.00017411 | 6.5404e-06 | 1.1901e-05 | 0.012823 |  | 3556.9613 | 1572.5621 | 2425.276 | 5667.8267 | 52.0041 | 3.6588 | 0.72517 | 13279.0141 | 297 | 1
2004 | 1 | 13 | 8 | 0.0044009 | 0.0018702 | 0.0037128 | 0.0038297 | 0.00017411 | 6.5404e-06 | 1.1901e-05 | 0.014006 |  | 4373.3336 | 1629.4639 | 2732.5724 | 5493.3131 | 52.0041 | 3.6588 | 0.72517 | 14285.071 | 298 | 1
2004 | 1 | 13 | 9 | 0.0044868 | 0.0019959 | 0.0038181 | 0.0040491 | 0 | 0 | 1.1901e-05 | 0.014362 |  | 4458.7115 | 1739.0579 | 2810.1286 | 5808.1003 | 0 | 0 | 0.72517 | 14816.7234 | 299 | 1
2004 | 1 | 13 | 10 | 0.0036655 | 0.0023482 | 0.0037998 | 0.004275 | 0 | 0 | 1.1901e-05 | 0.0141 |  | 3642.5149 | 2045.9852 | 2796.6569 | 6132.0275 | 0 | 0 | 0.72517 | 14617.9096 | 300 | 1
2004 | 1 | 13 | 11 | 0.0036564 | 0.0023191 | 0.003902 | 0.0042227 | 0 | 0 | 1.1901e-05 | 0.014112 |  | 3633.5071 | 2020.5935 | 2871.8384 | 6057.1311 | 0 | 0 | 0.72517 | 14583.7953 | 301 | 1
2004 | 1 | 13 | 12 | 0.0040133 | 0.0022155 | 0.0039384 | 0.0042444 | 0 | 0 | 1.1901e-05 | 0.014424 |  | 3988.166 | 1930.3919 | 2898.6587 | 6088.245 | 0 | 0 | 0.72517 | 14906.1868 | 302 | 1
2004 | 1 | 13 | 13 | 0.0038631 | 0.0021528 | 0.0038987 | 0.0041218 | 0 | 0 | 1.1901e-05 | 0.014048 |  | 3838.8942 | 1875.728 | 2869.4388 | 5912.2874 | 0 | 0 | 0.72517 | 14497.0736 | 303 | 1
2004 | 1 | 13 | 14 | 0.0036141 | 0.0021267 | 0.0039842 | 0.0041837 | 0 | 0 | 1.1901e-05 | 0.013921 |  | 3591.4915 | 1852.9614 | 2932.3684 | 6001.1781 | 0 | 0 | 0.72517 | 14378.7245 | 304 | 1
2004 | 1 | 13 | 15 | 0.0037231 | 0.0020832 | 0.0038855 | 0.0041365 | 0 | 0 | 1.1901e-05 | 0.01384 |  | 3699.7977 | 1815.1208 | 2859.6699 | 5933.3852 | 0 | 0 | 0.72517 | 14308.6988 | 305 | 1
2004 | 1 | 13 | 16 | 0.0037867 | 0.0020709 | 0.0038573 | 0.0041378 | 0 | 0 | 1.1901e-05 | 0.013865 |  | 3762.9613 | 1804.39 | 2838.9782 | 5935.2797 | 0 | 0 | 0.72517 | 14342.3343 | 306 | 1
2004 | 1 | 13 | 17 | 0.0047094 | 0.0018406 | 0.0037907 | 0.0042382 | 4.3527e-05 | 1.6351e-06 | 1.1901e-05 | 0.014636 |  | 4679.8475 | 1603.7287 | 2789.9223 | 6079.2473 | 13.001 | 0.91469 | 0.72517 | 15167.3866 | 307 | 1
2004 | 1 | 13 | 18 | 0.0057903 | 0.0017462 | 0.0037189 | 0.0040339 | 0.00017411 | 6.5404e-06 | 1.1901e-05 | 0.015482 |  | 5753.9689 | 1521.4356 | 2737.0745 | 5786.2445 | 52.0041 | 3.6588 | 0.72517 | 15855.1114 | 308 | 1
2004 | 1 | 13 | 19 | 0.0063828 | 0.0015166 | 0.0037177 | 0.0042366 | 0.00017411 | 6.5404e-06 | 1.1901e-05 | 0.016046 |  | 6342.7838 | 1321.4215 | 2736.1768 | 6076.9501 | 52.0041 | 3.6588 | 0.72517 | 16533.7202 | 309 | 1
2004 | 1 | 13 | 20 | 0.0064709 | 0.0014433 | 0.0036683 | 0.0040056 | 0.00017411 | 6.5404e-06 | 1.1901e-05 | 0.015781 |  | 6430.3426 | 1257.5167 | 2699.8448 | 5745.6587 | 52.0041 | 3.6588 | 0.72517 | 16189.7508 | 310 | 1
2004 | 1 | 13 | 21 | 0.0063134 | 0.0013757 | 0.0036268 | 0.0042912 | 0.00017411 | 6.5404e-06 | 1.1901e-05 | 0.0158 |  | 6273.7741 | 1198.6153 | 2669.3273 | 6155.3276 | 52.0041 | 3.6588 | 0.72517 | 16353.4323 | 311 | 1
2004 | 1 | 13 | 22 | 0.0056659 | 0.0013931 | 0.0035037 | 0.0043331 | 0.00017411 | 6.5404e-06 | 1.1901e-05 | 0.015088 |  | 5630.3586 | 1213.7996 | 2578.6729 | 6215.377 | 52.0041 | 3.6588 | 0.72517 | 15694.5962 | 312 | 1
2004 | 1 | 13 | 23 | 0.0052475 | 0.0014084 | 0.0034601 | 0.004167 | 0.00017411 | 6.5404e-06 | 1.1901e-05 | 0.014476 |  | 5214.6308 | 1227.1537 | 2546.5735 | 5977.1677 | 52.0041 | 3.6588 | 0.72517 | 15021.9136 | 313 | 1
2004 | 1 | 13 | 24 | 0.0037039 | 0.0017069 | 0.0032757 | 0.0038351 | 0.00017411 | 6.5404e-06 | 1.1901e-05 | 0.012714 |  | 3680.7013 | 1487.2386 | 2410.9177 | 5501.0561 | 52.0041 | 3.6588 | 0.72517 | 13136.3016 | 314 | 1
2004 | 1 | 14 | 1 | 0.0026285 | 0.0018405 | 0.0031158 | 0.0040124 | 0.00017411 | 6.5404e-06 | 1.1901e-05 | 0.01179 |  | 2612.0116 | 1603.631 | 2293.2293 | 5755.3437 | 52.0041 | 3.6588 | 0.72517 | 12320.6035 | 315 | 1
2004 | 1 | 14 | 2 | 0.0023139 | 0.001891 | 0.0030195 | 0.00441 | 0.00017411 | 6.5404e-06 | 1.1901e-05 | 0.011827 |  | 2299.3759 | 1647.6466 | 2222.3504 | 6325.7684 | 52.0041 | 3.6588 | 0.72517 | 12551.5293 | 316 | 1
2004 | 1 | 14 | 3 | 0.0022685 | 0.0018401 | 0.0030121 | 0.0042719 | 0.00017411 | 6.5404e-06 | 1.1901e-05 | 0.011585 |  | 2254.2396 | 1603.3052 | 2216.9193 | 6127.6706 | 52.0041 | 3.6588 | 0.72517 | 12258.5226 | 317 | 1
2004 | 1 | 14 | 4 | 0.0023512 | 0.0017963 | 0.0029101 | 0.0042113 | 0.00017411 | 6.5404e-06 | 1.1901e-05 | 0.011461 |  | 2336.4585 | 1565.0739 | 2141.8446 | 6040.6979 | 52.0041 | 3.6588 | 0.72517 | 12140.4629 | 318 | 1
2004 | 1 | 14 | 5 | 0.0024545 | 0.0018446 | 0.003016 | 0.0043571 | 0.00017411 | 6.5404e-06 | 1.1901e-05 | 0.011865 |  | 2439.1086 | 1607.1582 | 2219.7406 | 6249.8538 | 52.0041 | 3.6588 | 0.72517 | 12572.2491 | 319 | 1
2004 | 1 | 14 | 6 | 0.0026735 | 0.001845 | 0.0030806 | 0.0043565 | 0.00017411 | 6.5404e-06 | 1.1901e-05 | 0.012148 |  | 2656.7386 | 1607.58 | 2267.2939 | 6249.0484 | 52.0041 | 3.6588 | 0.72517 | 12837.0489 | 320 | 1
2004 | 1 | 14 | 7 | 0.0034084 | 0.0018049 | 0.0033907 | 0.0043546 | 0.00017411 | 6.5404e-06 | 1.1901e-05 | 0.013151 |  | 3387.0364 | 1572.5621 | 2495.5256 | 6246.2781 | 52.0041 | 3.6588 | 0.72517 | 13757.7901 | 321 | 1
2004 | 1 | 14 | 8 | 0.004224 | 0.0018702 | 0.0037673 | 0.0042113 | 0.00017411 | 6.5404e-06 | 1.1901e-05 | 0.014265 |  | 4197.5586 | 1629.4639 | 2772.7048 | 6040.7689 | 52.0041 | 3.6588 | 0.72517 | 14696.8842 | 322 | 1
2004 | 1 | 14 | 9 | 0.0043251 | 0.0019959 | 0.0038931 | 0.0040897 | 0 | 0 | 1.1901e-05 | 0.014316 |  | 4297.9396 | 1739.0579 | 2865.313 | 5866.2792 | 0 | 0 | 0.72517 | 14769.3149 | 323 | 1
2004 | 1 | 14 | 10 | 0.0035195 | 0.0023482 | 0.0039072 | 0.0039636 | 0 | 0 | 1.1901e-05 | 0.01375 |  | 3497.4413 | 2045.9852 | 2875.6873 | 5685.4438 | 0 | 0 | 0.72517 | 14105.2827 | 324 | 1
2004 | 1 | 14 | 11 | 0.0035119 | 0.0023191 | 0.0040138 | 0.0042567 | 0 | 0 | 1.1901e-05 | 0.014113 |  | 3489.864 | 2020.5935 | 2954.1181 | 6105.8385 | 0 | 0 | 0.72517 | 14571.1392 | 325 | 1
2004 | 1 | 14 | 12 | 0.0038705 | 0.0022155 | 0.0040637 | 0.0043322 | 0 | 0 | 1.1901e-05 | 0.014494 |  | 3846.2806 | 1930.3919 | 2990.8841 | 6214.1931 | 0 | 0 | 0.72517 | 14982.4749 | 326 | 1
2004 | 1 | 14 | 13 | 0.0037285 | 0.0021528 | 0.0040433 | 0.0043068 | 0 | 0 | 1.1901e-05 | 0.014243 |  | 3705.1566 | 1875.728 | 2975.8343 | 6177.6329 | 0 | 0 | 0.72517 | 14735.0769 | 327 | 1
2004 | 1 | 14 | 14 | 0.0034828 | 0.0021267 | 0.0040749 | 0.0041698 | 0 | 0 | 1.1901e-05 | 0.013866 |  | 3460.9996 | 1852.9614 | 2999.1019 | 5981.2167 | 0 | 0 | 0.72517 | 14295.0047 | 328 | 1
2004 | 1 | 14 | 15 | 0.0035942 | 0.0020832 | 0.0039863 | 0.0043545 | 0 | 0 | 1.1901e-05 | 0.01403 |  | 3571.6269 | 1815.1208 | 2933.861 | 6246.1833 | 0 | 0 | 0.72517 | 14567.5172 | 329 | 1
2004 | 1 | 14 | 16 | 0.0036636 | 0.0020709 | 0.0039028 | 0.0041758 | 0 | 0 | 1.1901e-05 | 0.013825 |  | 3640.59 | 1804.39 | 2872.4228 | 5989.7883 | 0 | 0 | 0.72517 | 14307.9163 | 330 | 1
2004 | 1 | 14 | 17 | 0.0045719 | 0.0018406 | 0.0038841 | 0.0041681 | 4.3527e-05 | 1.6351e-06 | 1.1901e-05 | 0.014522 |  | 4543.2725 | 1603.7287 | 2858.6491 | 5978.683 | 13.001 | 0.91469 | 0.72517 | 14998.9742 | 331 | 1
2004 | 1 | 14 | 18 | 0.0056409 | 0.0017462 | 0.0039103 | 0.0039063 | 0.00017411 | 6.5404e-06 | 1.1901e-05 | 0.015396 |  | 5605.5652 | 1521.4356 | 2877.9175 | 5603.1518 | 52.0041 | 3.6588 | 0.72517 | 15664.4581 | 332 | 1
2004 | 1 | 14 | 19 | 0.0062284 | 0.0015166 | 0.0037958 | 0.0039266 | 0.00017411 | 6.5404e-06 | 1.1901e-05 | 0.01566 |  | 6189.3061 | 1321.4215 | 2793.7035 | 5632.2847 | 52.0041 | 3.6588 | 0.72517 | 15993.1038 | 333 | 1
2004 | 1 | 14 | 20 | 0.0063056 | 0.0014433 | 0.0037773 | 0.0040948 | 0.00017411 | 6.5404e-06 | 1.1901e-05 | 0.015814 |  | 6266.0956 | 1257.5167 | 2780.0853 | 5873.5485 | 52.0041 | 3.6588 | 0.72517 | 16233.6341 | 334 | 1
2004 | 1 | 14 | 21 | 0.006154 | 0.0013757 | 0.0036466 | 0.0038591 | 0.00017411 | 6.5404e-06 | 1.1901e-05 | 0.015228 |  | 6115.4616 | 1198.6153 | 2683.8907 | 5535.5798 | 52.0041 | 3.6588 | 0.72517 | 15589.9353 | 335 | 1
2004 | 1 | 14 | 22 | 0.0055141 | 0.0013931 | 0.0035545 | 0.0039971 | 0.00017411 | 6.5404e-06 | 1.1901e-05 | 0.014651 |  | 5479.4821 | 1213.7996 | 2616.1219 | 5733.4645 | 52.0041 | 3.6588 | 0.72517 | 15099.2561 | 336 | 1
2004 | 1 | 14 | 23 | 0.0050912 | 0.0014084 | 0.0034282 | 0.0040282 | 0.00017411 | 6.5404e-06 | 1.1901e-05 | 0.014149 |  | 5059.2569 | 1227.1537 | 2523.1279 | 5778.1229 | 52.0041 | 3.6588 | 0.72517 | 14644.0494 | 337 | 1
2004 | 1 | 14 | 24 | 0.0035713 | 0.0017069 | 0.0033331 | 0.004088 | 0.00017411 | 6.5404e-06 | 1.1901e-05 | 0.012892 |  | 3548.9104 | 1487.2386 | 2453.1639 | 5863.8877 | 52.0041 | 3.6588 | 0.72517 | 13409.5887 | 338 | 1
2004 | 1 | 15 | 1 | 0.0026841 | 0.0018405 | 0.0032285 | 0.0041145 | 0.00017411 | 6.5404e-06 | 1.1901e-05 | 0.01206 |  | 2667.2763 | 1603.631 | 2376.1511 | 5901.916 | 52.0041 | 3.6588 | 0.72517 | 12605.3624 | 339 | 1
2004 | 1 | 15 | 2 | 0.0023728 | 0.001891 | 0.0030234 | 0.0038422 | 0.00017411 | 6.5404e-06 | 1.1901e-05 | 0.011322 |  | 2357.9391 | 1647.6466 | 2225.2217 | 5511.2381 | 52.0041 | 3.6588 | 0.72517 | 11798.4335 | 340 | 1
2004 | 1 | 15 | 3 | 0.0023289 | 0.0018401 | 0.0029978 | 0.0042315 | 0.00017411 | 6.5404e-06 | 1.1901e-05 | 0.011591 |  | 2314.3387 | 1603.3052 | 2206.3497 | 6069.7285 | 52.0041 | 3.6588 | 0.72517 | 12250.1101 | 341 | 1
2004 | 1 | 15 | 4 | 0.0024129 | 0.0017963 | 0.0030015 | 0.0041088 | 0.00017411 | 6.5404e-06 | 1.1901e-05 | 0.011512 |  | 2397.7598 | 1565.0739 | 2209.1044 | 5893.7231 | 52.0041 | 3.6588 | 0.72517 | 12122.0492 | 342 | 1
2004 | 1 | 15 | 5 | 0.0025193 | 0.0018446 | 0.0030151 | 0.0038542 | 0.00017411 | 6.5404e-06 | 1.1901e-05 | 0.011426 |  | 2503.4594 | 1607.1582 | 2219.0988 | 5528.429 | 52.0041 | 3.6588 | 0.72517 | 11914.5333 | 343 | 1
2004 | 1 | 15 | 6 | 0.002745 | 0.001845 | 0.0029756 | 0.0035796 | 0.00017411 | 6.5404e-06 | 1.1901e-05 | 0.011338 |  | 2727.7763 | 1607.58 | 2190.0295 | 5134.5777 | 52.0041 | 3.6588 | 0.72517 | 11716.3515 | 344 | 1
2004 | 1 | 15 | 7 | 0.0034961 | 0.0018049 | 0.0032647 | 0.0039168 | 0.00017411 | 6.5404e-06 | 1.1901e-05 | 0.012675 |  | 3474.153 | 1572.5621 | 2402.8181 | 5618.3139 | 52.0041 | 3.6588 | 0.72517 | 13124.235 | 345 | 1
2004 | 1 | 15 | 8 | 0.0043147 | 0.0018702 | 0.003684 | 0.0040812 | 0.00017411 | 6.5404e-06 | 1.1901e-05 | 0.014143 |  | 4287.6744 | 1629.4639 | 2711.4045 | 5854.0373 | 52.0041 | 3.6588 | 0.72517 | 14538.968 | 346 | 1
2004 | 1 | 15 | 9 | 0.004408 | 0.0019959 | 0.0039022 | 0.0039794 | 0 | 0 | 1.1901e-05 | 0.014297 |  | 4380.3637 | 1739.0579 | 2871.9911 | 5708.0332 | 0 | 0 | 0.72517 | 14700.171 | 347 | 1
2004 | 1 | 15 | 10 | 0.0035944 | 0.0023482 | 0.0038543 | 0.0041252 | 0 | 0 | 1.1901e-05 | 0.013934 |  | 3571.8172 | 2045.9852 | 2836.7314 | 5917.1651 | 0 | 0 | 0.72517 | 14372.424 | 348 | 1
2004 | 1 | 15 | 11 | 0.003586 | 0.0023191 | 0.0039384 | 0.0040799 | 0 | 0 | 1.1901e-05 | 0.013935 |  | 3563.5066 | 2020.5935 | 2898.6482 | 5852.214 | 0 | 0 | 0.72517 | 14335.6874 | 349 | 1
2004 | 1 | 15 | 12 | 0.0039437 | 0.0022155 | 0.0039555 | 0.0038792 | 0 | 0 | 1.1901e-05 | 0.014006 |  | 3919.0221 | 1930.3919 | 2911.2489 | 5564.3738 | 0 | 0 | 0.72517 | 14325.7618 | 350 | 1
2004 | 1 | 15 | 13 | 0.0037975 | 0.0021528 | 0.0039196 | 0.0038674 | 0 | 0 | 1.1901e-05 | 0.013749 |  | 3773.7208 | 1875.728 | 2884.7641 | 5547.4192 | 0 | 0 | 0.72517 | 14082.3572 | 351 | 1
2004 | 1 | 15 | 14 | 0.0035502 | 0.0021267 | 0.0039444 | 0.003806 | 0 | 0 | 1.1901e-05 | 0.013439 |  | 3527.8999 | 1852.9614 | 2903.0437 | 5459.2865 | 0 | 0 | 0.72517 | 13743.9166 | 352 | 1
2004 | 1 | 15 | 15 | 0.0036603 | 0.0020832 | 0.0038992 | 0.0036964 | 0 | 0 | 1.1901e-05 | 0.013351 |  | 3637.3372 | 1815.1208 | 2869.7649 | 5302.1537 | 0 | 0 | 0.72517 | 13625.1017 | 353 | 1
2004 | 1 | 15 | 16 | 0.0037267 | 0.0020709 | 0.0038661 | 0.0039734 | 0 | 0 | 1.1901e-05 | 0.013649 |  | 3703.327 | 1804.39 | 2845.4143 | 5699.4141 | 0 | 0 | 0.72517 | 14053.2705 | 354 | 1
2004 | 1 | 15 | 17 | 0.0046424 | 0.0018406 | 0.0037681 | 0.0042578 | 4.3527e-05 | 1.6351e-06 | 1.1901e-05 | 0.014566 |  | 4613.2913 | 1603.7287 | 2773.2798 | 6107.425 | 13.001 | 0.91469 | 0.72517 | 15112.3658 | 355 | 1
2004 | 1 | 15 | 18 | 0.0057175 | 0.0017462 | 0.0037824 | 0.0040948 | 0.00017411 | 6.5404e-06 | 1.1901e-05 | 0.015533 |  | 5681.6483 | 1521.4356 | 2783.8211 | 5873.6436 | 52.0041 | 3.6588 | 0.72517 | 15916.9366 | 356 | 1
2004 | 1 | 15 | 19 | 0.0063075 | 0.0015166 | 0.0038818 | 0.0042039 | 0.00017411 | 6.5404e-06 | 1.1901e-05 | 0.016102 |  | 6267.9907 | 1321.4215 | 2856.9445 | 6030.1609 | 52.0041 | 3.6588 | 0.72517 | 16532.9055 | 357 | 1
2004 | 1 | 15 | 20 | 0.0063904 | 0.0014433 | 0.0037674 | 0.0041637 | 0.00017411 | 6.5404e-06 | 1.1901e-05 | 0.015957 |  | 6350.3013 | 1257.5167 | 2772.8137 | 5972.4082 | 52.0041 | 3.6588 | 0.72517 | 16409.4278 | 358 | 1
2004 | 1 | 15 | 21 | 0.0062357 | 0.0013757 | 0.0036444 | 0.0042053 | 0.00017411 | 6.5404e-06 | 1.1901e-05 | 0.015654 |  | 6196.6247 | 1198.6153 | 2682.2737 | 6032.1501 | 52.0041 | 3.6588 | 0.72517 | 16166.0517 | 359 | 1
2004 | 1 | 15 | 22 | 0.0055919 | 0.0013931 | 0.0035491 | 0.0042267 | 0.00017411 | 6.5404e-06 | 1.1901e-05 | 0.014953 |  | 5556.833 | 1213.7996 | 2612.0859 | 6062.743 | 52.0041 | 3.6588 | 0.72517 | 15501.8496 | 360 | 1
2004 | 1 | 15 | 23 | 0.0051713 | 0.0014084 | 0.0034199 | 0.0041408 | 0.00017411 | 6.5404e-06 | 1.1901e-05 | 0.014333 |  | 5138.9135 | 1227.1537 | 2517.036 | 5939.542 | 52.0041 | 3.6588 | 0.72517 | 14879.0331 | 361 | 1
2004 | 1 | 15 | 24 | 0.0036393 | 0.0017069 | 0.0032476 | 0.0039804 | 0.00017411 | 6.5404e-06 | 1.1901e-05 | 0.012767 |  | 3616.4766 | 1487.2386 | 2390.1809 | 5709.5014 | 52.0041 | 3.6588 | 0.72517 | 13259.7854 | 362 | 1
2004 | 1 | 16 | 1 | 0.0030644 | 0.0018043 | 0.0032365 | 0.0036691 | 0.00017411 | 6.5404e-06 | 1.1901e-05 | 0.011967 |  | 3045.2331 | 1572.0523 | 2382.0307 | 5262.9649 | 52.0041 | 3.6588 | 0.72517 | 12318.669 | 363 | 1
2004 | 1 | 16 | 2 | 0.0027607 | 0.0018327 | 0.0030555 | 0.0037614 | 0.00017411 | 6.5404e-06 | 1.1901e-05 | 0.011603 |  | 2743.3732 | 1596.7884 | 2248.856 | 5395.4009 | 52.0041 | 3.6588 | 0.72517 | 12040.8064 | 364 | 1
2004 | 1 | 16 | 3 | 0.0026883 | 0.0018466 | 0.002968 | 0.0040189 | 0.00017411 | 6.5404e-06 | 1.1901e-05 | 0.011714 |  | 2671.4322 | 1608.9121 | 2184.399 | 5764.7917 | 52.0041 | 3.6588 | 0.72517 | 12285.9229 | 365 | 1
2004 | 1 | 16 | 4 | 0.0028454 | 0.0017974 | 0.0028883 | 0.0041196 | 0.00017411 | 6.5404e-06 | 1.1901e-05 | 0.011843 |  | 2827.5964 | 1566.082 | 2125.7888 | 5909.1853 | 52.0041 | 3.6588 | 0.72517 | 12485.0404 | 366 | 1
2004 | 1 | 16 | 5 | 0.0029308 | 0.0018177 | 0.002913 | 0.0041841 | 0.00017411 | 6.5404e-06 | 1.1901e-05 | 0.012038 |  | 2912.4617 | 1583.7522 | 2143.9376 | 6001.6278 | 52.0041 | 3.6588 | 0.72517 | 12698.1673 | 367 | 1
2004 | 1 | 16 | 6 | 0.0031285 | 0.0018708 | 0.0029809 | 0.0040589 | 0.00017411 | 6.5404e-06 | 1.1901e-05 | 0.012232 |  | 3108.8987 | 1630.0184 | 2193.9386 | 5822.1418 | 52.0041 | 3.6588 | 0.72517 | 12811.3854 | 368 | 1
2004 | 1 | 16 | 7 | 0.0040918 | 0.0017957 | 0.0032605 | 0.0040333 | 0.00017411 | 6.5404e-06 | 1.1901e-05 | 0.013374 |  | 4066.1275 | 1564.587 | 2399.6857 | 5785.3449 | 52.0041 | 3.6588 | 0.72517 | 13872.1332 | 369 | 1
2004 | 1 | 16 | 8 | 0.004649 | 0.0018762 | 0.0036934 | 0.0038898 | 0.00017411 | 6.5404e-06 | 1.1901e-05 | 0.014301 |  | 4619.8391 | 1634.7056 | 2718.325 | 5579.5042 | 52.0041 | 3.6588 | 0.72517 | 14608.7618 | 370 | 1
2004 | 1 | 16 | 9 | 0.0047231 | 0.002005 | 0.0038756 | 0.0040409 | 0 | 0 | 1.1901e-05 | 0.014656 |  | 4693.4798 | 1746.916 | 2852.3918 | 5796.2845 | 0 | 0 | 0.72517 | 15089.7973 | 371 | 1
2004 | 1 | 16 | 10 | 0.004387 | 0.0022435 | 0.0038576 | 0.0039428 | 0 | 0 | 1.1901e-05 | 0.014443 |  | 4359.5107 | 1954.7145 | 2839.2035 | 5655.6321 | 0 | 0 | 0.72517 | 14809.7859 | 372 | 1
2004 | 1 | 16 | 11 | 0.0042092 | 0.0022208 | 0.0039788 | 0.0038404 | 0 | 0 | 1.1901e-05 | 0.014261 |  | 4182.8422 | 1934.9527 | 2928.3342 | 5508.728 | 0 | 0 | 0.72517 | 14555.5823 | 373 | 1
2004 | 1 | 16 | 12 | 0.0041183 | 0.0020996 | 0.0040125 | 0.0038652 | 0 | 0 | 1.1901e-05 | 0.014107 |  | 4092.4372 | 1829.3476 | 2953.1509 | 5544.2937 | 0 | 0 | 0.72517 | 14419.9546 | 374 | 1
2004 | 1 | 16 | 13 | 0.0042646 | 0.0019875 | 0.0039195 | 0.0036806 | 0 | 0 | 1.1901e-05 | 0.013864 |  | 4237.8884 | 1731.7282 | 2884.7535 | 5279.4454 | 0 | 0 | 0.72517 | 14134.5407 | 375 | 1
2004 | 1 | 16 | 14 | 0.0037367 | 0.002058 | 0.0040335 | 0.0038839 | 0 | 0 | 1.1901e-05 | 0.013724 |  | 3713.2951 | 1793.1624 | 2968.6145 | 5571.0746 | 0 | 0 | 0.72517 | 14046.8717 | 376 | 1
2004 | 1 | 16 | 15 | 0.0039182 | 0.0020091 | 0.0038876 | 0.0039847 | 0 | 0 | 1.1901e-05 | 0.013812 |  | 3893.6816 | 1750.5465 | 2861.2535 | 5715.6107 | 0 | 0 | 0.72517 | 14221.8174 | 377 | 1
2004 | 1 | 16 | 16 | 0.0047102 | 0.0018243 | 0.003852 | 0.0038145 | 0 | 0 | 1.1901e-05 | 0.014213 |  | 4680.6269 | 1589.497 | 2835.065 | 5471.552 | 0 | 0 | 0.72517 | 14577.4661 | 378 | 1
2004 | 1 | 16 | 17 | 0.0052192 | 0.0017461 | 0.0038028 | 0.0038719 | 4.3527e-05 | 1.6351e-06 | 1.1901e-05 | 0.014697 |  | 5186.5179 | 1521.3773 | 2798.8482 | 5553.8836 | 13.001 | 0.91469 | 0.72517 | 15075.268 | 379 | 1
2004 | 1 | 16 | 18 | 0.0062526 | 0.0016192 | 0.0038511 | 0.0037134 | 0.00017411 | 6.5404e-06 | 1.1901e-05 | 0.015629 |  | 6213.4273 | 1410.7832 | 2834.3713 | 5326.59 | 52.0041 | 3.6588 | 0.72517 | 15841.5598 | 380 | 1
2004 | 1 | 16 | 19 | 0.0067226 | 0.0015035 | 0.0037834 | 0.0034523 | 0.00017411 | 6.5404e-06 | 1.1901e-05 | 0.015654 |  | 6680.4814 | 1310.0197 | 2784.5495 | 4951.9665 | 52.0041 | 3.6588 | 0.72517 | 15783.4051 | 381 | 1
2004 | 1 | 16 | 20 | 0.0062478 | 0.0015357 | 0.0036864 | 0.0032358 | 0.00017411 | 6.5404e-06 | 1.1901e-05 | 0.014898 |  | 6208.5829 | 1338.0641 | 2713.1476 | 4641.5124 | 52.0041 | 3.6588 | 0.72517 | 14957.6949 | 382 | 1
2004 | 1 | 16 | 21 | 0.0062375 | 0.0014937 | 0.0036688 | 0.003287 | 0.00017411 | 6.5404e-06 | 1.1901e-05 | 0.01488 |  | 6198.3619 | 1301.4905 | 2700.1939 | 4714.9408 | 52.0041 | 3.6588 | 0.72517 | 14971.3751 | 383 | 1
2004 | 1 | 16 | 22 | 0.0058099 | 0.0014578 | 0.0034547 | 0.0035373 | 0.00017411 | 6.5404e-06 | 1.1901e-05 | 0.014452 |  | 5773.4666 | 1270.1604 | 2542.6661 | 5073.9128 | 52.0041 | 3.6588 | 0.72517 | 14716.5938 | 384 | 1
2004 | 1 | 16 | 23 | 0.0054789 | 0.0013766 | 0.0033252 | 0.003307 | 0.00017411 | 6.5404e-06 | 1.1901e-05 | 0.01368 |  | 5444.5974 | 1199.4517 | 2447.2942 | 4743.6159 | 52.0041 | 3.6588 | 0.72517 | 13891.3472 | 385 | 1
2004 | 1 | 16 | 24 | 0.004549 | 0.0014824 | 0.0029544 | 0.0027912 | 0.00017411 | 6.5404e-06 | 1.1901e-05 | 0.01197 |  | 4520.5113 | 1291.6391 | 2174.4201 | 4003.698 | 52.0041 | 3.6588 | 0.72517 | 12046.6566 | 386 | 1
2004 | 1 | 17 | 1 | 0.0034604 | 0.0017653 | 0.0029731 | 0.002588 | 0.00017411 | 6.5404e-06 | 1.1901e-05 | 0.010979 |  | 3438.7468 | 1538.1154 | 2188.1791 | 3712.282 | 52.0041 | 3.6588 | 0.72517 | 10933.7113 | 387 | 1
2004 | 1 | 17 | 2 | 0.0031837 | 0.0017335 | 0.0028542 | 0.0025914 | 0.00017411 | 6.5404e-06 | 1.1901e-05 | 0.010555 |  | 3163.7604 | 1510.3788 | 2100.6802 | 3717.1834 | 52.0041 | 3.6588 | 0.72517 | 10548.3908 | 388 | 1
2004 | 1 | 17 | 3 | 0.0029656 | 0.0017884 | 0.0027971 | 0.0027086 | 0.00017411 | 6.5404e-06 | 1.1901e-05 | 0.010452 |  | 2946.9605 | 1558.2104 | 2058.6133 | 3885.2087 | 52.0041 | 3.6588 | 0.72517 | 10505.3809 | 389 | 1
2004 | 1 | 17 | 4 | 0.0028456 | 0.0018108 | 0.0026864 | 0.0028124 | 0.00017411 | 6.5404e-06 | 1.1901e-05 | 0.010348 |  | 2827.7571 | 1577.702 | 1977.1784 | 4034.1252 | 52.0041 | 3.6588 | 0.72517 | 10473.1507 | 390 | 1
2004 | 1 | 17 | 5 | 0.0028812 | 0.0018194 | 0.0027121 | 0.0028665 | 0.00017411 | 6.5404e-06 | 1.1901e-05 | 0.010472 |  | 2863.1657 | 1585.2656 | 1996.0725 | 4111.7686 | 52.0041 | 3.6588 | 0.72517 | 10612.6603 | 391 | 1
2004 | 1 | 17 | 6 | 0.0030554 | 0.0017768 | 0.0026807 | 0.0028613 | 0.00017411 | 6.5404e-06 | 1.1901e-05 | 0.010567 |  | 3036.2183 | 1548.0821 | 1973.0035 | 4104.2148 | 52.0041 | 3.6588 | 0.72517 | 10717.9066 | 392 | 1
2004 | 1 | 17 | 7 | 0.0033802 | 0.0017673 | 0.0028225 | 0.0028799 | 0.00017411 | 6.5404e-06 | 1.1901e-05 | 0.011043 |  | 3359.0371 | 1539.8743 | 2077.3545 | 4130.901 | 52.0041 | 3.6588 | 0.72517 | 11163.555 | 393 | 1
2004 | 1 | 17 | 8 | 0.0042456 | 0.0016455 | 0.003053 | 0.0025853 | 0.00017411 | 6.5404e-06 | 1.1901e-05 | 0.011722 |  | 4219.0321 | 1433.6877 | 2246.963 | 3708.3275 | 52.0041 | 3.6588 | 0.72517 | 11664.3984 | 394 | 1
2004 | 1 | 17 | 9 | 0.0045763 | 0.0017672 | 0.0030955 | 0.0025849 | 0 | 0 | 1.1901e-05 | 0.012036 |  | 4547.6311 | 1539.747 | 2278.2837 | 3707.8303 | 0 | 0 | 0.72517 | 12074.2173 | 395 | 1
2004 | 1 | 17 | 10 | 0.0048702 | 0.0018529 | 0.0031078 | 0.0025678 | 0 | 0 | 1.1901e-05 | 0.012411 |  | 4839.6482 | 1614.4513 | 2287.3473 | 3683.2042 | 0 | 0 | 0.72517 | 12425.376 | 396 | 1
2004 | 1 | 17 | 11 | 0.0050722 | 0.001867 | 0.0030183 | 0.0027852 | 0 | 0 | 1.1901e-05 | 0.012755 |  | 5040.4275 | 1626.7142 | 2221.4405 | 3995.1498 | 0 | 0 | 0.72517 | 12884.4571 | 397 | 1
2004 | 1 | 17 | 12 | 0.0054089 | 0.0017508 | 0.0029688 | 0.0027595 | 0 | 0 | 1.1901e-05 | 0.0129 |  | 5374.9913 | 1525.4311 | 2185.0251 | 3958.1872 | 0 | 0 | 0.72517 | 13044.3598 | 398 | 1
2004 | 1 | 17 | 13 | 0.005678 | 0.0015761 | 0.0029471 | 0.0027902 | 0 | 0 | 1.1901e-05 | 0.013003 |  | 5642.3824 | 1373.2289 | 2169.0505 | 4002.3007 | 0 | 0 | 0.72517 | 13187.6877 | 399 | 1
2004 | 1 | 17 | 14 | 0.0052329 | 0.0016519 | 0.0029472 | 0.0030763 | 0 | 0 | 1.1901e-05 | 0.01292 |  | 5200.1381 | 1439.2711 | 2169.0836 | 4412.6088 | 0 | 0 | 0.72517 | 13221.8267 | 400 | 1
2004 | 1 | 17 | 15 | 0.0049772 | 0.0017167 | 0.0029578 | 0.002766 | 0 | 0 | 1.1901e-05 | 0.01243 |  | 4945.9951 | 1495.77 | 2176.9182 | 3967.5639 | 0 | 0 | 0.72517 | 12586.9724 | 401 | 1
2004 | 1 | 17 | 16 | 0.005039 | 0.0017635 | 0.0029701 | 0.0022939 | 0 | 0 | 1.1901e-05 | 0.012078 |  | 5007.4283 | 1536.5196 | 2185.9774 | 3290.4188 | 0 | 0 | 0.72517 | 12021.0692 | 402 | 1
2004 | 1 | 17 | 17 | 0.0059696 | 0.0015493 | 0.0030497 | 0.002129 | 4.3527e-05 | 1.6351e-06 | 1.1901e-05 | 0.012755 |  | 5932.2231 | 1349.8879 | 2244.5686 | 3053.8193 | 13.001 | 0.91469 | 0.72517 | 12595.1398 | 403 | 1
2004 | 1 | 17 | 18 | 0.0067847 | 0.0015892 | 0.0030781 | 0.0020272 | 0.00017411 | 6.5404e-06 | 1.1901e-05 | 0.013672 |  | 6742.2076 | 1384.6673 | 2265.4568 | 2907.839 | 52.0041 | 3.6588 | 0.72517 | 13356.5587 | 404 | 1
2004 | 1 | 17 | 19 | 0.0071153 | 0.0013982 | 0.0030552 | 0.0020103 | 0.00017411 | 6.5404e-06 | 1.1901e-05 | 0.013772 |  | 7070.73 | 1218.2722 | 2248.5896 | 2883.6154 | 52.0041 | 3.6588 | 0.72517 | 13477.5952 | 405 | 1
2004 | 1 | 17 | 20 | 0.0070126 | 0.0013137 | 0.0029989 | 0.00195 | 0.00017411 | 6.5404e-06 | 1.1901e-05 | 0.013468 |  | 6968.6402 | 1144.6056 | 2207.1394 | 2797.0689 | 52.0041 | 3.6588 | 0.72517 | 13173.8421 | 406 | 1
2004 | 1 | 17 | 21 | 0.0063474 | 0.0014768 | 0.0029336 | 0.001934 | 0.00017411 | 6.5404e-06 | 1.1901e-05 | 0.012884 |  | 6307.6067 | 1286.6933 | 2159.1395 | 2774.148 | 52.0041 | 3.6588 | 0.72517 | 12583.9755 | 407 | 1
2004 | 1 | 17 | 22 | 0.0057865 | 0.0014695 | 0.0028914 | 0.001963 | 0.00017411 | 6.5404e-06 | 1.1901e-05 | 0.012303 |  | 5750.2396 | 1280.4037 | 2128.0307 | 2815.6807 | 52.0041 | 3.6588 | 0.72517 | 12030.7426 | 408 | 1
2004 | 1 | 17 | 23 | 0.005406 | 0.0014986 | 0.002782 | 0.0019294 | 0.00017411 | 6.5404e-06 | 1.1901e-05 | 0.011809 |  | 5372.1279 | 1305.7138 | 2047.5307 | 2767.4704 | 52.0041 | 3.6588 | 0.72517 | 11549.2308 | 409 | 1
2004 | 1 | 17 | 24 | 0.0044104 | 0.0016909 | 0.0026721 | 0.0019447 | 0.00017411 | 6.5404e-06 | 1.1901e-05 | 0.010911 |  | 4382.7395 | 1473.2955 | 1966.6374 | 2789.4208 | 52.0041 | 3.6588 | 0.72517 | 10668.4812 | 410 | 1
2004 | 1 | 18 | 1 | 0.0030934 | 0.0019224 | 0.0024339 | 0.0019457 | 0.00017411 | 6.5404e-06 | 1.1901e-05 | 0.009588 |  | 3073.9883 | 1674.9723 | 1791.3485 | 2790.9601 | 52.0041 | 3.6588 | 0.72517 | 9387.6572 | 411 | 1
2004 | 1 | 18 | 2 | 0.0027718 | 0.0019443 | 0.0023609 | 0.0018852 | 0.00017411 | 6.5404e-06 | 1.1901e-05 | 0.0091547 |  | 2754.4594 | 1694.0955 | 1737.5755 | 2704.082 | 52.0041 | 3.6588 | 0.72517 | 8946.6004 | 412 | 1
2004 | 1 | 18 | 3 | 0.0025813 | 0.0019676 | 0.0023341 | 0.0019002 | 0.00017411 | 6.5404e-06 | 1.1901e-05 | 0.0089757 |  | 2565.1239 | 1714.317 | 1717.9065 | 2725.6062 | 52.0041 | 3.6588 | 0.72517 | 8779.3415 | 413 | 1
2004 | 1 | 18 | 4 | 0.0025586 | 0.0019395 | 0.0023176 | 0.0019162 | 0.00017411 | 6.5404e-06 | 1.1901e-05 | 0.0089244 |  | 2542.6031 | 1689.8647 | 1705.7192 | 2748.5511 | 52.0041 | 3.6588 | 0.72517 | 8743.1261 | 414 | 1
2004 | 1 | 18 | 5 | 0.0024265 | 0.0019934 | 0.0023729 | 0.0019063 | 0.00017411 | 6.5404e-06 | 1.1901e-05 | 0.0088916 |  | 2411.2475 | 1736.8177 | 1746.4498 | 2734.4622 | 52.0041 | 3.6588 | 0.72517 | 8685.3652 | 415 | 1
2004 | 1 | 18 | 6 | 0.0026892 | 0.0019483 | 0.0023742 | 0.0018673 | 0.00017411 | 6.5404e-06 | 1.1901e-05 | 0.0090715 |  | 2672.3517 | 1697.5454 | 1747.3595 | 2678.485 | 52.0041 | 3.6588 | 0.72517 | 8852.1295 | 416 | 1
2004 | 1 | 18 | 7 | 0.0031065 | 0.0018755 | 0.0024969 | 0.0019193 | 0.00017411 | 6.5404e-06 | 1.1901e-05 | 0.0095907 |  | 3087.0116 | 1634.1307 | 1837.6975 | 2753.0264 | 52.0041 | 3.6588 | 0.72517 | 9368.2543 | 417 | 1
2004 | 1 | 18 | 8 | 0.0035438 | 0.0019635 | 0.0026693 | 0.0019814 | 0.00017411 | 6.5404e-06 | 1.1901e-05 | 0.010351 |  | 3521.6275 | 1710.7723 | 1964.5743 | 2842.1065 | 52.0041 | 3.6588 | 0.72517 | 10095.4687 | 418 | 1
2004 | 1 | 18 | 9 | 0.0044266 | 0.0018656 | 0.0027349 | 0.0020201 | 0 | 0 | 1.1901e-05 | 0.011059 |  | 4398.8314 | 1625.4956 | 2012.8735 | 2897.6332 | 0 | 0 | 0.72517 | 10935.5588 | 419 | 1
2004 | 1 | 18 | 10 | 0.0049879 | 0.0018649 | 0.0027611 | 0.0020827 | 0 | 0 | 1.1901e-05 | 0.011708 |  | 4956.6033 | 1624.8883 | 2032.1262 | 2987.4473 | 0 | 0 | 0.72517 | 11601.7903 | 420 | 1
2004 | 1 | 18 | 11 | 0.0047496 | 0.0020084 | 0.0027326 | 0.0020262 | 0 | 0 | 1.1901e-05 | 0.011529 |  | 4719.8242 | 1749.9305 | 2011.1714 | 2906.3471 | 0 | 0 | 0.72517 | 11387.9983 | 421 | 1
2004 | 1 | 18 | 12 | 0.0048556 | 0.0020309 | 0.0027075 | 0.0019988 | 0 | 0 | 1.1901e-05 | 0.011605 |  | 4825.1606 | 1769.4828 | 1992.6754 | 2867.064 | 0 | 0 | 0.72517 | 11455.1078 | 422 | 1
2004 | 1 | 18 | 13 | 0.0048706 | 0.0019613 | 0.002724 | 0.001974 | 0 | 0 | 1.1901e-05 | 0.011542 |  | 4840.0781 | 1708.8465 | 2004.8254 | 2831.5458 | 0 | 0 | 0.72517 | 11386.0209 | 423 | 1
2004 | 1 | 18 | 14 | 0.0046366 | 0.001921 | 0.0027578 | 0.0020487 | 0 | 0 | 1.1901e-05 | 0.011376 |  | 4607.5196 | 1673.7924 | 2029.6914 | 2938.6214 | 0 | 0 | 0.72517 | 11250.3501 | 424 | 1
2004 | 1 | 18 | 15 | 0.0046805 | 0.0018027 | 0.0027808 | 0.0021783 | 0 | 0 | 1.1901e-05 | 0.011454 |  | 4651.1729 | 1570.6737 | 2046.6545 | 3124.6193 | 0 | 0 | 0.72517 | 11393.8456 | 425 | 1
2004 | 1 | 18 | 16 | 0.0051242 | 0.0017303 | 0.0027861 | 0.0022719 | 0 | 0 | 1.1901e-05 | 0.011924 |  | 5092.0815 | 1507.6181 | 2050.5154 | 3258.7839 | 0 | 0 | 0.72517 | 11909.7241 | 426 | 1
2004 | 1 | 18 | 17 | 0.0055443 | 0.0017223 | 0.0027873 | 0.0023356 | 4.3527e-05 | 1.6351e-06 | 1.1901e-05 | 0.012447 |  | 5509.5126 | 1500.6605 | 2051.4496 | 3350.2316 | 13.001 | 0.91469 | 0.72517 | 12426.4952 | 427 | 1
2004 | 1 | 18 | 18 | 0.0069065 | 0.0014827 | 0.0027951 | 0.0024468 | 0.00017411 | 6.5404e-06 | 1.1901e-05 | 0.013824 |  | 6863.227 | 1291.8336 | 2057.1619 | 3509.6851 | 52.0041 | 3.6588 | 0.72517 | 13778.2956 | 428 | 1
2004 | 1 | 18 | 19 | 0.0072701 | 0.0013648 | 0.002766 | 0.0024832 | 0.00017411 | 6.5404e-06 | 1.1901e-05 | 0.014077 |  | 7224.5368 | 1189.1329 | 2035.7534 | 3561.8498 | 52.0041 | 3.6588 | 0.72517 | 14067.6608 | 429 | 1
2004 | 1 | 18 | 20 | 0.0065093 | 0.0015114 | 0.0026872 | 0.0025914 | 0.00017411 | 6.5404e-06 | 1.1901e-05 | 0.013492 |  | 6468.5351 | 1316.9039 | 1977.7533 | 3717.1125 | 52.0041 | 3.6588 | 0.72517 | 13536.6927 | 430 | 1
2004 | 1 | 18 | 21 | 0.0061157 | 0.0015852 | 0.0026327 | 0.0025928 | 0.00017411 | 6.5404e-06 | 1.1901e-05 | 0.013119 |  | 6077.3924 | 1381.2056 | 1937.6338 | 3719.0779 | 52.0041 | 3.6588 | 0.72517 | 13171.6977 | 431 | 1
2004 | 1 | 18 | 22 | 0.0060646 | 0.0015027 | 0.0025705 | 0.0026539 | 0.00017411 | 6.5404e-06 | 1.1901e-05 | 0.012984 |  | 6026.5649 | 1309.3072 | 1891.8515 | 3806.8317 | 52.0041 | 3.6588 | 0.72517 | 13090.9432 | 432 | 1
2004 | 1 | 18 | 23 | 0.0054627 | 0.0014617 | 0.0025429 | 0.0027254 | 0.00017411 | 6.5404e-06 | 1.1901e-05 | 0.012385 |  | 5428.4832 | 1273.6028 | 1871.5755 | 3909.3139 | 52.0041 | 3.6588 | 0.72517 | 12539.3633 | 433 | 1
2004 | 1 | 18 | 24 | 0.0036628 | 0.0017173 | 0.0026599 | 0.0033066 | 0.00017411 | 6.5404e-06 | 1.1901e-05 | 0.011539 |  | 3639.8765 | 1496.2997 | 1957.657 | 4743.0476 | 52.0041 | 3.6588 | 0.72517 | 11893.2689 | 434 | 1
2004 | 1 | 19 | 1 | 0.0027116 | 0.0018833 | 0.002631 | 0.0036269 | 0.00017411 | 6.5404e-06 | 1.1901e-05 | 0.011045 |  | 2694.6186 | 1640.9384 | 1936.3697 | 5202.4653 | 52.0041 | 3.6588 | 0.72517 | 11530.78 | 435 | 1
2004 | 1 | 19 | 2 | 0.0023352 | 0.0019588 | 0.0026629 | 0.0035423 | 0.00017411 | 6.5404e-06 | 1.1901e-05 | 0.010692 |  | 2320.5928 | 1706.6977 | 1959.8656 | 5081.0399 | 52.0041 | 3.6588 | 0.72517 | 11124.584 | 436 | 1
2004 | 1 | 19 | 3 | 0.0021526 | 0.0020172 | 0.0026483 | 0.0035205 | 0.00017411 | 6.5404e-06 | 1.1901e-05 | 0.010531 |  | 2139.1299 | 1757.6186 | 1949.1023 | 5049.7603 | 52.0041 | 3.6588 | 0.72517 | 10951.9991 | 437 | 1
2004 | 1 | 19 | 4 | 0.0023199 | 0.0018781 | 0.0026487 | 0.003553 | 0.00017411 | 6.5404e-06 | 1.1901e-05 | 0.010592 |  | 2305.3828 | 1636.3729 | 1949.4173 | 5096.4076 | 52.0041 | 3.6588 | 0.72517 | 11043.9686 | 438 | 1
2004 | 1 | 19 | 5 | 0.0022783 | 0.001971 | 0.0027009 | 0.0035851 | 0.00017411 | 6.5404e-06 | 1.1901e-05 | 0.010728 |  | 2264.045 | 1717.3237 | 1987.8238 | 5142.5106 | 52.0041 | 3.6588 | 0.72517 | 11168.0911 | 439 | 1
2004 | 1 | 19 | 6 | 0.0025304 | 0.0019202 | 0.0028279 | 0.0037266 | 0.00017411 | 6.5404e-06 | 1.1901e-05 | 0.011198 |  | 2514.5497 | 1673.0985 | 2081.3458 | 5345.4148 | 52.0041 | 3.6588 | 0.72517 | 11670.7968 | 440 | 1
2004 | 1 | 19 | 7 | 0.0033386 | 0.0019045 | 0.0032147 | 0.0036577 | 0.00017411 | 6.5404e-06 | 1.1901e-05 | 0.012308 |  | 3317.6527 | 1659.3889 | 2365.9815 | 5246.6265 | 52.0041 | 3.6588 | 0.72517 | 12646.0376 | 441 | 1
2004 | 1 | 19 | 8 | 0.0042474 | 0.0018037 | 0.0038079 | 0.0037332 | 0.00017411 | 6.5404e-06 | 1.1901e-05 | 0.013785 |  | 4220.7534 | 1571.5649 | 2802.5975 | 5354.8861 | 52.0041 | 3.6588 | 0.72517 | 14006.1899 | 442 | 1
2004 | 1 | 19 | 9 | 0.0045858 | 0.0019625 | 0.0039224 | 0.003534 | 0 | 0 | 1.1901e-05 | 0.014017 |  | 4557.0071 | 1709.8927 | 2886.8923 | 5069.1768 | 0 | 0 | 0.72517 | 14223.694 | 443 | 1
2004 | 1 | 19 | 10 | 0.0038113 | 0.0022245 | 0.0040407 | 0.0038196 | 0 | 0 | 1.1901e-05 | 0.013908 |  | 3787.3567 | 1938.2284 | 2973.9131 | 5478.798 | 0 | 0 | 0.72517 | 14179.0214 | 444 | 1
2004 | 1 | 19 | 11 | 0.0037325 | 0.00227 | 0.0041383 | 0.003961 | 0 | 0 | 1.1901e-05 | 0.014114 |  | 3709.0641 | 1977.8398 | 3045.7649 | 5681.6788 | 0 | 0 | 0.72517 | 14415.0727 | 445 | 1
2004 | 1 | 19 | 12 | 0.0037788 | 0.0022127 | 0.0041493 | 0.0038491 | 0 | 0 | 1.1901e-05 | 0.014002 |  | 3755.103 | 1927.8958 | 3053.8267 | 5521.2069 | 0 | 0 | 0.72517 | 14258.7576 | 446 | 1
2004 | 1 | 19 | 13 | 0.0039913 | 0.0019787 | 0.0041116 | 0.0039442 | 0 | 0 | 1.1901e-05 | 0.014038 |  | 3966.273 | 1724.0687 | 3026.0916 | 5657.5499 | 0 | 0 | 0.72517 | 14374.7083 | 447 | 1
2004 | 1 | 19 | 14 | 0.0037776 | 0.0020277 | 0.0041193 | 0.003932 | 0 | 0 | 1.1901e-05 | 0.013868 |  | 3753.8845 | 1766.6973 | 3031.7593 | 5640.0513 | 0 | 0 | 0.72517 | 14193.1175 | 448 | 1
2004 | 1 | 19 | 15 | 0.0038444 | 0.0019301 | 0.0040392 | 0.0038325 | 0 | 0 | 1.1901e-05 | 0.013658 |  | 3820.2794 | 1681.645 | 2972.8277 | 5497.3385 | 0 | 0 | 0.72517 | 13972.8158 | 449 | 1
2004 | 1 | 19 | 16 | 0.0043557 | 0.001859 | 0.0039374 | 0.0039878 | 0 | 0 | 1.1901e-05 | 0.014152 |  | 4328.3506 | 1619.7141 | 2897.8972 | 5720.1806 | 0 | 0 | 0.72517 | 14566.8677 | 450 | 1
2004 | 1 | 19 | 17 | 0.0050349 | 0.0017559 | 0.0038846 | 0.0039147 | 4.3527e-05 | 1.6351e-06 | 1.1901e-05 | 0.014647 |  | 5003.3212 | 1529.9066 | 2859.0737 | 5615.2118 | 13.001 | 0.91469 | 0.72517 | 15022.1542 | 451 | 1
2004 | 1 | 19 | 18 | 0.0063877 | 0.0015808 | 0.0038969 | 0.0039491 | 0.00017411 | 6.5404e-06 | 1.1901e-05 | 0.016007 |  | 6347.639 | 1377.3463 | 2868.1073 | 5664.63 | 52.0041 | 3.6588 | 0.72517 | 16314.1106 | 452 | 1
2004 | 1 | 19 | 19 | 0.006288 | 0.0015508 | 0.0038439 | 0.0040241 | 0.00017411 | 6.5404e-06 | 1.1901e-05 | 0.015899 |  | 6248.5465 | 1351.1652 | 2829.0669 | 5772.1321 | 52.0041 | 3.6588 | 0.72517 | 16257.2986 | 453 | 1
2004 | 1 | 19 | 20 | 0.0064915 | 0.0013413 | 0.0036645 | 0.0038487 | 0.00017411 | 6.5404e-06 | 1.1901e-05 | 0.015539 |  | 6450.8254 | 1168.6382 | 2697.0478 | 5520.6386 | 52.0041 | 3.6588 | 0.72517 | 15893.5379 | 454 | 1
2004 | 1 | 19 | 21 | 0.006004 | 0.0013968 | 0.0036657 | 0.0039792 | 0.00017411 | 6.5404e-06 | 1.1901e-05 | 0.015238 |  | 5966.3329 | 1216.9868 | 2697.9601 | 5707.7492 | 52.0041 | 3.6588 | 0.72517 | 15645.4169 | 455 | 1
2004 | 1 | 19 | 22 | 0.0054296 | 0.0014601 | 0.0035247 | 0.0039486 | 0.00017411 | 6.5404e-06 | 1.1901e-05 | 0.014556 |  | 5395.576 | 1272.2069 | 2594.1329 | 5663.8247 | 52.0041 | 3.6588 | 0.72517 | 14982.1285 | 456 | 1
2004 | 1 | 19 | 23 | 0.0048895 | 0.0013707 | 0.0033357 | 0.004136 | 0.00017411 | 6.5404e-06 | 1.1901e-05 | 0.013924 |  | 4858.8372 | 1194.2794 | 2455.0712 | 5932.6512 | 52.0041 | 3.6588 | 0.72517 | 14497.227 | 457 | 1
2004 | 1 | 19 | 24 | 0.0032755 | 0.001703 | 0.0031514 | 0.0042363 | 0.00017411 | 6.5404e-06 | 1.1901e-05 | 0.012559 |  | 3254.9483 | 1483.773 | 2319.3753 | 6076.5239 | 52.0041 | 3.6588 | 0.72517 | 13191.0086 | 458 | 1
2004 | 1 | 20 | 1 | 0.0025686 | 0.0018405 | 0.0031278 | 0.0037953 | 0.00017411 | 6.5404e-06 | 1.1901e-05 | 0.011525 |  | 2552.4959 | 1603.631 | 2302.072 | 5443.9662 | 52.0041 | 3.6588 | 0.72517 | 11958.553 | 459 | 1
2004 | 1 | 20 | 2 | 0.0022504 | 0.001891 | 0.0030458 | 0.0038478 | 0.00017411 | 6.5404e-06 | 1.1901e-05 | 0.011228 |  | 2236.3081 | 1647.6466 | 2241.7015 | 5519.2888 | 52.0041 | 3.6588 | 0.72517 | 11701.3329 | 460 | 1
2004 | 1 | 20 | 3 | 0.0022033 | 0.0018401 | 0.0030222 | 0.0041951 | 0.00017411 | 6.5404e-06 | 1.1901e-05 | 0.011453 |  | 2189.5176 | 1603.3052 | 2224.29 | 6017.5161 | 52.0041 | 3.6588 | 0.72517 | 12091.0169 | 461 | 1
2004 | 1 | 20 | 4 | 0.0022848 | 0.0017963 | 0.0029964 | 0.004137 | 0.00017411 | 6.5404e-06 | 1.1901e-05 | 0.011407 |  | 2270.442 | 1565.0739 | 2205.329 | 5934.1195 | 52.0041 | 3.6588 | 0.72517 | 12031.3524 | 462 | 1
2004 | 1 | 20 | 5 | 0.0023848 | 0.0018446 | 0.0030954 | 0.0042943 | 0.00017411 | 6.5404e-06 | 1.1901e-05 | 0.011812 |  | 2369.8081 | 1607.1582 | 2278.1845 | 6159.7314 | 52.0041 | 3.6588 | 0.72517 | 12471.2702 | 463 | 1
2004 | 1 | 20 | 6 | 0.0025965 | 0.001845 | 0.0030597 | 0.0043022 | 0.00017411 | 6.5404e-06 | 1.1901e-05 | 0.011996 |  | 2580.2369 | 1607.58 | 2251.9502 | 6171.0499 | 52.0041 | 3.6588 | 0.72517 | 12667.2049 | 464 | 1
2004 | 1 | 20 | 7 | 0.003314 | 0.0018049 | 0.0033356 | 0.0041666 | 0.00017411 | 6.5404e-06 | 1.1901e-05 | 0.012814 |  | 3293.2187 | 1572.5621 | 2455.0143 | 5976.5515 | 52.0041 | 3.6588 | 0.72517 | 13353.7346 | 465 | 1
2004 | 1 | 20 | 8 | 0.0041264 | 0.0018702 | 0.0038031 | 0.0041522 | 0.00017411 | 6.5404e-06 | 1.1901e-05 | 0.014144 |  | 4100.511 | 1629.4639 | 2799.0701 | 5955.9509 | 52.0041 | 3.6588 | 0.72517 | 14541.3839 | 466 | 1
2004 | 1 | 20 | 9 | 0.0042357 | 0.0019959 | 0.0039673 | 0.004368 | 0 | 0 | 1.1901e-05 | 0.014579 |  | 4209.1756 | 1739.0579 | 2919.9123 | 6265.4813 | 0 | 0 | 0.72517 | 15134.3522 | 467 | 1
2004 | 1 | 20 | 10 | 0.0034389 | 0.0023482 | 0.0040078 | 0.0044421 | 0 | 0 | 1.1901e-05 | 0.014249 |  | 3417.3445 | 2045.9852 | 2949.7464 | 6371.7995 | 0 | 0 | 0.72517 | 14785.6007 | 468 | 1
2004 | 1 | 20 | 11 | 0.0034321 | 0.0023191 | 0.0040934 | 0.0044561 | 0 | 0 | 1.1901e-05 | 0.014313 |  | 3410.557 | 2020.5935 | 3012.6999 | 6391.8792 | 0 | 0 | 0.72517 | 14836.4547 | 469 | 1
2004 | 1 | 20 | 12 | 0.0037917 | 0.0022155 | 0.0040365 | 0.0041894 | 0 | 0 | 1.1901e-05 | 0.014245 |  | 3767.9441 | 1930.3919 | 2970.8532 | 6009.3231 | 0 | 0 | 0.72517 | 14679.2375 | 470 | 1
2004 | 1 | 20 | 13 | 0.0036542 | 0.0021528 | 0.0040711 | 0.004047 | 0 | 0 | 1.1901e-05 | 0.013937 |  | 3631.3184 | 1875.728 | 2996.3257 | 5804.9743 | 0 | 0 | 0.72517 | 14309.0715 | 471 | 1
2004 | 1 | 20 | 14 | 0.0034103 | 0.0021267 | 0.0041279 | 0.0042907 | 0 | 0 | 1.1901e-05 | 0.013967 |  | 3388.9534 | 1852.9614 | 3038.1142 | 6154.5694 | 0 | 0 | 0.72517 | 14435.3236 | 472 | 1
2004 | 1 | 20 | 15 | 0.0035229 | 0.0020832 | 0.0040329 | 0.0042837 | 0 | 0 | 1.1901e-05 | 0.013935 |  | 3500.8623 | 1815.1208 | 2968.1796 | 6144.5296 | 0 | 0 | 0.72517 | 14429.4174 | 473 | 1
2004 | 1 | 20 | 16 | 0.0035956 | 0.0020709 | 0.0039842 | 0.0042728 | 0 | 0 | 1.1901e-05 | 0.013935 |  | 3573.0275 | 1804.39 | 2932.3589 | 6128.8541 | 0 | 0 | 0.72517 | 14439.3557 | 474 | 1
2004 | 1 | 20 | 17 | 0.0044961 | 0.0018406 | 0.0038147 | 0.0042256 | 4.3527e-05 | 1.6351e-06 | 1.1901e-05 | 0.014434 |  | 4467.8679 | 1603.7287 | 2807.5922 | 6061.1799 | 13.001 | 0.91469 | 0.72517 | 14955.0095 | 475 | 1
2004 | 1 | 20 | 18 | 0.0055585 | 0.0017462 | 0.0038069 | 0.0042614 | 0.00017411 | 6.5404e-06 | 1.1901e-05 | 0.015565 |  | 5523.63 | 1521.4356 | 2801.8256 | 6112.6104 | 52.0041 | 3.6588 | 0.72517 | 16015.8896 | 476 | 1
2004 | 1 | 20 | 19 | 0.0061431 | 0.0015166 | 0.0038095 | 0.0040711 | 0.00017411 | 6.5404e-06 | 1.1901e-05 | 0.015733 |  | 6104.5693 | 1321.4215 | 2803.797 | 5839.5455 | 52.0041 | 3.6588 | 0.72517 | 16125.7213 | 477 | 1
2004 | 1 | 20 | 20 | 0.0062144 | 0.0014433 | 0.0038199 | 0.004311 | 0.00017411 | 6.5404e-06 | 1.1901e-05 | 0.015981 |  | 6175.413 | 1257.5167 | 2811.4155 | 6183.6944 | 52.0041 | 3.6588 | 0.72517 | 16484.4276 | 478 | 1
2004 | 1 | 20 | 21 | 0.0060661 | 0.0013757 | 0.0036959 | 0.004266 | 0.00017411 | 6.5404e-06 | 1.1901e-05 | 0.015596 |  | 6028.0555 | 1198.6153 | 2720.137 | 6119.1931 | 52.0041 | 3.6588 | 0.72517 | 16122.3889 | 479 | 1
2004 | 1 | 20 | 22 | 0.0054302 | 0.0013931 | 0.0035001 | 0.0042911 | 0.00017411 | 6.5404e-06 | 1.1901e-05 | 0.014807 |  | 5396.1814 | 1213.7996 | 2576.0758 | 6155.1851 | 52.0041 | 3.6588 | 0.72517 | 15397.6298 | 480 | 1
2004 | 1 | 20 | 23 | 0.0050049 | 0.0014084 | 0.0034416 | 0.0042733 | 0.00017411 | 6.5404e-06 | 1.1901e-05 | 0.014321 |  | 4973.4732 | 1227.1537 | 2533.0256 | 6129.6119 | 52.0041 | 3.6588 | 0.72517 | 14919.6523 | 481 | 1
2004 | 1 | 20 | 24 | 0.0034981 | 0.0017069 | 0.0033071 | 0.00406 | 0.00017411 | 6.5404e-06 | 1.1901e-05 | 0.012765 |  | 3476.1471 | 1487.2386 | 2434.0252 | 5823.6806 | 52.0041 | 3.6588 | 0.72517 | 13277.4794 | 482 | 1
2004 | 1 | 21 | 1 | 0.0022967 | 0.0018405 | 0.0031833 | 0.0043393 | 0.00017411 | 6.5404e-06 | 1.1901e-05 | 0.011852 |  | 2282.2962 | 1603.631 | 2342.9132 | 6224.3748 | 52.0041 | 3.6588 | 0.72517 | 12509.6031 | 483 | 1
2004 | 1 | 21 | 2 | 0.0018895 | 0.001891 | 0.0030736 | 0.0043122 | 0.00017411 | 6.5404e-06 | 1.1901e-05 | 0.011359 |  | 1877.6536 | 1647.6466 | 2262.1508 | 6185.3993 | 52.0041 | 3.6588 | 0.72517 | 12029.2383 | 484 | 1
2004 | 1 | 21 | 3 | 0.0017781 | 0.0018401 | 0.0030066 | 0.0043347 | 0.00017411 | 6.5404e-06 | 1.1901e-05 | 0.011152 |  | 1766.9099 | 1603.3052 | 2212.8177 | 6217.7447 | 52.0041 | 3.6588 | 0.72517 | 11857.1654 | 485 | 1
2004 | 1 | 21 | 4 | 0.0019248 | 0.0017963 | 0.0029494 | 0.0041771 | 0.00017411 | 6.5404e-06 | 1.1901e-05 | 0.01104 |  | 1912.7458 | 1565.0739 | 2170.7301 | 5991.6113 | 52.0041 | 3.6588 | 0.72517 | 11696.5491 | 486 | 1
2004 | 1 | 21 | 5 | 0.0019764 | 0.0018446 | 0.0029386 | 0.0041755 | 0.00017411 | 6.5404e-06 | 1.1901e-05 | 0.011128 |  | 1964.0306 | 1607.1582 | 2162.7801 | 5989.3381 | 52.0041 | 3.6588 | 0.72517 | 11779.6949 | 487 | 1
2004 | 1 | 21 | 6 | 0.0021485 | 0.001845 | 0.0030693 | 0.004314 | 0.00017411 | 6.5404e-06 | 1.1901e-05 | 0.011569 |  | 2135.0062 | 1607.58 | 2259.0154 | 6188.0513 | 52.0041 | 3.6588 | 0.72517 | 12246.041 | 488 | 1
2004 | 1 | 21 | 7 | 0.0027698 | 0.0018049 | 0.0034281 | 0.004358 | 0.00017411 | 6.5404e-06 | 1.1901e-05 | 0.012553 |  | 2752.4505 | 1572.5621 | 2523.0865 | 6251.1793 | 52.0041 | 3.6588 | 0.72517 | 13155.6663 | 489 | 1
2004 | 1 | 21 | 8 | 0.0035997 | 0.0018702 | 0.0038436 | 0.0038466 | 0.00017411 | 6.5404e-06 | 1.1901e-05 | 0.013353 |  | 3577.1023 | 1629.4639 | 2828.8571 | 5517.6073 | 52.0041 | 3.6588 | 0.72517 | 13609.4186 | 490 | 1
2004 | 1 | 21 | 9 | 0.0038277 | 0.0019959 | 0.0040231 | 0.0042654 | 0 | 0 | 1.1901e-05 | 0.014124 |  | 3803.6698 | 1739.0579 | 2960.9706 | 6118.3407 | 0 | 0 | 0.72517 | 14622.7642 | 491 | 1
2004 | 1 | 21 | 10 | 0.0031222 | 0.0023482 | 0.0040229 | 0.0041974 | 0 | 0 | 1.1901e-05 | 0.013703 |  | 3102.663 | 2045.9852 | 2960.8098 | 6020.7837 | 0 | 0 | 0.72517 | 14130.9668 | 492 | 1
2004 | 1 | 21 | 11 | 0.0030618 | 0.0023191 | 0.0040843 | 0.0042139 | 0 | 0 | 1.1901e-05 | 0.013691 |  | 3042.5781 | 2020.5935 | 3006.0469 | 6044.4152 | 0 | 0 | 0.72517 | 14114.3589 | 493 | 1
2004 | 1 | 21 | 12 | 0.0033645 | 0.0022155 | 0.004042 | 0.0042063 | 0 | 0 | 1.1901e-05 | 0.01384 |  | 3343.4073 | 1930.3919 | 2974.8846 | 6033.4756 | 0 | 0 | 0.72517 | 14282.8846 | 494 | 1
2004 | 1 | 21 | 13 | 0.0033666 | 0.0021528 | 0.0040831 | 0.0040117 | 0 | 0 | 1.1901e-05 | 0.013626 |  | 3345.4743 | 1875.728 | 3005.1257 | 5754.4435 | 0 | 0 | 0.72517 | 13981.4967 | 495 | 1
2004 | 1 | 21 | 14 | 0.0029871 | 0.0021267 | 0.0041464 | 0.004255 | 0 | 0 | 1.1901e-05 | 0.013527 |  | 2968.382 | 1852.9614 | 3051.7206 | 6103.423 | 0 | 0 | 0.72517 | 13977.2122 | 496 | 1
2004 | 1 | 21 | 15 | 0.0031559 | 0.0020832 | 0.0040879 | 0.0042651 | 0 | 0 | 1.1901e-05 | 0.013604 |  | 3136.1067 | 1815.1208 | 3008.6595 | 6117.9145 | 0 | 0 | 0.72517 | 14078.5267 | 497 | 1
2004 | 1 | 21 | 16 | 0.003341 | 0.0020709 | 0.0040084 | 0.0042469 | 0 | 0 | 1.1901e-05 | 0.013679 |  | 3320.0344 | 1804.39 | 2950.1874 | 6091.8203 | 0 | 0 | 0.72517 | 14167.1572 | 498 | 1
2004 | 1 | 21 | 17 | 0.0041687 | 0.0018406 | 0.0039284 | 0.0042413 | 4.3527e-05 | 1.6351e-06 | 1.1901e-05 | 0.014236 |  | 4142.5912 | 1603.7287 | 2891.2849 | 6083.6748 | 13.001 | 0.91469 | 0.72517 | 14735.9205 | 499 | 1
2004 | 1 | 21 | 18 | 0.0052617 | 0.0017462 | 0.003908 | 0.0041315 | 0.00017411 | 6.5404e-06 | 1.1901e-05 | 0.01524 |  | 5228.7476 | 1521.4356 | 2876.2482 | 5926.3049 | 52.0041 | 3.6588 | 0.72517 | 15609.1243 | 500 | 1
2004 | 1 | 21 | 19 | 0.0058749 | 0.0015166 | 0.0038687 | 0.0041915 | 0.00017411 | 6.5404e-06 | 1.1901e-05 | 0.015644 |  | 5838.0593 | 1321.4215 | 2847.3282 | 6012.3066 | 52.0041 | 3.6588 | 0.72517 | 16075.5037 | 501 | 1
2004 | 1 | 21 | 20 | 0.0058961 | 0.0014433 | 0.0037704 | 0.004155 | 0.00017411 | 6.5404e-06 | 1.1901e-05 | 0.015457 |  | 5859.1081 | 1257.5167 | 2774.9703 | 5959.9763 | 52.0041 | 3.6588 | 0.72517 | 15907.9594 | 502 | 1
2004 | 1 | 21 | 21 | 0.0055666 | 0.0013757 | 0.0036949 | 0.00416 | 0.00017411 | 6.5404e-06 | 1.1901e-05 | 0.01499 |  | 5531.692 | 1198.6153 | 2719.4364 | 5967.1273 | 52.0041 | 3.6588 | 0.72517 | 15473.259 | 503 | 1
2004 | 1 | 21 | 22 | 0.0050372 | 0.0013931 | 0.0036114 | 0.0043377 | 0.00017411 | 6.5404e-06 | 1.1901e-05 | 0.014572 |  | 5005.6247 | 1213.7996 | 2657.963 | 6222.0069 | 52.0041 | 3.6588 | 0.72517 | 15155.7822 | 504 | 1
2004 | 1 | 21 | 23 | 0.0045507 | 0.0014084 | 0.0035167 | 0.0042175 | 0.00017411 | 6.5404e-06 | 1.1901e-05 | 0.013886 |  | 4522.1977 | 1227.1537 | 2588.2821 | 6049.6719 | 52.0041 | 3.6588 | 0.72517 | 14443.6935 | 505 | 1
2004 | 1 | 21 | 24 | 0.0031986 | 0.0017069 | 0.0033802 | 0.0039651 | 0.00017411 | 6.5404e-06 | 1.1901e-05 | 0.012443 |  | 3178.5372 | 1487.2386 | 2487.8322 | 5687.6217 | 52.0041 | 3.6588 | 0.72517 | 12897.6178 | 506 | 1
2004 | 1 | 22 | 1 | 0.0025897 | 0.0018405 | 0.0033116 | 0.0035557 | 0.00017411 | 6.5404e-06 | 1.1901e-05 | 0.01149 |  | 2573.4478 | 1603.631 | 2437.3489 | 5100.2906 | 52.0041 | 3.6588 | 0.72517 | 11771.1062 | 507 | 1
2004 | 1 | 22 | 2 | 0.0022728 | 0.001891 | 0.0031582 | 0.0035436 | 0.00017411 | 6.5404e-06 | 1.1901e-05 | 0.011058 |  | 2258.5104 | 1647.6466 | 2324.4281 | 5082.9103 | 52.0041 | 3.6588 | 0.72517 | 11369.8834 | 508 | 1
2004 | 1 | 22 | 3 | 0.0022263 | 0.0018401 | 0.0031154 | 0.0039603 | 0.00017411 | 6.5404e-06 | 1.1901e-05 | 0.011335 |  | 2212.3023 | 1603.3052 | 2292.925 | 5680.6128 | 52.0041 | 3.6588 | 0.72517 | 11845.5332 | 509 | 1
2004 | 1 | 22 | 4 | 0.0023082 | 0.0017963 | 0.0030047 | 0.0040334 | 0.00017411 | 6.5404e-06 | 1.1901e-05 | 0.011335 |  | 2293.6824 | 1565.0739 | 2211.4324 | 5785.5102 | 52.0041 | 3.6588 | 0.72517 | 11912.087 | 510 | 1
2004 | 1 | 22 | 5 | 0.0024093 | 0.0018446 | 0.003104 | 0.0040037 | 0.00017411 | 6.5404e-06 | 1.1901e-05 | 0.011554 |  | 2394.2047 | 1607.1582 | 2284.5541 | 5742.9356 | 52.0041 | 3.6588 | 0.72517 | 12085.2406 | 511 | 1
2004 | 1 | 22 | 6 | 0.0026236 | 0.001845 | 0.0030569 | 0.0039993 | 0.00017411 | 6.5404e-06 | 1.1901e-05 | 0.011717 |  | 2607.1685 | 1607.58 | 2249.8624 | 5736.5897 | 52.0041 | 3.6588 | 0.72517 | 12257.5886 | 512 | 1
2004 | 1 | 22 | 7 | 0.0033472 | 0.0018049 | 0.0033286 | 0.0039203 | 0.00017411 | 6.5404e-06 | 1.1901e-05 | 0.012594 |  | 3326.2463 | 1572.5621 | 2449.8476 | 5623.3572 | 52.0041 | 3.6588 | 0.72517 | 13028.4012 | 513 | 1
2004 | 1 | 22 | 8 | 0.0041608 | 0.0018702 | 0.0038153 | 0.0038376 | 0.00017411 | 6.5404e-06 | 1.1901e-05 | 0.013876 |  | 4134.6757 | 1629.4639 | 2808.0325 | 5504.6313 | 52.0041 | 3.6588 | 0.72517 | 14133.1913 | 514 | 1
2004 | 1 | 22 | 9 | 0.0042672 | 0.0019959 | 0.0038574 | 0.0039676 | 0 | 0 | 1.1901e-05 | 0.0141 |  | 4240.4241 | 1739.0579 | 2839.0121 | 5691.1735 | 0 | 0 | 0.72517 | 14510.3928 | 515 | 1
2004 | 1 | 22 | 10 | 0.0034673 | 0.0023482 | 0.0038785 | 0.0040665 | 0 | 0 | 1.1901e-05 | 0.013772 |  | 3445.5417 | 2045.9852 | 2854.5438 | 5833.0574 | 0 | 0 | 0.72517 | 14179.8534 | 516 | 1
2004 | 1 | 22 | 11 | 0.0034602 | 0.0023191 | 0.0040082 | 0.00405 | 0 | 0 | 1.1901e-05 | 0.013849 |  | 3438.4763 | 2020.5935 | 2949.9914 | 5809.3312 | 0 | 0 | 0.72517 | 14219.1175 | 517 | 1
2004 | 1 | 22 | 12 | 0.0038195 | 0.0022155 | 0.0039761 | 0.0040735 | 0 | 0 | 1.1901e-05 | 0.014097 |  | 3795.5217 | 1930.3919 | 2926.4133 | 5843.0026 | 0 | 0 | 0.72517 | 14496.0547 | 518 | 1
2004 | 1 | 22 | 13 | 0.0036804 | 0.0021528 | 0.0031949 | 0.0032924 | 0 | 0 | 1.1901e-05 | 0.012332 |  | 3657.3125 | 1875.728 | 2351.3952 | 4722.5649 | 0 | 0 | 0.72517 | 12607.7258 | 519 | 1
2004 | 1 | 22 | 14 | 0.0034359 | 0.0021267 | 0.0040891 | 0.0038409 | 0 | 0 | 1.1901e-05 | 0.013504 |  | 3414.3166 | 1852.9614 | 3009.5622 | 5509.4618 | 0 | 0 | 0.72517 | 13787.027 | 520 | 1
2004 | 1 | 22 | 15 | 0.003548 | 0.0020832 | 0.0039979 | 0.0037578 | 0 | 0 | 1.1901e-05 | 0.013399 |  | 3525.7743 | 1815.1208 | 2942.4448 | 5390.2622 | 0 | 0 | 0.72517 | 13674.3273 | 521 | 1
2004 | 1 | 22 | 16 | 0.0036195 | 0.0020709 | 0.003931 | 0.003587 | 0 | 0 | 1.1901e-05 | 0.01322 |  | 3596.8122 | 1804.39 | 2893.1688 | 5145.2331 | 0 | 0 | 0.72517 | 13440.3292 | 522 | 1
2004 | 1 | 22 | 17 | 0.0045228 | 0.0018406 | 0.0039256 | 0.0034991 | 4.3527e-05 | 1.6351e-06 | 1.1901e-05 | 0.013845 |  | 4494.4133 | 1603.7287 | 2889.2196 | 5019.072 | 13.001 | 0.91469 | 0.72517 | 14021.0744 | 523 | 1
2004 | 1 | 22 | 18 | 0.0055875 | 0.0017462 | 0.0037964 | 0.0032881 | 0.00017411 | 6.5404e-06 | 1.1901e-05 | 0.014611 |  | 5552.4745 | 1521.4356 | 2794.1506 | 4716.4084 | 52.0041 | 3.6588 | 0.72517 | 14640.8572 | 524 | 1
2004 | 1 | 22 | 19 | 0.0061731 | 0.0015166 | 0.0037149 | 0.0035011 | 0.00017411 | 6.5404e-06 | 1.1901e-05 | 0.015098 |  | 6134.4 | 1321.4215 | 2734.1431 | 5022.0082 | 52.0041 | 3.6588 | 0.72517 | 15268.3607 | 525 | 1
2004 | 1 | 22 | 20 | 0.0062465 | 0.0014433 | 0.0036644 | 0.0032314 | 0.00017411 | 6.5404e-06 | 1.1901e-05 | 0.014778 |  | 6207.337 | 1257.5167 | 2697.0051 | 4635.1898 | 52.0041 | 3.6588 | 0.72517 | 14853.4366 | 526 | 1
2004 | 1 | 22 | 21 | 0.0060971 | 0.0013757 | 0.003552 | 0.0033979 | 0.00017411 | 6.5404e-06 | 1.1901e-05 | 0.014615 |  | 6058.8259 | 1198.6153 | 2614.2392 | 4874.0151 | 52.0041 | 3.6588 | 0.72517 | 14802.0835 | 527 | 1
2004 | 1 | 22 | 22 | 0.0054597 | 0.0013931 | 0.003491 | 0.0032528 | 0.00017411 | 6.5404e-06 | 1.1901e-05 | 0.013789 |  | 5425.5066 | 1213.7996 | 2569.3802 | 4665.783 | 52.0041 | 3.6588 | 0.72517 | 13930.8574 | 528 | 1
2004 | 1 | 22 | 23 | 0.0050352 | 0.0014084 | 0.0033142 | 0.003317 | 0.00017411 | 6.5404e-06 | 1.1901e-05 | 0.013267 |  | 5003.6726 | 1227.1537 | 2439.2345 | 4757.9885 | 52.0041 | 3.6588 | 0.72517 | 13484.4374 | 529 | 1
2004 | 1 | 22 | 24 | 0.0035239 | 0.0017069 | 0.0032328 | 0.0034224 | 0.00017411 | 6.5404e-06 | 1.1901e-05 | 0.012079 |  | 3501.7627 | 1487.2386 | 2379.3418 | 4909.1072 | 52.0041 | 3.6588 | 0.72517 | 12333.8383 | 530 | 1
2004 | 1 | 23 | 1 | 0.0026482 | 0.0018043 | 0.0031337 | 0.003643 | 0.00017411 | 6.5404e-06 | 1.1901e-05 | 0.011422 |  | 2631.5642 | 1572.0523 | 2306.4144 | 5225.5992 | 52.0041 | 3.6588 | 0.72517 | 11792.0181 | 531 | 1
2004 | 1 | 23 | 2 | 0.0023279 | 0.0018327 | 0.0030264 | 0.0037623 | 0.00017411 | 6.5404e-06 | 1.1901e-05 | 0.011142 |  | 2313.3245 | 1596.7884 | 2227.3855 | 5396.6082 | 52.0041 | 3.6588 | 0.72517 | 11590.4945 | 532 | 1
2004 | 1 | 23 | 3 | 0.0022482 | 0.0018466 | 0.0029425 | 0.0038949 | 0.00017411 | 6.5404e-06 | 1.1901e-05 | 0.011125 |  | 2234.0963 | 1608.9121 | 2165.657 | 5586.8917 | 52.0041 | 3.6588 | 0.72517 | 11651.9452 | 533 | 1
2004 | 1 | 23 | 4 | 0.0023868 | 0.0017974 | 0.0028818 | 0.0034292 | 0.00017411 | 6.5404e-06 | 1.1901e-05 | 0.010688 |  | 2371.8006 | 1566.082 | 2121.0025 | 4918.9103 | 52.0041 | 3.6588 | 0.72517 | 11034.1834 | 534 | 1
2004 | 1 | 23 | 5 | 0.0024595 | 0.0018177 | 0.0029562 | 0.0034683 | 0.00017411 | 6.5404e-06 | 1.1901e-05 | 0.010894 |  | 2444.0539 | 1583.7522 | 2175.7173 | 4974.9345 | 52.0041 | 3.6588 | 0.72517 | 11234.8458 | 535 | 1
2004 | 1 | 23 | 6 | 0.0026208 | 0.0018708 | 0.0030054 | 0.0037252 | 0.00017411 | 6.5404e-06 | 1.1901e-05 | 0.011415 |  | 2604.3819 | 1630.0184 | 2211.9393 | 5343.4727 | 52.0041 | 3.6588 | 0.72517 | 11846.2003 | 536 | 1
2004 | 1 | 23 | 7 | 0.0035551 | 0.0017957 | 0.0033313 | 0.0037839 | 0.00017411 | 6.5404e-06 | 1.1901e-05 | 0.012659 |  | 3532.8553 | 1564.587 | 2451.8305 | 5427.6749 | 52.0041 | 3.6588 | 0.72517 | 13033.3357 | 537 | 1
2004 | 1 | 23 | 8 | 0.0041631 | 0.0018762 | 0.0037521 | 0.0036649 | 0.00017411 | 6.5404e-06 | 1.1901e-05 | 0.013649 |  | 4137.0017 | 1634.7056 | 2761.4951 | 5256.9974 | 52.0041 | 3.6588 | 0.72517 | 13846.5878 | 538 | 1
2004 | 1 | 23 | 9 | 0.0041483 | 0.002005 | 0.0039223 | 0.0036573 | 0 | 0 | 1.1901e-05 | 0.013745 |  | 4122.2824 | 1746.916 | 2886.7772 | 5246.0104 | 0 | 0 | 0.72517 | 14002.7113 | 539 | 1
2004 | 1 | 23 | 10 | 0.0037835 | 0.0022435 | 0.0038962 | 0.0034495 | 0 | 0 | 1.1901e-05 | 0.013385 |  | 3759.8288 | 1954.7145 | 2867.5732 | 4947.9879 | 0 | 0 | 0.72517 | 13530.8296 | 540 | 1
2004 | 1 | 23 | 11 | 0.0036642 | 0.0022208 | 0.0039521 | 0.0036386 | 0 | 0 | 1.1901e-05 | 0.013488 |  | 3641.2486 | 1934.9527 | 2908.7163 | 5219.2059 | 0 | 0 | 0.72517 | 13704.8487 | 541 | 1
2004 | 1 | 23 | 12 | 0.0035937 | 0.0020996 | 0.0038036 | 0.0037398 | 0 | 0 | 1.1901e-05 | 0.013249 |  | 3571.1874 | 1829.3476 | 2799.4239 | 5364.4522 | 0 | 0 | 0.72517 | 13565.1363 | 542 | 1
2004 | 1 | 23 | 13 | 0.0037071 | 0.0019875 | 0.0036305 | 0.0036612 | 0 | 0 | 1.1901e-05 | 0.012998 |  | 3683.9052 | 1731.7282 | 2671.9974 | 5251.646 | 0 | 0 | 0.72517 | 13340.0019 | 543 | 1
2004 | 1 | 23 | 14 | 0.003221 | 0.002058 | 0.0036677 | 0.0037686 | 0 | 0 | 1.1901e-05 | 0.012727 |  | 3200.7847 | 1793.1624 | 2699.3981 | 5405.6535 | 0 | 0 | 0.72517 | 13099.7238 | 544 | 1
2004 | 1 | 23 | 15 | 0.0034335 | 0.0020091 | 0.0035515 | 0.0036623 | 0 | 0 | 1.1901e-05 | 0.012668 |  | 3411.9553 | 1750.5465 | 2613.8965 | 5253.1615 | 0 | 0 | 0.72517 | 13030.2849 | 545 | 1
2004 | 1 | 23 | 16 | 0.0042113 | 0.0018243 | 0.0034916 | 0.0035599 | 0 | 0 | 1.1901e-05 | 0.013099 |  | 4184.9019 | 1589.497 | 2569.78 | 5106.3524 | 0 | 0 | 0.72517 | 13451.2564 | 546 | 1
2004 | 1 | 23 | 17 | 0.0046531 | 0.0017461 | 0.003387 | 0.0037023 | 4.3527e-05 | 1.6351e-06 | 1.1901e-05 | 0.013546 |  | 4623.887 | 1521.3773 | 2492.7798 | 5310.6538 | 13.001 | 0.91469 | 0.72517 | 13963.3388 | 547 | 1
2004 | 1 | 23 | 18 | 0.0056354 | 0.0016192 | 0.0033653 | 0.0036074 | 0.00017411 | 6.5404e-06 | 1.1901e-05 | 0.01442 |  | 5600.1001 | 1410.7832 | 2476.8341 | 5174.4528 | 52.0041 | 3.6588 | 0.72517 | 14718.5582 | 548 | 1
2004 | 1 | 23 | 19 | 0.0061108 | 0.0015035 | 0.0033662 | 0.0033317 | 0.00017411 | 6.5404e-06 | 1.1901e-05 | 0.014505 |  | 6072.4659 | 1310.0197 | 2477.528 | 4779.0154 | 52.0041 | 3.6588 | 0.72517 | 14695.4169 | 549 | 1
2004 | 1 | 23 | 20 | 0.0056373 | 0.0015357 | 0.0033823 | 0.0033733 | 0.00017411 | 6.5404e-06 | 1.1901e-05 | 0.014121 |  | 5601.9927 | 1338.0641 | 2489.3505 | 4838.6388 | 52.0041 | 3.6588 | 0.72517 | 14324.4341 | 550 | 1
2004 | 1 | 23 | 21 | 0.0056457 | 0.0014937 | 0.0032926 | 0.0036044 | 0.00017411 | 6.5404e-06 | 1.1901e-05 | 0.014229 |  | 5610.35 | 1301.4905 | 2423.339 | 5170.238 | 52.0041 | 3.6588 | 0.72517 | 14561.8054 | 551 | 1
2004 | 1 | 23 | 22 | 0.0052248 | 0.0014578 | 0.0031966 | 0.0035351 | 0.00017411 | 6.5404e-06 | 1.1901e-05 | 0.013607 |  | 5192.0615 | 1270.1604 | 2352.6433 | 5070.7867 | 52.0041 | 3.6588 | 0.72517 | 13942.0398 | 552 | 1
2004 | 1 | 23 | 23 | 0.0049015 | 0.0013766 | 0.0031277 | 0.003367 | 0.00017411 | 6.5404e-06 | 1.1901e-05 | 0.012965 |  | 4870.7281 | 1199.4517 | 2301.945 | 4829.6882 | 52.0041 | 3.6588 | 0.72517 | 13258.201 | 553 | 1
2004 | 1 | 23 | 24 | 0.0040131 | 0.0014824 | 0.002906 | 0.0024132 | 0.00017411 | 6.5404e-06 | 1.1901e-05 | 0.011007 |  | 3987.9711 | 1291.6391 | 2138.7727 | 3461.522 | 52.0041 | 3.6588 | 0.72517 | 10936.293 | 554 | 1
2004 | 1 | 24 | 1 | 0.003042 | 0.0017653 | 0.0028602 | 0.0023477 | 0.00017411 | 6.5404e-06 | 1.1901e-05 | 0.010208 |  | 3022.8808 | 1538.1154 | 2105.0667 | 3367.5168 | 52.0041 | 3.6588 | 0.72517 | 10089.9678 | 555 | 1
2004 | 1 | 24 | 2 | 0.0028014 | 0.0017335 | 0.0027022 | 0.0023109 | 0.00017411 | 6.5404e-06 | 1.1901e-05 | 0.0097405 |  | 2783.8315 | 1510.3788 | 1988.837 | 3314.7129 | 52.0041 | 3.6588 | 0.72517 | 9654.1482 | 556 | 1
2004 | 1 | 24 | 3 | 0.0025735 | 0.0017884 | 0.0025703 | 0.0024161 | 0.00017411 | 6.5404e-06 | 1.1901e-05 | 0.009541 |  | 2557.403 | 1558.2104 | 1891.7529 | 3465.7369 | 52.0041 | 3.6588 | 0.72517 | 9529.4912 | 557 | 1
2004 | 1 | 24 | 4 | 0.0024418 | 0.0018108 | 0.0025366 | 0.0023631 | 0.00017411 | 6.5404e-06 | 1.1901e-05 | 0.0093448 |  | 2426.498 | 1577.702 | 1866.9179 | 3389.6803 | 52.0041 | 3.6588 | 0.72517 | 9317.1861 | 558 | 1
2004 | 1 | 24 | 5 | 0.0024701 | 0.0018194 | 0.0025558 | 0.0023881 | 0.00017411 | 6.5404e-06 | 1.1901e-05 | 0.009426 |  | 2454.609 | 1585.2656 | 1881.0578 | 3425.5301 | 52.0041 | 3.6588 | 0.72517 | 9402.8505 | 559 | 1
2004 | 1 | 24 | 6 | 0.0026318 | 0.0017768 | 0.0025355 | 0.0023396 | 0.00017411 | 6.5404e-06 | 1.1901e-05 | 0.0094762 |  | 2615.3389 | 1548.0821 | 1866.1079 | 3355.9142 | 52.0041 | 3.6588 | 0.72517 | 9441.831 | 560 | 1
2004 | 1 | 24 | 7 | 0.0028956 | 0.0017673 | 0.0026483 | 0.0024602 | 0.00017411 | 6.5404e-06 | 1.1901e-05 | 0.0099639 |  | 2877.3995 | 1539.8743 | 1949.1044 | 3528.8648 | 52.0041 | 3.6588 | 0.72517 | 9951.6311 | 561 | 1
2004 | 1 | 24 | 8 | 0.0036865 | 0.0016455 | 0.0028944 | 0.0028329 | 0.00017411 | 6.5404e-06 | 1.1901e-05 | 0.011252 |  | 3663.3924 | 1433.6877 | 2130.2378 | 4063.5341 | 52.0041 | 3.6588 | 0.72517 | 11347.2401 | 562 | 1
2004 | 1 | 24 | 9 | 0.0040431 | 0.0017672 | 0.0028864 | 0.0028762 | 0 | 0 | 1.1901e-05 | 0.011585 |  | 4017.7454 | 1539.747 | 2124.3502 | 4125.6675 | 0 | 0 | 0.72517 | 11808.2353 | 563 | 1
2004 | 1 | 24 | 10 | 0.0043701 | 0.0018529 | 0.0029357 | 0.002665 | 0 | 0 | 1.1901e-05 | 0.011836 |  | 4342.748 | 1614.4513 | 2160.6307 | 3822.6724 | 0 | 0 | 0.72517 | 11941.2275 | 564 | 1
2004 | 1 | 24 | 11 | 0.0045535 | 0.001867 | 0.0028645 | 0.0025682 | 0 | 0 | 1.1901e-05 | 0.011865 |  | 4524.9963 | 1626.7142 | 2108.2736 | 3683.7721 | 0 | 0 | 0.72517 | 11944.4813 | 565 | 1
2004 | 1 | 24 | 12 | 0.0049012 | 0.0017508 | 0.002855 | 0.002723 | 0 | 0 | 1.1901e-05 | 0.012242 |  | 4870.4654 | 1525.4311 | 2101.2791 | 3905.8801 | 0 | 0 | 0.72517 | 12403.7808 | 566 | 1
2004 | 1 | 24 | 13 | 0.0051837 | 0.0015761 | 0.0028164 | 0.0027357 | 0 | 0 | 1.1901e-05 | 0.012324 |  | 5151.21 | 1373.2289 | 2072.8463 | 3924.0654 | 0 | 0 | 0.72517 | 12522.0757 | 567 | 1
2004 | 1 | 24 | 14 | 0.004718 | 0.0016519 | 0.0028248 | 0.0027981 | 0 | 0 | 1.1901e-05 | 0.012005 |  | 4688.4553 | 1439.2711 | 2079.0356 | 4013.619 | 0 | 0 | 0.72517 | 12221.1062 | 568 | 1
2004 | 1 | 24 | 15 | 0.0044512 | 0.0017167 | 0.0028278 | 0.0026857 | 0 | 0 | 1.1901e-05 | 0.011693 |  | 4423.325 | 1495.77 | 2081.2252 | 3852.3658 | 0 | 0 | 0.72517 | 11853.4112 | 569 | 1
2004 | 1 | 24 | 16 | 0.0045671 | 0.0017635 | 0.0028125 | 0.0025279 | 0 | 0 | 1.1901e-05 | 0.011683 |  | 4538.4998 | 1536.5196 | 2069.9739 | 3625.9956 | 0 | 0 | 0.72517 | 11771.714 | 570 | 1
2004 | 1 | 24 | 17 | 0.0054137 | 0.0015493 | 0.0028689 | 0.0023986 | 4.3527e-05 | 1.6351e-06 | 1.1901e-05 | 0.012287 |  | 5379.7186 | 1349.8879 | 2111.4894 | 3440.4952 | 13.001 | 0.91469 | 0.72517 | 12296.232 | 571 | 1
2004 | 1 | 24 | 18 | 0.0063004 | 0.0015892 | 0.0028672 | 0.0020842 | 0.00017411 | 6.5404e-06 | 1.1901e-05 | 0.013033 |  | 6260.9057 | 1384.6673 | 2110.2095 | 2989.5544 | 52.0041 | 3.6588 | 0.72517 | 12801.725 | 572 | 1
2004 | 1 | 24 | 19 | 0.0066984 | 0.0013982 | 0.0028859 | 0.0021068 | 0.00017411 | 6.5404e-06 | 1.1901e-05 | 0.013282 |  | 6656.3796 | 1218.2722 | 2124.0243 | 3021.9945 | 52.0041 | 3.6588 | 0.72517 | 13077.0586 | 573 | 1
2004 | 1 | 24 | 20 | 0.0064896 | 0.0013137 | 0.0028148 | 0.0024294 | 0.00017411 | 6.5404e-06 | 1.1901e-05 | 0.01324 |  | 6448.891 | 1144.6056 | 2071.6493 | 3484.7747 | 52.0041 | 3.6588 | 0.72517 | 13206.3086 | 574 | 1
2004 | 1 | 24 | 21 | 0.0058061 | 0.0014768 | 0.0027333 | 0.0026221 | 0.00017411 | 6.5404e-06 | 1.1901e-05 | 0.012831 |  | 5769.7207 | 1286.6933 | 2011.6542 | 3761.202 | 52.0041 | 3.6588 | 0.72517 | 12885.6583 | 575 | 1
2004 | 1 | 24 | 22 | 0.0053239 | 0.0014695 | 0.0026413 | 0.0025909 | 0.00017411 | 6.5404e-06 | 1.1901e-05 | 0.012218 |  | 5290.5533 | 1280.4037 | 1943.9636 | 3716.4489 | 52.0041 | 3.6588 | 0.72517 | 12287.7575 | 576 | 1
2004 | 1 | 24 | 23 | 0.0049553 | 0.0014986 | 0.0025606 | 0.0024303 | 0.00017411 | 6.5404e-06 | 1.1901e-05 | 0.011637 |  | 4924.2371 | 1305.7138 | 1884.5553 | 3486.1007 | 52.0041 | 3.6588 | 0.72517 | 11656.9949 | 577 | 1
2004 | 1 | 24 | 24 | 0.0039696 | 0.0016909 | 0.002477 | 0.0020494 | 0.00017411 | 6.5404e-06 | 1.1901e-05 | 0.010379 |  | 3944.7233 | 1473.2955 | 1823.0183 | 2939.6867 | 52.0041 | 3.6588 | 0.72517 | 10237.1117 | 578 | 1
2004 | 1 | 25 | 1 | 0.0030362 | 0.0019224 | 0.0024301 | 0.0019903 | 0.00017411 | 6.5404e-06 | 1.1901e-05 | 0.0095716 |  | 3017.1946 | 1674.9723 | 1788.5262 | 2854.9163 | 52.0041 | 3.6588 | 0.72517 | 9391.9974 | 579 | 1
2004 | 1 | 25 | 2 | 0.0027212 | 0.0019443 | 0.002385 | 0.0019762 | 0.00017411 | 6.5404e-06 | 1.1901e-05 | 0.0092193 |  | 2704.1599 | 1694.0955 | 1755.3757 | 2834.6471 | 52.0041 | 3.6588 | 0.72517 | 9044.6663 | 580 | 1
2004 | 1 | 25 | 3 | 0.0025285 | 0.0019676 | 0.002342 | 0.0020249 | 0.00017411 | 6.5404e-06 | 1.1901e-05 | 0.0090555 |  | 2512.6212 | 1714.317 | 1723.7196 | 2904.5472 | 52.0041 | 3.6588 | 0.72517 | 8911.5929 | 581 | 1
2004 | 1 | 25 | 4 | 0.0025028 | 0.0019395 | 0.0023334 | 0.001997 | 0.00017411 | 6.5404e-06 | 1.1901e-05 | 0.0089653 |  | 2487.1172 | 1689.8647 | 1717.3755 | 2864.5299 | 52.0041 | 3.6588 | 0.72517 | 8815.2753 | 582 | 1
2004 | 1 | 25 | 5 | 0.0023726 | 0.0019934 | 0.0023935 | 0.0019657 | 0.00017411 | 6.5404e-06 | 1.1901e-05 | 0.0089177 |  | 2357.7386 | 1736.8177 | 1761.5946 | 2819.5874 | 52.0041 | 3.6588 | 0.72517 | 8732.1263 | 583 | 1
2004 | 1 | 25 | 6 | 0.0026308 | 0.0019483 | 0.0023921 | 0.0019931 | 0.00017411 | 6.5404e-06 | 1.1901e-05 | 0.0091569 |  | 2614.3512 | 1697.5454 | 1760.5666 | 2858.9417 | 52.0041 | 3.6588 | 0.72517 | 8987.7928 | 584 | 1
2004 | 1 | 25 | 7 | 0.0030365 | 0.0018755 | 0.0024868 | 0.0019605 | 0.00017411 | 6.5404e-06 | 1.1901e-05 | 0.0095518 |  | 3017.4685 | 1634.1307 | 1830.2434 | 2812.1048 | 52.0041 | 3.6588 | 0.72517 | 9350.3354 | 585 | 1
2004 | 1 | 25 | 8 | 0.0034726 | 0.0019635 | 0.0020226 | 0.0016196 | 0.00017411 | 6.5404e-06 | 1.1901e-05 | 0.0092709 |  | 3450.8343 | 1710.7723 | 1488.6408 | 2323.1831 | 52.0041 | 3.6588 | 0.72517 | 9029.8185 | 586 | 1
2004 | 1 | 25 | 9 | 0.0043455 | 0.0018656 | 0.0026178 | 0.0018362 | 0 | 0 | 1.1901e-05 | 0.010677 |  | 4318.2333 | 1625.4956 | 1926.6507 | 2633.8975 | 0 | 0 | 0.72517 | 10505.0023 | 587 | 1
2004 | 1 | 25 | 10 | 0.0049101 | 0.0018649 | 0.0027283 | 0.0019542 | 0 | 0 | 1.1901e-05 | 0.011469 |  | 4879.3321 | 1624.8883 | 2007.994 | 2803.0595 | 0 | 0 | 0.72517 | 11315.999 | 588 | 1
2004 | 1 | 25 | 11 | 0.0046811 | 0.0020084 | 0.0026982 | 0.0019837 | 0 | 0 | 1.1901e-05 | 0.011383 |  | 4651.7173 | 1749.9305 | 1985.864 | 2845.4921 | 0 | 0 | 0.72517 | 11233.729 | 589 | 1
2004 | 1 | 25 | 12 | 0.0047897 | 0.0020309 | 0.0027016 | 0.0019965 | 0 | 0 | 1.1901e-05 | 0.011531 |  | 4759.703 | 1769.4828 | 1988.3465 | 2863.8195 | 0 | 0 | 0.72517 | 11382.0769 | 590 | 1
2004 | 1 | 25 | 13 | 0.0048075 | 0.0019613 | 0.0027155 | 0.0020335 | 0 | 0 | 1.1901e-05 | 0.01153 |  | 4777.3886 | 1708.8465 | 1998.5973 | 2916.8602 | 0 | 0 | 0.72517 | 11402.4178 | 591 | 1
2004 | 1 | 25 | 14 | 0.0045745 | 0.001921 | 0.0027568 | 0.0020217 | 0 | 0 | 1.1901e-05 | 0.011286 |  | 4545.8219 | 1673.7924 | 2028.971 | 2899.9535 | 0 | 0 | 0.72517 | 11149.264 | 592 | 1
2004 | 1 | 25 | 15 | 0.0046158 | 0.0018027 | 0.0028035 | 0.0020081 | 0 | 0 | 1.1901e-05 | 0.011242 |  | 4586.8162 | 1570.6737 | 2063.3842 | 2880.3947 | 0 | 0 | 0.72517 | 11101.994 | 593 | 1
2004 | 1 | 25 | 16 | 0.0050566 | 0.0017303 | 0.0027577 | 0.0019819 | 0 | 0 | 1.1901e-05 | 0.011538 |  | 5024.9021 | 1507.6181 | 2029.6167 | 2842.84 | 0 | 0 | 0.72517 | 11405.7021 | 594 | 1
2004 | 1 | 25 | 17 | 0.0054693 | 0.0017223 | 0.0027697 | 0.002001 | 4.3527e-05 | 1.6351e-06 | 1.1901e-05 | 0.012019 |  | 5434.9981 | 1500.6605 | 2038.4436 | 2870.2602 | 13.001 | 0.91469 | 0.72517 | 11859.0033 | 595 | 1
2004 | 1 | 25 | 18 | 0.0068231 | 0.0014827 | 0.0027763 | 0.002004 | 0.00017411 | 6.5404e-06 | 1.1901e-05 | 0.013279 |  | 6780.3583 | 1291.8336 | 2043.3167 | 2874.5224 | 52.0041 | 3.6588 | 0.72517 | 13046.4189 | 596 | 1
2004 | 1 | 25 | 19 | 0.0071911 | 0.0013648 | 0.0028152 | 0.0020772 | 0.00017411 | 6.5404e-06 | 1.1901e-05 | 0.013641 |  | 7146.0508 | 1189.1329 | 2071.9859 | 2979.5146 | 52.0041 | 3.6588 | 0.72517 | 13443.0722 | 597 | 1
2004 | 1 | 25 | 20 | 0.0064361 | 0.0015114 | 0.0027119 | 0.0020986 | 0.00017411 | 6.5404e-06 | 1.1901e-05 | 0.012951 |  | 6395.7184 | 1316.9039 | 1995.961 | 3010.2024 | 52.0041 | 3.6588 | 0.72517 | 12775.1737 | 598 | 1
2004 | 1 | 25 | 21 | 0.0060413 | 0.0015852 | 0.0026629 | 0.0021676 | 0.00017411 | 6.5404e-06 | 1.1901e-05 | 0.01265 |  | 6003.4683 | 1381.2056 | 1959.84 | 3109.1802 | 52.0041 | 3.6588 | 0.72517 | 12510.0821 | 599 | 1
2004 | 1 | 25 | 22 | 0.0059882 | 0.0015027 | 0.0026107 | 0.0021826 | 0.00017411 | 6.5404e-06 | 1.1901e-05 | 0.012477 |  | 5950.656 | 1309.3072 | 1921.4213 | 3130.728 | 52.0041 | 3.6588 | 0.72517 | 12368.5003 | 600 | 1
2004 | 1 | 25 | 23 | 0.0053902 | 0.0014617 | 0.0025603 | 0.0023791 | 0.00017411 | 6.5404e-06 | 1.1901e-05 | 0.011984 |  | 5356.4045 | 1273.6028 | 1884.3921 | 3412.5541 | 52.0041 | 3.6588 | 0.72517 | 11983.3415 | 601 | 1
2004 | 1 | 25 | 24 | 0.0036026 | 0.0017173 | 0.0025758 | 0.0030839 | 0.00017411 | 6.5404e-06 | 1.1901e-05 | 0.011172 |  | 3580.0562 | 1496.2997 | 1895.7791 | 4423.5006 | 52.0041 | 3.6588 | 0.72517 | 11452.0236 | 602 | 1
2004 | 1 | 26 | 1 | 0.0027762 | 0.0018833 | 0.0027611 | 0.0040156 | 0.00017411 | 6.5404e-06 | 1.1901e-05 | 0.011629 |  | 2758.7606 | 1640.9384 | 2032.1686 | 5760.0318 | 52.0041 | 3.6588 | 0.72517 | 12248.2873 | 603 | 1
2004 | 1 | 26 | 2 | 0.0023947 | 0.0019588 | 0.0027881 | 0.003903 | 0.00017411 | 6.5404e-06 | 1.1901e-05 | 0.011237 |  | 2379.6689 | 1706.6977 | 2052.0251 | 5598.5417 | 52.0041 | 3.6588 | 0.72517 | 11793.3214 | 604 | 1
2004 | 1 | 26 | 3 | 0.0022152 | 0.0020172 | 0.0028166 | 0.0040444 | 0.00017411 | 6.5404e-06 | 1.1901e-05 | 0.011286 |  | 2201.337 | 1757.6186 | 2073.0005 | 5801.2804 | 52.0041 | 3.6588 | 0.72517 | 11889.6244 | 605 | 1
2004 | 1 | 26 | 4 | 0.0023858 | 0.0018781 | 0.0028136 | 0.0039889 | 0.00017411 | 6.5404e-06 | 1.1901e-05 | 0.011259 |  | 2370.8823 | 1636.3729 | 2070.8055 | 5721.672 | 52.0041 | 3.6588 | 0.72517 | 11856.1206 | 606 | 1
2004 | 1 | 26 | 5 | 0.0023462 | 0.001971 | 0.0028395 | 0.0039028 | 0.00017411 | 6.5404e-06 | 1.1901e-05 | 0.011252 |  | 2331.4871 | 1717.3237 | 2089.8611 | 5598.2576 | 52.0041 | 3.6588 | 0.72517 | 11793.3174 | 607 | 1
2004 | 1 | 26 | 6 | 0.0026033 | 0.0019202 | 0.0029336 | 0.0040938 | 0.00017411 | 6.5404e-06 | 1.1901e-05 | 0.011744 |  | 2587.0272 | 1673.0985 | 2159.1331 | 5872.2223 | 52.0041 | 3.6588 | 0.72517 | 12347.8691 | 608 | 1
2004 | 1 | 26 | 7 | 0.0034283 | 0.0019045 | 0.0032206 | 0.0039637 | 0.00017411 | 6.5404e-06 | 1.1901e-05 | 0.01271 |  | 3406.7938 | 1659.3889 | 2370.3035 | 5685.5853 | 52.0041 | 3.6588 | 0.72517 | 13178.4595 | 609 | 1
2004 | 1 | 26 | 8 | 0.0043413 | 0.0018037 | 0.0036346 | 0.003726 | 0.00017411 | 6.5404e-06 | 1.1901e-05 | 0.013698 |  | 4314.0869 | 1571.5649 | 2675.0296 | 5344.6093 | 52.0041 | 3.6588 | 0.72517 | 13961.6787 | 610 | 1
2004 | 1 | 26 | 9 | 0.0046746 | 0.0019625 | 0.0037228 | 0.003929 | 0 | 0 | 1.1901e-05 | 0.014301 |  | 4645.2937 | 1709.8927 | 2739.9365 | 5635.7176 | 0 | 0 | 0.72517 | 14731.5657 | 611 | 1
2004 | 1 | 26 | 10 | 0.0038984 | 0.0022245 | 0.0038015 | 0.0040336 | 0 | 0 | 1.1901e-05 | 0.01397 |  | 3873.9819 | 1938.2284 | 2797.8865 | 5785.8417 | 0 | 0 | 0.72517 | 14396.6637 | 612 | 1
2004 | 1 | 26 | 11 | 0.003814 | 0.00227 | 0.0039824 | 0.0045043 | 0 | 0 | 1.1901e-05 | 0.014583 |  | 3790.1108 | 1977.8398 | 2931.0302 | 6461.0216 | 0 | 0 | 0.72517 | 15160.7276 | 613 | 1
2004 | 1 | 26 | 12 | 0.003859 | 0.0022127 | 0.0040544 | 0.0043459 | 0 | 0 | 1.1901e-05 | 0.014484 |  | 3834.7883 | 1927.8958 | 2984.0175 | 6233.799 | 0 | 0 | 0.72517 | 14981.2257 | 614 | 1
2004 | 1 | 26 | 13 | 0.00407 | 0.0019787 | 0.0039187 | 0.0043921 | 0 | 0 | 1.1901e-05 | 0.014371 |  | 4044.4601 | 1724.0687 | 2884.1504 | 6300.0525 | 0 | 0 | 0.72517 | 14953.4569 | 615 | 1
2004 | 1 | 26 | 14 | 0.0038537 | 0.0020277 | 0.0039854 | 0.0044739 | 0 | 0 | 1.1901e-05 | 0.014353 |  | 3829.5841 | 1766.6973 | 2933.2481 | 6417.3577 | 0 | 0 | 0.72517 | 14947.6124 | 616 | 1
2004 | 1 | 26 | 15 | 0.0039185 | 0.0019301 | 0.0039458 | 0.0041138 | 0 | 0 | 1.1901e-05 | 0.01392 |  | 3893.9494 | 1681.645 | 2904.0956 | 5900.9211 | 0 | 0 | 0.72517 | 14381.3363 | 617 | 1
2004 | 1 | 26 | 16 | 0.0044335 | 0.001859 | 0.0038755 | 0.0038248 | 0 | 0 | 1.1901e-05 | 0.014005 |  | 4405.7269 | 1619.7141 | 2852.323 | 5486.2564 | 0 | 0 | 0.72517 | 14364.7457 | 618 | 1
2004 | 1 | 26 | 17 | 0.0051174 | 0.0017559 | 0.0038211 | 0.0043158 | 4.3527e-05 | 1.6351e-06 | 1.1901e-05 | 0.015067 |  | 5085.2849 | 1529.9066 | 2812.2856 | 6190.5613 | 13.001 | 0.91469 | 0.72517 | 15632.6793 | 619 | 1
2004 | 1 | 26 | 18 | 0.0064787 | 0.0015808 | 0.0037556 | 0.0042455 | 0.00017411 | 6.5404e-06 | 1.1901e-05 | 0.016253 |  | 6438.0749 | 1377.3463 | 2764.0876 | 6089.7366 | 52.0041 | 3.6588 | 0.72517 | 16725.6333 | 620 | 1
2004 | 1 | 26 | 19 | 0.0063871 | 0.0015508 | 0.003697 | 0.0040036 | 0.00017411 | 6.5404e-06 | 1.1901e-05 | 0.015831 |  | 6347.0559 | 1351.1652 | 2720.997 | 5742.7462 | 52.0041 | 3.6588 | 0.72517 | 16218.3523 | 621 | 1
2004 | 1 | 26 | 20 | 0.0065842 | 0.0013413 | 0.0035905 | 0.0042682 | 0.00017411 | 6.5404e-06 | 1.1901e-05 | 0.015977 |  | 6542.881 | 1168.6382 | 2642.5927 | 6122.3661 | 52.0041 | 3.6588 | 0.72517 | 16532.8661 | 622 | 1
2004 | 1 | 26 | 21 | 0.0060884 | 0.0013968 | 0.0035404 | 0.0044327 | 0.00017411 | 6.5404e-06 | 1.1901e-05 | 0.015651 |  | 6050.2676 | 1216.9868 | 2605.7043 | 6358.2552 | 52.0041 | 3.6588 | 0.72517 | 16287.6018 | 623 | 1
2004 | 1 | 26 | 22 | 0.0055131 | 0.0014601 | 0.0033919 | 0.0044531 | 0.00017411 | 6.5404e-06 | 1.1901e-05 | 0.015011 |  | 5478.5822 | 1272.2069 | 2496.4087 | 6387.5223 | 52.0041 | 3.6588 | 0.72517 | 15691.108 | 624 | 1
2004 | 1 | 26 | 23 | 0.0049751 | 0.0013707 | 0.0033335 | 0.0043124 | 0.00017411 | 6.5404e-06 | 1.1901e-05 | 0.014184 |  | 4943.9338 | 1194.2794 | 2453.4589 | 6185.6835 | 52.0041 | 3.6588 | 0.72517 | 14833.7435 | 625 | 1
2004 | 1 | 26 | 24 | 0.0033458 | 0.001703 | 0.003108 | 0.0040156 | 0.00017411 | 6.5404e-06 | 1.1901e-05 | 0.012365 |  | 3324.8112 | 1483.773 | 2287.439 | 5759.9844 | 52.0041 | 3.6588 | 0.72517 | 12912.3956 | 626 | 1
2004 | 1 | 27 | 1 | 0.0026749 | 0.0018405 | 0.0029649 | 0.0039056 | 0.00017411 | 6.5404e-06 | 1.1901e-05 | 0.011579 |  | 2658.1668 | 1603.631 | 2182.1679 | 5602.1883 | 52.0041 | 3.6588 | 0.72517 | 12102.542 | 627 | 1
2004 | 1 | 27 | 2 | 0.0023631 | 0.001891 | 0.0028773 | 0.0035751 | 0.00017411 | 6.5404e-06 | 1.1901e-05 | 0.010899 |  | 2348.2859 | 1647.6466 | 2117.6881 | 5128.1369 | 52.0041 | 3.6588 | 0.72517 | 11298.1455 | 628 | 1
2004 | 1 | 27 | 3 | 0.002319 | 0.0018401 | 0.0029127 | 0.0036019 | 0.00017411 | 6.5404e-06 | 1.1901e-05 | 0.010866 |  | 2304.4323 | 1603.3052 | 2143.7506 | 5166.5914 | 52.0041 | 3.6588 | 0.72517 | 11274.4675 | 629 | 1
2004 | 1 | 27 | 4 | 0.0024027 | 0.0017963 | 0.0029308 | 0.0037261 | 0.00017411 | 6.5404e-06 | 1.1901e-05 | 0.011048 |  | 2387.6553 | 1565.0739 | 2157.0365 | 5344.7988 | 52.0041 | 3.6588 | 0.72517 | 11510.9524 | 630 | 1
2004 | 1 | 27 | 5 | 0.0025086 | 0.0018446 | 0.0029396 | 0.0037792 | 0.00017411 | 6.5404e-06 | 1.1901e-05 | 0.011264 |  | 2492.8522 | 1607.1582 | 2163.5488 | 5420.8554 | 52.0041 | 3.6588 | 0.72517 | 11740.8025 | 631 | 1
2004 | 1 | 27 | 6 | 0.0027332 | 0.001845 | 0.0029866 | 0.0036986 | 0.00017411 | 6.5404e-06 | 1.1901e-05 | 0.011456 |  | 2716.0669 | 1607.58 | 2198.1226 | 5305.255 | 52.0041 | 3.6588 | 0.72517 | 11883.4125 | 632 | 1
2004 | 1 | 27 | 7 | 0.0034816 | 0.0018049 | 0.0031817 | 0.0038847 | 0.00017411 | 6.5404e-06 | 1.1901e-05 | 0.012545 |  | 3459.7931 | 1572.5621 | 2341.6947 | 5572.1635 | 52.0041 | 3.6588 | 0.72517 | 13002.6013 | 633 | 1
2004 | 1 | 27 | 8 | 0.0042998 | 0.0018702 | 0.003585 | 0.0034366 | 0.00017411 | 6.5404e-06 | 1.1901e-05 | 0.013384 |  | 4272.8202 | 1629.4639 | 2638.557 | 4929.4237 | 52.0041 | 3.6588 | 0.72517 | 13526.6528 | 634 | 1
2004 | 1 | 27 | 9 | 0.0043943 | 0.0019959 | 0.0037633 | 0.00385 | 0 | 0 | 1.1901e-05 | 0.014015 |  | 4366.7774 | 1739.0579 | 2769.741 | 5522.4378 | 0 | 0 | 0.72517 | 14398.7392 | 635 | 1
2004 | 1 | 27 | 10 | 0.003582 | 0.0023482 | 0.0038346 | 0.0036804 | 0 | 0 | 1.1901e-05 | 0.013457 |  | 3559.5574 | 2045.9852 | 2822.2528 | 5279.2082 | 0 | 0 | 0.72517 | 13707.7289 | 636 | 1
2004 | 1 | 27 | 11 | 0.0035738 | 0.0023191 | 0.0039614 | 0.003628 | 0 | 0 | 1.1901e-05 | 0.013494 |  | 3551.3677 | 2020.5935 | 2915.5341 | 5204.0514 | 0 | 0 | 0.72517 | 13692.2719 | 637 | 1
2004 | 1 | 27 | 12 | 0.0039317 | 0.0022155 | 0.0039709 | 0.0035223 | 0 | 0 | 1.1901e-05 | 0.013652 |  | 3907.0318 | 1930.3919 | 2922.528 | 5052.4118 | 0 | 0 | 0.72517 | 13813.0887 | 638 | 1
2004 | 1 | 27 | 13 | 0.0037862 | 0.0021528 | 0.0038677 | 0.0037755 | 0 | 0 | 1.1901e-05 | 0.013594 |  | 3762.419 | 1875.728 | 2846.5904 | 5415.646 | 0 | 0 | 0.72517 | 13901.1086 | 639 | 1
2004 | 1 | 27 | 14 | 0.0035391 | 0.0021267 | 0.0039352 | 0.0038277 | 0 | 0 | 1.1901e-05 | 0.013441 |  | 3516.8723 | 1852.9614 | 2896.2964 | 5490.4239 | 0 | 0 | 0.72517 | 13757.2791 | 640 | 1
2004 | 1 | 27 | 15 | 0.0036494 | 0.0020832 | 0.0038346 | 0.0037648 | 0 | 0 | 1.1901e-05 | 0.013344 |  | 3626.5058 | 1815.1208 | 2822.2129 | 5400.3021 | 0 | 0 | 0.72517 | 13664.8669 | 641 | 1
2004 | 1 | 27 | 16 | 0.0037163 | 0.0020709 | 0.003854 | 0.0036442 | 0 | 0 | 1.1901e-05 | 0.013297 |  | 3692.9858 | 1804.39 | 2836.4875 | 5227.3041 | 0 | 0 | 0.72517 | 13561.8926 | 642 | 1
2004 | 1 | 27 | 17 | 0.0046308 | 0.0018406 | 0.0038825 | 0.0039637 | 4.3527e-05 | 1.6351e-06 | 1.1901e-05 | 0.014375 |  | 4601.7499 | 1603.7287 | 2857.4626 | 5685.538 | 13.001 | 0.91469 | 0.72517 | 14763.12 | 643 | 1
2004 | 1 | 27 | 18 | 0.0057049 | 0.0017462 | 0.0038759 | 0.0038247 | 0.00017411 | 6.5404e-06 | 1.1901e-05 | 0.015344 |  | 5669.1073 | 1521.4356 | 2852.64 | 5486.1144 | 52.0041 | 3.6588 | 0.72517 | 15585.6852 | 644 | 1
2004 | 1 | 27 | 19 | 0.0062945 | 0.0015166 | 0.0038069 | 0.0038379 | 0.00017411 | 6.5404e-06 | 1.1901e-05 | 0.015648 |  | 6255.0207 | 1321.4215 | 2801.8417 | 5505.1522 | 52.0041 | 3.6588 | 0.72517 | 15939.8241 | 645 | 1
2004 | 1 | 27 | 20 | 0.0063764 | 0.0014433 | 0.0036583 | 0.0038759 | 0.00017411 | 6.5404e-06 | 1.1901e-05 | 0.015546 |  | 6336.4213 | 1257.5167 | 2692.4629 | 5559.6136 | 52.0041 | 3.6588 | 0.72517 | 15902.4026 | 646 | 1
2004 | 1 | 27 | 21 | 0.0062223 | 0.0013757 | 0.0036169 | 0.0037652 | 0.00017411 | 6.5404e-06 | 1.1901e-05 | 0.015173 |  | 6183.2463 | 1198.6153 | 2661.9874 | 5400.823 | 52.0041 | 3.6588 | 0.72517 | 15501.06 | 647 | 1
2004 | 1 | 27 | 22 | 0.0055791 | 0.0013931 | 0.0034733 | 0.003435 | 0.00017411 | 6.5404e-06 | 1.1901e-05 | 0.014073 |  | 5544.0829 | 1213.7996 | 2556.3555 | 4927.1979 | 52.0041 | 3.6588 | 0.72517 | 14297.824 | 648 | 1
2004 | 1 | 27 | 23 | 0.0051581 | 0.0014084 | 0.0033545 | 0.0031452 | 0.00017411 | 6.5404e-06 | 1.1901e-05 | 0.013259 |  | 5125.7834 | 1227.1537 | 2468.8855 | 4511.4913 | 52.0041 | 3.6588 | 0.72517 | 13389.7018 | 649 | 1
2004 | 1 | 27 | 24 | 0.0036281 | 0.0017069 | 0.003181 | 0.0034294 | 0.00017411 | 6.5404e-06 | 1.1901e-05 | 0.012138 |  | 3605.3394 | 1487.2386 | 2341.184 | 4919.1471 | 52.0041 | 3.6588 | 0.72517 | 12409.297 | 650 | 1
2004 | 1 | 28 | 1 | 0.0027626 | 0.0018405 | 0.0030571 | 0.0037213 | 0.00017411 | 6.5404e-06 | 1.1901e-05 | 0.011574 |  | 2745.3148 | 1603.631 | 2249.9772 | 5337.7898 | 52.0041 | 3.6588 | 0.72517 | 11993.1007 | 651 | 1
2004 | 1 | 28 | 2 | 0.002456 | 0.001891 | 0.0029672 | 0.0039644 | 0.00017411 | 6.5404e-06 | 1.1901e-05 | 0.011471 |  | 2440.6354 | 1647.6466 | 2183.8177 | 5686.5325 | 52.0041 | 3.6588 | 0.72517 | 12015.0201 | 652 | 1
2004 | 1 | 28 | 3 | 0.0024143 | 0.0018401 | 0.0030354 | 0.004038 | 0.00017411 | 6.5404e-06 | 1.1901e-05 | 0.01152 |  | 2399.2039 | 1603.3052 | 2234.058 | 5792.1403 | 52.0041 | 3.6588 | 0.72517 | 12085.0953 | 653 | 1
2004 | 1 | 28 | 4 | 0.0025 | 0.0017963 | 0.0030193 | 0.0040424 | 0.00017411 | 6.5404e-06 | 1.1901e-05 | 0.01155 |  | 2484.3224 | 1565.0739 | 2222.1589 | 5798.3916 | 52.0041 | 3.6588 | 0.72517 | 12126.3347 | 654 | 1
2004 | 1 | 28 | 5 | 0.0026107 | 0.0018446 | 0.0030495 | 0.0040236 | 0.00017411 | 6.5404e-06 | 1.1901e-05 | 0.011721 |  | 2594.3279 | 1607.1582 | 2244.3803 | 5771.445 | 52.0041 | 3.6588 | 0.72517 | 12273.6993 | 655 | 1
2004 | 1 | 28 | 6 | 0.0028459 | 0.001845 | 0.0030322 | 0.0040616 | 0.00017411 | 6.5404e-06 | 1.1901e-05 | 0.011977 |  | 2828.0873 | 1607.58 | 2231.6879 | 5825.9538 | 52.0041 | 3.6588 | 0.72517 | 12549.6969 | 656 | 1
2004 | 1 | 28 | 7 | 0.0036199 | 0.0018049 | 0.003388 | 0.0038916 | 0.00017411 | 6.5404e-06 | 1.1901e-05 | 0.012897 |  | 3597.1688 | 1572.5621 | 2493.5712 | 5582.1559 | 52.0041 | 3.6588 | 0.72517 | 13301.8461 | 657 | 1
2004 | 1 | 28 | 8 | 0.0044428 | 0.0018702 | 0.003859 | 0.0038199 | 0.00017411 | 6.5404e-06 | 1.1901e-05 | 0.014184 |  | 4414.9256 | 1629.4639 | 2840.1954 | 5479.2475 | 52.0041 | 3.6588 | 0.72517 | 14420.2203 | 658 | 1
2004 | 1 | 28 | 9 | 0.0045251 | 0.0019959 | 0.0040479 | 0.004026 | 0 | 0 | 1.1901e-05 | 0.014607 |  | 4496.7533 | 1739.0579 | 2979.2547 | 5774.9495 | 0 | 0 | 0.72517 | 14990.7404 | 659 | 1
2004 | 1 | 28 | 10 | 0.0037 | 0.0023482 | 0.0040409 | 0.0041426 | 0 | 0 | 1.1901e-05 | 0.014244 |  | 3676.8422 | 2045.9852 | 2974.0405 | 5942.1224 | 0 | 0 | 0.72517 | 14639.7154 | 660 | 1
2004 | 1 | 28 | 11 | 0.0036906 | 0.0023191 | 0.0040163 | 0.0042172 | 0 | 0 | 1.1901e-05 | 0.014255 |  | 3667.4959 | 2020.5935 | 2955.9394 | 6049.1983 | 0 | 0 | 0.72517 | 14693.9523 | 661 | 1
2004 | 1 | 28 | 12 | 0.0040471 | 0.0022155 | 0.0040295 | 0.0040877 | 0 | 0 | 1.1901e-05 | 0.014392 |  | 4021.7389 | 1930.3919 | 2965.6623 | 5863.4138 | 0 | 0 | 0.72517 | 14781.932 | 662 | 1
2004 | 1 | 28 | 13 | 0.003895 | 0.0021528 | 0.0040294 | 0.004101 | 0 | 0 | 1.1901e-05 | 0.01419 |  | 3870.5392 | 1875.728 | 2965.6283 | 5882.5463 | 0 | 0 | 0.72517 | 14595.1669 | 663 | 1
2004 | 1 | 28 | 14 | 0.0036452 | 0.0021267 | 0.0041617 | 0.0040377 | 0 | 0 | 1.1901e-05 | 0.013983 |  | 3622.3685 | 1852.9614 | 3062.9966 | 5791.7141 | 0 | 0 | 0.72517 | 14330.7658 | 664 | 1
2004 | 1 | 28 | 15 | 0.0037537 | 0.0020832 | 0.0040941 | 0.0041395 | 0 | 0 | 1.1901e-05 | 0.014082 |  | 3730.1254 | 1815.1208 | 3013.2428 | 5937.7655 | 0 | 0 | 0.72517 | 14496.9797 | 665 | 1
2004 | 1 | 28 | 16 | 0.0038158 | 0.0020709 | 0.0040439 | 0.0039552 | 0 | 0 | 1.1901e-05 | 0.013898 |  | 3791.9168 | 1804.39 | 2976.2672 | 5673.4144 | 0 | 0 | 0.72517 | 14246.7135 | 666 | 1
2004 | 1 | 28 | 17 | 0.0047419 | 0.0018406 | 0.00393 | 0.0041179 | 4.3527e-05 | 1.6351e-06 | 1.1901e-05 | 0.014687 |  | 4712.1638 | 1603.7287 | 2892.4319 | 5906.7935 | 13.001 | 0.91469 | 0.72517 | 15129.7588 | 667 | 1
2004 | 1 | 28 | 18 | 0.0058256 | 0.0017462 | 0.0038407 | 0.0042696 | 0.00017411 | 6.5404e-06 | 1.1901e-05 | 0.015875 |  | 5789.0841 | 1521.4356 | 2826.7065 | 6124.3551 | 52.0041 | 3.6588 | 0.72517 | 16317.9693 | 668 | 1
2004 | 1 | 28 | 19 | 0.0064193 | 0.0015166 | 0.0038605 | 0.004163 | 0.00017411 | 6.5404e-06 | 1.1901e-05 | 0.016152 |  | 6379.0997 | 1321.4215 | 2841.2999 | 5971.3895 | 52.0041 | 3.6588 | 0.72517 | 16569.5986 | 669 | 1
2004 | 1 | 28 | 20 | 0.00651 | 0.0014433 | 0.0037895 | 0.0038591 | 0.00017411 | 6.5404e-06 | 1.1901e-05 | 0.015794 |  | 6469.2066 | 1257.5167 | 2789.0465 | 5535.5085 | 52.0041 | 3.6588 | 0.72517 | 16107.6664 | 670 | 1
2004 | 1 | 28 | 21 | 0.0063511 | 0.0013757 | 0.0037929 | 0.0042248 | 0.00017411 | 6.5404e-06 | 1.1901e-05 | 0.015937 |  | 6311.2339 | 1198.6153 | 2791.5168 | 6060.0906 | 52.0041 | 3.6588 | 0.72517 | 16417.8446 | 671 | 1
2004 | 1 | 28 | 22 | 0.0057018 | 0.0013931 | 0.0036628 | 0.004238 | 0.00017411 | 6.5404e-06 | 1.1901e-05 | 0.015188 |  | 5666.059 | 1213.7996 | 2695.81 | 6079.0337 | 52.0041 | 3.6588 | 0.72517 | 15711.0904 | 672 | 1
2004 | 1 | 28 | 23 | 0.0052845 | 0.0014084 | 0.0035693 | 0.0042792 | 0.00017411 | 6.5404e-06 | 1.1901e-05 | 0.014734 |  | 5251.3953 | 1227.1537 | 2626.9739 | 6138.1363 | 52.0041 | 3.6588 | 0.72517 | 15300.0472 | 673 | 1
2004 | 1 | 28 | 24 | 0.0037353 | 0.0017069 | 0.0034182 | 0.0041955 | 0.00017411 | 6.5404e-06 | 1.1901e-05 | 0.013248 |  | 3711.8856 | 1487.2386 | 2515.7537 | 6018.0843 | 52.0041 | 3.6588 | 0.72517 | 13789.3502 | 674 | 1
2004 | 1 | 29 | 1 | 0.0026398 | 0.0018405 | 0.0032507 | 0.0037932 | 0.00017411 | 6.5404e-06 | 1.1901e-05 | 0.011717 |  | 2623.2468 | 1603.631 | 2392.5264 | 5440.9824 | 52.0041 | 3.6588 | 0.72517 | 12116.7745 | 675 | 1
2004 | 1 | 29 | 2 | 0.0023259 | 0.001891 | 0.0030274 | 0.003783 | 0.00017411 | 6.5404e-06 | 1.1901e-05 | 0.01122 |  | 2311.2817 | 1647.6466 | 2228.1328 | 5426.3015 | 52.0041 | 3.6588 | 0.72517 | 11669.7506 | 676 | 1
2004 | 1 | 29 | 3 | 0.0022808 | 0.0018401 | 0.003059 | 0.0041588 | 0.00017411 | 6.5404e-06 | 1.1901e-05 | 0.011531 |  | 2266.4576 | 1603.3052 | 2251.423 | 5965.4224 | 52.0041 | 3.6588 | 0.72517 | 12142.9962 | 677 | 1
2004 | 1 | 29 | 4 | 0.0023637 | 0.0017963 | 0.0030842 | 0.0041327 | 0.00017411 | 6.5404e-06 | 1.1901e-05 | 0.011569 |  | 2348.9209 | 1565.0739 | 2269.9461 | 5927.9624 | 52.0041 | 3.6588 | 0.72517 | 12168.2913 | 678 | 1
2004 | 1 | 29 | 5 | 0.0024677 | 0.0018446 | 0.0030909 | 0.0042304 | 0.00017411 | 6.5404e-06 | 1.1901e-05 | 0.011826 |  | 2452.191 | 1607.1582 | 2274.9079 | 6068.1415 | 52.0041 | 3.6588 | 0.72517 | 12458.7865 | 679 | 1
2004 | 1 | 29 | 6 | 0.002688 | 0.001845 | 0.0031257 | 0.0042067 | 0.00017411 | 6.5404e-06 | 1.1901e-05 | 0.012058 |  | 2671.1804 | 1607.58 | 2300.4908 | 6034.1386 | 52.0041 | 3.6588 | 0.72517 | 12669.7778 | 680 | 1
2004 | 1 | 29 | 7 | 0.0034262 | 0.0018049 | 0.0034095 | 0.0042521 | 0.00017411 | 6.5404e-06 | 1.1901e-05 | 0.013085 |  | 3404.7468 | 1572.5621 | 2509.3641 | 6099.2555 | 52.0041 | 3.6588 | 0.72517 | 13642.3165 | 681 | 1
2004 | 1 | 29 | 8 | 0.0042425 | 0.0018702 | 0.0038216 | 0.0043027 | 0.00017411 | 6.5404e-06 | 1.1901e-05 | 0.01443 |  | 4215.8788 | 1629.4639 | 2812.6969 | 6171.8076 | 52.0041 | 3.6588 | 0.72517 | 14886.2352 | 682 | 1
2004 | 1 | 29 | 9 | 0.0043419 | 0.0019959 | 0.0039684 | 0.0043421 | 0 | 0 | 1.1901e-05 | 0.01466 |  | 4314.6962 | 1739.0579 | 2920.7431 | 6228.3055 | 0 | 0 | 0.72517 | 15203.5278 | 683 | 1
2004 | 1 | 29 | 10 | 0.0035347 | 0.0023482 | 0.0040441 | 0.0043204 | 0 | 0 | 1.1901e-05 | 0.014259 |  | 3512.5617 | 2045.9852 | 2976.4323 | 6197.1914 | 0 | 0 | 0.72517 | 14732.8958 | 684 | 1
2004 | 1 | 29 | 11 | 0.0035269 | 0.0023191 | 0.0041611 | 0.0042671 | 0 | 0 | 1.1901e-05 | 0.014286 |  | 3504.8353 | 2020.5935 | 3062.5494 | 6120.7086 | 0 | 0 | 0.72517 | 14709.4119 | 685 | 1
2004 | 1 | 29 | 12 | 0.0038854 | 0.0022155 | 0.0040944 | 0.0043202 | 0 | 0 | 1.1901e-05 | 0.014528 |  | 3861.0688 | 1930.3919 | 3013.4821 | 6196.9546 | 0 | 0 | 0.72517 | 15002.6226 | 686 | 1
2004 | 1 | 29 | 13 | 0.0037426 | 0.0021528 | 0.0040778 | 0.0042277 | 0 | 0 | 1.1901e-05 | 0.014213 |  | 3719.0955 | 1875.728 | 3001.2528 | 6064.2581 | 0 | 0 | 0.72517 | 14661.0595 | 687 | 1
2004 | 1 | 29 | 14 | 0.0034965 | 0.0021267 | 0.0040939 | 0.0042244 | 0 | 0 | 1.1901e-05 | 0.013953 |  | 3474.6002 | 1852.9614 | 3013.0768 | 6059.475 | 0 | 0 | 0.72517 | 14400.8385 | 688 | 1
2004 | 1 | 29 | 15 | 0.0036076 | 0.0020832 | 0.0039956 | 0.0042275 | 0 | 0 | 1.1901e-05 | 0.013926 |  | 3584.9856 | 1815.1208 | 2940.7304 | 6063.974 | 0 | 0 | 0.72517 | 14405.536 | 689 | 1
2004 | 1 | 29 | 16 | 0.0036764 | 0.0020709 | 0.0039561 | 0.00399 | 0 | 0 | 1.1901e-05 | 0.013705 |  | 3653.3443 | 1804.39 | 2911.6926 | 5723.2348 | 0 | 0 | 0.72517 | 14093.3868 | 690 | 1
2004 | 1 | 29 | 17 | 0.0045863 | 0.0018406 | 0.004034 | 0.0040762 | 4.3527e-05 | 1.6351e-06 | 1.1901e-05 | 0.014594 |  | 4557.5072 | 1603.7287 | 2969.0138 | 5846.8859 | 13.001 | 0.91469 | 0.72517 | 14991.7765 | 691 | 1
2004 | 1 | 29 | 18 | 0.0056565 | 0.0017462 | 0.0038892 | 0.0042683 | 0.00017411 | 6.5404e-06 | 1.1901e-05 | 0.015753 |  | 5621.0327 | 1521.4356 | 2862.4592 | 6122.4135 | 52.0041 | 3.6588 | 0.72517 | 16183.729 | 692 | 1
2004 | 1 | 29 | 19 | 0.0062445 | 0.0015166 | 0.0038188 | 0.0041637 | 0.00017411 | 6.5404e-06 | 1.1901e-05 | 0.015936 |  | 6205.3025 | 1321.4215 | 2810.6376 | 5972.384 | 52.0041 | 3.6588 | 0.72517 | 16366.1335 | 693 | 1
2004 | 1 | 29 | 20 | 0.0063229 | 0.0014433 | 0.0037779 | 0.0042776 | 0.00017411 | 6.5404e-06 | 1.1901e-05 | 0.016014 |  | 6283.2144 | 1257.5167 | 2780.4878 | 6135.7684 | 52.0041 | 3.6588 | 0.72517 | 16513.3753 | 694 | 1
2004 | 1 | 29 | 21 | 0.0061706 | 0.0013757 | 0.0036602 | 0.004273 | 0.00017411 | 6.5404e-06 | 1.1901e-05 | 0.015672 |  | 6131.9619 | 1198.6153 | 2693.8808 | 6129.2803 | 52.0041 | 3.6588 | 0.72517 | 16210.1264 | 695 | 1
2004 | 1 | 29 | 22 | 0.0055299 | 0.0013931 | 0.0035333 | 0.0040986 | 0.00017411 | 6.5404e-06 | 1.1901e-05 | 0.014747 |  | 5495.2073 | 1213.7996 | 2600.499 | 5879.0892 | 52.0041 | 3.6588 | 0.72517 | 15244.9831 | 696 | 1
2004 | 1 | 29 | 23 | 0.0051075 | 0.0014084 | 0.0034147 | 0.0041666 | 0.00017411 | 6.5404e-06 | 1.1901e-05 | 0.01429 |  | 5075.4509 | 1227.1537 | 2513.203 | 5976.5515 | 52.0041 | 3.6588 | 0.72517 | 14848.7471 | 697 | 1
2004 | 1 | 29 | 24 | 0.0035851 | 0.0017069 | 0.0034121 | 0.0041387 | 0.00017411 | 6.5404e-06 | 1.1901e-05 | 0.013035 |  | 3562.6465 | 1487.2386 | 2511.3034 | 5936.5816 | 52.0041 | 3.6588 | 0.72517 | 13554.158 | 698 | 1
2004 | 1 | 30 | 1 | 0.0024452 | 0.0018043 | 0.0033157 | 0.004289 | 0.00017411 | 6.5404e-06 | 1.1901e-05 | 0.012047 |  | 2429.9098 | 1572.0523 | 2440.3411 | 6152.1542 | 52.0041 | 3.6588 | 0.72517 | 12650.8453 | 699 | 1
2004 | 1 | 30 | 2 | 0.002117 | 0.0018327 | 0.0031254 | 0.0042436 | 0.00017411 | 6.5404e-06 | 1.1901e-05 | 0.011511 |  | 2103.6853 | 1596.7884 | 2300.2756 | 6087.0846 | 52.0041 | 3.6588 | 0.72517 | 12144.2219 | 700 | 1
2004 | 1 | 30 | 3 | 0.0020337 | 0.0018466 | 0.0030151 | 0.0041942 | 0.00017411 | 6.5404e-06 | 1.1901e-05 | 0.011282 |  | 2020.9048 | 1608.9121 | 2219.1217 | 6016.19 | 52.0041 | 3.6588 | 0.72517 | 11921.5167 | 701 | 1
2004 | 1 | 30 | 4 | 0.0021632 | 0.0017974 | 0.0029907 | 0.0041583 | 0.00017411 | 6.5404e-06 | 1.1901e-05 | 0.011302 |  | 2149.6102 | 1566.082 | 2201.1443 | 5964.7121 | 52.0041 | 3.6588 | 0.72517 | 11937.9366 | 702 | 1
2004 | 1 | 30 | 5 | 0.0022297 | 0.0018177 | 0.0030033 | 0.0041629 | 0.00017411 | 6.5404e-06 | 1.1901e-05 | 0.011406 |  | 2215.7154 | 1583.7522 | 2210.4184 | 5971.2474 | 52.0041 | 3.6588 | 0.72517 | 12037.5213 | 703 | 1
2004 | 1 | 30 | 6 | 0.0023733 | 0.0018708 | 0.0030619 | 0.0039289 | 0.00017411 | 6.5404e-06 | 1.1901e-05 | 0.011427 |  | 2358.4413 | 1630.0184 | 2253.5128 | 5635.6702 | 52.0041 | 3.6588 | 0.72517 | 11934.0306 | 704 | 1
2004 | 1 | 30 | 7 | 0.0032322 | 0.0017957 | 0.0033512 | 0.003262 | 0.00017411 | 6.5404e-06 | 1.1901e-05 | 0.011834 |  | 3211.9839 | 1564.587 | 2466.4467 | 4679.0431 | 52.0041 | 3.6588 | 0.72517 | 11978.4487 | 705 | 1
2004 | 1 | 30 | 8 | 0.0038296 | 0.0018762 | 0.0036937 | 0.0033963 | 0.00017411 | 6.5404e-06 | 1.1901e-05 | 0.012988 |  | 3805.588 | 1634.7056 | 2718.5471 | 4871.5999 | 52.0041 | 3.6588 | 0.72517 | 13086.8285 | 706 | 1
2004 | 1 | 30 | 9 | 0.0038334 | 0.002005 | 0.0038381 | 0.0036963 | 0 | 0 | 1.1901e-05 | 0.013385 |  | 3809.3383 | 1746.916 | 2824.8333 | 5302.0347 | 0 | 0 | 0.72517 | 13683.8475 | 707 | 1
2004 | 1 | 30 | 10 | 0.0034894 | 0.0022435 | 0.0038599 | 0.003858 | 0 | 0 | 1.1901e-05 | 0.013463 |  | 3467.4971 | 1954.7145 | 2840.8803 | 5533.9931 | 0 | 0 | 0.72517 | 13797.8102 | 708 | 1
2004 | 1 | 30 | 11 | 0.0033985 | 0.0022208 | 0.0039108 | 0.0038298 | 0 | 0 | 1.1901e-05 | 0.013372 |  | 3377.2337 | 1934.9527 | 2878.3402 | 5493.4548 | 0 | 0 | 0.72517 | 13684.7066 | 709 | 1
2004 | 1 | 30 | 12 | 0.003338 | 0.0020996 | 0.0039368 | 0.0040115 | 0 | 0 | 1.1901e-05 | 0.013398 |  | 3317.0898 | 1829.3476 | 2897.4627 | 5754.0647 | 0 | 0 | 0.72517 | 13798.6899 | 710 | 1
2004 | 1 | 30 | 13 | 0.0034354 | 0.0019875 | 0.0038498 | 0.0040669 | 0 | 0 | 1.1901e-05 | 0.013352 |  | 3413.8507 | 1731.7282 | 2833.437 | 5833.531 | 0 | 0 | 0.72517 | 13813.272 | 711 | 1
2004 | 1 | 30 | 14 | 0.0029696 | 0.002058 | 0.0038049 | 0.0040506 | 0 | 0 | 1.1901e-05 | 0.012895 |  | 2950.9473 | 1793.1624 | 2800.3511 | 5810.1836 | 0 | 0 | 0.72517 | 13355.3696 | 712 | 1
2004 | 1 | 30 | 15 | 0.0031972 | 0.0020091 | 0.0037844 | 0.003916 | 0 | 0 | 1.1901e-05 | 0.012919 |  | 3177.1245 | 1750.5465 | 2785.3214 | 5617.1533 | 0 | 0 | 0.72517 | 13330.8709 | 713 | 1
2004 | 1 | 30 | 16 | 0.0039681 | 0.0018243 | 0.0038469 | 0.0038883 | 0 | 0 | 1.1901e-05 | 0.01354 |  | 3943.2469 | 1589.497 | 2831.3167 | 5577.3255 | 0 | 0 | 0.72517 | 13942.1113 | 714 | 1
2004 | 1 | 30 | 17 | 0.0043771 | 0.0017461 | 0.0037631 | 0.003939 | 4.3527e-05 | 1.6351e-06 | 1.1901e-05 | 0.013882 |  | 4349.6168 | 1521.3773 | 2769.5802 | 5650.1144 | 13.001 | 0.91469 | 0.72517 | 14305.3295 | 715 | 1
2004 | 1 | 30 | 18 | 0.0053346 | 0.0016192 | 0.0036928 | 0.0037953 | 0.00017411 | 6.5404e-06 | 1.1901e-05 | 0.014634 |  | 5301.1165 | 1410.7832 | 2717.8425 | 5444.0133 | 52.0041 | 3.6588 | 0.72517 | 14930.1435 | 716 | 1
2004 | 1 | 30 | 19 | 0.0058125 | 0.0015035 | 0.0037161 | 0.0037035 | 0.00017411 | 6.5404e-06 | 1.1901e-05 | 0.014928 |  | 5776.0717 | 1310.0197 | 2734.9955 | 5312.3587 | 52.0041 | 3.6588 | 0.72517 | 15189.8336 | 717 | 1
2004 | 1 | 30 | 20 | 0.0053299 | 0.0015357 | 0.0037224 | 0.0034744 | 0.00017411 | 6.5404e-06 | 1.1901e-05 | 0.014255 |  | 5296.4466 | 1338.0641 | 2739.6582 | 4983.7431 | 52.0041 | 3.6588 | 0.72517 | 14414.3 | 718 | 1
2004 | 1 | 30 | 21 | 0.0053573 | 0.0014937 | 0.0037022 | 0.0034388 | 0.00017411 | 6.5404e-06 | 1.1901e-05 | 0.014185 |  | 5323.7072 | 1301.4905 | 2724.7934 | 4932.644 | 52.0041 | 3.6588 | 0.72517 | 14339.0231 | 719 | 1
2004 | 1 | 30 | 22 | 0.0049396 | 0.0014578 | 0.0035791 | 0.0034206 | 0.00017411 | 6.5404e-06 | 1.1901e-05 | 0.01359 |  | 4908.6395 | 1270.1604 | 2634.1649 | 4906.5972 | 52.0041 | 3.6588 | 0.72517 | 13775.9499 | 720 | 1
2004 | 1 | 30 | 23 | 0.0046199 | 0.0013766 | 0.0035004 | 0.0032158 | 0.00017411 | 6.5404e-06 | 1.1901e-05 | 0.012905 |  | 4590.9795 | 1199.4517 | 2576.2395 | 4612.7896 | 52.0041 | 3.6588 | 0.72517 | 13035.8482 | 721 | 1
2004 | 1 | 30 | 24 | 0.0037519 | 0.0014824 | 0.0032559 | 0.0028704 | 0.00017411 | 6.5404e-06 | 1.1901e-05 | 0.011553 |  | 3728.3695 | 1291.6391 | 2396.3088 | 4117.3325 | 52.0041 | 3.6588 | 0.72517 | 11590.038 | 722 | 1
2004 | 1 | 31 | 1 | 0.0028469 | 0.0017653 | 0.0031483 | 0.0028261 | 0.00017411 | 6.5404e-06 | 1.1901e-05 | 0.010779 |  | 2829.0032 | 1538.1154 | 2317.1044 | 4053.8258 | 52.0041 | 3.6588 | 0.72517 | 10794.4366 | 723 | 1
2004 | 1 | 31 | 2 | 0.0026232 | 0.0017335 | 0.0031064 | 0.0027848 | 0.00017411 | 6.5404e-06 | 1.1901e-05 | 0.01044 |  | 2606.7078 | 1510.3788 | 2286.2854 | 3994.5338 | 52.0041 | 3.6588 | 0.72517 | 10454.2938 | 724 | 1
2004 | 1 | 31 | 3 | 0.0023908 | 0.0017884 | 0.0029667 | 0.0027837 | 0.00017411 | 6.5404e-06 | 1.1901e-05 | 0.010122 |  | 2375.7906 | 1558.2104 | 2183.5053 | 3992.9236 | 52.0041 | 3.6588 | 0.72517 | 10166.8179 | 725 | 1
2004 | 1 | 31 | 4 | 0.0022536 | 0.0018108 | 0.0028643 | 0.0023996 | 0.00017411 | 6.5404e-06 | 1.1901e-05 | 0.0095207 |  | 2239.43 | 1577.702 | 2108.0749 | 3442.0106 | 52.0041 | 3.6588 | 0.72517 | 9423.6055 | 726 | 1
2004 | 1 | 31 | 5 | 0.0022784 | 0.0018194 | 0.0028714 | 0.0023662 | 0.00017411 | 6.5404e-06 | 1.1901e-05 | 0.0095279 |  | 2264.139 | 1585.2656 | 2113.3101 | 3394.0372 | 52.0041 | 3.6588 | 0.72517 | 9413.1399 | 727 | 1
2004 | 1 | 31 | 6 | 0.0024344 | 0.0017768 | 0.0029257 | 0.0024895 | 0.00017411 | 6.5404e-06 | 1.1901e-05 | 0.0098189 |  | 2419.1239 | 1548.0821 | 2153.2873 | 3570.9185 | 52.0041 | 3.6588 | 0.72517 | 9747.7998 | 728 | 1
2004 | 1 | 31 | 7 | 0.0026696 | 0.0017673 | 0.0030546 | 0.0026906 | 0.00017411 | 6.5404e-06 | 1.1901e-05 | 0.010375 |  | 2652.859 | 1539.8743 | 2248.1535 | 3859.3747 | 52.0041 | 3.6588 | 0.72517 | 10356.6496 | 729 | 1
2004 | 1 | 31 | 8 | 0.0034232 | 0.0016455 | 0.003271 | 0.0028749 | 0.00017411 | 6.5404e-06 | 1.1901e-05 | 0.011407 |  | 3401.6961 | 1433.6877 | 2407.402 | 4123.7732 | 52.0041 | 3.6588 | 0.72517 | 11422.947 | 730 | 1
2004 | 1 | 31 | 9 | 0.0037945 | 0.0017672 | 0.0033961 | 0.0029501 | 0 | 0 | 1.1901e-05 | 0.01192 |  | 3770.7116 | 1539.747 | 2499.4935 | 4231.7016 | 0 | 0 | 0.72517 | 12042.3788 | 731 | 1
2004 | 1 | 31 | 10 | 0.004137 | 0.0018529 | 0.0033388 | 0.0028503 | 0 | 0 | 1.1901e-05 | 0.012191 |  | 4111.0919 | 1614.4513 | 2457.301 | 4088.4443 | 0 | 0 | 0.72517 | 12272.0136 | 732 | 1
2004 | 1 | 31 | 11 | 0.0043117 | 0.001867 | 0.0032958 | 0.0029424 | 0 | 0 | 1.1901e-05 | 0.012429 |  | 4284.7011 | 1626.7142 | 2425.6501 | 4220.5725 | 0 | 0 | 0.72517 | 12558.3631 | 733 | 1
2004 | 1 | 31 | 12 | 0.0046645 | 0.0017508 | 0.0032254 | 0.0027276 | 0 | 0 | 1.1901e-05 | 0.01238 |  | 4635.2544 | 1525.4311 | 2373.8666 | 3912.4154 | 0 | 0 | 0.72517 | 12447.6927 | 734 | 1
2004 | 1 | 31 | 13 | 0.0049533 | 0.0015761 | 0.0030978 | 0.0028079 | 0 | 0 | 1.1901e-05 | 0.012447 |  | 4922.2243 | 1373.2289 | 2279.9716 | 4027.6843 | 0 | 0 | 0.72517 | 12603.8341 | 735 | 1
2004 | 1 | 31 | 14 | 0.004478 | 0.0016519 | 0.0030511 | 0.0027278 | 0 | 0 | 1.1901e-05 | 0.011921 |  | 4449.9077 | 1439.2711 | 2245.6146 | 3912.7469 | 0 | 0 | 0.72517 | 12048.2655 | 736 | 1
2004 | 1 | 31 | 15 | 0.004206 | 0.0017167 | 0.0028844 | 0.0026308 | 0 | 0 | 1.1901e-05 | 0.01145 |  | 4179.655 | 1495.77 | 2122.8839 | 3773.6098 | 0 | 0 | 0.72517 | 11572.6439 | 737 | 1
2004 | 1 | 31 | 16 | 0.0043471 | 0.0017635 | 0.0027207 | 0.0019966 | 0 | 0 | 1.1901e-05 | 0.01084 |  | 4319.8843 | 1536.5196 | 2002.3884 | 2863.9142 | 0 | 0 | 0.72517 | 10723.4316 | 738 | 1
2004 | 1 | 31 | 17 | 0.0051545 | 0.0015493 | 0.0027889 | 0.0017801 | 4.3527e-05 | 1.6351e-06 | 1.1901e-05 | 0.01133 |  | 5122.1398 | 1349.8879 | 2052.5762 | 2553.3893 | 13.001 | 0.91469 | 0.72517 | 11092.6341 | 739 | 1
2004 | 1 | 31 | 18 | 0.0060241 | 0.0015892 | 0.0027699 | 0.0017123 | 0.00017411 | 6.5404e-06 | 1.1901e-05 | 0.012288 |  | 5986.3489 | 1384.6673 | 2038.636 | 2456.0691 | 52.0041 | 3.6588 | 0.72517 | 11922.1093 | 740 | 1
2004 | 1 | 31 | 19 | 0.0064104 | 0.0013982 | 0.0027917 | 0.0017238 | 0.00017411 | 6.5404e-06 | 1.1901e-05 | 0.012517 |  | 6370.2402 | 1218.2722 | 2054.6939 | 2472.6916 | 52.0041 | 3.6588 | 0.72517 | 12172.2859 | 741 | 1
2004 | 1 | 31 | 20 | 0.00622 | 0.0013137 | 0.0027222 | 0.0017527 | 0.00017411 | 6.5404e-06 | 1.1901e-05 | 0.012201 |  | 6180.9856 | 1144.6056 | 2003.4914 | 2514.0823 | 52.0041 | 3.6588 | 0.72517 | 11899.553 | 742 | 1
2004 | 1 | 31 | 21 | 0.0055538 | 0.0014768 | 0.0026557 | 0.0017504 | 0.00017411 | 6.5404e-06 | 1.1901e-05 | 0.011629 |  | 5518.957 | 1286.6933 | 1954.6018 | 2510.8146 | 52.0041 | 3.6588 | 0.72517 | 11327.4548 | 743 | 1
2004 | 1 | 31 | 22 | 0.0051083 | 0.0014695 | 0.0025786 | 0.0017164 | 0.00017411 | 6.5404e-06 | 1.1901e-05 | 0.011065 |  | 5076.2464 | 1280.4037 | 1897.8231 | 2461.9888 | 52.0041 | 3.6588 | 0.72517 | 10772.85 | 744 | 1
2004 | 1 | 31 | 23 | 0.0047452 | 0.0014986 | 0.0024935 | 0.0017005 | 0.00017411 | 6.5404e-06 | 1.1901e-05 | 0.01063 |  | 4715.4293 | 1305.7138 | 1835.1681 | 2439.257 | 52.0041 | 3.6588 | 0.72517 | 10351.9562 | 745 | 1
2004 | 1 | 31 | 24 | 0.0037641 | 0.0016909 | 0.0024085 | 0.0016209 | 0.00017411 | 6.5404e-06 | 1.1901e-05 | 0.009677 |  | 3740.5191 | 1473.2955 | 1772.6138 | 2325.0774 | 52.0041 | 3.6588 | 0.72517 | 9367.8938 | 746 | 1
2004 | 2 | 1 | 1 | 0.0027242 | 0.0018599 | 0.0024573 | 0.0015632 | 0.00017411 | 6.784e-06 | 1.234e-05 | 0.0087978 |  | 2707.1463 | 1620.5013 | 1808.5686 | 2242.2487 | 52.0041 | 3.795 | 0.75192 | 8435.0159 | 747 | 2
2004 | 2 | 1 | 2 | 0.0024659 | 0.0018642 | 0.002374 | 0.001568 | 0.00017411 | 6.784e-06 | 1.234e-05 | 0.0084654 |  | 2450.4276 | 1624.2841 | 1747.28 | 2249.1156 | 52.0041 | 3.795 | 0.75192 | 8127.6582 | 748 | 2
2004 | 2 | 1 | 3 | 0.0022823 | 0.0018955 | 0.002356 | 0.0015753 | 0.00017411 | 6.784e-06 | 1.234e-05 | 0.0083023 |  | 2267.9542 | 1651.5188 | 1734.0246 | 2259.6764 | 52.0041 | 3.795 | 0.75192 | 7969.725 | 749 | 2
2004 | 2 | 1 | 4 | 0.0022467 | 0.0018662 | 0.0023246 | 0.0016074 | 0.00017411 | 6.784e-06 | 1.234e-05 | 0.0082381 |  | 2232.6044 | 1626.0062 | 1710.9136 | 2305.6608 | 52.0041 | 3.795 | 0.75192 | 7931.7359 | 750 | 2
2004 | 2 | 1 | 5 | 0.002137 | 0.0019258 | 0.002371 | 0.0015755 | 0.00017411 | 6.784e-06 | 1.234e-05 | 0.0082026 |  | 2123.5814 | 1677.9395 | 1745.0683 | 2259.9605 | 52.0041 | 3.795 | 0.75192 | 7863.1007 | 751 | 2
2004 | 2 | 1 | 6 | 0.0023529 | 0.0018979 | 0.0023785 | 0.0015823 | 0.00017411 | 6.784e-06 | 1.234e-05 | 0.0084047 |  | 2338.1286 | 1653.5876 | 1750.5423 | 2269.6215 | 52.0041 | 3.795 | 0.75192 | 8068.4311 | 752 | 2
2004 | 2 | 1 | 7 | 0.0026731 | 0.0018003 | 0.00252 | 0.0016116 | 0.00017411 | 6.784e-06 | 1.234e-05 | 0.0087982 |  | 2656.3011 | 1568.5533 | 1854.7229 | 2311.6752 | 52.0041 | 3.795 | 0.75192 | 8447.8036 | 753 | 2
2004 | 2 | 1 | 8 | 0.0030638 | 0.0017813 | 0.0026318 | 0.0017098 | 0.00017411 | 6.784e-06 | 1.234e-05 | 0.0093799 |  | 3044.5997 | 1552.0047 | 1936.9881 | 2452.5172 | 52.0041 | 3.795 | 0.75192 | 9042.6608 | 754 | 2
2004 | 2 | 1 | 9 | 0.0038135 | 0.0017551 | 0.0026822 | 0.0016363 | 0 | 0 | 1.234e-05 | 0.0098994 |  | 3789.588 | 1529.1972 | 1974.0627 | 2347.0515 | 0 | 0 | 0.75192 | 9640.6512 | 755 | 2
2004 | 2 | 1 | 10 | 0.0043346 | 0.0017818 | 0.0027302 | 0.0016589 | 0 | 0 | 1.234e-05 | 0.010518 |  | 4307.401 | 1552.4799 | 2009.4169 | 2379.4915 | 0 | 0 | 0.75192 | 10249.5412 | 756 | 2
2004 | 2 | 1 | 11 | 0.0041651 | 0.0019205 | 0.0027177 | 0.0016638 | 0 | 0 | 1.234e-05 | 0.01048 |  | 4139.0006 | 1673.3568 | 2000.2212 | 2386.5952 | 0 | 0 | 0.75192 | 10199.9257 | 757 | 2
2004 | 2 | 1 | 12 | 0.0042738 | 0.0019347 | 0.0027124 | 0.0016962 | 0 | 0 | 1.234e-05 | 0.010629 |  | 4246.9887 | 1685.6898 | 1996.3021 | 2433.1005 | 0 | 0 | 0.75192 | 10362.833 | 758 | 2
2004 | 2 | 1 | 13 | 0.0043012 | 0.0018722 | 0.0027418 | 0.001661 | 0 | 0 | 1.234e-05 | 0.010589 |  | 4274.281 | 1631.2578 | 2017.9221 | 2382.5698 | 0 | 0 | 0.75192 | 10306.7827 | 759 | 2
2004 | 2 | 1 | 14 | 0.004095 | 0.0018214 | 0.0027629 | 0.0016455 | 0 | 0 | 1.234e-05 | 0.010337 |  | 4069.2876 | 1586.9587 | 2033.4827 | 2360.3116 | 0 | 0 | 0.75192 | 10050.7926 | 760 | 2
2004 | 2 | 1 | 15 | 0.0041205 | 0.0016932 | 0.0027724 | 0.0018871 | 0 | 0 | 1.234e-05 | 0.010486 |  | 4094.7122 | 1475.2921 | 2040.4326 | 2706.8758 | 0 | 0 | 0.75192 | 10318.0646 | 761 | 2
2004 | 2 | 1 | 16 | 0.0045083 | 0.0016548 | 0.0027454 | 0.0021158 | 0 | 0 | 1.234e-05 | 0.011037 |  | 4479.9998 | 1441.8452 | 2020.5997 | 3034.8758 | 0 | 0 | 0.75192 | 10978.0725 | 762 | 2
2004 | 2 | 1 | 17 | 0.0048536 | 0.0016935 | 0.0027483 | 0.0023393 | 4.3527e-05 | 1.696e-06 | 1.234e-05 | 0.011692 |  | 4823.1781 | 1475.5796 | 2022.7159 | 3355.4406 | 13.001 | 0.94876 | 0.75192 | 11691.6158 | 763 | 2
2004 | 2 | 1 | 18 | 0.0060412 | 0.0014754 | 0.002761 | 0.0024223 | 0.00017411 | 6.784e-06 | 1.234e-05 | 0.012893 |  | 6003.2817 | 1285.5051 | 2032.0608 | 3474.5928 | 52.0041 | 3.795 | 0.75192 | 12851.9914 | 764 | 2
2004 | 2 | 1 | 19 | 0.0063876 | 0.0013833 | 0.0027627 | 0.002547 | 0.00017411 | 6.784e-06 | 1.234e-05 | 0.013274 |  | 6347.5717 | 1205.2959 | 2033.3394 | 3653.4631 | 52.0041 | 3.795 | 0.75192 | 13296.2211 | 765 | 2
2004 | 2 | 1 | 20 | 0.005729 | 0.0014887 | 0.0027097 | 0.0030153 | 0.00017411 | 6.784e-06 | 1.234e-05 | 0.013136 |  | 5693.0873 | 1297.1228 | 1994.3564 | 4325.0911 | 52.0041 | 3.795 | 0.75192 | 13366.2086 | 766 | 2
2004 | 2 | 1 | 21 | 0.0053697 | 0.0015342 | 0.0026354 | 0.003235 | 0.00017411 | 6.784e-06 | 1.234e-05 | 0.012968 |  | 5335.9999 | 1336.7489 | 1939.6459 | 4640.3045 | 52.0041 | 3.795 | 0.75192 | 13309.2502 | 767 | 2
2004 | 2 | 1 | 22 | 0.00531 | 0.0014718 | 0.0025998 | 0.0032584 | 0.00017411 | 6.784e-06 | 1.234e-05 | 0.012833 |  | 5276.717 | 1282.3857 | 1913.4297 | 4673.9285 | 52.0041 | 3.795 | 0.75192 | 13203.012 | 768 | 2
2004 | 2 | 1 | 23 | 0.004786 | 0.0013651 | 0.002543 | 0.0033337 | 0.00017411 | 6.784e-06 | 1.234e-05 | 0.012221 |  | 4756.0054 | 1189.406 | 1871.6607 | 4781.9042 | 52.0041 | 3.795 | 0.75192 | 12655.5273 | 769 | 2
2004 | 2 | 1 | 24 | 0.0032237 | 0.0015078 | 0.0026856 | 0.0035136 | 0.00017411 | 6.784e-06 | 1.234e-05 | 0.011124 |  | 3203.4603 | 1313.7597 | 1976.6078 | 5039.862 | 52.0041 | 3.795 | 0.75192 | 11590.2409 | 770 | 2
2004 | 2 | 2 | 1 | 0.0025877 | 0.0017591 | 0.0028747 | 0.0036872 | 0.00017411 | 6.784e-06 | 1.234e-05 | 0.011102 |  | 2571.5073 | 1532.693 | 2115.7468 | 5288.9639 | 52.0041 | 3.795 | 0.75192 | 11565.4621 | 771 | 2
2004 | 2 | 2 | 2 | 0.0022531 | 0.0017699 | 0.00295 | 0.0038064 | 0.00017411 | 6.784e-06 | 1.234e-05 | 0.010973 |  | 2238.9488 | 1542.0659 | 2171.1692 | 5459.9729 | 52.0041 | 3.795 | 0.75192 | 11468.7077 | 772 | 2
2004 | 2 | 2 | 3 | 0.0020841 | 0.0018191 | 0.0029432 | 0.0039173 | 0.00017411 | 6.784e-06 | 1.234e-05 | 0.010957 |  | 2071.0599 | 1584.9351 | 2166.2029 | 5619.0003 | 52.0041 | 3.795 | 0.75192 | 11497.7492 | 773 | 2
2004 | 2 | 2 | 4 | 0.0022315 | 0.0017539 | 0.00291 | 0.0038642 | 0.00017411 | 6.784e-06 | 1.234e-05 | 0.010953 |  | 2217.5447 | 1528.1419 | 2141.719 | 5542.8016 | 52.0041 | 3.795 | 0.75192 | 11486.7583 | 774 | 2
2004 | 2 | 2 | 5 | 0.0021923 | 0.0018525 | 0.0029381 | 0.0038026 | 0.00017411 | 6.784e-06 | 1.234e-05 | 0.010979 |  | 2178.5957 | 1614.0676 | 2162.3971 | 5454.432 | 52.0041 | 3.795 | 0.75192 | 11466.0435 | 775 | 2
2004 | 2 | 2 | 6 | 0.0024152 | 0.0018062 | 0.0029658 | 0.0038941 | 0.00017411 | 6.784e-06 | 1.234e-05 | 0.011275 |  | 2400.1035 | 1573.731 | 2182.7832 | 5585.7551 | 52.0041 | 3.795 | 0.75192 | 11798.9239 | 776 | 2
2004 | 2 | 2 | 7 | 0.0031286 | 0.001813 | 0.0033094 | 0.0039913 | 0.00017411 | 6.784e-06 | 1.234e-05 | 0.012436 |  | 3109.0112 | 1579.697 | 2435.7025 | 5725.1764 | 52.0041 | 3.795 | 0.75192 | 12906.1382 | 777 | 2
2004 | 2 | 2 | 8 | 0.003945 | 0.0017814 | 0.0036775 | 0.004038 | 0.00017411 | 6.784e-06 | 1.234e-05 | 0.013635 |  | 3920.251 | 1552.1499 | 2706.6056 | 5792.1877 | 52.0041 | 3.795 | 0.75192 | 14027.7452 | 778 | 2
2004 | 2 | 2 | 9 | 0.0042572 | 0.0019623 | 0.0039019 | 0.0042217 | 0 | 0 | 1.234e-05 | 0.014356 |  | 4230.5593 | 1709.7582 | 2871.7759 | 6055.639 | 0 | 0 | 0.75192 | 14868.4843 | 779 | 2
2004 | 2 | 2 | 10 | 0.0035608 | 0.0022122 | 0.0040038 | 0.0044078 | 0 | 0 | 1.234e-05 | 0.014197 |  | 3538.516 | 1927.4912 | 2946.7665 | 6322.5474 | 0 | 0 | 0.75192 | 14736.0731 | 780 | 2
2004 | 2 | 2 | 11 | 0.0034962 | 0.0022174 | 0.0040584 | 0.0043724 | 0 | 0 | 1.234e-05 | 0.014157 |  | 3474.2939 | 1931.9712 | 2986.9611 | 6271.7799 | 0 | 0 | 0.75192 | 14665.758 | 781 | 2
2004 | 2 | 2 | 12 | 0.0035342 | 0.0021866 | 0.0040509 | 0.0042899 | 0 | 0 | 1.234e-05 | 0.014074 |  | 3512.0193 | 1905.1734 | 2981.429 | 6153.3855 | 0 | 0 | 0.75192 | 14552.759 | 782 | 2
2004 | 2 | 2 | 13 | 0.0037297 | 0.0019947 | 0.0039763 | 0.0042794 | 0 | 0 | 1.234e-05 | 0.013992 |  | 3706.2791 | 1737.9622 | 2926.5548 | 6138.4204 | 0 | 0 | 0.75192 | 14509.9684 | 783 | 2
2004 | 2 | 2 | 14 | 0.0035374 | 0.0020364 | 0.0041259 | 0.0041492 | 0 | 0 | 1.234e-05 | 0.013861 |  | 3515.25 | 1774.2978 | 3036.6596 | 5951.594 | 0 | 0 | 0.75192 | 14278.5533 | 784 | 2
2004 | 2 | 2 | 15 | 0.0035973 | 0.0019633 | 0.0040102 | 0.0039455 | 0 | 0 | 1.234e-05 | 0.013529 |  | 3574.7706 | 1710.6033 | 2951.4476 | 5659.3965 | 0 | 0 | 0.75192 | 13896.9699 | 785 | 2
2004 | 2 | 2 | 16 | 0.0040572 | 0.0018952 | 0.0038919 | 0.0037819 | 0 | 0 | 1.234e-05 | 0.013639 |  | 4031.7683 | 1651.259 | 2864.4063 | 5424.7861 | 0 | 0 | 0.75192 | 13972.9716 | 786 | 2
2004 | 2 | 2 | 17 | 0.0046667 | 0.0018519 | 0.0038693 | 0.0037414 | 4.3527e-05 | 1.696e-06 | 1.234e-05 | 0.014187 |  | 4637.4596 | 1613.5599 | 2847.7893 | 5366.7254 | 13.001 | 0.94876 | 0.75192 | 14480.2359 | 787 | 2
2004 | 2 | 2 | 18 | 0.0058776 | 0.0016872 | 0.0038113 | 0.003609 | 0.00017411 | 6.784e-06 | 1.234e-05 | 0.015178 |  | 5840.7889 | 1470.0642 | 2805.1 | 5176.7734 | 52.0041 | 3.795 | 0.75192 | 15349.2775 | 788 | 2
2004 | 2 | 2 | 19 | 0.0057779 | 0.0016659 | 0.0038064 | 0.0038368 | 0.00017411 | 6.784e-06 | 1.234e-05 | 0.01528 |  | 5741.6985 | 1451.4979 | 2801.4641 | 5503.542 | 52.0041 | 3.795 | 0.75192 | 15554.7535 | 789 | 2
2004 | 2 | 2 | 20 | 0.0059706 | 0.0014797 | 0.0037506 | 0.0040026 | 0.00017411 | 6.784e-06 | 1.234e-05 | 0.015397 |  | 5933.1858 | 1289.2655 | 2760.3875 | 5741.3728 | 52.0041 | 3.795 | 0.75192 | 15780.7627 | 790 | 2
2004 | 2 | 2 | 21 | 0.005535 | 0.001464 | 0.0037743 | 0.0040938 | 0.00017411 | 6.784e-06 | 1.234e-05 | 0.01506 |  | 5500.303 | 1275.5457 | 2777.8322 | 5872.1276 | 52.0041 | 3.795 | 0.75192 | 15482.3595 | 791 | 2
2004 | 2 | 2 | 22 | 0.0050187 | 0.0015273 | 0.0036275 | 0.0041718 | 0.00017411 | 6.784e-06 | 1.234e-05 | 0.014538 |  | 4987.2591 | 1330.7012 | 2669.7983 | 5983.9867 | 52.0041 | 3.795 | 0.75192 | 15028.2962 | 792 | 2
2004 | 2 | 2 | 23 | 0.0045287 | 0.0014514 | 0.0034758 | 0.004195 | 0.00017411 | 6.784e-06 | 1.234e-05 | 0.013844 |  | 4500.3045 | 1264.6279 | 2558.2011 | 6017.3266 | 52.0041 | 3.795 | 0.75192 | 14397.0111 | 793 | 2
2004 | 2 | 2 | 24 | 0.00309 | 0.0016655 | 0.003376 | 0.0041544 | 0.00017411 | 6.784e-06 | 1.234e-05 | 0.012479 |  | 3070.6622 | 1451.1045 | 2484.7386 | 5959.1239 | 52.0041 | 3.795 | 0.75192 | 13022.1802 | 794 | 2
2004 | 2 | 3 | 1 | 0.0024344 | 0.0016689 | 0.0032231 | 0.0042013 | 0.00017411 | 6.784e-06 | 1.234e-05 | 0.011721 |  | 2419.0889 | 1454.1209 | 2372.1489 | 6026.3719 | 52.0041 | 3.795 | 0.75192 | 12328.2816 | 795 | 2
2004 | 2 | 3 | 2 | 0.0020615 | 0.0017386 | 0.00313 | 0.0042255 | 0.00017411 | 6.784e-06 | 1.234e-05 | 0.011349 |  | 2048.5953 | 1514.841 | 2303.6366 | 6061.0851 | 52.0041 | 3.795 | 0.75192 | 11984.7092 | 796 | 2
2004 | 2 | 3 | 3 | 0.0019547 | 0.0017482 | 0.0030647 | 0.0041973 | 0.00017411 | 6.784e-06 | 1.234e-05 | 0.011158 |  | 1942.4147 | 1523.1746 | 2255.5771 | 6020.689 | 52.0041 | 3.795 | 0.75192 | 11798.4064 | 797 | 2
2004 | 2 | 3 | 4 | 0.0021027 | 0.0016931 | 0.0030756 | 0.0040574 | 0.00017411 | 6.784e-06 | 1.234e-05 | 0.011122 |  | 2089.5459 | 1475.1623 | 2263.5864 | 5819.892 | 52.0041 | 3.795 | 0.75192 | 11704.7376 | 798 | 2
2004 | 2 | 3 | 5 | 0.002152 | 0.0016876 | 0.0031322 | 0.0042508 | 0.00017411 | 6.784e-06 | 1.234e-05 | 0.011416 |  | 2138.5347 | 1470.3943 | 2305.3071 | 6097.4086 | 52.0041 | 3.795 | 0.75192 | 12068.1957 | 799 | 2
2004 | 2 | 3 | 6 | 0.0023254 | 0.0017199 | 0.003173 | 0.0041686 | 0.00017411 | 6.784e-06 | 1.234e-05 | 0.01158 |  | 2310.8171 | 1498.5798 | 2335.2797 | 5979.4877 | 52.0041 | 3.795 | 0.75192 | 12180.7153 | 800 | 2
2004 | 2 | 3 | 7 | 0.0029284 | 0.0017191 | 0.0035193 | 0.0038537 | 0.00017411 | 6.784e-06 | 1.234e-05 | 0.012214 |  | 2910.0333 | 1497.8273 | 2590.1961 | 5527.8366 | 52.0041 | 3.795 | 0.75192 | 12582.4443 | 801 | 2
2004 | 2 | 3 | 8 | 0.0036924 | 0.0017738 | 0.0039054 | 0.0038593 | 0.00017411 | 6.784e-06 | 1.234e-05 | 0.013424 |  | 3669.2969 | 1545.5271 | 2874.3306 | 5535.84 | 52.0041 | 3.795 | 0.75192 | 13681.5457 | 802 | 2
2004 | 2 | 3 | 9 | 0.0038948 | 0.0019354 | 0.00409 | 0.0042397 | 0 | 0 | 1.234e-05 | 0.014172 |  | 3870.4265 | 1686.2866 | 3010.181 | 6081.392 | 0 | 0 | 0.75192 | 14649.038 | 803 | 2
2004 | 2 | 3 | 10 | 0.0032432 | 0.0022918 | 0.0041817 | 0.0039482 | 0 | 0 | 1.234e-05 | 0.013677 |  | 3222.9148 | 1996.87 | 3077.7296 | 5663.3291 | 0 | 0 | 0.75192 | 13961.5954 | 804 | 2
2004 | 2 | 3 | 11 | 0.0031745 | 0.0023276 | 0.004301 | 0.0039619 | 0 | 0 | 1.234e-05 | 0.013777 |  | 3154.5976 | 2028.0625 | 3165.4838 | 5682.9847 | 0 | 0 | 0.75192 | 14031.8805 | 805 | 2
2004 | 2 | 3 | 12 | 0.0034336 | 0.0021742 | 0.0042703 | 0.0040006 | 0 | 0 | 1.234e-05 | 0.013891 |  | 3412.0806 | 1894.3699 | 3142.9454 | 5738.5342 | 0 | 0 | 0.75192 | 14188.6821 | 806 | 2
2004 | 2 | 3 | 13 | 0.0034446 | 0.0020489 | 0.0042423 | 0.0038481 | 0 | 0 | 1.234e-05 | 0.013596 |  | 3423.0116 | 1785.1756 | 3122.3086 | 5519.7225 | 0 | 0 | 0.75192 | 13850.9702 | 807 | 2
2004 | 2 | 3 | 14 | 0.0030711 | 0.0021005 | 0.0043255 | 0.003863 | 0 | 0 | 1.234e-05 | 0.013372 |  | 3051.8428 | 1830.1458 | 3183.5031 | 5541.0931 | 0 | 0 | 0.75192 | 13607.3367 | 808 | 2
2004 | 2 | 3 | 15 | 0.0032277 | 0.0020412 | 0.004299 | 0.0038638 | 0 | 0 | 1.234e-05 | 0.013444 |  | 3207.4653 | 1778.4487 | 3164.0039 | 5542.1986 | 0 | 0 | 0.75192 | 13692.8685 | 809 | 2
2004 | 2 | 3 | 16 | 0.0034069 | 0.0020098 | 0.0041767 | 0.0038094 | 0 | 0 | 1.234e-05 | 0.013415 |  | 3385.5632 | 1751.1455 | 3074.0253 | 5464.1872 | 0 | 0 | 0.75192 | 13675.6731 | 810 | 2
2004 | 2 | 3 | 17 | 0.0041675 | 0.0018926 | 0.0040726 | 0.0037239 | 4.3527e-05 | 1.696e-06 | 1.234e-05 | 0.013914 |  | 4141.3285 | 1649.0276 | 2997.4327 | 5341.5754 | 13.001 | 0.94876 | 0.75192 | 14144.0659 | 811 | 2
2004 | 2 | 3 | 18 | 0.0051833 | 0.0018372 | 0.0039921 | 0.003823 | 0.00017411 | 6.784e-06 | 1.234e-05 | 0.015029 |  | 5150.778 | 1600.7005 | 2938.1347 | 5483.7539 | 52.0041 | 3.795 | 0.75192 | 15229.9183 | 812 | 2
2004 | 2 | 3 | 19 | 0.0057516 | 0.0015907 | 0.0038554 | 0.0037842 | 0.00017411 | 6.784e-06 | 1.234e-05 | 0.015175 |  | 5715.5431 | 1385.9398 | 2837.5546 | 5428.1073 | 52.0041 | 3.795 | 0.75192 | 15423.6958 | 813 | 2
2004 | 2 | 3 | 20 | 0.0057814 | 0.0014943 | 0.0037914 | 0.0037047 | 0.00017411 | 6.784e-06 | 1.234e-05 | 0.014965 |  | 5745.1376 | 1302.0094 | 2790.4611 | 5314.0561 | 52.0041 | 3.795 | 0.75192 | 15208.2152 | 814 | 2
2004 | 2 | 3 | 21 | 0.0054364 | 0.0014579 | 0.003806 | 0.0037324 | 0.00017411 | 6.784e-06 | 1.234e-05 | 0.014626 |  | 5402.3591 | 1270.2501 | 2801.1725 | 5353.708 | 52.0041 | 3.795 | 0.75192 | 14884.0406 | 815 | 2
2004 | 2 | 3 | 22 | 0.0049653 | 0.0014454 | 0.0037032 | 0.0037221 | 0.00017411 | 6.784e-06 | 1.234e-05 | 0.014029 |  | 4934.1458 | 1259.3703 | 2725.5434 | 5339.0613 | 52.0041 | 3.795 | 0.75192 | 14314.6718 | 816 | 2
2004 | 2 | 3 | 23 | 0.0045239 | 0.0013771 | 0.0035836 | 0.0037153 | 0.00017411 | 6.784e-06 | 1.234e-05 | 0.013393 |  | 4495.534 | 1199.8295 | 2637.4854 | 5329.2684 | 52.0041 | 3.795 | 0.75192 | 13718.6683 | 817 | 2
2004 | 2 | 3 | 24 | 0.0032894 | 0.0015174 | 0.0033946 | 0.0036868 | 0.00017411 | 6.784e-06 | 1.234e-05 | 0.012081 |  | 3268.7376 | 1322.0895 | 2498.4149 | 5288.3483 | 52.0041 | 3.795 | 0.75192 | 12434.1412 | 818 | 2
2004 | 2 | 4 | 1 | 0.0024526 | 0.0016689 | 0.0032887 | 0.0036923 | 0.00017411 | 6.784e-06 | 1.234e-05 | 0.011296 |  | 2437.1785 | 1454.1209 | 2420.4926 | 5296.2483 | 52.0041 | 3.795 | 0.75192 | 11664.5914 | 819 | 2
2004 | 2 | 4 | 2 | 0.0020792 | 0.0017386 | 0.0031877 | 0.0040075 | 0.00017411 | 6.784e-06 | 1.234e-05 | 0.011206 |  | 2066.1646 | 1514.841 | 2346.1263 | 5748.3317 | 52.0041 | 3.795 | 0.75192 | 11732.0148 | 820 | 2
2004 | 2 | 4 | 3 | 0.0019716 | 0.0017482 | 0.0031344 | 0.00369 | 0.00017411 | 6.784e-06 | 1.234e-05 | 0.010737 |  | 1959.2381 | 1523.1746 | 2306.8909 | 5292.9007 | 52.0041 | 3.795 | 0.75192 | 11138.7553 | 821 | 2
2004 | 2 | 4 | 4 | 0.0021216 | 0.0016931 | 0.0030089 | 0.0035545 | 0.00017411 | 6.784e-06 | 1.234e-05 | 0.010571 |  | 2108.3288 | 1475.1623 | 2214.561 | 5098.5709 | 52.0041 | 3.795 | 0.75192 | 10953.174 | 822 | 2
2004 | 2 | 4 | 5 | 0.0021712 | 0.0016876 | 0.0030471 | 0.0037612 | 0.00017411 | 6.784e-06 | 1.234e-05 | 0.01086 |  | 2157.5819 | 1470.3943 | 2242.6548 | 5395.1165 | 52.0041 | 3.795 | 0.75192 | 11322.2984 | 823 | 2
2004 | 2 | 4 | 6 | 0.0023466 | 0.0017199 | 0.0030729 | 0.0037214 | 0.00017411 | 6.784e-06 | 1.234e-05 | 0.011054 |  | 2331.9035 | 1498.5798 | 2261.6237 | 5338.062 | 52.0041 | 3.795 | 0.75192 | 11486.72 | 824 | 2
2004 | 2 | 4 | 7 | 0.0029545 | 0.0017191 | 0.003449 | 0.0037983 | 0.00017411 | 6.784e-06 | 1.234e-05 | 0.012114 |  | 2936.0085 | 1497.8273 | 2538.4136 | 5448.3467 | 52.0041 | 3.795 | 0.75192 | 12477.1471 | 825 | 2
2004 | 2 | 4 | 8 | 0.0037203 | 0.0017738 | 0.0040238 | 0.0038011 | 0.00017411 | 6.784e-06 | 1.234e-05 | 0.013512 |  | 3696.9622 | 1545.5271 | 2961.4918 | 5452.2832 | 52.0041 | 3.795 | 0.75192 | 13712.8154 | 826 | 2
2004 | 2 | 4 | 9 | 0.0039219 | 0.0019354 | 0.0041681 | 0.003772 | 0 | 0 | 1.234e-05 | 0.01381 |  | 3897.3504 | 1686.2866 | 3067.681 | 5410.6319 | 0 | 0 | 0.75192 | 14062.7018 | 827 | 2
2004 | 2 | 4 | 10 | 0.0032688 | 0.0022918 | 0.0041424 | 0.0038377 | 0 | 0 | 1.234e-05 | 0.013553 |  | 3248.343 | 1996.87 | 3048.8089 | 5504.8207 | 0 | 0 | 0.75192 | 13799.5945 | 828 | 2
2004 | 2 | 4 | 11 | 0.0031986 | 0.0023276 | 0.0042476 | 0.0039196 | 0 | 0 | 1.234e-05 | 0.013706 |  | 3178.5274 | 2028.0625 | 3126.2139 | 5622.2503 | 0 | 0 | 0.75192 | 13955.8059 | 829 | 2
2004 | 2 | 4 | 12 | 0.003456 | 0.0021742 | 0.0041907 | 0.0038377 | 0 | 0 | 1.234e-05 | 0.013671 |  | 3434.3669 | 1894.3699 | 3084.3376 | 5504.8356 | 0 | 0 | 0.75192 | 13918.662 | 830 | 2
2004 | 2 | 4 | 13 | 0.0034683 | 0.0020489 | 0.0041237 | 0.0037277 | 0 | 0 | 1.234e-05 | 0.013381 |  | 3446.5469 | 1785.1756 | 3035.0129 | 5347.0395 | 0 | 0 | 0.75192 | 13614.5268 | 831 | 2
2004 | 2 | 4 | 14 | 0.0030911 | 0.0021005 | 0.0041979 | 0.0036998 | 0 | 0 | 1.234e-05 | 0.013102 |  | 3071.673 | 1830.1458 | 3089.6592 | 5307.0133 | 0 | 0 | 0.75192 | 13299.2432 | 832 | 2
2004 | 2 | 4 | 15 | 0.0032484 | 0.0020412 | 0.0041556 | 0.0036382 | 0 | 0 | 1.234e-05 | 0.013096 |  | 3228.0121 | 1778.4487 | 3058.4775 | 5218.6553 | 0 | 0 | 0.75192 | 13284.3455 | 833 | 2
2004 | 2 | 4 | 16 | 0.0034288 | 0.0020098 | 0.0040898 | 0.0036493 | 0 | 0 | 1.234e-05 | 0.01319 |  | 3407.2875 | 1751.1455 | 3010.0738 | 5234.5381 | 0 | 0 | 0.75192 | 13403.7967 | 834 | 2
2004 | 2 | 4 | 17 | 0.0041909 | 0.0018926 | 0.0040682 | 0.0035701 | 4.3527e-05 | 1.696e-06 | 1.234e-05 | 0.013779 |  | 4164.625 | 1649.0276 | 2994.202 | 5120.9326 | 13.001 | 0.94876 | 0.75192 | 13943.4889 | 835 | 2
2004 | 2 | 4 | 18 | 0.0052101 | 0.0018372 | 0.0039446 | 0.0035656 | 0.00017411 | 6.784e-06 | 1.234e-05 | 0.014751 |  | 5177.3877 | 1600.7005 | 2903.1774 | 5114.504 | 52.0041 | 3.795 | 0.75192 | 14852.3206 | 836 | 2
2004 | 2 | 4 | 19 | 0.0057802 | 0.0015907 | 0.0039289 | 0.0035864 | 0.00017411 | 6.784e-06 | 1.234e-05 | 0.015079 |  | 5743.9133 | 1385.9398 | 2891.6119 | 5144.4045 | 52.0041 | 3.795 | 0.75192 | 15222.4206 | 837 | 2
2004 | 2 | 4 | 20 | 0.0058112 | 0.0014943 | 0.0038885 | 0.0035717 | 0.00017411 | 6.784e-06 | 1.234e-05 | 0.014959 |  | 5774.8107 | 1302.0094 | 2861.9051 | 5123.194 | 52.0041 | 3.795 | 0.75192 | 15118.4703 | 838 | 2
2004 | 2 | 4 | 21 | 0.005461 | 0.0014579 | 0.0038371 | 0.0036219 | 0.00017411 | 6.784e-06 | 1.234e-05 | 0.014571 |  | 5426.7238 | 1270.2501 | 2824.0499 | 5195.2843 | 52.0041 | 3.795 | 0.75192 | 14772.8592 | 839 | 2
2004 | 2 | 4 | 22 | 0.0049905 | 0.0014454 | 0.0036731 | 0.0036703 | 0.00017411 | 6.784e-06 | 1.234e-05 | 0.013973 |  | 4959.1911 | 1259.3703 | 2703.3943 | 5264.7169 | 52.0041 | 3.795 | 0.75192 | 14243.2236 | 840 | 2
2004 | 2 | 4 | 23 | 0.0045488 | 0.0013771 | 0.0036688 | 0.0035897 | 0.00017411 | 6.784e-06 | 1.234e-05 | 0.013378 |  | 4520.2402 | 1199.8295 | 2700.207 | 5149.1105 | 52.0041 | 3.795 | 0.75192 | 13625.9382 | 841 | 2
2004 | 2 | 4 | 24 | 0.0033123 | 0.0015174 | 0.0035086 | 0.0036721 | 0.00017411 | 6.784e-06 | 1.234e-05 | 0.012204 |  | 3291.5779 | 1322.0895 | 2582.3114 | 5267.2209 | 52.0041 | 3.795 | 0.75192 | 12519.7508 | 842 | 2
2004 | 2 | 5 | 1 | 0.0025328 | 0.0016689 | 0.0033426 | 0.0035568 | 0.00017411 | 6.784e-06 | 1.234e-05 | 0.011294 |  | 2516.9508 | 1454.1209 | 2460.1606 | 5101.9067 | 52.0041 | 3.795 | 0.75192 | 11589.69 | 843 | 2
2004 | 2 | 5 | 2 | 0.0021572 | 0.0017386 | 0.0031432 | 0.0036473 | 0.00017411 | 6.784e-06 | 1.234e-05 | 0.010879 |  | 2143.6423 | 1514.841 | 2313.3385 | 5231.7262 | 52.0041 | 3.795 | 0.75192 | 11260.0991 | 844 | 2
2004 | 2 | 5 | 3 | 0.0020463 | 0.0017482 | 0.0031016 | 0.0037674 | 0.00017411 | 6.784e-06 | 1.234e-05 | 0.010857 |  | 2033.4265 | 1523.1746 | 2282.7214 | 5404.0315 | 52.0041 | 3.795 | 0.75192 | 11299.905 | 845 | 2
2004 | 2 | 5 | 4 | 0.002205 | 0.0016931 | 0.0031591 | 0.0036774 | 0.00017411 | 6.784e-06 | 1.234e-05 | 0.010928 |  | 2191.1582 | 1475.1623 | 2325.063 | 5274.8276 | 52.0041 | 3.795 | 0.75192 | 11322.762 | 846 | 2
2004 | 2 | 5 | 5 | 0.0022557 | 0.0016876 | 0.0032018 | 0.0038174 | 0.00017411 | 6.784e-06 | 1.234e-05 | 0.011156 |  | 2241.577 | 1470.3943 | 2356.4778 | 5475.6367 | 52.0041 | 3.795 | 0.75192 | 11600.6368 | 847 | 2
2004 | 2 | 5 | 6 | 0.0024402 | 0.0017199 | 0.0031936 | 0.0034675 | 0.00017411 | 6.784e-06 | 1.234e-05 | 0.011014 |  | 2424.8914 | 1498.5798 | 2350.4562 | 4973.7921 | 52.0041 | 3.795 | 0.75192 | 11304.2705 | 848 | 2
2004 | 2 | 5 | 7 | 0.0030698 | 0.0017191 | 0.0034686 | 0.0036486 | 0.00017411 | 6.784e-06 | 1.234e-05 | 0.012099 |  | 3050.5548 | 1497.8273 | 2552.8899 | 5233.5495 | 52.0041 | 3.795 | 0.75192 | 12391.3726 | 849 | 2
2004 | 2 | 5 | 8 | 0.0038431 | 0.0017738 | 0.0039471 | 0.0036146 | 0.00017411 | 6.784e-06 | 1.234e-05 | 0.013372 |  | 3818.9618 | 1545.5271 | 2905.0253 | 5184.7357 | 52.0041 | 3.795 | 0.75192 | 13510.8009 | 850 | 2
2004 | 2 | 5 | 9 | 0.0040414 | 0.0019354 | 0.0040924 | 0.0037974 | 0 | 0 | 1.234e-05 | 0.013879 |  | 4016.0803 | 1686.2866 | 3011.9599 | 5447.0028 | 0 | 0 | 0.75192 | 14162.0816 | 851 | 2
2004 | 2 | 5 | 10 | 0.0033817 | 0.0022918 | 0.0041356 | 0.0038957 | 0 | 0 | 1.234e-05 | 0.013717 |  | 3360.4774 | 1996.87 | 3043.7493 | 5587.9455 | 0 | 0 | 0.75192 | 13989.794 | 852 | 2
2004 | 2 | 5 | 11 | 0.0033048 | 0.0023276 | 0.0042129 | 0.0039547 | 0 | 0 | 1.234e-05 | 0.013812 |  | 3284.054 | 2028.0625 | 3100.6452 | 5672.5857 | 0 | 0 | 0.75192 | 14086.0992 | 853 | 2
2004 | 2 | 5 | 12 | 0.0035549 | 0.0021742 | 0.0042518 | 0.0039367 | 0 | 0 | 1.234e-05 | 0.01393 |  | 3532.6454 | 1894.3699 | 3129.2753 | 5646.8407 | 0 | 0 | 0.75192 | 14203.8832 | 854 | 2
2004 | 2 | 5 | 13 | 0.0035727 | 0.0020489 | 0.0042596 | 0.0039816 | 0 | 0 | 1.234e-05 | 0.013875 |  | 3550.3335 | 1785.1756 | 3135.0363 | 5711.2415 | 0 | 0 | 0.75192 | 14182.5389 | 855 | 2
2004 | 2 | 5 | 14 | 0.0031791 | 0.0021005 | 0.0042745 | 0.0039341 | 0 | 0 | 1.234e-05 | 0.013501 |  | 3159.121 | 1830.1458 | 3146.0166 | 5643.1353 | 0 | 0 | 0.75192 | 13779.1707 | 856 | 2
2004 | 2 | 5 | 15 | 0.0033396 | 0.0020412 | 0.004221 | 0.003884 | 0 | 0 | 1.234e-05 | 0.013498 |  | 3318.6198 | 1778.4487 | 3106.6024 | 5571.258 | 0 | 0 | 0.75192 | 13775.6808 | 857 | 2
2004 | 2 | 5 | 16 | 0.0035252 | 0.0020098 | 0.0040243 | 0.0035948 | 0 | 0 | 1.234e-05 | 0.013166 |  | 3503.0881 | 1751.1455 | 2961.8494 | 5156.3454 | 0 | 0 | 0.75192 | 13373.1803 | 858 | 2
2004 | 2 | 5 | 17 | 0.0042943 | 0.0018926 | 0.0040537 | 0.0036988 | 4.3527e-05 | 1.696e-06 | 1.234e-05 | 0.013997 |  | 4267.3584 | 1649.0276 | 2983.4862 | 5305.6397 | 13.001 | 0.94876 | 0.75192 | 14220.2135 | 859 | 2
2004 | 2 | 5 | 18 | 0.0053281 | 0.0018372 | 0.0039953 | 0.0038002 | 0.00017411 | 6.784e-06 | 1.234e-05 | 0.015154 |  | 5294.7319 | 1600.7005 | 2940.5185 | 5451.0164 | 52.0041 | 3.795 | 0.75192 | 15343.5184 | 860 | 2
2004 | 2 | 5 | 19 | 0.005906 | 0.0015907 | 0.0039211 | 0.0039262 | 0.00017411 | 6.784e-06 | 1.234e-05 | 0.015537 |  | 5869.0212 | 1385.9398 | 2885.9289 | 5631.8223 | 52.0041 | 3.795 | 0.75192 | 15829.2633 | 861 | 2
2004 | 2 | 5 | 20 | 0.0059429 | 0.0014943 | 0.0038636 | 0.0040366 | 0.00017411 | 6.784e-06 | 1.234e-05 | 0.015531 |  | 5905.6638 | 1302.0094 | 2843.5976 | 5790.1514 | 52.0041 | 3.795 | 0.75192 | 15897.9732 | 862 | 2
2004 | 2 | 5 | 21 | 0.0055691 | 0.0014579 | 0.0037983 | 0.0036188 | 0.00017411 | 6.784e-06 | 1.234e-05 | 0.014637 |  | 5534.1687 | 1270.2501 | 2795.5528 | 5190.7678 | 52.0041 | 3.795 | 0.75192 | 14847.2904 | 863 | 2
2004 | 2 | 5 | 22 | 0.0051016 | 0.0014454 | 0.0037107 | 0.0037461 | 0.00017411 | 6.784e-06 | 1.234e-05 | 0.014197 |  | 5069.6368 | 1259.3703 | 2731.0697 | 5373.4031 | 52.0041 | 3.795 | 0.75192 | 14490.0309 | 864 | 2
2004 | 2 | 5 | 23 | 0.0046584 | 0.0013771 | 0.0035985 | 0.003958 | 0.00017411 | 6.784e-06 | 1.234e-05 | 0.013785 |  | 4629.1904 | 1199.8295 | 2648.4446 | 5677.3924 | 52.0041 | 3.795 | 0.75192 | 14211.4079 | 865 | 2
2004 | 2 | 5 | 24 | 0.0034137 | 0.0015174 | 0.0035104 | 0.0039773 | 0.00017411 | 6.784e-06 | 1.234e-05 | 0.012612 |  | 3392.3002 | 1322.0895 | 2583.5968 | 5705.0258 | 52.0041 | 3.795 | 0.75192 | 13059.5632 | 866 | 2
2004 | 2 | 6 | 1 | 0.0026173 | 0.0017187 | 0.0033685 | 0.0038577 | 0.00017411 | 6.784e-06 | 1.234e-05 | 0.011755 |  | 2600.8921 | 1497.5088 | 2479.1892 | 5533.4605 | 52.0041 | 3.795 | 0.75192 | 12167.6016 | 867 | 2
2004 | 2 | 6 | 2 | 0.002327 | 0.0018114 | 0.003181 | 0.0038064 | 0.00017411 | 6.784e-06 | 1.234e-05 | 0.011319 |  | 2312.4019 | 1578.2207 | 2341.1609 | 5459.9259 | 52.0041 | 3.795 | 0.75192 | 11748.2605 | 868 | 2
2004 | 2 | 6 | 3 | 0.002255 | 0.0018228 | 0.0031451 | 0.0038539 | 0.00017411 | 6.784e-06 | 1.234e-05 | 0.01127 |  | 2240.8931 | 1588.19 | 2314.7755 | 5528.1208 | 52.0041 | 3.795 | 0.75192 | 11728.5305 | 869 | 2
2004 | 2 | 6 | 4 | 0.0023819 | 0.0017558 | 0.0030561 | 0.0037669 | 0.00017411 | 6.784e-06 | 1.234e-05 | 0.011154 |  | 2366.9356 | 1529.7864 | 2249.2711 | 5403.2386 | 52.0041 | 3.795 | 0.75192 | 11605.7827 | 870 | 2
2004 | 2 | 6 | 5 | 0.0024484 | 0.0017832 | 0.0031185 | 0.0037077 | 0.00017411 | 6.784e-06 | 1.234e-05 | 0.011251 |  | 2433.0185 | 1553.7042 | 2295.1593 | 5318.3495 | 52.0041 | 3.795 | 0.75192 | 11656.7825 | 871 | 2
2004 | 2 | 6 | 6 | 0.0025959 | 0.0018374 | 0.0031894 | 0.0037098 | 0.00017411 | 6.784e-06 | 1.234e-05 | 0.011526 |  | 2579.5943 | 1600.8749 | 2347.3439 | 5321.3924 | 52.0041 | 3.795 | 0.75192 | 11905.7565 | 872 | 2
2004 | 2 | 6 | 7 | 0.0034451 | 0.0016822 | 0.0035113 | 0.0035 | 0.00017411 | 6.784e-06 | 1.234e-05 | 0.012332 |  | 3423.4884 | 1465.6622 | 2584.2763 | 5020.3862 | 52.0041 | 3.795 | 0.75192 | 12550.3641 | 873 | 2
2004 | 2 | 6 | 8 | 0.0039968 | 0.0018233 | 0.0039745 | 0.0035221 | 0.00017411 | 6.784e-06 | 1.234e-05 | 0.01351 |  | 3971.7805 | 1588.6343 | 2925.1949 | 5052.1871 | 52.0041 | 3.795 | 0.75192 | 13594.3479 | 874 | 2
2004 | 2 | 6 | 9 | 0.0039845 | 0.0020301 | 0.0041396 | 0.0036631 | 0 | 0 | 1.234e-05 | 0.01383 |  | 3959.5519 | 1768.817 | 3046.7306 | 5254.3575 | 0 | 0 | 0.75192 | 14030.2089 | 875 | 2
2004 | 2 | 6 | 10 | 0.0036526 | 0.0022269 | 0.0042755 | 0.0036271 | 0 | 0 | 1.234e-05 | 0.013795 |  | 3629.7136 | 1940.3142 | 3146.772 | 5202.7254 | 0 | 0 | 0.75192 | 13920.2771 | 876 | 2
2004 | 2 | 6 | 11 | 0.0035402 | 0.0021466 | 0.0043521 | 0.0035543 | 0 | 0 | 1.234e-05 | 0.013606 |  | 3517.9867 | 1870.3615 | 3203.116 | 5098.2427 | 0 | 0 | 0.75192 | 13690.4588 | 877 | 2
2004 | 2 | 6 | 12 | 0.0034752 | 0.0019971 | 0.0043447 | 0.0035462 | 0 | 0 | 1.234e-05 | 0.013376 |  | 3453.404 | 1740.0343 | 3197.6529 | 5086.7465 | 0 | 0 | 0.75192 | 13478.5896 | 878 | 2
2004 | 2 | 6 | 13 | 0.0035782 | 0.0018751 | 0.0042512 | 0.0036575 | 0 | 0 | 1.234e-05 | 0.013374 |  | 3555.7378 | 1633.8007 | 3128.8891 | 5246.3186 | 0 | 0 | 0.75192 | 13565.4981 | 879 | 2
2004 | 2 | 6 | 14 | 0.0031367 | 0.0020751 | 0.0042496 | 0.0032163 | 0 | 0 | 1.234e-05 | 0.01269 |  | 3117.0032 | 1808.0628 | 3127.677 | 4613.4055 | 0 | 0 | 0.75192 | 12666.9003 | 880 | 2
2004 | 2 | 6 | 15 | 0.0033258 | 0.0020232 | 0.004087 | 0.0034437 | 0 | 0 | 1.234e-05 | 0.012892 |  | 3304.9595 | 1762.8159 | 3008.0347 | 4939.6886 | 0 | 0 | 0.75192 | 13016.2506 | 881 | 2
2004 | 2 | 6 | 16 | 0.0040295 | 0.0018227 | 0.0040148 | 0.0035522 | 0 | 0 | 1.234e-05 | 0.013432 |  | 4004.2149 | 1588.1393 | 2954.8981 | 5095.342 | 0 | 0 | 0.75192 | 13643.3463 | 882 | 2
2004 | 2 | 6 | 17 | 0.0044334 | 0.0018202 | 0.0040117 | 0.0036294 | 4.3527e-05 | 1.696e-06 | 1.234e-05 | 0.013952 |  | 4405.5917 | 1585.9734 | 2952.607 | 5206.0407 | 13.001 | 0.94876 | 0.75192 | 14164.9145 | 883 | 2
2004 | 2 | 6 | 18 | 0.0053207 | 0.0016836 | 0.003914 | 0.0035906 | 0.00017411 | 6.784e-06 | 1.234e-05 | 0.014702 |  | 5287.39 | 1466.8886 | 2880.6742 | 5150.348 | 52.0041 | 3.795 | 0.75192 | 14841.8518 | 884 | 2
2004 | 2 | 6 | 19 | 0.0057483 | 0.0015745 | 0.0040099 | 0.0036144 | 0.00017411 | 6.784e-06 | 1.234e-05 | 0.01514 |  | 5712.2511 | 1371.8609 | 2951.2384 | 5184.4928 | 52.0041 | 3.795 | 0.75192 | 15276.3943 | 885 | 2
2004 | 2 | 6 | 20 | 0.0053249 | 0.0016189 | 0.0039715 | 0.0034563 | 0.00017411 | 6.784e-06 | 1.234e-05 | 0.014565 |  | 5291.5311 | 1410.5476 | 2922.9779 | 4957.7203 | 52.0041 | 3.795 | 0.75192 | 14639.3279 | 886 | 2
2004 | 2 | 6 | 21 | 0.0053285 | 0.0015148 | 0.0038763 | 0.003539 | 0.00017411 | 6.784e-06 | 1.234e-05 | 0.014452 |  | 5295.0697 | 1319.8561 | 2852.9417 | 5076.2923 | 52.0041 | 3.795 | 0.75192 | 14600.7107 | 887 | 2
2004 | 2 | 6 | 22 | 0.0049489 | 0.0015034 | 0.0036125 | 0.0035976 | 0.00017411 | 6.784e-06 | 1.234e-05 | 0.013856 |  | 4917.8788 | 1309.9341 | 2658.7792 | 5160.4822 | 52.0041 | 3.795 | 0.75192 | 14103.6253 | 888 | 2
2004 | 2 | 6 | 23 | 0.0046566 | 0.0014916 | 0.0033674 | 0.0033843 | 0.00017411 | 6.784e-06 | 1.234e-05 | 0.013093 |  | 4627.428 | 1299.6637 | 2478.3649 | 4854.5158 | 52.0041 | 3.795 | 0.75192 | 13316.5234 | 889 | 2
2004 | 2 | 6 | 24 | 0.0038534 | 0.0016071 | 0.0029656 | 0.0028148 | 0.00017411 | 6.784e-06 | 1.234e-05 | 0.011434 |  | 3829.2887 | 1400.2524 | 2182.6675 | 4037.5822 | 52.0041 | 3.795 | 0.75192 | 11506.3418 | 890 | 2
2004 | 2 | 7 | 1 | 0.0031189 | 0.0016738 | 0.0029169 | 0.002751 | 0.00017411 | 6.784e-06 | 1.234e-05 | 0.010654 |  | 3099.3412 | 1458.348 | 2146.7895 | 3946.0517 | 52.0041 | 3.795 | 0.75192 | 10707.0814 | 891 | 2
2004 | 2 | 7 | 2 | 0.0028876 | 0.0016903 | 0.0027187 | 0.0027495 | 0.00017411 | 6.784e-06 | 1.234e-05 | 0.010239 |  | 2869.489 | 1472.7495 | 2000.9577 | 3943.9202 | 52.0041 | 3.795 | 0.75192 | 10343.6674 | 892 | 2
2004 | 2 | 7 | 3 | 0.0026848 | 0.0017477 | 0.0026198 | 0.0026218 | 0.00017411 | 6.784e-06 | 1.234e-05 | 0.0098673 |  | 2667.9626 | 1522.7452 | 1928.1879 | 3760.6695 | 52.0041 | 3.795 | 0.75192 | 9936.1162 | 893 | 2
2004 | 2 | 7 | 4 | 0.0025698 | 0.0017187 | 0.0025861 | 0.0027306 | 0.00017411 | 6.784e-06 | 1.234e-05 | 0.0097984 |  | 2553.6684 | 1497.535 | 1903.3205 | 3916.8082 | 52.0041 | 3.795 | 0.75192 | 9927.8831 | 894 | 2
2004 | 2 | 7 | 5 | 0.0025984 | 0.0017201 | 0.0026218 | 0.0027469 | 0.00017411 | 6.784e-06 | 1.234e-05 | 0.0098804 |  | 2582.1151 | 1498.6897 | 1929.6237 | 3940.2027 | 52.0041 | 3.795 | 0.75192 | 10007.1822 | 895 | 2
2004 | 2 | 7 | 6 | 0.0027497 | 0.0016756 | 0.0026114 | 0.0027872 | 0.00017411 | 6.784e-06 | 1.234e-05 | 0.010017 |  | 2732.4227 | 1459.9704 | 1921.9625 | 3997.9909 | 52.0041 | 3.795 | 0.75192 | 10168.8976 | 896 | 2
2004 | 2 | 7 | 7 | 0.0030114 | 0.0016916 | 0.0027814 | 0.0027155 | 0.00017411 | 6.784e-06 | 1.234e-05 | 0.010393 |  | 2992.5332 | 1473.9097 | 2047.0623 | 3895.1062 | 52.0041 | 3.795 | 0.75192 | 10465.1625 | 897 | 2
2004 | 2 | 7 | 8 | 0.0037576 | 0.001644 | 0.0029961 | 0.0026163 | 0.00017411 | 6.784e-06 | 1.234e-05 | 0.011207 |  | 3734.0551 | 1432.3754 | 2205.1434 | 3752.8672 | 52.0041 | 3.795 | 0.75192 | 11180.9921 | 898 | 2
2004 | 2 | 7 | 9 | 0.0040704 | 0.0018278 | 0.0030268 | 0.0024053 | 0 | 0 | 1.234e-05 | 0.011343 |  | 4044.8536 | 1592.5287 | 2227.7247 | 3450.2275 | 0 | 0 | 0.75192 | 11316.0864 | 899 | 2
2004 | 2 | 7 | 10 | 0.0043534 | 0.0018539 | 0.0030553 | 0.0025587 | 0 | 0 | 1.234e-05 | 0.011834 |  | 4326.062 | 1615.3252 | 2248.708 | 3670.1452 | 0 | 0 | 0.75192 | 11860.9922 | 900 | 2
2004 | 2 | 7 | 11 | 0.0045245 | 0.0018232 | 0.0030074 | 0.002646 | 0 | 0 | 1.234e-05 | 0.012014 |  | 4496.1364 | 1588.5402 | 2213.4536 | 3795.4893 | 0 | 0 | 0.75192 | 12094.3713 | 901 | 2
2004 | 2 | 7 | 12 | 0.0048326 | 0.0017719 | 0.0029761 | 0.0026878 | 0 | 0 | 1.234e-05 | 0.012281 |  | 4802.3518 | 1543.8671 | 2190.375 | 3855.397 | 0 | 0 | 0.75192 | 12392.7429 | 902 | 2
2004 | 2 | 7 | 13 | 0.0050822 | 0.0016156 | 0.0029584 | 0.0026225 | 0 | 0 | 1.234e-05 | 0.012291 |  | 5050.3671 | 1407.6518 | 2177.3872 | 3761.7706 | 0 | 0 | 0.75192 | 12397.9286 | 903 | 2
2004 | 2 | 7 | 14 | 0.0046715 | 0.0016943 | 0.0029497 | 0.0026238 | 0 | 0 | 1.234e-05 | 0.011952 |  | 4642.1929 | 1476.2095 | 2170.9693 | 3763.5228 | 0 | 0 | 0.75192 | 12053.6465 | 904 | 2
2004 | 2 | 7 | 15 | 0.0044345 | 0.0017241 | 0.0029992 | 0.0025635 | 0 | 0 | 1.234e-05 | 0.011734 |  | 4406.7188 | 1502.2331 | 2207.3661 | 3677.0474 | 0 | 0 | 0.75192 | 11794.1173 | 905 | 2
2004 | 2 | 7 | 16 | 0.0045158 | 0.0017444 | 0.0029798 | 0.0019631 | 0 | 0 | 1.234e-05 | 0.011216 |  | 4487.5364 | 1519.9043 | 2193.137 | 2815.8581 | 0 | 0 | 0.75192 | 11017.1877 | 906 | 2
2004 | 2 | 7 | 17 | 0.0053128 | 0.0016112 | 0.0030245 | 0.0020103 | 4.3527e-05 | 1.696e-06 | 1.234e-05 | 0.012016 |  | 5279.4609 | 1403.8085 | 2226.0374 | 2883.5324 | 13.001 | 0.94876 | 0.75192 | 11807.5408 | 907 | 2
2004 | 2 | 7 | 18 | 0.0061262 | 0.0015135 | 0.0030199 | 0.0022283 | 0.00017411 | 6.784e-06 | 1.234e-05 | 0.013081 |  | 6087.7548 | 1318.6617 | 2222.6054 | 3196.3067 | 52.0041 | 3.795 | 0.75192 | 12881.8796 | 908 | 2
2004 | 2 | 7 | 19 | 0.0064952 | 0.0013453 | 0.0030438 | 0.002296 | 0.00017411 | 6.784e-06 | 1.234e-05 | 0.013374 |  | 6454.519 | 1172.1777 | 2240.2321 | 3293.4493 | 52.0041 | 3.795 | 0.75192 | 13216.9291 | 909 | 2
2004 | 2 | 7 | 20 | 0.0062918 | 0.0012988 | 0.0029232 | 0.0022714 | 0.00017411 | 6.784e-06 | 1.234e-05 | 0.012978 |  | 6252.4013 | 1131.6556 | 2151.4353 | 3258.1442 | 52.0041 | 3.795 | 0.75192 | 12850.1874 | 910 | 2
2004 | 2 | 7 | 21 | 0.0056595 | 0.0014272 | 0.0028202 | 0.0022555 | 0.00017411 | 6.784e-06 | 1.234e-05 | 0.012356 |  | 5623.9833 | 1243.5155 | 2075.6639 | 3235.2467 | 52.0041 | 3.795 | 0.75192 | 12234.9603 | 911 | 2
2004 | 2 | 7 | 22 | 0.005193 | 0.001424 | 0.0027317 | 0.002306 | 0.00017411 | 6.784e-06 | 1.234e-05 | 0.011848 |  | 5160.4262 | 1240.7337 | 2010.4774 | 3307.7752 | 52.0041 | 3.795 | 0.75192 | 11775.9635 | 912 | 2
2004 | 2 | 7 | 23 | 0.0048568 | 0.0014966 | 0.0026272 | 0.0022456 | 0.00017411 | 6.784e-06 | 1.234e-05 | 0.011419 |  | 4826.374 | 1304.0181 | 1933.6018 | 3221.0868 | 52.0041 | 3.795 | 0.75192 | 11341.6317 | 913 | 2
2004 | 2 | 7 | 24 | 0.0039629 | 0.0016612 | 0.0025173 | 0.0018193 | 0.00017411 | 6.784e-06 | 1.234e-05 | 0.010154 |  | 3938.0404 | 1447.4345 | 1852.7395 | 2609.6386 | 52.0041 | 3.795 | 0.75192 | 9904.404 | 914 | 2
2004 | 2 | 8 | 1 | 0.0029124 | 0.0018599 | 0.0024131 | 0.001784 | 0.00017411 | 6.784e-06 | 1.234e-05 | 0.0091626 |  | 2894.1392 | 1620.5013 | 1776.02 | 2558.9895 | 52.0041 | 3.795 | 0.75192 | 8906.201 | 915 | 2
2004 | 2 | 8 | 2 | 0.0026325 | 0.0018642 | 0.0023352 | 0.0017952 | 0.00017411 | 6.784e-06 | 1.234e-05 | 0.0088204 |  | 2616.0383 | 1624.2841 | 1718.6644 | 2575.1029 | 52.0041 | 3.795 | 0.75192 | 8590.6407 | 916 | 2
2004 | 2 | 8 | 3 | 0.0024562 | 0.0018955 | 0.0023017 | 0.0017587 | 0.00017411 | 6.784e-06 | 1.234e-05 | 0.0086054 |  | 2440.8191 | 1651.5188 | 1694.0647 | 2522.7254 | 52.0041 | 3.795 | 0.75192 | 8365.6791 | 917 | 2
2004 | 2 | 8 | 4 | 0.0024305 | 0.0018662 | 0.0023075 | 0.0017588 | 0.00017411 | 6.784e-06 | 1.234e-05 | 0.0085563 |  | 2415.2914 | 1626.0062 | 1698.3203 | 2522.8436 | 52.0041 | 3.795 | 0.75192 | 8319.0125 | 918 | 2
2004 | 2 | 8 | 5 | 0.0023143 | 0.0019258 | 0.0023516 | 0.0018003 | 0.00017411 | 6.784e-06 | 1.234e-05 | 0.0085852 |  | 2299.7591 | 1677.9395 | 1730.7635 | 2582.2894 | 52.0041 | 3.795 | 0.75192 | 8347.3025 | 919 | 2
2004 | 2 | 8 | 6 | 0.0025451 | 0.0018979 | 0.0023757 | 0.0016383 | 0.00017411 | 6.784e-06 | 1.234e-05 | 0.0086501 |  | 2529.0948 | 1653.5876 | 1748.4623 | 2350.0471 | 52.0041 | 3.795 | 0.75192 | 8337.7429 | 920 | 2
2004 | 2 | 8 | 7 | 0.0029035 | 0.0018003 | 0.0024951 | 0.0016133 | 0.00017411 | 6.784e-06 | 1.234e-05 | 0.0090054 |  | 2885.2713 | 1568.5533 | 1836.4113 | 2314.0789 | 52.0041 | 3.795 | 0.75192 | 8660.8659 | 921 | 2
2004 | 2 | 8 | 8 | 0.0032984 | 0.0017813 | 0.0026406 | 0.0017639 | 0.00017411 | 6.784e-06 | 1.234e-05 | 0.0096773 |  | 3277.6858 | 1552.0047 | 1943.4578 | 2530.0895 | 52.0041 | 3.795 | 0.75192 | 9359.7888 | 922 | 2
2004 | 2 | 8 | 9 | 0.0040805 | 0.0017551 | 0.0027069 | 0.0017425 | 0 | 0 | 1.234e-05 | 0.010297 |  | 4054.956 | 1529.1972 | 1992.2388 | 2499.4252 | 0 | 0 | 0.75192 | 10076.569 | 923 | 2
2004 | 2 | 8 | 10 | 0.0045906 | 0.0017818 | 0.0027333 | 0.0017532 | 0 | 0 | 1.234e-05 | 0.010871 |  | 4561.8164 | 1552.4799 | 2011.7205 | 2514.7453 | 0 | 0 | 0.75192 | 10641.5141 | 924 | 2
2004 | 2 | 8 | 11 | 0.0043908 | 0.0019205 | 0.0027249 | 0.0017857 | 0 | 0 | 1.234e-05 | 0.010834 |  | 4363.2421 | 1673.3568 | 2005.4719 | 2561.4286 | 0 | 0 | 0.75192 | 10604.2513 | 925 | 2
2004 | 2 | 8 | 12 | 0.0044907 | 0.0019347 | 0.0027443 | 0.0017743 | 0 | 0 | 1.234e-05 | 0.010956 |  | 4462.5072 | 1685.6898 | 2019.7964 | 2545.1137 | 0 | 0 | 0.75192 | 10713.859 | 926 | 2
2004 | 2 | 8 | 13 | 0.004509 | 0.0018722 | 0.0027434 | 0.0016306 | 0 | 0 | 1.234e-05 | 0.010768 |  | 4480.6855 | 1631.2578 | 2019.1545 | 2338.9062 | 0 | 0 | 0.75192 | 10470.756 | 927 | 2
2004 | 2 | 8 | 14 | 0.0042994 | 0.0018214 | 0.0028152 | 0.0016209 | 0 | 0 | 1.234e-05 | 0.010569 |  | 4272.4269 | 1586.9587 | 2071.9598 | 2324.9829 | 0 | 0 | 0.75192 | 10257.0801 | 928 | 2
2004 | 2 | 8 | 15 | 0.0043338 | 0.0016932 | 0.0028152 | 0.0019239 | 0 | 0 | 1.234e-05 | 0.010778 |  | 4306.6062 | 1475.2921 | 2071.9913 | 2759.6447 | 0 | 0 | 0.75192 | 10614.2862 | 929 | 2
2004 | 2 | 8 | 16 | 0.0047308 | 0.0016548 | 0.0027881 | 0.0020237 | 0 | 0 | 1.234e-05 | 0.01121 |  | 4701.1874 | 1441.8452 | 2052.0494 | 2902.7599 | 0 | 0 | 0.75192 | 11098.5938 | 930 | 2
2004 | 2 | 8 | 17 | 0.0051005 | 0.0016935 | 0.0027793 | 0.0020561 | 4.3527e-05 | 1.696e-06 | 1.234e-05 | 0.011687 |  | 5068.5165 | 1475.5796 | 2045.553 | 2949.2532 | 13.001 | 0.94876 | 0.75192 | 11553.6039 | 931 | 2
2004 | 2 | 8 | 18 | 0.0063157 | 0.0014754 | 0.002771 | 0.0020976 | 0.00017411 | 6.784e-06 | 1.234e-05 | 0.012853 |  | 6276.126 | 1285.5051 | 2039.4158 | 3008.8057 | 52.0041 | 3.795 | 0.75192 | 12666.4035 | 932 | 2
2004 | 2 | 8 | 19 | 0.0066477 | 0.0013833 | 0.0027875 | 0.0021938 | 0.00017411 | 6.784e-06 | 1.234e-05 | 0.013206 |  | 6605.9867 | 1205.2959 | 2051.5803 | 3146.8536 | 52.0041 | 3.795 | 0.75192 | 13066.2675 | 933 | 2
2004 | 2 | 8 | 20 | 0.0059703 | 0.0014887 | 0.002697 | 0.0023256 | 0.00017411 | 6.784e-06 | 1.234e-05 | 0.012675 |  | 5932.8359 | 1297.1228 | 1985.0036 | 3335.8346 | 52.0041 | 3.795 | 0.75192 | 12607.3478 | 934 | 2
2004 | 2 | 8 | 21 | 0.0056146 | 0.0015342 | 0.0026414 | 0.0024727 | 0.00017411 | 6.784e-06 | 1.234e-05 | 0.012456 |  | 5579.3941 | 1336.7489 | 1944.0758 | 3546.9204 | 52.0041 | 3.795 | 0.75192 | 12463.6902 | 935 | 2
2004 | 2 | 8 | 22 | 0.0055615 | 0.0014718 | 0.0025799 | 0.0024751 | 0.00017411 | 6.784e-06 | 1.234e-05 | 0.012281 |  | 5526.6468 | 1282.3857 | 1898.7617 | 3550.247 | 52.0041 | 3.795 | 0.75192 | 12314.5922 | 936 | 2
2004 | 2 | 8 | 23 | 0.0050248 | 0.0013651 | 0.0025475 | 0.0027523 | 0.00017411 | 6.784e-06 | 1.234e-05 | 0.011883 |  | 4993.3235 | 1189.406 | 1874.9613 | 3947.9223 | 52.0041 | 3.795 | 0.75192 | 12062.164 | 937 | 2
2004 | 2 | 8 | 24 | 0.0034219 | 0.0015078 | 0.0027553 | 0.003169 | 0.00017411 | 6.784e-06 | 1.234e-05 | 0.011047 |  | 3400.4179 | 1313.7597 | 2027.8985 | 4545.6601 | 52.0041 | 3.795 | 0.75192 | 11344.2873 | 938 | 2
2004 | 2 | 9 | 1 | 0.0027101 | 0.0017591 | 0.0028687 | 0.0036178 | 0.00017411 | 6.784e-06 | 1.234e-05 | 0.011149 |  | 2693.1161 | 1532.693 | 2111.346 | 5189.3824 | 52.0041 | 3.795 | 0.75192 | 11583.0886 | 939 | 2
2004 | 2 | 9 | 2 | 0.0023658 | 0.0017699 | 0.0029986 | 0.003684 | 0.00017411 | 6.784e-06 | 1.234e-05 | 0.011012 |  | 2350.953 | 1542.0659 | 2206.9505 | 5284.4176 | 52.0041 | 3.795 | 0.75192 | 11440.9381 | 940 | 2
2004 | 2 | 9 | 3 | 0.0022028 | 0.0018191 | 0.0029555 | 0.0037835 | 0.00017411 | 6.784e-06 | 1.234e-05 | 0.010954 |  | 2189.0004 | 1584.9351 | 2175.2101 | 5427.0713 | 52.0041 | 3.795 | 0.75192 | 11432.7679 | 941 | 2
2004 | 2 | 9 | 4 | 0.0023565 | 0.0017539 | 0.0029511 | 0.0037513 | 0.00017411 | 6.784e-06 | 1.234e-05 | 0.011006 |  | 2341.7274 | 1528.1419 | 2172.0136 | 5380.9329 | 52.0041 | 3.795 | 0.75192 | 11479.3668 | 942 | 2
2004 | 2 | 9 | 5 | 0.002321 | 0.0018525 | 0.0029446 | 0.0037724 | 0.00017411 | 6.784e-06 | 1.234e-05 | 0.011084 |  | 2306.4612 | 1614.0676 | 2167.2052 | 5411.1473 | 52.0041 | 3.795 | 0.75192 | 11555.4323 | 943 | 2
2004 | 2 | 9 | 6 | 0.0025535 | 0.0018062 | 0.003056 | 0.0037647 | 0.00017411 | 6.784e-06 | 1.234e-05 | 0.011374 |  | 2537.516 | 1573.731 | 2249.1889 | 5400.113 | 52.0041 | 3.795 | 0.75192 | 11817.0999 | 944 | 2
2004 | 2 | 9 | 7 | 0.0032987 | 0.001813 | 0.0034445 | 0.003798 | 0.00017411 | 6.784e-06 | 1.234e-05 | 0.012548 |  | 3278.0165 | 1579.697 | 2535.1478 | 5447.9209 | 52.0041 | 3.795 | 0.75192 | 12897.3332 | 945 | 2
2004 | 2 | 9 | 8 | 0.0041231 | 0.0017814 | 0.0037754 | 0.0036424 | 0.00017411 | 6.784e-06 | 1.234e-05 | 0.013515 |  | 4097.2049 | 1552.1499 | 2778.6595 | 5224.6525 | 52.0041 | 3.795 | 0.75192 | 13709.2177 | 946 | 2
2004 | 2 | 9 | 9 | 0.0044257 | 0.0019623 | 0.0038132 | 0.0040937 | 0 | 0 | 1.234e-05 | 0.014307 |  | 4397.9447 | 1709.7582 | 2806.5213 | 5871.9859 | 0 | 0 | 0.75192 | 14786.962 | 947 | 2
2004 | 2 | 9 | 10 | 0.0037261 | 0.0022122 | 0.003904 | 0.0040945 | 0 | 0 | 1.234e-05 | 0.013949 |  | 3702.7514 | 1927.4912 | 2873.3236 | 5873.146 | 0 | 0 | 0.75192 | 14377.4642 | 948 | 2
2004 | 2 | 9 | 11 | 0.0036508 | 0.0022174 | 0.0039965 | 0.0042532 | 0 | 0 | 1.234e-05 | 0.01413 |  | 3627.9528 | 1931.9712 | 2941.3974 | 6100.8423 | 0 | 0 | 0.75192 | 14602.9156 | 949 | 2
2004 | 2 | 9 | 12 | 0.0036862 | 0.0021866 | 0.0041274 | 0.0041129 | 0 | 0 | 1.234e-05 | 0.014125 |  | 3663.0969 | 1905.1734 | 3037.7686 | 5899.5718 | 0 | 0 | 0.75192 | 14506.3626 | 950 | 2
2004 | 2 | 9 | 13 | 0.0038788 | 0.0019947 | 0.0039966 | 0.0041264 | 0 | 0 | 1.234e-05 | 0.014009 |  | 3854.5165 | 1737.9622 | 2941.4914 | 5918.9648 | 0 | 0 | 0.75192 | 14453.6868 | 951 | 2
2004 | 2 | 9 | 14 | 0.0036819 | 0.0020364 | 0.0039617 | 0.0042004 | 0 | 0 | 1.234e-05 | 0.013893 |  | 3658.7716 | 1774.2978 | 2915.7751 | 6025.0937 | 0 | 0 | 0.75192 | 14374.6901 | 952 | 2
2004 | 2 | 9 | 15 | 0.0037379 | 0.0019633 | 0.0039399 | 0.0041562 | 0 | 0 | 1.234e-05 | 0.01381 |  | 3714.4438 | 1710.6033 | 2899.7656 | 5961.6342 | 0 | 0 | 0.75192 | 14287.1988 | 953 | 2
2004 | 2 | 9 | 16 | 0.0042048 | 0.0018952 | 0.0038382 | 0.0040586 | 0 | 0 | 1.234e-05 | 0.014009 |  | 4178.4685 | 1651.259 | 2824.8714 | 5821.7393 | 0 | 0 | 0.75192 | 14477.0902 | 954 | 2
2004 | 2 | 9 | 17 | 0.0048231 | 0.0018519 | 0.0039109 | 0.0041524 | 4.3527e-05 | 1.696e-06 | 1.234e-05 | 0.014796 |  | 4792.8571 | 1613.5599 | 2878.4134 | 5956.2355 | 13.001 | 0.94876 | 0.75192 | 15255.7677 | 955 | 2
2004 | 2 | 9 | 18 | 0.0060502 | 0.0016872 | 0.0038485 | 0.0041273 | 0.00017411 | 6.784e-06 | 1.234e-05 | 0.015906 |  | 6012.2494 | 1470.0642 | 2832.436 | 5920.1963 | 52.0041 | 3.795 | 0.75192 | 16291.4968 | 956 | 2
2004 | 2 | 9 | 19 | 0.0059659 | 0.0016659 | 0.0038366 | 0.0041591 | 0.00017411 | 6.784e-06 | 1.234e-05 | 0.015821 |  | 5928.4657 | 1451.4979 | 2823.7082 | 5965.8016 | 52.0041 | 3.795 | 0.75192 | 16226.0244 | 957 | 2
2004 | 2 | 9 | 20 | 0.0061462 | 0.0014797 | 0.0037213 | 0.0041157 | 0.00017411 | 6.784e-06 | 1.234e-05 | 0.015656 |  | 6107.7169 | 1289.2655 | 2738.8543 | 5903.6445 | 52.0041 | 3.795 | 0.75192 | 16096.0323 | 958 | 2
2004 | 2 | 9 | 21 | 0.0056951 | 0.001464 | 0.0036788 | 0.0039215 | 0.00017411 | 6.784e-06 | 1.234e-05 | 0.014953 |  | 5659.4373 | 1275.5457 | 2707.6079 | 5625.0863 | 52.0041 | 3.795 | 0.75192 | 15324.2282 | 959 | 2
2004 | 2 | 9 | 22 | 0.0051771 | 0.0015273 | 0.0035477 | 0.0039887 | 0.00017411 | 6.784e-06 | 1.234e-05 | 0.014434 |  | 5144.633 | 1330.7012 | 2611.0528 | 5721.341 | 52.0041 | 3.795 | 0.75192 | 14864.279 | 960 | 2
2004 | 2 | 9 | 23 | 0.0046911 | 0.0014514 | 0.0034166 | 0.0042778 | 0.00017411 | 6.784e-06 | 1.234e-05 | 0.01403 |  | 4661.642 | 1264.6279 | 2514.5682 | 6136.0291 | 52.0041 | 3.795 | 0.75192 | 14633.4183 | 961 | 2
2004 | 2 | 9 | 24 | 0.0032233 | 0.0016655 | 0.0032918 | 0.0043114 | 0.00017411 | 6.784e-06 | 1.234e-05 | 0.012685 |  | 3203.1176 | 1451.1045 | 2422.7537 | 6184.3105 | 52.0041 | 3.795 | 0.75192 | 13317.8373 | 962 | 2
2004 | 2 | 10 | 1 | 0.0025388 | 0.0016689 | 0.0031687 | 0.0043765 | 0.00017411 | 6.784e-06 | 1.234e-05 | 0.011946 |  | 2522.882 | 1454.1209 | 2332.1382 | 6277.6054 | 52.0041 | 3.795 | 0.75192 | 12643.2975 | 963 | 2
2004 | 2 | 10 | 2 | 0.002163 | 0.0017386 | 0.0029903 | 0.0042981 | 0.00017411 | 6.784e-06 | 1.234e-05 | 0.011383 |  | 2149.4028 | 1514.841 | 2200.873 | 6165.249 | 52.0041 | 3.795 | 0.75192 | 12086.9169 | 964 | 2
2004 | 2 | 10 | 3 | 0.0020518 | 0.0017482 | 0.0029563 | 0.0041356 | 0.00017411 | 6.784e-06 | 1.234e-05 | 0.011085 |  | 2038.9425 | 1523.1746 | 2175.826 | 5932.1067 | 52.0041 | 3.795 | 0.75192 | 11726.6008 | 965 | 2
2004 | 2 | 10 | 4 | 0.0022112 | 0.0016931 | 0.0029196 | 0.0038057 | 0.00017411 | 6.784e-06 | 1.234e-05 | 0.010823 |  | 2197.3166 | 1475.1623 | 2148.8188 | 5458.9314 | 52.0041 | 3.795 | 0.75192 | 11336.7801 | 966 | 2
2004 | 2 | 10 | 5 | 0.002262 | 0.0016876 | 0.0029787 | 0.0039277 | 0.00017411 | 6.784e-06 | 1.234e-05 | 0.011049 |  | 2247.822 | 1470.3943 | 2192.3226 | 5633.8709 | 52.0041 | 3.795 | 0.75192 | 11600.9608 | 967 | 2
2004 | 2 | 10 | 6 | 0.0024471 | 0.0017199 | 0.0029897 | 0.0040808 | 0.00017411 | 6.784e-06 | 1.234e-05 | 0.011431 |  | 2431.8051 | 1498.5798 | 2200.3779 | 5853.54 | 52.0041 | 3.795 | 0.75192 | 12040.8538 | 968 | 2
2004 | 2 | 10 | 7 | 0.0030784 | 0.0017191 | 0.0034581 | 0.0042166 | 0.00017411 | 6.784e-06 | 1.234e-05 | 0.012665 |  | 3059.0714 | 1497.8273 | 2545.1478 | 6048.3699 | 52.0041 | 3.795 | 0.75192 | 13206.9674 | 969 | 2
2004 | 2 | 10 | 8 | 0.0038522 | 0.0017738 | 0.0038201 | 0.0043218 | 0.00017411 | 6.784e-06 | 1.234e-05 | 0.013961 |  | 3828.0325 | 1545.5271 | 2811.5432 | 6199.2043 | 52.0041 | 3.795 | 0.75192 | 14440.8581 | 970 | 2
2004 | 2 | 10 | 9 | 0.0040503 | 0.0019354 | 0.0040324 | 0.0042958 | 0 | 0 | 1.234e-05 | 0.014326 |  | 4024.9079 | 1686.2866 | 2967.8305 | 6161.9101 | 0 | 0 | 0.75192 | 14841.6871 | 971 | 2
2004 | 2 | 10 | 10 | 0.0033901 | 0.0022918 | 0.0040206 | 0.0042966 | 0 | 0 | 1.234e-05 | 0.014011 |  | 3368.8146 | 1996.87 | 2959.1355 | 6163.0469 | 0 | 0 | 0.75192 | 14488.619 | 972 | 2
2004 | 2 | 10 | 11 | 0.0033127 | 0.0023276 | 0.0041933 | 0.0042106 | 0 | 0 | 1.234e-05 | 0.014057 |  | 3291.8999 | 2028.0625 | 3086.243 | 6039.7507 | 0 | 0 | 0.75192 | 14446.708 | 973 | 2
2004 | 2 | 10 | 12 | 0.0035623 | 0.0021742 | 0.0041488 | 0.0043349 | 0 | 0 | 1.234e-05 | 0.014232 |  | 3539.9525 | 1894.3699 | 3053.4911 | 6217.9345 | 0 | 0 | 0.75192 | 14706.4999 | 974 | 2
2004 | 2 | 10 | 13 | 0.0035805 | 0.0020489 | 0.0042631 | 0.0043383 | 0 | 0 | 1.234e-05 | 0.014243 |  | 3558.05 | 1785.1756 | 3137.6034 | 6222.836 | 0 | 0 | 0.75192 | 14704.417 | 975 | 2
2004 | 2 | 10 | 14 | 0.0031856 | 0.0021005 | 0.0042263 | 0.0042657 | 0 | 0 | 1.234e-05 | 0.01379 |  | 3165.6228 | 1830.1458 | 3110.55 | 6118.7909 | 0 | 0 | 0.75192 | 14225.8614 | 976 | 2
2004 | 2 | 10 | 15 | 0.0033463 | 0.0020412 | 0.0041245 | 0.0042309 | 0 | 0 | 1.234e-05 | 0.013755 |  | 3325.3566 | 1778.4487 | 3035.5851 | 6068.8522 | 0 | 0 | 0.75192 | 14208.9945 | 977 | 2
2004 | 2 | 10 | 16 | 0.0035324 | 0.0020098 | 0.0039834 | 0.0042018 | 0 | 0 | 1.234e-05 | 0.01374 |  | 3510.2109 | 1751.1455 | 2931.7594 | 6027.0828 | 0 | 0 | 0.75192 | 14220.9505 | 978 | 2
2004 | 2 | 10 | 17 | 0.004302 | 0.0018926 | 0.0039463 | 0.0042164 | 4.3527e-05 | 1.696e-06 | 1.234e-05 | 0.014415 |  | 4274.9966 | 1649.0276 | 2904.4632 | 6048.0386 | 13.001 | 0.94876 | 0.75192 | 14891.2277 | 979 | 2
2004 | 2 | 10 | 18 | 0.0053369 | 0.0018372 | 0.0038797 | 0.0041758 | 0.00017411 | 6.784e-06 | 1.234e-05 | 0.015423 |  | 5303.4566 | 1600.7005 | 2855.4667 | 5989.7883 | 52.0041 | 3.795 | 0.75192 | 15805.9631 | 980 | 2
2004 | 2 | 10 | 19 | 0.0059154 | 0.0015907 | 0.003894 | 0.004208 | 0.00017411 | 6.784e-06 | 1.234e-05 | 0.015801 |  | 5878.3231 | 1385.9398 | 2865.9478 | 6036.0095 | 52.0041 | 3.795 | 0.75192 | 16222.7713 | 981 | 2
2004 | 2 | 10 | 20 | 0.0059527 | 0.0014943 | 0.0038535 | 0.0039423 | 0.00017411 | 6.784e-06 | 1.234e-05 | 0.015436 |  | 5915.3928 | 1302.0094 | 2836.1285 | 5654.9214 | 52.0041 | 3.795 | 0.75192 | 15765.003 | 982 | 2
2004 | 2 | 10 | 21 | 0.0055771 | 0.0014579 | 0.0038006 | 0.0041545 | 0.00017411 | 6.784e-06 | 1.234e-05 | 0.015183 |  | 5542.1573 | 1270.2501 | 2797.2357 | 5959.2428 | 52.0041 | 3.795 | 0.75192 | 15625.437 | 983 | 2
2004 | 2 | 10 | 22 | 0.0051099 | 0.0014454 | 0.0036256 | 0.0041897 | 0.00017411 | 6.784e-06 | 1.234e-05 | 0.014564 |  | 5077.8485 | 1259.3703 | 2668.3904 | 6009.7025 | 52.0041 | 3.795 | 0.75192 | 15071.8627 | 984 | 2
2004 | 2 | 10 | 23 | 0.0046665 | 0.0013771 | 0.0035107 | 0.0041631 | 0.00017411 | 6.784e-06 | 1.234e-05 | 0.013911 |  | 4637.2909 | 1199.8295 | 2583.8636 | 5971.5792 | 52.0041 | 3.795 | 0.75192 | 14449.1141 | 985 | 2
2004 | 2 | 10 | 24 | 0.0034212 | 0.0015174 | 0.0033658 | 0.0041541 | 0.00017411 | 6.784e-06 | 1.234e-05 | 0.012652 |  | 3399.7889 | 1322.0895 | 2477.2284 | 5958.6033 | 52.0041 | 3.795 | 0.75192 | 13214.2611 | 986 | 2
2004 | 2 | 11 | 1 | 0.0026157 | 0.0016689 | 0.003228 | 0.004058 | 0.00017411 | 6.784e-06 | 1.234e-05 | 0.011764 |  | 2599.2577 | 1454.1209 | 2375.7946 | 5820.8869 | 52.0041 | 3.795 | 0.75192 | 12306.6111 | 987 | 2
2004 | 2 | 11 | 2 | 0.0023331 | 0.0017386 | 0.0031125 | 0.00411 | 0.00017411 | 6.784e-06 | 1.234e-05 | 0.011487 |  | 2318.4647 | 1514.841 | 2290.7475 | 5895.4755 | 52.0041 | 3.795 | 0.75192 | 12076.0798 | 988 | 2
2004 | 2 | 11 | 3 | 0.0022933 | 0.0017482 | 0.0030408 | 0.004095 | 0.00017411 | 6.784e-06 | 1.234e-05 | 0.01137 |  | 2278.9008 | 1523.1746 | 2238.001 | 5873.8804 | 52.0041 | 3.795 | 0.75192 | 11970.5078 | 989 | 2
2004 | 2 | 11 | 4 | 0.0023675 | 0.0016931 | 0.0030485 | 0.0038607 | 0.00017411 | 6.784e-06 | 1.234e-05 | 0.011163 |  | 2352.6836 | 1475.1623 | 2243.6417 | 5537.8531 | 52.0041 | 3.795 | 0.75192 | 11665.8916 | 990 | 2
2004 | 2 | 11 | 5 | 0.0024633 | 0.0016876 | 0.0030597 | 0.0038094 | 0.00017411 | 6.784e-06 | 1.234e-05 | 0.011213 |  | 2447.8218 | 1470.3943 | 2251.8981 | 5464.2591 | 52.0041 | 3.795 | 0.75192 | 11690.9243 | 991 | 2
2004 | 2 | 11 | 6 | 0.002666 | 0.0017199 | 0.003064 | 0.0038175 | 0.00017411 | 6.784e-06 | 1.234e-05 | 0.011461 |  | 2649.2824 | 1498.5798 | 2255.0483 | 5475.8145 | 52.0041 | 3.795 | 0.75192 | 11935.2761 | 992 | 2
2004 | 2 | 11 | 7 | 0.0033403 | 0.0017191 | 0.0034522 | 0.0038952 | 0.00017411 | 6.784e-06 | 1.234e-05 | 0.0126 |  | 3319.3911 | 1497.8273 | 2540.7945 | 5587.2237 | 52.0041 | 3.795 | 0.75192 | 13001.7877 | 993 | 2
2004 | 2 | 11 | 8 | 0.0040791 | 0.0017738 | 0.0039079 | 0.0039386 | 0.00017411 | 6.784e-06 | 1.234e-05 | 0.013893 |  | 4053.4783 | 1545.5271 | 2876.1802 | 5649.5228 | 52.0041 | 3.795 | 0.75192 | 14181.2594 | 994 | 2
2004 | 2 | 11 | 9 | 0.004168 | 0.0019354 | 0.0041358 | 0.003623 | 0 | 0 | 1.234e-05 | 0.013875 |  | 4141.8871 | 1686.2866 | 3043.9228 | 5196.8771 | 0 | 0 | 0.75192 | 14069.7255 | 995 | 2
2004 | 2 | 11 | 10 | 0.0034335 | 0.0022918 | 0.0042129 | 0.0034663 | 0 | 0 | 1.234e-05 | 0.013417 |  | 3411.9512 | 1996.87 | 3100.6301 | 4972.0222 | 0 | 0 | 0.75192 | 13482.2254 | 996 | 2
2004 | 2 | 11 | 11 | 0.0034248 | 0.0023276 | 0.0043347 | 0.0034779 | 0 | 0 | 1.234e-05 | 0.013577 |  | 3403.3322 | 2028.0625 | 3190.315 | 4988.7871 | 0 | 0 | 0.75192 | 13611.2486 | 997 | 2
2004 | 2 | 11 | 12 | 0.0037479 | 0.0021742 | 0.0042784 | 0.0034 | 0 | 0 | 1.234e-05 | 0.013613 |  | 3724.4206 | 1894.3699 | 3148.8589 | 4876.999 | 0 | 0 | 0.75192 | 13645.4003 | 998 | 2
2004 | 2 | 11 | 13 | 0.0036153 | 0.0020489 | 0.0042113 | 0.0035326 | 0 | 0 | 1.234e-05 | 0.01342 |  | 3592.6397 | 1785.1756 | 3099.4674 | 5067.1879 | 0 | 0 | 0.75192 | 13545.2226 | 999 | 2
2004 | 2 | 11 | 14 | 0.0033933 | 0.0021005 | 0.0042577 | 0.0034794 | 0 | 0 | 1.234e-05 | 0.013243 |  | 3371.9835 | 1830.1458 | 3133.6675 | 4990.8232 | 0 | 0 | 0.75192 | 13327.3719 | 1000 | 2
2004 | 2 | 11 | 15 | 0.003491 | 0.0020412 | 0.0042087 | 0.00353 | 0 | 0 | 1.234e-05 | 0.013283 |  | 3469.1532 | 1778.4487 | 3097.5552 | 5063.4938 | 0 | 0 | 0.75192 | 13409.4029 | 1001 | 2
2004 | 2 | 11 | 16 | 0.0035537 | 0.0020098 | 0.0041206 | 0.0036321 | 0 | 0 | 1.234e-05 | 0.013329 |  | 3531.4343 | 1751.1455 | 3032.7322 | 5209.9714 | 0 | 0 | 0.75192 | 13526.0353 | 1002 | 2
2004 | 2 | 11 | 17 | 0.0043784 | 0.0018926 | 0.0039422 | 0.0040291 | 4.3527e-05 | 1.696e-06 | 1.234e-05 | 0.0143 |  | 4350.9774 | 1649.0276 | 2901.4556 | 5779.3776 | 13.001 | 0.94876 | 0.75192 | 14695.5399 | 1003 | 2
2004 | 2 | 11 | 18 | 0.0053482 | 0.0018372 | 0.0038926 | 0.004001 | 0.00017411 | 6.784e-06 | 1.234e-05 | 0.015272 |  | 5314.6583 | 1600.7005 | 2864.9092 | 5739.0053 | 52.0041 | 3.795 | 0.75192 | 15575.8243 | 1004 | 2
2004 | 2 | 11 | 19 | 0.0058799 | 0.0015907 | 0.0038794 | 0.0040239 | 0.00017411 | 6.784e-06 | 1.234e-05 | 0.015567 |  | 5843.0525 | 1385.9398 | 2855.1929 | 5771.848 | 52.0041 | 3.795 | 0.75192 | 15912.5841 | 1005 | 2
2004 | 2 | 11 | 20 | 0.0059529 | 0.0014943 | 0.0038453 | 0.0040145 | 0.00017411 | 6.784e-06 | 1.234e-05 | 0.0155 |  | 5915.5344 | 1302.0094 | 2830.132 | 5758.4456 | 52.0041 | 3.795 | 0.75192 | 15862.6724 | 1006 | 2
2004 | 2 | 11 | 21 | 0.005812 | 0.0014579 | 0.0037292 | 0.0040223 | 0.00017411 | 6.784e-06 | 1.234e-05 | 0.015215 |  | 5775.6109 | 1270.2501 | 2744.6549 | 5769.6694 | 52.0041 | 3.795 | 0.75192 | 15616.7362 | 1007 | 2
2004 | 2 | 11 | 22 | 0.0052326 | 0.0014454 | 0.0036293 | 0.0040331 | 0.00017411 | 6.784e-06 | 1.234e-05 | 0.014534 |  | 5199.8236 | 1259.3703 | 2671.1256 | 5785.1319 | 52.0041 | 3.795 | 0.75192 | 14972.0024 | 1008 | 2
2004 | 2 | 11 | 23 | 0.0048531 | 0.0013771 | 0.0034758 | 0.0039907 | 0.00017411 | 6.784e-06 | 1.234e-05 | 0.01389 |  | 4822.6999 | 1199.8295 | 2558.1663 | 5724.2769 | 52.0041 | 3.795 | 0.75192 | 14361.5236 | 1009 | 2
2004 | 2 | 11 | 24 | 0.0034751 | 0.0015174 | 0.0033503 | 0.0039896 | 0.00017411 | 6.784e-06 | 1.234e-05 | 0.012526 |  | 3453.2807 | 1322.0895 | 2465.7868 | 5722.6667 | 52.0041 | 3.795 | 0.75192 | 13020.3746 | 1010 | 2
2004 | 2 | 12 | 1 | 0.0027179 | 0.0016689 | 0.0032333 | 0.0040012 | 0.00017411 | 6.784e-06 | 1.234e-05 | 0.011815 |  | 2700.8474 | 1454.1209 | 2379.6872 | 5739.3368 | 52.0041 | 3.795 | 0.75192 | 12330.5433 | 1011 | 2
2004 | 2 | 12 | 2 | 0.0024414 | 0.0017386 | 0.0031447 | 0.003968 | 0.00017411 | 6.784e-06 | 1.234e-05 | 0.011486 |  | 2426.1178 | 1514.841 | 2314.4817 | 5691.7422 | 52.0041 | 3.795 | 0.75192 | 12003.7338 | 1012 | 2
2004 | 2 | 12 | 3 | 0.0024045 | 0.0017482 | 0.0030987 | 0.004108 | 0.00017411 | 6.784e-06 | 1.234e-05 | 0.011553 |  | 2389.3774 | 1523.1746 | 2280.5988 | 5892.5392 | 52.0041 | 3.795 | 0.75192 | 12142.2409 | 1013 | 2
2004 | 2 | 12 | 4 | 0.0024809 | 0.0016931 | 0.0030501 | 0.0039883 | 0.00017411 | 6.784e-06 | 1.234e-05 | 0.011406 |  | 2465.37 | 1475.1623 | 2244.8233 | 5720.7725 | 52.0041 | 3.795 | 0.75192 | 11962.6791 | 1014 | 2
2004 | 2 | 12 | 5 | 0.0025823 | 0.0016876 | 0.0030234 | 0.0039999 | 0.00017411 | 6.784e-06 | 1.234e-05 | 0.011486 |  | 2566.1138 | 1470.3943 | 2225.227 | 5737.4186 | 52.0041 | 3.795 | 0.75192 | 12055.7047 | 1015 | 2
2004 | 2 | 12 | 6 | 0.0027974 | 0.0017199 | 0.0031068 | 0.004005 | 0.00017411 | 6.784e-06 | 1.234e-05 | 0.011822 |  | 2779.8665 | 1498.5798 | 2286.5524 | 5744.7828 | 52.0041 | 3.795 | 0.75192 | 12366.3325 | 1016 | 2
2004 | 2 | 12 | 7 | 0.0035015 | 0.0017191 | 0.0034455 | 0.0040249 | 0.00017411 | 6.784e-06 | 1.234e-05 | 0.012884 |  | 3479.5321 | 1497.8273 | 2535.8858 | 5773.3872 | 52.0041 | 3.795 | 0.75192 | 13343.1834 | 1017 | 2
2004 | 2 | 12 | 8 | 0.0042458 | 0.0017738 | 0.0039057 | 0.0039885 | 0.00017411 | 6.784e-06 | 1.234e-05 | 0.014107 |  | 4219.1326 | 1545.5271 | 2874.5689 | 5721.0804 | 52.0041 | 3.795 | 0.75192 | 14416.8601 | 1018 | 2
2004 | 2 | 12 | 9 | 0.0043205 | 0.0019354 | 0.0040186 | 0.0039643 | 0 | 0 | 1.234e-05 | 0.014251 |  | 4293.4022 | 1686.2866 | 2957.6284 | 5686.3907 | 0 | 0 | 0.75192 | 14624.4598 | 1019 | 2
2004 | 2 | 12 | 10 | 0.0035711 | 0.0022918 | 0.0040877 | 0.0036309 | 0 | 0 | 1.234e-05 | 0.013594 |  | 3548.6717 | 1996.87 | 3008.5412 | 5208.172 | 0 | 0 | 0.75192 | 13763.0068 | 1020 | 2
2004 | 2 | 12 | 11 | 0.003561 | 0.0023276 | 0.0042014 | 0.0033464 | 0 | 0 | 1.234e-05 | 0.013449 |  | 3538.7046 | 2028.0625 | 3092.2241 | 4800.0899 | 0 | 0 | 0.75192 | 13459.833 | 1021 | 2
2004 | 2 | 12 | 12 | 0.0038825 | 0.0021742 | 0.004198 | 0.0036761 | 0 | 0 | 1.234e-05 | 0.013943 |  | 3858.1364 | 1894.3699 | 3089.7164 | 5273.0049 | 0 | 0 | 0.75192 | 14115.9795 | 1022 | 2
2004 | 2 | 12 | 13 | 0.0037421 | 0.0020489 | 0.004081 | 0.0038493 | 0 | 0 | 1.234e-05 | 0.013734 |  | 3718.677 | 1785.1756 | 3003.5662 | 5521.5148 | 0 | 0 | 0.75192 | 14029.6855 | 1023 | 2
2004 | 2 | 12 | 14 | 0.003517 | 0.0021005 | 0.0041556 | 0.0038407 | 0 | 0 | 1.234e-05 | 0.013626 |  | 3494.962 | 1830.1458 | 3058.5158 | 5509.0834 | 0 | 0 | 0.75192 | 13893.4589 | 1024 | 2
2004 | 2 | 12 | 15 | 0.0036126 | 0.0020412 | 0.0041156 | 0.0037007 | 0 | 0 | 1.234e-05 | 0.013482 |  | 3589.9442 | 1778.4487 | 3029.0623 | 5308.31 | 0 | 0 | 0.75192 | 13706.5172 | 1025 | 2
2004 | 2 | 12 | 16 | 0.0036698 | 0.0020098 | 0.0041101 | 0.0037123 | 0 | 0 | 1.234e-05 | 0.013514 |  | 3646.7597 | 1751.1455 | 3024.9758 | 5324.9324 | 0 | 0 | 0.75192 | 13748.5652 | 1026 | 2
2004 | 2 | 12 | 17 | 0.004508 | 0.0018926 | 0.0039717 | 0.0038366 | 4.3527e-05 | 1.696e-06 | 1.234e-05 | 0.014266 |  | 4479.6886 | 1649.0276 | 2923.1705 | 5503.1872 | 13.001 | 0.94876 | 0.75192 | 14569.7755 | 1027 | 2
2004 | 2 | 12 | 18 | 0.0054889 | 0.0018372 | 0.0039442 | 0.0038309 | 0.00017411 | 6.784e-06 | 1.234e-05 | 0.015294 |  | 5454.5171 | 1600.7005 | 2902.8856 | 5495.0654 | 52.0041 | 3.795 | 0.75192 | 15509.7196 | 1028 | 2
2004 | 2 | 12 | 19 | 0.0060255 | 0.0015907 | 0.0039356 | 0.003834 | 0.00017411 | 6.784e-06 | 1.234e-05 | 0.015579 |  | 5987.6933 | 1385.9398 | 2896.606 | 5499.4459 | 52.0041 | 3.795 | 0.75192 | 15826.2361 | 1029 | 2
2004 | 2 | 12 | 20 | 0.0061086 | 0.0014943 | 0.0039189 | 0.0037104 | 0.00017411 | 6.784e-06 | 1.234e-05 | 0.015425 |  | 6070.3242 | 1302.0094 | 2884.2571 | 5322.1859 | 52.0041 | 3.795 | 0.75192 | 15635.3276 | 1030 | 2
2004 | 2 | 12 | 21 | 0.0059622 | 0.0014579 | 0.0038467 | 0.0036958 | 0.00017411 | 6.784e-06 | 1.234e-05 | 0.015156 |  | 5924.8079 | 1270.2501 | 2831.1765 | 5301.3248 | 52.0041 | 3.795 | 0.75192 | 15384.1103 | 1031 | 2
2004 | 2 | 12 | 22 | 0.0053757 | 0.0014454 | 0.0036688 | 0.0037805 | 0.00017411 | 6.784e-06 | 1.234e-05 | 0.014464 |  | 5342.0131 | 1259.3703 | 2700.2094 | 5422.7027 | 52.0041 | 3.795 | 0.75192 | 14780.8465 | 1032 | 2
2004 | 2 | 12 | 23 | 0.0050005 | 0.0013771 | 0.0035962 | 0.0037867 | 0.00017411 | 6.784e-06 | 1.234e-05 | 0.013954 |  | 4969.1276 | 1199.8295 | 2646.7609 | 5431.6297 | 52.0041 | 3.795 | 0.75192 | 14303.8987 | 1033 | 2
2004 | 2 | 12 | 24 | 0.0036001 | 0.0015174 | 0.0034949 | 0.0036694 | 0.00017411 | 6.784e-06 | 1.234e-05 | 0.012475 |  | 3577.4834 | 1322.0895 | 2572.2542 | 5263.4147 | 52.0041 | 3.795 | 0.75192 | 12791.7928 | 1034 | 2
2004 | 2 | 13 | 1 | 0.002602 | 0.0017187 | 0.0033769 | 0.0037291 | 0.00017411 | 6.784e-06 | 1.234e-05 | 0.01162 |  | 2585.6837 | 1497.5088 | 2485.3511 | 5349.0848 | 52.0041 | 3.795 | 0.75192 | 11974.1794 | 1035 | 2
2004 | 2 | 13 | 2 | 0.0023111 | 0.0018114 | 0.0032397 | 0.003749 | 0.00017411 | 6.784e-06 | 1.234e-05 | 0.011304 |  | 2296.5912 | 1578.2207 | 2384.4155 | 5377.547 | 52.0041 | 3.795 | 0.75192 | 11693.3254 | 1036 | 2
2004 | 2 | 13 | 3 | 0.0022389 | 0.0018228 | 0.0031642 | 0.0037985 | 0.00017411 | 6.784e-06 | 1.234e-05 | 0.011218 |  | 2224.8146 | 1588.19 | 2328.8156 | 5448.6074 | 52.0041 | 3.795 | 0.75192 | 11646.9786 | 1037 | 2
2004 | 2 | 13 | 4 | 0.002365 | 0.0017558 | 0.0031042 | 0.0037452 | 0.00017411 | 6.784e-06 | 1.234e-05 | 0.011163 |  | 2350.1785 | 1529.7864 | 2284.6452 | 5372.1007 | 52.0041 | 3.795 | 0.75192 | 11593.2618 | 1038 | 2
2004 | 2 | 13 | 5 | 0.002431 | 0.0017832 | 0.0031848 | 0.0036218 | 0.00017411 | 6.784e-06 | 1.234e-05 | 0.011214 |  | 2415.7977 | 1553.7042 | 2344.0021 | 5195.1484 | 52.0041 | 3.795 | 0.75192 | 11565.2034 | 1039 | 2
2004 | 2 | 13 | 6 | 0.0025772 | 0.0018374 | 0.0032034 | 0.0032263 | 0.00017411 | 6.784e-06 | 1.234e-05 | 0.011038 |  | 2561.0459 | 1600.8749 | 2357.6998 | 4627.8024 | 52.0041 | 3.795 | 0.75192 | 11203.974 | 1040 | 2
2004 | 2 | 13 | 7 | 0.0034207 | 0.0016822 | 0.0035614 | 0.0032166 | 0.00017411 | 6.784e-06 | 1.234e-05 | 0.012074 |  | 3399.2888 | 1465.6622 | 2621.1865 | 4613.8555 | 52.0041 | 3.795 | 0.75192 | 12156.544 | 1041 | 2
2004 | 2 | 13 | 8 | 0.0039717 | 0.0018233 | 0.0039526 | 0.003638 | 0.00017411 | 6.784e-06 | 1.234e-05 | 0.013579 |  | 3946.7858 | 1588.6343 | 2909.1132 | 5218.4015 | 52.0041 | 3.795 | 0.75192 | 13719.4858 | 1042 | 2
2004 | 2 | 13 | 9 | 0.0039608 | 0.0020301 | 0.0041183 | 0.0037128 | 0 | 0 | 1.234e-05 | 0.013834 |  | 3935.9501 | 1768.817 | 3031.0655 | 5325.6194 | 0 | 0 | 0.75192 | 14062.2039 | 1043 | 2
2004 | 2 | 13 | 10 | 0.0036304 | 0.0022269 | 0.0042118 | 0.0037022 | 0 | 0 | 1.234e-05 | 0.013784 |  | 3607.6665 | 1940.3142 | 3099.8601 | 5310.4174 | 0 | 0 | 0.75192 | 13959.0101 | 1044 | 2
2004 | 2 | 13 | 11 | 0.0035201 | 0.0021466 | 0.0043207 | 0.0037304 | 0 | 0 | 1.234e-05 | 0.01373 |  | 3498.0751 | 1870.3615 | 3179.9966 | 5350.9557 | 0 | 0 | 0.75192 | 13900.1407 | 1045 | 2
2004 | 2 | 13 | 12 | 0.0034559 | 0.0019971 | 0.0043612 | 0.0036543 | 0 | 0 | 1.234e-05 | 0.013481 |  | 3434.2405 | 1740.0343 | 3209.8183 | 5241.7249 | 0 | 0 | 0.75192 | 13626.5699 | 1046 | 2
2004 | 2 | 13 | 13 | 0.0035577 | 0.0018751 | 0.0042097 | 0.0037209 | 0 | 0 | 1.234e-05 | 0.013376 |  | 3535.3708 | 1633.8007 | 3098.3167 | 5337.3165 | 0 | 0 | 0.75192 | 13605.5566 | 1047 | 2
2004 | 2 | 13 | 14 | 0.0031177 | 0.0020751 | 0.0041375 | 0.0037488 | 0 | 0 | 1.234e-05 | 0.013092 |  | 3098.1608 | 1808.0628 | 3045.2073 | 5377.3341 | 0 | 0 | 0.75192 | 13329.5169 | 1048 | 2
2004 | 2 | 13 | 15 | 0.003308 | 0.0020232 | 0.00411 | 0.0037714 | 0 | 0 | 1.234e-05 | 0.013225 |  | 3287.2489 | 1762.8159 | 3024.9342 | 5409.7265 | 0 | 0 | 0.75192 | 13485.4775 | 1049 | 2
2004 | 2 | 13 | 16 | 0.0040111 | 0.0018227 | 0.0039919 | 0.0036933 | 0 | 0 | 1.234e-05 | 0.013531 |  | 3985.9896 | 1588.1393 | 2937.9929 | 5297.6308 | 0 | 0 | 0.75192 | 13810.5046 | 1050 | 2
2004 | 2 | 13 | 17 | 0.0044126 | 0.0018202 | 0.0038506 | 0.0036423 | 4.3527e-05 | 1.696e-06 | 1.234e-05 | 0.013783 |  | 4384.9068 | 1585.9734 | 2834.0062 | 5224.463 | 13.001 | 0.94876 | 0.75192 | 14044.0512 | 1051 | 2
2004 | 2 | 13 | 18 | 0.0052981 | 0.0016836 | 0.0038388 | 0.0035891 | 0.00017411 | 6.784e-06 | 1.234e-05 | 0.014603 |  | 5264.8412 | 1466.8886 | 2825.3501 | 5148.1931 | 52.0041 | 3.795 | 0.75192 | 14761.824 | 1052 | 2
2004 | 2 | 13 | 19 | 0.0057258 | 0.0015745 | 0.0038533 | 0.0035765 | 0.00017411 | 6.784e-06 | 1.234e-05 | 0.014923 |  | 5689.8976 | 1371.8609 | 2836.0275 | 5130.1973 | 52.0041 | 3.795 | 0.75192 | 15084.5344 | 1053 | 2
2004 | 2 | 13 | 20 | 0.0053017 | 0.0016189 | 0.0037677 | 0.003449 | 0.00017411 | 6.784e-06 | 1.234e-05 | 0.014331 |  | 5268.4873 | 1410.5476 | 2772.9955 | 4947.207 | 52.0041 | 3.795 | 0.75192 | 14455.7884 | 1054 | 2
2004 | 2 | 13 | 21 | 0.0053067 | 0.0015148 | 0.0036995 | 0.0033817 | 0.00017411 | 6.784e-06 | 1.234e-05 | 0.014096 |  | 5273.4516 | 1319.8561 | 2722.7806 | 4850.6681 | 52.0041 | 3.795 | 0.75192 | 14223.3074 | 1055 | 2
2004 | 2 | 13 | 22 | 0.0049274 | 0.0015034 | 0.0035945 | 0.0032847 | 0.00017411 | 6.784e-06 | 1.234e-05 | 0.013503 |  | 4896.5035 | 1309.9341 | 2645.4923 | 4711.5308 | 52.0041 | 3.795 | 0.75192 | 13620.0117 | 1056 | 2
2004 | 2 | 13 | 23 | 0.0046354 | 0.0014916 | 0.0034329 | 0.0031482 | 0.00017411 | 6.784e-06 | 1.234e-05 | 0.012901 |  | 4606.3298 | 1299.6637 | 2526.574 | 4515.825 | 52.0041 | 3.795 | 0.75192 | 13004.9435 | 1057 | 2
2004 | 2 | 13 | 24 | 0.0038337 | 0.0016071 | 0.0032551 | 0.0020277 | 0.00017411 | 6.784e-06 | 1.234e-05 | 0.010917 |  | 3809.71 | 1400.2524 | 2395.758 | 2908.5731 | 52.0041 | 3.795 | 0.75192 | 10570.8445 | 1058 | 2
2004 | 2 | 14 | 1 | 0.0030278 | 0.0016738 | 0.0032159 | 0.0018707 | 0.00017411 | 6.784e-06 | 1.234e-05 | 0.0099814 |  | 3008.8521 | 1458.348 | 2366.8532 | 2683.363 | 52.0041 | 3.795 | 0.75192 | 9573.9674 | 1059 | 2
2004 | 2 | 14 | 2 | 0.0028044 | 0.0016903 | 0.0030258 | 0.001876 | 0.00017411 | 6.784e-06 | 1.234e-05 | 0.0095897 |  | 2786.8194 | 1472.7495 | 2226.97 | 2690.9404 | 52.0041 | 3.795 | 0.75192 | 9234.0303 | 1060 | 2
2004 | 2 | 14 | 3 | 0.0025995 | 0.0017477 | 0.0028897 | 0.0018455 | 0.00017411 | 6.784e-06 | 1.234e-05 | 0.0092756 |  | 2583.198 | 1522.7452 | 2126.7805 | 2647.1582 | 52.0041 | 3.795 | 0.75192 | 8936.4329 | 1061 | 2
2004 | 2 | 14 | 4 | 0.0024819 | 0.0017187 | 0.0028984 | 0.0018306 | 0.00017411 | 6.784e-06 | 1.234e-05 | 0.0091229 |  | 2466.3575 | 1497.535 | 2133.2004 | 2625.8 | 52.0041 | 3.795 | 0.75192 | 8779.4439 | 1062 | 2
2004 | 2 | 14 | 5 | 0.0025089 | 0.0017201 | 0.0029239 | 0.0018609 | 0.00017411 | 6.784e-06 | 1.234e-05 | 0.009207 |  | 2493.2165 | 1498.6897 | 2151.9547 | 2669.2269 | 52.0041 | 3.795 | 0.75192 | 8869.6388 | 1063 | 2
2004 | 2 | 14 | 6 | 0.0026575 | 0.0016756 | 0.002934 | 0.0018247 | 0.00017411 | 6.784e-06 | 1.234e-05 | 0.0092851 |  | 2640.8427 | 1459.9704 | 2159.4247 | 2617.3227 | 52.0041 | 3.795 | 0.75192 | 8934.1115 | 1064 | 2
2004 | 2 | 14 | 7 | 0.002906 | 0.0016916 | 0.0031098 | 0.001842 | 0.00017411 | 6.784e-06 | 1.234e-05 | 0.0097427 |  | 2887.7327 | 1473.9097 | 2288.825 | 2642.1618 | 52.0041 | 3.795 | 0.75192 | 9349.1802 | 1065 | 2
2004 | 2 | 14 | 8 | 0.0036347 | 0.001644 | 0.003266 | 0.0020328 | 0.00017411 | 6.784e-06 | 1.234e-05 | 0.010771 |  | 3611.9129 | 1432.3754 | 2403.7249 | 2915.866 | 52.0041 | 3.795 | 0.75192 | 10420.4301 | 1066 | 2
2004 | 2 | 14 | 9 | 0.0039543 | 0.0018278 | 0.0033498 | 0.0020477 | 0 | 0 | 1.234e-05 | 0.011192 |  | 3929.5548 | 1592.5287 | 2465.4606 | 2937.2956 | 0 | 0 | 0.75192 | 10925.5915 | 1067 | 2
2004 | 2 | 14 | 10 | 0.0042446 | 0.0018539 | 0.003376 | 0.002024 | 0 | 0 | 1.234e-05 | 0.011511 |  | 4217.9405 | 1615.3252 | 2484.7381 | 2903.2925 | 0 | 0 | 0.75192 | 11222.0482 | 1068 | 2
2004 | 2 | 14 | 11 | 0.0044116 | 0.0018232 | 0.0034094 | 0.0020195 | 0 | 0 | 1.234e-05 | 0.011676 |  | 4383.9827 | 1588.5402 | 2509.3314 | 2896.7572 | 0 | 0 | 0.75192 | 11379.3633 | 1069 | 2
2004 | 2 | 14 | 12 | 0.0047222 | 0.0017719 | 0.0033624 | 0.0020271 | 0 | 0 | 1.234e-05 | 0.011896 |  | 4692.5711 | 1543.8671 | 2474.702 | 2907.744 | 0 | 0 | 0.75192 | 11619.6361 | 1070 | 2
2004 | 2 | 14 | 13 | 0.0049747 | 0.0016156 | 0.0033223 | 0.0019866 | 0 | 0 | 1.234e-05 | 0.011912 |  | 4943.4919 | 1407.6518 | 2445.2132 | 2849.6595 | 0 | 0 | 0.75192 | 11646.7684 | 1071 | 2
2004 | 2 | 14 | 14 | 0.0045594 | 0.0016943 | 0.0033333 | 0.0019833 | 0 | 0 | 1.234e-05 | 0.011583 |  | 4530.8548 | 1476.2095 | 2453.2943 | 2844.829 | 0 | 0 | 0.75192 | 11305.9396 | 1072 | 2
2004 | 2 | 14 | 15 | 0.0043201 | 0.0017241 | 0.0032715 | 0.0019655 | 0 | 0 | 1.234e-05 | 0.011294 |  | 4292.99 | 1502.2331 | 2407.8119 | 2819.3032 | 0 | 0 | 0.75192 | 11023.0901 | 1073 | 2
2004 | 2 | 14 | 16 | 0.0044132 | 0.0017444 | 0.0030659 | 0.0019324 | 0 | 0 | 1.234e-05 | 0.011168 |  | 4385.5013 | 1519.9043 | 2256.5071 | 2771.8034 | 0 | 0 | 0.75192 | 10934.468 | 1074 | 2
2004 | 2 | 14 | 17 | 0.0051918 | 0.0016112 | 0.0030703 | 0.0017968 | 4.3527e-05 | 1.696e-06 | 1.234e-05 | 0.011728 |  | 5159.2403 | 1403.8085 | 2259.7375 | 2577.305 | 13.001 | 0.94876 | 0.75192 | 11414.7929 | 1075 | 2
2004 | 2 | 14 | 18 | 0.0059972 | 0.0015135 | 0.0030834 | 0.0017697 | 0.00017411 | 6.784e-06 | 1.234e-05 | 0.012557 |  | 5959.6101 | 1318.6617 | 2269.3663 | 2538.5189 | 52.0041 | 3.795 | 0.75192 | 12142.7081 | 1076 | 2
2004 | 2 | 14 | 19 | 0.0063608 | 0.0013453 | 0.0030823 | 0.0018291 | 0.00017411 | 6.784e-06 | 1.234e-05 | 0.012811 |  | 6320.9683 | 1172.1777 | 2268.5792 | 2623.6682 | 52.0041 | 3.795 | 0.75192 | 12441.9443 | 1077 | 2
2004 | 2 | 14 | 20 | 0.006166 | 0.0012988 | 0.0030206 | 0.0017945 | 0.00017411 | 6.784e-06 | 1.234e-05 | 0.012473 |  | 6127.3611 | 1131.6556 | 2223.1552 | 2573.9899 | 52.0041 | 3.795 | 0.75192 | 12112.7128 | 1078 | 2
2004 | 2 | 14 | 21 | 0.0055417 | 0.0014272 | 0.0029497 | 0.0017811 | 0.00017411 | 6.784e-06 | 1.234e-05 | 0.011893 |  | 5506.9436 | 1243.5155 | 2170.9462 | 2554.8574 | 52.0041 | 3.795 | 0.75192 | 11532.8136 | 1079 | 2
2004 | 2 | 14 | 22 | 0.0050923 | 0.001424 | 0.0028507 | 0.001803 | 0.00017411 | 6.784e-06 | 1.234e-05 | 0.011363 |  | 5060.4021 | 1240.7337 | 2098.1254 | 2586.2082 | 52.0041 | 3.795 | 0.75192 | 11042.0205 | 1080 | 2
2004 | 2 | 14 | 23 | 0.0047588 | 0.0014966 | 0.0027564 | 0.0017248 | 0.00017411 | 6.784e-06 | 1.234e-05 | 0.01093 |  | 4728.9166 | 1304.0181 | 2028.7048 | 2474.065 | 52.0041 | 3.795 | 0.75192 | 10592.2555 | 1081 | 2
2004 | 2 | 14 | 24 | 0.003867 | 0.0016612 | 0.0026499 | 0.0015539 | 0.00017411 | 6.784e-06 | 1.234e-05 | 0.0099253 |  | 3842.7316 | 1447.4345 | 1950.2939 | 2228.9885 | 52.0041 | 3.795 | 0.75192 | 9525.9995 | 1082 | 2
2004 | 2 | 15 | 1 | 0.00293 | 0.0018599 | 0.0025645 | 0.0015932 | 0.00017411 | 6.784e-06 | 1.234e-05 | 0.0091408 |  | 2911.6608 | 1620.5013 | 1887.435 | 2285.2969 | 52.0041 | 3.795 | 0.75192 | 8761.445 | 1083 | 2
2004 | 2 | 15 | 2 | 0.0026482 | 0.0018642 | 0.0025212 | 0.0016416 | 0.00017411 | 6.784e-06 | 1.234e-05 | 0.0088685 |  | 2631.5563 | 1624.2841 | 1855.6112 | 2354.7708 | 52.0041 | 3.795 | 0.75192 | 8522.7734 | 1084 | 2
2004 | 2 | 15 | 3 | 0.0024725 | 0.0018955 | 0.0024672 | 0.001594 | 0.00017411 | 6.784e-06 | 1.234e-05 | 0.0086224 |  | 2457.0168 | 1651.5188 | 1815.8074 | 2286.4809 | 52.0041 | 3.795 | 0.75192 | 8267.3749 | 1085 | 2
2004 | 2 | 15 | 4 | 0.0024478 | 0.0018662 | 0.0024558 | 0.001587 | 0.00017411 | 6.784e-06 | 1.234e-05 | 0.0085499 |  | 2432.4094 | 1626.0062 | 1807.4268 | 2276.3936 | 52.0041 | 3.795 | 0.75192 | 8198.7871 | 1086 | 2
2004 | 2 | 15 | 5 | 0.0023309 | 0.0019258 | 0.0024696 | 0.0016282 | 0.00017411 | 6.784e-06 | 1.234e-05 | 0.0085477 |  | 2316.2672 | 1677.9395 | 1817.6113 | 2335.5435 | 52.0041 | 3.795 | 0.75192 | 8203.9125 | 1087 | 2
2004 | 2 | 15 | 6 | 0.0025631 | 0.0018979 | 0.0024611 | 0.0015975 | 0.00017411 | 6.784e-06 | 1.234e-05 | 0.0087127 |  | 2546.9886 | 1653.5876 | 1811.3596 | 2291.4061 | 52.0041 | 3.795 | 0.75192 | 8359.8929 | 1088 | 2
2004 | 2 | 15 | 7 | 0.0029251 | 0.0018003 | 0.0025993 | 0.0016414 | 0.00017411 | 6.784e-06 | 1.234e-05 | 0.0091593 |  | 2906.7262 | 1568.5533 | 1913.0458 | 2354.4866 | 52.0041 | 3.795 | 0.75192 | 8799.363 | 1089 | 2
2004 | 2 | 15 | 8 | 0.0033203 | 0.0017813 | 0.0027366 | 0.0017323 | 0.00017411 | 6.784e-06 | 1.234e-05 | 0.0097638 |  | 3299.5264 | 1552.0047 | 2014.1098 | 2484.8626 | 52.0041 | 3.795 | 0.75192 | 9407.0545 | 1090 | 2
2004 | 2 | 15 | 9 | 0.0041056 | 0.0017551 | 0.0028225 | 0.001744 | 0 | 0 | 1.234e-05 | 0.010439 |  | 4079.8215 | 1529.1972 | 2077.3092 | 2501.6272 | 0 | 0 | 0.75192 | 10188.707 | 1091 | 2
2004 | 2 | 15 | 10 | 0.0046146 | 0.0017818 | 0.0028507 | 0.00176 | 0 | 0 | 1.234e-05 | 0.011019 |  | 4585.6556 | 1552.4799 | 2098.1259 | 2524.5484 | 0 | 0 | 0.75192 | 10761.5617 | 1092 | 2
2004 | 2 | 15 | 11 | 0.0044119 | 0.0019205 | 0.0027734 | 0.0017685 | 0 | 0 | 1.234e-05 | 0.010887 |  | 4384.254 | 1673.3568 | 2041.2247 | 2536.8141 | 0 | 0 | 0.75192 | 10636.4014 | 1093 | 2
2004 | 2 | 15 | 12 | 0.004511 | 0.0019347 | 0.0027815 | 0.0017413 | 0 | 0 | 1.234e-05 | 0.010981 |  | 4482.7017 | 1685.6898 | 2047.1575 | 2497.6965 | 0 | 0 | 0.75192 | 10713.9975 | 1094 | 2
2004 | 2 | 15 | 13 | 0.0045284 | 0.0018722 | 0.0027893 | 0.0017192 | 0 | 0 | 1.234e-05 | 0.010921 |  | 4500.026 | 1631.2578 | 2052.903 | 2465.9668 | 0 | 0 | 0.75192 | 10650.9055 | 1095 | 2
2004 | 2 | 15 | 14 | 0.0043185 | 0.0018214 | 0.0028963 | 0.0017439 | 0 | 0 | 1.234e-05 | 0.010792 |  | 4291.4615 | 1586.9587 | 2131.6635 | 2501.4852 | 0 | 0 | 0.75192 | 10512.3207 | 1096 | 2
2004 | 2 | 15 | 15 | 0.0043538 | 0.0016932 | 0.0029225 | 0.001746 | 0 | 0 | 1.234e-05 | 0.010728 |  | 4326.4611 | 1475.2921 | 2150.9601 | 2504.5161 | 0 | 0 | 0.75192 | 10457.9812 | 1097 | 2
2004 | 2 | 15 | 16 | 0.0047517 | 0.0016548 | 0.0028503 | 0.0016555 | 0 | 0 | 1.234e-05 | 0.010925 |  | 4721.9132 | 1441.8452 | 2097.7933 | 2374.7084 | 0 | 0 | 0.75192 | 10637.0119 | 1098 | 2
2004 | 2 | 15 | 17 | 0.0051236 | 0.0016935 | 0.0028047 | 0.0016139 | 4.3527e-05 | 1.696e-06 | 1.234e-05 | 0.011293 |  | 5091.5051 | 1475.5796 | 2064.271 | 2314.9902 | 13.001 | 0.94876 | 0.75192 | 10961.0476 | 1099 | 2
2004 | 2 | 15 | 18 | 0.0063414 | 0.0014754 | 0.0028054 | 0.0016967 | 0.00017411 | 6.784e-06 | 1.234e-05 | 0.012512 |  | 6301.692 | 1285.5051 | 2064.7891 | 2433.7635 | 52.0041 | 3.795 | 0.75192 | 12142.3008 | 1100 | 2
2004 | 2 | 15 | 19 | 0.006672 | 0.0013833 | 0.0028124 | 0.0016954 | 0.00017411 | 6.784e-06 | 1.234e-05 | 0.012756 |  | 6630.2006 | 1205.2959 | 2069.898 | 2431.9166 | 52.0041 | 3.795 | 0.75192 | 12393.8622 | 1101 | 2
2004 | 2 | 15 | 20 | 0.0059929 | 0.0014887 | 0.0027307 | 0.00169 | 0.00017411 | 6.784e-06 | 1.234e-05 | 0.012096 |  | 5955.3007 | 1297.1228 | 2009.8037 | 2424.1973 | 52.0041 | 3.795 | 0.75192 | 11742.9755 | 1102 | 2
2004 | 2 | 15 | 21 | 0.0056375 | 0.0015342 | 0.0026683 | 0.0017238 | 0.00017411 | 6.784e-06 | 1.234e-05 | 0.011757 |  | 5602.2005 | 1336.7489 | 1963.8837 | 2472.6916 | 52.0041 | 3.795 | 0.75192 | 11432.0757 | 1103 | 2
2004 | 2 | 15 | 22 | 0.0055851 | 0.0014718 | 0.002628 | 0.0017878 | 0.00017411 | 6.784e-06 | 1.234e-05 | 0.011666 |  | 5550.0657 | 1282.3857 | 1934.17 | 2564.471 | 52.0041 | 3.795 | 0.75192 | 11387.6433 | 1104 | 2
2004 | 2 | 15 | 23 | 0.0050472 | 0.0013651 | 0.0025683 | 0.0022997 | 0.00017411 | 6.784e-06 | 1.234e-05 | 0.011474 |  | 5015.5606 | 1189.406 | 1890.2231 | 3298.706 | 52.0041 | 3.795 | 0.75192 | 11450.4467 | 1105 | 2
2004 | 2 | 15 | 24 | 0.0034404 | 0.0015078 | 0.0028524 | 0.0030964 | 0.00017411 | 6.784e-06 | 1.234e-05 | 0.01109 |  | 3418.8732 | 1313.7597 | 2099.3537 | 4441.5439 | 52.0041 | 3.795 | 0.75192 | 11330.0816 | 1106 | 2
2004 | 2 | 16 | 1 | 0.0028666 | 0.0017591 | 0.0029615 | 0.0037179 | 0.00017411 | 6.784e-06 | 1.234e-05 | 0.011498 |  | 2848.5993 | 1532.693 | 2179.6193 | 5332.912 | 52.0041 | 3.795 | 0.75192 | 11950.3746 | 1107 | 2
2004 | 2 | 16 | 2 | 0.0025099 | 0.0017699 | 0.0030036 | 0.0039401 | 0.00017411 | 6.784e-06 | 1.234e-05 | 0.011417 |  | 2494.1562 | 1542.0659 | 2210.5933 | 5651.7245 | 52.0041 | 3.795 | 0.75192 | 11955.0909 | 1108 | 2
2004 | 2 | 16 | 3 | 0.0023546 | 0.0018191 | 0.0029595 | 0.0040391 | 0.00017411 | 6.784e-06 | 1.234e-05 | 0.011365 |  | 2339.7935 | 1584.9351 | 2178.1991 | 5793.6558 | 52.0041 | 3.795 | 0.75192 | 11953.1344 | 1109 | 2
2004 | 2 | 16 | 4 | 0.0025163 | 0.0017539 | 0.0029486 | 0.0039108 | 0.00017411 | 6.784e-06 | 1.234e-05 | 0.011323 |  | 2500.5015 | 1528.1419 | 2170.1677 | 5609.6235 | 52.0041 | 3.795 | 0.75192 | 11864.9855 | 1110 | 2
2004 | 2 | 16 | 5 | 0.0024855 | 0.0018525 | 0.0029983 | 0.0039589 | 0.00017411 | 6.784e-06 | 1.234e-05 | 0.011488 |  | 2469.9438 | 1614.0676 | 2206.735 | 5678.7185 | 52.0041 | 3.795 | 0.75192 | 12026.0159 | 1111 | 2
2004 | 2 | 16 | 6 | 0.0027303 | 0.0018062 | 0.0030594 | 0.0040155 | 0.00017411 | 6.784e-06 | 1.234e-05 | 0.011805 |  | 2713.2049 | 1573.731 | 2251.7202 | 5759.795 | 52.0041 | 3.795 | 0.75192 | 12355.0022 | 1112 | 2
2004 | 2 | 16 | 7 | 0.0035161 | 0.001813 | 0.0034469 | 0.0035571 | 0.00017411 | 6.784e-06 | 1.234e-05 | 0.012526 |  | 3494.0986 | 1579.697 | 2536.8703 | 5102.2796 | 52.0041 | 3.795 | 0.75192 | 12769.4965 | 1113 | 2
2004 | 2 | 16 | 8 | 0.0043507 | 0.0017814 | 0.003874 | 0.0036606 | 0.00017411 | 6.784e-06 | 1.234e-05 | 0.01386 |  | 4323.4497 | 1552.1499 | 2851.2015 | 5250.7936 | 52.0041 | 3.795 | 0.75192 | 14034.1457 | 1114 | 2
2004 | 2 | 16 | 9 | 0.0046411 | 0.0019623 | 0.004058 | 0.0041372 | 0 | 0 | 1.234e-05 | 0.014811 |  | 4611.9556 | 1709.7582 | 2986.6566 | 5934.4031 | 0 | 0 | 0.75192 | 15243.5254 | 1115 | 2
2004 | 2 | 16 | 10 | 0.0039374 | 0.0022122 | 0.0041537 | 0.0040596 | 0 | 0 | 1.234e-05 | 0.014375 |  | 3912.7349 | 1927.4912 | 3057.1141 | 5823.1123 | 0 | 0 | 0.75192 | 14721.2045 | 1116 | 2
2004 | 2 | 16 | 11 | 0.0038485 | 0.0022174 | 0.0042396 | 0.0042206 | 0 | 0 | 1.234e-05 | 0.014538 |  | 3824.4136 | 1931.9712 | 3120.2819 | 6053.9815 | 0 | 0 | 0.75192 | 14931.4 | 1117 | 2
2004 | 2 | 16 | 12 | 0.0038806 | 0.0021866 | 0.0042428 | 0.004254 | 0 | 0 | 1.234e-05 | 0.014576 |  | 3856.2577 | 1905.1734 | 3122.6532 | 6101.9549 | 0 | 0 | 0.75192 | 14986.7911 | 1118 | 2
2004 | 2 | 16 | 13 | 0.0040696 | 0.0019947 | 0.0041893 | 0.0042778 | 0 | 0 | 1.234e-05 | 0.014544 |  | 4044.0457 | 1737.9622 | 3083.319 | 6136.1472 | 0 | 0 | 0.75192 | 15002.226 | 1119 | 2
2004 | 2 | 16 | 14 | 0.0038665 | 0.0020364 | 0.0042368 | 0.00417 | 0 | 0 | 1.234e-05 | 0.014322 |  | 3842.2713 | 1774.2978 | 3118.2346 | 5981.5241 | 0 | 0 | 0.75192 | 14717.0797 | 1120 | 2
2004 | 2 | 16 | 15 | 0.0039176 | 0.0019633 | 0.0041511 | 0.0041978 | 0 | 0 | 1.234e-05 | 0.014242 |  | 3893.0232 | 1710.6033 | 3055.2048 | 6021.352 | 0 | 0 | 0.75192 | 14680.9352 | 1121 | 2
2004 | 2 | 16 | 16 | 0.0043936 | 0.0018952 | 0.004042 | 0.0041875 | 0 | 0 | 1.234e-05 | 0.014531 |  | 4366.0324 | 1651.259 | 2974.9075 | 6006.6237 | 0 | 0 | 0.75192 | 14999.5746 | 1122 | 2
2004 | 2 | 16 | 17 | 0.005023 | 0.0018519 | 0.0039826 | 0.0040243 | 4.3527e-05 | 1.696e-06 | 1.234e-05 | 0.014939 |  | 4991.5411 | 1613.5599 | 2931.1969 | 5772.4395 | 13.001 | 0.94876 | 0.75192 | 15323.4391 | 1123 | 2
2004 | 2 | 16 | 18 | 0.0062708 | 0.0016872 | 0.0038956 | 0.00388 | 0.00017411 | 6.784e-06 | 1.234e-05 | 0.015927 |  | 6231.4705 | 1470.0642 | 2867.1683 | 5565.486 | 52.0041 | 3.795 | 0.75192 | 16190.74 | 1124 | 2
2004 | 2 | 16 | 19 | 0.0062062 | 0.0016659 | 0.0039296 | 0.0039329 | 0.00017411 | 6.784e-06 | 1.234e-05 | 0.015928 |  | 6167.2575 | 1451.4979 | 2892.1899 | 5641.4005 | 52.0041 | 3.795 | 0.75192 | 16208.8968 | 1125 | 2
2004 | 2 | 16 | 20 | 0.0063708 | 0.0014797 | 0.0038525 | 0.0040173 | 0.00017411 | 6.784e-06 | 1.234e-05 | 0.015914 |  | 6330.8642 | 1289.2655 | 2835.4135 | 5762.3996 | 52.0041 | 3.795 | 0.75192 | 16274.4939 | 1126 | 2
2004 | 2 | 16 | 21 | 0.0058999 | 0.001464 | 0.0038327 | 0.0041413 | 0.00017411 | 6.784e-06 | 1.234e-05 | 0.015531 |  | 5862.8988 | 1275.5457 | 2820.8147 | 5940.3228 | 52.0041 | 3.795 | 0.75192 | 15956.1331 | 1127 | 2
2004 | 2 | 16 | 22 | 0.0053796 | 0.0015273 | 0.003646 | 0.0042047 | 0.00017411 | 6.784e-06 | 1.234e-05 | 0.014951 |  | 5345.8438 | 1330.7012 | 2683.4668 | 6031.2971 | 52.0041 | 3.795 | 0.75192 | 15447.8599 | 1128 | 2
2004 | 2 | 16 | 23 | 0.0048986 | 0.0014514 | 0.0035923 | 0.0038176 | 0.00017411 | 6.784e-06 | 1.234e-05 | 0.013953 |  | 4867.9204 | 1264.6279 | 2643.9143 | 5475.9324 | 52.0041 | 3.795 | 0.75192 | 14308.9461 | 1129 | 2
2004 | 2 | 16 | 24 | 0.0033937 | 0.0016655 | 0.0034284 | 0.0040785 | 0.00017411 | 6.784e-06 | 1.234e-05 | 0.012759 |  | 3372.4687 | 1451.1045 | 2523.3127 | 5850.1536 | 52.0041 | 3.795 | 0.75192 | 13253.5906 | 1130 | 2
2004 | 2 | 17 | 1 | 0.0023036 | 0.0016689 | 0.0032868 | 0.0040797 | 0.00017411 | 6.784e-06 | 1.234e-05 | 0.011532 |  | 2289.1992 | 1454.1209 | 2419.0597 | 5851.9532 | 52.0041 | 3.795 | 0.75192 | 12070.8841 | 1131 | 2
2004 | 2 | 17 | 2 | 0.0019346 | 0.0017386 | 0.0031436 | 0.0040466 | 0.00017411 | 6.784e-06 | 1.234e-05 | 0.011057 |  | 1922.4419 | 1514.841 | 2313.6738 | 5804.4534 | 52.0041 | 3.795 | 0.75192 | 11611.9611 | 1132 | 2
2004 | 2 | 17 | 3 | 0.0018331 | 0.0017482 | 0.003025 | 0.0040867 | 0.00017411 | 6.784e-06 | 1.234e-05 | 0.010886 |  | 1821.617 | 1523.1746 | 2226.3594 | 5861.9457 | 52.0041 | 3.795 | 0.75192 | 11489.6477 | 1133 | 2
2004 | 2 | 17 | 4 | 0.001967 | 0.0016931 | 0.0029786 | 0.0041293 | 0.00017411 | 6.784e-06 | 1.234e-05 | 0.010961 |  | 1954.6785 | 1475.1623 | 2192.2127 | 5923.1319 | 52.0041 | 3.795 | 0.75192 | 11601.7364 | 1134 | 2
2004 | 2 | 17 | 5 | 0.0020144 | 0.0016876 | 0.0029548 | 0.0040774 | 0.00017411 | 6.784e-06 | 1.234e-05 | 0.010927 |  | 2001.7694 | 1470.3943 | 2174.6993 | 5848.5908 | 52.0041 | 3.795 | 0.75192 | 11552.0048 | 1135 | 2
2004 | 2 | 17 | 6 | 0.002173 | 0.0017199 | 0.0030626 | 0.0040368 | 0.00017411 | 6.784e-06 | 1.234e-05 | 0.011186 |  | 2159.4091 | 1498.5798 | 2254.0494 | 5790.3881 | 52.0041 | 3.795 | 0.75192 | 11758.9774 | 1136 | 2
2004 | 2 | 17 | 7 | 0.0027407 | 0.0017191 | 0.0034555 | 0.0039889 | 0.00017411 | 6.784e-06 | 1.234e-05 | 0.012097 |  | 2723.5228 | 1497.8273 | 2543.2498 | 5721.7193 | 52.0041 | 3.795 | 0.75192 | 12542.8703 | 1137 | 2
2004 | 2 | 17 | 8 | 0.0034925 | 0.0017738 | 0.0038398 | 0.0038976 | 0.00017411 | 6.784e-06 | 1.234e-05 | 0.013197 |  | 3470.6505 | 1545.5271 | 2826.0364 | 5590.7751 | 52.0041 | 3.795 | 0.75192 | 13489.5402 | 1138 | 2
2004 | 2 | 17 | 9 | 0.0037003 | 0.0019354 | 0.0040837 | 0.0039722 | 0 | 0 | 1.234e-05 | 0.013704 |  | 3677.104 | 1686.2866 | 3005.6074 | 5697.7089 | 0 | 0 | 0.75192 | 14067.4589 | 1139 | 2
2004 | 2 | 17 | 10 | 0.0030595 | 0.0022918 | 0.0041689 | 0.0041268 | 0 | 0 | 1.234e-05 | 0.013659 |  | 3040.3315 | 1996.87 | 3068.3047 | 5919.4854 | 0 | 0 | 0.75192 | 14025.7435 | 1140 | 2
2004 | 2 | 17 | 11 | 0.0030016 | 0.0023276 | 0.0042777 | 0.003744 | 0 | 0 | 1.234e-05 | 0.013363 |  | 2982.7735 | 2028.0625 | 3148.3888 | 5370.4193 | 0 | 0 | 0.75192 | 13530.396 | 1141 | 2
2004 | 2 | 17 | 12 | 0.0032726 | 0.0021742 | 0.0042942 | 0.0037429 | 0 | 0 | 1.234e-05 | 0.013496 |  | 3252.0582 | 1894.3699 | 3160.5047 | 5368.8565 | 0 | 0 | 0.75192 | 13676.5413 | 1142 | 2
2004 | 2 | 17 | 13 | 0.0032745 | 0.0020489 | 0.0042583 | 0.0040602 | 0 | 0 | 1.234e-05 | 0.013654 |  | 3254.0206 | 1785.1756 | 3134.059 | 5824.0121 | 0 | 0 | 0.75192 | 13998.0192 | 1143 | 2
2004 | 2 | 17 | 14 | 0.0029278 | 0.0021005 | 0.0043482 | 0.0041329 | 0 | 0 | 1.234e-05 | 0.013522 |  | 2909.4552 | 1830.1458 | 3200.2085 | 5928.2466 | 0 | 0 | 0.75192 | 13868.8079 | 1144 | 2
2004 | 2 | 17 | 15 | 0.0030792 | 0.0020412 | 0.0042711 | 0.0042243 | 0 | 0 | 1.234e-05 | 0.013628 |  | 3059.933 | 1778.4487 | 3143.4971 | 6059.3329 | 0 | 0 | 0.75192 | 14041.9636 | 1145 | 2
2004 | 2 | 17 | 16 | 0.00325 | 0.0020098 | 0.0042044 | 0.0042589 | 0 | 0 | 1.234e-05 | 0.013735 |  | 3229.5754 | 1751.1455 | 3094.3999 | 6109.0586 | 0 | 0 | 0.75192 | 14184.9312 | 1146 | 2
2004 | 2 | 17 | 17 | 0.0039991 | 0.0018926 | 0.0041159 | 0.004206 | 4.3527e-05 | 1.696e-06 | 1.234e-05 | 0.014271 |  | 3974.0524 | 1649.0276 | 3029.2868 | 6033.0967 | 13.001 | 0.94876 | 0.75192 | 14700.1651 | 1147 | 2
2004 | 2 | 17 | 18 | 0.004991 | 0.0018372 | 0.0040392 | 0.0040473 | 0.00017411 | 6.784e-06 | 1.234e-05 | 0.015108 |  | 4959.7116 | 1600.7005 | 2972.8531 | 5805.4479 | 52.0041 | 3.795 | 0.75192 | 15395.2641 | 1148 | 2
2004 | 2 | 17 | 19 | 0.0055466 | 0.0015907 | 0.0039667 | 0.0041848 | 0.00017411 | 6.784e-06 | 1.234e-05 | 0.015482 |  | 5511.8355 | 1385.9398 | 2919.4818 | 6002.693 | 52.0041 | 3.795 | 0.75192 | 15876.5012 | 1149 | 2
2004 | 2 | 17 | 20 | 0.005567 | 0.0014943 | 0.0038663 | 0.0042426 | 0.00017411 | 6.784e-06 | 1.234e-05 | 0.015363 |  | 5532.0755 | 1302.0094 | 2845.5485 | 6085.6638 | 52.0041 | 3.795 | 0.75192 | 15821.8483 | 1150 | 2
2004 | 2 | 17 | 21 | 0.0052604 | 0.0014579 | 0.0037857 | 0.0041539 | 0.00017411 | 6.784e-06 | 1.234e-05 | 0.014851 |  | 5227.4114 | 1270.2501 | 2786.222 | 5958.3188 | 52.0041 | 3.795 | 0.75192 | 15298.7533 | 1151 | 2
2004 | 2 | 17 | 22 | 0.0047843 | 0.0014454 | 0.0036864 | 0.0042106 | 0.00017411 | 6.784e-06 | 1.234e-05 | 0.01432 |  | 4754.312 | 1259.3703 | 2713.1779 | 6039.7741 | 52.0041 | 3.795 | 0.75192 | 14823.1854 | 1152 | 2
2004 | 2 | 17 | 23 | 0.0043454 | 0.0013771 | 0.0035817 | 0.0041424 | 0.00017411 | 6.784e-06 | 1.234e-05 | 0.01364 |  | 4318.1354 | 1199.8295 | 2636.124 | 5941.8383 | 52.0041 | 3.795 | 0.75192 | 14152.4781 | 1153 | 2
2004 | 2 | 17 | 24 | 0.0031243 | 0.0015174 | 0.0033848 | 0.0040521 | 0.00017411 | 6.784e-06 | 1.234e-05 | 0.012272 |  | 3104.7362 | 1322.0895 | 2491.2135 | 5812.3621 | 52.0041 | 3.795 | 0.75192 | 12786.9522 | 1154 | 2
2004 | 2 | 18 | 1 | 0.0022657 | 0.0016689 | 0.003236 | 0.0041735 | 0.00017411 | 6.784e-06 | 1.234e-05 | 0.011537 |  | 2251.5372 | 1454.1209 | 2381.6514 | 5986.544 | 52.0041 | 3.795 | 0.75192 | 12130.4045 | 1155 | 2
2004 | 2 | 18 | 2 | 0.0018978 | 0.0017386 | 0.0031659 | 0.0041495 | 0.00017411 | 6.784e-06 | 1.234e-05 | 0.011145 |  | 1885.8632 | 1514.841 | 2330.0846 | 5952.0675 | 52.0041 | 3.795 | 0.75192 | 11739.4074 | 1156 | 2
2004 | 2 | 18 | 3 | 0.0017979 | 0.0017482 | 0.0030702 | 0.0040626 | 0.00017411 | 6.784e-06 | 1.234e-05 | 0.010872 |  | 1786.5912 | 1523.1746 | 2259.6404 | 5827.4692 | 52.0041 | 3.795 | 0.75192 | 11453.4265 | 1157 | 2
2004 | 2 | 18 | 4 | 0.0019277 | 0.0016931 | 0.0030048 | 0.0038255 | 0.00017411 | 6.784e-06 | 1.234e-05 | 0.010644 |  | 1915.5732 | 1475.1623 | 2211.5461 | 5487.251 | 52.0041 | 3.795 | 0.75192 | 11146.0835 | 1158 | 2
2004 | 2 | 18 | 5 | 0.0019745 | 0.0016876 | 0.0030365 | 0.0042325 | 0.00017411 | 6.784e-06 | 1.234e-05 | 0.011124 |  | 1962.1137 | 1470.3943 | 2234.8428 | 6071.125 | 52.0041 | 3.795 | 0.75192 | 11795.0268 | 1159 | 2
2004 | 2 | 18 | 6 | 0.0021289 | 0.0017199 | 0.0030619 | 0.0043338 | 0.00017411 | 6.784e-06 | 1.234e-05 | 0.011438 |  | 2115.5078 | 1498.5798 | 2253.513 | 6216.466 | 52.0041 | 3.795 | 0.75192 | 12140.6176 | 1160 | 2
2004 | 2 | 18 | 7 | 0.0026863 | 0.0017191 | 0.0034082 | 0.0042325 | 0.00017411 | 6.784e-06 | 1.234e-05 | 0.012239 |  | 2669.4434 | 1497.8273 | 2508.3775 | 6071.1724 | 52.0041 | 3.795 | 0.75192 | 12803.3716 | 1161 | 2
2004 | 2 | 18 | 8 | 0.0034346 | 0.0017738 | 0.003824 | 0.004113 | 0.00017411 | 6.784e-06 | 1.234e-05 | 0.013339 |  | 3413.0521 | 1545.5271 | 2814.4315 | 5899.6425 | 52.0041 | 3.795 | 0.75192 | 13729.2043 | 1162 | 2
2004 | 2 | 18 | 9 | 0.0036439 | 0.0019354 | 0.0040706 | 0.0041216 | 0 | 0 | 1.234e-05 | 0.013784 |  | 3621.0494 | 1686.2866 | 2995.9696 | 5912.0029 | 0 | 0 | 0.75192 | 14216.0605 | 1163 | 2
2004 | 2 | 18 | 10 | 0.0030062 | 0.0022918 | 0.0041272 | 0.0042246 | 0 | 0 | 1.234e-05 | 0.013662 |  | 2987.3908 | 1996.87 | 3037.5955 | 6059.8065 | 0 | 0 | 0.75192 | 14082.4147 | 1164 | 2
2004 | 2 | 18 | 11 | 0.0029515 | 0.0023276 | 0.0042297 | 0.0041849 | 0 | 0 | 1.234e-05 | 0.013706 |  | 2932.9524 | 2028.0625 | 3113.0429 | 6002.8824 | 0 | 0 | 0.75192 | 14077.6922 | 1165 | 2
2004 | 2 | 18 | 12 | 0.0032259 | 0.0021742 | 0.0041846 | 0.0040275 | 0 | 0 | 1.234e-05 | 0.013625 |  | 3205.6591 | 1894.3699 | 3079.8032 | 5777.1279 | 0 | 0 | 0.75192 | 13957.7121 | 1166 | 2
2004 | 2 | 18 | 13 | 0.0032252 | 0.0020489 | 0.0041864 | 0.0041648 | 0 | 0 | 1.234e-05 | 0.013638 |  | 3205.0209 | 1785.1756 | 3081.1692 | 5974.0416 | 0 | 0 | 0.75192 | 14046.1592 | 1167 | 2
2004 | 2 | 18 | 14 | 0.0028863 | 0.0021005 | 0.0043092 | 0.0043002 | 0 | 0 | 1.234e-05 | 0.013609 |  | 2868.1693 | 1830.1458 | 3171.5686 | 6168.2084 | 0 | 0 | 0.75192 | 14038.844 | 1168 | 2
2004 | 2 | 18 | 15 | 0.0030362 | 0.0020412 | 0.004242 | 0.004179 | 0 | 0 | 1.234e-05 | 0.013511 |  | 3017.1553 | 1778.4487 | 3122.0949 | 5994.358 | 0 | 0 | 0.75192 | 13912.8088 | 1169 | 2
2004 | 2 | 18 | 16 | 0.0032044 | 0.0020098 | 0.0041436 | 0.0040873 | 0 | 0 | 1.234e-05 | 0.013458 |  | 3184.3461 | 1751.1455 | 3049.6888 | 5862.8928 | 0 | 0 | 0.75192 | 13848.8251 | 1170 | 2
2004 | 2 | 18 | 17 | 0.0039503 | 0.0018926 | 0.0039517 | 0.0041221 | 4.3527e-05 | 1.696e-06 | 1.234e-05 | 0.013974 |  | 3925.5501 | 1649.0276 | 2908.3937 | 5912.8079 | 13.001 | 0.94876 | 0.75192 | 14410.481 | 1171 | 2
2004 | 2 | 18 | 18 | 0.0049353 | 0.0018372 | 0.003843 | 0.0041512 | 0.00017411 | 6.784e-06 | 1.234e-05 | 0.01496 |  | 4904.3111 | 1600.7005 | 2828.4317 | 5954.4354 | 52.0041 | 3.795 | 0.75192 | 15344.4299 | 1172 | 2
2004 | 2 | 18 | 19 | 0.0054872 | 0.0015907 | 0.0038902 | 0.004193 | 0.00017411 | 6.784e-06 | 1.234e-05 | 0.015354 |  | 5452.7696 | 1385.9398 | 2863.186 | 6014.3904 | 52.0041 | 3.795 | 0.75192 | 15772.8368 | 1173 | 2
2004 | 2 | 18 | 20 | 0.0055048 | 0.0014943 | 0.003904 | 0.0041649 | 0.00017411 | 6.784e-06 | 1.234e-05 | 0.015261 |  | 5470.2972 | 1302.0094 | 2873.3535 | 5974.0889 | 52.0041 | 3.795 | 0.75192 | 15676.3001 | 1174 | 2
2004 | 2 | 18 | 21 | 0.0052093 | 0.0014579 | 0.0038602 | 0.0041495 | 0.00017411 | 6.784e-06 | 1.234e-05 | 0.01487 |  | 5176.6847 | 1270.2501 | 2841.1151 | 5952.0675 | 52.0041 | 3.795 | 0.75192 | 15296.6685 | 1175 | 2
2004 | 2 | 18 | 22 | 0.0047318 | 0.0014454 | 0.0036712 | 0.0041651 | 0.00017411 | 6.784e-06 | 1.234e-05 | 0.014207 |  | 4702.1685 | 1259.3703 | 2701.9501 | 5974.4204 | 52.0041 | 3.795 | 0.75192 | 14694.4604 | 1176 | 2
2004 | 2 | 18 | 23 | 0.0042936 | 0.0013771 | 0.0035966 | 0.0041384 | 0.00017411 | 6.784e-06 | 1.234e-05 | 0.013599 |  | 4266.6979 | 1199.8295 | 2647.0627 | 5936.2027 | 52.0041 | 3.795 | 0.75192 | 14106.3438 | 1177 | 2
2004 | 2 | 18 | 24 | 0.0030765 | 0.0015174 | 0.0034109 | 0.0040085 | 0.00017411 | 6.784e-06 | 1.234e-05 | 0.012206 |  | 3057.1834 | 1322.0895 | 2510.3657 | 5749.8498 | 52.0041 | 3.795 | 0.75192 | 12696.0393 | 1178 | 2
2004 | 2 | 19 | 1 | 0.0023965 | 0.0016689 | 0.003319 | 0.0040162 | 0.00017411 | 6.784e-06 | 1.234e-05 | 0.011594 |  | 2381.4268 | 1454.1209 | 2442.7715 | 5760.8368 | 52.0041 | 3.795 | 0.75192 | 12095.707 | 1179 | 2
2004 | 2 | 19 | 2 | 0.0020247 | 0.0017386 | 0.0031554 | 0.0038436 | 0.00017411 | 6.784e-06 | 1.234e-05 | 0.010956 |  | 2012.0166 | 1514.841 | 2322.3307 | 5513.2504 | 52.0041 | 3.795 | 0.75192 | 11418.9897 | 1180 | 2
2004 | 2 | 19 | 3 | 0.0019194 | 0.0017482 | 0.0030541 | 0.0038834 | 0.00017411 | 6.784e-06 | 1.234e-05 | 0.010798 |  | 1907.3888 | 1523.1746 | 2247.7646 | 5570.3165 | 52.0041 | 3.795 | 0.75192 | 11305.1955 | 1181 | 2
2004 | 2 | 19 | 4 | 0.0020634 | 0.0016931 | 0.0031194 | 0.0038032 | 0.00017411 | 6.784e-06 | 1.234e-05 | 0.010872 |  | 2050.4405 | 1475.1623 | 2295.8868 | 5455.3318 | 52.0041 | 3.795 | 0.75192 | 11333.3723 | 1182 | 2
2004 | 2 | 19 | 5 | 0.0021121 | 0.0016876 | 0.0032 | 0.0038729 | 0.00017411 | 6.784e-06 | 1.234e-05 | 0.011066 |  | 2098.879 | 1470.3943 | 2355.2047 | 5555.3514 | 52.0041 | 3.795 | 0.75192 | 11536.3804 | 1183 | 2
2004 | 2 | 19 | 6 | 0.0022812 | 0.0017199 | 0.0031958 | 0.0037892 | 0.00017411 | 6.784e-06 | 1.234e-05 | 0.011179 |  | 2266.9157 | 1498.5798 | 2352.1087 | 5435.2521 | 52.0041 | 3.795 | 0.75192 | 11609.4073 | 1184 | 2
2004 | 2 | 19 | 7 | 0.002874 | 0.0017191 | 0.0035546 | 0.0037976 | 0.00017411 | 6.784e-06 | 1.234e-05 | 0.012138 |  | 2855.9537 | 1497.8273 | 2616.1409 | 5447.3284 | 52.0041 | 3.795 | 0.75192 | 12473.8013 | 1185 | 2
2004 | 2 | 19 | 8 | 0.0036345 | 0.0017738 | 0.0039757 | 0.003838 | 0.00017411 | 6.784e-06 | 1.234e-05 | 0.013415 |  | 3611.6985 | 1545.5271 | 2926.1128 | 5505.2469 | 52.0041 | 3.795 | 0.75192 | 13645.1363 | 1186 | 2
2004 | 2 | 19 | 9 | 0.0038384 | 0.0019354 | 0.0041344 | 0.0039301 | 0 | 0 | 1.234e-05 | 0.013851 |  | 3814.3718 | 1686.2866 | 3042.9178 | 5637.4225 | 0 | 0 | 0.75192 | 14181.7506 | 1187 | 2
2004 | 2 | 19 | 10 | 0.00319 | 0.0022918 | 0.0041376 | 0.0038874 | 0 | 0 | 1.234e-05 | 0.013519 |  | 3169.974 | 1996.87 | 3045.2547 | 5576.0468 | 0 | 0 | 0.75192 | 13788.8974 | 1188 | 2
2004 | 2 | 19 | 11 | 0.0031244 | 0.0023276 | 0.0042899 | 0.0038533 | 0 | 0 | 1.234e-05 | 0.013608 |  | 3104.7764 | 2028.0625 | 3157.3116 | 5527.2209 | 0 | 0 | 0.75192 | 13818.1234 | 1189 | 2
2004 | 2 | 19 | 12 | 0.0033869 | 0.0021742 | 0.0042459 | 0.0037898 | 0 | 0 | 1.234e-05 | 0.013609 |  | 3365.6815 | 1894.3699 | 3124.9784 | 5436.1046 | 0 | 0 | 0.75192 | 13821.8862 | 1190 | 2
2004 | 2 | 19 | 13 | 0.0033953 | 0.0020489 | 0.0041765 | 0.0033265 | 0 | 0 | 1.234e-05 | 0.01296 |  | 3374.0118 | 1785.1756 | 3073.8957 | 4771.5802 | 0 | 0 | 0.75192 | 13005.4153 | 1191 | 2
2004 | 2 | 19 | 14 | 0.0030296 | 0.0021005 | 0.0041965 | 0.0033159 | 0 | 0 | 1.234e-05 | 0.012655 |  | 3010.5569 | 1830.1458 | 3088.5835 | 4756.3784 | 0 | 0 | 0.75192 | 12686.4164 | 1192 | 2
2004 | 2 | 19 | 15 | 0.0031847 | 0.0020412 | 0.0040918 | 0.0033694 | 0 | 0 | 1.234e-05 | 0.012699 |  | 3164.6877 | 1778.4487 | 3011.5243 | 4833.1453 | 0 | 0 | 0.75192 | 12788.558 | 1193 | 2
2004 | 2 | 19 | 16 | 0.0033614 | 0.0020098 | 0.0038731 | 0.0034914 | 0 | 0 | 1.234e-05 | 0.012748 |  | 3340.3338 | 1751.1455 | 2850.5433 | 5008.1323 | 0 | 0 | 0.75192 | 12950.9068 | 1194 | 2
2004 | 2 | 19 | 17 | 0.0041186 | 0.0018926 | 0.0039024 | 0.003629 | 4.3527e-05 | 1.696e-06 | 1.234e-05 | 0.0136 |  | 4092.8261 | 1649.0276 | 2872.1231 | 5205.4248 | 13.001 | 0.94876 | 0.75192 | 13834.1032 | 1195 | 2
2004 | 2 | 19 | 18 | 0.0051275 | 0.0018372 | 0.0039232 | 0.0035298 | 0.00017411 | 6.784e-06 | 1.234e-05 | 0.014611 |  | 5095.3774 | 1600.7005 | 2887.4807 | 5063.1147 | 52.0041 | 3.795 | 0.75192 | 14703.2243 | 1196 | 2
2004 | 2 | 19 | 19 | 0.0056922 | 0.0015907 | 0.003995 | 0.003629 | 0.00017411 | 6.784e-06 | 1.234e-05 | 0.0151 |  | 5656.4772 | 1385.9398 | 2940.3019 | 5205.5195 | 52.0041 | 3.795 | 0.75192 | 15244.7895 | 1197 | 2
2004 | 2 | 19 | 20 | 0.0057192 | 0.0014943 | 0.0039443 | 0.003668 | 0.00017411 | 6.784e-06 | 1.234e-05 | 0.015019 |  | 5683.3594 | 1302.0094 | 2902.9427 | 5261.3544 | 52.0041 | 3.795 | 0.75192 | 15206.2168 | 1198 | 2
2004 | 2 | 19 | 21 | 0.0053854 | 0.0014579 | 0.0038807 | 0.0036703 | 0.00017411 | 6.784e-06 | 1.234e-05 | 0.014588 |  | 5351.6322 | 1270.2501 | 2856.1966 | 5264.7641 | 52.0041 | 3.795 | 0.75192 | 14799.394 | 1199 | 2
2004 | 2 | 19 | 22 | 0.0049128 | 0.0014454 | 0.0036911 | 0.0035636 | 0.00017411 | 6.784e-06 | 1.234e-05 | 0.013806 |  | 4882.0022 | 1259.3703 | 2716.6232 | 5111.7038 | 52.0041 | 3.795 | 0.75192 | 14026.2505 | 1200 | 2
2004 | 2 | 19 | 23 | 0.0044721 | 0.0013771 | 0.0036445 | 0.0035822 | 0.00017411 | 6.784e-06 | 1.234e-05 | 0.013269 |  | 4444.0965 | 1199.8295 | 2682.3196 | 5138.2715 | 52.0041 | 3.795 | 0.75192 | 13521.0681 | 1201 | 2
2004 | 2 | 19 | 24 | 0.0032415 | 0.0015174 | 0.0034906 | 0.0036202 | 0.00017411 | 6.784e-06 | 1.234e-05 | 0.012063 |  | 3221.1847 | 1322.0895 | 2569.0883 | 5192.875 | 52.0041 | 3.795 | 0.75192 | 12361.7884 | 1202 | 2
2004 | 2 | 20 | 1 | 0.0021439 | 0.0017187 | 0.0033863 | 0.0036033 | 0.00017411 | 6.784e-06 | 1.234e-05 | 0.011045 |  | 2130.4903 | 1497.5088 | 2492.2673 | 5168.5805 | 52.0041 | 3.795 | 0.75192 | 11345.3979 | 1203 | 2
2004 | 2 | 20 | 2 | 0.0018349 | 0.0018114 | 0.0031601 | 0.0033309 | 0.00017411 | 6.784e-06 | 1.234e-05 | 0.01033 |  | 1823.3739 | 1578.2207 | 2325.7999 | 4777.8788 | 52.0041 | 3.795 | 0.75192 | 10561.8244 | 1204 | 2
2004 | 2 | 20 | 3 | 0.0017546 | 0.0018228 | 0.0031606 | 0.0034868 | 0.00017411 | 6.784e-06 | 1.234e-05 | 0.010418 |  | 1743.5786 | 1588.19 | 2326.1562 | 5001.5022 | 52.0041 | 3.795 | 0.75192 | 10715.9781 | 1205 | 2
2004 | 2 | 20 | 4 | 0.0018603 | 0.0017558 | 0.0030845 | 0.0034767 | 0.00017411 | 6.784e-06 | 1.234e-05 | 0.010371 |  | 1848.6294 | 1529.7864 | 2270.2063 | 4986.9634 | 52.0041 | 3.795 | 0.75192 | 10692.1365 | 1206 | 2
2004 | 2 | 20 | 5 | 0.0019124 | 0.0017832 | 0.0031083 | 0.0035888 | 0.00017411 | 6.784e-06 | 1.234e-05 | 0.010586 |  | 1900.3706 | 1553.7042 | 2287.7073 | 5147.7904 | 52.0041 | 3.795 | 0.75192 | 10946.1236 | 1207 | 2
2004 | 2 | 20 | 6 | 0.0020185 | 0.0018374 | 0.0030577 | 0.0035946 | 0.00017411 | 6.784e-06 | 1.234e-05 | 0.010701 |  | 2005.8854 | 1600.8749 | 2250.4288 | 5156.078 | 52.0041 | 3.795 | 0.75192 | 11069.8181 | 1208 | 2
2004 | 2 | 20 | 7 | 0.0026919 | 0.0016822 | 0.0034517 | 0.0035164 | 0.00017411 | 6.784e-06 | 1.234e-05 | 0.011535 |  | 2674.9875 | 1465.6622 | 2540.4011 | 5043.9348 | 52.0041 | 3.795 | 0.75192 | 11781.5366 | 1209 | 2
2004 | 2 | 20 | 8 | 0.0032189 | 0.0018233 | 0.0038339 | 0.0035705 | 0.00017411 | 6.784e-06 | 1.234e-05 | 0.01264 |  | 3198.6876 | 1588.6343 | 2821.7347 | 5121.6016 | 52.0041 | 3.795 | 0.75192 | 12787.2092 | 1210 | 2
2004 | 2 | 20 | 9 | 0.0032499 | 0.0020301 | 0.0040652 | 0.0032563 | 0 | 0 | 1.234e-05 | 0.012614 |  | 3229.5433 | 1768.817 | 2991.9427 | 4670.8976 | 0 | 0 | 0.75192 | 12661.9525 | 1211 | 2
2004 | 2 | 20 | 10 | 0.0029664 | 0.0022269 | 0.0041474 | 0.0032047 | 0 | 0 | 1.234e-05 | 0.012558 |  | 2947.7881 | 1940.3142 | 3052.4834 | 4596.83 | 0 | 0 | 0.75192 | 12538.1676 | 1212 | 2
2004 | 2 | 20 | 11 | 0.0029204 | 0.0021466 | 0.0042656 | 0.0032971 | 0 | 0 | 1.234e-05 | 0.012642 |  | 2902.1158 | 1870.3615 | 3139.4537 | 4729.3371 | 0 | 0 | 0.75192 | 12642.02 | 1213 | 2
2004 | 2 | 20 | 12 | 0.0028787 | 0.0019971 | 0.004215 | 0.0033458 | 0 | 0 | 1.234e-05 | 0.012449 |  | 2860.6673 | 1740.0343 | 3102.2027 | 4799.2845 | 0 | 0 | 0.75192 | 12502.9407 | 1214 | 2
2004 | 2 | 20 | 13 | 0.0029442 | 0.0018751 | 0.0042052 | 0.0033461 | 0 | 0 | 1.234e-05 | 0.012383 |  | 2925.7783 | 1633.8007 | 3095.0305 | 4799.7107 | 0 | 0 | 0.75192 | 12455.0722 | 1215 | 2
2004 | 2 | 20 | 14 | 0.0025502 | 0.0020751 | 0.0041229 | 0.0033248 | 0 | 0 | 1.234e-05 | 0.012085 |  | 2534.2042 | 1808.0628 | 3034.4225 | 4769.165 | 0 | 0 | 0.75192 | 12146.6064 | 1216 | 2
2004 | 2 | 20 | 15 | 0.0027746 | 0.0020232 | 0.0039798 | 0.0033827 | 0 | 0 | 1.234e-05 | 0.012173 |  | 2757.1666 | 1762.8159 | 2929.1199 | 4852.1358 | 0 | 0 | 0.75192 | 12301.9901 | 1217 | 2
2004 | 2 | 20 | 16 | 0.0034622 | 0.0018227 | 0.003908 | 0.0032276 | 0 | 0 | 1.234e-05 | 0.012433 |  | 3440.5034 | 1588.1393 | 2876.2909 | 4629.649 | 0 | 0 | 0.75192 | 12535.3345 | 1218 | 2
2004 | 2 | 20 | 17 | 0.0037896 | 0.0018202 | 0.0038649 | 0.003319 | 4.3527e-05 | 1.696e-06 | 1.234e-05 | 0.012851 |  | 3765.7984 | 1585.9734 | 2844.5515 | 4760.7827 | 13.001 | 0.94876 | 0.75192 | 12971.8076 | 1219 | 2
2004 | 2 | 20 | 18 | 0.0046189 | 0.0016836 | 0.0038277 | 0.003234 | 0.00017411 | 6.784e-06 | 1.234e-05 | 0.013558 |  | 4589.9475 | 1466.8886 | 2817.1964 | 4638.9311 | 52.0041 | 3.795 | 0.75192 | 13569.5146 | 1220 | 2
2004 | 2 | 20 | 19 | 0.0050525 | 0.0015745 | 0.0038117 | 0.0032224 | 0.00017411 | 6.784e-06 | 1.234e-05 | 0.013854 |  | 5020.8489 | 1371.8609 | 2805.3989 | 4622.2138 | 52.0041 | 3.795 | 0.75192 | 13876.8736 | 1221 | 2
2004 | 2 | 20 | 20 | 0.0046077 | 0.0016189 | 0.0037717 | 0.0031925 | 0.00017411 | 6.784e-06 | 1.234e-05 | 0.013384 |  | 4578.78 | 1410.5476 | 2775.9398 | 4579.355 | 52.0041 | 3.795 | 0.75192 | 13401.1734 | 1222 | 2
2004 | 2 | 20 | 21 | 0.0046556 | 0.0015148 | 0.0036791 | 0.0031775 | 0.00017411 | 6.784e-06 | 1.234e-05 | 0.01322 |  | 4626.4146 | 1319.8561 | 2707.8221 | 4557.8072 | 52.0041 | 3.795 | 0.75192 | 13268.4509 | 1223 | 2
2004 | 2 | 20 | 22 | 0.0042836 | 0.0015034 | 0.0035051 | 0.0031127 | 0.00017411 | 6.784e-06 | 1.234e-05 | 0.012598 |  | 4256.7366 | 1309.9341 | 2579.7542 | 4464.9386 | 52.0041 | 3.795 | 0.75192 | 12667.9145 | 1224 | 2
2004 | 2 | 20 | 23 | 0.0039999 | 0.0014916 | 0.0033642 | 0.0028296 | 0.00017411 | 6.784e-06 | 1.234e-05 | 0.011879 |  | 3974.8551 | 1299.6637 | 2476.0507 | 4058.7983 | 52.0041 | 3.795 | 0.75192 | 11865.9189 | 1225 | 2
2004 | 2 | 20 | 24 | 0.0032441 | 0.0016071 | 0.0031657 | 0.00214 | 0.00017411 | 6.784e-06 | 1.234e-05 | 0.01035 |  | 3223.7128 | 1400.2524 | 2329.9639 | 3069.6364 | 52.0041 | 3.795 | 0.75192 | 10080.1166 | 1226 | 2
2004 | 2 | 21 | 1 | 0.0030561 | 0.0016738 | 0.0031247 | 0.0021643 | 0.00017411 | 6.784e-06 | 1.234e-05 | 0.010212 |  | 3036.9076 | 1458.348 | 2299.7725 | 3104.4444 | 52.0041 | 3.795 | 0.75192 | 9956.0235 | 1227 | 2
2004 | 2 | 21 | 2 | 0.0028302 | 0.0016903 | 0.0029593 | 0.0021047 | 0.00017411 | 6.784e-06 | 1.234e-05 | 0.0097777 |  | 2812.4505 | 1472.7495 | 2177.9975 | 3019.011 | 52.0041 | 3.795 | 0.75192 | 9538.7595 | 1228 | 2
2004 | 2 | 21 | 3 | 0.0026259 | 0.0017477 | 0.0028683 | 0.0020909 | 0.00017411 | 6.784e-06 | 1.234e-05 | 0.0095261 |  | 2609.4787 | 1522.7452 | 2111.0823 | 2999.2154 | 52.0041 | 3.795 | 0.75192 | 9299.0726 | 1229 | 2
2004 | 2 | 21 | 4 | 0.0025092 | 0.0017187 | 0.0028231 | 0.0020776 | 0.00017411 | 6.784e-06 | 1.234e-05 | 0.0093218 |  | 2493.4276 | 1497.535 | 2077.7579 | 2980.0829 | 52.0041 | 3.795 | 0.75192 | 9105.3544 | 1230 | 2
2004 | 2 | 21 | 5 | 0.0025367 | 0.0017201 | 0.0028364 | 0.0020866 | 0.00017411 | 6.784e-06 | 1.234e-05 | 0.009373 |  | 2520.7788 | 1498.6897 | 2087.6043 | 2993.0115 | 52.0041 | 3.795 | 0.75192 | 9156.6354 | 1231 | 2
2004 | 2 | 21 | 6 | 0.0026861 | 0.0016756 | 0.002776 | 0.0020842 | 0.00017411 | 6.784e-06 | 1.234e-05 | 0.0094152 |  | 2669.2365 | 1459.9704 | 2043.1309 | 2989.6018 | 52.0041 | 3.795 | 0.75192 | 9218.4906 | 1232 | 2
2004 | 2 | 21 | 7 | 0.0029386 | 0.0016916 | 0.0029391 | 0.0021037 | 0.00017411 | 6.784e-06 | 1.234e-05 | 0.0098662 |  | 2920.2253 | 1473.9097 | 2163.135 | 3017.4955 | 52.0041 | 3.795 | 0.75192 | 9631.3166 | 1233 | 2
2004 | 2 | 21 | 8 | 0.0036728 | 0.001644 | 0.0030962 | 0.0022152 | 0.00017411 | 6.784e-06 | 1.234e-05 | 0.010821 |  | 3649.7822 | 1432.3754 | 2278.757 | 3177.4227 | 52.0041 | 3.795 | 0.75192 | 10594.8883 | 1234 | 2
2004 | 2 | 21 | 9 | 0.0039903 | 0.0018278 | 0.0031669 | 0.0022534 | 0 | 0 | 1.234e-05 | 0.011251 |  | 3965.3023 | 1592.5287 | 2330.8313 | 3232.3577 | 0 | 0 | 0.75192 | 11121.772 | 1235 | 2
2004 | 2 | 21 | 10 | 0.0042783 | 0.0018539 | 0.0031969 | 0.0023034 | 0 | 0 | 1.234e-05 | 0.011645 |  | 4251.4627 | 1615.3252 | 2352.8948 | 3303.9627 | 0 | 0 | 0.75192 | 11524.3973 | 1236 | 2
2004 | 2 | 21 | 11 | 0.0044466 | 0.0018232 | 0.0031456 | 0.0022583 | 0 | 0 | 1.234e-05 | 0.011686 |  | 4418.7551 | 1588.5402 | 2315.1686 | 3239.3193 | 0 | 0 | 0.75192 | 11562.5351 | 1237 | 2
2004 | 2 | 21 | 12 | 0.0047564 | 0.0017719 | 0.003086 | 0.0022659 | 0 | 0 | 1.234e-05 | 0.011893 |  | 4726.6077 | 1543.8671 | 2271.2738 | 3250.1643 | 0 | 0 | 0.75192 | 11792.6648 | 1238 | 2
2004 | 2 | 21 | 13 | 0.005008 | 0.0016156 | 0.0030631 | 0.0022502 | 0 | 0 | 1.234e-05 | 0.011949 |  | 4976.6278 | 1407.6518 | 2254.4317 | 3227.764 | 0 | 0 | 0.75192 | 11867.2272 | 1239 | 2
2004 | 2 | 21 | 14 | 0.0045942 | 0.0016943 | 0.0030673 | 0.0023367 | 0 | 0 | 1.234e-05 | 0.011705 |  | 4565.3743 | 1476.2095 | 2257.4787 | 3351.7467 | 0 | 0 | 0.75192 | 11651.5611 | 1240 | 2
2004 | 2 | 21 | 15 | 0.0043556 | 0.0017241 | 0.0031111 | 0.0022081 | 0 | 0 | 1.234e-05 | 0.011411 |  | 4328.2507 | 1502.2331 | 2289.7275 | 3167.2882 | 0 | 0 | 0.75192 | 11288.2513 | 1241 | 2
2004 | 2 | 21 | 16 | 0.004445 | 0.0017444 | 0.0029809 | 0.0021933 | 0 | 0 | 1.234e-05 | 0.011376 |  | 4417.1364 | 1519.9043 | 2193.9228 | 3146.0245 | 0 | 0 | 0.75192 | 11277.74 | 1242 | 2
2004 | 2 | 21 | 17 | 0.0052293 | 0.0016112 | 0.0030454 | 0.0021849 | 4.3527e-05 | 1.696e-06 | 1.234e-05 | 0.012128 |  | 5196.5139 | 1403.8085 | 2241.3969 | 3133.9956 | 13.001 | 0.94876 | 0.75192 | 11990.4166 | 1243 | 2
2004 | 2 | 21 | 18 | 0.0060372 | 0.0015135 | 0.0030466 | 0.0021342 | 0.00017411 | 6.784e-06 | 1.234e-05 | 0.012925 |  | 5999.3403 | 1318.6617 | 2242.2691 | 3061.3488 | 52.0041 | 3.795 | 0.75192 | 12678.171 | 1244 | 2
2004 | 2 | 21 | 19 | 0.0064025 | 0.0013453 | 0.0030582 | 0.0021528 | 0.00017411 | 6.784e-06 | 1.234e-05 | 0.013152 |  | 6362.3748 | 1172.1777 | 2250.7921 | 3087.9639 | 52.0041 | 3.795 | 0.75192 | 12929.8594 | 1245 | 2
2004 | 2 | 21 | 20 | 0.006205 | 0.0012988 | 0.0029895 | 0.0021588 | 0.00017411 | 6.784e-06 | 1.234e-05 | 0.012845 |  | 6166.129 | 1131.6556 | 2200.2443 | 3096.6304 | 52.0041 | 3.795 | 0.75192 | 12651.2101 | 1246 | 2
2004 | 2 | 21 | 21 | 0.0055782 | 0.0014272 | 0.0029173 | 0.0021911 | 0.00017411 | 6.784e-06 | 1.234e-05 | 0.012307 |  | 5543.2309 | 1243.5155 | 2147.1214 | 3142.9463 | 52.0041 | 3.795 | 0.75192 | 12133.365 | 1247 | 2
2004 | 2 | 21 | 22 | 0.0051235 | 0.001424 | 0.0028283 | 0.0022052 | 0.00017411 | 6.784e-06 | 1.234e-05 | 0.011774 |  | 5091.4138 | 1240.7337 | 2081.6227 | 3163.1207 | 52.0041 | 3.795 | 0.75192 | 11633.4418 | 1248 | 2
2004 | 2 | 21 | 23 | 0.0047892 | 0.0014966 | 0.0027289 | 0.0020904 | 0.00017411 | 6.784e-06 | 1.234e-05 | 0.011298 |  | 4759.1325 | 1304.0181 | 2008.4857 | 2998.4103 | 52.0041 | 3.795 | 0.75192 | 11126.5976 | 1249 | 2
2004 | 2 | 21 | 24 | 0.0038967 | 0.0016612 | 0.0026428 | 0.0019957 | 0.00017411 | 6.784e-06 | 1.234e-05 | 0.01039 |  | 3872.2814 | 1447.4345 | 1945.1012 | 2862.6829 | 52.0041 | 3.795 | 0.75192 | 10184.051 | 1250 | 2
2004 | 2 | 22 | 1 | 0.0027878 | 0.0018599 | 0.0025162 | 0.0019947 | 0.00017411 | 6.784e-06 | 1.234e-05 | 0.0093518 |  | 2770.3391 | 1620.5013 | 1851.8937 | 2861.1675 | 52.0041 | 3.795 | 0.75192 | 9160.4526 | 1251 | 2
2004 | 2 | 22 | 2 | 0.0025222 | 0.0018642 | 0.0024419 | 0.0019986 | 0.00017411 | 6.784e-06 | 1.234e-05 | 0.0090202 |  | 2506.3944 | 1624.2841 | 1797.2462 | 2866.8504 | 52.0041 | 3.795 | 0.75192 | 8851.3261 | 1252 | 2
2004 | 2 | 22 | 3 | 0.002341 | 0.0018955 | 0.0024424 | 0.0020181 | 0.00017411 | 6.784e-06 | 1.234e-05 | 0.0088902 |  | 2326.3725 | 1651.5188 | 1797.5921 | 2894.7441 | 52.0041 | 3.795 | 0.75192 | 8726.7786 | 1253 | 2
2004 | 2 | 22 | 4 | 0.0023088 | 0.0018662 | 0.0024023 | 0.0020045 | 0.00017411 | 6.784e-06 | 1.234e-05 | 0.0087751 |  | 2294.342 | 1626.0062 | 1768.091 | 2875.3275 | 52.0041 | 3.795 | 0.75192 | 8620.3176 | 1254 | 2
2004 | 2 | 22 | 5 | 0.0021969 | 0.0019258 | 0.0024746 | 0.0019284 | 0.00017411 | 6.784e-06 | 1.234e-05 | 0.0087189 |  | 2183.1193 | 1677.9395 | 1821.2725 | 2766.1204 | 52.0041 | 3.795 | 0.75192 | 8505.0027 | 1255 | 2
2004 | 2 | 22 | 6 | 0.0024178 | 0.0018979 | 0.0024836 | 0.0018408 | 0.00017411 | 6.784e-06 | 1.234e-05 | 0.0088333 |  | 2402.6641 | 1653.5876 | 1827.9361 | 2640.4329 | 52.0041 | 3.795 | 0.75192 | 8581.1717 | 1256 | 2
2004 | 2 | 22 | 7 | 0.0027509 | 0.0018003 | 0.0026007 | 0.0018898 | 0.00017411 | 6.784e-06 | 1.234e-05 | 0.0092349 |  | 2733.6798 | 1568.5533 | 1914.0805 | 2710.8065 | 52.0041 | 3.795 | 0.75192 | 8983.6712 | 1257 | 2
2004 | 2 | 22 | 8 | 0.0031431 | 0.0017813 | 0.0026762 | 0.0018751 | 0.00017411 | 6.784e-06 | 1.234e-05 | 0.0096688 |  | 3123.3693 | 1552.0047 | 1969.6804 | 2689.5903 | 52.0041 | 3.795 | 0.75192 | 9391.1957 | 1258 | 2
2004 | 2 | 22 | 9 | 0.0039037 | 0.0017551 | 0.002777 | 0.0018976 | 0 | 0 | 1.234e-05 | 0.010346 |  | 3879.267 | 1529.1972 | 2043.8831 | 2721.8883 | 0 | 0 | 0.75192 | 10174.9874 | 1259 | 2
2004 | 2 | 22 | 10 | 0.0044211 | 0.0017818 | 0.0028428 | 0.0019414 | 0 | 0 | 1.234e-05 | 0.010999 |  | 4393.3787 | 1552.4799 | 2092.2899 | 2784.6847 | 0 | 0 | 0.75192 | 10823.585 | 1260 | 2
2004 | 2 | 22 | 11 | 0.0042414 | 0.0019205 | 0.0027815 | 0.0019126 | 0 | 0 | 1.234e-05 | 0.010868 |  | 4214.7813 | 1673.3568 | 2047.1772 | 2743.4834 | 0 | 0 | 0.75192 | 10679.5506 | 1261 | 2
2004 | 2 | 22 | 12 | 0.0043471 | 0.0019347 | 0.0027955 | 0.0018706 | 0 | 0 | 1.234e-05 | 0.01096 |  | 4319.8215 | 1685.6898 | 2057.4809 | 2683.2443 | 0 | 0 | 0.75192 | 10746.9884 | 1262 | 2
2004 | 2 | 22 | 13 | 0.0043714 | 0.0018722 | 0.0027686 | 0.0018742 | 0 | 0 | 1.234e-05 | 0.010899 |  | 4344.0337 | 1631.2578 | 2037.6953 | 2688.3116 | 0 | 0 | 0.75192 | 10702.0504 | 1263 | 2
2004 | 2 | 22 | 14 | 0.004164 | 0.0018214 | 0.0028294 | 0.0019097 | 0 | 0 | 1.234e-05 | 0.010737 |  | 4137.937 | 1586.9587 | 2082.451 | 2739.2686 | 0 | 0 | 0.75192 | 10547.3672 | 1264 | 2
2004 | 2 | 22 | 15 | 0.0041926 | 0.0016932 | 0.0028318 | 0.0019 | 0 | 0 | 1.234e-05 | 0.01063 |  | 4166.32 | 1475.2921 | 2084.2181 | 2725.298 | 0 | 0 | 0.75192 | 10451.8801 | 1265 | 2
2004 | 2 | 22 | 16 | 0.0045835 | 0.0016548 | 0.0028081 | 0.0019194 | 0 | 0 | 1.234e-05 | 0.010978 |  | 4554.7485 | 1441.8452 | 2066.7595 | 2753.2391 | 0 | 0 | 0.75192 | 10817.3442 | 1266 | 2
2004 | 2 | 22 | 17 | 0.004937 | 0.0016935 | 0.002805 | 0.0019243 | 4.3527e-05 | 1.696e-06 | 1.234e-05 | 0.011417 |  | 4906.0882 | 1475.5796 | 2064.4579 | 2760.2481 | 13.001 | 0.94876 | 0.75192 | 11221.0754 | 1267 | 2
2004 | 2 | 22 | 18 | 0.0061339 | 0.0014754 | 0.0028116 | 0.0019822 | 0.00017411 | 6.784e-06 | 1.234e-05 | 0.012596 |  | 6095.4873 | 1285.5051 | 2069.3213 | 2843.2189 | 52.0041 | 3.795 | 0.75192 | 12350.0836 | 1268 | 2
2004 | 2 | 22 | 19 | 0.0064755 | 0.0013833 | 0.002807 | 0.0020108 | 0.00017411 | 6.784e-06 | 1.234e-05 | 0.01287 |  | 6434.9009 | 1205.2959 | 2065.9062 | 2884.2781 | 52.0041 | 3.795 | 0.75192 | 12646.9322 | 1269 | 2
2004 | 2 | 22 | 20 | 0.0058105 | 0.0014887 | 0.0027359 | 0.0020152 | 0.00017411 | 6.784e-06 | 1.234e-05 | 0.012244 |  | 5774.1085 | 1297.1228 | 2013.5693 | 2890.5767 | 52.0041 | 3.795 | 0.75192 | 12031.9282 | 1270 | 2
2004 | 2 | 22 | 21 | 0.0054524 | 0.0015342 | 0.0026861 | 0.0020805 | 0.00017411 | 6.784e-06 | 1.234e-05 | 0.011946 |  | 5418.253 | 1336.7489 | 1976.9292 | 2984.2977 | 52.0041 | 3.795 | 0.75192 | 11772.7799 | 1271 | 2
2004 | 2 | 22 | 22 | 0.005395 | 0.0014718 | 0.0026177 | 0.0022249 | 0.00017411 | 6.784e-06 | 1.234e-05 | 0.011903 |  | 5361.1788 | 1282.3857 | 1926.6397 | 3191.3459 | 52.0041 | 3.795 | 0.75192 | 11818.1011 | 1272 | 2
2004 | 2 | 22 | 23 | 0.0048667 | 0.0013651 | 0.0025719 | 0.0024143 | 0.00017411 | 6.784e-06 | 1.234e-05 | 0.011411 |  | 4836.2053 | 1189.406 | 1892.8673 | 3463.0375 | 52.0041 | 3.795 | 0.75192 | 11438.067 | 1273 | 2
2004 | 2 | 22 | 24 | 0.0032907 | 0.0015078 | 0.0027322 | 0.0031925 | 0.00017411 | 6.784e-06 | 1.234e-05 | 0.010916 |  | 3270.0206 | 1313.7597 | 2010.847 | 4579.355 | 52.0041 | 3.795 | 0.75192 | 11230.5333 | 1274 | 2
2004 | 2 | 23 | 1 | 0.0028516 | 0.0017591 | 0.0028235 | 0.0036492 | 0.00017411 | 6.784e-06 | 1.234e-05 | 0.011277 |  | 2833.6946 | 1532.693 | 2078.0758 | 5234.3604 | 52.0041 | 3.795 | 0.75192 | 11735.3748 | 1275 | 2
2004 | 2 | 23 | 2 | 0.0024961 | 0.0017699 | 0.0028825 | 0.0037411 | 0.00017411 | 6.784e-06 | 1.234e-05 | 0.011083 |  | 2480.4288 | 1542.0659 | 2121.4688 | 5366.2518 | 52.0041 | 3.795 | 0.75192 | 11566.7664 | 1276 | 2
2004 | 2 | 23 | 3 | 0.00234 | 0.0018191 | 0.0028568 | 0.0037882 | 0.00017411 | 6.784e-06 | 1.234e-05 | 0.010997 |  | 2325.3383 | 1584.9351 | 2102.5985 | 5433.784 | 52.0041 | 3.795 | 0.75192 | 11503.207 | 1277 | 2
2004 | 2 | 23 | 4 | 0.002501 | 0.0017539 | 0.0028572 | 0.0037463 | 0.00017411 | 6.784e-06 | 1.234e-05 | 0.011052 |  | 2485.2814 | 1528.1419 | 2102.8829 | 5373.7344 | 52.0041 | 3.795 | 0.75192 | 11546.5916 | 1278 | 2
2004 | 2 | 23 | 5 | 0.0024698 | 0.0018525 | 0.0029192 | 0.0036356 | 0.00017411 | 6.784e-06 | 1.234e-05 | 0.01107 |  | 2454.2724 | 1614.0676 | 2148.4875 | 5214.8964 | 52.0041 | 3.795 | 0.75192 | 11488.2748 | 1279 | 2
2004 | 2 | 23 | 6 | 0.0027134 | 0.0018062 | 0.0029958 | 0.0035097 | 0.00017411 | 6.784e-06 | 1.234e-05 | 0.011218 |  | 2696.3633 | 1573.731 | 2204.9249 | 5034.3212 | 52.0041 | 3.795 | 0.75192 | 11565.8914 | 1280 | 2
2004 | 2 | 23 | 7 | 0.0034953 | 0.001813 | 0.0034539 | 0.0035262 | 0.00017411 | 6.784e-06 | 1.234e-05 | 0.012482 |  | 3473.3848 | 1579.697 | 2542.0623 | 5058.0474 | 52.0041 | 3.795 | 0.75192 | 12709.7425 | 1281 | 2
2004 | 2 | 23 | 8 | 0.0043289 | 0.0017814 | 0.0037969 | 0.0041119 | 0.00017411 | 6.784e-06 | 1.234e-05 | 0.014212 |  | 4301.762 | 1552.1499 | 2794.5249 | 5898.1744 | 52.0041 | 3.795 | 0.75192 | 14603.1622 | 1282 | 2
2004 | 2 | 23 | 9 | 0.0046204 | 0.0019623 | 0.0040456 | 0.0041276 | 0 | 0 | 1.234e-05 | 0.014768 |  | 4591.4403 | 1709.7582 | 2977.5401 | 5920.7167 | 0 | 0 | 0.75192 | 15200.2072 | 1283 | 2
2004 | 2 | 23 | 10 | 0.0039172 | 0.0022122 | 0.0041077 | 0.0041758 | 0 | 0 | 1.234e-05 | 0.014425 |  | 3892.6058 | 1927.4912 | 3023.2427 | 5989.8591 | 0 | 0 | 0.75192 | 14833.9507 | 1284 | 2
2004 | 2 | 23 | 11 | 0.0038296 | 0.0022174 | 0.0042071 | 0.0041864 | 0 | 0 | 1.234e-05 | 0.014453 |  | 3805.5808 | 1931.9712 | 3096.4231 | 6005.0609 | 0 | 0 | 0.75192 | 14839.7878 | 1285 | 2
2004 | 2 | 23 | 12 | 0.003862 | 0.0021866 | 0.0041799 | 0.0040349 | 0 | 0 | 1.234e-05 | 0.014276 |  | 3837.7413 | 1905.1734 | 3076.3889 | 5787.6413 | 0 | 0 | 0.75192 | 14607.6968 | 1286 | 2
2004 | 2 | 23 | 13 | 0.0040513 | 0.0019947 | 0.0041098 | 0.0040401 | 0 | 0 | 1.234e-05 | 0.014208 |  | 4025.8773 | 1737.9622 | 3024.7865 | 5795.1712 | 0 | 0 | 0.75192 | 14584.5492 | 1287 | 2
2004 | 2 | 23 | 14 | 0.0038488 | 0.0020364 | 0.0041575 | 0.004014 | 0 | 0 | 1.234e-05 | 0.014069 |  | 3824.6809 | 1774.2978 | 3059.8559 | 5757.7112 | 0 | 0 | 0.75192 | 14417.2977 | 1288 | 2
2004 | 2 | 23 | 15 | 0.0039004 | 0.0019633 | 0.0041113 | 0.0040842 | 0 | 0 | 1.234e-05 | 0.014071 |  | 3875.9046 | 1710.6033 | 3025.8735 | 5858.4412 | 0 | 0 | 0.75192 | 14471.5744 | 1289 | 2
2004 | 2 | 23 | 16 | 0.0043755 | 0.0018952 | 0.0039543 | 0.003984 | 0 | 0 | 1.234e-05 | 0.014221 |  | 4348.0525 | 1651.259 | 2910.3335 | 5714.6156 | 0 | 0 | 0.75192 | 14625.0126 | 1290 | 2
2004 | 2 | 23 | 17 | 0.0050039 | 0.0018519 | 0.003936 | 0.0041639 | 4.3527e-05 | 1.696e-06 | 1.234e-05 | 0.015013 |  | 4972.4952 | 1613.5599 | 2896.8561 | 5972.7155 | 13.001 | 0.94876 | 0.75192 | 15470.3284 | 1291 | 2
2004 | 2 | 23 | 18 | 0.0062496 | 0.0016872 | 0.0038287 | 0.0041507 | 0.00017411 | 6.784e-06 | 1.234e-05 | 0.016109 |  | 6210.4559 | 1470.0642 | 2817.8672 | 5953.7251 | 52.0041 | 3.795 | 0.75192 | 16508.6633 | 1292 | 2
2004 | 2 | 23 | 19 | 0.0061831 | 0.0016659 | 0.003879 | 0.0039606 | 0.00017411 | 6.784e-06 | 1.234e-05 | 0.015882 |  | 6144.3669 | 1451.4979 | 2854.9099 | 5681.0863 | 52.0041 | 3.795 | 0.75192 | 16188.4121 | 1293 | 2
2004 | 2 | 23 | 20 | 0.0063493 | 0.0014797 | 0.0038513 | 0.0041062 | 0.00017411 | 6.784e-06 | 1.234e-05 | 0.01598 |  | 6309.4733 | 1289.2655 | 2834.5404 | 5889.9815 | 52.0041 | 3.795 | 0.75192 | 16379.8117 | 1294 | 2
2004 | 2 | 23 | 21 | 0.0058803 | 0.001464 | 0.0037842 | 0.0042158 | 0.00017411 | 6.784e-06 | 1.234e-05 | 0.015537 |  | 5843.3949 | 1275.5457 | 2785.1425 | 6047.2093 | 52.0041 | 3.795 | 0.75192 | 16007.8434 | 1295 | 2
2004 | 2 | 23 | 22 | 0.0053602 | 0.0015273 | 0.0036492 | 0.0042233 | 0.00017411 | 6.784e-06 | 1.234e-05 | 0.014953 |  | 5326.5558 | 1330.7012 | 2685.7643 | 6057.8648 | 52.0041 | 3.795 | 0.75192 | 15457.4371 | 1296 | 2
2004 | 2 | 23 | 23 | 0.0048787 | 0.0014514 | 0.0035754 | 0.0042159 | 0.00017411 | 6.784e-06 | 1.234e-05 | 0.014315 |  | 4848.1465 | 1264.6279 | 2631.4337 | 6047.304 | 52.0041 | 3.795 | 0.75192 | 14848.0632 | 1297 | 2
2004 | 2 | 23 | 24 | 0.0033774 | 0.0016655 | 0.0033662 | 0.0038233 | 0.00017411 | 6.784e-06 | 1.234e-05 | 0.012426 |  | 3356.2346 | 1451.1045 | 2477.4704 | 5484.1253 | 52.0041 | 3.795 | 0.75192 | 12825.4859 | 1298 | 2
2004 | 2 | 24 | 1 | 0.0026084 | 0.0016689 | 0.0031796 | 0.0042806 | 0.00017411 | 6.784e-06 | 1.234e-05 | 0.011931 |  | 2592.0013 | 1454.1209 | 2340.1995 | 6140.0779 | 52.0041 | 3.795 | 0.75192 | 12582.9506 | 1299 | 2
2004 | 2 | 24 | 2 | 0.0023254 | 0.0017386 | 0.0030465 | 0.0041692 | 0.00017411 | 6.784e-06 | 1.234e-05 | 0.011473 |  | 2310.7752 | 1514.841 | 2242.214 | 5980.3875 | 52.0041 | 3.795 | 0.75192 | 12104.7688 | 1300 | 2
2004 | 2 | 24 | 3 | 0.0022853 | 0.0017482 | 0.0029586 | 0.0043147 | 0.00017411 | 6.784e-06 | 1.234e-05 | 0.0115 |  | 2271.0096 | 1523.1746 | 2177.5085 | 6189.0459 | 52.0041 | 3.795 | 0.75192 | 12217.2896 | 1301 | 2
2004 | 2 | 24 | 4 | 0.0023594 | 0.0016931 | 0.0029637 | 0.0042834 | 0.00017411 | 6.784e-06 | 1.234e-05 | 0.011493 |  | 2344.6346 | 1475.1623 | 2181.2584 | 6144.198 | 52.0041 | 3.795 | 0.75192 | 12201.8044 | 1302 | 2
2004 | 2 | 24 | 5 | 0.0024548 | 0.0016876 | 0.0030051 | 0.0041972 | 0.00017411 | 6.784e-06 | 1.234e-05 | 0.011538 |  | 2439.3724 | 1470.3943 | 2211.7052 | 6020.5469 | 52.0041 | 3.795 | 0.75192 | 12198.5698 | 1303 | 2
2004 | 2 | 24 | 6 | 0.0026566 | 0.0017199 | 0.0030855 | 0.0042066 | 0.00017411 | 6.784e-06 | 1.234e-05 | 0.011862 |  | 2639.9551 | 1498.5798 | 2270.9433 | 6033.9491 | 52.0041 | 3.795 | 0.75192 | 12499.9783 | 1304 | 2
2004 | 2 | 24 | 7 | 0.0033288 | 0.0017191 | 0.0034835 | 0.0041786 | 0.00017411 | 6.784e-06 | 1.234e-05 | 0.012903 |  | 3307.9524 | 1497.8273 | 2563.8164 | 5993.8371 | 52.0041 | 3.795 | 0.75192 | 13419.9843 | 1305 | 2
2004 | 2 | 24 | 8 | 0.0040671 | 0.0017738 | 0.0039491 | 0.0042085 | 0.00017411 | 6.784e-06 | 1.234e-05 | 0.014192 |  | 4041.6458 | 1545.5271 | 2906.5243 | 6036.7433 | 52.0041 | 3.795 | 0.75192 | 14586.9915 | 1306 | 2
2004 | 2 | 24 | 9 | 0.0041571 | 0.0019354 | 0.00409 | 0.0044315 | 0 | 0 | 1.234e-05 | 0.014626 |  | 4131.0646 | 1686.2866 | 3010.2252 | 6356.5977 | 0 | 0 | 0.75192 | 15184.926 | 1307 | 2
2004 | 2 | 24 | 10 | 0.0034236 | 0.0022918 | 0.004131 | 0.0042382 | 0 | 0 | 1.234e-05 | 0.014097 |  | 3402.1854 | 1996.87 | 3040.4007 | 6079.3653 | 0 | 0 | 0.75192 | 14519.5733 | 1308 | 2
2004 | 2 | 24 | 11 | 0.0034151 | 0.0023276 | 0.0042816 | 0.0038874 | 0 | 0 | 1.234e-05 | 0.013924 |  | 3393.6627 | 2028.0625 | 3151.2193 | 5576.1415 | 0 | 0 | 0.75192 | 14149.8379 | 1309 | 2
2004 | 2 | 24 | 12 | 0.0037383 | 0.0021742 | 0.0043144 | 0.0038539 | 0 | 0 | 1.234e-05 | 0.014093 |  | 3714.8694 | 1894.3699 | 3175.3739 | 5528.1207 | 0 | 0 | 0.75192 | 14313.4859 | 1310 | 2
2004 | 2 | 24 | 13 | 0.0036062 | 0.0020489 | 0.0042707 | 0.0039519 | 0 | 0 | 1.234e-05 | 0.01389 |  | 3583.6371 | 1785.1756 | 3143.2255 | 5668.6312 | 0 | 0 | 0.75192 | 14181.4214 | 1311 | 2
2004 | 2 | 24 | 14 | 0.0033844 | 0.0021005 | 0.0044101 | 0.0041254 | 0 | 0 | 1.234e-05 | 0.014033 |  | 3363.1993 | 1830.1458 | 3245.8236 | 5917.449 | 0 | 0 | 0.75192 | 14357.3697 | 1312 | 2
2004 | 2 | 24 | 15 | 0.0034824 | 0.0020412 | 0.004337 | 0.0043558 | 0 | 0 | 1.234e-05 | 0.014229 |  | 3460.5253 | 1778.4487 | 3192.0249 | 6247.9589 | 0 | 0 | 0.75192 | 14679.7098 | 1313 | 2
2004 | 2 | 24 | 16 | 0.0035454 | 0.0020098 | 0.0041393 | 0.0039914 | 0 | 0 | 1.234e-05 | 0.013698 |  | 3523.1968 | 1751.1455 | 3046.468 | 5725.2238 | 0 | 0 | 0.75192 | 14046.786 | 1314 | 2
2004 | 2 | 24 | 17 | 0.0043692 | 0.0018926 | 0.004102 | 0.0040403 | 4.3527e-05 | 1.696e-06 | 1.234e-05 | 0.014462 |  | 4341.7837 | 1649.0276 | 3019.0504 | 5795.4554 | 13.001 | 0.94876 | 0.75192 | 14820.0188 | 1315 | 2
2004 | 2 | 24 | 18 | 0.0053381 | 0.0018372 | 0.0040394 | 0.0038726 | 0.00017411 | 6.784e-06 | 1.234e-05 | 0.015281 |  | 5304.6684 | 1600.7005 | 2972.9714 | 5554.9252 | 52.0041 | 3.795 | 0.75192 | 15489.8166 | 1316 | 2
2004 | 2 | 24 | 19 | 0.0058695 | 0.0015907 | 0.0040252 | 0.0039286 | 0.00017411 | 6.784e-06 | 1.234e-05 | 0.015607 |  | 5832.721 | 1385.9398 | 2962.545 | 5635.244 | 52.0041 | 3.795 | 0.75192 | 15873.0009 | 1317 | 2
2004 | 2 | 24 | 20 | 0.0059417 | 0.0014943 | 0.0039673 | 0.004106 | 0.00017411 | 6.784e-06 | 1.234e-05 | 0.015703 |  | 5904.478 | 1302.0094 | 2919.9029 | 5889.65 | 52.0041 | 3.795 | 0.75192 | 16072.5913 | 1318 | 2
2004 | 2 | 24 | 21 | 0.0058013 | 0.0014579 | 0.003951 | 0.0041401 | 0.00017411 | 6.784e-06 | 1.234e-05 | 0.015544 |  | 5764.954 | 1270.2501 | 2907.9251 | 5938.5706 | 52.0041 | 3.795 | 0.75192 | 15938.2508 | 1319 | 2
2004 | 2 | 24 | 22 | 0.0052224 | 0.0014454 | 0.003836 | 0.0039858 | 0.00017411 | 6.784e-06 | 1.234e-05 | 0.014683 |  | 5189.6673 | 1259.3703 | 2823.2926 | 5717.2677 | 52.0041 | 3.795 | 0.75192 | 15046.1489 | 1320 | 2
2004 | 2 | 24 | 23 | 0.0048426 | 0.0013771 | 0.0037401 | 0.0038365 | 0.00017411 | 6.784e-06 | 1.234e-05 | 0.01399 |  | 4812.2409 | 1199.8295 | 2752.7066 | 5503.1158 | 52.0041 | 3.795 | 0.75192 | 14324.4437 | 1321 | 2
2004 | 2 | 24 | 24 | 0.0034661 | 0.0015174 | 0.0034951 | 0.0042627 | 0.00017411 | 6.784e-06 | 1.234e-05 | 0.012935 |  | 3444.4091 | 1322.0895 | 2572.3942 | 6114.5047 | 52.0041 | 3.795 | 0.75192 | 13509.9485 | 1322 | 2
2004 | 2 | 25 | 1 | 0.0024087 | 0.0016689 | 0.0033072 | 0.0043015 | 0.00017411 | 6.784e-06 | 1.234e-05 | 0.01188 |  | 2393.5854 | 1454.1209 | 2434.1019 | 6170.0554 | 52.0041 | 3.795 | 0.75192 | 12508.4147 | 1323 | 2
2004 | 2 | 25 | 2 | 0.0020366 | 0.0017386 | 0.0031484 | 0.004261 | 0.00017411 | 6.784e-06 | 1.234e-05 | 0.011378 |  | 2023.8255 | 1514.841 | 2317.1963 | 6112.0421 | 52.0041 | 3.795 | 0.75192 | 12024.4559 | 1324 | 2
2004 | 2 | 25 | 3 | 0.0019308 | 0.0017482 | 0.0031284 | 0.0043319 | 0.00017411 | 6.784e-06 | 1.234e-05 | 0.011333 |  | 1918.6964 | 1523.1746 | 2302.4965 | 6213.7193 | 52.0041 | 3.795 | 0.75192 | 12014.6378 | 1325 | 2
2004 | 2 | 25 | 4 | 0.0020761 | 0.0016931 | 0.0031242 | 0.0042585 | 0.00017411 | 6.784e-06 | 1.234e-05 | 0.011345 |  | 2063.0651 | 1475.1623 | 2299.366 | 6108.3956 | 52.0041 | 3.795 | 0.75192 | 12002.5399 | 1326 | 2
2004 | 2 | 25 | 5 | 0.002125 | 0.0016876 | 0.0031451 | 0.0041969 | 0.00017411 | 6.784e-06 | 1.234e-05 | 0.011348 |  | 2111.6813 | 1470.3943 | 2314.795 | 6020.026 | 52.0041 | 3.795 | 0.75192 | 11973.4475 | 1327 | 2
2004 | 2 | 25 | 6 | 0.0022955 | 0.0017199 | 0.003184 | 0.0042834 | 0.00017411 | 6.784e-06 | 1.234e-05 | 0.011676 |  | 2281.0885 | 1498.5798 | 2343.369 | 6144.1507 | 52.0041 | 3.795 | 0.75192 | 12323.739 | 1328 | 2
2004 | 2 | 25 | 7 | 0.0028915 | 0.0017191 | 0.0036147 | 0.0042586 | 0.00017411 | 6.784e-06 | 1.234e-05 | 0.012677 |  | 2873.4125 | 1497.8273 | 2660.3908 | 6108.585 | 52.0041 | 3.795 | 0.75192 | 13196.7666 | 1329 | 2
2004 | 2 | 25 | 8 | 0.0036532 | 0.0017738 | 0.003971 | 0.004304 | 0.00017411 | 6.784e-06 | 1.234e-05 | 0.013895 |  | 3630.2932 | 1545.5271 | 2922.6337 | 6173.7493 | 52.0041 | 3.795 | 0.75192 | 14328.7544 | 1330 | 2
2004 | 2 | 25 | 9 | 0.0038566 | 0.0019354 | 0.0041468 | 0.0041595 | 0 | 0 | 1.234e-05 | 0.014111 |  | 3832.4682 | 1686.2866 | 3052.0021 | 5966.417 | 0 | 0 | 0.75192 | 14537.9258 | 1331 | 2
2004 | 2 | 25 | 10 | 0.0032072 | 0.0022918 | 0.004199 | 0.0038545 | 0 | 0 | 1.234e-05 | 0.013565 |  | 3187.0651 | 1996.87 | 3090.4029 | 5528.8784 | 0 | 0 | 0.75192 | 13803.9684 | 1332 | 2
2004 | 2 | 25 | 11 | 0.0031405 | 0.0023276 | 0.0043738 | 0.0039485 | 0 | 0 | 1.234e-05 | 0.013803 |  | 3120.8604 | 2028.0625 | 3219.0657 | 5663.8008 | 0 | 0 | 0.75192 | 14032.5413 | 1333 | 2
2004 | 2 | 25 | 12 | 0.003402 | 0.0021742 | 0.0043788 | 0.0043674 | 0 | 0 | 1.234e-05 | 0.014335 |  | 3380.6607 | 1894.3699 | 3222.7512 | 6264.5815 | 0 | 0 | 0.75192 | 14763.1153 | 1334 | 2
2004 | 2 | 25 | 13 | 0.0034112 | 0.0020489 | 0.0043021 | 0.0043415 | 0 | 0 | 1.234e-05 | 0.014116 |  | 3389.8307 | 1785.1756 | 3166.3418 | 6227.453 | 0 | 0 | 0.75192 | 14569.5531 | 1335 | 2
2004 | 2 | 25 | 14 | 0.003043 | 0.0021005 | 0.0043316 | 0.0041071 | 0 | 0 | 1.234e-05 | 0.013594 |  | 3023.8854 | 1830.1458 | 3187.991 | 5891.2602 | 0 | 0 | 0.75192 | 13934.0343 | 1336 | 2
2004 | 2 | 25 | 15 | 0.0031986 | 0.0020412 | 0.0042347 | 0.0038732 | 0 | 0 | 1.234e-05 | 0.01336 |  | 3178.4978 | 1778.4487 | 3116.7412 | 5555.7777 | 0 | 0 | 0.75192 | 13630.2172 | 1337 | 2
2004 | 2 | 25 | 16 | 0.0033761 | 0.0020098 | 0.004149 | 0.0038176 | 0 | 0 | 1.234e-05 | 0.013365 |  | 3354.9355 | 1751.1455 | 3053.6002 | 5476.0272 | 0 | 0 | 0.75192 | 13636.4602 | 1338 | 2
2004 | 2 | 25 | 17 | 0.0041344 | 0.0018926 | 0.00398 | 0.003825 | 4.3527e-05 | 1.696e-06 | 1.234e-05 | 0.01389 |  | 4108.4844 | 1649.0276 | 2929.2189 | 5486.588 | 13.001 | 0.94876 | 0.75192 | 14188.0205 | 1339 | 2
2004 | 2 | 25 | 18 | 0.0051455 | 0.0018372 | 0.0039704 | 0.00386 | 0.00017411 | 6.784e-06 | 1.234e-05 | 0.015006 |  | 5113.2626 | 1600.7005 | 2922.2045 | 5536.8346 | 52.0041 | 3.795 | 0.75192 | 15229.5532 | 1340 | 2
2004 | 2 | 25 | 19 | 0.0057114 | 0.0015907 | 0.0038896 | 0.0036971 | 0.00017411 | 6.784e-06 | 1.234e-05 | 0.015082 |  | 5675.5457 | 1385.9398 | 2862.7081 | 5303.0766 | 52.0041 | 3.795 | 0.75192 | 15283.8213 | 1341 | 2
2004 | 2 | 25 | 20 | 0.0057393 | 0.0014943 | 0.0039244 | 0.0034721 | 0.00017411 | 6.784e-06 | 1.234e-05 | 0.014823 |  | 5703.3035 | 1302.0094 | 2888.3011 | 4980.3807 | 52.0041 | 3.795 | 0.75192 | 14930.5457 | 1342 | 2
2004 | 2 | 25 | 21 | 0.0054019 | 0.0014579 | 0.0039223 | 0.0038108 | 0.00017411 | 6.784e-06 | 1.234e-05 | 0.014786 |  | 5368.0086 | 1270.2501 | 2886.7991 | 5466.2715 | 52.0041 | 3.795 | 0.75192 | 15047.8802 | 1343 | 2
2004 | 2 | 25 | 22 | 0.0049297 | 0.0014454 | 0.0037782 | 0.0042535 | 0.00017411 | 6.784e-06 | 1.234e-05 | 0.0146 |  | 4898.8359 | 1259.3703 | 2780.7645 | 6101.1972 | 52.0041 | 3.795 | 0.75192 | 15096.719 | 1344 | 2
2004 | 2 | 25 | 23 | 0.0044888 | 0.0013771 | 0.0036791 | 0.0042772 | 0.00017411 | 6.784e-06 | 1.234e-05 | 0.014015 |  | 4460.7024 | 1199.8295 | 2707.757 | 6135.2948 | 52.0041 | 3.795 | 0.75192 | 14560.1346 | 1345 | 2
2004 | 2 | 25 | 24 | 0.003257 | 0.0015174 | 0.0034898 | 0.0042197 | 0.00017411 | 6.784e-06 | 1.234e-05 | 0.012677 |  | 3236.5364 | 1322.0895 | 2568.4784 | 6052.7502 | 52.0041 | 3.795 | 0.75192 | 13236.4054 | 1346 | 2
2004 | 2 | 26 | 1 | 0.0023523 | 0.0016689 | 0.0034418 | 0.0040298 | 0.00017411 | 6.784e-06 | 1.234e-05 | 0.011686 |  | 2337.5371 | 1454.1209 | 2533.1557 | 5780.3009 | 52.0041 | 3.795 | 0.75192 | 12161.6656 | 1347 | 2
2004 | 2 | 26 | 2 | 0.0019818 | 0.0017386 | 0.0032313 | 0.0035533 | 0.00017411 | 6.784e-06 | 1.234e-05 | 0.010698 |  | 1969.3894 | 1514.841 | 2378.2386 | 5096.8808 | 52.0041 | 3.795 | 0.75192 | 11015.9009 | 1348 | 2
2004 | 2 | 26 | 3 | 0.0018783 | 0.0017482 | 0.003148 | 0.0039873 | 0.00017411 | 6.784e-06 | 1.234e-05 | 0.010955 |  | 1866.5714 | 1523.1746 | 2316.9258 | 5719.3514 | 52.0041 | 3.795 | 0.75192 | 11482.5742 | 1349 | 2
2004 | 2 | 26 | 4 | 0.0020175 | 0.0016931 | 0.0030531 | 0.0039495 | 0.00017411 | 6.784e-06 | 1.234e-05 | 0.010906 |  | 2004.8689 | 1475.1623 | 2247.05 | 5665.1741 | 52.0041 | 3.795 | 0.75192 | 11448.8063 | 1350 | 2
2004 | 2 | 26 | 5 | 0.0020656 | 0.0016876 | 0.003088 | 0.0039553 | 0.00017411 | 6.784e-06 | 1.234e-05 | 0.01099 |  | 2052.666 | 1470.3943 | 2272.7109 | 5673.5565 | 52.0041 | 3.795 | 0.75192 | 11525.8787 | 1351 | 2
2004 | 2 | 26 | 6 | 0.0022297 | 0.0017199 | 0.0031065 | 0.0039586 | 0.00017411 | 6.784e-06 | 1.234e-05 | 0.011208 |  | 2215.7549 | 1498.5798 | 2286.3373 | 5678.1975 | 52.0041 | 3.795 | 0.75192 | 11735.4205 | 1352 | 2
2004 | 2 | 26 | 7 | 0.0028106 | 0.0017191 | 0.0035586 | 0.0038374 | 0.00017411 | 6.784e-06 | 1.234e-05 | 0.012119 |  | 2792.932 | 1497.8273 | 2619.0953 | 5504.3945 | 52.0041 | 3.795 | 0.75192 | 12470.8001 | 1353 | 2
2004 | 2 | 26 | 8 | 0.0035669 | 0.0017738 | 0.0039362 | 0.003925 | 0.00017411 | 6.784e-06 | 1.234e-05 | 0.013395 |  | 3544.5759 | 1545.5271 | 2896.9863 | 5629.9873 | 52.0041 | 3.795 | 0.75192 | 13673.6276 | 1354 | 2
2004 | 2 | 26 | 9 | 0.0037727 | 0.0019354 | 0.0041186 | 0.0039837 | 0 | 0 | 1.234e-05 | 0.013823 |  | 3749.0482 | 1686.2866 | 3031.263 | 5714.1894 | 0 | 0 | 0.75192 | 14181.5392 | 1355 | 2
2004 | 2 | 26 | 10 | 0.0031279 | 0.0022918 | 0.0041234 | 0.0039227 | 0 | 0 | 1.234e-05 | 0.013478 |  | 3108.2792 | 1996.87 | 3034.8018 | 5626.6723 | 0 | 0 | 0.75192 | 13767.3751 | 1356 | 2
2004 | 2 | 26 | 11 | 0.0030659 | 0.0023276 | 0.0042745 | 0.0035523 | 0 | 0 | 1.234e-05 | 0.013233 |  | 3046.7171 | 2028.0625 | 3146.0358 | 5095.4127 | 0 | 0 | 0.75192 | 13316.9801 | 1357 | 2
2004 | 2 | 26 | 12 | 0.0033325 | 0.0021742 | 0.0042446 | 0.0037352 | 0 | 0 | 1.234e-05 | 0.013499 |  | 3311.61 | 1894.3699 | 3123.9704 | 5357.7748 | 0 | 0 | 0.75192 | 13688.477 | 1358 | 2
2004 | 2 | 26 | 13 | 0.0033378 | 0.0020489 | 0.0042727 | 0.0037482 | 0 | 0 | 1.234e-05 | 0.01342 |  | 3316.9099 | 1785.1756 | 3144.7063 | 5376.4338 | 0 | 0 | 0.75192 | 13623.9776 | 1359 | 2
2004 | 2 | 26 | 14 | 0.0029811 | 0.0021005 | 0.0043408 | 0.0038286 | 0 | 0 | 1.234e-05 | 0.013263 |  | 2962.4442 | 1830.1458 | 3194.8101 | 5491.7973 | 0 | 0 | 0.75192 | 13479.9493 | 1360 | 2
2004 | 2 | 26 | 15 | 0.0031345 | 0.0020412 | 0.0042939 | 0.0038525 | 0 | 0 | 1.234e-05 | 0.013334 |  | 3114.8365 | 1778.4487 | 3160.2503 | 5526.0843 | 0 | 0 | 0.75192 | 13580.3718 | 1361 | 2
2004 | 2 | 26 | 16 | 0.0033084 | 0.0020098 | 0.0041349 | 0.0038039 | 0 | 0 | 1.234e-05 | 0.013269 |  | 3287.6256 | 1751.1455 | 3043.2929 | 5456.3737 | 0 | 0 | 0.75192 | 13539.1895 | 1362 | 2
2004 | 2 | 26 | 17 | 0.0040618 | 0.0018926 | 0.0040561 | 0.0035645 | 4.3527e-05 | 1.696e-06 | 1.234e-05 | 0.013633 |  | 4036.3035 | 1649.0276 | 2985.2748 | 5112.9351 | 13.001 | 0.94876 | 0.75192 | 13798.2427 | 1363 | 2
2004 | 2 | 26 | 18 | 0.0050626 | 0.0018372 | 0.003977 | 0.0034884 | 0.00017411 | 6.784e-06 | 1.234e-05 | 0.014558 |  | 5030.8162 | 1600.7005 | 2927.0311 | 5003.7281 | 52.0041 | 3.795 | 0.75192 | 14618.8269 | 1364 | 2
2004 | 2 | 26 | 19 | 0.0056229 | 0.0015907 | 0.0039283 | 0.00369 | 0.00017411 | 6.784e-06 | 1.234e-05 | 0.015025 |  | 5587.6445 | 1385.9398 | 2891.1773 | 5292.9894 | 52.0041 | 3.795 | 0.75192 | 15214.302 | 1365 | 2
2004 | 2 | 26 | 20 | 0.0056468 | 0.0014943 | 0.0039248 | 0.0037288 | 0.00017411 | 6.784e-06 | 1.234e-05 | 0.014988 |  | 5611.3657 | 1302.0094 | 2888.6392 | 5348.5874 | 52.0041 | 3.795 | 0.75192 | 15207.1527 | 1366 | 2
2004 | 2 | 26 | 21 | 0.0053259 | 0.0014579 | 0.0038947 | 0.0037936 | 0.00017411 | 6.784e-06 | 1.234e-05 | 0.014665 |  | 5292.5175 | 1270.2501 | 2866.4923 | 5441.5033 | 52.0041 | 3.795 | 0.75192 | 14927.3143 | 1367 | 2
2004 | 2 | 26 | 22 | 0.0048517 | 0.0014454 | 0.0037518 | 0.0037476 | 0.00017411 | 6.784e-06 | 1.234e-05 | 0.01399 |  | 4821.2364 | 1259.3703 | 2761.2643 | 5375.5813 | 52.0041 | 3.795 | 0.75192 | 14274.0034 | 1368 | 2
2004 | 2 | 26 | 23 | 0.0044118 | 0.0013771 | 0.0036105 | 0.0037691 | 0.00017411 | 6.784e-06 | 1.234e-05 | 0.013362 |  | 4384.1537 | 1199.8295 | 2657.3395 | 5406.4586 | 52.0041 | 3.795 | 0.75192 | 13704.3322 | 1369 | 2
2004 | 2 | 26 | 24 | 0.0031857 | 0.0015174 | 0.0033836 | 0.0038715 | 0.00017411 | 6.784e-06 | 1.234e-05 | 0.012151 |  | 3165.7686 | 1322.0895 | 2490.2997 | 5553.2677 | 52.0041 | 3.795 | 0.75192 | 12587.9765 | 1370 | 2
2004 | 2 | 27 | 1 | 0.0024749 | 0.0017187 | 0.003369 | 0.003885 | 0.00017411 | 6.784e-06 | 1.234e-05 | 0.011641 |  | 2459.4179 | 1497.5088 | 2479.5413 | 5572.6844 | 52.0041 | 3.795 | 0.75192 | 12065.7033 | 1371 | 2
2004 | 2 | 27 | 2 | 0.002179 | 0.0018114 | 0.0032135 | 0.0038545 | 0.00017411 | 6.784e-06 | 1.234e-05 | 0.011252 |  | 2165.3259 | 1578.2207 | 2365.1209 | 5528.9258 | 52.0041 | 3.795 | 0.75192 | 11694.1443 | 1372 | 2
2004 | 2 | 27 | 3 | 0.0021045 | 0.0018228 | 0.0031623 | 0.0038803 | 0.00017411 | 6.784e-06 | 1.234e-05 | 0.011163 |  | 2091.3248 | 1588.19 | 2327.3996 | 5565.8649 | 52.0041 | 3.795 | 0.75192 | 11629.3304 | 1373 | 2
2004 | 2 | 27 | 4 | 0.002225 | 0.0017558 | 0.0030885 | 0.0036866 | 0.00017411 | 6.784e-06 | 1.234e-05 | 0.010949 |  | 2211.054 | 1529.7864 | 2273.1449 | 5288.0641 | 52.0041 | 3.795 | 0.75192 | 11358.6005 | 1374 | 2
2004 | 2 | 27 | 5 | 0.0022872 | 0.0017832 | 0.0031258 | 0.003664 | 0.00017411 | 6.784e-06 | 1.234e-05 | 0.011053 |  | 2272.8237 | 1553.7042 | 2300.5833 | 5255.6714 | 52.0041 | 3.795 | 0.75192 | 11439.3336 | 1375 | 2
2004 | 2 | 27 | 6 | 0.0024222 | 0.0018374 | 0.0031478 | 0.0032909 | 0.00017411 | 6.784e-06 | 1.234e-05 | 0.010892 |  | 2407.0503 | 1600.8749 | 2316.7496 | 4720.5285 | 52.0041 | 3.795 | 0.75192 | 11101.7543 | 1376 | 2
2004 | 2 | 27 | 7 | 0.0032186 | 0.0016822 | 0.0035165 | 0.0034372 | 0.00017411 | 6.784e-06 | 1.234e-05 | 0.012048 |  | 3198.3754 | 1465.6622 | 2588.1537 | 4930.3235 | 52.0041 | 3.795 | 0.75192 | 12239.0658 | 1377 | 2
2004 | 2 | 27 | 8 | 0.0037629 | 0.0018233 | 0.0039117 | 0.0035305 | 0.00017411 | 6.784e-06 | 1.234e-05 | 0.013222 |  | 3739.2714 | 1588.6343 | 2878.9761 | 5064.1566 | 52.0041 | 3.795 | 0.75192 | 13327.5894 | 1378 | 2
2004 | 2 | 27 | 9 | 0.0037636 | 0.0020301 | 0.0041204 | 0.0036966 | 0 | 0 | 1.234e-05 | 0.013623 |  | 3740.0004 | 1768.817 | 3032.6134 | 5302.4609 | 0 | 0 | 0.75192 | 13844.6436 | 1379 | 2
2004 | 2 | 27 | 10 | 0.0034462 | 0.0022269 | 0.0042006 | 0.0035585 | 0 | 0 | 1.234e-05 | 0.013445 |  | 3424.6232 | 1940.3142 | 3091.5836 | 5104.316 | 0 | 0 | 0.75192 | 13561.5889 | 1380 | 2
2004 | 2 | 27 | 11 | 0.0033538 | 0.0021466 | 0.0043103 | 0.0037125 | 0 | 0 | 1.234e-05 | 0.013536 |  | 3332.7623 | 1870.3615 | 3172.3761 | 5325.2874 | 0 | 0 | 0.75192 | 13701.5392 | 1381 | 2
2004 | 2 | 27 | 12 | 0.0032958 | 0.0019971 | 0.0042947 | 0.003727 | 0 | 0 | 1.234e-05 | 0.013327 |  | 3275.1373 | 1740.0343 | 3160.8566 | 5346.0301 | 0 | 0 | 0.75192 | 13522.8102 | 1382 | 2
2004 | 2 | 27 | 13 | 0.0033875 | 0.0018751 | 0.0042551 | 0.0037714 | 0 | 0 | 1.234e-05 | 0.013301 |  | 3366.2763 | 1633.8007 | 3131.7407 | 5409.6789 | 0 | 0 | 0.75192 | 13542.2485 | 1383 | 2
2004 | 2 | 27 | 14 | 0.0029603 | 0.0020751 | 0.0042143 | 0.0038056 | 0 | 0 | 1.234e-05 | 0.013068 |  | 2941.7253 | 1808.0628 | 3101.6828 | 5458.8363 | 0 | 0 | 0.75192 | 13311.0591 | 1384 | 2
2004 | 2 | 27 | 15 | 0.00316 | 0.0020232 | 0.0041732 | 0.0036893 | 0 | 0 | 1.234e-05 | 0.013058 |  | 3140.2098 | 1762.8159 | 3071.4154 | 5291.9475 | 0 | 0 | 0.75192 | 13267.1404 | 1385 | 2
2004 | 2 | 27 | 16 | 0.0038589 | 0.0018227 | 0.0040027 | 0.0037959 | 0 | 0 | 1.234e-05 | 0.013493 |  | 3834.6775 | 1588.1393 | 2945.9592 | 5444.8184 | 0 | 0 | 0.75192 | 13814.3463 | 1386 | 2
2004 | 2 | 27 | 17 | 0.0042398 | 0.0018202 | 0.0038623 | 0.0037392 | 4.3527e-05 | 1.696e-06 | 1.234e-05 | 0.013719 |  | 4213.1727 | 1585.9734 | 2842.5988 | 5363.4577 | 13.001 | 0.94876 | 0.75192 | 14019.9044 | 1387 | 2
2004 | 2 | 27 | 18 | 0.0051097 | 0.0016836 | 0.0038788 | 0.0036693 | 0.00017411 | 6.784e-06 | 1.234e-05 | 0.014535 |  | 5077.6329 | 1466.8886 | 2854.7779 | 5263.2487 | 52.0041 | 3.795 | 0.75192 | 14719.0991 | 1388 | 2
2004 | 2 | 27 | 19 | 0.005539 | 0.0015745 | 0.0038263 | 0.003575 | 0.00017411 | 6.784e-06 | 1.234e-05 | 0.014708 |  | 5504.3107 | 1371.8609 | 2816.1595 | 5127.9949 | 52.0041 | 3.795 | 0.75192 | 14876.877 | 1389 | 2
2004 | 2 | 27 | 20 | 0.0051092 | 0.0016189 | 0.0037632 | 0.0034807 | 0.00017411 | 6.784e-06 | 1.234e-05 | 0.014165 |  | 5077.1698 | 1410.5476 | 2769.6645 | 4992.741 | 52.0041 | 3.795 | 0.75192 | 14306.674 | 1390 | 2
2004 | 2 | 27 | 21 | 0.0051261 | 0.0015148 | 0.0037458 | 0.0035431 | 0.00017411 | 6.784e-06 | 1.234e-05 | 0.014123 |  | 5093.9705 | 1319.8561 | 2756.9162 | 5082.2472 | 52.0041 | 3.795 | 0.75192 | 14309.541 | 1391 | 2
2004 | 2 | 27 | 22 | 0.0047488 | 0.0015034 | 0.0035973 | 0.003498 | 0.00017411 | 6.784e-06 | 1.234e-05 | 0.013541 |  | 4719.039 | 1309.9341 | 2647.5716 | 5017.5565 | 52.0041 | 3.795 | 0.75192 | 13750.6523 | 1392 | 2
2004 | 2 | 27 | 23 | 0.0044591 | 0.0014916 | 0.0033971 | 0.0029131 | 0.00017411 | 6.784e-06 | 1.234e-05 | 0.012454 |  | 4431.1654 | 1299.6637 | 2500.2187 | 4178.5661 | 52.0041 | 3.795 | 0.75192 | 12466.165 | 1393 | 2
2004 | 2 | 27 | 24 | 0.0036702 | 0.0016071 | 0.0031721 | 0.0023272 | 0.00017411 | 6.784e-06 | 1.234e-05 | 0.01097 |  | 3647.1606 | 1400.2524 | 2334.6667 | 3338.155 | 52.0041 | 3.795 | 0.75192 | 10776.7858 | 1394 | 2
2004 | 2 | 28 | 1 | 0.0025037 | 0.0016738 | 0.0028975 | 0.0023225 | 0.00017411 | 6.784e-06 | 1.234e-05 | 0.0095907 |  | 2488.0451 | 1458.348 | 2132.514 | 3331.3355 | 52.0041 | 3.795 | 0.75192 | 9466.7935 | 1395 | 2
2004 | 2 | 28 | 2 | 0.0023256 | 0.0016903 | 0.002766 | 0.0022955 | 0.00017411 | 6.784e-06 | 1.234e-05 | 0.0092706 |  | 2311.0181 | 1472.7495 | 2035.7323 | 3292.6916 | 52.0041 | 3.795 | 0.75192 | 9168.7425 | 1396 | 2
2004 | 2 | 28 | 3 | 0.0021086 | 0.0017477 | 0.002646 | 0.0023203 | 0.00017411 | 6.784e-06 | 1.234e-05 | 0.0090158 |  | 2095.3384 | 1522.7452 | 1947.4507 | 3328.3046 | 52.0041 | 3.795 | 0.75192 | 8950.39 | 1397 | 2
2004 | 2 | 28 | 4 | 0.0019762 | 0.0017187 | 0.0026643 | 0.0022591 | 0.00017411 | 6.784e-06 | 1.234e-05 | 0.0088116 |  | 1963.8432 | 1497.535 | 1960.9283 | 3240.4086 | 52.0041 | 3.795 | 0.75192 | 8719.2661 | 1398 | 2
2004 | 2 | 28 | 5 | 0.0019941 | 0.0017201 | 0.0026441 | 0.0023032 | 0.00017411 | 6.784e-06 | 1.234e-05 | 0.0088547 |  | 1981.5631 | 1498.6897 | 1946.0293 | 3303.7733 | 52.0041 | 3.795 | 0.75192 | 8786.6064 | 1399 | 2
2004 | 2 | 28 | 6 | 0.0021271 | 0.0016756 | 0.0026305 | 0.0023289 | 0.00017411 | 6.784e-06 | 1.234e-05 | 0.0089553 |  | 2113.7572 | 1459.9704 | 1936.0347 | 3340.5229 | 52.0041 | 3.795 | 0.75192 | 8906.8363 | 1400 | 2
2004 | 2 | 28 | 7 | 0.002299 | 0.0016916 | 0.0026908 | 0.0023046 | 0.00017411 | 6.784e-06 | 1.234e-05 | 0.0091792 |  | 2284.5571 | 1473.9097 | 1980.4303 | 3305.6676 | 52.0041 | 3.795 | 0.75192 | 9101.1157 | 1401 | 2
2004 | 2 | 28 | 8 | 0.0029273 | 0.001644 | 0.0028496 | 0.0023254 | 0.00017411 | 6.784e-06 | 1.234e-05 | 0.0099395 |  | 2908.9268 | 1432.3754 | 2097.2763 | 3335.5977 | 52.0041 | 3.795 | 0.75192 | 9830.7272 | 1402 | 2
2004 | 2 | 28 | 9 | 0.0032866 | 0.0018278 | 0.0029369 | 0.0023133 | 0 | 0 | 1.234e-05 | 0.010377 |  | 3265.9559 | 1592.5287 | 2161.5022 | 3318.2648 | 0 | 0 | 0.75192 | 10339.0034 | 1403 | 2
2004 | 2 | 28 | 10 | 0.0036183 | 0.0018539 | 0.0029503 | 0.0023709 | 0 | 0 | 1.234e-05 | 0.010806 |  | 3595.6506 | 1615.3252 | 2171.3785 | 3400.8567 | 0 | 0 | 0.75192 | 10783.9629 | 1404 | 2
2004 | 2 | 28 | 11 | 0.0037621 | 0.0018232 | 0.002939 | 0.0024269 | 0 | 0 | 1.234e-05 | 0.010963 |  | 3738.4859 | 1588.5402 | 2163.0614 | 3481.1755 | 0 | 0 | 0.75192 | 10972.0149 | 1405 | 2
2004 | 2 | 28 | 12 | 0.0040864 | 0.0017719 | 0.0029008 | 0.0024235 | 0 | 0 | 1.234e-05 | 0.011195 |  | 4060.7315 | 1543.8671 | 2134.9726 | 3476.345 | 0 | 0 | 0.75192 | 11216.668 | 1406 | 2
2004 | 2 | 28 | 13 | 0.0043557 | 0.0016156 | 0.0028732 | 0.0024336 | 0 | 0 | 1.234e-05 | 0.01129 |  | 4328.3753 | 1407.6518 | 2114.6653 | 3490.7418 | 0 | 0 | 0.75192 | 11342.1862 | 1407 | 2
2004 | 2 | 28 | 14 | 0.0039146 | 0.0016943 | 0.0028219 | 0.0023718 | 0 | 0 | 1.234e-05 | 0.010815 |  | 3890.0522 | 1476.2095 | 2076.8647 | 3402.1827 | 0 | 0 | 0.75192 | 10846.061 | 1408 | 2
2004 | 2 | 28 | 15 | 0.0036614 | 0.0017241 | 0.0027945 | 0.0023611 | 0 | 0 | 1.234e-05 | 0.010553 |  | 3638.4276 | 1502.2331 | 2056.7031 | 3386.7441 | 0 | 0 | 0.75192 | 10584.8597 | 1409 | 2
2004 | 2 | 28 | 16 | 0.0038222 | 0.0017444 | 0.0026958 | 0.0022928 | 0 | 0 | 1.234e-05 | 0.010568 |  | 3798.2418 | 1519.9043 | 1984.0716 | 3288.8082 | 0 | 0 | 0.75192 | 10591.7779 | 1410 | 2
2004 | 2 | 28 | 17 | 0.0044955 | 0.0016112 | 0.0027274 | 0.0022969 | 4.3527e-05 | 1.696e-06 | 1.234e-05 | 0.011189 |  | 4467.3149 | 1403.8085 | 2007.365 | 3294.6806 | 13.001 | 0.94876 | 0.75192 | 11187.8706 | 1411 | 2
2004 | 2 | 28 | 18 | 0.005255 | 0.0015135 | 0.0027717 | 0.0022669 | 0.00017411 | 6.784e-06 | 1.234e-05 | 0.012 |  | 5222.0777 | 1318.6617 | 2039.9416 | 3251.6797 | 52.0041 | 3.795 | 0.75192 | 11888.9117 | 1412 | 2
2004 | 2 | 28 | 19 | 0.0055874 | 0.0013453 | 0.0027446 | 0.0022468 | 0.00017411 | 6.784e-06 | 1.234e-05 | 0.012117 |  | 5552.3221 | 1172.1777 | 2020.0283 | 3222.7915 | 52.0041 | 3.795 | 0.75192 | 12023.8706 | 1413 | 2
2004 | 2 | 28 | 20 | 0.0054418 | 0.0012988 | 0.0027225 | 0.0023075 | 0.00017411 | 6.784e-06 | 1.234e-05 | 0.011964 |  | 5407.6959 | 1131.6556 | 2003.7409 | 3309.9298 | 52.0041 | 3.795 | 0.75192 | 11909.5732 | 1414 | 2
2004 | 2 | 28 | 21 | 0.0048638 | 0.0014272 | 0.0026421 | 0.0023102 | 0.00017411 | 6.784e-06 | 1.234e-05 | 0.011436 |  | 4833.3256 | 1243.5155 | 1944.544 | 3313.7184 | 52.0041 | 3.795 | 0.75192 | 11391.6545 | 1415 | 2
2004 | 2 | 28 | 22 | 0.004513 | 0.001424 | 0.0025517 | 0.0023128 | 0.00017411 | 6.784e-06 | 1.234e-05 | 0.010995 |  | 4484.7169 | 1240.7337 | 1878.0288 | 3317.507 | 52.0041 | 3.795 | 0.75192 | 10977.5374 | 1416 | 2
2004 | 2 | 28 | 23 | 0.0041943 | 0.0014966 | 0.0024459 | 0.0023236 | 0.00017411 | 6.784e-06 | 1.234e-05 | 0.010654 |  | 4168.0034 | 1304.0181 | 1800.1466 | 3333.0404 | 52.0041 | 3.795 | 0.75192 | 10661.7595 | 1417 | 2
2004 | 2 | 28 | 24 | 0.003315 | 0.0016612 | 0.0023691 | 0.0022649 | 0.00017411 | 6.784e-06 | 1.234e-05 | 0.0098034 |  | 3294.1848 | 1447.4345 | 1743.6465 | 3248.7435 | 52.0041 | 3.795 | 0.75192 | 9790.5603 | 1418 | 2
2004 | 2 | 29 | 1 | 0.0025765 | 0.0018599 | 0.0024153 | 0.0023062 | 0.00017411 | 6.784e-06 | 1.234e-05 | 0.0093511 |  | 2560.3669 | 1620.5013 | 1777.6468 | 3308.0355 | 52.0041 | 3.795 | 0.75192 | 9323.1015 | 1419 | 2
2004 | 2 | 29 | 2 | 0.0023351 | 0.0018642 | 0.0023877 | 0.0023073 | 0.00017411 | 6.784e-06 | 1.234e-05 | 0.0090875 |  | 2320.4322 | 1624.2841 | 1757.354 | 3309.5509 | 52.0041 | 3.795 | 0.75192 | 9068.1721 | 1420 | 2
2004 | 2 | 29 | 3 | 0.0021457 | 0.0018955 | 0.002348 | 0.0022569 | 0.00017411 | 6.784e-06 | 1.234e-05 | 0.0088393 |  | 2132.2645 | 1651.5188 | 1728.0912 | 3237.3777 | 52.0041 | 3.795 | 0.75192 | 8805.8032 | 1421 | 2
2004 | 2 | 29 | 4 | 0.0021024 | 0.0018662 | 0.0023429 | 0.002269 | 0.00017411 | 6.784e-06 | 1.234e-05 | 0.0087738 |  | 2089.2051 | 1626.0062 | 1724.3706 | 3254.7106 | 52.0041 | 3.795 | 0.75192 | 8750.8435 | 1422 | 2
2004 | 2 | 29 | 5 | 0.0019978 | 0.0019258 | 0.0023788 | 0.0022735 | 0.00017411 | 6.784e-06 | 1.234e-05 | 0.0087691 |  | 1985.2915 | 1677.9395 | 1750.7511 | 3261.0566 | 52.0041 | 3.795 | 0.75192 | 8731.5896 | 1423 | 2
2004 | 2 | 29 | 6 | 0.002202 | 0.0018979 | 0.0023736 | 0.0022455 | 0.00017411 | 6.784e-06 | 1.234e-05 | 0.0089121 |  | 2188.2306 | 1653.5876 | 1746.9217 | 3220.8972 | 52.0041 | 3.795 | 0.75192 | 8866.1881 | 1424 | 2
2004 | 2 | 29 | 7 | 0.0024922 | 0.0018003 | 0.0025068 | 0.002278 | 0.00017411 | 6.784e-06 | 1.234e-05 | 0.0092705 |  | 2476.5719 | 1568.5533 | 1845.0063 | 3267.5919 | 52.0041 | 3.795 | 0.75192 | 9214.2745 | 1425 | 2
2004 | 2 | 29 | 8 | 0.0028797 | 0.0017813 | 0.0026841 | 0.002276 | 0.00017411 | 6.784e-06 | 1.234e-05 | 0.0098144 |  | 2861.6398 | 1552.0047 | 1975.5142 | 3264.7505 | 52.0041 | 3.795 | 0.75192 | 9710.4602 | 1426 | 2
2004 | 2 | 29 | 9 | 0.0036039 | 0.0017551 | 0.0027094 | 0.0022582 | 0 | 0 | 1.234e-05 | 0.010339 |  | 3581.2883 | 1529.1972 | 1994.1342 | 3239.1773 | 0 | 0 | 0.75192 | 10344.5488 | 1427 | 2
2004 | 2 | 29 | 10 | 0.0041336 | 0.0017818 | 0.002739 | 0.002224 | 0 | 0 | 1.234e-05 | 0.010891 |  | 4107.6986 | 1552.4799 | 2015.9107 | 3190.1146 | 0 | 0 | 0.75192 | 10866.9557 | 1428 | 2
2004 | 2 | 29 | 11 | 0.003988 | 0.0019205 | 0.0026817 | 0.0021816 | 0 | 0 | 1.234e-05 | 0.010784 |  | 3962.9831 | 1673.3568 | 1973.6915 | 3129.3072 | 0 | 0 | 0.75192 | 10740.0905 | 1429 | 2
2004 | 2 | 29 | 12 | 0.0041035 | 0.0019347 | 0.0026917 | 0.0021973 | 0 | 0 | 1.234e-05 | 0.01094 |  | 4077.8184 | 1685.6898 | 1981.0683 | 3151.8495 | 0 | 0 | 0.75192 | 10897.1779 | 1430 | 2
2004 | 2 | 29 | 13 | 0.0041382 | 0.0018722 | 0.0026505 | 0.0022521 | 0 | 0 | 1.234e-05 | 0.010925 |  | 4112.2647 | 1631.2578 | 1950.777 | 3230.3687 | 0 | 0 | 0.75192 | 10925.4202 | 1431 | 2
2004 | 2 | 29 | 14 | 0.0039345 | 0.0018214 | 0.0026929 | 0.0022489 | 0 | 0 | 1.234e-05 | 0.01071 |  | 3909.8343 | 1586.9587 | 1981.9344 | 3225.8224 | 0 | 0 | 0.75192 | 10705.3018 | 1432 | 2
2004 | 2 | 29 | 15 | 0.0039532 | 0.0016932 | 0.0027154 | 0.0021603 | 0 | 0 | 1.234e-05 | 0.010534 |  | 3928.3869 | 1475.2921 | 1998.5298 | 3098.7141 | 0 | 0 | 0.75192 | 10501.6747 | 1433 | 2
2004 | 2 | 29 | 16 | 0.0043335 | 0.0016548 | 0.0026928 | 0.0021612 | 0 | 0 | 1.234e-05 | 0.010855 |  | 4306.3795 | 1441.8452 | 1981.9074 | 3100.0401 | 0 | 0 | 0.75192 | 10830.9241 | 1434 | 2
2004 | 2 | 29 | 17 | 0.0046598 | 0.0016935 | 0.002704 | 0.0021454 | 4.3527e-05 | 1.696e-06 | 1.234e-05 | 0.01126 |  | 4630.6007 | 1475.5796 | 1990.1208 | 3077.4031 | 13.001 | 0.94876 | 0.75192 | 11188.4059 | 1435 | 2
2004 | 2 | 29 | 18 | 0.0058256 | 0.0014754 | 0.0027112 | 0.0022461 | 0.00017411 | 6.784e-06 | 1.234e-05 | 0.012452 |  | 5789.1138 | 1285.5051 | 1995.4244 | 3221.7496 | 52.0041 | 3.795 | 0.75192 | 12348.3439 | 1436 | 2
2004 | 2 | 29 | 19 | 0.0061835 | 0.0013833 | 0.0027073 | 0.0022941 | 0.00017411 | 6.784e-06 | 1.234e-05 | 0.012761 |  | 6144.7298 | 1205.2959 | 1992.5641 | 3290.6078 | 52.0041 | 3.795 | 0.75192 | 12689.7486 | 1437 | 2
2004 | 2 | 29 | 20 | 0.0055396 | 0.0014887 | 0.0026657 | 0.0023536 | 0.00017411 | 6.784e-06 | 1.234e-05 | 0.012241 |  | 5504.8977 | 1297.1228 | 1961.9298 | 3375.9465 | 52.0041 | 3.795 | 0.75192 | 12196.4479 | 1438 | 2
2004 | 2 | 29 | 21 | 0.0051774 | 0.0015342 | 0.0026193 | 0.0024506 | 0.00017411 | 6.784e-06 | 1.234e-05 | 0.011975 |  | 5144.9488 | 1336.7489 | 1927.7599 | 3515.1784 | 52.0041 | 3.795 | 0.75192 | 11981.1869 | 1439 | 2
2004 | 2 | 29 | 22 | 0.0051126 | 0.0014718 | 0.0025653 | 0.0024304 | 0.00017411 | 6.784e-06 | 1.234e-05 | 0.011773 |  | 5080.5357 | 1282.3857 | 1888.0577 | 3486.1954 | 52.0041 | 3.795 | 0.75192 | 11793.7255 | 1440 | 2
2004 | 2 | 29 | 23 | 0.0045986 | 0.0013651 | 0.0025629 | 0.0026394 | 0.00017411 | 6.784e-06 | 1.234e-05 | 0.011359 |  | 4569.7236 | 1189.406 | 1886.2736 | 3785.9702 | 52.0041 | 3.795 | 0.75192 | 11487.9243 | 1441 | 2
2004 | 2 | 29 | 24 | 0.0030681 | 0.0015078 | 0.0027621 | 0.0033939 | 0.00017411 | 6.784e-06 | 1.234e-05 | 0.010925 |  | 3048.8592 | 1313.7597 | 2032.8814 | 4868.1901 | 52.0041 | 3.795 | 0.75192 | 11320.2414 | 1442 | 2
2004 | 3 | 1 | 1 | 0.0023298 | 0.0017067 | 0.0028241 | 0.0036356 | 0.00017411 | 5.7174e-06 | 1.1733e-05 | 0.010688 |  | 2315.2122 | 1486.9965 | 2078.5497 | 5214.9437 | 52.0041 | 3.1984 | 0.71491 | 11151.6195 | 1443 | 3
2004 | 3 | 1 | 2 | 0.0021289 | 0.0016853 | 0.0028897 | 0.0035745 | 0.00017411 | 5.7174e-06 | 1.1733e-05 | 0.01047 |  | 2115.6001 | 1468.3776 | 2126.7986 | 5127.3319 | 52.0041 | 3.1984 | 0.71491 | 10894.0254 | 1444 | 3
2004 | 3 | 1 | 3 | 0.0019975 | 0.0017407 | 0.0028931 | 0.0038099 | 0.00017411 | 5.7174e-06 | 1.1733e-05 | 0.010633 |  | 1984.9604 | 1516.7051 | 2129.2729 | 5464.9928 | 52.0041 | 3.1984 | 0.71491 | 11151.8485 | 1445 | 3
2004 | 3 | 1 | 4 | 0.0021069 | 0.0017563 | 0.0029392 | 0.0038355 | 0.00017411 | 5.7174e-06 | 1.1733e-05 | 0.010829 |  | 2093.7057 | 1530.2531 | 2163.2101 | 5501.6477 | 52.0041 | 3.1984 | 0.71491 | 11344.734 | 1446 | 3
2004 | 3 | 1 | 5 | 0.0021368 | 0.001793 | 0.0029419 | 0.0039558 | 0.00017411 | 5.7174e-06 | 1.1733e-05 | 0.011019 |  | 2123.3574 | 1562.208 | 2165.2442 | 5674.2195 | 52.0041 | 3.1984 | 0.71491 | 11580.9464 | 1447 | 3
2004 | 3 | 1 | 6 | 0.0027928 | 0.0016499 | 0.0030273 | 0.0040945 | 0.00017411 | 5.7174e-06 | 1.1733e-05 | 0.011756 |  | 2775.3297 | 1437.5483 | 2228.1008 | 5873.2168 | 52.0041 | 3.1984 | 0.71491 | 12370.113 | 1448 | 3
2004 | 3 | 1 | 7 | 0.0037453 | 0.0017077 | 0.0035643 | 0.0039491 | 0.00017411 | 5.7174e-06 | 1.1733e-05 | 0.013158 |  | 3721.8216 | 1487.9376 | 2623.323 | 5664.6532 | 52.0041 | 3.1984 | 0.71491 | 13553.6528 | 1449 | 3
2004 | 3 | 1 | 8 | 0.0040683 | 0.0016955 | 0.003853 | 0.004015 | 0.00017411 | 5.7174e-06 | 1.1733e-05 | 0.013823 |  | 4042.8183 | 1477.2807 | 2835.7569 | 5759.1793 | 52.0041 | 3.1984 | 0.71491 | 14170.9526 | 1450 | 3
2004 | 3 | 1 | 9 | 0.0039833 | 0.0020787 | 0.0039475 | 0.0038468 | 0 | 0 | 1.1733e-05 | 0.013868 |  | 3958.3082 | 1811.1814 | 2905.3568 | 5517.8441 | 0 | 0 | 0.71491 | 14193.4054 | 1451 | 3
2004 | 3 | 1 | 10 | 0.0036323 | 0.0022047 | 0.0039986 | 0.0037209 | 0 | 0 | 1.1733e-05 | 0.013568 |  | 3609.5128 | 1920.9822 | 2942.9265 | 5337.2215 | 0 | 0 | 0.71491 | 13811.3579 | 1452 | 3
2004 | 3 | 1 | 11 | 0.0038799 | 0.00208 | 0.0040588 | 0.0044323 | 0 | 0 | 1.1733e-05 | 0.014463 |  | 3855.6246 | 1812.3184 | 2987.2393 | 6357.6869 | 0 | 0 | 0.71491 | 15013.5842 | 1453 | 3
2004 | 3 | 1 | 12 | 0.003684 | 0.0020281 | 0.0040344 | 0.0045149 | 0 | 0 | 1.1733e-05 | 0.014273 |  | 3660.9106 | 1767.0363 | 2969.2684 | 6476.1761 | 0 | 0 | 0.71491 | 14874.1063 | 1454 | 3
2004 | 3 | 1 | 13 | 0.0039746 | 0.0019004 | 0.0041332 | 0.0044043 | 0 | 0 | 1.1733e-05 | 0.014424 |  | 3949.6985 | 1655.8329 | 3041.9777 | 6317.5275 | 0 | 0 | 0.71491 | 14965.7516 | 1455 | 3
2004 | 3 | 1 | 14 | 0.0036629 | 0.0019473 | 0.0041195 | 0.0044663 | 0 | 0 | 1.1733e-05 | 0.014208 |  | 3639.8952 | 1696.6771 | 3031.9017 | 6406.4654 | 0 | 0 | 0.71491 | 14775.6544 | 1456 | 3
2004 | 3 | 1 | 15 | 0.0038439 | 0.001781 | 0.0040852 | 0.0044067 | 0 | 0 | 1.1733e-05 | 0.014128 |  | 3819.7751 | 1551.7802 | 3006.6506 | 6321.032 | 0 | 0 | 0.71491 | 14699.9527 | 1457 | 3
2004 | 3 | 1 | 16 | 0.0043274 | 0.0017609 | 0.0040323 | 0.0042385 | 0 | 0 | 1.1733e-05 | 0.014371 |  | 4300.3157 | 1534.2838 | 2967.7355 | 6079.7915 | 0 | 0 | 0.71491 | 14882.8413 | 1458 | 3
2004 | 3 | 1 | 17 | 0.0045936 | 0.0017335 | 0.0039672 | 0.0040976 | 4.3527e-05 | 1.4293e-06 | 1.1733e-05 | 0.014449 |  | 4564.7588 | 1510.3782 | 2919.8632 | 5877.6685 | 13.001 | 0.79959 | 0.71491 | 14887.1842 | 1459 | 3
2004 | 3 | 1 | 18 | 0.0050791 | 0.0013785 | 0.0038252 | 0.0038572 | 0.00017411 | 5.7174e-06 | 1.1733e-05 | 0.014332 |  | 5047.2834 | 1201.0704 | 2815.3537 | 5532.8091 | 52.0041 | 3.1984 | 0.71491 | 14652.434 | 1460 | 3
2004 | 3 | 1 | 19 | 0.0047156 | 0.0014609 | 0.0038854 | 0.0036171 | 0.00017411 | 5.7174e-06 | 1.1733e-05 | 0.013871 |  | 4686.0379 | 1272.8492 | 2859.5958 | 5188.4234 | 52.0041 | 3.1984 | 0.71491 | 14062.8236 | 1461 | 3
2004 | 3 | 1 | 20 | 0.0053197 | 0.0013992 | 0.0038902 | 0.0036579 | 0.00017411 | 5.7174e-06 | 1.1733e-05 | 0.014458 |  | 5286.3295 | 1219.077 | 2863.1533 | 5246.8629 | 52.0041 | 3.1984 | 0.71491 | 14671.34 | 1462 | 3
2004 | 3 | 1 | 21 | 0.0058767 | 0.001191 | 0.003766 | 0.0037479 | 0.00017411 | 5.7174e-06 | 1.1733e-05 | 0.014773 |  | 5839.8785 | 1037.7265 | 2771.7135 | 5376.0549 | 52.0041 | 3.1984 | 0.71491 | 15081.2907 | 1463 | 3
2004 | 3 | 1 | 22 | 0.0046989 | 0.0014216 | 0.0036294 | 0.0036951 | 0.00017411 | 5.7174e-06 | 1.1733e-05 | 0.013637 |  | 4669.3978 | 1238.6177 | 2671.2268 | 5300.2825 | 52.0041 | 3.1984 | 0.71491 | 13935.4422 | 1464 | 3
2004 | 3 | 1 | 23 | 0.0039758 | 0.0013291 | 0.0034934 | 0.0037329 | 0.00017411 | 5.7174e-06 | 1.1733e-05 | 0.012723 |  | 3950.8708 | 1158.0262 | 2571.1159 | 5354.5545 | 52.0041 | 3.1984 | 0.71491 | 13090.4846 | 1465 | 3
2004 | 3 | 1 | 24 | 0.0027687 | 0.0016262 | 0.003396 | 0.0038338 | 0.00017411 | 5.7174e-06 | 1.1733e-05 | 0.011816 |  | 2751.3744 | 1416.856 | 2499.4114 | 5499.2798 | 52.0041 | 3.1984 | 0.71491 | 12222.839 | 1466 | 3
2004 | 3 | 2 | 1 | 0.0021547 | 0.0016341 | 0.0033378 | 0.003946 | 0.00017411 | 5.7174e-06 | 1.1733e-05 | 0.011264 |  | 2141.1995 | 1423.8216 | 2456.5969 | 5660.2016 | 52.0041 | 3.1984 | 0.71491 | 11737.7369 | 1467 | 3
2004 | 3 | 2 | 2 | 0.001979 | 0.001675 | 0.0031897 | 0.0039969 | 0.00017411 | 5.7174e-06 | 1.1733e-05 | 0.011032 |  | 1966.581 | 1459.4313 | 2347.6064 | 5733.2273 | 52.0041 | 3.1984 | 0.71491 | 11562.7633 | 1468 | 3
2004 | 3 | 2 | 3 | 0.0018792 | 0.0016794 | 0.0031261 | 0.0039022 | 0.00017411 | 5.7174e-06 | 1.1733e-05 | 0.010778 |  | 1867.4474 | 1463.2543 | 2300.7853 | 5597.3104 | 52.0041 | 3.1984 | 0.71491 | 11284.7148 | 1469 | 3
2004 | 3 | 2 | 4 | 0.0019536 | 0.0016564 | 0.0030647 | 0.0040499 | 0.00017411 | 5.7174e-06 | 1.1733e-05 | 0.010916 |  | 1941.3156 | 1443.2039 | 2255.5871 | 5809.1891 | 52.0041 | 3.1984 | 0.71491 | 11505.213 | 1470 | 3
2004 | 3 | 2 | 5 | 0.0020894 | 0.0016948 | 0.0030868 | 0.0041089 | 0.00017411 | 5.7174e-06 | 1.1733e-05 | 0.011171 |  | 2076.258 | 1476.6867 | 2271.8619 | 5893.8648 | 52.0041 | 3.1984 | 0.71491 | 11774.5888 | 1471 | 3
2004 | 3 | 2 | 6 | 0.0024486 | 0.0017026 | 0.003122 | 0.0041425 | 0.00017411 | 5.7174e-06 | 1.1733e-05 | 0.011607 |  | 2433.2791 | 1483.4955 | 2297.7755 | 5941.9803 | 52.0041 | 3.1984 | 0.71491 | 12212.4478 | 1472 | 3
2004 | 3 | 2 | 7 | 0.0033833 | 0.0015396 | 0.0035384 | 0.0040436 | 0.00017411 | 5.7174e-06 | 1.1733e-05 | 0.012696 |  | 3362.0781 | 1341.4287 | 2604.2468 | 5800.0964 | 52.0041 | 3.1984 | 0.71491 | 13163.7674 | 1473 | 3
2004 | 3 | 2 | 8 | 0.0035429 | 0.0017632 | 0.0039709 | 0.0041073 | 0.00017411 | 5.7174e-06 | 1.1733e-05 | 0.013576 |  | 3520.6772 | 1536.2914 | 2922.5228 | 5891.5917 | 52.0041 | 3.1984 | 0.71491 | 13927.0005 | 1474 | 3
2004 | 3 | 2 | 9 | 0.0031886 | 0.0020812 | 0.0040555 | 0.0042696 | 0 | 0 | 1.1733e-05 | 0.013607 |  | 3168.5777 | 1813.3749 | 2984.7936 | 6124.4025 | 0 | 0 | 0.71491 | 14091.8636 | 1475 | 3
2004 | 3 | 2 | 10 | 0.0029962 | 0.0021915 | 0.0040314 | 0.0043034 | 0 | 0 | 1.1733e-05 | 0.013534 |  | 2977.3751 | 1909.4416 | 2967.0467 | 6172.8021 | 0 | 0 | 0.71491 | 14027.3805 | 1476 | 3
2004 | 3 | 2 | 11 | 0.0032294 | 0.0020584 | 0.0041068 | 0.0043411 | 0 | 0 | 1.1733e-05 | 0.013747 |  | 3209.1302 | 1793.4922 | 3022.5632 | 6226.8847 | 0 | 0 | 0.71491 | 14252.7852 | 1477 | 3
2004 | 3 | 2 | 12 | 0.0033221 | 0.0019964 | 0.004098 | 0.004185 | 0 | 0 | 1.1733e-05 | 0.013613 |  | 3301.307 | 1739.4468 | 3016.0994 | 6002.9772 | 0 | 0 | 0.71491 | 14060.5453 | 1478 | 3
2004 | 3 | 2 | 13 | 0.0032913 | 0.0019344 | 0.0042088 | 0.0042312 | 0 | 0 | 1.1733e-05 | 0.013677 |  | 3270.6341 | 1685.4263 | 3097.6474 | 6069.1833 | 0 | 0 | 0.71491 | 14123.6061 | 1479 | 3
2004 | 3 | 2 | 14 | 0.0028626 | 0.0020096 | 0.0042142 | 0.0042706 | 0 | 0 | 1.1733e-05 | 0.013369 |  | 2844.6525 | 1750.9374 | 3101.6037 | 6125.7285 | 0 | 0 | 0.71491 | 13823.637 | 1480 | 3
2004 | 3 | 2 | 15 | 0.002974 | 0.001932 | 0.0041596 | 0.0041979 | 0 | 0 | 1.1733e-05 | 0.013275 |  | 2955.322 | 1683.361 | 3061.4273 | 6021.4467 | 0 | 0 | 0.71491 | 13722.2719 | 1481 | 3
2004 | 3 | 2 | 16 | 0.0035641 | 0.0017715 | 0.0040419 | 0.0041858 | 0 | 0 | 1.1733e-05 | 0.013575 |  | 3541.7197 | 1543.512 | 2974.8211 | 6004.1137 | 0 | 0 | 0.71491 | 14064.8815 | 1482 | 3
2004 | 3 | 2 | 17 | 0.0039313 | 0.0017154 | 0.0038962 | 0.0039447 | 4.3527e-05 | 1.4293e-06 | 1.1733e-05 | 0.013544 |  | 3906.6685 | 1494.6481 | 2867.5614 | 5658.3073 | 13.001 | 0.79959 | 0.71491 | 13941.7008 | 1483 | 3
2004 | 3 | 2 | 18 | 0.0040919 | 0.0016647 | 0.0037845 | 0.0038476 | 0.00017411 | 5.7174e-06 | 1.1733e-05 | 0.01358 |  | 4066.2832 | 1450.4493 | 2785.3465 | 5518.9807 | 52.0041 | 3.1984 | 0.71491 | 13876.977 | 1484 | 3
2004 | 3 | 2 | 19 | 0.0045632 | 0.0014355 | 0.0037952 | 0.0038609 | 0.00017411 | 5.7174e-06 | 1.1733e-05 | 0.013846 |  | 4534.5562 | 1250.7758 | 2793.2345 | 5538.1132 | 52.0041 | 3.1984 | 0.71491 | 14172.5971 | 1485 | 3
2004 | 3 | 2 | 20 | 0.0050733 | 0.0013621 | 0.003829 | 0.0038151 | 0.00017411 | 5.7174e-06 | 1.1733e-05 | 0.014271 |  | 5041.496 | 1186.8134 | 2818.1152 | 5472.3806 | 52.0041 | 3.1984 | 0.71491 | 14574.7225 | 1486 | 3
2004 | 3 | 2 | 21 | 0.0053265 | 0.0011952 | 0.0036961 | 0.0038593 | 0.00017411 | 5.7174e-06 | 1.1733e-05 | 0.014269 |  | 5293.0631 | 1041.3392 | 2720.2989 | 5535.7453 | 52.0041 | 3.1984 | 0.71491 | 14646.3639 | 1487 | 3
2004 | 3 | 2 | 22 | 0.004602 | 0.001292 | 0.0035968 | 0.0039851 | 0.00017411 | 5.7174e-06 | 1.1733e-05 | 0.013667 |  | 4573.1163 | 1125.7542 | 2647.2251 | 5716.2732 | 52.0041 | 3.1984 | 0.71491 | 14118.2861 | 1488 | 3
2004 | 3 | 2 | 23 | 0.0040134 | 0.0013652 | 0.0034782 | 0.0038398 | 0.00017411 | 5.7174e-06 | 1.1733e-05 | 0.012888 |  | 3988.2827 | 1189.4564 | 2559.9563 | 5507.8042 | 52.0041 | 3.1984 | 0.71491 | 13301.417 | 1489 | 3
2004 | 3 | 2 | 24 | 0.0028091 | 0.0015601 | 0.0033372 | 0.0038861 | 0.00017411 | 5.7174e-06 | 1.1733e-05 | 0.011784 |  | 2791.4758 | 1359.264 | 2456.1483 | 5574.1998 | 52.0041 | 3.1984 | 0.71491 | 12237.0052 | 1490 | 3
2004 | 3 | 3 | 1 | 0.0021411 | 0.0016341 | 0.0032571 | 0.0039614 | 0.00017411 | 5.7174e-06 | 1.1733e-05 | 0.011185 |  | 2127.6424 | 1423.8216 | 2397.2351 | 5682.2703 | 52.0041 | 3.1984 | 0.71491 | 11686.8867 | 1491 | 3
2004 | 3 | 3 | 2 | 0.0019646 | 0.001675 | 0.0030529 | 0.0037427 | 0.00017411 | 5.7174e-06 | 1.1733e-05 | 0.010627 |  | 1952.3238 | 1459.4313 | 2246.9437 | 5368.5724 | 52.0041 | 3.1984 | 0.71491 | 11083.1884 | 1492 | 3
2004 | 3 | 3 | 3 | 0.0018642 | 0.0016794 | 0.0030197 | 0.0037292 | 0.00017411 | 5.7174e-06 | 1.1733e-05 | 0.010484 |  | 1852.5412 | 1463.2543 | 2222.4564 | 5349.2504 | 52.0041 | 3.1984 | 0.71491 | 10943.4196 | 1493 | 3
2004 | 3 | 3 | 4 | 0.0019377 | 0.0016564 | 0.0030129 | 0.0040337 | 0.00017411 | 5.7174e-06 | 1.1733e-05 | 0.010832 |  | 1925.5738 | 1443.2039 | 2217.4678 | 5785.9838 | 52.0041 | 3.1984 | 0.71491 | 11428.1466 | 1494 | 3
2004 | 3 | 3 | 5 | 0.0020722 | 0.0016948 | 0.0030602 | 0.0041916 | 0.00017411 | 5.7174e-06 | 1.1733e-05 | 0.01121 |  | 2059.2478 | 1476.6867 | 2252.2847 | 6012.4487 | 52.0041 | 3.1984 | 0.71491 | 11856.5853 | 1495 | 3
2004 | 3 | 3 | 6 | 0.0024302 | 0.0017026 | 0.0030791 | 0.0041173 | 0.00017411 | 5.7174e-06 | 1.1733e-05 | 0.011521 |  | 2414.9217 | 1483.4955 | 2266.2129 | 5905.8937 | 52.0041 | 3.1984 | 0.71491 | 12126.4411 | 1496 | 3
2004 | 3 | 3 | 7 | 0.0033595 | 0.0015396 | 0.003458 | 0.004125 | 0.00017411 | 5.7174e-06 | 1.1733e-05 | 0.012674 |  | 3338.4581 | 1341.4287 | 2545.0938 | 5916.8807 | 52.0041 | 3.1984 | 0.71491 | 13197.7787 | 1497 | 3
2004 | 3 | 3 | 8 | 0.0035203 | 0.0017632 | 0.0038605 | 0.0041614 | 0.00017411 | 5.7174e-06 | 1.1733e-05 | 0.013497 |  | 3498.2161 | 1536.2914 | 2841.2952 | 5969.069 | 52.0041 | 3.1984 | 0.71491 | 13900.7891 | 1498 | 3
2004 | 3 | 3 | 9 | 0.0031684 | 0.0020812 | 0.0040514 | 0.0040999 | 0 | 0 | 1.1733e-05 | 0.013413 |  | 3148.5116 | 1813.3749 | 2981.787 | 5880.8888 | 0 | 0 | 0.71491 | 13825.2772 | 1499 | 3
2004 | 3 | 3 | 10 | 0.0029771 | 0.0021915 | 0.0041109 | 0.0040447 | 0 | 0 | 1.1733e-05 | 0.013336 |  | 2958.4404 | 1909.4416 | 3025.594 | 5801.8013 | 0 | 0 | 0.71491 | 13695.9923 | 1500 | 3
2004 | 3 | 3 | 11 | 0.0032106 | 0.0020584 | 0.0042692 | 0.0041766 | 0 | 0 | 1.1733e-05 | 0.013727 |  | 3190.4377 | 1793.4922 | 3142.1022 | 5990.9483 | 0 | 0 | 0.71491 | 14117.6953 | 1501 | 3
2004 | 3 | 3 | 12 | 0.0033045 | 0.0019964 | 0.0042096 | 0.0041614 | 0 | 0 | 1.1733e-05 | 0.013684 |  | 3283.758 | 1739.4468 | 3098.2464 | 5969.069 | 0 | 0 | 0.71491 | 14091.2351 | 1502 | 3
2004 | 3 | 3 | 13 | 0.0032739 | 0.0019344 | 0.0042553 | 0.0042387 | 0 | 0 | 1.1733e-05 | 0.013714 |  | 3253.4193 | 1685.4263 | 3131.8989 | 6080.0756 | 0 | 0 | 0.71491 | 14151.5351 | 1503 | 3
2004 | 3 | 3 | 14 | 0.0028463 | 0.0020096 | 0.0041932 | 0.0042422 | 0 | 0 | 1.1733e-05 | 0.013303 |  | 2828.4251 | 1750.9374 | 3086.2021 | 6085.0955 | 0 | 0 | 0.71491 | 13751.3751 | 1504 | 3
2004 | 3 | 3 | 15 | 0.0029586 | 0.001932 | 0.0041794 | 0.0042703 | 0 | 0 | 1.1733e-05 | 0.013352 |  | 2940.0161 | 1683.361 | 3075.9936 | 6125.3497 | 0 | 0 | 0.71491 | 13825.4353 | 1505 | 3
2004 | 3 | 3 | 16 | 0.0035473 | 0.0017715 | 0.004133 | 0.0042064 | 0 | 0 | 1.1733e-05 | 0.01367 |  | 3525.0718 | 1543.512 | 3041.8821 | 6033.665 | 0 | 0 | 0.71491 | 14144.8458 | 1506 | 3
2004 | 3 | 3 | 17 | 0.0039133 | 0.0017154 | 0.0039976 | 0.0041611 | 4.3527e-05 | 1.4293e-06 | 1.1733e-05 | 0.013844 |  | 3888.7624 | 1494.6481 | 2942.1773 | 5968.6901 | 13.001 | 0.79959 | 0.71491 | 14308.7936 | 1507 | 3
2004 | 3 | 3 | 18 | 0.0040724 | 0.0016647 | 0.0039514 | 0.0039365 | 0.00017411 | 5.7174e-06 | 1.1733e-05 | 0.013817 |  | 4046.8515 | 1450.4493 | 2908.1952 | 5646.5625 | 52.0041 | 3.1984 | 0.71491 | 14107.9759 | 1508 | 3
2004 | 3 | 3 | 19 | 0.0045417 | 0.0014355 | 0.0039574 | 0.0040348 | 0.00017411 | 5.7174e-06 | 1.1733e-05 | 0.014161 |  | 4513.227 | 1250.7758 | 2912.6533 | 5787.4993 | 52.0041 | 3.1984 | 0.71491 | 14520.0727 | 1509 | 3
2004 | 3 | 3 | 20 | 0.0050514 | 0.0013621 | 0.0039258 | 0.0040854 | 0.00017411 | 5.7174e-06 | 1.1733e-05 | 0.014616 |  | 5019.763 | 1186.8134 | 2889.3628 | 5860.0514 | 52.0041 | 3.1984 | 0.71491 | 15011.9079 | 1510 | 3
2004 | 3 | 3 | 21 | 0.0053054 | 0.0011952 | 0.0038307 | 0.0040618 | 0.00017411 | 5.7174e-06 | 1.1733e-05 | 0.014585 |  | 5272.1007 | 1041.3392 | 2819.3809 | 5826.3326 | 52.0041 | 3.1984 | 0.71491 | 15015.0708 | 1511 | 3
2004 | 3 | 3 | 22 | 0.0045821 | 0.001292 | 0.0037515 | 0.0040701 | 0.00017411 | 5.7174e-06 | 1.1733e-05 | 0.013887 |  | 4553.3475 | 1125.7542 | 2761.0539 | 5838.1721 | 52.0041 | 3.1984 | 0.71491 | 14334.245 | 1512 | 3
2004 | 3 | 3 | 23 | 0.0039928 | 0.0013652 | 0.0036921 | 0.0040638 | 0.00017411 | 5.7174e-06 | 1.1733e-05 | 0.013306 |  | 3967.8049 | 1189.4564 | 2717.3897 | 5829.1741 | 52.0041 | 3.1984 | 0.71491 | 13759.7425 | 1513 | 3
2004 | 3 | 3 | 24 | 0.0027909 | 0.0015601 | 0.0035629 | 0.0040179 | 0.00017411 | 5.7174e-06 | 1.1733e-05 | 0.012123 |  | 2773.3671 | 1359.264 | 2622.2761 | 5763.2521 | 52.0041 | 3.1984 | 0.71491 | 12574.0766 | 1514 | 3
2004 | 3 | 4 | 1 | 0.0023688 | 0.0016341 | 0.0035524 | 0.0040992 | 0.00017411 | 5.7174e-06 | 1.1733e-05 | 0.011846 |  | 2353.9069 | 1423.8216 | 2614.5712 | 5879.8469 | 52.0041 | 3.1984 | 0.71491 | 12328.0639 | 1515 | 3
2004 | 3 | 4 | 2 | 0.0022041 | 0.001675 | 0.0033656 | 0.0040794 | 0.00017411 | 5.7174e-06 | 1.1733e-05 | 0.011516 |  | 2190.2715 | 1459.4313 | 2477.0369 | 5851.527 | 52.0041 | 3.1984 | 0.71491 | 12034.184 | 1516 | 3
2004 | 3 | 4 | 3 | 0.0021146 | 0.0016794 | 0.0033035 | 0.0039473 | 0.00017411 | 5.7174e-06 | 1.1733e-05 | 0.011236 |  | 2101.3198 | 1463.2543 | 2431.3528 | 5662.0959 | 52.0041 | 3.1984 | 0.71491 | 11713.9401 | 1517 | 3
2004 | 3 | 4 | 4 | 0.0022021 | 0.0016564 | 0.0031892 | 0.0039059 | 0.00017411 | 5.7174e-06 | 1.1733e-05 | 0.011145 |  | 2188.2987 | 1443.2039 | 2347.2286 | 5602.7092 | 52.0041 | 3.1984 | 0.71491 | 11637.3577 | 1518 | 3
2004 | 3 | 4 | 5 | 0.0023579 | 0.0016948 | 0.0032212 | 0.0040051 | 0.00017411 | 5.7174e-06 | 1.1733e-05 | 0.011471 |  | 2343.1421 | 1476.6867 | 2370.7846 | 5744.8773 | 52.0041 | 3.1984 | 0.71491 | 11991.408 | 1519 | 3
2004 | 3 | 4 | 6 | 0.0027385 | 0.0017026 | 0.0033614 | 0.0040267 | 0.00017411 | 5.7174e-06 | 1.1733e-05 | 0.012021 |  | 2721.3006 | 1483.4955 | 2473.9732 | 5775.8493 | 52.0041 | 3.1984 | 0.71491 | 12510.5358 | 1520 | 3
2004 | 3 | 4 | 7 | 0.0037562 | 0.0015396 | 0.0037606 | 0.0039485 | 0.00017411 | 5.7174e-06 | 1.1733e-05 | 0.013197 |  | 3732.6669 | 1341.4287 | 2767.8085 | 5663.8008 | 52.0041 | 3.1984 | 0.71491 | 13561.6221 | 1521 | 3
2004 | 3 | 4 | 8 | 0.0038975 | 0.0017632 | 0.0041783 | 0.004276 | 0.00017411 | 5.7174e-06 | 1.1733e-05 | 0.014307 |  | 3873.085 | 1536.2914 | 3075.1947 | 6133.4952 | 52.0041 | 3.1984 | 0.71491 | 14673.9837 | 1522 | 3
2004 | 3 | 4 | 9 | 0.0035054 | 0.0020812 | 0.0042134 | 0.0043418 | 0 | 0 | 1.1733e-05 | 0.014154 |  | 3483.4078 | 1813.3749 | 3101.0311 | 6227.8319 | 0 | 0 | 0.71491 | 14626.3606 | 1523 | 3
2004 | 3 | 4 | 10 | 0.0032951 | 0.0021915 | 0.0042588 | 0.004335 | 0 | 0 | 1.1733e-05 | 0.014092 |  | 3274.4525 | 1909.4416 | 3134.4535 | 6218.1709 | 0 | 0 | 0.71491 | 14537.2335 | 1524 | 3
2004 | 3 | 4 | 11 | 0.0035245 | 0.0020584 | 0.0043676 | 0.0044716 | 0 | 0 | 1.1733e-05 | 0.014434 |  | 3502.4084 | 1793.4922 | 3214.5532 | 6414.1374 | 0 | 0 | 0.71491 | 14925.3061 | 1525 | 3
2004 | 3 | 4 | 12 | 0.0035992 | 0.0019964 | 0.0043272 | 0.0043573 | 0 | 0 | 1.1733e-05 | 0.014292 |  | 3576.6461 | 1739.4468 | 3184.8146 | 6250.1848 | 0 | 0 | 0.71491 | 14751.8072 | 1526 | 3
2004 | 3 | 4 | 13 | 0.0035631 | 0.0019344 | 0.0043381 | 0.0042844 | 0 | 0 | 1.1733e-05 | 0.014132 |  | 3540.7304 | 1685.4263 | 3192.8443 | 6145.6188 | 0 | 0 | 0.71491 | 14565.3347 | 1527 | 3
2004 | 3 | 4 | 14 | 0.0031188 | 0.0020096 | 0.0043193 | 0.0041147 | 0 | 0 | 1.1733e-05 | 0.013574 |  | 3099.2548 | 1750.9374 | 3178.943 | 5902.1998 | 0 | 0 | 0.71491 | 13932.05 | 1528 | 3
2004 | 3 | 4 | 15 | 0.0032156 | 0.001932 | 0.0042662 | 0.0037664 | 0 | 0 | 1.1733e-05 | 0.013192 |  | 3195.4666 | 1683.361 | 3139.9186 | 5402.4805 | 0 | 0 | 0.71491 | 13421.9417 | 1529 | 3
2004 | 3 | 4 | 16 | 0.0038269 | 0.0017715 | 0.0041425 | 0.0036468 | 0 | 0 | 1.1733e-05 | 0.013399 |  | 3802.9188 | 1543.512 | 3048.885 | 5230.9507 | 0 | 0 | 0.71491 | 13626.9815 | 1530 | 3
2004 | 3 | 4 | 17 | 0.004214 | 0.0017154 | 0.0040243 | 0.0039902 | 4.3527e-05 | 1.4293e-06 | 1.1733e-05 | 0.014001 |  | 4187.6097 | 1494.6481 | 2961.841 | 5723.5663 | 13.001 | 0.79959 | 0.71491 | 14382.1806 | 1531 | 3
2004 | 3 | 4 | 18 | 0.0043987 | 0.0016647 | 0.0039966 | 0.0038264 | 0.00017411 | 5.7174e-06 | 1.1733e-05 | 0.014078 |  | 4371.1594 | 1450.4493 | 2941.4802 | 5488.577 | 52.0041 | 3.1984 | 0.71491 | 14307.5832 | 1532 | 3
2004 | 3 | 4 | 19 | 0.0048999 | 0.0014355 | 0.0040137 | 0.003854 | 0.00017411 | 5.7174e-06 | 1.1733e-05 | 0.014395 |  | 4869.2044 | 1250.7758 | 2954.0249 | 5528.1681 | 52.0041 | 3.1984 | 0.71491 | 14658.0905 | 1533 | 3
2004 | 3 | 4 | 20 | 0.0054164 | 0.0013621 | 0.0040405 | 0.0038289 | 0.00017411 | 5.7174e-06 | 1.1733e-05 | 0.01484 |  | 5382.4785 | 1186.8134 | 2973.7749 | 5492.1762 | 52.0041 | 3.1984 | 0.71491 | 15091.1603 | 1534 | 3
2004 | 3 | 4 | 21 | 0.0056574 | 0.0011952 | 0.0039363 | 0.0038986 | 0.00017411 | 5.7174e-06 | 1.1733e-05 | 0.014879 |  | 5621.9572 | 1041.3392 | 2897.0874 | 5592.1958 | 52.0041 | 3.1984 | 0.71491 | 15208.4969 | 1535 | 3
2004 | 3 | 4 | 22 | 0.0049141 | 0.001292 | 0.0037968 | 0.0038215 | 0.00017411 | 5.7174e-06 | 1.1733e-05 | 0.014016 |  | 4883.2838 | 1125.7542 | 2794.432 | 5481.568 | 52.0041 | 3.1984 | 0.71491 | 14340.9554 | 1536 | 3
2004 | 3 | 4 | 23 | 0.0043368 | 0.0013652 | 0.0037131 | 0.0038449 | 0.00017411 | 5.7174e-06 | 1.1733e-05 | 0.013451 |  | 4309.5715 | 1189.4564 | 2732.7897 | 5515.192 | 52.0041 | 3.1984 | 0.71491 | 13802.927 | 1537 | 3
2004 | 3 | 4 | 24 | 0.003095 | 0.0015601 | 0.0035583 | 0.0036377 | 0.00017411 | 5.7174e-06 | 1.1733e-05 | 0.012043 |  | 3075.5944 | 1359.264 | 2618.8558 | 5217.8799 | 52.0041 | 3.1984 | 0.71491 | 12327.5114 | 1538 | 3
2004 | 3 | 5 | 1 | 0.002543 | 0.001642 | 0.0034273 | 0.0038398 | 0.00017411 | 5.7174e-06 | 1.1733e-05 | 0.011644 |  | 2527.0737 | 1430.6316 | 2522.4579 | 5507.8989 | 52.0041 | 3.1984 | 0.71491 | 12043.9794 | 1539 | 3
2004 | 3 | 5 | 2 | 0.0021981 | 0.0017159 | 0.0032586 | 0.0038359 | 0.00017411 | 5.7174e-06 | 1.1733e-05 | 0.0112 |  | 2184.289 | 1495.0348 | 2398.3075 | 5502.216 | 52.0041 | 3.1984 | 0.71491 | 11635.7647 | 1540 | 3
2004 | 3 | 5 | 3 | 0.0022579 | 0.0017143 | 0.0031922 | 0.0036428 | 0.00017411 | 5.7174e-06 | 1.1733e-05 | 0.010999 |  | 2243.7651 | 1493.6853 | 2349.4039 | 5225.2677 | 52.0041 | 3.1984 | 0.71491 | 11368.0393 | 1541 | 3
2004 | 3 | 5 | 4 | 0.0022172 | 0.0017016 | 0.0031139 | 0.0038014 | 0.00017411 | 5.7174e-06 | 1.1733e-05 | 0.011026 |  | 2203.2559 | 1482.5595 | 2291.8397 | 5452.6798 | 52.0041 | 3.1984 | 0.71491 | 11486.2522 | 1542 | 3
2004 | 3 | 5 | 5 | 0.0024592 | 0.0016506 | 0.0031645 | 0.0038246 | 0.00017411 | 5.7174e-06 | 1.1733e-05 | 0.01129 |  | 2443.8005 | 1438.1336 | 2329.0598 | 5486.0197 | 52.0041 | 3.1984 | 0.71491 | 11752.9309 | 1543 | 3
2004 | 3 | 5 | 6 | 0.0031609 | 0.0015712 | 0.003237 | 0.0037833 | 0.00017411 | 5.7174e-06 | 1.1733e-05 | 0.011944 |  | 3141.095 | 1368.9894 | 2382.3765 | 5426.8224 | 52.0041 | 3.1984 | 0.71491 | 12375.2006 | 1544 | 3
2004 | 3 | 5 | 7 | 0.004206 | 0.001516 | 0.0036081 | 0.0036098 | 0.00017411 | 5.7174e-06 | 1.1733e-05 | 0.013132 |  | 4179.6682 | 1320.9058 | 2655.5596 | 5177.91 | 52.0041 | 3.1984 | 0.71491 | 13389.9609 | 1545 | 3
2004 | 3 | 5 | 8 | 0.0041028 | 0.0017546 | 0.0039619 | 0.0036754 | 0.00017411 | 5.7174e-06 | 1.1733e-05 | 0.013686 |  | 4077.0434 | 1528.7899 | 2915.9586 | 5272.0572 | 52.0041 | 3.1984 | 0.71491 | 13849.7665 | 1546 | 3
2004 | 3 | 5 | 9 | 0.0038475 | 0.001949 | 0.0040154 | 0.0038754 | 0 | 0 | 1.1733e-05 | 0.013699 |  | 3823.4224 | 1698.1305 | 2955.3067 | 5558.9506 | 0 | 0 | 0.71491 | 14036.5252 | 1547 | 3
2004 | 3 | 5 | 10 | 0.0037644 | 0.0020248 | 0.0040952 | 0.0038116 | 0 | 0 | 1.1733e-05 | 0.013708 |  | 3740.7505 | 1764.1725 | 3014.0274 | 5467.3607 | 0 | 0 | 0.71491 | 13987.0259 | 1548 | 3
2004 | 3 | 5 | 11 | 0.0037011 | 0.0020135 | 0.0042704 | 0.0038501 | 0 | 0 | 1.1733e-05 | 0.013847 |  | 3677.9027 | 1754.3729 | 3143.0151 | 5522.5799 | 0 | 0 | 0.71491 | 14098.5855 | 1549 | 3
2004 | 3 | 5 | 12 | 0.0038547 | 0.0018736 | 0.0041521 | 0.0039638 | 0 | 0 | 1.1733e-05 | 0.013856 |  | 3830.5517 | 1632.4916 | 3055.9007 | 5685.68 | 0 | 0 | 0.71491 | 14205.339 | 1550 | 3
2004 | 3 | 5 | 13 | 0.0033464 | 0.0019061 | 0.004231 | 0.0039446 | 0 | 0 | 1.1733e-05 | 0.01344 |  | 3325.4241 | 1660.7968 | 3114.0231 | 5658.2125 | 0 | 0 | 0.71491 | 13759.1715 | 1551 | 3
2004 | 3 | 5 | 14 | 0.0032076 | 0.0018972 | 0.0041788 | 0.0038058 | 0 | 0 | 1.1733e-05 | 0.013101 |  | 3187.5276 | 1653.0581 | 3075.5784 | 5459.0257 | 0 | 0 | 0.71491 | 13375.9048 | 1552 | 3
2004 | 3 | 5 | 15 | 0.0033625 | 0.0018017 | 0.0040585 | 0.0035104 | 0 | 0 | 1.1733e-05 | 0.012745 |  | 3341.3708 | 1569.7993 | 2986.9933 | 5035.2683 | 0 | 0 | 0.71491 | 12934.1467 | 1553 | 3
2004 | 3 | 5 | 16 | 0.0039387 | 0.0016236 | 0.0038092 | 0.0036132 | 0 | 0 | 1.1733e-05 | 0.012996 |  | 3914.0066 | 1414.6061 | 2803.5361 | 5182.7405 | 0 | 0 | 0.71491 | 13315.6041 | 1554 | 3
2004 | 3 | 5 | 17 | 0.0043919 | 0.001568 | 0.0037565 | 0.0038037 | 4.3527e-05 | 1.4293e-06 | 1.1733e-05 | 0.013577 |  | 4364.407 | 1366.1765 | 2764.7629 | 5455.9948 | 13.001 | 0.79959 | 0.71491 | 13965.8568 | 1555 | 3
2004 | 3 | 5 | 18 | 0.0048963 | 0.0013528 | 0.0036938 | 0.0038128 | 0.00017411 | 5.7174e-06 | 1.1733e-05 | 0.013947 |  | 4865.6037 | 1178.6904 | 2718.5913 | 5469.1603 | 52.0041 | 3.1984 | 0.71491 | 14287.9629 | 1556 | 3
2004 | 3 | 5 | 19 | 0.0051117 | 0.0012712 | 0.0037677 | 0.003702 | 0.00017411 | 5.7174e-06 | 1.1733e-05 | 0.014044 |  | 5079.6742 | 1107.6132 | 2773.0201 | 5310.1436 | 52.0041 | 3.1984 | 0.71491 | 14326.3684 | 1557 | 3
2004 | 3 | 5 | 20 | 0.0053231 | 0.0013808 | 0.0037331 | 0.0035049 | 0.00017411 | 5.7174e-06 | 1.1733e-05 | 0.014134 |  | 5289.7581 | 1203.1265 | 2747.5384 | 5027.3915 | 52.0041 | 3.1984 | 0.71491 | 14323.7318 | 1558 | 3
2004 | 3 | 5 | 21 | 0.0058307 | 0.0011551 | 0.0036397 | 0.00353 | 0.00017411 | 5.7174e-06 | 1.1733e-05 | 0.014347 |  | 5794.1323 | 1006.4398 | 2678.7766 | 5063.3795 | 52.0041 | 3.1984 | 0.71491 | 14598.6456 | 1559 | 3
2004 | 3 | 5 | 22 | 0.0049773 | 0.0012326 | 0.0035112 | 0.0034784 | 0.00017411 | 5.7174e-06 | 1.1733e-05 | 0.013391 |  | 4946.0826 | 1073.9395 | 2584.1974 | 4989.4189 | 52.0041 | 3.1984 | 0.71491 | 13649.5558 | 1560 | 3
2004 | 3 | 5 | 23 | 0.0044561 | 0.001182 | 0.0033158 | 0.0033014 | 0.00017411 | 5.7174e-06 | 1.1733e-05 | 0.012447 |  | 4428.1967 | 1029.8389 | 2440.4395 | 4735.5682 | 52.0041 | 3.1984 | 0.71491 | 12689.9606 | 1561 | 3
2004 | 3 | 5 | 24 | 0.0031339 | 0.0015165 | 0.0030961 | 0.002727 | 0.00017411 | 5.7174e-06 | 1.1733e-05 | 0.010665 |  | 3114.2115 | 1321.3526 | 2278.7018 | 3911.5858 | 52.0041 | 3.1984 | 0.71491 | 10681.769 | 1562 | 3
2004 | 3 | 6 | 1 | 0.0022552 | 0.0017144 | 0.0029565 | 0.0027173 | 0.00017411 | 5.7174e-06 | 1.1733e-05 | 0.0098348 |  | 2241.0131 | 1493.7162 | 2175.9306 | 3897.7349 | 52.0041 | 3.1984 | 0.71491 | 9864.3122 | 1563 | 3
2004 | 3 | 6 | 2 | 0.0020038 | 0.0017907 | 0.0028257 | 0.00239 | 0.00017411 | 5.7174e-06 | 1.1733e-05 | 0.0092018 |  | 1991.1897 | 1560.2658 | 2079.7088 | 3428.2428 | 52.0041 | 3.1984 | 0.71491 | 9115.3244 | 1564 | 3
2004 | 3 | 6 | 3 | 0.0019232 | 0.0018019 | 0.0027681 | 0.0024083 | 0.00017411 | 5.7174e-06 | 1.1733e-05 | 0.0090931 |  | 1911.1451 | 1570.0124 | 2037.2798 | 3454.5263 | 52.0041 | 3.1984 | 0.71491 | 9028.8809 | 1565 | 3
2004 | 3 | 6 | 4 | 0.0020224 | 0.0017351 | 0.002719 | 0.0026074 | 0.00017411 | 5.7174e-06 | 1.1733e-05 | 0.0092754 |  | 2009.7311 | 1511.7493 | 2001.1846 | 3740.0221 | 52.0041 | 3.1984 | 0.71491 | 9318.6044 | 1566 | 3
2004 | 3 | 6 | 5 | 0.0020863 | 0.0017574 | 0.0027025 | 0.0026587 | 0.00017411 | 5.7174e-06 | 1.1733e-05 | 0.0093964 |  | 2073.2035 | 1531.2133 | 1989.0523 | 3813.597 | 52.0041 | 3.1984 | 0.71491 | 9462.9835 | 1567 | 3
2004 | 3 | 6 | 6 | 0.002392 | 0.001689 | 0.0027198 | 0.0028053 | 0.00017411 | 5.7174e-06 | 1.1733e-05 | 0.0097977 |  | 2376.9825 | 1471.6427 | 2001.7746 | 4023.8889 | 52.0041 | 3.1984 | 0.71491 | 9930.2061 | 1568 | 3
2004 | 3 | 6 | 7 | 0.0030249 | 0.0016349 | 0.0028505 | 0.0027928 | 0.00017411 | 5.7174e-06 | 1.1733e-05 | 0.010495 |  | 3005.9223 | 1424.4806 | 2097.9719 | 4006.0257 | 52.0041 | 3.1984 | 0.71491 | 10590.3178 | 1569 | 3
2004 | 3 | 6 | 8 | 0.0035057 | 0.0016627 | 0.0030263 | 0.0027814 | 0.00017411 | 5.7174e-06 | 1.1733e-05 | 0.011168 |  | 3483.6784 | 1448.6948 | 2227.3322 | 3989.7123 | 52.0041 | 3.1984 | 0.71491 | 11205.335 | 1570 | 3
2004 | 3 | 6 | 9 | 0.0036439 | 0.0018793 | 0.0031343 | 0.0026546 | 0 | 0 | 1.1733e-05 | 0.011324 |  | 3621.0749 | 1637.3873 | 2306.8277 | 3807.7235 | 0 | 0 | 0.71491 | 11373.7284 | 1571 | 3
2004 | 3 | 6 | 10 | 0.0042398 | 0.0017611 | 0.0031941 | 0.0027249 | 0 | 0 | 1.1733e-05 | 0.011932 |  | 4213.1859 | 1534.4698 | 2350.8213 | 3908.6269 | 0 | 0 | 0.71491 | 12007.8188 | 1572 | 3
2004 | 3 | 6 | 11 | 0.0050734 | 0.0015521 | 0.0032311 | 0.0027495 | 0 | 0 | 1.1733e-05 | 0.012618 |  | 5041.6279 | 1352.3693 | 2378.0447 | 3943.9469 | 0 | 0 | 0.71491 | 12716.7037 | 1573 | 3
2004 | 3 | 6 | 12 | 0.0045802 | 0.0016499 | 0.0032003 | 0.0025725 | 0 | 0 | 1.1733e-05 | 0.012015 |  | 4551.5036 | 1437.515 | 2355.4107 | 3690.05 | 0 | 0 | 0.71491 | 12035.1942 | 1574 | 3
2004 | 3 | 6 | 13 | 0.0045202 | 0.0015469 | 0.003236 | 0.002757 | 0 | 0 | 1.1733e-05 | 0.012072 |  | 4491.8358 | 1347.7811 | 2381.6777 | 3954.6587 | 0 | 0 | 0.71491 | 12176.6682 | 1575 | 3
2004 | 3 | 6 | 14 | 0.0041501 | 0.001606 | 0.003183 | 0.0027406 | 0 | 0 | 1.1733e-05 | 0.011691 |  | 4124.0772 | 1399.3404 | 2342.6324 | 3931.0979 | 0 | 0 | 0.71491 | 11797.8628 | 1576 | 3
2004 | 3 | 6 | 15 | 0.0038515 | 0.001689 | 0.0030814 | 0.0027111 | 0 | 0 | 1.1733e-05 | 0.011345 |  | 3827.3081 | 1471.6175 | 2267.8901 | 3888.8093 | 0 | 0 | 0.71491 | 11456.3399 | 1577 | 3
2004 | 3 | 6 | 16 | 0.0042717 | 0.0016142 | 0.0029028 | 0.0024098 | 0 | 0 | 1.1733e-05 | 0.01121 |  | 4244.9007 | 1406.4786 | 2136.4158 | 3456.5939 | 0 | 0 | 0.71491 | 11245.1039 | 1578 | 3
2004 | 3 | 6 | 17 | 0.0044989 | 0.0016248 | 0.0028982 | 0.0020098 | 4.3527e-05 | 1.4293e-06 | 1.1733e-05 | 0.011088 |  | 4470.7305 | 1415.6617 | 2133.0805 | 2882.8798 | 13.001 | 0.79959 | 0.71491 | 10916.8681 | 1579 | 3
2004 | 3 | 6 | 18 | 0.0052064 | 0.0012385 | 0.002881 | 0.0023141 | 0.00017411 | 5.7174e-06 | 1.1733e-05 | 0.011832 |  | 5173.7594 | 1079.1159 | 2120.41 | 3319.3112 | 52.0041 | 3.1984 | 0.71491 | 11748.5138 | 1580 | 3
2004 | 3 | 6 | 19 | 0.005124 | 0.0012514 | 0.0028612 | 0.0023346 | 0.00017411 | 5.7174e-06 | 1.1733e-05 | 0.011763 |  | 5091.8577 | 1090.3309 | 2105.7953 | 3348.7883 | 52.0041 | 3.1984 | 0.71491 | 11692.6896 | 1581 | 3
2004 | 3 | 6 | 20 | 0.0052934 | 0.0012621 | 0.0028434 | 0.0023274 | 0.00017411 | 5.7174e-06 | 1.1733e-05 | 0.011918 |  | 5260.2628 | 1099.6216 | 2092.7107 | 3338.4897 | 52.0041 | 3.1984 | 0.71491 | 11847.0021 | 1582 | 3
2004 | 3 | 6 | 21 | 0.0055456 | 0.001227 | 0.0027813 | 0.002324 | 0.00017411 | 5.7174e-06 | 1.1733e-05 | 0.01207 |  | 5510.8737 | 1069.0896 | 2046.994 | 3333.6026 | 52.0041 | 3.1984 | 0.71491 | 12016.4772 | 1583 | 3
2004 | 3 | 6 | 22 | 0.0047652 | 0.0013432 | 0.0026984 | 0.0023388 | 0.00017411 | 5.7174e-06 | 1.1733e-05 | 0.011337 |  | 4735.3503 | 1170.3236 | 1986.0297 | 3354.8219 | 52.0041 | 3.1984 | 0.71491 | 11302.4429 | 1584 | 3
2004 | 3 | 6 | 23 | 0.0037745 | 0.0015548 | 0.0026017 | 0.002144 | 0.00017411 | 5.7174e-06 | 1.1733e-05 | 0.010266 |  | 3750.833 | 1354.6517 | 1914.8084 | 3075.3015 | 52.0041 | 3.1984 | 0.71491 | 10151.512 | 1585 | 3
2004 | 3 | 6 | 24 | 0.0031405 | 0.0015708 | 0.0025104 | 0.0017805 | 0.00017411 | 5.7174e-06 | 1.1733e-05 | 0.0091937 |  | 3120.7672 | 1368.6131 | 1847.6536 | 2553.996 | 52.0041 | 3.1984 | 0.71491 | 8946.9473 | 1586 | 3
2004 | 3 | 7 | 1 | 0.002755 | 0.0017062 | 0.0024228 | 0.0015705 | 0.00017411 | 5.7174e-06 | 1.1733e-05 | 0.008646 |  | 2737.6896 | 1486.6084 | 1783.1486 | 2252.78 | 52.0041 | 3.1984 | 0.71491 | 8316.144 | 1587 | 3
2004 | 3 | 7 | 2 | 0.0022353 | 0.0017978 | 0.0024175 | 0.0015623 | 0.00017411 | 5.7174e-06 | 1.1733e-05 | 0.0082045 |  | 2221.2638 | 1566.3789 | 1779.2992 | 2241.0352 | 52.0041 | 3.1984 | 0.71491 | 7863.8944 | 1588 | 3
2004 | 3 | 7 | 3 | 0.0022528 | 0.0017715 | 0.0023787 | 0.0015581 | 0.00017411 | 5.7174e-06 | 1.1733e-05 | 0.0081526 |  | 2238.6629 | 1543.4871 | 1750.6887 | 2234.8817 | 52.0041 | 3.1984 | 0.71491 | 7823.6377 | 1589 | 3
2004 | 3 | 7 | 4 | 0.0019654 | 0.0018223 | 0.0024004 | 0.001585 | 0.00017411 | 5.7174e-06 | 1.1733e-05 | 0.0079647 |  | 1953.125 | 1587.729 | 1766.6874 | 2273.5075 | 52.0041 | 3.1984 | 0.71491 | 7636.9662 | 1590 | 3
2004 | 3 | 7 | 5 | 0.0021882 | 0.00177 | 0.0024194 | 0.0015716 | 0.00017411 | 5.7174e-06 | 1.1733e-05 | 0.0081408 |  | 2174.518 | 1542.1715 | 1780.6725 | 2254.2659 | 52.0041 | 3.1984 | 0.71491 | 7807.5452 | 1591 | 3
2004 | 3 | 7 | 6 | 0.0024088 | 0.0017633 | 0.0024296 | 0.0015563 | 0.00017411 | 5.7174e-06 | 1.1733e-05 | 0.0083495 |  | 2393.7074 | 1536.3878 | 1788.1459 | 2232.3215 | 52.0041 | 3.1984 | 0.71491 | 8006.48 | 1592 | 3
2004 | 3 | 7 | 7 | 0.0032178 | 0.0016803 | 0.0024728 | 0.0015562 | 0.00017411 | 5.7174e-06 | 1.1733e-05 | 0.0091186 |  | 3197.6043 | 1463.9995 | 1819.9745 | 2232.1496 | 52.0041 | 3.1984 | 0.71491 | 8769.6453 | 1593 | 3
2004 | 3 | 7 | 8 | 0.0039416 | 0.0016125 | 0.0025952 | 0.0015481 | 0.00017411 | 5.7174e-06 | 1.1733e-05 | 0.009889 |  | 3916.9195 | 1404.9276 | 1910.0478 | 2220.6508 | 52.0041 | 3.1984 | 0.71491 | 9508.463 | 1594 | 3
2004 | 3 | 7 | 9 | 0.0044933 | 0.0016447 | 0.0026262 | 0.0015634 | 0 | 0 | 1.1733e-05 | 0.010339 |  | 4465.1747 | 1433.0238 | 1932.8398 | 2242.5361 | 0 | 0 | 0.71491 | 10074.2894 | 1595 | 3
2004 | 3 | 7 | 10 | 0.0045537 | 0.001678 | 0.0026836 | 0.0015582 | 0 | 0 | 1.1733e-05 | 0.010485 |  | 4525.149 | 1462.0032 | 1975.0978 | 2235.0474 | 0 | 0 | 0.71491 | 10198.0123 | 1596 | 3
2004 | 3 | 7 | 11 | 0.00433 | 0.0018301 | 0.002733 | 0.0016814 | 0 | 0 | 1.1733e-05 | 0.010586 |  | 4302.847 | 1594.5151 | 2011.4507 | 2411.7985 | 0 | 0 | 0.71491 | 10321.3261 | 1597 | 3
2004 | 3 | 7 | 12 | 0.0048437 | 0.001662 | 0.0027783 | 0.0017186 | 0 | 0 | 1.1733e-05 | 0.011014 |  | 4813.2967 | 1448.1239 | 2044.8205 | 2465.212 | 0 | 0 | 0.71491 | 10772.1681 | 1598 | 3
2004 | 3 | 7 | 13 | 0.0042274 | 0.0017585 | 0.0027789 | 0.0016907 | 0 | 0 | 1.1733e-05 | 0.010467 |  | 4200.8695 | 1532.1395 | 2045.2778 | 2425.2035 | 0 | 0 | 0.71491 | 10204.2052 | 1599 | 3
2004 | 3 | 7 | 14 | 0.00403 | 0.0017443 | 0.0028328 | 0.0017216 | 0 | 0 | 1.1733e-05 | 0.01034 |  | 4004.7601 | 1519.8162 | 2084.9276 | 2469.4742 | 0 | 0 | 0.71491 | 10079.6931 | 1600 | 3
2004 | 3 | 7 | 15 | 0.0041418 | 0.0016661 | 0.0028431 | 0.0018989 | 0 | 0 | 1.1733e-05 | 0.010562 |  | 4115.7849 | 1451.7041 | 2092.5145 | 2723.7885 | 0 | 0 | 0.71491 | 10384.5069 | 1601 | 3
2004 | 3 | 7 | 16 | 0.0045171 | 0.0016143 | 0.0028493 | 0.0019584 | 0 | 0 | 1.1733e-05 | 0.010951 |  | 4488.8168 | 1406.5284 | 2097.0719 | 2809.1332 | 0 | 0 | 0.71491 | 10802.2651 | 1602 | 3
2004 | 3 | 7 | 17 | 0.0049032 | 0.0015966 | 0.0028001 | 0.0019385 | 4.3527e-05 | 1.4293e-06 | 1.1733e-05 | 0.011295 |  | 4872.4116 | 1391.0833 | 2060.8891 | 2780.5586 | 13.001 | 0.79959 | 0.71491 | 11119.4581 | 1603 | 3
2004 | 3 | 7 | 18 | 0.005267 | 0.001487 | 0.0027424 | 0.0020001 | 0.00017411 | 5.7174e-06 | 1.1733e-05 | 0.011688 |  | 5233.9592 | 1295.5874 | 2018.3811 | 2868.9521 | 52.0041 | 3.1984 | 0.71491 | 11472.7971 | 1604 | 3
2004 | 3 | 7 | 19 | 0.0052049 | 0.0015585 | 0.0026697 | 0.0019938 | 0.00017411 | 5.7174e-06 | 1.1733e-05 | 0.011618 |  | 5172.2742 | 1357.9168 | 1964.8686 | 2859.9776 | 52.0041 | 3.1984 | 0.71491 | 11410.9546 | 1605 | 3
2004 | 3 | 7 | 20 | 0.0054704 | 0.0015815 | 0.0026367 | 0.0020272 | 0.00017411 | 5.7174e-06 | 1.1733e-05 | 0.011907 |  | 5436.093 | 1377.9298 | 1940.5834 | 2907.8684 | 52.0041 | 3.1984 | 0.71491 | 11718.3919 | 1606 | 3
2004 | 3 | 7 | 21 | 0.0055289 | 0.001527 | 0.0026504 | 0.0020946 | 0.00017411 | 5.7174e-06 | 1.1733e-05 | 0.011992 |  | 5494.2551 | 1330.4624 | 1950.6574 | 3004.5344 | 52.0041 | 3.1984 | 0.71491 | 11835.8266 | 1607 | 3
2004 | 3 | 7 | 22 | 0.0048279 | 0.0016699 | 0.0025343 | 0.0021661 | 0.00017411 | 5.7174e-06 | 1.1733e-05 | 0.01139 |  | 4797.6399 | 1454.9467 | 1865.2132 | 3107.1173 | 52.0041 | 3.1984 | 0.71491 | 11280.8343 | 1608 | 3
2004 | 3 | 7 | 23 | 0.0036154 | 0.0018502 | 0.0025152 | 0.002335 | 0.00017411 | 5.7174e-06 | 1.1733e-05 | 0.010507 |  | 3592.7809 | 1612.0706 | 1851.1954 | 3349.2693 | 52.0041 | 3.1984 | 0.71491 | 10461.2335 | 1609 | 3
2004 | 3 | 7 | 24 | 0.0029073 | 0.0018148 | 0.0026912 | 0.0032208 | 0.00017411 | 5.7174e-06 | 1.1733e-05 | 0.010826 |  | 2889.0245 | 1581.2213 | 1980.6861 | 4619.9378 | 52.0041 | 3.1984 | 0.71491 | 11126.7872 | 1610 | 3
2004 | 3 | 8 | 1 | 0.0022048 | 0.0017067 | 0.0029472 | 0.0037429 | 0.00017411 | 5.7174e-06 | 1.1733e-05 | 0.010793 |  | 2191.0028 | 1486.9965 | 2169.1009 | 5368.7855 | 52.0041 | 3.1984 | 0.71491 | 11271.803 | 1611 | 3
2004 | 3 | 8 | 2 | 0.002012 | 0.0016853 | 0.0030109 | 0.003773 | 0.00017411 | 5.7174e-06 | 1.1733e-05 | 0.010673 |  | 1999.3391 | 1468.3776 | 2215.992 | 5412.0113 | 52.0041 | 3.1984 | 0.71491 | 11151.6373 | 1612 | 3
2004 | 3 | 8 | 3 | 0.0018674 | 0.0017407 | 0.0029609 | 0.0038202 | 0.00017411 | 5.7174e-06 | 1.1733e-05 | 0.010581 |  | 1855.6617 | 1516.7051 | 2179.2164 | 5479.6618 | 52.0041 | 3.1984 | 0.71491 | 11087.1623 | 1613 | 3
2004 | 3 | 8 | 4 | 0.0019688 | 0.0017563 | 0.0028936 | 0.0039396 | 0.00017411 | 5.7174e-06 | 1.1733e-05 | 0.01075 |  | 1956.4799 | 1530.2531 | 2129.6735 | 5651.0025 | 52.0041 | 3.1984 | 0.71491 | 11323.3264 | 1614 | 3
2004 | 3 | 8 | 5 | 0.0019942 | 0.001793 | 0.0029422 | 0.0037731 | 0.00017411 | 5.7174e-06 | 1.1733e-05 | 0.010694 |  | 1981.6972 | 1562.208 | 2165.4287 | 5412.1712 | 52.0041 | 3.1984 | 0.71491 | 11177.4224 | 1615 | 3
2004 | 3 | 8 | 6 | 0.0026149 | 0.0016499 | 0.0030486 | 0.0037017 | 0.00017411 | 5.7174e-06 | 1.1733e-05 | 0.011207 |  | 2598.4814 | 1437.5483 | 2243.7357 | 5309.7304 | 52.0041 | 3.1984 | 0.71491 | 11645.4132 | 1616 | 3
2004 | 3 | 8 | 7 | 0.003475 | 0.0017077 | 0.0034758 | 0.0036168 | 0.00017411 | 5.7174e-06 | 1.1733e-05 | 0.012467 |  | 3453.2555 | 1487.9376 | 2558.1807 | 5187.9796 | 52.0041 | 3.1984 | 0.71491 | 12743.2708 | 1617 | 3
2004 | 3 | 8 | 8 | 0.0038182 | 0.0016955 | 0.003772 | 0.0036382 | 0.00017411 | 5.7174e-06 | 1.1733e-05 | 0.013115 |  | 3794.241 | 1477.2807 | 2776.1826 | 5218.5962 | 52.0041 | 3.1984 | 0.71491 | 13322.2178 | 1618 | 3
2004 | 3 | 8 | 9 | 0.0037498 | 0.0020787 | 0.0039699 | 0.0038074 | 0 | 0 | 1.1733e-05 | 0.013618 |  | 3726.3127 | 1811.1814 | 2921.7935 | 5461.3406 | 0 | 0 | 0.71491 | 13921.3432 | 1619 | 3
2004 | 3 | 8 | 10 | 0.0034268 | 0.0022047 | 0.0040081 | 0.003799 | 0 | 0 | 1.1733e-05 | 0.01345 |  | 3405.2963 | 1920.9822 | 2949.9175 | 5449.3294 | 0 | 0 | 0.71491 | 13726.2403 | 1620 | 3
2004 | 3 | 8 | 11 | 0.0036871 | 0.00208 | 0.004071 | 0.0039045 | 0 | 0 | 1.1733e-05 | 0.013754 |  | 3664.0093 | 1812.3184 | 2996.2361 | 5600.5841 | 0 | 0 | 0.71491 | 14073.8629 | 1621 | 3
2004 | 3 | 8 | 12 | 0.0035011 | 0.0020281 | 0.0039703 | 0.0038512 | 0 | 0 | 1.1733e-05 | 0.013362 |  | 3479.1612 | 1767.0363 | 2922.1145 | 5524.208 | 0 | 0 | 0.71491 | 13693.2349 | 1622 | 3
2004 | 3 | 8 | 13 | 0.0038091 | 0.0019004 | 0.0040092 | 0.0037453 | 0 | 0 | 1.1733e-05 | 0.013476 |  | 3785.2417 | 1655.8329 | 2950.742 | 5372.2247 | 0 | 0 | 0.71491 | 13764.7562 | 1623 | 3
2004 | 3 | 8 | 14 | 0.0035158 | 0.0019473 | 0.0040283 | 0.0038112 | 0 | 0 | 1.1733e-05 | 0.013314 |  | 3493.7237 | 1696.6771 | 2964.7863 | 5466.7985 | 0 | 0 | 0.71491 | 13622.7005 | 1624 | 3
2004 | 3 | 8 | 15 | 0.0036899 | 0.001781 | 0.004019 | 0.0042564 | 0 | 0 | 1.1733e-05 | 0.013758 |  | 3666.7379 | 1551.7802 | 2957.9277 | 6105.442 | 0 | 0 | 0.71491 | 14282.6026 | 1625 | 3
2004 | 3 | 8 | 16 | 0.004165 | 0.0017609 | 0.0038563 | 0.0042204 | 0 | 0 | 1.1733e-05 | 0.014014 |  | 4138.8721 | 1534.2838 | 2838.2443 | 6053.7626 | 0 | 0 | 0.71491 | 14565.8776 | 1626 | 3
2004 | 3 | 8 | 17 | 0.0044199 | 0.0017335 | 0.0038331 | 0.004202 | 4.3527e-05 | 1.4293e-06 | 1.1733e-05 | 0.014245 |  | 4392.1522 | 1510.3782 | 2821.1455 | 6027.3962 | 13.001 | 0.79959 | 0.71491 | 14765.5877 | 1627 | 3
2004 | 3 | 8 | 18 | 0.0048635 | 0.0013785 | 0.0037847 | 0.0041761 | 0.00017411 | 5.7174e-06 | 1.1733e-05 | 0.014394 |  | 4833.0168 | 1201.0704 | 2785.525 | 5990.2734 | 52.0041 | 3.1984 | 0.71491 | 14865.8029 | 1628 | 3
2004 | 3 | 8 | 19 | 0.0045044 | 0.0014609 | 0.0038622 | 0.0041184 | 0.00017411 | 5.7174e-06 | 1.1733e-05 | 0.014137 |  | 4476.1159 | 1272.8492 | 2842.5847 | 5907.4565 | 52.0041 | 3.1984 | 0.71491 | 14554.9236 | 1629 | 3
2004 | 3 | 8 | 20 | 0.0051202 | 0.0013992 | 0.003781 | 0.0041729 | 0.00017411 | 5.7174e-06 | 1.1733e-05 | 0.014665 |  | 5088.0712 | 1219.077 | 2782.7964 | 5985.5852 | 52.0041 | 3.1984 | 0.71491 | 15131.4472 | 1630 | 3
2004 | 3 | 8 | 21 | 0.005655 | 0.001191 | 0.0036768 | 0.0042265 | 0.00017411 | 5.7174e-06 | 1.1733e-05 | 0.014941 |  | 5619.5725 | 1037.7265 | 2706.1142 | 6062.5712 | 52.0041 | 3.1984 | 0.71491 | 15481.9017 | 1631 | 3
2004 | 3 | 8 | 22 | 0.0045127 | 0.0014216 | 0.0035511 | 0.0041991 | 0.00017411 | 5.7174e-06 | 1.1733e-05 | 0.013876 |  | 4484.3784 | 1238.6177 | 2613.5653 | 6023.1398 | 52.0041 | 3.1984 | 0.71491 | 14415.6185 | 1632 | 3
2004 | 3 | 8 | 23 | 0.0038051 | 0.0013291 | 0.0034193 | 0.004229 | 0.00017411 | 5.7174e-06 | 1.1733e-05 | 0.012974 |  | 3781.2518 | 1158.0262 | 2516.5564 | 6066.1701 | 52.0041 | 3.1984 | 0.71491 | 13577.9219 | 1633 | 3
2004 | 3 | 8 | 24 | 0.0026349 | 0.0016262 | 0.0033501 | 0.0042624 | 0.00017411 | 5.7174e-06 | 1.1733e-05 | 0.012065 |  | 2618.4246 | 1416.856 | 2465.6853 | 6114.0487 | 52.0041 | 3.1984 | 0.71491 | 12670.9319 | 1634 | 3
2004 | 3 | 9 | 1 | 0.002119 | 0.0016341 | 0.0032939 | 0.0042127 | 0.00017411 | 5.7174e-06 | 1.1733e-05 | 0.011451 |  | 2105.6704 | 1423.8216 | 2424.2616 | 6042.6689 | 52.0041 | 3.1984 | 0.71491 | 12052.3399 | 1635 | 3
2004 | 3 | 9 | 2 | 0.0019414 | 0.001675 | 0.0031868 | 0.0041708 | 0.00017411 | 5.7174e-06 | 1.1733e-05 | 0.011166 |  | 1929.2173 | 1459.4313 | 2345.4595 | 5982.643 | 52.0041 | 3.1984 | 0.71491 | 11772.6684 | 1636 | 3
2004 | 3 | 9 | 3 | 0.0018399 | 0.0016794 | 0.0031639 | 0.0041034 | 0.00017411 | 5.7174e-06 | 1.1733e-05 | 0.010978 |  | 1828.383 | 1463.2543 | 2328.5991 | 5885.9148 | 52.0041 | 3.1984 | 0.71491 | 11562.0685 | 1637 | 3
2004 | 3 | 9 | 4 | 0.001912 | 0.0016564 | 0.0031014 | 0.0041046 | 0.00017411 | 5.7174e-06 | 1.1733e-05 | 0.010966 |  | 1900.0613 | 1443.2039 | 2282.6003 | 5887.661 | 52.0041 | 3.1984 | 0.71491 | 11569.4437 | 1638 | 3
2004 | 3 | 9 | 5 | 0.0020445 | 0.0016948 | 0.0031341 | 0.004098 | 0.00017411 | 5.7174e-06 | 1.1733e-05 | 0.011163 |  | 2031.6796 | 1476.6867 | 2306.689 | 5878.1955 | 52.0041 | 3.1984 | 0.71491 | 11749.1682 | 1639 | 3
2004 | 3 | 9 | 6 | 0.0024002 | 0.0017026 | 0.0031201 | 0.004179 | 0.00017411 | 5.7174e-06 | 1.1733e-05 | 0.011593 |  | 2385.17 | 1483.4955 | 2296.3563 | 5994.3579 | 52.0041 | 3.1984 | 0.71491 | 12215.2971 | 1640 | 3
2004 | 3 | 9 | 7 | 0.003321 | 0.0015396 | 0.0034096 | 0.0041642 | 0.00017411 | 5.7174e-06 | 1.1733e-05 | 0.012626 |  | 3300.1777 | 1341.4287 | 2509.4397 | 5973.1656 | 52.0041 | 3.1984 | 0.71491 | 13180.129 | 1641 | 3
2004 | 3 | 9 | 8 | 0.0034837 | 0.0017632 | 0.0038355 | 0.0039343 | 0.00017411 | 5.7174e-06 | 1.1733e-05 | 0.013208 |  | 3461.8136 | 1536.2914 | 2822.9046 | 5643.3481 | 52.0041 | 3.1984 | 0.71491 | 13520.275 | 1642 | 3
2004 | 3 | 9 | 9 | 0.0031356 | 0.0020812 | 0.0040656 | 0.0037426 | 0 | 0 | 1.1733e-05 | 0.013037 |  | 3115.9907 | 1813.3749 | 2992.2353 | 5368.3653 | 0 | 0 | 0.71491 | 13290.6811 | 1643 | 3
2004 | 3 | 9 | 10 | 0.0029462 | 0.0021915 | 0.0041091 | 0.0039275 | 0 | 0 | 1.1733e-05 | 0.013186 |  | 2927.7533 | 1909.4416 | 3024.256 | 5633.6517 | 0 | 0 | 0.71491 | 13495.8176 | 1644 | 3
2004 | 3 | 9 | 11 | 0.0031801 | 0.0020584 | 0.0041748 | 0.0042927 | 0 | 0 | 1.1733e-05 | 0.013718 |  | 3160.1431 | 1793.4922 | 3072.5962 | 6157.4762 | 0 | 0 | 0.71491 | 14184.4225 | 1645 | 3
2004 | 3 | 9 | 12 | 0.0032759 | 0.0019964 | 0.0040738 | 0.0043442 | 0 | 0 | 1.1733e-05 | 0.013702 |  | 3255.3164 | 1739.4468 | 2998.2797 | 6231.4015 | 0 | 0 | 0.71491 | 14225.1593 | 1646 | 3
2004 | 3 | 9 | 13 | 0.0032459 | 0.0019344 | 0.0040969 | 0.0043273 | 0 | 0 | 1.1733e-05 | 0.013616 |  | 3225.5193 | 1685.4263 | 3015.3234 | 6207.0835 | 0 | 0 | 0.71491 | 14134.0675 | 1647 | 3
2004 | 3 | 9 | 14 | 0.0028198 | 0.0020096 | 0.0040853 | 0.0042673 | 0 | 0 | 1.1733e-05 | 0.013194 |  | 2802.1256 | 1750.9374 | 3006.7872 | 6121.0402 | 0 | 0 | 0.71491 | 13681.6053 | 1648 | 3
2004 | 3 | 9 | 15 | 0.0029336 | 0.001932 | 0.0040801 | 0.0042649 | 0 | 0 | 1.1733e-05 | 0.013222 |  | 2915.21 | 1683.361 | 3002.9557 | 6117.5359 | 0 | 0 | 0.71491 | 13719.7775 | 1649 | 3
2004 | 3 | 9 | 16 | 0.0035202 | 0.0017715 | 0.004123 | 0.0039286 | 0 | 0 | 1.1733e-05 | 0.013355 |  | 3498.0909 | 1543.512 | 3034.4871 | 5635.2617 | 0 | 0 | 0.71491 | 13712.0666 | 1650 | 3
2004 | 3 | 9 | 17 | 0.0038841 | 0.0017154 | 0.0040465 | 0.0040842 | 4.3527e-05 | 1.4293e-06 | 1.1733e-05 | 0.013787 |  | 3859.7421 | 1494.6481 | 2978.1768 | 5858.3998 | 13.001 | 0.79959 | 0.71491 | 14205.4824 | 1651 | 3
2004 | 3 | 9 | 18 | 0.0040407 | 0.0016647 | 0.0039238 | 0.0041168 | 0.00017411 | 5.7174e-06 | 1.1733e-05 | 0.013938 |  | 4015.3588 | 1450.4493 | 2887.8802 | 5905.1951 | 52.0041 | 3.1984 | 0.71491 | 14314.8007 | 1652 | 3
2004 | 3 | 9 | 19 | 0.0045069 | 0.0014355 | 0.0039321 | 0.0042572 | 0.00017411 | 5.7174e-06 | 1.1733e-05 | 0.014323 |  | 4478.659 | 1250.7758 | 2893.9999 | 6106.6078 | 52.0041 | 3.1984 | 0.71491 | 14785.9599 | 1653 | 3
2004 | 3 | 9 | 20 | 0.005016 | 0.0013621 | 0.0039669 | 0.0041082 | 0.00017411 | 5.7174e-06 | 1.1733e-05 | 0.014645 |  | 4984.5407 | 1186.8134 | 2919.6371 | 5892.829 | 52.0041 | 3.1984 | 0.71491 | 15039.7376 | 1654 | 3
2004 | 3 | 9 | 21 | 0.0052712 | 0.0011952 | 0.0038525 | 0.0041957 | 0.00017411 | 5.7174e-06 | 1.1733e-05 | 0.014706 |  | 5238.127 | 1041.3392 | 2835.4277 | 6018.3746 | 52.0041 | 3.1984 | 0.71491 | 15189.1859 | 1655 | 3
2004 | 3 | 9 | 22 | 0.0045498 | 0.001292 | 0.0037775 | 0.0041485 | 0.00017411 | 5.7174e-06 | 1.1733e-05 | 0.013959 |  | 4521.3082 | 1125.7542 | 2780.1884 | 5950.6116 | 52.0041 | 3.1984 | 0.71491 | 14433.7797 | 1656 | 3
2004 | 3 | 9 | 23 | 0.0039594 | 0.0013652 | 0.0035972 | 0.0042188 | 0.00017411 | 5.7174e-06 | 1.1733e-05 | 0.013332 |  | 3934.6169 | 1189.4564 | 2647.5489 | 6051.46 | 52.0041 | 3.1984 | 0.71491 | 13878.9996 | 1657 | 3
2004 | 3 | 9 | 24 | 0.0027613 | 0.0015601 | 0.0034349 | 0.0041254 | 0.00017411 | 5.7174e-06 | 1.1733e-05 | 0.012073 |  | 2744.0186 | 1359.264 | 2528.089 | 5917.4373 | 52.0041 | 3.1984 | 0.71491 | 12604.7261 | 1658 | 3
2004 | 3 | 10 | 1 | 0.0023297 | 0.0016341 | 0.0033519 | 0.004234 | 0.00017411 | 5.7174e-06 | 1.1733e-05 | 0.011741 |  | 2315.1053 | 1423.8216 | 2466.9975 | 6073.3155 | 52.0041 | 3.1984 | 0.71491 | 12335.1572 | 1659 | 3
2004 | 3 | 10 | 2 | 0.002163 | 0.001675 | 0.0031949 | 0.0041803 | 0.00017411 | 5.7174e-06 | 1.1733e-05 | 0.011405 |  | 2149.4665 | 1459.4313 | 2351.4179 | 5996.2526 | 52.0041 | 3.1984 | 0.71491 | 12012.4855 | 1660 | 3
2004 | 3 | 10 | 3 | 0.0020716 | 0.0016794 | 0.00317 | 0.0042483 | 0.00017411 | 5.7174e-06 | 1.1733e-05 | 0.011361 |  | 2058.6573 | 1463.2543 | 2333.0912 | 6093.7387 | 52.0041 | 3.1984 | 0.71491 | 12004.6588 | 1661 | 3
2004 | 3 | 10 | 4 | 0.0021568 | 0.0016564 | 0.0031447 | 0.0042341 | 0.00017411 | 5.7174e-06 | 1.1733e-05 | 0.011383 |  | 2143.2447 | 1443.2039 | 2314.4419 | 6073.3844 | 52.0041 | 3.1984 | 0.71491 | 12030.1922 | 1662 | 3
2004 | 3 | 10 | 5 | 0.0023089 | 0.0016948 | 0.003173 | 0.0039516 | 0.00017411 | 5.7174e-06 | 1.1733e-05 | 0.01132 |  | 2294.4578 | 1476.6867 | 2335.3041 | 5668.217 | 52.0041 | 3.1984 | 0.71491 | 11830.5829 | 1663 | 3
2004 | 3 | 10 | 6 | 0.0026856 | 0.0017026 | 0.0031774 | 0.0037962 | 0.00017411 | 5.7174e-06 | 1.1733e-05 | 0.011553 |  | 2668.7604 | 1483.4955 | 2338.5312 | 5445.2214 | 52.0041 | 3.1984 | 0.71491 | 11991.9258 | 1664 | 3
2004 | 3 | 10 | 7 | 0.0036882 | 0.0015396 | 0.0036107 | 0.0042274 | 0.00017411 | 5.7174e-06 | 1.1733e-05 | 0.013257 |  | 3665.0649 | 1341.4287 | 2657.4361 | 6063.8084 | 52.0041 | 3.1984 | 0.71491 | 13783.6554 | 1665 | 3
2004 | 3 | 10 | 8 | 0.0038328 | 0.0017632 | 0.004014 | 0.0042101 | 0.00017411 | 5.7174e-06 | 1.1733e-05 | 0.014012 |  | 3808.7996 | 1536.2914 | 2954.2874 | 6038.9573 | 52.0041 | 3.1984 | 0.71491 | 14394.2531 | 1666 | 3
2004 | 3 | 10 | 9 | 0.0034476 | 0.0020812 | 0.004106 | 0.0041882 | 0 | 0 | 1.1733e-05 | 0.013835 |  | 3425.9772 | 1813.3749 | 3021.9527 | 6007.6065 | 0 | 0 | 0.71491 | 14269.6261 | 1667 | 3
2004 | 3 | 10 | 10 | 0.0032406 | 0.0021915 | 0.00422 | 0.0041753 | 0 | 0 | 1.1733e-05 | 0.013839 |  | 3220.2604 | 1909.4416 | 3105.8905 | 5989.0424 | 0 | 0 | 0.71491 | 14225.3497 | 1668 | 3
2004 | 3 | 10 | 11 | 0.0034707 | 0.0020584 | 0.0043738 | 0.0043477 | 0 | 0 | 1.1733e-05 | 0.014262 |  | 3448.9093 | 1793.4922 | 3219.0593 | 6236.3683 | 0 | 0 | 0.71491 | 14698.544 | 1669 | 3
2004 | 3 | 10 | 12 | 0.0035487 | 0.0019964 | 0.0042945 | 0.0043225 | 0 | 0 | 1.1733e-05 | 0.014174 |  | 3526.4194 | 1739.4468 | 3160.74 | 6200.2224 | 0 | 0 | 0.71491 | 14627.5435 | 1670 | 3
2004 | 3 | 10 | 13 | 0.0035135 | 0.0019344 | 0.0042966 | 0.0042739 | 0 | 0 | 1.1733e-05 | 0.01403 |  | 3491.4601 | 1685.4263 | 3162.2716 | 6130.4884 | 0 | 0 | 0.71491 | 14470.3613 | 1671 | 3
2004 | 3 | 10 | 14 | 0.0030721 | 0.0020096 | 0.0042805 | 0.0043076 | 0 | 0 | 1.1733e-05 | 0.013681 |  | 3052.8109 | 1750.9374 | 3150.4093 | 6178.8286 | 0 | 0 | 0.71491 | 14133.7011 | 1672 | 3
2004 | 3 | 10 | 15 | 0.0031715 | 0.001932 | 0.0041879 | 0.0043938 | 0 | 0 | 1.1733e-05 | 0.013697 |  | 3151.66 | 1683.361 | 3082.2473 | 6302.4205 | 0 | 0 | 0.71491 | 14220.4037 | 1673 | 3
2004 | 3 | 10 | 16 | 0.003779 | 0.0017715 | 0.0040836 | 0.0041966 | 0 | 0 | 1.1733e-05 | 0.013842 |  | 3755.2714 | 1543.512 | 3005.5315 | 6019.5881 | 0 | 0 | 0.71491 | 14324.618 | 1674 | 3
2004 | 3 | 10 | 17 | 0.0041625 | 0.0017154 | 0.0039852 | 0.0041741 | 4.3527e-05 | 1.4293e-06 | 1.1733e-05 | 0.014094 |  | 4136.3611 | 1494.6481 | 2933.0537 | 5987.4084 | 13.001 | 0.79959 | 0.71491 | 14565.9869 | 1675 | 3
2004 | 3 | 10 | 18 | 0.0043428 | 0.0016647 | 0.0038529 | 0.004168 | 0.00017411 | 5.7174e-06 | 1.1733e-05 | 0.01422 |  | 4315.5446 | 1450.4493 | 2835.6835 | 5978.5762 | 52.0041 | 3.1984 | 0.71491 | 14636.171 | 1676 | 3
2004 | 3 | 10 | 19 | 0.0048385 | 0.0014355 | 0.0039138 | 0.0041656 | 0.00017411 | 5.7174e-06 | 1.1733e-05 | 0.014545 |  | 4808.1587 | 1250.7758 | 2880.5388 | 5975.1781 | 52.0041 | 3.1984 | 0.71491 | 14970.5688 | 1677 | 3
2004 | 3 | 10 | 20 | 0.0053538 | 0.0013621 | 0.0040604 | 0.004149 | 0.00017411 | 5.7174e-06 | 1.1733e-05 | 0.015117 |  | 5320.2773 | 1186.8134 | 2988.3942 | 5951.3693 | 52.0041 | 3.1984 | 0.71491 | 15502.7715 | 1678 | 3
2004 | 3 | 10 | 21 | 0.0055971 | 0.0011952 | 0.0039417 | 0.0040185 | 0.00017411 | 5.7174e-06 | 1.1733e-05 | 0.014944 |  | 5561.9612 | 1041.3392 | 2901.0834 | 5764.1048 | 52.0041 | 3.1984 | 0.71491 | 15324.4059 | 1679 | 3
2004 | 3 | 10 | 22 | 0.0048572 | 0.001292 | 0.0037746 | 0.0041757 | 0.00017411 | 5.7174e-06 | 1.1733e-05 | 0.014291 |  | 4826.7038 | 1125.7542 | 2778.1147 | 5989.6106 | 52.0041 | 3.1984 | 0.71491 | 14776.1006 | 1680 | 3
2004 | 3 | 10 | 23 | 0.0042778 | 0.0013652 | 0.0037192 | 0.0042781 | 0.00017411 | 5.7174e-06 | 1.1733e-05 | 0.013832 |  | 4250.9627 | 1189.4564 | 2737.2877 | 6136.4789 | 52.0041 | 3.1984 | 0.71491 | 14370.103 | 1681 | 3
2004 | 3 | 10 | 24 | 0.0030428 | 0.0015601 | 0.0035293 | 0.0038613 | 0.00017411 | 5.7174e-06 | 1.1733e-05 | 0.012185 |  | 3023.7662 | 1359.264 | 2597.5583 | 5538.6461 | 52.0041 | 3.1984 | 0.71491 | 12575.152 | 1682 | 3
2004 | 3 | 11 | 1 | 0.0024158 | 0.0016341 | 0.0035194 | 0.0038134 | 0.00017411 | 5.7174e-06 | 1.1733e-05 | 0.011574 |  | 2400.6558 | 1423.8216 | 2590.2258 | 5470.0249 | 52.0041 | 3.1984 | 0.71491 | 11940.6453 | 1683 | 3
2004 | 3 | 11 | 2 | 0.0022536 | 0.001675 | 0.0033504 | 0.0039424 | 0.00017411 | 5.7174e-06 | 1.1733e-05 | 0.011413 |  | 2239.4343 | 1459.4313 | 2465.8703 | 5655.0161 | 52.0041 | 3.1984 | 0.71491 | 11875.6692 | 1684 | 3
2004 | 3 | 11 | 3 | 0.0021663 | 0.0016794 | 0.0032573 | 0.0039552 | 0.00017411 | 5.7174e-06 | 1.1733e-05 | 0.01125 |  | 2152.7202 | 1463.2543 | 2397.3557 | 5673.3435 | 52.0041 | 3.1984 | 0.71491 | 11742.5912 | 1685 | 3
2004 | 3 | 11 | 4 | 0.0022567 | 0.0016564 | 0.0031673 | 0.004173 | 0.00017411 | 5.7174e-06 | 1.1733e-05 | 0.011445 |  | 2242.5807 | 1443.2039 | 2331.0911 | 5985.7391 | 52.0041 | 3.1984 | 0.71491 | 12058.5321 | 1686 | 3
2004 | 3 | 11 | 5 | 0.002417 | 0.0016948 | 0.00321 | 0.0039482 | 0.00017411 | 5.7174e-06 | 1.1733e-05 | 0.011462 |  | 2401.7979 | 1476.6867 | 2362.5271 | 5663.3273 | 52.0041 | 3.1984 | 0.71491 | 11960.2564 | 1687 | 3
2004 | 3 | 11 | 6 | 0.0028022 | 0.0017026 | 0.0032601 | 0.0040963 | 0.00017411 | 5.7174e-06 | 1.1733e-05 | 0.012053 |  | 2784.602 | 1483.4955 | 2399.3809 | 5875.7625 | 52.0041 | 3.1984 | 0.71491 | 12599.1583 | 1688 | 3
2004 | 3 | 11 | 7 | 0.0038382 | 0.0015396 | 0.0036867 | 0.0039945 | 0.00017411 | 5.7174e-06 | 1.1733e-05 | 0.01325 |  | 3814.1148 | 1341.4287 | 2713.3977 | 5729.6638 | 52.0041 | 3.1984 | 0.71491 | 13654.5224 | 1689 | 3
2004 | 3 | 11 | 8 | 0.0039755 | 0.0017632 | 0.0040341 | 0.0038365 | 0.00017411 | 5.7174e-06 | 1.1733e-05 | 0.013801 |  | 3950.5373 | 1536.2914 | 2969.0847 | 5503.1397 | 52.0041 | 3.1984 | 0.71491 | 14014.9704 | 1690 | 3
2004 | 3 | 11 | 9 | 0.003575 | 0.0020812 | 0.004097 | 0.0040267 | 0 | 0 | 1.1733e-05 | 0.013792 |  | 3552.6012 | 1813.3749 | 3015.3501 | 5775.8615 | 0 | 0 | 0.71491 | 14157.9026 | 1691 | 3
2004 | 3 | 11 | 10 | 0.0033608 | 0.0021915 | 0.0041361 | 0.0041148 | 0 | 0 | 1.1733e-05 | 0.013815 |  | 3339.7442 | 1909.4416 | 3044.1137 | 5902.3181 | 0 | 0 | 0.71491 | 14196.3326 | 1692 | 3
2004 | 3 | 11 | 11 | 0.0035894 | 0.0020584 | 0.0042401 | 0.0041732 | 0 | 0 | 1.1733e-05 | 0.014073 |  | 3566.8652 | 1793.4922 | 3120.7081 | 5986.0706 | 0 | 0 | 0.71491 | 14467.851 | 1693 | 3
2004 | 3 | 11 | 12 | 0.0036601 | 0.0019964 | 0.0041875 | 0.0038088 | 0 | 0 | 1.1733e-05 | 0.013665 |  | 3637.1601 | 1739.4468 | 3081.9899 | 5463.4066 | 0 | 0 | 0.71491 | 13922.7184 | 1694 | 3
2004 | 3 | 11 | 13 | 0.0036228 | 0.0019344 | 0.004274 | 0.0040359 | 0 | 0 | 1.1733e-05 | 0.013879 |  | 3600.0921 | 1685.4263 | 3145.6197 | 5789.1807 | 0 | 0 | 0.71491 | 14221.0337 | 1695 | 3
2004 | 3 | 11 | 14 | 0.0031751 | 0.0020096 | 0.0042852 | 0.0041327 | 0 | 0 | 1.1733e-05 | 0.013614 |  | 3155.2113 | 1750.9374 | 3153.873 | 5927.9743 | 0 | 0 | 0.71491 | 13988.7109 | 1696 | 3
2004 | 3 | 11 | 15 | 0.0032687 | 0.001932 | 0.0041773 | 0.0041597 | 0 | 0 | 1.1733e-05 | 0.013549 |  | 3248.2456 | 1683.361 | 3074.4344 | 5966.6657 | 0 | 0 | 0.71491 | 13973.4216 | 1697 | 3
2004 | 3 | 11 | 16 | 0.0038847 | 0.0017715 | 0.0041457 | 0.0038385 | 0 | 0 | 1.1733e-05 | 0.013652 |  | 3860.3251 | 1543.512 | 3051.1736 | 5505.9813 | 0 | 0 | 0.71491 | 13961.707 | 1698 | 3
2004 | 3 | 11 | 17 | 0.0042762 | 0.0017154 | 0.0039974 | 0.0037058 | 4.3527e-05 | 1.4293e-06 | 1.1733e-05 | 0.013751 |  | 4249.355 | 1494.6481 | 2942.0577 | 5315.6146 | 13.001 | 0.79959 | 0.71491 | 14016.191 | 1699 | 3
2004 | 3 | 11 | 18 | 0.0044662 | 0.0016647 | 0.0038678 | 0.0036521 | 0.00017411 | 5.7174e-06 | 1.1733e-05 | 0.013842 |  | 4438.1651 | 1450.4493 | 2846.7018 | 5238.6348 | 52.0041 | 3.1984 | 0.71491 | 14029.8683 | 1700 | 3
2004 | 3 | 11 | 19 | 0.0049739 | 0.0014355 | 0.0039338 | 0.0036429 | 0.00017411 | 5.7174e-06 | 1.1733e-05 | 0.014178 |  | 4942.7534 | 1250.7758 | 2895.2297 | 5225.3743 | 52.0041 | 3.1984 | 0.71491 | 14370.0506 | 1701 | 3
2004 | 3 | 11 | 20 | 0.0054918 | 0.0013621 | 0.0039885 | 0.0036585 | 0.00017411 | 5.7174e-06 | 1.1733e-05 | 0.014693 |  | 5457.4196 | 1186.8134 | 2935.5299 | 5247.7158 | 52.0041 | 3.1984 | 0.71491 | 14883.396 | 1702 | 3
2004 | 3 | 11 | 21 | 0.0057302 | 0.0011952 | 0.0038941 | 0.0036542 | 0.00017411 | 5.7174e-06 | 1.1733e-05 | 0.014665 |  | 5694.2416 | 1041.3392 | 2866.0339 | 5241.6539 | 52.0041 | 3.1984 | 0.71491 | 14899.1859 | 1703 | 3
2004 | 3 | 11 | 22 | 0.0049827 | 0.001292 | 0.0038227 | 0.0036122 | 0.00017411 | 5.7174e-06 | 1.1733e-05 | 0.013901 |  | 4951.4524 | 1125.7542 | 2813.4695 | 5181.3317 | 52.0041 | 3.1984 | 0.71491 | 14127.9252 | 1704 | 3
2004 | 3 | 11 | 23 | 0.0044078 | 0.0013652 | 0.0037187 | 0.0035089 | 0.00017411 | 5.7174e-06 | 1.1733e-05 | 0.013192 |  | 4380.1844 | 1189.4564 | 2736.9296 | 5033.2441 | 52.0041 | 3.1984 | 0.71491 | 13395.7318 | 1705 | 3
2004 | 3 | 11 | 24 | 0.0031578 | 0.0015601 | 0.0035123 | 0.0035201 | 0.00017411 | 5.7174e-06 | 1.1733e-05 | 0.011942 |  | 3138.0381 | 1359.264 | 2585.041 | 5049.2154 | 52.0041 | 3.1984 | 0.71491 | 12187.4758 | 1706 | 3
2004 | 3 | 12 | 1 | 0.0023356 | 0.001642 | 0.0032975 | 0.0036198 | 0.00017411 | 5.7174e-06 | 1.1733e-05 | 0.011086 |  | 2320.9278 | 1430.6316 | 2426.9011 | 5192.2479 | 52.0041 | 3.1984 | 0.71491 | 11426.6257 | 1707 | 3
2004 | 3 | 12 | 2 | 0.0020014 | 0.0017159 | 0.0032803 | 0.0036028 | 0.00017411 | 5.7174e-06 | 1.1733e-05 | 0.010792 |  | 1988.8736 | 1495.0348 | 2414.2797 | 5167.8113 | 52.0041 | 3.1984 | 0.71491 | 11121.9167 | 1708 | 3
2004 | 3 | 12 | 3 | 0.0020431 | 0.0017143 | 0.0032276 | 0.0035915 | 0.00017411 | 5.7174e-06 | 1.1733e-05 | 0.010768 |  | 2030.2639 | 1493.6853 | 2375.4925 | 5151.6621 | 52.0041 | 3.1984 | 0.71491 | 11107.0211 | 1709 | 3
2004 | 3 | 12 | 4 | 0.0019985 | 0.0017016 | 0.0031339 | 0.0036174 | 0.00017411 | 5.7174e-06 | 1.1733e-05 | 0.010643 |  | 1985.983 | 1482.5595 | 2306.4974 | 5188.8735 | 52.0041 | 3.1984 | 0.71491 | 11019.8307 | 1710 | 3
2004 | 3 | 12 | 5 | 0.0022085 | 0.0016506 | 0.0031842 | 0.0036295 | 0.00017411 | 5.7174e-06 | 1.1733e-05 | 0.010864 |  | 2194.6843 | 1438.1336 | 2343.5731 | 5206.1589 | 52.0041 | 3.1984 | 0.71491 | 11238.4673 | 1711 | 3
2004 | 3 | 12 | 6 | 0.0028429 | 0.0015712 | 0.0033052 | 0.0035539 | 0.00017411 | 5.7174e-06 | 1.1733e-05 | 0.011465 |  | 2825.0288 | 1368.9894 | 2432.5864 | 5097.7335 | 52.0041 | 3.1984 | 0.71491 | 11780.2554 | 1712 | 3
2004 | 3 | 12 | 7 | 0.0040402 | 0.001516 | 0.0036998 | 0.0034802 | 0.00017411 | 5.7174e-06 | 1.1733e-05 | 0.012928 |  | 4014.8981 | 1320.9058 | 2723.0221 | 4992.0428 | 52.0041 | 3.1984 | 0.71491 | 13106.7862 | 1713 | 3
2004 | 3 | 12 | 8 | 0.0039947 | 0.0017546 | 0.0039626 | 0.0034605 | 0.00017411 | 5.7174e-06 | 1.1733e-05 | 0.013364 |  | 3969.6411 | 1528.7899 | 2916.4393 | 4963.7701 | 52.0041 | 3.1984 | 0.71491 | 13434.5577 | 1714 | 3
2004 | 3 | 12 | 9 | 0.0037151 | 0.001949 | 0.0040249 | 0.0035109 | 0 | 0 | 1.1733e-05 | 0.013212 |  | 3691.8544 | 1698.1305 | 2962.3238 | 5036.0974 | 0 | 0 | 0.71491 | 13389.121 | 1715 | 3
2004 | 3 | 12 | 10 | 0.0034711 | 0.0020248 | 0.0041656 | 0.003482 | 0 | 0 | 1.1733e-05 | 0.013155 |  | 3449.3252 | 1764.1725 | 3065.8245 | 4994.6474 | 0 | 0 | 0.71491 | 13274.6845 | 1716 | 3
2004 | 3 | 12 | 11 | 0.003416 | 0.0020135 | 0.0042142 | 0.003556 | 0 | 0 | 1.1733e-05 | 0.013211 |  | 3394.6122 | 1754.3729 | 3101.5959 | 5100.7169 | 0 | 0 | 0.71491 | 13352.0129 | 1717 | 3
2004 | 3 | 12 | 12 | 0.0035854 | 0.0018736 | 0.0041218 | 0.0036039 | 0 | 0 | 1.1733e-05 | 0.013197 |  | 3562.967 | 1632.4916 | 3033.6328 | 5169.4924 | 0 | 0 | 0.71491 | 13399.2987 | 1718 | 3
2004 | 3 | 12 | 13 | 0.0030907 | 0.0019061 | 0.0041443 | 0.0035671 | 0 | 0 | 1.1733e-05 | 0.01272 |  | 3071.2768 | 1660.7968 | 3050.1628 | 5116.6055 | 0 | 0 | 0.71491 | 12899.5568 | 1719 | 3
2004 | 3 | 12 | 14 | 0.0029729 | 0.0018972 | 0.0042242 | 0.0034826 | 0 | 0 | 1.1733e-05 | 0.012589 |  | 2954.2567 | 1653.0581 | 3108.9984 | 4995.4052 | 0 | 0 | 0.71491 | 12712.4333 | 1720 | 3
2004 | 3 | 12 | 15 | 0.0031211 | 0.0018017 | 0.0041636 | 0.0034228 | 0 | 0 | 1.1733e-05 | 0.012521 |  | 3101.5376 | 1569.7993 | 3064.3452 | 4909.7112 | 0 | 0 | 0.71491 | 12646.1083 | 1721 | 3
2004 | 3 | 12 | 16 | 0.003675 | 0.0016236 | 0.0040694 | 0.0034786 | 0 | 0 | 1.1733e-05 | 0.012858 |  | 3651.9333 | 1414.6061 | 2995.0435 | 4989.6747 | 0 | 0 | 0.71491 | 13051.9725 | 1722 | 3
2004 | 3 | 12 | 17 | 0.0041139 | 0.001568 | 0.0039118 | 0.0032866 | 4.3527e-05 | 1.4293e-06 | 1.1733e-05 | 0.012937 |  | 4088.1448 | 1366.1765 | 2879.0506 | 4714.3012 | 13.001 | 0.79959 | 0.71491 | 13062.1886 | 1723 | 3
2004 | 3 | 12 | 18 | 0.0045891 | 0.0013528 | 0.0037755 | 0.0032579 | 0.00017411 | 5.7174e-06 | 1.1733e-05 | 0.013167 |  | 4560.3305 | 1178.6904 | 2778.7678 | 4673.171 | 52.0041 | 3.1984 | 0.71491 | 13246.8769 | 1724 | 3
2004 | 3 | 12 | 19 | 0.0047706 | 0.0012712 | 0.0037707 | 0.0032886 | 0.00017411 | 5.7174e-06 | 1.1733e-05 | 0.013293 |  | 4740.651 | 1107.6132 | 2775.2046 | 4717.1427 | 52.0041 | 3.1984 | 0.71491 | 13396.5287 | 1725 | 3
2004 | 3 | 12 | 20 | 0.0049561 | 0.0013808 | 0.003708 | 0.0031716 | 0.00017411 | 5.7174e-06 | 1.1733e-05 | 0.013408 |  | 4925.0781 | 1203.1265 | 2729.0567 | 4549.3779 | 52.0041 | 3.1984 | 0.71491 | 13462.5565 | 1726 | 3
2004 | 3 | 12 | 21 | 0.0054491 | 0.0011551 | 0.0035827 | 0.0031999 | 0.00017411 | 5.7174e-06 | 1.1733e-05 | 0.013578 |  | 5414.9085 | 1006.4398 | 2636.8434 | 4589.9634 | 52.0041 | 3.1984 | 0.71491 | 13704.0724 | 1727 | 3
2004 | 3 | 12 | 22 | 0.00465 | 0.0012326 | 0.0034592 | 0.003237 | 0.00017411 | 5.7174e-06 | 1.1733e-05 | 0.01277 |  | 4620.8657 | 1073.9395 | 2545.9814 | 4643.229 | 52.0041 | 3.1984 | 0.71491 | 12939.933 | 1728 | 3
2004 | 3 | 12 | 23 | 0.0041544 | 0.001182 | 0.0033143 | 0.0030981 | 0.00017411 | 5.7174e-06 | 1.1733e-05 | 0.01194 |  | 4128.3861 | 1029.8389 | 2439.3286 | 4443.8644 | 52.0041 | 3.1984 | 0.71491 | 12097.3353 | 1729 | 3
2004 | 3 | 12 | 24 | 0.0029052 | 0.0015165 | 0.0030811 | 0.0027829 | 0.00017411 | 5.7174e-06 | 1.1733e-05 | 0.010477 |  | 2886.9668 | 1321.3526 | 2267.6963 | 3991.7638 | 52.0041 | 3.1984 | 0.71491 | 10523.6968 | 1730 | 3
2004 | 3 | 13 | 1 | 0.0025251 | 0.0017144 | 0.0029365 | 0.0027587 | 0.00017411 | 5.7174e-06 | 1.1733e-05 | 0.010126 |  | 2509.2463 | 1493.7162 | 2161.2096 | 3957.1214 | 52.0041 | 3.1984 | 0.71491 | 10177.2109 | 1731 | 3
2004 | 3 | 13 | 2 | 0.0022533 | 0.0017907 | 0.0028256 | 0.0027257 | 0.00017411 | 5.7174e-06 | 1.1733e-05 | 0.0097869 |  | 2239.2085 | 1560.2658 | 2079.613 | 3909.787 | 52.0041 | 3.1984 | 0.71491 | 9844.7917 | 1732 | 3
2004 | 3 | 13 | 3 | 0.0022029 | 0.0018019 | 0.0028118 | 0.0027525 | 0.00017411 | 5.7174e-06 | 1.1733e-05 | 0.0097607 |  | 2189.0917 | 1570.0124 | 2069.4662 | 3948.2535 | 52.0041 | 3.1984 | 0.71491 | 9832.7411 | 1733 | 3
2004 | 3 | 13 | 4 | 0.0023136 | 0.0017351 | 0.0027549 | 0.0027966 | 0.00017411 | 5.7174e-06 | 1.1733e-05 | 0.0097917 |  | 2299.1363 | 1511.7493 | 2027.5665 | 4011.3933 | 52.0041 | 3.1984 | 0.71491 | 9905.7627 | 1734 | 3
2004 | 3 | 13 | 5 | 0.0023862 | 0.0017574 | 0.0027377 | 0.0027586 | 0.00017411 | 5.7174e-06 | 1.1733e-05 | 0.0098315 |  | 2371.2549 | 1531.2133 | 2014.8935 | 3957.0031 | 52.0041 | 3.1984 | 0.71491 | 9930.2821 | 1735 | 3
2004 | 3 | 13 | 6 | 0.0027356 | 0.001689 | 0.002769 | 0.0027307 | 0.00017411 | 5.7174e-06 | 1.1733e-05 | 0.010116 |  | 2718.4847 | 1471.6427 | 2037.9724 | 3916.9147 | 52.0041 | 3.1984 | 0.71491 | 10200.9318 | 1736 | 3
2004 | 3 | 13 | 7 | 0.0035085 | 0.0016349 | 0.0028232 | 0.002617 | 0.00017411 | 5.7174e-06 | 1.1733e-05 | 0.010775 |  | 3486.5422 | 1424.4806 | 2077.8851 | 3753.8501 | 52.0041 | 3.1984 | 0.71491 | 10798.6753 | 1737 | 3
2004 | 3 | 13 | 8 | 0.0040149 | 0.0016627 | 0.0030484 | 0.0026673 | 0.00017411 | 5.7174e-06 | 1.1733e-05 | 0.011585 |  | 3989.7086 | 1448.6948 | 2243.5654 | 3825.9759 | 52.0041 | 3.1984 | 0.71491 | 11563.862 | 1738 | 3
2004 | 3 | 13 | 9 | 0.0040812 | 0.0018793 | 0.0031094 | 0.0026688 | 0 | 0 | 1.1733e-05 | 0.01175 |  | 4055.5915 | 1637.3873 | 2288.5188 | 3828.2016 | 0 | 0 | 0.71491 | 11810.4142 | 1739 | 3
2004 | 3 | 13 | 10 | 0.0047089 | 0.0017611 | 0.0031715 | 0.0027018 | 0 | 0 | 1.1733e-05 | 0.012355 |  | 4679.3357 | 1534.4698 | 2334.2124 | 3875.4885 | 0 | 0 | 0.71491 | 12424.2212 | 1740 | 3
2004 | 3 | 13 | 11 | 0.0053925 | 0.0015521 | 0.0032156 | 0.002697 | 0 | 0 | 1.1733e-05 | 0.012869 |  | 5358.6434 | 1352.3693 | 2366.6324 | 3868.5266 | 0 | 0 | 0.71491 | 12946.8867 | 1741 | 3
2004 | 3 | 13 | 12 | 0.0048612 | 0.0016499 | 0.0031517 | 0.0027116 | 0 | 0 | 1.1733e-05 | 0.012386 |  | 4830.7628 | 1437.515 | 2319.6653 | 3889.5891 | 0 | 0 | 0.71491 | 12478.2471 | 1742 | 3
2004 | 3 | 13 | 13 | 0.004757 | 0.0015469 | 0.0031803 | 0.0027806 | 0 | 0 | 1.1733e-05 | 0.012276 |  | 4727.1757 | 1347.7811 | 2340.6514 | 3988.4365 | 0 | 0 | 0.71491 | 12404.7596 | 1743 | 3
2004 | 3 | 13 | 14 | 0.0045522 | 0.001606 | 0.0031308 | 0.0028414 | 0 | 0 | 1.1733e-05 | 0.012142 |  | 4523.6597 | 1399.3404 | 2304.2117 | 4075.788 | 0 | 0 | 0.71491 | 12303.7147 | 1744 | 3
2004 | 3 | 13 | 15 | 0.0042255 | 0.001689 | 0.0030509 | 0.0027961 | 0 | 0 | 1.1733e-05 | 0.011773 |  | 4198.9674 | 1471.6175 | 2245.4662 | 4010.7067 | 0 | 0 | 0.71491 | 11927.4727 | 1745 | 3
2004 | 3 | 13 | 16 | 0.004698 | 0.0016142 | 0.0029626 | 0.002736 | 0 | 0 | 1.1733e-05 | 0.012023 |  | 4668.5173 | 1406.4786 | 2180.4706 | 3924.5511 | 0 | 0 | 0.71491 | 12180.7325 | 1746 | 3
2004 | 3 | 13 | 17 | 0.0049118 | 0.0016248 | 0.0029698 | 0.0026957 | 4.3527e-05 | 1.4293e-06 | 1.1733e-05 | 0.012259 |  | 4881.0536 | 1415.6617 | 2185.7599 | 3866.7628 | 13.001 | 0.79959 | 0.71491 | 12363.7535 | 1747 | 3
2004 | 3 | 13 | 18 | 0.0056972 | 0.0012385 | 0.0029142 | 0.002678 | 0.00017411 | 5.7174e-06 | 1.1733e-05 | 0.01272 |  | 5661.4998 | 1079.1159 | 2144.8645 | 3841.3908 | 52.0041 | 3.1984 | 0.71491 | 12782.7882 | 1748 | 3
2004 | 3 | 13 | 19 | 0.0056226 | 0.0012514 | 0.0028584 | 0.0024941 | 0.00017411 | 5.7174e-06 | 1.1733e-05 | 0.012418 |  | 5587.3668 | 1090.3309 | 2103.7312 | 3577.5015 | 52.0041 | 3.1984 | 0.71491 | 12414.8478 | 1749 | 3
2004 | 3 | 13 | 20 | 0.0058493 | 0.0012621 | 0.0028912 | 0.0023771 | 0.00017411 | 5.7174e-06 | 1.1733e-05 | 0.012571 |  | 5812.6656 | 1099.6216 | 2127.8728 | 3409.6893 | 52.0041 | 3.1984 | 0.71491 | 12505.7667 | 1750 | 3
2004 | 3 | 13 | 21 | 0.0060016 | 0.001227 | 0.0027876 | 0.0024773 | 0.00017411 | 5.7174e-06 | 1.1733e-05 | 0.012685 |  | 5964.0091 | 1069.0896 | 2051.6222 | 3553.515 | 52.0041 | 3.1984 | 0.71491 | 12694.1531 | 1751 | 3
2004 | 3 | 13 | 22 | 0.0051532 | 0.0013432 | 0.0026998 | 0.0024821 | 0.00017411 | 5.7174e-06 | 1.1733e-05 | 0.01187 |  | 5120.8516 | 1170.3236 | 1986.9974 | 3560.3106 | 52.0041 | 3.1984 | 0.71491 | 11894.4005 | 1752 | 3
2004 | 3 | 13 | 23 | 0.0041343 | 0.0015548 | 0.0025961 | 0.0025109 | 0.00017411 | 5.7174e-06 | 1.1733e-05 | 0.010988 |  | 4108.401 | 1354.6517 | 1910.7099 | 3601.5832 | 52.0041 | 3.1984 | 0.71491 | 11031.2631 | 1753 | 3
2004 | 3 | 13 | 24 | 0.0034532 | 0.0015708 | 0.0024756 | 0.0024097 | 0.00017411 | 5.7174e-06 | 1.1733e-05 | 0.010101 |  | 3431.5537 | 1368.6131 | 1821.9975 | 3456.4787 | 52.0041 | 3.1984 | 0.71491 | 10134.5603 | 1754 | 3
2004 | 3 | 14 | 1 | 0.0029683 | 0.0017062 | 0.0024245 | 0.0024063 | 0.00017411 | 5.7174e-06 | 1.1733e-05 | 0.0096968 |  | 2949.6489 | 1486.6084 | 1784.3892 | 3451.6248 | 52.0041 | 3.1984 | 0.71491 | 9728.1886 | 1755 | 3
2004 | 3 | 14 | 2 | 0.0024302 | 0.0017978 | 0.0024198 | 0.0023409 | 0.00017411 | 5.7174e-06 | 1.1733e-05 | 0.0091803 |  | 2415.0088 | 1566.3789 | 1780.9584 | 3357.809 | 52.0041 | 3.1984 | 0.71491 | 9176.0725 | 1756 | 3
2004 | 3 | 14 | 3 | 0.0024793 | 0.0017715 | 0.002376 | 0.0023117 | 0.00017411 | 5.7174e-06 | 1.1733e-05 | 0.00913 |  | 2463.7531 | 1543.4871 | 1748.6902 | 3315.921 | 52.0041 | 3.1984 | 0.71491 | 9127.7686 | 1757 | 3
2004 | 3 | 14 | 4 | 0.0021725 | 0.0018223 | 0.0023817 | 0.0023486 | 0.00017411 | 5.7174e-06 | 1.1733e-05 | 0.0089166 |  | 2158.8632 | 1587.729 | 1752.9212 | 3368.7723 | 52.0041 | 3.1984 | 0.71491 | 8924.203 | 1758 | 3
2004 | 3 | 14 | 5 | 0.0024284 | 0.00177 | 0.0024197 | 0.0023105 | 0.00017411 | 5.7174e-06 | 1.1733e-05 | 0.0091201 |  | 2413.1958 | 1542.1715 | 1780.9015 | 3314.145 | 52.0041 | 3.1984 | 0.71491 | 9106.3311 | 1759 | 3
2004 | 3 | 14 | 6 | 0.0026577 | 0.0017633 | 0.0024385 | 0.0022968 | 0.00017411 | 5.7174e-06 | 1.1733e-05 | 0.0093479 |  | 2641.0468 | 1536.3878 | 1794.7193 | 3294.4913 | 52.0041 | 3.1984 | 0.71491 | 9322.5625 | 1760 | 3
2004 | 3 | 14 | 7 | 0.0031877 | 0.0016803 | 0.0024664 | 0.0022678 | 0.00017411 | 5.7174e-06 | 1.1733e-05 | 0.0097937 |  | 3167.6971 | 1463.9995 | 1815.2517 | 3252.8875 | 52.0041 | 3.1984 | 0.71491 | 9755.7532 | 1761 | 3
2004 | 3 | 14 | 8 | 0.0039397 | 0.0016125 | 0.0026779 | 0.0022828 | 0.00017411 | 5.7174e-06 | 1.1733e-05 | 0.010704 |  | 3914.9885 | 1404.9276 | 1970.9267 | 3274.4354 | 52.0041 | 3.1984 | 0.71491 | 10621.1955 | 1762 | 3
2004 | 3 | 14 | 9 | 0.0045239 | 0.0016447 | 0.0026956 | 0.0023162 | 0 | 0 | 1.1733e-05 | 0.011192 |  | 4495.4945 | 1433.0238 | 1983.9643 | 3322.3142 | 0 | 0 | 0.71491 | 11235.5117 | 1763 | 3
2004 | 3 | 14 | 10 | 0.0049279 | 0.001678 | 0.0027572 | 0.0023874 | 0 | 0 | 1.1733e-05 | 0.011762 |  | 4896.9854 | 1462.0032 | 2029.2715 | 3424.4888 | 0 | 0 | 0.71491 | 11813.4639 | 1764 | 3
2004 | 3 | 14 | 11 | 0.0046462 | 0.0018301 | 0.0028105 | 0.0024318 | 0 | 0 | 1.1733e-05 | 0.01173 |  | 4617.0688 | 1594.5151 | 2068.511 | 3488.1846 | 0 | 0 | 0.71491 | 11768.9944 | 1765 | 3
2004 | 3 | 14 | 12 | 0.0051806 | 0.001662 | 0.002868 | 0.0024 | 0 | 0 | 1.1733e-05 | 0.012122 |  | 5148.0983 | 1448.1239 | 2110.8074 | 3442.5318 | 0 | 0 | 0.71491 | 12150.2764 | 1766 | 3
2004 | 3 | 14 | 13 | 0.0045367 | 0.0017585 | 0.0028598 | 0.0023898 | 0 | 0 | 1.1733e-05 | 0.011557 |  | 4508.2488 | 1532.1395 | 2104.7808 | 3427.9934 | 0 | 0 | 0.71491 | 11573.8774 | 1767 | 3
2004 | 3 | 14 | 14 | 0.0043235 | 0.0017443 | 0.0028993 | 0.0023666 | 0 | 0 | 1.1733e-05 | 0.011345 |  | 4296.3585 | 1519.8162 | 2133.8842 | 3394.6297 | 0 | 0 | 0.71491 | 11345.4035 | 1768 | 3
2004 | 3 | 14 | 15 | 0.004426 | 0.0016661 | 0.0028918 | 0.0023931 | 0 | 0 | 1.1733e-05 | 0.011389 |  | 4398.2125 | 1451.7041 | 2128.3307 | 3432.6107 | 0 | 0 | 0.71491 | 11411.5729 | 1769 | 3
2004 | 3 | 14 | 16 | 0.0048637 | 0.0016143 | 0.0028619 | 0.0024609 | 0 | 0 | 1.1733e-05 | 0.011812 |  | 4833.2233 | 1406.5284 | 2106.3104 | 3529.8833 | 0 | 0 | 0.71491 | 11876.6603 | 1770 | 3
2004 | 3 | 14 | 17 | 0.005205 | 0.0015966 | 0.0028182 | 0.0023893 | 4.3527e-05 | 1.4293e-06 | 1.1733e-05 | 0.012066 |  | 5172.3271 | 1391.0833 | 2074.1916 | 3427.2116 | 13.001 | 0.79959 | 0.71491 | 12079.3292 | 1771 | 3
2004 | 3 | 14 | 18 | 0.005595 | 0.001487 | 0.0027647 | 0.0024113 | 0.00017411 | 5.7174e-06 | 1.1733e-05 | 0.01245 |  | 5559.9721 | 1295.5874 | 2034.8162 | 3458.7757 | 52.0041 | 3.1984 | 0.71491 | 12405.0686 | 1772 | 3
2004 | 3 | 14 | 19 | 0.0055869 | 0.0015585 | 0.0026757 | 0.0023362 | 0.00017411 | 5.7174e-06 | 1.1733e-05 | 0.012349 |  | 5551.8888 | 1357.9168 | 1969.3204 | 3350.9895 | 52.0041 | 3.1984 | 0.71491 | 12286.0328 | 1773 | 3
2004 | 3 | 14 | 20 | 0.0058601 | 0.0015815 | 0.0026615 | 0.0023524 | 0.00017411 | 5.7174e-06 | 1.1733e-05 | 0.012647 |  | 5823.3734 | 1377.9298 | 1958.8745 | 3374.3367 | 52.0041 | 3.1984 | 0.71491 | 12590.4318 | 1774 | 3
2004 | 3 | 14 | 21 | 0.0058826 | 0.001527 | 0.0026727 | 0.0023763 | 0.00017411 | 5.7174e-06 | 1.1733e-05 | 0.01265 |  | 5845.7288 | 1330.4624 | 1967.0648 | 3408.5052 | 52.0041 | 3.1984 | 0.71491 | 12607.6786 | 1775 | 3
2004 | 3 | 14 | 22 | 0.0051923 | 0.0016699 | 0.0025767 | 0.0023829 | 0.00017411 | 5.7174e-06 | 1.1733e-05 | 0.012013 |  | 5159.759 | 1454.9467 | 1896.4375 | 3417.9771 | 52.0041 | 3.1984 | 0.71491 | 11985.0376 | 1776 | 3
2004 | 3 | 14 | 23 | 0.0038878 | 0.0018502 | 0.002497 | 0.0024721 | 0.00017411 | 5.7174e-06 | 1.1733e-05 | 0.010899 |  | 3863.4251 | 1612.0706 | 1837.8105 | 3545.9851 | 52.0041 | 3.1984 | 0.71491 | 10915.2086 | 1777 | 3
2004 | 3 | 14 | 24 | 0.0031261 | 0.0018148 | 0.0026485 | 0.002925 | 0.00017411 | 5.7174e-06 | 1.1733e-05 | 0.010706 |  | 3106.4712 | 1581.2213 | 1949.2409 | 4195.6389 | 52.0041 | 3.1984 | 0.71491 | 10888.4898 | 1778 | 3
2004 | 3 | 15 | 1 | 0.0021425 | 0.0017067 | 0.0027598 | 0.0032579 | 0.00017411 | 5.7174e-06 | 1.1733e-05 | 0.010058 |  | 2129.0835 | 1486.9965 | 2031.1786 | 4673.0766 | 52.0041 | 3.1984 | 0.71491 | 10376.2524 | 1779 | 3
2004 | 3 | 15 | 2 | 0.0019536 | 0.0016853 | 0.0028621 | 0.0032638 | 0.00017411 | 5.7174e-06 | 1.1733e-05 | 0.0099563 |  | 1941.3821 | 1468.3776 | 2106.4913 | 4681.5533 | 52.0041 | 3.1984 | 0.71491 | 10253.7217 | 1780 | 3
2004 | 3 | 15 | 3 | 0.0018025 | 0.0017407 | 0.0029421 | 0.0031994 | 0.00017411 | 5.7174e-06 | 1.1733e-05 | 0.0098763 |  | 1791.2054 | 1516.7051 | 2165.3414 | 4589.2059 | 52.0041 | 3.1984 | 0.71491 | 10118.3751 | 1781 | 3
2004 | 3 | 15 | 4 | 0.0019 | 0.0017563 | 0.0029283 | 0.0031881 | 0.00017411 | 5.7174e-06 | 1.1733e-05 | 0.0099643 |  | 1888.0718 | 1530.2531 | 2155.216 | 4573.0568 | 52.0041 | 3.1984 | 0.71491 | 10202.5151 | 1782 | 3
2004 | 3 | 15 | 5 | 0.0019231 | 0.001793 | 0.0029785 | 0.0032975 | 0.00017411 | 5.7174e-06 | 1.1733e-05 | 0.010184 |  | 1911.0786 | 1562.208 | 2192.1582 | 4729.882 | 52.0041 | 3.1984 | 0.71491 | 10451.2442 | 1783 | 3
2004 | 3 | 15 | 6 | 0.0025262 | 0.0016499 | 0.0030156 | 0.0034712 | 0.00017411 | 5.7174e-06 | 1.1733e-05 | 0.010854 |  | 2510.3212 | 1437.5483 | 2219.4709 | 4979.1025 | 52.0041 | 3.1984 | 0.71491 | 11202.3601 | 1784 | 3
2004 | 3 | 15 | 7 | 0.0033403 | 0.0017077 | 0.0035443 | 0.0034268 | 0.00017411 | 5.7174e-06 | 1.1733e-05 | 0.012211 |  | 3319.3732 | 1487.9376 | 2608.5595 | 4915.4299 | 52.0041 | 3.1984 | 0.71491 | 12387.2175 | 1785 | 3
2004 | 3 | 15 | 8 | 0.0036935 | 0.0016955 | 0.0038664 | 0.0035484 | 0.00017411 | 5.7174e-06 | 1.1733e-05 | 0.012995 |  | 3670.3234 | 1477.2807 | 2845.6267 | 5089.8722 | 52.0041 | 3.1984 | 0.71491 | 13139.0204 | 1786 | 3
2004 | 3 | 15 | 9 | 0.0036334 | 0.0020787 | 0.0038502 | 0.0037093 | 0 | 0 | 1.1733e-05 | 0.013283 |  | 3610.6613 | 1811.1814 | 2833.6842 | 5320.6942 | 0 | 0 | 0.71491 | 13576.936 | 1787 | 3
2004 | 3 | 15 | 10 | 0.0033243 | 0.0022047 | 0.0038872 | 0.0038775 | 0 | 0 | 1.1733e-05 | 0.013306 |  | 3303.4929 | 1920.9822 | 2860.9738 | 5561.8872 | 0 | 0 | 0.71491 | 13648.0511 | 1788 | 3
2004 | 3 | 15 | 11 | 0.003591 | 0.00208 | 0.0040358 | 0.0039296 | 0 | 0 | 1.1733e-05 | 0.013648 |  | 3568.4877 | 1812.3184 | 2970.3386 | 5636.6178 | 0 | 0 | 0.71491 | 13988.4774 | 1789 | 3
2004 | 3 | 15 | 12 | 0.0034099 | 0.0020281 | 0.0041039 | 0.0038521 | 0 | 0 | 1.1733e-05 | 0.013406 |  | 3388.5579 | 1767.0363 | 3020.4154 | 5525.4456 | 0 | 0 | 0.71491 | 13702.1701 | 1790 | 3
2004 | 3 | 15 | 13 | 0.0037266 | 0.0019004 | 0.0041473 | 0.0038218 | 0 | 0 | 1.1733e-05 | 0.013608 |  | 3703.2587 | 1655.8329 | 3052.3958 | 5482.0184 | 0 | 0 | 0.71491 | 13894.2207 | 1791 | 3
2004 | 3 | 15 | 14 | 0.0034424 | 0.0019473 | 0.0041385 | 0.0038356 | 0 | 0 | 1.1733e-05 | 0.013376 |  | 3420.856 | 1696.6771 | 3045.8791 | 5501.7903 | 0 | 0 | 0.71491 | 13665.9175 | 1792 | 3
2004 | 3 | 15 | 15 | 0.0036131 | 0.001781 | 0.0040509 | 0.003911 | 0 | 0 | 1.1733e-05 | 0.013368 |  | 3590.4478 | 1551.7802 | 2981.4569 | 5610.0266 | 0 | 0 | 0.71491 | 13734.4263 | 1793 | 3
2004 | 3 | 15 | 16 | 0.004084 | 0.0017609 | 0.0039553 | 0.0037864 | 0 | 0 | 1.1733e-05 | 0.013598 |  | 4058.3912 | 1534.2838 | 2911.0863 | 5431.2982 | 0 | 0 | 0.71491 | 13935.7744 | 1794 | 3
2004 | 3 | 15 | 17 | 0.0043333 | 0.0017335 | 0.003923 | 0.0036786 | 4.3527e-05 | 1.4293e-06 | 1.1733e-05 | 0.013725 |  | 4306.1066 | 1510.3782 | 2887.3226 | 5276.533 | 13.001 | 0.79959 | 0.71491 | 13994.8559 | 1795 | 3
2004 | 3 | 15 | 18 | 0.004756 | 0.0013785 | 0.0038106 | 0.0036736 | 0.00017411 | 5.7174e-06 | 1.1733e-05 | 0.01381 |  | 4726.2034 | 1201.0704 | 2804.542 | 5269.453 | 52.0041 | 3.1984 | 0.71491 | 14057.1862 | 1796 | 3
2004 | 3 | 15 | 19 | 0.004399 | 0.0014609 | 0.0039207 | 0.0037542 | 0.00017411 | 5.7174e-06 | 1.1733e-05 | 0.013726 |  | 4371.4682 | 1272.8492 | 2885.5832 | 5385.0533 | 52.0041 | 3.1984 | 0.71491 | 13970.8711 | 1797 | 3
2004 | 3 | 15 | 20 | 0.0050207 | 0.0013992 | 0.0039091 | 0.0038557 | 0.00017411 | 5.7174e-06 | 1.1733e-05 | 0.014376 |  | 4989.238 | 1219.077 | 2877.0618 | 5530.6311 | 52.0041 | 3.1984 | 0.71491 | 14671.9252 | 1798 | 3
2004 | 3 | 15 | 21 | 0.0055445 | 0.001191 | 0.0038231 | 0.0037677 | 0.00017411 | 5.7174e-06 | 1.1733e-05 | 0.014518 |  | 5509.7484 | 1037.7265 | 2813.8098 | 5404.4701 | 52.0041 | 3.1984 | 0.71491 | 14821.6722 | 1799 | 3
2004 | 3 | 15 | 22 | 0.0044199 | 0.0014216 | 0.0037714 | 0.0037741 | 0.00017411 | 5.7174e-06 | 1.1733e-05 | 0.013578 |  | 4392.1448 | 1238.6177 | 2775.7046 | 5413.6101 | 52.0041 | 3.1984 | 0.71491 | 13875.9946 | 1800 | 3
2004 | 3 | 15 | 23 | 0.00372 | 0.0013291 | 0.0035665 | 0.0038765 | 0.00017411 | 5.7174e-06 | 1.1733e-05 | 0.012684 |  | 3696.6956 | 1158.0262 | 2624.9542 | 5560.5139 | 52.0041 | 3.1984 | 0.71491 | 13096.1073 | 1801 | 3
2004 | 3 | 15 | 24 | 0.0025682 | 0.0016262 | 0.0033393 | 0.0038125 | 0.00017411 | 5.7174e-06 | 1.1733e-05 | 0.011538 |  | 2552.1482 | 1416.856 | 2457.6891 | 5468.6161 | 52.0041 | 3.1984 | 0.71491 | 11951.2267 | 1802 | 3
2004 | 3 | 16 | 1 | 0.0022676 | 0.0016341 | 0.0033364 | 0.0038779 | 0.00017411 | 5.7174e-06 | 1.1733e-05 | 0.011308 |  | 2253.3969 | 1423.8216 | 2455.5421 | 5562.5263 | 52.0041 | 3.1984 | 0.71491 | 11751.2042 | 1803 | 3
2004 | 3 | 16 | 2 | 0.0020977 | 0.001675 | 0.0032389 | 0.0038941 | 0.00017411 | 5.7174e-06 | 1.1733e-05 | 0.011097 |  | 2084.5716 | 1459.4313 | 2383.7997 | 5585.7084 | 52.0041 | 3.1984 | 0.71491 | 11569.4283 | 1804 | 3
2004 | 3 | 16 | 3 | 0.0020034 | 0.0016794 | 0.0032561 | 0.0040064 | 0.00017411 | 5.7174e-06 | 1.1733e-05 | 0.011137 |  | 1990.8086 | 1463.2543 | 2396.4643 | 5746.7482 | 52.0041 | 3.1984 | 0.71491 | 11653.1928 | 1805 | 3
2004 | 3 | 16 | 4 | 0.0020847 | 0.0016564 | 0.003203 | 0.0039751 | 0.00017411 | 5.7174e-06 | 1.1733e-05 | 0.011111 |  | 2071.5924 | 1443.2039 | 2357.3969 | 5701.9479 | 52.0041 | 3.1984 | 0.71491 | 11630.0584 | 1806 | 3
2004 | 3 | 16 | 5 | 0.002231 | 0.0016948 | 0.0032659 | 0.0039607 | 0.00017411 | 5.7174e-06 | 1.1733e-05 | 0.011344 |  | 2217.032 | 1476.6867 | 2403.683 | 5681.2524 | 52.0041 | 3.1984 | 0.71491 | 11834.5715 | 1807 | 3
2004 | 3 | 16 | 6 | 0.0026015 | 0.0017026 | 0.0033299 | 0.0039225 | 0.00017411 | 5.7174e-06 | 1.1733e-05 | 0.011748 |  | 2585.2025 | 1483.4955 | 2450.7743 | 5626.4832 | 52.0041 | 3.1984 | 0.71491 | 12201.8728 | 1808 | 3
2004 | 3 | 16 | 7 | 0.00358 | 0.0015396 | 0.0036563 | 0.0038102 | 0.00017411 | 5.7174e-06 | 1.1733e-05 | 0.012778 |  | 3557.5535 | 1341.4287 | 2691.0009 | 5465.3719 | 52.0041 | 3.1984 | 0.71491 | 13111.2724 | 1809 | 3
2004 | 3 | 16 | 8 | 0.0037299 | 0.0017632 | 0.0039964 | 0.0037706 | 0.00017411 | 5.7174e-06 | 1.1733e-05 | 0.013452 |  | 3706.5627 | 1536.2914 | 2941.308 | 5408.6373 | 52.0041 | 3.1984 | 0.71491 | 13648.7167 | 1810 | 3
2004 | 3 | 16 | 9 | 0.0033557 | 0.0020812 | 0.0040664 | 0.0040314 | 0 | 0 | 1.1733e-05 | 0.013546 |  | 3334.642 | 1813.3749 | 2992.8212 | 5782.5982 | 0 | 0 | 0.71491 | 13924.1511 | 1811 | 3
2004 | 3 | 16 | 10 | 0.0031538 | 0.0021915 | 0.0041153 | 0.0040085 | 0 | 0 | 1.1733e-05 | 0.013481 |  | 3134.0752 | 1909.4416 | 3028.7963 | 5749.8501 | 0 | 0 | 0.71491 | 13822.8781 | 1812 | 3
2004 | 3 | 16 | 11 | 0.003385 | 0.0020584 | 0.0042897 | 0.0040002 | 0 | 0 | 1.1733e-05 | 0.013745 |  | 3363.8264 | 1793.4922 | 3157.1881 | 5737.8924 | 0 | 0 | 0.71491 | 14053.114 | 1813 | 3
2004 | 3 | 16 | 12 | 0.0034683 | 0.0019964 | 0.0042309 | 0.0040016 | 0 | 0 | 1.1733e-05 | 0.013709 |  | 3446.5409 | 1739.4468 | 3113.882 | 5739.9287 | 0 | 0 | 0.71491 | 14040.5133 | 1814 | 3
2004 | 3 | 16 | 13 | 0.0034346 | 0.0019344 | 0.0043658 | 0.0039106 | 0 | 0 | 1.1733e-05 | 0.013657 |  | 3413.1025 | 1685.4263 | 3213.1996 | 5609.3159 | 0 | 0 | 0.71491 | 13921.7593 | 1815 | 3
2004 | 3 | 16 | 14 | 0.0029977 | 0.0020096 | 0.004316 | 0.0040355 | 0 | 0 | 1.1733e-05 | 0.013371 |  | 2978.9483 | 1750.9374 | 3176.5303 | 5788.5415 | 0 | 0 | 0.71491 | 13695.6724 | 1816 | 3
2004 | 3 | 16 | 15 | 0.0031014 | 0.001932 | 0.0043083 | 0.003983 | 0 | 0 | 1.1733e-05 | 0.013337 |  | 3081.9917 | 1683.361 | 3170.9142 | 5713.2424 | 0 | 0 | 0.71491 | 13650.2243 | 1817 | 3
2004 | 3 | 16 | 16 | 0.0037027 | 0.0017715 | 0.0041862 | 0.0038767 | 0 | 0 | 1.1733e-05 | 0.013549 |  | 3679.495 | 1543.512 | 3081.0119 | 5560.7743 | 0 | 0 | 0.71491 | 13865.5082 | 1818 | 3
2004 | 3 | 16 | 17 | 0.0040804 | 0.0017154 | 0.0040848 | 0.0039606 | 4.3527e-05 | 1.4293e-06 | 1.1733e-05 | 0.013898 |  | 4054.8573 | 1494.6481 | 3006.3835 | 5681.1342 | 13.001 | 0.79959 | 0.71491 | 14251.5386 | 1819 | 3
2004 | 3 | 16 | 18 | 0.0042538 | 0.0016647 | 0.0039493 | 0.0042043 | 0.00017411 | 5.7174e-06 | 1.1733e-05 | 0.014264 |  | 4227.097 | 1450.4493 | 2906.6318 | 6030.7292 | 52.0041 | 3.1984 | 0.71491 | 14670.8246 | 1820 | 3
2004 | 3 | 16 | 19 | 0.0047408 | 0.0014355 | 0.0038805 | 0.0041981 | 0.00017411 | 5.7174e-06 | 1.1733e-05 | 0.014447 |  | 4711.0739 | 1250.7758 | 2856.0386 | 6021.8023 | 52.0041 | 3.1984 | 0.71491 | 14895.608 | 1821 | 3
2004 | 3 | 16 | 20 | 0.0052543 | 0.0013621 | 0.0039587 | 0.004238 | 0.00017411 | 5.7174e-06 | 1.1733e-05 | 0.015005 |  | 5221.3549 | 1186.8134 | 2913.5495 | 6078.9394 | 52.0041 | 3.1984 | 0.71491 | 15456.5745 | 1822 | 3
2004 | 3 | 16 | 21 | 0.005501 | 0.0011952 | 0.0038822 | 0.0041777 | 0.00017411 | 5.7174e-06 | 1.1733e-05 | 0.014948 |  | 5466.5457 | 1041.3392 | 2857.2913 | 5992.5587 | 52.0041 | 3.1984 | 0.71491 | 15413.6522 | 1823 | 3
2004 | 3 | 16 | 22 | 0.0047666 | 0.001292 | 0.0036979 | 0.0041386 | 0.00017411 | 5.7174e-06 | 1.1733e-05 | 0.014087 |  | 4736.7211 | 1125.7542 | 2721.6608 | 5936.4635 | 52.0041 | 3.1984 | 0.71491 | 14576.5169 | 1824 | 3
2004 | 3 | 16 | 23 | 0.004184 | 0.0013652 | 0.0035659 | 0.0043682 | 0.00017411 | 5.7174e-06 | 1.1733e-05 | 0.013675 |  | 4157.7537 | 1189.4564 | 2624.5104 | 6265.7658 | 52.0041 | 3.1984 | 0.71491 | 14293.4038 | 1825 | 3
2004 | 3 | 16 | 24 | 0.0029599 | 0.0015601 | 0.003491 | 0.0043044 | 0.00017411 | 5.7174e-06 | 1.1733e-05 | 0.012507 |  | 2941.3406 | 1359.264 | 2569.3825 | 6174.2942 | 52.0041 | 3.1984 | 0.71491 | 13100.1985 | 1826 | 3
2004 | 3 | 17 | 1 | 0.0023528 | 0.0016341 | 0.0035363 | 0.0042271 | 0.00017411 | 5.7174e-06 | 1.1733e-05 | 0.011942 |  | 2338.0123 | 1423.8216 | 2602.6559 | 6063.4061 | 52.0041 | 3.1984 | 0.71491 | 12483.8132 | 1827 | 3
2004 | 3 | 17 | 2 | 0.0021873 | 0.001675 | 0.0033804 | 0.0043385 | 0.00017411 | 5.7174e-06 | 1.1733e-05 | 0.011773 |  | 2173.5563 | 1459.4313 | 2487.9347 | 6223.144 | 52.0041 | 3.1984 | 0.71491 | 12399.9836 | 1828 | 3
2004 | 3 | 17 | 3 | 0.002097 | 0.0016794 | 0.0032754 | 0.004313 | 0.00017411 | 5.7174e-06 | 1.1733e-05 | 0.011556 |  | 2083.8436 | 1463.2543 | 2410.6549 | 6186.6546 | 52.0041 | 3.1984 | 0.71491 | 12200.3248 | 1829 | 3
2004 | 3 | 17 | 4 | 0.0021835 | 0.0016564 | 0.0031534 | 0.0043142 | 0.00017411 | 5.7174e-06 | 1.1733e-05 | 0.011499 |  | 2169.8429 | 1443.2039 | 2320.8591 | 6188.3595 | 52.0041 | 3.1984 | 0.71491 | 12178.1827 | 1830 | 3
2004 | 3 | 17 | 5 | 0.0023379 | 0.0016948 | 0.0032216 | 0.0043557 | 0.00017411 | 5.7174e-06 | 1.1733e-05 | 0.011802 |  | 2323.1992 | 1476.6867 | 2371.0557 | 6247.8646 | 52.0041 | 3.1984 | 0.71491 | 12474.7236 | 1831 | 3
2004 | 3 | 17 | 6 | 0.0027168 | 0.0017026 | 0.0032457 | 0.0042861 | 0.00017411 | 5.7174e-06 | 1.1733e-05 | 0.012143 |  | 2699.7782 | 1483.4955 | 2388.8472 | 6148.0344 | 52.0041 | 3.1984 | 0.71491 | 12776.0727 | 1832 | 3
2004 | 3 | 17 | 7 | 0.0037283 | 0.0015396 | 0.0036111 | 0.0043015 | 0.00017411 | 5.7174e-06 | 1.1733e-05 | 0.013372 |  | 3704.9746 | 1341.4287 | 2657.7632 | 6170.1506 | 52.0041 | 3.1984 | 0.71491 | 13930.2345 | 1833 | 3
2004 | 3 | 17 | 8 | 0.003871 | 0.0017632 | 0.0040685 | 0.0042612 | 0.00017411 | 5.7174e-06 | 1.1733e-05 | 0.014155 |  | 3846.7514 | 1536.2914 | 2994.3612 | 6112.3268 | 52.0041 | 3.1984 | 0.71491 | 14545.648 | 1834 | 3
2004 | 3 | 17 | 9 | 0.0034817 | 0.0020812 | 0.0042253 | 0.0040459 | 0 | 0 | 1.1733e-05 | 0.013846 |  | 3459.8821 | 1813.3749 | 3109.7866 | 5803.4591 | 0 | 0 | 0.71491 | 14187.2176 | 1835 | 3
2004 | 3 | 17 | 10 | 0.0032728 | 0.0021915 | 0.0043766 | 0.0040081 | 0 | 0 | 1.1733e-05 | 0.013861 |  | 3252.2534 | 1909.4416 | 3221.1106 | 5749.1873 | 0 | 0 | 0.71491 | 14132.7079 | 1836 | 3
2004 | 3 | 17 | 11 | 0.0035025 | 0.0020584 | 0.0044422 | 0.0042779 | 0 | 0 | 1.1733e-05 | 0.014293 |  | 3480.4932 | 1793.4922 | 3269.4304 | 6136.2185 | 0 | 0 | 0.71491 | 14680.3491 | 1837 | 3
2004 | 3 | 17 | 12 | 0.0035785 | 0.0019964 | 0.0044527 | 0.00422 | 0 | 0 | 1.1733e-05 | 0.014259 |  | 3556.0713 | 1739.4468 | 3277.1264 | 6053.2241 | 0 | 0 | 0.71491 | 14626.5836 | 1838 | 3
2004 | 3 | 17 | 13 | 0.0035428 | 0.0019344 | 0.0044652 | 0.0042956 | 0 | 0 | 1.1733e-05 | 0.01425 |  | 3520.5475 | 1685.4263 | 3286.3735 | 6161.6025 | 0 | 0 | 0.71491 | 14654.6647 | 1839 | 3
2004 | 3 | 17 | 14 | 0.0030997 | 0.0020096 | 0.0044763 | 0.0042524 | 0 | 0 | 1.1733e-05 | 0.01385 |  | 3080.2296 | 1750.9374 | 3294.5495 | 6099.6614 | 0 | 0 | 0.71491 | 14226.0928 | 1840 | 3
2004 | 3 | 17 | 15 | 0.0031976 | 0.001932 | 0.0044002 | 0.0041759 | 0 | 0 | 1.1733e-05 | 0.013717 |  | 3177.5218 | 1683.361 | 3238.5345 | 5989.9045 | 0 | 0 | 0.71491 | 14090.0368 | 1841 | 3
2004 | 3 | 17 | 16 | 0.0038073 | 0.0017715 | 0.0042782 | 0.0040591 | 0 | 0 | 1.1733e-05 | 0.013928 |  | 3783.4007 | 1543.512 | 3148.7016 | 5822.386 | 0 | 0 | 0.71491 | 14298.7153 | 1842 | 3
2004 | 3 | 17 | 17 | 0.0041929 | 0.0017154 | 0.0040726 | 0.0042083 | 4.3527e-05 | 1.4293e-06 | 1.1733e-05 | 0.014246 |  | 4166.6164 | 1494.6481 | 2997.4107 | 6036.3878 | 13.001 | 0.79959 | 0.71491 | 14709.5785 | 1843 | 3
2004 | 3 | 17 | 18 | 0.0043758 | 0.0016647 | 0.0039683 | 0.0041651 | 0.00017411 | 5.7174e-06 | 1.1733e-05 | 0.014365 |  | 4348.3776 | 1450.4493 | 2920.6403 | 5974.4217 | 52.0041 | 3.1984 | 0.71491 | 14749.8061 | 1844 | 3
2004 | 3 | 17 | 19 | 0.0048748 | 0.0014355 | 0.0039903 | 0.0042207 | 0.00017411 | 5.7174e-06 | 1.1733e-05 | 0.014713 |  | 4844.1979 | 1250.7758 | 2936.8056 | 6054.1219 | 52.0041 | 3.1984 | 0.71491 | 15141.8185 | 1845 | 3
2004 | 3 | 17 | 20 | 0.0053908 | 0.0013621 | 0.0040969 | 0.0043038 | 0.00017411 | 5.7174e-06 | 1.1733e-05 | 0.015345 |  | 5356.9986 | 1186.8134 | 3015.2956 | 6173.4221 | 52.0041 | 3.1984 | 0.71491 | 15788.447 | 1846 | 3
2004 | 3 | 17 | 21 | 0.0056327 | 0.0011952 | 0.0039908 | 0.0042982 | 0.00017411 | 5.7174e-06 | 1.1733e-05 | 0.015308 |  | 5597.3806 | 1041.3392 | 2937.2131 | 6165.3363 | 52.0041 | 3.1984 | 0.71491 | 15797.1865 | 1847 | 3
2004 | 3 | 17 | 22 | 0.0048908 | 0.001292 | 0.0038106 | 0.0041992 | 0.00017411 | 5.7174e-06 | 1.1733e-05 | 0.014384 |  | 4860.1065 | 1125.7542 | 2804.5623 | 6023.353 | 52.0041 | 3.1984 | 0.71491 | 14869.6933 | 1848 | 3
2004 | 3 | 17 | 23 | 0.0043126 | 0.0013652 | 0.0037271 | 0.0037371 | 0.00017411 | 5.7174e-06 | 1.1733e-05 | 0.013334 |  | 4285.5631 | 1189.4564 | 2743.1152 | 5360.5325 | 52.0041 | 3.1984 | 0.71491 | 13634.5846 | 1849 | 3
2004 | 3 | 17 | 24 | 0.0030736 | 0.0015601 | 0.0036433 | 0.0042326 | 0.00017411 | 5.7174e-06 | 1.1733e-05 | 0.012701 |  | 3054.3638 | 1359.264 | 2681.4607 | 6071.3015 | 52.0041 | 3.1984 | 0.71491 | 13222.3073 | 1850 | 3
2004 | 3 | 18 | 1 | 0.0019447 | 0.0016341 | 0.0035524 | 0.00416 | 0.00017411 | 5.7174e-06 | 1.1733e-05 | 0.011483 |  | 1932.5189 | 1423.8216 | 2614.5349 | 5967.1426 | 52.0041 | 3.1984 | 0.71491 | 11993.9354 | 1851 | 3
2004 | 3 | 18 | 2 | 0.0016614 | 0.001675 | 0.0033482 | 0.0043207 | 0.00017411 | 5.7174e-06 | 1.1733e-05 | 0.011197 |  | 1650.9796 | 1459.4313 | 2464.251 | 6197.6978 | 52.0041 | 3.1984 | 0.71491 | 11828.2769 | 1852 | 3
2004 | 3 | 18 | 3 | 0.0015598 | 0.0016794 | 0.0031737 | 0.0043242 | 0.00017411 | 5.7174e-06 | 1.1733e-05 | 0.010929 |  | 1550.0617 | 1463.2543 | 2335.797 | 6202.7253 | 52.0041 | 3.1984 | 0.71491 | 11607.7557 | 1853 | 3
2004 | 3 | 18 | 4 | 0.0016738 | 0.0016564 | 0.0030693 | 0.004339 | 0.00017411 | 5.7174e-06 | 1.1733e-05 | 0.01093 |  | 1663.344 | 1443.2039 | 2258.964 | 6223.8705 | 52.0041 | 3.1984 | 0.71491 | 11645.2997 | 1854 | 3
2004 | 3 | 18 | 5 | 0.0017699 | 0.0016948 | 0.0030966 | 0.0043416 | 0.00017411 | 5.7174e-06 | 1.1733e-05 | 0.011094 |  | 1758.7935 | 1476.6867 | 2279.0846 | 6227.5705 | 52.0041 | 3.1984 | 0.71491 | 11798.0527 | 1855 | 3
2004 | 3 | 18 | 6 | 0.0022516 | 0.0017026 | 0.0032604 | 0.0040527 | 0.00017411 | 5.7174e-06 | 1.1733e-05 | 0.011459 |  | 2237.4545 | 1483.4955 | 2399.607 | 5813.2034 | 52.0041 | 3.1984 | 0.71491 | 11989.6778 | 1856 | 3
2004 | 3 | 18 | 7 | 0.003374 | 0.0015396 | 0.0036663 | 0.0042333 | 0.00017411 | 5.7174e-06 | 1.1733e-05 | 0.013005 |  | 3352.827 | 1341.4287 | 2698.3456 | 6072.2414 | 52.0041 | 3.1984 | 0.71491 | 13520.76 | 1857 | 3
2004 | 3 | 18 | 8 | 0.003471 | 0.0017632 | 0.0041383 | 0.0042304 | 0.00017411 | 5.7174e-06 | 1.1733e-05 | 0.013794 |  | 3449.2309 | 1536.2914 | 3045.7746 | 6068.0739 | 52.0041 | 3.1984 | 0.71491 | 14155.2881 | 1858 | 3
2004 | 3 | 18 | 9 | 0.0031675 | 0.0020812 | 0.0042199 | 0.0042679 | 0 | 0 | 1.1733e-05 | 0.013748 |  | 3147.5954 | 1813.3749 | 3105.8157 | 6121.8516 | 0 | 0 | 0.71491 | 14189.3525 | 1859 | 3
2004 | 3 | 18 | 10 | 0.0028111 | 0.0021915 | 0.0042957 | 0.004187 | 0 | 0 | 1.1733e-05 | 0.013497 |  | 2793.431 | 1909.4416 | 3161.581 | 6005.8517 | 0 | 0 | 0.71491 | 13871.0203 | 1860 | 3
2004 | 3 | 18 | 11 | 0.0030377 | 0.0020584 | 0.0043954 | 0.0044088 | 0 | 0 | 1.1733e-05 | 0.013912 |  | 3018.6287 | 1793.4922 | 3234.9863 | 6324.0514 | 0 | 0 | 0.71491 | 14371.8735 | 1861 | 3
2004 | 3 | 18 | 12 | 0.003146 | 0.0019964 | 0.0043355 | 0.0043271 | 0 | 0 | 1.1733e-05 | 0.013817 |  | 3126.311 | 1739.4468 | 3190.8821 | 6206.7759 | 0 | 0 | 0.71491 | 14264.1308 | 1862 | 3
2004 | 3 | 18 | 13 | 0.0030398 | 0.0019344 | 0.0043371 | 0.0042958 | 0 | 0 | 1.1733e-05 | 0.013619 |  | 3020.7241 | 1685.4263 | 3192.0994 | 6161.9695 | 0 | 0 | 0.71491 | 14060.9343 | 1863 | 3
2004 | 3 | 18 | 14 | 0.0026371 | 0.0020096 | 0.0043935 | 0.0042927 | 0 | 0 | 1.1733e-05 | 0.013345 |  | 2620.6155 | 1750.9374 | 3233.57 | 6157.4083 | 0 | 0 | 0.71491 | 13763.2461 | 1864 | 3
2004 | 3 | 18 | 15 | 0.002775 | 0.001932 | 0.0042754 | 0.0043456 | 0 | 0 | 1.1733e-05 | 0.01334 |  | 2757.582 | 1683.361 | 3146.6982 | 6233.314 | 0 | 0 | 0.71491 | 13821.6702 | 1865 | 3
2004 | 3 | 18 | 16 | 0.0033689 | 0.0017715 | 0.0041758 | 0.0042247 | 0 | 0 | 1.1733e-05 | 0.013553 |  | 3347.743 | 1543.512 | 3073.3282 | 6059.9402 | 0 | 0 | 0.71491 | 14025.2384 | 1866 | 3
2004 | 3 | 18 | 17 | 0.0037049 | 0.0017154 | 0.0039802 | 0.004111 | 4.3527e-05 | 1.4293e-06 | 1.1733e-05 | 0.013568 |  | 3681.6923 | 1494.6481 | 2929.4076 | 5896.8486 | 13.001 | 0.79959 | 0.71491 | 14017.1122 | 1867 | 3
2004 | 3 | 18 | 18 | 0.004046 | 0.0016647 | 0.0039168 | 0.0039431 | 0.00017411 | 5.7174e-06 | 1.1733e-05 | 0.013762 |  | 4020.6526 | 1450.4493 | 2882.7447 | 5655.9365 | 52.0041 | 3.1984 | 0.71491 | 14065.7004 | 1868 | 3
2004 | 3 | 18 | 19 | 0.0043704 | 0.0014355 | 0.0039034 | 0.004007 | 0.00017411 | 5.7174e-06 | 1.1733e-05 | 0.013908 |  | 4342.959 | 1250.7758 | 2872.898 | 5747.639 | 52.0041 | 3.1984 | 0.71491 | 14270.1892 | 1869 | 3
2004 | 3 | 18 | 20 | 0.0047612 | 0.0013621 | 0.0039578 | 0.0038967 | 0.00017411 | 5.7174e-06 | 1.1733e-05 | 0.014169 |  | 4731.3859 | 1186.8134 | 2912.9376 | 5589.4138 | 52.0041 | 3.1984 | 0.71491 | 14476.4681 | 1870 | 3
2004 | 3 | 18 | 21 | 0.0051107 | 0.0011952 | 0.0038494 | 0.0040142 | 0.00017411 | 5.7174e-06 | 1.1733e-05 | 0.014361 |  | 5078.6813 | 1041.3392 | 2833.1443 | 5757.9365 | 52.0041 | 3.1984 | 0.71491 | 14767.0186 | 1871 | 3
2004 | 3 | 18 | 22 | 0.0044228 | 0.001292 | 0.0036817 | 0.0041476 | 0.00017411 | 5.7174e-06 | 1.1733e-05 | 0.013736 |  | 4395.0811 | 1125.7542 | 2709.7177 | 5949.3449 | 52.0041 | 3.1984 | 0.71491 | 14235.8152 | 1872 | 3
2004 | 3 | 18 | 23 | 0.003623 | 0.0013652 | 0.0035626 | 0.0037134 | 0.00017411 | 5.7174e-06 | 1.1733e-05 | 0.012456 |  | 3600.2934 | 1189.4564 | 2622.0538 | 5326.5728 | 52.0041 | 3.1984 | 0.71491 | 12794.2938 | 1873 | 3
2004 | 3 | 18 | 24 | 0.0023774 | 0.0015601 | 0.0035378 | 0.0037416 | 0.00017411 | 5.7174e-06 | 1.1733e-05 | 0.011409 |  | 2362.5222 | 1359.264 | 2603.8232 | 5367.0395 | 52.0041 | 3.1984 | 0.71491 | 11748.5662 | 1874 | 3
2004 | 3 | 19 | 1 | 0.0018867 | 0.001642 | 0.0034863 | 0.0036088 | 0.00017411 | 5.7174e-06 | 1.1733e-05 | 0.010815 |  | 1874.8962 | 1430.6316 | 2565.8789 | 5176.537 | 52.0041 | 3.1984 | 0.71491 | 11103.861 | 1875 | 3
2004 | 3 | 19 | 2 | 0.0015759 | 0.0017159 | 0.0033241 | 0.0035634 | 0.00017411 | 5.7174e-06 | 1.1733e-05 | 0.010371 |  | 1566.059 | 1495.0348 | 2446.5211 | 5111.3432 | 52.0041 | 3.1984 | 0.71491 | 10674.8754 | 1876 | 3
2004 | 3 | 19 | 3 | 0.0015782 | 0.0017143 | 0.0032568 | 0.0035407 | 0.00017411 | 5.7174e-06 | 1.1733e-05 | 0.010282 |  | 1568.3177 | 1493.6853 | 2397.0184 | 5078.8318 | 52.0041 | 3.1984 | 0.71491 | 10593.7705 | 1877 | 3
2004 | 3 | 19 | 4 | 0.0015254 | 0.0017016 | 0.0032809 | 0.0037793 | 0.00017411 | 5.7174e-06 | 1.1733e-05 | 0.010479 |  | 1515.8763 | 1482.5595 | 2414.726 | 5420.9861 | 52.0041 | 3.1984 | 0.71491 | 10890.0651 | 1878 | 3
2004 | 3 | 19 | 5 | 0.0016661 | 0.0016506 | 0.0033313 | 0.0038097 | 0.00017411 | 5.7174e-06 | 1.1733e-05 | 0.010649 |  | 1655.6794 | 1438.1336 | 2451.8431 | 5464.6443 | 52.0041 | 3.1984 | 0.71491 | 11066.2177 | 1879 | 3
2004 | 3 | 19 | 6 | 0.0021547 | 0.0015712 | 0.0033478 | 0.0037627 | 0.00017411 | 5.7174e-06 | 1.1733e-05 | 0.011028 |  | 2141.166 | 1368.9894 | 2463.9358 | 5397.1771 | 52.0041 | 3.1984 | 0.71491 | 11427.1856 | 1880 | 3
2004 | 3 | 19 | 7 | 0.0030408 | 0.001516 | 0.0036575 | 0.0039078 | 0.00017411 | 5.7174e-06 | 1.1733e-05 | 0.012314 |  | 3021.7611 | 1320.9058 | 2691.895 | 5605.4092 | 52.0041 | 3.1984 | 0.71491 | 12695.8885 | 1881 | 3
2004 | 3 | 19 | 8 | 0.0031202 | 0.0017546 | 0.0040188 | 0.003774 | 0.00017411 | 5.7174e-06 | 1.1733e-05 | 0.012859 |  | 3100.6294 | 1528.7899 | 2957.7884 | 5413.5037 | 52.0041 | 3.1984 | 0.71491 | 13056.6286 | 1882 | 3
2004 | 3 | 19 | 9 | 0.0029482 | 0.001949 | 0.0041373 | 0.0037708 | 0 | 0 | 1.1733e-05 | 0.012817 |  | 2929.7132 | 1698.1305 | 3045.0001 | 5408.7915 | 0 | 0 | 0.71491 | 13082.3502 | 1883 | 3
2004 | 3 | 19 | 10 | 0.0028366 | 0.0020248 | 0.0041699 | 0.0036077 | 0 | 0 | 1.1733e-05 | 0.012651 |  | 2818.7772 | 1764.1725 | 3069.0124 | 5174.933 | 0 | 0 | 0.71491 | 12827.61 | 1884 | 3
2004 | 3 | 19 | 11 | 0.0027992 | 0.0020135 | 0.0042411 | 0.0038701 | 0 | 0 | 1.1733e-05 | 0.012936 |  | 2781.6651 | 1754.3729 | 3121.4397 | 5551.2316 | 0 | 0 | 0.71491 | 13209.4242 | 1885 | 3
2004 | 3 | 19 | 12 | 0.0030028 | 0.0018736 | 0.0042021 | 0.0037517 | 0 | 0 | 1.1733e-05 | 0.012842 |  | 2984.0023 | 1632.4916 | 3092.7382 | 5381.4721 | 0 | 0 | 0.71491 | 13091.4191 | 1886 | 3
2004 | 3 | 19 | 13 | 0.0025373 | 0.0019061 | 0.0042789 | 0.0039853 | 0 | 0 | 1.1733e-05 | 0.012719 |  | 2521.386 | 1660.7968 | 3149.2736 | 5716.463 | 0 | 0 | 0.71491 | 13048.6343 | 1887 | 3
2004 | 3 | 19 | 14 | 0.002465 | 0.0018972 | 0.0043634 | 0.0040254 | 0 | 0 | 1.1733e-05 | 0.012763 |  | 2449.5352 | 1653.0581 | 3211.4217 | 5774.0618 | 0 | 0 | 0.71491 | 13088.7916 | 1888 | 3
2004 | 3 | 19 | 15 | 0.0025989 | 0.0018017 | 0.0042517 | 0.0038051 | 0 | 0 | 1.1733e-05 | 0.012469 |  | 2582.6179 | 1569.7993 | 3129.2005 | 5458.0081 | 0 | 0 | 0.71491 | 12740.3407 | 1889 | 3
2004 | 3 | 19 | 16 | 0.0031044 | 0.0016236 | 0.0040217 | 0.0037737 | 0 | 0 | 1.1733e-05 | 0.012535 |  | 3084.8932 | 1414.6061 | 2959.9066 | 5412.9765 | 0 | 0 | 0.71491 | 12873.0973 | 1890 | 3
2004 | 3 | 19 | 17 | 0.0035124 | 0.001568 | 0.0038413 | 0.0037415 | 4.3527e-05 | 1.4293e-06 | 1.1733e-05 | 0.01272 |  | 3490.4047 | 1366.1765 | 2827.1365 | 5366.7969 | 13.001 | 0.79959 | 0.71491 | 13065.0302 | 1891 | 3
2004 | 3 | 19 | 18 | 0.0039244 | 0.0013528 | 0.003714 | 0.0037919 | 0.00017411 | 5.7174e-06 | 1.1733e-05 | 0.012975 |  | 3899.8201 | 1178.6904 | 2733.4824 | 5439.1185 | 52.0041 | 3.1984 | 0.71491 | 13307.0288 | 1892 | 3
2004 | 3 | 19 | 19 | 0.0040324 | 0.0012712 | 0.0036952 | 0.0039358 | 0.00017411 | 5.7174e-06 | 1.1733e-05 | 0.013126 |  | 4007.117 | 1107.6132 | 2719.6465 | 5645.509 | 52.0041 | 3.1984 | 0.71491 | 13535.8031 | 1893 | 3
2004 | 3 | 19 | 20 | 0.0041621 | 0.0013808 | 0.003728 | 0.0038809 | 0.00017411 | 5.7174e-06 | 1.1733e-05 | 0.013343 |  | 4136.031 | 1203.1265 | 2743.8184 | 5566.7298 | 52.0041 | 3.1984 | 0.71491 | 13705.623 | 1894 | 3
2004 | 3 | 19 | 21 | 0.0046234 | 0.0011551 | 0.0036112 | 0.0039392 | 0.00017411 | 5.7174e-06 | 1.1733e-05 | 0.01352 |  | 4594.3935 | 1006.4398 | 2657.802 | 5650.476 | 52.0041 | 3.1984 | 0.71491 | 13965.0288 | 1895 | 3
2004 | 3 | 19 | 22 | 0.0039419 | 0.0012326 | 0.0034484 | 0.0037059 | 0.00017411 | 5.7174e-06 | 1.1733e-05 | 0.01252 |  | 3917.2036 | 1073.9395 | 2537.9755 | 5315.7927 | 52.0041 | 3.1984 | 0.71491 | 12900.8287 | 1896 | 3
2004 | 3 | 19 | 23 | 0.0035016 | 0.001182 | 0.0032279 | 0.0034254 | 0.00017411 | 5.7174e-06 | 1.1733e-05 | 0.011528 |  | 3479.695 | 1029.8389 | 2375.6858 | 4913.4233 | 52.0041 | 3.1984 | 0.71491 | 11854.5604 | 1897 | 3
2004 | 3 | 19 | 24 | 0.0024104 | 0.0015165 | 0.0030323 | 0.0023599 | 0.00017411 | 5.7174e-06 | 1.1733e-05 | 0.0095108 |  | 2395.2841 | 1321.3526 | 2231.7795 | 3385.1227 | 52.0041 | 3.1984 | 0.71491 | 9389.4562 | 1898 | 3
2004 | 3 | 20 | 1 | 0.0022449 | 0.0017144 | 0.0030211 | 0.0021442 | 0.00017411 | 5.7174e-06 | 1.1733e-05 | 0.0093161 |  | 2230.7775 | 1493.7162 | 2223.5078 | 3075.6573 | 52.0041 | 3.1984 | 0.71491 | 9079.5761 | 1899 | 3
2004 | 3 | 20 | 2 | 0.0019942 | 0.0017907 | 0.0028926 | 0.0021276 | 0.00017411 | 5.7174e-06 | 1.1733e-05 | 0.0089968 |  | 1981.7254 | 1560.2658 | 2128.9577 | 3051.9014 | 52.0041 | 3.1984 | 0.71491 | 8778.7676 | 1900 | 3
2004 | 3 | 20 | 3 | 0.0019125 | 0.0018019 | 0.0028173 | 0.002144 | 0.00017411 | 5.7174e-06 | 1.1733e-05 | 0.0088673 |  | 1900.5388 | 1570.0124 | 2073.4978 | 3075.4324 | 52.0041 | 3.1984 | 0.71491 | 8675.3987 | 1901 | 3
2004 | 3 | 20 | 4 | 0.0020113 | 0.0017351 | 0.0027841 | 0.0021453 | 0.00017411 | 5.7174e-06 | 1.1733e-05 | 0.0088673 |  | 1998.6876 | 1511.7493 | 2049.0513 | 3077.2259 | 52.0041 | 3.1984 | 0.71491 | 8692.6315 | 1902 | 3
2004 | 3 | 20 | 5 | 0.0020748 | 0.0017574 | 0.0027988 | 0.002189 | 0.00017411 | 5.7174e-06 | 1.1733e-05 | 0.0090116 |  | 2061.83 | 1531.2133 | 2059.9215 | 3139.9334 | 52.0041 | 3.1984 | 0.71491 | 8848.8155 | 1903 | 3
2004 | 3 | 20 | 6 | 0.0023789 | 0.001689 | 0.002813 | 0.0021972 | 0.00017411 | 5.7174e-06 | 1.1733e-05 | 0.0092697 |  | 2363.951 | 1471.6427 | 2070.3421 | 3151.7136 | 52.0041 | 3.1984 | 0.71491 | 9113.5668 | 1904 | 3
2004 | 3 | 20 | 7 | 0.0030064 | 0.0016349 | 0.002835 | 0.0021562 | 0.00017411 | 5.7174e-06 | 1.1733e-05 | 0.009824 |  | 2987.5822 | 1424.4806 | 2086.5339 | 3092.8007 | 52.0041 | 3.1984 | 0.71491 | 9647.3147 | 1905 | 3
2004 | 3 | 20 | 8 | 0.0034862 | 0.0016627 | 0.0030609 | 0.0021109 | 0.00017411 | 5.7174e-06 | 1.1733e-05 | 0.010512 |  | 3464.3686 | 1448.6948 | 2252.8324 | 3027.9383 | 52.0041 | 3.1984 | 0.71491 | 10249.7515 | 1906 | 3
2004 | 3 | 20 | 9 | 0.0036272 | 0.0018793 | 0.0031668 | 0.0022367 | 0 | 0 | 1.1733e-05 | 0.010922 |  | 3604.4941 | 1637.3873 | 2330.7565 | 3208.3244 | 0 | 0 | 0.71491 | 10781.6772 | 1907 | 3
2004 | 3 | 20 | 10 | 0.0042219 | 0.0017611 | 0.0032468 | 0.0022893 | 0 | 0 | 1.1733e-05 | 0.011531 |  | 4195.3979 | 1534.4698 | 2389.5915 | 3283.8479 | 0 | 0 | 0.71491 | 11404.0219 | 1908 | 3
2004 | 3 | 20 | 11 | 0.00505 | 0.0015521 | 0.0033068 | 0.0023019 | 0 | 0 | 1.1733e-05 | 0.012223 |  | 5018.303 | 1352.3693 | 2433.8183 | 3301.8915 | 0 | 0 | 0.71491 | 12107.097 | 1909 | 3
2004 | 3 | 20 | 12 | 0.0045582 | 0.0016499 | 0.0031649 | 0.0023368 | 0 | 0 | 1.1733e-05 | 0.011722 |  | 4529.6194 | 1437.515 | 2329.3317 | 3351.9722 | 0 | 0 | 0.71491 | 11649.1533 | 1910 | 3
2004 | 3 | 20 | 13 | 0.0044998 | 0.0015469 | 0.0031208 | 0.002355 | 0 | 0 | 1.1733e-05 | 0.011534 |  | 4471.6275 | 1347.7811 | 2296.8667 | 3378.066 | 0 | 0 | 0.71491 | 11495.0562 | 1911 | 3
2004 | 3 | 20 | 14 | 0.0041348 | 0.001606 | 0.0030583 | 0.0021201 | 0 | 0 | 1.1733e-05 | 0.010931 |  | 4108.8293 | 1399.3404 | 2250.9212 | 3041.1158 | 0 | 0 | 0.71491 | 10800.9217 | 1912 | 3
2004 | 3 | 20 | 15 | 0.0038372 | 0.001689 | 0.0029546 | 0.002058 | 0 | 0 | 1.1733e-05 | 0.01055 |  | 3813.1258 | 1471.6175 | 2174.5438 | 2951.9883 | 0 | 0 | 0.71491 | 10411.9904 | 1913 | 3
2004 | 3 | 20 | 16 | 0.0042554 | 0.0016142 | 0.0028506 | 0.0020564 | 0 | 0 | 1.1733e-05 | 0.010788 |  | 4228.7357 | 1406.4786 | 2097.9908 | 2949.7506 | 0 | 0 | 0.71491 | 10683.6707 | 1914 | 3
2004 | 3 | 20 | 17 | 0.0044832 | 0.0016248 | 0.0028859 | 0.0020316 | 4.3527e-05 | 1.4293e-06 | 1.1733e-05 | 0.011082 |  | 4455.0729 | 1415.6617 | 2123.9777 | 2914.2087 | 13.001 | 0.79959 | 0.71491 | 10923.4365 | 1915 | 3
2004 | 3 | 20 | 18 | 0.0051877 | 0.0012385 | 0.0028814 | 0.0020197 | 0.00017411 | 5.7174e-06 | 1.1733e-05 | 0.011519 |  | 5155.1475 | 1079.1159 | 2120.6738 | 2897.0062 | 52.0041 | 3.1984 | 0.71491 | 11307.8608 | 1916 | 3
2004 | 3 | 20 | 19 | 0.005105 | 0.0012514 | 0.0028205 | 0.0020152 | 0.00017411 | 5.7174e-06 | 1.1733e-05 | 0.011384 |  | 5072.9494 | 1090.3309 | 2075.8358 | 2890.6247 | 52.0041 | 3.1984 | 0.71491 | 11185.6581 | 1917 | 3
2004 | 3 | 20 | 20 | 0.0052722 | 0.0012621 | 0.0028308 | 0.0020096 | 0.00017411 | 5.7174e-06 | 1.1733e-05 | 0.011566 |  | 5239.1834 | 1099.6216 | 2083.4811 | 2882.5385 | 52.0041 | 3.1984 | 0.71491 | 11360.7419 | 1918 | 3
2004 | 3 | 20 | 21 | 0.0055282 | 0.001227 | 0.0027632 | 0.0020112 | 0.00017411 | 5.7174e-06 | 1.1733e-05 | 0.011721 |  | 5493.5823 | 1069.0896 | 2033.7264 | 2884.906 | 52.0041 | 3.1984 | 0.71491 | 11537.2216 | 1919 | 3
2004 | 3 | 20 | 22 | 0.0047504 | 0.0013432 | 0.0026693 | 0.0020438 | 0.00017411 | 5.7174e-06 | 1.1733e-05 | 0.010998 |  | 4720.6399 | 1170.3236 | 1964.5813 | 2931.6836 | 52.0041 | 3.1984 | 0.71491 | 10843.1457 | 1920 | 3
2004 | 3 | 20 | 23 | 0.0037608 | 0.0015548 | 0.00256 | 0.0019701 | 0.00017411 | 5.7174e-06 | 1.1733e-05 | 0.010037 |  | 3737.1885 | 1354.6517 | 1884.125 | 2825.9338 | 52.0041 | 3.1984 | 0.71491 | 9857.8164 | 1921 | 3
2004 | 3 | 20 | 24 | 0.0031285 | 0.0015708 | 0.0024673 | 0.0017279 | 0.00017411 | 5.7174e-06 | 1.1733e-05 | 0.0090861 |  | 3108.9079 | 1368.6131 | 1815.9384 | 2478.5409 | 52.0041 | 3.1984 | 0.71491 | 8827.9175 | 1922 | 3
2004 | 3 | 21 | 1 | 0.0029107 | 0.0017062 | 0.0023934 | 0.0017179 | 0.00017411 | 5.7174e-06 | 1.1733e-05 | 0.0089198 |  | 2892.4267 | 1486.6084 | 1761.5455 | 2464.215 | 52.0041 | 3.1984 | 0.71491 | 8660.713 | 1923 | 3
2004 | 3 | 21 | 2 | 0.0023776 | 0.0017978 | 0.0023902 | 0.0017447 | 0.00017411 | 5.7174e-06 | 1.1733e-05 | 0.0085018 |  | 2362.7038 | 1566.3789 | 1759.177 | 2502.6225 | 52.0041 | 3.1984 | 0.71491 | 8246.7996 | 1924 | 3
2004 | 3 | 21 | 3 | 0.0024181 | 0.0017715 | 0.002328 | 0.0017077 | 0.00017411 | 5.7174e-06 | 1.1733e-05 | 0.0084169 |  | 2402.9859 | 1543.4871 | 1713.3698 | 2449.5814 | 52.0041 | 3.1984 | 0.71491 | 8165.3416 | 1925 | 3
2004 | 3 | 21 | 4 | 0.0021166 | 0.0018223 | 0.0023482 | 0.0015758 | 0.00017411 | 5.7174e-06 | 1.1733e-05 | 0.0080544 |  | 2103.3204 | 1587.729 | 1728.2578 | 2260.2809 | 52.0041 | 3.1984 | 0.71491 | 7735.5054 | 1926 | 3
2004 | 3 | 21 | 5 | 0.0023636 | 0.00177 | 0.0023816 | 0.0016018 | 0.00017411 | 5.7174e-06 | 1.1733e-05 | 0.0083086 |  | 2348.7604 | 1542.1715 | 1752.8747 | 2297.6933 | 52.0041 | 3.1984 | 0.71491 | 7997.4172 | 1927 | 3
2004 | 3 | 21 | 6 | 0.0025905 | 0.0017633 | 0.0023937 | 0.0016642 | 0.00017411 | 5.7174e-06 | 1.1733e-05 | 0.0086033 |  | 2574.2732 | 1536.3878 | 1761.7126 | 2387.1875 | 52.0041 | 3.1984 | 0.71491 | 8315.4784 | 1928 | 3
2004 | 3 | 21 | 7 | 0.0032239 | 0.0016803 | 0.0024301 | 0.0016448 | 0.00017411 | 5.7174e-06 | 1.1733e-05 | 0.0091707 |  | 3203.7376 | 1463.9995 | 1788.5235 | 2359.3531 | 52.0041 | 3.1984 | 0.71491 | 8871.5311 | 1929 | 3
2004 | 3 | 21 | 8 | 0.0039684 | 0.0016125 | 0.0026252 | 0.0017008 | 0.00017411 | 5.7174e-06 | 1.1733e-05 | 0.010098 |  | 3943.4764 | 1404.9276 | 1932.1355 | 2439.672 | 52.0041 | 3.1984 | 0.71491 | 9776.1289 | 1930 | 3
2004 | 3 | 21 | 9 | 0.0045438 | 0.0016447 | 0.0026661 | 0.001763 | 0 | 0 | 1.1733e-05 | 0.010629 |  | 4515.2758 | 1433.0238 | 1962.2606 | 2528.8937 | 0 | 0 | 0.71491 | 10440.1688 | 1931 | 3
2004 | 3 | 21 | 10 | 0.0048269 | 0.001678 | 0.0027451 | 0.001766 | 0 | 0 | 1.1733e-05 | 0.011028 |  | 4796.6015 | 1462.0032 | 2020.391 | 2533.2036 | 0 | 0 | 0.71491 | 10812.9142 | 1932 | 3
2004 | 3 | 21 | 11 | 0.0045608 | 0.0018301 | 0.0027743 | 0.0017803 | 0 | 0 | 1.1733e-05 | 0.010957 |  | 4532.239 | 1594.5151 | 2041.8897 | 2553.7214 | 0 | 0 | 0.71491 | 10723.08 | 1933 | 3
2004 | 3 | 21 | 12 | 0.0050896 | 0.001662 | 0.0028093 | 0.0017286 | 0 | 0 | 1.1733e-05 | 0.011301 |  | 5057.7126 | 1448.1239 | 2067.6501 | 2479.4408 | 0 | 0 | 0.71491 | 11053.6424 | 1934 | 3
2004 | 3 | 21 | 13 | 0.0044532 | 0.0017585 | 0.0028199 | 0.0016785 | 0 | 0 | 1.1733e-05 | 0.010722 |  | 4425.2663 | 1532.1395 | 2075.4402 | 2407.5989 | 0 | 0 | 0.71491 | 10441.1598 | 1935 | 3
2004 | 3 | 21 | 14 | 0.0042442 | 0.0017443 | 0.0028527 | 0.0016519 | 0 | 0 | 1.1733e-05 | 0.010505 |  | 4217.6363 | 1519.8162 | 2099.5564 | 2369.5469 | 0 | 0 | 0.71491 | 10207.2707 | 1936 | 3
2004 | 3 | 21 | 15 | 0.0043492 | 0.0016661 | 0.0028582 | 0.0016214 | 0 | 0 | 1.1733e-05 | 0.010507 |  | 4321.9661 | 1451.7041 | 2103.591 | 2325.6819 | 0 | 0 | 0.71491 | 10203.658 | 1937 | 3
2004 | 3 | 21 | 16 | 0.0047702 | 0.0016143 | 0.002886 | 0.0016239 | 0 | 0 | 1.1733e-05 | 0.010906 |  | 4740.2446 | 1406.5284 | 2124.0612 | 2329.3996 | 0 | 0 | 0.71491 | 10600.9488 | 1938 | 3
2004 | 3 | 21 | 17 | 0.0051235 | 0.0015966 | 0.0028381 | 0.0016224 | 4.3527e-05 | 1.4293e-06 | 1.1733e-05 | 0.011237 |  | 5091.3595 | 1391.0833 | 2088.8461 | 2327.1617 | 13.001 | 0.79959 | 0.71491 | 10912.966 | 1939 | 3
2004 | 3 | 21 | 18 | 0.0055065 | 0.001487 | 0.00279 | 0.0016494 | 0.00017411 | 5.7174e-06 | 1.1733e-05 | 0.011624 |  | 5471.9591 | 1295.5874 | 2053.4561 | 2365.8886 | 52.0041 | 3.1984 | 0.71491 | 11242.8085 | 1940 | 3
2004 | 3 | 21 | 19 | 0.0054838 | 0.0015585 | 0.0026858 | 0.0016829 | 0.00017411 | 5.7174e-06 | 1.1733e-05 | 0.011603 |  | 5449.4051 | 1357.9168 | 1976.727 | 2414.0159 | 52.0041 | 3.1984 | 0.71491 | 11253.9821 | 1941 | 3
2004 | 3 | 21 | 20 | 0.0057549 | 0.0015815 | 0.0026905 | 0.0016643 | 0.00017411 | 5.7174e-06 | 1.1733e-05 | 0.011883 |  | 5718.8202 | 1377.9298 | 1980.2116 | 2387.2588 | 52.0041 | 3.1984 | 0.71491 | 11520.1378 | 1942 | 3
2004 | 3 | 21 | 21 | 0.0057871 | 0.001527 | 0.0026892 | 0.0015646 | 0.00017411 | 5.7174e-06 | 1.1733e-05 | 0.011759 |  | 5750.8422 | 1330.4624 | 1979.2351 | 2244.2383 | 52.0041 | 3.1984 | 0.71491 | 11360.6954 | 1943 | 3
2004 | 3 | 21 | 22 | 0.0050939 | 0.0016699 | 0.0025978 | 0.001713 | 0.00017411 | 5.7174e-06 | 1.1733e-05 | 0.011266 |  | 5061.9984 | 1454.9467 | 1911.9988 | 2457.1348 | 52.0041 | 3.1984 | 0.71491 | 10941.9961 | 1944 | 3
2004 | 3 | 21 | 23 | 0.0038143 | 0.0018502 | 0.0025321 | 0.0020251 | 0.00017411 | 5.7174e-06 | 1.1733e-05 | 0.010413 |  | 3790.3598 | 1612.0706 | 1863.6072 | 2904.796 | 52.0041 | 3.1984 | 0.71491 | 10226.7509 | 1945 | 3
2004 | 3 | 21 | 24 | 0.003067 | 0.0018148 | 0.0027483 | 0.0029152 | 0.00017411 | 5.7174e-06 | 1.1733e-05 | 0.010737 |  | 3047.7675 | 1581.2213 | 2022.7297 | 4181.609 | 52.0041 | 3.1984 | 0.71491 | 10889.2449 | 1946 | 3
2004 | 3 | 22 | 1 | 0.0025022 | 0.0017067 | 0.0029059 | 0.0034422 | 0.00017411 | 5.7174e-06 | 1.1733e-05 | 0.010749 |  | 2486.5099 | 1486.9965 | 2138.7506 | 4937.5575 | 52.0041 | 3.1984 | 0.71491 | 11105.7318 | 1947 | 3
2004 | 3 | 22 | 2 | 0.0022903 | 0.0016853 | 0.0030534 | 0.0037943 | 0.00017411 | 5.7174e-06 | 1.1733e-05 | 0.011015 |  | 2275.936 | 1468.3776 | 2247.3038 | 5442.5335 | 52.0041 | 3.1984 | 0.71491 | 11490.0681 | 1948 | 3
2004 | 3 | 22 | 3 | 0.0021769 | 0.0017407 | 0.0030693 | 0.0039286 | 0.00017411 | 5.7174e-06 | 1.1733e-05 | 0.011107 |  | 2163.2768 | 1516.7051 | 2258.959 | 5635.1493 | 52.0041 | 3.1984 | 0.71491 | 11630.0075 | 1949 | 3
2004 | 3 | 22 | 4 | 0.0022974 | 0.0017563 | 0.003112 | 0.0039229 | 0.00017411 | 5.7174e-06 | 1.1733e-05 | 0.01128 |  | 2282.9543 | 1530.2531 | 2290.3759 | 5627.0867 | 52.0041 | 3.1984 | 0.71491 | 11786.5874 | 1950 | 3
2004 | 3 | 22 | 5 | 0.0023333 | 0.001793 | 0.003083 | 0.0039221 | 0.00017411 | 5.7174e-06 | 1.1733e-05 | 0.011323 |  | 2318.7215 | 1562.208 | 2269.0323 | 5625.8437 | 52.0041 | 3.1984 | 0.71491 | 11831.7228 | 1951 | 3
2004 | 3 | 22 | 6 | 0.0030383 | 0.0016499 | 0.0030961 | 0.0038129 | 0.00017411 | 5.7174e-06 | 1.1733e-05 | 0.011789 |  | 3019.2219 | 1437.5483 | 2278.6765 | 5469.2316 | 52.0041 | 3.1984 | 0.71491 | 12260.5956 | 1952 | 3
2004 | 3 | 22 | 7 | 0.0036739 | 0.0017077 | 0.0035227 | 0.0040004 | 0.00017411 | 5.7174e-06 | 1.1733e-05 | 0.013096 |  | 3650.8487 | 1487.9376 | 2592.7104 | 5738.1525 | 52.0041 | 3.1984 | 0.71491 | 13525.5665 | 1953 | 3
2004 | 3 | 22 | 8 | 0.0041172 | 0.0016955 | 0.0038007 | 0.0041307 | 0.00017411 | 5.7174e-06 | 1.1733e-05 | 0.013936 |  | 4091.3963 | 1477.2807 | 2797.3219 | 5925.0737 | 52.0041 | 3.1984 | 0.71491 | 14346.99 | 1954 | 3
2004 | 3 | 22 | 9 | 0.0040832 | 0.0020787 | 0.0039962 | 0.0043262 | 0 | 0 | 1.1733e-05 | 0.014496 |  | 4057.5773 | 1811.1814 | 2941.198 | 6205.4675 | 0 | 0 | 0.71491 | 15016.1391 | 1955 | 3
2004 | 3 | 22 | 10 | 0.0039157 | 0.0022047 | 0.0040675 | 0.0043182 | 0 | 0 | 1.1733e-05 | 0.014518 |  | 3891.1484 | 1920.9822 | 2993.6664 | 6193.9951 | 0 | 0 | 0.71491 | 15000.507 | 1956 | 3
2004 | 3 | 22 | 11 | 0.0041459 | 0.00208 | 0.004159 | 0.0042628 | 0 | 0 | 1.1733e-05 | 0.014659 |  | 4119.882 | 1812.3184 | 3061.0102 | 6114.5523 | 0 | 0 | 0.71491 | 15108.4778 | 1957 | 3
2004 | 3 | 22 | 12 | 0.0039362 | 0.0020281 | 0.0041761 | 0.0044122 | 0 | 0 | 1.1733e-05 | 0.014564 |  | 3911.5617 | 1767.0363 | 3073.5458 | 6328.8698 | 0 | 0 | 0.71491 | 15081.7285 | 1958 | 3
2004 | 3 | 22 | 13 | 0.0042029 | 0.0019004 | 0.0041746 | 0.0043408 | 0 | 0 | 1.1733e-05 | 0.01463 |  | 4176.5017 | 1655.8329 | 3072.4593 | 6226.4471 | 0 | 0 | 0.71491 | 15131.9559 | 1959 | 3
2004 | 3 | 22 | 14 | 0.0038657 | 0.0019473 | 0.0041002 | 0.0043334 | 0 | 0 | 1.1733e-05 | 0.014258 |  | 3841.481 | 1696.6771 | 3017.7114 | 6215.8148 | 0 | 0 | 0.71491 | 14772.3991 | 1960 | 3
2004 | 3 | 22 | 15 | 0.0040563 | 0.001781 | 0.0040747 | 0.0044038 | 0 | 0 | 1.1733e-05 | 0.014327 |  | 4030.8291 | 1551.7802 | 2998.9179 | 6316.77 | 0 | 0 | 0.71491 | 14899.0122 | 1961 | 3
2004 | 3 | 22 | 16 | 0.0045515 | 0.0017609 | 0.003945 | 0.0042901 | 0 | 0 | 1.1733e-05 | 0.014559 |  | 4522.9632 | 1534.2838 | 2903.477 | 6153.7172 | 0 | 0 | 0.71491 | 15115.1561 | 1962 | 3
2004 | 3 | 22 | 17 | 0.0048331 | 0.0017335 | 0.0039072 | 0.0043062 | 4.3527e-05 | 1.4293e-06 | 1.1733e-05 | 0.014837 |  | 4802.8011 | 1510.3782 | 2875.6864 | 6176.8042 | 13.001 | 0.79959 | 0.71491 | 15380.1855 | 1963 | 3
2004 | 3 | 22 | 18 | 0.0053765 | 0.0013785 | 0.0039305 | 0.004287 | 0.00017411 | 5.7174e-06 | 1.1733e-05 | 0.015164 |  | 5342.7791 | 1201.0704 | 2892.8178 | 6149.2535 | 52.0041 | 3.1984 | 0.71491 | 15641.8381 | 1964 | 3
2004 | 3 | 22 | 19 | 0.0050069 | 0.0014609 | 0.0038454 | 0.0042023 | 0.00017411 | 5.7174e-06 | 1.1733e-05 | 0.014707 |  | 4975.5423 | 1272.8492 | 2830.1966 | 6027.7573 | 52.0041 | 3.1984 | 0.71491 | 15162.2626 | 1965 | 3
2004 | 3 | 22 | 20 | 0.0055948 | 0.0013992 | 0.0038269 | 0.0043079 | 0.00017411 | 5.7174e-06 | 1.1733e-05 | 0.01532 |  | 5559.7484 | 1219.077 | 2816.5586 | 6179.2431 | 52.0041 | 3.1984 | 0.71491 | 15830.5444 | 1966 | 3
2004 | 3 | 22 | 21 | 0.0061825 | 0.001191 | 0.0037354 | 0.0042316 | 0.00017411 | 5.7174e-06 | 1.1733e-05 | 0.015532 |  | 6143.7034 | 1037.7265 | 2749.26 | 6069.8941 | 52.0041 | 3.1984 | 0.71491 | 16056.5012 | 1967 | 3
2004 | 3 | 22 | 22 | 0.0049556 | 0.0014216 | 0.003629 | 0.0038399 | 0.00017411 | 5.7174e-06 | 1.1733e-05 | 0.014038 |  | 4924.5587 | 1238.6177 | 2670.9523 | 5508.0413 | 52.0041 | 3.1984 | 0.71491 | 14398.0874 | 1968 | 3
2004 | 3 | 22 | 23 | 0.0042112 | 0.0013291 | 0.0034648 | 0.0042519 | 0.00017411 | 5.7174e-06 | 1.1733e-05 | 0.013448 |  | 4184.7929 | 1158.0262 | 2550.061 | 6098.8887 | 52.0041 | 3.1984 | 0.71491 | 14047.6861 | 1969 | 3
2004 | 3 | 22 | 24 | 0.0029532 | 0.0016262 | 0.0032911 | 0.0041851 | 0.00017411 | 5.7174e-06 | 1.1733e-05 | 0.012247 |  | 2934.7259 | 1416.856 | 2422.1905 | 6003.072 | 52.0041 | 3.1984 | 0.71491 | 12832.7616 | 1970 | 3
2004 | 3 | 23 | 1 | 0.0019365 | 0.0016341 | 0.0032256 | 0.0042979 | 0.00017411 | 5.7174e-06 | 1.1733e-05 | 0.011286 |  | 1924.4079 | 1423.8216 | 2374.0263 | 6164.929 | 52.0041 | 3.1984 | 0.71491 | 11943.1022 | 1971 | 3
2004 | 3 | 23 | 2 | 0.0016543 | 0.001675 | 0.0031414 | 0.004344 | 0.00017411 | 5.7174e-06 | 1.1733e-05 | 0.011006 |  | 1643.9133 | 1459.4313 | 2312.0717 | 6231.0881 | 52.0041 | 3.1984 | 0.71491 | 11702.4217 | 1972 | 3
2004 | 3 | 23 | 3 | 0.0015522 | 0.0016794 | 0.003115 | 0.0043208 | 0.00017411 | 5.7174e-06 | 1.1733e-05 | 0.010859 |  | 1542.4824 | 1463.2543 | 2292.6367 | 6197.8074 | 52.0041 | 3.1984 | 0.71491 | 11552.0981 | 1973 | 3
2004 | 3 | 23 | 4 | 0.0016649 | 0.0016564 | 0.003094 | 0.0042306 | 0.00017411 | 5.7174e-06 | 1.1733e-05 | 0.010837 |  | 1654.4689 | 1443.2039 | 2277.1465 | 6068.3782 | 52.0041 | 3.1984 | 0.71491 | 11499.1149 | 1974 | 3
2004 | 3 | 23 | 5 | 0.0017605 | 0.0016948 | 0.0032604 | 0.0041627 | 0.00017411 | 5.7174e-06 | 1.1733e-05 | 0.01107 |  | 1749.4635 | 1476.6867 | 2399.6489 | 5970.9398 | 52.0041 | 3.1984 | 0.71491 | 11652.6563 | 1975 | 3
2004 | 3 | 23 | 6 | 0.0022392 | 0.0017026 | 0.0032721 | 0.0042925 | 0.00017411 | 5.7174e-06 | 1.1733e-05 | 0.011698 |  | 2225.1512 | 1483.4955 | 2408.249 | 6157.2097 | 52.0041 | 3.1984 | 0.71491 | 12330.0227 | 1976 | 3
2004 | 3 | 23 | 7 | 0.0033543 | 0.0015396 | 0.0036576 | 0.0042585 | 0.00017411 | 5.7174e-06 | 1.1733e-05 | 0.013002 |  | 3333.302 | 1341.4287 | 2691.9442 | 6108.3956 | 52.0041 | 3.1984 | 0.71491 | 13530.9878 | 1977 | 3
2004 | 3 | 23 | 8 | 0.0034533 | 0.0017632 | 0.0039689 | 0.0043018 | 0.00017411 | 5.7174e-06 | 1.1733e-05 | 0.013679 |  | 3431.6175 | 1536.2914 | 2921.0816 | 6170.5883 | 52.0041 | 3.1984 | 0.71491 | 14115.4961 | 1978 | 3
2004 | 3 | 23 | 9 | 0.003151 | 0.0020812 | 0.0040324 | 0.0044213 | 0 | 0 | 1.1733e-05 | 0.013698 |  | 3131.2079 | 1813.3749 | 2967.8261 | 6341.8695 | 0 | 0 | 0.71491 | 14254.9934 | 1979 | 3
2004 | 3 | 23 | 10 | 0.002798 | 0.0021915 | 0.0040623 | 0.0044225 | 0 | 0 | 1.1733e-05 | 0.013486 |  | 2780.4662 | 1909.4416 | 2989.8074 | 6343.5982 | 0 | 0 | 0.71491 | 14024.0284 | 1980 | 3
2004 | 3 | 23 | 11 | 0.0030249 | 0.0020584 | 0.004281 | 0.0040268 | 0 | 0 | 1.1733e-05 | 0.013403 |  | 3005.9654 | 1793.4922 | 3150.7627 | 5776.0389 | 0 | 0 | 0.71491 | 13726.9741 | 1981 | 3
2004 | 3 | 23 | 12 | 0.003134 | 0.0019964 | 0.0041996 | 0.0042807 | 0 | 0 | 1.1733e-05 | 0.013622 |  | 3114.3636 | 1739.4468 | 3090.8539 | 6140.2913 | 0 | 0 | 0.71491 | 14085.6706 | 1982 | 3
2004 | 3 | 23 | 13 | 0.0030292 | 0.0019344 | 0.0041256 | 0.0043224 | 0 | 0 | 1.1733e-05 | 0.013423 |  | 3010.1954 | 1685.4263 | 3036.4438 | 6200.128 | 0 | 0 | 0.71491 | 13932.9084 | 1983 | 3
2004 | 3 | 23 | 14 | 0.002627 | 0.0020096 | 0.0041921 | 0.004409 | 0 | 0 | 1.1733e-05 | 0.013249 |  | 2610.5151 | 1750.9374 | 3085.381 | 6324.2287 | 0 | 0 | 0.71491 | 13771.7771 | 1984 | 3
2004 | 3 | 23 | 15 | 0.0027652 | 0.001932 | 0.0041256 | 0.0043936 | 0 | 0 | 1.1733e-05 | 0.013228 |  | 2747.8485 | 1683.361 | 3036.4158 | 6302.1721 | 0 | 0 | 0.71491 | 13770.5124 | 1985 | 3
2004 | 3 | 23 | 16 | 0.0033579 | 0.0017715 | 0.0040672 | 0.0041642 | 0 | 0 | 1.1733e-05 | 0.013372 |  | 3336.8349 | 1543.512 | 2993.4052 | 5973.1421 | 0 | 0 | 0.71491 | 13847.6092 | 1986 | 3
2004 | 3 | 23 | 17 | 0.0036934 | 0.0017154 | 0.0039675 | 0.0040783 | 4.3527e-05 | 1.4293e-06 | 1.1733e-05 | 0.013511 |  | 3670.2085 | 1494.6481 | 2920.0615 | 5849.9409 | 13.001 | 0.79959 | 0.71491 | 13949.3746 | 1987 | 3
2004 | 3 | 23 | 18 | 0.0040304 | 0.0016647 | 0.0038315 | 0.0040917 | 0.00017411 | 5.7174e-06 | 1.1733e-05 | 0.01381 |  | 4005.1685 | 1450.4493 | 2819.9425 | 5869.1208 | 52.0041 | 3.1984 | 0.71491 | 14200.5984 | 1988 | 3
2004 | 3 | 23 | 19 | 0.0043554 | 0.0014355 | 0.0038291 | 0.0041453 | 0.00017411 | 5.7174e-06 | 1.1733e-05 | 0.013957 |  | 4328.117 | 1250.7758 | 2818.1593 | 5946.0061 | 52.0041 | 3.1984 | 0.71491 | 14398.9756 | 1989 | 3
2004 | 3 | 23 | 20 | 0.0047478 | 0.0013621 | 0.0038875 | 0.0042347 | 0.00017411 | 5.7174e-06 | 1.1733e-05 | 0.014424 |  | 4718.0119 | 1186.8134 | 2861.2024 | 6074.2985 | 52.0041 | 3.1984 | 0.71491 | 14896.2435 | 1990 | 3
2004 | 3 | 23 | 21 | 0.0050964 | 0.0011952 | 0.0037574 | 0.0043004 | 0.00017411 | 5.7174e-06 | 1.1733e-05 | 0.014541 |  | 5064.4915 | 1041.3392 | 2765.4071 | 6168.4455 | 52.0041 | 3.1984 | 0.71491 | 15095.6006 | 1991 | 3
2004 | 3 | 23 | 22 | 0.004409 | 0.001292 | 0.0035969 | 0.0042725 | 0.00017411 | 5.7174e-06 | 1.1733e-05 | 0.013762 |  | 4381.3318 | 1125.7542 | 2647.3045 | 6128.4993 | 52.0041 | 3.1984 | 0.71491 | 14338.8071 | 1992 | 3
2004 | 3 | 23 | 23 | 0.0036118 | 0.0013652 | 0.003533 | 0.0041795 | 0.00017411 | 5.7174e-06 | 1.1733e-05 | 0.012881 |  | 3589.1499 | 1189.4564 | 2600.2919 | 5995.1398 | 52.0041 | 3.1984 | 0.71491 | 13429.9553 | 1993 | 3
2004 | 3 | 23 | 24 | 0.0023688 | 0.0015601 | 0.0034442 | 0.0038248 | 0.00017411 | 5.7174e-06 | 1.1733e-05 | 0.011389 |  | 2353.9748 | 1359.264 | 2534.9074 | 5486.3515 | 52.0041 | 3.1984 | 0.71491 | 11790.4151 | 1994 | 3
2004 | 3 | 24 | 1 | 0.0020169 | 0.0016341 | 0.0034194 | 0.0037645 | 0.00017411 | 5.7174e-06 | 1.1733e-05 | 0.011026 |  | 2004.2252 | 1423.8216 | 2516.6336 | 5399.7578 | 52.0041 | 3.1984 | 0.71491 | 11400.3556 | 1995 | 3
2004 | 3 | 24 | 2 | 0.001834 | 0.001675 | 0.0032477 | 0.0038337 | 0.00017411 | 5.7174e-06 | 1.1733e-05 | 0.010782 |  | 1822.534 | 1459.4313 | 2390.2896 | 5499.1145 | 52.0041 | 3.1984 | 0.71491 | 11227.2867 | 1996 | 3
2004 | 3 | 24 | 3 | 0.0017277 | 0.0016794 | 0.0032327 | 0.0038566 | 0.00017411 | 5.7174e-06 | 1.1733e-05 | 0.010688 |  | 1716.8437 | 1463.2543 | 2379.2327 | 5531.9096 | 52.0041 | 3.1984 | 0.71491 | 11147.1577 | 1997 | 3
2004 | 3 | 24 | 4 | 0.0017935 | 0.0016564 | 0.0032145 | 0.0041034 | 0.00017411 | 5.7174e-06 | 1.1733e-05 | 0.010959 |  | 1782.2692 | 1443.2039 | 2365.8804 | 5885.9091 | 52.0041 | 3.1984 | 0.71491 | 11533.18 | 1998 | 3
2004 | 3 | 24 | 5 | 0.0019164 | 0.0016948 | 0.0032208 | 0.0040503 | 0.00017411 | 5.7174e-06 | 1.1733e-05 | 0.011074 |  | 1904.3963 | 1476.6867 | 2370.465 | 5809.8289 | 52.0041 | 3.1984 | 0.71491 | 11617.2942 | 1999 | 3
2004 | 3 | 24 | 6 | 0.002262 | 0.0017026 | 0.0031318 | 0.0040572 | 0.00017411 | 5.7174e-06 | 1.1733e-05 | 0.011345 |  | 2247.8058 | 1483.4955 | 2304.9561 | 5819.6792 | 52.0041 | 3.1984 | 0.71491 | 11911.8539 | 2000 | 3
2004 | 3 | 24 | 7 | 0.0031431 | 0.0015396 | 0.003525 | 0.0039617 | 0.00017411 | 5.7174e-06 | 1.1733e-05 | 0.012361 |  | 3123.4351 | 1341.4287 | 2594.3717 | 5682.7206 | 52.0041 | 3.1984 | 0.71491 | 12797.8735 | 2001 | 3
2004 | 3 | 24 | 8 | 0.0033145 | 0.0017632 | 0.0040218 | 0.0038833 | 0.00017411 | 5.7174e-06 | 1.1733e-05 | 0.013174 |  | 3293.7421 | 1536.2914 | 2959.998 | 5570.2696 | 52.0041 | 3.1984 | 0.71491 | 13416.2185 | 2002 | 3
2004 | 3 | 24 | 9 | 0.0029846 | 0.0020812 | 0.0041505 | 0.0038179 | 0 | 0 | 1.1733e-05 | 0.013046 |  | 2965.8408 | 1813.3749 | 3054.743 | 5476.3828 | 0 | 0 | 0.71491 | 13311.0564 | 2003 | 3
2004 | 3 | 24 | 10 | 0.0028036 | 0.0021915 | 0.0042584 | 0.004073 | 0 | 0 | 1.1733e-05 | 0.013338 |  | 2786.0701 | 1909.4416 | 3134.1816 | 5842.3398 | 0 | 0 | 0.71491 | 13672.7481 | 2004 | 3
2004 | 3 | 24 | 11 | 0.0030393 | 0.0020584 | 0.0043674 | 0.0040436 | 0 | 0 | 1.1733e-05 | 0.01352 |  | 3020.2718 | 1793.4922 | 3214.3769 | 5800.1443 | 0 | 0 | 0.71491 | 13829.0001 | 2005 | 3
2004 | 3 | 24 | 12 | 0.0031437 | 0.0019964 | 0.004185 | 0.0040988 | 0 | 0 | 1.1733e-05 | 0.013436 |  | 3124.0007 | 1739.4468 | 3080.1155 | 5879.3975 | 0 | 0 | 0.71491 | 13823.6754 | 2006 | 3
2004 | 3 | 24 | 13 | 0.0031162 | 0.0019344 | 0.0041716 | 0.0041595 | 0 | 0 | 1.1733e-05 | 0.013393 |  | 3096.7041 | 1685.4263 | 3070.243 | 5966.3701 | 0 | 0 | 0.71491 | 13819.4584 | 2007 | 3
2004 | 3 | 24 | 14 | 0.0026976 | 0.0020096 | 0.0042963 | 0.0041683 | 0 | 0 | 1.1733e-05 | 0.013184 |  | 2680.6998 | 1750.9374 | 3162.0189 | 5979.0855 | 0 | 0 | 0.71491 | 13573.4565 | 2008 | 3
2004 | 3 | 24 | 15 | 0.0028183 | 0.001932 | 0.0042503 | 0.0040608 | 0 | 0 | 1.1733e-05 | 0.013073 |  | 2800.6794 | 1683.361 | 3128.1953 | 5824.8177 | 0 | 0 | 0.71491 | 13437.7684 | 2009 | 3
2004 | 3 | 24 | 16 | 0.0033948 | 0.0017715 | 0.0042013 | 0.0039432 | 0 | 0 | 1.1733e-05 | 0.013323 |  | 3373.5189 | 1543.512 | 3092.1167 | 5656.1054 | 0 | 0 | 0.71491 | 13665.9679 | 2010 | 3
2004 | 3 | 24 | 17 | 0.0037493 | 0.0017154 | 0.0039922 | 0.0039717 | 4.3527e-05 | 1.4293e-06 | 1.1733e-05 | 0.013485 |  | 3725.7547 | 1494.6481 | 2938.2197 | 5696.9991 | 13.001 | 0.79959 | 0.71491 | 13870.137 | 2011 | 3
2004 | 3 | 24 | 18 | 0.0038944 | 0.0016647 | 0.0039186 | 0.0038723 | 0.00017411 | 5.7174e-06 | 1.1733e-05 | 0.013541 |  | 3869.9562 | 1450.4493 | 2884.0468 | 5554.3811 | 52.0041 | 3.1984 | 0.71491 | 13814.7507 | 2012 | 3
2004 | 3 | 24 | 19 | 0.0043463 | 0.0014355 | 0.0039975 | 0.0040844 | 0.00017411 | 5.7174e-06 | 1.1733e-05 | 0.014055 |  | 4319.0574 | 1250.7758 | 2942.1153 | 5858.7495 | 52.0041 | 3.1984 | 0.71491 | 14426.6153 | 2013 | 3
2004 | 3 | 24 | 20 | 0.0048523 | 0.0013621 | 0.0040209 | 0.0040233 | 0.00017411 | 5.7174e-06 | 1.1733e-05 | 0.01445 |  | 4821.9182 | 1186.8134 | 2959.3322 | 5771.0191 | 52.0041 | 3.1984 | 0.71491 | 14795.0002 | 2014 | 3
2004 | 3 | 24 | 21 | 0.0051133 | 0.0011952 | 0.0039043 | 0.0040039 | 0.00017411 | 5.7174e-06 | 1.1733e-05 | 0.014408 |  | 5081.2697 | 1041.3392 | 2873.5252 | 5743.2676 | 52.0041 | 3.1984 | 0.71491 | 14795.3191 | 2015 | 3
2004 | 3 | 24 | 22 | 0.004401 | 0.001292 | 0.0037083 | 0.0041593 | 0.00017411 | 5.7174e-06 | 1.1733e-05 | 0.013752 |  | 4373.382 | 1125.7542 | 2729.2981 | 5966.0622 | 52.0041 | 3.1984 | 0.71491 | 14250.4138 | 2016 | 3
2004 | 3 | 24 | 23 | 0.0038052 | 0.0013652 | 0.0035673 | 0.0042412 | 0.00017411 | 5.7174e-06 | 1.1733e-05 | 0.01317 |  | 3781.3867 | 1189.4564 | 2625.5012 | 6083.6042 | 52.0041 | 3.1984 | 0.71491 | 13735.8659 | 2017 | 3
2004 | 3 | 24 | 24 | 0.002625 | 0.0015601 | 0.0034927 | 0.0041501 | 0.00017411 | 5.7174e-06 | 1.1733e-05 | 0.012019 |  | 2608.5157 | 1359.264 | 2570.6137 | 5952.8965 | 52.0041 | 3.1984 | 0.71491 | 12547.2072 | 2018 | 3
2004 | 3 | 25 | 1 | 0.0017355 | 0.0016341 | 0.0034115 | 0.0040144 | 0.00017411 | 5.7174e-06 | 1.1733e-05 | 0.010987 |  | 1724.6391 | 1423.8216 | 2510.8204 | 5758.3035 | 52.0041 | 3.1984 | 0.71491 | 11473.5019 | 2019 | 3
2004 | 3 | 25 | 2 | 0.0014791 | 0.001675 | 0.0032553 | 0.0041515 | 0.00017411 | 5.7174e-06 | 1.1733e-05 | 0.010752 |  | 1469.8767 | 1459.4313 | 2395.865 | 5954.8858 | 52.0041 | 3.1984 | 0.71491 | 11335.976 | 2020 | 3
2004 | 3 | 25 | 3 | 0.0013644 | 0.0016794 | 0.0031357 | 0.0041652 | 0.00017411 | 5.7174e-06 | 1.1733e-05 | 0.010536 |  | 1355.8069 | 1463.2543 | 2307.8607 | 5974.5864 | 52.0041 | 3.1984 | 0.71491 | 11157.4256 | 2021 | 3
2004 | 3 | 25 | 4 | 0.0014449 | 0.0016564 | 0.0030951 | 0.0041637 | 0.00017411 | 5.7174e-06 | 1.1733e-05 | 0.010552 |  | 1435.8805 | 1443.2039 | 2277.9669 | 5972.4791 | 52.0041 | 3.1984 | 0.71491 | 11185.4477 | 2022 | 3
2004 | 3 | 25 | 5 | 0.0015293 | 0.0016948 | 0.0030978 | 0.0042638 | 0.00017411 | 5.7174e-06 | 1.1733e-05 | 0.010777 |  | 1519.6715 | 1476.6867 | 2279.9848 | 6115.9971 | 52.0041 | 3.1984 | 0.71491 | 11448.2574 | 2023 | 3
2004 | 3 | 25 | 6 | 0.0019343 | 0.0017026 | 0.0032067 | 0.0037189 | 0.00017411 | 5.7174e-06 | 1.1733e-05 | 0.010754 |  | 1922.1269 | 1483.4955 | 2360.1136 | 5334.404 | 52.0041 | 3.1984 | 0.71491 | 11156.0573 | 2024 | 3
2004 | 3 | 25 | 7 | 0.0028704 | 0.0015396 | 0.0036796 | 0.003553 | 0.00017411 | 5.7174e-06 | 1.1733e-05 | 0.011834 |  | 2852.4118 | 1341.4287 | 2708.1455 | 5096.5023 | 52.0041 | 3.1984 | 0.71491 | 12054.4057 | 2025 | 3
2004 | 3 | 25 | 8 | 0.0030167 | 0.0017632 | 0.004058 | 0.0037265 | 0.00017411 | 5.7174e-06 | 1.1733e-05 | 0.012756 |  | 2997.8081 | 1536.2914 | 2986.6832 | 5345.3438 | 52.0041 | 3.1984 | 0.71491 | 12922.0439 | 2026 | 3
2004 | 3 | 25 | 9 | 0.0027448 | 0.0020812 | 0.0042142 | 0.0041191 | 0 | 0 | 1.1733e-05 | 0.013171 |  | 2727.5923 | 1813.3749 | 3101.6162 | 5908.4514 | 0 | 0 | 0.71491 | 13551.7496 | 2027 | 3
2004 | 3 | 25 | 10 | 0.0024767 | 0.0021915 | 0.0042345 | 0.0041989 | 0 | 0 | 1.1733e-05 | 0.013113 |  | 2461.1516 | 1909.4416 | 3116.5832 | 6022.8914 | 0 | 0 | 0.71491 | 13510.7827 | 2028 | 3
2004 | 3 | 25 | 11 | 0.0027111 | 0.0020584 | 0.0042918 | 0.0041756 | 0 | 0 | 1.1733e-05 | 0.013249 |  | 2694.0748 | 1793.4922 | 3158.7492 | 5989.5278 | 0 | 0 | 0.71491 | 13636.5588 | 2029 | 3
2004 | 3 | 25 | 12 | 0.0028379 | 0.0019964 | 0.0042915 | 0.0041352 | 0 | 0 | 1.1733e-05 | 0.013273 |  | 2820.1061 | 1739.4468 | 3158.5104 | 5931.5859 | 0 | 0 | 0.71491 | 13650.3642 | 2030 | 3
2004 | 3 | 25 | 13 | 0.0027682 | 0.0019344 | 0.0044158 | 0.0042061 | 0 | 0 | 1.1733e-05 | 0.013336 |  | 2750.8774 | 1685.4263 | 3249.9925 | 6033.2157 | 0 | 0 | 0.71491 | 13720.2268 | 2031 | 3
2004 | 3 | 25 | 14 | 0.0023766 | 0.0020096 | 0.0044043 | 0.0043385 | 0 | 0 | 1.1733e-05 | 0.013141 |  | 2361.7471 | 1750.9374 | 3241.5477 | 6223.1202 | 0 | 0 | 0.71491 | 13578.0673 | 2032 | 3
2004 | 3 | 25 | 15 | 0.0025239 | 0.001932 | 0.004415 | 0.0042741 | 0 | 0 | 1.1733e-05 | 0.013157 |  | 2508.1174 | 1683.361 | 3249.4357 | 6130.7963 | 0 | 0 | 0.71491 | 13572.4253 | 2033 | 3
2004 | 3 | 25 | 16 | 0.0030875 | 0.0017715 | 0.0043817 | 0.0041823 | 0 | 0 | 1.1733e-05 | 0.013435 |  | 3068.1747 | 1543.512 | 3224.8728 | 5999.0705 | 0 | 0 | 0.71491 | 13836.3449 | 2034 | 3
2004 | 3 | 25 | 17 | 0.0034087 | 0.0017154 | 0.0041964 | 0.0043348 | 4.3527e-05 | 1.4293e-06 | 1.1733e-05 | 0.013712 |  | 3387.3678 | 1494.6481 | 3088.5104 | 6217.8871 | 13.001 | 0.79959 | 0.71491 | 14202.929 | 2035 | 3
2004 | 3 | 25 | 18 | 0.0036467 | 0.0016647 | 0.0040398 | 0.0041973 | 0.00017411 | 5.7174e-06 | 1.1733e-05 | 0.01374 |  | 3623.8039 | 1450.4493 | 2973.2905 | 6020.6417 | 52.0041 | 3.1984 | 0.71491 | 14124.1027 | 2036 | 3
2004 | 3 | 25 | 19 | 0.0039876 | 0.0014355 | 0.0039488 | 0.0042714 | 0.00017411 | 5.7174e-06 | 1.1733e-05 | 0.013835 |  | 3962.5668 | 1250.7758 | 2906.2834 | 6126.9602 | 52.0041 | 3.1984 | 0.71491 | 14302.5035 | 2037 | 3
2004 | 3 | 25 | 20 | 0.0044163 | 0.0013621 | 0.0039641 | 0.0042234 | 0.00017411 | 5.7174e-06 | 1.1733e-05 | 0.014157 |  | 4388.616 | 1186.8134 | 2917.585 | 6058.0071 | 52.0041 | 3.1984 | 0.71491 | 14606.9389 | 2038 | 3
2004 | 3 | 25 | 21 | 0.0047448 | 0.0011952 | 0.0038744 | 0.0043134 | 0.00017411 | 5.7174e-06 | 1.1733e-05 | 0.014319 |  | 4715.0043 | 1041.3392 | 2851.5584 | 6187.2233 | 52.0041 | 3.1984 | 0.71491 | 14851.0425 | 2039 | 3
2004 | 3 | 25 | 22 | 0.0040682 | 0.001292 | 0.0037252 | 0.0041518 | 0.00017411 | 5.7174e-06 | 1.1733e-05 | 0.013429 |  | 4042.6931 | 1125.7542 | 2741.7052 | 5955.4067 | 52.0041 | 3.1984 | 0.71491 | 13921.4765 | 2040 | 3
2004 | 3 | 25 | 23 | 0.0033356 | 0.0013652 | 0.0035891 | 0.004184 | 0.00017411 | 5.7174e-06 | 1.1733e-05 | 0.012665 |  | 3314.6924 | 1189.4564 | 2641.562 | 6001.5094 | 52.0041 | 3.1984 | 0.71491 | 13203.1377 | 2041 | 3
2004 | 3 | 25 | 24 | 0.002157 | 0.0015601 | 0.0034238 | 0.0041929 | 0.00017411 | 5.7174e-06 | 1.1733e-05 | 0.011525 |  | 2143.4571 | 1359.264 | 2519.9044 | 6014.2722 | 52.0041 | 3.1984 | 0.71491 | 12092.815 | 2042 | 3
2004 | 3 | 26 | 1 | 0.0017823 | 0.001642 | 0.003414 | 0.0040097 | 0.00017411 | 5.7174e-06 | 1.1733e-05 | 0.01104 |  | 1771.0817 | 1430.6316 | 2512.7108 | 5751.6026 | 52.0041 | 3.1984 | 0.71491 | 11521.944 | 2043 | 3
2004 | 3 | 26 | 2 | 0.0014769 | 0.0017159 | 0.0032141 | 0.00407 | 0.00017411 | 5.7174e-06 | 1.1733e-05 | 0.010668 |  | 1467.6484 | 1495.0348 | 2365.5462 | 5837.9829 | 52.0041 | 3.1984 | 0.71491 | 11222.1296 | 2044 | 3
2004 | 3 | 26 | 3 | 0.00147 | 0.0017143 | 0.0030974 | 0.0042256 | 0.00017411 | 5.7174e-06 | 1.1733e-05 | 0.010699 |  | 1460.7991 | 1493.6853 | 2279.6673 | 6061.2276 | 52.0041 | 3.1984 | 0.71491 | 11351.2965 | 2045 | 3
2004 | 3 | 26 | 4 | 0.0014153 | 0.0017016 | 0.0030559 | 0.0037743 | 0.00017411 | 5.7174e-06 | 1.1733e-05 | 0.010139 |  | 1406.4582 | 1482.5595 | 2249.1555 | 5413.9178 | 52.0041 | 3.1984 | 0.71491 | 10608.0083 | 2046 | 3
2004 | 3 | 26 | 5 | 0.0015399 | 0.0016506 | 0.003107 | 0.0042429 | 0.00017411 | 5.7174e-06 | 1.1733e-05 | 0.010732 |  | 1530.2252 | 1438.1336 | 2286.7349 | 6086.0667 | 52.0041 | 3.1984 | 0.71491 | 11397.0778 | 2047 | 3
2004 | 3 | 26 | 6 | 0.0019945 | 0.0015712 | 0.0032376 | 0.0039051 | 0.00017411 | 5.7174e-06 | 1.1733e-05 | 0.0109 |  | 1981.9959 | 1368.9894 | 2382.8578 | 5601.4783 | 52.0041 | 3.1984 | 0.71491 | 11391.2388 | 2048 | 3
2004 | 3 | 26 | 7 | 0.0028082 | 0.001516 | 0.0036241 | 0.0034783 | 0.00017411 | 5.7174e-06 | 1.1733e-05 | 0.011618 |  | 2790.6071 | 1320.9058 | 2667.3395 | 4989.3318 | 52.0041 | 3.1984 | 0.71491 | 11824.1015 | 2049 | 3
2004 | 3 | 26 | 8 | 0.0029167 | 0.0017546 | 0.0039872 | 0.0031408 | 0.00017411 | 5.7174e-06 | 1.1733e-05 | 0.011991 |  | 2898.3657 | 1528.7899 | 2934.5668 | 4505.1931 | 52.0041 | 3.1984 | 0.71491 | 11922.8328 | 2050 | 3
2004 | 3 | 26 | 9 | 0.0027697 | 0.001949 | 0.0041462 | 0.0033403 | 0 | 0 | 1.1733e-05 | 0.012217 |  | 2752.3238 | 1698.1305 | 3051.5741 | 4791.3287 | 0 | 0 | 0.71491 | 12294.0719 | 2051 | 3
2004 | 3 | 26 | 10 | 0.0026889 | 0.0020248 | 0.0041774 | 0.0038044 | 0 | 0 | 1.1733e-05 | 0.012707 |  | 2672.0163 | 1764.1725 | 3074.5437 | 5457.0608 | 0 | 0 | 0.71491 | 12968.5081 | 2052 | 3
2004 | 3 | 26 | 11 | 0.0026556 | 0.0020135 | 0.0042431 | 0.0039191 | 0 | 0 | 1.1733e-05 | 0.012843 |  | 2639.0009 | 1754.3729 | 3122.876 | 5621.629 | 0 | 0 | 0.71491 | 13138.5936 | 2053 | 3
2004 | 3 | 26 | 12 | 0.0028672 | 0.0018736 | 0.0042271 | 0.0037673 | 0 | 0 | 1.1733e-05 | 0.012747 |  | 2849.2474 | 1632.4916 | 3111.0831 | 5403.9018 | 0 | 0 | 0.71491 | 12997.4389 | 2054 | 3
2004 | 3 | 26 | 13 | 0.0024085 | 0.0019061 | 0.004291 | 0.0037202 | 0 | 0 | 1.1733e-05 | 0.012338 |  | 2393.3981 | 1660.7968 | 3158.139 | 5336.2271 | 0 | 0 | 0.71491 | 12549.276 | 2055 | 3
2004 | 3 | 26 | 14 | 0.0023468 | 0.0018972 | 0.0043238 | 0.0037006 | 0 | 0 | 1.1733e-05 | 0.01228 |  | 2332.0605 | 1653.0581 | 3182.3026 | 5308.1916 | 0 | 0 | 0.71491 | 12476.3277 | 2056 | 3
2004 | 3 | 26 | 15 | 0.0024774 | 0.0018017 | 0.0042627 | 0.0038669 | 0 | 0 | 1.1733e-05 | 0.01242 |  | 2461.8386 | 1569.7993 | 3137.3197 | 5546.6616 | 0 | 0 | 0.71491 | 12716.3342 | 2057 | 3
2004 | 3 | 26 | 16 | 0.0029715 | 0.0016236 | 0.0040434 | 0.0039177 | 0 | 0 | 1.1733e-05 | 0.012568 |  | 2952.9138 | 1414.6061 | 2975.8851 | 5619.569 | 0 | 0 | 0.71491 | 12963.6889 | 2058 | 3
2004 | 3 | 26 | 17 | 0.0033724 | 0.001568 | 0.0038059 | 0.0039076 | 4.3527e-05 | 1.4293e-06 | 1.1733e-05 | 0.012711 |  | 3351.2798 | 1366.1765 | 2801.0821 | 5605.054 | 13.001 | 0.79959 | 0.71491 | 13138.108 | 2059 | 3
2004 | 3 | 26 | 18 | 0.0037697 | 0.0013528 | 0.0037229 | 0.0036088 | 0.00017411 | 5.7174e-06 | 1.1733e-05 | 0.012646 |  | 3746.0854 | 1178.6904 | 2740.0108 | 5176.4896 | 52.0041 | 3.1984 | 0.71491 | 12897.1935 | 2060 | 3
2004 | 3 | 26 | 19 | 0.0038606 | 0.0012712 | 0.0037211 | 0.0037152 | 0.00017411 | 5.7174e-06 | 1.1733e-05 | 0.01276 |  | 3836.386 | 1107.6132 | 2738.7094 | 5329.124 | 52.0041 | 3.1984 | 0.71491 | 13067.7499 | 2061 | 3
2004 | 3 | 26 | 20 | 0.0039773 | 0.0013808 | 0.0037416 | 0.0031506 | 0.00017411 | 5.7174e-06 | 1.1733e-05 | 0.012442 |  | 3952.3792 | 1203.1265 | 2753.799 | 4519.2346 | 52.0041 | 3.1984 | 0.71491 | 12484.4567 | 2062 | 3
2004 | 3 | 26 | 21 | 0.0044312 | 0.0011551 | 0.0036212 | 0.0035255 | 0.00017411 | 5.7174e-06 | 1.1733e-05 | 0.012925 |  | 4403.4175 | 1006.4398 | 2665.2 | 5057.0297 | 52.0041 | 3.1984 | 0.71491 | 13188.0043 | 2063 | 3
2004 | 3 | 26 | 22 | 0.0037771 | 0.0012326 | 0.0034547 | 0.003612 | 0.00017411 | 5.7174e-06 | 1.1733e-05 | 0.012268 |  | 3753.4252 | 1073.9395 | 2542.6582 | 5181.1308 | 52.0041 | 3.1984 | 0.71491 | 12607.0711 | 2064 | 3
2004 | 3 | 26 | 23 | 0.0033497 | 0.001182 | 0.0032561 | 0.0031978 | 0.00017411 | 5.7174e-06 | 1.1733e-05 | 0.011177 |  | 3328.7113 | 1029.8389 | 2396.4786 | 4586.8853 | 52.0041 | 3.1984 | 0.71491 | 11397.8314 | 2065 | 3
2004 | 3 | 26 | 24 | 0.0022952 | 0.0015165 | 0.0030868 | 0.0027082 | 0.00017411 | 5.7174e-06 | 1.1733e-05 | 0.0097984 |  | 2280.8443 | 1321.3526 | 2271.854 | 3884.7114 | 52.0041 | 3.1984 | 0.71491 | 9814.6796 | 2066 | 3
2004 | 3 | 27 | 1 | 0.001904 | 0.0017144 | 0.0030591 | 0.0024843 | 0.00017411 | 5.7174e-06 | 1.1733e-05 | 0.0093533 |  | 1892.099 | 1493.7162 | 2251.4414 | 3563.5076 | 52.0041 | 3.1984 | 0.71491 | 9256.6816 | 2067 | 3
2004 | 3 | 27 | 2 | 0.0016791 | 0.0017907 | 0.002924 | 0.0024727 | 0.00017411 | 5.7174e-06 | 1.1733e-05 | 0.0090581 |  | 1668.5703 | 1560.2658 | 2152.0613 | 3546.8375 | 52.0041 | 3.1984 | 0.71491 | 8983.6522 | 2068 | 3
2004 | 3 | 27 | 3 | 0.0015594 | 0.0018019 | 0.0028412 | 0.0023911 | 0.00017411 | 5.7174e-06 | 1.1733e-05 | 0.0087852 |  | 1549.5961 | 1570.0124 | 2091.1226 | 3429.8164 | 52.0041 | 3.1984 | 0.71491 | 8696.4648 | 2069 | 3
2004 | 3 | 27 | 4 | 0.0016436 | 0.0017351 | 0.0028036 | 0.0024774 | 0.00017411 | 5.7174e-06 | 1.1733e-05 | 0.0088513 |  | 1633.277 | 1511.7493 | 2063.458 | 3553.6333 | 52.0041 | 3.1984 | 0.71491 | 8818.035 | 2070 | 3
2004 | 3 | 27 | 5 | 0.0016961 | 0.0017574 | 0.0027774 | 0.0024508 | 0.00017411 | 5.7174e-06 | 1.1733e-05 | 0.0088734 |  | 1685.5024 | 1531.2133 | 2044.1793 | 3515.4865 | 52.0041 | 3.1984 | 0.71491 | 8832.2989 | 2071 | 3
2004 | 3 | 27 | 6 | 0.001945 | 0.001689 | 0.0028025 | 0.0024612 | 0.00017411 | 5.7174e-06 | 1.1733e-05 | 0.0090892 |  | 1932.7615 | 1471.6427 | 2062.6479 | 3530.3096 | 52.0041 | 3.1984 | 0.71491 | 9053.2791 | 2072 | 3
2004 | 3 | 27 | 7 | 0.0023958 | 0.0016349 | 0.0028726 | 0.0025 | 0.00017411 | 5.7174e-06 | 1.1733e-05 | 0.0095948 |  | 2380.7387 | 1424.4806 | 2114.2211 | 3585.9548 | 52.0041 | 3.1984 | 0.71491 | 9561.3125 | 2073 | 3
2004 | 3 | 27 | 8 | 0.0028433 | 0.0016627 | 0.0029674 | 0.002511 | 0.00017411 | 5.7174e-06 | 1.1733e-05 | 0.010176 |  | 2825.4416 | 1448.6948 | 2183.9607 | 3601.8436 | 52.0041 | 3.1984 | 0.71491 | 10115.8581 | 2074 | 3
2004 | 3 | 27 | 9 | 0.0030751 | 0.0018793 | 0.0030568 | 0.0026059 | 0 | 0 | 1.1733e-05 | 0.010629 |  | 3055.862 | 1637.3873 | 2249.8156 | 3737.9499 | 0 | 0 | 0.71491 | 10681.7297 | 2075 | 3
2004 | 3 | 27 | 10 | 0.0036296 | 0.0017611 | 0.0031347 | 0.0023538 | 0 | 0 | 1.1733e-05 | 0.010891 |  | 3606.8249 | 1534.4698 | 2307.0997 | 3376.3731 | 0 | 0 | 0.71491 | 10825.4825 | 2076 | 3
2004 | 3 | 27 | 11 | 0.0042733 | 0.0015521 | 0.0031842 | 0.0021642 | 0 | 0 | 1.1733e-05 | 0.011186 |  | 4246.5211 | 1352.3693 | 2343.5839 | 3104.3974 | 0 | 0 | 0.71491 | 11047.5867 | 2077 | 3
2004 | 3 | 27 | 12 | 0.0038295 | 0.0016499 | 0.0031777 | 0.0024374 | 0 | 0 | 1.1733e-05 | 0.011106 |  | 3805.5096 | 1437.515 | 2338.7629 | 3496.283 | 0 | 0 | 0.71491 | 11078.7855 | 2078 | 3
2004 | 3 | 27 | 13 | 0.003827 | 0.0015469 | 0.0031819 | 0.0026136 | 0 | 0 | 1.1733e-05 | 0.011181 |  | 3802.9715 | 1347.7811 | 2341.8284 | 3748.9605 | 0 | 0 | 0.71491 | 11242.2563 | 2079 | 3
2004 | 3 | 27 | 14 | 0.003627 | 0.001606 | 0.003071 | 0.0027105 | 0 | 0 | 1.1733e-05 | 0.011026 |  | 3604.3059 | 1399.3404 | 2260.2166 | 3887.932 | 0 | 0 | 0.71491 | 11152.5098 | 2080 | 3
2004 | 3 | 27 | 15 | 0.003365 | 0.001689 | 0.0029073 | 0.0026228 | 0 | 0 | 1.1733e-05 | 0.010596 |  | 3343.859 | 1471.6175 | 2139.7348 | 3762.1495 | 0 | 0 | 0.71491 | 10718.0757 | 2081 | 3
2004 | 3 | 27 | 16 | 0.0037172 | 0.0016142 | 0.0029349 | 0.0020322 | 0 | 0 | 1.1733e-05 | 0.01031 |  | 3693.8663 | 1406.4786 | 2160.0821 | 2914.99 | 0 | 0 | 0.71491 | 10176.132 | 2082 | 3
2004 | 3 | 27 | 17 | 0.0039618 | 0.0016248 | 0.0029554 | 0.0019396 | 4.3527e-05 | 1.4293e-06 | 1.1733e-05 | 0.010538 |  | 3936.9882 | 1415.6617 | 2175.1432 | 2782.2224 | 13.001 | 0.79959 | 0.71491 | 10324.531 | 2083 | 3
2004 | 3 | 27 | 18 | 0.004568 | 0.0012385 | 0.0028772 | 0.0018736 | 0.00017411 | 5.7174e-06 | 1.1733e-05 | 0.010749 |  | 4539.3136 | 1079.1159 | 2117.6314 | 2687.436 | 52.0041 | 3.1984 | 0.71491 | 10479.4143 | 2084 | 3
2004 | 3 | 27 | 19 | 0.0044754 | 0.0012514 | 0.0028386 | 0.0019413 | 0.00017411 | 5.7174e-06 | 1.1733e-05 | 0.010698 |  | 4447.3065 | 1090.3309 | 2089.1866 | 2784.5667 | 52.0041 | 3.1984 | 0.71491 | 10467.308 | 2085 | 3
2004 | 3 | 27 | 20 | 0.0045704 | 0.0012621 | 0.0028305 | 0.0019531 | 0.00017411 | 5.7174e-06 | 1.1733e-05 | 0.010808 |  | 4541.705 | 1099.6216 | 2083.2061 | 2801.5447 | 52.0041 | 3.1984 | 0.71491 | 10581.9948 | 2086 | 3
2004 | 3 | 27 | 21 | 0.0049525 | 0.001227 | 0.00272 | 0.0018869 | 0.00017411 | 5.7174e-06 | 1.1733e-05 | 0.010978 |  | 4921.4415 | 1069.0896 | 2001.8737 | 2706.5209 | 52.0041 | 3.1984 | 0.71491 | 10754.843 | 2087 | 3
2004 | 3 | 27 | 22 | 0.0042606 | 0.0013432 | 0.0026266 | 0.0018971 | 0.00017411 | 5.7174e-06 | 1.1733e-05 | 0.010319 |  | 4233.8958 | 1170.3236 | 1933.1513 | 2721.202 | 52.0041 | 3.1984 | 0.71491 | 10114.4901 | 2088 | 3
2004 | 3 | 27 | 23 | 0.0033064 | 0.0015548 | 0.0025122 | 0.0018737 | 0.00017411 | 5.7174e-06 | 1.1733e-05 | 0.0094386 |  | 3285.7138 | 1354.6517 | 1848.9304 | 2687.578 | 52.0041 | 3.1984 | 0.71491 | 9232.7912 | 2089 | 3
2004 | 3 | 27 | 24 | 0.0027336 | 0.0015708 | 0.0024605 | 0.0017984 | 0.00017411 | 5.7174e-06 | 1.1733e-05 | 0.0087549 |  | 2716.5007 | 1368.6131 | 1810.9272 | 2579.6731 | 52.0041 | 3.1984 | 0.71491 | 8531.6315 | 2090 | 3
2004 | 3 | 28 | 1 | 0.0025716 | 0.0017062 | 0.0024125 | 0.0017946 | 0.00017411 | 5.7174e-06 | 1.1733e-05 | 0.0086765 |  | 2555.5266 | 1486.6084 | 1775.5689 | 2574.1322 | 52.0041 | 3.1984 | 0.71491 | 8447.7535 | 2091 | 3
2004 | 3 | 28 | 2 | 0.0020677 | 0.0017978 | 0.0024019 | 0.0018255 | 0.00017411 | 5.7174e-06 | 1.1733e-05 | 0.0082844 |  | 2054.7544 | 1566.3789 | 1767.7787 | 2618.4829 | 52.0041 | 3.1984 | 0.71491 | 8063.3122 | 2092 | 3
2004 | 3 | 28 | 3 | 0.0020581 | 0.0017715 | 0.0023232 | 0.0018366 | 0.00017411 | 5.7174e-06 | 1.1733e-05 | 0.008181 |  | 2045.2148 | 1543.4871 | 1709.8719 | 2634.4424 | 52.0041 | 3.1984 | 0.71491 | 7988.9335 | 2093 | 3
2004 | 3 | 28 | 4 | 0.0017875 | 0.0018223 | 0.0023678 | 0.0018696 | 0.00017411 | 5.7174e-06 | 1.1733e-05 | 0.0080387 |  | 1776.3085 | 1587.729 | 1742.6594 | 2681.8002 | 52.0041 | 3.1984 | 0.71491 | 7844.4144 | 2094 | 3
2004 | 3 | 28 | 5 | 0.0019818 | 0.00177 | 0.0023764 | 0.0018612 | 0.00017411 | 5.7174e-06 | 1.1733e-05 | 0.0081809 |  | 1969.3923 | 1542.1715 | 1748.9852 | 2669.7479 | 52.0041 | 3.1984 | 0.71491 | 7986.2141 | 2095 | 3
2004 | 3 | 28 | 6 | 0.0021949 | 0.0017633 | 0.0023695 | 0.0018711 | 0.00017411 | 5.7174e-06 | 1.1733e-05 | 0.0083904 |  | 2181.1377 | 1536.3878 | 1743.9229 | 2683.9312 | 52.0041 | 3.1984 | 0.71491 | 8201.297 | 2096 | 3
2004 | 3 | 28 | 7 | 0.0028619 | 0.0016803 | 0.0024004 | 0.0019127 | 0.00017411 | 5.7174e-06 | 1.1733e-05 | 0.0090469 |  | 2843.9971 | 1463.9995 | 1766.6543 | 2743.6257 | 52.0041 | 3.1984 | 0.71491 | 8874.1941 | 2097 | 3
2004 | 3 | 28 | 8 | 0.0035616 | 0.0016125 | 0.0025989 | 0.0020138 | 0.00017411 | 5.7174e-06 | 1.1733e-05 | 0.0099783 |  | 3539.2687 | 1404.9276 | 1912.7499 | 2888.5641 | 52.0041 | 3.1984 | 0.71491 | 9801.4277 | 2098 | 3
2004 | 3 | 28 | 9 | 0.0040854 | 0.0016447 | 0.0026479 | 0.0021121 | 0 | 0 | 1.1733e-05 | 0.010502 |  | 4059.8066 | 1433.0238 | 1948.8575 | 3029.5722 | 0 | 0 | 0.71491 | 10471.9751 | 2099 | 3
2004 | 3 | 28 | 10 | 0.0042321 | 0.001678 | 0.0026895 | 0.0020778 | 0 | 0 | 1.1733e-05 | 0.010689 |  | 4205.5836 | 1462.0032 | 1979.4621 | 2980.3911 | 0 | 0 | 0.71491 | 10628.155 | 2100 | 3
2004 | 3 | 28 | 11 | 0.0040582 | 0.0018301 | 0.0027016 | 0.0020901 | 0 | 0 | 1.1733e-05 | 0.010692 |  | 4032.7968 | 1594.5151 | 1988.3711 | 2998.0082 | 0 | 0 | 0.71491 | 10614.406 | 2101 | 3
2004 | 3 | 28 | 12 | 0.0045541 | 0.001662 | 0.0027781 | 0.0020982 | 0 | 0 | 1.1733e-05 | 0.011104 |  | 4525.5597 | 1448.1239 | 2044.6281 | 3009.6819 | 0 | 0 | 0.71491 | 11028.7086 | 2102 | 3
2004 | 3 | 28 | 13 | 0.0039615 | 0.0017585 | 0.0027645 | 0.0020999 | 0 | 0 | 1.1733e-05 | 0.010596 |  | 3936.6998 | 1532.1395 | 2034.6353 | 3012.1208 | 0 | 0 | 0.71491 | 10516.3104 | 2103 | 3
2004 | 3 | 28 | 14 | 0.0037778 | 0.0017443 | 0.0028033 | 0.0021184 | 0 | 0 | 1.1733e-05 | 0.010456 |  | 3754.1533 | 1519.8162 | 2063.1871 | 3038.6648 | 0 | 0 | 0.71491 | 10376.5363 | 2104 | 3
2004 | 3 | 28 | 15 | 0.0038975 | 0.0016661 | 0.0028295 | 0.0021078 | 0 | 0 | 1.1733e-05 | 0.010513 |  | 3873.0595 | 1451.7041 | 2082.5009 | 3023.4392 | 0 | 0 | 0.71491 | 10431.4186 | 2105 | 3
2004 | 3 | 28 | 16 | 0.0042193 | 0.0016143 | 0.0028354 | 0.0020926 | 0 | 0 | 1.1733e-05 | 0.010773 |  | 4192.8251 | 1406.5284 | 2086.8269 | 3001.6549 | 0 | 0 | 0.71491 | 10688.5502 | 2106 | 3
2004 | 3 | 28 | 17 | 0.0046438 | 0.0015966 | 0.0027964 | 0.0020546 | 4.3527e-05 | 1.4293e-06 | 1.1733e-05 | 0.011148 |  | 4614.6565 | 1391.0833 | 2058.1554 | 2947.1222 | 13.001 | 0.79959 | 0.71491 | 11025.5329 | 2107 | 3
2004 | 3 | 28 | 18 | 0.004985 | 0.001487 | 0.0027261 | 0.0020907 | 0.00017411 | 5.7174e-06 | 1.1733e-05 | 0.01148 |  | 4953.7757 | 1295.5874 | 2006.3885 | 2998.9554 | 52.0041 | 3.1984 | 0.71491 | 11310.6243 | 2108 | 3
2004 | 3 | 28 | 19 | 0.0048766 | 0.0015585 | 0.0026326 | 0.0021203 | 0.00017411 | 5.7174e-06 | 1.1733e-05 | 0.01138 |  | 4846.0239 | 1357.9168 | 1937.5478 | 3041.3641 | 52.0041 | 3.1984 | 0.71491 | 11238.7699 | 2109 | 3
2004 | 3 | 28 | 20 | 0.0051355 | 0.0015815 | 0.0026674 | 0.002108 | 0.00017411 | 5.7174e-06 | 1.1733e-05 | 0.011684 |  | 5103.2544 | 1377.9298 | 1963.2053 | 3023.7234 | 52.0041 | 3.1984 | 0.71491 | 11524.0301 | 2110 | 3
2004 | 3 | 28 | 21 | 0.0052249 | 0.001527 | 0.0026426 | 0.002124 | 0.00017411 | 5.7174e-06 | 1.1733e-05 | 0.01171 |  | 5192.1899 | 1330.4624 | 1944.9641 | 3046.7394 | 52.0041 | 3.1984 | 0.71491 | 11570.2731 | 2111 | 3
2004 | 3 | 28 | 22 | 0.0045147 | 0.0016699 | 0.0025839 | 0.0024565 | 0.00017411 | 5.7174e-06 | 1.1733e-05 | 0.011417 |  | 4486.4256 | 1454.9467 | 1901.7242 | 3523.6558 | 52.0041 | 3.1984 | 0.71491 | 11422.6696 | 2112 | 3
2004 | 3 | 28 | 23 | 0.0033814 | 0.0018502 | 0.0024787 | 0.0028148 | 0.00017411 | 5.7174e-06 | 1.1733e-05 | 0.010717 |  | 3360.1824 | 1612.0706 | 1824.2759 | 4037.6062 | 52.0041 | 3.1984 | 0.71491 | 10890.0524 | 2113 | 3
2004 | 3 | 28 | 24 | 0.0027192 | 0.0018148 | 0.0026893 | 0.003436 | 0.00017411 | 5.7174e-06 | 1.1733e-05 | 0.010851 |  | 2702.1454 | 1581.2213 | 1979.2891 | 4928.6664 | 52.0041 | 3.1984 | 0.71491 | 11247.2395 | 2114 | 3
2004 | 3 | 29 | 1 | 0.0023414 | 0.0017067 | 0.0028717 | 0.0037994 | 0.00017411 | 5.7174e-06 | 1.1733e-05 | 0.010911 |  | 2326.7062 | 1486.9965 | 2113.5419 | 5449.9097 | 52.0041 | 3.1984 | 0.71491 | 11433.0715 | 2115 | 3
2004 | 3 | 29 | 2 | 0.0021398 | 0.0016853 | 0.0028889 | 0.0033444 | 0.00017411 | 5.7174e-06 | 1.1733e-05 | 0.01025 |  | 2126.3585 | 1468.3776 | 2126.2205 | 4797.1775 | 52.0041 | 3.1984 | 0.71491 | 10574.0515 | 2116 | 3
2004 | 3 | 29 | 3 | 0.0020095 | 0.0017407 | 0.00288 | 0.0033962 | 0.00017411 | 5.7174e-06 | 1.1733e-05 | 0.010218 |  | 1996.9254 | 1516.7051 | 2119.6641 | 4871.5291 | 52.0041 | 3.1984 | 0.71491 | 10560.741 | 2117 | 3
2004 | 3 | 29 | 4 | 0.0021197 | 0.0017563 | 0.0028685 | 0.003541 | 0.00017411 | 5.7174e-06 | 1.1733e-05 | 0.010477 |  | 2106.4042 | 1530.2531 | 2111.1748 | 5079.2877 | 52.0041 | 3.1984 | 0.71491 | 10883.0371 | 2118 | 3
2004 | 3 | 29 | 5 | 0.0021499 | 0.001793 | 0.0029372 | 0.003729 | 0.00017411 | 5.7174e-06 | 1.1733e-05 | 0.010801 |  | 2136.4663 | 1562.208 | 2161.7223 | 5348.943 | 52.0041 | 3.1984 | 0.71491 | 11265.2569 | 2119 | 3
2004 | 3 | 29 | 6 | 0.0028093 | 0.0016499 | 0.0030454 | 0.0037174 | 0.00017411 | 5.7174e-06 | 1.1733e-05 | 0.011414 |  | 2791.6948 | 1437.5483 | 2241.3898 | 5332.2255 | 52.0041 | 3.1984 | 0.71491 | 11858.7757 | 2120 | 3
2004 | 3 | 29 | 7 | 0.0037703 | 0.0017077 | 0.0035216 | 0.0037577 | 0.00017411 | 5.7174e-06 | 1.1733e-05 | 0.012949 |  | 3746.674 | 1487.9376 | 2591.8519 | 5390.0493 | 52.0041 | 3.1984 | 0.71491 | 13272.4302 | 2121 | 3
2004 | 3 | 29 | 8 | 0.0040915 | 0.0016955 | 0.0038618 | 0.0038085 | 0.00017411 | 5.7174e-06 | 1.1733e-05 | 0.013649 |  | 4065.8209 | 1477.2807 | 2842.2443 | 5462.9331 | 52.0041 | 3.1984 | 0.71491 | 13904.1963 | 2122 | 3
2004 | 3 | 29 | 9 | 0.0040049 | 0.0020787 | 0.0040952 | 0.0041389 | 0 | 0 | 1.1733e-05 | 0.014329 |  | 3979.7764 | 1811.1814 | 3014.0166 | 5936.8425 | 0 | 0 | 0.71491 | 14742.5318 | 2123 | 3
2004 | 3 | 29 | 10 | 0.0036513 | 0.0022047 | 0.0041568 | 0.0039372 | 0 | 0 | 1.1733e-05 | 0.013962 |  | 3628.4104 | 1920.9822 | 3059.4057 | 5647.5099 | 0 | 0 | 0.71491 | 14257.0232 | 2124 | 3
2004 | 3 | 29 | 11 | 0.0038978 | 0.00208 | 0.0042567 | 0.0039679 | 0 | 0 | 1.1733e-05 | 0.014214 |  | 3873.3562 | 1812.3184 | 3132.9036 | 5691.529 | 0 | 0 | 0.71491 | 14510.8221 | 2125 | 3
2004 | 3 | 29 | 12 | 0.0037009 | 0.0020281 | 0.0042346 | 0.0039425 | 0 | 0 | 1.1733e-05 | 0.013918 |  | 3677.7291 | 1767.0363 | 3116.6506 | 5655.0873 | 0 | 0 | 0.71491 | 14217.2183 | 2126 | 3
2004 | 3 | 29 | 13 | 0.0039899 | 0.0019004 | 0.0043245 | 0.0037973 | 0 | 0 | 1.1733e-05 | 0.014024 |  | 3964.917 | 1655.8329 | 3182.7736 | 5446.8077 | 0 | 0 | 0.71491 | 14251.046 | 2127 | 3
2004 | 3 | 29 | 14 | 0.0036765 | 0.0019473 | 0.0043074 | 0.0038237 | 0 | 0 | 1.1733e-05 | 0.013767 |  | 3653.4215 | 1696.6771 | 3170.2313 | 5484.6941 | 0 | 0 | 0.71491 | 14005.7391 | 2128 | 3
2004 | 3 | 29 | 15 | 0.0038581 | 0.001781 | 0.0041631 | 0.0038324 | 0 | 0 | 1.1733e-05 | 0.013646 |  | 3833.9366 | 1551.7802 | 3064.0358 | 5497.1492 | 0 | 0 | 0.71491 | 13947.6168 | 2129 | 3
2004 | 3 | 29 | 16 | 0.0043425 | 0.0017609 | 0.0039634 | 0.0037846 | 0 | 0 | 1.1733e-05 | 0.013863 |  | 4315.2552 | 1534.2838 | 2917.0679 | 5428.6696 | 0 | 0 | 0.71491 | 14195.9914 | 2130 | 3
2004 | 3 | 29 | 17 | 0.0046096 | 0.0017335 | 0.0038833 | 0.0040167 | 4.3527e-05 | 1.4293e-06 | 1.1733e-05 | 0.0143 |  | 4580.7314 | 1510.3782 | 2858.0752 | 5761.5476 | 13.001 | 0.79959 | 0.71491 | 14725.2479 | 2131 | 3
2004 | 3 | 29 | 18 | 0.0050991 | 0.0013785 | 0.0038601 | 0.0040821 | 0.00017411 | 5.7174e-06 | 1.1733e-05 | 0.014611 |  | 5067.111 | 1201.0704 | 2841.002 | 5855.387 | 52.0041 | 3.1984 | 0.71491 | 15020.4877 | 2132 | 3
2004 | 3 | 29 | 19 | 0.0047351 | 0.0014609 | 0.0038031 | 0.0041033 | 0.00017411 | 5.7174e-06 | 1.1733e-05 | 0.014294 |  | 4705.4635 | 1272.8492 | 2799.0358 | 5885.8618 | 52.0041 | 3.1984 | 0.71491 | 14719.1276 | 2133 | 3
2004 | 3 | 29 | 20 | 0.0053381 | 0.0013992 | 0.00379 | 0.0041792 | 0.00017411 | 5.7174e-06 | 1.1733e-05 | 0.014898 |  | 5304.6758 | 1219.077 | 2789.3954 | 5994.5953 | 52.0041 | 3.1984 | 0.71491 | 15363.6609 | 2134 | 3
2004 | 3 | 29 | 21 | 0.0058972 | 0.001191 | 0.0037247 | 0.0041109 | 0.00017411 | 5.7174e-06 | 1.1733e-05 | 0.015115 |  | 5860.265 | 1037.7265 | 2741.3716 | 5896.7542 | 52.0041 | 3.1984 | 0.71491 | 15592.0347 | 2135 | 3
2004 | 3 | 29 | 22 | 0.0047161 | 0.0014216 | 0.0035873 | 0.0040478 | 0.00017411 | 5.7174e-06 | 1.1733e-05 | 0.013964 |  | 4686.519 | 1238.6177 | 2640.2199 | 5806.1349 | 52.0041 | 3.1984 | 0.71491 | 14427.4088 | 2136 | 3
2004 | 3 | 29 | 23 | 0.0039916 | 0.0013291 | 0.0034391 | 0.0039722 | 0.00017411 | 5.7174e-06 | 1.1733e-05 | 0.012924 |  | 3966.5669 | 1158.0262 | 2531.1896 | 5697.7089 | 52.0041 | 3.1984 | 0.71491 | 13409.4089 | 2137 | 3
2004 | 3 | 29 | 24 | 0.0027811 | 0.0016262 | 0.0033464 | 0.0039194 | 0.00017411 | 5.7174e-06 | 1.1733e-05 | 0.011865 |  | 2763.6772 | 1416.856 | 2462.8947 | 5622.0312 | 52.0041 | 3.1984 | 0.71491 | 12321.3764 | 2138 | 3
2004 | 3 | 30 | 1 | 0.0020517 | 0.0016341 | 0.0032889 | 0.0040343 | 0.00017411 | 5.7174e-06 | 1.1733e-05 | 0.011201 |  | 2038.8194 | 1423.8216 | 2420.6404 | 5786.7889 | 52.0041 | 3.1984 | 0.71491 | 11725.9877 | 2139 | 3
2004 | 3 | 30 | 2 | 0.0018706 | 0.001675 | 0.0032218 | 0.0040736 | 0.00017411 | 5.7174e-06 | 1.1733e-05 | 0.011033 |  | 1858.9145 | 1459.4313 | 2371.2094 | 5843.192 | 52.0041 | 3.1984 | 0.71491 | 11588.6645 | 2140 | 3
2004 | 3 | 30 | 3 | 0.001766 | 0.0016794 | 0.0031367 | 0.0041506 | 0.00017411 | 5.7174e-06 | 1.1733e-05 | 0.010924 |  | 1754.8802 | 1463.2543 | 2308.562 | 5953.6777 | 52.0041 | 3.1984 | 0.71491 | 11536.2916 | 2141 | 3
2004 | 3 | 30 | 4 | 0.0018339 | 0.0016564 | 0.0030635 | 0.0040502 | 0.00017411 | 5.7174e-06 | 1.1733e-05 | 0.010796 |  | 1822.4379 | 1443.2039 | 2254.6936 | 5809.568 | 52.0041 | 3.1984 | 0.71491 | 11385.8208 | 2142 | 3
2004 | 3 | 30 | 5 | 0.0019601 | 0.0016948 | 0.0030552 | 0.0041003 | 0.00017411 | 5.7174e-06 | 1.1733e-05 | 0.011002 |  | 1947.8017 | 1476.6867 | 2248.5729 | 5881.5518 | 52.0041 | 3.1984 | 0.71491 | 11610.5305 | 2143 | 3
2004 | 3 | 30 | 6 | 0.0023091 | 0.0017026 | 0.0030969 | 0.0041891 | 0.00017411 | 5.7174e-06 | 1.1733e-05 | 0.011489 |  | 2294.6489 | 1483.4955 | 2279.308 | 6008.8022 | 52.0041 | 3.1984 | 0.71491 | 12122.1719 | 2144 | 3
2004 | 3 | 30 | 7 | 0.0032038 | 0.0015396 | 0.0034267 | 0.0041094 | 0.00017411 | 5.7174e-06 | 1.1733e-05 | 0.012471 |  | 3183.7068 | 1341.4287 | 2522.0052 | 5894.5752 | 52.0041 | 3.1984 | 0.71491 | 12997.6333 | 2145 | 3
2004 | 3 | 30 | 8 | 0.0033722 | 0.0017632 | 0.003895 | 0.0039018 | 0.00017411 | 5.7174e-06 | 1.1733e-05 | 0.013124 |  | 3351.0568 | 1536.2914 | 2866.6634 | 5596.7895 | 52.0041 | 3.1984 | 0.71491 | 13406.7185 | 2146 | 3
2004 | 3 | 30 | 9 | 0.0030361 | 0.0020812 | 0.0040401 | 0.0040093 | 0 | 0 | 1.1733e-05 | 0.013178 |  | 3017.044 | 1813.3749 | 2973.4905 | 5750.9864 | 0 | 0 | 0.71491 | 13555.6107 | 2147 | 3
2004 | 3 | 30 | 10 | 0.0028523 | 0.0021915 | 0.0040896 | 0.0041437 | 0 | 0 | 1.1733e-05 | 0.013289 |  | 2834.3861 | 1909.4416 | 3009.9342 | 5943.7799 | 0 | 0 | 0.71491 | 13698.2568 | 2148 | 3
2004 | 3 | 30 | 11 | 0.0030873 | 0.0020584 | 0.0042675 | 0.0042138 | 0 | 0 | 1.1733e-05 | 0.013639 |  | 3067.9699 | 1793.4922 | 3140.848 | 6044.2731 | 0 | 0 | 0.71491 | 14047.2981 | 2149 | 3
2004 | 3 | 30 | 12 | 0.0031888 | 0.0019964 | 0.0042713 | 0.0041379 | 0 | 0 | 1.1733e-05 | 0.013606 |  | 3168.7812 | 1739.4468 | 3143.6824 | 5935.4923 | 0 | 0 | 0.71491 | 13988.1177 | 2150 | 3
2004 | 3 | 30 | 13 | 0.0031604 | 0.0019344 | 0.0042991 | 0.0040027 | 0 | 0 | 1.1733e-05 | 0.013408 |  | 3140.6318 | 1685.4263 | 3164.0925 | 5741.5149 | 0 | 0 | 0.71491 | 13732.3804 | 2151 | 3
2004 | 3 | 30 | 14 | 0.0027393 | 0.0020096 | 0.0041584 | 0.0043166 | 0 | 0 | 1.1733e-05 | 0.013236 |  | 2722.1076 | 1750.9374 | 3060.5865 | 6191.6979 | 0 | 0 | 0.71491 | 13726.0443 | 2152 | 3
2004 | 3 | 30 | 15 | 0.0028577 | 0.001932 | 0.0041602 | 0.0043888 | 0 | 0 | 1.1733e-05 | 0.01335 |  | 2839.7359 | 1683.361 | 3061.8474 | 6295.3641 | 0 | 0 | 0.71491 | 13881.0233 | 2153 | 3
2004 | 3 | 30 | 16 | 0.0034376 | 0.0017715 | 0.0041677 | 0.0042571 | 0 | 0 | 1.1733e-05 | 0.013646 |  | 3415.9997 | 1543.512 | 3067.4256 | 6106.3592 | 0 | 0 | 0.71491 | 14134.0114 | 2154 | 3
2004 | 3 | 30 | 17 | 0.0037952 | 0.0017154 | 0.0040529 | 0.0042718 | 4.3527e-05 | 1.4293e-06 | 1.1733e-05 | 0.013892 |  | 3771.4463 | 1494.6481 | 2982.8814 | 6127.4334 | 13.001 | 0.79959 | 0.71491 | 14390.9247 | 2155 | 3
2004 | 3 | 30 | 18 | 0.0039443 | 0.0016647 | 0.003979 | 0.0042218 | 0.00017411 | 5.7174e-06 | 1.1733e-05 | 0.014001 |  | 3919.5406 | 1450.4493 | 2928.515 | 6055.7337 | 52.0041 | 3.1984 | 0.71491 | 14410.1559 | 2156 | 3
2004 | 3 | 30 | 19 | 0.0044011 | 0.0014355 | 0.0039813 | 0.004261 | 0.00017411 | 5.7174e-06 | 1.1733e-05 | 0.01427 |  | 4373.4838 | 1250.7758 | 2930.1832 | 6111.9474 | 52.0041 | 3.1984 | 0.71491 | 14722.3075 | 2157 | 3
2004 | 3 | 30 | 20 | 0.0049081 | 0.0013621 | 0.0039604 | 0.004161 | 0.00017411 | 5.7174e-06 | 1.1733e-05 | 0.014583 |  | 4877.3747 | 1186.8134 | 2914.8094 | 5968.5954 | 52.0041 | 3.1984 | 0.71491 | 15003.5103 | 2158 | 3
2004 | 3 | 30 | 21 | 0.0051672 | 0.0011952 | 0.0038733 | 0.0038887 | 0.00017411 | 5.7174e-06 | 1.1733e-05 | 0.014316 |  | 5134.7602 | 1041.3392 | 2850.727 | 5577.9411 | 52.0041 | 3.1984 | 0.71491 | 14660.6849 | 2159 | 3
2004 | 3 | 30 | 22 | 0.0044517 | 0.001292 | 0.0037549 | 0.0041987 | 0.00017411 | 5.7174e-06 | 1.1733e-05 | 0.013889 |  | 4423.8269 | 1125.7542 | 2763.566 | 6022.678 | 52.0041 | 3.1984 | 0.71491 | 14391.7424 | 2160 | 3
2004 | 3 | 30 | 23 | 0.0038578 | 0.0013652 | 0.003654 | 0.0041507 | 0.00017411 | 5.7174e-06 | 1.1733e-05 | 0.013219 |  | 3833.6404 | 1189.4564 | 2689.312 | 5953.7724 | 52.0041 | 3.1984 | 0.71491 | 13722.0986 | 2161 | 3
2004 | 3 | 30 | 24 | 0.0026715 | 0.0015601 | 0.0034655 | 0.0042085 | 0.00017411 | 5.7174e-06 | 1.1733e-05 | 0.012097 |  | 2654.7241 | 1359.264 | 2550.5851 | 6036.6485 | 52.0041 | 3.1984 | 0.71491 | 12657.139 | 2162 | 3
2004 | 3 | 31 | 1 | 0.0018376 | 0.0016341 | 0.0034472 | 0.0041786 | 0.00017411 | 5.7174e-06 | 1.1733e-05 | 0.011289 |  | 1826.1252 | 1423.8216 | 2537.1011 | 5993.7897 | 52.0041 | 3.1984 | 0.71491 | 11836.755 | 2163 | 3
2004 | 3 | 31 | 2 | 0.0015681 | 0.001675 | 0.0033221 | 0.0041334 | 0.00017411 | 5.7174e-06 | 1.1733e-05 | 0.01089 |  | 1558.2904 | 1459.4313 | 2445.0294 | 5929.0043 | 52.0041 | 3.1984 | 0.71491 | 11447.6727 | 2164 | 3
2004 | 3 | 31 | 3 | 0.0014598 | 0.0016794 | 0.0031681 | 0.0040883 | 0.00017411 | 5.7174e-06 | 1.1733e-05 | 0.010587 |  | 1450.6414 | 1463.2543 | 2331.7284 | 5864.2662 | 52.0041 | 3.1984 | 0.71491 | 11165.8077 | 2165 | 3
2004 | 3 | 31 | 4 | 0.0015567 | 0.0016564 | 0.0029698 | 0.0041062 | 0.00017411 | 5.7174e-06 | 1.1733e-05 | 0.010481 |  | 1546.9273 | 1443.2039 | 2185.7391 | 5889.9341 | 52.0041 | 3.1984 | 0.71491 | 11121.7218 | 2166 | 3
2004 | 3 | 31 | 5 | 0.0016467 | 0.0016948 | 0.0030658 | 0.0041211 | 0.00017411 | 5.7174e-06 | 1.1733e-05 | 0.01072 |  | 1636.41 | 1476.6867 | 2256.4337 | 5911.2925 | 52.0041 | 3.1984 | 0.71491 | 11336.7402 | 2167 | 3
2004 | 3 | 31 | 6 | 0.0020892 | 0.0017026 | 0.0032007 | 0.0041451 | 0.00017411 | 5.7174e-06 | 1.1733e-05 | 0.011329 |  | 2076.0687 | 1483.4955 | 2355.7006 | 5945.7216 | 52.0041 | 3.1984 | 0.71491 | 11916.9037 | 2168 | 3
2004 | 3 | 31 | 7 | 0.0031162 | 0.0015396 | 0.0035679 | 0.0037072 | 0.00017411 | 5.7174e-06 | 1.1733e-05 | 0.012122 |  | 3096.7127 | 1341.4287 | 2625.9154 | 5317.568 | 52.0041 | 3.1984 | 0.71491 | 12437.5422 | 2169 | 3
2004 | 3 | 31 | 8 | 0.0032385 | 0.0017632 | 0.0039751 | 0.0038619 | 0.00017411 | 5.7174e-06 | 1.1733e-05 | 0.01303 |  | 3218.1911 | 1536.2914 | 2925.6267 | 5539.4866 | 52.0041 | 3.1984 | 0.71491 | 13275.5131 | 2170 | 3
2004 | 3 | 31 | 9 | 0.0029511 | 0.0020812 | 0.0041227 | 0.0042812 | 0 | 0 | 1.1733e-05 | 0.013448 |  | 2932.6363 | 1813.3749 | 3034.3106 | 6140.9777 | 0 | 0 | 0.71491 | 13922.0144 | 2171 | 3
2004 | 3 | 31 | 10 | 0.0026399 | 0.0021915 | 0.0041372 | 0.0039427 | 0 | 0 | 1.1733e-05 | 0.012923 |  | 2623.3691 | 1909.4416 | 3044.9316 | 5655.3711 | 0 | 0 | 0.71491 | 13233.8284 | 2172 | 3
2004 | 3 | 31 | 11 | 0.0028705 | 0.0020584 | 0.0042199 | 0.004177 | 0 | 0 | 1.1733e-05 | 0.013338 |  | 2852.5208 | 1793.4922 | 3105.8498 | 5991.4692 | 0 | 0 | 0.71491 | 13744.0469 | 2173 | 3
2004 | 3 | 31 | 12 | 0.0029883 | 0.0019964 | 0.0042402 | 0.0041299 | 0 | 0 | 1.1733e-05 | 0.013367 |  | 2969.5942 | 1739.4468 | 3120.75 | 5923.9844 | 0 | 0 | 0.71491 | 13754.4904 | 2174 | 3
2004 | 3 | 31 | 13 | 0.0029008 | 0.0019344 | 0.0042599 | 0.0041417 | 0 | 0 | 1.1733e-05 | 0.013249 |  | 2882.6156 | 1685.4263 | 3135.2698 | 5940.8438 | 0 | 0 | 0.71491 | 13644.8703 | 2175 | 3
2004 | 3 | 31 | 14 | 0.0025038 | 0.0020096 | 0.0043338 | 0.0042757 | 0 | 0 | 1.1733e-05 | 0.013135 |  | 2488.1257 | 1750.9374 | 3189.6626 | 6133.069 | 0 | 0 | 0.71491 | 13562.5096 | 2176 | 3
2004 | 3 | 31 | 15 | 0.0026465 | 0.001932 | 0.0042178 | 0.0043814 | 0 | 0 | 1.1733e-05 | 0.013189 |  | 2629.9051 | 1683.361 | 3104.2838 | 6284.7086 | 0 | 0 | 0.71491 | 13702.9734 | 2177 | 3
2004 | 3 | 31 | 16 | 0.0032249 | 0.0017715 | 0.0041143 | 0.004194 | 0 | 0 | 1.1733e-05 | 0.013316 |  | 3204.6589 | 1543.512 | 3028.087 | 6015.9058 | 0 | 0 | 0.71491 | 13792.8787 | 2178 | 3
2004 | 3 | 31 | 17 | 0.0035533 | 0.0017154 | 0.0039056 | 0.0042075 | 4.3527e-05 | 1.4293e-06 | 1.1733e-05 | 0.013439 |  | 3531.0559 | 1494.6481 | 2874.4939 | 6035.3225 | 13.001 | 0.79959 | 0.71491 | 13950.036 | 2179 | 3
2004 | 3 | 31 | 18 | 0.0038416 | 0.0016647 | 0.0038095 | 0.004164 | 0.00017411 | 5.7174e-06 | 1.1733e-05 | 0.013671 |  | 3817.5439 | 1450.4493 | 2803.762 | 5972.8103 | 52.0041 | 3.1984 | 0.71491 | 14100.4828 | 2180 | 3
2004 | 3 | 31 | 19 | 0.0041744 | 0.0014355 | 0.0037854 | 0.0037249 | 0.00017411 | 5.7174e-06 | 1.1733e-05 | 0.013312 |  | 4148.2728 | 1250.7758 | 2786.0262 | 5342.9992 | 52.0041 | 3.1984 | 0.71491 | 13583.9913 | 2181 | 3
2004 | 3 | 31 | 20 | 0.0045847 | 0.0013621 | 0.003869 | 0.0040754 | 0.00017411 | 5.7174e-06 | 1.1733e-05 | 0.014083 |  | 4555.955 | 1186.8134 | 2847.5836 | 5845.7967 | 52.0041 | 3.1984 | 0.71491 | 14492.066 | 2182 | 3
2004 | 3 | 31 | 21 | 0.0049234 | 0.0011952 | 0.0037149 | 0.0041219 | 0.00017411 | 5.7174e-06 | 1.1733e-05 | 0.014147 |  | 4892.5501 | 1041.3392 | 2734.1769 | 5912.5238 | 52.0041 | 3.1984 | 0.71491 | 14636.5073 | 2183 | 3
2004 | 3 | 31 | 22 | 0.0042413 | 0.001292 | 0.0036026 | 0.0040556 | 0.00017411 | 5.7174e-06 | 1.1733e-05 | 0.013383 |  | 4214.7277 | 1125.7542 | 2651.4549 | 5817.3347 | 52.0041 | 3.1984 | 0.71491 | 13865.1887 | 2184 | 3
2004 | 3 | 31 | 23 | 0.0034759 | 0.0013652 | 0.0035205 | 0.0038141 | 0.00017411 | 5.7174e-06 | 1.1733e-05 | 0.012367 |  | 3454.1218 | 1189.4564 | 2591.0846 | 5471.0072 | 52.0041 | 3.1984 | 0.71491 | 12761.5874 | 2185 | 3
2004 | 3 | 31 | 24 | 0.0022646 | 0.0015601 | 0.0034336 | 0.0037794 | 0.00017411 | 5.7174e-06 | 1.1733e-05 | 0.011229 |  | 2250.4039 | 1359.264 | 2527.1102 | 5421.1732 | 52.0041 | 3.1984 | 0.71491 | 11613.8686 | 2186 | 3
2004 | 4 | 1 | 1 | 0.0014471 | 0.0014464 | 0.0031276 | 0.0040888 | 0.00017585 | 9.2678e-06 | 1.1827e-05 | 0.010307 |  | 1437.981 | 1260.2708 | 2301.8731 | 5864.9766 | 52.5241 | 5.1845 | 0.72069 | 10923.5308 | 2187 | 4
2004 | 4 | 1 | 2 | 0.0011841 | 0.0014719 | 0.0030192 | 0.0042175 | 0.00017585 | 9.2678e-06 | 1.1827e-05 | 0.01009 |  | 1176.6453 | 1282.4307 | 2222.0913 | 6049.5772 | 52.5241 | 5.1845 | 0.72069 | 10789.1738 | 2188 | 4
2004 | 4 | 1 | 3 | 0.0010716 | 0.0014885 | 0.0029406 | 0.0041002 | 0.00017585 | 9.2678e-06 | 1.1827e-05 | 0.0097979 |  | 1064.9207 | 1296.8935 | 2164.2797 | 5881.4097 | 52.5241 | 5.1845 | 0.72069 | 10465.9329 | 2189 | 4
2004 | 4 | 1 | 4 | 0.0011599 | 0.0014442 | 0.0029118 | 0.0039022 | 0.00017585 | 9.2678e-06 | 1.1827e-05 | 0.009615 |  | 1152.6704 | 1258.289 | 2143.0746 | 5597.3104 | 52.5241 | 5.1845 | 0.72069 | 10209.7738 | 2190 | 4
2004 | 4 | 1 | 5 | 0.0012477 | 0.0015056 | 0.0029613 | 0.0039875 | 0.00017585 | 9.2678e-06 | 1.1827e-05 | 0.009899 |  | 1239.875 | 1311.786 | 2179.4849 | 5719.7303 | 52.5241 | 5.1845 | 0.72069 | 10509.3055 | 2191 | 4
2004 | 4 | 1 | 6 | 0.0016708 | 0.0014481 | 0.0029795 | 0.0040746 | 0.00017585 | 9.2678e-06 | 1.1827e-05 | 0.01037 |  | 1660.3641 | 1261.6892 | 2192.8814 | 5844.5654 | 52.5241 | 5.1845 | 0.72069 | 11017.9294 | 2192 | 4
2004 | 4 | 1 | 7 | 0.002654 | 0.0014101 | 0.0033153 | 0.0040555 | 0 | 0 | 1.1827e-05 | 0.011447 |  | 2637.3917 | 1228.6045 | 2440.068 | 5817.2873 | 0 | 0 | 0.72069 | 12124.0722 | 2193 | 4
2004 | 4 | 1 | 8 | 0.0027881 | 0.0015841 | 0.0036834 | 0.0038413 | 0 | 0 | 1.1827e-05 | 0.011909 |  | 2770.6028 | 1380.2196 | 2710.949 | 5510.03 | 0 | 0 | 0.72069 | 12372.5221 | 2194 | 4
2004 | 4 | 1 | 9 | 0.0025036 | 0.0018113 | 0.0038006 | 0.0037255 | 0 | 0 | 1.1827e-05 | 0.011853 |  | 2487.923 | 1578.2185 | 2797.2409 | 5343.899 | 0 | 0 | 0.72069 | 12208.0021 | 2195 | 4
2004 | 4 | 1 | 10 | 0.0022173 | 0.0019204 | 0.0038902 | 0.0037488 | 0 | 0 | 1.1827e-05 | 0.011789 |  | 2203.3889 | 1673.2558 | 2863.1318 | 5377.3336 | 0 | 0 | 0.72069 | 12117.8308 | 2196 | 4
2004 | 4 | 1 | 11 | 0.0024532 | 0.0018565 | 0.0039652 | 0.0039931 | 0 | 0 | 1.1827e-05 | 0.01228 |  | 2437.7927 | 1617.5635 | 2918.3614 | 5727.7811 | 0 | 0 | 0.72069 | 12702.2194 | 2197 | 4
2004 | 4 | 1 | 12 | 0.0025765 | 0.0017748 | 0.0039866 | 0.0039497 | 0 | 0 | 1.1827e-05 | 0.012299 |  | 2560.3604 | 1546.335 | 2934.1278 | 5665.5056 | 0 | 0 | 0.72069 | 12707.0496 | 2198 | 4
2004 | 4 | 1 | 13 | 0.0024971 | 0.0017239 | 0.0040285 | 0.0042655 | 0 | 0 | 1.1827e-05 | 0.012527 |  | 2481.4428 | 1501.9819 | 2964.9222 | 6118.4828 | 0 | 0 | 0.72069 | 13067.5503 | 2199 | 4
2004 | 4 | 1 | 14 | 0.0021018 | 0.0018215 | 0.0039999 | 0.0042067 | 0 | 0 | 1.1827e-05 | 0.012142 |  | 2088.6267 | 1587.0305 | 2943.9012 | 6034.1386 | 0 | 0 | 0.72069 | 12654.4176 | 2200 | 4
2004 | 4 | 1 | 15 | 0.0022504 | 0.0017612 | 0.0039955 | 0.0042317 | 0 | 0 | 1.1827e-05 | 0.012251 |  | 2236.3272 | 1534.5453 | 2940.6534 | 6069.9884 | 0 | 0 | 0.72069 | 12782.2349 | 2201 | 4
2004 | 4 | 1 | 16 | 0.0028229 | 0.0016159 | 0.0038944 | 0.0041074 | 0 | 0 | 1.1827e-05 | 0.012452 |  | 2805.2334 | 1407.9676 | 2866.2346 | 5891.6864 | 0 | 0 | 0.72069 | 12971.8426 | 2202 | 4
2004 | 4 | 1 | 17 | 0.0031494 | 0.0015822 | 0.0036411 | 0.0042369 | 0 | 0 | 1.1827e-05 | 0.012621 |  | 3129.6853 | 1378.521 | 2679.8512 | 6077.3762 | 0 | 0 | 0.72069 | 13266.1544 | 2203 | 4
2004 | 4 | 1 | 18 | 0.0034113 | 0.0015129 | 0.0035853 | 0.0041576 | 0 | 0 | 1.1827e-05 | 0.012679 |  | 3389.9179 | 1318.2133 | 2638.7686 | 5963.7176 | 0 | 0 | 0.72069 | 13311.3381 | 2204 | 4
2004 | 4 | 1 | 19 | 0.0037489 | 0.0013114 | 0.0035535 | 0.0039822 | 4.3962e-05 | 2.317e-06 | 1.1827e-05 | 0.012654 |  | 3725.3786 | 1142.6539 | 2615.3662 | 5712.0583 | 13.131 | 1.2961 | 0.72069 | 13210.6049 | 2205 | 4
2004 | 4 | 1 | 20 | 0.0041713 | 0.0011815 | 0.0036198 | 0.004007 | 0.00017585 | 9.2678e-06 | 1.1827e-05 | 0.013176 |  | 4145.1137 | 1029.3958 | 2664.1322 | 5747.6714 | 52.5241 | 5.1845 | 0.72069 | 13644.7424 | 2206 | 4
2004 | 4 | 1 | 21 | 0.0045082 | 0.0010378 | 0.0035238 | 0.0040611 | 0.00017585 | 9.2678e-06 | 1.1827e-05 | 0.013328 |  | 4479.9321 | 904.2669 | 2593.4667 | 5825.2908 | 52.5241 | 5.1845 | 0.72069 | 13861.3858 | 2207 | 4
2004 | 4 | 1 | 22 | 0.0038255 | 0.0011048 | 0.0033284 | 0.0038871 | 0.00017585 | 9.2678e-06 | 1.1827e-05 | 0.012343 |  | 3801.4694 | 962.6105 | 2449.7044 | 5575.6679 | 52.5241 | 5.1845 | 0.72069 | 12847.8815 | 2208 | 4
2004 | 4 | 1 | 23 | 0.0030726 | 0.0012292 | 0.003211 | 0.0039158 | 0.00017585 | 9.2678e-06 | 1.1827e-05 | 0.011626 |  | 3053.3525 | 1071.0289 | 2363.3013 | 5616.7745 | 52.5241 | 5.1845 | 0.72069 | 12162.8864 | 2209 | 4
2004 | 4 | 1 | 24 | 0.0018728 | 0.0014077 | 0.0030301 | 0.0038956 | 0.00017585 | 9.2678e-06 | 1.1827e-05 | 0.010403 |  | 1861.0903 | 1226.5472 | 2230.0988 | 5587.9336 | 52.5241 | 5.1845 | 0.72069 | 10964.0992 | 2210 | 4
2004 | 4 | 2 | 1 | 0.0015112 | 0.0013636 | 0.0030058 | 0.0036057 | 0.00017585 | 9.2678e-06 | 1.1827e-05 | 0.0096833 |  | 1501.766 | 1188.137 | 2212.2134 | 5172.0376 | 52.5241 | 5.1845 | 0.72069 | 10132.5833 | 2211 | 4
2004 | 4 | 2 | 2 | 0.0012022 | 0.0014024 | 0.0028769 | 0.0038708 | 0.00017585 | 9.2678e-06 | 1.1827e-05 | 0.0095492 |  | 1194.6323 | 1221.9135 | 2117.3858 | 5552.2258 | 52.5241 | 5.1845 | 0.72069 | 10144.5867 | 2212 | 4
2004 | 4 | 2 | 3 | 0.0012012 | 0.0013659 | 0.0028473 | 0.004047 | 0.00017585 | 9.2678e-06 | 1.1827e-05 | 0.0096583 |  | 1193.7069 | 1190.0726 | 2095.5924 | 5804.9743 | 52.5241 | 5.1845 | 0.72069 | 10342.7755 | 2213 | 4
2004 | 4 | 2 | 4 | 0.0011463 | 0.0013663 | 0.0028314 | 0.0039882 | 0.00017585 | 9.2678e-06 | 1.1827e-05 | 0.009529 |  | 1139.081 | 1190.4347 | 2083.8592 | 5720.6301 | 52.5241 | 5.1845 | 0.72069 | 10192.4344 | 2214 | 4
2004 | 4 | 2 | 5 | 0.0012827 | 0.0013705 | 0.0028465 | 0.0040845 | 0.00017585 | 9.2678e-06 | 1.1827e-05 | 0.0097811 |  | 1274.6174 | 1194.1306 | 2094.9802 | 5858.7727 | 52.5241 | 5.1845 | 0.72069 | 10480.9303 | 2215 | 4
2004 | 4 | 2 | 6 | 0.0017606 | 0.0012887 | 0.0029063 | 0.0040018 | 0.00017585 | 9.2678e-06 | 1.1827e-05 | 0.010154 |  | 1749.5334 | 1122.8599 | 2139.0188 | 5740.2362 | 52.5241 | 5.1845 | 0.72069 | 10810.0777 | 2216 | 4
2004 | 4 | 2 | 7 | 0.0026234 | 0.0013494 | 0.0031973 | 0.0036203 | 0 | 0 | 1.1827e-05 | 0.010802 |  | 2606.9862 | 1175.6888 | 2353.1569 | 5193.0171 | 0 | 0 | 0.72069 | 11329.5697 | 2217 | 4
2004 | 4 | 2 | 8 | 0.0027113 | 0.0014954 | 0.0035662 | 0.0033238 | 0 | 0 | 1.1827e-05 | 0.011109 |  | 2694.3128 | 1302.9415 | 2624.6912 | 4767.6969 | 0 | 0 | 0.72069 | 11390.363 | 2218 | 4
2004 | 4 | 2 | 9 | 0.0025455 | 0.0016023 | 0.0037506 | 0.0036522 | 0 | 0 | 1.1827e-05 | 0.011562 |  | 2529.5565 | 1396.0531 | 2760.4438 | 5238.7647 | 0 | 0 | 0.72069 | 11925.5388 | 2219 | 4
2004 | 4 | 2 | 10 | 0.0024481 | 0.0017263 | 0.0038001 | 0.0032843 | 0 | 0 | 1.1827e-05 | 0.011271 |  | 2432.7574 | 1504.111 | 2796.8212 | 4711.0096 | 0 | 0 | 0.72069 | 11445.42 | 2220 | 4
2004 | 4 | 2 | 11 | 0.0024101 | 0.001703 | 0.0038634 | 0.0037542 | 0 | 0 | 1.1827e-05 | 0.011743 |  | 2394.9854 | 1483.8388 | 2843.435 | 5385.1002 | 0 | 0 | 0.72069 | 12108.0801 | 2221 | 4
2004 | 4 | 2 | 12 | 0.0026176 | 0.0015693 | 0.0037973 | 0.0038255 | 0 | 0 | 1.1827e-05 | 0.011822 |  | 2601.1676 | 1367.3652 | 2794.7509 | 5487.3457 | 0 | 0 | 0.72069 | 12251.3501 | 2222 | 4
2004 | 4 | 2 | 13 | 0.0021536 | 0.0016097 | 0.0038352 | 0.0038576 | 0 | 0 | 1.1827e-05 | 0.011468 |  | 2140.1261 | 1402.5557 | 2822.665 | 5533.3301 | 0 | 0 | 0.72069 | 11899.3975 | 2223 | 4
2004 | 4 | 2 | 14 | 0.0020864 | 0.0016153 | 0.0037551 | 0.0038125 | 0 | 0 | 1.1827e-05 | 0.011281 |  | 2073.3179 | 1407.4336 | 2763.7373 | 5468.7341 | 0 | 0 | 0.72069 | 11713.9436 | 2224 | 4
2004 | 4 | 2 | 15 | 0.0022203 | 0.0015333 | 0.0037398 | 0.0037612 | 0 | 0 | 1.1827e-05 | 0.011266 |  | 2206.426 | 1335.9605 | 2752.4454 | 5395.0454 | 0 | 0 | 0.72069 | 11690.598 | 2225 | 4
2004 | 4 | 2 | 16 | 0.0027268 | 0.0014007 | 0.0036219 | 0.0036146 | 0 | 0 | 1.1827e-05 | 0.011376 |  | 2709.6794 | 1220.4464 | 2665.6748 | 5184.8242 | 0 | 0 | 0.72069 | 11781.3455 | 2226 | 4
2004 | 4 | 2 | 17 | 0.0031326 | 0.0013143 | 0.0035397 | 0.0037068 | 0 | 0 | 1.1827e-05 | 0.011705 |  | 3112.9141 | 1145.1293 | 2605.1671 | 5317.0945 | 0 | 0 | 0.72069 | 12181.0257 | 2227 | 4
2004 | 4 | 2 | 18 | 0.003543 | 0.0011524 | 0.00349 | 0.0032747 | 0 | 0 | 1.1827e-05 | 0.011472 |  | 3520.7553 | 1004.1184 | 2568.6079 | 4697.1812 | 0 | 0 | 0.72069 | 11791.3834 | 2228 | 4
2004 | 4 | 2 | 19 | 0.0036425 | 0.0010454 | 0.0034471 | 0.0034532 | 4.3962e-05 | 2.317e-06 | 1.1827e-05 | 0.011646 |  | 3619.62 | 910.809 | 2537.0415 | 4953.2447 | 13.131 | 1.2961 | 0.72069 | 12035.863 | 2229 | 4
2004 | 4 | 2 | 20 | 0.0037695 | 0.0010162 | 0.0034684 | 0.0035374 | 0.00017585 | 9.2678e-06 | 1.1827e-05 | 0.011988 |  | 3745.842 | 885.4026 | 2552.7017 | 5074.1017 | 52.5241 | 5.1845 | 0.72069 | 12316.4773 | 2230 | 4
2004 | 4 | 2 | 21 | 0.0042322 | 0.00084772 | 0.0033563 | 0.0036202 | 0.00017585 | 9.2678e-06 | 1.1827e-05 | 0.012253 |  | 4205.6382 | 738.6162 | 2470.2165 | 5192.7803 | 52.5241 | 5.1845 | 0.72069 | 12665.6805 | 2231 | 4
2004 | 4 | 2 | 22 | 0.0035548 | 0.00099067 | 0.003158 | 0.0036541 | 0.00017585 | 9.2678e-06 | 1.1827e-05 | 0.011555 |  | 3532.5448 | 863.1648 | 2324.2885 | 5241.4641 | 52.5241 | 5.1845 | 0.72069 | 12019.8915 | 2232 | 4
2004 | 4 | 2 | 23 | 0.0031158 | 0.0010215 | 0.0029556 | 0.0035614 | 0.00017585 | 9.2678e-06 | 1.1827e-05 | 0.010851 |  | 3096.3016 | 890.0494 | 2175.2721 | 5108.5308 | 52.5241 | 5.1845 | 0.72069 | 11328.5831 | 2233 | 4
2004 | 4 | 2 | 24 | 0.002033 | 0.0012874 | 0.0028255 | 0.0025261 | 0.00017585 | 9.2678e-06 | 1.1827e-05 | 0.0088689 |  | 2020.2981 | 1121.6695 | 2079.5322 | 3623.4383 | 52.5241 | 5.1845 | 0.72069 | 8903.3673 | 2234 | 4
2004 | 4 | 3 | 1 | 0.0014435 | 0.0014936 | 0.0028198 | 0.0024206 | 0.00017585 | 9.2678e-06 | 1.1827e-05 | 0.0083744 |  | 1434.4071 | 1301.3255 | 2075.352 | 3472.1302 | 52.5241 | 5.1845 | 0.72069 | 8341.6441 | 2235 | 4
2004 | 4 | 3 | 2 | 0.0012274 | 0.0015382 | 0.0027107 | 0.0023323 | 0.00017585 | 9.2678e-06 | 1.1827e-05 | 0.0080056 |  | 1219.7133 | 1340.2564 | 1995.0834 | 3345.4008 | 52.5241 | 5.1845 | 0.72069 | 7958.8832 | 2236 | 4
2004 | 4 | 3 | 3 | 0.0010936 | 0.0015525 | 0.002576 | 0.0023004 | 0.00017585 | 9.2678e-06 | 1.1827e-05 | 0.0077195 |  | 1086.7603 | 1352.6784 | 1895.9231 | 3299.7005 | 52.5241 | 5.1845 | 0.72069 | 7693.4916 | 2237 | 4
2004 | 4 | 3 | 4 | 0.0011729 | 0.001555 | 0.0022214 | 0.0022521 | 0.00017585 | 9.2678e-06 | 1.1827e-05 | 0.0073984 |  | 1165.5594 | 1354.8876 | 1634.9429 | 3230.4161 | 52.5241 | 5.1845 | 0.72069 | 7444.2353 | 2238 | 4
2004 | 4 | 3 | 5 | 0.0012231 | 0.0015632 | 0.0025434 | 0.0023337 | 0.00017585 | 9.2678e-06 | 1.1827e-05 | 0.0078603 |  | 1215.4004 | 1362.0201 | 1871.9335 | 3347.4371 | 52.5241 | 5.1845 | 0.72069 | 7855.2204 | 2239 | 4
2004 | 4 | 3 | 6 | 0.0014522 | 0.0014831 | 0.0025763 | 0.0022794 | 0.00017585 | 9.2678e-06 | 1.1827e-05 | 0.0079878 |  | 1443.0745 | 1292.1788 | 1896.1111 | 3269.5336 | 52.5241 | 5.1845 | 0.72069 | 7959.3273 | 2240 | 4
2004 | 4 | 3 | 7 | 0.0018393 | 0.0014776 | 0.0026076 | 0.002312 | 0 | 0 | 1.1827e-05 | 0.0082483 |  | 1827.8157 | 1287.4009 | 1919.1458 | 3316.3231 | 0 | 0 | 0.72069 | 8351.4062 | 2241 | 4
2004 | 4 | 3 | 8 | 0.0022732 | 0.001515 | 0.0027666 | 0.0023844 | 0 | 0 | 1.1827e-05 | 0.0089509 |  | 2258.9833 | 1319.9849 | 2036.1663 | 3420.1313 | 0 | 0 | 0.72069 | 9035.9865 | 2242 | 4
2004 | 4 | 3 | 9 | 0.0025397 | 0.0016095 | 0.002856 | 0.0024071 | 0 | 0 | 1.1827e-05 | 0.0094242 |  | 2523.7687 | 1402.3312 | 2102.0167 | 3452.8082 | 0 | 0 | 0.72069 | 9481.6454 | 2243 | 4
2004 | 4 | 3 | 10 | 0.003082 | 0.0016027 | 0.0029075 | 0.0023995 | 0 | 0 | 1.1827e-05 | 0.010004 |  | 3062.6965 | 1396.4467 | 2139.8796 | 3441.8686 | 0 | 0 | 0.72069 | 10041.6119 | 2244 | 4
2004 | 4 | 3 | 11 | 0.0036624 | 0.001433 | 0.0029679 | 0.0023654 | 0 | 0 | 1.1827e-05 | 0.01044 |  | 3639.4637 | 1248.529 | 2184.3191 | 3392.9006 | 0 | 0 | 0.72069 | 10465.9331 | 2245 | 4
2004 | 4 | 3 | 12 | 0.0032363 | 0.0014193 | 0.0029398 | 0.0023997 | 0 | 0 | 1.1827e-05 | 0.010007 |  | 3215.991 | 1236.6531 | 2163.6591 | 3442.2001 | 0 | 0 | 0.72069 | 10059.224 | 2246 | 4
2004 | 4 | 3 | 13 | 0.0032524 | 0.0013298 | 0.0029771 | 0.0024198 | 0 | 0 | 1.1827e-05 | 0.0099909 |  | 3231.9761 | 1158.6192 | 2191.1219 | 3470.9936 | 0 | 0 | 0.72069 | 10053.4315 | 2247 | 4
2004 | 4 | 3 | 14 | 0.0031146 | 0.0013833 | 0.0029468 | 0.0024378 | 0 | 0 | 1.1827e-05 | 0.0098943 |  | 3095.0285 | 1205.288 | 2168.8082 | 3496.8509 | 0 | 0 | 0.72069 | 9966.6963 | 2248 | 4
2004 | 4 | 3 | 15 | 0.0028649 | 0.0014585 | 0.0029047 | 0.0022542 | 0 | 0 | 1.1827e-05 | 0.009494 |  | 2846.9052 | 1270.7677 | 2137.8103 | 3233.447 | 0 | 0 | 0.72069 | 9489.6509 | 2249 | 4
2004 | 4 | 3 | 16 | 0.0031961 | 0.0013795 | 0.002739 | 0.001836 | 0 | 0 | 1.1827e-05 | 0.0091625 |  | 3176.1064 | 1201.9355 | 2015.8857 | 2633.566 | 0 | 0 | 0.72069 | 9028.2143 | 2250 | 4
2004 | 4 | 3 | 17 | 0.0034489 | 0.0013791 | 0.0027117 | 0.0018158 | 0 | 0 | 1.1827e-05 | 0.0093674 |  | 3427.24 | 1201.624 | 1995.8274 | 2604.6304 | 0 | 0 | 0.72069 | 9230.0426 | 2251 | 4
2004 | 4 | 3 | 18 | 0.0040217 | 0.0010786 | 0.0026725 | 0.0018356 | 0 | 0 | 1.1827e-05 | 0.0096203 |  | 3996.4971 | 939.7777 | 1966.9376 | 2633.0451 | 0 | 0 | 0.72069 | 9536.9782 | 2252 | 4
2004 | 4 | 3 | 19 | 0.0039228 | 0.0010531 | 0.0026282 | 0.0017914 | 4.3962e-05 | 2.317e-06 | 1.1827e-05 | 0.0094536 |  | 3898.2106 | 917.5814 | 1934.3062 | 2569.5856 | 13.131 | 1.2961 | 0.72069 | 9334.8317 | 2253 | 4
2004 | 4 | 3 | 20 | 0.003991 | 0.0010098 | 0.0026588 | 0.0017633 | 0.00017585 | 9.2678e-06 | 1.1827e-05 | 0.0096199 |  | 3965.9862 | 879.8759 | 1956.8316 | 2529.2842 | 52.5241 | 5.1845 | 0.72069 | 9390.4072 | 2254 | 4
2004 | 4 | 3 | 21 | 0.004424 | 0.00099451 | 0.002577 | 0.0017709 | 0.00017585 | 9.2678e-06 | 1.1827e-05 | 0.0099633 |  | 4396.2281 | 866.5136 | 1896.6569 | 2540.1291 | 52.5241 | 5.1845 | 0.72069 | 9757.9569 | 2255 | 4
2004 | 4 | 3 | 22 | 0.003757 | 0.0010998 | 0.0025183 | 0.0017868 | 0.00017585 | 9.2678e-06 | 1.1827e-05 | 0.0093589 |  | 3733.4396 | 958.2137 | 1853.4667 | 2563.0503 | 52.5241 | 5.1845 | 0.72069 | 9166.5996 | 2256 | 4
2004 | 4 | 3 | 23 | 0.0028112 | 0.0013032 | 0.0024313 | 0.0017351 | 0.00017585 | 9.2678e-06 | 1.1827e-05 | 0.0084777 |  | 2793.5357 | 1135.4449 | 1789.4331 | 2488.888 | 52.5241 | 5.1845 | 0.72069 | 8265.731 | 2257 | 4
2004 | 4 | 3 | 24 | 0.002258 | 0.0012956 | 0.0023411 | 0.0016547 | 0.00017585 | 9.2678e-06 | 1.1827e-05 | 0.0077465 |  | 2243.877 | 1128.8729 | 1723.0605 | 2373.5718 | 52.5241 | 5.1845 | 0.72069 | 7527.8115 | 2258 | 4
2004 | 4 | 4 | 1 | 0.0017363 | 0.0016385 | 0.0022736 | 0.0016623 | 0.00017585 | 9.2678e-06 | 1.1827e-05 | 0.0075076 |  | 1725.4467 | 1427.5735 | 1673.3436 | 2384.3694 | 52.5241 | 5.1845 | 0.72069 | 7269.1624 | 2259 | 4
2004 | 4 | 4 | 2 | 0.0012735 | 0.0017066 | 0.0022978 | 0.0016836 | 0.00017585 | 9.2678e-06 | 1.1827e-05 | 0.0071585 |  | 1265.5604 | 1486.9765 | 1691.1465 | 2414.9151 | 52.5241 | 5.1845 | 0.72069 | 6917.0279 | 2260 | 4
2004 | 4 | 4 | 3 | 0.0011902 | 0.0017091 | 0.0022203 | 0.0016936 | 0.00017585 | 9.2678e-06 | 1.1827e-05 | 0.0070103 |  | 1182.7684 | 1489.1726 | 1634.1224 | 2429.3593 | 52.5241 | 5.1845 | 0.72069 | 6793.852 | 2261 | 4
2004 | 4 | 4 | 4 | 0.00096417 | 0.0017223 | 0.0022594 | 0.0016797 | 0.00017585 | 9.2678e-06 | 1.1827e-05 | 0.0068225 |  | 958.1302 | 1500.6082 | 1662.8706 | 2409.3743 | 52.5241 | 5.1845 | 0.72069 | 6589.4126 | 2262 | 4
2004 | 4 | 4 | 5 | 0.0010809 | 0.0016888 | 0.0022593 | 0.0016639 | 0.00017585 | 9.2678e-06 | 1.1827e-05 | 0.0068898 |  | 1074.0758 | 1471.474 | 1662.7996 | 2386.7373 | 52.5241 | 5.1845 | 0.72069 | 6653.516 | 2263 | 4
2004 | 4 | 4 | 6 | 0.0012745 | 0.0016177 | 0.0022771 | 0.0016665 | 0.00017585 | 9.2678e-06 | 1.1827e-05 | 0.0070327 |  | 1266.5334 | 1409.5194 | 1675.8968 | 2390.3838 | 52.5241 | 5.1845 | 0.72069 | 6800.7627 | 2264 | 4
2004 | 4 | 4 | 7 | 0.0015534 | 0.001579 | 0.0023406 | 0.0016478 | 0 | 0 | 1.1827e-05 | 0.0071326 |  | 1543.6157 | 1375.8029 | 1722.6795 | 2363.6267 | 0 | 0 | 0.72069 | 7006.4454 | 2265 | 4
2004 | 4 | 4 | 8 | 0.0021887 | 0.001555 | 0.0024513 | 0.0016359 | 0 | 0 | 1.1827e-05 | 0.0078426 |  | 2174.9461 | 1354.8213 | 1804.1602 | 2346.4832 | 0 | 0 | 0.72069 | 7681.1314 | 2266 | 4
2004 | 4 | 4 | 9 | 0.0026368 | 0.0017049 | 0.002485 | 0.0016284 | 0 | 0 | 1.1827e-05 | 0.0084669 |  | 2620.296 | 1485.4783 | 1828.9092 | 2335.8277 | 0 | 0 | 0.72069 | 8271.2318 | 2267 | 4
2004 | 4 | 4 | 10 | 0.0030198 | 0.0017536 | 0.0025192 | 0.0016325 | 0 | 0 | 1.1827e-05 | 0.0089368 |  | 3000.8679 | 1527.8668 | 1854.0838 | 2341.6053 | 0 | 0 | 0.72069 | 8725.1445 | 2268 | 4
2004 | 4 | 4 | 11 | 0.0029836 | 0.0018327 | 0.0025342 | 0.00166 | 0 | 0 | 1.1827e-05 | 0.0090224 |  | 2964.9102 | 1596.8603 | 1865.1531 | 2381.1491 | 0 | 0 | 0.72069 | 8808.7933 | 2269 | 4
2004 | 4 | 4 | 12 | 0.0034363 | 0.0016998 | 0.0025705 | 0.0016401 | 0 | 0 | 1.1827e-05 | 0.0093584 |  | 3414.7182 | 1480.9902 | 1891.902 | 2352.4976 | 0 | 0 | 0.72069 | 9140.8287 | 2270 | 4
2004 | 4 | 4 | 13 | 0.0029088 | 0.0017436 | 0.0026323 | 0.0016242 | 0 | 0 | 1.1827e-05 | 0.0089208 |  | 2890.5724 | 1519.2217 | 1937.3407 | 2329.8132 | 0 | 0 | 0.72069 | 8677.6688 | 2271 | 4
2004 | 4 | 4 | 14 | 0.0027606 | 0.0017189 | 0.0026563 | 0.0018394 | 0 | 0 | 1.1827e-05 | 0.0089871 |  | 2743.2573 | 1497.7025 | 1955.0469 | 2638.4439 | 0 | 0 | 0.72069 | 8835.1713 | 2272 | 4
2004 | 4 | 4 | 15 | 0.0029023 | 0.001633 | 0.0026821 | 0.0021247 | 0 | 0 | 1.1827e-05 | 0.009354 |  | 2884.1492 | 1422.7879 | 1974.0353 | 3047.7098 | 0 | 0 | 0.72069 | 9329.4029 | 2273 | 4
2004 | 4 | 4 | 16 | 0.0030792 | 0.0015626 | 0.0027055 | 0.0021367 | 0 | 0 | 1.1827e-05 | 0.0094958 |  | 3059.8616 | 1361.4972 | 1991.2068 | 3064.948 | 0 | 0 | 0.72069 | 9478.2343 | 2274 | 4
2004 | 4 | 4 | 17 | 0.0036115 | 0.0015003 | 0.0026484 | 0.002133 | 0 | 0 | 1.1827e-05 | 0.0099051 |  | 3588.8433 | 1307.2317 | 1949.2394 | 3059.6439 | 0 | 0 | 0.72069 | 9905.679 | 2275 | 4
2004 | 4 | 4 | 18 | 0.0038907 | 0.0013343 | 0.0025724 | 0.0021029 | 0 | 0 | 1.1827e-05 | 0.0099121 |  | 3866.2851 | 1162.5929 | 1893.2431 | 3016.3589 | 0 | 0 | 0.72069 | 9939.2007 | 2276 | 4
2004 | 4 | 4 | 19 | 0.0036533 | 0.0013714 | 0.0024709 | 0.0022328 | 4.3962e-05 | 2.317e-06 | 1.1827e-05 | 0.0097865 |  | 3630.4028 | 1194.91 | 1818.5614 | 3202.7591 | 13.131 | 1.2961 | 0.72069 | 9861.7812 | 2277 | 4
2004 | 4 | 4 | 20 | 0.0038976 | 0.0013189 | 0.0024931 | 0.0023724 | 0.00017585 | 9.2678e-06 | 1.1827e-05 | 0.010279 |  | 3873.1159 | 1149.1841 | 1834.8972 | 3403.0352 | 52.5241 | 5.1845 | 0.72069 | 10318.6617 | 2278 | 4
2004 | 4 | 4 | 21 | 0.0040753 | 0.0012288 | 0.0024804 | 0.0023972 | 0.00017585 | 9.2678e-06 | 1.1827e-05 | 0.010379 |  | 4049.7353 | 1070.6116 | 1825.5921 | 3438.5061 | 52.5241 | 5.1845 | 0.72069 | 10442.8743 | 2279 | 4
2004 | 4 | 4 | 22 | 0.0033357 | 0.0012963 | 0.0024097 | 0.0025505 | 0.00017585 | 9.2678e-06 | 1.1827e-05 | 0.009789 |  | 3314.7539 | 1129.4249 | 1773.4968 | 3658.4357 | 52.5241 | 5.1845 | 0.72069 | 9934.5406 | 2280 | 4
2004 | 4 | 4 | 23 | 0.002412 | 0.0012614 | 0.0024619 | 0.0033849 | 0.00017585 | 9.2678e-06 | 1.1827e-05 | 0.0097171 |  | 2396.8949 | 1099.0725 | 1811.919 | 4855.2614 | 52.5241 | 5.1845 | 0.72069 | 10221.5771 | 2281 | 4
2004 | 4 | 4 | 24 | 0.001873 | 0.0013546 | 0.0025427 | 0.0039152 | 0.00017585 | 9.2678e-06 | 1.1827e-05 | 0.0098825 |  | 1861.2901 | 1180.2912 | 1871.4011 | 5615.922 | 52.5241 | 5.1845 | 0.72069 | 10587.3337 | 2282 | 4
2004 | 4 | 5 | 1 | 0.0019722 | 0.0013293 | 0.0025457 | 0.0039279 | 0.00017585 | 9.2678e-06 | 1.1827e-05 | 0.009972 |  | 1959.7918 | 1158.1708 | 1873.6344 | 5634.2495 | 52.5241 | 5.1845 | 0.72069 | 10684.2757 | 2283 | 4
2004 | 4 | 5 | 2 | 0.0017726 | 0.0013602 | 0.0025843 | 0.0036373 | 0.00017585 | 9.2678e-06 | 1.1827e-05 | 0.0095514 |  | 1761.5182 | 1185.177 | 1902.0377 | 5217.3116 | 52.5241 | 5.1845 | 0.72069 | 10124.4738 | 2284 | 4
2004 | 4 | 5 | 3 | 0.0016374 | 0.0014144 | 0.0025423 | 0.0036368 | 0.00017585 | 9.2678e-06 | 1.1827e-05 | 0.0094278 |  | 1627.156 | 1232.3363 | 1871.1333 | 5216.6013 | 52.5241 | 5.1845 | 0.72069 | 10005.6562 | 2285 | 4
2004 | 4 | 5 | 4 | 0.0017465 | 0.0013924 | 0.0025149 | 0.0038324 | 0.00017585 | 9.2678e-06 | 1.1827e-05 | 0.0096832 |  | 1735.5907 | 1213.1787 | 1850.9502 | 5497.2434 | 52.5241 | 5.1845 | 0.72069 | 10355.3923 | 2286 | 4
2004 | 4 | 5 | 5 | 0.0017753 | 0.0013999 | 0.0026109 | 0.0040692 | 0.00017585 | 9.2678e-06 | 1.1827e-05 | 0.010052 |  | 1764.1605 | 1219.6967 | 1921.5761 | 5836.9408 | 52.5241 | 5.1845 | 0.72069 | 10800.8035 | 2287 | 4
2004 | 4 | 5 | 6 | 0.0024272 | 0.0012537 | 0.0028875 | 0.0038219 | 0.00017585 | 9.2678e-06 | 1.1827e-05 | 0.010587 |  | 2412.0014 | 1092.3822 | 2125.2033 | 5482.089 | 52.5241 | 5.1845 | 0.72069 | 11170.1051 | 2288 | 4
2004 | 4 | 5 | 7 | 0.003364 | 0.0012965 | 0.0032375 | 0.0041869 | 0 | 0 | 1.1827e-05 | 0.012097 |  | 3342.8833 | 1129.618 | 2382.7563 | 6005.7239 | 0 | 0 | 0.72069 | 12861.7022 | 2289 | 4
2004 | 4 | 5 | 8 | 0.0036913 | 0.0013282 | 0.0033793 | 0.0042476 | 0 | 0 | 1.1827e-05 | 0.012658 |  | 3668.1611 | 1157.25 | 2487.1681 | 6092.7675 | 0 | 0 | 0.72069 | 13406.0674 | 2290 | 4
2004 | 4 | 5 | 9 | 0.0036056 | 0.0016175 | 0.0034515 | 0.004292 | 0 | 0 | 1.1827e-05 | 0.012978 |  | 3583.0219 | 1409.2931 | 2540.2447 | 6156.4164 | 0 | 0 | 0.72069 | 13689.6968 | 2291 | 4
2004 | 4 | 5 | 10 | 0.0032595 | 0.0017014 | 0.0035137 | 0.0041479 | 0 | 0 | 1.1827e-05 | 0.012634 |  | 3239.0315 | 1482.3946 | 2586.0813 | 5949.7944 | 0 | 0 | 0.72069 | 13258.0224 | 2292 | 4
2004 | 4 | 5 | 11 | 0.0035139 | 0.0016211 | 0.0035143 | 0.0043783 | 0 | 0 | 1.1827e-05 | 0.01304 |  | 3491.9137 | 1412.4845 | 2586.5306 | 6280.3043 | 0 | 0 | 0.72069 | 13771.9538 | 2293 | 4
2004 | 4 | 5 | 12 | 0.0033196 | 0.0015748 | 0.003646 | 0.0043378 | 0 | 0 | 1.1827e-05 | 0.01289 |  | 3298.7827 | 1372.1214 | 2683.4017 | 6222.1963 | 0 | 0 | 0.72069 | 13577.2228 | 2294 | 4
2004 | 4 | 5 | 13 | 0.0036162 | 0.0014336 | 0.0036831 | 0.0044102 | 0 | 0 | 1.1827e-05 | 0.013155 |  | 3593.5476 | 1249.1306 | 2710.7678 | 6325.9572 | 0 | 0 | 0.72069 | 13880.1239 | 2295 | 4
2004 | 4 | 5 | 14 | 0.0033075 | 0.0015212 | 0.0035525 | 0.0043065 | 0 | 0 | 1.1827e-05 | 0.0127 |  | 3286.7993 | 1325.4248 | 2614.637 | 6177.2064 | 0 | 0 | 0.72069 | 13404.7882 | 2296 | 4
2004 | 4 | 5 | 15 | 0.003489 | 0.0014185 | 0.0035155 | 0.0041924 | 0 | 0 | 1.1827e-05 | 0.012627 |  | 3467.0919 | 1235.9456 | 2587.4174 | 6013.5379 | 0 | 0 | 0.72069 | 13304.7135 | 2297 | 4
2004 | 4 | 5 | 16 | 0.0039729 | 0.0013793 | 0.0033774 | 0.0042017 | 0 | 0 | 1.1827e-05 | 0.012943 |  | 3948.0395 | 1201.8 | 2485.7608 | 6026.9875 | 0 | 0 | 0.72069 | 13663.3085 | 2298 | 4
2004 | 4 | 5 | 17 | 0.0042405 | 0.0014797 | 0.0033194 | 0.0037585 | 0 | 0 | 1.1827e-05 | 0.01281 |  | 4213.9219 | 1289.2136 | 2443.0376 | 5391.162 | 0 | 0 | 0.72069 | 13338.0559 | 2299 | 4
2004 | 4 | 5 | 18 | 0.004719 | 0.0011885 | 0.0032367 | 0.0037739 | 0 | 0 | 1.1827e-05 | 0.01293 |  | 4689.3709 | 1035.5574 | 2382.1992 | 5413.2781 | 0 | 0 | 0.72069 | 13521.1264 | 2300 | 4
2004 | 4 | 5 | 19 | 0.0043534 | 0.0012142 | 0.0032208 | 0.0039906 | 4.3962e-05 | 2.317e-06 | 1.1827e-05 | 0.012837 |  | 4326.1363 | 1057.9293 | 2370.4763 | 5724.1346 | 13.131 | 1.2961 | 0.72069 | 13493.8243 | 2301 | 4
2004 | 4 | 5 | 20 | 0.0049629 | 0.0010534 | 0.0033533 | 0.0042465 | 0.00017585 | 9.2678e-06 | 1.1827e-05 | 0.013813 |  | 4931.7707 | 917.8572 | 2468.0084 | 6091.2521 | 52.5241 | 5.1845 | 0.72069 | 14467.3176 | 2302 | 4
2004 | 4 | 5 | 21 | 0.0055215 | 0.00083854 | 0.0033468 | 0.0044526 | 0.00017585 | 9.2678e-06 | 1.1827e-05 | 0.014356 |  | 5486.8925 | 730.6173 | 2463.2077 | 6386.8593 | 52.5241 | 5.1845 | 0.72069 | 15126.0062 | 2303 | 4
2004 | 4 | 5 | 22 | 0.0043415 | 0.0010267 | 0.0032575 | 0.0045031 | 0.00017585 | 9.2678e-06 | 1.1827e-05 | 0.013326 |  | 4314.2772 | 894.5383 | 2397.5087 | 6459.222 | 52.5241 | 5.1845 | 0.72069 | 14123.9754 | 2304 | 4
2004 | 4 | 5 | 23 | 0.0036189 | 0.001005 | 0.0031501 | 0.004499 | 0.00017585 | 9.2678e-06 | 1.1827e-05 | 0.01247 |  | 3596.1844 | 875.6229 | 2318.4265 | 6453.397 | 52.5241 | 5.1845 | 0.72069 | 13302.06 | 2305 | 4
2004 | 4 | 5 | 24 | 0.002412 | 0.0012643 | 0.0030139 | 0.0044876 | 0.00017585 | 9.2678e-06 | 1.1827e-05 | 0.011375 |  | 2396.9074 | 1101.5433 | 2218.2359 | 6437.0112 | 52.5241 | 5.1845 | 0.72069 | 12212.1271 | 2306 | 4
2004 | 4 | 6 | 1 | 0.0020078 | 0.0014464 | 0.0029205 | 0.004253 | 0.00017585 | 9.2678e-06 | 1.1827e-05 | 0.010825 |  | 1995.1807 | 1260.2708 | 2149.5027 | 6100.5815 | 52.5241 | 5.1845 | 0.72069 | 11563.9651 | 2307 | 4
2004 | 4 | 6 | 2 | 0.0018443 | 0.0014719 | 0.0029511 | 0.0044138 | 0.00017585 | 9.2678e-06 | 1.1827e-05 | 0.010878 |  | 1832.7633 | 1282.4307 | 2172.002 | 6331.1192 | 52.5241 | 5.1845 | 0.72069 | 11676.7445 | 2308 | 4
2004 | 4 | 6 | 3 | 0.0017527 | 0.0014885 | 0.0028765 | 0.004461 | 0.00017585 | 9.2678e-06 | 1.1827e-05 | 0.010776 |  | 1741.7244 | 1296.8935 | 2117.0874 | 6398.9355 | 52.5241 | 5.1845 | 0.72069 | 11613.0701 | 2309 | 4
2004 | 4 | 6 | 4 | 0.0018372 | 0.0014442 | 0.0028697 | 0.0043941 | 0.00017585 | 9.2678e-06 | 1.1827e-05 | 0.010742 |  | 1825.6778 | 1258.289 | 2112.0951 | 6302.894 | 52.5241 | 5.1845 | 0.72069 | 11557.3852 | 2310 | 4
2004 | 4 | 6 | 5 | 0.0019921 | 0.0015056 | 0.0029338 | 0.0043112 | 0.00017585 | 9.2678e-06 | 1.1827e-05 | 0.01094 |  | 1979.5832 | 1311.786 | 2159.2472 | 6184.0733 | 52.5241 | 5.1845 | 0.72069 | 11693.119 | 2311 | 4
2004 | 4 | 6 | 6 | 0.0023664 | 0.0014481 | 0.0031455 | 0.0042595 | 0.00017585 | 9.2678e-06 | 1.1827e-05 | 0.011416 |  | 2351.5657 | 1261.6892 | 2315.0545 | 6109.911 | 52.5241 | 5.1845 | 0.72069 | 12096.6497 | 2312 | 4
2004 | 4 | 6 | 7 | 0.0033708 | 0.0014101 | 0.0034368 | 0.0039707 | 0 | 0 | 1.1827e-05 | 0.0122 |  | 3349.6602 | 1228.6045 | 2529.4413 | 5695.5305 | 0 | 0 | 0.72069 | 12803.9572 | 2313 | 4
2004 | 4 | 6 | 8 | 0.0035157 | 0.0015841 | 0.0036599 | 0.0041365 | 0 | 0 | 1.1827e-05 | 0.012908 |  | 3493.6361 | 1380.2196 | 2693.6838 | 5933.4559 | 0 | 0 | 0.72069 | 13501.7161 | 2314 | 4
2004 | 4 | 6 | 9 | 0.0031222 | 0.0018113 | 0.0037383 | 0.0042816 | 0 | 0 | 1.1827e-05 | 0.012965 |  | 3102.5984 | 1578.2185 | 2751.3464 | 6141.5934 | 0 | 0 | 0.72069 | 13574.4775 | 2315 | 4
2004 | 4 | 6 | 10 | 0.0029215 | 0.0019204 | 0.0038497 | 0.0044463 | 0 | 0 | 1.1827e-05 | 0.01315 |  | 2903.163 | 1673.2558 | 2833.3443 | 6377.7666 | 0 | 0 | 0.72069 | 13788.2505 | 2316 | 4
2004 | 4 | 6 | 11 | 0.0031549 | 0.0018565 | 0.0038825 | 0.004034 | 0 | 0 | 1.1827e-05 | 0.01294 |  | 3135.1182 | 1617.5635 | 2857.5041 | 5786.3627 | 0 | 0 | 0.72069 | 13397.2692 | 2317 | 4
2004 | 4 | 6 | 12 | 0.0032325 | 0.0017748 | 0.0037508 | 0.0045254 | 0 | 0 | 1.1827e-05 | 0.013295 |  | 3212.221 | 1546.335 | 2760.5287 | 6491.1885 | 0 | 0 | 0.72069 | 14010.9939 | 2318 | 4
2004 | 4 | 6 | 13 | 0.003198 | 0.0017239 | 0.0037454 | 0.004486 | 0 | 0 | 1.1827e-05 | 0.013165 |  | 3177.9789 | 1501.9819 | 2756.599 | 6434.738 | 0 | 0 | 0.72069 | 13872.0185 | 2319 | 4
2004 | 4 | 6 | 14 | 0.0027541 | 0.0018215 | 0.0036715 | 0.0043653 | 0 | 0 | 1.1827e-05 | 0.012624 |  | 2736.789 | 1587.0305 | 2702.196 | 6261.598 | 0 | 0 | 0.72069 | 13288.3343 | 2320 | 4
2004 | 4 | 6 | 15 | 0.0028557 | 0.0017612 | 0.003573 | 0.0042607 | 0 | 0 | 1.1827e-05 | 0.012462 |  | 2837.7792 | 1534.5453 | 2629.6683 | 6111.5212 | 0 | 0 | 0.72069 | 13114.2346 | 2321 | 4
2004 | 4 | 6 | 16 | 0.0034658 | 0.0016159 | 0.0035254 | 0.0043471 | 0 | 0 | 1.1827e-05 | 0.012966 |  | 3444.0228 | 1407.9676 | 2594.69 | 6235.5038 | 0 | 0 | 0.72069 | 13682.9049 | 2322 | 4
2004 | 4 | 6 | 17 | 0.0038528 | 0.0015822 | 0.0034495 | 0.0042633 | 0 | 0 | 1.1827e-05 | 0.01316 |  | 3828.6764 | 1378.521 | 2538.809 | 6115.3098 | 0 | 0 | 0.72069 | 13862.0368 | 2323 | 4
2004 | 4 | 6 | 18 | 0.0040289 | 0.0015129 | 0.003378 | 0.0040955 | 0 | 0 | 1.1827e-05 | 0.013027 |  | 4003.6266 | 1318.2133 | 2486.176 | 5874.5902 | 0 | 0 | 0.72069 | 13683.3268 | 2324 | 4
2004 | 4 | 6 | 19 | 0.0045307 | 0.0013114 | 0.0033702 | 0.0038357 | 4.3962e-05 | 2.317e-06 | 1.1827e-05 | 0.013106 |  | 4502.2629 | 1142.6539 | 2480.4571 | 5501.9792 | 13.131 | 1.2961 | 0.72069 | 13642.5008 | 2325 | 4
2004 | 4 | 6 | 20 | 0.0050522 | 0.0011815 | 0.0034639 | 0.0039659 | 0.00017585 | 9.2678e-06 | 1.1827e-05 | 0.01386 |  | 5020.5231 | 1029.3958 | 2549.4306 | 5688.6636 | 52.5241 | 5.1845 | 0.72069 | 14346.4424 | 2326 | 4
2004 | 4 | 6 | 21 | 0.0052957 | 0.0010378 | 0.003407 | 0.0040088 | 0.00017585 | 9.2678e-06 | 1.1827e-05 | 0.013946 |  | 5262.4853 | 904.2669 | 2507.496 | 5750.1813 | 52.5241 | 5.1845 | 0.72069 | 14482.8589 | 2327 | 4
2004 | 4 | 6 | 22 | 0.0045504 | 0.0011048 | 0.0033513 | 0.003974 | 0.00017585 | 9.2678e-06 | 1.1827e-05 | 0.013177 |  | 4521.8528 | 962.6105 | 2466.5009 | 5700.2662 | 52.5241 | 5.1845 | 0.72069 | 13709.6597 | 2328 | 4
2004 | 4 | 6 | 23 | 0.003973 | 0.0012292 | 0.0033064 | 0.0036303 | 0.00017585 | 9.2678e-06 | 1.1827e-05 | 0.012336 |  | 3948.0895 | 1071.0289 | 2433.5078 | 5207.3665 | 52.5241 | 5.1845 | 0.72069 | 12718.422 | 2329 | 4
2004 | 4 | 6 | 24 | 0.0027321 | 0.0014077 | 0.0032883 | 0.0037324 | 0.00017585 | 9.2678e-06 | 1.1827e-05 | 0.011357 |  | 2714.951 | 1226.5472 | 2420.159 | 5353.8441 | 52.5241 | 5.1845 | 0.72069 | 11773.9307 | 2330 | 4
2004 | 4 | 7 | 1 | 0.0021705 | 0.0014464 | 0.0031191 | 0.0039547 | 0.00017585 | 9.2678e-06 | 1.1827e-05 | 0.010888 |  | 2156.8766 | 1260.2708 | 2295.6153 | 5672.6567 | 52.5241 | 5.1845 | 0.72069 | 11443.8487 | 2331 | 4
2004 | 4 | 7 | 2 | 0.0020154 | 0.0014719 | 0.0030676 | 0.0042115 | 0.00017585 | 9.2678e-06 | 1.1827e-05 | 0.010963 |  | 2002.8084 | 1282.4307 | 2257.7353 | 6041.0528 | 52.5241 | 5.1845 | 0.72069 | 11642.4565 | 2332 | 4
2004 | 4 | 7 | 3 | 0.0019316 | 0.0014885 | 0.0028916 | 0.0041141 | 0.00017585 | 9.2678e-06 | 1.1827e-05 | 0.010623 |  | 1919.5095 | 1296.8935 | 2128.2235 | 5901.2526 | 52.5241 | 5.1845 | 0.72069 | 11304.3084 | 2333 | 4
2004 | 4 | 7 | 4 | 0.0020261 | 0.0014442 | 0.0028777 | 0.0041265 | 0.00017585 | 9.2678e-06 | 1.1827e-05 | 0.010671 |  | 2013.4294 | 1258.289 | 2117.9557 | 5919.0118 | 52.5241 | 5.1845 | 0.72069 | 11367.1153 | 2334 | 4
2004 | 4 | 7 | 5 | 0.0021962 | 0.0015056 | 0.0028692 | 0.0040808 | 0.00017585 | 9.2678e-06 | 1.1827e-05 | 0.010849 |  | 2182.4631 | 1311.786 | 2111.7479 | 5853.4687 | 52.5241 | 5.1845 | 0.72069 | 11517.895 | 2335 | 4
2004 | 4 | 7 | 6 | 0.0025867 | 0.0014481 | 0.0031763 | 0.004177 | 0.00017585 | 9.2678e-06 | 1.1827e-05 | 0.011585 |  | 2570.5139 | 1261.6892 | 2337.7106 | 5991.4692 | 52.5241 | 5.1845 | 0.72069 | 12219.8122 | 2336 | 4
2004 | 4 | 7 | 7 | 0.0036543 | 0.0014101 | 0.0035047 | 0.0041623 | 0 | 0 | 1.1827e-05 | 0.012743 |  | 3631.3743 | 1228.6045 | 2579.4683 | 5970.395 | 0 | 0 | 0.72069 | 13410.5629 | 2337 | 4
2004 | 4 | 7 | 8 | 0.0037853 | 0.0015841 | 0.0037691 | 0.0043439 | 0 | 0 | 1.1827e-05 | 0.013494 |  | 3761.5294 | 1380.2196 | 2774.0297 | 6230.9575 | 0 | 0 | 0.72069 | 14147.4568 | 2338 | 4
2004 | 4 | 7 | 9 | 0.003363 | 0.0018113 | 0.0038491 | 0.0043143 | 0 | 0 | 1.1827e-05 | 0.01335 |  | 3341.9261 | 1578.2185 | 2832.885 | 6188.4302 | 0 | 0 | 0.72069 | 13942.1805 | 2339 | 4
2004 | 4 | 7 | 10 | 0.0031487 | 0.0019204 | 0.0039081 | 0.0041788 | 0 | 0 | 1.1827e-05 | 0.013168 |  | 3128.9954 | 1673.2558 | 2876.3018 | 5994.0265 | 0 | 0 | 0.72069 | 13673.3002 | 2340 | 4
2004 | 4 | 7 | 11 | 0.0033792 | 0.0018565 | 0.0039967 | 0.004335 | 0 | 0 | 1.1827e-05 | 0.013579 |  | 3358.0625 | 1617.5635 | 2941.5746 | 6218.1235 | 0 | 0 | 0.72069 | 14136.0448 | 2341 | 4
2004 | 4 | 7 | 12 | 0.0034431 | 0.0017748 | 0.0039736 | 0.0042637 | 0 | 0 | 1.1827e-05 | 0.013467 |  | 3421.5282 | 1546.335 | 2924.571 | 6115.8781 | 0 | 0 | 0.72069 | 14009.033 | 2342 | 4
2004 | 4 | 7 | 13 | 0.0034046 | 0.0017239 | 0.0040062 | 0.0043361 | 0 | 0 | 1.1827e-05 | 0.013483 |  | 3383.3004 | 1501.9819 | 2948.5138 | 6219.7811 | 0 | 0 | 0.72069 | 14054.2978 | 2343 | 4
2004 | 4 | 7 | 14 | 0.0029488 | 0.0018215 | 0.0039715 | 0.0042414 | 0 | 0 | 1.1827e-05 | 0.012995 |  | 2930.3325 | 1587.0305 | 2922.9675 | 6083.8169 | 0 | 0 | 0.72069 | 13524.8681 | 2344 | 4
2004 | 4 | 7 | 15 | 0.0030394 | 0.0017612 | 0.0037667 | 0.0040949 | 0 | 0 | 1.1827e-05 | 0.012674 |  | 3020.3322 | 1534.5453 | 2772.2732 | 5873.7378 | 0 | 0 | 0.72069 | 13201.6092 | 2345 | 4
2004 | 4 | 7 | 16 | 0.0036656 | 0.0016159 | 0.0036536 | 0.0039323 | 0 | 0 | 1.1827e-05 | 0.012879 |  | 3642.5811 | 1407.9676 | 2689.0328 | 5640.5007 | 0 | 0 | 0.72069 | 13380.8029 | 2346 | 4
2004 | 4 | 7 | 17 | 0.0040677 | 0.0015822 | 0.0035871 | 0.0036347 | 0 | 0 | 1.1827e-05 | 0.012883 |  | 4042.2421 | 1378.521 | 2640.0798 | 5213.5704 | 0 | 0 | 0.72069 | 13275.1339 | 2347 | 4
2004 | 4 | 7 | 18 | 0.0042621 | 0.0015129 | 0.0035407 | 0.0038378 | 0 | 0 | 1.1827e-05 | 0.013165 |  | 4235.3874 | 1318.2133 | 2605.9407 | 5504.9154 | 0 | 0 | 0.72069 | 13665.1775 | 2348 | 4
2004 | 4 | 7 | 19 | 0.0047867 | 0.0013114 | 0.0035078 | 0.0038041 | 4.3962e-05 | 2.317e-06 | 1.1827e-05 | 0.013468 |  | 4756.6556 | 1142.6539 | 2581.7463 | 5456.5631 | 13.131 | 1.2961 | 0.72069 | 13952.7668 | 2349 | 4
2004 | 4 | 7 | 20 | 0.005313 | 0.0011815 | 0.00357 | 0.0038415 | 0.00017585 | 9.2678e-06 | 1.1827e-05 | 0.014103 |  | 5279.7311 | 1029.3958 | 2627.5037 | 5510.2195 | 52.5241 | 5.1845 | 0.72069 | 14505.2794 | 2350 | 4
2004 | 4 | 7 | 21 | 0.0055473 | 0.0010378 | 0.0034858 | 0.003879 | 0.00017585 | 9.2678e-06 | 1.1827e-05 | 0.014147 |  | 5512.5039 | 904.2669 | 2565.5144 | 5564.0653 | 52.5241 | 5.1845 | 0.72069 | 14604.7798 | 2351 | 4
2004 | 4 | 7 | 22 | 0.0047877 | 0.0011048 | 0.003403 | 0.0041601 | 0.00017585 | 9.2678e-06 | 1.1827e-05 | 0.013653 |  | 4757.6359 | 962.6105 | 2504.6108 | 5967.3167 | 52.5241 | 5.1845 | 0.72069 | 14250.6033 | 2352 | 4
2004 | 4 | 7 | 23 | 0.0042188 | 0.0012292 | 0.0032149 | 0.0041361 | 0.00017585 | 9.2678e-06 | 1.1827e-05 | 0.012996 |  | 4192.3268 | 1071.0289 | 2366.1578 | 5932.8876 | 52.5241 | 5.1845 | 0.72069 | 13620.8304 | 2353 | 4
2004 | 4 | 7 | 24 | 0.0029494 | 0.0014077 | 0.0031149 | 0.0041201 | 0.00017585 | 9.2678e-06 | 1.1827e-05 | 0.011789 |  | 2930.9324 | 1226.5472 | 2292.5656 | 5909.9191 | 52.5241 | 5.1845 | 0.72069 | 12418.3936 | 2354 | 4
2004 | 4 | 8 | 1 | 0.0019253 | 0.0014464 | 0.0029726 | 0.0041234 | 0.00017585 | 9.2678e-06 | 1.1827e-05 | 0.010665 |  | 1913.276 | 1260.2708 | 2187.8308 | 5914.6075 | 52.5241 | 5.1845 | 0.72069 | 11334.4145 | 2355 | 4
2004 | 4 | 8 | 2 | 0.0017576 | 0.0014719 | 0.0030033 | 0.0040961 | 0.00017585 | 9.2678e-06 | 1.1827e-05 | 0.010526 |  | 1746.6294 | 1282.4307 | 2210.3899 | 5875.3953 | 52.5241 | 5.1845 | 0.72069 | 11173.2746 | 2356 | 4
2004 | 4 | 8 | 3 | 0.0016621 | 0.0014885 | 0.0029429 | 0.0040206 | 0.00017585 | 9.2678e-06 | 1.1827e-05 | 0.010311 |  | 1651.6699 | 1296.8935 | 2165.9834 | 5767.2301 | 52.5241 | 5.1845 | 0.72069 | 10940.2062 | 2357 | 4
2004 | 4 | 8 | 4 | 0.0017415 | 0.0014442 | 0.0029406 | 0.0038466 | 0.00017585 | 9.2678e-06 | 1.1827e-05 | 0.01017 |  | 1730.5749 | 1258.289 | 2164.2712 | 5517.5126 | 52.5241 | 5.1845 | 0.72069 | 10729.0771 | 2358 | 4
2004 | 4 | 8 | 5 | 0.0018887 | 0.0015056 | 0.0028733 | 0.0038151 | 0.00017585 | 9.2678e-06 | 1.1827e-05 | 0.01028 |  | 1876.8173 | 1311.786 | 2114.7463 | 5472.3806 | 52.5241 | 5.1845 | 0.72069 | 10834.1595 | 2359 | 4
2004 | 4 | 8 | 6 | 0.0022548 | 0.0014481 | 0.0031668 | 0.0037256 | 0.00017585 | 9.2678e-06 | 1.1827e-05 | 0.010792 |  | 2240.6606 | 1261.6892 | 2330.7212 | 5343.9937 | 52.5241 | 5.1845 | 0.72069 | 11235.4939 | 2360 | 4
2004 | 4 | 8 | 7 | 0.0032272 | 0.0014101 | 0.0034272 | 0.0034848 | 0 | 0 | 1.1827e-05 | 0.011561 |  | 3206.9621 | 1228.6045 | 2522.383 | 4998.6134 | 0 | 0 | 0.72069 | 11957.2837 | 2361 | 4
2004 | 4 | 8 | 8 | 0.0033791 | 0.0015841 | 0.0036118 | 0.0038482 | 0 | 0 | 1.1827e-05 | 0.012435 |  | 3357.9385 | 1380.2196 | 2658.2856 | 5519.8331 | 0 | 0 | 0.72069 | 12916.9975 | 2362 | 4
2004 | 4 | 8 | 9 | 0.0030002 | 0.0018113 | 0.0036794 | 0.0037992 | 0 | 0 | 1.1827e-05 | 0.012302 |  | 2981.3705 | 1578.2185 | 2708.0385 | 5449.6489 | 0 | 0 | 0.72069 | 12717.9972 | 2363 | 4
2004 | 4 | 8 | 10 | 0.0028064 | 0.0019204 | 0.0037554 | 0.0039052 | 0 | 0 | 1.1827e-05 | 0.012399 |  | 2788.7709 | 1673.2558 | 2763.9636 | 5601.62 | 0 | 0 | 0.72069 | 12828.331 | 2364 | 4
2004 | 4 | 8 | 11 | 0.0030413 | 0.0018565 | 0.0037859 | 0.0039442 | 0 | 0 | 1.1827e-05 | 0.01264 |  | 3022.189 | 1617.5635 | 2786.3754 | 5657.6442 | 0 | 0 | 0.72069 | 13084.4929 | 2365 | 4
2004 | 4 | 8 | 12 | 0.0031258 | 0.0017748 | 0.0037455 | 0.0037462 | 0 | 0 | 1.1827e-05 | 0.012404 |  | 3106.1994 | 1546.335 | 2756.648 | 5373.4976 | 0 | 0 | 0.72069 | 12783.4007 | 2366 | 4
2004 | 4 | 8 | 13 | 0.0030934 | 0.0017239 | 0.0038493 | 0.0037513 | 0 | 0 | 1.1827e-05 | 0.01243 |  | 3073.9761 | 1501.9819 | 2833.0645 | 5380.8854 | 0 | 0 | 0.72069 | 12790.6285 | 2367 | 4
2004 | 4 | 8 | 14 | 0.0026554 | 0.0018215 | 0.0037797 | 0.003802 | 0 | 0 | 1.1827e-05 | 0.01207 |  | 2638.7523 | 1587.0305 | 2781.8178 | 5453.6743 | 0 | 0 | 0.72069 | 12461.9956 | 2368 | 4
2004 | 4 | 8 | 15 | 0.0027626 | 0.0017612 | 0.0036973 | 0.0038183 | 0 | 0 | 1.1827e-05 | 0.012051 |  | 2745.3095 | 1534.5453 | 2721.1629 | 5476.9743 | 0 | 0 | 0.72069 | 12478.7126 | 2369 | 4
2004 | 4 | 8 | 16 | 0.0033645 | 0.0016159 | 0.0035791 | 0.0039258 | 0 | 0 | 1.1827e-05 | 0.012497 |  | 3343.4458 | 1407.9676 | 2634.1855 | 5631.1239 | 0 | 0 | 0.72069 | 13017.4436 | 2370 | 4
2004 | 4 | 8 | 17 | 0.003744 | 0.0015822 | 0.0035429 | 0.003681 | 0 | 0 | 1.1827e-05 | 0.012562 |  | 3720.4976 | 1378.521 | 2607.5168 | 5280.0133 | 0 | 0 | 0.72069 | 12987.2694 | 2371 | 4
2004 | 4 | 8 | 18 | 0.0039107 | 0.0015129 | 0.0034114 | 0.0037081 | 0 | 0 | 1.1827e-05 | 0.012555 |  | 3886.2314 | 1318.2133 | 2510.782 | 5318.9414 | 0 | 0 | 0.72069 | 13034.8889 | 2372 | 4
2004 | 4 | 8 | 19 | 0.004401 | 0.0013114 | 0.0033736 | 0.003834 | 4.3962e-05 | 2.317e-06 | 1.1827e-05 | 0.012978 |  | 4373.4038 | 1142.6539 | 2482.9502 | 5499.564 | 13.131 | 1.2961 | 0.72069 | 13513.7196 | 2373 | 4
2004 | 4 | 8 | 20 | 0.0049201 | 0.0011815 | 0.0033998 | 0.0036831 | 0.00017585 | 9.2678e-06 | 1.1827e-05 | 0.013381 |  | 4889.2251 | 1029.3958 | 2502.2483 | 5283.0916 | 52.5241 | 5.1845 | 0.72069 | 13762.39 | 2374 | 4
2004 | 4 | 8 | 21 | 0.0051682 | 0.0010378 | 0.0033657 | 0.0035846 | 0.00017585 | 9.2678e-06 | 1.1827e-05 | 0.013353 |  | 5135.8419 | 904.2669 | 2477.1347 | 5141.8233 | 52.5241 | 5.1845 | 0.72069 | 13717.4962 | 2375 | 4
2004 | 4 | 8 | 22 | 0.0044302 | 0.0011048 | 0.0030977 | 0.0032459 | 0.00017585 | 9.2678e-06 | 1.1827e-05 | 0.012076 |  | 4402.4204 | 962.6105 | 2279.893 | 4655.9799 | 52.5241 | 5.1845 | 0.72069 | 12359.3331 | 2376 | 4
2004 | 4 | 8 | 23 | 0.0038485 | 0.0012292 | 0.0027542 | 0.002246 | 0.00017585 | 9.2678e-06 | 1.1827e-05 | 0.010275 |  | 3824.3747 | 1071.0289 | 2027.089 | 3221.6549 | 52.5241 | 5.1845 | 0.72069 | 10202.5767 | 2377 | 4
2004 | 4 | 8 | 24 | 0.002622 | 0.0014077 | 0.0026614 | 0.0019483 | 0.00017585 | 9.2678e-06 | 1.1827e-05 | 0.0088364 |  | 2605.5487 | 1226.5472 | 1958.8086 | 2794.6772 | 52.5241 | 5.1845 | 0.72069 | 8644.011 | 2378 | 4
2004 | 4 | 9 | 1 | 0.0020338 | 0.0016385 | 0.0025243 | 0.0018725 | 0.00017585 | 9.2678e-06 | 1.1827e-05 | 0.008266 |  | 2021.0172 | 1427.5735 | 1857.8875 | 2685.9911 | 52.5241 | 5.1845 | 0.72069 | 8050.8986 | 2379 | 4
2004 | 4 | 9 | 2 | 0.0016975 | 0.0017066 | 0.0024927 | 0.0018714 | 0.00017585 | 9.2678e-06 | 1.1827e-05 | 0.0079652 |  | 1686.8551 | 1486.9765 | 1834.6342 | 2684.2862 | 52.5241 | 5.1845 | 0.72069 | 7751.1814 | 2380 | 4
2004 | 4 | 9 | 3 | 0.0017424 | 0.0017091 | 0.0024606 | 0.0018684 | 0.00017585 | 9.2678e-06 | 1.1827e-05 | 0.0079775 |  | 1731.4852 | 1489.1726 | 1810.9762 | 2680.0713 | 52.5241 | 5.1845 | 0.72069 | 7770.1347 | 2381 | 4
2004 | 4 | 9 | 4 | 0.001697 | 0.0017223 | 0.0024478 | 0.0018859 | 0.00017585 | 9.2678e-06 | 1.1827e-05 | 0.0079499 |  | 1686.3595 | 1500.6082 | 1801.5435 | 2705.1236 | 52.5241 | 5.1845 | 0.72069 | 7752.0641 | 2382 | 4
2004 | 4 | 9 | 5 | 0.0019141 | 0.0016888 | 0.0024076 | 0.0018292 | 0.00017585 | 9.2678e-06 | 1.1827e-05 | 0.0080366 |  | 1902.1043 | 1471.474 | 1771.9412 | 2623.8103 | 52.5241 | 5.1845 | 0.72069 | 7827.7591 | 2383 | 4
2004 | 4 | 9 | 6 | 0.0025617 | 0.0016177 | 0.0024537 | 0.0016096 | 0.00017585 | 9.2678e-06 | 1.1827e-05 | 0.0084397 |  | 2545.6577 | 1409.5194 | 1805.9078 | 2308.8337 | 52.5241 | 5.1845 | 0.72069 | 8128.348 | 2384 | 4
2004 | 4 | 9 | 7 | 0.0037869 | 0.001579 | 0.0025718 | 0.0015557 | 0 | 0 | 1.1827e-05 | 0.0095053 |  | 3763.1544 | 1375.8029 | 1892.8038 | 2231.5458 | 0 | 0 | 0.72069 | 9264.0277 | 2385 | 4
2004 | 4 | 9 | 8 | 0.0037294 | 0.001555 | 0.0026961 | 0.0016055 | 0 | 0 | 1.1827e-05 | 0.0095978 |  | 3705.9795 | 1354.8213 | 1984.295 | 2303.0087 | 0 | 0 | 0.72069 | 9348.8252 | 2386 | 4
2004 | 4 | 9 | 9 | 0.0034384 | 0.0017049 | 0.0027706 | 0.0011796 | 0 | 0 | 1.1827e-05 | 0.0091053 |  | 3416.8091 | 1485.4783 | 2039.1653 | 1691.9987 | 0 | 0 | 0.72069 | 8634.1721 | 2387 | 4
2004 | 4 | 9 | 10 | 0.0031868 | 0.0017536 | 0.002849 | 0.0013601 | 0 | 0 | 1.1827e-05 | 0.0091613 |  | 3166.8148 | 1527.8668 | 2096.8529 | 1950.9036 | 0 | 0 | 0.72069 | 8743.1589 | 2388 | 4
2004 | 4 | 9 | 11 | 0.0031282 | 0.0018327 | 0.0028225 | 0.0013768 | 0 | 0 | 1.1827e-05 | 0.009172 |  | 3108.5525 | 1596.8603 | 2077.3271 | 1974.914 | 0 | 0 | 0.72069 | 8758.3746 | 2389 | 4
2004 | 4 | 9 | 12 | 0.0032958 | 0.0016998 | 0.0027614 | 0.0013987 | 0 | 0 | 1.1827e-05 | 0.0091675 |  | 3275.1739 | 1480.9902 | 2032.3561 | 2006.3122 | 0 | 0 | 0.72069 | 8795.5531 | 2390 | 4
2004 | 4 | 9 | 13 | 0.0027978 | 0.0017436 | 0.0027891 | 0.0013288 | 0 | 0 | 1.1827e-05 | 0.0086712 |  | 2780.2857 | 1519.2217 | 2052.7248 | 1906.1032 | 0 | 0 | 0.72069 | 8259.0561 | 2391 | 4
2004 | 4 | 9 | 14 | 0.0026777 | 0.0017189 | 0.0027427 | 0.0013107 | 0 | 0 | 1.1827e-05 | 0.0084618 |  | 2660.8933 | 1497.7025 | 2018.5834 | 1880.0564 | 0 | 0 | 0.72069 | 8057.9563 | 2392 | 4
2004 | 4 | 9 | 15 | 0.0028283 | 0.001633 | 0.0027217 | 0.0011671 | 0 | 0 | 1.1827e-05 | 0.0083618 |  | 2810.5305 | 1422.7879 | 2003.1495 | 1674.0501 | 0 | 0 | 0.72069 | 7911.2386 | 2393 | 4
2004 | 4 | 9 | 16 | 0.0033911 | 0.0015626 | 0.0026242 | 0.0011324 | 0 | 0 | 1.1827e-05 | 0.0087221 |  | 3369.8036 | 1361.4972 | 1931.3672 | 1624.3244 | 0 | 0 | 0.72069 | 8287.713 | 2394 | 4
2004 | 4 | 9 | 17 | 0.0038328 | 0.0015003 | 0.002572 | 0.0011391 | 0 | 0 | 1.1827e-05 | 0.0090561 |  | 3808.778 | 1307.2317 | 1892.9666 | 1633.938 | 0 | 0 | 0.72069 | 8643.635 | 2395 | 4
2004 | 4 | 9 | 18 | 0.0043168 | 0.0013343 | 0.0025408 | 0.0011338 | 0 | 0 | 1.1827e-05 | 0.0093375 |  | 4289.6936 | 1162.5929 | 1870.024 | 1626.2661 | 0 | 0 | 0.72069 | 8949.2973 | 2396 | 4
2004 | 4 | 9 | 19 | 0.0045018 | 0.0013714 | 0.0025521 | 0.0011155 | 4.3962e-05 | 2.317e-06 | 1.1827e-05 | 0.0095989 |  | 4473.5694 | 1194.91 | 1878.3167 | 1600.0772 | 13.131 | 1.2961 | 0.72069 | 9162.0212 | 2397 | 4
2004 | 4 | 9 | 20 | 0.0046938 | 0.0013189 | 0.0025313 | 0.0011462 | 0.00017585 | 9.2678e-06 | 1.1827e-05 | 0.0098872 |  | 4664.4173 | 1149.1841 | 1862.9843 | 1644.12 | 52.5241 | 5.1845 | 0.72069 | 9379.135 | 2398 | 4
2004 | 4 | 9 | 21 | 0.0051934 | 0.0012288 | 0.0024868 | 0.0011741 | 0.00017585 | 9.2678e-06 | 1.1827e-05 | 0.01028 |  | 5160.8472 | 1070.6116 | 1830.3031 | 1684.1846 | 52.5241 | 5.1845 | 0.72069 | 9804.3758 | 2399 | 4
2004 | 4 | 9 | 22 | 0.0043792 | 0.0012963 | 0.0023964 | 0.0012339 | 0.00017585 | 9.2678e-06 | 1.1827e-05 | 0.0095026 |  | 4351.7185 | 1129.4249 | 1763.7256 | 1769.8549 | 52.5241 | 5.1845 | 0.72069 | 9073.1532 | 2400 | 4
2004 | 4 | 9 | 23 | 0.0038758 | 0.0012614 | 0.0023176 | 0.0012322 | 0.00017585 | 9.2678e-06 | 1.1827e-05 | 0.0088839 |  | 3851.4802 | 1099.0725 | 1705.7374 | 1767.4396 | 52.5241 | 5.1845 | 0.72069 | 8482.1591 | 2401 | 4
2004 | 4 | 9 | 24 | 0.0026091 | 0.0013546 | 0.0022439 | 0.0012664 | 0.00017585 | 9.2678e-06 | 1.1827e-05 | 0.0076709 |  | 2592.6943 | 1180.2912 | 1651.5019 | 1816.5023 | 52.5241 | 5.1845 | 0.72069 | 7299.4189 | 2402 | 4
2004 | 4 | 10 | 1 | 0.0019335 | 0.0014936 | 0.0022282 | 0.0012887 | 0.00017585 | 9.2678e-06 | 1.1827e-05 | 0.0071409 |  | 1921.3531 | 1301.3255 | 1639.9645 | 1848.5161 | 52.5241 | 5.1845 | 0.72069 | 6769.5885 | 2403 | 4
2004 | 4 | 10 | 2 | 0.0016805 | 0.0015382 | 0.0022311 | 0.001302 | 0.00017585 | 9.2678e-06 | 1.1827e-05 | 0.0069488 |  | 1669.9623 | 1340.2564 | 1642.0858 | 1867.554 | 52.5241 | 5.1845 | 0.72069 | 6578.2877 | 2404 | 4
2004 | 4 | 10 | 3 | 0.0016014 | 0.0015525 | 0.0021721 | 0.00129 | 0.00017585 | 9.2678e-06 | 1.1827e-05 | 0.0068129 |  | 1591.3397 | 1352.6784 | 1598.6635 | 1850.3743 | 52.5241 | 5.1845 | 0.72069 | 6451.4851 | 2405 | 4
2004 | 4 | 10 | 4 | 0.0017016 | 0.001555 | 0.0021885 | 0.0012837 | 0.00017585 | 9.2678e-06 | 1.1827e-05 | 0.0069258 |  | 1690.9404 | 1354.8876 | 1610.6978 | 1841.3651 | 52.5241 | 5.1845 | 0.72069 | 6556.3202 | 2406 | 4
2004 | 4 | 10 | 5 | 0.0017676 | 0.0015632 | 0.0021786 | 0.0013206 | 0.00017585 | 9.2678e-06 | 1.1827e-05 | 0.0070269 |  | 1756.4776 | 1362.0201 | 1603.4595 | 1894.2637 | 52.5241 | 5.1845 | 0.72069 | 6674.6502 | 2407 | 4
2004 | 4 | 10 | 6 | 0.002076 | 0.0014831 | 0.0021947 | 0.0013736 | 0.00017585 | 9.2678e-06 | 1.1827e-05 | 0.0073244 |  | 2063.0313 | 1292.1788 | 1615.2844 | 1970.3677 | 52.5241 | 5.1845 | 0.72069 | 6999.2915 | 2408 | 4
2004 | 4 | 10 | 7 | 0.0027174 | 0.0014776 | 0.0022922 | 0.0016232 | 0 | 0 | 1.1827e-05 | 0.0081222 |  | 2700.3247 | 1287.4009 | 1687.0657 | 2328.2978 | 0 | 0 | 0.72069 | 8003.8098 | 2409 | 4
2004 | 4 | 10 | 8 | 0.0031977 | 0.001515 | 0.0024192 | 0.0016646 | 0 | 0 | 1.1827e-05 | 0.0088083 |  | 3177.6215 | 1319.9849 | 1780.4882 | 2387.7791 | 0 | 0 | 0.72069 | 8666.5944 | 2410 | 4
2004 | 4 | 10 | 9 | 0.0033335 | 0.0016095 | 0.0024758 | 0.0017685 | 0 | 0 | 1.1827e-05 | 0.0091991 |  | 3312.5824 | 1402.3312 | 1822.1499 | 2536.8141 | 0 | 0 | 0.72069 | 9074.5983 | 2411 | 4
2004 | 4 | 10 | 10 | 0.0039336 | 0.0016027 | 0.0025452 | 0.0017578 | 0 | 0 | 1.1827e-05 | 0.0098511 |  | 3908.9365 | 1396.4467 | 1873.2653 | 2521.3281 | 0 | 0 | 0.72069 | 9700.6972 | 2412 | 4
2004 | 4 | 10 | 11 | 0.0047791 | 0.001433 | 0.0025739 | 0.001787 | 0 | 0 | 1.1827e-05 | 0.010585 |  | 4749.1183 | 1248.529 | 1894.3868 | 2563.2871 | 0 | 0 | 0.72069 | 10456.0419 | 2413 | 4
2004 | 4 | 10 | 12 | 0.004284 | 0.0014193 | 0.0025445 | 0.0017839 | 0 | 0 | 1.1827e-05 | 0.010044 |  | 4257.1035 | 1236.6531 | 1872.7543 | 2558.7881 | 0 | 0 | 0.72069 | 9926.0196 | 2414 | 4
2004 | 4 | 10 | 13 | 0.0042198 | 0.0013298 | 0.0025824 | 0.0017181 | 0 | 0 | 1.1827e-05 | 0.0098619 |  | 4193.3582 | 1158.6192 | 1900.6428 | 2464.4514 | 0 | 0 | 0.72069 | 9717.7924 | 2415 | 4
2004 | 4 | 10 | 14 | 0.0038445 | 0.0013833 | 0.0025523 | 0.0017616 | 0 | 0 | 1.1827e-05 | 0.0095536 |  | 3820.4235 | 1205.288 | 1878.4957 | 2526.8689 | 0 | 0 | 0.72069 | 9431.7968 | 2416 | 4
2004 | 4 | 10 | 15 | 0.0035438 | 0.0014585 | 0.0025265 | 0.0016471 | 0 | 0 | 1.1827e-05 | 0.0091878 |  | 3521.6089 | 1270.7677 | 1859.5114 | 2362.5848 | 0 | 0 | 0.72069 | 9015.1934 | 2417 | 4
2004 | 4 | 10 | 16 | 0.00397 | 0.0013795 | 0.0024947 | 0.0016337 | 0 | 0 | 1.1827e-05 | 0.0094898 |  | 3945.1323 | 1201.9355 | 1836.1082 | 2343.4049 | 0 | 0 | 0.72069 | 9327.3016 | 2418 | 4
2004 | 4 | 10 | 17 | 0.0041985 | 0.0013791 | 0.0025147 | 0.0014682 | 0 | 0 | 1.1827e-05 | 0.0095723 |  | 4172.1332 | 1201.624 | 1850.8135 | 2106.0004 | 0 | 0 | 0.72069 | 9331.2918 | 2419 | 4
2004 | 4 | 10 | 18 | 0.0049127 | 0.0010786 | 0.0024541 | 0.0013485 | 0 | 0 | 1.1827e-05 | 0.0098057 |  | 4881.9324 | 939.7777 | 1806.2026 | 1934.2337 | 0 | 0 | 0.72069 | 9562.8671 | 2420 | 4
2004 | 4 | 10 | 19 | 0.004828 | 0.0010531 | 0.0024303 | 0.0013268 | 4.3962e-05 | 2.317e-06 | 1.1827e-05 | 0.0096963 |  | 4797.7491 | 917.5814 | 1788.6559 | 1903.2144 | 13.131 | 1.2961 | 0.72069 | 9422.3486 | 2421 | 4
2004 | 4 | 10 | 20 | 0.0050002 | 0.0010098 | 0.0024568 | 0.0013695 | 0.00017585 | 9.2678e-06 | 1.1827e-05 | 0.010033 |  | 4968.8085 | 879.8759 | 1808.2123 | 1964.448 | 52.5241 | 5.1845 | 0.72069 | 9679.7739 | 2422 | 4
2004 | 4 | 10 | 21 | 0.0052518 | 0.00099451 | 0.0023651 | 0.0013868 | 0.00017585 | 9.2678e-06 | 1.1827e-05 | 0.010195 |  | 5218.8421 | 866.5136 | 1740.7193 | 1989.2634 | 52.5241 | 5.1845 | 0.72069 | 9873.7678 | 2423 | 4
2004 | 4 | 10 | 22 | 0.0044612 | 0.0010998 | 0.0022904 | 0.0013735 | 0.00017585 | 9.2678e-06 | 1.1827e-05 | 0.0094218 |  | 4433.2717 | 958.2137 | 1685.7119 | 1970.0835 | 52.5241 | 5.1845 | 0.72069 | 9105.7101 | 2424 | 4
2004 | 4 | 10 | 23 | 0.0034644 | 0.0013032 | 0.0022003 | 0.0013697 | 0.00017585 | 9.2678e-06 | 1.1827e-05 | 0.0085345 |  | 3442.6582 | 1135.4449 | 1619.4311 | 1964.6848 | 52.5241 | 5.1845 | 0.72069 | 8220.6483 | 2425 | 4
2004 | 4 | 10 | 24 | 0.0028258 | 0.0012956 | 0.0021354 | 0.0013744 | 0.00017585 | 9.2678e-06 | 1.1827e-05 | 0.0078282 |  | 2808.0731 | 1128.8729 | 1571.6588 | 1971.4096 | 52.5241 | 5.1845 | 0.72069 | 7538.4437 | 2426 | 4
2004 | 4 | 11 | 1 | 0.0023649 | 0.0016385 | 0.0021486 | 0.001389 | 0.00017585 | 9.2678e-06 | 1.1827e-05 | 0.0077378 |  | 2350.05 | 1427.5735 | 1581.322 | 1992.3417 | 52.5241 | 5.1845 | 0.72069 | 7409.7166 | 2427 | 4
2004 | 4 | 11 | 2 | 0.0018481 | 0.0017066 | 0.0021297 | 0.0013752 | 0.00017585 | 9.2678e-06 | 1.1827e-05 | 0.0072566 |  | 1836.4902 | 1486.9765 | 1567.4794 | 1972.5461 | 52.5241 | 5.1845 | 0.72069 | 6921.9216 | 2428 | 4
2004 | 4 | 11 | 3 | 0.0018577 | 0.0017091 | 0.0021018 | 0.0013727 | 0.00017585 | 9.2678e-06 | 1.1827e-05 | 0.0072383 |  | 1846.0661 | 1489.1726 | 1546.9248 | 1969.0417 | 52.5241 | 5.1845 | 0.72069 | 6909.6346 | 2429 | 4
2004 | 4 | 11 | 4 | 0.0015743 | 0.0017223 | 0.0021394 | 0.0013672 | 0.00017585 | 9.2678e-06 | 1.1827e-05 | 0.0070001 |  | 1564.4011 | 1500.6082 | 1574.559 | 1961.1803 | 52.5241 | 5.1845 | 0.72069 | 6659.1779 | 2430 | 4
2004 | 4 | 11 | 5 | 0.0017886 | 0.0016888 | 0.0021493 | 0.0013921 | 0.00017585 | 9.2678e-06 | 1.1827e-05 | 0.0072157 |  | 1777.4135 | 1471.474 | 1581.8387 | 1996.7933 | 52.5241 | 5.1845 | 0.72069 | 6885.9489 | 2431 | 4
2004 | 4 | 11 | 6 | 0.002008 | 0.0016177 | 0.0021389 | 0.0013867 | 0.00017585 | 9.2678e-06 | 1.1827e-05 | 0.0073483 |  | 1995.3954 | 1409.5194 | 1574.2067 | 1989.1214 | 52.5241 | 5.1845 | 0.72069 | 7026.6722 | 2432 | 4
2004 | 4 | 11 | 7 | 0.0027735 | 0.001579 | 0.0021649 | 0.0014036 | 0 | 0 | 1.1827e-05 | 0.0079327 |  | 2756.0693 | 1375.8029 | 1593.3216 | 2013.2738 | 0 | 0 | 0.72069 | 7739.1883 | 2433 | 4
2004 | 4 | 11 | 8 | 0.0034917 | 0.001555 | 0.0022983 | 0.0014112 | 0 | 0 | 1.1827e-05 | 0.0087679 |  | 3469.8404 | 1354.8213 | 1691.5061 | 2024.1661 | 0 | 0 | 0.72069 | 8541.0546 | 2434 | 4
2004 | 4 | 11 | 9 | 0.0040355 | 0.0017049 | 0.0023051 | 0.0014215 | 0 | 0 | 1.1827e-05 | 0.0094789 |  | 4010.2276 | 1485.4783 | 1696.5341 | 2039.0365 | 0 | 0 | 0.72069 | 9231.9972 | 2435 | 4
2004 | 4 | 11 | 10 | 0.0041224 | 0.0017536 | 0.0023258 | 0.0014495 | 0 | 0 | 1.1827e-05 | 0.0096631 |  | 4096.5986 | 1527.8668 | 1711.7368 | 2079.1959 | 0 | 0 | 0.72069 | 9416.1188 | 2436 | 4
2004 | 4 | 11 | 11 | 0.0039154 | 0.0018327 | 0.0023431 | 0.0014418 | 0 | 0 | 1.1827e-05 | 0.0095449 |  | 3890.8621 | 1596.8603 | 1724.4913 | 2068.1141 | 0 | 0 | 0.72069 | 9281.0485 | 2437 | 4
2004 | 4 | 11 | 12 | 0.0044291 | 0.0016998 | 0.002381 | 0.0014106 | 0 | 0 | 1.1827e-05 | 0.0099322 |  | 4401.3147 | 1480.9902 | 1752.3763 | 2023.3137 | 0 | 0 | 0.72069 | 9658.7156 | 2438 | 4
2004 | 4 | 11 | 13 | 0.0038203 | 0.0017436 | 0.0023738 | 0.0014283 | 0 | 0 | 1.1827e-05 | 0.0093779 |  | 3796.3608 | 1519.2217 | 1747.1366 | 2048.7922 | 0 | 0 | 0.72069 | 9112.2319 | 2439 | 4
2004 | 4 | 11 | 14 | 0.0036253 | 0.0017189 | 0.0024054 | 0.0014343 | 0 | 0 | 1.1827e-05 | 0.0091957 |  | 3602.5419 | 1497.7025 | 1770.3589 | 2057.3166 | 0 | 0 | 0.72069 | 8928.6406 | 2440 | 4
2004 | 4 | 11 | 15 | 0.0037399 | 0.001633 | 0.002452 | 0.0013975 | 0 | 0 | 1.1827e-05 | 0.0092342 |  | 3716.4095 | 1422.7879 | 1804.6734 | 2004.56 | 0 | 0 | 0.72069 | 8949.1515 | 2441 | 4
2004 | 4 | 11 | 16 | 0.0041005 | 0.0015626 | 0.0024412 | 0.0013932 | 0 | 0 | 1.1827e-05 | 0.0095093 |  | 4074.7621 | 1361.4972 | 1796.6904 | 1998.4035 | 0 | 0 | 0.72069 | 9232.0738 | 2442 | 4
2004 | 4 | 11 | 17 | 0.0045009 | 0.0015003 | 0.0024156 | 0.0013993 | 0 | 0 | 1.1827e-05 | 0.0098279 |  | 4472.6373 | 1307.2317 | 1777.8882 | 2007.1173 | 0 | 0 | 0.72069 | 9565.5951 | 2443 | 4
2004 | 4 | 11 | 18 | 0.0048574 | 0.0013343 | 0.002323 | 0.0015181 | 0 | 0 | 1.1827e-05 | 0.010045 |  | 4826.9825 | 1162.5929 | 1709.7194 | 2177.5106 | 0 | 0 | 0.72069 | 9877.5261 | 2444 | 4
2004 | 4 | 11 | 19 | 0.004779 | 0.0013714 | 0.0022506 | 0.0014373 | 4.3962e-05 | 2.317e-06 | 1.1827e-05 | 0.0098964 |  | 4749.0545 | 1194.91 | 1656.4284 | 2061.6735 | 13.131 | 1.2961 | 0.72069 | 9677.2143 | 2445 | 4
2004 | 4 | 11 | 20 | 0.005046 | 0.0013189 | 0.0022746 | 0.0015433 | 0.00017585 | 9.2678e-06 | 1.1827e-05 | 0.01038 |  | 5014.3577 | 1149.1841 | 1674.1171 | 2213.7867 | 52.5241 | 5.1845 | 0.72069 | 10109.8749 | 2446 | 4
2004 | 4 | 11 | 21 | 0.0051175 | 0.0012288 | 0.0022531 | 0.0015884 | 0.00017585 | 9.2678e-06 | 1.1827e-05 | 0.010385 |  | 5085.4611 | 1070.6116 | 1658.2401 | 2278.4774 | 52.5241 | 5.1845 | 0.72069 | 10151.2194 | 2447 | 4
2004 | 4 | 11 | 22 | 0.0044095 | 0.0012963 | 0.0022395 | 0.0022632 | 0.00017585 | 9.2678e-06 | 1.1827e-05 | 0.010405 |  | 4381.8498 | 1129.4249 | 1648.2756 | 3246.3756 | 52.5241 | 5.1845 | 0.72069 | 10464.3552 | 2448 | 4
2004 | 4 | 11 | 23 | 0.0032146 | 0.0012614 | 0.0024139 | 0.0030485 | 0.00017585 | 9.2678e-06 | 1.1827e-05 | 0.010135 |  | 3194.4318 | 1099.0725 | 1776.6359 | 4372.733 | 52.5241 | 5.1845 | 0.72069 | 10501.3026 | 2449 | 4
2004 | 4 | 11 | 24 | 0.0025178 | 0.0013546 | 0.0026006 | 0.003323 | 0.00017585 | 9.2678e-06 | 1.1827e-05 | 0.009993 |  | 2502.0639 | 1180.2912 | 1914.0107 | 4766.5603 | 52.5241 | 5.1845 | 0.72069 | 10421.3554 | 2450 | 4
2004 | 4 | 12 | 1 | 0.0018574 | 0.0016385 | 0.0026572 | 0.0035249 | 0.00017585 | 9.2678e-06 | 1.1827e-05 | 0.0098749 |  | 1845.797 | 1427.5735 | 1955.6554 | 5056.1058 | 52.5241 | 5.1845 | 0.72069 | 10343.561 | 2451 | 4
2004 | 4 | 12 | 2 | 0.0016653 | 0.0017066 | 0.0026429 | 0.0037366 | 0.00017585 | 9.2678e-06 | 1.1827e-05 | 0.0099483 |  | 1654.8183 | 1486.9765 | 1945.1364 | 5359.8585 | 52.5241 | 5.1845 | 0.72069 | 10505.219 | 2452 | 4
2004 | 4 | 12 | 3 | 0.001518 | 0.0017091 | 0.0025992 | 0.0036791 | 0.00017585 | 9.2678e-06 | 1.1827e-05 | 0.0097024 |  | 1508.4906 | 1489.1726 | 1913.0246 | 5277.2666 | 52.5241 | 5.1845 | 0.72069 | 10246.3836 | 2453 | 4
2004 | 4 | 12 | 4 | 0.0016198 | 0.0017223 | 0.0026168 | 0.0036777 | 0.00017585 | 9.2678e-06 | 1.1827e-05 | 0.0098335 |  | 1609.65 | 1500.6082 | 1925.9144 | 5275.2775 | 52.5241 | 5.1845 | 0.72069 | 10369.8794 | 2454 | 4
2004 | 4 | 12 | 5 | 0.0016445 | 0.0016888 | 0.0027698 | 0.0038806 | 0.00017585 | 9.2678e-06 | 1.1827e-05 | 0.010181 |  | 1634.1502 | 1471.474 | 2038.5249 | 5566.3384 | 52.5241 | 5.1845 | 0.72069 | 10768.9169 | 2455 | 4
2004 | 4 | 12 | 6 | 0.0022639 | 0.0016177 | 0.0031557 | 0.0038933 | 0.00017585 | 9.2678e-06 | 1.1827e-05 | 0.011128 |  | 2249.6967 | 1409.5194 | 2322.5565 | 5584.6185 | 52.5241 | 5.1845 | 0.72069 | 11624.8205 | 2456 | 4
2004 | 4 | 12 | 7 | 0.0031159 | 0.001579 | 0.0035324 | 0.0038838 | 0 | 0 | 1.1827e-05 | 0.012123 |  | 3096.4034 | 1375.8029 | 2599.7889 | 5570.9795 | 0 | 0 | 0.72069 | 12643.6954 | 2457 | 4
2004 | 4 | 12 | 8 | 0.0034617 | 0.001555 | 0.0035965 | 0.0040971 | 0 | 0 | 1.1827e-05 | 0.012722 |  | 3440.0262 | 1354.8213 | 2647.0277 | 5876.9108 | 0 | 0 | 0.72069 | 13319.5066 | 2458 | 4
2004 | 4 | 12 | 9 | 0.0033914 | 0.0017049 | 0.0036108 | 0.0042012 | 0 | 0 | 1.1827e-05 | 0.01292 |  | 3370.1052 | 1485.4783 | 2657.5599 | 6026.2772 | 0 | 0 | 0.72069 | 13540.1413 | 2459 | 4
2004 | 4 | 12 | 10 | 0.0030709 | 0.0017536 | 0.0036892 | 0.0039922 | 0 | 0 | 1.1827e-05 | 0.012518 |  | 3051.6093 | 1527.8668 | 2715.2141 | 5726.5025 | 0 | 0 | 0.72069 | 13021.9133 | 2460 | 4
2004 | 4 | 12 | 11 | 0.003337 | 0.0018327 | 0.0037508 | 0.0039246 | 0 | 0 | 1.1827e-05 | 0.012857 |  | 3316.0565 | 1596.8603 | 2760.57 | 5629.419 | 0 | 0 | 0.72069 | 13303.6265 | 2461 | 4
2004 | 4 | 12 | 12 | 0.0031517 | 0.0016998 | 0.0036976 | 0.0039021 | 0 | 0 | 1.1827e-05 | 0.012463 |  | 3131.9801 | 1480.9902 | 2721.4019 | 5597.2157 | 0 | 0 | 0.72069 | 12932.3086 | 2462 | 4
2004 | 4 | 12 | 13 | 0.0034643 | 0.0017436 | 0.0037838 | 0.0040811 | 0 | 0 | 1.1827e-05 | 0.013085 |  | 3442.6151 | 1519.2217 | 2784.8665 | 5853.8949 | 0 | 0 | 0.72069 | 13601.3189 | 2463 | 4
2004 | 4 | 12 | 14 | 0.0031725 | 0.0017189 | 0.0037694 | 0.0039713 | 0 | 0 | 1.1827e-05 | 0.012644 |  | 3152.6485 | 1497.7025 | 2774.2711 | 5696.3829 | 0 | 0 | 0.72069 | 13121.7257 | 2464 | 4
2004 | 4 | 12 | 15 | 0.0033476 | 0.001633 | 0.0036801 | 0.0038905 | 0 | 0 | 1.1827e-05 | 0.012563 |  | 3326.6402 | 1422.7879 | 2708.5222 | 5580.5458 | 0 | 0 | 0.72069 | 13039.2167 | 2465 | 4
2004 | 4 | 12 | 16 | 0.0038238 | 0.0015626 | 0.0034843 | 0.0041541 | 0 | 0 | 1.1827e-05 | 0.013037 |  | 3799.8726 | 1361.4972 | 2564.4023 | 5958.6503 | 0 | 0 | 0.72069 | 13685.1431 | 2466 | 4
2004 | 4 | 12 | 17 | 0.0040811 | 0.0015003 | 0.0035037 | 0.0042562 | 0 | 0 | 1.1827e-05 | 0.013353 |  | 4055.5102 | 1307.2317 | 2578.6855 | 6105.0805 | 0 | 0 | 0.72069 | 14047.2286 | 2467 | 4
2004 | 4 | 12 | 18 | 0.0045211 | 0.0013343 | 0.0034734 | 0.0041537 | 0 | 0 | 1.1827e-05 | 0.013494 |  | 4492.7251 | 1162.5929 | 2556.383 | 5958.082 | 0 | 0 | 0.72069 | 14170.5037 | 2468 | 4
2004 | 4 | 12 | 19 | 0.0041596 | 0.0013714 | 0.0034049 | 0.0042049 | 4.3962e-05 | 2.317e-06 | 1.1827e-05 | 0.013199 |  | 4133.4777 | 1194.91 | 2505.9824 | 6031.4865 | 13.131 | 1.2961 | 0.72069 | 13881.0045 | 2469 | 4
2004 | 4 | 12 | 20 | 0.0047798 | 0.0013189 | 0.0034421 | 0.0042046 | 0.00017585 | 9.2678e-06 | 1.1827e-05 | 0.013942 |  | 4749.8167 | 1149.1841 | 2533.3928 | 6031.1077 | 52.5241 | 5.1845 | 0.72069 | 14521.9306 | 2470 | 4
2004 | 4 | 12 | 21 | 0.005318 | 0.0012288 | 0.0033214 | 0.0041994 | 0.00017585 | 9.2678e-06 | 1.1827e-05 | 0.014265 |  | 5284.7041 | 1070.6116 | 2444.5108 | 6023.6251 | 52.5241 | 5.1845 | 0.72069 | 14881.8808 | 2471 | 4
2004 | 4 | 12 | 22 | 0.0041706 | 0.0012963 | 0.0032972 | 0.0038741 | 0.00017585 | 9.2678e-06 | 1.1827e-05 | 0.012835 |  | 4144.4734 | 1129.4249 | 2426.7524 | 5557.0563 | 52.5241 | 5.1845 | 0.72069 | 13316.1363 | 2472 | 4
2004 | 4 | 12 | 23 | 0.0034622 | 0.0012614 | 0.0031443 | 0.0037803 | 0.00017585 | 9.2678e-06 | 1.1827e-05 | 0.011845 |  | 3440.5145 | 1099.0725 | 2314.1864 | 5422.4655 | 52.5241 | 5.1845 | 0.72069 | 12334.6682 | 2473 | 4
2004 | 4 | 12 | 24 | 0.0022892 | 0.0013546 | 0.0030082 | 0.003823 | 0.00017585 | 9.2678e-06 | 1.1827e-05 | 0.010672 |  | 2274.8912 | 1180.2912 | 2213.9803 | 5483.7465 | 52.5241 | 5.1845 | 0.72069 | 11211.3384 | 2474 | 4
2004 | 4 | 13 | 1 | 0.0015383 | 0.0014464 | 0.0029575 | 0.0038087 | 0.00017585 | 9.2678e-06 | 1.1827e-05 | 0.009948 |  | 1528.7028 | 1260.2708 | 2176.7357 | 5463.2879 | 52.5241 | 5.1845 | 0.72069 | 10487.4265 | 2475 | 4
2004 | 4 | 13 | 2 | 0.0012636 | 0.0014719 | 0.0030194 | 0.0037555 | 0.00017585 | 9.2678e-06 | 1.1827e-05 | 0.0097073 |  | 1255.6813 | 1282.4307 | 2222.2523 | 5386.8525 | 52.5241 | 5.1845 | 0.72069 | 10205.6461 | 2476 | 4
2004 | 4 | 13 | 3 | 0.0011569 | 0.0014885 | 0.0029312 | 0.0037619 | 0.00017585 | 9.2678e-06 | 1.1827e-05 | 0.0095355 |  | 1149.6964 | 1296.8935 | 2157.3295 | 5396.1346 | 52.5241 | 5.1845 | 0.72069 | 10058.4832 | 2477 | 4
2004 | 4 | 13 | 4 | 0.0012598 | 0.0014442 | 0.0029528 | 0.0037855 | 0.00017585 | 9.2678e-06 | 1.1827e-05 | 0.0096393 |  | 1251.9389 | 1258.289 | 2173.2498 | 5429.948 | 52.5241 | 5.1845 | 0.72069 | 10171.8551 | 2478 | 4
2004 | 4 | 13 | 5 | 0.0013527 | 0.0015056 | 0.0029504 | 0.0038702 | 0.00017585 | 9.2678e-06 | 1.1827e-05 | 0.0098758 |  | 1344.2315 | 1311.786 | 2171.4527 | 5551.4681 | 52.5241 | 5.1845 | 0.72069 | 10437.3675 | 2479 | 4
2004 | 4 | 13 | 6 | 0.0018093 | 0.0014481 | 0.0032258 | 0.0038571 | 0.00017585 | 9.2678e-06 | 1.1827e-05 | 0.010537 |  | 1797.9778 | 1261.6892 | 2374.1593 | 5532.7144 | 52.5241 | 5.1845 | 0.72069 | 11024.9701 | 2480 | 4
2004 | 4 | 13 | 7 | 0.0028738 | 0.0014101 | 0.0034955 | 0.0039432 | 0 | 0 | 1.1827e-05 | 0.011734 |  | 2855.7804 | 1228.6045 | 2572.6961 | 5656.1288 | 0 | 0 | 0.72069 | 12313.9304 | 2481 | 4
2004 | 4 | 13 | 8 | 0.0029863 | 0.0015841 | 0.0038628 | 0.0040642 | 0 | 0 | 1.1827e-05 | 0.012509 |  | 2967.6104 | 1380.2196 | 2843.0024 | 5829.7424 | 0 | 0 | 0.72069 | 13021.2955 | 2482 | 4
2004 | 4 | 13 | 9 | 0.0026881 | 0.0018113 | 0.0038796 | 0.0042156 | 0 | 0 | 1.1827e-05 | 0.012606 |  | 2671.2186 | 1578.2185 | 2855.3571 | 6046.8305 | 0 | 0 | 0.72069 | 13152.3454 | 2483 | 4
2004 | 4 | 13 | 10 | 0.0023632 | 0.0019204 | 0.0039548 | 0.0043754 | 0 | 0 | 1.1827e-05 | 0.012626 |  | 2348.4006 | 1673.2558 | 2910.7303 | 6276.0421 | 0 | 0 | 0.72069 | 13209.1495 | 2484 | 4
2004 | 4 | 13 | 11 | 0.0025957 | 0.0018565 | 0.0038982 | 0.0043054 | 0 | 0 | 1.1827e-05 | 0.012668 |  | 2579.4329 | 1617.5635 | 2869.0508 | 6175.6436 | 0 | 0 | 0.72069 | 13242.4115 | 2485 | 4
2004 | 4 | 13 | 12 | 0.002711 | 0.0017748 | 0.0038618 | 0.0043243 | 0 | 0 | 1.1827e-05 | 0.012684 |  | 2693.9928 | 1546.335 | 2842.2776 | 6202.827 | 0 | 0 | 0.72069 | 13286.153 | 2486 | 4
2004 | 4 | 13 | 13 | 0.0026156 | 0.0017239 | 0.0039815 | 0.0043737 | 0 | 0 | 1.1827e-05 | 0.012706 |  | 2599.208 | 1501.9819 | 2930.3254 | 6273.6742 | 0 | 0 | 0.72069 | 13305.9102 | 2487 | 4
2004 | 4 | 13 | 14 | 0.0022155 | 0.0018215 | 0.0039074 | 0.0044469 | 0 | 0 | 1.1827e-05 | 0.012403 |  | 2201.6007 | 1587.0305 | 2875.7891 | 6378.619 | 0 | 0 | 0.72069 | 13043.76 | 2488 | 4
2004 | 4 | 13 | 15 | 0.00236 | 0.0017612 | 0.0037719 | 0.004245 | 0 | 0 | 1.1827e-05 | 0.01215 |  | 2345.1973 | 1534.5453 | 2776.1064 | 6088.9789 | 0 | 0 | 0.72069 | 12745.5486 | 2489 | 4
2004 | 4 | 13 | 16 | 0.0029457 | 0.0016159 | 0.0036593 | 0.0043274 | 0 | 0 | 1.1827e-05 | 0.01256 |  | 2927.2412 | 1407.9676 | 2693.2093 | 6207.1839 | 0 | 0 | 0.72069 | 13236.3227 | 2490 | 4
2004 | 4 | 13 | 17 | 0.0032787 | 0.0015822 | 0.0036065 | 0.004064 | 0 | 0 | 1.1827e-05 | 0.012543 |  | 3258.133 | 1378.521 | 2654.3643 | 5829.3635 | 0 | 0 | 0.72069 | 13121.1024 | 2491 | 4
2004 | 4 | 13 | 18 | 0.0035856 | 0.0015129 | 0.0035002 | 0.0040578 | 0 | 0 | 1.1827e-05 | 0.012668 |  | 3563.1085 | 1318.2133 | 2576.1468 | 5820.4603 | 0 | 0 | 0.72069 | 13278.6497 | 2492 | 4
2004 | 4 | 13 | 19 | 0.0039159 | 0.0013114 | 0.0034934 | 0.0043403 | 4.3962e-05 | 2.317e-06 | 1.1827e-05 | 0.013119 |  | 3891.3874 | 1142.6539 | 2571.1458 | 6225.7481 | 13.131 | 1.2961 | 0.72069 | 13846.0831 | 2493 | 4
2004 | 4 | 13 | 20 | 0.0043218 | 0.0011815 | 0.0035169 | 0.0043068 | 0.00017585 | 9.2678e-06 | 1.1827e-05 | 0.013524 |  | 4294.7036 | 1029.3958 | 2588.3774 | 6177.7274 | 52.5241 | 5.1845 | 0.72069 | 14148.6335 | 2494 | 4
2004 | 4 | 13 | 21 | 0.0046679 | 0.0010378 | 0.0034197 | 0.0044297 | 0.00017585 | 9.2678e-06 | 1.1827e-05 | 0.013752 |  | 4638.6462 | 904.2669 | 2516.8865 | 6353.993 | 52.5241 | 5.1845 | 0.72069 | 14472.2219 | 2495 | 4
2004 | 4 | 13 | 22 | 0.0039802 | 0.0011048 | 0.0032779 | 0.0043659 | 0.00017585 | 9.2678e-06 | 1.1827e-05 | 0.012926 |  | 3955.2568 | 962.6105 | 2412.515 | 6262.4978 | 52.5241 | 5.1845 | 0.72069 | 13651.3094 | 2496 | 4
2004 | 4 | 13 | 23 | 0.003198 | 0.0012292 | 0.0031826 | 0.0042229 | 0.00017585 | 9.2678e-06 | 1.1827e-05 | 0.01203 |  | 3177.993 | 1071.0289 | 2342.3415 | 6057.3439 | 52.5241 | 5.1845 | 0.72069 | 12707.1365 | 2497 | 4
2004 | 4 | 13 | 24 | 0.001969 | 0.0014077 | 0.0031022 | 0.0042881 | 0.00017585 | 9.2678e-06 | 1.1827e-05 | 0.010964 |  | 1956.6936 | 1226.5472 | 2283.1898 | 6150.8281 | 52.5241 | 5.1845 | 0.72069 | 11675.6881 | 2498 | 4
2004 | 4 | 14 | 1 | 0.0015668 | 0.0014464 | 0.0029784 | 0.0041534 | 0.00017585 | 9.2678e-06 | 1.1827e-05 | 0.010342 |  | 1556.929 | 1260.2708 | 2192.0549 | 5957.7031 | 52.5241 | 5.1845 | 0.72069 | 11025.3871 | 2499 | 4
2004 | 4 | 14 | 2 | 0.0012883 | 0.0014719 | 0.002991 | 0.0041429 | 0.00017585 | 9.2678e-06 | 1.1827e-05 | 0.010091 |  | 1280.2717 | 1282.4307 | 2201.3518 | 5942.6433 | 52.5241 | 5.1845 | 0.72069 | 10765.1268 | 2500 | 4
2004 | 4 | 14 | 3 | 0.0011835 | 0.0014885 | 0.0029019 | 0.0042727 | 0.00017585 | 9.2678e-06 | 1.1827e-05 | 0.010043 |  | 1176.0725 | 1296.8935 | 2135.7526 | 6128.7594 | 52.5241 | 5.1845 | 0.72069 | 10795.9073 | 2501 | 4
2004 | 4 | 14 | 4 | 0.0012909 | 0.0014442 | 0.0029284 | 0.0042729 | 0.00017585 | 9.2678e-06 | 1.1827e-05 | 0.010133 |  | 1282.8241 | 1258.289 | 2155.2783 | 6129.1383 | 52.5241 | 5.1845 | 0.72069 | 10883.959 | 2502 | 4
2004 | 4 | 14 | 5 | 0.0013854 | 0.0015056 | 0.0029381 | 0.0040927 | 0.00017585 | 9.2678e-06 | 1.1827e-05 | 0.010119 |  | 1376.6997 | 1311.786 | 2162.39 | 5870.5648 | 52.5241 | 5.1845 | 0.72069 | 10779.8698 | 2503 | 4
2004 | 4 | 14 | 6 | 0.0018524 | 0.0014481 | 0.003163 | 0.0042619 | 0.00017585 | 9.2678e-06 | 1.1827e-05 | 0.010922 |  | 1840.7934 | 1261.6892 | 2327.9286 | 6113.3208 | 52.5241 | 5.1845 | 0.72069 | 11602.1612 | 2504 | 4
2004 | 4 | 14 | 7 | 0.0029422 | 0.0014101 | 0.0034907 | 0.0042045 | 0 | 0 | 1.1827e-05 | 0.012059 |  | 2923.7274 | 1228.6045 | 2569.1147 | 6031.013 | 0 | 0 | 0.72069 | 12753.1803 | 2505 | 4
2004 | 4 | 14 | 8 | 0.003048 | 0.0015841 | 0.0037157 | 0.004411 | 0 | 0 | 1.1827e-05 | 0.012771 |  | 3028.9052 | 1380.2196 | 2734.7473 | 6327.0938 | 0 | 0 | 0.72069 | 13471.6865 | 2506 | 4
2004 | 4 | 14 | 9 | 0.0027455 | 0.0018113 | 0.0036963 | 0.0043783 | 0 | 0 | 1.1827e-05 | 0.012643 |  | 2728.2472 | 1578.2185 | 2720.4555 | 6280.3043 | 0 | 0 | 0.72069 | 13307.9462 | 2507 | 4
2004 | 4 | 14 | 10 | 0.0024086 | 0.0019204 | 0.003765 | 0.0039415 | 0 | 0 | 1.1827e-05 | 0.012047 |  | 2393.5179 | 1673.2558 | 2771.0309 | 5653.6662 | 0 | 0 | 0.72069 | 12492.1916 | 2508 | 4
2004 | 4 | 14 | 11 | 0.0026401 | 0.0018565 | 0.0038283 | 0.003911 | 0 | 0 | 1.1827e-05 | 0.012248 |  | 2623.5012 | 1617.5635 | 2817.5796 | 5609.9076 | 0 | 0 | 0.72069 | 12669.2726 | 2509 | 4
2004 | 4 | 14 | 12 | 0.0027528 | 0.0017748 | 0.00377 | 0.0037372 | 0 | 0 | 1.1827e-05 | 0.012047 |  | 2735.5696 | 1546.335 | 2774.6597 | 5360.711 | 0 | 0 | 0.72069 | 12417.9961 | 2510 | 4
2004 | 4 | 14 | 13 | 0.0026525 | 0.0017239 | 0.0038056 | 0.0038388 | 0 | 0 | 1.1827e-05 | 0.012033 |  | 2635.8481 | 1501.9819 | 2800.9247 | 5506.3835 | 0 | 0 | 0.72069 | 12445.8588 | 2511 | 4
2004 | 4 | 14 | 14 | 0.0022509 | 0.0018215 | 0.0038065 | 0.0039292 | 0 | 0 | 1.1827e-05 | 0.01182 |  | 2236.7502 | 1587.0305 | 2801.5905 | 5636.0491 | 0 | 0 | 0.72069 | 12262.1409 | 2512 | 4
2004 | 4 | 14 | 15 | 0.0023941 | 0.0017612 | 0.00368 | 0.0038395 | 0 | 0 | 1.1827e-05 | 0.011687 |  | 2379.0699 | 1534.5453 | 2708.4906 | 5507.3307 | 0 | 0 | 0.72069 | 12130.1571 | 2513 | 4
2004 | 4 | 14 | 16 | 0.0029839 | 0.0016159 | 0.0036033 | 0.0038464 | 0 | 0 | 1.1827e-05 | 0.012061 |  | 2965.2013 | 1407.9676 | 2652.0107 | 5517.2758 | 0 | 0 | 0.72069 | 12543.1762 | 2514 | 4
2004 | 4 | 14 | 17 | 0.0033189 | 0.0015822 | 0.0034739 | 0.0041226 | 0 | 0 | 1.1827e-05 | 0.012509 |  | 3298.0967 | 1378.521 | 2556.7952 | 5913.471 | 0 | 0 | 0.72069 | 13147.6045 | 2515 | 4
2004 | 4 | 14 | 18 | 0.0036398 | 0.0015129 | 0.0033844 | 0.0042483 | 0 | 0 | 1.1827e-05 | 0.012797 |  | 3616.9932 | 1318.2133 | 2490.8911 | 6093.7147 | 0 | 0 | 0.72069 | 13520.5329 | 2516 | 4
2004 | 4 | 14 | 19 | 0.0039679 | 0.0013114 | 0.0034271 | 0.0041562 | 4.3962e-05 | 2.317e-06 | 1.1827e-05 | 0.012921 |  | 3943.0376 | 1142.6539 | 2522.3355 | 5961.6812 | 13.131 | 1.2961 | 0.72069 | 13584.856 | 2517 | 4
2004 | 4 | 14 | 20 | 0.0043686 | 0.0011815 | 0.0035477 | 0.0042383 | 0.00017585 | 9.2678e-06 | 1.1827e-05 | 0.013533 |  | 4341.2454 | 1029.3958 | 2611.0689 | 6079.5073 | 52.5241 | 5.1845 | 0.72069 | 14119.6467 | 2518 | 4
2004 | 4 | 14 | 21 | 0.0047176 | 0.0010378 | 0.0034298 | 0.0043221 | 0.00017585 | 9.2678e-06 | 1.1827e-05 | 0.013704 |  | 4688.0267 | 904.2669 | 2524.3456 | 6199.6066 | 52.5241 | 5.1845 | 0.72069 | 14374.6751 | 2519 | 4
2004 | 4 | 14 | 22 | 0.0040284 | 0.0011048 | 0.0032432 | 0.0042978 | 0.00017585 | 9.2678e-06 | 1.1827e-05 | 0.012871 |  | 4003.1044 | 962.6105 | 2386.9777 | 6164.7513 | 52.5241 | 5.1845 | 0.72069 | 13575.8733 | 2520 | 4
2004 | 4 | 14 | 23 | 0.0032371 | 0.0012292 | 0.0031513 | 0.00431 | 0.00017585 | 9.2678e-06 | 1.1827e-05 | 0.012125 |  | 3216.7722 | 1071.0289 | 2319.3086 | 6182.2737 | 52.5241 | 5.1845 | 0.72069 | 12847.8127 | 2521 | 4
2004 | 4 | 14 | 24 | 0.001999 | 0.0014077 | 0.003149 | 0.004249 | 0.00017585 | 9.2678e-06 | 1.1827e-05 | 0.011002 |  | 1986.4386 | 1226.5472 | 2317.6662 | 6094.8512 | 52.5241 | 5.1845 | 0.72069 | 11683.9326 | 2522 | 4
2004 | 4 | 15 | 1 | 0.001911 | 0.0014464 | 0.0029922 | 0.0036597 | 0.00017585 | 9.2678e-06 | 1.1827e-05 | 0.010206 |  | 1899.0087 | 1260.2708 | 2202.2138 | 5249.5149 | 52.5241 | 5.1845 | 0.72069 | 10669.4376 | 2523 | 4
2004 | 4 | 15 | 2 | 0.0017426 | 0.0014719 | 0.002928 | 0.0037118 | 0.00017585 | 9.2678e-06 | 1.1827e-05 | 0.010051 |  | 1731.6255 | 1282.4307 | 2155.0051 | 5324.2455 | 52.5241 | 5.1845 | 0.72069 | 10551.7361 | 2524 | 4
2004 | 4 | 15 | 3 | 0.0016463 | 0.0014885 | 0.0028725 | 0.0037195 | 0.00017585 | 9.2678e-06 | 1.1827e-05 | 0.0099237 |  | 1635.983 | 1296.8935 | 2114.1404 | 5335.2325 | 52.5241 | 5.1845 | 0.72069 | 10440.6787 | 2525 | 4
2004 | 4 | 15 | 4 | 0.0017248 | 0.0014442 | 0.0029583 | 0.0037602 | 0.00017585 | 9.2678e-06 | 1.1827e-05 | 0.010084 |  | 1714.0087 | 1258.289 | 2177.3216 | 5393.672 | 52.5241 | 5.1845 | 0.72069 | 10601.7206 | 2526 | 4
2004 | 4 | 15 | 5 | 0.0018706 | 0.0015056 | 0.0029856 | 0.0037406 | 0.00017585 | 9.2678e-06 | 1.1827e-05 | 0.010299 |  | 1858.9162 | 1311.786 | 2197.352 | 5365.5415 | 52.5241 | 5.1845 | 0.72069 | 10792.0249 | 2527 | 4
2004 | 4 | 15 | 6 | 0.0022354 | 0.0014481 | 0.0031685 | 0.0037632 | 0.00017585 | 9.2678e-06 | 1.1827e-05 | 0.010812 |  | 2221.3417 | 1261.6892 | 2332.0162 | 5397.9342 | 52.5241 | 5.1845 | 0.72069 | 11271.4107 | 2528 | 4
2004 | 4 | 15 | 7 | 0.0032022 | 0.0014101 | 0.0034486 | 0.0038904 | 0 | 0 | 1.1827e-05 | 0.011963 |  | 3182.105 | 1228.6045 | 2538.1627 | 5580.4511 | 0 | 0 | 0.72069 | 12530.044 | 2529 | 4
2004 | 4 | 15 | 8 | 0.0033553 | 0.0015841 | 0.0037428 | 0.0042409 | 0 | 0 | 1.1827e-05 | 0.012935 |  | 3334.301 | 1380.2196 | 2754.6789 | 6083.1065 | 0 | 0 | 0.72069 | 13553.0267 | 2530 | 4
2004 | 4 | 15 | 9 | 0.0029789 | 0.0018113 | 0.0038083 | 0.0041791 | 0 | 0 | 1.1827e-05 | 0.01279 |  | 2960.2535 | 1578.2185 | 2802.8669 | 5994.5475 | 0 | 0 | 0.72069 | 13336.6071 | 2531 | 4
2004 | 4 | 15 | 10 | 0.0027863 | 0.0019204 | 0.0038569 | 0.004116 | 0 | 0 | 1.1827e-05 | 0.012691 |  | 2768.8446 | 1673.2558 | 2838.6259 | 5903.9994 | 0 | 0 | 0.72069 | 13185.4464 | 2532 | 4
2004 | 4 | 15 | 11 | 0.0030215 | 0.0018565 | 0.0038828 | 0.0042148 | 0 | 0 | 1.1827e-05 | 0.012987 |  | 3002.5176 | 1617.5635 | 2857.6788 | 6045.6939 | 0 | 0 | 0.72069 | 13524.1744 | 2533 | 4
2004 | 4 | 15 | 12 | 0.0031072 | 0.0017748 | 0.0037443 | 0.004328 | 0 | 0 | 1.1827e-05 | 0.012966 |  | 3087.7312 | 1546.335 | 2755.7801 | 6208.0363 | 0 | 0 | 0.72069 | 13598.6034 | 2534 | 4
2004 | 4 | 15 | 13 | 0.0030751 | 0.0017239 | 0.0039034 | 0.004174 | 0 | 0 | 1.1827e-05 | 0.012888 |  | 3055.8596 | 1501.9819 | 2872.8762 | 5987.2544 | 0 | 0 | 0.72069 | 13418.6927 | 2535 | 4
2004 | 4 | 15 | 14 | 0.0026382 | 0.0018215 | 0.0038448 | 0.0042418 | 0 | 0 | 1.1827e-05 | 0.012558 |  | 2621.675 | 1587.0305 | 2829.7725 | 6084.5272 | 0 | 0 | 0.72069 | 13123.7259 | 2536 | 4
2004 | 4 | 15 | 15 | 0.0027464 | 0.0017612 | 0.0037941 | 0.0041559 | 0 | 0 | 1.1827e-05 | 0.01247 |  | 2729.2019 | 1534.5453 | 2792.4287 | 5961.3023 | 0 | 0 | 0.72069 | 13018.1989 | 2537 | 4
2004 | 4 | 15 | 16 | 0.0033469 | 0.0016159 | 0.0036944 | 0.0041539 | 0 | 0 | 1.1827e-05 | 0.012823 |  | 3325.9261 | 1407.9676 | 2719.0772 | 5958.3661 | 0 | 0 | 0.72069 | 13412.0577 | 2538 | 4
2004 | 4 | 15 | 17 | 0.003725 | 0.0015822 | 0.0035984 | 0.0039497 | 0 | 0 | 1.1827e-05 | 0.012867 |  | 3701.6536 | 1378.521 | 2648.4034 | 5665.4109 | 0 | 0 | 0.72069 | 13394.7096 | 2539 | 4
2004 | 4 | 15 | 18 | 0.0038902 | 0.0015129 | 0.0035267 | 0.0038224 | 0 | 0 | 1.1827e-05 | 0.012764 |  | 3865.7821 | 1318.2133 | 2595.6534 | 5482.894 | 0 | 0 | 0.72069 | 13263.2636 | 2540 | 4
2004 | 4 | 15 | 19 | 0.0043784 | 0.0013114 | 0.0034875 | 0.003941 | 4.3962e-05 | 2.317e-06 | 1.1827e-05 | 0.013176 |  | 4350.9574 | 1142.6539 | 2566.788 | 5653.0032 | 13.131 | 1.2961 | 0.72069 | 13728.5503 | 2541 | 4
2004 | 4 | 15 | 20 | 0.0048971 | 0.0011815 | 0.0035158 | 0.0040441 | 0.00017585 | 9.2678e-06 | 1.1827e-05 | 0.013835 |  | 4866.3538 | 1029.3958 | 2587.6056 | 5800.8542 | 52.5241 | 5.1845 | 0.72069 | 14342.6387 | 2542 | 4
2004 | 4 | 15 | 21 | 0.005146 | 0.0010378 | 0.0034378 | 0.0041524 | 0.00017585 | 9.2678e-06 | 1.1827e-05 | 0.013971 |  | 5113.7815 | 904.2669 | 2530.2213 | 5956.2824 | 52.5241 | 5.1845 | 0.72069 | 14562.9814 | 2543 | 4
2004 | 4 | 15 | 22 | 0.0044093 | 0.0011048 | 0.0033452 | 0.0040405 | 0.00017585 | 9.2678e-06 | 1.1827e-05 | 0.013097 |  | 4381.616 | 962.6105 | 2462.0293 | 5795.7395 | 52.5241 | 5.1845 | 0.72069 | 13660.4246 | 2544 | 4
2004 | 4 | 15 | 23 | 0.0038268 | 0.0012292 | 0.0032052 | 0.0039396 | 0.00017585 | 9.2678e-06 | 1.1827e-05 | 0.012398 |  | 3802.8244 | 1071.0289 | 2358.9974 | 5651.0142 | 52.5241 | 5.1845 | 0.72069 | 12942.2941 | 2545 | 4
2004 | 4 | 15 | 24 | 0.0026028 | 0.0014077 | 0.0031046 | 0.0040881 | 0.00017585 | 9.2678e-06 | 1.1827e-05 | 0.0114 |  | 2586.4916 | 1226.5472 | 2284.9651 | 5863.9347 | 52.5241 | 5.1845 | 0.72069 | 12020.3679 | 2546 | 4
2004 | 4 | 16 | 1 | 0.0019229 | 0.0013636 | 0.002968 | 0.0041301 | 0.00017585 | 9.2678e-06 | 1.1827e-05 | 0.010582 |  | 1910.7968 | 1188.137 | 2184.4566 | 5924.1738 | 52.5241 | 5.1845 | 0.72069 | 11265.9934 | 2547 | 4
2004 | 4 | 16 | 2 | 0.0015924 | 0.0014024 | 0.0029034 | 0.0040515 | 0.00017585 | 9.2678e-06 | 1.1827e-05 | 0.010147 |  | 1582.372 | 1221.9135 | 2136.909 | 5811.557 | 52.5241 | 5.1845 | 0.72069 | 10811.1808 | 2548 | 4
2004 | 4 | 16 | 3 | 0.0016275 | 0.0013659 | 0.0028762 | 0.0040289 | 0.00017585 | 9.2678e-06 | 1.1827e-05 | 0.010095 |  | 1617.3321 | 1190.0726 | 2116.8589 | 5779.0696 | 52.5241 | 5.1845 | 0.72069 | 10761.7625 | 2549 | 4
2004 | 4 | 16 | 4 | 0.0015801 | 0.0013663 | 0.0028682 | 0.0039705 | 0.00017585 | 9.2678e-06 | 1.1827e-05 | 0.009982 |  | 1570.1898 | 1190.4347 | 2110.9969 | 5695.2463 | 52.5241 | 5.1845 | 0.72069 | 10625.297 | 2550 | 4
2004 | 4 | 16 | 5 | 0.0017801 | 0.0013705 | 0.0028567 | 0.0040107 | 0.00017585 | 9.2678e-06 | 1.1827e-05 | 0.010215 |  | 1768.9089 | 1194.1306 | 2102.4994 | 5752.9281 | 52.5241 | 5.1845 | 0.72069 | 10876.8963 | 2551 | 4
2004 | 4 | 16 | 6 | 0.0023917 | 0.0012887 | 0.003122 | 0.0038573 | 0.00017585 | 9.2678e-06 | 1.1827e-05 | 0.010857 |  | 2376.666 | 1122.8599 | 2297.7751 | 5532.9039 | 52.5241 | 5.1845 | 0.72069 | 11388.6342 | 2552 | 4
2004 | 4 | 16 | 7 | 0.0035399 | 0.0013494 | 0.0035029 | 0.0039084 | 0 | 0 | 1.1827e-05 | 0.012312 |  | 3517.7369 | 1175.6888 | 2578.1401 | 5606.2137 | 0 | 0 | 0.72069 | 12878.5002 | 2553 | 4
2004 | 4 | 16 | 8 | 0.0035133 | 0.0014954 | 0.0037304 | 0.0038785 | 0 | 0 | 1.1827e-05 | 0.012629 |  | 3491.235 | 1302.9415 | 2745.5599 | 5563.3075 | 0 | 0 | 0.72069 | 13103.7647 | 2554 | 4
2004 | 4 | 16 | 9 | 0.0032488 | 0.0016023 | 0.0038494 | 0.0036627 | 0 | 0 | 1.1827e-05 | 0.012375 |  | 3228.4738 | 1396.0531 | 2833.115 | 5253.7771 | 0 | 0 | 0.72069 | 12712.1397 | 2555 | 4
2004 | 4 | 16 | 10 | 0.00303 | 0.0017263 | 0.0038903 | 0.0033739 | 0 | 0 | 1.1827e-05 | 0.012032 |  | 3010.998 | 1504.111 | 2863.2104 | 4839.4913 | 0 | 0 | 0.72069 | 12218.5313 | 2556 | 4
2004 | 4 | 16 | 11 | 0.0029757 | 0.001703 | 0.0038399 | 0.0036979 | 0 | 0 | 1.1827e-05 | 0.012228 |  | 2957.0851 | 1483.8388 | 2826.1346 | 5304.2605 | 0 | 0 | 0.72069 | 12572.0396 | 2557 | 4
2004 | 4 | 16 | 12 | 0.0031519 | 0.0015693 | 0.0038546 | 0.00385 | 0 | 0 | 1.1827e-05 | 0.012438 |  | 3132.104 | 1367.3652 | 2836.9338 | 5522.3904 | 0 | 0 | 0.72069 | 12859.5142 | 2558 | 4
2004 | 4 | 16 | 13 | 0.0026611 | 0.0016097 | 0.0039135 | 0.0038523 | 0 | 0 | 1.1827e-05 | 0.012048 |  | 2644.4003 | 1402.5557 | 2880.2773 | 5525.7055 | 0 | 0 | 0.72069 | 12453.6595 | 2559 | 4
2004 | 4 | 16 | 14 | 0.0025522 | 0.0016153 | 0.0037882 | 0.0039355 | 0 | 0 | 1.1827e-05 | 0.011903 |  | 2536.1699 | 1407.4336 | 2788.0649 | 5645.0471 | 0 | 0 | 0.72069 | 12377.4363 | 2560 | 4
2004 | 4 | 16 | 15 | 0.0026992 | 0.0015333 | 0.0037396 | 0.0038929 | 0 | 0 | 1.1827e-05 | 0.011877 |  | 2682.2984 | 1335.9605 | 2752.3109 | 5583.9555 | 0 | 0 | 0.72069 | 12355.2461 | 2561 | 4
2004 | 4 | 16 | 16 | 0.0032501 | 0.0014007 | 0.0036267 | 0.0039519 | 0 | 0 | 1.1827e-05 | 0.012241 |  | 3229.6803 | 1220.4464 | 2669.2557 | 5668.6312 | 0 | 0 | 0.72069 | 12788.7343 | 2562 | 4
2004 | 4 | 16 | 17 | 0.0036842 | 0.0013143 | 0.003628 | 0.0038366 | 0 | 0 | 1.1827e-05 | 0.012475 |  | 3661.0683 | 1145.1293 | 2670.1518 | 5503.2579 | 0 | 0 | 0.72069 | 12980.328 | 2563 | 4
2004 | 4 | 16 | 18 | 0.0041525 | 0.0011524 | 0.0035326 | 0.0035482 | 0 | 0 | 1.1827e-05 | 0.012398 |  | 4126.4726 | 1004.1184 | 2599.954 | 5089.5403 | 0 | 0 | 0.72069 | 12820.8061 | 2564 | 4
2004 | 4 | 16 | 19 | 0.0043194 | 0.0010454 | 0.0034946 | 0.0036118 | 4.3962e-05 | 2.317e-06 | 1.1827e-05 | 0.012529 |  | 4292.3033 | 910.809 | 2572.0366 | 5180.7514 | 13.131 | 1.2961 | 0.72069 | 12971.0481 | 2565 | 4
2004 | 4 | 16 | 20 | 0.0044976 | 0.0010162 | 0.0034359 | 0.0036546 | 0.00017585 | 9.2678e-06 | 1.1827e-05 | 0.012801 |  | 4469.4332 | 885.4026 | 2528.7867 | 5242.2218 | 52.5241 | 5.1845 | 0.72069 | 13184.2736 | 2566 | 4
2004 | 4 | 16 | 21 | 0.0049894 | 0.00084772 | 0.0033294 | 0.0036229 | 0.00017585 | 9.2678e-06 | 1.1827e-05 | 0.012986 |  | 4958.0869 | 738.6162 | 2450.414 | 5196.7584 | 52.5241 | 5.1845 | 0.72069 | 13402.3048 | 2567 | 4
2004 | 4 | 16 | 22 | 0.0042042 | 0.00099067 | 0.0031073 | 0.0033816 | 0.00017585 | 9.2678e-06 | 1.1827e-05 | 0.011881 |  | 4177.8341 | 863.1648 | 2286.9806 | 4850.573 | 52.5241 | 5.1845 | 0.72069 | 12236.9818 | 2568 | 4
2004 | 4 | 16 | 23 | 0.0037145 | 0.0010215 | 0.0029619 | 0.0021304 | 0.00017585 | 9.2678e-06 | 1.1827e-05 | 0.010025 |  | 3691.18 | 890.0494 | 2179.9332 | 3055.9027 | 52.5241 | 5.1845 | 0.72069 | 9875.4946 | 2569 | 4
2004 | 4 | 16 | 24 | 0.0024868 | 0.0012874 | 0.0028143 | 0.0018899 | 0.00017585 | 9.2678e-06 | 1.1827e-05 | 0.0086754 |  | 2471.1929 | 1121.6695 | 2071.3271 | 2710.9486 | 52.5241 | 5.1845 | 0.72069 | 8433.5674 | 2570 | 4
2004 | 4 | 17 | 1 | 0.0018828 | 0.0014936 | 0.0026547 | 0.0018724 | 0.00017585 | 9.2678e-06 | 1.1827e-05 | 0.0081005 |  | 1870.9911 | 1301.3255 | 1953.8516 | 2685.849 | 52.5241 | 5.1845 | 0.72069 | 7870.4465 | 2571 | 4
2004 | 4 | 17 | 2 | 0.0016336 | 0.0015382 | 0.0026771 | 0.0018736 | 0.00017585 | 9.2678e-06 | 1.1827e-05 | 0.0079195 |  | 1623.3957 | 1340.2564 | 1970.3222 | 2687.5539 | 52.5241 | 5.1845 | 0.72069 | 7679.9575 | 2572 | 4
2004 | 4 | 17 | 3 | 0.0015489 | 0.0015525 | 0.0026396 | 0.0018801 | 0.00017585 | 9.2678e-06 | 1.1827e-05 | 0.007818 |  | 1539.154 | 1352.6784 | 1942.7533 | 2696.836 | 52.5241 | 5.1845 | 0.72069 | 7589.851 | 2573 | 4
2004 | 4 | 17 | 4 | 0.0016469 | 0.001555 | 0.0026097 | 0.0018564 | 0.00017585 | 9.2678e-06 | 1.1827e-05 | 0.007865 |  | 1636.6033 | 1354.8876 | 1920.7182 | 2662.8331 | 52.5241 | 5.1845 | 0.72069 | 7633.4715 | 2574 | 4
2004 | 4 | 17 | 5 | 0.0017112 | 0.0015632 | 0.0025899 | 0.0018641 | 0.00017585 | 9.2678e-06 | 1.1827e-05 | 0.0079254 |  | 1700.5172 | 1362.0201 | 1906.1492 | 2673.8201 | 52.5241 | 5.1845 | 0.72069 | 7700.9359 | 2575 | 4
2004 | 4 | 17 | 6 | 0.0020115 | 0.0014831 | 0.0025999 | 0.0020071 | 0.00017585 | 9.2678e-06 | 1.1827e-05 | 0.0082986 |  | 1998.9128 | 1292.1788 | 1913.543 | 2878.974 | 52.5241 | 5.1845 | 0.72069 | 8142.0379 | 2576 | 4
2004 | 4 | 17 | 7 | 0.0026266 | 0.0014776 | 0.0027238 | 0.0021406 | 0 | 0 | 1.1827e-05 | 0.0089804 |  | 2610.0861 | 1287.4009 | 2004.7162 | 3070.4889 | 0 | 0 | 0.72069 | 8973.4128 | 2577 | 4
2004 | 4 | 17 | 8 | 0.0031021 | 0.001515 | 0.0028427 | 0.0021679 | 0 | 0 | 1.1827e-05 | 0.0096394 |  | 3082.6122 | 1319.9849 | 2092.213 | 3109.6064 | 0 | 0 | 0.72069 | 9605.1372 | 2578 | 4
2004 | 4 | 17 | 9 | 0.0032514 | 0.0016095 | 0.0028567 | 0.0021408 | 0 | 0 | 1.1827e-05 | 0.0098702 |  | 3230.9999 | 1402.3312 | 2102.5476 | 3070.773 | 0 | 0 | 0.72069 | 9807.3724 | 2579 | 4
2004 | 4 | 17 | 10 | 0.0038455 | 0.0016027 | 0.0021175 | 0.0017534 | 0 | 0 | 1.1827e-05 | 0.0093309 |  | 3821.4148 | 1396.4467 | 1558.432 | 2515.0768 | 0 | 0 | 0.72069 | 9292.091 | 2580 | 4
2004 | 4 | 17 | 11 | 0.0046636 | 0.001433 | 0.0018883 | 0.0016133 | 0 | 0 | 1.1827e-05 | 0.00961 |  | 4634.3532 | 1248.529 | 1389.75 | 2314.1852 | 0 | 0 | 0.72069 | 9587.5381 | 2581 | 4
2004 | 4 | 17 | 12 | 0.0041756 | 0.0014193 | 0.0024994 | 0.0020024 | 0 | 0 | 1.1827e-05 | 0.010109 |  | 4149.4274 | 1236.6531 | 1839.5546 | 2872.2492 | 0 | 0 | 0.72069 | 10098.605 | 2582 | 4
2004 | 4 | 17 | 13 | 0.0041198 | 0.0013298 | 0.0026425 | 0.0020812 | 0 | 0 | 1.1827e-05 | 0.010185 |  | 4093.9281 | 1158.6192 | 1944.8502 | 2985.3396 | 0 | 0 | 0.72069 | 10183.4577 | 2583 | 4
2004 | 4 | 17 | 14 | 0.003769 | 0.0013833 | 0.0026044 | 0.0020698 | 0 | 0 | 1.1827e-05 | 0.0098384 |  | 3745.4001 | 1205.288 | 1916.8098 | 2968.9538 | 0 | 0 | 0.72069 | 9837.1724 | 2584 | 4
2004 | 4 | 17 | 15 | 0.0034736 | 0.0014585 | 0.0026276 | 0.002075 | 0 | 0 | 1.1827e-05 | 0.0096465 |  | 3451.8282 | 1270.7677 | 1933.8979 | 2976.3416 | 0 | 0 | 0.72069 | 9633.5561 | 2585 | 4
2004 | 4 | 17 | 16 | 0.00389 | 0.0013795 | 0.002637 | 0.0020905 | 0 | 0 | 1.1827e-05 | 0.010009 |  | 3865.5964 | 1201.9355 | 1940.7791 | 2998.6945 | 0 | 0 | 0.72069 | 10007.7262 | 2586 | 4
2004 | 4 | 17 | 17 | 0.0041209 | 0.0013791 | 0.0026347 | 0.0020644 | 0 | 0 | 1.1827e-05 | 0.010211 |  | 4095.0932 | 1201.624 | 1939.0941 | 2961.1871 | 0 | 0 | 0.72069 | 10197.7192 | 2587 | 4
2004 | 4 | 17 | 18 | 0.0048206 | 0.0010786 | 0.0026203 | 0.0020837 | 0 | 0 | 1.1827e-05 | 0.010615 |  | 4790.357 | 939.7777 | 1928.5363 | 2988.9388 | 0 | 0 | 0.72069 | 10648.3305 | 2588 | 4
2004 | 4 | 17 | 19 | 0.0047344 | 0.0010531 | 0.0025901 | 0.0020888 | 4.3962e-05 | 2.317e-06 | 1.1827e-05 | 0.010525 |  | 4704.7151 | 917.5814 | 1906.3081 | 2996.1371 | 13.131 | 1.2961 | 0.72069 | 10539.8897 | 2589 | 4
2004 | 4 | 17 | 20 | 0.0048958 | 0.0010098 | 0.0025713 | 0.0020421 | 0.00017585 | 9.2678e-06 | 1.1827e-05 | 0.010716 |  | 4865.0925 | 879.8759 | 1892.4572 | 2929.1733 | 52.5241 | 5.1845 | 0.72069 | 10625.0281 | 2590 | 4
2004 | 4 | 17 | 21 | 0.0051662 | 0.00099451 | 0.0025455 | 0.0020412 | 0.00017585 | 9.2678e-06 | 1.1827e-05 | 0.010944 |  | 5133.764 | 866.5136 | 1873.4703 | 2927.9419 | 52.5241 | 5.1845 | 0.72069 | 10860.1191 | 2591 | 4
2004 | 4 | 17 | 22 | 0.0043884 | 0.0010998 | 0.0024507 | 0.0019434 | 0.00017585 | 9.2678e-06 | 1.1827e-05 | 0.010079 |  | 4360.8921 | 958.2137 | 1803.6939 | 2787.6682 | 52.5241 | 5.1845 | 0.72069 | 9968.8972 | 2592 | 4
2004 | 4 | 17 | 23 | 0.0033968 | 0.0013032 | 0.0023219 | 0.0018015 | 0.00017585 | 9.2678e-06 | 1.1827e-05 | 0.0090203 |  | 3375.5233 | 1135.4449 | 1708.9093 | 2584.0298 | 52.5241 | 5.1845 | 0.72069 | 8862.3366 | 2593 | 4
2004 | 4 | 17 | 24 | 0.0027671 | 0.0012956 | 0.0022318 | 0.0017458 | 0.00017585 | 9.2678e-06 | 1.1827e-05 | 0.0082372 |  | 2749.7216 | 1128.8729 | 1642.5871 | 2504.1846 | 52.5241 | 5.1845 | 0.72069 | 8083.7955 | 2594 | 4
2004 | 4 | 18 | 1 | 0.0022493 | 0.0016385 | 0.0022113 | 0.0017282 | 0.00017585 | 9.2678e-06 | 1.1827e-05 | 0.0080242 |  | 2235.2333 | 1427.5735 | 1627.5141 | 2478.8955 | 52.5241 | 5.1845 | 0.72069 | 7827.6457 | 2595 | 4
2004 | 4 | 18 | 2 | 0.0017425 | 0.0017066 | 0.00219 | 0.0017167 | 0.00017585 | 9.2678e-06 | 1.1827e-05 | 0.0075527 |  | 1731.5398 | 1486.9765 | 1611.8136 | 2462.415 | 52.5241 | 5.1845 | 0.72069 | 7351.1743 | 2596 | 4
2004 | 4 | 18 | 3 | 0.001735 | 0.0017091 | 0.0021603 | 0.0017426 | 0.00017585 | 9.2678e-06 | 1.1827e-05 | 0.007544 |  | 1724.1365 | 1489.1726 | 1589.9656 | 2499.6382 | 52.5241 | 5.1845 | 0.72069 | 7361.3422 | 2597 | 4
2004 | 4 | 18 | 4 | 0.0014621 | 0.0017223 | 0.0021718 | 0.0017619 | 0.00017585 | 9.2678e-06 | 1.1827e-05 | 0.007315 |  | 1452.9543 | 1500.6082 | 1598.3996 | 2527.2952 | 52.5241 | 5.1845 | 0.72069 | 7137.6866 | 2598 | 4
2004 | 4 | 18 | 5 | 0.0016585 | 0.0016888 | 0.0021666 | 0.0017553 | 0.00017585 | 9.2678e-06 | 1.1827e-05 | 0.0074663 |  | 1648.1235 | 1471.474 | 1594.6353 | 2517.8236 | 52.5241 | 5.1845 | 0.72069 | 7290.4858 | 2599 | 4
2004 | 4 | 18 | 6 | 0.0018732 | 0.0016177 | 0.002203 | 0.0018249 | 0.00017585 | 9.2678e-06 | 1.1827e-05 | 0.0077158 |  | 1861.4134 | 1409.5194 | 1621.4097 | 2617.6538 | 52.5241 | 5.1845 | 0.72069 | 7568.4255 | 2600 | 4
2004 | 4 | 18 | 7 | 0.0025492 | 0.001579 | 0.002264 | 0.00196 | 0 | 0 | 1.1827e-05 | 0.008364 |  | 2533.1918 | 1375.8029 | 1666.2862 | 2811.4418 | 0 | 0 | 0.72069 | 8387.4435 | 2601 | 4
2004 | 4 | 18 | 8 | 0.0032522 | 0.001555 | 0.0024344 | 0.0021098 | 0 | 0 | 1.1827e-05 | 0.0093632 |  | 3231.8084 | 1354.8213 | 1791.7307 | 3026.2567 | 0 | 0 | 0.72069 | 9405.3377 | 2602 | 4
2004 | 4 | 18 | 9 | 0.0037784 | 0.0017049 | 0.0024871 | 0.0021391 | 0 | 0 | 1.1827e-05 | 0.010121 |  | 3754.7255 | 1485.4783 | 1830.4836 | 3068.4051 | 0 | 0 | 0.72069 | 10139.8132 | 2603 | 4
2004 | 4 | 18 | 10 | 0.0039198 | 0.0017536 | 0.002499 | 0.002125 | 0 | 0 | 1.1827e-05 | 0.010309 |  | 3895.1776 | 1527.8668 | 1839.2111 | 3048.136 | 0 | 0 | 0.72069 | 10311.1122 | 2604 | 4
2004 | 4 | 18 | 11 | 0.0037441 | 0.0018327 | 0.002518 | 0.0021186 | 0 | 0 | 1.1827e-05 | 0.010225 |  | 3720.6504 | 1596.8603 | 1853.2523 | 3038.9486 | 0 | 0 | 0.72069 | 10210.4323 | 2605 | 4
2004 | 4 | 18 | 12 | 0.0042466 | 0.0016998 | 0.0025495 | 0.0021168 | 0 | 0 | 1.1827e-05 | 0.010624 |  | 4219.9551 | 1480.9902 | 1876.4093 | 3036.2965 | 0 | 0 | 0.72069 | 10614.3718 | 2606 | 4
2004 | 4 | 18 | 13 | 0.0036528 | 0.0017436 | 0.0025422 | 0.0020729 | 0 | 0 | 1.1827e-05 | 0.010023 |  | 3629.8556 | 1519.2217 | 1871.0607 | 2973.3107 | 0 | 0 | 0.72069 | 9994.1694 | 2607 | 4
2004 | 4 | 18 | 14 | 0.0034663 | 0.0017189 | 0.0025837 | 0.0021449 | 0 | 0 | 1.1827e-05 | 0.0099257 |  | 3444.5852 | 1497.7025 | 1901.5717 | 3076.6454 | 0 | 0 | 0.72069 | 9921.2255 | 2608 | 4
2004 | 4 | 18 | 15 | 0.0035859 | 0.001633 | 0.0025776 | 0.0021135 | 0 | 0 | 1.1827e-05 | 0.0099218 |  | 3563.4205 | 1422.7879 | 1897.1174 | 3031.6555 | 0 | 0 | 0.72069 | 9915.702 | 2609 | 4
2004 | 4 | 18 | 16 | 0.0039127 | 0.0015626 | 0.0025901 | 0.0020454 | 0 | 0 | 1.1827e-05 | 0.010123 |  | 3888.1995 | 1361.4972 | 1906.2593 | 2933.909 | 0 | 0 | 0.72069 | 10090.5857 | 2610 | 4
2004 | 4 | 18 | 17 | 0.0043374 | 0.0015003 | 0.0025359 | 0.0020236 | 0 | 0 | 1.1827e-05 | 0.010409 |  | 4310.1752 | 1307.2317 | 1866.3758 | 2902.6529 | 0 | 0 | 0.72069 | 10387.1563 | 2611 | 4
2004 | 4 | 18 | 18 | 0.0046797 | 0.0013343 | 0.0025001 | 0.0020107 | 0 | 0 | 1.1827e-05 | 0.010537 |  | 4650.3838 | 1162.5929 | 1840.088 | 2884.1834 | 0 | 0 | 0.72069 | 10537.9687 | 2612 | 4
2004 | 4 | 18 | 19 | 0.0045721 | 0.0013714 | 0.0024227 | 0.0020226 | 4.3962e-05 | 2.317e-06 | 1.1827e-05 | 0.010447 |  | 4543.4201 | 1194.91 | 1783.0623 | 2901.2322 | 13.131 | 1.2961 | 0.72069 | 10437.7724 | 2613 | 4
2004 | 4 | 18 | 20 | 0.0048349 | 0.0013189 | 0.0024524 | 0.0020731 | 0.00017585 | 9.2678e-06 | 1.1827e-05 | 0.010876 |  | 4804.5706 | 1149.1841 | 1804.9379 | 2973.6896 | 52.5241 | 5.1845 | 0.72069 | 10790.8115 | 2614 | 4
2004 | 4 | 18 | 21 | 0.004926 | 0.0012288 | 0.0024499 | 0.0021593 | 0.00017585 | 9.2678e-06 | 1.1827e-05 | 0.010961 |  | 4895.0703 | 1070.6116 | 1803.1275 | 3097.2934 | 52.5241 | 5.1845 | 0.72069 | 10924.532 | 2615 | 4
2004 | 4 | 18 | 22 | 0.0042121 | 0.0012963 | 0.0023819 | 0.0023316 | 0.00017585 | 9.2678e-06 | 1.1827e-05 | 0.010419 |  | 4185.6925 | 1129.4249 | 1753.0355 | 3344.4062 | 52.5241 | 5.1845 | 0.72069 | 10470.9884 | 2616 | 4
2004 | 4 | 18 | 23 | 0.0030671 | 0.0012614 | 0.0025979 | 0.0033098 | 0.00017585 | 9.2678e-06 | 1.1827e-05 | 0.010433 |  | 3047.8258 | 1099.0725 | 1912.0702 | 4747.5225 | 52.5241 | 5.1845 | 0.72069 | 10864.9203 | 2617 | 4
2004 | 4 | 18 | 24 | 0.0023993 | 0.0013546 | 0.0027241 | 0.0037419 | 0.00017585 | 9.2678e-06 | 1.1827e-05 | 0.010417 |  | 2384.2746 | 1180.2912 | 2004.9321 | 5367.3411 | 52.5241 | 5.1845 | 0.72069 | 10995.2683 | 2618 | 4
2004 | 4 | 19 | 1 | 0.0017322 | 0.0013293 | 0.0027185 | 0.0036706 | 0.00017585 | 9.2678e-06 | 1.1827e-05 | 0.0096475 |  | 1721.3249 | 1158.1708 | 2000.8065 | 5265.143 | 52.5241 | 5.1845 | 0.72069 | 10203.8745 | 2619 | 4
2004 | 4 | 19 | 2 | 0.001548 | 0.0013602 | 0.0027647 | 0.0038136 | 0.00017585 | 9.2678e-06 | 1.1827e-05 | 0.0096835 |  | 1538.3114 | 1185.177 | 2034.8104 | 5470.2022 | 52.5241 | 5.1845 | 0.72069 | 10286.9303 | 2620 | 4
2004 | 4 | 19 | 3 | 0.0013876 | 0.0014144 | 0.0027625 | 0.003852 | 0.00017585 | 9.2678e-06 | 1.1827e-05 | 0.0096134 |  | 1378.9184 | 1232.3363 | 2033.1754 | 5525.3266 | 52.5241 | 5.1845 | 0.72069 | 10228.1859 | 2621 | 4
2004 | 4 | 19 | 4 | 0.0014814 | 0.0013924 | 0.0028245 | 0.0038507 | 0.00017585 | 9.2678e-06 | 1.1827e-05 | 0.009746 |  | 1472.134 | 1213.1787 | 2078.8261 | 5523.527 | 52.5241 | 5.1845 | 0.72069 | 10346.095 | 2622 | 4
2004 | 4 | 19 | 5 | 0.0015016 | 0.0013999 | 0.0027934 | 0.003778 | 0.00017585 | 9.2678e-06 | 1.1827e-05 | 0.0096698 |  | 1492.1904 | 1219.6967 | 2055.8944 | 5419.2452 | 52.5241 | 5.1845 | 0.72069 | 10245.4561 | 2623 | 4
2004 | 4 | 19 | 6 | 0.0020855 | 0.0012537 | 0.0030808 | 0.0037604 | 0.00017585 | 9.2678e-06 | 1.1827e-05 | 0.010377 |  | 2072.4743 | 1092.3822 | 2267.4733 | 5393.9561 | 52.5241 | 5.1845 | 0.72069 | 10884.7152 | 2624 | 4
2004 | 4 | 19 | 7 | 0.0028451 | 0.0012965 | 0.0034268 | 0.0039429 | 0 | 0 | 1.1827e-05 | 0.011523 |  | 2827.2693 | 1129.618 | 2522.072 | 5655.7499 | 0 | 0 | 0.72069 | 12135.4299 | 2625 | 4
2004 | 4 | 19 | 8 | 0.0032111 | 0.0013282 | 0.0035378 | 0.0041544 | 0 | 0 | 1.1827e-05 | 0.012243 |  | 3190.9232 | 1157.25 | 2603.763 | 5959.1239 | 0 | 0 | 0.72069 | 12911.7807 | 2626 | 4
2004 | 4 | 19 | 9 | 0.0031574 | 0.0016175 | 0.0034932 | 0.0042073 | 0 | 0 | 1.1827e-05 | 0.012487 |  | 3137.6191 | 1409.2931 | 2570.9918 | 6034.991 | 0 | 0 | 0.72069 | 13153.6158 | 2627 | 4
2004 | 4 | 19 | 10 | 0.0028649 | 0.0017014 | 0.0036914 | 0.0041854 | 0 | 0 | 1.1827e-05 | 0.012455 |  | 2846.961 | 1482.3946 | 2716.8702 | 6003.5454 | 0 | 0 | 0.72069 | 13050.4919 | 2628 | 4
2004 | 4 | 19 | 11 | 0.0031437 | 0.0016211 | 0.0037217 | 0.0041038 | 0 | 0 | 1.1827e-05 | 0.012602 |  | 3124.0359 | 1412.4845 | 2739.1345 | 5886.477 | 0 | 0 | 0.72069 | 13162.8526 | 2629 | 4
2004 | 4 | 19 | 12 | 0.0029685 | 0.0015748 | 0.0038141 | 0.0039693 | 0 | 0 | 1.1827e-05 | 0.012339 |  | 2949.8464 | 1372.1214 | 2807.1614 | 5693.6362 | 0 | 0 | 0.72069 | 12823.4861 | 2630 | 4
2004 | 4 | 19 | 13 | 0.0032985 | 0.0014336 | 0.0037991 | 0.0040666 | 0 | 0 | 1.1827e-05 | 0.01261 |  | 3277.8104 | 1249.1306 | 2796.124 | 5833.1522 | 0 | 0 | 0.72069 | 13156.9378 | 2631 | 4
2004 | 4 | 19 | 14 | 0.0030251 | 0.0015212 | 0.0037478 | 0.0039635 | 0 | 0 | 1.1827e-05 | 0.012269 |  | 3006.1678 | 1325.4248 | 2758.3733 | 5685.2065 | 0 | 0 | 0.72069 | 12775.8931 | 2632 | 4
2004 | 4 | 19 | 15 | 0.0031933 | 0.0014185 | 0.0037406 | 0.0039634 | 0 | 0 | 1.1827e-05 | 0.012328 |  | 3173.2793 | 1235.9456 | 2753.0622 | 5685.1118 | 0 | 0 | 0.72069 | 12848.1195 | 2633 | 4
2004 | 4 | 19 | 16 | 0.003661 | 0.0013793 | 0.0035106 | 0.0038743 | 0 | 0 | 1.1827e-05 | 0.012437 |  | 3638.0875 | 1201.8 | 2583.8098 | 5557.2458 | 0 | 0 | 0.72069 | 12981.6637 | 2634 | 4
2004 | 4 | 19 | 17 | 0.003907 | 0.0014797 | 0.0034518 | 0.0039503 | 0 | 0 | 1.1827e-05 | 0.012801 |  | 3882.5385 | 1289.2136 | 2540.5146 | 5666.2634 | 0 | 0 | 0.72069 | 13379.2507 | 2635 | 4
2004 | 4 | 19 | 18 | 0.004305 | 0.0011885 | 0.0033515 | 0.0041198 | 0 | 0 | 1.1827e-05 | 0.012977 |  | 4278.0054 | 1035.5574 | 2466.7112 | 5909.4929 | 0 | 0 | 0.72069 | 13690.4877 | 2636 | 4
2004 | 4 | 19 | 19 | 0.0039479 | 0.0012142 | 0.0033596 | 0.0040949 | 4.3962e-05 | 2.317e-06 | 1.1827e-05 | 0.012675 |  | 3923.1116 | 1057.9293 | 2472.6416 | 5873.6904 | 13.131 | 1.2961 | 0.72069 | 13342.5208 | 2637 | 4
2004 | 4 | 19 | 20 | 0.0045799 | 0.0010534 | 0.0033651 | 0.0040556 | 0.00017585 | 9.2678e-06 | 1.1827e-05 | 0.013251 |  | 4551.139 | 917.8572 | 2476.6566 | 5817.3347 | 52.5241 | 5.1845 | 0.72069 | 13821.4167 | 2638 | 4
2004 | 4 | 19 | 21 | 0.0050959 | 0.00083854 | 0.0032909 | 0.0040261 | 0.00017585 | 9.2678e-06 | 1.1827e-05 | 0.013448 |  | 5063.932 | 730.6173 | 2422.1031 | 5775.0915 | 52.5241 | 5.1845 | 0.72069 | 14050.1733 | 2639 | 4
2004 | 4 | 19 | 22 | 0.003984 | 0.0010267 | 0.0032112 | 0.0041025 | 0.00017585 | 9.2678e-06 | 1.1827e-05 | 0.012521 |  | 3959.0627 | 894.5383 | 2363.4181 | 5884.6774 | 52.5241 | 5.1845 | 0.72069 | 13160.1258 | 2640 | 4
2004 | 4 | 19 | 23 | 0.0032912 | 0.001005 | 0.0031033 | 0.0038166 | 0.00017585 | 9.2678e-06 | 1.1827e-05 | 0.011413 |  | 3270.5368 | 875.6229 | 2284.0045 | 5474.5591 | 52.5241 | 5.1845 | 0.72069 | 11963.1526 | 2641 | 4
2004 | 4 | 19 | 24 | 0.0021552 | 0.0012643 | 0.0029924 | 0.0036701 | 0.00017585 | 9.2678e-06 | 1.1827e-05 | 0.010279 |  | 2141.6602 | 1101.5433 | 2202.3926 | 5264.48 | 52.5241 | 5.1845 | 0.72069 | 10768.5054 | 2642 | 4
2004 | 4 | 20 | 1 | 0.0016318 | 0.0014464 | 0.0029384 | 0.0039153 | 0.00017585 | 9.2678e-06 | 1.1827e-05 | 0.010129 |  | 1621.5883 | 1260.2708 | 2162.6521 | 5616.1588 | 52.5241 | 5.1845 | 0.72069 | 10719.0993 | 2643 | 4
2004 | 4 | 20 | 2 | 0.001345 | 0.0014719 | 0.0029371 | 0.0040641 | 0.00017585 | 9.2678e-06 | 1.1827e-05 | 0.010015 |  | 1336.6022 | 1282.4307 | 2161.6934 | 5829.553 | 52.5241 | 5.1845 | 0.72069 | 10668.7086 | 2644 | 4
2004 | 4 | 20 | 3 | 0.0012443 | 0.0014885 | 0.0028691 | 0.0040463 | 0.00017585 | 9.2678e-06 | 1.1827e-05 | 0.0098451 |  | 1236.4938 | 1296.8935 | 2111.6743 | 5803.9798 | 52.5241 | 5.1845 | 0.72069 | 10507.4707 | 2645 | 4
2004 | 4 | 20 | 4 | 0.0013621 | 0.0014442 | 0.0029007 | 0.0040039 | 0.00017585 | 9.2678e-06 | 1.1827e-05 | 0.0099078 |  | 1353.5747 | 1258.289 | 2134.8823 | 5743.2671 | 52.5241 | 5.1845 | 0.72069 | 10548.4424 | 2646 | 4
2004 | 4 | 20 | 5 | 0.0014602 | 0.0015056 | 0.0028766 | 0.0040528 | 0.00017585 | 9.2678e-06 | 1.1827e-05 | 0.010092 |  | 1451.0766 | 1311.786 | 2117.1284 | 5813.3566 | 52.5241 | 5.1845 | 0.72069 | 10751.7769 | 2647 | 4
2004 | 4 | 20 | 6 | 0.0019511 | 0.0014481 | 0.0030468 | 0.0039864 | 0.00017585 | 9.2678e-06 | 1.1827e-05 | 0.010629 |  | 1938.8733 | 1261.6892 | 2242.4121 | 5718.1675 | 52.5241 | 5.1845 | 0.72069 | 11219.5715 | 2648 | 4
2004 | 4 | 20 | 7 | 0.0030988 | 0.0014101 | 0.0033684 | 0.0041545 | 0 | 0 | 1.1827e-05 | 0.012044 |  | 3079.3773 | 1228.6045 | 2479.1486 | 5959.2186 | 0 | 0 | 0.72069 | 12747.0697 | 2649 | 4
2004 | 4 | 20 | 8 | 0.0031893 | 0.0015841 | 0.0035906 | 0.0042141 | 0 | 0 | 1.1827e-05 | 0.01259 |  | 3169.3164 | 1380.2196 | 2642.6536 | 6044.7467 | 0 | 0 | 0.72069 | 13237.657 | 2650 | 4
2004 | 4 | 20 | 9 | 0.0028769 | 0.0018113 | 0.003599 | 0.0041806 | 0 | 0 | 1.1827e-05 | 0.01248 |  | 2858.8856 | 1578.2185 | 2648.8047 | 5996.7259 | 0 | 0 | 0.72069 | 13083.3554 | 2651 | 4
2004 | 4 | 20 | 10 | 0.0025126 | 0.0019204 | 0.0037299 | 0.004204 | 0 | 0 | 1.1827e-05 | 0.012379 |  | 2496.8706 | 1673.2558 | 2745.2063 | 6030.2552 | 0 | 0 | 0.72069 | 12946.3087 | 2652 | 4
2004 | 4 | 20 | 11 | 0.0027416 | 0.0018565 | 0.0037643 | 0.0041583 | 0 | 0 | 1.1827e-05 | 0.012533 |  | 2724.451 | 1617.5635 | 2770.4929 | 5964.6174 | 0 | 0 | 0.72069 | 13077.8454 | 2653 | 4
2004 | 4 | 20 | 12 | 0.0028487 | 0.0017748 | 0.0036851 | 0.0042448 | 0 | 0 | 1.1827e-05 | 0.012565 |  | 2830.812 | 1546.335 | 2712.2158 | 6088.7894 | 0 | 0 | 0.72069 | 13178.873 | 2654 | 4
2004 | 4 | 20 | 13 | 0.0027369 | 0.0017239 | 0.0037439 | 0.0040615 | 0 | 0 | 1.1827e-05 | 0.012278 |  | 2719.7817 | 1501.9819 | 2755.4758 | 5825.8591 | 0 | 0 | 0.72069 | 12803.8191 | 2655 | 4
2004 | 4 | 20 | 14 | 0.0023319 | 0.0018215 | 0.0036962 | 0.0040949 | 0 | 0 | 1.1827e-05 | 0.011956 |  | 2317.2689 | 1587.0305 | 2720.3821 | 5873.6904 | 0 | 0 | 0.72069 | 12499.0926 | 2656 | 4
2004 | 4 | 20 | 15 | 0.0024722 | 0.0017612 | 0.0036129 | 0.0041906 | 0 | 0 | 1.1827e-05 | 0.012049 |  | 2456.6637 | 1534.5453 | 2659.0737 | 6011.028 | 0 | 0 | 0.72069 | 12662.0314 | 2657 | 4
2004 | 4 | 20 | 16 | 0.0030714 | 0.0016159 | 0.0034907 | 0.0042059 | 0 | 0 | 1.1827e-05 | 0.012396 |  | 3052.1587 | 1407.9676 | 2569.1384 | 6032.9073 | 0 | 0 | 0.72069 | 13062.8927 | 2658 | 4
2004 | 4 | 20 | 17 | 0.003411 | 0.0015822 | 0.003467 | 0.0040312 | 0 | 0 | 1.1827e-05 | 0.012503 |  | 3389.6438 | 1378.521 | 2551.7138 | 5782.3846 | 0 | 0 | 0.72069 | 13102.984 | 2659 | 4
2004 | 4 | 20 | 18 | 0.003764 | 0.0015129 | 0.0033699 | 0.0038944 | 0 | 0 | 1.1827e-05 | 0.012553 |  | 3740.4295 | 1318.2133 | 2480.2178 | 5586.134 | 0 | 0 | 0.72069 | 13125.7153 | 2660 | 4
2004 | 4 | 20 | 19 | 0.004087 | 0.0013114 | 0.0033607 | 0.0036974 | 4.3962e-05 | 2.317e-06 | 1.1827e-05 | 0.012515 |  | 4061.3553 | 1142.6539 | 2473.4831 | 5303.5975 | 13.131 | 1.2961 | 0.72069 | 12996.2376 | 2661 | 4
2004 | 4 | 20 | 20 | 0.0044759 | 0.0011815 | 0.0033928 | 0.0037866 | 0.00017585 | 9.2678e-06 | 1.1827e-05 | 0.013034 |  | 4447.861 | 1029.3958 | 2497.0543 | 5431.4635 | 52.5241 | 5.1845 | 0.72069 | 13464.2039 | 2662 | 4
2004 | 4 | 20 | 21 | 0.0048314 | 0.0010378 | 0.0033664 | 0.0040274 | 0.00017585 | 9.2678e-06 | 1.1827e-05 | 0.01346 |  | 4801.1453 | 904.2669 | 2477.62 | 5776.8911 | 52.5241 | 5.1845 | 0.72069 | 14018.3526 | 2663 | 4
2004 | 4 | 20 | 22 | 0.0041387 | 0.0011048 | 0.0032608 | 0.0040539 | 0.00017585 | 9.2678e-06 | 1.1827e-05 | 0.012755 |  | 4112.7117 | 962.6105 | 2399.9212 | 5814.9668 | 52.5241 | 5.1845 | 0.72069 | 13348.6394 | 2664 | 4
2004 | 4 | 20 | 23 | 0.0033265 | 0.0012292 | 0.0031521 | 0.0040689 | 0.00017585 | 9.2678e-06 | 1.1827e-05 | 0.011974 |  | 3305.606 | 1071.0289 | 2319.9147 | 5836.4672 | 52.5241 | 5.1845 | 0.72069 | 12591.446 | 2665 | 4
2004 | 4 | 20 | 24 | 0.0020675 | 0.0014077 | 0.0030632 | 0.0041163 | 0.00017585 | 9.2678e-06 | 1.1827e-05 | 0.010852 |  | 2054.577 | 1226.5472 | 2254.4876 | 5904.3783 | 52.5241 | 5.1845 | 0.72069 | 11498.4194 | 2666 | 4
2004 | 4 | 21 | 1 | 0.0015611 | 0.0014464 | 0.0028782 | 0.0040707 | 0.00017585 | 9.2678e-06 | 1.1827e-05 | 0.010153 |  | 1551.264 | 1260.2708 | 2118.3293 | 5839.0245 | 52.5241 | 5.1845 | 0.72069 | 10827.318 | 2667 | 4
2004 | 4 | 21 | 2 | 0.0012834 | 0.0014719 | 0.0028419 | 0.0038814 | 0.00017585 | 9.2678e-06 | 1.1827e-05 | 0.0096755 |  | 1275.3365 | 1282.4307 | 2091.6255 | 5567.475 | 52.5241 | 5.1845 | 0.72069 | 10275.297 | 2668 | 4
2004 | 4 | 21 | 3 | 0.0011782 | 0.0014885 | 0.0027786 | 0.0041184 | 0.00017585 | 9.2678e-06 | 1.1827e-05 | 0.0097605 |  | 1170.7789 | 1296.8935 | 2045.01 | 5907.4092 | 52.5241 | 5.1845 | 0.72069 | 10478.5208 | 2669 | 4
2004 | 4 | 21 | 4 | 0.0012847 | 0.0014442 | 0.0027945 | 0.0040696 | 0.00017585 | 9.2678e-06 | 1.1827e-05 | 0.0097899 |  | 1276.6255 | 1258.289 | 2056.743 | 5837.5091 | 52.5241 | 5.1845 | 0.72069 | 10487.5959 | 2670 | 4
2004 | 4 | 21 | 5 | 0.0013788 | 0.0015056 | 0.0028913 | 0.0039681 | 0.00017585 | 9.2678e-06 | 1.1827e-05 | 0.0099407 |  | 1370.1834 | 1311.786 | 2127.944 | 5691.9313 | 52.5241 | 5.1845 | 0.72069 | 10560.274 | 2671 | 4
2004 | 4 | 21 | 6 | 0.0018438 | 0.0014481 | 0.0031064 | 0.0038559 | 0.00017585 | 9.2678e-06 | 1.1827e-05 | 0.010451 |  | 1832.2004 | 1261.6892 | 2286.2699 | 5530.9148 | 52.5241 | 5.1845 | 0.72069 | 10969.5036 | 2672 | 4
2004 | 4 | 21 | 7 | 0.0029284 | 0.0014101 | 0.0035232 | 0.0039732 | 0 | 0 | 1.1827e-05 | 0.011847 |  | 2910.0906 | 1228.6045 | 2593.0297 | 5699.2244 | 0 | 0 | 0.72069 | 12431.6699 | 2673 | 4
2004 | 4 | 21 | 8 | 0.0030356 | 0.0015841 | 0.0036845 | 0.0040482 | 0 | 0 | 1.1827e-05 | 0.012364 |  | 3016.6034 | 1380.2196 | 2711.7721 | 5806.8212 | 0 | 0 | 0.72069 | 12916.137 | 2674 | 4
2004 | 4 | 21 | 9 | 0.0027339 | 0.0018113 | 0.0036168 | 0.0040059 | 0 | 0 | 1.1827e-05 | 0.01218 |  | 2716.8017 | 1578.2185 | 2661.9277 | 5746.1086 | 0 | 0 | 0.72069 | 12703.7771 | 2675 | 4
2004 | 4 | 21 | 10 | 0.0023995 | 0.0019204 | 0.0037378 | 0.0041178 | 0 | 0 | 1.1827e-05 | 0.012187 |  | 2384.463 | 1673.2558 | 2750.9597 | 5906.5567 | 0 | 0 | 0.72069 | 12715.9559 | 2676 | 4
2004 | 4 | 21 | 11 | 0.0026312 | 0.0018565 | 0.0037921 | 0.0041493 | 0 | 0 | 1.1827e-05 | 0.012441 |  | 2614.6568 | 1617.5635 | 2790.9646 | 5951.736 | 0 | 0 | 0.72069 | 12975.6417 | 2677 | 4
2004 | 4 | 21 | 12 | 0.0027444 | 0.0017748 | 0.0039065 | 0.0041625 | 0 | 0 | 1.1827e-05 | 0.0126 |  | 2727.2253 | 1546.335 | 2875.1577 | 5970.7739 | 0 | 0 | 0.72069 | 13120.2125 | 2678 | 4
2004 | 4 | 21 | 13 | 0.0026451 | 0.0017239 | 0.0039077 | 0.0038627 | 0 | 0 | 1.1827e-05 | 0.012151 |  | 2628.4945 | 1501.9819 | 2876.0687 | 5540.6705 | 0 | 0 | 0.72069 | 12547.9363 | 2679 | 4
2004 | 4 | 21 | 14 | 0.0022438 | 0.0018215 | 0.0038853 | 0.0038311 | 0 | 0 | 1.1827e-05 | 0.011793 |  | 2229.6958 | 1587.0305 | 2859.5241 | 5495.3965 | 0 | 0 | 0.72069 | 12172.3675 | 2680 | 4
2004 | 4 | 21 | 15 | 0.0023872 | 0.0017612 | 0.0037539 | 0.0041163 | 0 | 0 | 1.1827e-05 | 0.012031 |  | 2372.2717 | 1534.5453 | 2762.8404 | 5904.473 | 0 | 0 | 0.72069 | 12574.8511 | 2681 | 4
2004 | 4 | 21 | 16 | 0.0029762 | 0.0016159 | 0.0035984 | 0.0039375 | 0 | 0 | 1.1827e-05 | 0.01214 |  | 2957.5828 | 1407.9676 | 2648.3919 | 5647.9833 | 0 | 0 | 0.72069 | 12662.6462 | 2682 | 4
2004 | 4 | 21 | 17 | 0.0033108 | 0.0015822 | 0.0035663 | 0.003863 | 0 | 0 | 1.1827e-05 | 0.012334 |  | 3290.076 | 1378.521 | 2624.7437 | 5541.1441 | 0 | 0 | 0.72069 | 12835.2055 | 2683 | 4
2004 | 4 | 21 | 18 | 0.0036289 | 0.0015129 | 0.0035543 | 0.0039878 | 0 | 0 | 1.1827e-05 | 0.012696 |  | 3606.1786 | 1318.2133 | 2615.9132 | 5720.0618 | 0 | 0 | 0.72069 | 13261.0876 | 2684 | 4
2004 | 4 | 21 | 19 | 0.0039575 | 0.0013114 | 0.0035846 | 0.0038176 | 4.3962e-05 | 2.317e-06 | 1.1827e-05 | 0.012729 |  | 3932.6715 | 1142.6539 | 2638.2193 | 5475.9798 | 13.131 | 1.2961 | 0.72069 | 13204.6724 | 2685 | 4
2004 | 4 | 21 | 20 | 0.0043592 | 0.0011815 | 0.0036045 | 0.0040543 | 0.00017585 | 9.2678e-06 | 1.1827e-05 | 0.013396 |  | 4331.9045 | 1029.3958 | 2652.9149 | 5815.5351 | 52.5241 | 5.1845 | 0.72069 | 13888.1796 | 2686 | 4
2004 | 4 | 21 | 21 | 0.0047076 | 0.0010378 | 0.0035212 | 0.0040666 | 0.00017585 | 9.2678e-06 | 1.1827e-05 | 0.01353 |  | 4678.1161 | 904.2669 | 2591.5609 | 5833.1522 | 52.5241 | 5.1845 | 0.72069 | 14065.5254 | 2687 | 4
2004 | 4 | 21 | 22 | 0.0040187 | 0.0011048 | 0.0034452 | 0.0039774 | 0.00017585 | 9.2678e-06 | 1.1827e-05 | 0.012743 |  | 3993.5015 | 962.6105 | 2535.6438 | 5705.1915 | 52.5241 | 5.1845 | 0.72069 | 13255.3765 | 2688 | 4
2004 | 4 | 21 | 23 | 0.0032292 | 0.0012292 | 0.0032681 | 0.0040557 | 0.00017585 | 9.2678e-06 | 1.1827e-05 | 0.011979 |  | 3208.9893 | 1071.0289 | 2405.2906 | 5817.5241 | 52.5241 | 5.1845 | 0.72069 | 12561.2622 | 2689 | 4
2004 | 4 | 21 | 24 | 0.001993 | 0.0014077 | 0.0031962 | 0.0040377 | 0.00017585 | 9.2678e-06 | 1.1827e-05 | 0.010832 |  | 1980.4688 | 1226.5472 | 2352.4063 | 5791.7615 | 52.5241 | 5.1845 | 0.72069 | 11409.6132 | 2690 | 4
2004 | 4 | 22 | 1 | 0.0014702 | 0.0014464 | 0.0030073 | 0.0037687 | 0.00017585 | 9.2678e-06 | 1.1827e-05 | 0.0098897 |  | 1461.0189 | 1260.2708 | 2213.3812 | 5405.8903 | 52.5241 | 5.1845 | 0.72069 | 10398.9905 | 2691 | 4
2004 | 4 | 22 | 2 | 0.0012043 | 0.0014719 | 0.0029568 | 0.0039278 | 0.00017585 | 9.2678e-06 | 1.1827e-05 | 0.0097577 |  | 1196.7158 | 1282.4307 | 2176.1912 | 5634.0601 | 52.5241 | 5.1845 | 0.72069 | 10347.8271 | 2692 | 4
2004 | 4 | 22 | 3 | 0.0010933 | 0.0014885 | 0.0028814 | 0.0039412 | 0.00017585 | 9.2678e-06 | 1.1827e-05 | 0.0096013 |  | 1086.4486 | 1296.8935 | 2120.6908 | 5653.2873 | 52.5241 | 5.1845 | 0.72069 | 10215.7495 | 2693 | 4
2004 | 4 | 22 | 4 | 0.0011853 | 0.0014442 | 0.0028814 | 0.0041106 | 0.00017585 | 9.2678e-06 | 1.1827e-05 | 0.0098184 |  | 1177.8787 | 1258.289 | 2120.7121 | 5896.2327 | 52.5241 | 5.1845 | 0.72069 | 10511.5418 | 2694 | 4
2004 | 4 | 22 | 5 | 0.0012744 | 0.0015056 | 0.0029389 | 0.004064 | 0.00017585 | 9.2678e-06 | 1.1827e-05 | 0.0099798 |  | 1266.3753 | 1311.786 | 2163.0415 | 5829.3635 | 52.5241 | 5.1845 | 0.72069 | 10628.9957 | 2695 | 4
2004 | 4 | 22 | 6 | 0.001706 | 0.0014481 | 0.0031878 | 0.0039753 | 0.00017585 | 9.2678e-06 | 1.1827e-05 | 0.010514 |  | 1695.3098 | 1261.6892 | 2346.1836 | 5702.1606 | 52.5241 | 5.1845 | 0.72069 | 11063.7724 | 2696 | 4
2004 | 4 | 22 | 7 | 0.0027098 | 0.0014101 | 0.0035309 | 0.0039557 | 0 | 0 | 1.1827e-05 | 0.011618 |  | 2692.8494 | 1228.6045 | 2598.7142 | 5674.1247 | 0 | 0 | 0.72069 | 12195.0136 | 2697 | 4
2004 | 4 | 22 | 8 | 0.0028384 | 0.0015841 | 0.0037015 | 0.0040039 | 0 | 0 | 1.1827e-05 | 0.01214 |  | 2820.631 | 1380.2196 | 2724.2946 | 5743.1724 | 0 | 0 | 0.72069 | 12669.0382 | 2698 | 4
2004 | 4 | 22 | 9 | 0.0025505 | 0.0018113 | 0.0037138 | 0.0040671 | 0 | 0 | 1.1827e-05 | 0.012155 |  | 2534.4691 | 1578.2185 | 2733.3392 | 5833.9099 | 0 | 0 | 0.72069 | 12680.6575 | 2699 | 4
2004 | 4 | 22 | 10 | 0.0022543 | 0.0019204 | 0.003898 | 0.0041839 | 0 | 0 | 1.1827e-05 | 0.012268 |  | 2240.2132 | 1673.2558 | 2868.9093 | 6001.367 | 0 | 0 | 0.72069 | 12784.466 | 2700 | 4
2004 | 4 | 22 | 11 | 0.0024894 | 0.0018565 | 0.0038896 | 0.0039172 | 0 | 0 | 1.1827e-05 | 0.012165 |  | 2473.7609 | 1617.5635 | 2862.7114 | 5618.9056 | 0 | 0 | 0.72069 | 12573.662 | 2701 | 4
2004 | 4 | 22 | 12 | 0.0026107 | 0.0017748 | 0.0039462 | 0.0038646 | 0 | 0 | 1.1827e-05 | 0.012208 |  | 2594.2951 | 1546.335 | 2904.4005 | 5543.4173 | 0 | 0 | 0.72069 | 12589.1685 | 2702 | 4
2004 | 4 | 22 | 13 | 0.0025272 | 0.0017239 | 0.0039136 | 0.004189 | 0 | 0 | 1.1827e-05 | 0.012365 |  | 2511.3482 | 1501.9819 | 2880.3667 | 6008.6601 | 0 | 0 | 0.72069 | 12903.0775 | 2703 | 4
2004 | 4 | 22 | 14 | 0.0021307 | 0.0018215 | 0.0039364 | 0.0042107 | 0 | 0 | 1.1827e-05 | 0.012111 |  | 2117.3154 | 1587.0305 | 2897.1635 | 6039.8215 | 0 | 0 | 0.72069 | 12642.0515 | 2704 | 4
2004 | 4 | 22 | 15 | 0.0022783 | 0.0017612 | 0.0039075 | 0.0039415 | 0 | 0 | 1.1827e-05 | 0.0119 |  | 2263.9737 | 1534.5453 | 2875.8827 | 5653.6662 | 0 | 0 | 0.72069 | 12328.7885 | 2705 | 4
2004 | 4 | 22 | 16 | 0.0028541 | 0.0016159 | 0.0037338 | 0.0041308 | 0 | 0 | 1.1827e-05 | 0.012346 |  | 2836.2161 | 1407.9676 | 2748.0634 | 5925.2157 | 0 | 0 | 0.72069 | 12918.1835 | 2706 | 4
2004 | 4 | 22 | 17 | 0.0031823 | 0.0015822 | 0.003637 | 0.0039937 | 0 | 0 | 1.1827e-05 | 0.012407 |  | 3162.3034 | 1378.521 | 2676.8139 | 5728.5862 | 0 | 0 | 0.72069 | 12946.9451 | 2707 | 4
2004 | 4 | 22 | 18 | 0.0034556 | 0.0015129 | 0.0036238 | 0.0040373 | 0 | 0 | 1.1827e-05 | 0.012641 |  | 3433.898 | 1318.2133 | 2667.0696 | 5791.0985 | 0 | 0 | 0.72069 | 13211 | 2708 | 4
2004 | 4 | 22 | 19 | 0.0037913 | 0.0013114 | 0.0035981 | 0.0038873 | 4.3962e-05 | 2.317e-06 | 1.1827e-05 | 0.012646 |  | 3767.5349 | 1142.6539 | 2648.1862 | 5575.9994 | 13.131 | 1.2961 | 0.72069 | 13149.5223 | 2709 | 4
2004 | 4 | 22 | 20 | 0.0042095 | 0.0011815 | 0.0035889 | 0.0033811 | 0.00017585 | 9.2678e-06 | 1.1827e-05 | 0.012558 |  | 4183.1006 | 1029.3958 | 2641.3911 | 4849.91 | 52.5241 | 5.1845 | 0.72069 | 12762.2268 | 2710 | 4
2004 | 4 | 22 | 21 | 0.0045488 | 0.0010378 | 0.0034647 | 0.003388 | 0.00017585 | 9.2678e-06 | 1.1827e-05 | 0.012636 |  | 4520.236 | 904.2669 | 2550.0211 | 4859.7604 | 52.5241 | 5.1845 | 0.72069 | 12892.7138 | 2711 | 4
2004 | 4 | 22 | 22 | 0.0038648 | 0.0011048 | 0.003342 | 0.00353 | 0.00017585 | 9.2678e-06 | 1.1827e-05 | 0.012039 |  | 3840.5221 | 962.6105 | 2459.7207 | 5063.4936 | 52.5241 | 5.1845 | 0.72069 | 12384.7762 | 2712 | 4
2004 | 4 | 22 | 23 | 0.0031045 | 0.0012292 | 0.0032256 | 0.0037263 | 0.00017585 | 9.2678e-06 | 1.1827e-05 | 0.011483 |  | 3085.0037 | 1071.0289 | 2374.0265 | 5345.0829 | 52.5241 | 5.1845 | 0.72069 | 11933.5713 | 2713 | 4
2004 | 4 | 22 | 24 | 0.0018973 | 0.0014077 | 0.0030759 | 0.0037417 | 0.00017585 | 9.2678e-06 | 1.1827e-05 | 0.01032 |  | 1885.3678 | 1226.5472 | 2263.8663 | 5367.0569 | 52.5241 | 5.1845 | 0.72069 | 10801.2676 | 2714 | 4
2004 | 4 | 23 | 1 | 0.0016702 | 0.0013636 | 0.0029495 | 0.0037326 | 0.00017585 | 9.2678e-06 | 1.1827e-05 | 0.0099129 |  | 1659.7626 | 1188.137 | 2170.8203 | 5354.0809 | 52.5241 | 5.1845 | 0.72069 | 10431.23 | 2715 | 4
2004 | 4 | 23 | 2 | 0.0013529 | 0.0014024 | 0.0029064 | 0.0036944 | 0.00017585 | 9.2678e-06 | 1.1827e-05 | 0.0095531 |  | 1344.4047 | 1221.9135 | 2139.1036 | 5299.3353 | 52.5241 | 5.1845 | 0.72069 | 10063.1864 | 2716 | 4
2004 | 4 | 23 | 3 | 0.0013659 | 0.0013659 | 0.0028928 | 0.003881 | 0.00017585 | 9.2678e-06 | 1.1827e-05 | 0.0097025 |  | 1357.3408 | 1190.0726 | 2129.0662 | 5566.9067 | 52.5241 | 5.1845 | 0.72069 | 10301.8157 | 2717 | 4
2004 | 4 | 23 | 4 | 0.0013138 | 0.0013663 | 0.0028834 | 0.0039113 | 0.00017585 | 9.2678e-06 | 1.1827e-05 | 0.0096717 |  | 1305.6056 | 1190.4347 | 2122.1362 | 5610.3812 | 52.5241 | 5.1845 | 0.72069 | 10286.9871 | 2718 | 4
2004 | 4 | 23 | 5 | 0.0014748 | 0.0013705 | 0.0028289 | 0.0038094 | 0.00017585 | 9.2678e-06 | 1.1827e-05 | 0.0096806 |  | 1465.5477 | 1194.1306 | 2082.0716 | 5464.2351 | 52.5241 | 5.1845 | 0.72069 | 10264.4142 | 2719 | 4
2004 | 4 | 23 | 6 | 0.0020043 | 0.0012887 | 0.0029919 | 0.0037901 | 0.00017585 | 9.2678e-06 | 1.1827e-05 | 0.010272 |  | 1991.7763 | 1122.8599 | 2201.9815 | 5436.4834 | 52.5241 | 5.1845 | 0.72069 | 10811.5305 | 2720 | 4
2004 | 4 | 23 | 7 | 0.0029774 | 0.0013494 | 0.0033061 | 0.003406 | 0 | 0 | 1.1827e-05 | 0.011051 |  | 2958.7824 | 1175.6888 | 2433.2678 | 4885.523 | 0 | 0 | 0.72069 | 11453.9828 | 2721 | 4
2004 | 4 | 23 | 8 | 0.0030211 | 0.0014954 | 0.0035522 | 0.0038217 | 0 | 0 | 1.1827e-05 | 0.011902 |  | 3002.1404 | 1302.9415 | 2614.3888 | 5481.8522 | 0 | 0 | 0.72069 | 12402.0436 | 2722 | 4
2004 | 4 | 23 | 9 | 0.0028172 | 0.0016023 | 0.0036535 | 0.0037594 | 0 | 0 | 1.1827e-05 | 0.011844 |  | 2799.5276 | 1396.0531 | 2688.9447 | 5392.4407 | 0 | 0 | 0.72069 | 12277.6868 | 2723 | 4
2004 | 4 | 23 | 10 | 0.0026729 | 0.0017263 | 0.0038821 | 0.0036128 | 0 | 0 | 1.1827e-05 | 0.011906 |  | 2656.1147 | 1504.111 | 2857.2138 | 5182.1722 | 0 | 0 | 0.72069 | 12200.3324 | 2724 | 4
2004 | 4 | 23 | 11 | 0.0026286 | 0.001703 | 0.0038234 | 0.0038132 | 0 | 0 | 1.1827e-05 | 0.01198 |  | 2612.1079 | 1483.8388 | 2813.9725 | 5469.7286 | 0 | 0 | 0.72069 | 12380.3685 | 2725 | 4
2004 | 4 | 23 | 12 | 0.002824 | 0.0015693 | 0.0037756 | 0.0037137 | 0 | 0 | 1.1827e-05 | 0.011894 |  | 2806.2527 | 1367.3652 | 2778.7972 | 5326.8975 | 0 | 0 | 0.72069 | 12280.0334 | 2726 | 4
2004 | 4 | 23 | 13 | 0.0023496 | 0.0016097 | 0.0037459 | 0.0038278 | 0 | 0 | 1.1827e-05 | 0.011545 |  | 2334.9123 | 1402.5557 | 2756.9383 | 5490.566 | 0 | 0 | 0.72069 | 11985.693 | 2727 | 4
2004 | 4 | 23 | 14 | 0.0022663 | 0.0016153 | 0.0036399 | 0.0038194 | 0 | 0 | 1.1827e-05 | 0.011353 |  | 2252.104 | 1407.4336 | 2678.973 | 5478.5371 | 0 | 0 | 0.72069 | 11817.7685 | 2728 | 4
2004 | 4 | 23 | 15 | 0.0024053 | 0.0015333 | 0.0035246 | 0.0038727 | 0 | 0 | 1.1827e-05 | 0.011348 |  | 2390.2415 | 1335.9605 | 2594.0445 | 5555.0673 | 0 | 0 | 0.72069 | 11876.0345 | 2729 | 4
2004 | 4 | 23 | 16 | 0.0029289 | 0.0014007 | 0.0033632 | 0.0037121 | 0 | 0 | 1.1827e-05 | 0.011417 |  | 2910.5405 | 1220.4464 | 2475.3004 | 5324.7191 | 0 | 0 | 0.72069 | 11931.727 | 2730 | 4
2004 | 4 | 23 | 17 | 0.0033456 | 0.0013143 | 0.0033132 | 0.0037543 | 0 | 0 | 1.1827e-05 | 0.011739 |  | 3324.6499 | 1145.1293 | 2438.4605 | 5385.2423 | 0 | 0 | 0.72069 | 12294.2027 | 2731 | 4
2004 | 4 | 23 | 18 | 0.0037784 | 0.0011524 | 0.0032401 | 0.003774 | 0 | 0 | 1.1827e-05 | 0.011957 |  | 3754.7261 | 1004.1184 | 2384.723 | 5413.3728 | 0 | 0 | 0.72069 | 12557.661 | 2732 | 4
2004 | 4 | 23 | 19 | 0.0039039 | 0.0010454 | 0.0032162 | 0.0033402 | 4.3962e-05 | 2.317e-06 | 1.1827e-05 | 0.011564 |  | 3879.4578 | 910.809 | 2367.1205 | 4791.1863 | 13.131 | 1.2961 | 0.72069 | 11963.7214 | 2733 | 4
2004 | 4 | 23 | 20 | 0.0040507 | 0.0010162 | 0.0032338 | 0.0035912 | 0.00017585 | 9.2678e-06 | 1.1827e-05 | 0.012089 |  | 4025.3439 | 885.4026 | 2380.0899 | 5151.2949 | 52.5241 | 5.1845 | 0.72069 | 12500.5606 | 2734 | 4
2004 | 4 | 23 | 21 | 0.0045247 | 0.00084772 | 0.0031731 | 0.0035643 | 0.00017585 | 9.2678e-06 | 1.1827e-05 | 0.012307 |  | 4496.287 | 738.6162 | 2335.3661 | 5112.6509 | 52.5241 | 5.1845 | 0.72069 | 12741.3495 | 2735 | 4
2004 | 4 | 23 | 22 | 0.0038057 | 0.00099067 | 0.0031175 | 0.0032746 | 0.00017585 | 9.2678e-06 | 1.1827e-05 | 0.011385 |  | 3781.8011 | 863.1648 | 2294.4412 | 4697.0391 | 52.5241 | 5.1845 | 0.72069 | 11694.8754 | 2736 | 4
2004 | 4 | 23 | 23 | 0.0033471 | 0.0010215 | 0.0029704 | 0.0028059 | 0.00017585 | 9.2678e-06 | 1.1827e-05 | 0.010342 |  | 3326.0856 | 890.0494 | 2186.1656 | 4024.8428 | 52.5241 | 5.1845 | 0.72069 | 10485.5727 | 2737 | 4
2004 | 4 | 23 | 24 | 0.0022083 | 0.0012874 | 0.0029083 | 0.0028446 | 0.00017585 | 9.2678e-06 | 1.1827e-05 | 0.0094455 |  | 2194.4654 | 1121.6695 | 2140.4606 | 4080.3461 | 52.5241 | 5.1845 | 0.72069 | 9595.371 | 2738 | 4
2004 | 4 | 24 | 1 | 0.0015801 | 0.0014936 | 0.0027378 | 0.0028796 | 0.00017585 | 9.2678e-06 | 1.1827e-05 | 0.0088881 |  | 1570.1804 | 1301.3255 | 2015.0337 | 4130.5454 | 52.5241 | 5.1845 | 0.72069 | 9075.5142 | 2739 | 4
2004 | 4 | 24 | 2 | 0.0013537 | 0.0015382 | 0.0026976 | 0.0026656 | 0.00017585 | 9.2678e-06 | 1.1827e-05 | 0.0084522 |  | 1345.2544 | 1340.2564 | 1985.4493 | 3823.5722 | 52.5241 | 5.1845 | 0.72069 | 8552.9617 | 2740 | 4
2004 | 4 | 24 | 3 | 0.0012352 | 0.0015525 | 0.00263 | 0.0027631 | 0.00017585 | 9.2678e-06 | 1.1827e-05 | 0.0083777 |  | 1227.4502 | 1352.6784 | 1935.6384 | 3963.3724 | 52.5241 | 5.1845 | 0.72069 | 8537.5687 | 2741 | 4
2004 | 4 | 24 | 4 | 0.0013203 | 0.001555 | 0.0026024 | 0.0025897 | 0.00017585 | 9.2678e-06 | 1.1827e-05 | 0.0082645 |  | 1312.0492 | 1354.8876 | 1915.3806 | 3714.7441 | 52.5241 | 5.1845 | 0.72069 | 8355.4908 | 2742 | 4
2004 | 4 | 24 | 5 | 0.0013749 | 0.0015632 | 0.0026097 | 0.0023044 | 0.00017585 | 9.2678e-06 | 1.1827e-05 | 0.0080491 |  | 1366.2668 | 1362.0201 | 1920.7171 | 3305.3834 | 52.5241 | 5.1845 | 0.72069 | 8012.8167 | 2743 | 4
2004 | 4 | 24 | 6 | 0.0016261 | 0.0014831 | 0.0026092 | 0.0026428 | 0.00017585 | 9.2678e-06 | 1.1827e-05 | 0.0085582 |  | 1615.9346 | 1292.1788 | 1920.3436 | 3790.8954 | 52.5241 | 5.1845 | 0.72069 | 8677.7816 | 2744 | 4
2004 | 4 | 24 | 7 | 0.0020842 | 0.0014776 | 0.002705 | 0.0028575 | 0 | 0 | 1.1827e-05 | 0.009136 |  | 2071.0939 | 1287.4009 | 1990.8378 | 4098.8156 | 0 | 0 | 0.72069 | 9448.8689 | 2745 | 4
2004 | 4 | 24 | 8 | 0.002531 | 0.001515 | 0.0027801 | 0.0027781 | 0 | 0 | 1.1827e-05 | 0.0096161 |  | 2515.1235 | 1319.9849 | 2046.1703 | 3984.9675 | 0 | 0 | 0.72069 | 9866.9669 | 2746 | 4
2004 | 4 | 24 | 9 | 0.002761 | 0.0016095 | 0.0028212 | 0.0029444 | 0 | 0 | 1.1827e-05 | 0.010148 |  | 2743.7105 | 1402.3312 | 2076.3625 | 4223.4613 | 0 | 0 | 0.72069 | 10446.5862 | 2747 | 4
2004 | 4 | 24 | 10 | 0.0033195 | 0.0016027 | 0.0029013 | 0.0025465 | 0 | 0 | 1.1827e-05 | 0.010382 |  | 3298.6502 | 1396.4467 | 2135.3526 | 3652.7054 | 0 | 0 | 0.72069 | 10483.8755 | 2748 | 4
2004 | 4 | 24 | 11 | 0.0039738 | 0.001433 | 0.0029619 | 0.0025988 | 0 | 0 | 1.1827e-05 | 0.010979 |  | 3948.8642 | 1248.529 | 2179.9313 | 3727.7201 | 0 | 0 | 0.72069 | 11105.7654 | 2749 | 4
2004 | 4 | 24 | 12 | 0.0035284 | 0.0014193 | 0.0029284 | 0.0029016 | 0 | 0 | 1.1827e-05 | 0.01079 |  | 3506.2803 | 1236.6531 | 2155.2857 | 4162.0856 | 0 | 0 | 0.72069 | 11061.0254 | 2750 | 4
2004 | 4 | 24 | 13 | 0.0035221 | 0.0013298 | 0.0029408 | 0.0029513 | 0 | 0 | 1.1827e-05 | 0.010756 |  | 3500.0345 | 1158.6192 | 2164.4379 | 4233.4064 | 0 | 0 | 0.72069 | 11057.2187 | 2751 | 4
2004 | 4 | 24 | 14 | 0.0033181 | 0.0013833 | 0.0029229 | 0.002863 | 0 | 0 | 1.1827e-05 | 0.010499 |  | 3297.2875 | 1205.288 | 2151.2461 | 4106.677 | 0 | 0 | 0.72069 | 10761.2193 | 2752 | 4
2004 | 4 | 24 | 15 | 0.0030542 | 0.0014585 | 0.0028907 | 0.0024443 | 0 | 0 | 1.1827e-05 | 0.0098595 |  | 3035.0301 | 1270.7677 | 2127.5146 | 3506.1804 | 0 | 0 | 0.72069 | 9940.2135 | 2753 | 4
2004 | 4 | 24 | 16 | 0.0034119 | 0.0013795 | 0.0028861 | 0.0022817 | 0 | 0 | 1.1827e-05 | 0.009971 |  | 3390.5308 | 1201.9355 | 2124.1516 | 3272.896 | 0 | 0 | 0.72069 | 9990.2347 | 2754 | 4
2004 | 4 | 24 | 17 | 0.0036579 | 0.0013791 | 0.0029183 | 0.0022276 | 0 | 0 | 1.1827e-05 | 0.010195 |  | 3634.9356 | 1201.624 | 2147.8424 | 3195.2292 | 0 | 0 | 0.72069 | 10180.3519 | 2755 | 4
2004 | 4 | 24 | 18 | 0.0042702 | 0.0010786 | 0.0027656 | 0.0022123 | 0 | 0 | 1.1827e-05 | 0.010338 |  | 4243.3794 | 939.7777 | 2035.4567 | 3173.35 | 0 | 0 | 0.72069 | 10392.6845 | 2756 | 4
2004 | 4 | 24 | 19 | 0.0041752 | 0.0010531 | 0.0025643 | 0.0022396 | 4.3962e-05 | 2.317e-06 | 1.1827e-05 | 0.01009 |  | 4149.0253 | 917.5814 | 1887.326 | 3212.5622 | 13.131 | 1.2961 | 0.72069 | 10181.6428 | 2757 | 4
2004 | 4 | 24 | 20 | 0.0042724 | 0.0010098 | 0.0025987 | 0.0022241 | 0.00017585 | 9.2678e-06 | 1.1827e-05 | 0.010302 |  | 4245.5992 | 879.8759 | 1912.6501 | 3190.2093 | 52.5241 | 5.1845 | 0.72069 | 10286.7638 | 2758 | 4
2004 | 4 | 24 | 21 | 0.0046548 | 0.00099451 | 0.0025202 | 0.0021824 | 0.00017585 | 9.2678e-06 | 1.1827e-05 | 0.010549 |  | 4625.5943 | 866.5136 | 1854.8628 | 3130.4438 | 52.5241 | 5.1845 | 0.72069 | 10535.8438 | 2759 | 4
2004 | 4 | 24 | 22 | 0.0039534 | 0.0010998 | 0.0024573 | 0.0020324 | 0.00017585 | 9.2678e-06 | 1.1827e-05 | 0.0097397 |  | 3928.571 | 958.2137 | 1808.5555 | 2915.2501 | 52.5241 | 5.1845 | 0.72069 | 9669.0195 | 2760 | 4
2004 | 4 | 24 | 23 | 0.0029933 | 0.0013032 | 0.0023551 | 0.0020447 | 0.00017585 | 9.2678e-06 | 1.1827e-05 | 0.0088932 |  | 2974.5279 | 1135.4449 | 1733.3618 | 2932.8672 | 52.5241 | 5.1845 | 0.72069 | 8834.6311 | 2761 | 4
2004 | 4 | 24 | 24 | 0.0024163 | 0.0012956 | 0.0022961 | 0.0020466 | 0.00017585 | 9.2678e-06 | 1.1827e-05 | 0.0082515 |  | 2401.1896 | 1128.8729 | 1689.8828 | 2935.6139 | 52.5241 | 5.1845 | 0.72069 | 8213.9885 | 2762 | 4
2004 | 4 | 25 | 1 | 0.0020806 | 0.0016385 | 0.0022584 | 0.0020328 | 0.00017585 | 9.2678e-06 | 1.1827e-05 | 0.0082072 |  | 2067.6007 | 1427.5735 | 1662.1774 | 2915.8184 | 52.5241 | 5.1845 | 0.72069 | 8131.5993 | 2763 | 4
2004 | 4 | 25 | 2 | 0.0015883 | 0.0017066 | 0.0022354 | 0.0020258 | 0.00017585 | 9.2678e-06 | 1.1827e-05 | 0.007753 |  | 1578.3124 | 1486.9765 | 1645.2312 | 2905.7785 | 52.5241 | 5.1845 | 0.72069 | 7674.728 | 2764 | 4
2004 | 4 | 25 | 3 | 0.0015559 | 0.0017091 | 0.0022234 | 0.0019928 | 0.00017585 | 9.2678e-06 | 1.1827e-05 | 0.0076782 |  | 1546.119 | 1489.1726 | 1636.4133 | 2858.5154 | 52.5241 | 5.1845 | 0.72069 | 7588.6497 | 2765 | 4
2004 | 4 | 25 | 4 | 0.0012984 | 0.0017223 | 0.0022328 | 0.0020232 | 0.00017585 | 9.2678e-06 | 1.1827e-05 | 0.0074736 |  | 1290.2418 | 1500.6082 | 1643.3217 | 2902.0846 | 52.5241 | 5.1845 | 0.72069 | 7394.6857 | 2766 | 4
2004 | 4 | 25 | 5 | 0.0014686 | 0.0016888 | 0.0022448 | 0.0020824 | 0.00017585 | 9.2678e-06 | 1.1827e-05 | 0.0076816 |  | 1459.3601 | 1471.474 | 1652.145 | 2987.0445 | 52.5241 | 5.1845 | 0.72069 | 7628.4528 | 2767 | 4
2004 | 4 | 25 | 6 | 0.0016763 | 0.0016177 | 0.002239 | 0.0020715 | 0.00017585 | 9.2678e-06 | 1.1827e-05 | 0.0078015 |  | 1665.7997 | 1409.5194 | 1647.9018 | 2971.3217 | 52.5241 | 5.1845 | 0.72069 | 7752.9718 | 2768 | 4
2004 | 4 | 25 | 7 | 0.0022217 | 0.001579 | 0.002365 | 0.0021615 | 0 | 0 | 1.1827e-05 | 0.0083391 |  | 2207.7907 | 1375.8029 | 1740.6385 | 3100.419 | 0 | 0 | 0.72069 | 8425.3717 | 2769 | 4
2004 | 4 | 25 | 8 | 0.0029025 | 0.001555 | 0.0025708 | 0.0023164 | 0 | 0 | 1.1827e-05 | 0.0093564 |  | 2884.2816 | 1354.8213 | 1892.0678 | 3322.6217 | 0 | 0 | 0.72069 | 9454.513 | 2770 | 4
2004 | 4 | 25 | 9 | 0.003403 | 0.0017049 | 0.0025829 | 0.0023085 | 0 | 0 | 1.1827e-05 | 0.010011 |  | 3381.6923 | 1485.4783 | 1901.0191 | 3311.2558 | 0 | 0 | 0.72069 | 10080.1662 | 2771 | 4
2004 | 4 | 25 | 10 | 0.0036238 | 0.0017536 | 0.0026475 | 0.0023244 | 0 | 0 | 1.1827e-05 | 0.010361 |  | 3601.1028 | 1527.8668 | 1948.5378 | 3334.177 | 0 | 0 | 0.72069 | 10412.4051 | 2772 | 4
2004 | 4 | 25 | 11 | 0.003494 | 0.0018327 | 0.0026727 | 0.002235 | 0 | 0 | 1.1827e-05 | 0.010246 |  | 3472.1412 | 1596.8603 | 1967.1185 | 3205.9321 | 0 | 0 | 0.72069 | 10242.7728 | 2773 | 4
2004 | 4 | 25 | 12 | 0.0039801 | 0.0016998 | 0.0026977 | 0.002106 | 0 | 0 | 1.1827e-05 | 0.010495 |  | 3955.17 | 1480.9902 | 1985.4587 | 3020.8579 | 0 | 0 | 0.72069 | 10443.1975 | 2774 | 4
2004 | 4 | 25 | 13 | 0.0034081 | 0.0017436 | 0.0027042 | 0.0021358 | 0 | 0 | 1.1827e-05 | 0.010004 |  | 3386.758 | 1519.2217 | 1990.3063 | 3063.5746 | 0 | 0 | 0.72069 | 9960.5813 | 2775 | 4
2004 | 4 | 25 | 14 | 0.0032342 | 0.0017189 | 0.0027732 | 0.0021901 | 0 | 0 | 1.1827e-05 | 0.0099283 |  | 3213.9683 | 1497.7025 | 2041.0836 | 3141.4308 | 0 | 0 | 0.72069 | 9894.906 | 2776 | 4
2004 | 4 | 25 | 15 | 0.0033611 | 0.001633 | 0.0027343 | 0.0020972 | 0 | 0 | 1.1827e-05 | 0.0098374 |  | 3340.0565 | 1422.7879 | 2012.4294 | 3008.2607 | 0 | 0 | 0.72069 | 9784.2552 | 2777 | 4
2004 | 4 | 25 | 16 | 0.0036386 | 0.0015626 | 0.0027079 | 0.0021042 | 0 | 0 | 1.1827e-05 | 0.010025 |  | 3615.8182 | 1361.4972 | 1992.9636 | 3018.3006 | 0 | 0 | 0.72069 | 9989.3003 | 2778 | 4
2004 | 4 | 25 | 17 | 0.0040987 | 0.0015003 | 0.002675 | 0.002103 | 0 | 0 | 1.1827e-05 | 0.010389 |  | 4072.9805 | 1307.2317 | 1968.7889 | 3016.501 | 0 | 0 | 0.72069 | 10366.2227 | 2779 | 4
2004 | 4 | 25 | 18 | 0.0044203 | 0.0013343 | 0.0026136 | 0.0021007 | 0 | 0 | 1.1827e-05 | 0.010481 |  | 4392.5495 | 1162.5929 | 1923.5961 | 3013.2807 | 0 | 0 | 0.72069 | 10492.7399 | 2780 | 4
2004 | 4 | 25 | 19 | 0.00427 | 0.0013714 | 0.0024861 | 0.0022292 | 4.3962e-05 | 2.317e-06 | 1.1827e-05 | 0.010415 |  | 4243.1937 | 1194.91 | 1829.7288 | 3197.5971 | 13.131 | 1.2961 | 0.72069 | 10480.5775 | 2781 | 4
2004 | 4 | 25 | 20 | 0.0045267 | 0.0013189 | 0.00251 | 0.0025825 | 0.00017585 | 9.2678e-06 | 1.1827e-05 | 0.011135 |  | 4498.2815 | 1149.1841 | 1847.3273 | 3704.3254 | 52.5241 | 5.1845 | 0.72069 | 11257.5476 | 2782 | 4
2004 | 4 | 25 | 21 | 0.0046462 | 0.0012288 | 0.002483 | 0.0028028 | 0.00017585 | 9.2678e-06 | 1.1827e-05 | 0.011358 |  | 4617.0998 | 1070.6116 | 1827.4973 | 4020.3912 | 52.5241 | 5.1845 | 0.72069 | 11594.0291 | 2783 | 4
2004 | 4 | 25 | 22 | 0.0039239 | 0.0012963 | 0.0023883 | 0.0030034 | 0.00017585 | 9.2678e-06 | 1.1827e-05 | 0.010809 |  | 3899.3028 | 1129.4249 | 1757.8051 | 4308.137 | 52.5241 | 5.1845 | 0.72069 | 11153.0992 | 2784 | 4
2004 | 4 | 25 | 23 | 0.0028517 | 0.0012614 | 0.0024818 | 0.0033951 | 0.00017585 | 9.2678e-06 | 1.1827e-05 | 0.010187 |  | 2833.7809 | 1099.0725 | 1826.5826 | 4869.895 | 52.5241 | 5.1845 | 0.72069 | 10687.7603 | 2785 | 4
2004 | 4 | 25 | 24 | 0.0022263 | 0.0013546 | 0.0025541 | 0.0036775 | 0.00017585 | 9.2678e-06 | 1.1827e-05 | 0.010009 |  | 2212.3023 | 1180.2912 | 1879.764 | 5274.9934 | 52.5241 | 5.1845 | 0.72069 | 10605.7802 | 2786 | 4
2004 | 4 | 26 | 1 | 0.0016626 | 0.0013293 | 0.0025746 | 0.0036382 | 0.00017585 | 9.2678e-06 | 1.1827e-05 | 0.0094016 |  | 1652.1737 | 1158.1708 | 1894.9062 | 5218.6376 | 52.5241 | 5.1845 | 0.72069 | 9982.3176 | 2787 | 4
2004 | 4 | 26 | 2 | 0.0014829 | 0.0013602 | 0.0025375 | 0.0034309 | 0.00017585 | 9.2678e-06 | 1.1827e-05 | 0.0090085 |  | 1473.5853 | 1185.177 | 1867.5599 | 4921.3255 | 52.5241 | 5.1845 | 0.72069 | 9506.0771 | 2788 | 4
2004 | 4 | 26 | 3 | 0.0013152 | 0.0014144 | 0.0025393 | 0.0036775 | 0.00017585 | 9.2678e-06 | 1.1827e-05 | 0.0091433 |  | 1306.9338 | 1232.3363 | 1868.9161 | 5274.9934 | 52.5241 | 5.1845 | 0.72069 | 9741.6089 | 2789 | 4
2004 | 4 | 26 | 4 | 0.0014045 | 0.0013924 | 0.0026342 | 0.0038354 | 0.00017585 | 9.2678e-06 | 1.1827e-05 | 0.0094634 |  | 1395.7362 | 1213.1787 | 1938.7497 | 5501.4583 | 52.5241 | 5.1845 | 0.72069 | 10107.5522 | 2790 | 4
2004 | 4 | 26 | 5 | 0.0014222 | 0.0013999 | 0.0027032 | 0.0039728 | 0.00017585 | 9.2678e-06 | 1.1827e-05 | 0.0096951 |  | 1413.3239 | 1219.6967 | 1989.5454 | 5698.6561 | 52.5241 | 5.1845 | 0.72069 | 10379.6514 | 2791 | 4
2004 | 4 | 26 | 6 | 0.0019865 | 0.0012537 | 0.0028981 | 0.0039594 | 0.00017585 | 9.2678e-06 | 1.1827e-05 | 0.010295 |  | 1974.0174 | 1092.3822 | 2133.014 | 5679.3341 | 52.5241 | 5.1845 | 0.72069 | 10937.177 | 2792 | 4
2004 | 4 | 26 | 7 | 0.0026946 | 0.0012965 | 0.0033069 | 0.0039414 | 0 | 0 | 1.1827e-05 | 0.011251 |  | 2677.7502 | 1129.618 | 2433.8564 | 5653.5715 | 0 | 0 | 0.72069 | 11895.5168 | 2793 | 4
2004 | 4 | 26 | 8 | 0.0030718 | 0.0013282 | 0.0035136 | 0.0036593 | 0 | 0 | 1.1827e-05 | 0.011585 |  | 3052.5326 | 1157.25 | 2585.9922 | 5248.9466 | 0 | 0 | 0.72069 | 12045.4421 | 2794 | 4
2004 | 4 | 26 | 9 | 0.0030274 | 0.0016175 | 0.0035892 | 0.0038813 | 0 | 0 | 1.1827e-05 | 0.012127 |  | 3008.4601 | 1409.2931 | 2641.609 | 5567.2856 | 0 | 0 | 0.72069 | 12627.3685 | 2795 | 4
2004 | 4 | 26 | 10 | 0.0027505 | 0.0017014 | 0.003648 | 0.0040628 | 0 | 0 | 1.1827e-05 | 0.012175 |  | 2733.2674 | 1482.3946 | 2684.8848 | 5827.7534 | 0 | 0 | 0.72069 | 12729.0208 | 2796 | 4
2004 | 4 | 26 | 11 | 0.0030364 | 0.0016211 | 0.0036446 | 0.0042187 | 0 | 0 | 1.1827e-05 | 0.012533 |  | 3017.3577 | 1412.4845 | 2682.4173 | 6051.3768 | 0 | 0 | 0.72069 | 13164.357 | 2797 | 4
2004 | 4 | 26 | 12 | 0.0028666 | 0.0015748 | 0.0036879 | 0.0042152 | 0 | 0 | 1.1827e-05 | 0.012356 |  | 2848.661 | 1372.1214 | 2714.2444 | 6046.3569 | 0 | 0 | 0.72069 | 12982.1044 | 2798 | 4
2004 | 4 | 26 | 13 | 0.0032064 | 0.0014336 | 0.0037535 | 0.0040667 | 0 | 0 | 1.1827e-05 | 0.012472 |  | 3186.2521 | 1249.1306 | 2762.5764 | 5833.3416 | 0 | 0 | 0.72069 | 13032.0215 | 2799 | 4
2004 | 4 | 26 | 14 | 0.0029432 | 0.0015212 | 0.0037391 | 0.0040287 | 0 | 0 | 1.1827e-05 | 0.012244 |  | 2924.7896 | 1325.4248 | 2751.9241 | 5778.7854 | 0 | 0 | 0.72069 | 12781.6446 | 2800 | 4
2004 | 4 | 26 | 15 | 0.0031076 | 0.0014185 | 0.0036468 | 0.0040627 | 0 | 0 | 1.1827e-05 | 0.012247 |  | 3088.0789 | 1235.9456 | 2684.0186 | 5827.5639 | 0 | 0 | 0.72069 | 12836.3277 | 2801 | 4
2004 | 4 | 26 | 16 | 0.0035706 | 0.0013793 | 0.0035575 | 0.0040929 | 0 | 0 | 1.1827e-05 | 0.012612 |  | 3548.2069 | 1201.8 | 2618.3226 | 5870.9437 | 0 | 0 | 0.72069 | 13239.9939 | 2802 | 4
2004 | 4 | 26 | 17 | 0.0038103 | 0.0014797 | 0.0032546 | 0.0035582 | 0 | 0 | 1.1827e-05 | 0.012115 |  | 3786.4431 | 1289.2136 | 2395.391 | 5103.9371 | 0 | 0 | 0.72069 | 12575.7055 | 2803 | 4
2004 | 4 | 26 | 18 | 0.004185 | 0.0011885 | 0.0034492 | 0.0035319 | 0 | 0 | 1.1827e-05 | 0.012367 |  | 4158.7167 | 1035.5574 | 2538.6221 | 5066.2403 | 0 | 0 | 0.72069 | 12799.8573 | 2804 | 4
2004 | 4 | 26 | 19 | 0.0038303 | 0.0012142 | 0.003481 | 0.0036161 | 4.3962e-05 | 2.317e-06 | 1.1827e-05 | 0.0122 |  | 3806.2416 | 1057.9293 | 2561.9673 | 5187.0026 | 13.131 | 1.2961 | 0.72069 | 12628.2887 | 2805 | 4
2004 | 4 | 26 | 20 | 0.0044688 | 0.0010534 | 0.0034958 | 0.0038159 | 0.00017585 | 9.2678e-06 | 1.1827e-05 | 0.013031 |  | 4440.7625 | 917.8572 | 2572.9027 | 5473.6119 | 52.5241 | 5.1845 | 0.72069 | 13463.5636 | 2806 | 4
2004 | 4 | 26 | 21 | 0.0049725 | 0.00083854 | 0.0034774 | 0.003821 | 0.00017585 | 9.2678e-06 | 1.1827e-05 | 0.013306 |  | 4941.2809 | 730.6173 | 2559.3362 | 5480.8103 | 52.5241 | 5.1845 | 0.72069 | 13770.474 | 2807 | 4
2004 | 4 | 26 | 22 | 0.0038804 | 0.0010267 | 0.0033525 | 0.0036781 | 0.00017585 | 9.2678e-06 | 1.1827e-05 | 0.012135 |  | 3856.0568 | 894.5383 | 2467.4398 | 5275.8458 | 52.5241 | 5.1845 | 0.72069 | 12552.31 | 2808 | 4
2004 | 4 | 26 | 23 | 0.0031961 | 0.001005 | 0.0032183 | 0.003854 | 0.00017585 | 9.2678e-06 | 1.1827e-05 | 0.01147 |  | 3176.1048 | 875.6229 | 2368.6583 | 5528.1681 | 52.5241 | 5.1845 | 0.72069 | 12006.9833 | 2809 | 4
2004 | 4 | 26 | 24 | 0.0020807 | 0.0012643 | 0.0030693 | 0.0041077 | 0.00017585 | 9.2678e-06 | 1.1827e-05 | 0.010719 |  | 2067.643 | 1101.5433 | 2259.0078 | 5892.16 | 52.5241 | 5.1845 | 0.72069 | 11378.7833 | 2810 | 4
2004 | 4 | 27 | 1 | 0.0014192 | 0.0014464 | 0.0029465 | 0.0040734 | 0.00017585 | 9.2678e-06 | 1.1827e-05 | 0.010082 |  | 1410.3354 | 1260.2708 | 2168.579 | 5842.9079 | 52.5241 | 5.1845 | 0.72069 | 10740.5224 | 2811 | 4
2004 | 4 | 27 | 2 | 0.0011598 | 0.0014719 | 0.0029258 | 0.0040205 | 0.00017585 | 9.2678e-06 | 1.1827e-05 | 0.009775 |  | 1152.5608 | 1282.4307 | 2153.4016 | 5767.0407 | 52.5241 | 5.1845 | 0.72069 | 10413.8631 | 2812 | 4
2004 | 4 | 27 | 3 | 0.0010456 | 0.0014885 | 0.0029442 | 0.0038183 | 0.00017585 | 9.2678e-06 | 1.1827e-05 | 0.0094936 |  | 1039.0871 | 1296.8935 | 2166.9138 | 5477.0217 | 52.5241 | 5.1845 | 0.72069 | 10038.3453 | 2813 | 4
2004 | 4 | 27 | 4 | 0.0011295 | 0.0014442 | 0.0029916 | 0.0041893 | 0.00017585 | 9.2678e-06 | 1.1827e-05 | 0.0099515 |  | 1122.4204 | 1258.289 | 2201.8055 | 6009.1337 | 52.5241 | 5.1845 | 0.72069 | 10650.0779 | 2814 | 4
2004 | 4 | 27 | 5 | 0.0012157 | 0.0015056 | 0.0029974 | 0.0040867 | 0.00017585 | 9.2678e-06 | 1.1827e-05 | 0.010002 |  | 1208.0746 | 1311.786 | 2206.0694 | 5861.9457 | 52.5241 | 5.1845 | 0.72069 | 10646.305 | 2815 | 4
2004 | 4 | 27 | 6 | 0.0016286 | 0.0014481 | 0.0032397 | 0.0041371 | 0.00017585 | 9.2678e-06 | 1.1827e-05 | 0.01065 |  | 1618.4293 | 1261.6892 | 2384.4156 | 5934.2137 | 52.5241 | 5.1845 | 0.72069 | 11257.177 | 2816 | 4
2004 | 4 | 27 | 7 | 0.0025871 | 0.0014101 | 0.0035626 | 0.0041436 | 0 | 0 | 1.1827e-05 | 0.011715 |  | 2570.8424 | 1228.6045 | 2622.0211 | 5943.5905 | 0 | 0 | 0.72069 | 12365.7791 | 2817 | 4
2004 | 4 | 27 | 8 | 0.0027277 | 0.0015841 | 0.003772 | 0.0043203 | 0 | 0 | 1.1827e-05 | 0.012416 |  | 2710.5689 | 1380.2196 | 2776.1795 | 6197.0493 | 0 | 0 | 0.72069 | 13064.738 | 2818 | 4
2004 | 4 | 27 | 9 | 0.0024474 | 0.0018113 | 0.0038439 | 0.0041338 | 0 | 0 | 1.1827e-05 | 0.012248 |  | 2432.0675 | 1578.2185 | 2829.0576 | 5929.5726 | 0 | 0 | 0.72069 | 12769.637 | 2819 | 4
2004 | 4 | 27 | 10 | 0.0021728 | 0.0019204 | 0.0040578 | 0.0041367 | 0 | 0 | 1.1827e-05 | 0.0123 |  | 2159.1996 | 1673.2558 | 2986.5417 | 5933.6454 | 0 | 0 | 0.72069 | 12753.3633 | 2820 | 4
2004 | 4 | 27 | 11 | 0.0024097 | 0.0018565 | 0.0040103 | 0.0041467 | 0 | 0 | 1.1827e-05 | 0.012435 |  | 2394.6309 | 1617.5635 | 2951.5264 | 5948.0421 | 0 | 0 | 0.72069 | 12912.4836 | 2821 | 4
2004 | 4 | 27 | 12 | 0.0025355 | 0.0017748 | 0.0040559 | 0.0038311 | 0 | 0 | 1.1827e-05 | 0.012209 |  | 2519.6388 | 1546.335 | 2985.0914 | 5495.3018 | 0 | 0 | 0.72069 | 12547.0877 | 2822 | 4
2004 | 4 | 27 | 13 | 0.002461 | 0.0017239 | 0.0040829 | 0.0042387 | 0 | 0 | 1.1827e-05 | 0.012518 |  | 2445.5564 | 1501.9819 | 3005.0117 | 6079.9809 | 0 | 0 | 0.72069 | 13033.2515 | 2823 | 4
2004 | 4 | 27 | 14 | 0.0020672 | 0.0018215 | 0.0039604 | 0.0041323 | 0 | 0 | 1.1827e-05 | 0.011993 |  | 2054.2002 | 1587.0305 | 2914.8004 | 5927.3941 | 0 | 0 | 0.72069 | 12484.146 | 2824 | 4
2004 | 4 | 27 | 15 | 0.0022171 | 0.0017612 | 0.0038779 | 0.0041777 | 0 | 0 | 1.1827e-05 | 0.012046 |  | 2203.1513 | 1534.5453 | 2854.0932 | 5992.5584 | 0 | 0 | 0.72069 | 12585.0689 | 2825 | 4
2004 | 4 | 27 | 16 | 0.0027855 | 0.0016159 | 0.0037922 | 0.0041892 | 0 | 0 | 1.1827e-05 | 0.012395 |  | 2768.0541 | 1407.9676 | 2791.0168 | 6008.9442 | 0 | 0 | 0.72069 | 12976.7034 | 2826 | 4
2004 | 4 | 27 | 17 | 0.00311 | 0.0015822 | 0.0037511 | 0.0040881 | 0 | 0 | 1.1827e-05 | 0.012543 |  | 3090.5437 | 1378.521 | 2760.7645 | 5863.9347 | 0 | 0 | 0.72069 | 13094.4845 | 2827 | 4
2004 | 4 | 27 | 18 | 0.0033582 | 0.0015129 | 0.0036256 | 0.0038701 | 0 | 0 | 1.1827e-05 | 0.012379 |  | 3337.1417 | 1318.2133 | 2668.4332 | 5551.2787 | 0 | 0 | 0.72069 | 12875.7876 | 2828 | 4
2004 | 4 | 27 | 19 | 0.003698 | 0.0013114 | 0.0035591 | 0.0039196 | 4.3962e-05 | 2.317e-06 | 1.1827e-05 | 0.012546 |  | 3674.791 | 1142.6539 | 2619.4714 | 5622.3153 | 13.131 | 1.2961 | 0.72069 | 13074.3793 | 2829 | 4
2004 | 4 | 27 | 20 | 0.0041254 | 0.0011815 | 0.0036192 | 0.0043178 | 0.00017585 | 9.2678e-06 | 1.1827e-05 | 0.013441 |  | 4099.5294 | 1029.3958 | 2663.6923 | 6193.5449 | 52.5241 | 5.1845 | 0.72069 | 14044.5917 | 2830 | 4
2004 | 4 | 27 | 21 | 0.0044595 | 0.0010378 | 0.0035406 | 0.0044265 | 0.00017585 | 9.2678e-06 | 1.1827e-05 | 0.013661 |  | 4431.5674 | 904.2669 | 2605.8734 | 6349.3519 | 52.5241 | 5.1845 | 0.72069 | 14349.4889 | 2831 | 4
2004 | 4 | 27 | 22 | 0.0037783 | 0.0011048 | 0.0034158 | 0.0043399 | 0.00017585 | 9.2678e-06 | 1.1827e-05 | 0.012836 |  | 3754.6059 | 962.6105 | 2514.0354 | 6225.1798 | 52.5241 | 5.1845 | 0.72069 | 13514.861 | 2832 | 4
2004 | 4 | 27 | 23 | 0.0030344 | 0.0012292 | 0.0032275 | 0.0043149 | 0.00017585 | 9.2678e-06 | 1.1827e-05 | 0.012003 |  | 3015.3709 | 1071.0289 | 2375.4091 | 6189.3774 | 52.5241 | 5.1845 | 0.72069 | 12709.6155 | 2833 | 4
2004 | 4 | 27 | 24 | 0.0018435 | 0.0014077 | 0.0031675 | 0.0044335 | 0.00017585 | 9.2678e-06 | 1.1827e-05 | 0.011049 |  | 1831.9572 | 1226.5472 | 2331.2669 | 6359.3918 | 52.5241 | 5.1845 | 0.72069 | 11807.5925 | 2834 | 4
2004 | 4 | 28 | 1 | 0.0013609 | 0.0014464 | 0.0031606 | 0.0044223 | 0.00017585 | 9.2678e-06 | 1.1827e-05 | 0.010587 |  | 1352.3433 | 1260.2708 | 2326.2019 | 6343.3849 | 52.5241 | 5.1845 | 0.72069 | 11340.6302 | 2835 | 4
2004 | 4 | 28 | 2 | 0.001109 | 0.0014719 | 0.0030352 | 0.0044032 | 0.00017585 | 9.2678e-06 | 1.1827e-05 | 0.010216 |  | 1102.0387 | 1282.4307 | 2233.8603 | 6316.0121 | 52.5241 | 5.1845 | 0.72069 | 10992.771 | 2836 | 4
2004 | 4 | 28 | 3 | 0.00099111 | 0.0014885 | 0.002922 | 0.0043262 | 0.00017585 | 9.2678e-06 | 1.1827e-05 | 0.0099247 |  | 984.896 | 1296.8935 | 2150.5602 | 6205.479 | 52.5241 | 5.1845 | 0.72069 | 10696.258 | 2837 | 4
2004 | 4 | 28 | 4 | 0.0010656 | 0.0014442 | 0.0029716 | 0.0043764 | 0.00017585 | 9.2678e-06 | 1.1827e-05 | 0.010055 |  | 1058.9651 | 1258.289 | 2187.0782 | 6277.5575 | 52.5241 | 5.1845 | 0.72069 | 10840.3193 | 2838 | 4
2004 | 4 | 28 | 5 | 0.0011486 | 0.0015056 | 0.0030089 | 0.0044164 | 0.00017585 | 9.2678e-06 | 1.1827e-05 | 0.010276 |  | 1141.3669 | 1311.786 | 2214.5372 | 6334.9552 | 52.5241 | 5.1845 | 0.72069 | 11061.0746 | 2839 | 4
2004 | 4 | 28 | 6 | 0.0015401 | 0.0014481 | 0.0032459 | 0.0043557 | 0.00017585 | 9.2678e-06 | 1.1827e-05 | 0.010787 |  | 1530.4626 | 1261.6892 | 2388.9279 | 6247.8169 | 52.5241 | 5.1845 | 0.72069 | 11487.3259 | 2840 | 4
2004 | 4 | 28 | 7 | 0.0024466 | 0.0014101 | 0.0036235 | 0.0042741 | 0 | 0 | 1.1827e-05 | 0.011766 |  | 2431.242 | 1228.6045 | 2666.8734 | 6130.7484 | 0 | 0 | 0.72069 | 12458.189 | 2841 | 4
2004 | 4 | 28 | 8 | 0.0026009 | 0.0015841 | 0.0038846 | 0.0042728 | 0 | 0 | 1.1827e-05 | 0.012354 |  | 2584.6358 | 1380.2196 | 2859.0321 | 6128.8541 | 0 | 0 | 0.72069 | 12953.4623 | 2842 | 4
2004 | 4 | 28 | 9 | 0.0023295 | 0.0018113 | 0.0039975 | 0.0042485 | 0 | 0 | 1.1827e-05 | 0.012399 |  | 2314.8996 | 1578.2185 | 2942.1428 | 6093.9988 | 0 | 0 | 0.72069 | 12929.9804 | 2843 | 4
2004 | 4 | 28 | 10 | 0.0020795 | 0.0019204 | 0.004071 | 0.0036931 | 0 | 0 | 1.1827e-05 | 0.011776 |  | 2066.5039 | 1673.2558 | 2996.2079 | 5297.3463 | 0 | 0 | 0.72069 | 12034.0346 | 2844 | 4
2004 | 4 | 28 | 11 | 0.0023186 | 0.0018565 | 0.0041219 | 0.0039292 | 0 | 0 | 1.1827e-05 | 0.012238 |  | 2304.0903 | 1617.5635 | 3033.6887 | 5636.0491 | 0 | 0 | 0.72069 | 12592.1123 | 2845 | 4
2004 | 4 | 28 | 12 | 0.0024496 | 0.0017748 | 0.0039942 | 0.004256 | 0 | 0 | 1.1827e-05 | 0.012486 |  | 2434.2171 | 1546.335 | 2939.6928 | 6104.8911 | 0 | 0 | 0.72069 | 13025.8567 | 2846 | 4
2004 | 4 | 28 | 13 | 0.0023852 | 0.0017239 | 0.004058 | 0.0041034 | 0 | 0 | 1.1827e-05 | 0.012282 |  | 2370.2775 | 1501.9819 | 2986.6371 | 5886.0034 | 0 | 0 | 0.72069 | 12745.6205 | 2847 | 4
2004 | 4 | 28 | 14 | 0.0019945 | 0.0018215 | 0.0040331 | 0.004246 | 0 | 0 | 1.1827e-05 | 0.012107 |  | 1981.984 | 1587.0305 | 2968.3081 | 6090.4943 | 0 | 0 | 0.72069 | 12628.5376 | 2848 | 4
2004 | 4 | 28 | 15 | 0.002147 | 0.0017612 | 0.0039699 | 0.004281 | 0 | 0 | 1.1827e-05 | 0.012171 |  | 2133.5584 | 1534.5453 | 2921.8439 | 6140.6936 | 0 | 0 | 0.72069 | 12731.3618 | 2849 | 4
2004 | 4 | 28 | 16 | 0.002707 | 0.0016159 | 0.0038279 | 0.0042356 | 0 | 0 | 1.1827e-05 | 0.012398 |  | 2690.0631 | 1407.9676 | 2817.2914 | 6075.624 | 0 | 0 | 0.72069 | 12991.6668 | 2850 | 4
2004 | 4 | 28 | 17 | 0.0030274 | 0.0015822 | 0.0037148 | 0.0041891 | 0 | 0 | 1.1827e-05 | 0.012525 |  | 3008.4362 | 1378.521 | 2734.0419 | 6008.8495 | 0 | 0 | 0.72069 | 13130.5693 | 2851 | 4
2004 | 4 | 28 | 18 | 0.0032468 | 0.0015129 | 0.0036303 | 0.0041071 | 0 | 0 | 1.1827e-05 | 0.012509 |  | 3226.4331 | 1318.2133 | 2671.8643 | 5891.3075 | 0 | 0 | 0.72069 | 13108.5389 | 2852 | 4
2004 | 4 | 28 | 19 | 0.0035912 | 0.0013114 | 0.0035735 | 0.0037584 | 4.3962e-05 | 2.317e-06 | 1.1827e-05 | 0.012293 |  | 3568.6733 | 1142.6539 | 2630.0784 | 5391.1147 | 13.131 | 1.2961 | 0.72069 | 12747.668 | 2853 | 4
2004 | 4 | 28 | 20 | 0.0040292 | 0.0011815 | 0.0035833 | 0.0039458 | 0.00017585 | 9.2678e-06 | 1.1827e-05 | 0.012937 |  | 4003.9071 | 1029.3958 | 2637.2904 | 5659.9174 | 52.5241 | 5.1845 | 0.72069 | 13388.94 | 2854 | 4
2004 | 4 | 28 | 21 | 0.0043574 | 0.0010378 | 0.0035175 | 0.003969 | 0.00017585 | 9.2678e-06 | 1.1827e-05 | 0.013079 |  | 4330.1128 | 904.2669 | 2588.8917 | 5693.1626 | 52.5241 | 5.1845 | 0.72069 | 13574.8633 | 2855 | 4
2004 | 4 | 28 | 22 | 0.0036794 | 0.0011048 | 0.003363 | 0.0040676 | 0.00017585 | 9.2678e-06 | 1.1827e-05 | 0.012412 |  | 3656.3005 | 962.6105 | 2475.121 | 5834.5729 | 52.5241 | 5.1845 | 0.72069 | 12987.0342 | 2856 | 4
2004 | 4 | 28 | 23 | 0.0029542 | 0.0012292 | 0.0032419 | 0.0040554 | 0.00017585 | 9.2678e-06 | 1.1827e-05 | 0.011678 |  | 2935.6971 | 1071.0289 | 2386.0483 | 5817.0505 | 52.5241 | 5.1845 | 0.72069 | 12268.2541 | 2857 | 4
2004 | 4 | 28 | 24 | 0.001782 | 0.0014077 | 0.0031376 | 0.0040574 | 0.00017585 | 9.2678e-06 | 1.1827e-05 | 0.010582 |  | 1770.8448 | 1226.5472 | 2309.2578 | 5819.892 | 52.5241 | 5.1845 | 0.72069 | 11184.9711 | 2858 | 4
2004 | 4 | 29 | 1 | 0.0015233 | 0.0014464 | 0.0029937 | 0.0042963 | 0.00017585 | 9.2678e-06 | 1.1827e-05 | 0.010457 |  | 1513.7679 | 1260.2708 | 2203.3333 | 6162.6676 | 52.5241 | 5.1845 | 0.72069 | 11198.4689 | 2859 | 4
2004 | 4 | 29 | 2 | 0.0012505 | 0.0014719 | 0.0029784 | 0.0042405 | 0.00017585 | 9.2678e-06 | 1.1827e-05 | 0.010138 |  | 1242.6701 | 1282.4307 | 2192.0577 | 6082.5382 | 52.5241 | 5.1845 | 0.72069 | 10858.1261 | 2860 | 4
2004 | 4 | 29 | 3 | 0.0011429 | 0.0014885 | 0.0028691 | 0.0040078 | 0.00017585 | 9.2678e-06 | 1.1827e-05 | 0.0097052 |  | 1135.7403 | 1296.8935 | 2111.6233 | 5748.8553 | 52.5241 | 5.1845 | 0.72069 | 10351.5416 | 2861 | 4
2004 | 4 | 29 | 4 | 0.0012434 | 0.0014442 | 0.0029226 | 0.0041228 | 0.00017585 | 9.2678e-06 | 1.1827e-05 | 0.0099299 |  | 1235.5969 | 1258.289 | 2151.0004 | 5913.7551 | 52.5241 | 5.1845 | 0.72069 | 10617.0708 | 2862 | 4
2004 | 4 | 29 | 5 | 0.0013354 | 0.0015056 | 0.00303 | 0.0041274 | 0.00017585 | 9.2678e-06 | 1.1827e-05 | 0.010195 |  | 1327.0519 | 1311.786 | 2230.0304 | 5920.3852 | 52.5241 | 5.1845 | 0.72069 | 10847.6827 | 2863 | 4
2004 | 4 | 29 | 6 | 0.0017865 | 0.0014481 | 0.0032553 | 0.0039589 | 0.00017585 | 9.2678e-06 | 1.1827e-05 | 0.010646 |  | 1775.3234 | 1261.6892 | 2395.9 | 5678.6711 | 52.5241 | 5.1845 | 0.72069 | 11170.013 | 2864 | 4
2004 | 4 | 29 | 7 | 0.0028376 | 0.0014101 | 0.0035476 | 0.0039446 | 0 | 0 | 1.1827e-05 | 0.011752 |  | 2819.8285 | 1228.6045 | 2610.9888 | 5658.1178 | 0 | 0 | 0.72069 | 12318.2603 | 2865 | 4
2004 | 4 | 29 | 8 | 0.0029537 | 0.0015841 | 0.0037946 | 0.0038321 | 0 | 0 | 1.1827e-05 | 0.012176 |  | 2935.1783 | 1380.2196 | 2792.7876 | 5496.7225 | 0 | 0 | 0.72069 | 12605.6287 | 2866 | 4
2004 | 4 | 29 | 9 | 0.0026577 | 0.0018113 | 0.0038525 | 0.0039891 | 0 | 0 | 1.1827e-05 | 0.012323 |  | 2641.0438 | 1578.2185 | 2835.4438 | 5722.0508 | 0 | 0 | 0.72069 | 12777.4777 | 2867 | 4
2004 | 4 | 29 | 10 | 0.0023392 | 0.0019204 | 0.0038801 | 0.0041132 | 0 | 0 | 1.1827e-05 | 0.012265 |  | 2324.5283 | 1673.2558 | 2855.7215 | 5900.0213 | 0 | 0 | 0.72069 | 12754.2476 | 2868 | 4
2004 | 4 | 29 | 11 | 0.0025722 | 0.0018565 | 0.0038816 | 0.004063 | 0 | 0 | 1.1827e-05 | 0.012385 |  | 2556.1156 | 1617.5635 | 2856.8426 | 5827.9428 | 0 | 0 | 0.72069 | 12859.1852 | 2869 | 4
2004 | 4 | 29 | 12 | 0.0026889 | 0.0017748 | 0.0040026 | 0.0038025 | 0 | 0 | 1.1827e-05 | 0.012281 |  | 2671.9938 | 1546.335 | 2945.898 | 5454.2899 | 0 | 0 | 0.72069 | 12619.2374 | 2870 | 4
2004 | 4 | 29 | 13 | 0.0025961 | 0.0017239 | 0.0040194 | 0.0041652 | 0 | 0 | 1.1827e-05 | 0.012516 |  | 2579.8211 | 1501.9819 | 2958.2197 | 5974.5625 | 0 | 0 | 0.72069 | 13015.3058 | 2871 | 4
2004 | 4 | 29 | 14 | 0.0021968 | 0.0018215 | 0.0039881 | 0.0039227 | 0 | 0 | 1.1827e-05 | 0.011941 |  | 2183.0025 | 1587.0305 | 2935.2209 | 5626.6723 | 0 | 0 | 0.72069 | 12332.6469 | 2872 | 4
2004 | 4 | 29 | 15 | 0.002342 | 0.0017612 | 0.0038433 | 0.0038546 | 0 | 0 | 1.1827e-05 | 0.011813 |  | 2327.2747 | 1534.5453 | 2828.6753 | 5529.0205 | 0 | 0 | 0.72069 | 12220.2364 | 2873 | 4
2004 | 4 | 29 | 16 | 0.0029255 | 0.0016159 | 0.0037251 | 0.0036881 | 0 | 0 | 1.1827e-05 | 0.011966 |  | 2907.1558 | 1407.9676 | 2741.6157 | 5290.2426 | 0 | 0 | 0.72069 | 12347.7025 | 2874 | 4
2004 | 4 | 29 | 17 | 0.0032574 | 0.0015822 | 0.0036569 | 0.0035622 | 0 | 0 | 1.1827e-05 | 0.01207 |  | 3236.9875 | 1378.521 | 2691.4188 | 5109.62 | 0 | 0 | 0.72069 | 12417.268 | 2875 | 4
2004 | 4 | 29 | 18 | 0.0035569 | 0.0015129 | 0.0036049 | 0.0035125 | 0 | 0 | 1.1827e-05 | 0.012199 |  | 3534.5973 | 1318.2133 | 2653.1635 | 5038.2992 | 0 | 0 | 0.72069 | 12544.994 | 2876 | 4
2004 | 4 | 29 | 19 | 0.0038884 | 0.0013114 | 0.0034723 | 0.0038457 | 4.3962e-05 | 2.317e-06 | 1.1827e-05 | 0.012576 |  | 3864.0585 | 1142.6539 | 2555.5654 | 5516.3286 | 13.131 | 1.2961 | 0.72069 | 13093.7542 | 2877 | 4
2004 | 4 | 29 | 20 | 0.004297 | 0.0011815 | 0.0034769 | 0.0039566 | 0.00017585 | 9.2678e-06 | 1.1827e-05 | 0.013109 |  | 4270.0776 | 1029.3958 | 2558.9522 | 5675.3561 | 52.5241 | 5.1845 | 0.72069 | 13592.2109 | 2878 | 4
2004 | 4 | 29 | 21 | 0.0046416 | 0.0010378 | 0.0033966 | 0.0041112 | 0.00017585 | 9.2678e-06 | 1.1827e-05 | 0.013384 |  | 4612.5181 | 904.2669 | 2499.9095 | 5897.0852 | 52.5241 | 5.1845 | 0.72069 | 13972.209 | 2879 | 4
2004 | 4 | 29 | 22 | 0.0039547 | 0.0011048 | 0.0032818 | 0.0041344 | 0.00017585 | 9.2678e-06 | 1.1827e-05 | 0.012673 |  | 3929.9397 | 962.6105 | 2415.4017 | 5930.425 | 52.5241 | 5.1845 | 0.72069 | 13296.8063 | 2880 | 4
2004 | 4 | 29 | 23 | 0.0031774 | 0.0012292 | 0.003181 | 0.0040857 | 0.00017585 | 9.2678e-06 | 1.1827e-05 | 0.01187 |  | 3157.4742 | 1071.0289 | 2341.1867 | 5860.525 | 52.5241 | 5.1845 | 0.72069 | 12488.644 | 2881 | 4
2004 | 4 | 29 | 24 | 0.0019532 | 0.0014077 | 0.003076 | 0.0040263 | 0.00017585 | 9.2678e-06 | 1.1827e-05 | 0.01066 |  | 1940.9551 | 1226.5472 | 2263.8819 | 5775.281 | 52.5241 | 5.1845 | 0.72069 | 11265.0945 | 2882 | 4
2004 | 4 | 30 | 1 | 0.0017533 | 0.0013636 | 0.0030094 | 0.0039363 | 0.00017585 | 9.2678e-06 | 1.1827e-05 | 0.01026 |  | 1742.3231 | 1188.137 | 2214.8922 | 5646.1837 | 52.5241 | 5.1845 | 0.72069 | 10849.9652 | 2883 | 4
2004 | 4 | 30 | 2 | 0.0014316 | 0.0014024 | 0.0029549 | 0.0040005 | 0.00017585 | 9.2678e-06 | 1.1827e-05 | 0.0099864 |  | 1422.6677 | 1221.9135 | 2174.7831 | 5738.3419 | 52.5241 | 5.1845 | 0.72069 | 10616.1355 | 2884 | 4
2004 | 4 | 30 | 3 | 0.0014519 | 0.0013659 | 0.0029013 | 0.003902 | 0.00017585 | 9.2678e-06 | 1.1827e-05 | 0.009818 |  | 1442.8471 | 1190.0726 | 2135.3156 | 5597.0263 | 52.5241 | 5.1845 | 0.72069 | 10423.691 | 2885 | 4
2004 | 4 | 30 | 4 | 0.0014014 | 0.0013663 | 0.0029442 | 0.0037034 | 0.00017585 | 9.2678e-06 | 1.1827e-05 | 0.0096122 |  | 1392.6224 | 1190.4347 | 2166.9314 | 5312.1219 | 52.5241 | 5.1845 | 0.72069 | 10120.5397 | 2886 | 4
2004 | 4 | 30 | 5 | 0.0015752 | 0.0013705 | 0.0029365 | 0.0039835 | 0.00017585 | 9.2678e-06 | 1.1827e-05 | 0.010063 |  | 1565.3176 | 1194.1306 | 2161.2184 | 5714 | 52.5241 | 5.1845 | 0.72069 | 10693.0959 | 2887 | 4
2004 | 4 | 30 | 6 | 0.0021317 | 0.0012887 | 0.0030982 | 0.0037147 | 0.00017585 | 9.2678e-06 | 1.1827e-05 | 0.01043 |  | 2118.3594 | 1122.8599 | 2280.2207 | 5328.3183 | 52.5241 | 5.1845 | 0.72069 | 10908.1875 | 2888 | 4
2004 | 4 | 30 | 7 | 0.0031624 | 0.0013494 | 0.003426 | 0.00364 | 0 | 0 | 1.1827e-05 | 0.01159 |  | 3142.6122 | 1175.6888 | 2521.4905 | 5221.2897 | 0 | 0 | 0.72069 | 12061.8018 | 2889 | 4
2004 | 4 | 30 | 8 | 0.0031829 | 0.0014954 | 0.0036874 | 0.003699 | 0 | 0 | 1.1827e-05 | 0.012077 |  | 3162.9945 | 1302.9415 | 2713.9124 | 5305.8707 | 0 | 0 | 0.72069 | 12486.4398 | 2890 | 4
2004 | 4 | 30 | 9 | 0.0029592 | 0.0016023 | 0.0038242 | 0.0037228 | 0 | 0 | 1.1827e-05 | 0.01212 |  | 2940.6 | 1396.0531 | 2814.5794 | 5339.9683 | 0 | 0 | 0.72069 | 12491.9215 | 2891 | 4
2004 | 4 | 30 | 10 | 0.0027903 | 0.0017263 | 0.0038908 | 0.0038095 | 0 | 0 | 1.1827e-05 | 0.012229 |  | 2772.8292 | 1504.111 | 2863.6041 | 5464.3298 | 0 | 0 | 0.72069 | 12605.5948 | 2892 | 4
2004 | 4 | 30 | 11 | 0.0027428 | 0.001703 | 0.0039223 | 0.0037495 | 0 | 0 | 1.1827e-05 | 0.012129 |  | 2725.5645 | 1483.8388 | 2886.7738 | 5378.2334 | 0 | 0 | 0.72069 | 12475.1311 | 2893 | 4
2004 | 4 | 30 | 12 | 0.0029318 | 0.0015693 | 0.0037892 | 0.0035529 | 0 | 0 | 1.1827e-05 | 0.011855 |  | 2913.4191 | 1367.3652 | 2788.8423 | 5096.2651 | 0 | 0 | 0.72069 | 12166.6125 | 2894 | 4
2004 | 4 | 30 | 13 | 0.0024521 | 0.0016097 | 0.0038366 | 0.0036017 | 0 | 0 | 1.1827e-05 | 0.011512 |  | 2436.6972 | 1402.5557 | 2823.7002 | 5166.3547 | 0 | 0 | 0.72069 | 11830.0284 | 2895 | 4
2004 | 4 | 30 | 14 | 0.0023603 | 0.0016153 | 0.0037463 | 0.0038165 | 0 | 0 | 1.1827e-05 | 0.01155 |  | 2345.528 | 1407.4336 | 2757.2826 | 5474.3696 | 0 | 0 | 0.72069 | 11985.3345 | 2896 | 4
2004 | 4 | 30 | 15 | 0.002502 | 0.0015333 | 0.0036261 | 0.0038367 | 0 | 0 | 1.1827e-05 | 0.01151 |  | 2486.2936 | 1335.9605 | 2668.7666 | 5503.3526 | 0 | 0 | 0.72069 | 11995.094 | 2897 | 4
2004 | 4 | 30 | 16 | 0.0030345 | 0.0014007 | 0.0034657 | 0.0037584 | 0 | 0 | 1.1827e-05 | 0.011671 |  | 3015.4996 | 1220.4464 | 2550.7087 | 5391.02 | 0 | 0 | 0.72069 | 12178.3954 | 2898 | 4
2004 | 4 | 30 | 17 | 0.003457 | 0.0013143 | 0.0034133 | 0.0033375 | 0 | 0 | 1.1827e-05 | 0.011534 |  | 3435.2917 | 1145.1293 | 2512.1701 | 4787.3977 | 0 | 0 | 0.72069 | 11880.7095 | 2899 | 4
2004 | 4 | 30 | 18 | 0.0039014 | 0.0011524 | 0.0033702 | 0.0035248 | 0 | 0 | 1.1827e-05 | 0.011961 |  | 3876.9866 | 1004.1184 | 2480.4781 | 5056.011 | 0 | 0 | 0.72069 | 12418.3148 | 2900 | 4
2004 | 4 | 30 | 19 | 0.0040406 | 0.0010454 | 0.003321 | 0.0035986 | 4.3962e-05 | 2.317e-06 | 1.1827e-05 | 0.012064 |  | 4015.235 | 910.809 | 2444.2142 | 5161.903 | 13.131 | 1.2961 | 0.72069 | 12547.309 | 2901 | 4
2004 | 4 | 30 | 20 | 0.0041977 | 0.0010162 | 0.0032926 | 0.0035827 | 0.00017585 | 9.2678e-06 | 1.1827e-05 | 0.012286 |  | 4171.3967 | 885.4026 | 2423.2985 | 5139.0766 | 52.5241 | 5.1845 | 0.72069 | 12677.6036 | 2902 | 4
2004 | 4 | 30 | 21 | 0.0046775 | 0.00084772 | 0.0032415 | 0.0036296 | 0.00017585 | 9.2678e-06 | 1.1827e-05 | 0.012593 |  | 4648.1644 | 738.6162 | 2385.7179 | 5206.3246 | 52.5241 | 5.1845 | 0.72069 | 13037.2524 | 2903 | 4
2004 | 4 | 30 | 22 | 0.0039367 | 0.00099067 | 0.0031389 | 0.0033202 | 0.00017585 | 9.2678e-06 | 1.1827e-05 | 0.011583 |  | 3912.049 | 863.1648 | 2310.2384 | 4762.4875 | 52.5241 | 5.1845 | 0.72069 | 11906.369 | 2904 | 4
2004 | 4 | 30 | 23 | 0.0034679 | 0.0010215 | 0.0029762 | 0.0023485 | 0.00017585 | 9.2678e-06 | 1.1827e-05 | 0.010011 |  | 3446.1583 | 890.0494 | 2190.443 | 3368.6534 | 52.5241 | 5.1845 | 0.72069 | 9953.7335 | 2905 | 4
2004 | 4 | 30 | 24 | 0.0022999 | 0.0012874 | 0.0028896 | 0.0021605 | 0.00017585 | 9.2678e-06 | 1.1827e-05 | 0.0088343 |  | 2285.476 | 1121.6695 | 2126.7361 | 3098.9982 | 52.5241 | 5.1845 | 0.72069 | 8691.3091 | 2906 | 4
2004 | 5 | 1 | 1 | 0.0017093 | 0.0012862 | 0.0027034 | 0.0021711 | 0.00017585 | 7.156e-06 | 1.1574e-05 | 0.0080645 |  | 1698.5807 | 1120.6387 | 1989.6525 | 3114.2474 | 52.5241 | 4.0031 | 0.70528 | 7980.3519 | 2907 | 5
2004 | 5 | 1 | 2 | 0.0014803 | 0.0013375 | 0.0026327 | 0.0021774 | 0.00017585 | 7.156e-06 | 1.1574e-05 | 0.0078226 |  | 1471.0641 | 1165.3835 | 1937.6599 | 3123.2454 | 52.5241 | 4.0031 | 0.70528 | 7754.5854 | 2908 | 5
2004 | 5 | 1 | 3 | 0.0013903 | 0.001367 | 0.0025814 | 0.0020876 | 0.00017585 | 7.156e-06 | 1.1574e-05 | 0.0076209 |  | 1381.63 | 1191.0429 | 1899.898 | 2994.4323 | 52.5241 | 4.0031 | 0.70528 | 7524.2357 | 2909 | 5
2004 | 5 | 1 | 4 | 0.0014784 | 0.0013084 | 0.0025459 | 0.0020499 | 0.00017585 | 7.156e-06 | 1.1574e-05 | 0.0075772 |  | 1469.1058 | 1140.0315 | 1873.7764 | 2940.3497 | 52.5241 | 4.0031 | 0.70528 | 7480.496 | 2910 | 5
2004 | 5 | 1 | 5 | 0.0015367 | 0.0013223 | 0.0025489 | 0.0020404 | 0.00017585 | 7.156e-06 | 1.1574e-05 | 0.0076428 |  | 1527.0682 | 1152.0795 | 1875.9575 | 2926.7106 | 52.5241 | 4.0031 | 0.70528 | 7539.0484 | 2911 | 5
2004 | 5 | 1 | 6 | 0.0018034 | 0.001297 | 0.0025033 | 0.0020554 | 0.00017585 | 7.156e-06 | 1.1574e-05 | 0.0078536 |  | 1792.0799 | 1130.0748 | 1842.3788 | 2948.3058 | 52.5241 | 4.0031 | 0.70528 | 7770.0718 | 2912 | 5
2004 | 5 | 1 | 7 | 0.0023377 | 0.0013212 | 0.0026177 | 0.0023794 | 0 | 0 | 1.1574e-05 | 0.0086677 |  | 2323.0873 | 1151.1696 | 1926.6017 | 3413.075 | 0 | 0 | 0.70528 | 8814.6388 | 2913 | 5
2004 | 5 | 1 | 8 | 0.0027745 | 0.0013419 | 0.0026941 | 0.002692 | 0 | 0 | 1.1574e-05 | 0.0095141 |  | 2757.1205 | 1169.1929 | 1982.804 | 3861.4585 | 0 | 0 | 0.70528 | 9771.2812 | 2914 | 5
2004 | 5 | 1 | 9 | 0.0029363 | 0.0014233 | 0.0027172 | 0.0026892 | 0 | 0 | 1.1574e-05 | 0.0097775 |  | 2917.8474 | 1240.0995 | 1999.8706 | 3857.3857 | 0 | 0 | 0.70528 | 10015.9085 | 2915 | 5
2004 | 5 | 1 | 10 | 0.0034895 | 0.0013195 | 0.0027688 | 0.0026915 | 0 | 0 | 1.1574e-05 | 0.010281 |  | 3467.6141 | 1149.6396 | 2037.8302 | 3860.7007 | 0 | 0 | 0.70528 | 10516.49 | 2916 | 5
2004 | 5 | 1 | 11 | 0.0042215 | 0.0011696 | 0.0028078 | 0.0026972 | 0 | 0 | 1.1574e-05 | 0.010908 |  | 4195.0229 | 1019.1082 | 2066.5429 | 3868.941 | 0 | 0 | 0.70528 | 11150.3202 | 2917 | 5
2004 | 5 | 1 | 12 | 0.0037677 | 0.0012931 | 0.0025402 | 0.0023965 | 0 | 0 | 1.1574e-05 | 0.010009 |  | 3744.1149 | 1126.7112 | 1869.5747 | 3437.6064 | 0 | 0 | 0.70528 | 10178.7125 | 2918 | 5
2004 | 5 | 1 | 13 | 0.0037424 | 0.0012106 | 0.0026452 | 0.0023784 | 0 | 0 | 1.1574e-05 | 0.0099882 |  | 3718.9393 | 1054.7929 | 1946.881 | 3411.5596 | 0 | 0 | 0.70528 | 10132.878 | 2919 | 5
2004 | 5 | 1 | 14 | 0.0034479 | 0.0012164 | 0.0027422 | 0.0024821 | 0 | 0 | 1.1574e-05 | 0.0099002 |  | 3426.3217 | 1059.8217 | 2018.2104 | 3560.3577 | 0 | 0 | 0.70528 | 10065.4167 | 2920 | 5
2004 | 5 | 1 | 15 | 0.0031781 | 0.0012997 | 0.0027109 | 0.0022645 | 0 | 0 | 1.1574e-05 | 0.0094648 |  | 3158.2087 | 1132.402 | 1995.2016 | 3248.1752 | 0 | 0 | 0.70528 | 9534.6928 | 2921 | 5
2004 | 5 | 1 | 16 | 0.0035547 | 0.0012286 | 0.0027232 | 0.0023997 | 0 | 0 | 1.1574e-05 | 0.0099178 |  | 3532.4612 | 1070.4755 | 2004.2305 | 3442.1527 | 0 | 0 | 0.70528 | 10050.0252 | 2922 | 5
2004 | 5 | 1 | 17 | 0.0037778 | 0.0012276 | 0.002692 | 0.002226 | 0 | 0 | 1.1574e-05 | 0.009935 |  | 3754.111 | 1069.611 | 1981.2871 | 3192.9561 | 0 | 0 | 0.70528 | 9998.6705 | 2923 | 5
2004 | 5 | 1 | 18 | 0.0044168 | 0.00094496 | 0.0026241 | 0.0024149 | 0 | 0 | 1.1574e-05 | 0.010412 |  | 4389.0882 | 823.3375 | 1931.3513 | 3463.9373 | 0 | 0 | 0.70528 | 10608.4195 | 2924 | 5
2004 | 5 | 1 | 19 | 0.004328 | 0.00094998 | 0.0024665 | 0.002343 | 4.3962e-05 | 1.789e-06 | 1.1574e-05 | 0.010145 |  | 4300.8229 | 827.7149 | 1815.2999 | 3360.792 | 13.131 | 1.0008 | 0.70528 | 10319.4667 | 2925 | 5
2004 | 5 | 1 | 20 | 0.0044675 | 0.00094716 | 0.0024678 | 0.0023657 | 0.00017585 | 7.156e-06 | 1.1574e-05 | 0.010443 |  | 4439.4867 | 825.259 | 1816.277 | 3393.3742 | 52.5241 | 4.0031 | 0.70528 | 10531.6294 | 2926 | 5
2004 | 5 | 1 | 21 | 0.0047629 | 0.00089664 | 0.0023838 | 0.0022838 | 0.00017585 | 7.156e-06 | 1.1574e-05 | 0.010522 |  | 4733.0746 | 781.2373 | 1754.4413 | 3275.8322 | 52.5241 | 4.0031 | 0.70528 | 10601.818 | 2927 | 5
2004 | 5 | 1 | 22 | 0.0040497 | 0.0010065 | 0.0023173 | 0.002065 | 0.00017585 | 7.156e-06 | 1.1574e-05 | 0.009633 |  | 4024.2963 | 876.9518 | 1705.4967 | 2962.0395 | 52.5241 | 4.0031 | 0.70528 | 9626.0169 | 2928 | 5
2004 | 5 | 1 | 23 | 0.0031163 | 0.0012245 | 0.0021969 | 0.0014127 | 0.00017585 | 7.156e-06 | 1.1574e-05 | 0.008145 |  | 3096.7498 | 1066.9189 | 1616.9144 | 2026.4393 | 52.5241 | 4.0031 | 0.70528 | 7864.2549 | 2929 | 5
2004 | 5 | 1 | 24 | 0.0025306 | 0.0011979 | 0.0021457 | 0.001413 | 0.00017585 | 7.156e-06 | 1.1574e-05 | 0.0074818 |  | 2514.7457 | 1043.7225 | 1579.2514 | 2026.8182 | 52.5241 | 4.0031 | 0.70528 | 7221.7703 | 2930 | 5
2004 | 5 | 2 | 1 | 0.0019106 | 0.0014964 | 0.0022051 | 0.0014452 | 0.00017585 | 7.156e-06 | 1.1574e-05 | 0.0072519 |  | 1898.6186 | 1303.7878 | 1622.9609 | 2073.0394 | 52.5241 | 4.0031 | 0.70528 | 6955.6391 | 2931 | 5
2004 | 5 | 2 | 2 | 0.0014533 | 0.0015781 | 0.0021614 | 0.0014516 | 0.00017585 | 7.156e-06 | 1.1574e-05 | 0.006839 |  | 1444.2248 | 1375.0212 | 1590.7399 | 2082.132 | 52.5241 | 4.0031 | 0.70528 | 6549.3504 | 2932 | 5
2004 | 5 | 2 | 3 | 0.0014119 | 0.0015919 | 0.0021313 | 0.0014295 | 0.00017585 | 7.156e-06 | 1.1574e-05 | 0.0067592 |  | 1403.0531 | 1386.9931 | 1568.6536 | 2050.497 | 52.5241 | 4.0031 | 0.70528 | 6466.4294 | 2933 | 5
2004 | 5 | 2 | 4 | 0.0011749 | 0.0016131 | 0.0021661 | 0.0014246 | 0.00017585 | 7.156e-06 | 1.1574e-05 | 0.0065732 |  | 1167.499 | 1405.4523 | 1594.268 | 2043.3934 | 52.5241 | 4.0031 | 0.70528 | 6267.8451 | 2934 | 5
2004 | 5 | 2 | 5 | 0.001322 | 0.001614 | 0.002171 | 0.0014296 | 0.00017585 | 7.156e-06 | 1.1574e-05 | 0.0067312 |  | 1313.7573 | 1406.2424 | 1597.8358 | 2050.5918 | 52.5241 | 4.0031 | 0.70528 | 6425.6598 | 2935 | 5
2004 | 5 | 2 | 6 | 0.0015131 | 0.0015789 | 0.0021282 | 0.0017712 | 0.00017585 | 7.156e-06 | 1.1574e-05 | 0.0071859 |  | 1503.5664 | 1375.6629 | 1566.304 | 2540.65 | 52.5241 | 4.0031 | 0.70528 | 7043.4159 | 2936 | 5
2004 | 5 | 2 | 7 | 0.0019691 | 0.0016025 | 0.0022628 | 0.0023632 | 0 | 0 | 1.1574e-05 | 0.0082092 |  | 1956.7806 | 1396.2638 | 1665.4201 | 3389.775 | 0 | 0 | 0.70528 | 8408.9447 | 2937 | 5
2004 | 5 | 2 | 8 | 0.0025995 | 0.0015268 | 0.0024188 | 0.0025925 | 0 | 0 | 1.1574e-05 | 0.0091491 |  | 2583.1798 | 1330.2661 | 1780.2277 | 3718.7221 | 0 | 0 | 0.70528 | 9413.101 | 2938 | 5
2004 | 5 | 2 | 9 | 0.0030651 | 0.0016433 | 0.002468 | 0.0027153 | 0 | 0 | 1.1574e-05 | 0.0099032 |  | 3045.8659 | 1431.7683 | 1816.4501 | 3894.7983 | 0 | 0 | 0.70528 | 10189.5879 | 2939 | 5
2004 | 5 | 2 | 10 | 0.0033121 | 0.0016187 | 0.0024734 | 0.0027461 | 0 | 0 | 1.1574e-05 | 0.010162 |  | 3291.3165 | 1410.3253 | 1820.3968 | 3939.0305 | 0 | 0 | 0.70528 | 10461.7744 | 2940 | 5
2004 | 5 | 2 | 11 | 0.0032081 | 0.0016644 | 0.0024731 | 0.0026912 | 0 | 0 | 1.1574e-05 | 0.010048 |  | 3187.982 | 1450.2239 | 1820.1635 | 3860.2272 | 0 | 0 | 0.70528 | 10319.3018 | 2941 | 5
2004 | 5 | 2 | 12 | 0.003663 | 0.0014984 | 0.0025177 | 0.002714 | 0 | 0 | 1.1574e-05 | 0.010405 |  | 3639.9906 | 1305.5229 | 1853.0352 | 3892.9987 | 0 | 0 | 0.70528 | 10692.2527 | 2942 | 5
2004 | 5 | 2 | 13 | 0.0031269 | 0.0015702 | 0.0025391 | 0.0023742 | 0 | 0 | 1.1574e-05 | 0.0096219 |  | 3107.2597 | 1368.0918 | 1868.7919 | 3405.5176 | 0 | 0 | 0.70528 | 9750.3662 | 2943 | 5
2004 | 5 | 2 | 14 | 0.0029679 | 0.0015405 | 0.0025328 | 0.0022727 | 0 | 0 | 1.1574e-05 | 0.0093255 |  | 2949.2814 | 1342.2015 | 1864.1275 | 3259.999 | 0 | 0 | 0.70528 | 9416.3147 | 2944 | 5
2004 | 5 | 2 | 15 | 0.0030925 | 0.0014718 | 0.0025215 | 0.0022071 | 0 | 0 | 1.1574e-05 | 0.0093045 |  | 3073.1281 | 1282.3795 | 1855.7795 | 3165.8582 | 0 | 0 | 0.70528 | 9377.8506 | 2945 | 5
2004 | 5 | 2 | 16 | 0.0033322 | 0.0014635 | 0.0025531 | 0.00236 | 0 | 0 | 1.1574e-05 | 0.0097203 |  | 3311.3535 | 1275.1058 | 1879.0306 | 3385.1813 | 0 | 0 | 0.70528 | 9851.3765 | 2946 | 5
2004 | 5 | 2 | 17 | 0.0037829 | 0.0013528 | 0.0024814 | 0.0025601 | 0 | 0 | 1.1574e-05 | 0.010189 |  | 3759.1591 | 1178.7298 | 1826.2654 | 3672.2918 | 0 | 0 | 0.70528 | 10437.1514 | 2947 | 5
2004 | 5 | 2 | 18 | 0.0040897 | 0.0011765 | 0.0024122 | 0.0026256 | 0 | 0 | 1.1574e-05 | 0.010316 |  | 4064.1031 | 1025.0924 | 1775.389 | 3766.1812 | 0 | 0 | 0.70528 | 10631.471 | 2948 | 5
2004 | 5 | 2 | 19 | 0.0039232 | 0.0012125 | 0.0022531 | 0.0027711 | 4.3962e-05 | 1.789e-06 | 1.1574e-05 | 0.010217 |  | 3898.6388 | 1056.4251 | 1658.2454 | 3974.921 | 13.131 | 1.0008 | 0.70528 | 10603.0674 | 2949 | 5
2004 | 5 | 2 | 20 | 0.0041549 | 0.0012141 | 0.0022599 | 0.0028373 | 0.00017585 | 7.156e-06 | 1.1574e-05 | 0.010661 |  | 4128.8085 | 1057.799 | 1663.266 | 4069.8289 | 52.5241 | 4.0031 | 0.70528 | 10976.9349 | 2950 | 5
2004 | 5 | 2 | 21 | 0.004288 | 0.0011483 | 0.0022534 | 0.0028817 | 0.00017585 | 7.156e-06 | 1.1574e-05 | 0.010766 |  | 4261.0842 | 1000.499 | 1658.5229 | 4133.5243 | 52.5241 | 4.0031 | 0.70528 | 11110.8629 | 2951 | 5
2004 | 5 | 2 | 22 | 0.003597 | 0.0011917 | 0.0022339 | 0.0030151 | 0.00017585 | 7.156e-06 | 1.1574e-05 | 0.010232 |  | 3574.4295 | 1038.3512 | 1644.1109 | 4324.8928 | 52.5241 | 4.0031 | 0.70528 | 10639.0169 | 2952 | 5
2004 | 5 | 2 | 23 | 0.0026161 | 0.001187 | 0.0022699 | 0.0034092 | 0.00017585 | 7.156e-06 | 1.1574e-05 | 0.0096768 |  | 2599.6867 | 1034.2358 | 1670.6542 | 4890.1923 | 52.5241 | 4.0031 | 0.70528 | 10252.0014 | 2953 | 5
2004 | 5 | 2 | 24 | 0.0020472 | 0.0012653 | 0.0023831 | 0.0038257 | 0.00017585 | 7.156e-06 | 1.1574e-05 | 0.0097159 |  | 2034.3807 | 1102.4646 | 1753.9318 | 5487.5588 | 52.5241 | 4.0031 | 0.70528 | 10435.5684 | 2954 | 5
2004 | 5 | 3 | 1 | 0.0014814 | 0.0011072 | 0.0024245 | 0.0038486 | 0.00017585 | 7.156e-06 | 1.1574e-05 | 0.0090562 |  | 1472.14 | 964.6578 | 1784.3829 | 5520.4874 | 52.5241 | 4.0031 | 0.70528 | 9798.9006 | 2955 | 5
2004 | 5 | 3 | 2 | 0.0013181 | 0.0011133 | 0.0023955 | 0.0039095 | 0.00017585 | 7.156e-06 | 1.1574e-05 | 0.008931 |  | 1309.882 | 970.037 | 1763.0621 | 5607.7706 | 52.5241 | 4.0031 | 0.70528 | 9707.9842 | 2956 | 5
2004 | 5 | 3 | 3 | 0.0011488 | 0.001189 | 0.0023877 | 0.0037696 | 0.00017585 | 7.156e-06 | 1.1574e-05 | 0.0086897 |  | 1141.6121 | 1035.975 | 1757.3197 | 5407.2002 | 52.5241 | 4.0031 | 0.70528 | 9399.3395 | 2957 | 5
2004 | 5 | 3 | 4 | 0.0012252 | 0.0011837 | 0.0024747 | 0.0036883 | 0.00017585 | 7.156e-06 | 1.1574e-05 | 0.0087665 |  | 1217.4885 | 1031.3432 | 1821.3785 | 5290.5444 | 52.5241 | 4.0031 | 0.70528 | 9417.9872 | 2958 | 5
2004 | 5 | 3 | 5 | 0.0012354 | 0.0012082 | 0.0025209 | 0.0036519 | 0.00017585 | 7.156e-06 | 1.1574e-05 | 0.0088111 |  | 1227.6841 | 1052.7259 | 1855.3954 | 5238.3653 | 52.5241 | 4.0031 | 0.70528 | 9431.4031 | 2959 | 5
2004 | 5 | 3 | 6 | 0.001735 | 0.0010998 | 0.0029516 | 0.0038107 | 0.00017585 | 7.156e-06 | 1.1574e-05 | 0.0097917 |  | 1724.1034 | 958.2662 | 2172.3313 | 5466.1101 | 52.5241 | 4.0031 | 0.70528 | 10378.0434 | 2960 | 5
2004 | 5 | 3 | 7 | 0.002321 | 0.0011839 | 0.0032256 | 0.0038564 | 0 | 0 | 1.1574e-05 | 0.010599 |  | 2306.4965 | 1031.5636 | 2374.0334 | 5531.6992 | 0 | 0 | 0.70528 | 11244.4981 | 2961 | 5
2004 | 5 | 3 | 8 | 0.0026932 | 0.0011438 | 0.0033633 | 0.0038824 | 0 | 0 | 1.1574e-05 | 0.011094 |  | 2676.2734 | 996.5506 | 2475.3477 | 5568.8648 | 0 | 0 | 0.70528 | 11717.7418 | 2962 | 5
2004 | 5 | 3 | 9 | 0.0026639 | 0.0013043 | 0.0034191 | 0.0037726 | 0 | 0 | 1.1574e-05 | 0.011171 |  | 2647.1791 | 1136.401 | 2516.4707 | 5411.3958 | 0 | 0 | 0.70528 | 11712.1519 | 2963 | 5
2004 | 5 | 3 | 10 | 0.0024267 | 0.0013462 | 0.0035331 | 0.0038172 | 0 | 0 | 1.1574e-05 | 0.011135 |  | 2411.4718 | 1172.929 | 2600.345 | 5475.4144 | 0 | 0 | 0.70528 | 11660.8655 | 2964 | 5
2004 | 5 | 3 | 11 | 0.0027119 | 0.0013476 | 0.0034745 | 0.0037891 | 0 | 0 | 1.1574e-05 | 0.011335 |  | 2694.9294 | 1174.1884 | 2557.2076 | 5435.1426 | 0 | 0 | 0.70528 | 11862.1732 | 2965 | 5
2004 | 5 | 3 | 12 | 0.0025633 | 0.001236 | 0.0035284 | 0.0038628 | 0 | 0 | 1.1574e-05 | 0.011202 |  | 2547.266 | 1076.9497 | 2596.886 | 5540.7948 | 0 | 0 | 0.70528 | 11762.6018 | 2966 | 5
2004 | 5 | 3 | 13 | 0.0029029 | 0.0011169 | 0.0035548 | 0.004075 | 0 | 0 | 1.1574e-05 | 0.011661 |  | 2884.745 | 973.1613 | 2616.2898 | 5845.1396 | 0 | 0 | 0.70528 | 12320.041 | 2967 | 5
2004 | 5 | 3 | 14 | 0.0026768 | 0.0011221 | 0.0035714 | 0.0040586 | 0 | 0 | 1.1574e-05 | 0.01144 |  | 2660.0072 | 977.7049 | 2628.5208 | 5821.6622 | 0 | 0 | 0.70528 | 12088.6004 | 2968 | 5
2004 | 5 | 3 | 15 | 0.0028274 | 0.0010675 | 0.0034813 | 0.003914 | 0 | 0 | 1.1574e-05 | 0.011302 |  | 2809.672 | 930.1377 | 2562.1834 | 5614.2055 | 0 | 0 | 0.70528 | 11916.904 | 2969 | 5
2004 | 5 | 3 | 16 | 0.003259 | 0.00099815 | 0.0033223 | 0.0038633 | 0 | 0 | 1.1574e-05 | 0.011454 |  | 3238.5628 | 869.6826 | 2445.1954 | 5541.5348 | 0 | 0 | 0.70528 | 12095.6809 | 2970 | 5
2004 | 5 | 3 | 17 | 0.0034648 | 0.00098828 | 0.0033146 | 0.0039355 | 0 | 0 | 1.1574e-05 | 0.011715 |  | 3443.047 | 861.0814 | 2439.5167 | 5645.0649 | 0 | 0 | 0.70528 | 12389.4153 | 2971 | 5
2004 | 5 | 3 | 18 | 0.0037804 | 0.00080242 | 0.0032957 | 0.0041617 | 0 | 0 | 1.1574e-05 | 0.012052 |  | 3756.69 | 699.1417 | 2425.5828 | 5969.608 | 0 | 0 | 0.70528 | 12851.7277 | 2972 | 5
2004 | 5 | 3 | 19 | 0.0034447 | 0.00083311 | 0.0032161 | 0.0040928 | 4.3962e-05 | 1.789e-06 | 1.1574e-05 | 0.011644 |  | 3423.0885 | 725.8852 | 2367.0358 | 5870.7542 | 13.131 | 1.0008 | 0.70528 | 12401.6008 | 2973 | 5
2004 | 5 | 3 | 20 | 0.0040633 | 0.00074285 | 0.0032461 | 0.0040817 | 0.00017585 | 7.156e-06 | 1.1574e-05 | 0.012329 |  | 4037.8439 | 647.2434 | 2389.1048 | 5854.8389 | 52.5241 | 4.0031 | 0.70528 | 12986.2635 | 2974 | 5
2004 | 5 | 3 | 21 | 0.0045309 | 0.00068353 | 0.00317 | 0.003926 | 0.00017585 | 7.156e-06 | 1.1574e-05 | 0.012505 |  | 4502.4681 | 595.5528 | 2333.0747 | 5631.5059 | 52.5241 | 4.0031 | 0.70528 | 13119.834 | 2975 | 5
2004 | 5 | 3 | 22 | 0.0035296 | 0.0008021 | 0.0031103 | 0.0040171 | 0.00017585 | 7.156e-06 | 1.1574e-05 | 0.011654 |  | 3507.4614 | 698.8666 | 2289.1319 | 5762.0857 | 52.5241 | 4.0031 | 0.70528 | 12314.778 | 2976 | 5
2004 | 5 | 3 | 23 | 0.0028884 | 0.00090565 | 0.0029054 | 0.0036347 | 0.00017585 | 7.156e-06 | 1.1574e-05 | 0.010529 |  | 2870.2641 | 789.0889 | 2138.3827 | 5213.6653 | 52.5241 | 4.0031 | 0.70528 | 11068.6335 | 2977 | 5
2004 | 5 | 3 | 24 | 0.0018675 | 0.0010913 | 0.0028828 | 0.0035396 | 0.00017585 | 7.156e-06 | 1.1574e-05 | 0.0095758 |  | 1855.8243 | 950.8293 | 2121.7571 | 5077.1681 | 52.5241 | 4.0031 | 0.70528 | 10062.8113 | 2978 | 5
2004 | 5 | 4 | 1 | 0.001453 | 0.0012973 | 0.0028022 | 0.0035979 | 0.00017585 | 7.156e-06 | 1.1574e-05 | 0.009345 |  | 1443.8817 | 1130.3067 | 2062.397 | 5160.8908 | 52.5241 | 4.0031 | 0.70528 | 9854.7088 | 2979 | 5
2004 | 5 | 4 | 2 | 0.0011969 | 0.0013229 | 0.002781 | 0.004 | 0.00017585 | 7.156e-06 | 1.1574e-05 | 0.0094955 |  | 1189.4295 | 1152.6081 | 2046.8171 | 5737.6906 | 52.5241 | 4.0031 | 0.70528 | 10183.7779 | 2980 | 5
2004 | 5 | 4 | 3 | 0.0010945 | 0.0013378 | 0.0026516 | 0.0040757 | 0.00017585 | 7.156e-06 | 1.1574e-05 | 0.0093541 |  | 1087.6385 | 1165.5767 | 1951.5769 | 5846.1343 | 52.5241 | 4.0031 | 0.70528 | 10108.159 | 2981 | 5
2004 | 5 | 4 | 4 | 0.001187 | 0.0013375 | 0.0027186 | 0.0042662 | 0.00017585 | 7.156e-06 | 1.1574e-05 | 0.009704 |  | 1179.5958 | 1165.3774 | 2000.9036 | 6119.4181 | 52.5241 | 4.0031 | 0.70528 | 10522.5274 | 2982 | 5
2004 | 5 | 4 | 5 | 0.0012716 | 0.0014073 | 0.0027785 | 0.0043371 | 0.00017585 | 7.156e-06 | 1.1574e-05 | 0.0099891 |  | 1263.616 | 1226.2034 | 2044.976 | 6221.1368 | 52.5241 | 4.0031 | 0.70528 | 10813.1647 | 2983 | 5
2004 | 5 | 4 | 6 | 0.0016924 | 0.0014182 | 0.0029797 | 0.0042351 | 0.00017585 | 7.156e-06 | 1.1574e-05 | 0.01052 |  | 1681.8076 | 1235.6375 | 2193.051 | 6074.8603 | 52.5241 | 4.0031 | 0.70528 | 11242.5889 | 2984 | 5
2004 | 5 | 4 | 7 | 0.002678 | 0.0014927 | 0.0033054 | 0.0042856 | 0 | 0 | 1.1574e-05 | 0.011773 |  | 2661.2481 | 1300.6184 | 2432.7759 | 6147.312 | 0 | 0 | 0.70528 | 12542.6597 | 2985 | 5
2004 | 5 | 4 | 8 | 0.0027874 | 0.0016558 | 0.0035161 | 0.0044145 | 0 | 0 | 1.1574e-05 | 0.012385 |  | 2769.9502 | 1442.6778 | 2587.86 | 6332.1967 | 0 | 0 | 0.70528 | 13133.3899 | 2986 | 5
2004 | 5 | 4 | 9 | 0.002507 | 0.0017773 | 0.0036125 | 0.0043943 | 0 | 0 | 1.1574e-05 | 0.012303 |  | 2491.2644 | 1548.5094 | 2658.7894 | 6303.184 | 0 | 0 | 0.70528 | 13002.4525 | 2987 | 5
2004 | 5 | 4 | 10 | 0.0022124 | 0.0018431 | 0.0037426 | 0.0042853 | 0 | 0 | 1.1574e-05 | 0.012095 |  | 2198.5231 | 1605.8642 | 2754.5374 | 6146.9274 | 0 | 0 | 0.70528 | 12706.5574 | 2988 | 5
2004 | 5 | 4 | 11 | 0.0024365 | 0.0017877 | 0.0037467 | 0.0040194 | 0 | 0 | 1.1574e-05 | 0.012002 |  | 2421.218 | 1557.5843 | 2757.5729 | 5765.466 | 0 | 0 | 0.70528 | 12502.5465 | 2989 | 5
2004 | 5 | 4 | 12 | 0.0025514 | 0.0016804 | 0.0036323 | 0.0040324 | 0 | 0 | 1.1574e-05 | 0.011908 |  | 2535.4066 | 1464.0975 | 2673.3148 | 5784.1545 | 0 | 0 | 0.70528 | 12457.6787 | 2990 | 5
2004 | 5 | 4 | 13 | 0.0024704 | 0.0016546 | 0.0037306 | 0.0040438 | 0 | 0 | 1.1574e-05 | 0.011911 |  | 2454.9343 | 1441.6784 | 2745.6675 | 5800.4577 | 0 | 0 | 0.70528 | 12443.4433 | 2991 | 5
2004 | 5 | 4 | 14 | 0.0020885 | 0.0017265 | 0.0037116 | 0.0040096 | 0 | 0 | 1.1574e-05 | 0.011548 |  | 2075.4357 | 1504.3107 | 2731.7464 | 5751.3356 | 0 | 0 | 0.70528 | 12063.5337 | 2992 | 5
2004 | 5 | 4 | 15 | 0.0022273 | 0.0016552 | 0.0035495 | 0.0039495 | 0 | 0 | 1.1574e-05 | 0.011393 |  | 2213.3137 | 1442.1519 | 2612.4099 | 5665.115 | 0 | 0 | 0.70528 | 11933.6959 | 2993 | 5
2004 | 5 | 4 | 16 | 0.002779 | 0.0015414 | 0.0033974 | 0.0042379 | 0 | 0 | 1.1574e-05 | 0.011967 |  | 2761.5403 | 1343.0407 | 2500.4769 | 6078.8385 | 0 | 0 | 0.70528 | 12684.6017 | 2994 | 5
2004 | 5 | 4 | 17 | 0.0030883 | 0.0014873 | 0.003357 | 0.0041763 | 0 | 0 | 1.1574e-05 | 0.01212 |  | 3068.9575 | 1295.901 | 2470.7069 | 5990.4573 | 0 | 0 | 0.70528 | 12826.728 | 2995 | 5
2004 | 5 | 4 | 18 | 0.0033617 | 0.0014191 | 0.0033043 | 0.0039387 | 0 | 0 | 1.1574e-05 | 0.012035 |  | 3340.5865 | 1236.4846 | 2431.9541 | 5649.6645 | 0 | 0 | 0.70528 | 12659.395 | 2996 | 5
2004 | 5 | 4 | 19 | 0.0036806 | 0.0012567 | 0.0032876 | 0.0036028 | 4.3962e-05 | 1.789e-06 | 1.1574e-05 | 0.011885 |  | 3657.5 | 1094.9724 | 2419.6875 | 5167.8878 | 13.131 | 1.0008 | 0.70528 | 12354.8848 | 2997 | 5
2004 | 5 | 4 | 20 | 0.0040709 | 0.0011486 | 0.0033753 | 0.0038032 | 0.00017585 | 7.156e-06 | 1.1574e-05 | 0.012593 |  | 4045.3508 | 1000.7854 | 2484.2193 | 5455.2906 | 52.5241 | 4.0031 | 0.70528 | 13042.8786 | 2998 | 5
2004 | 5 | 4 | 21 | 0.0044015 | 0.0010514 | 0.0033452 | 0.0037258 | 0.00017585 | 7.156e-06 | 1.1574e-05 | 0.012719 |  | 4373.9552 | 916.1177 | 2462.0686 | 5344.3174 | 52.5241 | 4.0031 | 0.70528 | 13153.6913 | 2999 | 5
2004 | 5 | 4 | 22 | 0.0037491 | 0.0010625 | 0.0032356 | 0.0040145 | 0.00017585 | 7.156e-06 | 1.1574e-05 | 0.012256 |  | 3725.6151 | 925.7142 | 2381.388 | 5758.469 | 52.5241 | 4.0031 | 0.70528 | 12848.4188 | 3000 | 5
2004 | 5 | 4 | 23 | 0.0030149 | 0.0011164 | 0.0030925 | 0.0043445 | 0.00017585 | 7.156e-06 | 1.1574e-05 | 0.011763 |  | 2995.9812 | 972.7265 | 2276.0785 | 6231.7804 | 52.5241 | 4.0031 | 0.70528 | 12533.7991 | 3001 | 5
2004 | 5 | 4 | 24 | 0.0018585 | 0.0012369 | 0.003091 | 0.0044145 | 0.00017585 | 7.156e-06 | 1.1574e-05 | 0.010795 |  | 1846.8689 | 1077.6693 | 2274.9336 | 6332.2203 | 52.5241 | 4.0031 | 0.70528 | 11588.9246 | 3002 | 5
2004 | 5 | 5 | 1 | 0.0014779 | 0.0012973 | 0.0029716 | 0.0042932 | 0.00017585 | 7.156e-06 | 1.1574e-05 | 0.010235 |  | 1468.6346 | 1130.3067 | 2187.083 | 6158.2338 | 52.5241 | 4.0031 | 0.70528 | 11001.4906 | 3003 | 5
2004 | 5 | 5 | 2 | 0.0012186 | 0.0013229 | 0.0028635 | 0.0043595 | 0.00017585 | 7.156e-06 | 1.1574e-05 | 0.0099591 |  | 1210.994 | 1152.6081 | 2107.4835 | 6253.3104 | 52.5241 | 4.0031 | 0.70528 | 10781.6284 | 3004 | 5
2004 | 5 | 5 | 3 | 0.0011178 | 0.0013378 | 0.0028359 | 0.0039239 | 0.00017585 | 7.156e-06 | 1.1574e-05 | 0.0094099 |  | 1110.769 | 1165.5767 | 2087.1858 | 5628.4247 | 52.5241 | 4.0031 | 0.70528 | 10049.1888 | 3005 | 5
2004 | 5 | 5 | 4 | 0.0012143 | 0.0013375 | 0.0028761 | 0.0039781 | 0.00017585 | 7.156e-06 | 1.1574e-05 | 0.0096007 |  | 1206.6806 | 1165.3774 | 2116.8171 | 5706.263 | 52.5241 | 4.0031 | 0.70528 | 10252.3705 | 3006 | 5
2004 | 5 | 5 | 5 | 0.0013002 | 0.0014073 | 0.002908 | 0.0041075 | 0.00017585 | 7.156e-06 | 1.1574e-05 | 0.0099176 |  | 1292.089 | 1226.2034 | 2140.2461 | 5891.7691 | 52.5241 | 4.0031 | 0.70528 | 10607.5401 | 3007 | 5
2004 | 5 | 5 | 6 | 0.0017302 | 0.0014182 | 0.0030256 | 0.0041822 | 0.00017585 | 7.156e-06 | 1.1574e-05 | 0.010551 |  | 1719.3546 | 1235.6375 | 2226.7864 | 5999.0348 | 52.5241 | 4.0031 | 0.70528 | 11238.0459 | 3008 | 5
2004 | 5 | 5 | 7 | 0.002738 | 0.0014927 | 0.0033481 | 0.0043392 | 0 | 0 | 1.1574e-05 | 0.01193 |  | 2720.8341 | 1300.6184 | 2464.1873 | 6224.1381 | 0 | 0 | 0.70528 | 12710.4831 | 3009 | 5
2004 | 5 | 5 | 8 | 0.0028415 | 0.0016558 | 0.0034973 | 0.0042312 | 0 | 0 | 1.1574e-05 | 0.012237 |  | 2823.7026 | 1442.6778 | 2574.0071 | 6069.1951 | 0 | 0 | 0.70528 | 12910.2878 | 3010 | 5
2004 | 5 | 5 | 9 | 0.0025573 | 0.0017773 | 0.0034713 | 0.0039189 | 0 | 0 | 1.1574e-05 | 0.011736 |  | 2541.2755 | 1548.5094 | 2554.85 | 5621.3448 | 0 | 0 | 0.70528 | 12266.685 | 3011 | 5
2004 | 5 | 5 | 10 | 0.0022522 | 0.0018431 | 0.003588 | 0.0041178 | 0 | 0 | 1.1574e-05 | 0.011813 |  | 2238.0886 | 1605.8642 | 2640.7284 | 5906.5567 | 0 | 0 | 0.70528 | 12391.9433 | 3012 | 5
2004 | 5 | 5 | 11 | 0.0024754 | 0.0017877 | 0.0036098 | 0.0041176 | 0 | 0 | 1.1574e-05 | 0.012002 |  | 2459.8637 | 1557.5843 | 2656.7921 | 5906.3202 | 0 | 0 | 0.70528 | 12581.2655 | 3013 | 5
2004 | 5 | 5 | 12 | 0.0025881 | 0.0016804 | 0.0036754 | 0.0041802 | 0 | 0 | 1.1574e-05 | 0.012136 |  | 2571.8673 | 1464.0975 | 2705.0715 | 5996.1576 | 0 | 0 | 0.70528 | 12737.8993 | 3014 | 5
2004 | 5 | 5 | 13 | 0.0025028 | 0.0016546 | 0.003735 | 0.0043652 | 0 | 0 | 1.1574e-05 | 0.012269 |  | 2487.0658 | 1441.6784 | 2748.9092 | 6261.4089 | 0 | 0 | 0.70528 | 12939.7676 | 3015 | 5
2004 | 5 | 5 | 14 | 0.0021195 | 0.0017265 | 0.0036655 | 0.0043068 | 0 | 0 | 1.1574e-05 | 0.01183 |  | 2106.26 | 1504.3107 | 2697.8123 | 6177.7392 | 0 | 0 | 0.70528 | 12486.8274 | 3016 | 5
2004 | 5 | 5 | 15 | 0.0022572 | 0.0016552 | 0.0035544 | 0.0042849 | 0 | 0 | 1.1574e-05 | 0.011763 |  | 2243.0183 | 1442.1519 | 2616.0147 | 6146.353 | 0 | 0 | 0.70528 | 12448.2432 | 3017 | 5
2004 | 5 | 5 | 16 | 0.0028125 | 0.0015414 | 0.0034435 | 0.0043638 | 0 | 0 | 1.1574e-05 | 0.012173 |  | 2794.8294 | 1343.0407 | 2534.3904 | 6259.4554 | 0 | 0 | 0.70528 | 12932.4211 | 3018 | 5
2004 | 5 | 5 | 17 | 0.0031236 | 0.0014873 | 0.0033384 | 0.0039624 | 0 | 0 | 1.1574e-05 | 0.011923 |  | 3104.0037 | 1295.901 | 2457.0627 | 5683.6439 | 0 | 0 | 0.70528 | 12541.3165 | 3019 | 5
2004 | 5 | 5 | 18 | 0.0034092 | 0.0014191 | 0.0032527 | 0.0041265 | 0 | 0 | 1.1574e-05 | 0.012219 |  | 3387.8405 | 1236.4846 | 2393.9353 | 5919.1303 | 0 | 0 | 0.70528 | 12938.096 | 3020 | 5
2004 | 5 | 5 | 19 | 0.0037262 | 0.0012567 | 0.003305 | 0.0041753 | 4.3962e-05 | 1.789e-06 | 1.1574e-05 | 0.012521 |  | 3702.7945 | 1094.9724 | 2432.4882 | 5989.066 | 13.131 | 1.0008 | 0.70528 | 13234.1582 | 3021 | 5
2004 | 5 | 5 | 20 | 0.0041119 | 0.0011486 | 0.0033123 | 0.0042563 | 0.00017585 | 7.156e-06 | 1.1574e-05 | 0.013024 |  | 4086.1654 | 1000.7854 | 2437.831 | 6105.2228 | 52.5241 | 4.0031 | 0.70528 | 13687.2372 | 3022 | 5
2004 | 5 | 5 | 21 | 0.0044451 | 0.0010514 | 0.0031987 | 0.0043056 | 0.00017585 | 7.156e-06 | 1.1574e-05 | 0.013195 |  | 4417.2593 | 916.1177 | 2354.1957 | 6176.0346 | 52.5241 | 4.0031 | 0.70528 | 13920.8398 | 3023 | 5
2004 | 5 | 5 | 22 | 0.0037913 | 0.0010625 | 0.0030918 | 0.004231 | 0.00017585 | 7.156e-06 | 1.1574e-05 | 0.012371 |  | 3767.575 | 925.7142 | 2275.5459 | 6068.9587 | 52.5241 | 4.0031 | 0.70528 | 13095.0263 | 3024 | 5
2004 | 5 | 5 | 23 | 0.0030491 | 0.0011164 | 0.0029426 | 0.0039819 | 0.00017585 | 7.156e-06 | 1.1574e-05 | 0.011285 |  | 3029.9886 | 972.7265 | 2165.7464 | 5711.7152 | 52.5241 | 4.0031 | 0.70528 | 11937.4092 | 3025 | 5
2004 | 5 | 5 | 24 | 0.0018848 | 0.0012369 | 0.0029083 | 0.0040063 | 0.00017585 | 7.156e-06 | 1.1574e-05 | 0.010231 |  | 1872.9536 | 1077.6693 | 2140.4878 | 5746.6771 | 52.5241 | 4.0031 | 0.70528 | 10895.0204 | 3026 | 5
2004 | 5 | 6 | 1 | 0.0014649 | 0.0012973 | 0.0028488 | 0.0040689 | 0.00017585 | 7.156e-06 | 1.1574e-05 | 0.0098745 |  | 1455.7394 | 1130.3067 | 2096.6939 | 5836.4553 | 52.5241 | 4.0031 | 0.70528 | 10576.4279 | 3027 | 5
2004 | 5 | 6 | 2 | 0.0012073 | 0.0013229 | 0.002782 | 0.0042452 | 0.00017585 | 7.156e-06 | 1.1574e-05 | 0.0097519 |  | 1199.7598 | 1152.6081 | 2047.5066 | 6089.3226 | 52.5241 | 4.0031 | 0.70528 | 10546.4297 | 3028 | 5
2004 | 5 | 6 | 3 | 0.0011057 | 0.0013378 | 0.0027454 | 0.0041203 | 0.00017585 | 7.156e-06 | 1.1574e-05 | 0.0095037 |  | 1098.719 | 1165.5767 | 2020.6081 | 5910.1207 | 52.5241 | 4.0031 | 0.70528 | 10252.2571 | 3029 | 5
2004 | 5 | 6 | 4 | 0.0012001 | 0.0013375 | 0.0027905 | 0.0041211 | 0.00017585 | 7.156e-06 | 1.1574e-05 | 0.0096438 |  | 1192.5706 | 1165.3774 | 2053.8142 | 5911.3046 | 52.5241 | 4.0031 | 0.70528 | 10380.2993 | 3030 | 5
2004 | 5 | 6 | 5 | 0.0012853 | 0.0014073 | 0.0027298 | 0.0041114 | 0.00017585 | 7.156e-06 | 1.1574e-05 | 0.0097285 |  | 1277.2558 | 1226.2034 | 2009.1434 | 5897.4051 | 52.5241 | 4.0031 | 0.70528 | 10467.2401 | 3031 | 5
2004 | 5 | 6 | 6 | 0.0017105 | 0.0014182 | 0.0030291 | 0.0040197 | 0.00017585 | 7.156e-06 | 1.1574e-05 | 0.010372 |  | 1699.7942 | 1235.6375 | 2229.3629 | 5765.9399 | 52.5241 | 4.0031 | 0.70528 | 10987.9669 | 3032 | 5
2004 | 5 | 6 | 7 | 0.0027068 | 0.0014927 | 0.0033745 | 0.0040718 | 0 | 0 | 1.1574e-05 | 0.011657 |  | 2689.7924 | 1300.6184 | 2483.6244 | 5840.5993 | 0 | 0 | 0.70528 | 12315.3397 | 3033 | 5
2004 | 5 | 6 | 8 | 0.0028133 | 0.0016558 | 0.0035068 | 0.0041624 | 0 | 0 | 1.1574e-05 | 0.01215 |  | 2795.6999 | 1442.6778 | 2580.9555 | 5970.5018 | 0 | 0 | 0.70528 | 12790.5403 | 3034 | 5
2004 | 5 | 6 | 9 | 0.0025311 | 0.0017773 | 0.0035042 | 0.0042949 | 0 | 0 | 1.1574e-05 | 0.012119 |  | 2515.2219 | 1548.5094 | 2579.0986 | 6160.674 | 0 | 0 | 0.70528 | 12804.2092 | 3035 | 5
2004 | 5 | 6 | 10 | 0.0022315 | 0.0018431 | 0.003641 | 0.0042955 | 0 | 0 | 1.1574e-05 | 0.012023 |  | 2217.4767 | 1605.8642 | 2679.7552 | 6161.5472 | 0 | 0 | 0.70528 | 12665.3485 | 3036 | 5
2004 | 5 | 6 | 11 | 0.0024551 | 0.0017877 | 0.0036596 | 0.0043075 | 0 | 0 | 1.1574e-05 | 0.012222 |  | 2439.731 | 1557.5843 | 2693.4674 | 6178.7486 | 0 | 0 | 0.70528 | 12870.2365 | 3037 | 5
2004 | 5 | 6 | 12 | 0.002569 | 0.0016804 | 0.0036775 | 0.0037203 | 0 | 0 | 1.1574e-05 | 0.011659 |  | 2552.8729 | 1464.0975 | 2706.6085 | 5336.4623 | 0 | 0 | 0.70528 | 12060.7464 | 3038 | 5
2004 | 5 | 6 | 13 | 0.0024859 | 0.0016546 | 0.0036754 | 0.0039762 | 0 | 0 | 1.1574e-05 | 0.011804 |  | 2470.3267 | 1441.6784 | 2705.0415 | 5703.5267 | 0 | 0 | 0.70528 | 12321.2787 | 3039 | 5
2004 | 5 | 6 | 14 | 0.0021034 | 0.0017265 | 0.0036791 | 0.0042445 | 0 | 0 | 1.1574e-05 | 0.011765 |  | 2090.2019 | 1504.3107 | 2707.7602 | 6088.2782 | 0 | 0 | 0.70528 | 12391.2563 | 3040 | 5
2004 | 5 | 6 | 15 | 0.0022416 | 0.0016552 | 0.0035802 | 0.0042328 | 0 | 0 | 1.1574e-05 | 0.011721 |  | 2227.5435 | 1442.1519 | 2634.9735 | 6071.6144 | 0 | 0 | 0.70528 | 12376.9885 | 3041 | 5
2004 | 5 | 6 | 16 | 0.002795 | 0.0015414 | 0.0034963 | 0.0041847 | 0 | 0 | 1.1574e-05 | 0.012029 |  | 2777.4872 | 1343.0407 | 2573.2419 | 6002.5098 | 0 | 0 | 0.70528 | 12696.9849 | 3042 | 5
2004 | 5 | 6 | 17 | 0.0031052 | 0.0014873 | 0.0034242 | 0.0040616 | 0 | 0 | 1.1574e-05 | 0.01209 |  | 3085.7462 | 1295.901 | 2520.2132 | 5826.0404 | 0 | 0 | 0.70528 | 12728.606 | 3043 | 5
2004 | 5 | 6 | 18 | 0.0033844 | 0.0014191 | 0.0033417 | 0.004096 | 0 | 0 | 1.1574e-05 | 0.012253 |  | 3363.2232 | 1236.4846 | 2459.4378 | 5875.3813 | 0 | 0 | 0.70528 | 12935.2322 | 3044 | 5
2004 | 5 | 6 | 19 | 0.0037024 | 0.0012567 | 0.0034105 | 0.0040741 | 4.3962e-05 | 1.789e-06 | 1.1574e-05 | 0.012501 |  | 3679.198 | 1094.9724 | 2510.1006 | 5843.8851 | 13.131 | 1.0008 | 0.70528 | 13142.9932 | 3045 | 5
2004 | 5 | 6 | 20 | 0.0040905 | 0.0011486 | 0.0034346 | 0.0040691 | 0.00017585 | 7.156e-06 | 1.1574e-05 | 0.012937 |  | 4064.9027 | 1000.7854 | 2527.8771 | 5836.6963 | 52.5241 | 4.0031 | 0.70528 | 13487.494 | 3046 | 5
2004 | 5 | 6 | 21 | 0.0044224 | 0.0010514 | 0.0033484 | 0.0041457 | 0.00017585 | 7.156e-06 | 1.1574e-05 | 0.013163 |  | 4394.6997 | 916.1177 | 2464.4322 | 5946.6722 | 52.5241 | 4.0031 | 0.70528 | 13779.1542 | 3047 | 5
2004 | 5 | 6 | 22 | 0.0037693 | 0.0010625 | 0.0031583 | 0.0040529 | 0.00017585 | 7.156e-06 | 1.1574e-05 | 0.012238 |  | 3745.7156 | 925.7142 | 2324.5111 | 5813.4309 | 52.5241 | 4.0031 | 0.70528 | 12866.6044 | 3048 | 5
2004 | 5 | 6 | 23 | 0.0030313 | 0.0011164 | 0.0030641 | 0.004073 | 0.00017585 | 7.156e-06 | 1.1574e-05 | 0.011479 |  | 3012.2722 | 972.7265 | 2255.1323 | 5842.3473 | 52.5241 | 4.0031 | 0.70528 | 12139.7109 | 3049 | 5
2004 | 5 | 6 | 24 | 0.0018711 | 0.0012369 | 0.0030462 | 0.0039448 | 0.00017585 | 7.156e-06 | 1.1574e-05 | 0.010294 |  | 1859.3646 | 1077.6693 | 2242.0026 | 5658.4378 | 52.5241 | 4.0031 | 0.70528 | 10894.7069 | 3050 | 5
2004 | 5 | 7 | 1 | 0.001602 | 0.0013907 | 0.0029675 | 0.0037634 | 0.00017585 | 7.156e-06 | 1.1574e-05 | 0.0099181 |  | 1591.9628 | 1211.6837 | 2184.0236 | 5398.1962 | 52.5241 | 4.0031 | 0.70528 | 10443.0988 | 3051 | 5
2004 | 5 | 7 | 2 | 0.0013003 | 0.0014154 | 0.002918 | 0.0040558 | 0.00017585 | 7.156e-06 | 1.1574e-05 | 0.0098841 |  | 1292.1071 | 1233.2436 | 2147.6524 | 5817.7257 | 52.5241 | 4.0031 | 0.70528 | 10547.9613 | 3052 | 5
2004 | 5 | 7 | 3 | 0.0013139 | 0.0014293 | 0.002812 | 0.0040007 | 0.00017585 | 7.156e-06 | 1.1574e-05 | 0.0097505 |  | 1305.6149 | 1245.3703 | 2069.6373 | 5738.5888 | 52.5241 | 4.0031 | 0.70528 | 10416.4438 | 3053 | 5
2004 | 5 | 7 | 4 | 0.0012612 | 0.0014559 | 0.0028018 | 0.0036384 | 0.00017585 | 7.156e-06 | 1.1574e-05 | 0.0093519 |  | 1253.2741 | 1268.5391 | 2062.0815 | 5218.9399 | 52.5241 | 4.0031 | 0.70528 | 9860.067 | 3054 | 5
2004 | 5 | 7 | 5 | 0.0014132 | 0.0014788 | 0.0027624 | 0.0036926 | 0.00017585 | 7.156e-06 | 1.1574e-05 | 0.0095416 |  | 1404.3479 | 1288.4739 | 2033.1014 | 5296.7054 | 52.5241 | 4.0031 | 0.70528 | 10079.8611 | 3055 | 5
2004 | 5 | 7 | 6 | 0.0019129 | 0.0014376 | 0.0030537 | 0.0039758 | 0.00017585 | 7.156e-06 | 1.1574e-05 | 0.010575 |  | 1900.9269 | 1252.5396 | 2247.5094 | 5702.8833 | 52.5241 | 4.0031 | 0.70528 | 11161.0917 | 3056 | 5
2004 | 5 | 7 | 7 | 0.0028309 | 0.0015157 | 0.0032713 | 0.0037596 | 0 | 0 | 1.1574e-05 | 0.011389 |  | 2813.1194 | 1320.6316 | 2407.6841 | 5392.8021 | 0 | 0 | 0.70528 | 11934.9424 | 3057 | 5
2004 | 5 | 7 | 8 | 0.0028684 | 0.0016241 | 0.0034779 | 0.0039109 | 0 | 0 | 1.1574e-05 | 0.011893 |  | 2850.4273 | 1415.0719 | 2559.6765 | 5609.7654 | 0 | 0 | 0.70528 | 12435.6464 | 3058 | 5
2004 | 5 | 7 | 9 | 0.0026745 | 0.0017106 | 0.0035352 | 0.0034358 | 0 | 0 | 1.1574e-05 | 0.011368 |  | 2657.7089 | 1490.4169 | 2601.855 | 4928.3881 | 0 | 0 | 0.70528 | 11679.0743 | 3059 | 5
2004 | 5 | 7 | 10 | 0.0025386 | 0.0017304 | 0.0037201 | 0.0035838 | 0 | 0 | 1.1574e-05 | 0.011585 |  | 2522.7278 | 1507.6986 | 2737.9748 | 5140.6841 | 0 | 0 | 0.70528 | 11909.7905 | 3060 | 5
2004 | 5 | 7 | 11 | 0.0024982 | 0.0017946 | 0.003739 | 0.00387 | 0 | 0 | 1.1574e-05 | 0.011913 |  | 2482.5724 | 1563.6554 | 2751.8998 | 5551.1369 | 0 | 0 | 0.70528 | 12349.9697 | 3061 | 5
2004 | 5 | 7 | 12 | 0.0026879 | 0.001662 | 0.0036573 | 0.0039009 | 0 | 0 | 1.1574e-05 | 0.01192 |  | 2671.0169 | 1448.128 | 2691.7615 | 5595.4462 | 0 | 0 | 0.70528 | 12407.0578 | 3062 | 5
2004 | 5 | 7 | 13 | 0.002241 | 0.0017058 | 0.0035747 | 0.0038562 | 0 | 0 | 1.1574e-05 | 0.011389 |  | 2226.9413 | 1486.2495 | 2630.9602 | 5531.3028 | 0 | 0 | 0.70528 | 11876.1591 | 3063 | 5
2004 | 5 | 7 | 14 | 0.0021615 | 0.0017122 | 0.0035571 | 0.0037416 | 0 | 0 | 1.1574e-05 | 0.011184 |  | 2147.9821 | 1491.8086 | 2618.0274 | 5366.9889 | 0 | 0 | 0.70528 | 11625.5122 | 3064 | 5
2004 | 5 | 7 | 15 | 0.0022953 | 0.0016497 | 0.0034763 | 0.0039502 | 0 | 0 | 1.1574e-05 | 0.011383 |  | 2280.9431 | 1437.4116 | 2558.5489 | 5666.2459 | 0 | 0 | 0.70528 | 11943.8548 | 3065 | 5
2004 | 5 | 7 | 16 | 0.0027935 | 0.0014986 | 0.0033617 | 0.0040121 | 0 | 0 | 1.1574e-05 | 0.011678 |  | 2776.0344 | 1305.7612 | 2474.1584 | 5755.0152 | 0 | 0 | 0.70528 | 12311.6746 | 3066 | 5
2004 | 5 | 7 | 17 | 0.0031849 | 0.0014232 | 0.0032993 | 0.0038822 | 0 | 0 | 1.1574e-05 | 0.011801 |  | 3164.9738 | 1240.0312 | 2428.2484 | 5568.7008 | 0 | 0 | 0.70528 | 12402.6595 | 3067 | 5
2004 | 5 | 7 | 18 | 0.0035934 | 0.0012462 | 0.0032811 | 0.0037949 | 0 | 0 | 1.1574e-05 | 0.011927 |  | 3570.8923 | 1085.8127 | 2414.8994 | 5443.4901 | 0 | 0 | 0.70528 | 12515.7997 | 3068 | 5
2004 | 5 | 7 | 19 | 0.0037144 | 0.0011922 | 0.0031514 | 0.0037752 | 4.3962e-05 | 1.789e-06 | 1.1574e-05 | 0.011891 |  | 3691.1155 | 1038.7617 | 2319.3973 | 5415.1934 | 13.131 | 1.0008 | 0.70528 | 12479.305 | 3069 | 5
2004 | 5 | 7 | 20 | 0.0038491 | 0.0012055 | 0.0030934 | 0.003781 | 0.00017585 | 7.156e-06 | 1.1574e-05 | 0.012124 |  | 3824.9388 | 1050.376 | 2276.6895 | 5423.469 | 52.5241 | 4.0031 | 0.70528 | 12632.7058 | 3070 | 5
2004 | 5 | 7 | 21 | 0.0043102 | 0.0010786 | 0.0030016 | 0.0037649 | 0.00017585 | 7.156e-06 | 1.1574e-05 | 0.01235 |  | 4283.14 | 939.7801 | 2209.1362 | 5400.4447 | 52.5241 | 4.0031 | 0.70528 | 12889.7335 | 3071 | 5
2004 | 5 | 7 | 22 | 0.0036262 | 0.0012 | 0.0029335 | 0.0035256 | 0.00017585 | 7.156e-06 | 1.1574e-05 | 0.01148 |  | 3603.4939 | 1045.5662 | 2159.0391 | 5057.1776 | 52.5241 | 4.0031 | 0.70528 | 11922.5093 | 3072 | 5
2004 | 5 | 7 | 23 | 0.0031902 | 0.0012197 | 0.0027811 | 0.0028462 | 0.00017585 | 7.156e-06 | 1.1574e-05 | 0.010232 |  | 3170.2172 | 1062.7151 | 2046.855 | 4082.5398 | 52.5241 | 4.0031 | 0.70528 | 10419.5596 | 3073 | 5
2004 | 5 | 7 | 24 | 0.0021123 | 0.0013666 | 0.0026828 | 0.0025573 | 0.00017585 | 7.156e-06 | 1.1574e-05 | 0.0089136 |  | 2099.0171 | 1190.7026 | 1974.5451 | 3668.2598 | 52.5241 | 4.0031 | 0.70528 | 8989.7571 | 3074 | 5
2004 | 5 | 8 | 1 | 0.0016582 | 0.0012862 | 0.0026042 | 0.0026132 | 0.00017585 | 7.156e-06 | 1.1574e-05 | 0.0083564 |  | 1647.7887 | 1120.6387 | 1916.6818 | 3748.4038 | 52.5241 | 4.0031 | 0.70528 | 8490.7456 | 3075 | 5
2004 | 5 | 8 | 2 | 0.0014331 | 0.0013375 | 0.0025328 | 0.0025442 | 0.00017585 | 7.156e-06 | 1.1574e-05 | 0.0080422 |  | 1424.0999 | 1165.3835 | 1864.1033 | 3649.4027 | 52.5241 | 4.0031 | 0.70528 | 8160.2219 | 3076 | 5
2004 | 5 | 8 | 3 | 0.0013374 | 0.001367 | 0.0024912 | 0.0026035 | 0.00017585 | 7.156e-06 | 1.1574e-05 | 0.0079936 |  | 1328.9988 | 1191.0429 | 1833.4744 | 3734.4488 | 52.5241 | 4.0031 | 0.70528 | 8145.1974 | 3077 | 5
2004 | 5 | 8 | 4 | 0.0014232 | 0.0013084 | 0.0024477 | 0.0027219 | 0.00017585 | 7.156e-06 | 1.1574e-05 | 0.0080959 |  | 1414.3047 | 1140.0315 | 1801.5127 | 3904.3002 | 52.5241 | 4.0031 | 0.70528 | 8317.3818 | 3078 | 5
2004 | 5 | 8 | 5 | 0.0014799 | 0.0013223 | 0.002467 | 0.0027229 | 0.00017585 | 7.156e-06 | 1.1574e-05 | 0.0081867 |  | 1470.6299 | 1152.0795 | 1815.6842 | 3905.7828 | 52.5241 | 4.0031 | 0.70528 | 8401.409 | 3079 | 5
2004 | 5 | 8 | 6 | 0.0017383 | 0.001297 | 0.0024466 | 0.0026873 | 0.00017585 | 7.156e-06 | 1.1574e-05 | 0.0083638 |  | 1727.414 | 1130.0748 | 1800.6857 | 3854.6186 | 52.5241 | 4.0031 | 0.70528 | 8570.0255 | 3080 | 5
2004 | 5 | 8 | 7 | 0.0022462 | 0.0013212 | 0.0025729 | 0.0027188 | 0 | 0 | 1.1574e-05 | 0.0088707 |  | 2232.0783 | 1151.1696 | 1893.6684 | 3899.9164 | 0 | 0 | 0.70528 | 9177.538 | 3081 | 5
2004 | 5 | 8 | 8 | 0.0026781 | 0.0013419 | 0.002658 | 0.0026259 | 0 | 0 | 1.1574e-05 | 0.0093154 |  | 2661.3 | 1169.1929 | 1956.2372 | 3766.6282 | 0 | 0 | 0.70528 | 9554.0636 | 3082 | 5
2004 | 5 | 8 | 9 | 0.0028535 | 0.0014233 | 0.0026732 | 0.0028341 | 0 | 0 | 1.1574e-05 | 0.0097957 |  | 2835.5684 | 1240.0995 | 1967.4558 | 4065.2991 | 0 | 0 | 0.70528 | 10109.1281 | 3083 | 5
2004 | 5 | 8 | 10 | 0.0034007 | 0.0013195 | 0.0027145 | 0.0028706 | 0 | 0 | 1.1574e-05 | 0.010317 |  | 3379.3452 | 1149.6396 | 1997.8876 | 4117.5875 | 0 | 0 | 0.70528 | 10645.1652 | 3084 | 5
2004 | 5 | 8 | 11 | 0.004105 | 0.0011696 | 0.002788 | 0.0028627 | 0 | 0 | 1.1574e-05 | 0.010937 |  | 4079.278 | 1019.1082 | 2051.9694 | 4106.2334 | 0 | 0 | 0.70528 | 11257.2942 | 3085 | 5
2004 | 5 | 8 | 12 | 0.0036585 | 0.0012931 | 0.0028044 | 0.0028226 | 0 | 0 | 1.1574e-05 | 0.01059 |  | 3635.5194 | 1126.7112 | 2064.0224 | 4048.8123 | 0 | 0 | 0.70528 | 10875.7705 | 3086 | 5
2004 | 5 | 8 | 13 | 0.0036415 | 0.0012106 | 0.0027928 | 0.0028651 | 0 | 0 | 1.1574e-05 | 0.010522 |  | 3618.6602 | 1054.7929 | 2055.517 | 4109.7559 | 0 | 0 | 0.70528 | 10839.4312 | 3087 | 5
2004 | 5 | 8 | 14 | 0.0033718 | 0.0012164 | 0.0027974 | 0.0026434 | 0 | 0 | 1.1574e-05 | 0.010041 |  | 3350.6578 | 1059.8217 | 2058.8775 | 3791.6655 | 0 | 0 | 0.70528 | 10261.7277 | 3088 | 5
2004 | 5 | 8 | 15 | 0.0031073 | 0.0012997 | 0.002696 | 0.002154 | 0 | 0 | 1.1574e-05 | 0.0092686 |  | 3087.8322 | 1132.402 | 1984.2135 | 3089.764 | 0 | 0 | 0.70528 | 9294.917 | 3089 | 5
2004 | 5 | 8 | 16 | 0.003474 | 0.0012286 | 0.0027447 | 0.0021096 | 0 | 0 | 1.1574e-05 | 0.0095685 |  | 3452.2463 | 1070.4755 | 2020.0648 | 3026.0559 | 0 | 0 | 0.70528 | 9569.5478 | 3090 | 5
2004 | 5 | 8 | 17 | 0.0036996 | 0.0012276 | 0.0026657 | 0.0020751 | 0 | 0 | 1.1574e-05 | 0.0096796 |  | 3676.4133 | 1069.611 | 1961.9173 | 2976.5198 | 0 | 0 | 0.70528 | 9685.1667 | 3091 | 5
2004 | 5 | 8 | 18 | 0.0043238 | 0.00094496 | 0.0026208 | 0.0020759 | 0 | 0 | 1.1574e-05 | 0.0099771 |  | 4296.731 | 823.3375 | 1928.9219 | 2977.6681 | 0 | 0 | 0.70528 | 10027.3638 | 3092 | 5
2004 | 5 | 8 | 19 | 0.0042335 | 0.00094998 | 0.0024743 | 0.0020231 | 4.3962e-05 | 1.789e-06 | 1.1574e-05 | 0.0097383 |  | 4206.9945 | 827.7149 | 1821.0832 | 2901.9725 | 13.131 | 1.0008 | 0.70528 | 9772.6022 | 3093 | 5
2004 | 5 | 8 | 20 | 0.0043622 | 0.00094716 | 0.002474 | 0.0020372 | 0.00017585 | 7.156e-06 | 1.1574e-05 | 0.010015 |  | 4334.8852 | 825.259 | 1820.8146 | 2922.1119 | 52.5241 | 4.0031 | 0.70528 | 9960.3032 | 3094 | 5
2004 | 5 | 8 | 21 | 0.0046766 | 0.00089664 | 0.0023937 | 0.0019697 | 0.00017585 | 7.156e-06 | 1.1574e-05 | 0.010131 |  | 4647.27 | 781.2373 | 1761.7832 | 2825.3834 | 52.5241 | 4.0031 | 0.70528 | 10072.9066 | 3095 | 5
2004 | 5 | 8 | 22 | 0.0039762 | 0.0010065 | 0.0023305 | 0.0018946 | 0.00017585 | 7.156e-06 | 1.1574e-05 | 0.0094024 |  | 3951.2988 | 876.9518 | 1715.2403 | 2717.6679 | 52.5241 | 4.0031 | 0.70528 | 9318.3913 | 3096 | 5
2004 | 5 | 8 | 23 | 0.0030482 | 0.0012245 | 0.00218 | 0.0018422 | 0.00017585 | 7.156e-06 | 1.1574e-05 | 0.0084894 |  | 3029.0416 | 1066.9189 | 1604.4331 | 2642.3985 | 52.5241 | 4.0031 | 0.70528 | 8400.0247 | 3097 | 5
2004 | 5 | 8 | 24 | 0.0024714 | 0.0011979 | 0.0021627 | 0.0020345 | 0.00017585 | 7.156e-06 | 1.1574e-05 | 0.008061 |  | 2455.896 | 1043.7225 | 1591.7416 | 2918.234 | 52.5241 | 4.0031 | 0.70528 | 8066.8266 | 3098 | 5
2004 | 5 | 9 | 1 | 0.0017971 | 0.0014964 | 0.0021549 | 0.0020275 | 0.00017585 | 7.156e-06 | 1.1574e-05 | 0.0076704 |  | 1785.7936 | 1303.7878 | 1585.9591 | 2908.2416 | 52.5241 | 4.0031 | 0.70528 | 7641.0147 | 3099 | 5
2004 | 5 | 9 | 2 | 0.0013496 | 0.0015781 | 0.0022014 | 0.0020193 | 0.00017585 | 7.156e-06 | 1.1574e-05 | 0.007343 |  | 1341.0952 | 1375.0212 | 1620.2209 | 2896.479 | 52.5241 | 4.0031 | 0.70528 | 7290.0487 | 3100 | 5
2004 | 5 | 9 | 3 | 0.0012913 | 0.0015919 | 0.0021562 | 0.0020273 | 0.00017585 | 7.156e-06 | 1.1574e-05 | 0.0072613 |  | 1283.2387 | 1386.9931 | 1586.9243 | 2908.0344 | 52.5241 | 4.0031 | 0.70528 | 7222.423 | 3101 | 5
2004 | 5 | 9 | 4 | 0.0010647 | 0.0016131 | 0.0021916 | 0.0020751 | 0.00017585 | 7.156e-06 | 1.1574e-05 | 0.0071391 |  | 1057.9855 | 1405.4523 | 1613.0286 | 2976.6028 | 52.5241 | 4.0031 | 0.70528 | 7110.3017 | 3102 | 5
2004 | 5 | 9 | 5 | 0.0011942 | 0.001614 | 0.0022054 | 0.002016 | 0.00017585 | 7.156e-06 | 1.1574e-05 | 0.0072242 |  | 1186.7101 | 1406.2424 | 1623.1777 | 2891.7433 | 52.5241 | 4.0031 | 0.70528 | 7165.1061 | 3103 | 5
2004 | 5 | 9 | 6 | 0.0013806 | 0.0015789 | 0.0021567 | 0.0019764 | 0.00017585 | 7.156e-06 | 1.1574e-05 | 0.0072871 |  | 1371.9088 | 1375.6629 | 1587.3164 | 2834.9673 | 52.5241 | 4.0031 | 0.70528 | 7227.0878 | 3104 | 5
2004 | 5 | 9 | 7 | 0.0017487 | 0.0016025 | 0.0022811 | 0.0019678 | 0 | 0 | 1.1574e-05 | 0.0076117 |  | 1737.7696 | 1396.2638 | 1678.8942 | 2822.6066 | 0 | 0 | 0.70528 | 7636.2395 | 3105 | 5
2004 | 5 | 9 | 8 | 0.0023641 | 0.0015268 | 0.0024923 | 0.0019897 | 0 | 0 | 1.1574e-05 | 0.0083845 |  | 2349.2772 | 1330.2661 | 1834.3465 | 2853.9992 | 0 | 0 | 0.70528 | 8368.5942 | 3106 | 5
2004 | 5 | 9 | 9 | 0.0028124 | 0.0016433 | 0.0025015 | 0.0019957 | 0 | 0 | 1.1574e-05 | 0.0089644 |  | 2794.7963 | 1431.7683 | 1841.0847 | 2862.5828 | 0 | 0 | 0.70528 | 8930.9373 | 3107 | 5
2004 | 5 | 9 | 10 | 0.0031129 | 0.0016187 | 0.0025257 | 0.0019702 | 0 | 0 | 1.1574e-05 | 0.009239 |  | 3093.3896 | 1410.3253 | 1858.8687 | 2826.1176 | 0 | 0 | 0.70528 | 9189.4064 | 3108 | 5
2004 | 5 | 9 | 11 | 0.0030398 | 0.0016644 | 0.0025346 | 0.0020642 | 0 | 0 | 1.1574e-05 | 0.0093146 |  | 3020.7231 | 1450.2239 | 1865.4292 | 2960.9451 | 0 | 0 | 0.70528 | 9298.0265 | 3109 | 5
2004 | 5 | 9 | 12 | 0.0034836 | 0.0014984 | 0.0026014 | 0.0024093 | 0 | 0 | 1.1574e-05 | 0.010004 |  | 3461.7771 | 1305.5229 | 1914.5929 | 3455.9639 | 0 | 0 | 0.70528 | 10138.562 | 3110 | 5
2004 | 5 | 9 | 13 | 0.0029622 | 0.0015702 | 0.0026173 | 0.0024495 | 0 | 0 | 1.1574e-05 | 0.0096108 |  | 2943.643 | 1368.0918 | 1926.333 | 3513.5094 | 0 | 0 | 0.70528 | 9752.2825 | 3111 | 5
2004 | 5 | 9 | 14 | 0.0028117 | 0.0015405 | 0.0026576 | 0.0023691 | 0 | 0 | 1.1574e-05 | 0.0093904 |  | 2794.065 | 1342.2015 | 1955.9522 | 3398.2642 | 0 | 0 | 0.70528 | 9491.1881 | 3112 | 5
2004 | 5 | 9 | 15 | 0.0029412 | 0.0014718 | 0.0026548 | 0.0023027 | 0 | 0 | 1.1574e-05 | 0.0093822 |  | 2922.7931 | 1282.3795 | 1953.9463 | 3303.0633 | 0 | 0 | 0.70528 | 9462.8875 | 3113 | 5
2004 | 5 | 9 | 16 | 0.0031478 | 0.0014635 | 0.0026295 | 0.0020366 | 0 | 0 | 1.1574e-05 | 0.0092888 |  | 3128.0274 | 1275.1058 | 1935.263 | 2921.3007 | 0 | 0 | 0.70528 | 9260.4022 | 3114 | 5
2004 | 5 | 9 | 17 | 0.0036222 | 0.0013528 | 0.0025491 | 0.0021805 | 0 | 0 | 1.1574e-05 | 0.0097163 |  | 3599.5154 | 1178.7298 | 1876.153 | 3127.6796 | 0 | 0 | 0.70528 | 9782.7831 | 3115 | 5
2004 | 5 | 9 | 18 | 0.0039151 | 0.0011765 | 0.0025096 | 0.0024511 | 0 | 0 | 1.1574e-05 | 0.010064 |  | 3890.568 | 1025.0924 | 1847.0121 | 3515.8655 | 0 | 0 | 0.70528 | 10279.2433 | 3116 | 5
2004 | 5 | 9 | 19 | 0.0037199 | 0.0012125 | 0.0024134 | 0.0024341 | 4.3962e-05 | 1.789e-06 | 1.1574e-05 | 0.0098372 |  | 3696.5717 | 1056.4251 | 1776.2623 | 3491.5178 | 13.131 | 1.0008 | 0.70528 | 10035.6139 | 3117 | 5
2004 | 5 | 9 | 20 | 0.0039474 | 0.0012141 | 0.0023909 | 0.0023188 | 0.00017585 | 7.156e-06 | 1.1574e-05 | 0.010066 |  | 3922.6608 | 1057.799 | 1759.7028 | 3326.1681 | 52.5241 | 4.0031 | 0.70528 | 10123.5632 | 3118 | 5
2004 | 5 | 9 | 21 | 0.0040997 | 0.0011483 | 0.0023879 | 0.0025215 | 0.00017585 | 7.156e-06 | 1.1574e-05 | 0.010352 |  | 4073.9963 | 1000.499 | 1757.4669 | 3616.921 | 52.5241 | 4.0031 | 0.70528 | 10506.1156 | 3119 | 5
2004 | 5 | 9 | 22 | 0.003403 | 0.0011917 | 0.0023051 | 0.0028844 | 0.00017585 | 7.156e-06 | 1.1574e-05 | 0.0099788 |  | 3381.6751 | 1038.3512 | 1696.5156 | 4137.3711 | 52.5241 | 4.0031 | 0.70528 | 10311.1455 | 3120 | 5
2004 | 5 | 9 | 23 | 0.0024711 | 0.001187 | 0.0023378 | 0.0034658 | 0.00017585 | 7.156e-06 | 1.1574e-05 | 0.0096563 |  | 2455.624 | 1034.2358 | 1720.5731 | 4971.4306 | 52.5241 | 4.0031 | 0.70528 | 10239.096 | 3121 | 5
2004 | 5 | 9 | 24 | 0.0019307 | 0.0012653 | 0.0024897 | 0.0036689 | 0.00017585 | 7.156e-06 | 1.1574e-05 | 0.0095492 |  | 1918.6348 | 1102.4646 | 1832.3928 | 5262.6451 | 52.5241 | 4.0031 | 0.70528 | 10173.3698 | 3122 | 5
2004 | 5 | 10 | 1 | 0.001402 | 0.0011072 | 0.0025123 | 0.0038135 | 0.00017585 | 7.156e-06 | 1.1574e-05 | 0.0090295 |  | 1393.1629 | 964.6578 | 1849.0077 | 5470.1258 | 52.5241 | 4.0031 | 0.70528 | 9734.1866 | 3123 | 5
2004 | 5 | 10 | 2 | 0.0012438 | 0.0011133 | 0.002557 | 0.0038295 | 0.00017585 | 7.156e-06 | 1.1574e-05 | 0.0089382 |  | 1235.9589 | 970.037 | 1881.9565 | 5493.0292 | 52.5241 | 4.0031 | 0.70528 | 9638.2142 | 3124 | 5
2004 | 5 | 10 | 3 | 0.0010661 | 0.001189 | 0.0025719 | 0.0037344 | 0.00017585 | 7.156e-06 | 1.1574e-05 | 0.008756 |  | 1059.399 | 1035.975 | 1892.9209 | 5356.6387 | 52.5241 | 4.0031 | 0.70528 | 9402.1662 | 3125 | 5
2004 | 5 | 10 | 4 | 0.0011374 | 0.0011837 | 0.0026257 | 0.0038673 | 0.00017585 | 7.156e-06 | 1.1574e-05 | 0.0090087 |  | 1130.2352 | 1031.3432 | 1932.5185 | 5547.3366 | 52.5241 | 4.0031 | 0.70528 | 9698.666 | 3126 | 5
2004 | 5 | 10 | 5 | 0.0011448 | 0.0012082 | 0.0026393 | 0.0039681 | 0.00017585 | 7.156e-06 | 1.1574e-05 | 0.009155 |  | 1137.6112 | 1052.7259 | 1942.5134 | 5691.9022 | 52.5241 | 4.0031 | 0.70528 | 9881.9852 | 3127 | 5
2004 | 5 | 10 | 6 | 0.0016218 | 0.0010998 | 0.0028871 | 0.0038766 | 0.00017585 | 7.156e-06 | 1.1574e-05 | 0.00968 |  | 1611.6565 | 958.2662 | 2124.9074 | 5560.6382 | 52.5241 | 4.0031 | 0.70528 | 10312.7008 | 3128 | 5
2004 | 5 | 10 | 7 | 0.0021492 | 0.0011839 | 0.00334 | 0.0041952 | 0 | 0 | 1.1574e-05 | 0.01088 |  | 2135.732 | 1031.5636 | 2458.2453 | 6017.6232 | 0 | 0 | 0.70528 | 11643.8694 | 3129 | 5
2004 | 5 | 10 | 8 | 0.0025341 | 0.0011438 | 0.0034303 | 0.0044184 | 0 | 0 | 1.1574e-05 | 0.011538 |  | 2518.2185 | 996.5506 | 2524.7087 | 6337.8445 | 0 | 0 | 0.70528 | 12378.0275 | 3130 | 5
2004 | 5 | 10 | 9 | 0.0025154 | 0.0013043 | 0.0034872 | 0.0043606 | 0 | 0 | 1.1574e-05 | 0.011679 |  | 2499.6675 | 1136.401 | 2566.5643 | 6254.8264 | 0 | 0 | 0.70528 | 12458.1646 | 3131 | 5
2004 | 5 | 10 | 10 | 0.002296 | 0.0013462 | 0.003522 | 0.004086 | 0 | 0 | 1.1574e-05 | 0.011262 |  | 2281.6232 | 1172.929 | 2592.149 | 5860.9576 | 0 | 0 | 0.70528 | 11908.3641 | 3132 | 5
2004 | 5 | 10 | 11 | 0.0025893 | 0.0013476 | 0.0035162 | 0.0039162 | 0 | 0 | 1.1574e-05 | 0.011381 |  | 2573.0931 | 1174.1884 | 2587.9093 | 5617.3551 | 0 | 0 | 0.70528 | 11953.2512 | 3133 | 5
2004 | 5 | 10 | 12 | 0.002447 | 0.001236 | 0.0036511 | 0.0040641 | 0 | 0 | 1.1574e-05 | 0.01141 |  | 2431.7028 | 1076.9497 | 2687.2132 | 5829.571 | 0 | 0 | 0.70528 | 12026.1421 | 3134 | 5
2004 | 5 | 10 | 13 | 0.0027977 | 0.0011169 | 0.0037538 | 0.0040889 | 0 | 0 | 1.1574e-05 | 0.011769 |  | 2780.177 | 973.1613 | 2762.7413 | 5865.137 | 0 | 0 | 0.70528 | 12381.9219 | 3135 | 5
2004 | 5 | 10 | 14 | 0.0025833 | 0.0011221 | 0.0036697 | 0.0044609 | 0 | 0 | 1.1574e-05 | 0.011847 |  | 2567.0658 | 977.7049 | 2700.8457 | 6398.6874 | 0 | 0 | 0.70528 | 12645.0091 | 3136 | 5
2004 | 5 | 10 | 15 | 0.0027295 | 0.0010675 | 0.0036648 | 0.0045014 | 0 | 0 | 1.1574e-05 | 0.011975 |  | 2712.3652 | 930.1377 | 2697.2493 | 6456.8961 | 0 | 0 | 0.70528 | 12797.3537 | 3137 | 5
2004 | 5 | 10 | 16 | 0.0031557 | 0.00099815 | 0.0035122 | 0.0045499 | 0 | 0 | 1.1574e-05 | 0.012227 |  | 3135.9108 | 869.6826 | 2584.9414 | 6526.3759 | 0 | 0 | 0.70528 | 13117.616 | 3138 | 5
2004 | 5 | 10 | 17 | 0.0033543 | 0.00098828 | 0.0034565 | 0.0044111 | 0 | 0 | 1.1574e-05 | 0.012222 |  | 3333.2972 | 861.0814 | 2543.9827 | 6327.3313 | 0 | 0 | 0.70528 | 13066.3979 | 3139 | 5
2004 | 5 | 10 | 18 | 0.0036433 | 0.00080242 | 0.0033827 | 0.0044087 | 0 | 0 | 1.1574e-05 | 0.012249 |  | 3620.4511 | 699.1417 | 2489.6335 | 6323.8618 | 0 | 0 | 0.70528 | 13133.7935 | 3140 | 5
2004 | 5 | 10 | 19 | 0.0033104 | 0.00083311 | 0.0032446 | 0.0044252 | 4.3962e-05 | 1.789e-06 | 1.1574e-05 | 0.011871 |  | 3289.6121 | 725.8852 | 2388.0316 | 6347.458 | 13.131 | 1.0008 | 0.70528 | 12765.8239 | 3141 | 5
2004 | 5 | 10 | 20 | 0.0039365 | 0.00074285 | 0.003351 | 0.0043018 | 0.00017585 | 7.156e-06 | 1.1574e-05 | 0.012527 |  | 3911.7837 | 647.2434 | 2466.3043 | 6170.5176 | 52.5241 | 4.0031 | 0.70528 | 13253.0816 | 3142 | 5
2004 | 5 | 10 | 21 | 0.0043899 | 0.00068353 | 0.0032751 | 0.0043323 | 0.00017585 | 7.156e-06 | 1.1574e-05 | 0.012875 |  | 4362.3892 | 595.5528 | 2410.4709 | 6214.3353 | 52.5241 | 4.0031 | 0.70528 | 13639.9807 | 3143 | 5
2004 | 5 | 10 | 22 | 0.0034112 | 0.0008021 | 0.0031751 | 0.0041507 | 0.00017585 | 7.156e-06 | 1.1574e-05 | 0.011734 |  | 3389.819 | 698.8666 | 2336.8694 | 5953.7729 | 52.5241 | 4.0031 | 0.70528 | 12436.5605 | 3144 | 5
2004 | 5 | 10 | 23 | 0.0027798 | 0.00090565 | 0.0030157 | 0.0040277 | 0.00017585 | 7.156e-06 | 1.1574e-05 | 0.010923 |  | 2762.4139 | 789.0889 | 2219.5299 | 5777.3176 | 52.5241 | 4.0031 | 0.70528 | 11605.5827 | 3145 | 5
2004 | 5 | 10 | 24 | 0.0017825 | 0.0010913 | 0.0028816 | 0.004333 | 0.00017585 | 7.156e-06 | 1.1574e-05 | 0.010283 |  | 1771.2898 | 950.8293 | 2120.8619 | 6215.2707 | 52.5241 | 4.0031 | 0.70528 | 11115.4842 | 3146 | 5
2004 | 5 | 11 | 1 | 0.0014415 | 0.0012973 | 0.002781 | 0.0040073 | 0.00017585 | 7.156e-06 | 1.1574e-05 | 0.0097216 |  | 1432.4687 | 1130.3067 | 2046.7861 | 5748.098 | 52.5241 | 4.0031 | 0.70528 | 10414.892 | 3147 | 5
2004 | 5 | 11 | 2 | 0.0011869 | 0.0013229 | 0.0028123 | 0.0042717 | 0.00017585 | 7.156e-06 | 1.1574e-05 | 0.0097884 |  | 1179.4866 | 1152.6081 | 2069.8635 | 6127.3153 | 52.5241 | 4.0031 | 0.70528 | 10586.506 | 3148 | 5
2004 | 5 | 11 | 3 | 0.0010838 | 0.0013378 | 0.0027618 | 0.0043644 | 0.00017585 | 7.156e-06 | 1.1574e-05 | 0.0097423 |  | 1076.9735 | 1165.5767 | 2032.6875 | 6260.2488 | 52.5241 | 4.0031 | 0.70528 | 10592.7191 | 3149 | 5
2004 | 5 | 11 | 4 | 0.0011745 | 0.0013375 | 0.0027723 | 0.0043572 | 0.00017585 | 7.156e-06 | 1.1574e-05 | 0.0098361 |  | 1167.1076 | 1165.3774 | 2040.3709 | 6250.0077 | 52.5241 | 4.0031 | 0.70528 | 10680.0961 | 3150 | 5
2004 | 5 | 11 | 5 | 0.0012584 | 0.0014073 | 0.0027593 | 0.0042897 | 0.00017585 | 7.156e-06 | 1.1574e-05 | 0.0099093 |  | 1250.4877 | 1226.2034 | 2030.8195 | 6153.2203 | 52.5241 | 4.0031 | 0.70528 | 10717.9634 | 3151 | 5
2004 | 5 | 11 | 6 | 0.001675 | 0.0014182 | 0.0029598 | 0.0043183 | 0.00017585 | 7.156e-06 | 1.1574e-05 | 0.010566 |  | 1664.4954 | 1235.6375 | 2178.3638 | 6194.1613 | 52.5241 | 4.0031 | 0.70528 | 11329.8905 | 3152 | 5
2004 | 5 | 11 | 7 | 0.0026504 | 0.0014927 | 0.0032834 | 0.0042902 | 0 | 0 | 1.1574e-05 | 0.011728 |  | 2633.7743 | 1300.6184 | 2416.5558 | 6153.8717 | 0 | 0 | 0.70528 | 12505.5254 | 3153 | 5
2004 | 5 | 11 | 8 | 0.0027625 | 0.0016558 | 0.0034743 | 0.0043618 | 0 | 0 | 1.1574e-05 | 0.012266 |  | 2745.1662 | 1442.6778 | 2557.0676 | 6256.5431 | 0 | 0 | 0.70528 | 13002.1599 | 3154 | 5
2004 | 5 | 11 | 9 | 0.0024838 | 0.0017773 | 0.0035654 | 0.0043552 | 0 | 0 | 1.1574e-05 | 0.012193 |  | 2468.2054 | 1548.5094 | 2624.0899 | 6247.1427 | 0 | 0 | 0.70528 | 12888.6526 | 3155 | 5
2004 | 5 | 11 | 10 | 0.002194 | 0.0018431 | 0.0037314 | 0.0044463 | 0 | 0 | 1.1574e-05 | 0.012226 |  | 2180.2803 | 1605.8642 | 2746.316 | 6377.7791 | 0 | 0 | 0.70528 | 12910.9448 | 3156 | 5
2004 | 5 | 11 | 11 | 0.0024186 | 0.0017877 | 0.0036975 | 0.0044511 | 0 | 0 | 1.1574e-05 | 0.012366 |  | 2403.3994 | 1557.5843 | 2721.362 | 6384.7171 | 0 | 0 | 0.70528 | 13067.7681 | 3157 | 5
2004 | 5 | 11 | 12 | 0.0025345 | 0.0016804 | 0.0036959 | 0.0041419 | 0 | 0 | 1.1574e-05 | 0.012064 |  | 2518.5953 | 1464.0975 | 2720.1463 | 5941.1285 | 0 | 0 | 0.70528 | 12644.6728 | 3158 | 5
2004 | 5 | 11 | 13 | 0.0024555 | 0.0016546 | 0.0037737 | 0.0041638 | 0 | 0 | 1.1574e-05 | 0.012059 |  | 2440.1192 | 1441.6784 | 2777.4179 | 5972.6451 | 0 | 0 | 0.70528 | 12632.5658 | 3159 | 5
2004 | 5 | 11 | 14 | 0.0020742 | 0.0017265 | 0.0036527 | 0.0040863 | 0 | 0 | 1.1574e-05 | 0.011551 |  | 2061.2233 | 1504.3107 | 2688.3729 | 5861.3663 | 0 | 0 | 0.70528 | 12115.9784 | 3160 | 5
2004 | 5 | 11 | 15 | 0.0022135 | 0.0016552 | 0.0036395 | 0.0038748 | 0 | 0 | 1.1574e-05 | 0.011395 |  | 2199.6176 | 1442.1519 | 2678.6437 | 5557.9921 | 0 | 0 | 0.70528 | 11879.1106 | 3161 | 5
2004 | 5 | 11 | 16 | 0.0027635 | 0.0015414 | 0.0035474 | 0.0039592 | 0 | 0 | 1.1574e-05 | 0.011823 |  | 2746.1914 | 1343.0407 | 2610.8309 | 5679.0741 | 0 | 0 | 0.70528 | 12379.8424 | 3162 | 5
2004 | 5 | 11 | 17 | 0.0030721 | 0.0014873 | 0.0035215 | 0.0041272 | 0 | 0 | 1.1574e-05 | 0.01222 |  | 3052.7985 | 1295.901 | 2591.8243 | 5920.0778 | 0 | 0 | 0.70528 | 12861.3069 | 3163 | 5
2004 | 5 | 11 | 18 | 0.0033397 | 0.0014191 | 0.0034059 | 0.004109 | 0 | 0 | 1.1574e-05 | 0.012285 |  | 3318.7986 | 1236.4846 | 2506.7353 | 5894.0194 | 0 | 0 | 0.70528 | 12956.7432 | 3164 | 5
2004 | 5 | 11 | 19 | 0.0036596 | 0.0012567 | 0.0033784 | 0.0039343 | 4.3962e-05 | 1.789e-06 | 1.1574e-05 | 0.012286 |  | 3636.6157 | 1094.9724 | 2486.5004 | 5643.3546 | 13.131 | 1.0008 | 0.70528 | 12876.2802 | 3165 | 5
2004 | 5 | 11 | 20 | 0.0040519 | 0.0011486 | 0.0033836 | 0.0040111 | 0.00017585 | 7.156e-06 | 1.1574e-05 | 0.01279 |  | 4026.532 | 1000.7854 | 2490.2915 | 5753.4734 | 52.5241 | 4.0031 | 0.70528 | 13328.3148 | 3166 | 5
2004 | 5 | 11 | 21 | 0.0043815 | 0.0010514 | 0.0033299 | 0.004332 | 0.00017585 | 7.156e-06 | 1.1574e-05 | 0.013289 |  | 4353.9885 | 916.1177 | 2450.7476 | 6213.8972 | 52.5241 | 4.0031 | 0.70528 | 13991.9836 | 3167 | 5
2004 | 5 | 11 | 22 | 0.0037297 | 0.0010625 | 0.0032242 | 0.0044069 | 0.00017585 | 7.156e-06 | 1.1574e-05 | 0.012618 |  | 3706.2682 | 925.7142 | 2373.0011 | 6321.3405 | 52.5241 | 4.0031 | 0.70528 | 13383.5566 | 3168 | 5
2004 | 5 | 11 | 23 | 0.0029991 | 0.0011164 | 0.0031073 | 0.004438 | 0.00017585 | 7.156e-06 | 1.1574e-05 | 0.011855 |  | 2980.3011 | 972.7265 | 2286.9762 | 6365.8566 | 52.5241 | 4.0031 | 0.70528 | 12663.0929 | 3169 | 5
2004 | 5 | 11 | 24 | 0.0018464 | 0.0012369 | 0.0030324 | 0.0044931 | 0.00017585 | 7.156e-06 | 1.1574e-05 | 0.010803 |  | 1834.8417 | 1077.6693 | 2231.855 | 6444.9917 | 52.5241 | 4.0031 | 0.70528 | 11646.5903 | 3170 | 5
2004 | 5 | 12 | 1 | 0.001434 | 0.0012973 | 0.0029506 | 0.0043443 | 0.00017585 | 7.156e-06 | 1.1574e-05 | 0.010221 |  | 1425.0577 | 1130.3067 | 2171.6558 | 6231.4554 | 52.5241 | 4.0031 | 0.70528 | 11015.7082 | 3171 | 5
2004 | 5 | 12 | 2 | 0.0011804 | 0.0013229 | 0.0029432 | 0.0041633 | 0.00017585 | 7.156e-06 | 1.1574e-05 | 0.0098044 |  | 1173.0302 | 1152.6081 | 2166.1651 | 5971.9112 | 52.5241 | 4.0031 | 0.70528 | 10520.9471 | 3172 | 5
2004 | 5 | 12 | 3 | 0.0010768 | 0.0013378 | 0.0028649 | 0.0043016 | 0.00017585 | 7.156e-06 | 1.1574e-05 | 0.0097757 |  | 1070.0482 | 1165.5767 | 2108.5392 | 6170.2811 | 52.5241 | 4.0031 | 0.70528 | 10571.6778 | 3173 | 5
2004 | 5 | 12 | 4 | 0.0011663 | 0.0013375 | 0.0028655 | 0.0043833 | 0.00017585 | 7.156e-06 | 1.1574e-05 | 0.0099473 |  | 1158.9984 | 1165.3774 | 2109.0234 | 6287.4557 | 52.5241 | 4.0031 | 0.70528 | 10778.0875 | 3174 | 5
2004 | 5 | 12 | 5 | 0.0012498 | 0.0014073 | 0.0029119 | 0.0043484 | 0.00017585 | 7.156e-06 | 1.1574e-05 | 0.010112 |  | 1241.9629 | 1226.2034 | 2143.1237 | 6237.3634 | 52.5241 | 4.0031 | 0.70528 | 10905.886 | 3175 | 5
2004 | 5 | 12 | 6 | 0.0016637 | 0.0014182 | 0.0032064 | 0.0039571 | 0.00017585 | 7.156e-06 | 1.1574e-05 | 0.01044 |  | 1653.2539 | 1235.6375 | 2359.9212 | 5676.1499 | 52.5241 | 4.0031 | 0.70528 | 10982.195 | 3176 | 5
2004 | 5 | 12 | 7 | 0.0026324 | 0.0014927 | 0.0035418 | 0.0040141 | 0 | 0 | 1.1574e-05 | 0.011693 |  | 2615.9342 | 1300.6184 | 2606.7768 | 5757.8064 | 0 | 0 | 0.70528 | 12281.8411 | 3177 | 5
2004 | 5 | 12 | 8 | 0.0027463 | 0.0016558 | 0.0037567 | 0.004429 | 0 | 0 | 1.1574e-05 | 0.012599 |  | 2729.0728 | 1442.6778 | 2764.9274 | 6353.0466 | 0 | 0 | 0.70528 | 13290.4299 | 3178 | 5
2004 | 5 | 12 | 9 | 0.0024687 | 0.0017773 | 0.003799 | 0.0044429 | 0 | 0 | 1.1574e-05 | 0.012499 |  | 2453.2321 | 1548.5094 | 2796.0464 | 6372.9249 | 0 | 0 | 0.70528 | 13171.418 | 3179 | 5
2004 | 5 | 12 | 10 | 0.0021821 | 0.0018431 | 0.0038536 | 0.0045966 | 0 | 0 | 1.1574e-05 | 0.012487 |  | 2168.4343 | 1605.8642 | 2836.2194 | 6593.4463 | 0 | 0 | 0.70528 | 13204.6695 | 3180 | 5
2004 | 5 | 12 | 11 | 0.0024069 | 0.0017877 | 0.003906 | 0.0044951 | 0 | 0 | 1.1574e-05 | 0.012607 |  | 2391.8289 | 1557.5843 | 2874.768 | 6447.8567 | 0 | 0 | 0.70528 | 13272.7432 | 3181 | 5
2004 | 5 | 12 | 12 | 0.0025235 | 0.0016804 | 0.003934 | 0.0044038 | 0 | 0 | 1.1574e-05 | 0.012553 |  | 2507.6789 | 1464.0975 | 2895.3694 | 6316.7705 | 0 | 0 | 0.70528 | 13184.6216 | 3182 | 5
2004 | 5 | 12 | 13 | 0.0024458 | 0.0016546 | 0.0038992 | 0.0045078 | 0 | 0 | 1.1574e-05 | 0.012519 |  | 2430.499 | 1441.6784 | 2869.794 | 6465.9828 | 0 | 0 | 0.70528 | 13208.6595 | 3183 | 5
2004 | 5 | 12 | 14 | 0.0020649 | 0.0017265 | 0.0039067 | 0.0043737 | 0 | 0 | 1.1574e-05 | 0.012084 |  | 2051.9945 | 1504.3107 | 2875.3199 | 6273.7223 | 0 | 0 | 0.70528 | 12706.0527 | 3184 | 5
2004 | 5 | 12 | 15 | 0.0022045 | 0.0016552 | 0.0037429 | 0.0042405 | 0 | 0 | 1.1574e-05 | 0.011855 |  | 2190.7241 | 1442.1519 | 2754.7719 | 6082.6217 | 0 | 0 | 0.70528 | 12470.9749 | 3185 | 5
2004 | 5 | 12 | 16 | 0.0027535 | 0.0015414 | 0.0036191 | 0.0046527 | 0 | 0 | 1.1574e-05 | 0.012578 |  | 2736.2247 | 1343.0407 | 2663.6434 | 6673.8478 | 0 | 0 | 0.70528 | 13417.4619 | 3186 | 5
2004 | 5 | 12 | 17 | 0.0030615 | 0.0014873 | 0.0035302 | 0.0046038 | 0 | 0 | 1.1574e-05 | 0.012694 |  | 3042.3057 | 1295.901 | 2598.1871 | 6603.6876 | 0 | 0 | 0.70528 | 13540.7865 | 3187 | 5
2004 | 5 | 12 | 18 | 0.0033255 | 0.0014191 | 0.0034766 | 0.0046039 | 0 | 0 | 1.1574e-05 | 0.012837 |  | 3304.6508 | 1236.4846 | 2558.7499 | 6603.8291 | 0 | 0 | 0.70528 | 13704.4197 | 3188 | 5
2004 | 5 | 12 | 19 | 0.0036459 | 0.0012567 | 0.0034472 | 0.004336 | 4.3962e-05 | 1.789e-06 | 1.1574e-05 | 0.012743 |  | 3623.0546 | 1094.9724 | 2537.1484 | 6219.6277 | 13.131 | 1.0008 | 0.70528 | 13489.6402 | 3189 | 5
2004 | 5 | 12 | 20 | 0.0040396 | 0.0011486 | 0.0035147 | 0.0043704 | 0.00017585 | 7.156e-06 | 1.1574e-05 | 0.013268 |  | 4014.3121 | 1000.7854 | 2586.7738 | 6268.8917 | 52.5241 | 4.0031 | 0.70528 | 13927.9956 | 3190 | 5
2004 | 5 | 12 | 21 | 0.0043684 | 0.0010514 | 0.0033823 | 0.0045227 | 0.00017585 | 7.156e-06 | 1.1574e-05 | 0.013519 |  | 4341.0233 | 916.1177 | 2489.3454 | 6487.3411 | 52.5241 | 4.0031 | 0.70528 | 14291.0601 | 3191 | 5
2004 | 5 | 12 | 22 | 0.003717 | 0.0010625 | 0.0032376 | 0.0044962 | 0.00017585 | 7.156e-06 | 1.1574e-05 | 0.012708 |  | 3693.7054 | 925.7142 | 2382.8472 | 6449.4432 | 52.5241 | 4.0031 | 0.70528 | 13508.9425 | 3192 | 5
2004 | 5 | 12 | 23 | 0.0029889 | 0.0011164 | 0.0031209 | 0.0044877 | 0.00017585 | 7.156e-06 | 1.1574e-05 | 0.011908 |  | 2970.1193 | 972.7265 | 2296.9269 | 6437.2016 | 52.5241 | 4.0031 | 0.70528 | 12734.2068 | 3193 | 5
2004 | 5 | 12 | 24 | 0.0018386 | 0.0012369 | 0.0030994 | 0.0044968 | 0.00017585 | 7.156e-06 | 1.1574e-05 | 0.010866 |  | 1827.032 | 1077.6693 | 2281.1577 | 6450.26 | 52.5241 | 4.0031 | 0.70528 | 11693.3515 | 3194 | 5
2004 | 5 | 13 | 1 | 0.0015176 | 0.0012973 | 0.0030073 | 0.0045558 | 0.00017585 | 7.156e-06 | 1.1574e-05 | 0.010573 |  | 1508.12 | 1130.3067 | 2213.335 | 6534.8056 | 52.5241 | 4.0031 | 0.70528 | 11443.7998 | 3195 | 5
2004 | 5 | 13 | 2 | 0.0012533 | 0.0013229 | 0.0030089 | 0.0044687 | 0.00017585 | 7.156e-06 | 1.1574e-05 | 0.010248 |  | 1245.3933 | 1152.6081 | 2214.4945 | 6409.8997 | 52.5241 | 4.0031 | 0.70528 | 11079.6281 | 3196 | 5
2004 | 5 | 13 | 3 | 0.0011549 | 0.0013378 | 0.0029426 | 0.0042323 | 0.00017585 | 7.156e-06 | 1.1574e-05 | 0.0098621 |  | 1147.6664 | 1165.5767 | 2165.7565 | 6070.7943 | 52.5241 | 4.0031 | 0.70528 | 10607.0264 | 3197 | 5
2004 | 5 | 13 | 4 | 0.0012578 | 0.0013375 | 0.0029149 | 0.0041499 | 0.00017585 | 7.156e-06 | 1.1574e-05 | 0.0098548 |  | 1249.8857 | 1165.3774 | 2145.3792 | 5952.684 | 52.5241 | 4.0031 | 0.70528 | 10570.5588 | 3198 | 5
2004 | 5 | 13 | 5 | 0.0013459 | 0.0014073 | 0.002939 | 0.0042813 | 0.00017585 | 7.156e-06 | 1.1574e-05 | 0.010168 |  | 1337.5086 | 1226.2034 | 2163.1109 | 6141.1443 | 52.5241 | 4.0031 | 0.70528 | 10925.1997 | 3199 | 5
2004 | 5 | 13 | 6 | 0.0017905 | 0.0014182 | 0.0031147 | 0.0040941 | 0.00017585 | 7.156e-06 | 1.1574e-05 | 0.010612 |  | 1779.2489 | 1235.6375 | 2292.3675 | 5872.6254 | 52.5241 | 4.0031 | 0.70528 | 11237.1119 | 3200 | 5
2004 | 5 | 13 | 7 | 0.0028336 | 0.0014927 | 0.0034335 | 0.0034597 | 0 | 0 | 1.1574e-05 | 0.011231 |  | 2815.8845 | 1300.6184 | 2527.0259 | 4962.634 | 0 | 0 | 0.70528 | 11606.8681 | 3201 | 5
2004 | 5 | 13 | 8 | 0.0029278 | 0.0016558 | 0.0036205 | 0.0042043 | 0 | 0 | 1.1574e-05 | 0.01242 |  | 2909.4472 | 1442.6778 | 2664.6858 | 6030.6585 | 0 | 0 | 0.70528 | 13048.1745 | 3202 | 5
2004 | 5 | 13 | 9 | 0.0026376 | 0.0017773 | 0.0037197 | 0.0041446 | 0 | 0 | 1.1574e-05 | 0.012291 |  | 2621.0522 | 1548.5094 | 2737.6739 | 5944.9879 | 0 | 0 | 0.70528 | 12852.9286 | 3203 | 5
2004 | 5 | 13 | 10 | 0.0023157 | 0.0018431 | 0.0037969 | 0.0042086 | 0 | 0 | 1.1574e-05 | 0.012176 |  | 2301.2028 | 1605.8642 | 2794.5263 | 6036.7795 | 0 | 0 | 0.70528 | 12739.0782 | 3204 | 5
2004 | 5 | 13 | 11 | 0.0025374 | 0.0017877 | 0.00376 | 0.0042224 | 0 | 0 | 1.1574e-05 | 0.012319 |  | 2521.5105 | 1557.5843 | 2767.3421 | 6056.6933 | 0 | 0 | 0.70528 | 12903.8354 | 3205 | 5
2004 | 5 | 13 | 12 | 0.0026466 | 0.0016804 | 0.003719 | 0.0041469 | 0 | 0 | 1.1574e-05 | 0.012205 |  | 2630.0289 | 1464.0975 | 2737.1848 | 5948.3863 | 0 | 0 | 0.70528 | 12780.4027 | 3206 | 5
2004 | 5 | 13 | 13 | 0.0025543 | 0.0016546 | 0.0037631 | 0.004176 | 0 | 0 | 1.1574e-05 | 0.01216 |  | 2538.3214 | 1441.6784 | 2769.609 | 5990.0729 | 0 | 0 | 0.70528 | 12740.387 | 3207 | 5
2004 | 5 | 13 | 14 | 0.002169 | 0.0017265 | 0.0037283 | 0.0041476 | 0 | 0 | 1.1574e-05 | 0.011783 |  | 2155.4303 | 1504.3107 | 2743.9838 | 5949.4043 | 0 | 0 | 0.70528 | 12353.8343 | 3208 | 5
2004 | 5 | 13 | 15 | 0.0023049 | 0.0016552 | 0.0037295 | 0.0038286 | 0 | 0 | 1.1574e-05 | 0.01153 |  | 2290.4023 | 1442.1519 | 2744.8841 | 5491.7268 | 0 | 0 | 0.70528 | 11969.8705 | 3209 | 5
2004 | 5 | 13 | 16 | 0.0028659 | 0.0015414 | 0.0036033 | 0.0039738 | 0 | 0 | 1.1574e-05 | 0.011996 |  | 2847.9315 | 1343.0407 | 2652 | 5700.0065 | 0 | 0 | 0.70528 | 12543.6839 | 3210 | 5
2004 | 5 | 13 | 17 | 0.0031798 | 0.0014873 | 0.0035706 | 0.0041009 | 0 | 0 | 1.1574e-05 | 0.01235 |  | 3159.9086 | 1295.901 | 2627.9467 | 5882.3695 | 0 | 0 | 0.70528 | 12966.831 | 3211 | 5
2004 | 5 | 13 | 18 | 0.0034851 | 0.0014191 | 0.0034523 | 0.0039358 | 0 | 0 | 1.1574e-05 | 0.012304 |  | 3463.2192 | 1236.4846 | 2540.8513 | 5645.5565 | 0 | 0 | 0.70528 | 12886.8169 | 3212 | 5
2004 | 5 | 13 | 19 | 0.0037989 | 0.0012567 | 0.0033573 | 0.0036641 | 4.3962e-05 | 1.789e-06 | 1.1574e-05 | 0.012134 |  | 3775.0474 | 1094.9724 | 2470.9596 | 5255.778 | 13.131 | 1.0008 | 0.70528 | 12611.5945 | 3213 | 5
2004 | 5 | 13 | 20 | 0.0041775 | 0.0011486 | 0.0034263 | 0.0038037 | 0.00017585 | 7.156e-06 | 1.1574e-05 | 0.012751 |  | 4151.2722 | 1000.7854 | 2521.7207 | 5456.1134 | 52.5241 | 4.0031 | 0.70528 | 13187.1242 | 3214 | 5
2004 | 5 | 13 | 21 | 0.0045146 | 0.0010514 | 0.0033104 | 0.0039872 | 0.00017585 | 7.156e-06 | 1.1574e-05 | 0.013058 |  | 4486.3373 | 916.1177 | 2436.4294 | 5719.3043 | 52.5241 | 4.0031 | 0.70528 | 13615.4212 | 3215 | 5
2004 | 5 | 13 | 22 | 0.0038587 | 0.0010625 | 0.0032308 | 0.0039105 | 0.00017585 | 7.156e-06 | 1.1574e-05 | 0.012257 |  | 3834.5087 | 925.7142 | 2377.8316 | 5609.1975 | 52.5241 | 4.0031 | 0.70528 | 12804.4845 | 3216 | 5
2004 | 5 | 13 | 23 | 0.0031037 | 0.0011164 | 0.0031347 | 0.0040072 | 0.00017585 | 7.156e-06 | 1.1574e-05 | 0.011557 |  | 3084.2366 | 972.7265 | 2307.0826 | 5747.9091 | 52.5241 | 4.0031 | 0.70528 | 12169.1873 | 3217 | 5
2004 | 5 | 13 | 24 | 0.0019266 | 0.0012369 | 0.0030649 | 0.004122 | 0.00017585 | 7.156e-06 | 1.1574e-05 | 0.010545 |  | 1914.5636 | 1077.6693 | 2255.7386 | 5912.6188 | 52.5241 | 4.0031 | 0.70528 | 11217.8229 | 3218 | 5
2004 | 5 | 14 | 1 | 0.001552 | 0.0013907 | 0.0029884 | 0.0041338 | 0.00017585 | 7.156e-06 | 1.1574e-05 | 0.01026 |  | 1542.3123 | 1211.6837 | 2199.4642 | 5929.5138 | 52.5241 | 4.0031 | 0.70528 | 10940.2064 | 3219 | 5
2004 | 5 | 14 | 2 | 0.0012251 | 0.0014154 | 0.003015 | 0.0040461 | 0.00017585 | 7.156e-06 | 1.1574e-05 | 0.0098961 |  | 1217.3775 | 1233.2436 | 2218.987 | 5803.7667 | 52.5241 | 4.0031 | 0.70528 | 10530.6073 | 3220 | 5
2004 | 5 | 14 | 3 | 0.0012254 | 0.0014293 | 0.0029544 | 0.0041957 | 0.00017585 | 7.156e-06 | 1.1574e-05 | 0.0099995 |  | 1217.7117 | 1245.3703 | 2174.4395 | 6018.3926 | 52.5241 | 4.0031 | 0.70528 | 10713.1466 | 3221 | 5
2004 | 5 | 14 | 4 | 0.0012231 | 0.0014559 | 0.0029459 | 0.0040873 | 0.00017585 | 7.156e-06 | 1.1574e-05 | 0.0099068 |  | 1215.4428 | 1268.5391 | 2168.1279 | 5862.8459 | 52.5241 | 4.0031 | 0.70528 | 10572.1882 | 3222 | 5
2004 | 5 | 14 | 5 | 0.0013317 | 0.0014788 | 0.0029088 | 0.0040305 | 0.00017585 | 7.156e-06 | 1.1574e-05 | 0.0099445 |  | 1323.3883 | 1288.4739 | 2140.8593 | 5781.4376 | 52.5241 | 4.0031 | 0.70528 | 10591.3917 | 3223 | 5
2004 | 5 | 14 | 6 | 0.0018304 | 0.0014376 | 0.0030624 | 0.0034559 | 0.00017585 | 7.156e-06 | 1.1574e-05 | 0.0099809 |  | 1818.9124 | 1252.5396 | 2253.8912 | 4957.2228 | 52.5241 | 4.0031 | 0.70528 | 10339.7986 | 3224 | 5
2004 | 5 | 14 | 7 | 0.0027851 | 0.0015157 | 0.0034812 | 0.0034469 | 0 | 0 | 1.1574e-05 | 0.011241 |  | 2767.6657 | 1320.6316 | 2562.1709 | 4944.2468 | 0 | 0 | 0.70528 | 11595.4203 | 3225 | 5
2004 | 5 | 14 | 8 | 0.002852 | 0.0016241 | 0.0035793 | 0.0036884 | 0 | 0 | 1.1574e-05 | 0.011755 |  | 2834.1479 | 1415.0719 | 2634.3513 | 5290.6571 | 0 | 0 | 0.70528 | 12174.9335 | 3226 | 5
2004 | 5 | 14 | 9 | 0.0027021 | 0.0017106 | 0.0036677 | 0.0038387 | 0 | 0 | 1.1574e-05 | 0.011931 |  | 2685.2072 | 1490.4169 | 2699.3943 | 5506.2301 | 0 | 0 | 0.70528 | 12381.9537 | 3227 | 5
2004 | 5 | 14 | 10 | 0.002535 | 0.0017304 | 0.0037854 | 0.003836 | 0 | 0 | 1.1574e-05 | 0.011898 |  | 2519.1171 | 1507.6986 | 2785.9918 | 5502.3465 | 0 | 0 | 0.70528 | 12315.8593 | 3228 | 5
2004 | 5 | 14 | 11 | 0.0024974 | 0.0017946 | 0.0038435 | 0.0036496 | 0 | 0 | 1.1574e-05 | 0.011797 |  | 2481.7492 | 1563.6554 | 2828.8216 | 5234.9763 | 0 | 0 | 0.70528 | 12109.9078 | 3229 | 5
2004 | 5 | 14 | 12 | 0.0026865 | 0.001662 | 0.0037705 | 0.0035978 | 0 | 0 | 1.1574e-05 | 0.011728 |  | 2669.623 | 1448.128 | 2775.0782 | 5160.6958 | 0 | 0 | 0.70528 | 12054.2303 | 3230 | 5
2004 | 5 | 14 | 13 | 0.0022031 | 0.0017058 | 0.0037752 | 0.0035961 | 0 | 0 | 1.1574e-05 | 0.011292 |  | 2189.2418 | 1486.2495 | 2778.4981 | 5158.328 | 0 | 0 | 0.70528 | 11613.0226 | 3231 | 5
2004 | 5 | 14 | 14 | 0.0021462 | 0.0017122 | 0.003722 | 0.0038004 | 0 | 0 | 1.1574e-05 | 0.011392 |  | 2132.7751 | 1491.8086 | 2739.3906 | 5451.2596 | 0 | 0 | 0.70528 | 11815.9391 | 3232 | 5
2004 | 5 | 14 | 15 | 0.0022505 | 0.0016497 | 0.0036855 | 0.0036925 | 0 | 0 | 1.1574e-05 | 0.01129 |  | 2236.3797 | 1437.4116 | 2712.5116 | 5296.5653 | 0 | 0 | 0.70528 | 11683.5736 | 3233 | 5
2004 | 5 | 14 | 16 | 0.0027567 | 0.0014986 | 0.0035486 | 0.0038073 | 0 | 0 | 1.1574e-05 | 0.011623 |  | 2739.4233 | 1305.7612 | 2611.7741 | 5461.2758 | 0 | 0 | 0.70528 | 12118.9397 | 3234 | 5
2004 | 5 | 14 | 17 | 0.0031454 | 0.0014232 | 0.0034905 | 0.0036913 | 0 | 0 | 1.1574e-05 | 0.011762 |  | 3125.7219 | 1240.0312 | 2569.0017 | 5294.884 | 0 | 0 | 0.70528 | 12230.3442 | 3235 | 5
2004 | 5 | 14 | 18 | 0.0036747 | 0.0012462 | 0.0034098 | 0.003875 | 0 | 0 | 1.1574e-05 | 0.012217 |  | 3651.6805 | 1085.8127 | 2509.6024 | 5558.3354 | 0 | 0 | 0.70528 | 12806.1362 | 3236 | 5
2004 | 5 | 14 | 19 | 0.0036994 | 0.0011922 | 0.003369 | 0.00384 | 4.3962e-05 | 1.789e-06 | 1.1574e-05 | 0.012158 |  | 3676.2395 | 1038.7617 | 2479.5408 | 5508.1597 | 13.131 | 1.0008 | 0.70528 | 12717.5389 | 3237 | 5
2004 | 5 | 14 | 20 | 0.0037171 | 0.0012055 | 0.0033431 | 0.0036762 | 0.00017585 | 7.156e-06 | 1.1574e-05 | 0.012137 |  | 3693.8014 | 1050.376 | 2460.489 | 5273.2181 | 52.5241 | 4.0031 | 0.70528 | 12535.1169 | 3238 | 5
2004 | 5 | 14 | 21 | 0.0041856 | 0.0010786 | 0.0032282 | 0.0036932 | 0.00017585 | 7.156e-06 | 1.1574e-05 | 0.01238 |  | 4159.3197 | 939.7801 | 2375.9355 | 5297.4888 | 52.5241 | 4.0031 | 0.70528 | 12829.7567 | 3239 | 5
2004 | 5 | 14 | 22 | 0.00359 | 0.0012 | 0.0030552 | 0.0034236 | 0.00017585 | 7.156e-06 | 1.1574e-05 | 0.011463 |  | 3567.5292 | 1045.5662 | 2248.584 | 4910.8362 | 52.5241 | 4.0031 | 0.70528 | 11829.7482 | 3240 | 5
2004 | 5 | 14 | 23 | 0.0030884 | 0.0012197 | 0.0028698 | 0.0026237 | 0.00017585 | 7.156e-06 | 1.1574e-05 | 0.0099961 |  | 3069 | 1062.7151 | 2112.1595 | 3763.4282 | 52.5241 | 4.0031 | 0.70528 | 10064.5354 | 3241 | 5
2004 | 5 | 14 | 24 | 0.0020396 | 0.0013666 | 0.0027692 | 0.0027756 | 0.00017585 | 7.156e-06 | 1.1574e-05 | 0.0091456 |  | 2026.7901 | 1190.7026 | 2038.1294 | 3981.3215 | 52.5241 | 4.0031 | 0.70528 | 9294.1762 | 3242 | 5
2004 | 5 | 15 | 1 | 0.0014378 | 0.0012862 | 0.0026677 | 0.0026011 | 0.00017585 | 7.156e-06 | 1.1574e-05 | 0.0081874 |  | 1428.781 | 1120.6387 | 1963.438 | 3731.0356 | 52.5241 | 4.0031 | 0.70528 | 8301.1259 | 3243 | 5
2004 | 5 | 15 | 2 | 0.0012175 | 0.0013375 | 0.0026216 | 0.0023244 | 0.00017585 | 7.156e-06 | 1.1574e-05 | 0.0076956 |  | 1209.8915 | 1165.3835 | 1929.445 | 3334.1775 | 52.5241 | 4.0031 | 0.70528 | 7696.13 | 3244 | 5
2004 | 5 | 15 | 3 | 0.0010866 | 0.001367 | 0.0026014 | 0.0026212 | 0.00017585 | 7.156e-06 | 1.1574e-05 | 0.0078707 |  | 1079.7753 | 1191.0429 | 1914.5931 | 3759.8763 | 52.5241 | 4.0031 | 0.70528 | 8002.5201 | 3245 | 5
2004 | 5 | 15 | 4 | 0.0011888 | 0.0013084 | 0.0025326 | 0.0027236 | 0.00017585 | 7.156e-06 | 1.1574e-05 | 0.007948 |  | 1181.3562 | 1140.0315 | 1864.0128 | 3906.6856 | 52.5241 | 4.0031 | 0.70528 | 8149.3187 | 3246 | 5
2004 | 5 | 15 | 5 | 0.0012436 | 0.0013223 | 0.0025261 | 0.0027086 | 0.00017585 | 7.156e-06 | 1.1574e-05 | 0.0079952 |  | 1235.8449 | 1152.0795 | 1859.2159 | 3885.1851 | 52.5241 | 4.0031 | 0.70528 | 8189.5579 | 3247 | 5
2004 | 5 | 15 | 6 | 0.0015114 | 0.001297 | 0.0024181 | 0.0027358 | 0.00017585 | 7.156e-06 | 1.1574e-05 | 0.0081569 |  | 1501.9602 | 1130.0748 | 1779.7068 | 3924.2079 | 52.5241 | 4.0031 | 0.70528 | 8393.1822 | 3248 | 5
2004 | 5 | 15 | 7 | 0.0019869 | 0.0013212 | 0.0024619 | 0.0027615 | 0 | 0 | 1.1574e-05 | 0.008543 |  | 1974.4449 | 1151.1696 | 1811.9118 | 3961.0759 | 0 | 0 | 0.70528 | 8899.3073 | 3249 | 5
2004 | 5 | 15 | 8 | 0.0023251 | 0.0013419 | 0.0025519 | 0.0027988 | 0 | 0 | 1.1574e-05 | 0.0090293 |  | 2310.558 | 1169.1929 | 1878.1733 | 4014.5665 | 0 | 0 | 0.70528 | 9373.1961 | 3250 | 5
2004 | 5 | 15 | 9 | 0.0025847 | 0.0014233 | 0.002581 | 0.0028112 | 0 | 0 | 1.1574e-05 | 0.0094118 |  | 2568.5039 | 1240.0995 | 1899.6094 | 4032.4442 | 0 | 0 | 0.70528 | 9741.3622 | 3251 | 5
2004 | 5 | 15 | 10 | 0.0029869 | 0.0013195 | 0.0026218 | 0.0028526 | 0 | 0 | 1.1574e-05 | 0.0097923 |  | 2968.206 | 1149.6396 | 1929.5912 | 4091.7122 | 0 | 0 | 0.70528 | 10139.8543 | 3252 | 5
2004 | 5 | 15 | 11 | 0.0034447 | 0.0011696 | 0.0027265 | 0.0027986 | 0 | 0 | 1.1574e-05 | 0.010151 |  | 3423.0551 | 1019.1082 | 2006.684 | 4014.2824 | 0 | 0 | 0.70528 | 10463.835 | 3253 | 5
2004 | 5 | 15 | 12 | 0.0030407 | 0.0012931 | 0.0027158 | 0.0024734 | 0 | 0 | 1.1574e-05 | 0.0095347 |  | 3021.6199 | 1126.7112 | 1998.8145 | 3547.9267 | 0 | 0 | 0.70528 | 9695.7776 | 3254 | 5
2004 | 5 | 15 | 13 | 0.0030573 | 0.0012106 | 0.0027239 | 0.0025919 | 0 | 0 | 1.1574e-05 | 0.0095953 |  | 3038.1751 | 1054.7929 | 2004.7781 | 3717.7753 | 0 | 0 | 0.70528 | 9816.2267 | 3255 | 5
2004 | 5 | 15 | 14 | 0.0029896 | 0.0012164 | 0.0026413 | 0.0027536 | 0 | 0 | 1.1574e-05 | 0.0096124 |  | 2970.8799 | 1059.8217 | 1943.9955 | 3949.7101 | 0 | 0 | 0.70528 | 9925.1124 | 3256 | 5
2004 | 5 | 15 | 15 | 0.0027611 | 0.0012997 | 0.0025154 | 0.0023814 | 0 | 0 | 1.1574e-05 | 0.0089691 |  | 2743.7448 | 1132.402 | 1851.3138 | 3415.822 | 0 | 0 | 0.70528 | 9143.988 | 3257 | 5
2004 | 5 | 15 | 16 | 0.0030743 | 0.0012286 | 0.0024967 | 0.0020631 | 0 | 0 | 1.1574e-05 | 0.0088743 |  | 3055.0298 | 1070.4755 | 1837.5338 | 2959.3404 | 0 | 0 | 0.70528 | 8923.0847 | 3258 | 5
2004 | 5 | 15 | 17 | 0.0033374 | 0.0012276 | 0.0024878 | 0.0021591 | 0 | 0 | 1.1574e-05 | 0.0092235 |  | 3316.4505 | 1069.611 | 1830.9703 | 3097.0806 | 0 | 0 | 0.70528 | 9314.8176 | 3259 | 5
2004 | 5 | 15 | 18 | 0.0039431 | 0.00094496 | 0.0024651 | 0.0023282 | 0 | 0 | 1.1574e-05 | 0.0096929 |  | 3918.3603 | 823.3375 | 1814.2877 | 3339.6232 | 0 | 0 | 0.70528 | 9896.314 | 3260 | 5
2004 | 5 | 15 | 19 | 0.0038226 | 0.00094998 | 0.0023975 | 0.0023182 | 4.3962e-05 | 1.789e-06 | 1.1574e-05 | 0.0095456 |  | 3798.6006 | 827.7149 | 1764.5646 | 3325.2266 | 13.131 | 1.0008 | 0.70528 | 9730.9438 | 3261 | 5
2004 | 5 | 15 | 20 | 0.0038179 | 0.00094716 | 0.0023873 | 0.0022667 | 0.00017585 | 7.156e-06 | 1.1574e-05 | 0.0096136 |  | 3793.9502 | 825.259 | 1757.0724 | 3251.3248 | 52.5241 | 4.0031 | 0.70528 | 9684.8389 | 3262 | 5
2004 | 5 | 15 | 21 | 0.0043175 | 0.00089664 | 0.0023479 | 0.002306 | 0.00017585 | 7.156e-06 | 1.1574e-05 | 0.010063 |  | 4290.4607 | 781.2373 | 1728.0195 | 3307.7045 | 52.5241 | 4.0031 | 0.70528 | 10164.6545 | 3263 | 5
2004 | 5 | 15 | 22 | 0.0037163 | 0.0010065 | 0.0022858 | 0.0020344 | 0.00017585 | 7.156e-06 | 1.1574e-05 | 0.0092376 |  | 3693.0402 | 876.9518 | 1682.3601 | 2918.0919 | 52.5241 | 4.0031 | 0.70528 | 9227.6765 | 3264 | 5
2004 | 5 | 15 | 23 | 0.0027634 | 0.0012245 | 0.0021996 | 0.0022893 | 0.00017585 | 7.156e-06 | 1.1574e-05 | 0.0086714 |  | 2746.0352 | 1066.9189 | 1618.924 | 3283.7649 | 52.5241 | 4.0031 | 0.70528 | 8772.8755 | 3265 | 5
2004 | 5 | 15 | 24 | 0.0021929 | 0.0011979 | 0.0021153 | 0.0023123 | 0.00017585 | 7.156e-06 | 1.1574e-05 | 0.008013 |  | 2179.1849 | 1043.7225 | 1556.8787 | 3316.7261 | 52.5241 | 4.0031 | 0.70528 | 8153.7448 | 3266 | 5
2004 | 5 | 16 | 1 | 0.0017116 | 0.0014964 | 0.002135 | 0.0023094 | 0.00017585 | 7.156e-06 | 1.1574e-05 | 0.0078469 |  | 1700.8621 | 1303.7878 | 1571.3498 | 3312.5823 | 52.5241 | 4.0031 | 0.70528 | 7945.8145 | 3267 | 5
2004 | 5 | 16 | 2 | 0.0012666 | 0.0015781 | 0.0021334 | 0.0023372 | 0.00017585 | 7.156e-06 | 1.1574e-05 | 0.00751 |  | 1258.706 | 1375.0212 | 1570.1792 | 3352.4574 | 52.5241 | 4.0031 | 0.70528 | 7613.5963 | 3268 | 5
2004 | 5 | 16 | 3 | 0.0011863 | 0.0015919 | 0.0021271 | 0.0023097 | 0.00017585 | 7.156e-06 | 1.1574e-05 | 0.0074096 |  | 1178.9039 | 1386.9931 | 1565.5216 | 3313.0556 | 52.5241 | 4.0031 | 0.70528 | 7501.7069 | 3269 | 5
2004 | 5 | 16 | 4 | 0.00099549 | 0.0016131 | 0.0021213 | 0.0021659 | 0.00017585 | 7.156e-06 | 1.1574e-05 | 0.0070903 |  | 989.2518 | 1405.4523 | 1561.2753 | 3106.7417 | 52.5241 | 4.0031 | 0.70528 | 7119.9535 | 3270 | 5
2004 | 5 | 16 | 5 | 0.0011007 | 0.001614 | 0.002142 | 0.002316 | 0.00017585 | 7.156e-06 | 1.1574e-05 | 0.0073672 |  | 1093.7607 | 1406.2424 | 1576.4974 | 3322.0301 | 52.5241 | 4.0031 | 0.70528 | 7455.7632 | 3271 | 5
2004 | 5 | 16 | 6 | 0.0013199 | 0.0015789 | 0.0021061 | 0.0021808 | 0.00017585 | 7.156e-06 | 1.1574e-05 | 0.0073802 |  | 1311.6177 | 1375.6629 | 1550.0631 | 3128.1475 | 52.5241 | 4.0031 | 0.70528 | 7422.7237 | 3272 | 5
2004 | 5 | 16 | 7 | 0.0016349 | 0.0016025 | 0.0022937 | 0.0024666 | 0 | 0 | 1.1574e-05 | 0.0080092 |  | 1624.6015 | 1396.2638 | 1688.1232 | 3538.1237 | 0 | 0 | 0.70528 | 8247.8174 | 3273 | 5
2004 | 5 | 16 | 8 | 0.0021979 | 0.0015268 | 0.0024475 | 0.002524 | 0 | 0 | 1.1574e-05 | 0.0087077 |  | 2184.1173 | 1330.2661 | 1801.3213 | 3620.408 | 0 | 0 | 0.70528 | 8936.818 | 3274 | 5
2004 | 5 | 16 | 9 | 0.0025994 | 0.0016433 | 0.0024608 | 0.0023521 | 0 | 0 | 1.1574e-05 | 0.0090671 |  | 2583.0714 | 1431.7683 | 1811.1341 | 3373.8395 | 0 | 0 | 0.70528 | 9200.5186 | 3275 | 5
2004 | 5 | 16 | 10 | 0.0029456 | 0.0016187 | 0.0025396 | 0.002499 | 0 | 0 | 1.1574e-05 | 0.0096144 |  | 2927.1075 | 1410.3253 | 1869.1423 | 3584.5343 | 0 | 0 | 0.70528 | 9791.8146 | 3276 | 5
2004 | 5 | 16 | 11 | 0.0029219 | 0.0016644 | 0.0025116 | 0.0024297 | 0 | 0 | 1.1574e-05 | 0.0095392 |  | 2903.555 | 1450.2239 | 1848.5456 | 3485.1541 | 0 | 0 | 0.70528 | 9688.1838 | 3277 | 5
2004 | 5 | 16 | 12 | 0.0033367 | 0.0014984 | 0.0025378 | 0.0024834 | 0 | 0 | 1.1574e-05 | 0.0098678 |  | 3315.8024 | 1305.5229 | 1867.8158 | 3562.1339 | 0 | 0 | 0.70528 | 10051.9803 | 3278 | 5
2004 | 5 | 16 | 13 | 0.0028213 | 0.0015702 | 0.0025652 | 0.0024165 | 0 | 0 | 1.1574e-05 | 0.0093848 |  | 2803.6067 | 1368.0918 | 1888.0021 | 3466.3055 | 0 | 0 | 0.70528 | 9526.7115 | 3279 | 5
2004 | 5 | 16 | 14 | 0.0026796 | 0.0015405 | 0.0025664 | 0.0027279 | 0 | 0 | 1.1574e-05 | 0.0095259 |  | 2662.7527 | 1342.2015 | 1888.8394 | 3912.9133 | 0 | 0 | 0.70528 | 9807.4122 | 3280 | 5
2004 | 5 | 16 | 15 | 0.0028126 | 0.0014718 | 0.002557 | 0.0028762 | 0 | 0 | 1.1574e-05 | 0.0097292 |  | 2794.937 | 1282.3795 | 1881.9425 | 4125.6916 | 0 | 0 | 0.70528 | 10085.6559 | 3281 | 5
2004 | 5 | 16 | 16 | 0.0029776 | 0.0014635 | 0.002592 | 0.0028658 | 0 | 0 | 1.1574e-05 | 0.0099105 |  | 2958.965 | 1275.1058 | 1907.6967 | 4110.7739 | 0 | 0 | 0.70528 | 10253.2466 | 3282 | 5
2004 | 5 | 16 | 17 | 0.0035014 | 0.0013528 | 0.0025241 | 0.0029559 | 0 | 0 | 1.1574e-05 | 0.010346 |  | 3479.4366 | 1178.7298 | 1857.7414 | 4239.8948 | 0 | 0 | 0.70528 | 10756.508 | 3283 | 5
2004 | 5 | 16 | 18 | 0.0038251 | 0.0011765 | 0.0024608 | 0.0027576 | 0 | 0 | 1.1574e-05 | 0.010232 |  | 3801.08 | 1025.0924 | 1811.1338 | 3955.4876 | 0 | 0 | 0.70528 | 10593.4991 | 3284 | 5
2004 | 5 | 16 | 19 | 0.0035712 | 0.0012125 | 0.0023952 | 0.0027701 | 4.3962e-05 | 1.789e-06 | 1.1574e-05 | 0.010006 |  | 3548.7743 | 1056.4251 | 1762.8427 | 3973.46 | 13.131 | 1.0008 | 0.70528 | 10356.3392 | 3285 | 5
2004 | 5 | 16 | 20 | 0.0037713 | 0.0012141 | 0.0023606 | 0.0029743 | 0.00017585 | 7.156e-06 | 1.1574e-05 | 0.010515 |  | 3747.7056 | 1057.799 | 1737.3881 | 4266.3442 | 52.5241 | 4.0031 | 0.70528 | 10866.4694 | 3286 | 5
2004 | 5 | 16 | 21 | 0.0039682 | 0.0011483 | 0.0023796 | 0.0029646 | 0.00017585 | 7.156e-06 | 1.1574e-05 | 0.010655 |  | 3943.2825 | 1000.499 | 1751.3544 | 4252.3735 | 52.5241 | 4.0031 | 0.70528 | 11004.7419 | 3287 | 5
2004 | 5 | 16 | 22 | 0.0032555 | 0.0011917 | 0.0023388 | 0.0029284 | 0.00017585 | 7.156e-06 | 1.1574e-05 | 0.0099089 |  | 3235.1013 | 1038.3512 | 1721.3075 | 4200.4696 | 52.5241 | 4.0031 | 0.70528 | 10252.4621 | 3288 | 5
2004 | 5 | 16 | 23 | 0.0023728 | 0.001187 | 0.0022951 | 0.0033904 | 0.00017585 | 7.156e-06 | 1.1574e-05 | 0.0094398 |  | 2357.9374 | 1034.2358 | 1689.1459 | 4863.1705 | 52.5241 | 4.0031 | 0.70528 | 10001.7222 | 3289 | 5
2004 | 5 | 16 | 24 | 0.0018462 | 0.0012653 | 0.0023895 | 0.0037861 | 0.00017585 | 7.156e-06 | 1.1574e-05 | 0.0094817 |  | 1834.6011 | 1102.4646 | 1758.6476 | 5430.8009 | 52.5241 | 4.0031 | 0.70528 | 10183.7467 | 3290 | 5
2004 | 5 | 17 | 1 | 0.0012426 | 0.0011072 | 0.0024106 | 0.003722 | 0.00017585 | 7.156e-06 | 1.1574e-05 | 0.0086769 |  | 1234.8554 | 964.6578 | 1774.1711 | 5338.7848 | 52.5241 | 4.0031 | 0.70528 | 9369.7016 | 3291 | 5
2004 | 5 | 17 | 2 | 0.0011002 | 0.0011133 | 0.0024905 | 0.0037791 | 0.00017585 | 7.156e-06 | 1.1574e-05 | 0.0086776 |  | 1093.2576 | 970.037 | 1832.9669 | 5420.7138 | 52.5241 | 4.0031 | 0.70528 | 9374.2079 | 3292 | 5
2004 | 5 | 17 | 3 | 0.00089992 | 0.001189 | 0.0024878 | 0.0037963 | 0.00017585 | 7.156e-06 | 1.1574e-05 | 0.0085676 |  | 894.278 | 1035.975 | 1831.0205 | 5445.4582 | 52.5241 | 4.0031 | 0.70528 | 9263.9642 | 3293 | 5
2004 | 5 | 17 | 4 | 0.00092837 | 0.0011837 | 0.0025701 | 0.0038285 | 0.00017585 | 7.156e-06 | 1.1574e-05 | 0.0087053 |  | 922.5523 | 1031.3432 | 1891.5939 | 5491.6795 | 52.5241 | 4.0031 | 0.70528 | 9394.4014 | 3294 | 5
2004 | 5 | 17 | 5 | 0.00095342 | 0.0012082 | 0.0025631 | 0.0038469 | 0.00017585 | 7.156e-06 | 1.1574e-05 | 0.0087663 |  | 947.4421 | 1052.7259 | 1886.4305 | 5518.034 | 52.5241 | 4.0031 | 0.70528 | 9461.865 | 3295 | 5
2004 | 5 | 17 | 6 | 0.0014023 | 0.0010998 | 0.0028245 | 0.003781 | 0.00017585 | 7.156e-06 | 1.1574e-05 | 0.0093023 |  | 1393.5419 | 958.2662 | 2078.849 | 5423.5314 | 52.5241 | 4.0031 | 0.70528 | 9911.421 | 3296 | 5
2004 | 5 | 17 | 7 | 0.0018605 | 0.0011839 | 0.0032807 | 0.0038342 | 0 | 0 | 1.1574e-05 | 0.010171 |  | 1848.8381 | 1031.5636 | 2414.591 | 5499.8248 | 0 | 0 | 0.70528 | 10795.5228 | 3297 | 5
2004 | 5 | 17 | 8 | 0.00233 | 0.0011438 | 0.0034578 | 0.003994 | 0 | 0 | 1.1574e-05 | 0.010937 |  | 2315.3599 | 996.5506 | 2544.9393 | 5729.0128 | 0 | 0 | 0.70528 | 11586.5679 | 3298 | 5
2004 | 5 | 17 | 9 | 0.0023346 | 0.0013043 | 0.0035558 | 0.0043286 | 0 | 0 | 1.1574e-05 | 0.011535 |  | 2319.9633 | 1136.401 | 2617.038 | 6208.9837 | 0 | 0 | 0.70528 | 12283.0913 | 3299 | 5
2004 | 5 | 17 | 10 | 0.0021366 | 0.0013462 | 0.0035576 | 0.0043615 | 0 | 0 | 1.1574e-05 | 0.011413 |  | 2123.23 | 1172.929 | 2618.3756 | 6256.1286 | 0 | 0 | 0.70528 | 12171.3685 | 3300 | 5
2004 | 5 | 17 | 11 | 0.0024445 | 0.0013476 | 0.0036155 | 0.004358 | 0 | 0 | 1.1574e-05 | 0.011777 |  | 2429.1318 | 1174.1884 | 2661.0183 | 6251.2034 | 0 | 0 | 0.70528 | 12516.2471 | 3301 | 5
2004 | 5 | 17 | 12 | 0.0023393 | 0.001236 | 0.0036935 | 0.0044093 | 0 | 0 | 1.1574e-05 | 0.01169 |  | 2324.6597 | 1076.9497 | 2718.4044 | 6324.7735 | 0 | 0 | 0.70528 | 12445.4927 | 3302 | 5
2004 | 5 | 17 | 13 | 0.0026575 | 0.0011169 | 0.0037895 | 0.0043518 | 0 | 0 | 1.1574e-05 | 0.011927 |  | 2640.8145 | 973.1613 | 2789.0641 | 6242.2529 | 0 | 0 | 0.70528 | 12645.9982 | 3303 | 5
2004 | 5 | 17 | 14 | 0.0024682 | 0.0011221 | 0.0037893 | 0.0044344 | 0 | 0 | 1.1574e-05 | 0.011826 |  | 2452.7023 | 977.7049 | 2788.893 | 6360.7657 | 0 | 0 | 0.70528 | 12580.7712 | 3304 | 5
2004 | 5 | 17 | 15 | 0.002599 | 0.0010675 | 0.0037191 | 0.0043376 | 0 | 0 | 1.1574e-05 | 0.011735 |  | 2582.7006 | 930.1377 | 2737.2497 | 6221.9363 | 0 | 0 | 0.70528 | 12472.7296 | 3305 | 5
2004 | 5 | 17 | 16 | 0.003043 | 0.00099815 | 0.0035686 | 0.0045178 | 0 | 0 | 1.1574e-05 | 0.012139 |  | 3023.9119 | 869.6826 | 2626.4915 | 6480.3204 | 0 | 0 | 0.70528 | 13001.1117 | 3306 | 5
2004 | 5 | 17 | 17 | 0.0032817 | 0.00098828 | 0.0035299 | 0.0041109 | 0 | 0 | 1.1574e-05 | 0.011922 |  | 3261.136 | 861.0814 | 2597.982 | 5896.7539 | 0 | 0 | 0.70528 | 12617.6586 | 3307 | 5
2004 | 5 | 17 | 18 | 0.0035245 | 0.00080242 | 0.0033989 | 0.0043862 | 0 | 0 | 1.1574e-05 | 0.012124 |  | 3502.4018 | 699.1417 | 2501.5849 | 6291.6469 | 0 | 0 | 0.70528 | 12995.4806 | 3308 | 5
2004 | 5 | 17 | 19 | 0.0032082 | 0.00083311 | 0.0033709 | 0.0043886 | 4.3962e-05 | 1.789e-06 | 1.1574e-05 | 0.011858 |  | 3188.1095 | 725.8852 | 2480.9686 | 6294.9618 | 13.131 | 1.0008 | 0.70528 | 12704.7622 | 3309 | 5
2004 | 5 | 17 | 20 | 0.0038953 | 0.00074285 | 0.0033715 | 0.0044361 | 0.00017585 | 7.156e-06 | 1.1574e-05 | 0.01264 |  | 3870.9025 | 647.2434 | 2481.4223 | 6363.1809 | 52.5241 | 4.0031 | 0.70528 | 13419.9816 | 3310 | 5
2004 | 5 | 17 | 21 | 0.0042875 | 0.00068353 | 0.0033075 | 0.0044702 | 0.00017585 | 7.156e-06 | 1.1574e-05 | 0.012943 |  | 4260.5905 | 595.5528 | 2434.2659 | 6412.1015 | 52.5241 | 4.0031 | 0.70528 | 13759.7433 | 3311 | 5
2004 | 5 | 17 | 22 | 0.0033256 | 0.0008021 | 0.0031639 | 0.004495 | 0.00017585 | 7.156e-06 | 1.1574e-05 | 0.011981 |  | 3304.7181 | 698.8666 | 2328.579 | 6447.6197 | 52.5241 | 4.0031 | 0.70528 | 12837.0158 | 3312 | 5
2004 | 5 | 17 | 23 | 0.0027018 | 0.00090565 | 0.0030045 | 0.003997 | 0.00017585 | 7.156e-06 | 1.1574e-05 | 0.010804 |  | 2684.9073 | 789.0889 | 2211.2746 | 5733.275 | 52.5241 | 4.0031 | 0.70528 | 11475.7782 | 3313 | 5
2004 | 5 | 17 | 24 | 0.0016603 | 0.0010913 | 0.0028817 | 0.003974 | 0.00017585 | 7.156e-06 | 1.1574e-05 | 0.0098019 |  | 1649.9224 | 950.8293 | 2120.9016 | 5700.3376 | 52.5241 | 4.0031 | 0.70528 | 10479.2233 | 3314 | 5
2004 | 5 | 18 | 1 | 0.0013379 | 0.0012973 | 0.0027912 | 0.0038749 | 0.00017585 | 7.156e-06 | 1.1574e-05 | 0.0094959 |  | 1329.513 | 1130.3067 | 2054.2958 | 5558.2406 | 52.5241 | 4.0031 | 0.70528 | 10129.5887 | 3315 | 5
2004 | 5 | 18 | 2 | 0.0010967 | 0.0013229 | 0.0028133 | 0.0038251 | 0.00017585 | 7.156e-06 | 1.1574e-05 | 0.0092525 |  | 1089.7926 | 1152.6081 | 2070.5741 | 5486.754 | 52.5241 | 4.0031 | 0.70528 | 9856.9613 | 3316 | 5
2004 | 5 | 18 | 3 | 0.00098695 | 0.0013378 | 0.0027398 | 0.0039076 | 0.00017585 | 7.156e-06 | 1.1574e-05 | 0.0091667 |  | 980.7658 | 1165.5767 | 2016.4948 | 5605.0539 | 52.5241 | 4.0031 | 0.70528 | 9825.1237 | 3317 | 5
2004 | 5 | 18 | 4 | 0.0010611 | 0.0013375 | 0.0028108 | 0.0037981 | 0.00017585 | 7.156e-06 | 1.1574e-05 | 0.0092021 |  | 1054.4528 | 1165.3774 | 2068.7262 | 5448.0154 | 52.5241 | 4.0031 | 0.70528 | 9793.8042 | 3318 | 5
2004 | 5 | 18 | 5 | 0.0011392 | 0.0014073 | 0.002833 | 0.0038121 | 0.00017585 | 7.156e-06 | 1.1574e-05 | 0.0093863 |  | 1132.0588 | 1226.2034 | 2085.0736 | 5468.1424 | 52.5241 | 4.0031 | 0.70528 | 9968.7108 | 3319 | 5
2004 | 5 | 18 | 6 | 0.0015178 | 0.0014182 | 0.0030576 | 0.0038034 | 0.00017585 | 7.156e-06 | 1.1574e-05 | 0.0099915 |  | 1508.3245 | 1235.6375 | 2250.3473 | 5455.5926 | 52.5241 | 4.0031 | 0.70528 | 10507.1344 | 3320 | 5
2004 | 5 | 18 | 7 | 0.002401 | 0.0014927 | 0.0033461 | 0.0037547 | 0 | 0 | 1.1574e-05 | 0.011006 |  | 2385.9358 | 1300.6184 | 2462.7357 | 5385.7874 | 0 | 0 | 0.70528 | 11535.7825 | 3321 | 5
2004 | 5 | 18 | 8 | 0.0025375 | 0.0016558 | 0.0034922 | 0.0038689 | 0 | 0 | 1.1574e-05 | 0.011566 |  | 2521.5921 | 1442.6778 | 2570.2078 | 5549.5979 | 0 | 0 | 0.70528 | 12084.7808 | 3322 | 5
2004 | 5 | 18 | 9 | 0.0022745 | 0.0017773 | 0.0035546 | 0.0038981 | 0 | 0 | 1.1574e-05 | 0.011516 |  | 2260.1923 | 1548.5094 | 2616.193 | 5591.4859 | 0 | 0 | 0.70528 | 12017.0859 | 3323 | 5
2004 | 5 | 18 | 10 | 0.0020284 | 0.0018431 | 0.0037082 | 0.0039077 | 0 | 0 | 1.1574e-05 | 0.011499 |  | 2015.7137 | 1605.8642 | 2729.1938 | 5605.2431 | 0 | 0 | 0.70528 | 11956.7201 | 3324 | 5
2004 | 5 | 18 | 11 | 0.0022568 | 0.0017877 | 0.0036239 | 0.0037679 | 0 | 0 | 1.1574e-05 | 0.011448 |  | 2242.659 | 1557.5843 | 2667.1496 | 5404.7067 | 0 | 0 | 0.70528 | 11872.8049 | 3325 | 5
2004 | 5 | 18 | 12 | 0.0023819 | 0.0016804 | 0.0036608 | 0.0038986 | 0 | 0 | 1.1574e-05 | 0.011633 |  | 2366.9426 | 1464.0975 | 2694.3441 | 5592.1013 | 0 | 0 | 0.70528 | 12118.1908 | 3326 | 5
2004 | 5 | 18 | 13 | 0.002321 | 0.0016546 | 0.0037282 | 0.0038612 | 0 | 0 | 1.1574e-05 | 0.011577 |  | 2306.4734 | 1441.6784 | 2743.9454 | 5538.4925 | 0 | 0 | 0.70528 | 12031.295 | 3327 | 5
2004 | 5 | 18 | 14 | 0.0019452 | 0.0017265 | 0.0037212 | 0.00391 | 0 | 0 | 1.1574e-05 | 0.011314 |  | 1933.0147 | 1504.3107 | 2738.7523 | 5608.5585 | 0 | 0 | 0.70528 | 11785.3414 | 3328 | 5
2004 | 5 | 18 | 15 | 0.0020892 | 0.0016552 | 0.0035651 | 0.0040823 | 0 | 0 | 1.1574e-05 | 0.011403 |  | 2076.0664 | 1442.1519 | 2623.9216 | 5855.7422 | 0 | 0 | 0.70528 | 11998.5873 | 3329 | 5
2004 | 5 | 18 | 16 | 0.0026242 | 0.0015414 | 0.0033423 | 0.003997 | 0 | 0 | 1.1574e-05 | 0.011517 |  | 2607.7308 | 1343.0407 | 2459.9463 | 5733.2985 | 0 | 0 | 0.70528 | 12144.7217 | 3330 | 5
2004 | 5 | 18 | 17 | 0.0029254 | 0.0014873 | 0.0032922 | 0.0043287 | 0 | 0 | 1.1574e-05 | 0.012045 |  | 2907.0297 | 1295.901 | 2423.0228 | 6209.1259 | 0 | 0 | 0.70528 | 12835.7847 | 3331 | 5
2004 | 5 | 18 | 18 | 0.003142 | 0.0014191 | 0.0031972 | 0.0044357 | 0 | 0 | 1.1574e-05 | 0.012206 |  | 3122.2532 | 1236.4846 | 2353.1199 | 6362.5413 | 0 | 0 | 0.70528 | 13075.1042 | 3332 | 5
2004 | 5 | 18 | 19 | 0.00347 | 0.0012567 | 0.0031282 | 0.0043734 | 4.3962e-05 | 1.789e-06 | 1.1574e-05 | 0.012286 |  | 3448.2205 | 1094.9724 | 2302.3496 | 6273.2721 | 13.131 | 1.0008 | 0.70528 | 13133.6518 | 3333 | 5
2004 | 5 | 18 | 20 | 0.0038811 | 0.0011486 | 0.0032709 | 0.004265 | 0.00017585 | 7.156e-06 | 1.1574e-05 | 0.01276 |  | 3856.7699 | 1000.7854 | 2407.3464 | 6117.6782 | 52.5241 | 4.0031 | 0.70528 | 13439.8124 | 3334 | 5
2004 | 5 | 18 | 21 | 0.0042002 | 0.0010514 | 0.0032197 | 0.0041756 | 0.00017585 | 7.156e-06 | 1.1574e-05 | 0.012842 |  | 4173.8719 | 916.1177 | 2369.6792 | 5989.5279 | 52.5241 | 4.0031 | 0.70528 | 13506.4293 | 3335 | 5
2004 | 5 | 18 | 22 | 0.003554 | 0.0010625 | 0.0030367 | 0.0040165 | 0.00017585 | 7.156e-06 | 1.1574e-05 | 0.011864 |  | 3531.7426 | 925.7142 | 2234.9589 | 5761.3108 | 52.5241 | 4.0031 | 0.70528 | 12510.959 | 3336 | 5
2004 | 5 | 18 | 23 | 0.0028568 | 0.0011164 | 0.0028611 | 0.0043355 | 0.00017585 | 7.156e-06 | 1.1574e-05 | 0.011364 |  | 2838.8528 | 972.7265 | 2105.7628 | 6218.8582 | 52.5241 | 4.0031 | 0.70528 | 12193.4328 | 3337 | 5
2004 | 5 | 18 | 24 | 0.0017372 | 0.0012369 | 0.0027168 | 0.0044097 | 0.00017585 | 7.156e-06 | 1.1574e-05 | 0.010295 |  | 1726.3463 | 1077.6693 | 1999.5355 | 6325.2946 | 52.5241 | 4.0031 | 0.70528 | 11186.0783 | 3338 | 5
2004 | 5 | 19 | 1 | 0.00136 | 0.0012973 | 0.0026525 | 0.0043423 | 0.00017585 | 7.156e-06 | 1.1574e-05 | 0.0098467 |  | 1351.4845 | 1130.3067 | 1952.2312 | 6228.6373 | 52.5241 | 4.0031 | 0.70528 | 10719.8922 | 3339 | 5
2004 | 5 | 19 | 2 | 0.0011159 | 0.0013229 | 0.0026826 | 0.0044254 | 0.00017585 | 7.156e-06 | 1.1574e-05 | 0.0097414 |  | 1108.9339 | 1152.6081 | 1974.3858 | 6347.7658 | 52.5241 | 4.0031 | 0.70528 | 10640.9261 | 3340 | 5
2004 | 5 | 19 | 3 | 0.0010076 | 0.0013378 | 0.0026163 | 0.0042667 | 0.00017585 | 7.156e-06 | 1.1574e-05 | 0.0094229 |  | 1001.2972 | 1165.5767 | 1925.5583 | 6120.1882 | 52.5241 | 4.0031 | 0.70528 | 10269.853 | 3341 | 5
2004 | 5 | 19 | 4 | 0.0010853 | 0.0013375 | 0.0025827 | 0.004281 | 0.00017585 | 7.156e-06 | 1.1574e-05 | 0.0094812 |  | 1078.4941 | 1165.3774 | 1900.8745 | 6140.7176 | 52.5241 | 4.0031 | 0.70528 | 10342.6961 | 3342 | 5
2004 | 5 | 19 | 5 | 0.0011646 | 0.0014073 | 0.0025992 | 0.004366 | 0.00017585 | 7.156e-06 | 1.1574e-05 | 0.0097317 |  | 1157.3324 | 1226.2034 | 1912.9836 | 6262.5927 | 52.5241 | 4.0031 | 0.70528 | 10616.3446 | 3343 | 5
2004 | 5 | 19 | 6 | 0.0015514 | 0.0014182 | 0.002795 | 0.004285 | 0.00017585 | 7.156e-06 | 1.1574e-05 | 0.010244 |  | 1541.6525 | 1235.6375 | 2057.0795 | 6146.4479 | 52.5241 | 4.0031 | 0.70528 | 11038.0499 | 3344 | 5
2004 | 5 | 19 | 7 | 0.0024542 | 0.0014927 | 0.0032053 | 0.004304 | 0 | 0 | 1.1574e-05 | 0.011468 |  | 2438.8263 | 1300.6184 | 2359.0936 | 6173.7497 | 0 | 0 | 0.70528 | 12272.9933 | 3345 | 5
2004 | 5 | 19 | 8 | 0.0025855 | 0.0016558 | 0.0034785 | 0.0045621 | 0 | 0 | 1.1574e-05 | 0.012293 |  | 2569.3044 | 1442.6778 | 2560.1198 | 6543.9693 | 0 | 0 | 0.70528 | 13116.7765 | 3346 | 5
2004 | 5 | 19 | 9 | 0.0023191 | 0.0017773 | 0.0035418 | 0.0046529 | 0 | 0 | 1.1574e-05 | 0.012303 |  | 2304.5838 | 1548.5094 | 2606.7061 | 6674.1792 | 0 | 0 | 0.70528 | 13134.6837 | 3347 | 5
2004 | 5 | 19 | 10 | 0.0020638 | 0.0018431 | 0.003606 | 0.0045859 | 0 | 0 | 1.1574e-05 | 0.01211 |  | 2050.8334 | 1605.8642 | 2653.9745 | 6577.9718 | 0 | 0 | 0.70528 | 12889.3492 | 3348 | 5
2004 | 5 | 19 | 11 | 0.0022913 | 0.0017877 | 0.0036269 | 0.0045978 | 0 | 0 | 1.1574e-05 | 0.012315 |  | 2276.9622 | 1557.5843 | 2669.3862 | 6595.1156 | 0 | 0 | 0.70528 | 13099.7535 | 3349 | 5
2004 | 5 | 19 | 12 | 0.0024144 | 0.0016804 | 0.003607 | 0.004343 | 0 | 0 | 1.1574e-05 | 0.012056 |  | 2399.3064 | 1464.0975 | 2654.7266 | 6229.561 | 0 | 0 | 0.70528 | 12748.3968 | 3350 | 5
2004 | 5 | 19 | 13 | 0.0023497 | 0.0016546 | 0.0037282 | 0.0042662 | 0 | 0 | 1.1574e-05 | 0.01201 |  | 2334.9944 | 1441.6784 | 2743.9444 | 6119.4303 | 0 | 0 | 0.70528 | 12640.7528 | 3351 | 5
2004 | 5 | 19 | 14 | 0.0019727 | 0.0017265 | 0.0037167 | 0.0047667 | 0 | 0 | 1.1574e-05 | 0.012194 |  | 1960.3754 | 1504.3107 | 2735.4422 | 6837.4454 | 0 | 0 | 0.70528 | 13038.279 | 3352 | 5
2004 | 5 | 19 | 15 | 0.0021157 | 0.0016552 | 0.0036627 | 0.00466 | 0 | 0 | 1.1574e-05 | 0.012105 |  | 2102.4331 | 1442.1519 | 2695.7014 | 6684.3611 | 0 | 0 | 0.70528 | 12925.3528 | 3353 | 5
2004 | 5 | 19 | 16 | 0.0026539 | 0.0015414 | 0.0034477 | 0.0044393 | 0 | 0 | 1.1574e-05 | 0.012094 |  | 2637.2793 | 1343.0407 | 2537.4881 | 6367.7746 | 0 | 0 | 0.70528 | 12886.2881 | 3354 | 5
2004 | 5 | 19 | 17 | 0.0029567 | 0.0014873 | 0.0033319 | 0.0045163 | 0 | 0 | 1.1574e-05 | 0.012304 |  | 2938.1378 | 1295.901 | 2452.2193 | 6478.2366 | 0 | 0 | 0.70528 | 13165.1999 | 3355 | 5
2004 | 5 | 19 | 18 | 0.0031842 | 0.0014191 | 0.0033395 | 0.0047699 | 0 | 0 | 1.1574e-05 | 0.012724 |  | 3164.1974 | 1236.4846 | 2457.8213 | 6842.039 | 0 | 0 | 0.70528 | 13701.2476 | 3356 | 5
2004 | 5 | 19 | 19 | 0.0035104 | 0.0012567 | 0.0032567 | 0.0045944 | 4.3962e-05 | 1.789e-06 | 1.1574e-05 | 0.012676 |  | 3488.4254 | 1094.9724 | 2396.8933 | 6590.1666 | 13.131 | 1.0008 | 0.70528 | 13585.2949 | 3357 | 5
2004 | 5 | 19 | 20 | 0.0039176 | 0.0011486 | 0.0032847 | 0.0045505 | 0.00017585 | 7.156e-06 | 1.1574e-05 | 0.013096 |  | 3892.9983 | 1000.7854 | 2417.5447 | 6527.252 | 52.5241 | 4.0031 | 0.70528 | 13895.8129 | 3358 | 5
2004 | 5 | 19 | 21 | 0.0042389 | 0.0010514 | 0.0032172 | 0.0045987 | 0.00017585 | 7.156e-06 | 1.1574e-05 | 0.013301 |  | 4212.3101 | 916.1177 | 2367.825 | 6596.3469 | 52.5241 | 4.0031 | 0.70528 | 14149.8322 | 3359 | 5
2004 | 5 | 19 | 22 | 0.0035915 | 0.0010625 | 0.0031272 | 0.0044742 | 0.00017585 | 7.156e-06 | 1.1574e-05 | 0.01245 |  | 3568.9876 | 925.7142 | 2301.604 | 6417.808 | 52.5241 | 4.0031 | 0.70528 | 13271.3464 | 3360 | 5
2004 | 5 | 19 | 23 | 0.0028871 | 0.0011164 | 0.0029958 | 0.0041522 | 0.00017585 | 7.156e-06 | 1.1574e-05 | 0.011346 |  | 2869.0389 | 972.7265 | 2204.8942 | 5955.9986 | 52.5241 | 4.0031 | 0.70528 | 12059.8908 | 3361 | 5
2004 | 5 | 19 | 24 | 0.0017605 | 0.0012369 | 0.002893 | 0.0043234 | 0.00017585 | 7.156e-06 | 1.1574e-05 | 0.010408 |  | 1749.5 | 1077.6693 | 2129.2134 | 6201.5487 | 52.5241 | 4.0031 | 0.70528 | 11215.164 | 3362 | 5
2004 | 5 | 20 | 1 | 0.0013226 | 0.0012973 | 0.0028457 | 0.0042035 | 0.00017585 | 7.156e-06 | 1.1574e-05 | 0.0098636 |  | 1314.2747 | 1130.3067 | 2094.3981 | 6029.5452 | 52.5241 | 4.0031 | 0.70528 | 10625.7572 | 3363 | 5
2004 | 5 | 20 | 2 | 0.0010833 | 0.0013229 | 0.0028049 | 0.0044218 | 0.00017585 | 7.156e-06 | 1.1574e-05 | 0.0098274 |  | 1076.5171 | 1152.6081 | 2064.366 | 6342.6039 | 52.5241 | 4.0031 | 0.70528 | 10693.3276 | 3364 | 5
2004 | 5 | 20 | 3 | 0.00097262 | 0.0013378 | 0.0027608 | 0.0044716 | 0.00017585 | 7.156e-06 | 1.1574e-05 | 0.0097373 |  | 966.5263 | 1165.5767 | 2031.9218 | 6414.0904 | 52.5241 | 4.0031 | 0.70528 | 10635.3477 | 3365 | 5
2004 | 5 | 20 | 4 | 0.0010443 | 0.0013375 | 0.0027839 | 0.0044599 | 0.00017585 | 7.156e-06 | 1.1574e-05 | 0.0098203 |  | 1037.7789 | 1165.3774 | 2048.9191 | 6397.373 | 52.5241 | 4.0031 | 0.70528 | 10706.6809 | 3366 | 5
2004 | 5 | 20 | 5 | 0.0011216 | 0.0014073 | 0.0027283 | 0.0043969 | 0.00017585 | 7.156e-06 | 1.1574e-05 | 0.0098486 |  | 1114.5303 | 1226.2034 | 2007.993 | 6306.8961 | 52.5241 | 4.0031 | 0.70528 | 10712.8554 | 3367 | 5
2004 | 5 | 20 | 6 | 0.0014946 | 0.0014182 | 0.0029124 | 0.004381 | 0.00017585 | 7.156e-06 | 1.1574e-05 | 0.010401 |  | 1485.2099 | 1235.6375 | 2143.4703 | 6284.1407 | 52.5241 | 4.0031 | 0.70528 | 11205.6909 | 3368 | 5
2004 | 5 | 20 | 7 | 0.0023641 | 0.0014927 | 0.0033559 | 0.0043817 | 0 | 0 | 1.1574e-05 | 0.011606 |  | 2349.2537 | 1300.6184 | 2469.9115 | 6285.1352 | 0 | 0 | 0.70528 | 12405.624 | 3369 | 5
2004 | 5 | 20 | 8 | 0.0025042 | 0.0016558 | 0.0035734 | 0.0042502 | 0 | 0 | 1.1574e-05 | 0.011995 |  | 2488.5012 | 1442.6778 | 2629.9999 | 6096.4854 | 0 | 0 | 0.70528 | 12658.3696 | 3370 | 5
2004 | 5 | 20 | 9 | 0.0022435 | 0.0017773 | 0.00361 | 0.0042576 | 0 | 0 | 1.1574e-05 | 0.0119 |  | 2229.4047 | 1548.5094 | 2656.941 | 6107.0701 | 0 | 0 | 0.70528 | 12542.6303 | 3371 | 5
2004 | 5 | 20 | 10 | 0.0020039 | 0.0018431 | 0.0036977 | 0.0046452 | 0 | 0 | 1.1574e-05 | 0.012201 |  | 1991.3565 | 1605.8642 | 2721.5052 | 6663.0266 | 0 | 0 | 0.70528 | 12982.4578 | 3372 | 5
2004 | 5 | 20 | 11 | 0.0022329 | 0.0017877 | 0.003664 | 0.0046087 | 0 | 0 | 1.1574e-05 | 0.012305 |  | 2218.8681 | 1557.5843 | 2696.6805 | 6610.7911 | 0 | 0 | 0.70528 | 13084.6293 | 3373 | 5
2004 | 5 | 20 | 12 | 0.0023593 | 0.0016804 | 0.0037234 | 0.0045303 | 0 | 0 | 1.1574e-05 | 0.012305 |  | 2344.4967 | 1464.0975 | 2740.3664 | 6498.3398 | 0 | 0 | 0.70528 | 13048.0057 | 3374 | 5
2004 | 5 | 20 | 13 | 0.0023011 | 0.0016546 | 0.0037967 | 0.0046549 | 0 | 0 | 1.1574e-05 | 0.012419 |  | 2286.6927 | 1441.6784 | 2794.378 | 6677.0443 | 0 | 0 | 0.70528 | 13200.4987 | 3375 | 5
2004 | 5 | 20 | 14 | 0.0019261 | 0.0017265 | 0.0038041 | 0.004479 | 0 | 0 | 1.1574e-05 | 0.011947 |  | 1914.0388 | 1504.3107 | 2799.8125 | 6424.7459 | 0 | 0 | 0.70528 | 12643.6132 | 3376 | 5
2004 | 5 | 20 | 15 | 0.0020708 | 0.0016552 | 0.0037745 | 0.0046273 | 0 | 0 | 1.1574e-05 | 0.012139 |  | 2057.7798 | 1442.1519 | 2778.0044 | 6637.4298 | 0 | 0 | 0.70528 | 12916.0711 | 3377 | 5
2004 | 5 | 20 | 16 | 0.0026036 | 0.0015414 | 0.0035404 | 0.0046167 | 0 | 0 | 1.1574e-05 | 0.012314 |  | 2587.2375 | 1343.0407 | 2605.7119 | 6622.2752 | 0 | 0 | 0.70528 | 13158.9706 | 3378 | 5
2004 | 5 | 20 | 17 | 0.0029037 | 0.0014873 | 0.0034201 | 0.0044349 | 0 | 0 | 1.1574e-05 | 0.012258 |  | 2885.4547 | 1295.901 | 2517.1575 | 6361.476 | 0 | 0 | 0.70528 | 13060.6945 | 3379 | 5
2004 | 5 | 20 | 18 | 0.0031127 | 0.0014191 | 0.0033501 | 0.0045348 | 0 | 0 | 1.1574e-05 | 0.012428 |  | 3093.1628 | 1236.4846 | 2465.658 | 6504.7333 | 0 | 0 | 0.70528 | 13300.744 | 3380 | 5
2004 | 5 | 20 | 19 | 0.0034419 | 0.0012567 | 0.0033012 | 0.0042939 | 4.3962e-05 | 1.789e-06 | 1.1574e-05 | 0.012351 |  | 3420.3365 | 1094.9724 | 2429.689 | 6159.1872 | 13.131 | 1.0008 | 0.70528 | 13119.0223 | 3381 | 5
2004 | 5 | 20 | 20 | 0.0038558 | 0.0011486 | 0.003249 | 0.0039736 | 0.00017585 | 7.156e-06 | 1.1574e-05 | 0.012422 |  | 3831.6437 | 1000.7854 | 2391.2246 | 5699.7458 | 52.5241 | 4.0031 | 0.70528 | 12980.632 | 3382 | 5
2004 | 5 | 20 | 21 | 0.0041734 | 0.0010514 | 0.0031275 | 0.0038392 | 0.00017585 | 7.156e-06 | 1.1574e-05 | 0.012386 |  | 4147.2132 | 916.1177 | 2301.7989 | 5506.9048 | 52.5241 | 4.0031 | 0.70528 | 12929.2671 | 3383 | 5
2004 | 5 | 20 | 22 | 0.003528 | 0.0010625 | 0.0029045 | 0.0043109 | 0.00017585 | 7.156e-06 | 1.1574e-05 | 0.012001 |  | 3505.9113 | 925.7142 | 2137.709 | 6183.6238 | 52.5241 | 4.0031 | 0.70528 | 12810.191 | 3384 | 5
2004 | 5 | 20 | 23 | 0.0028357 | 0.0011164 | 0.0028213 | 0.0043091 | 0.00017585 | 7.156e-06 | 1.1574e-05 | 0.011277 |  | 2817.9173 | 972.7265 | 2076.4685 | 6180.9717 | 52.5241 | 4.0031 | 0.70528 | 12105.3166 | 3385 | 5
2004 | 5 | 20 | 24 | 0.0017211 | 0.0012369 | 0.0027739 | 0.0042931 | 0.00017585 | 7.156e-06 | 1.1574e-05 | 0.010219 |  | 1710.2881 | 1077.6693 | 2041.5391 | 6158.0033 | 52.5241 | 4.0031 | 0.70528 | 11044.7323 | 3386 | 5
2004 | 5 | 21 | 1 | 0.0011907 | 0.0013907 | 0.0027632 | 0.0042232 | 0.00017585 | 7.156e-06 | 1.1574e-05 | 0.0097624 |  | 1183.2238 | 1211.6837 | 2033.6908 | 6057.8415 | 52.5241 | 4.0031 | 0.70528 | 10543.6723 | 3387 | 5
2004 | 5 | 21 | 2 | 0.00091045 | 0.0014154 | 0.0026296 | 0.0043253 | 0.00017585 | 7.156e-06 | 1.1574e-05 | 0.0094753 |  | 904.7463 | 1233.2436 | 1935.3339 | 6204.2717 | 52.5241 | 4.0031 | 0.70528 | 10334.828 | 3388 | 5
2004 | 5 | 21 | 3 | 0.00088786 | 0.0014293 | 0.0025613 | 0.0041907 | 0.00017585 | 7.156e-06 | 1.1574e-05 | 0.0092637 |  | 882.2918 | 1245.3703 | 1885.0951 | 6011.1231 | 52.5241 | 4.0031 | 0.70528 | 10081.1128 | 3389 | 5
2004 | 5 | 21 | 4 | 0.00082702 | 0.0014559 | 0.002558 | 0.0042327 | 0.00017585 | 7.156e-06 | 1.1574e-05 | 0.0092683 |  | 821.8326 | 1268.5391 | 1882.701 | 6071.4334 | 52.5241 | 4.0031 | 0.70528 | 10101.7387 | 3390 | 5
2004 | 5 | 21 | 5 | 0.00091585 | 0.0014788 | 0.0025178 | 0.0041887 | 0.00017585 | 7.156e-06 | 1.1574e-05 | 0.0092957 |  | 910.1121 | 1288.4739 | 1853.0931 | 6008.2815 | 52.5241 | 4.0031 | 0.70528 | 10117.1931 | 3391 | 5
2004 | 5 | 21 | 6 | 0.0012823 | 0.0014376 | 0.0027795 | 0.0037167 | 0.00017585 | 7.156e-06 | 1.1574e-05 | 0.0094106 |  | 1274.2547 | 1252.5396 | 2045.6637 | 5331.3023 | 52.5241 | 4.0031 | 0.70528 | 9960.9929 | 3392 | 5
2004 | 5 | 21 | 7 | 0.0019161 | 0.0015157 | 0.0032078 | 0.0035532 | 0 | 0 | 1.1574e-05 | 0.010204 |  | 1904.1282 | 1320.6316 | 2360.8947 | 5096.668 | 0 | 0 | 0.70528 | 10683.0277 | 3393 | 5
2004 | 5 | 21 | 8 | 0.0020696 | 0.0016241 | 0.0034187 | 0.0040853 | 0 | 0 | 1.1574e-05 | 0.011209 |  | 2056.6003 | 1415.0719 | 2516.1683 | 5859.957 | 0 | 0 | 0.70528 | 11848.5029 | 3394 | 5
2004 | 5 | 21 | 9 | 0.0019744 | 0.0017106 | 0.0034871 | 0.0041666 | 0 | 0 | 1.1574e-05 | 0.01135 |  | 1962.0001 | 1490.4169 | 2566.4511 | 5976.6467 | 0 | 0 | 0.70528 | 11996.2202 | 3395 | 5
2004 | 5 | 21 | 10 | 0.0019597 | 0.0017304 | 0.0036393 | 0.0039757 | 0 | 0 | 1.1574e-05 | 0.011317 |  | 1947.3996 | 1507.6986 | 2678.47 | 5702.8239 | 0 | 0 | 0.70528 | 11837.0974 | 3396 | 5
2004 | 5 | 21 | 11 | 0.0019354 | 0.0017946 | 0.0036778 | 0.0034842 | 0 | 0 | 1.1574e-05 | 0.010904 |  | 1923.257 | 1563.6554 | 2706.8535 | 4997.8088 | 0 | 0 | 0.70528 | 11192.2799 | 3397 | 5
2004 | 5 | 21 | 12 | 0.0021569 | 0.001662 | 0.003737 | 0.0035354 | 0 | 0 | 1.1574e-05 | 0.011103 |  | 2143.3632 | 1448.128 | 2750.3885 | 5071.2607 | 0 | 0 | 0.70528 | 11413.8457 | 3398 | 5
2004 | 5 | 21 | 13 | 0.0017355 | 0.0017058 | 0.0037914 | 0.0036373 | 0 | 0 | 1.1574e-05 | 0.010882 |  | 1724.6612 | 1486.2495 | 2790.4621 | 5217.383 | 0 | 0 | 0.70528 | 11219.461 | 3399 | 5
2004 | 5 | 21 | 14 | 0.0016977 | 0.0017122 | 0.00363 | 0.0035817 | 0 | 0 | 1.1574e-05 | 0.010633 |  | 1687.0708 | 1491.8086 | 2671.6718 | 5137.6326 | 0 | 0 | 0.70528 | 10988.8892 | 3400 | 5
2004 | 5 | 21 | 15 | 0.0018183 | 0.0016497 | 0.0034077 | 0.0034656 | 0 | 0 | 1.1574e-05 | 0.010353 |  | 1806.9103 | 1437.4116 | 2508.0711 | 4971.0753 | 0 | 0 | 0.70528 | 10724.1736 | 3401 | 5
2004 | 5 | 21 | 16 | 0.0022727 | 0.0014986 | 0.0031469 | 0.0035647 | 0 | 0 | 1.1574e-05 | 0.010495 |  | 2258.4636 | 1305.7612 | 2316.0931 | 5113.2906 | 0 | 0 | 0.70528 | 10994.3138 | 3402 | 5
2004 | 5 | 21 | 17 | 0.002637 | 0.0014232 | 0.0031215 | 0.0035436 | 0 | 0 | 1.1574e-05 | 0.010737 |  | 2620.4633 | 1240.0312 | 2297.4198 | 5082.9108 | 0 | 0 | 0.70528 | 11241.5304 | 3403 | 5
2004 | 5 | 21 | 18 | 0.002988 | 0.0012462 | 0.0029509 | 0.0035169 | 0 | 0 | 1.1574e-05 | 0.010714 |  | 2969.2712 | 1085.8127 | 2171.8546 | 5044.7166 | 0 | 0 | 0.70528 | 11272.3604 | 3404 | 5
2004 | 5 | 21 | 19 | 0.0030416 | 0.0011922 | 0.0029201 | 0.0033056 | 4.3962e-05 | 1.789e-06 | 1.1574e-05 | 0.010517 |  | 3022.5524 | 1038.7617 | 2149.1876 | 4741.5796 | 13.131 | 1.0008 | 0.70528 | 10966.9184 | 3405 | 5
2004 | 5 | 21 | 20 | 0.0031258 | 0.0012055 | 0.0029271 | 0.0034959 | 0.00017585 | 7.156e-06 | 1.1574e-05 | 0.010949 |  | 3106.2036 | 1050.376 | 2154.3523 | 5014.5732 | 52.5241 | 4.0031 | 0.70528 | 11382.7376 | 3406 | 5
2004 | 5 | 21 | 21 | 0.0035573 | 0.0010786 | 0.0029202 | 0.0031734 | 0.00017585 | 7.156e-06 | 1.1574e-05 | 0.010924 |  | 3535.0009 | 939.7801 | 2149.2461 | 4551.959 | 52.5241 | 4.0031 | 0.70528 | 11233.2186 | 3407 | 5
2004 | 5 | 21 | 22 | 0.0029805 | 0.0012 | 0.0028043 | 0.0027071 | 0.00017585 | 7.156e-06 | 1.1574e-05 | 0.0098865 |  | 2961.7989 | 1045.5662 | 2063.9346 | 3883.1248 | 52.5241 | 4.0031 | 0.70528 | 10011.6571 | 3408 | 5
2004 | 5 | 21 | 23 | 0.0025949 | 0.0012197 | 0.0025891 | 0.0020822 | 0.00017585 | 7.156e-06 | 1.1574e-05 | 0.0086805 |  | 2578.6366 | 1062.7151 | 1905.5449 | 2986.7842 | 52.5241 | 4.0031 | 0.70528 | 8590.9133 | 3409 | 5
2004 | 5 | 21 | 24 | 0.0016598 | 0.0013666 | 0.0025092 | 0.0018446 | 0.00017585 | 7.156e-06 | 1.1574e-05 | 0.0075749 |  | 1649.4386 | 1190.7026 | 1846.7468 | 2645.9741 | 52.5241 | 4.0031 | 0.70528 | 7390.0946 | 3410 | 5
2004 | 5 | 22 | 1 | 0.001286 | 0.0012862 | 0.0025152 | 0.0018254 | 0.00017585 | 7.156e-06 | 1.1574e-05 | 0.0071074 |  | 1277.9833 | 1120.6387 | 1851.1806 | 2618.3172 | 52.5241 | 4.0031 | 0.70528 | 6925.3522 | 3411 | 5
2004 | 5 | 22 | 2 | 0.0010959 | 0.0013375 | 0.0024249 | 0.0017944 | 0.00017585 | 7.156e-06 | 1.1574e-05 | 0.0068473 |  | 1089.0642 | 1165.3835 | 1784.6818 | 2573.9432 | 52.5241 | 4.0031 | 0.70528 | 6670.3053 | 3412 | 5
2004 | 5 | 22 | 3 | 0.00095173 | 0.001367 | 0.0023878 | 0.0018242 | 0.00017585 | 7.156e-06 | 1.1574e-05 | 0.0067254 |  | 945.7606 | 1191.0429 | 1757.4336 | 2616.6834 | 52.5241 | 4.0031 | 0.70528 | 6568.1529 | 3413 | 5
2004 | 5 | 22 | 4 | 0.00098659 | 0.0013084 | 0.0023598 | 0.0018147 | 0.00017585 | 7.156e-06 | 1.1574e-05 | 0.0066641 |  | 980.4003 | 1140.0315 | 1736.7757 | 2603.0207 | 52.5241 | 4.0031 | 0.70528 | 6517.4608 | 3414 | 5
2004 | 5 | 22 | 5 | 0.0010576 | 0.0013223 | 0.0023658 | 0.0017875 | 0.00017585 | 7.156e-06 | 1.1574e-05 | 0.0067278 |  | 1050.9543 | 1152.0795 | 1741.2473 | 2563.9742 | 52.5241 | 4.0031 | 0.70528 | 6565.4878 | 3415 | 5
2004 | 5 | 22 | 6 | 0.0012831 | 0.001297 | 0.0023329 | 0.0017544 | 0.00017585 | 7.156e-06 | 1.1574e-05 | 0.006862 |  | 1275.0157 | 1130.0748 | 1717.0204 | 2516.5451 | 52.5241 | 4.0031 | 0.70528 | 6695.8884 | 3416 | 5
2004 | 5 | 22 | 7 | 0.0016671 | 0.0013212 | 0.0024486 | 0.0018072 | 0 | 0 | 1.1574e-05 | 0.0072558 |  | 1656.6959 | 1151.1696 | 1802.1491 | 2592.3174 | 0 | 0 | 0.70528 | 7203.0371 | 3417 | 5
2004 | 5 | 22 | 8 | 0.0021122 | 0.0013419 | 0.0025186 | 0.0018727 | 0 | 0 | 1.1574e-05 | 0.007857 |  | 2098.951 | 1169.1929 | 1853.7082 | 2686.1805 | 0 | 0 | 0.70528 | 7808.7379 | 3418 | 5
2004 | 5 | 22 | 9 | 0.0023982 | 0.0014233 | 0.0025506 | 0.0018853 | 0 | 0 | 1.1574e-05 | 0.0082689 |  | 2383.1525 | 1240.0995 | 1877.2117 | 2704.2238 | 0 | 0 | 0.70528 | 8205.3928 | 3419 | 5
2004 | 5 | 22 | 10 | 0.0028622 | 0.0013195 | 0.0025578 | 0.0018719 | 0 | 0 | 1.1574e-05 | 0.0086229 |  | 2844.2537 | 1149.6396 | 1882.53 | 2685.0439 | 0 | 0 | 0.70528 | 8562.1725 | 3420 | 5
2004 | 5 | 22 | 11 | 0.0033193 | 0.0011696 | 0.0026055 | 0.001947 | 0 | 0 | 1.1574e-05 | 0.0090531 |  | 3298.5004 | 1019.1082 | 1917.665 | 2792.7829 | 0 | 0 | 0.70528 | 9028.7617 | 3421 | 5
2004 | 5 | 22 | 12 | 0.0029567 | 0.0012931 | 0.0025844 | 0.0018513 | 0 | 0 | 1.1574e-05 | 0.0086972 |  | 2938.2093 | 1126.7112 | 1902.0974 | 2655.54 | 0 | 0 | 0.70528 | 8623.2632 | 3422 | 5
2004 | 5 | 22 | 13 | 0.0029412 | 0.0012106 | 0.0025746 | 0.0020048 | 0 | 0 | 1.1574e-05 | 0.0087428 |  | 2922.767 | 1054.7929 | 1894.9231 | 2875.7063 | 0 | 0 | 0.70528 | 8748.8946 | 3423 | 5
2004 | 5 | 22 | 14 | 0.0028769 | 0.0012164 | 0.0026049 | 0.0019969 | 0 | 0 | 1.1574e-05 | 0.0087067 |  | 2858.8913 | 1059.8217 | 1917.1962 | 2864.3878 | 0 | 0 | 0.70528 | 8701.0023 | 3424 | 5
2004 | 5 | 22 | 15 | 0.0026547 | 0.0012997 | 0.0025749 | 0.0022222 | 0 | 0 | 1.1574e-05 | 0.0087631 |  | 2638.1058 | 1132.402 | 1895.1083 | 3187.6046 | 0 | 0 | 0.70528 | 8853.926 | 3425 | 5
2004 | 5 | 22 | 16 | 0.0029727 | 0.0012286 | 0.0025798 | 0.0017853 | 0 | 0 | 1.1574e-05 | 0.008578 |  | 2954.0379 | 1070.4755 | 1898.7455 | 2560.8718 | 0 | 0 | 0.70528 | 8484.836 | 3426 | 5
2004 | 5 | 22 | 17 | 0.0032871 | 0.0012276 | 0.002514 | 0.0017783 | 0 | 0 | 1.1574e-05 | 0.0088186 |  | 3266.5198 | 1069.611 | 1850.3205 | 2550.7373 | 0 | 0 | 0.70528 | 8737.8939 | 3427 | 5
2004 | 5 | 22 | 18 | 0.0038153 | 0.00094496 | 0.0024765 | 0.0014825 | 0 | 0 | 1.1574e-05 | 0.0087308 |  | 3791.3584 | 823.3375 | 1822.7092 | 2126.4589 | 0 | 0 | 0.70528 | 8564.5694 | 3428 | 5
2004 | 5 | 22 | 19 | 0.0037222 | 0.00094998 | 0.0024467 | 0.0014436 | 4.3962e-05 | 1.789e-06 | 1.1574e-05 | 0.0086198 |  | 3698.8657 | 827.7149 | 1800.7845 | 2070.6715 | 13.131 | 1.0008 | 0.70528 | 8412.8736 | 3429 | 5
2004 | 5 | 22 | 20 | 0.0038025 | 0.00094716 | 0.0020979 | 0.001211 | 0.00017585 | 7.156e-06 | 1.1574e-05 | 0.0082531 |  | 3778.6284 | 825.259 | 1544.0247 | 1737.0833 | 52.5241 | 4.0031 | 0.70528 | 7942.2278 | 3430 | 5
2004 | 5 | 22 | 21 | 0.0042552 | 0.00089664 | 0.002272 | 0.0012544 | 0.00017585 | 7.156e-06 | 1.1574e-05 | 0.0088728 |  | 4228.5109 | 781.2373 | 1672.1662 | 1799.264 | 52.5241 | 4.0031 | 0.70528 | 8538.4109 | 3431 | 5
2004 | 5 | 22 | 22 | 0.0036146 | 0.0010065 | 0.0021337 | 0.0012583 | 0.00017585 | 7.156e-06 | 1.1574e-05 | 0.0082076 |  | 3591.9769 | 876.9518 | 1570.3532 | 1804.8523 | 52.5241 | 4.0031 | 0.70528 | 7901.3667 | 3432 | 5
2004 | 5 | 22 | 23 | 0.0027104 | 0.0012245 | 0.0020535 | 0.001211 | 0.00017585 | 7.156e-06 | 1.1574e-05 | 0.007394 |  | 2693.4156 | 1066.9189 | 1511.3718 | 1737.0359 | 52.5241 | 4.0031 | 0.70528 | 7065.9747 | 3433 | 5
2004 | 5 | 22 | 24 | 0.0020883 | 0.0011979 | 0.0019795 | 0.0012455 | 0.00017585 | 7.156e-06 | 1.1574e-05 | 0.0067058 |  | 2075.1847 | 1043.7225 | 1456.8838 | 1786.6195 | 52.5241 | 4.0031 | 0.70528 | 6419.6431 | 3434 | 5
2004 | 5 | 23 | 1 | 0.0016659 | 0.0014964 | 0.0019432 | 0.0012535 | 0.00017585 | 7.156e-06 | 1.1574e-05 | 0.0065535 |  | 1655.5016 | 1303.7878 | 1430.1502 | 1797.9854 | 52.5241 | 4.0031 | 0.70528 | 6244.6575 | 3435 | 5
2004 | 5 | 23 | 2 | 0.0012269 | 0.0015781 | 0.0019799 | 0.0012299 | 0.00017585 | 7.156e-06 | 1.1574e-05 | 0.0062095 |  | 1219.1884 | 1375.0212 | 1457.2239 | 1764.2193 | 52.5241 | 4.0031 | 0.70528 | 5872.8852 | 3436 | 5
2004 | 5 | 23 | 3 | 0.0011437 | 0.0015919 | 0.0019248 | 0.0012355 | 0.00017585 | 7.156e-06 | 1.1574e-05 | 0.0060905 |  | 1136.5165 | 1386.9931 | 1416.663 | 1772.2227 | 52.5241 | 4.0031 | 0.70528 | 5769.6279 | 3437 | 5
2004 | 5 | 23 | 4 | 0.00094555 | 0.0016131 | 0.0019601 | 0.0012269 | 0.00017585 | 7.156e-06 | 1.1574e-05 | 0.0059401 |  | 939.618 | 1405.4523 | 1442.6186 | 1759.815 | 52.5241 | 4.0031 | 0.70528 | 5604.7364 | 3438 | 5
2004 | 5 | 23 | 5 | 0.0010482 | 0.001614 | 0.0019841 | 0.0012449 | 0.00017585 | 7.156e-06 | 1.1574e-05 | 0.0060856 |  | 1041.583 | 1406.2424 | 1460.279 | 1785.625 | 52.5241 | 4.0031 | 0.70528 | 5750.9619 | 3439 | 5
2004 | 5 | 23 | 6 | 0.0012507 | 0.0015789 | 0.0019308 | 0.0012318 | 0.00017585 | 7.156e-06 | 1.1574e-05 | 0.0061867 |  | 1242.8115 | 1375.6629 | 1421.0303 | 1766.9187 | 52.5241 | 4.0031 | 0.70528 | 5863.6559 | 3440 | 5
2004 | 5 | 23 | 7 | 0.001525 | 0.0016025 | 0.0020024 | 0.0012508 | 0 | 0 | 1.1574e-05 | 0.0063923 |  | 1515.4081 | 1396.2638 | 1473.7798 | 1794.1968 | 0 | 0 | 0.70528 | 6180.3538 | 3441 | 5
2004 | 5 | 23 | 8 | 0.0020988 | 0.0015268 | 0.0021415 | 0.0012402 | 0 | 0 | 1.1574e-05 | 0.0070188 |  | 2085.6144 | 1330.2661 | 1576.1268 | 1778.9002 | 0 | 0 | 0.70528 | 6771.6127 | 3442 | 5
2004 | 5 | 23 | 9 | 0.0025071 | 0.0016433 | 0.0021606 | 0.0012618 | 0 | 0 | 1.1574e-05 | 0.0075844 |  | 2491.4244 | 1431.7683 | 1590.1789 | 1809.9195 | 0 | 0 | 0.70528 | 7323.9964 | 3443 | 5
2004 | 5 | 23 | 10 | 0.0028726 | 0.0016187 | 0.002225 | 0.0012988 | 0 | 0 | 1.1574e-05 | 0.0080267 |  | 2854.6023 | 1410.3253 | 1637.5945 | 1863.055 | 0 | 0 | 0.70528 | 7766.2823 | 3444 | 5
2004 | 5 | 23 | 11 | 0.0028506 | 0.0016644 | 0.0022478 | 0.0012766 | 0 | 0 | 1.1574e-05 | 0.008051 |  | 2832.7355 | 1450.2239 | 1654.3864 | 1831.1358 | 0 | 0 | 0.70528 | 7769.187 | 3445 | 5
2004 | 5 | 23 | 12 | 0.0032695 | 0.0014984 | 0.0022852 | 0.0012623 | 0 | 0 | 1.1574e-05 | 0.008327 |  | 3248.9869 | 1305.5229 | 1681.9174 | 1810.6299 | 0 | 0 | 0.70528 | 8047.7623 | 3446 | 5
2004 | 5 | 23 | 13 | 0.002762 | 0.0015702 | 0.0023132 | 0.0012559 | 0 | 0 | 1.1574e-05 | 0.0079129 |  | 2744.7247 | 1368.0918 | 1702.5152 | 1801.4899 | 0 | 0 | 0.70528 | 7617.5269 | 3447 | 5
2004 | 5 | 23 | 14 | 0.0026227 | 0.0015405 | 0.0023194 | 0.0012639 | 0 | 0 | 1.1574e-05 | 0.007758 |  | 2606.2662 | 1342.2015 | 1707.0631 | 1812.9031 | 0 | 0 | 0.70528 | 7469.1392 | 3448 | 5
2004 | 5 | 23 | 15 | 0.0027578 | 0.0014718 | 0.002365 | 0.001242 | 0 | 0 | 1.1574e-05 | 0.0078482 |  | 2740.5024 | 1282.3795 | 1740.6239 | 1781.5049 | 0 | 0 | 0.70528 | 7545.716 | 3449 | 5
2004 | 5 | 23 | 16 | 0.0029162 | 0.0014635 | 0.0023314 | 0.0012025 | 0 | 0 | 1.1574e-05 | 0.0079252 |  | 2897.9616 | 1275.1058 | 1715.8755 | 1724.9123 | 0 | 0 | 0.70528 | 7614.5606 | 3450 | 5
2004 | 5 | 23 | 17 | 0.0034368 | 0.0013528 | 0.0023161 | 0.0011865 | 0 | 0 | 1.1574e-05 | 0.0083038 |  | 3415.2134 | 1178.7298 | 1704.6685 | 1701.8964 | 0 | 0 | 0.70528 | 8001.2134 | 3451 | 5
2004 | 5 | 23 | 18 | 0.0037379 | 0.0011765 | 0.0022316 | 0.0011633 | 0 | 0 | 1.1574e-05 | 0.008321 |  | 3714.4855 | 1025.0924 | 1642.4669 | 1668.6986 | 0 | 0 | 0.70528 | 8051.4487 | 3452 | 5
2004 | 5 | 23 | 19 | 0.0034876 | 0.0012125 | 0.0022049 | 0.0011485 | 4.3962e-05 | 1.789e-06 | 1.1574e-05 | 0.0081109 |  | 3465.7707 | 1056.4251 | 1622.7662 | 1647.4824 | 13.131 | 1.0008 | 0.70528 | 7807.2814 | 3453 | 5
2004 | 5 | 23 | 20 | 0.0036961 | 0.0012141 | 0.002152 | 0.0011543 | 0.00017585 | 7.156e-06 | 1.1574e-05 | 0.008411 |  | 3672.9113 | 1057.799 | 1583.8289 | 1655.7226 | 52.5241 | 4.0031 | 0.70528 | 8027.4944 | 3454 | 5
2004 | 5 | 23 | 21 | 0.0038883 | 0.0011483 | 0.0020322 | 0.0011687 | 0.00017585 | 7.156e-06 | 1.1574e-05 | 0.0084321 |  | 3863.9262 | 1000.499 | 1495.6976 | 1676.3706 | 52.5241 | 4.0031 | 0.70528 | 8093.726 | 3455 | 5
2004 | 5 | 23 | 22 | 0.0031781 | 0.0011917 | 0.0021326 | 0.0011884 | 0.00017585 | 7.156e-06 | 1.1574e-05 | 0.0078854 |  | 3158.2083 | 1038.3512 | 1569.5584 | 1704.5958 | 52.5241 | 4.0031 | 0.70528 | 7527.9463 | 3456 | 5
2004 | 5 | 23 | 23 | 0.0023101 | 0.001187 | 0.001991 | 0.0014584 | 0.00017585 | 7.156e-06 | 1.1574e-05 | 0.0071411 |  | 2295.6178 | 1034.2358 | 1465.3782 | 2091.9825 | 52.5241 | 4.0031 | 0.70528 | 6944.4467 | 3457 | 5
2004 | 5 | 23 | 24 | 0.0017981 | 0.0012653 | 0.0019475 | 0.0015454 | 0.00017585 | 7.156e-06 | 1.1574e-05 | 0.0067508 |  | 1786.7999 | 1102.4646 | 1433.343 | 2216.6755 | 52.5241 | 4.0031 | 0.70528 | 6596.5154 | 3458 | 5
2004 | 5 | 24 | 1 | 0.001304 | 0.0014964 | 0.0019761 | 0.0015924 | 0.00017585 | 7.156e-06 | 1.1574e-05 | 0.0065634 |  | 1295.7851 | 1303.7878 | 1454.379 | 2284.113 | 52.5241 | 4.0031 | 0.70528 | 6395.2974 | 3459 | 5
2004 | 5 | 24 | 2 | 0.0011441 | 0.0015781 | 0.0019686 | 0.0015749 | 0.00017585 | 7.156e-06 | 1.1574e-05 | 0.0064604 |  | 1136.9109 | 1375.0212 | 1448.9094 | 2259.0607 | 52.5241 | 4.0031 | 0.70528 | 6277.1347 | 3460 | 5
2004 | 5 | 24 | 3 | 0.00095101 | 0.0015919 | 0.0019615 | 0.0015435 | 0.00017585 | 7.156e-06 | 1.1574e-05 | 0.0062424 |  | 945.0463 | 1386.9931 | 1443.6368 | 2213.9761 | 52.5241 | 4.0031 | 0.70528 | 6046.8849 | 3461 | 5
2004 | 5 | 24 | 4 | 0.0010278 | 0.0016131 | 0.0020288 | 0.0014683 | 0.00017585 | 7.156e-06 | 1.1574e-05 | 0.0063326 |  | 1021.3622 | 1405.4523 | 1493.2177 | 2106.1424 | 52.5241 | 4.0031 | 0.70528 | 6083.4071 | 3462 | 5
2004 | 5 | 24 | 5 | 0.0010342 | 0.001614 | 0.002102 | 0.0014692 | 0.00017585 | 7.156e-06 | 1.1574e-05 | 0.006414 |  | 1027.7466 | 1406.2424 | 1547.046 | 2107.4211 | 52.5241 | 4.0031 | 0.70528 | 6145.6886 | 3463 | 5
2004 | 5 | 24 | 6 | 0.0014937 | 0.0015789 | 0.0020468 | 0.001441 | 0.00017585 | 7.156e-06 | 1.1574e-05 | 0.006755 |  | 1484.3582 | 1375.6629 | 1506.4586 | 2066.9302 | 52.5241 | 4.0031 | 0.70528 | 6490.6424 | 3464 | 5
2004 | 5 | 24 | 7 | 0.0019674 | 0.0016025 | 0.0022267 | 0.0015528 | 0 | 0 | 1.1574e-05 | 0.007361 |  | 1955.0519 | 1396.2638 | 1638.8595 | 2227.3783 | 0 | 0 | 0.70528 | 7218.2588 | 3465 | 5
2004 | 5 | 24 | 8 | 0.0023589 | 0.0015268 | 0.0023751 | 0.0016453 | 0 | 0 | 1.1574e-05 | 0.0079176 |  | 2344.0971 | 1330.2661 | 1748.0451 | 2360.0275 | 0 | 0 | 0.70528 | 7783.141 | 3466 | 5
2004 | 5 | 24 | 9 | 0.0023511 | 0.0016433 | 0.0024952 | 0.00164 | 0 | 0 | 1.1574e-05 | 0.0081412 |  | 2336.395 | 1431.7683 | 1836.4778 | 2352.3555 | 0 | 0 | 0.70528 | 7957.7019 | 3467 | 5
2004 | 5 | 24 | 10 | 0.0021293 | 0.0016187 | 0.0025678 | 0.0016434 | 0 | 0 | 1.1574e-05 | 0.0079708 |  | 2115.9493 | 1410.3253 | 1889.9102 | 2357.2807 | 0 | 0 | 0.70528 | 7774.1708 | 3468 | 5
2004 | 5 | 24 | 11 | 0.0024404 | 0.0016644 | 0.0026654 | 0.001654 | 0 | 0 | 1.1574e-05 | 0.0084359 |  | 2425.1352 | 1450.2239 | 1961.7358 | 2372.5773 | 0 | 0 | 0.70528 | 8210.3775 | 3469 | 5
2004 | 5 | 24 | 12 | 0.0023049 | 0.0014984 | 0.0026033 | 0.0016263 | 0 | 0 | 1.1574e-05 | 0.0080444 |  | 2290.4025 | 1305.5229 | 1916.0206 | 2332.702 | 0 | 0 | 0.70528 | 7845.3533 | 3470 | 5
2004 | 5 | 24 | 13 | 0.0026648 | 0.0015702 | 0.0026357 | 0.001493 | 0 | 0 | 1.1574e-05 | 0.0083752 |  | 2648.0838 | 1368.0918 | 1939.8446 | 2141.5661 | 0 | 0 | 0.70528 | 8098.2915 | 3471 | 5
2004 | 5 | 24 | 14 | 0.0024763 | 0.0015405 | 0.0025813 | 0.0015806 | 0 | 0 | 1.1574e-05 | 0.0081903 |  | 2460.8162 | 1342.2015 | 1899.8255 | 2267.2536 | 0 | 0 | 0.70528 | 7970.8021 | 3472 | 5
2004 | 5 | 24 | 15 | 0.0026048 | 0.0014718 | 0.0025942 | 0.0015819 | 0 | 0 | 1.1574e-05 | 0.0082642 |  | 2588.4803 | 1282.3795 | 1909.2804 | 2269.0532 | 0 | 0 | 0.70528 | 8049.8987 | 3473 | 5
2004 | 5 | 24 | 16 | 0.0030339 | 0.0014635 | 0.002507 | 0.0015893 | 0 | 0 | 1.1574e-05 | 0.0086051 |  | 3014.8385 | 1275.1058 | 1845.1101 | 2279.6613 | 0 | 0 | 0.70528 | 8415.421 | 3474 | 5
2004 | 5 | 24 | 17 | 0.0032214 | 0.0013528 | 0.0024864 | 0.0015595 | 0 | 0 | 1.1574e-05 | 0.0086317 |  | 3201.1707 | 1178.7298 | 1830.0073 | 2236.9446 | 0 | 0 | 0.70528 | 8447.5577 | 3475 | 5
2004 | 5 | 24 | 18 | 0.0034968 | 0.0011765 | 0.0024077 | 0.001633 | 0 | 0 | 1.1574e-05 | 0.0087256 |  | 3474.8995 | 1025.0924 | 1772.0162 | 2342.363 | 0 | 0 | 0.70528 | 8615.0765 | 3476 | 5
2004 | 5 | 24 | 19 | 0.0031619 | 0.0012125 | 0.0024342 | 0.0018317 | 4.3962e-05 | 1.789e-06 | 1.1574e-05 | 0.0086975 |  | 3142.0799 | 1056.4251 | 1791.5256 | 2627.3621 | 13.131 | 1.0008 | 0.70528 | 8632.2297 | 3477 | 5
2004 | 5 | 24 | 20 | 0.0037865 | 0.0012141 | 0.0024079 | 0.0022764 | 0.00017585 | 7.156e-06 | 1.1574e-05 | 0.0098795 |  | 3762.7804 | 1057.799 | 1772.2208 | 3265.2714 | 52.5241 | 4.0031 | 0.70528 | 9915.3041 | 3478 | 5
2004 | 5 | 24 | 21 | 0.0042131 | 0.0011483 | 0.0024104 | 0.002599 | 0.00017585 | 7.156e-06 | 1.1574e-05 | 0.010565 |  | 4186.7224 | 1000.499 | 1774.007 | 3728.0042 | 52.5241 | 4.0031 | 0.70528 | 10746.4652 | 3479 | 5
2004 | 5 | 24 | 22 | 0.0032905 | 0.0011917 | 0.0022898 | 0.0028513 | 0.00017585 | 7.156e-06 | 1.1574e-05 | 0.0098178 |  | 3269.8285 | 1038.3512 | 1685.2602 | 4089.865 | 52.5241 | 4.0031 | 0.70528 | 10140.5375 | 3480 | 5
2004 | 5 | 24 | 23 | 0.002647 | 0.001187 | 0.0023231 | 0.0031224 | 0.00017585 | 7.156e-06 | 1.1574e-05 | 0.0094741 |  | 2630.4462 | 1034.2358 | 1709.7878 | 4478.7671 | 52.5241 | 4.0031 | 0.70528 | 9910.4694 | 3481 | 5
2004 | 5 | 24 | 24 | 0.0016755 | 0.0012653 | 0.0023474 | 0.0034518 | 0.00017585 | 7.156e-06 | 1.1574e-05 | 0.0089347 |  | 1665.0409 | 1102.4646 | 1727.6789 | 4951.303 | 52.5241 | 4.0031 | 0.70528 | 9503.7199 | 3482 | 5
2004 | 5 | 25 | 1 | 0.001153 | 0.0012973 | 0.0024253 | 0.0037357 | 0.00017585 | 7.156e-06 | 1.1574e-05 | 0.0088059 |  | 1145.7858 | 1130.3067 | 1785.0376 | 5358.5325 | 52.5241 | 4.0031 | 0.70528 | 9476.8952 | 3483 | 5
2004 | 5 | 25 | 2 | 0.00093662 | 0.0013229 | 0.0024897 | 0.0037462 | 0.00017585 | 7.156e-06 | 1.1574e-05 | 0.0086899 |  | 930.7478 | 1152.6081 | 1832.3819 | 5373.4976 | 52.5241 | 4.0031 | 0.70528 | 9346.4678 | 3484 | 5
2004 | 5 | 25 | 3 | 0.00081485 | 0.0013378 | 0.0024528 | 0.0038167 | 0.00017585 | 7.156e-06 | 1.1574e-05 | 0.0086167 |  | 809.7456 | 1165.5767 | 1805.2495 | 5474.7011 | 52.5241 | 4.0031 | 0.70528 | 9312.5055 | 3485 | 5
2004 | 5 | 25 | 4 | 0.00085531 | 0.0013375 | 0.002445 | 0.0037481 | 0.00017585 | 7.156e-06 | 1.1574e-05 | 0.0085805 |  | 849.952 | 1165.3774 | 1799.4913 | 5376.339 | 52.5241 | 4.0031 | 0.70528 | 9248.3922 | 3486 | 5
2004 | 5 | 25 | 5 | 0.00092542 | 0.0014073 | 0.0024546 | 0.0038014 | 0.00017585 | 7.156e-06 | 1.1574e-05 | 0.0087833 |  | 919.6176 | 1226.2034 | 1806.6037 | 5452.6798 | 52.5241 | 4.0031 | 0.70528 | 9462.337 | 3487 | 5
2004 | 5 | 25 | 6 | 0.0012376 | 0.0014182 | 0.0026837 | 0.0039121 | 0.00017585 | 7.156e-06 | 1.1574e-05 | 0.0094461 |  | 1229.8066 | 1235.6375 | 1975.2157 | 5611.5178 | 52.5241 | 4.0031 | 0.70528 | 10109.41 | 3488 | 5
2004 | 5 | 25 | 7 | 0.0019603 | 0.0014927 | 0.003258 | 0.0040547 | 0 | 0 | 1.1574e-05 | 0.010777 |  | 1948.0237 | 1300.6184 | 2397.8665 | 5816.1034 | 0 | 0 | 0.70528 | 11463.3171 | 3489 | 5
2004 | 5 | 25 | 8 | 0.0021472 | 0.0016558 | 0.0035262 | 0.0041238 | 0 | 0 | 1.1574e-05 | 0.011465 |  | 2133.7852 | 1442.6778 | 2595.2843 | 5915.1758 | 0 | 0 | 0.70528 | 12087.6283 | 3490 | 5
2004 | 5 | 25 | 9 | 0.0019125 | 0.0017773 | 0.0035426 | 0.0043486 | 0 | 0 | 1.1574e-05 | 0.011592 |  | 1900.4884 | 1548.5094 | 2607.3199 | 6237.5876 | 0 | 0 | 0.70528 | 12294.6106 | 3491 | 5
2004 | 5 | 25 | 10 | 0.0017443 | 0.0018431 | 0.0036334 | 0.004098 | 0 | 0 | 1.1574e-05 | 0.01133 |  | 1733.3257 | 1605.8642 | 2674.1935 | 5878.1421 | 0 | 0 | 0.70528 | 11892.2308 | 3492 | 5
2004 | 5 | 25 | 11 | 0.0019789 | 0.0017877 | 0.003757 | 0.0041235 | 0 | 0 | 1.1574e-05 | 0.011659 |  | 1966.5007 | 1557.5843 | 2765.1047 | 5914.797 | 0 | 0 | 0.70528 | 12204.692 | 3493 | 5
2004 | 5 | 25 | 12 | 0.002123 | 0.0016804 | 0.0037679 | 0.0044289 | 0 | 0 | 1.1574e-05 | 0.012012 |  | 2109.6842 | 1464.0975 | 2773.1754 | 6352.8564 | 0 | 0 | 0.70528 | 12700.5188 | 3494 | 5
2004 | 5 | 25 | 13 | 0.0020888 | 0.0016546 | 0.0037385 | 0.0043713 | 0 | 0 | 1.1574e-05 | 0.011865 |  | 2075.7226 | 1441.6784 | 2751.4749 | 6270.2171 | 0 | 0 | 0.70528 | 12539.7983 | 3495 | 5
2004 | 5 | 25 | 14 | 0.0017223 | 0.0017265 | 0.0036556 | 0.0043044 | 0 | 0 | 1.1574e-05 | 0.01142 |  | 1711.5288 | 1504.3107 | 2690.4848 | 6174.2229 | 0 | 0 | 0.70528 | 12081.2524 | 3496 | 5
2004 | 5 | 25 | 15 | 0.0018746 | 0.0016552 | 0.0035897 | 0.0041413 | 0 | 0 | 1.1574e-05 | 0.011272 |  | 1862.8461 | 1442.1519 | 2641.9934 | 5940.2755 | 0 | 0 | 0.70528 | 11887.9722 | 3497 | 5
2004 | 5 | 25 | 16 | 0.0023854 | 0.0015414 | 0.0034777 | 0.0040954 | 0 | 0 | 1.1574e-05 | 0.011512 |  | 2370.4572 | 1343.0407 | 2559.5878 | 5874.4481 | 0 | 0 | 0.70528 | 12148.2392 | 3498 | 5
2004 | 5 | 25 | 17 | 0.0026795 | 0.0014873 | 0.0033055 | 0.0042028 | 0 | 0 | 1.1574e-05 | 0.011687 |  | 2662.6677 | 1295.901 | 2432.8009 | 6028.503 | 0 | 0 | 0.70528 | 12420.5779 | 3499 | 5
2004 | 5 | 25 | 18 | 0.0028046 | 0.0014191 | 0.0032747 | 0.0042826 | 0 | 0 | 1.1574e-05 | 0.011793 |  | 2787.0187 | 1236.4846 | 2410.1487 | 6143.0141 | 0 | 0 | 0.70528 | 12577.3713 | 3500 | 5
2004 | 5 | 25 | 19 | 0.0031487 | 0.0012567 | 0.0032119 | 0.0040023 | 4.3962e-05 | 1.789e-06 | 1.1574e-05 | 0.011677 |  | 3129.008 | 1094.9724 | 2363.9676 | 5740.8519 | 13.131 | 1.0008 | 0.70528 | 12343.637 | 3501 | 5
2004 | 5 | 25 | 20 | 0.0035989 | 0.0011486 | 0.0032065 | 0.0042264 | 0.00017585 | 7.156e-06 | 1.1574e-05 | 0.012375 |  | 3576.3141 | 1000.7854 | 2359.9693 | 6062.4112 | 52.5241 | 4.0031 | 0.70528 | 13056.7125 | 3502 | 5
2004 | 5 | 25 | 21 | 0.0038963 | 0.0010514 | 0.0031434 | 0.0044336 | 0.00017585 | 7.156e-06 | 1.1574e-05 | 0.012719 |  | 3871.9058 | 916.1177 | 2313.4926 | 6359.6286 | 52.5241 | 4.0031 | 0.70528 | 13518.3772 | 3503 | 5
2004 | 5 | 25 | 22 | 0.0032556 | 0.0010625 | 0.0030391 | 0.0045217 | 0.00017585 | 7.156e-06 | 1.1574e-05 | 0.012073 |  | 3235.1945 | 925.7142 | 2236.773 | 6485.9318 | 52.5241 | 4.0031 | 0.70528 | 12940.846 | 3504 | 5
2004 | 5 | 25 | 23 | 0.0026177 | 0.0011164 | 0.0028347 | 0.0044416 | 0.00017585 | 7.156e-06 | 1.1574e-05 | 0.011205 |  | 2601.3317 | 972.7265 | 2086.2842 | 6370.9944 | 52.5241 | 4.0031 | 0.70528 | 12088.5693 | 3505 | 5
2004 | 5 | 25 | 24 | 0.0015477 | 0.0012369 | 0.0027992 | 0.004327 | 0.00017585 | 7.156e-06 | 1.1574e-05 | 0.010105 |  | 1538.026 | 1077.6693 | 2060.222 | 6206.663 | 52.5241 | 4.0031 | 0.70528 | 10939.8128 | 3506 | 5
2004 | 5 | 26 | 1 | 0.0011753 | 0.0012973 | 0.0026753 | 0.0044327 | 0.00017585 | 7.156e-06 | 1.1574e-05 | 0.0097752 |  | 1167.9741 | 1130.3067 | 1969.0328 | 6358.3026 | 52.5241 | 4.0031 | 0.70528 | 10682.8486 | 3507 | 5
2004 | 5 | 26 | 2 | 0.00095952 | 0.0013229 | 0.002674 | 0.0043782 | 0.00017585 | 7.156e-06 | 1.1574e-05 | 0.0095292 |  | 953.5087 | 1152.6081 | 1968.0623 | 6280.1149 | 52.5241 | 4.0031 | 0.70528 | 10411.5265 | 3508 | 5
2004 | 5 | 26 | 3 | 0.00083798 | 0.0013378 | 0.002638 | 0.0043604 | 0.00017585 | 7.156e-06 | 1.1574e-05 | 0.0093688 |  | 832.724 | 1165.5767 | 1941.5766 | 6254.589 | 52.5241 | 4.0031 | 0.70528 | 10251.6988 | 3509 | 5
2004 | 5 | 26 | 4 | 0.00086798 | 0.0013375 | 0.0026847 | 0.0043498 | 0.00017585 | 7.156e-06 | 1.1574e-05 | 0.0094346 |  | 862.5353 | 1165.3774 | 1975.9402 | 6239.4345 | 52.5241 | 4.0031 | 0.70528 | 10300.52 | 3510 | 5
2004 | 5 | 26 | 5 | 0.00094736 | 0.0014073 | 0.002655 | 0.0040301 | 0.00017585 | 7.156e-06 | 1.1574e-05 | 0.0092343 |  | 941.4225 | 1226.2034 | 1954.0257 | 5780.7271 | 52.5241 | 4.0031 | 0.70528 | 9959.6113 | 3511 | 5
2004 | 5 | 26 | 6 | 0.001272 | 0.0014182 | 0.0028339 | 0.0041333 | 0.00017585 | 7.156e-06 | 1.1574e-05 | 0.0098519 |  | 1264.0479 | 1235.6375 | 2085.697 | 5928.7675 | 52.5241 | 4.0031 | 0.70528 | 10571.3824 | 3512 | 5
2004 | 5 | 26 | 7 | 0.0020289 | 0.0014927 | 0.0032594 | 0.0044496 | 0 | 0 | 1.1574e-05 | 0.011242 |  | 2016.158 | 1300.6184 | 2398.9259 | 6382.5024 | 0 | 0 | 0.70528 | 12098.9099 | 3513 | 5
2004 | 5 | 26 | 8 | 0.0022337 | 0.0016558 | 0.0035681 | 0.0045224 | 0 | 0 | 1.1574e-05 | 0.011992 |  | 2219.6574 | 1442.6778 | 2626.0829 | 6486.9736 | 0 | 0 | 0.70528 | 12776.097 | 3514 | 5
2004 | 5 | 26 | 9 | 0.0019967 | 0.0017773 | 0.0035833 | 0.0044186 | 0 | 0 | 1.1574e-05 | 0.011787 |  | 1984.1337 | 1548.5094 | 2637.3037 | 6338.1281 | 0 | 0 | 0.70528 | 12508.7802 | 3515 | 5
2004 | 5 | 26 | 10 | 0.0018183 | 0.0018431 | 0.0036077 | 0.0044768 | 0 | 0 | 1.1574e-05 | 0.011757 |  | 1806.8801 | 1605.8642 | 2655.2469 | 6421.5726 | 0 | 0 | 0.70528 | 12490.2691 | 3516 | 5
2004 | 5 | 26 | 11 | 0.0020501 | 0.0017877 | 0.0037001 | 0.0045668 | 0 | 0 | 1.1574e-05 | 0.012116 |  | 2037.2115 | 1557.5843 | 2723.2664 | 6550.6699 | 0 | 0 | 0.70528 | 12869.4373 | 3517 | 5
2004 | 5 | 26 | 12 | 0.0022013 | 0.0016804 | 0.0036424 | 0.0045788 | 0 | 0 | 1.1574e-05 | 0.012114 |  | 2187.4908 | 1464.0975 | 2680.8168 | 6567.8607 | 0 | 0 | 0.70528 | 12900.9711 | 3518 | 5
2004 | 5 | 26 | 13 | 0.0021441 | 0.0016546 | 0.0037352 | 0.0041582 | 0 | 0 | 1.1574e-05 | 0.011704 |  | 2130.66 | 1441.6784 | 2749.0818 | 5964.5226 | 0 | 0 | 0.70528 | 12286.6482 | 3519 | 5
2004 | 5 | 26 | 14 | 0.0017749 | 0.0017265 | 0.0036934 | 0.0041607 | 0 | 0 | 1.1574e-05 | 0.011367 |  | 1763.8162 | 1504.3107 | 2718.2946 | 5968.1218 | 0 | 0 | 0.70528 | 11955.2485 | 3520 | 5
2004 | 5 | 26 | 15 | 0.0019261 | 0.0016552 | 0.0036025 | 0.004246 | 0 | 0 | 1.1574e-05 | 0.011441 |  | 1913.9762 | 1442.1519 | 2651.4098 | 6090.4943 | 0 | 0 | 0.70528 | 12098.7375 | 3521 | 5
2004 | 5 | 26 | 16 | 0.0024488 | 0.0015414 | 0.0034762 | 0.0041402 | 0 | 0 | 1.1574e-05 | 0.011618 |  | 2433.416 | 1343.0407 | 2558.4293 | 5938.7127 | 0 | 0 | 0.70528 | 12274.3039 | 3522 | 5
2004 | 5 | 26 | 17 | 0.0027646 | 0.0014873 | 0.0033854 | 0.0043352 | 0 | 0 | 1.1574e-05 | 0.011984 |  | 2747.2938 | 1295.901 | 2491.5956 | 6218.4077 | 0 | 0 | 0.70528 | 12753.9034 | 3523 | 5
2004 | 5 | 26 | 18 | 0.0028999 | 0.0014191 | 0.0032718 | 0.0044123 | 0 | 0 | 1.1574e-05 | 0.012015 |  | 2881.7097 | 1236.4846 | 2408.0396 | 6329.0355 | 0 | 0 | 0.70528 | 12855.9746 | 3524 | 5
2004 | 5 | 26 | 19 | 0.0032473 | 0.0012567 | 0.0032039 | 0.0043637 | 4.3962e-05 | 1.789e-06 | 1.1574e-05 | 0.012129 |  | 3226.9292 | 1094.9724 | 2358.0607 | 6259.2774 | 13.131 | 1.0008 | 0.70528 | 12954.0769 | 3525 | 5
2004 | 5 | 26 | 20 | 0.0037121 | 0.0011486 | 0.0031576 | 0.0043308 | 0.00017585 | 7.156e-06 | 1.1574e-05 | 0.012544 |  | 3688.8014 | 1000.7854 | 2323.9655 | 6212.0617 | 52.5241 | 4.0031 | 0.70528 | 13282.8466 | 3526 | 5
2004 | 5 | 26 | 21 | 0.0040015 | 0.0010514 | 0.0030882 | 0.0043181 | 0.00017585 | 7.156e-06 | 1.1574e-05 | 0.012654 |  | 3976.39 | 916.1177 | 2272.9211 | 6193.8764 | 52.5241 | 4.0031 | 0.70528 | 13416.5377 | 3527 | 5
2004 | 5 | 26 | 22 | 0.0033441 | 0.0010625 | 0.0029811 | 0.004258 | 0.00017585 | 7.156e-06 | 1.1574e-05 | 0.01184 |  | 3323.0862 | 925.7142 | 2194.0381 | 6107.6852 | 52.5241 | 4.0031 | 0.70528 | 12607.7563 | 3528 | 5
2004 | 5 | 26 | 23 | 0.002699 | 0.0011164 | 0.0028681 | 0.0042336 | 0.00017585 | 7.156e-06 | 1.1574e-05 | 0.011112 |  | 2682.0934 | 972.7265 | 2110.9232 | 6072.6878 | 52.5241 | 4.0031 | 0.70528 | 11895.6634 | 3529 | 5
2004 | 5 | 26 | 24 | 0.0015892 | 0.0012369 | 0.0028097 | 0.0042469 | 0.00017585 | 7.156e-06 | 1.1574e-05 | 0.010077 |  | 1579.2709 | 1077.6693 | 2067.9361 | 6091.8203 | 52.5241 | 4.0031 | 0.70528 | 10873.9293 | 3530 | 5
2004 | 5 | 27 | 1 | 0.0011676 | 0.0012973 | 0.002735 | 0.0043486 | 0.00017585 | 7.156e-06 | 1.1574e-05 | 0.0097431 |  | 1160.2493 | 1130.3067 | 2012.9735 | 6237.6823 | 52.5241 | 4.0031 | 0.70528 | 10598.4443 | 3531 | 5
2004 | 5 | 27 | 2 | 0.00095155 | 0.0013229 | 0.0026756 | 0.0043036 | 0.00017585 | 7.156e-06 | 1.1574e-05 | 0.0094483 |  | 945.5845 | 1152.6081 | 1969.2596 | 6173.1336 | 52.5241 | 4.0031 | 0.70528 | 10297.8183 | 3532 | 5
2004 | 5 | 27 | 3 | 0.00082993 | 0.0013378 | 0.0025957 | 0.0043794 | 0.00017585 | 7.156e-06 | 1.1574e-05 | 0.0093374 |  | 824.7241 | 1165.5767 | 1910.4238 | 6281.8671 | 52.5241 | 4.0031 | 0.70528 | 10239.8243 | 3533 | 5
2004 | 5 | 27 | 4 | 0.00086357 | 0.0013375 | 0.0026186 | 0.0043141 | 0.00017585 | 7.156e-06 | 1.1574e-05 | 0.0093284 |  | 858.1545 | 1165.3774 | 1927.2848 | 6188.1934 | 52.5241 | 4.0031 | 0.70528 | 10196.2426 | 3534 | 5
2004 | 5 | 27 | 5 | 0.00093972 | 0.0014073 | 0.0026237 | 0.0043177 | 0.00017585 | 7.156e-06 | 1.1574e-05 | 0.009483 |  | 933.8312 | 1226.2034 | 1931.0334 | 6193.2607 | 52.5241 | 4.0031 | 0.70528 | 10341.5613 | 3535 | 5
2004 | 5 | 27 | 6 | 0.00126 | 0.0014182 | 0.0028281 | 0.0042285 | 0.00017585 | 7.156e-06 | 1.1574e-05 | 0.0099294 |  | 1252.1269 | 1235.6375 | 2081.4963 | 6065.3473 | 52.5241 | 4.0031 | 0.70528 | 10691.8406 | 3536 | 5
2004 | 5 | 27 | 7 | 0.002005 | 0.0014927 | 0.0033333 | 0.0041252 | 0 | 0 | 1.1574e-05 | 0.010968 |  | 1992.4372 | 1300.6184 | 2453.2741 | 5917.2122 | 0 | 0 | 0.70528 | 11664.2471 | 3537 | 5
2004 | 5 | 27 | 8 | 0.0022036 | 0.0016558 | 0.0035829 | 0.0040511 | 0 | 0 | 1.1574e-05 | 0.011505 |  | 2189.7611 | 1442.6778 | 2637.0151 | 5810.9414 | 0 | 0 | 0.70528 | 12081.1006 | 3538 | 5
2004 | 5 | 27 | 9 | 0.0019673 | 0.0017773 | 0.0036093 | 0.004422 | 0 | 0 | 1.1574e-05 | 0.011788 |  | 1955.0127 | 1548.5094 | 2656.4204 | 6343.006 | 0 | 0 | 0.70528 | 12503.6538 | 3539 | 5
2004 | 5 | 27 | 10 | 0.0017925 | 0.0018431 | 0.0036786 | 0.0043526 | 0 | 0 | 1.1574e-05 | 0.011678 |  | 1781.2723 | 1605.8642 | 2707.4252 | 6243.4126 | 0 | 0 | 0.70528 | 12338.6796 | 3540 | 5
2004 | 5 | 27 | 11 | 0.0020253 | 0.0017877 | 0.0036894 | 0.0041659 | 0 | 0 | 1.1574e-05 | 0.01168 |  | 2012.5937 | 1557.5843 | 2715.3451 | 5975.557 | 0 | 0 | 0.70528 | 12261.7853 | 3541 | 5
2004 | 5 | 27 | 12 | 0.002174 | 0.0016804 | 0.0037374 | 0.0043355 | 0 | 0 | 1.1574e-05 | 0.011939 |  | 2160.4026 | 1464.0975 | 2750.7049 | 6218.8813 | 0 | 0 | 0.70528 | 12594.7915 | 3542 | 5
2004 | 5 | 27 | 13 | 0.0021249 | 0.0016546 | 0.0038599 | 0.0043171 | 0 | 0 | 1.1574e-05 | 0.011968 |  | 2111.5337 | 1441.6784 | 2840.8816 | 6192.4556 | 0 | 0 | 0.70528 | 12587.2546 | 3543 | 5
2004 | 5 | 27 | 14 | 0.0017566 | 0.0017265 | 0.0037784 | 0.0040796 | 0 | 0 | 1.1574e-05 | 0.011353 |  | 1745.6125 | 1504.3107 | 2780.8446 | 5851.8585 | 0 | 0 | 0.70528 | 11883.3315 | 3544 | 5
2004 | 5 | 27 | 15 | 0.0019081 | 0.0016552 | 0.0037438 | 0.0042985 | 0 | 0 | 1.1574e-05 | 0.011617 |  | 1896.1754 | 1442.1519 | 2755.3897 | 6165.7458 | 0 | 0 | 0.70528 | 12260.1681 | 3545 | 5
2004 | 5 | 27 | 16 | 0.0024267 | 0.0015414 | 0.0035305 | 0.0043494 | 0 | 0 | 1.1574e-05 | 0.01186 |  | 2411.497 | 1343.0407 | 2598.3913 | 6238.8662 | 0 | 0 | 0.70528 | 12592.5005 | 3546 | 5
2004 | 5 | 27 | 17 | 0.002735 | 0.0014873 | 0.0034756 | 0.0043654 | 0 | 0 | 1.1574e-05 | 0.012075 |  | 2717.8314 | 1295.901 | 2558.0344 | 6261.7874 | 0 | 0 | 0.70528 | 12834.2594 | 3547 | 5
2004 | 5 | 27 | 18 | 0.0028667 | 0.0014191 | 0.0033966 | 0.0041166 | 0 | 0 | 1.1574e-05 | 0.011811 |  | 2848.7432 | 1236.4846 | 2499.8719 | 5904.8518 | 0 | 0 | 0.70528 | 12490.6569 | 3548 | 5
2004 | 5 | 27 | 19 | 0.003213 | 0.0012567 | 0.003369 | 0.0041065 | 4.3962e-05 | 1.789e-06 | 1.1574e-05 | 0.012003 |  | 3192.8381 | 1094.9724 | 2479.5272 | 5890.4551 | 13.131 | 1.0008 | 0.70528 | 12672.63 | 3549 | 5
2004 | 5 | 27 | 20 | 0.0036727 | 0.0011486 | 0.0033454 | 0.0040725 | 0.00017585 | 7.156e-06 | 1.1574e-05 | 0.012434 |  | 3649.6392 | 1000.7854 | 2462.2194 | 5841.6292 | 52.5241 | 4.0031 | 0.70528 | 13011.5057 | 3550 | 5
2004 | 5 | 27 | 21 | 0.0039649 | 0.0010514 | 0.0032894 | 0.0041646 | 0.00017585 | 7.156e-06 | 1.1574e-05 | 0.012665 |  | 3940.014 | 916.1177 | 2420.9687 | 5973.7574 | 52.5241 | 4.0031 | 0.70528 | 13308.0904 | 3551 | 5
2004 | 5 | 27 | 22 | 0.0033133 | 0.0010625 | 0.003164 | 0.0040304 | 0.00017585 | 7.156e-06 | 1.1574e-05 | 0.011765 |  | 3292.4869 | 925.7142 | 2328.6668 | 5781.2007 | 52.5241 | 4.0031 | 0.70528 | 12385.3011 | 3552 | 5
2004 | 5 | 27 | 23 | 0.0026707 | 0.0011164 | 0.0029757 | 0.0041275 | 0.00017585 | 7.156e-06 | 1.1574e-05 | 0.011085 |  | 2653.9764 | 972.7265 | 2190.0714 | 5920.5273 | 52.5241 | 4.0031 | 0.70528 | 11794.5341 | 3553 | 5
2004 | 5 | 27 | 24 | 0.0015748 | 0.0012369 | 0.0028563 | 0.004169 | 0.00017585 | 7.156e-06 | 1.1574e-05 | 0.010031 |  | 1564.9116 | 1077.6693 | 2102.1935 | 5980.0086 | 52.5241 | 4.0031 | 0.70528 | 10782.0156 | 3554 | 5
2004 | 5 | 28 | 1 | 0.0012688 | 0.0013907 | 0.0027639 | 0.0040842 | 0.00017585 | 7.156e-06 | 1.1574e-05 | 0.0097021 |  | 1260.8005 | 1211.6837 | 2034.2286 | 5858.3465 | 52.5241 | 4.0031 | 0.70528 | 10422.2919 | 3555 | 5
2004 | 5 | 28 | 2 | 0.00099054 | 0.0014154 | 0.0027159 | 0.0039776 | 0.00017585 | 7.156e-06 | 1.1574e-05 | 0.009294 |  | 984.3253 | 1233.2436 | 1998.8487 | 5705.4756 | 52.5241 | 4.0031 | 0.70528 | 9979.1256 | 3556 | 5
2004 | 5 | 28 | 3 | 0.0009687 | 0.0014293 | 0.0026689 | 0.003815 | 0.00017585 | 7.156e-06 | 1.1574e-05 | 0.0090765 |  | 962.6309 | 1245.3703 | 1964.2591 | 5472.2859 | 52.5241 | 4.0031 | 0.70528 | 9701.7788 | 3557 | 5
2004 | 5 | 28 | 4 | 0.00087129 | 0.0014559 | 0.002636 | 0.0036541 | 0.00017585 | 7.156e-06 | 1.1574e-05 | 0.008812 |  | 865.8277 | 1268.5391 | 1940.1069 | 5241.5115 | 52.5241 | 4.0031 | 0.70528 | 9373.2177 | 3558 | 5
2004 | 5 | 28 | 5 | 0.00099257 | 0.0014788 | 0.0027138 | 0.0039496 | 0.00017585 | 7.156e-06 | 1.1574e-05 | 0.0093294 |  | 986.3486 | 1288.4739 | 1997.3166 | 5665.3636 | 52.5241 | 4.0031 | 0.70528 | 9994.7351 | 3559 | 5
2004 | 5 | 28 | 6 | 0.0014028 | 0.0014376 | 0.002879 | 0.003865 | 0.00017585 | 7.156e-06 | 1.1574e-05 | 0.0097789 |  | 1393.9727 | 1252.5396 | 2118.8907 | 5544.0329 | 52.5241 | 4.0031 | 0.70528 | 10366.6685 | 3560 | 5
2004 | 5 | 28 | 7 | 0.0021559 | 0.0015157 | 0.0033324 | 0.0038063 | 0 | 0 | 1.1574e-05 | 0.010822 |  | 2142.346 | 1320.6316 | 2452.6014 | 5459.7834 | 0 | 0 | 0.70528 | 11376.0677 | 3561 | 5
2004 | 5 | 28 | 8 | 0.0023717 | 0.0016241 | 0.0034354 | 0.0036335 | 0 | 0 | 1.1574e-05 | 0.011076 |  | 2356.8348 | 1415.0719 | 2528.4352 | 5211.9128 | 0 | 0 | 0.70528 | 11512.9601 | 3562 | 5
2004 | 5 | 28 | 9 | 0.0022687 | 0.0017106 | 0.0034927 | 0.0041227 | 0 | 0 | 1.1574e-05 | 0.011606 |  | 2254.4486 | 1490.4169 | 2570.6321 | 5913.6604 | 0 | 0 | 0.70528 | 12229.8633 | 3563 | 5
2004 | 5 | 28 | 10 | 0.0022185 | 0.0017304 | 0.0036576 | 0.0043606 | 0 | 0 | 1.1574e-05 | 0.011979 |  | 2204.5676 | 1507.6986 | 2691.9733 | 6254.9205 | 0 | 0 | 0.70528 | 12659.8654 | 3564 | 5
2004 | 5 | 28 | 11 | 0.0021842 | 0.0017946 | 0.003743 | 0.0041945 | 0 | 0 | 1.1574e-05 | 0.011928 |  | 2170.4829 | 1563.6554 | 2754.8165 | 6016.6162 | 0 | 0 | 0.70528 | 12506.2762 | 3565 | 5
2004 | 5 | 28 | 12 | 0.0024306 | 0.001662 | 0.0036216 | 0.0040517 | 0 | 0 | 1.1574e-05 | 0.011778 |  | 2415.3982 | 1448.128 | 2665.5064 | 5811.7938 | 0 | 0 | 0.70528 | 12341.5316 | 3566 | 5
2004 | 5 | 28 | 13 | 0.0019288 | 0.0017058 | 0.0037308 | 0.0040803 | 0 | 0 | 1.1574e-05 | 0.011457 |  | 1916.7386 | 1486.2495 | 2745.8165 | 5852.7583 | 0 | 0 | 0.70528 | 12002.2682 | 3567 | 5
2004 | 5 | 28 | 14 | 0.0018817 | 0.0017122 | 0.0036454 | 0.0040606 | 0 | 0 | 1.1574e-05 | 0.011311 |  | 1869.883 | 1491.8086 | 2682.9758 | 5824.4857 | 0 | 0 | 0.70528 | 11869.8584 | 3568 | 5
2004 | 5 | 28 | 15 | 0.0019982 | 0.0016497 | 0.0035875 | 0.0040242 | 0 | 0 | 1.1574e-05 | 0.011271 |  | 1985.6762 | 1437.4116 | 2640.3428 | 5772.2974 | 0 | 0 | 0.70528 | 11836.4334 | 3569 | 5
2004 | 5 | 28 | 16 | 0.0024942 | 0.0014986 | 0.0034644 | 0.0040132 | 0 | 0 | 1.1574e-05 | 0.011482 |  | 2478.586 | 1305.7612 | 2549.7586 | 5756.5746 | 0 | 0 | 0.70528 | 12091.3858 | 3570 | 5
2004 | 5 | 28 | 17 | 0.0029347 | 0.0014232 | 0.0034419 | 0.0038319 | 0 | 0 | 1.1574e-05 | 0.011643 |  | 2916.3414 | 1240.0312 | 2533.215 | 5496.4857 | 0 | 0 | 0.70528 | 12186.7786 | 3571 | 5
2004 | 5 | 28 | 18 | 0.0033212 | 0.0012462 | 0.0033736 | 0.0037033 | 0 | 0 | 1.1574e-05 | 0.011656 |  | 3300.3392 | 1085.8127 | 2482.924 | 5312.0745 | 0 | 0 | 0.70528 | 12181.8556 | 3572 | 5
2004 | 5 | 28 | 19 | 0.0033861 | 0.0011922 | 0.0032816 | 0.0035244 | 4.3962e-05 | 1.789e-06 | 1.1574e-05 | 0.011442 |  | 3364.9139 | 1038.7617 | 2415.2142 | 5055.3954 | 13.131 | 1.0008 | 0.70528 | 11889.1223 | 3573 | 5
2004 | 5 | 28 | 20 | 0.0035216 | 0.0012055 | 0.0031689 | 0.0036727 | 0.00017585 | 7.156e-06 | 1.1574e-05 | 0.011763 |  | 3499.4924 | 1050.376 | 2332.2795 | 5268.1739 | 52.5241 | 4.0031 | 0.70528 | 12207.5542 | 3574 | 5
2004 | 5 | 28 | 21 | 0.0039249 | 0.0010786 | 0.0030366 | 0.003745 | 0.00017585 | 7.156e-06 | 1.1574e-05 | 0.01198 |  | 3900.3087 | 939.7801 | 2234.8823 | 5371.8874 | 52.5241 | 4.0031 | 0.70528 | 12504.091 | 3575 | 5
2004 | 5 | 28 | 22 | 0.0032897 | 0.0012 | 0.0028726 | 0.003617 | 0.00017585 | 7.156e-06 | 1.1574e-05 | 0.011174 |  | 3269.0944 | 1045.5662 | 2114.1836 | 5188.1866 | 52.5241 | 4.0031 | 0.70528 | 11674.2633 | 3576 | 5
2004 | 5 | 28 | 23 | 0.0028791 | 0.0012197 | 0.0026592 | 0.0029608 | 0.00017585 | 7.156e-06 | 1.1574e-05 | 0.0099133 |  | 2861.0036 | 1062.7151 | 1957.1468 | 4246.9981 | 52.5241 | 4.0031 | 0.70528 | 10185.0961 | 3577 | 5
2004 | 5 | 28 | 24 | 0.001805 | 0.0013666 | 0.0025524 | 0.0029029 | 0.00017585 | 7.156e-06 | 1.1574e-05 | 0.0088215 |  | 1793.6432 | 1190.7026 | 1878.5714 | 4163.9799 | 52.5241 | 4.0031 | 0.70528 | 9084.1297 | 3578 | 5
2004 | 5 | 29 | 1 | 0.0013304 | 0.0012862 | 0.0024238 | 0.002953 | 0.00017585 | 7.156e-06 | 1.1574e-05 | 0.008188 |  | 1322.0536 | 1120.6387 | 1783.89 | 4235.8217 | 52.5241 | 4.0031 | 0.70528 | 8519.6366 | 3579 | 5
2004 | 5 | 29 | 2 | 0.0011073 | 0.0013375 | 0.0024085 | 0.0029012 | 0.00017585 | 7.156e-06 | 1.1574e-05 | 0.0079491 |  | 1100.3193 | 1165.3835 | 1772.6158 | 4161.5173 | 52.5241 | 4.0031 | 0.70528 | 8257.0685 | 3580 | 5
2004 | 5 | 29 | 3 | 0.00093015 | 0.001367 | 0.0023711 | 0.0023589 | 0.00017585 | 7.156e-06 | 1.1574e-05 | 0.0072218 |  | 924.3137 | 1191.0429 | 1745.1241 | 3383.6658 | 52.5241 | 4.0031 | 0.70528 | 7301.379 | 3581 | 5
2004 | 5 | 29 | 4 | 0.0010163 | 0.0013084 | 0.0023718 | 0.00271 | 0.00017585 | 7.156e-06 | 1.1574e-05 | 0.0076011 |  | 1009.9469 | 1140.0315 | 1745.6116 | 3887.2684 | 52.5241 | 4.0031 | 0.70528 | 7840.091 | 3582 | 5
2004 | 5 | 29 | 5 | 0.0010523 | 0.0013223 | 0.0023439 | 0.0028203 | 0.00017585 | 7.156e-06 | 1.1574e-05 | 0.0077333 |  | 1045.6553 | 1152.0795 | 1725.1209 | 4045.3961 | 52.5241 | 4.0031 | 0.70528 | 8025.4842 | 3583 | 5
2004 | 5 | 29 | 6 | 0.0012958 | 0.001297 | 0.0023899 | 0.0028351 | 0.00017585 | 7.156e-06 | 1.1574e-05 | 0.0080124 |  | 1287.6986 | 1130.0748 | 1758.9295 | 4066.6597 | 52.5241 | 4.0031 | 0.70528 | 8300.5952 | 3584 | 5
2004 | 5 | 29 | 7 | 0.0016239 | 0.0013212 | 0.0024513 | 0.0028783 | 0 | 0 | 1.1574e-05 | 0.0082864 |  | 1613.7579 | 1151.1696 | 1804.1578 | 4128.651 | 0 | 0 | 0.70528 | 8698.4416 | 3585 | 5
2004 | 5 | 29 | 8 | 0.0021389 | 0.0013419 | 0.0025529 | 0.0030183 | 0 | 0 | 1.1574e-05 | 0.0090636 |  | 2125.5188 | 1169.1929 | 1878.8855 | 4329.448 | 0 | 0 | 0.70528 | 9503.7505 | 3586 | 5
2004 | 5 | 29 | 9 | 0.0024747 | 0.0014233 | 0.0025729 | 0.0030011 | 0 | 0 | 1.1574e-05 | 0.0094835 |  | 2459.2054 | 1240.0995 | 1893.618 | 4304.7273 | 0 | 0 | 0.70528 | 9898.3554 | 3587 | 5
2004 | 5 | 29 | 10 | 0.0030608 | 0.0013195 | 0.0026531 | 0.0030314 | 0 | 0 | 1.1574e-05 | 0.010076 |  | 3041.634 | 1149.6396 | 1952.636 | 4348.2964 | 0 | 0 | 0.70528 | 10492.9113 | 3588 | 5
2004 | 5 | 29 | 11 | 0.0035407 | 0.0011696 | 0.002665 | 0.0030727 | 0 | 0 | 1.1574e-05 | 0.01046 |  | 3518.5367 | 1019.1082 | 1961.3996 | 4407.4463 | 0 | 0 | 0.70528 | 10907.1961 | 3589 | 5
2004 | 5 | 29 | 12 | 0.0031023 | 0.0012931 | 0.0026428 | 0.0031002 | 0 | 0 | 1.1574e-05 | 0.01015 |  | 3082.8226 | 1126.7112 | 1945.0757 | 4446.9427 | 0 | 0 | 0.70528 | 10602.2575 | 3590 | 5
2004 | 5 | 29 | 13 | 0.0030929 | 0.0012106 | 0.0026447 | 0.003031 | 0 | 0 | 1.1574e-05 | 0.0099908 |  | 3073.5318 | 1054.7929 | 1946.4922 | 4347.7281 | 0 | 0 | 0.70528 | 10423.2503 | 3591 | 5
2004 | 5 | 29 | 14 | 0.0030598 | 0.0012164 | 0.002612 | 0.0030183 | 0 | 0 | 1.1574e-05 | 0.0099181 |  | 3040.6285 | 1059.8217 | 1922.408 | 4329.4954 | 0 | 0 | 0.70528 | 10353.0589 | 3592 | 5
2004 | 5 | 29 | 15 | 0.0028092 | 0.0012997 | 0.0026488 | 0.0028349 | 0 | 0 | 1.1574e-05 | 0.0096041 |  | 2791.6281 | 1132.402 | 1949.4806 | 4066.3282 | 0 | 0 | 0.70528 | 9940.5442 | 3593 | 5
2004 | 5 | 29 | 16 | 0.0031177 | 0.0012286 | 0.0025999 | 0.002714 | 0 | 0 | 1.1574e-05 | 0.0096717 |  | 3098.147 | 1070.4755 | 1913.5248 | 3892.904 | 0 | 0 | 0.70528 | 9975.7566 | 3594 | 5
2004 | 5 | 29 | 17 | 0.0033873 | 0.0012276 | 0.0025748 | 0.0026065 | 0 | 0 | 1.1574e-05 | 0.0098079 |  | 3366.0813 | 1069.611 | 1895.0596 | 3738.8018 | 0 | 0 | 0.70528 | 10070.259 | 3595 | 5
2004 | 5 | 29 | 18 | 0.0039549 | 0.00094496 | 0.0025248 | 0.0026517 | 0 | 0 | 1.1574e-05 | 0.010088 |  | 3930.1502 | 823.3375 | 1858.2239 | 3803.5873 | 0 | 0 | 0.70528 | 10416.0041 | 3596 | 5
2004 | 5 | 29 | 19 | 0.0038628 | 0.00094998 | 0.0024934 | 0.002407 | 4.3962e-05 | 1.789e-06 | 1.1574e-05 | 0.0097704 |  | 3838.5753 | 827.7149 | 1835.1082 | 3452.5714 | 13.131 | 1.0008 | 0.70528 | 9968.8069 | 3597 | 5
2004 | 5 | 29 | 20 | 0.003877 | 0.00094716 | 0.0024577 | 0.0026368 | 0.00017585 | 7.156e-06 | 1.1574e-05 | 0.010113 |  | 3852.7107 | 825.259 | 1808.862 | 3782.1815 | 52.5241 | 4.0031 | 0.70528 | 10326.2457 | 3598 | 5
2004 | 5 | 29 | 21 | 0.0043793 | 0.00089664 | 0.0024622 | 0.0025526 | 0.00017585 | 7.156e-06 | 1.1574e-05 | 0.010485 |  | 4351.8021 | 781.2373 | 1812.1754 | 3661.4192 | 52.5241 | 4.0031 | 0.70528 | 10663.8665 | 3599 | 5
2004 | 5 | 29 | 22 | 0.0037357 | 0.0010065 | 0.0023576 | 0.0024679 | 0.00017585 | 7.156e-06 | 1.1574e-05 | 0.0097621 |  | 3712.2368 | 876.9518 | 1735.1437 | 3539.8992 | 52.5241 | 4.0031 | 0.70528 | 9921.464 | 3600 | 5
2004 | 5 | 29 | 23 | 0.0027417 | 0.0012245 | 0.0022645 | 0.0022779 | 0.00017585 | 7.156e-06 | 1.1574e-05 | 0.0087032 |  | 2724.5357 | 1066.9189 | 1666.6363 | 3267.4025 | 52.5241 | 4.0031 | 0.70528 | 8782.7259 | 3601 | 5
2004 | 5 | 29 | 24 | 0.0021929 | 0.0011979 | 0.0021992 | 0.0022196 | 0.00017585 | 7.156e-06 | 1.1574e-05 | 0.0080042 |  | 2179.1323 | 1043.7225 | 1618.5835 | 3183.8634 | 52.5241 | 4.0031 | 0.70528 | 8082.5343 | 3602 | 5
2004 | 5 | 30 | 1 | 0.0018587 | 0.0014964 | 0.002161 | 0.0023052 | 0.00017585 | 7.156e-06 | 1.1574e-05 | 0.0080158 |  | 1847.0521 | 1303.7878 | 1590.4446 | 3306.5674 | 52.5241 | 4.0031 | 0.70528 | 8105.0844 | 3603 | 5
2004 | 5 | 30 | 2 | 0.0013321 | 0.0015781 | 0.0022065 | 0.0022742 | 0.00017585 | 7.156e-06 | 1.1574e-05 | 0.0075855 |  | 1323.7836 | 1375.0212 | 1623.9657 | 3262.0984 | 52.5241 | 4.0031 | 0.70528 | 7642.1014 | 3604 | 5
2004 | 5 | 30 | 3 | 0.0012189 | 0.0015919 | 0.0021371 | 0.0022887 | 0.00017585 | 7.156e-06 | 1.1574e-05 | 0.0074312 |  | 1211.2666 | 1386.9931 | 1572.9162 | 3282.8885 | 52.5241 | 4.0031 | 0.70528 | 7511.297 | 3605 | 5
2004 | 5 | 30 | 4 | 0.00097807 | 0.0016131 | 0.0021935 | 0.0022542 | 0.00017585 | 7.156e-06 | 1.1574e-05 | 0.0072333 |  | 971.9333 | 1405.4523 | 1614.3644 | 3233.3996 | 52.5241 | 4.0031 | 0.70528 | 7282.3821 | 3606 | 5
2004 | 5 | 30 | 5 | 0.0011129 | 0.001614 | 0.0021546 | 0.0019384 | 0.00017585 | 7.156e-06 | 1.1574e-05 | 0.0070145 |  | 1105.885 | 1406.2424 | 1585.7916 | 2780.5172 | 52.5241 | 4.0031 | 0.70528 | 6935.6688 | 3607 | 5
2004 | 5 | 30 | 6 | 0.0013392 | 0.0015789 | 0.0021829 | 0.0021613 | 0.00017585 | 7.156e-06 | 1.1574e-05 | 0.0074568 |  | 1330.8452 | 1375.6629 | 1606.5636 | 3100.1348 | 52.5241 | 4.0031 | 0.70528 | 7470.4391 | 3608 | 5
2004 | 5 | 30 | 7 | 0.0016191 | 0.0016025 | 0.0022189 | 0.002006 | 0 | 0 | 1.1574e-05 | 0.0074581 |  | 1608.9647 | 1396.2638 | 1633.0691 | 2877.4586 | 0 | 0 | 0.70528 | 7516.4614 | 3609 | 5
2004 | 5 | 30 | 8 | 0.0023524 | 0.0015268 | 0.0023872 | 0.0021127 | 0 | 0 | 1.1574e-05 | 0.0083907 |  | 2337.6992 | 1330.2661 | 1756.9373 | 3030.4715 | 0 | 0 | 0.70528 | 8456.0794 | 3610 | 5
2004 | 5 | 30 | 9 | 0.0028419 | 0.0016433 | 0.0024215 | 0.0022391 | 0 | 0 | 1.1574e-05 | 0.0091573 |  | 2824.0877 | 1431.7683 | 1782.1997 | 3211.7571 | 0 | 0 | 0.70528 | 9250.5181 | 3611 | 5
2004 | 5 | 30 | 10 | 0.0033008 | 0.0016187 | 0.0023839 | 0.0022711 | 0 | 0 | 1.1574e-05 | 0.009586 |  | 3280.1014 | 1410.3253 | 1754.5291 | 3257.6942 | 0 | 0 | 0.70528 | 9703.3551 | 3612 | 5
2004 | 5 | 30 | 11 | 0.0032711 | 0.0016644 | 0.0023996 | 0.0023079 | 0 | 0 | 1.1574e-05 | 0.0096546 |  | 3250.5485 | 1450.2239 | 1766.0896 | 3310.4507 | 0 | 0 | 0.70528 | 9778.018 | 3613 | 5
2004 | 5 | 30 | 12 | 0.0037041 | 0.0014984 | 0.0024548 | 0.0023515 | 0 | 0 | 1.1574e-05 | 0.01002 |  | 3680.8489 | 1305.5229 | 1806.7253 | 3373.0577 | 0 | 0 | 0.70528 | 10166.8601 | 3614 | 5
2004 | 5 | 30 | 13 | 0.0031222 | 0.0015702 | 0.0024689 | 0.0023844 | 0 | 0 | 1.1574e-05 | 0.0095573 |  | 3102.657 | 1368.0918 | 1817.1019 | 3420.1787 | 0 | 0 | 0.70528 | 9708.7347 | 3615 | 5
2004 | 5 | 30 | 14 | 0.0029848 | 0.0015405 | 0.0024863 | 0.0023401 | 0 | 0 | 1.1574e-05 | 0.0093632 |  | 2966.0392 | 1342.2015 | 1829.9207 | 3356.6719 | 0 | 0 | 0.70528 | 9495.5385 | 3616 | 5
2004 | 5 | 30 | 15 | 0.0031368 | 0.0014718 | 0.0025202 | 0.0022942 | 0 | 0 | 1.1574e-05 | 0.0094346 |  | 3117.1312 | 1282.3795 | 1854.8825 | 3290.7972 | 0 | 0 | 0.70528 | 9545.8958 | 3617 | 5
2004 | 5 | 30 | 16 | 0.003324 | 0.0014635 | 0.0024955 | 0.0022389 | 0 | 0 | 1.1574e-05 | 0.0095335 |  | 3303.1892 | 1275.1058 | 1836.6501 | 3211.5203 | 0 | 0 | 0.70528 | 9627.1707 | 3618 | 5
2004 | 5 | 30 | 17 | 0.0039329 | 0.0013528 | 0.0024668 | 0.0023271 | 0 | 0 | 1.1574e-05 | 0.010091 |  | 3908.2085 | 1178.7298 | 1815.5741 | 3338.0603 | 0 | 0 | 0.70528 | 10241.278 | 3619 | 5
2004 | 5 | 30 | 18 | 0.0041598 | 0.0011765 | 0.0024034 | 0.0023301 | 0 | 0 | 1.1574e-05 | 0.010081 |  | 4133.6912 | 1025.0924 | 1768.8739 | 3342.2751 | 0 | 0 | 0.70528 | 10270.638 | 3620 | 5
2004 | 5 | 30 | 19 | 0.0039232 | 0.0012125 | 0.0023722 | 0.0022594 | 4.3962e-05 | 1.789e-06 | 1.1574e-05 | 0.0098246 |  | 3898.5621 | 1056.4251 | 1745.9463 | 3240.8348 | 13.131 | 1.0008 | 0.70528 | 9956.6054 | 3621 | 5
2004 | 5 | 30 | 20 | 0.0042117 | 0.0012141 | 0.0023285 | 0.001924 | 0.00017585 | 7.156e-06 | 1.1574e-05 | 0.0098728 |  | 4185.2627 | 1057.799 | 1713.7785 | 2759.7271 | 52.5241 | 4.0031 | 0.70528 | 9773.7998 | 3622 | 5
2004 | 5 | 30 | 21 | 0.0043679 | 0.0011483 | 0.0023723 | 0.0020066 | 0.00017585 | 7.156e-06 | 1.1574e-05 | 0.01009 |  | 4340.4697 | 1000.499 | 1745.9894 | 2878.2163 | 52.5241 | 4.0031 | 0.70528 | 10022.4069 | 3623 | 5
2004 | 5 | 30 | 22 | 0.0035704 | 0.0011917 | 0.0022368 | 0.0023232 | 0.00017585 | 7.156e-06 | 1.1574e-05 | 0.0095168 |  | 3548.0278 | 1038.3512 | 1646.3009 | 3332.4721 | 52.5241 | 4.0031 | 0.70528 | 9622.3846 | 3624 | 5
2004 | 5 | 30 | 23 | 0.0025925 | 0.001187 | 0.0023131 | 0.0032819 | 0.00017585 | 7.156e-06 | 1.1574e-05 | 0.0095691 |  | 2576.2821 | 1034.2358 | 1702.4006 | 4707.5525 | 52.5241 | 4.0031 | 0.70528 | 10077.7035 | 3625 | 5
2004 | 5 | 30 | 24 | 0.0019873 | 0.0012653 | 0.0023724 | 0.0036975 | 0.00017585 | 7.156e-06 | 1.1574e-05 | 0.0095171 |  | 1974.8253 | 1102.4646 | 1746.0701 | 5303.6922 | 52.5241 | 4.0031 | 0.70528 | 10184.2847 | 3626 | 5
2004 | 5 | 31 | 1 | 0.0018437 | 0.0011072 | 0.0023577 | 0.0037134 | 0.00017585 | 7.156e-06 | 1.1574e-05 | 0.0092165 |  | 1832.1011 | 964.6578 | 1735.2255 | 5326.566 | 52.5241 | 4.0031 | 0.70528 | 9915.7829 | 3627 | 5
2004 | 5 | 31 | 2 | 0.0013193 | 0.0011133 | 0.0024118 | 0.0037243 | 0.00017585 | 7.156e-06 | 1.1574e-05 | 0.0087633 |  | 1311.0149 | 970.037 | 1775.0437 | 5342.1941 | 52.5241 | 4.0031 | 0.70528 | 9455.5223 | 3628 | 5
2004 | 5 | 31 | 3 | 0.0012069 | 0.001189 | 0.0023544 | 0.0037933 | 0.00017585 | 7.156e-06 | 1.1574e-05 | 0.0087382 |  | 1199.2918 | 1035.975 | 1732.8569 | 5441.1245 | 52.5241 | 4.0031 | 0.70528 | 9466.4808 | 3629 | 5
2004 | 5 | 31 | 4 | 0.00096662 | 0.0011837 | 0.0024554 | 0.0037854 | 0.00017585 | 7.156e-06 | 1.1574e-05 | 0.0085857 |  | 960.5556 | 1031.3432 | 1807.1718 | 5429.8533 | 52.5241 | 4.0031 | 0.70528 | 9286.1564 | 3630 | 5
2004 | 5 | 31 | 5 | 0.0011005 | 0.0012082 | 0.0024584 | 0.0037982 | 0.00017585 | 7.156e-06 | 1.1574e-05 | 0.0087598 |  | 1093.5599 | 1052.7259 | 1809.3492 | 5448.0861 | 52.5241 | 4.0031 | 0.70528 | 9460.9535 | 3631 | 5
2004 | 5 | 31 | 6 | 0.0013258 | 0.0010998 | 0.0027019 | 0.0038206 | 0.00017585 | 7.156e-06 | 1.1574e-05 | 0.0091427 |  | 1317.4592 | 958.2662 | 1988.5631 | 5480.3367 | 52.5241 | 4.0031 | 0.70528 | 9801.8577 | 3632 | 5
2004 | 5 | 31 | 7 | 0.0016037 | 0.0011839 | 0.002959 | 0.0039096 | 0 | 0 | 1.1574e-05 | 0.0096678 |  | 1593.6355 | 1031.5636 | 2177.7847 | 5607.9186 | 0 | 0 | 0.70528 | 10411.6077 | 3633 | 5
2004 | 5 | 31 | 8 | 0.0023335 | 0.0011438 | 0.0032176 | 0.0040335 | 0 | 0 | 1.1574e-05 | 0.01074 |  | 2318.8276 | 996.5506 | 2368.1292 | 5785.6997 | 0 | 0 | 0.70528 | 11469.9124 | 3634 | 5
2004 | 5 | 31 | 9 | 0.002821 | 0.0013043 | 0.0031843 | 0.004111 | 0 | 0 | 1.1574e-05 | 0.011432 |  | 2803.3558 | 1136.401 | 2343.621 | 5896.8957 | 0 | 0 | 0.70528 | 12180.9789 | 3635 | 5
2004 | 5 | 31 | 10 | 0.0032782 | 0.0013462 | 0.0032706 | 0.0042591 | 0 | 0 | 1.1574e-05 | 0.012166 |  | 3257.6758 | 1172.929 | 2407.1525 | 6109.2954 | 0 | 0 | 0.70528 | 12947.7579 | 3636 | 5
2004 | 5 | 31 | 11 | 0.0032492 | 0.0013476 | 0.0032105 | 0.003976 | 0 | 0 | 1.1574e-05 | 0.011795 |  | 3228.826 | 1174.1884 | 2362.9052 | 5703.2024 | 0 | 0 | 0.70528 | 12469.8273 | 3637 | 5
2004 | 5 | 31 | 12 | 0.0036834 | 0.001236 | 0.0033256 | 0.0040103 | 0 | 0 | 1.1574e-05 | 0.012267 |  | 3660.2785 | 1076.9497 | 2447.6449 | 5752.4545 | 0 | 0 | 0.70528 | 12938.033 | 3638 | 5
2004 | 5 | 31 | 13 | 0.003104 | 0.0011169 | 0.0033407 | 0.0043613 | 0 | 0 | 1.1574e-05 | 0.011935 |  | 3084.575 | 973.1613 | 2458.7628 | 6255.915 | 0 | 0 | 0.70528 | 12773.1195 | 3639 | 5
2004 | 5 | 31 | 14 | 0.0029661 | 0.0011221 | 0.0032715 | 0.0043144 | 0 | 0 | 1.1574e-05 | 0.011686 |  | 2947.5279 | 977.7049 | 2407.8345 | 6188.667 | 0 | 0 | 0.70528 | 12522.4397 | 3640 | 5
2004 | 5 | 31 | 15 | 0.0031179 | 0.0010675 | 0.0033153 | 0.0042078 | 0 | 0 | 1.1574e-05 | 0.01172 |  | 3098.3527 | 930.1377 | 2440.0677 | 6035.7014 | 0 | 0 | 0.70528 | 12504.9648 | 3641 | 5
2004 | 5 | 31 | 16 | 0.0033044 | 0.00099815 | 0.0031919 | 0.0043082 | 0 | 0 | 1.1574e-05 | 0.011814 |  | 3283.6885 | 869.6826 | 2349.2138 | 6179.7164 | 0 | 0 | 0.70528 | 12683.0066 | 3642 | 5
2004 | 5 | 31 | 17 | 0.0039114 | 0.00098828 | 0.0031331 | 0.0041471 | 0 | 0 | 1.1574e-05 | 0.012191 |  | 3886.8328 | 861.0814 | 2305.9555 | 5948.6578 | 0 | 0 | 0.70528 | 13003.2328 | 3643 | 5
2004 | 5 | 31 | 18 | 0.0041393 | 0.00080242 | 0.0030511 | 0.0039815 | 0 | 0 | 1.1574e-05 | 0.011986 |  | 4113.3613 | 699.1417 | 2245.5927 | 5711.0165 | 0 | 0 | 0.70528 | 12769.8174 | 3644 | 5
2004 | 5 | 31 | 19 | 0.0039019 | 0.00083311 | 0.0029904 | 0.0043697 | 4.3962e-05 | 1.789e-06 | 1.1574e-05 | 0.012152 |  | 3877.4089 | 725.8852 | 2200.9025 | 6267.8492 | 13.131 | 1.0008 | 0.70528 | 13086.8829 | 3645 | 5
2004 | 5 | 31 | 20 | 0.0041894 | 0.00074285 | 0.0029431 | 0.0042544 | 0.00017585 | 7.156e-06 | 1.1574e-05 | 0.012324 |  | 4163.1408 | 647.2434 | 2166.0879 | 6102.5232 | 52.5241 | 4.0031 | 0.70528 | 13136.2278 | 3646 | 5
2004 | 5 | 31 | 21 | 0.0043473 | 0.00068353 | 0.0029227 | 0.0039488 | 0.00017585 | 7.156e-06 | 1.1574e-05 | 0.012097 |  | 4320.0538 | 595.5528 | 2151.1136 | 5664.1796 | 52.5241 | 4.0031 | 0.70528 | 12788.1323 | 3647 | 5
2004 | 5 | 31 | 22 | 0.0035513 | 0.0008021 | 0.0029101 | 0.0039825 | 0.00017585 | 7.156e-06 | 1.1574e-05 | 0.011441 |  | 3529.0569 | 698.8666 | 2141.831 | 5712.5793 | 52.5241 | 4.0031 | 0.70528 | 12139.5662 | 3648 | 5
2004 | 5 | 31 | 23 | 0.0025755 | 0.00090565 | 0.0028395 | 0.0040319 | 0.00017585 | 7.156e-06 | 1.1574e-05 | 0.010547 |  | 2559.3271 | 789.0889 | 2089.8157 | 5783.3791 | 52.5241 | 4.0031 | 0.70528 | 11278.8434 | 3649 | 5
2004 | 5 | 31 | 24 | 0.0019728 | 0.0010913 | 0.0027731 | 0.0041639 | 0.00017585 | 7.156e-06 | 1.1574e-05 | 0.010196 |  | 1960.4121 | 950.8293 | 2041.0152 | 5972.7629 | 52.5241 | 4.0031 | 0.70528 | 10982.252 | 3650 | 5
2004 | 6 | 1 | 1 | 0.0013342 | 0.0011554 | 0.0026753 | 0.0042138 | 0.00017585 | 8.2216e-06 | 1.1705e-05 | 0.0095746 |  | 1325.8668 | 1006.7297 | 1969.0261 | 6044.3205 | 52.5241 | 4.5992 | 0.71322 | 10403.7797 | 3651 | 6
2004 | 6 | 1 | 2 | 0.0011196 | 0.0012017 | 0.0026711 | 0.0042442 | 0.00017585 | 8.2216e-06 | 1.1705e-05 | 0.0094324 |  | 1112.5465 | 1047.0373 | 1965.9408 | 6087.8896 | 52.5241 | 4.5992 | 0.71322 | 10271.2508 | 3652 | 6
2004 | 6 | 1 | 3 | 0.00095729 | 0.0012203 | 0.0026169 | 0.0041561 | 0.00017585 | 8.2216e-06 | 1.1705e-05 | 0.0091463 |  | 951.2925 | 1063.2072 | 1926.017 | 5961.4917 | 52.5241 | 4.5992 | 0.71322 | 9959.8449 | 3653 | 6
2004 | 6 | 1 | 4 | 0.00084027 | 0.0012602 | 0.0026228 | 0.0040862 | 0.00017585 | 8.2216e-06 | 1.1705e-05 | 0.0090052 |  | 835.0054 | 1097.9665 | 1930.3281 | 5861.33 | 52.5241 | 4.5992 | 0.71322 | 9782.4666 | 3654 | 6
2004 | 6 | 1 | 5 | 0.00079054 | 0.0013562 | 0.0026479 | 0.0039804 | 0.00017585 | 8.2216e-06 | 1.1705e-05 | 0.0089708 |  | 785.5871 | 1181.6909 | 1948.8007 | 5709.501 | 52.5241 | 4.5992 | 0.71322 | 9683.4162 | 3655 | 6
2004 | 6 | 1 | 6 | 0.00074546 | 0.001411 | 0.0028509 | 0.0041774 | 0.00017585 | 8.2216e-06 | 1.1705e-05 | 0.0093806 |  | 740.782 | 1229.4221 | 2098.2503 | 5992.0849 | 52.5241 | 4.5992 | 0.71322 | 10118.3757 | 3656 | 6
2004 | 6 | 1 | 7 | 0.00093876 | 0.0015996 | 0.0032255 | 0.0042468 | 0 | 0 | 1.1705e-05 | 0.010022 |  | 932.8779 | 1393.7509 | 2373.9108 | 6091.5836 | 0 | 0 | 0.71322 | 10792.8364 | 3657 | 6
2004 | 6 | 1 | 8 | 0.0011216 | 0.0016881 | 0.0034048 | 0.0040099 | 0 | 0 | 1.1705e-05 | 0.010236 |  | 1114.6105 | 1470.8703 | 2505.8884 | 5751.8862 | 0 | 0 | 0.71322 | 10843.9687 | 3658 | 6
2004 | 6 | 1 | 9 | 0.0013185 | 0.0017378 | 0.003417 | 0.0041392 | 0 | 0 | 1.1705e-05 | 0.010624 |  | 1310.2367 | 1514.1532 | 2514.9115 | 5937.2919 | 0 | 0 | 0.71322 | 11277.3065 | 3659 | 6
2004 | 6 | 1 | 10 | 0.001509 | 0.0017207 | 0.0035106 | 0.0044228 | 0 | 0 | 1.1705e-05 | 0.011175 |  | 1499.4977 | 1499.2776 | 2583.7666 | 6344.0952 | 0 | 0 | 0.71322 | 11927.3504 | 3660 | 6
2004 | 6 | 1 | 11 | 0.0018506 | 0.0016901 | 0.0035587 | 0.0043612 | 0 | 0 | 1.1705e-05 | 0.011472 |  | 1838.971 | 1472.5503 | 2619.1878 | 6255.7256 | 0 | 0 | 0.71322 | 12187.148 | 3661 | 6
2004 | 6 | 1 | 12 | 0.0024349 | 0.0014832 | 0.0035458 | 0.0044802 | 0 | 0 | 1.1705e-05 | 0.011956 |  | 2419.6592 | 1292.3443 | 2609.716 | 6426.3557 | 0 | 0 | 0.71322 | 12748.7884 | 3662 | 6
2004 | 6 | 1 | 13 | 0.0023132 | 0.0014866 | 0.0036998 | 0.0043936 | 0 | 0 | 1.1705e-05 | 0.011905 |  | 2298.6874 | 1295.2483 | 2723.005 | 6302.231 | 0 | 0 | 0.71322 | 12619.8848 | 3663 | 6
2004 | 6 | 1 | 14 | 0.0021189 | 0.0015207 | 0.0036476 | 0.0044398 | 0 | 0 | 1.1705e-05 | 0.011739 |  | 2105.5969 | 1324.9635 | 2684.6133 | 6368.5318 | 0 | 0 | 0.71322 | 12484.4188 | 3664 | 6
2004 | 6 | 1 | 15 | 0.0024647 | 0.0014026 | 0.0035525 | 0.0044937 | 0 | 0 | 1.1705e-05 | 0.011925 |  | 2449.2478 | 1222.0359 | 2614.6215 | 6445.7724 | 0 | 0 | 0.71322 | 12732.3909 | 3665 | 6
2004 | 6 | 1 | 16 | 0.0032432 | 0.0012158 | 0.0033011 | 0.0044634 | 0 | 0 | 1.1705e-05 | 0.012235 |  | 3222.8339 | 1059.3357 | 2429.5558 | 6402.3453 | 0 | 0 | 0.71322 | 13114.7839 | 3666 | 6
2004 | 6 | 1 | 17 | 0.0030603 | 0.0012387 | 0.0032126 | 0.004137 | 0 | 0 | 1.1705e-05 | 0.01166 |  | 3041.0933 | 1079.2411 | 2364.4652 | 5934.1663 | 0 | 0 | 0.71322 | 12419.6791 | 3667 | 6
2004 | 6 | 1 | 18 | 0.0022188 | 0.0013986 | 0.0031433 | 0.0035813 | 0 | 0 | 1.1705e-05 | 0.010354 |  | 2204.8585 | 1218.586 | 2313.4819 | 5137.0876 | 0 | 0 | 0.71322 | 10874.7272 | 3668 | 6
2004 | 6 | 1 | 19 | 0.0020576 | 0.0013527 | 0.0032457 | 0.0037299 | 4.3962e-05 | 2.0554e-06 | 1.1705e-05 | 0.010444 |  | 2044.7373 | 1178.61 | 2388.7834 | 5350.2449 | 13.131 | 1.1498 | 0.71322 | 10977.3696 | 3669 | 6
2004 | 6 | 1 | 20 | 0.002298 | 0.0012802 | 0.0031397 | 0.0040173 | 0.00017585 | 8.2216e-06 | 1.1705e-05 | 0.010931 |  | 2283.6403 | 1115.4017 | 2310.8055 | 5762.447 | 52.5241 | 4.5992 | 0.71322 | 11530.1312 | 3670 | 6
2004 | 6 | 1 | 21 | 0.0029017 | 0.0012029 | 0.0030961 | 0.0040865 | 0.00017585 | 8.2216e-06 | 1.1705e-05 | 0.011483 |  | 2883.4637 | 1048.0497 | 2278.7277 | 5861.7563 | 52.5241 | 4.5992 | 0.71322 | 12129.8339 | 3671 | 6
2004 | 6 | 1 | 22 | 0.0026837 | 0.0011442 | 0.0029678 | 0.0041871 | 0.00017585 | 8.2216e-06 | 1.1705e-05 | 0.011179 |  | 2666.9193 | 996.9441 | 2184.2802 | 6006.0081 | 52.5241 | 4.5992 | 0.71322 | 11911.9882 | 3672 | 6
2004 | 6 | 1 | 23 | 0.001768 | 0.0011956 | 0.0028739 | 0.0042066 | 0.00017585 | 8.2216e-06 | 1.1705e-05 | 0.01024 |  | 1756.9162 | 1041.708 | 2115.1985 | 6033.9018 | 52.5241 | 4.5992 | 0.71322 | 11005.5611 | 3673 | 6
2004 | 6 | 1 | 24 | 0.0015959 | 0.0011591 | 0.0027448 | 0.004212 | 0.00017585 | 8.2216e-06 | 1.1705e-05 | 0.0099076 |  | 1585.8886 | 1009.9491 | 2020.1676 | 6041.7158 | 52.5241 | 4.5992 | 0.71322 | 10715.5577 | 3674 | 6
2004 | 6 | 2 | 1 | 0.0013584 | 0.0011554 | 0.0027035 | 0.0040243 | 0.00017585 | 8.2216e-06 | 1.1705e-05 | 0.0094375 |  | 1349.9096 | 1006.7297 | 1989.7635 | 5772.5342 | 52.5241 | 4.5992 | 0.71322 | 10176.7737 | 3675 | 6
2004 | 6 | 2 | 2 | 0.0011353 | 0.0012017 | 0.0026814 | 0.0040195 | 0.00017585 | 8.2216e-06 | 1.1705e-05 | 0.0092337 |  | 1128.201 | 1047.0373 | 1973.4759 | 5765.62 | 52.5241 | 4.5992 | 0.71322 | 9972.1708 | 3676 | 6
2004 | 6 | 2 | 3 | 0.00095844 | 0.0012203 | 0.0025895 | 0.003762 | 0.00017585 | 8.2216e-06 | 1.1705e-05 | 0.0087259 |  | 952.4327 | 1063.2072 | 1905.8331 | 5396.182 | 52.5241 | 4.5992 | 0.71322 | 9375.4914 | 3677 | 6
2004 | 6 | 2 | 4 | 0.00084556 | 0.0012602 | 0.0025998 | 0.0040248 | 0.00017585 | 8.2216e-06 | 1.1705e-05 | 0.0089261 |  | 840.2622 | 1097.9665 | 1913.44 | 5773.1972 | 52.5241 | 4.5992 | 0.71322 | 9682.7024 | 3678 | 6
2004 | 6 | 2 | 5 | 0.00079981 | 0.0013562 | 0.0025503 | 0.004002 | 0.00017585 | 8.2216e-06 | 1.1705e-05 | 0.0089041 |  | 794.7962 | 1181.6909 | 1876.9727 | 5740.5204 | 52.5241 | 4.5992 | 0.71322 | 9651.8167 | 3679 | 6
2004 | 6 | 2 | 6 | 0.00079062 | 0.001411 | 0.0028256 | 0.0038242 | 0.00017585 | 8.2216e-06 | 1.1705e-05 | 0.0090472 |  | 785.6653 | 1229.4221 | 2079.6121 | 5485.4987 | 52.5241 | 4.5992 | 0.71322 | 9638.0347 | 3680 | 6
2004 | 6 | 2 | 7 | 0.0010239 | 0.0015996 | 0.0032083 | 0.0038082 | 0 | 0 | 1.1705e-05 | 0.0096517 |  | 1017.489 | 1393.7509 | 2361.286 | 5462.4355 | 0 | 0 | 0.71322 | 10235.6746 | 3681 | 6
2004 | 6 | 2 | 8 | 0.0012232 | 0.0016881 | 0.0034366 | 0.0041696 | 0 | 0 | 1.1705e-05 | 0.010529 |  | 1215.5168 | 1470.8703 | 2529.2962 | 5980.8611 | 0 | 0 | 0.71322 | 11197.2576 | 3682 | 6
2004 | 6 | 2 | 9 | 0.0014146 | 0.0017378 | 0.0035169 | 0.0042559 | 0 | 0 | 1.1705e-05 | 0.010937 |  | 1405.7227 | 1514.1532 | 2588.427 | 6104.749 | 0 | 0 | 0.71322 | 11613.7651 | 3683 | 6
2004 | 6 | 2 | 10 | 0.0016025 | 0.0017207 | 0.0036031 | 0.004067 | 0 | 0 | 1.1705e-05 | 0.011005 |  | 1592.4938 | 1499.2776 | 2651.8375 | 5833.7205 | 0 | 0 | 0.71322 | 11578.0427 | 3684 | 6
2004 | 6 | 2 | 11 | 0.0019549 | 0.0016901 | 0.0036252 | 0.0041746 | 0 | 0 | 1.1705e-05 | 0.011456 |  | 1942.672 | 1472.5503 | 2668.0878 | 5988.0121 | 0 | 0 | 0.71322 | 12072.0354 | 3685 | 6
2004 | 6 | 2 | 12 | 0.0025506 | 0.0014832 | 0.0035575 | 0.004397 | 0 | 0 | 1.1705e-05 | 0.012 |  | 2534.6159 | 1292.3443 | 2618.3011 | 6307.1088 | 0 | 0 | 0.71322 | 12753.0833 | 3686 | 6
2004 | 6 | 2 | 13 | 0.0024448 | 0.0014866 | 0.0036597 | 0.0044346 | 0 | 0 | 1.1705e-05 | 0.012037 |  | 2429.4252 | 1295.2483 | 2693.5472 | 6360.9546 | 0 | 0 | 0.71322 | 12779.8885 | 3687 | 6
2004 | 6 | 2 | 14 | 0.0022547 | 0.0015207 | 0.0035241 | 0.0044266 | 0 | 0 | 1.1705e-05 | 0.011738 |  | 2240.607 | 1324.9635 | 2593.6793 | 6349.494 | 0 | 0 | 0.71322 | 12509.4571 | 3688 | 6
2004 | 6 | 2 | 15 | 0.0026078 | 0.0014026 | 0.0034177 | 0.0041955 | 0 | 0 | 1.1705e-05 | 0.011635 |  | 2591.4683 | 1222.0359 | 2515.4273 | 6017.9896 | 0 | 0 | 0.71322 | 12347.6344 | 3689 | 6
2004 | 6 | 2 | 16 | 0.0033962 | 0.0012158 | 0.0031619 | 0.0042055 | 0 | 0 | 1.1705e-05 | 0.011991 |  | 3374.8826 | 1059.3357 | 2327.1715 | 6032.4337 | 0 | 0 | 0.71322 | 12794.5367 | 3690 | 6
2004 | 6 | 2 | 17 | 0.0032269 | 0.0012387 | 0.0030458 | 0.0039447 | 0 | 0 | 1.1705e-05 | 0.011468 |  | 3206.7155 | 1079.2411 | 2241.6746 | 5658.2599 | 0 | 0 | 0.71322 | 12186.6043 | 3691 | 6
2004 | 6 | 2 | 18 | 0.0023853 | 0.0013986 | 0.0030008 | 0.0040647 | 0 | 0 | 1.1705e-05 | 0.010861 |  | 2370.3303 | 1218.586 | 2208.5421 | 5830.3581 | 0 | 0 | 0.71322 | 11628.5297 | 3692 | 6
2004 | 6 | 2 | 19 | 0.0022229 | 0.0013527 | 0.0030988 | 0.0039933 | 4.3962e-05 | 2.0554e-06 | 1.1705e-05 | 0.010726 |  | 2209.0065 | 1178.61 | 2280.7308 | 5728.0179 | 13.131 | 1.1498 | 0.71322 | 11411.3593 | 3693 | 6
2004 | 6 | 2 | 20 | 0.0024635 | 0.0012802 | 0.0031388 | 0.0041634 | 0.00017585 | 8.2216e-06 | 1.1705e-05 | 0.011242 |  | 2448.062 | 1115.4017 | 2310.1609 | 5972.0052 | 52.5241 | 4.5992 | 0.71322 | 11903.4664 | 3694 | 6
2004 | 6 | 2 | 21 | 0.0030857 | 0.0012029 | 0.0031223 | 0.0040813 | 0.00017585 | 8.2216e-06 | 1.1705e-05 | 0.011688 |  | 3066.3066 | 1048.0497 | 2298.0183 | 5854.2264 | 52.5241 | 4.5992 | 0.71322 | 12324.4376 | 3695 | 6
2004 | 6 | 2 | 22 | 0.0028501 | 0.0011442 | 0.0030574 | 0.0039461 | 0.00017585 | 8.2216e-06 | 1.1705e-05 | 0.011194 |  | 2832.2365 | 996.9441 | 2250.207 | 5660.2489 | 52.5241 | 4.5992 | 0.71322 | 11797.4731 | 3696 | 6
2004 | 6 | 2 | 23 | 0.0019123 | 0.0011956 | 0.0029257 | 0.0040387 | 0.00017585 | 8.2216e-06 | 1.1705e-05 | 0.010268 |  | 1900.2971 | 1041.708 | 2153.267 | 5793.0875 | 52.5241 | 4.5992 | 0.71322 | 10946.1962 | 3697 | 6
2004 | 6 | 2 | 24 | 0.0016567 | 0.0011591 | 0.0027722 | 0.0040069 | 0.00017585 | 8.2216e-06 | 1.1705e-05 | 0.0097907 |  | 1646.3032 | 1009.9491 | 2040.339 | 5747.5293 | 52.5241 | 4.5992 | 0.71322 | 10501.9572 | 3698 | 6
2004 | 6 | 3 | 1 | 0.0015346 | 0.0011554 | 0.002726 | 0.0038618 | 0.00017585 | 8.2216e-06 | 1.1705e-05 | 0.0094736 |  | 1524.9631 | 1006.7297 | 2006.3048 | 5539.3445 | 52.5241 | 4.5992 | 0.71322 | 10135.1787 | 3699 | 6
2004 | 6 | 3 | 2 | 0.0012631 | 0.0012017 | 0.0027187 | 0.0038167 | 0.00017585 | 8.2216e-06 | 1.1705e-05 | 0.009196 |  | 1255.1919 | 1047.0373 | 2000.9805 | 5474.7011 | 52.5241 | 4.5992 | 0.71322 | 9835.7474 | 3700 | 6
2004 | 6 | 3 | 3 | 0.0010751 | 0.0012203 | 0.0026369 | 0.0038665 | 0.00017585 | 8.2216e-06 | 1.1705e-05 | 0.0089945 |  | 1068.355 | 1063.2072 | 1940.7424 | 5546.1167 | 52.5241 | 4.5992 | 0.71322 | 9676.2579 | 3701 | 6
2004 | 6 | 3 | 4 | 0.00095933 | 0.0012602 | 0.0026141 | 0.0038294 | 0.00017585 | 8.2216e-06 | 1.1705e-05 | 0.0088588 |  | 953.315 | 1097.9665 | 1923.9437 | 5492.9339 | 52.5241 | 4.5992 | 0.71322 | 9525.9956 | 3702 | 6
2004 | 6 | 3 | 5 | 0.00091396 | 0.0013562 | 0.0026492 | 0.0037688 | 0.00017585 | 8.2216e-06 | 1.1705e-05 | 0.008884 |  | 908.2333 | 1181.6909 | 1949.7914 | 5405.9377 | 52.5241 | 4.5992 | 0.71322 | 9503.4898 | 3703 | 6
2004 | 6 | 3 | 6 | 0.00092825 | 0.001411 | 0.0028943 | 0.0037988 | 0.00017585 | 8.2216e-06 | 1.1705e-05 | 0.0092281 |  | 922.4324 | 1229.4221 | 2130.1715 | 5448.9859 | 52.5241 | 4.5992 | 0.71322 | 9788.8484 | 3704 | 6
2004 | 6 | 3 | 7 | 0.0011508 | 0.0015996 | 0.003206 | 0.0038796 | 0 | 0 | 1.1705e-05 | 0.0098478 |  | 1143.6339 | 1393.7509 | 2359.5803 | 5564.9177 | 0 | 0 | 0.71322 | 10462.5961 | 3705 | 6
2004 | 6 | 3 | 8 | 0.0014063 | 0.0016881 | 0.0034193 | 0.004035 | 0 | 0 | 1.1705e-05 | 0.010561 |  | 1397.5284 | 1470.8703 | 2516.6027 | 5787.8308 | 0 | 0 | 0.71322 | 11173.5455 | 3706 | 6
2004 | 6 | 3 | 9 | 0.0015878 | 0.0017378 | 0.0034758 | 0.0040083 | 0 | 0 | 1.1705e-05 | 0.010821 |  | 1577.8241 | 1514.1532 | 2558.1671 | 5749.471 | 0 | 0 | 0.71322 | 11400.3286 | 3707 | 6
2004 | 6 | 3 | 10 | 0.0018019 | 0.0017207 | 0.0036094 | 0.0040906 | 0 | 0 | 1.1705e-05 | 0.011234 |  | 1790.5812 | 1499.2776 | 2656.5112 | 5867.6286 | 0 | 0 | 0.71322 | 11814.7119 | 3708 | 6
2004 | 6 | 3 | 11 | 0.0021806 | 0.0016901 | 0.0036829 | 0.0037472 | 0 | 0 | 1.1705e-05 | 0.011312 |  | 2166.9267 | 1472.5503 | 2710.5608 | 5375.0604 | 0 | 0 | 0.71322 | 11725.8115 | 3709 | 6
2004 | 6 | 3 | 12 | 0.0027981 | 0.0014832 | 0.003735 | 0.0041403 | 0 | 0 | 1.1705e-05 | 0.012168 |  | 2780.5546 | 1292.3443 | 2748.9179 | 5938.9021 | 0 | 0 | 0.71322 | 12761.4321 | 3710 | 6
2004 | 6 | 3 | 13 | 0.002752 | 0.0014866 | 0.0037474 | 0.0041524 | 0 | 0 | 1.1705e-05 | 0.01215 |  | 2734.7629 | 1295.2483 | 2758.0777 | 5956.1877 | 0 | 0 | 0.71322 | 12744.9898 | 3711 | 6
2004 | 6 | 3 | 14 | 0.00256 | 0.0015207 | 0.003719 | 0.0041451 | 0 | 0 | 1.1705e-05 | 0.011956 |  | 2543.9432 | 1324.9635 | 2737.1861 | 5945.7216 | 0 | 0 | 0.71322 | 12552.5277 | 3712 | 6
2004 | 6 | 3 | 15 | 0.0029565 | 0.0014026 | 0.0035023 | 0.0041912 | 0 | 0 | 1.1705e-05 | 0.012064 |  | 2937.9893 | 1222.0359 | 2577.648 | 6011.8804 | 0 | 0 | 0.71322 | 12750.2668 | 3713 | 6
2004 | 6 | 3 | 16 | 0.003782 | 0.0012158 | 0.0033141 | 0.0041733 | 0 | 0 | 1.1705e-05 | 0.012497 |  | 3758.3117 | 1059.3357 | 2439.1293 | 5986.1651 | 0 | 0 | 0.71322 | 13243.655 | 3714 | 6
2004 | 6 | 3 | 17 | 0.0036227 | 0.0012387 | 0.0032156 | 0.0041127 | 0 | 0 | 1.1705e-05 | 0.012201 |  | 3599.9841 | 1079.2411 | 2366.6776 | 5899.2163 | 0 | 0 | 0.71322 | 12945.8323 | 3715 | 6
2004 | 6 | 3 | 18 | 0.0027842 | 0.0013986 | 0.0031708 | 0.0041711 | 0 | 0 | 1.1705e-05 | 0.011536 |  | 2766.7655 | 1218.586 | 2333.6826 | 5983.0869 | 0 | 0 | 0.71322 | 12302.8342 | 3716 | 6
2004 | 6 | 3 | 19 | 0.0025864 | 0.0013527 | 0.0031802 | 0.0040376 | 4.3962e-05 | 2.0554e-06 | 1.1705e-05 | 0.011215 |  | 2570.1627 | 1178.61 | 2340.6411 | 5791.6194 | 13.131 | 1.1498 | 0.71322 | 11896.0273 | 3717 | 6
2004 | 6 | 3 | 20 | 0.002797 | 0.0012802 | 0.0031173 | 0.0041019 | 0.00017585 | 8.2216e-06 | 1.1705e-05 | 0.011492 |  | 2779.4445 | 1115.4017 | 2294.2961 | 5883.7303 | 52.5241 | 4.5992 | 0.71322 | 12130.7091 | 3718 | 6
2004 | 6 | 3 | 21 | 0.0033953 | 0.0012029 | 0.0030889 | 0.0040993 | 0.00017585 | 8.2216e-06 | 1.1705e-05 | 0.011982 |  | 3374.0452 | 1048.0497 | 2273.3868 | 5879.989 | 52.5241 | 4.5992 | 0.71322 | 12633.3073 | 3719 | 6
2004 | 6 | 3 | 22 | 0.0031275 | 0.0011442 | 0.0030059 | 0.0040467 | 0.00017585 | 8.2216e-06 | 1.1705e-05 | 0.01152 |  | 3107.9304 | 996.9441 | 2212.344 | 5804.5954 | 52.5241 | 4.5992 | 0.71322 | 12179.6505 | 3720 | 6
2004 | 6 | 3 | 23 | 0.0021613 | 0.0011956 | 0.0028792 | 0.0037376 | 0.00017585 | 8.2216e-06 | 1.1705e-05 | 0.010169 |  | 2147.7262 | 1041.708 | 2119.0503 | 5361.2319 | 52.5241 | 4.5992 | 0.71322 | 10727.553 | 3721 | 6
2004 | 6 | 3 | 24 | 0.0018668 | 0.0011591 | 0.0027823 | 0.0036061 | 0.00017585 | 8.2216e-06 | 1.1705e-05 | 0.0096101 |  | 1855.0813 | 1009.9491 | 2047.7278 | 5172.6059 | 52.5241 | 4.5992 | 0.71322 | 10143.2006 | 3722 | 6
2004 | 6 | 4 | 1 | 0.001566 | 0.0011436 | 0.0027438 | 0.0034371 | 0.00017585 | 8.2216e-06 | 1.1705e-05 | 0.0090863 |  | 1556.2313 | 996.3879 | 2019.3819 | 4930.2288 | 52.5241 | 4.5992 | 0.71322 | 9560.0665 | 3723 | 6
2004 | 6 | 4 | 2 | 0.0012718 | 0.0011498 | 0.0027343 | 0.0039059 | 0.00017585 | 8.2216e-06 | 1.1705e-05 | 0.0092575 |  | 1263.8244 | 1001.7885 | 2012.3979 | 5602.6619 | 52.5241 | 4.5992 | 0.71322 | 9938.5092 | 3724 | 6
2004 | 6 | 4 | 3 | 0.00114 | 0.0011186 | 0.0026696 | 0.0039226 | 0.00017585 | 8.2216e-06 | 1.1705e-05 | 0.0090467 |  | 1132.882 | 974.6702 | 1964.8256 | 5626.5775 | 52.5241 | 4.5992 | 0.71322 | 9756.7919 | 3725 | 6
2004 | 6 | 4 | 4 | 0.00090937 | 0.0011987 | 0.0026608 | 0.0038571 | 0.00017585 | 8.2216e-06 | 1.1705e-05 | 0.0088218 |  | 903.6725 | 1044.4289 | 1958.3026 | 5532.7144 | 52.5241 | 4.5992 | 0.71322 | 9496.955 | 3726 | 6
2004 | 6 | 4 | 5 | 0.00080878 | 0.0012667 | 0.0026749 | 0.0038765 | 0.00017585 | 8.2216e-06 | 1.1705e-05 | 0.0088227 |  | 803.7066 | 1103.6581 | 1968.7286 | 5560.4661 | 52.5241 | 4.5992 | 0.71322 | 9494.396 | 3727 | 6
2004 | 6 | 4 | 6 | 0.00077695 | 0.0013436 | 0.0029051 | 0.0037756 | 0.00017585 | 8.2216e-06 | 1.1705e-05 | 0.008997 |  | 772.0789 | 1170.6516 | 2138.1115 | 5415.7881 | 52.5241 | 4.5992 | 0.71322 | 9554.4666 | 3728 | 6
2004 | 6 | 4 | 7 | 0.0011692 | 0.0013701 | 0.0032711 | 0.0040568 | 0 | 0 | 1.1705e-05 | 0.0098789 |  | 1161.9054 | 1193.7389 | 2407.5017 | 5819.1343 | 0 | 0 | 0.71322 | 10582.9935 | 3729 | 6
2004 | 6 | 4 | 8 | 0.0012 | 0.0015325 | 0.003493 | 0.0041622 | 0 | 0 | 1.1705e-05 | 0.010399 |  | 1192.4299 | 1335.27 | 2570.8397 | 5970.3476 | 0 | 0 | 0.71322 | 11069.6006 | 3730 | 6
2004 | 6 | 4 | 9 | 0.0015605 | 0.0015396 | 0.0035734 | 0.0043074 | 0 | 0 | 1.1705e-05 | 0.010993 |  | 1550.7123 | 1341.4794 | 2630.0159 | 6178.6272 | 0 | 0 | 0.71322 | 11701.548 | 3731 | 6
2004 | 6 | 4 | 10 | 0.0016638 | 0.0015564 | 0.0036268 | 0.0043894 | 0 | 0 | 1.1705e-05 | 0.011248 |  | 1653.3888 | 1356.0898 | 2669.2973 | 6296.2165 | 0 | 0 | 0.71322 | 11975.7056 | 3732 | 6
2004 | 6 | 4 | 11 | 0.0019839 | 0.0014861 | 0.0036217 | 0.0043719 | 0 | 0 | 1.1705e-05 | 0.011475 |  | 1971.4305 | 1294.8501 | 2665.5407 | 6271.1169 | 0 | 0 | 0.71322 | 12203.6514 | 3733 | 6
2004 | 6 | 4 | 12 | 0.0024586 | 0.0013113 | 0.0034862 | 0.0043706 | 0 | 0 | 1.1705e-05 | 0.011638 |  | 2443.1472 | 1142.5576 | 2565.8016 | 6269.1752 | 0 | 0 | 0.71322 | 12421.3948 | 3734 | 6
2004 | 6 | 4 | 13 | 0.0028485 | 0.0011453 | 0.0034733 | 0.0043635 | 0 | 0 | 1.1705e-05 | 0.011842 |  | 2830.6067 | 997.9136 | 2556.3122 | 6258.9933 | 0 | 0 | 0.71322 | 12644.539 | 3735 | 6
2004 | 6 | 4 | 14 | 0.0027257 | 0.0011664 | 0.0033297 | 0.0041203 | 0 | 0 | 1.1705e-05 | 0.011354 |  | 2708.6179 | 1016.2836 | 2450.6083 | 5910.1559 | 0 | 0 | 0.71322 | 12086.3789 | 3736 | 6
2004 | 6 | 4 | 15 | 0.0025179 | 0.0012717 | 0.0032395 | 0.0039842 | 0 | 0 | 1.1705e-05 | 0.011025 |  | 2502.1569 | 1108.0345 | 2384.2167 | 5714.9945 | 0 | 0 | 0.71322 | 11710.1159 | 3737 | 6
2004 | 6 | 4 | 16 | 0.0036716 | 0.0010274 | 0.0030971 | 0.0036387 | 0 | 0 | 1.1705e-05 | 0.011447 |  | 3648.615 | 895.1714 | 2279.4609 | 5219.3954 | 0 | 0 | 0.71322 | 12043.3558 | 3738 | 6
2004 | 6 | 4 | 17 | 0.0039774 | 0.00091164 | 0.0030619 | 0.0034538 | 0 | 0 | 1.1705e-05 | 0.011416 |  | 3952.5104 | 794.3113 | 2253.5651 | 4954.0971 | 0 | 0 | 0.71322 | 11955.1971 | 3739 | 6
2004 | 6 | 4 | 18 | 0.0034628 | 0.00095174 | 0.0029951 | 0.0037573 | 0 | 0 | 1.1705e-05 | 0.011179 |  | 3441.0723 | 829.2472 | 2204.3395 | 5389.5045 | 0 | 0 | 0.71322 | 11864.8768 | 3740 | 6
2004 | 6 | 4 | 19 | 0.0027432 | 0.0011335 | 0.0029413 | 0.0036458 | 4.3962e-05 | 2.0554e-06 | 1.1705e-05 | 0.010521 |  | 2725.9561 | 987.6484 | 2164.7529 | 5229.5299 | 13.131 | 1.1498 | 0.71322 | 11122.8814 | 3741 | 6
2004 | 6 | 4 | 20 | 0.0024349 | 0.0011465 | 0.0029588 | 0.0036929 | 0.00017585 | 8.2216e-06 | 1.1705e-05 | 0.010429 |  | 2419.6579 | 998.9481 | 2177.6501 | 5297.1568 | 52.5241 | 4.5992 | 0.71322 | 10951.2495 | 3742 | 6
2004 | 6 | 4 | 21 | 0.0030198 | 0.0010022 | 0.0028588 | 0.0036349 | 0.00017585 | 8.2216e-06 | 1.1705e-05 | 0.010712 |  | 3000.8845 | 873.2052 | 2104.0898 | 5213.9492 | 52.5241 | 4.5992 | 0.71322 | 11249.9653 | 3743 | 6
2004 | 6 | 4 | 22 | 0.0031349 | 0.0009379 | 0.0027331 | 0.0033991 | 0.00017585 | 8.2216e-06 | 1.1705e-05 | 0.010401 |  | 3115.2701 | 817.1862 | 2011.5611 | 4875.6726 | 52.5241 | 4.5992 | 0.71322 | 10877.5266 | 3744 | 6
2004 | 6 | 4 | 23 | 0.002661 | 0.00092408 | 0.0025688 | 0.0028034 | 0.00017585 | 8.2216e-06 | 1.1705e-05 | 0.0091531 |  | 2644.3462 | 805.149 | 1890.6355 | 4021.1489 | 52.5241 | 4.5992 | 0.71322 | 9419.1162 | 3745 | 6
2004 | 6 | 4 | 24 | 0.0019557 | 0.0010674 | 0.0024602 | 0.0025612 | 0.00017585 | 8.2216e-06 | 1.1705e-05 | 0.0082402 |  | 1943.409 | 930.0613 | 1810.6538 | 3673.7322 | 52.5241 | 4.5992 | 0.71322 | 8415.693 | 3746 | 6
2004 | 6 | 5 | 1 | 0.0014157 | 0.0012309 | 0.0023079 | 0.0025396 | 0.00017585 | 8.2216e-06 | 1.1705e-05 | 0.0076899 |  | 1406.8662 | 1072.4492 | 1698.5796 | 3642.855 | 52.5241 | 4.5992 | 0.71322 | 7878.5866 | 3747 | 6
2004 | 6 | 5 | 2 | 0.0011158 | 0.0013246 | 0.0022136 | 0.0021375 | 0.00017585 | 8.2216e-06 | 1.1705e-05 | 0.0069873 |  | 1108.8509 | 1154.0919 | 1629.2001 | 3066.0846 | 52.5241 | 4.5992 | 0.71322 | 7016.064 | 3748 | 6
2004 | 6 | 5 | 3 | 0.00093454 | 0.0013459 | 0.0021714 | 0.0023977 | 0.00017585 | 8.2216e-06 | 1.1705e-05 | 0.0070454 |  | 928.6771 | 1172.7163 | 1598.1417 | 3439.3112 | 52.5241 | 4.5992 | 0.71322 | 7196.6829 | 3749 | 6
2004 | 6 | 5 | 4 | 0.00085587 | 0.0013525 | 0.0021653 | 0.0023642 | 0.00017585 | 8.2216e-06 | 1.1705e-05 | 0.0069337 |  | 850.5046 | 1178.3937 | 1593.6809 | 3391.2904 | 52.5241 | 4.5992 | 0.71322 | 7071.7061 | 3750 | 6
2004 | 6 | 5 | 5 | 0.00063937 | 0.0013975 | 0.0021424 | 0.0020407 | 0.00017585 | 8.2216e-06 | 1.1705e-05 | 0.0064158 |  | 635.3602 | 1217.65 | 1576.8114 | 2927.2316 | 52.5241 | 4.5992 | 0.71322 | 6414.8898 | 3751 | 6
2004 | 6 | 5 | 6 | 0.00072001 | 0.001429 | 0.0021896 | 0.0022023 | 0.00017585 | 8.2216e-06 | 1.1705e-05 | 0.0067368 |  | 715.4957 | 1245.1165 | 1611.5284 | 3159.0479 | 52.5241 | 4.5992 | 0.71322 | 6789.025 | 3752 | 6
2004 | 6 | 5 | 7 | 0.00085992 | 0.0015981 | 0.0022509 | 0.0024078 | 0 | 0 | 1.1705e-05 | 0.0071284 |  | 854.5245 | 1392.4504 | 1656.6235 | 3453.7554 | 0 | 0 | 0.71322 | 7358.067 | 3753 | 6
2004 | 6 | 5 | 8 | 0.0011567 | 0.0016363 | 0.0023696 | 0.0024884 | 0 | 0 | 1.1705e-05 | 0.0076627 |  | 1149.4266 | 1425.7139 | 1744.0072 | 3569.3557 | 0 | 0 | 0.71322 | 7889.2166 | 3754 | 6
2004 | 6 | 5 | 9 | 0.0014009 | 0.0016886 | 0.0024413 | 0.0026052 | 0 | 0 | 1.1705e-05 | 0.0081478 |  | 1392.1304 | 1471.2885 | 1796.7987 | 3736.9075 | 0 | 0 | 0.71322 | 8397.8383 | 3755 | 6
2004 | 6 | 5 | 10 | 0.0017199 | 0.0016564 | 0.0024521 | 0.0023927 | 0 | 0 | 1.1705e-05 | 0.0082328 |  | 1709.0766 | 1443.2038 | 1804.6972 | 3432.1602 | 0 | 0 | 0.71322 | 8389.851 | 3756 | 6
2004 | 6 | 5 | 11 | 0.002009 | 0.0015929 | 0.0024722 | 0.0027326 | 0 | 0 | 1.1705e-05 | 0.0088184 |  | 1996.3974 | 1387.8884 | 1819.545 | 3919.6612 | 0 | 0 | 0.71322 | 9124.2052 | 3757 | 6
2004 | 6 | 5 | 12 | 0.0020486 | 0.0015588 | 0.0024834 | 0.0028499 | 0 | 0 | 1.1705e-05 | 0.0089523 |  | 2035.7883 | 1358.1325 | 1827.7439 | 4087.876 | 0 | 0 | 0.71322 | 9310.2539 | 3758 | 6
2004 | 6 | 5 | 13 | 0.0022206 | 0.0014764 | 0.0024707 | 0.0027082 | 0 | 0 | 1.1705e-05 | 0.0088876 |  | 2206.6465 | 1286.4049 | 1818.3939 | 3884.7111 | 0 | 0 | 0.71322 | 9196.8697 | 3759 | 6
2004 | 6 | 5 | 14 | 0.0021446 | 0.0014403 | 0.0025151 | 0.0027516 | 0 | 0 | 1.1705e-05 | 0.0088632 |  | 2131.126 | 1254.9316 | 1851.1006 | 3946.8445 | 0 | 0 | 0.71322 | 9184.716 | 3760 | 6
2004 | 6 | 5 | 15 | 0.00245 | 0.0013225 | 0.0024971 | 0.0027726 | 0 | 0 | 1.1705e-05 | 0.0090539 |  | 2434.6076 | 1152.2975 | 1837.8645 | 3977.0114 | 0 | 0 | 0.71322 | 9402.4943 | 3761 | 6
2004 | 6 | 5 | 16 | 0.0026197 | 0.0012729 | 0.0024778 | 0.0027248 | 0 | 0 | 1.1705e-05 | 0.0091069 |  | 2603.2372 | 1109.0652 | 1823.6302 | 3908.5321 | 0 | 0 | 0.71322 | 9445.1778 | 3762 | 6
2004 | 6 | 5 | 17 | 0.0025111 | 0.00133 | 0.0024439 | 0.0026584 | 0 | 0 | 1.1705e-05 | 0.0089551 |  | 2495.3169 | 1158.827 | 1798.7298 | 3813.2009 | 0 | 0 | 0.71322 | 9266.7878 | 3763 | 6
2004 | 6 | 5 | 18 | 0.0029498 | 0.0011477 | 0.0024106 | 0.0021978 | 0 | 0 | 1.1705e-05 | 0.0087174 |  | 2931.2743 | 999.954 | 1774.1508 | 3152.4652 | 0 | 0 | 0.71322 | 8858.5574 | 3764 | 6
2004 | 6 | 5 | 19 | 0.0033342 | 0.00099729 | 0.0023515 | 0.002103 | 4.3962e-05 | 2.0554e-06 | 1.1705e-05 | 0.0088437 |  | 3313.3298 | 868.9306 | 1730.6634 | 3016.5957 | 13.131 | 1.1498 | 0.71322 | 8944.5136 | 3765 | 6
2004 | 6 | 5 | 20 | 0.0029572 | 0.0011031 | 0.002327 | 0.0022902 | 0.00017585 | 8.2216e-06 | 1.1705e-05 | 0.0088733 |  | 2938.6451 | 961.154 | 1712.6658 | 3285.0669 | 52.5241 | 4.5992 | 0.71322 | 8955.3684 | 3766 | 6
2004 | 6 | 5 | 21 | 0.0026967 | 0.0011789 | 0.0023138 | 0.0025096 | 0.00017585 | 8.2216e-06 | 1.1705e-05 | 0.0088948 |  | 2679.759 | 1027.1737 | 1702.9246 | 3599.8541 | 52.5241 | 4.5992 | 0.71322 | 9067.548 | 3767 | 6
2004 | 6 | 5 | 22 | 0.0029815 | 0.0010219 | 0.002223 | 0.0025589 | 0.00017585 | 8.2216e-06 | 1.1705e-05 | 0.0089811 |  | 2962.8374 | 890.3405 | 1636.1225 | 3670.5119 | 52.5241 | 4.5992 | 0.71322 | 9217.649 | 3768 | 6
2004 | 6 | 5 | 23 | 0.0021374 | 0.0011972 | 0.002172 | 0.0023869 | 0.00017585 | 8.2216e-06 | 1.1705e-05 | 0.0080893 |  | 2124.0074 | 1043.12 | 1598.5587 | 3423.8252 | 52.5241 | 4.5992 | 0.71322 | 8247.3478 | 3769 | 6
2004 | 6 | 5 | 24 | 0.0017409 | 0.0012183 | 0.0020337 | 0.0019624 | 0.00017585 | 8.2216e-06 | 1.1705e-05 | 0.007151 |  | 1729.9398 | 1061.4993 | 1496.7702 | 2814.8989 | 52.5241 | 4.5992 | 0.71322 | 7160.9448 | 3770 | 6
2004 | 6 | 6 | 1 | 0.0013187 | 0.0012538 | 0.0020758 | 0.0018699 | 0.00017585 | 8.2216e-06 | 1.1705e-05 | 0.0067139 |  | 1310.3876 | 1092.4488 | 1527.7444 | 2682.2024 | 52.5241 | 4.5992 | 0.71322 | 6670.6199 | 3771 | 6
2004 | 6 | 6 | 2 | 0.001097 | 0.0012748 | 0.0020867 | 0.0018906 | 0.00017585 | 8.2216e-06 | 1.1705e-05 | 0.0065449 |  | 1090.1297 | 1110.7582 | 1535.7978 | 2711.8958 | 52.5241 | 4.5992 | 0.71322 | 6506.418 | 3772 | 6
2004 | 6 | 6 | 3 | 0.00078242 | 0.0013946 | 0.002048 | 0.0018484 | 0.00017585 | 8.2216e-06 | 1.1705e-05 | 0.0062691 |  | 777.5146 | 1215.0855 | 1507.3062 | 2651.3252 | 52.5241 | 4.5992 | 0.71322 | 6209.0681 | 3773 | 6
2004 | 6 | 6 | 4 | 0.00066607 | 0.0013836 | 0.0020797 | 0.001855 | 0.00017585 | 8.2216e-06 | 1.1705e-05 | 0.0061801 |  | 661.8937 | 1205.5074 | 1530.6118 | 2660.8441 | 52.5241 | 4.5992 | 0.71322 | 6116.6936 | 3774 | 6
2004 | 6 | 6 | 5 | 0.00061043 | 0.0013993 | 0.0020463 | 0.0018487 | 0.00017585 | 8.2216e-06 | 1.1705e-05 | 0.0061005 |  | 606.5996 | 1219.2114 | 1506.0333 | 2651.8461 | 52.5241 | 4.5992 | 0.71322 | 6041.527 | 3775 | 6
2004 | 6 | 6 | 6 | 0.00054598 | 0.0013656 | 0.0020036 | 0.0022335 | 0.00017585 | 8.2216e-06 | 1.1705e-05 | 0.0063444 |  | 542.5561 | 1189.8217 | 1474.6218 | 3203.7063 | 52.5241 | 4.5992 | 0.71322 | 6468.5424 | 3776 | 6
2004 | 6 | 6 | 7 | 0.00092859 | 0.0014516 | 0.0021315 | 0.0023959 | 0 | 0 | 1.1705e-05 | 0.0069193 |  | 922.7694 | 1264.7961 | 1568.7857 | 3436.6592 | 0 | 0 | 0.71322 | 7193.7235 | 3777 | 6
2004 | 6 | 6 | 8 | 0.0010935 | 0.0014837 | 0.0022671 | 0.0024536 | 0 | 0 | 1.1705e-05 | 0.0073096 |  | 1086.619 | 1292.7746 | 1668.5792 | 3519.3932 | 0 | 0 | 0.71322 | 7568.0792 | 3778 | 6
2004 | 6 | 6 | 9 | 0.0015604 | 0.001467 | 0.00231 | 0.0023378 | 0 | 0 | 1.1705e-05 | 0.0076869 |  | 1550.5739 | 1278.2076 | 1700.1337 | 3353.3569 | 0 | 0 | 0.71322 | 7882.9853 | 3779 | 6
2004 | 6 | 6 | 10 | 0.0018054 | 0.0014535 | 0.0024051 | 0.002488 | 0 | 0 | 1.1705e-05 | 0.0081638 |  | 1794.1213 | 1266.402 | 1770.1614 | 3568.8348 | 0 | 0 | 0.71322 | 8400.2327 | 3780 | 6
2004 | 6 | 6 | 11 | 0.0019153 | 0.0015107 | 0.0024219 | 0.0024853 | 0 | 0 | 1.1705e-05 | 0.008345 |  | 1903.3356 | 1316.3056 | 1782.5373 | 3564.8567 | 0 | 0 | 0.71322 | 8567.7484 | 3781 | 6
2004 | 6 | 6 | 12 | 0.0022946 | 0.001427 | 0.0024146 | 0.0024993 | 0 | 0 | 1.1705e-05 | 0.0086472 |  | 2280.2527 | 1243.348 | 1777.1019 | 3584.9838 | 0 | 0 | 0.71322 | 8886.3996 | 3782 | 6
2004 | 6 | 6 | 13 | 0.0021044 | 0.001424 | 0.0024664 | 0.0021914 | 0 | 0 | 1.1705e-05 | 0.0081979 |  | 2091.2101 | 1240.7247 | 1815.249 | 3143.3251 | 0 | 0 | 0.71322 | 8291.2222 | 3783 | 6
2004 | 6 | 6 | 14 | 0.0022415 | 0.0013207 | 0.0024343 | 0.0024912 | 0 | 0 | 1.1705e-05 | 0.0084994 |  | 2227.4632 | 1150.7038 | 1791.6515 | 3573.3811 | 0 | 0 | 0.71322 | 8743.9127 | 3784 | 6
2004 | 6 | 6 | 15 | 0.0023443 | 0.0013493 | 0.0024223 | 0.0025038 | 0 | 0 | 1.1705e-05 | 0.0086314 |  | 2329.5792 | 1175.6139 | 1782.8099 | 3591.4718 | 0 | 0 | 0.71322 | 8880.188 | 3785 | 6
2004 | 6 | 6 | 16 | 0.0028304 | 0.0012955 | 0.0024107 | 0.0023405 | 0 | 0 | 1.1705e-05 | 0.0088888 |  | 2812.6832 | 1128.7271 | 1774.2609 | 3357.2402 | 0 | 0 | 0.71322 | 9073.6246 | 3786 | 6
2004 | 6 | 6 | 17 | 0.0032249 | 0.0012064 | 0.0023389 | 0.0021666 | 0 | 0 | 1.1705e-05 | 0.0089485 |  | 3204.6699 | 1051.1288 | 1721.4303 | 3107.7594 | 0 | 0 | 0.71322 | 9085.7016 | 3787 | 6
2004 | 6 | 6 | 18 | 0.0030395 | 0.0012081 | 0.0022986 | 0.0025236 | 0 | 0 | 1.1705e-05 | 0.0090815 |  | 3020.4509 | 1052.5748 | 1691.763 | 3619.9338 | 0 | 0 | 0.71322 | 9385.4357 | 3788 | 6
2004 | 6 | 6 | 19 | 0.002647 | 0.0012019 | 0.0022282 | 0.0025545 | 4.3962e-05 | 2.0554e-06 | 1.1705e-05 | 0.0086894 |  | 2630.3899 | 1047.2518 | 1639.9497 | 3664.2133 | 13.131 | 1.1498 | 0.71322 | 8996.7988 | 3789 | 6
2004 | 6 | 6 | 20 | 0.0029007 | 0.0011497 | 0.0022421 | 0.0025396 | 0.00017585 | 8.2216e-06 | 1.1705e-05 | 0.0090278 |  | 2882.4771 | 1001.6919 | 1650.1852 | 3642.8076 | 52.5241 | 4.5992 | 0.71322 | 9234.9984 | 3790 | 6
2004 | 6 | 6 | 21 | 0.0032668 | 0.0011564 | 0.0022351 | 0.0025842 | 0.00017585 | 8.2216e-06 | 1.1705e-05 | 0.0094382 |  | 3246.3172 | 1007.526 | 1644.9921 | 3706.788 | 52.5241 | 4.5992 | 0.71322 | 9663.4598 | 3791 | 6
2004 | 6 | 6 | 22 | 0.0034609 | 0.00096549 | 0.0021451 | 0.0028457 | 0.00017585 | 8.2216e-06 | 1.1705e-05 | 0.0096131 |  | 3439.206 | 841.2228 | 1578.8062 | 4081.9563 | 52.5241 | 4.5992 | 0.71322 | 9999.0279 | 3792 | 6
2004 | 6 | 6 | 23 | 0.0022815 | 0.0011553 | 0.0022533 | 0.0031986 | 0.00017585 | 8.2216e-06 | 1.1705e-05 | 0.0090845 |  | 2267.1917 | 1006.6071 | 1658.4374 | 4588.1162 | 52.5241 | 4.5992 | 0.71322 | 9578.189 | 3793 | 6
2004 | 6 | 6 | 24 | 0.0016495 | 0.0011565 | 0.0023204 | 0.0031192 | 0.00017585 | 8.2216e-06 | 1.1705e-05 | 0.0084414 |  | 1639.1392 | 1007.6617 | 1707.7743 | 4474.2207 | 52.5241 | 4.5992 | 0.71322 | 8886.6326 | 3794 | 6
2004 | 6 | 7 | 1 | 0.0016723 | 0.0011463 | 0.002451 | 0.0034318 | 0.00017585 | 8.2216e-06 | 1.1705e-05 | 0.0088972 |  | 1661.8327 | 998.7375 | 1803.9378 | 4922.6515 | 52.5241 | 4.5992 | 0.71322 | 9444.9961 | 3795 | 6
2004 | 6 | 7 | 2 | 0.0014387 | 0.0011616 | 0.0024745 | 0.0034362 | 0.00017585 | 8.2216e-06 | 1.1705e-05 | 0.0087068 |  | 1429.656 | 1012.0619 | 1821.2457 | 4928.9501 | 52.5241 | 4.5992 | 0.71322 | 9249.7503 | 3796 | 6
2004 | 6 | 7 | 3 | 0.0010464 | 0.0012446 | 0.0023738 | 0.0035762 | 0.00017585 | 8.2216e-06 | 1.1705e-05 | 0.0084368 |  | 1039.8509 | 1084.3837 | 1747.088 | 5129.7471 | 52.5241 | 4.5992 | 0.71322 | 9058.9063 | 3797 | 6
2004 | 6 | 7 | 4 | 0.00096014 | 0.0012533 | 0.0024813 | 0.0035964 | 0.00017585 | 8.2216e-06 | 1.1705e-05 | 0.008487 |  | 954.1201 | 1092.026 | 1826.2137 | 5158.7301 | 52.5241 | 4.5992 | 0.71322 | 9088.9264 | 3798 | 6
2004 | 6 | 7 | 5 | 0.00080527 | 0.0013645 | 0.0025343 | 0.0036148 | 0.00017585 | 8.2216e-06 | 1.1705e-05 | 0.0085146 |  | 800.2234 | 1188.8601 | 1865.2432 | 5185.061 | 52.5241 | 4.5992 | 0.71322 | 9097.2243 | 3799 | 6
2004 | 6 | 7 | 6 | 0.00096795 | 0.0013516 | 0.002835 | 0.0035304 | 0.00017585 | 8.2216e-06 | 1.1705e-05 | 0.0088807 |  | 961.8816 | 1177.6478 | 2086.5437 | 5063.9671 | 52.5241 | 4.5992 | 0.71322 | 9347.8768 | 3800 | 6
2004 | 6 | 7 | 7 | 0.0013238 | 0.0014837 | 0.0032185 | 0.0036206 | 0 | 0 | 1.1705e-05 | 0.0096583 |  | 1315.5126 | 1292.7194 | 2368.806 | 5193.3486 | 0 | 0 | 0.71322 | 10171.0998 | 3801 | 6
2004 | 6 | 7 | 8 | 0.0014795 | 0.0016243 | 0.0034039 | 0.003976 | 0 | 0 | 1.1705e-05 | 0.010496 |  | 1470.213 | 1415.2782 | 2505.2805 | 5703.2498 | 0 | 0 | 0.71322 | 11094.7347 | 3802 | 6
2004 | 6 | 7 | 9 | 0.0020158 | 0.0015949 | 0.0033803 | 0.0042711 | 0 | 0 | 1.1705e-05 | 0.011274 |  | 2003.1473 | 1389.6246 | 2487.8746 | 6126.4389 | 0 | 0 | 0.71322 | 12007.7986 | 3803 | 6
2004 | 6 | 7 | 10 | 0.0022954 | 0.0015176 | 0.0035161 | 0.0042816 | 0 | 0 | 1.1705e-05 | 0.011622 |  | 2281.051 | 1322.2501 | 2587.8143 | 6141.546 | 0 | 0 | 0.71322 | 12333.3746 | 3804 | 6
2004 | 6 | 7 | 11 | 0.0027386 | 0.0014982 | 0.0035176 | 0.0039567 | 0 | 0 | 1.1705e-05 | 0.011723 |  | 2721.4128 | 1305.3393 | 2588.9553 | 5675.4981 | 0 | 0 | 0.71322 | 12291.9188 | 3805 | 6
2004 | 6 | 7 | 12 | 0.0033329 | 0.0013271 | 0.0035583 | 0.003898 | 0 | 0 | 1.1705e-05 | 0.012128 |  | 3311.9796 | 1156.3072 | 2618.8979 | 5591.2486 | 0 | 0 | 0.71322 | 12679.1465 | 3806 | 6
2004 | 6 | 7 | 13 | 0.0035844 | 0.0011896 | 0.0037735 | 0.0044195 | 0 | 0 | 1.1705e-05 | 0.012979 |  | 3561.9504 | 1036.4721 | 2777.2702 | 6339.3121 | 0 | 0 | 0.71322 | 13715.718 | 3807 | 6
2004 | 6 | 7 | 14 | 0.0028858 | 0.0014036 | 0.003633 | 0.0044452 | 0 | 0 | 1.1705e-05 | 0.012379 |  | 2867.6854 | 1222.9239 | 2673.881 | 6376.1564 | 0 | 0 | 0.71322 | 13141.36 | 3808 | 6
2004 | 6 | 7 | 15 | 0.0035317 | 0.0012291 | 0.0035959 | 0.0042903 | 0 | 0 | 1.1705e-05 | 0.012659 |  | 3509.6062 | 1070.9347 | 2646.5381 | 6154.0958 | 0 | 0 | 0.71322 | 13381.888 | 3809 | 6
2004 | 6 | 7 | 16 | 0.0039116 | 0.0011625 | 0.0034376 | 0.0044529 | 0 | 0 | 1.1705e-05 | 0.012976 |  | 3887.0637 | 1012.9021 | 2530.0199 | 6387.2855 | 0 | 0 | 0.71322 | 13817.9845 | 3810 | 6
2004 | 6 | 7 | 17 | 0.0042683 | 0.0010586 | 0.0033223 | 0.0043296 | 0 | 0 | 1.1705e-05 | 0.012991 |  | 4241.5168 | 922.3822 | 2445.2186 | 6210.4516 | 0 | 0 | 0.71322 | 13820.2825 | 3811 | 6
2004 | 6 | 7 | 18 | 0.0032986 | 0.0012534 | 0.003312 | 0.0044166 | 0 | 0 | 1.1705e-05 | 0.012292 |  | 3277.9355 | 1092.048 | 2437.5783 | 6335.192 | 0 | 0 | 0.71322 | 13143.4669 | 3812 | 6
2004 | 6 | 7 | 19 | 0.0028371 | 0.0012714 | 0.0033751 | 0.0041686 | 4.3962e-05 | 2.0554e-06 | 1.1705e-05 | 0.01171 |  | 2819.2768 | 1107.7839 | 2484.0587 | 5979.393 | 13.131 | 1.1498 | 0.71322 | 12405.5065 | 3813 | 6
2004 | 6 | 7 | 20 | 0.0031339 | 0.0011762 | 0.0033416 | 0.0040172 | 0.00017585 | 8.2216e-06 | 1.1705e-05 | 0.011865 |  | 3114.2901 | 1024.803 | 2459.3996 | 5762.2576 | 52.5241 | 4.5992 | 0.71322 | 12418.5868 | 3814 | 6
2004 | 6 | 7 | 21 | 0.0033623 | 0.001213 | 0.0032391 | 0.0040446 | 0.00017585 | 8.2216e-06 | 1.1705e-05 | 0.012055 |  | 3341.2272 | 1056.9178 | 2383.9392 | 5801.6592 | 52.5241 | 4.5992 | 0.71322 | 12641.58 | 3815 | 6
2004 | 6 | 7 | 22 | 0.0031848 | 0.001097 | 0.0030553 | 0.0040202 | 0.00017585 | 8.2216e-06 | 1.1705e-05 | 0.011553 |  | 3164.7993 | 955.7858 | 2248.6514 | 5766.6618 | 52.5241 | 4.5992 | 0.71322 | 12193.7349 | 3816 | 6
2004 | 6 | 7 | 23 | 0.0025058 | 0.0012045 | 0.0029298 | 0.0039907 | 0.00017585 | 8.2216e-06 | 1.1705e-05 | 0.010827 |  | 2490.0739 | 1049.4467 | 2156.3311 | 5724.2293 | 52.5241 | 4.5992 | 0.71322 | 11477.9176 | 3817 | 6
2004 | 6 | 7 | 24 | 0.0022201 | 0.0010836 | 0.0029427 | 0.0037962 | 0.00017585 | 8.2216e-06 | 1.1705e-05 | 0.010238 |  | 2206.2037 | 944.1214 | 2165.7857 | 5445.292 | 52.5241 | 4.5992 | 0.71322 | 10819.2394 | 3818 | 6
2004 | 6 | 8 | 1 | 0.0017713 | 0.0011554 | 0.0028503 | 0.0037334 | 0.00017585 | 8.2216e-06 | 1.1705e-05 | 0.0097063 |  | 1760.2319 | 1006.7297 | 2097.7951 | 5355.2648 | 52.5241 | 4.5992 | 0.71322 | 10277.8582 | 3819 | 6
2004 | 6 | 8 | 2 | 0.0014618 | 0.0012017 | 0.0028619 | 0.0038843 | 0.00017585 | 8.2216e-06 | 1.1705e-05 | 0.0096054 |  | 1452.5988 | 1047.0373 | 2106.3216 | 5571.6425 | 52.5241 | 4.5992 | 0.71322 | 10235.4367 | 3820 | 6
2004 | 6 | 8 | 3 | 0.00126 | 0.0012203 | 0.0027911 | 0.0040812 | 0.00017585 | 8.2216e-06 | 1.1705e-05 | 0.0095483 |  | 1252.076 | 1063.2072 | 2054.2253 | 5854.0369 | 52.5241 | 4.5992 | 0.71322 | 10281.382 | 3821 | 6
2004 | 6 | 8 | 4 | 0.001115 | 0.0012602 | 0.0028279 | 0.0039708 | 0.00017585 | 8.2216e-06 | 1.1705e-05 | 0.0093696 |  | 1107.9645 | 1097.9665 | 2081.3345 | 5695.7199 | 52.5241 | 4.5992 | 0.71322 | 10040.8219 | 3822 | 6
2004 | 6 | 8 | 5 | 0.0010802 | 0.0013562 | 0.0028513 | 0.0040134 | 0.00017585 | 8.2216e-06 | 1.1705e-05 | 0.0094969 |  | 1073.4044 | 1181.6909 | 2098.5295 | 5756.9061 | 52.5241 | 4.5992 | 0.71322 | 10168.3675 | 3823 | 6
2004 | 6 | 8 | 6 | 0.0011118 | 0.001411 | 0.003158 | 0.0041204 | 0.00017585 | 8.2216e-06 | 1.1705e-05 | 0.009997 |  | 1104.8007 | 1229.4221 | 2324.2794 | 5910.3453 | 52.5241 | 4.5992 | 0.71322 | 10626.684 | 3824 | 6
2004 | 6 | 8 | 7 | 0.0013156 | 0.0015996 | 0.0034465 | 0.0040275 | 0 | 0 | 1.1705e-05 | 0.010401 |  | 1307.3552 | 1393.7509 | 2536.6154 | 5777.0806 | 0 | 0 | 0.71322 | 11015.5153 | 3825 | 6
2004 | 6 | 8 | 8 | 0.0015915 | 0.0016881 | 0.0035794 | 0.0043203 | 0 | 0 | 1.1705e-05 | 0.011191 |  | 1581.5045 | 1470.8703 | 2634.3771 | 6197.0493 | 0 | 0 | 0.71322 | 11884.5145 | 3826 | 6
2004 | 6 | 8 | 9 | 0.0018462 | 0.0017378 | 0.0037006 | 0.0043818 | 0 | 0 | 1.1705e-05 | 0.011678 |  | 1834.6668 | 1514.1532 | 2723.6526 | 6285.2295 | 0 | 0 | 0.71322 | 12358.4153 | 3827 | 6
2004 | 6 | 8 | 10 | 0.0020953 | 0.0017207 | 0.0038811 | 0.0044707 | 0 | 0 | 1.1705e-05 | 0.01218 |  | 2082.1429 | 1499.2776 | 2856.4686 | 6412.8114 | 0 | 0 | 0.71322 | 12851.4137 | 3828 | 6
2004 | 6 | 8 | 11 | 0.0024791 | 0.0016901 | 0.0038664 | 0.0043663 | 0 | 0 | 1.1705e-05 | 0.012414 |  | 2463.5445 | 1472.5503 | 2845.6644 | 6262.9714 | 0 | 0 | 0.71322 | 13045.4438 | 3829 | 6
2004 | 6 | 8 | 12 | 0.0031252 | 0.0014832 | 0.0038558 | 0.0042713 | 0 | 0 | 1.1705e-05 | 0.012747 |  | 3105.6223 | 1292.3443 | 2837.8533 | 6126.7704 | 0 | 0 | 0.71322 | 13363.3035 | 3830 | 6
2004 | 6 | 8 | 13 | 0.0031215 | 0.0014866 | 0.0040271 | 0.0042334 | 0 | 0 | 1.1705e-05 | 0.01288 |  | 3101.9733 | 1295.2483 | 2963.9308 | 6072.4037 | 0 | 0 | 0.71322 | 13434.2693 | 3831 | 6
2004 | 6 | 8 | 14 | 0.0029746 | 0.0015207 | 0.0039585 | 0.0043431 | 0 | 0 | 1.1705e-05 | 0.012809 |  | 2955.9524 | 1324.9635 | 2913.4393 | 6229.8209 | 0 | 0 | 0.71322 | 13424.8894 | 3832 | 6
2004 | 6 | 8 | 15 | 0.0033637 | 0.0014026 | 0.003874 | 0.0043188 | 0 | 0 | 1.1705e-05 | 0.012971 |  | 3342.6309 | 1222.0359 | 2851.2042 | 6194.8709 | 0 | 0 | 0.71322 | 13611.4551 | 3833 | 6
2004 | 6 | 8 | 16 | 0.0042001 | 0.0012158 | 0.0036334 | 0.0043438 | 0 | 0 | 1.1705e-05 | 0.013405 |  | 4173.745 | 1059.3357 | 2674.159 | 6230.7681 | 0 | 0 | 0.71322 | 14138.721 | 3834 | 6
2004 | 6 | 8 | 17 | 0.0041055 | 0.0012387 | 0.003556 | 0.0043158 | 0 | 0 | 1.1705e-05 | 0.013228 |  | 4079.761 | 1079.2411 | 2617.1925 | 6190.6087 | 0 | 0 | 0.71322 | 13967.5165 | 3835 | 6
2004 | 6 | 8 | 18 | 0.0031848 | 0.0013986 | 0.0034981 | 0.00439 | 0 | 0 | 1.1705e-05 | 0.012483 |  | 3164.8361 | 1218.586 | 2574.6113 | 6296.9742 | 0 | 0 | 0.71322 | 13255.7208 | 3836 | 6
2004 | 6 | 8 | 19 | 0.002975 | 0.0013527 | 0.0034599 | 0.0045045 | 4.3962e-05 | 2.0554e-06 | 1.1705e-05 | 0.01235 |  | 2956.3654 | 1178.61 | 2546.4677 | 6461.3057 | 13.131 | 1.1498 | 0.71322 | 13157.7429 | 3837 | 6
2004 | 6 | 8 | 20 | 0.0030866 | 0.0012802 | 0.0033898 | 0.0044536 | 0.00017585 | 8.2216e-06 | 1.1705e-05 | 0.012406 |  | 3067.2533 | 1115.4017 | 2494.8733 | 6388.28 | 52.5241 | 4.5992 | 0.71322 | 13123.6449 | 3838 | 6
2004 | 6 | 8 | 21 | 0.0036534 | 0.0012029 | 0.003379 | 0.0044197 | 0.00017585 | 8.2216e-06 | 1.1705e-05 | 0.012851 |  | 3630.4866 | 1048.0497 | 2486.9567 | 6339.691 | 52.5241 | 4.5992 | 0.71322 | 13563.0206 | 3839 | 6
2004 | 6 | 8 | 22 | 0.0034126 | 0.0011442 | 0.0032059 | 0.0043825 | 0.00017585 | 8.2216e-06 | 1.1705e-05 | 0.012341 |  | 3391.2014 | 996.9441 | 2359.5331 | 6286.2714 | 52.5241 | 4.5992 | 0.71322 | 13091.7865 | 3840 | 6
2004 | 6 | 8 | 23 | 0.0023917 | 0.0011956 | 0.0030955 | 0.0043243 | 0.00017585 | 8.2216e-06 | 1.1705e-05 | 0.011203 |  | 2376.706 | 1041.708 | 2278.2456 | 6202.827 | 52.5241 | 4.5992 | 0.71322 | 11957.3232 | 3841 | 6
2004 | 6 | 8 | 24 | 0.0021121 | 0.0011591 | 0.0029094 | 0.0044318 | 0.00017585 | 8.2216e-06 | 1.1705e-05 | 0.010808 |  | 2098.8495 | 1009.9491 | 2141.2674 | 6357.0239 | 52.5241 | 4.5992 | 0.71322 | 11664.9265 | 3842 | 6
2004 | 6 | 9 | 1 | 0.0018303 | 0.0011554 | 0.002814 | 0.0042972 | 0.00017585 | 8.2216e-06 | 1.1705e-05 | 0.010293 |  | 1818.844 | 1006.7297 | 2071.1046 | 6163.8989 | 52.5241 | 4.5992 | 0.71322 | 11118.4138 | 3843 | 6
2004 | 6 | 9 | 2 | 0.0014953 | 0.0012017 | 0.0028412 | 0.0043019 | 0.00017585 | 8.2216e-06 | 1.1705e-05 | 0.010036 |  | 1485.9013 | 1047.0373 | 2091.0977 | 6170.7184 | 52.5241 | 4.5992 | 0.71322 | 10852.5912 | 3844 | 6
2004 | 6 | 9 | 3 | 0.0012754 | 0.0012203 | 0.0027849 | 0.0041518 | 0.00017585 | 8.2216e-06 | 1.1705e-05 | 0.0096281 |  | 1267.3805 | 1063.2072 | 2049.6721 | 5955.3352 | 52.5241 | 4.5992 | 0.71322 | 10393.4315 | 3845 | 6
2004 | 6 | 9 | 4 | 0.0011215 | 0.0012602 | 0.0027924 | 0.0037393 | 0.00017585 | 8.2216e-06 | 1.1705e-05 | 0.0091092 |  | 1114.4259 | 1097.9665 | 2055.2081 | 5363.7419 | 52.5241 | 4.5992 | 0.71322 | 9689.1789 | 3846 | 6
2004 | 6 | 9 | 5 | 0.0010886 | 0.0013562 | 0.0027772 | 0.0039046 | 0.00017585 | 8.2216e-06 | 1.1705e-05 | 0.0093224 |  | 1081.7363 | 1181.6909 | 2043.9936 | 5600.8149 | 52.5241 | 4.5992 | 0.71322 | 9966.0723 | 3847 | 6
2004 | 6 | 9 | 6 | 0.0011081 | 0.001411 | 0.0030929 | 0.0042871 | 0.00017585 | 8.2216e-06 | 1.1705e-05 | 0.010095 |  | 1101.1263 | 1229.4221 | 2276.3599 | 6149.4074 | 52.5241 | 4.5992 | 0.71322 | 10814.1522 | 3848 | 6
2004 | 6 | 9 | 7 | 0.0013397 | 0.0015996 | 0.0035866 | 0.0039647 | 0 | 0 | 1.1705e-05 | 0.010502 |  | 1331.2768 | 1393.7509 | 2639.692 | 5687.0061 | 0 | 0 | 0.71322 | 11052.4389 | 3849 | 6
2004 | 6 | 9 | 8 | 0.0016081 | 0.0016881 | 0.0037357 | 0.0040891 | 0 | 0 | 1.1705e-05 | 0.011133 |  | 1598.0204 | 1470.8703 | 2749.4851 | 5865.3555 | 0 | 0 | 0.71322 | 11684.4445 | 3850 | 6
2004 | 6 | 9 | 9 | 0.0018976 | 0.0017378 | 0.0037914 | 0.0041205 | 0 | 0 | 1.1705e-05 | 0.011559 |  | 1885.7017 | 1514.1532 | 2790.4246 | 5910.5348 | 0 | 0 | 0.71322 | 12101.5275 | 3851 | 6
2004 | 6 | 9 | 10 | 0.0021816 | 0.0017207 | 0.0038764 | 0.0041059 | 0 | 0 | 1.1705e-05 | 0.011896 |  | 2167.8978 | 1499.2776 | 2853.0098 | 5889.5079 | 0 | 0 | 0.71322 | 12410.4064 | 3852 | 6
2004 | 6 | 9 | 11 | 0.0026323 | 0.0016901 | 0.003871 | 0.0040719 | 0 | 0 | 1.1705e-05 | 0.012277 |  | 2615.8389 | 1472.5503 | 2849.0477 | 5840.8241 | 0 | 0 | 0.71322 | 12778.9744 | 3853 | 6
2004 | 6 | 9 | 12 | 0.0032793 | 0.0014832 | 0.0038194 | 0.0040226 | 0 | 0 | 1.1705e-05 | 0.012616 |  | 3258.7785 | 1292.3443 | 2811.0824 | 5769.9769 | 0 | 0 | 0.71322 | 13132.8953 | 3854 | 6
2004 | 6 | 9 | 13 | 0.003259 | 0.0014866 | 0.0039588 | 0.0042259 | 0 | 0 | 1.1705e-05 | 0.012942 |  | 3238.5304 | 1295.2483 | 2913.6804 | 6061.6061 | 0 | 0 | 0.71322 | 13509.7784 | 3855 | 6
2004 | 6 | 9 | 14 | 0.003112 | 0.0015207 | 0.0039748 | 0.0044498 | 0 | 0 | 1.1705e-05 | 0.013069 |  | 3092.4671 | 1324.9635 | 2925.4406 | 6382.7865 | 0 | 0 | 0.71322 | 13726.371 | 3856 | 6
2004 | 6 | 9 | 15 | 0.0034529 | 0.0014026 | 0.0038399 | 0.0045253 | 0 | 0 | 1.1705e-05 | 0.013232 |  | 3431.2529 | 1222.0359 | 2826.1488 | 6491.0464 | 0 | 0 | 0.71322 | 13971.1973 | 3857 | 6
2004 | 6 | 9 | 16 | 0.0042769 | 0.0012158 | 0.0035681 | 0.0046751 | 0 | 0 | 1.1705e-05 | 0.013748 |  | 4250.0798 | 1059.3357 | 2626.0824 | 6705.956 | 0 | 0 | 0.71322 | 14642.1671 | 3858 | 6
2004 | 6 | 9 | 17 | 0.0041455 | 0.0012387 | 0.003411 | 0.0046193 | 0 | 0 | 1.1705e-05 | 0.013426 |  | 4119.4749 | 1079.2411 | 2510.4733 | 6626.0161 | 0 | 0 | 0.71322 | 14335.9186 | 3859 | 6
2004 | 6 | 9 | 18 | 0.0032847 | 0.0013986 | 0.0034045 | 0.0045856 | 0 | 0 | 1.1705e-05 | 0.012685 |  | 3264.1004 | 1218.586 | 2505.7003 | 6577.6164 | 0 | 0 | 0.71322 | 13566.7164 | 3860 | 6
2004 | 6 | 9 | 19 | 0.0030967 | 0.0013527 | 0.0034032 | 0.0044195 | 4.3962e-05 | 2.0554e-06 | 1.1705e-05 | 0.01233 |  | 3077.2679 | 1178.61 | 2504.7278 | 6339.4068 | 13.131 | 1.1498 | 0.71322 | 13115.0066 | 3861 | 6
2004 | 6 | 9 | 20 | 0.0032181 | 0.0012802 | 0.0033115 | 0.004452 | 0.00017585 | 8.2216e-06 | 1.1705e-05 | 0.012458 |  | 3197.939 | 1115.4017 | 2437.2073 | 6386.0422 | 52.5241 | 4.5992 | 0.71322 | 13194.4267 | 3862 | 6
2004 | 6 | 9 | 21 | 0.0037087 | 0.0012029 | 0.0032391 | 0.0045428 | 0.00017585 | 8.2216e-06 | 1.1705e-05 | 0.012889 |  | 3685.4326 | 1048.0497 | 2383.9255 | 6516.2407 | 52.5241 | 4.5992 | 0.71322 | 13691.4851 | 3863 | 6
2004 | 6 | 9 | 22 | 0.0034496 | 0.0011442 | 0.0031679 | 0.004397 | 0.00017585 | 8.2216e-06 | 1.1705e-05 | 0.012354 |  | 3427.9468 | 996.9441 | 2331.5268 | 6307.1088 | 52.5241 | 4.5992 | 0.71322 | 13121.363 | 3864 | 6
2004 | 6 | 9 | 23 | 0.002418 | 0.0011956 | 0.0031368 | 0.0043777 | 0.00017585 | 8.2216e-06 | 1.1705e-05 | 0.011324 |  | 2402.8903 | 1041.708 | 2308.6583 | 6279.3571 | 52.5241 | 4.5992 | 0.71322 | 12090.4504 | 3865 | 6
2004 | 6 | 9 | 24 | 0.0021813 | 0.0011591 | 0.0030508 | 0.0040675 | 0.00017585 | 8.2216e-06 | 1.1705e-05 | 0.010654 |  | 2167.594 | 1009.9491 | 2245.3526 | 5834.4782 | 52.5241 | 4.5992 | 0.71322 | 11315.2105 | 3866 | 6
2004 | 6 | 10 | 1 | 0.0017154 | 0.0011554 | 0.0029327 | 0.0040421 | 0.00017585 | 8.2216e-06 | 1.1705e-05 | 0.010041 |  | 1704.6372 | 1006.7297 | 2158.4728 | 5798.0127 | 52.5241 | 4.5992 | 0.71322 | 10725.6889 | 3867 | 6
2004 | 6 | 10 | 2 | 0.0014126 | 0.0012017 | 0.0028397 | 0.0042204 | 0.00017585 | 8.2216e-06 | 1.1705e-05 | 0.0098702 |  | 1403.7171 | 1047.0373 | 2090.0359 | 6053.7447 | 52.5241 | 4.5992 | 0.71322 | 10652.3716 | 3868 | 6
2004 | 6 | 10 | 3 | 0.001214 | 0.0012203 | 0.002783 | 0.0042585 | 0.00017585 | 8.2216e-06 | 1.1705e-05 | 0.0096715 |  | 1206.3469 | 1063.2072 | 2048.2698 | 6108.3956 | 52.5241 | 4.5992 | 0.71322 | 10484.056 | 3869 | 6
2004 | 6 | 10 | 4 | 0.0010705 | 0.0012602 | 0.0027649 | 0.0038234 | 0.00017585 | 8.2216e-06 | 1.1705e-05 | 0.0091147 |  | 1063.7955 | 1097.9665 | 2034.9247 | 5484.3148 | 52.5241 | 4.5992 | 0.71322 | 9738.8381 | 3870 | 6
2004 | 6 | 10 | 5 | 0.0010345 | 0.0013562 | 0.0027168 | 0.0038834 | 0.00017585 | 8.2216e-06 | 1.1705e-05 | 0.0091868 |  | 1028.0397 | 1181.6909 | 1999.5817 | 5570.4112 | 52.5241 | 4.5992 | 0.71322 | 9837.56 | 3871 | 6
2004 | 6 | 10 | 6 | 0.0010599 | 0.001411 | 0.0029211 | 0.0039677 | 0.00017585 | 8.2216e-06 | 1.1705e-05 | 0.0095555 |  | 1053.2884 | 1229.4221 | 2149.8769 | 5691.2683 | 52.5241 | 4.5992 | 0.71322 | 10181.6922 | 3872 | 6
2004 | 6 | 10 | 7 | 0.0012621 | 0.0015996 | 0.0033347 | 0.0038674 | 0 | 0 | 1.1705e-05 | 0.010076 |  | 1254.1721 | 1393.7509 | 2454.3364 | 5547.3953 | 0 | 0 | 0.71322 | 10650.3679 | 3873 | 6
2004 | 6 | 10 | 8 | 0.0015312 | 0.0016881 | 0.0035063 | 0.0041412 | 0 | 0 | 1.1705e-05 | 0.010878 |  | 1521.5603 | 1470.8703 | 2580.5817 | 5940.1807 | 0 | 0 | 0.71322 | 11513.9063 | 3874 | 6
2004 | 6 | 10 | 9 | 0.0017827 | 0.0017378 | 0.003564 | 0.004271 | 0 | 0 | 1.1705e-05 | 0.011367 |  | 1771.4754 | 1514.1532 | 2623.0665 | 6126.3915 | 0 | 0 | 0.71322 | 12035.7998 | 3875 | 6
2004 | 6 | 10 | 10 | 0.0020279 | 0.0017207 | 0.003676 | 0.0040089 | 0 | 0 | 1.1705e-05 | 0.011445 |  | 2015.1488 | 1499.2776 | 2705.5398 | 5750.3708 | 0 | 0 | 0.71322 | 11971.0502 | 3876 | 6
2004 | 6 | 10 | 11 | 0.0024086 | 0.0016901 | 0.0037571 | 0.0038409 | 0 | 0 | 1.1705e-05 | 0.011708 |  | 2393.4735 | 1472.5503 | 2765.1811 | 5509.4144 | 0 | 0 | 0.71322 | 12141.3326 | 3877 | 6
2004 | 6 | 10 | 12 | 0.0030504 | 0.0014832 | 0.0036936 | 0.0039909 | 0 | 0 | 1.1705e-05 | 0.01223 |  | 3031.2278 | 1292.3443 | 2718.4947 | 5724.6081 | 0 | 0 | 0.71322 | 12767.3881 | 3878 | 6
2004 | 6 | 10 | 13 | 0.0030379 | 0.0014866 | 0.0038069 | 0.0040471 | 0 | 0 | 1.1705e-05 | 0.01239 |  | 3018.8072 | 1295.2483 | 2801.8232 | 5805.1164 | 0 | 0 | 0.71322 | 12921.7083 | 3879 | 6
2004 | 6 | 10 | 14 | 0.0028878 | 0.0015207 | 0.0037705 | 0.0041247 | 0 | 0 | 1.1705e-05 | 0.012315 |  | 2869.6599 | 1324.9635 | 2775.0538 | 5916.5019 | 0 | 0 | 0.71322 | 12886.8922 | 3880 | 6
2004 | 6 | 10 | 15 | 0.0032728 | 0.0014026 | 0.0037104 | 0.0041737 | 0 | 0 | 1.1705e-05 | 0.012571 |  | 3252.2428 | 1222.0359 | 2730.7989 | 5986.7808 | 0 | 0 | 0.71322 | 13192.5716 | 3881 | 6
2004 | 6 | 10 | 16 | 0.004103 | 0.0012158 | 0.003478 | 0.0042142 | 0 | 0 | 1.1705e-05 | 0.013023 |  | 4077.284 | 1059.3357 | 2559.814 | 6044.9361 | 0 | 0 | 0.71322 | 13742.0831 | 3882 | 6
2004 | 6 | 10 | 17 | 0.0039998 | 0.0012387 | 0.00337 | 0.0039972 | 0 | 0 | 1.1705e-05 | 0.012617 |  | 3974.6798 | 1079.2411 | 2480.2961 | 5733.6061 | 0 | 0 | 0.71322 | 13268.5363 | 3883 | 6
2004 | 6 | 10 | 18 | 0.003084 | 0.0013986 | 0.0033201 | 0.0040259 | 0 | 0 | 1.1705e-05 | 0.01184 |  | 3064.7072 | 1218.586 | 2443.5979 | 5774.8074 | 0 | 0 | 0.71322 | 12502.4117 | 3884 | 6
2004 | 6 | 10 | 19 | 0.0028778 | 0.0013527 | 0.0032919 | 0.0039721 | 4.3962e-05 | 2.0554e-06 | 1.1705e-05 | 0.011552 |  | 2859.789 | 1178.61 | 2422.8209 | 5697.6142 | 13.131 | 1.1498 | 0.71322 | 12173.8282 | 3885 | 6
2004 | 6 | 10 | 20 | 0.0029977 | 0.0012802 | 0.0032696 | 0.0038935 | 0.00017585 | 8.2216e-06 | 1.1705e-05 | 0.011637 |  | 2978.8894 | 1115.4017 | 2406.3974 | 5584.9027 | 52.5241 | 4.5992 | 0.71322 | 12143.4277 | 3886 | 6
2004 | 6 | 10 | 21 | 0.0035628 | 0.0012029 | 0.0031507 | 0.0039881 | 0.00017585 | 8.2216e-06 | 1.1705e-05 | 0.0121 |  | 3540.4584 | 1048.0497 | 2318.8792 | 5720.5354 | 52.5241 | 4.5992 | 0.71322 | 12685.7593 | 3887 | 6
2004 | 6 | 10 | 22 | 0.0033276 | 0.0011442 | 0.0029964 | 0.0039734 | 0.00017585 | 8.2216e-06 | 1.1705e-05 | 0.011637 |  | 3306.7523 | 996.9441 | 2205.2961 | 5699.5085 | 52.5241 | 4.5992 | 0.71322 | 12266.3376 | 3888 | 6
2004 | 6 | 10 | 23 | 0.0023185 | 0.0011956 | 0.0028263 | 0.0037807 | 0.00017585 | 8.2216e-06 | 1.1705e-05 | 0.010317 |  | 2303.931 | 1041.708 | 2080.1334 | 5423.0338 | 52.5241 | 4.5992 | 0.71322 | 10906.6428 | 3889 | 6
2004 | 6 | 10 | 24 | 0.00205 | 0.0011591 | 0.0027376 | 0.0037198 | 0.00017585 | 8.2216e-06 | 1.1705e-05 | 0.0098622 |  | 2037.1011 | 1009.9491 | 2014.8399 | 5335.7061 | 52.5241 | 4.5992 | 0.71322 | 10455.4328 | 3890 | 6
2004 | 6 | 11 | 1 | 0.0016907 | 0.0011436 | 0.0026576 | 0.0037841 | 0.00017585 | 8.2216e-06 | 1.1705e-05 | 0.0094718 |  | 1680.1365 | 996.3879 | 1955.9926 | 5427.8643 | 52.5241 | 4.5992 | 0.71322 | 10118.2178 | 3891 | 6
2004 | 6 | 11 | 2 | 0.0013855 | 0.0011498 | 0.0026073 | 0.0037196 | 0.00017585 | 8.2216e-06 | 1.1705e-05 | 0.009058 |  | 1376.84 | 1001.7885 | 1918.9743 | 5335.4219 | 52.5241 | 4.5992 | 0.71322 | 9690.8613 | 3892 | 6
2004 | 6 | 11 | 3 | 0.0012455 | 0.0011186 | 0.0025667 | 0.0036086 | 0.00017585 | 8.2216e-06 | 1.1705e-05 | 0.0087352 |  | 1237.688 | 974.6702 | 1889.0473 | 5176.2051 | 52.5241 | 4.5992 | 0.71322 | 9335.4472 | 3893 | 6
2004 | 6 | 11 | 4 | 0.0010142 | 0.0011987 | 0.002559 | 0.0037833 | 0.00017585 | 8.2216e-06 | 1.1705e-05 | 0.0087509 |  | 1007.8005 | 1044.4289 | 1883.3802 | 5426.8224 | 52.5241 | 4.5992 | 0.71322 | 9420.2686 | 3894 | 6
2004 | 6 | 11 | 5 | 0.00091165 | 0.0012667 | 0.0025587 | 0.0038142 | 0.00017585 | 8.2216e-06 | 1.1705e-05 | 0.008747 |  | 905.9345 | 1103.6581 | 1883.1866 | 5471.0546 | 52.5241 | 4.5992 | 0.71322 | 9421.6704 | 3895 | 6
2004 | 6 | 11 | 6 | 0.00088896 | 0.0013436 | 0.0028613 | 0.0037226 | 0.00017585 | 8.2216e-06 | 1.1705e-05 | 0.0090123 |  | 883.3861 | 1170.6516 | 2105.9332 | 5339.7788 | 52.5241 | 4.5992 | 0.71322 | 9557.5863 | 3896 | 6
2004 | 6 | 11 | 7 | 0.001293 | 0.0013701 | 0.0033289 | 0.003688 | 0 | 0 | 1.1705e-05 | 0.0096917 |  | 1284.9242 | 1193.7389 | 2450.0236 | 5290.1479 | 0 | 0 | 0.71322 | 10219.5478 | 3897 | 6
2004 | 6 | 11 | 8 | 0.0013394 | 0.0015325 | 0.0036179 | 0.0038375 | 0 | 0 | 1.1705e-05 | 0.010339 |  | 1331.0178 | 1335.27 | 2662.7298 | 5504.5839 | 0 | 0 | 0.71322 | 10834.3147 | 3898 | 6
2004 | 6 | 11 | 9 | 0.0017094 | 0.0015396 | 0.0037337 | 0.0038603 | 0 | 0 | 1.1705e-05 | 0.010855 |  | 1698.7252 | 1341.4794 | 2748.0142 | 5537.1661 | 0 | 0 | 0.71322 | 11326.0981 | 3899 | 6
2004 | 6 | 11 | 10 | 0.001815 | 0.0015564 | 0.003846 | 0.0039819 | 0 | 0 | 1.1705e-05 | 0.011211 |  | 1803.5833 | 1356.0898 | 2830.6078 | 5711.6321 | 0 | 0 | 0.71322 | 11702.6262 | 3900 | 6
2004 | 6 | 11 | 11 | 0.002157 | 0.0014861 | 0.0038435 | 0.00415 | 0 | 0 | 1.1705e-05 | 0.011648 |  | 2143.4945 | 1294.8501 | 2828.8211 | 5952.7779 | 0 | 0 | 0.71322 | 12220.6569 | 3901 | 6
2004 | 6 | 11 | 12 | 0.0026439 | 0.0013113 | 0.0038237 | 0.0041266 | 0 | 0 | 1.1705e-05 | 0.011917 |  | 2627.3408 | 1142.5576 | 2814.1901 | 5919.2486 | 0 | 0 | 0.71322 | 12504.0503 | 3902 | 6
2004 | 6 | 11 | 13 | 0.0030452 | 0.0011453 | 0.003862 | 0.0041195 | 0 | 0 | 1.1705e-05 | 0.012184 |  | 3026.0781 | 997.9136 | 2842.4262 | 5909.0193 | 0 | 0 | 0.71322 | 12776.1504 | 3903 | 6
2004 | 6 | 11 | 14 | 0.0029358 | 0.0011664 | 0.0038113 | 0.0040982 | 0 | 0 | 1.1705e-05 | 0.012023 |  | 2917.3676 | 1016.2836 | 2805.0652 | 5878.5209 | 0 | 0 | 0.71322 | 12617.9504 | 3904 | 6
2004 | 6 | 11 | 15 | 0.0027418 | 0.0012717 | 0.0035796 | 0.0039678 | 0 | 0 | 1.1705e-05 | 0.011573 |  | 2724.6279 | 1108.0345 | 2634.5285 | 5691.363 | 0 | 0 | 0.71322 | 12159.2671 | 3905 | 6
2004 | 6 | 11 | 16 | 0.0039086 | 0.0010274 | 0.0034257 | 0.0040423 | 0 | 0 | 1.1705e-05 | 0.012416 |  | 3884.1165 | 895.1714 | 2521.3142 | 5798.2968 | 0 | 0 | 0.71322 | 13099.6121 | 3906 | 6
2004 | 6 | 11 | 17 | 0.0042163 | 0.00091164 | 0.0033689 | 0.0039081 | 0 | 0 | 1.1705e-05 | 0.012417 |  | 4189.8573 | 794.3113 | 2479.4691 | 5605.8348 | 0 | 0 | 0.71322 | 13070.1858 | 3907 | 6
2004 | 6 | 11 | 18 | 0.0037006 | 0.00095174 | 0.0033179 | 0.0037173 | 0 | 0 | 1.1705e-05 | 0.011699 |  | 3677.3918 | 829.2472 | 2441.9755 | 5332.1069 | 0 | 0 | 0.71322 | 12281.4346 | 3908 | 6
2004 | 6 | 11 | 19 | 0.0029662 | 0.0011335 | 0.0031969 | 0.0037164 | 4.3962e-05 | 2.0554e-06 | 1.1705e-05 | 0.011071 |  | 2947.5577 | 987.6484 | 2352.9089 | 5330.8756 | 13.131 | 1.1498 | 0.71322 | 11633.9845 | 3909 | 6
2004 | 6 | 11 | 20 | 0.0026468 | 0.0011465 | 0.0031121 | 0.0038029 | 0.00017585 | 8.2216e-06 | 1.1705e-05 | 0.010904 |  | 2630.2257 | 998.9481 | 2290.4605 | 5454.8582 | 52.5241 | 4.5992 | 0.71322 | 11432.3291 | 3910 | 6
2004 | 6 | 11 | 21 | 0.0032328 | 0.0010022 | 0.0030462 | 0.0036365 | 0.00017585 | 8.2216e-06 | 1.1705e-05 | 0.011113 |  | 3212.5627 | 873.2052 | 2241.9564 | 5216.175 | 52.5241 | 4.5992 | 0.71322 | 11601.7359 | 3911 | 6
2004 | 6 | 11 | 22 | 0.003332 | 0.0009379 | 0.0028608 | 0.0033648 | 0.00017585 | 8.2216e-06 | 1.1705e-05 | 0.010691 |  | 3311.0822 | 817.1862 | 2105.4957 | 4826.5152 | 52.5241 | 4.5992 | 0.71322 | 11118.116 | 3912 | 6
2004 | 6 | 11 | 23 | 0.0028412 | 0.00092408 | 0.0026593 | 0.0026484 | 0.00017585 | 8.2216e-06 | 1.1705e-05 | 0.0092688 |  | 2823.4243 | 805.149 | 1957.207 | 3798.8515 | 52.5241 | 4.5992 | 0.71322 | 9442.4683 | 3913 | 6
2004 | 6 | 11 | 24 | 0.0021106 | 0.0010674 | 0.0025184 | 0.0024865 | 0.00017585 | 8.2216e-06 | 1.1705e-05 | 0.0083788 |  | 2097.3361 | 930.0613 | 1853.5534 | 3566.7037 | 52.5241 | 4.5992 | 0.71322 | 8505.491 | 3914 | 6
2004 | 6 | 12 | 1 | 0.0014314 | 0.0012309 | 0.0023515 | 0.0024603 | 0.00017585 | 8.2216e-06 | 1.1705e-05 | 0.0076699 |  | 1422.4728 | 1072.4492 | 1730.662 | 3529.1016 | 52.5241 | 4.5992 | 0.71322 | 7812.5221 | 3915 | 6
2004 | 6 | 12 | 2 | 0.0011302 | 0.0013246 | 0.0022695 | 0.0024572 | 0.00017585 | 8.2216e-06 | 1.1705e-05 | 0.0073772 |  | 1123.0673 | 1154.0919 | 1670.3399 | 3524.5552 | 52.5241 | 4.5992 | 0.71322 | 7529.8909 | 3916 | 6
2004 | 6 | 12 | 3 | 0.00094338 | 0.0013459 | 0.0022335 | 0.0024425 | 0.00017585 | 8.2216e-06 | 1.1705e-05 | 0.0071611 |  | 937.4694 | 1172.7163 | 1643.8398 | 3503.5284 | 52.5241 | 4.5992 | 0.71322 | 7315.3905 | 3917 | 6
2004 | 6 | 12 | 4 | 0.00086425 | 0.0013525 | 0.002243 | 0.0024375 | 0.00017585 | 8.2216e-06 | 1.1705e-05 | 0.007093 |  | 858.8333 | 1178.3937 | 1650.8364 | 3496.4247 | 52.5241 | 4.5992 | 0.71322 | 7242.3247 | 3918 | 6
2004 | 6 | 12 | 5 | 0.00064821 | 0.0013975 | 0.0022123 | 0.0024486 | 0.00017585 | 8.2216e-06 | 1.1705e-05 | 0.0069024 |  | 644.1448 | 1217.65 | 1628.2309 | 3512.2422 | 52.5241 | 4.5992 | 0.71322 | 7060.1045 | 3919 | 6
2004 | 6 | 12 | 6 | 0.00073266 | 0.001429 | 0.0021799 | 0.0022074 | 0.00017585 | 8.2216e-06 | 1.1705e-05 | 0.0067448 |  | 728.065 | 1245.1165 | 1604.3724 | 3166.341 | 52.5241 | 4.5992 | 0.71322 | 6801.7315 | 3920 | 6
2004 | 6 | 12 | 7 | 0.00087451 | 0.0015981 | 0.002253 | 0.0021717 | 0 | 0 | 1.1705e-05 | 0.006909 |  | 869.0245 | 1392.4504 | 1658.1601 | 3115.0999 | 0 | 0 | 0.71322 | 7035.4481 | 3921 | 6
2004 | 6 | 12 | 8 | 0.0011729 | 0.0016363 | 0.0023535 | 0.0022721 | 0 | 0 | 1.1705e-05 | 0.0074466 |  | 1165.5311 | 1425.7139 | 1732.1666 | 3259.1622 | 0 | 0 | 0.71322 | 7583.2871 | 3922 | 6
2004 | 6 | 12 | 9 | 0.0014193 | 0.0016886 | 0.002419 | 0.0024056 | 0 | 0 | 1.1705e-05 | 0.0079442 |  | 1410.3745 | 1471.2885 | 1780.4003 | 3450.5824 | 0 | 0 | 0.71322 | 8113.3589 | 3923 | 6
2004 | 6 | 12 | 10 | 0.0017393 | 0.0016564 | 0.0024374 | 0.0027407 | 0 | 0 | 1.1705e-05 | 0.0085855 |  | 1728.3517 | 1443.2038 | 1793.9287 | 3931.2638 | 0 | 0 | 0.71322 | 8897.4613 | 3924 | 6
2004 | 6 | 12 | 11 | 0.0020304 | 0.0015929 | 0.0025534 | 0.0028177 | 0 | 0 | 1.1705e-05 | 0.0090061 |  | 2017.6728 | 1387.8884 | 1879.2751 | 4041.7022 | 0 | 0 | 0.71322 | 9327.2517 | 3925 | 6
2004 | 6 | 12 | 12 | 0.0020707 | 0.0015588 | 0.0025124 | 0.0029132 | 0 | 0 | 1.1705e-05 | 0.0090668 |  | 2057.7566 | 1358.1325 | 1849.0785 | 4178.7556 | 0 | 0 | 0.71322 | 9444.4364 | 3926 | 6
2004 | 6 | 12 | 13 | 0.0022447 | 0.0014764 | 0.0025559 | 0.0028774 | 0 | 0 | 1.1705e-05 | 0.0091661 |  | 2230.6297 | 1286.4049 | 1881.1309 | 4127.325 | 0 | 0 | 0.71322 | 9526.2037 | 3927 | 6
2004 | 6 | 12 | 14 | 0.0021688 | 0.0014403 | 0.0025496 | 0.0027023 | 0 | 0 | 1.1705e-05 | 0.0088727 |  | 2155.1943 | 1254.9316 | 1876.4529 | 3876.2341 | 0 | 0 | 0.71322 | 9163.5261 | 3928 | 6
2004 | 6 | 12 | 15 | 0.0024752 | 0.0013225 | 0.002552 | 0.0027313 | 0 | 0 | 1.1705e-05 | 0.0090927 |  | 2459.7004 | 1152.2975 | 1878.2385 | 3917.7195 | 0 | 0 | 0.71322 | 9408.6691 | 3929 | 6
2004 | 6 | 12 | 16 | 0.0026453 | 0.0012729 | 0.0025573 | 0.0027219 | 0 | 0 | 1.1705e-05 | 0.0092092 |  | 2628.7362 | 1109.0652 | 1882.1651 | 3904.3646 | 0 | 0 | 0.71322 | 9525.0443 | 3930 | 6
2004 | 6 | 12 | 17 | 0.0025392 | 0.00133 | 0.0025357 | 0.002431 | 0 | 0 | 1.1705e-05 | 0.0088476 |  | 2523.2386 | 1158.827 | 1866.2779 | 3487.0479 | 0 | 0 | 0.71322 | 9036.1045 | 3931 | 6
2004 | 6 | 12 | 18 | 0.002978 | 0.0011477 | 0.0024378 | 0.0026151 | 0 | 0 | 1.1705e-05 | 0.0091902 |  | 2959.2814 | 999.954 | 1794.1685 | 3751.1148 | 0 | 0 | 0.71322 | 9505.2319 | 3932 | 6
2004 | 6 | 12 | 19 | 0.0033609 | 0.00099729 | 0.002408 | 0.0024366 | 4.3962e-05 | 2.0554e-06 | 1.1705e-05 | 0.0092604 |  | 3339.8411 | 868.9306 | 1772.2408 | 3495.004 | 13.131 | 1.1498 | 0.71322 | 9491.0105 | 3933 | 6
2004 | 6 | 12 | 20 | 0.0029826 | 0.0011031 | 0.0023557 | 0.0023826 | 0.00017585 | 8.2216e-06 | 1.1705e-05 | 0.0090198 |  | 2963.9028 | 961.154 | 1733.7644 | 3417.6214 | 52.5241 | 4.5992 | 0.71322 | 9134.2791 | 3934 | 6
2004 | 6 | 12 | 21 | 0.002721 | 0.0011789 | 0.0023288 | 0.0025381 | 0.00017585 | 8.2216e-06 | 1.1705e-05 | 0.0089626 |  | 2703.9473 | 1027.1737 | 1714.0081 | 3640.6765 | 52.5241 | 4.5992 | 0.71322 | 9143.6421 | 3935 | 6
2004 | 6 | 12 | 22 | 0.0030045 | 0.0010219 | 0.002292 | 0.002455 | 0.00017585 | 8.2216e-06 | 1.1705e-05 | 0.0089691 |  | 2985.6209 | 890.3405 | 1686.9067 | 3521.4296 | 52.5241 | 4.5992 | 0.71322 | 9142.1344 | 3936 | 6
2004 | 6 | 12 | 23 | 0.0021578 | 0.0011972 | 0.0021812 | 0.002305 | 0.00017585 | 8.2216e-06 | 1.1705e-05 | 0.008037 |  | 2144.2647 | 1043.12 | 1605.3617 | 3306.3306 | 52.5241 | 4.5992 | 0.71322 | 8156.9136 | 3937 | 6
2004 | 6 | 12 | 24 | 0.001759 | 0.0012183 | 0.0020803 | 0.0023495 | 0.00017585 | 8.2216e-06 | 1.1705e-05 | 0.0076028 |  | 1747.9628 | 1061.4993 | 1531.0824 | 3370.0742 | 52.5241 | 4.5992 | 0.71322 | 7768.4552 | 3938 | 6
2004 | 6 | 13 | 1 | 0.0013951 | 0.0012538 | 0.0021088 | 0.0023494 | 0.00017585 | 8.2216e-06 | 1.1705e-05 | 0.0073029 |  | 1386.3718 | 1092.4488 | 1552.0931 | 3369.9794 | 52.5241 | 4.5992 | 0.71322 | 7458.7297 | 3939 | 6
2004 | 6 | 13 | 2 | 0.0011657 | 0.0012748 | 0.0021348 | 0.0024115 | 0.00017585 | 8.2216e-06 | 1.1705e-05 | 0.0071827 |  | 1158.3925 | 1110.7582 | 1571.2207 | 3459.1068 | 52.5241 | 4.5992 | 0.71322 | 7357.3147 | 3940 | 6
2004 | 6 | 13 | 3 | 0.00084508 | 0.0013946 | 0.0020904 | 0.0021192 | 0.00017585 | 8.2216e-06 | 1.1705e-05 | 0.006645 |  | 839.7796 | 1215.0855 | 1538.512 | 3039.801 | 52.5241 | 4.5992 | 0.71322 | 6691.0147 | 3941 | 6
2004 | 6 | 13 | 4 | 0.00072327 | 0.0013836 | 0.0021136 | 0.0020546 | 0.00017585 | 8.2216e-06 | 1.1705e-05 | 0.0064708 |  | 718.738 | 1205.5074 | 1555.625 | 2947.0745 | 52.5241 | 4.5992 | 0.71322 | 6484.7815 | 3942 | 6
2004 | 6 | 13 | 5 | 0.00065996 | 0.0013993 | 0.00212 | 0.0023109 | 0.00017585 | 8.2216e-06 | 1.1705e-05 | 0.0066859 |  | 655.8231 | 1219.2114 | 1560.2867 | 3314.7603 | 52.5241 | 4.5992 | 0.71322 | 6807.918 | 3943 | 6
2004 | 6 | 13 | 6 | 0.00060654 | 0.0013656 | 0.0021108 | 0.0024073 | 0.00017585 | 8.2216e-06 | 1.1705e-05 | 0.006686 |  | 602.7385 | 1189.8217 | 1553.5446 | 3453.045 | 52.5241 | 4.5992 | 0.71322 | 6856.9863 | 3944 | 6
2004 | 6 | 13 | 7 | 0.00099844 | 0.0014516 | 0.0021532 | 0.0021403 | 0 | 0 | 1.1705e-05 | 0.0067553 |  | 992.1811 | 1264.7961 | 1584.7548 | 3070.0153 | 0 | 0 | 0.71322 | 6912.4606 | 3945 | 6
2004 | 6 | 13 | 8 | 0.0011718 | 0.0014837 | 0.0023024 | 0.0024215 | 0 | 0 | 1.1705e-05 | 0.0073911 |  | 1164.4583 | 1292.7746 | 1694.5449 | 3473.4088 | 0 | 0 | 0.71322 | 7625.8998 | 3946 | 6
2004 | 6 | 13 | 9 | 0.0016507 | 0.001467 | 0.0023612 | 0.0025005 | 0 | 0 | 1.1705e-05 | 0.0079911 |  | 1640.3047 | 1278.2076 | 1737.8024 | 3586.7833 | 0 | 0 | 0.71322 | 8243.8113 | 3947 | 6
2004 | 6 | 13 | 10 | 0.0019111 | 0.0014535 | 0.0024262 | 0.0025363 | 0 | 0 | 1.1705e-05 | 0.0083388 |  | 1899.0984 | 1266.402 | 1785.666 | 3638.1192 | 0 | 0 | 0.71322 | 8589.9987 | 3948 | 6
2004 | 6 | 13 | 11 | 0.0020228 | 0.0015107 | 0.002505 | 0.0024328 | 0 | 0 | 1.1705e-05 | 0.008483 |  | 2010.1331 | 1316.3056 | 1843.64 | 3489.6052 | 0 | 0 | 0.71322 | 8660.3971 | 3949 | 6
2004 | 6 | 13 | 12 | 0.0024121 | 0.001427 | 0.0025033 | 0.0020427 | 0 | 0 | 1.1705e-05 | 0.0083968 |  | 2396.9498 | 1243.348 | 1842.4235 | 2930.0257 | 0 | 0 | 0.71322 | 8413.4602 | 3950 | 6
2004 | 6 | 13 | 13 | 0.0022272 | 0.001424 | 0.0025086 | 0.0025088 | 0 | 0 | 1.1705e-05 | 0.0086803 |  | 2213.273 | 1240.7247 | 1846.3144 | 3598.6228 | 0 | 0 | 0.71322 | 8899.6482 | 3951 | 6
2004 | 6 | 13 | 14 | 0.002372 | 0.0013207 | 0.0025165 | 0.0026067 | 0 | 0 | 1.1705e-05 | 0.0088276 |  | 2357.142 | 1150.7038 | 1852.146 | 3739.086 | 0 | 0 | 0.71322 | 9099.791 | 3952 | 6
2004 | 6 | 13 | 15 | 0.0024776 | 0.0013493 | 0.0025239 | 0.0025965 | 0 | 0 | 1.1705e-05 | 0.008959 |  | 2462.0814 | 1175.6139 | 1857.5519 | 3724.4998 | 0 | 0 | 0.71322 | 9220.4602 | 3953 | 6
2004 | 6 | 13 | 16 | 0.0029743 | 0.0012955 | 0.002516 | 0.0022809 | 0 | 0 | 1.1705e-05 | 0.0090785 |  | 2955.6951 | 1128.7271 | 1851.7796 | 3271.7594 | 0 | 0 | 0.71322 | 9208.6744 | 3954 | 6
2004 | 6 | 13 | 17 | 0.0033785 | 0.0012064 | 0.0024469 | 0.0024772 | 0 | 0 | 1.1705e-05 | 0.0095208 |  | 3357.3358 | 1051.1288 | 1800.915 | 3553.3488 | 0 | 0 | 0.71322 | 9763.4415 | 3955 | 6
2004 | 6 | 13 | 18 | 0.0031876 | 0.0012081 | 0.0023874 | 0.0024764 | 0 | 0 | 1.1705e-05 | 0.0092712 |  | 3167.6208 | 1052.5748 | 1757.1258 | 3552.2122 | 0 | 0 | 0.71322 | 9530.2468 | 3956 | 6
2004 | 6 | 13 | 19 | 0.0027912 | 0.0012019 | 0.0023445 | 0.002332 | 4.3962e-05 | 2.0554e-06 | 1.1705e-05 | 0.0087273 |  | 2773.7179 | 1047.2518 | 1725.5 | 3344.9745 | 13.131 | 1.1498 | 0.71322 | 8906.4383 | 3957 | 6
2004 | 6 | 13 | 20 | 0.0030405 | 0.0011497 | 0.0023529 | 0.002563 | 0.00017585 | 8.2216e-06 | 1.1705e-05 | 0.0093018 |  | 3021.4139 | 1001.6919 | 1731.7277 | 3676.3843 | 52.5241 | 4.5992 | 0.71322 | 9489.0544 | 3958 | 6
2004 | 6 | 13 | 21 | 0.0034007 | 0.0011564 | 0.0023422 | 0.0026046 | 0.00017585 | 8.2216e-06 | 1.1705e-05 | 0.0096996 |  | 3379.3863 | 1007.526 | 1723.8137 | 3736.0551 | 52.5241 | 4.5992 | 0.71322 | 9904.6177 | 3959 | 6
2004 | 6 | 13 | 22 | 0.003585 | 0.00096549 | 0.0022589 | 0.0029502 | 0.00017585 | 8.2216e-06 | 1.1705e-05 | 0.0099553 |  | 3562.5097 | 841.2228 | 1662.5207 | 4231.7963 | 52.5241 | 4.5992 | 0.71322 | 10355.8861 | 3960 | 6
2004 | 6 | 13 | 23 | 0.002391 | 0.0011553 | 0.0020647 | 0.002982 | 0.00017585 | 8.2216e-06 | 1.1705e-05 | 0.0087888 |  | 2376.0179 | 1006.6071 | 1519.6264 | 4277.3545 | 52.5241 | 4.5992 | 0.71322 | 9237.4425 | 3961 | 6
2004 | 6 | 13 | 24 | 0.001745 | 0.0011565 | 0.0023374 | 0.0033594 | 0.00017585 | 8.2216e-06 | 1.1705e-05 | 0.0087942 |  | 1734.0942 | 1007.6617 | 1720.3335 | 4818.7486 | 52.5241 | 4.5992 | 0.71322 | 9338.6746 | 3962 | 6
2004 | 6 | 14 | 1 | 0.0016513 | 0.0011463 | 0.002469 | 0.0036845 | 0.00017585 | 8.2216e-06 | 1.1705e-05 | 0.0091469 |  | 1640.9436 | 998.7375 | 1817.1948 | 5285.128 | 52.5241 | 4.5992 | 0.71322 | 9799.8404 | 3963 | 6
2004 | 6 | 14 | 2 | 0.0014196 | 0.0011616 | 0.0025448 | 0.0037376 | 0.00017585 | 8.2216e-06 | 1.1705e-05 | 0.0090593 |  | 1410.6814 | 1012.0619 | 1872.9525 | 5361.2793 | 52.5241 | 4.5992 | 0.71322 | 9714.8116 | 3964 | 6
2004 | 6 | 14 | 3 | 0.0010287 | 0.0012446 | 0.002393 | 0.0037219 | 0.00017585 | 8.2216e-06 | 1.1705e-05 | 0.008584 |  | 1022.2827 | 1084.3837 | 1761.2533 | 5338.6423 | 52.5241 | 4.5992 | 0.71322 | 9264.3985 | 3965 | 6
2004 | 6 | 14 | 4 | 0.00094332 | 0.0012533 | 0.0024449 | 0.003944 | 0.00017585 | 8.2216e-06 | 1.1705e-05 | 0.0087814 |  | 937.4018 | 1092.026 | 1799.4208 | 5657.3601 | 52.5241 | 4.5992 | 0.71322 | 9544.0453 | 3966 | 6
2004 | 6 | 14 | 5 | 0.00078858 | 0.0013645 | 0.0025002 | 0.0038649 | 0.00017585 | 8.2216e-06 | 1.1705e-05 | 0.008714 |  | 783.6408 | 1188.8601 | 1840.1519 | 5543.8909 | 52.5241 | 4.5992 | 0.71322 | 9414.3802 | 3967 | 6
2004 | 6 | 14 | 6 | 0.000949 | 0.0013516 | 0.0027495 | 0.0038944 | 0.00017585 | 8.2216e-06 | 1.1705e-05 | 0.0091402 |  | 943.0472 | 1177.6478 | 2023.5977 | 5586.134 | 52.5241 | 4.5992 | 0.71322 | 9788.2632 | 3968 | 6
2004 | 6 | 14 | 7 | 0.0013016 | 0.0014837 | 0.0031776 | 0.0036003 | 0 | 0 | 1.1705e-05 | 0.0095749 |  | 1293.4044 | 1292.7194 | 2338.7083 | 5164.2709 | 0 | 0 | 0.71322 | 10089.8163 | 3969 | 6
2004 | 6 | 14 | 8 | 0.0014553 | 0.0016243 | 0.0034404 | 0.0038051 | 0 | 0 | 1.1705e-05 | 0.010337 |  | 1446.1386 | 1415.2782 | 2532.0931 | 5458.0786 | 0 | 0 | 0.71322 | 10852.3017 | 3970 | 6
2004 | 6 | 14 | 9 | 0.0019903 | 0.0015949 | 0.0035435 | 0.0040793 | 0 | 0 | 1.1705e-05 | 0.01122 |  | 1977.8625 | 1389.6246 | 2608.0014 | 5851.3376 | 0 | 0 | 0.71322 | 11827.5393 | 3971 | 6
2004 | 6 | 14 | 10 | 0.0022664 | 0.0015176 | 0.0036305 | 0.0042663 | 0 | 0 | 1.1705e-05 | 0.011692 |  | 2252.1929 | 1322.2501 | 2671.9881 | 6119.572 | 0 | 0 | 0.71322 | 12366.7164 | 3972 | 6
2004 | 6 | 14 | 11 | 0.002707 | 0.0014982 | 0.0037101 | 0.0041926 | 0 | 0 | 1.1705e-05 | 0.01212 |  | 2690.0388 | 1305.3393 | 2730.6251 | 6013.8694 | 0 | 0 | 0.71322 | 12740.5858 | 3973 | 6
2004 | 6 | 14 | 12 | 0.0032995 | 0.0013271 | 0.00371 | 0.0043054 | 0 | 0 | 1.1705e-05 | 0.012654 |  | 3278.8377 | 1156.3072 | 2730.5164 | 6175.6436 | 0 | 0 | 0.71322 | 13342.0182 | 3974 | 6
2004 | 6 | 14 | 13 | 0.0035488 | 0.0011896 | 0.0039155 | 0.0043132 | 0 | 0 | 1.1705e-05 | 0.012979 |  | 3526.5625 | 1036.4721 | 2881.7781 | 6186.9148 | 0 | 0 | 0.71322 | 13632.4407 | 3975 | 6
2004 | 6 | 14 | 14 | 0.0028493 | 0.0014036 | 0.0038342 | 0.0037268 | 0 | 0 | 1.1705e-05 | 0.011826 |  | 2831.4142 | 1222.9239 | 2821.9659 | 5345.7459 | 0 | 0 | 0.71322 | 12222.7632 | 3976 | 6
2004 | 6 | 14 | 15 | 0.0034933 | 0.0012291 | 0.0037612 | 0.0038171 | 0 | 0 | 1.1705e-05 | 0.012312 |  | 3471.3634 | 1070.9347 | 2768.2376 | 5475.2221 | 0 | 0 | 0.71322 | 12786.471 | 3977 | 6
2004 | 6 | 14 | 16 | 0.0038711 | 0.0011625 | 0.0034939 | 0.0043966 | 0 | 0 | 1.1705e-05 | 0.012936 |  | 3846.857 | 1012.9021 | 2571.5215 | 6306.5405 | 0 | 0 | 0.71322 | 13738.5343 | 3978 | 6
2004 | 6 | 14 | 17 | 0.004225 | 0.0010586 | 0.0033171 | 0.0042208 | 0 | 0 | 1.1705e-05 | 0.012833 |  | 4198.4969 | 922.3822 | 2441.3746 | 6054.4077 | 0 | 0 | 0.71322 | 13617.3746 | 3979 | 6
2004 | 6 | 14 | 18 | 0.0032567 | 0.0012534 | 0.0033192 | 0.0041672 | 0 | 0 | 1.1705e-05 | 0.012008 |  | 3236.3271 | 1092.048 | 2442.9364 | 5977.4987 | 0 | 0 | 0.71322 | 12749.5234 | 3980 | 6
2004 | 6 | 14 | 19 | 0.0027957 | 0.0012714 | 0.003298 | 0.0043802 | 4.3962e-05 | 2.0554e-06 | 1.1705e-05 | 0.011803 |  | 2778.2007 | 1107.7839 | 2427.2929 | 6283.0511 | 13.131 | 1.1498 | 0.71322 | 12611.3226 | 3981 | 6
2004 | 6 | 14 | 20 | 0.0030943 | 0.0011762 | 0.0032514 | 0.0043263 | 0.00017585 | 8.2216e-06 | 1.1705e-05 | 0.012044 |  | 3074.8926 | 1024.803 | 2392.9895 | 6205.6684 | 52.5241 | 4.5992 | 0.71322 | 12756.1901 | 3982 | 6
2004 | 6 | 14 | 21 | 0.0033246 | 0.001213 | 0.003171 | 0.0044619 | 0.00017585 | 8.2216e-06 | 1.1705e-05 | 0.012366 |  | 3303.7689 | 1056.9178 | 2333.8105 | 6400.1195 | 52.5241 | 4.5992 | 0.71322 | 13152.4533 | 3983 | 6
2004 | 6 | 14 | 22 | 0.0031497 | 0.001097 | 0.0031331 | 0.004341 | 0.00017585 | 8.2216e-06 | 1.1705e-05 | 0.011917 |  | 3129.9589 | 955.7858 | 2305.9401 | 6226.79 | 52.5241 | 4.5992 | 0.71322 | 12676.3114 | 3984 | 6
2004 | 6 | 14 | 23 | 0.0024761 | 0.0012045 | 0.002976 | 0.0041564 | 0.00017585 | 8.2216e-06 | 1.1705e-05 | 0.011009 |  | 2460.6112 | 1049.4467 | 2190.3016 | 5961.9653 | 52.5241 | 4.5992 | 0.71322 | 11720.1614 | 3985 | 6
2004 | 6 | 14 | 24 | 0.0021938 | 0.0010836 | 0.0029183 | 0.00421 | 0.00017585 | 8.2216e-06 | 1.1705e-05 | 0.010601 |  | 2180.0306 | 944.1214 | 2147.8126 | 6038.8744 | 52.5241 | 4.5992 | 0.71322 | 11368.6756 | 3986 | 6
2004 | 6 | 15 | 1 | 0.0013755 | 0.0011554 | 0.0027717 | 0.0040832 | 0.00017585 | 8.2216e-06 | 1.1705e-05 | 0.0095816 |  | 1366.8434 | 1006.7297 | 2039.9528 | 5856.9258 | 52.5241 | 4.5992 | 0.71322 | 10328.2882 | 3987 | 6
2004 | 6 | 15 | 2 | 0.0011461 | 0.0012017 | 0.0027126 | 0.003745 | 0.00017585 | 8.2216e-06 | 1.1705e-05 | 0.0090012 |  | 1138.9458 | 1047.0373 | 1996.4644 | 5371.7927 | 52.5241 | 4.5992 | 0.71322 | 9612.0768 | 3988 | 6
2004 | 6 | 15 | 3 | 0.00096843 | 0.0012203 | 0.0026675 | 0.0040799 | 0.00017585 | 8.2216e-06 | 1.1705e-05 | 0.0091319 |  | 962.3543 | 1063.2072 | 1963.2766 | 5852.2847 | 52.5241 | 4.5992 | 0.71322 | 9898.9593 | 3989 | 6
2004 | 6 | 15 | 4 | 0.00085578 | 0.0012602 | 0.0026819 | 0.0041338 | 0.00017585 | 8.2216e-06 | 1.1705e-05 | 0.0091275 |  | 850.4172 | 1097.9665 | 1973.8836 | 5929.5726 | 52.5241 | 4.5992 | 0.71322 | 9909.6765 | 3990 | 6
2004 | 6 | 15 | 5 | 0.00081026 | 0.0013562 | 0.0026383 | 0.0041769 | 0.00017585 | 8.2216e-06 | 1.1705e-05 | 0.0091774 |  | 805.1755 | 1181.6909 | 1941.7503 | 5991.3271 | 52.5241 | 4.5992 | 0.71322 | 9977.7803 | 3991 | 6
2004 | 6 | 15 | 6 | 0.0008088 | 0.001411 | 0.0028511 | 0.0041833 | 0.00017585 | 8.2216e-06 | 1.1705e-05 | 0.00945 |  | 803.7305 | 1229.4221 | 2098.3658 | 6000.5146 | 52.5241 | 4.5992 | 0.71322 | 10189.8696 | 3992 | 6
2004 | 6 | 15 | 7 | 0.0010442 | 0.0015996 | 0.0032343 | 0.004216 | 0 | 0 | 1.1705e-05 | 0.010106 |  | 1037.6755 | 1393.7509 | 2380.4591 | 6047.4935 | 0 | 0 | 0.71322 | 10860.0922 | 3993 | 6
2004 | 6 | 15 | 8 | 0.0012444 | 0.0016881 | 0.0034657 | 0.0043208 | 0 | 0 | 1.1705e-05 | 0.010731 |  | 1236.6446 | 1470.8703 | 2550.7052 | 6197.8071 | 0 | 0 | 0.71322 | 11456.7404 | 3994 | 6
2004 | 6 | 15 | 9 | 0.0014355 | 0.0017378 | 0.0035849 | 0.0043641 | 0 | 0 | 1.1705e-05 | 0.011134 |  | 1426.4737 | 1514.1532 | 2638.4335 | 6259.9405 | 0 | 0 | 0.71322 | 11839.7141 | 3995 | 6
2004 | 6 | 15 | 10 | 0.0016233 | 0.0017207 | 0.003716 | 0.0039898 | 0 | 0 | 1.1705e-05 | 0.011062 |  | 1613.1318 | 1499.2776 | 2734.9713 | 5722.998 | 0 | 0 | 0.71322 | 11571.0919 | 3996 | 6
2004 | 6 | 15 | 11 | 0.0019763 | 0.0016901 | 0.0036846 | 0.004333 | 0 | 0 | 1.1705e-05 | 0.011696 |  | 1963.8623 | 1472.5503 | 2711.8368 | 6215.2347 | 0 | 0 | 0.71322 | 12364.1974 | 3997 | 6
2004 | 6 | 15 | 12 | 0.0025725 | 0.0014832 | 0.0037061 | 0.0042575 | 0 | 0 | 1.1705e-05 | 0.012031 |  | 2556.4123 | 1292.3443 | 2727.6591 | 6106.9748 | 0 | 0 | 0.71322 | 12684.1038 | 3998 | 6
2004 | 6 | 15 | 13 | 0.0024679 | 0.0014866 | 0.0038356 | 0.004361 | 0 | 0 | 1.1705e-05 | 0.012163 |  | 2452.3935 | 1295.2483 | 2823.0039 | 6255.4888 | 0 | 0 | 0.71322 | 12826.8477 | 3999 | 6
2004 | 6 | 15 | 14 | 0.0022781 | 0.0015207 | 0.0037066 | 0.0042905 | 0 | 0 | 1.1705e-05 | 0.011808 |  | 2263.8436 | 1324.9635 | 2727.9964 | 6154.3326 | 0 | 0 | 0.71322 | 12471.8494 | 4000 | 6
2004 | 6 | 15 | 15 | 0.0026321 | 0.0014026 | 0.0036624 | 0.0043199 | 0 | 0 | 1.1705e-05 | 0.012029 |  | 2615.619 | 1222.0359 | 2695.5017 | 6196.481 | 0 | 0 | 0.71322 | 12730.3509 | 4001 | 6
2004 | 6 | 15 | 16 | 0.0034222 | 0.0012158 | 0.0034547 | 0.0042511 | 0 | 0 | 1.1705e-05 | 0.012356 |  | 3400.7022 | 1059.3357 | 2542.6715 | 6097.7874 | 0 | 0 | 0.71322 | 13101.2101 | 4002 | 6
2004 | 6 | 15 | 17 | 0.0032552 | 0.0012387 | 0.0033781 | 0.0043641 | 0 | 0 | 1.1705e-05 | 0.012248 |  | 3234.8401 | 1079.2411 | 2486.2503 | 6259.9405 | 0 | 0 | 0.71322 | 13060.9852 | 4003 | 6
2004 | 6 | 15 | 18 | 0.0024136 | 0.0013986 | 0.0032611 | 0.0043427 | 0 | 0 | 1.1705e-05 | 0.011428 |  | 2398.4293 | 1218.586 | 2400.1632 | 6229.2526 | 0 | 0 | 0.71322 | 12247.1443 | 4004 | 6
2004 | 6 | 15 | 19 | 0.002251 | 0.0013527 | 0.0032195 | 0.0041989 | 4.3962e-05 | 2.0554e-06 | 1.1705e-05 | 0.01108 |  | 2236.9013 | 1178.61 | 2369.5289 | 6022.9621 | 13.131 | 1.1498 | 0.71322 | 11822.9965 | 4005 | 6
2004 | 6 | 15 | 20 | 0.0024916 | 0.0012802 | 0.0032179 | 0.0040715 | 0.00017585 | 8.2216e-06 | 1.1705e-05 | 0.011257 |  | 2475.9828 | 1115.4017 | 2368.372 | 5840.1611 | 52.5241 | 4.5992 | 0.71322 | 11857.7542 | 4006 | 6
2004 | 6 | 15 | 21 | 0.0031169 | 0.0012029 | 0.0031994 | 0.004331 | 0.00017585 | 8.2216e-06 | 1.1705e-05 | 0.012046 |  | 3097.3554 | 1048.0497 | 2354.7567 | 6212.3932 | 52.5241 | 4.5992 | 0.71322 | 12770.3917 | 4007 | 6
2004 | 6 | 15 | 22 | 0.0028784 | 0.0011442 | 0.0030641 | 0.0042831 | 0.00017585 | 8.2216e-06 | 1.1705e-05 | 0.011566 |  | 2860.3093 | 996.9441 | 2255.1925 | 6143.7245 | 52.5241 | 4.5992 | 0.71322 | 12314.0069 | 4008 | 6
2004 | 6 | 15 | 23 | 0.0019368 | 0.0011956 | 0.0029562 | 0.004255 | 0.00017585 | 8.2216e-06 | 1.1705e-05 | 0.010539 |  | 1924.6448 | 1041.708 | 2175.7322 | 6103.3756 | 52.5241 | 4.5992 | 0.71322 | 11303.2973 | 4009 | 6
2004 | 6 | 15 | 24 | 0.0016757 | 0.0011591 | 0.0028212 | 0.0043414 | 0.00017585 | 8.2216e-06 | 1.1705e-05 | 0.010193 |  | 1665.1705 | 1009.9491 | 2076.3809 | 6227.2636 | 52.5241 | 4.5992 | 0.71322 | 11036.6007 | 4010 | 6
2004 | 6 | 16 | 1 | 0.0015717 | 0.0011554 | 0.0027343 | 0.0042566 | 0.00017585 | 8.2216e-06 | 1.1705e-05 | 0.0099139 |  | 1561.8855 | 1006.7297 | 2012.4427 | 6105.6488 | 52.5241 | 4.5992 | 0.71322 | 10744.5434 | 4011 | 6
2004 | 6 | 16 | 2 | 0.0012963 | 0.0012017 | 0.0027213 | 0.0041755 | 0.00017585 | 8.2216e-06 | 1.1705e-05 | 0.0095906 |  | 1288.1928 | 1047.0373 | 2002.891 | 5989.3381 | 52.5241 | 4.5992 | 0.71322 | 10385.2958 | 4012 | 6
2004 | 6 | 16 | 3 | 0.0011062 | 0.0012203 | 0.0026345 | 0.0039608 | 0.00017585 | 8.2216e-06 | 1.1705e-05 | 0.0091175 |  | 1099.2818 | 1063.2072 | 1938.9687 | 5681.3231 | 52.5241 | 4.5992 | 0.71322 | 9840.6174 | 4013 | 6
2004 | 6 | 16 | 4 | 0.00099069 | 0.0012602 | 0.002666 | 0.0041023 | 0.00017585 | 8.2216e-06 | 1.1705e-05 | 0.0092149 |  | 984.4817 | 1097.9665 | 1962.1359 | 5884.3933 | 52.5241 | 4.5992 | 0.71322 | 9986.8139 | 4014 | 6
2004 | 6 | 16 | 5 | 0.00094581 | 0.0013562 | 0.0025953 | 0.0040852 | 0.00017585 | 8.2216e-06 | 1.1705e-05 | 0.0091783 |  | 939.8839 | 1181.6909 | 1910.1236 | 5859.7672 | 52.5241 | 4.5992 | 0.71322 | 9949.3022 | 4015 | 6
2004 | 6 | 16 | 6 | 0.00096471 | 0.001411 | 0.0028847 | 0.003848 | 0.00017585 | 8.2216e-06 | 1.1705e-05 | 0.0093042 |  | 958.6666 | 1229.4221 | 2123.0906 | 5519.549 | 52.5241 | 4.5992 | 0.71322 | 9888.5648 | 4016 | 6
2004 | 6 | 16 | 7 | 0.0011899 | 0.0015996 | 0.0032821 | 0.0037932 | 0 | 0 | 1.1705e-05 | 0.0098765 |  | 1182.4383 | 1393.7509 | 2415.5969 | 5440.9351 | 0 | 0 | 0.71322 | 10433.4344 | 4017 | 6
2004 | 6 | 16 | 8 | 0.0014504 | 0.0016881 | 0.0034509 | 0.0043536 | 0 | 0 | 1.1705e-05 | 0.010955 |  | 1441.2977 | 1470.8703 | 2539.8486 | 6244.786 | 0 | 0 | 0.71322 | 11697.5158 | 4018 | 6
2004 | 6 | 16 | 9 | 0.0016306 | 0.0017378 | 0.0034784 | 0.0040823 | 0 | 0 | 1.1705e-05 | 0.010941 |  | 1620.3923 | 1514.1532 | 2560.1105 | 5855.6895 | 0 | 0 | 0.71322 | 11551.0587 | 4019 | 6
2004 | 6 | 16 | 10 | 0.0018462 | 0.0017207 | 0.003604 | 0.0041838 | 0 | 0 | 1.1705e-05 | 0.011366 |  | 1834.6171 | 1499.2776 | 2652.5424 | 6001.2487 | 0 | 0 | 0.71322 | 11988.399 | 4020 | 6
2004 | 6 | 16 | 11 | 0.0022274 | 0.0016901 | 0.0036235 | 0.0039134 | 0 | 0 | 1.1705e-05 | 0.011466 |  | 2213.4584 | 1472.5503 | 2666.8342 | 5613.4532 | 0 | 0 | 0.71322 | 11967.0094 | 4021 | 6
2004 | 6 | 16 | 12 | 0.0028472 | 0.0014832 | 0.0036646 | 0.0043763 | 0 | 0 | 1.1705e-05 | 0.012383 |  | 2829.3811 | 1292.3443 | 2697.0855 | 6277.3348 | 0 | 0 | 0.71322 | 13096.8588 | 4022 | 6
2004 | 6 | 16 | 13 | 0.0028067 | 0.0014866 | 0.0037515 | 0.0044074 | 0 | 0 | 1.1705e-05 | 0.012464 |  | 2789.1296 | 1295.2483 | 2761.0948 | 6322.0155 | 0 | 0 | 0.71322 | 13168.2014 | 4023 | 6
2004 | 6 | 16 | 14 | 0.002615 | 0.0015207 | 0.003723 | 0.0041726 | 0 | 0 | 1.1705e-05 | 0.012043 |  | 2598.5935 | 1324.9635 | 2740.072 | 5985.2587 | 0 | 0 | 0.71322 | 12649.601 | 4024 | 6
2004 | 6 | 16 | 15 | 0.0030157 | 0.0014026 | 0.0035494 | 0.0035769 | 0 | 0 | 1.1705e-05 | 0.011556 |  | 2996.7624 | 1222.0359 | 2612.3652 | 5130.7357 | 0 | 0 | 0.71322 | 11962.6124 | 4025 | 6
2004 | 6 | 16 | 16 | 0.0038461 | 0.0012158 | 0.0034449 | 0.0036146 | 0 | 0 | 1.1705e-05 | 0.012133 |  | 3821.9646 | 1059.3357 | 2535.3879 | 5184.8344 | 0 | 0 | 0.71322 | 12602.2357 | 4026 | 6
2004 | 6 | 16 | 17 | 0.0036909 | 0.0012387 | 0.0033539 | 0.0040688 | 0 | 0 | 1.1705e-05 | 0.012364 |  | 3667.7796 | 1079.2411 | 2468.4148 | 5836.3207 | 0 | 0 | 0.71322 | 13052.4694 | 4027 | 6
2004 | 6 | 16 | 18 | 0.0028526 | 0.0013986 | 0.0034 | 0.0042723 | 0 | 0 | 1.1705e-05 | 0.011935 |  | 2834.722 | 1218.586 | 2502.3925 | 6128.2193 | 0 | 0 | 0.71322 | 12684.633 | 4028 | 6
2004 | 6 | 16 | 19 | 0.0026522 | 0.0013527 | 0.0033374 | 0.0043642 | 4.3962e-05 | 2.0554e-06 | 1.1705e-05 | 0.011764 |  | 2635.58 | 1178.61 | 2456.3364 | 6260.0824 | 13.131 | 1.1498 | 0.71322 | 12545.6028 | 4029 | 6
2004 | 6 | 16 | 20 | 0.002861 | 0.0012802 | 0.0033635 | 0.0043281 | 0.00017585 | 8.2216e-06 | 1.1705e-05 | 0.012028 |  | 2843.0217 | 1115.4017 | 2475.4955 | 6208.2553 | 52.5241 | 4.5992 | 0.71322 | 12700.0108 | 4030 | 6
2004 | 6 | 16 | 21 | 0.0034626 | 0.0012029 | 0.00328 | 0.00443 | 0.00017585 | 8.2216e-06 | 1.1705e-05 | 0.012571 |  | 3440.909 | 1048.0497 | 2414.0855 | 6354.3895 | 52.5241 | 4.5992 | 0.71322 | 13315.2704 | 4031 | 6
2004 | 6 | 16 | 22 | 0.0031882 | 0.0011442 | 0.0031363 | 0.0044606 | 0.00017585 | 8.2216e-06 | 1.1705e-05 | 0.012125 |  | 3168.2244 | 996.9441 | 2308.3044 | 6398.3301 | 52.5241 | 4.5992 | 0.71322 | 12929.6395 | 4032 | 6
2004 | 6 | 16 | 23 | 0.0022144 | 0.0011956 | 0.0030634 | 0.0044618 | 0.00017585 | 8.2216e-06 | 1.1705e-05 | 0.011131 |  | 2200.5448 | 1041.708 | 2254.6596 | 6399.9803 | 52.5241 | 4.5992 | 0.71322 | 11954.7292 | 4033 | 6
2004 | 6 | 16 | 24 | 0.0019091 | 0.0011591 | 0.0028927 | 0.0043462 | 0.00017585 | 8.2216e-06 | 1.1705e-05 | 0.010503 |  | 1897.0868 | 1009.9491 | 2129.022 | 6234.2801 | 52.5241 | 4.5992 | 0.71322 | 11328.1746 | 4034 | 6
2004 | 6 | 17 | 1 | 0.0016138 | 0.0011554 | 0.0027698 | 0.0042192 | 0.00017585 | 8.2216e-06 | 1.1705e-05 | 0.0099541 |  | 1603.7308 | 1006.7297 | 2038.5718 | 6051.9985 | 52.5241 | 4.5992 | 0.71322 | 10758.8674 | 4035 | 6
2004 | 6 | 17 | 2 | 0.001334 | 0.0012017 | 0.002741 | 0.0041454 | 0.00017585 | 8.2216e-06 | 1.1705e-05 | 0.0096179 |  | 1325.5937 | 1047.0373 | 2017.3446 | 5946.2341 | 52.5241 | 4.5992 | 0.71322 | 10394.0462 | 4036 | 6
2004 | 6 | 17 | 3 | 0.0011415 | 0.0012203 | 0.002681 | 0.0041188 | 0.00017585 | 8.2216e-06 | 1.1705e-05 | 0.0093573 |  | 1134.332 | 1063.2072 | 1973.1714 | 5908.0575 | 52.5241 | 4.5992 | 0.71322 | 10136.6046 | 4037 | 6
2004 | 6 | 17 | 4 | 0.0010262 | 0.0012602 | 0.0026662 | 0.0042384 | 0.00017585 | 8.2216e-06 | 1.1705e-05 | 0.0093868 |  | 1019.8038 | 1097.9665 | 1962.3333 | 6079.5224 | 52.5241 | 4.5992 | 0.71322 | 10217.4625 | 4038 | 6
2004 | 6 | 17 | 5 | 0.00098191 | 0.0013562 | 0.002697 | 0.0037637 | 0.00017585 | 8.2216e-06 | 1.1705e-05 | 0.0089945 |  | 975.7544 | 1181.6909 | 1984.9422 | 5398.6031 | 52.5241 | 4.5992 | 0.71322 | 9598.8272 | 4039 | 6
2004 | 6 | 17 | 6 | 0.001006 | 0.001411 | 0.0029485 | 0.0036657 | 0.00017585 | 8.2216e-06 | 1.1705e-05 | 0.009227 |  | 999.7318 | 1229.4221 | 2170.0406 | 5258.1665 | 52.5241 | 4.5992 | 0.71322 | 9715.1976 | 4040 | 6
2004 | 6 | 17 | 7 | 0.0012342 | 0.0015996 | 0.0033762 | 0.0038822 | 0 | 0 | 1.1705e-05 | 0.010104 |  | 1226.4165 | 1393.7509 | 2484.8518 | 5568.6207 | 0 | 0 | 0.71322 | 10674.3532 | 4041 | 6
2004 | 6 | 17 | 8 | 0.0015003 | 0.0016881 | 0.0034726 | 0.0042644 | 0 | 0 | 1.1705e-05 | 0.010937 |  | 1490.9028 | 1470.8703 | 2555.7762 | 6116.8194 | 0 | 0 | 0.71322 | 11635.082 | 4042 | 6
2004 | 6 | 17 | 9 | 0.0016792 | 0.0017378 | 0.0035087 | 0.0040373 | 0 | 0 | 1.1705e-05 | 0.010975 |  | 1668.636 | 1514.1532 | 2582.3604 | 5791.1785 | 0 | 0 | 0.71322 | 11557.0414 | 4043 | 6
2004 | 6 | 17 | 10 | 0.0018964 | 0.0017207 | 0.0036109 | 0.0043468 | 0 | 0 | 1.1705e-05 | 0.011587 |  | 1884.5242 | 1499.2776 | 2657.568 | 6235.0392 | 0 | 0 | 0.71322 | 12277.1223 | 4044 | 6
2004 | 6 | 17 | 11 | 0.0022805 | 0.0016901 | 0.0036472 | 0.0044178 | 0 | 0 | 1.1705e-05 | 0.012047 |  | 2266.194 | 1472.5503 | 2684.3081 | 6336.8971 | 0 | 0 | 0.71322 | 12760.6628 | 4045 | 6
2004 | 6 | 17 | 12 | 0.0029029 | 0.0014832 | 0.0035923 | 0.0044663 | 0 | 0 | 1.1705e-05 | 0.012456 |  | 2884.7175 | 1292.3443 | 2643.8762 | 6406.4299 | 0 | 0 | 0.71322 | 13228.0811 | 4046 | 6
2004 | 6 | 17 | 13 | 0.0028687 | 0.0014866 | 0.0038033 | 0.0043391 | 0 | 0 | 1.1705e-05 | 0.012509 |  | 2850.7449 | 1295.2483 | 2799.2317 | 6223.9693 | 0 | 0 | 0.71322 | 13169.9074 | 4047 | 6
2004 | 6 | 17 | 14 | 0.0026773 | 0.0015207 | 0.0037914 | 0.0043413 | 0 | 0 | 1.1705e-05 | 0.012342 |  | 2660.5303 | 1324.9635 | 2790.4221 | 6227.2459 | 0 | 0 | 0.71322 | 13003.8751 | 4048 | 6
2004 | 6 | 17 | 15 | 0.0030827 | 0.0014026 | 0.0037512 | 0.0044194 | 0 | 0 | 1.1705e-05 | 0.012668 |  | 3063.3715 | 1222.0359 | 2760.8344 | 6339.2767 | 0 | 0 | 0.71322 | 13386.2318 | 4049 | 6
2004 | 6 | 17 | 16 | 0.0039187 | 0.0012158 | 0.0035369 | 0.0040343 | 0 | 0 | 1.1705e-05 | 0.012717 |  | 3894.1041 | 1059.3357 | 2603.145 | 5786.8364 | 0 | 0 | 0.71322 | 13344.1344 | 4050 | 6
2004 | 6 | 17 | 17 | 0.0037682 | 0.0012387 | 0.0034138 | 0.0040245 | 0 | 0 | 1.1705e-05 | 0.012457 |  | 3744.6141 | 1079.2411 | 2512.5376 | 5772.7414 | 0 | 0 | 0.71322 | 13109.8475 | 4051 | 6
2004 | 6 | 17 | 18 | 0.0029301 | 0.0013986 | 0.0033719 | 0.0042154 | 0 | 0 | 1.1705e-05 | 0.011928 |  | 2911.7388 | 1218.586 | 2481.7213 | 6046.6352 | 0 | 0 | 0.71322 | 12659.3945 | 4052 | 6
2004 | 6 | 17 | 19 | 0.0027268 | 0.0013527 | 0.0032981 | 0.0040032 | 4.3962e-05 | 2.0554e-06 | 1.1705e-05 | 0.011439 |  | 2709.7192 | 1178.61 | 2427.3873 | 5742.2668 | 13.131 | 1.1498 | 0.71322 | 12072.9774 | 4053 | 6
2004 | 6 | 17 | 20 | 0.0029335 | 0.0012802 | 0.0032354 | 0.0037628 | 0.00017585 | 8.2216e-06 | 1.1705e-05 | 0.011408 |  | 2915.0756 | 1115.4017 | 2381.2594 | 5397.3663 | 52.5241 | 4.5992 | 0.71322 | 11866.9395 | 4054 | 6
2004 | 6 | 17 | 21 | 0.0035389 | 0.0012029 | 0.0030713 | 0.003773 | 0.00017585 | 8.2216e-06 | 1.1705e-05 | 0.011782 |  | 3516.6877 | 1048.0497 | 2260.4667 | 5412.0171 | 52.5241 | 4.5992 | 0.71322 | 12295.0578 | 4055 | 6
2004 | 6 | 17 | 22 | 0.003257 | 0.0011442 | 0.0030235 | 0.0037971 | 0.00017585 | 8.2216e-06 | 1.1705e-05 | 0.011418 |  | 3236.5573 | 996.9441 | 2225.3052 | 5446.6357 | 52.5241 | 4.5992 | 0.71322 | 11963.2788 | 4056 | 6
2004 | 6 | 17 | 23 | 0.0022747 | 0.0011956 | 0.0029599 | 0.0042246 | 0.00017585 | 8.2216e-06 | 1.1705e-05 | 0.010851 |  | 2260.4055 | 1041.708 | 2178.4849 | 6059.718 | 52.5241 | 4.5992 | 0.71322 | 11598.153 | 4057 | 6
2004 | 6 | 17 | 24 | 0.001957 | 0.0011591 | 0.0028367 | 0.0041536 | 0.00017585 | 8.2216e-06 | 1.1705e-05 | 0.010302 |  | 1944.6929 | 1009.9491 | 2087.8175 | 5957.8985 | 52.5241 | 4.5992 | 0.71322 | 11058.1946 | 4058 | 6
2004 | 6 | 18 | 1 | 0.0017932 | 0.0011436 | 0.0027038 | 0.0040539 | 0.00017585 | 8.2216e-06 | 1.1705e-05 | 0.0098903 |  | 1782.0032 | 996.3879 | 1990.002 | 5814.9491 | 52.5241 | 4.5992 | 0.71322 | 10641.1788 | 4059 | 6
2004 | 6 | 18 | 2 | 0.001479 | 0.0011498 | 0.0027004 | 0.0041764 | 0.00017585 | 8.2216e-06 | 1.1705e-05 | 0.0097013 |  | 1469.754 | 1001.7885 | 1987.4941 | 5990.5813 | 52.5241 | 4.5992 | 0.71322 | 10507.4545 | 4060 | 6
2004 | 6 | 18 | 3 | 0.0013322 | 0.0011186 | 0.002664 | 0.0041342 | 0.00017585 | 8.2216e-06 | 1.1705e-05 | 0.0094448 |  | 1323.8526 | 974.6702 | 1960.6597 | 5930.1706 | 52.5241 | 4.5992 | 0.71322 | 10247.1897 | 4061 | 6
2004 | 6 | 18 | 4 | 0.0011003 | 0.0011987 | 0.0026596 | 0.0041159 | 0.00017585 | 8.2216e-06 | 1.1705e-05 | 0.0092703 |  | 1093.4077 | 1044.4289 | 1957.4464 | 5903.899 | 52.5241 | 4.5992 | 0.71322 | 10057.0185 | 4062 | 6
2004 | 6 | 18 | 5 | 0.00099623 | 0.0012667 | 0.0026711 | 0.0040498 | 0.00017585 | 8.2216e-06 | 1.1705e-05 | 0.0091795 |  | 989.9796 | 1103.6581 | 1965.9035 | 5808.9998 | 52.5241 | 4.5992 | 0.71322 | 9926.3776 | 4063 | 6
2004 | 6 | 18 | 6 | 0.00098105 | 0.0013436 | 0.0029175 | 0.0040025 | 0.00017585 | 8.2216e-06 | 1.1705e-05 | 0.0094404 |  | 974.8956 | 1170.6516 | 2147.2529 | 5741.1776 | 52.5241 | 4.5992 | 0.71322 | 10091.8142 | 4064 | 6
2004 | 6 | 18 | 7 | 0.0013948 | 0.0013701 | 0.0032966 | 0.0038384 | 0 | 0 | 1.1705e-05 | 0.0099115 |  | 1386.0621 | 1193.7389 | 2426.265 | 5505.7738 | 0 | 0 | 0.71322 | 10512.553 | 4065 | 6
2004 | 6 | 18 | 8 | 0.0014541 | 0.0015325 | 0.0035631 | 0.003748 | 0 | 0 | 1.1705e-05 | 0.010309 |  | 1444.9556 | 1335.27 | 2622.3829 | 5376.1497 | 0 | 0 | 0.71322 | 10779.4715 | 4066 | 6
2004 | 6 | 18 | 9 | 0.0018319 | 0.0015396 | 0.0036963 | 0.0043041 | 0 | 0 | 1.1705e-05 | 0.011384 |  | 1820.4117 | 1341.4794 | 2720.4778 | 6173.7789 | 0 | 0 | 0.71322 | 12056.861 | 4067 | 6
2004 | 6 | 18 | 10 | 0.0019392 | 0.0015564 | 0.0038186 | 0.0042945 | 0 | 0 | 1.1705e-05 | 0.011621 |  | 1927.0634 | 1356.0898 | 2810.4973 | 6160.1104 | 0 | 0 | 0.71322 | 12254.474 | 4068 | 6
2004 | 6 | 18 | 11 | 0.0022994 | 0.0014861 | 0.0038147 | 0.0042846 | 0 | 0 | 1.1705e-05 | 0.011897 |  | 2284.9543 | 1294.8501 | 2807.6095 | 6145.9149 | 0 | 0 | 0.71322 | 12534.0421 | 4069 | 6
2004 | 6 | 18 | 12 | 0.0027963 | 0.0013113 | 0.0037239 | 0.0043161 | 0 | 0 | 1.1705e-05 | 0.012159 |  | 2778.7726 | 1142.5576 | 2740.7812 | 6190.9818 | 0 | 0 | 0.71322 | 12853.8065 | 4070 | 6
2004 | 6 | 18 | 13 | 0.0032069 | 0.0011453 | 0.0037304 | 0.0044227 | 0 | 0 | 1.1705e-05 | 0.012517 |  | 3186.7818 | 997.9136 | 2745.5495 | 6343.9591 | 0 | 0 | 0.71322 | 13274.9172 | 4071 | 6
2004 | 6 | 18 | 14 | 0.0031085 | 0.0011664 | 0.0036443 | 0.0042995 | 0 | 0 | 1.1705e-05 | 0.01223 |  | 3088.9878 | 1016.2836 | 2682.2007 | 6167.279 | 0 | 0 | 0.71322 | 12955.4642 | 4072 | 6
2004 | 6 | 18 | 15 | 0.0029259 | 0.0012717 | 0.0035099 | 0.0040576 | 0 | 0 | 1.1705e-05 | 0.011777 |  | 2907.5288 | 1108.0345 | 2583.292 | 5820.2528 | 0 | 0 | 0.71322 | 12419.8214 | 4073 | 6
2004 | 6 | 18 | 16 | 0.0041035 | 0.0010274 | 0.0033122 | 0.0037278 | 0 | 0 | 1.1705e-05 | 0.012183 |  | 4077.7303 | 895.1714 | 2437.7232 | 5347.1905 | 0 | 0 | 0.71322 | 12758.5286 | 4074 | 6
2004 | 6 | 18 | 17 | 0.0044127 | 0.00091164 | 0.0032856 | 0.0040141 | 0 | 0 | 1.1705e-05 | 0.012636 |  | 4384.9883 | 794.3113 | 2418.1493 | 5757.7944 | 0 | 0 | 0.71322 | 13355.9566 | 4075 | 6
2004 | 6 | 18 | 18 | 0.0038961 | 0.00095174 | 0.0032507 | 0.0039945 | 0 | 0 | 1.1705e-05 | 0.012105 |  | 3871.6781 | 829.2472 | 2392.5135 | 5729.6992 | 0 | 0 | 0.71322 | 12823.8512 | 4076 | 6
2004 | 6 | 18 | 19 | 0.0031495 | 0.0011335 | 0.0031816 | 0.003843 | 4.3962e-05 | 2.0554e-06 | 1.1705e-05 | 0.011365 |  | 3129.7439 | 987.6484 | 2341.6331 | 5512.457 | 13.131 | 1.1498 | 0.71322 | 11986.4765 | 4077 | 6
2004 | 6 | 18 | 20 | 0.002821 | 0.0011465 | 0.0031559 | 0.0038454 | 0.00017585 | 8.2216e-06 | 1.1705e-05 | 0.011165 |  | 2803.3407 | 998.9481 | 2322.6865 | 5515.8433 | 52.5241 | 4.5992 | 0.71322 | 11698.6551 | 4078 | 6
2004 | 6 | 18 | 21 | 0.003408 | 0.0010022 | 0.0031547 | 0.0037401 | 0.00017585 | 8.2216e-06 | 1.1705e-05 | 0.011501 |  | 3386.5906 | 873.2052 | 2321.8336 | 5364.8195 | 52.5241 | 4.5992 | 0.71322 | 12004.2854 | 4079 | 6
2004 | 6 | 18 | 22 | 0.003494 | 0.0009379 | 0.0029549 | 0.0031861 | 0.00017585 | 8.2216e-06 | 1.1705e-05 | 0.010769 |  | 3472.0661 | 817.1862 | 2174.7987 | 4570.1559 | 52.5241 | 4.5992 | 0.71322 | 11092.0435 | 4080 | 6
2004 | 6 | 18 | 23 | 0.0029894 | 0.00092408 | 0.0027361 | 0.0027388 | 0.00017585 | 8.2216e-06 | 1.1705e-05 | 0.0095841 |  | 2970.6505 | 805.149 | 2013.7342 | 3928.5174 | 52.5241 | 4.5992 | 0.71322 | 9775.8878 | 4081 | 6
2004 | 6 | 18 | 24 | 0.0022379 | 0.0010674 | 0.0026069 | 0.0027362 | 0.00017585 | 8.2216e-06 | 1.1705e-05 | 0.0088442 |  | 2223.8848 | 930.0613 | 1918.6551 | 3924.8352 | 52.5241 | 4.5992 | 0.71322 | 9055.2729 | 4082 | 6
2004 | 6 | 19 | 1 | 0.0018409 | 0.0012309 | 0.0025014 | 0.0026412 | 0.00017585 | 8.2216e-06 | 1.1705e-05 | 0.0084101 |  | 1829.3992 | 1072.4492 | 1840.98 | 3788.5039 | 52.5241 | 4.5992 | 0.71322 | 8589.1688 | 4083 | 6
2004 | 6 | 19 | 2 | 0.0015032 | 0.0013246 | 0.0024416 | 0.0026261 | 0.00017585 | 8.2216e-06 | 1.1705e-05 | 0.0080913 |  | 1493.747 | 1154.0919 | 1797.034 | 3766.8735 | 52.5241 | 4.5992 | 0.71322 | 8269.5829 | 4084 | 6
2004 | 6 | 19 | 3 | 0.0012605 | 0.0013459 | 0.0023584 | 0.0026418 | 0.00017585 | 8.2216e-06 | 1.1705e-05 | 0.0078024 |  | 1252.6221 | 1172.7163 | 1735.7634 | 3789.3566 | 52.5241 | 4.5992 | 0.71322 | 8008.2949 | 4085 | 6
2004 | 6 | 19 | 4 | 0.0011873 | 0.0013525 | 0.002362 | 0.0025054 | 0.00017585 | 8.2216e-06 | 1.1705e-05 | 0.007603 |  | 1179.8643 | 1178.3937 | 1738.4486 | 3593.7569 | 52.5241 | 4.5992 | 0.71322 | 7748.3001 | 4086 | 6
2004 | 6 | 19 | 5 | 0.0009752 | 0.0013975 | 0.0023432 | 0.0026091 | 0.00017585 | 8.2216e-06 | 1.1705e-05 | 0.0075208 |  | 969.0877 | 1217.65 | 1724.5718 | 3742.555 | 52.5241 | 4.5992 | 0.71322 | 7711.7011 | 4087 | 6
2004 | 6 | 19 | 6 | 0.0010739 | 0.001429 | 0.0023439 | 0.0026597 | 0.00017585 | 8.2216e-06 | 1.1705e-05 | 0.0077022 |  | 1067.1436 | 1245.1165 | 1725.0613 | 3815.048 | 52.5241 | 4.5992 | 0.71322 | 7910.2059 | 4088 | 6
2004 | 6 | 19 | 7 | 0.001255 | 0.0015981 | 0.0024679 | 0.0024871 | 0 | 0 | 1.1705e-05 | 0.0078198 |  | 1247.0973 | 1392.4504 | 1816.358 | 3567.4734 | 0 | 0 | 0.71322 | 8024.0922 | 4089 | 6
2004 | 6 | 19 | 8 | 0.0015954 | 0.0016363 | 0.0025527 | 0.0025704 | 0 | 0 | 1.1705e-05 | 0.0083666 |  | 1585.4397 | 1425.7139 | 1878.7601 | 3687.0638 | 0 | 0 | 0.71322 | 8577.6907 | 4090 | 6
2004 | 6 | 19 | 9 | 0.001898 | 0.0016886 | 0.0025968 | 0.0025619 | 0 | 0 | 1.1705e-05 | 0.008757 |  | 1886.0703 | 1471.2885 | 1911.2411 | 3674.81 | 0 | 0 | 0.71322 | 8944.1231 | 4091 | 6
2004 | 6 | 19 | 10 | 0.002245 | 0.0016564 | 0.0026661 | 0.0026172 | 0 | 0 | 1.1705e-05 | 0.0091965 |  | 2230.9314 | 1443.2038 | 1962.253 | 3754.1695 | 0 | 0 | 0.71322 | 9391.2709 | 4092 | 6
2004 | 6 | 19 | 11 | 0.0025886 | 0.0015929 | 0.0026672 | 0.002384 | 0 | 0 | 1.1705e-05 | 0.0092444 |  | 2572.4067 | 1387.8884 | 1963.0401 | 3419.6224 | 0 | 0 | 0.71322 | 9343.6708 | 4093 | 6
2004 | 6 | 19 | 12 | 0.0026472 | 0.0015588 | 0.0026408 | 0.0025478 | 0 | 0 | 1.1705e-05 | 0.0094063 |  | 2630.5594 | 1358.1325 | 1943.6307 | 3654.6234 | 0 | 0 | 0.71322 | 9587.6593 | 4094 | 6
2004 | 6 | 19 | 13 | 0.002874 | 0.0014764 | 0.0026509 | 0.002383 | 0 | 0 | 1.1705e-05 | 0.009396 |  | 2855.9675 | 1286.4049 | 1951.0113 | 3418.249 | 0 | 0 | 0.71322 | 9512.346 | 4095 | 6
2004 | 6 | 19 | 14 | 0.0028003 | 0.0014403 | 0.0026618 | 0.0025732 | 0 | 0 | 1.1705e-05 | 0.0094874 |  | 2782.7524 | 1254.9316 | 1959.0756 | 3691.0416 | 0 | 0 | 0.71322 | 9688.5143 | 4096 | 6
2004 | 6 | 19 | 15 | 0.0031336 | 0.0013225 | 0.0026731 | 0.0024203 | 0 | 0 | 1.1705e-05 | 0.0095612 |  | 3113.9722 | 1152.2975 | 1967.3686 | 3471.6332 | 0 | 0 | 0.71322 | 9705.9848 | 4097 | 6
2004 | 6 | 19 | 16 | 0.0033144 | 0.0012729 | 0.0026785 | 0.0024124 | 0 | 0 | 1.1705e-05 | 0.0096899 |  | 3293.5996 | 1109.0652 | 1971.3584 | 3460.3618 | 0 | 0 | 0.71322 | 9835.0982 | 4098 | 6
2004 | 6 | 19 | 17 | 0.0032718 | 0.00133 | 0.0026636 | 0.0019821 | 0 | 0 | 1.1705e-05 | 0.0092592 |  | 3251.2689 | 1158.827 | 1960.4194 | 2843.1598 | 0 | 0 | 0.71322 | 9214.3883 | 4099 | 6
2004 | 6 | 19 | 18 | 0.0037128 | 0.0011477 | 0.0025902 | 0.0023354 | 0 | 0 | 1.1705e-05 | 0.0097978 |  | 3689.539 | 999.954 | 1906.396 | 3349.9235 | 0 | 0 | 0.71322 | 9946.5257 | 4100 | 6
2004 | 6 | 19 | 19 | 0.0040565 | 0.00099729 | 0.0025473 | 0.002281 | 4.3962e-05 | 2.0554e-06 | 1.1705e-05 | 0.0099398 |  | 4031.0977 | 868.9306 | 1874.7708 | 3271.8661 | 13.131 | 1.1498 | 0.71322 | 10061.6593 | 4101 | 6
2004 | 6 | 19 | 20 | 0.0036453 | 0.0011031 | 0.0024937 | 0.0020617 | 0.00017585 | 8.2216e-06 | 1.1705e-05 | 0.0094997 |  | 3622.4718 | 961.154 | 1835.3506 | 2957.3279 | 52.5241 | 4.5992 | 0.71322 | 9434.1409 | 4102 | 6
2004 | 6 | 19 | 21 | 0.0033557 | 0.0011789 | 0.0024457 | 0.0023372 | 0.00017585 | 8.2216e-06 | 1.1705e-05 | 0.0095133 |  | 3334.6314 | 1027.1737 | 1800.0408 | 3352.528 | 52.5241 | 4.5992 | 0.71322 | 9572.2105 | 4103 | 6
2004 | 6 | 19 | 22 | 0.0036023 | 0.0010219 | 0.0023894 | 0.0023985 | 0.00017585 | 8.2216e-06 | 1.1705e-05 | 0.0096078 |  | 3579.6783 | 890.3405 | 1758.5701 | 3440.4597 | 52.5241 | 4.5992 | 0.71322 | 9726.8852 | 4104 | 6
2004 | 6 | 19 | 23 | 0.0026893 | 0.0011972 | 0.0022891 | 0.0021502 | 0.00017585 | 8.2216e-06 | 1.1705e-05 | 0.0085215 |  | 2672.4533 | 1043.12 | 1684.7263 | 3084.1873 | 52.5241 | 4.5992 | 0.71322 | 8542.3234 | 4105 | 6
2004 | 6 | 19 | 24 | 0.0022319 | 0.0012183 | 0.0021776 | 0.0020964 | 0.00017585 | 8.2216e-06 | 1.1705e-05 | 0.00792 |  | 2217.8947 | 1061.4993 | 1602.6977 | 3007.148 | 52.5241 | 4.5992 | 0.71322 | 7947.0762 | 4106 | 6
2004 | 6 | 20 | 1 | 0.0016081 | 0.0012538 | 0.0021947 | 0.0023515 | 0.00017585 | 8.2216e-06 | 1.1705e-05 | 0.0076038 |  | 1597.9788 | 1092.4488 | 1615.2891 | 3372.9515 | 52.5241 | 4.5992 | 0.71322 | 7736.5048 | 4107 | 6
2004 | 6 | 20 | 2 | 0.001357 | 0.0012748 | 0.0021868 | 0.0023405 | 0.00017585 | 8.2216e-06 | 1.1705e-05 | 0.0073549 |  | 1348.4963 | 1110.7582 | 1609.4601 | 3357.1694 | 52.5241 | 4.5992 | 0.71322 | 7483.7204 | 4108 | 6
2004 | 6 | 20 | 3 | 0.0010196 | 0.0013946 | 0.0021525 | 0.0023129 | 0.00017585 | 8.2216e-06 | 1.1705e-05 | 0.0070753 |  | 1013.1804 | 1215.0855 | 1584.218 | 3317.6495 | 52.5241 | 4.5992 | 0.71322 | 7187.97 | 4109 | 6
2004 | 6 | 20 | 4 | 0.00089004 | 0.0013836 | 0.0021659 | 0.002355 | 0.00017585 | 8.2216e-06 | 1.1705e-05 | 0.0069903 |  | 884.4634 | 1205.5074 | 1594.1123 | 3378.0189 | 52.5241 | 4.5992 | 0.71322 | 7119.9386 | 4110 | 6
2004 | 6 | 20 | 5 | 0.00082067 | 0.0013993 | 0.0021684 | 0.0019047 | 0.00017585 | 8.2216e-06 | 1.1705e-05 | 0.0064889 |  | 815.5201 | 1219.2114 | 1595.9337 | 2732.1059 | 52.5241 | 4.5992 | 0.71322 | 6420.6077 | 4111 | 6
2004 | 6 | 20 | 6 | 0.0007752 | 0.0013656 | 0.0021604 | 0.0018222 | 0.00017585 | 8.2216e-06 | 1.1705e-05 | 0.0063191 |  | 770.3394 | 1189.8217 | 1590.0065 | 2613.7944 | 52.5241 | 4.5992 | 0.71322 | 6221.7986 | 4112 | 6
2004 | 6 | 20 | 7 | 0.001193 | 0.0014516 | 0.0022764 | 0.0017983 | 0 | 0 | 1.1705e-05 | 0.0067311 |  | 1185.4846 | 1264.7961 | 1675.4437 | 2579.5545 | 0 | 0 | 0.71322 | 6705.9921 | 4113 | 6
2004 | 6 | 20 | 8 | 0.0013899 | 0.0014837 | 0.0024641 | 0.0018054 | 0 | 0 | 1.1705e-05 | 0.0071549 |  | 1381.2313 | 1292.7746 | 1813.5609 | 2589.6299 | 0 | 0 | 0.71322 | 7077.9099 | 4114 | 6
2004 | 6 | 20 | 9 | 0.0019021 | 0.001467 | 0.0024393 | 0.0018279 | 0 | 0 | 1.1705e-05 | 0.007648 |  | 1890.1945 | 1278.2076 | 1795.2986 | 2621.9164 | 0 | 0 | 0.71322 | 7586.3303 | 4115 | 6
2004 | 6 | 20 | 10 | 0.0022053 | 0.0014535 | 0.0024966 | 0.0019813 | 0 | 0 | 1.1705e-05 | 0.0081483 |  | 2191.4468 | 1266.402 | 1837.5094 | 2841.9169 | 0 | 0 | 0.71322 | 8137.9883 | 4116 | 6
2004 | 6 | 20 | 11 | 0.0023221 | 0.0015107 | 0.0025956 | 0.002109 | 0 | 0 | 1.1705e-05 | 0.0085492 |  | 2307.5512 | 1316.3056 | 1910.3383 | 3025.2032 | 0 | 0 | 0.71322 | 8560.1115 | 4117 | 6
2004 | 6 | 20 | 12 | 0.0027391 | 0.001427 | 0.0025796 | 0.0023527 | 0 | 0 | 1.1705e-05 | 0.0091101 |  | 2721.9373 | 1243.348 | 1898.5575 | 3374.6561 | 0 | 0 | 0.71322 | 9239.2122 | 4118 | 6
2004 | 6 | 20 | 13 | 0.0025693 | 0.001424 | 0.0026329 | 0.0022003 | 0 | 0 | 1.1705e-05 | 0.0088383 |  | 2553.2038 | 1240.7247 | 1937.8279 | 3156.1829 | 0 | 0 | 0.71322 | 8888.6526 | 4119 | 6
2004 | 6 | 20 | 14 | 0.0027354 | 0.0013207 | 0.0026184 | 0.0024106 | 0 | 0 | 1.1705e-05 | 0.0090968 |  | 2718.2822 | 1150.7038 | 1927.0994 | 3457.8045 | 0 | 0 | 0.71322 | 9254.6031 | 4120 | 6
2004 | 6 | 20 | 15 | 0.0028489 | 0.0013493 | 0.0025934 | 0.0023293 | 0 | 0 | 1.1705e-05 | 0.0091326 |  | 2831.0845 | 1175.6139 | 1908.6992 | 3341.2099 | 0 | 0 | 0.71322 | 9257.3208 | 4121 | 6
2004 | 6 | 20 | 16 | 0.0033751 | 0.0012955 | 0.0026089 | 0.0022426 | 0 | 0 | 1.1705e-05 | 0.0095338 |  | 3353.966 | 1128.7271 | 1920.1465 | 3216.7773 | 0 | 0 | 0.71322 | 9620.3301 | 4122 | 6
2004 | 6 | 20 | 17 | 0.0038064 | 0.0012064 | 0.0025404 | 0.0025 | 0 | 0 | 1.1705e-05 | 0.010065 |  | 3782.4923 | 1051.1288 | 1869.6881 | 3586.0731 | 0 | 0 | 0.71322 | 10290.0954 | 4123 | 6
2004 | 6 | 20 | 18 | 0.0036 | 0.0012081 | 0.0024608 | 0.0021582 | 0 | 0 | 1.1705e-05 | 0.0094388 |  | 3577.4718 | 1052.5748 | 1811.1169 | 3095.8018 | 0 | 0 | 0.71322 | 9537.6785 | 4124 | 6
2004 | 6 | 20 | 19 | 0.0031929 | 0.0012019 | 0.0024139 | 0.0024345 | 4.3962e-05 | 2.0554e-06 | 1.1705e-05 | 0.009301 |  | 3172.8695 | 1047.2518 | 1776.6153 | 3492.1155 | 13.131 | 1.1498 | 0.71322 | 9503.8461 | 4125 | 6
2004 | 6 | 20 | 20 | 0.0034298 | 0.0011497 | 0.0023597 | 0.002227 | 0.00017585 | 8.2216e-06 | 1.1705e-05 | 0.009362 |  | 3408.3362 | 1001.6919 | 1736.7529 | 3194.448 | 52.5241 | 4.5992 | 0.71322 | 9399.0657 | 4126 | 6
2004 | 6 | 20 | 21 | 0.0037736 | 0.0011564 | 0.0023836 | 0.0025429 | 0.00017585 | 8.2216e-06 | 1.1705e-05 | 0.010052 |  | 3749.9683 | 1007.526 | 1754.3081 | 3647.5552 | 52.5241 | 4.5992 | 0.71322 | 10217.1943 | 4127 | 6
2004 | 6 | 20 | 22 | 0.0039305 | 0.00096549 | 0.0023311 | 0.0029092 | 0.00017585 | 8.2216e-06 | 1.1705e-05 | 0.010332 |  | 3905.8961 | 841.2228 | 1715.6405 | 4172.9782 | 52.5241 | 4.5992 | 0.71322 | 10693.5741 | 4128 | 6
2004 | 6 | 20 | 23 | 0.002696 | 0.0011553 | 0.0023966 | 0.0033029 | 0.00017585 | 8.2216e-06 | 1.1705e-05 | 0.0097466 |  | 2679.0857 | 1006.6071 | 1763.8521 | 4737.7433 | 52.5241 | 4.5992 | 0.71322 | 10245.1248 | 4129 | 6
2004 | 6 | 20 | 24 | 0.0020111 | 0.0011565 | 0.0024724 | 0.0038985 | 0.00017585 | 8.2216e-06 | 1.1705e-05 | 0.0097344 |  | 1998.5324 | 1007.6617 | 1819.6916 | 5592.0776 | 52.5241 | 4.5992 | 0.71322 | 10475.7998 | 4130 | 6
2004 | 6 | 21 | 1 | 0.0018836 | 0.0011463 | 0.0024691 | 0.0038138 | 0.00017585 | 8.2216e-06 | 1.1705e-05 | 0.0095085 |  | 1871.7686 | 998.7375 | 1817.2171 | 5470.6048 | 52.5241 | 4.5992 | 0.71322 | 10216.1645 | 4131 | 6
2004 | 6 | 21 | 2 | 0.0016306 | 0.0011616 | 0.0024786 | 0.0038809 | 0.00017585 | 8.2216e-06 | 1.1705e-05 | 0.0093475 |  | 1620.3513 | 1012.0619 | 1824.2639 | 5566.7887 | 52.5241 | 4.5992 | 0.71322 | 10081.3023 | 4132 | 6
2004 | 6 | 21 | 3 | 0.0012241 | 0.0012446 | 0.0024463 | 0.0037993 | 0.00017585 | 8.2216e-06 | 1.1705e-05 | 0.00891 |  | 1216.4116 | 1084.3837 | 1800.4534 | 5449.7437 | 52.5241 | 4.5992 | 0.71322 | 9608.8291 | 4133 | 6
2004 | 6 | 21 | 4 | 0.0011292 | 0.0012533 | 0.0024839 | 0.0039191 | 0.00017585 | 8.2216e-06 | 1.1705e-05 | 0.0089813 |  | 1122.1396 | 1092.026 | 1828.0992 | 5621.5577 | 52.5241 | 4.5992 | 0.71322 | 9721.6591 | 4134 | 6
2004 | 6 | 21 | 5 | 0.00097298 | 0.0013645 | 0.0025919 | 0.0038582 | 0.00017585 | 8.2216e-06 | 1.1705e-05 | 0.0089834 |  | 966.8789 | 1188.8601 | 1907.602 | 5534.2894 | 52.5241 | 4.5992 | 0.71322 | 9655.4671 | 4135 | 6
2004 | 6 | 21 | 6 | 0.0011584 | 0.0013516 | 0.0027442 | 0.0038675 | 0.00017585 | 8.2216e-06 | 1.1705e-05 | 0.0093175 |  | 1151.1671 | 1177.6478 | 2019.6934 | 5547.6208 | 52.5241 | 4.5992 | 0.71322 | 9953.9656 | 4136 | 6
2004 | 6 | 21 | 7 | 0.0015474 | 0.0014837 | 0.002977 | 0.0037611 | 0 | 0 | 1.1705e-05 | 0.009781 |  | 1537.6994 | 1292.7194 | 2191.0768 | 5395.0099 | 0 | 0 | 0.71322 | 10417.2187 | 4137 | 6
2004 | 6 | 21 | 8 | 0.001723 | 0.0016243 | 0.003468 | 0.003896 | 0 | 0 | 1.1705e-05 | 0.010723 |  | 1712.1608 | 1415.2782 | 2552.4558 | 5588.4073 | 0 | 0 | 0.71322 | 11269.0152 | 4138 | 6
2004 | 6 | 21 | 9 | 0.0022715 | 0.0015949 | 0.0035929 | 0.0043004 | 0 | 0 | 1.1705e-05 | 0.011771 |  | 2257.259 | 1389.6246 | 2644.3341 | 6168.5047 | 0 | 0 | 0.71322 | 12460.4357 | 4139 | 6
2004 | 6 | 21 | 10 | 0.0025873 | 0.0015176 | 0.0037104 | 0.0043489 | 0 | 0 | 1.1705e-05 | 0.012176 |  | 2571.0753 | 1322.2501 | 2730.8373 | 6238.1441 | 0 | 0 | 0.71322 | 12863.02 | 4140 | 6
2004 | 6 | 21 | 11 | 0.0030559 | 0.0014982 | 0.0038383 | 0.0043724 | 0 | 0 | 1.1705e-05 | 0.012776 |  | 3036.7229 | 1305.3393 | 2824.9454 | 6271.8039 | 0 | 0 | 0.71322 | 13439.5247 | 4141 | 6
2004 | 6 | 21 | 12 | 0.0036681 | 0.0013271 | 0.0038298 | 0.004172 | 0 | 0 | 1.1705e-05 | 0.013009 |  | 3645.056 | 1156.3072 | 2818.6864 | 5984.2827 | 0 | 0 | 0.71322 | 13605.0456 | 4142 | 6
2004 | 6 | 21 | 13 | 0.0039423 | 0.0011896 | 0.0039914 | 0.0044142 | 0 | 0 | 1.1705e-05 | 0.013549 |  | 3917.599 | 1036.4721 | 2937.6415 | 6331.7231 | 0 | 0 | 0.71322 | 14224.1489 | 4143 | 6
2004 | 6 | 21 | 14 | 0.0032526 | 0.0014036 | 0.0038924 | 0.0042861 | 0 | 0 | 1.1705e-05 | 0.012846 |  | 3232.2111 | 1222.9239 | 2864.7846 | 6147.9987 | 0 | 0 | 0.71322 | 13468.6315 | 4144 | 6
2004 | 6 | 21 | 15 | 0.0039185 | 0.0012291 | 0.0037809 | 0.0043203 | 0 | 0 | 1.1705e-05 | 0.01326 |  | 3893.9465 | 1070.9347 | 2782.6866 | 6196.9902 | 0 | 0 | 0.71322 | 13945.2712 | 4145 | 6
2004 | 6 | 21 | 16 | 0.0043182 | 0.0011625 | 0.0036149 | 0.0041104 | 0 | 0 | 1.1705e-05 | 0.013218 |  | 4291.1423 | 1012.9021 | 2660.5088 | 5895.9251 | 0 | 0 | 0.71322 | 13861.1915 | 4146 | 6
2004 | 6 | 21 | 17 | 0.0047034 | 0.0010586 | 0.0034572 | 0.0039865 | 0 | 0 | 1.1705e-05 | 0.013217 |  | 4673.8681 | 922.3822 | 2544.5099 | 5718.3099 | 0 | 0 | 0.71322 | 13859.7833 | 4147 | 6
2004 | 6 | 21 | 18 | 0.0037194 | 0.0012534 | 0.0034443 | 0.0041956 | 0 | 0 | 1.1705e-05 | 0.012624 |  | 3696.1003 | 1092.048 | 2535.0176 | 6018.1321 | 0 | 0 | 0.71322 | 13342.0112 | 4148 | 6
2004 | 6 | 21 | 19 | 0.0032525 | 0.0012714 | 0.003448 | 0.0043069 | 4.3962e-05 | 2.0554e-06 | 1.1705e-05 | 0.012336 |  | 3232.093 | 1107.7839 | 2537.6798 | 6177.8343 | 13.131 | 1.1498 | 0.71322 | 13070.3852 | 4149 | 6
2004 | 6 | 21 | 20 | 0.0035324 | 0.0011762 | 0.0034131 | 0.0041172 | 0.00017585 | 8.2216e-06 | 1.1705e-05 | 0.012435 |  | 3510.2358 | 1024.803 | 2512.0156 | 5905.6927 | 52.5241 | 4.5992 | 0.71322 | 13010.5836 | 4150 | 6
2004 | 6 | 21 | 21 | 0.0037411 | 0.001213 | 0.0033932 | 0.0039088 | 0.00017585 | 8.2216e-06 | 1.1705e-05 | 0.012452 |  | 3717.6845 | 1056.9178 | 2497.3594 | 5606.8415 | 52.5241 | 4.5992 | 0.71322 | 12936.6398 | 4151 | 6
2004 | 6 | 21 | 22 | 0.0035371 | 0.001097 | 0.003302 | 0.0041275 | 0.00017585 | 8.2216e-06 | 1.1705e-05 | 0.012259 |  | 3514.9458 | 955.7858 | 2430.2304 | 5920.468 | 52.5241 | 4.5992 | 0.71322 | 12879.2666 | 4152 | 6
2004 | 6 | 21 | 23 | 0.0028038 | 0.0012045 | 0.0031458 | 0.0038908 | 0.00017585 | 8.2216e-06 | 1.1705e-05 | 0.011241 |  | 2786.1745 | 1049.4467 | 2315.3066 | 5580.9956 | 52.5241 | 4.5992 | 0.71322 | 11789.7599 | 4153 | 6
2004 | 6 | 21 | 24 | 0.0024848 | 0.0010836 | 0.0030046 | 0.0039272 | 0.00017585 | 8.2216e-06 | 1.1705e-05 | 0.010696 |  | 2469.2439 | 944.1214 | 2211.3463 | 5633.2552 | 52.5241 | 4.5992 | 0.71322 | 11315.8034 | 4154 | 6
2004 | 6 | 22 | 1 | 0.0021062 | 0.0011554 | 0.0029547 | 0.0038604 | 0.00017585 | 8.2216e-06 | 1.1705e-05 | 0.010273 |  | 2093.0115 | 1006.7297 | 2174.6355 | 5537.4034 | 52.5241 | 4.5992 | 0.71322 | 10869.6167 | 4155 | 6
2004 | 6 | 22 | 2 | 0.0017454 | 0.0012017 | 0.0029542 | 0.0039724 | 0.00017585 | 8.2216e-06 | 1.1705e-05 | 0.010069 |  | 1734.4138 | 1047.0373 | 2174.2397 | 5698.0288 | 52.5241 | 4.5992 | 0.71322 | 10711.5562 | 4156 | 6
2004 | 6 | 22 | 3 | 0.0015095 | 0.0012203 | 0.0028995 | 0.0038353 | 0.00017585 | 8.2216e-06 | 1.1705e-05 | 0.0096603 |  | 1500.0001 | 1063.2072 | 2133.9909 | 5501.4348 | 52.5241 | 4.5992 | 0.71322 | 10256.4695 | 4157 | 6
2004 | 6 | 22 | 4 | 0.0013389 | 0.0012602 | 0.0028747 | 0.0038962 | 0.00017585 | 8.2216e-06 | 1.1705e-05 | 0.0095658 |  | 1330.5054 | 1097.9665 | 2115.7687 | 5588.7509 | 52.5241 | 4.5992 | 0.71322 | 10190.828 | 4158 | 6
2004 | 6 | 22 | 5 | 0.0012839 | 0.0013562 | 0.002861 | 0.0038011 | 0.00017585 | 8.2216e-06 | 1.1705e-05 | 0.009498 |  | 1275.8424 | 1181.6909 | 2105.6726 | 5452.3485 | 52.5241 | 4.5992 | 0.71322 | 10073.391 | 4159 | 6
2004 | 6 | 22 | 6 | 0.0013145 | 0.001411 | 0.0031172 | 0.0038195 | 0.00017585 | 8.2216e-06 | 1.1705e-05 | 0.0098581 |  | 1306.2944 | 1229.4221 | 2294.2638 | 5478.7032 | 52.5241 | 4.5992 | 0.71322 | 10366.5201 | 4160 | 6
2004 | 6 | 22 | 7 | 0.0015934 | 0.0015996 | 0.0034756 | 0.0040399 | 0 | 0 | 1.1705e-05 | 0.01072 |  | 1583.4131 | 1393.7509 | 2558.0189 | 5794.8398 | 0 | 0 | 0.71322 | 11330.736 | 4161 | 6
2004 | 6 | 22 | 8 | 0.0018746 | 0.0016881 | 0.003724 | 0.0041394 | 0 | 0 | 1.1705e-05 | 0.011438 |  | 1862.8219 | 1470.8703 | 2740.8303 | 5937.5051 | 0 | 0 | 0.71322 | 12012.7408 | 4162 | 6
2004 | 6 | 22 | 9 | 0.0022277 | 0.0017378 | 0.0037909 | 0.0041221 | 0 | 0 | 1.1705e-05 | 0.01189 |  | 2213.6905 | 1514.1532 | 2790.0943 | 5912.7371 | 0 | 0 | 0.71322 | 12431.3883 | 4163 | 6
2004 | 6 | 22 | 10 | 0.0025343 | 0.0017207 | 0.0039493 | 0.0041459 | 0 | 0 | 1.1705e-05 | 0.012362 |  | 2518.385 | 1499.2776 | 2906.684 | 5946.8348 | 0 | 0 | 0.71322 | 12871.8947 | 4164 | 6
2004 | 6 | 22 | 11 | 0.003059 | 0.0016901 | 0.0039036 | 0.0040722 | 0 | 0 | 1.1705e-05 | 0.012737 |  | 3039.7899 | 1472.5503 | 2873.0152 | 5841.215 | 0 | 0 | 0.71322 | 13227.2837 | 4165 | 6
2004 | 6 | 22 | 12 | 0.0037379 | 0.0014832 | 0.0039199 | 0.0041257 | 0 | 0 | 1.1705e-05 | 0.013278 |  | 3714.5018 | 1292.3443 | 2884.9936 | 5917.8754 | 0 | 0 | 0.71322 | 13810.4282 | 4166 | 6
2004 | 6 | 22 | 13 | 0.0037101 | 0.0014866 | 0.0040789 | 0.0042006 | 0 | 0 | 1.1705e-05 | 0.013488 |  | 3686.7961 | 1295.2483 | 3002.0775 | 6025.3541 | 0 | 0 | 0.71322 | 14010.1892 | 4167 | 6
2004 | 6 | 22 | 14 | 0.0035484 | 0.0015207 | 0.0039448 | 0.0042014 | 0 | 0 | 1.1705e-05 | 0.013227 |  | 3526.1665 | 1324.9635 | 2903.3383 | 6026.5142 | 0 | 0 | 0.71322 | 13781.6958 | 4168 | 6
2004 | 6 | 22 | 15 | 0.0039509 | 0.0014026 | 0.0038739 | 0.0041307 | 0 | 0 | 1.1705e-05 | 0.01337 |  | 3926.1328 | 1222.0359 | 2851.1534 | 5925.0502 | 0 | 0 | 0.71322 | 13925.0855 | 4169 | 6
2004 | 6 | 22 | 16 | 0.0047882 | 0.0012158 | 0.0036671 | 0.0044571 | 0 | 0 | 1.1705e-05 | 0.01414 |  | 4758.1631 | 1059.3357 | 2698.9486 | 6393.3241 | 0 | 0 | 0.71322 | 14910.4848 | 4170 | 6
2004 | 6 | 22 | 17 | 0.0046694 | 0.0012387 | 0.003568 | 0.0044604 | 0 | 0 | 1.1705e-05 | 0.013948 |  | 4640.1307 | 1079.2411 | 2626.0133 | 6397.9886 | 0 | 0 | 0.71322 | 14744.087 | 4171 | 6
2004 | 6 | 22 | 18 | 0.003815 | 0.0013986 | 0.0035417 | 0.0043894 | 0 | 0 | 1.1705e-05 | 0.013156 |  | 3791.0879 | 1218.586 | 2606.6718 | 6296.1933 | 0 | 0 | 0.71322 | 13913.2522 | 4172 | 6
2004 | 6 | 22 | 19 | 0.0036188 | 0.0013527 | 0.003536 | 0.0042468 | 4.3962e-05 | 2.0554e-06 | 1.1705e-05 | 0.012812 |  | 3596.0781 | 1178.61 | 2602.5049 | 6091.6787 | 13.131 | 1.1498 | 0.71322 | 13483.8657 | 4173 | 6
2004 | 6 | 22 | 20 | 0.0037474 | 0.0012802 | 0.0034575 | 0.0043377 | 0.00017585 | 8.2216e-06 | 1.1705e-05 | 0.013019 |  | 3723.9387 | 1115.4017 | 2544.6945 | 6222.0547 | 52.5241 | 4.5992 | 0.71322 | 13663.9262 | 4174 | 6
2004 | 6 | 22 | 21 | 0.0041733 | 0.0012029 | 0.0033679 | 0.0043932 | 0.00017585 | 8.2216e-06 | 1.1705e-05 | 0.013333 |  | 4147.1167 | 1048.0497 | 2478.7803 | 6301.663 | 52.5241 | 4.5992 | 0.71322 | 14033.4463 | 4175 | 6
2004 | 6 | 22 | 22 | 0.0038986 | 0.0011442 | 0.0033521 | 0.0042865 | 0.00017585 | 8.2216e-06 | 1.1705e-05 | 0.012877 |  | 3874.1186 | 996.9441 | 2467.1384 | 6148.6026 | 52.5241 | 4.5992 | 0.71322 | 13544.6402 | 4176 | 6
2004 | 6 | 22 | 23 | 0.0028446 | 0.0011956 | 0.0032319 | 0.0041807 | 0.00017585 | 8.2216e-06 | 1.1705e-05 | 0.011649 |  | 2826.7765 | 1041.708 | 2378.6509 | 5996.75 | 52.5241 | 4.5992 | 0.71322 | 12301.7221 | 4177 | 6
2004 | 6 | 22 | 24 | 0.0025347 | 0.0011591 | 0.0030995 | 0.0041571 | 0.00017585 | 8.2216e-06 | 1.1705e-05 | 0.011146 |  | 2518.7993 | 1009.9491 | 2281.1899 | 5962.9127 | 52.5241 | 4.5992 | 0.71322 | 11830.6876 | 4178 | 6
2004 | 6 | 23 | 1 | 0.0020249 | 0.0011554 | 0.0028723 | 0.0043298 | 0.00017585 | 8.2216e-06 | 1.1705e-05 | 0.010578 |  | 2012.2024 | 1006.7297 | 2113.9877 | 6210.6175 | 52.5241 | 4.5992 | 0.71322 | 11401.3739 | 4179 | 6
2004 | 6 | 23 | 2 | 0.0016747 | 0.0012017 | 0.0028344 | 0.0043007 | 0.00017585 | 8.2216e-06 | 1.1705e-05 | 0.010207 |  | 1664.1704 | 1047.0373 | 2086.0959 | 6168.9902 | 52.5241 | 4.5992 | 0.71322 | 11024.1303 | 4180 | 6
2004 | 6 | 23 | 3 | 0.0014445 | 0.0012203 | 0.0028064 | 0.0042848 | 0.00017585 | 8.2216e-06 | 1.1705e-05 | 0.0099517 |  | 1435.4098 | 1063.2072 | 2065.5093 | 6146.1638 | 52.5241 | 4.5992 | 0.71322 | 10768.1267 | 4181 | 6
2004 | 6 | 23 | 4 | 0.0012773 | 0.0012602 | 0.0027268 | 0.0043399 | 0.00017585 | 8.2216e-06 | 1.1705e-05 | 0.0097999 |  | 1269.2835 | 1097.9665 | 2006.9138 | 6225.1802 | 52.5241 | 4.5992 | 0.71322 | 10657.1806 | 4182 | 6
2004 | 6 | 23 | 5 | 0.0012224 | 0.0013562 | 0.0026686 | 0.0042863 | 0.00017585 | 8.2216e-06 | 1.1705e-05 | 0.0097292 |  | 1214.687 | 1181.6909 | 1964.0375 | 6148.3184 | 52.5241 | 4.5992 | 0.71322 | 10566.5703 | 4183 | 6
2004 | 6 | 23 | 6 | 0.0012466 | 0.001411 | 0.002988 | 0.004311 | 0.00017585 | 8.2216e-06 | 1.1705e-05 | 0.010152 |  | 1238.8003 | 1229.4221 | 2199.1253 | 6183.7897 | 52.5241 | 4.5992 | 0.71322 | 10908.9739 | 4184 | 6
2004 | 6 | 23 | 7 | 0.0015186 | 0.0015996 | 0.0034389 | 0.0043388 | 0 | 0 | 1.1705e-05 | 0.010908 |  | 1509.0774 | 1393.7509 | 2531.0056 | 6223.5463 | 0 | 0 | 0.71322 | 11658.0935 | 4185 | 6
2004 | 6 | 23 | 8 | 0.0017923 | 0.0016881 | 0.0035809 | 0.0043417 | 0 | 0 | 1.1705e-05 | 0.011415 |  | 1781.0676 | 1470.8703 | 2635.5285 | 6227.7141 | 0 | 0 | 0.71322 | 12115.8938 | 4186 | 6
2004 | 6 | 23 | 9 | 0.0021353 | 0.0017378 | 0.0036537 | 0.0045303 | 0 | 0 | 1.1705e-05 | 0.012069 |  | 2121.8677 | 1514.1532 | 2689.0895 | 6498.2924 | 0 | 0 | 0.71322 | 12824.116 | 4187 | 6
2004 | 6 | 23 | 10 | 0.0024339 | 0.0017207 | 0.0037219 | 0.0045251 | 0 | 0 | 1.1705e-05 | 0.012413 |  | 2418.5934 | 1499.2776 | 2739.2963 | 6490.7625 | 0 | 0 | 0.71322 | 13148.6431 | 4188 | 6
2004 | 6 | 23 | 11 | 0.0029456 | 0.0016901 | 0.0037156 | 0.0044574 | 0 | 0 | 1.1705e-05 | 0.01282 |  | 2927.1408 | 1472.5503 | 2734.6309 | 6393.7264 | 0 | 0 | 0.71322 | 13528.7617 | 4189 | 6
2004 | 6 | 23 | 12 | 0.0036178 | 0.0014832 | 0.0037962 | 0.0045515 | 0 | 0 | 1.1705e-05 | 0.01346 |  | 3595.1392 | 1292.3443 | 2793.9412 | 6528.6252 | 0 | 0 | 0.71322 | 14210.7632 | 4190 | 6
2004 | 6 | 23 | 13 | 0.0035824 | 0.0014866 | 0.0039081 | 0.0046061 | 0 | 0 | 1.1705e-05 | 0.013595 |  | 3559.8923 | 1295.2483 | 2876.3703 | 6607.026 | 0 | 0 | 0.71322 | 14339.2501 | 4191 | 6
2004 | 6 | 23 | 14 | 0.0034184 | 0.0015207 | 0.0038235 | 0.004492 | 0 | 0 | 1.1705e-05 | 0.013266 |  | 3396.9449 | 1324.9635 | 2814.098 | 6443.31 | 0 | 0 | 0.71322 | 13980.0297 | 4192 | 6
2004 | 6 | 23 | 15 | 0.0038159 | 0.0014026 | 0.003818 | 0.0046498 | 0 | 0 | 1.1705e-05 | 0.013698 |  | 3791.9691 | 1222.0359 | 2810.0198 | 6669.633 | 0 | 0 | 0.71322 | 14494.3711 | 4193 | 6
2004 | 6 | 23 | 16 | 0.0046467 | 0.0012158 | 0.0035953 | 0.0047134 | 0 | 0 | 1.1705e-05 | 0.014183 |  | 4617.6173 | 1059.3357 | 2646.152 | 6760.9624 | 0 | 0 | 0.71322 | 15084.7806 | 4194 | 6
2004 | 6 | 23 | 17 | 0.0045206 | 0.0012387 | 0.0034443 | 0.0046743 | 0 | 0 | 1.1705e-05 | 0.01389 |  | 4492.3043 | 1079.2411 | 2534.964 | 6704.891 | 0 | 0 | 0.71322 | 14812.1136 | 4195 | 6
2004 | 6 | 23 | 18 | 0.0036668 | 0.0013986 | 0.0034006 | 0.0043068 | 0 | 0 | 1.1705e-05 | 0.012784 |  | 3643.7953 | 1218.586 | 2502.8141 | 6177.6329 | 0 | 0 | 0.71322 | 13543.5415 | 4196 | 6
2004 | 6 | 23 | 19 | 0.0034733 | 0.0013527 | 0.0034002 | 0.0038407 | 4.3962e-05 | 2.0554e-06 | 1.1705e-05 | 0.012125 |  | 3451.5171 | 1178.61 | 2502.535 | 5509.1305 | 13.131 | 1.1498 | 0.71322 | 12656.7866 | 4197 | 6
2004 | 6 | 23 | 20 | 0.0036095 | 0.0012802 | 0.0033609 | 0.0040321 | 0.00017585 | 8.2216e-06 | 1.1705e-05 | 0.012478 |  | 3586.8358 | 1115.4017 | 2473.62 | 5783.6401 | 52.5241 | 4.5992 | 0.71322 | 13017.3341 | 4198 | 6
2004 | 6 | 23 | 21 | 0.0040433 | 0.0012029 | 0.0033794 | 0.0042264 | 0.00017585 | 8.2216e-06 | 1.1705e-05 | 0.013048 |  | 4017.9375 | 1048.0497 | 2487.2157 | 6062.4117 | 52.5241 | 4.5992 | 0.71322 | 13673.4511 | 4199 | 6
2004 | 6 | 23 | 22 | 0.0037768 | 0.0011442 | 0.003281 | 0.0042503 | 0.00017585 | 8.2216e-06 | 1.1705e-05 | 0.012648 |  | 3753.1329 | 996.9441 | 2414.7851 | 6096.6037 | 52.5241 | 4.5992 | 0.71322 | 13319.3024 | 4200 | 6
2004 | 6 | 23 | 23 | 0.0027375 | 0.0011956 | 0.0030864 | 0.0043603 | 0.00017585 | 8.2216e-06 | 1.1705e-05 | 0.011576 |  | 2720.2949 | 1041.708 | 2271.5938 | 6254.4711 | 52.5241 | 4.5992 | 0.71322 | 12345.9044 | 4201 | 6
2004 | 6 | 23 | 24 | 0.002441 | 0.0011591 | 0.0029555 | 0.0042051 | 0.00017585 | 8.2216e-06 | 1.1705e-05 | 0.010957 |  | 2425.6894 | 1009.9491 | 2175.2637 | 6031.7712 | 52.5241 | 4.5992 | 0.71322 | 11700.5099 | 4202 | 6
2004 | 6 | 24 | 1 | 0.001911 | 0.0011554 | 0.0027964 | 0.0041744 | 0.00017585 | 8.2216e-06 | 1.1705e-05 | 0.010233 |  | 1899.0682 | 1006.7297 | 2058.1136 | 5987.7521 | 52.5241 | 4.5992 | 0.71322 | 11009.5002 | 4203 | 6
2004 | 6 | 24 | 2 | 0.0015646 | 0.0012017 | 0.0027512 | 0.0042225 | 0.00017585 | 8.2216e-06 | 1.1705e-05 | 0.0099357 |  | 1554.7706 | 1047.0373 | 2024.8785 | 6056.7287 | 52.5241 | 4.5992 | 0.71322 | 10741.2517 | 4204 | 6
2004 | 6 | 24 | 3 | 0.0013388 | 0.0012203 | 0.0027045 | 0.0041501 | 0.00017585 | 8.2216e-06 | 1.1705e-05 | 0.0096094 |  | 1330.3585 | 1063.2072 | 1990.4693 | 5952.9916 | 52.5241 | 4.5992 | 0.71322 | 10394.8631 | 4205 | 6
2004 | 6 | 24 | 4 | 0.0011819 | 0.0012602 | 0.0026894 | 0.0042424 | 0.00017585 | 8.2216e-06 | 1.1705e-05 | 0.0095696 |  | 1174.494 | 1097.9665 | 1979.3939 | 6085.2619 | 52.5241 | 4.5992 | 0.71322 | 10394.9528 | 4206 | 6
2004 | 6 | 24 | 5 | 0.0011508 | 0.0013562 | 0.0027328 | 0.0039934 | 0.00017585 | 8.2216e-06 | 1.1705e-05 | 0.009429 |  | 1143.5856 | 1181.6909 | 2011.3253 | 5728.1841 | 52.5241 | 4.5992 | 0.71322 | 10122.6225 | 4207 | 6
2004 | 6 | 24 | 6 | 0.0011775 | 0.001411 | 0.0029848 | 0.0039125 | 0.00017585 | 8.2216e-06 | 1.1705e-05 | 0.0096816 |  | 1170.1555 | 1229.4221 | 2196.8127 | 5612.0391 | 52.5241 | 4.5992 | 0.71322 | 10266.2659 | 4208 | 6
2004 | 6 | 24 | 7 | 0.0014139 | 0.0015996 | 0.0033555 | 0.0040253 | 0 | 0 | 1.1705e-05 | 0.010406 |  | 1405.0803 | 1393.7509 | 2469.6062 | 5773.9316 | 0 | 0 | 0.71322 | 11043.0823 | 4209 | 6
2004 | 6 | 24 | 8 | 0.0016909 | 0.0016881 | 0.0035051 | 0.0041764 | 0 | 0 | 1.1705e-05 | 0.011072 |  | 1680.2508 | 1470.8703 | 2579.7553 | 5990.7117 | 0 | 0 | 0.71322 | 11722.3015 | 4210 | 6
2004 | 6 | 24 | 9 | 0.0019879 | 0.0017378 | 0.0036035 | 0.0041635 | 0 | 0 | 1.1705e-05 | 0.011504 |  | 1975.4624 | 1514.1532 | 2652.1766 | 5972.1239 | 0 | 0 | 0.71322 | 12114.6294 | 4211 | 6
2004 | 6 | 24 | 10 | 0.0022803 | 0.0017207 | 0.0036985 | 0.0041958 | 0 | 0 | 1.1705e-05 | 0.011907 |  | 2265.9551 | 1499.2776 | 2722.0698 | 6018.5109 | 0 | 0 | 0.71322 | 12506.5267 | 4212 | 6
2004 | 6 | 24 | 11 | 0.0027413 | 0.0016901 | 0.0037655 | 0.0041492 | 0 | 0 | 1.1705e-05 | 0.012358 |  | 2724.1261 | 1472.5503 | 2771.3536 | 5951.5706 | 0 | 0 | 0.71322 | 12920.3139 | 4213 | 6
2004 | 6 | 24 | 12 | 0.0033942 | 0.0014832 | 0.00373 | 0.0037871 | 0 | 0 | 1.1705e-05 | 0.012406 |  | 3372.9665 | 1292.3443 | 2745.2528 | 5432.198 | 0 | 0 | 0.71322 | 12843.4748 | 4214 | 6
2004 | 6 | 24 | 13 | 0.0033842 | 0.0014866 | 0.0038426 | 0.0039265 | 0 | 0 | 1.1705e-05 | 0.012652 |  | 3363.0116 | 1295.2483 | 2828.1417 | 5632.2371 | 0 | 0 | 0.71322 | 13119.3519 | 4215 | 6
2004 | 6 | 24 | 14 | 0.0032415 | 0.0015207 | 0.0038011 | 0.0041383 | 0 | 0 | 1.1705e-05 | 0.012713 |  | 3221.1544 | 1324.9635 | 2797.5612 | 5935.99 | 0 | 0 | 0.71322 | 13280.3824 | 4216 | 6
2004 | 6 | 24 | 15 | 0.0035835 | 0.0014026 | 0.0036604 | 0.0041567 | 0 | 0 | 1.1705e-05 | 0.012815 |  | 3561.0744 | 1222.0359 | 2694.0547 | 5962.3444 | 0 | 0 | 0.71322 | 13440.2228 | 4217 | 6
2004 | 6 | 24 | 16 | 0.0044146 | 0.0012158 | 0.00354 | 0.0042211 | 0 | 0 | 1.1705e-05 | 0.013403 |  | 4386.9548 | 1059.3357 | 2605.4112 | 6054.7869 | 0 | 0 | 0.71322 | 14107.2019 | 4218 | 6
2004 | 6 | 24 | 17 | 0.0042915 | 0.0012387 | 0.0034449 | 0.003992 | 0 | 0 | 1.1705e-05 | 0.012979 |  | 4264.608 | 1079.2411 | 2535.4534 | 5726.124 | 0 | 0 | 0.71322 | 13606.1397 | 4219 | 6
2004 | 6 | 24 | 18 | 0.0034295 | 0.0013986 | 0.0034136 | 0.0038519 | 0 | 0 | 1.1705e-05 | 0.012105 |  | 3408.0121 | 1218.586 | 2512.4018 | 5525.1376 | 0 | 0 | 0.71322 | 12664.8507 | 4220 | 6
2004 | 6 | 24 | 19 | 0.0032387 | 0.0013527 | 0.0033858 | 0.0039018 | 4.3962e-05 | 2.0554e-06 | 1.1705e-05 | 0.011937 |  | 3218.3751 | 1178.61 | 2491.9243 | 5596.7428 | 13.131 | 1.1498 | 0.71322 | 12500.6462 | 4221 | 6
2004 | 6 | 24 | 20 | 0.0033499 | 0.0012802 | 0.003312 | 0.0036243 | 0.00017585 | 8.2216e-06 | 1.1705e-05 | 0.011762 |  | 3328.8823 | 1115.4017 | 2437.6055 | 5198.7239 | 52.5241 | 4.5992 | 0.71322 | 12138.4501 | 4222 | 6
2004 | 6 | 24 | 21 | 0.0038357 | 0.0012029 | 0.0032413 | 0.0038278 | 0.00017585 | 8.2216e-06 | 1.1705e-05 | 0.012304 |  | 3811.6888 | 1048.0497 | 2385.5862 | 5490.6848 | 52.5241 | 4.5992 | 0.71322 | 12793.8461 | 4223 | 6
2004 | 6 | 24 | 22 | 0.0035674 | 0.0011442 | 0.0032003 | 0.0038531 | 0.00017585 | 8.2216e-06 | 1.1705e-05 | 0.011961 |  | 3545.0253 | 996.9441 | 2355.3663 | 5526.8426 | 52.5241 | 4.5992 | 0.71322 | 12482.0148 | 4224 | 6
2004 | 6 | 24 | 23 | 0.0025191 | 0.0011956 | 0.0030224 | 0.0038464 | 0.00017585 | 8.2216e-06 | 1.1705e-05 | 0.010779 |  | 2503.2829 | 1041.708 | 2224.4735 | 5517.2997 | 52.5241 | 4.5992 | 0.71322 | 11344.6007 | 4225 | 6
2004 | 6 | 24 | 24 | 0.0022713 | 0.0011591 | 0.0029362 | 0.0038549 | 0.00017585 | 8.2216e-06 | 1.1705e-05 | 0.010417 |  | 2257.0316 | 1009.9491 | 2161.0455 | 5529.518 | 52.5241 | 4.5992 | 0.71322 | 11015.3808 | 4226 | 6
2004 | 6 | 25 | 1 | 0.0017366 | 0.0011436 | 0.0028456 | 0.0035554 | 0.00017585 | 8.2216e-06 | 1.1705e-05 | 0.0094769 |  | 1725.6827 | 996.3879 | 2094.3306 | 5099.8411 | 52.5241 | 4.5992 | 0.71322 | 9974.0789 | 4227 | 6
2004 | 6 | 25 | 2 | 0.0014273 | 0.0011498 | 0.0028101 | 0.0036701 | 0.00017585 | 8.2216e-06 | 1.1705e-05 | 0.0092531 |  | 1418.3832 | 1001.7885 | 2068.193 | 5264.4802 | 52.5241 | 4.5992 | 0.71322 | 9810.6815 | 4228 | 6
2004 | 6 | 25 | 3 | 0.0012843 | 0.0011186 | 0.0027431 | 0.0037718 | 0.00017585 | 8.2216e-06 | 1.1705e-05 | 0.0091136 |  | 1276.2136 | 974.6702 | 2018.9004 | 5410.2949 | 52.5241 | 4.5992 | 0.71322 | 9737.9156 | 4229 | 6
2004 | 6 | 25 | 4 | 0.0010527 | 0.0011987 | 0.0027209 | 0.0039187 | 0.00017585 | 8.2216e-06 | 1.1705e-05 | 0.0090868 |  | 1046.0768 | 1044.4289 | 2002.5586 | 5621.0608 | 52.5241 | 4.5992 | 0.71322 | 9771.9617 | 4230 | 6
2004 | 6 | 25 | 5 | 0.00094946 | 0.0012667 | 0.0026481 | 0.0038715 | 0.00017585 | 8.2216e-06 | 1.1705e-05 | 0.0089316 |  | 943.5124 | 1103.6581 | 1948.9846 | 5553.3391 | 52.5241 | 4.5992 | 0.71322 | 9607.3307 | 4231 | 6
2004 | 6 | 25 | 6 | 0.00093013 | 0.0013436 | 0.0028935 | 0.0038676 | 0.00017585 | 8.2216e-06 | 1.1705e-05 | 0.0092306 |  | 924.3014 | 1170.6516 | 2129.5826 | 5547.7272 | 52.5241 | 4.5992 | 0.71322 | 9830.0994 | 4232 | 6
2004 | 6 | 25 | 7 | 0.0013385 | 0.0013701 | 0.0033006 | 0.0039593 | 0 | 0 | 1.1705e-05 | 0.0099801 |  | 1330.1445 | 1193.7389 | 2429.2049 | 5679.1687 | 0 | 0 | 0.71322 | 10632.9702 | 4233 | 6
2004 | 6 | 25 | 8 | 0.0013907 | 0.0015325 | 0.0034679 | 0.0040739 | 0 | 0 | 1.1705e-05 | 0.010477 |  | 1381.9612 | 1335.27 | 2552.3682 | 5843.6185 | 0 | 0 | 0.71322 | 11113.9311 | 4234 | 6
2004 | 6 | 25 | 9 | 0.0017642 | 0.0015396 | 0.0034823 | 0.004166 | 0 | 0 | 1.1705e-05 | 0.010964 |  | 1753.1331 | 1341.4794 | 2562.9656 | 5975.7704 | 0 | 0 | 0.71322 | 11634.0618 | 4235 | 6
2004 | 6 | 25 | 10 | 0.0018705 | 0.0015564 | 0.003654 | 0.0041721 | 0 | 0 | 1.1705e-05 | 0.011265 |  | 1858.7932 | 1356.0898 | 2689.3067 | 5984.5317 | 0 | 0 | 0.71322 | 11889.4346 | 4236 | 6
2004 | 6 | 25 | 11 | 0.0022207 | 0.0014861 | 0.0036662 | 0.0040954 | 0 | 0 | 1.1705e-05 | 0.01148 |  | 2206.7434 | 1294.8501 | 2698.3194 | 5874.496 | 0 | 0 | 0.71322 | 12075.1222 | 4237 | 6
2004 | 6 | 25 | 12 | 0.0027121 | 0.0013113 | 0.0035821 | 0.0040943 | 0 | 0 | 1.1705e-05 | 0.011711 |  | 2695.0483 | 1142.5576 | 2636.3736 | 5872.8384 | 0 | 0 | 0.71322 | 12347.5311 | 4238 | 6
2004 | 6 | 25 | 13 | 0.0031175 | 0.0011453 | 0.0037666 | 0.0041747 | 0 | 0 | 1.1705e-05 | 0.012216 |  | 3097.9311 | 997.9136 | 2772.2152 | 5988.1782 | 0 | 0 | 0.71322 | 12856.9514 | 4239 | 6
2004 | 6 | 25 | 14 | 0.003013 | 0.0011664 | 0.0036236 | 0.0042194 | 0 | 0 | 1.1705e-05 | 0.012034 |  | 2994.1016 | 1016.2836 | 2666.9463 | 6052.3481 | 0 | 0 | 0.71322 | 12730.3928 | 4240 | 6
2004 | 6 | 25 | 15 | 0.0028241 | 0.0012717 | 0.0034538 | 0.0041446 | 0 | 0 | 1.1705e-05 | 0.011706 |  | 2806.4057 | 1108.0345 | 2541.9415 | 5945.0117 | 0 | 0 | 0.71322 | 12402.1068 | 4241 | 6
2004 | 6 | 25 | 16 | 0.0039957 | 0.0010274 | 0.0032526 | 0.0037786 | 0 | 0 | 1.1705e-05 | 0.012066 |  | 3970.6842 | 895.1714 | 2393.9178 | 5420.0979 | 0 | 0 | 0.71322 | 12680.5845 | 4242 | 6
2004 | 6 | 25 | 17 | 0.0043041 | 0.00091164 | 0.0032016 | 0.0038338 | 0 | 0 | 1.1705e-05 | 0.012263 |  | 4277.1034 | 794.3113 | 2356.39 | 5499.2565 | 0 | 0 | 0.71322 | 12927.7744 | 4243 | 6
2004 | 6 | 25 | 18 | 0.003788 | 0.00095174 | 0.0031309 | 0.0038958 | 0 | 0 | 1.1705e-05 | 0.011778 |  | 3764.2602 | 829.2472 | 2304.3079 | 5588.2182 | 0 | 0 | 0.71322 | 12486.7468 | 4244 | 6
2004 | 6 | 25 | 19 | 0.0030481 | 0.0011335 | 0.0030583 | 0.0039015 | 4.3962e-05 | 2.0554e-06 | 1.1705e-05 | 0.011199 |  | 3029.0159 | 987.6484 | 2250.8537 | 5596.3162 | 13.131 | 1.1498 | 0.71322 | 11878.8282 | 4245 | 6
2004 | 6 | 25 | 20 | 0.0027247 | 0.0011465 | 0.0030059 | 0.0039051 | 0.00017585 | 8.2216e-06 | 1.1705e-05 | 0.010978 |  | 2707.6281 | 998.9481 | 2212.3232 | 5601.4308 | 52.5241 | 4.5992 | 0.71322 | 11578.1667 | 4246 | 6
2004 | 6 | 25 | 21 | 0.0033111 | 0.0010022 | 0.0029426 | 0.0038045 | 0.00017585 | 8.2216e-06 | 1.1705e-05 | 0.011256 |  | 3290.3732 | 873.2052 | 2165.753 | 5457.1554 | 52.5241 | 4.5992 | 0.71322 | 11844.3234 | 4247 | 6
2004 | 6 | 25 | 22 | 0.0034044 | 0.0009379 | 0.0027923 | 0.0034498 | 0.00017585 | 8.2216e-06 | 1.1705e-05 | 0.01078 |  | 3383.0606 | 817.1862 | 2055.1139 | 4948.4618 | 52.5241 | 4.5992 | 0.71322 | 11261.659 | 4248 | 6
2004 | 6 | 25 | 23 | 0.0029075 | 0.00092408 | 0.0026199 | 0.002488 | 0.00017585 | 8.2216e-06 | 1.1705e-05 | 0.0091352 |  | 2889.2515 | 805.149 | 1928.2363 | 3568.7879 | 52.5241 | 4.5992 | 0.71322 | 9249.2612 | 4249 | 6
2004 | 6 | 25 | 24 | 0.0021675 | 0.0010674 | 0.0025038 | 0.0021147 | 0.00017585 | 8.2216e-06 | 1.1705e-05 | 0.0080492 |  | 2153.918 | 930.0613 | 1842.8029 | 3033.2898 | 52.5241 | 4.5992 | 0.71322 | 8017.9085 | 4250 | 6
2004 | 6 | 26 | 1 | 0.0018276 | 0.0012309 | 0.0024528 | 0.0023081 | 0.00017585 | 8.2216e-06 | 1.1705e-05 | 0.0080151 |  | 1816.1047 | 1072.4492 | 1805.2234 | 3310.7115 | 52.5241 | 4.5992 | 0.71322 | 8062.3255 | 4251 | 6
2004 | 6 | 26 | 2 | 0.001491 | 0.0013246 | 0.002367 | 0.0023316 | 0.00017585 | 8.2216e-06 | 1.1705e-05 | 0.00771 |  | 1481.6368 | 1154.0919 | 1742.1068 | 3344.5251 | 52.5241 | 4.5992 | 0.71322 | 7780.1971 | 4252 | 6
2004 | 6 | 26 | 3 | 0.0012497 | 0.0013459 | 0.0023156 | 0.0022121 | 0.00017585 | 8.2216e-06 | 1.1705e-05 | 0.0073191 |  | 1241.8929 | 1172.7163 | 1704.245 | 3173.0662 | 52.5241 | 4.5992 | 0.71322 | 7349.7569 | 4253 | 6
2004 | 6 | 26 | 4 | 0.0011766 | 0.0013525 | 0.0023258 | 0.0022071 | 0.00017585 | 8.2216e-06 | 1.1705e-05 | 0.0072578 |  | 1169.2415 | 1178.3937 | 1711.773 | 3165.8915 | 52.5241 | 4.5992 | 0.71322 | 7283.1363 | 4254 | 6
2004 | 6 | 26 | 5 | 0.00096452 | 0.0013975 | 0.002315 | 0.0023116 | 0.00017585 | 8.2216e-06 | 1.1705e-05 | 0.0071845 |  | 958.4718 | 1217.65 | 1703.8329 | 3315.8263 | 52.5241 | 4.5992 | 0.71322 | 7253.6175 | 4255 | 6
2004 | 6 | 26 | 6 | 0.0010627 | 0.001429 | 0.002299 | 0.0022966 | 0.00017585 | 8.2216e-06 | 1.1705e-05 | 0.0072831 |  | 1056.0659 | 1245.1165 | 1692.0496 | 3294.231 | 52.5241 | 4.5992 | 0.71322 | 7345.2995 | 4256 | 6
2004 | 6 | 26 | 7 | 0.0012425 | 0.0015981 | 0.0024676 | 0.0023287 | 0 | 0 | 1.1705e-05 | 0.0076486 |  | 1234.7455 | 1392.4504 | 1816.1332 | 3340.2628 | 0 | 0 | 0.71322 | 7784.3051 | 4257 | 6
2004 | 6 | 26 | 8 | 0.0015816 | 0.0016363 | 0.0025875 | 0.0023073 | 0 | 0 | 1.1705e-05 | 0.0081245 |  | 1571.7212 | 1425.7139 | 1904.3791 | 3309.6223 | 0 | 0 | 0.71322 | 8212.1496 | 4258 | 6
2004 | 6 | 26 | 9 | 0.0018823 | 0.0016886 | 0.0025716 | 0.0022882 | 0 | 0 | 1.1705e-05 | 0.0084424 |  | 1870.5292 | 1471.2885 | 1892.6721 | 3282.1785 | 0 | 0 | 0.71322 | 8517.3815 | 4259 | 6
2004 | 6 | 26 | 10 | 0.0022285 | 0.0016564 | 0.0026555 | 0.0022776 | 0 | 0 | 1.1705e-05 | 0.0088297 |  | 2214.512 | 1443.2038 | 1954.452 | 3267.0003 | 0 | 0 | 0.71322 | 8879.8813 | 4260 | 6
2004 | 6 | 26 | 11 | 0.0025704 | 0.0015929 | 0.0026423 | 0.0021843 | 0 | 0 | 1.1705e-05 | 0.0090017 |  | 2554.2834 | 1387.8884 | 1944.7404 | 3133.2146 | 0 | 0 | 0.71322 | 9020.84 | 4261 | 6
2004 | 6 | 26 | 12 | 0.0026283 | 0.0015588 | 0.0026085 | 0.0022008 | 0 | 0 | 1.1705e-05 | 0.009008 |  | 2611.8457 | 1358.1325 | 1919.8089 | 3156.7749 | 0 | 0 | 0.71322 | 9047.2752 | 4262 | 6
2004 | 6 | 26 | 13 | 0.0028534 | 0.0014764 | 0.0025965 | 0.0023214 | 0 | 0 | 1.1705e-05 | 0.0092595 |  | 2835.5376 | 1286.4049 | 1911.0369 | 3329.7968 | 0 | 0 | 0.71322 | 9363.4895 | 4263 | 6
2004 | 6 | 26 | 14 | 0.0027797 | 0.0014403 | 0.0026663 | 0.0023483 | 0 | 0 | 1.1705e-05 | 0.0092462 |  | 2762.2499 | 1254.9316 | 1962.344 | 3368.3458 | 0 | 0 | 0.71322 | 9348.5845 | 4264 | 6
2004 | 6 | 26 | 15 | 0.0031121 | 0.0013225 | 0.0026276 | 0.0022432 | 0 | 0 | 1.1705e-05 | 0.0093171 |  | 3092.597 | 1152.2975 | 1933.9277 | 3217.6064 | 0 | 0 | 0.71322 | 9397.1418 | 4265 | 6
2004 | 6 | 26 | 16 | 0.0032925 | 0.0012729 | 0.002617 | 0.0023634 | 0 | 0 | 1.1705e-05 | 0.0095575 |  | 3271.8783 | 1109.0652 | 1926.1225 | 3390.0594 | 0 | 0 | 0.71322 | 9697.8385 | 4266 | 6
2004 | 6 | 26 | 17 | 0.0032478 | 0.00133 | 0.0025929 | 0.0022521 | 0 | 0 | 1.1705e-05 | 0.0094346 |  | 3227.484 | 1158.827 | 1908.3214 | 3230.4874 | 0 | 0 | 0.71322 | 9525.833 | 4267 | 6
2004 | 6 | 26 | 18 | 0.0036888 | 0.0011477 | 0.0025415 | 0.0021945 | 0 | 0 | 1.1705e-05 | 0.0095841 |  | 3665.6813 | 999.954 | 1870.5307 | 3147.7536 | 0 | 0 | 0.71322 | 9684.6328 | 4268 | 6
2004 | 6 | 26 | 19 | 0.0040338 | 0.00099729 | 0.0024925 | 0.0022397 | 4.3962e-05 | 2.0554e-06 | 1.1705e-05 | 0.0098211 |  | 4008.5142 | 868.9306 | 1834.4934 | 3212.6809 | 13.131 | 1.1498 | 0.71322 | 9939.6132 | 4269 | 6
2004 | 6 | 26 | 20 | 0.0036237 | 0.0011031 | 0.0024748 | 0.0020305 | 0.00017585 | 8.2216e-06 | 1.1705e-05 | 0.0094278 |  | 3600.9562 | 961.154 | 1821.4179 | 2912.5273 | 52.5241 | 4.5992 | 0.71322 | 9353.8919 | 4270 | 6
2004 | 6 | 26 | 21 | 0.0033349 | 0.0011789 | 0.002433 | 0.0020379 | 0.00017585 | 8.2216e-06 | 1.1705e-05 | 0.0091805 |  | 3314.0268 | 1027.1737 | 1790.666 | 2923.1356 | 52.5241 | 4.5992 | 0.71322 | 9112.8386 | 4271 | 6
2004 | 6 | 26 | 22 | 0.0035827 | 0.0010219 | 0.0023672 | 0.0019562 | 0.00017585 | 8.2216e-06 | 1.1705e-05 | 0.0091238 |  | 3560.2703 | 890.3405 | 1742.246 | 2805.9724 | 52.5241 | 4.5992 | 0.71322 | 9056.6658 | 4272 | 6
2004 | 6 | 26 | 23 | 0.0026719 | 0.0011972 | 0.0022415 | 0.0020338 | 0.00017585 | 8.2216e-06 | 1.1705e-05 | 0.0083402 |  | 2655.1973 | 1043.12 | 1649.7315 | 2917.2393 | 52.5241 | 4.5992 | 0.71322 | 8323.1247 | 4273 | 6
2004 | 6 | 26 | 24 | 0.0022164 | 0.0012183 | 0.0021425 | 0.0018502 | 0.00017585 | 8.2216e-06 | 1.1705e-05 | 0.0076232 |  | 2202.5419 | 1061.4993 | 1576.8648 | 2653.9776 | 52.5241 | 4.5992 | 0.71322 | 7552.7201 | 4274 | 6
2004 | 6 | 27 | 1 | 0.0016396 | 0.0012538 | 0.0021689 | 0.0020586 | 0.00017585 | 8.2216e-06 | 1.1705e-05 | 0.0073167 |  | 1629.3444 | 1092.4488 | 1596.2815 | 2952.8764 | 52.5241 | 4.5992 | 0.71322 | 7328.7876 | 4275 | 6
2004 | 6 | 27 | 2 | 0.0013854 | 0.0012748 | 0.0021911 | 0.0020532 | 0.00017585 | 8.2216e-06 | 1.1705e-05 | 0.0071003 |  | 1376.6745 | 1110.7582 | 1612.6476 | 2945.1095 | 52.5241 | 4.5992 | 0.71322 | 7103.0263 | 4276 | 6
2004 | 6 | 27 | 3 | 0.0010454 | 0.0013946 | 0.0021299 | 0.001823 | 0.00017585 | 8.2216e-06 | 1.1705e-05 | 0.0065886 |  | 1038.8829 | 1215.0855 | 1567.5666 | 2614.9074 | 52.5241 | 4.5992 | 0.71322 | 6494.2789 | 4277 | 6
2004 | 6 | 27 | 4 | 0.00091476 | 0.0013836 | 0.0021631 | 0.0021141 | 0.00017585 | 8.2216e-06 | 1.1705e-05 | 0.0067713 |  | 909.0281 | 1205.5074 | 1592.0046 | 3032.4371 | 52.5241 | 4.5992 | 0.71322 | 6796.8138 | 4278 | 6
2004 | 6 | 27 | 5 | 0.00084449 | 0.0013993 | 0.0021399 | 0.0020868 | 0.00017585 | 8.2216e-06 | 1.1705e-05 | 0.0066662 |  | 839.1913 | 1219.2114 | 1574.9357 | 2993.2723 | 52.5241 | 4.5992 | 0.71322 | 6684.4473 | 4279 | 6
2004 | 6 | 27 | 6 | 0.0008002 | 0.0013656 | 0.0020866 | 0.0020936 | 0.00017585 | 8.2216e-06 | 1.1705e-05 | 0.0065418 |  | 795.1822 | 1189.8217 | 1535.7435 | 3003.1229 | 52.5241 | 4.5992 | 0.71322 | 6581.7067 | 4280 | 6
2004 | 6 | 27 | 7 | 0.0012218 | 0.0014516 | 0.0022323 | 0.0022306 | 0 | 0 | 1.1705e-05 | 0.007148 |  | 1214.1372 | 1264.7961 | 1642.9917 | 3199.5153 | 0 | 0 | 0.71322 | 7322.1535 | 4281 | 6
2004 | 6 | 27 | 8 | 0.0014223 | 0.0014837 | 0.0023845 | 0.0023123 | 0 | 0 | 1.1705e-05 | 0.0076146 |  | 1413.3627 | 1292.7746 | 1754.9951 | 3316.7972 | 0 | 0 | 0.71322 | 7778.6427 | 4282 | 6
2004 | 6 | 27 | 9 | 0.0019394 | 0.001467 | 0.0024575 | 0.002277 | 0 | 0 | 1.1705e-05 | 0.0081525 |  | 1927.2346 | 1278.2076 | 1808.6784 | 3266.0767 | 0 | 0 | 0.71322 | 8280.9106 | 4283 | 6
2004 | 6 | 27 | 10 | 0.0022489 | 0.0014535 | 0.0025158 | 0.0022623 | 0 | 0 | 1.1705e-05 | 0.0084922 |  | 2234.7803 | 1266.402 | 1851.6458 | 3245.0503 | 0 | 0 | 0.71322 | 8598.5916 | 4284 | 6
2004 | 6 | 27 | 11 | 0.0023665 | 0.0015107 | 0.0025359 | 0.0024165 | 0 | 0 | 1.1705e-05 | 0.0088413 |  | 2351.6362 | 1316.3056 | 1866.376 | 3466.2583 | 0 | 0 | 0.71322 | 9001.2893 | 4285 | 6
2004 | 6 | 27 | 12 | 0.0027876 | 0.001427 | 0.0025975 | 0.0025159 | 0 | 0 | 1.1705e-05 | 0.0093397 |  | 2770.1088 | 1243.348 | 1911.7593 | 3608.8523 | 0 | 0 | 0.71322 | 9534.7817 | 4286 | 6
2004 | 6 | 27 | 13 | 0.00262 | 0.001424 | 0.0025643 | 0.0023027 | 0 | 0 | 1.1705e-05 | 0.0089227 |  | 2603.5903 | 1240.7247 | 1887.3099 | 3302.9684 | 0 | 0 | 0.71322 | 9035.3065 | 4287 | 6
2004 | 6 | 27 | 14 | 0.0027893 | 0.0013207 | 0.0025792 | 0.0021553 | 0 | 0 | 1.1705e-05 | 0.0088562 |  | 2771.8125 | 1150.7038 | 1898.3095 | 3091.5161 | 0 | 0 | 0.71322 | 8913.055 | 4288 | 6
2004 | 6 | 27 | 15 | 0.002904 | 0.0013493 | 0.002552 | 0.0020677 | 0 | 0 | 1.1705e-05 | 0.0088846 |  | 2885.7802 | 1175.6139 | 1878.2425 | 2965.8524 | 0 | 0 | 0.71322 | 8906.2022 | 4289 | 6
2004 | 6 | 27 | 16 | 0.0034345 | 0.0012955 | 0.0025488 | 0.0023312 | 0 | 0 | 1.1705e-05 | 0.0096217 |  | 3413 | 1128.7271 | 1875.9299 | 3343.8856 | 0 | 0 | 0.71322 | 9762.2558 | 4290 | 6
2004 | 6 | 27 | 17 | 0.0038698 | 0.0012064 | 0.0024842 | 0.0022964 | 0 | 0 | 1.1705e-05 | 0.0098685 |  | 3845.5113 | 1051.1288 | 1828.3715 | 3293.9234 | 0 | 0 | 0.71322 | 10019.6482 | 4291 | 6
2004 | 6 | 27 | 18 | 0.0036612 | 0.0012081 | 0.0024322 | 0.0021384 | 0 | 0 | 1.1705e-05 | 0.0094515 |  | 3638.2222 | 1052.5748 | 1790.0634 | 3067.3636 | 0 | 0 | 0.71322 | 9548.9373 | 4292 | 6
2004 | 6 | 27 | 19 | 0.0032524 | 0.0012019 | 0.0023971 | 0.0025179 | 4.3962e-05 | 2.0554e-06 | 1.1705e-05 | 0.009427 |  | 3232.034 | 1047.2518 | 1764.2355 | 3611.6229 | 13.131 | 1.1498 | 0.71322 | 9670.1383 | 4293 | 6
2004 | 6 | 27 | 20 | 0.0034876 | 0.0011497 | 0.0023531 | 0.0023575 | 0.00017585 | 8.2216e-06 | 1.1705e-05 | 0.0095436 |  | 3465.6881 | 1001.6919 | 1731.846 | 3381.6061 | 52.5241 | 4.5992 | 0.71322 | 9638.6687 | 4294 | 6
2004 | 6 | 27 | 21 | 0.0038289 | 0.0011564 | 0.0023985 | 0.0024941 | 0.00017585 | 8.2216e-06 | 1.1705e-05 | 0.010074 |  | 3804.8981 | 1007.526 | 1765.2495 | 3577.4779 | 52.5241 | 4.5992 | 0.71322 | 10212.988 | 4295 | 6
2004 | 6 | 27 | 22 | 0.0039818 | 0.00096549 | 0.0023066 | 0.002784 | 0.00017585 | 8.2216e-06 | 1.1705e-05 | 0.010234 |  | 3956.7948 | 841.2228 | 1697.606 | 3993.4213 | 52.5241 | 4.5992 | 0.71322 | 10546.8815 | 4296 | 6
2004 | 6 | 27 | 23 | 0.0027412 | 0.0011553 | 0.0024082 | 0.0027483 | 0.00017585 | 8.2216e-06 | 1.1705e-05 | 0.0092488 |  | 2724.0082 | 1006.6071 | 1772.4161 | 3942.2037 | 52.5241 | 4.5992 | 0.71322 | 9503.0717 | 4297 | 6
2004 | 6 | 27 | 24 | 0.0020506 | 0.0011565 | 0.0024049 | 0.0030067 | 0.00017585 | 8.2216e-06 | 1.1705e-05 | 0.0088145 |  | 2037.7289 | 1007.6617 | 1769.9774 | 4312.873 | 52.5241 | 4.5992 | 0.71322 | 9186.0776 | 4298 | 6
2004 | 6 | 28 | 1 | 0.0018337 | 0.0011463 | 0.0023178 | 0.0030268 | 0.00017585 | 8.2216e-06 | 1.1705e-05 | 0.0085203 |  | 1822.1568 | 998.7375 | 1705.8704 | 4341.6668 | 52.5241 | 4.5992 | 0.71322 | 8926.2681 | 4299 | 6
2004 | 6 | 28 | 2 | 0.0015852 | 0.0011616 | 0.0023822 | 0.0031134 | 0.00017585 | 8.2216e-06 | 1.1705e-05 | 0.0084382 |  | 1575.2865 | 1012.0619 | 1753.2477 | 4465.9335 | 52.5241 | 4.5992 | 0.71322 | 8864.3662 | 4300 | 6
2004 | 6 | 28 | 3 | 0.0011821 | 0.0012446 | 0.0022298 | 0.0031983 | 0.00017585 | 8.2216e-06 | 1.1705e-05 | 0.0080505 |  | 1174.6871 | 1084.3837 | 1641.1298 | 4587.5955 | 52.5241 | 4.5992 | 0.71322 | 8545.6326 | 4301 | 6
2004 | 6 | 28 | 4 | 0.0010893 | 0.0012533 | 0.0023198 | 0.0032126 | 0.00017585 | 8.2216e-06 | 1.1705e-05 | 0.0080708 |  | 1082.4335 | 1092.026 | 1707.3852 | 4608.1488 | 52.5241 | 4.5992 | 0.71322 | 8547.83 | 4302 | 6
2004 | 6 | 28 | 5 | 0.00093335 | 0.0013645 | 0.002401 | 0.0032835 | 0.00017585 | 8.2216e-06 | 1.1705e-05 | 0.008178 |  | 927.4952 | 1188.8601 | 1767.0928 | 4709.8498 | 52.5241 | 4.5992 | 0.71322 | 8651.1345 | 4303 | 6
2004 | 6 | 28 | 6 | 0.0011134 | 0.0013516 | 0.0026173 | 0.0032767 | 0.00017585 | 8.2216e-06 | 1.1705e-05 | 0.0085548 |  | 1106.4354 | 1177.6478 | 1926.3347 | 4700.0941 | 52.5241 | 4.5992 | 0.71322 | 8968.3486 | 4304 | 6
2004 | 6 | 28 | 7 | 0.0014946 | 0.0014837 | 0.0030401 | 0.0033868 | 0 | 0 | 1.1705e-05 | 0.0094169 |  | 1485.1926 | 1292.7194 | 2237.5051 | 4858.0794 | 0 | 0 | 0.71322 | 9874.2096 | 4305 | 6
2004 | 6 | 28 | 8 | 0.0016654 | 0.0016243 | 0.0032795 | 0.0036068 | 0 | 0 | 1.1705e-05 | 0.010188 |  | 1654.984 | 1415.2782 | 2413.6682 | 5173.6484 | 0 | 0 | 0.71322 | 10658.292 | 4306 | 6
2004 | 6 | 28 | 9 | 0.0022111 | 0.0015949 | 0.0033359 | 0.0036567 | 0 | 0 | 1.1705e-05 | 0.01081 |  | 2197.2077 | 1389.6246 | 2455.1942 | 5245.1346 | 0 | 0 | 0.71322 | 11287.8744 | 4307 | 6
2004 | 6 | 28 | 10 | 0.0025183 | 0.0015176 | 0.003442 | 0.0037212 | 0 | 0 | 1.1705e-05 | 0.011211 |  | 2502.5372 | 1322.2501 | 2533.277 | 5337.7428 | 0 | 0 | 0.71322 | 11696.5203 | 4308 | 6
2004 | 6 | 28 | 11 | 0.0029809 | 0.0014982 | 0.0034959 | 0.0037181 | 0 | 0 | 1.1705e-05 | 0.011705 |  | 2962.2093 | 1305.3393 | 2572.9478 | 5333.2676 | 0 | 0 | 0.71322 | 12174.4772 | 4309 | 6
2004 | 6 | 28 | 12 | 0.0035888 | 0.0013271 | 0.0034637 | 0.0036783 | 0 | 0 | 1.1705e-05 | 0.01207 |  | 3566.3439 | 1156.3072 | 2549.2289 | 5276.1066 | 0 | 0 | 0.71322 | 12548.6998 | 4310 | 6
2004 | 6 | 28 | 13 | 0.0038577 | 0.0011896 | 0.0035968 | 0.0036816 | 0 | 0 | 1.1705e-05 | 0.012337 |  | 3833.5527 | 1036.4721 | 2647.1893 | 5280.9607 | 0 | 0 | 0.71322 | 12798.8881 | 4311 | 6
2004 | 6 | 28 | 14 | 0.0031659 | 0.0014036 | 0.0035351 | 0.0036668 | 0 | 0 | 1.1705e-05 | 0.011783 |  | 3146.067 | 1222.9239 | 2601.8301 | 5259.6499 | 0 | 0 | 0.71322 | 12231.1841 | 4312 | 6
2004 | 6 | 28 | 15 | 0.0038271 | 0.0012291 | 0.0034356 | 0.0034169 | 0 | 0 | 1.1705e-05 | 0.01192 |  | 3803.1197 | 1070.9347 | 2528.5557 | 4901.1751 | 0 | 0 | 0.71322 | 12304.4984 | 4313 | 6
2004 | 6 | 28 | 16 | 0.0042221 | 0.0011625 | 0.0032732 | 0.0033048 | 0 | 0 | 1.1705e-05 | 0.011974 |  | 4195.6511 | 1012.9021 | 2409.0585 | 4740.4193 | 0 | 0 | 0.71322 | 12358.7442 | 4314 | 6
2004 | 6 | 28 | 17 | 0.0046005 | 0.0010586 | 0.0031644 | 0.0032152 | 0 | 0 | 1.1705e-05 | 0.01205 |  | 4571.6956 | 922.3822 | 2328.9804 | 4611.8429 | 0 | 0 | 0.71322 | 12435.6144 | 4315 | 6
2004 | 6 | 28 | 18 | 0.00362 | 0.0012534 | 0.0030705 | 0.0031728 | 0 | 0 | 1.1705e-05 | 0.011128 |  | 3597.2802 | 1092.048 | 2259.8312 | 4551.0828 | 0 | 0 | 0.71322 | 11500.9555 | 4316 | 6
2004 | 6 | 28 | 19 | 0.0031543 | 0.0012714 | 0.0030643 | 0.0031951 | 4.3962e-05 | 2.0554e-06 | 1.1705e-05 | 0.010743 |  | 3134.5369 | 1107.7839 | 2255.2843 | 4583.0492 | 13.131 | 1.1498 | 0.71322 | 11095.6483 | 4317 | 6
2004 | 6 | 28 | 20 | 0.0034382 | 0.0011762 | 0.002953 | 0.0029952 | 0.00017585 | 8.2216e-06 | 1.1705e-05 | 0.010758 |  | 3416.6665 | 1024.803 | 2173.3586 | 4296.2976 | 52.5241 | 4.5992 | 0.71322 | 10968.9623 | 4318 | 6
2004 | 6 | 28 | 21 | 0.0036516 | 0.001213 | 0.002894 | 0.002943 | 0.00017585 | 8.2216e-06 | 1.1705e-05 | 0.010898 |  | 3628.7207 | 1056.9178 | 2129.9967 | 4221.5196 | 52.5241 | 4.5992 | 0.71322 | 11094.9914 | 4319 | 6
2004 | 6 | 28 | 22 | 0.0034539 | 0.001097 | 0.002828 | 0.0029208 | 0.00017585 | 8.2216e-06 | 1.1705e-05 | 0.010495 |  | 3432.1997 | 955.7858 | 2081.4093 | 4189.6479 | 52.5241 | 4.5992 | 0.71322 | 10716.8792 | 4320 | 6
2004 | 6 | 28 | 23 | 0.0027333 | 0.0012045 | 0.0027229 | 0.0028836 | 0.00017585 | 8.2216e-06 | 1.1705e-05 | 0.00974 |  | 2716.2004 | 1049.4467 | 2004.0211 | 4136.1809 | 52.5241 | 4.5992 | 0.71322 | 9963.6857 | 4321 | 6
2004 | 6 | 28 | 24 | 0.0024223 | 0.0010836 | 0.0025819 | 0.0029071 | 0.00017585 | 8.2216e-06 | 1.1705e-05 | 0.0091906 |  | 2407.0826 | 944.1214 | 1900.243 | 4169.9944 | 52.5241 | 4.5992 | 0.71322 | 9479.278 | 4322 | 6
2004 | 6 | 29 | 1 | 0.0018367 | 0.0011554 | 0.0024767 | 0.0027697 | 0.00017585 | 8.2216e-06 | 1.1705e-05 | 0.0084344 |  | 1825.2109 | 1006.7297 | 1822.8658 | 3972.844 | 52.5241 | 4.5992 | 0.71322 | 8685.4869 | 4323 | 6
2004 | 6 | 29 | 2 | 0.0015008 | 0.0012017 | 0.0024435 | 0.0027742 | 0.00017585 | 8.2216e-06 | 1.1705e-05 | 0.0081159 |  | 1491.367 | 1047.0373 | 1798.3713 | 3979.332 | 52.5241 | 4.5992 | 0.71322 | 8373.9441 | 4324 | 6
2004 | 6 | 29 | 3 | 0.0012804 | 0.0012203 | 0.002405 | 0.0027616 | 0.00017585 | 8.2216e-06 | 1.1705e-05 | 0.007863 |  | 1272.3787 | 1063.2072 | 1770.0672 | 3961.2413 | 52.5241 | 4.5992 | 0.71322 | 8124.731 | 4325 | 6
2004 | 6 | 29 | 4 | 0.0011263 | 0.0012602 | 0.0023953 | 0.0028194 | 0.00017585 | 8.2216e-06 | 1.1705e-05 | 0.0077968 |  | 1119.1932 | 1097.9665 | 1762.9025 | 4044.1174 | 52.5241 | 4.5992 | 0.71322 | 8082.0161 | 4326 | 6
2004 | 6 | 29 | 5 | 0.0010935 | 0.0013562 | 0.0024196 | 0.0027727 | 0.00017585 | 8.2216e-06 | 1.1705e-05 | 0.0078378 |  | 1086.645 | 1181.6909 | 1780.7932 | 3977.1535 | 52.5241 | 4.5992 | 0.71322 | 8084.1191 | 4327 | 6
2004 | 6 | 29 | 6 | 0.0011136 | 0.001411 | 0.0026931 | 0.0030951 | 0.00017585 | 8.2216e-06 | 1.1705e-05 | 0.0085086 |  | 1106.6047 | 1229.4221 | 1982.0951 | 4439.6969 | 52.5241 | 4.5992 | 0.71322 | 8815.6554 | 4328 | 6
2004 | 6 | 29 | 7 | 0.0013456 | 0.0015996 | 0.003063 | 0.0033939 | 0 | 0 | 1.1705e-05 | 0.0094138 |  | 1337.1342 | 1393.7509 | 2254.3391 | 4868.2374 | 0 | 0 | 0.71322 | 9854.1749 | 4329 | 6
2004 | 6 | 29 | 8 | 0.0016147 | 0.0016881 | 0.0033108 | 0.0037742 | 0 | 0 | 1.1705e-05 | 0.010399 |  | 1604.5466 | 1470.8703 | 2436.6926 | 5413.7517 | 0 | 0 | 0.71322 | 10926.5745 | 4330 | 6
2004 | 6 | 29 | 9 | 0.0019048 | 0.0017378 | 0.0033573 | 0.0038041 | 0 | 0 | 1.1705e-05 | 0.010816 |  | 1892.8255 | 1514.1532 | 2470.9602 | 5456.6105 | 0 | 0 | 0.71322 | 11335.2626 | 4331 | 6
2004 | 6 | 29 | 10 | 0.0021894 | 0.0017207 | 0.0031967 | 0.003722 | 0 | 0 | 1.1705e-05 | 0.01084 |  | 2175.68 | 1499.2776 | 2352.7135 | 5338.7843 | 0 | 0 | 0.71322 | 11367.1687 | 4332 | 6
2004 | 6 | 29 | 11 | 0.002641 | 0.0016901 | 0.0035973 | 0.003738 | 0 | 0 | 1.1705e-05 | 0.011678 |  | 2624.4331 | 1472.5503 | 2647.5531 | 5361.8002 | 0 | 0 | 0.71322 | 12107.05 | 4333 | 6
2004 | 6 | 29 | 12 | 0.0032885 | 0.0014832 | 0.0036356 | 0.0037475 | 0 | 0 | 1.1705e-05 | 0.012166 |  | 3267.841 | 1292.3443 | 2675.7532 | 5375.3919 | 0 | 0 | 0.71322 | 12612.0435 | 4334 | 6
2004 | 6 | 29 | 13 | 0.0032689 | 0.0014866 | 0.0037277 | 0.0037265 | 0 | 0 | 1.1705e-05 | 0.012221 |  | 3248.4097 | 1295.2483 | 2743.5844 | 5345.2723 | 0 | 0 | 0.71322 | 12633.2279 | 4335 | 6
2004 | 6 | 29 | 14 | 0.0031223 | 0.0015207 | 0.003607 | 0.0037657 | 0 | 0 | 1.1705e-05 | 0.012027 |  | 3102.6802 | 1324.9635 | 2654.751 | 5401.5334 | 0 | 0 | 0.71322 | 12484.6414 | 4336 | 6
2004 | 6 | 29 | 15 | 0.0034633 | 0.0014026 | 0.0035164 | 0.003485 | 0 | 0 | 1.1705e-05 | 0.011879 |  | 3441.5561 | 1222.0359 | 2588.08 | 4998.8502 | 0 | 0 | 0.71322 | 12251.2355 | 4337 | 6
2004 | 6 | 29 | 16 | 0.0042878 | 0.0012158 | 0.0033916 | 0.003374 | 0 | 0 | 1.1705e-05 | 0.012281 |  | 4260.9429 | 1059.3357 | 2496.1653 | 4839.6334 | 0 | 0 | 0.71322 | 12656.7904 | 4338 | 6
2004 | 6 | 29 | 17 | 0.0041571 | 0.0012387 | 0.0031557 | 0.0033381 | 0 | 0 | 1.1705e-05 | 0.011901 |  | 4130.9933 | 1079.2411 | 2322.5761 | 4788.2028 | 0 | 0 | 0.71322 | 12321.7265 | 4339 | 6
2004 | 6 | 29 | 18 | 0.0032962 | 0.0013986 | 0.0031285 | 0.003239 | 0 | 0 | 1.1705e-05 | 0.011074 |  | 3275.5218 | 1218.586 | 2302.5288 | 4646.0821 | 0 | 0 | 0.71322 | 11443.4319 | 4340 | 6
2004 | 6 | 29 | 19 | 0.003108 | 0.0013527 | 0.0030866 | 0.003301 | 4.3962e-05 | 2.0554e-06 | 1.1705e-05 | 0.010906 |  | 3088.4667 | 1178.61 | 2271.7389 | 4734.9727 | 13.131 | 1.1498 | 0.71322 | 11288.7824 | 4341 | 6
2004 | 6 | 29 | 20 | 0.0032286 | 0.0012802 | 0.0030549 | 0.0030402 | 0.00017585 | 8.2216e-06 | 1.1705e-05 | 0.0108 |  | 3208.3312 | 1115.4017 | 2248.3682 | 4360.9409 | 52.5241 | 4.5992 | 0.71322 | 10990.8786 | 4342 | 6
2004 | 6 | 29 | 21 | 0.0037188 | 0.0012029 | 0.0029952 | 0.0030771 | 0.00017585 | 8.2216e-06 | 1.1705e-05 | 0.01119 |  | 3695.4528 | 1048.0497 | 2204.4129 | 4413.8396 | 52.5241 | 4.5992 | 0.71322 | 11419.5916 | 4343 | 6
2004 | 6 | 29 | 22 | 0.0034589 | 0.0011442 | 0.0029294 | 0.0031002 | 0.00017585 | 8.2216e-06 | 1.1705e-05 | 0.010829 |  | 3437.2387 | 996.9441 | 2156.0491 | 4446.99 | 52.5241 | 4.5992 | 0.71322 | 11095.0584 | 4344 | 6
2004 | 6 | 29 | 23 | 0.0024261 | 0.0011956 | 0.002808 | 0.0030426 | 0.00017585 | 8.2216e-06 | 1.1705e-05 | 0.0096681 |  | 2410.8579 | 1041.708 | 2066.6873 | 4364.3507 | 52.5241 | 4.5992 | 0.71322 | 9941.4405 | 4345 | 6
2004 | 6 | 29 | 24 | 0.0021884 | 0.0011591 | 0.002722 | 0.0030966 | 0.00017585 | 8.2216e-06 | 1.1705e-05 | 0.0093619 |  | 2174.6922 | 1009.9491 | 2003.3429 | 4441.7807 | 52.5241 | 4.5992 | 0.71322 | 9687.6014 | 4346 | 6
2004 | 6 | 30 | 1 | 0.0018784 | 0.0011554 | 0.0025447 | 0.0030675 | 0.00017585 | 8.2216e-06 | 1.1705e-05 | 0.0088419 |  | 1866.5965 | 1006.7297 | 1872.9083 | 4400.1058 | 52.5241 | 4.5992 | 0.71322 | 9204.1769 | 4347 | 6
2004 | 6 | 30 | 2 | 0.0015365 | 0.0012017 | 0.0025148 | 0.0029478 | 0.00017585 | 8.2216e-06 | 1.1705e-05 | 0.0083966 |  | 1526.895 | 1047.0373 | 1850.861 | 4228.3392 | 52.5241 | 4.5992 | 0.71322 | 8710.969 | 4348 | 6
2004 | 6 | 30 | 3 | 0.0013131 | 0.0012203 | 0.0024563 | 0.002866 | 0.00017585 | 8.2216e-06 | 1.1705e-05 | 0.0080514 |  | 1304.8674 | 1063.2072 | 1807.8185 | 4110.9866 | 52.5241 | 4.5992 | 0.71322 | 8344.7162 | 4349 | 6
2004 | 6 | 30 | 4 | 0.0011574 | 0.0012602 | 0.0024559 | 0.0027753 | 0.00017585 | 8.2216e-06 | 1.1705e-05 | 0.0078445 |  | 1150.1808 | 1097.9665 | 1807.5291 | 3980.8474 | 52.5241 | 4.5992 | 0.71322 | 8094.3604 | 4350 | 6
2004 | 6 | 30 | 5 | 0.0011256 | 0.0013562 | 0.00243 | 0.0027335 | 0.00017585 | 8.2216e-06 | 1.1705e-05 | 0.0078411 |  | 1118.5515 | 1181.6909 | 1788.4523 | 3920.8925 | 52.5241 | 4.5992 | 0.71322 | 8067.4236 | 4351 | 6
2004 | 6 | 30 | 6 | 0.0011494 | 0.001411 | 0.0027298 | 0.0030076 | 0.00017585 | 8.2216e-06 | 1.1705e-05 | 0.0084936 |  | 1142.2151 | 1229.4221 | 2009.0988 | 4314.1041 | 52.5241 | 4.5992 | 0.71322 | 8752.6767 | 4352 | 6
2004 | 6 | 30 | 7 | 0.0013839 | 0.0015996 | 0.0031498 | 0.0030785 | 0 | 0 | 1.1705e-05 | 0.0092235 |  | 1375.2075 | 1393.7509 | 2318.225 | 4415.7812 | 0 | 0 | 0.71322 | 9503.6779 | 4353 | 6
2004 | 6 | 30 | 8 | 0.0016574 | 0.0016881 | 0.0033733 | 0.0036004 | 0 | 0 | 1.1705e-05 | 0.010331 |  | 1646.9672 | 1470.8703 | 2482.76 | 5164.3656 | 0 | 0 | 0.71322 | 10765.6764 | 4354 | 6
2004 | 6 | 30 | 9 | 0.0019514 | 0.0017378 | 0.0035236 | 0.0036314 | 0 | 0 | 1.1705e-05 | 0.010856 |  | 1939.1308 | 1514.1532 | 2593.3613 | 5208.8346 | 0 | 0 | 0.71322 | 11256.1931 | 4355 | 6
2004 | 6 | 30 | 10 | 0.0022403 | 0.0017207 | 0.0035635 | 0.0036692 | 0 | 0 | 1.1705e-05 | 0.011206 |  | 2226.2653 | 1499.2776 | 2622.7439 | 5263.154 | 0 | 0 | 0.71322 | 11612.154 | 4356 | 6
2004 | 6 | 30 | 11 | 0.0026972 | 0.0016901 | 0.003583 | 0.0037 | 0 | 0 | 1.1705e-05 | 0.011682 |  | 2680.2956 | 1472.5503 | 2637.0562 | 5307.244 | 0 | 0 | 0.71322 | 12097.8595 | 4357 | 6
2004 | 6 | 30 | 12 | 0.0033477 | 0.0014832 | 0.0033633 | 0.0037912 | 0 | 0 | 1.1705e-05 | 0.011997 |  | 3326.7476 | 1292.3443 | 2475.3355 | 5438.0462 | 0 | 0 | 0.71322 | 12533.1868 | 4358 | 6
2004 | 6 | 30 | 13 | 0.0033335 | 0.0014866 | 0.0034875 | 0.0038816 | 0 | 0 | 1.1705e-05 | 0.012201 |  | 3312.6264 | 1295.2483 | 2566.7691 | 5567.8065 | 0 | 0 | 0.71322 | 12743.1636 | 4359 | 6
2004 | 6 | 30 | 14 | 0.0031891 | 0.0015207 | 0.003391 | 0.003702 | 0 | 0 | 1.1705e-05 | 0.011814 |  | 3169.0667 | 1324.9635 | 2495.7632 | 5310.1329 | 0 | 0 | 0.71322 | 12300.6396 | 4360 | 6
2004 | 6 | 30 | 15 | 0.0035307 | 0.0014026 | 0.0033284 | 0.0034981 | 0 | 0 | 1.1705e-05 | 0.011771 |  | 3508.5277 | 1222.0359 | 2449.688 | 5017.6512 | 0 | 0 | 0.71322 | 12198.6161 | 4361 | 6
2004 | 6 | 30 | 16 | 0.0043589 | 0.0012158 | 0.0031166 | 0.003507 | 0 | 0 | 1.1705e-05 | 0.01221 |  | 4331.5532 | 1059.3357 | 2293.7607 | 5030.4852 | 0 | 0 | 0.71322 | 12715.848 | 4362 | 6
2004 | 6 | 30 | 17 | 0.0042324 | 0.0012387 | 0.0029132 | 0.003457 | 0 | 0 | 1.1705e-05 | 0.011853 |  | 4205.8637 | 1079.2411 | 2144.0731 | 4958.6908 | 0 | 0 | 0.71322 | 12388.5819 | 4363 | 6
2004 | 6 | 30 | 18 | 0.0033709 | 0.0013986 | 0.0028385 | 0.0033588 | 0 | 0 | 1.1705e-05 | 0.010979 |  | 3349.7622 | 1218.586 | 2089.1277 | 4817.8961 | 0 | 0 | 0.71322 | 11476.0852 | 4364 | 6
2004 | 6 | 30 | 19 | 0.0031812 | 0.0013527 | 0.0028504 | 0.003324 | 4.3962e-05 | 2.0554e-06 | 1.1705e-05 | 0.010766 |  | 3161.2604 | 1178.61 | 2097.8506 | 4768.0284 | 13.131 | 1.1498 | 0.71322 | 11220.7435 | 4365 | 6
2004 | 6 | 30 | 20 | 0.0032965 | 0.0012802 | 0.0028177 | 0.0031772 | 0.00017585 | 8.2216e-06 | 1.1705e-05 | 0.010767 |  | 3275.8815 | 1115.4017 | 2073.7711 | 4557.4284 | 52.5241 | 4.5992 | 0.71322 | 11080.3193 | 4366 | 6
2004 | 6 | 30 | 21 | 0.0037843 | 0.0012029 | 0.0027562 | 0.0031379 | 0.00017585 | 8.2216e-06 | 1.1705e-05 | 0.011077 |  | 3760.5852 | 1048.0497 | 2028.5587 | 4501.0726 | 52.5241 | 4.5992 | 0.71322 | 11396.1027 | 4367 | 6
2004 | 6 | 30 | 22 | 0.0035197 | 0.0011442 | 0.0026662 | 0.0030742 | 0.00017585 | 8.2216e-06 | 1.1705e-05 | 0.0106 |  | 3497.6365 | 996.9441 | 1962.3371 | 4409.6247 | 52.5241 | 4.5992 | 0.71322 | 10924.3789 | 4368 | 6
2004 | 6 | 30 | 23 | 0.0024782 | 0.0011956 | 0.002583 | 0.0031041 | 0.00017585 | 8.2216e-06 | 1.1705e-05 | 0.0095567 |  | 2462.6479 | 1041.708 | 1901.0844 | 4452.5782 | 52.5241 | 4.5992 | 0.71322 | 9915.8551 | 4369 | 6
2004 | 6 | 30 | 24 | 0.0022348 | 0.0011591 | 0.0025192 | 0.003147 | 0.00017585 | 8.2216e-06 | 1.1705e-05 | 0.009256 |  | 2220.8307 | 1009.9491 | 1854.1396 | 4514.1433 | 52.5241 | 4.5992 | 0.71322 | 9656.8994 | 4370 | 6
2004 | 7 | 1 | 1 | 0.0017209 | 0.0010535 | 0.0023327 | 0.0030021 | 0.00017585 | 1.098e-05 | 1.1545e-05 | 0.0083076 |  | 1710.0715 | 917.9364 | 1716.8655 | 4306.1953 | 52.5241 | 6.1422 | 0.70351 | 8710.4385 | 4371 | 7
2004 | 7 | 1 | 2 | 0.0014163 | 0.0010806 | 0.0022639 | 0.0029137 | 0.00017585 | 1.098e-05 | 1.1545e-05 | 0.0078729 |  | 1407.4254 | 941.5404 | 1666.2195 | 4179.3712 | 52.5241 | 6.1422 | 0.70351 | 8253.9263 | 4372 | 7
2004 | 7 | 1 | 3 | 0.0012162 | 0.0011339 | 0.0022091 | 0.0030761 | 0.00017585 | 1.098e-05 | 1.1545e-05 | 0.0078337 |  | 1208.6117 | 987.9505 | 1625.8792 | 4412.4188 | 52.5241 | 6.1422 | 0.70351 | 8294.2301 | 4373 | 7
2004 | 7 | 1 | 4 | 0.0010732 | 0.0011686 | 0.0022232 | 0.0031706 | 0.00017585 | 1.098e-05 | 1.1545e-05 | 0.007834 |  | 1066.4835 | 1018.2354 | 1636.2362 | 4547.9568 | 52.5241 | 6.1422 | 0.70351 | 8328.2817 | 4374 | 7
2004 | 7 | 1 | 5 | 0.0010361 | 0.0011786 | 0.0022225 | 0.0030207 | 0.00017585 | 1.098e-05 | 1.1545e-05 | 0.0076564 |  | 1029.6379 | 1026.9498 | 1635.768 | 4332.9525 | 52.5241 | 6.1422 | 0.70351 | 8084.6781 | 4375 | 7
2004 | 7 | 1 | 6 | 0.0010592 | 0.0012574 | 0.0024006 | 0.0030255 | 0 | 0 | 1.1545e-05 | 0.0077542 |  | 1052.6069 | 1095.5379 | 1766.8253 | 4339.7247 | 0 | 0 | 0.70351 | 8255.3983 | 4376 | 7
2004 | 7 | 1 | 7 | 0.0012658 | 0.0013153 | 0.0026631 | 0.0032485 | 0 | 0 | 1.1545e-05 | 0.0085043 |  | 1257.8971 | 1146.0086 | 1960.0343 | 4659.6264 | 0 | 0 | 0.70351 | 9024.2699 | 4377 | 7
2004 | 7 | 1 | 8 | 0.0015376 | 0.0013599 | 0.0028548 | 0.0033954 | 0 | 0 | 1.1545e-05 | 0.0091592 |  | 1527.9287 | 1184.9119 | 2101.0841 | 4870.3685 | 0 | 0 | 0.70351 | 9684.9968 | 4378 | 7
2004 | 7 | 1 | 9 | 0.0017925 | 0.0013143 | 0.0029308 | 0.0034263 | 0 | 0 | 1.1545e-05 | 0.0094755 |  | 1781.3075 | 1145.1465 | 2157.0127 | 4914.7428 | 0 | 0 | 0.70351 | 9998.913 | 4379 | 7
2004 | 7 | 1 | 10 | 0.0020339 | 0.0013067 | 0.0030343 | 0.0034511 | 0 | 0 | 1.1545e-05 | 0.0098376 |  | 2021.1931 | 1138.4774 | 2233.2235 | 4950.3085 | 0 | 0 | 0.70351 | 10343.906 | 4380 | 7
2004 | 7 | 1 | 11 | 0.0024178 | 0.0013513 | 0.0031673 | 0.0034897 | 0 | 0 | 1.1545e-05 | 0.010438 |  | 2402.6071 | 1177.4094 | 2331.0872 | 5005.6697 | 0 | 0 | 0.70351 | 10917.477 | 4381 | 7
2004 | 7 | 1 | 12 | 0.0030749 | 0.0012312 | 0.0030827 | 0.003506 | 0 | 0 | 1.1545e-05 | 0.010906 |  | 3055.6161 | 1072.7435 | 2268.8598 | 5028.9697 | 0 | 0 | 0.70351 | 11426.8927 | 4382 | 7
2004 | 7 | 1 | 13 | 0.0030483 | 0.00127 | 0.0031489 | 0.0035275 | 0 | 0 | 1.1545e-05 | 0.011006 |  | 3029.232 | 1106.5673 | 2317.5636 | 5059.8944 | 0 | 0 | 0.70351 | 11513.9608 | 4383 | 7
2004 | 7 | 1 | 14 | 0.0028898 | 0.0012358 | 0.0030632 | 0.0034938 | 0 | 0 | 1.1545e-05 | 0.010694 |  | 2871.6669 | 1076.7861 | 2254.4919 | 5011.4947 | 0 | 0 | 0.70351 | 11215.1431 | 4384 | 7
2004 | 7 | 1 | 15 | 0.0032802 | 0.0012184 | 0.0030268 | 0.003597 | 0 | 0 | 1.1545e-05 | 0.011134 |  | 3259.5895 | 1061.5766 | 2227.6767 | 5159.5825 | 0 | 0 | 0.70351 | 11709.1287 | 4385 | 7
2004 | 7 | 1 | 16 | 0.0041242 | 0.0011055 | 0.0028962 | 0.0035276 | 0 | 0 | 1.1545e-05 | 0.011665 |  | 4098.3246 | 963.2554 | 2131.6024 | 5059.9891 | 0 | 0 | 0.70351 | 12253.875 | 4386 | 7
2004 | 7 | 1 | 17 | 0.0040143 | 0.0010186 | 0.0026835 | 0.0034137 | 0 | 0 | 1.1545e-05 | 0.011142 |  | 3989.086 | 887.4918 | 1975.057 | 4896.6995 | 0 | 0 | 0.70351 | 11749.0378 | 4387 | 7
2004 | 7 | 1 | 18 | 0.0030887 | 0.0010447 | 0.0026327 | 0.0033805 | 0 | 0 | 1.1545e-05 | 0.010158 |  | 3069.3081 | 910.2625 | 1937.6573 | 4849.0575 | 0 | 0 | 0.70351 | 10766.989 | 4388 | 7
2004 | 7 | 1 | 19 | 0.0028759 | 0.0010726 | 0.0025853 | 0.0029624 | 0 | 0 | 1.1545e-05 | 0.0095078 |  | 2857.8878 | 934.57 | 1902.7483 | 4249.3187 | 0 | 0 | 0.70351 | 9945.2282 | 4389 | 7
2004 | 7 | 1 | 20 | 0.003005 | 0.0010711 | 0.0025477 | 0.0027875 | 4.3962e-05 | 2.7449e-06 | 1.1545e-05 | 0.0094695 |  | 2986.1544 | 933.2343 | 1875.0667 | 3998.3698 | 13.131 | 1.5356 | 0.70351 | 9808.1952 | 4390 | 7
2004 | 7 | 1 | 21 | 0.0035819 | 0.001004 | 0.0025029 | 0.0027056 | 0.00017585 | 1.098e-05 | 1.1545e-05 | 0.0099927 |  | 3559.4415 | 874.823 | 1842.0848 | 3880.8751 | 52.5241 | 6.1422 | 0.70351 | 10216.5942 | 4391 | 7
2004 | 7 | 1 | 22 | 0.0033434 | 0.00089658 | 0.002407 | 0.0021033 | 0.00017585 | 1.098e-05 | 1.1545e-05 | 0.0089487 |  | 3322.4627 | 781.1886 | 1771.5256 | 3017.0219 | 52.5241 | 6.1422 | 0.70351 | 8951.5686 | 4392 | 7
2004 | 7 | 1 | 23 | 0.0023212 | 0.001024 | 0.0023322 | 0.0018165 | 0.00017585 | 1.098e-05 | 1.1545e-05 | 0.0076922 |  | 2306.6281 | 892.2051 | 1716.4843 | 2605.5776 | 52.5241 | 6.1422 | 0.70351 | 7580.2649 | 4393 | 7
2004 | 7 | 1 | 24 | 0.0020546 | 0.0010825 | 0.0022835 | 0.0016724 | 0.00017585 | 1.098e-05 | 1.1545e-05 | 0.0072914 |  | 2041.7244 | 943.1379 | 1680.6726 | 2398.9556 | 52.5241 | 6.1422 | 0.70351 | 7123.8603 | 4394 | 7
2004 | 7 | 2 | 1 | 0.0015118 | 0.0014215 | 0.0021547 | 0.0017557 | 0.00017585 | 1.098e-05 | 1.1545e-05 | 0.0070421 |  | 1502.3565 | 1238.564 | 1585.8192 | 2518.4392 | 52.5241 | 6.1422 | 0.70351 | 6904.5487 | 4395 | 7
2004 | 7 | 2 | 2 | 0.0012224 | 0.0014825 | 0.0021012 | 0.0015599 | 0.00017585 | 1.098e-05 | 1.1545e-05 | 0.0065644 |  | 1214.7437 | 1291.7163 | 1546.4622 | 2237.5603 | 52.5241 | 6.1422 | 0.70351 | 6349.8524 | 4396 | 7
2004 | 7 | 2 | 3 | 0.0010955 | 0.0014828 | 0.0020636 | 0.0015456 | 0.00017585 | 1.098e-05 | 1.1545e-05 | 0.0063859 |  | 1088.66 | 1291.9549 | 1518.7983 | 2217.0544 | 52.5241 | 6.1422 | 0.70351 | 6175.8374 | 4397 | 7
2004 | 7 | 2 | 4 | 0.00086229 | 0.0016288 | 0.0020487 | 0.0014445 | 0.00017585 | 1.098e-05 | 1.1545e-05 | 0.0061827 |  | 856.8792 | 1419.1604 | 1507.8469 | 2072.0448 | 52.5241 | 6.1422 | 0.70351 | 5915.3012 | 4398 | 7
2004 | 7 | 2 | 5 | 0.00076227 | 0.0016799 | 0.0020322 | 0.0014091 | 0.00017585 | 1.098e-05 | 1.1545e-05 | 0.0060819 |  | 757.4863 | 1463.7221 | 1495.7125 | 2021.1826 | 52.5241 | 6.1422 | 0.70351 | 5797.4734 | 4399 | 7
2004 | 7 | 2 | 6 | 0.00072502 | 0.0018226 | 0.0020884 | 0.001339 | 0 | 0 | 1.1545e-05 | 0.0059866 |  | 720.4776 | 1588.0477 | 1537.0841 | 1920.642 | 0 | 0 | 0.70351 | 5766.955 | 4400 | 7
2004 | 7 | 2 | 7 | 0.0011181 | 0.0017644 | 0.0022368 | 0.0015287 | 0 | 0 | 1.1545e-05 | 0.0066596 |  | 1111.1042 | 1537.3213 | 1646.2824 | 2192.7598 | 0 | 0 | 0.70351 | 6488.1712 | 4401 | 7
2004 | 7 | 2 | 8 | 0.0011395 | 0.0019037 | 0.0023778 | 0.0015651 | 0 | 0 | 1.1545e-05 | 0.0069977 |  | 1132.3251 | 1658.6986 | 1750.0582 | 2245.0428 | 0 | 0 | 0.70351 | 6786.8281 | 4402 | 7
2004 | 7 | 2 | 9 | 0.0014939 | 0.0020026 | 0.0024338 | 0.0011353 | 0 | 0 | 1.1545e-05 | 0.0070772 |  | 1484.5691 | 1744.8804 | 1791.2395 | 1628.4919 | 0 | 0 | 0.70351 | 6649.8843 | 4403 | 7
2004 | 7 | 2 | 10 | 0.0015962 | 0.0020099 | 0.0024892 | 0.00074219 | 0 | 0 | 1.1545e-05 | 0.0068491 |  | 1586.2183 | 1751.2158 | 1832.05 | 1064.6028 | 0 | 0 | 0.70351 | 6234.7904 | 4404 | 7
2004 | 7 | 2 | 11 | 0.001904 | 0.001936 | 0.002568 | 0.00074193 | 0 | 0 | 1.1545e-05 | 0.0071614 |  | 1892.0269 | 1686.7915 | 1890.0057 | 1064.224 | 0 | 0 | 0.70351 | 6533.7515 | 4405 | 7
2004 | 7 | 2 | 12 | 0.0023817 | 0.0017612 | 0.0024957 | 0.00075276 | 0 | 0 | 1.1545e-05 | 0.0074029 |  | 2366.728 | 1534.5469 | 1836.8416 | 1079.7573 | 0 | 0 | 0.70351 | 6818.5774 | 4406 | 7
2004 | 7 | 2 | 13 | 0.0027685 | 0.001605 | 0.0025874 | 0.00075144 | 0 | 0 | 1.1545e-05 | 0.0077238 |  | 2751.1202 | 1398.4047 | 1904.2932 | 1077.863 | 0 | 0 | 0.70351 | 7132.3847 | 4407 | 7
2004 | 7 | 2 | 14 | 0.0026318 | 0.0015897 | 0.0025401 | 0.00076253 | 0 | 0 | 1.1545e-05 | 0.0075357 |  | 2615.3211 | 1385.0901 | 1869.5319 | 1093.7752 | 0 | 0 | 0.70351 | 6964.4219 | 4408 | 7
2004 | 7 | 2 | 15 | 0.0024126 | 0.0016417 | 0.002497 | 0.00085946 | 0 | 0 | 1.1545e-05 | 0.0074222 |  | 2397.4615 | 1430.3964 | 1837.7436 | 1232.8177 | 0 | 0 | 0.70351 | 6899.1228 | 4409 | 7
2004 | 7 | 2 | 16 | 0.0035811 | 0.0012716 | 0.0023998 | 0.0013406 | 0 | 0 | 1.1545e-05 | 0.0086046 |  | 3558.6477 | 1107.9303 | 1766.2047 | 1923.0099 | 0 | 0 | 0.70351 | 8356.496 | 4410 | 7
2004 | 7 | 2 | 17 | 0.003889 | 0.0011736 | 0.0023379 | 0.0011499 | 0 | 0 | 1.1545e-05 | 0.0085619 |  | 3864.5975 | 1022.5457 | 1720.6916 | 1649.424 | 0 | 0 | 0.70351 | 8257.9624 | 4411 | 7
2004 | 7 | 2 | 18 | 0.0033652 | 0.0012727 | 0.0022719 | 0.001042 | 0 | 0 | 1.1545e-05 | 0.0079635 |  | 3344.1424 | 1108.8998 | 1672.1357 | 1494.7062 | 0 | 0 | 0.70351 | 7620.5877 | 4412 | 7
2004 | 7 | 2 | 19 | 0.0026443 | 0.0014565 | 0.0022427 | 0.00098486 | 0 | 0 | 1.1545e-05 | 0.0073399 |  | 2627.687 | 1269.053 | 1650.6167 | 1412.6825 | 0 | 0 | 0.70351 | 6960.7428 | 4413 | 7
2004 | 7 | 2 | 20 | 0.0023445 | 0.0014869 | 0.0022356 | 0.00099278 | 4.3962e-05 | 2.7449e-06 | 1.1545e-05 | 0.0071181 |  | 2329.784 | 1295.5703 | 1645.417 | 1424.0484 | 13.131 | 1.5356 | 0.70351 | 6710.1897 | 4414 | 7
2004 | 7 | 2 | 21 | 0.0029326 | 0.0012667 | 0.0021931 | 0.00096617 | 0.00017585 | 1.098e-05 | 1.1545e-05 | 0.0075569 |  | 2914.1981 | 1103.7083 | 1614.0821 | 1385.878 | 52.5241 | 6.1422 | 0.70351 | 7077.2363 | 4415 | 7
2004 | 7 | 2 | 22 | 0.0030629 | 0.0011554 | 0.0020867 | 0.00093986 | 0.00017585 | 1.098e-05 | 1.1545e-05 | 0.0074432 |  | 3043.6601 | 1006.6812 | 1535.7974 | 1348.1339 | 52.5241 | 6.1422 | 0.70351 | 6993.6423 | 4416 | 7
2004 | 7 | 2 | 23 | 0.002589 | 0.0010597 | 0.0020002 | 0.00094052 | 0.00017585 | 1.098e-05 | 1.1545e-05 | 0.0067878 |  | 2572.7996 | 923.2689 | 1472.1169 | 1349.081 | 52.5241 | 6.1422 | 0.70351 | 6376.6362 | 4417 | 7
2004 | 7 | 2 | 24 | 0.0018877 | 0.0011746 | 0.0019444 | 0.00095564 | 0.00017585 | 1.098e-05 | 1.1545e-05 | 0.0061607 |  | 1875.8699 | 1023.389 | 1431.0678 | 1370.7709 | 52.5241 | 6.1422 | 0.70351 | 5760.4674 | 4418 | 7
2004 | 7 | 3 | 1 | 0.0015062 | 0.0013345 | 0.0019359 | 0.00090304 | 0.00017585 | 1.098e-05 | 1.1545e-05 | 0.005878 |  | 1496.741 | 1162.7613 | 1424.7973 | 1295.3299 | 52.5241 | 6.1422 | 0.70351 | 5438.9994 | 4419 | 7
2004 | 7 | 3 | 2 | 0.0011938 | 0.0013901 | 0.0019501 | 0.0008973 | 0.00017585 | 1.098e-05 | 1.1545e-05 | 0.0056297 |  | 1186.2865 | 1211.1827 | 1435.285 | 1287.0897 | 52.5241 | 6.1422 | 0.70351 | 5179.2137 | 4420 | 7
2004 | 7 | 3 | 3 | 0.00099555 | 0.0014291 | 0.0019276 | 0.00091113 | 0.00017585 | 1.098e-05 | 1.1545e-05 | 0.0054618 |  | 989.3073 | 1245.1993 | 1418.6958 | 1306.9326 | 52.5241 | 6.1422 | 0.70351 | 5019.5048 | 4421 | 7
2004 | 7 | 3 | 4 | 0.00091875 | 0.0014341 | 0.0019142 | 0.0009248 | 0.00017585 | 1.098e-05 | 1.1545e-05 | 0.0053902 |  | 912.9869 | 1249.5503 | 1408.8249 | 1326.5387 | 52.5241 | 6.1422 | 0.70351 | 4957.2707 | 4422 | 7
2004 | 7 | 3 | 5 | 0.00070274 | 0.00148 | 0.0018885 | 0.00090331 | 0.00017585 | 1.098e-05 | 1.1545e-05 | 0.0051729 |  | 698.3303 | 1289.4959 | 1389.9391 | 1295.7088 | 52.5241 | 6.1422 | 0.70351 | 4732.8438 | 4423 | 7
2004 | 7 | 3 | 6 | 0.00078872 | 0.0015401 | 0.0019635 | 0.00095821 | 0 | 0 | 1.1545e-05 | 0.005262 |  | 783.7717 | 1341.8506 | 1445.1283 | 1374.4648 | 0 | 0 | 0.70351 | 4945.9188 | 4424 | 7
2004 | 7 | 3 | 7 | 0.00094018 | 0.0016595 | 0.0020625 | 0.0011286 | 0 | 0 | 1.1545e-05 | 0.0058023 |  | 934.2875 | 1445.8839 | 1517.9508 | 1618.9256 | 0 | 0 | 0.70351 | 5517.7513 | 4425 | 7
2004 | 7 | 3 | 8 | 0.0012474 | 0.0016601 | 0.0021752 | 0.001239 | 0 | 0 | 1.1545e-05 | 0.0063333 |  | 1239.5317 | 1446.4496 | 1600.9327 | 1777.29 | 0 | 0 | 0.70351 | 6064.9074 | 4426 | 7
2004 | 7 | 3 | 9 | 0.0015021 | 0.0017139 | 0.002248 | 0.0013036 | 0 | 0 | 1.1545e-05 | 0.006779 |  | 1492.6744 | 1493.2725 | 1654.4782 | 1869.8271 | 0 | 0 | 0.70351 | 6510.9557 | 4427 | 7
2004 | 7 | 3 | 10 | 0.0018346 | 0.001687 | 0.0023161 | 0.0013057 | 0 | 0 | 1.1545e-05 | 0.007155 |  | 1823.1312 | 1469.8613 | 1704.6638 | 1872.858 | 0 | 0 | 0.70351 | 6871.2178 | 4428 | 7
2004 | 7 | 3 | 11 | 0.0021369 | 0.0016021 | 0.0022935 | 0.001349 | 0 | 0 | 1.1545e-05 | 0.007393 |  | 2123.4955 | 1395.9295 | 1688.0156 | 1934.9441 | 0 | 0 | 0.70351 | 7143.0882 | 4429 | 7
2004 | 7 | 3 | 12 | 0.0021758 | 0.0016238 | 0.0022996 | 0.0014066 | 0 | 0 | 1.1545e-05 | 0.0075174 |  | 2162.1819 | 1414.8464 | 1692.5251 | 2017.5834 | 0 | 0 | 0.70351 | 7287.8403 | 4430 | 7
2004 | 7 | 3 | 13 | 0.0023585 | 0.001503 | 0.0023097 | 0.0017624 | 0 | 0 | 1.1545e-05 | 0.0079452 |  | 2343.7057 | 1309.5684 | 1699.938 | 2528.0055 | 0 | 0 | 0.70351 | 7881.9211 | 4431 | 7
2004 | 7 | 3 | 14 | 0.0022803 | 0.0014775 | 0.0023122 | 0.0017518 | 0 | 0 | 1.1545e-05 | 0.0078334 |  | 2265.9893 | 1287.3775 | 1701.7824 | 2512.8037 | 0 | 0 | 0.70351 | 7768.6563 | 4432 | 7
2004 | 7 | 3 | 15 | 0.0025912 | 0.0013238 | 0.0022836 | 0.0017915 | 0 | 0 | 1.1545e-05 | 0.0080017 |  | 2574.9971 | 1153.4547 | 1680.7221 | 2569.6804 | 0 | 0 | 0.70351 | 7979.5577 | 4433 | 7
2004 | 7 | 3 | 16 | 0.0027683 | 0.0012967 | 0.0023035 | 0.00181 | 0 | 0 | 1.1545e-05 | 0.0081901 |  | 2750.9863 | 1129.8444 | 1695.3273 | 2596.2481 | 0 | 0 | 0.70351 | 8173.1096 | 4434 | 7
2004 | 7 | 3 | 17 | 0.0026675 | 0.0013229 | 0.0022598 | 0.0017926 | 0 | 0 | 1.1545e-05 | 0.0080544 |  | 2650.7845 | 1152.6729 | 1663.1645 | 2571.3852 | 0 | 0 | 0.70351 | 8038.7107 | 4435 | 7
2004 | 7 | 3 | 18 | 0.0031174 | 0.0010866 | 0.002235 | 0.0017447 | 0 | 0 | 1.1545e-05 | 0.0081953 |  | 3097.8536 | 946.7903 | 1644.9198 | 2502.6217 | 0 | 0 | 0.70351 | 8192.889 | 4436 | 7
2004 | 7 | 3 | 19 | 0.0035001 | 0.00094291 | 0.0021955 | 0.0014563 | 0 | 0 | 1.1545e-05 | 0.0081063 |  | 3478.1074 | 821.5485 | 1615.868 | 2088.9516 | 0 | 0 | 0.70351 | 8005.1789 | 4437 | 7
2004 | 7 | 3 | 20 | 0.003115 | 0.0010607 | 0.002138 | 0.0014719 | 4.3962e-05 | 2.7449e-06 | 1.1545e-05 | 0.0078439 |  | 3095.5056 | 924.2118 | 1573.5247 | 2111.3518 | 13.131 | 1.5356 | 0.70351 | 7719.9641 | 4438 | 7
2004 | 7 | 3 | 21 | 0.0028398 | 0.0011434 | 0.0021331 | 0.0014342 | 0.00017585 | 1.098e-05 | 1.1545e-05 | 0.007749 |  | 2822.0414 | 996.2332 | 1569.9832 | 2057.2692 | 52.5241 | 6.1422 | 0.70351 | 7504.8968 | 4439 | 7
2004 | 7 | 3 | 22 | 0.0031246 | 0.00099451 | 0.0020498 | 0.0015173 | 0.00017585 | 1.098e-05 | 1.1545e-05 | 0.0078846 |  | 3105.041 | 866.5079 | 1508.6199 | 2176.374 | 52.5241 | 6.1422 | 0.70351 | 7715.9126 | 4440 | 7
2004 | 7 | 3 | 23 | 0.0022585 | 0.0011908 | 0.0019653 | 0.0016294 | 0.00017585 | 1.098e-05 | 1.1545e-05 | 0.0072424 |  | 2244.2937 | 1037.5568 | 1446.4655 | 2337.2484 | 52.5241 | 6.1422 | 0.70351 | 7124.9343 | 4441 | 7
2004 | 7 | 3 | 24 | 0.0018446 | 0.0012238 | 0.001864 | 0.0016546 | 0.00017585 | 1.098e-05 | 1.1545e-05 | 0.0067854 |  | 1833.046 | 1066.2921 | 1371.9153 | 2373.335 | 52.5241 | 6.1422 | 0.70351 | 6703.9582 | 4442 | 7
2004 | 7 | 4 | 1 | 0.0015229 | 0.0010535 | 0.0019204 | 0.0016177 | 0.00017585 | 1.098e-05 | 1.1545e-05 | 0.0063129 |  | 1513.3812 | 917.9364 | 1413.3797 | 2320.4837 | 52.5241 | 6.1422 | 0.70351 | 6224.5508 | 4443 | 7
2004 | 7 | 4 | 2 | 0.0012801 | 0.0010806 | 0.0019646 | 0.001627 | 0.00017585 | 1.098e-05 | 1.1545e-05 | 0.0061507 |  | 1272.0499 | 941.5404 | 1445.9474 | 2333.7913 | 52.5241 | 6.1422 | 0.70351 | 6052.6989 | 4444 | 7
2004 | 7 | 4 | 3 | 0.00094859 | 0.0011339 | 0.0019412 | 0.0016382 | 0.00017585 | 1.098e-05 | 1.1545e-05 | 0.0058602 |  | 942.6439 | 987.9505 | 1428.708 | 2349.7982 | 52.5241 | 6.1422 | 0.70351 | 5768.4705 | 4445 | 7
2004 | 7 | 4 | 4 | 0.00081951 | 0.0011686 | 0.0019573 | 0.001674 | 0.00017585 | 1.098e-05 | 1.1545e-05 | 0.0058178 |  | 814.3767 | 1018.2354 | 1440.5254 | 2401.2287 | 52.5241 | 6.1422 | 0.70351 | 5733.736 | 4446 | 7
2004 | 7 | 4 | 5 | 0.00075369 | 0.0011786 | 0.0019444 | 0.0017136 | 0.00017585 | 1.098e-05 | 1.1545e-05 | 0.0057888 |  | 748.9644 | 1026.9498 | 1431.0722 | 2458.0581 | 52.5241 | 6.1422 | 0.70351 | 5724.4143 | 4447 | 7
2004 | 7 | 4 | 6 | 0.00070327 | 0.0012574 | 0.0018991 | 0.0017699 | 0 | 0 | 1.1545e-05 | 0.0056412 |  | 698.8638 | 1095.5379 | 1397.7259 | 2538.8031 | 0 | 0 | 0.70351 | 5731.6343 | 4448 | 7
2004 | 7 | 4 | 7 | 0.0011139 | 0.0013153 | 0.0020203 | 0.0017925 | 0 | 0 | 1.1545e-05 | 0.0062535 |  | 1106.8938 | 1146.0086 | 1486.9257 | 2571.1958 | 0 | 0 | 0.70351 | 6311.7274 | 4449 | 7
2004 | 7 | 4 | 8 | 0.0013039 | 0.0013599 | 0.0021389 | 0.0018397 | 0 | 0 | 1.1545e-05 | 0.0066539 |  | 1295.7122 | 1184.9119 | 1574.1925 | 2638.8227 | 0 | 0 | 0.70351 | 6694.3429 | 4450 | 7
2004 | 7 | 4 | 9 | 0.0018057 | 0.0013143 | 0.0022321 | 0.0018545 | 0 | 0 | 1.1545e-05 | 0.0072182 |  | 1794.4284 | 1145.1465 | 1642.834 | 2660.0864 | 0 | 0 | 0.70351 | 7243.1988 | 4451 | 7
2004 | 7 | 4 | 10 | 0.002084 | 0.0013067 | 0.0022619 | 0.0019734 | 0 | 0 | 1.1545e-05 | 0.0076375 |  | 2070.8953 | 1138.4774 | 1664.7341 | 2830.6691 | 0 | 0 | 0.70351 | 7705.4794 | 4452 | 7
2004 | 7 | 4 | 11 | 0.0022011 | 0.0013513 | 0.0023156 | 0.0019531 | 0 | 0 | 1.1545e-05 | 0.0078327 |  | 2187.2885 | 1177.4094 | 1704.2839 | 2801.4967 | 0 | 0 | 0.70351 | 7871.1821 | 4453 | 7
2004 | 7 | 4 | 12 | 0.0026098 | 0.0012312 | 0.0023521 | 0.0020485 | 0 | 0 | 1.1545e-05 | 0.0082532 |  | 2593.4705 | 1072.7435 | 1731.1442 | 2938.408 | 0 | 0 | 0.70351 | 8336.4698 | 4454 | 7
2004 | 7 | 4 | 13 | 0.0024267 | 0.00127 | 0.0023704 | 0.002004 | 0 | 0 | 1.1545e-05 | 0.0080827 |  | 2411.482 | 1106.5673 | 1744.6198 | 2874.6171 | 0 | 0 | 0.70351 | 8137.9897 | 4455 | 7
2004 | 7 | 4 | 14 | 0.0025848 | 0.0012358 | 0.002385 | 0.0019099 | 0 | 0 | 1.1545e-05 | 0.008127 |  | 2568.6083 | 1076.7861 | 1755.3114 | 2739.5527 | 0 | 0 | 0.70351 | 8140.962 | 4456 | 7
2004 | 7 | 4 | 15 | 0.0026966 | 0.0012184 | 0.0023572 | 0.0020782 | 0 | 0 | 1.1545e-05 | 0.008362 |  | 2679.7292 | 1061.5766 | 1734.8853 | 2981.03 | 0 | 0 | 0.70351 | 8457.9246 | 4457 | 7
2004 | 7 | 4 | 16 | 0.0032194 | 0.0011055 | 0.0023688 | 0.0020591 | 0 | 0 | 1.1545e-05 | 0.0087644 |  | 3199.2514 | 963.2554 | 1743.4037 | 2953.5151 | 0 | 0 | 0.70351 | 8860.1291 | 4458 | 7
2004 | 7 | 4 | 17 | 0.0036385 | 0.0010186 | 0.0023024 | 0.0021001 | 0 | 0 | 1.1545e-05 | 0.009071 |  | 3615.6568 | 887.4918 | 1694.5298 | 3012.3335 | 0 | 0 | 0.70351 | 9210.7154 | 4459 | 7
2004 | 7 | 4 | 18 | 0.0034356 | 0.0010447 | 0.0022404 | 0.0020443 | 0 | 0 | 1.1545e-05 | 0.0087766 |  | 3414.1033 | 910.2625 | 1648.9542 | 2932.2989 | 0 | 0 | 0.70351 | 8906.3224 | 4460 | 7
2004 | 7 | 4 | 19 | 0.0030277 | 0.0010726 | 0.0021832 | 0.0020815 | 0 | 0 | 1.1545e-05 | 0.0083766 |  | 3008.7342 | 934.57 | 1606.8554 | 2985.6711 | 0 | 0 | 0.70351 | 8536.5341 | 4461 | 7
2004 | 7 | 4 | 20 | 0.0032786 | 0.0010711 | 0.0021919 | 0.0019561 | 4.3962e-05 | 2.7449e-06 | 1.1545e-05 | 0.008556 |  | 3258.049 | 933.2343 | 1613.2581 | 2805.8062 | 13.131 | 1.5356 | 0.70351 | 8625.7177 | 4462 | 7
2004 | 7 | 4 | 21 | 0.0036355 | 0.001004 | 0.0022107 | 0.0020679 | 0.00017585 | 1.098e-05 | 1.1545e-05 | 0.0091166 |  | 3612.6977 | 874.823 | 1627.0821 | 2966.2544 | 52.5241 | 6.1422 | 0.70351 | 9140.2271 | 4463 | 7
2004 | 7 | 4 | 22 | 0.0038104 | 0.00089658 | 0.0021961 | 0.0024076 | 0.00017585 | 1.098e-05 | 1.1545e-05 | 0.009509 |  | 3786.483 | 781.1886 | 1616.2847 | 3453.5186 | 52.5241 | 6.1422 | 0.70351 | 9696.8447 | 4464 | 7
2004 | 7 | 4 | 23 | 0.0025747 | 0.001024 | 0.0021797 | 0.002875 | 0.00017585 | 1.098e-05 | 1.1545e-05 | 0.0088518 |  | 2558.5871 | 892.2051 | 1604.2412 | 4123.8679 | 52.5241 | 6.1422 | 0.70351 | 9238.2712 | 4465 | 7
2004 | 7 | 4 | 24 | 0.0019023 | 0.0010825 | 0.0021553 | 0.0031573 | 0.00017585 | 1.098e-05 | 1.1545e-05 | 0.0084957 |  | 1890.3745 | 943.1379 | 1586.277 | 4528.8716 | 52.5241 | 6.1422 | 0.70351 | 9008.0308 | 4466 | 7
2004 | 7 | 5 | 1 | 0.0014047 | 0.0012124 | 0.0021085 | 0.0031881 | 0.00017585 | 1.098e-05 | 1.1545e-05 | 0.008112 |  | 1395.8619 | 1056.3761 | 1551.849 | 4572.9617 | 52.5241 | 6.1422 | 0.70351 | 8636.4186 | 4467 | 7
2004 | 7 | 5 | 2 | 0.0011738 | 0.001229 | 0.0020943 | 0.0033515 | 0.00017585 | 1.098e-05 | 1.1545e-05 | 0.008047 |  | 1166.4728 | 1070.8553 | 1541.365 | 4807.4301 | 52.5241 | 6.1422 | 0.70351 | 8645.493 | 4468 | 7
2004 | 7 | 5 | 3 | 0.00085168 | 0.0012665 | 0.0020678 | 0.0033396 | 0.00017585 | 1.098e-05 | 1.1545e-05 | 0.0077239 |  | 846.343 | 1103.4699 | 1521.8733 | 4790.2865 | 52.5241 | 6.1422 | 0.70351 | 8321.3426 | 4469 | 7
2004 | 7 | 5 | 4 | 0.0007269 | 0.001326 | 0.0020779 | 0.0033632 | 0.00017585 | 1.098e-05 | 1.1545e-05 | 0.0076924 |  | 722.3385 | 1155.3485 | 1529.3104 | 4824.1947 | 52.5241 | 6.1422 | 0.70351 | 8290.5619 | 4470 | 7
2004 | 7 | 5 | 5 | 0.00066444 | 0.0014223 | 0.0020969 | 0.0035123 | 0.00017585 | 1.098e-05 | 1.1545e-05 | 0.0078944 |  | 660.2741 | 1239.2833 | 1543.313 | 5038.0624 | 52.5241 | 6.1422 | 0.70351 | 8540.3026 | 4471 | 7
2004 | 7 | 5 | 6 | 0.00060961 | 0.0014156 | 0.002347 | 0.0033926 | 0 | 0 | 1.1545e-05 | 0.0077763 |  | 605.784 | 1233.3735 | 1727.3772 | 4866.3431 | 0 | 0 | 0.70351 | 8433.5813 | 4472 | 7
2004 | 7 | 5 | 7 | 0.0010058 | 0.0013521 | 0.002651 | 0.0034818 | 0 | 0 | 1.1545e-05 | 0.0085022 |  | 999.5396 | 1178.0793 | 1951.082 | 4994.3039 | 0 | 0 | 0.70351 | 9123.7084 | 4473 | 7
2004 | 7 | 5 | 8 | 0.0011827 | 0.0014592 | 0.0028185 | 0.0037114 | 0 | 0 | 1.1545e-05 | 0.0091834 |  | 1175.3239 | 1271.3993 | 2074.4056 | 5323.5825 | 0 | 0 | 0.70351 | 9845.4148 | 4474 | 7
2004 | 7 | 5 | 9 | 0.0016661 | 0.0014627 | 0.002898 | 0.0037229 | 0 | 0 | 1.1545e-05 | 0.0097612 |  | 1655.6481 | 1274.4293 | 2132.9007 | 5340.1103 | 0 | 0 | 0.70351 | 10403.792 | 4475 | 7
2004 | 7 | 5 | 10 | 0.0019206 | 0.0014738 | 0.0030219 | 0.0037639 | 0 | 0 | 1.1545e-05 | 0.010192 |  | 1908.5349 | 1284.0745 | 2224.0654 | 5399.0234 | 0 | 0 | 0.70351 | 10816.4018 | 4476 | 7
2004 | 7 | 5 | 11 | 0.0020349 | 0.0014006 | 0.0030507 | 0.0039259 | 0 | 0 | 1.1545e-05 | 0.010424 |  | 2022.1126 | 1220.3101 | 2245.3072 | 5631.3133 | 0 | 0 | 0.70351 | 11119.7467 | 4477 | 7
2004 | 7 | 5 | 12 | 0.0024282 | 0.0012782 | 0.003112 | 0.0038067 | 0 | 0 | 1.1545e-05 | 0.010637 |  | 2412.9836 | 1113.7276 | 2290.4142 | 5460.3991 | 0 | 0 | 0.70351 | 11278.228 | 4478 | 7
2004 | 7 | 5 | 13 | 0.0022367 | 0.0012006 | 0.0031759 | 0.0039381 | 0 | 0 | 1.1545e-05 | 0.010563 |  | 2222.696 | 1046.0678 | 2337.4365 | 5648.8357 | 0 | 0 | 0.70351 | 11255.7396 | 4479 | 7
2004 | 7 | 5 | 14 | 0.002383 | 0.0012799 | 0.0031521 | 0.0043935 | 0 | 0 | 1.1545e-05 | 0.01122 |  | 2368.0433 | 1115.2096 | 2319.9433 | 6301.9942 | 0 | 0 | 0.70351 | 12105.8939 | 4480 | 7
2004 | 7 | 5 | 15 | 0.0024904 | 0.0011203 | 0.0029836 | 0.0043983 | 0 | 0 | 1.1545e-05 | 0.011004 |  | 2474.7975 | 976.1126 | 2195.9012 | 6308.9084 | 0 | 0 | 0.70351 | 11956.4231 | 4481 | 7
2004 | 7 | 5 | 16 | 0.0029969 | 0.001106 | 0.0028529 | 0.0042772 | 0 | 0 | 1.1545e-05 | 0.011245 |  | 2978.0653 | 963.6879 | 2099.7032 | 6135.2474 | 0 | 0 | 0.70351 | 12177.4073 | 4482 | 7
2004 | 7 | 5 | 17 | 0.0034009 | 0.001047 | 0.0027295 | 0.0042195 | 0 | 0 | 1.1545e-05 | 0.011408 |  | 3379.5394 | 912.2512 | 2008.8979 | 6052.5134 | 0 | 0 | 0.70351 | 12353.9054 | 4483 | 7
2004 | 7 | 5 | 18 | 0.0032066 | 0.0011712 | 0.002656 | 0.0042567 | 0 | 0 | 1.1545e-05 | 0.011302 |  | 3186.486 | 1020.4958 | 1954.786 | 6105.8856 | 0 | 0 | 0.70351 | 12268.357 | 4484 | 7
2004 | 7 | 5 | 19 | 0.0028046 | 0.0012274 | 0.0025817 | 0.0040831 | 0 | 0 | 1.1545e-05 | 0.010708 |  | 2787.059 | 1069.3966 | 1900.0948 | 5856.8311 | 0 | 0 | 0.70351 | 11614.085 | 4485 | 7
2004 | 7 | 5 | 20 | 0.0030624 | 0.0011235 | 0.0025638 | 0.0042936 | 4.3962e-05 | 2.7449e-06 | 1.1545e-05 | 0.011102 |  | 3043.1655 | 978.9348 | 1886.9234 | 6158.8316 | 13.131 | 1.5356 | 0.70351 | 12083.2254 | 4486 | 7
2004 | 7 | 5 | 21 | 0.0034284 | 0.0010966 | 0.0025616 | 0.004264 | 0.00017585 | 1.098e-05 | 1.1545e-05 | 0.011549 |  | 3406.8892 | 955.4197 | 1885.3266 | 6116.257 | 52.5241 | 6.1422 | 0.70351 | 12423.2621 | 4487 | 7
2004 | 7 | 5 | 22 | 0.0036185 | 0.0010468 | 0.0025323 | 0.0043475 | 0.00017585 | 1.098e-05 | 1.1545e-05 | 0.011743 |  | 3595.778 | 912.06 | 1863.7204 | 6236.1195 | 52.5241 | 6.1422 | 0.70351 | 12667.0477 | 4488 | 7
2004 | 7 | 5 | 23 | 0.0024054 | 0.0012069 | 0.0024923 | 0.0042846 | 0.00017585 | 1.098e-05 | 1.1545e-05 | 0.010588 |  | 2390.2736 | 1051.5981 | 1834.3511 | 6145.8556 | 52.5241 | 6.1422 | 0.70351 | 11481.4482 | 4489 | 7
2004 | 7 | 5 | 24 | 0.0017545 | 0.0011708 | 0.0023732 | 0.0041188 | 0.00017585 | 1.098e-05 | 1.1545e-05 | 0.0096157 |  | 1743.5145 | 1020.0845 | 1746.6484 | 5908.0722 | 52.5241 | 6.1422 | 0.70351 | 10477.6894 | 4490 | 7
2004 | 7 | 6 | 1 | 0.0017852 | 0.0012787 | 0.0024414 | 0.0042392 | 0.00017585 | 1.098e-05 | 1.1545e-05 | 0.0099429 |  | 1774.0349 | 1114.1366 | 1796.8581 | 6080.6913 | 52.5241 | 6.1422 | 0.70351 | 10825.0907 | 4491 | 7
2004 | 7 | 6 | 2 | 0.0014729 | 0.0013465 | 0.0023841 | 0.0041959 | 0.00017585 | 1.098e-05 | 1.1545e-05 | 0.0095978 |  | 1463.6652 | 1173.2246 | 1754.7097 | 6018.6052 | 52.5241 | 6.1422 | 0.70351 | 10469.5745 | 4492 | 7
2004 | 7 | 6 | 3 | 0.0012692 | 0.001354 | 0.0023226 | 0.0040704 | 0.00017585 | 1.098e-05 | 1.1545e-05 | 0.0092146 |  | 1261.2245 | 1179.7374 | 1709.417 | 5838.6457 | 52.5241 | 6.1422 | 0.70351 | 10048.3943 | 4493 | 7
2004 | 7 | 6 | 4 | 0.0011244 | 0.0014118 | 0.0023301 | 0.0038589 | 0.00017585 | 1.098e-05 | 1.1545e-05 | 0.0089236 |  | 1117.3013 | 1230.1301 | 1714.9443 | 5535.2717 | 52.5241 | 6.1422 | 0.70351 | 9657.0173 | 4494 | 7
2004 | 7 | 6 | 5 | 0.0010887 | 0.0014572 | 0.0023763 | 0.0037526 | 0.00017585 | 1.098e-05 | 1.1545e-05 | 0.008873 |  | 1081.8313 | 1269.6496 | 1748.912 | 5382.685 | 52.5241 | 6.1422 | 0.70351 | 9542.4477 | 4495 | 7
2004 | 7 | 6 | 6 | 0.0011189 | 0.0015868 | 0.0025511 | 0.0040232 | 0 | 0 | 1.1545e-05 | 0.0092915 |  | 1111.8733 | 1382.5457 | 1877.5964 | 5770.924 | 0 | 0 | 0.70351 | 10143.6429 | 4496 | 7
2004 | 7 | 6 | 7 | 0.0013274 | 0.0017149 | 0.0029305 | 0.0036413 | 0 | 0 | 1.1545e-05 | 0.0096257 |  | 1319.0858 | 1494.2041 | 2156.8528 | 5223.0893 | 0 | 0 | 0.70351 | 10193.9355 | 4497 | 7
2004 | 7 | 6 | 8 | 0.001607 | 0.0017802 | 0.0031437 | 0.00386 | 0 | 0 | 1.1545e-05 | 0.010402 |  | 1596.8963 | 1551.0781 | 2313.7253 | 5536.8346 | 0 | 0 | 0.70351 | 10999.2378 | 4498 | 7
2004 | 7 | 6 | 9 | 0.0018657 | 0.0017884 | 0.0032531 | 0.0043156 | 0 | 0 | 1.1545e-05 | 0.011234 |  | 1854.0111 | 1558.2312 | 2394.2799 | 6190.3719 | 0 | 0 | 0.70351 | 11997.5977 | 4499 | 7
2004 | 7 | 6 | 10 | 0.0021115 | 0.0017658 | 0.0033163 | 0.0042712 | 0 | 0 | 1.1545e-05 | 0.011476 |  | 2098.2719 | 1538.5701 | 2440.7787 | 6126.6757 | 0 | 0 | 0.70351 | 12204.9999 | 4500 | 7
2004 | 7 | 6 | 11 | 0.0024989 | 0.0017365 | 0.0033936 | 0.0043661 | 0 | 0 | 1.1545e-05 | 0.012007 |  | 2483.2259 | 1513.004 | 2497.6545 | 6262.7819 | 0 | 0 | 0.70351 | 12757.3699 | 4501 | 7
2004 | 7 | 6 | 12 | 0.003161 | 0.0014979 | 0.003418 | 0.004058 | 0 | 0 | 1.1545e-05 | 0.012147 |  | 3141.2094 | 1305.1213 | 2515.6599 | 5820.8391 | 0 | 0 | 0.70351 | 12783.5332 | 4502 | 7
2004 | 7 | 6 | 13 | 0.0031446 | 0.0015015 | 0.003579 | 0.0043212 | 0 | 0 | 1.1545e-05 | 0.012558 |  | 3124.9171 | 1308.2818 | 2634.1179 | 6198.3753 | 0 | 0 | 0.70351 | 13266.3956 | 4503 | 7
2004 | 7 | 6 | 14 | 0.0029897 | 0.0015405 | 0.0035741 | 0.0045742 | 0 | 0 | 1.1545e-05 | 0.01269 |  | 2970.949 | 1342.2591 | 2630.5292 | 6561.3254 | 0 | 0 | 0.70351 | 13505.7661 | 4504 | 7
2004 | 7 | 6 | 15 | 0.0033848 | 0.0014282 | 0.0035149 | 0.0043165 | 0 | 0 | 1.1545e-05 | 0.012656 |  | 3363.5837 | 1244.4029 | 2586.9372 | 6191.6505 | 0 | 0 | 0.70351 | 13387.2778 | 4505 | 7
2004 | 7 | 6 | 16 | 0.0042359 | 0.0012202 | 0.0031886 | 0.0045671 | 0 | 0 | 1.1545e-05 | 0.013223 |  | 4209.3058 | 1063.1276 | 2346.7512 | 6551.0014 | 0 | 0 | 0.70351 | 14170.8894 | 4506 | 7
2004 | 7 | 6 | 17 | 0.0041359 | 0.0012511 | 0.0030173 | 0.0044356 | 0 | 0 | 1.1545e-05 | 0.012851 |  | 4109.9852 | 1090.0446 | 2220.696 | 6362.47 | 0 | 0 | 0.70351 | 13783.8994 | 4507 | 7
2004 | 7 | 6 | 18 | 0.0032046 | 0.001435 | 0.0029492 | 0.0044974 | 0 | 0 | 1.1545e-05 | 0.012098 |  | 3184.5093 | 1250.3049 | 2170.5812 | 6451.0291 | 0 | 0 | 0.70351 | 13057.1281 | 4508 | 7
2004 | 7 | 6 | 19 | 0.0029877 | 0.0013675 | 0.0029438 | 0.0044801 | 0 | 0 | 1.1545e-05 | 0.011791 |  | 2969.0018 | 1191.538 | 2166.6411 | 6426.3083 | 0 | 0 | 0.70351 | 12754.1927 | 4509 | 7
2004 | 7 | 6 | 20 | 0.0031073 | 0.001369 | 0.0028995 | 0.0042493 | 4.3962e-05 | 2.7449e-06 | 1.1545e-05 | 0.011683 |  | 3087.8198 | 1192.8004 | 2134.0355 | 6095.2775 | 13.131 | 1.5356 | 0.70351 | 12525.3032 | 4510 | 7
2004 | 7 | 6 | 21 | 0.0036861 | 0.0012193 | 0.0028509 | 0.0045798 | 0.00017585 | 1.098e-05 | 1.1545e-05 | 0.012535 |  | 3663.0216 | 1062.3446 | 2098.2468 | 6569.3288 | 52.5241 | 6.1422 | 0.70351 | 13452.3116 | 4511 | 7
2004 | 7 | 6 | 22 | 0.0034412 | 0.0011513 | 0.0027915 | 0.0045028 | 0.00017585 | 1.098e-05 | 1.1545e-05 | 0.012085 |  | 3419.6238 | 1003.0981 | 2054.4921 | 6458.8905 | 52.5241 | 6.1422 | 0.70351 | 12995.4743 | 4512 | 7
2004 | 7 | 6 | 23 | 0.0024054 | 0.0012514 | 0.0026917 | 0.0044875 | 0.00017585 | 1.098e-05 | 1.1545e-05 | 0.011034 |  | 2390.3579 | 1090.3492 | 1981.0574 | 6436.8691 | 52.5241 | 6.1422 | 0.70351 | 11958.0035 | 4513 | 7
2004 | 7 | 6 | 24 | 0.0021261 | 0.0012797 | 0.002619 | 0.0041665 | 0.00017585 | 1.098e-05 | 1.1545e-05 | 0.01039 |  | 2112.7678 | 1114.9877 | 1927.5361 | 5976.4568 | 52.5241 | 6.1422 | 0.70351 | 11191.1182 | 4514 | 7
2004 | 7 | 7 | 1 | 0.0014983 | 0.0012787 | 0.002416 | 0.0042695 | 0.00017585 | 1.098e-05 | 1.1545e-05 | 0.0096609 |  | 1488.9348 | 1114.1366 | 1778.156 | 6124.2131 | 52.5241 | 6.1422 | 0.70351 | 10564.8102 | 4515 | 7
2004 | 7 | 7 | 2 | 0.0012485 | 0.0013465 | 0.0023713 | 0.0042419 | 0.00017585 | 1.098e-05 | 1.1545e-05 | 0.0094066 |  | 1240.6826 | 1173.2246 | 1745.2543 | 6084.5746 | 52.5241 | 6.1422 | 0.70351 | 10303.1059 | 4516 | 7
2004 | 7 | 7 | 3 | 0.001051 | 0.001354 | 0.0023531 | 0.004214 | 0.00017585 | 1.098e-05 | 1.1545e-05 | 0.0091705 |  | 1044.4219 | 1179.7374 | 1731.8486 | 6044.652 | 52.5241 | 6.1422 | 0.70351 | 10060.0297 | 4517 | 7
2004 | 7 | 7 | 4 | 0.00094552 | 0.0014118 | 0.0020765 | 0.0033624 | 0.00017585 | 1.098e-05 | 1.1545e-05 | 0.0079946 |  | 939.5959 | 1230.1301 | 1528.2947 | 4823.0108 | 52.5241 | 6.1422 | 0.70351 | 8580.4012 | 4518 | 7
2004 | 7 | 7 | 5 | 0.00091304 | 0.0014572 | 0.0024129 | 0.0035047 | 0.00017585 | 1.098e-05 | 1.1545e-05 | 0.0084863 |  | 907.3204 | 1269.6496 | 1775.9006 | 5027.1702 | 52.5241 | 6.1422 | 0.70351 | 9039.4106 | 4519 | 7
2004 | 7 | 7 | 6 | 0.00092793 | 0.0015868 | 0.0026521 | 0.0037071 | 0 | 0 | 1.1545e-05 | 0.0088854 |  | 922.1091 | 1382.5457 | 1951.9114 | 5317.5207 | 0 | 0 | 0.70351 | 9574.7904 | 4520 | 7
2004 | 7 | 7 | 7 | 0.0011788 | 0.0017149 | 0.0030674 | 0.0038019 | 0 | 0 | 1.1545e-05 | 0.0097745 |  | 1171.4121 | 1494.2041 | 2257.5572 | 5453.4849 | 0 | 0 | 0.70351 | 10377.3617 | 4521 | 7
2004 | 7 | 7 | 8 | 0.0013907 | 0.0017802 | 0.0032727 | 0.0041326 | 0 | 0 | 1.1545e-05 | 0.010588 |  | 1382.0289 | 1551.0781 | 2408.7068 | 5927.773 | 0 | 0 | 0.70351 | 11270.2903 | 4522 | 7
2004 | 7 | 7 | 9 | 0.0015858 | 0.0017884 | 0.0033036 | 0.0040539 | 0 | 0 | 1.1545e-05 | 0.010743 |  | 1575.8561 | 1558.2312 | 2431.4172 | 5814.8721 | 0 | 0 | 0.70351 | 11381.0801 | 4523 | 7
2004 | 7 | 7 | 10 | 0.0017719 | 0.0017658 | 0.0033731 | 0.0041184 | 0 | 0 | 1.1545e-05 | 0.011041 |  | 1760.8333 | 1538.5701 | 2482.6027 | 5907.4565 | 0 | 0 | 0.70351 | 11690.1661 | 4524 | 7
2004 | 7 | 7 | 11 | 0.0021327 | 0.0017365 | 0.0034854 | 0.0040233 | 0 | 0 | 1.1545e-05 | 0.011389 |  | 2119.3217 | 1513.004 | 2565.2387 | 5771.0661 | 0 | 0 | 0.70351 | 11969.334 | 4525 | 7
2004 | 7 | 7 | 12 | 0.0027502 | 0.0014979 | 0.0034434 | 0.004066 | 0 | 0 | 1.1545e-05 | 0.011769 |  | 2732.9153 | 1305.1213 | 2534.2981 | 5832.3471 | 0 | 0 | 0.70351 | 12405.3852 | 4526 | 7
2004 | 7 | 7 | 13 | 0.002643 | 0.0015015 | 0.0035136 | 0.0040019 | 0 | 0 | 1.1545e-05 | 0.011671 |  | 2626.3982 | 1308.2818 | 2585.9539 | 5740.3309 | 0 | 0 | 0.70351 | 12261.6684 | 4527 | 7
2004 | 7 | 7 | 14 | 0.0024482 | 0.0015405 | 0.0033822 | 0.0041121 | 0 | 0 | 1.1545e-05 | 0.011495 |  | 2432.8477 | 1342.2591 | 2489.2999 | 5898.4112 | 0 | 0 | 0.70351 | 12163.5213 | 4528 | 7
2004 | 7 | 7 | 15 | 0.0028146 | 0.0014282 | 0.0032189 | 0.0046026 | 0 | 0 | 1.1545e-05 | 0.012076 |  | 2796.9948 | 1244.4029 | 2369.0831 | 6602.053 | 0 | 0 | 0.70351 | 13013.2374 | 4529 | 7
2004 | 7 | 7 | 16 | 0.0036304 | 0.0012202 | 0.0030761 | 0.0045888 | 0 | 0 | 1.1545e-05 | 0.012527 |  | 3607.6666 | 1063.1276 | 2264.0242 | 6582.1628 | 0 | 0 | 0.70351 | 13517.6847 | 4530 | 7
2004 | 7 | 7 | 17 | 0.0034736 | 0.0012511 | 0.0029169 | 0.0045759 | 0 | 0 | 1.1545e-05 | 0.012229 |  | 3451.7943 | 1090.0446 | 2146.7864 | 6563.7406 | 0 | 0 | 0.70351 | 13253.0694 | 4531 | 7
2004 | 7 | 7 | 18 | 0.0026184 | 0.001435 | 0.0028571 | 0.0044891 | 0 | 0 | 1.1545e-05 | 0.011411 |  | 2602.0069 | 1250.3049 | 2102.8124 | 6439.1423 | 0 | 0 | 0.70351 | 12394.97 | 4532 | 7
2004 | 7 | 7 | 19 | 0.0024459 | 0.0013675 | 0.002836 | 0.0045405 | 0 | 0 | 1.1545e-05 | 0.011201 |  | 2430.5892 | 1191.538 | 2087.263 | 6512.8783 | 0 | 0 | 0.70351 | 12222.972 | 4533 | 7
2004 | 7 | 7 | 20 | 0.0026901 | 0.001369 | 0.0026993 | 0.0044687 | 4.3962e-05 | 2.7449e-06 | 1.1545e-05 | 0.011285 |  | 2673.2583 | 1192.8004 | 1986.6325 | 6409.9225 | 13.131 | 1.5356 | 0.70351 | 12277.9838 | 4534 | 7
2004 | 7 | 7 | 21 | 0.0033429 | 0.0012193 | 0.0027662 | 0.0045292 | 0.00017585 | 1.098e-05 | 1.1545e-05 | 0.012056 |  | 3321.9485 | 1062.3446 | 2035.8675 | 6496.682 | 52.5241 | 6.1422 | 0.70351 | 12976.2124 | 4535 | 7
2004 | 7 | 7 | 22 | 0.0030834 | 0.0011513 | 0.0027504 | 0.0044548 | 0.00017585 | 1.098e-05 | 1.1545e-05 | 0.011638 |  | 3064.0492 | 1003.0981 | 2024.3055 | 6389.9849 | 52.5241 | 6.1422 | 0.70351 | 12540.8075 | 4536 | 7
2004 | 7 | 7 | 23 | 0.0021033 | 0.0012514 | 0.002676 | 0.0043625 | 0.00017585 | 1.098e-05 | 1.1545e-05 | 0.010591 |  | 2090.0883 | 1090.3492 | 1969.4958 | 6257.5252 | 52.5241 | 6.1422 | 0.70351 | 11466.8283 | 4537 | 7
2004 | 7 | 7 | 24 | 0.001811 | 0.0012797 | 0.002536 | 0.004178 | 0.00017585 | 1.098e-05 | 1.1545e-05 | 0.010003 |  | 1799.6245 | 1114.9877 | 1866.5108 | 5992.9847 | 52.5241 | 6.1422 | 0.70351 | 10833.4775 | 4538 | 7
2004 | 7 | 8 | 1 | 0.0015902 | 0.0012787 | 0.0025346 | 0.0039012 | 0.00017585 | 1.098e-05 | 1.1545e-05 | 0.009503 |  | 1580.215 | 1114.1366 | 1865.4445 | 5595.8423 | 52.5241 | 6.1422 | 0.70351 | 10215.0082 | 4539 | 7
2004 | 7 | 8 | 2 | 0.0013111 | 0.0013465 | 0.0024446 | 0.0039916 | 0.00017585 | 1.098e-05 | 1.1545e-05 | 0.0092921 |  | 1302.8633 | 1173.2246 | 1799.1941 | 5725.5079 | 52.5241 | 6.1422 | 0.70351 | 10060.1597 | 4540 | 7
2004 | 7 | 8 | 3 | 0.0011188 | 0.001354 | 0.0023862 | 0.0042278 | 0.00017585 | 1.098e-05 | 1.1545e-05 | 0.0092852 |  | 1111.764 | 1179.7374 | 1756.2119 | 6064.4476 | 52.5241 | 6.1422 | 0.70351 | 10171.5305 | 4541 | 7
2004 | 7 | 8 | 4 | 0.0010024 | 0.0014118 | 0.0023889 | 0.0041697 | 0.00017585 | 1.098e-05 | 1.1545e-05 | 0.0091712 |  | 996.132 | 1230.1301 | 1758.1873 | 5981.0505 | 52.5241 | 6.1422 | 0.70351 | 10024.8697 | 4542 | 7
2004 | 7 | 8 | 5 | 0.00095694 | 0.0014572 | 0.0024419 | 0.0044233 | 0.00017585 | 1.098e-05 | 1.1545e-05 | 0.0094778 |  | 950.9389 | 1269.6496 | 1797.226 | 6344.853 | 52.5241 | 6.1422 | 0.70351 | 10422.0372 | 4543 | 7
2004 | 7 | 8 | 6 | 0.00097463 | 0.0015868 | 0.0026957 | 0.0044547 | 0 | 0 | 1.1545e-05 | 0.0097233 |  | 968.5172 | 1382.5457 | 1984.0032 | 6389.8428 | 0 | 0 | 0.70351 | 10725.6124 | 4544 | 7
2004 | 7 | 8 | 7 | 0.0012036 | 0.0017149 | 0.0029635 | 0.0043799 | 0 | 0 | 1.1545e-05 | 0.010273 |  | 1196.0607 | 1494.2041 | 2181.0826 | 6282.5301 | 0 | 0 | 0.70351 | 11154.5811 | 4545 | 7
2004 | 7 | 8 | 8 | 0.001468 | 0.0017802 | 0.0031542 | 0.0045748 | 0 | 0 | 1.1545e-05 | 0.010989 |  | 1458.7996 | 1551.0781 | 2321.485 | 6562.1778 | 0 | 0 | 0.70351 | 11894.244 | 4546 | 7
2004 | 7 | 8 | 9 | 0.0016548 | 0.0017884 | 0.0032119 | 0.0045229 | 0 | 0 | 1.1545e-05 | 0.01119 |  | 1644.4612 | 1558.2312 | 2363.9055 | 6487.7314 | 0 | 0 | 0.70351 | 12055.0328 | 4547 | 7
2004 | 7 | 8 | 10 | 0.0018682 | 0.0017658 | 0.0033623 | 0.0044883 | 0 | 0 | 1.1545e-05 | 0.011496 |  | 1856.5206 | 1538.5701 | 2474.6029 | 6438.0057 | 0 | 0 | 0.70351 | 12308.4029 | 4548 | 7
2004 | 7 | 8 | 11 | 0.002253 | 0.0017365 | 0.0034234 | 0.004192 | 0 | 0 | 1.1545e-05 | 0.011616 |  | 2238.8483 | 1513.004 | 2519.5764 | 6012.9792 | 0 | 0 | 0.70351 | 12285.1115 | 4549 | 7
2004 | 7 | 8 | 12 | 0.0028895 | 0.0014979 | 0.0034245 | 0.0041946 | 0 | 0 | 1.1545e-05 | 0.012018 |  | 2871.4322 | 1305.1213 | 2520.431 | 6016.8066 | 0 | 0 | 0.70351 | 12714.4947 | 4550 | 7
2004 | 7 | 8 | 13 | 0.0028372 | 0.0015015 | 0.0034557 | 0.0045018 | 0 | 0 | 1.1545e-05 | 0.012308 |  | 2819.4514 | 1308.2818 | 2543.3515 | 6457.3824 | 0 | 0 | 0.70351 | 13129.1705 | 4551 | 7
2004 | 7 | 8 | 14 | 0.002639 | 0.0015405 | 0.0034472 | 0.0043362 | 0 | 0 | 1.1545e-05 | 0.011975 |  | 2622.4775 | 1342.2591 | 2537.1168 | 6219.9028 | 0 | 0 | 0.70351 | 12722.4597 | 4552 | 7
2004 | 7 | 8 | 15 | 0.003045 | 0.0014282 | 0.0032664 | 0.004354 | 0 | 0 | 1.1545e-05 | 0.012105 |  | 3025.9542 | 1244.4029 | 2404.0133 | 6245.4236 | 0 | 0 | 0.70351 | 12920.4975 | 4553 | 7
2004 | 7 | 8 | 16 | 0.0038901 | 0.0012202 | 0.0030039 | 0.0042179 | 0 | 0 | 1.1545e-05 | 0.012344 |  | 3865.6663 | 1063.1276 | 2210.8618 | 6050.1333 | 0 | 0 | 0.70351 | 13190.4924 | 4554 | 7
2004 | 7 | 8 | 17 | 0.0037313 | 0.0012511 | 0.0027557 | 0.0042658 | 0 | 0 | 1.1545e-05 | 0.012016 |  | 3707.9539 | 1090.0446 | 2028.2059 | 6118.9335 | 0 | 0 | 0.70351 | 12945.8414 | 4555 | 7
2004 | 7 | 8 | 18 | 0.0028796 | 0.001435 | 0.0026944 | 0.004315 | 0 | 0 | 1.1545e-05 | 0.011336 |  | 2861.5276 | 1250.3049 | 1983.0918 | 6189.4507 | 0 | 0 | 0.70351 | 12285.0785 | 4556 | 7
2004 | 7 | 8 | 19 | 0.0026719 | 0.0013675 | 0.0026932 | 0.0038309 | 0 | 0 | 1.1545e-05 | 0.010575 |  | 2655.1853 | 1191.538 | 1982.1891 | 5495.0096 | 0 | 0 | 0.70351 | 11324.6255 | 4557 | 7
2004 | 7 | 8 | 20 | 0.0028854 | 0.001369 | 0.0025408 | 0.0040518 | 4.3962e-05 | 2.7449e-06 | 1.1545e-05 | 0.010905 |  | 2867.3588 | 1192.8004 | 1869.9988 | 5811.8921 | 13.131 | 1.5356 | 0.70351 | 11757.4201 | 4558 | 7
2004 | 7 | 8 | 21 | 0.0034978 | 0.0012193 | 0.0025423 | 0.0042765 | 0.00017585 | 1.098e-05 | 1.1545e-05 | 0.011734 |  | 3475.8234 | 1062.3446 | 1871.1435 | 6134.2313 | 52.5241 | 6.1422 | 0.70351 | 12602.9126 | 4559 | 7
2004 | 7 | 8 | 22 | 0.0032208 | 0.0011513 | 0.0025299 | 0.004241 | 0.00017585 | 1.098e-05 | 1.1545e-05 | 0.011341 |  | 3200.5769 | 1003.0981 | 1861.9583 | 6083.3122 | 52.5241 | 6.1422 | 0.70351 | 12208.3154 | 4560 | 7
2004 | 7 | 8 | 23 | 0.002231 | 0.0012514 | 0.0024444 | 0.0040771 | 0.00017585 | 1.098e-05 | 1.1545e-05 | 0.010202 |  | 2216.9819 | 1090.3492 | 1799.0794 | 5848.2757 | 52.5241 | 6.1422 | 0.70351 | 11014.056 | 4561 | 7
2004 | 7 | 8 | 24 | 0.0019274 | 0.0012797 | 0.0023282 | 0.0035271 | 0.00017585 | 1.098e-05 | 1.1545e-05 | 0.0092608 |  | 1915.3353 | 1114.9877 | 1713.5371 | 5059.3335 | 52.5241 | 6.1422 | 0.70351 | 9862.5634 | 4562 | 7
2004 | 7 | 9 | 1 | 0.0017153 | 0.0014215 | 0.0022656 | 0.0035927 | 0.00017585 | 1.098e-05 | 1.1545e-05 | 0.0091935 |  | 1704.585 | 1238.564 | 1667.4692 | 5153.3623 | 52.5241 | 6.1422 | 0.70351 | 9823.3504 | 4563 | 7
2004 | 7 | 9 | 2 | 0.001408 | 0.0014825 | 0.0022388 | 0.0037902 | 0.00017585 | 1.098e-05 | 1.1545e-05 | 0.0091179 |  | 1399.1991 | 1291.7163 | 1647.7509 | 5436.6374 | 52.5241 | 6.1422 | 0.70351 | 9834.6735 | 4564 | 7
2004 | 7 | 9 | 3 | 0.0012677 | 0.0014828 | 0.0022095 | 0.0038164 | 0.00017585 | 1.098e-05 | 1.1545e-05 | 0.0089747 |  | 1259.7163 | 1291.9549 | 1626.1449 | 5474.204 | 52.5241 | 6.1422 | 0.70351 | 9711.3899 | 4565 | 7
2004 | 7 | 9 | 4 | 0.0010333 | 0.0016288 | 0.0022122 | 0.0034663 | 0.00017585 | 1.098e-05 | 1.1545e-05 | 0.0085389 |  | 1026.8289 | 1419.1604 | 1628.1396 | 4972.028 | 52.5241 | 6.1422 | 0.70351 | 9105.5267 | 4566 | 7
2004 | 7 | 9 | 5 | 0.00093017 | 0.0016799 | 0.0022411 | 0.0033967 | 0.00017585 | 1.098e-05 | 1.1545e-05 | 0.0084463 |  | 924.3347 | 1463.7221 | 1649.4237 | 4872.303 | 52.5241 | 6.1422 | 0.70351 | 8969.1534 | 4567 | 7
2004 | 7 | 9 | 6 | 0.00090784 | 0.0018226 | 0.0024335 | 0.0032204 | 0 | 0 | 1.1545e-05 | 0.0083959 |  | 902.1447 | 1588.0477 | 1791.0057 | 4619.4036 | 0 | 0 | 0.70351 | 8901.3053 | 4568 | 7
2004 | 7 | 9 | 7 | 0.0013202 | 0.0017644 | 0.0027487 | 0.0034113 | 0 | 0 | 1.1545e-05 | 0.0092562 |  | 1311.886 | 1537.3213 | 2023.0492 | 4893.2527 | 0 | 0 | 0.70351 | 9766.2127 | 4569 | 7
2004 | 7 | 9 | 8 | 0.0013671 | 0.0019037 | 0.0029994 | 0.0037167 | 0 | 0 | 1.1545e-05 | 0.0099985 |  | 1358.5175 | 1658.6986 | 2207.5462 | 5331.2529 | 0 | 0 | 0.70351 | 10556.7188 | 4570 | 7
2004 | 7 | 9 | 9 | 0.001737 | 0.0020026 | 0.0030518 | 0.0037639 | 0 | 0 | 1.1545e-05 | 0.010567 |  | 1726.1443 | 1744.8804 | 2246.0965 | 5399.0057 | 0 | 0 | 0.70351 | 11116.8305 | 4571 | 7
2004 | 7 | 9 | 10 | 0.0018429 | 0.0020099 | 0.0031326 | 0.0037384 | 0 | 0 | 1.1545e-05 | 0.010735 |  | 1831.3543 | 1751.2158 | 2305.5728 | 5362.3924 | 0 | 0 | 0.70351 | 11251.2388 | 4572 | 7
2004 | 7 | 9 | 11 | 0.0021866 | 0.001936 | 0.0031685 | 0.0036932 | 0 | 0 | 1.1545e-05 | 0.010996 |  | 2172.8566 | 1686.7915 | 2331.9813 | 5297.6067 | 0 | 0 | 0.70351 | 11489.9395 | 4573 | 7
2004 | 7 | 9 | 12 | 0.0026842 | 0.0017612 | 0.0031179 | 0.003675 | 0 | 0 | 1.1545e-05 | 0.01125 |  | 2667.3546 | 1534.5469 | 2294.729 | 5271.3707 | 0 | 0 | 0.70351 | 11768.7048 | 4574 | 7
2004 | 7 | 9 | 13 | 0.0030895 | 0.001605 | 0.0031695 | 0.0037439 | 0 | 0 | 1.1545e-05 | 0.011619 |  | 3070.1535 | 1398.4047 | 2332.6987 | 5370.2625 | 0 | 0 | 0.70351 | 12172.2229 | 4575 | 7
2004 | 7 | 9 | 14 | 0.0029747 | 0.0015897 | 0.0031172 | 0.0038818 | 0 | 0 | 1.1545e-05 | 0.011575 |  | 2956.0262 | 1385.0901 | 2294.2128 | 5568.0374 | 0 | 0 | 0.70351 | 12204.07 | 4576 | 7
2004 | 7 | 9 | 15 | 0.002778 | 0.0016417 | 0.0030037 | 0.004 | 0 | 0 | 1.1545e-05 | 0.011435 |  | 2760.5614 | 1430.3964 | 2210.7256 | 5737.6348 | 0 | 0 | 0.70351 | 12140.0218 | 4577 | 7
2004 | 7 | 9 | 16 | 0.0039679 | 0.0012716 | 0.0028475 | 0.0037583 | 0 | 0 | 1.1545e-05 | 0.011857 |  | 3943.015 | 1107.9303 | 2095.7295 | 5390.9458 | 0 | 0 | 0.70351 | 12538.3241 | 4578 | 7
2004 | 7 | 9 | 17 | 0.0042788 | 0.0011736 | 0.0027642 | 0.0033995 | 0 | 0 | 1.1545e-05 | 0.011628 |  | 4251.9768 | 1022.5457 | 2034.4322 | 4876.2615 | 0 | 0 | 0.70351 | 12185.9198 | 4579 | 7
2004 | 7 | 9 | 18 | 0.0037534 | 0.0012727 | 0.002719 | 0.0029291 | 0 | 0 | 1.1545e-05 | 0.010686 |  | 3729.8447 | 1108.8998 | 2001.1354 | 4201.5228 | 0 | 0 | 0.70351 | 11042.1063 | 4580 | 7
2004 | 7 | 9 | 19 | 0.0030082 | 0.0014565 | 0.0026908 | 0.0029189 | 0 | 0 | 1.1545e-05 | 0.010086 |  | 2989.368 | 1269.053 | 1980.3952 | 4186.9278 | 0 | 0 | 0.70351 | 10426.4475 | 4581 | 7
2004 | 7 | 9 | 20 | 0.0026903 | 0.0014869 | 0.0026911 | 0.0030228 | 4.3962e-05 | 2.7449e-06 | 1.1545e-05 | 0.0099494 |  | 2673.4564 | 1295.5703 | 1980.6567 | 4335.8739 | 13.131 | 1.5356 | 0.70351 | 10300.9274 | 4582 | 7
2004 | 7 | 9 | 21 | 0.0032802 | 0.0012667 | 0.0026624 | 0.0030444 | 0.00017585 | 1.098e-05 | 1.1545e-05 | 0.010452 |  | 3259.6829 | 1103.7083 | 1959.4898 | 4366.8727 | 52.5241 | 6.1422 | 0.70351 | 10749.1234 | 4583 | 7
2004 | 7 | 9 | 22 | 0.0033845 | 0.0011554 | 0.0025222 | 0.002969 | 0.00017585 | 1.098e-05 | 1.1545e-05 | 0.010229 |  | 3363.2496 | 1006.6812 | 1856.3254 | 4258.7105 | 52.5241 | 6.1422 | 0.70351 | 10544.3366 | 4584 | 7
2004 | 7 | 9 | 23 | 0.0028832 | 0.0010597 | 0.0024306 | 0.0026731 | 0.00017585 | 1.098e-05 | 1.1545e-05 | 0.0092449 |  | 2865.0771 | 923.2689 | 1788.9406 | 3834.3135 | 52.5241 | 6.1422 | 0.70351 | 9470.9699 | 4585 | 7
2004 | 7 | 9 | 24 | 0.0021405 | 0.0011746 | 0.0023515 | 0.0025957 | 0.00017585 | 1.098e-05 | 1.1545e-05 | 0.0084606 |  | 2127.0978 | 1023.389 | 1730.6669 | 3723.2537 | 52.5241 | 6.1422 | 0.70351 | 8663.7771 | 4586 | 7
2004 | 7 | 10 | 1 | 0.0018393 | 0.0013345 | 0.0022376 | 0.002626 | 0.00017585 | 1.098e-05 | 1.1545e-05 | 0.0082358 |  | 1827.7952 | 1162.7613 | 1646.8495 | 3766.7014 | 52.5241 | 6.1422 | 0.70351 | 8463.4773 | 4587 | 7
2004 | 7 | 10 | 2 | 0.0014972 | 0.0013901 | 0.0022151 | 0.0025813 | 0.00017585 | 1.098e-05 | 1.1545e-05 | 0.0078822 |  | 1487.8523 | 1211.1827 | 1630.3242 | 3702.6974 | 52.5241 | 6.1422 | 0.70351 | 8091.4265 | 4588 | 7
2004 | 7 | 10 | 3 | 0.0012596 | 0.0014291 | 0.0021784 | 0.00258 | 0.00017585 | 1.098e-05 | 1.1545e-05 | 0.0076455 |  | 1251.714 | 1245.1993 | 1603.3233 | 3700.7231 | 52.5241 | 6.1422 | 0.70351 | 7860.3295 | 4589 | 7
2004 | 7 | 10 | 4 | 0.0011849 | 0.0014341 | 0.0021731 | 0.0021824 | 0.00017585 | 1.098e-05 | 1.1545e-05 | 0.0071729 |  | 1177.5128 | 1249.5503 | 1599.3918 | 3130.3905 | 52.5241 | 6.1422 | 0.70351 | 7216.2153 | 4590 | 7
2004 | 7 | 10 | 5 | 0.00096876 | 0.00148 | 0.0022072 | 0.0023121 | 0.00017585 | 1.098e-05 | 1.1545e-05 | 0.0071663 |  | 962.6871 | 1289.4959 | 1624.4565 | 3316.4504 | 52.5241 | 6.1422 | 0.70351 | 7252.4596 | 4591 | 7
2004 | 7 | 10 | 6 | 0.0010663 | 0.0015401 | 0.0021847 | 0.0025547 | 0 | 0 | 1.1545e-05 | 0.0073572 |  | 1059.6285 | 1341.8506 | 1607.8931 | 3664.4175 | 0 | 0 | 0.70351 | 7674.4932 | 4592 | 7
2004 | 7 | 10 | 7 | 0.0012497 | 0.0016595 | 0.0022412 | 0.0027827 | 0 | 0 | 1.1545e-05 | 0.0079446 |  | 1241.8679 | 1445.8839 | 1649.4841 | 3991.5623 | 0 | 0 | 0.70351 | 8329.5017 | 4593 | 7
2004 | 7 | 10 | 8 | 0.0015911 | 0.0016601 | 0.0023815 | 0.0028837 | 0 | 0 | 1.1545e-05 | 0.008528 |  | 1581.1476 | 1446.4496 | 1752.7974 | 4136.3349 | 0 | 0 | 0.70351 | 8917.4329 | 4594 | 7
2004 | 7 | 10 | 9 | 0.0018915 | 0.0017139 | 0.0024352 | 0.0028138 | 0 | 0 | 1.1545e-05 | 0.008866 |  | 1879.6759 | 1493.2725 | 1792.2927 | 4036.1791 | 0 | 0 | 0.70351 | 9202.1237 | 4595 | 7
2004 | 7 | 10 | 10 | 0.0022461 | 0.001687 | 0.0024591 | 0.002638 | 0 | 0 | 1.1545e-05 | 0.0090417 |  | 2232.0041 | 1469.8613 | 1809.8773 | 3783.9456 | 0 | 0 | 0.70351 | 9296.3918 | 4596 | 7
2004 | 7 | 10 | 11 | 0.002591 | 0.0016021 | 0.0024802 | 0.0029766 | 0 | 0 | 1.1545e-05 | 0.0096615 |  | 2574.7983 | 1395.9295 | 1825.4203 | 4269.6618 | 0 | 0 | 0.70351 | 10066.5134 | 4597 | 7
2004 | 7 | 10 | 12 | 0.0026448 | 0.0016238 | 0.0025007 | 0.0026554 | 0 | 0 | 1.1545e-05 | 0.0094362 |  | 2628.1846 | 1414.8464 | 1840.4962 | 3808.8973 | 0 | 0 | 0.70351 | 9693.1281 | 4598 | 7
2004 | 7 | 10 | 13 | 0.0028704 | 0.001503 | 0.0025082 | 0.0025839 | 0 | 0 | 1.1545e-05 | 0.0094771 |  | 2852.4483 | 1309.5684 | 1846.0148 | 3706.3854 | 0 | 0 | 0.70351 | 9715.1203 | 4599 | 7
2004 | 7 | 10 | 14 | 0.0027941 | 0.0014775 | 0.0025251 | 0.0025793 | 0 | 0 | 1.1545e-05 | 0.0093876 |  | 2776.5381 | 1287.3775 | 1858.4401 | 3699.8323 | 0 | 0 | 0.70351 | 9622.8915 | 4600 | 7
2004 | 7 | 10 | 15 | 0.0031269 | 0.0013238 | 0.0025503 | 0.0028778 | 0 | 0 | 1.1545e-05 | 0.0098904 |  | 3107.2788 | 1153.4547 | 1876.9854 | 4127.9643 | 0 | 0 | 0.70351 | 10266.3867 | 4601 | 7
2004 | 7 | 10 | 16 | 0.0033127 | 0.0012967 | 0.0025333 | 0.0026886 | 0 | 0 | 1.1545e-05 | 0.0098428 |  | 3291.8848 | 1129.8444 | 1864.4887 | 3856.5218 | 0 | 0 | 0.70351 | 10143.4431 | 4602 | 7
2004 | 7 | 10 | 17 | 0.0032635 | 0.0013229 | 0.0024967 | 0.0023549 | 0 | 0 | 1.1545e-05 | 0.0094496 |  | 3243.0724 | 1152.6729 | 1837.5205 | 3377.9119 | 0 | 0 | 0.70351 | 9611.8813 | 4603 | 7
2004 | 7 | 10 | 18 | 0.0037152 | 0.0010866 | 0.0024669 | 0.0027309 | 0 | 0 | 1.1545e-05 | 0.010011 |  | 3691.9534 | 946.7903 | 1815.6524 | 3917.2876 | 0 | 0 | 0.70351 | 10372.3872 | 4604 | 7
2004 | 7 | 10 | 19 | 0.004066 | 0.00094291 | 0.0024555 | 0.0026236 | 0 | 0 | 1.1545e-05 | 0.0101 |  | 4040.478 | 821.5485 | 1807.2528 | 3763.2682 | 0 | 0 | 0.70351 | 10433.251 | 4605 | 7
2004 | 7 | 10 | 20 | 0.0036542 | 0.0010607 | 0.0023384 | 0.0023398 | 4.3962e-05 | 2.7449e-06 | 1.1545e-05 | 0.0094514 |  | 3631.2833 | 924.2118 | 1721.07 | 3356.1983 | 13.131 | 1.5356 | 0.70351 | 9648.1336 | 4606 | 7
2004 | 7 | 10 | 21 | 0.0033562 | 0.0011434 | 0.0022995 | 0.0027766 | 0.00017585 | 1.098e-05 | 1.1545e-05 | 0.009774 |  | 3335.1334 | 996.2332 | 1692.3794 | 3982.712 | 52.5241 | 6.1422 | 0.70351 | 10065.8279 | 4607 | 7
2004 | 7 | 10 | 22 | 0.003611 | 0.00099451 | 0.0022025 | 0.0027532 | 0.00017585 | 1.098e-05 | 1.1545e-05 | 0.0097596 |  | 3588.3354 | 866.5079 | 1621.0452 | 3949.1593 | 52.5241 | 6.1422 | 0.70351 | 10084.4175 | 4608 | 7
2004 | 7 | 10 | 23 | 0.0026909 | 0.0011908 | 0.0021193 | 0.0024494 | 0.00017585 | 1.098e-05 | 1.1545e-05 | 0.0086488 |  | 2674.0007 | 1037.5568 | 1559.8261 | 3513.4794 | 52.5241 | 6.1422 | 0.70351 | 8844.2329 | 4609 | 7
2004 | 7 | 10 | 24 | 0.0022293 | 0.0012238 | 0.0020204 | 0.0023198 | 0.00017585 | 1.098e-05 | 1.1545e-05 | 0.0079917 |  | 2215.3583 | 1066.2921 | 1486.9793 | 3327.535 | 52.5241 | 6.1422 | 0.70351 | 8155.5346 | 4610 | 7
2004 | 7 | 11 | 1 | 0.0016897 | 0.0010535 | 0.0020342 | 0.0025524 | 0.00017585 | 1.098e-05 | 1.1545e-05 | 0.0075283 |  | 1679.1362 | 917.9364 | 1497.1543 | 3661.23 | 52.5241 | 6.1422 | 0.70351 | 7814.8267 | 4611 | 7
2004 | 7 | 11 | 2 | 0.0014299 | 0.0010806 | 0.0020828 | 0.0026124 | 0.00017585 | 1.098e-05 | 1.1545e-05 | 0.0074041 |  | 1420.9611 | 941.5404 | 1532.905 | 3747.2199 | 52.5241 | 6.1422 | 0.70351 | 7701.9963 | 4612 | 7
2004 | 7 | 11 | 3 | 0.0010853 | 0.0011339 | 0.0020435 | 0.0025854 | 0.00017585 | 1.098e-05 | 1.1545e-05 | 0.0070465 |  | 1078.4713 | 987.9505 | 1504.0279 | 3708.5165 | 52.5241 | 6.1422 | 0.70351 | 7338.336 | 4613 | 7
2004 | 7 | 11 | 4 | 0.00095015 | 0.0011686 | 0.0020467 | 0.0022357 | 0.00017585 | 1.098e-05 | 1.1545e-05 | 0.0065996 |  | 944.1919 | 1018.2354 | 1506.3781 | 3206.9091 | 52.5241 | 6.1422 | 0.70351 | 6735.0842 | 4614 | 7
2004 | 7 | 11 | 5 | 0.00087957 | 0.0011786 | 0.0020041 | 0.002429 | 0.00017585 | 1.098e-05 | 1.1545e-05 | 0.0066896 |  | 874.0575 | 1026.9498 | 1474.9761 | 3484.1179 | 52.5241 | 6.1422 | 0.70351 | 6919.4712 | 4615 | 7
2004 | 7 | 11 | 6 | 0.00083539 | 0.0012574 | 0.0020215 | 0.002628 | 0 | 0 | 1.1545e-05 | 0.0067538 |  | 830.1482 | 1095.5379 | 1487.7889 | 3769.6617 | 0 | 0 | 0.70351 | 7183.8402 | 4616 | 7
2004 | 7 | 11 | 7 | 0.0012662 | 0.0013153 | 0.0021327 | 0.0023447 | 0 | 0 | 1.1545e-05 | 0.0070706 |  | 1258.3114 | 1146.0086 | 1569.6723 | 3363.3198 | 0 | 0 | 0.70351 | 7338.0157 | 4617 | 7
2004 | 7 | 11 | 8 | 0.0014748 | 0.0013599 | 0.0023173 | 0.002459 | 0 | 0 | 1.1545e-05 | 0.0076226 |  | 1465.5139 | 1184.9119 | 1705.4904 | 3527.2608 | 0 | 0 | 0.70351 | 7883.8806 | 4618 | 7
2004 | 7 | 11 | 9 | 0.0020027 | 0.0013143 | 0.0023622 | 0.0028274 | 0 | 0 | 1.1545e-05 | 0.0085181 |  | 1990.1709 | 1145.1465 | 1738.5765 | 4055.5661 | 0 | 0 | 0.70351 | 8930.1635 | 4619 | 7
2004 | 7 | 11 | 10 | 0.0023144 | 0.0013067 | 0.0024294 | 0.0027333 | 0 | 0 | 1.1545e-05 | 0.0087953 |  | 2299.8963 | 1138.4774 | 1788.0564 | 3920.6024 | 0 | 0 | 0.70351 | 9147.736 | 4620 | 7
2004 | 7 | 11 | 11 | 0.0024355 | 0.0013513 | 0.0024714 | 0.0024675 | 0 | 0 | 1.1545e-05 | 0.0087373 |  | 2420.2607 | 1177.4094 | 1818.928 | 3539.4315 | 0 | 0 | 0.70351 | 8956.7331 | 4621 | 7
2004 | 7 | 11 | 12 | 0.002866 | 0.0012312 | 0.0025284 | 0.0028001 | 0 | 0 | 1.1545e-05 | 0.0094372 |  | 2848.0383 | 1072.7435 | 1860.8641 | 4016.4961 | 0 | 0 | 0.70351 | 9798.8455 | 4622 | 7
2004 | 7 | 11 | 13 | 0.0026946 | 0.00127 | 0.0025143 | 0.0027973 | 0 | 0 | 1.1545e-05 | 0.0092878 |  | 2677.7549 | 1106.5673 | 1850.4852 | 4012.4114 | 0 | 0 | 0.70351 | 9647.9224 | 4623 | 7
2004 | 7 | 11 | 14 | 0.0028695 | 0.0012358 | 0.0025369 | 0.0027135 | 0 | 0 | 1.1545e-05 | 0.0093673 |  | 2851.495 | 1076.7861 | 1867.1607 | 3892.2645 | 0 | 0 | 0.70351 | 9688.4098 | 4624 | 7
2004 | 7 | 11 | 15 | 0.0029875 | 0.0012184 | 0.0024924 | 0.0029764 | 0 | 0 | 1.1545e-05 | 0.0096862 |  | 2968.7749 | 1061.5766 | 1834.3999 | 4269.3096 | 0 | 0 | 0.70351 | 10134.7644 | 4625 | 7
2004 | 7 | 11 | 16 | 0.0035334 | 0.0011055 | 0.002468 | 0.0028049 | 0 | 0 | 1.1545e-05 | 0.0099234 |  | 3511.2232 | 963.2554 | 1816.4351 | 4023.4341 | 0 | 0 | 0.70351 | 10315.0512 | 4626 | 7
2004 | 7 | 11 | 17 | 0.0039736 | 0.0010186 | 0.0024449 | 0.0027524 | 0 | 0 | 1.1545e-05 | 0.010201 |  | 3948.6884 | 887.4918 | 1799.455 | 3948.076 | 0 | 0 | 0.70351 | 10584.4147 | 4627 | 7
2004 | 7 | 11 | 18 | 0.0037587 | 0.0010447 | 0.002344 | 0.0030525 | 0 | 0 | 1.1545e-05 | 0.010212 |  | 3735.1457 | 910.2625 | 1725.2011 | 4378.4929 | 0 | 0 | 0.70351 | 10749.8058 | 4628 | 7
2004 | 7 | 11 | 19 | 0.0033423 | 0.0010726 | 0.002354 | 0.0030602 | 0 | 0 | 1.1545e-05 | 0.0098406 |  | 3321.3957 | 934.57 | 1732.5104 | 4389.4978 | 0 | 0 | 0.70351 | 10378.6773 | 4629 | 7
2004 | 7 | 11 | 20 | 0.0035836 | 0.0010711 | 0.0022882 | 0.0028978 | 4.3962e-05 | 2.7449e-06 | 1.1545e-05 | 0.0098989 |  | 3561.1312 | 933.2343 | 1684.1119 | 4156.6039 | 13.131 | 1.5356 | 0.70351 | 10350.4513 | 4630 | 7
2004 | 7 | 11 | 21 | 0.0039276 | 0.001004 | 0.0023192 | 0.0030383 | 0.00017585 | 1.098e-05 | 1.1545e-05 | 0.010488 |  | 3902.9803 | 874.823 | 1706.9398 | 4358.1648 | 52.5241 | 6.1422 | 0.70351 | 10902.2777 | 4631 | 7
2004 | 7 | 11 | 22 | 0.004081 | 0.00089658 | 0.0022255 | 0.0031622 | 0.00017585 | 1.098e-05 | 1.1545e-05 | 0.010564 |  | 4055.4628 | 781.1886 | 1637.9799 | 4535.8985 | 52.5241 | 6.1422 | 0.70351 | 11069.8996 | 4632 | 7
2004 | 7 | 11 | 23 | 0.0028136 | 0.001024 | 0.002289 | 0.003314 | 0.00017585 | 1.098e-05 | 1.1545e-05 | 0.0096389 |  | 2795.9849 | 892.2051 | 1684.6531 | 4753.5844 | 52.5241 | 6.1422 | 0.70351 | 10185.7973 | 4633 | 7
2004 | 7 | 11 | 24 | 0.0021107 | 0.0010825 | 0.0021958 | 0.0031041 | 0.00017585 | 1.098e-05 | 1.1545e-05 | 0.0086915 |  | 2097.513 | 943.1379 | 1616.0956 | 4452.5785 | 52.5241 | 6.1422 | 0.70351 | 9168.6947 | 4634 | 7
2004 | 7 | 12 | 1 | 0.0020421 | 0.0012124 | 0.0022148 | 0.0032329 | 0.00017585 | 1.098e-05 | 1.1545e-05 | 0.0089007 |  | 2029.3241 | 1056.3761 | 1630.0731 | 4637.3387 | 52.5241 | 6.1422 | 0.70351 | 9412.4819 | 4635 | 7
2004 | 7 | 12 | 2 | 0.0017719 | 0.001229 | 0.0022582 | 0.0033878 | 0.00017585 | 1.098e-05 | 1.1545e-05 | 0.0088452 |  | 1760.745 | 1070.8553 | 1662.0018 | 4859.4347 | 52.5241 | 6.1422 | 0.70351 | 9412.4067 | 4636 | 7
2004 | 7 | 12 | 3 | 0.0013525 | 0.0012665 | 0.0022101 | 0.0033641 | 0.00017585 | 1.098e-05 | 1.1545e-05 | 0.0083916 |  | 1344.0143 | 1103.4699 | 1626.6496 | 4825.4378 | 52.5241 | 6.1422 | 0.70351 | 8958.9414 | 4637 | 7
2004 | 7 | 12 | 4 | 0.0012522 | 0.001326 | 0.002263 | 0.0033854 | 0.00017585 | 1.098e-05 | 1.1545e-05 | 0.008425 |  | 1244.3516 | 1155.3485 | 1665.5441 | 4856.0786 | 52.5241 | 6.1422 | 0.70351 | 8980.6926 | 4638 | 7
2004 | 7 | 12 | 5 | 0.0010936 | 0.0014223 | 0.0023172 | 0.0033651 | 0.00017585 | 1.098e-05 | 1.1545e-05 | 0.0083966 |  | 1086.7855 | 1239.2833 | 1705.4319 | 4826.8824 | 52.5241 | 6.1422 | 0.70351 | 8917.7529 | 4639 | 7
2004 | 7 | 12 | 6 | 0.0012963 | 0.0014156 | 0.0025082 | 0.0033152 | 0 | 0 | 1.1545e-05 | 0.0085469 |  | 1288.1658 | 1233.3735 | 1846.0522 | 4755.4077 | 0 | 0 | 0.70351 | 9123.7027 | 4640 | 7
2004 | 7 | 12 | 7 | 0.0017089 | 0.0013521 | 0.0029509 | 0.0036088 | 0 | 0 | 1.1545e-05 | 0.0096323 |  | 1698.2245 | 1178.0793 | 2171.8426 | 5176.4537 | 0 | 0 | 0.70351 | 10225.3037 | 4641 | 7
2004 | 7 | 12 | 8 | 0.0019013 | 0.0014592 | 0.0032239 | 0.0039055 | 0 | 0 | 1.1545e-05 | 0.010501 |  | 1889.3373 | 1271.3993 | 2372.7906 | 5602.0929 | 0 | 0 | 0.70351 | 11136.3237 | 4642 | 7
2004 | 7 | 12 | 9 | 0.0024636 | 0.0014627 | 0.003316 | 0.0040115 | 0 | 0 | 1.1545e-05 | 0.011265 |  | 2448.1807 | 1274.4293 | 2440.5744 | 5754.0589 | 0 | 0 | 0.70351 | 11917.9468 | 4643 | 7
2004 | 7 | 12 | 10 | 0.0028083 | 0.0014738 | 0.0034403 | 0.0037077 | 0 | 0 | 1.1545e-05 | 0.011442 |  | 2790.7137 | 1284.0745 | 2532.0291 | 5318.3969 | 0 | 0 | 0.70351 | 11925.9177 | 4644 | 7
2004 | 7 | 12 | 11 | 0.0033008 | 0.0014006 | 0.0035575 | 0.0042008 | 0 | 0 | 1.1545e-05 | 0.012471 |  | 3280.0647 | 1220.3101 | 2618.2593 | 6025.6498 | 0 | 0 | 0.70351 | 13144.9873 | 4645 | 7
2004 | 7 | 12 | 12 | 0.0039267 | 0.0012782 | 0.0035505 | 0.0041458 | 0 | 0 | 1.1545e-05 | 0.012913 |  | 3902.1101 | 1113.7276 | 2613.1203 | 5946.7281 | 0 | 0 | 0.70351 | 13576.3896 | 4646 | 7
2004 | 7 | 12 | 13 | 0.0042167 | 0.0012006 | 0.0036514 | 0.0039176 | 0 | 0 | 1.1545e-05 | 0.012998 |  | 4190.2419 | 1046.0678 | 2687.4087 | 5619.3558 | 0 | 0 | 0.70351 | 13543.7777 | 4647 | 7
2004 | 7 | 12 | 14 | 0.0035152 | 0.0012799 | 0.0035687 | 0.0036972 | 0 | 0 | 1.1545e-05 | 0.012073 |  | 3493.1239 | 1115.2096 | 2626.5421 | 5303.2661 | 0 | 0 | 0.70351 | 12538.8451 | 4648 | 7
2004 | 7 | 12 | 15 | 0.0042038 | 0.0011203 | 0.003585 | 0.0041529 | 0 | 0 | 1.1545e-05 | 0.013074 |  | 4177.4019 | 976.1126 | 2638.5513 | 5956.9929 | 0 | 0 | 0.70351 | 13749.7622 | 4649 | 7
2004 | 7 | 12 | 16 | 0.0046248 | 0.001106 | 0.0033418 | 0.0041868 | 0 | 0 | 1.1545e-05 | 0.013271 |  | 4595.8362 | 963.6879 | 2459.5117 | 6005.5878 | 0 | 0 | 0.70351 | 14025.3271 | 4650 | 7
2004 | 7 | 12 | 17 | 0.0050279 | 0.001047 | 0.0032213 | 0.0038617 | 0 | 0 | 1.1545e-05 | 0.013169 |  | 4996.3772 | 912.2512 | 2370.8345 | 5539.2146 | 0 | 0 | 0.70351 | 13819.3809 | 4651 | 7
2004 | 7 | 12 | 18 | 0.0040258 | 0.0011712 | 0.0030757 | 0.0041758 | 0 | 0 | 1.1545e-05 | 0.01246 |  | 4000.5615 | 1020.4958 | 2263.7 | 5989.8178 | 0 | 0 | 0.70351 | 13275.2786 | 4652 | 7
2004 | 7 | 12 | 19 | 0.0035452 | 0.0012274 | 0.0030698 | 0.0043169 | 0 | 0 | 1.1545e-05 | 0.012171 |  | 3523.0121 | 1069.3966 | 2259.3233 | 6192.1597 | 0 | 0 | 0.70351 | 13044.5953 | 4653 | 7
2004 | 7 | 12 | 20 | 0.0038197 | 0.0011235 | 0.0030158 | 0.0042578 | 4.3962e-05 | 2.7449e-06 | 1.1545e-05 | 0.012275 |  | 3795.8024 | 978.9348 | 2219.5861 | 6107.4189 | 13.131 | 1.5356 | 0.70351 | 13117.1122 | 4654 | 7
2004 | 7 | 12 | 21 | 0.0040221 | 0.0010966 | 0.0029691 | 0.0042905 | 0.00017585 | 1.098e-05 | 1.1545e-05 | 0.012577 |  | 3996.933 | 955.4197 | 2185.2005 | 6154.3624 | 52.5241 | 6.1422 | 0.70351 | 13351.2854 | 4655 | 7
2004 | 7 | 12 | 22 | 0.0037983 | 0.0010468 | 0.0029335 | 0.003733 | 0.00017585 | 1.098e-05 | 1.1545e-05 | 0.01171 |  | 3774.4645 | 912.06 | 2159.0662 | 5354.6493 | 52.5241 | 6.1422 | 0.70351 | 12259.6097 | 4656 | 7
2004 | 7 | 12 | 23 | 0.0030233 | 0.0012069 | 0.00291 | 0.0039852 | 0.00017585 | 1.098e-05 | 1.1545e-05 | 0.011324 |  | 3004.3173 | 1051.5981 | 2141.7459 | 5716.3564 | 52.5241 | 6.1422 | 0.70351 | 11973.3875 | 4657 | 7
2004 | 7 | 12 | 24 | 0.0026774 | 0.0011708 | 0.0027446 | 0.0039427 | 0.00017585 | 1.098e-05 | 1.1545e-05 | 0.010734 |  | 2660.6525 | 1020.0845 | 2020.0285 | 5655.4777 | 52.5241 | 6.1422 | 0.70351 | 11415.613 | 4658 | 7
2004 | 7 | 13 | 1 | 0.0019864 | 0.0012787 | 0.0025399 | 0.0039021 | 0.00017585 | 1.098e-05 | 1.1545e-05 | 0.0099055 |  | 1973.9795 | 1114.1366 | 1869.313 | 5597.1684 | 52.5241 | 6.1422 | 0.70351 | 10613.9673 | 4659 | 7
2004 | 7 | 13 | 2 | 0.0016406 | 0.0013465 | 0.0025644 | 0.0038717 | 0.00017585 | 1.098e-05 | 1.1545e-05 | 0.0096216 |  | 1630.3066 | 1173.2246 | 1887.3699 | 5553.5993 | 52.5241 | 6.1422 | 0.70351 | 10303.8702 | 4660 | 7
2004 | 7 | 13 | 3 | 0.0014125 | 0.001354 | 0.0024999 | 0.0038522 | 0.00017585 | 1.098e-05 | 1.1545e-05 | 0.009317 |  | 1403.6618 | 1179.7374 | 1839.9147 | 5525.5991 | 52.5241 | 6.1422 | 0.70351 | 10008.2828 | 4661 | 7
2004 | 7 | 13 | 4 | 0.0012481 | 0.0014118 | 0.0024961 | 0.0038358 | 0.00017585 | 1.098e-05 | 1.1545e-05 | 0.0091903 |  | 1240.3019 | 1230.1301 | 1837.1287 | 5502.0978 | 52.5241 | 6.1422 | 0.70351 | 9869.0283 | 4662 | 7
2004 | 7 | 13 | 5 | 0.001193 | 0.0014572 | 0.0025246 | 0.0037101 | 0.00017585 | 1.098e-05 | 1.1545e-05 | 0.0090833 |  | 1185.517 | 1269.6496 | 1858.0777 | 5321.8302 | 52.5241 | 6.1422 | 0.70351 | 9694.4443 | 4663 | 7
2004 | 7 | 13 | 6 | 0.0012128 | 0.0015868 | 0.0028431 | 0.0031579 | 0 | 0 | 1.1545e-05 | 0.0088121 |  | 1205.1605 | 1382.5457 | 2092.5079 | 4529.7359 | 0 | 0 | 0.70351 | 9210.6535 | 4664 | 7
2004 | 7 | 13 | 7 | 0.0014833 | 0.0017149 | 0.0032419 | 0.00328 | 0 | 0 | 1.1545e-05 | 0.0097317 |  | 1474.0471 | 1494.2041 | 2385.9999 | 4704.806 | 0 | 0 | 0.70351 | 10059.7606 | 4665 | 7
2004 | 7 | 13 | 8 | 0.0017568 | 0.0017802 | 0.0033789 | 0.0036441 | 0 | 0 | 1.1545e-05 | 0.010572 |  | 1745.8195 | 1551.0781 | 2486.8695 | 5227.1859 | 0 | 0 | 0.70351 | 11011.6565 | 4666 | 7
2004 | 7 | 13 | 9 | 0.0020952 | 0.0017884 | 0.0035268 | 0.0039941 | 0 | 0 | 1.1545e-05 | 0.011416 |  | 2082.0972 | 1558.2312 | 2595.6926 | 5729.2138 | 0 | 0 | 0.70351 | 11965.9384 | 4667 | 7
2004 | 7 | 13 | 10 | 0.0023845 | 0.0017658 | 0.0036522 | 0.0035883 | 0 | 0 | 1.1545e-05 | 0.011402 |  | 2369.5769 | 1538.5701 | 2688.0158 | 5147.0449 | 0 | 0 | 0.70351 | 11743.9113 | 4668 | 7
2004 | 7 | 13 | 11 | 0.0028884 | 0.0017365 | 0.0036324 | 0.0035352 | 0 | 0 | 1.1545e-05 | 0.011804 |  | 2870.2833 | 1513.004 | 2673.4105 | 5070.8934 | 0 | 0 | 0.70351 | 12128.2947 | 4669 | 7
2004 | 7 | 13 | 12 | 0.0035721 | 0.0014979 | 0.003619 | 0.0040629 | 0 | 0 | 1.1545e-05 | 0.012763 |  | 3549.7018 | 1305.1213 | 2663.5768 | 5827.8722 | 0 | 0 | 0.70351 | 13346.9756 | 4670 | 7
2004 | 7 | 13 | 13 | 0.003521 | 0.0015015 | 0.0036704 | 0.0040892 | 0 | 0 | 1.1545e-05 | 0.012794 |  | 3498.8995 | 1308.2818 | 2701.4104 | 5865.6161 | 0 | 0 | 0.70351 | 13374.9114 | 4671 | 7
2004 | 7 | 13 | 14 | 0.0033483 | 0.0015405 | 0.0036319 | 0.0040726 | 0 | 0 | 1.1545e-05 | 0.012605 |  | 3327.3476 | 1342.2591 | 2673.0747 | 5841.819 | 0 | 0 | 0.70351 | 13185.2039 | 4672 | 7
2004 | 7 | 13 | 15 | 0.003749 | 0.0014282 | 0.0035599 | 0.0039473 | 0 | 0 | 1.1545e-05 | 0.012696 |  | 3725.4967 | 1244.4029 | 2620.0598 | 5662.0844 | 0 | 0 | 0.70351 | 13252.7472 | 4673 | 7
2004 | 7 | 13 | 16 | 0.0045913 | 0.0012202 | 0.0033789 | 0.0041903 | 0 | 0 | 1.1545e-05 | 0.013392 |  | 4562.5524 | 1063.1276 | 2486.852 | 6010.6138 | 0 | 0 | 0.70351 | 14123.8492 | 4674 | 7
2004 | 7 | 13 | 17 | 0.0044571 | 0.0012511 | 0.0032379 | 0.004036 | 0 | 0 | 1.1545e-05 | 0.012994 |  | 4429.1622 | 1090.0446 | 2383.0616 | 5789.228 | 0 | 0 | 0.70351 | 13692.2 | 4675 | 7
2004 | 7 | 13 | 18 | 0.0035905 | 0.001435 | 0.0031885 | 0.003991 | 0 | 0 | 1.1545e-05 | 0.012217 |  | 3567.978 | 1250.3049 | 2346.7443 | 5724.6911 | 0 | 0 | 0.70351 | 12890.4218 | 4676 | 7
2004 | 7 | 13 | 19 | 0.0033908 | 0.0013675 | 0.0031642 | 0.0040141 | 0 | 0 | 1.1545e-05 | 0.011948 |  | 3369.5216 | 1191.538 | 2328.7931 | 5757.9128 | 0 | 0 | 0.70351 | 12648.469 | 4677 | 7
2004 | 7 | 13 | 20 | 0.0035381 | 0.001369 | 0.0031181 | 0.0037238 | 4.3962e-05 | 2.7449e-06 | 1.1545e-05 | 0.011807 |  | 3515.899 | 1192.8004 | 2294.9135 | 5341.484 | 13.131 | 1.5356 | 0.70351 | 12360.4669 | 4678 | 7
2004 | 7 | 13 | 21 | 0.0039929 | 0.0012193 | 0.0031248 | 0.0036611 | 0.00017585 | 1.098e-05 | 1.1545e-05 | 0.012196 |  | 3967.9142 | 1062.3446 | 2299.8005 | 5251.4803 | 52.5241 | 6.1422 | 0.70351 | 12640.9094 | 4679 | 7
2004 | 7 | 13 | 22 | 0.0037277 | 0.0011513 | 0.0030149 | 0.0039616 | 0.00017585 | 1.098e-05 | 1.1545e-05 | 0.012054 |  | 3704.2966 | 1003.0981 | 2218.9494 | 5682.4833 | 52.5241 | 6.1422 | 0.70351 | 12668.1973 | 4680 | 7
2004 | 7 | 13 | 23 | 0.0026819 | 0.0012514 | 0.0029208 | 0.0037868 | 0.00017585 | 1.098e-05 | 1.1545e-05 | 0.010839 |  | 2665.1008 | 1090.3492 | 2149.697 | 5431.7834 | 52.5241 | 6.1422 | 0.70351 | 11396.3001 | 4681 | 7
2004 | 7 | 13 | 24 | 0.0023934 | 0.0012797 | 0.0027688 | 0.0031047 | 0.00017585 | 1.098e-05 | 1.1545e-05 | 0.009745 |  | 2378.403 | 1114.9877 | 2037.8383 | 4453.4071 | 52.5241 | 6.1422 | 0.70351 | 10044.0059 | 4682 | 7
2004 | 7 | 14 | 1 | 0.0020365 | 0.0012787 | 0.0026485 | 0.0029979 | 0.00017585 | 1.098e-05 | 1.1545e-05 | 0.00916 |  | 2023.7235 | 1114.1366 | 1949.2682 | 4300.1929 | 52.5241 | 6.1422 | 0.70351 | 9446.691 | 4683 | 7
2004 | 7 | 14 | 2 | 0.0016841 | 0.0013465 | 0.0023024 | 0.002798 | 0.00017585 | 1.098e-05 | 1.1545e-05 | 0.0083294 |  | 1673.5465 | 1173.2246 | 1694.5302 | 4013.4889 | 52.5241 | 6.1422 | 0.70351 | 8614.1601 | 4684 | 7
2004 | 7 | 14 | 3 | 0.0014525 | 0.001354 | 0.0025059 | 0.0030827 | 0.00017585 | 1.098e-05 | 1.1545e-05 | 0.0085934 |  | 1443.4218 | 1179.7374 | 1844.2917 | 4421.7959 | 52.5241 | 6.1422 | 0.70351 | 8948.6167 | 4685 | 7
2004 | 7 | 14 | 4 | 0.0012861 | 0.0014118 | 0.0025072 | 0.0034289 | 0.00017585 | 1.098e-05 | 1.1545e-05 | 0.0088324 |  | 1277.9885 | 1230.1301 | 1845.2908 | 4918.4726 | 52.5241 | 6.1422 | 0.70351 | 9331.2518 | 4686 | 7
2004 | 7 | 14 | 5 | 0.0012309 | 0.0014572 | 0.0024908 | 0.0034675 | 0.00017585 | 1.098e-05 | 1.1545e-05 | 0.0088448 |  | 1223.1627 | 1269.6496 | 1833.2078 | 4973.8335 | 52.5241 | 6.1422 | 0.70351 | 9359.2234 | 4687 | 7
2004 | 7 | 14 | 6 | 0.0012546 | 0.0015868 | 0.0027987 | 0.0034466 | 0 | 0 | 1.1545e-05 | 0.0090982 |  | 1246.7082 | 1382.5457 | 2059.8291 | 4943.797 | 0 | 0 | 0.70351 | 9633.5834 | 4688 | 7
2004 | 7 | 14 | 7 | 0.0015294 | 0.0017149 | 0.0032081 | 0.0030392 | 0 | 0 | 1.1545e-05 | 0.0095032 |  | 1519.8062 | 1494.2041 | 2361.1452 | 4359.4611 | 0 | 0 | 0.70351 | 9735.3202 | 4689 | 7
2004 | 7 | 14 | 8 | 0.0018075 | 0.0017802 | 0.0034797 | 0.0034012 | 0 | 0 | 1.1545e-05 | 0.01048 |  | 1796.1453 | 1551.0781 | 2561.0406 | 4878.6565 | 0 | 0 | 0.70351 | 10787.6241 | 4690 | 7
2004 | 7 | 14 | 9 | 0.0021521 | 0.0017884 | 0.0035851 | 0.0035651 | 0 | 0 | 1.1545e-05 | 0.011102 |  | 2138.6209 | 1558.2312 | 2638.6327 | 5113.7642 | 0 | 0 | 0.70351 | 11449.9525 | 4691 | 7
2004 | 7 | 14 | 10 | 0.0024463 | 0.0017658 | 0.0036738 | 0.0035921 | 0 | 0 | 1.1545e-05 | 0.01149 |  | 2431.0061 | 1538.5701 | 2703.9003 | 5152.5023 | 0 | 0 | 0.70351 | 11826.6824 | 4692 | 7
2004 | 7 | 14 | 11 | 0.0029582 | 0.0017365 | 0.0036626 | 0.0036548 | 0 | 0 | 1.1545e-05 | 0.012024 |  | 2939.6271 | 1513.004 | 2695.6315 | 5242.518 | 0 | 0 | 0.70351 | 12391.4841 | 4693 | 7
2004 | 7 | 14 | 12 | 0.003646 | 0.0014979 | 0.0036013 | 0.0036554 | 0 | 0 | 1.1545e-05 | 0.012412 |  | 3623.1783 | 1305.1213 | 2650.5103 | 5243.3704 | 0 | 0 | 0.70351 | 12822.8838 | 4694 | 7
2004 | 7 | 14 | 13 | 0.0035996 | 0.0015015 | 0.0036431 | 0.003766 | 0 | 0 | 1.1545e-05 | 0.012522 |  | 3577.0182 | 1308.2818 | 2681.3325 | 5401.9125 | 0 | 0 | 0.70351 | 12969.2485 | 4695 | 7
2004 | 7 | 14 | 14 | 0.0034284 | 0.0015405 | 0.0035959 | 0.0038304 | 0 | 0 | 1.1545e-05 | 0.012407 |  | 3406.8931 | 1342.2591 | 2646.5833 | 5494.3784 | 0 | 0 | 0.70351 | 12890.8173 | 4696 | 7
2004 | 7 | 14 | 15 | 0.0038321 | 0.0014282 | 0.0034435 | 0.0034691 | 0 | 0 | 1.1545e-05 | 0.012185 |  | 3808.0843 | 1244.4029 | 2534.4129 | 4976.1067 | 0 | 0 | 0.70351 | 12563.7103 | 4697 | 7
2004 | 7 | 14 | 16 | 0.0046784 | 0.0012202 | 0.0032886 | 0.0034431 | 0 | 0 | 1.1545e-05 | 0.012642 |  | 4649.0688 | 1063.1276 | 2420.3831 | 4938.8127 | 0 | 0 | 0.70351 | 13072.0956 | 4698 | 7
2004 | 7 | 14 | 17 | 0.0045487 | 0.0012511 | 0.0031545 | 0.0033842 | 0 | 0 | 1.1545e-05 | 0.01235 |  | 4520.1604 | 1090.0446 | 2321.6595 | 4854.2437 | 0 | 0 | 0.70351 | 12786.8116 | 4699 | 7
2004 | 7 | 14 | 18 | 0.0036817 | 0.001435 | 0.003064 | 0.003651 | 0 | 0 | 1.1545e-05 | 0.011843 |  | 3658.6474 | 1250.3049 | 2255.0756 | 5237.0719 | 0 | 0 | 0.70351 | 12401.8034 | 4700 | 7
2004 | 7 | 14 | 19 | 0.0034803 | 0.0013675 | 0.0030593 | 0.0039475 | 0 | 0 | 1.1545e-05 | 0.011866 |  | 3458.5096 | 1191.538 | 2251.6577 | 5662.3564 | 0 | 0 | 0.70351 | 12564.7652 | 4701 | 7
2004 | 7 | 14 | 20 | 0.003623 | 0.001369 | 0.0030224 | 0.0039557 | 4.3962e-05 | 2.7449e-06 | 1.1545e-05 | 0.012028 |  | 3600.296 | 1192.8004 | 2224.4889 | 5674.0064 | 13.131 | 1.5356 | 0.70351 | 12706.9618 | 4702 | 7
2004 | 7 | 14 | 21 | 0.004073 | 0.0012193 | 0.0030164 | 0.0038774 | 0.00017585 | 1.098e-05 | 1.1545e-05 | 0.012384 |  | 4047.4335 | 1062.3446 | 2220.0557 | 5561.804 | 52.5241 | 6.1422 | 0.70351 | 12951.0075 | 4703 | 7
2004 | 7 | 14 | 22 | 0.0038026 | 0.0011513 | 0.0029201 | 0.003754 | 0.00017585 | 1.098e-05 | 1.1545e-05 | 0.011826 |  | 3778.7723 | 1003.0981 | 2149.1756 | 5384.7335 | 52.5241 | 6.1422 | 0.70351 | 12375.1493 | 4704 | 7
2004 | 7 | 14 | 23 | 0.0027479 | 0.0012514 | 0.0028118 | 0.0036542 | 0.00017585 | 1.098e-05 | 1.1545e-05 | 0.010664 |  | 2730.6481 | 1090.3492 | 2069.4749 | 5241.6538 | 52.5241 | 6.1422 | 0.70351 | 11191.4958 | 4705 | 7
2004 | 7 | 14 | 24 | 0.0024511 | 0.0012797 | 0.0027212 | 0.0035832 | 0.00017585 | 1.098e-05 | 1.1545e-05 | 0.010234 |  | 2435.719 | 1114.9877 | 2002.8024 | 5139.7755 | 52.5241 | 6.1422 | 0.70351 | 10752.6544 | 4706 | 7
2004 | 7 | 15 | 1 | 0.0020183 | 0.0012787 | 0.0025296 | 0.0033786 | 0.00017585 | 1.098e-05 | 1.1545e-05 | 0.0094037 |  | 2005.6914 | 1114.1366 | 1861.7748 | 4846.3465 | 52.5241 | 6.1422 | 0.70351 | 9887.3191 | 4707 | 7
2004 | 7 | 15 | 2 | 0.0016683 | 0.0013465 | 0.0025589 | 0.0034735 | 0.00017585 | 1.098e-05 | 1.1545e-05 | 0.0092457 |  | 1657.8721 | 1173.2246 | 1883.3547 | 4982.429 | 52.5241 | 6.1422 | 0.70351 | 9756.2503 | 4708 | 7
2004 | 7 | 15 | 3 | 0.001438 | 0.001354 | 0.0024598 | 0.0035171 | 0.00017585 | 1.098e-05 | 1.1545e-05 | 0.0089674 |  | 1429.0089 | 1179.7374 | 1810.4273 | 5044.9769 | 52.5241 | 6.1422 | 0.70351 | 9523.5202 | 4709 | 7
2004 | 7 | 15 | 4 | 0.0012723 | 0.0014118 | 0.0024649 | 0.0034754 | 0.00017585 | 1.098e-05 | 1.1545e-05 | 0.0088229 |  | 1264.3272 | 1230.1301 | 1814.1697 | 4985.1404 | 52.5241 | 6.1422 | 0.70351 | 9353.1373 | 4710 | 7
2004 | 7 | 15 | 5 | 0.0012171 | 0.0014572 | 0.002508 | 0.0034791 | 0.00017585 | 1.098e-05 | 1.1545e-05 | 0.0088599 |  | 1209.5162 | 1269.6496 | 1845.9006 | 4990.4681 | 52.5241 | 6.1422 | 0.70351 | 9374.9043 | 4711 | 7
2004 | 7 | 15 | 6 | 0.0012394 | 0.0015868 | 0.002734 | 0.0031636 | 0 | 0 | 1.1545e-05 | 0.0087353 |  | 1231.6471 | 1382.5457 | 2012.1847 | 4537.8461 | 0 | 0 | 0.70351 | 9164.9272 | 4712 | 7
2004 | 7 | 15 | 7 | 0.0015127 | 0.0017149 | 0.0031857 | 0.0034581 | 0 | 0 | 1.1545e-05 | 0.0098829 |  | 1503.2186 | 1494.2041 | 2344.632 | 4960.2656 | 0 | 0 | 0.70351 | 10303.0238 | 4713 | 7
2004 | 7 | 15 | 8 | 0.0017891 | 0.0017802 | 0.0033474 | 0.0035694 | 0 | 0 | 1.1545e-05 | 0.010498 |  | 1777.9023 | 1551.0781 | 2463.6346 | 5119.9204 | 0 | 0 | 0.70351 | 10913.2389 | 4714 | 7
2004 | 7 | 15 | 9 | 0.0021315 | 0.0017884 | 0.0034737 | 0.0036724 | 0 | 0 | 1.1545e-05 | 0.011078 |  | 2118.1312 | 1558.2312 | 2556.6297 | 5267.7597 | 0 | 0 | 0.70351 | 11501.4552 | 4715 | 7
2004 | 7 | 15 | 10 | 0.0024239 | 0.0017658 | 0.0035496 | 0.0036432 | 0 | 0 | 1.1545e-05 | 0.011394 |  | 2408.7381 | 1538.5701 | 2612.4634 | 5225.7769 | 0 | 0 | 0.70351 | 11786.252 | 4716 | 7
2004 | 7 | 15 | 11 | 0.0029329 | 0.0017365 | 0.0036485 | 0.0037332 | 0 | 0 | 1.1545e-05 | 0.012063 |  | 2914.4901 | 1513.004 | 2685.2549 | 5354.9573 | 0 | 0 | 0.70351 | 12468.4099 | 4717 | 7
2004 | 7 | 15 | 12 | 0.0036192 | 0.0014979 | 0.0036501 | 0.0036579 | 0 | 0 | 1.1545e-05 | 0.012437 |  | 3596.5432 | 1305.1213 | 2686.4671 | 5246.9106 | 0 | 0 | 0.70351 | 12835.7457 | 4718 | 7
2004 | 7 | 15 | 13 | 0.0035711 | 0.0015015 | 0.0036691 | 0.0037456 | 0 | 0 | 1.1545e-05 | 0.012499 |  | 3548.7003 | 1308.2818 | 2700.4393 | 5372.6455 | 0 | 0 | 0.70351 | 12930.7704 | 4719 | 7
2004 | 7 | 15 | 14 | 0.0033994 | 0.0015405 | 0.0035642 | 0.0037352 | 0 | 0 | 1.1545e-05 | 0.012251 |  | 3378.0579 | 1342.2591 | 2623.2482 | 5357.8581 | 0 | 0 | 0.70351 | 12702.1269 | 4720 | 7
2004 | 7 | 15 | 15 | 0.003802 | 0.0014282 | 0.0033834 | 0.003657 | 0 | 0 | 1.1545e-05 | 0.012282 |  | 3778.1465 | 1244.4029 | 2490.1246 | 5245.5842 | 0 | 0 | 0.70351 | 12758.9617 | 4721 | 7
2004 | 7 | 15 | 16 | 0.0046468 | 0.0012202 | 0.0032087 | 0.0037326 | 0 | 0 | 1.1545e-05 | 0.01282 |  | 4617.7067 | 1063.1276 | 2361.5585 | 5354.0335 | 0 | 0 | 0.70351 | 13397.1298 | 4722 | 7
2004 | 7 | 15 | 17 | 0.0045155 | 0.0012511 | 0.0029317 | 0.0036659 | 0 | 0 | 1.1545e-05 | 0.012376 |  | 4487.1738 | 1090.0446 | 2157.6872 | 5258.3593 | 0 | 0 | 0.70351 | 12993.9684 | 4723 | 7
2004 | 7 | 15 | 18 | 0.0036487 | 0.001435 | 0.0028751 | 0.0034848 | 0 | 0 | 1.1545e-05 | 0.011455 |  | 3625.78 | 1250.3049 | 2116.0276 | 4998.6492 | 0 | 0 | 0.70351 | 11991.4651 | 4724 | 7
2004 | 7 | 15 | 19 | 0.0034479 | 0.0013675 | 0.0028862 | 0.0036694 | 0 | 0 | 1.1545e-05 | 0.011382 |  | 3426.2517 | 1191.538 | 2124.1951 | 5263.3673 | 0 | 0 | 0.70351 | 12006.0555 | 4725 | 7
2004 | 7 | 15 | 20 | 0.0035922 | 0.001369 | 0.002849 | 0.0037012 | 4.3962e-05 | 2.7449e-06 | 1.1545e-05 | 0.01157 |  | 3569.7022 | 1192.8004 | 2096.8095 | 5309.0913 | 13.131 | 1.5356 | 0.70351 | 12183.7734 | 4726 | 7
2004 | 7 | 15 | 21 | 0.004044 | 0.0012193 | 0.0028288 | 0.0035651 | 0.00017585 | 1.098e-05 | 1.1545e-05 | 0.011855 |  | 4018.6079 | 1062.3446 | 2081.9515 | 5113.8351 | 52.5241 | 6.1422 | 0.70351 | 12336.1089 | 4727 | 7
2004 | 7 | 15 | 22 | 0.0037754 | 0.0011513 | 0.0027011 | 0.0034865 | 0.00017585 | 1.098e-05 | 1.1545e-05 | 0.011313 |  | 3751.775 | 1003.0981 | 1987.9744 | 5000.9933 | 52.5241 | 6.1422 | 0.70351 | 11803.2106 | 4728 | 7
2004 | 7 | 15 | 23 | 0.002724 | 0.0012514 | 0.0026464 | 0.0035183 | 0.00017585 | 1.098e-05 | 1.1545e-05 | 0.010338 |  | 2706.8873 | 1090.3492 | 1947.7684 | 5046.6579 | 52.5241 | 6.1422 | 0.70351 | 10851.0326 | 4729 | 7
2004 | 7 | 15 | 24 | 0.0024302 | 0.0012797 | 0.0025165 | 0.0033412 | 0.00017585 | 1.098e-05 | 1.1545e-05 | 0.009766 |  | 2414.942 | 1114.9877 | 1852.1497 | 4792.6191 | 52.5241 | 6.1422 | 0.70351 | 10234.0683 | 4730 | 7
2004 | 7 | 16 | 1 | 0.0018895 | 0.0014215 | 0.0025541 | 0.0032568 | 0.00017585 | 1.098e-05 | 1.1545e-05 | 0.0093203 |  | 1877.6458 | 1238.564 | 1879.824 | 4671.5847 | 52.5241 | 6.1422 | 0.70351 | 9726.9883 | 4731 | 7
2004 | 7 | 16 | 2 | 0.0015669 | 0.0014825 | 0.0024961 | 0.003223 | 0.00017585 | 1.098e-05 | 1.1545e-05 | 0.0089669 |  | 1557.0502 | 1291.7163 | 1837.1464 | 4623.1137 | 52.5241 | 6.1422 | 0.70351 | 9368.3964 | 4732 | 7
2004 | 7 | 16 | 3 | 0.001415 | 0.0014828 | 0.0023374 | 0.0029657 | 0.00017585 | 1.098e-05 | 1.1545e-05 | 0.0083993 |  | 1406.1009 | 1291.9549 | 1720.3179 | 4254.0666 | 52.5241 | 6.1422 | 0.70351 | 8731.8102 | 4733 | 7
2004 | 7 | 16 | 4 | 0.0011797 | 0.0016288 | 0.002325 | 0.0027801 | 0.00017585 | 1.098e-05 | 1.1545e-05 | 0.0081119 |  | 1172.2665 | 1419.1604 | 1711.2098 | 3987.75 | 52.5241 | 6.1422 | 0.70351 | 8349.7566 | 4734 | 7
2004 | 7 | 16 | 5 | 0.0010739 | 0.0016799 | 0.0023648 | 0.0027251 | 0.00017585 | 1.098e-05 | 1.1545e-05 | 0.0080421 |  | 1067.1184 | 1463.7221 | 1740.5072 | 3908.8636 | 52.5241 | 6.1422 | 0.70351 | 8239.5812 | 4735 | 7
2004 | 7 | 16 | 6 | 0.0010643 | 0.0018226 | 0.0025487 | 0.0026938 | 0 | 0 | 1.1545e-05 | 0.0081409 |  | 1057.6097 | 1588.0477 | 1875.8042 | 3863.9803 | 0 | 0 | 0.70351 | 8386.1455 | 4736 | 7
2004 | 7 | 16 | 7 | 0.0014931 | 0.0017644 | 0.0028831 | 0.003052 | 0 | 0 | 1.1545e-05 | 0.0092041 |  | 1483.7088 | 1537.3213 | 2121.9395 | 4377.7767 | 0 | 0 | 0.70351 | 9521.4498 | 4737 | 7
2004 | 7 | 16 | 8 | 0.0015619 | 0.0019037 | 0.0030627 | 0.0034162 | 0 | 0 | 1.1545e-05 | 0.0099561 |  | 1552.086 | 1658.6986 | 2254.13 | 4900.2397 | 0 | 0 | 0.70351 | 10365.8577 | 4738 | 7
2004 | 7 | 16 | 9 | 0.0019451 | 0.0020026 | 0.0031295 | 0.0031389 | 0 | 0 | 1.1545e-05 | 0.010228 |  | 1932.8768 | 1744.8804 | 2303.266 | 4502.4461 | 0 | 0 | 0.70351 | 10484.1728 | 4739 | 7
2004 | 7 | 16 | 10 | 0.002054 | 0.0020099 | 0.0032413 | 0.0036289 | 0 | 0 | 1.1545e-05 | 0.010946 |  | 2041.1339 | 1751.2158 | 2385.5514 | 5205.354 | 0 | 0 | 0.70351 | 11383.9586 | 4740 | 7
2004 | 7 | 16 | 11 | 0.0024284 | 0.001936 | 0.0033046 | 0.0034362 | 0 | 0 | 1.1545e-05 | 0.011117 |  | 2413.1818 | 1686.7915 | 2432.1637 | 4928.9028 | 0 | 0 | 0.70351 | 11461.7433 | 4741 | 7
2004 | 7 | 16 | 12 | 0.0029431 | 0.0017612 | 0.0032504 | 0.0031209 | 0 | 0 | 1.1545e-05 | 0.011087 |  | 2924.6215 | 1534.5469 | 2392.294 | 4476.6006 | 0 | 0 | 0.70351 | 11328.7665 | 4742 | 7
2004 | 7 | 16 | 13 | 0.0033643 | 0.001605 | 0.0032305 | 0.0030771 | 0 | 0 | 1.1545e-05 | 0.011288 |  | 3343.1723 | 1398.4047 | 2377.6204 | 4413.8518 | 0 | 0 | 0.70351 | 11533.7527 | 4743 | 7
2004 | 7 | 16 | 14 | 0.0032681 | 0.0015897 | 0.0030763 | 0.0030427 | 0 | 0 | 1.1545e-05 | 0.010988 |  | 3247.5909 | 1385.0901 | 2264.1618 | 4364.4455 | 0 | 0 | 0.70351 | 11261.9919 | 4744 | 7
2004 | 7 | 16 | 15 | 0.0030907 | 0.0016417 | 0.003069 | 0.0031612 | 0 | 0 | 1.1545e-05 | 0.010974 |  | 3071.291 | 1430.3964 | 2258.7322 | 4534.472 | 0 | 0 | 0.70351 | 11295.595 | 4745 | 7
2004 | 7 | 16 | 16 | 0.0042989 | 0.0012716 | 0.0028965 | 0.00301 | 0 | 0 | 1.1545e-05 | 0.011489 |  | 4271.9446 | 1107.9303 | 2131.7948 | 4317.5377 | 0 | 0 | 0.70351 | 11829.9109 | 4746 | 7
2004 | 7 | 16 | 17 | 0.0046124 | 0.0011736 | 0.0028896 | 0.0031436 | 0 | 0 | 1.1545e-05 | 0.011831 |  | 4583.484 | 1022.5457 | 2126.7379 | 4509.2423 | 0 | 0 | 0.70351 | 12242.7134 | 4747 | 7
2004 | 7 | 16 | 18 | 0.0040855 | 0.0012727 | 0.002809 | 0.003137 | 0 | 0 | 1.1545e-05 | 0.011316 |  | 4059.9167 | 1108.8998 | 2067.3774 | 4499.6994 | 0 | 0 | 0.70351 | 11736.5968 | 4748 | 7
2004 | 7 | 16 | 19 | 0.0033197 | 0.0014565 | 0.0028611 | 0.0030786 | 0 | 0 | 1.1545e-05 | 0.010727 |  | 3298.8834 | 1269.053 | 2105.7457 | 4415.8998 | 0 | 0 | 0.70351 | 11090.2855 | 4749 | 7
2004 | 7 | 16 | 20 | 0.0029863 | 0.0014869 | 0.0028292 | 0.0030618 | 4.3962e-05 | 2.7449e-06 | 1.1545e-05 | 0.010422 |  | 2967.5605 | 1295.5703 | 2082.2922 | 4391.8422 | 13.131 | 1.5356 | 0.70351 | 10752.6353 | 4750 | 7
2004 | 7 | 16 | 21 | 0.0035778 | 0.0012667 | 0.0027937 | 0.00285 | 0.00017585 | 1.098e-05 | 1.1545e-05 | 0.010687 |  | 3555.3381 | 1103.7083 | 2056.1074 | 4088.0182 | 52.5241 | 6.1422 | 0.70351 | 10862.5417 | 4751 | 7
2004 | 7 | 16 | 22 | 0.0036597 | 0.0011554 | 0.0026348 | 0.0023635 | 0.00017585 | 1.098e-05 | 1.1545e-05 | 0.010012 |  | 3636.7442 | 1006.6812 | 1939.1624 | 3390.154 | 52.5241 | 6.1422 | 0.70351 | 10032.1117 | 4752 | 7
2004 | 7 | 16 | 23 | 0.0031349 | 0.0010597 | 0.0025672 | 0.0015096 | 0.00017585 | 1.098e-05 | 1.1545e-05 | 0.0084697 |  | 3115.1991 | 923.2689 | 1889.4586 | 2165.4109 | 52.5241 | 6.1422 | 0.70351 | 8152.7073 | 4753 | 7
2004 | 7 | 16 | 24 | 0.0023569 | 0.0011746 | 0.0024634 | 0.0014024 | 0.00017585 | 1.098e-05 | 1.1545e-05 | 0.0075957 |  | 2342.0907 | 1023.389 | 1813.0709 | 2011.6639 | 52.5241 | 6.1422 | 0.70351 | 7249.5843 | 4754 | 7
2004 | 7 | 17 | 1 | 0.0016938 | 0.0013345 | 0.0022136 | 0.0012821 | 0.00017585 | 1.098e-05 | 1.1545e-05 | 0.0067224 |  | 1683.2101 | 1162.7613 | 1629.1784 | 1839.0091 | 52.5241 | 6.1422 | 0.70351 | 6373.5288 | 4755 | 7
2004 | 7 | 17 | 2 | 0.0013647 | 0.0013901 | 0.0021689 | 0.001297 | 0.00017585 | 1.098e-05 | 1.1545e-05 | 0.0064191 |  | 1356.146 | 1211.1827 | 1596.2967 | 1860.4507 | 52.5241 | 6.1422 | 0.70351 | 6083.4459 | 4756 | 7
2004 | 7 | 17 | 3 | 0.0011422 | 0.0014291 | 0.0021298 | 0.0013094 | 0.00017585 | 1.098e-05 | 1.1545e-05 | 0.0062089 |  | 1135.0269 | 1245.1993 | 1567.4987 | 1878.2687 | 52.5241 | 6.1422 | 0.70351 | 5885.3634 | 4757 | 7
2004 | 7 | 17 | 4 | 0.0010687 | 0.0014341 | 0.0021051 | 0.0013541 | 0.00017585 | 1.098e-05 | 1.1545e-05 | 0.0061603 |  | 1061.9834 | 1249.5503 | 1549.3309 | 1942.2728 | 52.5241 | 6.1422 | 0.70351 | 5862.5072 | 4758 | 7
2004 | 7 | 17 | 5 | 0.00085258 | 0.00148 | 0.002091 | 0.001338 | 0.00017585 | 1.098e-05 | 1.1545e-05 | 0.0059599 |  | 847.2315 | 1289.4959 | 1538.9588 | 1919.2215 | 52.5241 | 6.1422 | 0.70351 | 5654.2774 | 4759 | 7
2004 | 7 | 17 | 6 | 0.00094508 | 0.0015401 | 0.0020719 | 0.0013186 | 0 | 0 | 1.1545e-05 | 0.0058872 |  | 939.1504 | 1341.8506 | 1524.9285 | 1891.446 | 0 | 0 | 0.70351 | 5698.0789 | 4760 | 7
2004 | 7 | 17 | 7 | 0.0011145 | 0.0016595 | 0.0022173 | 0.0013201 | 0 | 0 | 1.1545e-05 | 0.0063229 |  | 1107.5347 | 1445.8839 | 1631.911 | 1893.589 | 0 | 0 | 0.70351 | 6079.6221 | 4761 | 7
2004 | 7 | 17 | 8 | 0.001441 | 0.0016601 | 0.0023334 | 0.0014142 | 0 | 0 | 1.1545e-05 | 0.0068602 |  | 1431.9497 | 1446.4496 | 1717.3564 | 2028.5114 | 0 | 0 | 0.70351 | 6624.9706 | 4762 | 7
2004 | 7 | 17 | 9 | 0.0017214 | 0.0017139 | 0.0024005 | 0.0013863 | 0 | 0 | 1.1545e-05 | 0.0072336 |  | 1710.6562 | 1493.2725 | 1766.7336 | 1988.4822 | 0 | 0 | 0.70351 | 6959.848 | 4763 | 7
2004 | 7 | 17 | 10 | 0.0020664 | 0.001687 | 0.0024495 | 0.0014259 | 0 | 0 | 1.1545e-05 | 0.0076403 |  | 2053.4323 | 1469.8613 | 1802.8388 | 2045.2641 | 0 | 0 | 0.70351 | 7372.0999 | 4764 | 7
2004 | 7 | 17 | 11 | 0.0023927 | 0.0016021 | 0.002498 | 0.0014201 | 0 | 0 | 1.1545e-05 | 0.0079245 |  | 2377.6956 | 1395.9295 | 1838.5056 | 2037.0002 | 0 | 0 | 0.70351 | 7649.8345 | 4765 | 7
2004 | 7 | 17 | 12 | 0.00244 | 0.0016238 | 0.0024753 | 0.0013777 | 0 | 0 | 1.1545e-05 | 0.0079283 |  | 2424.6618 | 1414.8464 | 1821.773 | 1976.2286 | 0 | 0 | 0.70351 | 7638.2134 | 4766 | 7
2004 | 7 | 17 | 13 | 0.0026469 | 0.001503 | 0.0025116 | 0.0013822 | 0 | 0 | 1.1545e-05 | 0.0080553 |  | 2630.2592 | 1309.5684 | 1848.5192 | 1982.6926 | 0 | 0 | 0.70351 | 7771.7429 | 4767 | 7
2004 | 7 | 17 | 14 | 0.0025697 | 0.0014775 | 0.0024995 | 0.0013789 | 0 | 0 | 1.1545e-05 | 0.0079372 |  | 2553.5602 | 1287.3775 | 1839.6217 | 1977.9332 | 0 | 0 | 0.70351 | 7659.196 | 4768 | 7
2004 | 7 | 17 | 15 | 0.0028929 | 0.0013238 | 0.0024764 | 0.0013263 | 0 | 0 | 1.1545e-05 | 0.0080311 |  | 2874.8092 | 1153.4547 | 1822.6347 | 1902.445 | 0 | 0 | 0.70351 | 7754.0471 | 4769 | 7
2004 | 7 | 17 | 16 | 0.0030749 | 0.0012967 | 0.0023196 | 0.0012023 | 0 | 0 | 1.1545e-05 | 0.0079052 |  | 3055.6519 | 1129.8444 | 1707.2301 | 1724.6518 | 0 | 0 | 0.70351 | 7618.0816 | 4770 | 7
2004 | 7 | 17 | 17 | 0.0030032 | 0.0013229 | 0.0022579 | 0.0012085 | 0 | 0 | 1.1545e-05 | 0.0078042 |  | 2984.3956 | 1152.6729 | 1661.8182 | 1733.4961 | 0 | 0 | 0.70351 | 7533.0863 | 4771 | 7
2004 | 7 | 17 | 18 | 0.0034541 | 0.0010866 | 0.0022129 | 0.0012062 | 0 | 0 | 1.1545e-05 | 0.0079714 |  | 3432.4853 | 946.7903 | 1628.6519 | 1730.2164 | 0 | 0 | 0.70351 | 7738.8474 | 4772 | 7
2004 | 7 | 17 | 19 | 0.0038188 | 0.00094291 | 0.0022143 | 0.0012204 | 0 | 0 | 1.1545e-05 | 0.008208 |  | 3794.8673 | 821.5485 | 1629.7167 | 1750.5685 | 0 | 0 | 0.70351 | 7997.4045 | 4773 | 7
2004 | 7 | 17 | 20 | 0.0034187 | 0.0010607 | 0.0021227 | 0.0012118 | 4.3962e-05 | 2.7449e-06 | 1.1545e-05 | 0.0078722 |  | 3397.2869 | 924.2118 | 1562.2614 | 1738.2317 | 13.131 | 1.5356 | 0.70351 | 7637.3619 | 4774 | 7
2004 | 7 | 17 | 21 | 0.0031307 | 0.0011434 | 0.002147 | 0.0012681 | 0.00017585 | 1.098e-05 | 1.1545e-05 | 0.0078876 |  | 3111.0448 | 996.2332 | 1580.1882 | 1818.9769 | 52.5241 | 6.1422 | 0.70351 | 7565.8128 | 4775 | 7
2004 | 7 | 17 | 22 | 0.0033986 | 0.00099451 | 0.0020405 | 0.0012357 | 0.00017585 | 1.098e-05 | 1.1545e-05 | 0.0078677 |  | 3377.2606 | 866.5079 | 1501.7993 | 1772.5308 | 52.5241 | 6.1422 | 0.70351 | 7577.4683 | 4776 | 7
2004 | 7 | 17 | 23 | 0.002502 | 0.0011908 | 0.0019468 | 0.0012088 | 0.00017585 | 1.098e-05 | 1.1545e-05 | 0.0070469 |  | 2486.3298 | 1037.5568 | 1432.8407 | 1733.9697 | 52.5241 | 6.1422 | 0.70351 | 6750.0669 | 4777 | 7
2004 | 7 | 17 | 24 | 0.0020613 | 0.0012238 | 0.0018303 | 0.0012016 | 0.00017585 | 1.098e-05 | 1.1545e-05 | 0.0065154 |  | 2048.3866 | 1066.2921 | 1347.0534 | 1723.6338 | 52.5241 | 6.1422 | 0.70351 | 6244.7357 | 4778 | 7
2004 | 7 | 18 | 1 | 0.0015388 | 0.0010535 | 0.0018647 | 0.0012204 | 0.00017585 | 1.098e-05 | 1.1545e-05 | 0.0058758 |  | 1529.1675 | 917.9364 | 1372.3767 | 1750.5095 | 52.5241 | 6.1422 | 0.70351 | 5629.3599 | 4779 | 7
2004 | 7 | 18 | 2 | 0.0012943 | 0.0010806 | 0.001867 | 0.0011863 | 0.00017585 | 1.098e-05 | 1.1545e-05 | 0.0056266 |  | 1286.232 | 941.5404 | 1374.0696 | 1701.6482 | 52.5241 | 6.1422 | 0.70351 | 5362.86 | 4780 | 7
2004 | 7 | 18 | 3 | 0.00096161 | 0.0011339 | 0.0018283 | 0.0011938 | 0.00017585 | 1.098e-05 | 1.1545e-05 | 0.0053159 |  | 955.5799 | 987.9505 | 1345.5919 | 1712.4101 | 52.5241 | 6.1422 | 0.70351 | 5060.9023 | 4781 | 7
2004 | 7 | 18 | 4 | 0.00083196 | 0.0011686 | 0.0018365 | 0.0011862 | 0.00017585 | 1.098e-05 | 1.1545e-05 | 0.0052217 |  | 826.7401 | 1018.2354 | 1351.6436 | 1701.5296 | 52.5241 | 6.1422 | 0.70351 | 4957.5185 | 4782 | 7
2004 | 7 | 18 | 5 | 0.00076568 | 0.0011786 | 0.0018673 | 0.0012322 | 0.00017585 | 1.098e-05 | 1.1545e-05 | 0.0052421 |  | 760.8781 | 1026.9498 | 1374.2915 | 1767.416 | 52.5241 | 6.1422 | 0.70351 | 4988.9052 | 4783 | 7
2004 | 7 | 18 | 6 | 0.00071586 | 0.0012574 | 0.0017869 | 0.0011919 | 0 | 0 | 1.1545e-05 | 0.0049636 |  | 711.3672 | 1095.5379 | 1315.1698 | 1709.6516 | 0 | 0 | 0.70351 | 4832.43 | 4784 | 7
2004 | 7 | 18 | 7 | 0.0011284 | 0.0013153 | 0.0019259 | 0.0013369 | 0 | 0 | 1.1545e-05 | 0.0057181 |  | 1121.3146 | 1146.0086 | 1417.4726 | 1917.6467 | 0 | 0 | 0.70351 | 5603.1461 | 4785 | 7
2004 | 7 | 18 | 8 | 0.0013202 | 0.0013599 | 0.0020898 | 0.0013682 | 0 | 0 | 1.1545e-05 | 0.0061496 |  | 1311.8839 | 1184.9119 | 1538.0789 | 1962.5067 | 0 | 0 | 0.70351 | 5998.0849 | 4786 | 7
2004 | 7 | 18 | 9 | 0.0018245 | 0.0013143 | 0.0021498 | 0.0014102 | 0 | 0 | 1.1545e-05 | 0.0067104 |  | 1813.0707 | 1145.1465 | 1582.2361 | 2022.8405 | 0 | 0 | 0.70351 | 6563.9972 | 4787 | 7
2004 | 7 | 18 | 10 | 0.0021059 | 0.0013067 | 0.0022118 | 0.0014101 | 0 | 0 | 1.1545e-05 | 0.007046 |  | 2092.705 | 1138.4774 | 1627.901 | 2022.6036 | 0 | 0 | 0.70351 | 6882.3904 | 4788 | 7
2004 | 7 | 18 | 11 | 0.0022234 | 0.0013513 | 0.0022904 | 0.0014118 | 0 | 0 | 1.1545e-05 | 0.0072885 |  | 2209.4764 | 1177.4094 | 1685.7379 | 2025.0427 | 0 | 0 | 0.70351 | 7098.37 | 4789 | 7
2004 | 7 | 18 | 12 | 0.0026342 | 0.0012312 | 0.002287 | 0.0012618 | 0 | 0 | 1.1545e-05 | 0.0074257 |  | 2617.7152 | 1072.7435 | 1683.1972 | 1809.9198 | 0 | 0 | 0.70351 | 7184.2792 | 4790 | 7
2004 | 7 | 18 | 13 | 0.0024522 | 0.00127 | 0.002284 | 0.0011624 | 0 | 0 | 1.1545e-05 | 0.0071802 |  | 2436.8415 | 1106.5673 | 1680.9856 | 1667.3496 | 0 | 0 | 0.70351 | 6892.4475 | 4791 | 7
2004 | 7 | 18 | 14 | 0.0026119 | 0.0012358 | 0.0023132 | 0.0012085 | 0 | 0 | 1.1545e-05 | 0.007381 |  | 2595.55 | 1076.7861 | 1702.4635 | 1733.5081 | 0 | 0 | 0.70351 | 7109.0112 | 4792 | 7
2004 | 7 | 18 | 15 | 0.0027243 | 0.0012184 | 0.0022863 | 0.00089987 | 0 | 0 | 1.1545e-05 | 0.0071405 |  | 2707.2575 | 1061.5766 | 1682.7102 | 1290.784 | 0 | 0 | 0.70351 | 6743.0318 | 4793 | 7
2004 | 7 | 18 | 16 | 0.0032493 | 0.0011055 | 0.0023227 | 0.00090481 | 0 | 0 | 1.1545e-05 | 0.007594 |  | 3228.9632 | 963.2554 | 1709.5121 | 1297.8641 | 0 | 0 | 0.70351 | 7200.2984 | 4794 | 7
2004 | 7 | 18 | 17 | 0.0036704 | 0.0010186 | 0.0022281 | 0.00089383 | 0 | 0 | 1.1545e-05 | 0.0078225 |  | 3647.3742 | 887.4918 | 1639.8876 | 1282.1175 | 0 | 0 | 0.70351 | 7457.5747 | 4795 | 7
2004 | 7 | 18 | 18 | 0.0034664 | 0.0010447 | 0.0021973 | 0.00087401 | 0 | 0 | 1.1545e-05 | 0.007594 |  | 3444.6789 | 910.2625 | 1617.1734 | 1253.6792 | 0 | 0 | 0.70351 | 7226.4975 | 4796 | 7
2004 | 7 | 18 | 19 | 0.0030577 | 0.0010726 | 0.0021668 | 0.0012117 | 0 | 0 | 1.1545e-05 | 0.0075203 |  | 3038.5116 | 934.57 | 1594.7404 | 1738.0783 | 0 | 0 | 0.70351 | 7306.6037 | 4797 | 7
2004 | 7 | 18 | 20 | 0.0033077 | 0.0010711 | 0.0021328 | 0.00099775 | 4.3962e-05 | 2.7449e-06 | 1.1545e-05 | 0.0075675 |  | 3286.9141 | 933.2343 | 1569.7138 | 1431.176 | 13.131 | 1.5356 | 0.70351 | 7236.4083 | 4798 | 7
2004 | 7 | 18 | 21 | 0.0036633 | 0.001004 | 0.0021799 | 0.00095456 | 0.00017585 | 1.098e-05 | 1.1545e-05 | 0.0080002 |  | 3640.3439 | 874.823 | 1604.3578 | 1369.2321 | 52.5241 | 6.1422 | 0.70351 | 7548.1266 | 4799 | 7
2004 | 7 | 18 | 22 | 0.0038362 | 0.00089658 | 0.0021518 | 0.0013596 | 0.00017585 | 1.098e-05 | 1.1545e-05 | 0.0084425 |  | 3812.1003 | 781.1886 | 1583.7116 | 1950.1938 | 52.5241 | 6.1422 | 0.70351 | 8186.5641 | 4800 | 7
2004 | 7 | 18 | 23 | 0.0025975 | 0.001024 | 0.0021882 | 0.0016629 | 0.00017585 | 1.098e-05 | 1.1545e-05 | 0.0076709 |  | 2581.1965 | 892.2051 | 1610.4884 | 2385.2222 | 52.5241 | 6.1422 | 0.70351 | 7528.4821 | 4801 | 7
2004 | 7 | 18 | 24 | 0.0019222 | 0.0010825 | 0.0020754 | 0.0019077 | 0.00017585 | 1.098e-05 | 1.1545e-05 | 0.007186 |  | 1910.102 | 943.1379 | 1527.4542 | 2736.3565 | 52.5241 | 6.1422 | 0.70351 | 7176.4204 | 4802 | 7
2004 | 7 | 19 | 1 | 0.0017889 | 0.0012124 | 0.0020522 | 0.0016205 | 0.00017585 | 1.098e-05 | 1.1545e-05 | 0.0068725 |  | 1777.7242 | 1056.3761 | 1510.4343 | 2324.4857 | 52.5241 | 6.1422 | 0.70351 | 6728.3901 | 4803 | 7
2004 | 7 | 19 | 2 | 0.0015424 | 0.001229 | 0.0021155 | 0.0017956 | 0.00017585 | 1.098e-05 | 1.1545e-05 | 0.006881 |  | 1532.7271 | 1070.8553 | 1557.0226 | 2575.6478 | 52.5241 | 6.1422 | 0.70351 | 6795.6227 | 4804 | 7
2004 | 7 | 19 | 3 | 0.00114 | 0.0012665 | 0.0020443 | 0.001969 | 0.00017585 | 1.098e-05 | 1.1545e-05 | 0.0066182 |  | 1132.879 | 1103.4699 | 1504.5792 | 2824.3944 | 52.5241 | 6.1422 | 0.70351 | 6624.6923 | 4805 | 7
2004 | 7 | 19 | 4 | 0.0010504 | 0.001326 | 0.0021299 | 0.0018257 | 0.00017585 | 1.098e-05 | 1.1545e-05 | 0.0065303 |  | 1043.7987 | 1155.3485 | 1567.5594 | 2618.767 | 52.5241 | 6.1422 | 0.70351 | 6444.8434 | 4806 | 7
2004 | 7 | 19 | 5 | 0.00089305 | 0.0014223 | 0.0021938 | 0.0014236 | 0.00017585 | 1.098e-05 | 1.1545e-05 | 0.0061311 |  | 887.4559 | 1239.2833 | 1614.5924 | 2041.9494 | 52.5241 | 6.1422 | 0.70351 | 5842.6508 | 4807 | 7
2004 | 7 | 19 | 6 | 0.0010679 | 0.0014156 | 0.0024343 | 0.0018791 | 0 | 0 | 1.1545e-05 | 0.0068084 |  | 1061.184 | 1233.3735 | 1791.6315 | 2695.392 | 0 | 0 | 0.70351 | 6782.2845 | 4808 | 7
2004 | 7 | 19 | 7 | 0.0014411 | 0.0013521 | 0.0028077 | 0.0020836 | 0 | 0 | 1.1545e-05 | 0.007696 |  | 1432.019 | 1178.0793 | 2066.4436 | 2988.7735 | 0 | 0 | 0.70351 | 7666.0188 | 4809 | 7
2004 | 7 | 19 | 8 | 0.0016087 | 0.0014592 | 0.0031503 | 0.0022593 | 0 | 0 | 1.1545e-05 | 0.0084891 |  | 1598.6436 | 1271.3993 | 2318.5837 | 3240.8114 | 0 | 0 | 0.70351 | 8430.1416 | 4810 | 7
2004 | 7 | 19 | 9 | 0.0021565 | 0.0014627 | 0.0032328 | 0.0023203 | 0 | 0 | 1.1545e-05 | 0.0091838 |  | 2142.9877 | 1274.4293 | 2379.2978 | 3328.3049 | 0 | 0 | 0.70351 | 9125.7232 | 4811 | 7
2004 | 7 | 19 | 10 | 0.0024581 | 0.0014738 | 0.0033314 | 0.0024186 | 0 | 0 | 1.1545e-05 | 0.0096934 |  | 2442.6813 | 1284.0745 | 2451.9061 | 3469.2655 | 0 | 0 | 0.70351 | 9648.6309 | 4812 | 7
2004 | 7 | 19 | 11 | 0.0029204 | 0.0014006 | 0.0033484 | 0.0021378 | 0 | 0 | 1.1545e-05 | 0.0098187 |  | 2902.1276 | 1220.3101 | 2464.3997 | 3066.4165 | 0 | 0 | 0.70351 | 9653.9574 | 4813 | 7
2004 | 7 | 19 | 12 | 0.003525 | 0.0012782 | 0.0033779 | 0.0017287 | 0 | 0 | 1.1545e-05 | 0.0099213 |  | 3502.892 | 1113.7276 | 2486.0868 | 2479.6299 | 0 | 0 | 0.70351 | 9583.0398 | 4814 | 7
2004 | 7 | 19 | 13 | 0.0037874 | 0.0012006 | 0.0035132 | 0.0018785 | 0 | 0 | 1.1545e-05 | 0.010391 |  | 3763.6153 | 1046.0678 | 2585.7083 | 2694.5393 | 0 | 0 | 0.70351 | 10090.6343 | 4815 | 7
2004 | 7 | 19 | 14 | 0.0030767 | 0.0012799 | 0.0034103 | 0.0020575 | 0 | 0 | 1.1545e-05 | 0.009836 |  | 3057.3975 | 1115.2096 | 2509.9643 | 2951.3371 | 0 | 0 | 0.70351 | 9634.612 | 4816 | 7
2004 | 7 | 19 | 15 | 0.0037414 | 0.0011203 | 0.0032805 | 0.0019998 | 0 | 0 | 1.1545e-05 | 0.010154 |  | 3717.9834 | 976.1126 | 2414.3978 | 2868.5793 | 0 | 0 | 0.70351 | 9977.7766 | 4817 | 7
2004 | 7 | 19 | 16 | 0.0041386 | 0.001106 | 0.003048 | 0.0019301 | 0 | 0 | 1.1545e-05 | 0.010234 |  | 4112.6108 | 963.6879 | 2243.2714 | 2768.5834 | 0 | 0 | 0.70351 | 10088.857 | 4818 | 7
2004 | 7 | 19 | 17 | 0.0045074 | 0.001047 | 0.0028831 | 0.0017213 | 0 | 0 | 1.1545e-05 | 0.01017 |  | 4479.1417 | 912.2512 | 2121.9688 | 2469.0456 | 0 | 0 | 0.70351 | 9983.1109 | 4819 | 7
2004 | 7 | 19 | 18 | 0.0035228 | 0.0011712 | 0.0028524 | 0.0018909 | 0 | 0 | 1.1545e-05 | 0.0094489 |  | 3500.7447 | 1020.4958 | 2099.3817 | 2712.2513 | 0 | 0 | 0.70351 | 9333.577 | 4820 | 7
2004 | 7 | 19 | 19 | 0.0030481 | 0.0012274 | 0.0028287 | 0.0019042 | 0 | 0 | 1.1545e-05 | 0.0090199 |  | 3029.033 | 1069.3966 | 2081.9002 | 2731.3366 | 0 | 0 | 0.70351 | 8912.3698 | 4821 | 7
2004 | 7 | 19 | 20 | 0.0033432 | 0.0011235 | 0.0027819 | 0.0018734 | 4.3962e-05 | 2.7449e-06 | 1.1545e-05 | 0.0091802 |  | 3322.2138 | 978.9348 | 2047.4285 | 2687.1516 | 13.131 | 1.5356 | 0.70351 | 9051.0988 | 4822 | 7
2004 | 7 | 19 | 21 | 0.0035693 | 0.0010966 | 0.0027428 | 0.0018993 | 0.00017585 | 1.098e-05 | 1.1545e-05 | 0.0095064 |  | 3546.8816 | 955.4197 | 2018.706 | 2724.4221 | 52.5241 | 6.1422 | 0.70351 | 9304.7991 | 4823 | 7
2004 | 7 | 19 | 22 | 0.0033772 | 0.0010468 | 0.0026888 | 0.001866 | 0.00017585 | 1.098e-05 | 1.1545e-05 | 0.0091771 |  | 3356.0324 | 912.06 | 1978.9458 | 2676.5435 | 52.5241 | 6.1422 | 0.70351 | 8982.9515 | 4824 | 7
2004 | 7 | 19 | 23 | 0.0026667 | 0.0012069 | 0.0026182 | 0.0017411 | 0.00017585 | 1.098e-05 | 1.1545e-05 | 0.0084314 |  | 2649.9812 | 1051.5981 | 1926.975 | 2497.5075 | 52.5241 | 6.1422 | 0.70351 | 8185.4316 | 4825 | 7
2004 | 7 | 19 | 24 | 0.0023614 | 0.0011708 | 0.0024619 | 0.0014831 | 0.00017585 | 1.098e-05 | 1.1545e-05 | 0.0076755 |  | 2346.5571 | 1020.0845 | 1811.9781 | 2127.3119 | 52.5241 | 6.1422 | 0.70351 | 7365.3014 | 4826 | 7
2004 | 7 | 20 | 1 | 0.0017429 | 0.0012787 | 0.0023524 | 0.0017011 | 0.00017585 | 1.098e-05 | 1.1545e-05 | 0.0072736 |  | 1732.0198 | 1114.1366 | 1731.3451 | 2440.1335 | 52.5241 | 6.1422 | 0.70351 | 7077.0048 | 4827 | 7
2004 | 7 | 20 | 2 | 0.0014357 | 0.0013465 | 0.0023327 | 0.0018041 | 0.00017585 | 1.098e-05 | 1.1545e-05 | 0.0071174 |  | 1426.7233 | 1173.2246 | 1716.8635 | 2587.7954 | 52.5241 | 6.1422 | 0.70351 | 6963.9767 | 4828 | 7
2004 | 7 | 20 | 3 | 0.0012344 | 0.001354 | 0.0022809 | 0.0017604 | 0.00017585 | 1.098e-05 | 1.1545e-05 | 0.0068282 |  | 1226.6651 | 1179.7374 | 1678.7575 | 2525.1643 | 52.5241 | 6.1422 | 0.70351 | 6669.6941 | 4829 | 7
2004 | 7 | 20 | 4 | 0.0010908 | 0.0014118 | 0.0023145 | 0.0017503 | 0.00017585 | 1.098e-05 | 1.1545e-05 | 0.0067658 |  | 1083.921 | 1230.1301 | 1703.4683 | 2510.6732 | 52.5241 | 6.1422 | 0.70351 | 6587.5624 | 4830 | 7
2004 | 7 | 20 | 5 | 0.0010542 | 0.0014572 | 0.0023409 | 0.0018077 | 0.00017585 | 1.098e-05 | 1.1545e-05 | 0.0068583 |  | 1047.5474 | 1269.6496 | 1722.8822 | 2592.9333 | 52.5241 | 6.1422 | 0.70351 | 6692.3824 | 4831 | 7
2004 | 7 | 20 | 6 | 0.0010797 | 0.0015868 | 0.0024922 | 0.001795 | 0 | 0 | 1.1545e-05 | 0.0069652 |  | 1072.9434 | 1382.5457 | 1834.2097 | 2574.7719 | 0 | 0 | 0.70351 | 6865.1742 | 4832 | 7
2004 | 7 | 20 | 7 | 0.001287 | 0.0017149 | 0.0027899 | 0.0018937 | 0 | 0 | 1.1545e-05 | 0.0076971 |  | 1278.8932 | 1494.2041 | 2053.3596 | 2716.3714 | 0 | 0 | 0.70351 | 7543.5318 | 4833 | 7
2004 | 7 | 20 | 8 | 0.0015614 | 0.0017802 | 0.003058 | 0.0018322 | 0 | 0 | 1.1545e-05 | 0.0082432 |  | 1551.5941 | 1551.0781 | 2250.6357 | 2628.0494 | 0 | 0 | 0.70351 | 7982.0609 | 4834 | 7
2004 | 7 | 20 | 9 | 0.0018177 | 0.0017884 | 0.0032225 | 0.001908 | 0 | 0 | 1.1545e-05 | 0.008748 |  | 1806.2548 | 1558.2312 | 2371.7129 | 2736.8063 | 0 | 0 | 0.70351 | 8473.7088 | 4835 | 7
2004 | 7 | 20 | 10 | 0.0020606 | 0.0017658 | 0.0033653 | 0.0019417 | 0 | 0 | 1.1545e-05 | 0.0091449 |  | 2047.6417 | 1538.5701 | 2476.804 | 2785.206 | 0 | 0 | 0.70351 | 8848.9253 | 4836 | 7
2004 | 7 | 20 | 11 | 0.0024456 | 0.0017365 | 0.0033895 | 0.0016753 | 0 | 0 | 1.1545e-05 | 0.0092584 |  | 2430.2705 | 1513.004 | 2494.6701 | 2403.005 | 0 | 0 | 0.70351 | 8841.653 | 4837 | 7
2004 | 7 | 20 | 12 | 0.0031044 | 0.0014979 | 0.0034051 | 0.0021425 | 0 | 0 | 1.1545e-05 | 0.010161 |  | 3084.9864 | 1305.1213 | 2506.1226 | 3073.1649 | 0 | 0 | 0.70351 | 9970.0987 | 4838 | 7
2004 | 7 | 20 | 13 | 0.0030814 | 0.0015015 | 0.0035323 | 0.0022394 | 0 | 0 | 1.1545e-05 | 0.010366 |  | 3062.0652 | 1308.2818 | 2599.7381 | 3212.16 | 0 | 0 | 0.70351 | 10182.9486 | 4839 | 7
2004 | 7 | 20 | 14 | 0.0029241 | 0.0015405 | 0.0034223 | 0.0019784 | 0 | 0 | 1.1545e-05 | 0.0098769 |  | 2905.7343 | 1342.2591 | 2518.8258 | 2837.7969 | 0 | 0 | 0.70351 | 9605.3196 | 4840 | 7
2004 | 7 | 20 | 15 | 0.0033161 | 0.0014282 | 0.0032518 | 0.0016931 | 0 | 0 | 1.1545e-05 | 0.0097008 |  | 3295.2738 | 1244.4029 | 2393.3091 | 2428.6257 | 0 | 0 | 0.70351 | 9362.315 | 4841 | 7
2004 | 7 | 20 | 16 | 0.0041625 | 0.0012202 | 0.0031123 | 0.0018469 | 0 | 0 | 1.1545e-05 | 0.010353 |  | 4136.4064 | 1063.1276 | 2290.628 | 2649.171 | 0 | 0 | 0.70351 | 10140.0365 | 4842 | 7
2004 | 7 | 20 | 17 | 0.004056 | 0.0012511 | 0.0030019 | 0.0019069 | 0 | 0 | 1.1545e-05 | 0.010228 |  | 4030.5711 | 1090.0446 | 2209.412 | 2735.3384 | 0 | 0 | 0.70351 | 10066.0696 | 4843 | 7
2004 | 7 | 20 | 18 | 0.0031285 | 0.001435 | 0.002932 | 0.0019675 | 0 | 0 | 1.1545e-05 | 0.0094744 |  | 3108.838 | 1250.3049 | 2157.9093 | 2822.1687 | 0 | 0 | 0.70351 | 9339.9244 | 4844 | 7
2004 | 7 | 20 | 19 | 0.0029143 | 0.0013675 | 0.0029348 | 0.0019265 | 0 | 0 | 1.1545e-05 | 0.0091547 |  | 2896.0152 | 1191.538 | 2160.0057 | 2763.3977 | 0 | 0 | 0.70351 | 9011.66 | 4845 | 7
2004 | 7 | 20 | 20 | 0.0030401 | 0.001369 | 0.0028918 | 0.00194 | 4.3962e-05 | 2.7449e-06 | 1.1545e-05 | 0.0092992 |  | 3021.0397 | 1192.8004 | 2128.3761 | 2782.6959 | 13.131 | 1.5356 | 0.70351 | 9140.2821 | 4846 | 7
2004 | 7 | 20 | 21 | 0.0036177 | 0.0012193 | 0.002846 | 0.0020061 | 0.00017585 | 1.098e-05 | 1.1545e-05 | 0.0098875 |  | 3594.9838 | 1062.3446 | 2094.6719 | 2877.5774 | 52.5241 | 6.1422 | 0.70351 | 9688.9475 | 4847 | 7
2004 | 7 | 20 | 22 | 0.003377 | 0.0011513 | 0.0027362 | 0.0020585 | 0.00017585 | 1.098e-05 | 1.1545e-05 | 0.0095214 |  | 3355.8023 | 1003.0981 | 2013.8503 | 2952.7341 | 52.5241 | 6.1422 | 0.70351 | 9384.8546 | 4848 | 7
2004 | 7 | 20 | 23 | 0.0023501 | 0.0012514 | 0.0026929 | 0.0020046 | 0.00017585 | 1.098e-05 | 1.1545e-05 | 0.0084974 |  | 2335.3589 | 1090.3492 | 1981.9704 | 2875.3516 | 52.5241 | 6.1422 | 0.70351 | 8342.3999 | 4849 | 7
2004 | 7 | 20 | 24 | 0.0020791 | 0.0012797 | 0.0026163 | 0.001997 | 0.00017585 | 1.098e-05 | 1.1545e-05 | 0.0081705 |  | 2066.1021 | 1114.9877 | 1925.5517 | 2864.5304 | 52.5241 | 6.1422 | 0.70351 | 8030.5417 | 4850 | 7
2004 | 7 | 21 | 1 | 0.0017758 | 0.0012787 | 0.0025813 | 0.0019364 | 0.00017585 | 1.098e-05 | 1.1545e-05 | 0.0077705 |  | 1764.6286 | 1114.1366 | 1899.8126 | 2777.5342 | 52.5241 | 6.1422 | 0.70351 | 7615.4818 | 4851 | 7
2004 | 7 | 21 | 2 | 0.0014646 | 0.0013465 | 0.0024437 | 0.0019944 | 0.00017585 | 1.098e-05 | 1.1545e-05 | 0.0074476 |  | 1455.3947 | 1173.2246 | 1798.5591 | 2860.718 | 52.5241 | 6.1422 | 0.70351 | 7347.2662 | 4852 | 7
2004 | 7 | 21 | 3 | 0.0012614 | 0.001354 | 0.0023564 | 0.0019944 | 0.00017585 | 1.098e-05 | 1.1545e-05 | 0.0071646 |  | 1253.4874 | 1179.7374 | 1734.3011 | 2860.8125 | 52.5241 | 6.1422 | 0.70351 | 7087.7081 | 4853 | 7
2004 | 7 | 21 | 4 | 0.0011168 | 0.0014118 | 0.0023176 | 0.0019376 | 0.00017585 | 1.098e-05 | 1.1545e-05 | 0.0069822 |  | 1109.8282 | 1230.1301 | 1705.7146 | 2779.3101 | 52.5241 | 6.1422 | 0.70351 | 6884.3528 | 4854 | 7
2004 | 7 | 21 | 5 | 0.0010809 | 0.0014572 | 0.0023895 | 0.0019462 | 0.00017585 | 1.098e-05 | 1.1545e-05 | 0.0070722 |  | 1074.1559 | 1269.6496 | 1758.6841 | 2791.5757 | 52.5241 | 6.1422 | 0.70351 | 6953.435 | 4855 | 7
2004 | 7 | 21 | 6 | 0.0011101 | 0.0015868 | 0.0026485 | 0.0019545 | 0 | 0 | 1.1545e-05 | 0.0073115 |  | 1103.1577 | 1382.5457 | 1949.3136 | 2803.5807 | 0 | 0 | 0.70351 | 7239.3012 | 4856 | 7
2004 | 7 | 21 | 7 | 0.0013184 | 0.0017149 | 0.0030128 | 0.0021277 | 0 | 0 | 1.1545e-05 | 0.0081854 |  | 1310.0876 | 1494.2041 | 2217.4155 | 3051.9961 | 0 | 0 | 0.70351 | 8074.4067 | 4857 | 7
2004 | 7 | 21 | 8 | 0.0015968 | 0.0017802 | 0.0032379 | 0.0021508 | 0 | 0 | 1.1545e-05 | 0.0087772 |  | 1586.7541 | 1551.0781 | 2383.0526 | 3085.123 | 0 | 0 | 0.70351 | 8606.7114 | 4858 | 7
2004 | 7 | 21 | 9 | 0.0018549 | 0.0017884 | 0.0033478 | 0.0016915 | 0 | 0 | 1.1545e-05 | 0.0086942 |  | 1843.3196 | 1558.2312 | 2463.9881 | 2426.234 | 0 | 0 | 0.70351 | 8292.4764 | 4859 | 7
2004 | 7 | 21 | 10 | 0.0021001 | 0.0017658 | 0.0034288 | 0.0019157 | 0 | 0 | 1.1545e-05 | 0.009222 |  | 2086.9369 | 1538.5701 | 2523.5593 | 2747.8882 | 0 | 0 | 0.70351 | 8897.658 | 4860 | 7
2004 | 7 | 21 | 11 | 0.002487 | 0.0017365 | 0.0034022 | 0.0021311 | 0 | 0 | 1.1545e-05 | 0.0097683 |  | 2471.3703 | 1513.004 | 2503.992 | 3056.8977 | 0 | 0 | 0.70351 | 9545.9675 | 4861 | 7
2004 | 7 | 21 | 12 | 0.0031484 | 0.0014979 | 0.0033797 | 0.0020052 | 0 | 0 | 1.1545e-05 | 0.010043 |  | 3128.6223 | 1305.1213 | 2487.4059 | 2876.2276 | 0 | 0 | 0.70351 | 9798.0806 | 4862 | 7
2004 | 7 | 21 | 13 | 0.0031305 | 0.0015015 | 0.0034661 | 0.002063 | 0 | 0 | 1.1545e-05 | 0.010173 |  | 3110.846 | 1308.2818 | 2551.0218 | 2959.1987 | 0 | 0 | 0.70351 | 9930.0518 | 4863 | 7
2004 | 7 | 21 | 14 | 0.002975 | 0.0015405 | 0.0033902 | 0.0021773 | 0 | 0 | 1.1545e-05 | 0.010095 |  | 2956.3488 | 1342.2591 | 2495.1647 | 3123.1984 | 0 | 0 | 0.70351 | 9917.6746 | 4864 | 7
2004 | 7 | 21 | 15 | 0.0033694 | 0.0014282 | 0.0033236 | 0.0021843 | 0 | 0 | 1.1545e-05 | 0.010317 |  | 3348.2906 | 1244.4029 | 2446.1561 | 3133.2384 | 0 | 0 | 0.70351 | 10172.7916 | 4865 | 7
2004 | 7 | 21 | 16 | 0.0042194 | 0.0012202 | 0.0031529 | 0.0021567 | 0 | 0 | 1.1545e-05 | 0.010761 |  | 4192.9852 | 1063.1276 | 2320.4934 | 3093.6472 | 0 | 0 | 0.70351 | 10670.9569 | 4866 | 7
2004 | 7 | 21 | 17 | 0.004118 | 0.0012511 | 0.0029541 | 0.0019782 | 0 | 0 | 1.1545e-05 | 0.010313 |  | 4092.2061 | 1090.0446 | 2174.2202 | 2837.4891 | 0 | 0 | 0.70351 | 10194.6634 | 4867 | 7
2004 | 7 | 21 | 18 | 0.0031876 | 0.001435 | 0.0029205 | 0.0019225 | 0 | 0 | 1.1545e-05 | 0.0094771 |  | 3167.5682 | 1250.3049 | 2149.4553 | 2757.7149 | 0 | 0 | 0.70351 | 9325.7468 | 4868 | 7
2004 | 7 | 21 | 19 | 0.0029713 | 0.0013675 | 0.0029028 | 0.0018878 | 0 | 0 | 1.1545e-05 | 0.009141 |  | 2952.6617 | 1191.538 | 2136.4684 | 2707.8233 | 0 | 0 | 0.70351 | 8989.1948 | 4869 | 7
2004 | 7 | 21 | 20 | 0.0030923 | 0.001369 | 0.0028687 | 0.0016763 | 4.3962e-05 | 2.7449e-06 | 1.1545e-05 | 0.0090645 |  | 3072.8691 | 1192.8004 | 2111.3278 | 2404.4968 | 13.131 | 1.5356 | 0.70351 | 8796.8642 | 4870 | 7
2004 | 7 | 21 | 21 | 0.0036708 | 0.0012193 | 0.0028219 | 0.0019334 | 0.00017585 | 1.098e-05 | 1.1545e-05 | 0.0098438 |  | 3647.7894 | 1062.3446 | 2076.9071 | 2773.3431 | 52.5241 | 6.1422 | 0.70351 | 9619.7539 | 4871 | 7
2004 | 7 | 21 | 22 | 0.0034268 | 0.0011513 | 0.0027325 | 0.0019522 | 0.00017585 | 1.098e-05 | 1.1545e-05 | 0.0094613 |  | 3405.3356 | 1003.0981 | 2011.1354 | 2800.3131 | 52.5241 | 6.1422 | 0.70351 | 9279.252 | 4872 | 7
2004 | 7 | 21 | 23 | 0.002393 | 0.0012514 | 0.0026547 | 0.0019347 | 0.00017585 | 1.098e-05 | 1.1545e-05 | 0.0084322 |  | 2378.0449 | 1090.3492 | 1953.8361 | 2775.1664 | 52.5241 | 6.1422 | 0.70351 | 8256.7663 | 4873 | 7
2004 | 7 | 21 | 24 | 0.0021156 | 0.0012797 | 0.0026133 | 0.0019255 | 0.00017585 | 1.098e-05 | 1.1545e-05 | 0.0081325 |  | 2102.3204 | 1114.9877 | 1923.3874 | 2761.9533 | 52.5241 | 6.1422 | 0.70351 | 7962.0187 | 4874 | 7
2004 | 7 | 22 | 1 | 0.0017966 | 0.0012787 | 0.0025561 | 0.0019009 | 0.00017585 | 1.098e-05 | 1.1545e-05 | 0.0077307 |  | 1785.3227 | 1114.1366 | 1881.2849 | 2726.719 | 52.5241 | 6.1422 | 0.70351 | 7566.833 | 4875 | 7
2004 | 7 | 22 | 2 | 0.0014829 | 0.0013465 | 0.002436 | 0.001724 | 0.00017585 | 1.098e-05 | 1.1545e-05 | 0.0071878 |  | 1473.5899 | 1173.2246 | 1792.8697 | 2472.9052 | 52.5241 | 6.1422 | 0.70351 | 6971.9592 | 4876 | 7
2004 | 7 | 22 | 3 | 0.0012785 | 0.001354 | 0.0024115 | 0.0014703 | 0.00017585 | 1.098e-05 | 1.1545e-05 | 0.0067127 |  | 1270.5091 | 1179.7374 | 1774.8567 | 2108.9369 | 52.5241 | 6.1422 | 0.70351 | 6393.4099 | 4877 | 7
2004 | 7 | 22 | 4 | 0.0011334 | 0.0014118 | 0.0024034 | 0.0016549 | 0.00017585 | 1.098e-05 | 1.1545e-05 | 0.0068019 |  | 1126.2692 | 1230.1301 | 1768.9026 | 2373.738 | 52.5241 | 6.1422 | 0.70351 | 6558.4097 | 4878 | 7
2004 | 7 | 22 | 5 | 0.0010979 | 0.0014572 | 0.0024164 | 0.0018595 | 0.00017585 | 1.098e-05 | 1.1545e-05 | 0.0070294 |  | 1091.042 | 1269.6496 | 1778.447 | 2667.3089 | 52.5241 | 6.1422 | 0.70351 | 6865.8172 | 4879 | 7
2004 | 7 | 22 | 6 | 0.0011294 | 0.0015868 | 0.0027301 | 0.0018131 | 0 | 0 | 1.1545e-05 | 0.0072709 |  | 1122.3321 | 1382.5457 | 2009.3404 | 2600.6529 | 0 | 0 | 0.70351 | 7115.5746 | 4880 | 7
2004 | 7 | 22 | 7 | 0.0013383 | 0.0017149 | 0.0030061 | 0.0019077 | 0 | 0 | 1.1545e-05 | 0.0079786 |  | 1329.8839 | 1494.2041 | 2212.4779 | 2736.475 | 0 | 0 | 0.70351 | 7773.7444 | 4881 | 7
2004 | 7 | 22 | 8 | 0.0016192 | 0.0017802 | 0.0031652 | 0.0020743 | 0 | 0 | 1.1545e-05 | 0.0086505 |  | 1609.0672 | 1551.0781 | 2329.5979 | 2975.3947 | 0 | 0 | 0.70351 | 8465.8414 | 4882 | 7
2004 | 7 | 22 | 9 | 0.0018786 | 0.0017884 | 0.0032467 | 0.002052 | 0 | 0 | 1.1545e-05 | 0.0089772 |  | 1866.8413 | 1558.2312 | 2389.5393 | 2943.3572 | 0 | 0 | 0.70351 | 8758.6725 | 4883 | 7
2004 | 7 | 22 | 10 | 0.0021252 | 0.0017658 | 0.0033803 | 0.0017593 | 0 | 0 | 1.1545e-05 | 0.0090422 |  | 2111.8741 | 1538.5701 | 2487.8921 | 2523.4833 | 0 | 0 | 0.70351 | 8662.5231 | 4884 | 7
2004 | 7 | 22 | 11 | 0.0025132 | 0.0017365 | 0.0034375 | 0.0017815 | 0 | 0 | 1.1545e-05 | 0.0094802 |  | 2497.4528 | 1513.004 | 2529.959 | 2555.3312 | 0 | 0 | 0.70351 | 9096.4506 | 4885 | 7
2004 | 7 | 22 | 12 | 0.0031762 | 0.0014979 | 0.0034278 | 0.0019518 | 0 | 0 | 1.1545e-05 | 0.010065 |  | 3156.3142 | 1305.1213 | 2522.806 | 2799.6973 | 0 | 0 | 0.70351 | 9784.6423 | 4886 | 7
2004 | 7 | 22 | 13 | 0.0031616 | 0.0015015 | 0.0034283 | 0.0019609 | 0 | 0 | 1.1545e-05 | 0.010064 |  | 3141.8028 | 1308.2818 | 2523.1855 | 2812.6734 | 0 | 0 | 0.70351 | 9786.6471 | 4887 | 7
2004 | 7 | 22 | 14 | 0.0030073 | 0.0015405 | 0.0034033 | 0.0020762 | 0 | 0 | 1.1545e-05 | 0.010039 |  | 2988.4695 | 1342.2591 | 2504.7729 | 2978.1651 | 0 | 0 | 0.70351 | 9814.3701 | 4888 | 7
2004 | 7 | 22 | 15 | 0.0034033 | 0.0014282 | 0.0033577 | 0.0020654 | 0 | 0 | 1.1545e-05 | 0.010266 |  | 3381.9358 | 1244.4029 | 2471.2161 | 2962.5845 | 0 | 0 | 0.70351 | 10060.8428 | 4889 | 7
2004 | 7 | 22 | 16 | 0.0042556 | 0.0012202 | 0.0030972 | 0.0019831 | 0 | 0 | 1.1545e-05 | 0.010568 |  | 4228.8909 | 1063.1276 | 2279.4977 | 2844.5453 | 0 | 0 | 0.70351 | 10416.7649 | 4890 | 7
2004 | 7 | 22 | 17 | 0.0041574 | 0.0012511 | 0.0029202 | 0.001932 | 0 | 0 | 1.1545e-05 | 0.010272 |  | 4131.3204 | 1090.0446 | 2149.2243 | 2771.3064 | 0 | 0 | 0.70351 | 10142.5993 | 4891 | 7
2004 | 7 | 22 | 18 | 0.0032251 | 0.001435 | 0.0028531 | 0.0019287 | 0 | 0 | 1.1545e-05 | 0.0094534 |  | 3204.8391 | 1250.3049 | 2099.8491 | 2766.4994 | 0 | 0 | 0.70351 | 9322.196 | 4892 | 7
2004 | 7 | 22 | 19 | 0.0030075 | 0.0013675 | 0.0028229 | 0.0018727 | 0 | 0 | 1.1545e-05 | 0.0090822 |  | 2988.6102 | 1191.538 | 2077.6166 | 2686.2757 | 0 | 0 | 0.70351 | 8944.744 | 4893 | 7
2004 | 7 | 22 | 20 | 0.0031254 | 0.001369 | 0.0027513 | 0.0018422 | 4.3962e-05 | 2.7449e-06 | 1.1545e-05 | 0.0091461 |  | 3105.7608 | 1192.8004 | 2024.965 | 2642.3985 | 13.131 | 1.5356 | 0.70351 | 8981.2948 | 4894 | 7
2004 | 7 | 22 | 21 | 0.0037045 | 0.0012193 | 0.0026751 | 0.001832 | 0.00017585 | 1.098e-05 | 1.1545e-05 | 0.0096292 |  | 3681.3006 | 1062.3446 | 1968.8577 | 2627.7649 | 52.5241 | 6.1422 | 0.70351 | 9399.6376 | 4895 | 7
2004 | 7 | 22 | 22 | 0.0034585 | 0.0011513 | 0.0025624 | 0.001839 | 0.00017585 | 1.098e-05 | 1.1545e-05 | 0.0092095 |  | 3436.77 | 1003.0981 | 1885.919 | 2637.8758 | 52.5241 | 6.1422 | 0.70351 | 9023.0327 | 4896 | 7
2004 | 7 | 22 | 23 | 0.0024203 | 0.0012514 | 0.0024738 | 0.0017872 | 0.00017585 | 1.098e-05 | 1.1545e-05 | 0.008131 |  | 2405.1338 | 1090.3492 | 1820.6703 | 2563.548 | 52.5241 | 6.1422 | 0.70351 | 7939.0711 | 4897 | 7
2004 | 7 | 22 | 24 | 0.0021387 | 0.0012797 | 0.0023474 | 0.0017145 | 0.00017585 | 1.098e-05 | 1.1545e-05 | 0.0076787 |  | 2125.305 | 1114.9877 | 1727.6532 | 2459.2896 | 52.5241 | 6.1422 | 0.70351 | 7486.6053 | 4898 | 7
2004 | 7 | 23 | 1 | 0.0017858 | 0.0014215 | 0.0022598 | 0.0017591 | 0.00017585 | 1.098e-05 | 1.1545e-05 | 0.0074246 |  | 1774.5872 | 1238.564 | 1663.2031 | 2523.2468 | 52.5241 | 6.1422 | 0.70351 | 7258.9708 | 4899 | 7
2004 | 7 | 23 | 2 | 0.0014723 | 0.0014825 | 0.0022412 | 0.0017332 | 0.00017585 | 1.098e-05 | 1.1545e-05 | 0.0071275 |  | 1463.049 | 1291.7163 | 1649.4935 | 2486.0944 | 52.5241 | 6.1422 | 0.70351 | 6949.723 | 4900 | 7
2004 | 7 | 23 | 3 | 0.0013272 | 0.0014828 | 0.0022049 | 0.0015671 | 0.00017585 | 1.098e-05 | 1.1545e-05 | 0.0067804 |  | 1318.9281 | 1291.9549 | 1622.7914 | 2247.8375 | 52.5241 | 6.1422 | 0.70351 | 6540.8817 | 4901 | 7
2004 | 7 | 23 | 4 | 0.0010925 | 0.0016288 | 0.0022019 | 0.0013556 | 0.00017585 | 1.098e-05 | 1.1545e-05 | 0.0064771 |  | 1085.6576 | 1419.1604 | 1620.5643 | 1944.4163 | 52.5241 | 6.1422 | 0.70351 | 6129.1684 | 4902 | 7
2004 | 7 | 23 | 5 | 0.00098829 | 0.0016799 | 0.002255 | 0.0015571 | 0.00017585 | 1.098e-05 | 1.1545e-05 | 0.0066787 |  | 982.09 | 1463.7221 | 1659.6973 | 2233.5115 | 52.5241 | 6.1422 | 0.70351 | 6398.3907 | 4903 | 7
2004 | 7 | 23 | 6 | 0.00097112 | 0.0018226 | 0.0025274 | 0.0017263 | 0 | 0 | 1.1545e-05 | 0.007059 |  | 965.0295 | 1588.0477 | 1860.1385 | 2476.2437 | 0 | 0 | 0.70351 | 6890.1629 | 4904 | 7
2004 | 7 | 23 | 7 | 0.0013901 | 0.0017644 | 0.0028172 | 0.0018418 | 0 | 0 | 1.1545e-05 | 0.0078251 |  | 1381.3874 | 1537.3213 | 2073.4423 | 2641.9488 | 0 | 0 | 0.70351 | 7634.8034 | 4905 | 7
2004 | 7 | 23 | 8 | 0.0014459 | 0.0019037 | 0.002975 | 0.0016964 | 0 | 0 | 1.1545e-05 | 0.0080325 |  | 1436.8149 | 1658.6986 | 2189.5718 | 2433.3377 | 0 | 0 | 0.70351 | 7719.1265 | 4906 | 7
2004 | 7 | 23 | 9 | 0.0018212 | 0.0020026 | 0.0030584 | 0.0018214 | 0 | 0 | 1.1545e-05 | 0.0087151 |  | 1809.7665 | 1744.8804 | 2250.9248 | 2612.6816 | 0 | 0 | 0.70351 | 8418.9567 | 4907 | 7
2004 | 7 | 23 | 10 | 0.0019283 | 0.0020099 | 0.0030677 | 0.0020088 | 0 | 0 | 1.1545e-05 | 0.0090262 |  | 1916.209 | 1751.2158 | 2257.7891 | 2881.4606 | 0 | 0 | 0.70351 | 8807.3781 | 4908 | 7
2004 | 7 | 23 | 11 | 0.0022844 | 0.001936 | 0.0031727 | 0.0019086 | 0 | 0 | 1.1545e-05 | 0.0093132 |  | 2270.0669 | 1686.7915 | 2335.0859 | 2737.7061 | 0 | 0 | 0.70351 | 9030.3538 | 4909 | 7
2004 | 7 | 23 | 12 | 0.0027889 | 0.0017612 | 0.0031059 | 0.0021206 | 0 | 0 | 1.1545e-05 | 0.0097882 |  | 2771.4176 | 1534.5469 | 2285.9503 | 3041.7669 | 0 | 0 | 0.70351 | 9634.3852 | 4910 | 7
2004 | 7 | 23 | 13 | 0.0032007 | 0.001605 | 0.0031415 | 0.0021165 | 0 | 0 | 1.1545e-05 | 0.010075 |  | 3180.5881 | 1398.4047 | 2312.1175 | 3035.989 | 0 | 0 | 0.70351 | 9927.8029 | 4911 | 7
2004 | 7 | 23 | 14 | 0.0030934 | 0.0015897 | 0.0030777 | 0.0022885 | 0 | 0 | 1.1545e-05 | 0.010061 |  | 3073.9625 | 1385.0901 | 2265.1352 | 3282.5811 | 0 | 0 | 0.70351 | 10007.4724 | 4912 | 7
2004 | 7 | 23 | 15 | 0.0029045 | 0.0016417 | 0.0029877 | 0.0021761 | 0 | 0 | 1.1545e-05 | 0.0097215 |  | 2886.2498 | 1430.3964 | 2198.961 | 3121.3516 | 0 | 0 | 0.70351 | 9637.6623 | 4913 | 7
2004 | 7 | 23 | 16 | 0.0041018 | 0.0012716 | 0.002821 | 0.0023178 | 0 | 0 | 1.1545e-05 | 0.010524 |  | 4076.0652 | 1107.9303 | 2076.2141 | 3324.6111 | 0 | 0 | 0.70351 | 10585.5242 | 4914 | 7
2004 | 7 | 23 | 17 | 0.0044137 | 0.0011736 | 0.0027663 | 0.0024449 | 0 | 0 | 1.1545e-05 | 0.01081 |  | 4386.0696 | 1022.5457 | 2035.9722 | 3507.0096 | 0 | 0 | 0.70351 | 10952.3007 | 4915 | 7
2004 | 7 | 23 | 18 | 0.0038877 | 0.0012727 | 0.0026981 | 0.002443 | 0 | 0 | 1.1545e-05 | 0.010313 |  | 3863.357 | 1108.8998 | 1985.8022 | 3504.2865 | 0 | 0 | 0.70351 | 10463.0491 | 4916 | 7
2004 | 7 | 23 | 19 | 0.0031342 | 0.0014565 | 0.0026678 | 0.0024251 | 0 | 0 | 1.1545e-05 | 0.0096952 |  | 3114.5653 | 1269.053 | 1963.496 | 3478.524 | 0 | 0 | 0.70351 | 9826.3418 | 4917 | 7
2004 | 7 | 23 | 20 | 0.00281 | 0.0014869 | 0.0026193 | 0.0027863 | 4.3962e-05 | 2.7449e-06 | 1.1545e-05 | 0.0097609 |  | 2792.4199 | 1295.5703 | 1927.8089 | 3996.7129 | 13.131 | 1.5356 | 0.70351 | 10027.8821 | 4918 | 7
2004 | 7 | 23 | 21 | 0.0034006 | 0.0012667 | 0.002593 | 0.0027726 | 0.00017585 | 1.098e-05 | 1.1545e-05 | 0.010231 |  | 3379.2738 | 1103.7083 | 1908.4259 | 3977.0118 | 52.5241 | 6.1422 | 0.70351 | 10427.7896 | 4919 | 7
2004 | 7 | 23 | 22 | 0.0034958 | 0.0011554 | 0.0024581 | 0.0027589 | 0.00017585 | 1.098e-05 | 1.1545e-05 | 0.010067 |  | 3473.8767 | 1006.6812 | 1809.1333 | 3957.4058 | 52.5241 | 6.1422 | 0.70351 | 10306.4669 | 4920 | 7
2004 | 7 | 23 | 23 | 0.002985 | 0.0010597 | 0.002378 | 0.0023932 | 0.00017585 | 1.098e-05 | 1.1545e-05 | 0.0090142 |  | 2966.25 | 923.2689 | 1750.2007 | 3432.8711 | 52.5241 | 6.1422 | 0.70351 | 9131.9605 | 4921 | 7
2004 | 7 | 23 | 24 | 0.002228 | 0.0011746 | 0.0022624 | 0.0020641 | 0.00017585 | 1.098e-05 | 1.1545e-05 | 0.0079275 |  | 2214.0612 | 1023.389 | 1665.1072 | 2960.8086 | 52.5241 | 6.1422 | 0.70351 | 7922.7359 | 4922 | 7
2004 | 7 | 24 | 1 | 0.0019554 | 0.0013345 | 0.0021789 | 0.0019425 | 0.00017585 | 1.098e-05 | 1.1545e-05 | 0.0076097 |  | 1943.1192 | 1162.7613 | 1603.6214 | 2786.3662 | 52.5241 | 6.1422 | 0.70351 | 7555.2379 | 4923 | 7
2004 | 7 | 24 | 2 | 0.001603 | 0.0013901 | 0.0021758 | 0.0020265 | 0.00017585 | 1.098e-05 | 1.1545e-05 | 0.0073937 |  | 1592.9038 | 1211.1827 | 1601.4098 | 2906.7735 | 52.5241 | 6.1422 | 0.70351 | 7371.6397 | 4924 | 7
2004 | 7 | 24 | 3 | 0.0013533 | 0.0014291 | 0.002119 | 0.0019529 | 0.00017585 | 1.098e-05 | 1.1545e-05 | 0.0070527 |  | 1344.7858 | 1245.1993 | 1559.585 | 2801.2367 | 52.5241 | 6.1422 | 0.70351 | 7010.1766 | 4925 | 7
2004 | 7 | 24 | 4 | 0.0012777 | 0.0014341 | 0.0021286 | 0.0021781 | 0.00017585 | 1.098e-05 | 1.1545e-05 | 0.007217 |  | 1269.6613 | 1249.5503 | 1566.6691 | 3124.3349 | 52.5241 | 6.1422 | 0.70351 | 7269.5855 | 4926 | 7
2004 | 7 | 24 | 5 | 0.0010614 | 0.00148 | 0.0021239 | 0.0018655 | 0.00017585 | 1.098e-05 | 1.1545e-05 | 0.0067292 |  | 1054.7766 | 1289.4959 | 1563.1429 | 2675.9516 | 52.5241 | 6.1422 | 0.70351 | 6642.7368 | 4927 | 7
2004 | 7 | 24 | 6 | 0.001163 | 0.0015401 | 0.0020868 | 0.002014 | 0 | 0 | 1.1545e-05 | 0.0068153 |  | 1155.7242 | 1341.8506 | 1535.8344 | 2888.8484 | 0 | 0 | 0.70351 | 6922.9612 | 4928 | 7
2004 | 7 | 24 | 7 | 0.0013575 | 0.0016595 | 0.0021904 | 0.0018822 | 0 | 0 | 1.1545e-05 | 0.0071012 |  | 1349.0146 | 1445.8839 | 1612.1419 | 2699.891 | 0 | 0 | 0.70351 | 7107.6349 | 4929 | 7
2004 | 7 | 24 | 8 | 0.0017109 | 0.0016601 | 0.0023725 | 0.0018233 | 0 | 0 | 1.1545e-05 | 0.0075783 |  | 1700.1506 | 1446.4496 | 1746.1446 | 2615.3574 | 0 | 0 | 0.70351 | 7508.8057 | 4930 | 7
2004 | 7 | 24 | 9 | 0.0020272 | 0.0017139 | 0.0024136 | 0.0018752 | 0 | 0 | 1.1545e-05 | 0.0080414 |  | 2014.4892 | 1493.2725 | 1776.3575 | 2689.8275 | 0 | 0 | 0.70351 | 7974.6502 | 4931 | 7
2004 | 7 | 24 | 10 | 0.0023894 | 0.001687 | 0.0024958 | 0.0021513 | 0 | 0 | 1.1545e-05 | 0.0087351 |  | 2374.4363 | 1469.8613 | 1836.8632 | 3085.9043 | 0 | 0 | 0.70351 | 8767.7686 | 4932 | 7
2004 | 7 | 24 | 11 | 0.0027492 | 0.0016021 | 0.0025266 | 0.0021346 | 0 | 0 | 1.1545e-05 | 0.0090241 |  | 2732.0112 | 1395.9295 | 1859.5711 | 3061.87 | 0 | 0 | 0.70351 | 9050.0854 | 4933 | 7
2004 | 7 | 24 | 12 | 0.0028081 | 0.0016238 | 0.0025122 | 0.0019317 | 0 | 0 | 1.1545e-05 | 0.0088874 |  | 2790.5183 | 1414.8464 | 1848.9794 | 2770.7855 | 0 | 0 | 0.70351 | 8825.833 | 4934 | 7
2004 | 7 | 24 | 13 | 0.0030488 | 0.001503 | 0.0025382 | 0.0017382 | 0 | 0 | 1.1545e-05 | 0.0088398 |  | 3029.6705 | 1309.5684 | 1868.1342 | 2493.3399 | 0 | 0 | 0.70351 | 8701.4164 | 4935 | 7
2004 | 7 | 24 | 14 | 0.002973 | 0.0014775 | 0.0025581 | 0.0017868 | 0 | 0 | 1.1545e-05 | 0.008807 |  | 2954.3895 | 1287.3775 | 1882.7345 | 2563.0507 | 0 | 0 | 0.70351 | 8688.2557 | 4936 | 7
2004 | 7 | 24 | 15 | 0.0033135 | 0.0013238 | 0.0025607 | 0.0015593 | 0 | 0 | 1.1545e-05 | 0.0087689 |  | 3292.7009 | 1153.4547 | 1884.684 | 2236.6845 | 0 | 0 | 0.70351 | 8568.2276 | 4937 | 7
2004 | 7 | 24 | 16 | 0.0035023 | 0.0012967 | 0.0025485 | 0.0013377 | 0 | 0 | 1.1545e-05 | 0.0086967 |  | 3480.3086 | 1129.8444 | 1875.6736 | 1918.7954 | 0 | 0 | 0.70351 | 8405.3256 | 4938 | 7
2004 | 7 | 24 | 17 | 0.0034712 | 0.0013229 | 0.0025074 | 0.0013719 | 0 | 0 | 1.1545e-05 | 0.0086849 |  | 3449.3979 | 1152.6729 | 1845.3941 | 1967.9055 | 0 | 0 | 0.70351 | 8416.0739 | 4939 | 7
2004 | 7 | 24 | 18 | 0.0039235 | 0.0010866 | 0.0024681 | 0.0015398 | 0 | 0 | 1.1545e-05 | 0.0090295 |  | 3898.9101 | 946.7903 | 1816.499 | 2208.6252 | 0 | 0 | 0.70351 | 8871.528 | 4940 | 7
2004 | 7 | 24 | 19 | 0.0042631 | 0.00094291 | 0.0024151 | 0.0018211 | 0 | 0 | 1.1545e-05 | 0.0094537 |  | 4236.3817 | 821.5485 | 1777.4734 | 2612.1607 | 0 | 0 | 0.70351 | 9448.2678 | 4941 | 7
2004 | 7 | 24 | 20 | 0.003842 | 0.0010607 | 0.002382 | 0.0021268 | 4.3962e-05 | 2.7449e-06 | 1.1545e-05 | 0.0094698 |  | 3817.9233 | 924.2118 | 1753.1486 | 3050.6228 | 13.131 | 1.5356 | 0.70351 | 9561.2766 | 4942 | 7
2004 | 7 | 24 | 21 | 0.003536 | 0.0011434 | 0.0023438 | 0.0019647 | 0.00017585 | 1.098e-05 | 1.1545e-05 | 0.0091863 |  | 3513.8709 | 996.2332 | 1725.0206 | 2818.1671 | 52.5241 | 6.1422 | 0.70351 | 9112.6616 | 4943 | 7
2004 | 7 | 24 | 22 | 0.0037804 | 0.00099451 | 0.0022626 | 0.0021011 | 0.00017585 | 1.098e-05 | 1.1545e-05 | 0.009337 |  | 3756.6926 | 866.5079 | 1665.2848 | 3013.8493 | 52.5241 | 6.1422 | 0.70351 | 9361.7044 | 4944 | 7
2004 | 7 | 24 | 23 | 0.0028415 | 0.0011908 | 0.0021614 | 0.0021155 | 0.00017585 | 1.098e-05 | 1.1545e-05 | 0.0085076 |  | 2823.6907 | 1037.5568 | 1590.7489 | 3034.5209 | 52.5241 | 6.1422 | 0.70351 | 8545.8871 | 4945 | 7
2004 | 7 | 24 | 24 | 0.0023634 | 0.0012238 | 0.0020329 | 0.0018013 | 0.00017585 | 1.098e-05 | 1.1545e-05 | 0.0076197 |  | 2348.5381 | 1066.2921 | 1496.2294 | 2583.7459 | 52.5241 | 6.1422 | 0.70351 | 7554.1753 | 4946 | 7
2004 | 7 | 25 | 1 | 0.0017352 | 0.0010535 | 0.0020874 | 0.0019876 | 0.00017585 | 1.098e-05 | 1.1545e-05 | 0.0070621 |  | 1724.3023 | 917.9364 | 1536.2821 | 2851.057 | 52.5241 | 6.1422 | 0.70351 | 7088.9476 | 4947 | 7
2004 | 7 | 25 | 2 | 0.0014708 | 0.0010806 | 0.0020784 | 0.0021236 | 0.00017585 | 1.098e-05 | 1.1545e-05 | 0.0069518 |  | 1461.5375 | 941.5404 | 1529.7182 | 3046.1239 | 52.5241 | 6.1422 | 0.70351 | 7038.2898 | 4948 | 7
2004 | 7 | 25 | 3 | 0.0011225 | 0.0011339 | 0.0020535 | 0.0020213 | 0.00017585 | 1.098e-05 | 1.1545e-05 | 0.0065295 |  | 1115.4826 | 987.9505 | 1511.3382 | 2899.3145 | 52.5241 | 6.1422 | 0.70351 | 6573.4556 | 4949 | 7
2004 | 7 | 25 | 4 | 0.00098574 | 0.0011686 | 0.0020537 | 0.002126 | 0.00017585 | 1.098e-05 | 1.1545e-05 | 0.0065324 |  | 979.5649 | 1018.2354 | 1511.4731 | 3049.5097 | 52.5241 | 6.1422 | 0.70351 | 6618.1529 | 4950 | 7
2004 | 7 | 25 | 5 | 0.00091387 | 0.0011786 | 0.0020667 | 0.0021173 | 0.00017585 | 1.098e-05 | 1.1545e-05 | 0.0064749 |  | 908.1437 | 1026.9498 | 1521.043 | 3037.1021 | 52.5241 | 6.1422 | 0.70351 | 6552.6086 | 4951 | 7
2004 | 7 | 25 | 6 | 0.00087138 | 0.0012574 | 0.0020829 | 0.0020065 | 0 | 0 | 1.1545e-05 | 0.0062297 |  | 865.9215 | 1095.5379 | 1532.9981 | 2878.0746 | 0 | 0 | 0.70351 | 6373.2355 | 4952 | 7
2004 | 7 | 25 | 7 | 0.0013078 | 0.0013153 | 0.002091 | 0.0019255 | 0 | 0 | 1.1545e-05 | 0.0066511 |  | 1299.5708 | 1146.0086 | 1538.9877 | 2761.9533 | 0 | 0 | 0.70351 | 6747.2239 | 4953 | 7
2004 | 7 | 25 | 8 | 0.0015213 | 0.0013599 | 0.0022666 | 0.0020878 | 0 | 0 | 1.1545e-05 | 0.0072472 |  | 1511.7827 | 1184.9119 | 1668.2012 | 2994.6929 | 0 | 0 | 0.70351 | 7360.2922 | 4954 | 7
2004 | 7 | 25 | 9 | 0.0020564 | 0.0013143 | 0.0023371 | 0.0021115 | 0 | 0 | 1.1545e-05 | 0.0078308 |  | 2043.5082 | 1145.1465 | 1720.0727 | 3028.6961 | 0 | 0 | 0.70351 | 7938.127 | 4955 | 7
2004 | 7 | 25 | 10 | 0.0023772 | 0.0013067 | 0.0023704 | 0.0021001 | 0 | 0 | 1.1545e-05 | 0.0081659 |  | 2362.2962 | 1138.4774 | 1744.6192 | 3012.405 | 0 | 0 | 0.70351 | 8258.5012 | 4956 | 7
2004 | 7 | 25 | 11 | 0.0024994 | 0.0013513 | 0.0024185 | 0.0020873 | 0 | 0 | 1.1545e-05 | 0.0083681 |  | 2483.7426 | 1177.4094 | 1780.0053 | 2994.0302 | 0 | 0 | 0.70351 | 8435.891 | 4957 | 7
2004 | 7 | 25 | 12 | 0.0029358 | 0.0012312 | 0.0024418 | 0.0021095 | 0 | 0 | 1.1545e-05 | 0.0087299 |  | 2917.4047 | 1072.7435 | 1797.1485 | 3025.9256 | 0 | 0 | 0.70351 | 8813.9258 | 4958 | 7
2004 | 7 | 25 | 13 | 0.0027677 | 0.00127 | 0.0024416 | 0.001764 | 0 | 0 | 1.1545e-05 | 0.0082548 |  | 2750.3109 | 1106.5673 | 1797.0335 | 2530.2316 | 0 | 0 | 0.70351 | 8184.8468 | 4959 | 7
2004 | 7 | 25 | 14 | 0.0029471 | 0.0012358 | 0.0024842 | 0.0016628 | 0 | 0 | 1.1545e-05 | 0.0083415 |  | 2928.578 | 1076.7861 | 1828.37 | 2385.175 | 0 | 0 | 0.70351 | 8219.6126 | 4960 | 7
2004 | 7 | 25 | 15 | 0.0030668 | 0.0012184 | 0.0024493 | 0.0016791 | 0 | 0 | 1.1545e-05 | 0.0084252 |  | 3047.5362 | 1061.5766 | 1802.6888 | 2408.5458 | 0 | 0 | 0.70351 | 8321.0509 | 4961 | 7
2004 | 7 | 25 | 16 | 0.0036189 | 0.0011055 | 0.0024509 | 0.0016839 | 0 | 0 | 1.1545e-05 | 0.0088708 |  | 3596.2315 | 963.2554 | 1803.8432 | 2415.4365 | 0 | 0 | 0.70351 | 8779.4701 | 4962 | 7
2004 | 7 | 25 | 17 | 0.0040649 | 0.0010186 | 0.0024001 | 0.0017092 | 0 | 0 | 1.1545e-05 | 0.0092044 |  | 4039.4352 | 887.4918 | 1766.484 | 2451.736 | 0 | 0 | 0.70351 | 9145.8505 | 4963 | 7
2004 | 7 | 25 | 18 | 0.0038467 | 0.0010447 | 0.0023132 | 0.001675 | 0 | 0 | 1.1545e-05 | 0.0088912 |  | 3822.6257 | 910.2625 | 1702.4736 | 2402.6024 | 0 | 0 | 0.70351 | 8838.6677 | 4964 | 7
2004 | 7 | 25 | 19 | 0.0034281 | 0.0010726 | 0.002271 | 0.0016226 | 0 | 0 | 1.1545e-05 | 0.0084059 |  | 3406.592 | 934.57 | 1671.4506 | 2327.5168 | 0 | 0 | 0.70351 | 8340.8328 | 4965 | 7
2004 | 7 | 25 | 20 | 0.0036667 | 0.0010711 | 0.002226 | 0.0016203 | 4.3962e-05 | 2.7449e-06 | 1.1545e-05 | 0.0086424 |  | 3643.7172 | 933.2343 | 1638.3211 | 2324.2253 | 13.131 | 1.5356 | 0.70351 | 8554.8679 | 4966 | 7
2004 | 7 | 25 | 21 | 0.0040072 | 0.001004 | 0.0022488 | 0.00188 | 0.00017585 | 1.098e-05 | 1.1545e-05 | 0.0093384 |  | 3982.0786 | 874.823 | 1655.0915 | 2696.6232 | 52.5241 | 6.1422 | 0.70351 | 9267.9861 | 4967 | 7
2004 | 7 | 25 | 22 | 0.0041548 | 0.00089658 | 0.0021964 | 0.0020366 | 0.00017585 | 1.098e-05 | 1.1545e-05 | 0.0094827 |  | 4128.7564 | 781.1886 | 1616.5029 | 2921.3359 | 52.5241 | 6.1422 | 0.70351 | 9507.1536 | 4968 | 7
2004 | 7 | 25 | 23 | 0.0028787 | 0.001024 | 0.0021893 | 0.0022769 | 0.00017585 | 1.098e-05 | 1.1545e-05 | 0.0085672 |  | 2860.6726 | 892.2051 | 1611.2815 | 3265.9348 | 52.5241 | 6.1422 | 0.70351 | 8689.4638 | 4969 | 7
2004 | 7 | 25 | 24 | 0.0021675 | 0.0010825 | 0.0021157 | 0.0024435 | 0.00017585 | 1.098e-05 | 1.1545e-05 | 0.0080075 |  | 2153.9556 | 943.1379 | 1557.1357 | 3504.9024 | 52.5241 | 6.1422 | 0.70351 | 8218.5013 | 4970 | 7
2004 | 7 | 26 | 1 | 0.0019418 | 0.0012124 | 0.0020876 | 0.0024962 | 0.00017585 | 1.098e-05 | 1.1545e-05 | 0.0079363 |  | 1929.6068 | 1056.3761 | 1536.4328 | 3580.5561 | 52.5241 | 6.1422 | 0.70351 | 8162.3416 | 4971 | 7
2004 | 7 | 26 | 2 | 0.0016812 | 0.001229 | 0.0021081 | 0.0025428 | 0.00017585 | 1.098e-05 | 1.1545e-05 | 0.0077595 |  | 1670.6897 | 1070.8553 | 1551.5449 | 3647.3543 | 52.5241 | 6.1422 | 0.70351 | 7999.8141 | 4972 | 7
2004 | 7 | 26 | 3 | 0.0012686 | 0.0012665 | 0.0020686 | 0.0026694 | 0.00017585 | 1.098e-05 | 1.1545e-05 | 0.0074714 |  | 1260.6157 | 1103.4699 | 1522.4514 | 3829.0661 | 52.5241 | 6.1422 | 0.70351 | 7774.9729 | 4973 | 7
2004 | 7 | 26 | 4 | 0.0011727 | 0.001326 | 0.0021095 | 0.0026501 | 0.00017585 | 1.098e-05 | 1.1545e-05 | 0.0074566 |  | 1165.3559 | 1155.3485 | 1552.552 | 3801.2907 | 52.5241 | 6.1422 | 0.70351 | 7733.917 | 4974 | 7
2004 | 7 | 26 | 5 | 0.0010144 | 0.0014223 | 0.0022094 | 0.0027238 | 0.00017585 | 1.098e-05 | 1.1545e-05 | 0.0075683 |  | 1008.0263 | 1239.2833 | 1626.0701 | 3907.0171 | 52.5241 | 6.1422 | 0.70351 | 7839.7667 | 4975 | 7
2004 | 7 | 26 | 6 | 0.0012057 | 0.0014156 | 0.0023734 | 0.0026822 | 0 | 0 | 1.1545e-05 | 0.0076884 |  | 1198.1266 | 1233.3735 | 1746.8243 | 3847.37 | 0 | 0 | 0.70351 | 8026.3979 | 4976 | 7
2004 | 7 | 26 | 7 | 0.0016028 | 0.0013521 | 0.0028344 | 0.0027602 | 0 | 0 | 1.1545e-05 | 0.0085611 |  | 1592.7649 | 1178.0793 | 2086.1092 | 3959.2289 | 0 | 0 | 0.70351 | 8816.8857 | 4977 | 7
2004 | 7 | 26 | 8 | 0.0017849 | 0.0014592 | 0.0030106 | 0.002714 | 0 | 0 | 1.1545e-05 | 0.0089803 |  | 1773.6859 | 1271.3993 | 2215.7903 | 3893.0465 | 0 | 0 | 0.70351 | 9154.6255 | 4978 | 7
2004 | 7 | 26 | 9 | 0.0023415 | 0.0014627 | 0.0030842 | 0.0028612 | 0 | 0 | 1.1545e-05 | 0.0097611 |  | 2326.8304 | 1274.4293 | 2269.9689 | 4104.0492 | 0 | 0 | 0.70351 | 9975.9813 | 4979 | 7
2004 | 7 | 26 | 10 | 0.0026692 | 0.0014738 | 0.0031228 | 0.0029684 | 0 | 0 | 1.1545e-05 | 0.010246 |  | 2652.5056 | 1284.0745 | 2298.33 | 4257.8908 | 0 | 0 | 0.70351 | 10493.5045 | 4980 | 7
2004 | 7 | 26 | 11 | 0.00315 | 0.0014006 | 0.003202 | 0.0030082 | 0 | 0 | 1.1545e-05 | 0.010772 |  | 3130.2454 | 1220.3101 | 2356.6614 | 4315.0044 | 0 | 0 | 0.70351 | 11022.9248 | 4981 | 7
2004 | 7 | 26 | 12 | 0.0037675 | 0.0012782 | 0.0032154 | 0.0030068 | 0 | 0 | 1.1545e-05 | 0.011279 |  | 3743.8632 | 1113.7276 | 2366.5027 | 4312.9915 | 0 | 0 | 0.70351 | 11537.7885 | 4982 | 7
2004 | 7 | 26 | 13 | 0.0040463 | 0.0012006 | 0.0032933 | 0.0030771 | 0 | 0 | 1.1545e-05 | 0.011629 |  | 4020.917 | 1046.0678 | 2423.8584 | 4413.8401 | 0 | 0 | 0.70351 | 11905.3868 | 4983 | 7
2004 | 7 | 26 | 14 | 0.0033421 | 0.0012799 | 0.0032176 | 0.00318 | 0 | 0 | 1.1545e-05 | 0.011031 |  | 3321.1215 | 1115.2096 | 2368.1499 | 4561.3828 | 0 | 0 | 0.70351 | 11366.5672 | 4984 | 7
2004 | 7 | 26 | 15 | 0.0040213 | 0.0011203 | 0.0032192 | 0.0031278 | 0 | 0 | 1.1545e-05 | 0.0115 |  | 3996.0426 | 976.1126 | 2369.3004 | 4486.5815 | 0 | 0 | 0.70351 | 11828.7407 | 4985 | 7
2004 | 7 | 26 | 16 | 0.0044327 | 0.001106 | 0.0030303 | 0.0030419 | 0 | 0 | 1.1545e-05 | 0.011623 |  | 4404.9502 | 963.6879 | 2230.3148 | 4363.2855 | 0 | 0 | 0.70351 | 11962.9419 | 4986 | 7
2004 | 7 | 26 | 17 | 0.0048222 | 0.001047 | 0.0028223 | 0.0029177 | 0 | 0 | 1.1545e-05 | 0.011621 |  | 4791.9356 | 912.2512 | 2077.2042 | 4185.1966 | 0 | 0 | 0.70351 | 11967.2911 | 4987 | 7
2004 | 7 | 26 | 18 | 0.0038273 | 0.0011712 | 0.0027987 | 0.0028966 | 0 | 0 | 1.1545e-05 | 0.010705 |  | 3803.2749 | 1020.4958 | 2059.8103 | 4154.8401 | 0 | 0 | 0.70351 | 11039.1248 | 4988 | 7
2004 | 7 | 26 | 19 | 0.0033487 | 0.0012274 | 0.0028365 | 0.0029338 | 0 | 0 | 1.1545e-05 | 0.010358 |  | 3327.6937 | 1069.3966 | 2087.6648 | 4208.1889 | 0 | 0 | 0.70351 | 10693.6475 | 4989 | 7
2004 | 7 | 26 | 20 | 0.0036314 | 0.0011235 | 0.002747 | 0.0028972 | 4.3962e-05 | 2.7449e-06 | 1.1545e-05 | 0.010457 |  | 3608.6692 | 978.9348 | 2021.7929 | 4155.811 | 13.131 | 1.5356 | 0.70351 | 10780.578 | 4990 | 7
2004 | 7 | 26 | 21 | 0.0038433 | 0.0010966 | 0.0027084 | 0.0029954 | 0.00017585 | 1.098e-05 | 1.1545e-05 | 0.010842 |  | 3819.2376 | 955.4197 | 1993.3437 | 4296.5821 | 52.5241 | 6.1422 | 0.70351 | 11123.9529 | 4991 | 7
2004 | 7 | 26 | 22 | 0.0036321 | 0.0010468 | 0.0026148 | 0.0030045 | 0.00017585 | 1.098e-05 | 1.1545e-05 | 0.010497 |  | 3609.3534 | 912.06 | 1924.4574 | 4309.6765 | 52.5241 | 6.1422 | 0.70351 | 10814.917 | 4992 | 7
2004 | 7 | 26 | 23 | 0.0028823 | 0.0012069 | 0.0024881 | 0.0028081 | 0.00017585 | 1.098e-05 | 1.1545e-05 | 0.0095838 |  | 2864.2015 | 1051.5981 | 1831.2327 | 4027.9687 | 52.5241 | 6.1422 | 0.70351 | 9834.3709 | 4993 | 7
2004 | 7 | 26 | 24 | 0.0025529 | 0.0011708 | 0.0024023 | 0.0027547 | 0.00017585 | 1.098e-05 | 1.1545e-05 | 0.009079 |  | 2536.8591 | 1020.0845 | 1768.0443 | 3951.4147 | 52.5241 | 6.1422 | 0.70351 | 9335.7725 | 4994 | 7
2004 | 7 | 27 | 1 | 0.0017152 | 0.0012787 | 0.0022101 | 0.0028903 | 0.00017585 | 1.098e-05 | 1.1545e-05 | 0.0082927 |  | 1704.4276 | 1114.1366 | 1626.6411 | 4145.8422 | 52.5241 | 6.1422 | 0.70351 | 8650.4172 | 4995 | 7
2004 | 7 | 27 | 2 | 0.0014113 | 0.0013465 | 0.0022087 | 0.0029186 | 0.00017585 | 1.098e-05 | 1.1545e-05 | 0.0080835 |  | 1402.463 | 1173.2246 | 1625.6161 | 4186.404 | 52.5241 | 6.1422 | 0.70351 | 8447.0776 | 4996 | 7
2004 | 7 | 27 | 3 | 0.0012116 | 0.001354 | 0.0021651 | 0.0029658 | 0.00017585 | 1.098e-05 | 1.1545e-05 | 0.0078949 |  | 1203.9694 | 1179.7374 | 1593.5242 | 4254.197 | 52.5241 | 6.1422 | 0.70351 | 8290.7978 | 4997 | 7
2004 | 7 | 27 | 4 | 0.0010687 | 0.0014118 | 0.0021606 | 0.0028951 | 0.00017585 | 1.098e-05 | 1.1545e-05 | 0.0077346 |  | 1061.9996 | 1230.1301 | 1590.2123 | 4152.733 | 52.5241 | 6.1422 | 0.70351 | 8094.4448 | 4998 | 7
2004 | 7 | 27 | 5 | 0.0010315 | 0.0014572 | 0.0021956 | 0.0029646 | 0.00017585 | 1.098e-05 | 1.1545e-05 | 0.0078473 |  | 1025.0326 | 1269.6496 | 1615.9809 | 4252.4684 | 52.5241 | 6.1422 | 0.70351 | 8222.5013 | 4999 | 7
2004 | 7 | 27 | 6 | 0.001054 | 0.0015868 | 0.0024296 | 0.0029177 | 0 | 0 | 1.1545e-05 | 0.0079997 |  | 1047.3775 | 1382.5457 | 1788.2014 | 4185.173 | 0 | 0 | 0.70351 | 8404.0011 | 5000 | 7
2004 | 7 | 27 | 7 | 0.0012604 | 0.0017149 | 0.0027552 | 0.0031845 | 0 | 0 | 1.1545e-05 | 0.0089266 |  | 1252.498 | 1494.2041 | 2027.8337 | 4567.8237 | 0 | 0 | 0.70351 | 9343.063 | 5001 | 7
2004 | 7 | 27 | 8 | 0.0015314 | 0.0017802 | 0.0029293 | 0.0031764 | 0 | 0 | 1.1545e-05 | 0.0094289 |  | 1521.8433 | 1551.0781 | 2155.9518 | 4556.2212 | 0 | 0 | 0.70351 | 9785.7979 | 5002 | 7
2004 | 7 | 27 | 9 | 0.0017861 | 0.0017884 | 0.0030189 | 0.0033702 | 0 | 0 | 1.1545e-05 | 0.0099751 |  | 1774.8924 | 1558.2312 | 2221.8798 | 4834.2112 | 0 | 0 | 0.70351 | 10389.9182 | 5003 | 7
2004 | 7 | 27 | 10 | 0.0020271 | 0.0017658 | 0.0030992 | 0.0033394 | 0 | 0 | 1.1545e-05 | 0.010243 |  | 2014.392 | 1538.5701 | 2280.9589 | 4790.0264 | 0 | 0 | 0.70351 | 10624.6509 | 5004 | 7
2004 | 7 | 27 | 11 | 0.0024106 | 0.0017365 | 0.0031539 | 0.0032778 | 0 | 0 | 1.1545e-05 | 0.01059 |  | 2395.4936 | 1513.004 | 2321.2146 | 4701.7279 | 0 | 0 | 0.70351 | 10932.1436 | 5005 | 7
2004 | 7 | 27 | 12 | 0.0030673 | 0.0014979 | 0.0031614 | 0.0032519 | 0 | 0 | 1.1545e-05 | 0.01099 |  | 3048.0638 | 1305.1213 | 2326.7727 | 4664.5994 | 0 | 0 | 0.70351 | 11345.2606 | 5006 | 7
2004 | 7 | 27 | 13 | 0.0030398 | 0.0015015 | 0.003297 | 0.0032535 | 0 | 0 | 1.1545e-05 | 0.011103 |  | 3020.7892 | 1308.2818 | 2426.5326 | 4666.8727 | 0 | 0 | 0.70351 | 11423.1797 | 5007 | 7
2004 | 7 | 27 | 14 | 0.002881 | 0.0015405 | 0.0032478 | 0.0031587 | 0 | 0 | 1.1545e-05 | 0.01084 |  | 2862.9066 | 1342.2591 | 2390.3807 | 4530.8374 | 0 | 0 | 0.70351 | 11127.0873 | 5008 | 7
2004 | 7 | 27 | 15 | 0.0032709 | 0.0014282 | 0.0032108 | 0.0031129 | 0 | 0 | 1.1545e-05 | 0.011034 |  | 3250.4134 | 1244.4029 | 2363.1149 | 4465.2233 | 0 | 0 | 0.70351 | 11323.8581 | 5009 | 7
2004 | 7 | 27 | 16 | 0.0041143 | 0.0012202 | 0.0029734 | 0.0029479 | 0 | 0 | 1.1545e-05 | 0.011267 |  | 4088.532 | 1063.1276 | 2188.3808 | 4228.529 | 0 | 0 | 0.70351 | 11569.2729 | 5010 | 7
2004 | 7 | 27 | 17 | 0.0040035 | 0.0012511 | 0.0028255 | 0.0029858 | 0 | 0 | 1.1545e-05 | 0.011077 |  | 3978.4183 | 1090.0446 | 2079.5359 | 4282.7772 | 0 | 0 | 0.70351 | 11431.4796 | 5011 | 7
2004 | 7 | 27 | 18 | 0.0030784 | 0.001435 | 0.0027916 | 0.0030573 | 0 | 0 | 1.1545e-05 | 0.010374 |  | 3059.1432 | 1250.3049 | 2054.6014 | 4385.3778 | 0 | 0 | 0.70351 | 10750.1308 | 5012 | 7
2004 | 7 | 27 | 19 | 0.0028661 | 0.0013675 | 0.002791 | 0.0033668 | 0 | 0 | 1.1545e-05 | 0.010403 |  | 2848.0835 | 1191.538 | 2054.1636 | 4829.3335 | 0 | 0 | 0.70351 | 10923.822 | 5013 | 7
2004 | 7 | 27 | 20 | 0.002996 | 0.001369 | 0.0027752 | 0.0031188 | 4.3962e-05 | 2.7449e-06 | 1.1545e-05 | 0.010317 |  | 2977.184 | 1192.8004 | 2042.5568 | 4473.5817 | 13.131 | 1.5356 | 0.70351 | 10701.4929 | 5014 | 7
2004 | 7 | 27 | 21 | 0.0035727 | 0.0012193 | 0.0027028 | 0.0032603 | 0.00017585 | 1.098e-05 | 1.1545e-05 | 0.010953 |  | 3550.3021 | 1062.3446 | 1989.2551 | 4676.5335 | 52.5241 | 6.1422 | 0.70351 | 11337.8051 | 5015 | 7
2004 | 7 | 27 | 22 | 0.0033348 | 0.0011513 | 0.0026134 | 0.0035181 | 0.00017585 | 1.098e-05 | 1.1545e-05 | 0.010816 |  | 3313.8896 | 1003.0981 | 1923.4197 | 5046.4453 | 52.5241 | 6.1422 | 0.70351 | 11346.2225 | 5016 | 7
2004 | 7 | 27 | 23 | 0.0023137 | 0.0012514 | 0.0025324 | 0.0033951 | 0.00017585 | 1.098e-05 | 1.1545e-05 | 0.0096911 |  | 2299.2401 | 1090.3492 | 1863.8294 | 4870.0138 | 52.5241 | 6.1422 | 0.70351 | 10182.8023 | 5017 | 7
2004 | 7 | 27 | 24 | 0.0020483 | 0.0012797 | 0.0024325 | 0.0034558 | 0.00017585 | 1.098e-05 | 1.1545e-05 | 0.0094147 |  | 2035.4558 | 1114.9877 | 1790.3343 | 4957.0574 | 52.5241 | 6.1422 | 0.70351 | 9957.2051 | 5018 | 7
2004 | 7 | 28 | 1 | 0.0017272 | 0.0012787 | 0.0022432 | 0.0033449 | 0.00017585 | 1.098e-05 | 1.1545e-05 | 0.0087924 |  | 1716.3424 | 1114.1366 | 1650.9905 | 4797.9354 | 52.5241 | 6.1422 | 0.70351 | 9338.7748 | 5019 | 7
2004 | 7 | 28 | 2 | 0.0014219 | 0.0013465 | 0.0022446 | 0.00339 | 0.00017585 | 1.098e-05 | 1.1545e-05 | 0.0086014 |  | 1412.9391 | 1173.2246 | 1652.032 | 4862.6024 | 52.5241 | 6.1422 | 0.70351 | 9160.1679 | 5020 | 7
2004 | 7 | 28 | 3 | 0.0012214 | 0.001354 | 0.0022096 | 0.0034452 | 0.00017585 | 1.098e-05 | 1.1545e-05 | 0.0084286 |  | 1213.7698 | 1179.7374 | 1626.2665 | 4941.8319 | 52.5241 | 6.1422 | 0.70351 | 9020.9754 | 5021 | 7
2004 | 7 | 28 | 4 | 0.0010782 | 0.0014118 | 0.0021987 | 0.0033333 | 0.00017585 | 1.098e-05 | 1.1545e-05 | 0.0082205 |  | 1071.4657 | 1230.1301 | 1618.218 | 4781.36 | 52.5241 | 6.1422 | 0.70351 | 8760.5436 | 5022 | 7
2004 | 7 | 28 | 5 | 0.0010413 | 0.0014572 | 0.0022342 | 0.003289 | 0.00017585 | 1.098e-05 | 1.1545e-05 | 0.0082201 |  | 1034.7549 | 1269.6496 | 1644.339 | 4717.7822 | 52.5241 | 6.1422 | 0.70351 | 8725.8955 | 5023 | 7
2004 | 7 | 28 | 6 | 0.0010651 | 0.0015868 | 0.002407 | 0.0030912 | 0 | 0 | 1.1545e-05 | 0.0081616 |  | 1058.4174 | 1382.5457 | 1771.5465 | 4433.9906 | 0 | 0 | 0.70351 | 8647.2037 | 5024 | 7
2004 | 7 | 28 | 7 | 0.0012719 | 0.0017149 | 0.002785 | 0.0032142 | 0 | 0 | 1.1545e-05 | 0.0089976 |  | 1263.896 | 1494.2041 | 2049.776 | 4610.4457 | 0 | 0 | 0.70351 | 9419.0253 | 5025 | 7
2004 | 7 | 28 | 8 | 0.0015444 | 0.0017802 | 0.0029272 | 0.003567 | 0 | 0 | 1.1545e-05 | 0.0098304 |  | 1534.6903 | 1551.0781 | 2154.4064 | 5116.5584 | 0 | 0 | 0.70351 | 10357.4367 | 5026 | 7
2004 | 7 | 28 | 9 | 0.0017997 | 0.0017884 | 0.0030226 | 0.0036962 | 0 | 0 | 1.1545e-05 | 0.010319 |  | 1788.4353 | 1558.2312 | 2224.6419 | 5301.8456 | 0 | 0 | 0.70351 | 10873.8576 | 5027 | 7
2004 | 7 | 28 | 10 | 0.0020415 | 0.0017658 | 0.0031142 | 0.0037166 | 0 | 0 | 1.1545e-05 | 0.01065 |  | 2028.7499 | 1538.5701 | 2292.0218 | 5331.113 | 0 | 0 | 0.70351 | 11191.1583 | 5028 | 7
2004 | 7 | 28 | 11 | 0.0024257 | 0.0017365 | 0.0031772 | 0.0037321 | 0 | 0 | 1.1545e-05 | 0.011083 |  | 2410.5109 | 1513.004 | 2338.4089 | 5353.2999 | 0 | 0 | 0.70351 | 11615.9272 | 5029 | 7
2004 | 7 | 28 | 12 | 0.0030833 | 0.0014979 | 0.0031803 | 0.0037018 | 0 | 0 | 1.1545e-05 | 0.011475 |  | 3064.0077 | 1305.1213 | 2340.6874 | 5309.8965 | 0 | 0 | 0.70351 | 12020.4163 | 5030 | 7
2004 | 7 | 28 | 13 | 0.0030578 | 0.0015015 | 0.0032797 | 0.0037617 | 0 | 0 | 1.1545e-05 | 0.011612 |  | 3038.613 | 1308.2818 | 2413.8013 | 5395.8035 | 0 | 0 | 0.70351 | 12157.2031 | 5031 | 7
2004 | 7 | 28 | 14 | 0.0028996 | 0.0015405 | 0.0032469 | 0.0037383 | 0 | 0 | 1.1545e-05 | 0.011437 |  | 2881.4004 | 1342.2591 | 2389.6685 | 5362.2979 | 0 | 0 | 0.70351 | 11976.3294 | 5032 | 7
2004 | 7 | 28 | 15 | 0.0032904 | 0.0014282 | 0.0031147 | 0.003248 | 0 | 0 | 1.1545e-05 | 0.011093 |  | 3269.785 | 1244.4029 | 2292.387 | 4658.9877 | 0 | 0 | 0.70351 | 11466.2661 | 5033 | 7
2004 | 7 | 28 | 16 | 0.0041351 | 0.0012202 | 0.0029445 | 0.0034404 | 0 | 0 | 1.1545e-05 | 0.011752 |  | 4109.2051 | 1063.1276 | 2167.137 | 4934.8938 | 0 | 0 | 0.70351 | 12275.067 | 5034 | 7
2004 | 7 | 28 | 17 | 0.0040262 | 0.0012511 | 0.0028391 | 0.0035845 | 0 | 0 | 1.1545e-05 | 0.011712 |  | 4000.9389 | 1090.0446 | 2089.5409 | 5141.6107 | 0 | 0 | 0.70351 | 12322.8385 | 5035 | 7
2004 | 7 | 28 | 18 | 0.0031 | 0.001435 | 0.0027744 | 0.0034586 | 0 | 0 | 1.1545e-05 | 0.01078 |  | 3080.6023 | 1250.3049 | 2041.9705 | 4960.988 | 0 | 0 | 0.70351 | 11334.5692 | 5036 | 7
2004 | 7 | 28 | 19 | 0.0028869 | 0.0013675 | 0.0027609 | 0.0035708 | 0 | 0 | 1.1545e-05 | 0.010598 |  | 2868.7813 | 1191.538 | 2032.028 | 5121.9573 | 0 | 0 | 0.70351 | 11215.0082 | 5037 | 7
2004 | 7 | 28 | 20 | 0.003015 | 0.001369 | 0.0027111 | 0.003527 | 4.3962e-05 | 2.7449e-06 | 1.1545e-05 | 0.01068 |  | 2996.1216 | 1192.8004 | 1995.3218 | 5059.1844 | 13.131 | 1.5356 | 0.70351 | 11258.7983 | 5038 | 7
2004 | 7 | 28 | 21 | 0.0035921 | 0.0012193 | 0.0026759 | 0.0035247 | 0.00017585 | 1.098e-05 | 1.1545e-05 | 0.01121 |  | 3569.5965 | 1062.3446 | 1969.4533 | 5055.8931 | 52.5241 | 6.1422 | 0.70351 | 11716.6573 | 5039 | 7
2004 | 7 | 28 | 22 | 0.003353 | 0.0011513 | 0.0025807 | 0.0035797 | 0.00017585 | 1.098e-05 | 1.1545e-05 | 0.010863 |  | 3331.9884 | 1003.0981 | 1899.4009 | 5134.7911 | 52.5241 | 6.1422 | 0.70351 | 11428.6483 | 5040 | 7
2004 | 7 | 28 | 23 | 0.0023294 | 0.0012514 | 0.0024773 | 0.0036071 | 0.00017585 | 1.098e-05 | 1.1545e-05 | 0.0098637 |  | 2314.8369 | 1090.3492 | 1823.2924 | 5174.0505 | 52.5241 | 6.1422 | 0.70351 | 10461.8988 | 5041 | 7
2004 | 7 | 28 | 24 | 0.0020616 | 0.0012797 | 0.0023984 | 0.0035037 | 0.00017585 | 1.098e-05 | 1.1545e-05 | 0.0094418 |  | 2048.6895 | 1114.9877 | 1765.2342 | 5025.6786 | 52.5241 | 6.1422 | 0.70351 | 10013.9598 | 5042 | 7
2004 | 7 | 29 | 1 | 0.0018136 | 0.0012787 | 0.0022786 | 0.0034682 | 0.00017585 | 1.098e-05 | 1.1545e-05 | 0.0090375 |  | 1802.2542 | 1114.1366 | 1677.0096 | 4974.8402 | 52.5241 | 6.1422 | 0.70351 | 9627.6103 | 5043 | 7
2004 | 7 | 29 | 2 | 0.0014979 | 0.0013465 | 0.0022714 | 0.0034613 | 0.00017585 | 1.098e-05 | 1.1545e-05 | 0.0087755 |  | 1488.4769 | 1173.2246 | 1671.7537 | 4964.8951 | 52.5241 | 6.1422 | 0.70351 | 9357.7201 | 5044 | 7
2004 | 7 | 29 | 3 | 0.0012925 | 0.001354 | 0.0022209 | 0.0033518 | 0.00017585 | 1.098e-05 | 1.1545e-05 | 0.0084176 |  | 1284.436 | 1179.7374 | 1634.5906 | 4807.8093 | 52.5241 | 6.1422 | 0.70351 | 8965.9431 | 5045 | 7
2004 | 7 | 29 | 4 | 0.0011469 | 0.0014118 | 0.0022169 | 0.0033469 | 0.00017585 | 1.098e-05 | 1.1545e-05 | 0.0083209 |  | 1139.721 | 1230.1301 | 1631.6201 | 4800.753 | 52.5241 | 6.1422 | 0.70351 | 8861.5939 | 5046 | 7
2004 | 7 | 29 | 5 | 0.0011118 | 0.0014572 | 0.0022569 | 0.0034131 | 0.00017585 | 1.098e-05 | 1.1545e-05 | 0.0084374 |  | 1104.8579 | 1269.6496 | 1661.0636 | 4895.8237 | 52.5241 | 6.1422 | 0.70351 | 8990.7646 | 5047 | 7
2004 | 7 | 29 | 6 | 0.0011452 | 0.0015868 | 0.0024929 | 0.0033865 | 0 | 0 | 1.1545e-05 | 0.0086229 |  | 1138.0203 | 1382.5457 | 1834.7428 | 4857.6296 | 0 | 0 | 0.70351 | 9213.6418 | 5048 | 7
2004 | 7 | 29 | 7 | 0.0013546 | 0.0017149 | 0.0027744 | 0.0033172 | 0 | 0 | 1.1545e-05 | 0.0091726 |  | 1346.0809 | 1494.2041 | 2041.9446 | 4758.1782 | 0 | 0 | 0.70351 | 9641.1114 | 5049 | 7
2004 | 7 | 29 | 8 | 0.0016376 | 0.0017802 | 0.0029448 | 0.0036381 | 0 | 0 | 1.1545e-05 | 0.010012 |  | 1627.3233 | 1551.0781 | 2167.3687 | 5218.4723 | 0 | 0 | 0.70351 | 10564.946 | 5050 | 7
2004 | 7 | 29 | 9 | 0.001898 | 0.0017884 | 0.0030509 | 0.0034463 | 0 | 0 | 1.1545e-05 | 0.010195 |  | 1886.0864 | 1558.2312 | 2245.4116 | 4943.3471 | 0 | 0 | 0.70351 | 10633.7799 | 5051 | 7
2004 | 7 | 29 | 10 | 0.0021457 | 0.0017658 | 0.0031295 | 0.0036657 | 0 | 0 | 1.1545e-05 | 0.010718 |  | 2132.2773 | 1538.5701 | 2303.2883 | 5258.0397 | 0 | 0 | 0.70351 | 11232.8789 | 5052 | 7
2004 | 7 | 29 | 11 | 0.0025347 | 0.0017365 | 0.0031787 | 0.0035836 | 0 | 0 | 1.1545e-05 | 0.011045 |  | 2518.7931 | 1513.004 | 2339.5061 | 5140.332 | 0 | 0 | 0.70351 | 11512.3387 | 5053 | 7
2004 | 7 | 29 | 12 | 0.003199 | 0.0014979 | 0.0031804 | 0.0035433 | 0 | 0 | 1.1545e-05 | 0.011432 |  | 3178.9712 | 1305.1213 | 2340.7795 | 5082.4605 | 0 | 0 | 0.70351 | 11908.0359 | 5054 | 7
2004 | 7 | 29 | 13 | 0.0031871 | 0.0015015 | 0.0033364 | 0.0034027 | 0 | 0 | 1.1545e-05 | 0.011439 |  | 3167.1312 | 1308.2818 | 2455.5839 | 4880.8824 | 0 | 0 | 0.70351 | 11812.5828 | 5055 | 7
2004 | 7 | 29 | 14 | 0.0030338 | 0.0015405 | 0.0032781 | 0.0033849 | 0 | 0 | 1.1545e-05 | 0.011249 |  | 3014.7501 | 1342.2591 | 2412.6421 | 4855.3092 | 0 | 0 | 0.70351 | 11625.6639 | 5056 | 7
2004 | 7 | 29 | 15 | 0.003431 | 0.0014282 | 0.0032391 | 0.0034466 | 0 | 0 | 1.1545e-05 | 0.011556 |  | 3409.4637 | 1244.4029 | 2383.9517 | 4943.8919 | 0 | 0 | 0.70351 | 11982.4137 | 5057 | 7
2004 | 7 | 29 | 16 | 0.0042851 | 0.0012202 | 0.0029945 | 0.0034209 | 0 | 0 | 1.1545e-05 | 0.011932 |  | 4258.2682 | 1063.1276 | 2203.8956 | 4906.929 | 0 | 0 | 0.70351 | 12432.9239 | 5058 | 7
2004 | 7 | 29 | 17 | 0.0041896 | 0.0012511 | 0.0028339 | 0.0034128 | 0 | 0 | 1.1545e-05 | 0.011699 |  | 4163.3231 | 1090.0446 | 2085.702 | 4895.3975 | 0 | 0 | 0.70351 | 12235.1707 | 5059 | 7
2004 | 7 | 29 | 18 | 0.0032557 | 0.001435 | 0.0027986 | 0.0032914 | 0 | 0 | 1.1545e-05 | 0.010792 |  | 3235.3336 | 1250.3049 | 2059.7361 | 4721.2392 | 0 | 0 | 0.70351 | 11267.3173 | 5060 | 7
2004 | 7 | 29 | 19 | 0.0030371 | 0.0013675 | 0.0028019 | 0.0034934 | 0 | 0 | 1.1545e-05 | 0.010712 |  | 3018.0228 | 1191.538 | 2062.2115 | 5010.9742 | 0 | 0 | 0.70351 | 11283.4499 | 5061 | 7
2004 | 7 | 29 | 20 | 0.0031524 | 0.001369 | 0.0027438 | 0.0034387 | 4.3962e-05 | 2.7449e-06 | 1.1545e-05 | 0.010762 |  | 3132.6722 | 1192.8004 | 2019.4541 | 4932.4312 | 13.131 | 1.5356 | 0.70351 | 11292.728 | 5062 | 7
2004 | 7 | 29 | 21 | 0.0037321 | 0.0012193 | 0.0027019 | 0.0034013 | 0.00017585 | 1.098e-05 | 1.1545e-05 | 0.011253 |  | 3708.7188 | 1062.3446 | 1988.5549 | 4878.7986 | 52.5241 | 6.1422 | 0.70351 | 11697.7867 | 5063 | 7
2004 | 7 | 29 | 22 | 0.0034843 | 0.0011513 | 0.0025931 | 0.003393 | 0.00017585 | 1.098e-05 | 1.1545e-05 | 0.01082 |  | 3462.4891 | 1003.0981 | 1908.4691 | 4866.9354 | 52.5241 | 6.1422 | 0.70351 | 11300.3616 | 5064 | 7
2004 | 7 | 29 | 23 | 0.0024426 | 0.0012514 | 0.0025026 | 0.0034135 | 0.00017585 | 1.098e-05 | 1.1545e-05 | 0.0098085 |  | 2427.2976 | 1090.3492 | 1841.8858 | 4896.3685 | 52.5241 | 6.1422 | 0.70351 | 10315.2709 | 5065 | 7
2004 | 7 | 29 | 24 | 0.0021576 | 0.0012797 | 0.0023873 | 0.0032632 | 0.00017585 | 1.098e-05 | 1.1545e-05 | 0.0092863 |  | 2144.1106 | 1114.9877 | 1757.0655 | 4680.7957 | 52.5241 | 6.1422 | 0.70351 | 9756.3294 | 5066 | 7
2004 | 7 | 30 | 1 | 0.0017579 | 0.0014215 | 0.0022975 | 0.0032269 | 0.00017585 | 1.098e-05 | 1.1545e-05 | 0.0089022 |  | 1746.8781 | 1238.564 | 1690.9412 | 4628.7021 | 52.5241 | 6.1422 | 0.70351 | 9364.4551 | 5067 | 7
2004 | 7 | 30 | 2 | 0.0014468 | 0.0014825 | 0.0022751 | 0.0032739 | 0.00017585 | 1.098e-05 | 1.1545e-05 | 0.0086767 |  | 1437.7751 | 1291.7163 | 1674.4745 | 4696.0687 | 52.5241 | 6.1422 | 0.70351 | 9159.4045 | 5068 | 7
2004 | 7 | 30 | 3 | 0.0013037 | 0.0014828 | 0.0022208 | 0.0032454 | 0.00017585 | 1.098e-05 | 1.1545e-05 | 0.008451 |  | 1295.4902 | 1291.9549 | 1634.4647 | 4655.1989 | 52.5241 | 6.1422 | 0.70351 | 8936.4785 | 5069 | 7
2004 | 7 | 30 | 4 | 0.0010691 | 0.0016288 | 0.002232 | 0.0032717 | 0.00017585 | 1.098e-05 | 1.1545e-05 | 0.0084 |  | 1062.3713 | 1419.1604 | 1642.7195 | 4693.0141 | 52.5241 | 6.1422 | 0.70351 | 8876.6351 | 5070 | 7
2004 | 7 | 30 | 5 | 0.00096528 | 0.0016799 | 0.0022672 | 0.0032672 | 0.00017585 | 1.098e-05 | 1.1545e-05 | 0.008378 |  | 959.2286 | 1463.7221 | 1668.6553 | 4686.4314 | 52.5241 | 6.1422 | 0.70351 | 8837.4073 | 5071 | 7
2004 | 7 | 30 | 6 | 0.00094607 | 0.0018226 | 0.0024944 | 0.0031276 | 0 | 0 | 1.1545e-05 | 0.0084022 |  | 940.1376 | 1588.0477 | 1835.8551 | 4486.25 | 0 | 0 | 0.70351 | 8850.994 | 5072 | 7
2004 | 7 | 30 | 7 | 0.0013624 | 0.0017644 | 0.0028076 | 0.0033567 | 0 | 0 | 1.1545e-05 | 0.0093027 |  | 1353.8765 | 1537.3213 | 2066.3855 | 4814.8656 | 0 | 0 | 0.70351 | 9773.1524 | 5073 | 7
2004 | 7 | 30 | 8 | 0.0014147 | 0.0019037 | 0.0030401 | 0.0035692 | 0 | 0 | 1.1545e-05 | 0.0099392 |  | 1405.8223 | 1658.6986 | 2237.4565 | 5119.6838 | 0 | 0 | 0.70351 | 10422.3646 | 5074 | 7
2004 | 7 | 30 | 9 | 0.0017879 | 0.0020026 | 0.003081 | 0.0034343 | 0 | 0 | 1.1545e-05 | 0.010317 |  | 1776.6661 | 1744.8804 | 2267.622 | 4926.1089 | 0 | 0 | 0.70351 | 10715.9809 | 5075 | 7
2004 | 7 | 30 | 10 | 0.0018945 | 0.0020099 | 0.0031693 | 0.0037126 | 0 | 0 | 1.1545e-05 | 0.010798 |  | 1882.6208 | 1751.2158 | 2332.5987 | 5325.4297 | 0 | 0 | 0.70351 | 11292.5685 | 5076 | 7
2004 | 7 | 30 | 11 | 0.0022457 | 0.001936 | 0.0032667 | 0.0036937 | 0 | 0 | 1.1545e-05 | 0.011154 |  | 2231.5879 | 1686.7915 | 2404.2788 | 5298.2938 | 0 | 0 | 0.70351 | 11621.6556 | 5077 | 7
2004 | 7 | 30 | 12 | 0.0027475 | 0.0017612 | 0.0031717 | 0.0035946 | 0 | 0 | 1.1545e-05 | 0.011286 |  | 2730.2262 | 1534.5469 | 2334.3132 | 5156.1258 | 0 | 0 | 0.70351 | 11755.9156 | 5078 | 7
2004 | 7 | 30 | 13 | 0.0031567 | 0.001605 | 0.0031935 | 0.0035685 | 0 | 0 | 1.1545e-05 | 0.011535 |  | 3136.8745 | 1398.4047 | 2350.3638 | 5118.6185 | 0 | 0 | 0.70351 | 12004.9651 | 5079 | 7
2004 | 7 | 30 | 14 | 0.0030464 | 0.0015897 | 0.0031048 | 0.0034768 | 0 | 0 | 1.1545e-05 | 0.011229 |  | 3027.2795 | 1385.0901 | 2285.1225 | 4987.1058 | 0 | 0 | 0.70351 | 11685.3015 | 5080 | 7
2004 | 7 | 30 | 15 | 0.0028544 | 0.0016417 | 0.0030637 | 0.0031027 | 0 | 0 | 1.1545e-05 | 0.010674 |  | 2836.4983 | 1430.3964 | 2254.8697 | 4450.4714 | 0 | 0 | 0.70351 | 10972.9394 | 5081 | 7
2004 | 7 | 30 | 16 | 0.0040488 | 0.0012716 | 0.0028969 | 0.0034158 | 0 | 0 | 1.1545e-05 | 0.011645 |  | 4023.3997 | 1107.9303 | 2132.0621 | 4899.6358 | 0 | 0 | 0.70351 | 12163.7313 | 5082 | 7
2004 | 7 | 30 | 17 | 0.0043603 | 0.0011736 | 0.0028444 | 0.0034015 | 0 | 0 | 1.1545e-05 | 0.011791 |  | 4332.9914 | 1022.5457 | 2093.4368 | 4879.1065 | 0 | 0 | 0.70351 | 12328.784 | 5083 | 7
2004 | 7 | 30 | 18 | 0.0038345 | 0.0012727 | 0.0028023 | 0.003415 | 0 | 0 | 1.1545e-05 | 0.011336 |  | 3810.5086 | 1108.8998 | 2062.4962 | 4898.476 | 0 | 0 | 0.70351 | 11881.0841 | 5084 | 7
2004 | 7 | 30 | 19 | 0.0030843 | 0.0014565 | 0.0027717 | 0.0033945 | 0 | 0 | 1.1545e-05 | 0.010719 |  | 3065.0083 | 1269.053 | 2039.9741 | 4869.1378 | 0 | 0 | 0.70351 | 11243.8766 | 5085 | 7
2004 | 7 | 30 | 20 | 0.0027627 | 0.0014869 | 0.0027166 | 0.0032879 | 4.3962e-05 | 2.7449e-06 | 1.1545e-05 | 0.010312 |  | 2745.3303 | 1295.5703 | 1999.4042 | 4716.1485 | 13.131 | 1.5356 | 0.70351 | 10771.8234 | 5086 | 7
2004 | 7 | 30 | 21 | 0.003353 | 0.0012667 | 0.0026874 | 0.0033407 | 0.00017585 | 1.098e-05 | 1.1545e-05 | 0.010846 |  | 3331.9359 | 1103.7083 | 1977.9254 | 4791.9444 | 52.5241 | 6.1422 | 0.70351 | 11264.8839 | 5087 | 7
2004 | 7 | 30 | 22 | 0.0034517 | 0.0011554 | 0.0025209 | 0.0030168 | 0.00017585 | 1.098e-05 | 1.1545e-05 | 0.010343 |  | 3430.0869 | 1006.6812 | 1855.3913 | 4327.2698 | 52.5241 | 6.1422 | 0.70351 | 10678.7991 | 5088 | 7
2004 | 7 | 30 | 23 | 0.0029447 | 0.0010597 | 0.0024437 | 0.0025461 | 0.00017585 | 1.098e-05 | 1.1545e-05 | 0.0091925 |  | 2926.2025 | 923.2689 | 1798.5267 | 3652.1611 | 52.5241 | 6.1422 | 0.70351 | 9359.529 | 5089 | 7
2004 | 7 | 30 | 24 | 0.0021934 | 0.0011746 | 0.0023547 | 0.0027788 | 0.00017585 | 1.098e-05 | 1.1545e-05 | 0.0086998 |  | 2179.6383 | 1023.389 | 1733.0313 | 3985.8678 | 52.5241 | 6.1422 | 0.70351 | 8981.2963 | 5090 | 7
2004 | 7 | 31 | 1 | 0.0019392 | 0.0013345 | 0.0022503 | 0.00274 | 0.00017585 | 1.098e-05 | 1.1545e-05 | 0.0084624 |  | 1927.0543 | 1162.7613 | 1656.2293 | 3930.1985 | 52.5241 | 6.1422 | 0.70351 | 8735.6132 | 5091 | 7
2004 | 7 | 31 | 2 | 0.0015882 | 0.0013901 | 0.0022246 | 0.0027396 | 0.00017585 | 1.098e-05 | 1.1545e-05 | 0.0081408 |  | 1578.27 | 1211.1827 | 1637.2815 | 3929.6304 | 52.5241 | 6.1422 | 0.70351 | 8415.7344 | 5092 | 7
2004 | 7 | 31 | 3 | 0.0013402 | 0.0014291 | 0.0021595 | 0.0027429 | 0.00017585 | 1.098e-05 | 1.1545e-05 | 0.0078701 |  | 1331.8207 | 1245.1993 | 1589.3782 | 3934.3662 | 52.5241 | 6.1422 | 0.70351 | 8160.1342 | 5093 | 7
2004 | 7 | 31 | 4 | 0.0012648 | 0.0014341 | 0.0021743 | 0.0027622 | 0.00017585 | 1.098e-05 | 1.1545e-05 | 0.0078337 |  | 1256.8249 | 1249.5503 | 1600.2433 | 3962.0941 | 52.5241 | 6.1422 | 0.70351 | 8128.0824 | 5094 | 7
2004 | 7 | 31 | 5 | 0.0010485 | 0.00148 | 0.0021813 | 0.0027951 | 0.00017585 | 1.098e-05 | 1.1545e-05 | 0.0077032 |  | 1041.9484 | 1289.4959 | 1605.436 | 4009.2388 | 52.5241 | 6.1422 | 0.70351 | 8005.4889 | 5095 | 7
2004 | 7 | 31 | 6 | 0.0011495 | 0.0015401 | 0.0022309 | 0.0027002 | 0 | 0 | 1.1545e-05 | 0.0076322 |  | 1142.3379 | 1341.8506 | 1641.8927 | 3873.2034 | 0 | 0 | 0.70351 | 7999.9881 | 5096 | 7
2004 | 7 | 31 | 7 | 0.0013425 | 0.0016595 | 0.002309 | 0.0023206 | 0 | 0 | 1.1545e-05 | 0.0076432 |  | 1334.0889 | 1445.8839 | 1699.4438 | 3328.6604 | 0 | 0 | 0.70351 | 7808.7804 | 5097 | 7
2004 | 7 | 31 | 8 | 0.0016942 | 0.0016601 | 0.0024022 | 0.0025081 | 0 | 0 | 1.1545e-05 | 0.0082762 |  | 1683.5733 | 1446.4496 | 1768.0168 | 3597.6524 | 0 | 0 | 0.70351 | 8496.3955 | 5098 | 7
2004 | 7 | 31 | 9 | 0.0020083 | 0.0017139 | 0.0024385 | 0.0024649 | 0 | 0 | 1.1545e-05 | 0.0086372 |  | 1995.7094 | 1493.2725 | 1794.7487 | 3535.7082 | 0 | 0 | 0.70351 | 8820.1422 | 5099 | 7
2004 | 7 | 31 | 10 | 0.0023695 | 0.001687 | 0.0024754 | 0.0021947 | 0 | 0 | 1.1545e-05 | 0.0087381 |  | 2354.5953 | 1469.8613 | 1821.9046 | 3148.085 | 0 | 0 | 0.70351 | 8795.1497 | 5100 | 7
2004 | 7 | 31 | 11 | 0.0027272 | 0.0016021 | 0.0025012 | 0.0022235 | 0 | 0 | 1.1545e-05 | 0.0090656 |  | 2710.1111 | 1395.9295 | 1840.8418 | 3189.4282 | 0 | 0 | 0.70351 | 9137.0142 | 5101 | 7
2004 | 7 | 31 | 12 | 0.0027854 | 0.0016238 | 0.0024886 | 0.0022612 | 0 | 0 | 1.1545e-05 | 0.0091705 |  | 2767.9048 | 1414.8464 | 1831.5646 | 3243.5109 | 0 | 0 | 0.70351 | 9258.5303 | 5102 | 7
2004 | 7 | 31 | 13 | 0.0030239 | 0.001503 | 0.002509 | 0.0023224 | 0 | 0 | 1.1545e-05 | 0.0093699 |  | 3004.9831 | 1309.5684 | 1846.5841 | 3331.2648 | 0 | 0 | 0.70351 | 9493.1038 | 5103 | 7
2004 | 7 | 31 | 14 | 0.0029481 | 0.0014775 | 0.0025402 | 0.0024171 | 0 | 0 | 1.1545e-05 | 0.0093945 |  | 2929.6144 | 1287.3775 | 1869.5764 | 3467.1108 | 0 | 0 | 0.70351 | 9554.3826 | 5104 | 7
2004 | 7 | 31 | 15 | 0.0032875 | 0.0013238 | 0.0025253 | 0.0025274 | 0 | 0 | 1.1545e-05 | 0.0096756 |  | 3266.8712 | 1153.4547 | 1858.6089 | 3625.3567 | 0 | 0 | 0.70351 | 9904.995 | 5105 | 7
2004 | 7 | 31 | 16 | 0.0034759 | 0.0012967 | 0.0025456 | 0.0028319 | 0 | 0 | 1.1545e-05 | 0.010162 |  | 3454.0607 | 1129.8444 | 1873.5273 | 4062.1374 | 0 | 0 | 0.70351 | 10520.2732 | 5106 | 7
2004 | 7 | 31 | 17 | 0.0034422 | 0.0013229 | 0.0025339 | 0.0025829 | 0 | 0 | 1.1545e-05 | 0.0098935 |  | 3420.6563 | 1152.6729 | 1864.9015 | 3704.9414 | 0 | 0 | 0.70351 | 10143.8756 | 5107 | 7
2004 | 7 | 31 | 18 | 0.0038945 | 0.0010866 | 0.0024929 | 0.0027861 | 0 | 0 | 1.1545e-05 | 0.010272 |  | 3870.0806 | 946.7903 | 1834.7347 | 3996.3813 | 0 | 0 | 0.70351 | 10648.6904 | 5108 | 7
2004 | 7 | 31 | 19 | 0.0042356 | 0.00094291 | 0.0023951 | 0.0026462 | 0 | 0 | 1.1545e-05 | 0.010231 |  | 4209.092 | 821.5485 | 1762.7982 | 3795.6551 | 0 | 0 | 0.70351 | 10589.7972 | 5109 | 7
2004 | 7 | 31 | 20 | 0.0038158 | 0.0010607 | 0.0023105 | 0.0027786 | 4.3962e-05 | 2.7449e-06 | 1.1545e-05 | 0.010024 |  | 3791.9239 | 924.2118 | 1700.5039 | 3985.6306 | 13.131 | 1.5356 | 0.70351 | 10417.6403 | 5110 | 7
2004 | 7 | 31 | 21 | 0.003511 | 0.0011434 | 0.0022723 | 0.0025716 | 0.00017585 | 1.098e-05 | 1.1545e-05 | 0.0096966 |  | 3488.9724 | 996.2332 | 1672.3761 | 3688.6499 | 52.5241 | 6.1422 | 0.70351 | 9905.6014 | 5111 | 7
2004 | 7 | 31 | 22 | 0.0037568 | 0.00099451 | 0.0022534 | 0.0021968 | 0.00017585 | 1.098e-05 | 1.1545e-05 | 0.0093998 |  | 3733.2401 | 866.5079 | 1658.4607 | 3151.0918 | 52.5241 | 6.1422 | 0.70351 | 9468.6703 | 5112 | 7
2004 | 7 | 31 | 23 | 0.0028205 | 0.0011908 | 0.0021475 | 0.0018819 | 0.00017585 | 1.098e-05 | 1.1545e-05 | 0.0082391 |  | 2802.8385 | 1037.5568 | 1580.512 | 2699.3933 | 52.5241 | 6.1422 | 0.70351 | 8179.6705 | 5113 | 7
2004 | 7 | 31 | 24 | 0.0023447 | 0.0012238 | 0.0021109 | 0.0017603 | 0.00017585 | 1.098e-05 | 1.1545e-05 | 0.0076381 |  | 2329.9859 | 1066.2921 | 1553.6104 | 2524.9746 | 52.5241 | 6.1422 | 0.70351 | 7534.2328 | 5114 | 7
2004 | 8 | 1 | 1 | 0.0016481 | 0.0012071 | 0.0019788 | 0.0017381 | 0.00017585 | 9.2169e-06 | 1.1329e-05 | 0.0067685 |  | 1637.8086 | 1051.7217 | 1456.3774 | 2493.1502 | 52.5241 | 5.156 | 0.69035 | 6697.4284 | 5115 | 8
2004 | 8 | 1 | 2 | 0.0013848 | 0.0012379 | 0.0019968 | 0.0017463 | 0.00017585 | 9.2169e-06 | 1.1329e-05 | 0.0065621 |  | 1376.0787 | 1078.5496 | 1469.6223 | 2504.8476 | 52.5241 | 5.156 | 0.69035 | 6487.4687 | 5116 | 8
2004 | 8 | 1 | 3 | 0.001028 | 0.0012847 | 0.0019235 | 0.0017103 | 0.00017585 | 9.2169e-06 | 1.1329e-05 | 0.0061429 |  | 1021.5663 | 1119.3338 | 1415.6752 | 2453.3223 | 52.5241 | 5.156 | 0.69035 | 6068.2682 | 5117 | 8
2004 | 8 | 1 | 4 | 0.00088988 | 0.0012965 | 0.0019535 | 0.0016941 | 0.00017585 | 9.2169e-06 | 1.1329e-05 | 0.0060304 |  | 884.3 | 1129.6498 | 1437.7657 | 2430.0696 | 52.5241 | 5.156 | 0.69035 | 5940.1557 | 5118 | 8
2004 | 8 | 1 | 5 | 0.0008176 | 0.0013866 | 0.0019501 | 0.0016857 | 0.00017585 | 9.2169e-06 | 1.1329e-05 | 0.0060364 |  | 812.4782 | 1208.1317 | 1435.2629 | 2418.0408 | 52.5241 | 5.156 | 0.69035 | 5932.2841 | 5119 | 8
2004 | 8 | 1 | 6 | 0.00076653 | 0.0014187 | 0.0018997 | 0.0016993 | 0 | 0 | 1.1329e-05 | 0.0057955 |  | 761.7207 | 1236.0938 | 1398.1773 | 2437.4574 | 0 | 0 | 0.69035 | 5834.1395 | 5120 | 8
2004 | 8 | 1 | 7 | 0.0012084 | 0.001459 | 0.001972 | 0.0016644 | 0 | 0 | 1.1329e-05 | 0.0063151 |  | 1200.8283 | 1271.2272 | 1451.3902 | 2387.3529 | 0 | 0 | 0.69035 | 6311.4891 | 5121 | 8
2004 | 8 | 1 | 8 | 0.0014156 | 0.0015813 | 0.0022101 | 0.0016789 | 0 | 0 | 1.1329e-05 | 0.0068973 |  | 1406.6971 | 1377.8148 | 1626.5924 | 2408.2851 | 0 | 0 | 0.69035 | 6820.0797 | 5122 | 8
2004 | 8 | 1 | 9 | 0.0019561 | 0.0015681 | 0.0022379 | 0.0017192 | 0 | 0 | 1.1329e-05 | 0.0074926 |  | 1943.862 | 1366.267 | 1647.0519 | 2466.0615 | 0 | 0 | 0.69035 | 7423.9329 | 5123 | 8
2004 | 8 | 1 | 10 | 0.002265 | 0.0015175 | 0.0022171 | 0.0017699 | 0 | 0 | 1.1329e-05 | 0.0077809 |  | 2250.7956 | 1322.1964 | 1631.7992 | 2538.7557 | 0 | 0 | 0.69035 | 7744.2373 | 5124 | 8
2004 | 8 | 1 | 11 | 0.0023909 | 0.0014804 | 0.0023857 | 0.0017428 | 0 | 0 | 1.1329e-05 | 0.0080111 |  | 2375.8842 | 1289.8976 | 1755.8499 | 2499.8276 | 0 | 0 | 0.69035 | 7922.1497 | 5125 | 8
2004 | 8 | 1 | 12 | 0.0028314 | 0.0012563 | 0.0023792 | 0.0017719 | 0 | 0 | 1.1329e-05 | 0.0082501 |  | 2813.6288 | 1094.6055 | 1751.0403 | 2541.6919 | 0 | 0 | 0.69035 | 8201.6568 | 5126 | 8
2004 | 8 | 1 | 13 | 0.0026425 | 0.001225 | 0.0023766 | 0.0018044 | 0 | 0 | 1.1329e-05 | 0.0080598 |  | 2625.8866 | 1067.3134 | 1749.1826 | 2588.292 | 0 | 0 | 0.69035 | 8031.3649 | 5127 | 8
2004 | 8 | 1 | 14 | 0.0028147 | 0.0014127 | 0.002393 | 0.0018117 | 0 | 0 | 1.1329e-05 | 0.0084435 |  | 2797.0808 | 1230.8989 | 1761.2153 | 2598.7107 | 0 | 0 | 0.69035 | 8388.5961 | 5128 | 8
2004 | 8 | 1 | 15 | 0.0029352 | 0.0012272 | 0.0024024 | 0.0018011 | 0 | 0 | 1.1329e-05 | 0.0083772 |  | 2916.7927 | 1069.2124 | 1768.1375 | 2583.5088 | 0 | 0 | 0.69035 | 8338.3418 | 5129 | 8
2004 | 8 | 1 | 16 | 0.0034952 | 0.0011492 | 0.0023825 | 0.0017527 | 0 | 0 | 1.1329e-05 | 0.0087909 |  | 3473.3116 | 1001.2639 | 1753.4825 | 2514.1297 | 0 | 0 | 0.69035 | 8742.8781 | 5130 | 8
2004 | 8 | 1 | 17 | 0.003949 | 0.0010182 | 0.00233 | 0.0017909 | 0 | 0 | 1.1329e-05 | 0.0090994 |  | 3924.1973 | 887.1221 | 1714.8918 | 2568.8279 | 0 | 0 | 0.69035 | 9095.7295 | 5131 | 8
2004 | 8 | 1 | 18 | 0.0037312 | 0.001237 | 0.0022288 | 0.0017954 | 0 | 0 | 1.1329e-05 | 0.0090038 |  | 3707.8488 | 1077.8022 | 1640.3499 | 2575.3633 | 0 | 0 | 0.69035 | 9002.0545 | 5132 | 8
2004 | 8 | 1 | 19 | 0.0032961 | 0.0013151 | 0.0021988 | 0.0018083 | 0 | 0 | 1.1329e-05 | 0.0086296 |  | 3275.3865 | 1145.8684 | 1618.2999 | 2593.8328 | 0 | 0 | 0.69035 | 8634.078 | 5133 | 8
2004 | 8 | 1 | 20 | 0.0035572 | 0.0012181 | 0.0021431 | 0.0018074 | 4.3962e-05 | 2.3042e-06 | 1.1329e-05 | 0.0087833 |  | 3534.8534 | 1061.2906 | 1577.2768 | 2592.5542 | 13.131 | 1.289 | 0.69035 | 8781.0853 | 5134 | 8
2004 | 8 | 1 | 21 | 0.0039305 | 0.0011605 | 0.0021712 | 0.0018579 | 0.00017585 | 9.2169e-06 | 1.1329e-05 | 0.0093165 |  | 3905.8807 | 1011.1754 | 1597.9772 | 2664.9169 | 52.5241 | 5.156 | 0.69035 | 9238.3206 | 5135 | 8
2004 | 8 | 1 | 22 | 0.0041096 | 0.0010738 | 0.0020989 | 0.0020729 | 0.00017585 | 9.2169e-06 | 1.1329e-05 | 0.0095515 |  | 4083.8199 | 935.5894 | 1544.78 | 2973.3107 | 52.5241 | 5.156 | 0.69035 | 9595.8706 | 5136 | 8
2004 | 8 | 1 | 23 | 0.00279 | 0.0011431 | 0.0020816 | 0.0025979 | 0.00017585 | 9.2169e-06 | 1.1329e-05 | 0.008809 |  | 2772.4684 | 995.9737 | 1532.0608 | 3726.4414 | 52.5241 | 5.156 | 0.69035 | 9085.3148 | 5137 | 8
2004 | 8 | 1 | 24 | 0.002065 | 0.001041 | 0.0020099 | 0.0029645 | 0.00017585 | 9.2169e-06 | 1.1329e-05 | 0.0082768 |  | 2052.1003 | 906.9918 | 1479.2742 | 4252.2548 | 52.5241 | 5.156 | 0.69035 | 8748.9916 | 5138 | 8
2004 | 8 | 2 | 1 | 0.0017825 | 0.0012071 | 0.0019716 | 0.0028693 | 0.00017585 | 9.2169e-06 | 1.1329e-05 | 0.0080268 |  | 1771.314 | 1051.7217 | 1451.0703 | 4115.675 | 52.5241 | 5.156 | 0.69035 | 8448.1514 | 5139 | 8
2004 | 8 | 2 | 2 | 0.0015299 | 0.0012379 | 0.0019986 | 0.0029766 | 0.00017585 | 9.2169e-06 | 1.1329e-05 | 0.0079393 |  | 1520.2853 | 1078.5496 | 1470.9421 | 4269.6351 | 52.5241 | 5.156 | 0.69035 | 8397.7827 | 5140 | 8
2004 | 8 | 2 | 3 | 0.001109 | 0.0012847 | 0.0019279 | 0.0027175 | 0.00017585 | 9.2169e-06 | 1.1329e-05 | 0.0072355 |  | 1102.052 | 1119.3338 | 1418.9245 | 3897.9713 | 52.5241 | 5.156 | 0.69035 | 7596.6521 | 5141 | 8
2004 | 8 | 2 | 4 | 0.0010171 | 0.0012965 | 0.0019616 | 0.002453 | 0.00017585 | 9.2169e-06 | 1.1329e-05 | 0.0069247 |  | 1010.7693 | 1129.6498 | 1443.7382 | 3518.6355 | 52.5241 | 5.156 | 0.69035 | 7161.1634 | 5142 | 8
2004 | 8 | 2 | 5 | 0.00085062 | 0.0013866 | 0.0019882 | 0.0024791 | 0.00017585 | 9.2169e-06 | 1.1329e-05 | 0.0069009 |  | 845.2882 | 1208.1317 | 1463.3003 | 3556.0482 | 52.5241 | 5.156 | 0.69035 | 7131.1389 | 5143 | 8
2004 | 8 | 2 | 6 | 0.0010262 | 0.0014187 | 0.0020441 | 0.0029503 | 0 | 0 | 1.1329e-05 | 0.0074506 |  | 1019.7874 | 1236.0938 | 1504.4626 | 4231.891 | 0 | 0 | 0.69035 | 7992.9252 | 5144 | 8
2004 | 8 | 2 | 7 | 0.0014087 | 0.001459 | 0.0021756 | 0.0024739 | 0 | 0 | 1.1329e-05 | 0.0075286 |  | 1399.8727 | 1271.2272 | 1601.2332 | 3548.613 | 0 | 0 | 0.69035 | 7821.6364 | 5145 | 8
2004 | 8 | 2 | 8 | 0.0015773 | 0.0015813 | 0.0023416 | 0.0024999 | 0 | 0 | 1.1329e-05 | 0.0080115 |  | 1567.4197 | 1377.8148 | 1723.4105 | 3585.8836 | 0 | 0 | 0.69035 | 8255.2189 | 5146 | 8
2004 | 8 | 2 | 9 | 0.002154 | 0.0015681 | 0.0023814 | 0.0028682 | 0 | 0 | 1.1329e-05 | 0.008983 |  | 2140.4871 | 1366.267 | 1752.7188 | 4114.1122 | 0 | 0 | 0.69035 | 9374.2755 | 5147 | 8
2004 | 8 | 2 | 10 | 0.0024566 | 0.0015175 | 0.0024837 | 0.003192 | 0 | 0 | 1.1329e-05 | 0.0096611 |  | 2441.194 | 1322.1964 | 1827.972 | 4578.5499 | 0 | 0 | 0.69035 | 10170.6028 | 5148 | 8
2004 | 8 | 2 | 11 | 0.0029349 | 0.0014804 | 0.0025124 | 0.0032091 | 0 | 0 | 1.1329e-05 | 0.010148 |  | 2916.5002 | 1289.8976 | 1849.0859 | 4603.1286 | 0 | 0 | 0.69035 | 10659.3028 | 5149 | 8
2004 | 8 | 2 | 12 | 0.0035702 | 0.0012563 | 0.0024724 | 0.003156 | 0 | 0 | 1.1329e-05 | 0.010466 |  | 3547.8216 | 1094.6055 | 1819.6615 | 4526.9773 | 0 | 0 | 0.69035 | 10989.7561 | 5150 | 8
2004 | 8 | 2 | 13 | 0.0038383 | 0.001225 | 0.0025805 | 0.0031028 | 0 | 0 | 1.1329e-05 | 0.010758 |  | 3814.2366 | 1067.3134 | 1899.1944 | 4450.6366 | 0 | 0 | 0.69035 | 11232.0713 | 5151 | 8
2004 | 8 | 2 | 14 | 0.0030831 | 0.0014127 | 0.0025197 | 0.0027356 | 0 | 0 | 1.1329e-05 | 0.0097625 |  | 3063.8162 | 1230.8989 | 1854.482 | 3923.9707 | 0 | 0 | 0.69035 | 10073.8583 | 5152 | 8
2004 | 8 | 2 | 15 | 0.0037791 | 0.0012272 | 0.0025446 | 0.0026175 | 0 | 0 | 1.1329e-05 | 0.01018 |  | 3755.4548 | 1069.2124 | 1872.8391 | 3754.572 | 0 | 0 | 0.69035 | 10452.7686 | 5153 | 8
2004 | 8 | 2 | 16 | 0.0041896 | 0.0011492 | 0.0024402 | 0.0030551 | 0 | 0 | 1.1329e-05 | 0.010845 |  | 4163.3039 | 1001.2639 | 1795.9668 | 4382.2046 | 0 | 0 | 0.69035 | 11343.4295 | 5154 | 8
2004 | 8 | 2 | 17 | 0.00457 | 0.0010182 | 0.0022944 | 0.0029259 | 0 | 0 | 1.1329e-05 | 0.01082 |  | 4541.3573 | 887.1221 | 1688.6582 | 4196.941 | 0 | 0 | 0.69035 | 11314.7689 | 5155 | 8
2004 | 8 | 2 | 18 | 0.0035317 | 0.001237 | 0.0023126 | 0.0030754 | 0 | 0 | 1.1329e-05 | 0.010168 |  | 3509.5634 | 1077.8022 | 1702.0224 | 4411.377 | 0 | 0 | 0.69035 | 10701.4554 | 5156 | 8
2004 | 8 | 2 | 19 | 0.0030334 | 0.0013151 | 0.0022793 | 0.0031154 | 0 | 0 | 1.1329e-05 | 0.0097545 |  | 3014.3373 | 1145.8684 | 1677.5744 | 4468.6799 | 0 | 0 | 0.69035 | 10307.1503 | 5157 | 8
2004 | 8 | 2 | 20 | 0.0033538 | 0.0012181 | 0.0023048 | 0.0030389 | 4.3962e-05 | 2.3042e-06 | 1.1329e-05 | 0.0099731 |  | 3332.7259 | 1061.2906 | 1696.3131 | 4358.9519 | 13.131 | 1.289 | 0.69035 | 10464.3919 | 5158 | 8
2004 | 8 | 2 | 21 | 0.0036003 | 0.0011605 | 0.0021831 | 0.003074 | 0.00017585 | 9.2169e-06 | 1.1329e-05 | 0.010214 |  | 3577.7179 | 1011.1754 | 1606.7822 | 4409.3879 | 52.5241 | 5.156 | 0.69035 | 10663.4339 | 5159 | 8
2004 | 8 | 2 | 22 | 0.0034079 | 0.0010738 | 0.0021619 | 0.0023581 | 0.00017585 | 9.2169e-06 | 1.1329e-05 | 0.0091981 |  | 3386.5154 | 935.5894 | 1591.1166 | 3382.5293 | 52.5241 | 5.156 | 0.69035 | 9354.1212 | 5160 | 8
2004 | 8 | 2 | 23 | 0.0026777 | 0.0011431 | 0.0020359 | 0.0025526 | 0.00017585 | 9.2169e-06 | 1.1329e-05 | 0.0086057 |  | 2660.9114 | 995.9737 | 1498.4189 | 3661.4192 | 52.5241 | 5.156 | 0.69035 | 8875.0938 | 5161 | 8
2004 | 8 | 2 | 24 | 0.0023686 | 0.001041 | 0.0019865 | 0.0032164 | 0.00017585 | 9.2169e-06 | 1.1329e-05 | 0.0088089 |  | 2353.7887 | 906.9918 | 1462.0707 | 4613.642 | 52.5241 | 5.156 | 0.69035 | 9394.8638 | 5162 | 8
2004 | 8 | 3 | 1 | 0.0016188 | 0.00124 | 0.001969 | 0.0035267 | 0.00017585 | 9.2169e-06 | 1.1329e-05 | 0.0085509 |  | 1608.6417 | 1080.4004 | 1449.1626 | 5058.7104 | 52.5241 | 5.156 | 0.69035 | 9255.2857 | 5163 | 8
2004 | 8 | 3 | 2 | 0.0013507 | 0.0012714 | 0.0020239 | 0.0036937 | 0.00017585 | 9.2169e-06 | 1.1329e-05 | 0.0085361 |  | 1342.2511 | 1107.7321 | 1489.5929 | 5298.2461 | 52.5241 | 5.156 | 0.69035 | 9296.1927 | 5164 | 8
2004 | 8 | 3 | 3 | 0.0011369 | 0.0012938 | 0.0019629 | 0.0037313 | 0.00017585 | 9.2169e-06 | 1.1329e-05 | 0.0083213 |  | 1129.7982 | 1127.3031 | 1444.696 | 5352.1392 | 52.5241 | 5.156 | 0.69035 | 9112.307 | 5165 | 8
2004 | 8 | 3 | 4 | 0.0010267 | 0.0013495 | 0.0019585 | 0.0037207 | 0.00017585 | 9.2169e-06 | 1.1329e-05 | 0.0082518 |  | 1020.3085 | 1175.8143 | 1441.4584 | 5336.9374 | 52.5241 | 5.156 | 0.69035 | 9032.8891 | 5166 | 8
2004 | 8 | 3 | 5 | 0.00099446 | 0.0014265 | 0.0020298 | 0.0037602 | 0.00017585 | 9.2169e-06 | 1.1329e-05 | 0.0084074 |  | 988.2278 | 1242.8969 | 1493.9521 | 5393.6246 | 52.5241 | 5.156 | 0.69035 | 9177.0719 | 5167 | 8
2004 | 8 | 3 | 6 | 0.0010186 | 0.0015382 | 0.0022827 | 0.0038419 | 0 | 0 | 1.1329e-05 | 0.0086927 |  | 1012.2315 | 1340.215 | 1680.0306 | 5510.7878 | 0 | 0 | 0.69035 | 9543.9553 | 5168 | 8
2004 | 8 | 3 | 7 | 0.0012917 | 0.0016614 | 0.0026682 | 0.0039162 | 0 | 0 | 1.1329e-05 | 0.0095489 |  | 1283.5656 | 1447.5906 | 1963.7777 | 5617.4848 | 0 | 0 | 0.69035 | 10313.1091 | 5169 | 8
2004 | 8 | 3 | 8 | 0.001518 | 0.0017946 | 0.0028575 | 0.004036 | 0 | 0 | 1.1329e-05 | 0.010217 |  | 1508.5145 | 1563.5846 | 2103.1175 | 5789.2515 | 0 | 0 | 0.69035 | 10965.1586 | 5170 | 8
2004 | 8 | 3 | 9 | 0.0017234 | 0.0017886 | 0.0029698 | 0.0040755 | 0 | 0 | 1.1329e-05 | 0.010569 |  | 1712.6359 | 1558.4105 | 2185.7851 | 5845.8914 | 0 | 0 | 0.69035 | 11303.4132 | 5171 | 8
2004 | 8 | 3 | 10 | 0.0019212 | 0.0017617 | 0.0030006 | 0.004404 | 0 | 0 | 1.1329e-05 | 0.011099 |  | 1909.2001 | 1534.9858 | 2208.4411 | 6317.1013 | 0 | 0 | 0.69035 | 11970.4187 | 5172 | 8
2004 | 8 | 3 | 11 | 0.0023055 | 0.0017027 | 0.0030324 | 0.0043959 | 0 | 0 | 1.1329e-05 | 0.011448 |  | 2291.0195 | 1483.5183 | 2231.8097 | 6305.4513 | 0 | 0 | 0.69035 | 12312.4891 | 5173 | 8
2004 | 8 | 3 | 12 | 0.0029586 | 0.0014861 | 0.0030835 | 0.0044002 | 0 | 0 | 1.1329e-05 | 0.01194 |  | 2940.0127 | 1294.8565 | 2269.435 | 6311.6078 | 0 | 0 | 0.69035 | 12816.6024 | 5174 | 8
2004 | 8 | 3 | 13 | 0.0028508 | 0.0014902 | 0.003154 | 0.0041326 | 0 | 0 | 1.1329e-05 | 0.011639 |  | 2832.9539 | 1298.42 | 2321.3165 | 5927.8677 | 0 | 0 | 0.69035 | 12381.2484 | 5175 | 8
2004 | 8 | 3 | 14 | 0.0026468 | 0.0015291 | 0.0030659 | 0.0039856 | 0 | 0 | 1.1329e-05 | 0.011239 |  | 2630.2379 | 1332.2713 | 2256.4587 | 5717.0309 | 0 | 0 | 0.69035 | 11936.6891 | 5176 | 8
2004 | 8 | 3 | 15 | 0.003037 | 0.0014206 | 0.0030047 | 0.0041077 | 0 | 0 | 1.1329e-05 | 0.011581 |  | 3017.9187 | 1237.744 | 2211.4087 | 5892.1126 | 0 | 0 | 0.69035 | 12359.8742 | 5177 | 8
2004 | 8 | 3 | 16 | 0.0039053 | 0.0011788 | 0.0028833 | 0.0041011 | 0 | 0 | 1.1329e-05 | 0.01208 |  | 3880.8643 | 1027.0775 | 2122.1098 | 5882.641 | 0 | 0 | 0.69035 | 12913.3829 | 5178 | 8
2004 | 8 | 3 | 17 | 0.0037478 | 0.0012145 | 0.0027067 | 0.0044706 | 0 | 0 | 1.1329e-05 | 0.012151 |  | 3724.2597 | 1058.2129 | 1992.0982 | 6412.6693 | 0 | 0 | 0.69035 | 13187.9304 | 5179 | 8
2004 | 8 | 3 | 18 | 0.0028431 | 0.0014258 | 0.0026584 | 0.0043466 | 0 | 0 | 1.1329e-05 | 0.011285 |  | 2825.2802 | 1242.2933 | 1956.5436 | 6234.7935 | 0 | 0 | 0.69035 | 12259.6009 | 5180 | 8
2004 | 8 | 3 | 19 | 0.0026605 | 0.0013908 | 0.002656 | 0.004339 | 0 | 0 | 1.1329e-05 | 0.011058 |  | 2643.8638 | 1211.8147 | 1954.831 | 6223.8538 | 0 | 0 | 0.69035 | 12035.0538 | 5181 | 8
2004 | 8 | 3 | 20 | 0.0029193 | 0.0013342 | 0.0025534 | 0.004233 | 4.3962e-05 | 2.3042e-06 | 1.1329e-05 | 0.011097 |  | 2900.9623 | 1162.4927 | 1879.2944 | 6071.788 | 13.131 | 1.289 | 0.69035 | 12029.6477 | 5182 | 8
2004 | 8 | 3 | 21 | 0.0036212 | 0.0011692 | 0.0025261 | 0.0043165 | 0.00017585 | 9.2169e-06 | 1.1329e-05 | 0.011829 |  | 3598.4997 | 1018.6985 | 1859.1771 | 6191.5558 | 52.5241 | 5.156 | 0.69035 | 12726.3017 | 5183 | 8
2004 | 8 | 3 | 22 | 0.0033372 | 0.0011599 | 0.0025211 | 0.0043874 | 0.00017585 | 9.2169e-06 | 1.1329e-05 | 0.011602 |  | 3316.308 | 1010.6379 | 1855.5278 | 6293.3277 | 52.5241 | 5.156 | 0.69035 | 12534.1719 | 5184 | 8
2004 | 8 | 3 | 23 | 0.0022877 | 0.0012337 | 0.0024385 | 0.0044736 | 0.00017585 | 9.2169e-06 | 1.1329e-05 | 0.01063 |  | 2273.3726 | 1074.9292 | 1794.726 | 6416.9315 | 52.5241 | 5.156 | 0.69035 | 11618.3298 | 5185 | 8
2004 | 8 | 3 | 24 | 0.0019579 | 0.0012085 | 0.00231 | 0.0043671 | 0.00017585 | 9.2169e-06 | 1.1329e-05 | 0.01004 |  | 1945.5946 | 1052.9355 | 1700.1153 | 6264.2027 | 52.5241 | 5.156 | 0.69035 | 11021.2186 | 5186 | 8
2004 | 8 | 4 | 1 | 0.0016276 | 0.00124 | 0.0022077 | 0.0044393 | 0.00017585 | 9.2169e-06 | 1.1329e-05 | 0.009711 |  | 1617.3519 | 1080.4004 | 1624.867 | 6367.7741 | 52.5241 | 5.156 | 0.69035 | 10748.764 | 5187 | 8
2004 | 8 | 4 | 2 | 0.0013589 | 0.0012714 | 0.0021589 | 0.0043399 | 0.00017585 | 9.2169e-06 | 1.1329e-05 | 0.0093254 |  | 1350.3708 | 1107.7321 | 1588.9068 | 6225.1798 | 52.5241 | 5.156 | 0.69035 | 10330.5601 | 5188 | 8
2004 | 8 | 4 | 3 | 0.0011444 | 0.0012938 | 0.0021258 | 0.0042974 | 0.00017585 | 9.2169e-06 | 1.1329e-05 | 0.0090579 |  | 1137.2512 | 1127.3031 | 1564.5962 | 6164.183 | 52.5241 | 5.156 | 0.69035 | 10051.704 | 5189 | 8
2004 | 8 | 4 | 4 | 0.0010345 | 0.0013495 | 0.0021087 | 0.0043816 | 0.00017585 | 9.2169e-06 | 1.1329e-05 | 0.0090707 |  | 1028.0146 | 1175.8143 | 1551.96 | 6284.9927 | 52.5241 | 5.156 | 0.69035 | 10099.1522 | 5190 | 8
2004 | 8 | 4 | 5 | 0.0010026 | 0.0014265 | 0.0021434 | 0.0043202 | 0.00017585 | 9.2169e-06 | 1.1329e-05 | 0.0090891 |  | 996.2915 | 1242.8969 | 1577.5493 | 6196.8599 | 52.5241 | 5.156 | 0.69035 | 10071.9681 | 5191 | 8
2004 | 8 | 4 | 6 | 0.001028 | 0.0015382 | 0.0024722 | 0.004312 | 0 | 0 | 1.1329e-05 | 0.0093617 |  | 1021.5237 | 1340.215 | 1819.5095 | 6185.1625 | 0 | 0 | 0.69035 | 10367.1011 | 5192 | 8
2004 | 8 | 4 | 7 | 0.0013021 | 0.0016614 | 0.002771 | 0.0043478 | 0 | 0 | 1.1329e-05 | 0.010094 |  | 1293.9489 | 1447.5906 | 2039.4059 | 6236.451 | 0 | 0 | 0.69035 | 11018.0868 | 5193 | 8
2004 | 8 | 4 | 8 | 0.001529 | 0.0017946 | 0.0028688 | 0.0041889 | 0 | 0 | 1.1329e-05 | 0.010392 |  | 1519.382 | 1563.5846 | 2111.3816 | 6008.5654 | 0 | 0 | 0.69035 | 11203.604 | 5194 | 8
2004 | 8 | 4 | 9 | 0.0017342 | 0.0017886 | 0.0030109 | 0.0043466 | 0 | 0 | 1.1329e-05 | 0.010892 |  | 1723.3096 | 1558.4105 | 2216.0301 | 6234.8408 | 0 | 0 | 0.69035 | 11733.2814 | 5195 | 8
2004 | 8 | 4 | 10 | 0.0019319 | 0.0017617 | 0.0030072 | 0.0043871 | 0 | 0 | 1.1329e-05 | 0.011099 |  | 1919.8156 | 1534.9858 | 2213.2469 | 6292.8068 | 0 | 0 | 0.69035 | 11961.5455 | 5196 | 8
2004 | 8 | 4 | 11 | 0.0023164 | 0.0017027 | 0.0030199 | 0.0044714 | 0 | 0 | 1.1329e-05 | 0.011522 |  | 2301.9191 | 1483.5183 | 2222.6421 | 6413.8532 | 0 | 0 | 0.69035 | 12422.6231 | 5197 | 8
2004 | 8 | 4 | 12 | 0.0029698 | 0.0014861 | 0.0030311 | 0.0044144 | 0 | 0 | 1.1329e-05 | 0.011913 |  | 2951.2241 | 1294.8565 | 2230.8424 | 6332.0664 | 0 | 0 | 0.69035 | 12809.6797 | 5198 | 8
2004 | 8 | 4 | 13 | 0.0028627 | 0.0014902 | 0.0031069 | 0.0044944 | 0 | 0 | 1.1329e-05 | 0.011966 |  | 2844.7681 | 1298.42 | 2286.6526 | 6446.7669 | 0 | 0 | 0.69035 | 12877.2979 | 5199 | 8
2004 | 8 | 4 | 14 | 0.0026589 | 0.0015291 | 0.0030538 | 0.004368 | 0 | 0 | 1.1329e-05 | 0.011621 |  | 2642.1901 | 1332.2713 | 2247.6064 | 6265.4813 | 0 | 0 | 0.69035 | 12488.2395 | 5200 | 8
2004 | 8 | 4 | 15 | 0.0030495 | 0.0014206 | 0.0030007 | 0.0040518 | 0 | 0 | 1.1329e-05 | 0.011534 |  | 3030.341 | 1237.744 | 2208.4651 | 5811.9359 | 0 | 0 | 0.69035 | 12289.1763 | 5201 | 8
2004 | 8 | 4 | 16 | 0.0039187 | 0.0011788 | 0.0027938 | 0.004312 | 0 | 0 | 1.1329e-05 | 0.012215 |  | 3894.1451 | 1027.0775 | 2056.1989 | 6185.1152 | 0 | 0 | 0.69035 | 13163.2271 | 5202 | 8
2004 | 8 | 4 | 17 | 0.0037623 | 0.0012145 | 0.0026625 | 0.0044533 | 0 | 0 | 1.1329e-05 | 0.012104 |  | 3738.7261 | 1058.2129 | 1959.5732 | 6387.8538 | 0 | 0 | 0.69035 | 13145.0563 | 5203 | 8
2004 | 8 | 4 | 18 | 0.0028576 | 0.0014258 | 0.0026805 | 0.0043723 | 0 | 0 | 1.1329e-05 | 0.011348 |  | 2839.7336 | 1242.2933 | 1972.8377 | 6271.5905 | 0 | 0 | 0.69035 | 12327.1453 | 5204 | 8
2004 | 8 | 4 | 19 | 0.002675 | 0.0013908 | 0.0026687 | 0.0043081 | 0 | 0 | 1.1329e-05 | 0.011054 |  | 2658.2121 | 1211.8147 | 1964.163 | 6179.5743 | 0 | 0 | 0.69035 | 12014.4544 | 5205 | 8
2004 | 8 | 4 | 20 | 0.0029337 | 0.0013342 | 0.0026232 | 0.0043027 | 4.3962e-05 | 2.3042e-06 | 1.1329e-05 | 0.011251 |  | 2915.3239 | 1162.4927 | 1930.6376 | 6171.8076 | 13.131 | 1.289 | 0.69035 | 12195.3722 | 5206 | 8
2004 | 8 | 4 | 21 | 0.0036373 | 0.0011692 | 0.0026011 | 0.0042739 | 0.00017585 | 9.2169e-06 | 1.1329e-05 | 0.011878 |  | 3614.4703 | 1018.6985 | 1914.3902 | 6130.5117 | 52.5241 | 5.156 | 0.69035 | 12736.4412 | 5207 | 8
2004 | 8 | 4 | 22 | 0.0033518 | 0.0011599 | 0.0025055 | 0.0042308 | 0.00017585 | 9.2169e-06 | 1.1329e-05 | 0.011444 |  | 3330.7478 | 1010.6379 | 1844.0126 | 6068.615 | 52.5241 | 5.156 | 0.69035 | 12312.3838 | 5208 | 8
2004 | 8 | 4 | 23 | 0.0023003 | 0.0012337 | 0.0023417 | 0.0041685 | 0.00017585 | 9.2169e-06 | 1.1329e-05 | 0.010241 |  | 2285.8964 | 1074.9292 | 1723.4945 | 5979.3456 | 52.5241 | 5.156 | 0.69035 | 11122.0363 | 5209 | 8
2004 | 8 | 4 | 24 | 0.0019676 | 0.0012085 | 0.002219 | 0.0038456 | 0.00017585 | 9.2169e-06 | 1.1329e-05 | 0.0094371 |  | 1955.2993 | 1052.9355 | 1633.1626 | 5516.0918 | 52.5241 | 5.156 | 0.69035 | 10215.8598 | 5210 | 8
2004 | 8 | 5 | 1 | 0.0018213 | 0.00124 | 0.0022936 | 0.0035475 | 0.00017585 | 9.2169e-06 | 1.1329e-05 | 0.0090989 |  | 1809.9194 | 1080.4004 | 1688.0723 | 5088.5932 | 52.5241 | 5.156 | 0.69035 | 9725.3559 | 5211 | 8
2004 | 8 | 5 | 2 | 0.0014959 | 0.0012714 | 0.0022001 | 0.00369 | 0.00017585 | 9.2169e-06 | 1.1329e-05 | 0.0088537 |  | 1486.5472 | 1107.7321 | 1619.2593 | 5292.8946 | 52.5241 | 5.156 | 0.69035 | 9564.8038 | 5212 | 8
2004 | 8 | 5 | 3 | 0.0012825 | 0.0012938 | 0.0021395 | 0.0037713 | 0.00017585 | 9.2169e-06 | 1.1329e-05 | 0.0086836 |  | 1274.5056 | 1127.3031 | 1574.686 | 5409.5842 | 52.5241 | 5.156 | 0.69035 | 9444.4494 | 5213 | 8
2004 | 8 | 5 | 4 | 0.0011299 | 0.0013495 | 0.002119 | 0.0036909 | 0.00017585 | 9.2169e-06 | 1.1329e-05 | 0.0084857 |  | 1122.7992 | 1175.8143 | 1559.5849 | 5294.2207 | 52.5241 | 5.156 | 0.69035 | 9210.7896 | 5214 | 8
2004 | 8 | 5 | 5 | 0.0010908 | 0.0014265 | 0.0021517 | 0.004021 | 0.00017585 | 9.2169e-06 | 1.1329e-05 | 0.0088864 |  | 1083.9496 | 1242.8969 | 1583.6257 | 5767.7984 | 52.5241 | 5.156 | 0.69035 | 9736.6412 | 5215 | 8
2004 | 8 | 5 | 6 | 0.0011181 | 0.0015382 | 0.0024217 | 0.003679 | 0 | 0 | 1.1329e-05 | 0.0087683 |  | 1111.0428 | 1340.215 | 1782.357 | 5277.1719 | 0 | 0 | 0.69035 | 9511.4771 | 5216 | 8
2004 | 8 | 5 | 7 | 0.0013371 | 0.0016614 | 0.0027288 | 0.0037845 | 0 | 0 | 1.1329e-05 | 0.0095231 |  | 1328.7364 | 1447.5906 | 2008.3589 | 5428.48 | 0 | 0 | 0.69035 | 10213.8563 | 5217 | 8
2004 | 8 | 5 | 8 | 0.0016269 | 0.0017946 | 0.0028564 | 0.0041728 | 0 | 0 | 1.1329e-05 | 0.010462 |  | 1616.7488 | 1563.5846 | 2102.2674 | 5985.5021 | 0 | 0 | 0.69035 | 11268.7933 | 5218 | 8
2004 | 8 | 5 | 9 | 0.0018991 | 0.0017886 | 0.0028904 | 0.0042902 | 0 | 0 | 1.1329e-05 | 0.01088 |  | 1887.1957 | 1558.4105 | 2127.2906 | 6153.859 | 0 | 0 | 0.69035 | 11727.4462 | 5219 | 8
2004 | 8 | 5 | 10 | 0.0021579 | 0.0017617 | 0.0029738 | 0.004397 | 0 | 0 | 1.1329e-05 | 0.011302 |  | 2144.4187 | 1534.9858 | 2188.6857 | 6307.1088 | 0 | 0 | 0.69035 | 12175.8893 | 5220 | 8
2004 | 8 | 5 | 11 | 0.0025662 | 0.0017027 | 0.0030611 | 0.0041498 | 0 | 0 | 1.1329e-05 | 0.011491 |  | 2550.1131 | 1483.5183 | 2252.9282 | 5952.5411 | 0 | 0 | 0.69035 | 12239.7911 | 5221 | 8
2004 | 8 | 5 | 12 | 0.0032614 | 0.0014861 | 0.0030774 | 0.0041941 | 0 | 0 | 1.1329e-05 | 0.01203 |  | 3240.9501 | 1294.8565 | 2264.979 | 6016.0005 | 0 | 0 | 0.69035 | 12817.4765 | 5222 | 8
2004 | 8 | 5 | 13 | 0.0032395 | 0.0014902 | 0.0031561 | 0.0043582 | 0 | 0 | 1.1329e-05 | 0.012255 |  | 3219.1482 | 1298.42 | 2322.902 | 6251.4634 | 0 | 0 | 0.69035 | 13092.624 | 5223 | 8
2004 | 8 | 5 | 14 | 0.0030746 | 0.0015291 | 0.0031263 | 0.0044346 | 0 | 0 | 1.1329e-05 | 0.012176 |  | 3055.2888 | 1332.2713 | 2300.9084 | 6360.9546 | 0 | 0 | 0.69035 | 13050.1134 | 5224 | 8
2004 | 8 | 5 | 15 | 0.0034888 | 0.0014206 | 0.0030236 | 0.0043358 | 0 | 0 | 1.1329e-05 | 0.01228 |  | 3466.9215 | 1237.744 | 2225.3521 | 6219.2601 | 0 | 0 | 0.69035 | 13149.9681 | 5225 | 8
2004 | 8 | 5 | 16 | 0.0043841 | 0.0011788 | 0.0028306 | 0.0044116 | 0 | 0 | 1.1329e-05 | 0.012816 |  | 4356.6386 | 1027.0775 | 2083.2805 | 6328.0409 | 0 | 0 | 0.69035 | 13795.7278 | 5226 | 8
2004 | 8 | 5 | 17 | 0.0042723 | 0.0012145 | 0.0027281 | 0.0042632 | 0 | 0 | 1.1329e-05 | 0.012489 |  | 4245.5579 | 1058.2129 | 2007.877 | 6115.1204 | 0 | 0 | 0.69035 | 13427.4585 | 5227 | 8
2004 | 8 | 5 | 18 | 0.0032904 | 0.0014258 | 0.0026891 | 0.0040812 | 0 | 0 | 1.1329e-05 | 0.011498 |  | 3269.7688 | 1242.2933 | 1979.132 | 5854.0843 | 0 | 0 | 0.69035 | 12345.9688 | 5228 | 8
2004 | 8 | 5 | 19 | 0.003064 | 0.0013908 | 0.0026619 | 0.0038794 | 0 | 0 | 1.1329e-05 | 0.011007 |  | 3044.8323 | 1211.8147 | 1959.1359 | 5564.6336 | 0 | 0 | 0.69035 | 11781.1069 | 5229 | 8
2004 | 8 | 5 | 20 | 0.0031962 | 0.0013342 | 0.0026353 | 0.0040437 | 4.3962e-05 | 2.3042e-06 | 1.1329e-05 | 0.011267 |  | 3176.1282 | 1162.4927 | 1939.5732 | 5800.2385 | 13.131 | 1.289 | 0.69035 | 12093.543 | 5230 | 8
2004 | 8 | 5 | 21 | 0.0038069 | 0.0011692 | 0.0026074 | 0.003991 | 0.00017585 | 9.2169e-06 | 1.1329e-05 | 0.011771 |  | 3783.0117 | 1018.6985 | 1919.043 | 5724.7029 | 52.5241 | 5.156 | 0.69035 | 12503.8265 | 5231 | 8
2004 | 8 | 5 | 22 | 0.0035534 | 0.0011599 | 0.0024924 | 0.0039067 | 0.00017585 | 9.2169e-06 | 1.1329e-05 | 0.011309 |  | 3531.1132 | 1010.6379 | 1834.3885 | 5603.7511 | 52.5241 | 5.156 | 0.69035 | 12038.2611 | 5232 | 8
2004 | 8 | 5 | 23 | 0.0024668 | 0.0012337 | 0.0023759 | 0.0039339 | 0.00017585 | 9.2169e-06 | 1.1329e-05 | 0.010207 |  | 2451.3644 | 1074.9292 | 1748.6808 | 5642.8213 | 52.5241 | 5.156 | 0.69035 | 10976.1661 | 5233 | 8
2004 | 8 | 5 | 24 | 0.0021788 | 0.0012085 | 0.0022983 | 0.0035285 | 0.00017585 | 9.2169e-06 | 1.1329e-05 | 0.0094105 |  | 2165.1798 | 1052.9355 | 1691.5264 | 5061.2678 | 52.5241 | 5.156 | 0.69035 | 10029.28 | 5234 | 8
2004 | 8 | 6 | 1 | 0.0018351 | 0.0012949 | 0.0022217 | 0.0036312 | 0.00017585 | 9.2169e-06 | 1.1329e-05 | 0.0091793 |  | 1823.6076 | 1128.2531 | 1635.163 | 5208.5504 | 52.5241 | 5.156 | 0.69035 | 9853.9447 | 5235 | 8
2004 | 8 | 6 | 2 | 0.0015051 | 0.0013405 | 0.0021728 | 0.0038281 | 0.00017585 | 9.2169e-06 | 1.1329e-05 | 0.0090428 |  | 1495.6703 | 1167.9371 | 1599.1392 | 5491.0396 | 52.5241 | 5.156 | 0.69035 | 9812.1567 | 5236 | 8
2004 | 8 | 6 | 3 | 0.0013532 | 0.001302 | 0.0021208 | 0.0040443 | 0.00017585 | 9.2169e-06 | 1.1329e-05 | 0.0090167 |  | 1344.6886 | 1134.4059 | 1560.8984 | 5801.1857 | 52.5241 | 5.156 | 0.69035 | 9899.5491 | 5237 | 8
2004 | 8 | 6 | 4 | 0.0011044 | 0.0013964 | 0.0021296 | 0.0039582 | 0.00017585 | 9.2169e-06 | 1.1329e-05 | 0.008785 |  | 1097.5198 | 1216.6938 | 1567.344 | 5677.6766 | 52.5241 | 5.156 | 0.69035 | 9617.6047 | 5238 | 8
2004 | 8 | 6 | 5 | 0.00099421 | 0.0014084 | 0.0021642 | 0.0041401 | 0.00017585 | 9.2169e-06 | 1.1329e-05 | 0.0089034 |  | 987.9757 | 1227.1748 | 1592.8499 | 5938.6179 | 52.5241 | 5.156 | 0.69035 | 9804.9888 | 5239 | 8
2004 | 8 | 6 | 6 | 0.0009736 | 0.0015487 | 0.0024102 | 0.0039894 | 0 | 0 | 1.1329e-05 | 0.0089332 |  | 967.4919 | 1349.4042 | 1773.8827 | 5722.3823 | 0 | 0 | 0.69035 | 9813.8515 | 5240 | 8
2004 | 8 | 6 | 7 | 0.0014137 | 0.0016028 | 0.0026847 | 0.00359 | 0 | 0 | 1.1329e-05 | 0.0093025 |  | 1404.8474 | 1396.5003 | 1975.9169 | 5149.5426 | 0 | 0 | 0.69035 | 9927.4976 | 5241 | 8
2004 | 8 | 6 | 8 | 0.0014685 | 0.0017231 | 0.0028937 | 0.0042842 | 0 | 0 | 1.1329e-05 | 0.010381 |  | 1459.3341 | 1501.3412 | 2129.7661 | 6145.2873 | 0 | 0 | 0.69035 | 11236.4191 | 5242 | 8
2004 | 8 | 6 | 9 | 0.0018667 | 0.0018273 | 0.0029204 | 0.0042576 | 0 | 0 | 1.1329e-05 | 0.010883 |  | 1854.9944 | 1592.0916 | 2149.3839 | 6107.0696 | 0 | 0 | 0.69035 | 11704.2298 | 5243 | 8
2004 | 8 | 6 | 10 | 0.0019801 | 0.0018855 | 0.0030208 | 0.0042932 | 0 | 0 | 1.1329e-05 | 0.011191 |  | 1967.711 | 1642.7993 | 2223.2515 | 6158.1686 | 0 | 0 | 0.69035 | 11992.6208 | 5244 | 8
2004 | 8 | 6 | 11 | 0.0023529 | 0.0017839 | 0.0030757 | 0.0044144 | 0 | 0 | 1.1329e-05 | 0.011638 |  | 2338.1243 | 1554.2948 | 2263.7017 | 6332.019 | 0 | 0 | 0.69035 | 12488.8301 | 5245 | 8
2004 | 8 | 6 | 12 | 0.002881 | 0.0015802 | 0.00304 | 0.0044923 | 0 | 0 | 1.1329e-05 | 0.012005 |  | 2862.9784 | 1376.782 | 2237.4217 | 6443.7833 | 0 | 0 | 0.69035 | 12921.6559 | 5246 | 8
2004 | 8 | 6 | 13 | 0.0033141 | 0.0014883 | 0.0030294 | 0.0037159 | 0 | 0 | 1.1329e-05 | 0.011559 |  | 3293.3311 | 1296.7328 | 2229.6137 | 5330.1179 | 0 | 0 | 0.69035 | 12150.4858 | 5247 | 8
2004 | 8 | 6 | 14 | 0.0031981 | 0.0014359 | 0.0029844 | 0.0037648 | 0 | 0 | 1.1329e-05 | 0.011395 |  | 3178.0654 | 1251.0643 | 2196.4825 | 5400.3021 | 0 | 0 | 0.69035 | 12026.6046 | 5248 | 8
2004 | 8 | 6 | 15 | 0.0029938 | 0.0015155 | 0.0028534 | 0.0036519 | 0 | 0 | 1.1329e-05 | 0.011026 |  | 2975.0751 | 1320.4687 | 2100.108 | 5238.3385 | 0 | 0 | 0.69035 | 11634.6807 | 5249 | 8
2004 | 8 | 6 | 16 | 0.004257 | 0.0011523 | 0.0027292 | 0.0037413 | 0 | 0 | 1.1329e-05 | 0.011891 |  | 4230.2653 | 1003.9599 | 2008.6673 | 5366.4886 | 0 | 0 | 0.69035 | 12610.0714 | 5250 | 8
2004 | 8 | 6 | 17 | 0.0045875 | 0.0010235 | 0.0026817 | 0.0037972 | 0 | 0 | 1.1329e-05 | 0.012101 |  | 4558.7641 | 891.7882 | 1973.7407 | 5446.6653 | 0 | 0 | 0.69035 | 12871.6487 | 5251 | 8
2004 | 8 | 6 | 18 | 0.0040318 | 0.0011075 | 0.0026249 | 0.0038501 | 0 | 0 | 1.1329e-05 | 0.011626 |  | 4006.5227 | 964.9585 | 1931.8987 | 5522.6272 | 0 | 0 | 0.69035 | 12426.6975 | 5252 | 8
2004 | 8 | 6 | 19 | 0.0032374 | 0.0012978 | 0.0025985 | 0.0036928 | 0 | 0 | 1.1329e-05 | 0.010838 |  | 3217.0732 | 1130.7973 | 1912.4822 | 5296.9674 | 0 | 0 | 0.69035 | 11558.0105 | 5253 | 8
2004 | 8 | 6 | 20 | 0.0028951 | 0.0013341 | 0.00255 | 0.0036869 | 4.3962e-05 | 2.3042e-06 | 1.1329e-05 | 0.010524 |  | 2876.9446 | 1162.4123 | 1876.7966 | 5288.5377 | 13.131 | 1.289 | 0.69035 | 11219.8016 | 5254 | 8
2004 | 8 | 6 | 21 | 0.003522 | 0.001123 | 0.0025438 | 0.0035293 | 0.00017585 | 9.2169e-06 | 1.1329e-05 | 0.010914 |  | 3499.955 | 978.4227 | 1872.2023 | 5062.4517 | 52.5241 | 5.156 | 0.69035 | 11471.4022 | 5255 | 8
2004 | 8 | 6 | 22 | 0.0036274 | 0.0010152 | 0.0024113 | 0.0035007 | 0.00017585 | 9.2169e-06 | 1.1329e-05 | 0.010751 |  | 3604.62 | 884.5479 | 1774.6899 | 5021.4872 | 52.5241 | 5.156 | 0.69035 | 11343.7155 | 5256 | 8
2004 | 8 | 6 | 23 | 0.0030911 | 0.00098893 | 0.0022743 | 0.002701 | 0.00017585 | 9.2169e-06 | 1.1329e-05 | 0.0092517 |  | 3071.7201 | 861.6469 | 1673.8861 | 3874.2924 | 52.5241 | 5.156 | 0.69035 | 9539.916 | 5257 | 8
2004 | 8 | 6 | 24 | 0.0022957 | 0.0010935 | 0.0022361 | 0.0026582 | 0.00017585 | 9.2169e-06 | 1.1329e-05 | 0.0084799 |  | 2281.3227 | 952.7704 | 1645.7463 | 3812.8694 | 52.5241 | 5.156 | 0.69035 | 8751.0793 | 5258 | 8
2004 | 8 | 7 | 1 | 0.0019176 | 0.0011852 | 0.0021049 | 0.0026086 | 0.00017585 | 9.2169e-06 | 1.1329e-05 | 0.0080127 |  | 1905.5763 | 1032.6698 | 1549.172 | 3741.7854 | 52.5241 | 5.156 | 0.69035 | 8287.574 | 5259 | 8
2004 | 8 | 7 | 2 | 0.0015565 | 0.001255 | 0.0020268 | 0.0026227 | 0.00017585 | 9.2169e-06 | 1.1329e-05 | 0.0076574 |  | 1546.7179 | 1093.4995 | 1491.735 | 3761.9598 | 52.5241 | 5.156 | 0.69035 | 7952.2827 | 5260 | 8
2004 | 8 | 7 | 3 | 0.0013037 | 0.0013176 | 0.0019879 | 0.0026206 | 0.00017585 | 9.2169e-06 | 1.1329e-05 | 0.0074263 |  | 1295.5138 | 1148.0298 | 1463.1084 | 3759.0709 | 52.5241 | 5.156 | 0.69035 | 7724.0934 | 5261 | 8
2004 | 8 | 7 | 4 | 0.001225 | 0.0013138 | 0.0019911 | 0.0026217 | 0.00017585 | 9.2169e-06 | 1.1329e-05 | 0.007348 |  | 1217.2968 | 1144.7191 | 1465.4546 | 3760.539 | 52.5241 | 5.156 | 0.69035 | 7646.3801 | 5262 | 8
2004 | 8 | 7 | 5 | 0.00099593 | 0.0013473 | 0.0019869 | 0.0025985 | 0.00017585 | 9.2169e-06 | 1.1329e-05 | 0.0071251 |  | 989.683 | 1173.9081 | 1462.3378 | 3727.3412 | 52.5241 | 5.156 | 0.69035 | 7411.6406 | 5263 | 8
2004 | 8 | 7 | 6 | 0.0010996 | 0.0014218 | 0.0020209 | 0.0025274 | 0 | 0 | 1.1329e-05 | 0.0070809 |  | 1092.6674 | 1238.8029 | 1487.3394 | 3625.2852 | 0 | 0 | 0.69035 | 7444.7853 | 5264 | 8
2004 | 8 | 7 | 7 | 0.0012925 | 0.001535 | 0.0021503 | 0.0024983 | 0 | 0 | 1.1329e-05 | 0.0074874 |  | 1284.3696 | 1337.3962 | 1582.6394 | 3583.5157 | 0 | 0 | 0.69035 | 7788.6112 | 5265 | 8
2004 | 8 | 7 | 8 | 0.001654 | 0.0015788 | 0.0022512 | 0.002519 | 0 | 0 | 1.1329e-05 | 0.0080143 |  | 1643.6043 | 1375.6412 | 1656.8428 | 3613.2563 | 0 | 0 | 0.69035 | 8290.035 | 5266 | 8
2004 | 8 | 7 | 9 | 0.0019729 | 0.0016365 | 0.002359 | 0.0025154 | 0 | 0 | 1.1329e-05 | 0.0084952 |  | 1960.545 | 1425.901 | 1736.2348 | 3608.0943 | 0 | 0 | 0.69035 | 8731.4656 | 5267 | 8
2004 | 8 | 7 | 10 | 0.0023464 | 0.0015819 | 0.0023685 | 0.0025341 | 0 | 0 | 1.1329e-05 | 0.0088422 |  | 2331.6417 | 1378.3209 | 1743.1792 | 3634.8989 | 0 | 0 | 0.69035 | 9088.731 | 5268 | 8
2004 | 8 | 7 | 11 | 0.0027102 | 0.0015022 | 0.0024588 | 0.0026066 | 0 | 0 | 1.1329e-05 | 0.0092891 |  | 2693.1801 | 1308.8411 | 1809.6923 | 3738.9439 | 0 | 0 | 0.69035 | 9551.3478 | 5269 | 8
2004 | 8 | 7 | 12 | 0.0027682 | 0.0015019 | 0.0024288 | 0.0025676 | 0 | 0 | 1.1329e-05 | 0.0092779 |  | 2750.8893 | 1308.5892 | 1787.6109 | 3682.967 | 0 | 0 | 0.69035 | 9530.7468 | 5270 | 8
2004 | 8 | 7 | 13 | 0.003007 | 0.0013931 | 0.0024765 | 0.0025413 | 0 | 0 | 1.1329e-05 | 0.0094292 |  | 2988.1101 | 1213.8291 | 1822.6543 | 3645.3176 | 0 | 0 | 0.69035 | 9670.6015 | 5271 | 8
2004 | 8 | 7 | 14 | 0.0029257 | 0.0014034 | 0.0024638 | 0.0024112 | 0 | 0 | 1.1329e-05 | 0.0092156 |  | 2907.3896 | 1222.8119 | 1813.3701 | 3458.6806 | 0 | 0 | 0.69035 | 9402.9425 | 5272 | 8
2004 | 8 | 7 | 15 | 0.0032783 | 0.0012923 | 0.0024829 | 0.0023576 | 0 | 0 | 1.1329e-05 | 0.0094226 |  | 3257.7805 | 1126.0056 | 1827.4328 | 3381.7715 | 0 | 0 | 0.69035 | 9593.6808 | 5273 | 8
2004 | 8 | 7 | 16 | 0.0034741 | 0.0012434 | 0.0024475 | 0.002368 | 0 | 0 | 1.1329e-05 | 0.0095444 |  | 3452.3063 | 1083.4043 | 1801.3345 | 3396.6892 | 0 | 0 | 0.69035 | 9734.4246 | 5274 | 8
2004 | 8 | 7 | 17 | 0.0034215 | 0.0012453 | 0.0024538 | 0.0023661 | 0 | 0 | 1.1329e-05 | 0.0094981 |  | 3400.0107 | 1085.0623 | 1805.999 | 3393.9425 | 0 | 0 | 0.69035 | 9685.7048 | 5275 | 8
2004 | 8 | 7 | 18 | 0.0038994 | 0.0010604 | 0.0024212 | 0.0023355 | 0 | 0 | 1.1329e-05 | 0.0097278 |  | 3874.9549 | 923.9533 | 1781.9683 | 3349.9945 | 0 | 0 | 0.69035 | 9931.5613 | 5276 | 8
2004 | 8 | 7 | 19 | 0.0042716 | 0.00092686 | 0.0023457 | 0.0023135 | 0 | 0 | 1.1329e-05 | 0.009869 |  | 4244.856 | 807.5689 | 1726.409 | 3318.5015 | 0 | 0 | 0.69035 | 10098.0258 | 5277 | 8
2004 | 8 | 7 | 20 | 0.0038368 | 0.0010469 | 0.0023062 | 0.0022937 | 4.3962e-05 | 2.3042e-06 | 1.1329e-05 | 0.0095412 |  | 3812.7427 | 912.1728 | 1697.3597 | 3290.0869 | 13.131 | 1.289 | 0.69035 | 9727.4725 | 5278 | 8
2004 | 8 | 7 | 21 | 0.003523 | 0.0011495 | 0.0022586 | 0.0023191 | 0.00017585 | 9.2169e-06 | 1.1329e-05 | 0.0094467 |  | 3500.9433 | 1001.5591 | 1662.3397 | 3326.5997 | 52.5241 | 5.156 | 0.69035 | 9549.8123 | 5279 | 8
2004 | 8 | 7 | 22 | 0.0037928 | 0.0010089 | 0.0021397 | 0.0022614 | 0.00017585 | 9.2169e-06 | 1.1329e-05 | 0.0093992 |  | 3769.0658 | 879.0069 | 1574.8206 | 3243.7236 | 52.5241 | 5.156 | 0.69035 | 9524.9875 | 5280 | 8
2004 | 8 | 7 | 23 | 0.0028177 | 0.0012018 | 0.0020071 | 0.0022015 | 0.00017585 | 9.2169e-06 | 1.1329e-05 | 0.0084245 |  | 2800.0266 | 1047.1198 | 1477.2254 | 3157.864 | 52.5241 | 5.156 | 0.69035 | 8540.6063 | 5281 | 8
2004 | 8 | 7 | 24 | 0.0023304 | 0.0011902 | 0.0019231 | 0.0022198 | 0.00017585 | 9.2169e-06 | 1.1329e-05 | 0.0078598 |  | 2315.7651 | 1036.9919 | 1415.3593 | 3184.1475 | 52.5241 | 5.156 | 0.69035 | 8010.6343 | 5282 | 8
2004 | 8 | 8 | 1 | 0.0016819 | 0.0013041 | 0.0018976 | 0.0022442 | 0.00017585 | 9.2169e-06 | 1.1329e-05 | 0.0073241 |  | 1671.3169 | 1136.2216 | 1396.6003 | 3219.0502 | 52.5241 | 5.156 | 0.69035 | 7481.5594 | 5283 | 8
2004 | 8 | 8 | 2 | 0.0014151 | 0.0013324 | 0.0019247 | 0.0021941 | 0.00017585 | 9.2169e-06 | 1.1329e-05 | 0.0070626 |  | 1406.1819 | 1160.877 | 1416.5829 | 3147.1611 | 52.5241 | 5.156 | 0.69035 | 7189.1733 | 5284 | 8
2004 | 8 | 8 | 3 | 0.0010556 | 0.0014349 | 0.0018839 | 0.0021766 | 0.00017585 | 9.2169e-06 | 1.1329e-05 | 0.0067474 |  | 1049.0245 | 1250.203 | 1386.5088 | 3122.1562 | 52.5241 | 5.156 | 0.69035 | 6866.263 | 5285 | 8
2004 | 8 | 8 | 4 | 0.00091629 | 0.0014702 | 0.001898 | 0.0021823 | 0.00017585 | 9.2169e-06 | 1.1329e-05 | 0.0066631 |  | 910.5428 | 1280.9387 | 1396.8825 | 3130.3491 | 52.5241 | 5.156 | 0.69035 | 6777.0836 | 5286 | 8
2004 | 8 | 8 | 5 | 0.00084305 | 0.0014899 | 0.0018798 | 0.0022365 | 0.00017585 | 9.2169e-06 | 1.1329e-05 | 0.0066457 |  | 837.7664 | 1298.1288 | 1383.5529 | 3208.1106 | 52.5241 | 5.156 | 0.69035 | 6785.9291 | 5287 | 8
2004 | 8 | 8 | 6 | 0.00079323 | 0.001519 | 0.0018737 | 0.0022159 | 0 | 0 | 1.1329e-05 | 0.0064132 |  | 788.2605 | 1323.491 | 1379.0622 | 3178.5119 | 0 | 0 | 0.69035 | 6670.016 | 5288 | 8
2004 | 8 | 8 | 7 | 0.0012392 | 0.001577 | 0.0019141 | 0.0023527 | 0 | 0 | 1.1329e-05 | 0.0070944 |  | 1231.4382 | 1374.0464 | 1408.7682 | 3374.7152 | 0 | 0 | 0.69035 | 7389.6583 | 5289 | 8
2004 | 8 | 8 | 8 | 0.0014501 | 0.0016367 | 0.0021253 | 0.0024968 | 0 | 0 | 1.1329e-05 | 0.0077202 |  | 1441.0234 | 1426.0198 | 1564.2033 | 3581.4793 | 0 | 0 | 0.69035 | 8013.4161 | 5290 | 8
2004 | 8 | 8 | 9 | 0.0019959 | 0.0015758 | 0.0021844 | 0.0025602 | 0 | 0 | 1.1329e-05 | 0.0083277 |  | 1983.4324 | 1373.0093 | 1607.6913 | 3672.3589 | 0 | 0 | 0.69035 | 8637.1823 | 5291 | 8
2004 | 8 | 8 | 10 | 0.0023116 | 0.0015505 | 0.0022298 | 0.0026339 | 0 | 0 | 1.1329e-05 | 0.0087372 |  | 2297.0895 | 1350.9765 | 1641.1374 | 3778.0614 | 0 | 0 | 0.69035 | 9067.9552 | 5292 | 8
2004 | 8 | 8 | 11 | 0.0024383 | 0.00159 | 0.0023114 | 0.0026248 | 0 | 0 | 1.1329e-05 | 0.0089758 |  | 2422.9807 | 1385.3612 | 1701.1566 | 3765.038 | 0 | 0 | 0.69035 | 9275.2268 | 5293 | 8
2004 | 8 | 8 | 12 | 0.0028832 | 0.0014744 | 0.0023383 | 0.0026179 | 0 | 0 | 1.1329e-05 | 0.0093251 |  | 2865.0911 | 1284.6141 | 1720.9885 | 3755.0929 | 0 | 0 | 0.69035 | 9626.4769 | 5294 | 8
2004 | 8 | 8 | 13 | 0.0026966 | 0.0014555 | 0.002399 | 0.0026439 | 0 | 0 | 1.1329e-05 | 0.0092064 |  | 2679.7151 | 1268.2008 | 1765.6546 | 3792.3635 | 0 | 0 | 0.69035 | 9506.6243 | 5295 | 8
2004 | 8 | 8 | 14 | 0.0028723 | 0.0014258 | 0.0023944 | 0.0025592 | 0 | 0 | 1.1329e-05 | 0.009263 |  | 2854.2678 | 1242.2498 | 1762.2761 | 3670.9381 | 0 | 0 | 0.69035 | 9530.4222 | 5296 | 8
2004 | 8 | 8 | 15 | 0.002994 | 0.0013808 | 0.0023813 | 0.0025337 | 0 | 0 | 1.1329e-05 | 0.0093012 |  | 2975.2248 | 1203.1152 | 1752.6447 | 3634.3306 | 0 | 0 | 0.69035 | 9566.0056 | 5297 | 8
2004 | 8 | 8 | 16 | 0.0035587 | 0.0012731 | 0.0024064 | 0.0023988 | 0 | 0 | 1.1329e-05 | 0.0096483 |  | 3536.3783 | 1109.2595 | 1771.0814 | 3440.8267 | 0 | 0 | 0.69035 | 9858.2363 | 5298 | 8
2004 | 8 | 8 | 17 | 0.0040167 | 0.001185 | 0.002324 | 0.0024753 | 0 | 0 | 1.1329e-05 | 0.010012 |  | 3991.5214 | 1032.4918 | 1710.4184 | 3550.602 | 0 | 0 | 0.69035 | 10285.724 | 5299 | 8
2004 | 8 | 8 | 18 | 0.0037966 | 0.0012048 | 0.0022526 | 0.0025504 | 0 | 0 | 1.1329e-05 | 0.0098156 |  | 3772.7491 | 1049.7485 | 1657.8777 | 3658.2462 | 0 | 0 | 0.69035 | 10139.3119 | 5300 | 8
2004 | 8 | 8 | 19 | 0.0033597 | 0.0012456 | 0.0021976 | 0.00269 | 0 | 0 | 1.1329e-05 | 0.0095042 |  | 3338.5927 | 1085.3242 | 1617.3888 | 3858.5223 | 0 | 0 | 0.69035 | 9900.5183 | 5301 | 8
2004 | 8 | 8 | 20 | 0.0036188 | 0.0011745 | 0.0021935 | 0.0027064 | 4.3962e-05 | 2.3042e-06 | 1.1329e-05 | 0.0097508 |  | 3596.123 | 1023.3063 | 1614.412 | 3882.1064 | 13.131 | 1.289 | 0.69035 | 10131.0581 | 5302 | 8
2004 | 8 | 8 | 21 | 0.0039896 | 0.0011527 | 0.0021862 | 0.0028365 | 0.00017585 | 9.2169e-06 | 1.1329e-05 | 0.010361 |  | 3964.5629 | 1004.3806 | 1609.053 | 4068.6961 | 52.5241 | 5.156 | 0.69035 | 10705.0631 | 5303 | 8
2004 | 8 | 8 | 22 | 0.0041643 | 0.0010447 | 0.0021264 | 0.0030318 | 0.00017585 | 9.2169e-06 | 1.1329e-05 | 0.010564 |  | 4138.1956 | 910.2239 | 1564.9964 | 4348.8647 | 52.5241 | 5.156 | 0.69035 | 11020.651 | 5304 | 8
2004 | 8 | 8 | 23 | 0.0028383 | 0.0011763 | 0.0020775 | 0.0035848 | 0.00017585 | 9.2169e-06 | 1.1329e-05 | 0.0098733 |  | 2820.4596 | 1024.9292 | 1529.0029 | 5142.0601 | 52.5241 | 5.156 | 0.69035 | 10574.8223 | 5305 | 8
2004 | 8 | 8 | 24 | 0.0021072 | 0.0011813 | 0.0020234 | 0.0038367 | 0.00017585 | 9.2169e-06 | 1.1329e-05 | 0.0093451 |  | 2093.9744 | 1029.2711 | 1489.2344 | 5503.4473 | 52.5241 | 5.156 | 0.69035 | 10174.2977 | 5306 | 8
2004 | 8 | 9 | 1 | 0.0016595 | 0.0012071 | 0.0018797 | 0.0038183 | 0.00017585 | 9.2169e-06 | 1.1329e-05 | 0.008761 |  | 1649.1329 | 1051.7217 | 1383.4604 | 5476.9226 | 52.5241 | 5.156 | 0.69035 | 9619.6081 | 5307 | 8
2004 | 8 | 9 | 2 | 0.0014182 | 0.0012379 | 0.0019086 | 0.0035228 | 0.00017585 | 9.2169e-06 | 1.1329e-05 | 0.0082839 |  | 1409.3021 | 1078.5496 | 1404.7191 | 5053.1222 | 52.5241 | 5.156 | 0.69035 | 9004.0635 | 5308 | 8
2004 | 8 | 9 | 3 | 0.0010056 | 0.0012847 | 0.0018796 | 0.0039202 | 0.00017585 | 9.2169e-06 | 1.1329e-05 | 0.0082865 |  | 999.295 | 1119.3338 | 1383.353 | 5623.2151 | 52.5241 | 5.156 | 0.69035 | 9183.5674 | 5309 | 8
2004 | 8 | 9 | 4 | 0.00091874 | 0.0012965 | 0.0019212 | 0.0039477 | 0.00017585 | 9.2169e-06 | 1.1329e-05 | 0.0082806 |  | 912.9833 | 1129.6498 | 1413.9878 | 5662.6642 | 52.5241 | 5.156 | 0.69035 | 9177.6555 | 5310 | 8
2004 | 8 | 9 | 5 | 0.00075302 | 0.0013866 | 0.0019906 | 0.0040622 | 0.00017585 | 9.2169e-06 | 1.1329e-05 | 0.0083888 |  | 748.2959 | 1208.1317 | 1465.0857 | 5826.8536 | 52.5241 | 5.156 | 0.69035 | 9306.7374 | 5311 | 8
2004 | 8 | 9 | 6 | 0.00091536 | 0.0014187 | 0.0021968 | 0.0040778 | 0 | 0 | 1.1329e-05 | 0.00862 |  | 909.6247 | 1236.0938 | 1616.8274 | 5849.2538 | 0 | 0 | 0.69035 | 9612.49 | 5312 | 8
2004 | 8 | 9 | 7 | 0.0012786 | 0.001459 | 0.0025489 | 0.0041404 | 0 | 0 | 1.1329e-05 | 0.0094382 |  | 1270.5615 | 1271.2272 | 1876.0048 | 5938.9494 | 0 | 0 | 0.69035 | 10357.4333 | 5313 | 8
2004 | 8 | 9 | 8 | 0.0014356 | 0.0015813 | 0.0027344 | 0.0043979 | 0 | 0 | 1.1329e-05 | 0.010161 |  | 1426.6079 | 1377.8148 | 2012.4879 | 6308.3401 | 0 | 0 | 0.69035 | 11125.9411 | 5314 | 8
2004 | 8 | 9 | 9 | 0.0020052 | 0.0015681 | 0.0028267 | 0.0044445 | 0 | 0 | 1.1329e-05 | 0.010856 |  | 1992.5959 | 1366.267 | 2080.4598 | 6375.1619 | 0 | 0 | 0.69035 | 11815.1751 | 5315 | 8
2004 | 8 | 9 | 10 | 0.0022867 | 0.0015175 | 0.0029035 | 0.0045519 | 0 | 0 | 1.1329e-05 | 0.011271 |  | 2272.402 | 1322.1964 | 2136.9438 | 6529.2641 | 0 | 0 | 0.69035 | 12261.4967 | 5316 | 8
2004 | 8 | 9 | 11 | 0.0027502 | 0.0014804 | 0.0029766 | 0.0046232 | 0 | 0 | 1.1329e-05 | 0.011842 |  | 2732.9921 | 1289.8976 | 2190.7584 | 6631.5275 | 0 | 0 | 0.69035 | 12845.8661 | 5317 | 8
2004 | 8 | 9 | 12 | 0.0033751 | 0.0012563 | 0.0029523 | 0.0047291 | 0 | 0 | 1.1329e-05 | 0.012324 |  | 3353.9735 | 1094.6055 | 2172.8681 | 6783.5094 | 0 | 0 | 0.69035 | 13405.6468 | 5318 | 8
2004 | 8 | 9 | 13 | 0.00363 | 0.001225 | 0.003091 | 0.004457 | 0 | 0 | 1.1329e-05 | 0.012414 |  | 3607.2517 | 1067.3134 | 2274.9865 | 6393.1924 | 0 | 0 | 0.69035 | 13343.4343 | 5319 | 8
2004 | 8 | 9 | 14 | 0.0028697 | 0.0014127 | 0.0030241 | 0.0040604 | 0 | 0 | 1.1329e-05 | 0.011378 |  | 2851.6649 | 1230.8989 | 2225.6978 | 5824.287 | 0 | 0 | 0.69035 | 12133.239 | 5320 | 8
2004 | 8 | 9 | 15 | 0.0035541 | 0.0012272 | 0.0029602 | 0.0041497 | 0 | 0 | 1.1329e-05 | 0.011902 |  | 3531.7716 | 1069.2124 | 2178.6905 | 5952.3147 | 0 | 0 | 0.69035 | 12732.6796 | 5321 | 8
2004 | 8 | 9 | 16 | 0.0039529 | 0.0011492 | 0.002753 | 0.0044065 | 0 | 0 | 1.1329e-05 | 0.012273 |  | 3928.1331 | 1001.2639 | 2026.2108 | 6320.7035 | 0 | 0 | 0.69035 | 13277.0016 | 5322 | 8
2004 | 8 | 9 | 17 | 0.0043168 | 0.0010182 | 0.0026556 | 0.0043141 | 0 | 0 | 1.1329e-05 | 0.012316 |  | 4289.7321 | 887.1221 | 1954.4833 | 6188.104 | 0 | 0 | 0.69035 | 13320.1318 | 5323 | 8
2004 | 8 | 9 | 18 | 0.0032868 | 0.001237 | 0.0026121 | 0.0044396 | 0 | 0 | 1.1329e-05 | 0.011587 |  | 3266.1946 | 1077.8022 | 1922.4883 | 6368.1968 | 0 | 0 | 0.69035 | 12635.3722 | 5324 | 8
2004 | 8 | 9 | 19 | 0.0027916 | 0.0013151 | 0.0025252 | 0.0044044 | 0 | 0 | 1.1329e-05 | 0.011048 |  | 2774.0812 | 1145.8684 | 1858.5088 | 6317.6801 | 0 | 0 | 0.69035 | 12096.8288 | 5325 | 8
2004 | 8 | 9 | 20 | 0.0031219 | 0.0012181 | 0.0024815 | 0.0042638 | 4.3962e-05 | 2.3042e-06 | 1.1329e-05 | 0.011143 |  | 3102.2884 | 1061.2906 | 1826.3996 | 6116.0736 | 13.131 | 1.289 | 0.69035 | 12121.1626 | 5326 | 8
2004 | 8 | 9 | 21 | 0.0033798 | 0.0011605 | 0.0025435 | 0.0043843 | 0.00017585 | 9.2169e-06 | 1.1329e-05 | 0.011665 |  | 3358.6226 | 1011.1754 | 1872.0273 | 6288.8021 | 52.5241 | 5.156 | 0.69035 | 12588.9978 | 5327 | 8
2004 | 8 | 9 | 22 | 0.0032028 | 0.0010738 | 0.0024513 | 0.0043106 | 0.00017585 | 9.2169e-06 | 1.1329e-05 | 0.011235 |  | 3182.7328 | 935.5894 | 1804.1632 | 6183.1748 | 52.5241 | 5.156 | 0.69035 | 12164.0307 | 5328 | 8
2004 | 8 | 9 | 23 | 0.0025043 | 0.0011431 | 0.0023585 | 0.0044454 | 0.00017585 | 9.2169e-06 | 1.1329e-05 | 0.010648 |  | 2488.5831 | 995.9737 | 1735.8681 | 6376.4878 | 52.5241 | 5.156 | 0.69035 | 11655.2833 | 5329 | 8
2004 | 8 | 9 | 24 | 0.0022146 | 0.001041 | 0.00223 | 0.0043228 | 0.00017585 | 9.2169e-06 | 1.1329e-05 | 0.010005 |  | 2200.7012 | 906.9918 | 1641.2646 | 6200.6337 | 52.5241 | 5.156 | 0.69035 | 11007.9619 | 5330 | 8
2004 | 8 | 10 | 1 | 0.0017718 | 0.00124 | 0.0020514 | 0.0042945 | 0.00017585 | 9.2169e-06 | 1.1329e-05 | 0.0095541 |  | 1760.6504 | 1080.4004 | 1509.7944 | 6160.1028 | 52.5241 | 5.156 | 0.69035 | 10569.3186 | 5331 | 8
2004 | 8 | 10 | 2 | 0.0014523 | 0.0012714 | 0.0020818 | 0.0043238 | 0.00017585 | 9.2169e-06 | 1.1329e-05 | 0.0093257 |  | 1443.2275 | 1107.7321 | 1532.22 | 6202.105 | 52.5241 | 5.156 | 0.69035 | 10343.6551 | 5332 | 8
2004 | 8 | 10 | 3 | 0.0012418 | 0.0012938 | 0.002134 | 0.0043359 | 0.00017585 | 9.2169e-06 | 1.1329e-05 | 0.0092019 |  | 1233.9797 | 1127.3031 | 1570.5976 | 6219.4378 | 52.5241 | 5.156 | 0.69035 | 10209.6887 | 5333 | 8
2004 | 8 | 10 | 4 | 0.0010905 | 0.0013495 | 0.0021185 | 0.0043435 | 0.00017585 | 9.2169e-06 | 1.1329e-05 | 0.0090984 |  | 1083.6559 | 1175.8143 | 1559.2019 | 6230.3007 | 52.5241 | 5.156 | 0.69035 | 10107.3433 | 5334 | 8
2004 | 8 | 10 | 5 | 0.0010503 | 0.0014265 | 0.0021657 | 0.0042754 | 0.00017585 | 9.2169e-06 | 1.1329e-05 | 0.0091143 |  | 1043.7467 | 1242.8969 | 1593.9648 | 6132.6222 | 52.5241 | 5.156 | 0.69035 | 10071.601 | 5335 | 8
2004 | 8 | 10 | 6 | 0.0010721 | 0.0015382 | 0.0024031 | 0.0041746 | 0 | 0 | 1.1329e-05 | 0.0091993 |  | 1065.3919 | 1340.215 | 1768.68 | 5987.9973 | 0 | 0 | 0.69035 | 10162.9746 | 5336 | 8
2004 | 8 | 10 | 7 | 0.0012897 | 0.0016614 | 0.0027383 | 0.0042093 | 0 | 0 | 1.1329e-05 | 0.0099101 |  | 1281.6046 | 1447.5906 | 2015.3652 | 6037.9065 | 0 | 0 | 0.69035 | 10783.1573 | 5337 | 8
2004 | 8 | 10 | 8 | 0.0015735 | 0.0017946 | 0.0028963 | 0.0045735 | 0 | 0 | 1.1329e-05 | 0.010849 |  | 1563.6253 | 1563.5846 | 2131.6722 | 6560.2836 | 0 | 0 | 0.69035 | 11819.856 | 5338 | 8
2004 | 8 | 10 | 9 | 0.0018427 | 0.0017886 | 0.0029319 | 0.0044961 | 0 | 0 | 1.1329e-05 | 0.011071 |  | 1831.1944 | 1558.4105 | 2157.8752 | 6449.2325 | 0 | 0 | 0.69035 | 11997.403 | 5339 | 8
2004 | 8 | 10 | 10 | 0.0020982 | 0.0017617 | 0.0030351 | 0.0042693 | 0 | 0 | 1.1329e-05 | 0.011176 |  | 2085.0474 | 1534.9858 | 2233.7815 | 6123.92 | 0 | 0 | 0.69035 | 11978.425 | 5340 | 8
2004 | 8 | 10 | 11 | 0.0025037 | 0.0017027 | 0.0030948 | 0.0043805 | 0 | 0 | 1.1329e-05 | 0.011693 |  | 2488.015 | 1483.5183 | 2277.781 | 6283.4241 | 0 | 0 | 0.69035 | 12533.4287 | 5341 | 8
2004 | 8 | 10 | 12 | 0.0031951 | 0.0014861 | 0.0030422 | 0.0044451 | 0 | 0 | 1.1329e-05 | 0.01218 |  | 3175.0204 | 1294.8565 | 2239.0723 | 6376.1002 | 0 | 0 | 0.69035 | 13085.7398 | 5342 | 8
2004 | 8 | 10 | 13 | 0.0031653 | 0.0014902 | 0.0032044 | 0.0044399 | 0 | 0 | 1.1329e-05 | 0.012311 |  | 3145.445 | 1298.42 | 2358.3797 | 6368.5647 | 0 | 0 | 0.69035 | 13171.4997 | 5343 | 8
2004 | 8 | 10 | 14 | 0.0029976 | 0.0015291 | 0.0030995 | 0.0046127 | 0 | 0 | 1.1329e-05 | 0.01225 |  | 2978.8148 | 1332.2713 | 2281.1929 | 6616.4114 | 0 | 0 | 0.69035 | 13209.3808 | 5344 | 8
2004 | 8 | 10 | 15 | 0.0034082 | 0.0014206 | 0.0030378 | 0.0043888 | 0 | 0 | 1.1329e-05 | 0.012267 |  | 3386.818 | 1237.744 | 2235.8113 | 6295.2725 | 0 | 0 | 0.69035 | 13156.3361 | 5345 | 8
2004 | 8 | 10 | 16 | 0.0042981 | 0.0011788 | 0.0028513 | 0.0045094 | 0 | 0 | 1.1329e-05 | 0.012849 |  | 4271.1533 | 1027.0775 | 2098.5695 | 6468.359 | 0 | 0 | 0.69035 | 13865.8496 | 5346 | 8
2004 | 8 | 10 | 17 | 0.0041786 | 0.0012145 | 0.0027376 | 0.0044743 | 0 | 0 | 1.1329e-05 | 0.012616 |  | 4152.4331 | 1058.2129 | 2014.886 | 6418.0268 | 0 | 0 | 0.69035 | 13644.2492 | 5347 | 8
2004 | 8 | 10 | 18 | 0.0032011 | 0.0014258 | 0.0027064 | 0.0043992 | 0 | 0 | 1.1329e-05 | 0.011744 |  | 3181.0329 | 1242.2933 | 1991.8591 | 6310.1929 | 0 | 0 | 0.69035 | 12726.0685 | 5348 | 8
2004 | 8 | 10 | 19 | 0.0029779 | 0.0013908 | 0.0026783 | 0.0039138 | 0 | 0 | 1.1329e-05 | 0.010972 |  | 2959.2447 | 1211.8147 | 1971.2204 | 5613.9627 | 0 | 0 | 0.69035 | 11756.9329 | 5349 | 8
2004 | 8 | 10 | 20 | 0.0031174 | 0.0013342 | 0.0026187 | 0.0043911 | 4.3962e-05 | 2.3042e-06 | 1.1329e-05 | 0.011519 |  | 3097.8187 | 1162.4927 | 1927.3392 | 6298.6732 | 13.131 | 1.289 | 0.69035 | 12501.4341 | 5350 | 8
2004 | 8 | 10 | 21 | 0.0037266 | 0.0011692 | 0.0026536 | 0.0045364 | 0.00017585 | 9.2169e-06 | 1.1329e-05 | 0.012282 |  | 3703.2273 | 1018.6985 | 1953.0387 | 6506.9886 | 52.5241 | 5.156 | 0.69035 | 13240.3236 | 5351 | 8
2004 | 8 | 10 | 22 | 0.0034781 | 0.0011599 | 0.0025554 | 0.0044971 | 0.00017585 | 9.2169e-06 | 1.1329e-05 | 0.011887 |  | 3456.2731 | 1010.6379 | 1880.7675 | 6450.6618 | 52.5241 | 5.156 | 0.69035 | 12856.7108 | 5352 | 8
2004 | 8 | 10 | 23 | 0.0024019 | 0.0012337 | 0.0024314 | 0.0045666 | 0.00017585 | 9.2169e-06 | 1.1329e-05 | 0.01083 |  | 2386.8699 | 1074.9292 | 1789.5288 | 6550.3562 | 52.5241 | 5.156 | 0.69035 | 11860.0546 | 5353 | 8
2004 | 8 | 10 | 24 | 0.0021238 | 0.0012085 | 0.0023396 | 0.0045908 | 0.00017585 | 9.2169e-06 | 1.1329e-05 | 0.010459 |  | 2110.4573 | 1052.9355 | 1721.9305 | 6585.0281 | 52.5241 | 5.156 | 0.69035 | 11528.722 | 5354 | 8
2004 | 8 | 11 | 1 | 0.0018505 | 0.00124 | 0.0022131 | 0.0045337 | 0.00017585 | 9.2169e-06 | 1.1329e-05 | 0.010034 |  | 1838.9409 | 1080.4004 | 1628.8123 | 6503.1051 | 52.5241 | 5.156 | 0.69035 | 11109.6292 | 5355 | 8
2004 | 8 | 11 | 2 | 0.0015216 | 0.0012714 | 0.0021833 | 0.0044826 | 0.00017585 | 9.2169e-06 | 1.1329e-05 | 0.0096553 |  | 1512.0643 | 1107.7321 | 1606.9294 | 6429.8661 | 52.5241 | 5.156 | 0.69035 | 10714.9624 | 5356 | 8
2004 | 8 | 11 | 3 | 0.0013066 | 0.0012938 | 0.0021271 | 0.0044946 | 0.00017585 | 9.2169e-06 | 1.1329e-05 | 0.0094185 |  | 1298.377 | 1127.3031 | 1565.5602 | 6447.0157 | 52.5241 | 5.156 | 0.69035 | 10496.6266 | 5357 | 8
2004 | 8 | 11 | 4 | 0.0011531 | 0.0013495 | 0.0021308 | 0.0043873 | 0.00017585 | 9.2169e-06 | 1.1329e-05 | 0.0092172 |  | 1145.8562 | 1175.8143 | 1568.275 | 6293.2211 | 52.5241 | 5.156 | 0.69035 | 10241.537 | 5358 | 8
2004 | 8 | 11 | 5 | 0.0011146 | 0.0014265 | 0.002164 | 0.004018 | 0.00017585 | 9.2169e-06 | 1.1329e-05 | 0.0089195 |  | 1107.6307 | 1242.8969 | 1592.6839 | 5763.4058 | 52.5241 | 5.156 | 0.69035 | 9764.9878 | 5359 | 8
2004 | 8 | 11 | 6 | 0.0011451 | 0.0015382 | 0.0024846 | 0.0041472 | 0 | 0 | 1.1329e-05 | 0.0093264 |  | 1137.9331 | 1340.215 | 1828.6541 | 5948.7645 | 0 | 0 | 0.69035 | 10256.2571 | 5360 | 8
2004 | 8 | 11 | 7 | 0.0013651 | 0.0016614 | 0.0027964 | 0.0042317 | 0 | 0 | 1.1329e-05 | 0.010066 |  | 1356.4989 | 1447.5906 | 2058.1416 | 6070.0359 | 0 | 0 | 0.69035 | 10932.9574 | 5361 | 8
2004 | 8 | 11 | 8 | 0.0016584 | 0.0017946 | 0.002946 | 0.0041405 | 0 | 0 | 1.1329e-05 | 0.010551 |  | 1648.0407 | 1563.5846 | 2168.238 | 5939.2043 | 0 | 0 | 0.69035 | 11319.7581 | 5362 | 8
2004 | 8 | 11 | 9 | 0.0019323 | 0.0017886 | 0.0029836 | 0.0046196 | 0 | 0 | 1.1329e-05 | 0.011335 |  | 1920.1828 | 1558.4105 | 2195.9272 | 6626.3829 | 0 | 0 | 0.69035 | 12301.5937 | 5363 | 8
2004 | 8 | 11 | 10 | 0.0021931 | 0.0017617 | 0.0030741 | 0.004536 | 0 | 0 | 1.1329e-05 | 0.011576 |  | 2179.3907 | 1534.9858 | 2262.5092 | 6506.4021 | 0 | 0 | 0.69035 | 12483.9782 | 5364 | 8
2004 | 8 | 11 | 11 | 0.002603 | 0.0017027 | 0.0031277 | 0.0045124 | 0 | 0 | 1.1329e-05 | 0.011957 |  | 2586.6914 | 1483.5183 | 2301.9767 | 6472.5535 | 0 | 0 | 0.69035 | 12845.4302 | 5365 | 8
2004 | 8 | 11 | 12 | 0.0033005 | 0.0014861 | 0.0030597 | 0.0046165 | 0 | 0 | 1.1329e-05 | 0.012474 |  | 3279.7853 | 1294.8565 | 2251.8988 | 6621.9908 | 0 | 0 | 0.69035 | 13449.2218 | 5366 | 8
2004 | 8 | 11 | 13 | 0.0032831 | 0.0014902 | 0.0031984 | 0.0046924 | 0 | 0 | 1.1329e-05 | 0.012675 |  | 3262.5623 | 1298.42 | 2353.9849 | 6730.7597 | 0 | 0 | 0.69035 | 13646.4173 | 5367 | 8
2004 | 8 | 11 | 14 | 0.0031199 | 0.0015291 | 0.0031235 | 0.0045859 | 0 | 0 | 1.1329e-05 | 0.01237 |  | 3100.335 | 1332.2713 | 2298.859 | 6578.019 | 0 | 0 | 0.69035 | 13310.1747 | 5368 | 8
2004 | 8 | 11 | 15 | 0.0035363 | 0.0014206 | 0.0030069 | 0.0045552 | 0 | 0 | 1.1329e-05 | 0.01253 |  | 3514.1057 | 1237.744 | 2213.0456 | 6534.0415 | 0 | 0 | 0.69035 | 13499.627 | 5369 | 8
2004 | 8 | 11 | 16 | 0.0044348 | 0.0011788 | 0.0028736 | 0.0046555 | 0 | 0 | 1.1329e-05 | 0.013154 |  | 4406.9929 | 1027.0775 | 2114.9354 | 6677.802 | 0 | 0 | 0.69035 | 14227.4982 | 5370 | 8
2004 | 8 | 11 | 17 | 0.0043275 | 0.0012145 | 0.0027744 | 0.0044452 | 0 | 0 | 1.1329e-05 | 0.012773 |  | 4300.4122 | 1058.2129 | 2041.9318 | 6376.2332 | 0 | 0 | 0.69035 | 13777.4804 | 5371 | 8
2004 | 8 | 11 | 18 | 0.003343 | 0.0014258 | 0.0027332 | 0.0039999 | 0 | 0 | 1.1329e-05 | 0.011513 |  | 3322.0378 | 1242.2933 | 2011.6368 | 5737.4482 | 0 | 0 | 0.69035 | 12314.1064 | 5372 | 8
2004 | 8 | 11 | 19 | 0.0031148 | 0.0013908 | 0.0026587 | 0.004304 | 0 | 0 | 1.1329e-05 | 0.01148 |  | 3095.2468 | 1211.8147 | 1956.7713 | 6173.6488 | 0 | 0 | 0.69035 | 12438.1721 | 5373 | 8
2004 | 8 | 11 | 20 | 0.0032426 | 0.0013342 | 0.0027127 | 0.0043143 | 4.3962e-05 | 2.3042e-06 | 1.1329e-05 | 0.011661 |  | 3222.2557 | 1162.4927 | 1996.5635 | 6188.4244 | 13.131 | 1.289 | 0.69035 | 12584.8467 | 5374 | 8
2004 | 8 | 11 | 21 | 0.0038542 | 0.0011692 | 0.0026696 | 0.004304 | 0.00017585 | 9.2169e-06 | 1.1329e-05 | 0.012193 |  | 3830.008 | 1018.6985 | 1964.8025 | 6173.6903 | 52.5241 | 5.156 | 0.69035 | 13045.5698 | 5375 | 8
2004 | 8 | 11 | 22 | 0.0035978 | 0.0011599 | 0.0025658 | 0.0044586 | 0.00017585 | 9.2169e-06 | 1.1329e-05 | 0.011979 |  | 3575.197 | 1010.6379 | 1888.4112 | 6395.4785 | 52.5241 | 5.156 | 0.69035 | 12928.0951 | 5376 | 8
2004 | 8 | 11 | 23 | 0.0025051 | 0.0012337 | 0.0024646 | 0.004351 | 0.00017585 | 9.2169e-06 | 1.1329e-05 | 0.010751 |  | 2489.3542 | 1074.9292 | 1813.9042 | 6241.0448 | 52.5241 | 5.156 | 0.69035 | 11677.6029 | 5377 | 8
2004 | 8 | 11 | 24 | 0.0022113 | 0.0012085 | 0.0023379 | 0.00413 | 0.00017585 | 9.2169e-06 | 1.1329e-05 | 0.010084 |  | 2197.4135 | 1052.9355 | 1720.702 | 5924.103 | 52.5241 | 5.156 | 0.69035 | 10953.5245 | 5378 | 8
2004 | 8 | 12 | 1 | 0.001669 | 0.00124 | 0.0021703 | 0.0043918 | 0.00017585 | 9.2169e-06 | 1.1329e-05 | 0.0096674 |  | 1658.5283 | 1080.4004 | 1597.3067 | 6299.579 | 52.5241 | 5.156 | 0.69035 | 10694.185 | 5379 | 8
2004 | 8 | 12 | 2 | 0.0013725 | 0.0012714 | 0.002158 | 0.0045955 | 0.00017585 | 9.2169e-06 | 1.1329e-05 | 0.0095938 |  | 1363.8701 | 1107.7321 | 1588.2922 | 6591.8241 | 52.5241 | 5.156 | 0.69035 | 10710.089 | 5380 | 8
2004 | 8 | 12 | 3 | 0.0011681 | 0.0012938 | 0.0021152 | 0.0043439 | 0.00017585 | 9.2169e-06 | 1.1329e-05 | 0.0091174 |  | 1160.7938 | 1127.3031 | 1556.7496 | 6230.9696 | 52.5241 | 5.156 | 0.69035 | 10134.1866 | 5381 | 8
2004 | 8 | 12 | 4 | 0.0010447 | 0.0013495 | 0.0021054 | 0.0045021 | 0.00017585 | 9.2169e-06 | 1.1329e-05 | 0.0091982 |  | 1038.1352 | 1175.8143 | 1549.596 | 6457.8843 | 52.5241 | 5.156 | 0.69035 | 10279.8003 | 5382 | 8
2004 | 8 | 12 | 5 | 0.00099625 | 0.0014265 | 0.0021488 | 0.0044008 | 0.00017585 | 9.2169e-06 | 1.1329e-05 | 0.0091687 |  | 990.0016 | 1242.8969 | 1581.528 | 6312.4841 | 52.5241 | 5.156 | 0.69035 | 10185.2811 | 5383 | 8
2004 | 8 | 12 | 6 | 0.0010165 | 0.0015382 | 0.0024053 | 0.0042699 | 0 | 0 | 1.1329e-05 | 0.0092411 |  | 1010.0872 | 1340.215 | 1770.263 | 6124.746 | 0 | 0 | 0.69035 | 10246.0016 | 5384 | 8
2004 | 8 | 12 | 7 | 0.0012595 | 0.0016614 | 0.0027033 | 0.0043965 | 0 | 0 | 1.1329e-05 | 0.010032 |  | 1251.6157 | 1447.5906 | 1989.6146 | 6306.3395 | 0 | 0 | 0.69035 | 10995.8508 | 5385 | 8
2004 | 8 | 12 | 8 | 0.0015401 | 0.0017946 | 0.0028482 | 0.0043854 | 0 | 0 | 1.1329e-05 | 0.01058 |  | 1530.4407 | 1563.5846 | 2096.2358 | 6290.3915 | 0 | 0 | 0.69035 | 11481.343 | 5386 | 8
2004 | 8 | 12 | 9 | 0.0017377 | 0.0017886 | 0.0028539 | 0.0042525 | 0 | 0 | 1.1329e-05 | 0.010644 |  | 1726.7886 | 1558.4105 | 2100.4159 | 6099.8119 | 0 | 0 | 0.69035 | 11486.1172 | 5387 | 8
2004 | 8 | 12 | 10 | 0.0019654 | 0.0017617 | 0.0029616 | 0.0043478 | 0 | 0 | 1.1329e-05 | 0.011048 |  | 1953.098 | 1534.9858 | 2179.7299 | 6236.4632 | 0 | 0 | 0.69035 | 11904.9674 | 5388 | 8
2004 | 8 | 12 | 11 | 0.0023741 | 0.0017027 | 0.0030259 | 0.0043785 | 0 | 0 | 1.1329e-05 | 0.011492 |  | 2359.2046 | 1483.5183 | 2227.0513 | 6280.482 | 0 | 0 | 0.69035 | 12350.9466 | 5389 | 8
2004 | 8 | 12 | 12 | 0.0030462 | 0.0014861 | 0.0029839 | 0.0039367 | 0 | 0 | 1.1329e-05 | 0.011464 |  | 3027.0618 | 1294.8565 | 2196.112 | 5646.8113 | 0 | 0 | 0.69035 | 12165.532 | 5390 | 8
2004 | 8 | 12 | 13 | 0.0029946 | 0.0014902 | 0.0029502 | 0.0042103 | 0 | 0 | 1.1329e-05 | 0.011657 |  | 2975.8302 | 1298.42 | 2171.3505 | 6039.3361 | 0 | 0 | 0.69035 | 12485.6271 | 5391 | 8
2004 | 8 | 12 | 14 | 0.0027861 | 0.0015291 | 0.0028975 | 0.0040126 | 0 | 0 | 1.1329e-05 | 0.011237 |  | 2768.6152 | 1332.2713 | 2132.5718 | 5755.6987 | 0 | 0 | 0.69035 | 11989.8475 | 5392 | 8
2004 | 8 | 12 | 15 | 0.0032165 | 0.0014206 | 0.0028641 | 0.0041089 | 0 | 0 | 1.1329e-05 | 0.011621 |  | 3196.3562 | 1237.744 | 2107.9446 | 5893.8413 | 0 | 0 | 0.69035 | 12436.5764 | 5393 | 8
2004 | 8 | 12 | 16 | 0.0041118 | 0.0011788 | 0.0027537 | 0.0041122 | 0 | 0 | 1.1329e-05 | 0.012168 |  | 4085.9899 | 1027.0775 | 2026.6678 | 5898.5534 | 0 | 0 | 0.69035 | 13038.9789 | 5394 | 8
2004 | 8 | 12 | 17 | 0.0039454 | 0.0012145 | 0.0026624 | 0.0037513 | 0 | 0 | 1.1329e-05 | 0.011585 |  | 3920.6816 | 1058.2129 | 1959.5203 | 5380.9445 | 0 | 0 | 0.69035 | 12320.0496 | 5395 | 8
2004 | 8 | 12 | 18 | 0.0030445 | 0.0014258 | 0.0025268 | 0.0036599 | 0 | 0 | 1.1329e-05 | 0.010668 |  | 3025.4271 | 1242.2933 | 1859.7186 | 5249.7992 | 0 | 0 | 0.69035 | 11377.9286 | 5396 | 8
2004 | 8 | 12 | 19 | 0.0028244 | 0.0013908 | 0.0025741 | 0.0039407 | 0 | 0 | 1.1329e-05 | 0.010741 |  | 2806.6704 | 1211.8147 | 1894.5274 | 5652.6247 | 0 | 0 | 0.69035 | 11566.3276 | 5397 | 8
2004 | 8 | 12 | 20 | 0.0030497 | 0.0013342 | 0.0025579 | 0.003958 | 4.3962e-05 | 2.3042e-06 | 1.1329e-05 | 0.010957 |  | 3030.5696 | 1162.4927 | 1882.5901 | 5677.3452 | 13.131 | 1.289 | 0.69035 | 11768.1079 | 5398 | 8
2004 | 8 | 12 | 21 | 0.0036985 | 0.0011692 | 0.0025239 | 0.0040532 | 0.00017585 | 9.2169e-06 | 1.1329e-05 | 0.011641 |  | 3675.3147 | 1018.6985 | 1857.5869 | 5813.9015 | 52.5241 | 5.156 | 0.69035 | 12423.8722 | 5399 | 8
2004 | 8 | 12 | 22 | 0.0034043 | 0.0011599 | 0.0023998 | 0.004104 | 0.00017585 | 9.2169e-06 | 1.1329e-05 | 0.011264 |  | 3382.9383 | 1010.6379 | 1766.2497 | 5886.8323 | 52.5241 | 5.156 | 0.69035 | 12105.0286 | 5400 | 8
2004 | 8 | 12 | 23 | 0.0023551 | 0.0012337 | 0.002323 | 0.0041145 | 0.00017585 | 9.2169e-06 | 1.1329e-05 | 0.010223 |  | 2340.3747 | 1074.9292 | 1709.6831 | 5901.8567 | 52.5241 | 5.156 | 0.69035 | 11085.2142 | 5401 | 8
2004 | 8 | 12 | 24 | 0.0020291 | 0.0012085 | 0.0022358 | 0.0040793 | 0.00017585 | 9.2169e-06 | 1.1329e-05 | 0.0097491 |  | 2016.3926 | 1052.9355 | 1645.5048 | 5851.3849 | 52.5241 | 5.156 | 0.69035 | 10624.5884 | 5402 | 8
2004 | 8 | 13 | 1 | 0.0018683 | 0.0012949 | 0.0022125 | 0.0039884 | 0.00017585 | 9.2169e-06 | 1.1329e-05 | 0.0095605 |  | 1856.5691 | 1128.2531 | 1628.3858 | 5720.9378 | 52.5241 | 5.156 | 0.69035 | 10392.5164 | 5403 | 8
2004 | 8 | 13 | 2 | 0.0015354 | 0.0013405 | 0.0021711 | 0.0040685 | 0.00017585 | 9.2169e-06 | 1.1329e-05 | 0.0093118 |  | 1525.735 | 1167.9371 | 1597.9039 | 5835.8637 | 52.5241 | 5.156 | 0.69035 | 10185.8102 | 5404 | 8
2004 | 8 | 13 | 3 | 0.0013812 | 0.001302 | 0.002127 | 0.004108 | 0.00017585 | 9.2169e-06 | 1.1329e-05 | 0.0091146 |  | 1372.5694 | 1134.4059 | 1565.4709 | 5892.4678 | 52.5241 | 5.156 | 0.69035 | 10023.2846 | 5405 | 8
2004 | 8 | 13 | 4 | 0.0011323 | 0.0013964 | 0.0021203 | 0.0040867 | 0.00017585 | 9.2169e-06 | 1.1329e-05 | 0.0089321 |  | 1125.2202 | 1216.6938 | 1560.4997 | 5862.0407 | 52.5241 | 5.156 | 0.69035 | 9822.8249 | 5406 | 8
2004 | 8 | 13 | 5 | 0.0010216 | 0.0014084 | 0.0021767 | 0.0039542 | 0.00017585 | 9.2169e-06 | 1.1329e-05 | 0.0087573 |  | 1015.1706 | 1227.1748 | 1602.0264 | 5671.9583 | 52.5241 | 5.156 | 0.69035 | 9574.7005 | 5407 | 8
2004 | 8 | 13 | 6 | 0.0010034 | 0.0015487 | 0.0024 | 0.0040114 | 0 | 0 | 1.1329e-05 | 0.0089749 |  | 997.1022 | 1349.4042 | 1766.3661 | 5754.0173 | 0 | 0 | 0.69035 | 9867.5802 | 5408 | 8
2004 | 8 | 13 | 7 | 0.0014466 | 0.0016028 | 0.0027347 | 0.0037545 | 0 | 0 | 1.1329e-05 | 0.0095499 |  | 1437.5732 | 1396.5003 | 2012.7026 | 5385.4795 | 0 | 0 | 0.69035 | 10232.9459 | 5409 | 8
2004 | 8 | 13 | 8 | 0.0015056 | 0.0017231 | 0.0028903 | 0.0039018 | 0 | 0 | 1.1329e-05 | 0.010032 |  | 1496.2016 | 1501.3412 | 2127.2671 | 5596.7188 | 0 | 0 | 0.69035 | 10722.2191 | 5410 | 8
2004 | 8 | 13 | 9 | 0.0019063 | 0.0018273 | 0.0028975 | 0.0038742 | 0 | 0 | 1.1329e-05 | 0.010517 |  | 1894.3692 | 1592.0916 | 2132.547 | 5557.1986 | 0 | 0 | 0.69035 | 11176.8967 | 5411 | 8
2004 | 8 | 13 | 10 | 0.0020203 | 0.0018855 | 0.0030566 | 0.0042335 | 0 | 0 | 1.1329e-05 | 0.011207 |  | 2007.6661 | 1642.7993 | 2249.6227 | 6072.4868 | 0 | 0 | 0.69035 | 11973.2653 | 5412 | 8
2004 | 8 | 13 | 11 | 0.0023989 | 0.0017839 | 0.0031038 | 0.0041204 | 0 | 0 | 1.1329e-05 | 0.011418 |  | 2383.8972 | 1554.2948 | 2284.387 | 5910.3455 | 0 | 0 | 0.69035 | 12133.6147 | 5413 | 8
2004 | 8 | 13 | 12 | 0.0029303 | 0.0015802 | 0.0030812 | 0.0040595 | 0 | 0 | 1.1329e-05 | 0.011663 |  | 2911.9781 | 1376.782 | 2267.7266 | 5823.0295 | 0 | 0 | 0.69035 | 12380.2066 | 5414 | 8
2004 | 8 | 13 | 13 | 0.0033664 | 0.0014883 | 0.0030383 | 0.0041158 | 0 | 0 | 1.1329e-05 | 0.01202 |  | 3345.3309 | 1296.7328 | 2236.1933 | 5903.7511 | 0 | 0 | 0.69035 | 12782.6983 | 5415 | 8
2004 | 8 | 13 | 14 | 0.003254 | 0.0014359 | 0.003048 | 0.003854 | 0 | 0 | 1.1329e-05 | 0.011603 |  | 3233.5975 | 1251.0643 | 2243.2959 | 5528.1446 | 0 | 0 | 0.69035 | 12256.7927 | 5416 | 8
2004 | 8 | 13 | 15 | 0.0030534 | 0.0015155 | 0.0028769 | 0.0041743 | 0 | 0 | 1.1329e-05 | 0.011631 |  | 3034.2574 | 1320.4687 | 2117.37 | 5987.6926 | 0 | 0 | 0.69035 | 12460.479 | 5417 | 8
2004 | 8 | 13 | 16 | 0.00432 | 0.0011523 | 0.0027763 | 0.0042253 | 0 | 0 | 1.1329e-05 | 0.012485 |  | 4292.914 | 1003.9599 | 2043.3179 | 6060.7656 | 0 | 0 | 0.69035 | 13401.6478 | 5418 | 8
2004 | 8 | 13 | 17 | 0.0046511 | 0.0010235 | 0.0027374 | 0.0039309 | 0 | 0 | 1.1329e-05 | 0.012354 |  | 4621.9038 | 891.7882 | 2014.6924 | 5638.5709 | 0 | 0 | 0.69035 | 13167.6457 | 5419 | 8
2004 | 8 | 13 | 18 | 0.0040951 | 0.0011075 | 0.0026781 | 0.003788 | 0 | 0 | 1.1329e-05 | 0.01168 |  | 4069.389 | 964.9585 | 1971.0279 | 5433.5711 | 0 | 0 | 0.69035 | 12439.6369 | 5420 | 8
2004 | 8 | 13 | 19 | 0.0032967 | 0.0012978 | 0.0026395 | 0.0039532 | 0 | 0 | 1.1329e-05 | 0.011199 |  | 3276.0243 | 1130.7973 | 1942.6836 | 5670.4666 | 0 | 0 | 0.69035 | 12020.6621 | 5421 | 8
2004 | 8 | 13 | 20 | 0.0029515 | 0.0013341 | 0.002607 | 0.0040248 | 4.3962e-05 | 2.3042e-06 | 1.1329e-05 | 0.010975 |  | 2932.9604 | 1162.4123 | 1918.7061 | 5773.1856 | 13.131 | 1.289 | 0.69035 | 11802.3748 | 5422 | 8
2004 | 8 | 13 | 21 | 0.0035787 | 0.001123 | 0.0026165 | 0.0039296 | 0.00017585 | 9.2169e-06 | 1.1329e-05 | 0.011444 |  | 3556.2662 | 978.4227 | 1925.7535 | 5636.5936 | 52.5241 | 5.156 | 0.69035 | 12155.4067 | 5423 | 8
2004 | 8 | 13 | 22 | 0.0036798 | 0.0010152 | 0.0024288 | 0.0036757 | 0.00017585 | 9.2169e-06 | 1.1329e-05 | 0.010996 |  | 3656.7104 | 884.5479 | 1787.5941 | 5272.4834 | 52.5241 | 5.156 | 0.69035 | 11659.7063 | 5424 | 8
2004 | 8 | 13 | 23 | 0.003139 | 0.00098893 | 0.0023354 | 0.0031515 | 0.00017585 | 9.2169e-06 | 1.1329e-05 | 0.0098113 |  | 3119.359 | 861.6469 | 1718.8721 | 4520.5133 | 52.5241 | 5.156 | 0.69035 | 10278.7617 | 5425 | 8
2004 | 8 | 13 | 24 | 0.0023369 | 0.0010935 | 0.0022678 | 0.0030492 | 0.00017585 | 9.2169e-06 | 1.1329e-05 | 0.0089439 |  | 2322.2708 | 952.7704 | 1669.0865 | 4373.8344 | 52.5241 | 5.156 | 0.69035 | 9376.3326 | 5426 | 8
2004 | 8 | 14 | 1 | 0.0019866 | 0.0011852 | 0.0021258 | 0.0028272 | 0.00017585 | 9.2169e-06 | 1.1329e-05 | 0.0083212 |  | 1974.1198 | 1032.6698 | 1564.6072 | 4055.3532 | 52.5241 | 5.156 | 0.69035 | 8685.1204 | 5427 | 8
2004 | 8 | 14 | 2 | 0.0016193 | 0.001255 | 0.0020752 | 0.0027556 | 0.00017585 | 9.2169e-06 | 1.1329e-05 | 0.0079015 |  | 1609.1558 | 1093.4995 | 1527.3676 | 3952.5987 | 52.5241 | 5.156 | 0.69035 | 8240.9921 | 5428 | 8
2004 | 8 | 14 | 3 | 0.0013594 | 0.0013176 | 0.0020159 | 0.0026663 | 0.00017585 | 9.2169e-06 | 1.1329e-05 | 0.0075556 |  | 1350.8316 | 1148.0298 | 1483.7085 | 3824.5431 | 52.5241 | 5.156 | 0.69035 | 7865.4834 | 5429 | 8
2004 | 8 | 14 | 4 | 0.0012801 | 0.0013138 | 0.0020292 | 0.00272 | 0.00017585 | 9.2169e-06 | 1.1329e-05 | 0.0075395 |  | 1272.0658 | 1144.7191 | 1493.4819 | 3901.547 | 52.5241 | 5.156 | 0.69035 | 7870.1843 | 5430 | 8
2004 | 8 | 14 | 5 | 0.001051 | 0.0013473 | 0.0020438 | 0.0026657 | 0.00017585 | 9.2169e-06 | 1.1329e-05 | 0.0073043 |  | 1044.4169 | 1173.9081 | 1504.2153 | 3823.7618 | 52.5241 | 5.156 | 0.69035 | 7604.6727 | 5431 | 8
2004 | 8 | 14 | 6 | 0.001157 | 0.0014218 | 0.0020797 | 0.0027058 | 0 | 0 | 1.1329e-05 | 0.0073757 |  | 1149.7824 | 1238.8029 | 1530.6592 | 3881.2778 | 0 | 0 | 0.69035 | 7801.2126 | 5432 | 8
2004 | 8 | 14 | 7 | 0.0013566 | 0.001535 | 0.0021415 | 0.002734 | 0 | 0 | 1.1329e-05 | 0.0077783 |  | 1348.0528 | 1337.3962 | 1576.1226 | 3921.6266 | 0 | 0 | 0.69035 | 8183.8886 | 5433 | 8
2004 | 8 | 14 | 8 | 0.0017251 | 0.0015788 | 0.0022196 | 0.0026027 | 0 | 0 | 1.1329e-05 | 0.0081376 |  | 1714.3344 | 1375.6412 | 1633.602 | 3733.3204 | 0 | 0 | 0.69035 | 8457.5884 | 5434 | 8
2004 | 8 | 14 | 9 | 0.0020535 | 0.0016365 | 0.0022832 | 0.0026336 | 0 | 0 | 1.1329e-05 | 0.0086183 |  | 2040.6721 | 1425.901 | 1680.455 | 3777.7182 | 0 | 0 | 0.69035 | 8925.4366 | 5435 | 8
2004 | 8 | 14 | 10 | 0.0024315 | 0.0015819 | 0.0023193 | 0.0027776 | 0 | 0 | 1.1329e-05 | 0.0091216 |  | 2416.2971 | 1378.3209 | 1706.9545 | 3984.139 | 0 | 0 | 0.69035 | 9486.4019 | 5436 | 8
2004 | 8 | 14 | 11 | 0.0028042 | 0.0015022 | 0.0023957 | 0.0026922 | 0 | 0 | 1.1329e-05 | 0.0094056 |  | 2786.6205 | 1308.8411 | 1763.2171 | 3861.66 | 0 | 0 | 0.69035 | 9721.0291 | 5437 | 8
2004 | 8 | 14 | 12 | 0.0028653 | 0.0015019 | 0.0023633 | 0.0026824 | 0 | 0 | 1.1329e-05 | 0.0094243 |  | 2847.3733 | 1308.5892 | 1739.3532 | 3847.6893 | 0 | 0 | 0.69035 | 9743.6954 | 5438 | 8
2004 | 8 | 14 | 13 | 0.003113 | 0.0013931 | 0.0023501 | 0.0026392 | 0 | 0 | 1.1329e-05 | 0.0095067 |  | 3093.4431 | 1213.8291 | 1729.6465 | 3785.7216 | 0 | 0 | 0.69035 | 9823.3307 | 5439 | 8
2004 | 8 | 14 | 14 | 0.0030321 | 0.0014034 | 0.0023486 | 0.0025884 | 0 | 0 | 1.1329e-05 | 0.0093839 |  | 3013.0966 | 1222.8119 | 1728.56 | 3712.8028 | 0 | 0 | 0.69035 | 9677.9616 | 5440 | 8
2004 | 8 | 14 | 15 | 0.0033892 | 0.0012923 | 0.002369 | 0.0023413 | 0 | 0 | 1.1329e-05 | 0.0094032 |  | 3367.9873 | 1126.0056 | 1743.5328 | 3358.3772 | 0 | 0 | 0.69035 | 9596.5932 | 5441 | 8
2004 | 8 | 14 | 16 | 0.0035868 | 0.0012434 | 0.0023683 | 0.0023184 | 0 | 0 | 1.1329e-05 | 0.0095283 |  | 3564.297 | 1083.4043 | 1743.0377 | 3325.582 | 0 | 0 | 0.69035 | 9717.0113 | 5442 | 8
2004 | 8 | 14 | 17 | 0.0035449 | 0.0012453 | 0.002351 | 0.0022833 | 0 | 0 | 1.1329e-05 | 0.0094358 |  | 3522.6413 | 1085.0623 | 1730.2917 | 3275.1222 | 0 | 0 | 0.69035 | 9613.8078 | 5443 | 8
2004 | 8 | 14 | 18 | 0.0040232 | 0.0010604 | 0.0023034 | 0.0021841 | 0 | 0 | 1.1329e-05 | 0.0095825 |  | 3997.9607 | 923.9533 | 1695.3229 | 3132.8358 | 0 | 0 | 0.69035 | 9750.7631 | 5444 | 8
2004 | 8 | 14 | 19 | 0.0043888 | 0.00092686 | 0.0022652 | 0.0021122 | 0 | 0 | 1.1329e-05 | 0.0097044 |  | 4361.2924 | 807.5689 | 1667.1959 | 3029.7142 | 0 | 0 | 0.69035 | 9866.4618 | 5445 | 8
2004 | 8 | 14 | 20 | 0.0039484 | 0.0010469 | 0.0022668 | 0.0020291 | 4.3962e-05 | 2.3042e-06 | 1.1329e-05 | 0.0093489 |  | 3923.6733 | 912.1728 | 1668.3755 | 2910.6094 | 13.131 | 1.289 | 0.69035 | 9429.9414 | 5446 | 8
2004 | 8 | 14 | 21 | 0.0036299 | 0.0011495 | 0.002238 | 0.0020081 | 0.00017585 | 9.2169e-06 | 1.1329e-05 | 0.009222 |  | 3607.1768 | 1001.5591 | 1647.1836 | 2880.4187 | 52.5241 | 5.156 | 0.69035 | 9194.7088 | 5447 | 8
2004 | 8 | 14 | 22 | 0.0038935 | 0.0010089 | 0.0021215 | 0.0019158 | 0.00017585 | 9.2169e-06 | 1.1329e-05 | 0.0091361 |  | 3869.1299 | 879.0069 | 1561.3804 | 2748.0775 | 52.5241 | 5.156 | 0.69035 | 9115.9652 | 5448 | 8
2004 | 8 | 14 | 23 | 0.0029072 | 0.0012018 | 0.0019847 | 0.0018079 | 0.00017585 | 9.2169e-06 | 1.1329e-05 | 0.008098 |  | 2888.9957 | 1047.1198 | 1460.6991 | 2593.2413 | 52.5241 | 5.156 | 0.69035 | 8048.4265 | 5449 | 8
2004 | 8 | 14 | 24 | 0.00241 | 0.0011902 | 0.0019018 | 0.0017866 | 0.00017585 | 9.2169e-06 | 1.1329e-05 | 0.007485 |  | 2394.9212 | 1036.9919 | 1399.7275 | 2562.743 | 52.5241 | 5.156 | 0.69035 | 7452.7541 | 5450 | 8
2004 | 8 | 15 | 1 | 0.0015484 | 0.0013041 | 0.0018357 | 0.0017453 | 0.00017585 | 9.2169e-06 | 1.1329e-05 | 0.0066298 |  | 1538.6996 | 1136.2216 | 1351.0467 | 2503.4747 | 52.5241 | 5.156 | 0.69035 | 6587.8131 | 5451 | 8
2004 | 8 | 15 | 2 | 0.0012952 | 0.0013324 | 0.0018491 | 0.0017531 | 0.00017585 | 9.2169e-06 | 1.1329e-05 | 0.0064261 |  | 1287.041 | 1160.877 | 1360.9113 | 2514.6035 | 52.5241 | 5.156 | 0.69035 | 6381.8032 | 5452 | 8
2004 | 8 | 15 | 3 | 0.00094628 | 0.0014349 | 0.0018374 | 0.0017736 | 0.00017585 | 9.2169e-06 | 1.1329e-05 | 0.0061885 |  | 940.3517 | 1250.203 | 1352.2819 | 2544.0367 | 52.5241 | 5.156 | 0.69035 | 6145.2439 | 5453 | 8
2004 | 8 | 15 | 4 | 0.00081177 | 0.0014702 | 0.0018266 | 0.0017713 | 0.00017585 | 9.2169e-06 | 1.1329e-05 | 0.0060762 |  | 806.6803 | 1280.9387 | 1344.3341 | 2540.7451 | 52.5241 | 5.156 | 0.69035 | 6031.0687 | 5454 | 8
2004 | 8 | 15 | 5 | 0.00074234 | 0.0014899 | 0.0018361 | 0.0017623 | 0.00017585 | 9.2169e-06 | 1.1329e-05 | 0.006027 |  | 737.6819 | 1298.1288 | 1351.3455 | 2527.8874 | 52.5241 | 5.156 | 0.69035 | 5973.4141 | 5455 | 8
2004 | 8 | 15 | 6 | 0.00068753 | 0.001519 | 0.0018152 | 0.0017514 | 0 | 0 | 1.1329e-05 | 0.0057844 |  | 683.2225 | 1323.491 | 1335.9438 | 2512.2596 | 0 | 0 | 0.69035 | 5855.6073 | 5456 | 8
2004 | 8 | 15 | 7 | 0.0011173 | 0.001577 | 0.0018756 | 0.0019085 | 0 | 0 | 1.1329e-05 | 0.0064898 |  | 1110.292 | 1374.0464 | 1380.4361 | 2737.5877 | 0 | 0 | 0.69035 | 6603.0525 | 5457 | 8
2004 | 8 | 15 | 8 | 0.0013134 | 0.0016367 | 0.002024 | 0.0019341 | 0 | 0 | 1.1329e-05 | 0.0069194 |  | 1305.1684 | 1426.0198 | 1489.6206 | 2774.2663 | 0 | 0 | 0.69035 | 6995.7655 | 5458 | 8
2004 | 8 | 15 | 9 | 0.0018383 | 0.0015758 | 0.0021163 | 0.0019763 | 0 | 0 | 1.1329e-05 | 0.0075181 |  | 1826.8227 | 1373.0093 | 1557.5786 | 2834.7657 | 0 | 0 | 0.69035 | 7592.8667 | 5459 | 8
2004 | 8 | 15 | 10 | 0.0021272 | 0.0015505 | 0.0021561 | 0.0020571 | 0 | 0 | 1.1329e-05 | 0.0079023 |  | 2113.8703 | 1350.9765 | 1586.8758 | 2950.7689 | 0 | 0 | 0.69035 | 8003.1819 | 5460 | 8
2004 | 8 | 15 | 11 | 0.0022507 | 0.00159 | 0.0022147 | 0.0020427 | 0 | 0 | 1.1329e-05 | 0.0081095 |  | 2236.5842 | 1385.3612 | 1630.0349 | 2930.0497 | 0 | 0 | 0.69035 | 8182.7203 | 5461 | 8
2004 | 8 | 15 | 12 | 0.0026782 | 0.0014744 | 0.0022588 | 0.0020914 | 0 | 0 | 1.1329e-05 | 0.0085141 |  | 2661.4164 | 1284.6141 | 1662.4494 | 2999.8552 | 0 | 0 | 0.69035 | 8609.0254 | 5462 | 8
2004 | 8 | 15 | 13 | 0.0024822 | 0.0014555 | 0.0022512 | 0.0020558 | 0 | 0 | 1.1329e-05 | 0.0082561 |  | 2466.6754 | 1268.2008 | 1656.8935 | 2948.851 | 0 | 0 | 0.69035 | 8341.311 | 5463 | 8
2004 | 8 | 15 | 14 | 0.0026445 | 0.0014258 | 0.0022932 | 0.0022538 | 0 | 0 | 1.1329e-05 | 0.0086287 |  | 2627.9357 | 1242.2498 | 1687.8011 | 3232.9263 | 0 | 0 | 0.69035 | 8791.6033 | 5464 | 8
2004 | 8 | 15 | 15 | 0.0027613 | 0.0013808 | 0.0022872 | 0.0023152 | 0 | 0 | 1.1329e-05 | 0.0087559 |  | 2743.965 | 1203.1152 | 1683.3745 | 3320.9881 | 0 | 0 | 0.69035 | 8952.1332 | 5465 | 8
2004 | 8 | 15 | 16 | 0.0033075 | 0.0012731 | 0.002348 | 0.0023437 | 0 | 0 | 1.1329e-05 | 0.0092837 |  | 3286.7759 | 1109.2595 | 1728.1392 | 3361.7871 | 0 | 0 | 0.69035 | 9486.652 | 5466 | 8
2004 | 8 | 15 | 17 | 0.0037486 | 0.001185 | 0.0022375 | 0.0023586 | 0 | 0 | 1.1329e-05 | 0.009541 |  | 3725.0694 | 1032.4918 | 1646.7937 | 3383.1454 | 0 | 0 | 0.69035 | 9788.1908 | 5467 | 8
2004 | 8 | 15 | 18 | 0.0035381 | 0.0012048 | 0.0021776 | 0.002401 | 0 | 0 | 1.1329e-05 | 0.0093328 |  | 3515.8893 | 1049.7485 | 1602.7328 | 3443.9525 | 0 | 0 | 0.69035 | 9613.0136 | 5468 | 8
2004 | 8 | 15 | 19 | 0.0031079 | 0.0012456 | 0.002099 | 0.0024681 | 0 | 0 | 1.1329e-05 | 0.0089319 |  | 3088.4384 | 1085.3242 | 1544.8219 | 3540.2075 | 0 | 0 | 0.69035 | 9259.4823 | 5469 | 8
2004 | 8 | 15 | 20 | 0.0033748 | 0.0011745 | 0.0020983 | 0.0025163 | 4.3962e-05 | 2.3042e-06 | 1.1329e-05 | 0.0092215 |  | 3353.6329 | 1023.3063 | 1544.3697 | 3609.3971 | 13.131 | 1.289 | 0.69035 | 9545.8165 | 5470 | 8
2004 | 8 | 15 | 21 | 0.0037559 | 0.0011527 | 0.0020688 | 0.0025466 | 0.00017585 | 9.2169e-06 | 1.1329e-05 | 0.0097204 |  | 3732.3135 | 1004.3806 | 1522.6582 | 3652.8003 | 52.5241 | 5.156 | 0.69035 | 9970.5231 | 5471 | 8
2004 | 8 | 15 | 22 | 0.0039477 | 0.0010447 | 0.0019646 | 0.0026613 | 0.00017585 | 9.2169e-06 | 1.1329e-05 | 0.0098148 |  | 3922.9902 | 910.2239 | 1445.9465 | 3817.416 | 52.5241 | 5.156 | 0.69035 | 10154.9471 | 5472 | 8
2004 | 8 | 15 | 23 | 0.0026471 | 0.0011763 | 0.0019161 | 0.003112 | 0.00017585 | 9.2169e-06 | 1.1329e-05 | 0.009048 |  | 2630.5223 | 1024.9292 | 1410.2248 | 4463.9206 | 52.5241 | 5.156 | 0.69035 | 9587.9675 | 5473 | 8
2004 | 8 | 15 | 24 | 0.0019404 | 0.0011813 | 0.0018765 | 0.0034224 | 0.00017585 | 9.2169e-06 | 1.1329e-05 | 0.008617 |  | 1928.247 | 1029.2711 | 1381.0977 | 4909.0838 | 52.5241 | 5.156 | 0.69035 | 9306.0701 | 5474 | 8
2004 | 8 | 16 | 1 | 0.0016769 | 0.0012071 | 0.0018262 | 0.0035063 | 0.00017585 | 9.2169e-06 | 1.1329e-05 | 0.0084129 |  | 1666.4279 | 1051.7217 | 1344.0546 | 5029.4437 | 52.5241 | 5.156 | 0.69035 | 9150.0184 | 5475 | 8
2004 | 8 | 16 | 2 | 0.001434 | 0.0012379 | 0.0018762 | 0.0036982 | 0.00017585 | 9.2169e-06 | 1.1329e-05 | 0.0084427 |  | 1425.012 | 1078.5496 | 1380.8926 | 5304.6872 | 52.5241 | 5.156 | 0.69035 | 9247.5119 | 5476 | 8
2004 | 8 | 16 | 3 | 0.0010202 | 0.0012847 | 0.0018555 | 0.0037569 | 0.00017585 | 9.2169e-06 | 1.1329e-05 | 0.0081137 |  | 1013.8405 | 1119.3338 | 1365.6263 | 5388.8654 | 52.5241 | 5.156 | 0.69035 | 8946.0365 | 5477 | 8
2004 | 8 | 16 | 4 | 0.00093267 | 0.0012965 | 0.0018848 | 0.0037635 | 0.00017585 | 9.2169e-06 | 1.1329e-05 | 0.0080739 |  | 926.8251 | 1129.6498 | 1387.1829 | 5398.3845 | 52.5241 | 5.156 | 0.69035 | 8900.4128 | 5478 | 8
2004 | 8 | 16 | 5 | 0.00076683 | 0.0013866 | 0.0019508 | 0.0037965 | 0.00017585 | 9.2169e-06 | 1.1329e-05 | 0.0080971 |  | 762.0254 | 1208.1317 | 1435.7491 | 5445.6712 | 52.5241 | 5.156 | 0.69035 | 8909.9479 | 5479 | 8
2004 | 8 | 16 | 6 | 0.00093106 | 0.0014187 | 0.0021776 | 0.0037411 | 0 | 0 | 1.1329e-05 | 0.0082798 |  | 925.2185 | 1236.0938 | 1602.7271 | 5366.2757 | 0 | 0 | 0.69035 | 9131.0054 | 5480 | 8
2004 | 8 | 16 | 7 | 0.001297 | 0.001459 | 0.0025317 | 0.0039647 | 0 | 0 | 1.1329e-05 | 0.0092637 |  | 1288.8658 | 1271.2272 | 1863.3444 | 5686.9353 | 0 | 0 | 0.69035 | 10111.0631 | 5481 | 8
2004 | 8 | 16 | 8 | 0.0014557 | 0.0015813 | 0.0027592 | 0.0042865 | 0 | 0 | 1.1329e-05 | 0.010094 |  | 1446.5401 | 1377.8148 | 2030.7421 | 6148.6266 | 0 | 0 | 0.69035 | 11004.4139 | 5482 | 8
2004 | 8 | 16 | 9 | 0.0020262 | 0.0015681 | 0.0028109 | 0.0043623 | 0 | 0 | 1.1329e-05 | 0.010779 |  | 2013.5302 | 1366.267 | 2068.831 | 6257.3125 | 0 | 0 | 0.69035 | 11706.6312 | 5483 | 8
2004 | 8 | 16 | 10 | 0.0023108 | 0.0015175 | 0.0029071 | 0.0042994 | 0 | 0 | 1.1329e-05 | 0.011046 |  | 2296.2949 | 1322.1964 | 2139.5993 | 6167.0486 | 0 | 0 | 0.69035 | 11925.8295 | 5484 | 8
2004 | 8 | 16 | 11 | 0.0027764 | 0.0014804 | 0.0028871 | 0.0041275 | 0 | 0 | 1.1329e-05 | 0.011283 |  | 2758.9681 | 1289.8976 | 2124.8762 | 5920.5042 | 0 | 0 | 0.69035 | 12094.9364 | 5485 | 8
2004 | 8 | 16 | 12 | 0.0034027 | 0.0012563 | 0.0029106 | 0.0044657 | 0 | 0 | 1.1329e-05 | 0.012047 |  | 3381.4131 | 1094.6055 | 2142.1951 | 6405.6134 | 0 | 0 | 0.69035 | 13024.5174 | 5486 | 8
2004 | 8 | 16 | 13 | 0.0036595 | 0.001225 | 0.0029897 | 0.0044468 | 0 | 0 | 1.1329e-05 | 0.012332 |  | 3636.5509 | 1067.3134 | 2200.394 | 6378.5485 | 0 | 0 | 0.69035 | 13283.497 | 5487 | 8
2004 | 8 | 16 | 14 | 0.0028999 | 0.0014127 | 0.0029495 | 0.0044682 | 0 | 0 | 1.1329e-05 | 0.011742 |  | 2881.6954 | 1230.8989 | 2170.8428 | 6409.2127 | 0 | 0 | 0.69035 | 12693.3401 | 5488 | 8
2004 | 8 | 16 | 15 | 0.0035859 | 0.0012272 | 0.0028886 | 0.0042692 | 0 | 0 | 1.1329e-05 | 0.011982 |  | 3563.4344 | 1069.2124 | 2125.9628 | 6123.7871 | 0 | 0 | 0.69035 | 12883.0871 | 5489 | 8
2004 | 8 | 16 | 16 | 0.0039864 | 0.0011492 | 0.0027724 | 0.0043753 | 0 | 0 | 1.1329e-05 | 0.012295 |  | 3961.422 | 1001.2639 | 2040.4984 | 6275.9715 | 0 | 0 | 0.69035 | 13279.8462 | 5490 | 8
2004 | 8 | 16 | 17 | 0.0043526 | 0.0010182 | 0.0026421 | 0.0043284 | 0 | 0 | 1.1329e-05 | 0.012353 |  | 4325.3502 | 887.1221 | 1944.5378 | 6208.6998 | 0 | 0 | 0.69035 | 13366.4003 | 5491 | 8
2004 | 8 | 16 | 18 | 0.0033215 | 0.001237 | 0.0026068 | 0.004419 | 0 | 0 | 1.1329e-05 | 0.011596 |  | 3300.6439 | 1077.8022 | 1918.5849 | 6338.6731 | 0 | 0 | 0.69035 | 12636.3944 | 5492 | 8
2004 | 8 | 16 | 19 | 0.0028258 | 0.0013151 | 0.0026123 | 0.0043192 | 0 | 0 | 1.1329e-05 | 0.011084 |  | 2808.09 | 1145.8684 | 1922.6355 | 6195.4394 | 0 | 0 | 0.69035 | 12072.7236 | 5493 | 8
2004 | 8 | 16 | 20 | 0.0031547 | 0.0012181 | 0.0025553 | 0.0042406 | 4.3962e-05 | 2.3042e-06 | 1.1329e-05 | 0.011226 |  | 3134.9074 | 1061.2906 | 1880.7036 | 6082.728 | 13.131 | 1.289 | 0.69035 | 12174.7399 | 5494 | 8
2004 | 8 | 16 | 21 | 0.003411 | 0.0011605 | 0.0025344 | 0.0042426 | 0.00017585 | 9.2169e-06 | 1.1329e-05 | 0.011545 |  | 3389.636 | 1011.1754 | 1865.2981 | 6085.5458 | 52.5241 | 5.156 | 0.69035 | 12410.0257 | 5495 | 8
2004 | 8 | 16 | 22 | 0.0032318 | 0.0010738 | 0.0024281 | 0.0042993 | 0.00017585 | 9.2169e-06 | 1.1329e-05 | 0.011229 |  | 3211.5786 | 935.5894 | 1787.0816 | 6166.9064 | 52.5241 | 5.156 | 0.69035 | 12159.5266 | 5496 | 8
2004 | 8 | 16 | 23 | 0.0025288 | 0.0011431 | 0.0023267 | 0.0042628 | 0.00017585 | 9.2169e-06 | 1.1329e-05 | 0.010458 |  | 2512.9765 | 995.9737 | 1712.399 | 6114.5998 | 52.5241 | 5.156 | 0.69035 | 11394.3196 | 5497 | 8
2004 | 8 | 16 | 24 | 0.0022364 | 0.001041 | 0.0022015 | 0.0041516 | 0.00017585 | 9.2169e-06 | 1.1329e-05 | 0.0098268 |  | 2222.3711 | 906.9918 | 1620.299 | 5955.0277 | 52.5241 | 5.156 | 0.69035 | 10763.0601 | 5498 | 8
2004 | 8 | 17 | 1 | 0.0016769 | 0.00124 | 0.0021114 | 0.0042935 | 0.00017585 | 9.2169e-06 | 1.1329e-05 | 0.0095182 |  | 1666.4172 | 1080.4004 | 1553.9777 | 6158.5476 | 52.5241 | 5.156 | 0.69035 | 10517.7134 | 5499 | 8
2004 | 8 | 17 | 2 | 0.0013796 | 0.0012714 | 0.0020798 | 0.0042399 | 0.00017585 | 9.2169e-06 | 1.1329e-05 | 0.009167 |  | 1370.9211 | 1107.7321 | 1530.7197 | 6081.6624 | 52.5241 | 5.156 | 0.69035 | 10149.4058 | 5500 | 8
2004 | 8 | 17 | 3 | 0.0011748 | 0.0012938 | 0.0020573 | 0.0039215 | 0.00017585 | 9.2169e-06 | 1.1329e-05 | 0.0086438 |  | 1167.4016 | 1127.3031 | 1514.1369 | 5625.0152 | 52.5241 | 5.156 | 0.69035 | 9492.2274 | 5501 | 8
2004 | 8 | 17 | 4 | 0.0010514 | 0.0013495 | 0.0020289 | 0.0037107 | 0.00017585 | 9.2169e-06 | 1.1329e-05 | 0.0083369 |  | 1044.7943 | 1175.8143 | 1493.283 | 5322.6594 | 52.5241 | 5.156 | 0.69035 | 9094.9215 | 5502 | 8
2004 | 8 | 17 | 5 | 0.0010031 | 0.0014265 | 0.0020826 | 0.0037804 | 0.00017585 | 9.2169e-06 | 1.1329e-05 | 0.008489 |  | 996.7641 | 1242.8969 | 1532.8096 | 5422.6553 | 52.5241 | 5.156 | 0.69035 | 9253.4965 | 5503 | 8
2004 | 8 | 17 | 6 | 0.0010243 | 0.0015382 | 0.0023862 | 0.004153 | 0 | 0 | 1.1329e-05 | 0.0091129 |  | 1017.829 | 1340.215 | 1756.2037 | 5957.0878 | 0 | 0 | 0.69035 | 10072.0259 | 5504 | 8
2004 | 8 | 17 | 7 | 0.0012679 | 0.0016614 | 0.0026613 | 0.0038095 | 0 | 0 | 1.1329e-05 | 0.0094114 |  | 1259.9067 | 1447.5906 | 1958.6798 | 5464.4248 | 0 | 0 | 0.69035 | 10131.2923 | 5505 | 8
2004 | 8 | 17 | 8 | 0.0015495 | 0.0017946 | 0.0028294 | 0.004521 | 0 | 0 | 1.1329e-05 | 0.010706 |  | 1539.7925 | 1563.5846 | 2082.4414 | 6484.9375 | 0 | 0 | 0.69035 | 11671.4464 | 5506 | 8
2004 | 8 | 17 | 9 | 0.0017468 | 0.0017886 | 0.002867 | 0.0045942 | 0 | 0 | 1.1329e-05 | 0.011008 |  | 1735.8838 | 1558.4105 | 2110.0954 | 6589.8825 | 0 | 0 | 0.69035 | 11994.9624 | 5507 | 8
2004 | 8 | 17 | 10 | 0.0019749 | 0.0017617 | 0.0030009 | 0.0045734 | 0 | 0 | 1.1329e-05 | 0.011322 |  | 1962.5068 | 1534.9858 | 2208.6579 | 6560.118 | 0 | 0 | 0.69035 | 12266.959 | 5508 | 8
2004 | 8 | 17 | 11 | 0.0023841 | 0.0017027 | 0.0030554 | 0.0047438 | 0 | 0 | 1.1329e-05 | 0.011897 |  | 2369.1466 | 1483.5183 | 2248.7275 | 6804.5788 | 0 | 0 | 0.69035 | 12906.6614 | 5509 | 8
2004 | 8 | 17 | 12 | 0.0030567 | 0.0014861 | 0.0030154 | 0.0047498 | 0 | 0 | 1.1329e-05 | 0.012319 |  | 3037.4941 | 1294.8565 | 2219.299 | 6813.0797 | 0 | 0 | 0.69035 | 13365.4196 | 5510 | 8
2004 | 8 | 17 | 13 | 0.0030063 | 0.0014902 | 0.0030862 | 0.0047402 | 0 | 0 | 1.1329e-05 | 0.012334 |  | 2987.4463 | 1298.42 | 2271.4462 | 6799.3698 | 0 | 0 | 0.69035 | 13357.3726 | 5511 | 8
2004 | 8 | 17 | 14 | 0.0027978 | 0.0015291 | 0.00302 | 0.0048763 | 0 | 0 | 1.1329e-05 | 0.012235 |  | 2780.2919 | 1332.2713 | 2222.683 | 6994.6258 | 0 | 0 | 0.69035 | 13330.5624 | 5512 | 8
2004 | 8 | 17 | 15 | 0.0032292 | 0.0014206 | 0.0029473 | 0.0043693 | 0 | 0 | 1.1329e-05 | 0.011978 |  | 3208.9137 | 1237.744 | 2169.1822 | 6267.2812 | 0 | 0 | 0.69035 | 12883.8114 | 5513 | 8
2004 | 8 | 17 | 16 | 0.0041255 | 0.0011788 | 0.0028248 | 0.0043394 | 0 | 0 | 1.1329e-05 | 0.01248 |  | 4099.59 | 1027.0775 | 2079.0621 | 6224.4461 | 0 | 0 | 0.69035 | 13430.8661 | 5514 | 8
2004 | 8 | 17 | 17 | 0.00396 | 0.0012145 | 0.0027361 | 0.0045776 | 0 | 0 | 1.1329e-05 | 0.0125 |  | 3935.1668 | 1058.2129 | 2013.7326 | 6566.1798 | 0 | 0 | 0.69035 | 13573.9826 | 5515 | 8
2004 | 8 | 17 | 18 | 0.0030591 | 0.0014258 | 0.002703 | 0.0045732 | 0 | 0 | 1.1329e-05 | 0.011772 |  | 3039.9468 | 1242.2933 | 1989.4224 | 6559.7867 | 0 | 0 | 0.69035 | 12832.1395 | 5516 | 8
2004 | 8 | 17 | 19 | 0.0028384 | 0.0013908 | 0.0026636 | 0.0039427 | 0 | 0 | 1.1329e-05 | 0.010847 |  | 2820.6475 | 1211.8147 | 1960.4079 | 5655.4662 | 0 | 0 | 0.69035 | 11649.0266 | 5517 | 8
2004 | 8 | 17 | 20 | 0.0030634 | 0.0013342 | 0.0026686 | 0.0044319 | 4.3962e-05 | 2.3042e-06 | 1.1329e-05 | 0.011556 |  | 3044.1535 | 1162.4927 | 1964.092 | 6357.0718 | 13.131 | 1.289 | 0.69035 | 12542.9204 | 5518 | 8
2004 | 8 | 17 | 21 | 0.0037129 | 0.0011692 | 0.0026107 | 0.0045845 | 0.00017585 | 9.2169e-06 | 1.1329e-05 | 0.012274 |  | 3689.6009 | 1018.6985 | 1921.4588 | 6575.9593 | 52.5241 | 5.156 | 0.69035 | 13264.0879 | 5519 | 8
2004 | 8 | 17 | 22 | 0.0034172 | 0.0011599 | 0.0024904 | 0.0045873 | 0.00017585 | 9.2169e-06 | 1.1329e-05 | 0.011851 |  | 3395.8208 | 1010.6379 | 1832.9432 | 6580.103 | 52.5241 | 5.156 | 0.69035 | 12877.8754 | 5520 | 8
2004 | 8 | 17 | 23 | 0.0023665 | 0.0012337 | 0.0023778 | 0.0045551 | 0.00017585 | 9.2169e-06 | 1.1329e-05 | 0.010729 |  | 2351.66 | 1074.9292 | 1750.0207 | 6533.882 | 52.5241 | 5.156 | 0.69035 | 11768.8624 | 5521 | 8
2004 | 8 | 17 | 24 | 0.0020381 | 0.0012085 | 0.0022693 | 0.0044513 | 0.00017585 | 9.2169e-06 | 1.1329e-05 | 0.010164 |  | 2025.3675 | 1052.9355 | 1670.1606 | 6384.9891 | 52.5241 | 5.156 | 0.69035 | 11191.8233 | 5522 | 8
2004 | 8 | 18 | 1 | 0.0016379 | 0.00124 | 0.0021447 | 0.004001 | 0.00017585 | 9.2169e-06 | 1.1329e-05 | 0.00922 |  | 1627.6298 | 1080.4004 | 1578.519 | 5739.0289 | 52.5241 | 5.156 | 0.69035 | 10083.9487 | 5523 | 8
2004 | 8 | 18 | 2 | 0.0013447 | 0.0012714 | 0.00214 | 0.0041503 | 0.00017585 | 9.2169e-06 | 1.1329e-05 | 0.0091027 |  | 1336.2534 | 1107.7321 | 1575.0005 | 5953.1809 | 52.5241 | 5.156 | 0.69035 | 10030.5373 | 5524 | 8
2004 | 8 | 18 | 3 | 0.0011421 | 0.0012938 | 0.0020951 | 0.0043945 | 0.00017585 | 9.2169e-06 | 1.1329e-05 | 0.0091219 |  | 1134.9128 | 1127.3031 | 1541.959 | 6303.5099 | 52.5241 | 5.156 | 0.69035 | 10166.0553 | 5525 | 8
2004 | 8 | 18 | 4 | 0.0010184 | 0.0013495 | 0.002091 | 0.0041915 | 0.00017585 | 9.2169e-06 | 1.1329e-05 | 0.0088468 |  | 1012.0534 | 1175.8143 | 1538.9302 | 6012.3782 | 52.5241 | 5.156 | 0.69035 | 9797.5467 | 5526 | 8
2004 | 8 | 18 | 5 | 0.00096959 | 0.0014265 | 0.0021188 | 0.0039152 | 0.00017585 | 9.2169e-06 | 1.1329e-05 | 0.0086265 |  | 963.5149 | 1242.8969 | 1559.43 | 5615.9225 | 52.5241 | 5.156 | 0.69035 | 9440.1348 | 5527 | 8
2004 | 8 | 18 | 6 | 0.00098595 | 0.0015382 | 0.0023971 | 0.0043074 | 0 | 0 | 1.1329e-05 | 0.00924 |  | 979.7647 | 1340.215 | 1764.2699 | 6178.6275 | 0 | 0 | 0.69035 | 10263.5675 | 5528 | 8
2004 | 8 | 18 | 7 | 0.0012268 | 0.0016614 | 0.0027537 | 0.0040485 | 0 | 0 | 1.1329e-05 | 0.0097018 |  | 1219.1423 | 1447.5906 | 2026.6758 | 5807.2004 | 0 | 0 | 0.69035 | 10501.2994 | 5529 | 8
2004 | 8 | 18 | 8 | 0.0015032 | 0.0017946 | 0.0028799 | 0.0042849 | 0 | 0 | 1.1329e-05 | 0.010474 |  | 1493.8125 | 1563.5846 | 2119.6078 | 6146.306 | 0 | 0 | 0.69035 | 11324.0013 | 5530 | 8
2004 | 8 | 18 | 9 | 0.0017018 | 0.0017886 | 0.0029161 | 0.0044409 | 0 | 0 | 1.1329e-05 | 0.010859 |  | 1691.1655 | 1558.4105 | 2146.2505 | 6370.0003 | 0 | 0 | 0.69035 | 11766.5172 | 5531 | 8
2004 | 8 | 18 | 10 | 0.0019283 | 0.0017617 | 0.0030219 | 0.0047101 | 0 | 0 | 1.1329e-05 | 0.011433 |  | 1916.2467 | 1534.9858 | 2224.0755 | 6756.2266 | 0 | 0 | 0.69035 | 12432.225 | 5532 | 8
2004 | 8 | 18 | 11 | 0.0023349 | 0.0017027 | 0.0030455 | 0.0047171 | 0 | 0 | 1.1329e-05 | 0.011812 |  | 2320.2647 | 1483.5183 | 2241.4981 | 6766.2903 | 0 | 0 | 0.69035 | 12812.2617 | 5533 | 8
2004 | 8 | 18 | 12 | 0.003005 | 0.0014861 | 0.0030345 | 0.0044689 | 0 | 0 | 1.1329e-05 | 0.012006 |  | 2986.2015 | 1294.8565 | 2233.3622 | 6410.2547 | 0 | 0 | 0.69035 | 12925.3652 | 5534 | 8
2004 | 8 | 18 | 13 | 0.0029488 | 0.0014902 | 0.0031545 | 0.0046516 | 0 | 0 | 1.1329e-05 | 0.012256 |  | 2930.3336 | 1298.42 | 2321.6971 | 6672.2849 | 0 | 0 | 0.69035 | 13223.426 | 5535 | 8
2004 | 8 | 18 | 14 | 0.0027401 | 0.0015291 | 0.0030661 | 0.0047114 | 0 | 0 | 1.1329e-05 | 0.012058 |  | 2722.8813 | 1332.2713 | 2256.6162 | 6758.0026 | 0 | 0 | 0.69035 | 13070.4617 | 5536 | 8
2004 | 8 | 18 | 15 | 0.003167 | 0.0014206 | 0.0029944 | 0.0046385 | 0 | 0 | 1.1329e-05 | 0.012232 |  | 3147.1721 | 1237.744 | 2203.8359 | 6653.4366 | 0 | 0 | 0.69035 | 13242.8789 | 5537 | 8
2004 | 8 | 18 | 16 | 0.0040582 | 0.0011788 | 0.0028437 | 0.0045923 | 0 | 0 | 1.1329e-05 | 0.012684 |  | 4032.7222 | 1027.0775 | 2092.9328 | 6587.2068 | 0 | 0 | 0.69035 | 13740.6296 | 5538 | 8
2004 | 8 | 18 | 17 | 0.0038883 | 0.0012145 | 0.0026944 | 0.0042823 | 0 | 0 | 1.1329e-05 | 0.012091 |  | 3863.9471 | 1058.2129 | 1983.0249 | 6142.4935 | 0 | 0 | 0.69035 | 13048.3687 | 5539 | 8
2004 | 8 | 18 | 18 | 0.0029873 | 0.0014258 | 0.0026658 | 0.0045557 | 0 | 0 | 1.1329e-05 | 0.011646 |  | 2968.558 | 1242.2933 | 1961.9753 | 6534.6632 | 0 | 0 | 0.69035 | 12708.1801 | 5540 | 8
2004 | 8 | 18 | 19 | 0.0027693 | 0.0013908 | 0.0026636 | 0.0045023 | 0 | 0 | 1.1329e-05 | 0.011337 |  | 2751.9261 | 1211.8147 | 1960.4119 | 6458.1094 | 0 | 0 | 0.69035 | 12382.9525 | 5541 | 8
2004 | 8 | 18 | 20 | 0.0029961 | 0.0013342 | 0.002652 | 0.0045453 | 4.3962e-05 | 2.3042e-06 | 1.1329e-05 | 0.011585 |  | 2977.3651 | 1162.4927 | 1951.8478 | 6519.8403 | 13.131 | 1.289 | 0.69035 | 12626.6564 | 5542 | 8
2004 | 8 | 18 | 21 | 0.0036422 | 0.0011692 | 0.0026129 | 0.0045689 | 0.00017585 | 9.2169e-06 | 1.1329e-05 | 0.01219 |  | 3619.3598 | 1018.6985 | 1923.0685 | 6553.7013 | 52.5241 | 5.156 | 0.69035 | 13173.1986 | 5543 | 8
2004 | 8 | 18 | 22 | 0.0033535 | 0.0011599 | 0.0025029 | 0.0045307 | 0.00017585 | 9.2169e-06 | 1.1329e-05 | 0.011743 |  | 3332.4813 | 1010.6379 | 1842.1161 | 6498.8844 | 52.5241 | 5.156 | 0.69035 | 12742.4903 | 5544 | 8
2004 | 8 | 18 | 23 | 0.0023107 | 0.0012337 | 0.0024249 | 0.0044302 | 0.00017585 | 9.2169e-06 | 1.1329e-05 | 0.010596 |  | 2296.1736 | 1074.9292 | 1784.7421 | 6354.7511 | 52.5241 | 5.156 | 0.69035 | 11568.9665 | 5545 | 8
2004 | 8 | 18 | 24 | 0.0019937 | 0.0012085 | 0.0022956 | 0.0043836 | 0.00017585 | 9.2169e-06 | 1.1329e-05 | 0.010078 |  | 1981.2404 | 1052.9355 | 1689.5604 | 6287.8583 | 52.5241 | 5.156 | 0.69035 | 11069.9651 | 5546 | 8
2004 | 8 | 19 | 1 | 0.0014318 | 0.00124 | 0.0021688 | 0.0043339 | 0.00017585 | 9.2169e-06 | 1.1329e-05 | 0.0093708 |  | 1422.8212 | 1080.4004 | 1596.1887 | 6216.5611 | 52.5241 | 5.156 | 0.69035 | 10374.342 | 5547 | 8
2004 | 8 | 19 | 2 | 0.0011984 | 0.0012714 | 0.0021082 | 0.0042217 | 0.00017585 | 9.2169e-06 | 1.1329e-05 | 0.0089961 |  | 1190.9141 | 1107.7321 | 1551.6031 | 6055.663 | 52.5241 | 5.156 | 0.69035 | 9964.2828 | 5548 | 8
2004 | 8 | 19 | 3 | 0.0010229 | 0.0012938 | 0.0020848 | 0.0038638 | 0.00017585 | 9.2169e-06 | 1.1329e-05 | 0.0084617 |  | 1016.461 | 1127.3031 | 1534.3798 | 5542.2811 | 52.5241 | 5.156 | 0.69035 | 9278.7955 | 5549 | 8
2004 | 8 | 19 | 4 | 0.00089795 | 0.0013495 | 0.0020538 | 0.004061 | 0.00017585 | 9.2169e-06 | 1.1329e-05 | 0.0085586 |  | 892.3207 | 1175.8143 | 1511.6001 | 5825.078 | 52.5241 | 5.156 | 0.69035 | 9463.1836 | 5550 | 8
2004 | 8 | 19 | 5 | 0.00084455 | 0.0014265 | 0.0020996 | 0.0041104 | 0.00017585 | 9.2169e-06 | 1.1329e-05 | 0.0086775 |  | 839.2526 | 1242.8969 | 1545.3125 | 5895.9727 | 52.5241 | 5.156 | 0.69035 | 9581.8052 | 5551 | 8
2004 | 8 | 19 | 6 | 0.00080043 | 0.0015382 | 0.0023671 | 0.0041295 | 0 | 0 | 1.1329e-05 | 0.0088465 |  | 795.4096 | 1340.215 | 1742.1969 | 5923.3219 | 0 | 0 | 0.69035 | 9801.8338 | 5552 | 8
2004 | 8 | 19 | 7 | 0.0010353 | 0.0016614 | 0.0026246 | 0.0040504 | 0 | 0 | 1.1329e-05 | 0.009383 |  | 1028.7732 | 1447.5906 | 1931.6635 | 5809.9711 | 0 | 0 | 0.69035 | 10218.6888 | 5553 | 8
2004 | 8 | 19 | 8 | 0.0012497 | 0.0017946 | 0.0027498 | 0.0040418 | 0 | 0 | 1.1329e-05 | 0.0098472 |  | 1241.8414 | 1563.5846 | 2023.8517 | 5797.5394 | 0 | 0 | 0.69035 | 10627.5075 | 5554 | 8
2004 | 8 | 19 | 9 | 0.0014599 | 0.0017886 | 0.0027925 | 0.0039907 | 0 | 0 | 1.1329e-05 | 0.010043 |  | 1450.7174 | 1558.4105 | 2055.2317 | 5724.3244 | 0 | 0 | 0.69035 | 10789.3743 | 5555 | 8
2004 | 8 | 19 | 10 | 0.0016591 | 0.0017617 | 0.0028782 | 0.0039362 | 0 | 0 | 1.1329e-05 | 0.010247 |  | 1648.709 | 1534.9858 | 2118.3141 | 5646.0657 | 0 | 0 | 0.69035 | 10948.765 | 5556 | 8
2004 | 8 | 19 | 11 | 0.0020363 | 0.0017027 | 0.0028897 | 0.0040786 | 0 | 0 | 1.1329e-05 | 0.010719 |  | 2023.5568 | 1483.5183 | 2126.8062 | 5850.3673 | 0 | 0 | 0.69035 | 11484.939 | 5557 | 8
2004 | 8 | 19 | 12 | 0.0026817 | 0.0014861 | 0.0028965 | 0.0041966 | 0 | 0 | 1.1329e-05 | 0.011272 |  | 2664.9003 | 1294.8565 | 2131.8369 | 6019.5526 | 0 | 0 | 0.69035 | 12111.8366 | 5558 | 8
2004 | 8 | 19 | 13 | 0.0025591 | 0.0014902 | 0.0029821 | 0.004107 | 0 | 0 | 1.1329e-05 | 0.01115 |  | 2543.0498 | 1298.42 | 2194.8393 | 5891.0712 | 0 | 0 | 0.69035 | 11928.0708 | 5559 | 8
2004 | 8 | 19 | 14 | 0.0023517 | 0.0015291 | 0.0028999 | 0.0042561 | 0 | 0 | 1.1329e-05 | 0.011048 |  | 2336.9468 | 1332.2713 | 2134.3402 | 6105.0099 | 0 | 0 | 0.69035 | 11909.2586 | 5560 | 8
2004 | 8 | 19 | 15 | 0.0027302 | 0.0014206 | 0.0027677 | 0.0043102 | 0 | 0 | 1.1329e-05 | 0.01124 |  | 2713.0903 | 1237.744 | 2037.0102 | 6182.5345 | 0 | 0 | 0.69035 | 12171.0693 | 5561 | 8
2004 | 8 | 19 | 16 | 0.0035774 | 0.0011788 | 0.0026912 | 0.0041706 | 0 | 0 | 1.1329e-05 | 0.011629 |  | 3554.9706 | 1027.0775 | 1980.6836 | 5982.2822 | 0 | 0 | 0.69035 | 12545.7042 | 5562 | 8
2004 | 8 | 19 | 17 | 0.0033905 | 0.0012145 | 0.002568 | 0.0042022 | 0 | 0 | 1.1329e-05 | 0.011387 |  | 3369.2731 | 1058.2129 | 1890.0524 | 6027.6272 | 0 | 0 | 0.69035 | 12345.856 | 5563 | 8
2004 | 8 | 19 | 18 | 0.0024862 | 0.0014258 | 0.0025359 | 0.0039177 | 0 | 0 | 1.1329e-05 | 0.010377 |  | 2470.6162 | 1242.2933 | 1866.4349 | 5619.5217 | 0 | 0 | 0.69035 | 11199.5564 | 5564 | 8
2004 | 8 | 19 | 19 | 0.0023062 | 0.0013908 | 0.0025195 | 0.0039774 | 0 | 0 | 1.1329e-05 | 0.010205 |  | 2291.7773 | 1211.8147 | 1854.3314 | 5705.2154 | 0 | 0 | 0.69035 | 11063.8292 | 5565 | 8
2004 | 8 | 19 | 20 | 0.0025646 | 0.0013342 | 0.0025186 | 0.0040026 | 4.3962e-05 | 2.3042e-06 | 1.1329e-05 | 0.010478 |  | 2548.549 | 1162.4927 | 1853.6588 | 5741.3967 | 13.131 | 1.289 | 0.69035 | 11321.2076 | 5566 | 8
2004 | 8 | 19 | 21 | 0.0032268 | 0.0011692 | 0.0024984 | 0.0039251 | 0.00017585 | 9.2169e-06 | 1.1329e-05 | 0.011016 |  | 3206.6033 | 1018.6985 | 1838.7688 | 5630.1772 | 52.5241 | 5.156 | 0.69035 | 11752.6183 | 5567 | 8
2004 | 8 | 19 | 22 | 0.0029807 | 0.0011599 | 0.0023811 | 0.0037183 | 0.00017585 | 9.2169e-06 | 1.1329e-05 | 0.010436 |  | 2961.9753 | 1010.6379 | 1752.5034 | 5333.5516 | 52.5241 | 5.156 | 0.69035 | 11117.0386 | 5568 | 8
2004 | 8 | 19 | 23 | 0.0019785 | 0.0012337 | 0.0022903 | 0.0036222 | 0.00017585 | 9.2169e-06 | 1.1329e-05 | 0.0093212 |  | 1966.0571 | 1074.9292 | 1685.6712 | 5195.7642 | 52.5241 | 5.156 | 0.69035 | 9980.7922 | 5569 | 8
2004 | 8 | 19 | 24 | 0.0017197 | 0.0012085 | 0.002192 | 0.0034866 | 0.00017585 | 9.2169e-06 | 1.1329e-05 | 0.0088032 |  | 1708.8814 | 1052.9355 | 1613.309 | 5001.2658 | 52.5241 | 5.156 | 0.69035 | 9434.7622 | 5570 | 8
2004 | 8 | 20 | 1 | 0.001463 | 0.0012949 | 0.0020337 | 0.0038168 | 0.00017585 | 9.2169e-06 | 1.1329e-05 | 0.0088048 |  | 1453.8331 | 1128.2531 | 1496.7879 | 5474.7962 | 52.5241 | 5.156 | 0.69035 | 9612.0409 | 5571 | 8
2004 | 8 | 20 | 2 | 0.0011932 | 0.0013405 | 0.0020116 | 0.0038287 | 0.00017585 | 9.2169e-06 | 1.1329e-05 | 0.0085704 |  | 1185.7641 | 1167.9371 | 1480.5413 | 5491.9161 | 52.5241 | 5.156 | 0.69035 | 9384.5292 | 5572 | 8
2004 | 8 | 20 | 3 | 0.0010868 | 0.001302 | 0.0019901 | 0.0036015 | 0.00017585 | 9.2169e-06 | 1.1329e-05 | 0.0081768 |  | 1079.9882 | 1134.4059 | 1464.6853 | 5166.0708 | 52.5241 | 5.156 | 0.69035 | 8903.5207 | 5573 | 8
2004 | 8 | 20 | 4 | 0.00084129 | 0.0013964 | 0.0019711 | 0.0037651 | 0.00017585 | 9.2169e-06 | 1.1329e-05 | 0.0081703 |  | 836.0182 | 1216.6938 | 1450.726 | 5400.6577 | 52.5241 | 5.156 | 0.69035 | 8962.4662 | 5574 | 8
2004 | 8 | 20 | 5 | 0.00074149 | 0.0014084 | 0.0020259 | 0.0038855 | 0.00017585 | 9.2169e-06 | 1.1329e-05 | 0.0082578 |  | 736.8446 | 1227.1748 | 1491.0797 | 5573.3716 | 52.5241 | 5.156 | 0.69035 | 9086.8412 | 5575 | 8
2004 | 8 | 20 | 6 | 0.0006707 | 0.0015487 | 0.0022657 | 0.0037066 | 0 | 0 | 1.1329e-05 | 0.008203 |  | 666.497 | 1349.4042 | 1667.5149 | 5316.7159 | 0 | 0 | 0.69035 | 9000.8224 | 5576 | 8
2004 | 8 | 20 | 7 | 0.0010458 | 0.0016028 | 0.0025249 | 0.0036527 | 0 | 0 | 1.1329e-05 | 0.0088375 |  | 1039.2221 | 1396.5003 | 1858.3146 | 5239.3804 | 0 | 0 | 0.69035 | 9534.1077 | 5577 | 8
2004 | 8 | 20 | 8 | 0.0010345 | 0.0017231 | 0.0027266 | 0.0037504 | 0 | 0 | 1.1329e-05 | 0.0092459 |  | 1028.0422 | 1501.3412 | 2006.7568 | 5379.5594 | 0 | 0 | 0.69035 | 9916.3899 | 5578 | 8
2004 | 8 | 20 | 9 | 0.0014032 | 0.0018273 | 0.0027479 | 0.0036847 | 0 | 0 | 1.1329e-05 | 0.0096743 |  | 1394.3713 | 1592.0916 | 2022.4065 | 5285.3174 | 0 | 0 | 0.69035 | 10294.8771 | 5579 | 8
2004 | 8 | 20 | 10 | 0.0015098 | 0.0018855 | 0.0028137 | 0.0037171 | 0 | 0 | 1.1329e-05 | 0.0099374 |  | 1500.2985 | 1642.7993 | 2070.8808 | 5331.8227 | 0 | 0 | 0.69035 | 10546.4918 | 5580 | 8
2004 | 8 | 20 | 11 | 0.001814 | 0.0017839 | 0.0028154 | 0.0037774 | 0 | 0 | 1.1329e-05 | 0.010202 |  | 1802.6529 | 1554.2948 | 2072.14 | 5418.3454 | 0 | 0 | 0.69035 | 10848.1234 | 5581 | 8
2004 | 8 | 20 | 12 | 0.0023042 | 0.0015802 | 0.0027615 | 0.0036776 | 0 | 0 | 1.1329e-05 | 0.010335 |  | 2289.7593 | 1376.782 | 2032.4744 | 5275.1355 | 0 | 0 | 0.69035 | 10974.8415 | 5582 | 8
2004 | 8 | 20 | 13 | 0.002702 | 0.0014883 | 0.0027852 | 0.0037153 | 0 | 0 | 1.1329e-05 | 0.010702 |  | 2685.0151 | 1296.7328 | 2049.9081 | 5329.3128 | 0 | 0 | 0.69035 | 11361.6591 | 5583 | 8
2004 | 8 | 20 | 14 | 0.0025444 | 0.0014359 | 0.0027112 | 0.0036564 | 0 | 0 | 1.1329e-05 | 0.010359 |  | 2528.4268 | 1251.0643 | 1995.4237 | 5244.8265 | 0 | 0 | 0.69035 | 11020.4317 | 5584 | 8
2004 | 8 | 20 | 15 | 0.0022971 | 0.0015155 | 0.0026694 | 0.0034634 | 0 | 0 | 1.1329e-05 | 0.0099568 |  | 2282.7351 | 1320.4687 | 1964.6887 | 4967.8782 | 0 | 0 | 0.69035 | 10536.4611 | 5585 | 8
2004 | 8 | 20 | 16 | 0.0035194 | 0.0011523 | 0.0025922 | 0.0036497 | 0 | 0 | 1.1329e-05 | 0.010925 |  | 3497.3736 | 1003.9599 | 1907.8413 | 5235.1182 | 0 | 0 | 0.69035 | 11644.9833 | 5586 | 8
2004 | 8 | 20 | 17 | 0.0038442 | 0.0010235 | 0.0025254 | 0.0039027 | 0 | 0 | 1.1329e-05 | 0.011307 |  | 3820.1294 | 891.7882 | 1858.6922 | 5598.0682 | 0 | 0 | 0.69035 | 12169.3683 | 5587 | 8
2004 | 8 | 20 | 18 | 0.0032917 | 0.0011075 | 0.0024771 | 0.0036888 | 0 | 0 | 1.1329e-05 | 0.010576 |  | 3271.0855 | 964.9585 | 1823.1609 | 5291.1898 | 0 | 0 | 0.69035 | 11351.085 | 5588 | 8
2004 | 8 | 20 | 19 | 0.0025434 | 0.0012978 | 0.0023961 | 0.003639 | 0 | 0 | 1.1329e-05 | 0.0098877 |  | 2527.4386 | 1130.7973 | 1763.512 | 5219.8216 | 0 | 0 | 0.69035 | 10642.2599 | 5589 | 8
2004 | 8 | 20 | 20 | 0.0022357 | 0.0013341 | 0.0024006 | 0.0038552 | 4.3962e-05 | 2.3042e-06 | 1.1329e-05 | 0.0098832 |  | 2221.6479 | 1162.4123 | 1766.806 | 5529.9677 | 13.131 | 1.289 | 0.69035 | 10695.9442 | 5590 | 8
2004 | 8 | 20 | 21 | 0.0028591 | 0.001123 | 0.0023392 | 0.0038404 | 0.00017585 | 9.2169e-06 | 1.1329e-05 | 0.010358 |  | 2841.2025 | 978.4227 | 1721.6123 | 5508.7514 | 52.5241 | 5.156 | 0.69035 | 11108.3595 | 5591 | 8
2004 | 8 | 20 | 22 | 0.0030141 | 0.0010152 | 0.002213 | 0.0032768 | 0.00017585 | 9.2169e-06 | 1.1329e-05 | 0.0097156 |  | 2995.2433 | 884.5479 | 1628.7833 | 4700.2121 | 52.5241 | 5.156 | 0.69035 | 10267.157 | 5592 | 8
2004 | 8 | 20 | 23 | 0.0025303 | 0.00098893 | 0.0021379 | 0.0026323 | 0.00017585 | 9.2169e-06 | 1.1329e-05 | 0.0084858 |  | 2514.4206 | 861.6469 | 1573.495 | 3775.7882 | 52.5241 | 5.156 | 0.69035 | 8783.7212 | 5593 | 8
2004 | 8 | 20 | 24 | 0.0018137 | 0.0010935 | 0.0019996 | 0.0026385 | 0.00017585 | 9.2169e-06 | 1.1329e-05 | 0.0077417 |  | 1802.2945 | 952.7704 | 1471.7228 | 3784.6915 | 52.5241 | 5.156 | 0.69035 | 8069.8496 | 5594 | 8
2004 | 8 | 21 | 1 | 0.0015957 | 0.0011852 | 0.0019834 | 0.0025708 | 0.00017585 | 9.2169e-06 | 1.1329e-05 | 0.0075315 |  | 1585.7071 | 1032.6698 | 1459.7832 | 3687.5607 | 52.5241 | 5.156 | 0.69035 | 7824.0913 | 5595 | 8
2004 | 8 | 21 | 2 | 0.0012633 | 0.001255 | 0.0019451 | 0.0025964 | 0.00017585 | 9.2169e-06 | 1.1329e-05 | 0.0072562 |  | 1255.3409 | 1093.4995 | 1431.6 | 3724.3103 | 52.5241 | 5.156 | 0.69035 | 7563.1212 | 5596 | 8
2004 | 8 | 21 | 3 | 0.0010439 | 0.0013176 | 0.0019452 | 0.0025179 | 0.00017585 | 9.2169e-06 | 1.1329e-05 | 0.007021 |  | 1037.3641 | 1148.0298 | 1431.6453 | 3611.6462 | 52.5241 | 5.156 | 0.69035 | 7287.0559 | 5597 | 8
2004 | 8 | 21 | 4 | 0.00096778 | 0.0013138 | 0.0019284 | 0.0024604 | 0.00017585 | 9.2169e-06 | 1.1329e-05 | 0.0068668 |  | 961.7082 | 1144.7191 | 1419.2971 | 3529.1489 | 52.5241 | 5.156 | 0.69035 | 7113.2439 | 5598 | 8
2004 | 8 | 21 | 5 | 0.00073889 | 0.0013473 | 0.0019295 | 0.0026085 | 0.00017585 | 9.2169e-06 | 1.1329e-05 | 0.0068206 |  | 734.2578 | 1173.9081 | 1420.1353 | 3741.5959 | 52.5241 | 5.156 | 0.69035 | 7128.2676 | 5599 | 8
2004 | 8 | 21 | 6 | 0.00083134 | 0.0014218 | 0.001968 | 0.0025359 | 0 | 0 | 1.1329e-05 | 0.0067684 |  | 826.1307 | 1238.8029 | 1448.4164 | 3637.5509 | 0 | 0 | 0.69035 | 7151.5913 | 5600 | 8
2004 | 8 | 21 | 7 | 0.00099341 | 0.001535 | 0.0020273 | 0.0026013 | 0 | 0 | 1.1329e-05 | 0.0071684 |  | 987.181 | 1337.3962 | 1492.1056 | 3731.3666 | 0 | 0 | 0.69035 | 7548.7398 | 5601 | 8
2004 | 8 | 21 | 8 | 0.0013218 | 0.0015788 | 0.0021314 | 0.002691 | 0 | 0 | 1.1329e-05 | 0.0077345 |  | 1313.5302 | 1375.6412 | 1568.7275 | 3860.0377 | 0 | 0 | 0.69035 | 8118.627 | 5602 | 8
2004 | 8 | 21 | 9 | 0.0015966 | 0.0016365 | 0.0021297 | 0.0025662 | 0 | 0 | 1.1329e-05 | 0.0079403 |  | 1586.6188 | 1425.901 | 1567.4111 | 3680.9306 | 0 | 0 | 0.69035 | 8261.5519 | 5603 | 8
2004 | 8 | 21 | 10 | 0.0019488 | 0.0015819 | 0.0021739 | 0.0026817 | 0 | 0 | 1.1329e-05 | 0.0083976 |  | 1936.583 | 1378.3209 | 1599.9727 | 3846.6355 | 0 | 0 | 0.69035 | 8762.2024 | 5604 | 8
2004 | 8 | 21 | 11 | 0.0022714 | 0.0015022 | 0.0022126 | 0.0027191 | 0 | 0 | 1.1329e-05 | 0.0087166 |  | 2257.125 | 1308.8411 | 1628.4601 | 3900.2918 | 0 | 0 | 0.69035 | 9095.4084 | 5605 | 8
2004 | 8 | 21 | 12 | 0.0023151 | 0.0015019 | 0.0021973 | 0.002708 | 0 | 0 | 1.1329e-05 | 0.0087336 |  | 2300.631 | 1308.5892 | 1617.1667 | 3884.3323 | 0 | 0 | 0.69035 | 9111.4095 | 5606 | 8
2004 | 8 | 21 | 13 | 0.0025123 | 0.0013931 | 0.0022244 | 0.0027754 | 0 | 0 | 1.1329e-05 | 0.0089166 |  | 2496.556 | 1213.8291 | 1637.129 | 3981.0842 | 0 | 0 | 0.69035 | 9329.2886 | 5607 | 8
2004 | 8 | 21 | 14 | 0.0024293 | 0.0014034 | 0.0022143 | 0.0026456 | 0 | 0 | 1.1329e-05 | 0.008704 |  | 2414.0902 | 1222.8119 | 1629.7036 | 3794.9208 | 0 | 0 | 0.69035 | 9062.2168 | 5608 | 8
2004 | 8 | 21 | 15 | 0.0027608 | 0.0012923 | 0.0022395 | 0.0023918 | 0 | 0 | 1.1329e-05 | 0.0086958 |  | 2743.4825 | 1126.0056 | 1648.2884 | 3430.7395 | 0 | 0 | 0.69035 | 8949.2064 | 5609 | 8
2004 | 8 | 21 | 16 | 0.0029482 | 0.0012434 | 0.0022276 | 0.0024295 | 0 | 0 | 1.1329e-05 | 0.0088601 |  | 2929.6826 | 1083.4043 | 1639.5247 | 3484.8694 | 0 | 0 | 0.69035 | 9138.1714 | 5610 | 8
2004 | 8 | 21 | 17 | 0.0028456 | 0.0012453 | 0.0021638 | 0.0023324 | 0 | 0 | 1.1329e-05 | 0.0085985 |  | 2827.7339 | 1085.0623 | 1592.5499 | 3345.6375 | 0 | 0 | 0.69035 | 8851.674 | 5611 | 8
2004 | 8 | 21 | 18 | 0.0033218 | 0.0010604 | 0.0021771 | 0.0021993 | 0 | 0 | 1.1329e-05 | 0.00877 |  | 3300.9273 | 923.9533 | 1602.3316 | 3154.7383 | 0 | 0 | 0.69035 | 8982.641 | 5612 | 8
2004 | 8 | 21 | 19 | 0.0037248 | 0.00092686 | 0.0020878 | 0.0020041 | 0 | 0 | 1.1329e-05 | 0.008755 |  | 3701.4857 | 807.5689 | 1536.6306 | 2874.7592 | 0 | 0 | 0.69035 | 8921.1347 | 5613 | 8
2004 | 8 | 21 | 20 | 0.0033159 | 0.0010469 | 0.002061 | 0.0019922 | 4.3962e-05 | 2.3042e-06 | 1.1329e-05 | 0.0084735 |  | 3295.067 | 912.1728 | 1516.8473 | 2857.5683 | 13.131 | 1.289 | 0.69035 | 8596.7658 | 5614 | 8
2004 | 8 | 21 | 21 | 0.0030241 | 0.0011495 | 0.0020486 | 0.0019771 | 0.00017585 | 9.2169e-06 | 1.1329e-05 | 0.0083957 |  | 3005.1866 | 1001.5591 | 1507.764 | 2835.9258 | 52.5241 | 5.156 | 0.69035 | 8408.8061 | 5615 | 8
2004 | 8 | 21 | 22 | 0.0033229 | 0.0010089 | 0.0019611 | 0.0020005 | 0.00017585 | 9.2169e-06 | 1.1329e-05 | 0.0084898 |  | 3302.1001 | 879.0069 | 1443.3611 | 2869.5498 | 52.5241 | 5.156 | 0.69035 | 8552.3884 | 5616 | 8
2004 | 8 | 21 | 23 | 0.0023999 | 0.0012018 | 0.0018922 | 0.0018808 | 0.00017585 | 9.2169e-06 | 1.1329e-05 | 0.0075711 |  | 2384.8378 | 1047.1198 | 1392.6531 | 2697.7832 | 52.5241 | 5.156 | 0.69035 | 7580.7644 | 5617 | 8
2004 | 8 | 21 | 24 | 0.0019586 | 0.0011902 | 0.0018068 | 0.0019292 | 0.00017585 | 9.2169e-06 | 1.1329e-05 | 0.0070813 |  | 1946.3696 | 1036.9919 | 1329.8288 | 2767.3044 | 52.5241 | 5.156 | 0.69035 | 7138.8652 | 5618 | 8
2004 | 8 | 22 | 1 | 0.0013466 | 0.0013041 | 0.0018198 | 0.0019195 | 0.00017585 | 9.2169e-06 | 1.1329e-05 | 0.0065864 |  | 1338.1219 | 1136.2216 | 1339.3917 | 2753.3338 | 52.5241 | 5.156 | 0.69035 | 6625.4394 | 5619 | 8
2004 | 8 | 22 | 2 | 0.0011159 | 0.0013324 | 0.0018271 | 0.0019451 | 0.00017585 | 9.2169e-06 | 1.1329e-05 | 0.0064168 |  | 1108.8742 | 1160.877 | 1344.7022 | 2790.1308 | 52.5241 | 5.156 | 0.69035 | 6462.9547 | 5620 | 8
2004 | 8 | 22 | 3 | 0.00079389 | 0.0014349 | 0.0018039 | 0.0018968 | 0.00017585 | 9.2169e-06 | 1.1329e-05 | 0.0061259 |  | 788.9099 | 1250.203 | 1327.6821 | 2720.8464 | 52.5241 | 5.156 | 0.69035 | 6146.0119 | 5621 | 8
2004 | 8 | 22 | 4 | 0.00067439 | 0.0014702 | 0.0018119 | 0.0018918 | 0.00017585 | 9.2169e-06 | 1.1329e-05 | 0.0060446 |  | 670.1601 | 1280.9387 | 1333.5489 | 2713.6006 | 52.5241 | 5.156 | 0.69035 | 6056.6189 | 5622 | 8
2004 | 8 | 22 | 5 | 0.00061571 | 0.0014899 | 0.0018035 | 0.0019036 | 0.00017585 | 9.2169e-06 | 1.1329e-05 | 0.0060091 |  | 611.8507 | 1298.1288 | 1327.3785 | 2730.5547 | 52.5241 | 5.156 | 0.69035 | 6026.2832 | 5623 | 8
2004 | 8 | 22 | 6 | 0.00053399 | 0.001519 | 0.0017897 | 0.001918 | 0 | 0 | 1.1329e-05 | 0.005772 |  | 530.6377 | 1323.491 | 1317.2285 | 2751.1554 | 0 | 0 | 0.69035 | 5923.2029 | 5624 | 8
2004 | 8 | 22 | 7 | 0.00093291 | 0.001577 | 0.0018069 | 0.0019568 | 0 | 0 | 1.1329e-05 | 0.0062849 |  | 927.0637 | 1374.0464 | 1329.8379 | 2806.8008 | 0 | 0 | 0.69035 | 6438.4391 | 5625 | 8
2004 | 8 | 22 | 8 | 0.0011066 | 0.0016367 | 0.0019979 | 0.0020042 | 0 | 0 | 1.1329e-05 | 0.0067567 |  | 1099.6938 | 1426.0198 | 1470.4075 | 2874.8539 | 0 | 0 | 0.69035 | 6871.6654 | 5626 | 8
2004 | 8 | 22 | 9 | 0.0016 | 0.0015758 | 0.0020797 | 0.002043 | 0 | 0 | 1.1329e-05 | 0.0073098 |  | 1589.9575 | 1373.0093 | 1530.6459 | 2930.4519 | 0 | 0 | 0.69035 | 7424.7551 | 5627 | 8
2004 | 8 | 22 | 10 | 0.0018483 | 0.0015505 | 0.0021078 | 0.0020792 | 0 | 0 | 1.1329e-05 | 0.0075972 |  | 1836.7594 | 1350.9765 | 1551.318 | 2982.4034 | 0 | 0 | 0.69035 | 7722.1477 | 5628 | 8
2004 | 8 | 22 | 11 | 0.001967 | 0.00159 | 0.0021847 | 0.0020542 | 0 | 0 | 1.1329e-05 | 0.0078072 |  | 1954.6679 | 1385.3612 | 1607.8937 | 2946.6009 | 0 | 0 | 0.69035 | 7895.214 | 5629 | 8
2004 | 8 | 22 | 12 | 0.0023682 | 0.0014744 | 0.0021465 | 0.0020845 | 0 | 0 | 1.1329e-05 | 0.0080849 |  | 2353.3677 | 1284.6141 | 1579.7903 | 2989.9806 | 0 | 0 | 0.69035 | 8208.443 | 5630 | 8
2004 | 8 | 22 | 13 | 0.002158 | 0.0014555 | 0.0021561 | 0.0021029 | 0 | 0 | 1.1329e-05 | 0.0078838 |  | 2144.4622 | 1268.2008 | 1586.8714 | 3016.4063 | 0 | 0 | 0.69035 | 8016.631 | 5631 | 8
2004 | 8 | 22 | 14 | 0.0023 | 0.0014258 | 0.0021859 | 0.0022105 | 0 | 0 | 1.1329e-05 | 0.0081335 |  | 2285.6185 | 1242.2498 | 1608.8393 | 3170.6979 | 0 | 0 | 0.69035 | 8308.0959 | 5632 | 8
2004 | 8 | 22 | 15 | 0.0024093 | 0.0013808 | 0.0021758 | 0.0024892 | 0 | 0 | 1.1329e-05 | 0.0084665 |  | 2394.1948 | 1203.1152 | 1601.3536 | 3570.5396 | 0 | 0 | 0.69035 | 8769.8936 | 5633 | 8
2004 | 8 | 22 | 16 | 0.0029276 | 0.0012731 | 0.0022295 | 0.0025032 | 0 | 0 | 1.1329e-05 | 0.0089447 |  | 2909.2633 | 1109.2595 | 1640.8852 | 3590.572 | 0 | 0 | 0.69035 | 9250.6704 | 5634 | 8
2004 | 8 | 22 | 17 | 0.003343 | 0.001185 | 0.0021364 | 0.0025218 | 0 | 0 | 1.1329e-05 | 0.0091976 |  | 3322.0726 | 1032.4918 | 1572.4046 | 3617.2818 | 0 | 0 | 0.69035 | 9544.9412 | 5635 | 8
2004 | 8 | 22 | 18 | 0.0031471 | 0.0012048 | 0.0020658 | 0.0026153 | 0 | 0 | 1.1329e-05 | 0.0090444 |  | 3127.4004 | 1049.7485 | 1520.3993 | 3751.4463 | 0 | 0 | 0.69035 | 9449.6849 | 5636 | 8
2004 | 8 | 22 | 19 | 0.0027272 | 0.0012456 | 0.0020169 | 0.0026318 | 0 | 0 | 1.1329e-05 | 0.0086329 |  | 2710.0911 | 1085.3242 | 1484.4155 | 3775.0779 | 0 | 0 | 0.69035 | 9055.599 | 5637 | 8
2004 | 8 | 22 | 20 | 0.0030057 | 0.0011745 | 0.0020243 | 0.0026927 | 4.3962e-05 | 2.3042e-06 | 1.1329e-05 | 0.0089548 |  | 2986.8775 | 1023.3063 | 1489.881 | 3862.3583 | 13.131 | 1.289 | 0.69035 | 9377.5334 | 5638 | 8
2004 | 8 | 22 | 21 | 0.0034024 | 0.0011527 | 0.0020166 | 0.0027536 | 0.00017585 | 9.2169e-06 | 1.1329e-05 | 0.0095217 |  | 3381.0468 | 1004.3806 | 1484.1995 | 3949.7807 | 52.5241 | 5.156 | 0.69035 | 9877.7781 | 5639 | 8
2004 | 8 | 22 | 22 | 0.0036202 | 0.0010447 | 0.0019063 | 0.0028354 | 0.00017585 | 9.2169e-06 | 1.1329e-05 | 0.009603 |  | 3597.5016 | 910.2239 | 1403.0383 | 4067.1333 | 52.5241 | 5.156 | 0.69035 | 10036.2676 | 5640 | 8
2004 | 8 | 22 | 23 | 0.002358 | 0.0011763 | 0.0018823 | 0.0033191 | 0.00017585 | 9.2169e-06 | 1.1329e-05 | 0.0089321 |  | 2343.2507 | 1024.9292 | 1385.3547 | 4760.9247 | 52.5241 | 5.156 | 0.69035 | 9572.8298 | 5641 | 8
2004 | 8 | 22 | 24 | 0.0016882 | 0.0011813 | 0.0018579 | 0.0034369 | 0.00017585 | 9.2169e-06 | 1.1329e-05 | 0.0083607 |  | 1677.5916 | 1029.2711 | 1367.4069 | 4929.9446 | 52.5241 | 5.156 | 0.69035 | 9062.5847 | 5642 | 8
2004 | 8 | 23 | 1 | 0.001696 | 0.0012071 | 0.0018616 | 0.0033011 | 0.00017585 | 9.2169e-06 | 1.1329e-05 | 0.0082623 |  | 1685.3967 | 1051.7217 | 1370.1508 | 4735.1621 | 52.5241 | 5.156 | 0.69035 | 8900.8017 | 5643 | 8
2004 | 8 | 23 | 2 | 0.0014513 | 0.0012379 | 0.0018917 | 0.0033806 | 0.00017585 | 9.2169e-06 | 1.1329e-05 | 0.008158 |  | 1442.2422 | 1078.5496 | 1392.3121 | 4849.1996 | 52.5241 | 5.156 | 0.69035 | 8820.6741 | 5644 | 8
2004 | 8 | 23 | 3 | 0.0010363 | 0.0012847 | 0.0018881 | 0.0035191 | 0.00017585 | 9.2169e-06 | 1.1329e-05 | 0.0079246 |  | 1029.7936 | 1119.3338 | 1389.5959 | 5047.8655 | 52.5241 | 5.156 | 0.69035 | 8644.9594 | 5645 | 8
2004 | 8 | 23 | 4 | 0.00094795 | 0.0012965 | 0.0019055 | 0.0037928 | 0.00017585 | 9.2169e-06 | 1.1329e-05 | 0.0081391 |  | 942.0065 | 1129.6498 | 1402.4419 | 5440.3668 | 52.5241 | 5.156 | 0.69035 | 8972.8355 | 5646 | 8
2004 | 8 | 23 | 5 | 0.00078199 | 0.0013866 | 0.001978 | 0.0038593 | 0.00017585 | 9.2169e-06 | 1.1329e-05 | 0.0082022 |  | 777.0835 | 1208.1317 | 1455.8006 | 5535.7453 | 52.5241 | 5.156 | 0.69035 | 9035.1317 | 5647 | 8
2004 | 8 | 23 | 6 | 0.00094827 | 0.0014187 | 0.0022642 | 0.0039488 | 0 | 0 | 1.1329e-05 | 0.0085913 |  | 942.3213 | 1236.0938 | 1666.4533 | 5664.227 | 0 | 0 | 0.69035 | 9509.7857 | 5648 | 8
2004 | 8 | 23 | 7 | 0.0013172 | 0.001459 | 0.0026422 | 0.0039236 | 0 | 0 | 1.1329e-05 | 0.0093534 |  | 1308.9415 | 1271.2272 | 1944.6454 | 5628.093 | 0 | 0 | 0.69035 | 10153.5975 | 5649 | 8
2004 | 8 | 23 | 8 | 0.0014777 | 0.0015813 | 0.002804 | 0.0042029 | 0 | 0 | 1.1329e-05 | 0.010077 |  | 1468.4013 | 1377.8148 | 2063.7505 | 6028.6924 | 0 | 0 | 0.69035 | 10939.3494 | 5650 | 8
2004 | 8 | 23 | 9 | 0.0020493 | 0.0015681 | 0.0028434 | 0.0044754 | 0 | 0 | 1.1329e-05 | 0.010948 |  | 2036.4905 | 1366.267 | 2092.697 | 6419.5362 | 0 | 0 | 0.69035 | 11915.681 | 5651 | 8
2004 | 8 | 23 | 10 | 0.0023372 | 0.0015175 | 0.0029061 | 0.0044291 | 0 | 0 | 1.1329e-05 | 0.011201 |  | 2322.5001 | 1322.1964 | 2138.8582 | 6353.0932 | 0 | 0 | 0.69035 | 12137.3382 | 5652 | 8
2004 | 8 | 23 | 11 | 0.002805 | 0.0014804 | 0.0029597 | 0.0044555 | 0 | 0 | 1.1329e-05 | 0.011712 |  | 2787.4579 | 1289.8976 | 2178.3439 | 6390.9794 | 0 | 0 | 0.69035 | 12647.3693 | 5653 | 8
2004 | 8 | 23 | 12 | 0.003433 | 0.0012563 | 0.0029595 | 0.0044459 | 0 | 0 | 1.1329e-05 | 0.012106 |  | 3411.5083 | 1094.6055 | 2178.1903 | 6377.2457 | 0 | 0 | 0.69035 | 13062.2401 | 5654 | 8
2004 | 8 | 23 | 13 | 0.0036918 | 0.001225 | 0.0030377 | 0.0041736 | 0 | 0 | 1.1329e-05 | 0.012139 |  | 3668.6855 | 1067.3134 | 2235.7621 | 5986.6387 | 0 | 0 | 0.69035 | 12959.09 | 5655 | 8
2004 | 8 | 23 | 14 | 0.002933 | 0.0014127 | 0.0029713 | 0.004595 | 0 | 0 | 1.1329e-05 | 0.011923 |  | 2914.6321 | 1230.8989 | 2186.8728 | 6591.066 | 0 | 0 | 0.69035 | 12924.1602 | 5656 | 8
2004 | 8 | 23 | 15 | 0.0036209 | 0.0012272 | 0.0028691 | 0.004444 | 0 | 0 | 1.1329e-05 | 0.012172 |  | 3598.1615 | 1069.2124 | 2111.6037 | 6374.4989 | 0 | 0 | 0.69035 | 13154.1669 | 5657 | 8
2004 | 8 | 23 | 16 | 0.0040232 | 0.0011492 | 0.0027793 | 0.0042147 | 0 | 0 | 1.1329e-05 | 0.012178 |  | 3997.9326 | 1001.2639 | 2045.5421 | 6045.5518 | 0 | 0 | 0.69035 | 13090.9807 | 5658 | 8
2004 | 8 | 23 | 17 | 0.0043919 | 0.0010182 | 0.0026124 | 0.0044308 | 0 | 0 | 1.1329e-05 | 0.012465 |  | 4364.4152 | 887.1221 | 1922.7106 | 6355.5085 | 0 | 0 | 0.69035 | 13530.4467 | 5659 | 8
2004 | 8 | 23 | 18 | 0.0033595 | 0.001237 | 0.002581 | 0.0045517 | 0 | 0 | 1.1329e-05 | 0.011741 |  | 3338.4272 | 1077.8022 | 1899.5804 | 6529.0273 | 0 | 0 | 0.69035 | 12845.5274 | 5660 | 8
2004 | 8 | 23 | 19 | 0.0028633 | 0.0013151 | 0.0025397 | 0.0045099 | 0 | 0 | 1.1329e-05 | 0.011239 |  | 2845.39 | 1145.8684 | 1869.1738 | 6469.0724 | 0 | 0 | 0.69035 | 12330.195 | 5661 | 8
2004 | 8 | 23 | 20 | 0.0031907 | 0.0012181 | 0.0024833 | 0.0039761 | 4.3962e-05 | 2.3042e-06 | 1.1329e-05 | 0.010926 |  | 3170.6831 | 1061.2906 | 1827.6786 | 5703.2971 | 13.131 | 1.289 | 0.69035 | 11778.0597 | 5662 | 8
2004 | 8 | 23 | 21 | 0.0034453 | 0.0011605 | 0.0025059 | 0.0037915 | 0.00017585 | 9.2169e-06 | 1.1329e-05 | 0.0111 |  | 3423.6509 | 1011.1754 | 1844.3039 | 5438.5672 | 52.5241 | 5.156 | 0.69035 | 11776.0678 | 5663 | 8
2004 | 8 | 23 | 22 | 0.0032637 | 0.0010738 | 0.0024166 | 0.0037556 | 0.00017585 | 9.2169e-06 | 1.1329e-05 | 0.010706 |  | 3243.2161 | 935.5894 | 1778.5795 | 5386.9945 | 52.5241 | 5.156 | 0.69035 | 11402.7501 | 5664 | 8
2004 | 8 | 23 | 23 | 0.0025558 | 0.0011431 | 0.0023086 | 0.0040641 | 0.00017585 | 9.2169e-06 | 1.1329e-05 | 0.010268 |  | 2539.7307 | 995.9737 | 1699.095 | 5829.553 | 52.5241 | 5.156 | 0.69035 | 11122.7229 | 5665 | 8
2004 | 8 | 23 | 24 | 0.0022603 | 0.001041 | 0.0021766 | 0.0041413 | 0.00017585 | 9.2169e-06 | 1.1329e-05 | 0.0098156 |  | 2246.1381 | 906.9918 | 1601.9276 | 5940.3702 | 52.5241 | 5.156 | 0.69035 | 10753.7981 | 5666 | 8
2004 | 8 | 24 | 1 | 0.0017173 | 0.00124 | 0.0020787 | 0.0043204 | 0.00017585 | 9.2169e-06 | 1.1329e-05 | 0.0095527 |  | 1706.5193 | 1080.4004 | 1529.8776 | 6197.144 | 52.5241 | 5.156 | 0.69035 | 10572.3119 | 5667 | 8
2004 | 8 | 24 | 2 | 0.0014156 | 0.0012714 | 0.0020599 | 0.0042989 | 0.00017585 | 9.2169e-06 | 1.1329e-05 | 0.0092422 |  | 1406.764 | 1107.7321 | 1516.0739 | 6166.3141 | 52.5241 | 5.156 | 0.69035 | 10255.2545 | 5668 | 8
2004 | 8 | 24 | 3 | 0.0012086 | 0.0012938 | 0.0020246 | 0.0039647 | 0.00017585 | 9.2169e-06 | 1.1329e-05 | 0.0086881 |  | 1200.9918 | 1127.3031 | 1490.1237 | 5687.0061 | 52.5241 | 5.156 | 0.69035 | 9563.7952 | 5669 | 8
2004 | 8 | 24 | 4 | 0.0010855 | 0.0013495 | 0.0020069 | 0.0041462 | 0.00017585 | 9.2169e-06 | 1.1329e-05 | 0.0087844 |  | 1078.645 | 1175.8143 | 1477.0449 | 5947.3318 | 52.5241 | 5.156 | 0.69035 | 9737.2064 | 5670 | 8
2004 | 8 | 24 | 5 | 0.0010376 | 0.0014265 | 0.0020573 | 0.0042474 | 0.00017585 | 9.2169e-06 | 1.1329e-05 | 0.0089652 |  | 1031.1404 | 1242.8969 | 1514.1829 | 6092.436 | 52.5241 | 5.156 | 0.69035 | 9939.0268 | 5671 | 8
2004 | 8 | 24 | 6 | 0.0010639 | 0.0015382 | 0.0023423 | 0.0043993 | 0 | 0 | 1.1329e-05 | 0.009355 |  | 1057.1836 | 1340.215 | 1723.9017 | 6310.4238 | 0 | 0 | 0.69035 | 10432.4146 | 5672 | 8
2004 | 8 | 24 | 7 | 0.0013103 | 0.0016614 | 0.002645 | 0.0044858 | 0 | 0 | 1.1329e-05 | 0.010114 |  | 1302.053 | 1447.5906 | 1946.6865 | 6434.5012 | 0 | 0 | 0.69035 | 11131.5217 | 5673 | 8
2004 | 8 | 24 | 8 | 0.0015973 | 0.0017946 | 0.0028062 | 0.0044906 | 0 | 0 | 1.1329e-05 | 0.0107 |  | 1587.3312 | 1563.5846 | 2065.3617 | 6441.3207 | 0 | 0 | 0.69035 | 11658.2886 | 5674 | 8
2004 | 8 | 24 | 9 | 0.0017934 | 0.0017886 | 0.0028616 | 0.0045871 | 0 | 0 | 1.1329e-05 | 0.011042 |  | 1782.1179 | 1558.4105 | 2106.0977 | 6579.7475 | 0 | 0 | 0.69035 | 12027.064 | 5675 | 8
2004 | 8 | 24 | 10 | 0.002023 | 0.0017617 | 0.003023 | 0.0044455 | 0 | 0 | 1.1329e-05 | 0.011265 |  | 2010.335 | 1534.9858 | 2224.943 | 6376.63 | 0 | 0 | 0.69035 | 12147.5842 | 5676 | 8
2004 | 8 | 24 | 11 | 0.002435 | 0.0017027 | 0.0030529 | 0.0046194 | 0 | 0 | 1.1329e-05 | 0.011821 |  | 2419.6855 | 1483.5183 | 2246.8915 | 6626.0634 | 0 | 0 | 0.69035 | 12776.8491 | 5677 | 8
2004 | 8 | 24 | 12 | 0.00311 | 0.0014861 | 0.0030049 | 0.0046909 | 0 | 0 | 1.1329e-05 | 0.012303 |  | 3090.5255 | 1294.8565 | 2211.5742 | 6728.6404 | 0 | 0 | 0.69035 | 13326.287 | 5678 | 8
2004 | 8 | 24 | 13 | 0.0030657 | 0.0014902 | 0.0030447 | 0.0046959 | 0 | 0 | 1.1329e-05 | 0.012308 |  | 3046.495 | 1298.42 | 2240.8578 | 6735.7914 | 0 | 0 | 0.69035 | 13322.2545 | 5679 | 8
2004 | 8 | 24 | 14 | 0.0028576 | 0.0015291 | 0.0030148 | 0.0047689 | 0 | 0 | 1.1329e-05 | 0.012182 |  | 2839.6487 | 1332.2713 | 2218.8661 | 6840.4994 | 0 | 0 | 0.69035 | 13231.9758 | 5680 | 8
2004 | 8 | 24 | 15 | 0.0032934 | 0.0014206 | 0.0029433 | 0.00462 | 0 | 0 | 1.1329e-05 | 0.012289 |  | 3272.7482 | 1237.744 | 2166.2287 | 6627.0106 | 0 | 0 | 0.69035 | 13304.4218 | 5681 | 8
2004 | 8 | 24 | 16 | 0.004195 | 0.0011788 | 0.0028134 | 0.0046037 | 0 | 0 | 1.1329e-05 | 0.012802 |  | 4168.7246 | 1027.0775 | 2070.6448 | 6603.5211 | 0 | 0 | 0.69035 | 13870.6584 | 5682 | 8
2004 | 8 | 24 | 17 | 0.0040341 | 0.0012145 | 0.002737 | 0.0046468 | 0 | 0 | 1.1329e-05 | 0.012644 |  | 4008.8009 | 1058.2129 | 2014.3828 | 6665.323 | 0 | 0 | 0.69035 | 13747.4099 | 5683 | 8
2004 | 8 | 24 | 18 | 0.0031334 | 0.0014258 | 0.0026847 | 0.0046489 | 0 | 0 | 1.1329e-05 | 0.011904 |  | 3113.7555 | 1242.2933 | 1975.8958 | 6668.3539 | 0 | 0 | 0.69035 | 13000.9889 | 5684 | 8
2004 | 8 | 24 | 19 | 0.0029099 | 0.0013908 | 0.0026902 | 0.0041994 | 0 | 0 | 1.1329e-05 | 0.011202 |  | 2891.6985 | 1211.8147 | 1979.9947 | 6023.5778 | 0 | 0 | 0.69035 | 12107.7761 | 5685 | 8
2004 | 8 | 24 | 20 | 0.0031328 | 0.0013342 | 0.0026741 | 0.0040237 | 4.3962e-05 | 2.3042e-06 | 1.1329e-05 | 0.011222 |  | 3113.2061 | 1162.4927 | 1968.1427 | 5771.5871 | 13.131 | 1.289 | 0.69035 | 12030.5389 | 5686 | 8
2004 | 8 | 24 | 21 | 0.003786 | 0.0011692 | 0.0025866 | 0.0041492 | 0.00017585 | 9.2169e-06 | 1.1329e-05 | 0.011887 |  | 3762.2229 | 1018.6985 | 1903.7303 | 5951.594 | 52.5241 | 5.156 | 0.69035 | 12694.6162 | 5687 | 8
2004 | 8 | 24 | 22 | 0.0034831 | 0.0011599 | 0.0024477 | 0.0039831 | 0.00017585 | 9.2169e-06 | 1.1329e-05 | 0.01127 |  | 3461.3072 | 1010.6379 | 1801.4966 | 5713.337 | 52.5241 | 5.156 | 0.69035 | 12045.1492 | 5688 | 8
2004 | 8 | 24 | 23 | 0.0024242 | 0.0012337 | 0.0023478 | 0.004054 | 0.00017585 | 9.2169e-06 | 1.1329e-05 | 0.010256 |  | 2409.0273 | 1074.9292 | 1727.956 | 5815.0615 | 52.5241 | 5.156 | 0.69035 | 11085.3445 | 5689 | 8
2004 | 8 | 24 | 24 | 0.0020841 | 0.0012085 | 0.0022831 | 0.0040043 | 0.00017585 | 9.2169e-06 | 1.1329e-05 | 0.0097763 |  | 2070.9906 | 1052.9355 | 1680.3765 | 5743.7407 | 52.5241 | 5.156 | 0.69035 | 10606.4138 | 5690 | 8
2004 | 8 | 25 | 1 | 0.0019515 | 0.00124 | 0.002284 | 0.0038919 | 0.00017585 | 9.2169e-06 | 1.1329e-05 | 0.0095638 |  | 1939.2731 | 1080.4004 | 1681.014 | 5582.5348 | 52.5241 | 5.156 | 0.69035 | 10341.5929 | 5691 | 8
2004 | 8 | 25 | 2 | 0.001591 | 0.0012714 | 0.0021832 | 0.0039772 | 0.00017585 | 9.2169e-06 | 1.1329e-05 | 0.0092192 |  | 1581.0158 | 1107.7321 | 1606.8386 | 5704.9073 | 52.5241 | 5.156 | 0.69035 | 10058.8643 | 5692 | 8
2004 | 8 | 25 | 3 | 0.0013546 | 0.0012938 | 0.0021373 | 0.0040601 | 0.00017585 | 9.2169e-06 | 1.1329e-05 | 0.0090422 |  | 1346.133 | 1127.3031 | 1573.0226 | 5823.8227 | 52.5241 | 5.156 | 0.69035 | 9928.652 | 5693 | 8
2004 | 8 | 25 | 4 | 0.0011907 | 0.0013495 | 0.0021395 | 0.0040434 | 0.00017585 | 9.2169e-06 | 1.1329e-05 | 0.0089195 |  | 1183.1903 | 1175.8143 | 1574.6483 | 5799.907 | 52.5241 | 5.156 | 0.69035 | 9791.9303 | 5694 | 8
2004 | 8 | 25 | 5 | 0.001155 | 0.0014265 | 0.0021622 | 0.0039859 | 0.00017585 | 9.2169e-06 | 1.1329e-05 | 0.0089259 |  | 1147.7673 | 1242.8969 | 1591.3336 | 5717.3624 | 52.5241 | 5.156 | 0.69035 | 9757.7308 | 5695 | 8
2004 | 8 | 25 | 6 | 0.001177 | 0.0015382 | 0.0024703 | 0.0040815 | 0 | 0 | 1.1329e-05 | 0.0092782 |  | 1169.6287 | 1340.215 | 1818.0992 | 5854.4632 | 0 | 0 | 0.69035 | 10183.0964 | 5696 | 8
2004 | 8 | 25 | 7 | 0.0014275 | 0.0016614 | 0.0028106 | 0.0041279 | 0 | 0 | 1.1329e-05 | 0.010039 |  | 1418.5087 | 1447.5906 | 2068.5553 | 5921.0482 | 0 | 0 | 0.69035 | 10856.3932 | 5697 | 8
2004 | 8 | 25 | 8 | 0.0017177 | 0.0017946 | 0.0029234 | 0.0041311 | 0 | 0 | 1.1329e-05 | 0.010578 |  | 1706.8948 | 1563.5846 | 2151.5858 | 5925.7366 | 0 | 0 | 0.69035 | 11348.4922 | 5698 | 8
2004 | 8 | 25 | 9 | 0.0020305 | 0.0017886 | 0.0029906 | 0.0041972 | 0 | 0 | 1.1329e-05 | 0.011018 |  | 2017.7552 | 1558.4105 | 2201.0303 | 6020.4995 | 0 | 0 | 0.69035 | 11798.3858 | 5699 | 8
2004 | 8 | 25 | 10 | 0.0023309 | 0.0017617 | 0.0031206 | 0.0043918 | 0 | 0 | 1.1329e-05 | 0.011616 |  | 2316.2776 | 1534.9858 | 2296.7286 | 6299.6263 | 0 | 0 | 0.69035 | 12448.3086 | 5700 | 8
2004 | 8 | 25 | 11 | 0.0028137 | 0.0017027 | 0.003189 | 0.0043493 | 0 | 0 | 1.1329e-05 | 0.012066 |  | 2796.0144 | 1483.5183 | 2347.0799 | 6238.6768 | 0 | 0 | 0.69035 | 12865.9797 | 5701 | 8
2004 | 8 | 25 | 12 | 0.003515 | 0.0014861 | 0.0031304 | 0.0044018 | 0 | 0 | 1.1329e-05 | 0.012545 |  | 3493.0051 | 1294.8565 | 2303.9233 | 6314.023 | 0 | 0 | 0.69035 | 13406.4983 | 5702 | 8
2004 | 8 | 25 | 13 | 0.0034862 | 0.0014902 | 0.0032423 | 0.0044663 | 0 | 0 | 1.1329e-05 | 0.012696 |  | 3464.3005 | 1298.42 | 2386.3456 | 6406.5128 | 0 | 0 | 0.69035 | 13556.2693 | 5703 | 8
2004 | 8 | 25 | 14 | 0.003325 | 0.0015291 | 0.0031754 | 0.0043642 | 0 | 0 | 1.1329e-05 | 0.012405 |  | 3304.1877 | 1332.2713 | 2337.0911 | 6259.9878 | 0 | 0 | 0.69035 | 13234.2283 | 5704 | 8
2004 | 8 | 25 | 15 | 0.0036933 | 0.0014206 | 0.0030964 | 0.0044066 | 0 | 0 | 1.1329e-05 | 0.012628 |  | 3670.18 | 1237.744 | 2278.8955 | 6320.8426 | 0 | 0 | 0.69035 | 13508.3524 | 5705 | 8
2004 | 8 | 25 | 16 | 0.004583 | 0.0011788 | 0.0029758 | 0.0042362 | 0 | 0 | 1.1329e-05 | 0.012985 |  | 4554.2777 | 1027.0775 | 2190.1968 | 6076.3817 | 0 | 0 | 0.69035 | 13848.6241 | 5706 | 8
2004 | 8 | 25 | 17 | 0.0044428 | 0.0012145 | 0.0028935 | 0.0039661 | 0 | 0 | 1.1329e-05 | 0.012528 |  | 4414.9542 | 1058.2129 | 2129.5994 | 5688.9477 | 0 | 0 | 0.69035 | 13292.4045 | 5707 | 8
2004 | 8 | 25 | 18 | 0.0035181 | 0.0014258 | 0.0028418 | 0.0038199 | 0 | 0 | 1.1329e-05 | 0.011617 |  | 3496.0853 | 1242.2933 | 2091.5265 | 5479.2475 | 0 | 0 | 0.69035 | 12309.8429 | 5708 | 8
2004 | 8 | 25 | 19 | 0.0033105 | 0.0013908 | 0.0028117 | 0.0037774 | 0 | 0 | 1.1329e-05 | 0.011302 |  | 3289.7052 | 1211.8147 | 2069.4169 | 5418.3928 | 0 | 0 | 0.69035 | 11990.02 | 5709 | 8
2004 | 8 | 25 | 20 | 0.003443 | 0.0013342 | 0.0027897 | 0.0042668 | 4.3962e-05 | 2.3042e-06 | 1.1329e-05 | 0.011891 |  | 3421.3797 | 1162.4927 | 2053.2342 | 6120.3297 | 13.131 | 1.289 | 0.69035 | 12772.5466 | 5710 | 8
2004 | 8 | 25 | 21 | 0.0039752 | 0.0011692 | 0.0026922 | 0.0038738 | 0.00017585 | 9.2169e-06 | 1.1329e-05 | 0.011907 |  | 3950.2487 | 1018.6985 | 1981.4281 | 5556.5354 | 52.5241 | 5.156 | 0.69035 | 12565.2812 | 5711 | 8
2004 | 8 | 25 | 22 | 0.0036955 | 0.0011599 | 0.002585 | 0.0037457 | 0.00017585 | 9.2169e-06 | 1.1329e-05 | 0.011383 |  | 3672.3521 | 1010.6379 | 1902.5629 | 5372.8346 | 52.5241 | 5.156 | 0.69035 | 12016.7579 | 5712 | 8
2004 | 8 | 25 | 23 | 0.0025835 | 0.0012337 | 0.0025206 | 0.0039977 | 0.00017585 | 9.2169e-06 | 1.1329e-05 | 0.010532 |  | 2567.2867 | 1074.9292 | 1855.1498 | 5734.2691 | 52.5241 | 5.156 | 0.69035 | 11290.0053 | 5713 | 8
2004 | 8 | 25 | 24 | 0.0023273 | 0.0012085 | 0.002453 | 0.0041493 | 0.00017585 | 9.2169e-06 | 1.1329e-05 | 0.010335 |  | 2312.7028 | 1052.9355 | 1805.4085 | 5951.8308 | 52.5241 | 5.156 | 0.69035 | 11181.2481 | 5714 | 8
2004 | 8 | 26 | 1 | 0.0017643 | 0.00124 | 0.0022993 | 0.0041259 | 0.00017585 | 9.2169e-06 | 1.1329e-05 | 0.0096258 |  | 1753.2263 | 1080.4004 | 1692.2552 | 5918.1594 | 52.5241 | 5.156 | 0.69035 | 10502.4118 | 5715 | 8
2004 | 8 | 26 | 2 | 0.0014458 | 0.0012714 | 0.0021884 | 0.004071 | 0.00017585 | 9.2169e-06 | 1.1329e-05 | 0.0091729 |  | 1436.6998 | 1107.7321 | 1610.6352 | 5839.4508 | 52.5241 | 5.156 | 0.69035 | 10052.8884 | 5716 | 8
2004 | 8 | 26 | 3 | 0.0012356 | 0.0012938 | 0.0021529 | 0.0040581 | 0.00017585 | 9.2169e-06 | 1.1329e-05 | 0.0089369 |  | 1227.873 | 1127.3031 | 1584.554 | 5820.9339 | 52.5241 | 5.156 | 0.69035 | 9819.0345 | 5717 | 8
2004 | 8 | 26 | 4 | 0.0010846 | 0.0013495 | 0.0021771 | 0.0040753 | 0.00017585 | 9.2169e-06 | 1.1329e-05 | 0.0088829 |  | 1077.7575 | 1175.8143 | 1602.3589 | 5845.6546 | 52.5241 | 5.156 | 0.69035 | 9759.9558 | 5718 | 8
2004 | 8 | 26 | 5 | 0.0010442 | 0.0014265 | 0.0021808 | 0.0039991 | 0.00017585 | 9.2169e-06 | 1.1329e-05 | 0.008847 |  | 1037.6887 | 1242.8969 | 1605.0556 | 5736.3529 | 52.5241 | 5.156 | 0.69035 | 9680.3646 | 5719 | 8
2004 | 8 | 26 | 6 | 0.0010652 | 0.0015382 | 0.0024137 | 0.0040703 | 0 | 0 | 1.1329e-05 | 0.0090987 |  | 1058.5129 | 1340.215 | 1776.4741 | 5838.4562 | 0 | 0 | 0.69035 | 10014.3486 | 5720 | 8
2004 | 8 | 26 | 7 | 0.0012825 | 0.0016614 | 0.0027132 | 0.0041714 | 0 | 0 | 1.1329e-05 | 0.0098398 |  | 1274.5026 | 1447.5906 | 1996.8642 | 5983.4184 | 0 | 0 | 0.69035 | 10703.0661 | 5721 | 8
2004 | 8 | 26 | 8 | 0.0015654 | 0.0017946 | 0.0029314 | 0.0043259 | 0 | 0 | 1.1329e-05 | 0.010629 |  | 1555.6203 | 1563.5846 | 2157.5075 | 6205.1475 | 0 | 0 | 0.69035 | 11482.5504 | 5722 | 8
2004 | 8 | 26 | 9 | 0.0018343 | 0.0017886 | 0.0029451 | 0.0044036 | 0 | 0 | 1.1329e-05 | 0.010983 |  | 1822.7558 | 1558.4105 | 2167.5468 | 6316.533 | 0 | 0 | 0.69035 | 11865.9365 | 5723 | 8
2004 | 8 | 26 | 10 | 0.0020892 | 0.0017617 | 0.0030736 | 0.0042149 | 0 | 0 | 1.1329e-05 | 0.011151 |  | 2076.101 | 1534.9858 | 2262.1166 | 6045.9307 | 0 | 0 | 0.69035 | 11919.8244 | 5724 | 8
2004 | 8 | 26 | 11 | 0.0024943 | 0.0017027 | 0.0031694 | 0.004345 | 0 | 0 | 1.1329e-05 | 0.011723 |  | 2478.6577 | 1483.5183 | 2332.6482 | 6232.4256 | 0 | 0 | 0.69035 | 12527.9401 | 5725 | 8
2004 | 8 | 26 | 12 | 0.0031851 | 0.0014861 | 0.0031108 | 0.0039778 | 0 | 0 | 1.1329e-05 | 0.011771 |  | 3165.0857 | 1294.8565 | 2289.5329 | 5705.7124 | 0 | 0 | 0.69035 | 12455.8778 | 5726 | 8
2004 | 8 | 26 | 13 | 0.0031541 | 0.0014902 | 0.0031313 | 0.0042575 | 0 | 0 | 1.1329e-05 | 0.012044 |  | 3134.339 | 1298.42 | 2304.6412 | 6106.9275 | 0 | 0 | 0.69035 | 12845.0181 | 5727 | 8
2004 | 8 | 26 | 14 | 0.002986 | 0.0015291 | 0.0030597 | 0.0043837 | 0 | 0 | 1.1329e-05 | 0.01197 |  | 2967.2914 | 1332.2713 | 2251.9433 | 6287.9763 | 0 | 0 | 0.69035 | 12840.1726 | 5728 | 8
2004 | 8 | 26 | 15 | 0.003396 | 0.0014206 | 0.0029633 | 0.004364 | 0 | 0 | 1.1329e-05 | 0.012155 |  | 3374.7476 | 1237.744 | 2180.993 | 6259.7984 | 0 | 0 | 0.69035 | 13053.9734 | 5729 | 8
2004 | 8 | 26 | 16 | 0.0042851 | 0.0011788 | 0.0028453 | 0.0044028 | 0 | 0 | 1.1329e-05 | 0.012723 |  | 4258.2719 | 1027.0775 | 2094.0932 | 6315.3964 | 0 | 0 | 0.69035 | 13695.5294 | 5730 | 8
2004 | 8 | 26 | 17 | 0.0041645 | 0.0012145 | 0.0027417 | 0.0040532 | 0 | 0 | 1.1329e-05 | 0.012185 |  | 4138.4006 | 1058.2129 | 2017.8868 | 5813.9723 | 0 | 0 | 0.69035 | 13029.1629 | 5731 | 8
2004 | 8 | 26 | 18 | 0.0031876 | 0.0014258 | 0.0027232 | 0.0039945 | 0 | 0 | 1.1329e-05 | 0.011342 |  | 3167.6618 | 1242.2933 | 2004.2525 | 5729.7701 | 0 | 0 | 0.69035 | 12144.6681 | 5732 | 8
2004 | 8 | 26 | 19 | 0.0029649 | 0.0013908 | 0.0027394 | 0.0038955 | 0 | 0 | 1.1329e-05 | 0.011002 |  | 2946.3479 | 1211.8147 | 2016.1721 | 5587.7915 | 0 | 0 | 0.69035 | 11762.8166 | 5733 | 8
2004 | 8 | 26 | 20 | 0.0031055 | 0.0013342 | 0.0027551 | 0.0038402 | 4.3962e-05 | 2.3042e-06 | 1.1329e-05 | 0.011093 |  | 3086.0186 | 1162.4927 | 2027.7382 | 5508.4672 | 13.131 | 1.289 | 0.69035 | 11799.8271 | 5734 | 8
2004 | 8 | 26 | 21 | 0.0037145 | 0.0011692 | 0.0026941 | 0.0038284 | 0.00017585 | 9.2169e-06 | 1.1329e-05 | 0.011603 |  | 3691.205 | 1018.6985 | 1982.815 | 5491.4658 | 52.5241 | 5.156 | 0.69035 | 12242.5548 | 5735 | 8
2004 | 8 | 26 | 22 | 0.0034667 | 0.0011599 | 0.0025243 | 0.0036063 | 0.00017585 | 9.2169e-06 | 1.1329e-05 | 0.010954 |  | 3444.9958 | 1010.6379 | 1857.8336 | 5172.89 | 52.5241 | 5.156 | 0.69035 | 11544.7278 | 5736 | 8
2004 | 8 | 26 | 23 | 0.0023921 | 0.0012337 | 0.0024157 | 0.0037487 | 0.00017585 | 9.2169e-06 | 1.1329e-05 | 0.0099867 |  | 2377.1516 | 1074.9292 | 1777.9482 | 5377.1915 | 52.5241 | 5.156 | 0.69035 | 10665.591 | 5737 | 8
2004 | 8 | 26 | 24 | 0.0021155 | 0.0012085 | 0.0023327 | 0.0037329 | 0.00017585 | 9.2169e-06 | 1.1329e-05 | 0.0095859 |  | 2102.2114 | 1052.9355 | 1716.8223 | 5354.5545 | 52.5241 | 5.156 | 0.69035 | 10284.8942 | 5738 | 8
2004 | 8 | 27 | 1 | 0.0017056 | 0.0012949 | 0.0022837 | 0.0036623 | 0.00017585 | 9.2169e-06 | 1.1329e-05 | 0.0091429 |  | 1694.9002 | 1128.2531 | 1680.8141 | 5253.2088 | 52.5241 | 5.156 | 0.69035 | 9815.5467 | 5739 | 8
2004 | 8 | 27 | 2 | 0.001387 | 0.0013405 | 0.0021922 | 0.0035949 | 0.00017585 | 9.2169e-06 | 1.1329e-05 | 0.0087109 |  | 1378.2745 | 1167.9371 | 1613.4108 | 5156.5516 | 52.5241 | 5.156 | 0.69035 | 9374.5446 | 5740 | 8
2004 | 8 | 27 | 3 | 0.0012436 | 0.001302 | 0.0021589 | 0.0035647 | 0.00017585 | 9.2169e-06 | 1.1329e-05 | 0.0084656 |  | 1235.8206 | 1134.4059 | 1588.9457 | 5113.1719 | 52.5241 | 5.156 | 0.69035 | 9130.7145 | 5741 | 8
2004 | 8 | 27 | 4 | 0.0009956 | 0.0013964 | 0.0021413 | 0.0036263 | 0.00017585 | 9.2169e-06 | 1.1329e-05 | 0.008356 |  | 989.3561 | 1216.6938 | 1575.9723 | 5201.6362 | 52.5241 | 5.156 | 0.69035 | 9042.0289 | 5742 | 8
2004 | 8 | 27 | 5 | 0.00088735 | 0.0014084 | 0.002188 | 0.0039867 | 0.00017585 | 9.2169e-06 | 1.1329e-05 | 0.0086669 |  | 881.7857 | 1227.1748 | 1610.3829 | 5718.5463 | 52.5241 | 5.156 | 0.69035 | 9496.2602 | 5743 | 8
2004 | 8 | 27 | 6 | 0.00085725 | 0.0015487 | 0.0023781 | 0.0040559 | 0 | 0 | 1.1329e-05 | 0.0088513 |  | 851.8708 | 1349.4042 | 1750.2738 | 5817.7609 | 0 | 0 | 0.69035 | 9770 | 5744 | 8
2004 | 8 | 27 | 7 | 0.0012851 | 0.0016028 | 0.0026984 | 0.0041779 | 0 | 0 | 1.1329e-05 | 0.0097755 |  | 1277.0607 | 1396.5003 | 1986.0018 | 5992.7952 | 0 | 0 | 0.69035 | 10653.0484 | 5745 | 8
2004 | 8 | 27 | 8 | 0.0013237 | 0.0017231 | 0.0028891 | 0.0043957 | 0 | 0 | 1.1329e-05 | 0.010343 |  | 1315.375 | 1501.3412 | 2126.3468 | 6305.1671 | 0 | 0 | 0.69035 | 11248.9204 | 5746 | 8
2004 | 8 | 27 | 9 | 0.001712 | 0.0018273 | 0.0029317 | 0.0041249 | 0 | 0 | 1.1329e-05 | 0.010607 |  | 1701.245 | 1592.0916 | 2157.7216 | 5916.7386 | 0 | 0 | 0.69035 | 11368.4872 | 5747 | 8
2004 | 8 | 27 | 10 | 0.0018231 | 0.0018855 | 0.0030739 | 0.0032826 | 0 | 0 | 1.1329e-05 | 0.010076 |  | 1811.6953 | 1642.7993 | 2262.3595 | 4708.6417 | 0 | 0 | 0.69035 | 10426.1863 | 5748 | 8
2004 | 8 | 27 | 11 | 0.002173 | 0.0017839 | 0.0030741 | 0.0035596 | 0 | 0 | 1.1329e-05 | 0.010602 |  | 2159.3915 | 1554.2948 | 2262.4987 | 5105.9261 | 0 | 0 | 0.69035 | 11082.8015 | 5749 | 8
2004 | 8 | 27 | 12 | 0.0026885 | 0.0015802 | 0.0028973 | 0.0038432 | 0 | 0 | 1.1329e-05 | 0.011021 |  | 2671.646 | 1376.782 | 2132.4118 | 5512.7294 | 0 | 0 | 0.69035 | 11694.2597 | 5750 | 8
2004 | 8 | 27 | 13 | 0.0031098 | 0.0014883 | 0.0029429 | 0.0037116 | 0 | 0 | 1.1329e-05 | 0.011264 |  | 3090.2838 | 1296.7328 | 2165.9504 | 5324.0087 | 0 | 0 | 0.69035 | 11877.666 | 5751 | 8
2004 | 8 | 27 | 14 | 0.0029799 | 0.0014359 | 0.0030165 | 0.0043844 | 0 | 0 | 1.1329e-05 | 0.011828 |  | 2961.2253 | 1251.0643 | 2220.1317 | 6289.0655 | 0 | 0 | 0.69035 | 12722.1771 | 5752 | 8
2004 | 8 | 27 | 15 | 0.0027613 | 0.0015155 | 0.002945 | 0.0040743 | 0 | 0 | 1.1329e-05 | 0.011307 |  | 2743.9818 | 1320.4687 | 2167.513 | 5844.2339 | 0 | 0 | 0.69035 | 12076.8878 | 5753 | 8
2004 | 8 | 27 | 16 | 0.0040108 | 0.0011523 | 0.0027969 | 0.0038063 | 0 | 0 | 1.1329e-05 | 0.011778 |  | 3985.6365 | 1003.9599 | 2058.5201 | 5459.7834 | 0 | 0 | 0.69035 | 12508.5902 | 5754 | 8
2004 | 8 | 27 | 17 | 0.0043394 | 0.0010235 | 0.0027149 | 0.003941 | 0 | 0 | 1.1329e-05 | 0.01203 |  | 4312.2183 | 891.7882 | 1998.1347 | 5652.9558 | 0 | 0 | 0.69035 | 12855.7874 | 5755 | 8
2004 | 8 | 27 | 18 | 0.0037848 | 0.0011075 | 0.0026489 | 0.0039593 | 0 | 0 | 1.1329e-05 | 0.011512 |  | 3761.0443 | 964.9585 | 1949.5921 | 5679.192 | 0 | 0 | 0.69035 | 12355.4773 | 5756 | 8
2004 | 8 | 27 | 19 | 0.0030057 | 0.0012978 | 0.0026157 | 0.003913 | 0 | 0 | 1.1329e-05 | 0.010844 |  | 2986.883 | 1130.7973 | 1925.1468 | 5612.8911 | 0 | 0 | 0.69035 | 11656.4085 | 5757 | 8
2004 | 8 | 27 | 20 | 0.002675 | 0.0013341 | 0.0026026 | 0.0038042 | 4.3962e-05 | 2.3042e-06 | 1.1329e-05 | 0.010474 |  | 2658.2159 | 1162.4123 | 1915.5244 | 5456.7052 | 13.131 | 1.289 | 0.69035 | 11207.9682 | 5758 | 8
2004 | 8 | 27 | 21 | 0.0033008 | 0.001123 | 0.0025434 | 0.0037123 | 0.00017585 | 9.2169e-06 | 1.1329e-05 | 0.010876 |  | 3280.0728 | 978.4227 | 1871.8882 | 5325.0032 | 52.5241 | 5.156 | 0.69035 | 11513.7575 | 5759 | 8
2004 | 8 | 27 | 22 | 0.0034227 | 0.0010152 | 0.002411 | 0.00357 | 0.00017585 | 9.2169e-06 | 1.1329e-05 | 0.010615 |  | 3401.2186 | 884.5479 | 1774.5123 | 5120.8438 | 52.5241 | 5.156 | 0.69035 | 11239.4931 | 5760 | 8
2004 | 8 | 27 | 23 | 0.0029039 | 0.00098893 | 0.0022838 | 0.002793 | 0.00017585 | 9.2169e-06 | 1.1329e-05 | 0.0091661 |  | 2885.7015 | 861.6469 | 1680.8784 | 4006.3259 | 52.5241 | 5.156 | 0.69035 | 9492.9231 | 5761 | 8
2004 | 8 | 27 | 24 | 0.0021348 | 0.0010935 | 0.0021958 | 0.0027496 | 0.00017585 | 9.2169e-06 | 1.1329e-05 | 0.0083701 |  | 2121.4299 | 952.7704 | 1616.0673 | 3944.0504 | 52.5241 | 5.156 | 0.69035 | 8692.6885 | 5762 | 8
2004 | 8 | 28 | 1 | 0.0017206 | 0.0011852 | 0.0020707 | 0.0027569 | 0.00017585 | 9.2169e-06 | 1.1329e-05 | 0.0079299 |  | 1709.8263 | 1032.6698 | 1524.0564 | 3954.5638 | 52.5241 | 5.156 | 0.69035 | 8279.4868 | 5763 | 8
2004 | 8 | 28 | 2 | 0.001377 | 0.001255 | 0.0020407 | 0.0027834 | 0.00017585 | 9.2169e-06 | 1.1329e-05 | 0.0076526 |  | 1368.4042 | 1093.4995 | 1501.9724 | 3992.5448 | 52.5241 | 5.156 | 0.69035 | 8014.7913 | 5764 | 8
2004 | 8 | 28 | 3 | 0.0011447 | 0.0013176 | 0.0019817 | 0.0025905 | 0.00017585 | 9.2169e-06 | 1.1329e-05 | 0.0072309 |  | 1137.5342 | 1148.0298 | 1458.4898 | 3715.8807 | 52.5241 | 5.156 | 0.69035 | 7518.305 | 5765 | 8
2004 | 8 | 28 | 4 | 0.0010676 | 0.0013138 | 0.0019936 | 0.0025872 | 0.00017585 | 9.2169e-06 | 1.1329e-05 | 0.0071585 |  | 1060.8845 | 1144.7191 | 1467.2426 | 3711.0502 | 52.5241 | 5.156 | 0.69035 | 7442.2669 | 5766 | 8
2004 | 8 | 28 | 5 | 0.00083863 | 0.0013473 | 0.0019816 | 0.0025772 | 0.00017585 | 9.2169e-06 | 1.1329e-05 | 0.0069411 |  | 833.3707 | 1173.9081 | 1458.4607 | 3696.7008 | 52.5241 | 5.156 | 0.69035 | 7220.8107 | 5767 | 8
2004 | 8 | 28 | 6 | 0.00093542 | 0.0014218 | 0.0020049 | 0.0025915 | 0 | 0 | 1.1329e-05 | 0.006965 |  | 929.5552 | 1238.8029 | 1475.5935 | 3717.3014 | 0 | 0 | 0.69035 | 7361.9434 | 5768 | 8
2004 | 8 | 28 | 7 | 0.0011095 | 0.001535 | 0.0020731 | 0.0026155 | 0 | 0 | 1.1329e-05 | 0.0073443 |  | 1102.4994 | 1337.3962 | 1525.7611 | 3751.6358 | 0 | 0 | 0.69035 | 7717.9829 | 5769 | 8
2004 | 8 | 28 | 8 | 0.0014507 | 0.0015788 | 0.0021459 | 0.0026752 | 0 | 0 | 1.1329e-05 | 0.007862 |  | 1441.6092 | 1375.6412 | 1579.3956 | 3837.306 | 0 | 0 | 0.69035 | 8234.6422 | 5770 | 8
2004 | 8 | 28 | 9 | 0.0017426 | 0.0016365 | 0.0022365 | 0.0026601 | 0 | 0 | 1.1329e-05 | 0.0082871 |  | 1731.7138 | 1425.901 | 1646.0339 | 3815.7108 | 0 | 0 | 0.69035 | 8620.0499 | 5771 | 8
2004 | 8 | 28 | 10 | 0.0021031 | 0.0015819 | 0.0023009 | 0.0027177 | 0 | 0 | 1.1329e-05 | 0.008715 |  | 2089.878 | 1378.3209 | 1693.4752 | 3898.3028 | 0 | 0 | 0.69035 | 9060.6672 | 5772 | 8
2004 | 8 | 28 | 11 | 0.0024416 | 0.0015022 | 0.0023334 | 0.0027347 | 0 | 0 | 1.1329e-05 | 0.0090232 |  | 2426.3279 | 1308.8411 | 1717.3575 | 3922.6447 | 0 | 0 | 0.69035 | 9375.8616 | 5773 | 8
2004 | 8 | 28 | 12 | 0.002491 | 0.0015019 | 0.0023256 | 0.0026837 | 0 | 0 | 1.1329e-05 | 0.0090135 |  | 2475.3452 | 1308.5892 | 1711.6593 | 3849.5243 | 0 | 0 | 0.69035 | 9345.8083 | 5774 | 8
2004 | 8 | 28 | 13 | 0.0027042 | 0.0013931 | 0.0023295 | 0.0026889 | 0 | 0 | 1.1329e-05 | 0.0091271 |  | 2687.2942 | 1213.8291 | 1714.474 | 3857.0068 | 0 | 0 | 0.69035 | 9473.2944 | 5775 | 8
2004 | 8 | 28 | 14 | 0.0026219 | 0.0014034 | 0.0023644 | 0.0025736 | 0 | 0 | 1.1329e-05 | 0.0089747 |  | 2605.5057 | 1222.8119 | 1740.1889 | 3691.5388 | 0 | 0 | 0.69035 | 9260.7356 | 5776 | 8
2004 | 8 | 28 | 15 | 0.0029616 | 0.0012923 | 0.0023607 | 0.0025924 | 0 | 0 | 1.1329e-05 | 0.0092183 |  | 2943.0461 | 1126.0056 | 1737.4505 | 3718.4853 | 0 | 0 | 0.69035 | 9525.6779 | 5777 | 8
2004 | 8 | 28 | 16 | 0.0031522 | 0.0012434 | 0.0023518 | 0.0025668 | 0 | 0 | 1.1329e-05 | 0.0093256 |  | 3132.4768 | 1083.4043 | 1730.8987 | 3681.7831 | 0 | 0 | 0.69035 | 9629.2532 | 5778 | 8
2004 | 8 | 28 | 17 | 0.003069 | 0.0012453 | 0.0023188 | 0.0026058 | 0 | 0 | 1.1329e-05 | 0.0092503 |  | 3049.795 | 1085.0623 | 1706.5907 | 3737.8073 | 0 | 0 | 0.69035 | 9579.9456 | 5779 | 8
2004 | 8 | 28 | 18 | 0.0035459 | 0.0010604 | 0.0023012 | 0.0025727 | 0 | 0 | 1.1329e-05 | 0.0094916 |  | 3523.6678 | 923.9533 | 1693.6428 | 3690.3548 | 0 | 0 | 0.69035 | 9832.309 | 5780 | 8
2004 | 8 | 28 | 19 | 0.003937 | 0.00092686 | 0.002191 | 0.0025607 | 0 | 0 | 1.1329e-05 | 0.0096269 |  | 3912.3303 | 807.5689 | 1612.5358 | 3673.1166 | 0 | 0 | 0.69035 | 10006.2418 | 5781 | 8
2004 | 8 | 28 | 20 | 0.003518 | 0.0010469 | 0.0021973 | 0.0026127 | 4.3962e-05 | 2.3042e-06 | 1.1329e-05 | 0.0094325 |  | 3495.9412 | 912.1728 | 1617.1989 | 3747.7051 | 13.131 | 1.289 | 0.69035 | 9788.1284 | 5782 | 8
2004 | 8 | 28 | 21 | 0.0032177 | 0.0011495 | 0.0021499 | 0.0024891 | 0.00017585 | 9.2169e-06 | 1.1329e-05 | 0.0092026 |  | 3197.5555 | 1001.5591 | 1582.2894 | 3570.3976 | 52.5241 | 5.156 | 0.69035 | 9410.1721 | 5783 | 8
2004 | 8 | 28 | 22 | 0.0035053 | 0.0010089 | 0.0020476 | 0.002431 | 0.00017585 | 9.2169e-06 | 1.1329e-05 | 0.0091892 |  | 3483.2973 | 879.0069 | 1507.0549 | 3487.0952 | 52.5241 | 5.156 | 0.69035 | 9414.8248 | 5784 | 8
2004 | 8 | 28 | 23 | 0.002562 | 0.0012018 | 0.0019735 | 0.0024268 | 0.00017585 | 9.2169e-06 | 1.1329e-05 | 0.0083605 |  | 2545.9439 | 1047.1198 | 1452.4718 | 3481.0334 | 52.5241 | 5.156 | 0.69035 | 8584.9395 | 5785 | 8
2004 | 8 | 28 | 24 | 0.0021029 | 0.0011902 | 0.0018297 | 0.0024367 | 0.00017585 | 9.2169e-06 | 1.1329e-05 | 0.0077559 |  | 2089.7065 | 1036.9919 | 1346.6347 | 3495.2408 | 52.5241 | 5.156 | 0.69035 | 8026.9444 | 5786 | 8
2004 | 8 | 29 | 1 | 0.0015897 | 0.0013041 | 0.0018583 | 0.0023982 | 0.00017585 | 9.2169e-06 | 1.1329e-05 | 0.0073467 |  | 1579.759 | 1136.2216 | 1367.7141 | 3440.0216 | 52.5241 | 5.156 | 0.69035 | 7582.0868 | 5787 | 8
2004 | 8 | 29 | 2 | 0.0013323 | 0.0013324 | 0.0018791 | 0.0023855 | 0.00017585 | 9.2169e-06 | 1.1329e-05 | 0.0071257 |  | 1323.928 | 1160.877 | 1383.0221 | 3421.8362 | 52.5241 | 5.156 | 0.69035 | 7348.0339 | 5788 | 8
2004 | 8 | 29 | 3 | 0.00098014 | 0.0014349 | 0.0018655 | 0.0023595 | 0.00017585 | 9.2169e-06 | 1.1329e-05 | 0.0068364 |  | 973.9978 | 1250.203 | 1372.9848 | 3384.4236 | 52.5241 | 5.156 | 0.69035 | 7039.9797 | 5789 | 8
2004 | 8 | 29 | 4 | 0.00084413 | 0.0014702 | 0.0018583 | 0.0023533 | 0.00017585 | 9.2169e-06 | 1.1329e-05 | 0.0067223 |  | 838.837 | 1280.9387 | 1367.6744 | 3375.615 | 52.5241 | 5.156 | 0.69035 | 6921.4356 | 5790 | 8
2004 | 8 | 29 | 5 | 0.00077352 | 0.0014899 | 0.0018606 | 0.0022971 | 0.00017585 | 9.2169e-06 | 1.1329e-05 | 0.0066175 |  | 768.6689 | 1298.1288 | 1369.3971 | 3294.9174 | 52.5241 | 5.156 | 0.69035 | 6789.4826 | 5791 | 8
2004 | 8 | 29 | 6 | 0.00072026 | 0.001519 | 0.0018537 | 0.0023278 | 0 | 0 | 1.1329e-05 | 0.0064321 |  | 715.7432 | 1323.491 | 1364.3414 | 3338.9601 | 0 | 0 | 0.69035 | 6743.226 | 5792 | 8
2004 | 8 | 29 | 7 | 0.001155 | 0.001577 | 0.0018719 | 0.0024087 | 0 | 0 | 1.1329e-05 | 0.0070239 |  | 1147.7999 | 1374.0464 | 1377.7043 | 3454.9867 | 0 | 0 | 0.69035 | 7355.2276 | 5793 | 8
2004 | 8 | 29 | 8 | 0.0013557 | 0.0016367 | 0.0020529 | 0.0024362 | 0 | 0 | 1.1329e-05 | 0.0074928 |  | 1347.2303 | 1426.0198 | 1510.9411 | 3494.483 | 0 | 0 | 0.69035 | 7779.3646 | 5794 | 8
2004 | 8 | 29 | 9 | 0.0018871 | 0.0015758 | 0.002146 | 0.0024847 | 0 | 0 | 1.1329e-05 | 0.008105 |  | 1875.3104 | 1373.0093 | 1579.4394 | 3564.0516 | 0 | 0 | 0.69035 | 8392.5011 | 5795 | 8
2004 | 8 | 29 | 10 | 0.0021843 | 0.0015505 | 0.0022082 | 0.0024488 | 0 | 0 | 1.1329e-05 | 0.0084032 |  | 2170.5965 | 1350.9765 | 1625.2507 | 3512.5264 | 0 | 0 | 0.69035 | 8660.0404 | 5796 | 8
2004 | 8 | 29 | 11 | 0.0023088 | 0.00159 | 0.0022622 | 0.0024449 | 0 | 0 | 1.1329e-05 | 0.0086172 |  | 2294.2942 | 1385.3612 | 1664.964 | 3506.9855 | 0 | 0 | 0.69035 | 8852.2953 | 5797 | 8
2004 | 8 | 29 | 12 | 0.0027417 | 0.0014744 | 0.0022764 | 0.0024784 | 0 | 0 | 1.1329e-05 | 0.0089821 |  | 2724.4759 | 1284.6141 | 1675.4098 | 3554.9589 | 0 | 0 | 0.69035 | 9240.1491 | 5798 | 8
2004 | 8 | 29 | 13 | 0.0025486 | 0.0014555 | 0.0022508 | 0.002529 | 0 | 0 | 1.1329e-05 | 0.0087952 |  | 2532.6343 | 1268.2008 | 1656.576 | 3627.5584 | 0 | 0 | 0.69035 | 9085.6599 | 5799 | 8
2004 | 8 | 29 | 14 | 0.002715 | 0.0014258 | 0.0022829 | 0.0024678 | 0 | 0 | 1.1329e-05 | 0.0089028 |  | 2698.0101 | 1242.2498 | 1680.1945 | 3539.8518 | 0 | 0 | 0.69035 | 9160.9965 | 5800 | 8
2004 | 8 | 29 | 15 | 0.0028333 | 0.0013808 | 0.0023379 | 0.002517 | 0 | 0 | 1.1329e-05 | 0.0090804 |  | 2815.5651 | 1203.1152 | 1720.7027 | 3610.3675 | 0 | 0 | 0.69035 | 9350.4409 | 5801 | 8
2004 | 8 | 29 | 16 | 0.0033853 | 0.0012731 | 0.0023182 | 0.0025544 | 0 | 0 | 1.1329e-05 | 0.0095422 |  | 3364.055 | 1109.2595 | 1706.1498 | 3663.9765 | 0 | 0 | 0.69035 | 9844.1311 | 5802 | 8
2004 | 8 | 29 | 17 | 0.0038316 | 0.001185 | 0.0022689 | 0.002488 | 0 | 0 | 1.1329e-05 | 0.0097848 |  | 3807.5653 | 1032.4918 | 1669.9202 | 3568.74 | 0 | 0 | 0.69035 | 10079.4077 | 5803 | 8
2004 | 8 | 29 | 18 | 0.0036181 | 0.0012048 | 0.0021778 | 0.0025735 | 0 | 0 | 1.1329e-05 | 0.0095856 |  | 3595.4154 | 1049.7485 | 1602.8769 | 3691.3967 | 0 | 0 | 0.69035 | 9940.1279 | 5804 | 8
2004 | 8 | 29 | 19 | 0.0031859 | 0.0012456 | 0.002131 | 0.0026823 | 0 | 0 | 1.1329e-05 | 0.0092561 |  | 3165.8884 | 1085.3242 | 1568.4228 | 3847.4406 | 0 | 0 | 0.69035 | 9667.7663 | 5805 | 8
2004 | 8 | 29 | 20 | 0.0034503 | 0.0011745 | 0.0021866 | 0.0027157 | 4.3962e-05 | 2.3042e-06 | 1.1329e-05 | 0.0095847 |  | 3428.71 | 1023.3063 | 1609.3251 | 3895.3666 | 13.131 | 1.289 | 0.69035 | 9971.8184 | 5806 | 8
2004 | 8 | 29 | 21 | 0.0038282 | 0.0011527 | 0.002142 | 0.0028302 | 0.00017585 | 9.2169e-06 | 1.1329e-05 | 0.01015 |  | 3804.2199 | 1004.3806 | 1576.5056 | 4059.6034 | 52.5241 | 5.156 | 0.69035 | 10503.08 | 5807 | 8
2004 | 8 | 29 | 22 | 0.0040148 | 0.0010447 | 0.0020427 | 0.0029219 | 0.00017585 | 9.2169e-06 | 1.1329e-05 | 0.01022 |  | 3989.6197 | 910.2239 | 1503.395 | 4191.2107 | 52.5241 | 5.156 | 0.69035 | 10652.8198 | 5808 | 8
2004 | 8 | 29 | 23 | 0.0027063 | 0.0011763 | 0.0020019 | 0.0034052 | 0.00017585 | 9.2169e-06 | 1.1329e-05 | 0.0094861 |  | 2689.3285 | 1024.9292 | 1473.4144 | 4884.3865 | 52.5241 | 5.156 | 0.69035 | 10130.429 | 5809 | 8
2004 | 8 | 29 | 24 | 0.001992 | 0.0011813 | 0.0019268 | 0.0036686 | 0.00017585 | 9.2169e-06 | 1.1329e-05 | 0.0089651 |  | 1979.5576 | 1029.2711 | 1418.0811 | 5262.2068 | 52.5241 | 5.156 | 0.69035 | 9747.4871 | 5810 | 8
2004 | 8 | 30 | 1 | 0.0017628 | 0.0012071 | 0.0018508 | 0.0036159 | 0.00017585 | 9.2169e-06 | 1.1329e-05 | 0.008633 |  | 1751.7873 | 1051.7217 | 1362.1935 | 5186.6238 | 52.5241 | 5.156 | 0.69035 | 9410.6968 | 5811 | 8
2004 | 8 | 30 | 2 | 0.001512 | 0.0012379 | 0.0019032 | 0.0036805 | 0.00017585 | 9.2169e-06 | 1.1329e-05 | 0.00853 |  | 1502.5482 | 1078.5496 | 1400.7347 | 5279.303 | 52.5241 | 5.156 | 0.69035 | 9319.506 | 5812 | 8
2004 | 8 | 30 | 3 | 0.0010925 | 0.0012847 | 0.0019025 | 0.0034763 | 0.00017585 | 9.2169e-06 | 1.1329e-05 | 0.0079524 |  | 1085.6296 | 1119.3338 | 1400.2194 | 4986.4425 | 52.5241 | 5.156 | 0.69035 | 8649.9959 | 5813 | 8
2004 | 8 | 30 | 4 | 0.0010014 | 0.0012965 | 0.0019204 | 0.0036572 | 0.00017585 | 9.2169e-06 | 1.1329e-05 | 0.0080719 |  | 995.1414 | 1129.6498 | 1413.3753 | 5245.9631 | 52.5241 | 5.156 | 0.69035 | 8842.5 | 5814 | 8
2004 | 8 | 30 | 5 | 0.00083502 | 0.0013866 | 0.0019766 | 0.0037403 | 0.00017585 | 9.2169e-06 | 1.1329e-05 | 0.0081349 |  | 829.7871 | 1208.1317 | 1454.7607 | 5365.1626 | 52.5241 | 5.156 | 0.69035 | 8916.2126 | 5815 | 8
2004 | 8 | 30 | 6 | 0.0010085 | 0.0014187 | 0.0021593 | 0.0037045 | 0 | 0 | 1.1329e-05 | 0.0083023 |  | 1002.1815 | 1236.0938 | 1589.2136 | 5313.7321 | 0 | 0 | 0.69035 | 9141.9113 | 5816 | 8
2004 | 8 | 30 | 7 | 0.0013879 | 0.001459 | 0.0025051 | 0.0036858 | 0 | 0 | 1.1329e-05 | 0.0090491 |  | 1379.2065 | 1271.2272 | 1843.7042 | 5286.9276 | 0 | 0 | 0.69035 | 9781.7558 | 5817 | 8
2004 | 8 | 30 | 8 | 0.0015547 | 0.0015813 | 0.0026784 | 0.0042439 | 0 | 0 | 1.1329e-05 | 0.01007 |  | 1544.9155 | 1377.8148 | 1971.2566 | 6087.4161 | 0 | 0 | 0.69035 | 10982.0933 | 5818 | 8
2004 | 8 | 30 | 9 | 0.0021302 | 0.0015681 | 0.0027776 | 0.0043314 | 0 | 0 | 1.1329e-05 | 0.010819 |  | 2116.8515 | 1366.267 | 2044.3305 | 6213.0089 | 0 | 0 | 0.69035 | 11741.1483 | 5819 | 8
2004 | 8 | 30 | 10 | 0.0024294 | 0.0015175 | 0.0028669 | 0.0043429 | 0 | 0 | 1.1329e-05 | 0.011168 |  | 2414.2181 | 1322.1964 | 2110.0277 | 6229.442 | 0 | 0 | 0.69035 | 12076.5746 | 5820 | 8
2004 | 8 | 30 | 11 | 0.0029054 | 0.0014804 | 0.0028993 | 0.004274 | 0 | 0 | 1.1329e-05 | 0.011571 |  | 2887.1724 | 1289.8976 | 2133.8731 | 6130.7011 | 0 | 0 | 0.69035 | 12442.3346 | 5821 | 8
2004 | 8 | 30 | 12 | 0.003539 | 0.0012563 | 0.0029378 | 0.0042162 | 0 | 0 | 1.1329e-05 | 0.011961 |  | 3516.8412 | 1094.6055 | 2162.1654 | 6047.6829 | 0 | 0 | 0.69035 | 12821.9854 | 5822 | 8
2004 | 8 | 30 | 13 | 0.003805 | 0.001225 | 0.0030706 | 0.0042684 | 0 | 0 | 1.1329e-05 | 0.01238 |  | 3781.1567 | 1067.3134 | 2259.9339 | 6122.6029 | 0 | 0 | 0.69035 | 13231.6972 | 5823 | 8
2004 | 8 | 30 | 14 | 0.003049 | 0.0014127 | 0.0030226 | 0.0040982 | 0 | 0 | 1.1329e-05 | 0.011594 |  | 3029.9107 | 1230.8989 | 2224.6131 | 5878.5209 | 0 | 0 | 0.69035 | 12364.634 | 5824 | 8
2004 | 8 | 30 | 15 | 0.0037432 | 0.0012272 | 0.0029932 | 0.0040028 | 0 | 0 | 1.1329e-05 | 0.011978 |  | 3719.7063 | 1069.2124 | 2202.9889 | 5741.6096 | 0 | 0 | 0.69035 | 12734.2075 | 5825 | 8
2004 | 8 | 30 | 16 | 0.0041517 | 0.0011492 | 0.0028451 | 0.0041637 | 0 | 0 | 1.1329e-05 | 0.012321 |  | 4125.7195 | 1001.2639 | 2093.9985 | 5972.4787 | 0 | 0 | 0.69035 | 13194.151 | 5826 | 8
2004 | 8 | 30 | 17 | 0.0045295 | 0.0010182 | 0.0026104 | 0.0040486 | 0 | 0 | 1.1329e-05 | 0.012218 |  | 4501.1432 | 887.1221 | 1921.2645 | 5807.3422 | 0 | 0 | 0.69035 | 13117.5623 | 5827 | 8
2004 | 8 | 30 | 18 | 0.0034926 | 0.001237 | 0.0025645 | 0.0039581 | 0 | 0 | 1.1329e-05 | 0.011264 |  | 3470.6688 | 1077.8022 | 1887.4551 | 5677.5819 | 0 | 0 | 0.69035 | 12114.1983 | 5828 | 8
2004 | 8 | 30 | 19 | 0.0029947 | 0.0013151 | 0.0025629 | 0.0039329 | 0 | 0 | 1.1329e-05 | 0.010817 |  | 2975.9402 | 1145.8684 | 1886.3018 | 5641.3532 | 0 | 0 | 0.69035 | 11650.1538 | 5829 | 8
2004 | 8 | 30 | 20 | 0.0033167 | 0.0012181 | 0.0025818 | 0.0042394 | 4.3962e-05 | 2.3042e-06 | 1.1329e-05 | 0.011414 |  | 3295.898 | 1061.2906 | 1900.1515 | 6081.0228 | 13.131 | 1.289 | 0.69035 | 12353.4732 | 5830 | 8
2004 | 8 | 30 | 21 | 0.0035651 | 0.0011605 | 0.0025185 | 0.0045449 | 0.00017585 | 9.2169e-06 | 1.1329e-05 | 0.011985 |  | 3542.7027 | 1011.1754 | 1853.5668 | 6519.1769 | 52.5241 | 5.156 | 0.69035 | 12984.9923 | 5831 | 8
2004 | 8 | 30 | 22 | 0.0033751 | 0.0010738 | 0.0024152 | 0.0043235 | 0.00017585 | 9.2169e-06 | 1.1329e-05 | 0.011384 |  | 3353.9473 | 935.5894 | 1777.5472 | 6201.6904 | 52.5241 | 5.156 | 0.69035 | 12327.1448 | 5832 | 8
2004 | 8 | 30 | 23 | 0.00265 | 0.0011431 | 0.0022916 | 0.0040358 | 0.00017585 | 9.2169e-06 | 1.1329e-05 | 0.010317 |  | 2633.3704 | 995.9737 | 1686.5873 | 5788.9674 | 52.5241 | 5.156 | 0.69035 | 11163.2692 | 5833 | 8
2004 | 8 | 30 | 24 | 0.002344 | 0.001041 | 0.0021397 | 0.0041755 | 0.00017585 | 9.2169e-06 | 1.1329e-05 | 0.0098965 |  | 2329.3226 | 906.9918 | 1574.7697 | 5989.3381 | 52.5241 | 5.156 | 0.69035 | 10858.7926 | 5834 | 8
2004 | 8 | 31 | 1 | 0.0016405 | 0.00124 | 0.0021216 | 0.0040058 | 0.00017585 | 9.2169e-06 | 1.1329e-05 | 0.0092042 |  | 1630.2595 | 1080.4004 | 1561.4472 | 5745.8718 | 52.5241 | 5.156 | 0.69035 | 10076.3495 | 5835 | 8
2004 | 8 | 31 | 2 | 0.001347 | 0.0012714 | 0.002045 | 0.0041025 | 0.00017585 | 9.2169e-06 | 1.1329e-05 | 0.0089624 |  | 1338.6038 | 1107.7321 | 1505.1337 | 5884.6774 | 52.5241 | 5.156 | 0.69035 | 9894.5174 | 5836 | 8
2004 | 8 | 31 | 3 | 0.0011443 | 0.0012938 | 0.0020309 | 0.0040644 | 0.00017585 | 9.2169e-06 | 1.1329e-05 | 0.0087298 |  | 1137.1155 | 1127.3031 | 1494.7369 | 5829.9792 | 52.5241 | 5.156 | 0.69035 | 9647.5052 | 5837 | 8
2004 | 8 | 31 | 4 | 0.0010207 | 0.0013495 | 0.0020152 | 0.0041711 | 0.00017585 | 9.2169e-06 | 1.1329e-05 | 0.0087528 |  | 1014.2732 | 1175.8143 | 1483.172 | 5982.9922 | 52.5241 | 5.156 | 0.69035 | 9714.6221 | 5838 | 8
2004 | 8 | 31 | 5 | 0.00097186 | 0.0014265 | 0.0020553 | 0.0040453 | 0.00017585 | 9.2169e-06 | 1.1329e-05 | 0.0086953 |  | 965.7692 | 1242.8969 | 1512.6693 | 5802.6064 | 52.5241 | 5.156 | 0.69035 | 9582.3123 | 5839 | 8
2004 | 8 | 31 | 6 | 0.00098854 | 0.0015382 | 0.002348 | 0.0041045 | 0 | 0 | 1.1329e-05 | 0.0089906 |  | 982.3454 | 1340.215 | 1728.1069 | 5887.5663 | 0 | 0 | 0.69035 | 9938.924 | 5840 | 8
2004 | 8 | 31 | 7 | 0.0012296 | 0.0016614 | 0.0026229 | 0.0043079 | 0 | 0 | 1.1329e-05 | 0.0098332 |  | 1221.9061 | 1447.5906 | 1930.424 | 6179.3375 | 0 | 0 | 0.69035 | 10779.9486 | 5841 | 8
2004 | 8 | 31 | 8 | 0.0015064 | 0.0017946 | 0.0027776 | 0.0043488 | 0 | 0 | 1.1329e-05 | 0.010439 |  | 1496.9299 | 1563.5846 | 2044.3078 | 6237.9191 | 0 | 0 | 0.69035 | 11343.4318 | 5842 | 8
2004 | 8 | 31 | 9 | 0.0017049 | 0.0017886 | 0.0028241 | 0.0044089 | 0 | 0 | 1.1329e-05 | 0.010738 |  | 1694.1973 | 1558.4105 | 2078.4874 | 6324.205 | 0 | 0 | 0.69035 | 11655.9905 | 5843 | 8
2004 | 8 | 31 | 10 | 0.0019315 | 0.0017617 | 0.0029255 | 0.0042848 | 0 | 0 | 1.1329e-05 | 0.010915 |  | 1919.3831 | 1534.9858 | 2153.1343 | 6146.0924 | 0 | 0 | 0.69035 | 11754.286 | 5844 | 8
2004 | 8 | 31 | 11 | 0.0023382 | 0.0017027 | 0.0029954 | 0.0045537 | 0 | 0 | 1.1329e-05 | 0.011601 |  | 2323.5788 | 1483.5183 | 2204.5574 | 6531.8688 | 0 | 0 | 0.69035 | 12544.2137 | 5845 | 8
2004 | 8 | 31 | 12 | 0.0030085 | 0.0014861 | 0.0029387 | 0.0046436 | 0 | 0 | 1.1329e-05 | 0.012088 |  | 2989.679 | 1294.8565 | 2162.8728 | 6660.7767 | 0 | 0 | 0.69035 | 13108.8754 | 5846 | 8
2004 | 8 | 31 | 13 | 0.0029527 | 0.0014902 | 0.0030445 | 0.0044278 | 0 | 0 | 1.1329e-05 | 0.011927 |  | 2934.2058 | 1298.42 | 2240.74 | 6351.2463 | 0 | 0 | 0.69035 | 12825.3024 | 5847 | 8
2004 | 8 | 31 | 14 | 0.002744 | 0.0015291 | 0.0030203 | 0.0044549 | 0 | 0 | 1.1329e-05 | 0.01176 |  | 2726.7736 | 1332.2713 | 2222.9316 | 6390.127 | 0 | 0 | 0.69035 | 12672.7938 | 5848 | 8
2004 | 8 | 31 | 15 | 0.0031712 | 0.0014206 | 0.0029672 | 0.0043316 | 0 | 0 | 1.1329e-05 | 0.011902 |  | 3151.3581 | 1237.744 | 2183.8162 | 6213.2457 | 0 | 0 | 0.69035 | 12786.8543 | 5849 | 8
2004 | 8 | 31 | 16 | 0.0040627 | 0.0011788 | 0.0028122 | 0.0045164 | 0 | 0 | 1.1329e-05 | 0.012581 |  | 4037.2557 | 1027.0775 | 2069.7462 | 6478.3545 | 0 | 0 | 0.69035 | 13613.1243 | 5850 | 8
2004 | 8 | 31 | 17 | 0.0038932 | 0.0012145 | 0.002625 | 0.0045253 | 0 | 0 | 1.1329e-05 | 0.012269 |  | 3868.7757 | 1058.2129 | 1931.9665 | 6491.1411 | 0 | 0 | 0.69035 | 13350.7866 | 5851 | 8
2004 | 8 | 31 | 18 | 0.0029922 | 0.0014258 | 0.0026291 | 0.0040081 | 0 | 0 | 1.1329e-05 | 0.011067 |  | 2973.3981 | 1242.2933 | 1935.0109 | 5749.2342 | 0 | 0 | 0.69035 | 11900.6268 | 5852 | 8
2004 | 8 | 31 | 19 | 0.002774 | 0.0013908 | 0.0026057 | 0.0043834 | 0 | 0 | 1.1329e-05 | 0.011165 |  | 2756.5853 | 1211.8147 | 1917.7785 | 6287.5027 | 0 | 0 | 0.69035 | 12174.3716 | 5853 | 8
2004 | 8 | 31 | 20 | 0.0030007 | 0.0013342 | 0.0026237 | 0.0045029 | 4.3962e-05 | 2.3042e-06 | 1.1329e-05 | 0.011519 |  | 2981.8933 | 1162.4927 | 1931.0405 | 6458.9378 | 13.131 | 1.289 | 0.69035 | 12549.4746 | 5854 | 8
2004 | 8 | 31 | 21 | 0.003647 | 0.0011692 | 0.0025588 | 0.0044819 | 0.00017585 | 9.2169e-06 | 1.1329e-05 | 0.012053 |  | 3624.1221 | 1018.6985 | 1883.2861 | 6428.8183 | 52.5241 | 5.156 | 0.69035 | 13013.2955 | 5855 | 8
2004 | 8 | 31 | 22 | 0.0033578 | 0.0011599 | 0.0024758 | 0.0044485 | 0.00017585 | 9.2169e-06 | 1.1329e-05 | 0.011639 |  | 3336.7756 | 1010.6379 | 1822.2009 | 6380.9869 | 52.5241 | 5.156 | 0.69035 | 12608.9718 | 5856 | 8
2004 | 8 | 31 | 23 | 0.0023144 | 0.0012337 | 0.0023603 | 0.0044307 | 0.00017585 | 9.2169e-06 | 1.1329e-05 | 0.010536 |  | 2299.9355 | 1074.9292 | 1737.1559 | 6355.4137 | 52.5241 | 5.156 | 0.69035 | 11525.8049 | 5857 | 8
2004 | 8 | 31 | 24 | 0.0019968 | 0.0012085 | 0.002218 | 0.0043596 | 0.00017585 | 9.2169e-06 | 1.1329e-05 | 0.0099793 |  | 1984.2321 | 1052.9355 | 1632.4359 | 6253.4998 | 52.5241 | 5.156 | 0.69035 | 10981.4738 | 5858 | 8
2004 | 9 | 1 | 1 | 0.0014707 | 0.0013768 | 0.0022096 | 0.0042906 | 0.00017585 | 1.0158e-05 | 1.179e-05 | 0.0095455 |  | 1461.4806 | 1199.6121 | 1626.2259 | 6154.522 | 52.5241 | 5.6827 | 0.71843 | 10500.7659 | 5859 | 9
2004 | 9 | 1 | 2 | 0.0013243 | 0.0013367 | 0.002082 | 0.0042892 | 0.00017585 | 1.0158e-05 | 1.179e-05 | 0.0092299 |  | 1315.9925 | 1164.6344 | 1532.3203 | 6152.4383 | 52.5241 | 5.6827 | 0.71843 | 10224.3107 | 5860 | 9
2004 | 9 | 1 | 3 | 0.0010918 | 0.0013587 | 0.0020322 | 0.0042495 | 0.00017585 | 1.0158e-05 | 1.179e-05 | 0.00893 |  | 1084.9211 | 1183.8444 | 1495.6812 | 6095.5143 | 52.5241 | 5.6827 | 0.71843 | 9918.8862 | 5861 | 9
2004 | 9 | 1 | 4 | 0.0010314 | 0.0014199 | 0.0020725 | 0.0042604 | 0.00017585 | 1.0158e-05 | 1.179e-05 | 0.008982 |  | 1024.9383 | 1237.1415 | 1525.3724 | 6111.1423 | 52.5241 | 5.6827 | 0.71843 | 9957.5198 | 5862 | 9
2004 | 9 | 1 | 5 | 0.00098589 | 0.0014664 | 0.0021257 | 0.0042039 | 0.00017585 | 1.0158e-05 | 1.179e-05 | 0.0089797 |  | 979.7126 | 1277.6332 | 1564.4695 | 6030.1605 | 52.5241 | 5.6827 | 0.71843 | 9910.901 | 5863 | 9
2004 | 9 | 1 | 6 | 0.0013934 | 0.0015699 | 0.0023931 | 0.0040099 | 0 | 0 | 1.179e-05 | 0.0093781 |  | 1384.661 | 1367.8485 | 1761.3222 | 5751.7915 | 0 | 0 | 0.71843 | 10266.3416 | 5864 | 9
2004 | 9 | 1 | 7 | 0.0019395 | 0.001584 | 0.0027218 | 0.0039083 | 0 | 0 | 1.179e-05 | 0.010165 |  | 1927.3736 | 1380.1716 | 2003.211 | 5606.119 | 0 | 0 | 0.71843 | 10917.5936 | 5865 | 9
2004 | 9 | 1 | 8 | 0.0021526 | 0.0017301 | 0.0028179 | 0.0041273 | 0 | 0 | 1.179e-05 | 0.01084 |  | 2139.0843 | 1507.4318 | 2073.9399 | 5920.2905 | 0 | 0 | 0.71843 | 11641.4649 | 5866 | 9
2004 | 9 | 1 | 9 | 0.0025215 | 0.0016509 | 0.0029021 | 0.0044465 | 0 | 0 | 1.179e-05 | 0.011533 |  | 2505.7324 | 1438.395 | 2135.9262 | 6378.0508 | 0 | 0 | 0.71843 | 12458.8227 | 5867 | 9
2004 | 9 | 1 | 10 | 0.0022359 | 0.0018323 | 0.0029562 | 0.0045308 | 0 | 0 | 1.179e-05 | 0.011567 |  | 2221.8881 | 1596.5079 | 2175.7702 | 6499.0025 | 0 | 0 | 0.71843 | 12493.8871 | 5868 | 9
2004 | 9 | 1 | 11 | 0.0023111 | 0.0018418 | 0.0029977 | 0.0045534 | 0 | 0 | 1.179e-05 | 0.011716 |  | 2296.627 | 1604.7856 | 2206.2883 | 6531.49 | 0 | 0 | 0.71843 | 12639.9093 | 5869 | 9
2004 | 9 | 1 | 12 | 0.0027661 | 0.0016469 | 0.0029575 | 0.0042086 | 0 | 0 | 1.179e-05 | 0.011591 |  | 2748.7972 | 1434.9352 | 2176.723 | 6036.8853 | 0 | 0 | 0.71843 | 12398.0591 | 5870 | 9
2004 | 9 | 1 | 13 | 0.0028758 | 0.001576 | 0.0030303 | 0.0043458 | 0 | 0 | 1.179e-05 | 0.01184 |  | 2857.7607 | 1373.133 | 2230.3108 | 6233.7042 | 0 | 0 | 0.71843 | 12695.6271 | 5871 | 9
2004 | 9 | 1 | 14 | 0.0029905 | 0.0015275 | 0.0030014 | 0.0038977 | 0 | 0 | 1.179e-05 | 0.011429 |  | 2971.7772 | 1330.8665 | 2208.9996 | 5590.8698 | 0 | 0 | 0.71843 | 12103.2315 | 5872 | 9
2004 | 9 | 1 | 15 | 0.0024674 | 0.0016708 | 0.0029528 | 0.0037274 | 0 | 0 | 1.179e-05 | 0.01083 |  | 2451.8947 | 1455.7698 | 2173.2178 | 5346.5984 | 0 | 0 | 0.71843 | 11428.1992 | 5873 | 9
2004 | 9 | 1 | 16 | 0.0030384 | 0.0015798 | 0.002885 | 0.004016 | 0 | 0 | 1.179e-05 | 0.011531 |  | 3019.359 | 1376.4916 | 2123.3086 | 5760.5053 | 0 | 0 | 0.71843 | 12280.3831 | 5874 | 9
2004 | 9 | 1 | 17 | 0.0035033 | 0.0015675 | 0.0027554 | 0.0042902 | 0 | 0 | 1.179e-05 | 0.012128 |  | 3481.3322 | 1365.7961 | 2027.9288 | 6153.859 | 0 | 0 | 0.71843 | 13029.6346 | 5875 | 9
2004 | 9 | 1 | 18 | 0.0041258 | 0.0013869 | 0.0027514 | 0.0043257 | 0 | 0 | 1.179e-05 | 0.012602 |  | 4099.9511 | 1208.3615 | 2025.0395 | 6204.816 | 0 | 0 | 0.71843 | 13538.8865 | 5876 | 9
2004 | 9 | 1 | 19 | 0.0041597 | 0.0013634 | 0.0026915 | 0.0039415 | 0 | 0 | 1.179e-05 | 0.012168 |  | 4133.6122 | 1187.9562 | 1980.9206 | 5653.7609 | 0 | 0 | 0.71843 | 12956.9684 | 5877 | 9
2004 | 9 | 1 | 20 | 0.0045779 | 0.0011883 | 0.0027055 | 0.0043202 | 4.3962e-05 | 2.5396e-06 | 1.179e-05 | 0.01285 |  | 4549.151 | 1035.3702 | 1991.2493 | 6196.8599 | 13.131 | 1.4207 | 0.71843 | 13787.9005 | 5878 | 9
2004 | 9 | 1 | 21 | 0.0049518 | 0.0009926 | 0.0026135 | 0.0041825 | 0.00017585 | 1.0158e-05 | 1.179e-05 | 0.012938 |  | 4920.8029 | 864.8431 | 1923.5004 | 5999.378 | 52.5241 | 5.6827 | 0.71843 | 13767.4495 | 5879 | 9
2004 | 9 | 1 | 22 | 0.0036301 | 0.0012729 | 0.0025284 | 0.004297 | 0.00017585 | 1.0158e-05 | 1.179e-05 | 0.011926 |  | 3607.3823 | 1109.0666 | 1860.8799 | 6163.7095 | 52.5241 | 5.6827 | 0.71843 | 12799.9635 | 5880 | 9
2004 | 9 | 1 | 23 | 0.0027072 | 0.0012825 | 0.0024352 | 0.0041416 | 0.00017585 | 1.0158e-05 | 1.179e-05 | 0.010764 |  | 2690.2679 | 1117.4501 | 1792.3022 | 5940.749 | 52.5241 | 5.6827 | 0.71843 | 11599.6945 | 5881 | 9
2004 | 9 | 1 | 24 | 0.0018539 | 0.0013065 | 0.002293 | 0.0041642 | 0.00017585 | 1.0158e-05 | 1.179e-05 | 0.0098154 |  | 1842.3134 | 1138.3243 | 1687.6544 | 5973.1418 | 52.5241 | 5.6827 | 0.71843 | 10700.3591 | 5882 | 9
2004 | 9 | 2 | 1 | 0.0014664 | 0.0013768 | 0.0022139 | 0.004253 | 0.00017585 | 1.0158e-05 | 1.179e-05 | 0.0095079 |  | 1457.2394 | 1199.6121 | 1629.3921 | 6100.5342 | 52.5241 | 5.6827 | 0.71843 | 10445.7029 | 5883 | 9
2004 | 9 | 2 | 2 | 0.0013208 | 0.0013367 | 0.0021301 | 0.0042834 | 0.00017585 | 1.0158e-05 | 1.179e-05 | 0.0092689 |  | 1312.541 | 1164.6344 | 1567.7527 | 6144.198 | 52.5241 | 5.6827 | 0.71843 | 10248.0514 | 5884 | 9
2004 | 9 | 2 | 3 | 0.0010885 | 0.0013587 | 0.0020529 | 0.0042673 | 0.00017585 | 1.0158e-05 | 1.179e-05 | 0.0089652 |  | 1081.6812 | 1183.8444 | 1510.9476 | 6120.9927 | 52.5241 | 5.6827 | 0.71843 | 9956.3912 | 5885 | 9
2004 | 9 | 2 | 4 | 0.0010273 | 0.0014199 | 0.0020803 | 0.0042419 | 0.00017585 | 1.0158e-05 | 1.179e-05 | 0.0089672 |  | 1020.8384 | 1237.1415 | 1531.1126 | 6084.622 | 52.5241 | 5.6827 | 0.71843 | 9932.6398 | 5886 | 9
2004 | 9 | 2 | 5 | 0.00098157 | 0.0014664 | 0.0021249 | 0.0043295 | 0.00017585 | 1.0158e-05 | 1.179e-05 | 0.0091002 |  | 975.4208 | 1277.6332 | 1563.9286 | 6210.3095 | 52.5241 | 5.6827 | 0.71843 | 10086.2173 | 5887 | 9
2004 | 9 | 2 | 6 | 0.001388 | 0.0015699 | 0.0024175 | 0.0042534 | 0 | 0 | 1.179e-05 | 0.0096406 |  | 1379.2999 | 1367.8485 | 1779.2775 | 6101.1025 | 0 | 0 | 0.71843 | 10628.2468 | 5888 | 9
2004 | 9 | 2 | 7 | 0.0019288 | 0.001584 | 0.0027137 | 0.0038843 | 0 | 0 | 1.179e-05 | 0.010123 |  | 1916.699 | 1380.1716 | 1997.2971 | 5571.6425 | 0 | 0 | 0.71843 | 10866.5287 | 5889 | 9
2004 | 9 | 2 | 8 | 0.0021413 | 0.0017301 | 0.0027888 | 0.0038424 | 0 | 0 | 1.179e-05 | 0.010514 |  | 2127.857 | 1507.4318 | 2052.5667 | 5511.5929 | 0 | 0 | 0.71843 | 11200.1668 | 5890 | 9
2004 | 9 | 2 | 9 | 0.0025125 | 0.0016509 | 0.0028866 | 0.0039044 | 0 | 0 | 1.179e-05 | 0.010966 |  | 2496.7069 | 1438.395 | 2124.4809 | 5600.436 | 0 | 0 | 0.71843 | 11660.7373 | 5891 | 9
2004 | 9 | 2 | 10 | 0.0022278 | 0.0018323 | 0.0029048 | 0.004408 | 0 | 0 | 1.179e-05 | 0.011385 |  | 2213.8004 | 1596.5079 | 2137.944 | 6322.9263 | 0 | 0 | 0.71843 | 12271.8971 | 5892 | 9
2004 | 9 | 2 | 11 | 0.0023042 | 0.0018418 | 0.0030213 | 0.0046446 | 0 | 0 | 1.179e-05 | 0.011824 |  | 2289.7816 | 1604.7856 | 2223.6847 | 6662.2921 | 0 | 0 | 0.71843 | 12781.2625 | 5893 | 9
2004 | 9 | 2 | 12 | 0.00276 | 0.0016469 | 0.0030561 | 0.0047559 | 0 | 0 | 1.179e-05 | 0.012231 |  | 2742.7179 | 1434.9352 | 2249.2436 | 6821.8878 | 0 | 0 | 0.71843 | 13249.5029 | 5894 | 9
2004 | 9 | 2 | 13 | 0.0028705 | 0.001576 | 0.0031134 | 0.0045994 | 0 | 0 | 1.179e-05 | 0.012171 |  | 2852.5293 | 1373.133 | 2291.4745 | 6597.412 | 0 | 0 | 0.71843 | 13115.2672 | 5895 | 9
2004 | 9 | 2 | 14 | 0.002985 | 0.0015275 | 0.0031188 | 0.0045545 | 0 | 0 | 1.179e-05 | 0.012197 |  | 2966.2736 | 1330.8665 | 2295.3817 | 6533.0054 | 0 | 0 | 0.71843 | 13126.2457 | 5896 | 9
2004 | 9 | 2 | 15 | 0.0024628 | 0.0016708 | 0.0030964 | 0.0046604 | 0 | 0 | 1.179e-05 | 0.011902 |  | 2447.314 | 1455.7698 | 2278.8992 | 6684.8344 | 0 | 0 | 0.71843 | 12867.5359 | 5897 | 9
2004 | 9 | 2 | 16 | 0.0030332 | 0.0015798 | 0.0030128 | 0.0044969 | 0 | 0 | 1.179e-05 | 0.012134 |  | 3014.1586 | 1376.4916 | 2217.4167 | 6450.3187 | 0 | 0 | 0.71843 | 13059.1041 | 5898 | 9
2004 | 9 | 2 | 17 | 0.0034976 | 0.0015675 | 0.0028401 | 0.0042272 | 0 | 0 | 1.179e-05 | 0.012144 |  | 3475.6474 | 1365.7961 | 2090.2902 | 6063.5004 | 0 | 0 | 0.71843 | 12995.9526 | 5899 | 9
2004 | 9 | 2 | 18 | 0.0041186 | 0.0013869 | 0.0027851 | 0.0043095 | 0 | 0 | 1.179e-05 | 0.012612 |  | 4092.7698 | 1208.3615 | 2049.8199 | 6181.6107 | 0 | 0 | 0.71843 | 13533.2803 | 5900 | 9
2004 | 9 | 2 | 19 | 0.0041494 | 0.0013634 | 0.0027783 | 0.004192 | 0 | 0 | 1.179e-05 | 0.012495 |  | 4123.3749 | 1187.9562 | 2044.8433 | 6013.017 | 0 | 0 | 0.71843 | 13369.9099 | 5901 | 9
2004 | 9 | 2 | 20 | 0.0045689 | 0.0011883 | 0.0027576 | 0.0043365 | 4.3962e-05 | 2.5396e-06 | 1.179e-05 | 0.01291 |  | 4540.2579 | 1035.3702 | 2029.5956 | 6220.2546 | 13.131 | 1.4207 | 0.71843 | 13840.7484 | 5902 | 9
2004 | 9 | 2 | 21 | 0.0049437 | 0.0009926 | 0.0026571 | 0.0042871 | 0.00017585 | 1.0158e-05 | 1.179e-05 | 0.013078 |  | 4912.7337 | 864.8431 | 1955.5847 | 6149.5021 | 52.5241 | 5.6827 | 0.71843 | 13941.5889 | 5903 | 9
2004 | 9 | 2 | 22 | 0.0036233 | 0.0012729 | 0.0025202 | 0.0041975 | 0.00017585 | 1.0158e-05 | 1.179e-05 | 0.011812 |  | 3600.5577 | 1109.0666 | 1854.8305 | 6020.8784 | 52.5241 | 5.6827 | 0.71843 | 12644.2584 | 5904 | 9
2004 | 9 | 2 | 23 | 0.0027013 | 0.0012825 | 0.0024319 | 0.0041616 | 0.00017585 | 1.0158e-05 | 1.179e-05 | 0.010775 |  | 2684.3694 | 1117.4501 | 1789.8633 | 5969.4478 | 52.5241 | 5.6827 | 0.71843 | 11620.0558 | 5905 | 9
2004 | 9 | 2 | 24 | 0.0018496 | 0.0013065 | 0.0023483 | 0.0040824 | 0.00017585 | 1.0158e-05 | 1.179e-05 | 0.0097846 |  | 1838.0022 | 1138.3243 | 1728.3545 | 5855.7892 | 52.5241 | 5.6827 | 0.71843 | 10619.3955 | 5906 | 9
2004 | 9 | 3 | 1 | 0.001558 | 0.0013478 | 0.0023369 | 0.0037873 | 0.00017585 | 1.0158e-05 | 1.179e-05 | 0.0092278 |  | 1548.1856 | 1174.3414 | 1719.9664 | 5432.5054 | 52.5241 | 5.6827 | 0.71843 | 9933.924 | 5907 | 9
2004 | 9 | 3 | 2 | 0.001305 | 0.0014306 | 0.0022523 | 0.0035922 | 0.00017585 | 1.0158e-05 | 1.179e-05 | 0.0087778 |  | 1296.8098 | 1246.4535 | 1657.6431 | 5152.6209 | 52.5241 | 5.6827 | 0.71843 | 9412.4526 | 5908 | 9
2004 | 9 | 3 | 3 | 0.0013279 | 0.0013837 | 0.0021223 | 0.0036024 | 0.00017585 | 1.0158e-05 | 1.179e-05 | 0.008634 |  | 1319.5375 | 1205.6194 | 1561.97 | 5167.3018 | 52.5241 | 5.6827 | 0.71843 | 9313.354 | 5909 | 9
2004 | 9 | 3 | 4 | 0.0011587 | 0.0014274 | 0.0021375 | 0.0036573 | 0.00017585 | 1.0158e-05 | 1.179e-05 | 0.0085786 |  | 1151.441 | 1243.6827 | 1573.1561 | 5246.0104 | 52.5241 | 5.6827 | 0.71843 | 9273.2154 | 5910 | 9
2004 | 9 | 3 | 5 | 0.0010978 | 0.0015476 | 0.0021795 | 0.0037598 | 0.00017585 | 1.0158e-05 | 1.179e-05 | 0.0087825 |  | 1090.9221 | 1348.4188 | 1604.0756 | 5393.1037 | 52.5241 | 5.6827 | 0.71843 | 9495.4454 | 5911 | 9
2004 | 9 | 3 | 6 | 0.0013924 | 0.0015324 | 0.0024572 | 0.0039318 | 0 | 0 | 1.179e-05 | 0.0093256 |  | 1383.6703 | 1335.1713 | 1808.4943 | 5639.8377 | 0 | 0 | 0.71843 | 10167.8921 | 5912 | 9
2004 | 9 | 3 | 7 | 0.0019343 | 0.0016301 | 0.0027333 | 0.0038015 | 0 | 0 | 1.179e-05 | 0.010111 |  | 1922.2038 | 1420.2979 | 2011.6972 | 5452.8692 | 0 | 0 | 0.71843 | 10807.7865 | 5913 | 9
2004 | 9 | 3 | 8 | 0.0020618 | 0.0016957 | 0.0029096 | 0.0039963 | 0 | 0 | 1.179e-05 | 0.010675 |  | 2048.8821 | 1477.4472 | 2141.4687 | 5732.3748 | 0 | 0 | 0.71843 | 11400.8912 | 5914 | 9
2004 | 9 | 3 | 9 | 0.0025658 | 0.0016756 | 0.002971 | 0.0039864 | 0 | 0 | 1.179e-05 | 0.011211 |  | 2549.7572 | 1459.9704 | 2186.6373 | 5718.0728 | 0 | 0 | 0.71843 | 11915.1561 | 5915 | 9
2004 | 9 | 3 | 10 | 0.0022143 | 0.001804 | 0.0030109 | 0.0043779 | 0 | 0 | 1.179e-05 | 0.011419 |  | 2200.4612 | 1571.8483 | 2216.037 | 6279.6413 | 0 | 0 | 0.71843 | 12268.7062 | 5916 | 9
2004 | 9 | 3 | 11 | 0.0025542 | 0.0017184 | 0.0030503 | 0.0043561 | 0 | 0 | 1.179e-05 | 0.011691 |  | 2538.2014 | 1497.2107 | 2245.0084 | 6248.3852 | 0 | 0 | 0.71843 | 12529.524 | 5917 | 9
2004 | 9 | 3 | 12 | 0.0023471 | 0.0017166 | 0.0030495 | 0.0045208 | 0 | 0 | 1.179e-05 | 0.011646 |  | 2332.4026 | 1495.6651 | 2244.3915 | 6484.7005 | 0 | 0 | 0.71843 | 12557.8781 | 5918 | 9
2004 | 9 | 3 | 13 | 0.0029245 | 0.0015248 | 0.0030895 | 0.0045368 | 0 | 0 | 1.179e-05 | 0.012087 |  | 2906.1739 | 1328.5255 | 2273.8461 | 6507.6216 | 0 | 0 | 0.71843 | 13016.8856 | 5919 | 9
2004 | 9 | 3 | 14 | 0.0032718 | 0.0013457 | 0.0030217 | 0.0044364 | 0 | 0 | 1.179e-05 | 0.012087 |  | 3251.27 | 1172.5295 | 2223.9301 | 6363.654 | 0 | 0 | 0.71843 | 13012.1021 | 5920 | 9
2004 | 9 | 3 | 15 | 0.0031696 | 0.0014203 | 0.0029783 | 0.0040133 | 0 | 0 | 1.179e-05 | 0.011593 |  | 3149.7417 | 1237.4949 | 2192.0007 | 5756.7167 | 0 | 0 | 0.71843 | 12336.6724 | 5921 | 9
2004 | 9 | 3 | 16 | 0.0039571 | 0.0012857 | 0.0029025 | 0.003924 | 0 | 0 | 1.179e-05 | 0.012081 |  | 3932.2485 | 1120.1938 | 2136.2427 | 5628.5666 | 0 | 0 | 0.71843 | 12817.97 | 5922 | 9
2004 | 9 | 3 | 17 | 0.0050813 | 0.0009919 | 0.0028251 | 0.0040751 | 0 | 0 | 1.179e-05 | 0.012985 |  | 5049.4208 | 864.2379 | 2079.2743 | 5845.2758 | 0 | 0 | 0.71843 | 13838.9272 | 5923 | 9
2004 | 9 | 3 | 18 | 0.0044279 | 0.0011493 | 0.0027678 | 0.0040711 | 0 | 0 | 1.179e-05 | 0.012428 |  | 4400.1684 | 1001.3709 | 2037.0915 | 5839.5928 | 0 | 0 | 0.71843 | 13278.9421 | 5924 | 9
2004 | 9 | 3 | 19 | 0.0048477 | 0.0010129 | 0.002673 | 0.0040189 | 0 | 0 | 1.179e-05 | 0.012564 |  | 4817.2712 | 882.5406 | 1967.3118 | 5764.7675 | 0 | 0 | 0.71843 | 13432.6096 | 5925 | 9
2004 | 9 | 3 | 20 | 0.0040391 | 0.0011884 | 0.0026693 | 0.0039818 | 4.3962e-05 | 2.5396e-06 | 1.179e-05 | 0.011937 |  | 4013.7764 | 1035.4532 | 1964.6008 | 5711.5374 | 13.131 | 1.4207 | 0.71843 | 12740.638 | 5926 | 9
2004 | 9 | 3 | 21 | 0.0034359 | 0.0012091 | 0.002572 | 0.0039369 | 0.00017585 | 1.0158e-05 | 1.179e-05 | 0.011352 |  | 3414.3601 | 1053.5121 | 1892.94 | 5647.1308 | 52.5241 | 5.6827 | 0.71843 | 12066.8682 | 5927 | 9
2004 | 9 | 3 | 22 | 0.0030813 | 0.0012687 | 0.0024614 | 0.0032911 | 0.00017585 | 1.0158e-05 | 1.179e-05 | 0.0103 |  | 3062.0107 | 1105.4477 | 1811.5717 | 4720.8127 | 52.5241 | 5.6827 | 0.71843 | 10758.7679 | 5928 | 9
2004 | 9 | 3 | 23 | 0.0027688 | 0.0011038 | 0.0023337 | 0.0021474 | 0.00017585 | 1.0158e-05 | 1.179e-05 | 0.0085514 |  | 2751.3941 | 961.7545 | 1717.551 | 3080.2446 | 52.5241 | 5.6827 | 0.71843 | 8569.8694 | 5929 | 9
2004 | 9 | 3 | 24 | 0.0020777 | 0.0011872 | 0.0022367 | 0.0019945 | 0.00017585 | 1.0158e-05 | 1.179e-05 | 0.0076939 |  | 2064.6919 | 1034.4206 | 1646.1928 | 2860.8833 | 52.5241 | 5.6827 | 0.71843 | 7665.1139 | 5930 | 9
2004 | 9 | 4 | 1 | 0.0018365 | 0.0011892 | 0.0022246 | 0.0019619 | 0.00017585 | 1.0158e-05 | 1.179e-05 | 0.0074099 |  | 1824.9596 | 1036.1128 | 1637.2608 | 2814.1886 | 52.5241 | 5.6827 | 0.71843 | 7371.447 | 5931 | 9
2004 | 9 | 4 | 2 | 0.0016321 | 0.0011959 | 0.002178 | 0.0019873 | 0.00017585 | 1.0158e-05 | 1.179e-05 | 0.007191 |  | 1621.8311 | 1041.9656 | 1602.9692 | 2850.5593 | 52.5241 | 5.6827 | 0.71843 | 7176.2505 | 5932 | 9
2004 | 9 | 4 | 3 | 0.0013108 | 0.0013052 | 0.0021675 | 0.0019603 | 0.00017585 | 1.0158e-05 | 1.179e-05 | 0.0069416 |  | 1302.5861 | 1137.2335 | 1595.2636 | 2811.8207 | 52.5241 | 5.6827 | 0.71843 | 6905.8291 | 5933 | 9
2004 | 9 | 4 | 4 | 0.0011879 | 0.0012832 | 0.0021642 | 0.0019394 | 0.00017585 | 1.0158e-05 | 1.179e-05 | 0.0067726 |  | 1180.4728 | 1118.0675 | 1592.8394 | 2781.8906 | 52.5241 | 5.6827 | 0.71843 | 6732.1955 | 5934 | 9
2004 | 9 | 4 | 5 | 0.0010409 | 0.0013355 | 0.002195 | 0.0020135 | 0.00017585 | 1.0158e-05 | 1.179e-05 | 0.0067827 |  | 1034.4017 | 1163.6166 | 1615.5021 | 2888.1614 | 52.5241 | 5.6827 | 0.71843 | 6760.607 | 5935 | 9
2004 | 9 | 4 | 6 | 0.0012147 | 0.0013761 | 0.0022436 | 0.0020438 | 0 | 0 | 1.179e-05 | 0.00689 |  | 1207.1103 | 1198.953 | 1651.2682 | 2931.6359 | 0 | 0 | 0.71843 | 6989.6857 | 5936 | 9
2004 | 9 | 4 | 7 | 0.0015994 | 0.0013712 | 0.0023148 | 0.0020999 | 0 | 0 | 1.179e-05 | 0.007397 |  | 1589.3328 | 1194.7449 | 1703.6519 | 3012.0494 | 0 | 0 | 0.71843 | 7500.4973 | 5937 | 9
2004 | 9 | 4 | 8 | 0.0021321 | 0.0013741 | 0.0023919 | 0.0021224 | 0 | 0 | 1.179e-05 | 0.0080324 |  | 2118.7346 | 1197.2592 | 1760.4349 | 3044.4421 | 0 | 0 | 0.71843 | 8121.5893 | 5938 | 9
2004 | 9 | 4 | 9 | 0.0024196 | 0.001522 | 0.0024366 | 0.0022354 | 0 | 0 | 1.179e-05 | 0.0086254 |  | 2404.4303 | 1326.0832 | 1793.3357 | 3206.5004 | 0 | 0 | 0.71843 | 8731.068 | 5939 | 9
2004 | 9 | 4 | 10 | 0.0029062 | 0.0014854 | 0.0025363 | 0.0024142 | 0 | 0 | 1.179e-05 | 0.0093539 |  | 2887.9658 | 1294.2157 | 1866.6698 | 3462.9901 | 0 | 0 | 0.71843 | 9512.5598 | 5940 | 9
2004 | 9 | 4 | 11 | 0.0039785 | 0.0012313 | 0.0025911 | 0.0024416 | 0 | 0 | 1.179e-05 | 0.010254 |  | 3953.5928 | 1072.847 | 1907.0354 | 3502.2971 | 0 | 0 | 0.71843 | 10436.4906 | 5941 | 9
2004 | 9 | 4 | 12 | 0.0050681 | 0.00089471 | 0.002598 | 0.0025232 | 0 | 0 | 1.179e-05 | 0.011096 |  | 5036.3163 | 779.5592 | 1912.1393 | 3619.2708 | 0 | 0 | 0.71843 | 11348.004 | 5942 | 9
2004 | 9 | 4 | 13 | 0.0033825 | 0.0012835 | 0.0026194 | 0.0023939 | 0 | 0 | 1.179e-05 | 0.009691 |  | 3361.2687 | 1118.3093 | 1927.8349 | 3433.8177 | 0 | 0 | 0.71843 | 9841.9491 | 5943 | 9
2004 | 9 | 4 | 14 | 0.0032264 | 0.0012617 | 0.0025784 | 0.0023617 | 0 | 0 | 1.179e-05 | 0.00944 |  | 3206.1929 | 1099.3458 | 1897.6516 | 3387.6913 | 0 | 0 | 0.71843 | 9591.5999 | 5944 | 9
2004 | 9 | 4 | 15 | 0.0029441 | 0.0013517 | 0.0026095 | 0.0022753 | 0 | 0 | 1.179e-05 | 0.0091924 |  | 2925.678 | 1177.6988 | 1920.559 | 3263.7086 | 0 | 0 | 0.71843 | 9288.3628 | 5945 | 9
2004 | 9 | 4 | 16 | 0.0026711 | 0.0014155 | 0.0025945 | 0.0022078 | 0 | 0 | 1.179e-05 | 0.0089008 |  | 2654.3923 | 1233.3426 | 1909.5704 | 3166.9093 | 0 | 0 | 0.71843 | 8964.933 | 5946 | 9
2004 | 9 | 4 | 17 | 0.0033257 | 0.0013183 | 0.0025361 | 0.0022175 | 0 | 0 | 1.179e-05 | 0.0094095 |  | 3304.8569 | 1148.6178 | 1866.5855 | 3180.8325 | 0 | 0 | 0.71843 | 9501.6112 | 5947 | 9
2004 | 9 | 4 | 18 | 0.0048027 | 0.00092362 | 0.0025681 | 0.0021387 | 0 | 0 | 1.179e-05 | 0.010445 |  | 4772.5951 | 804.7434 | 1890.1396 | 3067.7421 | 0 | 0 | 0.71843 | 10535.9386 | 5948 | 9
2004 | 9 | 4 | 19 | 0.003239 | 0.0013133 | 0.0025196 | 0.0020785 | 0 | 0 | 1.179e-05 | 0.0091621 |  | 3218.6966 | 1144.2393 | 1854.3885 | 2981.3615 | 0 | 0 | 0.71843 | 9199.4043 | 5949 | 9
2004 | 9 | 4 | 20 | 0.0039724 | 0.0010956 | 0.0025185 | 0.0020713 | 4.3962e-05 | 2.5396e-06 | 1.179e-05 | 0.0097162 |  | 3947.5411 | 954.6096 | 1853.6325 | 2971.0375 | 13.131 | 1.4207 | 0.71843 | 9742.0909 | 5950 | 9
2004 | 9 | 4 | 21 | 0.0042911 | 0.00092102 | 0.0024039 | 0.0020051 | 0.00017585 | 1.0158e-05 | 1.179e-05 | 0.009819 |  | 4264.2451 | 802.479 | 1769.2631 | 2876.1325 | 52.5241 | 5.6827 | 0.71843 | 9771.045 | 5951 | 9
2004 | 9 | 4 | 22 | 0.003852 | 0.00098321 | 0.0023227 | 0.001958 | 0.00017585 | 1.0158e-05 | 1.179e-05 | 0.0093137 |  | 3827.8304 | 856.6657 | 1709.4921 | 2808.6003 | 52.5241 | 5.6827 | 0.71843 | 9261.5139 | 5952 | 9
2004 | 9 | 4 | 23 | 0.0033428 | 0.00099577 | 0.0022325 | 0.001873 | 0.00017585 | 1.0158e-05 | 1.179e-05 | 0.0086419 |  | 3321.8522 | 867.613 | 1643.1188 | 2686.7014 | 52.5241 | 5.6827 | 0.71843 | 8578.2106 | 5953 | 9
2004 | 9 | 4 | 24 | 0.0027845 | 0.00099876 | 0.0021192 | 0.0018693 | 0.00017585 | 1.0158e-05 | 1.179e-05 | 0.0079696 |  | 2767.0327 | 870.2166 | 1559.7377 | 2681.3026 | 52.5241 | 5.6827 | 0.71843 | 7937.2148 | 5954 | 9
2004 | 9 | 5 | 1 | 0.0019626 | 0.0010675 | 0.0019666 | 0.00186 | 0.00017585 | 1.0158e-05 | 1.179e-05 | 0.0070546 |  | 1950.3426 | 930.1438 | 1447.3816 | 2668.0425 | 52.5241 | 5.6827 | 0.71843 | 7054.8357 | 5955 | 9
2004 | 9 | 5 | 2 | 0.0015977 | 0.0011301 | 0.0019762 | 0.0018565 | 0.00017585 | 1.0158e-05 | 1.179e-05 | 0.0067584 |  | 1587.7254 | 984.6277 | 1454.5063 | 2663.0225 | 52.5241 | 5.6827 | 0.71843 | 6748.8071 | 5956 | 9
2004 | 9 | 5 | 3 | 0.0014574 | 0.0011506 | 0.0019622 | 0.0018841 | 0.00017585 | 1.0158e-05 | 1.179e-05 | 0.0066521 |  | 1448.2431 | 1002.5391 | 1444.1618 | 2702.5189 | 52.5241 | 5.6827 | 0.71843 | 6656.3881 | 5957 | 9
2004 | 9 | 5 | 4 | 0.0012214 | 0.0011777 | 0.0019846 | 0.0018499 | 0.00017585 | 1.0158e-05 | 1.179e-05 | 0.0064314 |  | 1213.7687 | 1026.1339 | 1460.6174 | 2653.4563 | 52.5241 | 5.6827 | 0.71843 | 6412.9015 | 5958 | 9
2004 | 9 | 5 | 5 | 0.0011022 | 0.0012306 | 0.0020065 | 0.0018425 | 0.00017585 | 1.0158e-05 | 1.179e-05 | 0.0063795 |  | 1095.3322 | 1072.1836 | 1476.7385 | 2642.8481 | 52.5241 | 5.6827 | 0.71843 | 6346.0276 | 5959 | 9
2004 | 9 | 5 | 6 | 0.001206 | 0.0012743 | 0.0020397 | 0.0018537 | 0 | 0 | 1.179e-05 | 0.0063854 |  | 1198.4147 | 1110.2498 | 1501.2286 | 2658.9498 | 0 | 0 | 0.71843 | 6469.5614 | 5960 | 9
2004 | 9 | 5 | 7 | 0.001483 | 0.0012558 | 0.002075 | 0.0018879 | 0 | 0 | 1.179e-05 | 0.0067135 |  | 1473.6742 | 1094.2081 | 1527.1588 | 2708.0124 | 0 | 0 | 0.71843 | 6803.7719 | 5961 | 9
2004 | 9 | 5 | 8 | 0.0019963 | 0.0012172 | 0.0021657 | 0.0018443 | 0 | 0 | 1.179e-05 | 0.0072353 |  | 1983.735 | 1060.5189 | 1593.9669 | 2645.5002 | 0 | 0 | 0.71843 | 7284.4395 | 5962 | 9
2004 | 9 | 5 | 9 | 0.0025167 | 0.001247 | 0.0022009 | 0.0018557 | 0 | 0 | 1.179e-05 | 0.0078322 |  | 2500.9557 | 1086.5284 | 1619.8708 | 2661.886 | 0 | 0 | 0.71843 | 7869.9593 | 5963 | 9
2004 | 9 | 5 | 10 | 0.0027145 | 0.0012847 | 0.0022722 | 0.0018757 | 0 | 0 | 1.179e-05 | 0.0081588 |  | 2697.4555 | 1119.3319 | 1672.3426 | 2690.4901 | 0 | 0 | 0.71843 | 8180.3385 | 5964 | 9
2004 | 9 | 5 | 11 | 0.0031305 | 0.0011635 | 0.0023283 | 0.0018899 | 0 | 0 | 1.179e-05 | 0.008524 |  | 3110.8286 | 1013.7944 | 1713.6184 | 2710.9486 | 0 | 0 | 0.71843 | 8549.9084 | 5965 | 9
2004 | 9 | 5 | 12 | 0.0034701 | 0.0010908 | 0.0023314 | 0.0019667 | 0 | 0 | 1.179e-05 | 0.0088708 |  | 3448.3141 | 950.4157 | 1715.9092 | 2821.0081 | 0 | 0 | 0.71843 | 8936.3655 | 5966 | 9
2004 | 9 | 5 | 13 | 0.0032861 | 0.0011024 | 0.0023785 | 0.0019123 | 0 | 0 | 1.179e-05 | 0.0086911 |  | 3265.4818 | 960.5517 | 1750.5431 | 2742.9625 | 0 | 0 | 0.71843 | 8720.2575 | 5967 | 9
2004 | 9 | 5 | 14 | 0.002925 | 0.0011325 | 0.0024048 | 0.0019412 | 0 | 0 | 1.179e-05 | 0.0084152 |  | 2906.6232 | 986.7019 | 1769.9002 | 2784.4479 | 0 | 0 | 0.71843 | 8448.3917 | 5968 | 9
2004 | 9 | 5 | 15 | 0.0036452 | 0.00092655 | 0.0024314 | 0.0019362 | 0 | 0 | 1.179e-05 | 0.0089511 |  | 3622.3848 | 807.2944 | 1789.4821 | 2777.2495 | 0 | 0 | 0.71843 | 8997.1292 | 5969 | 9
2004 | 9 | 5 | 16 | 0.0033357 | 0.0010518 | 0.0024599 | 0.0019374 | 0 | 0 | 1.179e-05 | 0.0087965 |  | 3314.7456 | 916.426 | 1810.4497 | 2779.0491 | 0 | 0 | 0.71843 | 8821.3887 | 5970 | 9
2004 | 9 | 5 | 17 | 0.004494 | 0.00080841 | 0.0023629 | 0.0019625 | 0 | 0 | 1.179e-05 | 0.0096396 |  | 4465.8298 | 704.3639 | 1739.0996 | 2815.041 | 0 | 0 | 0.71843 | 9725.0527 | 5971 | 9
2004 | 9 | 5 | 18 | 0.0052374 | 0.00070077 | 0.0023346 | 0.0019433 | 0 | 0 | 1.179e-05 | 0.010228 |  | 5204.6029 | 610.5781 | 1718.222 | 2787.4788 | 0 | 0 | 0.71843 | 10321.6002 | 5972 | 9
2004 | 9 | 5 | 19 | 0.0048404 | 0.0008016 | 0.002226 | 0.0018971 | 0 | 0 | 1.179e-05 | 0.0097769 |  | 4810.0392 | 698.4285 | 1638.2987 | 2721.2726 | 0 | 0 | 0.71843 | 9868.7575 | 5973 | 9
2004 | 9 | 5 | 20 | 0.0040719 | 0.00097319 | 0.0022525 | 0.001895 | 4.3962e-05 | 2.5396e-06 | 1.179e-05 | 0.0092509 |  | 4046.3777 | 847.9385 | 1657.7996 | 2718.2417 | 13.131 | 1.4207 | 0.71843 | 9285.6277 | 5974 | 9
2004 | 9 | 5 | 21 | 0.0042685 | 0.00085621 | 0.0022231 | 0.0018999 | 0.00017585 | 1.0158e-05 | 1.179e-05 | 0.0094455 |  | 4241.7841 | 746.0129 | 1636.1822 | 2725.1559 | 52.5241 | 5.6827 | 0.71843 | 9408.0603 | 5975 | 9
2004 | 9 | 5 | 22 | 0.004008 | 0.00079983 | 0.002137 | 0.0018903 | 0.00017585 | 1.0158e-05 | 1.179e-05 | 0.009033 |  | 3982.8502 | 696.8884 | 1572.8323 | 2711.5169 | 52.5241 | 5.6827 | 0.71843 | 9023.0131 | 5976 | 9
2004 | 9 | 5 | 23 | 0.0027107 | 0.0010354 | 0.0021142 | 0.0016915 | 0.00017585 | 1.0158e-05 | 1.179e-05 | 0.0077497 |  | 2693.713 | 902.1264 | 1556.0674 | 2426.3284 | 52.5241 | 5.6827 | 0.71843 | 7637.1603 | 5977 | 9
2004 | 9 | 5 | 24 | 0.0021856 | 0.0011049 | 0.0019914 | 0.0016629 | 0.00017585 | 1.0158e-05 | 1.179e-05 | 0.0071427 |  | 2171.941 | 962.7045 | 1465.6821 | 2385.2218 | 52.5241 | 5.6827 | 0.71843 | 7044.4746 | 5978 | 9
2004 | 9 | 6 | 1 | 0.0018049 | 0.0010675 | 0.0019272 | 0.001658 | 0.00017585 | 1.0158e-05 | 1.179e-05 | 0.0066554 |  | 1793.597 | 930.1438 | 1418.4184 | 2378.2129 | 52.5241 | 5.6827 | 0.71843 | 6579.2973 | 5979 | 9
2004 | 9 | 6 | 2 | 0.0014734 | 0.0011301 | 0.001935 | 0.0016852 | 0.00017585 | 1.0158e-05 | 1.179e-05 | 0.0064215 |  | 1464.1491 | 984.6277 | 1424.1483 | 2417.3304 | 52.5241 | 5.6827 | 0.71843 | 6349.1807 | 5980 | 9
2004 | 9 | 6 | 3 | 0.0013611 | 0.0011506 | 0.0019542 | 0.0016658 | 0.00017585 | 1.0158e-05 | 1.179e-05 | 0.0063296 |  | 1352.6087 | 1002.5391 | 1438.2957 | 2389.3893 | 52.5241 | 5.6827 | 0.71843 | 6241.7581 | 5981 | 9
2004 | 9 | 6 | 4 | 0.0011525 | 0.0011777 | 0.0019358 | 0.0016483 | 0.00017585 | 1.0158e-05 | 1.179e-05 | 0.0061122 |  | 1145.3082 | 1026.1339 | 1424.7674 | 2364.3844 | 52.5241 | 5.6827 | 0.71843 | 6019.5192 | 5982 | 9
2004 | 9 | 6 | 5 | 0.0010275 | 0.0012306 | 0.0019609 | 0.0016523 | 0.00017585 | 1.0158e-05 | 1.179e-05 | 0.006069 |  | 1021.0472 | 1072.1836 | 1443.2012 | 2370.0673 | 52.5241 | 5.6827 | 0.71843 | 5965.4245 | 5983 | 9
2004 | 9 | 6 | 6 | 0.0011156 | 0.0012743 | 0.0019981 | 0.0017833 | 0 | 0 | 1.179e-05 | 0.006183 |  | 1108.5618 | 1110.2498 | 1470.5871 | 2557.983 | 0 | 0 | 0.71843 | 6248.1001 | 5984 | 9
2004 | 9 | 6 | 7 | 0.0013927 | 0.0012558 | 0.0020345 | 0.001959 | 0 | 0 | 1.179e-05 | 0.0066539 |  | 1383.9815 | 1094.2081 | 1497.3882 | 2810.0211 | 0 | 0 | 0.71843 | 6786.3173 | 5985 | 9
2004 | 9 | 6 | 8 | 0.0018545 | 0.0012172 | 0.0020591 | 0.0021042 | 0 | 0 | 1.179e-05 | 0.0072468 |  | 1842.8702 | 1060.5189 | 1515.4648 | 3018.3006 | 0 | 0 | 0.71843 | 7437.8729 | 5986 | 9
2004 | 9 | 6 | 9 | 0.0022919 | 0.001247 | 0.0021373 | 0.0020944 | 0 | 0 | 1.179e-05 | 0.0077824 |  | 2277.5171 | 1086.5284 | 1573.0533 | 3004.188 | 0 | 0 | 0.71843 | 7942.0052 | 5987 | 9
2004 | 9 | 6 | 10 | 0.0024046 | 0.0012847 | 0.0021372 | 0.0021067 | 0 | 0 | 1.179e-05 | 0.007945 |  | 2389.4966 | 1119.3319 | 1572.9797 | 3021.8998 | 0 | 0 | 0.71843 | 8104.4264 | 5988 | 9
2004 | 9 | 6 | 11 | 0.0027878 | 0.0011635 | 0.002179 | 0.0022083 | 0 | 0 | 1.179e-05 | 0.0083505 |  | 2770.3296 | 1013.7944 | 1603.7513 | 3167.5723 | 0 | 0 | 0.71843 | 8556.166 | 5989 | 9
2004 | 9 | 6 | 12 | 0.0031111 | 0.0010908 | 0.0021889 | 0.0022413 | 0 | 0 | 1.179e-05 | 0.008644 |  | 3091.6391 | 950.4157 | 1611.0339 | 3214.9301 | 0 | 0 | 0.71843 | 8868.7372 | 5990 | 9
2004 | 9 | 6 | 13 | 0.0029614 | 0.0011024 | 0.0022142 | 0.0022977 | 0 | 0 | 1.179e-05 | 0.0085875 |  | 2942.8777 | 960.5517 | 1629.6207 | 3295.8172 | 0 | 0 | 0.71843 | 8829.5857 | 5991 | 9
2004 | 9 | 6 | 14 | 0.0026105 | 0.0011325 | 0.0022937 | 0.0022882 | 0 | 0 | 1.179e-05 | 0.0083368 |  | 2594.1682 | 986.7019 | 1688.1808 | 3282.2728 | 0 | 0 | 0.71843 | 8552.0422 | 5992 | 9
2004 | 9 | 6 | 15 | 0.0032777 | 0.00092655 | 0.002252 | 0.0022368 | 0 | 0 | 1.179e-05 | 0.0087048 |  | 3257.1032 | 807.2944 | 1657.4246 | 3208.4894 | 0 | 0 | 0.71843 | 8931.03 | 5993 | 9
2004 | 9 | 6 | 16 | 0.0029622 | 0.0010518 | 0.0022659 | 0.0022583 | 0 | 0 | 1.179e-05 | 0.00855 |  | 2943.6784 | 916.426 | 1667.6649 | 3239.3667 | 0 | 0 | 0.71843 | 8767.8544 | 5994 | 9
2004 | 9 | 6 | 17 | 0.0040784 | 0.00080841 | 0.0022319 | 0.0022208 | 0 | 0 | 1.179e-05 | 0.0093513 |  | 4052.8532 | 704.3639 | 1642.6289 | 3185.5683 | 0 | 0 | 0.71843 | 9586.1327 | 5995 | 9
2004 | 9 | 6 | 18 | 0.0047617 | 0.00070077 | 0.0021785 | 0.0023426 | 0 | 0 | 1.179e-05 | 0.0099953 |  | 4731.8155 | 610.5781 | 1603.3414 | 3360.2237 | 0 | 0 | 0.71843 | 10306.6772 | 5996 | 9
2004 | 9 | 6 | 19 | 0.0043811 | 0.0008016 | 0.0021035 | 0.0025965 | 0 | 0 | 1.179e-05 | 0.0098945 |  | 4353.6057 | 698.4285 | 1548.1924 | 3724.4998 | 0 | 0 | 0.71843 | 10325.4448 | 5997 | 9
2004 | 9 | 6 | 20 | 0.0036465 | 0.00097319 | 0.0021611 | 0.0025623 | 4.3962e-05 | 2.5396e-06 | 1.179e-05 | 0.0094014 |  | 3623.6005 | 847.9385 | 1590.5647 | 3675.4371 | 13.131 | 1.4207 | 0.71843 | 9752.8109 | 5998 | 9
2004 | 9 | 6 | 21 | 0.0038648 | 0.00085621 | 0.0021451 | 0.0027017 | 0.00017585 | 1.0158e-05 | 1.179e-05 | 0.0097656 |  | 3840.5717 | 746.0129 | 1578.7857 | 3875.2869 | 52.5241 | 5.6827 | 0.71843 | 10099.5825 | 5999 | 9
2004 | 9 | 6 | 22 | 0.0036293 | 0.00079983 | 0.0020737 | 0.0028024 | 0.00017585 | 1.0158e-05 | 1.179e-05 | 0.009503 |  | 3606.5524 | 696.8884 | 1526.2042 | 4019.7282 | 52.5241 | 5.6827 | 0.71843 | 9908.2984 | 6000 | 9
2004 | 9 | 6 | 23 | 0.0024493 | 0.0010354 | 0.0020262 | 0.0030516 | 0.00017585 | 1.0158e-05 | 1.179e-05 | 0.0087604 |  | 2433.9483 | 902.1264 | 1491.2998 | 4377.2794 | 52.5241 | 5.6827 | 0.71843 | 9263.5791 | 6001 | 9
2004 | 9 | 6 | 24 | 0.0019614 | 0.0011049 | 0.0019549 | 0.0032944 | 0.00017585 | 1.0158e-05 | 1.179e-05 | 0.0085133 |  | 1949.0926 | 962.7045 | 1438.7636 | 4725.4538 | 52.5241 | 5.6827 | 0.71843 | 9134.9397 | 6002 | 9
2004 | 9 | 7 | 1 | 0.0012173 | 0.0013768 | 0.0019818 | 0.0036816 | 0.00017585 | 1.0158e-05 | 1.179e-05 | 0.0084554 |  | 1209.7133 | 1199.6121 | 1458.6158 | 5280.8658 | 52.5241 | 5.6827 | 0.71843 | 9207.7322 | 6003 | 9
2004 | 9 | 7 | 2 | 0.0011321 | 0.0013367 | 0.0020118 | 0.0037763 | 0.00017585 | 1.0158e-05 | 1.179e-05 | 0.0084546 |  | 1125.0451 | 1164.6344 | 1480.6347 | 5416.6879 | 52.5241 | 5.6827 | 0.71843 | 9245.9272 | 6004 | 9
2004 | 9 | 7 | 3 | 0.00093637 | 0.0013587 | 0.0020022 | 0.0036433 | 0.00017585 | 1.0158e-05 | 1.179e-05 | 0.0081384 |  | 930.4975 | 1183.8444 | 1473.6248 | 5225.9307 | 52.5241 | 5.6827 | 0.71843 | 8872.8227 | 6005 | 9
2004 | 9 | 7 | 4 | 0.00088207 | 0.0014199 | 0.0020083 | 0.0036409 | 0.00017585 | 1.0158e-05 | 1.179e-05 | 0.0081489 |  | 876.5427 | 1237.1415 | 1478.0855 | 5222.521 | 52.5241 | 5.6827 | 0.71843 | 8873.216 | 6006 | 9
2004 | 9 | 7 | 5 | 0.0008015 | 0.0014664 | 0.0020929 | 0.0037304 | 0.00017585 | 1.0158e-05 | 1.179e-05 | 0.008289 |  | 796.4733 | 1277.6332 | 1540.3908 | 5350.9553 | 52.5241 | 5.6827 | 0.71843 | 9024.3778 | 6007 | 9
2004 | 9 | 7 | 6 | 0.0011133 | 0.0015699 | 0.0023798 | 0.0037819 | 0 | 0 | 1.179e-05 | 0.0088567 |  | 1106.2934 | 1367.8485 | 1751.5335 | 5424.8334 | 0 | 0 | 0.71843 | 9651.2271 | 6008 | 9
2004 | 9 | 7 | 7 | 0.001481 | 0.001584 | 0.0027255 | 0.0038485 | 0 | 0 | 1.179e-05 | 0.0096508 |  | 1471.7244 | 1380.1716 | 2005.9263 | 5520.3067 | 0 | 0 | 0.71843 | 10378.8475 | 6009 | 9
2004 | 9 | 7 | 8 | 0.0015797 | 0.0017301 | 0.0028488 | 0.0038906 | 0 | 0 | 1.179e-05 | 0.010061 |  | 1569.795 | 1507.4318 | 2096.6872 | 5580.7352 | 0 | 0 | 0.71843 | 10755.3677 | 6010 | 9
2004 | 9 | 7 | 9 | 0.0019748 | 0.0016509 | 0.0029669 | 0.0043566 | 0 | 0 | 1.179e-05 | 0.010961 |  | 1962.4509 | 1438.395 | 2183.5848 | 6249.1429 | 0 | 0 | 0.71843 | 11834.2921 | 6011 | 9
2004 | 9 | 7 | 10 | 0.0017269 | 0.0018323 | 0.0030197 | 0.0043445 | 0 | 0 | 1.179e-05 | 0.010935 |  | 1716.0413 | 1596.5079 | 2222.5089 | 6231.7152 | 0 | 0 | 0.71843 | 11767.4918 | 6012 | 9
2004 | 9 | 7 | 11 | 0.0017973 | 0.0018418 | 0.0030527 | 0.0045185 | 0 | 0 | 1.179e-05 | 0.011222 |  | 1786.0523 | 1604.7856 | 2246.7697 | 6481.2907 | 0 | 0 | 0.71843 | 12119.6167 | 6013 | 9
2004 | 9 | 7 | 12 | 0.0022264 | 0.0016469 | 0.0030965 | 0.0046972 | 0 | 0 | 1.179e-05 | 0.011679 |  | 2212.4901 | 1434.9352 | 2279.0083 | 6737.6857 | 0 | 0 | 0.71843 | 12664.8377 | 6014 | 9
2004 | 9 | 7 | 13 | 0.0023428 | 0.001576 | 0.0031462 | 0.004757 | 0 | 0 | 1.179e-05 | 0.011834 |  | 2328.1215 | 1373.133 | 2315.5908 | 6823.498 | 0 | 0 | 0.71843 | 12841.0618 | 6015 | 9
2004 | 9 | 7 | 14 | 0.0025426 | 0.0015275 | 0.003107 | 0.0043771 | 0 | 0 | 1.179e-05 | 0.011566 |  | 2526.6725 | 1330.8665 | 2286.7084 | 6278.5994 | 0 | 0 | 0.71843 | 12423.5653 | 6016 | 9
2004 | 9 | 7 | 15 | 0.0019767 | 0.0016708 | 0.0030491 | 0.0041808 | 0 | 0 | 1.179e-05 | 0.010889 |  | 1964.3018 | 1455.7698 | 2244.13 | 5996.9154 | 0 | 0 | 0.71843 | 11661.8354 | 6017 | 9
2004 | 9 | 7 | 16 | 0.0024437 | 0.0015798 | 0.0029676 | 0.0044673 | 0 | 0 | 1.179e-05 | 0.01147 |  | 2428.3588 | 1376.4916 | 2184.1063 | 6407.8862 | 0 | 0 | 0.71843 | 12397.5613 | 6018 | 9
2004 | 9 | 7 | 17 | 0.0027638 | 0.0015675 | 0.0028467 | 0.0045723 | 0 | 0 | 1.179e-05 | 0.011762 |  | 2746.4411 | 1365.7961 | 2095.1475 | 6558.5786 | 0 | 0 | 0.71843 | 12766.6818 | 6019 | 9
2004 | 9 | 7 | 18 | 0.0033057 | 0.0013869 | 0.0027415 | 0.0044191 | 0 | 0 | 1.179e-05 | 0.011865 |  | 3285.0218 | 1208.3615 | 2017.7369 | 6338.7438 | 0 | 0 | 0.71843 | 12850.5824 | 6020 | 9
2004 | 9 | 7 | 19 | 0.0032148 | 0.0013634 | 0.0027185 | 0.0043156 | 0 | 0 | 1.179e-05 | 0.011624 |  | 3194.6463 | 1187.9562 | 2000.7647 | 6190.3245 | 0 | 0 | 0.71843 | 12574.4101 | 6021 | 9
2004 | 9 | 7 | 20 | 0.0036387 | 0.0011883 | 0.0027075 | 0.0043418 | 4.3962e-05 | 2.5396e-06 | 1.179e-05 | 0.011935 |  | 3615.9035 | 1035.3702 | 1992.6933 | 6227.9266 | 13.131 | 1.4207 | 0.71843 | 12887.1637 | 6022 | 9
2004 | 9 | 7 | 21 | 0.0041008 | 0.0009926 | 0.0026304 | 0.0044444 | 0.00017585 | 1.0158e-05 | 1.179e-05 | 0.012366 |  | 4075.0964 | 864.8431 | 1935.9822 | 6375.1146 | 52.5241 | 5.6827 | 0.71843 | 13309.9615 | 6023 | 9
2004 | 9 | 7 | 22 | 0.0029181 | 0.0012729 | 0.0025306 | 0.0043539 | 0.00017585 | 1.0158e-05 | 1.179e-05 | 0.011273 |  | 2899.8288 | 1109.0666 | 1862.4996 | 6245.2595 | 52.5241 | 5.6827 | 0.71843 | 12175.5798 | 6024 | 9
2004 | 9 | 7 | 23 | 0.0021362 | 0.0012825 | 0.0023908 | 0.0038824 | 0.00017585 | 1.0158e-05 | 1.179e-05 | 0.0098897 |  | 2122.7694 | 1117.4501 | 1759.6145 | 5568.8958 | 52.5241 | 5.6827 | 0.71843 | 10627.6549 | 6025 | 9
2004 | 9 | 7 | 24 | 0.0015167 | 0.0013065 | 0.0022527 | 0.0041106 | 0.00017585 | 1.0158e-05 | 1.179e-05 | 0.0093843 |  | 1507.1818 | 1138.3243 | 1657.9975 | 5896.2327 | 52.5241 | 5.6827 | 0.71843 | 10258.6615 | 6026 | 9
2004 | 9 | 8 | 1 | 0.001183 | 0.0013768 | 0.0021937 | 0.0041362 | 0.00017585 | 1.0158e-05 | 1.179e-05 | 0.0090874 |  | 1175.538 | 1199.6121 | 1614.5328 | 5932.9824 | 52.5241 | 5.6827 | 0.71843 | 9981.5904 | 6027 | 9
2004 | 9 | 8 | 2 | 0.0011021 | 0.0013367 | 0.0020736 | 0.0042652 | 0.00017585 | 1.0158e-05 | 1.179e-05 | 0.0089753 |  | 1095.1693 | 1164.6344 | 1526.1277 | 6117.9618 | 52.5241 | 5.6827 | 0.71843 | 9962.8186 | 6028 | 9
2004 | 9 | 8 | 3 | 0.00090812 | 0.0013587 | 0.0020638 | 0.0041573 | 0.00017585 | 1.0158e-05 | 1.179e-05 | 0.0086857 |  | 902.4234 | 1183.8444 | 1518.9297 | 5963.2913 | 52.5241 | 5.6827 | 0.71843 | 9627.4141 | 6029 | 9
2004 | 9 | 8 | 4 | 0.00085075 | 0.0014199 | 0.0020439 | 0.0041705 | 0.00017585 | 1.0158e-05 | 1.179e-05 | 0.0086829 |  | 845.4192 | 1237.1415 | 1504.3093 | 5982.2344 | 52.5241 | 5.6827 | 0.71843 | 9628.0297 | 6030 | 9
2004 | 9 | 8 | 5 | 0.00076855 | 0.0014664 | 0.0021383 | 0.004181 | 0.00017585 | 1.0158e-05 | 1.179e-05 | 0.0087521 |  | 763.73 | 1277.6332 | 1573.8041 | 5997.2942 | 52.5241 | 5.6827 | 0.71843 | 9671.3867 | 6031 | 9
2004 | 9 | 8 | 6 | 0.0010735 | 0.0015699 | 0.0024288 | 0.0037732 | 0 | 0 | 1.179e-05 | 0.0088572 |  | 1066.7811 | 1367.8485 | 1787.588 | 5412.331 | 0 | 0 | 0.71843 | 9635.267 | 6032 | 9
2004 | 9 | 8 | 7 | 0.0014169 | 0.001584 | 0.0027641 | 0.0037856 | 0 | 0 | 1.179e-05 | 0.0095624 |  | 1408.0383 | 1380.1716 | 2034.3599 | 5430.0428 | 0 | 0 | 0.71843 | 10253.331 | 6033 | 9
2004 | 9 | 8 | 8 | 0.001511 | 0.0017301 | 0.0028869 | 0.0039252 | 0 | 0 | 1.179e-05 | 0.010065 |  | 1501.4825 | 1507.4318 | 2124.7306 | 5630.2714 | 0 | 0 | 0.71843 | 10764.6348 | 6034 | 9
2004 | 9 | 8 | 9 | 0.0019155 | 0.0016509 | 0.0029761 | 0.0040744 | 0 | 0 | 1.179e-05 | 0.010629 |  | 1903.4838 | 1438.395 | 2190.3954 | 5844.3286 | 0 | 0 | 0.71843 | 11377.3213 | 6035 | 9
2004 | 9 | 8 | 10 | 0.0016714 | 0.0018323 | 0.0030468 | 0.0042782 | 0 | 0 | 1.179e-05 | 0.010841 |  | 1660.9329 | 1596.5079 | 2242.4473 | 6136.6208 | 0 | 0 | 0.71843 | 11637.2273 | 6036 | 9
2004 | 9 | 8 | 11 | 0.0017455 | 0.0018418 | 0.0031304 | 0.0041353 | 0 | 0 | 1.179e-05 | 0.010865 |  | 1734.5184 | 1604.7856 | 2303.9374 | 5931.6563 | 0 | 0 | 0.71843 | 11575.6162 | 6037 | 9
2004 | 9 | 8 | 12 | 0.0021778 | 0.0016469 | 0.0030914 | 0.004327 | 0 | 0 | 1.179e-05 | 0.011255 |  | 2164.1447 | 1434.9352 | 2275.214 | 6206.7103 | 0 | 0 | 0.71843 | 12081.7226 | 6038 | 9
2004 | 9 | 8 | 13 | 0.0022973 | 0.001576 | 0.0031408 | 0.0045582 | 0 | 0 | 1.179e-05 | 0.011584 |  | 2282.917 | 1373.133 | 2311.6187 | 6538.3095 | 0 | 0 | 0.71843 | 12506.6966 | 6039 | 9
2004 | 9 | 8 | 14 | 0.0024985 | 0.0015275 | 0.0031299 | 0.0044038 | 0 | 0 | 1.179e-05 | 0.011572 |  | 2482.8595 | 1330.8665 | 2303.5892 | 6316.8645 | 0 | 0 | 0.71843 | 12434.8982 | 6040 | 9
2004 | 9 | 8 | 15 | 0.0019347 | 0.0016708 | 0.0030712 | 0.0044294 | 0 | 0 | 1.179e-05 | 0.011118 |  | 1922.591 | 1455.7698 | 2260.3917 | 6353.5194 | 0 | 0 | 0.71843 | 11992.9904 | 6041 | 9
2004 | 9 | 8 | 16 | 0.0023967 | 0.0015798 | 0.0029701 | 0.004249 | 0 | 0 | 1.179e-05 | 0.011207 |  | 2381.6414 | 1376.4916 | 2185.9635 | 6094.8512 | 0 | 0 | 0.71843 | 12039.6662 | 6042 | 9
2004 | 9 | 8 | 17 | 0.0027102 | 0.0015675 | 0.0028277 | 0.0044094 | 0 | 0 | 1.179e-05 | 0.011527 |  | 2693.2423 | 1365.7961 | 2081.1617 | 6324.8206 | 0 | 0 | 0.71843 | 12465.7392 | 6043 | 9
2004 | 9 | 8 | 18 | 0.0032445 | 0.0013869 | 0.0027651 | 0.0043682 | 0 | 0 | 1.179e-05 | 0.011776 |  | 3224.1319 | 1208.3615 | 2035.1105 | 6265.8128 | 0 | 0 | 0.71843 | 12734.1351 | 6044 | 9
2004 | 9 | 8 | 19 | 0.0031388 | 0.0013634 | 0.0027528 | 0.0043871 | 0 | 0 | 1.179e-05 | 0.011654 |  | 3119.0752 | 1187.9562 | 2026.04 | 6292.9015 | 0 | 0 | 0.71843 | 12626.6913 | 6045 | 9
2004 | 9 | 8 | 20 | 0.0035673 | 0.0011883 | 0.0027864 | 0.0040041 | 4.3962e-05 | 2.5396e-06 | 1.179e-05 | 0.011604 |  | 3544.9754 | 1035.3702 | 2050.7458 | 5743.5513 | 13.131 | 1.4207 | 0.71843 | 12389.9128 | 6046 | 9
2004 | 9 | 8 | 21 | 0.0040349 | 0.0009926 | 0.0026582 | 0.0040639 | 0.00017585 | 1.0158e-05 | 1.179e-05 | 0.011947 |  | 4009.6324 | 864.8431 | 1956.3832 | 5829.2688 | 52.5241 | 5.6827 | 0.71843 | 12719.0527 | 6047 | 9
2004 | 9 | 8 | 22 | 0.0028613 | 0.0012729 | 0.0025633 | 0.004257 | 0.00017585 | 1.0158e-05 | 1.179e-05 | 0.011152 |  | 2843.3251 | 1109.0666 | 1886.5955 | 6106.3118 | 52.5241 | 5.6827 | 0.71843 | 12004.2243 | 6048 | 9
2004 | 9 | 8 | 23 | 0.0020858 | 0.0012825 | 0.0024864 | 0.0041452 | 0.00017585 | 1.0158e-05 | 1.179e-05 | 0.010198 |  | 2072.7519 | 1117.4501 | 1829.9378 | 5945.8637 | 52.5241 | 5.6827 | 0.71843 | 11024.9287 | 6049 | 9
2004 | 9 | 8 | 24 | 0.0014796 | 0.0013065 | 0.0023237 | 0.0042954 | 0.00017585 | 1.0158e-05 | 1.179e-05 | 0.0096029 |  | 1470.2863 | 1138.3243 | 1710.1928 | 6161.3633 | 52.5241 | 5.6827 | 0.71843 | 10539.092 | 6050 | 9
2004 | 9 | 9 | 1 | 0.0012525 | 0.0013768 | 0.0021155 | 0.0039732 | 0.00017585 | 1.0158e-05 | 1.179e-05 | 0.0089158 |  | 1244.6927 | 1199.6121 | 1557.0067 | 5699.1297 | 52.5241 | 5.6827 | 0.71843 | 9759.3663 | 6051 | 9
2004 | 9 | 9 | 2 | 0.0011629 | 0.0013367 | 0.0020742 | 0.0039203 | 0.00017585 | 1.0158e-05 | 1.179e-05 | 0.008692 |  | 1155.6238 | 1164.6344 | 1526.6301 | 5623.3572 | 52.5241 | 5.6827 | 0.71843 | 9529.1707 | 6052 | 9
2004 | 9 | 9 | 3 | 0.00096528 | 0.0013587 | 0.0020458 | 0.0040223 | 0.00017585 | 1.0158e-05 | 1.179e-05 | 0.0085899 |  | 959.2323 | 1183.8444 | 1505.7172 | 5769.598 | 52.5241 | 5.6827 | 0.71843 | 9477.3171 | 6053 | 9
2004 | 9 | 9 | 4 | 0.00091413 | 0.0014199 | 0.0020594 | 0.0040815 | 0.00017585 | 1.0158e-05 | 1.179e-05 | 0.0086726 |  | 908.3986 | 1237.1415 | 1515.6843 | 5854.4632 | 52.5241 | 5.6827 | 0.71843 | 9574.6128 | 6054 | 9
2004 | 9 | 9 | 5 | 0.00083522 | 0.0014664 | 0.0021363 | 0.0041868 | 0.00017585 | 1.0158e-05 | 1.179e-05 | 0.0088225 |  | 829.987 | 1277.6332 | 1572.305 | 6005.5345 | 52.5241 | 5.6827 | 0.71843 | 9744.3849 | 6055 | 9
2004 | 9 | 9 | 6 | 0.001154 | 0.0015699 | 0.0023915 | 0.0038566 | 0 | 0 | 1.179e-05 | 0.0089838 |  | 1146.7353 | 1367.8485 | 1760.1023 | 5531.9567 | 0 | 0 | 0.71843 | 9807.3612 | 6056 | 9
2004 | 9 | 9 | 7 | 0.0015466 | 0.001584 | 0.0027485 | 0.0040649 | 0 | 0 | 1.179e-05 | 0.0099558 |  | 1536.9091 | 1380.1716 | 2022.882 | 5830.6896 | 0 | 0 | 0.71843 | 10771.3707 | 6057 | 9
2004 | 9 | 9 | 8 | 0.0016501 | 0.0017301 | 0.0028168 | 0.0042207 | 0 | 0 | 1.179e-05 | 0.010429 |  | 1639.7149 | 1507.4318 | 2073.1324 | 6054.2183 | 0 | 0 | 0.71843 | 11275.2158 | 6058 | 9
2004 | 9 | 9 | 9 | 0.0020356 | 0.0016509 | 0.0028795 | 0.004315 | 0 | 0 | 1.179e-05 | 0.010893 |  | 2022.8055 | 1438.395 | 2119.2664 | 6189.4721 | 0 | 0 | 0.71843 | 11770.6574 | 6059 | 9
2004 | 9 | 9 | 10 | 0.0017836 | 0.0018323 | 0.0029437 | 0.0044154 | 0 | 0 | 1.179e-05 | 0.010987 |  | 1772.4465 | 1596.5079 | 2166.5671 | 6333.5344 | 0 | 0 | 0.71843 | 11869.7744 | 6060 | 9
2004 | 9 | 9 | 11 | 0.0018504 | 0.0018418 | 0.0029764 | 0.0042216 | 0 | 0 | 1.179e-05 | 0.010902 |  | 1838.7987 | 1604.7856 | 2190.593 | 6055.4496 | 0 | 0 | 0.71843 | 11690.3453 | 6061 | 9
2004 | 9 | 9 | 12 | 0.0022762 | 0.0016469 | 0.0029821 | 0.0042579 | 0 | 0 | 1.179e-05 | 0.011175 |  | 2261.9731 | 1434.9352 | 2194.8175 | 6107.5431 | 0 | 0 | 0.71843 | 11999.9873 | 6062 | 9
2004 | 9 | 9 | 13 | 0.0023894 | 0.001576 | 0.0030967 | 0.0044257 | 0 | 0 | 1.179e-05 | 0.0115 |  | 2374.3897 | 1373.133 | 2279.1177 | 6348.3101 | 0 | 0 | 0.71843 | 12375.6689 | 6063 | 9
2004 | 9 | 9 | 14 | 0.0025877 | 0.0015275 | 0.0030511 | 0.0043394 | 0 | 0 | 1.179e-05 | 0.011517 |  | 2571.5164 | 1330.8665 | 2245.552 | 6224.5168 | 0 | 0 | 0.71843 | 12373.1702 | 6064 | 9
2004 | 9 | 9 | 15 | 0.0020197 | 0.0016708 | 0.0029999 | 0.0041345 | 0 | 0 | 1.179e-05 | 0.010837 |  | 2006.9939 | 1455.7698 | 2207.9243 | 5930.6145 | 0 | 0 | 0.71843 | 11602.021 | 6065 | 9
2004 | 9 | 9 | 16 | 0.0024918 | 0.0015798 | 0.0029213 | 0.0041553 | 0 | 0 | 1.179e-05 | 0.01116 |  | 2476.1754 | 1376.4916 | 2150.0909 | 5960.4499 | 0 | 0 | 0.71843 | 11963.9262 | 6066 | 9
2004 | 9 | 9 | 17 | 0.0028186 | 0.0015675 | 0.0028038 | 0.0038105 | 0 | 0 | 1.179e-05 | 0.011012 |  | 2800.8916 | 1365.7961 | 2063.5917 | 5465.8452 | 0 | 0 | 0.71843 | 11696.8431 | 6067 | 9
2004 | 9 | 9 | 18 | 0.0033685 | 0.0013869 | 0.0027436 | 0.0037407 | 0 | 0 | 1.179e-05 | 0.011251 |  | 3347.3444 | 1208.3615 | 2019.2504 | 5365.6362 | 0 | 0 | 0.71843 | 11941.3108 | 6068 | 9
2004 | 9 | 9 | 19 | 0.0032926 | 0.0013634 | 0.0026915 | 0.0039293 | 0 | 0 | 1.179e-05 | 0.011289 |  | 3271.9955 | 1187.9562 | 1980.9301 | 5636.1438 | 0 | 0 | 0.71843 | 12077.7441 | 6069 | 9
2004 | 9 | 9 | 20 | 0.0037118 | 0.0011883 | 0.0027144 | 0.0039349 | 4.3962e-05 | 2.5396e-06 | 1.179e-05 | 0.011608 |  | 3688.5005 | 1035.3702 | 1997.7556 | 5644.2893 | 13.131 | 1.4207 | 0.71843 | 12381.1858 | 6070 | 9
2004 | 9 | 9 | 21 | 0.0041682 | 0.0009926 | 0.0026036 | 0.0040249 | 0.00017585 | 1.0158e-05 | 1.179e-05 | 0.011987 |  | 4142.1007 | 864.8431 | 1916.2662 | 5773.3867 | 52.5241 | 5.6827 | 0.71843 | 12755.5218 | 6071 | 9
2004 | 9 | 9 | 22 | 0.0029763 | 0.0012729 | 0.0024915 | 0.0040747 | 0.00017585 | 1.0158e-05 | 1.179e-05 | 0.011013 |  | 2957.6619 | 1109.0666 | 1833.7052 | 5844.7075 | 52.5241 | 5.6827 | 0.71843 | 11804.0664 | 6072 | 9
2004 | 9 | 9 | 23 | 0.0021877 | 0.0012825 | 0.0023811 | 0.0040654 | 0.00017585 | 1.0158e-05 | 1.179e-05 | 0.010115 |  | 2173.9638 | 1117.4501 | 1752.4825 | 5831.4473 | 52.5241 | 5.6827 | 0.71843 | 10934.2689 | 6073 | 9
2004 | 9 | 9 | 24 | 0.0015547 | 0.0013065 | 0.0022786 | 0.0040458 | 0.00017585 | 1.0158e-05 | 1.179e-05 | 0.0093833 |  | 1544.9454 | 1138.3243 | 1677.0071 | 5803.3168 | 52.5241 | 5.6827 | 0.71843 | 10222.5188 | 6074 | 9
2004 | 9 | 10 | 1 | 0.0013902 | 0.0013478 | 0.0021446 | 0.0040496 | 0.00017585 | 1.0158e-05 | 1.179e-05 | 0.00913 |  | 1381.5331 | 1174.3414 | 1578.4211 | 5808.7156 | 52.5241 | 5.6827 | 0.71843 | 10001.9364 | 6075 | 9
2004 | 9 | 10 | 2 | 0.001171 | 0.0014306 | 0.0020865 | 0.0039765 | 0.00017585 | 1.0158e-05 | 1.179e-05 | 0.0088623 |  | 1163.6108 | 1246.4535 | 1535.6747 | 5703.8654 | 52.5241 | 5.6827 | 0.71843 | 9708.5297 | 6076 | 9
2004 | 9 | 10 | 3 | 0.0012387 | 0.0013837 | 0.0020494 | 0.0038687 | 0.00017585 | 1.0158e-05 | 1.179e-05 | 0.0087382 |  | 1230.8976 | 1205.6194 | 1508.3249 | 5549.2896 | 52.5241 | 5.6827 | 0.71843 | 9553.0568 | 6077 | 9
2004 | 9 | 10 | 4 | 0.0010739 | 0.0014274 | 0.0020868 | 0.0039473 | 0.00017585 | 1.0158e-05 | 1.179e-05 | 0.0087332 |  | 1067.1291 | 1243.6827 | 1535.9036 | 5662.0012 | 52.5241 | 5.6827 | 0.71843 | 9567.6417 | 6078 | 9
2004 | 9 | 10 | 5 | 0.00098186 | 0.0015476 | 0.0020914 | 0.0040424 | 0.00017585 | 1.0158e-05 | 1.179e-05 | 0.008861 |  | 975.7059 | 1348.4188 | 1539.2402 | 5798.3916 | 52.5241 | 5.6827 | 0.71843 | 9720.6817 | 6079 | 9
2004 | 9 | 10 | 6 | 0.0011808 | 0.0015324 | 0.0023794 | 0.0039527 | 0 | 0 | 1.179e-05 | 0.0090571 |  | 1173.3851 | 1335.1713 | 1751.2086 | 5669.7678 | 0 | 0 | 0.71843 | 9930.2513 | 6080 | 9
2004 | 9 | 10 | 7 | 0.0016646 | 0.0016301 | 0.0026602 | 0.0042136 | 0 | 0 | 1.179e-05 | 0.01018 |  | 1654.1863 | 1420.2979 | 1957.8859 | 6043.989 | 0 | 0 | 0.71843 | 11077.0775 | 6081 | 9
2004 | 9 | 10 | 8 | 0.0017519 | 0.0016957 | 0.0028066 | 0.0039851 | 0 | 0 | 1.179e-05 | 0.010251 |  | 1740.8869 | 1477.4472 | 2065.6373 | 5716.1785 | 0 | 0 | 0.71843 | 11000.8683 | 6082 | 9
2004 | 9 | 10 | 9 | 0.0021584 | 0.0016756 | 0.0028911 | 0.0040712 | 0 | 0 | 1.179e-05 | 0.010808 |  | 2144.8734 | 1459.9704 | 2127.8052 | 5839.7823 | 0 | 0 | 0.71843 | 11573.1497 | 6083 | 9
2004 | 9 | 10 | 10 | 0.001813 | 0.001804 | 0.0029698 | 0.0041531 | 0 | 0 | 1.179e-05 | 0.010752 |  | 1801.6675 | 1571.8483 | 2185.7887 | 5957.2295 | 0 | 0 | 0.71843 | 11517.2525 | 6084 | 9
2004 | 9 | 10 | 11 | 0.0021619 | 0.0017184 | 0.0029868 | 0.0041908 | 0 | 0 | 1.179e-05 | 0.01107 |  | 2148.3672 | 1497.2107 | 2198.265 | 6011.3121 | 0 | 0 | 0.71843 | 11855.8734 | 6085 | 9
2004 | 9 | 10 | 12 | 0.0019476 | 0.0017166 | 0.0029746 | 0.004063 | 0 | 0 | 1.179e-05 | 0.010714 |  | 1935.4142 | 1495.6651 | 2189.2855 | 5828.0375 | 0 | 0 | 0.71843 | 11449.1208 | 6086 | 9
2004 | 9 | 10 | 13 | 0.0025156 | 0.0015248 | 0.0029927 | 0.0040723 | 0 | 0 | 1.179e-05 | 0.011117 |  | 2499.847 | 1328.5255 | 2202.6241 | 5841.2977 | 0 | 0 | 0.71843 | 11873.0127 | 6087 | 9
2004 | 9 | 10 | 14 | 0.0029038 | 0.0013457 | 0.0029646 | 0.0042043 | 0 | 0 | 1.179e-05 | 0.01143 |  | 2885.5993 | 1172.5295 | 2181.916 | 6030.7288 | 0 | 0 | 0.71843 | 12271.4921 | 6088 | 9
2004 | 9 | 10 | 15 | 0.0027053 | 0.0014203 | 0.0028597 | 0.0041631 | 0 | 0 | 1.179e-05 | 0.01116 |  | 2688.3605 | 1237.4949 | 2104.6894 | 5971.5316 | 0 | 0 | 0.71843 | 12002.7948 | 6089 | 9
2004 | 9 | 10 | 16 | 0.003426 | 0.0012857 | 0.0027695 | 0.0038804 | 0 | 0 | 1.179e-05 | 0.011373 |  | 3404.5535 | 1120.1938 | 2038.3161 | 5566.0543 | 0 | 0 | 0.71843 | 12129.8362 | 6090 | 9
2004 | 9 | 10 | 17 | 0.0044645 | 0.0009919 | 0.002728 | 0.003572 | 0 | 0 | 1.179e-05 | 0.011768 |  | 4436.5268 | 864.2379 | 2007.7932 | 5123.7327 | 0 | 0 | 0.71843 | 12433.009 | 6091 | 9
2004 | 9 | 10 | 18 | 0.0037045 | 0.0011493 | 0.0026987 | 0.0037594 | 0 | 0 | 1.179e-05 | 0.011324 |  | 3681.3126 | 1001.3709 | 1986.1961 | 5392.5354 | 0 | 0 | 0.71843 | 12062.1334 | 6092 | 9
2004 | 9 | 10 | 19 | 0.0041305 | 0.0010129 | 0.0026336 | 0.0038594 | 0 | 0 | 1.179e-05 | 0.011648 |  | 4104.6517 | 882.5406 | 1938.3278 | 5535.9348 | 0 | 0 | 0.71843 | 12462.1733 | 6093 | 9
2004 | 9 | 10 | 20 | 0.0033168 | 0.0011884 | 0.0026794 | 0.0037426 | 4.3962e-05 | 2.5396e-06 | 1.179e-05 | 0.010986 |  | 3296.0397 | 1035.4532 | 1972.0204 | 5368.3829 | 13.131 | 1.4207 | 0.71843 | 11687.1663 | 6094 | 9
2004 | 9 | 10 | 21 | 0.0027745 | 0.0012091 | 0.0025711 | 0.0037302 | 0.00017585 | 1.0158e-05 | 1.179e-05 | 0.010483 |  | 2757.1397 | 1053.5121 | 1892.3386 | 5350.6711 | 52.5241 | 5.6827 | 0.71843 | 11112.5867 | 6095 | 9
2004 | 9 | 10 | 22 | 0.0024937 | 0.0012687 | 0.002483 | 0.0035308 | 0.00017585 | 1.0158e-05 | 1.179e-05 | 0.009974 |  | 2478.0462 | 1105.4477 | 1827.464 | 5064.5354 | 52.5241 | 5.6827 | 0.71843 | 10534.4185 | 6096 | 9
2004 | 9 | 10 | 23 | 0.002271 | 0.0011038 | 0.0023239 | 0.0027618 | 0.00017585 | 1.0158e-05 | 1.179e-05 | 0.0086583 |  | 2256.7264 | 961.7545 | 1710.4063 | 3961.4781 | 52.5241 | 5.6827 | 0.71843 | 8949.2905 | 6097 | 9
2004 | 9 | 10 | 24 | 0.0017562 | 0.0011872 | 0.0021649 | 0.0025761 | 0.00017585 | 1.0158e-05 | 1.179e-05 | 0.0078822 |  | 1745.2065 | 1034.4206 | 1593.3692 | 3695.1379 | 52.5241 | 5.6827 | 0.71843 | 8127.0594 | 6098 | 9
2004 | 9 | 11 | 1 | 0.001479 | 0.0011892 | 0.0020866 | 0.0024674 | 0.00017585 | 1.0158e-05 | 1.179e-05 | 0.00742 |  | 1469.7087 | 1036.1128 | 1535.7461 | 3539.2361 | 52.5241 | 5.6827 | 0.71843 | 7639.729 | 6099 | 9
2004 | 9 | 11 | 2 | 0.0013516 | 0.0011959 | 0.0020549 | 0.0024787 | 0.00017585 | 1.0158e-05 | 1.179e-05 | 0.0072789 |  | 1343.106 | 1041.9656 | 1512.4208 | 3555.4325 | 52.5241 | 5.6827 | 0.71843 | 7511.8501 | 6100 | 9
2004 | 9 | 11 | 3 | 0.0010914 | 0.0013052 | 0.0020437 | 0.0023998 | 0.00017585 | 1.0158e-05 | 1.179e-05 | 0.0070379 |  | 1084.5237 | 1137.2335 | 1504.1186 | 3442.3421 | 52.5241 | 5.6827 | 0.71843 | 7227.1431 | 6101 | 9
2004 | 9 | 11 | 4 | 0.0010154 | 0.0012832 | 0.0020403 | 0.0024963 | 0.00017585 | 1.0158e-05 | 1.179e-05 | 0.0070331 |  | 1009.0822 | 1118.0675 | 1501.6687 | 3580.7216 | 52.5241 | 5.6827 | 0.71843 | 7268.4653 | 6102 | 9
2004 | 9 | 11 | 5 | 0.00085158 | 0.0013355 | 0.00207 | 0.002809 | 0.00017585 | 1.0158e-05 | 1.179e-05 | 0.0072639 |  | 846.2394 | 1163.6166 | 1523.5255 | 4029.1997 | 52.5241 | 5.6827 | 0.71843 | 7621.5064 | 6103 | 9
2004 | 9 | 11 | 6 | 0.00097734 | 0.0013761 | 0.0020907 | 0.0028389 | 0 | 0 | 1.179e-05 | 0.0072948 |  | 971.2114 | 1198.953 | 1538.7485 | 4072.1059 | 0 | 0 | 0.71843 | 7781.7371 | 6104 | 9
2004 | 9 | 11 | 7 | 0.0012983 | 0.0013712 | 0.002021 | 0.0029436 | 0 | 0 | 1.179e-05 | 0.0076459 |  | 1290.14 | 1194.7449 | 1487.4642 | 4222.3247 | 0 | 0 | 0.71843 | 8195.3922 | 6105 | 9
2004 | 9 | 11 | 8 | 0.0017131 | 0.0013741 | 0.0020914 | 0.0029938 | 0 | 0 | 1.179e-05 | 0.0081842 |  | 1702.3319 | 1197.2592 | 1539.2504 | 4294.3085 | 0 | 0 | 0.71843 | 8733.8686 | 6106 | 9
2004 | 9 | 11 | 9 | 0.0018525 | 0.001522 | 0.0021253 | 0.0029095 | 0 | 0 | 1.179e-05 | 0.0084211 |  | 1840.9198 | 1326.0832 | 1564.215 | 4173.3568 | 0 | 0 | 0.71843 | 8905.2931 | 6107 | 9
2004 | 9 | 11 | 10 | 0.002145 | 0.0014854 | 0.0021806 | 0.0029178 | 0 | 0 | 1.179e-05 | 0.0087406 |  | 2131.5816 | 1294.2157 | 1604.8738 | 4185.2909 | 0 | 0 | 0.71843 | 9216.6805 | 6108 | 9
2004 | 9 | 11 | 11 | 0.0032338 | 0.0012313 | 0.0022238 | 0.002903 | 0 | 0 | 1.179e-05 | 0.0096038 |  | 3213.5615 | 1072.847 | 1636.7119 | 4164.0747 | 0 | 0 | 0.71843 | 10087.9134 | 6109 | 9
2004 | 9 | 11 | 12 | 0.0043317 | 0.00089471 | 0.002225 | 0.0027841 | 0 | 0 | 1.179e-05 | 0.010247 |  | 4304.5358 | 779.5592 | 1637.6049 | 3993.5867 | 0 | 0 | 0.71843 | 10716.005 | 6110 | 9
2004 | 9 | 11 | 13 | 0.002712 | 0.0012835 | 0.0022365 | 0.002837 | 0 | 0 | 1.179e-05 | 0.0090807 |  | 2695.0237 | 1118.3093 | 1646.0163 | 4069.3591 | 0 | 0 | 0.71843 | 9529.4268 | 6111 | 9
2004 | 9 | 11 | 14 | 0.0025803 | 0.0012617 | 0.0023766 | 0.0027741 | 0 | 0 | 1.179e-05 | 0.0090046 |  | 2564.1602 | 1099.3458 | 1749.1802 | 3979.1899 | 0 | 0 | 0.71843 | 9392.5945 | 6112 | 9
2004 | 9 | 11 | 15 | 0.0022596 | 0.0013517 | 0.0023129 | 0.0024478 | 0 | 0 | 1.179e-05 | 0.0083837 |  | 2245.401 | 1177.6988 | 1702.2962 | 3511.1056 | 0 | 0 | 0.71843 | 8637.22 | 6113 | 9
2004 | 9 | 11 | 16 | 0.0019566 | 0.0014155 | 0.0023283 | 0.0025353 | 0 | 0 | 1.179e-05 | 0.0082474 |  | 1944.3278 | 1233.3426 | 1713.5805 | 3636.6037 | 0 | 0 | 0.71843 | 8528.5731 | 6114 | 9
2004 | 9 | 11 | 17 | 0.0025173 | 0.0013183 | 0.0022553 | 0.0025422 | 0 | 0 | 1.179e-05 | 0.0086448 |  | 2501.4845 | 1148.6178 | 1659.8737 | 3646.5489 | 0 | 0 | 0.71843 | 8957.2433 | 6115 | 9
2004 | 9 | 11 | 18 | 0.0038553 | 0.00092362 | 0.0023322 | 0.0025128 | 0 | 0 | 1.179e-05 | 0.0096356 |  | 3831.0892 | 804.7434 | 1716.4647 | 3604.3057 | 0 | 0 | 0.71843 | 9957.3214 | 6116 | 9
2004 | 9 | 11 | 19 | 0.0023249 | 0.0013133 | 0.0022569 | 0.0024533 | 0 | 0 | 1.179e-05 | 0.0083602 |  | 2310.3606 | 1144.2393 | 1661.0734 | 3518.967 | 0 | 0 | 0.71843 | 8635.3588 | 6117 | 9
2004 | 9 | 11 | 20 | 0.0031017 | 0.0010956 | 0.0022594 | 0.0024294 | 4.3962e-05 | 2.5396e-06 | 1.179e-05 | 0.0089443 |  | 3082.2733 | 954.6096 | 1662.8674 | 3484.68 | 13.131 | 1.4207 | 0.71843 | 9199.7004 | 6118 | 9
2004 | 9 | 11 | 21 | 0.0034963 | 0.00092102 | 0.0021961 | 0.002402 | 0.00017585 | 1.0158e-05 | 1.179e-05 | 0.0092132 |  | 3474.3735 | 802.479 | 1616.2872 | 3445.4677 | 52.5241 | 5.6827 | 0.71843 | 9397.5327 | 6119 | 9
2004 | 9 | 11 | 22 | 0.0031209 | 0.00098321 | 0.0020689 | 0.002333 | 0.00017585 | 1.0158e-05 | 1.179e-05 | 0.0087037 |  | 3101.3118 | 856.6657 | 1522.6864 | 3346.3953 | 52.5241 | 5.6827 | 0.71843 | 8885.9845 | 6120 | 9
2004 | 9 | 11 | 23 | 0.0028032 | 0.00099577 | 0.0019914 | 0.0023344 | 0.00017585 | 1.0158e-05 | 1.179e-05 | 0.0083225 |  | 2785.5773 | 867.613 | 1465.6525 | 3348.479 | 52.5241 | 5.6827 | 0.71843 | 8526.2469 | 6121 | 9
2004 | 9 | 11 | 24 | 0.0023189 | 0.00099876 | 0.0018891 | 0.0023259 | 0.00017585 | 1.0158e-05 | 1.179e-05 | 0.0077305 |  | 2304.4019 | 870.2166 | 1390.3522 | 3336.2607 | 52.5241 | 5.6827 | 0.71843 | 7960.1567 | 6122 | 9
2004 | 9 | 12 | 1 | 0.0016969 | 0.0010675 | 0.0018902 | 0.0023104 | 0.00017585 | 1.0158e-05 | 1.179e-05 | 0.0071629 |  | 1686.2276 | 930.1438 | 1391.1944 | 3314.0973 | 52.5241 | 5.6827 | 0.71843 | 7380.5884 | 6123 | 9
2004 | 9 | 12 | 2 | 0.0013815 | 0.0011301 | 0.0018859 | 0.0023042 | 0.00017585 | 1.0158e-05 | 1.179e-05 | 0.0068995 |  | 1372.8216 | 984.6277 | 1388.0022 | 3305.194 | 52.5241 | 5.6827 | 0.71843 | 7109.5708 | 6124 | 9
2004 | 9 | 12 | 3 | 0.0012791 | 0.0011506 | 0.0018633 | 0.0022843 | 0.00017585 | 1.0158e-05 | 1.179e-05 | 0.0067751 |  | 1271.051 | 1002.5391 | 1371.3696 | 3276.5899 | 52.5241 | 5.6827 | 0.71843 | 6980.4749 | 6125 | 9
2004 | 9 | 12 | 4 | 0.0010703 | 0.0011777 | 0.0018866 | 0.0021715 | 0.00017585 | 1.0158e-05 | 1.179e-05 | 0.0065039 |  | 1063.5751 | 1026.1339 | 1388.5013 | 3114.8157 | 52.5241 | 5.6827 | 0.71843 | 6651.9514 | 6126 | 9
2004 | 9 | 12 | 5 | 0.00094075 | 0.0012306 | 0.001916 | 0.0021901 | 0.00017585 | 1.0158e-05 | 1.179e-05 | 0.0064752 |  | 934.8508 | 1072.1836 | 1410.1646 | 3141.4308 | 52.5241 | 5.6827 | 0.71843 | 6617.555 | 6127 | 9
2004 | 9 | 12 | 6 | 0.0010116 | 0.0012743 | 0.0019506 | 0.0022102 | 0 | 0 | 1.179e-05 | 0.0064584 |  | 1005.2288 | 1110.2498 | 1435.6408 | 3170.3191 | 0 | 0 | 0.71843 | 6722.1569 | 6128 | 9
2004 | 9 | 12 | 7 | 0.0012399 | 0.0012558 | 0.0019699 | 0.0018176 | 0 | 0 | 1.179e-05 | 0.0062951 |  | 1232.1005 | 1094.2081 | 1449.8471 | 2607.2351 | 0 | 0 | 0.71843 | 6384.1091 | 6129 | 9
2004 | 9 | 12 | 8 | 0.0016812 | 0.0012172 | 0.0020883 | 0.0018519 | 0 | 0 | 1.179e-05 | 0.0068504 |  | 1670.6573 | 1060.5189 | 1536.9657 | 2656.3925 | 0 | 0 | 0.71843 | 6925.2528 | 6130 | 9
2004 | 9 | 12 | 9 | 0.0021198 | 0.001247 | 0.0021612 | 0.0019275 | 0 | 0 | 1.179e-05 | 0.0074672 |  | 2106.4723 | 1086.5284 | 1590.5915 | 2764.747 | 0 | 0 | 0.71843 | 7549.0577 | 6131 | 9
2004 | 9 | 12 | 10 | 0.0022245 | 0.0012847 | 0.0021736 | 0.0021921 | 0 | 0 | 1.179e-05 | 0.0078867 |  | 2210.541 | 1119.3319 | 1599.7702 | 3144.367 | 0 | 0 | 0.71843 | 8074.7285 | 6132 | 9
2004 | 9 | 12 | 11 | 0.0026015 | 0.0011635 | 0.0022553 | 0.0026551 | 0 | 0 | 1.179e-05 | 0.0086871 |  | 2585.1537 | 1013.7944 | 1659.8703 | 3808.4177 | 0 | 0 | 0.71843 | 9067.9545 | 6133 | 9
2004 | 9 | 12 | 12 | 0.0029249 | 0.0010908 | 0.0022405 | 0.002921 | 0 | 0 | 1.179e-05 | 0.0091889 |  | 2906.5188 | 950.4157 | 1648.9867 | 4189.8373 | 0 | 0 | 0.71843 | 9696.4769 | 6134 | 9
2004 | 9 | 12 | 13 | 0.00279 | 0.0011024 | 0.0022948 | 0.0030368 | 0 | 0 | 1.179e-05 | 0.0092358 |  | 2772.5134 | 960.5517 | 1688.9288 | 4356.0631 | 0 | 0 | 0.71843 | 9778.7755 | 6135 | 9
2004 | 9 | 12 | 14 | 0.0024441 | 0.0011325 | 0.0023056 | 0.0030476 | 0 | 0 | 1.179e-05 | 0.0089416 |  | 2428.8134 | 986.7019 | 1696.8787 | 4371.5017 | 0 | 0 | 0.71843 | 9484.6142 | 6136 | 9
2004 | 9 | 12 | 15 | 0.0030984 | 0.00092655 | 0.0023307 | 0.0032808 | 0 | 0 | 1.179e-05 | 0.0096482 |  | 3078.9815 | 807.2944 | 1715.4112 | 4705.9423 | 0 | 0 | 0.71843 | 10308.3479 | 6137 | 9
2004 | 9 | 12 | 16 | 0.002772 | 0.0010518 | 0.0023035 | 0.0034059 | 0 | 0 | 1.179e-05 | 0.0095451 |  | 2754.6576 | 916.426 | 1695.3957 | 4885.4283 | 0 | 0 | 0.71843 | 10252.626 | 6138 | 9
2004 | 9 | 12 | 17 | 0.0038652 | 0.00080841 | 0.002238 | 0.0034756 | 0 | 0 | 1.179e-05 | 0.010399 |  | 3840.9232 | 704.3639 | 1647.1244 | 4985.3532 | 0 | 0 | 0.71843 | 11178.4832 | 6139 | 9
2004 | 9 | 12 | 18 | 0.0045194 | 0.00070077 | 0.0021905 | 0.0034031 | 0 | 0 | 1.179e-05 | 0.010826 |  | 4491.1092 | 610.5781 | 1612.2245 | 4881.4503 | 0 | 0 | 0.71843 | 11596.0805 | 6140 | 9
2004 | 9 | 12 | 19 | 0.0041094 | 0.0008016 | 0.0021416 | 0.0030607 | 0 | 0 | 1.179e-05 | 0.010125 |  | 4083.608 | 698.4285 | 1576.2086 | 4390.3501 | 0 | 0 | 0.71843 | 10749.3137 | 6141 | 9
2004 | 9 | 12 | 20 | 0.0033948 | 0.00097319 | 0.0021974 | 0.0032794 | 4.3962e-05 | 2.5396e-06 | 1.179e-05 | 0.009903 |  | 3373.5033 | 847.9385 | 1617.268 | 4703.9533 | 13.131 | 1.4207 | 0.71843 | 10557.9333 | 6142 | 9
2004 | 9 | 12 | 21 | 0.0036274 | 0.00085621 | 0.0021355 | 0.0032952 | 0.00017585 | 1.0158e-05 | 1.179e-05 | 0.010112 |  | 3604.6547 | 746.0129 | 1571.6968 | 4726.6851 | 52.5241 | 5.6827 | 0.71843 | 10707.9747 | 6143 | 9
2004 | 9 | 12 | 22 | 0.0034164 | 0.00079983 | 0.0020329 | 0.0032647 | 0.00017585 | 1.0158e-05 | 1.179e-05 | 0.0097116 |  | 3395.0002 | 696.8884 | 1496.164 | 4682.9265 | 52.5241 | 5.6827 | 0.71843 | 10329.9043 | 6144 | 9
2004 | 9 | 12 | 23 | 0.0022806 | 0.0010354 | 0.0019763 | 0.0034027 | 0.00017585 | 1.0158e-05 | 1.179e-05 | 0.0088928 |  | 2266.2786 | 902.1264 | 1454.5732 | 4880.7873 | 52.5241 | 5.6827 | 0.71843 | 9562.6907 | 6145 | 9
2004 | 9 | 12 | 24 | 0.0018304 | 0.0011049 | 0.0018881 | 0.0034869 | 0.00017585 | 1.0158e-05 | 1.179e-05 | 0.0085081 |  | 1818.9308 | 962.7045 | 1389.6111 | 5001.6443 | 52.5241 | 5.6827 | 0.71843 | 9231.8159 | 6146 | 9
2004 | 9 | 13 | 1 | 0.0013168 | 0.0013015 | 0.0018969 | 0.0034759 | 0.00017585 | 1.0158e-05 | 1.179e-05 | 0.0081889 |  | 1308.5843 | 1134.0158 | 1396.0897 | 4985.8268 | 52.5241 | 5.6827 | 0.71843 | 8883.4418 | 6147 | 9
2004 | 9 | 13 | 2 | 0.0011667 | 0.0013979 | 0.0019002 | 0.0034598 | 0.00017585 | 1.0158e-05 | 1.179e-05 | 0.0081224 |  | 1159.3618 | 1217.9761 | 1398.5706 | 4962.7162 | 52.5241 | 5.6827 | 0.71843 | 8797.55 | 6148 | 9
2004 | 9 | 13 | 3 | 0.00099544 | 0.0013873 | 0.0019154 | 0.0033286 | 0.00017585 | 1.0158e-05 | 1.179e-05 | 0.0078245 |  | 989.203 | 1208.7212 | 1409.7071 | 4774.5164 | 52.5241 | 5.6827 | 0.71843 | 8441.073 | 6149 | 9
2004 | 9 | 13 | 4 | 0.00089913 | 0.0013853 | 0.001914 | 0.0034114 | 0.00017585 | 1.0158e-05 | 1.179e-05 | 0.0078076 |  | 893.49 | 1207.012 | 1408.706 | 4893.2897 | 52.5241 | 5.6827 | 0.71843 | 8461.423 | 6150 | 9
2004 | 9 | 13 | 5 | 0.00083653 | 0.0014221 | 0.002051 | 0.003585 | 0.00017585 | 1.0158e-05 | 1.179e-05 | 0.0080925 |  | 831.289 | 1239.081 | 1509.5556 | 5142.3916 | 52.5241 | 5.6827 | 0.71843 | 8781.2424 | 6151 | 9
2004 | 9 | 13 | 6 | 0.0011363 | 0.0015153 | 0.0023143 | 0.0036453 | 0 | 0 | 1.179e-05 | 0.008623 |  | 1129.1287 | 1320.2741 | 1703.3448 | 5228.8669 | 0 | 0 | 0.71843 | 9382.3329 | 6152 | 9
2004 | 9 | 13 | 7 | 0.001484 | 0.0015798 | 0.0026781 | 0.0037324 | 0 | 0 | 1.179e-05 | 0.0094861 |  | 1474.733 | 1376.5135 | 1971.0298 | 5353.702 | 0 | 0 | 0.71843 | 10176.6967 | 6153 | 9
2004 | 9 | 13 | 8 | 0.0017161 | 0.0016303 | 0.0027526 | 0.0042047 | 0 | 0 | 1.179e-05 | 0.010315 |  | 1705.3637 | 1420.4307 | 2025.8786 | 6031.2971 | 0 | 0 | 0.71843 | 11183.6885 | 6154 | 9
2004 | 9 | 13 | 9 | 0.0018511 | 0.0017119 | 0.0029102 | 0.0039508 | 0 | 0 | 1.179e-05 | 0.010436 |  | 1839.5302 | 1491.5813 | 2141.8513 | 5667.1158 | 0 | 0 | 0.71843 | 11140.7971 | 6155 | 9
2004 | 9 | 13 | 10 | 0.0019793 | 0.0017378 | 0.0029728 | 0.0041904 | 0 | 0 | 1.179e-05 | 0.010892 |  | 1966.8422 | 1514.1431 | 2187.9465 | 6010.7438 | 0 | 0 | 0.71843 | 11680.3942 | 6156 | 9
2004 | 9 | 13 | 11 | 0.0020666 | 0.0017424 | 0.0030657 | 0.0043372 | 0 | 0 | 1.179e-05 | 0.011224 |  | 2053.6768 | 1518.1828 | 2256.2977 | 6221.2965 | 0 | 0 | 0.71843 | 12050.1722 | 6157 | 9
2004 | 9 | 13 | 12 | 0.0021133 | 0.0016471 | 0.0030709 | 0.0044116 | 0 | 0 | 1.179e-05 | 0.011255 |  | 2100.0804 | 1435.094 | 2260.1937 | 6328.0409 | 0 | 0 | 0.71843 | 12124.1274 | 6158 | 9
2004 | 9 | 13 | 13 | 0.0023581 | 0.001542 | 0.0031284 | 0.0044848 | 0 | 0 | 1.179e-05 | 0.011525 |  | 2343.3276 | 1343.5578 | 2302.4463 | 6432.9858 | 0 | 0 | 0.71843 | 12423.0359 | 6159 | 9
2004 | 9 | 13 | 14 | 0.0041218 | 0.0010322 | 0.003099 | 0.0041887 | 0 | 0 | 1.179e-05 | 0.012454 |  | 4095.9697 | 899.3622 | 2280.8443 | 6008.2812 | 0 | 0 | 0.71843 | 13285.1758 | 6160 | 9
2004 | 9 | 13 | 15 | 0.0024541 | 0.0014663 | 0.0030687 | 0.0042276 | 0 | 0 | 1.179e-05 | 0.011228 |  | 2438.681 | 1277.6073 | 2258.5194 | 6064.0687 | 0 | 0 | 0.71843 | 12039.5948 | 6161 | 9
2004 | 9 | 13 | 16 | 0.0026075 | 0.0014973 | 0.0029747 | 0.0045136 | 0 | 0 | 1.179e-05 | 0.011605 |  | 2591.1186 | 1304.5999 | 2189.3577 | 6474.3765 | 0 | 0 | 0.71843 | 12560.171 | 6162 | 9
2004 | 9 | 13 | 17 | 0.0030851 | 0.0013933 | 0.002823 | 0.0044218 | 0 | 0 | 1.179e-05 | 0.011735 |  | 3065.8012 | 1214.0139 | 2077.712 | 6342.6271 | 0 | 0 | 0.71843 | 12700.8727 | 6163 | 9
2004 | 9 | 13 | 18 | 0.0030719 | 0.0013832 | 0.0027387 | 0.0045138 | 0 | 0 | 1.179e-05 | 0.011719 |  | 3052.6481 | 1205.1704 | 2015.6521 | 6474.5659 | 0 | 0 | 0.71843 | 12748.7548 | 6164 | 9
2004 | 9 | 13 | 19 | 0.003362 | 0.001249 | 0.002706 | 0.0045758 | 0 | 0 | 1.179e-05 | 0.011905 |  | 3340.968 | 1088.2123 | 1991.6208 | 6563.5038 | 0 | 0 | 0.71843 | 12985.0234 | 6165 | 9
2004 | 9 | 13 | 20 | 0.002915 | 0.0013784 | 0.0027054 | 0.0044172 | 4.3962e-05 | 2.5396e-06 | 1.179e-05 | 0.011474 |  | 2896.6901 | 1200.9655 | 1991.1421 | 6335.997 | 13.131 | 1.4207 | 0.71843 | 12440.0648 | 6166 | 9
2004 | 9 | 13 | 21 | 0.0034896 | 0.0010515 | 0.0025992 | 0.0044784 | 0.00017585 | 1.0158e-05 | 1.179e-05 | 0.011816 |  | 3467.7362 | 916.1877 | 1912.9767 | 6423.7984 | 52.5241 | 5.6827 | 0.71843 | 12779.6241 | 6167 | 9
2004 | 9 | 13 | 22 | 0.003655 | 0.00085875 | 0.002472 | 0.0044283 | 0.00017585 | 1.0158e-05 | 1.179e-05 | 0.011612 |  | 3632.0944 | 748.2259 | 1819.3618 | 6352.004 | 52.5241 | 5.6827 | 0.71843 | 12610.6112 | 6168 | 9
2004 | 9 | 13 | 23 | 0.0021948 | 0.0012161 | 0.0023514 | 0.0039773 | 0.00017585 | 1.0158e-05 | 1.179e-05 | 0.0099374 |  | 2181.0436 | 1059.5685 | 1730.5909 | 5705.0967 | 52.5241 | 5.6827 | 0.71843 | 10735.225 | 6169 | 9
2004 | 9 | 13 | 24 | 0.0015294 | 0.0012409 | 0.0021982 | 0.004258 | 0.00017585 | 1.0158e-05 | 1.179e-05 | 0.0094243 |  | 1519.8191 | 1081.2189 | 1617.8407 | 6107.6378 | 52.5241 | 5.6827 | 0.71843 | 10385.4418 | 6170 | 9
2004 | 9 | 14 | 1 | 0.0013979 | 0.0013768 | 0.0021184 | 0.0042197 | 0.00017585 | 1.0158e-05 | 1.179e-05 | 0.0093107 |  | 1389.1184 | 1199.6121 | 1559.1581 | 6052.7975 | 52.5241 | 5.6827 | 0.71843 | 10259.6114 | 6171 | 9
2004 | 9 | 14 | 2 | 0.0012695 | 0.0013367 | 0.0020736 | 0.0041964 | 0.00017585 | 1.0158e-05 | 1.179e-05 | 0.0090739 |  | 1261.528 | 1164.6344 | 1526.1592 | 6019.2682 | 52.5241 | 5.6827 | 0.71843 | 10030.515 | 6172 | 9
2004 | 9 | 14 | 3 | 0.0010377 | 0.0013587 | 0.0020824 | 0.0043048 | 0.00017585 | 1.0158e-05 | 1.179e-05 | 0.0089815 |  | 1031.2201 | 1183.8444 | 1532.6158 | 6174.8859 | 52.5241 | 5.6827 | 0.71843 | 9981.4914 | 6173 | 9
2004 | 9 | 14 | 4 | 0.00095122 | 0.0014199 | 0.002081 | 0.0042 | 0.00017585 | 1.0158e-05 | 1.179e-05 | 0.0088499 |  | 945.2528 | 1237.1415 | 1531.5959 | 6024.5723 | 52.5241 | 5.6827 | 0.71843 | 9797.4877 | 6174 | 9
2004 | 9 | 14 | 5 | 0.00087957 | 0.0014664 | 0.0021607 | 0.0042111 | 0.00017585 | 1.0158e-05 | 1.179e-05 | 0.0089156 |  | 874.0528 | 1277.6332 | 1590.2757 | 6040.4845 | 52.5241 | 5.6827 | 0.71843 | 9841.3714 | 6175 | 9
2004 | 9 | 14 | 6 | 0.0012141 | 0.0015699 | 0.0024755 | 0.0043867 | 0 | 0 | 1.179e-05 | 0.009658 |  | 1206.4738 | 1367.8485 | 1821.9304 | 6292.3332 | 0 | 0 | 0.71843 | 10689.3042 | 6176 | 9
2004 | 9 | 14 | 7 | 0.0015968 | 0.001584 | 0.0027975 | 0.0041542 | 0 | 0 | 1.179e-05 | 0.010144 |  | 1586.8025 | 1380.1716 | 2058.9506 | 5958.8397 | 0 | 0 | 0.71843 | 10985.4829 | 6177 | 9
2004 | 9 | 14 | 8 | 0.0017642 | 0.0017301 | 0.0029215 | 0.0045051 | 0 | 0 | 1.179e-05 | 0.010933 |  | 1753.1557 | 1507.4318 | 2150.2186 | 6462.1582 | 0 | 0 | 0.71843 | 11873.6827 | 6178 | 9
2004 | 9 | 14 | 9 | 0.0022613 | 0.0016509 | 0.0030266 | 0.0046989 | 0 | 0 | 1.179e-05 | 0.011649 |  | 2247.1526 | 1438.395 | 2227.5414 | 6740.1483 | 0 | 0 | 0.71843 | 12653.9557 | 6179 | 9
2004 | 9 | 14 | 10 | 0.0021419 | 0.0018323 | 0.0031318 | 0.0047956 | 0 | 0 | 1.179e-05 | 0.011913 |  | 2128.4631 | 1596.5079 | 2305.0038 | 6878.8119 | 0 | 0 | 0.71843 | 12909.5051 | 6180 | 9
2004 | 9 | 14 | 11 | 0.0021964 | 0.0018418 | 0.0032301 | 0.0048159 | 0 | 0 | 1.179e-05 | 0.012096 |  | 2182.6122 | 1604.7856 | 2377.3047 | 6907.8949 | 0 | 0 | 0.71843 | 13073.3158 | 6181 | 9
2004 | 9 | 14 | 12 | 0.0026194 | 0.0016469 | 0.0032629 | 0.0048195 | 0 | 0 | 1.179e-05 | 0.012361 |  | 2602.9737 | 1434.9352 | 2401.4856 | 6913.1563 | 0 | 0 | 0.71843 | 13353.2692 | 6182 | 9
2004 | 9 | 14 | 13 | 0.0026995 | 0.001576 | 0.0033385 | 0.0047769 | 0 | 0 | 1.179e-05 | 0.012403 |  | 2682.5862 | 1373.133 | 2457.1038 | 6852.071 | 0 | 0 | 0.71843 | 13365.6124 | 6183 | 9
2004 | 9 | 14 | 14 | 0.0028856 | 0.0015275 | 0.0032825 | 0.0045918 | 0 | 0 | 1.179e-05 | 0.012299 |  | 2867.5093 | 1330.8665 | 2415.9004 | 6586.4434 | 0 | 0 | 0.71843 | 13201.4382 | 6184 | 9
2004 | 9 | 14 | 15 | 0.0023376 | 0.0016708 | 0.0032216 | 0.0040768 | 0 | 0 | 1.179e-05 | 0.011318 |  | 2322.9215 | 1455.7698 | 2371.0408 | 5847.7142 | 0 | 0 | 0.71843 | 11998.1649 | 6185 | 9
2004 | 9 | 14 | 16 | 0.0028187 | 0.0015798 | 0.0031542 | 0.0043511 | 0 | 0 | 1.179e-05 | 0.011916 |  | 2801.0454 | 1376.4916 | 2321.4362 | 6241.3002 | 0 | 0 | 0.71843 | 12740.9918 | 6186 | 9
2004 | 9 | 14 | 17 | 0.0031894 | 0.0015675 | 0.0029644 | 0.0046064 | 0 | 0 | 1.179e-05 | 0.01234 |  | 3169.4155 | 1365.7961 | 2181.7681 | 6607.408 | 0 | 0 | 0.71843 | 13325.1062 | 6187 | 9
2004 | 9 | 14 | 18 | 0.0038095 | 0.0013869 | 0.0028969 | 0.0047491 | 0 | 0 | 1.179e-05 | 0.012854 |  | 3785.5832 | 1208.3615 | 2132.0843 | 6812.1454 | 0 | 0 | 0.71843 | 13938.8928 | 6188 | 9
2004 | 9 | 14 | 19 | 0.0036779 | 0.0013634 | 0.0029102 | 0.0045907 | 0 | 0 | 1.179e-05 | 0.012554 |  | 3654.8467 | 1187.9562 | 2141.9063 | 6584.9407 | 0 | 0 | 0.71843 | 13570.3684 | 6189 | 9
2004 | 9 | 14 | 20 | 0.0040844 | 0.0011883 | 0.0028708 | 0.00468 | 4.3962e-05 | 2.5396e-06 | 1.179e-05 | 0.012882 |  | 4058.8224 | 1035.3702 | 2112.8593 | 6713.0647 | 13.131 | 1.4207 | 0.71843 | 13935.3867 | 6190 | 9
2004 | 9 | 14 | 21 | 0.0045027 | 0.0009926 | 0.0027344 | 0.0044518 | 0.00017585 | 1.0158e-05 | 1.179e-05 | 0.012879 |  | 4474.5006 | 864.8431 | 2012.5187 | 6385.6658 | 52.5241 | 5.6827 | 0.71843 | 13796.4533 | 6191 | 9
2004 | 9 | 14 | 22 | 0.0032909 | 0.0012729 | 0.0026241 | 0.0046797 | 0.00017585 | 1.0158e-05 | 1.179e-05 | 0.012065 |  | 3270.3093 | 1109.0666 | 1931.3061 | 6712.5366 | 52.5241 | 5.6827 | 0.71843 | 13082.1438 | 6192 | 9
2004 | 9 | 14 | 23 | 0.0024048 | 0.0012825 | 0.0024614 | 0.0044825 | 0.00017585 | 1.0158e-05 | 1.179e-05 | 0.010829 |  | 2389.7143 | 1117.4501 | 1811.5701 | 6429.6928 | 52.5241 | 5.6827 | 0.71843 | 11807.3526 | 6193 | 9
2004 | 9 | 14 | 24 | 0.0017572 | 0.0013065 | 0.0023656 | 0.0044681 | 0.00017585 | 1.0158e-05 | 1.179e-05 | 0.010095 |  | 1746.2072 | 1138.3243 | 1741.0921 | 6409.1159 | 52.5241 | 5.6827 | 0.71843 | 11093.6648 | 6194 | 9
2004 | 9 | 15 | 1 | 0.0014218 | 0.0013768 | 0.0021971 | 0.0044068 | 0.00017585 | 1.0158e-05 | 1.179e-05 | 0.0096002 |  | 1412.8468 | 1199.6121 | 1617.0205 | 6321.1179 | 52.5241 | 5.6827 | 0.71843 | 10609.5224 | 6195 | 9
2004 | 9 | 15 | 2 | 0.0012901 | 0.0013367 | 0.0021699 | 0.0044856 | 0.00017585 | 1.0158e-05 | 1.179e-05 | 0.0094801 |  | 1282.0573 | 1164.6344 | 1597.0638 | 6434.1518 | 52.5241 | 5.6827 | 0.71843 | 10536.8325 | 6196 | 9
2004 | 9 | 15 | 3 | 0.0010561 | 0.0013587 | 0.0021423 | 0.0044015 | 0.00017585 | 1.0158e-05 | 1.179e-05 | 0.0091564 |  | 1049.4582 | 1183.8444 | 1576.7178 | 6313.5717 | 52.5241 | 5.6827 | 0.71843 | 10182.5173 | 6197 | 9
2004 | 9 | 15 | 4 | 0.00096804 | 0.0014199 | 0.002159 | 0.0043937 | 0.00017585 | 1.0158e-05 | 1.179e-05 | 0.0091385 |  | 961.9681 | 1237.1415 | 1589.0198 | 6302.3788 | 52.5241 | 5.6827 | 0.71843 | 10149.4334 | 6198 | 9
2004 | 9 | 15 | 5 | 0.00089691 | 0.0014664 | 0.0022206 | 0.0040344 | 0.00017585 | 1.0158e-05 | 1.179e-05 | 0.008816 |  | 891.2822 | 1277.6332 | 1634.3427 | 5786.9147 | 52.5241 | 5.6827 | 0.71843 | 9649.098 | 6199 | 9
2004 | 9 | 15 | 6 | 0.0012337 | 0.0015699 | 0.0025601 | 0.003747 | 0 | 0 | 1.179e-05 | 0.0091224 |  | 1225.9614 | 1367.8485 | 1884.1811 | 5374.6473 | 0 | 0 | 0.71843 | 9853.3567 | 6200 | 9
2004 | 9 | 15 | 7 | 0.0016197 | 0.001584 | 0.002898 | 0.0040102 | 0 | 0 | 1.179e-05 | 0.010124 |  | 1609.5839 | 1380.1716 | 2132.8755 | 5752.3094 | 0 | 0 | 0.71843 | 10875.659 | 6201 | 9
2004 | 9 | 15 | 8 | 0.0017911 | 0.0017301 | 0.0030078 | 0.0046748 | 0 | 0 | 1.179e-05 | 0.011216 |  | 1779.9036 | 1507.4318 | 2213.7461 | 6705.617 | 0 | 0 | 0.71843 | 12207.417 | 6202 | 9
2004 | 9 | 15 | 9 | 0.002292 | 0.0016509 | 0.0030989 | 0.0047056 | 0 | 0 | 1.179e-05 | 0.011759 |  | 2277.6559 | 1438.395 | 2280.7498 | 6749.7132 | 0 | 0 | 0.71843 | 12747.2323 | 6203 | 9
2004 | 9 | 15 | 10 | 0.0021729 | 0.0018323 | 0.0031698 | 0.0047948 | 0 | 0 | 1.179e-05 | 0.011982 |  | 2159.3148 | 1596.5079 | 2332.9147 | 6877.619 | 0 | 0 | 0.71843 | 12967.0749 | 6204 | 9
2004 | 9 | 15 | 11 | 0.0022407 | 0.0018418 | 0.0032284 | 0.0046473 | 0 | 0 | 1.179e-05 | 0.01197 |  | 2226.6532 | 1604.7856 | 2376.0498 | 6666.1578 | 0 | 0 | 0.71843 | 12874.3649 | 6205 | 9
2004 | 9 | 15 | 12 | 0.0026696 | 0.0016469 | 0.0032599 | 0.0047581 | 0 | 0 | 1.179e-05 | 0.012346 |  | 2652.815 | 1434.9352 | 2399.2355 | 6824.9957 | 0 | 0 | 0.71843 | 13312.6997 | 6206 | 9
2004 | 9 | 15 | 13 | 0.002745 | 0.001576 | 0.0033551 | 0.0046562 | 0 | 0 | 1.179e-05 | 0.012344 |  | 2727.7933 | 1373.133 | 2469.3135 | 6678.9383 | 0 | 0 | 0.71843 | 13249.8966 | 6207 | 9
2004 | 9 | 15 | 14 | 0.0029302 | 0.0015275 | 0.0032554 | 0.0041307 | 0 | 0 | 1.179e-05 | 0.011856 |  | 2911.8209 | 1330.8665 | 2395.9601 | 5925.124 | 0 | 0 | 0.71843 | 12564.4899 | 6208 | 9
2004 | 9 | 15 | 15 | 0.0023955 | 0.0016708 | 0.0031741 | 0.0040986 | 0 | 0 | 1.179e-05 | 0.011351 |  | 2380.5217 | 1455.7698 | 2336.1398 | 5879.0892 | 0 | 0 | 0.71843 | 12052.239 | 6209 | 9
2004 | 9 | 15 | 16 | 0.002877 | 0.0015798 | 0.0031001 | 0.0044318 | 0 | 0 | 1.179e-05 | 0.012001 |  | 2858.9646 | 1376.4916 | 2281.6603 | 6356.9975 | 0 | 0 | 0.71843 | 12874.8325 | 6210 | 9
2004 | 9 | 15 | 17 | 0.0032529 | 0.0015675 | 0.0029522 | 0.00431 | 0 | 0 | 1.179e-05 | 0.012094 |  | 3232.4829 | 1365.7961 | 2172.7911 | 6182.3507 | 0 | 0 | 0.71843 | 12954.1393 | 6211 | 9
2004 | 9 | 15 | 18 | 0.0038787 | 0.0013869 | 0.0028437 | 0.0045292 | 0 | 0 | 1.179e-05 | 0.01265 |  | 3854.3629 | 1208.3615 | 2092.9596 | 6496.768 | 0 | 0 | 0.71843 | 13653.1704 | 6212 | 9
2004 | 9 | 15 | 19 | 0.0037541 | 0.0013634 | 0.0028075 | 0.0044307 | 0 | 0 | 1.179e-05 | 0.012367 |  | 3730.5618 | 1187.9562 | 2066.2653 | 6355.3722 | 0 | 0 | 0.71843 | 13340.874 | 6213 | 9
2004 | 9 | 15 | 20 | 0.0041517 | 0.0011883 | 0.0028206 | 0.0045944 | 4.3962e-05 | 2.5396e-06 | 1.179e-05 | 0.012813 |  | 4125.7171 | 1035.3702 | 2075.9422 | 6590.2373 | 13.131 | 1.4207 | 0.71843 | 13842.5369 | 6214 | 9
2004 | 9 | 15 | 21 | 0.0045705 | 0.0009926 | 0.0026932 | 0.0045868 | 0.00017585 | 1.0158e-05 | 1.179e-05 | 0.013041 |  | 4541.8691 | 864.8431 | 1982.1495 | 6579.3007 | 52.5241 | 5.6827 | 0.71843 | 14027.0876 | 6215 | 9
2004 | 9 | 15 | 22 | 0.0033541 | 0.0012729 | 0.002578 | 0.0045098 | 0.00017585 | 1.0158e-05 | 1.179e-05 | 0.011913 |  | 3333.0478 | 1109.0666 | 1897.3923 | 6468.9483 | 52.5241 | 5.6827 | 0.71843 | 12867.3803 | 6216 | 9
2004 | 9 | 15 | 23 | 0.002449 | 0.0012825 | 0.0024533 | 0.0043257 | 0.00017585 | 1.0158e-05 | 1.179e-05 | 0.010708 |  | 2433.6254 | 1117.4501 | 1805.6447 | 6204.8132 | 52.5241 | 5.6827 | 0.71843 | 11620.4587 | 6217 | 9
2004 | 9 | 15 | 24 | 0.0017914 | 0.0013065 | 0.002335 | 0.0043045 | 0.00017585 | 1.0158e-05 | 1.179e-05 | 0.0099352 |  | 1780.1725 | 1138.3243 | 1718.5243 | 6174.4184 | 52.5241 | 5.6827 | 0.71843 | 10870.3647 | 6218 | 9
2004 | 9 | 16 | 1 | 0.0013319 | 0.0013768 | 0.0021678 | 0.0043168 | 0.00017585 | 1.0158e-05 | 1.179e-05 | 0.0093911 |  | 1323.5147 | 1199.6121 | 1595.4912 | 6192.0295 | 52.5241 | 5.6827 | 0.71843 | 10369.5727 | 6219 | 9
2004 | 9 | 16 | 2 | 0.0012226 | 0.0013367 | 0.0021133 | 0.0043294 | 0.00017585 | 1.0158e-05 | 1.179e-05 | 0.0091998 |  | 1214.8935 | 1164.6344 | 1555.3808 | 6210.1585 | 52.5241 | 5.6827 | 0.71843 | 10203.9924 | 6220 | 9
2004 | 9 | 16 | 3 | 0.0010062 | 0.0013587 | 0.0020987 | 0.004216 | 0.00017585 | 1.0158e-05 | 1.179e-05 | 0.0088775 |  | 999.9104 | 1183.8444 | 1544.6428 | 6047.461 | 52.5241 | 5.6827 | 0.71843 | 9834.7839 | 6221 | 9
2004 | 9 | 16 | 4 | 0.00093107 | 0.0014199 | 0.0021213 | 0.0040879 | 0.00017585 | 1.0158e-05 | 1.179e-05 | 0.0087579 |  | 925.236 | 1237.1415 | 1561.264 | 5863.6804 | 52.5241 | 5.6827 | 0.71843 | 9646.2471 | 6222 | 9
2004 | 9 | 16 | 5 | 0.0008545 | 0.0014664 | 0.0021833 | 0.0040161 | 0.00017585 | 1.0158e-05 | 1.179e-05 | 0.008718 |  | 849.1393 | 1277.6332 | 1606.9008 | 5760.6684 | 52.5241 | 5.6827 | 0.71843 | 9553.2668 | 6223 | 9
2004 | 9 | 16 | 6 | 0.0011768 | 0.0015699 | 0.0024686 | 0.0041028 | 0 | 0 | 1.179e-05 | 0.0093299 |  | 1169.3919 | 1367.8485 | 1816.8836 | 5885.0385 | 0 | 0 | 0.71843 | 10239.8809 | 6224 | 9
2004 | 9 | 16 | 7 | 0.00154 | 0.001584 | 0.002782 | 0.0042332 | 0 | 0 | 1.179e-05 | 0.010151 |  | 1530.3314 | 1380.1716 | 2047.5338 | 6072.1609 | 0 | 0 | 0.71843 | 11030.9162 | 6225 | 9
2004 | 9 | 16 | 8 | 0.0016759 | 0.0017301 | 0.0028886 | 0.0043138 | 0 | 0 | 1.179e-05 | 0.01062 |  | 1665.3965 | 1507.4318 | 2126.0241 | 6187.6725 | 0 | 0 | 0.71843 | 11487.2434 | 6226 | 9
2004 | 9 | 16 | 9 | 0.002134 | 0.0016509 | 0.0029941 | 0.0043859 | 0 | 0 | 1.179e-05 | 0.011177 |  | 2120.6286 | 1438.395 | 2203.6099 | 6291.2086 | 0 | 0 | 0.71843 | 12054.5605 | 6227 | 9
2004 | 9 | 16 | 10 | 0.0019475 | 0.0018323 | 0.0030806 | 0.0045602 | 0 | 0 | 1.179e-05 | 0.011432 |  | 1935.2547 | 1596.5079 | 2267.2939 | 6541.2102 | 0 | 0 | 0.71843 | 12340.9851 | 6228 | 9
2004 | 9 | 16 | 11 | 0.0020482 | 0.0018418 | 0.0031413 | 0.0041661 | 0 | 0 | 1.179e-05 | 0.011209 |  | 2035.3298 | 1604.7856 | 2311.9838 | 5975.8175 | 0 | 0 | 0.71843 | 11928.6352 | 6229 | 9
2004 | 9 | 16 | 12 | 0.0024923 | 0.0016469 | 0.0032173 | 0.0040676 | 0 | 0 | 1.179e-05 | 0.011436 |  | 2476.7069 | 1434.9352 | 2367.9345 | 5834.579 | 0 | 0 | 0.71843 | 12114.874 | 6230 | 9
2004 | 9 | 16 | 13 | 0.002583 | 0.001576 | 0.0032641 | 0.004073 | 0 | 0 | 1.179e-05 | 0.011508 |  | 2566.7973 | 1373.133 | 2402.3766 | 5842.2686 | 0 | 0 | 0.71843 | 12185.294 | 6231 | 9
2004 | 9 | 16 | 14 | 0.0027755 | 0.0015275 | 0.0032574 | 0.0044162 | 0 | 0 | 1.179e-05 | 0.011988 |  | 2758.0764 | 1330.8665 | 2397.4102 | 6334.5881 | 0 | 0 | 0.71843 | 12821.6597 | 6232 | 9
2004 | 9 | 16 | 15 | 0.002254 | 0.0016708 | 0.0030981 | 0.004488 | 0 | 0 | 1.179e-05 | 0.011523 |  | 2239.841 | 1455.7698 | 2280.2064 | 6437.6209 | 0 | 0 | 0.71843 | 12414.1566 | 6233 | 9
2004 | 9 | 16 | 16 | 0.002724 | 0.0015798 | 0.0029981 | 0.0043073 | 0 | 0 | 1.179e-05 | 0.011621 |  | 2706.9252 | 1376.4916 | 2206.5447 | 6178.3789 | 0 | 0 | 0.71843 | 12469.0588 | 6234 | 9
2004 | 9 | 16 | 17 | 0.0030748 | 0.0015675 | 0.0029012 | 0.004132 | 0 | 0 | 1.179e-05 | 0.011687 |  | 3055.529 | 1365.7961 | 2135.2925 | 5926.891 | 0 | 0 | 0.71843 | 12484.2271 | 6235 | 9
2004 | 9 | 16 | 18 | 0.0036602 | 0.0013869 | 0.0027522 | 0.0040829 | 0 | 0 | 1.179e-05 | 0.011894 |  | 3637.2907 | 1208.3615 | 2025.6124 | 5856.4877 | 0 | 0 | 0.71843 | 12728.4707 | 6236 | 9
2004 | 9 | 16 | 19 | 0.0035573 | 0.0013634 | 0.0027312 | 0.0039656 | 0 | 0 | 1.179e-05 | 0.011629 |  | 3534.9492 | 1187.9562 | 2010.1296 | 5688.2907 | 0 | 0 | 0.71843 | 12422.0442 | 6237 | 9
2004 | 9 | 16 | 20 | 0.0039542 | 0.0011883 | 0.0027268 | 0.0042459 | 4.3962e-05 | 2.5396e-06 | 1.179e-05 | 0.012173 |  | 3929.3847 | 1035.3702 | 2006.8792 | 6090.3997 | 13.131 | 1.4207 | 0.71843 | 13077.3039 | 6238 | 9
2004 | 9 | 16 | 21 | 0.0044024 | 0.0009926 | 0.0025854 | 0.0041568 | 0.00017585 | 1.0158e-05 | 1.179e-05 | 0.012335 |  | 4374.8411 | 864.8431 | 1902.8023 | 5962.581 | 52.5241 | 5.6827 | 0.71843 | 13163.9927 | 6239 | 9
2004 | 9 | 16 | 22 | 0.003202 | 0.0012729 | 0.0024573 | 0.0040831 | 0.00017585 | 1.0158e-05 | 1.179e-05 | 0.011213 |  | 3181.9487 | 1109.0666 | 1808.5805 | 5856.8668 | 52.5241 | 5.6827 | 0.71843 | 12015.3878 | 6240 | 9
2004 | 9 | 16 | 23 | 0.0023297 | 0.0012825 | 0.0023507 | 0.0039667 | 0.00017585 | 1.0158e-05 | 1.179e-05 | 0.010127 |  | 2315.1103 | 1117.4501 | 1730.1176 | 5689.8358 | 52.5241 | 5.6827 | 0.71843 | 10911.4389 | 6241 | 9
2004 | 9 | 16 | 24 | 0.0016825 | 0.0013065 | 0.0022627 | 0.0040097 | 0.00017585 | 1.0158e-05 | 1.179e-05 | 0.0094592 |  | 1671.9388 | 1138.3243 | 1665.3196 | 5751.5785 | 52.5241 | 5.6827 | 0.71843 | 10286.0864 | 6242 | 9
2004 | 9 | 17 | 1 | 0.0013817 | 0.0013478 | 0.002154 | 0.0039917 | 0.00017585 | 1.0158e-05 | 1.179e-05 | 0.009073 |  | 1373.0742 | 1174.3414 | 1585.3408 | 5725.6797 | 52.5241 | 5.6827 | 0.71843 | 9917.3613 | 6243 | 9
2004 | 9 | 17 | 2 | 0.0011519 | 0.0014306 | 0.0021119 | 0.0039191 | 0.00017585 | 1.0158e-05 | 1.179e-05 | 0.0088112 |  | 1144.6579 | 1246.4535 | 1554.3322 | 5621.5103 | 52.5241 | 5.6827 | 0.71843 | 9625.8791 | 6244 | 9
2004 | 9 | 17 | 3 | 0.001206 | 0.0013837 | 0.0020791 | 0.003948 | 0.00017585 | 1.0158e-05 | 1.179e-05 | 0.0088146 |  | 1198.4822 | 1205.6194 | 1530.2246 | 5662.9838 | 52.5241 | 5.6827 | 0.71843 | 9656.2353 | 6245 | 9
2004 | 9 | 17 | 4 | 0.0010173 | 0.0014274 | 0.0021127 | 0.0041053 | 0.00017585 | 1.0158e-05 | 1.179e-05 | 0.0088605 |  | 1010.9124 | 1243.6827 | 1554.9146 | 5888.6734 | 52.5241 | 5.6827 | 0.71843 | 9757.1083 | 6246 | 9
2004 | 9 | 17 | 5 | 0.00092593 | 0.0015476 | 0.0021608 | 0.0039121 | 0.00017585 | 1.0158e-05 | 1.179e-05 | 0.0087443 |  | 920.1244 | 1348.4188 | 1590.3293 | 5611.5948 | 52.5241 | 5.6827 | 0.71843 | 9529.3925 | 6247 | 9
2004 | 9 | 17 | 6 | 0.0011189 | 0.0015324 | 0.0024208 | 0.0041141 | 0 | 0 | 1.179e-05 | 0.0091979 |  | 1111.8903 | 1335.1713 | 1781.6776 | 5901.235 | 0 | 0 | 0.71843 | 10130.6926 | 6248 | 9
2004 | 9 | 17 | 7 | 0.0015494 | 0.0016301 | 0.0027048 | 0.004117 | 0 | 0 | 1.179e-05 | 0.010013 |  | 1539.6919 | 1420.2979 | 1990.7341 | 5905.4854 | 0 | 0 | 0.71843 | 10856.9277 | 6249 | 9
2004 | 9 | 17 | 8 | 0.0016602 | 0.0016957 | 0.0029064 | 0.0041233 | 0 | 0 | 1.179e-05 | 0.010397 |  | 1649.8402 | 1477.4472 | 2139.1042 | 5914.4775 | 0 | 0 | 0.71843 | 11181.5875 | 6250 | 9
2004 | 9 | 17 | 9 | 0.0021433 | 0.0016756 | 0.002981 | 0.0039076 | 0 | 0 | 1.179e-05 | 0.010719 |  | 2129.8799 | 1459.9704 | 2193.9888 | 5605.1068 | 0 | 0 | 0.71843 | 11389.6643 | 6251 | 9
2004 | 9 | 17 | 10 | 0.0018815 | 0.001804 | 0.0030326 | 0.0039103 | 0 | 0 | 1.179e-05 | 0.01064 |  | 1869.6832 | 1571.8483 | 2231.9798 | 5608.9308 | 0 | 0 | 0.71843 | 11283.1605 | 6252 | 9
2004 | 9 | 17 | 11 | 0.0022117 | 0.0017184 | 0.0030235 | 0.0040126 | 0 | 0 | 1.179e-05 | 0.010978 |  | 2197.8394 | 1497.2107 | 2225.3056 | 5755.7577 | 0 | 0 | 0.71843 | 11676.8318 | 6253 | 9
2004 | 9 | 17 | 12 | 0.0019936 | 0.0017166 | 0.0029618 | 0.0041125 | 0 | 0 | 1.179e-05 | 0.010796 |  | 1981.0817 | 1495.6651 | 2179.8913 | 5898.9973 | 0 | 0 | 0.71843 | 11556.3539 | 6254 | 9
2004 | 9 | 17 | 13 | 0.0025542 | 0.0015248 | 0.0030105 | 0.0042143 | 0 | 0 | 1.179e-05 | 0.011316 |  | 2538.2297 | 1328.5255 | 2215.7004 | 6044.9657 | 0 | 0 | 0.71843 | 12128.1396 | 6255 | 9
2004 | 9 | 17 | 14 | 0.002939 | 0.0013457 | 0.0030236 | 0.0044409 | 0 | 0 | 1.179e-05 | 0.011761 |  | 2920.551 | 1172.5295 | 2225.3195 | 6370.1184 | 0 | 0 | 0.71843 | 12689.2369 | 6256 | 9
2004 | 9 | 17 | 15 | 0.0027379 | 0.0014203 | 0.0029449 | 0.0043603 | 0 | 0 | 1.179e-05 | 0.011475 |  | 2720.7328 | 1237.4949 | 2167.4079 | 6254.3997 | 0 | 0 | 0.71843 | 12380.7537 | 6257 | 9
2004 | 9 | 17 | 16 | 0.0034545 | 0.0012857 | 0.0028249 | 0.0044007 | 0 | 0 | 1.179e-05 | 0.011978 |  | 3432.8306 | 1120.1938 | 2079.0942 | 6312.4366 | 0 | 0 | 0.71843 | 12945.2736 | 6258 | 9
2004 | 9 | 17 | 17 | 0.0045 | 0.0009919 | 0.0027445 | 0.0041122 | 0 | 0 | 1.179e-05 | 0.01236 |  | 4471.7927 | 864.2379 | 2019.9003 | 5898.5831 | 0 | 0 | 0.71843 | 13255.2324 | 6259 | 9
2004 | 9 | 17 | 18 | 0.0037594 | 0.0011493 | 0.0027381 | 0.0038408 | 0 | 0 | 1.179e-05 | 0.011499 |  | 3735.8335 | 1001.3709 | 2015.2069 | 5509.3255 | 0 | 0 | 0.71843 | 12262.4551 | 6260 | 9
2004 | 9 | 17 | 19 | 0.0041174 | 0.0010129 | 0.0026698 | 0.0035658 | 0 | 0 | 1.179e-05 | 0.011378 |  | 4091.5752 | 882.5406 | 1964.9322 | 5114.7584 | 0 | 0 | 0.71843 | 12054.5249 | 6261 | 9
2004 | 9 | 17 | 20 | 0.0033166 | 0.0011884 | 0.0027003 | 0.0037582 | 4.3962e-05 | 2.5396e-06 | 1.179e-05 | 0.011022 |  | 3295.7826 | 1035.4532 | 1987.4276 | 5390.7122 | 13.131 | 1.4207 | 0.71843 | 11724.6457 | 6262 | 9
2004 | 9 | 17 | 21 | 0.0027612 | 0.0012091 | 0.0025653 | 0.0036922 | 0.00017585 | 1.0158e-05 | 1.179e-05 | 0.010426 |  | 2743.8515 | 1053.5121 | 1888.0346 | 5296.1151 | 52.5241 | 5.6827 | 0.71843 | 11040.4385 | 6263 | 9
2004 | 9 | 17 | 22 | 0.002491 | 0.0012687 | 0.0024691 | 0.0033402 | 0.00017585 | 1.0158e-05 | 1.179e-05 | 0.0097668 |  | 2475.3754 | 1105.4477 | 1817.2533 | 4791.1509 | 52.5241 | 5.6827 | 0.71843 | 10248.1524 | 6264 | 9
2004 | 9 | 17 | 23 | 0.0022486 | 0.0011038 | 0.0023565 | 0.0033099 | 0.00017585 | 1.0158e-05 | 1.179e-05 | 0.0092166 |  | 2234.5174 | 961.7545 | 1734.3346 | 4747.7356 | 52.5241 | 5.6827 | 0.71843 | 9737.2674 | 6265 | 9
2004 | 9 | 17 | 24 | 0.0017623 | 0.0011872 | 0.0022014 | 0.0032621 | 0.00017585 | 1.0158e-05 | 1.179e-05 | 0.0086107 |  | 1751.2159 | 1034.4206 | 1620.186 | 4679.1438 | 52.5241 | 5.6827 | 0.71843 | 9143.8915 | 6266 | 9
2004 | 9 | 18 | 1 | 0.0016657 | 0.0011892 | 0.0020192 | 0.0032234 | 0.00017585 | 1.0158e-05 | 1.179e-05 | 0.0082952 |  | 1655.2628 | 1036.1128 | 1486.0869 | 4623.6703 | 52.5241 | 5.6827 | 0.71843 | 8860.058 | 6267 | 9
2004 | 9 | 18 | 2 | 0.001509 | 0.0011959 | 0.0020057 | 0.0032468 | 0.00017585 | 1.0158e-05 | 1.179e-05 | 0.0081552 |  | 1499.5723 | 1041.9656 | 1476.1898 | 4657.1875 | 52.5241 | 5.6827 | 0.71843 | 8733.8403 | 6268 | 9
2004 | 9 | 18 | 3 | 0.0012296 | 0.0013052 | 0.0019946 | 0.0030213 | 0.00017585 | 1.0158e-05 | 1.179e-05 | 0.0077486 |  | 1221.893 | 1137.2335 | 1468.0107 | 4333.811 | 52.5241 | 5.6827 | 0.71843 | 8219.8733 | 6269 | 9
2004 | 9 | 18 | 4 | 0.0011489 | 0.0012832 | 0.0020042 | 0.003141 | 0.00017585 | 1.0158e-05 | 1.179e-05 | 0.0077751 |  | 1141.6903 | 1118.0675 | 1475.0549 | 4505.5067 | 52.5241 | 5.6827 | 0.71843 | 8299.2446 | 6270 | 9
2004 | 9 | 18 | 5 | 0.00099245 | 0.0013355 | 0.0020188 | 0.0031512 | 0.00017585 | 1.0158e-05 | 1.179e-05 | 0.0076957 |  | 986.2238 | 1163.6166 | 1485.8038 | 4520.0927 | 52.5241 | 5.6827 | 0.71843 | 8214.6622 | 6271 | 9
2004 | 9 | 18 | 6 | 0.0011458 | 0.0013761 | 0.002082 | 0.0030713 | 0 | 0 | 1.179e-05 | 0.0076869 |  | 1138.5875 | 1198.953 | 1532.3684 | 4405.4278 | 0 | 0 | 0.71843 | 8276.0551 | 6272 | 9
2004 | 9 | 18 | 7 | 0.0015363 | 0.0013712 | 0.0021304 | 0.0030975 | 0 | 0 | 1.179e-05 | 0.0081471 |  | 1526.6616 | 1194.7449 | 1567.9272 | 4443.024 | 0 | 0 | 0.71843 | 8733.076 | 6273 | 9
2004 | 9 | 18 | 8 | 0.0019896 | 0.0013741 | 0.0021758 | 0.0031865 | 0 | 0 | 1.179e-05 | 0.0087377 |  | 1977.1124 | 1197.2592 | 1601.3508 | 4570.6648 | 0 | 0 | 0.71843 | 9347.1056 | 6274 | 9
2004 | 9 | 18 | 9 | 0.0021423 | 0.001522 | 0.0022294 | 0.0031981 | 0 | 0 | 1.179e-05 | 0.0091035 |  | 2128.8628 | 1326.0832 | 1640.7946 | 4587.3941 | 0 | 0 | 0.71843 | 9683.853 | 6275 | 9
2004 | 9 | 18 | 10 | 0.0024594 | 0.0014854 | 0.0022427 | 0.0034132 | 0 | 0 | 1.179e-05 | 0.0096125 |  | 2443.9838 | 1294.2157 | 1650.6241 | 4895.8589 | 0 | 0 | 0.71843 | 10285.4009 | 6276 | 9
2004 | 9 | 18 | 11 | 0.0035685 | 0.0012313 | 0.0023222 | 0.0031245 | 0 | 0 | 1.179e-05 | 0.010258 |  | 3546.1104 | 1072.847 | 1709.1569 | 4481.8456 | 0 | 0 | 0.71843 | 10810.6783 | 6277 | 9
2004 | 9 | 18 | 12 | 0.0046716 | 0.00089471 | 0.0023005 | 0.0030162 | 0 | 0 | 1.179e-05 | 0.010895 |  | 4642.3526 | 779.5592 | 1693.1326 | 4326.4171 | 0 | 0 | 0.71843 | 11442.18 | 6278 | 9
2004 | 9 | 18 | 13 | 0.0030237 | 0.0012835 | 0.0023139 | 0.0031002 | 0 | 0 | 1.179e-05 | 0.009733 |  | 3004.7072 | 1118.3093 | 1702.9781 | 4446.9428 | 0 | 0 | 0.71843 | 10273.6559 | 6279 | 9
2004 | 9 | 18 | 14 | 0.0028829 | 0.0012617 | 0.0022967 | 0.0032584 | 0 | 0 | 1.179e-05 | 0.0097116 |  | 2864.843 | 1099.3458 | 1690.3625 | 4673.8695 | 0 | 0 | 0.71843 | 10329.1392 | 6280 | 9
2004 | 9 | 18 | 15 | 0.0025948 | 0.0013517 | 0.0022873 | 0.0030576 | 0 | 0 | 1.179e-05 | 0.0093031 |  | 2578.5787 | 1177.6988 | 1683.4205 | 4385.7684 | 0 | 0 | 0.71843 | 9826.1849 | 6281 | 9
2004 | 9 | 18 | 16 | 0.0023082 | 0.0014155 | 0.0023006 | 0.003054 | 0 | 0 | 1.179e-05 | 0.0090901 |  | 2293.7403 | 1233.3426 | 1693.2491 | 4380.6302 | 0 | 0 | 0.71843 | 9601.6806 | 6282 | 9
2004 | 9 | 18 | 17 | 0.0029101 | 0.0013183 | 0.0022343 | 0.0030234 | 0 | 0 | 1.179e-05 | 0.0094979 |  | 2891.8595 | 1148.6178 | 1644.3941 | 4336.8125 | 0 | 0 | 0.71843 | 10022.4023 | 6283 | 9
2004 | 9 | 18 | 18 | 0.0043006 | 0.00092362 | 0.0022591 | 0.0030647 | 0 | 0 | 1.179e-05 | 0.01056 |  | 4273.6787 | 804.7434 | 1662.7151 | 4396.0216 | 0 | 0 | 0.71843 | 11137.8772 | 6284 | 9
2004 | 9 | 18 | 19 | 0.0028121 | 0.0013133 | 0.0022516 | 0.0029967 | 0 | 0 | 1.179e-05 | 0.0093855 |  | 2794.5068 | 1144.2393 | 1657.1924 | 4298.4407 | 0 | 0 | 0.71843 | 9895.0976 | 6285 | 9
2004 | 9 | 18 | 20 | 0.0035514 | 0.0010956 | 0.00224 | 0.003007 | 4.3962e-05 | 2.5396e-06 | 1.179e-05 | 0.0099523 |  | 3529.1666 | 954.6096 | 1648.6085 | 4313.2162 | 13.131 | 1.4207 | 0.71843 | 10460.871 | 6286 | 9
2004 | 9 | 18 | 21 | 0.003923 | 0.00092102 | 0.0021702 | 0.0029624 | 0.00017585 | 1.0158e-05 | 1.179e-05 | 0.010174 |  | 3898.3691 | 802.479 | 1597.2509 | 4249.2713 | 52.5241 | 5.6827 | 0.71843 | 10606.2957 | 6287 | 9
2004 | 9 | 18 | 22 | 0.0035072 | 0.00098321 | 0.0020768 | 0.0028275 | 0.00017585 | 1.0158e-05 | 1.179e-05 | 0.0095925 |  | 3485.2393 | 856.6657 | 1528.488 | 4055.8033 | 52.5241 | 5.6827 | 0.71843 | 9985.1216 | 6288 | 9
2004 | 9 | 18 | 23 | 0.0031004 | 0.00099577 | 0.0019571 | 0.0027465 | 0.00017585 | 1.0158e-05 | 1.179e-05 | 0.0089976 |  | 3081.0108 | 867.613 | 1440.4127 | 3939.5989 | 52.5241 | 5.6827 | 0.71843 | 9387.5606 | 6289 | 9
2004 | 9 | 18 | 24 | 0.002553 | 0.00099876 | 0.0018874 | 0.0028062 | 0.00017585 | 1.0158e-05 | 1.179e-05 | 0.0084431 |  | 2537.0169 | 870.2166 | 1389.0929 | 4025.1863 | 52.5241 | 5.6827 | 0.71843 | 8880.4379 | 6290 | 9
2004 | 9 | 19 | 1 | 0.0019538 | 0.0010675 | 0.0018421 | 0.0028114 | 0.00017585 | 1.0158e-05 | 1.179e-05 | 0.0078727 |  | 1941.537 | 930.1438 | 1355.7919 | 4032.7519 | 52.5241 | 5.6827 | 0.71843 | 8319.1499 | 6291 | 9
2004 | 9 | 19 | 2 | 0.0016061 | 0.0011301 | 0.0018518 | 0.002678 | 0.00017585 | 1.0158e-05 | 1.179e-05 | 0.0074637 |  | 1596.0108 | 984.6277 | 1362.9161 | 3841.2843 | 52.5241 | 5.6827 | 0.71843 | 7843.7642 | 6292 | 9
2004 | 9 | 19 | 3 | 0.0014901 | 0.0011506 | 0.0018341 | 0.0025796 | 0.00017585 | 1.0158e-05 | 1.179e-05 | 0.0072522 |  | 1480.7815 | 1002.5391 | 1349.8616 | 3700.2291 | 52.5241 | 5.6827 | 0.71843 | 7592.3365 | 6293 | 9
2004 | 9 | 19 | 4 | 0.0013043 | 0.0011777 | 0.0018534 | 0.0027317 | 0.00017585 | 1.0158e-05 | 1.179e-05 | 0.0072649 |  | 1296.0861 | 1026.1339 | 1364.0976 | 3918.3235 | 52.5241 | 5.6827 | 0.71843 | 7663.5664 | 6294 | 9
2004 | 9 | 19 | 5 | 0.0011869 | 0.0012306 | 0.001857 | 0.0025986 | 0.00017585 | 1.0158e-05 | 1.179e-05 | 0.0070708 |  | 1179.4623 | 1072.1836 | 1366.741 | 3727.389 | 52.5241 | 5.6827 | 0.71843 | 7404.7011 | 6295 | 9
2004 | 9 | 19 | 6 | 0.0013086 | 0.0012743 | 0.0019168 | 0.002478 | 0 | 0 | 1.179e-05 | 0.0069895 |  | 1300.4086 | 1110.2498 | 1410.7722 | 3554.4619 | 0 | 0 | 0.71843 | 7376.6109 | 6296 | 9
2004 | 9 | 19 | 7 | 0.0017186 | 0.0012558 | 0.0019057 | 0.0026759 | 0 | 0 | 1.179e-05 | 0.0075678 |  | 1707.8736 | 1094.2081 | 1402.557 | 3838.3006 | 0 | 0 | 0.71843 | 8043.6577 | 6297 | 9
2004 | 9 | 19 | 8 | 0.0021948 | 0.0012172 | 0.0020658 | 0.0028189 | 0 | 0 | 1.179e-05 | 0.0083085 |  | 2180.9919 | 1060.5189 | 1520.4337 | 4043.4664 | 0 | 0 | 0.71843 | 8806.1294 | 6298 | 9
2004 | 9 | 19 | 9 | 0.0025631 | 0.001247 | 0.0021297 | 0.0028297 | 0 | 0 | 1.179e-05 | 0.0087813 |  | 2546.9915 | 1086.5284 | 1567.4796 | 4058.9641 | 0 | 0 | 0.71843 | 9260.6821 | 6299 | 9
2004 | 9 | 19 | 10 | 0.0026388 | 0.0012847 | 0.0021292 | 0.002823 | 0 | 0 | 1.179e-05 | 0.0088874 |  | 2622.2337 | 1119.3319 | 1567.0615 | 4049.2559 | 0 | 0 | 0.71843 | 9358.6015 | 6300 | 9
2004 | 9 | 19 | 11 | 0.0029889 | 0.0011635 | 0.0021895 | 0.0028679 | 0 | 0 | 1.179e-05 | 0.0092216 |  | 2970.1418 | 1013.7944 | 1611.4866 | 4113.6861 | 0 | 0 | 0.71843 | 9709.8274 | 6301 | 9
2004 | 9 | 19 | 12 | 0.0032883 | 0.0010908 | 0.002187 | 0.0028993 | 0 | 0 | 1.179e-05 | 0.0094772 |  | 3267.6877 | 950.4157 | 1609.6049 | 4158.8417 | 0 | 0 | 0.71843 | 9987.2685 | 6302 | 9
2004 | 9 | 19 | 13 | 0.0031298 | 0.0011024 | 0.0022286 | 0.0028362 | 0 | 0 | 1.179e-05 | 0.0093089 |  | 3110.2182 | 960.5517 | 1640.2691 | 4068.2465 | 0 | 0 | 0.71843 | 9780.0039 | 6303 | 9
2004 | 9 | 19 | 14 | 0.0027735 | 0.0011325 | 0.0022278 | 0.0027637 | 0 | 0 | 1.179e-05 | 0.0089093 |  | 2756.1222 | 986.7019 | 1639.6392 | 3964.3315 | 0 | 0 | 0.71843 | 9347.5133 | 6304 | 9
2004 | 9 | 19 | 15 | 0.003412 | 0.00092655 | 0.0022542 | 0.0029934 | 0 | 0 | 1.179e-05 | 0.0095979 |  | 3390.5853 | 807.2944 | 1659.0524 | 4293.7405 | 0 | 0 | 0.71843 | 10151.391 | 6305 | 9
2004 | 9 | 19 | 16 | 0.0031232 | 0.0010518 | 0.0022421 | 0.0031794 | 0 | 0 | 1.179e-05 | 0.0096083 |  | 3103.6638 | 916.426 | 1650.1418 | 4560.5306 | 0 | 0 | 0.71843 | 10231.4806 | 6306 | 9
2004 | 9 | 19 | 17 | 0.0042651 | 0.00080841 | 0.0022199 | 0.0032928 | 0 | 0 | 1.179e-05 | 0.010598 |  | 4238.3492 | 704.3639 | 1633.7985 | 4723.2163 | 0 | 0 | 0.71843 | 11300.4464 | 6307 | 9
2004 | 9 | 19 | 18 | 0.0049772 | 0.00070077 | 0.0021708 | 0.0029844 | 0 | 0 | 1.179e-05 | 0.010845 |  | 4945.9927 | 610.5781 | 1597.6626 | 4280.8001 | 0 | 0 | 0.71843 | 11435.7519 | 6308 | 9
2004 | 9 | 19 | 19 | 0.0046775 | 0.0008016 | 0.0020781 | 0.0031374 | 0 | 0 | 1.179e-05 | 0.010706 |  | 4648.1685 | 698.4285 | 1529.472 | 4500.3505 | 0 | 0 | 0.71843 | 11377.138 | 6309 | 9
2004 | 9 | 19 | 20 | 0.003928 | 0.00097319 | 0.0021439 | 0.0033735 | 4.3962e-05 | 2.5396e-06 | 1.179e-05 | 0.010477 |  | 3903.378 | 847.9385 | 1577.9146 | 4838.9234 | 13.131 | 1.4207 | 0.71843 | 11183.4247 | 6310 | 9
2004 | 9 | 19 | 21 | 0.0041195 | 0.00085621 | 0.0020771 | 0.0034385 | 0.00017585 | 1.0158e-05 | 1.179e-05 | 0.010689 |  | 4093.7091 | 746.0129 | 1528.7046 | 4932.2296 | 52.5241 | 5.6827 | 0.71843 | 11359.5813 | 6311 | 9
2004 | 9 | 19 | 22 | 0.0038412 | 0.00079983 | 0.0020125 | 0.0034308 | 0.00017585 | 1.0158e-05 | 1.179e-05 | 0.010282 |  | 3817.1156 | 696.8884 | 1481.1823 | 4921.0891 | 52.5241 | 5.6827 | 0.71843 | 10975.2006 | 6312 | 9
2004 | 9 | 19 | 23 | 0.0026566 | 0.0010354 | 0.0019857 | 0.0035671 | 0.00017585 | 1.0158e-05 | 1.179e-05 | 0.0094426 |  | 2639.9386 | 902.1264 | 1461.4818 | 5116.6885 | 52.5241 | 5.6827 | 0.71843 | 10179.1605 | 6313 | 9
2004 | 9 | 19 | 24 | 0.0021078 | 0.0011049 | 0.0018956 | 0.0036898 | 0.00017585 | 1.0158e-05 | 1.179e-05 | 0.0089959 |  | 2094.5616 | 962.7045 | 1395.1722 | 5292.7053 | 52.5241 | 5.6827 | 0.71843 | 9804.0688 | 6314 | 9
2004 | 9 | 20 | 1 | 0.0014333 | 0.0013015 | 0.0019483 | 0.0035526 | 0.00017585 | 1.0158e-05 | 1.179e-05 | 0.0084335 |  | 1424.2966 | 1134.0158 | 1433.9601 | 5095.8156 | 52.5241 | 5.6827 | 0.71843 | 9147.0133 | 6315 | 9
2004 | 9 | 20 | 2 | 0.0012797 | 0.0013979 | 0.001925 | 0.0033864 | 0.00017585 | 1.0158e-05 | 1.179e-05 | 0.0081868 |  | 1271.6295 | 1217.9761 | 1416.8191 | 4857.452 | 52.5241 | 5.6827 | 0.71843 | 8822.802 | 6316 | 9
2004 | 9 | 20 | 3 | 0.0011151 | 0.0013873 | 0.0019412 | 0.0034273 | 0.00017585 | 1.0158e-05 | 1.179e-05 | 0.0080686 |  | 1108.0948 | 1208.7212 | 1428.7232 | 4916.0691 | 52.5241 | 5.6827 | 0.71843 | 8720.5335 | 6317 | 9
2004 | 9 | 20 | 4 | 0.0010488 | 0.0013853 | 0.0019626 | 0.0037102 | 0.00017585 | 1.0158e-05 | 1.179e-05 | 0.0083046 |  | 1042.203 | 1207.012 | 1444.4515 | 5321.8777 | 52.5241 | 5.6827 | 0.71843 | 9074.4695 | 6318 | 9
2004 | 9 | 20 | 5 | 0.00099018 | 0.0014221 | 0.0020376 | 0.0037396 | 0.00017585 | 1.0158e-05 | 1.179e-05 | 0.0083873 |  | 983.9684 | 1239.081 | 1499.6654 | 5364.038 | 52.5241 | 5.6827 | 0.71843 | 9145.6781 | 6319 | 9
2004 | 9 | 20 | 6 | 0.0013151 | 0.0015153 | 0.0022526 | 0.0035635 | 0 | 0 | 1.179e-05 | 0.0086582 |  | 1306.8437 | 1320.2741 | 1657.903 | 5111.4318 | 0 | 0 | 0.71843 | 9397.171 | 6320 | 9
2004 | 9 | 20 | 7 | 0.0017802 | 0.0015798 | 0.0025139 | 0.0038272 | 0 | 0 | 1.179e-05 | 0.0097129 |  | 1769.0469 | 1376.5135 | 1850.1776 | 5489.7373 | 0 | 0 | 0.71843 | 10486.1938 | 6321 | 9
2004 | 9 | 20 | 8 | 0.0020045 | 0.0016303 | 0.0026216 | 0.0042068 | 0 | 0 | 1.179e-05 | 0.010475 |  | 1991.9443 | 1420.4307 | 1929.4472 | 6034.1862 | 0 | 0 | 0.71843 | 11376.7268 | 6322 | 9
2004 | 9 | 20 | 9 | 0.0020437 | 0.0017119 | 0.0027072 | 0.0044063 | 0 | 0 | 1.179e-05 | 0.010881 |  | 2030.9256 | 1491.5813 | 1992.4449 | 6320.4167 | 0 | 0 | 0.71843 | 11836.087 | 6323 | 9
2004 | 9 | 20 | 10 | 0.0020806 | 0.0017378 | 0.0027501 | 0.0044426 | 0 | 0 | 1.179e-05 | 0.011023 |  | 2067.5299 | 1514.1431 | 2024.0887 | 6372.4747 | 0 | 0 | 0.71843 | 11978.9548 | 6324 | 9
2004 | 9 | 20 | 11 | 0.0021879 | 0.0017424 | 0.0028361 | 0.0043854 | 0 | 0 | 1.179e-05 | 0.011164 |  | 2174.2214 | 1518.1828 | 2087.3593 | 6290.451 | 0 | 0 | 0.71843 | 12070.9329 | 6325 | 9
2004 | 9 | 20 | 12 | 0.002235 | 0.0016471 | 0.0027967 | 0.0043876 | 0 | 0 | 1.179e-05 | 0.011078 |  | 2220.9561 | 1435.094 | 2058.3515 | 6293.5765 | 0 | 0 | 0.71843 | 12008.6964 | 6326 | 9
2004 | 9 | 20 | 13 | 0.0024749 | 0.001542 | 0.0029094 | 0.0042198 | 0 | 0 | 1.179e-05 | 0.011158 |  | 2459.4115 | 1343.5578 | 2141.2622 | 6052.8453 | 0 | 0 | 0.71843 | 11997.7952 | 6327 | 9
2004 | 9 | 20 | 14 | 0.0042377 | 0.0010322 | 0.0028301 | 0.0044976 | 0 | 0 | 1.179e-05 | 0.012609 |  | 4211.0881 | 899.3622 | 2082.9571 | 6451.4081 | 0 | 0 | 0.71843 | 13645.5339 | 6328 | 9
2004 | 9 | 20 | 15 | 0.0025781 | 0.0014663 | 0.0027654 | 0.0046003 | 0 | 0 | 1.179e-05 | 0.011422 |  | 2561.9274 | 1277.6073 | 2035.3072 | 6598.7502 | 0 | 0 | 0.71843 | 12474.3105 | 6329 | 9
2004 | 9 | 20 | 16 | 0.0027487 | 0.0014973 | 0.0027076 | 0.0045716 | 0 | 0 | 1.179e-05 | 0.011537 |  | 2731.4909 | 1304.5999 | 1992.7519 | 6557.4894 | 0 | 0 | 0.71843 | 12587.0504 | 6330 | 9
2004 | 9 | 20 | 17 | 0.0032406 | 0.0013933 | 0.0025756 | 0.0042139 | 0 | 0 | 1.179e-05 | 0.011435 |  | 3220.2617 | 1214.0139 | 1895.6578 | 6044.3917 | 0 | 0 | 0.71843 | 12375.0435 | 6331 | 9
2004 | 9 | 20 | 18 | 0.0032331 | 0.0013832 | 0.0025067 | 0.0041191 | 0 | 0 | 1.179e-05 | 0.011254 |  | 3212.7901 | 1205.1704 | 1844.922 | 5908.4275 | 0 | 0 | 0.71843 | 12172.0284 | 6332 | 9
2004 | 9 | 20 | 19 | 0.0036334 | 0.001249 | 0.0025124 | 0.0044662 | 0 | 0 | 1.179e-05 | 0.011873 |  | 3610.5994 | 1088.2123 | 1849.0748 | 6406.2881 | 0 | 0 | 0.71843 | 12954.8931 | 6333 | 9
2004 | 9 | 20 | 20 | 0.0031543 | 0.0013784 | 0.0024942 | 0.0044356 | 4.3962e-05 | 2.5396e-06 | 1.179e-05 | 0.011521 |  | 3134.5649 | 1200.9655 | 1835.7426 | 6362.5058 | 13.131 | 1.4207 | 0.71843 | 12549.0489 | 6334 | 9
2004 | 9 | 20 | 21 | 0.0037281 | 0.0010515 | 0.0024479 | 0.0044584 | 0.00017585 | 1.0158e-05 | 1.179e-05 | 0.011884 |  | 3704.6957 | 916.1877 | 1801.674 | 6395.1825 | 52.5241 | 5.6827 | 0.71843 | 12876.6651 | 6335 | 9
2004 | 9 | 20 | 22 | 0.003856 | 0.00085875 | 0.0023656 | 0.0043964 | 0.00017585 | 1.0158e-05 | 1.179e-05 | 0.011674 |  | 3831.8291 | 748.2259 | 1741.0431 | 6306.1735 | 52.5241 | 5.6827 | 0.71843 | 12686.1968 | 6336 | 9
2004 | 9 | 20 | 23 | 0.0023825 | 0.0012161 | 0.0022272 | 0.004273 | 0.00017585 | 1.0158e-05 | 1.179e-05 | 0.010297 |  | 2367.6038 | 1059.5685 | 1639.2278 | 6129.1859 | 52.5241 | 5.6827 | 0.71843 | 11254.5113 | 6337 | 9
2004 | 9 | 20 | 24 | 0.0016472 | 0.0012409 | 0.0020611 | 0.0042157 | 0.00017585 | 1.0158e-05 | 1.179e-05 | 0.0093628 |  | 1636.867 | 1081.2189 | 1516.9838 | 6047.0554 | 52.5241 | 5.6827 | 0.71843 | 10341.0503 | 6338 | 9
2004 | 9 | 21 | 1 | 0.0013351 | 0.0013768 | 0.0019007 | 0.0038205 | 0.00017585 | 1.0158e-05 | 1.179e-05 | 0.0086309 |  | 1326.7133 | 1199.6121 | 1398.8949 | 5480.1238 | 52.5241 | 5.6827 | 0.71843 | 9464.2693 | 6339 | 9
2004 | 9 | 21 | 2 | 0.0012351 | 0.0013367 | 0.0019023 | 0.0041758 | 0.00017585 | 1.0158e-05 | 1.179e-05 | 0.0088476 |  | 1227.3255 | 1164.6344 | 1400.0433 | 5989.8238 | 52.5241 | 5.6827 | 0.71843 | 9840.7523 | 6340 | 9
2004 | 9 | 21 | 3 | 0.0010331 | 0.0013587 | 0.0018961 | 0.0039015 | 0.00017585 | 1.0158e-05 | 1.179e-05 | 0.0083872 |  | 1026.6102 | 1183.8444 | 1395.5099 | 5596.3278 | 52.5241 | 5.6827 | 0.71843 | 9261.2176 | 6341 | 9
2004 | 9 | 21 | 4 | 0.0009893 | 0.0014199 | 0.001902 | 0.0036514 | 0.00017585 | 1.0158e-05 | 1.179e-05 | 0.0081604 |  | 983.095 | 1237.1415 | 1399.8627 | 5237.593 | 52.5241 | 5.6827 | 0.71843 | 8916.6175 | 6342 | 9
2004 | 9 | 21 | 5 | 0.0009143 | 0.0014664 | 0.0019999 | 0.0037362 | 0.00017585 | 1.0158e-05 | 1.179e-05 | 0.0083146 |  | 908.5708 | 1277.6332 | 1471.9452 | 5359.2195 | 52.5241 | 5.6827 | 0.71843 | 9076.294 | 6343 | 9
2004 | 9 | 21 | 6 | 0.0012494 | 0.0015699 | 0.0022718 | 0.0040364 | 0 | 0 | 1.179e-05 | 0.0091393 |  | 1241.5647 | 1367.8485 | 1672.0246 | 5789.8199 | 0 | 0 | 0.71843 | 10071.9761 | 6344 | 9
2004 | 9 | 21 | 7 | 0.0017004 | 0.001584 | 0.0025859 | 0.0044826 | 0 | 0 | 1.179e-05 | 0.010365 |  | 1689.7559 | 1380.1716 | 1903.1919 | 6429.9079 | 0 | 0 | 0.71843 | 11403.7458 | 6345 | 9
2004 | 9 | 21 | 8 | 0.001815 | 0.0017301 | 0.0027096 | 0.0047087 | 0 | 0 | 1.179e-05 | 0.010975 |  | 1803.6649 | 1507.4318 | 1994.2616 | 6754.119 | 0 | 0 | 0.71843 | 12060.1958 | 6346 | 9
2004 | 9 | 21 | 9 | 0.002178 | 0.0016509 | 0.002788 | 0.0042736 | 0 | 0 | 1.179e-05 | 0.010902 |  | 2164.3266 | 1438.395 | 2051.9415 | 6130.1252 | 0 | 0 | 0.71843 | 11785.5068 | 6347 | 9
2004 | 9 | 21 | 10 | 0.0019167 | 0.0018323 | 0.0029032 | 0.004494 | 0 | 0 | 1.179e-05 | 0.011158 |  | 1904.7068 | 1596.5079 | 2136.7427 | 6446.2048 | 0 | 0 | 0.71843 | 12084.8807 | 6348 | 9
2004 | 9 | 21 | 11 | 0.0019749 | 0.0018418 | 0.0029339 | 0.0046655 | 0 | 0 | 1.179e-05 | 0.011428 |  | 1962.4799 | 1604.7856 | 2159.2986 | 6692.1643 | 0 | 0 | 0.71843 | 12419.4469 | 6349 | 9
2004 | 9 | 21 | 12 | 0.002393 | 0.0016469 | 0.0028756 | 0.0046835 | 0 | 0 | 1.179e-05 | 0.011611 |  | 2378.0021 | 1434.9352 | 2116.4332 | 6718.0113 | 0 | 0 | 0.71843 | 12648.1002 | 6350 | 9
2004 | 9 | 21 | 13 | 0.0024985 | 0.001576 | 0.0029762 | 0.0046874 | 0 | 0 | 1.179e-05 | 0.01175 |  | 2482.8807 | 1373.133 | 2190.4411 | 6723.5593 | 0 | 0 | 0.71843 | 12770.7326 | 6351 | 9
2004 | 9 | 21 | 14 | 0.0026936 | 0.0015275 | 0.0029379 | 0.0046749 | 0 | 0 | 1.179e-05 | 0.011846 |  | 2676.6675 | 1330.8665 | 2162.2604 | 6705.6529 | 0 | 0 | 0.71843 | 12876.1658 | 6352 | 9
2004 | 9 | 21 | 15 | 0.0021204 | 0.0016708 | 0.0028622 | 0.0047039 | 0 | 0 | 1.179e-05 | 0.011369 |  | 2107.0997 | 1455.7698 | 2106.5673 | 6747.2445 | 0 | 0 | 0.71843 | 12417.3999 | 6353 | 9
2004 | 9 | 21 | 16 | 0.0026046 | 0.0015798 | 0.0027995 | 0.0045434 | 0 | 0 | 1.179e-05 | 0.011539 |  | 2588.297 | 1376.4916 | 2060.3781 | 6517.1008 | 0 | 0 | 0.71843 | 12542.9859 | 6354 | 9
2004 | 9 | 21 | 17 | 0.002947 | 0.0015675 | 0.0026895 | 0.0045257 | 0 | 0 | 1.179e-05 | 0.011742 |  | 2928.5686 | 1365.7961 | 1979.4318 | 6491.7301 | 0 | 0 | 0.71843 | 12766.2451 | 6355 | 9
2004 | 9 | 21 | 18 | 0.0035155 | 0.0013869 | 0.0026306 | 0.0041843 | 0 | 0 | 1.179e-05 | 0.011729 |  | 3493.4802 | 1208.3615 | 1936.1338 | 6002.0497 | 0 | 0 | 0.71843 | 12640.7436 | 6356 | 9
2004 | 9 | 21 | 19 | 0.0034752 | 0.0013634 | 0.0026107 | 0.0040331 | 0 | 0 | 1.179e-05 | 0.011494 |  | 3453.3661 | 1187.9562 | 1921.4313 | 5785.0768 | 0 | 0 | 0.71843 | 12348.5489 | 6357 | 9
2004 | 9 | 21 | 20 | 0.0038831 | 0.0011883 | 0.0026201 | 0.004386 | 4.3962e-05 | 2.5396e-06 | 1.179e-05 | 0.012136 |  | 3858.728 | 1035.3702 | 1928.3854 | 6291.3315 | 13.131 | 1.4207 | 0.71843 | 13129.0852 | 6358 | 9
2004 | 9 | 21 | 21 | 0.0043263 | 0.0009926 | 0.0025309 | 0.0040128 | 0.00017585 | 1.0158e-05 | 1.179e-05 | 0.01206 |  | 4299.2142 | 864.8431 | 1862.7198 | 5755.9919 | 52.5241 | 5.6827 | 0.71843 | 12841.6942 | 6359 | 9
2004 | 9 | 21 | 22 | 0.0031128 | 0.0012729 | 0.0024329 | 0.0042656 | 0.00017585 | 1.0158e-05 | 1.179e-05 | 0.011282 |  | 3093.2706 | 1109.0666 | 1790.6228 | 6118.6515 | 52.5241 | 5.6827 | 0.71843 | 12170.5367 | 6360 | 9
2004 | 9 | 21 | 23 | 0.0023085 | 0.0012825 | 0.0023112 | 0.0043124 | 0.00017585 | 1.0158e-05 | 1.179e-05 | 0.010412 |  | 2294.0057 | 1117.4501 | 1701.0126 | 6185.7914 | 52.5241 | 5.6827 | 0.71843 | 11357.185 | 6361 | 9
2004 | 9 | 21 | 24 | 0.0016438 | 0.0013065 | 0.0021823 | 0.0043404 | 0.00017585 | 1.0158e-05 | 1.179e-05 | 0.0096708 |  | 1633.4945 | 1138.3243 | 1606.1592 | 6225.9467 | 52.5241 | 5.6827 | 0.71843 | 10662.8499 | 6362 | 9
2004 | 9 | 22 | 1 | 0.0014176 | 0.0013768 | 0.0019929 | 0.0043773 | 0.00017585 | 1.0158e-05 | 1.179e-05 | 0.0093624 |  | 1408.7339 | 1199.6121 | 1466.7596 | 6278.8216 | 52.5241 | 5.6827 | 0.71843 | 10412.8524 | 6363 | 9
2004 | 9 | 22 | 2 | 0.0013072 | 0.0013367 | 0.0019691 | 0.0041635 | 0.00017585 | 1.0158e-05 | 1.179e-05 | 0.0089743 |  | 1299.0273 | 1164.6344 | 1449.2543 | 5972.1562 | 52.5241 | 5.6827 | 0.71843 | 9943.9974 | 6364 | 9
2004 | 9 | 22 | 3 | 0.0011009 | 0.0013587 | 0.0019541 | 0.0042708 | 0.00017585 | 1.0158e-05 | 1.179e-05 | 0.0088823 |  | 1093.9882 | 1183.8444 | 1438.2307 | 6126.0099 | 52.5241 | 5.6827 | 0.71843 | 9900.9984 | 6365 | 9
2004 | 9 | 22 | 4 | 0.0010645 | 0.0014199 | 0.0019832 | 0.0039018 | 0.00017585 | 1.0158e-05 | 1.179e-05 | 0.0085671 |  | 1057.7915 | 1237.1415 | 1459.6269 | 5596.7449 | 52.5241 | 5.6827 | 0.71843 | 9410.2301 | 6366 | 9
2004 | 9 | 22 | 5 | 0.00099338 | 0.0014664 | 0.0020214 | 0.0041838 | 0.00017585 | 1.0158e-05 | 1.179e-05 | 0.0088627 |  | 987.1547 | 1277.6332 | 1487.7066 | 6001.3199 | 52.5241 | 5.6827 | 0.71843 | 9812.7395 | 6367 | 9
2004 | 9 | 22 | 6 | 0.0013448 | 0.0015699 | 0.0023194 | 0.0041291 | 0 | 0 | 1.179e-05 | 0.009375 |  | 1336.3941 | 1367.8485 | 1707.0608 | 5922.8184 | 0 | 0 | 0.71843 | 10334.8402 | 6368 | 9
2004 | 9 | 22 | 7 | 0.0018542 | 0.001584 | 0.0026277 | 0.0040925 | 0 | 0 | 1.179e-05 | 0.01017 |  | 1842.6027 | 1380.1716 | 1933.9761 | 5870.2842 | 0 | 0 | 0.71843 | 11027.7531 | 6369 | 9
2004 | 9 | 22 | 8 | 0.00198 | 0.0017301 | 0.0027828 | 0.0041794 | 0 | 0 | 1.179e-05 | 0.010684 |  | 1967.6149 | 1507.4318 | 2048.1274 | 5994.9208 | 0 | 0 | 0.71843 | 11518.8134 | 6370 | 9
2004 | 9 | 22 | 9 | 0.0023204 | 0.0016509 | 0.0028309 | 0.0044102 | 0 | 0 | 1.179e-05 | 0.011224 |  | 2305.8478 | 1438.395 | 2083.5015 | 6325.9544 | 0 | 0 | 0.71843 | 12154.4171 | 6371 | 9
2004 | 9 | 22 | 10 | 0.0020498 | 0.0018323 | 0.002934 | 0.004431 | 0 | 0 | 1.179e-05 | 0.011259 |  | 2036.9672 | 1596.5079 | 2159.3863 | 6355.7932 | 0 | 0 | 0.71843 | 12149.3731 | 6372 | 9
2004 | 9 | 22 | 11 | 0.0020993 | 0.0018418 | 0.0028904 | 0.0045016 | 0 | 0 | 1.179e-05 | 0.011345 |  | 2086.1612 | 1604.7856 | 2127.3118 | 6457.124 | 0 | 0 | 0.71843 | 12276.101 | 6373 | 9
2004 | 9 | 22 | 12 | 0.0025098 | 0.0016469 | 0.0029268 | 0.0045684 | 0 | 0 | 1.179e-05 | 0.011664 |  | 2494.0312 | 1434.9352 | 2154.085 | 6552.9938 | 0 | 0 | 0.71843 | 12636.7635 | 6374 | 9
2004 | 9 | 22 | 13 | 0.0026077 | 0.001576 | 0.0030085 | 0.0043949 | 0 | 0 | 1.179e-05 | 0.011599 |  | 2591.3717 | 1373.133 | 2214.228 | 6304.0486 | 0 | 0 | 0.71843 | 12483.4997 | 6375 | 9
2004 | 9 | 22 | 14 | 0.0027994 | 0.0015275 | 0.0029497 | 0.0043619 | 0 | 0 | 1.179e-05 | 0.01165 |  | 2781.8187 | 1330.8665 | 2170.9522 | 6256.7825 | 0 | 0 | 0.71843 | 12541.1384 | 6376 | 9
2004 | 9 | 22 | 15 | 0.0022211 | 0.0016708 | 0.0028443 | 0.0044268 | 0 | 0 | 1.179e-05 | 0.011175 |  | 2207.2055 | 1455.7698 | 2093.415 | 6349.8528 | 0 | 0 | 0.71843 | 12106.9616 | 6377 | 9
2004 | 9 | 22 | 16 | 0.0027175 | 0.0015798 | 0.0028111 | 0.0047143 | 0 | 0 | 1.179e-05 | 0.011834 |  | 2700.4187 | 1376.4916 | 2068.9441 | 6762.2235 | 0 | 0 | 0.71843 | 12908.7963 | 6378 | 9
2004 | 9 | 22 | 17 | 0.0030755 | 0.0015675 | 0.0026374 | 0.0044944 | 0 | 0 | 1.179e-05 | 0.011787 |  | 3056.2456 | 1365.7961 | 1941.0739 | 6446.8145 | 0 | 0 | 0.71843 | 12810.6486 | 6379 | 9
2004 | 9 | 22 | 18 | 0.0036626 | 0.0013869 | 0.0026337 | 0.0044953 | 0 | 0 | 1.179e-05 | 0.01219 |  | 3639.616 | 1208.3615 | 1938.3566 | 6448.052 | 0 | 0 | 0.71843 | 13235.1045 | 6380 | 9
2004 | 9 | 22 | 19 | 0.0036577 | 0.0013634 | 0.0026202 | 0.0045474 | 0 | 0 | 1.179e-05 | 0.0122 |  | 3634.7368 | 1187.9562 | 1928.4314 | 6522.7768 | 0 | 0 | 0.71843 | 13274.6196 | 6381 | 9
2004 | 9 | 22 | 20 | 0.0040544 | 0.0011883 | 0.002595 | 0.0043271 | 4.3962e-05 | 2.5396e-06 | 1.179e-05 | 0.012223 |  | 4028.9555 | 1035.3702 | 1909.8769 | 6206.8528 | 13.131 | 1.4207 | 0.71843 | 13196.3255 | 6382 | 9
2004 | 9 | 22 | 21 | 0.0044844 | 0.0009926 | 0.0025093 | 0.0042993 | 0.00017585 | 1.0158e-05 | 1.179e-05 | 0.012483 |  | 4456.3277 | 864.8431 | 1846.8234 | 6166.889 | 52.5241 | 5.6827 | 0.71843 | 13393.8085 | 6383 | 9
2004 | 9 | 22 | 22 | 0.0032492 | 0.0012729 | 0.0024317 | 0.0043078 | 0.00017585 | 1.0158e-05 | 1.179e-05 | 0.011459 |  | 3228.8793 | 1109.0666 | 1789.731 | 6179.1249 | 52.5241 | 5.6827 | 0.71843 | 12365.727 | 6384 | 9
2004 | 9 | 22 | 23 | 0.0024293 | 0.0012825 | 0.0023386 | 0.0041937 | 0.00017585 | 1.0158e-05 | 1.179e-05 | 0.010442 |  | 2414.0477 | 1117.4501 | 1721.1812 | 6015.498 | 52.5241 | 5.6827 | 0.71843 | 11327.1022 | 6385 | 9
2004 | 9 | 22 | 24 | 0.0017329 | 0.0013065 | 0.0021939 | 0.0040277 | 0.00017585 | 1.0158e-05 | 1.179e-05 | 0.0094588 |  | 1722.0436 | 1138.3243 | 1614.7063 | 5777.3949 | 52.5241 | 5.6827 | 0.71843 | 10311.3943 | 6386 | 9
2004 | 9 | 23 | 1 | 0.0012873 | 0.0013768 | 0.0020686 | 0.0038149 | 0.00017585 | 1.0158e-05 | 1.179e-05 | 0.0087454 |  | 1279.27 | 1199.6121 | 1522.4513 | 5472.0734 | 52.5241 | 5.6827 | 0.71843 | 9532.3319 | 6387 | 9
2004 | 9 | 23 | 2 | 0.0011933 | 0.0013367 | 0.002023 | 0.0042272 | 0.00017585 | 1.0158e-05 | 1.179e-05 | 0.008978 |  | 1185.851 | 1164.6344 | 1488.9288 | 6063.4477 | 52.5241 | 5.6827 | 0.71843 | 9961.7871 | 6388 | 9
2004 | 9 | 23 | 3 | 0.00099387 | 0.0013587 | 0.0020047 | 0.0041154 | 0.00017585 | 1.0158e-05 | 1.179e-05 | 0.0086704 |  | 987.6367 | 1183.8444 | 1475.4269 | 5903.1001 | 52.5241 | 5.6827 | 0.71843 | 9608.9334 | 6389 | 9
2004 | 9 | 23 | 4 | 0.00094582 | 0.0014199 | 0.0020063 | 0.0041383 | 0.00017585 | 1.0158e-05 | 1.179e-05 | 0.0087082 |  | 939.8883 | 1237.1415 | 1476.6433 | 5936.0317 | 52.5241 | 5.6827 | 0.71843 | 9648.6301 | 6390 | 9
2004 | 9 | 23 | 5 | 0.00086856 | 0.0014664 | 0.0020916 | 0.0039761 | 0.00017585 | 1.0158e-05 | 1.179e-05 | 0.0086004 |  | 863.1154 | 1277.6332 | 1539.4312 | 5703.2856 | 52.5241 | 5.6827 | 0.71843 | 9442.3907 | 6391 | 9
2004 | 9 | 23 | 6 | 0.0011942 | 0.0015699 | 0.0023378 | 0.0034859 | 0 | 0 | 1.179e-05 | 0.0085996 |  | 1186.7124 | 1367.8485 | 1720.6132 | 5000.1825 | 0 | 0 | 0.71843 | 9276.0751 | 6392 | 9
2004 | 9 | 23 | 7 | 0.0016114 | 0.001584 | 0.002586 | 0.0037235 | 0 | 0 | 1.179e-05 | 0.0095168 |  | 1601.3445 | 1380.1716 | 1903.302 | 5341.0225 | 0 | 0 | 0.71843 | 10226.5591 | 6393 | 9
2004 | 9 | 23 | 8 | 0.0017196 | 0.0017301 | 0.0027314 | 0.0039403 | 0 | 0 | 1.179e-05 | 0.010133 |  | 1708.8311 | 1507.4318 | 2010.2834 | 5651.9383 | 0 | 0 | 0.71843 | 10879.2031 | 6394 | 9
2004 | 9 | 23 | 9 | 0.0020956 | 0.0016509 | 0.0028361 | 0.0038664 | 0 | 0 | 1.179e-05 | 0.010461 |  | 2082.4664 | 1438.395 | 2087.3829 | 5546.0518 | 0 | 0 | 0.71843 | 11155.0144 | 6395 | 9
2004 | 9 | 23 | 10 | 0.0018397 | 0.0018323 | 0.0029561 | 0.0038838 | 0 | 0 | 1.179e-05 | 0.010524 |  | 1828.2033 | 1596.5079 | 2175.6942 | 5570.909 | 0 | 0 | 0.71843 | 11172.0329 | 6396 | 9
2004 | 9 | 23 | 11 | 0.0019029 | 0.0018418 | 0.0029905 | 0.003858 | 0 | 0 | 1.179e-05 | 0.010605 |  | 1890.9388 | 1604.7856 | 2200.9777 | 5533.9342 | 0 | 0 | 0.71843 | 11231.3548 | 6397 | 9
2004 | 9 | 23 | 12 | 0.0023255 | 0.0016469 | 0.0030583 | 0.0039623 | 0 | 0 | 1.179e-05 | 0.011005 |  | 2310.8873 | 1434.9352 | 2250.8725 | 5683.5732 | 0 | 0 | 0.71843 | 11680.9866 | 6398 | 9
2004 | 9 | 23 | 13 | 0.0024354 | 0.001576 | 0.00313 | 0.0040091 | 0 | 0 | 1.179e-05 | 0.011162 |  | 2420.1261 | 1373.133 | 2303.6729 | 5750.6375 | 0 | 0 | 0.71843 | 11848.2879 | 6399 | 9
2004 | 9 | 23 | 14 | 0.0026323 | 0.0015275 | 0.0030524 | 0.0039937 | 0 | 0 | 1.179e-05 | 0.011218 |  | 2615.8448 | 1330.8665 | 2246.5486 | 5728.6516 | 0 | 0 | 0.71843 | 11922.63 | 6400 | 9
2004 | 9 | 23 | 15 | 0.0020621 | 0.0016708 | 0.0029895 | 0.0039382 | 0 | 0 | 1.179e-05 | 0.010673 |  | 2049.1954 | 1455.7698 | 2200.2797 | 5649.0316 | 0 | 0 | 0.71843 | 11354.9949 | 6401 | 9
2004 | 9 | 23 | 16 | 0.0025394 | 0.0015798 | 0.0029046 | 0.0040487 | 0 | 0 | 1.179e-05 | 0.011084 |  | 2523.4423 | 1376.4916 | 2137.7395 | 5807.5026 | 0 | 0 | 0.71843 | 11845.8945 | 6402 | 9
2004 | 9 | 23 | 17 | 0.0028727 | 0.0015675 | 0.0027882 | 0.0039605 | 0 | 0 | 1.179e-05 | 0.011201 |  | 2854.7162 | 1365.7961 | 2052.108 | 5680.8912 | 0 | 0 | 0.71843 | 11954.23 | 6403 | 9
2004 | 9 | 23 | 18 | 0.0034305 | 0.0013869 | 0.0026944 | 0.0035385 | 0 | 0 | 1.179e-05 | 0.011062 |  | 3408.9507 | 1208.3615 | 1983.0486 | 5075.576 | 0 | 0 | 0.71843 | 11676.6551 | 6404 | 9
2004 | 9 | 23 | 19 | 0.0033696 | 0.0013634 | 0.0026609 | 0.0033596 | 0 | 0 | 1.179e-05 | 0.010765 |  | 3348.4557 | 1187.9562 | 1958.408 | 4818.9797 | 0 | 0 | 0.71843 | 11314.518 | 6405 | 9
2004 | 9 | 23 | 20 | 0.003784 | 0.0011883 | 0.0026516 | 0.0034456 | 4.3962e-05 | 2.5396e-06 | 1.179e-05 | 0.011128 |  | 3760.2631 | 1035.3702 | 1951.5812 | 4942.3644 | 13.131 | 1.4207 | 0.71843 | 11704.849 | 6406 | 9
2004 | 9 | 23 | 21 | 0.0042349 | 0.0009926 | 0.0025315 | 0.0034668 | 0.00017585 | 1.0158e-05 | 1.179e-05 | 0.011424 |  | 4208.3348 | 864.8431 | 1863.199 | 4972.8157 | 52.5241 | 5.6827 | 0.71843 | 11968.1178 | 6407 | 9
2004 | 9 | 23 | 22 | 0.0030339 | 0.0012729 | 0.0024358 | 0.0037186 | 0.00017585 | 1.0158e-05 | 1.179e-05 | 0.010659 |  | 3014.8303 | 1109.0666 | 1792.7587 | 5333.9423 | 52.5241 | 5.6827 | 0.71843 | 11309.5232 | 6408 | 9
2004 | 9 | 23 | 23 | 0.0022386 | 0.0012825 | 0.0023455 | 0.0036482 | 0.00017585 | 1.0158e-05 | 1.179e-05 | 0.0097126 |  | 2224.5697 | 1117.4501 | 1726.2518 | 5233.0349 | 52.5241 | 5.6827 | 0.71843 | 10360.2317 | 6409 | 9
2004 | 9 | 23 | 24 | 0.0015923 | 0.0013065 | 0.0022019 | 0.0035967 | 0.00017585 | 1.0158e-05 | 1.179e-05 | 0.0088951 |  | 1582.2749 | 1138.3243 | 1620.5683 | 5159.1804 | 52.5241 | 5.6827 | 0.71843 | 9559.2731 | 6410 | 9
2004 | 9 | 24 | 1 | 0.0014675 | 0.0013478 | 0.0020601 | 0.0036568 | 0.00017585 | 1.0158e-05 | 1.179e-05 | 0.0087301 |  | 1458.327 | 1174.3414 | 1516.2429 | 5245.3957 | 52.5241 | 5.6827 | 0.71843 | 9453.2322 | 6411 | 9
2004 | 9 | 24 | 2 | 0.0012385 | 0.0014306 | 0.0020186 | 0.0035378 | 0.00017585 | 1.0158e-05 | 1.179e-05 | 0.0084233 |  | 1230.7433 | 1246.4535 | 1485.6648 | 5074.6226 | 52.5241 | 5.6827 | 0.71843 | 9096.4095 | 6412 | 9
2004 | 9 | 24 | 3 | 0.0013021 | 0.0013837 | 0.0020213 | 0.0035391 | 0.00017585 | 1.0158e-05 | 1.179e-05 | 0.008444 |  | 1293.9819 | 1205.6194 | 1487.6271 | 5076.5057 | 52.5241 | 5.6827 | 0.71843 | 9122.6593 | 6413 | 9
2004 | 9 | 24 | 4 | 0.0011442 | 0.0014274 | 0.0020205 | 0.0035731 | 0.00017585 | 1.0158e-05 | 1.179e-05 | 0.0083631 |  | 1137.0654 | 1243.6827 | 1487.0971 | 5125.3198 | 52.5241 | 5.6827 | 0.71843 | 9052.0902 | 6414 | 9
2004 | 9 | 24 | 5 | 0.0010559 | 0.0015476 | 0.0021058 | 0.0035054 | 0.00017585 | 1.0158e-05 | 1.179e-05 | 0.0084124 |  | 1049.282 | 1348.4188 | 1549.8343 | 5028.1181 | 52.5241 | 5.6827 | 0.71843 | 9034.5784 | 6415 | 9
2004 | 9 | 24 | 6 | 0.0012701 | 0.0015324 | 0.0023154 | 0.0036029 | 0 | 0 | 1.179e-05 | 0.0087327 |  | 1262.1715 | 1335.1713 | 1704.1419 | 5168.0128 | 0 | 0 | 0.71843 | 9470.2159 | 6416 | 9
2004 | 9 | 24 | 7 | 0.0018086 | 0.0016301 | 0.0026381 | 0.0035728 | 0 | 0 | 1.179e-05 | 0.0096614 |  | 1797.2928 | 1420.2979 | 1941.5875 | 5124.8344 | 0 | 0 | 0.71843 | 10284.7311 | 6417 | 9
2004 | 9 | 24 | 8 | 0.0019063 | 0.0016957 | 0.0027543 | 0.0035906 | 0 | 0 | 1.179e-05 | 0.0099587 |  | 1894.3891 | 1477.4472 | 2027.1716 | 5150.36 | 0 | 0 | 0.71843 | 10550.0862 | 6418 | 9
2004 | 9 | 24 | 9 | 0.0022917 | 0.0016756 | 0.0028923 | 0.0036158 | 0 | 0 | 1.179e-05 | 0.010487 |  | 2277.376 | 1459.9704 | 2128.6849 | 5186.5651 | 0 | 0 | 0.71843 | 11053.3148 | 6419 | 9
2004 | 9 | 24 | 10 | 0.0019376 | 0.001804 | 0.0029045 | 0.0035 | 0 | 0 | 1.179e-05 | 0.010158 |  | 1925.4995 | 1571.8483 | 2137.7183 | 5020.375 | 0 | 0 | 0.71843 | 10656.1596 | 6420 | 9
2004 | 9 | 24 | 11 | 0.0022785 | 0.0017184 | 0.0029746 | 0.0035805 | 0 | 0 | 1.179e-05 | 0.010564 |  | 2264.1668 | 1497.2107 | 2189.291 | 5135.8449 | 0 | 0 | 0.71843 | 11087.2317 | 6421 | 9
2004 | 9 | 24 | 12 | 0.0020569 | 0.0017166 | 0.0029535 | 0.0035801 | 0 | 0 | 1.179e-05 | 0.010319 |  | 2044.0493 | 1495.6651 | 2173.7646 | 5135.265 | 0 | 0 | 0.71843 | 10849.4624 | 6422 | 9
2004 | 9 | 24 | 13 | 0.0026178 | 0.0015248 | 0.0030036 | 0.0034963 | 0 | 0 | 1.179e-05 | 0.010654 |  | 2601.4244 | 1328.5255 | 2210.6521 | 5015.0588 | 0 | 0 | 0.71843 | 11156.3792 | 6423 | 9
2004 | 9 | 24 | 14 | 0.0030029 | 0.0013457 | 0.0030384 | 0.0035582 | 0 | 0 | 1.179e-05 | 0.010957 |  | 2984.0496 | 1172.5295 | 2236.2759 | 5103.8432 | 0 | 0 | 0.71843 | 11497.4166 | 6424 | 9
2004 | 9 | 24 | 15 | 0.0027996 | 0.0014203 | 0.0029392 | 0.0034362 | 0 | 0 | 1.179e-05 | 0.010607 |  | 2782.087 | 1237.4949 | 2163.2435 | 4928.915 | 0 | 0 | 0.71843 | 11112.4588 | 6425 | 9
2004 | 9 | 24 | 16 | 0.0035317 | 0.0012857 | 0.0028276 | 0.0035281 | 0 | 0 | 1.179e-05 | 0.011185 |  | 3509.5302 | 1120.1938 | 2081.0675 | 5060.7591 | 0 | 0 | 0.71843 | 11772.269 | 6426 | 9
2004 | 9 | 24 | 17 | 0.0045848 | 0.0009919 | 0.0027525 | 0.0034896 | 0 | 0 | 1.179e-05 | 0.011831 |  | 4556.0675 | 864.2379 | 2025.8116 | 5005.5282 | 0 | 0 | 0.71843 | 12452.3636 | 6427 | 9
2004 | 9 | 24 | 18 | 0.0038422 | 0.0011493 | 0.0026945 | 0.0034985 | 0 | 0 | 1.179e-05 | 0.011196 |  | 3818.1359 | 1001.3709 | 1983.128 | 5018.2082 | 0 | 0 | 0.71843 | 11821.5614 | 6428 | 9
2004 | 9 | 24 | 19 | 0.0043014 | 0.0010129 | 0.0026972 | 0.0037861 | 0 | 0 | 1.179e-05 | 0.011809 |  | 4274.4644 | 882.5406 | 1985.1104 | 5430.8011 | 0 | 0 | 0.71843 | 12573.635 | 6429 | 9
2004 | 9 | 24 | 20 | 0.0034772 | 0.0011884 | 0.0027115 | 0.0037464 | 4.3962e-05 | 2.5396e-06 | 1.179e-05 | 0.011182 |  | 3455.4193 | 1035.4532 | 1995.6336 | 5373.9244 | 13.131 | 1.4207 | 0.71843 | 11875.7007 | 6430 | 9
2004 | 9 | 24 | 21 | 0.0029226 | 0.0012091 | 0.002573 | 0.0037788 | 0.00017585 | 1.0158e-05 | 1.179e-05 | 0.010681 |  | 2904.2411 | 1053.5121 | 1893.6753 | 5420.2877 | 52.5241 | 5.6827 | 0.71843 | 11330.6413 | 6431 | 9
2004 | 9 | 24 | 22 | 0.0026214 | 0.0012687 | 0.0024011 | 0.0036494 | 0.00017585 | 1.0158e-05 | 1.179e-05 | 0.010138 |  | 2605.0132 | 1105.4477 | 1767.2021 | 5234.6689 | 52.5241 | 5.6827 | 0.71843 | 10771.2571 | 6432 | 9
2004 | 9 | 24 | 23 | 0.0023841 | 0.0011038 | 0.0023153 | 0.0036277 | 0.00017585 | 1.0158e-05 | 1.179e-05 | 0.0096287 |  | 2369.1186 | 961.7545 | 1704.0226 | 5203.6257 | 52.5241 | 5.6827 | 0.71843 | 10297.4466 | 6433 | 9
2004 | 9 | 24 | 24 | 0.0018396 | 0.0011872 | 0.0022261 | 0.0035868 | 0.00017585 | 1.0158e-05 | 1.179e-05 | 0.0090376 |  | 1828.1127 | 1034.4206 | 1638.4036 | 5144.9023 | 52.5241 | 5.6827 | 0.71843 | 9704.7645 | 6434 | 9
2004 | 9 | 25 | 1 | 0.0016574 | 0.0011892 | 0.0020796 | 0.0035455 | 0.00017585 | 1.0158e-05 | 1.179e-05 | 0.0086695 |  | 1647.018 | 1036.1128 | 1530.5793 | 5085.7167 | 52.5241 | 5.6827 | 0.71843 | 9358.3521 | 6435 | 9
2004 | 9 | 25 | 2 | 0.0015076 | 0.0011959 | 0.0020238 | 0.0034668 | 0.00017585 | 1.0158e-05 | 1.179e-05 | 0.0083919 |  | 1498.1083 | 1041.9656 | 1489.5092 | 4972.8158 | 52.5241 | 5.6827 | 0.71843 | 9061.3241 | 6436 | 9
2004 | 9 | 25 | 3 | 0.0012379 | 0.0013052 | 0.0020257 | 0.0028884 | 0.00017585 | 1.0158e-05 | 1.179e-05 | 0.0076551 |  | 1230.179 | 1137.2335 | 1490.9133 | 4143.1669 | 52.5241 | 5.6827 | 0.71843 | 8060.4179 | 6437 | 9
2004 | 9 | 25 | 4 | 0.0011779 | 0.0012832 | 0.0020212 | 0.003011 | 0.00017585 | 1.0158e-05 | 1.179e-05 | 0.0076912 |  | 1170.5584 | 1118.0675 | 1487.6184 | 4318.9588 | 52.5241 | 5.6827 | 0.71843 | 8154.1284 | 6438 | 9
2004 | 9 | 25 | 5 | 0.0010225 | 0.0013355 | 0.0020456 | 0.0029559 | 0.00017585 | 1.0158e-05 | 1.179e-05 | 0.0075574 |  | 1016.1192 | 1163.6166 | 1505.5529 | 4240.0133 | 52.5241 | 5.6827 | 0.71843 | 7984.2271 | 6439 | 9
2004 | 9 | 25 | 6 | 0.0011836 | 0.0013761 | 0.0020679 | 0.0029744 | 0 | 0 | 1.179e-05 | 0.0076138 |  | 1176.2103 | 1198.953 | 1521.9295 | 4266.5219 | 0 | 0 | 0.71843 | 8164.3331 | 6440 | 9
2004 | 9 | 25 | 7 | 0.0016308 | 0.0013712 | 0.0021635 | 0.0031021 | 0 | 0 | 1.179e-05 | 0.0082795 |  | 1620.5588 | 1194.7449 | 1592.3302 | 4449.7371 | 0 | 0 | 0.71843 | 8858.0895 | 6441 | 9
2004 | 9 | 25 | 8 | 0.0020697 | 0.0013741 | 0.002215 | 0.003027 | 0 | 0 | 1.179e-05 | 0.0086976 |  | 2056.7532 | 1197.2592 | 1630.1988 | 4341.9512 | 0 | 0 | 0.71843 | 9226.881 | 6442 | 9
2004 | 9 | 25 | 9 | 0.0021604 | 0.001522 | 0.0022197 | 0.0031354 | 0 | 0 | 1.179e-05 | 0.0090492 |  | 2146.8551 | 1326.0832 | 1633.6903 | 4497.4031 | 0 | 0 | 0.71843 | 9604.7501 | 6443 | 9
2004 | 9 | 25 | 10 | 0.0024327 | 0.0014854 | 0.0022385 | 0.0030844 | 0 | 0 | 1.179e-05 | 0.0092529 |  | 2417.4974 | 1294.2157 | 1647.5496 | 4424.3183 | 0 | 0 | 0.71843 | 9784.2994 | 6444 | 9
2004 | 9 | 25 | 11 | 0.0035029 | 0.0012313 | 0.0022688 | 0.0030417 | 0 | 0 | 1.179e-05 | 0.010056 |  | 3480.9312 | 1072.847 | 1669.8262 | 4362.978 | 0 | 0 | 0.71843 | 10587.3008 | 6445 | 9
2004 | 9 | 25 | 12 | 0.0045841 | 0.00089471 | 0.0022508 | 0.0030495 | 0 | 0 | 1.179e-05 | 0.010791 |  | 4555.3633 | 779.5592 | 1656.5994 | 4374.2727 | 0 | 0 | 0.71843 | 11366.5131 | 6446 | 9
2004 | 9 | 25 | 13 | 0.002948 | 0.0012835 | 0.0021979 | 0.0035794 | 0 | 0 | 1.179e-05 | 0.010021 |  | 2929.5556 | 1118.3093 | 1617.6558 | 5134.2583 | 0 | 0 | 0.71843 | 10800.4975 | 6447 | 9
2004 | 9 | 25 | 14 | 0.0028091 | 0.0012617 | 0.0021839 | 0.0033132 | 0 | 0 | 1.179e-05 | 0.0095797 |  | 2791.4723 | 1099.3458 | 1607.36 | 4752.4126 | 0 | 0 | 0.71843 | 10251.309 | 6448 | 9
2004 | 9 | 25 | 15 | 0.0024773 | 0.0013517 | 0.0022617 | 0.0031793 | 0 | 0 | 1.179e-05 | 0.0092818 |  | 2461.8061 | 1177.6988 | 1664.6041 | 4560.4601 | 0 | 0 | 0.71843 | 9865.2875 | 6449 | 9
2004 | 9 | 25 | 16 | 0.0022005 | 0.0014155 | 0.0023037 | 0.0030484 | 0 | 0 | 1.179e-05 | 0.0089799 |  | 2186.7085 | 1233.3426 | 1695.4951 | 4372.6627 | 0 | 0 | 0.71843 | 9488.9273 | 6450 | 9
2004 | 9 | 25 | 17 | 0.002795 | 0.0013183 | 0.0022144 | 0.0029045 | 0 | 0 | 1.179e-05 | 0.0092439 |  | 2777.4922 | 1148.6178 | 1629.7621 | 4166.1706 | 0 | 0 | 0.71843 | 9722.7612 | 6451 | 9
2004 | 9 | 25 | 18 | 0.0041732 | 0.00092362 | 0.002212 | 0.0031467 | 0 | 0 | 1.179e-05 | 0.010467 |  | 4147.0004 | 804.7434 | 1628.0091 | 4513.599 | 0 | 0 | 0.71843 | 11094.0704 | 6452 | 9
2004 | 9 | 25 | 19 | 0.0027195 | 0.0013133 | 0.002213 | 0.0031854 | 0 | 0 | 1.179e-05 | 0.0094429 |  | 2702.4412 | 1144.2393 | 1628.7503 | 4569.1384 | 0 | 0 | 0.71843 | 10045.2876 | 6453 | 9
2004 | 9 | 25 | 20 | 0.003472 | 0.0010956 | 0.0021688 | 0.0031783 | 4.3962e-05 | 2.5396e-06 | 1.179e-05 | 0.0099731 |  | 3450.2651 | 954.6096 | 1596.2558 | 4558.9326 | 13.131 | 1.4207 | 0.71843 | 10575.3332 | 6454 | 9
2004 | 9 | 25 | 21 | 0.0038381 | 0.00092102 | 0.0020717 | 0.0032039 | 0.00017585 | 1.0158e-05 | 1.179e-05 | 0.010232 |  | 3814.016 | 802.479 | 1524.7313 | 4595.7178 | 52.5241 | 5.6827 | 0.71843 | 10795.8694 | 6455 | 9
2004 | 9 | 25 | 22 | 0.0034159 | 0.00098321 | 0.0020288 | 0.0030428 | 0.00017585 | 1.0158e-05 | 1.179e-05 | 0.0096685 |  | 3394.466 | 856.6657 | 1493.2116 | 4364.5999 | 52.5241 | 5.6827 | 0.71843 | 10167.8683 | 6456 | 9
2004 | 9 | 25 | 23 | 0.0030643 | 0.00099577 | 0.001912 | 0.0028952 | 0.00017585 | 1.0158e-05 | 1.179e-05 | 0.0090651 |  | 3045.0797 | 867.613 | 1407.2143 | 4152.9225 | 52.5241 | 5.6827 | 0.71843 | 9531.7547 | 6457 | 9
2004 | 9 | 25 | 24 | 0.0025116 | 0.00099876 | 0.0018566 | 0.0025615 | 0.00017585 | 1.0158e-05 | 1.179e-05 | 0.0081262 |  | 2495.8242 | 870.2166 | 1366.4813 | 3674.1827 | 52.5241 | 5.6827 | 0.71843 | 8465.6301 | 6458 | 9
2004 | 9 | 26 | 1 | 0.001764 | 0.0010675 | 0.001866 | 0.0029752 | 0.00017585 | 1.0158e-05 | 1.179e-05 | 0.0078706 |  | 1752.9699 | 930.1438 | 1373.3896 | 4267.6945 | 52.5241 | 5.6827 | 0.71843 | 8383.123 | 6459 | 9
2004 | 9 | 26 | 2 | 0.0014402 | 0.0011301 | 0.0018591 | 0.0029257 | 0.00017585 | 1.0158e-05 | 1.179e-05 | 0.0075529 |  | 1431.1671 | 984.6277 | 1368.2865 | 4196.6338 | 52.5241 | 5.6827 | 0.71843 | 8039.6403 | 6460 | 9
2004 | 9 | 26 | 3 | 0.0013342 | 0.0011506 | 0.0018868 | 0.0027507 | 0.00017585 | 1.0158e-05 | 1.179e-05 | 0.0073201 |  | 1325.8782 | 1002.5391 | 1388.6494 | 3945.602 | 52.5241 | 5.6827 | 0.71843 | 7721.594 | 6461 | 9
2004 | 9 | 26 | 4 | 0.0011315 | 0.0011777 | 0.0018631 | 0.0029379 | 0.00017585 | 1.0158e-05 | 1.179e-05 | 0.007308 |  | 1124.3575 | 1026.1339 | 1371.2375 | 4214.1559 | 52.5241 | 5.6827 | 0.71843 | 7794.8101 | 6462 | 9
2004 | 9 | 26 | 5 | 0.0010051 | 0.0012306 | 0.0019046 | 0.0030493 | 0.00017585 | 1.0158e-05 | 1.179e-05 | 0.0073874 |  | 998.7965 | 1072.1836 | 1401.7546 | 4373.9648 | 52.5241 | 5.6827 | 0.71843 | 7905.6247 | 6463 | 9
2004 | 9 | 26 | 6 | 0.0010892 | 0.0012743 | 0.0019491 | 0.0030525 | 0 | 0 | 1.179e-05 | 0.0073768 |  | 1082.3939 | 1110.2498 | 1434.5043 | 4378.4519 | 0 | 0 | 0.71843 | 8006.3184 | 6464 | 9
2004 | 9 | 26 | 7 | 0.001365 | 0.0012558 | 0.002025 | 0.0031599 | 0 | 0 | 1.179e-05 | 0.0078176 |  | 1356.4758 | 1094.2081 | 1490.3934 | 4532.5898 | 0 | 0 | 0.71843 | 8474.3855 | 6465 | 9
2004 | 9 | 26 | 8 | 0.0018154 | 0.0012172 | 0.0020913 | 0.0031864 | 0 | 0 | 1.179e-05 | 0.0083221 |  | 1804.0676 | 1060.5189 | 1539.1757 | 4570.6062 | 0 | 0 | 0.71843 | 8975.0869 | 6466 | 9
2004 | 9 | 26 | 9 | 0.0022356 | 0.001247 | 0.0021428 | 0.0031879 | 0 | 0 | 1.179e-05 | 0.0088252 |  | 2221.6317 | 1086.5284 | 1577.1112 | 4572.7729 | 0 | 0 | 0.71843 | 9458.7626 | 6467 | 9
2004 | 9 | 26 | 10 | 0.0023328 | 0.0012847 | 0.0021692 | 0.0032774 | 0 | 0 | 1.179e-05 | 0.0090759 |  | 2318.1646 | 1119.3319 | 1596.4881 | 4701.1835 | 0 | 0 | 0.71843 | 9735.8865 | 6468 | 9
2004 | 9 | 26 | 11 | 0.0027027 | 0.0011635 | 0.0022156 | 0.0034087 | 0 | 0 | 1.179e-05 | 0.0095023 |  | 2685.7962 | 1013.7944 | 1630.651 | 4889.4069 | 0 | 0 | 0.71843 | 10220.3669 | 6469 | 9
2004 | 9 | 26 | 12 | 0.0030199 | 0.0010908 | 0.0022322 | 0.0032654 | 0 | 0 | 1.179e-05 | 0.0096201 |  | 3000.9346 | 950.4157 | 1642.8592 | 4683.9691 | 0 | 0 | 0.71843 | 10278.8971 | 6470 | 9
2004 | 9 | 26 | 13 | 0.0028788 | 0.0011024 | 0.00225 | 0.0030223 | 0 | 0 | 1.179e-05 | 0.0092654 |  | 2860.7953 | 960.5517 | 1656.0144 | 4335.1911 | 0 | 0 | 0.71843 | 9813.2709 | 6471 | 9
2004 | 9 | 26 | 14 | 0.0025302 | 0.0011325 | 0.002291 | 0.0032039 | 0 | 0 | 1.179e-05 | 0.0091693 |  | 2514.3776 | 986.7019 | 1686.1364 | 4595.6825 | 0 | 0 | 0.71843 | 9783.6168 | 6472 | 9
2004 | 9 | 26 | 15 | 0.0031804 | 0.00092655 | 0.0023054 | 0.0034126 | 0 | 0 | 1.179e-05 | 0.0098367 |  | 3160.4401 | 807.2944 | 1696.7851 | 4895.0068 | 0 | 0 | 0.71843 | 10560.2449 | 6473 | 9
2004 | 9 | 26 | 16 | 0.0028638 | 0.0010518 | 0.0022783 | 0.0034 | 0 | 0 | 1.179e-05 | 0.0096057 |  | 2845.8938 | 916.426 | 1676.818 | 4876.9402 | 0 | 0 | 0.71843 | 10316.7964 | 6474 | 9
2004 | 9 | 26 | 17 | 0.0039697 | 0.00080841 | 0.0022345 | 0.0034615 | 0 | 0 | 1.179e-05 | 0.010486 |  | 3944.8173 | 704.3639 | 1644.6037 | 4965.1912 | 0 | 0 | 0.71843 | 11259.6945 | 6475 | 9
2004 | 9 | 26 | 18 | 0.0046391 | 0.00070077 | 0.0021694 | 0.0034666 | 0 | 0 | 1.179e-05 | 0.010988 |  | 4610.0236 | 610.5781 | 1596.6726 | 4972.4962 | 0 | 0 | 0.71843 | 11790.4889 | 6476 | 9
2004 | 9 | 26 | 19 | 0.0042579 | 0.0008016 | 0.0021023 | 0.003548 | 0 | 0 | 1.179e-05 | 0.010722 |  | 4231.1939 | 698.4285 | 1547.2822 | 5089.2212 | 0 | 0 | 0.71843 | 11566.8444 | 6477 | 9
2004 | 9 | 26 | 20 | 0.0035342 | 0.00097319 | 0.0021793 | 0.0035532 | 4.3962e-05 | 2.5396e-06 | 1.179e-05 | 0.010298 |  | 3512.0217 | 847.9385 | 1603.9488 | 5096.7632 | 13.131 | 1.4207 | 0.71843 | 11075.9425 | 6478 | 9
2004 | 9 | 26 | 21 | 0.003756 | 0.00085621 | 0.0020754 | 0.0031185 | 0.00017585 | 1.0158e-05 | 1.179e-05 | 0.010004 |  | 3732.502 | 746.0129 | 1527.4593 | 4473.1796 | 52.5241 | 5.6827 | 0.71843 | 10538.0791 | 6479 | 9
2004 | 9 | 26 | 22 | 0.0035275 | 0.00079983 | 0.0020297 | 0.0031424 | 0.00017585 | 1.0158e-05 | 1.179e-05 | 0.0096972 |  | 3505.3485 | 696.8884 | 1493.8093 | 4507.5141 | 52.5241 | 5.6827 | 0.71843 | 10262.4855 | 6480 | 9
2004 | 9 | 26 | 23 | 0.0023789 | 0.0010354 | 0.0019654 | 0.0033012 | 0.00017585 | 1.0158e-05 | 1.179e-05 | 0.0088787 |  | 2363.9598 | 902.1264 | 1446.5153 | 4735.2812 | 52.5241 | 5.6827 | 0.71843 | 9506.8079 | 6481 | 9
2004 | 9 | 26 | 24 | 0.0019029 | 0.0011049 | 0.0019103 | 0.0036372 | 0.00017585 | 1.0158e-05 | 1.179e-05 | 0.0087531 |  | 1890.9855 | 962.7045 | 1405.9599 | 5217.1942 | 52.5241 | 5.6827 | 0.71843 | 9535.7693 | 6482 | 9
2004 | 9 | 27 | 1 | 0.0013119 | 0.0013015 | 0.0018998 | 0.0036444 | 0.00017585 | 1.0158e-05 | 1.179e-05 | 0.0083555 |  | 1303.678 | 1134.0158 | 1398.2691 | 5227.5652 | 52.5241 | 5.6827 | 0.71843 | 9122.4533 | 6483 | 9
2004 | 9 | 27 | 2 | 0.0011735 | 0.0013979 | 0.0018595 | 0.0036498 | 0.00017585 | 1.0158e-05 | 1.179e-05 | 0.0082786 |  | 1166.1858 | 1217.9761 | 1368.5847 | 5235.3557 | 52.5241 | 5.6827 | 0.71843 | 9047.0276 | 6484 | 9
2004 | 9 | 27 | 3 | 0.0010154 | 0.0013873 | 0.0019091 | 0.0036705 | 0.00017585 | 1.0158e-05 | 1.179e-05 | 0.0081801 |  | 1009.0096 | 1208.7212 | 1405.107 | 5264.9779 | 52.5241 | 5.6827 | 0.71843 | 8946.741 | 6485 | 9
2004 | 9 | 27 | 4 | 0.00093824 | 0.0013853 | 0.0019117 | 0.003772 | 0.00017585 | 1.0158e-05 | 1.179e-05 | 0.0082051 |  | 932.3553 | 1207.012 | 1407.0341 | 5410.6271 | 52.5241 | 5.6827 | 0.71843 | 9015.9537 | 6486 | 9
2004 | 9 | 27 | 5 | 0.00087388 | 0.0014221 | 0.0020336 | 0.0038106 | 0.00017585 | 1.0158e-05 | 1.179e-05 | 0.0083381 |  | 868.4039 | 1239.081 | 1496.7469 | 5465.9643 | 52.5241 | 5.6827 | 0.71843 | 9129.1214 | 6487 | 9
2004 | 9 | 27 | 6 | 0.0011748 | 0.0015153 | 0.0023131 | 0.0036937 | 0 | 0 | 1.179e-05 | 0.0087086 |  | 1167.3887 | 1320.2741 | 1702.4041 | 5298.2706 | 0 | 0 | 0.71843 | 9489.0559 | 6488 | 9
2004 | 9 | 27 | 7 | 0.001554 | 0.0015798 | 0.0026009 | 0.0039022 | 0 | 0 | 1.179e-05 | 0.0096487 |  | 1544.2722 | 1376.5135 | 1914.2629 | 5597.2874 | 0 | 0 | 0.71843 | 10433.0545 | 6489 | 9
2004 | 9 | 27 | 8 | 0.0017619 | 0.0016303 | 0.0026779 | 0.0041397 | 0 | 0 | 1.179e-05 | 0.010221 |  | 1750.8414 | 1420.4307 | 1970.8975 | 5937.9559 | 0 | 0 | 0.71843 | 11080.844 | 6490 | 9
2004 | 9 | 27 | 9 | 0.0018343 | 0.0017119 | 0.0027965 | 0.0041923 | 0 | 0 | 1.179e-05 | 0.010547 |  | 1822.8063 | 1491.5813 | 2058.1964 | 6013.4441 | 0 | 0 | 0.71843 | 11386.7466 | 6491 | 9
2004 | 9 | 27 | 10 | 0.0018848 | 0.0017378 | 0.0028682 | 0.0042503 | 0 | 0 | 1.179e-05 | 0.010753 |  | 1873.0294 | 1514.1431 | 2110.9935 | 6096.6752 | 0 | 0 | 0.71843 | 11595.5596 | 6492 | 9
2004 | 9 | 27 | 11 | 0.0020049 | 0.0017424 | 0.0029558 | 0.004216 | 0 | 0 | 1.179e-05 | 0.010931 |  | 1992.3372 | 1518.1828 | 2175.4826 | 6047.4465 | 0 | 0 | 0.71843 | 11734.1675 | 6493 | 9
2004 | 9 | 27 | 12 | 0.0020633 | 0.0016471 | 0.0029752 | 0.0043898 | 0 | 0 | 1.179e-05 | 0.011087 |  | 2050.3251 | 1435.094 | 2189.7464 | 6296.7385 | 0 | 0 | 0.71843 | 11972.6224 | 6494 | 9
2004 | 9 | 27 | 13 | 0.0023144 | 0.001542 | 0.0030556 | 0.0044012 | 0 | 0 | 1.179e-05 | 0.011325 |  | 2299.866 | 1343.5578 | 2248.9219 | 6313.1241 | 0 | 0 | 0.71843 | 12206.1882 | 6495 | 9
2004 | 9 | 27 | 14 | 0.004082 | 0.0010322 | 0.0030002 | 0.0043915 | 0 | 0 | 1.179e-05 | 0.012518 |  | 4056.454 | 899.3622 | 2208.1204 | 6299.1298 | 0 | 0 | 0.71843 | 13463.7849 | 6496 | 9
2004 | 9 | 27 | 15 | 0.0024299 | 0.0014663 | 0.0028964 | 0.0044396 | 0 | 0 | 1.179e-05 | 0.011244 |  | 2414.713 | 1277.6073 | 2131.696 | 6368.1774 | 0 | 0 | 0.71843 | 12192.912 | 6497 | 9
2004 | 9 | 27 | 16 | 0.0025828 | 0.0014973 | 0.0028317 | 0.0043856 | 0 | 0 | 1.179e-05 | 0.011309 |  | 2566.6061 | 1304.5999 | 2084.0831 | 6290.7475 | 0 | 0 | 0.71843 | 12246.7549 | 6498 | 9
2004 | 9 | 27 | 17 | 0.0030516 | 0.0013933 | 0.0026639 | 0.004503 | 0 | 0 | 1.179e-05 | 0.011624 |  | 3032.5013 | 1214.0139 | 1960.6434 | 6459.1518 | 0 | 0 | 0.71843 | 12667.0288 | 6499 | 9
2004 | 9 | 27 | 18 | 0.0030168 | 0.0013832 | 0.0026083 | 0.0044924 | 0 | 0 | 1.179e-05 | 0.011512 |  | 2997.8846 | 1205.1704 | 1919.7046 | 6443.8789 | 0 | 0 | 0.71843 | 12567.3569 | 6500 | 9
2004 | 9 | 27 | 19 | 0.003365 | 0.001249 | 0.002616 | 0.0044599 | 0 | 0 | 1.179e-05 | 0.011702 |  | 3343.8779 | 1088.2123 | 1925.3931 | 6397.326 | 0 | 0 | 0.71843 | 12755.5277 | 6501 | 9
2004 | 9 | 27 | 20 | 0.0029024 | 0.0013784 | 0.0025966 | 0.0044799 | 4.3962e-05 | 2.5396e-06 | 1.179e-05 | 0.011416 |  | 2884.2304 | 1200.9655 | 1911.0503 | 6426.0012 | 13.131 | 1.4207 | 0.71843 | 12437.5174 | 6502 | 9
2004 | 9 | 27 | 21 | 0.0034956 | 0.0010515 | 0.0025613 | 0.0044291 | 0.00017585 | 1.0158e-05 | 1.179e-05 | 0.011735 |  | 3473.6464 | 916.1877 | 1885.0805 | 6353.094 | 52.5241 | 5.6827 | 0.71843 | 12686.9337 | 6503 | 9
2004 | 9 | 27 | 22 | 0.0036553 | 0.00085875 | 0.0024433 | 0.0042126 | 0.00017585 | 1.0158e-05 | 1.179e-05 | 0.011368 |  | 3632.4045 | 748.2259 | 1798.2391 | 6042.5218 | 52.5241 | 5.6827 | 0.71843 | 12280.3165 | 6504 | 9
2004 | 9 | 27 | 23 | 0.0022049 | 0.0012161 | 0.0023342 | 0.0042982 | 0.00017585 | 1.0158e-05 | 1.179e-05 | 0.010251 |  | 2191.0715 | 1059.5685 | 1717.9624 | 6165.3913 | 52.5241 | 5.6827 | 0.71843 | 11192.919 | 6505 | 9
2004 | 9 | 27 | 24 | 0.0015162 | 0.0012409 | 0.0021673 | 0.0039994 | 0.00017585 | 1.0158e-05 | 1.179e-05 | 0.0091216 |  | 1506.6478 | 1081.2189 | 1595.1197 | 5736.8037 | 52.5241 | 5.6827 | 0.71843 | 9978.7154 | 6506 | 9
2004 | 9 | 28 | 1 | 0.0013068 | 0.0013768 | 0.0019633 | 0.0039324 | 0.00017585 | 1.0158e-05 | 1.179e-05 | 0.0087771 |  | 1298.569 | 1199.6121 | 1445.0085 | 5640.5961 | 52.5241 | 5.6827 | 0.71843 | 9642.7109 | 6507 | 9
2004 | 9 | 28 | 2 | 0.0012103 | 0.0013367 | 0.0019297 | 0.004113 | 0.00017585 | 1.0158e-05 | 1.179e-05 | 0.0087875 |  | 1202.722 | 1164.6344 | 1420.2786 | 5899.6671 | 52.5241 | 5.6827 | 0.71843 | 9746.2273 | 6508 | 9
2004 | 9 | 28 | 3 | 0.0010098 | 0.0013587 | 0.0019392 | 0.0042048 | 0.00017585 | 1.0158e-05 | 1.179e-05 | 0.0087103 |  | 1003.4903 | 1183.8444 | 1427.2415 | 6031.369 | 52.5241 | 5.6827 | 0.71843 | 9704.8704 | 6509 | 9
2004 | 9 | 28 | 4 | 0.0009635 | 0.0014199 | 0.0019333 | 0.0040272 | 0.00017585 | 1.0158e-05 | 1.179e-05 | 0.0085417 |  | 957.4639 | 1237.1415 | 1422.8612 | 5776.6551 | 52.5241 | 5.6827 | 0.71843 | 9453.047 | 6510 | 9
2004 | 9 | 28 | 5 | 0.00088717 | 0.0014664 | 0.0020355 | 0.004262 | 0.00017585 | 1.0158e-05 | 1.179e-05 | 0.0088488 |  | 881.6058 | 1277.6332 | 1498.1148 | 6113.3689 | 52.5241 | 5.6827 | 0.71843 | 9829.6479 | 6511 | 9
2004 | 9 | 28 | 6 | 0.0012167 | 0.0015699 | 0.002314 | 0.0042752 | 0 | 0 | 1.179e-05 | 0.0093876 |  | 1209.0252 | 1367.8485 | 1703.1057 | 6132.3592 | 0 | 0 | 0.71843 | 10413.057 | 6512 | 9
2004 | 9 | 28 | 7 | 0.0016476 | 0.001584 | 0.0026479 | 0.0044045 | 0 | 0 | 1.179e-05 | 0.010296 |  | 1637.3085 | 1380.1716 | 1948.8633 | 6317.8835 | 0 | 0 | 0.71843 | 11284.9454 | 6513 | 9
2004 | 9 | 28 | 8 | 0.0017584 | 0.0017301 | 0.0027444 | 0.004336 | 0 | 0 | 1.179e-05 | 0.010581 |  | 1747.4075 | 1507.4318 | 2019.8382 | 6219.545 | 0 | 0 | 0.71843 | 11494.941 | 6514 | 9
2004 | 9 | 28 | 9 | 0.0021291 | 0.0016509 | 0.0027967 | 0.0043234 | 0 | 0 | 1.179e-05 | 0.010912 |  | 2115.7655 | 1438.395 | 2058.3846 | 6201.5491 | 0 | 0 | 0.71843 | 11814.8126 | 6515 | 9
2004 | 9 | 28 | 10 | 0.0018711 | 0.0018323 | 0.0028589 | 0.004146 | 0 | 0 | 1.179e-05 | 0.01072 |  | 1859.3234 | 1596.5079 | 2104.138 | 5946.9774 | 0 | 0 | 0.71843 | 11507.6651 | 6516 | 9
2004 | 9 | 28 | 11 | 0.0019322 | 0.0018418 | 0.0028684 | 0.0041747 | 0 | 0 | 1.179e-05 | 0.010829 |  | 1920.0403 | 1604.7856 | 2111.0906 | 5988.2263 | 0 | 0 | 0.71843 | 11624.8612 | 6517 | 9
2004 | 9 | 28 | 12 | 0.0023529 | 0.0016469 | 0.0028585 | 0.0041874 | 0 | 0 | 1.179e-05 | 0.011058 |  | 2338.1882 | 1434.9352 | 2103.8292 | 6006.4115 | 0 | 0 | 0.71843 | 11884.0826 | 6518 | 9
2004 | 9 | 28 | 13 | 0.0024611 | 0.001576 | 0.0029172 | 0.0042306 | 0 | 0 | 1.179e-05 | 0.011197 |  | 2445.6534 | 1373.133 | 2147.0062 | 6068.3789 | 0 | 0 | 0.71843 | 12034.8899 | 6519 | 9
2004 | 9 | 28 | 14 | 0.0026572 | 0.0015275 | 0.0028557 | 0.0043433 | 0 | 0 | 1.179e-05 | 0.011395 |  | 2640.5863 | 1330.8665 | 2101.7958 | 6230.0111 | 0 | 0 | 0.71843 | 12303.9781 | 6520 | 9
2004 | 9 | 28 | 15 | 0.0020858 | 0.0016708 | 0.002832 | 0.0040264 | 0 | 0 | 1.179e-05 | 0.010627 |  | 2072.7497 | 1455.7698 | 2084.3505 | 5775.5421 | 0 | 0 | 0.71843 | 11389.1306 | 6521 | 9
2004 | 9 | 28 | 16 | 0.0025659 | 0.0015798 | 0.0027909 | 0.0038868 | 0 | 0 | 1.179e-05 | 0.010835 |  | 2549.8239 | 1376.4916 | 2054.1163 | 5575.2426 | 0 | 0 | 0.71843 | 11556.3928 | 6522 | 9
2004 | 9 | 28 | 17 | 0.002903 | 0.0015675 | 0.0026202 | 0.0039882 | 0 | 0 | 1.179e-05 | 0.011091 |  | 2884.7579 | 1365.7961 | 1928.4598 | 5720.6545 | 0 | 0 | 0.71843 | 11900.3867 | 6523 | 9
2004 | 9 | 28 | 18 | 0.0034651 | 0.0013869 | 0.0025613 | 0.0040586 | 0 | 0 | 1.179e-05 | 0.011484 |  | 3443.3356 | 1208.3615 | 1885.1204 | 5821.6921 | 0 | 0 | 0.71843 | 12359.228 | 6524 | 9
2004 | 9 | 28 | 19 | 0.0034125 | 0.0013634 | 0.0025699 | 0.003999 | 0 | 0 | 1.179e-05 | 0.011357 |  | 3391.1311 | 1187.9562 | 1891.4483 | 5736.2118 | 0 | 0 | 0.71843 | 12207.4658 | 6525 | 9
2004 | 9 | 28 | 20 | 0.0038243 | 0.0011883 | 0.0025468 | 0.0040715 | 4.3962e-05 | 2.5396e-06 | 1.179e-05 | 0.011689 |  | 3800.3166 | 1035.3702 | 1874.4329 | 5840.1143 | 13.131 | 1.4207 | 0.71843 | 12565.5041 | 6526 | 9
2004 | 9 | 28 | 21 | 0.0042721 | 0.0009926 | 0.002427 | 0.0039035 | 0.00017585 | 1.0158e-05 | 1.179e-05 | 0.011793 |  | 4245.3027 | 864.8431 | 1786.2761 | 5599.2529 | 52.5241 | 5.6827 | 0.71843 | 12554.5999 | 6527 | 9
2004 | 9 | 28 | 22 | 0.003066 | 0.0012729 | 0.0023775 | 0.0037377 | 0.00017585 | 1.0158e-05 | 1.179e-05 | 0.010652 |  | 3046.7382 | 1109.0666 | 1749.8558 | 5361.3273 | 52.5241 | 5.6827 | 0.71843 | 11325.9132 | 6528 | 9
2004 | 9 | 28 | 23 | 0.002267 | 0.0012825 | 0.0022804 | 0.0039527 | 0.00017585 | 1.0158e-05 | 1.179e-05 | 0.0099805 |  | 2252.8148 | 1117.4501 | 1678.3621 | 5669.8394 | 52.5241 | 5.6827 | 0.71843 | 10777.3917 | 6529 | 9
2004 | 9 | 28 | 24 | 0.0016132 | 0.0013065 | 0.0020897 | 0.0041582 | 0.00017585 | 1.0158e-05 | 1.179e-05 | 0.0093654 |  | 1603.11 | 1138.3243 | 1538.0152 | 5964.5945 | 52.5241 | 5.6827 | 0.71843 | 10302.9692 | 6530 | 9
2004 | 9 | 29 | 1 | 0.0014459 | 0.0013768 | 0.001927 | 0.0042377 | 0.00017585 | 1.0158e-05 | 1.179e-05 | 0.0091853 |  | 1436.8783 | 1199.6121 | 1418.2652 | 6078.6322 | 52.5241 | 5.6827 | 0.71843 | 10192.313 | 6531 | 9
2004 | 9 | 29 | 2 | 0.001332 | 0.0013367 | 0.0019073 | 0.0041637 | 0.00017585 | 1.0158e-05 | 1.179e-05 | 0.0089374 |  | 1323.6308 | 1164.6344 | 1403.7325 | 5972.4321 | 52.5241 | 5.6827 | 0.71843 | 9923.3551 | 6532 | 9
2004 | 9 | 29 | 3 | 0.0011242 | 0.0013587 | 0.0018962 | 0.0041538 | 0.00017585 | 1.0158e-05 | 1.179e-05 | 0.0087307 |  | 1117.1081 | 1183.8444 | 1395.606 | 5958.2957 | 52.5241 | 5.6827 | 0.71843 | 9713.7794 | 6533 | 9
2004 | 9 | 29 | 4 | 0.0010903 | 0.0014199 | 0.0019365 | 0.0041635 | 0.00017585 | 1.0158e-05 | 1.179e-05 | 0.0088079 |  | 1083.4226 | 1237.1415 | 1425.2291 | 5972.1951 | 52.5241 | 5.6827 | 0.71843 | 9776.9136 | 6534 | 9
2004 | 9 | 29 | 5 | 0.0010205 | 0.0014664 | 0.001986 | 0.0040616 | 0.00017585 | 1.0158e-05 | 1.179e-05 | 0.0087322 |  | 1014.1197 | 1277.6332 | 1461.6506 | 5825.978 | 52.5241 | 5.6827 | 0.71843 | 9638.3067 | 6535 | 9
2004 | 9 | 29 | 6 | 0.0013776 | 0.0015699 | 0.0022405 | 0.0041605 | 0 | 0 | 1.179e-05 | 0.0093603 |  | 1368.9336 | 1367.8485 | 1649.0036 | 5967.8386 | 0 | 0 | 0.71843 | 10354.3427 | 6536 | 9
2004 | 9 | 29 | 7 | 0.001907 | 0.001584 | 0.0025541 | 0.0040308 | 0 | 0 | 1.179e-05 | 0.010088 |  | 1895.0501 | 1380.1716 | 1879.7747 | 5781.7462 | 0 | 0 | 0.71843 | 10937.4611 | 6537 | 9
2004 | 9 | 29 | 8 | 0.0020366 | 0.0017301 | 0.0026664 | 0.0043226 | 0 | 0 | 1.179e-05 | 0.010768 |  | 2023.8723 | 1507.4318 | 1962.4473 | 6200.3648 | 0 | 0 | 0.71843 | 11694.8346 | 6538 | 9
2004 | 9 | 29 | 9 | 0.0023693 | 0.0016509 | 0.0027412 | 0.0042986 | 0 | 0 | 1.179e-05 | 0.011072 |  | 2354.4089 | 1438.395 | 2017.5221 | 6165.9834 | 0 | 0 | 0.71843 | 11977.0278 | 6539 | 9
2004 | 9 | 29 | 10 | 0.0020955 | 0.0018323 | 0.0028232 | 0.0042994 | 0 | 0 | 1.179e-05 | 0.011062 |  | 2082.3506 | 1596.5079 | 2077.8437 | 6167.1437 | 0 | 0 | 0.71843 | 11924.5644 | 6540 | 9
2004 | 9 | 29 | 11 | 0.002142 | 0.0018418 | 0.0028416 | 0.0041435 | 0 | 0 | 1.179e-05 | 0.010981 |  | 2128.6008 | 1604.7856 | 2091.3759 | 5943.4965 | 0 | 0 | 0.71843 | 11768.9773 | 6541 | 9
2004 | 9 | 29 | 12 | 0.0025498 | 0.0016469 | 0.0028135 | 0.0042139 | 0 | 0 | 1.179e-05 | 0.011236 |  | 2533.8451 | 1434.9352 | 2070.7257 | 6044.3922 | 0 | 0 | 0.71843 | 12084.6166 | 6542 | 9
2004 | 9 | 29 | 13 | 0.0026452 | 0.001576 | 0.0029649 | 0.0042506 | 0 | 0 | 1.179e-05 | 0.011448 |  | 2628.599 | 1373.133 | 2182.1299 | 6097.1017 | 0 | 0 | 0.71843 | 12281.6819 | 6543 | 9
2004 | 9 | 29 | 14 | 0.0028357 | 0.0015275 | 0.0028727 | 0.004233 | 0 | 0 | 1.179e-05 | 0.011481 |  | 2817.9 | 1330.8665 | 2114.2995 | 6071.765 | 0 | 0 | 0.71843 | 12335.5495 | 6544 | 9
2004 | 9 | 29 | 15 | 0.0022557 | 0.0016708 | 0.0028294 | 0.0043567 | 0 | 0 | 1.179e-05 | 0.011124 |  | 2241.5555 | 1455.7698 | 2082.4538 | 6249.3329 | 0 | 0 | 0.71843 | 12029.8305 | 6545 | 9
2004 | 9 | 29 | 16 | 0.0027562 | 0.0015798 | 0.0027063 | 0.0042033 | 0 | 0 | 1.179e-05 | 0.011257 |  | 2738.8918 | 1376.4916 | 1991.8279 | 6029.238 | 0 | 0 | 0.71843 | 12137.1678 | 6546 | 9
2004 | 9 | 29 | 17 | 0.0031196 | 0.0015675 | 0.0025651 | 0.00373 | 0 | 0 | 1.179e-05 | 0.010994 |  | 3100.0564 | 1365.7961 | 1887.9207 | 5350.3641 | 0 | 0 | 0.71843 | 11704.8558 | 6547 | 9
2004 | 9 | 29 | 18 | 0.003713 | 0.0013869 | 0.0025415 | 0.0037718 | 0 | 0 | 1.179e-05 | 0.011425 |  | 3689.7606 | 1208.3615 | 1870.5441 | 5410.2482 | 0 | 0 | 0.71843 | 12179.6329 | 6548 | 9
2004 | 9 | 29 | 19 | 0.0037203 | 0.0013634 | 0.0025604 | 0.003744 | 0 | 0 | 1.179e-05 | 0.0114 |  | 3696.9718 | 1187.9562 | 1884.4683 | 5370.3726 | 0 | 0 | 0.71843 | 12140.4874 | 6549 | 9
2004 | 9 | 29 | 20 | 0.0041132 | 0.0011883 | 0.0025723 | 0.0037708 | 4.3962e-05 | 2.5396e-06 | 1.179e-05 | 0.011703 |  | 4087.3669 | 1035.3702 | 1893.1789 | 5408.8506 | 13.131 | 1.4207 | 0.71843 | 12440.0366 | 6550 | 9
2004 | 9 | 29 | 21 | 0.0045387 | 0.0009926 | 0.002482 | 0.003647 | 0.00017585 | 1.0158e-05 | 1.179e-05 | 0.011858 |  | 4510.2392 | 864.8431 | 1826.7475 | 5231.3063 | 52.5241 | 5.6827 | 0.71843 | 12492.0614 | 6551 | 9
2004 | 9 | 29 | 22 | 0.0032961 | 0.0012729 | 0.0024089 | 0.0038325 | 0.00017585 | 1.0158e-05 | 1.179e-05 | 0.011008 |  | 3275.4117 | 1109.0666 | 1772.969 | 5497.4095 | 52.5241 | 5.6827 | 0.71843 | 11713.7821 | 6552 | 9
2004 | 9 | 29 | 23 | 0.0024707 | 0.0012825 | 0.0022713 | 0.0039197 | 0.00017585 | 1.0158e-05 | 1.179e-05 | 0.010142 |  | 2455.2386 | 1117.4501 | 1671.6843 | 5622.5052 | 52.5241 | 5.6827 | 0.71843 | 10925.8033 | 6553 | 9
2004 | 9 | 29 | 24 | 0.0017635 | 0.0013065 | 0.0021647 | 0.0041064 | 0.00017585 | 1.0158e-05 | 1.179e-05 | 0.0095388 |  | 1752.4281 | 1138.3243 | 1593.1918 | 5890.1714 | 52.5241 | 5.6827 | 0.71843 | 10433.0408 | 6554 | 9
2004 | 9 | 30 | 1 | 0.0014035 | 0.0013768 | 0.0020159 | 0.0041189 | 0.00017585 | 1.0158e-05 | 1.179e-05 | 0.0091129 |  | 1394.6618 | 1199.6121 | 1483.6695 | 5908.2146 | 52.5241 | 5.6827 | 0.71843 | 10045.0832 | 6555 | 9
2004 | 9 | 30 | 2 | 0.0012948 | 0.0013367 | 0.00196 | 0.0040476 | 0.00017585 | 1.0158e-05 | 1.179e-05 | 0.0088369 |  | 1286.7255 | 1164.6344 | 1442.5603 | 5805.8507 | 52.5241 | 5.6827 | 0.71843 | 9758.6961 | 6556 | 9
2004 | 9 | 30 | 3 | 0.0010893 | 0.0013587 | 0.0019602 | 0.0040271 | 0.00017585 | 1.0158e-05 | 1.179e-05 | 0.0086331 |  | 1082.4283 | 1183.8444 | 1442.6807 | 5776.5125 | 52.5241 | 5.6827 | 0.71843 | 9544.3911 | 6557 | 9
2004 | 9 | 30 | 4 | 0.0010516 | 0.0014199 | 0.0019764 | 0.0038436 | 0.00017585 | 1.0158e-05 | 1.179e-05 | 0.0084892 |  | 1044.9759 | 1237.1415 | 1454.5856 | 5513.2744 | 52.5241 | 5.6827 | 0.71843 | 9308.9027 | 6558 | 9
2004 | 9 | 30 | 5 | 0.00097981 | 0.0014664 | 0.0020607 | 0.0039556 | 0.00017585 | 1.0158e-05 | 1.179e-05 | 0.0086602 |  | 973.6722 | 1277.6332 | 1516.6372 | 5673.8646 | 52.5241 | 5.6827 | 0.71843 | 9500.7323 | 6559 | 9
2004 | 9 | 30 | 6 | 0.0013285 | 0.0015699 | 0.0022793 | 0.0039508 | 0 | 0 | 1.179e-05 | 0.0091402 |  | 1320.1244 | 1367.8485 | 1677.5242 | 5667.0687 | 0 | 0 | 0.71843 | 10033.2842 | 6560 | 9
2004 | 9 | 30 | 7 | 0.0018278 | 0.001584 | 0.0025902 | 0.0040157 | 0 | 0 | 1.179e-05 | 0.01003 |  | 1816.379 | 1380.1716 | 1906.3731 | 5760.127 | 0 | 0 | 0.71843 | 10863.7692 | 6561 | 9
2004 | 9 | 30 | 8 | 0.0019517 | 0.0017301 | 0.0026952 | 0.0041391 | 0 | 0 | 1.179e-05 | 0.010528 |  | 1939.4862 | 1507.4318 | 1983.6759 | 5937.1741 | 0 | 0 | 0.71843 | 11368.4865 | 6562 | 9
2004 | 9 | 30 | 9 | 0.002296 | 0.0016509 | 0.0027798 | 0.0041743 | 0 | 0 | 1.179e-05 | 0.010913 |  | 2281.5672 | 1438.395 | 2045.9502 | 5987.6335 | 0 | 0 | 0.71843 | 11754.2643 | 6563 | 9
2004 | 9 | 30 | 10 | 0.002027 | 0.0018323 | 0.0028628 | 0.0039675 | 0 | 0 | 1.179e-05 | 0.010701 |  | 2014.2754 | 1596.5079 | 2106.965 | 5690.9371 | 0 | 0 | 0.71843 | 11409.404 | 6564 | 9
2004 | 9 | 30 | 11 | 0.002078 | 0.0018418 | 0.0028624 | 0.0041462 | 0 | 0 | 1.179e-05 | 0.01094 |  | 2064.9413 | 1604.7856 | 2106.684 | 5947.2609 | 0 | 0 | 0.71843 | 11724.3903 | 6565 | 9
2004 | 9 | 30 | 12 | 0.0024897 | 0.0016469 | 0.0029221 | 0.0042035 | 0 | 0 | 1.179e-05 | 0.011274 |  | 2474.1242 | 1434.9352 | 2150.6448 | 6029.5218 | 0 | 0 | 0.71843 | 12089.9444 | 6566 | 9
2004 | 9 | 30 | 13 | 0.002589 | 0.001576 | 0.0029253 | 0.0041515 | 0 | 0 | 1.179e-05 | 0.011254 |  | 2572.758 | 1373.133 | 2153.0251 | 5955.004 | 0 | 0 | 0.71843 | 12054.6385 | 6567 | 9
2004 | 9 | 30 | 14 | 0.0027812 | 0.0015275 | 0.0029253 | 0.0043538 | 0 | 0 | 1.179e-05 | 0.0116 |  | 2763.7781 | 1330.8665 | 2153.0135 | 6245.0705 | 0 | 0 | 0.71843 | 12493.447 | 6568 | 9
2004 | 9 | 30 | 15 | 0.0022038 | 0.0016708 | 0.0027886 | 0.0042597 | 0 | 0 | 1.179e-05 | 0.010935 |  | 2190.0305 | 1455.7698 | 2052.396 | 6110.077 | 0 | 0 | 0.71843 | 11808.9917 | 6569 | 9
2004 | 9 | 30 | 16 | 0.0026981 | 0.0015798 | 0.0027801 | 0.0043962 | 0 | 0 | 1.179e-05 | 0.011466 |  | 2681.1822 | 1376.4916 | 2046.0979 | 6305.9487 | 0 | 0 | 0.71843 | 12410.4389 | 6570 | 9
2004 | 9 | 30 | 17 | 0.0030535 | 0.0015675 | 0.002605 | 0.0043308 | 0 | 0 | 1.179e-05 | 0.011569 |  | 3034.3403 | 1365.7961 | 1917.2892 | 6212.0621 | 0 | 0 | 0.71843 | 12530.2061 | 6571 | 9
2004 | 9 | 30 | 18 | 0.0036373 | 0.0013869 | 0.0025962 | 0.0039055 | 0 | 0 | 1.179e-05 | 0.011538 |  | 3614.5437 | 1208.3615 | 1910.7531 | 5602.0467 | 0 | 0 | 0.71843 | 12336.4234 | 6572 | 9
2004 | 9 | 30 | 19 | 0.0036264 | 0.0013634 | 0.0025936 | 0.0036618 | 0 | 0 | 1.179e-05 | 0.011257 |  | 3603.6192 | 1187.9562 | 1908.839 | 5252.4752 | 0 | 0 | 0.71843 | 11953.6082 | 6573 | 9
2004 | 9 | 30 | 20 | 0.004025 | 0.0011883 | 0.0025887 | 0.0037663 | 4.3962e-05 | 2.5396e-06 | 1.179e-05 | 0.011627 |  | 3999.7498 | 1035.3702 | 1905.232 | 5402.339 | 13.131 | 1.4207 | 0.71843 | 12357.961 | 6574 | 9
2004 | 9 | 30 | 21 | 0.0044573 | 0.0009926 | 0.0024805 | 0.0037273 | 0.00017585 | 1.0158e-05 | 1.179e-05 | 0.011856 |  | 4429.372 | 864.8431 | 1825.6511 | 5346.5041 | 52.5241 | 5.6827 | 0.71843 | 12525.2955 | 6575 | 9
2004 | 9 | 30 | 22 | 0.0032258 | 0.0012729 | 0.0023978 | 0.0035913 | 0.00017585 | 1.0158e-05 | 1.179e-05 | 0.010686 |  | 3205.6131 | 1109.0666 | 1764.756 | 5151.3188 | 52.5241 | 5.6827 | 0.71843 | 11289.6797 | 6576 | 9
2004 | 9 | 30 | 23 | 0.0024086 | 0.0012825 | 0.0023016 | 0.0033609 | 0.00017585 | 1.0158e-05 | 1.179e-05 | 0.0095513 |  | 2393.4522 | 1117.4501 | 1693.9296 | 4820.8799 | 52.5241 | 5.6827 | 0.71843 | 10084.6371 | 6577 | 9
2004 | 9 | 30 | 24 | 0.0017176 | 0.0013065 | 0.002155 | 0.0036513 | 0.00017585 | 1.0158e-05 | 1.179e-05 | 0.0090282 |  | 1706.8513 | 1138.3243 | 1586.0617 | 5237.4154 | 52.5241 | 5.6827 | 0.71843 | 9727.578 | 6578 | 9
2004 | 10 | 1 | 1 | 0.0014504 | 0.001279 | 0.0022462 | 0.0036521 | 0.00017585 | 8.4772e-06 | 1.1399e-05 | 0.0088233 |  | 1441.3394 | 1114.3515 | 1653.1651 | 5238.5282 | 52.5241 | 4.7422 | 0.69456 | 9505.345 | 6579 | 10
2004 | 10 | 1 | 2 | 0.0012882 | 0.0012846 | 0.0021894 | 0.003858 | 0.00017585 | 8.4772e-06 | 1.1399e-05 | 0.008816 |  | 1280.1464 | 1119.2913 | 1611.3741 | 5533.9461 | 52.5241 | 4.7422 | 0.69456 | 9602.7187 | 6580 | 10
2004 | 10 | 1 | 3 | 0.0012033 | 0.0013084 | 0.0021837 | 0.0037309 | 0.00017585 | 8.4772e-06 | 1.1399e-05 | 0.008622 |  | 1195.7988 | 1139.9744 | 1607.1989 | 5351.595 | 52.5241 | 4.7422 | 0.69456 | 9352.5281 | 6581 | 10
2004 | 10 | 1 | 4 | 0.0011227 | 0.0013338 | 0.0021744 | 0.003821 | 0.00017585 | 8.4772e-06 | 1.1399e-05 | 0.0086476 |  | 1115.6324 | 1162.1289 | 1600.3709 | 5480.8107 | 52.5241 | 4.7422 | 0.69456 | 9416.9038 | 6582 | 10
2004 | 10 | 1 | 5 | 0.001206 | 0.0013832 | 0.0022849 | 0.0036871 | 0.00017585 | 8.4772e-06 | 1.1399e-05 | 0.0087569 |  | 1198.4134 | 1205.1336 | 1681.7061 | 5288.7986 | 52.5241 | 4.7422 | 0.69456 | 9432.0126 | 6583 | 10
2004 | 10 | 1 | 6 | 0.0015377 | 0.0013189 | 0.0025483 | 0.0032564 | 0.00017585 | 8.4772e-06 | 1.1399e-05 | 0.0088569 |  | 1528.0207 | 1149.1072 | 1875.5355 | 4670.9456 | 52.5241 | 4.7422 | 0.69456 | 9281.5698 | 6584 | 10
2004 | 10 | 1 | 7 | 0.0018358 | 0.0014436 | 0.0028053 | 0.003509 | 0 | 0 | 1.1399e-05 | 0.0096051 |  | 1824.2626 | 1257.831 | 2064.6694 | 5033.2797 | 0 | 0 | 0.69456 | 10180.7372 | 6585 | 10
2004 | 10 | 1 | 8 | 0.0018417 | 0.0015106 | 0.0029468 | 0.0036636 | 0 | 0 | 1.1399e-05 | 0.0099741 |  | 1830.1508 | 1316.169 | 2168.8149 | 5255.151 | 0 | 0 | 0.69456 | 10570.9803 | 6586 | 10
2004 | 10 | 1 | 9 | 0.0021063 | 0.001506 | 0.0031201 | 0.003923 | 0 | 0 | 1.1399e-05 | 0.010667 |  | 2093.1384 | 1312.1769 | 2296.3587 | 5627.2173 | 0 | 0 | 0.69456 | 11329.5859 | 6587 | 10
2004 | 10 | 1 | 10 | 0.0021278 | 0.0015697 | 0.0031261 | 0.0039289 | 0 | 0 | 1.1399e-05 | 0.010764 |  | 2114.5038 | 1367.6823 | 2300.7703 | 5635.5759 | 0 | 0 | 0.69456 | 11419.2269 | 6588 | 10
2004 | 10 | 1 | 11 | 0.002367 | 0.0015491 | 0.0032458 | 0.0039995 | 0 | 0 | 1.1399e-05 | 0.011173 |  | 2352.1806 | 1349.7521 | 2388.9005 | 5736.9217 | 0 | 0 | 0.69456 | 11828.4494 | 6589 | 10
2004 | 10 | 1 | 12 | 0.0022852 | 0.0015026 | 0.0032302 | 0.00404 | 0 | 0 | 1.1399e-05 | 0.011069 |  | 2270.8298 | 1309.1816 | 2377.392 | 5794.9587 | 0 | 0 | 0.69456 | 11753.0566 | 6590 | 10
2004 | 10 | 1 | 13 | 0.002371 | 0.0014718 | 0.0032544 | 0.0040688 | 0 | 0 | 1.1399e-05 | 0.011177 |  | 2356.0943 | 1282.3497 | 2395.2424 | 5836.3491 | 0 | 0 | 0.69456 | 11870.73 | 6591 | 10
2004 | 10 | 1 | 14 | 0.0023595 | 0.0014541 | 0.0032371 | 0.0037192 | 0 | 0 | 1.1399e-05 | 0.010781 |  | 2344.6951 | 1266.9162 | 2382.4545 | 5334.9014 | 0 | 0 | 0.69456 | 11329.6617 | 6592 | 10
2004 | 10 | 1 | 15 | 0.0025947 | 0.0013766 | 0.0032014 | 0.0033809 | 0 | 0 | 1.1399e-05 | 0.010565 |  | 2578.4173 | 1199.403 | 2356.2403 | 4849.6026 | 0 | 0 | 0.69456 | 10984.3578 | 6593 | 10
2004 | 10 | 1 | 16 | 0.0030037 | 0.0013069 | 0.0030499 | 0.0034578 | 0 | 0 | 1.1399e-05 | 0.01083 |  | 2984.8705 | 1138.6953 | 2244.7235 | 4959.9464 | 0 | 0 | 0.69456 | 11328.9302 | 6594 | 10
2004 | 10 | 1 | 17 | 0.0034747 | 0.0011374 | 0.0030046 | 0.0034791 | 0 | 0 | 1.1399e-05 | 0.011107 |  | 3452.938 | 990.9691 | 2211.3745 | 4990.4209 | 0 | 0 | 0.69456 | 11646.397 | 6595 | 10
2004 | 10 | 1 | 18 | 0.003738 | 0.0010014 | 0.0029569 | 0.0038734 | 4.3962e-05 | 2.1193e-06 | 1.1399e-05 | 0.011627 |  | 3714.5834 | 872.5055 | 2176.2502 | 5555.9911 | 13.131 | 1.1856 | 0.69456 | 12334.3413 | 6596 | 10
2004 | 10 | 1 | 19 | 0.0037333 | 0.00095806 | 0.0029075 | 0.0037515 | 0.00017585 | 8.4772e-06 | 1.1399e-05 | 0.011546 |  | 3709.8535 | 834.7529 | 2139.8999 | 5381.2169 | 52.5241 | 4.7422 | 0.69456 | 12123.6841 | 6597 | 10
2004 | 10 | 1 | 20 | 0.003485 | 0.0010041 | 0.0029071 | 0.0036305 | 0.00017585 | 8.4772e-06 | 1.1399e-05 | 0.011222 |  | 3463.1672 | 874.879 | 2139.6409 | 5207.5559 | 52.5241 | 4.7422 | 0.69456 | 11743.2038 | 6598 | 10
2004 | 10 | 1 | 21 | 0.0032509 | 0.00097608 | 0.0027691 | 0.0036385 | 0.00017585 | 8.4772e-06 | 1.1399e-05 | 0.01083 |  | 3230.4934 | 850.4516 | 2038.0339 | 5219.0165 | 52.5241 | 4.7422 | 0.69456 | 11395.9563 | 6599 | 10
2004 | 10 | 1 | 22 | 0.0030035 | 0.00099984 | 0.0026167 | 0.0036481 | 0.00017585 | 8.4772e-06 | 1.1399e-05 | 0.010464 |  | 2984.6608 | 871.1567 | 1925.8959 | 5232.7976 | 52.5241 | 4.7422 | 0.69456 | 11072.4718 | 6600 | 10
2004 | 10 | 1 | 23 | 0.0025919 | 0.00089323 | 0.0024889 | 0.0034919 | 0.00017585 | 8.4772e-06 | 1.1399e-05 | 0.0096616 |  | 2575.6758 | 778.2642 | 1831.7989 | 5008.748 | 52.5241 | 4.7422 | 0.69456 | 10252.4477 | 6601 | 10
2004 | 10 | 1 | 24 | 0.0020013 | 0.00098086 | 0.0023941 | 0.0034368 | 0.00017585 | 8.4772e-06 | 1.1399e-05 | 0.0090087 |  | 1988.7088 | 854.6185 | 1762.0201 | 4929.7552 | 52.5241 | 4.7422 | 0.69456 | 9593.0635 | 6602 | 10
2004 | 10 | 2 | 1 | 0.0016712 | 0.0010921 | 0.0022678 | 0.0033813 | 0.00017585 | 8.4772e-06 | 1.1399e-05 | 0.0086082 |  | 1660.712 | 951.5725 | 1669.103 | 4850.1468 | 52.5241 | 4.7422 | 0.69456 | 9189.4951 | 6603 | 10
2004 | 10 | 2 | 2 | 0.0014673 | 0.0010709 | 0.0022457 | 0.0034297 | 0.00017585 | 8.4772e-06 | 1.1399e-05 | 0.0084094 |  | 1458.135 | 933.099 | 1652.8159 | 4919.5259 | 52.5241 | 4.7422 | 0.69456 | 9021.5367 | 6604 | 10
2004 | 10 | 2 | 3 | 0.0012829 | 0.0011311 | 0.0022116 | 0.0034106 | 0.00017585 | 8.4772e-06 | 1.1399e-05 | 0.0082319 |  | 1274.8336 | 985.4807 | 1627.715 | 4892.2005 | 52.5241 | 4.7422 | 0.69456 | 8838.1906 | 6605 | 10
2004 | 10 | 2 | 4 | 0.0011698 | 0.0011303 | 0.0022508 | 0.0034146 | 0.00017585 | 8.4772e-06 | 1.1399e-05 | 0.0081613 |  | 1162.5148 | 984.8231 | 1656.5624 | 4897.9308 | 52.5241 | 4.7422 | 0.69456 | 8759.792 | 6606 | 10
2004 | 10 | 2 | 5 | 0.0011723 | 0.0011728 | 0.0022277 | 0.003458 | 0.00017585 | 8.4772e-06 | 1.1399e-05 | 0.0082264 |  | 1164.9362 | 1021.8141 | 1639.5679 | 4960.1115 | 52.5241 | 4.7422 | 0.69456 | 8844.3906 | 6607 | 10
2004 | 10 | 2 | 6 | 0.0013167 | 0.0011154 | 0.0024005 | 0.0034487 | 0.00017585 | 8.4772e-06 | 1.1399e-05 | 0.0084771 |  | 1308.4685 | 971.8643 | 1766.7711 | 4946.8514 | 52.5241 | 4.7422 | 0.69456 | 9051.916 | 6608 | 10
2004 | 10 | 2 | 7 | 0.0015522 | 0.0011655 | 0.0025486 | 0.0033753 | 0 | 0 | 1.1399e-05 | 0.0086531 |  | 1542.4713 | 1015.5306 | 1875.775 | 4841.575 | 0 | 0 | 0.69456 | 9276.0465 | 6609 | 10
2004 | 10 | 2 | 8 | 0.0018833 | 0.001186 | 0.0025656 | 0.0029877 | 0 | 0 | 1.1399e-05 | 0.008634 |  | 1871.4895 | 1033.3202 | 1888.2903 | 4285.5947 | 0 | 0 | 0.69456 | 9079.3893 | 6610 | 10
2004 | 10 | 2 | 9 | 0.0021972 | 0.0012697 | 0.0026352 | 0.0030807 | 0 | 0 | 1.1399e-05 | 0.0091943 |  | 2183.4695 | 1106.3258 | 1939.521 | 4418.9542 | 0 | 0 | 0.69456 | 9648.9651 | 6611 | 10
2004 | 10 | 2 | 10 | 0.0025869 | 0.0012328 | 0.0026794 | 0.003267 | 0 | 0 | 1.1399e-05 | 0.0097775 |  | 2570.7202 | 1074.1125 | 1972.0162 | 4686.1468 | 0 | 0 | 0.69456 | 10303.6902 | 6612 | 10
2004 | 10 | 2 | 11 | 0.0029491 | 0.0011602 | 0.0027544 | 0.0033439 | 0 | 0 | 1.1399e-05 | 0.010219 |  | 2930.5842 | 1010.8551 | 2027.2335 | 4796.5378 | 0 | 0 | 0.69456 | 10765.9052 | 6613 | 10
2004 | 10 | 2 | 12 | 0.0032157 | 0.0010278 | 0.0027065 | 0.0033294 | 0 | 0 | 1.1399e-05 | 0.010291 |  | 3195.5081 | 895.4821 | 1991.9478 | 4775.7477 | 0 | 0 | 0.69456 | 10859.3802 | 6614 | 10
2004 | 10 | 2 | 13 | 0.0027244 | 0.0011394 | 0.0027152 | 0.0033396 | 0 | 0 | 1.1399e-05 | 0.0099301 |  | 2707.3486 | 992.767 | 1998.3868 | 4790.3813 | 0 | 0 | 0.69456 | 10489.5782 | 6615 | 10
2004 | 10 | 2 | 14 | 0.0026525 | 0.0010831 | 0.002677 | 0.0033544 | 0 | 0 | 1.1399e-05 | 0.0097784 |  | 2635.8241 | 943.7405 | 1970.2622 | 4811.5502 | 0 | 0 | 0.69456 | 10362.0716 | 6616 | 10
2004 | 10 | 2 | 15 | 0.0028351 | 0.00099503 | 0.0026672 | 0.0032831 | 0 | 0 | 1.1399e-05 | 0.0097918 |  | 2817.3017 | 866.9678 | 1963.0307 | 4709.3521 | 0 | 0 | 0.69456 | 10357.3469 | 6617 | 10
2004 | 10 | 2 | 16 | 0.0028423 | 0.0009963 | 0.0026154 | 0.0033199 | 0 | 0 | 1.1399e-05 | 0.0097853 |  | 2824.4428 | 868.0728 | 1924.9401 | 4762.1087 | 0 | 0 | 0.69456 | 10380.259 | 6618 | 10
2004 | 10 | 2 | 17 | 0.0031823 | 0.00098584 | 0.0025231 | 0.0032849 | 0 | 0 | 1.1399e-05 | 0.0099876 |  | 3162.3518 | 858.9615 | 1856.9799 | 4711.9094 | 0 | 0 | 0.69456 | 10590.8972 | 6619 | 10
2004 | 10 | 2 | 18 | 0.0037519 | 0.00086288 | 0.0025748 | 0.0032625 | 4.3962e-05 | 2.1193e-06 | 1.1399e-05 | 0.01051 |  | 3728.3856 | 751.8223 | 1895.0602 | 4679.8009 | 13.131 | 1.1856 | 0.69456 | 11070.08 | 6620 | 10
2004 | 10 | 2 | 19 | 0.003505 | 0.00084878 | 0.0025464 | 0.0032313 | 0.00017585 | 8.4772e-06 | 1.1399e-05 | 0.010327 |  | 3482.9904 | 739.5376 | 1874.1223 | 4635.0478 | 52.5241 | 4.7422 | 0.69456 | 10789.6589 | 6621 | 10
2004 | 10 | 2 | 20 | 0.0034609 | 0.00084941 | 0.0025417 | 0.00317 | 0.00017585 | 8.4772e-06 | 1.1399e-05 | 0.010218 |  | 3439.2041 | 740.0836 | 1870.694 | 4547.0096 | 52.5241 | 4.7422 | 0.69456 | 10654.9523 | 6622 | 10
2004 | 10 | 2 | 21 | 0.0034059 | 0.0008319 | 0.0024399 | 0.0032155 | 0.00017585 | 8.4772e-06 | 1.1399e-05 | 0.010089 |  | 3384.5184 | 724.8291 | 1795.7637 | 4612.3634 | 52.5241 | 4.7422 | 0.69456 | 10575.4354 | 6623 | 10
2004 | 10 | 2 | 22 | 0.0031677 | 0.00087556 | 0.0023422 | 0.0027852 | 0.00017585 | 8.4772e-06 | 1.1399e-05 | 0.0093664 |  | 3147.8595 | 762.873 | 1723.8256 | 3995.1495 | 52.5241 | 4.7422 | 0.69456 | 9687.6685 | 6624 | 10
2004 | 10 | 2 | 23 | 0.002524 | 0.0010228 | 0.0022787 | 0.0024544 | 0.00017585 | 8.4772e-06 | 1.1399e-05 | 0.0084757 |  | 2508.1884 | 891.1719 | 1677.1384 | 3520.6245 | 52.5241 | 4.7422 | 0.69456 | 8655.0841 | 6625 | 10
2004 | 10 | 2 | 24 | 0.0021536 | 0.00090628 | 0.0021793 | 0.0027052 | 0.00017585 | 8.4772e-06 | 1.1399e-05 | 0.0081401 |  | 2140.0967 | 789.6382 | 1603.973 | 3880.3542 | 52.5241 | 4.7422 | 0.69456 | 8472.023 | 6626 | 10
2004 | 10 | 3 | 1 | 0.0016685 | 0.00104 | 0.0020379 | 0.0030006 | 0.00017585 | 8.4772e-06 | 1.1399e-05 | 0.0079427 |  | 1658.0777 | 906.1376 | 1499.8762 | 4304.0642 | 52.5241 | 4.7422 | 0.69456 | 8426.1167 | 6627 | 10
2004 | 10 | 3 | 2 | 0.0014441 | 0.0010844 | 0.0020348 | 0.0029956 | 0.00017585 | 8.4772e-06 | 1.1399e-05 | 0.0077547 |  | 1435.0506 | 944.8543 | 1497.5957 | 4296.9132 | 52.5241 | 4.7422 | 0.69456 | 8232.3747 | 6628 | 10
2004 | 10 | 3 | 3 | 0.0013033 | 0.0011078 | 0.0020159 | 0.0030059 | 0.00017585 | 8.4772e-06 | 1.1399e-05 | 0.0076286 |  | 1295.092 | 965.1789 | 1483.6687 | 4311.7362 | 52.5241 | 4.7422 | 0.69456 | 8113.6367 | 6629 | 10
2004 | 10 | 3 | 4 | 0.0011712 | 0.0011258 | 0.0020456 | 0.0030228 | 0.00017585 | 8.4772e-06 | 1.1399e-05 | 0.0075612 |  | 1163.841 | 980.9397 | 1505.5279 | 4335.9834 | 52.5241 | 4.7422 | 0.69456 | 8044.2529 | 6630 | 10
2004 | 10 | 3 | 5 | 0.0011862 | 0.001118 | 0.0020744 | 0.0029235 | 0.00017585 | 8.4772e-06 | 1.1399e-05 | 0.0074978 |  | 1178.714 | 974.1199 | 1526.7611 | 4193.5312 | 52.5241 | 4.7422 | 0.69456 | 7931.087 | 6631 | 10
2004 | 10 | 3 | 6 | 0.0012907 | 0.0011276 | 0.0021294 | 0.0024123 | 0.00017585 | 8.4772e-06 | 1.1399e-05 | 0.0071557 |  | 1282.6041 | 982.4471 | 1567.2289 | 3460.196 | 52.5241 | 4.7422 | 0.69456 | 7350.437 | 6632 | 10
2004 | 10 | 3 | 7 | 0.0015195 | 0.0011264 | 0.0022443 | 0.0028886 | 0 | 0 | 1.1399e-05 | 0.0077902 |  | 1509.9325 | 981.43 | 1651.8043 | 4143.474 | 0 | 0 | 0.69456 | 8287.3354 | 6633 | 10
2004 | 10 | 3 | 8 | 0.001872 | 0.0010923 | 0.0023175 | 0.0030037 | 0 | 0 | 1.1399e-05 | 0.0082969 |  | 1860.2211 | 951.7308 | 1705.6535 | 4308.5632 | 0 | 0 | 0.69456 | 8826.8631 | 6634 | 10
2004 | 10 | 3 | 9 | 0.0023153 | 0.0011739 | 0.0023489 | 0.0028928 | 0 | 0 | 1.1399e-05 | 0.0087423 |  | 2300.7974 | 1022.7966 | 1728.7738 | 4149.4885 | 0 | 0 | 0.69456 | 9202.5508 | 6635 | 10
2004 | 10 | 3 | 10 | 0.0025116 | 0.0012192 | 0.0023744 | 0.0026586 | 0 | 0 | 1.1399e-05 | 0.0087752 |  | 2495.8369 | 1062.2666 | 1747.5317 | 3813.5797 | 0 | 0 | 0.69456 | 9119.9095 | 6636 | 10
2004 | 10 | 3 | 11 | 0.0027753 | 0.0011811 | 0.0024455 | 0.0027255 | 0 | 0 | 1.1399e-05 | 0.0091387 |  | 2757.8641 | 1029.0457 | 1799.8753 | 3909.4792 | 0 | 0 | 0.69456 | 9496.9589 | 6637 | 10
2004 | 10 | 3 | 12 | 0.0029359 | 0.0011259 | 0.0024325 | 0.0030838 | 0 | 0 | 1.1399e-05 | 0.0095895 |  | 2917.4794 | 980.9586 | 1790.3147 | 4423.4058 | 0 | 0 | 0.69456 | 10112.8531 | 6638 | 10
2004 | 10 | 3 | 13 | 0.0030609 | 0.0011149 | 0.0024751 | 0.0030547 | 0 | 0 | 1.1399e-05 | 0.009717 |  | 3041.721 | 971.3766 | 1821.6548 | 4381.6836 | 0 | 0 | 0.69456 | 10217.1305 | 6639 | 10
2004 | 10 | 3 | 14 | 0.0029315 | 0.0010544 | 0.0025286 | 0.0029878 | 0 | 0 | 1.1399e-05 | 0.0095136 |  | 2913.0767 | 918.6795 | 1861.0114 | 4285.7368 | 0 | 0 | 0.69456 | 9979.1989 | 6640 | 10
2004 | 10 | 3 | 15 | 0.0032596 | 0.00097509 | 0.0025095 | 0.0030891 | 0 | 0 | 1.1399e-05 | 0.0098447 |  | 3239.2023 | 849.5926 | 1846.9671 | 4431.0304 | 0 | 0 | 0.69456 | 10367.487 | 6641 | 10
2004 | 10 | 3 | 16 | 0.0034281 | 0.00099773 | 0.0025168 | 0.0029543 | 0 | 0 | 1.1399e-05 | 0.0099082 |  | 3406.5665 | 869.3194 | 1852.3331 | 4237.6213 | 0 | 0 | 0.69456 | 10366.5349 | 6642 | 10
2004 | 10 | 3 | 17 | 0.0039175 | 0.0008913 | 0.0024735 | 0.0031988 | 0 | 0 | 1.1399e-05 | 0.010492 |  | 3892.9525 | 776.5881 | 1820.451 | 4588.3056 | 0 | 0 | 0.69456 | 11078.9918 | 6643 | 10
2004 | 10 | 3 | 18 | 0.0045047 | 0.00082385 | 0.0024163 | 0.0031875 | 4.3962e-05 | 2.1193e-06 | 1.1399e-05 | 0.01099 |  | 4476.4462 | 717.8122 | 1778.4115 | 4572.1566 | 13.131 | 1.1856 | 0.69456 | 11559.8377 | 6644 | 10
2004 | 10 | 3 | 19 | 0.0042712 | 0.00084376 | 0.0023782 | 0.0034328 | 0.00017585 | 8.4772e-06 | 1.1399e-05 | 0.011122 |  | 4244.451 | 735.1624 | 1750.3481 | 4923.9776 | 52.5241 | 4.7422 | 0.69456 | 11711.9 | 6645 | 10
2004 | 10 | 3 | 20 | 0.0039464 | 0.00093761 | 0.0023737 | 0.0033504 | 0.00017585 | 8.4772e-06 | 1.1399e-05 | 0.010804 |  | 3921.6357 | 816.9352 | 1747.0159 | 4805.7725 | 52.5241 | 4.7422 | 0.69456 | 11349.3202 | 6646 | 10
2004 | 10 | 3 | 21 | 0.0037081 | 0.00093095 | 0.0023112 | 0.0034768 | 0.00017585 | 8.4772e-06 | 1.1399e-05 | 0.010623 |  | 3684.8735 | 811.1335 | 1701.0027 | 4987.2002 | 52.5241 | 4.7422 | 0.69456 | 11242.1708 | 6647 | 10
2004 | 10 | 3 | 22 | 0.0034407 | 0.00085913 | 0.0022438 | 0.0035292 | 0.00017585 | 8.4772e-06 | 1.1399e-05 | 0.010268 |  | 3419.0914 | 748.5533 | 1651.4128 | 5062.2623 | 52.5241 | 4.7422 | 0.69456 | 10939.2807 | 6648 | 10
2004 | 10 | 3 | 23 | 0.0025849 | 0.00097005 | 0.0021704 | 0.0037985 | 0.00017585 | 8.4772e-06 | 1.1399e-05 | 0.0097196 |  | 2568.7378 | 845.2029 | 1597.3816 | 5448.607 | 52.5241 | 4.7422 | 0.69456 | 10517.8902 | 6649 | 10
2004 | 10 | 3 | 24 | 0.0020483 | 0.0010446 | 0.0020747 | 0.0038671 | 0.00017585 | 8.4772e-06 | 1.1399e-05 | 0.0092304 |  | 2035.4474 | 910.1808 | 1526.9729 | 5546.9691 | 52.5241 | 4.7422 | 0.69456 | 10077.531 | 6650 | 10
2004 | 10 | 4 | 1 | 0.0013239 | 0.0013461 | 0.0021365 | 0.0039134 | 0.00017585 | 8.4772e-06 | 1.1399e-05 | 0.0089157 |  | 1315.5687 | 1172.8644 | 1572.4795 | 5613.4121 | 52.5241 | 4.7422 | 0.69456 | 9732.2855 | 6651 | 10
2004 | 10 | 4 | 2 | 0.0011988 | 0.0013884 | 0.0020918 | 0.003982 | 0.00017585 | 8.4772e-06 | 1.1399e-05 | 0.0088567 |  | 1191.3092 | 1209.6884 | 1539.5548 | 5711.7742 | 52.5241 | 4.7422 | 0.69456 | 9710.2875 | 6652 | 10
2004 | 10 | 4 | 3 | 0.0010811 | 0.0013692 | 0.0020759 | 0.0038902 | 0.00017585 | 8.4772e-06 | 1.1399e-05 | 0.0086121 |  | 1074.2873 | 1192.9473 | 1527.8372 | 5580.1669 | 52.5241 | 4.7422 | 0.69456 | 9433.1996 | 6653 | 10
2004 | 10 | 4 | 4 | 0.0010095 | 0.0014321 | 0.0021399 | 0.0037529 | 0.00017585 | 8.4772e-06 | 1.1399e-05 | 0.0085301 |  | 1003.1373 | 1247.8072 | 1574.9451 | 5383.1112 | 52.5241 | 4.7422 | 0.69456 | 9266.9617 | 6654 | 10
2004 | 10 | 4 | 5 | 0.001096 | 0.0014491 | 0.0022543 | 0.003807 | 0.00017585 | 8.4772e-06 | 1.1399e-05 | 0.0088021 |  | 1089.1108 | 1262.5821 | 1659.1319 | 5460.8253 | 52.5241 | 4.7422 | 0.69456 | 9529.6109 | 6655 | 10
2004 | 10 | 4 | 6 | 0.0013563 | 0.0014319 | 0.0026178 | 0.0041608 | 0.00017585 | 8.4772e-06 | 1.1399e-05 | 0.0097626 |  | 1347.8287 | 1247.5897 | 1926.7134 | 5968.2639 | 52.5241 | 4.7422 | 0.69456 | 10548.3565 | 6656 | 10
2004 | 10 | 4 | 7 | 0.0017606 | 0.0015433 | 0.0029492 | 0.0040905 | 0 | 0 | 1.1399e-05 | 0.010355 |  | 1749.5202 | 1344.6705 | 2170.6075 | 5867.4866 | 0 | 0 | 0.69456 | 11132.9793 | 6657 | 10
2004 | 10 | 4 | 8 | 0.0019612 | 0.0016709 | 0.0029933 | 0.0042164 | 0 | 0 | 1.1399e-05 | 0.010853 |  | 1948.9117 | 1455.8613 | 2203.014 | 6048.0618 | 0 | 0 | 0.69456 | 11656.5432 | 6658 | 10
2004 | 10 | 4 | 9 | 0.002179 | 0.0017215 | 0.0031693 | 0.0042849 | 0 | 0 | 1.1399e-05 | 0.011366 |  | 2165.3434 | 1499.9476 | 2332.5918 | 6146.2818 | 0 | 0 | 0.69456 | 12144.8591 | 6659 | 10
2004 | 10 | 4 | 10 | 0.0021224 | 0.0018307 | 0.0031997 | 0.0043774 | 0 | 0 | 1.1399e-05 | 0.011542 |  | 2109.1308 | 1595.0963 | 2354.9334 | 6279.0256 | 0 | 0 | 0.69456 | 12338.8808 | 6660 | 10
2004 | 10 | 4 | 11 | 0.0020154 | 0.0018823 | 0.0032743 | 0.0044347 | 0 | 0 | 1.1399e-05 | 0.011618 |  | 2002.7384 | 1640.0019 | 2409.8546 | 6361.144 | 0 | 0 | 0.69456 | 12414.4335 | 6661 | 10
2004 | 10 | 4 | 12 | 0.0022318 | 0.0017771 | 0.0033436 | 0.004282 | 0 | 0 | 1.1399e-05 | 0.011646 |  | 2217.7809 | 1548.4051 | 2460.8556 | 6142.0669 | 0 | 0 | 0.69456 | 12369.8031 | 6662 | 10
2004 | 10 | 4 | 13 | 0.0023685 | 0.0016797 | 0.0033824 | 0.0044464 | 0 | 0 | 1.1399e-05 | 0.011888 |  | 2353.693 | 1463.5196 | 2489.4351 | 6377.956 | 0 | 0 | 0.69456 | 12685.2983 | 6663 | 10
2004 | 10 | 4 | 14 | 0.0026233 | 0.0016198 | 0.0033733 | 0.0040078 | 0 | 0 | 1.1399e-05 | 0.011636 |  | 2606.8242 | 1411.3465 | 2482.7423 | 5748.8553 | 0 | 0 | 0.69456 | 12250.463 | 6664 | 10
2004 | 10 | 4 | 15 | 0.0024053 | 0.0016318 | 0.0033532 | 0.0043211 | 0 | 0 | 1.1399e-05 | 0.011723 |  | 2390.2532 | 1421.78 | 2467.9669 | 6198.1386 | 0 | 0 | 0.69456 | 12478.8331 | 6665 | 10
2004 | 10 | 4 | 16 | 0.0027689 | 0.0015991 | 0.0032491 | 0.0043855 | 0 | 0 | 1.1399e-05 | 0.012014 |  | 2751.5308 | 1393.2746 | 2391.2882 | 6290.5336 | 0 | 0 | 0.69456 | 12827.3217 | 6666 | 10
2004 | 10 | 4 | 17 | 0.003188 | 0.0015045 | 0.003097 | 0.0044447 | 0 | 0 | 1.1399e-05 | 0.012245 |  | 3167.9638 | 1310.8565 | 2279.3577 | 6375.4461 | 0 | 0 | 0.69456 | 13134.3187 | 6667 | 10
2004 | 10 | 4 | 18 | 0.0036762 | 0.0013611 | 0.0029992 | 0.0044304 | 4.3962e-05 | 2.1193e-06 | 1.1399e-05 | 0.012524 |  | 3653.1534 | 1185.957 | 2207.3564 | 6354.9402 | 13.131 | 1.1856 | 0.69456 | 13416.4181 | 6668 | 10
2004 | 10 | 4 | 19 | 0.0034262 | 0.0013695 | 0.0030438 | 0.004246 | 0.00017585 | 8.4772e-06 | 1.1399e-05 | 0.012281 |  | 3404.726 | 1193.2305 | 2240.2316 | 6090.4943 | 52.5241 | 4.7422 | 0.69456 | 12986.6434 | 6669 | 10
2004 | 10 | 4 | 20 | 0.0034495 | 0.0013176 | 0.003039 | 0.0042854 | 0.00017585 | 8.4772e-06 | 1.1399e-05 | 0.012287 |  | 3427.9174 | 1148.0591 | 2236.7168 | 6146.9922 | 52.5241 | 4.7422 | 0.69456 | 13017.6463 | 6670 | 10
2004 | 10 | 4 | 21 | 0.0033381 | 0.0012513 | 0.0029128 | 0.0042752 | 0.00017585 | 8.4772e-06 | 1.1399e-05 | 0.011973 |  | 3317.1468 | 1090.2856 | 2143.8001 | 6132.406 | 52.5241 | 4.7422 | 0.69456 | 12741.5993 | 6671 | 10
2004 | 10 | 4 | 22 | 0.0030961 | 0.0012077 | 0.0027969 | 0.0042457 | 0.00017585 | 8.4772e-06 | 1.1399e-05 | 0.011542 |  | 3076.7165 | 1052.2724 | 2058.4641 | 6090.1155 | 52.5241 | 4.7422 | 0.69456 | 12335.5293 | 6672 | 10
2004 | 10 | 4 | 23 | 0.0024929 | 0.0012978 | 0.0026319 | 0.0042379 | 0.00017585 | 8.4772e-06 | 1.1399e-05 | 0.010856 |  | 2477.241 | 1130.791 | 1937.0681 | 6078.8917 | 52.5241 | 4.7422 | 0.69456 | 11681.9526 | 6673 | 10
2004 | 10 | 4 | 24 | 0.0016502 | 0.0013221 | 0.0023895 | 0.0042097 | 0.00017585 | 8.4772e-06 | 1.1399e-05 | 0.0097673 |  | 1639.8915 | 1151.9486 | 1758.682 | 6038.4008 | 52.5241 | 4.7422 | 0.69456 | 10646.8837 | 6674 | 10
2004 | 10 | 5 | 1 | 0.0015166 | 0.0012689 | 0.0022321 | 0.0039993 | 0.00017585 | 8.4772e-06 | 1.1399e-05 | 0.0092127 |  | 1507.1293 | 1105.6223 | 1642.7969 | 5736.5897 | 52.5241 | 4.7422 | 0.69456 | 10050.099 | 6675 | 10
2004 | 10 | 5 | 2 | 0.00128 | 0.0013012 | 0.0022199 | 0.0041634 | 0.00017585 | 8.4772e-06 | 1.1399e-05 | 0.0091602 |  | 1271.9859 | 1133.697 | 1633.8331 | 5972.0525 | 52.5241 | 4.7422 | 0.69456 | 10069.5294 | 6676 | 10
2004 | 10 | 5 | 3 | 0.0011251 | 0.0013286 | 0.0021786 | 0.0039181 | 0.00017585 | 8.4772e-06 | 1.1399e-05 | 0.0087462 |  | 1118.0677 | 1157.6167 | 1603.4631 | 5620.1842 | 52.5241 | 4.7422 | 0.69456 | 9557.2926 | 6677 | 10
2004 | 10 | 5 | 4 | 0.0010833 | 0.001312 | 0.0022094 | 0.0041862 | 0.00017585 | 8.4772e-06 | 1.1399e-05 | 0.0089866 |  | 1076.4742 | 1143.141 | 1626.1223 | 6004.682 | 52.5241 | 4.7422 | 0.69456 | 9908.3804 | 6678 | 10
2004 | 10 | 5 | 5 | 0.001151 | 0.0013245 | 0.0023007 | 0.003912 | 0.00017585 | 8.4772e-06 | 1.1399e-05 | 0.0088838 |  | 1143.7363 | 1154.044 | 1693.2715 | 5611.3283 | 52.5241 | 4.7422 | 0.69456 | 9660.341 | 6679 | 10
2004 | 10 | 5 | 6 | 0.0013518 | 0.0013499 | 0.0026485 | 0.0041365 | 0.00017585 | 8.4772e-06 | 1.1399e-05 | 0.0096824 |  | 1343.3247 | 1176.1561 | 1949.292 | 5933.4086 | 52.5241 | 4.7422 | 0.69456 | 10460.1423 | 6680 | 10
2004 | 10 | 5 | 7 | 0.0017715 | 0.0013657 | 0.0029772 | 0.0043205 | 0 | 0 | 1.1399e-05 | 0.010446 |  | 1760.4015 | 1189.8974 | 2191.2266 | 6197.3808 | 0 | 0 | 0.69456 | 11339.6009 | 6681 | 10
2004 | 10 | 5 | 8 | 0.0019066 | 0.0015111 | 0.0031604 | 0.0045108 | 0 | 0 | 1.1399e-05 | 0.0111 |  | 1894.6168 | 1316.5862 | 2326.042 | 6470.3037 | 0 | 0 | 0.69456 | 12008.2432 | 6682 | 10
2004 | 10 | 5 | 9 | 0.0020808 | 0.0015477 | 0.0032682 | 0.0045494 | 0 | 0 | 1.1399e-05 | 0.011457 |  | 2067.7961 | 1348.5423 | 2405.3378 | 6525.6176 | 0 | 0 | 0.69456 | 12347.9884 | 6683 | 10
2004 | 10 | 5 | 10 | 0.0020778 | 0.0016427 | 0.0034117 | 0.0044526 | 0 | 0 | 1.1399e-05 | 0.011596 |  | 2064.7866 | 1431.2436 | 2510.9717 | 6386.8119 | 0 | 0 | 0.69456 | 12394.5084 | 6684 | 10
2004 | 10 | 5 | 11 | 0.002102 | 0.0016573 | 0.0034324 | 0.0044891 | 0 | 0 | 1.1399e-05 | 0.011692 |  | 2088.8329 | 1444.023 | 2526.2046 | 6439.1896 | 0 | 0 | 0.69456 | 12498.9447 | 6685 | 10
2004 | 10 | 5 | 12 | 0.0023117 | 0.0015817 | 0.0034603 | 0.0041672 | 0 | 0 | 1.1399e-05 | 0.011532 |  | 2297.2374 | 1378.1281 | 2546.7278 | 5977.404 | 0 | 0 | 0.69456 | 12200.1918 | 6686 | 10
2004 | 10 | 5 | 13 | 0.002379 | 0.0015048 | 0.0036065 | 0.0046319 | 0 | 0 | 1.1399e-05 | 0.012134 |  | 2364.0902 | 1311.1414 | 2654.3741 | 6643.9647 | 0 | 0 | 0.69456 | 12974.265 | 6687 | 10
2004 | 10 | 5 | 14 | 0.0022808 | 0.0015014 | 0.0036332 | 0.0045509 | 0 | 0 | 1.1399e-05 | 0.011978 |  | 2266.4798 | 1308.204 | 2674.0382 | 6527.8908 | 0 | 0 | 0.69456 | 12777.3073 | 6688 | 10
2004 | 10 | 5 | 15 | 0.0023473 | 0.0014821 | 0.0035373 | 0.0045604 | 0 | 0 | 1.1399e-05 | 0.011939 |  | 2332.5893 | 1291.3328 | 2603.4304 | 6541.4824 | 0 | 0 | 0.69456 | 12769.5296 | 6689 | 10
2004 | 10 | 5 | 16 | 0.0027059 | 0.0014352 | 0.00346 | 0.0046021 | 0 | 0 | 1.1399e-05 | 0.012215 |  | 2688.9287 | 1250.4645 | 2546.5053 | 6601.2953 | 0 | 0 | 0.69456 | 13087.8884 | 6690 | 10
2004 | 10 | 5 | 17 | 0.0031072 | 0.0014024 | 0.003256 | 0.0044473 | 0 | 0 | 1.1399e-05 | 0.012224 |  | 3087.6879 | 1221.8843 | 2396.4054 | 6379.1873 | 0 | 0 | 0.69456 | 13085.8596 | 6691 | 10
2004 | 10 | 5 | 18 | 0.0033733 | 0.0013126 | 0.003172 | 0.0042655 | 4.3962e-05 | 2.1193e-06 | 1.1399e-05 | 0.012181 |  | 3352.1501 | 1143.6262 | 2334.6004 | 6118.4354 | 13.131 | 1.1856 | 0.69456 | 12963.8233 | 6692 | 10
2004 | 10 | 5 | 19 | 0.0035656 | 0.0011478 | 0.0031879 | 0.0039333 | 0.00017585 | 8.4772e-06 | 1.1399e-05 | 0.01203 |  | 3543.2017 | 1000.0677 | 2346.2971 | 5641.9688 | 52.5241 | 4.7422 | 0.69456 | 12589.4962 | 6693 | 10
2004 | 10 | 5 | 20 | 0.003792 | 0.001044 | 0.003171 | 0.0040425 | 0.00017585 | 8.4772e-06 | 1.1399e-05 | 0.012245 |  | 3768.2064 | 909.5888 | 2333.8483 | 5798.6283 | 52.5241 | 4.7422 | 0.69456 | 12868.2327 | 6694 | 10
2004 | 10 | 5 | 21 | 0.0036268 | 0.0010302 | 0.0030141 | 0.0041253 | 0.00017585 | 8.4772e-06 | 1.1399e-05 | 0.011992 |  | 3604.0715 | 897.592 | 2218.3445 | 5917.3543 | 52.5241 | 4.7422 | 0.69456 | 12695.3232 | 6695 | 10
2004 | 10 | 5 | 22 | 0.003 | 0.0011669 | 0.002871 | 0.0043007 | 0.00017585 | 8.4772e-06 | 1.1399e-05 | 0.011534 |  | 2981.237 | 1016.7186 | 2113.0243 | 6168.9188 | 52.5241 | 4.7422 | 0.69456 | 12337.8597 | 6696 | 10
2004 | 10 | 5 | 23 | 0.0024949 | 0.0011046 | 0.0027104 | 0.0042917 | 0.00017585 | 8.4772e-06 | 1.1399e-05 | 0.010797 |  | 2479.2454 | 962.4579 | 1994.841 | 6155.9901 | 52.5241 | 4.7422 | 0.69456 | 11650.4953 | 6697 | 10
2004 | 10 | 5 | 24 | 0.0017007 | 0.0011995 | 0.0025556 | 0.0043414 | 0.00017585 | 8.4772e-06 | 1.1399e-05 | 0.0099929 |  | 1690.0674 | 1045.0909 | 1880.8698 | 6227.3583 | 52.5241 | 4.7422 | 0.69456 | 10901.3473 | 6698 | 10
2004 | 10 | 6 | 1 | 0.0015166 | 0.0012689 | 0.0023458 | 0.0040127 | 0.00017585 | 8.4772e-06 | 1.1399e-05 | 0.0093399 |  | 1507.1293 | 1105.6223 | 1726.5154 | 5755.8643 | 52.5241 | 4.7422 | 0.69456 | 10153.0922 | 6699 | 10
2004 | 10 | 6 | 2 | 0.00128 | 0.0013012 | 0.0022816 | 0.0040737 | 0.00017585 | 8.4772e-06 | 1.1399e-05 | 0.0091322 |  | 1271.9859 | 1133.697 | 1679.2527 | 5843.3814 | 52.5241 | 4.7422 | 0.69456 | 9986.2779 | 6700 | 10
2004 | 10 | 6 | 3 | 0.0011251 | 0.0013286 | 0.0022225 | 0.0039649 | 0.00017585 | 8.4772e-06 | 1.1399e-05 | 0.0088369 |  | 1118.0677 | 1157.6167 | 1635.7673 | 5687.3376 | 52.5241 | 4.7422 | 0.69456 | 9656.7501 | 6701 | 10
2004 | 10 | 6 | 4 | 0.0010833 | 0.001312 | 0.0022756 | 0.0042657 | 0.00017585 | 8.4772e-06 | 1.1399e-05 | 0.0091323 |  | 1076.4742 | 1143.141 | 1674.8168 | 6118.7669 | 52.5241 | 4.7422 | 0.69456 | 10071.1598 | 6702 | 10
2004 | 10 | 6 | 5 | 0.001151 | 0.0013245 | 0.0023314 | 0.0041702 | 0.00017585 | 8.4772e-06 | 1.1399e-05 | 0.0091728 |  | 1143.7363 | 1154.044 | 1715.8897 | 5981.8082 | 52.5241 | 4.7422 | 0.69456 | 10053.4391 | 6703 | 10
2004 | 10 | 6 | 6 | 0.0013518 | 0.0013499 | 0.0026738 | 0.0042156 | 0.00017585 | 8.4772e-06 | 1.1399e-05 | 0.0097868 |  | 1343.3247 | 1176.1561 | 1967.9149 | 6046.8778 | 52.5241 | 4.7422 | 0.69456 | 10592.2344 | 6704 | 10
2004 | 10 | 6 | 7 | 0.0017715 | 0.0013657 | 0.0030287 | 0.0043106 | 0 | 0 | 1.1399e-05 | 0.010488 |  | 1760.4015 | 1189.8974 | 2229.0661 | 6183.1261 | 0 | 0 | 0.69456 | 11363.1857 | 6705 | 10
2004 | 10 | 6 | 8 | 0.0019066 | 0.0015111 | 0.0031752 | 0.0041722 | 0 | 0 | 1.1399e-05 | 0.010776 |  | 1894.6168 | 1316.5862 | 2336.8957 | 5984.555 | 0 | 0 | 0.69456 | 11533.3482 | 6706 | 10
2004 | 10 | 6 | 9 | 0.0020808 | 0.0015477 | 0.0033193 | 0.0039816 | 0 | 0 | 1.1399e-05 | 0.010941 |  | 2067.7961 | 1348.5423 | 2442.9669 | 5711.2059 | 0 | 0 | 0.69456 | 11571.2058 | 6707 | 10
2004 | 10 | 6 | 10 | 0.0020778 | 0.0016427 | 0.0034285 | 0.0044769 | 0 | 0 | 1.1399e-05 | 0.011637 |  | 2064.7866 | 1431.2436 | 2523.3721 | 6421.7146 | 0 | 0 | 0.69456 | 12441.8116 | 6708 | 10
2004 | 10 | 6 | 11 | 0.002102 | 0.0016573 | 0.0034677 | 0.0045039 | 0 | 0 | 1.1399e-05 | 0.011742 |  | 2088.8329 | 1444.023 | 2552.1673 | 6460.4059 | 0 | 0 | 0.69456 | 12546.1237 | 6709 | 10
2004 | 10 | 6 | 12 | 0.0023117 | 0.0015817 | 0.0035095 | 0.0043133 | 0 | 0 | 1.1399e-05 | 0.011728 |  | 2297.2374 | 1378.1281 | 2582.9469 | 6186.9621 | 0 | 0 | 0.69456 | 12445.969 | 6710 | 10
2004 | 10 | 6 | 13 | 0.002379 | 0.0015048 | 0.0035743 | 0.0043261 | 0 | 0 | 1.1399e-05 | 0.011796 |  | 2364.0902 | 1311.1414 | 2630.631 | 6205.3843 | 0 | 0 | 0.69456 | 12511.9415 | 6711 | 10
2004 | 10 | 6 | 14 | 0.0022808 | 0.0015014 | 0.0036088 | 0.004239 | 0 | 0 | 1.1399e-05 | 0.011641 |  | 2266.4798 | 1308.204 | 2656.0488 | 6080.5018 | 0 | 0 | 0.69456 | 12311.929 | 6712 | 10
2004 | 10 | 6 | 15 | 0.0023473 | 0.0014821 | 0.003543 | 0.0043727 | 0 | 0 | 1.1399e-05 | 0.011756 |  | 2332.5893 | 1291.3328 | 2607.6483 | 6272.1588 | 0 | 0 | 0.69456 | 12504.4238 | 6713 | 10
2004 | 10 | 6 | 16 | 0.0027059 | 0.0014352 | 0.0034654 | 0.0044546 | 0 | 0 | 1.1399e-05 | 0.012073 |  | 2688.9287 | 1250.4645 | 2550.5366 | 6389.7008 | 0 | 0 | 0.69456 | 12880.3251 | 6714 | 10
2004 | 10 | 6 | 17 | 0.0031072 | 0.0014024 | 0.0032541 | 0.0043693 | 0 | 0 | 1.1399e-05 | 0.012144 |  | 3087.6879 | 1221.8843 | 2395.0299 | 6267.3283 | 0 | 0 | 0.69456 | 12972.6249 | 6715 | 10
2004 | 10 | 6 | 18 | 0.0033733 | 0.0013126 | 0.0031684 | 0.0043191 | 4.3962e-05 | 2.1193e-06 | 1.1399e-05 | 0.012231 |  | 3352.1501 | 1143.6262 | 2331.8891 | 6195.3918 | 13.131 | 1.1856 | 0.69456 | 13038.0683 | 6716 | 10
2004 | 10 | 6 | 19 | 0.0035656 | 0.0011478 | 0.0031725 | 0.0040017 | 0.00017585 | 8.4772e-06 | 1.1399e-05 | 0.012083 |  | 3543.2017 | 1000.0677 | 2334.9596 | 5740.0941 | 52.5241 | 4.7422 | 0.69456 | 12676.284 | 6717 | 10
2004 | 10 | 6 | 20 | 0.003792 | 0.001044 | 0.0031838 | 0.004303 | 0.00017585 | 8.4772e-06 | 1.1399e-05 | 0.012518 |  | 3768.2064 | 909.5888 | 2343.2524 | 6172.1865 | 52.5241 | 4.7422 | 0.69456 | 13251.1949 | 6718 | 10
2004 | 10 | 6 | 21 | 0.0036268 | 0.0010302 | 0.0030424 | 0.0042509 | 0.00017585 | 8.4772e-06 | 1.1399e-05 | 0.012146 |  | 3604.0715 | 897.592 | 2239.1805 | 6097.5506 | 52.5241 | 4.7422 | 0.69456 | 12896.3556 | 6719 | 10
2004 | 10 | 6 | 22 | 0.003 | 0.0011669 | 0.002941 | 0.0042266 | 0.00017585 | 8.4772e-06 | 1.1399e-05 | 0.01153 |  | 2981.237 | 1016.7186 | 2164.5189 | 6062.6006 | 52.5241 | 4.7422 | 0.69456 | 12283.036 | 6720 | 10
2004 | 10 | 6 | 23 | 0.0024949 | 0.0011046 | 0.0027776 | 0.0041714 | 0.00017585 | 8.4772e-06 | 1.1399e-05 | 0.010744 |  | 2479.2454 | 962.4579 | 2044.2787 | 5983.4184 | 52.5241 | 4.7422 | 0.69456 | 11527.3613 | 6721 | 10
2004 | 10 | 6 | 24 | 0.0017007 | 0.0011995 | 0.0026128 | 0.0041771 | 0.00017585 | 8.4772e-06 | 1.1399e-05 | 0.0098858 |  | 1690.0674 | 1045.0909 | 1922.9938 | 5991.6113 | 52.5241 | 4.7422 | 0.69456 | 10707.7242 | 6722 | 10
2004 | 10 | 7 | 1 | 0.0015166 | 0.0012689 | 0.002372 | 0.0041872 | 0.00017585 | 8.4772e-06 | 1.1399e-05 | 0.0095405 |  | 1507.1293 | 1105.6223 | 1745.8111 | 6006.1028 | 52.5241 | 4.7422 | 0.69456 | 10422.6264 | 6723 | 10
2004 | 10 | 7 | 2 | 0.00128 | 0.0013012 | 0.0022986 | 0.0039178 | 0.00017585 | 8.4772e-06 | 1.1399e-05 | 0.0089933 |  | 1271.9859 | 1133.697 | 1691.7901 | 5619.6633 | 52.5241 | 4.7422 | 0.69456 | 9775.0972 | 6724 | 10
2004 | 10 | 7 | 3 | 0.0011251 | 0.0013286 | 0.0022588 | 0.0040886 | 0.00017585 | 8.4772e-06 | 1.1399e-05 | 0.0089969 |  | 1118.0677 | 1157.6167 | 1662.4672 | 5864.6924 | 52.5241 | 4.7422 | 0.69456 | 9860.8049 | 6725 | 10
2004 | 10 | 7 | 4 | 0.0010833 | 0.001312 | 0.0022675 | 0.0041143 | 0.00017585 | 8.4772e-06 | 1.1399e-05 | 0.0089728 |  | 1076.4742 | 1143.141 | 1668.8316 | 5901.5842 | 52.5241 | 4.7422 | 0.69456 | 9847.9918 | 6726 | 10
2004 | 10 | 7 | 5 | 0.001151 | 0.0013245 | 0.0023874 | 0.0040906 | 0.00017585 | 8.4772e-06 | 1.1399e-05 | 0.0091492 |  | 1143.7363 | 1154.044 | 1757.1145 | 5867.6286 | 52.5241 | 4.7422 | 0.69456 | 9980.4843 | 6727 | 10
2004 | 10 | 7 | 6 | 0.0013518 | 0.0013499 | 0.0026779 | 0.0039492 | 0.00017585 | 8.4772e-06 | 1.1399e-05 | 0.0095245 |  | 1343.3247 | 1176.1561 | 1970.9297 | 5664.7479 | 52.5241 | 4.7422 | 0.69456 | 10213.1193 | 6728 | 10
2004 | 10 | 7 | 7 | 0.0017715 | 0.0013657 | 0.0029738 | 0.0039596 | 0 | 0 | 1.1399e-05 | 0.010082 |  | 1760.4015 | 1189.8974 | 2188.7298 | 5679.713 | 0 | 0 | 0.69456 | 10819.4362 | 6729 | 10
2004 | 10 | 7 | 8 | 0.0019066 | 0.0015111 | 0.0030639 | 0.0040807 | 0 | 0 | 1.1399e-05 | 0.010574 |  | 1894.6168 | 1316.5862 | 2254.9865 | 5853.3266 | 0 | 0 | 0.69456 | 11320.2106 | 6730 | 10
2004 | 10 | 7 | 9 | 0.0020808 | 0.0015477 | 0.0032369 | 0.0038684 | 0 | 0 | 1.1399e-05 | 0.010745 |  | 2067.7961 | 1348.5423 | 2382.3727 | 5548.8634 | 0 | 0 | 0.69456 | 11348.2691 | 6731 | 10
2004 | 10 | 7 | 10 | 0.0020778 | 0.0016427 | 0.0033235 | 0.0038991 | 0 | 0 | 1.1399e-05 | 0.010955 |  | 2064.7866 | 1431.2436 | 2446.1026 | 5592.9062 | 0 | 0 | 0.69456 | 11535.7336 | 6732 | 10
2004 | 10 | 7 | 11 | 0.002102 | 0.0016573 | 0.0034406 | 0.0044202 | 0 | 0 | 1.1399e-05 | 0.011632 |  | 2088.8329 | 1444.023 | 2532.2648 | 6340.354 | 0 | 0 | 0.69456 | 12406.1693 | 6733 | 10
2004 | 10 | 7 | 12 | 0.0023117 | 0.0015817 | 0.0034358 | 0.0043133 | 0 | 0 | 1.1399e-05 | 0.011654 |  | 2297.2374 | 1378.1281 | 2528.7466 | 6186.9621 | 0 | 0 | 0.69456 | 12391.7688 | 6734 | 10
2004 | 10 | 7 | 13 | 0.002379 | 0.0015048 | 0.0036053 | 0.0040991 | 0 | 0 | 1.1399e-05 | 0.0116 |  | 2364.0902 | 1311.1414 | 2653.4577 | 5879.7049 | 0 | 0 | 0.69456 | 12209.0888 | 6735 | 10
2004 | 10 | 7 | 14 | 0.0022808 | 0.0015014 | 0.0035337 | 0.0041154 | 0 | 0 | 1.1399e-05 | 0.011443 |  | 2266.4798 | 1308.204 | 2600.7874 | 5903.0996 | 0 | 0 | 0.69456 | 12079.2653 | 6736 | 10
2004 | 10 | 7 | 15 | 0.0023473 | 0.0014821 | 0.0034295 | 0.0044595 | 0 | 0 | 1.1399e-05 | 0.01173 |  | 2332.5893 | 1291.3328 | 2524.1187 | 6396.7097 | 0 | 0 | 0.69456 | 12545.4452 | 6737 | 10
2004 | 10 | 7 | 16 | 0.0027059 | 0.0014352 | 0.0033587 | 0.0043505 | 0 | 0 | 1.1399e-05 | 0.011862 |  | 2688.9287 | 1250.4645 | 2471.98 | 6240.3817 | 0 | 0 | 0.69456 | 12652.4495 | 6738 | 10
2004 | 10 | 7 | 17 | 0.0031072 | 0.0014024 | 0.0032757 | 0.0042067 | 0 | 0 | 1.1399e-05 | 0.012003 |  | 3087.6879 | 1221.8843 | 2410.8847 | 6034.1386 | 0 | 0 | 0.69456 | 12755.2901 | 6739 | 10
2004 | 10 | 7 | 18 | 0.0033733 | 0.0013126 | 0.0031553 | 0.0038505 | 4.3962e-05 | 2.1193e-06 | 1.1399e-05 | 0.011749 |  | 3352.1501 | 1143.6262 | 2322.2962 | 5523.1955 | 13.131 | 1.1856 | 0.69456 | 12356.2792 | 6740 | 10
2004 | 10 | 7 | 19 | 0.0035656 | 0.0011478 | 0.0031501 | 0.0037749 | 0.00017585 | 8.4772e-06 | 1.1399e-05 | 0.011834 |  | 3543.2017 | 1000.0677 | 2318.4395 | 5414.7936 | 52.5241 | 4.7422 | 0.69456 | 12334.4633 | 6741 | 10
2004 | 10 | 7 | 20 | 0.003792 | 0.001044 | 0.0031074 | 0.0039173 | 0.00017585 | 8.4772e-06 | 1.1399e-05 | 0.012056 |  | 3768.2064 | 909.5888 | 2287.0017 | 5619.0477 | 52.5241 | 4.7422 | 0.69456 | 12641.8054 | 6742 | 10
2004 | 10 | 7 | 21 | 0.0036268 | 0.0010302 | 0.0029946 | 0.004 | 0.00017585 | 8.4772e-06 | 1.1399e-05 | 0.011847 |  | 3604.0715 | 897.592 | 2204.0162 | 5737.6789 | 52.5241 | 4.7422 | 0.69456 | 12501.3195 | 6743 | 10
2004 | 10 | 7 | 22 | 0.003 | 0.0011669 | 0.0028832 | 0.0039865 | 0.00017585 | 8.4772e-06 | 1.1399e-05 | 0.011232 |  | 2981.237 | 1016.7186 | 2122.0478 | 5718.3096 | 52.5241 | 4.7422 | 0.69456 | 11896.2739 | 6744 | 10
2004 | 10 | 7 | 23 | 0.0024949 | 0.0011046 | 0.002748 | 0.0039334 | 0.00017585 | 8.4772e-06 | 1.1399e-05 | 0.010477 |  | 2479.2454 | 962.4579 | 2022.48 | 5642.1582 | 52.5241 | 4.7422 | 0.69456 | 11164.3025 | 6745 | 10
2004 | 10 | 7 | 24 | 0.0017007 | 0.0011995 | 0.0025284 | 0.003951 | 0.00017585 | 8.4772e-06 | 1.1399e-05 | 0.0095754 |  | 1690.0674 | 1045.0909 | 1860.8821 | 5667.3999 | 52.5241 | 4.7422 | 0.69456 | 10321.4012 | 6746 | 10
2004 | 10 | 8 | 1 | 0.0015869 | 0.001279 | 0.0022804 | 0.0039096 | 0.00017585 | 8.4772e-06 | 1.1399e-05 | 0.0092515 |  | 1576.93 | 1114.3515 | 1678.3389 | 5607.9186 | 52.5241 | 4.7422 | 0.69456 | 10035.4998 | 6747 | 10
2004 | 10 | 8 | 2 | 0.0014075 | 0.0012846 | 0.0021881 | 0.003813 | 0.00017585 | 8.4772e-06 | 1.1399e-05 | 0.0088889 |  | 1398.6785 | 1119.2913 | 1610.4151 | 5469.3971 | 52.5241 | 4.7422 | 0.69456 | 9655.7429 | 6748 | 10
2004 | 10 | 8 | 3 | 0.0013154 | 0.0013084 | 0.0021609 | 0.0037831 | 0.00017585 | 8.4772e-06 | 1.1399e-05 | 0.0087636 |  | 1307.1832 | 1139.9744 | 1590.4219 | 5426.5383 | 52.5241 | 4.7422 | 0.69456 | 9522.0787 | 6749 | 10
2004 | 10 | 8 | 4 | 0.0012469 | 0.0013338 | 0.002196 | 0.0038447 | 0.00017585 | 8.4772e-06 | 1.1399e-05 | 0.0088172 |  | 1239.1151 | 1162.1289 | 1616.2734 | 5514.8132 | 52.5241 | 4.7422 | 0.69456 | 9590.2915 | 6750 | 10
2004 | 10 | 8 | 5 | 0.0013367 | 0.0013832 | 0.0022712 | 0.003889 | 0.00017585 | 8.4772e-06 | 1.1399e-05 | 0.0090758 |  | 1328.3226 | 1205.1336 | 1671.6007 | 5578.462 | 52.5241 | 4.7422 | 0.69456 | 9841.4798 | 6751 | 10
2004 | 10 | 8 | 6 | 0.0016954 | 0.0013189 | 0.0025135 | 0.0039673 | 0.00017585 | 8.4772e-06 | 1.1399e-05 | 0.0096908 |  | 1684.7857 | 1149.1072 | 1849.9108 | 5690.7 | 52.5241 | 4.7422 | 0.69456 | 10432.4646 | 6752 | 10
2004 | 10 | 8 | 7 | 0.00209 | 0.0014436 | 0.0028491 | 0.0040594 | 0 | 0 | 1.1399e-05 | 0.010454 |  | 2076.9378 | 1257.831 | 2096.9328 | 5822.8755 | 0 | 0 | 0.69456 | 11255.2717 | 6753 | 10
2004 | 10 | 8 | 8 | 0.0021144 | 0.0015106 | 0.0029795 | 0.0039152 | 0 | 0 | 1.1399e-05 | 0.010531 |  | 2101.181 | 1316.169 | 2192.9279 | 5615.922 | 0 | 0 | 0.69456 | 11226.8946 | 6754 | 10
2004 | 10 | 8 | 9 | 0.0023418 | 0.001506 | 0.0030979 | 0.0040428 | 0 | 0 | 1.1399e-05 | 0.011 |  | 2327.0909 | 1312.1769 | 2280.0174 | 5798.9598 | 0 | 0 | 0.69456 | 11718.9396 | 6755 | 10
2004 | 10 | 8 | 10 | 0.0023479 | 0.0015697 | 0.0031496 | 0.0041557 | 0 | 0 | 1.1399e-05 | 0.011234 |  | 2333.147 | 1367.6823 | 2318.0969 | 5960.9708 | 0 | 0 | 0.69456 | 11980.5916 | 6756 | 10
2004 | 10 | 8 | 11 | 0.0025728 | 0.0015491 | 0.003248 | 0.0042799 | 0 | 0 | 1.1399e-05 | 0.011661 |  | 2556.6414 | 1349.7521 | 2390.4731 | 6139.0834 | 0 | 0 | 0.69456 | 12436.6445 | 6757 | 10
2004 | 10 | 8 | 12 | 0.0024782 | 0.0015026 | 0.0033039 | 0.0043801 | 0 | 0 | 1.1399e-05 | 0.011676 |  | 2462.6406 | 1309.1816 | 2431.6401 | 6282.7669 | 0 | 0 | 0.69456 | 12486.9238 | 6758 | 10
2004 | 10 | 8 | 13 | 0.0025514 | 0.0014718 | 0.0032728 | 0.0043302 | 0 | 0 | 1.1399e-05 | 0.011638 |  | 2535.4437 | 1282.3497 | 2408.7433 | 6211.304 | 0 | 0 | 0.69456 | 12438.5352 | 6759 | 10
2004 | 10 | 8 | 14 | 0.0025344 | 0.0014541 | 0.0032243 | 0.0042025 | 0 | 0 | 1.1399e-05 | 0.011427 |  | 2518.5233 | 1266.9162 | 2373.0618 | 6028.0294 | 0 | 0 | 0.69456 | 12187.2253 | 6760 | 10
2004 | 10 | 8 | 15 | 0.0027612 | 0.0013766 | 0.0031611 | 0.0042051 | 0 | 0 | 1.1399e-05 | 0.011515 |  | 2743.9049 | 1199.403 | 2326.5802 | 6031.818 | 0 | 0 | 0.69456 | 12302.4008 | 6761 | 10
2004 | 10 | 8 | 16 | 0.0031902 | 0.0013069 | 0.0030587 | 0.0039483 | 0 | 0 | 1.1399e-05 | 0.011516 |  | 3170.222 | 1138.6953 | 2251.1899 | 5663.4219 | 0 | 0 | 0.69456 | 12224.2236 | 6762 | 10
2004 | 10 | 8 | 17 | 0.0036871 | 0.0011374 | 0.0029723 | 0.0040241 | 0 | 0 | 1.1399e-05 | 0.011832 |  | 3664.0044 | 990.9691 | 2187.582 | 5772.2501 | 0 | 0 | 0.69456 | 12615.5 | 6763 | 10
2004 | 10 | 8 | 18 | 0.0039811 | 0.0010014 | 0.0029527 | 0.0040448 | 4.3962e-05 | 2.1193e-06 | 1.1399e-05 | 0.012038 |  | 3956.1645 | 872.5055 | 2173.1794 | 5801.9434 | 13.131 | 1.1856 | 0.69456 | 12818.8039 | 6764 | 10
2004 | 10 | 8 | 19 | 0.004035 | 0.00095806 | 0.0028857 | 0.0036161 | 0.00017585 | 8.4772e-06 | 1.1399e-05 | 0.011691 |  | 4009.6823 | 834.7529 | 2123.8771 | 5187.0026 | 52.5241 | 4.7422 | 0.69456 | 12213.2758 | 6765 | 10
2004 | 10 | 8 | 20 | 0.0037682 | 0.0010041 | 0.002892 | 0.0034049 | 0.00017585 | 8.4772e-06 | 1.1399e-05 | 0.011265 |  | 3744.5748 | 874.879 | 2128.4764 | 4883.9602 | 52.5241 | 4.7422 | 0.69456 | 11689.8513 | 6766 | 10
2004 | 10 | 8 | 21 | 0.0035122 | 0.00097608 | 0.0027448 | 0.0033319 | 0.00017585 | 8.4772e-06 | 1.1399e-05 | 0.010761 |  | 3490.2221 | 850.4516 | 2020.131 | 4779.3469 | 52.5241 | 4.7422 | 0.69456 | 11198.1125 | 6767 | 10
2004 | 10 | 8 | 22 | 0.0032291 | 0.00099984 | 0.0026438 | 0.0032989 | 0.00017585 | 8.4772e-06 | 1.1399e-05 | 0.010367 |  | 3208.8392 | 871.1567 | 1945.7952 | 4731.8944 | 52.5241 | 4.7422 | 0.69456 | 10815.6465 | 6768 | 10
2004 | 10 | 8 | 23 | 0.0027916 | 0.00089323 | 0.0025199 | 0.0026447 | 0.00017585 | 8.4772e-06 | 1.1399e-05 | 0.0090452 |  | 2774.1204 | 778.2642 | 1854.6524 | 3793.5948 | 52.5241 | 4.7422 | 0.69456 | 9258.5927 | 6769 | 10
2004 | 10 | 8 | 24 | 0.0021486 | 0.00098086 | 0.0023686 | 0.0028603 | 0.00017585 | 8.4772e-06 | 1.1399e-05 | 0.008554 |  | 2135.0917 | 854.6185 | 1743.2499 | 4102.8411 | 52.5241 | 4.7422 | 0.69456 | 8893.7621 | 6770 | 10
2004 | 10 | 9 | 1 | 0.0018849 | 0.0010921 | 0.0022165 | 0.0025105 | 0.00017585 | 8.4772e-06 | 1.1399e-05 | 0.0078997 |  | 1873.0735 | 951.5725 | 1631.2953 | 3601.0655 | 52.5241 | 4.7422 | 0.69456 | 8114.9677 | 6771 | 10
2004 | 10 | 9 | 2 | 0.0016542 | 0.0010709 | 0.002131 | 0.0028908 | 0.00017585 | 8.4772e-06 | 1.1399e-05 | 0.0079427 |  | 1643.7797 | 933.099 | 1568.4337 | 4146.5996 | 52.5241 | 4.7422 | 0.69456 | 8349.8729 | 6772 | 10
2004 | 10 | 9 | 3 | 0.0014584 | 0.0011311 | 0.0021223 | 0.0027648 | 0.00017585 | 8.4772e-06 | 1.1399e-05 | 0.0076723 |  | 1449.2834 | 985.4807 | 1562.0022 | 3965.8824 | 52.5241 | 4.7422 | 0.69456 | 8020.6096 | 6773 | 10
2004 | 10 | 9 | 4 | 0.0013645 | 0.0011303 | 0.0021555 | 0.0029418 | 0.00017585 | 8.4772e-06 | 1.1399e-05 | 0.0077878 |  | 1355.9131 | 984.8231 | 1586.4309 | 4219.7674 | 52.5241 | 4.7422 | 0.69456 | 8204.8953 | 6774 | 10
2004 | 10 | 9 | 5 | 0.001377 | 0.0011728 | 0.0021429 | 0.0027937 | 0.00017585 | 8.4772e-06 | 1.1399e-05 | 0.0076822 |  | 1368.3995 | 1021.8141 | 1577.1543 | 4007.3678 | 52.5241 | 4.7422 | 0.69456 | 8032.6965 | 6775 | 10
2004 | 10 | 9 | 6 | 0.0015638 | 0.0011154 | 0.0022912 | 0.003016 | 0.00017585 | 8.4772e-06 | 1.1399e-05 | 0.0081822 |  | 1553.9935 | 971.8643 | 1686.3169 | 4326.2277 | 52.5241 | 4.7422 | 0.69456 | 8596.3632 | 6776 | 10
2004 | 10 | 9 | 7 | 0.0019504 | 0.0011655 | 0.0024332 | 0.0031531 | 0 | 0 | 1.1399e-05 | 0.0087137 |  | 1938.2105 | 1015.5306 | 1790.8154 | 4522.8098 | 0 | 0 | 0.69456 | 9268.061 | 6777 | 10
2004 | 10 | 9 | 8 | 0.0023105 | 0.001186 | 0.0024223 | 0.0032085 | 0 | 0 | 1.1399e-05 | 0.0091386 |  | 2295.9763 | 1033.3202 | 1782.7613 | 4602.2762 | 0 | 0 | 0.69456 | 9715.0286 | 6778 | 10
2004 | 10 | 9 | 9 | 0.002566 | 0.0012697 | 0.0024692 | 0.0033096 | 0 | 0 | 1.1399e-05 | 0.0096259 |  | 2549.8851 | 1106.3258 | 1817.3005 | 4747.333 | 0 | 0 | 0.69456 | 10221.539 | 6779 | 10
2004 | 10 | 9 | 10 | 0.0029315 | 0.0012328 | 0.0024878 | 0.0033263 | 0 | 0 | 1.1399e-05 | 0.0099898 |  | 2913.1585 | 1074.1125 | 1830.9954 | 4771.2961 | 0 | 0 | 0.69456 | 10590.2571 | 6780 | 10
2004 | 10 | 9 | 11 | 0.0032713 | 0.0011602 | 0.0025345 | 0.0032245 | 0 | 0 | 1.1399e-05 | 0.010202 |  | 3250.8102 | 1010.8551 | 1865.394 | 4625.1973 | 0 | 0 | 0.69456 | 10752.9513 | 6781 | 10
2004 | 10 | 9 | 12 | 0.003518 | 0.0010278 | 0.0024666 | 0.0032907 | 0 | 0 | 1.1399e-05 | 0.010314 |  | 3495.9216 | 895.4821 | 1815.4094 | 4720.2444 | 0 | 0 | 0.69456 | 10927.752 | 6782 | 10
2004 | 10 | 9 | 13 | 0.0030071 | 0.0011394 | 0.0024829 | 0.0032499 | 0 | 0 | 1.1399e-05 | 0.0098907 |  | 2988.2451 | 992.767 | 1827.3886 | 4661.6628 | 0 | 0 | 0.69456 | 10470.7581 | 6783 | 10
2004 | 10 | 9 | 14 | 0.0029264 | 0.0010831 | 0.0024537 | 0.0032767 | 0 | 0 | 1.1399e-05 | 0.0097513 |  | 2908.0734 | 943.7405 | 1805.9024 | 4700.07 | 0 | 0 | 0.69456 | 10358.4809 | 6784 | 10
2004 | 10 | 9 | 15 | 0.0030959 | 0.00099503 | 0.0024681 | 0.0033006 | 0 | 0 | 1.1399e-05 | 0.0098711 |  | 3076.4879 | 866.9678 | 1816.5192 | 4734.4044 | 0 | 0 | 0.69456 | 10495.0739 | 6785 | 10
2004 | 10 | 9 | 16 | 0.0031344 | 0.0009963 | 0.0024674 | 0.0031612 | 0 | 0 | 1.1399e-05 | 0.0097707 |  | 3114.7396 | 868.0728 | 1816.0179 | 4534.4598 | 0 | 0 | 0.69456 | 10333.9848 | 6786 | 10
2004 | 10 | 9 | 17 | 0.003515 | 0.00098584 | 0.0023792 | 0.0030308 | 0 | 0 | 1.1399e-05 | 0.0099222 |  | 3492.9234 | 858.9615 | 1751.0823 | 4347.444 | 0 | 0 | 0.69456 | 10451.1057 | 6787 | 10
2004 | 10 | 9 | 18 | 0.0041327 | 0.00086288 | 0.0024273 | 0.0029458 | 4.3962e-05 | 2.1193e-06 | 1.1399e-05 | 0.010426 |  | 4106.7492 | 751.8223 | 1786.4548 | 4225.403 | 13.131 | 1.1856 | 0.69456 | 10885.4404 | 6788 | 10
2004 | 10 | 9 | 19 | 0.0039775 | 0.00084878 | 0.0024155 | 0.0029476 | 0.00017585 | 8.4772e-06 | 1.1399e-05 | 0.010385 |  | 3952.5813 | 739.5376 | 1777.7769 | 4228.1024 | 52.5241 | 4.7422 | 0.69456 | 10755.9591 | 6789 | 10
2004 | 10 | 9 | 20 | 0.0039044 | 0.00084941 | 0.0023891 | 0.0028626 | 0.00017585 | 8.4772e-06 | 1.1399e-05 | 0.010201 |  | 3879.9441 | 740.0836 | 1758.3797 | 4106.0614 | 52.5241 | 4.7422 | 0.69456 | 10542.4296 | 6790 | 10
2004 | 10 | 9 | 21 | 0.0038152 | 0.0008319 | 0.002312 | 0.002722 | 0.00017585 | 8.4772e-06 | 1.1399e-05 | 0.0098769 |  | 3791.3047 | 724.8291 | 1701.6001 | 3904.5067 | 52.5241 | 4.7422 | 0.69456 | 10180.2015 | 6791 | 10
2004 | 10 | 9 | 22 | 0.003521 | 0.00087556 | 0.0022468 | 0.0028329 | 0.00017585 | 8.4772e-06 | 1.1399e-05 | 0.0096721 |  | 3498.9672 | 762.873 | 1653.6428 | 4063.5815 | 52.5241 | 4.7422 | 0.69456 | 10037.0254 | 6792 | 10
2004 | 10 | 9 | 23 | 0.0028368 | 0.0010228 | 0.002067 | 0.0024896 | 0.00017585 | 8.4772e-06 | 1.1399e-05 | 0.0086119 |  | 2818.9918 | 891.1719 | 1521.2899 | 3571.0606 | 52.5241 | 4.7422 | 0.69456 | 8860.475 | 6793 | 10
2004 | 10 | 9 | 24 | 0.0023843 | 0.00090628 | 0.002059 | 0.0025605 | 0.00017585 | 8.4772e-06 | 1.1399e-05 | 0.0081058 |  | 2369.3612 | 789.6382 | 1515.4453 | 3672.7377 | 52.5241 | 4.7422 | 0.69456 | 8405.1433 | 6794 | 10
2004 | 10 | 10 | 1 | 0.0017942 | 0.00104 | 0.0020205 | 0.0025381 | 0.00017585 | 8.4772e-06 | 1.1399e-05 | 0.0075886 |  | 1782.9738 | 906.1376 | 1487.1084 | 3640.6291 | 52.5241 | 4.7422 | 0.69456 | 7874.8098 | 6795 | 10
2004 | 10 | 10 | 2 | 0.001554 | 0.0010844 | 0.0020194 | 0.0022084 | 0.00017585 | 8.4772e-06 | 1.1399e-05 | 0.0070619 |  | 1544.2337 | 944.8543 | 1486.2302 | 3167.8091 | 52.5241 | 4.7422 | 0.69456 | 7201.0882 | 6796 | 10
2004 | 10 | 10 | 3 | 0.0014065 | 0.0011078 | 0.0019921 | 0.0020856 | 0.00017585 | 8.4772e-06 | 1.1399e-05 | 0.0067877 |  | 1397.6911 | 965.1789 | 1466.1813 | 2991.5434 | 52.5241 | 4.7422 | 0.69456 | 6878.5556 | 6797 | 10
2004 | 10 | 10 | 4 | 0.0012856 | 0.0011258 | 0.0020262 | 0.0020245 | 0.00017585 | 8.4772e-06 | 1.1399e-05 | 0.0066578 |  | 1277.5843 | 980.9397 | 1491.2496 | 2903.8842 | 52.5241 | 4.7422 | 0.69456 | 6711.6186 | 6798 | 10
2004 | 10 | 10 | 5 | 0.0013066 | 0.001118 | 0.0020501 | 0.0022703 | 0.00017585 | 8.4772e-06 | 1.1399e-05 | 0.0069406 |  | 1298.3768 | 974.1199 | 1508.8263 | 3256.4629 | 52.5241 | 4.7422 | 0.69456 | 7095.7466 | 6799 | 10
2004 | 10 | 10 | 6 | 0.001436 | 0.0011276 | 0.0021195 | 0.0025239 | 0.00017585 | 8.4772e-06 | 1.1399e-05 | 0.0074026 |  | 1427.0046 | 982.4471 | 1559.9081 | 3620.2653 | 52.5241 | 4.7422 | 0.69456 | 7647.586 | 6800 | 10
2004 | 10 | 10 | 7 | 0.0017537 | 0.0011264 | 0.0021954 | 0.0026305 | 0 | 0 | 1.1399e-05 | 0.0077174 |  | 1742.6784 | 981.43 | 1615.8034 | 3773.1836 | 0 | 0 | 0.69456 | 8113.7899 | 6801 | 10
2004 | 10 | 10 | 8 | 0.0021232 | 0.0010923 | 0.0022191 | 0.0026612 | 0 | 0 | 1.1399e-05 | 0.0081072 |  | 2109.8743 | 951.7308 | 1633.2275 | 3817.2737 | 0 | 0 | 0.69456 | 8512.8008 | 6802 | 10
2004 | 10 | 10 | 9 | 0.0025322 | 0.0011739 | 0.0022693 | 0.0025309 | 0 | 0 | 1.1399e-05 | 0.0085176 |  | 2516.2973 | 1022.7966 | 1670.1534 | 3630.3999 | 0 | 0 | 0.69456 | 8840.3416 | 6803 | 10
2004 | 10 | 10 | 10 | 0.0027143 | 0.0012192 | 0.0022449 | 0.0026276 | 0 | 0 | 1.1399e-05 | 0.0088173 |  | 2697.235 | 1062.2666 | 1652.2161 | 3769.0161 | 0 | 0 | 0.69456 | 9181.4284 | 6804 | 10
2004 | 10 | 10 | 11 | 0.0029648 | 0.0011811 | 0.0023127 | 0.0024419 | 0 | 0 | 1.1399e-05 | 0.0089119 |  | 2946.1985 | 1029.0457 | 1702.1622 | 3502.6759 | 0 | 0 | 0.69456 | 9180.7769 | 6805 | 10
2004 | 10 | 10 | 12 | 0.0031137 | 0.0011259 | 0.0023163 | 0.0025636 | 0 | 0 | 1.1399e-05 | 0.0091308 |  | 3094.1615 | 980.9586 | 1704.799 | 3677.1893 | 0 | 0 | 0.69456 | 9457.803 | 6806 | 10
2004 | 10 | 10 | 13 | 0.0032272 | 0.0011149 | 0.0023319 | 0.0021326 | 0 | 0 | 1.1399e-05 | 0.008818 |  | 3206.9245 | 971.3766 | 1716.2784 | 3059.0283 | 0 | 0 | 0.69456 | 8954.3024 | 6807 | 10
2004 | 10 | 10 | 14 | 0.0030926 | 0.0010544 | 0.0023904 | 0.0025173 | 0 | 0 | 1.1399e-05 | 0.0090661 |  | 3073.1945 | 918.6795 | 1759.3366 | 3610.7937 | 0 | 0 | 0.69456 | 9362.6988 | 6808 | 10
2004 | 10 | 10 | 15 | 0.003413 | 0.00097509 | 0.002406 | 0.0023009 | 0 | 0 | 1.1399e-05 | 0.0091064 |  | 3391.6373 | 849.5926 | 1770.804 | 3300.4109 | 0 | 0 | 0.69456 | 9313.1394 | 6809 | 10
2004 | 10 | 10 | 16 | 0.0035999 | 0.00099773 | 0.0023725 | 0.0024011 | 0 | 0 | 1.1399e-05 | 0.0093826 |  | 3577.2987 | 869.3194 | 1746.1761 | 3444.0944 | 0 | 0 | 0.69456 | 9637.5831 | 6810 | 10
2004 | 10 | 10 | 17 | 0.0041132 | 0.0008913 | 0.0023268 | 0.0022636 | 0 | 0 | 1.1399e-05 | 0.0096063 |  | 4087.3714 | 776.5881 | 1712.5366 | 3246.8966 | 0 | 0 | 0.69456 | 9824.0872 | 6811 | 10
2004 | 10 | 10 | 18 | 0.0047286 | 0.00082385 | 0.0022886 | 0.0024045 | 4.3962e-05 | 2.1193e-06 | 1.1399e-05 | 0.010303 |  | 4698.973 | 717.8122 | 1684.382 | 3449.0669 | 13.131 | 1.1856 | 0.69456 | 10565.2454 | 6812 | 10
2004 | 10 | 10 | 19 | 0.0045492 | 0.00084376 | 0.0022636 | 0.0024377 | 0.00017585 | 8.4772e-06 | 1.1399e-05 | 0.01029 |  | 4520.6313 | 735.1624 | 1666.0291 | 3496.7089 | 52.5241 | 4.7422 | 0.69456 | 10476.4926 | 6813 | 10
2004 | 10 | 10 | 20 | 0.0042072 | 0.00093761 | 0.002254 | 0.0024474 | 0.00017585 | 8.4772e-06 | 1.1399e-05 | 0.010042 |  | 4180.8478 | 816.9352 | 1658.9593 | 3510.5373 | 52.5241 | 4.7422 | 0.69456 | 10225.2406 | 6814 | 10
2004 | 10 | 10 | 21 | 0.0039489 | 0.00093095 | 0.0022043 | 0.0021865 | 0.00017585 | 8.4772e-06 | 1.1399e-05 | 0.0094663 |  | 3924.1166 | 811.1335 | 1622.3193 | 3136.2688 | 52.5241 | 4.7422 | 0.69456 | 9551.7991 | 6815 | 10
2004 | 10 | 10 | 22 | 0.0036485 | 0.00085913 | 0.0021591 | 0.002596 | 0.00017585 | 8.4772e-06 | 1.1399e-05 | 0.0094584 |  | 3625.5882 | 748.5533 | 1589.09 | 3723.6947 | 52.5241 | 4.7422 | 0.69456 | 9744.8871 | 6816 | 10
2004 | 10 | 10 | 23 | 0.0027689 | 0.00097005 | 0.0020697 | 0.0024818 | 0.00017585 | 8.4772e-06 | 1.1399e-05 | 0.0084861 |  | 2751.5305 | 845.2029 | 1523.2508 | 3559.8841 | 52.5241 | 4.7422 | 0.69456 | 8737.8293 | 6817 | 10
2004 | 10 | 10 | 24 | 0.002184 | 0.0010446 | 0.0019843 | 0.0026702 | 0.00017585 | 8.4772e-06 | 1.1399e-05 | 0.0080788 |  | 2170.2846 | 910.1808 | 1460.4074 | 3830.155 | 52.5241 | 4.7422 | 0.69456 | 8428.9887 | 6818 | 10
2004 | 10 | 11 | 1 | 0.0013239 | 0.0013461 | 0.0020447 | 0.002375 | 0.00017585 | 8.4772e-06 | 1.1399e-05 | 0.0072854 |  | 1315.5687 | 1172.8644 | 1504.8542 | 3406.7764 | 52.5241 | 4.7422 | 0.69456 | 7458.0246 | 6819 | 10
2004 | 10 | 11 | 2 | 0.0011988 | 0.0013884 | 0.002021 | 0.0026792 | 0.00017585 | 8.4772e-06 | 1.1399e-05 | 0.0074831 |  | 1191.3092 | 1209.6884 | 1487.4171 | 3843.0836 | 52.5241 | 4.7422 | 0.69456 | 7789.4593 | 6820 | 10
2004 | 10 | 11 | 3 | 0.0010811 | 0.0013692 | 0.0020109 | 0.0024793 | 0.00017585 | 8.4772e-06 | 1.1399e-05 | 0.0071362 |  | 1074.2873 | 1192.9473 | 1480.0047 | 3556.3323 | 52.5241 | 4.7422 | 0.69456 | 7361.5324 | 6821 | 10
2004 | 10 | 11 | 4 | 0.0010095 | 0.0014321 | 0.0020353 | 0.0020155 | 0.00017585 | 8.4772e-06 | 1.1399e-05 | 0.0066882 |  | 1003.1373 | 1247.8072 | 1497.9624 | 2891.0976 | 52.5241 | 4.7422 | 0.69456 | 6697.9655 | 6822 | 10
2004 | 10 | 11 | 5 | 0.001096 | 0.0014491 | 0.0020941 | 0.002124 | 0.00017585 | 8.4772e-06 | 1.1399e-05 | 0.0069589 |  | 1089.1108 | 1262.5821 | 1541.2478 | 3046.6679 | 52.5241 | 4.7422 | 0.69456 | 6997.5694 | 6823 | 10
2004 | 10 | 11 | 6 | 0.0013563 | 0.0014319 | 0.0022245 | 0.0020499 | 0.00017585 | 8.4772e-06 | 1.1399e-05 | 0.0072583 |  | 1347.8287 | 1247.5897 | 1637.1979 | 2940.3497 | 52.5241 | 4.7422 | 0.69456 | 7230.9268 | 6824 | 10
2004 | 10 | 11 | 7 | 0.0017606 | 0.0015433 | 0.0023826 | 0.0020747 | 0 | 0 | 1.1399e-05 | 0.0077726 |  | 1749.5202 | 1344.6705 | 1753.5812 | 2976.0101 | 0 | 0 | 0.69456 | 7824.4766 | 6825 | 10
2004 | 10 | 11 | 8 | 0.0019612 | 0.0016709 | 0.0024371 | 0.0025748 | 0 | 0 | 1.1399e-05 | 0.0086554 |  | 1948.9117 | 1455.8613 | 1793.6527 | 3693.3383 | 0 | 0 | 0.69456 | 8892.4586 | 6826 | 10
2004 | 10 | 11 | 9 | 0.002179 | 0.0017215 | 0.0025808 | 0.0027207 | 0 | 0 | 1.1399e-05 | 0.0092134 |  | 2165.3434 | 1499.9476 | 1899.4771 | 3902.5177 | 0 | 0 | 0.69456 | 9467.9803 | 6827 | 10
2004 | 10 | 11 | 10 | 0.0021224 | 0.0018307 | 0.0026164 | 0.0026673 | 0 | 0 | 1.1399e-05 | 0.0092483 |  | 2109.1308 | 1595.0963 | 1925.673 | 3826.0348 | 0 | 0 | 0.69456 | 9456.6296 | 6828 | 10
2004 | 10 | 11 | 11 | 0.0020154 | 0.0018823 | 0.002691 | 0.002633 | 0 | 0 | 1.1399e-05 | 0.009233 |  | 2002.7384 | 1640.0019 | 1980.5444 | 3776.8301 | 0 | 0 | 0.69456 | 9400.8093 | 6829 | 10
2004 | 10 | 11 | 12 | 0.0022318 | 0.0017771 | 0.0026713 | 0.0026472 | 0 | 0 | 1.1399e-05 | 0.0093388 |  | 2217.7809 | 1548.4051 | 1966.0729 | 3797.194 | 0 | 0 | 0.69456 | 9530.1474 | 6830 | 10
2004 | 10 | 11 | 13 | 0.0023685 | 0.0016797 | 0.0027164 | 0.0027309 | 0 | 0 | 1.1399e-05 | 0.0095069 |  | 2353.693 | 1463.5196 | 1999.2723 | 3917.1512 | 0 | 0 | 0.69456 | 9734.3307 | 6831 | 10
2004 | 10 | 11 | 14 | 0.0026233 | 0.0016198 | 0.0027429 | 0.0026676 | 0 | 0 | 1.1399e-05 | 0.009665 |  | 2606.8242 | 1411.3465 | 2018.7399 | 3826.4137 | 0 | 0 | 0.69456 | 9864.019 | 6832 | 10
2004 | 10 | 11 | 15 | 0.0024053 | 0.0016318 | 0.0028022 | 0.0025833 | 0 | 0 | 1.1399e-05 | 0.009434 |  | 2390.2532 | 1421.78 | 2062.3873 | 3705.5093 | 0 | 0 | 0.69456 | 9580.6243 | 6833 | 10
2004 | 10 | 11 | 16 | 0.0027689 | 0.0015991 | 0.0027477 | 0.0025725 | 0 | 0 | 1.1399e-05 | 0.0096996 |  | 2751.5308 | 1393.2746 | 2022.309 | 3690.0233 | 0 | 0 | 0.69456 | 9857.8322 | 6834 | 10
2004 | 10 | 11 | 17 | 0.003188 | 0.0015045 | 0.0026469 | 0.0026232 | 0 | 0 | 1.1399e-05 | 0.0099739 |  | 3167.9638 | 1310.8565 | 1948.0935 | 3762.7175 | 0 | 0 | 0.69456 | 10190.3259 | 6835 | 10
2004 | 10 | 11 | 18 | 0.0036762 | 0.0013611 | 0.0025909 | 0.0026396 | 4.3962e-05 | 2.1193e-06 | 1.1399e-05 | 0.010325 |  | 3653.1534 | 1185.957 | 1906.9039 | 3786.2069 | 13.131 | 1.1856 | 0.69456 | 10547.2323 | 6836 | 10
2004 | 10 | 11 | 19 | 0.0034262 | 0.0013695 | 0.0026359 | 0.002437 | 0.00017585 | 8.4772e-06 | 1.1399e-05 | 0.010064 |  | 3404.726 | 1193.2305 | 1939.9888 | 3495.7143 | 52.5241 | 4.7422 | 0.69456 | 10091.6206 | 6837 | 10
2004 | 10 | 11 | 20 | 0.0034495 | 0.0013176 | 0.0025829 | 0.0028634 | 0.00017585 | 8.4772e-06 | 1.1399e-05 | 0.010409 |  | 3427.9174 | 1148.0591 | 1901.024 | 4107.2453 | 52.5241 | 4.7422 | 0.69456 | 10642.2066 | 6838 | 10
2004 | 10 | 11 | 21 | 0.0033381 | 0.0012513 | 0.002503 | 0.0026805 | 0.00017585 | 8.4772e-06 | 1.1399e-05 | 0.0099686 |  | 3317.1468 | 1090.2856 | 1842.1878 | 3844.8832 | 52.5241 | 4.7422 | 0.69456 | 10152.4642 | 6839 | 10
2004 | 10 | 11 | 22 | 0.0030961 | 0.0012077 | 0.0023822 | 0.0023831 | 0.00017585 | 8.4772e-06 | 1.1399e-05 | 0.0092649 |  | 3076.7165 | 1052.2724 | 1753.309 | 3418.3317 | 52.5241 | 4.7422 | 0.69456 | 9358.5905 | 6840 | 10
2004 | 10 | 11 | 23 | 0.0024929 | 0.0012978 | 0.0022834 | 0.0028304 | 0.00017585 | 8.4772e-06 | 1.1399e-05 | 0.0091002 |  | 2477.241 | 1130.791 | 1680.5834 | 4059.8875 | 52.5241 | 4.7422 | 0.69456 | 9406.4638 | 6841 | 10
2004 | 10 | 11 | 24 | 0.0016502 | 0.0013221 | 0.0021499 | 0.003247 | 0.00017585 | 8.4772e-06 | 1.1399e-05 | 0.0085649 |  | 1639.8915 | 1151.9486 | 1582.2843 | 4657.4953 | 52.5241 | 4.7422 | 0.69456 | 9089.5805 | 6842 | 10
2004 | 10 | 12 | 1 | 0.0017745 | 0.0012689 | 0.0019871 | 0.0032577 | 0.00017585 | 8.4772e-06 | 1.1399e-05 | 0.008484 |  | 1763.4146 | 1105.6223 | 1462.496 | 4672.8393 | 52.5241 | 4.7422 | 0.69456 | 9062.333 | 6843 | 10
2004 | 10 | 12 | 2 | 0.0015055 | 0.0013012 | 0.0020003 | 0.0032472 | 0.00017585 | 8.4772e-06 | 1.1399e-05 | 0.0082499 |  | 1496.0283 | 1133.697 | 1472.242 | 4657.7795 | 52.5241 | 4.7422 | 0.69456 | 8817.7076 | 6844 | 10
2004 | 10 | 12 | 3 | 0.001337 | 0.0013286 | 0.0019688 | 0.0033699 | 0.00017585 | 8.4772e-06 | 1.1399e-05 | 0.0082001 |  | 1328.5998 | 1157.6167 | 1449.0578 | 4833.8083 | 52.5241 | 4.7422 | 0.69456 | 8827.0436 | 6845 | 10
2004 | 10 | 12 | 4 | 0.0013181 | 0.001312 | 0.0019767 | 0.0036487 | 0.00017585 | 8.4772e-06 | 1.1399e-05 | 0.0084512 |  | 1309.874 | 1143.141 | 1454.857 | 5233.6501 | 52.5241 | 4.7422 | 0.69456 | 9199.4829 | 6846 | 10
2004 | 10 | 12 | 5 | 0.001398 | 0.0013245 | 0.0020594 | 0.0038573 | 0.00017585 | 8.4772e-06 | 1.1399e-05 | 0.0088349 |  | 1389.2828 | 1154.044 | 1515.6754 | 5532.9039 | 52.5241 | 4.7422 | 0.69456 | 9649.867 | 6847 | 10
2004 | 10 | 12 | 6 | 0.00165 | 0.0013499 | 0.0024267 | 0.0039863 | 0.00017585 | 8.4772e-06 | 1.1399e-05 | 0.0096086 |  | 1639.6328 | 1176.1561 | 1786.0179 | 5718.0254 | 52.5241 | 4.7422 | 0.69456 | 10377.7931 | 6848 | 10
2004 | 10 | 12 | 7 | 0.0022521 | 0.0013657 | 0.0027812 | 0.0039803 | 0 | 0 | 1.1399e-05 | 0.010391 |  | 2237.9932 | 1189.8974 | 2046.9652 | 5709.4063 | 0 | 0 | 0.69456 | 11184.9567 | 6849 | 10
2004 | 10 | 12 | 8 | 0.0024221 | 0.0015111 | 0.0028797 | 0.0043001 | 0 | 0 | 1.1399e-05 | 0.011124 |  | 2406.9021 | 1316.5862 | 2119.4237 | 6168.1137 | 0 | 0 | 0.69456 | 12011.7203 | 6850 | 10
2004 | 10 | 12 | 9 | 0.0025258 | 0.0015477 | 0.0030116 | 0.0040778 | 0 | 0 | 1.1399e-05 | 0.011174 |  | 2509.9992 | 1348.5423 | 2216.5409 | 5849.1591 | 0 | 0 | 0.69456 | 11924.9361 | 6851 | 10
2004 | 10 | 12 | 10 | 0.0024937 | 0.0016427 | 0.0030483 | 0.0043502 | 0 | 0 | 1.1399e-05 | 0.011546 |  | 2478.053 | 1431.2436 | 2243.5219 | 6240.0028 | 0 | 0 | 0.69456 | 12393.5159 | 6852 | 10
2004 | 10 | 12 | 11 | 0.0024909 | 0.0016573 | 0.0031012 | 0.004664 | 0 | 0 | 1.1399e-05 | 0.011925 |  | 2475.2927 | 1444.023 | 2282.4763 | 6690.0438 | 0 | 0 | 0.69456 | 12892.5303 | 6853 | 10
2004 | 10 | 12 | 12 | 0.0026766 | 0.0015817 | 0.003064 | 0.0045467 | 0 | 0 | 1.1399e-05 | 0.01188 |  | 2659.7868 | 1378.1281 | 2255.056 | 6521.7816 | 0 | 0 | 0.69456 | 12815.4471 | 6854 | 10
2004 | 10 | 12 | 13 | 0.0027201 | 0.0015048 | 0.0031756 | 0.0047401 | 0 | 0 | 1.1399e-05 | 0.012152 |  | 2703.0858 | 1311.1414 | 2337.222 | 6799.1561 | 0 | 0 | 0.69456 | 13151.2999 | 6855 | 10
2004 | 10 | 12 | 14 | 0.0026114 | 0.0015014 | 0.0031606 | 0.0047601 | 0 | 0 | 1.1399e-05 | 0.012045 |  | 2595.0396 | 1308.204 | 2326.1673 | 6827.8549 | 0 | 0 | 0.69456 | 13057.9604 | 6856 | 10
2004 | 10 | 12 | 15 | 0.0026621 | 0.0014821 | 0.0031346 | 0.0044708 | 0 | 0 | 1.1399e-05 | 0.011761 |  | 2645.3842 | 1291.3328 | 2307.0503 | 6412.9534 | 0 | 0 | 0.69456 | 12657.4153 | 6857 | 10
2004 | 10 | 12 | 16 | 0.0030584 | 0.0014352 | 0.0030604 | 0.0038873 | 0 | 0 | 1.1399e-05 | 0.011453 |  | 3039.2689 | 1250.4645 | 2252.4594 | 5575.9521 | 0 | 0 | 0.69456 | 12118.8395 | 6858 | 10
2004 | 10 | 12 | 17 | 0.0035086 | 0.0014024 | 0.0028811 | 0.0043701 | 0 | 0 | 1.1399e-05 | 0.012174 |  | 3486.6331 | 1221.8843 | 2120.4681 | 6268.5596 | 0 | 0 | 0.69456 | 13098.2396 | 6859 | 10
2004 | 10 | 12 | 18 | 0.0038328 | 0.0013126 | 0.0028544 | 0.0045346 | 4.3962e-05 | 2.1193e-06 | 1.1399e-05 | 0.012592 |  | 3808.7724 | 1143.6262 | 2100.8555 | 6504.496 | 13.131 | 1.1856 | 0.69456 | 13572.7612 | 6860 | 10
2004 | 10 | 12 | 19 | 0.0041358 | 0.0011478 | 0.0028978 | 0.0044845 | 0.00017585 | 8.4772e-06 | 1.1399e-05 | 0.012862 |  | 4109.9202 | 1000.0677 | 2132.7663 | 6432.6069 | 52.5241 | 4.7422 | 0.69456 | 13733.3221 | 6861 | 10
2004 | 10 | 12 | 20 | 0.0043272 | 0.001044 | 0.0028377 | 0.0045005 | 0.00017585 | 8.4772e-06 | 1.1399e-05 | 0.012905 |  | 4300.1066 | 909.5888 | 2088.4943 | 6455.5281 | 52.5241 | 4.7422 | 0.69456 | 13811.6785 | 6862 | 10
2004 | 10 | 12 | 21 | 0.0041208 | 0.0010302 | 0.0027359 | 0.0044514 | 0.00017585 | 8.4772e-06 | 1.1399e-05 | 0.012534 |  | 4094.9953 | 897.592 | 2013.588 | 6385.1071 | 52.5241 | 4.7422 | 0.69456 | 13449.2433 | 6863 | 10
2004 | 10 | 12 | 22 | 0.0034264 | 0.0011669 | 0.0026429 | 0.0042733 | 0.00017585 | 8.4772e-06 | 1.1399e-05 | 0.011705 |  | 3404.9659 | 1016.7186 | 1945.1212 | 6129.6119 | 52.5241 | 4.7422 | 0.69456 | 12554.3785 | 6864 | 10
2004 | 10 | 12 | 23 | 0.0028723 | 0.0011046 | 0.0025212 | 0.0042898 | 0.00017585 | 8.4772e-06 | 1.1399e-05 | 0.010984 |  | 2854.3337 | 962.4579 | 1855.6211 | 6153.2907 | 52.5241 | 4.7422 | 0.69456 | 11883.6644 | 6865 | 10
2004 | 10 | 12 | 24 | 0.0019792 | 0.0011995 | 0.0023321 | 0.0043338 | 0.00017585 | 8.4772e-06 | 1.1399e-05 | 0.01004 |  | 1966.7517 | 1045.0909 | 1716.437 | 6216.4187 | 52.5241 | 4.7422 | 0.69456 | 11002.6592 | 6866 | 10
2004 | 10 | 13 | 1 | 0.0018483 | 0.0012689 | 0.0021532 | 0.0043706 | 0.00017585 | 8.4772e-06 | 1.1399e-05 | 0.0098368 |  | 1836.7481 | 1105.6223 | 1584.7622 | 6269.2226 | 52.5241 | 4.7422 | 0.69456 | 10854.316 | 6867 | 10
2004 | 10 | 13 | 2 | 0.00157 | 0.0013012 | 0.0020692 | 0.0041946 | 0.00017585 | 8.4772e-06 | 1.1399e-05 | 0.0093307 |  | 1560.1358 | 1133.697 | 1522.9377 | 6016.7109 | 52.5241 | 4.7422 | 0.69456 | 10291.4423 | 6868 | 10
2004 | 10 | 13 | 3 | 0.0013976 | 0.0013286 | 0.0020652 | 0.003828 | 0.00017585 | 8.4772e-06 | 1.1399e-05 | 0.0088152 |  | 1388.8415 | 1157.6167 | 1520.005 | 5490.8501 | 52.5241 | 4.7422 | 0.69456 | 9615.2743 | 6869 | 10
2004 | 10 | 13 | 4 | 0.0013853 | 0.001312 | 0.0020935 | 0.0041827 | 0.00017585 | 8.4772e-06 | 1.1399e-05 | 0.0091693 |  | 1376.659 | 1143.141 | 1540.8207 | 5999.7095 | 52.5241 | 4.7422 | 0.69456 | 10118.291 | 6870 | 10
2004 | 10 | 13 | 5 | 0.0014688 | 0.0013245 | 0.0021789 | 0.0039635 | 0.00017585 | 8.4772e-06 | 1.1399e-05 | 0.0091314 |  | 1459.5436 | 1154.044 | 1603.6539 | 5685.3012 | 52.5241 | 4.7422 | 0.69456 | 9960.5035 | 6871 | 10
2004 | 10 | 13 | 6 | 0.0017353 | 0.0013499 | 0.0024456 | 0.0041774 | 0.00017585 | 8.4772e-06 | 1.1399e-05 | 0.0099039 |  | 1724.4184 | 1176.1561 | 1799.9253 | 5992.0849 | 52.5241 | 4.7422 | 0.69456 | 10750.5455 | 6872 | 10
2004 | 10 | 13 | 7 | 0.0023896 | 0.0013657 | 0.0027288 | 0.0038738 | 0 | 0 | 1.1399e-05 | 0.010369 |  | 2374.6514 | 1189.8974 | 2008.384 | 5556.5354 | 0 | 0 | 0.69456 | 11130.1628 | 6873 | 10
2004 | 10 | 13 | 8 | 0.0025696 | 0.0015111 | 0.0028921 | 0.0038603 | 0 | 0 | 1.1399e-05 | 0.010844 |  | 2553.4875 | 1316.5862 | 2128.5591 | 5537.2134 | 0 | 0 | 0.69456 | 11536.5408 | 6874 | 10
2004 | 10 | 13 | 9 | 0.0026532 | 0.0015477 | 0.0030279 | 0.0041511 | 0 | 0 | 1.1399e-05 | 0.011391 |  | 2636.5312 | 1348.5423 | 2228.5241 | 5954.3881 | 0 | 0 | 0.69456 | 12168.6802 | 6875 | 10
2004 | 10 | 13 | 10 | 0.0026127 | 0.0016427 | 0.0030975 | 0.0045067 | 0 | 0 | 1.1399e-05 | 0.011871 |  | 2596.3051 | 1431.2436 | 2279.7164 | 6464.4787 | 0 | 0 | 0.69456 | 12772.4384 | 6876 | 10
2004 | 10 | 13 | 11 | 0.0026022 | 0.0016573 | 0.0030983 | 0.0044287 | 0 | 0 | 1.1399e-05 | 0.011798 |  | 2585.8743 | 1444.023 | 2280.3144 | 6352.5249 | 0 | 0 | 0.69456 | 12663.4312 | 6877 | 10
2004 | 10 | 13 | 12 | 0.002781 | 0.0015817 | 0.0031797 | 0.0045504 | 0 | 0 | 1.1399e-05 | 0.012104 |  | 2763.5268 | 1378.1281 | 2340.2159 | 6527.0857 | 0 | 0 | 0.69456 | 13009.651 | 6878 | 10
2004 | 10 | 13 | 13 | 0.0028178 | 0.0015048 | 0.0031763 | 0.004554 | 0 | 0 | 1.1399e-05 | 0.012064 |  | 2800.0861 | 1311.1414 | 2337.6984 | 6532.3424 | 0 | 0 | 0.69456 | 12981.9628 | 6879 | 10
2004 | 10 | 13 | 14 | 0.002706 | 0.0015014 | 0.003143 | 0.0046237 | 0 | 0 | 1.1399e-05 | 0.011986 |  | 2689.0538 | 1308.204 | 2313.1901 | 6632.2673 | 0 | 0 | 0.69456 | 12943.4097 | 6880 | 10
2004 | 10 | 13 | 15 | 0.0027521 | 0.0014821 | 0.0030793 | 0.0042182 | 0 | 0 | 1.1399e-05 | 0.011543 |  | 2734.8874 | 1291.3328 | 2266.3651 | 6050.6664 | 0 | 0 | 0.69456 | 12343.9463 | 6881 | 10
2004 | 10 | 13 | 16 | 0.0031593 | 0.0014352 | 0.0030283 | 0.0042924 | 0 | 0 | 1.1399e-05 | 0.011927 |  | 3139.5153 | 1250.4645 | 2228.7751 | 6157.032 | 0 | 0 | 0.69456 | 12776.4815 | 6882 | 10
2004 | 10 | 13 | 17 | 0.0036235 | 0.0014024 | 0.0028144 | 0.0044331 | 0 | 0 | 1.1399e-05 | 0.012285 |  | 3600.7873 | 1221.8843 | 2071.3748 | 6358.8709 | 0 | 0 | 0.69456 | 13253.6118 | 6883 | 10
2004 | 10 | 13 | 18 | 0.0039643 | 0.0013126 | 0.0028139 | 0.0045745 | 4.3962e-05 | 2.1193e-06 | 1.1399e-05 | 0.012723 |  | 3939.4303 | 1143.6262 | 2071.0474 | 6561.7042 | 13.131 | 1.1856 | 0.69456 | 13730.8193 | 6884 | 10
2004 | 10 | 13 | 19 | 0.004299 | 0.0011478 | 0.0028306 | 0.0043462 | 0.00017585 | 8.4772e-06 | 1.1399e-05 | 0.012819 |  | 4272.0811 | 1000.0677 | 2083.2963 | 6234.1778 | 52.5241 | 4.7422 | 0.69456 | 13647.5839 | 6885 | 10
2004 | 10 | 13 | 20 | 0.0044804 | 0.001044 | 0.0028297 | 0.0044439 | 0.00017585 | 8.4772e-06 | 1.1399e-05 | 0.012994 |  | 4452.3045 | 909.5888 | 2082.6732 | 6374.4042 | 52.5241 | 4.7422 | 0.69456 | 13876.9316 | 6886 | 10
2004 | 10 | 13 | 21 | 0.0042622 | 0.0010302 | 0.0027187 | 0.0044422 | 0.00017585 | 8.4772e-06 | 1.1399e-05 | 0.012649 |  | 4235.4683 | 897.592 | 2000.9213 | 6371.9416 | 52.5241 | 4.7422 | 0.69456 | 13563.8841 | 6887 | 10
2004 | 10 | 13 | 22 | 0.0035485 | 0.0011669 | 0.0026262 | 0.0042819 | 0.00017585 | 8.4772e-06 | 1.1399e-05 | 0.011819 |  | 3526.2117 | 1016.7186 | 1932.8659 | 6141.9249 | 52.5241 | 4.7422 | 0.69456 | 12675.682 | 6888 | 10
2004 | 10 | 13 | 23 | 0.0029803 | 0.0011046 | 0.002493 | 0.0042918 | 0.00017585 | 8.4772e-06 | 1.1399e-05 | 0.011066 |  | 2961.6615 | 962.4579 | 1834.8601 | 6156.2269 | 52.5241 | 4.7422 | 0.69456 | 11973.1674 | 6889 | 10
2004 | 10 | 13 | 24 | 0.0020588 | 0.0011995 | 0.0023628 | 0.0041984 | 0.00017585 | 8.4772e-06 | 1.1399e-05 | 0.010015 |  | 2045.9222 | 1045.0909 | 1738.9897 | 6022.1571 | 52.5241 | 4.7422 | 0.69456 | 10910.1207 | 6890 | 10
2004 | 10 | 14 | 1 | 0.0018023 | 0.0012689 | 0.0022415 | 0.0039903 | 0.00017585 | 8.4772e-06 | 1.1399e-05 | 0.0094988 |  | 1791.0296 | 1105.6223 | 1649.7503 | 5723.661 | 52.5241 | 4.7422 | 0.69456 | 10328.0241 | 6891 | 10
2004 | 10 | 14 | 2 | 0.0015298 | 0.0013012 | 0.0021363 | 0.0040548 | 0.00017585 | 8.4772e-06 | 1.1399e-05 | 0.0092178 |  | 1520.1691 | 1133.697 | 1572.328 | 5816.2454 | 52.5241 | 4.7422 | 0.69456 | 10100.4004 | 6892 | 10
2004 | 10 | 14 | 3 | 0.0013598 | 0.0013286 | 0.0021235 | 0.0041471 | 0.00017585 | 8.4772e-06 | 1.1399e-05 | 0.0091548 |  | 1351.2849 | 1157.6167 | 1562.8828 | 5948.6578 | 52.5241 | 4.7422 | 0.69456 | 10078.403 | 6893 | 10
2004 | 10 | 14 | 4 | 0.0013434 | 0.001312 | 0.0021388 | 0.0041208 | 0.00017585 | 8.4772e-06 | 1.1399e-05 | 0.0091107 |  | 1335.023 | 1143.141 | 1574.1142 | 5910.9136 | 52.5241 | 4.7422 | 0.69456 | 10021.1528 | 6894 | 10
2004 | 10 | 14 | 5 | 0.0014247 | 0.0013245 | 0.0021981 | 0.0039572 | 0.00017585 | 8.4772e-06 | 1.1399e-05 | 0.0091002 |  | 1415.7407 | 1154.044 | 1617.8167 | 5676.2085 | 52.5241 | 4.7422 | 0.69456 | 9921.7708 | 6895 | 10
2004 | 10 | 14 | 6 | 0.0016821 | 0.0013499 | 0.0024706 | 0.0040783 | 0.00017585 | 8.4772e-06 | 1.1399e-05 | 0.0097766 |  | 1671.5603 | 1176.1561 | 1818.3411 | 5849.9168 | 52.5241 | 4.7422 | 0.69456 | 10573.9353 | 6896 | 10
2004 | 10 | 14 | 7 | 0.0023039 | 0.0013657 | 0.0027821 | 0.0041395 | 0 | 0 | 1.1399e-05 | 0.010603 |  | 2289.4543 | 1189.8974 | 2047.615 | 5937.6708 | 0 | 0 | 0.69456 | 11465.3321 | 6897 | 10
2004 | 10 | 14 | 8 | 0.0024776 | 0.0015111 | 0.0029091 | 0.0043611 | 0 | 0 | 1.1399e-05 | 0.01127 |  | 2462.1014 | 1316.5862 | 2141.0549 | 6255.5835 | 0 | 0 | 0.69456 | 12176.0206 | 6898 | 10
2004 | 10 | 14 | 9 | 0.0025738 | 0.0015477 | 0.0030361 | 0.0044809 | 0 | 0 | 1.1399e-05 | 0.01165 |  | 2557.647 | 1348.5423 | 2234.5304 | 6427.4923 | 0 | 0 | 0.69456 | 12568.9065 | 6899 | 10
2004 | 10 | 14 | 10 | 0.0025385 | 0.0016427 | 0.0030867 | 0.0044917 | 0 | 0 | 1.1399e-05 | 0.011771 |  | 2522.5829 | 1431.2436 | 2271.7821 | 6442.9783 | 0 | 0 | 0.69456 | 12669.2814 | 6900 | 10
2004 | 10 | 14 | 11 | 0.0025328 | 0.0016573 | 0.0031014 | 0.0045204 | 0 | 0 | 1.1399e-05 | 0.011823 |  | 2516.9342 | 1444.023 | 2282.5967 | 6484.0375 | 0 | 0 | 0.69456 | 12728.2859 | 6901 | 10
2004 | 10 | 14 | 12 | 0.0027159 | 0.0015817 | 0.003128 | 0.004492 | 0 | 0 | 1.1399e-05 | 0.011929 |  | 2698.852 | 1378.1281 | 2302.1617 | 6443.4045 | 0 | 0 | 0.69456 | 12823.2407 | 6902 | 10
2004 | 10 | 14 | 13 | 0.0027569 | 0.0015048 | 0.0030968 | 0.0045056 | 0 | 0 | 1.1399e-05 | 0.011876 |  | 2739.613 | 1311.1414 | 2279.232 | 6462.8212 | 0 | 0 | 0.69456 | 12793.5021 | 6903 | 10
2004 | 10 | 14 | 14 | 0.002647 | 0.0015014 | 0.0031366 | 0.0041385 | 0 | 0 | 1.1399e-05 | 0.011435 |  | 2630.4423 | 1308.204 | 2308.5379 | 5936.3448 | 0 | 0 | 0.69456 | 12184.2235 | 6904 | 10
2004 | 10 | 14 | 15 | 0.002696 | 0.0014821 | 0.0030645 | 0.0038789 | 0 | 0 | 1.1399e-05 | 0.011133 |  | 2679.0882 | 1291.3328 | 2255.4622 | 5563.9706 | 0 | 0 | 0.69456 | 11790.5484 | 6905 | 10
2004 | 10 | 14 | 16 | 0.0030964 | 0.0014352 | 0.0030567 | 0.0038429 | 0 | 0 | 1.1399e-05 | 0.011443 |  | 3077.0185 | 1250.4645 | 2249.7321 | 5512.3032 | 0 | 0 | 0.69456 | 12090.2129 | 6906 | 10
2004 | 10 | 14 | 17 | 0.0035519 | 0.0014024 | 0.0028587 | 0.0041547 | 0 | 0 | 1.1399e-05 | 0.011979 |  | 3529.6199 | 1221.8843 | 2103.9767 | 5959.4554 | 0 | 0 | 0.69456 | 12815.6308 | 6907 | 10
2004 | 10 | 14 | 18 | 0.0038823 | 0.0013126 | 0.0028608 | 0.0040114 | 4.3962e-05 | 2.1193e-06 | 1.1399e-05 | 0.012125 |  | 3857.9739 | 1143.6262 | 2105.539 | 5753.9226 | 13.131 | 1.1856 | 0.69456 | 12876.0729 | 6908 | 10
2004 | 10 | 14 | 19 | 0.0041973 | 0.0011478 | 0.0028435 | 0.003747 | 0.00017585 | 8.4772e-06 | 1.1399e-05 | 0.012131 |  | 4170.9848 | 1000.0677 | 2092.8073 | 5374.7289 | 52.5241 | 4.7422 | 0.69456 | 12696.5495 | 6909 | 10
2004 | 10 | 14 | 20 | 0.0043849 | 0.001044 | 0.0028519 | 0.0041479 | 0.00017585 | 8.4772e-06 | 1.1399e-05 | 0.012624 |  | 4357.4194 | 909.5888 | 2099.0002 | 5949.747 | 52.5241 | 4.7422 | 0.69456 | 13373.7163 | 6910 | 10
2004 | 10 | 14 | 21 | 0.0041741 | 0.0010302 | 0.0026904 | 0.0042622 | 0.00017585 | 8.4772e-06 | 1.1399e-05 | 0.012353 |  | 4147.8929 | 897.592 | 1980.1283 | 6113.6523 | 52.5241 | 4.7422 | 0.69456 | 13197.2263 | 6911 | 10
2004 | 10 | 14 | 22 | 0.0034724 | 0.0011669 | 0.0026055 | 0.0041691 | 0.00017585 | 8.4772e-06 | 1.1399e-05 | 0.01161 |  | 3450.6232 | 1016.7186 | 1917.6081 | 5980.2454 | 52.5241 | 4.7422 | 0.69456 | 12423.1562 | 6912 | 10
2004 | 10 | 14 | 23 | 0.002913 | 0.0011046 | 0.0024791 | 0.0040465 | 0.00017585 | 8.4772e-06 | 1.1399e-05 | 0.010739 |  | 2894.7499 | 962.4579 | 1824.5667 | 5804.2639 | 52.5241 | 4.7422 | 0.69456 | 11543.9993 | 6913 | 10
2004 | 10 | 14 | 24 | 0.0020092 | 0.0011995 | 0.0023759 | 0.0040354 | 0.00017585 | 8.4772e-06 | 1.1399e-05 | 0.0098156 |  | 1996.5647 | 1045.0909 | 1748.6555 | 5788.3517 | 52.5241 | 4.7422 | 0.69456 | 10636.6238 | 6914 | 10
2004 | 10 | 15 | 1 | 0.0017024 | 0.001279 | 0.0022081 | 0.0038741 | 0.00017585 | 8.4772e-06 | 1.1399e-05 | 0.0092593 |  | 1691.7495 | 1114.3515 | 1625.1435 | 5556.9616 | 52.5241 | 4.7422 | 0.69456 | 10046.167 | 6915 | 10
2004 | 10 | 15 | 2 | 0.0015069 | 0.0012846 | 0.002118 | 0.0040066 | 0.00017585 | 8.4772e-06 | 1.1399e-05 | 0.0091119 |  | 1497.4735 | 1119.2913 | 1558.836 | 5747.1504 | 52.5241 | 4.7422 | 0.69456 | 9980.712 | 6916 | 10
2004 | 10 | 15 | 3 | 0.0013998 | 0.0013084 | 0.0021144 | 0.0039476 | 0.00017585 | 8.4772e-06 | 1.1399e-05 | 0.0089659 |  | 1391.0317 | 1139.9744 | 1556.2145 | 5662.4274 | 52.5241 | 4.7422 | 0.69456 | 9807.6089 | 6917 | 10
2004 | 10 | 15 | 4 | 0.0013502 | 0.0013338 | 0.0021427 | 0.0038072 | 0.00017585 | 8.4772e-06 | 1.1399e-05 | 0.0088297 |  | 1341.7676 | 1162.1289 | 1577.0464 | 5461.0621 | 52.5241 | 4.7422 | 0.69456 | 9599.9659 | 6918 | 10
2004 | 10 | 15 | 5 | 0.0014481 | 0.0013832 | 0.0022076 | 0.0037229 | 0.00017585 | 8.4772e-06 | 1.1399e-05 | 0.0089576 |  | 1439.0446 | 1205.1336 | 1624.7942 | 5340.2051 | 52.5241 | 4.7422 | 0.69456 | 9667.1383 | 6919 | 10
2004 | 10 | 15 | 6 | 0.001812 | 0.0013189 | 0.0024477 | 0.0038734 | 0.00017585 | 8.4772e-06 | 1.1399e-05 | 0.0096476 |  | 1800.6082 | 1149.1072 | 1801.4755 | 5556.0618 | 52.5241 | 4.7422 | 0.69456 | 10365.2136 | 6920 | 10
2004 | 10 | 15 | 7 | 0.0022954 | 0.0014436 | 0.0028125 | 0.0040633 | 0 | 0 | 1.1399e-05 | 0.010626 |  | 2281.0167 | 1257.831 | 2069.9591 | 5828.369 | 0 | 0 | 0.69456 | 11437.8704 | 6921 | 10
2004 | 10 | 15 | 8 | 0.0023321 | 0.0015106 | 0.0029072 | 0.0042184 | 0 | 0 | 1.1399e-05 | 0.01098 |  | 2317.518 | 1316.169 | 2139.6938 | 6050.8559 | 0 | 0 | 0.69456 | 11824.9312 | 6922 | 10
2004 | 10 | 15 | 9 | 0.002587 | 0.001506 | 0.0030503 | 0.004137 | 0 | 0 | 1.1399e-05 | 0.011292 |  | 2570.8248 | 1312.1769 | 2245.0053 | 5934.0716 | 0 | 0 | 0.69456 | 12062.7731 | 6923 | 10
2004 | 10 | 15 | 10 | 0.0025185 | 0.0015697 | 0.0031239 | 0.0040591 | 0 | 0 | 1.1399e-05 | 0.011283 |  | 2502.728 | 1367.6823 | 2299.196 | 5822.4493 | 0 | 0 | 0.69456 | 11992.7501 | 6924 | 10
2004 | 10 | 15 | 11 | 0.0026919 | 0.0015491 | 0.0031594 | 0.0039387 | 0 | 0 | 1.1399e-05 | 0.011351 |  | 2674.9956 | 1349.7521 | 2325.3156 | 5649.6881 | 0 | 0 | 0.69456 | 12000.446 | 6925 | 10
2004 | 10 | 15 | 12 | 0.0026306 | 0.0015026 | 0.003166 | 0.0042579 | 0 | 0 | 1.1399e-05 | 0.011568 |  | 2614.0729 | 1309.1816 | 2330.1894 | 6107.5431 | 0 | 0 | 0.69456 | 12361.6816 | 6926 | 10
2004 | 10 | 15 | 13 | 0.0026897 | 0.0014718 | 0.0031806 | 0.0040052 | 0 | 0 | 1.1399e-05 | 0.011359 |  | 2672.7997 | 1282.3497 | 2340.9002 | 5745.0667 | 0 | 0 | 0.69456 | 12041.8108 | 6927 | 10
2004 | 10 | 15 | 14 | 0.002666 | 0.0014541 | 0.003091 | 0.0039262 | 0 | 0 | 1.1399e-05 | 0.011149 |  | 2649.2988 | 1266.9162 | 2274.9591 | 5631.6922 | 0 | 0 | 0.69456 | 11823.5608 | 6928 | 10
2004 | 10 | 15 | 15 | 0.0029604 | 0.0013766 | 0.0030299 | 0.0039697 | 0 | 0 | 1.1399e-05 | 0.011348 |  | 2941.8755 | 1199.403 | 2230.0083 | 5694.2044 | 0 | 0 | 0.69456 | 12066.1858 | 6929 | 10
2004 | 10 | 15 | 16 | 0.0034153 | 0.0013069 | 0.0028838 | 0.0039614 | 0 | 0 | 1.1399e-05 | 0.011579 |  | 3393.9104 | 1138.6953 | 2122.4755 | 5682.2703 | 0 | 0 | 0.69456 | 12338.046 | 6930 | 10
2004 | 10 | 15 | 17 | 0.0039 | 0.0011374 | 0.002781 | 0.0043147 | 0 | 0 | 1.1399e-05 | 0.012144 |  | 3875.5245 | 990.9691 | 2046.826 | 6188.9985 | 0 | 0 | 0.69456 | 13103.0127 | 6931 | 10
2004 | 10 | 15 | 18 | 0.0041711 | 0.0010014 | 0.0027768 | 0.0041689 | 4.3962e-05 | 2.1193e-06 | 1.1399e-05 | 0.012176 |  | 4144.9358 | 872.5055 | 2043.6721 | 5979.9613 | 13.131 | 1.1856 | 0.69456 | 13056.0858 | 6932 | 10
2004 | 10 | 15 | 19 | 0.0042398 | 0.00095806 | 0.0027615 | 0.0040887 | 0.00017585 | 8.4772e-06 | 1.1399e-05 | 0.012244 |  | 4213.1725 | 834.7529 | 2032.418 | 5864.8819 | 52.5241 | 4.7422 | 0.69456 | 13003.1862 | 6933 | 10
2004 | 10 | 15 | 20 | 0.0040612 | 0.0010041 | 0.0027107 | 0.0040796 | 0.00017585 | 8.4772e-06 | 1.1399e-05 | 0.012051 |  | 4035.7176 | 874.879 | 1995.0793 | 5851.8111 | 52.5241 | 4.7422 | 0.69456 | 12815.4479 | 6934 | 10
2004 | 10 | 15 | 21 | 0.0037938 | 0.00097608 | 0.0026389 | 0.0040937 | 0.00017585 | 8.4772e-06 | 1.1399e-05 | 0.011698 |  | 3770.0163 | 850.4516 | 1942.2483 | 5871.9855 | 52.5241 | 4.7422 | 0.69456 | 12492.6626 | 6935 | 10
2004 | 10 | 15 | 22 | 0.003455 | 0.00099984 | 0.0025171 | 0.0035111 | 0.00017585 | 8.4772e-06 | 1.1399e-05 | 0.010679 |  | 3433.3185 | 871.1567 | 1852.5745 | 5036.3102 | 52.5241 | 4.7422 | 0.69456 | 11251.3208 | 6936 | 10
2004 | 10 | 15 | 23 | 0.0029689 | 0.00089323 | 0.0024077 | 0.0029362 | 0.00017585 | 8.4772e-06 | 1.1399e-05 | 0.0094017 |  | 2950.2415 | 778.2642 | 1772.0309 | 4211.7166 | 52.5241 | 4.7422 | 0.69456 | 9770.2141 | 6937 | 10
2004 | 10 | 15 | 24 | 0.0022971 | 0.00098086 | 0.0022944 | 0.0031662 | 0.00017585 | 8.4772e-06 | 1.1399e-05 | 0.0089343 |  | 2282.7479 | 854.6185 | 1688.6671 | 4541.6109 | 52.5241 | 4.7422 | 0.69456 | 9425.6052 | 6938 | 10
2004 | 10 | 16 | 1 | 0.001985 | 0.0010921 | 0.0021334 | 0.0032503 | 0.00017585 | 8.4772e-06 | 1.1399e-05 | 0.0086566 |  | 1972.599 | 951.5725 | 1570.1426 | 4662.2785 | 52.5241 | 4.7422 | 0.69456 | 9214.5534 | 6939 | 10
2004 | 10 | 16 | 2 | 0.0017636 | 0.0010709 | 0.0020345 | 0.0033306 | 0.00017585 | 8.4772e-06 | 1.1399e-05 | 0.0083954 |  | 1752.5746 | 933.099 | 1497.4014 | 4777.4526 | 52.5241 | 4.7422 | 0.69456 | 9018.4884 | 6940 | 10
2004 | 10 | 16 | 3 | 0.0015521 | 0.0011311 | 0.0019977 | 0.003085 | 0.00017585 | 8.4772e-06 | 1.1399e-05 | 0.0079616 |  | 1542.3696 | 985.4807 | 1470.2618 | 4425.2054 | 52.5241 | 4.7422 | 0.69456 | 8481.2784 | 6941 | 10
2004 | 10 | 16 | 4 | 0.0014545 | 0.0011303 | 0.0020654 | 0.0032074 | 0.00017585 | 8.4772e-06 | 1.1399e-05 | 0.0080534 |  | 1445.3649 | 984.8231 | 1520.1547 | 4600.7134 | 52.5241 | 4.7422 | 0.69456 | 8609.017 | 6942 | 10
2004 | 10 | 16 | 5 | 0.0015018 | 0.0011728 | 0.0020385 | 0.0031488 | 0.00017585 | 8.4772e-06 | 1.1399e-05 | 0.0080576 |  | 1492.3565 | 1021.8141 | 1500.3061 | 4516.7007 | 52.5241 | 4.7422 | 0.69456 | 8589.1382 | 6943 | 10
2004 | 10 | 16 | 6 | 0.0016597 | 0.0011154 | 0.0021884 | 0.0032394 | 0.00017585 | 8.4772e-06 | 1.1399e-05 | 0.0083986 |  | 1649.2771 | 971.8643 | 1610.6249 | 4646.6504 | 52.5241 | 4.7422 | 0.69456 | 8936.3776 | 6944 | 10
2004 | 10 | 16 | 7 | 0.0019821 | 0.0011655 | 0.0023465 | 0.0031757 | 0 | 0 | 1.1399e-05 | 0.0086812 |  | 1969.6295 | 1015.5306 | 1727.0355 | 4555.2499 | 0 | 0 | 0.69456 | 9268.1401 | 6945 | 10
2004 | 10 | 16 | 8 | 0.0024236 | 0.001186 | 0.0023753 | 0.0030877 | 0 | 0 | 1.1399e-05 | 0.0090839 |  | 2408.3606 | 1033.3202 | 1748.2411 | 4428.9941 | 0 | 0 | 0.69456 | 9619.6105 | 6946 | 10
2004 | 10 | 16 | 9 | 0.0028111 | 0.0012697 | 0.0024014 | 0.0030794 | 0 | 0 | 1.1399e-05 | 0.0095731 |  | 2793.4978 | 1106.3258 | 1767.3836 | 4417.1546 | 0 | 0 | 0.69456 | 10085.0564 | 6947 | 10
2004 | 10 | 16 | 10 | 0.003183 | 0.0012328 | 0.0024672 | 0.0030861 | 0 | 0 | 1.1399e-05 | 0.0099805 |  | 3163.0012 | 1074.1125 | 1815.8546 | 4426.7209 | 0 | 0 | 0.69456 | 10480.3838 | 6948 | 10
2004 | 10 | 16 | 11 | 0.003472 | 0.0011602 | 0.00247 | 0.0033515 | 0 | 0 | 1.1399e-05 | 0.010465 |  | 3450.273 | 1010.8551 | 1817.8971 | 4807.3827 | 0 | 0 | 0.69456 | 11087.1025 | 6949 | 10
2004 | 10 | 16 | 12 | 0.0037906 | 0.0010278 | 0.0024331 | 0.0035055 | 0 | 0 | 1.1399e-05 | 0.010768 |  | 3766.882 | 895.4821 | 1790.7487 | 5028.3541 | 0 | 0 | 0.69456 | 11482.1614 | 6950 | 10
2004 | 10 | 16 | 13 | 0.0032884 | 0.0011394 | 0.0024508 | 0.0032991 | 0 | 0 | 1.1399e-05 | 0.010189 |  | 3267.8136 | 992.767 | 1803.7903 | 4732.1786 | 0 | 0 | 0.69456 | 10797.244 | 6951 | 10
2004 | 10 | 16 | 14 | 0.0031213 | 0.0010831 | 0.002394 | 0.0034627 | 0 | 0 | 1.1399e-05 | 0.010073 |  | 3101.7174 | 943.7405 | 1761.961 | 4966.8837 | 0 | 0 | 0.69456 | 10774.9971 | 6952 | 10
2004 | 10 | 16 | 15 | 0.0033141 | 0.00099503 | 0.0024054 | 0.0032716 | 0 | 0 | 1.1399e-05 | 0.0099975 |  | 3293.2967 | 866.9678 | 1770.3652 | 4692.7769 | 0 | 0 | 0.69456 | 10624.1011 | 6953 | 10
2004 | 10 | 16 | 16 | 0.0032917 | 0.0009963 | 0.0022849 | 0.0031832 | 0 | 0 | 1.1399e-05 | 0.0097676 |  | 3271.0781 | 868.0728 | 1681.6907 | 4566.0475 | 0 | 0 | 0.69456 | 10387.5836 | 6954 | 10
2004 | 10 | 16 | 17 | 0.0036893 | 0.00098584 | 0.0022377 | 0.0031437 | 0 | 0 | 1.1399e-05 | 0.010068 |  | 3666.1615 | 858.9615 | 1646.9526 | 4509.4076 | 0 | 0 | 0.69456 | 10682.1777 | 6955 | 10
2004 | 10 | 16 | 18 | 0.0044179 | 0.00086288 | 0.0023408 | 0.0030449 | 4.3962e-05 | 2.1193e-06 | 1.1399e-05 | 0.010724 |  | 4390.1683 | 751.8223 | 1722.7944 | 4367.6184 | 13.131 | 1.1856 | 0.69456 | 11247.4145 | 6956 | 10
2004 | 10 | 16 | 19 | 0.0042542 | 0.00084878 | 0.0023072 | 0.0029875 | 0.00017585 | 8.4772e-06 | 1.1399e-05 | 0.010593 |  | 4227.5709 | 739.5376 | 1698.067 | 4285.3106 | 52.5241 | 4.7422 | 0.69456 | 11008.447 | 6957 | 10
2004 | 10 | 16 | 20 | 0.0041532 | 0.00084941 | 0.0022767 | 0.0030304 | 0.00017585 | 8.4772e-06 | 1.1399e-05 | 0.010506 |  | 4127.1985 | 740.0836 | 1675.6659 | 4346.8757 | 52.5241 | 4.7422 | 0.69456 | 10947.7846 | 6958 | 10
2004 | 10 | 16 | 21 | 0.0040465 | 0.0008319 | 0.0022293 | 0.0029797 | 0.00017585 | 8.4772e-06 | 1.1399e-05 | 0.010283 |  | 4021.0927 | 724.8291 | 1640.7459 | 4274.0394 | 52.5241 | 4.7422 | 0.69456 | 10718.668 | 6959 | 10
2004 | 10 | 16 | 22 | 0.0036606 | 0.00087556 | 0.002149 | 0.0028561 | 0.00017585 | 8.4772e-06 | 1.1399e-05 | 0.009737 |  | 3637.6927 | 762.873 | 1581.6217 | 4096.8266 | 52.5241 | 4.7422 | 0.69456 | 10136.9749 | 6960 | 10
2004 | 10 | 16 | 23 | 0.0029325 | 0.0010228 | 0.002 | 0.0028481 | 0.00017585 | 8.4772e-06 | 1.1399e-05 | 0.0089991 |  | 2914.0937 | 891.1719 | 1471.9904 | 4085.366 | 52.5241 | 4.7422 | 0.69456 | 9420.5828 | 6961 | 10
2004 | 10 | 16 | 24 | 0.0025259 | 0.00090628 | 0.0019336 | 0.0027769 | 0.00017585 | 8.4772e-06 | 1.1399e-05 | 0.0083383 |  | 2510.023 | 789.6382 | 1423.0844 | 3983.1679 | 52.5241 | 4.7422 | 0.69456 | 8763.8744 | 6962 | 10
2004 | 10 | 17 | 1 | 0.0019688 | 0.00104 | 0.001931 | 0.0028385 | 0.00017585 | 8.4772e-06 | 1.1399e-05 | 0.007974 |  | 1956.4361 | 906.1376 | 1421.2076 | 4071.5376 | 52.5241 | 4.7422 | 0.69456 | 8413.2798 | 6963 | 10
2004 | 10 | 17 | 2 | 0.0017004 | 0.0010844 | 0.0018846 | 0.0027877 | 0.00017585 | 8.4772e-06 | 1.1399e-05 | 0.0076529 |  | 1689.7748 | 944.8543 | 1387.0434 | 3998.7013 | 52.5241 | 4.7422 | 0.69456 | 8078.3346 | 6964 | 10
2004 | 10 | 17 | 3 | 0.001552 | 0.0011078 | 0.0018365 | 0.0027948 | 0.00017585 | 8.4772e-06 | 1.1399e-05 | 0.0074868 |  | 1542.2786 | 965.1789 | 1351.6198 | 4008.9306 | 52.5241 | 4.7422 | 0.69456 | 7925.9688 | 6965 | 10
2004 | 10 | 17 | 4 | 0.0014665 | 0.0011258 | 0.0018857 | 0.0028264 | 0.00017585 | 8.4772e-06 | 1.1399e-05 | 0.0075002 |  | 1457.257 | 980.9397 | 1387.889 | 4054.2046 | 52.5241 | 4.7422 | 0.69456 | 7938.2512 | 6966 | 10
2004 | 10 | 17 | 5 | 0.0014752 | 0.001118 | 0.0019187 | 0.0028746 | 0.00017585 | 8.4772e-06 | 1.1399e-05 | 0.0075823 |  | 1465.9729 | 974.1199 | 1412.1465 | 4123.347 | 52.5241 | 4.7422 | 0.69456 | 8033.547 | 6967 | 10
2004 | 10 | 17 | 6 | 0.0016092 | 0.0011276 | 0.0020929 | 0.0027204 | 0.00017585 | 8.4772e-06 | 1.1399e-05 | 0.0077458 |  | 1599.1036 | 982.4471 | 1540.3771 | 3902.1861 | 52.5241 | 4.7422 | 0.69456 | 8082.0748 | 6968 | 10
2004 | 10 | 17 | 7 | 0.001979 | 0.0011264 | 0.0021451 | 0.0026168 | 0 | 0 | 1.1399e-05 | 0.0078786 |  | 1966.6298 | 981.43 | 1578.7432 | 3753.4827 | 0 | 0 | 0.69456 | 8280.9803 | 6969 | 10
2004 | 10 | 17 | 8 | 0.0024493 | 0.0010923 | 0.0021559 | 0.0026128 | 0 | 0 | 1.1399e-05 | 0.0083216 |  | 2433.8967 | 951.7308 | 1586.7106 | 3747.7998 | 0 | 0 | 0.69456 | 8720.8325 | 6970 | 10
2004 | 10 | 17 | 9 | 0.0029213 | 0.0011739 | 0.0021935 | 0.0028833 | 0 | 0 | 1.1399e-05 | 0.0091834 |  | 2903.0011 | 1022.7966 | 1614.4238 | 4135.8494 | 0 | 0 | 0.69456 | 9676.7654 | 6971 | 10
2004 | 10 | 17 | 10 | 0.0029752 | 0.0012192 | 0.0022382 | 0.0031271 | 0 | 0 | 1.1399e-05 | 0.0095711 |  | 2956.5181 | 1062.2666 | 1647.334 | 4485.5393 | 0 | 0 | 0.69456 | 10152.3525 | 6972 | 10
2004 | 10 | 17 | 11 | 0.0032721 | 0.0011811 | 0.002271 | 0.0031513 | 0 | 0 | 1.1399e-05 | 0.0098868 |  | 3251.5966 | 1029.0457 | 1671.4076 | 4520.2051 | 0 | 0 | 0.69456 | 10472.9497 | 6973 | 10
2004 | 10 | 17 | 12 | 0.0033946 | 0.0011259 | 0.0022804 | 0.0031153 | 0 | 0 | 1.1399e-05 | 0.0099275 |  | 3373.3278 | 980.9586 | 1678.3249 | 4468.5852 | 0 | 0 | 0.69456 | 10501.891 | 6974 | 10
2004 | 10 | 17 | 13 | 0.0033811 | 0.0011149 | 0.002312 | 0.0032059 | 0 | 0 | 1.1399e-05 | 0.010025 |  | 3359.8546 | 971.3766 | 1701.6281 | 4598.5349 | 0 | 0 | 0.69456 | 10632.0887 | 6975 | 10
2004 | 10 | 17 | 14 | 0.003274 | 0.0010544 | 0.0023787 | 0.0032524 | 0 | 0 | 1.1399e-05 | 0.009971 |  | 3253.4622 | 918.6795 | 1750.7417 | 4665.3094 | 0 | 0 | 0.69456 | 10588.8873 | 6976 | 10
2004 | 10 | 17 | 15 | 0.0036898 | 0.00097509 | 0.0023851 | 0.0033846 | 0 | 0 | 1.1399e-05 | 0.010446 |  | 3666.6368 | 849.5926 | 1755.3937 | 4854.9299 | 0 | 0 | 0.69456 | 11127.2475 | 6977 | 10
2004 | 10 | 17 | 16 | 0.0038237 | 0.00099773 | 0.0023921 | 0.0034822 | 0 | 0 | 1.1399e-05 | 0.010707 |  | 3799.7527 | 869.3194 | 1760.5487 | 4994.8248 | 0 | 0 | 0.69456 | 11425.1401 | 6978 | 10
2004 | 10 | 17 | 17 | 0.0045929 | 0.0008913 | 0.0023314 | 0.0033844 | 0 | 0 | 1.1399e-05 | 0.011211 |  | 4564.1385 | 776.5881 | 1715.8887 | 4854.5511 | 0 | 0 | 0.69456 | 11911.861 | 6979 | 10
2004 | 10 | 17 | 18 | 0.0051262 | 0.00082385 | 0.0023073 | 0.0034965 | 4.3962e-05 | 2.1193e-06 | 1.1399e-05 | 0.011811 |  | 5094.0487 | 717.8122 | 1698.1627 | 5015.3781 | 13.131 | 1.1856 | 0.69456 | 12540.4128 | 6980 | 10
2004 | 10 | 17 | 19 | 0.0047863 | 0.00084376 | 0.0022457 | 0.003225 | 0.00017585 | 8.4772e-06 | 1.1399e-05 | 0.011297 |  | 4756.3367 | 735.1624 | 1652.8353 | 4625.9077 | 52.5241 | 4.7422 | 0.69456 | 11828.203 | 6981 | 10
2004 | 10 | 17 | 20 | 0.0043687 | 0.00093761 | 0.0022312 | 0.0029828 | 0.00017585 | 8.4772e-06 | 1.1399e-05 | 0.010716 |  | 4341.2678 | 816.9352 | 1642.1179 | 4278.491 | 52.5241 | 4.7422 | 0.69456 | 11136.7729 | 6982 | 10
2004 | 10 | 17 | 21 | 0.0042763 | 0.00093095 | 0.0021896 | 0.0029972 | 0.00017585 | 8.4772e-06 | 1.1399e-05 | 0.01059 |  | 4249.5321 | 811.1335 | 1611.5345 | 4299.2338 | 52.5241 | 4.7422 | 0.69456 | 11029.3947 | 6983 | 10
2004 | 10 | 17 | 22 | 0.0039398 | 0.00085913 | 0.0021547 | 0.0030755 | 0.00017585 | 8.4772e-06 | 1.1399e-05 | 0.010225 |  | 3915.0865 | 748.5533 | 1585.8423 | 4411.5664 | 52.5241 | 4.7422 | 0.69456 | 10719.0094 | 6984 | 10
2004 | 10 | 17 | 23 | 0.0030111 | 0.00097005 | 0.0020591 | 0.0032235 | 0.00017585 | 8.4772e-06 | 1.1399e-05 | 0.0094594 |  | 2992.1821 | 845.2029 | 1515.4729 | 4623.824 | 52.5241 | 4.7422 | 0.69456 | 10034.6429 | 6985 | 10
2004 | 10 | 17 | 24 | 0.0023798 | 0.0010446 | 0.0020028 | 0.0033536 | 0.00017585 | 8.4772e-06 | 1.1399e-05 | 0.0089765 |  | 2364.8448 | 910.1808 | 1474.0537 | 4810.4136 | 52.5241 | 4.7422 | 0.69456 | 9617.4538 | 6986 | 10
2004 | 10 | 18 | 1 | 0.0015897 | 0.0013461 | 0.0019992 | 0.0033994 | 0.00017585 | 8.4772e-06 | 1.1399e-05 | 0.0085301 |  | 1579.7597 | 1172.8644 | 1471.3948 | 4876.0515 | 52.5241 | 4.7422 | 0.69456 | 9158.0312 | 6987 | 10
2004 | 10 | 18 | 2 | 0.0014562 | 0.0013884 | 0.0019712 | 0.003315 | 0.00017585 | 8.4772e-06 | 1.1399e-05 | 0.0083265 |  | 1447.0529 | 1209.6884 | 1450.8022 | 4755.0997 | 52.5241 | 4.7422 | 0.69456 | 8920.6041 | 6988 | 10
2004 | 10 | 18 | 3 | 0.0013565 | 0.0013692 | 0.0019811 | 0.003394 | 0.00017585 | 8.4772e-06 | 1.1399e-05 | 0.0082965 |  | 1348.0038 | 1192.9473 | 1458.0541 | 4868.3795 | 52.5241 | 4.7422 | 0.69456 | 8925.3456 | 6989 | 10
2004 | 10 | 18 | 4 | 0.0013036 | 0.0014321 | 0.0020336 | 0.0034227 | 0.00017585 | 8.4772e-06 | 1.1399e-05 | 0.0083877 |  | 1295.3824 | 1247.8072 | 1496.6832 | 4909.5808 | 52.5241 | 4.7422 | 0.69456 | 9007.4145 | 6990 | 10
2004 | 10 | 18 | 5 | 0.0014071 | 0.0014491 | 0.0021354 | 0.0034583 | 0.00017585 | 8.4772e-06 | 1.1399e-05 | 0.0086456 |  | 1398.2839 | 1262.5821 | 1571.6457 | 4960.6325 | 52.5241 | 4.7422 | 0.69456 | 9251.1051 | 6991 | 10
2004 | 10 | 18 | 6 | 0.0016831 | 0.0014319 | 0.0024042 | 0.0035416 | 0.00017585 | 8.4772e-06 | 1.1399e-05 | 0.0092565 |  | 1672.5516 | 1247.5897 | 1769.4523 | 5080.0688 | 52.5241 | 4.7422 | 0.69456 | 9827.6233 | 6992 | 10
2004 | 10 | 18 | 7 | 0.002323 | 0.0015433 | 0.0027291 | 0.0035318 | 0 | 0 | 1.1399e-05 | 0.010139 |  | 2308.4349 | 1344.6705 | 2008.6068 | 5066.0509 | 0 | 0 | 0.69456 | 10728.4577 | 6993 | 10
2004 | 10 | 18 | 8 | 0.0025599 | 0.0016709 | 0.0027939 | 0.0037696 | 0 | 0 | 1.1399e-05 | 0.010806 |  | 2543.8498 | 1455.8613 | 2056.3173 | 5407.1216 | 0 | 0 | 0.69456 | 11463.8445 | 6994 | 10
2004 | 10 | 18 | 9 | 0.0027279 | 0.0017215 | 0.0029244 | 0.0037522 | 0 | 0 | 1.1399e-05 | 0.011137 |  | 2710.8201 | 1499.9476 | 2152.3394 | 5382.2114 | 0 | 0 | 0.69456 | 11746.0131 | 6995 | 10
2004 | 10 | 18 | 10 | 0.002637 | 0.0018307 | 0.0029801 | 0.0038008 | 0 | 0 | 1.1399e-05 | 0.01126 |  | 2620.4514 | 1595.0963 | 2193.3094 | 5451.8273 | 0 | 0 | 0.69456 | 11861.379 | 6996 | 10
2004 | 10 | 18 | 11 | 0.0025125 | 0.0018823 | 0.0029735 | 0.0039084 | 0 | 0 | 1.1399e-05 | 0.011288 |  | 2496.7197 | 1640.0019 | 2188.5067 | 5606.2137 | 0 | 0 | 0.69456 | 11932.1365 | 6997 | 10
2004 | 10 | 18 | 12 | 0.0026862 | 0.0017771 | 0.002992 | 0.0037452 | 0 | 0 | 1.1399e-05 | 0.011212 |  | 2669.4031 | 1548.4051 | 2202.1043 | 5372.1716 | 0 | 0 | 0.69456 | 11792.7787 | 6998 | 10
2004 | 10 | 18 | 13 | 0.0027953 | 0.0016797 | 0.003061 | 0.0037463 | 0 | 0 | 1.1399e-05 | 0.011294 |  | 2777.7724 | 1463.5196 | 2252.8754 | 5373.7817 | 0 | 0 | 0.69456 | 11868.6436 | 6999 | 10
2004 | 10 | 18 | 14 | 0.0030159 | 0.0016198 | 0.0030345 | 0.0038092 | 0 | 0 | 1.1399e-05 | 0.011491 |  | 2996.9808 | 1411.3465 | 2233.3477 | 5463.9509 | 0 | 0 | 0.69456 | 12106.3206 | 7000 | 10
2004 | 10 | 18 | 15 | 0.002814 | 0.0016318 | 0.0029337 | 0.0037821 | 0 | 0 | 1.1399e-05 | 0.011173 |  | 2796.3597 | 1421.78 | 2159.2169 | 5425.0228 | 0 | 0 | 0.69456 | 11803.074 | 7001 | 10
2004 | 10 | 18 | 16 | 0.0032103 | 0.0015991 | 0.0028818 | 0.0039352 | 0 | 0 | 1.1399e-05 | 0.011638 |  | 3190.193 | 1393.2746 | 2120.9898 | 5644.6682 | 0 | 0 | 0.69456 | 12349.8201 | 7002 | 10
2004 | 10 | 18 | 17 | 0.0037225 | 0.0015045 | 0.0027571 | 0.0038779 | 0 | 0 | 1.1399e-05 | 0.011873 |  | 3699.1357 | 1310.8565 | 2029.1794 | 5562.4551 | 0 | 0 | 0.69456 | 12602.3213 | 7003 | 10
2004 | 10 | 18 | 18 | 0.0042971 | 0.0013611 | 0.0027532 | 0.0039293 | 4.3962e-05 | 2.1193e-06 | 1.1399e-05 | 0.012398 |  | 4270.1215 | 1185.957 | 2026.3665 | 5636.2385 | 13.131 | 1.1856 | 0.69456 | 13133.6946 | 7004 | 10
2004 | 10 | 18 | 19 | 0.0041415 | 0.0013695 | 0.002784 | 0.0039562 | 0.00017585 | 8.4772e-06 | 1.1399e-05 | 0.012447 |  | 4115.5819 | 1193.2305 | 2048.9722 | 5674.7878 | 52.5241 | 4.7422 | 0.69456 | 13090.5333 | 7005 | 10
2004 | 10 | 18 | 20 | 0.0040961 | 0.0013176 | 0.0027689 | 0.0039113 | 0.00017585 | 8.4772e-06 | 1.1399e-05 | 0.01229 |  | 4070.4165 | 1148.0591 | 2037.8813 | 5610.3812 | 52.5241 | 4.7422 | 0.69456 | 12924.6989 | 7006 | 10
2004 | 10 | 18 | 21 | 0.0040067 | 0.0012513 | 0.0027162 | 0.003903 | 0.00017585 | 8.4772e-06 | 1.1399e-05 | 0.012073 |  | 3981.5867 | 1090.2856 | 1999.125 | 5598.5417 | 52.5241 | 4.7422 | 0.69456 | 12727.4998 | 7007 | 10
2004 | 10 | 18 | 22 | 0.0036774 | 0.0012077 | 0.0026472 | 0.0037652 | 0.00017585 | 8.4772e-06 | 1.1399e-05 | 0.011493 |  | 3654.3265 | 1052.2724 | 1948.3126 | 5400.8704 | 52.5241 | 4.7422 | 0.69456 | 12113.7427 | 7008 | 10
2004 | 10 | 18 | 23 | 0.0029761 | 0.0012978 | 0.0024647 | 0.0035371 | 0.00017585 | 8.4772e-06 | 1.1399e-05 | 0.010471 |  | 2957.4063 | 1130.791 | 1814.0036 | 5073.6281 | 52.5241 | 4.7422 | 0.69456 | 11033.79 | 7009 | 10
2004 | 10 | 18 | 24 | 0.0020087 | 0.0013221 | 0.0023245 | 0.0035953 | 0.00017585 | 8.4772e-06 | 1.1399e-05 | 0.0094464 |  | 1996.103 | 1151.9486 | 1710.8063 | 5157.1672 | 52.5241 | 4.7422 | 0.69456 | 10073.986 | 7010 | 10
2004 | 10 | 19 | 1 | 0.0019379 | 0.0012689 | 0.0022342 | 0.0036611 | 0.00017585 | 8.4772e-06 | 1.1399e-05 | 0.0092978 |  | 1925.7232 | 1105.6223 | 1644.3203 | 5251.5039 | 52.5241 | 4.7422 | 0.69456 | 9985.1306 | 7011 | 10
2004 | 10 | 19 | 2 | 0.0016483 | 0.0013012 | 0.0021369 | 0.0035788 | 0.00017585 | 8.4772e-06 | 1.1399e-05 | 0.0088608 |  | 1637.917 | 1133.697 | 1572.7176 | 5133.4884 | 52.5241 | 4.7422 | 0.69456 | 9535.7809 | 7012 | 10
2004 | 10 | 19 | 3 | 0.0014712 | 0.0013286 | 0.0020519 | 0.0036361 | 0.00017585 | 8.4772e-06 | 1.1399e-05 | 0.0086834 |  | 1461.9324 | 1157.6167 | 1510.1609 | 5215.6067 | 52.5241 | 4.7422 | 0.69456 | 9403.2777 | 7013 | 10
2004 | 10 | 19 | 4 | 0.0014669 | 0.001312 | 0.0020956 | 0.003703 | 0.00017585 | 8.4772e-06 | 1.1399e-05 | 0.0087733 |  | 1457.6889 | 1143.141 | 1542.3775 | 5311.6483 | 52.5241 | 4.7422 | 0.69456 | 9512.8166 | 7014 | 10
2004 | 10 | 19 | 5 | 0.0015545 | 0.0013245 | 0.0021419 | 0.0036911 | 0.00017585 | 8.4772e-06 | 1.1399e-05 | 0.0089079 |  | 1544.7905 | 1154.044 | 1576.4432 | 5294.5995 | 52.5241 | 4.7422 | 0.69456 | 9627.8382 | 7015 | 10
2004 | 10 | 19 | 6 | 0.0018388 | 0.0013499 | 0.0023662 | 0.0037217 | 0.00017585 | 8.4772e-06 | 1.1399e-05 | 0.0094724 |  | 1827.2884 | 1176.1561 | 1741.5159 | 5338.4528 | 52.5241 | 4.7422 | 0.69456 | 10141.3741 | 7016 | 10
2004 | 10 | 19 | 7 | 0.0025565 | 0.0013657 | 0.0027284 | 0.003829 | 0 | 0 | 1.1399e-05 | 0.010491 |  | 2540.458 | 1189.8974 | 2008.0618 | 5492.2709 | 0 | 0 | 0.69456 | 11231.3826 | 7017 | 10
2004 | 10 | 19 | 8 | 0.0027486 | 0.0015111 | 0.002818 | 0.0040434 | 0 | 0 | 1.1399e-05 | 0.011132 |  | 2731.3388 | 1316.5862 | 2074.0284 | 5799.907 | 0 | 0 | 0.69456 | 11922.5549 | 7018 | 10
2004 | 10 | 19 | 9 | 0.0028077 | 0.0015477 | 0.0029304 | 0.004128 | 0 | 0 | 1.1399e-05 | 0.011425 |  | 2790.0517 | 1348.5423 | 2156.764 | 5921.2376 | 0 | 0 | 0.69456 | 12217.2902 | 7019 | 10
2004 | 10 | 19 | 10 | 0.0027571 | 0.0016427 | 0.0030284 | 0.004215 | 0 | 0 | 1.1399e-05 | 0.011655 |  | 2739.7798 | 1431.2436 | 2228.9134 | 6046.0727 | 0 | 0 | 0.69456 | 12446.7041 | 7020 | 10
2004 | 10 | 19 | 11 | 0.0027372 | 0.0016573 | 0.0030199 | 0.0043754 | 0 | 0 | 1.1399e-05 | 0.011801 |  | 2720.0425 | 1444.023 | 2222.5943 | 6276.1368 | 0 | 0 | 0.69456 | 12663.4911 | 7021 | 10
2004 | 10 | 19 | 12 | 0.0029076 | 0.0015817 | 0.0030798 | 0.0043858 | 0 | 0 | 1.1399e-05 | 0.011966 |  | 2889.3939 | 1378.1281 | 2266.7093 | 6291.0072 | 0 | 0 | 0.69456 | 12825.9329 | 7022 | 10
2004 | 10 | 19 | 13 | 0.0029362 | 0.0015048 | 0.0031439 | 0.004422 | 0 | 0 | 1.1399e-05 | 0.012018 |  | 2917.7759 | 1311.1414 | 2313.8981 | 6343.006 | 0 | 0 | 0.69456 | 12886.516 | 7023 | 10
2004 | 10 | 19 | 14 | 0.0028208 | 0.0015014 | 0.0030729 | 0.004408 | 0 | 0 | 1.1399e-05 | 0.011815 |  | 2803.1207 | 1308.204 | 2261.6242 | 6322.8316 | 0 | 0 | 0.69456 | 12696.475 | 7024 | 10
2004 | 10 | 19 | 15 | 0.0028614 | 0.0014821 | 0.0029709 | 0.0044551 | 0 | 0 | 1.1399e-05 | 0.011781 |  | 2843.4811 | 1291.3328 | 2186.5394 | 6390.4585 | 0 | 0 | 0.69456 | 12712.5064 | 7025 | 10
2004 | 10 | 19 | 16 | 0.0032817 | 0.0014352 | 0.0029764 | 0.0042652 | 0 | 0 | 1.1399e-05 | 0.01197 |  | 3261.1438 | 1250.4645 | 2190.5751 | 6117.9618 | 0 | 0 | 0.69456 | 12820.8398 | 7026 | 10
2004 | 10 | 19 | 17 | 0.0037629 | 0.0014024 | 0.002762 | 0.0045019 | 0 | 0 | 1.1399e-05 | 0.012441 |  | 3739.29 | 1221.8843 | 2032.8035 | 6457.6118 | 0 | 0 | 0.69456 | 13452.2842 | 7027 | 10
2004 | 10 | 19 | 18 | 0.0041238 | 0.0013126 | 0.0027332 | 0.0044775 | 4.3962e-05 | 2.1193e-06 | 1.1399e-05 | 0.012705 |  | 4097.9569 | 1143.6262 | 2011.6512 | 6422.5671 | 13.131 | 1.1856 | 0.69456 | 13690.8125 | 7028 | 10
2004 | 10 | 19 | 19 | 0.004497 | 0.0011478 | 0.0027609 | 0.0044197 | 0.00017585 | 8.4772e-06 | 1.1399e-05 | 0.013021 |  | 4468.8301 | 1000.0677 | 2032.0366 | 6339.691 | 52.5241 | 4.7422 | 0.69456 | 13898.5862 | 7029 | 10
2004 | 10 | 19 | 20 | 0.0046662 | 0.001044 | 0.0026994 | 0.004536 | 0.00017585 | 8.4772e-06 | 1.1399e-05 | 0.013141 |  | 4636.9654 | 909.5888 | 1986.7521 | 6506.485 | 52.5241 | 4.7422 | 0.69456 | 14097.7522 | 7030 | 10
2004 | 10 | 19 | 21 | 0.0044337 | 0.0010302 | 0.0026081 | 0.0045138 | 0.00017585 | 8.4772e-06 | 1.1399e-05 | 0.012781 |  | 4405.9034 | 897.592 | 1919.5144 | 6474.6606 | 52.5241 | 4.7422 | 0.69456 | 13755.6313 | 7031 | 10
2004 | 10 | 19 | 22 | 0.0036965 | 0.0011669 | 0.0025121 | 0.0045016 | 0.00017585 | 8.4772e-06 | 1.1399e-05 | 0.012073 |  | 3673.3186 | 1016.7186 | 1848.8848 | 6457.1382 | 52.5241 | 4.7422 | 0.69456 | 13054.0211 | 7032 | 10
2004 | 10 | 19 | 23 | 0.0031114 | 0.0011046 | 0.0023744 | 0.004313 | 0.00017585 | 8.4772e-06 | 1.1399e-05 | 0.011099 |  | 3091.8818 | 962.4579 | 1747.5077 | 6186.5359 | 52.5241 | 4.7422 | 0.69456 | 12046.3442 | 7033 | 10
2004 | 10 | 19 | 24 | 0.0021555 | 0.0011995 | 0.0022385 | 0.0043487 | 0.00017585 | 8.4772e-06 | 1.1399e-05 | 0.010138 |  | 2141.9793 | 1045.0909 | 1647.5481 | 6237.777 | 52.5241 | 4.7422 | 0.69456 | 11130.3562 | 7034 | 10
2004 | 10 | 20 | 1 | 0.0020423 | 0.0012689 | 0.0021041 | 0.0040943 | 0.00017585 | 8.4772e-06 | 1.1399e-05 | 0.0097054 |  | 2029.4689 | 1105.6223 | 1548.6221 | 5872.9327 | 52.5241 | 4.7422 | 0.69456 | 10614.6068 | 7035 | 10
2004 | 10 | 20 | 2 | 0.0017395 | 0.0013012 | 0.0020076 | 0.003899 | 0.00017585 | 8.4772e-06 | 1.1399e-05 | 0.009143 |  | 1728.6107 | 1133.697 | 1477.5681 | 5592.7641 | 52.5241 | 4.7422 | 0.69456 | 9990.6007 | 7036 | 10
2004 | 10 | 20 | 3 | 0.0015569 | 0.0013286 | 0.0019628 | 0.0038487 | 0.00017585 | 8.4772e-06 | 1.1399e-05 | 0.0088928 |  | 1547.157 | 1157.6167 | 1444.6273 | 5520.5908 | 52.5241 | 4.7422 | 0.69456 | 9727.9527 | 7037 | 10
2004 | 10 | 20 | 4 | 0.001562 | 0.001312 | 0.001986 | 0.0038547 | 0.00017585 | 8.4772e-06 | 1.1399e-05 | 0.0089104 |  | 1552.1704 | 1143.141 | 1461.6692 | 5529.2099 | 52.5241 | 4.7422 | 0.69456 | 9744.1514 | 7038 | 10
2004 | 10 | 20 | 5 | 0.0016546 | 0.0013245 | 0.0020626 | 0.0037705 | 0.00017585 | 8.4772e-06 | 1.1399e-05 | 0.009008 |  | 1644.1891 | 1154.044 | 1518.0835 | 5408.4476 | 52.5241 | 4.7422 | 0.69456 | 9782.7252 | 7039 | 10
2004 | 10 | 20 | 6 | 0.0019595 | 0.0013499 | 0.0023348 | 0.0037992 | 0.00017585 | 8.4772e-06 | 1.1399e-05 | 0.0096392 |  | 1947.2355 | 1176.1561 | 1718.428 | 5449.6489 | 52.5241 | 4.7422 | 0.69456 | 10349.4294 | 7040 | 10
2004 | 10 | 20 | 7 | 0.002751 | 0.0013657 | 0.0027382 | 0.0038803 | 0 | 0 | 1.1399e-05 | 0.010747 |  | 2733.7898 | 1189.8974 | 2015.3169 | 5565.9596 | 0 | 0 | 0.69456 | 11505.6582 | 7041 | 10
2004 | 10 | 20 | 8 | 0.0029573 | 0.0015111 | 0.0029049 | 0.0040752 | 0 | 0 | 1.1399e-05 | 0.01146 |  | 2938.7147 | 1316.5862 | 2138.0044 | 5845.4652 | 0 | 0 | 0.69456 | 12239.4651 | 7042 | 10
2004 | 10 | 20 | 9 | 0.0029878 | 0.0015477 | 0.0030316 | 0.0040461 | 0 | 0 | 1.1399e-05 | 0.011625 |  | 2969.0579 | 1348.5423 | 2231.2182 | 5803.6956 | 0 | 0 | 0.69456 | 12353.2087 | 7043 | 10
2004 | 10 | 20 | 10 | 0.0029254 | 0.0016427 | 0.0031222 | 0.0039735 | 0 | 0 | 1.1399e-05 | 0.011675 |  | 2907.0723 | 1431.2436 | 2297.9543 | 5699.6032 | 0 | 0 | 0.69456 | 12336.568 | 7044 | 10
2004 | 10 | 20 | 11 | 0.0028946 | 0.0016573 | 0.0031411 | 0.0039503 | 0 | 0 | 1.1399e-05 | 0.011655 |  | 2876.4836 | 1444.023 | 2311.8575 | 5666.2634 | 0 | 0 | 0.69456 | 12299.322 | 7045 | 10
2004 | 10 | 20 | 12 | 0.0030553 | 0.0015817 | 0.003143 | 0.0040037 | 0 | 0 | 1.1399e-05 | 0.011795 |  | 3036.1559 | 1378.1281 | 2313.2418 | 5742.8882 | 0 | 0 | 0.69456 | 12471.1085 | 7046 | 10
2004 | 10 | 20 | 13 | 0.0030743 | 0.0015048 | 0.0031662 | 0.0040377 | 0 | 0 | 1.1399e-05 | 0.011794 |  | 3055.0032 | 1311.1414 | 2330.2831 | 5791.7615 | 0 | 0 | 0.69456 | 12488.8837 | 7047 | 10
2004 | 10 | 20 | 14 | 0.0029546 | 0.0015014 | 0.0031155 | 0.0040017 | 0 | 0 | 1.1399e-05 | 0.011585 |  | 2936.1235 | 1308.204 | 2293.01 | 5740.0468 | 0 | 0 | 0.69456 | 12278.0788 | 7048 | 10
2004 | 10 | 20 | 15 | 0.0029888 | 0.0014821 | 0.0029968 | 0.004019 | 0 | 0 | 1.1399e-05 | 0.011498 |  | 2970.1022 | 1291.3328 | 2205.6602 | 5764.8622 | 0 | 0 | 0.69456 | 12232.6521 | 7049 | 10
2004 | 10 | 20 | 16 | 0.0034244 | 0.0014352 | 0.0029167 | 0.0040128 | 0 | 0 | 1.1399e-05 | 0.011801 |  | 3402.9635 | 1250.4645 | 2146.6808 | 5755.959 | 0 | 0 | 0.69456 | 12556.7623 | 7050 | 10
2004 | 10 | 20 | 17 | 0.0039254 | 0.0014024 | 0.0027544 | 0.004005 | 0 | 0 | 1.1399e-05 | 0.012099 |  | 3900.7852 | 1221.8843 | 2027.208 | 5744.7826 | 0 | 0 | 0.69456 | 12895.3546 | 7051 | 10
2004 | 10 | 20 | 18 | 0.0043098 | 0.0013126 | 0.0027189 | 0.0039047 | 4.3962e-05 | 2.1193e-06 | 1.1399e-05 | 0.012303 |  | 4282.8002 | 1143.6262 | 2001.0629 | 5600.9096 | 13.131 | 1.1856 | 0.69456 | 13043.41 | 7052 | 10
2004 | 10 | 20 | 19 | 0.0047279 | 0.0011478 | 0.0027381 | 0.0039615 | 0.00017585 | 8.4772e-06 | 1.1399e-05 | 0.012771 |  | 4698.2409 | 1000.0677 | 2015.2507 | 5682.365 | 52.5241 | 4.7422 | 0.69456 | 13453.8852 | 7053 | 10
2004 | 10 | 20 | 20 | 0.0048829 | 0.001044 | 0.0027149 | 0.0043383 | 0.00017585 | 8.4772e-06 | 1.1399e-05 | 0.013176 |  | 4852.2816 | 909.5888 | 1998.1634 | 6222.9067 | 52.5241 | 4.7422 | 0.69456 | 14040.9013 | 7054 | 10
2004 | 10 | 20 | 21 | 0.0046337 | 0.0010302 | 0.0026139 | 0.0042614 | 0.00017585 | 8.4772e-06 | 1.1399e-05 | 0.012735 |  | 4604.6321 | 897.592 | 1923.8429 | 6112.5631 | 52.5241 | 4.7422 | 0.69456 | 13596.5909 | 7055 | 10
2004 | 10 | 20 | 22 | 0.0038691 | 0.0011669 | 0.0025651 | 0.0042492 | 0.00017585 | 8.4772e-06 | 1.1399e-05 | 0.012046 |  | 3844.8464 | 1016.7186 | 1887.9047 | 6095.1354 | 52.5241 | 4.7422 | 0.69456 | 12902.566 | 7056 | 10
2004 | 10 | 20 | 23 | 0.0032642 | 0.0011046 | 0.0024332 | 0.0041387 | 0.00017585 | 8.4772e-06 | 1.1399e-05 | 0.011136 |  | 3243.7196 | 962.4579 | 1790.8391 | 5936.5816 | 52.5241 | 4.7422 | 0.69456 | 11991.5591 | 7057 | 10
2004 | 10 | 20 | 24 | 0.0022682 | 0.0011995 | 0.002288 | 0.0041829 | 0.00017585 | 8.4772e-06 | 1.1399e-05 | 0.010134 |  | 2253.9827 | 1045.0909 | 1683.9818 | 6000.041 | 52.5241 | 4.7422 | 0.69456 | 11041.0572 | 7058 | 10
2004 | 10 | 21 | 1 | 0.0019584 | 0.0012689 | 0.0022002 | 0.0041739 | 0.00017585 | 8.4772e-06 | 1.1399e-05 | 0.0097972 |  | 1946.1206 | 1105.6223 | 1619.3319 | 5987.0649 | 52.5241 | 4.7422 | 0.69456 | 10716.1007 | 7059 | 10
2004 | 10 | 21 | 2 | 0.0016662 | 0.0013012 | 0.0020794 | 0.0040938 | 0.00017585 | 8.4772e-06 | 1.1399e-05 | 0.0093363 |  | 1655.7484 | 1133.697 | 1530.4113 | 5872.175 | 52.5241 | 4.7422 | 0.69456 | 10249.9925 | 7060 | 10
2004 | 10 | 21 | 3 | 0.001488 | 0.0013286 | 0.0020496 | 0.0040853 | 0.00017585 | 8.4772e-06 | 1.1399e-05 | 0.0091472 |  | 1478.6884 | 1157.6167 | 1508.4844 | 5859.9567 | 52.5241 | 4.7422 | 0.69456 | 10062.7071 | 7061 | 10
2004 | 10 | 21 | 4 | 0.0014856 | 0.001312 | 0.0020662 | 0.0041266 | 0.00017585 | 8.4772e-06 | 1.1399e-05 | 0.009186 |  | 1476.265 | 1143.141 | 1520.6902 | 5919.1539 | 52.5241 | 4.7422 | 0.69456 | 10117.211 | 7062 | 10
2004 | 10 | 21 | 5 | 0.0015742 | 0.0013245 | 0.0021057 | 0.0040479 | 0.00017585 | 8.4772e-06 | 1.1399e-05 | 0.0092481 |  | 1564.3333 | 1154.044 | 1549.7762 | 5806.3477 | 52.5241 | 4.7422 | 0.69456 | 10132.4621 | 7063 | 10
2004 | 10 | 21 | 6 | 0.0018625 | 0.0013499 | 0.0024039 | 0.0037803 | 0.00017585 | 8.4772e-06 | 1.1399e-05 | 0.0095924 |  | 1850.8712 | 1176.1561 | 1769.261 | 5422.4655 | 52.5241 | 4.7422 | 0.69456 | 10276.7147 | 7064 | 10
2004 | 10 | 21 | 7 | 0.0025947 | 0.0013657 | 0.0027189 | 0.003732 | 0 | 0 | 1.1399e-05 | 0.010423 |  | 2578.469 | 1189.8974 | 2001.104 | 5353.1337 | 0 | 0 | 0.69456 | 11123.2987 | 7065 | 10
2004 | 10 | 21 | 8 | 0.0027896 | 0.0015111 | 0.0028347 | 0.0039269 | 0 | 0 | 1.1399e-05 | 0.011074 |  | 2772.1109 | 1316.5862 | 2086.3207 | 5632.7341 | 0 | 0 | 0.69456 | 11808.4465 | 7066 | 10
2004 | 10 | 21 | 9 | 0.0028431 | 0.0015477 | 0.0029636 | 0.0043568 | 0 | 0 | 1.1399e-05 | 0.011723 |  | 2825.2462 | 1348.5423 | 2181.2073 | 6249.427 | 0 | 0 | 0.69456 | 12605.1174 | 7067 | 10
2004 | 10 | 21 | 10 | 0.0027902 | 0.0016427 | 0.0030196 | 0.0043871 | 0 | 0 | 1.1399e-05 | 0.011851 |  | 2772.6712 | 1431.2436 | 2222.4207 | 6292.8068 | 0 | 0 | 0.69456 | 12719.8369 | 7068 | 10
2004 | 10 | 21 | 11 | 0.0027682 | 0.0016573 | 0.0030978 | 0.0042742 | 0 | 0 | 1.1399e-05 | 0.011809 |  | 2750.8004 | 1444.023 | 2279.9447 | 6130.9379 | 0 | 0 | 0.69456 | 12606.4004 | 7069 | 10
2004 | 10 | 21 | 12 | 0.0029367 | 0.0015817 | 0.0030979 | 0.0041761 | 0 | 0 | 1.1399e-05 | 0.011804 |  | 2918.2488 | 1378.1281 | 2280.0571 | 5990.2853 | 0 | 0 | 0.69456 | 12567.4137 | 7070 | 10
2004 | 10 | 21 | 13 | 0.0029633 | 0.0015048 | 0.0030743 | 0.0043274 | 0 | 0 | 1.1399e-05 | 0.011881 |  | 2944.7562 | 1311.1414 | 2262.6804 | 6207.1839 | 0 | 0 | 0.69456 | 12726.4564 | 7071 | 10
2004 | 10 | 21 | 14 | 0.0028471 | 0.0015014 | 0.0030722 | 0.0043884 | 0 | 0 | 1.1399e-05 | 0.011821 |  | 2829.2704 | 1308.204 | 2261.1356 | 6294.7011 | 0 | 0 | 0.69456 | 12694.0056 | 7072 | 10
2004 | 10 | 21 | 15 | 0.0028865 | 0.0014821 | 0.0029944 | 0.0042947 | 0 | 0 | 1.1399e-05 | 0.011669 |  | 2868.3761 | 1291.3328 | 2203.8869 | 6160.3944 | 0 | 0 | 0.69456 | 12524.6848 | 7073 | 10
2004 | 10 | 21 | 16 | 0.0033098 | 0.0014352 | 0.0029423 | 0.0042354 | 0 | 0 | 1.1399e-05 | 0.011934 |  | 3289.027 | 1250.4645 | 2165.5252 | 6075.2451 | 0 | 0 | 0.69456 | 12780.9564 | 7074 | 10
2004 | 10 | 21 | 17 | 0.0037948 | 0.0014024 | 0.0027846 | 0.0041633 | 0 | 0 | 1.1399e-05 | 0.012157 |  | 3771.0417 | 1221.8843 | 2049.4818 | 5971.8157 | 0 | 0 | 0.69456 | 13014.9181 | 7075 | 10
2004 | 10 | 21 | 18 | 0.0041604 | 0.0013126 | 0.0027871 | 0.0039543 | 4.3962e-05 | 2.1193e-06 | 1.1399e-05 | 0.012272 |  | 4134.299 | 1143.6262 | 2051.2672 | 5672.041 | 13.131 | 1.1856 | 0.69456 | 13016.2445 | 7076 | 10
2004 | 10 | 21 | 19 | 0.0045424 | 0.0011478 | 0.0028198 | 0.0039882 | 0.00017585 | 8.4772e-06 | 1.1399e-05 | 0.012694 |  | 4513.9346 | 1000.0677 | 2075.3472 | 5720.7248 | 52.5241 | 4.7422 | 0.69456 | 13368.0352 | 7077 | 10
2004 | 10 | 21 | 20 | 0.0047088 | 0.001044 | 0.0027254 | 0.0041178 | 0.00017585 | 8.4772e-06 | 1.1399e-05 | 0.012792 |  | 4679.2988 | 909.5888 | 2005.8996 | 5906.6514 | 52.5241 | 4.7422 | 0.69456 | 13559.3995 | 7078 | 10
2004 | 10 | 21 | 21 | 0.004473 | 0.0010302 | 0.0026411 | 0.0041441 | 0.00017585 | 8.4772e-06 | 1.1399e-05 | 0.012484 |  | 4444.9755 | 897.592 | 1943.7952 | 5944.3482 | 52.5241 | 4.7422 | 0.69456 | 13288.6719 | 7079 | 10
2004 | 10 | 21 | 22 | 0.0037304 | 0.0011669 | 0.0025777 | 0.0040294 | 0.00017585 | 8.4772e-06 | 1.1399e-05 | 0.0117 |  | 3707.0428 | 1016.7186 | 1897.1585 | 5779.8273 | 52.5241 | 4.7422 | 0.69456 | 12458.7081 | 7080 | 10
2004 | 10 | 21 | 23 | 0.0031414 | 0.0011046 | 0.002454 | 0.0038117 | 0.00017585 | 8.4772e-06 | 1.1399e-05 | 0.010707 |  | 3121.7347 | 962.4579 | 1806.133 | 5467.4554 | 52.5241 | 4.7422 | 0.69456 | 11415.7419 | 7081 | 10
2004 | 10 | 21 | 24 | 0.0021777 | 0.0011995 | 0.0023164 | 0.00357 | 0.00017585 | 8.4772e-06 | 1.1399e-05 | 0.0094592 |  | 2164.0003 | 1045.0909 | 1704.8641 | 5120.7965 | 52.5241 | 4.7422 | 0.69456 | 10092.7126 | 7082 | 10
2004 | 10 | 22 | 1 | 0.0017349 | 0.001279 | 0.0021759 | 0.0035461 | 0.00017585 | 8.4772e-06 | 1.1399e-05 | 0.0089317 |  | 1724.0669 | 1114.3515 | 1601.4829 | 5086.6042 | 52.5241 | 4.7422 | 0.69456 | 9584.4664 | 7083 | 10
2004 | 10 | 22 | 2 | 0.0015352 | 0.0012846 | 0.002047 | 0.003898 | 0.00017585 | 8.4772e-06 | 1.1399e-05 | 0.0089605 |  | 1525.5459 | 1119.2913 | 1506.5661 | 5591.2486 | 52.5241 | 4.7422 | 0.69456 | 9800.6128 | 7084 | 10
2004 | 10 | 22 | 3 | 0.0014253 | 0.0013084 | 0.002007 | 0.0035026 | 0.00017585 | 8.4772e-06 | 1.1399e-05 | 0.0084391 |  | 1416.3912 | 1139.9744 | 1477.1747 | 5024.1866 | 52.5241 | 4.7422 | 0.69456 | 9115.6879 | 7085 | 10
2004 | 10 | 22 | 4 | 0.0013796 | 0.0013338 | 0.002054 | 0.003439 | 0.00017585 | 8.4772e-06 | 1.1399e-05 | 0.0084022 |  | 1370.982 | 1162.1289 | 1511.7049 | 4932.9755 | 52.5241 | 4.7422 | 0.69456 | 9035.7522 | 7086 | 10
2004 | 10 | 22 | 5 | 0.0014794 | 0.0013832 | 0.0021023 | 0.0038435 | 0.00017585 | 8.4772e-06 | 1.1399e-05 | 0.0090041 |  | 1470.0889 | 1205.1336 | 1547.3047 | 5513.1083 | 52.5241 | 4.7422 | 0.69456 | 9793.5963 | 7087 | 10
2004 | 10 | 22 | 6 | 0.0018476 | 0.0013189 | 0.0023745 | 0.0039088 | 0.00017585 | 8.4772e-06 | 1.1399e-05 | 0.0096455 |  | 1836.0515 | 1149.1072 | 1747.6023 | 5606.782 | 52.5241 | 4.7422 | 0.69456 | 10397.5039 | 7088 | 10
2004 | 10 | 22 | 7 | 0.0023549 | 0.0014436 | 0.0027043 | 0.0039183 | 0 | 0 | 1.1399e-05 | 0.010432 |  | 2340.1186 | 1257.831 | 1990.3284 | 5620.421 | 0 | 0 | 0.69456 | 11209.3936 | 7089 | 10
2004 | 10 | 22 | 8 | 0.0023956 | 0.0015106 | 0.0028235 | 0.0041108 | 0 | 0 | 1.1399e-05 | 0.010852 |  | 2380.6219 | 1316.169 | 2078.0522 | 5896.6116 | 0 | 0 | 0.69456 | 11672.1492 | 7090 | 10
2004 | 10 | 22 | 9 | 0.0026484 | 0.001506 | 0.0028821 | 0.0042806 | 0 | 0 | 1.1399e-05 | 0.011329 |  | 2631.7634 | 1312.1769 | 2121.226 | 6140.1253 | 0 | 0 | 0.69456 | 12205.9861 | 7091 | 10
2004 | 10 | 22 | 10 | 0.0025692 | 0.0015697 | 0.0029361 | 0.0042809 | 0 | 0 | 1.1399e-05 | 0.011367 |  | 2553.074 | 1367.6823 | 2160.9745 | 6140.5989 | 0 | 0 | 0.69456 | 12223.0242 | 7092 | 10
2004 | 10 | 22 | 11 | 0.0027347 | 0.0015491 | 0.0029548 | 0.0040656 | 0 | 0 | 1.1399e-05 | 0.011316 |  | 2717.5109 | 1349.7521 | 2174.714 | 5831.7314 | 0 | 0 | 0.69456 | 12074.4029 | 7093 | 10
2004 | 10 | 22 | 12 | 0.0026753 | 0.0015026 | 0.0029901 | 0.0040321 | 0 | 0 | 1.1399e-05 | 0.011211 |  | 2658.5425 | 1309.1816 | 2200.6672 | 5783.6159 | 0 | 0 | 0.69456 | 11952.7017 | 7094 | 10
2004 | 10 | 22 | 13 | 0.002731 | 0.0014718 | 0.0029918 | 0.0040228 | 0 | 0 | 1.1399e-05 | 0.011229 |  | 2713.8993 | 1282.3497 | 2201.9217 | 5770.3558 | 0 | 0 | 0.69456 | 11969.2209 | 7095 | 10
2004 | 10 | 22 | 14 | 0.0027058 | 0.0014541 | 0.0029592 | 0.0040733 | 0 | 0 | 1.1399e-05 | 0.011204 |  | 2688.8662 | 1266.9162 | 2177.9729 | 5842.7184 | 0 | 0 | 0.69456 | 11977.1683 | 7096 | 10
2004 | 10 | 22 | 15 | 0.0030067 | 0.0013766 | 0.0029147 | 0.0041064 | 0 | 0 | 1.1399e-05 | 0.011416 |  | 2987.8818 | 1199.403 | 2145.1936 | 5890.2656 | 0 | 0 | 0.69456 | 12223.4386 | 7097 | 10
2004 | 10 | 22 | 16 | 0.0034674 | 0.0013069 | 0.0027966 | 0.004098 | 0 | 0 | 1.1399e-05 | 0.01168 |  | 3445.6607 | 1138.6953 | 2058.2739 | 5878.1421 | 0 | 0 | 0.69456 | 12521.4665 | 7098 | 10
2004 | 10 | 22 | 17 | 0.0039543 | 0.0011374 | 0.0027494 | 0.0041045 | 0 | 0 | 1.1399e-05 | 0.011957 |  | 3929.552 | 990.9691 | 2023.5169 | 5887.5189 | 0 | 0 | 0.69456 | 12832.2514 | 7099 | 10
2004 | 10 | 22 | 18 | 0.0042272 | 0.0010014 | 0.0027639 | 0.0036805 | 4.3962e-05 | 2.1193e-06 | 1.1399e-05 | 0.011731 |  | 4200.7223 | 872.5055 | 2034.2384 | 5279.3503 | 13.131 | 1.1856 | 0.69456 | 12401.8276 | 7100 | 10
2004 | 10 | 22 | 19 | 0.0043059 | 0.00095806 | 0.0027219 | 0.0038793 | 0.00017585 | 8.4772e-06 | 1.1399e-05 | 0.012061 |  | 4278.9152 | 834.7529 | 2003.2651 | 5564.5389 | 52.5241 | 4.7422 | 0.69456 | 12739.4329 | 7101 | 10
2004 | 10 | 22 | 20 | 0.0041347 | 0.0010041 | 0.0026687 | 0.0040531 | 0.00017585 | 8.4772e-06 | 1.1399e-05 | 0.012056 |  | 4108.7866 | 874.879 | 1964.1289 | 5813.7355 | 52.5241 | 4.7422 | 0.69456 | 12819.4908 | 7102 | 10
2004 | 10 | 22 | 21 | 0.0038629 | 0.00097608 | 0.002577 | 0.0039949 | 0.00017585 | 8.4772e-06 | 1.1399e-05 | 0.011607 |  | 3838.7137 | 850.4516 | 1896.6311 | 5730.2911 | 52.5241 | 4.7422 | 0.69456 | 12374.0484 | 7103 | 10
2004 | 10 | 22 | 22 | 0.0035127 | 0.00099984 | 0.0025181 | 0.0038019 | 0.00017585 | 8.4772e-06 | 1.1399e-05 | 0.011028 |  | 3490.6817 | 871.1567 | 1853.3133 | 5453.5322 | 52.5241 | 4.7422 | 0.69456 | 11726.6448 | 7104 | 10
2004 | 10 | 22 | 23 | 0.0030174 | 0.00089323 | 0.0023653 | 0.0033345 | 0.00017585 | 8.4772e-06 | 1.1399e-05 | 0.0098062 |  | 2998.4564 | 778.2642 | 1740.8692 | 4783.0408 | 52.5241 | 4.7422 | 0.69456 | 10358.5915 | 7105 | 10
2004 | 10 | 22 | 24 | 0.002335 | 0.00098086 | 0.0021728 | 0.0029652 | 0.00017585 | 8.4772e-06 | 1.1399e-05 | 0.0086496 |  | 2320.3268 | 854.6185 | 1599.1678 | 4253.2967 | 52.5241 | 4.7422 | 0.69456 | 9085.3708 | 7106 | 10
2004 | 10 | 23 | 1 | 0.0020123 | 0.0010921 | 0.0020795 | 0.0029546 | 0.00017585 | 8.4772e-06 | 1.1399e-05 | 0.0083342 |  | 1999.6722 | 951.5725 | 1530.4973 | 4238.0475 | 52.5241 | 4.7422 | 0.69456 | 8777.7503 | 7107 | 10
2004 | 10 | 23 | 2 | 0.0017894 | 0.0010709 | 0.002021 | 0.003193 | 0.00017585 | 8.4772e-06 | 1.1399e-05 | 0.0082701 |  | 1778.1332 | 933.099 | 1487.4701 | 4580.0654 | 52.5241 | 4.7422 | 0.69456 | 8836.7285 | 7108 | 10
2004 | 10 | 23 | 3 | 0.0015755 | 0.0011311 | 0.0019992 | 0.0029917 | 0.00017585 | 8.4772e-06 | 1.1399e-05 | 0.0078931 |  | 1565.5929 | 985.4807 | 1471.4085 | 4291.2776 | 52.5241 | 4.7422 | 0.69456 | 8371.7206 | 7109 | 10
2004 | 10 | 23 | 4 | 0.0014792 | 0.0011303 | 0.0020161 | 0.0029895 | 0.00017585 | 8.4772e-06 | 1.1399e-05 | 0.0078108 |  | 1469.9175 | 984.8231 | 1483.8015 | 4288.152 | 52.5241 | 4.7422 | 0.69456 | 8284.6551 | 7110 | 10
2004 | 10 | 23 | 5 | 0.0015304 | 0.0011728 | 0.0020184 | 0.0031506 | 0.00017585 | 8.4772e-06 | 1.1399e-05 | 0.0080679 |  | 1520.778 | 1021.8141 | 1485.5594 | 4519.258 | 52.5241 | 4.7422 | 0.69456 | 8605.3703 | 7111 | 10
2004 | 10 | 23 | 6 | 0.0016895 | 0.0011154 | 0.0021492 | 0.0032827 | 0.00017585 | 8.4772e-06 | 1.1399e-05 | 0.0084325 |  | 1678.8608 | 971.8643 | 1581.7759 | 4708.7838 | 52.5241 | 4.7422 | 0.69456 | 8999.2456 | 7112 | 10
2004 | 10 | 23 | 7 | 0.0020194 | 0.0011655 | 0.0021936 | 0.0033414 | 0 | 0 | 1.1399e-05 | 0.0087314 |  | 2006.7087 | 1015.5306 | 1614.4753 | 4792.9859 | 0 | 0 | 0.69456 | 9430.3951 | 7113 | 10
2004 | 10 | 23 | 8 | 0.0024705 | 0.001186 | 0.0021926 | 0.003207 | 0 | 0 | 1.1399e-05 | 0.0090674 |  | 2454.9633 | 1033.3202 | 1613.739 | 4600.1451 | 0 | 0 | 0.69456 | 9702.862 | 7114 | 10
2004 | 10 | 23 | 9 | 0.0028644 | 0.0012697 | 0.0022091 | 0.0032206 | 0 | 0 | 1.1399e-05 | 0.0095752 |  | 2846.4509 | 1106.3258 | 1625.8712 | 4619.6565 | 0 | 0 | 0.69456 | 10198.9989 | 7115 | 10
2004 | 10 | 23 | 10 | 0.0032347 | 0.0012328 | 0.0022226 | 0.0031021 | 0 | 0 | 1.1399e-05 | 0.0098035 |  | 3214.4137 | 1074.1125 | 1635.7975 | 4449.6421 | 0 | 0 | 0.69456 | 10374.6603 | 7116 | 10
2004 | 10 | 23 | 11 | 0.0035174 | 0.0011602 | 0.0022608 | 0.0031597 | 0 | 0 | 1.1399e-05 | 0.01011 |  | 3495.3842 | 1010.8551 | 1663.9509 | 4532.3287 | 0 | 0 | 0.69456 | 10703.2135 | 7117 | 10
2004 | 10 | 23 | 12 | 0.0038406 | 0.0010278 | 0.002266 | 0.0033511 | 0 | 0 | 1.1399e-05 | 0.010497 |  | 3816.4797 | 895.4821 | 1667.7835 | 4806.8144 | 0 | 0 | 0.69456 | 11187.2543 | 7118 | 10
2004 | 10 | 23 | 13 | 0.0033374 | 0.0011394 | 0.0023075 | 0.0033731 | 0 | 0 | 1.1399e-05 | 0.010169 |  | 3316.4643 | 992.767 | 1698.3101 | 4838.4494 | 0 | 0 | 0.69456 | 10846.6855 | 7119 | 10
2004 | 10 | 23 | 14 | 0.003162 | 0.0010831 | 0.0023868 | 0.0032643 | 0 | 0 | 1.1399e-05 | 0.0099077 |  | 3142.1589 | 943.7405 | 1756.6963 | 4682.3582 | 0 | 0 | 0.69456 | 10525.6485 | 7120 | 10
2004 | 10 | 23 | 15 | 0.0033557 | 0.00099503 | 0.0024347 | 0.0030647 | 0 | 0 | 1.1399e-05 | 0.0098615 |  | 3334.6151 | 866.9678 | 1791.9138 | 4396.0331 | 0 | 0 | 0.69456 | 10390.2244 | 7121 | 10
2004 | 10 | 23 | 16 | 0.0033307 | 0.0009963 | 0.0023421 | 0.0031177 | 0 | 0 | 1.1399e-05 | 0.0097982 |  | 3309.848 | 868.0728 | 1723.7465 | 4472.0896 | 0 | 0 | 0.69456 | 10374.4515 | 7122 | 10
2004 | 10 | 23 | 17 | 0.0037333 | 0.00098584 | 0.0022721 | 0.0030048 | 0 | 0 | 1.1399e-05 | 0.010007 |  | 3709.8943 | 858.9615 | 1672.2566 | 4310.0313 | 0 | 0 | 0.69456 | 10551.8383 | 7123 | 10
2004 | 10 | 23 | 18 | 0.0044757 | 0.00086288 | 0.0023518 | 0.002891 | 4.3962e-05 | 2.1193e-06 | 1.1399e-05 | 0.010639 |  | 4447.6138 | 751.8223 | 1730.8733 | 4146.8364 | 13.131 | 1.1856 | 0.69456 | 11092.157 | 7124 | 10
2004 | 10 | 23 | 19 | 0.0043193 | 0.00084878 | 0.0023252 | 0.0028325 | 0.00017585 | 8.4772e-06 | 1.1399e-05 | 0.010521 |  | 4292.2037 | 739.5376 | 1711.3029 | 4063.0132 | 52.5241 | 4.7422 | 0.69456 | 10864.0182 | 7125 | 10
2004 | 10 | 23 | 20 | 0.0042133 | 0.00084941 | 0.0022961 | 0.0028158 | 0.00017585 | 8.4772e-06 | 1.1399e-05 | 0.01037 |  | 4186.9193 | 740.0836 | 1689.8805 | 4039.0501 | 52.5241 | 4.7422 | 0.69456 | 10713.8945 | 7126 | 10
2004 | 10 | 23 | 21 | 0.0041021 | 0.0008319 | 0.0022498 | 0.0028467 | 0.00017585 | 8.4772e-06 | 1.1399e-05 | 0.010226 |  | 4076.3501 | 724.8291 | 1655.819 | 4083.2823 | 52.5241 | 4.7422 | 0.69456 | 10598.2414 | 7127 | 10
2004 | 10 | 23 | 22 | 0.0037034 | 0.00087556 | 0.0021845 | 0.0026251 | 0.00017585 | 8.4772e-06 | 1.1399e-05 | 0.0095843 |  | 3680.2123 | 762.873 | 1607.7936 | 3765.4169 | 52.5241 | 4.7422 | 0.69456 | 9874.2567 | 7128 | 10
2004 | 10 | 23 | 23 | 0.0029679 | 0.0010228 | 0.0020487 | 0.0024811 | 0.00017585 | 8.4772e-06 | 1.1399e-05 | 0.0087163 |  | 2949.3279 | 891.1719 | 1507.8479 | 3558.937 | 52.5241 | 4.7422 | 0.69456 | 8965.2456 | 7129 | 10
2004 | 10 | 23 | 24 | 0.0025582 | 0.00090628 | 0.0019498 | 0.0028578 | 0.00017585 | 8.4772e-06 | 1.1399e-05 | 0.0084678 |  | 2542.1342 | 789.6382 | 1435.0564 | 4099.1945 | 52.5241 | 4.7422 | 0.69456 | 8923.9842 | 7130 | 10
2004 | 10 | 24 | 1 | 0.0021198 | 0.00104 | 0.0019443 | 0.0026813 | 0.00017585 | 8.4772e-06 | 1.1399e-05 | 0.0079811 |  | 2106.5247 | 906.1376 | 1430.9865 | 3846.0198 | 52.5241 | 4.7422 | 0.69456 | 8347.6295 | 7131 | 10
2004 | 10 | 24 | 2 | 0.001833 | 0.0010844 | 0.0018982 | 0.0027958 | 0.00017585 | 8.4772e-06 | 1.1399e-05 | 0.0078071 |  | 1821.555 | 944.8543 | 1397.0414 | 4010.2566 | 52.5241 | 4.7422 | 0.69456 | 8231.6682 | 7132 | 10
2004 | 10 | 24 | 3 | 0.0016789 | 0.0011078 | 0.0018943 | 0.0028107 | 0.00017585 | 8.4772e-06 | 1.1399e-05 | 0.0076874 |  | 1668.4135 | 965.1789 | 1394.1926 | 4031.6623 | 52.5241 | 4.7422 | 0.69456 | 8117.4082 | 7133 | 10
2004 | 10 | 24 | 4 | 0.0016068 | 0.0011258 | 0.0018982 | 0.0028014 | 0.00017585 | 8.4772e-06 | 1.1399e-05 | 0.007628 |  | 1596.7384 | 980.9397 | 1397.0511 | 4018.4021 | 52.5241 | 4.7422 | 0.69456 | 8051.0922 | 7134 | 10
2004 | 10 | 24 | 5 | 0.0016192 | 0.001118 | 0.0019074 | 0.0028306 | 0.00017585 | 8.4772e-06 | 1.1399e-05 | 0.007671 |  | 1609.0492 | 974.1199 | 1403.8276 | 4060.2664 | 52.5241 | 4.7422 | 0.69456 | 8105.224 | 7135 | 10
2004 | 10 | 24 | 6 | 0.0017683 | 0.0011276 | 0.0019978 | 0.0028694 | 0.00017585 | 8.4772e-06 | 1.1399e-05 | 0.0079588 |  | 1757.1946 | 982.4471 | 1470.3952 | 4115.8644 | 52.5241 | 4.7422 | 0.69456 | 8383.8623 | 7136 | 10
2004 | 10 | 24 | 7 | 0.0021923 | 0.0011264 | 0.0020418 | 0.0029985 | 0 | 0 | 1.1399e-05 | 0.0083705 |  | 2178.5858 | 981.43 | 1502.7645 | 4301.1281 | 0 | 0 | 0.69456 | 8964.6029 | 7137 | 10
2004 | 10 | 24 | 8 | 0.0027228 | 0.0010923 | 0.0021303 | 0.0030578 | 0 | 0 | 1.1399e-05 | 0.0090146 |  | 2705.7503 | 951.7308 | 1567.8843 | 4386.0879 | 0 | 0 | 0.69456 | 9612.1479 | 7138 | 10
2004 | 10 | 24 | 9 | 0.0032254 | 0.0011739 | 0.0021466 | 0.002618 | 0 | 0 | 1.1399e-05 | 0.0091753 |  | 3205.191 | 1022.7966 | 1579.8594 | 3755.2823 | 0 | 0 | 0.69456 | 9563.8239 | 7139 | 10
2004 | 10 | 24 | 10 | 0.003235 | 0.0012192 | 0.0022324 | 0.0025979 | 0 | 0 | 1.1399e-05 | 0.0092958 |  | 3214.6969 | 1062.2666 | 1643.0427 | 3726.3941 | 0 | 0 | 0.69456 | 9647.0949 | 7140 | 10
2004 | 10 | 24 | 11 | 0.0035203 | 0.0011811 | 0.0022225 | 0.0025906 | 0 | 0 | 1.1399e-05 | 0.0095258 |  | 3498.1888 | 1029.0457 | 1635.7287 | 3715.9754 | 0 | 0 | 0.69456 | 9879.6331 | 7141 | 10
2004 | 10 | 24 | 12 | 0.003623 | 0.0011259 | 0.0022532 | 0.0030427 | 0 | 0 | 1.1399e-05 | 0.010056 |  | 3600.2392 | 980.9586 | 1658.3359 | 4364.4928 | 0 | 0 | 0.69456 | 10604.7211 | 7142 | 10
2004 | 10 | 24 | 13 | 0.0035709 | 0.0011149 | 0.0022698 | 0.0028505 | 0 | 0 | 1.1399e-05 | 0.0098175 |  | 3548.4919 | 971.3766 | 1670.5927 | 4088.7758 | 0 | 0 | 0.69456 | 10279.9315 | 7143 | 10
2004 | 10 | 24 | 14 | 0.0034773 | 0.0010544 | 0.002282 | 0.0029929 | 0 | 0 | 1.1399e-05 | 0.009818 |  | 3455.4998 | 918.6795 | 1679.514 | 4293.0772 | 0 | 0 | 0.69456 | 10347.4651 | 7144 | 10
2004 | 10 | 24 | 15 | 0.0039277 | 0.00097509 | 0.0022769 | 0.0030228 | 0 | 0 | 1.1399e-05 | 0.010214 |  | 3903.0792 | 849.5926 | 1675.7607 | 4335.8887 | 0 | 0 | 0.69456 | 10765.0157 | 7145 | 10
2004 | 10 | 24 | 16 | 0.004066 | 0.00099773 | 0.00231 | 0.0027433 | 0 | 0 | 1.1399e-05 | 0.010128 |  | 4040.4628 | 869.3194 | 1700.1691 | 3935.0524 | 0 | 0 | 0.69456 | 10545.6983 | 7146 | 10
2004 | 10 | 24 | 17 | 0.0049457 | 0.0008913 | 0.002293 | 0.0027921 | 0 | 0 | 1.1399e-05 | 0.010934 |  | 4914.6717 | 776.5881 | 1687.6519 | 4005.0472 | 0 | 0 | 0.69456 | 11384.6535 | 7147 | 10
2004 | 10 | 24 | 18 | 0.0054463 | 0.00082385 | 0.0022382 | 0.0030159 | 4.3962e-05 | 2.1193e-06 | 1.1399e-05 | 0.011582 |  | 5412.2005 | 717.8122 | 1647.3329 | 4326.0383 | 13.131 | 1.1856 | 0.69456 | 12118.395 | 7148 | 10
2004 | 10 | 24 | 19 | 0.0050695 | 0.00084376 | 0.0021678 | 0.0031393 | 0.00017585 | 8.4772e-06 | 1.1399e-05 | 0.011416 |  | 5037.6782 | 735.1624 | 1595.4591 | 4502.9669 | 52.5241 | 4.7422 | 0.69456 | 11929.2275 | 7149 | 10
2004 | 10 | 24 | 20 | 0.0046352 | 0.00093761 | 0.0021973 | 0.0032186 | 0.00017585 | 8.4772e-06 | 1.1399e-05 | 0.011184 |  | 4606.093 | 816.9352 | 1617.1782 | 4616.7203 | 52.5241 | 4.7422 | 0.69456 | 11714.8876 | 7150 | 10
2004 | 10 | 24 | 21 | 0.0045699 | 0.00093095 | 0.0021554 | 0.0032677 | 0.00017585 | 8.4772e-06 | 1.1399e-05 | 0.01112 |  | 4541.2763 | 811.1335 | 1586.3233 | 4687.1887 | 52.5241 | 4.7422 | 0.69456 | 11683.8826 | 7151 | 10
2004 | 10 | 24 | 22 | 0.0041927 | 0.00085913 | 0.0021118 | 0.0033228 | 0.00017585 | 8.4772e-06 | 1.1399e-05 | 0.010682 |  | 4166.4414 | 748.5533 | 1554.287 | 4766.2762 | 52.5241 | 4.7422 | 0.69456 | 11293.5187 | 7152 | 10
2004 | 10 | 24 | 23 | 0.0032308 | 0.00097005 | 0.0020396 | 0.00357 | 0.00017585 | 8.4772e-06 | 1.1399e-05 | 0.010006 |  | 3210.5584 | 845.2029 | 1501.1244 | 5120.8912 | 52.5241 | 4.7422 | 0.69456 | 10735.7378 | 7153 | 10
2004 | 10 | 24 | 24 | 0.002552 | 0.0010446 | 0.0019941 | 0.0037588 | 0.00017585 | 8.4772e-06 | 1.1399e-05 | 0.0095453 |  | 2536.0025 | 910.1808 | 1467.635 | 5391.683 | 52.5241 | 4.7422 | 0.69456 | 10363.4621 | 7154 | 10
2004 | 10 | 25 | 1 | 0.0017118 | 0.0013461 | 0.0019092 | 0.0036803 | 0.00017585 | 8.4772e-06 | 1.1399e-05 | 0.0088431 |  | 1701.081 | 1172.8644 | 1405.1261 | 5278.9715 | 52.5241 | 4.7422 | 0.69456 | 9616.0038 | 7155 | 10
2004 | 10 | 25 | 2 | 0.0015744 | 0.0013884 | 0.0018563 | 0.0038696 | 0.00017585 | 8.4772e-06 | 1.1399e-05 | 0.0088844 |  | 1564.495 | 1209.6884 | 1366.188 | 5550.6157 | 52.5241 | 4.7422 | 0.69456 | 9748.948 | 7156 | 10
2004 | 10 | 25 | 3 | 0.001483 | 0.0013692 | 0.001893 | 0.0039836 | 0.00017585 | 8.4772e-06 | 1.1399e-05 | 0.0089245 |  | 1473.6994 | 1192.9473 | 1393.2345 | 5714.0947 | 52.5241 | 4.7422 | 0.69456 | 9831.9368 | 7157 | 10
2004 | 10 | 25 | 4 | 0.0014386 | 0.0014321 | 0.0018892 | 0.0038414 | 0.00017585 | 8.4772e-06 | 1.1399e-05 | 0.0087971 |  | 1429.5867 | 1247.8072 | 1390.4597 | 5510.0774 | 52.5241 | 4.7422 | 0.69456 | 9635.8919 | 7158 | 10
2004 | 10 | 25 | 5 | 0.00155 | 0.0014491 | 0.0020178 | 0.0038054 | 0.00017585 | 8.4772e-06 | 1.1399e-05 | 0.0090179 |  | 1540.2619 | 1262.5821 | 1485.0623 | 5458.4574 | 52.5241 | 4.7422 | 0.69456 | 9804.3246 | 7159 | 10
2004 | 10 | 25 | 6 | 0.0018332 | 0.0014319 | 0.0023007 | 0.0038506 | 0.00017585 | 8.4772e-06 | 1.1399e-05 | 0.0096121 |  | 1821.6703 | 1247.5897 | 1693.3047 | 5523.3376 | 52.5241 | 4.7422 | 0.69456 | 10343.8632 | 7160 | 10
2004 | 10 | 25 | 7 | 0.0025813 | 0.0015433 | 0.0026619 | 0.0040132 | 0 | 0 | 1.1399e-05 | 0.010811 |  | 2565.0987 | 1344.6705 | 1959.1482 | 5756.5273 | 0 | 0 | 0.69456 | 11626.1394 | 7161 | 10
2004 | 10 | 25 | 8 | 0.0028348 | 0.0016709 | 0.0027159 | 0.0041265 | 0 | 0 | 1.1399e-05 | 0.01136 |  | 2817.0563 | 1455.8613 | 1998.8912 | 5919.0592 | 0 | 0 | 0.69456 | 12191.5625 | 7162 | 10
2004 | 10 | 25 | 9 | 0.00298 | 0.0017215 | 0.002833 | 0.0039784 | 0 | 0 | 1.1399e-05 | 0.011524 |  | 2961.313 | 1499.9476 | 2085.0963 | 5706.7069 | 0 | 0 | 0.69456 | 12253.7583 | 7163 | 10
2004 | 10 | 25 | 10 | 0.0028733 | 0.0018307 | 0.0028761 | 0.0038046 | 0 | 0 | 1.1399e-05 | 0.011396 |  | 2855.2591 | 1595.0963 | 2116.767 | 5457.3208 | 0 | 0 | 0.69456 | 12025.1377 | 7164 | 10
2004 | 10 | 25 | 11 | 0.0027407 | 0.0018823 | 0.002943 | 0.0040652 | 0 | 0 | 1.1399e-05 | 0.011643 |  | 2723.5649 | 1640.0019 | 2166.0132 | 5831.1631 | 0 | 0 | 0.69456 | 12361.4376 | 7165 | 10
2004 | 10 | 25 | 12 | 0.0028949 | 0.0017771 | 0.002912 | 0.0041228 | 0 | 0 | 1.1399e-05 | 0.011718 |  | 2876.7962 | 1548.4051 | 2143.1898 | 5913.7551 | 0 | 0 | 0.69456 | 12482.8408 | 7166 | 10
2004 | 10 | 25 | 13 | 0.0029913 | 0.0016797 | 0.0030224 | 0.0042487 | 0 | 0 | 1.1399e-05 | 0.011954 |  | 2972.5173 | 1463.5196 | 2224.49 | 6094.3777 | 0 | 0 | 0.69456 | 12755.5992 | 7167 | 10
2004 | 10 | 25 | 14 | 0.0031962 | 0.0016198 | 0.0029775 | 0.0041865 | 0 | 0 | 1.1399e-05 | 0.011991 |  | 3176.1478 | 1411.3465 | 2191.4408 | 6005.1556 | 0 | 0 | 0.69456 | 12784.7854 | 7168 | 10
2004 | 10 | 25 | 15 | 0.0030017 | 0.0016318 | 0.0029044 | 0.0041466 | 0 | 0 | 1.1399e-05 | 0.011696 |  | 2982.8512 | 1421.78 | 2137.6158 | 5947.8527 | 0 | 0 | 0.69456 | 12490.7942 | 7169 | 10
2004 | 10 | 25 | 16 | 0.003413 | 0.0015991 | 0.0027443 | 0.0043096 | 0 | 0 | 1.1399e-05 | 0.012077 |  | 3391.6346 | 1393.2746 | 2019.8144 | 6181.7054 | 0 | 0 | 0.69456 | 12987.1236 | 7170 | 10
2004 | 10 | 25 | 17 | 0.0039679 | 0.0015045 | 0.0026668 | 0.0041668 | 0 | 0 | 1.1399e-05 | 0.012317 |  | 3943.0594 | 1310.8565 | 1962.7161 | 5976.9304 | 0 | 0 | 0.69456 | 13194.257 | 7171 | 10
2004 | 10 | 25 | 18 | 0.0045822 | 0.0013611 | 0.0026669 | 0.0041722 | 4.3962e-05 | 2.1193e-06 | 1.1399e-05 | 0.01284 |  | 4553.4444 | 1185.957 | 1962.8206 | 5984.6023 | 13.131 | 1.1856 | 0.69456 | 13701.8355 | 7172 | 10
2004 | 10 | 25 | 19 | 0.00447 | 0.0013695 | 0.0026626 | 0.0041423 | 0.00017585 | 8.4772e-06 | 1.1399e-05 | 0.01284 |  | 4442.0199 | 1193.2305 | 1959.6649 | 5941.7909 | 52.5241 | 4.7422 | 0.69456 | 13594.6672 | 7173 | 10
2004 | 10 | 25 | 20 | 0.004393 | 0.0013176 | 0.0026443 | 0.0042875 | 0.00017585 | 8.4772e-06 | 1.1399e-05 | 0.012838 |  | 4365.4637 | 1148.0591 | 1946.1815 | 6150.0704 | 52.5241 | 4.7422 | 0.69456 | 13667.7356 | 7174 | 10
2004 | 10 | 25 | 21 | 0.0043138 | 0.0012513 | 0.0025914 | 0.0042867 | 0.00017585 | 8.4772e-06 | 1.1399e-05 | 0.012639 |  | 4286.7096 | 1090.2856 | 1907.2262 | 6148.8391 | 52.5241 | 4.7422 | 0.69456 | 13491.0214 | 7175 | 10
2004 | 10 | 25 | 22 | 0.0039443 | 0.0012077 | 0.0024917 | 0.0040319 | 0.00017585 | 8.4772e-06 | 1.1399e-05 | 0.011871 |  | 3919.5756 | 1052.2724 | 1833.8708 | 5783.3318 | 52.5241 | 4.7422 | 0.69456 | 12647.0114 | 7176 | 10
2004 | 10 | 25 | 23 | 0.003198 | 0.0012978 | 0.0023674 | 0.0037766 | 0.00017585 | 8.4772e-06 | 1.1399e-05 | 0.010835 |  | 3177.9071 | 1130.791 | 1742.36 | 5417.1614 | 52.5241 | 4.7422 | 0.69456 | 11526.1804 | 7177 | 10
2004 | 10 | 25 | 24 | 0.0021733 | 0.0013221 | 0.0022372 | 0.0037141 | 0.00017585 | 8.4772e-06 | 1.1399e-05 | 0.0096424 |  | 2159.6818 | 1151.9486 | 1646.5308 | 5327.5605 | 52.5241 | 4.7422 | 0.69456 | 10343.6826 | 7178 | 10
2004 | 10 | 26 | 1 | 0.0020203 | 0.0012689 | 0.0020581 | 0.0036857 | 0.00017585 | 8.4772e-06 | 1.1399e-05 | 0.0092288 |  | 2007.6648 | 1105.6223 | 1514.746 | 5286.8328 | 52.5241 | 4.7422 | 0.69456 | 9972.8268 | 7179 | 10
2004 | 10 | 26 | 2 | 0.0017203 | 0.0013012 | 0.0019975 | 0.003755 | 0.00017585 | 8.4772e-06 | 1.1399e-05 | 0.0089697 |  | 1709.5497 | 1133.697 | 1470.1553 | 5386.1895 | 52.5241 | 4.7422 | 0.69456 | 9757.5523 | 7180 | 10
2004 | 10 | 26 | 3 | 0.0015389 | 0.0013286 | 0.0019657 | 0.0038369 | 0.00017585 | 8.4772e-06 | 1.1399e-05 | 0.0088658 |  | 1529.2454 | 1157.6167 | 1446.7172 | 5503.7315 | 52.5241 | 4.7422 | 0.69456 | 9695.2717 | 7181 | 10
2004 | 10 | 26 | 4 | 0.001542 | 0.001312 | 0.0020136 | 0.0037979 | 0.00017585 | 8.4772e-06 | 1.1399e-05 | 0.0088613 |  | 1532.3133 | 1143.141 | 1482.0295 | 5447.7546 | 52.5241 | 4.7422 | 0.69456 | 9663.1993 | 7182 | 10
2004 | 10 | 26 | 5 | 0.0016335 | 0.0013245 | 0.0020523 | 0.0036596 | 0.00017585 | 8.4772e-06 | 1.1399e-05 | 0.0088657 |  | 1623.2986 | 1154.044 | 1510.4493 | 5249.4202 | 52.5241 | 4.7422 | 0.69456 | 9595.173 | 7183 | 10
2004 | 10 | 26 | 6 | 0.0019342 | 0.0013499 | 0.0023081 | 0.0037506 | 0.00017585 | 8.4772e-06 | 1.1399e-05 | 0.0095386 |  | 1922.0263 | 1176.1561 | 1698.7734 | 5379.9382 | 52.5241 | 4.7422 | 0.69456 | 10234.8549 | 7184 | 10
2004 | 10 | 26 | 7 | 0.0027101 | 0.0013657 | 0.0026236 | 0.0038764 | 0 | 0 | 1.1399e-05 | 0.010587 |  | 2693.1573 | 1189.8974 | 1930.9697 | 5560.2767 | 0 | 0 | 0.69456 | 11374.9957 | 7185 | 10
2004 | 10 | 26 | 8 | 0.0029134 | 0.0015111 | 0.0028196 | 0.0040092 | 0 | 0 | 1.1399e-05 | 0.011265 |  | 2895.1306 | 1316.5862 | 2075.2392 | 5750.7496 | 0 | 0 | 0.69456 | 12038.4002 | 7186 | 10
2004 | 10 | 26 | 9 | 0.0029499 | 0.0015477 | 0.0029281 | 0.0039914 | 0 | 0 | 1.1399e-05 | 0.011429 |  | 2931.4364 | 1348.5423 | 2155.0331 | 5725.2711 | 0 | 0 | 0.69456 | 12160.9775 | 7187 | 10
2004 | 10 | 26 | 10 | 0.00289 | 0.0016427 | 0.0030377 | 0.0040042 | 0 | 0 | 1.1399e-05 | 0.011586 |  | 2871.9126 | 1431.2436 | 2235.697 | 5743.646 | 0 | 0 | 0.69456 | 12283.1938 | 7188 | 10
2004 | 10 | 26 | 11 | 0.0028615 | 0.0016573 | 0.0031147 | 0.0039337 | 0 | 0 | 1.1399e-05 | 0.011579 |  | 2843.6045 | 1444.023 | 2292.4333 | 5642.5845 | 0 | 0 | 0.69456 | 12223.3398 | 7189 | 10
2004 | 10 | 26 | 12 | 0.0030243 | 0.0015817 | 0.0030819 | 0.0038029 | 0 | 0 | 1.1399e-05 | 0.011502 |  | 3005.3111 | 1378.1281 | 2268.2737 | 5454.953 | 0 | 0 | 0.69456 | 12107.3603 | 7190 | 10
2004 | 10 | 26 | 13 | 0.0030453 | 0.0015048 | 0.0031353 | 0.0039606 | 0 | 0 | 1.1399e-05 | 0.011657 |  | 3026.1622 | 1311.1414 | 2307.5335 | 5681.1337 | 0 | 0 | 0.69456 | 12326.6654 | 7191 | 10
2004 | 10 | 26 | 14 | 0.0029265 | 0.0015014 | 0.0031512 | 0.0038814 | 0 | 0 | 1.1399e-05 | 0.011472 |  | 2908.1704 | 1308.204 | 2319.281 | 5567.475 | 0 | 0 | 0.69456 | 12103.825 | 7192 | 10
2004 | 10 | 26 | 15 | 0.0029621 | 0.0014821 | 0.0030207 | 0.0039236 | 0 | 0 | 1.1399e-05 | 0.0114 |  | 2943.4904 | 1291.3328 | 2223.2438 | 5627.9983 | 0 | 0 | 0.69456 | 12086.7598 | 7193 | 10
2004 | 10 | 26 | 16 | 0.0033944 | 0.0014352 | 0.0029539 | 0.0039843 | 0 | 0 | 1.1399e-05 | 0.011779 |  | 3373.1573 | 1250.4645 | 2174.0826 | 5715.1366 | 0 | 0 | 0.69456 | 12513.5356 | 7194 | 10
2004 | 10 | 26 | 17 | 0.0038912 | 0.0014024 | 0.0028066 | 0.0040127 | 0 | 0 | 1.1399e-05 | 0.012124 |  | 3866.8439 | 1221.8843 | 2065.6237 | 5755.7696 | 0 | 0 | 0.69456 | 12910.816 | 7195 | 10
2004 | 10 | 26 | 18 | 0.0042707 | 0.0013126 | 0.002795 | 0.0039881 | 4.3962e-05 | 2.1193e-06 | 1.1399e-05 | 0.012424 |  | 4243.9519 | 1143.6262 | 2057.1364 | 5720.5354 | 13.131 | 1.1856 | 0.69456 | 13180.261 | 7196 | 10
2004 | 10 | 26 | 19 | 0.0046794 | 0.0011478 | 0.0027929 | 0.0039811 | 0.00017585 | 8.4772e-06 | 1.1399e-05 | 0.012797 |  | 4650.0258 | 1000.0677 | 2055.5413 | 5710.4955 | 52.5241 | 4.7422 | 0.69456 | 13474.0912 | 7197 | 10
2004 | 10 | 26 | 20 | 0.0048374 | 0.001044 | 0.0027505 | 0.0039386 | 0.00017585 | 8.4772e-06 | 1.1399e-05 | 0.012766 |  | 4807.0287 | 909.5888 | 2024.3668 | 5649.5934 | 52.5241 | 4.7422 | 0.69456 | 13448.5386 | 7198 | 10
2004 | 10 | 26 | 21 | 0.0045917 | 0.0010302 | 0.0027143 | 0.0039412 | 0.00017585 | 8.4772e-06 | 1.1399e-05 | 0.012473 |  | 4562.8654 | 897.592 | 1997.688 | 5653.2873 | 52.5241 | 4.7422 | 0.69456 | 13169.3937 | 7199 | 10
2004 | 10 | 26 | 22 | 0.0038328 | 0.0011669 | 0.0026427 | 0.0040648 | 0.00017585 | 8.4772e-06 | 1.1399e-05 | 0.011903 |  | 3808.7965 | 1016.7186 | 1944.9766 | 5830.5948 | 52.5241 | 4.7422 | 0.69456 | 12659.0475 | 7200 | 10
2004 | 10 | 26 | 23 | 0.0032321 | 0.0011046 | 0.0024767 | 0.0041712 | 0.00017585 | 8.4772e-06 | 1.1399e-05 | 0.01118 |  | 3211.808 | 962.4579 | 1822.8597 | 5983.1816 | 52.5241 | 4.7422 | 0.69456 | 12038.2681 | 7201 | 10
2004 | 10 | 26 | 24 | 0.0022445 | 0.0011995 | 0.0022924 | 0.004245 | 0.00017585 | 8.4772e-06 | 1.1399e-05 | 0.010177 |  | 2230.443 | 1045.0909 | 1687.1953 | 6089.0736 | 52.5241 | 4.7422 | 0.69456 | 11109.7637 | 7202 | 10
2004 | 10 | 27 | 1 | 0.0018614 | 0.0012689 | 0.0021101 | 0.0041353 | 0.00017585 | 8.4772e-06 | 1.1399e-05 | 0.0095714 |  | 1849.7603 | 1105.6223 | 1552.988 | 5931.6563 | 52.5241 | 4.7422 | 0.69456 | 10497.9878 | 7203 | 10
2004 | 10 | 27 | 2 | 0.0015814 | 0.0013012 | 0.0020539 | 0.0040845 | 0.00017585 | 8.4772e-06 | 1.1399e-05 | 0.0092167 |  | 1571.5109 | 1133.697 | 1511.6853 | 5858.8201 | 52.5241 | 4.7422 | 0.69456 | 10133.6742 | 7204 | 10
2004 | 10 | 27 | 3 | 0.0014084 | 0.0013286 | 0.0020211 | 0.0036172 | 0.00017585 | 8.4772e-06 | 1.1399e-05 | 0.008571 |  | 1399.5307 | 1157.6167 | 1487.5443 | 5188.5181 | 52.5241 | 4.7422 | 0.69456 | 9291.1707 | 7205 | 10
2004 | 10 | 27 | 4 | 0.0013973 | 0.001312 | 0.0020533 | 0.0038965 | 0.00017585 | 8.4772e-06 | 1.1399e-05 | 0.0088548 |  | 1388.5092 | 1143.141 | 1511.1786 | 5589.1649 | 52.5241 | 4.7422 | 0.69456 | 9689.9546 | 7206 | 10
2004 | 10 | 27 | 5 | 0.0014813 | 0.0013245 | 0.0020992 | 0.0041124 | 0.00017585 | 8.4772e-06 | 1.1399e-05 | 0.0092132 |  | 1472.0105 | 1154.044 | 1545.0113 | 5898.8848 | 52.5241 | 4.7422 | 0.69456 | 10127.9115 | 7207 | 10
2004 | 10 | 27 | 6 | 0.0017504 | 0.0013499 | 0.002408 | 0.0040751 | 0.00017585 | 8.4772e-06 | 1.1399e-05 | 0.0097791 |  | 1739.4627 | 1176.1561 | 1772.2969 | 5845.2758 | 52.5241 | 4.7422 | 0.69456 | 10591.1523 | 7208 | 10
2004 | 10 | 27 | 7 | 0.002414 | 0.0013657 | 0.0027667 | 0.0041057 | 0 | 0 | 1.1399e-05 | 0.010663 |  | 2398.8998 | 1189.8974 | 2036.2759 | 5889.2238 | 0 | 0 | 0.69456 | 11514.9914 | 7209 | 10
2004 | 10 | 27 | 8 | 0.0025958 | 0.0015111 | 0.0028728 | 0.0044006 | 0 | 0 | 1.1399e-05 | 0.011392 |  | 2579.4974 | 1316.5862 | 2114.366 | 6312.2234 | 0 | 0 | 0.69456 | 12323.3675 | 7210 | 10
2004 | 10 | 27 | 9 | 0.0026758 | 0.0015477 | 0.0029675 | 0.0043944 | 0 | 0 | 1.1399e-05 | 0.011597 |  | 2658.9828 | 1348.5423 | 2184.0772 | 6303.4149 | 0 | 0 | 0.69456 | 12495.7118 | 7211 | 10
2004 | 10 | 27 | 10 | 0.0026338 | 0.0016427 | 0.0030905 | 0.0043241 | 0 | 0 | 1.1399e-05 | 0.011702 |  | 2617.2876 | 1431.2436 | 2274.6152 | 6202.4481 | 0 | 0 | 0.69456 | 12526.2891 | 7212 | 10
2004 | 10 | 27 | 11 | 0.0026219 | 0.0016573 | 0.0031037 | 0.0042024 | 0 | 0 | 1.1399e-05 | 0.011597 |  | 2605.4958 | 1444.023 | 2284.3161 | 6027.8873 | 0 | 0 | 0.69456 | 12362.4167 | 7213 | 10
2004 | 10 | 27 | 12 | 0.0027995 | 0.0015817 | 0.0031029 | 0.0043454 | 0 | 0 | 1.1399e-05 | 0.011841 |  | 2781.9342 | 1378.1281 | 2283.7201 | 6233.0412 | 0 | 0 | 0.69456 | 12677.5182 | 7214 | 10
2004 | 10 | 27 | 13 | 0.0028351 | 0.0015048 | 0.003149 | 0.0040951 | 0 | 0 | 1.1399e-05 | 0.011595 |  | 2817.2976 | 1311.1414 | 2317.6273 | 5873.9746 | 0 | 0 | 0.69456 | 12320.7354 | 7215 | 10
2004 | 10 | 27 | 14 | 0.0027228 | 0.0015014 | 0.0031692 | 0.0041121 | 0 | 0 | 1.1399e-05 | 0.011517 |  | 2705.7355 | 1308.204 | 2332.5316 | 5898.4112 | 0 | 0 | 0.69456 | 12245.5768 | 7216 | 10
2004 | 10 | 27 | 15 | 0.0027681 | 0.0014821 | 0.0030545 | 0.0043542 | 0 | 0 | 1.1399e-05 | 0.01167 |  | 2750.7687 | 1291.3328 | 2248.1148 | 6245.6384 | 0 | 0 | 0.69456 | 12536.5493 | 7217 | 10
2004 | 10 | 27 | 16 | 0.0031772 | 0.0014352 | 0.0029674 | 0.0043464 | 0 | 0 | 1.1399e-05 | 0.011938 |  | 3157.3029 | 1250.4645 | 2184.0072 | 6234.5567 | 0 | 0 | 0.69456 | 12827.0259 | 7218 | 10
2004 | 10 | 27 | 17 | 0.0036439 | 0.0014024 | 0.0027844 | 0.0043293 | 0 | 0 | 1.1399e-05 | 0.012171 |  | 3621.0427 | 1221.8843 | 2049.3296 | 6210.0254 | 0 | 0 | 0.69456 | 13102.9765 | 7219 | 10
2004 | 10 | 27 | 18 | 0.0039876 | 0.0013126 | 0.0027837 | 0.004223 | 4.3962e-05 | 2.1193e-06 | 1.1399e-05 | 0.012364 |  | 3962.6141 | 1143.6262 | 2048.7865 | 6057.5333 | 13.131 | 1.1856 | 0.69456 | 13227.5713 | 7220 | 10
2004 | 10 | 27 | 19 | 0.004328 | 0.0011478 | 0.0027983 | 0.0042709 | 0.00017585 | 8.4772e-06 | 1.1399e-05 | 0.012741 |  | 4300.8547 | 1000.0677 | 2059.5044 | 6126.2021 | 52.5241 | 4.7422 | 0.69456 | 13544.5898 | 7221 | 10
2004 | 10 | 27 | 20 | 0.0045076 | 0.001044 | 0.0027745 | 0.0043351 | 0.00017585 | 8.4772e-06 | 1.1399e-05 | 0.012857 |  | 4479.3103 | 909.5888 | 2041.9773 | 6218.3603 | 52.5241 | 4.7422 | 0.69456 | 13707.1976 | 7222 | 10
2004 | 10 | 27 | 21 | 0.0042873 | 0.0010302 | 0.0026717 | 0.0042284 | 0.00017585 | 8.4772e-06 | 1.1399e-05 | 0.012413 |  | 4260.3935 | 897.592 | 1966.3742 | 6065.3 | 52.5241 | 4.7422 | 0.69456 | 13247.6206 | 7223 | 10
2004 | 10 | 27 | 22 | 0.0035701 | 0.0011669 | 0.0025937 | 0.0041048 | 0.00017585 | 8.4772e-06 | 1.1399e-05 | 0.011631 |  | 3547.7254 | 1016.7186 | 1908.9701 | 5887.9925 | 52.5241 | 4.7422 | 0.69456 | 12419.3675 | 7224 | 10
2004 | 10 | 27 | 23 | 0.0029995 | 0.0011046 | 0.0024849 | 0.0042516 | 0.00017585 | 8.4772e-06 | 1.1399e-05 | 0.011036 |  | 2980.7056 | 962.4579 | 1828.9055 | 6098.5452 | 52.5241 | 4.7422 | 0.69456 | 11928.5751 | 7225 | 10
2004 | 10 | 27 | 24 | 0.002073 | 0.0011995 | 0.0023598 | 0.0041816 | 0.00017585 | 8.4772e-06 | 1.1399e-05 | 0.01001 |  | 2059.9701 | 1045.0909 | 1736.7706 | 5998.1467 | 52.5241 | 4.7422 | 0.69456 | 10897.9392 | 7226 | 10
2004 | 10 | 28 | 1 | 0.0018225 | 0.0012689 | 0.0022157 | 0.0039613 | 0.00017585 | 8.4772e-06 | 1.1399e-05 | 0.0094643 |  | 1811.0754 | 1105.6223 | 1630.772 | 5682.1756 | 52.5241 | 4.7422 | 0.69456 | 10287.6061 | 7227 | 10
2004 | 10 | 28 | 2 | 0.0015474 | 0.0013012 | 0.0020782 | 0.0042621 | 0.00017585 | 8.4772e-06 | 1.1399e-05 | 0.0093845 |  | 1537.6929 | 1133.697 | 1529.5404 | 6113.5102 | 52.5241 | 4.7422 | 0.69456 | 10372.4014 | 7228 | 10
2004 | 10 | 28 | 3 | 0.0013764 | 0.0013286 | 0.002057 | 0.0042525 | 0.00017585 | 8.4772e-06 | 1.1399e-05 | 0.0092102 |  | 1367.752 | 1157.6167 | 1513.9133 | 6099.7765 | 52.5241 | 4.7422 | 0.69456 | 10197.0194 | 7229 | 10
2004 | 10 | 28 | 4 | 0.0013618 | 0.001312 | 0.0020779 | 0.0041233 | 0.00017585 | 8.4772e-06 | 1.1399e-05 | 0.0090707 |  | 1353.2788 | 1143.141 | 1529.2864 | 5914.5128 | 52.5241 | 4.7422 | 0.69456 | 9998.1799 | 7230 | 10
2004 | 10 | 28 | 5 | 0.001444 | 0.0013245 | 0.0021389 | 0.0040739 | 0.00017585 | 8.4772e-06 | 1.1399e-05 | 0.0091771 |  | 1434.9466 | 1154.044 | 1574.2036 | 5843.6656 | 52.5241 | 4.7422 | 0.69456 | 10064.8207 | 7231 | 10
2004 | 10 | 28 | 6 | 0.0017054 | 0.0013499 | 0.0024351 | 0.0041048 | 0.00017585 | 8.4772e-06 | 1.1399e-05 | 0.0097909 |  | 1694.7365 | 1176.1561 | 1792.1976 | 5887.8978 | 52.5241 | 4.7422 | 0.69456 | 10608.9489 | 7232 | 10
2004 | 10 | 28 | 7 | 0.0023415 | 0.0013657 | 0.0027756 | 0.0042105 | 0 | 0 | 1.1399e-05 | 0.010705 |  | 2326.8099 | 1189.8974 | 2042.8165 | 6039.6321 | 0 | 0 | 0.69456 | 11599.8505 | 7233 | 10
2004 | 10 | 28 | 8 | 0.002518 | 0.0015111 | 0.0028615 | 0.0042059 | 0 | 0 | 1.1399e-05 | 0.011108 |  | 2502.1707 | 1316.5862 | 2106.0297 | 6033.002 | 0 | 0 | 0.69456 | 11958.4831 | 7234 | 10
2004 | 10 | 28 | 9 | 0.0026086 | 0.0015477 | 0.0029643 | 0.004293 | 0 | 0 | 1.1399e-05 | 0.011425 |  | 2592.2346 | 1348.5423 | 2181.708 | 6157.9318 | 0 | 0 | 0.69456 | 12281.1113 | 7235 | 10
2004 | 10 | 28 | 10 | 0.002571 | 0.0016427 | 0.0030453 | 0.0043004 | 0 | 0 | 1.1399e-05 | 0.011571 |  | 2554.9073 | 1431.2436 | 2241.3304 | 6168.5399 | 0 | 0 | 0.69456 | 12396.7158 | 7236 | 10
2004 | 10 | 28 | 11 | 0.0025632 | 0.0016573 | 0.0030524 | 0.0041425 | 0 | 0 | 1.1399e-05 | 0.011427 |  | 2547.1618 | 1444.023 | 2246.5414 | 5941.9803 | 0 | 0 | 0.69456 | 12180.4011 | 7237 | 10
2004 | 10 | 28 | 12 | 0.0027444 | 0.0015817 | 0.003077 | 0.0038555 | 0 | 0 | 1.1399e-05 | 0.01127 |  | 2727.2093 | 1378.1281 | 2264.6247 | 5530.3465 | 0 | 0 | 0.69456 | 11901.0031 | 7238 | 10
2004 | 10 | 28 | 13 | 0.0027836 | 0.0015048 | 0.0031196 | 0.0042197 | 0 | 0 | 1.1399e-05 | 0.011639 |  | 2766.1281 | 1311.1414 | 2295.9986 | 6052.7975 | 0 | 0 | 0.69456 | 12426.7602 | 7239 | 10
2004 | 10 | 28 | 14 | 0.0026729 | 0.0015014 | 0.0030951 | 0.004132 | 0 | 0 | 1.1399e-05 | 0.011413 |  | 2656.1412 | 1308.204 | 2277.9803 | 5926.9206 | 0 | 0 | 0.69456 | 12169.9406 | 7240 | 10
2004 | 10 | 28 | 15 | 0.0027206 | 0.0014821 | 0.0030534 | 0.0040732 | 0 | 0 | 1.1399e-05 | 0.011341 |  | 2703.554 | 1291.3328 | 2247.3035 | 5842.6237 | 0 | 0 | 0.69456 | 12085.5086 | 7241 | 10
2004 | 10 | 28 | 16 | 0.003124 | 0.0014352 | 0.0029482 | 0.0042986 | 0 | 0 | 1.1399e-05 | 0.011817 |  | 3104.4209 | 1250.4645 | 2169.8457 | 6165.8879 | 0 | 0 | 0.69456 | 12691.3136 | 7242 | 10
2004 | 10 | 28 | 17 | 0.0035833 | 0.0014024 | 0.0028324 | 0.0042104 | 0 | 0 | 1.1399e-05 | 0.01204 |  | 3560.8241 | 1221.8843 | 2084.6061 | 6039.4426 | 0 | 0 | 0.69456 | 12907.4516 | 7243 | 10
2004 | 10 | 28 | 18 | 0.0039183 | 0.0013126 | 0.002815 | 0.0042166 | 4.3962e-05 | 2.1193e-06 | 1.1399e-05 | 0.01232 |  | 3893.6894 | 1143.6262 | 2071.7956 | 6048.2512 | 13.131 | 1.1856 | 0.69456 | 13172.3735 | 7244 | 10
2004 | 10 | 28 | 19 | 0.0042419 | 0.0011478 | 0.0027983 | 0.0039601 | 0.00017585 | 8.4772e-06 | 1.1399e-05 | 0.012344 |  | 4215.3116 | 1000.0677 | 2059.5386 | 5680.376 | 52.5241 | 4.7422 | 0.69456 | 13013.2547 | 7245 | 10
2004 | 10 | 28 | 20 | 0.0044268 | 0.001044 | 0.0027582 | 0.0040374 | 0.00017585 | 8.4772e-06 | 1.1399e-05 | 0.012462 |  | 4399.0228 | 909.5888 | 2030.0081 | 5791.2879 | 52.5241 | 4.7422 | 0.69456 | 13187.8684 | 7246 | 10
2004 | 10 | 28 | 21 | 0.0042127 | 0.0010302 | 0.0026534 | 0.0041001 | 0.00017585 | 8.4772e-06 | 1.1399e-05 | 0.012192 |  | 4186.2912 | 897.592 | 1952.9173 | 5881.173 | 52.5241 | 4.7422 | 0.69456 | 12975.9344 | 7247 | 10
2004 | 10 | 28 | 22 | 0.0035057 | 0.0011669 | 0.0025726 | 0.0039417 | 0.00017585 | 8.4772e-06 | 1.1399e-05 | 0.011383 |  | 3483.7658 | 1016.7186 | 1893.4417 | 5654.0451 | 52.5241 | 4.7422 | 0.69456 | 12105.9321 | 7248 | 10
2004 | 10 | 28 | 23 | 0.0029425 | 0.0011046 | 0.0024882 | 0.0039328 | 0.00017585 | 8.4772e-06 | 1.1399e-05 | 0.010664 |  | 2924.0881 | 962.4579 | 1831.2755 | 5641.1637 | 52.5241 | 4.7422 | 0.69456 | 11416.9461 | 7249 | 10
2004 | 10 | 28 | 24 | 0.0020309 | 0.0011995 | 0.0023376 | 0.0035407 | 0.00017585 | 8.4772e-06 | 1.1399e-05 | 0.0093044 |  | 2018.2061 | 1045.0909 | 1720.4486 | 5078.8375 | 52.5241 | 4.7422 | 0.69456 | 9920.5439 | 7250 | 10
2004 | 10 | 29 | 1 | 0.0016712 | 0.001279 | 0.0021243 | 0.0038155 | 0.00017585 | 8.4772e-06 | 1.1399e-05 | 0.0090857 |  | 1660.7094 | 1114.3515 | 1563.443 | 5473.0436 | 52.5241 | 4.7422 | 0.69456 | 9869.5084 | 7251 | 10
2004 | 10 | 29 | 2 | 0.0014798 | 0.0012846 | 0.0021034 | 0.0038817 | 0.00017585 | 8.4772e-06 | 1.1399e-05 | 0.0089452 |  | 1470.5106 | 1119.2913 | 1548.066 | 5567.9486 | 52.5241 | 4.7422 | 0.69456 | 9763.7773 | 7252 | 10
2004 | 10 | 29 | 3 | 0.0013753 | 0.0013084 | 0.0020514 | 0.0037533 | 0.00017585 | 8.4772e-06 | 1.1399e-05 | 0.0086841 |  | 1366.6745 | 1139.9744 | 1509.8011 | 5383.8216 | 52.5241 | 4.7422 | 0.69456 | 9458.2325 | 7253 | 10
2004 | 10 | 29 | 4 | 0.001322 | 0.0013338 | 0.0020801 | 0.0039417 | 0.00017585 | 8.4772e-06 | 1.1399e-05 | 0.0088733 |  | 1313.7079 | 1162.1289 | 1530.929 | 5653.9503 | 52.5241 | 4.7422 | 0.69456 | 9718.6771 | 7254 | 10
2004 | 10 | 29 | 5 | 0.0014181 | 0.0013832 | 0.0021835 | 0.0038106 | 0.00017585 | 8.4772e-06 | 1.1399e-05 | 0.0089911 |  | 1409.2274 | 1205.1336 | 1607.0407 | 5465.94 | 52.5241 | 4.7422 | 0.69456 | 9745.3024 | 7255 | 10
2004 | 10 | 29 | 6 | 0.0017777 | 0.0013189 | 0.0024421 | 0.003819 | 0.00017585 | 8.4772e-06 | 1.1399e-05 | 0.0095535 |  | 1766.5658 | 1149.1072 | 1797.3819 | 5478.0635 | 52.5241 | 4.7422 | 0.69456 | 10249.0793 | 7256 | 10
2004 | 10 | 29 | 7 | 0.0022383 | 0.0014436 | 0.0027743 | 0.0039726 | 0 | 0 | 1.1399e-05 | 0.01044 |  | 2224.2509 | 1257.831 | 2041.846 | 5698.3719 | 0 | 0 | 0.69456 | 11222.9944 | 7257 | 10
2004 | 10 | 29 | 8 | 0.0022711 | 0.0015106 | 0.0029056 | 0.0041133 | 0 | 0 | 1.1399e-05 | 0.010812 |  | 2256.9083 | 1316.169 | 2138.5159 | 5900.1161 | 0 | 0 | 0.69456 | 11612.4038 | 7258 | 10
2004 | 10 | 29 | 9 | 0.0025281 | 0.001506 | 0.0029961 | 0.0040815 | 0 | 0 | 1.1399e-05 | 0.011123 |  | 2512.2949 | 1312.1769 | 2205.0933 | 5854.5579 | 0 | 0 | 0.69456 | 11884.8175 | 7259 | 10
2004 | 10 | 29 | 10 | 0.0024699 | 0.0015697 | 0.003033 | 0.0041415 | 0 | 0 | 1.1399e-05 | 0.011225 |  | 2454.372 | 1367.6823 | 2232.2389 | 5940.6543 | 0 | 0 | 0.69456 | 11995.6421 | 7260 | 10
2004 | 10 | 29 | 11 | 0.0026508 | 0.0015491 | 0.0030754 | 0.0039442 | 0 | 0 | 1.1399e-05 | 0.011231 |  | 2634.1607 | 1349.7521 | 2263.4785 | 5657.5495 | 0 | 0 | 0.69456 | 11905.6354 | 7261 | 10
2004 | 10 | 29 | 12 | 0.0025876 | 0.0015026 | 0.0030736 | 0.0036062 | 0 | 0 | 1.1399e-05 | 0.010781 |  | 2571.361 | 1309.1816 | 2262.1613 | 5172.7953 | 0 | 0 | 0.69456 | 11316.1938 | 7262 | 10
2004 | 10 | 29 | 13 | 0.0026499 | 0.0014718 | 0.0030945 | 0.0037572 | 0 | 0 | 1.1399e-05 | 0.010985 |  | 2633.3246 | 1282.3497 | 2277.5146 | 5389.3151 | 0 | 0 | 0.69456 | 11583.1985 | 7263 | 10
2004 | 10 | 29 | 14 | 0.0026278 | 0.0014541 | 0.0031064 | 0.0038849 | 0 | 0 | 1.1399e-05 | 0.011085 |  | 2611.2953 | 1266.9162 | 2286.3095 | 5572.495 | 0 | 0 | 0.69456 | 11737.7105 | 7264 | 10
2004 | 10 | 29 | 15 | 0.002916 | 0.0013766 | 0.0030192 | 0.0037514 | 0 | 0 | 1.1399e-05 | 0.011075 |  | 2897.6876 | 1199.403 | 2222.1335 | 5380.9801 | 0 | 0 | 0.69456 | 11700.8988 | 7265 | 10
2004 | 10 | 29 | 16 | 0.0033653 | 0.0013069 | 0.0029319 | 0.0041665 | 0 | 0 | 1.1399e-05 | 0.011782 |  | 3344.2055 | 1138.6953 | 2157.8699 | 5976.4568 | 0 | 0 | 0.69456 | 12617.922 | 7266 | 10
2004 | 10 | 29 | 17 | 0.0038478 | 0.0011374 | 0.0028539 | 0.0039678 | 0 | 0 | 1.1399e-05 | 0.011818 |  | 3823.6326 | 990.9691 | 2100.4816 | 5691.363 | 0 | 0 | 0.69456 | 12607.1408 | 7267 | 10
2004 | 10 | 29 | 18 | 0.0041172 | 0.0010014 | 0.002859 | 0.0040284 | 4.3962e-05 | 2.1193e-06 | 1.1399e-05 | 0.012063 |  | 4091.3541 | 872.5055 | 2104.2261 | 5778.3119 | 13.131 | 1.1856 | 0.69456 | 12861.4087 | 7268 | 10
2004 | 10 | 29 | 19 | 0.0041762 | 0.00095806 | 0.0028078 | 0.0039857 | 0.00017585 | 8.4772e-06 | 1.1399e-05 | 0.012124 |  | 4150.0284 | 834.7529 | 2066.5237 | 5717.1256 | 52.5241 | 4.7422 | 0.69456 | 12826.3915 | 7269 | 10
2004 | 10 | 29 | 20 | 0.0039906 | 0.0010041 | 0.0027468 | 0.0039017 | 0.00017585 | 8.4772e-06 | 1.1399e-05 | 0.011839 |  | 3965.5366 | 874.879 | 2021.6593 | 5596.5527 | 52.5241 | 4.7422 | 0.69456 | 12516.5885 | 7270 | 10
2004 | 10 | 29 | 21 | 0.0037274 | 0.00097608 | 0.002671 | 0.003862 | 0.00017585 | 8.4772e-06 | 1.1399e-05 | 0.011432 |  | 3704.0342 | 850.4516 | 1965.8078 | 5539.6287 | 52.5241 | 4.7422 | 0.69456 | 12117.8832 | 7271 | 10
2004 | 10 | 29 | 22 | 0.0033995 | 0.00099984 | 0.0025618 | 0.0035844 | 0.00017585 | 8.4772e-06 | 1.1399e-05 | 0.010741 |  | 3378.2226 | 871.1567 | 1885.484 | 5141.4445 | 52.5241 | 4.7422 | 0.69456 | 11334.2687 | 7272 | 10
2004 | 10 | 29 | 23 | 0.0029223 | 0.00089323 | 0.0024614 | 0.0030042 | 0.00017585 | 8.4772e-06 | 1.1399e-05 | 0.0094768 |  | 2903.9323 | 778.2642 | 1811.5818 | 4309.1789 | 52.5241 | 4.7422 | 0.69456 | 9860.918 | 7273 | 10
2004 | 10 | 29 | 24 | 0.0022608 | 0.00098086 | 0.0023037 | 0.0027919 | 0.00017585 | 8.4772e-06 | 1.1399e-05 | 0.0085331 |  | 2246.6543 | 854.6185 | 1695.5376 | 4004.7631 | 52.5241 | 4.7422 | 0.69456 | 8859.5344 | 7274 | 10
2004 | 10 | 30 | 1 | 0.0019217 | 0.0010921 | 0.002132 | 0.0026368 | 0.00017585 | 8.4772e-06 | 1.1399e-05 | 0.0079783 |  | 1909.6069 | 951.5725 | 1569.122 | 3782.1815 | 52.5241 | 4.7422 | 0.69456 | 8270.4439 | 7275 | 10
2004 | 10 | 30 | 2 | 0.0017038 | 0.0010709 | 0.0020686 | 0.0026637 | 0.00017585 | 8.4772e-06 | 1.1399e-05 | 0.0077027 |  | 1693.1064 | 933.099 | 1522.4613 | 3820.8255 | 52.5241 | 4.7422 | 0.69456 | 8027.453 | 7276 | 10
2004 | 10 | 30 | 3 | 0.0014977 | 0.0011311 | 0.0020498 | 0.0026529 | 0.00017585 | 8.4772e-06 | 1.1399e-05 | 0.0075272 |  | 1488.3351 | 985.4807 | 1508.6458 | 3805.2921 | 52.5241 | 4.7422 | 0.69456 | 7845.7146 | 7277 | 10
2004 | 10 | 30 | 4 | 0.001397 | 0.0011303 | 0.0020382 | 0.0021895 | 0.00017585 | 8.4772e-06 | 1.1399e-05 | 0.0069507 |  | 1388.2374 | 984.8231 | 1500.1102 | 3140.5784 | 52.5241 | 4.7422 | 0.69456 | 7071.7099 | 7278 | 10
2004 | 10 | 30 | 5 | 0.0014352 | 0.0011728 | 0.0020804 | 0.0021062 | 0.00017585 | 8.4772e-06 | 1.1399e-05 | 0.0069903 |  | 1426.2271 | 1021.8141 | 1531.1565 | 3021.1421 | 52.5241 | 4.7422 | 0.69456 | 7058.3006 | 7279 | 10
2004 | 10 | 30 | 6 | 0.0015904 | 0.0011154 | 0.0021825 | 0.0019283 | 0.00017585 | 8.4772e-06 | 1.1399e-05 | 0.0070124 |  | 1580.4437 | 971.8643 | 1606.2911 | 2765.9784 | 52.5241 | 4.7422 | 0.69456 | 6982.5383 | 7280 | 10
2004 | 10 | 30 | 7 | 0.0018952 | 0.0011655 | 0.0023069 | 0.0024195 | 0 | 0 | 1.1399e-05 | 0.0077986 |  | 1883.356 | 1015.5306 | 1697.8484 | 3470.5674 | 0 | 0 | 0.69456 | 8067.9969 | 7281 | 10
2004 | 10 | 30 | 8 | 0.0023144 | 0.001186 | 0.0023251 | 0.0028868 | 0 | 0 | 1.1399e-05 | 0.0087237 |  | 2299.9282 | 1033.3202 | 1711.2778 | 4140.7746 | 0 | 0 | 0.69456 | 9185.9954 | 7282 | 10
2004 | 10 | 30 | 9 | 0.0026871 | 0.0012697 | 0.0023634 | 0.0030176 | 0 | 0 | 1.1399e-05 | 0.0093493 |  | 2670.2898 | 1106.3258 | 1739.4802 | 4328.4061 | 0 | 0 | 0.69456 | 9845.1965 | 7283 | 10
2004 | 10 | 30 | 10 | 0.0030626 | 0.0012328 | 0.0023125 | 0.0030796 | 0 | 0 | 1.1399e-05 | 0.0096989 |  | 3043.3776 | 1074.1125 | 1701.9722 | 4417.4388 | 0 | 0 | 0.69456 | 10237.5957 | 7284 | 10
2004 | 10 | 30 | 11 | 0.0033664 | 0.0011602 | 0.0023736 | 0.0030676 | 0 | 0 | 1.1399e-05 | 0.0099792 |  | 3345.3109 | 1010.8551 | 1746.9765 | 4400.2005 | 0 | 0 | 0.69456 | 10504.0377 | 7285 | 10
2004 | 10 | 30 | 12 | 0.0036745 | 0.0010278 | 0.0023614 | 0.0026564 | 0 | 0 | 1.1399e-05 | 0.0097315 |  | 3651.4811 | 895.4821 | 1737.9787 | 3810.3121 | 0 | 0 | 0.69456 | 10095.9484 | 7286 | 10
2004 | 10 | 30 | 13 | 0.0031745 | 0.0011394 | 0.0024816 | 0.0025305 | 0 | 0 | 1.1399e-05 | 0.0093375 |  | 3154.6159 | 992.767 | 1826.4609 | 3629.7842 | 0 | 0 | 0.69456 | 9604.3226 | 7287 | 10
2004 | 10 | 30 | 14 | 0.0030266 | 0.0010831 | 0.0024627 | 0.0027524 | 0 | 0 | 1.1399e-05 | 0.0093363 |  | 3007.6205 | 943.7405 | 1812.5353 | 3948.1232 | 0 | 0 | 0.69456 | 9712.714 | 7288 | 10
2004 | 10 | 30 | 15 | 0.0032173 | 0.00099503 | 0.0024342 | 0.0027174 | 0 | 0 | 1.1399e-05 | 0.0093754 |  | 3197.1595 | 866.9678 | 1791.5771 | 3897.8292 | 0 | 0 | 0.69456 | 9754.2282 | 7289 | 10
2004 | 10 | 30 | 16 | 0.0032009 | 0.0009963 | 0.002396 | 0.0026911 | 0 | 0 | 1.1399e-05 | 0.0092957 |  | 3180.8707 | 868.0728 | 1763.4256 | 3860.1324 | 0 | 0 | 0.69456 | 9673.1961 | 7290 | 10
2004 | 10 | 30 | 17 | 0.0035869 | 0.00098584 | 0.0023715 | 0.0026893 | 0 | 0 | 1.1399e-05 | 0.0096449 |  | 3564.4066 | 858.9615 | 1745.3786 | 3857.4804 | 0 | 0 | 0.69456 | 10026.9216 | 7291 | 10
2004 | 10 | 30 | 18 | 0.0042834 | 0.00086288 | 0.0024532 | 0.0025601 | 4.3962e-05 | 2.1193e-06 | 1.1399e-05 | 0.010217 |  | 4256.5074 | 751.8223 | 1805.5735 | 3672.2168 | 13.131 | 1.1856 | 0.69456 | 10501.1311 | 7292 | 10
2004 | 10 | 30 | 19 | 0.0041029 | 0.00084878 | 0.0024018 | 0.0024249 | 0.00017585 | 8.4772e-06 | 1.1399e-05 | 0.0099741 |  | 4077.1873 | 739.5376 | 1767.6975 | 3478.334 | 52.5241 | 4.7422 | 0.69456 | 10120.7173 | 7293 | 10
2004 | 10 | 30 | 20 | 0.0040134 | 0.00084941 | 0.0023547 | 0.002473 | 0.00017585 | 8.4772e-06 | 1.1399e-05 | 0.0098863 |  | 3988.2436 | 740.0836 | 1733.0557 | 3547.287 | 52.5241 | 4.7422 | 0.69456 | 10066.6308 | 7294 | 10
2004 | 10 | 30 | 21 | 0.0039171 | 0.0008319 | 0.0023224 | 0.0025013 | 0.00017585 | 8.4772e-06 | 1.1399e-05 | 0.0097684 |  | 3892.5232 | 724.8291 | 1709.2425 | 3587.9199 | 52.5241 | 4.7422 | 0.69456 | 9972.4756 | 7295 | 10
2004 | 10 | 30 | 22 | 0.0035611 | 0.00087556 | 0.0022284 | 0.0024618 | 0.00017585 | 8.4772e-06 | 1.1399e-05 | 0.0093226 |  | 3538.7606 | 762.873 | 1640.1056 | 3531.28 | 52.5241 | 4.7422 | 0.69456 | 9530.9801 | 7296 | 10
2004 | 10 | 30 | 23 | 0.00285 | 0.0010228 | 0.0021383 | 0.0021358 | 0.00017585 | 8.4772e-06 | 1.1399e-05 | 0.0083426 |  | 2832.1126 | 891.1719 | 1573.7514 | 3063.6693 | 52.5241 | 4.7422 | 0.69456 | 8418.666 | 7297 | 10
2004 | 10 | 30 | 24 | 0.0024507 | 0.00090628 | 0.0020273 | 0.0023641 | 0.00017585 | 8.4772e-06 | 1.1399e-05 | 0.0079441 |  | 2435.3086 | 789.6382 | 1492.0643 | 3391.101 | 52.5241 | 4.7422 | 0.69456 | 8166.073 | 7298 | 10
2004 | 10 | 31 | 1 | 0.0020517 | 0.00104 | 0.0019659 | 0.0023784 | 0.00017585 | 8.4772e-06 | 1.1399e-05 | 0.0076317 |  | 2038.8051 | 906.1376 | 1446.9152 | 3411.5596 | 52.5241 | 4.7422 | 0.69456 | 7861.3784 | 7299 | 10
2004 | 10 | 31 | 2 | 0.0017732 | 0.0010844 | 0.0019279 | 0.0023551 | 0.00017585 | 8.4772e-06 | 1.1399e-05 | 0.0073364 |  | 1762.0961 | 944.8543 | 1418.9449 | 3378.125 | 52.5241 | 4.7422 | 0.69456 | 7561.9812 | 7300 | 10
2004 | 10 | 31 | 3 | 0.0016217 | 0.0011078 | 0.0019317 | 0.0023179 | 0.00017585 | 8.4772e-06 | 1.1399e-05 | 0.0071747 |  | 1611.5018 | 965.1789 | 1421.6827 | 3324.8001 | 52.5241 | 4.7422 | 0.69456 | 7381.1244 | 7301 | 10
2004 | 10 | 31 | 4 | 0.0015435 | 0.0011258 | 0.0019112 | 0.0020174 | 0.00017585 | 8.4772e-06 | 1.1399e-05 | 0.0067937 |  | 1533.8047 | 980.9397 | 1406.6475 | 2893.7496 | 52.5241 | 4.7422 | 0.69456 | 6873.1024 | 7302 | 10
2004 | 10 | 31 | 5 | 0.0015542 | 0.001118 | 0.0019677 | 0.0022812 | 0.00017585 | 8.4772e-06 | 1.1399e-05 | 0.0071169 |  | 1544.4935 | 974.1199 | 1448.239 | 3272.1383 | 52.5241 | 4.7422 | 0.69456 | 7296.9515 | 7303 | 10
2004 | 10 | 31 | 6 | 0.0016965 | 0.0011276 | 0.0019889 | 0.0020676 | 0.00017585 | 8.4772e-06 | 1.1399e-05 | 0.0070764 |  | 1685.8644 | 982.4471 | 1463.843 | 2965.8282 | 52.5241 | 4.7422 | 0.69456 | 7155.9435 | 7304 | 10
2004 | 10 | 31 | 7 | 0.0020961 | 0.0011264 | 0.0020191 | 0.0018921 | 0 | 0 | 1.1399e-05 | 0.0071452 |  | 2082.9518 | 981.43 | 1486.0766 | 2714.0742 | 0 | 0 | 0.69456 | 7265.2272 | 7305 | 10
2004 | 10 | 31 | 8 | 0.0025994 | 0.0010923 | 0.0020806 | 0.0024714 | 0 | 0 | 1.1399e-05 | 0.0082551 |  | 2583.0907 | 951.7308 | 1531.2818 | 3545.0138 | 0 | 0 | 0.69456 | 8611.8116 | 7306 | 10
2004 | 10 | 31 | 9 | 0.0030882 | 0.0011739 | 0.0021999 | 0.002548 | 0 | 0 | 1.1399e-05 | 0.0090214 |  | 3068.8437 | 1022.7966 | 1619.0956 | 3654.8838 | 0 | 0 | 0.69456 | 9366.3142 | 7307 | 10
2004 | 10 | 31 | 10 | 0.0031178 | 0.0012192 | 0.002188 | 0.0027099 | 0 | 0 | 1.1399e-05 | 0.0092462 |  | 3098.2073 | 1062.2666 | 1610.325 | 3887.0317 | 0 | 0 | 0.69456 | 9658.5251 | 7308 | 10
2004 | 10 | 31 | 11 | 0.0034083 | 0.0011811 | 0.0022104 | 0.0027441 | 0 | 0 | 1.1399e-05 | 0.0095553 |  | 3386.9271 | 1029.0457 | 1626.8487 | 3936.189 | 0 | 0 | 0.69456 | 9979.7051 | 7309 | 10
2004 | 10 | 31 | 12 | 0.0035199 | 0.0011259 | 0.0022381 | 0.0027256 | 0 | 0 | 1.1399e-05 | 0.009621 |  | 3497.8573 | 980.9586 | 1647.2473 | 3909.6687 | 0 | 0 | 0.69456 | 10036.4265 | 7310 | 10
2004 | 10 | 31 | 13 | 0.0034852 | 0.0011149 | 0.0022398 | 0.0026039 | 0 | 0 | 1.1399e-05 | 0.0094552 |  | 3463.3793 | 971.3766 | 1648.4799 | 3735.0132 | 0 | 0 | 0.69456 | 9818.9435 | 7311 | 10
2004 | 10 | 31 | 14 | 0.0033856 | 0.0010544 | 0.0022959 | 0.0022396 | 0 | 0 | 1.1399e-05 | 0.0089869 |  | 3364.3409 | 918.6795 | 1689.7956 | 3212.5622 | 0 | 0 | 0.69456 | 9186.0727 | 7312 | 10
2004 | 10 | 31 | 15 | 0.0038203 | 0.00097509 | 0.0022683 | 0.0021187 | 0 | 0 | 1.1399e-05 | 0.0091938 |  | 3796.397 | 849.5926 | 1669.4278 | 3039.138 | 0 | 0 | 0.69456 | 9355.25 | 7313 | 10
2004 | 10 | 31 | 16 | 0.0039567 | 0.00099773 | 0.0023027 | 0.0021057 | 0 | 0 | 1.1399e-05 | 0.0093742 |  | 3931.855 | 869.3194 | 1694.7628 | 3020.3843 | 0 | 0 | 0.69456 | 9517.0161 | 7314 | 10
2004 | 10 | 31 | 17 | 0.0047865 | 0.0008913 | 0.0024047 | 0.0021042 | 0 | 0 | 1.1399e-05 | 0.010198 |  | 4756.5121 | 776.5881 | 1769.8431 | 3018.2059 | 0 | 0 | 0.69456 | 10321.8438 | 7315 | 10
2004 | 10 | 31 | 18 | 0.0053019 | 0.00082385 | 0.0022989 | 0.0022793 | 4.3962e-05 | 2.1193e-06 | 1.1399e-05 | 0.010761 |  | 5268.6513 | 717.8122 | 1691.9434 | 3269.4862 | 13.131 | 1.1856 | 0.69456 | 10962.9043 | 7316 | 10
2004 | 10 | 31 | 19 | 0.0049417 | 0.00084376 | 0.0022173 | 0.0022288 | 0.00017585 | 8.4772e-06 | 1.1399e-05 | 0.010427 |  | 4910.7376 | 735.1624 | 1631.9213 | 3196.9341 | 52.5241 | 4.7422 | 0.69456 | 10532.7164 | 7317 | 10
2004 | 10 | 31 | 20 | 0.0045149 | 0.00093761 | 0.0022127 | 0.0023673 | 0.00017585 | 8.4772e-06 | 1.1399e-05 | 0.010228 |  | 4486.6046 | 816.9352 | 1628.4994 | 3395.6474 | 52.5241 | 4.7422 | 0.69456 | 10385.6474 | 7318 | 10
2004 | 10 | 31 | 21 | 0.0044375 | 0.00093095 | 0.0022182 | 0.0027656 | 0.00017585 | 8.4772e-06 | 1.1399e-05 | 0.010548 |  | 4409.6421 | 811.1335 | 1632.5481 | 3966.9716 | 52.5241 | 4.7422 | 0.69456 | 10878.2561 | 7319 | 10
2004 | 10 | 31 | 22 | 0.0040786 | 0.00085913 | 0.0021629 | 0.0026354 | 0.00017585 | 8.4772e-06 | 1.1399e-05 | 0.0099317 |  | 4053.0308 | 748.5533 | 1591.8961 | 3780.1925 | 52.5241 | 4.7422 | 0.69456 | 10231.6336 | 7320 | 10
2004 | 10 | 31 | 23 | 0.0031317 | 0.00097005 | 0.0020573 | 0.0032501 | 0.00017585 | 8.4772e-06 | 1.1399e-05 | 0.0096048 |  | 3112.0276 | 845.2029 | 1514.1263 | 4661.9943 | 52.5241 | 4.7422 | 0.69456 | 10191.3121 | 7321 | 10
2004 | 10 | 31 | 24 | 0.0024743 | 0.0010446 | 0.0020019 | 0.003572 | 0.00017585 | 8.4772e-06 | 1.1399e-05 | 0.0092886 |  | 2458.7766 | 910.1808 | 1473.3826 | 5123.7327 | 52.5241 | 4.7422 | 0.69456 | 10024.0336 | 7322 | 10
2004 | 11 | 1 | 1 | 0.0018416 | 0.0015336 | 0.0020798 | 0.0038962 | 0.00017585 | 8.2894e-06 | 1.177e-05 | 0.0095471 |  | 1830.0488 | 1336.1896 | 1530.7459 | 5588.6913 | 52.5241 | 4.6372 | 0.71717 | 10343.554 | 7323 | 11
2004 | 11 | 1 | 2 | 0.0016986 | 0.0015996 | 0.0020569 | 0.0035465 | 0.00017585 | 8.2894e-06 | 1.177e-05 | 0.0090974 |  | 1687.951 | 1393.6967 | 1513.8545 | 5087.0777 | 52.5241 | 4.6372 | 0.71717 | 9740.4584 | 7324 | 11
2004 | 11 | 1 | 3 | 0.0015973 | 0.0015576 | 0.0020601 | 0.0035298 | 0.00017585 | 8.2894e-06 | 1.177e-05 | 0.0089407 |  | 1587.316 | 1357.1606 | 1516.1871 | 5063.1147 | 52.5241 | 4.6372 | 0.71717 | 9581.6569 | 7325 | 11
2004 | 11 | 1 | 4 | 0.0015448 | 0.0015411 | 0.0020724 | 0.0036082 | 0.00017585 | 8.2894e-06 | 1.177e-05 | 0.0089623 |  | 1535.0693 | 1342.7504 | 1525.2392 | 5175.6368 | 52.5241 | 4.6372 | 0.71717 | 9636.5742 | 7326 | 11
2004 | 11 | 1 | 5 | 0.001658 | 0.0016095 | 0.0021548 | 0.00389 | 0.00017585 | 8.2894e-06 | 1.177e-05 | 0.0095083 |  | 1647.5898 | 1402.3864 | 1585.9254 | 5579.8828 | 52.5241 | 4.6372 | 0.71717 | 10273.6628 | 7327 | 11
2004 | 11 | 1 | 6 | 0.0019514 | 0.0015617 | 0.0022737 | 0.003882 | 0.00017585 | 8.2894e-06 | 1.177e-05 | 0.0098647 |  | 1939.1969 | 1360.6591 | 1673.4212 | 5568.3275 | 52.5241 | 4.6372 | 0.71717 | 10599.4832 | 7328 | 11
2004 | 11 | 1 | 7 | 0.0026706 | 0.0015796 | 0.0026702 | 0.0038737 | 0 | 0 | 1.177e-05 | 0.010806 |  | 2653.8402 | 1376.3312 | 1965.2337 | 5556.488 | 0 | 0 | 0.71717 | 11552.6103 | 7329 | 11
2004 | 11 | 1 | 8 | 0.0029287 | 0.0018371 | 0.0029307 | 0.0038908 | 0 | 0 | 1.177e-05 | 0.011599 |  | 2910.3708 | 1600.6657 | 2156.97 | 5581.0194 | 0 | 0 | 0.71717 | 12249.743 | 7330 | 11
2004 | 11 | 1 | 9 | 0.0030991 | 0.0018744 | 0.0030784 | 0.00427 | 0 | 0 | 1.177e-05 | 0.012334 |  | 3079.6818 | 1633.1746 | 2265.6571 | 6124.9708 | 0 | 0 | 0.71717 | 13104.2015 | 7331 | 11
2004 | 11 | 1 | 10 | 0.0029958 | 0.0019763 | 0.0031937 | 0.0043183 | 0 | 0 | 1.177e-05 | 0.012496 |  | 2976.9835 | 1721.9172 | 2350.5358 | 6194.2079 | 0 | 0 | 0.71717 | 13244.3616 | 7332 | 11
2004 | 11 | 1 | 11 | 0.0028576 | 0.0020606 | 0.003202 | 0.0042297 | 0 | 0 | 1.177e-05 | 0.012362 |  | 2839.71 | 1795.3707 | 2356.6673 | 6067.0996 | 0 | 0 | 0.71717 | 13059.5647 | 7333 | 11
2004 | 11 | 1 | 12 | 0.0030343 | 0.0019208 | 0.0031867 | 0.0041363 | 0 | 0 | 1.177e-05 | 0.01229 |  | 3015.2602 | 1673.5629 | 2345.418 | 5933.0771 | 0 | 0 | 0.71717 | 12968.0353 | 7334 | 11
2004 | 11 | 1 | 13 | 0.0031414 | 0.0018262 | 0.0032228 | 0.0042634 | 0 | 0 | 1.177e-05 | 0.012466 |  | 3121.6853 | 1591.1759 | 2371.9304 | 6115.4992 | 0 | 0 | 0.71717 | 13201.008 | 7335 | 11
2004 | 11 | 1 | 14 | 0.0033585 | 0.0016743 | 0.0032933 | 0.0043168 | 0 | 0 | 1.177e-05 | 0.012655 |  | 3337.4609 | 1458.7681 | 2423.8213 | 6192.0294 | 0 | 0 | 0.71717 | 13412.7968 | 7336 | 11
2004 | 11 | 1 | 15 | 0.0031563 | 0.0016579 | 0.0032477 | 0.0042291 | 0 | 0 | 1.177e-05 | 0.012303 |  | 3136.556 | 1444.5605 | 2390.2812 | 6066.2471 | 0 | 0 | 0.71717 | 13038.362 | 7337 | 11
2004 | 11 | 1 | 16 | 0.0035816 | 0.0016255 | 0.0031859 | 0.0042921 | 0 | 0 | 1.177e-05 | 0.012697 |  | 3559.1263 | 1416.2972 | 2344.7728 | 6156.6058 | 0 | 0 | 0.71717 | 13477.5193 | 7338 | 11
2004 | 11 | 1 | 17 | 0.0041375 | 0.0016261 | 0.0030163 | 0.0042632 | 0 | 0 | 1.177e-05 | 0.013055 |  | 4111.563 | 1416.7979 | 2219.9534 | 6115.2151 | 0 | 0 | 0.71717 | 13864.2465 | 7339 | 11
2004 | 11 | 1 | 18 | 0.0047614 | 0.0016499 | 0.0029345 | 0.0037417 | 4.3962e-05 | 2.0724e-06 | 1.177e-05 | 0.013145 |  | 4731.5013 | 1437.5544 | 2159.7443 | 5367.0569 | 13.131 | 1.1593 | 0.71717 | 13710.8644 | 7340 | 11
2004 | 11 | 1 | 19 | 0.0046146 | 0.0015303 | 0.0029419 | 0.0038139 | 0.00017585 | 8.2894e-06 | 1.177e-05 | 0.013097 |  | 4585.7191 | 1333.3144 | 2165.2363 | 5470.6757 | 52.5241 | 4.6372 | 0.71717 | 13612.824 | 7341 | 11
2004 | 11 | 1 | 20 | 0.0045557 | 0.00149 | 0.0029083 | 0.0038344 | 0.00017585 | 8.2894e-06 | 1.177e-05 | 0.012984 |  | 4527.0944 | 1298.2293 | 2140.4943 | 5500.0376 | 52.5241 | 4.6372 | 0.71717 | 13523.734 | 7342 | 11
2004 | 11 | 1 | 21 | 0.0044602 | 0.0014141 | 0.0028105 | 0.0037946 | 0.00017585 | 8.2894e-06 | 1.177e-05 | 0.012675 |  | 4432.1916 | 1232.1053 | 2068.4755 | 5442.9241 | 52.5241 | 4.6372 | 0.71717 | 13233.5749 | 7343 | 11
2004 | 11 | 1 | 22 | 0.0040954 | 0.0013306 | 0.0027432 | 0.0038099 | 0.00017585 | 8.2894e-06 | 1.177e-05 | 0.012175 |  | 4069.7161 | 1159.3108 | 2018.9446 | 5464.9928 | 52.5241 | 4.6372 | 0.71717 | 12770.8428 | 7344 | 11
2004 | 11 | 1 | 23 | 0.0033434 | 0.0014876 | 0.0026123 | 0.0036791 | 0.00017585 | 8.2894e-06 | 1.177e-05 | 0.011318 |  | 3322.4312 | 1296.1499 | 1922.6137 | 5277.3613 | 52.5241 | 4.6372 | 0.71717 | 11876.4345 | 7345 | 11
2004 | 11 | 1 | 24 | 0.0023007 | 0.0015208 | 0.0024345 | 0.0036909 | 0.00017585 | 8.2894e-06 | 1.177e-05 | 0.010143 |  | 2286.2474 | 1325.0407 | 1791.742 | 5294.2207 | 52.5241 | 4.6372 | 0.71717 | 10755.1293 | 7346 | 11
2004 | 11 | 2 | 1 | 0.0021856 | 0.0014362 | 0.0023909 | 0.0036493 | 0.00017585 | 8.2894e-06 | 1.177e-05 | 0.0098579 |  | 2171.8652 | 1251.3226 | 1759.7063 | 5234.5499 | 52.5241 | 4.6372 | 0.71717 | 10475.3224 | 7347 | 11
2004 | 11 | 2 | 2 | 0.0018764 | 0.0014951 | 0.0022366 | 0.0036406 | 0.00017585 | 8.2894e-06 | 1.177e-05 | 0.0094446 |  | 1864.6249 | 1302.6423 | 1646.0968 | 5222.1421 | 52.5241 | 4.6372 | 0.71717 | 10093.3845 | 7348 | 11
2004 | 11 | 2 | 3 | 0.0016885 | 0.0015309 | 0.002158 | 0.0036151 | 0.00017585 | 8.2894e-06 | 1.177e-05 | 0.0091885 |  | 1677.9556 | 1333.8961 | 1588.265 | 5185.4872 | 52.5241 | 4.6372 | 0.71717 | 9843.4824 | 7349 | 11
2004 | 11 | 2 | 4 | 0.0016866 | 0.0015396 | 0.0021573 | 0.0035078 | 0.00017585 | 8.2894e-06 | 1.177e-05 | 0.0090872 |  | 1676.0302 | 1341.4384 | 1587.7582 | 5031.5744 | 52.5241 | 4.6372 | 0.71717 | 9694.6797 | 7350 | 11
2004 | 11 | 2 | 5 | 0.0017808 | 0.0015468 | 0.0021697 | 0.0036605 | 0.00017585 | 8.2894e-06 | 1.177e-05 | 0.0093537 |  | 1769.594 | 1347.7383 | 1596.87 | 5250.6134 | 52.5241 | 4.6372 | 0.71717 | 10022.6942 | 7351 | 11
2004 | 11 | 2 | 6 | 0.0020852 | 0.0015577 | 0.0022993 | 0.003654 | 0.00017585 | 8.2894e-06 | 1.177e-05 | 0.0097921 |  | 2072.1202 | 1357.2085 | 1692.2656 | 5241.3204 | 52.5241 | 4.6372 | 0.71717 | 10420.7931 | 7352 | 11
2004 | 11 | 2 | 7 | 0.0028606 | 0.0015383 | 0.0026591 | 0.003646 | 0 | 0 | 1.177e-05 | 0.010716 |  | 2842.6917 | 1340.2972 | 1957.0582 | 5229.8827 | 0 | 0 | 0.71717 | 11370.647 | 7353 | 11
2004 | 11 | 2 | 8 | 0.0030675 | 0.001606 | 0.0030549 | 0.0037045 | 0 | 0 | 1.177e-05 | 0.011445 |  | 3048.2548 | 1399.3345 | 2248.4047 | 5313.8111 | 0 | 0 | 0.71717 | 12010.5223 | 7354 | 11
2004 | 11 | 2 | 9 | 0.0031235 | 0.0016959 | 0.0032216 | 0.0039269 | 0 | 0 | 1.177e-05 | 0.01198 |  | 3103.9156 | 1477.662 | 2371.0426 | 5632.8189 | 0 | 0 | 0.71717 | 12586.1563 | 7355 | 11
2004 | 11 | 2 | 10 | 0.0030677 | 0.0017173 | 0.0033466 | 0.0040744 | 0 | 0 | 1.177e-05 | 0.012218 |  | 3048.4776 | 1496.3098 | 2463.0519 | 5844.3301 | 0 | 0 | 0.71717 | 12852.8866 | 7356 | 11
2004 | 11 | 2 | 11 | 0.0030424 | 0.0017473 | 0.0033963 | 0.0040534 | 0 | 0 | 1.177e-05 | 0.012251 |  | 3023.2822 | 1522.4405 | 2499.6843 | 5814.1492 | 0 | 0 | 0.71717 | 12860.2735 | 7357 | 11
2004 | 11 | 2 | 12 | 0.0032174 | 0.0016869 | 0.0033816 | 0.00395 | 0 | 0 | 1.177e-05 | 0.012248 |  | 3197.1828 | 1469.8289 | 2488.8583 | 5665.9638 | 0 | 0 | 0.71717 | 12822.5509 | 7358 | 11
2004 | 11 | 2 | 13 | 0.0032447 | 0.0015986 | 0.0034308 | 0.0038351 | 0 | 0 | 1.177e-05 | 0.012121 |  | 3224.3794 | 1392.8467 | 2525.0548 | 5501.1148 | 0 | 0 | 0.71717 | 12644.1128 | 7359 | 11
2004 | 11 | 2 | 14 | 0.0031197 | 0.001586 | 0.0034535 | 0.0039773 | 0 | 0 | 1.177e-05 | 0.012148 |  | 3100.0971 | 1381.8426 | 2541.7722 | 5704.9932 | 0 | 0 | 0.71717 | 12729.4222 | 7360 | 11
2004 | 11 | 2 | 15 | 0.0031637 | 0.0015762 | 0.0033695 | 0.0039277 | 0 | 0 | 1.177e-05 | 0.012049 |  | 3143.8276 | 1373.3383 | 2479.9164 | 5633.9683 | 0 | 0 | 0.71717 | 12631.7677 | 7361 | 11
2004 | 11 | 2 | 16 | 0.003609 | 0.0014959 | 0.0033539 | 0.0038894 | 0 | 0 | 1.177e-05 | 0.01236 |  | 3586.399 | 1303.3848 | 2468.4503 | 5578.934 | 0 | 0 | 0.71717 | 12937.8852 | 7362 | 11
2004 | 11 | 2 | 17 | 0.0041223 | 0.001521 | 0.0031744 | 0.0039133 | 0 | 0 | 1.177e-05 | 0.012743 |  | 4096.503 | 1325.2517 | 2336.3241 | 5613.2967 | 0 | 0 | 0.71717 | 13372.0926 | 7363 | 11
2004 | 11 | 2 | 18 | 0.0045081 | 0.0015262 | 0.0030709 | 0.003989 | 4.3962e-05 | 2.0724e-06 | 1.177e-05 | 0.013152 |  | 4479.8786 | 1329.7637 | 2260.154 | 5721.823 | 13.131 | 1.1593 | 0.71717 | 13806.6268 | 7364 | 11
2004 | 11 | 2 | 19 | 0.0049132 | 0.0013094 | 0.0030337 | 0.0039558 | 0.00017585 | 8.2894e-06 | 1.177e-05 | 0.013408 |  | 4882.3818 | 1140.9045 | 2232.7824 | 5674.1575 | 52.5241 | 4.6372 | 0.71717 | 13988.1045 | 7365 | 11
2004 | 11 | 2 | 20 | 0.0050875 | 0.0012254 | 0.0030203 | 0.0038466 | 0.00017585 | 8.2894e-06 | 1.177e-05 | 0.013376 |  | 5055.5578 | 1067.7095 | 2222.8872 | 5517.5718 | 52.5241 | 4.6372 | 0.71717 | 13921.6047 | 7366 | 11
2004 | 11 | 2 | 21 | 0.0048331 | 0.0012012 | 0.0029329 | 0.0038366 | 0.00017585 | 8.2894e-06 | 1.177e-05 | 0.013 |  | 4802.8476 | 1046.5883 | 2158.609 | 5503.2078 | 52.5241 | 4.6372 | 0.71717 | 13569.1311 | 7367 | 11
2004 | 11 | 2 | 22 | 0.0040535 | 0.0012973 | 0.0028367 | 0.0037704 | 0.00017585 | 8.2894e-06 | 1.177e-05 | 0.012154 |  | 4028.1237 | 1130.363 | 2087.8129 | 5408.2848 | 52.5241 | 4.6372 | 0.71717 | 12712.463 | 7368 | 11
2004 | 11 | 2 | 23 | 0.0034341 | 0.0013209 | 0.0027048 | 0.0036856 | 0.00017585 | 8.2894e-06 | 1.177e-05 | 0.011341 |  | 3412.5463 | 1150.8932 | 1990.7155 | 5286.6908 | 52.5241 | 4.6372 | 0.71717 | 11898.7241 | 7369 | 11
2004 | 11 | 2 | 24 | 0.0024165 | 0.0014641 | 0.0025027 | 0.0034682 | 0.00017585 | 8.2894e-06 | 1.177e-05 | 0.010047 |  | 2401.3191 | 1275.687 | 1841.9832 | 4974.81 | 52.5241 | 4.6372 | 0.71717 | 10551.6777 | 7370 | 11
2004 | 11 | 3 | 1 | 0.0021285 | 0.0014362 | 0.0023998 | 0.0035529 | 0.00017585 | 8.2894e-06 | 1.177e-05 | 0.0097132 |  | 2115.1237 | 1251.3226 | 1766.2409 | 5096.28 | 52.5241 | 4.6372 | 0.71717 | 10286.8458 | 7371 | 11
2004 | 11 | 3 | 2 | 0.0018265 | 0.0014951 | 0.0022103 | 0.0035705 | 0.00017585 | 8.2894e-06 | 1.177e-05 | 0.0092983 |  | 1815.0221 | 1302.6423 | 1626.7851 | 5121.5513 | 52.5241 | 4.6372 | 0.71717 | 9923.8792 | 7372 | 11
2004 | 11 | 3 | 3 | 0.0016416 | 0.0015309 | 0.0021673 | 0.0035931 | 0.00017585 | 8.2894e-06 | 1.177e-05 | 0.0091288 |  | 1631.344 | 1333.8961 | 1595.0949 | 5153.953 | 52.5241 | 4.6372 | 0.71717 | 9772.1664 | 7373 | 11
2004 | 11 | 3 | 4 | 0.0016346 | 0.0015396 | 0.0021423 | 0.0035395 | 0.00017585 | 8.2894e-06 | 1.177e-05 | 0.0090519 |  | 1624.3557 | 1341.4384 | 1576.7275 | 5077.0971 | 52.5241 | 4.6372 | 0.71717 | 9677.4971 | 7374 | 11
2004 | 11 | 3 | 5 | 0.0017261 | 0.0015468 | 0.0021716 | 0.0035526 | 0.00017585 | 8.2894e-06 | 1.177e-05 | 0.009193 |  | 1715.2302 | 1347.7383 | 1598.2882 | 5095.8449 | 52.5241 | 4.6372 | 0.71717 | 9814.98 | 7375 | 11
2004 | 11 | 3 | 6 | 0.0020192 | 0.0015577 | 0.002338 | 0.0034792 | 0.00017585 | 8.2894e-06 | 1.177e-05 | 0.0095899 |  | 2006.5178 | 1357.2085 | 1720.7311 | 4990.5125 | 52.5241 | 4.6372 | 0.71717 | 10132.8482 | 7376 | 11
2004 | 11 | 3 | 7 | 0.0027542 | 0.0015383 | 0.0027307 | 0.0036465 | 0 | 0 | 1.177e-05 | 0.010682 |  | 2736.9531 | 1340.2972 | 2009.7976 | 5230.6222 | 0 | 0 | 0.71717 | 11318.3873 | 7377 | 11
2004 | 11 | 3 | 8 | 0.0029534 | 0.001606 | 0.0030981 | 0.0036103 | 0 | 0 | 1.177e-05 | 0.01128 |  | 2934.8351 | 1399.3345 | 2280.1881 | 5178.6145 | 0 | 0 | 0.71717 | 11793.6895 | 7378 | 11
2004 | 11 | 3 | 9 | 0.003025 | 0.0016959 | 0.0032718 | 0.0037874 | 0 | 0 | 1.177e-05 | 0.011792 |  | 3006.0122 | 1477.662 | 2408.0162 | 5432.7096 | 0 | 0 | 0.71717 | 12325.1171 | 7379 | 11
2004 | 11 | 3 | 10 | 0.0029756 | 0.0017173 | 0.0033644 | 0.0039021 | 0 | 0 | 1.177e-05 | 0.011971 |  | 2956.9807 | 1496.3098 | 2476.1624 | 5597.1388 | 0 | 0 | 0.71717 | 12527.309 | 7380 | 11
2004 | 11 | 3 | 11 | 0.0029563 | 0.0017473 | 0.0034147 | 0.0038235 | 0 | 0 | 1.177e-05 | 0.011954 |  | 2937.7203 | 1522.4405 | 2513.182 | 5484.4214 | 0 | 0 | 0.71717 | 12458.4814 | 7381 | 11
2004 | 11 | 3 | 12 | 0.0031366 | 0.0016869 | 0.0034128 | 0.0039389 | 0 | 0 | 1.177e-05 | 0.012187 |  | 3116.9146 | 1469.8289 | 2511.7961 | 5649.9723 | 0 | 0 | 0.71717 | 12749.2291 | 7382 | 11
2004 | 11 | 3 | 13 | 0.0031692 | 0.0015986 | 0.0034124 | 0.0038236 | 0 | 0 | 1.177e-05 | 0.012016 |  | 3149.326 | 1392.8467 | 2511.481 | 5484.6402 | 0 | 0 | 0.71717 | 12539.0111 | 7383 | 11
2004 | 11 | 3 | 14 | 0.0030465 | 0.001586 | 0.0034191 | 0.0039661 | 0 | 0 | 1.177e-05 | 0.012029 |  | 3027.3541 | 1381.8426 | 2516.406 | 5688.9775 | 0 | 0 | 0.71717 | 12615.2974 | 7384 | 11
2004 | 11 | 3 | 15 | 0.003094 | 0.0015762 | 0.003377 | 0.0039148 | 0 | 0 | 1.177e-05 | 0.011974 |  | 3074.5751 | 1373.3383 | 2485.4638 | 5615.3952 | 0 | 0 | 0.71717 | 12549.4895 | 7385 | 11
2004 | 11 | 3 | 16 | 0.003531 | 0.0014959 | 0.0033335 | 0.0039697 | 0 | 0 | 1.177e-05 | 0.012342 |  | 3508.8339 | 1303.3848 | 2453.4616 | 5694.0922 | 0 | 0 | 0.71717 | 12960.4896 | 7386 | 11
2004 | 11 | 3 | 17 | 0.0040335 | 0.001521 | 0.0031126 | 0.0038899 | 0 | 0 | 1.177e-05 | 0.012569 |  | 4008.1767 | 1325.2517 | 2290.8764 | 5579.7588 | 0 | 0 | 0.71717 | 13204.7807 | 7387 | 11
2004 | 11 | 3 | 18 | 0.0044064 | 0.0015262 | 0.0030803 | 0.0038563 | 4.3962e-05 | 2.0724e-06 | 1.177e-05 | 0.012927 |  | 4378.7827 | 1329.7637 | 2267.0808 | 5531.4536 | 13.131 | 1.1593 | 0.71717 | 13522.0883 | 7388 | 11
2004 | 11 | 3 | 19 | 0.0047869 | 0.0013094 | 0.0030776 | 0.0039297 | 0.00017585 | 8.2894e-06 | 1.177e-05 | 0.0133 |  | 4756.9107 | 1140.9045 | 2265.1138 | 5636.7713 | 52.5241 | 4.6372 | 0.71717 | 13857.5787 | 7389 | 11
2004 | 11 | 3 | 20 | 0.0049689 | 0.0012254 | 0.0030678 | 0.0038435 | 0.00017585 | 8.2894e-06 | 1.177e-05 | 0.013302 |  | 4937.7955 | 1067.7095 | 2257.8533 | 5513.1322 | 52.5241 | 4.6372 | 0.71717 | 13834.3689 | 7390 | 11
2004 | 11 | 3 | 21 | 0.0047238 | 0.0012012 | 0.0029714 | 0.0038574 | 0.00017585 | 8.2894e-06 | 1.177e-05 | 0.01295 |  | 4694.1574 | 1046.5883 | 2186.9005 | 5533.0519 | 52.5241 | 4.6372 | 0.71717 | 13518.5766 | 7391 | 11
2004 | 11 | 3 | 22 | 0.0039591 | 0.0012973 | 0.0029085 | 0.0038391 | 0.00017585 | 8.2894e-06 | 1.177e-05 | 0.0122 |  | 3934.3104 | 1130.363 | 2140.6466 | 5506.8688 | 52.5241 | 4.6372 | 0.71717 | 12770.0673 | 7392 | 11
2004 | 11 | 3 | 23 | 0.0033505 | 0.0013209 | 0.0027491 | 0.0037182 | 0.00017585 | 8.2894e-06 | 1.177e-05 | 0.011335 |  | 3329.5019 | 1150.8932 | 2023.3275 | 5333.3501 | 52.5241 | 4.6372 | 0.71717 | 11894.9511 | 7393 | 11
2004 | 11 | 3 | 24 | 0.0023548 | 0.0014641 | 0.0026089 | 0.0037423 | 0.00017585 | 8.2894e-06 | 1.177e-05 | 0.010366 |  | 2340.0613 | 1275.687 | 1920.119 | 5367.951 | 52.5241 | 4.6372 | 0.71717 | 10961.6968 | 7394 | 11
2004 | 11 | 4 | 1 | 0.0020591 | 0.0014362 | 0.0025169 | 0.0037437 | 0.00017585 | 8.2894e-06 | 1.177e-05 | 0.0099518 |  | 2046.2006 | 1251.3226 | 1852.3931 | 5370.0523 | 52.5241 | 4.6372 | 0.71717 | 10577.8471 | 7395 | 11
2004 | 11 | 4 | 2 | 0.0017658 | 0.0014951 | 0.0023339 | 0.0037039 | 0.00017585 | 8.2894e-06 | 1.177e-05 | 0.0094945 |  | 1754.77 | 1302.6423 | 1717.7062 | 5312.8382 | 52.5241 | 4.6372 | 0.71717 | 10145.8351 | 7396 | 11
2004 | 11 | 4 | 3 | 0.0015847 | 0.0015309 | 0.0022408 | 0.0036678 | 0.00017585 | 8.2894e-06 | 1.177e-05 | 0.0092201 |  | 1574.7252 | 1333.8961 | 1649.2099 | 5261.1592 | 52.5241 | 4.6372 | 0.71717 | 9876.869 | 7397 | 11
2004 | 11 | 4 | 4 | 0.0015714 | 0.0015396 | 0.0022258 | 0.0036698 | 0.00017585 | 8.2894e-06 | 1.177e-05 | 0.0092025 |  | 1561.5871 | 1341.4384 | 1638.1866 | 5263.9652 | 52.5241 | 4.6372 | 0.71717 | 9863.0558 | 7398 | 11
2004 | 11 | 4 | 5 | 0.0016596 | 0.0015468 | 0.0022467 | 0.0035732 | 0.00017585 | 8.2894e-06 | 1.177e-05 | 0.0092222 |  | 1649.195 | 1347.7383 | 1653.5613 | 5125.3784 | 52.5241 | 4.6372 | 0.71717 | 9833.7515 | 7399 | 11
2004 | 11 | 4 | 6 | 0.001939 | 0.0015577 | 0.0024141 | 0.0035774 | 0.00017585 | 8.2894e-06 | 1.177e-05 | 0.0096841 |  | 1926.8312 | 1357.2085 | 1776.7732 | 5131.4224 | 52.5241 | 4.6372 | 0.71717 | 10250.1138 | 7400 | 11
2004 | 11 | 4 | 7 | 0.002625 | 0.0015383 | 0.0027857 | 0.0037955 | 0 | 0 | 1.177e-05 | 0.010756 |  | 2608.5137 | 1340.2972 | 2050.263 | 5444.2623 | 0 | 0 | 0.71717 | 11444.0535 | 7401 | 11
2004 | 11 | 4 | 8 | 0.0028147 | 0.001606 | 0.0030873 | 0.0042147 | 0 | 0 | 1.177e-05 | 0.011735 |  | 2797.0654 | 1399.3345 | 2272.2319 | 6045.5793 | 0 | 0 | 0.71717 | 12514.9283 | 7402 | 11
2004 | 11 | 4 | 9 | 0.0029053 | 0.0016959 | 0.003227 | 0.0042113 | 0 | 0 | 1.177e-05 | 0.012051 |  | 2887.0899 | 1477.662 | 2375.04 | 6040.7429 | 0 | 0 | 0.71717 | 12781.252 | 7403 | 11
2004 | 11 | 4 | 10 | 0.0028638 | 0.0017173 | 0.0033179 | 0.0042851 | 0 | 0 | 1.177e-05 | 0.012196 |  | 2845.8404 | 1496.3098 | 2441.9329 | 6146.6382 | 0 | 0 | 0.71717 | 12931.4385 | 7404 | 11
2004 | 11 | 4 | 11 | 0.0028517 | 0.0017473 | 0.0033862 | 0.0044508 | 0 | 0 | 1.177e-05 | 0.012448 |  | 2833.7891 | 1522.4405 | 2492.2097 | 6384.2742 | 0 | 0 | 0.71717 | 13233.4307 | 7405 | 11
2004 | 11 | 4 | 12 | 0.0030385 | 0.0016869 | 0.0033564 | 0.0044182 | 0 | 0 | 1.177e-05 | 0.012512 |  | 3019.4136 | 1469.8289 | 2470.2623 | 6337.4725 | 0 | 0 | 0.71717 | 13297.6944 | 7406 | 11
2004 | 11 | 4 | 13 | 0.0030775 | 0.0015986 | 0.0034325 | 0.0044945 | 0 | 0 | 1.177e-05 | 0.012615 |  | 3058.1594 | 1392.8467 | 2526.297 | 6446.945 | 0 | 0 | 0.71717 | 13424.9652 | 7407 | 11
2004 | 11 | 4 | 14 | 0.0029575 | 0.001586 | 0.0034359 | 0.0044289 | 0 | 0 | 1.177e-05 | 0.01242 |  | 2938.9941 | 1381.8426 | 2528.7674 | 6352.7866 | 0 | 0 | 0.71717 | 13203.1078 | 7408 | 11
2004 | 11 | 4 | 15 | 0.0030093 | 0.0015762 | 0.0033043 | 0.0043328 | 0 | 0 | 1.177e-05 | 0.012234 |  | 2990.4547 | 1373.3383 | 2431.926 | 6214.9199 | 0 | 0 | 0.71717 | 13011.356 | 7409 | 11
2004 | 11 | 4 | 16 | 0.0034362 | 0.0014959 | 0.0032979 | 0.0043573 | 0 | 0 | 1.177e-05 | 0.012599 |  | 3414.6163 | 1303.3848 | 2427.195 | 6250.1128 | 0 | 0 | 0.71717 | 13396.0261 | 7410 | 11
2004 | 11 | 4 | 17 | 0.0039255 | 0.001521 | 0.0031565 | 0.0044894 | 0 | 0 | 1.177e-05 | 0.013104 |  | 3900.8878 | 1325.2517 | 2323.1581 | 6439.589 | 0 | 0 | 0.71717 | 13989.6037 | 7411 | 11
2004 | 11 | 4 | 18 | 0.0042828 | 0.0015262 | 0.0031162 | 0.0043072 | 4.3962e-05 | 2.0724e-06 | 1.177e-05 | 0.01329 |  | 4255.9826 | 1329.7637 | 2293.492 | 6178.2528 | 13.131 | 1.1593 | 0.71717 | 14072.4986 | 7412 | 11
2004 | 11 | 4 | 19 | 0.0046336 | 0.0013094 | 0.0030561 | 0.0042492 | 0.00017585 | 8.2894e-06 | 1.177e-05 | 0.013444 |  | 4604.5023 | 1140.9045 | 2249.2353 | 6095.0393 | 52.5241 | 4.6372 | 0.71717 | 14147.5598 | 7413 | 11
2004 | 11 | 4 | 20 | 0.004825 | 0.0012254 | 0.0030336 | 0.0040636 | 0.00017585 | 8.2894e-06 | 1.177e-05 | 0.013344 |  | 4794.7508 | 1067.7095 | 2232.6815 | 5828.9006 | 52.5241 | 4.6372 | 0.71717 | 13981.9208 | 7414 | 11
2004 | 11 | 4 | 21 | 0.0045909 | 0.0012012 | 0.0028881 | 0.0041943 | 0.00017585 | 8.2894e-06 | 1.177e-05 | 0.01307 |  | 4562.1326 | 1046.5883 | 2125.5988 | 6016.3927 | 52.5241 | 4.6372 | 0.71717 | 13808.5908 | 7415 | 11
2004 | 11 | 4 | 22 | 0.0038445 | 0.0012973 | 0.0028302 | 0.0041928 | 0.00017585 | 8.2894e-06 | 1.177e-05 | 0.012361 |  | 3820.3564 | 1130.363 | 2083.0047 | 6014.184 | 52.5241 | 4.6372 | 0.71717 | 13105.7865 | 7416 | 11
2004 | 11 | 4 | 23 | 0.003249 | 0.0013209 | 0.0026899 | 0.0036404 | 0.00017585 | 8.2894e-06 | 1.177e-05 | 0.011096 |  | 3228.6289 | 1150.8932 | 1979.7506 | 5221.8102 | 52.5241 | 4.6372 | 0.71717 | 11638.9613 | 7417 | 11
2004 | 11 | 4 | 24 | 0.0022799 | 0.0014641 | 0.002561 | 0.0033532 | 0.00017585 | 8.2894e-06 | 1.177e-05 | 0.0098542 |  | 2265.6522 | 1275.687 | 1884.8945 | 4809.8941 | 52.5241 | 4.6372 | 0.71717 | 10294.0062 | 7418 | 11
2004 | 11 | 5 | 1 | 0.0018878 | 0.0013135 | 0.0024009 | 0.0036524 | 0.00017585 | 8.2894e-06 | 1.177e-05 | 0.0094505 |  | 1875.969 | 1144.4762 | 1767.0103 | 5239.0017 | 52.5241 | 4.6372 | 0.71717 | 10084.3357 | 7419 | 11
2004 | 11 | 5 | 2 | 0.0016852 | 0.0014496 | 0.0022522 | 0.0033197 | 0.00017585 | 8.2894e-06 | 1.177e-05 | 0.0089026 |  | 1674.6606 | 1263.0025 | 1657.5922 | 4761.7994 | 52.5241 | 4.6372 | 0.71717 | 9414.9331 | 7420 | 11
2004 | 11 | 5 | 3 | 0.0015729 | 0.0015042 | 0.0021867 | 0.0031369 | 0.00017585 | 8.2894e-06 | 1.177e-05 | 0.0085967 |  | 1563.0821 | 1310.6312 | 1609.4093 | 4499.5915 | 52.5241 | 4.6372 | 0.71717 | 9040.5926 | 7421 | 11
2004 | 11 | 5 | 4 | 0.0015187 | 0.0014936 | 0.0021871 | 0.0032845 | 0.00017585 | 8.2894e-06 | 1.177e-05 | 0.0086798 |  | 1509.2277 | 1301.3315 | 1609.7019 | 4711.2686 | 52.5241 | 4.6372 | 0.71717 | 9189.4082 | 7422 | 11
2004 | 11 | 5 | 5 | 0.0016217 | 0.0014973 | 0.0022282 | 0.0029314 | 0.00017585 | 8.2894e-06 | 1.177e-05 | 0.0084745 |  | 1611.5587 | 1304.5912 | 1639.9489 | 4204.7464 | 52.5241 | 4.6372 | 0.71717 | 8818.7236 | 7423 | 11
2004 | 11 | 5 | 6 | 0.0020026 | 0.0014744 | 0.0023607 | 0.0031042 | 0.00017585 | 8.2894e-06 | 1.177e-05 | 0.0091378 |  | 1990.0193 | 1284.5968 | 1737.4585 | 4452.7199 | 52.5241 | 4.6372 | 0.71717 | 9522.673 | 7424 | 11
2004 | 11 | 5 | 7 | 0.0024942 | 0.001522 | 0.0027356 | 0.0030728 | 0 | 0 | 1.177e-05 | 0.0098364 |  | 2478.5663 | 1326.0997 | 2013.4105 | 4407.5803 | 0 | 0 | 0.71717 | 10226.374 | 7425 | 11
2004 | 11 | 5 | 8 | 0.0025311 | 0.001601 | 0.0030625 | 0.0030899 | 0 | 0 | 1.177e-05 | 0.010296 |  | 2515.2019 | 1394.9577 | 2254.0116 | 4432.1898 | 0 | 0 | 0.71717 | 10597.0782 | 7426 | 11
2004 | 11 | 5 | 9 | 0.0028035 | 0.0015824 | 0.0032369 | 0.0039266 | 0 | 0 | 1.177e-05 | 0.011561 |  | 2785.953 | 1378.7593 | 2382.3616 | 5632.3546 | 0 | 0 | 0.71717 | 12180.1455 | 7427 | 11
2004 | 11 | 5 | 10 | 0.0027389 | 0.0016596 | 0.0032629 | 0.004256 | 0 | 0 | 1.177e-05 | 0.011929 |  | 2721.7078 | 1445.958 | 2401.4687 | 6104.7976 | 0 | 0 | 0.71717 | 12674.6494 | 7428 | 11
2004 | 11 | 5 | 11 | 0.0029233 | 0.0015662 | 0.0033661 | 0.0043269 | 0 | 0 | 1.177e-05 | 0.012194 |  | 2905.0019 | 1364.6468 | 2477.45 | 6206.4648 | 0 | 0 | 0.71717 | 12954.2806 | 7429 | 11
2004 | 11 | 5 | 12 | 0.0028594 | 0.001578 | 0.0034063 | 0.0042043 | 0 | 0 | 1.177e-05 | 0.01206 |  | 2841.4715 | 1374.9463 | 2507.0445 | 6030.7153 | 0 | 0 | 0.71717 | 12754.8947 | 7430 | 11
2004 | 11 | 5 | 13 | 0.002921 | 0.0014815 | 0.0034359 | 0.0043418 | 0 | 0 | 1.177e-05 | 0.012192 |  | 2902.6696 | 1290.8437 | 2528.8096 | 6227.8885 | 0 | 0 | 0.71717 | 12950.9285 | 7431 | 11
2004 | 11 | 5 | 14 | 0.0028949 | 0.001445 | 0.0033691 | 0.0044085 | 0 | 0 | 1.177e-05 | 0.012129 |  | 2876.735 | 1259.0389 | 2479.608 | 6323.6272 | 0 | 0 | 0.71717 | 12939.7263 | 7432 | 11
2004 | 11 | 5 | 15 | 0.0032032 | 0.001343 | 0.0032925 | 0.0045363 | 0 | 0 | 1.177e-05 | 0.012387 |  | 3183.1405 | 1170.1853 | 2423.2517 | 6506.8818 | 0 | 0 | 0.71717 | 13284.1764 | 7433 | 11
2004 | 11 | 5 | 16 | 0.0036753 | 0.0012621 | 0.0031981 | 0.0043123 | 0 | 0 | 1.177e-05 | 0.01246 |  | 3652.211 | 1099.6232 | 2353.7831 | 6185.6095 | 0 | 0 | 0.71717 | 13291.9439 | 7434 | 11
2004 | 11 | 5 | 17 | 0.0041802 | 0.0011842 | 0.0031044 | 0.0042905 | 0 | 0 | 1.177e-05 | 0.012771 |  | 4153.9954 | 1031.8025 | 2284.8009 | 6154.3425 | 0 | 0 | 0.71717 | 13625.6584 | 7435 | 11
2004 | 11 | 5 | 18 | 0.0044708 | 0.0012041 | 0.0030597 | 0.00367 | 4.3962e-05 | 2.0724e-06 | 1.177e-05 | 0.012462 |  | 4442.8029 | 1049.1104 | 2251.8858 | 5264.3114 | 13.131 | 1.1593 | 0.71717 | 13023.118 | 7436 | 11
2004 | 11 | 5 | 19 | 0.0045343 | 0.0011646 | 0.0030215 | 0.00382 | 0.00017585 | 8.2894e-06 | 1.177e-05 | 0.012736 |  | 4505.8265 | 1014.7048 | 2223.8397 | 5479.4148 | 52.5241 | 4.6372 | 0.71717 | 13281.6643 | 7437 | 11
2004 | 11 | 5 | 20 | 0.0043441 | 0.0012132 | 0.0029893 | 0.0036983 | 0.00017585 | 8.2894e-06 | 1.177e-05 | 0.012441 |  | 4316.8922 | 1057.0713 | 2200.1247 | 5304.8236 | 52.5241 | 4.6372 | 0.71717 | 12936.7902 | 7438 | 11
2004 | 11 | 5 | 21 | 0.0040674 | 0.0012021 | 0.0028679 | 0.0036365 | 0.00017585 | 8.2894e-06 | 1.177e-05 | 0.01197 |  | 4041.8521 | 1047.3823 | 2110.7609 | 5216.2182 | 52.5241 | 4.6372 | 0.71717 | 12474.092 | 7439 | 11
2004 | 11 | 5 | 22 | 0.0037177 | 0.001241 | 0.0027966 | 0.0034728 | 0.00017585 | 8.2894e-06 | 1.177e-05 | 0.011424 |  | 3694.4362 | 1081.2693 | 2058.2548 | 4981.4469 | 52.5241 | 4.6372 | 0.71717 | 11873.2857 | 7440 | 11
2004 | 11 | 5 | 23 | 0.0032121 | 0.0012017 | 0.0025605 | 0.003496 | 0.00017585 | 8.2894e-06 | 1.177e-05 | 0.010666 |  | 3192.0013 | 1047.0293 | 1884.5154 | 5014.6935 | 52.5241 | 4.6372 | 0.71717 | 11196.1179 | 7441 | 11
2004 | 11 | 5 | 24 | 0.0025111 | 0.0013119 | 0.0024423 | 0.0028658 | 0.00017585 | 8.2894e-06 | 1.177e-05 | 0.009327 |  | 2495.3442 | 1143.0238 | 1797.5244 | 4110.7541 | 52.5241 | 4.6372 | 0.71717 | 9604.525 | 7442 | 11
2004 | 11 | 6 | 1 | 0.0021596 | 0.0013454 | 0.0023641 | 0.0025259 | 0.00017585 | 8.2894e-06 | 1.177e-05 | 0.0085909 |  | 2146.0403 | 1172.2545 | 1739.974 | 3623.1727 | 52.5241 | 4.6372 | 0.71717 | 8739.32 | 7443 | 11
2004 | 11 | 6 | 2 | 0.0019282 | 0.0014097 | 0.0022099 | 0.0023578 | 0.00017585 | 8.2894e-06 | 1.177e-05 | 0.0081015 |  | 1916.0981 | 1228.3051 | 1626.4639 | 3382.0241 | 52.5241 | 4.6372 | 0.71717 | 8210.7697 | 7444 | 11
2004 | 11 | 6 | 3 | 0.00171 | 0.0014592 | 0.0021662 | 0.0022649 | 0.00017585 | 8.2894e-06 | 1.177e-05 | 0.0077961 |  | 1699.2475 | 1271.3747 | 1594.2763 | 3248.7447 | 52.5241 | 4.6372 | 0.71717 | 7871.5216 | 7445 | 11
2004 | 11 | 6 | 4 | 0.0016044 | 0.0014505 | 0.0021752 | 0.0025605 | 0.00017585 | 8.2894e-06 | 1.177e-05 | 0.0079865 |  | 1594.3124 | 1263.8188 | 1600.9431 | 3672.758 | 52.5241 | 4.6372 | 0.71717 | 8189.7108 | 7446 | 11
2004 | 11 | 6 | 5 | 0.001648 | 0.0014663 | 0.002192 | 0.0025832 | 0.00017585 | 8.2894e-06 | 1.177e-05 | 0.0080854 |  | 1637.6743 | 1277.5378 | 1613.3286 | 3705.3628 | 52.5241 | 4.6372 | 0.71717 | 8291.782 | 7447 | 11
2004 | 11 | 6 | 6 | 0.0018127 | 0.0014418 | 0.0022641 | 0.0023733 | 0.00017585 | 8.2894e-06 | 1.177e-05 | 0.0080879 |  | 1801.3699 | 1256.2422 | 1666.3639 | 3404.284 | 52.5241 | 4.6372 | 0.71717 | 8186.1385 | 7448 | 11
2004 | 11 | 6 | 7 | 0.0021384 | 0.0014867 | 0.0024084 | 0.002624 | 0 | 0 | 1.177e-05 | 0.0086693 |  | 2124.9473 | 1295.3463 | 1772.578 | 3763.9314 | 0 | 0 | 0.71717 | 8957.5201 | 7449 | 11
2004 | 11 | 6 | 8 | 0.0025861 | 0.0014184 | 0.0025318 | 0.0028296 | 0 | 0 | 1.177e-05 | 0.0093776 |  | 2569.8589 | 1235.8209 | 1863.3572 | 4058.8089 | 0 | 0 | 0.71717 | 9728.5631 | 7450 | 11
2004 | 11 | 6 | 9 | 0.0029844 | 0.0015387 | 0.0025592 | 0.002928 | 0 | 0 | 1.177e-05 | 0.010022 |  | 2965.6615 | 1340.6965 | 1883.5458 | 4199.9263 | 0 | 0 | 0.71717 | 10390.5473 | 7451 | 11
2004 | 11 | 6 | 10 | 0.0033811 | 0.0015038 | 0.0026019 | 0.0029234 | 0 | 0 | 1.177e-05 | 0.010422 |  | 3359.8581 | 1310.2807 | 1914.9997 | 4193.3352 | 0 | 0 | 0.71717 | 10779.1909 | 7452 | 11
2004 | 11 | 6 | 11 | 0.0036917 | 0.0014205 | 0.0026587 | 0.002988 | 0 | 0 | 1.177e-05 | 0.010771 |  | 3668.5585 | 1237.6862 | 1956.7712 | 4286.0564 | 0 | 0 | 0.71717 | 11149.7895 | 7453 | 11
2004 | 11 | 6 | 12 | 0.0040138 | 0.0012436 | 0.0026734 | 0.0028522 | 0 | 0 | 1.177e-05 | 0.010795 |  | 3988.6828 | 1083.5591 | 1967.6201 | 4091.1913 | 0 | 0 | 0.71717 | 11131.7704 | 7454 | 11
2004 | 11 | 6 | 13 | 0.0034917 | 0.0013767 | 0.0026256 | 0.0026284 | 0 | 0 | 1.177e-05 | 0.010134 |  | 3469.8349 | 1199.5463 | 1932.3923 | 3770.2239 | 0 | 0 | 0.71717 | 10372.7145 | 7455 | 11
2004 | 11 | 6 | 14 | 0.0033311 | 0.0013285 | 0.0025997 | 0.0028903 | 0 | 0 | 1.177e-05 | 0.010161 |  | 3310.2486 | 1157.5453 | 1913.3869 | 4145.8303 | 0 | 0 | 0.71717 | 10527.7282 | 7456 | 11
2004 | 11 | 6 | 15 | 0.0035342 | 0.0011981 | 0.0026538 | 0.002843 | 0 | 0 | 1.177e-05 | 0.010241 |  | 3512.0394 | 1043.933 | 1953.1635 | 4078.0258 | 0 | 0 | 0.71717 | 10587.879 | 7457 | 11
2004 | 11 | 6 | 16 | 0.0035176 | 0.0012921 | 0.0026818 | 0.0025473 | 0 | 0 | 1.177e-05 | 0.010051 |  | 3495.5308 | 1125.8233 | 1973.8096 | 3653.8185 | 0 | 0 | 0.71717 | 10249.6993 | 7458 | 11
2004 | 11 | 6 | 17 | 0.0039262 | 0.0011973 | 0.0026298 | 0.002858 | 0 | 0 | 1.177e-05 | 0.010623 |  | 3901.6044 | 1043.213 | 1935.5015 | 4099.5316 | 0 | 0 | 0.71717 | 10980.5676 | 7459 | 11
2004 | 11 | 6 | 18 | 0.0046657 | 0.001002 | 0.0026951 | 0.002837 | 4.3962e-05 | 2.0724e-06 | 1.177e-05 | 0.011258 |  | 4636.4763 | 873.0153 | 1983.5981 | 4069.4269 | 13.131 | 1.1593 | 0.71717 | 11577.524 | 7460 | 11
2004 | 11 | 6 | 19 | 0.0044856 | 0.00098459 | 0.0026996 | 0.0028596 | 0.00017585 | 8.2894e-06 | 1.177e-05 | 0.011225 |  | 4457.4523 | 857.8708 | 1986.8826 | 4101.8124 | 52.5241 | 4.6372 | 0.71717 | 11461.8965 | 7461 | 11
2004 | 11 | 6 | 20 | 0.004385 | 0.0010783 | 0.0026283 | 0.0026794 | 0.00017585 | 8.2894e-06 | 1.177e-05 | 0.010967 |  | 4357.5402 | 939.5594 | 1934.4439 | 3843.3934 | 52.5241 | 4.6372 | 0.71717 | 11132.8154 | 7462 | 11
2004 | 11 | 6 | 21 | 0.0042762 | 0.001041 | 0.0025888 | 0.0027173 | 0.00017585 | 8.2894e-06 | 1.177e-05 | 0.010819 |  | 4249.3814 | 907.0612 | 1905.3429 | 3897.6988 | 52.5241 | 4.6372 | 0.71717 | 11017.3627 | 7463 | 11
2004 | 11 | 6 | 22 | 0.0038948 | 0.0010795 | 0.0025245 | 0.0025815 | 0.00017585 | 8.2894e-06 | 1.177e-05 | 0.010276 |  | 3870.4067 | 940.5216 | 1857.9893 | 3702.8647 | 52.5241 | 4.6372 | 0.71717 | 10429.6608 | 7464 | 11
2004 | 11 | 6 | 23 | 0.0031402 | 0.0012145 | 0.0023832 | 0.0025523 | 0.00017585 | 8.2894e-06 | 1.177e-05 | 0.0094861 |  | 3120.5414 | 1058.1607 | 1754.0163 | 3661.0432 | 52.5241 | 4.6372 | 0.71717 | 9651.6401 | 7465 | 11
2004 | 11 | 6 | 24 | 0.0027177 | 0.0011825 | 0.0022563 | 0.0023826 | 0.00017585 | 8.2894e-06 | 1.177e-05 | 0.008735 |  | 2700.6651 | 1030.2683 | 1660.6137 | 3417.6611 | 52.5241 | 4.6372 | 0.71717 | 8867.0867 | 7466 | 11
2004 | 11 | 7 | 1 | 0.0022394 | 0.0015354 | 0.0022225 | 0.0024055 | 0.00017585 | 8.2894e-06 | 1.177e-05 | 0.0085988 |  | 2225.4044 | 1337.8054 | 1635.7261 | 3450.4846 | 52.5241 | 4.6372 | 0.71717 | 8707.299 | 7467 | 11
2004 | 11 | 7 | 2 | 0.0019524 | 0.0016154 | 0.0021604 | 0.0020521 | 0.00017585 | 8.2894e-06 | 1.177e-05 | 0.0079762 |  | 1940.1647 | 1407.5328 | 1590.0166 | 2943.504 | 52.5241 | 4.6372 | 0.71717 | 7939.0965 | 7468 | 11
2004 | 11 | 7 | 3 | 0.0017933 | 0.0016197 | 0.0021482 | 0.0020091 | 0.00017585 | 8.2894e-06 | 1.177e-05 | 0.0077662 |  | 1782.0847 | 1411.218 | 1581.0592 | 2881.8294 | 52.5241 | 4.6372 | 0.71717 | 7714.0698 | 7469 | 11
2004 | 11 | 7 | 4 | 0.0017053 | 0.0016136 | 0.0021376 | 0.0020216 | 0.00017585 | 8.2894e-06 | 1.177e-05 | 0.007674 |  | 1694.6159 | 1405.9284 | 1573.2881 | 2899.7262 | 52.5241 | 4.6372 | 0.71717 | 7631.4369 | 7470 | 11
2004 | 11 | 7 | 5 | 0.0017181 | 0.0016091 | 0.0021653 | 0.002432 | 0.00017585 | 8.2894e-06 | 1.177e-05 | 0.0081203 |  | 1707.319 | 1401.9712 | 1593.6142 | 3488.5028 | 52.5241 | 4.6372 | 0.71717 | 8249.2857 | 7471 | 11
2004 | 11 | 7 | 6 | 0.0018649 | 0.0015703 | 0.0022059 | 0.0024129 | 0.00017585 | 8.2894e-06 | 1.177e-05 | 0.0082498 |  | 1853.1624 | 1368.1778 | 1623.5349 | 3461.054 | 52.5241 | 4.6372 | 0.71717 | 8363.8075 | 7472 | 11
2004 | 11 | 7 | 7 | 0.0022681 | 0.0015667 | 0.0023016 | 0.002599 | 0 | 0 | 1.177e-05 | 0.0087472 |  | 2253.9172 | 1365.0533 | 1693.9651 | 3727.9531 | 0 | 0 | 0.71717 | 9041.606 | 7473 | 11
2004 | 11 | 7 | 8 | 0.0027834 | 0.0014973 | 0.0023651 | 0.0026891 | 0 | 0 | 1.177e-05 | 0.0093467 |  | 2765.9702 | 1304.5982 | 1740.7103 | 3857.2643 | 0 | 0 | 0.71717 | 9669.2602 | 7474 | 11
2004 | 11 | 7 | 9 | 0.0032954 | 0.0015617 | 0.0024582 | 0.0027024 | 0 | 0 | 1.177e-05 | 0.010029 |  | 3274.7331 | 1360.7231 | 1809.1818 | 3876.3236 | 0 | 0 | 0.71717 | 10321.6788 | 7475 | 11
2004 | 11 | 7 | 10 | 0.0033462 | 0.0016346 | 0.0025045 | 0.0026823 | 0 | 0 | 1.177e-05 | 0.010179 |  | 3325.2011 | 1424.2217 | 1843.3054 | 3847.493 | 0 | 0 | 0.71717 | 10440.9384 | 7476 | 11
2004 | 11 | 7 | 11 | 0.0036452 | 0.0015927 | 0.0025433 | 0.0027031 | 0 | 0 | 1.177e-05 | 0.010496 |  | 3622.3233 | 1387.7267 | 1871.8436 | 3877.3644 | 0 | 0 | 0.71717 | 10759.9751 | 7477 | 11
2004 | 11 | 7 | 12 | 0.0037666 | 0.0015909 | 0.0025644 | 0.002708 | 0 | 0 | 1.177e-05 | 0.010642 |  | 3742.9541 | 1386.1164 | 1887.4049 | 3884.3628 | 0 | 0 | 0.71717 | 10901.5554 | 7478 | 11
2004 | 11 | 7 | 13 | 0.0037501 | 0.0015638 | 0.0025906 | 0.0027072 | 0 | 0 | 1.177e-05 | 0.010623 |  | 3726.5463 | 1362.529 | 1906.6731 | 3883.2024 | 0 | 0 | 0.71717 | 10879.668 | 7479 | 11
2004 | 11 | 7 | 14 | 0.0036431 | 0.0015054 | 0.0026282 | 0.0027279 | 0 | 0 | 1.177e-05 | 0.010516 |  | 3620.2798 | 1311.6586 | 1934.3393 | 3912.9457 | 0 | 0 | 0.71717 | 10779.9406 | 7480 | 11
2004 | 11 | 7 | 15 | 0.0040868 | 0.0014091 | 0.0026328 | 0.0027382 | 0 | 0 | 1.177e-05 | 0.010879 |  | 4061.2209 | 1227.7425 | 1937.6878 | 3927.7146 | 0 | 0 | 0.71717 | 11155.083 | 7481 | 11
2004 | 11 | 7 | 16 | 0.0042387 | 0.0013822 | 0.0026822 | 0.0027116 | 0 | 0 | 1.177e-05 | 0.011027 |  | 4212.1654 | 1204.3397 | 1974.0575 | 3889.553 | 0 | 0 | 0.71717 | 11280.8328 | 7482 | 11
2004 | 11 | 7 | 17 | 0.0050741 | 0.0012129 | 0.00265 | 0.002752 | 0 | 0 | 1.177e-05 | 0.011701 |  | 5042.2618 | 1056.7943 | 1950.3743 | 3947.5108 | 0 | 0 | 0.71717 | 11997.6584 | 7483 | 11
2004 | 11 | 7 | 18 | 0.0056226 | 0.0012185 | 0.0025932 | 0.0028532 | 4.3962e-05 | 2.0724e-06 | 1.177e-05 | 0.012345 |  | 5587.3643 | 1061.6968 | 1908.5597 | 4092.6946 | 13.131 | 1.1593 | 0.71717 | 12665.323 | 7484 | 11
2004 | 11 | 7 | 19 | 0.0052586 | 0.0012274 | 0.0025359 | 0.0028276 | 0.00017585 | 8.2894e-06 | 1.177e-05 | 0.012046 |  | 5225.6726 | 1069.4512 | 1866.4202 | 4055.936 | 52.5241 | 4.6372 | 0.71717 | 12275.3585 | 7485 | 11
2004 | 11 | 7 | 20 | 0.0048249 | 0.0012847 | 0.0025206 | 0.0029278 | 0.00017585 | 8.2894e-06 | 1.177e-05 | 0.011754 |  | 4794.6977 | 1119.3772 | 1855.128 | 4199.6126 | 52.5241 | 4.6372 | 0.71717 | 12026.694 | 7486 | 11
2004 | 11 | 7 | 21 | 0.0047193 | 0.001251 | 0.0025236 | 0.0029477 | 0.00017585 | 8.2894e-06 | 1.177e-05 | 0.011638 |  | 4689.7377 | 1089.995 | 1857.3205 | 4228.2348 | 52.5241 | 4.6372 | 0.71717 | 11923.1665 | 7487 | 11
2004 | 11 | 7 | 22 | 0.0043497 | 0.0011805 | 0.0025049 | 0.0027051 | 0.00017585 | 8.2894e-06 | 1.177e-05 | 0.010936 |  | 4322.4236 | 1028.581 | 1843.5766 | 3880.2499 | 52.5241 | 4.6372 | 0.71717 | 11132.7096 | 7488 | 11
2004 | 11 | 7 | 23 | 0.0033632 | 0.0013611 | 0.0023897 | 0.0027986 | 0.00017585 | 8.2894e-06 | 1.177e-05 | 0.010108 |  | 3342.1442 | 1185.8788 | 1758.7754 | 4014.3145 | 52.5241 | 4.6372 | 0.71717 | 10358.9913 | 7489 | 11
2004 | 11 | 7 | 24 | 0.0026827 | 0.0014296 | 0.0022731 | 0.0032692 | 0.00017585 | 8.2894e-06 | 1.177e-05 | 0.0098505 |  | 2665.9083 | 1245.5924 | 1672.9967 | 4689.3321 | 52.5241 | 4.6372 | 0.71717 | 10331.7079 | 7490 | 11
2004 | 11 | 8 | 1 | 0.0018069 | 0.0015336 | 0.0021771 | 0.003554 | 0.00017585 | 8.2894e-06 | 1.177e-05 | 0.0092674 |  | 1795.5268 | 1336.1896 | 1602.3585 | 5097.8066 | 52.5241 | 4.6372 | 0.71717 | 9889.7599 | 7491 | 11
2004 | 11 | 8 | 2 | 0.001665 | 0.0015996 | 0.0021152 | 0.0033955 | 0.00017585 | 8.2894e-06 | 1.177e-05 | 0.0089712 |  | 1654.5328 | 1393.6967 | 1556.7597 | 4870.5519 | 52.5241 | 4.6372 | 0.71717 | 9533.4196 | 7492 | 11
2004 | 11 | 8 | 3 | 0.0015613 | 0.0015576 | 0.0021296 | 0.0035227 | 0.00017585 | 8.2894e-06 | 1.177e-05 | 0.0089671 |  | 1551.5493 | 1357.1606 | 1567.3454 | 5052.9585 | 52.5241 | 4.6372 | 0.71717 | 9586.8923 | 7493 | 11
2004 | 11 | 8 | 4 | 0.0015063 | 0.0015411 | 0.0021534 | 0.0037262 | 0.00017585 | 8.2894e-06 | 1.177e-05 | 0.009123 |  | 1496.8815 | 1342.7504 | 1584.9133 | 5344.8888 | 52.5241 | 4.6372 | 0.71717 | 9827.3124 | 7494 | 11
2004 | 11 | 8 | 5 | 0.0016173 | 0.0016095 | 0.0021919 | 0.0038105 | 0.00017585 | 8.2894e-06 | 1.177e-05 | 0.0094252 |  | 1607.1899 | 1402.3864 | 1613.2364 | 5465.7773 | 52.5241 | 4.6372 | 0.71717 | 10146.4685 | 7495 | 11
2004 | 11 | 8 | 6 | 0.0019087 | 0.0015617 | 0.0023303 | 0.0037978 | 0.00017585 | 8.2894e-06 | 1.177e-05 | 0.0097944 |  | 1896.7652 | 1360.6591 | 1715.0845 | 5447.6278 | 52.5241 | 4.6372 | 0.71717 | 10478.015 | 7496 | 11
2004 | 11 | 8 | 7 | 0.0025971 | 0.0015796 | 0.0027012 | 0.003798 | 0 | 0 | 1.177e-05 | 0.010688 |  | 2580.8065 | 1376.3312 | 1988.0609 | 5447.8841 | 0 | 0 | 0.71717 | 11393.7999 | 7497 | 11
2004 | 11 | 8 | 8 | 0.0028505 | 0.0018371 | 0.0030324 | 0.0038516 | 0 | 0 | 1.177e-05 | 0.011583 |  | 2832.6298 | 1600.6657 | 2231.8015 | 5524.7572 | 0 | 0 | 0.71717 | 12190.5714 | 7498 | 11
2004 | 11 | 8 | 9 | 0.0030274 | 0.0018744 | 0.0031935 | 0.0039925 | 0 | 0 | 1.177e-05 | 0.0121 |  | 3008.4041 | 1633.1746 | 2350.3995 | 5726.8417 | 0 | 0 | 0.71717 | 12719.537 | 7499 | 11
2004 | 11 | 8 | 10 | 0.0029285 | 0.0019763 | 0.0032354 | 0.0040011 | 0 | 0 | 1.177e-05 | 0.012153 |  | 2910.1689 | 1721.9172 | 2381.2235 | 5739.2076 | 0 | 0 | 0.71717 | 12753.2344 | 7500 | 11
2004 | 11 | 8 | 11 | 0.0027927 | 0.0020606 | 0.0032972 | 0.0037425 | 0 | 0 | 1.177e-05 | 0.011905 |  | 2775.1611 | 1795.3707 | 2426.7415 | 5368.2909 | 0 | 0 | 0.71717 | 12366.2814 | 7501 | 11
2004 | 11 | 8 | 12 | 0.0029749 | 0.0019208 | 0.0032853 | 0.0036378 | 0 | 0 | 1.177e-05 | 0.011831 |  | 2956.2465 | 1673.5629 | 2417.9626 | 5218.01 | 0 | 0 | 0.71717 | 12266.4992 | 7502 | 11
2004 | 11 | 8 | 13 | 0.0030856 | 0.0018262 | 0.003328 | 0.004027 | 0 | 0 | 1.177e-05 | 0.012279 |  | 3066.2705 | 1591.1759 | 2449.4213 | 5776.3813 | 0 | 0 | 0.71717 | 12883.9663 | 7503 | 11
2004 | 11 | 8 | 14 | 0.0033072 | 0.0016743 | 0.0034305 | 0.0041971 | 0 | 0 | 1.177e-05 | 0.012621 |  | 3286.4788 | 1458.7681 | 2524.8429 | 6020.3568 | 0 | 0 | 0.71717 | 13291.1638 | 7504 | 11
2004 | 11 | 8 | 15 | 0.0031029 | 0.0016579 | 0.003332 | 0.0042597 | 0 | 0 | 1.177e-05 | 0.012364 |  | 3083.4898 | 1444.5605 | 2452.3627 | 6110.1189 | 0 | 0 | 0.71717 | 13091.249 | 7505 | 11
2004 | 11 | 8 | 16 | 0.0035239 | 0.0016255 | 0.003222 | 0.0042211 | 0 | 0 | 1.177e-05 | 0.012604 |  | 3501.8061 | 1416.2972 | 2371.4042 | 6054.8125 | 0 | 0 | 0.71717 | 13345.0371 | 7506 | 11
2004 | 11 | 8 | 17 | 0.0040677 | 0.0016261 | 0.0030636 | 0.0042192 | 0 | 0 | 1.177e-05 | 0.012988 |  | 4042.1544 | 1416.7979 | 2254.7944 | 6051.9893 | 0 | 0 | 0.71717 | 13766.4531 | 7507 | 11
2004 | 11 | 8 | 18 | 0.0046802 | 0.0016499 | 0.0030284 | 0.0042393 | 4.3962e-05 | 2.0724e-06 | 1.177e-05 | 0.013656 |  | 4650.8817 | 1437.5544 | 2228.8738 | 6080.8964 | 13.131 | 1.1593 | 0.71717 | 14413.2137 | 7508 | 11
2004 | 11 | 8 | 19 | 0.0045212 | 0.0015303 | 0.0029685 | 0.0043763 | 0.00017585 | 8.2894e-06 | 1.177e-05 | 0.013592 |  | 4492.8312 | 1333.3144 | 2184.8223 | 6277.4241 | 52.5241 | 4.6372 | 0.71717 | 14346.2704 | 7509 | 11
2004 | 11 | 8 | 20 | 0.0044712 | 0.00149 | 0.0029581 | 0.0043408 | 0.00017585 | 8.2894e-06 | 1.177e-05 | 0.013456 |  | 4443.1387 | 1298.2293 | 2177.1367 | 6226.4778 | 52.5241 | 4.6372 | 0.71717 | 14202.8609 | 7510 | 11
2004 | 11 | 8 | 21 | 0.0043728 | 0.0014141 | 0.0028802 | 0.0043694 | 0.00017585 | 8.2894e-06 | 1.177e-05 | 0.013232 |  | 4345.3688 | 1232.1053 | 2119.8281 | 6267.4649 | 52.5241 | 4.6372 | 0.71717 | 14022.6456 | 7511 | 11
2004 | 11 | 8 | 22 | 0.0040194 | 0.0013306 | 0.0028126 | 0.0043703 | 0.00017585 | 8.2894e-06 | 1.177e-05 | 0.012729 |  | 3994.2394 | 1159.3108 | 2070.0772 | 6268.7616 | 52.5241 | 4.6372 | 0.71717 | 13550.2675 | 7512 | 11
2004 | 11 | 8 | 23 | 0.0032803 | 0.0014876 | 0.0026781 | 0.0042815 | 0.00017585 | 8.2894e-06 | 1.177e-05 | 0.011923 |  | 3259.6877 | 1296.1499 | 1971.0823 | 6141.3414 | 52.5241 | 4.6372 | 0.71717 | 12726.1398 | 7513 | 11
2004 | 11 | 8 | 24 | 0.0022538 | 0.0015208 | 0.0025213 | 0.0042154 | 0.00017585 | 8.2894e-06 | 1.177e-05 | 0.010707 |  | 2239.701 | 1325.0407 | 1855.6682 | 6046.5697 | 52.5241 | 4.6372 | 0.71717 | 11524.858 | 7514 | 11
2004 | 11 | 9 | 1 | 0.0022065 | 0.0014362 | 0.0023706 | 0.0042154 | 0.00017585 | 8.2894e-06 | 1.177e-05 | 0.010425 |  | 2192.7024 | 1251.3226 | 1744.7488 | 6046.5213 | 52.5241 | 4.6372 | 0.71717 | 11293.1735 | 7515 | 11
2004 | 11 | 9 | 2 | 0.0018947 | 0.0014951 | 0.0021932 | 0.004204 | 0.00017585 | 8.2894e-06 | 1.177e-05 | 0.0099828 |  | 1882.8406 | 1302.6423 | 1614.1588 | 6030.2107 | 52.5241 | 4.6372 | 0.71717 | 10887.7308 | 7516 | 11
2004 | 11 | 9 | 3 | 0.0017058 | 0.0015309 | 0.0021673 | 0.0041348 | 0.00017585 | 8.2894e-06 | 1.177e-05 | 0.0097347 |  | 1695.0729 | 1333.8961 | 1595.1238 | 5930.9385 | 52.5241 | 4.6372 | 0.71717 | 10612.9098 | 7517 | 11
2004 | 11 | 9 | 4 | 0.0017057 | 0.0015396 | 0.0021599 | 0.0039585 | 0.00017585 | 8.2894e-06 | 1.177e-05 | 0.0095596 |  | 1695.0067 | 1341.4384 | 1589.679 | 5678.0693 | 52.5241 | 4.6372 | 0.71717 | 10362.0719 | 7518 | 11
2004 | 11 | 9 | 5 | 0.0018008 | 0.0015468 | 0.0021745 | 0.0042043 | 0.00017585 | 8.2894e-06 | 1.177e-05 | 0.0099224 |  | 1789.5581 | 1347.7383 | 1600.4479 | 6030.6808 | 52.5241 | 4.6372 | 0.71717 | 10826.3036 | 7519 | 11
2004 | 11 | 9 | 6 | 0.0021094 | 0.0015577 | 0.0022982 | 0.004177 | 0.00017585 | 8.2894e-06 | 1.177e-05 | 0.010338 |  | 2096.2114 | 1357.2085 | 1691.4498 | 5991.5538 | 52.5241 | 4.6372 | 0.71717 | 11194.3019 | 7520 | 11
2004 | 11 | 9 | 7 | 0.0028997 | 0.0015383 | 0.0026642 | 0.0038944 | 0 | 0 | 1.177e-05 | 0.011008 |  | 2881.5221 | 1340.2972 | 1960.8397 | 5586.2146 | 0 | 0 | 0.71717 | 11769.5908 | 7521 | 11
2004 | 11 | 9 | 8 | 0.0031094 | 0.001606 | 0.0030259 | 0.0040953 | 0 | 0 | 1.177e-05 | 0.011848 |  | 3089.906 | 1399.3345 | 2227.0415 | 5874.3498 | 0 | 0 | 0.71717 | 12591.3489 | 7522 | 11
2004 | 11 | 9 | 9 | 0.0031597 | 0.0016959 | 0.0032093 | 0.0044577 | 0 | 0 | 1.177e-05 | 0.012534 |  | 3139.8689 | 1477.662 | 2362.0292 | 6394.1557 | 0 | 0 | 0.71717 | 13374.4329 | 7523 | 11
2004 | 11 | 9 | 10 | 0.0031015 | 0.0017173 | 0.0033493 | 0.0042914 | 0 | 0 | 1.177e-05 | 0.012471 |  | 3082.0781 | 1496.3098 | 2465.0265 | 6155.666 | 0 | 0 | 0.71717 | 13199.7977 | 7524 | 11
2004 | 11 | 9 | 11 | 0.003074 | 0.0017473 | 0.0034192 | 0.0041868 | 0 | 0 | 1.177e-05 | 0.012439 |  | 3054.7033 | 1522.4405 | 2516.5268 | 6005.5955 | 0 | 0 | 0.71717 | 13099.9832 | 7525 | 11
2004 | 11 | 9 | 12 | 0.003247 | 0.0016869 | 0.0033372 | 0.0040485 | 0 | 0 | 1.177e-05 | 0.012331 |  | 3226.6598 | 1469.8289 | 2456.1465 | 5807.2072 | 0 | 0 | 0.71717 | 12960.5595 | 7526 | 11
2004 | 11 | 9 | 13 | 0.0032725 | 0.0015986 | 0.0033895 | 0.0040943 | 0 | 0 | 1.177e-05 | 0.012367 |  | 3251.9413 | 1392.8467 | 2494.6603 | 5872.8411 | 0 | 0 | 0.71717 | 13013.0066 | 7527 | 11
2004 | 11 | 9 | 14 | 0.0031465 | 0.001586 | 0.0035014 | 0.0041358 | 0 | 0 | 1.177e-05 | 0.012381 |  | 3126.8106 | 1381.8426 | 2577.0333 | 5932.3585 | 0 | 0 | 0.71717 | 13018.7622 | 7528 | 11
2004 | 11 | 9 | 15 | 0.0031893 | 0.0015762 | 0.0033801 | 0.0041266 | 0 | 0 | 1.177e-05 | 0.012284 |  | 3169.2594 | 1373.3383 | 2487.7 | 5919.2116 | 0 | 0 | 0.71717 | 12950.2264 | 7529 | 11
2004 | 11 | 9 | 16 | 0.0036377 | 0.0014959 | 0.0033419 | 0.0042674 | 0 | 0 | 1.177e-05 | 0.012755 |  | 3614.8833 | 1303.3848 | 2459.5799 | 6121.1186 | 0 | 0 | 0.71717 | 13499.6837 | 7530 | 11
2004 | 11 | 9 | 17 | 0.004155 | 0.001521 | 0.003166 | 0.004608 | 0 | 0 | 1.177e-05 | 0.013462 |  | 4128.939 | 1325.2517 | 2330.1222 | 6609.8017 | 0 | 0 | 0.71717 | 14394.8317 | 7531 | 11
2004 | 11 | 9 | 18 | 0.0045455 | 0.0015262 | 0.0031238 | 0.0044672 | 4.3962e-05 | 2.0724e-06 | 1.177e-05 | 0.01372 |  | 4517.0041 | 1329.7637 | 2299.1173 | 6407.7073 | 13.131 | 1.1593 | 0.71717 | 14568.5999 | 7532 | 11
2004 | 11 | 9 | 19 | 0.0049596 | 0.0013094 | 0.0030522 | 0.0044099 | 0.00017585 | 8.2894e-06 | 1.177e-05 | 0.013927 |  | 4928.4586 | 1140.9045 | 2246.3643 | 6325.6079 | 52.5241 | 4.6372 | 0.71717 | 14699.2137 | 7533 | 11
2004 | 11 | 9 | 20 | 0.005131 | 0.0012254 | 0.0030597 | 0.0044141 | 0.00017585 | 8.2894e-06 | 1.177e-05 | 0.014026 |  | 5098.8038 | 1067.7095 | 2251.9022 | 6331.5415 | 52.5241 | 4.6372 | 0.71717 | 14807.8354 | 7534 | 11
2004 | 11 | 9 | 21 | 0.0048733 | 0.0012012 | 0.0029648 | 0.0043396 | 0.00017585 | 8.2894e-06 | 1.177e-05 | 0.013575 |  | 4842.762 | 1046.5883 | 2182.0476 | 6224.6902 | 52.5241 | 4.6372 | 0.71717 | 14353.9666 | 7535 | 11
2004 | 11 | 9 | 22 | 0.0040882 | 0.0012973 | 0.0028995 | 0.0042115 | 0.00017585 | 8.2894e-06 | 1.177e-05 | 0.012692 |  | 4062.5749 | 1130.363 | 2133.9839 | 6040.9408 | 52.5241 | 4.6372 | 0.71717 | 13425.741 | 7536 | 11
2004 | 11 | 9 | 23 | 0.0034648 | 0.0013209 | 0.0027672 | 0.0039141 | 0.00017585 | 8.2894e-06 | 1.177e-05 | 0.011663 |  | 3443.0427 | 1150.8932 | 2036.6328 | 5614.3583 | 52.5241 | 4.6372 | 0.71717 | 12302.8054 | 7537 | 11
2004 | 11 | 9 | 24 | 0.0024391 | 0.0014641 | 0.0025794 | 0.0037907 | 0.00017585 | 8.2894e-06 | 1.177e-05 | 0.010469 |  | 2423.8148 | 1275.687 | 1898.3994 | 5437.3634 | 52.5241 | 4.6372 | 0.71717 | 11093.1431 | 7538 | 11
2004 | 11 | 10 | 1 | 0.0022885 | 0.0014362 | 0.0023798 | 0.0037629 | 0.00017585 | 8.2894e-06 | 1.177e-05 | 0.010063 |  | 2274.1278 | 1251.3226 | 1751.5131 | 5397.5185 | 52.5241 | 4.6372 | 0.71717 | 10732.3605 | 7539 | 11
2004 | 11 | 10 | 2 | 0.0019663 | 0.0014951 | 0.0022561 | 0.0037461 | 0.00017585 | 8.2894e-06 | 1.177e-05 | 0.0096595 |  | 1954.0221 | 1302.6423 | 1660.4977 | 5373.4128 | 52.5241 | 4.6372 | 0.71717 | 10348.4534 | 7540 | 11
2004 | 11 | 10 | 3 | 0.0017731 | 0.0015309 | 0.0022141 | 0.0037153 | 0.00017585 | 8.2894e-06 | 1.177e-05 | 0.0094294 |  | 1761.962 | 1333.8961 | 1629.5917 | 5329.288 | 52.5241 | 4.6372 | 0.71717 | 10112.6162 | 7541 | 11
2004 | 11 | 10 | 4 | 0.0017803 | 0.0015396 | 0.0022022 | 0.0037286 | 0.00017585 | 8.2894e-06 | 1.177e-05 | 0.0094466 |  | 1769.1612 | 1341.4384 | 1620.7705 | 5348.3697 | 52.5241 | 4.6372 | 0.71717 | 10137.6182 | 7542 | 11
2004 | 11 | 10 | 5 | 0.0018794 | 0.0015468 | 0.0022409 | 0.0037055 | 0.00017585 | 8.2894e-06 | 1.177e-05 | 0.0095685 |  | 1867.5718 | 1347.7383 | 1649.2868 | 5315.1855 | 52.5241 | 4.6372 | 0.71717 | 10237.6609 | 7543 | 11
2004 | 11 | 10 | 6 | 0.0022042 | 0.0015577 | 0.0023279 | 0.0037312 | 0.00017585 | 8.2894e-06 | 1.177e-05 | 0.010017 |  | 2190.3528 | 1357.2085 | 1713.3484 | 5351.9859 | 52.5241 | 4.6372 | 0.71717 | 10670.774 | 7544 | 11
2004 | 11 | 10 | 7 | 0.0030524 | 0.0015383 | 0.0027189 | 0.0038226 | 0 | 0 | 1.177e-05 | 0.011144 |  | 3033.2599 | 1340.2972 | 2001.122 | 5483.2154 | 0 | 0 | 0.71717 | 11858.6117 | 7545 | 11
2004 | 11 | 10 | 8 | 0.0032732 | 0.001606 | 0.0031291 | 0.0038126 | 0 | 0 | 1.177e-05 | 0.011833 |  | 3252.6664 | 1399.3345 | 2303.0103 | 5468.7736 | 0 | 0 | 0.71717 | 12424.5019 | 7546 | 11
2004 | 11 | 10 | 9 | 0.0033011 | 0.0016959 | 0.0033007 | 0.0040489 | 0 | 0 | 1.177e-05 | 0.012358 |  | 3280.3631 | 1477.662 | 2429.3146 | 5807.8144 | 0 | 0 | 0.71717 | 12995.8713 | 7547 | 11
2004 | 11 | 10 | 10 | 0.0032337 | 0.0017173 | 0.0034144 | 0.003999 | 0 | 0 | 1.177e-05 | 0.012376 |  | 3213.3789 | 1496.3098 | 2512.9603 | 5736.2129 | 0 | 0 | 0.71717 | 12959.5791 | 7548 | 11
2004 | 11 | 10 | 11 | 0.0031975 | 0.0017473 | 0.0034735 | 0.0039417 | 0 | 0 | 1.177e-05 | 0.012372 |  | 3177.4872 | 1522.4405 | 2556.4847 | 5654.0027 | 0 | 0 | 0.71717 | 12911.1323 | 7549 | 11
2004 | 11 | 10 | 12 | 0.0033629 | 0.0016869 | 0.0034444 | 0.0040549 | 0 | 0 | 1.177e-05 | 0.012561 |  | 3341.8469 | 1469.8289 | 2535.0517 | 5816.3463 | 0 | 0 | 0.71717 | 13163.791 | 7550 | 11
2004 | 11 | 10 | 13 | 0.0033808 | 0.0015986 | 0.0034631 | 0.0040567 | 0 | 0 | 1.177e-05 | 0.012511 |  | 3359.6451 | 1392.8467 | 2548.8365 | 5819.012 | 0 | 0 | 0.71717 | 13121.0574 | 7551 | 11
2004 | 11 | 10 | 14 | 0.0032516 | 0.001586 | 0.0035063 | 0.0040868 | 0 | 0 | 1.177e-05 | 0.012442 |  | 3231.1988 | 1381.8426 | 2580.5782 | 5862.143 | 0 | 0 | 0.71717 | 13056.4797 | 7552 | 11
2004 | 11 | 10 | 15 | 0.0032893 | 0.0015762 | 0.0033635 | 0.0040876 | 0 | 0 | 1.177e-05 | 0.012328 |  | 3268.6388 | 1373.3383 | 2475.4828 | 5863.3422 | 0 | 0 | 0.71717 | 12981.5192 | 7553 | 11
2004 | 11 | 10 | 16 | 0.0037497 | 0.0014959 | 0.0032865 | 0.0040518 | 0 | 0 | 1.177e-05 | 0.012596 |  | 3726.1915 | 1303.3848 | 2418.8611 | 5811.9471 | 0 | 0 | 0.71717 | 13261.1016 | 7554 | 11
2004 | 11 | 10 | 17 | 0.0042825 | 0.001521 | 0.0031478 | 0.0040808 | 0 | 0 | 1.177e-05 | 0.013044 |  | 4255.6897 | 1325.2517 | 2316.7234 | 5853.5401 | 0 | 0 | 0.71717 | 13751.9221 | 7555 | 11
2004 | 11 | 10 | 18 | 0.0046915 | 0.0015262 | 0.0031578 | 0.0040283 | 4.3962e-05 | 2.0724e-06 | 1.177e-05 | 0.013462 |  | 4662.0796 | 1329.7637 | 2324.1011 | 5778.1915 | 13.131 | 1.1593 | 0.71717 | 14109.1433 | 7556 | 11
2004 | 11 | 10 | 19 | 0.0051407 | 0.0013094 | 0.0030947 | 0.0040658 | 0.00017585 | 8.2894e-06 | 1.177e-05 | 0.013807 |  | 5108.5133 | 1140.9045 | 2277.6883 | 5831.997 | 52.5241 | 4.6372 | 0.71717 | 14416.9815 | 7557 | 11
2004 | 11 | 10 | 20 | 0.005301 | 0.0012254 | 0.0030894 | 0.0040878 | 0.00017585 | 8.2894e-06 | 1.177e-05 | 0.013899 |  | 5267.7962 | 1067.7095 | 2273.7569 | 5863.4923 | 52.5241 | 4.6372 | 0.71717 | 14530.6334 | 7558 | 11
2004 | 11 | 10 | 21 | 0.0050303 | 0.0012012 | 0.0030311 | 0.0041038 | 0.00017585 | 8.2894e-06 | 1.177e-05 | 0.013562 |  | 4998.7356 | 1046.5883 | 2230.9014 | 5886.5558 | 52.5241 | 4.6372 | 0.71717 | 14220.6596 | 7559 | 11
2004 | 11 | 10 | 22 | 0.0042237 | 0.0012973 | 0.0029368 | 0.0039862 | 0.00017585 | 8.2894e-06 | 1.177e-05 | 0.01264 |  | 4197.1997 | 1130.363 | 2161.4982 | 5717.8232 | 52.5241 | 4.6372 | 0.71717 | 13264.7626 | 7560 | 11
2004 | 11 | 10 | 23 | 0.0035847 | 0.0013209 | 0.0028157 | 0.0039967 | 0.00017585 | 8.2894e-06 | 1.177e-05 | 0.011914 |  | 3562.2136 | 1150.8932 | 2072.3497 | 5732.9412 | 52.5241 | 4.6372 | 0.71717 | 12576.2762 | 7561 | 11
2004 | 11 | 10 | 24 | 0.0025276 | 0.0014641 | 0.0026621 | 0.0038812 | 0.00017585 | 8.2894e-06 | 1.177e-05 | 0.010731 |  | 2511.7214 | 1275.687 | 1959.2805 | 5567.2673 | 52.5241 | 4.6372 | 0.71717 | 11371.8347 | 7562 | 11
2004 | 11 | 11 | 1 | 0.0023162 | 0.0014362 | 0.0025129 | 0.003865 | 0.00017585 | 8.2894e-06 | 1.177e-05 | 0.010326 |  | 2301.6971 | 1251.3226 | 1849.4494 | 5543.9474 | 52.5241 | 4.6372 | 0.71717 | 11004.295 | 7563 | 11
2004 | 11 | 11 | 2 | 0.0019906 | 0.0014951 | 0.0024324 | 0.0038433 | 0.00017585 | 8.2894e-06 | 1.177e-05 | 0.0099573 |  | 1978.1229 | 1302.6423 | 1790.2388 | 5512.8887 | 52.5241 | 4.6372 | 0.71717 | 10641.7711 | 7564 | 11
2004 | 11 | 11 | 3 | 0.0017959 | 0.0015309 | 0.0023307 | 0.0038928 | 0.00017585 | 8.2894e-06 | 1.177e-05 | 0.0097463 |  | 1784.6094 | 1333.8961 | 1715.4021 | 5583.9192 | 52.5241 | 4.6372 | 0.71717 | 10475.7053 | 7565 | 11
2004 | 11 | 11 | 4 | 0.0018056 | 0.0015396 | 0.0023006 | 0.0038955 | 0.00017585 | 8.2894e-06 | 1.177e-05 | 0.0097372 |  | 1794.2686 | 1341.4384 | 1693.2568 | 5587.7471 | 52.5241 | 4.6372 | 0.71717 | 10474.5892 | 7566 | 11
2004 | 11 | 11 | 5 | 0.0019059 | 0.0015468 | 0.0023378 | 0.0038175 | 0.00017585 | 8.2894e-06 | 1.177e-05 | 0.0098039 |  | 1893.9859 | 1347.7383 | 1720.597 | 5475.7991 | 52.5241 | 4.6372 | 0.71717 | 10495.9987 | 7567 | 11
2004 | 11 | 11 | 6 | 0.0022362 | 0.0015577 | 0.0024072 | 0.0038662 | 0.00017585 | 8.2894e-06 | 1.177e-05 | 0.010263 |  | 2222.2274 | 1357.2085 | 1771.6737 | 5545.6681 | 52.5241 | 4.6372 | 0.71717 | 10954.6561 | 7568 | 11
2004 | 11 | 11 | 7 | 0.0031041 | 0.0015383 | 0.0028169 | 0.0039159 | 0 | 0 | 1.177e-05 | 0.011387 |  | 3084.6356 | 1340.2972 | 2073.1944 | 5616.9869 | 0 | 0 | 0.71717 | 12115.8313 | 7569 | 11
2004 | 11 | 11 | 8 | 0.0033286 | 0.001606 | 0.0031316 | 0.0039763 | 0 | 0 | 1.177e-05 | 0.012054 |  | 3307.7742 | 1399.3345 | 2304.8277 | 5703.6072 | 0 | 0 | 0.71717 | 12716.2607 | 7570 | 11
2004 | 11 | 11 | 9 | 0.0033489 | 0.0016959 | 0.0032707 | 0.0040599 | 0 | 0 | 1.177e-05 | 0.012387 |  | 3327.932 | 1477.662 | 2407.2339 | 5823.5043 | 0 | 0 | 0.71717 | 13037.0494 | 7571 | 11
2004 | 11 | 11 | 10 | 0.0032784 | 0.0017173 | 0.0033992 | 0.0041533 | 0 | 0 | 1.177e-05 | 0.01256 |  | 3257.8349 | 1496.3098 | 2501.7827 | 5957.545 | 0 | 0 | 0.71717 | 13214.1897 | 7572 | 11
2004 | 11 | 11 | 11 | 0.0032394 | 0.0017473 | 0.0034231 | 0.0041513 | 0 | 0 | 1.177e-05 | 0.012573 |  | 3219.0596 | 1522.4405 | 2519.3993 | 5954.5866 | 0 | 0 | 0.71717 | 13216.2032 | 7573 | 11
2004 | 11 | 11 | 12 | 0.0034022 | 0.0016869 | 0.0033896 | 0.0040567 | 0 | 0 | 1.177e-05 | 0.012547 |  | 3380.8473 | 1469.8289 | 2494.7264 | 5818.899 | 0 | 0 | 0.71717 | 13165.0188 | 7574 | 11
2004 | 11 | 11 | 13 | 0.0034175 | 0.0015986 | 0.0034609 | 0.0041066 | 0 | 0 | 1.177e-05 | 0.012595 |  | 3396.1117 | 1392.8467 | 2547.2253 | 5890.5 | 0 | 0 | 0.71717 | 13227.401 | 7575 | 11
2004 | 11 | 11 | 14 | 0.0032872 | 0.001586 | 0.0035084 | 0.0041443 | 0 | 0 | 1.177e-05 | 0.012538 |  | 3266.5427 | 1381.8426 | 2582.1714 | 5944.6156 | 0 | 0 | 0.71717 | 13175.8895 | 7576 | 11
2004 | 11 | 11 | 15 | 0.0033231 | 0.0015762 | 0.0034293 | 0.0040478 | 0 | 0 | 1.177e-05 | 0.012388 |  | 3302.2869 | 1373.3383 | 2523.9315 | 5806.1898 | 0 | 0 | 0.71717 | 13006.4637 | 7577 | 11
2004 | 11 | 11 | 16 | 0.0037876 | 0.0014959 | 0.0033419 | 0.0039269 | 0 | 0 | 1.177e-05 | 0.012564 |  | 3763.8784 | 1303.3848 | 2459.6372 | 5632.8146 | 0 | 0 | 0.71717 | 13160.4322 | 7578 | 11
2004 | 11 | 11 | 17 | 0.0043257 | 0.001521 | 0.0031476 | 0.0039527 | 0 | 0 | 1.177e-05 | 0.012959 |  | 4298.6053 | 1325.2517 | 2316.5843 | 5669.7483 | 0 | 0 | 0.71717 | 13610.9067 | 7579 | 11
2004 | 11 | 11 | 18 | 0.0047409 | 0.0015262 | 0.0031918 | 0.003972 | 4.3962e-05 | 2.0724e-06 | 1.177e-05 | 0.013489 |  | 4711.1996 | 1329.7637 | 2349.1157 | 5697.4103 | 13.131 | 1.1593 | 0.71717 | 14102.4968 | 7580 | 11
2004 | 11 | 11 | 19 | 0.0052021 | 0.0013094 | 0.0031088 | 0.0043299 | 0.00017585 | 8.2894e-06 | 1.177e-05 | 0.014146 |  | 5169.4766 | 1140.9045 | 2288.0823 | 6210.8751 | 52.5241 | 4.6372 | 0.71717 | 14867.2171 | 7581 | 11
2004 | 11 | 11 | 20 | 0.0053586 | 0.0012254 | 0.0029896 | 0.0043831 | 0.00017585 | 8.2894e-06 | 1.177e-05 | 0.014153 |  | 5325.0139 | 1067.7095 | 2200.3127 | 6287.1527 | 52.5241 | 4.6372 | 0.71717 | 14938.0673 | 7582 | 11
2004 | 11 | 11 | 21 | 0.0050834 | 0.0012012 | 0.0028993 | 0.0042451 | 0.00017585 | 8.2894e-06 | 1.177e-05 | 0.013625 |  | 5051.5455 | 1046.5883 | 2133.8784 | 6089.2126 | 52.5241 | 4.6372 | 0.71717 | 14379.1033 | 7583 | 11
2004 | 11 | 11 | 22 | 0.0042695 | 0.0012973 | 0.0028203 | 0.0044189 | 0.00017585 | 8.2894e-06 | 1.177e-05 | 0.013002 |  | 4242.7812 | 1130.363 | 2075.7031 | 6338.4886 | 52.5241 | 4.6372 | 0.71717 | 13845.2143 | 7584 | 11
2004 | 11 | 11 | 23 | 0.0036253 | 0.0013209 | 0.002692 | 0.0044373 | 0.00017585 | 8.2894e-06 | 1.177e-05 | 0.012271 |  | 3602.5628 | 1150.8932 | 1981.307 | 6364.8245 | 52.5241 | 4.6372 | 0.71717 | 13157.466 | 7585 | 11
2004 | 11 | 11 | 24 | 0.0025575 | 0.0014641 | 0.0025163 | 0.0042268 | 0.00017585 | 8.2894e-06 | 1.177e-05 | 0.010961 |  | 2541.4851 | 1275.687 | 1851.9896 | 6062.9811 | 52.5241 | 4.6372 | 0.71717 | 11790.0212 | 7586 | 11
2004 | 11 | 12 | 1 | 0.0019744 | 0.0013135 | 0.0023137 | 0.0042694 | 0.00017585 | 8.2894e-06 | 1.177e-05 | 0.010067 |  | 1962.0167 | 1144.4762 | 1702.8564 | 6124.0696 | 52.5241 | 4.6372 | 0.71717 | 10991.2973 | 7587 | 11
2004 | 11 | 12 | 2 | 0.0017604 | 0.0014496 | 0.0021917 | 0.0041813 | 0.00017585 | 8.2894e-06 | 1.177e-05 | 0.0097789 |  | 1749.4056 | 1263.0025 | 1613.0882 | 5997.6576 | 52.5241 | 4.6372 | 0.71717 | 10681.0323 | 7588 | 11
2004 | 11 | 12 | 3 | 0.0016409 | 0.0015042 | 0.0021273 | 0.004085 | 0.00017585 | 8.2894e-06 | 1.177e-05 | 0.0095533 |  | 1630.6038 | 1310.6312 | 1565.6579 | 5859.528 | 52.5241 | 4.6372 | 0.71717 | 10424.2994 | 7589 | 11
2004 | 11 | 12 | 4 | 0.001597 | 0.0014936 | 0.0021348 | 0.003817 | 0.00017585 | 8.2894e-06 | 1.177e-05 | 0.0092382 |  | 1587.0133 | 1301.3315 | 1571.1794 | 5475.0647 | 52.5241 | 4.6372 | 0.71717 | 9992.4674 | 7590 | 11
2004 | 11 | 12 | 5 | 0.0017049 | 0.0014973 | 0.0021732 | 0.0041988 | 0.00017585 | 8.2894e-06 | 1.177e-05 | 0.0097701 |  | 1694.2165 | 1304.5912 | 1599.4521 | 6022.7257 | 52.5241 | 4.6372 | 0.71717 | 10678.864 | 7591 | 11
2004 | 11 | 12 | 6 | 0.0020975 | 0.0014744 | 0.0022827 | 0.0042401 | 0.00017585 | 8.2894e-06 | 1.177e-05 | 0.010291 |  | 2084.3899 | 1284.5968 | 1680.0637 | 6082.0494 | 52.5241 | 4.6372 | 0.71717 | 11188.9783 | 7592 | 11
2004 | 11 | 12 | 7 | 0.0026526 | 0.001522 | 0.0026407 | 0.0041892 | 0 | 0 | 1.177e-05 | 0.011016 |  | 2635.9296 | 1326.0997 | 1943.5269 | 6009.0432 | 0 | 0 | 0.71717 | 11915.3166 | 7593 | 11
2004 | 11 | 12 | 8 | 0.0027001 | 0.001601 | 0.0029394 | 0.0042966 | 0 | 0 | 1.177e-05 | 0.011549 |  | 2683.221 | 1394.9577 | 2163.3626 | 6163.1039 | 0 | 0 | 0.71717 | 12405.3624 | 7594 | 11
2004 | 11 | 12 | 9 | 0.0029668 | 0.0015824 | 0.0030641 | 0.0044442 | 0 | 0 | 1.177e-05 | 0.012069 |  | 2948.2068 | 1378.7593 | 2255.1897 | 6374.7583 | 0 | 0 | 0.71717 | 12957.6313 | 7595 | 11
2004 | 11 | 12 | 10 | 0.0028738 | 0.0016596 | 0.0031374 | 0.0040888 | 0 | 0 | 1.177e-05 | 0.011771 |  | 2855.758 | 1445.958 | 2309.089 | 5865.0155 | 0 | 0 | 0.71717 | 12476.5376 | 7596 | 11
2004 | 11 | 12 | 11 | 0.0030372 | 0.0015662 | 0.0032146 | 0.0041216 | 0 | 0 | 1.177e-05 | 0.011951 |  | 3018.2023 | 1364.6468 | 2365.9001 | 5912.0711 | 0 | 0 | 0.71717 | 12661.5374 | 7597 | 11
2004 | 11 | 12 | 12 | 0.0029785 | 0.001578 | 0.0031769 | 0.0040959 | 0 | 0 | 1.177e-05 | 0.011841 |  | 2959.8752 | 1374.9463 | 2338.1705 | 5875.108 | 0 | 0 | 0.71717 | 12548.8171 | 7598 | 11
2004 | 11 | 12 | 13 | 0.0030311 | 0.0014815 | 0.003226 | 0.0041786 | 0 | 0 | 1.177e-05 | 0.011929 |  | 3012.1004 | 1290.8437 | 2374.3398 | 5993.7396 | 0 | 0 | 0.71717 | 12671.7407 | 7599 | 11
2004 | 11 | 12 | 14 | 0.0030009 | 0.001445 | 0.0032452 | 0.0040536 | 0 | 0 | 1.177e-05 | 0.011757 |  | 2982.0864 | 1259.0389 | 2388.4633 | 5814.5033 | 0 | 0 | 0.71717 | 12444.8091 | 7600 | 11
2004 | 11 | 12 | 15 | 0.0033265 | 0.001343 | 0.003136 | 0.0040965 | 0 | 0 | 1.177e-05 | 0.011914 |  | 3305.6358 | 1170.1853 | 2308.0784 | 5876.0184 | 0 | 0 | 0.71717 | 12660.635 | 7601 | 11
2004 | 11 | 12 | 16 | 0.0038139 | 0.0012621 | 0.0030314 | 0.0040095 | 0 | 0 | 1.177e-05 | 0.012129 |  | 3790.0004 | 1099.6232 | 2231.0724 | 5751.2168 | 0 | 0 | 0.71717 | 12872.6299 | 7602 | 11
2004 | 11 | 12 | 17 | 0.004325 | 0.0011842 | 0.002908 | 0.0038713 | 0 | 0 | 1.177e-05 | 0.0123 |  | 4297.8477 | 1031.8025 | 2140.2829 | 5553.0667 | 0 | 0 | 0.71717 | 13023.7169 | 7603 | 11
2004 | 11 | 12 | 18 | 0.0046203 | 0.0012041 | 0.0029136 | 0.0037189 | 4.3962e-05 | 2.0724e-06 | 1.177e-05 | 0.012515 |  | 4591.3391 | 1049.1104 | 2144.419 | 5334.3888 | 13.131 | 1.1593 | 0.71717 | 13134.2648 | 7604 | 11
2004 | 11 | 12 | 19 | 0.0047104 | 0.0011646 | 0.002875 | 0.0037461 | 0.00017585 | 8.2894e-06 | 1.177e-05 | 0.012692 |  | 4680.8714 | 1014.7048 | 2115.984 | 5373.3736 | 52.5241 | 4.6372 | 0.71717 | 13242.8123 | 7605 | 11
2004 | 11 | 12 | 20 | 0.0045399 | 0.0012132 | 0.0028127 | 0.0035917 | 0.00017585 | 8.2894e-06 | 1.177e-05 | 0.012353 |  | 4511.4443 | 1057.0713 | 2070.1171 | 5151.9252 | 52.5241 | 4.6372 | 0.71717 | 12848.4363 | 7606 | 11
2004 | 11 | 12 | 21 | 0.0042514 | 0.0012021 | 0.0027015 | 0.0037031 | 0.00017585 | 8.2894e-06 | 1.177e-05 | 0.012054 |  | 4224.7642 | 1047.3823 | 1988.2798 | 5311.7442 | 52.5241 | 4.6372 | 0.71717 | 12630.0489 | 7607 | 11
2004 | 11 | 12 | 22 | 0.0038714 | 0.001241 | 0.0026173 | 0.0035338 | 0.00017585 | 8.2894e-06 | 1.177e-05 | 0.011459 |  | 3847.1703 | 1081.2693 | 1926.3348 | 5068.8857 | 52.5241 | 4.6372 | 0.71717 | 11981.5385 | 7608 | 11
2004 | 11 | 12 | 23 | 0.0033413 | 0.0012017 | 0.0024918 | 0.0035919 | 0.00017585 | 8.2894e-06 | 1.177e-05 | 0.010823 |  | 3320.3773 | 1047.0293 | 1833.9485 | 5152.24 | 52.5241 | 4.6372 | 0.71717 | 11411.4736 | 7609 | 11
2004 | 11 | 12 | 24 | 0.0026118 | 0.0013119 | 0.0023579 | 0.0033411 | 0.00017585 | 8.2894e-06 | 1.177e-05 | 0.0098186 |  | 2595.4011 | 1143.0238 | 1735.4314 | 4792.5495 | 52.5241 | 4.6372 | 0.71717 | 10324.2842 | 7610 | 11
2004 | 11 | 13 | 1 | 0.0023858 | 0.0013454 | 0.0022062 | 0.003251 | 0.00017585 | 8.2894e-06 | 1.177e-05 | 0.0093844 |  | 2370.8341 | 1172.2545 | 1623.7576 | 4663.3013 | 52.5241 | 4.6372 | 0.71717 | 9888.0259 | 7611 | 11
2004 | 11 | 13 | 2 | 0.0021417 | 0.0014097 | 0.0021137 | 0.0032429 | 0.00017585 | 8.2894e-06 | 1.177e-05 | 0.0091039 |  | 2128.3166 | 1228.3051 | 1555.6326 | 4651.5788 | 52.5241 | 4.6372 | 0.71717 | 9621.7115 | 7612 | 11
2004 | 11 | 13 | 3 | 0.001904 | 0.0014592 | 0.0021044 | 0.0031984 | 0.00017585 | 8.2894e-06 | 1.177e-05 | 0.0088619 |  | 1892.0751 | 1271.3747 | 1548.7892 | 4587.8082 | 52.5241 | 4.6372 | 0.71717 | 9357.9256 | 7613 | 11
2004 | 11 | 13 | 4 | 0.0018095 | 0.0014505 | 0.0020873 | 0.0031171 | 0.00017585 | 8.2894e-06 | 1.177e-05 | 0.0086603 |  | 1798.1777 | 1263.8188 | 1536.2666 | 4471.1381 | 52.5241 | 4.6372 | 0.71717 | 9127.2797 | 7614 | 11
2004 | 11 | 13 | 5 | 0.0018855 | 0.0014663 | 0.0021089 | 0.0030368 | 0.00017585 | 8.2894e-06 | 1.177e-05 | 0.0086934 |  | 1873.6637 | 1277.5378 | 1552.1295 | 4356.0273 | 52.5241 | 4.6372 | 0.71717 | 9117.2369 | 7615 | 11
2004 | 11 | 13 | 6 | 0.0020599 | 0.0014418 | 0.0021617 | 0.0032883 | 0.00017585 | 8.2894e-06 | 1.177e-05 | 0.0091476 |  | 2047.009 | 1256.2422 | 1590.9876 | 4716.7547 | 52.5241 | 4.6372 | 0.71717 | 9668.872 | 7616 | 11
2004 | 11 | 13 | 7 | 0.0024482 | 0.0014867 | 0.0022859 | 0.0032456 | 0 | 0 | 1.177e-05 | 0.0094781 |  | 2432.8233 | 1295.3463 | 1682.3786 | 4655.5566 | 0 | 0 | 0.71717 | 10066.8219 | 7617 | 11
2004 | 11 | 13 | 8 | 0.0029755 | 0.0014184 | 0.0023551 | 0.0032546 | 0 | 0 | 1.177e-05 | 0.010015 |  | 2956.8107 | 1235.8209 | 1733.3374 | 4668.3856 | 0 | 0 | 0.71717 | 10595.0718 | 7618 | 11
2004 | 11 | 13 | 9 | 0.0034268 | 0.0015387 | 0.0024281 | 0.0029969 | 0 | 0 | 1.177e-05 | 0.010402 |  | 3405.3418 | 1340.6965 | 1787.0562 | 4298.8149 | 0 | 0 | 0.71717 | 10832.6266 | 7619 | 11
2004 | 11 | 13 | 10 | 0.0038106 | 0.0015038 | 0.0024745 | 0.00315 | 0 | 0 | 1.177e-05 | 0.010951 |  | 3786.7469 | 1310.2807 | 1821.2404 | 4518.3125 | 0 | 0 | 0.71717 | 11437.2976 | 7620 | 11
2004 | 11 | 13 | 11 | 0.0040686 | 0.0014205 | 0.0025279 | 0.0033065 | 0 | 0 | 1.177e-05 | 0.011335 |  | 4043.1261 | 1237.6862 | 1860.5237 | 4742.8293 | 0 | 0 | 0.71717 | 11884.8825 | 7621 | 11
2004 | 11 | 13 | 12 | 0.0044283 | 0.0012436 | 0.0025833 | 0.003268 | 0 | 0 | 1.177e-05 | 0.011535 |  | 4400.5027 | 1083.5591 | 1901.2944 | 4687.6313 | 0 | 0 | 0.71717 | 12073.7047 | 7622 | 11
2004 | 11 | 13 | 13 | 0.0038982 | 0.0013767 | 0.002602 | 0.0032497 | 0 | 0 | 1.177e-05 | 0.011138 |  | 3873.7922 | 1199.5463 | 1915.0789 | 4661.3873 | 0 | 0 | 0.71717 | 11650.5218 | 7623 | 11
2004 | 11 | 13 | 14 | 0.003669 | 0.0013285 | 0.0025837 | 0.0032703 | 0 | 0 | 1.177e-05 | 0.010863 |  | 3646.043 | 1157.5453 | 1901.5488 | 4690.9253 | 0 | 0 | 0.71717 | 11396.7795 | 7624 | 11
2004 | 11 | 13 | 15 | 0.0038794 | 0.0011981 | 0.0026027 | 0.0030419 | 0 | 0 | 1.177e-05 | 0.010734 |  | 3855.1147 | 1043.933 | 1915.6026 | 4363.2461 | 0 | 0 | 0.71717 | 11178.6135 | 7625 | 11
2004 | 11 | 13 | 16 | 0.0038415 | 0.0012921 | 0.0025206 | 0.0024872 | 0 | 0 | 1.177e-05 | 0.010153 |  | 3817.4449 | 1125.8233 | 1855.1402 | 3567.657 | 0 | 0 | 0.71717 | 10366.7827 | 7626 | 11
2004 | 11 | 13 | 17 | 0.0042916 | 0.0011973 | 0.0024681 | 0.0026931 | 0 | 0 | 1.177e-05 | 0.010662 |  | 4264.7271 | 1043.213 | 1816.5039 | 3863.0415 | 0 | 0 | 0.71717 | 10988.2027 | 7627 | 11
2004 | 11 | 13 | 18 | 0.0051457 | 0.001002 | 0.0025533 | 0.0028346 | 4.3962e-05 | 2.0724e-06 | 1.177e-05 | 0.011593 |  | 5113.4587 | 873.0153 | 1879.2403 | 4065.9707 | 13.131 | 1.1593 | 0.71717 | 11946.6925 | 7628 | 11
2004 | 11 | 13 | 19 | 0.0050256 | 0.00098459 | 0.0025232 | 0.0027425 | 0.00017585 | 8.2894e-06 | 1.177e-05 | 0.011472 |  | 4994.1115 | 857.8708 | 1857.089 | 3933.8246 | 52.5241 | 4.6372 | 0.71717 | 11700.7743 | 7629 | 11
2004 | 11 | 13 | 20 | 0.004884 | 0.0010783 | 0.0024786 | 0.0022564 | 0.00017585 | 8.2894e-06 | 1.177e-05 | 0.010893 |  | 4853.4148 | 939.5594 | 1824.2273 | 3236.6455 | 52.5241 | 4.6372 | 0.71717 | 10911.7254 | 7630 | 11
2004 | 11 | 13 | 21 | 0.0047379 | 0.001041 | 0.0024176 | 0.0025409 | 0.00017585 | 8.2894e-06 | 1.177e-05 | 0.010933 |  | 4708.1948 | 907.0612 | 1779.3246 | 3644.7193 | 52.5241 | 4.6372 | 0.71717 | 11097.1783 | 7631 | 11
2004 | 11 | 13 | 22 | 0.0042501 | 0.0010795 | 0.0023554 | 0.0026979 | 0.00017585 | 8.2894e-06 | 1.177e-05 | 0.010579 |  | 4223.4558 | 940.5216 | 1733.5275 | 3869.8458 | 52.5241 | 4.6372 | 0.71717 | 10825.2292 | 7632 | 11
2004 | 11 | 13 | 23 | 0.0034346 | 0.0012145 | 0.0022313 | 0.0025554 | 0.00017585 | 8.2894e-06 | 1.177e-05 | 0.0096317 |  | 3413.0992 | 1058.1607 | 1642.2399 | 3665.4233 | 52.5241 | 4.6372 | 0.71717 | 9836.8015 | 7633 | 11
2004 | 11 | 13 | 24 | 0.002986 | 0.0011825 | 0.0021344 | 0.0023646 | 0.00017585 | 8.2894e-06 | 1.177e-05 | 0.0088633 |  | 2967.2909 | 1030.2683 | 1570.9047 | 3391.7326 | 52.5241 | 4.6372 | 0.71717 | 9018.0749 | 7634 | 11
2004 | 11 | 14 | 1 | 0.0024032 | 0.0015354 | 0.0021313 | 0.002529 | 0.00017585 | 8.2894e-06 | 1.177e-05 | 0.0087948 |  | 2388.1686 | 1337.8054 | 1568.5992 | 3627.5454 | 52.5241 | 4.6372 | 0.71717 | 8979.9971 | 7635 | 11
2004 | 11 | 14 | 2 | 0.0020962 | 0.0016154 | 0.0020923 | 0.0021084 | 0.00017585 | 8.2894e-06 | 1.177e-05 | 0.0081082 |  | 2083.0743 | 1407.5328 | 1539.913 | 3024.2317 | 52.5241 | 4.6372 | 0.71717 | 8112.6303 | 7636 | 11
2004 | 11 | 14 | 3 | 0.001931 | 0.0016197 | 0.0020875 | 0.002124 | 0.00017585 | 8.2894e-06 | 1.177e-05 | 0.0079581 |  | 1918.8723 | 1411.218 | 1536.403 | 3046.6954 | 52.5241 | 4.6372 | 0.71717 | 7971.0672 | 7637 | 11
2004 | 11 | 14 | 4 | 0.0018575 | 0.0016136 | 0.0020888 | 0.0021562 | 0.00017585 | 8.2894e-06 | 1.177e-05 | 0.0079121 |  | 1845.877 | 1405.9284 | 1537.3573 | 3092.8671 | 52.5241 | 4.6372 | 0.71717 | 7939.9083 | 7638 | 11
2004 | 11 | 14 | 5 | 0.0018742 | 0.0016091 | 0.0021082 | 0.0022971 | 0.00017585 | 8.2894e-06 | 1.177e-05 | 0.0080845 |  | 1862.4786 | 1401.9712 | 1551.6512 | 3294.9737 | 52.5241 | 4.6372 | 0.71717 | 8168.9532 | 7639 | 11
2004 | 11 | 14 | 6 | 0.0020374 | 0.0015703 | 0.00215 | 0.0026503 | 0.00017585 | 8.2894e-06 | 1.177e-05 | 0.0086039 |  | 2024.6049 | 1368.1778 | 1582.4144 | 3801.5781 | 52.5241 | 4.6372 | 0.71717 | 8834.6538 | 7640 | 11
2004 | 11 | 14 | 7 | 0.0024994 | 0.0015667 | 0.0021911 | 0.0026385 | 0 | 0 | 1.177e-05 | 0.0089075 |  | 2483.7737 | 1365.0533 | 1612.618 | 3784.7077 | 0 | 0 | 0.71717 | 9246.8698 | 7641 | 11
2004 | 11 | 14 | 8 | 0.0030801 | 0.0014973 | 0.0022712 | 0.0026896 | 0 | 0 | 1.177e-05 | 0.00955 |  | 3060.783 | 1304.5982 | 1671.5988 | 3857.9292 | 0 | 0 | 0.71717 | 9895.6265 | 7642 | 11
2004 | 11 | 14 | 9 | 0.0036252 | 0.0015617 | 0.002368 | 0.0027159 | 0 | 0 | 1.177e-05 | 0.010283 |  | 3602.4442 | 1360.7231 | 1742.8561 | 3895.634 | 0 | 0 | 0.71717 | 10602.3746 | 7643 | 11
2004 | 11 | 14 | 10 | 0.0036279 | 0.0016346 | 0.0024517 | 0.0027434 | 0 | 0 | 1.177e-05 | 0.010469 |  | 3605.1843 | 1424.2217 | 1804.443 | 3935.0772 | 0 | 0 | 0.71717 | 10769.6434 | 7644 | 11
2004 | 11 | 14 | 11 | 0.0039143 | 0.0015927 | 0.0024823 | 0.0027363 | 0 | 0 | 1.177e-05 | 0.010737 |  | 3889.7413 | 1387.7267 | 1826.9729 | 3924.9112 | 0 | 0 | 0.71717 | 11030.0692 | 7645 | 11
2004 | 11 | 14 | 12 | 0.0040142 | 0.0015909 | 0.0025043 | 0.0027555 | 0 | 0 | 1.177e-05 | 0.010877 |  | 3989.0292 | 1386.1164 | 1843.1239 | 3952.502 | 0 | 0 | 0.71717 | 11171.4887 | 7646 | 11
2004 | 11 | 14 | 13 | 0.0039559 | 0.0015638 | 0.0024929 | 0.0027002 | 0 | 0 | 1.177e-05 | 0.010725 |  | 3931.1149 | 1362.529 | 1834.7642 | 3873.1683 | 0 | 0 | 0.71717 | 11002.2936 | 7647 | 11
2004 | 11 | 14 | 14 | 0.0038636 | 0.0015054 | 0.0025704 | 0.0028008 | 0 | 0 | 1.177e-05 | 0.010752 |  | 3839.3803 | 1311.6586 | 1891.7935 | 4017.445 | 0 | 0 | 0.71717 | 11060.9946 | 7648 | 11
2004 | 11 | 14 | 15 | 0.0043449 | 0.0014091 | 0.0024883 | 0.002628 | 0 | 0 | 1.177e-05 | 0.010882 |  | 4317.6318 | 1227.7425 | 1831.3771 | 3769.6796 | 0 | 0 | 0.71717 | 11147.1482 | 7649 | 11
2004 | 11 | 14 | 16 | 0.0045014 | 0.0013822 | 0.0025568 | 0.0029235 | 0 | 0 | 1.177e-05 | 0.011376 |  | 4473.2045 | 1204.3397 | 1881.7904 | 4193.5059 | 0 | 0 | 0.71717 | 11753.5577 | 7650 | 11
2004 | 11 | 14 | 17 | 0.0054566 | 0.0012129 | 0.0025307 | 0.0030802 | 0 | 0 | 1.177e-05 | 0.012292 |  | 5422.399 | 1056.7943 | 1862.5935 | 4418.2144 | 0 | 0 | 0.71717 | 12760.7184 | 7651 | 11
2004 | 11 | 14 | 18 | 0.0059698 | 0.0012185 | 0.0025546 | 0.0032374 | 4.3962e-05 | 2.0724e-06 | 1.177e-05 | 0.013038 |  | 5932.3854 | 1061.6968 | 1880.135 | 4643.7032 | 13.131 | 1.1593 | 0.71717 | 13532.928 | 7652 | 11
2004 | 11 | 14 | 19 | 0.0055657 | 0.0012274 | 0.0024815 | 0.0032141 | 0.00017585 | 8.2894e-06 | 1.177e-05 | 0.012685 |  | 5530.7745 | 1069.4512 | 1826.3583 | 4610.3226 | 52.5241 | 4.6372 | 0.71717 | 13094.785 | 7653 | 11
2004 | 11 | 14 | 20 | 0.0051139 | 0.0012847 | 0.002473 | 0.0030164 | 0.00017585 | 8.2894e-06 | 1.177e-05 | 0.012084 |  | 5081.8884 | 1119.3772 | 1820.1447 | 4326.6751 | 52.5241 | 4.6372 | 0.71717 | 12405.9639 | 7654 | 11
2004 | 11 | 14 | 21 | 0.0050377 | 0.001251 | 0.0024885 | 0.0029923 | 0.00017585 | 8.2894e-06 | 1.177e-05 | 0.011965 |  | 5006.1209 | 1089.995 | 1831.5538 | 4292.2179 | 52.5241 | 4.6372 | 0.71717 | 12277.766 | 7655 | 11
2004 | 11 | 14 | 22 | 0.004624 | 0.0011805 | 0.002371 | 0.0031792 | 0.00017585 | 8.2894e-06 | 1.177e-05 | 0.011551 |  | 4595.0065 | 1028.581 | 1745.0171 | 4560.3289 | 52.5241 | 4.6372 | 0.71717 | 11986.812 | 7656 | 11
2004 | 11 | 14 | 23 | 0.0036015 | 0.0013611 | 0.0022522 | 0.0033429 | 0.00017585 | 8.2894e-06 | 1.177e-05 | 0.010754 |  | 3578.9632 | 1185.8788 | 1657.5801 | 4795.111 | 52.5241 | 4.6372 | 0.71717 | 11275.4116 | 7657 | 11
2004 | 11 | 14 | 24 | 0.0028695 | 0.0014296 | 0.0022019 | 0.0031989 | 0.00017585 | 8.2894e-06 | 1.177e-05 | 0.0098957 |  | 2851.521 | 1245.5924 | 1620.5487 | 4588.5023 | 52.5241 | 4.6372 | 0.71717 | 10364.0428 | 7658 | 11
2004 | 11 | 15 | 1 | 0.0019526 | 0.0015336 | 0.0020034 | 0.0035701 | 0.00017585 | 8.2894e-06 | 1.177e-05 | 0.0092556 |  | 1940.3398 | 1336.1896 | 1474.5115 | 5120.9566 | 52.5241 | 4.6372 | 0.71717 | 9929.876 | 7659 | 11
2004 | 11 | 15 | 2 | 0.001806 | 0.0015996 | 0.0019803 | 0.0040271 | 0.00017585 | 8.2894e-06 | 1.177e-05 | 0.009609 |  | 1794.7155 | 1393.6967 | 1457.4931 | 5776.5601 | 52.5241 | 4.6372 | 0.71717 | 10480.3439 | 7660 | 11
2004 | 11 | 15 | 3 | 0.0017123 | 0.0015576 | 0.001993 | 0.0040729 | 0.00017585 | 8.2894e-06 | 1.177e-05 | 0.0095318 |  | 1701.5837 | 1357.1606 | 1466.8552 | 5842.1741 | 52.5241 | 4.6372 | 0.71717 | 10425.652 | 7661 | 11
2004 | 11 | 15 | 4 | 0.0016675 | 0.0015411 | 0.0020151 | 0.004133 | 0.00017585 | 8.2894e-06 | 1.177e-05 | 0.0095526 |  | 1657.072 | 1342.7504 | 1483.1059 | 5928.3469 | 52.5241 | 4.6372 | 0.71717 | 10469.1536 | 7662 | 11
2004 | 11 | 15 | 5 | 0.0017879 | 0.0016095 | 0.0020879 | 0.0041396 | 0.00017585 | 8.2894e-06 | 1.177e-05 | 0.0098208 |  | 1776.6594 | 1402.3864 | 1536.6593 | 5937.8677 | 52.5241 | 4.6372 | 0.71717 | 10711.4512 | 7663 | 11
2004 | 11 | 15 | 6 | 0.0020878 | 0.0015617 | 0.0022053 | 0.004071 | 0.00017585 | 8.2894e-06 | 1.177e-05 | 0.010122 |  | 2074.7581 | 1360.6591 | 1623.0611 | 5839.5265 | 52.5241 | 4.6372 | 0.71717 | 10955.8832 | 7664 | 11
2004 | 11 | 15 | 7 | 0.0029054 | 0.0015796 | 0.0025665 | 0.0040057 | 0 | 0 | 1.177e-05 | 0.011069 |  | 2887.1687 | 1376.3312 | 1888.9393 | 5745.8131 | 0 | 0 | 0.71717 | 11898.9694 | 7665 | 11
2004 | 11 | 15 | 8 | 0.0031787 | 0.0018371 | 0.0028667 | 0.0035684 | 0 | 0 | 1.177e-05 | 0.011463 |  | 3158.7378 | 1600.6657 | 2109.8799 | 5118.5167 | 0 | 0 | 0.71717 | 11988.5173 | 7666 | 11
2004 | 11 | 15 | 9 | 0.0033283 | 0.0018744 | 0.003073 | 0.0037262 | 0 | 0 | 1.177e-05 | 0.012014 |  | 3307.4004 | 1633.1746 | 2261.6969 | 5344.8216 | 0 | 0 | 0.71717 | 12547.8107 | 7667 | 11
2004 | 11 | 15 | 10 | 0.0032106 | 0.0019763 | 0.0031185 | 0.0037195 | 0 | 0 | 1.177e-05 | 0.012037 |  | 3190.443 | 1721.9172 | 2295.1771 | 5335.2274 | 0 | 0 | 0.71717 | 12543.4819 | 7668 | 11
2004 | 11 | 15 | 11 | 0.0030651 | 0.0020606 | 0.0031782 | 0.004022 | 0 | 0 | 1.177e-05 | 0.012338 |  | 3045.9309 | 1795.3707 | 2339.1411 | 5769.1313 | 0 | 0 | 0.71717 | 12950.2911 | 7669 | 11
2004 | 11 | 15 | 12 | 0.003224 | 0.0019208 | 0.0031404 | 0.0040317 | 0 | 0 | 1.177e-05 | 0.012329 |  | 3203.7976 | 1673.5629 | 2311.3319 | 5783.0729 | 0 | 0 | 0.71717 | 12972.4825 | 7670 | 11
2004 | 11 | 15 | 13 | 0.0033195 | 0.0018262 | 0.0031853 | 0.0041593 | 0 | 0 | 1.177e-05 | 0.012502 |  | 3298.7244 | 1591.1759 | 2344.3366 | 5966.1137 | 0 | 0 | 0.71717 | 13201.0679 | 7671 | 11
2004 | 11 | 15 | 14 | 0.0035224 | 0.0016743 | 0.003212 | 0.0043282 | 0 | 0 | 1.177e-05 | 0.012749 |  | 3500.3383 | 1458.7681 | 2364.0385 | 6208.4108 | 0 | 0 | 0.71717 | 13532.2729 | 7672 | 11
2004 | 11 | 15 | 15 | 0.0033269 | 0.0016579 | 0.0031803 | 0.0042356 | 0 | 0 | 1.177e-05 | 0.012413 |  | 3306.0921 | 1444.5605 | 2340.6628 | 6075.5833 | 0 | 0 | 0.71717 | 13167.6159 | 7673 | 11
2004 | 11 | 15 | 16 | 0.0037659 | 0.0016255 | 0.0030923 | 0.0042302 | 0 | 0 | 1.177e-05 | 0.012726 |  | 3742.2533 | 1416.2972 | 2275.8829 | 6067.7838 | 0 | 0 | 0.71717 | 13502.9344 | 7674 | 11
2004 | 11 | 15 | 17 | 0.0043606 | 0.0016261 | 0.0029782 | 0.0042878 | 0 | 0 | 1.177e-05 | 0.013264 |  | 4333.3096 | 1416.7979 | 2191.9064 | 6150.4321 | 0 | 0 | 0.71717 | 14093.1632 | 7675 | 11
2004 | 11 | 15 | 18 | 0.0050205 | 0.0016499 | 0.0028635 | 0.0042889 | 4.3962e-05 | 2.0724e-06 | 1.177e-05 | 0.013881 |  | 4989.0651 | 1437.5544 | 2107.5285 | 6152.0452 | 13.131 | 1.1593 | 0.71717 | 14701.2007 | 7676 | 11
2004 | 11 | 15 | 19 | 0.0049133 | 0.0015303 | 0.0028544 | 0.0043637 | 0.00017585 | 8.2894e-06 | 1.177e-05 | 0.013858 |  | 4882.4781 | 1333.3144 | 2100.8443 | 6259.3013 | 52.5241 | 4.6372 | 0.71717 | 14633.8167 | 7677 | 11
2004 | 11 | 15 | 20 | 0.0048256 | 0.00149 | 0.0028291 | 0.0040409 | 0.00017585 | 8.2894e-06 | 1.177e-05 | 0.013381 |  | 4795.3166 | 1298.2293 | 2082.1883 | 5796.316 | 52.5241 | 4.6372 | 0.71717 | 14029.9286 | 7678 | 11
2004 | 11 | 15 | 21 | 0.0047393 | 0.0014141 | 0.0027319 | 0.0044241 | 0.00017585 | 8.2894e-06 | 1.177e-05 | 0.013505 |  | 4709.5734 | 1232.1053 | 2010.6605 | 6345.8948 | 52.5241 | 4.6372 | 0.71717 | 14356.1124 | 7679 | 11
2004 | 11 | 15 | 22 | 0.004338 | 0.0013306 | 0.002663 | 0.0043567 | 0.00017585 | 8.2894e-06 | 1.177e-05 | 0.012884 |  | 4310.8492 | 1159.3108 | 1959.9448 | 6249.3039 | 52.5241 | 4.6372 | 0.71717 | 13737.2872 | 7680 | 11
2004 | 11 | 15 | 23 | 0.0035451 | 0.0014876 | 0.0025574 | 0.0043171 | 0.00017585 | 8.2894e-06 | 1.177e-05 | 0.012103 |  | 3522.8844 | 1296.1499 | 1882.2374 | 6192.4026 | 52.5241 | 4.6372 | 0.71717 | 12951.5527 | 7681 | 11
2004 | 11 | 15 | 24 | 0.0024503 | 0.0015208 | 0.0024311 | 0.0041904 | 0.00017585 | 8.2894e-06 | 1.177e-05 | 0.010789 |  | 2434.9539 | 1325.0407 | 1789.2878 | 6010.802 | 52.5241 | 4.6372 | 0.71717 | 11617.9629 | 7682 | 11
2004 | 11 | 16 | 1 | 0.002313 | 0.0014362 | 0.0024381 | 0.0041699 | 0.00017585 | 8.2894e-06 | 1.177e-05 | 0.010553 |  | 2298.4914 | 1251.3226 | 1794.445 | 5981.3354 | 52.5241 | 4.6372 | 0.71717 | 11383.4729 | 7683 | 11
2004 | 11 | 16 | 2 | 0.0019878 | 0.0014951 | 0.0022295 | 0.0042031 | 0.00017585 | 8.2894e-06 | 1.177e-05 | 0.010111 |  | 1975.3205 | 1302.6423 | 1640.9124 | 6028.9603 | 52.5241 | 4.6372 | 0.71717 | 11005.7139 | 7684 | 11
2004 | 11 | 16 | 3 | 0.0017932 | 0.0015309 | 0.0021996 | 0.0041787 | 0.00017585 | 8.2894e-06 | 1.177e-05 | 0.0098984 |  | 1781.976 | 1333.8961 | 1618.918 | 5993.8932 | 52.5241 | 4.6372 | 0.71717 | 10786.5618 | 7685 | 11
2004 | 11 | 16 | 4 | 0.0018027 | 0.0015396 | 0.0021714 | 0.0041246 | 0.00017585 | 8.2894e-06 | 1.177e-05 | 0.0098342 |  | 1791.3491 | 1341.4384 | 1598.119 | 5916.3907 | 52.5241 | 4.6372 | 0.71717 | 10705.1756 | 7686 | 11
2004 | 11 | 16 | 5 | 0.0019028 | 0.0015468 | 0.0022002 | 0.0039376 | 0.00017585 | 8.2894e-06 | 1.177e-05 | 0.0097834 |  | 1890.9145 | 1347.7383 | 1619.3666 | 5648.0526 | 52.5241 | 4.6372 | 0.71717 | 10563.9504 | 7687 | 11
2004 | 11 | 16 | 6 | 0.0022325 | 0.0015577 | 0.0023128 | 0.0041645 | 0.00017585 | 8.2894e-06 | 1.177e-05 | 0.010463 |  | 2218.521 | 1357.2085 | 1702.1833 | 5973.5595 | 52.5241 | 4.6372 | 0.71717 | 11309.3508 | 7688 | 11
2004 | 11 | 16 | 7 | 0.0030981 | 0.0015383 | 0.0027169 | 0.0042017 | 0 | 0 | 1.177e-05 | 0.011567 |  | 3078.6617 | 1340.2972 | 1999.6112 | 6026.9245 | 0 | 0 | 0.71717 | 12446.2119 | 7689 | 11
2004 | 11 | 16 | 8 | 0.0033222 | 0.001606 | 0.0030708 | 0.0042707 | 0 | 0 | 1.177e-05 | 0.012282 |  | 3301.3663 | 1399.3345 | 2260.0945 | 6125.9635 | 0 | 0 | 0.71717 | 13087.476 | 7690 | 11
2004 | 11 | 16 | 9 | 0.0033434 | 0.0016959 | 0.0032461 | 0.004459 | 0 | 0 | 1.177e-05 | 0.012756 |  | 3322.4007 | 1477.662 | 2389.1181 | 6396.0405 | 0 | 0 | 0.71717 | 13585.9385 | 7691 | 11
2004 | 11 | 16 | 10 | 0.0032732 | 0.0017173 | 0.0033589 | 0.0045827 | 0 | 0 | 1.177e-05 | 0.012944 |  | 3252.6657 | 1496.3098 | 2472.1119 | 6573.5 | 0 | 0 | 0.71717 | 13795.3045 | 7692 | 11
2004 | 11 | 16 | 11 | 0.0032345 | 0.0017473 | 0.0033773 | 0.0044246 | 0 | 0 | 1.177e-05 | 0.012796 |  | 3214.2256 | 1522.4405 | 2485.671 | 6346.7182 | 0 | 0 | 0.71717 | 13569.7725 | 7693 | 11
2004 | 11 | 16 | 12 | 0.0033976 | 0.0016869 | 0.0033087 | 0.004227 | 0 | 0 | 1.177e-05 | 0.012632 |  | 3376.3124 | 1469.8289 | 2435.1716 | 6063.2114 | 0 | 0 | 0.71717 | 13345.2415 | 7694 | 11
2004 | 11 | 16 | 13 | 0.0034133 | 0.0015986 | 0.0033322 | 0.004307 | 0 | 0 | 1.177e-05 | 0.012663 |  | 3391.8715 | 1392.8467 | 2452.5085 | 6177.9939 | 0 | 0 | 0.71717 | 13415.9378 | 7695 | 11
2004 | 11 | 16 | 14 | 0.003283 | 0.001586 | 0.0033931 | 0.0043403 | 0 | 0 | 1.177e-05 | 0.012614 |  | 3262.433 | 1381.8426 | 2497.2936 | 6225.7868 | 0 | 0 | 0.71717 | 13368.0731 | 7696 | 11
2004 | 11 | 16 | 15 | 0.0033192 | 0.0015762 | 0.0033581 | 0.0043396 | 0 | 0 | 1.177e-05 | 0.012605 |  | 3298.3744 | 1373.3383 | 2471.5084 | 6224.7406 | 0 | 0 | 0.71717 | 13368.6789 | 7697 | 11
2004 | 11 | 16 | 16 | 0.0037832 | 0.0014959 | 0.0033022 | 0.004325 | 0 | 0 | 1.177e-05 | 0.012918 |  | 3759.4962 | 1303.3848 | 2430.391 | 6203.7575 | 0 | 0 | 0.71717 | 13697.7467 | 7698 | 11
2004 | 11 | 16 | 17 | 0.0043207 | 0.001521 | 0.0031623 | 0.0045175 | 0 | 0 | 1.177e-05 | 0.013533 |  | 4293.6151 | 1325.2517 | 2327.4037 | 6479.9 | 0 | 0 | 0.71717 | 14426.8876 | 7699 | 11
2004 | 11 | 16 | 18 | 0.0047352 | 0.0015262 | 0.0031252 | 0.0045124 | 4.3962e-05 | 2.0724e-06 | 1.177e-05 | 0.013957 |  | 4705.488 | 1329.7637 | 2300.1422 | 6472.6619 | 13.131 | 1.1593 | 0.71717 | 14823.0632 | 7700 | 11
2004 | 11 | 16 | 19 | 0.005195 | 0.0013094 | 0.0030728 | 0.0043882 | 0.00017585 | 8.2894e-06 | 1.177e-05 | 0.014161 |  | 5162.3879 | 1140.9045 | 2261.5657 | 6294.4367 | 52.5241 | 4.6372 | 0.71717 | 14917.1733 | 7701 | 11
2004 | 11 | 16 | 20 | 0.0053519 | 0.0012254 | 0.0030479 | 0.004343 | 0.00017585 | 8.2894e-06 | 1.177e-05 | 0.014164 |  | 5318.3607 | 1067.7095 | 2243.2697 | 6229.6647 | 52.5241 | 4.6372 | 0.71717 | 14916.8831 | 7702 | 11
2004 | 11 | 16 | 21 | 0.0050772 | 0.0012012 | 0.0029523 | 0.0044974 | 0.00017585 | 8.2894e-06 | 1.177e-05 | 0.013924 |  | 5045.4048 | 1046.5883 | 2172.8433 | 6451.1396 | 52.5241 | 4.6372 | 0.71717 | 14773.8545 | 7703 | 11
2004 | 11 | 16 | 22 | 0.0042642 | 0.0012973 | 0.0028958 | 0.0045538 | 0.00017585 | 8.2894e-06 | 1.177e-05 | 0.013207 |  | 4237.481 | 1130.363 | 2131.2633 | 6531.9927 | 52.5241 | 4.6372 | 0.71717 | 14088.9785 | 7704 | 11
2004 | 11 | 16 | 23 | 0.0036206 | 0.0013209 | 0.0027489 | 0.0044802 | 0.00017585 | 8.2894e-06 | 1.177e-05 | 0.012366 |  | 3597.8711 | 1150.8932 | 2023.1579 | 6426.4195 | 52.5241 | 4.6372 | 0.71717 | 13256.2201 | 7705 | 11
2004 | 11 | 16 | 24 | 0.002554 | 0.0014641 | 0.0025574 | 0.0043359 | 0.00017585 | 8.2894e-06 | 1.177e-05 | 0.011107 |  | 2538.0241 | 1275.687 | 1882.2372 | 6219.4427 | 52.5241 | 4.6372 | 0.71717 | 11973.2695 | 7706 | 11
2004 | 11 | 17 | 1 | 0.0022594 | 0.0014362 | 0.002398 | 0.0042756 | 0.00017585 | 8.2894e-06 | 1.177e-05 | 0.010565 |  | 2245.2763 | 1251.3226 | 1764.8911 | 6132.9888 | 52.5241 | 4.6372 | 0.71717 | 11452.3573 | 7707 | 11
2004 | 11 | 17 | 2 | 0.001941 | 0.0014951 | 0.0022531 | 0.0044095 | 0.00017585 | 8.2894e-06 | 1.177e-05 | 0.010295 |  | 1928.8003 | 1302.6423 | 1658.2912 | 6324.992 | 52.5241 | 4.6372 | 0.71717 | 11272.6042 | 7708 | 11
2004 | 11 | 17 | 3 | 0.0017492 | 0.0015309 | 0.0022143 | 0.0042095 | 0.00017585 | 8.2894e-06 | 1.177e-05 | 0.0098998 |  | 1738.2611 | 1333.8961 | 1629.685 | 6038.0631 | 52.5241 | 4.6372 | 0.71717 | 10797.7837 | 7709 | 11
2004 | 11 | 17 | 4 | 0.0017539 | 0.0015396 | 0.0021794 | 0.0043512 | 0.00017585 | 8.2894e-06 | 1.177e-05 | 0.01002 |  | 1742.886 | 1341.4384 | 1604.0511 | 6241.3427 | 52.5241 | 4.6372 | 0.71717 | 10987.5966 | 7710 | 11
2004 | 11 | 17 | 5 | 0.0018515 | 0.0015468 | 0.0022227 | 0.0043851 | 0.00017585 | 8.2894e-06 | 1.177e-05 | 0.010202 |  | 1839.9292 | 1347.7383 | 1635.9184 | 6290.0752 | 52.5241 | 4.6372 | 0.71717 | 11171.5395 | 7711 | 11
2004 | 11 | 17 | 6 | 0.0021706 | 0.0015577 | 0.0023285 | 0.00428 | 0.00017585 | 8.2894e-06 | 1.177e-05 | 0.010533 |  | 2156.9956 | 1357.2085 | 1713.7904 | 6139.2207 | 52.5241 | 4.6372 | 0.71717 | 11425.0936 | 7712 | 11
2004 | 11 | 17 | 7 | 0.0029983 | 0.0015383 | 0.0027356 | 0.0040164 | 0 | 0 | 1.177e-05 | 0.0113 |  | 2979.4945 | 1340.2972 | 2013.3708 | 5761.2017 | 0 | 0 | 0.71717 | 12095.0814 | 7713 | 11
2004 | 11 | 17 | 8 | 0.0032152 | 0.001606 | 0.0031818 | 0.0040604 | 0 | 0 | 1.177e-05 | 0.012075 |  | 3194.9953 | 1399.3345 | 2341.7859 | 5824.189 | 0 | 0 | 0.71717 | 12761.0219 | 7714 | 11
2004 | 11 | 17 | 9 | 0.003251 | 0.0016959 | 0.003274 | 0.0042119 | 0 | 0 | 1.177e-05 | 0.012445 |  | 3230.5817 | 1477.662 | 2409.613 | 6041.5508 | 0 | 0 | 0.71717 | 13160.1246 | 7715 | 11
2004 | 11 | 17 | 10 | 0.0031868 | 0.0017173 | 0.0034226 | 0.0041786 | 0 | 0 | 1.177e-05 | 0.012517 |  | 3166.8549 | 1496.3098 | 2519.0084 | 5993.8097 | 0 | 0 | 0.71717 | 13176.7 | 7716 | 11
2004 | 11 | 17 | 11 | 0.0031538 | 0.0017473 | 0.0034869 | 0.0044399 | 0 | 0 | 1.177e-05 | 0.01284 |  | 3133.981 | 1522.4405 | 2566.3641 | 6368.5656 | 0 | 0 | 0.71717 | 13592.0684 | 7717 | 11
2004 | 11 | 17 | 12 | 0.0033219 | 0.0016869 | 0.0034439 | 0.0046374 | 0 | 0 | 1.177e-05 | 0.013102 |  | 3301.0325 | 1469.8289 | 2534.6626 | 6651.9055 | 0 | 0 | 0.71717 | 13958.1467 | 7718 | 11
2004 | 11 | 17 | 13 | 0.0033424 | 0.0015986 | 0.0034633 | 0.0046211 | 0 | 0 | 1.177e-05 | 0.013037 |  | 3321.4823 | 1392.8467 | 2548.9409 | 6628.5604 | 0 | 0 | 0.71717 | 13892.5475 | 7719 | 11
2004 | 11 | 17 | 14 | 0.0032144 | 0.001586 | 0.0035148 | 0.0043077 | 0 | 0 | 1.177e-05 | 0.012635 |  | 3194.2108 | 1381.8426 | 2586.9027 | 6179.0082 | 0 | 0 | 0.71717 | 13342.6814 | 7720 | 11
2004 | 11 | 17 | 15 | 0.0032538 | 0.0015762 | 0.003415 | 0.0042893 | 0 | 0 | 1.177e-05 | 0.012546 |  | 3233.4256 | 1373.3383 | 2513.4522 | 6152.5754 | 0 | 0 | 0.71717 | 13273.5088 | 7721 | 11
2004 | 11 | 17 | 16 | 0.00371 | 0.0014959 | 0.003346 | 0.0040649 | 0 | 0 | 1.177e-05 | 0.012629 |  | 3686.7515 | 1303.3848 | 2462.6455 | 5830.7675 | 0 | 0 | 0.71717 | 13284.2665 | 7722 | 11
2004 | 11 | 17 | 17 | 0.0042373 | 0.001521 | 0.0031523 | 0.004112 | 0 | 0 | 1.177e-05 | 0.013034 |  | 4210.778 | 1325.2517 | 2320.0469 | 5898.3026 | 0 | 0 | 0.71717 | 13755.0964 | 7723 | 11
2004 | 11 | 17 | 18 | 0.0046398 | 0.0015262 | 0.0031126 | 0.0042001 | 4.3962e-05 | 2.0724e-06 | 1.177e-05 | 0.013536 |  | 4610.6749 | 1329.7637 | 2290.8684 | 6024.6037 | 13.131 | 1.1593 | 0.71717 | 14270.9182 | 7724 | 11
2004 | 11 | 17 | 19 | 0.0050765 | 0.0013094 | 0.0030904 | 0.0042082 | 0.00017585 | 8.2894e-06 | 1.177e-05 | 0.01388 |  | 5044.7144 | 1140.9045 | 2274.5151 | 6036.2485 | 52.5241 | 4.6372 | 0.71717 | 14554.2608 | 7725 | 11
2004 | 11 | 17 | 20 | 0.0052408 | 0.0012254 | 0.0030754 | 0.0041635 | 0.00017585 | 8.2894e-06 | 1.177e-05 | 0.013901 |  | 5207.9169 | 1067.7095 | 2263.5091 | 5972.0742 | 52.5241 | 4.6372 | 0.71717 | 14569.0882 | 7726 | 11
2004 | 11 | 17 | 21 | 0.0049747 | 0.0012012 | 0.002954 | 0.004076 | 0.00017585 | 8.2894e-06 | 1.177e-05 | 0.013402 |  | 4943.4693 | 1046.5883 | 2174.0876 | 5846.6119 | 52.5241 | 4.6372 | 0.71717 | 14068.6356 | 7727 | 11
2004 | 11 | 17 | 22 | 0.0041757 | 0.0012973 | 0.0028978 | 0.0041302 | 0.00017585 | 8.2894e-06 | 1.177e-05 | 0.012697 |  | 4149.498 | 1130.363 | 2132.7639 | 5924.4237 | 52.5241 | 4.6372 | 0.71717 | 13394.9271 | 7728 | 11
2004 | 11 | 17 | 23 | 0.0035422 | 0.0013209 | 0.00277 | 0.0039526 | 0.00017585 | 8.2894e-06 | 1.177e-05 | 0.011782 |  | 3519.9877 | 1150.8932 | 2038.6777 | 5669.6812 | 52.5241 | 4.6372 | 0.71717 | 12437.1181 | 7729 | 11
2004 | 11 | 17 | 24 | 0.0024962 | 0.0014641 | 0.0026006 | 0.0038317 | 0.00017585 | 8.2894e-06 | 1.177e-05 | 0.010588 |  | 2480.5734 | 1275.687 | 1914.0008 | 5496.1454 | 52.5241 | 4.6372 | 0.71717 | 11224.285 | 7730 | 11
2004 | 11 | 18 | 1 | 0.0022159 | 0.0014362 | 0.0024944 | 0.0038317 | 0.00017585 | 8.2894e-06 | 1.177e-05 | 0.010174 |  | 2201.9989 | 1251.3226 | 1835.8413 | 5496.2372 | 52.5241 | 4.6372 | 0.71717 | 10843.2785 | 7731 | 11
2004 | 11 | 18 | 2 | 0.0019029 | 0.0014951 | 0.0023506 | 0.0038239 | 0.00017585 | 8.2894e-06 | 1.177e-05 | 0.0097684 |  | 1890.9676 | 1302.6423 | 1730.0495 | 5485.0379 | 52.5241 | 4.6372 | 0.71717 | 10466.5758 | 7732 | 11
2004 | 11 | 18 | 3 | 0.0017135 | 0.0015309 | 0.002283 | 0.0038492 | 0.00017585 | 8.2894e-06 | 1.177e-05 | 0.0095725 |  | 1702.7098 | 1333.8961 | 1680.2686 | 5521.2911 | 52.5241 | 4.6372 | 0.71717 | 10296.0441 | 7733 | 11
2004 | 11 | 18 | 4 | 0.0017142 | 0.0015396 | 0.0022501 | 0.0038257 | 0.00017585 | 8.2894e-06 | 1.177e-05 | 0.0095255 |  | 1703.4732 | 1341.4384 | 1656.0342 | 5487.5592 | 52.5241 | 4.6372 | 0.71717 | 10246.3835 | 7734 | 11
2004 | 11 | 18 | 5 | 0.0018098 | 0.0015468 | 0.0022823 | 0.0038012 | 0.00017585 | 8.2894e-06 | 1.177e-05 | 0.009636 |  | 1798.4652 | 1347.7383 | 1679.7407 | 5452.4401 | 52.5241 | 4.6372 | 0.71717 | 10336.2627 | 7735 | 11
2004 | 11 | 18 | 6 | 0.0021203 | 0.0015577 | 0.0023791 | 0.0038169 | 0.00017585 | 8.2894e-06 | 1.177e-05 | 0.01007 |  | 2106.9599 | 1357.2085 | 1750.9906 | 5474.9189 | 52.5241 | 4.6372 | 0.71717 | 10747.9562 | 7736 | 11
2004 | 11 | 18 | 7 | 0.0029171 | 0.0015383 | 0.002795 | 0.003813 | 0 | 0 | 1.177e-05 | 0.011075 |  | 2898.8465 | 1340.2972 | 2057.1146 | 5469.3192 | 0 | 0 | 0.71717 | 11766.2947 | 7737 | 11
2004 | 11 | 18 | 8 | 0.0031281 | 0.001606 | 0.0031548 | 0.0038057 | 0 | 0 | 1.177e-05 | 0.011706 |  | 3108.4888 | 1399.3345 | 2321.9091 | 5458.946 | 0 | 0 | 0.71717 | 12289.3956 | 7738 | 11
2004 | 11 | 18 | 9 | 0.0031758 | 0.0016959 | 0.0032628 | 0.0040564 | 0 | 0 | 1.177e-05 | 0.012203 |  | 3155.9096 | 1477.662 | 2401.4148 | 5818.5006 | 0 | 0 | 0.71717 | 12854.2041 | 7739 | 11
2004 | 11 | 18 | 10 | 0.0031166 | 0.0017173 | 0.003362 | 0.004067 | 0 | 0 | 1.177e-05 | 0.012275 |  | 3097.0692 | 1496.3098 | 2474.3958 | 5833.7597 | 0 | 0 | 0.71717 | 12902.2517 | 7740 | 11
2004 | 11 | 18 | 11 | 0.0030881 | 0.0017473 | 0.0034272 | 0.0040488 | 0 | 0 | 1.177e-05 | 0.012323 |  | 3068.7219 | 1522.4405 | 2522.4312 | 5807.6204 | 0 | 0 | 0.71717 | 12921.9313 | 7741 | 11
2004 | 11 | 18 | 12 | 0.0032603 | 0.0016869 | 0.0033929 | 0.0040913 | 0 | 0 | 1.177e-05 | 0.012443 |  | 3239.8111 | 1469.8289 | 2497.1289 | 5868.6354 | 0 | 0 | 0.71717 | 13076.1214 | 7742 | 11
2004 | 11 | 18 | 13 | 0.0032848 | 0.0015986 | 0.0035083 | 0.0041582 | 0 | 0 | 1.177e-05 | 0.012562 |  | 3264.2382 | 1392.8467 | 2582.0889 | 5964.5651 | 0 | 0 | 0.71717 | 13204.456 | 7743 | 11
2004 | 11 | 18 | 14 | 0.0031585 | 0.001586 | 0.0035498 | 0.00411 | 0 | 0 | 1.177e-05 | 0.012416 |  | 3138.7289 | 1381.8426 | 2612.6553 | 5895.373 | 0 | 0 | 0.71717 | 13029.3168 | 7744 | 11
2004 | 11 | 18 | 15 | 0.0032007 | 0.0015762 | 0.0034799 | 0.0041776 | 0 | 0 | 1.177e-05 | 0.012446 |  | 3180.6058 | 1373.3383 | 2561.1705 | 5992.3566 | 0 | 0 | 0.71717 | 13108.1885 | 7745 | 11
2004 | 11 | 18 | 16 | 0.0036505 | 0.0014959 | 0.0033698 | 0.0040594 | 0 | 0 | 1.177e-05 | 0.012587 |  | 3627.5917 | 1303.3848 | 2480.1705 | 5822.7832 | 0 | 0 | 0.71717 | 13234.6474 | 7746 | 11
2004 | 11 | 18 | 17 | 0.0041696 | 0.001521 | 0.0032106 | 0.0041069 | 0 | 0 | 1.177e-05 | 0.01302 |  | 4143.4106 | 1325.2517 | 2362.9774 | 5890.9595 | 0 | 0 | 0.71717 | 13723.3163 | 7747 | 11
2004 | 11 | 18 | 18 | 0.0045622 | 0.0015262 | 0.0031607 | 0.0039261 | 4.3962e-05 | 2.0724e-06 | 1.177e-05 | 0.013233 |  | 4533.5679 | 1329.7637 | 2326.2634 | 5631.6182 | 13.131 | 1.1593 | 0.71717 | 13836.2206 | 7748 | 11
2004 | 11 | 18 | 19 | 0.0049802 | 0.0013094 | 0.0031063 | 0.0039146 | 0.00017585 | 8.2894e-06 | 1.177e-05 | 0.013506 |  | 4949.0162 | 1140.9045 | 2286.2072 | 5615.08 | 52.5241 | 4.6372 | 0.71717 | 14049.0862 | 7749 | 11
2004 | 11 | 18 | 20 | 0.0051504 | 0.0012254 | 0.0030498 | 0.0038776 | 0.00017585 | 8.2894e-06 | 1.177e-05 | 0.013499 |  | 5118.0982 | 1067.7095 | 2244.6326 | 5561.9935 | 52.5241 | 4.6372 | 0.71717 | 14050.3123 | 7750 | 11
2004 | 11 | 18 | 21 | 0.0048912 | 0.0012012 | 0.002965 | 0.0039524 | 0.00017585 | 8.2894e-06 | 1.177e-05 | 0.013206 |  | 4860.57 | 1046.5883 | 2182.1999 | 5669.3843 | 52.5241 | 4.6372 | 0.71717 | 13816.621 | 7751 | 11
2004 | 11 | 18 | 22 | 0.0041037 | 0.0012973 | 0.0028987 | 0.0039518 | 0.00017585 | 8.2894e-06 | 1.177e-05 | 0.012447 |  | 4077.9454 | 1130.363 | 2133.4245 | 5668.523 | 52.5241 | 4.6372 | 0.71717 | 13068.1345 | 7752 | 11
2004 | 11 | 18 | 23 | 0.0034785 | 0.0013209 | 0.0027738 | 0.0038818 | 0.00017585 | 8.2894e-06 | 1.177e-05 | 0.011651 |  | 3456.6488 | 1150.8932 | 2041.4667 | 5568.1046 | 52.5241 | 4.6372 | 0.71717 | 12274.9918 | 7753 | 11
2004 | 11 | 18 | 24 | 0.0024492 | 0.0014641 | 0.0026394 | 0.0037594 | 0.00017585 | 8.2894e-06 | 1.177e-05 | 0.010508 |  | 2433.8514 | 1275.687 | 1942.5691 | 5392.5032 | 52.5241 | 4.6372 | 0.71717 | 11102.4891 | 7754 | 11
2004 | 11 | 19 | 1 | 0.0019237 | 0.0013135 | 0.0024504 | 0.0037681 | 0.00017585 | 8.2894e-06 | 1.177e-05 | 0.0096516 |  | 1911.599 | 1144.4762 | 1803.4846 | 5404.9543 | 52.5241 | 4.6372 | 0.71717 | 10322.3925 | 7755 | 11
2004 | 11 | 19 | 2 | 0.0017164 | 0.0014496 | 0.0022949 | 0.0037468 | 0.00017585 | 8.2894e-06 | 1.177e-05 | 0.0094035 |  | 1705.6105 | 1263.0025 | 1689.0105 | 5374.3745 | 52.5241 | 4.6372 | 0.71717 | 10089.8765 | 7756 | 11
2004 | 11 | 19 | 3 | 0.0016011 | 0.0015042 | 0.0022373 | 0.0036781 | 0.00017585 | 8.2894e-06 | 1.177e-05 | 0.0092166 |  | 1591.041 | 1310.6312 | 1646.6051 | 5275.95 | 52.5241 | 4.6372 | 0.71717 | 9882.1057 | 7757 | 11
2004 | 11 | 19 | 4 | 0.0015512 | 0.0014936 | 0.0021999 | 0.0034623 | 0.00017585 | 8.2894e-06 | 1.177e-05 | 0.0089029 |  | 1541.4367 | 1301.3315 | 1619.1334 | 4966.3644 | 52.5241 | 4.6372 | 0.71717 | 9486.1444 | 7758 | 11
2004 | 11 | 19 | 5 | 0.0016562 | 0.0014973 | 0.0022449 | 0.0035294 | 0.00017585 | 8.2894e-06 | 1.177e-05 | 0.0091237 |  | 1645.7851 | 1304.5912 | 1652.2407 | 5062.5297 | 52.5241 | 4.6372 | 0.71717 | 9723.0251 | 7759 | 11
2004 | 11 | 19 | 6 | 0.0020419 | 0.0014744 | 0.0023664 | 0.0035669 | 0.00017585 | 8.2894e-06 | 1.177e-05 | 0.0096455 |  | 2029.0956 | 1284.5968 | 1741.6361 | 5116.4389 | 52.5241 | 4.6372 | 0.71717 | 10229.6459 | 7760 | 11
2004 | 11 | 19 | 7 | 0.0025598 | 0.001522 | 0.0027675 | 0.0035427 | 0 | 0 | 1.177e-05 | 0.010404 |  | 2543.7262 | 1326.0997 | 2036.8858 | 5081.6303 | 0 | 0 | 0.71717 | 10989.0593 | 7761 | 11
2004 | 11 | 19 | 8 | 0.0026011 | 0.001601 | 0.0030595 | 0.0035653 | 0 | 0 | 1.177e-05 | 0.010839 |  | 2584.7741 | 1394.9577 | 2251.8031 | 5114.1493 | 0 | 0 | 0.71717 | 11346.4015 | 7762 | 11
2004 | 11 | 19 | 9 | 0.0028711 | 0.0015824 | 0.00317 | 0.0036585 | 0 | 0 | 1.177e-05 | 0.011294 |  | 2853.1379 | 1378.7593 | 2333.1278 | 5247.8038 | 0 | 0 | 0.71717 | 11813.546 | 7763 | 11
2004 | 11 | 19 | 10 | 0.0027947 | 0.0016596 | 0.0032485 | 0.0038701 | 0 | 0 | 1.177e-05 | 0.011585 |  | 2777.2144 | 1445.958 | 2390.8819 | 5551.3229 | 0 | 0 | 0.71717 | 12166.0944 | 7764 | 11
2004 | 11 | 19 | 11 | 0.0029705 | 0.0015662 | 0.0033686 | 0.0038625 | 0 | 0 | 1.177e-05 | 0.01178 |  | 2951.8751 | 1364.6468 | 2479.2907 | 5540.389 | 0 | 0 | 0.71717 | 12336.9188 | 7765 | 11
2004 | 11 | 19 | 12 | 0.0029087 | 0.001578 | 0.0033572 | 0.00365 | 0 | 0 | 1.177e-05 | 0.011506 |  | 2890.4993 | 1374.9463 | 2470.9009 | 5235.5269 | 0 | 0 | 0.71717 | 11972.5905 | 7766 | 11
2004 | 11 | 19 | 13 | 0.0029666 | 0.0014815 | 0.0033192 | 0.0037414 | 0 | 0 | 1.177e-05 | 0.011521 |  | 2947.9819 | 1290.8437 | 2442.9186 | 5366.7331 | 0 | 0 | 0.71717 | 12049.1946 | 7767 | 11
2004 | 11 | 19 | 14 | 0.0029388 | 0.001445 | 0.0033167 | 0.003656 | 0 | 0 | 1.177e-05 | 0.011368 |  | 2920.3582 | 1259.0389 | 2441.096 | 5244.1942 | 0 | 0 | 0.71717 | 11865.4045 | 7768 | 11
2004 | 11 | 19 | 15 | 0.0032543 | 0.001343 | 0.0032664 | 0.0036592 | 0 | 0 | 1.177e-05 | 0.011535 |  | 3233.8625 | 1170.1853 | 2404.0274 | 5248.8244 | 0 | 0 | 0.71717 | 12057.6167 | 7769 | 11
2004 | 11 | 19 | 16 | 0.0037327 | 0.0012621 | 0.0031373 | 0.0037537 | 0 | 0 | 1.177e-05 | 0.011897 |  | 3709.2658 | 1099.6232 | 2309.0006 | 5384.3639 | 0 | 0 | 0.71717 | 12502.9707 | 7770 | 11
2004 | 11 | 19 | 17 | 0.0042401 | 0.0011842 | 0.0030445 | 0.0037533 | 0 | 0 | 1.177e-05 | 0.012234 |  | 4213.5607 | 1031.8025 | 2240.7391 | 5383.716 | 0 | 0 | 0.71717 | 12870.5355 | 7771 | 11
2004 | 11 | 19 | 18 | 0.0045327 | 0.0012041 | 0.0030831 | 0.0037063 | 4.3962e-05 | 2.0724e-06 | 1.177e-05 | 0.012584 |  | 4504.3078 | 1049.1104 | 2269.1596 | 5316.3213 | 13.131 | 1.1593 | 0.71717 | 13153.9066 | 7772 | 11
2004 | 11 | 19 | 19 | 0.0046072 | 0.0011646 | 0.0030118 | 0.0036388 | 0.00017585 | 8.2894e-06 | 1.177e-05 | 0.012618 |  | 4578.3079 | 1014.7048 | 2216.6532 | 5219.517 | 52.5241 | 4.6372 | 0.71717 | 13087.0614 | 7773 | 11
2004 | 11 | 19 | 20 | 0.0044252 | 0.0012132 | 0.0029949 | 0.0032995 | 0.00017585 | 8.2894e-06 | 1.177e-05 | 0.012129 |  | 4397.451 | 1057.0713 | 2204.21 | 4732.7822 | 52.5241 | 4.6372 | 0.71717 | 12449.3929 | 7774 | 11
2004 | 11 | 19 | 21 | 0.0041436 | 0.0012021 | 0.0028728 | 0.0032698 | 0.00017585 | 8.2894e-06 | 1.177e-05 | 0.011684 |  | 4117.5911 | 1047.3823 | 2114.3866 | 4690.1941 | 52.5241 | 4.6372 | 0.71717 | 12027.4325 | 7775 | 11
2004 | 11 | 19 | 22 | 0.0037814 | 0.001241 | 0.0027918 | 0.00328 | 0.00017585 | 8.2894e-06 | 1.177e-05 | 0.01129 |  | 3757.6793 | 1081.2693 | 2054.7687 | 4704.8512 | 52.5241 | 4.6372 | 0.71717 | 11656.447 | 7776 | 11
2004 | 11 | 19 | 23 | 0.0032656 | 0.0012017 | 0.0025754 | 0.00308 | 0.00017585 | 8.2894e-06 | 1.177e-05 | 0.010319 |  | 3245.1584 | 1047.0293 | 1895.4785 | 4418.0084 | 52.5241 | 4.6372 | 0.71717 | 10663.5531 | 7777 | 11
2004 | 11 | 19 | 24 | 0.0025528 | 0.0013119 | 0.0024393 | 0.0024114 | 0.00017585 | 8.2894e-06 | 1.177e-05 | 0.0089113 |  | 2536.7751 | 1143.0238 | 1795.3116 | 3458.9878 | 52.5241 | 4.6372 | 0.71717 | 8991.9767 | 7778 | 11
2004 | 11 | 20 | 1 | 0.0023455 | 0.0013454 | 0.0023381 | 0.0022831 | 0.00017585 | 8.2894e-06 | 1.177e-05 | 0.008508 |  | 2330.7622 | 1172.2545 | 1720.8218 | 3274.9145 | 52.5241 | 4.6372 | 0.71717 | 8556.6314 | 7779 | 11
2004 | 11 | 20 | 2 | 0.0021037 | 0.0014097 | 0.002193 | 0.0022276 | 0.00017585 | 8.2894e-06 | 1.177e-05 | 0.0081299 |  | 2090.4863 | 1228.3051 | 1614.0161 | 3195.2361 | 52.5241 | 4.6372 | 0.71717 | 8185.9221 | 7780 | 11
2004 | 11 | 20 | 3 | 0.0018694 | 0.0014592 | 0.0021525 | 0.0022316 | 0.00017585 | 8.2894e-06 | 1.177e-05 | 0.0079086 |  | 1857.7015 | 1271.3747 | 1584.2181 | 3201.0286 | 52.5241 | 4.6372 | 0.71717 | 7972.2014 | 7781 | 11
2004 | 11 | 20 | 4 | 0.001773 | 0.0014505 | 0.0021375 | 0.0021514 | 0.00017585 | 8.2894e-06 | 1.177e-05 | 0.0077082 |  | 1761.8365 | 1263.8188 | 1573.1592 | 3085.9862 | 52.5241 | 4.6372 | 0.71717 | 7742.6792 | 7782 | 11
2004 | 11 | 20 | 5 | 0.0018432 | 0.0014663 | 0.0021432 | 0.0023986 | 0.00017585 | 8.2894e-06 | 1.177e-05 | 0.0080471 |  | 1831.5961 | 1277.5378 | 1577.3666 | 3440.5459 | 52.5241 | 4.6372 | 0.71717 | 8184.9249 | 7783 | 11
2004 | 11 | 20 | 6 | 0.0020159 | 0.0014418 | 0.0022066 | 0.0022676 | 0.00017585 | 8.2894e-06 | 1.177e-05 | 0.0081278 |  | 2003.2212 | 1256.2422 | 1624.0373 | 3252.7111 | 52.5241 | 4.6372 | 0.71717 | 8194.0903 | 7784 | 11
2004 | 11 | 20 | 7 | 0.0023929 | 0.0014867 | 0.0023143 | 0.0026261 | 0 | 0 | 1.177e-05 | 0.0088318 |  | 2377.941 | 1295.3463 | 1703.2964 | 3766.9015 | 0 | 0 | 0.71717 | 9144.2024 | 7785 | 11
2004 | 11 | 20 | 8 | 0.0029061 | 0.0014184 | 0.0024476 | 0.0026581 | 0 | 0 | 1.177e-05 | 0.0094419 |  | 2887.8325 | 1235.8209 | 1801.417 | 3812.8483 | 0 | 0 | 0.71717 | 9738.6358 | 7786 | 11
2004 | 11 | 20 | 9 | 0.003348 | 0.0015387 | 0.002494 | 0.0026805 | 0 | 0 | 1.177e-05 | 0.010073 |  | 3326.9641 | 1340.6965 | 1835.5843 | 3844.9045 | 0 | 0 | 0.71717 | 10348.8665 | 7787 | 11
2004 | 11 | 20 | 10 | 0.0037341 | 0.0015038 | 0.0025396 | 0.0025475 | 0 | 0 | 1.177e-05 | 0.010337 |  | 3710.6494 | 1310.2807 | 1869.1624 | 3654.1722 | 0 | 0 | 0.71717 | 10544.9818 | 7788 | 11
2004 | 11 | 20 | 11 | 0.0040014 | 0.0014205 | 0.0025901 | 0.0026518 | 0 | 0 | 1.177e-05 | 0.010676 |  | 3976.3554 | 1237.6862 | 1906.3192 | 3803.8022 | 0 | 0 | 0.71717 | 10924.8802 | 7789 | 11
2004 | 11 | 20 | 12 | 0.0043544 | 0.0012436 | 0.0026113 | 0.0026086 | 0 | 0 | 1.177e-05 | 0.01083 |  | 4327.0914 | 1083.5591 | 1921.8804 | 3741.7502 | 0 | 0 | 0.71717 | 11074.9984 | 7790 | 11
2004 | 11 | 20 | 13 | 0.0038258 | 0.0013767 | 0.0025663 | 0.0028331 | 0 | 0 | 1.177e-05 | 0.010614 |  | 3801.7824 | 1199.5463 | 1888.7609 | 4063.7595 | 0 | 0 | 0.71717 | 10954.5663 | 7791 | 11
2004 | 11 | 20 | 14 | 0.0036088 | 0.0013285 | 0.0025734 | 0.0027771 | 0 | 0 | 1.177e-05 | 0.0103 |  | 3586.1841 | 1157.5453 | 1894.0122 | 3983.5476 | 0 | 0 | 0.71717 | 10622.0062 | 7792 | 11
2004 | 11 | 20 | 15 | 0.0038179 | 0.0011981 | 0.0025626 | 0.0024544 | 0 | 0 | 1.177e-05 | 0.010045 |  | 3793.9578 | 1043.933 | 1886.0422 | 3520.6343 | 0 | 0 | 0.71717 | 10245.2844 | 7793 | 11
2004 | 11 | 20 | 16 | 0.0037838 | 0.0012921 | 0.0024993 | 0.0021449 | 0 | 0 | 1.177e-05 | 0.0097318 |  | 3760.0602 | 1125.8233 | 1839.4332 | 3076.6447 | 0 | 0 | 0.71717 | 9802.6787 | 7794 | 11
2004 | 11 | 20 | 17 | 0.0042265 | 0.0011973 | 0.0024842 | 0.0020782 | 0 | 0 | 1.177e-05 | 0.0099979 |  | 4199.9966 | 1043.213 | 1828.335 | 2980.9135 | 0 | 0 | 0.71717 | 10053.1752 | 7795 | 11
2004 | 11 | 20 | 18 | 0.0050602 | 0.001002 | 0.0025412 | 0.0021093 | 4.3962e-05 | 2.0724e-06 | 1.177e-05 | 0.01077 |  | 5028.4314 | 873.0153 | 1870.2991 | 3025.6249 | 13.131 | 1.1593 | 0.71717 | 10812.3781 | 7796 | 11
2004 | 11 | 20 | 19 | 0.0049293 | 0.00098459 | 0.0025051 | 0.0020969 | 0.00017585 | 8.2894e-06 | 1.177e-05 | 0.010712 |  | 4898.4463 | 857.8708 | 1843.7695 | 3007.7771 | 52.5241 | 4.6372 | 0.71717 | 10665.7421 | 7797 | 11
2004 | 11 | 20 | 20 | 0.0047951 | 0.0010783 | 0.0024836 | 0.0018537 | 0.00017585 | 8.2894e-06 | 1.177e-05 | 0.010407 |  | 4765.0198 | 939.5594 | 1827.8758 | 2658.9423 | 52.5241 | 4.6372 | 0.71717 | 10249.2758 | 7798 | 11
2004 | 11 | 20 | 21 | 0.0046556 | 0.001041 | 0.0024104 | 0.0017292 | 0.00017585 | 8.2894e-06 | 1.177e-05 | 0.010032 |  | 4626.4064 | 907.0612 | 1774.0406 | 2480.3784 | 52.5241 | 4.6372 | 0.71717 | 9845.765 | 7799 | 11
2004 | 11 | 20 | 22 | 0.0041868 | 0.0010795 | 0.0023331 | 0.0016619 | 0.00017585 | 8.2894e-06 | 1.177e-05 | 0.0094571 |  | 4160.521 | 940.5216 | 1717.1586 | 2383.7753 | 52.5241 | 4.6372 | 0.71717 | 9259.855 | 7800 | 11
2004 | 11 | 20 | 23 | 0.0033822 | 0.0012145 | 0.0022282 | 0.0015982 | 0.00017585 | 8.2894e-06 | 1.177e-05 | 0.0086189 |  | 3360.9476 | 1058.1607 | 1639.9384 | 2292.4154 | 52.5241 | 4.6372 | 0.71717 | 8409.3405 | 7801 | 11
2004 | 11 | 20 | 24 | 0.0029382 | 0.0011825 | 0.002128 | 0.0015446 | 0.00017585 | 8.2894e-06 | 1.177e-05 | 0.0079892 |  | 2919.7619 | 1030.2683 | 1566.1983 | 2215.6019 | 52.5241 | 4.6372 | 0.71717 | 7789.7089 | 7802 | 11
2004 | 11 | 21 | 1 | 0.0023591 | 0.0015354 | 0.0021158 | 0.0015683 | 0.00017585 | 8.2894e-06 | 1.177e-05 | 0.0077746 |  | 2344.328 | 1337.8054 | 1557.2404 | 2249.6118 | 52.5241 | 4.6372 | 0.71717 | 7546.864 | 7803 | 11
2004 | 11 | 21 | 2 | 0.0020575 | 0.0016154 | 0.0020593 | 0.0015978 | 0.00017585 | 8.2894e-06 | 1.177e-05 | 0.0075259 |  | 2044.5816 | 1407.5328 | 1515.6047 | 2291.8301 | 52.5241 | 4.6372 | 0.71717 | 7317.4277 | 7804 | 11
2004 | 11 | 21 | 3 | 0.0018939 | 0.0016197 | 0.0020806 | 0.0015886 | 0.00017585 | 8.2894e-06 | 1.177e-05 | 0.0073787 |  | 1882.0285 | 1411.218 | 1531.2804 | 2278.7527 | 52.5241 | 4.6372 | 0.71717 | 7161.1581 | 7805 | 11
2004 | 11 | 21 | 4 | 0.0018165 | 0.0016136 | 0.0020584 | 0.0015761 | 0.00017585 | 8.2894e-06 | 1.177e-05 | 0.0072605 |  | 1805.1348 | 1405.9284 | 1514.9903 | 2260.7288 | 52.5241 | 4.6372 | 0.71717 | 7044.6607 | 7806 | 11
2004 | 11 | 21 | 5 | 0.0018322 | 0.0016091 | 0.0020603 | 0.0015678 | 0.00017585 | 8.2894e-06 | 1.177e-05 | 0.0072653 |  | 1820.6864 | 1401.9712 | 1516.3935 | 2248.8596 | 52.5241 | 4.6372 | 0.71717 | 7045.7891 | 7807 | 11
2004 | 11 | 21 | 6 | 0.0019909 | 0.0015703 | 0.002119 | 0.0015849 | 0.00017585 | 8.2894e-06 | 1.177e-05 | 0.007461 |  | 1978.4269 | 1368.1778 | 1559.5758 | 2273.3699 | 52.5241 | 4.6372 | 0.71717 | 7237.4289 | 7808 | 11
2004 | 11 | 21 | 7 | 0.0024371 | 0.0015667 | 0.0021969 | 0.0016736 | 0 | 0 | 1.177e-05 | 0.0078861 |  | 2421.8619 | 1365.0533 | 1616.8963 | 2400.569 | 0 | 0 | 0.71717 | 7805.0977 | 7809 | 11
2004 | 11 | 21 | 8 | 0.0030002 | 0.0014973 | 0.0023568 | 0.0020275 | 0 | 0 | 1.177e-05 | 0.0088935 |  | 2981.3752 | 1304.5982 | 1734.5728 | 2908.1862 | 0 | 0 | 0.71717 | 8929.4496 | 7810 | 11
2004 | 11 | 21 | 9 | 0.0035363 | 0.0015617 | 0.0024494 | 0.0024731 | 0 | 0 | 1.177e-05 | 0.010032 |  | 3514.1752 | 1360.7231 | 1802.726 | 3547.3608 | 0 | 0 | 0.71717 | 10225.7023 | 7811 | 11
2004 | 11 | 21 | 10 | 0.003552 | 0.0016346 | 0.0025351 | 0.0025082 | 0 | 0 | 1.177e-05 | 0.010242 |  | 3529.7708 | 1424.2217 | 1865.8339 | 3597.8292 | 0 | 0 | 0.71717 | 10418.3728 | 7812 | 11
2004 | 11 | 21 | 11 | 0.0038418 | 0.0015927 | 0.0025423 | 0.0024623 | 0 | 0 | 1.177e-05 | 0.010451 |  | 3817.7122 | 1387.7267 | 1871.0815 | 3531.8908 | 0 | 0 | 0.71717 | 10609.1284 | 7813 | 11
2004 | 11 | 21 | 12 | 0.0039475 | 0.0015909 | 0.0025623 | 0.0023615 | 0 | 0 | 1.177e-05 | 0.010474 |  | 3922.7489 | 1386.1164 | 1885.8508 | 3387.3346 | 0 | 0 | 0.71717 | 10582.7679 | 7814 | 11
2004 | 11 | 21 | 13 | 0.0039005 | 0.0015638 | 0.0025496 | 0.0024559 | 0 | 0 | 1.177e-05 | 0.010482 |  | 3876.0143 | 1362.529 | 1876.4848 | 3522.8178 | 0 | 0 | 0.71717 | 10638.563 | 7815 | 11
2004 | 11 | 21 | 14 | 0.0038042 | 0.0015054 | 0.0025739 | 0.0022067 | 0 | 0 | 1.177e-05 | 0.010102 |  | 3780.3656 | 1311.6586 | 1894.3605 | 3165.3236 | 0 | 0 | 0.71717 | 10152.4254 | 7816 | 11
2004 | 11 | 21 | 15 | 0.0042754 | 0.0014091 | 0.0025555 | 0.0023265 | 0 | 0 | 1.177e-05 | 0.010578 |  | 4248.5675 | 1227.7425 | 1880.8233 | 3337.0828 | 0 | 0 | 0.71717 | 10694.9333 | 7817 | 11
2004 | 11 | 21 | 16 | 0.0044307 | 0.0013822 | 0.0026648 | 0.0022411 | 0 | 0 | 1.177e-05 | 0.010731 |  | 4402.8936 | 1204.3397 | 1961.2971 | 3214.6065 | 0 | 0 | 0.71717 | 10783.854 | 7818 | 11
2004 | 11 | 21 | 17 | 0.0053536 | 0.0012129 | 0.00259 | 0.0022159 | 0 | 0 | 1.177e-05 | 0.011384 |  | 5320.0091 | 1056.7943 | 1906.2579 | 3178.4316 | 0 | 0 | 0.71717 | 11462.21 | 7819 | 11
2004 | 11 | 21 | 18 | 0.0058763 | 0.0012185 | 0.0025672 | 0.0021874 | 4.3962e-05 | 2.0724e-06 | 1.177e-05 | 0.011907 |  | 5839.454 | 1061.6968 | 1889.4081 | 3137.6753 | 13.131 | 1.1593 | 0.71717 | 11943.2417 | 7820 | 11
2004 | 11 | 21 | 19 | 0.005483 | 0.0012274 | 0.0025121 | 0.0025589 | 0.00017585 | 8.2894e-06 | 1.177e-05 | 0.011977 |  | 5448.5953 | 1069.4512 | 1848.8959 | 3670.501 | 52.5241 | 4.6372 | 0.71717 | 12095.3218 | 7821 | 11
2004 | 11 | 21 | 20 | 0.0050361 | 0.0012847 | 0.0025079 | 0.0027151 | 0.00017585 | 8.2894e-06 | 1.177e-05 | 0.01174 |  | 5004.5336 | 1119.3772 | 1845.7857 | 3894.6142 | 52.5241 | 4.6372 | 0.71717 | 11922.1892 | 7822 | 11
2004 | 11 | 21 | 21 | 0.0049519 | 0.001251 | 0.002497 | 0.0028048 | 0.00017585 | 8.2894e-06 | 1.177e-05 | 0.011701 |  | 4920.9031 | 1089.995 | 1837.7546 | 4023.2735 | 52.5241 | 4.6372 | 0.71717 | 11929.8047 | 7823 | 11
2004 | 11 | 21 | 22 | 0.0045501 | 0.0011805 | 0.0024356 | 0.0029162 | 0.00017585 | 8.2894e-06 | 1.177e-05 | 0.011278 |  | 4521.5862 | 1028.581 | 1792.5591 | 4183.0059 | 52.5241 | 4.6372 | 0.71717 | 11583.6108 | 7824 | 11
2004 | 11 | 21 | 23 | 0.0035374 | 0.0013611 | 0.0022792 | 0.0032186 | 0.00017585 | 8.2894e-06 | 1.177e-05 | 0.010592 |  | 3515.176 | 1185.8788 | 1677.4405 | 4616.7544 | 52.5241 | 4.6372 | 0.71717 | 11053.1281 | 7825 | 11
2004 | 11 | 21 | 24 | 0.0028192 | 0.0014296 | 0.0022037 | 0.0034242 | 0.00017585 | 8.2894e-06 | 1.177e-05 | 0.010073 |  | 2801.5262 | 1245.5924 | 1621.9316 | 4911.75 | 52.5241 | 4.6372 | 0.71717 | 10638.6786 | 7826 | 11
2004 | 11 | 22 | 1 | 0.0019395 | 0.0015336 | 0.0020394 | 0.0038474 | 0.00017585 | 8.2894e-06 | 1.177e-05 | 0.0095558 |  | 1927.338 | 1336.1896 | 1500.9864 | 5518.7465 | 52.5241 | 4.6372 | 0.71717 | 10341.139 | 7827 | 11
2004 | 11 | 22 | 2 | 0.0017934 | 0.0015996 | 0.0019988 | 0.0039715 | 0.00017585 | 8.2894e-06 | 1.177e-05 | 0.0095591 |  | 1782.1295 | 1393.6967 | 1471.0994 | 5696.7296 | 52.5241 | 4.6372 | 0.71717 | 10401.5335 | 7828 | 11
2004 | 11 | 22 | 3 | 0.0016988 | 0.0015576 | 0.0020179 | 0.003978 | 0.00017585 | 8.2894e-06 | 1.177e-05 | 0.0094482 |  | 1688.1131 | 1357.1606 | 1485.1558 | 5706.0623 | 52.5241 | 4.6372 | 0.71717 | 10294.3702 | 7829 | 11
2004 | 11 | 22 | 4 | 0.0016531 | 0.0015411 | 0.0020234 | 0.003852 | 0.00017585 | 8.2894e-06 | 1.177e-05 | 0.0092654 |  | 1642.6896 | 1342.7504 | 1489.2031 | 5525.2919 | 52.5241 | 4.6372 | 0.71717 | 10057.8134 | 7830 | 11
2004 | 11 | 22 | 5 | 0.0017726 | 0.0016095 | 0.002094 | 0.0037369 | 0.00017585 | 8.2894e-06 | 1.177e-05 | 0.0094089 |  | 1761.4438 | 1402.3864 | 1541.1656 | 5360.227 | 52.5241 | 4.6372 | 0.71717 | 10123.1013 | 7831 | 11
2004 | 11 | 22 | 6 | 0.0020718 | 0.0015617 | 0.0022395 | 0.0037485 | 0.00017585 | 8.2894e-06 | 1.177e-05 | 0.0098174 |  | 2058.7773 | 1360.6591 | 1648.2809 | 5376.9015 | 52.5241 | 4.6372 | 0.71717 | 10502.4973 | 7832 | 11
2004 | 11 | 22 | 7 | 0.0028777 | 0.0015796 | 0.0026342 | 0.0036858 | 0 | 0 | 1.177e-05 | 0.010789 |  | 2859.6624 | 1376.3312 | 1938.7741 | 5286.9968 | 0 | 0 | 0.71717 | 11462.4816 | 7833 | 11
2004 | 11 | 22 | 8 | 0.0031492 | 0.0018371 | 0.0029233 | 0.0039458 | 0 | 0 | 1.177e-05 | 0.011867 |  | 3129.4587 | 1600.6657 | 2151.5473 | 5659.8202 | 0 | 0 | 0.71717 | 12542.2091 | 7834 | 11
2004 | 11 | 22 | 9 | 0.0033013 | 0.0018744 | 0.0030698 | 0.0041157 | 0 | 0 | 1.177e-05 | 0.012373 |  | 3280.5555 | 1633.1746 | 2259.339 | 5903.6064 | 0 | 0 | 0.71717 | 13077.3927 | 7835 | 11
2004 | 11 | 22 | 10 | 0.0031852 | 0.0019763 | 0.0031242 | 0.0041534 | 0 | 0 | 1.177e-05 | 0.012451 |  | 3165.279 | 1721.9172 | 2299.3723 | 5957.6705 | 0 | 0 | 0.71717 | 13144.9562 | 7836 | 11
2004 | 11 | 22 | 11 | 0.0030407 | 0.0020606 | 0.0031492 | 0.0041765 | 0 | 0 | 1.177e-05 | 0.012439 |  | 3021.6203 | 1795.3707 | 2317.7868 | 5990.8398 | 0 | 0 | 0.71717 | 13126.3348 | 7837 | 11
2004 | 11 | 22 | 12 | 0.0032016 | 0.0019208 | 0.0030958 | 0.0041129 | 0 | 0 | 1.177e-05 | 0.012343 |  | 3181.5716 | 1673.5629 | 2278.4594 | 5899.5935 | 0 | 0 | 0.71717 | 13033.9045 | 7838 | 11
2004 | 11 | 22 | 13 | 0.0032985 | 0.0018262 | 0.0031622 | 0.0040487 | 0 | 0 | 1.177e-05 | 0.012347 |  | 3277.8539 | 1591.1759 | 2327.3305 | 5807.4837 | 0 | 0 | 0.71717 | 13004.5612 | 7839 | 11
2004 | 11 | 22 | 14 | 0.0035031 | 0.0016743 | 0.0032056 | 0.00422 | 0 | 0 | 1.177e-05 | 0.012615 |  | 3481.1374 | 1458.7681 | 2359.2975 | 6053.2227 | 0 | 0 | 0.71717 | 13353.1428 | 7840 | 11
2004 | 11 | 22 | 15 | 0.0033068 | 0.0016579 | 0.0031678 | 0.0043226 | 0 | 0 | 1.177e-05 | 0.012467 |  | 3286.1061 | 1444.5605 | 2331.4422 | 6200.3802 | 0 | 0 | 0.71717 | 13263.2062 | 7841 | 11
2004 | 11 | 22 | 16 | 0.0037441 | 0.0016255 | 0.0030987 | 0.0043276 | 0 | 0 | 1.177e-05 | 0.012808 |  | 3720.6652 | 1416.2972 | 2280.5993 | 6207.5891 | 0 | 0 | 0.71717 | 13625.868 | 7842 | 11
2004 | 11 | 22 | 17 | 0.0043343 | 0.0016261 | 0.0029606 | 0.0042479 | 0 | 0 | 1.177e-05 | 0.013181 |  | 4307.1687 | 1416.7979 | 2178.9846 | 6093.1964 | 0 | 0 | 0.71717 | 13996.8648 | 7843 | 11
2004 | 11 | 22 | 18 | 0.00499 | 0.0016499 | 0.0028878 | 0.0038529 | 4.3962e-05 | 2.0724e-06 | 1.177e-05 | 0.013438 |  | 4958.7019 | 1437.5544 | 2125.3728 | 5526.6511 | 13.131 | 1.1593 | 0.71717 | 14063.2877 | 7844 | 11
2004 | 11 | 22 | 19 | 0.0048781 | 0.0015303 | 0.0028929 | 0.0039501 | 0.00017585 | 8.2894e-06 | 1.177e-05 | 0.013447 |  | 4847.4943 | 1333.3144 | 2129.1776 | 5665.9841 | 52.5241 | 4.6372 | 0.71717 | 14033.8489 | 7845 | 11
2004 | 11 | 22 | 20 | 0.0047938 | 0.00149 | 0.0028592 | 0.0038943 | 0.00017585 | 8.2894e-06 | 1.177e-05 | 0.013233 |  | 4763.697 | 1298.2293 | 2104.3788 | 5585.9606 | 52.5241 | 4.6372 | 0.71717 | 13810.1441 | 7846 | 11
2004 | 11 | 22 | 21 | 0.0047064 | 0.0014141 | 0.0027592 | 0.0038683 | 0.00017585 | 8.2894e-06 | 1.177e-05 | 0.012944 |  | 4676.8739 | 1232.1053 | 2030.7221 | 5548.6414 | 52.5241 | 4.6372 | 0.71717 | 13546.2211 | 7847 | 11
2004 | 11 | 22 | 22 | 0.0043094 | 0.0013306 | 0.0026993 | 0.0040901 | 0.00017585 | 8.2894e-06 | 1.177e-05 | 0.012625 |  | 4282.423 | 1159.3108 | 1986.6929 | 5866.8979 | 52.5241 | 4.6372 | 0.71717 | 13353.203 | 7848 | 11
2004 | 11 | 22 | 23 | 0.0035213 | 0.0014876 | 0.0025558 | 0.0040153 | 0.00017585 | 8.2894e-06 | 1.177e-05 | 0.011776 |  | 3499.2538 | 1296.1499 | 1881.0358 | 5759.5391 | 52.5241 | 4.6372 | 0.71717 | 12493.857 | 7849 | 11
2004 | 11 | 22 | 24 | 0.0024327 | 0.0015208 | 0.0023996 | 0.00381 | 0.00017585 | 8.2894e-06 | 1.177e-05 | 0.010359 |  | 2417.4235 | 1325.0407 | 1766.0648 | 5465.0631 | 52.5241 | 4.6372 | 0.71717 | 11031.4707 | 7850 | 11
2004 | 11 | 23 | 1 | 0.002151 | 0.0014362 | 0.0023452 | 0.0037232 | 0.00017585 | 8.2894e-06 | 1.177e-05 | 0.0098516 |  | 2137.5639 | 1251.3226 | 1726.0744 | 5340.6265 | 52.5241 | 4.6372 | 0.71717 | 10513.4658 | 7851 | 11
2004 | 11 | 23 | 2 | 0.0018462 | 0.0014951 | 0.0021969 | 0.0037496 | 0.00017585 | 8.2894e-06 | 1.177e-05 | 0.0094837 |  | 1834.639 | 1302.6423 | 1616.8771 | 5378.4449 | 52.5241 | 4.6372 | 0.71717 | 10190.4818 | 7852 | 11
2004 | 11 | 23 | 3 | 0.0016602 | 0.0015309 | 0.0021527 | 0.0037776 | 0.00017585 | 8.2894e-06 | 1.177e-05 | 0.0093173 |  | 1649.778 | 1333.8961 | 1584.3487 | 5418.6353 | 52.5241 | 4.6372 | 0.71717 | 10044.5366 | 7853 | 11
2004 | 11 | 23 | 4 | 0.0016552 | 0.0015396 | 0.0021741 | 0.0037389 | 0.00017585 | 8.2894e-06 | 1.177e-05 | 0.0093037 |  | 1644.792 | 1341.4384 | 1600.11 | 5363.1003 | 52.5241 | 4.6372 | 0.71717 | 10007.3191 | 7854 | 11
2004 | 11 | 23 | 5 | 0.0017477 | 0.0015468 | 0.0022001 | 0.0037103 | 0.00017585 | 8.2894e-06 | 1.177e-05 | 0.0094009 |  | 1736.7301 | 1347.7383 | 1619.2721 | 5322.0937 | 52.5241 | 4.6372 | 0.71717 | 10083.7126 | 7855 | 11
2004 | 11 | 23 | 6 | 0.0020453 | 0.0015577 | 0.0023238 | 0.0036348 | 0.00017585 | 8.2894e-06 | 1.177e-05 | 0.0097575 |  | 2032.4622 | 1357.2085 | 1710.2969 | 5213.8395 | 52.5241 | 4.6372 | 0.71717 | 10371.6856 | 7856 | 11
2004 | 11 | 23 | 7 | 0.0027963 | 0.0015383 | 0.0027276 | 0.0036518 | 0 | 0 | 1.177e-05 | 0.010726 |  | 2778.7706 | 1340.2972 | 2007.4725 | 5238.2116 | 0 | 0 | 0.71717 | 11365.4691 | 7857 | 11
2004 | 11 | 23 | 8 | 0.0029985 | 0.001606 | 0.0030804 | 0.003877 | 0 | 0 | 1.177e-05 | 0.011574 |  | 2979.6904 | 1399.3345 | 2267.1413 | 5561.1809 | 0 | 0 | 0.71717 | 12208.0642 | 7858 | 11
2004 | 11 | 23 | 9 | 0.0030639 | 0.0016959 | 0.0032394 | 0.0041106 | 0 | 0 | 1.177e-05 | 0.012122 |  | 3044.7311 | 1477.662 | 2384.1536 | 5896.3296 | 0 | 0 | 0.71717 | 12803.5935 | 7859 | 11
2004 | 11 | 23 | 10 | 0.003012 | 0.0017173 | 0.0033635 | 0.0040903 | 0 | 0 | 1.177e-05 | 0.012195 |  | 2993.166 | 1496.3098 | 2475.5025 | 5867.1654 | 0 | 0 | 0.71717 | 12832.8609 | 7860 | 11
2004 | 11 | 23 | 11 | 0.0029903 | 0.0017473 | 0.0034267 | 0.0041904 | 0 | 0 | 1.177e-05 | 0.012367 |  | 2971.5584 | 1522.4405 | 2522.049 | 6010.7836 | 0 | 0 | 0.71717 | 13027.5487 | 7861 | 11
2004 | 11 | 23 | 12 | 0.0031685 | 0.0016869 | 0.0033721 | 0.0041878 | 0 | 0 | 1.177e-05 | 0.012427 |  | 3148.6591 | 1469.8289 | 2481.8692 | 6006.9805 | 0 | 0 | 0.71717 | 13108.0548 | 7862 | 11
2004 | 11 | 23 | 13 | 0.0031991 | 0.0015986 | 0.0035117 | 0.0041603 | 0 | 0 | 1.177e-05 | 0.012482 |  | 3179.0082 | 1392.8467 | 2584.6171 | 5967.6125 | 0 | 0 | 0.71717 | 13124.8016 | 7863 | 11
2004 | 11 | 23 | 14 | 0.0030754 | 0.001586 | 0.003535 | 0.0042423 | 0 | 0 | 1.177e-05 | 0.01245 |  | 3056.1226 | 1381.8426 | 2601.7648 | 6085.1087 | 0 | 0 | 0.71717 | 13125.5558 | 7864 | 11
2004 | 11 | 23 | 15 | 0.0031215 | 0.0015762 | 0.0034391 | 0.0042267 | 0 | 0 | 1.177e-05 | 0.012375 |  | 3101.9631 | 1373.3383 | 2531.1853 | 6062.8311 | 0 | 0 | 0.71717 | 13070.035 | 7865 | 11
2004 | 11 | 23 | 16 | 0.0035618 | 0.0014959 | 0.0034173 | 0.0043073 | 0 | 0 | 1.177e-05 | 0.012794 |  | 3539.5094 | 1303.3848 | 2515.1372 | 6178.3698 | 0 | 0 | 0.71717 | 13537.1183 | 7866 | 11
2004 | 11 | 23 | 17 | 0.0040686 | 0.001521 | 0.0032246 | 0.0043145 | 0 | 0 | 1.177e-05 | 0.01314 |  | 4043.1081 | 1325.2517 | 2373.3073 | 6188.6943 | 0 | 0 | 0.71717 | 13931.0784 | 7867 | 11
2004 | 11 | 23 | 18 | 0.0044466 | 0.0015262 | 0.0031283 | 0.0041423 | 4.3962e-05 | 2.0724e-06 | 1.177e-05 | 0.013301 |  | 4418.7642 | 1329.7637 | 2302.3815 | 5941.7486 | 13.131 | 1.1593 | 0.71717 | 14007.6654 | 7868 | 11
2004 | 11 | 23 | 19 | 0.0048369 | 0.0013094 | 0.0030934 | 0.0042836 | 0.00017585 | 8.2894e-06 | 1.177e-05 | 0.013719 |  | 4806.532 | 1140.9045 | 2276.7208 | 6144.485 | 52.5241 | 4.6372 | 0.71717 | 14426.5207 | 7869 | 11
2004 | 11 | 23 | 20 | 0.0050158 | 0.0012254 | 0.0030437 | 0.004413 | 0.00017585 | 8.2894e-06 | 1.177e-05 | 0.013894 |  | 4984.3681 | 1067.7095 | 2240.1766 | 6330.0141 | 52.5241 | 4.6372 | 0.71717 | 14680.1467 | 7870 | 11
2004 | 11 | 23 | 21 | 0.004767 | 0.0012012 | 0.0029622 | 0.0045395 | 0.00017585 | 8.2894e-06 | 1.177e-05 | 0.013666 |  | 4737.1423 | 1046.5883 | 2180.1416 | 6511.5248 | 52.5241 | 4.6372 | 0.71717 | 14533.2755 | 7871 | 11
2004 | 11 | 23 | 22 | 0.0039965 | 0.0012973 | 0.0029129 | 0.0046437 | 0.00017585 | 8.2894e-06 | 1.177e-05 | 0.013046 |  | 3971.4118 | 1130.363 | 2143.8523 | 6661.0021 | 52.5241 | 4.6372 | 0.71717 | 13964.5076 | 7872 | 11
2004 | 11 | 23 | 23 | 0.0033836 | 0.0013209 | 0.0027653 | 0.0045038 | 0.00017585 | 8.2894e-06 | 1.177e-05 | 0.012169 |  | 3362.3443 | 1150.8932 | 2035.2227 | 6460.2352 | 52.5241 | 4.6372 | 0.71717 | 13066.5738 | 7873 | 11
2004 | 11 | 23 | 24 | 0.0023792 | 0.0014641 | 0.002531 | 0.0043975 | 0.00017585 | 8.2894e-06 | 1.177e-05 | 0.010968 |  | 2364.2876 | 1275.687 | 1862.8325 | 6307.7692 | 52.5241 | 4.6372 | 0.71717 | 11868.4547 | 7874 | 11
2004 | 11 | 24 | 1 | 0.0020256 | 0.0014362 | 0.0024539 | 0.0041679 | 0.00017585 | 8.2894e-06 | 1.177e-05 | 0.010279 |  | 2012.861 | 1251.3226 | 1806.0255 | 5978.4381 | 52.5241 | 4.6372 | 0.71717 | 11106.5257 | 7875 | 11
2004 | 11 | 24 | 2 | 0.0017365 | 0.0014951 | 0.0022935 | 0.0041338 | 0.00017585 | 8.2894e-06 | 1.177e-05 | 0.0098548 |  | 1725.6249 | 1302.6423 | 1687.9751 | 5929.5491 | 52.5241 | 4.6372 | 0.71717 | 10703.6698 | 7876 | 11
2004 | 11 | 24 | 3 | 0.0015571 | 0.0015309 | 0.0022395 | 0.0042332 | 0.00017585 | 8.2894e-06 | 1.177e-05 | 0.0097566 |  | 1547.3376 | 1333.8961 | 1648.2301 | 6072.1477 | 52.5241 | 4.6372 | 0.71717 | 10659.49 | 7877 | 11
2004 | 11 | 24 | 4 | 0.0015409 | 0.0015396 | 0.0022227 | 0.0042991 | 0.00017585 | 8.2894e-06 | 1.177e-05 | 0.0097982 |  | 1531.2247 | 1341.4384 | 1635.9037 | 6166.6131 | 52.5241 | 4.6372 | 0.71717 | 10733.0582 | 7878 | 11
2004 | 11 | 24 | 5 | 0.0016275 | 0.0015468 | 0.0022961 | 0.0042063 | 0.00017585 | 8.2894e-06 | 1.177e-05 | 0.0098726 |  | 1617.2524 | 1347.7383 | 1689.9239 | 6033.4921 | 52.5241 | 4.6372 | 0.71717 | 10746.2851 | 7879 | 11
2004 | 11 | 24 | 6 | 0.0019002 | 0.0015577 | 0.0024001 | 0.0042127 | 0.00017585 | 8.2894e-06 | 1.177e-05 | 0.010267 |  | 1888.2852 | 1357.2085 | 1766.4298 | 6042.6819 | 52.5241 | 4.6372 | 0.71717 | 11112.4839 | 7880 | 11
2004 | 11 | 24 | 7 | 0.0025624 | 0.0015383 | 0.0028102 | 0.0043491 | 0 | 0 | 1.177e-05 | 0.011272 |  | 2546.3849 | 1340.2972 | 2068.3146 | 6238.377 | 0 | 0 | 0.71717 | 12194.0909 | 7881 | 11
2004 | 11 | 24 | 8 | 0.0027476 | 0.001606 | 0.0031604 | 0.004105 | 0 | 0 | 1.177e-05 | 0.011631 |  | 2730.4234 | 1399.3345 | 2326.0337 | 5888.1872 | 0 | 0 | 0.71717 | 12344.696 | 7882 | 11
2004 | 11 | 24 | 9 | 0.0028474 | 0.0016959 | 0.0033139 | 0.0041283 | 0 | 0 | 1.177e-05 | 0.011997 |  | 2829.5648 | 1477.662 | 2438.9741 | 5921.671 | 0 | 0 | 0.71717 | 12668.5891 | 7883 | 11
2004 | 11 | 24 | 10 | 0.0028097 | 0.0017173 | 0.0034 | 0.0043127 | 0 | 0 | 1.177e-05 | 0.012252 |  | 2792.0795 | 1496.3098 | 2502.386 | 6186.2127 | 0 | 0 | 0.71717 | 12977.7052 | 7884 | 11
2004 | 11 | 24 | 11 | 0.0028011 | 0.0017473 | 0.0034314 | 0.004244 | 0 | 0 | 1.177e-05 | 0.012236 |  | 2783.5155 | 1522.4405 | 2525.4782 | 6087.6817 | 0 | 0 | 0.71717 | 12919.833 | 7885 | 11
2004 | 11 | 24 | 12 | 0.002991 | 0.0016869 | 0.0033553 | 0.004534 | 0 | 0 | 1.177e-05 | 0.012579 |  | 2972.2504 | 1469.8289 | 2469.5033 | 6503.6411 | 0 | 0 | 0.71717 | 13415.9408 | 7886 | 11
2004 | 11 | 24 | 13 | 0.0030331 | 0.0015986 | 0.0034557 | 0.0043265 | 0 | 0 | 1.177e-05 | 0.012426 |  | 3014.0603 | 1392.8467 | 2543.4045 | 6205.9722 | 0 | 0 | 0.71717 | 13157.0007 | 7887 | 11
2004 | 11 | 24 | 14 | 0.0029145 | 0.001586 | 0.0034833 | 0.0040671 | 0 | 0 | 1.177e-05 | 0.012063 |  | 2896.2525 | 1381.8426 | 2563.7173 | 5833.8963 | 0 | 0 | 0.71717 | 12676.4257 | 7888 | 11
2004 | 11 | 24 | 15 | 0.0029684 | 0.0015762 | 0.0033837 | 0.0043893 | 0 | 0 | 1.177e-05 | 0.012329 |  | 2949.7639 | 1373.3383 | 2490.3919 | 6296.0099 | 0 | 0 | 0.71717 | 13110.2212 | 7889 | 11
2004 | 11 | 24 | 16 | 0.0033903 | 0.0014959 | 0.0033897 | 0.0047485 | 0 | 0 | 1.177e-05 | 0.013036 |  | 3369.0414 | 1303.3848 | 2494.7814 | 6811.2217 | 0 | 0 | 0.71717 | 13979.1465 | 7890 | 11
2004 | 11 | 24 | 17 | 0.0038733 | 0.001521 | 0.0032263 | 0.0046796 | 0 | 0 | 1.177e-05 | 0.013312 |  | 3848.99 | 1325.2517 | 2374.514 | 6712.4544 | 0 | 0 | 0.71717 | 14261.9272 | 7891 | 11
2004 | 11 | 24 | 18 | 0.0042231 | 0.0015262 | 0.003142 | 0.0045238 | 4.3962e-05 | 2.0724e-06 | 1.177e-05 | 0.013473 |  | 4196.5817 | 1329.7637 | 2312.4918 | 6488.9416 | 13.131 | 1.1593 | 0.71717 | 14342.7862 | 7892 | 11
2004 | 11 | 24 | 19 | 0.0045594 | 0.0013094 | 0.0031221 | 0.0045896 | 0.00017585 | 8.2894e-06 | 1.177e-05 | 0.013776 |  | 4530.7792 | 1140.9045 | 2297.8744 | 6583.2838 | 52.5241 | 4.6372 | 0.71717 | 14610.7203 | 7893 | 11
2004 | 11 | 24 | 20 | 0.0047554 | 0.0012254 | 0.0030554 | 0.0046057 | 0.00017585 | 8.2894e-06 | 1.177e-05 | 0.013838 |  | 4725.5571 | 1067.7095 | 2248.7447 | 6606.3675 | 52.5241 | 4.6372 | 0.71717 | 14706.2573 | 7894 | 11
2004 | 11 | 24 | 21 | 0.0045266 | 0.0012012 | 0.0029544 | 0.0041136 | 0.00017585 | 8.2894e-06 | 1.177e-05 | 0.012992 |  | 4498.2694 | 1046.5883 | 2174.4199 | 5900.5083 | 52.5241 | 4.6372 | 0.71717 | 13677.6644 | 7895 | 11
2004 | 11 | 24 | 22 | 0.003789 | 0.0012973 | 0.0028872 | 0.0038134 | 0.00017585 | 8.2894e-06 | 1.177e-05 | 0.011983 |  | 3765.2345 | 1130.363 | 2124.9943 | 5469.8981 | 52.5241 | 4.6372 | 0.71717 | 12548.3683 | 7896 | 11
2004 | 11 | 24 | 23 | 0.0031999 | 0.0013209 | 0.0027968 | 0.0039511 | 0.00017585 | 8.2894e-06 | 1.177e-05 | 0.011465 |  | 3179.8345 | 1150.8932 | 2058.4154 | 5667.4423 | 52.5241 | 4.6372 | 0.71717 | 12114.4637 | 7897 | 11
2004 | 11 | 24 | 24 | 0.0022437 | 0.0014641 | 0.0026256 | 0.0040169 | 0.00017585 | 8.2894e-06 | 1.177e-05 | 0.010546 |  | 2229.659 | 1275.687 | 1932.4192 | 5761.8811 | 52.5241 | 4.6372 | 0.71717 | 11257.5247 | 7898 | 11
2004 | 11 | 25 | 1 | 0.002298 | 0.0014362 | 0.002414 | 0.0037052 | 0.00017585 | 8.2894e-06 | 1.177e-05 | 0.010049 |  | 2283.6065 | 1251.3226 | 1776.7155 | 5314.7155 | 52.5241 | 4.6372 | 0.71717 | 10684.2385 | 7899 | 11
2004 | 11 | 25 | 2 | 0.0020038 | 0.0014951 | 0.0023081 | 0.0038163 | 0.00017585 | 8.2894e-06 | 1.177e-05 | 0.0098192 |  | 1991.267 | 1302.6423 | 1698.7736 | 5474.0905 | 52.5241 | 4.6372 | 0.71717 | 10524.6519 | 7900 | 11
2004 | 11 | 25 | 3 | 0.0018425 | 0.0015309 | 0.0021918 | 0.0042152 | 0.00017585 | 8.2894e-06 | 1.177e-05 | 0.0099764 |  | 1830.9979 | 1333.8961 | 1613.1257 | 6046.3531 | 52.5241 | 4.6372 | 0.71717 | 10882.2513 | 7901 | 11
2004 | 11 | 25 | 4 | 0.0017597 | 0.0015396 | 0.0021816 | 0.004179 | 0.00017585 | 8.2894e-06 | 1.177e-05 | 0.0098558 |  | 1748.7046 | 1341.4384 | 1605.6387 | 5994.3102 | 52.5241 | 4.6372 | 0.71717 | 10747.9703 | 7902 | 11
2004 | 11 | 25 | 5 | 0.0017739 | 0.0015468 | 0.0022333 | 0.0041826 | 0.00017585 | 8.2894e-06 | 1.177e-05 | 0.0099326 |  | 1762.8017 | 1347.7383 | 1643.7187 | 5999.5245 | 52.5241 | 4.6372 | 0.71717 | 10811.6616 | 7903 | 11
2004 | 11 | 25 | 6 | 0.0019265 | 0.0015577 | 0.0022934 | 0.0038691 | 0.00017585 | 8.2894e-06 | 1.177e-05 | 0.0098426 |  | 1914.4677 | 1357.2085 | 1687.905 | 5549.8259 | 52.5241 | 4.6372 | 0.71717 | 10567.2855 | 7904 | 11
2004 | 11 | 25 | 7 | 0.0023508 | 0.0015383 | 0.0025961 | 0.0040691 | 0 | 0 | 1.177e-05 | 0.010566 |  | 2336.1104 | 1340.2972 | 1910.7263 | 5836.779 | 0 | 0 | 0.71717 | 11424.6302 | 7905 | 11
2004 | 11 | 25 | 8 | 0.0028895 | 0.001606 | 0.0027973 | 0.0041911 | 0 | 0 | 1.177e-05 | 0.011496 |  | 2871.3908 | 1399.3345 | 2058.7989 | 6011.7137 | 0 | 0 | 0.71717 | 12341.9551 | 7906 | 11
2004 | 11 | 25 | 9 | 0.0034133 | 0.0016959 | 0.0028566 | 0.0042789 | 0 | 0 | 1.177e-05 | 0.012256 |  | 3391.9177 | 1477.662 | 2102.4094 | 6137.6649 | 0 | 0 | 0.71717 | 13110.3712 | 7907 | 11
2004 | 11 | 25 | 10 | 0.0034469 | 0.0017173 | 0.002942 | 0.0044192 | 0 | 0 | 1.177e-05 | 0.012537 |  | 3425.3189 | 1496.3098 | 2165.296 | 6338.9427 | 0 | 0 | 0.71717 | 13426.5846 | 7908 | 11
2004 | 11 | 25 | 11 | 0.0037414 | 0.0017473 | 0.0029839 | 0.0043482 | 0 | 0 | 1.177e-05 | 0.012833 |  | 3717.948 | 1522.4405 | 2196.103 | 6237.0608 | 0 | 0 | 0.71717 | 13674.2695 | 7909 | 11
2004 | 11 | 25 | 12 | 0.0038551 | 0.0016869 | 0.0030067 | 0.0043916 | 0 | 0 | 1.177e-05 | 0.012952 |  | 3830.9469 | 1469.8289 | 2212.9381 | 6299.4029 | 0 | 0 | 0.71717 | 13813.834 | 7910 | 11
2004 | 11 | 25 | 13 | 0.0038237 | 0.0015986 | 0.0030761 | 0.0043122 | 0 | 0 | 1.177e-05 | 0.012822 |  | 3799.697 | 1392.8467 | 2263.9738 | 6185.3944 | 0 | 0 | 0.71717 | 13642.629 | 7911 | 11
2004 | 11 | 25 | 14 | 0.003722 | 0.001586 | 0.0031275 | 0.0040609 | 0 | 0 | 1.177e-05 | 0.012508 |  | 3698.6268 | 1381.8426 | 2301.8457 | 5824.9708 | 0 | 0 | 0.71717 | 13208.003 | 7912 | 11
2004 | 11 | 25 | 15 | 0.0041791 | 0.0015762 | 0.0030347 | 0.0038053 | 0 | 0 | 1.177e-05 | 0.012607 |  | 4152.9095 | 1373.3383 | 2233.5549 | 5458.2839 | 0 | 0 | 0.71717 | 13218.8038 | 7913 | 11
2004 | 11 | 25 | 16 | 0.0043327 | 0.0014959 | 0.0029658 | 0.0039589 | 0 | 0 | 1.177e-05 | 0.012765 |  | 4305.5091 | 1303.3848 | 2182.8011 | 5678.6304 | 0 | 0 | 0.71717 | 13471.0426 | 7914 | 11
2004 | 11 | 25 | 17 | 0.0052109 | 0.001521 | 0.002895 | 0.0040534 | 0 | 0 | 1.177e-05 | 0.013692 |  | 5178.1932 | 1325.2517 | 2130.6877 | 5814.2716 | 0 | 0 | 0.71717 | 14449.1213 | 7915 | 11
2004 | 11 | 25 | 18 | 0.0057468 | 0.0015262 | 0.002859 | 0.0041534 | 4.3962e-05 | 2.0724e-06 | 1.177e-05 | 0.014343 |  | 5710.7386 | 1329.7637 | 2104.2229 | 5957.6671 | 13.131 | 1.1593 | 0.71717 | 15117.3999 | 7916 | 11
2004 | 11 | 25 | 19 | 0.0053684 | 0.0013094 | 0.0027734 | 0.004165 | 0.00017585 | 8.2894e-06 | 1.177e-05 | 0.013812 |  | 5334.7724 | 1140.9045 | 2041.1896 | 5974.3362 | 52.5241 | 4.6372 | 0.71717 | 14549.0811 | 7917 | 11
2004 | 11 | 25 | 20 | 0.0049283 | 0.0012254 | 0.0027291 | 0.0040215 | 0.00017585 | 8.2894e-06 | 1.177e-05 | 0.0131 |  | 4897.3928 | 1067.7095 | 2008.585 | 5768.5064 | 52.5241 | 4.6372 | 0.71717 | 13800.0722 | 7918 | 11
2004 | 11 | 25 | 21 | 0.0048332 | 0.0012012 | 0.0027536 | 0.0041912 | 0.00017585 | 8.2894e-06 | 1.177e-05 | 0.013175 |  | 4802.8716 | 1046.5883 | 2026.6091 | 6011.8374 | 52.5241 | 4.6372 | 0.71717 | 13945.7849 | 7919 | 11
2004 | 11 | 25 | 22 | 0.0044478 | 0.0012973 | 0.0027025 | 0.0040891 | 0.00017585 | 8.2894e-06 | 1.177e-05 | 0.012733 |  | 4419.8951 | 1130.363 | 1989.0293 | 5865.4219 | 52.5241 | 4.6372 | 0.71717 | 13462.5878 | 7920 | 11
2004 | 11 | 25 | 23 | 0.0034484 | 0.0013209 | 0.0025822 | 0.0040096 | 0.00017585 | 8.2894e-06 | 1.177e-05 | 0.011557 |  | 3426.8271 | 1150.8932 | 1900.4726 | 5751.3725 | 52.5241 | 4.6372 | 0.71717 | 12287.4438 | 7921 | 11
2004 | 11 | 25 | 24 | 0.0027495 | 0.0014641 | 0.0025007 | 0.0038699 | 0.00017585 | 8.2894e-06 | 1.177e-05 | 0.01078 |  | 2732.2806 | 1275.687 | 1840.4979 | 5551.0503 | 52.5241 | 4.6372 | 0.71717 | 11457.3943 | 7922 | 11
2004 | 11 | 26 | 1 | 0.0022133 | 0.0013135 | 0.0024265 | 0.0039608 | 0.00017585 | 8.2894e-06 | 1.177e-05 | 0.01011 |  | 2199.4528 | 1144.4762 | 1785.8597 | 5681.3212 | 52.5241 | 4.6372 | 0.71717 | 10868.9884 | 7923 | 11
2004 | 11 | 26 | 2 | 0.0019295 | 0.0014496 | 0.0022295 | 0.0035775 | 0.00017585 | 8.2894e-06 | 1.177e-05 | 0.009382 |  | 1917.3787 | 1263.0025 | 1640.9133 | 5131.6155 | 52.5241 | 4.6372 | 0.71717 | 10010.7885 | 7924 | 11
2004 | 11 | 26 | 3 | 0.0017714 | 0.0015042 | 0.0021436 | 0.0034727 | 0.00017585 | 8.2894e-06 | 1.177e-05 | 0.0090878 |  | 1760.2749 | 1310.6312 | 1577.6852 | 4981.2207 | 52.5241 | 4.6372 | 0.71717 | 9687.6906 | 7925 | 11
2004 | 11 | 26 | 4 | 0.001681 | 0.0014936 | 0.0021445 | 0.0036605 | 0.00017585 | 8.2894e-06 | 1.177e-05 | 0.0091755 |  | 1670.4983 | 1301.3315 | 1578.3257 | 5250.6126 | 52.5241 | 4.6372 | 0.71717 | 9858.6465 | 7926 | 11
2004 | 11 | 26 | 5 | 0.0016932 | 0.0014973 | 0.0021862 | 0.0039224 | 0.00017585 | 8.2894e-06 | 1.177e-05 | 0.0094951 |  | 1682.5798 | 1304.5912 | 1609.0591 | 5626.337 | 52.5241 | 4.6372 | 0.71717 | 10280.4455 | 7927 | 11
2004 | 11 | 26 | 6 | 0.0018373 | 0.0014744 | 0.0022555 | 0.0038369 | 0.00017585 | 8.2894e-06 | 1.177e-05 | 0.0096 |  | 1825.8271 | 1284.5968 | 1660.0441 | 5503.6874 | 52.5241 | 4.6372 | 0.71717 | 10332.0339 | 7928 | 11
2004 | 11 | 26 | 7 | 0.0022313 | 0.001522 | 0.0025048 | 0.0036477 | 0 | 0 | 1.177e-05 | 0.0099175 |  | 2217.2682 | 1326.0997 | 1843.4867 | 5232.2822 | 0 | 0 | 0.71717 | 10619.854 | 7929 | 11
2004 | 11 | 26 | 8 | 0.0027361 | 0.001601 | 0.0027458 | 0.0038574 | 0 | 0 | 1.177e-05 | 0.010952 |  | 2718.9643 | 1394.9577 | 2020.924 | 5533.1385 | 0 | 0 | 0.71717 | 11668.7018 | 7930 | 11
2004 | 11 | 26 | 9 | 0.0032428 | 0.0015824 | 0.0028657 | 0.0039149 | 0 | 0 | 1.177e-05 | 0.011618 |  | 3222.4818 | 1378.7593 | 2109.1258 | 5615.5548 | 0 | 0 | 0.71717 | 12326.6389 | 7931 | 11
2004 | 11 | 26 | 10 | 0.0033013 | 0.0016596 | 0.0029302 | 0.0041192 | 0 | 0 | 1.177e-05 | 0.012022 |  | 3280.5597 | 1445.958 | 2156.5842 | 5908.6175 | 0 | 0 | 0.71717 | 12792.4366 | 7932 | 11
2004 | 11 | 26 | 11 | 0.0036023 | 0.0015662 | 0.002985 | 0.0041238 | 0 | 0 | 1.177e-05 | 0.012289 |  | 3579.6854 | 1364.6468 | 2196.9308 | 5915.1337 | 0 | 0 | 0.71717 | 13057.1138 | 7933 | 11
2004 | 11 | 26 | 12 | 0.0037271 | 0.001578 | 0.0029877 | 0.0040059 | 0 | 0 | 1.177e-05 | 0.01231 |  | 3703.7191 | 1374.9463 | 2198.893 | 5746.1405 | 0 | 0 | 0.71717 | 13024.4161 | 7934 | 11
2004 | 11 | 26 | 13 | 0.0037172 | 0.0014815 | 0.0029941 | 0.0039291 | 0 | 0 | 1.177e-05 | 0.012134 |  | 3693.9293 | 1290.8437 | 2203.6368 | 5635.9511 | 0 | 0 | 0.71717 | 12825.0781 | 7935 | 11
2004 | 11 | 26 | 14 | 0.003608 | 0.001445 | 0.0030253 | 0.0037573 | 0 | 0 | 1.177e-05 | 0.011847 |  | 3585.3457 | 1259.0389 | 2226.6366 | 5389.4296 | 0 | 0 | 0.71717 | 12461.168 | 7936 | 11
2004 | 11 | 26 | 15 | 0.0040457 | 0.001343 | 0.0029577 | 0.0039702 | 0 | 0 | 1.177e-05 | 0.012328 |  | 4020.3379 | 1170.1853 | 2176.8173 | 5694.8156 | 0 | 0 | 0.71717 | 13062.8732 | 7937 | 11
2004 | 11 | 26 | 16 | 0.0041969 | 0.0012621 | 0.0029361 | 0.0040312 | 0 | 0 | 1.177e-05 | 0.012438 |  | 4170.5445 | 1099.6232 | 2160.931 | 5782.3889 | 0 | 0 | 0.71717 | 13214.2048 | 7938 | 11
2004 | 11 | 26 | 17 | 0.0050131 | 0.0011842 | 0.0028593 | 0.0038898 | 0 | 0 | 1.177e-05 | 0.012958 |  | 4981.6516 | 1031.8025 | 2104.4407 | 5579.5422 | 0 | 0 | 0.71717 | 13698.1542 | 7939 | 11
2004 | 11 | 26 | 18 | 0.0055673 | 0.0012041 | 0.0028118 | 0.0038829 | 4.3962e-05 | 2.0724e-06 | 1.177e-05 | 0.013524 |  | 5532.353 | 1049.1104 | 2069.4821 | 5569.6765 | 13.131 | 1.1593 | 0.71717 | 14235.6295 | 7940 | 11
2004 | 11 | 26 | 19 | 0.0052097 | 0.0011646 | 0.0027408 | 0.0033986 | 0.00017585 | 8.2894e-06 | 1.177e-05 | 0.01271 |  | 5177.0262 | 1014.7048 | 2017.2343 | 4874.9322 | 52.5241 | 4.6372 | 0.71717 | 13141.7759 | 7941 | 11
2004 | 11 | 26 | 20 | 0.0047789 | 0.0012132 | 0.0027026 | 0.0032879 | 0.00017585 | 8.2894e-06 | 1.177e-05 | 0.012179 |  | 4748.9071 | 1057.0713 | 1989.0651 | 4716.2501 | 52.5241 | 4.6372 | 0.71717 | 12569.172 | 7942 | 11
2004 | 11 | 26 | 21 | 0.0046686 | 0.0012021 | 0.0027151 | 0.0032342 | 0.00017585 | 8.2894e-06 | 1.177e-05 | 0.012016 |  | 4639.2926 | 1047.3823 | 1998.3023 | 4639.1766 | 52.5241 | 4.6372 | 0.71717 | 12382.0322 | 7943 | 11
2004 | 11 | 26 | 22 | 0.004306 | 0.001241 | 0.0026432 | 0.002924 | 0.00017585 | 8.2894e-06 | 1.177e-05 | 0.01131 |  | 4278.9621 | 1081.2693 | 1945.3844 | 4194.1726 | 52.5241 | 4.6372 | 0.71717 | 11557.6669 | 7944 | 11
2004 | 11 | 26 | 23 | 0.0033252 | 0.0012017 | 0.002558 | 0.0031895 | 0.00017585 | 8.2894e-06 | 1.177e-05 | 0.01047 |  | 3304.385 | 1047.0293 | 1882.6755 | 4575.0674 | 52.5241 | 4.6372 | 0.71717 | 10867.0356 | 7945 | 11
2004 | 11 | 26 | 24 | 0.0026529 | 0.0013119 | 0.0024762 | 0.0028743 | 0.00017585 | 8.2894e-06 | 1.177e-05 | 0.0095112 |  | 2636.3136 | 1143.0238 | 1822.4366 | 4122.9719 | 52.5241 | 4.6372 | 0.71717 | 9782.6244 | 7946 | 11
2004 | 11 | 27 | 1 | 0.0022169 | 0.0013454 | 0.002407 | 0.0028538 | 0.00017585 | 8.2894e-06 | 1.177e-05 | 0.0090189 |  | 2202.9718 | 1172.2545 | 1771.5157 | 4093.4393 | 52.5241 | 4.6372 | 0.71717 | 9298.0598 | 7947 | 11
2004 | 11 | 27 | 2 | 0.0019823 | 0.0014097 | 0.0022234 | 0.0028301 | 0.00017585 | 8.2894e-06 | 1.177e-05 | 0.0086414 |  | 1969.8447 | 1228.3051 | 1636.4092 | 4059.4737 | 52.5241 | 4.6372 | 0.71717 | 8951.9112 | 7948 | 11
2004 | 11 | 27 | 3 | 0.0017591 | 0.0014592 | 0.0021779 | 0.002827 | 0.00017585 | 8.2894e-06 | 1.177e-05 | 0.0084191 |  | 1748.0832 | 1271.3747 | 1602.9231 | 4055.1007 | 52.5241 | 4.6372 | 0.71717 | 8735.3602 | 7949 | 11
2004 | 11 | 27 | 4 | 0.0016563 | 0.0014505 | 0.0021568 | 0.0027874 | 0.00017585 | 8.2894e-06 | 1.177e-05 | 0.0082469 |  | 1645.9436 | 1263.8188 | 1587.3733 | 3998.2198 | 52.5241 | 4.6372 | 0.71717 | 8553.2339 | 7950 | 11
2004 | 11 | 27 | 5 | 0.0017082 | 0.0014663 | 0.0021938 | 0.0028058 | 0.00017585 | 8.2894e-06 | 1.177e-05 | 0.0083699 |  | 1697.4412 | 1277.5378 | 1614.6205 | 4024.6008 | 52.5241 | 4.6372 | 0.71717 | 8672.0788 | 7951 | 11
2004 | 11 | 27 | 6 | 0.0018753 | 0.0014418 | 0.0022401 | 0.0029071 | 0.00017585 | 8.2894e-06 | 1.177e-05 | 0.0086602 |  | 1863.5807 | 1256.2422 | 1648.6911 | 4169.9273 | 52.5241 | 4.6372 | 0.71717 | 8996.3198 | 7952 | 11
2004 | 11 | 27 | 7 | 0.0022168 | 0.0014867 | 0.0023788 | 0.002948 | 0 | 0 | 1.177e-05 | 0.0090421 |  | 2202.9203 | 1295.3463 | 1750.7711 | 4228.6828 | 0 | 0 | 0.71717 | 9478.4376 | 7953 | 11
2004 | 11 | 27 | 8 | 0.0026847 | 0.0014184 | 0.0024792 | 0.0032936 | 0 | 0 | 1.177e-05 | 0.0098877 |  | 2667.8587 | 1235.8209 | 1824.6822 | 4724.4133 | 0 | 0 | 0.71717 | 10453.4922 | 7954 | 11
2004 | 11 | 27 | 9 | 0.0030964 | 0.0015387 | 0.0025156 | 0.0032764 | 0 | 0 | 1.177e-05 | 0.010439 |  | 3077.0154 | 1340.6965 | 1851.4473 | 4699.6695 | 0 | 0 | 0.71717 | 10969.546 | 7955 | 11
2004 | 11 | 27 | 10 | 0.0034899 | 0.0015038 | 0.0025683 | 0.003223 | 0 | 0 | 1.177e-05 | 0.010797 |  | 3467.9724 | 1310.2807 | 1890.257 | 4623.138 | 0 | 0 | 0.71717 | 11292.3653 | 7956 | 11
2004 | 11 | 27 | 11 | 0.0037872 | 0.0014205 | 0.0026392 | 0.0032793 | 0 | 0 | 1.177e-05 | 0.011138 |  | 3763.4219 | 1237.6862 | 1942.4567 | 4703.8734 | 0 | 0 | 0.71717 | 11648.1554 | 7957 | 11
2004 | 11 | 27 | 12 | 0.0041188 | 0.0012436 | 0.002627 | 0.0033711 | 0 | 0 | 1.177e-05 | 0.011372 |  | 4092.9807 | 1083.5591 | 1933.4891 | 4835.5164 | 0 | 0 | 0.71717 | 11946.2624 | 7958 | 11
2004 | 11 | 27 | 13 | 0.0035947 | 0.0013767 | 0.0026256 | 0.0033112 | 0 | 0 | 1.177e-05 | 0.01092 |  | 3572.1415 | 1199.5463 | 1932.4599 | 4749.5683 | 0 | 0 | 0.71717 | 11454.4332 | 7959 | 11
2004 | 11 | 27 | 14 | 0.0034167 | 0.0013285 | 0.0025802 | 0.0033318 | 0 | 0 | 1.177e-05 | 0.010669 |  | 3395.2923 | 1157.5453 | 1898.9848 | 4779.1615 | 0 | 0 | 0.71717 | 11231.7011 | 7960 | 11
2004 | 11 | 27 | 15 | 0.0036216 | 0.0011981 | 0.0026053 | 0.0037438 | 0 | 0 | 1.177e-05 | 0.011181 |  | 3598.927 | 1043.933 | 1917.4784 | 5370.0562 | 0 | 0 | 0.71717 | 11931.1118 | 7961 | 11
2004 | 11 | 27 | 16 | 0.0035996 | 0.0012921 | 0.0025898 | 0.0034804 | 0 | 0 | 1.177e-05 | 0.010974 |  | 3577.0591 | 1125.8233 | 1906.1073 | 4992.347 | 0 | 0 | 0.71717 | 11602.0539 | 7962 | 11
2004 | 11 | 27 | 17 | 0.0040188 | 0.0011973 | 0.002564 | 0.0036623 | 0 | 0 | 1.177e-05 | 0.011454 |  | 3993.5693 | 1043.213 | 1887.0919 | 5253.2644 | 0 | 0 | 0.71717 | 12177.8557 | 7963 | 11
2004 | 11 | 27 | 18 | 0.0047873 | 0.001002 | 0.0026258 | 0.0035171 | 4.3962e-05 | 2.0724e-06 | 1.177e-05 | 0.01199 |  | 4757.2773 | 873.0153 | 1932.5608 | 5044.919 | 13.131 | 1.1593 | 0.71717 | 12622.7799 | 7964 | 11
2004 | 11 | 27 | 19 | 0.0046223 | 0.00098459 | 0.0025942 | 0.0031744 | 0.00017585 | 8.2894e-06 | 1.177e-05 | 0.011572 |  | 4593.3672 | 857.8708 | 1909.3432 | 4553.4325 | 52.5241 | 4.6372 | 0.71717 | 11971.8921 | 7965 | 11
2004 | 11 | 27 | 20 | 0.0045114 | 0.0010783 | 0.0025306 | 0.002978 | 0.00017585 | 8.2894e-06 | 1.177e-05 | 0.011294 |  | 4483.1259 | 939.5594 | 1862.4824 | 4271.6619 | 52.5241 | 4.6372 | 0.71717 | 11614.7081 | 7966 | 11
2004 | 11 | 27 | 21 | 0.0043931 | 0.001041 | 0.002502 | 0.0029645 | 0.00017585 | 8.2894e-06 | 1.177e-05 | 0.011097 |  | 4365.5809 | 907.0612 | 1841.4315 | 4252.2997 | 52.5241 | 4.6372 | 0.71717 | 11424.2517 | 7967 | 11
2004 | 11 | 27 | 22 | 0.0039848 | 0.0010795 | 0.0024153 | 0.0028226 | 0.00017585 | 8.2894e-06 | 1.177e-05 | 0.010498 |  | 3959.8203 | 940.5216 | 1777.6621 | 4048.7926 | 52.5241 | 4.6372 | 0.71717 | 10784.675 | 7968 | 11
2004 | 11 | 27 | 23 | 0.0032148 | 0.0012145 | 0.0023118 | 0.0026824 | 0.00017585 | 8.2894e-06 | 1.177e-05 | 0.0096193 |  | 3194.6349 | 1058.1607 | 1701.4328 | 3847.6161 | 52.5241 | 4.6372 | 0.71717 | 9859.7229 | 7969 | 11
2004 | 11 | 27 | 24 | 0.0027857 | 0.0011825 | 0.0022101 | 0.0024048 | 0.00017585 | 8.2894e-06 | 1.177e-05 | 0.008779 |  | 2768.191 | 1030.2683 | 1626.6297 | 3449.504 | 52.5241 | 4.6372 | 0.71717 | 8932.4715 | 7970 | 11
2004 | 11 | 28 | 1 | 0.0022577 | 0.0015354 | 0.0021417 | 0.0022098 | 0.00017585 | 8.2894e-06 | 1.177e-05 | 0.0083405 |  | 2243.5453 | 1337.8054 | 1576.2664 | 3169.6826 | 52.5241 | 4.6372 | 0.71717 | 8385.1781 | 7971 | 11
2004 | 11 | 28 | 2 | 0.0019684 | 0.0016154 | 0.0020875 | 0.0023592 | 0.00017585 | 8.2894e-06 | 1.177e-05 | 0.0082264 |  | 1956.0927 | 1407.5328 | 1536.35 | 3383.9885 | 52.5241 | 4.6372 | 0.71717 | 8341.8425 | 7972 | 11
2004 | 11 | 28 | 3 | 0.0018087 | 0.0016197 | 0.0020903 | 0.0025055 | 0.00017585 | 8.2894e-06 | 1.177e-05 | 0.00822 |  | 1797.3304 | 1411.218 | 1538.4265 | 3593.8744 | 52.5241 | 4.6372 | 0.71717 | 8398.7278 | 7973 | 11
2004 | 11 | 28 | 4 | 0.0017223 | 0.0016136 | 0.002068 | 0.0025988 | 0.00017585 | 8.2894e-06 | 1.177e-05 | 0.0081986 |  | 1711.4747 | 1405.9284 | 1522.0217 | 3727.7091 | 52.5241 | 4.6372 | 0.71717 | 8425.0123 | 7974 | 11
2004 | 11 | 28 | 5 | 0.0017355 | 0.0016091 | 0.0021114 | 0.0025505 | 0.00017585 | 8.2894e-06 | 1.177e-05 | 0.0082024 |  | 1724.6123 | 1401.9712 | 1554.0049 | 3658.4139 | 52.5241 | 4.6372 | 0.71717 | 8396.8808 | 7975 | 11
2004 | 11 | 28 | 6 | 0.0018841 | 0.0015703 | 0.002144 | 0.0025815 | 0.00017585 | 8.2894e-06 | 1.177e-05 | 0.0083758 |  | 1872.2705 | 1368.1778 | 1577.9359 | 3702.9775 | 52.5241 | 4.6372 | 0.71717 | 8579.2402 | 7976 | 11
2004 | 11 | 28 | 7 | 0.0022939 | 0.0015667 | 0.0022096 | 0.0025528 | 0 | 0 | 1.177e-05 | 0.0086348 |  | 2279.5359 | 1365.0533 | 1626.2564 | 3661.7388 | 0 | 0 | 0.71717 | 8933.3016 | 7977 | 11
2004 | 11 | 28 | 8 | 0.0028165 | 0.0014973 | 0.0023942 | 0.0027672 | 0 | 0 | 1.177e-05 | 0.009487 |  | 2798.8286 | 1304.5982 | 1762.1112 | 3969.3387 | 0 | 0 | 0.71717 | 9835.5939 | 7978 | 11
2004 | 11 | 28 | 9 | 0.0033321 | 0.0015617 | 0.0024285 | 0.0028302 | 0 | 0 | 1.177e-05 | 0.010164 |  | 3311.2581 | 1360.7231 | 1787.3638 | 4059.6371 | 0 | 0 | 0.71717 | 10519.6993 | 7979 | 11
2004 | 11 | 28 | 10 | 0.0033776 | 0.0016346 | 0.0024972 | 0.0028343 | 0 | 0 | 1.177e-05 | 0.010356 |  | 3356.4067 | 1424.2217 | 1837.9413 | 4065.6015 | 0 | 0 | 0.71717 | 10684.8884 | 7980 | 11
2004 | 11 | 28 | 11 | 0.0036752 | 0.0015927 | 0.0025421 | 0.0028248 | 0 | 0 | 1.177e-05 | 0.010647 |  | 3652.1284 | 1387.7267 | 1870.9339 | 4051.9606 | 0 | 0 | 0.71717 | 10963.4667 | 7981 | 11
2004 | 11 | 28 | 12 | 0.0037942 | 0.0015909 | 0.0025546 | 0.0028418 | 0 | 0 | 1.177e-05 | 0.010793 |  | 3770.3804 | 1386.1164 | 1880.1832 | 4076.276 | 0 | 0 | 0.71717 | 11113.6732 | 7982 | 11
2004 | 11 | 28 | 13 | 0.003773 | 0.0015638 | 0.0025911 | 0.0026428 | 0 | 0 | 1.177e-05 | 0.010582 |  | 3749.3465 | 1362.529 | 1907.0074 | 3790.9162 | 0 | 0 | 0.71717 | 10810.5162 | 7983 | 11
2004 | 11 | 28 | 14 | 0.0036677 | 0.0015054 | 0.0026226 | 0.0023186 | 0 | 0 | 1.177e-05 | 0.010126 |  | 3644.6996 | 1311.6586 | 1930.2215 | 3325.7954 | 0 | 0 | 0.71717 | 10213.0923 | 7984 | 11
2004 | 11 | 28 | 15 | 0.0041156 | 0.0014091 | 0.0026085 | 0.0022507 | 0 | 0 | 1.177e-05 | 0.010396 |  | 4089.7991 | 1227.7425 | 1919.8611 | 3228.4176 | 0 | 0 | 0.71717 | 10466.5375 | 7985 | 11
2004 | 11 | 28 | 16 | 0.004268 | 0.0013822 | 0.0026071 | 0.0024904 | 0 | 0 | 1.177e-05 | 0.010759 |  | 4241.2595 | 1204.3397 | 1918.7715 | 3572.2631 | 0 | 0 | 0.71717 | 10937.3509 | 7986 | 11
2004 | 11 | 28 | 17 | 0.0051167 | 0.0012129 | 0.0025833 | 0.0026514 | 0 | 0 | 1.177e-05 | 0.011576 |  | 5084.6299 | 1056.7943 | 1901.3272 | 3803.1159 | 0 | 0 | 0.71717 | 11846.5845 | 7987 | 11
2004 | 11 | 28 | 18 | 0.0056613 | 0.0012185 | 0.0025281 | 0.0028187 | 4.3962e-05 | 2.0724e-06 | 1.177e-05 | 0.012285 |  | 5625.8185 | 1061.6968 | 1860.6924 | 4043.1881 | 13.131 | 1.1593 | 0.71717 | 12606.4033 | 7988 | 11
2004 | 11 | 28 | 19 | 0.0052929 | 0.0012274 | 0.0024436 | 0.002868 | 0.00017585 | 8.2894e-06 | 1.177e-05 | 0.012028 |  | 5259.6777 | 1069.4512 | 1798.4741 | 4113.9171 | 52.5241 | 4.6372 | 0.71717 | 12299.3986 | 7989 | 11
2004 | 11 | 28 | 20 | 0.0048572 | 0.0012847 | 0.0024256 | 0.0031216 | 0.00017585 | 8.2894e-06 | 1.177e-05 | 0.011885 |  | 4826.7065 | 1119.3772 | 1785.2319 | 4477.568 | 52.5241 | 4.6372 | 0.71717 | 12266.7621 | 7990 | 11
2004 | 11 | 28 | 21 | 0.0047548 | 0.001251 | 0.0024374 | 0.003295 | 0.00017585 | 8.2894e-06 | 1.177e-05 | 0.011934 |  | 4725.0002 | 1089.995 | 1793.8892 | 4726.3414 | 52.5241 | 4.6372 | 0.71717 | 12393.1043 | 7991 | 11
2004 | 11 | 28 | 22 | 0.0043803 | 0.0011805 | 0.0024259 | 0.0033226 | 0.00017585 | 8.2894e-06 | 1.177e-05 | 0.011505 |  | 4352.8043 | 1028.581 | 1785.4163 | 4765.9439 | 52.5241 | 4.6372 | 0.71717 | 11990.624 | 7992 | 11
2004 | 11 | 28 | 23 | 0.0033898 | 0.0013611 | 0.0022851 | 0.0031271 | 0.00017585 | 8.2894e-06 | 1.177e-05 | 0.010359 |  | 3368.5388 | 1185.8788 | 1681.812 | 4485.4601 | 52.5241 | 4.6372 | 0.71717 | 10779.5681 | 7993 | 11
2004 | 11 | 28 | 24 | 0.0027035 | 0.0014296 | 0.0022013 | 0.00367 | 0.00017585 | 8.2894e-06 | 1.177e-05 | 0.0102 |  | 2686.5958 | 1245.5924 | 1620.1776 | 5264.3046 | 52.5241 | 4.6372 | 0.71717 | 10874.5488 | 7994 | 11
2004 | 11 | 29 | 1 | 0.0018763 | 0.0015336 | 0.0020677 | 0.0039345 | 0.00017585 | 8.2894e-06 | 1.177e-05 | 0.0096081 |  | 1864.5708 | 1336.1896 | 1521.8332 | 5643.7142 | 52.5241 | 4.6372 | 0.71717 | 10424.1862 | 7995 | 11
2004 | 11 | 29 | 2 | 0.0017322 | 0.0015996 | 0.0020041 | 0.0041052 | 0.00017585 | 8.2894e-06 | 1.177e-05 | 0.009637 |  | 1721.3692 | 1393.6967 | 1475.0166 | 5888.4986 | 52.5241 | 4.6372 | 0.71717 | 10536.4595 | 7996 | 11
2004 | 11 | 29 | 3 | 0.0016333 | 0.0015576 | 0.0020244 | 0.00414 | 0.00017585 | 8.2894e-06 | 1.177e-05 | 0.0095512 |  | 1623.0827 | 1357.1606 | 1489.9246 | 5938.4293 | 52.5241 | 4.6372 | 0.71717 | 10466.4755 | 7997 | 11
2004 | 11 | 29 | 4 | 0.0015832 | 0.0015411 | 0.0020458 | 0.0038206 | 0.00017585 | 8.2894e-06 | 1.177e-05 | 0.0091865 |  | 1573.2572 | 1342.7504 | 1505.6864 | 5480.2397 | 52.5241 | 4.6372 | 0.71717 | 9959.8121 | 7998 | 11
2004 | 11 | 29 | 5 | 0.0016986 | 0.0016095 | 0.0021117 | 0.0035851 | 0.00017585 | 8.2894e-06 | 1.177e-05 | 0.0092009 |  | 1687.9896 | 1402.3864 | 1554.2107 | 5142.4204 | 52.5241 | 4.6372 | 0.71717 | 9844.8855 | 7999 | 11
2004 | 11 | 29 | 6 | 0.0019941 | 0.0015617 | 0.0022449 | 0.0039988 | 0.00017585 | 8.2894e-06 | 1.177e-05 | 0.0099954 |  | 1981.6287 | 1360.6591 | 1652.2178 | 5735.966 | 52.5241 | 4.6372 | 0.71717 | 10788.35 | 8000 | 11
2004 | 11 | 29 | 7 | 0.0027441 | 0.0015796 | 0.0026206 | 0.0040588 | 0 | 0 | 1.177e-05 | 0.011015 |  | 2726.8738 | 1376.3312 | 1928.7622 | 5821.9253 | 0 | 0 | 0.71717 | 11854.6097 | 8001 | 11
2004 | 11 | 29 | 8 | 0.003007 | 0.0018371 | 0.0029323 | 0.0041972 | 0 | 0 | 1.177e-05 | 0.011985 |  | 2988.1116 | 1600.6657 | 2158.1804 | 6020.4185 | 0 | 0 | 0.71717 | 12768.0933 | 8002 | 11
2004 | 11 | 29 | 9 | 0.0031708 | 0.0018744 | 0.0030455 | 0.0042517 | 0 | 0 | 1.177e-05 | 0.012354 |  | 3150.9595 | 1633.1746 | 2241.4654 | 6098.6008 | 0 | 0 | 0.71717 | 13124.9176 | 8003 | 11
2004 | 11 | 29 | 10 | 0.003063 | 0.0019763 | 0.0032333 | 0.0045263 | 0 | 0 | 1.177e-05 | 0.012811 |  | 3043.798 | 1721.9172 | 2379.6883 | 6492.5728 | 0 | 0 | 0.71717 | 13638.6935 | 8004 | 11
2004 | 11 | 29 | 11 | 0.0029226 | 0.0020606 | 0.0032876 | 0.004662 | 0 | 0 | 1.177e-05 | 0.012945 |  | 2904.2588 | 1795.3707 | 2419.6876 | 6687.2368 | 0 | 0 | 0.71717 | 13807.2711 | 8005 | 11
2004 | 11 | 29 | 12 | 0.0030937 | 0.0019208 | 0.0032777 | 0.0045693 | 0 | 0 | 1.177e-05 | 0.012873 |  | 3074.2739 | 1673.5629 | 2412.3625 | 6554.2387 | 0 | 0 | 0.71717 | 13715.1553 | 8006 | 11
2004 | 11 | 29 | 13 | 0.0031971 | 0.0018262 | 0.0033098 | 0.0041991 | 0 | 0 | 1.177e-05 | 0.012544 |  | 3177.0999 | 1591.1759 | 2436.0146 | 6023.2201 | 0 | 0 | 0.71717 | 13228.2278 | 8007 | 11
2004 | 11 | 29 | 14 | 0.0034098 | 0.0016743 | 0.003312 | 0.0040962 | 0 | 0 | 1.177e-05 | 0.012504 |  | 3388.4428 | 1458.7681 | 2437.5952 | 5875.6658 | 0 | 0 | 0.71717 | 13161.1891 | 8008 | 11
2004 | 11 | 29 | 15 | 0.0032097 | 0.0016579 | 0.0032875 | 0.0041785 | 0 | 0 | 1.177e-05 | 0.012345 |  | 3189.6222 | 1444.5605 | 2419.5519 | 5993.6439 | 0 | 0 | 0.71717 | 13048.0956 | 8009 | 11
2004 | 11 | 29 | 16 | 0.0036393 | 0.0016255 | 0.0032146 | 0.004084 | 0 | 0 | 1.177e-05 | 0.012575 |  | 3616.4465 | 1416.2972 | 2365.9203 | 5858.1681 | 0 | 0 | 0.71717 | 13257.5492 | 8010 | 11
2004 | 11 | 29 | 17 | 0.0042073 | 0.0016261 | 0.0030578 | 0.0041322 | 0 | 0 | 1.177e-05 | 0.013035 |  | 4180.9714 | 1416.7979 | 2250.5332 | 5927.2237 | 0 | 0 | 0.71717 | 13776.2433 | 8011 | 11
2004 | 11 | 29 | 18 | 0.0048425 | 0.0016499 | 0.0030173 | 0.0040941 | 4.3962e-05 | 2.0724e-06 | 1.177e-05 | 0.013662 |  | 4812.1208 | 1437.5544 | 2220.6945 | 5872.5648 | 13.131 | 1.1593 | 0.71717 | 14357.942 | 8012 | 11
2004 | 11 | 29 | 19 | 0.0047081 | 0.0015303 | 0.0029575 | 0.0041455 | 0.00017585 | 8.2894e-06 | 1.177e-05 | 0.013537 |  | 4678.6071 | 1333.3144 | 2176.6978 | 5946.2664 | 52.5241 | 4.6372 | 0.71717 | 14192.7641 | 8013 | 11
2004 | 11 | 29 | 20 | 0.0046401 | 0.00149 | 0.0029111 | 0.0040884 | 0.00017585 | 8.2894e-06 | 1.177e-05 | 0.013326 |  | 4611.0501 | 1298.2293 | 2142.5295 | 5864.4087 | 52.5241 | 4.6372 | 0.71717 | 13974.096 | 8014 | 11
2004 | 11 | 29 | 21 | 0.0045475 | 0.0014141 | 0.0028471 | 0.0040412 | 0.00017585 | 8.2894e-06 | 1.177e-05 | 0.013046 |  | 4519.0143 | 1232.1053 | 2095.4293 | 5796.7814 | 52.5241 | 4.6372 | 0.71717 | 13701.2087 | 8015 | 11
2004 | 11 | 29 | 22 | 0.0041713 | 0.0013306 | 0.0027797 | 0.0042576 | 0.00017585 | 8.2894e-06 | 1.177e-05 | 0.012735 |  | 4145.1927 | 1159.3108 | 2045.8615 | 6107.0889 | 52.5241 | 4.6372 | 0.71717 | 13515.3323 | 8016 | 11
2004 | 11 | 29 | 23 | 0.0034065 | 0.0014876 | 0.0026652 | 0.0040764 | 0.00017585 | 8.2894e-06 | 1.177e-05 | 0.011832 |  | 3385.1746 | 1296.1499 | 1961.5881 | 5847.1943 | 52.5241 | 4.6372 | 0.71717 | 12547.9854 | 8017 | 11
2004 | 11 | 29 | 24 | 0.0023475 | 0.0015208 | 0.0025218 | 0.0041979 | 0.00017585 | 8.2894e-06 | 1.177e-05 | 0.010784 |  | 2332.7937 | 1325.0407 | 1856.0041 | 6021.5107 | 52.5241 | 4.6372 | 0.71717 | 11593.2278 | 8018 | 11
2004 | 11 | 30 | 1 | 0.0022965 | 0.0014362 | 0.0024153 | 0.0040648 | 0.00017585 | 8.2894e-06 | 1.177e-05 | 0.010409 |  | 2282.1422 | 1251.3226 | 1777.6089 | 5830.5395 | 52.5241 | 4.6372 | 0.71717 | 11199.4917 | 8019 | 11
2004 | 11 | 30 | 2 | 0.0019734 | 0.0014951 | 0.002292 | 0.0038301 | 0.00017585 | 8.2894e-06 | 1.177e-05 | 0.0097864 |  | 1961.0282 | 1302.6423 | 1686.8666 | 5493.881 | 52.5241 | 4.6372 | 0.71717 | 10502.2965 | 8020 | 11
2004 | 11 | 30 | 3 | 0.0017797 | 0.0015309 | 0.0022307 | 0.0038698 | 0.00017585 | 8.2894e-06 | 1.177e-05 | 0.0096071 |  | 1768.5455 | 1333.8961 | 1641.7925 | 5550.8449 | 52.5241 | 4.6372 | 0.71717 | 10352.9574 | 8021 | 11
2004 | 11 | 30 | 4 | 0.0017877 | 0.0015396 | 0.0022117 | 0.0038693 | 0.00017585 | 8.2894e-06 | 1.177e-05 | 0.0096042 |  | 1776.4599 | 1341.4384 | 1627.8101 | 5550.1811 | 52.5241 | 4.6372 | 0.71717 | 10353.768 | 8022 | 11
2004 | 11 | 30 | 5 | 0.0018871 | 0.0015468 | 0.0022559 | 0.0038935 | 0.00017585 | 8.2894e-06 | 1.177e-05 | 0.0097792 |  | 1875.2503 | 1347.7383 | 1660.3185 | 5584.8178 | 52.5241 | 4.6372 | 0.71717 | 10526.0035 | 8023 | 11
2004 | 11 | 30 | 6 | 0.0022135 | 0.0015577 | 0.0023536 | 0.0039834 | 0.00017585 | 8.2894e-06 | 1.177e-05 | 0.010304 |  | 2199.6187 | 1357.2085 | 1732.2322 | 5713.8098 | 52.5241 | 4.6372 | 0.71717 | 11060.7476 | 8024 | 11
2004 | 11 | 30 | 7 | 0.0030674 | 0.0015383 | 0.0027713 | 0.0039715 | 0 | 0 | 1.177e-05 | 0.01136 |  | 3048.1948 | 1340.2972 | 2039.6863 | 5696.7061 | 0 | 0 | 0.71717 | 12125.6016 | 8025 | 11
2004 | 11 | 30 | 8 | 0.0032893 | 0.001606 | 0.003179 | 0.0040894 | 0 | 0 | 1.177e-05 | 0.012176 |  | 3268.6862 | 1399.3345 | 2339.7404 | 5865.8548 | 0 | 0 | 0.71717 | 12874.3331 | 8026 | 11
2004 | 11 | 30 | 9 | 0.003315 | 0.0016959 | 0.0033237 | 0.0041175 | 0 | 0 | 1.177e-05 | 0.012464 |  | 3294.1913 | 1477.662 | 2446.2235 | 5906.1324 | 0 | 0 | 0.71717 | 13124.9264 | 8027 | 11
2004 | 11 | 30 | 10 | 0.0032467 | 0.0017173 | 0.0034154 | 0.0040814 | 0 | 0 | 1.177e-05 | 0.012473 |  | 3226.3022 | 1496.3098 | 2513.6886 | 5854.4249 | 0 | 0 | 0.71717 | 13091.4427 | 8028 | 11
2004 | 11 | 30 | 11 | 0.0032097 | 0.0017473 | 0.0034538 | 0.0042922 | 0 | 0 | 1.177e-05 | 0.012715 |  | 3189.5721 | 1522.4405 | 2541.9948 | 6156.7115 | 0 | 0 | 0.71717 | 13411.4361 | 8029 | 11
2004 | 11 | 30 | 12 | 0.0033743 | 0.0016869 | 0.0034198 | 0.0044203 | 0 | 0 | 1.177e-05 | 0.012913 |  | 3353.1843 | 1469.8289 | 2516.9477 | 6340.5388 | 0 | 0 | 0.71717 | 13681.217 | 8030 | 11
2004 | 11 | 30 | 13 | 0.0033915 | 0.0015986 | 0.0035112 | 0.0043609 | 0 | 0 | 1.177e-05 | 0.012874 |  | 3370.2459 | 1392.8467 | 2584.2526 | 6255.2922 | 0 | 0 | 0.71717 | 13603.3546 | 8031 | 11
2004 | 11 | 30 | 14 | 0.0032619 | 0.001586 | 0.0034654 | 0.0045938 | 0 | 0 | 1.177e-05 | 0.012919 |  | 3241.4732 | 1381.8426 | 2550.4915 | 6589.3445 | 0 | 0 | 0.71717 | 13763.8689 | 8032 | 11
2004 | 11 | 30 | 15 | 0.0032991 | 0.0015762 | 0.0033837 | 0.0045525 | 0 | 0 | 1.177e-05 | 0.012823 |  | 3278.4202 | 1373.3383 | 2490.346 | 6530.1029 | 0 | 0 | 0.71717 | 13672.9247 | 8033 | 11
2004 | 11 | 30 | 16 | 0.0037607 | 0.0014959 | 0.0033548 | 0.0044102 | 0 | 0 | 1.177e-05 | 0.013033 |  | 3737.147 | 1303.3848 | 2469.0751 | 6326.0565 | 0 | 0 | 0.71717 | 13836.3805 | 8034 | 11
2004 | 11 | 30 | 17 | 0.0042951 | 0.001521 | 0.0031723 | 0.004579 | 0 | 0 | 1.177e-05 | 0.013579 |  | 4268.1652 | 1325.2517 | 2334.7553 | 6568.165 | 0 | 0 | 0.71717 | 14497.0542 | 8035 | 11
2004 | 11 | 30 | 18 | 0.0047059 | 0.0015262 | 0.003159 | 0.0045442 | 4.3962e-05 | 2.0724e-06 | 1.177e-05 | 0.013993 |  | 4676.3588 | 1329.7637 | 2324.9864 | 6518.1957 | 13.131 | 1.1593 | 0.71717 | 14864.312 | 8036 | 11
2004 | 11 | 30 | 19 | 0.0051586 | 0.0013094 | 0.0030927 | 0.0046012 | 0.00017585 | 8.2894e-06 | 1.177e-05 | 0.014358 |  | 5126.2352 | 1140.9045 | 2276.21 | 6599.9496 | 52.5241 | 4.6372 | 0.71717 | 15201.1778 | 8037 | 11
2004 | 11 | 30 | 20 | 0.0053178 | 0.0012254 | 0.0030809 | 0.0042923 | 0.00017585 | 8.2894e-06 | 1.177e-05 | 0.014112 |  | 5284.4293 | 1067.7095 | 2267.5126 | 6156.8392 | 52.5241 | 4.6372 | 0.71717 | 14834.369 | 8038 | 11
2004 | 11 | 30 | 21 | 0.0050457 | 0.0012012 | 0.0029759 | 0.0046143 | 0.00017585 | 8.2894e-06 | 1.177e-05 | 0.014033 |  | 5014.0874 | 1046.5883 | 2190.2704 | 6618.8056 | 52.5241 | 4.6372 | 0.71717 | 14927.6301 | 8039 | 11
2004 | 11 | 30 | 22 | 0.004237 | 0.0012973 | 0.0029265 | 0.0044839 | 0.00017585 | 8.2894e-06 | 1.177e-05 | 0.013141 |  | 4210.4501 | 1130.363 | 2153.8645 | 6431.7742 | 52.5241 | 4.6372 | 0.71717 | 13984.3303 | 8040 | 11
2004 | 11 | 30 | 23 | 0.0035965 | 0.0013209 | 0.0027387 | 0.0042224 | 0.00017585 | 8.2894e-06 | 1.177e-05 | 0.012074 |  | 3573.9432 | 1150.8932 | 2015.6815 | 6056.6824 | 52.5241 | 4.6372 | 0.71717 | 12855.0787 | 8041 | 11
2004 | 11 | 30 | 24 | 0.0025363 | 0.0014641 | 0.0025866 | 0.0044429 | 0.00017585 | 8.2894e-06 | 1.177e-05 | 0.011226 |  | 2520.3736 | 1275.687 | 1903.7446 | 6372.9191 | 52.5241 | 4.6372 | 0.71717 | 12130.6027 | 8042 | 11
2004 | 12 | 1 | 1 | 0.0025316 | 0.0017713 | 0.0024596 | 0.0044573 | 0.00017585 | 8.1595e-06 | 1.2103e-05 | 0.011416 |  | 2515.7008 | 1543.3512 | 1810.2315 | 6393.5102 | 52.5241 | 4.5645 | 0.73747 | 12320.6198 | 8043 | 12
2004 | 12 | 1 | 2 | 0.0020993 | 0.0018687 | 0.0023289 | 0.0044231 | 0.00017585 | 8.1595e-06 | 1.2103e-05 | 0.010916 |  | 2086.1295 | 1628.1803 | 1714.0483 | 6344.4983 | 52.5241 | 4.5645 | 0.73747 | 11830.6825 | 8044 | 12
2004 | 12 | 1 | 3 | 0.0019775 | 0.0019002 | 0.0022446 | 0.0043023 | 0.00017585 | 8.1595e-06 | 1.2103e-05 | 0.010621 |  | 1965.1307 | 1655.6496 | 1651.9878 | 6171.2981 | 52.5241 | 4.5645 | 0.73747 | 11501.8922 | 8045 | 12
2004 | 12 | 1 | 4 | 0.002148 | 0.0018095 | 0.0022159 | 0.0043377 | 0.00017585 | 8.1595e-06 | 1.2103e-05 | 0.010707 |  | 2134.5499 | 1576.606 | 1630.9093 | 6222.0588 | 52.5241 | 4.5645 | 0.73747 | 11621.9501 | 8046 | 12
2004 | 12 | 1 | 5 | 0.0022046 | 0.0018111 | 0.0022105 | 0.0043567 | 0.00017585 | 8.1595e-06 | 1.2103e-05 | 0.010779 |  | 2190.8069 | 1578.043 | 1626.9109 | 6249.2725 | 52.5241 | 4.5645 | 0.73747 | 11702.8593 | 8047 | 12
2004 | 12 | 1 | 6 | 0.0023984 | 0.0018193 | 0.0023214 | 0.0041679 | 0.00017585 | 8.1595e-06 | 1.2103e-05 | 0.010903 |  | 2383.3904 | 1585.1826 | 1708.5554 | 5978.4136 | 52.5241 | 4.5645 | 0.73747 | 11713.368 | 8048 | 12
2004 | 12 | 1 | 7 | 0.0030789 | 0.0018342 | 0.0026731 | 0.0041367 | 0 | 0 | 1.2103e-05 | 0.011735 |  | 3059.6102 | 1598.1523 | 1967.3993 | 5933.6908 | 0 | 0 | 0.73747 | 12559.5902 | 8049 | 12
2004 | 12 | 1 | 8 | 0.0039661 | 0.0017372 | 0.0031214 | 0.004333 | 0 | 0 | 1.2103e-05 | 0.01317 |  | 3941.196 | 1513.6167 | 2297.3625 | 6215.3256 | 0 | 0 | 0.73747 | 13968.2383 | 8050 | 12
2004 | 12 | 1 | 9 | 0.0041973 | 0.0017817 | 0.0032791 | 0.0045146 | 0 | 0 | 1.2103e-05 | 0.013785 |  | 4170.9964 | 1552.365 | 2413.4191 | 6475.7824 | 0 | 0 | 0.73747 | 14613.3004 | 8051 | 12
2004 | 12 | 1 | 10 | 0.0034379 | 0.0021011 | 0.0033467 | 0.0044859 | 0 | 0 | 1.2103e-05 | 0.013384 |  | 3416.3032 | 1830.6373 | 2463.1539 | 6434.5641 | 0 | 0 | 0.73747 | 14145.3961 | 8052 | 12
2004 | 12 | 1 | 11 | 0.0033705 | 0.0021419 | 0.003417 | 0.0044239 | 0 | 0 | 1.2103e-05 | 0.013365 |  | 3349.3465 | 1866.2665 | 2514.8757 | 6345.6205 | 0 | 0 | 0.73747 | 14076.8468 | 8053 | 12
2004 | 12 | 1 | 12 | 0.0036779 | 0.0019973 | 0.0034271 | 0.0043822 | 0 | 0 | 1.2103e-05 | 0.013497 |  | 3654.8738 | 1740.1988 | 2522.3388 | 6285.919 | 0 | 0 | 0.73747 | 14204.0679 | 8054 | 12
2004 | 12 | 1 | 13 | 0.0036878 | 0.0018893 | 0.0033283 | 0.0045511 | 0 | 0 | 1.2103e-05 | 0.013469 |  | 3664.6347 | 1646.1675 | 2449.6241 | 6528.0897 | 0 | 0 | 0.73747 | 14289.2535 | 8055 | 12
2004 | 12 | 1 | 14 | 0.003267 | 0.001998 | 0.0033719 | 0.0045538 | 0 | 0 | 1.2103e-05 | 0.013203 |  | 3246.564 | 1740.824 | 2481.6893 | 6531.998 | 0 | 0 | 0.73747 | 14001.8127 | 8056 | 12
2004 | 12 | 1 | 15 | 0.0034484 | 0.0019506 | 0.0032982 | 0.0046348 | 0 | 0 | 1.2103e-05 | 0.013344 |  | 3426.827 | 1699.5602 | 2427.4526 | 6648.2147 | 0 | 0 | 0.73747 | 14202.792 | 8057 | 12
2004 | 12 | 1 | 16 | 0.0036561 | 0.0019107 | 0.0032162 | 0.0044376 | 0 | 0 | 1.2103e-05 | 0.013233 |  | 3633.1555 | 1664.8005 | 2367.1019 | 6365.3464 | 0 | 0 | 0.73747 | 14031.1418 | 8058 | 12
2004 | 12 | 1 | 17 | 0.0045367 | 0.0017619 | 0.003184 | 0.0046997 | 0 | 0 | 1.2103e-05 | 0.014194 |  | 4508.2508 | 1535.1267 | 2343.3864 | 6741.2857 | 0 | 0 | 0.73747 | 15128.787 | 8059 | 12
2004 | 12 | 1 | 18 | 0.0057139 | 0.0017422 | 0.0031406 | 0.0046195 | 4.3962e-05 | 2.0399e-06 | 1.2103e-05 | 0.015274 |  | 5678.0285 | 1517.9514 | 2311.4558 | 6626.2896 | 13.131 | 1.1411 | 0.73747 | 16148.7349 | 8060 | 12
2004 | 12 | 1 | 19 | 0.0063747 | 0.0014601 | 0.0030208 | 0.0045939 | 0.00017585 | 8.1595e-06 | 1.2103e-05 | 0.015646 |  | 6334.7805 | 1272.2027 | 2223.2545 | 6589.5498 | 52.5241 | 4.5645 | 0.73747 | 16477.6136 | 8061 | 12
2004 | 12 | 1 | 20 | 0.006397 | 0.0014134 | 0.0029938 | 0.0043437 | 0.00017585 | 8.1595e-06 | 1.2103e-05 | 0.015344 |  | 6356.8863 | 1231.5192 | 2203.406 | 6230.6161 | 52.5241 | 4.5645 | 0.73747 | 16080.2537 | 8062 | 12
2004 | 12 | 1 | 21 | 0.0060161 | 0.001436 | 0.0029037 | 0.0039657 | 0.00017585 | 8.1595e-06 | 1.2103e-05 | 0.014518 |  | 5978.3834 | 1251.2094 | 2137.0935 | 5688.3734 | 52.5241 | 4.5645 | 0.73747 | 15112.8857 | 8063 | 12
2004 | 12 | 1 | 22 | 0.0054639 | 0.0014588 | 0.0028423 | 0.0039863 | 0.00017585 | 8.1595e-06 | 1.2103e-05 | 0.013947 |  | 5429.6395 | 1271.0223 | 2091.8789 | 5718.0152 | 52.5241 | 4.5645 | 0.73747 | 14568.3819 | 8064 | 12
2004 | 12 | 1 | 23 | 0.0049502 | 0.0014265 | 0.0027029 | 0.0040146 | 0.00017585 | 8.1595e-06 | 1.2103e-05 | 0.01329 |  | 4919.2088 | 1242.9443 | 1989.3338 | 5758.5921 | 52.5241 | 4.5645 | 0.73747 | 13967.905 | 8065 | 12
2004 | 12 | 1 | 24 | 0.0035153 | 0.0016603 | 0.0025516 | 0.004049 | 0.00017585 | 8.1595e-06 | 1.2103e-05 | 0.011972 |  | 3493.2894 | 1446.6034 | 1877.9591 | 5807.8692 | 52.5241 | 4.5645 | 0.73747 | 12683.5472 | 8066 | 12
2004 | 12 | 2 | 1 | 0.0024768 | 0.0017713 | 0.0024495 | 0.0039946 | 0.00017585 | 8.1595e-06 | 1.2103e-05 | 0.010888 |  | 2461.2618 | 1543.3512 | 1802.8073 | 5729.9304 | 52.5241 | 4.5645 | 0.73747 | 11595.1768 | 8067 | 12
2004 | 12 | 2 | 2 | 0.0020461 | 0.0018687 | 0.002329 | 0.0041247 | 0.00017585 | 8.1595e-06 | 1.2103e-05 | 0.010565 |  | 2033.2565 | 1628.1803 | 1714.0932 | 5916.5409 | 52.5241 | 4.5645 | 0.73747 | 11349.8969 | 8068 | 12
2004 | 12 | 2 | 3 | 0.0019266 | 0.0019002 | 0.0022162 | 0.0040974 | 0.00017585 | 8.1595e-06 | 1.2103e-05 | 0.010336 |  | 1914.5024 | 1655.6496 | 1631.101 | 5877.3112 | 52.5241 | 4.5645 | 0.73747 | 11136.3903 | 8069 | 12
2004 | 12 | 2 | 4 | 0.0020911 | 0.0018095 | 0.0021889 | 0.0041388 | 0.00017585 | 8.1595e-06 | 1.2103e-05 | 0.010424 |  | 2078.0248 | 1576.606 | 1611.0273 | 5936.7642 | 52.5241 | 4.5645 | 0.73747 | 11260.2484 | 8070 | 12
2004 | 12 | 2 | 5 | 0.0021469 | 0.0018111 | 0.0021896 | 0.0041822 | 0.00017585 | 8.1595e-06 | 1.2103e-05 | 0.010526 |  | 2133.4862 | 1578.043 | 1611.531 | 5998.9498 | 52.5241 | 4.5645 | 0.73747 | 11379.8362 | 8071 | 12
2004 | 12 | 2 | 6 | 0.0023346 | 0.0018193 | 0.0022982 | 0.004067 | 0.00017585 | 8.1595e-06 | 1.2103e-05 | 0.010715 |  | 2319.9328 | 1585.1826 | 1691.4576 | 5833.6792 | 52.5241 | 4.5645 | 0.73747 | 11488.0782 | 8072 | 12
2004 | 12 | 2 | 7 | 0.0030003 | 0.0018342 | 0.0026592 | 0.0041397 | 0 | 0 | 1.2103e-05 | 0.011645 |  | 2981.4406 | 1598.1523 | 1957.1187 | 5938.0474 | 0 | 0 | 0.73747 | 12475.4965 | 8073 | 12
2004 | 12 | 2 | 8 | 0.0038823 | 0.0017372 | 0.0030748 | 0.0040002 | 0 | 0 | 1.2103e-05 | 0.012707 |  | 3857.9399 | 1513.6167 | 2263.0458 | 5737.9517 | 0 | 0 | 0.73747 | 13373.2916 | 8074 | 12
2004 | 12 | 2 | 9 | 0.0041158 | 0.0017817 | 0.0032486 | 0.004084 | 0 | 0 | 1.2103e-05 | 0.013242 |  | 4089.9717 | 1552.365 | 2390.9419 | 5858.0718 | 0 | 0 | 0.73747 | 13892.0879 | 8075 | 12
2004 | 12 | 2 | 10 | 0.0033608 | 0.0021011 | 0.0032725 | 0.004118 | 0 | 0 | 1.2103e-05 | 0.012865 |  | 3339.7795 | 1830.6373 | 2408.5727 | 5906.9379 | 0 | 0 | 0.73747 | 13486.6649 | 8076 | 12
2004 | 12 | 2 | 11 | 0.003298 | 0.0021419 | 0.0033775 | 0.0042419 | 0 | 0 | 1.2103e-05 | 0.013072 |  | 3277.3322 | 1866.2665 | 2485.8483 | 6084.6705 | 0 | 0 | 0.73747 | 13714.8549 | 8077 | 12
2004 | 12 | 2 | 12 | 0.0036104 | 0.0019973 | 0.0033504 | 0.0043073 | 0 | 0 | 1.2103e-05 | 0.013278 |  | 3587.8057 | 1740.1988 | 2465.8549 | 6178.4555 | 0 | 0 | 0.73747 | 13973.0525 | 8078 | 12
2004 | 12 | 2 | 13 | 0.0036165 | 0.0018893 | 0.0033677 | 0.004562 | 0 | 0 | 1.2103e-05 | 0.013448 |  | 3593.8078 | 1646.1675 | 2478.6387 | 6543.7855 | 0 | 0 | 0.73747 | 14263.1371 | 8079 | 12
2004 | 12 | 2 | 14 | 0.003207 | 0.001998 | 0.003411 | 0.0041962 | 0 | 0 | 1.2103e-05 | 0.012824 |  | 3186.8869 | 1740.824 | 2510.4976 | 6019.053 | 0 | 0 | 0.73747 | 13457.9989 | 8080 | 12
2004 | 12 | 2 | 15 | 0.0033862 | 0.0019506 | 0.0034114 | 0.004406 | 0 | 0 | 1.2103e-05 | 0.013166 |  | 3364.9937 | 1699.5602 | 2510.7947 | 6319.978 | 0 | 0 | 0.73747 | 13896.0641 | 8081 | 12
2004 | 12 | 2 | 16 | 0.0035903 | 0.0019107 | 0.0032679 | 0.004427 | 0 | 0 | 1.2103e-05 | 0.013208 |  | 3567.7785 | 1664.8005 | 2405.1292 | 6350.0472 | 0 | 0 | 0.73747 | 13988.4928 | 8082 | 12
2004 | 12 | 2 | 17 | 0.0044661 | 0.0017619 | 0.0031773 | 0.0044322 | 0 | 0 | 1.2103e-05 | 0.01385 |  | 4438.1425 | 1535.1267 | 2338.4608 | 6357.6134 | 0 | 0 | 0.73747 | 14670.0809 | 8083 | 12
2004 | 12 | 2 | 18 | 0.0056333 | 0.0017422 | 0.003144 | 0.0043916 | 4.3962e-05 | 2.0399e-06 | 1.2103e-05 | 0.014969 |  | 5597.9494 | 1517.9514 | 2313.96 | 6299.3421 | 13.131 | 1.1411 | 0.73747 | 15744.2125 | 8084 | 12
2004 | 12 | 2 | 19 | 0.0062888 | 0.0014601 | 0.0030125 | 0.0044104 | 0.00017585 | 8.1595e-06 | 1.2103e-05 | 0.015368 |  | 6249.4032 | 1272.2027 | 2217.2065 | 6326.2523 | 52.5241 | 4.5645 | 0.73747 | 16122.8907 | 8085 | 12
2004 | 12 | 2 | 20 | 0.0063071 | 0.0014134 | 0.0029688 | 0.0043152 | 0.00017585 | 8.1595e-06 | 1.2103e-05 | 0.015201 |  | 6267.5883 | 1231.5192 | 2185.0423 | 6189.7047 | 52.5241 | 4.5645 | 0.73747 | 15931.6806 | 8086 | 12
2004 | 12 | 2 | 21 | 0.0059423 | 0.001436 | 0.0029121 | 0.0043419 | 0.00017585 | 8.1595e-06 | 1.2103e-05 | 0.014828 |  | 5905.0599 | 1251.2094 | 2143.2512 | 6228.0346 | 52.5241 | 4.5645 | 0.73747 | 15585.3811 | 8087 | 12
2004 | 12 | 2 | 22 | 0.005388 | 0.0014588 | 0.0028605 | 0.0043204 | 0.00017585 | 8.1595e-06 | 1.2103e-05 | 0.014224 |  | 5354.2682 | 1271.0223 | 2105.2723 | 6197.2187 | 52.5241 | 4.5645 | 0.73747 | 14985.6075 | 8088 | 12
2004 | 12 | 2 | 23 | 0.0048754 | 0.0014265 | 0.0027188 | 0.0040485 | 0.00017585 | 8.1595e-06 | 1.2103e-05 | 0.013265 |  | 4844.858 | 1242.9443 | 2000.9939 | 5807.2588 | 52.5241 | 4.5645 | 0.73747 | 13953.881 | 8089 | 12
2004 | 12 | 2 | 24 | 0.0034462 | 0.0016603 | 0.0025506 | 0.0037616 | 0.00017585 | 8.1595e-06 | 1.2103e-05 | 0.011615 |  | 3424.5537 | 1446.6034 | 1877.2483 | 5395.6553 | 52.5241 | 4.5645 | 0.73747 | 12201.8868 | 8090 | 12
2004 | 12 | 3 | 1 | 0.0026805 | 0.0018182 | 0.0025162 | 0.0037789 | 0.00017585 | 8.1595e-06 | 1.2103e-05 | 0.01099 |  | 2663.7172 | 1584.1908 | 1851.9211 | 5420.4504 | 52.5241 | 4.5645 | 0.73747 | 11578.1055 | 8091 | 12
2004 | 12 | 3 | 2 | 0.0023398 | 0.0018656 | 0.0023008 | 0.0040303 | 0.00017585 | 8.1595e-06 | 1.2103e-05 | 0.010733 |  | 2325.1113 | 1625.4943 | 1693.3571 | 5781.1276 | 52.5241 | 4.5645 | 0.73747 | 11482.9163 | 8092 | 12
2004 | 12 | 3 | 3 | 0.0022553 | 0.0019298 | 0.0022106 | 0.0040059 | 0.00017585 | 8.1595e-06 | 1.2103e-05 | 0.010598 |  | 2241.1773 | 1681.4455 | 1627.0144 | 5746.0999 | 52.5241 | 4.5645 | 0.73747 | 11353.5632 | 8093 | 12
2004 | 12 | 3 | 4 | 0.0023966 | 0.001865 | 0.0022016 | 0.0039833 | 0.00017585 | 8.1595e-06 | 1.2103e-05 | 0.010643 |  | 2381.55 | 1624.9585 | 1620.3903 | 5713.6787 | 52.5241 | 4.5645 | 0.73747 | 11398.4035 | 8094 | 12
2004 | 12 | 3 | 5 | 0.0024703 | 0.0018915 | 0.0022214 | 0.0039363 | 0.00017585 | 8.1595e-06 | 1.2103e-05 | 0.010716 |  | 2454.7934 | 1648.0906 | 1634.9309 | 5646.203 | 52.5241 | 4.5645 | 0.73747 | 11441.844 | 8095 | 12
2004 | 12 | 3 | 6 | 0.0026318 | 0.0018692 | 0.0023042 | 0.0040392 | 0.00017585 | 8.1595e-06 | 1.2103e-05 | 0.01104 |  | 2615.266 | 1628.6255 | 1695.9069 | 5793.8051 | 52.5241 | 4.5645 | 0.73747 | 11791.4295 | 8096 | 12
2004 | 12 | 3 | 7 | 0.0035726 | 0.0018056 | 0.0026372 | 0.0040853 | 0 | 0 | 1.2103e-05 | 0.012113 |  | 3550.1828 | 1573.1968 | 1940.9837 | 5859.9786 | 0 | 0 | 0.73747 | 12925.0795 | 8097 | 12
2004 | 12 | 3 | 8 | 0.0042052 | 0.0018528 | 0.0030393 | 0.0041353 | 0 | 0 | 1.2103e-05 | 0.013245 |  | 4178.8664 | 1614.3763 | 2236.9045 | 5931.6347 | 0 | 0 | 0.73747 | 13962.5194 | 8098 | 12
2004 | 12 | 3 | 9 | 0.0041918 | 0.0018868 | 0.0032181 | 0.0043756 | 0 | 0 | 1.2103e-05 | 0.013684 |  | 4165.5486 | 1643.9871 | 2368.474 | 6276.3653 | 0 | 0 | 0.73747 | 14455.1125 | 8099 | 12
2004 | 12 | 3 | 10 | 0.0038232 | 0.0021025 | 0.0032889 | 0.0041008 | 0 | 0 | 1.2103e-05 | 0.013328 |  | 3799.2799 | 1831.8629 | 2420.602 | 5882.2474 | 0 | 0 | 0.73747 | 13934.7297 | 8100 | 12
2004 | 12 | 3 | 11 | 0.003716 | 0.0021386 | 0.0029178 | 0.0034711 | 0 | 0 | 1.2103e-05 | 0.012256 |  | 3692.7001 | 1863.3888 | 2147.5107 | 4979.0194 | 0 | 0 | 0.73747 | 12683.3565 | 8101 | 12
2004 | 12 | 3 | 12 | 0.0036428 | 0.0021366 | 0.0024557 | 0.0027627 | 0 | 0 | 1.2103e-05 | 0.01101 |  | 3619.9902 | 1861.5669 | 1807.3546 | 3962.8041 | 0 | 0 | 0.73747 | 11252.4533 | 8102 | 12
2004 | 12 | 3 | 13 | 0.0037517 | 0.002022 | 0.0024263 | 0.0027304 | 0 | 0 | 1.2103e-05 | 0.010942 |  | 3728.1514 | 1761.759 | 1785.761 | 3916.4408 | 0 | 0 | 0.73747 | 11192.8497 | 8103 | 12
2004 | 12 | 3 | 14 | 0.0032534 | 0.0020391 | 0.0028057 | 0.0032778 | 0 | 0 | 1.2103e-05 | 0.011388 |  | 3232.9632 | 1776.6599 | 2064.9671 | 4701.687 | 0 | 0 | 0.73747 | 11777.0147 | 8104 | 12
2004 | 12 | 3 | 15 | 0.0034853 | 0.0018791 | 0.0032901 | 0.0041611 | 0 | 0 | 1.2103e-05 | 0.012828 |  | 3463.4292 | 1637.2583 | 2421.4763 | 5968.7606 | 0 | 0 | 0.73747 | 13491.6618 | 8105 | 12
2004 | 12 | 3 | 16 | 0.0043053 | 0.0016655 | 0.0032093 | 0.0042349 | 0 | 0 | 1.2103e-05 | 0.013427 |  | 4278.3342 | 1451.1646 | 2362.0292 | 6074.5223 | 0 | 0 | 0.73747 | 14166.7878 | 8106 | 12
2004 | 12 | 3 | 17 | 0.0047522 | 0.0016575 | 0.0030609 | 0.0043874 | 0 | 0 | 1.2103e-05 | 0.01387 |  | 4722.4 | 1444.1528 | 2252.781 | 6293.2841 | 0 | 0 | 0.73747 | 14713.3553 | 8107 | 12
2004 | 12 | 3 | 18 | 0.0057701 | 0.0015493 | 0.0030711 | 0.0043668 | 4.3962e-05 | 2.0399e-06 | 1.2103e-05 | 0.014815 |  | 5733.9709 | 1349.8795 | 2260.3383 | 6263.6965 | 13.131 | 1.1411 | 0.73747 | 15622.8948 | 8108 | 12
2004 | 12 | 3 | 19 | 0.006274 | 0.0013387 | 0.0030043 | 0.0041544 | 0.00017585 | 8.1595e-06 | 1.2103e-05 | 0.014968 |  | 6234.6592 | 1166.4233 | 2211.1095 | 5959.1439 | 52.5241 | 4.5645 | 0.73747 | 15629.162 | 8109 | 12
2004 | 12 | 3 | 20 | 0.0057732 | 0.0014236 | 0.0029977 | 0.0038582 | 0.00017585 | 8.1595e-06 | 1.2103e-05 | 0.014249 |  | 5737.0468 | 1240.3455 | 2206.3012 | 5534.2238 | 52.5241 | 4.5645 | 0.73747 | 14775.7433 | 8110 | 12
2004 | 12 | 3 | 21 | 0.0057973 | 0.0014422 | 0.0029214 | 0.0037298 | 0.00017585 | 8.1595e-06 | 1.2103e-05 | 0.014087 |  | 5760.9088 | 1256.6031 | 2150.0983 | 5349.974 | 52.5241 | 4.5645 | 0.73747 | 14575.4103 | 8111 | 12
2004 | 12 | 3 | 22 | 0.0053527 | 0.001375 | 0.0028255 | 0.0036341 | 0.00017585 | 8.1595e-06 | 1.2103e-05 | 0.013383 |  | 5319.158 | 1198.0252 | 2079.5689 | 5212.8126 | 52.5241 | 4.5645 | 0.73747 | 13867.3907 | 8112 | 12
2004 | 12 | 3 | 23 | 0.0050139 | 0.0013183 | 0.0026989 | 0.0036106 | 0.00017585 | 8.1595e-06 | 1.2103e-05 | 0.012838 |  | 4982.4697 | 1148.5931 | 1986.3497 | 5179.0018 | 52.5241 | 4.5645 | 0.73747 | 13354.2404 | 8113 | 12
2004 | 12 | 3 | 24 | 0.004087 | 0.0013449 | 0.0024977 | 0.0031861 | 0.00017585 | 8.1595e-06 | 1.2103e-05 | 0.011312 |  | 4061.4033 | 1171.7967 | 1838.2624 | 4570.2282 | 52.5241 | 4.5645 | 0.73747 | 11699.5167 | 8114 | 12
2004 | 12 | 4 | 1 | 0.0030915 | 0.0014467 | 0.0023296 | 0.0030728 | 0.00017585 | 8.1595e-06 | 1.2103e-05 | 0.010137 |  | 3072.1391 | 1260.4871 | 1714.5536 | 4407.6213 | 52.5241 | 4.5645 | 0.73747 | 10512.6272 | 8115 | 12
2004 | 12 | 4 | 2 | 0.0028488 | 0.0014431 | 0.0022195 | 0.0031233 | 0.00017585 | 8.1595e-06 | 1.2103e-05 | 0.0098308 |  | 2830.9361 | 1257.3869 | 1633.5415 | 4480.0344 | 52.5241 | 4.5645 | 0.73747 | 10259.725 | 8116 | 12
2004 | 12 | 4 | 3 | 0.0026071 | 0.0014869 | 0.0021073 | 0.0031394 | 0.00017585 | 8.1595e-06 | 1.2103e-05 | 0.0095369 |  | 2590.7433 | 1295.5501 | 1550.9745 | 4503.2086 | 52.5241 | 4.5645 | 0.73747 | 9998.3026 | 8117 | 12
2004 | 12 | 4 | 4 | 0.0024656 | 0.0014694 | 0.0021038 | 0.0030981 | 0.00017585 | 8.1595e-06 | 1.2103e-05 | 0.009333 |  | 2450.1097 | 1280.2796 | 1548.3681 | 4443.9697 | 52.5241 | 4.5645 | 0.73747 | 9780.5532 | 8118 | 12
2004 | 12 | 4 | 5 | 0.0024963 | 0.001482 | 0.0021252 | 0.0030998 | 0.00017585 | 8.1595e-06 | 1.2103e-05 | 0.0093995 |  | 2480.6968 | 1291.2279 | 1564.159 | 4446.3766 | 52.5241 | 4.5645 | 0.73747 | 9840.2864 | 8119 | 12
2004 | 12 | 4 | 6 | 0.0026629 | 0.0014449 | 0.0021314 | 0.0031161 | 0.00017585 | 8.1595e-06 | 1.2103e-05 | 0.0095514 |  | 2646.1981 | 1258.9331 | 1568.717 | 4469.749 | 52.5241 | 4.5645 | 0.73747 | 10001.4232 | 8120 | 12
2004 | 12 | 4 | 7 | 0.002924 | 0.0014965 | 0.002328 | 0.0029118 | 0 | 0 | 1.2103e-05 | 0.0096724 |  | 2905.7017 | 1303.8624 | 1713.3793 | 4176.7688 | 0 | 0 | 0.73747 | 10100.4498 | 8121 | 12
2004 | 12 | 4 | 8 | 0.0037309 | 0.0013551 | 0.0025099 | 0.0032762 | 0 | 0 | 1.2103e-05 | 0.010884 |  | 3707.5388 | 1180.6686 | 1847.299 | 4699.4687 | 0 | 0 | 0.73747 | 11435.7125 | 8122 | 12
2004 | 12 | 4 | 9 | 0.0041113 | 0.0013939 | 0.0025266 | 0.0034808 | 0 | 0 | 1.2103e-05 | 0.011525 |  | 4085.485 | 1214.5007 | 1859.5821 | 4992.8585 | 0 | 0 | 0.73747 | 12153.1638 | 8123 | 12
2004 | 12 | 4 | 10 | 0.0044611 | 0.001443 | 0.0025535 | 0.0035779 | 0 | 0 | 1.2103e-05 | 0.012048 |  | 4433.1791 | 1257.2809 | 1879.3371 | 5132.1138 | 0 | 0 | 0.73747 | 12702.6484 | 8124 | 12
2004 | 12 | 4 | 11 | 0.0046519 | 0.0014236 | 0.0024941 | 0.0036011 | 0 | 0 | 1.2103e-05 | 0.012183 |  | 4622.6866 | 1240.4045 | 1835.6158 | 5165.4386 | 0 | 0 | 0.73747 | 12864.8828 | 8125 | 12
2004 | 12 | 4 | 12 | 0.0050268 | 0.0012997 | 0.0024678 | 0.0035746 | 0 | 0 | 1.2103e-05 | 0.012381 |  | 4995.3249 | 1132.4548 | 1816.2889 | 5127.4436 | 0 | 0 | 0.73747 | 13072.2497 | 8126 | 12
2004 | 12 | 4 | 13 | 0.0053269 | 0.001154 | 0.0024415 | 0.0032352 | 0 | 0 | 1.2103e-05 | 0.01217 |  | 5293.5468 | 1005.4577 | 1796.9059 | 4640.581 | 0 | 0 | 0.73747 | 12737.2289 | 8127 | 12
2004 | 12 | 4 | 14 | 0.0048343 | 0.0012407 | 0.002438 | 0.00351 | 0 | 0 | 1.2103e-05 | 0.012035 |  | 4803.9716 | 1080.9776 | 1794.3667 | 5034.705 | 0 | 0 | 0.73747 | 12714.7583 | 8128 | 12
2004 | 12 | 4 | 15 | 0.0045503 | 0.0012833 | 0.0024506 | 0.003605 | 0 | 0 | 1.2103e-05 | 0.011901 |  | 4521.7633 | 1118.1089 | 1803.6088 | 5171.0192 | 0 | 0 | 0.73747 | 12615.2377 | 8129 | 12
2004 | 12 | 4 | 16 | 0.0046831 | 0.0012759 | 0.0024515 | 0.0032019 | 0 | 0 | 1.2103e-05 | 0.011625 |  | 4653.7784 | 1111.7143 | 1804.3181 | 4592.7773 | 0 | 0 | 0.73747 | 12163.3256 | 8130 | 12
2004 | 12 | 4 | 17 | 0.0055577 | 0.0010435 | 0.0025 | 0.0030178 | 0 | 0 | 1.2103e-05 | 0.012131 |  | 5522.8631 | 909.157 | 1839.9945 | 4328.7842 | 0 | 0 | 0.73747 | 12601.5362 | 8131 | 12
2004 | 12 | 4 | 18 | 0.0064754 | 0.0010881 | 0.0025455 | 0.0029442 | 4.3962e-05 | 2.0399e-06 | 1.2103e-05 | 0.013111 |  | 6434.8449 | 948.0364 | 1873.4584 | 4223.129 | 13.131 | 1.1411 | 0.73747 | 13494.4784 | 8132 | 12
2004 | 12 | 4 | 19 | 0.006885 | 0.00086599 | 0.0025109 | 0.0029766 | 0.00017585 | 8.1595e-06 | 1.2103e-05 | 0.013435 |  | 6841.8735 | 754.5346 | 1848.033 | 4269.698 | 52.5241 | 4.5645 | 0.73747 | 13771.9651 | 8133 | 12
2004 | 12 | 4 | 20 | 0.0066865 | 0.00088102 | 0.0024675 | 0.0026147 | 0.00017585 | 8.1595e-06 | 1.2103e-05 | 0.012846 |  | 6644.6299 | 767.6316 | 1816.062 | 3750.4977 | 52.5241 | 4.5645 | 0.73747 | 13036.6472 | 8134 | 12
2004 | 12 | 4 | 21 | 0.0059746 | 0.001126 | 0.0024079 | 0.0024774 | 0.00017585 | 8.1595e-06 | 1.2103e-05 | 0.012182 |  | 5937.1493 | 981.0361 | 1772.1993 | 3553.6359 | 52.5241 | 4.5645 | 0.73747 | 12301.8467 | 8135 | 12
2004 | 12 | 4 | 22 | 0.0054889 | 0.001104 | 0.0023098 | 0.0023472 | 0.00017585 | 8.1595e-06 | 1.2103e-05 | 0.011446 |  | 5454.4503 | 961.8735 | 1700.0239 | 3366.9001 | 52.5241 | 4.5645 | 0.73747 | 11541.0737 | 8136 | 12
2004 | 12 | 4 | 23 | 0.0050992 | 0.0011558 | 0.0022528 | 0.0021716 | 0.00017585 | 8.1595e-06 | 1.2103e-05 | 0.010876 |  | 5067.2011 | 1007.065 | 1658.0567 | 3114.9597 | 52.5241 | 4.5645 | 0.73747 | 10905.1086 | 8137 | 12
2004 | 12 | 4 | 24 | 0.0040613 | 0.0013578 | 0.0021288 | 0.0023599 | 0.00017585 | 8.1595e-06 | 1.2103e-05 | 0.010104 |  | 4035.8535 | 1183.0174 | 1566.7726 | 3385.1048 | 52.5241 | 4.5645 | 0.73747 | 10228.5744 | 8138 | 12
2004 | 12 | 5 | 1 | 0.0028156 | 0.0018416 | 0.002044 | 0.0025589 | 0.00017585 | 8.1595e-06 | 1.2103e-05 | 0.0094562 |  | 2797.9547 | 1604.6195 | 1504.3689 | 3670.4399 | 52.5241 | 4.5645 | 0.73747 | 9635.2091 | 8139 | 12
2004 | 12 | 5 | 2 | 0.0025275 | 0.0018379 | 0.0020033 | 0.0025112 | 0.00017585 | 8.1595e-06 | 1.2103e-05 | 0.009076 |  | 2511.6702 | 1601.3795 | 1474.4127 | 3602.042 | 52.5241 | 4.5645 | 0.73747 | 9247.3305 | 8140 | 12
2004 | 12 | 5 | 3 | 0.0023131 | 0.0018672 | 0.0019749 | 0.0025249 | 0.00017585 | 8.1595e-06 | 1.2103e-05 | 0.0088763 |  | 2298.6202 | 1626.8856 | 1453.5412 | 3621.705 | 52.5241 | 4.5645 | 0.73747 | 9058.578 | 8141 | 12
2004 | 12 | 5 | 4 | 0.0022676 | 0.0018539 | 0.001953 | 0.0024889 | 0.00017585 | 8.1595e-06 | 1.2103e-05 | 0.0087595 |  | 2253.4106 | 1615.2588 | 1437.3975 | 3570.143 | 52.5241 | 4.5645 | 0.73747 | 8934.0359 | 8142 | 12
2004 | 12 | 5 | 5 | 0.0021437 | 0.0019012 | 0.0020004 | 0.0024911 | 0.00017585 | 8.1595e-06 | 1.2103e-05 | 0.0087325 |  | 2130.2423 | 1656.5018 | 1472.3104 | 3573.2591 | 52.5241 | 4.5645 | 0.73747 | 8890.1396 | 8143 | 12
2004 | 12 | 5 | 6 | 0.0023878 | 0.0018822 | 0.0020091 | 0.0024399 | 0.00017585 | 8.1595e-06 | 1.2103e-05 | 0.0089151 |  | 2372.8025 | 1639.9365 | 1478.7145 | 3499.7776 | 52.5241 | 4.5645 | 0.73747 | 9049.0571 | 8144 | 12
2004 | 12 | 5 | 7 | 0.0027383 | 0.0018946 | 0.0021401 | 0.0023729 | 0 | 0 | 1.2103e-05 | 0.009158 |  | 2721.18 | 1650.7304 | 1575.0921 | 3403.6406 | 0 | 0 | 0.73747 | 9351.3806 | 8145 | 12
2004 | 12 | 5 | 8 | 0.0031848 | 0.0018813 | 0.0022435 | 0.0026869 | 0 | 0 | 1.2103e-05 | 0.010009 |  | 3164.8733 | 1639.1896 | 1651.1936 | 3854.162 | 0 | 0 | 0.73747 | 10310.156 | 8146 | 12
2004 | 12 | 5 | 9 | 0.0040373 | 0.0017847 | 0.0022721 | 0.0027486 | 0 | 0 | 1.2103e-05 | 0.010855 |  | 4012.0187 | 1554.9912 | 1672.2529 | 3942.6009 | 0 | 0 | 0.73747 | 11182.6012 | 8147 | 12
2004 | 12 | 5 | 10 | 0.0046404 | 0.0017761 | 0.0023449 | 0.0027776 | 0 | 0 | 1.2103e-05 | 0.011551 |  | 4611.2875 | 1547.538 | 1725.8118 | 3984.2447 | 0 | 0 | 0.73747 | 11869.6194 | 8148 | 12
2004 | 12 | 5 | 11 | 0.0044669 | 0.0018803 | 0.0023269 | 0.0027597 | 0 | 0 | 1.2103e-05 | 0.011446 |  | 4438.8813 | 1638.2664 | 1712.5631 | 3958.543 | 0 | 0 | 0.73747 | 11748.9913 | 8149 | 12
2004 | 12 | 5 | 12 | 0.0046029 | 0.0018553 | 0.0023414 | 0.0027699 | 0 | 0 | 1.2103e-05 | 0.011582 |  | 4574.0847 | 1616.5074 | 1723.2838 | 3973.1986 | 0 | 0 | 0.73747 | 11887.812 | 8150 | 12
2004 | 12 | 5 | 13 | 0.004647 | 0.0017613 | 0.002344 | 0.0026982 | 0 | 0 | 1.2103e-05 | 0.011463 |  | 4617.8726 | 1534.6479 | 1725.1396 | 3870.3159 | 0 | 0 | 0.73747 | 11748.7134 | 8151 | 12
2004 | 12 | 5 | 14 | 0.0044102 | 0.0017611 | 0.0024005 | 0.0024207 | 0 | 0 | 1.2103e-05 | 0.011005 |  | 4382.5355 | 1534.454 | 1766.7727 | 3472.2897 | 0 | 0 | 0.73747 | 11156.7893 | 8152 | 12
2004 | 12 | 5 | 15 | 0.0044279 | 0.001663 | 0.0023931 | 0.0026574 | 0 | 0 | 1.2103e-05 | 0.011153 |  | 4400.1574 | 1448.9632 | 1761.2707 | 3811.8184 | 0 | 0 | 0.73747 | 11422.9471 | 8153 | 12
2004 | 12 | 5 | 16 | 0.0048798 | 0.0015552 | 0.0024048 | 0.0031197 | 0 | 0 | 1.2103e-05 | 0.011972 |  | 4849.225 | 1355.0769 | 1769.8872 | 4474.9478 | 0 | 0 | 0.73747 | 12449.8744 | 8154 | 12
2004 | 12 | 5 | 17 | 0.0052668 | 0.0015218 | 0.0023777 | 0.0031058 | 0 | 0 | 1.2103e-05 | 0.012284 |  | 5233.805 | 1325.9206 | 1749.9661 | 4455.0371 | 0 | 0 | 0.73747 | 12765.4662 | 8155 | 12
2004 | 12 | 5 | 18 | 0.006636 | 0.0013196 | 0.0024418 | 0.0032423 | 4.3962e-05 | 2.0399e-06 | 1.2103e-05 | 0.013698 |  | 6594.4156 | 1149.7759 | 1797.1764 | 4650.7883 | 13.131 | 1.1411 | 0.73747 | 14207.1658 | 8156 | 12
2004 | 12 | 5 | 19 | 0.0070491 | 0.0011276 | 0.0024225 | 0.0032362 | 0.00017585 | 8.1595e-06 | 1.2103e-05 | 0.014031 |  | 7004.9358 | 982.498 | 1782.9069 | 4641.9752 | 52.5241 | 4.5645 | 0.73747 | 14470.142 | 8157 | 12
2004 | 12 | 5 | 20 | 0.0062937 | 0.0012723 | 0.0023569 | 0.0033032 | 0.00017585 | 8.1595e-06 | 1.2103e-05 | 0.013422 |  | 6254.2583 | 1108.5643 | 1734.6476 | 4738.096 | 52.5241 | 4.5645 | 0.73747 | 13893.3923 | 8158 | 12
2004 | 12 | 5 | 21 | 0.0058757 | 0.0013691 | 0.0023066 | 0.0034866 | 0.00017585 | 8.1595e-06 | 1.2103e-05 | 0.013234 |  | 5838.846 | 1192.9209 | 1697.6067 | 5001.1859 | 52.5241 | 4.5645 | 0.73747 | 13788.3856 | 8159 | 12
2004 | 12 | 5 | 22 | 0.0058031 | 0.0012964 | 0.0022379 | 0.0036077 | 0.00017585 | 8.1595e-06 | 1.2103e-05 | 0.013141 |  | 5766.7671 | 1129.5477 | 1647.0753 | 5174.8336 | 52.5241 | 4.5645 | 0.73747 | 13776.0498 | 8160 | 12
2004 | 12 | 5 | 23 | 0.0051987 | 0.0013142 | 0.0021555 | 0.0034079 | 0.00017585 | 8.1595e-06 | 1.2103e-05 | 0.012272 |  | 5166.0809 | 1145.0868 | 1586.448 | 4888.2838 | 52.5241 | 4.5645 | 0.73747 | 12843.7255 | 8161 | 12
2004 | 12 | 5 | 24 | 0.0033932 | 0.0017069 | 0.0020867 | 0.0037771 | 0.00017585 | 8.1595e-06 | 1.2103e-05 | 0.01116 |  | 3371.9154 | 1487.2514 | 1535.8157 | 5417.9192 | 52.5241 | 4.5645 | 0.73747 | 11870.7277 | 8162 | 12
2004 | 12 | 6 | 1 | 0.0027061 | 0.0017685 | 0.0020473 | 0.0039659 | 0.00017585 | 8.1595e-06 | 1.2103e-05 | 0.010684 |  | 2689.1209 | 1540.9162 | 1506.8219 | 5688.7181 | 52.5241 | 4.5645 | 0.73747 | 11483.4033 | 8163 | 12
2004 | 12 | 6 | 2 | 0.0023222 | 0.0018494 | 0.0020504 | 0.0040932 | 0.00017585 | 8.1595e-06 | 1.2103e-05 | 0.010511 |  | 2307.6107 | 1611.3448 | 1509.0946 | 5871.2835 | 52.5241 | 4.5645 | 0.73747 | 11357.1596 | 8164 | 12
2004 | 12 | 6 | 3 | 0.0021234 | 0.001933 | 0.0019964 | 0.0041967 | 0.00017585 | 8.1595e-06 | 1.2103e-05 | 0.010446 |  | 2110.1211 | 1684.2283 | 1469.3284 | 6019.7816 | 52.5241 | 4.5645 | 0.73747 | 11341.2855 | 8165 | 12
2004 | 12 | 6 | 4 | 0.0022925 | 0.001807 | 0.0020069 | 0.0041427 | 0.00017585 | 8.1595e-06 | 1.2103e-05 | 0.010445 |  | 2278.1371 | 1574.3913 | 1477.0304 | 5942.3497 | 52.5241 | 4.5645 | 0.73747 | 11329.7346 | 8166 | 12
2004 | 12 | 6 | 5 | 0.0022441 | 0.0018893 | 0.0020537 | 0.0041726 | 0.00017585 | 8.1595e-06 | 1.2103e-05 | 0.010556 |  | 2230.0424 | 1646.1533 | 1511.4966 | 5985.182 | 52.5241 | 4.5645 | 0.73747 | 11430.7004 | 8167 | 12
2004 | 12 | 6 | 6 | 0.0024992 | 0.0018491 | 0.002164 | 0.0040719 | 0.00017585 | 8.1595e-06 | 1.2103e-05 | 0.01078 |  | 2483.4939 | 1611.1477 | 1592.6959 | 5840.7635 | 52.5241 | 4.5645 | 0.73747 | 11585.927 | 8168 | 12
2004 | 12 | 6 | 7 | 0.0033063 | 0.0018589 | 0.002559 | 0.0038238 | 0 | 0 | 1.2103e-05 | 0.01156 |  | 3285.5676 | 1619.6791 | 1883.4289 | 5484.9168 | 0 | 0 | 0.73747 | 12274.33 | 8169 | 12
2004 | 12 | 6 | 8 | 0.0042561 | 0.00179 | 0.003007 | 0.0037767 | 0 | 0 | 1.2103e-05 | 0.012842 |  | 4229.3862 | 1559.6095 | 2213.1292 | 5417.2853 | 0 | 0 | 0.73747 | 13420.1477 | 8170 | 12
2004 | 12 | 6 | 9 | 0.0046155 | 0.0017811 | 0.0031522 | 0.0039686 | 0 | 0 | 1.2103e-05 | 0.013529 |  | 4586.5838 | 1551.8509 | 2319.9935 | 5692.5295 | 0 | 0 | 0.73747 | 14151.6952 | 8171 | 12
2004 | 12 | 6 | 10 | 0.0038045 | 0.0021265 | 0.0032738 | 0.0043046 | 0 | 0 | 1.2103e-05 | 0.013522 |  | 3780.6908 | 1852.807 | 2409.4731 | 6174.5688 | 0 | 0 | 0.73747 | 14218.2771 | 8172 | 12
2004 | 12 | 6 | 11 | 0.0037365 | 0.0021699 | 0.0033607 | 0.0044201 | 0 | 0 | 1.2103e-05 | 0.013699 |  | 3713.0617 | 1890.6602 | 2473.455 | 6340.1535 | 0 | 0 | 0.73747 | 14418.0679 | 8173 | 12
2004 | 12 | 6 | 12 | 0.0037833 | 0.0021903 | 0.0033089 | 0.0043364 | 0 | 0 | 1.2103e-05 | 0.013631 |  | 3759.5516 | 1908.3852 | 2435.3517 | 6220.1304 | 0 | 0 | 0.73747 | 14324.1563 | 8174 | 12
2004 | 12 | 6 | 13 | 0.0040175 | 0.0019524 | 0.0032999 | 0.0043079 | 0 | 0 | 1.2103e-05 | 0.01359 |  | 3992.2942 | 1701.109 | 2428.7079 | 6179.3356 | 0 | 0 | 0.73747 | 14302.1843 | 8175 | 12
2004 | 12 | 6 | 14 | 0.0038022 | 0.0019907 | 0.0033435 | 0.0042404 | 0 | 0 | 1.2103e-05 | 0.013389 |  | 3778.3474 | 1734.4988 | 2460.8145 | 6082.4791 | 0 | 0 | 0.73747 | 14056.8772 | 8176 | 12
2004 | 12 | 6 | 15 | 0.0038709 | 0.0019846 | 0.0032213 | 0.0042257 | 0 | 0 | 1.2103e-05 | 0.013315 |  | 3846.6322 | 1729.1876 | 2370.8258 | 6061.3041 | 0 | 0 | 0.73747 | 14008.6872 | 8177 | 12
2004 | 12 | 6 | 16 | 0.0044102 | 0.0017683 | 0.0031966 | 0.0042565 | 0 | 0 | 1.2103e-05 | 0.013644 |  | 4382.5054 | 1540.7037 | 2352.6419 | 6105.4825 | 0 | 0 | 0.73747 | 14382.0711 | 8178 | 12
2004 | 12 | 6 | 17 | 0.0051138 | 0.0016938 | 0.0031677 | 0.0044301 | 0 | 0 | 1.2103e-05 | 0.014417 |  | 5081.7024 | 1475.8166 | 2331.3792 | 6354.5389 | 0 | 0 | 0.73747 | 15244.1745 | 8179 | 12
2004 | 12 | 6 | 18 | 0.0065216 | 0.0015031 | 0.003112 | 0.0046041 | 4.3962e-05 | 2.0399e-06 | 1.2103e-05 | 0.015799 |  | 6480.7398 | 1309.6102 | 2290.4002 | 6604.1345 | 13.131 | 1.1411 | 0.73747 | 16699.8944 | 8180 | 12
2004 | 12 | 6 | 19 | 0.0063997 | 0.00145 | 0.0030137 | 0.0045598 | 0.00017585 | 8.1595e-06 | 1.2103e-05 | 0.015619 |  | 6359.5345 | 1263.3345 | 2218.0262 | 6540.5743 | 52.5241 | 4.5645 | 0.73747 | 16439.2955 | 8181 | 12
2004 | 12 | 6 | 20 | 0.0066346 | 0.0012895 | 0.0029527 | 0.0045493 | 0.00017585 | 8.1595e-06 | 1.2103e-05 | 0.015622 |  | 6592.9583 | 1123.5592 | 2173.1704 | 6525.496 | 52.5241 | 4.5645 | 0.73747 | 16473.0098 | 8182 | 12
2004 | 12 | 6 | 21 | 0.0061304 | 0.0013719 | 0.0028956 | 0.0045095 | 0.00017585 | 8.1595e-06 | 1.2103e-05 | 0.015104 |  | 6092.0119 | 1195.3169 | 2131.1209 | 6468.4681 | 52.5241 | 4.5645 | 0.73747 | 15944.7439 | 8183 | 12
2004 | 12 | 6 | 22 | 0.0055294 | 0.0013949 | 0.0028023 | 0.0045032 | 0.00017585 | 8.1595e-06 | 1.2103e-05 | 0.014426 |  | 5494.7622 | 1215.3629 | 2062.4692 | 6459.4573 | 52.5241 | 4.5645 | 0.73747 | 15289.8776 | 8184 | 12
2004 | 12 | 6 | 23 | 0.0049521 | 0.0013861 | 0.0026907 | 0.0044689 | 0.00017585 | 8.1595e-06 | 1.2103e-05 | 0.013694 |  | 4921.0206 | 1207.6957 | 1980.3038 | 6410.234 | 52.5241 | 4.5645 | 0.73747 | 14577.0801 | 8185 | 12
2004 | 12 | 6 | 24 | 0.0032849 | 0.001632 | 0.0025454 | 0.0044213 | 0.00017585 | 8.1595e-06 | 1.2103e-05 | 0.01208 |  | 3264.2922 | 1421.9652 | 1873.3611 | 6341.8865 | 52.5241 | 4.5645 | 0.73747 | 12959.3311 | 8186 | 12
2004 | 12 | 7 | 1 | 0.0025685 | 0.0017713 | 0.002449 | 0.004351 | 0.00017585 | 8.1595e-06 | 1.2103e-05 | 0.011336 |  | 2552.4387 | 1543.3512 | 1802.4412 | 6241.075 | 52.5241 | 4.5645 | 0.73747 | 12197.1322 | 8187 | 12
2004 | 12 | 7 | 2 | 0.0021352 | 0.0018687 | 0.0022841 | 0.0043077 | 0.00017585 | 8.1595e-06 | 1.2103e-05 | 0.010792 |  | 2121.8108 | 1628.1803 | 1681.074 | 6179.0215 | 52.5241 | 4.5645 | 0.73747 | 11667.9126 | 8188 | 12
2004 | 12 | 7 | 3 | 0.0020119 | 0.0019002 | 0.0021888 | 0.0041657 | 0.00017585 | 8.1595e-06 | 1.2103e-05 | 0.010463 |  | 1999.2972 | 1655.6496 | 1610.9492 | 5975.2994 | 52.5241 | 4.5645 | 0.73747 | 11299.0215 | 8189 | 12
2004 | 12 | 7 | 4 | 0.0021864 | 0.0018095 | 0.0021715 | 0.004143 | 0.00017585 | 8.1595e-06 | 1.2103e-05 | 0.010507 |  | 2172.6959 | 1576.606 | 1598.2296 | 5942.6956 | 52.5241 | 4.5645 | 0.73747 | 11348.0532 | 8190 | 12
2004 | 12 | 7 | 5 | 0.0022436 | 0.0018111 | 0.0021804 | 0.0041496 | 0.00017585 | 8.1595e-06 | 1.2103e-05 | 0.010581 |  | 2229.4896 | 1578.043 | 1604.7518 | 5952.2255 | 52.5241 | 4.5645 | 0.73747 | 11422.336 | 8191 | 12
2004 | 12 | 7 | 6 | 0.0024415 | 0.0018193 | 0.0022919 | 0.0041243 | 0.00017585 | 8.1595e-06 | 1.2103e-05 | 0.010873 |  | 2426.2146 | 1585.1826 | 1686.815 | 5915.9116 | 52.5241 | 4.5645 | 0.73747 | 11671.9498 | 8192 | 12
2004 | 12 | 7 | 7 | 0.003132 | 0.0018342 | 0.002661 | 0.0041393 | 0 | 0 | 1.2103e-05 | 0.011779 |  | 3112.3629 | 1598.1523 | 1958.4889 | 5937.4848 | 0 | 0 | 0.73747 | 12607.2264 | 8193 | 12
2004 | 12 | 7 | 8 | 0.0040226 | 0.0017372 | 0.0030846 | 0.0040146 | 0 | 0 | 1.2103e-05 | 0.012871 |  | 3997.3811 | 1513.6167 | 2270.2112 | 5758.63 | 0 | 0 | 0.73747 | 13540.5764 | 8194 | 12
2004 | 12 | 7 | 9 | 0.0042523 | 0.0017817 | 0.0032811 | 0.00425 | 0 | 0 | 1.2103e-05 | 0.013577 |  | 4225.6758 | 1552.365 | 2414.8694 | 6096.1678 | 0 | 0 | 0.73747 | 14289.8154 | 8195 | 12
2004 | 12 | 7 | 10 | 0.0034898 | 0.0021011 | 0.0032759 | 0.0043366 | 0 | 0 | 1.2103e-05 | 0.013216 |  | 3467.9451 | 1830.6373 | 2411.0439 | 6220.4979 | 0 | 0 | 0.73747 | 13930.8616 | 8196 | 12
2004 | 12 | 7 | 11 | 0.0034194 | 0.0021419 | 0.0034214 | 0.0044827 | 0 | 0 | 1.2103e-05 | 0.013478 |  | 3397.9453 | 1866.2665 | 2518.1436 | 6430.0602 | 0 | 0 | 0.73747 | 14213.1531 | 8197 | 12
2004 | 12 | 7 | 12 | 0.0037235 | 0.0019973 | 0.003432 | 0.0046205 | 0 | 0 | 1.2103e-05 | 0.013785 |  | 3700.1345 | 1740.1988 | 2525.8942 | 6627.6103 | 0 | 0 | 0.73747 | 14594.5753 | 8198 | 12
2004 | 12 | 7 | 13 | 0.0037359 | 0.0018893 | 0.003347 | 0.0047758 | 0 | 0 | 1.2103e-05 | 0.01376 |  | 3712.4321 | 1646.1675 | 2463.3917 | 6850.4965 | 0 | 0 | 0.73747 | 14673.2253 | 8199 | 12
2004 | 12 | 7 | 14 | 0.0033076 | 0.001998 | 0.0033758 | 0.004656 | 0 | 0 | 1.2103e-05 | 0.013349 |  | 3286.8369 | 1740.824 | 2484.5943 | 6678.5662 | 0 | 0 | 0.73747 | 14191.5588 | 8200 | 12
2004 | 12 | 7 | 15 | 0.0034904 | 0.0019506 | 0.0032727 | 0.0042523 | 0 | 0 | 1.2103e-05 | 0.012978 |  | 3468.5551 | 1699.5602 | 2408.7112 | 6099.5067 | 0 | 0 | 0.73747 | 13677.0707 | 8201 | 12
2004 | 12 | 7 | 16 | 0.0037005 | 0.0019107 | 0.0032572 | 0.0044467 | 0 | 0 | 1.2103e-05 | 0.013327 |  | 3677.2751 | 1664.8005 | 2397.2789 | 6378.3735 | 0 | 0 | 0.73747 | 14118.4656 | 8202 | 12
2004 | 12 | 7 | 17 | 0.0045843 | 0.0017619 | 0.0032083 | 0.0046242 | 0 | 0 | 1.2103e-05 | 0.014191 |  | 4555.5631 | 1535.1267 | 2361.2621 | 6632.9114 | 0 | 0 | 0.73747 | 15085.6007 | 8203 | 12
2004 | 12 | 7 | 18 | 0.0057682 | 0.0017422 | 0.0031692 | 0.0045963 | 4.3962e-05 | 2.0399e-06 | 1.2103e-05 | 0.015334 |  | 5732.0697 | 1517.9514 | 2332.5445 | 6592.9259 | 13.131 | 1.1411 | 0.73747 | 16190.5011 | 8204 | 12
2004 | 12 | 7 | 19 | 0.0064327 | 0.0014601 | 0.0030552 | 0.0045676 | 0.00017585 | 8.1595e-06 | 1.2103e-05 | 0.015712 |  | 6392.3972 | 1272.2027 | 2248.6287 | 6551.7523 | 52.5241 | 4.5645 | 0.73747 | 16522.8069 | 8205 | 12
2004 | 12 | 7 | 20 | 0.0064576 | 0.0014134 | 0.0029809 | 0.0044105 | 0.00017585 | 8.1595e-06 | 1.2103e-05 | 0.015459 |  | 6417.1488 | 1231.5192 | 2193.9543 | 6326.3743 | 52.5241 | 4.5645 | 0.73747 | 16226.8227 | 8206 | 12
2004 | 12 | 7 | 21 | 0.0060659 | 0.001436 | 0.0029059 | 0.0044643 | 0.00017585 | 8.1595e-06 | 1.2103e-05 | 0.015068 |  | 6027.8655 | 1251.2094 | 2138.7064 | 6403.6289 | 52.5241 | 4.5645 | 0.73747 | 15879.2362 | 8207 | 12
2004 | 12 | 7 | 22 | 0.0055151 | 0.0014588 | 0.002845 | 0.0044523 | 0.00017585 | 8.1595e-06 | 1.2103e-05 | 0.014467 |  | 5480.5037 | 1271.0223 | 2093.8734 | 6386.3952 | 52.5241 | 4.5645 | 0.73747 | 15289.6206 | 8208 | 12
2004 | 12 | 7 | 23 | 0.0050007 | 0.0014265 | 0.0027032 | 0.0045456 | 0.00017585 | 8.1595e-06 | 1.2103e-05 | 0.013872 |  | 4969.3842 | 1242.9443 | 1989.5083 | 6520.279 | 52.5241 | 4.5645 | 0.73747 | 14779.9419 | 8209 | 12
2004 | 12 | 7 | 24 | 0.003562 | 0.0016603 | 0.0025726 | 0.0044254 | 0.00017585 | 8.1595e-06 | 1.2103e-05 | 0.012416 |  | 3539.6756 | 1446.6034 | 1893.394 | 6347.8149 | 52.5241 | 4.5645 | 0.73747 | 13285.3139 | 8210 | 12
2004 | 12 | 8 | 1 | 0.0026196 | 0.0017713 | 0.0024156 | 0.0042828 | 0.00017585 | 8.1595e-06 | 1.2103e-05 | 0.011285 |  | 2603.2039 | 1543.3512 | 1777.8664 | 6143.2551 | 52.5241 | 4.5645 | 0.73747 | 12125.5026 | 8211 | 12
2004 | 12 | 8 | 2 | 0.0021848 | 0.0018687 | 0.0022953 | 0.004126 | 0.00017585 | 8.1595e-06 | 1.2103e-05 | 0.010671 |  | 2171.1156 | 1628.1803 | 1689.3184 | 5918.4072 | 52.5241 | 4.5645 | 0.73747 | 11464.8476 | 8212 | 12
2004 | 12 | 8 | 3 | 0.0020594 | 0.0019002 | 0.0022126 | 0.0040825 | 0.00017585 | 8.1595e-06 | 1.2103e-05 | 0.010451 |  | 2046.5089 | 1655.6496 | 1628.4795 | 5856.0229 | 52.5241 | 4.5645 | 0.73747 | 11244.4869 | 8213 | 12
2004 | 12 | 8 | 4 | 0.0022394 | 0.0018095 | 0.0021945 | 0.0038906 | 0.00017585 | 8.1595e-06 | 1.2103e-05 | 0.01033 |  | 2225.4064 | 1576.606 | 1615.1226 | 5580.7549 | 52.5241 | 4.5645 | 0.73747 | 11055.716 | 8214 | 12
2004 | 12 | 8 | 5 | 0.0022973 | 0.0018111 | 0.0021653 | 0.0043007 | 0.00017585 | 8.1595e-06 | 1.2103e-05 | 0.010771 |  | 2282.9419 | 1578.043 | 1593.6235 | 6168.8881 | 52.5241 | 4.5645 | 0.73747 | 11681.3225 | 8215 | 12
2004 | 12 | 8 | 6 | 0.0025011 | 0.0018193 | 0.0023073 | 0.0040008 | 0.00017585 | 8.1595e-06 | 1.2103e-05 | 0.010825 |  | 2485.3898 | 1585.1826 | 1698.1726 | 5738.7348 | 52.5241 | 4.5645 | 0.73747 | 11565.3058 | 8216 | 12
2004 | 12 | 8 | 7 | 0.0032054 | 0.0018342 | 0.0026611 | 0.0038713 | 0 | 0 | 1.2103e-05 | 0.011584 |  | 3185.2572 | 1598.1523 | 1958.5346 | 5552.9468 | 0 | 0 | 0.73747 | 12295.6284 | 8217 | 12
2004 | 12 | 8 | 8 | 0.0041007 | 0.0017372 | 0.0030989 | 0.0038837 | 0 | 0 | 1.2103e-05 | 0.012833 |  | 4075.0186 | 1513.6167 | 2280.7738 | 5570.8302 | 0 | 0 | 0.73747 | 13440.9768 | 8218 | 12
2004 | 12 | 8 | 9 | 0.0043284 | 0.0017817 | 0.0032866 | 0.0042549 | 0 | 0 | 1.2103e-05 | 0.013664 |  | 4301.2325 | 1552.365 | 2418.9245 | 6103.2423 | 0 | 0 | 0.73747 | 14376.5017 | 8219 | 12
2004 | 12 | 8 | 10 | 0.0035616 | 0.0021011 | 0.0033823 | 0.0045253 | 0 | 0 | 1.2103e-05 | 0.013582 |  | 3539.3046 | 1830.6373 | 2489.3529 | 6491.0415 | 0 | 0 | 0.73747 | 14351.0738 | 8220 | 12
2004 | 12 | 8 | 11 | 0.003487 | 0.0021419 | 0.0034196 | 0.0045635 | 0 | 0 | 1.2103e-05 | 0.013624 |  | 3465.0997 | 1866.2665 | 2516.8122 | 6545.85 | 0 | 0 | 0.73747 | 14394.7658 | 8221 | 12
2004 | 12 | 8 | 12 | 0.0037864 | 0.0019973 | 0.0033757 | 0.0043982 | 0 | 0 | 1.2103e-05 | 0.01357 |  | 3762.6765 | 1740.1988 | 2484.5181 | 6308.8561 | 0 | 0 | 0.73747 | 14296.9869 | 8222 | 12
2004 | 12 | 8 | 13 | 0.0038023 | 0.0018893 | 0.0033515 | 0.0043892 | 0 | 0 | 1.2103e-05 | 0.013445 |  | 3778.4794 | 1646.1675 | 2466.6913 | 6295.9574 | 0 | 0 | 0.73747 | 14188.033 | 8223 | 12
2004 | 12 | 8 | 14 | 0.0033636 | 0.001998 | 0.0034039 | 0.0044015 | 0 | 0 | 1.2103e-05 | 0.013179 |  | 3342.4866 | 1740.824 | 2505.2607 | 6313.5987 | 0 | 0 | 0.73747 | 13902.9075 | 8224 | 12
2004 | 12 | 8 | 15 | 0.0035485 | 0.0019506 | 0.0033705 | 0.0044178 | 0 | 0 | 1.2103e-05 | 0.013299 |  | 3526.2155 | 1699.5602 | 2480.6592 | 6336.9147 | 0 | 0 | 0.73747 | 14044.087 | 8225 | 12
2004 | 12 | 8 | 16 | 0.0037618 | 0.0019107 | 0.0033334 | 0.0044102 | 0 | 0 | 1.2103e-05 | 0.013428 |  | 3738.2402 | 1664.8005 | 2453.3704 | 6326.0099 | 0 | 0 | 0.73747 | 14183.1585 | 8226 | 12
2004 | 12 | 8 | 17 | 0.0046501 | 0.0017619 | 0.0032548 | 0.0043685 | 0 | 0 | 1.2103e-05 | 0.014047 |  | 4620.9401 | 1535.1267 | 2395.5258 | 6266.1519 | 0 | 0 | 0.73747 | 14818.4819 | 8227 | 12
2004 | 12 | 8 | 18 | 0.0058434 | 0.0017422 | 0.0031529 | 0.0044622 | 4.3962e-05 | 2.0399e-06 | 1.2103e-05 | 0.015259 |  | 5806.7446 | 1517.9514 | 2320.5153 | 6400.565 | 13.131 | 1.1411 | 0.73747 | 16060.786 | 8228 | 12
2004 | 12 | 8 | 19 | 0.0065128 | 0.0014601 | 0.0030361 | 0.0043007 | 0.00017585 | 8.1595e-06 | 1.2103e-05 | 0.015506 |  | 6472.0127 | 1272.2027 | 2234.5624 | 6168.9112 | 52.5241 | 4.5645 | 0.73747 | 16205.5151 | 8229 | 12
2004 | 12 | 8 | 20 | 0.0065414 | 0.0014134 | 0.0030073 | 0.004313 | 0.00017585 | 8.1595e-06 | 1.2103e-05 | 0.015471 |  | 6500.4204 | 1231.5192 | 2213.3402 | 6186.5264 | 52.5241 | 4.5645 | 0.73747 | 16189.6324 | 8230 | 12
2004 | 12 | 8 | 21 | 0.0061347 | 0.001436 | 0.0029258 | 0.004542 | 0.00017585 | 8.1595e-06 | 1.2103e-05 | 0.015235 |  | 6096.2408 | 1251.2094 | 2153.4002 | 6515.0064 | 52.5241 | 4.5645 | 0.73747 | 16073.6829 | 8231 | 12
2004 | 12 | 8 | 22 | 0.0055858 | 0.0014588 | 0.0028581 | 0.0042869 | 0.00017585 | 8.1595e-06 | 1.2103e-05 | 0.014386 |  | 5550.7886 | 1271.0223 | 2103.5638 | 6149.0873 | 52.5241 | 4.5645 | 0.73747 | 15132.288 | 8232 | 12
2004 | 12 | 8 | 23 | 0.0050705 | 0.0014265 | 0.0027274 | 0.0042853 | 0.00017585 | 8.1595e-06 | 1.2103e-05 | 0.013706 |  | 5038.7174 | 1242.9443 | 2007.373 | 6146.9111 | 52.5241 | 4.5645 | 0.73747 | 14493.7718 | 8233 | 12
2004 | 12 | 8 | 24 | 0.0036265 | 0.0016603 | 0.0025794 | 0.004095 | 0.00017585 | 8.1595e-06 | 1.2103e-05 | 0.012157 |  | 3603.7727 | 1446.6034 | 1898.4001 | 5873.8503 | 52.5241 | 4.5645 | 0.73747 | 12880.4525 | 8234 | 12
2004 | 12 | 9 | 1 | 0.0026418 | 0.0017713 | 0.0024728 | 0.0039962 | 0.00017585 | 8.1595e-06 | 1.2103e-05 | 0.011078 |  | 2625.2466 | 1543.3512 | 1819.9876 | 5732.1903 | 52.5241 | 4.5645 | 0.73747 | 11778.6018 | 8235 | 12
2004 | 12 | 9 | 2 | 0.0022064 | 0.0018687 | 0.0023539 | 0.0039879 | 0.00017585 | 8.1595e-06 | 1.2103e-05 | 0.010613 |  | 2192.5244 | 1628.1803 | 1732.4527 | 5720.2027 | 52.5241 | 4.5645 | 0.73747 | 11331.1862 | 8236 | 12
2004 | 12 | 9 | 3 | 0.00208 | 0.0019002 | 0.002242 | 0.0039533 | 0.00017585 | 8.1595e-06 | 1.2103e-05 | 0.010372 |  | 2067.0087 | 1655.6496 | 1650.098 | 5670.6976 | 52.5241 | 4.5645 | 0.73747 | 11101.2799 | 8237 | 12
2004 | 12 | 9 | 4 | 0.0022625 | 0.0018095 | 0.0022059 | 0.0039688 | 0.00017585 | 8.1595e-06 | 1.2103e-05 | 0.010443 |  | 2248.2939 | 1576.606 | 1623.5096 | 5692.8909 | 52.5241 | 4.5645 | 0.73747 | 11199.1265 | 8238 | 12
2004 | 12 | 9 | 5 | 0.0023207 | 0.0018111 | 0.0021946 | 0.0038296 | 0.00017585 | 8.1595e-06 | 1.2103e-05 | 0.010352 |  | 2306.1516 | 1578.043 | 1615.2455 | 5493.2067 | 52.5241 | 4.5645 | 0.73747 | 11050.4728 | 8239 | 12
2004 | 12 | 9 | 6 | 0.0025269 | 0.0018193 | 0.0023088 | 0.0039163 | 0.00017585 | 8.1595e-06 | 1.2103e-05 | 0.010767 |  | 2511.0843 | 1585.1826 | 1699.2244 | 5617.5314 | 52.5241 | 4.5645 | 0.73747 | 11470.8488 | 8240 | 12
2004 | 12 | 9 | 7 | 0.0032372 | 0.0018342 | 0.0026512 | 0.0038014 | 0 | 0 | 1.2103e-05 | 0.011536 |  | 3216.9088 | 1598.1523 | 1951.2639 | 5452.7696 | 0 | 0 | 0.73747 | 12219.832 | 8241 | 12
2004 | 12 | 9 | 8 | 0.0041347 | 0.0017372 | 0.00309 | 0.0037345 | 0 | 0 | 1.2103e-05 | 0.012708 |  | 4108.7297 | 1513.6167 | 2274.2394 | 5356.7647 | 0 | 0 | 0.73747 | 13254.088 | 8242 | 12
2004 | 12 | 9 | 9 | 0.0043614 | 0.0017817 | 0.0032599 | 0.0040284 | 0 | 0 | 1.2103e-05 | 0.013444 |  | 4334.0401 | 1552.365 | 2399.291 | 5778.3653 | 0 | 0 | 0.73747 | 14064.7988 | 8243 | 12
2004 | 12 | 9 | 10 | 0.0035928 | 0.0021011 | 0.0033204 | 0.0041358 | 0 | 0 | 1.2103e-05 | 0.013162 |  | 3570.2897 | 1830.6373 | 2443.8209 | 5932.3951 | 0 | 0 | 0.73747 | 13777.8805 | 8244 | 12
2004 | 12 | 9 | 11 | 0.0035163 | 0.0021419 | 0.0033997 | 0.0042498 | 0 | 0 | 1.2103e-05 | 0.01332 |  | 3494.259 | 1866.2665 | 2502.1762 | 6095.967 | 0 | 0 | 0.73747 | 13959.4062 | 8245 | 12
2004 | 12 | 9 | 12 | 0.0038137 | 0.0019973 | 0.0034066 | 0.0042753 | 0 | 0 | 1.2103e-05 | 0.013505 |  | 3789.833 | 1740.1988 | 2507.2546 | 6132.5238 | 0 | 0 | 0.73747 | 14170.5477 | 8246 | 12
2004 | 12 | 9 | 13 | 0.0038312 | 0.0018893 | 0.0033951 | 0.0041215 | 0 | 0 | 1.2103e-05 | 0.013249 |  | 3807.1578 | 1646.1675 | 2498.7833 | 5911.8362 | 0 | 0 | 0.73747 | 13864.6823 | 8247 | 12
2004 | 12 | 9 | 14 | 0.0033879 | 0.001998 | 0.0034802 | 0.0040183 | 0 | 0 | 1.2103e-05 | 0.012896 |  | 3366.6504 | 1740.824 | 2561.3691 | 5763.939 | 0 | 0 | 0.73747 | 13433.5199 | 8248 | 12
2004 | 12 | 9 | 15 | 0.0035737 | 0.0019506 | 0.0034634 | 0.0041754 | 0 | 0 | 1.2103e-05 | 0.013175 |  | 3551.2524 | 1699.5602 | 2549.0342 | 5989.1438 | 0 | 0 | 0.73747 | 13789.728 | 8249 | 12
2004 | 12 | 9 | 16 | 0.0037885 | 0.0019107 | 0.0033281 | 0.0041086 | 0 | 0 | 1.2103e-05 | 0.013148 |  | 3764.712 | 1664.8005 | 2449.4243 | 5893.3424 | 0 | 0 | 0.73747 | 13773.0167 | 8250 | 12
2004 | 12 | 9 | 17 | 0.0046787 | 0.0017619 | 0.003223 | 0.0041522 | 0 | 0 | 1.2103e-05 | 0.013828 |  | 4649.3275 | 1535.1267 | 2372.0837 | 5955.9649 | 0 | 0 | 0.73747 | 14513.2403 | 8251 | 12
2004 | 12 | 9 | 18 | 0.005876 | 0.0017422 | 0.0031927 | 0.0039781 | 4.3962e-05 | 2.0399e-06 | 1.2103e-05 | 0.014847 |  | 5839.1694 | 1517.9514 | 2349.8379 | 5706.1579 | 13.131 | 1.1411 | 0.73747 | 15428.1262 | 8252 | 12
2004 | 12 | 9 | 19 | 0.0065476 | 0.0014601 | 0.0030232 | 0.0039075 | 0.00017585 | 8.1595e-06 | 1.2103e-05 | 0.015135 |  | 6506.5827 | 1272.2027 | 2225.0697 | 5604.9763 | 52.5241 | 4.5645 | 0.73747 | 15666.6576 | 8253 | 12
2004 | 12 | 9 | 20 | 0.0065778 | 0.0014134 | 0.0029925 | 0.0038667 | 0.00017585 | 8.1595e-06 | 1.2103e-05 | 0.015047 |  | 6536.5779 | 1231.5192 | 2202.4304 | 5546.4197 | 52.5241 | 4.5645 | 0.73747 | 15574.7732 | 8254 | 12
2004 | 12 | 9 | 21 | 0.0061646 | 0.001436 | 0.0029311 | 0.0038221 | 0.00017585 | 8.1595e-06 | 1.2103e-05 | 0.01455 |  | 6125.93 | 1251.2094 | 2157.2528 | 5482.4076 | 52.5241 | 4.5645 | 0.73747 | 15074.6259 | 8255 | 12
2004 | 12 | 9 | 22 | 0.0056165 | 0.0014588 | 0.0028886 | 0.0037811 | 0.00017585 | 8.1595e-06 | 1.2103e-05 | 0.013941 |  | 5581.3071 | 1271.0223 | 2125.9854 | 5423.5574 | 52.5241 | 4.5645 | 0.73747 | 14459.6982 | 8256 | 12
2004 | 12 | 9 | 23 | 0.0051008 | 0.0014265 | 0.0027418 | 0.0037848 | 0.00017585 | 8.1595e-06 | 1.2103e-05 | 0.01325 |  | 5068.8227 | 1242.9443 | 2017.918 | 5428.9153 | 52.5241 | 4.5645 | 0.73747 | 13816.4263 | 8257 | 12
2004 | 12 | 9 | 24 | 0.0036545 | 0.0016603 | 0.0025944 | 0.0036266 | 0.00017585 | 8.1595e-06 | 1.2103e-05 | 0.011732 |  | 3631.6044 | 1446.6034 | 1909.4557 | 5202.0745 | 52.5241 | 4.5645 | 0.73747 | 12247.5642 | 8258 | 12
2004 | 12 | 10 | 1 | 0.0027386 | 0.0018182 | 0.0025387 | 0.0035143 | 0.00017585 | 8.1595e-06 | 1.2103e-05 | 0.010806 |  | 2721.4743 | 1584.1908 | 1868.4345 | 5040.916 | 52.5241 | 4.5645 | 0.73747 | 11272.8417 | 8259 | 12
2004 | 12 | 10 | 2 | 0.0024002 | 0.0018656 | 0.0023429 | 0.0034509 | 0.00017585 | 8.1595e-06 | 1.2103e-05 | 0.010256 |  | 2385.1555 | 1625.4943 | 1724.3815 | 4949.9421 | 52.5241 | 4.5645 | 0.73747 | 10742.7995 | 8260 | 12
2004 | 12 | 10 | 3 | 0.0023168 | 0.0019298 | 0.0022689 | 0.0035931 | 0.00017585 | 8.1595e-06 | 1.2103e-05 | 0.010305 |  | 2302.239 | 1681.4455 | 1669.883 | 5154.028 | 52.5241 | 4.5645 | 0.73747 | 10865.4215 | 8261 | 12
2004 | 12 | 10 | 4 | 0.0024606 | 0.001865 | 0.0022178 | 0.0035147 | 0.00017585 | 8.1595e-06 | 1.2103e-05 | 0.010254 |  | 2445.1891 | 1624.9585 | 1632.2956 | 5041.4911 | 52.5241 | 4.5645 | 0.73747 | 10801.7604 | 8262 | 12
2004 | 12 | 10 | 5 | 0.0025361 | 0.0018915 | 0.002266 | 0.00353 | 0.00017585 | 8.1595e-06 | 1.2103e-05 | 0.01042 |  | 2520.1934 | 1648.0906 | 1667.7401 | 5063.4917 | 52.5241 | 4.5645 | 0.73747 | 10957.3419 | 8263 | 12
2004 | 12 | 10 | 6 | 0.0027027 | 0.0018692 | 0.0023191 | 0.0035558 | 0.00017585 | 8.1595e-06 | 1.2103e-05 | 0.010643 |  | 2685.7075 | 1628.6255 | 1706.83 | 5100.4823 | 52.5241 | 4.5645 | 0.73747 | 11179.4714 | 8264 | 12
2004 | 12 | 10 | 7 | 0.0036651 | 0.0018056 | 0.0026472 | 0.0037248 | 0 | 0 | 1.2103e-05 | 0.011855 |  | 3642.0859 | 1573.1968 | 1948.2939 | 5342.831 | 0 | 0 | 0.73747 | 12507.1449 | 8265 | 12
2004 | 12 | 10 | 8 | 0.0043008 | 0.0018528 | 0.0030881 | 0.0037601 | 0 | 0 | 1.2103e-05 | 0.013014 |  | 4273.7889 | 1614.3763 | 2272.8136 | 5393.5466 | 0 | 0 | 0.73747 | 13555.2628 | 8266 | 12
2004 | 12 | 10 | 9 | 0.004282 | 0.0018868 | 0.0032144 | 0.0039523 | 0 | 0 | 1.2103e-05 | 0.013348 |  | 4255.1812 | 1643.9871 | 2365.8081 | 5669.2272 | 0 | 0 | 0.73747 | 13934.9411 | 8267 | 12
2004 | 12 | 10 | 10 | 0.0039075 | 0.0021025 | 0.0033044 | 0.0039436 | 0 | 0 | 1.2103e-05 | 0.01327 |  | 3883.0086 | 1831.8629 | 2432.0434 | 5656.7558 | 0 | 0 | 0.73747 | 13804.4081 | 8268 | 12
2004 | 12 | 10 | 11 | 0.0037921 | 0.0021386 | 0.0033521 | 0.004124 | 0 | 0 | 1.2103e-05 | 0.013419 |  | 3768.3186 | 1863.3888 | 2467.1189 | 5915.5051 | 0 | 0 | 0.73747 | 14015.0688 | 8269 | 12
2004 | 12 | 10 | 12 | 0.0037161 | 0.0021366 | 0.0033177 | 0.0040387 | 0 | 0 | 1.2103e-05 | 0.013221 |  | 3692.7682 | 1861.5669 | 2441.8164 | 5793.1091 | 0 | 0 | 0.73747 | 13789.998 | 8270 | 12
2004 | 12 | 10 | 13 | 0.0038295 | 0.002022 | 0.00336 | 0.0037497 | 0 | 0 | 1.2103e-05 | 0.012973 |  | 3805.4996 | 1761.759 | 2472.9508 | 5378.5664 | 0 | 0 | 0.73747 | 13419.5132 | 8271 | 12
2004 | 12 | 10 | 14 | 0.0033254 | 0.0020391 | 0.0033474 | 0.0037789 | 0 | 0 | 1.2103e-05 | 0.012503 |  | 3304.5209 | 1776.6599 | 2463.6554 | 5420.4208 | 0 | 0 | 0.73747 | 12965.9945 | 8272 | 12
2004 | 12 | 10 | 15 | 0.003553 | 0.0018791 | 0.0033125 | 0.0037229 | 0 | 0 | 1.2103e-05 | 0.01248 |  | 3530.6888 | 1637.2583 | 2437.9574 | 5340.1812 | 0 | 0 | 0.73747 | 12946.8231 | 8273 | 12
2004 | 12 | 10 | 16 | 0.004375 | 0.0016655 | 0.0032205 | 0.0037663 | 0 | 0 | 1.2103e-05 | 0.013039 |  | 4347.5483 | 1451.1646 | 2370.2596 | 5402.4032 | 0 | 0 | 0.73747 | 13572.1132 | 8274 | 12
2004 | 12 | 10 | 17 | 0.0048312 | 0.0016575 | 0.0031022 | 0.0038635 | 0 | 0 | 1.2103e-05 | 0.013467 |  | 4800.9555 | 1444.1528 | 2283.1709 | 5541.8567 | 0 | 0 | 0.73747 | 14070.8734 | 8275 | 12
2004 | 12 | 10 | 18 | 0.0058563 | 0.0015493 | 0.0031061 | 0.0038358 | 4.3962e-05 | 2.0399e-06 | 1.2103e-05 | 0.014406 |  | 5819.6048 | 1349.8795 | 2286.0595 | 5502.1111 | 13.131 | 1.1411 | 0.73747 | 14972.6646 | 8276 | 12
2004 | 12 | 10 | 19 | 0.0063594 | 0.0013387 | 0.0030318 | 0.0037979 | 0.00017585 | 8.1595e-06 | 1.2103e-05 | 0.014724 |  | 6319.5515 | 1166.4233 | 2231.363 | 5447.7091 | 52.5241 | 4.5645 | 0.73747 | 15222.8729 | 8277 | 12
2004 | 12 | 10 | 20 | 0.0058613 | 0.0014236 | 0.0030109 | 0.0037818 | 0.00017585 | 8.1595e-06 | 1.2103e-05 | 0.014274 |  | 5824.5604 | 1240.3455 | 2215.9751 | 5424.6122 | 52.5241 | 4.5645 | 0.73747 | 14763.3191 | 8278 | 12
2004 | 12 | 10 | 21 | 0.0058799 | 0.0014422 | 0.0029004 | 0.0036457 | 0.00017585 | 8.1595e-06 | 1.2103e-05 | 0.014064 |  | 5843.0083 | 1256.6031 | 2134.6915 | 5229.4318 | 52.5241 | 4.5645 | 0.73747 | 14521.5608 | 8279 | 12
2004 | 12 | 10 | 22 | 0.0054344 | 0.001375 | 0.0027922 | 0.0037884 | 0.00017585 | 8.1595e-06 | 1.2103e-05 | 0.013586 |  | 5400.3349 | 1198.0252 | 2055.0541 | 5434.0689 | 52.5241 | 4.5645 | 0.73747 | 14145.3092 | 8280 | 12
2004 | 12 | 10 | 23 | 0.0050945 | 0.0013183 | 0.0026847 | 0.003613 | 0.00017585 | 8.1595e-06 | 1.2103e-05 | 0.012907 |  | 5062.5945 | 1148.5931 | 1975.9431 | 5182.4836 | 52.5241 | 4.5645 | 0.73747 | 13427.4404 | 8281 | 12
2004 | 12 | 10 | 24 | 0.0041618 | 0.0013449 | 0.0024735 | 0.0032143 | 0.00017585 | 8.1595e-06 | 1.2103e-05 | 0.011391 |  | 4135.7577 | 1171.7967 | 1820.4503 | 4610.6498 | 52.5241 | 4.5645 | 0.73747 | 11796.4806 | 8282 | 12
2004 | 12 | 11 | 1 | 0.003216 | 0.0014467 | 0.0023644 | 0.0034477 | 0.00017585 | 8.1595e-06 | 1.2103e-05 | 0.010671 |  | 3195.8558 | 1260.4871 | 1740.1884 | 4945.3999 | 52.5241 | 4.5645 | 0.73747 | 11199.7573 | 8283 | 12
2004 | 12 | 11 | 2 | 0.0029625 | 0.0014431 | 0.0022475 | 0.0032771 | 0.00017585 | 8.1595e-06 | 1.2103e-05 | 0.010126 |  | 2943.9617 | 1257.3869 | 1654.1496 | 4700.6678 | 52.5241 | 4.5645 | 0.73747 | 10613.9922 | 8284 | 12
2004 | 12 | 11 | 3 | 0.0027237 | 0.0014869 | 0.0021485 | 0.003499 | 0.00017585 | 8.1595e-06 | 1.2103e-05 | 0.010054 |  | 2706.6334 | 1295.5501 | 1581.277 | 5019.0265 | 52.5241 | 4.5645 | 0.73747 | 10660.3131 | 8285 | 12
2004 | 12 | 11 | 4 | 0.0025857 | 0.0014694 | 0.0021371 | 0.0034582 | 0.00017585 | 8.1595e-06 | 1.2103e-05 | 0.0098465 |  | 2569.4809 | 1280.2796 | 1572.9012 | 4960.4696 | 52.5241 | 4.5645 | 0.73747 | 10440.9573 | 8286 | 12
2004 | 12 | 11 | 5 | 0.0026187 | 0.001482 | 0.0021462 | 0.0034534 | 0.00017585 | 8.1595e-06 | 1.2103e-05 | 0.0098963 |  | 2602.239 | 1291.2279 | 1579.5572 | 4953.6288 | 52.5241 | 4.5645 | 0.73747 | 10484.479 | 8287 | 12
2004 | 12 | 11 | 6 | 0.0027889 | 0.0014449 | 0.0021585 | 0.003432 | 0.00017585 | 8.1595e-06 | 1.2103e-05 | 0.01002 |  | 2771.4061 | 1258.9331 | 1588.6772 | 4922.9315 | 52.5241 | 4.5645 | 0.73747 | 10599.7739 | 8288 | 12
2004 | 12 | 11 | 7 | 0.0030682 | 0.0014965 | 0.0023348 | 0.0035626 | 0 | 0 | 1.2103e-05 | 0.010474 |  | 3048.9849 | 1303.8624 | 1718.3932 | 5110.2493 | 0 | 0 | 0.73747 | 11182.2274 | 8289 | 12
2004 | 12 | 11 | 8 | 0.003899 | 0.0013551 | 0.0025195 | 0.0035745 | 0 | 0 | 1.2103e-05 | 0.01136 |  | 3874.5316 | 1180.6686 | 1854.321 | 5127.3356 | 0 | 0 | 0.73747 | 12037.5942 | 8290 | 12
2004 | 12 | 11 | 9 | 0.0042699 | 0.0013939 | 0.0025505 | 0.0037006 | 0 | 0 | 1.2103e-05 | 0.011927 |  | 4243.1216 | 1214.5007 | 1877.1407 | 5308.1666 | 0 | 0 | 0.73747 | 12643.6669 | 8291 | 12
2004 | 12 | 11 | 10 | 0.0046099 | 0.001443 | 0.0025921 | 0.0034584 | 0 | 0 | 1.2103e-05 | 0.012116 |  | 4581.0027 | 1257.2809 | 1907.7863 | 4960.7071 | 0 | 0 | 0.73747 | 12707.5145 | 8292 | 12
2004 | 12 | 11 | 11 | 0.0048062 | 0.0014236 | 0.0025578 | 0.0036978 | 0 | 0 | 1.2103e-05 | 0.012498 |  | 4776.0229 | 1240.4045 | 1882.5369 | 5304.1537 | 0 | 0 | 0.73747 | 13203.8555 | 8293 | 12
2004 | 12 | 11 | 12 | 0.0051779 | 0.0012997 | 0.0025251 | 0.0035894 | 0 | 0 | 1.2103e-05 | 0.012604 |  | 5145.4171 | 1132.4548 | 1858.4508 | 5148.7076 | 0 | 0 | 0.73747 | 13285.7679 | 8294 | 12
2004 | 12 | 11 | 13 | 0.005474 | 0.001154 | 0.0024841 | 0.00364 | 0 | 0 | 1.2103e-05 | 0.012764 |  | 5439.6664 | 1005.4577 | 1828.3034 | 5221.1798 | 0 | 0 | 0.73747 | 13495.3448 | 8295 | 12
2004 | 12 | 11 | 14 | 0.0049875 | 0.0012407 | 0.0024827 | 0.003564 | 0 | 0 | 1.2103e-05 | 0.012287 |  | 4956.1928 | 1080.9776 | 1827.2533 | 5112.2808 | 0 | 0 | 0.73747 | 12977.442 | 8296 | 12
2004 | 12 | 11 | 15 | 0.0047068 | 0.0012833 | 0.0024958 | 0.0032918 | 0 | 0 | 1.2103e-05 | 0.01179 |  | 4677.2533 | 1118.1089 | 1836.905 | 4721.8417 | 0 | 0 | 0.73747 | 12354.8463 | 8297 | 12
2004 | 12 | 11 | 16 | 0.0048235 | 0.0012759 | 0.0025271 | 0.0031363 | 0 | 0 | 1.2103e-05 | 0.011775 |  | 4793.2806 | 1111.7143 | 1859.9288 | 4498.754 | 0 | 0 | 0.73747 | 12264.4151 | 8298 | 12
2004 | 12 | 11 | 17 | 0.0057231 | 0.0010435 | 0.0026329 | 0.0030643 | 0 | 0 | 1.2103e-05 | 0.012476 |  | 5687.2285 | 909.157 | 1937.7679 | 4395.4026 | 0 | 0 | 0.73747 | 12930.2935 | 8299 | 12
2004 | 12 | 11 | 18 | 0.0066517 | 0.0010881 | 0.0026767 | 0.0028026 | 4.3962e-05 | 2.0399e-06 | 1.2103e-05 | 0.013277 |  | 6610.0442 | 948.0364 | 1970.0695 | 4020.0703 | 13.131 | 1.1411 | 0.73747 | 13563.23 | 8300 | 12
2004 | 12 | 11 | 19 | 0.0070688 | 0.00086599 | 0.0026308 | 0.0028343 | 0.00017585 | 8.1595e-06 | 1.2103e-05 | 0.013596 |  | 7024.4639 | 754.5346 | 1936.2203 | 4065.5959 | 52.5241 | 4.5645 | 0.73747 | 13838.6406 | 8301 | 12
2004 | 12 | 11 | 20 | 0.0068586 | 0.00088102 | 0.0025821 | 0.0027672 | 0.00017585 | 8.1595e-06 | 1.2103e-05 | 0.013285 |  | 6815.5849 | 767.6316 | 1900.4218 | 3969.2216 | 52.5241 | 4.5645 | 0.73747 | 13510.6859 | 8302 | 12
2004 | 12 | 11 | 21 | 0.0061356 | 0.001126 | 0.0024901 | 0.0024747 | 0.00017585 | 8.1595e-06 | 1.2103e-05 | 0.012422 |  | 6097.1658 | 981.0361 | 1832.6682 | 3549.6681 | 52.5241 | 4.5645 | 0.73747 | 12518.3643 | 8303 | 12
2004 | 12 | 11 | 22 | 0.0056265 | 0.001104 | 0.0024241 | 0.0028004 | 0.00017585 | 8.1595e-06 | 1.2103e-05 | 0.012151 |  | 5591.2032 | 961.8735 | 1784.13 | 4016.9034 | 52.5241 | 4.5645 | 0.73747 | 12411.936 | 8304 | 12
2004 | 12 | 11 | 23 | 0.0052333 | 0.0011558 | 0.0023301 | 0.0027131 | 0.00017585 | 8.1595e-06 | 1.2103e-05 | 0.011628 |  | 5200.4448 | 1007.065 | 1714.9181 | 3891.6451 | 52.5241 | 4.5645 | 0.73747 | 11871.8991 | 8305 | 12
2004 | 12 | 11 | 24 | 0.0041924 | 0.0013578 | 0.0022035 | 0.0026064 | 0.00017585 | 8.1595e-06 | 1.2103e-05 | 0.010556 |  | 4166.1597 | 1183.0174 | 1621.7701 | 3738.6294 | 52.5241 | 4.5645 | 0.73747 | 10767.4026 | 8306 | 12
2004 | 12 | 12 | 1 | 0.0029833 | 0.0018416 | 0.0021268 | 0.0025261 | 0.00017585 | 8.1595e-06 | 1.2103e-05 | 0.0096739 |  | 2964.5539 | 1604.6195 | 1565.3086 | 3623.4106 | 52.5241 | 4.5645 | 0.73747 | 9815.7187 | 8307 | 12
2004 | 12 | 12 | 2 | 0.002676 | 0.0018379 | 0.0020597 | 0.0025643 | 0.00017585 | 8.1595e-06 | 1.2103e-05 | 0.0093341 |  | 2659.2192 | 1601.3795 | 1515.9439 | 3678.2835 | 52.5241 | 4.5645 | 0.73747 | 9512.6522 | 8308 | 12
2004 | 12 | 12 | 3 | 0.0024681 | 0.0018672 | 0.0020677 | 0.0024926 | 0.00017585 | 8.1595e-06 | 1.2103e-05 | 0.0090917 |  | 2452.6322 | 1626.8856 | 1521.8226 | 3575.3963 | 52.5241 | 4.5645 | 0.73747 | 9234.5627 | 8309 | 12
2004 | 12 | 12 | 4 | 0.0024314 | 0.0018539 | 0.0020429 | 0.0025285 | 0.00017585 | 8.1595e-06 | 1.2103e-05 | 0.0090529 |  | 2416.1734 | 1615.2588 | 1503.5965 | 3626.9443 | 52.5241 | 4.5645 | 0.73747 | 9219.799 | 8310 | 12
2004 | 12 | 12 | 5 | 0.0023016 | 0.0019012 | 0.0020801 | 0.0026254 | 0.00017585 | 8.1595e-06 | 1.2103e-05 | 0.0091044 |  | 2287.2058 | 1656.5018 | 1530.9645 | 3765.8245 | 52.5241 | 4.5645 | 0.73747 | 9298.3226 | 8311 | 12
2004 | 12 | 12 | 6 | 0.002559 | 0.0018822 | 0.002084 | 0.0026084 | 0.00017585 | 8.1595e-06 | 1.2103e-05 | 0.0093297 |  | 2542.9416 | 1639.9365 | 1533.808 | 3741.5596 | 52.5241 | 4.5645 | 0.73747 | 9516.0717 | 8312 | 12
2004 | 12 | 12 | 7 | 0.0029436 | 0.0018946 | 0.0022063 | 0.0026088 | 0 | 0 | 1.2103e-05 | 0.0096654 |  | 2925.1783 | 1650.7304 | 1623.8395 | 3742.0782 | 0 | 0 | 0.73747 | 9942.5639 | 8313 | 12
2004 | 12 | 12 | 8 | 0.0033938 | 0.0018813 | 0.0023564 | 0.0023807 | 0 | 0 | 1.2103e-05 | 0.010024 |  | 3372.5386 | 1639.1896 | 1734.3261 | 3414.9303 | 0 | 0 | 0.73747 | 10161.7222 | 8314 | 12
2004 | 12 | 12 | 9 | 0.0042752 | 0.0017847 | 0.0023817 | 0.0022784 | 0 | 0 | 1.2103e-05 | 0.010732 |  | 4248.4453 | 1554.9912 | 1752.8809 | 3268.1371 | 0 | 0 | 0.73747 | 10825.192 | 8315 | 12
2004 | 12 | 12 | 10 | 0.0048685 | 0.0017761 | 0.002388 | 0.002462 | 0 | 0 | 1.2103e-05 | 0.011507 |  | 4837.956 | 1547.538 | 1757.5443 | 3531.5498 | 0 | 0 | 0.73747 | 11675.3255 | 8316 | 12
2004 | 12 | 12 | 11 | 0.0046679 | 0.0018803 | 0.0023442 | 0.0026796 | 0 | 0 | 1.2103e-05 | 0.011584 |  | 4638.6668 | 1638.2664 | 1725.2931 | 3843.5728 | 0 | 0 | 0.73747 | 11846.5365 | 8317 | 12
2004 | 12 | 12 | 12 | 0.0047962 | 0.0018553 | 0.0023533 | 0.0025896 | 0 | 0 | 1.2103e-05 | 0.011606 |  | 4766.0984 | 1616.5074 | 1731.9761 | 3714.5967 | 0 | 0 | 0.73747 | 11829.9161 | 8318 | 12
2004 | 12 | 12 | 13 | 0.0048321 | 0.0017613 | 0.002376 | 0.0024407 | 0 | 0 | 1.2103e-05 | 0.011422 |  | 4801.7663 | 1534.6479 | 1748.6968 | 3500.9919 | 0 | 0 | 0.73747 | 11586.8403 | 8319 | 12
2004 | 12 | 12 | 14 | 0.0045923 | 0.0017611 | 0.0024345 | 0.0025142 | 0 | 0 | 1.2103e-05 | 0.011314 |  | 4563.5201 | 1534.454 | 1791.7658 | 3606.3993 | 0 | 0 | 0.73747 | 11496.8766 | 8320 | 12
2004 | 12 | 12 | 15 | 0.0046179 | 0.001663 | 0.0024401 | 0.002822 | 0 | 0 | 1.2103e-05 | 0.011555 |  | 4588.9419 | 1448.9632 | 1795.8733 | 4047.8878 | 0 | 0 | 0.73747 | 11882.4037 | 8321 | 12
2004 | 12 | 12 | 16 | 0.0050781 | 0.0015552 | 0.00244 | 0.0029672 | 0 | 0 | 1.2103e-05 | 0.012053 |  | 5046.2895 | 1355.0769 | 1795.8308 | 4256.1973 | 0 | 0 | 0.73747 | 12454.132 | 8322 | 12
2004 | 12 | 12 | 17 | 0.0054868 | 0.0015218 | 0.0025082 | 0.003207 | 0 | 0 | 1.2103e-05 | 0.012736 |  | 5452.3865 | 1325.9206 | 1845.9983 | 4600.1379 | 0 | 0 | 0.73747 | 13225.1808 | 8323 | 12
2004 | 12 | 12 | 18 | 0.0068806 | 0.0013196 | 0.0025202 | 0.0033604 | 4.3962e-05 | 2.0399e-06 | 1.2103e-05 | 0.014139 |  | 6837.503 | 1149.7759 | 1854.8803 | 4820.1875 | 13.131 | 1.1411 | 0.73747 | 14677.3563 | 8324 | 12
2004 | 12 | 12 | 19 | 0.0072808 | 0.0011276 | 0.0024864 | 0.0034635 | 0.00017585 | 8.1595e-06 | 1.2103e-05 | 0.014554 |  | 7235.1678 | 982.498 | 1829.9643 | 4968.0726 | 52.5241 | 4.5645 | 0.73747 | 15073.5287 | 8325 | 12
2004 | 12 | 12 | 20 | 0.0065087 | 0.0012723 | 0.0024272 | 0.0034972 | 0.00017585 | 8.1595e-06 | 1.2103e-05 | 0.013901 |  | 6467.8593 | 1108.5643 | 1786.4035 | 5016.3635 | 52.5241 | 4.5645 | 0.73747 | 14437.0167 | 8326 | 12
2004 | 12 | 12 | 21 | 0.0060939 | 0.0013691 | 0.0023614 | 0.0034923 | 0.00017585 | 8.1595e-06 | 1.2103e-05 | 0.013513 |  | 6055.6951 | 1192.9209 | 1737.9905 | 5009.3723 | 52.5241 | 4.5645 | 0.73747 | 14053.8049 | 8327 | 12
2004 | 12 | 12 | 22 | 0.0060272 | 0.0012964 | 0.0022927 | 0.0038011 | 0.00017585 | 8.1595e-06 | 1.2103e-05 | 0.013614 |  | 5989.4392 | 1129.5477 | 1687.4018 | 5452.2854 | 52.5241 | 4.5645 | 0.73747 | 14316.5001 | 8328 | 12
2004 | 12 | 12 | 23 | 0.0054114 | 0.0013142 | 0.0022297 | 0.0038025 | 0.00017585 | 8.1595e-06 | 1.2103e-05 | 0.012954 |  | 5377.5167 | 1145.0868 | 1641.0613 | 5454.3786 | 52.5241 | 4.5645 | 0.73747 | 13675.8695 | 8329 | 12
2004 | 12 | 12 | 24 | 0.0035698 | 0.0017069 | 0.0021715 | 0.0039494 | 0.00017585 | 8.1595e-06 | 1.2103e-05 | 0.011594 |  | 3547.3925 | 1487.2514 | 1598.245 | 5665.0044 | 52.5241 | 4.5645 | 0.73747 | 12355.7194 | 8330 | 12
2004 | 12 | 13 | 1 | 0.0027211 | 0.0017685 | 0.0021056 | 0.0041827 | 0.00017585 | 8.1595e-06 | 1.2103e-05 | 0.010974 |  | 2703.9993 | 1540.9162 | 1549.6978 | 5999.6496 | 52.5241 | 4.5645 | 0.73747 | 11852.0889 | 8331 | 12
2004 | 12 | 13 | 2 | 0.002336 | 0.0018494 | 0.0020754 | 0.0042249 | 0.00017585 | 8.1595e-06 | 1.2103e-05 | 0.010682 |  | 2321.3141 | 1611.3448 | 1527.4884 | 6060.1547 | 52.5241 | 4.5645 | 0.73747 | 11578.1279 | 8332 | 12
2004 | 12 | 13 | 3 | 0.002138 | 0.001933 | 0.0020303 | 0.0041869 | 0.00017585 | 8.1595e-06 | 1.2103e-05 | 0.010484 |  | 2124.5507 | 1684.2283 | 1494.3008 | 6005.7474 | 52.5241 | 4.5645 | 0.73747 | 11366.6532 | 8333 | 12
2004 | 12 | 13 | 4 | 0.0023078 | 0.001807 | 0.0020727 | 0.0041817 | 0.00017585 | 8.1595e-06 | 1.2103e-05 | 0.010565 |  | 2293.3304 | 1574.3913 | 1525.5174 | 5998.2349 | 52.5241 | 4.5645 | 0.73747 | 11449.3001 | 8334 | 12
2004 | 12 | 13 | 5 | 0.0022599 | 0.0018893 | 0.0021171 | 0.0041479 | 0.00017585 | 8.1595e-06 | 1.2103e-05 | 0.01061 |  | 2245.6863 | 1646.1533 | 1558.1938 | 5949.7182 | 52.5241 | 4.5645 | 0.73747 | 11457.5777 | 8335 | 12
2004 | 12 | 13 | 6 | 0.0025161 | 0.0018491 | 0.0022081 | 0.0041935 | 0.00017585 | 8.1595e-06 | 1.2103e-05 | 0.010963 |  | 2500.3059 | 1611.1477 | 1625.1377 | 6015.1167 | 52.5241 | 4.5645 | 0.73747 | 11809.5339 | 8336 | 12
2004 | 12 | 13 | 7 | 0.0033271 | 0.0018589 | 0.0025654 | 0.0038959 | 0 | 0 | 1.2103e-05 | 0.011659 |  | 3306.2448 | 1619.6791 | 1888.1056 | 5588.2742 | 0 | 0 | 0.73747 | 12403.0411 | 8337 | 12
2004 | 12 | 13 | 8 | 0.0042779 | 0.00179 | 0.003001 | 0.003869 | 0 | 0 | 1.2103e-05 | 0.01295 |  | 4251.0358 | 1559.6095 | 2208.6927 | 5549.7409 | 0 | 0 | 0.73747 | 13569.8164 | 8338 | 12
2004 | 12 | 13 | 9 | 0.0046361 | 0.0017811 | 0.0031528 | 0.0041159 | 0 | 0 | 1.2103e-05 | 0.013698 |  | 4607.0628 | 1551.8509 | 2320.4169 | 5903.8452 | 0 | 0 | 0.73747 | 14383.9132 | 8339 | 12
2004 | 12 | 13 | 10 | 0.0038248 | 0.0021265 | 0.0031955 | 0.0043131 | 0 | 0 | 1.2103e-05 | 0.013472 |  | 3800.7845 | 1852.807 | 2351.8951 | 6186.7931 | 0 | 0 | 0.73747 | 14193.0171 | 8340 | 12
2004 | 12 | 13 | 11 | 0.0037554 | 0.0021699 | 0.0033175 | 0.0046029 | 0 | 0 | 1.2103e-05 | 0.013858 |  | 3731.8613 | 1890.6602 | 2441.6412 | 6602.3955 | 0 | 0 | 0.73747 | 14667.2957 | 8341 | 12
2004 | 12 | 13 | 12 | 0.0038019 | 0.0021903 | 0.0033436 | 0.0044325 | 0 | 0 | 1.2103e-05 | 0.01378 |  | 3778.0355 | 1908.3852 | 2460.8654 | 6358.0177 | 0 | 0 | 0.73747 | 14506.0412 | 8342 | 12
2004 | 12 | 13 | 13 | 0.0040357 | 0.0019524 | 0.0032866 | 0.0047489 | 0 | 0 | 1.2103e-05 | 0.014036 |  | 4010.4306 | 1701.109 | 2418.8787 | 6811.8916 | 0 | 0 | 0.73747 | 14943.0474 | 8343 | 12
2004 | 12 | 13 | 14 | 0.0038199 | 0.0019907 | 0.0033482 | 0.0047204 | 0 | 0 | 1.2103e-05 | 0.013891 |  | 3795.9067 | 1734.4988 | 2464.2162 | 6770.9195 | 0 | 0 | 0.73747 | 14766.2787 | 8344 | 12
2004 | 12 | 13 | 15 | 0.0038881 | 0.0019846 | 0.0032813 | 0.0042075 | 0 | 0 | 1.2103e-05 | 0.013374 |  | 3863.7207 | 1729.1876 | 2414.9928 | 6035.2714 | 0 | 0 | 0.73747 | 14043.9099 | 8345 | 12
2004 | 12 | 13 | 16 | 0.0044282 | 0.0017683 | 0.0031807 | 0.0041207 | 0 | 0 | 1.2103e-05 | 0.01351 |  | 4400.4537 | 1540.7037 | 2340.9878 | 5910.7583 | 0 | 0 | 0.73747 | 14193.641 | 8346 | 12
2004 | 12 | 13 | 17 | 0.0051329 | 0.0016938 | 0.0030916 | 0.0045556 | 0 | 0 | 1.2103e-05 | 0.014486 |  | 5100.7148 | 1475.8166 | 2275.4082 | 6534.6421 | 0 | 0 | 0.73747 | 15387.3191 | 8347 | 12
2004 | 12 | 13 | 18 | 0.0065427 | 0.0015031 | 0.0030367 | 0.0045996 | 4.3962e-05 | 2.0399e-06 | 1.2103e-05 | 0.01574 |  | 6501.7174 | 1309.6102 | 2235.0167 | 6597.6658 | 13.131 | 1.1411 | 0.73747 | 16659.0198 | 8348 | 12
2004 | 12 | 13 | 19 | 0.0064227 | 0.00145 | 0.0029688 | 0.0047181 | 0.00017585 | 8.1595e-06 | 1.2103e-05 | 0.015756 |  | 6382.3849 | 1263.3345 | 2185.0264 | 6767.6992 | 52.5241 | 4.5645 | 0.73747 | 16656.271 | 8349 | 12
2004 | 12 | 13 | 20 | 0.006656 | 0.0012895 | 0.0028825 | 0.0046778 | 0.00017585 | 8.1595e-06 | 1.2103e-05 | 0.015702 |  | 6614.3116 | 1123.5592 | 2121.5047 | 6709.9 | 52.5241 | 4.5645 | 0.73747 | 16627.1015 | 8350 | 12
2004 | 12 | 13 | 21 | 0.00615 | 0.0013719 | 0.002868 | 0.0046681 | 0.00017585 | 8.1595e-06 | 1.2103e-05 | 0.015254 |  | 6111.4814 | 1195.3169 | 2110.8494 | 6695.9351 | 52.5241 | 4.5645 | 0.73747 | 16171.4088 | 8351 | 12
2004 | 12 | 13 | 22 | 0.0055488 | 0.0013949 | 0.0027356 | 0.0044447 | 0.00017585 | 8.1595e-06 | 1.2103e-05 | 0.01432 |  | 5514.0164 | 1215.3629 | 2013.4092 | 6375.4555 | 52.5241 | 4.5645 | 0.73747 | 15176.07 | 8352 | 12
2004 | 12 | 13 | 23 | 0.0049719 | 0.0013861 | 0.0026305 | 0.0045161 | 0.00017585 | 8.1595e-06 | 1.2103e-05 | 0.013701 |  | 4940.7597 | 1207.6957 | 1935.9938 | 6477.9226 | 52.5241 | 4.5645 | 0.73747 | 14620.1978 | 8353 | 12
2004 | 12 | 13 | 24 | 0.0033012 | 0.001632 | 0.0024455 | 0.0043443 | 0.00017585 | 8.1595e-06 | 1.2103e-05 | 0.011919 |  | 3280.4977 | 1421.9652 | 1799.8912 | 6231.4273 | 52.5241 | 4.5645 | 0.73747 | 12791.6075 | 8354 | 12
2004 | 12 | 14 | 1 | 0.0024943 | 0.0017713 | 0.0023644 | 0.0043323 | 0.00017585 | 8.1595e-06 | 1.2103e-05 | 0.011158 |  | 2478.6289 | 1543.3512 | 1740.1621 | 6214.3368 | 52.5241 | 4.5645 | 0.73747 | 12034.305 | 8355 | 12
2004 | 12 | 14 | 2 | 0.0020631 | 0.0018687 | 0.0022599 | 0.0041879 | 0.00017585 | 8.1595e-06 | 1.2103e-05 | 0.010576 |  | 2050.124 | 1628.1803 | 1663.2656 | 6007.2128 | 52.5241 | 4.5645 | 0.73747 | 11406.6087 | 8356 | 12
2004 | 12 | 14 | 3 | 0.0019428 | 0.0019002 | 0.0021581 | 0.0041631 | 0.00017585 | 8.1595e-06 | 1.2103e-05 | 0.01036 |  | 1930.6538 | 1655.6496 | 1588.374 | 5971.5543 | 52.5241 | 4.5645 | 0.73747 | 11204.0578 | 8357 | 12
2004 | 12 | 14 | 4 | 0.0021093 | 0.0018095 | 0.0021377 | 0.0042779 | 0.00017585 | 8.1595e-06 | 1.2103e-05 | 0.010531 |  | 2096.0573 | 1576.606 | 1573.3468 | 6136.3026 | 52.5241 | 4.5645 | 0.73747 | 11440.1387 | 8358 | 12
2004 | 12 | 14 | 5 | 0.0021653 | 0.0018111 | 0.0021271 | 0.0041684 | 0.00017585 | 8.1595e-06 | 1.2103e-05 | 0.010468 |  | 2151.7726 | 1578.043 | 1565.5103 | 5979.1808 | 52.5241 | 4.5645 | 0.73747 | 11332.3328 | 8359 | 12
2004 | 12 | 14 | 6 | 0.0023549 | 0.0018193 | 0.0022457 | 0.0040508 | 0.00017585 | 8.1595e-06 | 1.2103e-05 | 0.010667 |  | 2340.1769 | 1585.1826 | 1652.8065 | 5810.553 | 52.5241 | 4.5645 | 0.73747 | 11446.5451 | 8360 | 12
2004 | 12 | 14 | 7 | 0.0030253 | 0.0018342 | 0.0026391 | 0.004012 | 0 | 0 | 1.2103e-05 | 0.011523 |  | 3006.3781 | 1598.1523 | 1942.337 | 5754.8413 | 0 | 0 | 0.73747 | 12302.4462 | 8361 | 12
2004 | 12 | 14 | 8 | 0.003909 | 0.0017372 | 0.0030776 | 0.0036189 | 0 | 0 | 1.2103e-05 | 0.012355 |  | 3884.5002 | 1513.6167 | 2265.1103 | 5190.9428 | 0 | 0 | 0.73747 | 12854.9074 | 8362 | 12
2004 | 12 | 14 | 9 | 0.0041418 | 0.0017817 | 0.0032305 | 0.0043325 | 0 | 0 | 1.2103e-05 | 0.013499 |  | 4115.82 | 1552.365 | 2377.6396 | 6214.4997 | 0 | 0 | 0.73747 | 14261.0618 | 8363 | 12
2004 | 12 | 14 | 10 | 0.0033854 | 0.0021011 | 0.0032702 | 0.00437 | 0 | 0 | 1.2103e-05 | 0.013139 |  | 3364.192 | 1830.6373 | 2406.8381 | 6268.3588 | 0 | 0 | 0.73747 | 13870.7636 | 8364 | 12
2004 | 12 | 14 | 11 | 0.0033211 | 0.0021419 | 0.0034299 | 0.0041593 | 0 | 0 | 1.2103e-05 | 0.013064 |  | 3300.3061 | 1866.2665 | 2524.4038 | 5966.1252 | 0 | 0 | 0.73747 | 13657.8391 | 8365 | 12
2004 | 12 | 14 | 12 | 0.003632 | 0.0019973 | 0.0033984 | 0.0041139 | 0 | 0 | 1.2103e-05 | 0.013154 |  | 3609.2017 | 1740.1988 | 2501.1682 | 5901.0519 | 0 | 0 | 0.73747 | 13752.3581 | 8366 | 12
2004 | 12 | 14 | 13 | 0.0036392 | 0.0018893 | 0.003359 | 0.0042464 | 0 | 0 | 1.2103e-05 | 0.013146 |  | 3616.4029 | 1646.1675 | 2472.1847 | 6091.127 | 0 | 0 | 0.73747 | 13826.6197 | 8367 | 12
2004 | 12 | 14 | 14 | 0.0032262 | 0.001998 | 0.0034253 | 0.0043339 | 0 | 0 | 1.2103e-05 | 0.012995 |  | 3205.925 | 1740.824 | 2521.0334 | 6216.5191 | 0 | 0 | 0.73747 | 13685.0389 | 8368 | 12
2004 | 12 | 14 | 15 | 0.0034061 | 0.0019506 | 0.0034002 | 0.0042652 | 0 | 0 | 1.2103e-05 | 0.013034 |  | 3384.7197 | 1699.5602 | 2502.5452 | 6118.0149 | 0 | 0 | 0.73747 | 13705.5774 | 8369 | 12
2004 | 12 | 14 | 16 | 0.0036113 | 0.0019107 | 0.0032829 | 0.0041611 | 0 | 0 | 1.2103e-05 | 0.012978 |  | 3588.6349 | 1664.8005 | 2416.1669 | 5968.6371 | 0 | 0 | 0.73747 | 13638.9769 | 8370 | 12
2004 | 12 | 14 | 17 | 0.0044886 | 0.0017619 | 0.0031949 | 0.0045441 | 0 | 0 | 1.2103e-05 | 0.014002 |  | 4460.5083 | 1535.1267 | 2351.4171 | 6518.0707 | 0 | 0 | 0.73747 | 14865.8602 | 8371 | 12
2004 | 12 | 14 | 18 | 0.005659 | 0.0017422 | 0.0031338 | 0.0045457 | 4.3962e-05 | 2.0399e-06 | 1.2103e-05 | 0.015139 |  | 5623.496 | 1517.9514 | 2306.4257 | 6520.4461 | 13.131 | 1.1411 | 0.73747 | 15983.3289 | 8372 | 12
2004 | 12 | 14 | 19 | 0.0063162 | 0.0014601 | 0.0030098 | 0.0045661 | 0.00017585 | 8.1595e-06 | 1.2103e-05 | 0.015548 |  | 6276.6401 | 1272.2027 | 2215.1631 | 6549.6753 | 52.5241 | 4.5645 | 0.73747 | 16371.5073 | 8373 | 12
2004 | 12 | 14 | 20 | 0.0063358 | 0.0014134 | 0.0029946 | 0.0045097 | 0.00017585 | 8.1595e-06 | 1.2103e-05 | 0.01545 |  | 6296.076 | 1231.5192 | 2204.0296 | 6468.6935 | 52.5241 | 4.5645 | 0.73747 | 16258.1444 | 8374 | 12
2004 | 12 | 14 | 21 | 0.0059659 | 0.001436 | 0.0029384 | 0.0042044 | 0.00017585 | 8.1595e-06 | 1.2103e-05 | 0.014741 |  | 5928.4514 | 1251.2094 | 2162.6601 | 6030.8538 | 52.5241 | 4.5645 | 0.73747 | 15431.0008 | 8375 | 12
2004 | 12 | 14 | 22 | 0.0054122 | 0.0014588 | 0.0028423 | 0.0044287 | 0.00017585 | 8.1595e-06 | 1.2103e-05 | 0.014338 |  | 5378.313 | 1271.0223 | 2091.9064 | 6352.5041 | 52.5241 | 4.5645 | 0.73747 | 15151.5718 | 8376 | 12
2004 | 12 | 14 | 23 | 0.0048993 | 0.0014265 | 0.0027309 | 0.004315 | 0.00017585 | 8.1595e-06 | 1.2103e-05 | 0.013568 |  | 4868.5772 | 1242.9443 | 2009.8984 | 6189.4266 | 52.5241 | 4.5645 | 0.73747 | 14368.6726 | 8377 | 12
2004 | 12 | 14 | 24 | 0.0034682 | 0.0016603 | 0.0025622 | 0.0042964 | 0.00017585 | 8.1595e-06 | 1.2103e-05 | 0.012183 |  | 3446.4817 | 1446.6034 | 1885.74 | 6162.713 | 52.5241 | 4.5645 | 0.73747 | 12999.3642 | 8378 | 12
2004 | 12 | 15 | 1 | 0.0025181 | 0.0017713 | 0.0024743 | 0.0041905 | 0.00017585 | 8.1595e-06 | 1.2103e-05 | 0.01115 |  | 2502.3415 | 1543.3512 | 1821.0769 | 6010.8082 | 52.5241 | 4.5645 | 0.73747 | 11935.4039 | 8379 | 12
2004 | 12 | 15 | 2 | 0.0020862 | 0.0018687 | 0.0023436 | 0.0043168 | 0.00017585 | 8.1595e-06 | 1.2103e-05 | 0.010811 |  | 2073.1546 | 1628.1803 | 1724.8377 | 6192.0862 | 52.5241 | 4.5645 | 0.73747 | 11676.0848 | 8380 | 12
2004 | 12 | 15 | 3 | 0.001965 | 0.0019002 | 0.0022276 | 0.0042509 | 0.00017585 | 8.1595e-06 | 1.2103e-05 | 0.01054 |  | 1952.7066 | 1655.6496 | 1639.5038 | 6097.5828 | 52.5241 | 4.5645 | 0.73747 | 11403.2689 | 8381 | 12
2004 | 12 | 15 | 4 | 0.0021341 | 0.0018095 | 0.002195 | 0.003568 | 0.00017585 | 8.1595e-06 | 1.2103e-05 | 0.0099027 |  | 2120.6787 | 1576.606 | 1615.5127 | 5117.9815 | 52.5241 | 4.5645 | 0.73747 | 10488.605 | 8382 | 12
2004 | 12 | 15 | 5 | 0.0021905 | 0.0018111 | 0.0021849 | 0.0036148 | 0.00017585 | 8.1595e-06 | 1.2103e-05 | 0.0099974 |  | 2176.7404 | 1578.043 | 1608.0491 | 5185.0364 | 52.5241 | 4.5645 | 0.73747 | 10605.695 | 8383 | 12
2004 | 12 | 15 | 6 | 0.0023828 | 0.0018193 | 0.0022949 | 0.0038084 | 0.00017585 | 8.1595e-06 | 1.2103e-05 | 0.010502 |  | 2367.8179 | 1585.1826 | 1689.0632 | 5462.7992 | 52.5241 | 4.5645 | 0.73747 | 11162.689 | 8384 | 12
2004 | 12 | 15 | 7 | 0.0030596 | 0.0018342 | 0.0026489 | 0.0039061 | 0 | 0 | 1.2103e-05 | 0.011461 |  | 3040.4275 | 1598.1523 | 1949.6028 | 5603.0009 | 0 | 0 | 0.73747 | 12191.921 | 8385 | 12
2004 | 12 | 15 | 8 | 0.0039455 | 0.0017372 | 0.0030721 | 0.0040703 | 0 | 0 | 1.2103e-05 | 0.012837 |  | 3920.765 | 1513.6167 | 2261.0516 | 5838.5206 | 0 | 0 | 0.73747 | 13534.6914 | 8386 | 12
2004 | 12 | 15 | 9 | 0.0041773 | 0.0017817 | 0.0032326 | 0.0041833 | 0 | 0 | 1.2103e-05 | 0.013387 |  | 4151.113 | 1552.365 | 2379.1759 | 6000.6055 | 0 | 0 | 0.73747 | 14083.9968 | 8387 | 12
2004 | 12 | 15 | 10 | 0.003419 | 0.0021011 | 0.0032906 | 0.0037715 | 0 | 0 | 1.2103e-05 | 0.012594 |  | 3397.5244 | 1830.6373 | 2421.8865 | 5409.929 | 0 | 0 | 0.73747 | 13060.7147 | 8388 | 12
2004 | 12 | 15 | 11 | 0.0033527 | 0.0021419 | 0.0034221 | 0.0042147 | 0 | 0 | 1.2103e-05 | 0.013144 |  | 3331.6742 | 1866.2665 | 2518.6688 | 6045.6257 | 0 | 0 | 0.73747 | 13762.9727 | 8389 | 12
2004 | 12 | 15 | 12 | 0.0036614 | 0.0019973 | 0.0034224 | 0.0046563 | 0 | 0 | 1.2103e-05 | 0.013749 |  | 3638.4153 | 1740.1988 | 2518.8909 | 6679.0644 | 0 | 0 | 0.73747 | 14577.3068 | 8390 | 12
2004 | 12 | 15 | 13 | 0.0036703 | 0.0018893 | 0.0033598 | 0.0045402 | 0 | 0 | 1.2103e-05 | 0.013472 |  | 3647.2538 | 1646.1675 | 2472.778 | 6512.5432 | 0 | 0 | 0.73747 | 14279.48 | 8391 | 12
2004 | 12 | 15 | 14 | 0.0032523 | 0.001998 | 0.0034548 | 0.0046673 | 0 | 0 | 1.2103e-05 | 0.013384 |  | 3231.9193 | 1740.824 | 2542.6739 | 6694.8564 | 0 | 0 | 0.73747 | 14211.011 | 8392 | 12
2004 | 12 | 15 | 15 | 0.0034332 | 0.0019506 | 0.0033461 | 0.0046529 | 0 | 0 | 1.2103e-05 | 0.013395 |  | 3411.6532 | 1699.5602 | 2462.687 | 6674.1962 | 0 | 0 | 0.73747 | 14248.8341 | 8393 | 12
2004 | 12 | 15 | 16 | 0.0036399 | 0.0019107 | 0.003226 | 0.0046891 | 0 | 0 | 1.2103e-05 | 0.013478 |  | 3617.112 | 1664.8005 | 2374.2985 | 6726.0421 | 0 | 0 | 0.73747 | 14382.9906 | 8394 | 12
2004 | 12 | 15 | 17 | 0.0045194 | 0.0017619 | 0.0031555 | 0.0048056 | 0 | 0 | 1.2103e-05 | 0.014255 |  | 4491.0463 | 1535.1267 | 2322.4418 | 6893.2047 | 0 | 0 | 0.73747 | 15242.5569 | 8395 | 12
2004 | 12 | 15 | 18 | 0.0056941 | 0.0017422 | 0.0031621 | 0.0046602 | 4.3962e-05 | 2.0399e-06 | 1.2103e-05 | 0.015317 |  | 5658.3772 | 1517.9514 | 2327.2534 | 6684.6653 | 13.131 | 1.1411 | 0.73747 | 16203.2569 | 8396 | 12
2004 | 12 | 15 | 19 | 0.0063537 | 0.0014601 | 0.0030611 | 0.0042809 | 0.00017585 | 8.1595e-06 | 1.2103e-05 | 0.015352 |  | 6313.829 | 1272.2027 | 2252.979 | 6140.5805 | 52.5241 | 4.5645 | 0.73747 | 16037.4173 | 8397 | 12
2004 | 12 | 15 | 20 | 0.0063749 | 0.0014134 | 0.0030283 | 0.0040424 | 0.00017585 | 8.1595e-06 | 1.2103e-05 | 0.015055 |  | 6334.9726 | 1231.5192 | 2228.8111 | 5798.4913 | 52.5241 | 4.5645 | 0.73747 | 15651.6204 | 8398 | 12
2004 | 12 | 15 | 21 | 0.005998 | 0.001436 | 0.0029863 | 0.0040151 | 0.00017585 | 8.1595e-06 | 1.2103e-05 | 0.014632 |  | 5960.3899 | 1251.2094 | 2197.9133 | 5759.2404 | 52.5241 | 4.5645 | 0.73747 | 15226.579 | 8399 | 12
2004 | 12 | 15 | 22 | 0.0054453 | 0.0014588 | 0.0028816 | 0.0041001 | 0.00017585 | 8.1595e-06 | 1.2103e-05 | 0.014082 |  | 5411.1435 | 1271.0223 | 2120.8716 | 5881.2189 | 52.5241 | 4.5645 | 0.73747 | 14742.0823 | 8400 | 12
2004 | 12 | 15 | 23 | 0.0049319 | 0.0014265 | 0.0027408 | 0.0042871 | 0.00017585 | 8.1595e-06 | 1.2103e-05 | 0.013582 |  | 4900.9631 | 1242.9443 | 2017.1902 | 6149.4784 | 52.5241 | 4.5645 | 0.73747 | 14368.402 | 8401 | 12
2004 | 12 | 15 | 24 | 0.0034984 | 0.0016603 | 0.0026044 | 0.0039247 | 0.00017585 | 8.1595e-06 | 1.2103e-05 | 0.011884 |  | 3476.4217 | 1446.6034 | 1916.8102 | 5629.5381 | 52.5241 | 4.5645 | 0.73747 | 12527.1995 | 8402 | 12
2004 | 12 | 16 | 1 | 0.0025423 | 0.0017713 | 0.0025012 | 0.0040801 | 0.00017585 | 8.1595e-06 | 1.2103e-05 | 0.011091 |  | 2526.3882 | 1543.3512 | 1840.8525 | 5852.469 | 52.5241 | 4.5645 | 0.73747 | 11820.8869 | 8403 | 12
2004 | 12 | 16 | 2 | 0.0021097 | 0.0018687 | 0.002353 | 0.0040099 | 0.00017585 | 8.1595e-06 | 1.2103e-05 | 0.010537 |  | 2096.5095 | 1628.1803 | 1731.8053 | 5751.8567 | 52.5241 | 4.5645 | 0.73747 | 11266.1778 | 8404 | 12
2004 | 12 | 16 | 3 | 0.0019875 | 0.0019002 | 0.0022859 | 0.0041033 | 0.00017585 | 8.1595e-06 | 1.2103e-05 | 0.010473 |  | 1975.0701 | 1655.6496 | 1682.4234 | 5885.7987 | 52.5241 | 4.5645 | 0.73747 | 11256.7679 | 8405 | 12
2004 | 12 | 16 | 4 | 0.0021592 | 0.0018095 | 0.0022326 | 0.0039906 | 0.00017585 | 8.1595e-06 | 1.2103e-05 | 0.010388 |  | 2145.6469 | 1576.606 | 1643.2035 | 5724.1085 | 52.5241 | 4.5645 | 0.73747 | 11147.391 | 8406 | 12
2004 | 12 | 16 | 5 | 0.002216 | 0.0018111 | 0.0022278 | 0.0042284 | 0.00017585 | 8.1595e-06 | 1.2103e-05 | 0.010679 |  | 2202.06 | 1578.043 | 1639.6639 | 6065.254 | 52.5241 | 4.5645 | 0.73747 | 11542.8471 | 8407 | 12
2004 | 12 | 16 | 6 | 0.002411 | 0.0018193 | 0.0023288 | 0.0042895 | 0.00017585 | 8.1595e-06 | 1.2103e-05 | 0.011045 |  | 2395.8484 | 1585.1826 | 1714.004 | 6152.8943 | 52.5241 | 4.5645 | 0.73747 | 11905.7553 | 8408 | 12
2004 | 12 | 16 | 7 | 0.0030944 | 0.0018342 | 0.0026918 | 0.0040447 | 0 | 0 | 1.2103e-05 | 0.011677 |  | 3074.9565 | 1598.1523 | 1981.1285 | 5801.7963 | 0 | 0 | 0.73747 | 12456.7711 | 8409 | 12
2004 | 12 | 16 | 8 | 0.0039825 | 0.0017372 | 0.0031102 | 0.0043309 | 0 | 0 | 1.2103e-05 | 0.013173 |  | 3957.5407 | 1513.6167 | 2289.0832 | 6212.224 | 0 | 0 | 0.73747 | 13973.2021 | 8410 | 12
2004 | 12 | 16 | 9 | 0.0042133 | 0.0017817 | 0.0032764 | 0.0041577 | 0 | 0 | 1.2103e-05 | 0.013441 |  | 4186.9031 | 1552.365 | 2411.4074 | 5963.7957 | 0 | 0 | 0.73747 | 14115.2086 | 8411 | 12
2004 | 12 | 16 | 10 | 0.003453 | 0.0021011 | 0.0033792 | 0.0045067 | 0 | 0 | 1.2103e-05 | 0.013452 |  | 3431.3263 | 1830.6373 | 2487.0505 | 6464.5002 | 0 | 0 | 0.73747 | 14214.2518 | 8412 | 12
2004 | 12 | 16 | 11 | 0.0033847 | 0.0021419 | 0.0034417 | 0.0043893 | 0 | 0 | 1.2103e-05 | 0.01337 |  | 3363.4844 | 1866.2665 | 2533.0376 | 6296.1022 | 0 | 0 | 0.73747 | 14059.6282 | 8413 | 12
2004 | 12 | 16 | 12 | 0.0036912 | 0.0019973 | 0.0033989 | 0.0045333 | 0 | 0 | 1.2103e-05 | 0.013633 |  | 3668.0405 | 1740.1988 | 2501.5548 | 6502.6306 | 0 | 0 | 0.73747 | 14413.1622 | 8414 | 12
2004 | 12 | 16 | 13 | 0.0037017 | 0.0018893 | 0.0033745 | 0.0045736 | 0 | 0 | 1.2103e-05 | 0.013551 |  | 3678.5395 | 1646.1675 | 2483.583 | 6560.4278 | 0 | 0 | 0.73747 | 14369.4553 | 8415 | 12
2004 | 12 | 16 | 14 | 0.0032788 | 0.001998 | 0.0033756 | 0.0045546 | 0 | 0 | 1.2103e-05 | 0.013219 |  | 3258.2798 | 1740.824 | 2484.3932 | 6533.0795 | 0 | 0 | 0.73747 | 14017.314 | 8416 | 12
2004 | 12 | 16 | 15 | 0.0034607 | 0.0019506 | 0.0033661 | 0.0045813 | 0 | 0 | 1.2103e-05 | 0.013371 |  | 3438.9661 | 1699.5602 | 2477.4157 | 6571.5064 | 0 | 0 | 0.73747 | 14188.1859 | 8417 | 12
2004 | 12 | 16 | 16 | 0.003669 | 0.0019107 | 0.0032615 | 0.004488 | 0 | 0 | 1.2103e-05 | 0.013341 |  | 3645.9903 | 1664.8005 | 2400.4324 | 6437.5444 | 0 | 0 | 0.73747 | 14149.5051 | 8418 | 12
2004 | 12 | 16 | 17 | 0.0045505 | 0.0017619 | 0.0032115 | 0.0045529 | 0 | 0 | 1.2103e-05 | 0.014089 |  | 4522.0143 | 1535.1267 | 2363.6213 | 6530.6479 | 0 | 0 | 0.73747 | 14952.1476 | 8419 | 12
2004 | 12 | 16 | 18 | 0.0057297 | 0.0017422 | 0.0031649 | 0.0044021 | 4.3962e-05 | 2.0399e-06 | 1.2103e-05 | 0.015097 |  | 5693.7496 | 1517.9514 | 2329.3663 | 6314.4104 | 13.131 | 1.1411 | 0.73747 | 15870.4873 | 8420 | 12
2004 | 12 | 16 | 19 | 0.0063916 | 0.0014601 | 0.0030299 | 0.0047869 | 0.00017585 | 8.1595e-06 | 1.2103e-05 | 0.015865 |  | 6351.5417 | 1272.2027 | 2229.9644 | 6866.2937 | 52.5241 | 4.5645 | 0.73747 | 16777.8285 | 8421 | 12
2004 | 12 | 16 | 20 | 0.0064146 | 0.0014134 | 0.0029971 | 0.0046805 | 0.00017585 | 8.1595e-06 | 1.2103e-05 | 0.015702 |  | 6374.4172 | 1231.5192 | 2205.835 | 6713.7555 | 52.5241 | 4.5645 | 0.73747 | 16583.3531 | 8422 | 12
2004 | 12 | 16 | 21 | 0.0060306 | 0.001436 | 0.0029508 | 0.0046728 | 0.00017585 | 8.1595e-06 | 1.2103e-05 | 0.015286 |  | 5992.7782 | 1251.2094 | 2171.774 | 6702.6663 | 52.5241 | 4.5645 | 0.73747 | 16176.254 | 8423 | 12
2004 | 12 | 16 | 22 | 0.0054788 | 0.0014588 | 0.0028649 | 0.0046448 | 0.00017585 | 8.1595e-06 | 1.2103e-05 | 0.014643 |  | 5444.4364 | 1271.0223 | 2108.5172 | 6662.4871 | 52.5241 | 4.5645 | 0.73747 | 15544.289 | 8424 | 12
2004 | 12 | 16 | 23 | 0.0049649 | 0.0014265 | 0.0027607 | 0.0041589 | 0.00017585 | 8.1595e-06 | 1.2103e-05 | 0.013507 |  | 4933.8053 | 1242.9443 | 2031.8619 | 5965.5886 | 52.5241 | 4.5645 | 0.73747 | 14232.0261 | 8425 | 12
2004 | 12 | 16 | 24 | 0.0035289 | 0.0016603 | 0.0025544 | 0.0039665 | 0.00017585 | 8.1595e-06 | 1.2103e-05 | 0.011906 |  | 3506.7836 | 1446.6034 | 1880.0461 | 5689.607 | 52.5241 | 4.5645 | 0.73747 | 12580.8661 | 8426 | 12
2004 | 12 | 17 | 1 | 0.0024472 | 0.0018182 | 0.0024296 | 0.0039477 | 0.00017585 | 8.1595e-06 | 1.2103e-05 | 0.010839 |  | 2431.8911 | 1584.1908 | 1788.1686 | 5662.6063 | 52.5241 | 4.5645 | 0.73747 | 11524.6829 | 8427 | 12
2004 | 12 | 17 | 2 | 0.0020973 | 0.0018656 | 0.0022893 | 0.0042596 | 0.00017585 | 8.1595e-06 | 1.2103e-05 | 0.010708 |  | 2084.1058 | 1625.4943 | 1684.8984 | 6109.9761 | 52.5241 | 4.5645 | 0.73747 | 11562.3006 | 8428 | 12
2004 | 12 | 17 | 3 | 0.0020087 | 0.0019298 | 0.0022151 | 0.0037669 | 0.00017585 | 8.1595e-06 | 1.2103e-05 | 0.010117 |  | 1996.088 | 1681.4455 | 1630.3343 | 5403.3254 | 52.5241 | 4.5645 | 0.73747 | 10769.0193 | 8429 | 12
2004 | 12 | 17 | 4 | 0.0021395 | 0.001865 | 0.0021652 | 0.0036858 | 0.00017585 | 8.1595e-06 | 1.2103e-05 | 0.010052 |  | 2126.1154 | 1624.9585 | 1593.5505 | 5286.9026 | 52.5241 | 4.5645 | 0.73747 | 10689.353 | 8430 | 12
2004 | 12 | 17 | 5 | 0.0022061 | 0.0018915 | 0.0022117 | 0.0038045 | 0.00017585 | 8.1595e-06 | 1.2103e-05 | 0.01031 |  | 2192.2909 | 1648.0906 | 1627.7742 | 5457.2538 | 52.5241 | 4.5645 | 0.73747 | 10983.2356 | 8431 | 12
2004 | 12 | 17 | 6 | 0.0023472 | 0.0018692 | 0.0022687 | 0.0041687 | 0.00017585 | 8.1595e-06 | 1.2103e-05 | 0.01085 |  | 2332.5276 | 1628.6255 | 1669.718 | 5979.613 | 52.5241 | 4.5645 | 0.73747 | 11668.3101 | 8432 | 12
2004 | 12 | 17 | 7 | 0.0032014 | 0.0018056 | 0.0025594 | 0.0039726 | 0 | 0 | 1.2103e-05 | 0.011551 |  | 3181.3024 | 1573.1968 | 1883.6713 | 5698.2629 | 0 | 0 | 0.73747 | 12337.1709 | 8433 | 12
2004 | 12 | 17 | 8 | 0.0038218 | 0.0018528 | 0.0030306 | 0.003937 | 0 | 0 | 1.2103e-05 | 0.012654 |  | 3797.8664 | 1614.3763 | 2230.5313 | 5647.2653 | 0 | 0 | 0.73747 | 13290.7768 | 8434 | 12
2004 | 12 | 17 | 9 | 0.0038298 | 0.0018868 | 0.0031626 | 0.004196 | 0 | 0 | 1.2103e-05 | 0.013087 |  | 3805.7818 | 1643.9871 | 2327.6875 | 6018.7305 | 0 | 0 | 0.73747 | 13796.9244 | 8435 | 12
2004 | 12 | 17 | 10 | 0.0034851 | 0.0021025 | 0.003255 | 0.0041039 | 0 | 0 | 1.2103e-05 | 0.012959 |  | 3463.2095 | 1831.8629 | 2395.6627 | 5886.6319 | 0 | 0 | 0.73747 | 13578.1044 | 8436 | 12
2004 | 12 | 17 | 11 | 0.0034106 | 0.0021386 | 0.0033137 | 0.0042719 | 0 | 0 | 1.2103e-05 | 0.013147 |  | 3389.1833 | 1863.3888 | 2438.8738 | 6127.6182 | 0 | 0 | 0.73747 | 13819.8016 | 8437 | 12
2004 | 12 | 17 | 12 | 0.0033489 | 0.0021366 | 0.0032824 | 0.0044391 | 0 | 0 | 1.2103e-05 | 0.013219 |  | 3327.8744 | 1861.5669 | 2415.8227 | 6367.4099 | 0 | 0 | 0.73747 | 13973.4114 | 8438 | 12
2004 | 12 | 17 | 13 | 0.0034393 | 0.002022 | 0.0032451 | 0.0045233 | 0 | 0 | 1.2103e-05 | 0.013242 |  | 3417.6913 | 1761.759 | 2388.3668 | 6488.2667 | 0 | 0 | 0.73747 | 14056.8212 | 8439 | 12
2004 | 12 | 17 | 14 | 0.0029643 | 0.0020391 | 0.0032586 | 0.004609 | 0 | 0 | 1.2103e-05 | 0.012883 |  | 2945.7451 | 1776.6599 | 2398.3218 | 6611.2303 | 0 | 0 | 0.73747 | 13732.6947 | 8440 | 12
2004 | 12 | 17 | 15 | 0.0032136 | 0.0018791 | 0.0031606 | 0.0046068 | 0 | 0 | 1.2103e-05 | 0.012872 |  | 3193.4629 | 1637.2583 | 2326.1672 | 6608.025 | 0 | 0 | 0.73747 | 13765.6509 | 8441 | 12
2004 | 12 | 17 | 16 | 0.0040258 | 0.0016655 | 0.0031208 | 0.004662 | 0 | 0 | 1.2103e-05 | 0.013486 |  | 4000.5228 | 1451.1646 | 2296.8986 | 6687.2632 | 0 | 0 | 0.73747 | 14436.5866 | 8442 | 12
2004 | 12 | 17 | 17 | 0.0044349 | 0.0016575 | 0.0030207 | 0.0044428 | 0 | 0 | 1.2103e-05 | 0.013568 |  | 4407.0934 | 1444.1528 | 2223.211 | 6372.8299 | 0 | 0 | 0.73747 | 14448.0245 | 8443 | 12
2004 | 12 | 17 | 18 | 0.0054243 | 0.0015493 | 0.0029977 | 0.004347 | 4.3962e-05 | 2.0399e-06 | 1.2103e-05 | 0.014376 |  | 5390.2534 | 1349.8795 | 2206.2897 | 6235.4252 | 13.131 | 1.1411 | 0.73747 | 15196.8575 | 8444 | 12
2004 | 12 | 17 | 19 | 0.0059311 | 0.0013387 | 0.0029461 | 0.004436 | 0.00017585 | 8.1595e-06 | 1.2103e-05 | 0.014848 |  | 5893.9185 | 1166.4233 | 2168.3111 | 6363.001 | 52.5241 | 4.5645 | 0.73747 | 15649.4798 | 8445 | 12
2004 | 12 | 17 | 20 | 0.0054198 | 0.0014236 | 0.0029178 | 0.0042068 | 0.00017585 | 8.1595e-06 | 1.2103e-05 | 0.014164 |  | 5385.7849 | 1240.3455 | 2147.4647 | 6034.2726 | 52.5241 | 4.5645 | 0.73747 | 14865.6937 | 8446 | 12
2004 | 12 | 17 | 21 | 0.0054656 | 0.0014422 | 0.002858 | 0.0043142 | 0.00017585 | 8.1595e-06 | 1.2103e-05 | 0.014276 |  | 5431.3786 | 1256.6031 | 2103.4315 | 6188.3164 | 52.5241 | 4.5645 | 0.73747 | 15037.5557 | 8447 | 12
2004 | 12 | 17 | 22 | 0.0050248 | 0.001375 | 0.0027632 | 0.0044115 | 0.00017585 | 8.1595e-06 | 1.2103e-05 | 0.013771 |  | 4993.3302 | 1198.0252 | 2033.7051 | 6327.8864 | 52.5241 | 4.5645 | 0.73747 | 14610.7729 | 8448 | 12
2004 | 12 | 17 | 23 | 0.0046903 | 0.0013183 | 0.0026087 | 0.0038778 | 0.00017585 | 8.1595e-06 | 1.2103e-05 | 0.012691 |  | 4660.8652 | 1148.5931 | 1919.9987 | 5562.3154 | 52.5241 | 4.5645 | 0.73747 | 13349.5985 | 8449 | 12
2004 | 12 | 17 | 24 | 0.0037867 | 0.0013449 | 0.0024481 | 0.0034275 | 0.00017585 | 8.1595e-06 | 1.2103e-05 | 0.011203 |  | 3762.9601 | 1171.7967 | 1801.7711 | 4916.4167 | 52.5241 | 4.5645 | 0.73747 | 11710.7707 | 8450 | 12
2004 | 12 | 18 | 1 | 0.0029881 | 0.0014467 | 0.0022348 | 0.0034504 | 0.00017585 | 8.1595e-06 | 1.2103e-05 | 0.010316 |  | 2969.3387 | 1260.4871 | 1644.8005 | 4949.2232 | 52.5241 | 4.5645 | 0.73747 | 10881.6756 | 8451 | 12
2004 | 12 | 18 | 2 | 0.0027543 | 0.0014431 | 0.0021362 | 0.0032799 | 0.00017585 | 8.1595e-06 | 1.2103e-05 | 0.0098095 |  | 2737.0191 | 1257.3869 | 1572.1992 | 4704.6454 | 52.5241 | 4.5645 | 0.73747 | 10329.0767 | 8452 | 12
2004 | 12 | 18 | 3 | 0.0025102 | 0.0014869 | 0.0020724 | 0.0033799 | 0.00017585 | 8.1595e-06 | 1.2103e-05 | 0.0096455 |  | 2494.4463 | 1295.5501 | 1525.2776 | 4848.133 | 52.5241 | 4.5645 | 0.73747 | 10221.2331 | 8453 | 12
2004 | 12 | 18 | 4 | 0.0023658 | 0.0014694 | 0.0020456 | 0.0034294 | 0.00017585 | 8.1595e-06 | 1.2103e-05 | 0.0095063 |  | 2350.92 | 1280.2796 | 1505.5435 | 4919.1751 | 52.5241 | 4.5645 | 0.73747 | 10113.7442 | 8454 | 12
2004 | 12 | 18 | 5 | 0.0023947 | 0.001482 | 0.0020665 | 0.0034997 | 0.00017585 | 8.1595e-06 | 1.2103e-05 | 0.009639 |  | 2379.7032 | 1291.2279 | 1520.8992 | 5020.0568 | 52.5241 | 4.5645 | 0.73747 | 10269.7131 | 8455 | 12
2004 | 12 | 18 | 6 | 0.0025582 | 0.0014449 | 0.0020838 | 0.0034746 | 0.00017585 | 8.1595e-06 | 1.2103e-05 | 0.0097576 |  | 2542.1583 | 1258.9331 | 1533.6474 | 4983.9714 | 52.5241 | 4.5645 | 0.73747 | 10376.5362 | 8456 | 12
2004 | 12 | 18 | 7 | 0.0028042 | 0.0014965 | 0.002303 | 0.0034892 | 0 | 0 | 1.2103e-05 | 0.010105 |  | 2786.6429 | 1303.8624 | 1694.9629 | 5004.9684 | 0 | 0 | 0.73747 | 10791.174 | 8457 | 12
2004 | 12 | 18 | 8 | 0.0035913 | 0.0013551 | 0.0025555 | 0.0033623 | 0 | 0 | 1.2103e-05 | 0.010876 |  | 3568.7785 | 1180.6686 | 1880.8538 | 4822.9603 | 0 | 0 | 0.73747 | 11453.9986 | 8458 | 12
2004 | 12 | 18 | 9 | 0.0039794 | 0.0013939 | 0.0025608 | 0.0033708 | 0 | 0 | 1.2103e-05 | 0.011317 |  | 3954.4993 | 1214.5007 | 1884.7365 | 4835.0697 | 0 | 0 | 0.73747 | 11889.5437 | 8459 | 12
2004 | 12 | 18 | 10 | 0.0043375 | 0.001443 | 0.0025992 | 0.003295 | 0 | 0 | 1.2103e-05 | 0.011687 |  | 4310.3472 | 1257.2809 | 1912.9763 | 4726.3164 | 0 | 0 | 0.73747 | 12207.6583 | 8460 | 12
2004 | 12 | 18 | 11 | 0.0045236 | 0.0014236 | 0.0025681 | 0.0032702 | 0 | 0 | 1.2103e-05 | 0.011798 |  | 4495.2739 | 1240.4045 | 1890.0694 | 4690.8374 | 0 | 0 | 0.73747 | 12317.3227 | 8461 | 12
2004 | 12 | 18 | 12 | 0.0049013 | 0.0012997 | 0.002509 | 0.003268 | 0 | 0 | 1.2103e-05 | 0.01199 |  | 4870.6081 | 1132.4548 | 1846.5829 | 4687.5877 | 0 | 0 | 0.73747 | 12537.971 | 8462 | 12
2004 | 12 | 18 | 13 | 0.0052048 | 0.001154 | 0.0024834 | 0.0032705 | 0 | 0 | 1.2103e-05 | 0.012125 |  | 5172.1309 | 1005.4577 | 1827.7434 | 4691.2479 | 0 | 0 | 0.73747 | 12697.3175 | 8463 | 12
2004 | 12 | 18 | 14 | 0.004707 | 0.0012407 | 0.0024952 | 0.0032212 | 0 | 0 | 1.2103e-05 | 0.011676 |  | 4677.4855 | 1080.9776 | 1836.4414 | 4620.5011 | 0 | 0 | 0.73747 | 12216.143 | 8464 | 12
2004 | 12 | 18 | 15 | 0.0044203 | 0.0012833 | 0.0024822 | 0.0030852 | 0 | 0 | 1.2103e-05 | 0.011283 |  | 4392.5613 | 1118.1089 | 1826.9091 | 4425.4083 | 0 | 0 | 0.73747 | 11763.725 | 8465 | 12
2004 | 12 | 18 | 16 | 0.0045665 | 0.0012759 | 0.0024438 | 0.0030132 | 0 | 0 | 1.2103e-05 | 0.011312 |  | 4537.8611 | 1111.7143 | 1798.6348 | 4322.1456 | 0 | 0 | 0.73747 | 11771.0932 | 8466 | 12
2004 | 12 | 18 | 17 | 0.0054203 | 0.0010435 | 0.0024783 | 0.0031382 | 0 | 0 | 1.2103e-05 | 0.012092 |  | 5386.286 | 909.157 | 1824.0011 | 4501.4886 | 0 | 0 | 0.73747 | 12621.6701 | 8467 | 12
2004 | 12 | 18 | 18 | 0.0063289 | 0.0010881 | 0.0025267 | 0.003072 | 4.3962e-05 | 2.0399e-06 | 1.2103e-05 | 0.013074 |  | 6289.2656 | 948.0364 | 1859.6377 | 4406.5112 | 13.131 | 1.1411 | 0.73747 | 13518.4606 | 8468 | 12
2004 | 12 | 18 | 19 | 0.0067324 | 0.00086599 | 0.002514 | 0.0029934 | 0.00017585 | 8.1595e-06 | 1.2103e-05 | 0.013302 |  | 6690.1528 | 754.5346 | 1850.3083 | 4293.724 | 52.5241 | 4.5645 | 0.73747 | 13646.5457 | 8469 | 12
2004 | 12 | 18 | 20 | 0.0065436 | 0.00088102 | 0.0024555 | 0.0028972 | 0.00017585 | 8.1595e-06 | 1.2103e-05 | 0.012973 |  | 6502.5774 | 767.6316 | 1807.2639 | 4155.6998 | 52.5241 | 4.5645 | 0.73747 | 13290.9987 | 8470 | 12
2004 | 12 | 18 | 21 | 0.0058408 | 0.001126 | 0.0023955 | 0.0028041 | 0.00017585 | 8.1595e-06 | 1.2103e-05 | 0.012362 |  | 5804.186 | 981.0361 | 1763.0353 | 4022.2274 | 52.5241 | 4.5645 | 0.73747 | 12628.3108 | 8471 | 12
2004 | 12 | 18 | 22 | 0.0053745 | 0.001104 | 0.0022934 | 0.0027245 | 0.00017585 | 8.1595e-06 | 1.2103e-05 | 0.011692 |  | 5340.8176 | 961.8735 | 1687.9371 | 3907.9672 | 52.5241 | 4.5645 | 0.73747 | 11956.4214 | 8472 | 12
2004 | 12 | 18 | 23 | 0.0049878 | 0.0011558 | 0.0022307 | 0.0026967 | 0.00017585 | 8.1595e-06 | 1.2103e-05 | 0.011267 |  | 4956.4841 | 1007.065 | 1641.7694 | 3868.1276 | 52.5241 | 4.5645 | 0.73747 | 11531.2721 | 8473 | 12
2004 | 12 | 18 | 24 | 0.0039524 | 0.0013578 | 0.0021433 | 0.0023988 | 0.00017585 | 8.1595e-06 | 1.2103e-05 | 0.010048 |  | 3927.5776 | 1183.0174 | 1577.4895 | 3440.7956 | 52.5241 | 4.5645 | 0.73747 | 10186.7061 | 8474 | 12
2004 | 12 | 19 | 1 | 0.0029504 | 0.0018416 | 0.0021121 | 0.0022758 | 0.00017585 | 8.1595e-06 | 1.2103e-05 | 0.0093761 |  | 2931.8811 | 1604.6195 | 1554.4855 | 3264.463 | 52.5241 | 4.5645 | 0.73747 | 9413.2752 | 8475 | 12
2004 | 12 | 19 | 2 | 0.0026469 | 0.0018379 | 0.0020433 | 0.0025589 | 0.00017585 | 8.1595e-06 | 1.2103e-05 | 0.0092831 |  | 2630.2825 | 1601.3795 | 1503.8469 | 3670.4842 | 52.5241 | 4.5645 | 0.73747 | 9463.8192 | 8476 | 12
2004 | 12 | 19 | 3 | 0.0024377 | 0.0018672 | 0.002051 | 0.0027291 | 0.00017585 | 8.1595e-06 | 1.2103e-05 | 0.0092811 |  | 2422.428 | 1626.8856 | 1509.4863 | 3914.6731 | 52.5241 | 4.5645 | 0.73747 | 9531.299 | 8477 | 12
2004 | 12 | 19 | 4 | 0.0023993 | 0.0018539 | 0.0020085 | 0.0026653 | 0.00017585 | 8.1595e-06 | 1.2103e-05 | 0.0091231 |  | 2384.253 | 1615.2588 | 1478.2715 | 3823.0718 | 52.5241 | 4.5645 | 0.73747 | 9358.681 | 8478 | 12
2004 | 12 | 19 | 5 | 0.0022707 | 0.0019012 | 0.0020419 | 0.0025254 | 0.00017585 | 8.1595e-06 | 1.2103e-05 | 0.0089353 |  | 2256.4227 | 1656.5018 | 1502.8345 | 3622.5103 | 52.5241 | 4.5645 | 0.73747 | 9096.0953 | 8479 | 12
2004 | 12 | 19 | 6 | 0.0025254 | 0.0018822 | 0.0020827 | 0.0021578 | 0.00017585 | 8.1595e-06 | 1.2103e-05 | 0.0088442 |  | 2509.5745 | 1639.9365 | 1532.8784 | 3095.0977 | 52.5241 | 4.5645 | 0.73747 | 8835.3132 | 8480 | 12
2004 | 12 | 19 | 7 | 0.0029034 | 0.0018946 | 0.0022048 | 0.0021171 | 0 | 0 | 1.2103e-05 | 0.0091319 |  | 2885.171 | 1650.7304 | 1622.6968 | 3036.7142 | 0 | 0 | 0.73747 | 9196.0498 | 8481 | 12
2004 | 12 | 19 | 8 | 0.0033528 | 0.0018813 | 0.0023669 | 0.0022091 | 0 | 0 | 1.2103e-05 | 0.0098222 |  | 3331.8121 | 1639.1896 | 1742.0201 | 3168.7244 | 0 | 0 | 0.73747 | 9882.4838 | 8482 | 12
2004 | 12 | 19 | 9 | 0.0042286 | 0.0017847 | 0.0024235 | 0.0023173 | 0 | 0 | 1.2103e-05 | 0.010766 |  | 4202.0782 | 1554.9912 | 1783.7018 | 3323.8858 | 0 | 0 | 0.73747 | 10865.3945 | 8483 | 12
2004 | 12 | 19 | 10 | 0.0048237 | 0.0017761 | 0.0024324 | 0.0023201 | 0 | 0 | 1.2103e-05 | 0.011364 |  | 4793.5027 | 1547.538 | 1790.2558 | 3327.912 | 0 | 0 | 0.73747 | 11459.9459 | 8484 | 12
2004 | 12 | 19 | 11 | 0.0046285 | 0.0018803 | 0.0024064 | 0.0023371 | 0 | 0 | 1.2103e-05 | 0.011264 |  | 4599.4856 | 1638.2664 | 1771.0946 | 3352.304 | 0 | 0 | 0.73747 | 11361.8881 | 8485 | 12
2004 | 12 | 19 | 12 | 0.0047583 | 0.0018553 | 0.002416 | 0.0022789 | 0 | 0 | 1.2103e-05 | 0.011321 |  | 4728.4414 | 1616.5074 | 1778.1235 | 3268.9119 | 0 | 0 | 0.73747 | 11392.7217 | 8486 | 12
2004 | 12 | 19 | 13 | 0.0047958 | 0.0017613 | 0.0024179 | 0.0022852 | 0 | 0 | 1.2103e-05 | 0.011272 |  | 4765.7017 | 1534.6479 | 1779.5246 | 3277.9293 | 0 | 0 | 0.73747 | 11358.541 | 8487 | 12
2004 | 12 | 19 | 14 | 0.0045566 | 0.0017611 | 0.0024688 | 0.0022446 | 0 | 0 | 1.2103e-05 | 0.011043 |  | 4528.0261 | 1534.454 | 1817.0431 | 3219.6457 | 0 | 0 | 0.73747 | 11099.9063 | 8488 | 12
2004 | 12 | 19 | 15 | 0.0045806 | 0.001663 | 0.0024906 | 0.0022695 | 0 | 0 | 1.2103e-05 | 0.011016 |  | 4551.9182 | 1448.9632 | 1833.0907 | 3255.4108 | 0 | 0 | 0.73747 | 11090.1203 | 8489 | 12
2004 | 12 | 19 | 16 | 0.0050392 | 0.0015552 | 0.0024981 | 0.0022807 | 0 | 0 | 1.2103e-05 | 0.011385 |  | 5007.642 | 1355.0769 | 1838.5729 | 3271.4208 | 0 | 0 | 0.73747 | 11473.4501 | 8490 | 12
2004 | 12 | 19 | 17 | 0.0054436 | 0.0015218 | 0.0024917 | 0.0023377 | 0 | 0 | 1.2103e-05 | 0.011807 |  | 5409.519 | 1325.9206 | 1833.8624 | 3353.2335 | 0 | 0 | 0.73747 | 11923.273 | 8491 | 12
2004 | 12 | 19 | 18 | 0.0068327 | 0.0013196 | 0.00255 | 0.0024047 | 4.3962e-05 | 2.0399e-06 | 1.2103e-05 | 0.013165 |  | 6789.8295 | 1149.7759 | 1876.787 | 3449.3551 | 13.131 | 1.1411 | 0.73747 | 13280.7571 | 8492 | 12
2004 | 12 | 19 | 19 | 0.0072354 | 0.0011276 | 0.0025499 | 0.0025563 | 0.00017585 | 8.1595e-06 | 1.2103e-05 | 0.013665 |  | 7190.0156 | 982.498 | 1876.6777 | 3666.8224 | 52.5241 | 4.5645 | 0.73747 | 13773.8397 | 8493 | 12
2004 | 12 | 19 | 20 | 0.0064665 | 0.0012723 | 0.0024804 | 0.0025369 | 0.00017585 | 8.1595e-06 | 1.2103e-05 | 0.012952 |  | 6425.9687 | 1108.5643 | 1825.5923 | 3639.0021 | 52.5241 | 4.5645 | 0.73747 | 13056.9535 | 8494 | 12
2004 | 12 | 19 | 21 | 0.0060511 | 0.0013691 | 0.0024148 | 0.0026143 | 0.00017585 | 8.1595e-06 | 1.2103e-05 | 0.012645 |  | 6013.1675 | 1192.9209 | 1777.2871 | 3749.9562 | 52.5241 | 4.5645 | 0.73747 | 12791.1577 | 8495 | 12
2004 | 12 | 19 | 22 | 0.0059833 | 0.0012964 | 0.002404 | 0.0025937 | 0.00017585 | 8.1595e-06 | 1.2103e-05 | 0.012474 |  | 5945.7696 | 1129.5477 | 1769.3207 | 3720.4836 | 52.5241 | 4.5645 | 0.73747 | 12622.9477 | 8496 | 12
2004 | 12 | 19 | 23 | 0.0053697 | 0.0013142 | 0.0022892 | 0.0027484 | 0.00017585 | 8.1595e-06 | 1.2103e-05 | 0.011918 |  | 5336.0507 | 1145.0868 | 1684.8061 | 3942.3106 | 52.5241 | 4.5645 | 0.73747 | 12166.0802 | 8497 | 12
2004 | 12 | 19 | 24 | 0.0035351 | 0.0017069 | 0.002194 | 0.0029518 | 0.00017585 | 8.1595e-06 | 1.2103e-05 | 0.010584 |  | 3512.9786 | 1487.2514 | 1614.7631 | 4234.0336 | 52.5241 | 4.5645 | 0.73747 | 10906.8528 | 8498 | 12
2004 | 12 | 20 | 1 | 0.0027368 | 0.0017685 | 0.0021034 | 0.0031651 | 0.00017585 | 8.1595e-06 | 1.2103e-05 | 0.0099699 |  | 2719.6406 | 1540.9162 | 1548.0562 | 4540.0337 | 52.5241 | 4.5645 | 0.73747 | 10406.4727 | 8499 | 12
2004 | 12 | 20 | 2 | 0.0023505 | 0.0018494 | 0.002086 | 0.0032189 | 0.00017585 | 8.1595e-06 | 1.2103e-05 | 0.0097008 |  | 2335.7201 | 1611.3448 | 1535.314 | 4617.1495 | 52.5241 | 4.5645 | 0.73747 | 10157.3544 | 8500 | 12
2004 | 12 | 20 | 3 | 0.0021532 | 0.001933 | 0.0020368 | 0.0032943 | 0.00017585 | 8.1595e-06 | 1.2103e-05 | 0.0096135 |  | 2139.7202 | 1684.2283 | 1499.0975 | 4725.3722 | 52.5241 | 4.5645 | 0.73747 | 10106.2442 | 8501 | 12
2004 | 12 | 20 | 4 | 0.0023239 | 0.001807 | 0.0020944 | 0.0033314 | 0.00017585 | 8.1595e-06 | 1.2103e-05 | 0.0097528 |  | 2309.3029 | 1574.3913 | 1541.4498 | 4778.6358 | 52.5241 | 4.5645 | 0.73747 | 10261.6058 | 8502 | 12
2004 | 12 | 20 | 5 | 0.0022764 | 0.0018893 | 0.0021398 | 0.0034519 | 0.00017585 | 8.1595e-06 | 1.2103e-05 | 0.0099535 |  | 2262.1325 | 1646.1533 | 1574.8698 | 4951.4145 | 52.5241 | 4.5645 | 0.73747 | 10492.3961 | 8503 | 12
2004 | 12 | 20 | 6 | 0.0025339 | 0.0018491 | 0.0022256 | 0.0033963 | 0.00017585 | 8.1595e-06 | 1.2103e-05 | 0.010201 |  | 2517.9799 | 1611.1477 | 1638.0075 | 4871.6177 | 52.5241 | 4.5645 | 0.73747 | 10696.5788 | 8504 | 12
2004 | 12 | 20 | 7 | 0.003349 | 0.0018589 | 0.0025816 | 0.0035725 | 0 | 0 | 1.2103e-05 | 0.011374 |  | 3327.9823 | 1619.6791 | 1900.0653 | 5124.4631 | 0 | 0 | 0.73747 | 11972.9273 | 8505 | 12
2004 | 12 | 20 | 8 | 0.0043008 | 0.00179 | 0.0029814 | 0.0036373 | 0 | 0 | 1.2103e-05 | 0.012722 |  | 4273.7958 | 1559.6095 | 2194.3182 | 5217.4185 | 0 | 0 | 0.73747 | 13245.8794 | 8506 | 12
2004 | 12 | 20 | 9 | 0.0046578 | 0.0017811 | 0.0031091 | 0.0038783 | 0 | 0 | 1.2103e-05 | 0.013438 |  | 4628.592 | 1551.8509 | 2288.2577 | 5563.0762 | 0 | 0 | 0.73747 | 14032.5142 | 8507 | 12
2004 | 12 | 20 | 10 | 0.003846 | 0.0021265 | 0.0031738 | 0.0038007 | 0 | 0 | 1.2103e-05 | 0.012959 |  | 3821.9085 | 1852.807 | 2335.87 | 5451.7979 | 0 | 0 | 0.73747 | 13463.1209 | 8508 | 12
2004 | 12 | 20 | 11 | 0.0037753 | 0.0021699 | 0.0033201 | 0.0040155 | 0 | 0 | 1.2103e-05 | 0.013293 |  | 3751.6249 | 1890.6602 | 2443.5501 | 5759.904 | 0 | 0 | 0.73747 | 13846.4767 | 8509 | 12
2004 | 12 | 20 | 12 | 0.0038214 | 0.0021903 | 0.0033668 | 0.0042474 | 0 | 0 | 1.2103e-05 | 0.013638 |  | 3797.4672 | 1908.3852 | 2477.959 | 6092.4739 | 0 | 0 | 0.73747 | 14277.0227 | 8510 | 12
2004 | 12 | 20 | 13 | 0.0040549 | 0.0019524 | 0.0033405 | 0.0041745 | 0 | 0 | 1.2103e-05 | 0.013534 |  | 4029.4969 | 1701.109 | 2458.5924 | 5987.9058 | 0 | 0 | 0.73747 | 14177.8416 | 8511 | 12
2004 | 12 | 20 | 14 | 0.0038384 | 0.0019907 | 0.0033828 | 0.0041797 | 0 | 0 | 1.2103e-05 | 0.013404 |  | 3814.3666 | 1734.4988 | 2489.7351 | 5995.3156 | 0 | 0 | 0.73747 | 14034.6534 | 8512 | 12
2004 | 12 | 20 | 15 | 0.0039062 | 0.0019846 | 0.0033951 | 0.0041603 | 0 | 0 | 1.2103e-05 | 0.013458 |  | 3881.6855 | 1729.1876 | 2498.7413 | 5967.5225 | 0 | 0 | 0.73747 | 14077.8744 | 8513 | 12
2004 | 12 | 20 | 16 | 0.0044472 | 0.0017683 | 0.0032369 | 0.004208 | 0 | 0 | 1.2103e-05 | 0.013672 |  | 4419.3224 | 1540.7037 | 2382.3085 | 6036.0051 | 0 | 0 | 0.73747 | 14379.0772 | 8514 | 12
2004 | 12 | 20 | 17 | 0.005153 | 0.0016938 | 0.0031467 | 0.0042242 | 0 | 0 | 1.2103e-05 | 0.01423 |  | 5120.7021 | 1475.8166 | 2315.9367 | 6059.272 | 0 | 0 | 0.73747 | 14972.4648 | 8515 | 12
2004 | 12 | 20 | 18 | 0.0065649 | 0.0015031 | 0.0030913 | 0.0041058 | 4.3962e-05 | 2.0399e-06 | 1.2103e-05 | 0.015323 |  | 6523.7707 | 1309.6102 | 2275.1817 | 5889.3396 | 13.131 | 1.1411 | 0.73747 | 16012.9118 | 8516 | 12
2004 | 12 | 20 | 19 | 0.0064468 | 0.00145 | 0.0030326 | 0.0039582 | 0.00017585 | 8.1595e-06 | 1.2103e-05 | 0.015084 |  | 6406.4069 | 1263.3345 | 2231.9575 | 5677.6843 | 52.5241 | 4.5645 | 0.73747 | 15637.2092 | 8517 | 12
2004 | 12 | 20 | 20 | 0.0066786 | 0.0012895 | 0.0029685 | 0.0040081 | 0.00017585 | 8.1595e-06 | 1.2103e-05 | 0.015141 |  | 6636.7598 | 1123.5592 | 2184.8017 | 5749.2596 | 52.5241 | 4.5645 | 0.73747 | 15752.2063 | 8518 | 12
2004 | 12 | 20 | 21 | 0.0061706 | 0.0013719 | 0.002897 | 0.0038921 | 0.00017585 | 8.1595e-06 | 1.2103e-05 | 0.014528 |  | 6131.9494 | 1195.3169 | 2132.1527 | 5582.7846 | 52.5241 | 4.5645 | 0.73747 | 15100.0296 | 8519 | 12
2004 | 12 | 20 | 22 | 0.0055692 | 0.0013949 | 0.0028164 | 0.0042406 | 0.00017585 | 8.1595e-06 | 1.2103e-05 | 0.014217 |  | 5534.2578 | 1215.3629 | 2072.8864 | 6082.7501 | 52.5241 | 4.5645 | 0.73747 | 14963.0833 | 8520 | 12
2004 | 12 | 20 | 23 | 0.0049928 | 0.0013861 | 0.0027135 | 0.0040916 | 0.00017585 | 8.1595e-06 | 1.2103e-05 | 0.01338 |  | 4961.511 | 1207.6957 | 1997.1377 | 5869.0173 | 52.5241 | 4.5645 | 0.73747 | 14093.1877 | 8521 | 12
2004 | 12 | 20 | 24 | 0.0033183 | 0.001632 | 0.0025532 | 0.0041718 | 0.00017585 | 8.1595e-06 | 1.2103e-05 | 0.011872 |  | 3297.5341 | 1421.9652 | 1879.1389 | 5984.1142 | 52.5241 | 4.5645 | 0.73747 | 12640.5786 | 8522 | 12
2004 | 12 | 21 | 1 | 0.0025369 | 0.0017713 | 0.0024579 | 0.0042529 | 0.00017585 | 8.1595e-06 | 1.2103e-05 | 0.011215 |  | 2521.0445 | 1543.3512 | 1808.9902 | 6100.3663 | 52.5241 | 4.5645 | 0.73747 | 12031.5782 | 8523 | 12
2004 | 12 | 21 | 2 | 0.0021045 | 0.0018687 | 0.0023209 | 0.0039386 | 0.00017585 | 8.1595e-06 | 1.2103e-05 | 0.010429 |  | 2091.3195 | 1628.1803 | 1708.1424 | 5649.5824 | 52.5241 | 4.5645 | 0.73747 | 11135.0507 | 8524 | 12
2004 | 12 | 21 | 3 | 0.0019825 | 0.0019002 | 0.0022084 | 0.0040295 | 0.00017585 | 8.1595e-06 | 1.2103e-05 | 0.010317 |  | 1970.1004 | 1655.6496 | 1625.3424 | 5779.8809 | 52.5241 | 4.5645 | 0.73747 | 11088.7993 | 8525 | 12
2004 | 12 | 21 | 4 | 0.0021536 | 0.0018095 | 0.0021724 | 0.0043724 | 0.00017585 | 8.1595e-06 | 1.2103e-05 | 0.010704 |  | 2140.0984 | 1576.606 | 1598.8467 | 6271.8542 | 52.5241 | 4.5645 | 0.73747 | 11645.2313 | 8526 | 12
2004 | 12 | 21 | 5 | 0.0022103 | 0.0018111 | 0.0021884 | 0.0043603 | 0.00017585 | 8.1595e-06 | 1.2103e-05 | 0.010766 |  | 2196.4334 | 1578.043 | 1610.6399 | 6254.4795 | 52.5241 | 4.5645 | 0.73747 | 11697.4219 | 8527 | 12
2004 | 12 | 21 | 6 | 0.0024047 | 0.0018193 | 0.0022982 | 0.0041769 | 0.00017585 | 8.1595e-06 | 1.2103e-05 | 0.010895 |  | 2389.6194 | 1585.1826 | 1691.4353 | 5991.3514 | 52.5241 | 4.5645 | 0.73747 | 11715.4147 | 8528 | 12
2004 | 12 | 21 | 7 | 0.0030866 | 0.0018342 | 0.0026376 | 0.004308 | 0 | 0 | 1.2103e-05 | 0.011879 |  | 3067.2833 | 1598.1523 | 1941.2334 | 6179.4706 | 0 | 0 | 0.73747 | 12786.877 | 8529 | 12
2004 | 12 | 21 | 8 | 0.0039743 | 0.0017372 | 0.0031254 | 0.0042097 | 0 | 0 | 1.2103e-05 | 0.013059 |  | 3949.3683 | 1513.6167 | 2300.2741 | 6038.4494 | 0 | 0 | 0.73747 | 13802.446 | 8530 | 12
2004 | 12 | 21 | 9 | 0.0042053 | 0.0017817 | 0.0032474 | 0.0040947 | 0 | 0 | 1.2103e-05 | 0.013341 |  | 4178.9497 | 1552.365 | 2390.0425 | 5873.4654 | 0 | 0 | 0.73747 | 13995.5601 | 8531 | 12
2004 | 12 | 21 | 10 | 0.0034454 | 0.0021011 | 0.0033223 | 0.0044638 | 0 | 0 | 1.2103e-05 | 0.013345 |  | 3423.8147 | 1830.6373 | 2445.1706 | 6402.8496 | 0 | 0 | 0.73747 | 14103.2097 | 8532 | 12
2004 | 12 | 21 | 11 | 0.0033776 | 0.0021419 | 0.0033985 | 0.0046297 | 0 | 0 | 1.2103e-05 | 0.01356 |  | 3356.4154 | 1866.2665 | 2501.2662 | 6640.8953 | 0 | 0 | 0.73747 | 14365.5808 | 8533 | 12
2004 | 12 | 21 | 12 | 0.0036846 | 0.0019973 | 0.0034315 | 0.0044304 | 0 | 0 | 1.2103e-05 | 0.013556 |  | 3661.4572 | 1740.1988 | 2525.5532 | 6354.966 | 0 | 0 | 0.73747 | 14282.9127 | 8534 | 12
2004 | 12 | 21 | 13 | 0.0036948 | 0.0018893 | 0.0033902 | 0.004469 | 0 | 0 | 1.2103e-05 | 0.013455 |  | 3671.587 | 1646.1675 | 2495.1671 | 6410.3433 | 0 | 0 | 0.73747 | 14224.0024 | 8535 | 12
2004 | 12 | 21 | 14 | 0.0032729 | 0.001998 | 0.0034293 | 0.004662 | 0 | 0 | 1.2103e-05 | 0.013374 |  | 3252.4219 | 1740.824 | 2523.9083 | 6687.2206 | 0 | 0 | 0.73747 | 14205.1122 | 8536 | 12
2004 | 12 | 21 | 15 | 0.0034546 | 0.0019506 | 0.0033555 | 0.0047078 | 0 | 0 | 1.2103e-05 | 0.013481 |  | 3432.8965 | 1699.5602 | 2469.6438 | 6752.8377 | 0 | 0 | 0.73747 | 14355.6757 | 8537 | 12
2004 | 12 | 21 | 16 | 0.0036625 | 0.0019107 | 0.0032559 | 0.0046756 | 0 | 0 | 1.2103e-05 | 0.013517 |  | 3639.5728 | 1664.8005 | 2396.3397 | 6706.645 | 0 | 0 | 0.73747 | 14408.0956 | 8538 | 12
2004 | 12 | 21 | 17 | 0.0045436 | 0.0017619 | 0.0032245 | 0.0046237 | 0 | 0 | 1.2103e-05 | 0.014166 |  | 4515.1325 | 1535.1267 | 2373.2403 | 6632.2468 | 0 | 0 | 0.73747 | 15056.4839 | 8539 | 12
2004 | 12 | 21 | 18 | 0.0057218 | 0.0017422 | 0.0032217 | 0.0045472 | 4.3962e-05 | 2.0399e-06 | 1.2103e-05 | 0.015291 |  | 5685.889 | 1517.9514 | 2371.167 | 6522.4849 | 13.131 | 1.1411 | 0.73747 | 16112.5019 | 8540 | 12
2004 | 12 | 21 | 19 | 0.0063832 | 0.0014601 | 0.00308 | 0.0045411 | 0.00017585 | 8.1595e-06 | 1.2103e-05 | 0.015661 |  | 6343.161 | 1272.2027 | 2266.8631 | 6513.7501 | 52.5241 | 4.5645 | 0.73747 | 16453.803 | 8541 | 12
2004 | 12 | 21 | 20 | 0.0064058 | 0.0014134 | 0.0030552 | 0.0044373 | 0.00017585 | 8.1595e-06 | 1.2103e-05 | 0.015508 |  | 6365.6517 | 1231.5192 | 2248.5802 | 6364.9179 | 52.5241 | 4.5645 | 0.73747 | 16268.495 | 8542 | 12
2004 | 12 | 21 | 21 | 0.0060233 | 0.001436 | 0.0029841 | 0.0043886 | 0.00017585 | 8.1595e-06 | 1.2103e-05 | 0.015028 |  | 5985.5807 | 1251.2094 | 2196.3008 | 6295.0188 | 52.5241 | 4.5645 | 0.73747 | 15785.9358 | 8543 | 12
2004 | 12 | 21 | 22 | 0.0054713 | 0.0014588 | 0.002918 | 0.0039059 | 0.00017585 | 8.1595e-06 | 1.2103e-05 | 0.01395 |  | 5437.0379 | 1271.0223 | 2147.6345 | 5602.6595 | 52.5241 | 4.5645 | 0.73747 | 14516.1802 | 8544 | 12
2004 | 12 | 21 | 23 | 0.0049576 | 0.0014265 | 0.0027775 | 0.003514 | 0.00017585 | 8.1595e-06 | 1.2103e-05 | 0.012872 |  | 4926.507 | 1242.9443 | 2044.244 | 5040.511 | 52.5241 | 4.5645 | 0.73747 | 13312.0323 | 8545 | 12
2004 | 12 | 21 | 24 | 0.0035221 | 0.0016603 | 0.002616 | 0.0035622 | 0.00017585 | 8.1595e-06 | 1.2103e-05 | 0.011557 |  | 3500.0365 | 1446.6034 | 1925.3925 | 5109.6554 | 52.5241 | 4.5645 | 0.73747 | 12039.5138 | 8546 | 12
2004 | 12 | 22 | 1 | 0.0025615 | 0.0017713 | 0.0025516 | 0.0037918 | 0.00017585 | 8.1595e-06 | 1.2103e-05 | 0.010872 |  | 2545.4252 | 1543.3512 | 1877.9379 | 5439.0003 | 52.5241 | 4.5645 | 0.73747 | 11463.5407 | 8547 | 12
2004 | 12 | 22 | 2 | 0.0021283 | 0.0018687 | 0.0024172 | 0.0037853 | 0.00017585 | 8.1595e-06 | 1.2103e-05 | 0.010396 |  | 2114.9989 | 1628.1803 | 1779.0664 | 5429.5952 | 52.5241 | 4.5645 | 0.73747 | 11009.6668 | 8548 | 12
2004 | 12 | 22 | 3 | 0.0020053 | 0.0019002 | 0.0023101 | 0.0038196 | 0.00017585 | 8.1595e-06 | 1.2103e-05 | 0.010231 |  | 1992.7746 | 1655.6496 | 1700.2062 | 5478.7934 | 52.5241 | 4.5645 | 0.73747 | 10885.2497 | 8549 | 12
2004 | 12 | 22 | 4 | 0.0021791 | 0.0018095 | 0.0022348 | 0.0037463 | 0.00017585 | 8.1595e-06 | 1.2103e-05 | 0.010166 |  | 2165.4135 | 1576.606 | 1644.8341 | 5373.783 | 52.5241 | 4.5645 | 0.73747 | 10818.4627 | 8550 | 12
2004 | 12 | 22 | 5 | 0.0022361 | 0.0018111 | 0.0022535 | 0.0036879 | 0.00017585 | 8.1595e-06 | 1.2103e-05 | 0.010185 |  | 2222.1048 | 1578.043 | 1658.5307 | 5289.8906 | 52.5241 | 4.5645 | 0.73747 | 10806.3952 | 8551 | 12
2004 | 12 | 22 | 6 | 0.0024333 | 0.0018193 | 0.0023604 | 0.0037708 | 0.00017585 | 8.1595e-06 | 1.2103e-05 | 0.01058 |  | 2418.0391 | 1585.1826 | 1737.2622 | 5408.8175 | 52.5241 | 4.5645 | 0.73747 | 11207.1275 | 8552 | 12
2004 | 12 | 22 | 7 | 0.0031219 | 0.0018342 | 0.0027209 | 0.0035334 | 0 | 0 | 1.2103e-05 | 0.011222 |  | 3102.292 | 1598.1523 | 2002.5483 | 5068.2658 | 0 | 0 | 0.73747 | 11771.996 | 8553 | 12
2004 | 12 | 22 | 8 | 0.0040118 | 0.0017372 | 0.003166 | 0.003938 | 0 | 0 | 1.2103e-05 | 0.012865 |  | 3986.6549 | 1513.6167 | 2330.123 | 5648.7006 | 0 | 0 | 0.73747 | 13479.8326 | 8554 | 12
2004 | 12 | 22 | 9 | 0.0042418 | 0.0017817 | 0.0033014 | 0.0041179 | 0 | 0 | 1.2103e-05 | 0.013455 |  | 4215.237 | 1552.365 | 2429.8124 | 5906.6745 | 0 | 0 | 0.73747 | 14104.8264 | 8555 | 12
2004 | 12 | 22 | 10 | 0.0034799 | 0.0021011 | 0.0032967 | 0.0040983 | 0 | 0 | 1.2103e-05 | 0.012988 |  | 3458.0862 | 1830.6373 | 2426.358 | 5878.6785 | 0 | 0 | 0.73747 | 13594.4975 | 8556 | 12
2004 | 12 | 22 | 11 | 0.00341 | 0.0021419 | 0.0033746 | 0.00395 | 0 | 0 | 1.2103e-05 | 0.012889 |  | 3388.6673 | 1866.2665 | 2483.6486 | 5665.9258 | 0 | 0 | 0.73747 | 13405.2458 | 8557 | 12
2004 | 12 | 22 | 12 | 0.0037148 | 0.0019973 | 0.0033857 | 0.0039429 | 0 | 0 | 1.2103e-05 | 0.013053 |  | 3691.4939 | 1740.1988 | 2491.8785 | 5655.6671 | 0 | 0 | 0.73747 | 13579.9758 | 8558 | 12
2004 | 12 | 22 | 13 | 0.0037267 | 0.0018893 | 0.003371 | 0.0038837 | 0 | 0 | 1.2103e-05 | 0.012883 |  | 3703.3072 | 1646.1675 | 2481.0642 | 5570.8453 | 0 | 0 | 0.73747 | 13402.1217 | 8559 | 12
2004 | 12 | 22 | 14 | 0.0032998 | 0.001998 | 0.0034097 | 0.0036582 | 0 | 0 | 1.2103e-05 | 0.012378 |  | 3279.1485 | 1740.824 | 2509.495 | 5247.2848 | 0 | 0 | 0.73747 | 12777.4897 | 8560 | 12
2004 | 12 | 22 | 15 | 0.0034824 | 0.0019506 | 0.0033364 | 0.0034731 | 0 | 0 | 1.2103e-05 | 0.012255 |  | 3460.5888 | 1699.5602 | 2455.5479 | 4981.8341 | 0 | 0 | 0.73747 | 12598.2686 | 8561 | 12
2004 | 12 | 22 | 16 | 0.003692 | 0.0019107 | 0.0032087 | 0.0033966 | 0 | 0 | 1.2103e-05 | 0.01222 |  | 3668.8523 | 1664.8005 | 2361.5597 | 4872.0633 | 0 | 0 | 0.73747 | 12568.0134 | 8562 | 12
2004 | 12 | 22 | 17 | 0.0045752 | 0.0017619 | 0.0031761 | 0.0033913 | 0 | 0 | 1.2103e-05 | 0.012917 |  | 4546.5309 | 1535.1267 | 2337.6098 | 4864.5232 | 0 | 0 | 0.73747 | 13284.528 | 8563 | 12
2004 | 12 | 22 | 18 | 0.0057579 | 0.0017422 | 0.0031584 | 0.0032364 | 4.3962e-05 | 2.0399e-06 | 1.2103e-05 | 0.013953 |  | 5721.7528 | 1517.9514 | 2324.5454 | 4642.348 | 13.131 | 1.1411 | 0.73747 | 14221.6073 | 8564 | 12
2004 | 12 | 22 | 19 | 0.0064217 | 0.0014601 | 0.0030326 | 0.003076 | 0.00017585 | 8.1595e-06 | 1.2103e-05 | 0.014187 |  | 6381.3976 | 1272.2027 | 2232.0016 | 4412.2989 | 52.5241 | 4.5645 | 0.73747 | 14355.7269 | 8565 | 12
2004 | 12 | 22 | 20 | 0.0064461 | 0.0014134 | 0.0030068 | 0.003115 | 0.00017585 | 8.1595e-06 | 1.2103e-05 | 0.014177 |  | 6405.6442 | 1231.5192 | 2212.9998 | 4468.1262 | 52.5241 | 4.5645 | 0.73747 | 14376.1155 | 8566 | 12
2004 | 12 | 22 | 21 | 0.0060564 | 0.001436 | 0.0029297 | 0.0027027 | 0.00017585 | 8.1595e-06 | 1.2103e-05 | 0.013321 |  | 6018.419 | 1251.2094 | 2156.2494 | 3876.7534 | 52.5241 | 4.5645 | 0.73747 | 13360.4572 | 8567 | 12
2004 | 12 | 22 | 22 | 0.0055053 | 0.0014588 | 0.0028661 | 0.0029265 | 0.00017585 | 8.1595e-06 | 1.2103e-05 | 0.012953 |  | 5470.7933 | 1271.0223 | 2109.4196 | 4197.7928 | 52.5241 | 4.5645 | 0.73747 | 13106.854 | 8568 | 12
2004 | 12 | 22 | 23 | 0.0049911 | 0.0014265 | 0.0027114 | 0.0030658 | 0.00017585 | 8.1595e-06 | 1.2103e-05 | 0.012391 |  | 4959.8053 | 1242.9443 | 1995.5654 | 4397.5337 | 52.5241 | 4.5645 | 0.73747 | 12653.6748 | 8569 | 12
2004 | 12 | 22 | 24 | 0.0035531 | 0.0016603 | 0.0025374 | 0.0030045 | 0.00017585 | 8.1595e-06 | 1.2103e-05 | 0.010951 |  | 3530.8201 | 1446.6034 | 1867.4815 | 4309.6728 | 52.5241 | 4.5645 | 0.73747 | 11212.4039 | 8570 | 12
2004 | 12 | 23 | 1 | 0.0024845 | 0.0017713 | 0.0024235 | 0.0026848 | 0.00017585 | 8.1595e-06 | 1.2103e-05 | 0.0095603 |  | 2468.9434 | 1543.3512 | 1783.7106 | 3851.113 | 52.5241 | 4.5645 | 0.73747 | 9704.9443 | 8571 | 12
2004 | 12 | 23 | 2 | 0.0020536 | 0.0018687 | 0.0022508 | 0.0028681 | 0.00017585 | 8.1595e-06 | 1.2103e-05 | 0.0092372 |  | 2040.7171 | 1628.1803 | 1656.5522 | 4113.9855 | 52.5241 | 4.5645 | 0.73747 | 9497.2612 | 8572 | 12
2004 | 12 | 23 | 3 | 0.0019338 | 0.0019002 | 0.0021813 | 0.0029254 | 0.00017585 | 8.1595e-06 | 1.2103e-05 | 0.0091368 |  | 1921.6463 | 1655.6496 | 1605.4091 | 4196.2207 | 52.5241 | 4.5645 | 0.73747 | 9436.7519 | 8573 | 12
2004 | 12 | 23 | 4 | 0.0020992 | 0.0018095 | 0.0021292 | 0.0029681 | 0.00017585 | 8.1595e-06 | 1.2103e-05 | 0.0092021 |  | 2086.0007 | 1576.606 | 1567.0845 | 4257.4892 | 52.5241 | 4.5645 | 0.73747 | 9545.0065 | 8574 | 12
2004 | 12 | 23 | 5 | 0.0021551 | 0.0018111 | 0.0021569 | 0.00301 | 0.00017585 | 8.1595e-06 | 1.2103e-05 | 0.0093293 |  | 2141.5745 | 1578.043 | 1587.4554 | 4317.6062 | 52.5241 | 4.5645 | 0.73747 | 9682.5051 | 8575 | 12
2004 | 12 | 23 | 6 | 0.0023436 | 0.0018193 | 0.0022187 | 0.0029405 | 0.00017585 | 8.1595e-06 | 1.2103e-05 | 0.0095182 |  | 2328.887 | 1585.1826 | 1632.9527 | 4217.8658 | 52.5241 | 4.5645 | 0.73747 | 9822.7141 | 8576 | 12
2004 | 12 | 23 | 7 | 0.0030113 | 0.0018342 | 0.0025064 | 0.0029723 | 0 | 0 | 1.2103e-05 | 0.010336 |  | 2992.4707 | 1598.1523 | 1844.7077 | 4263.5361 | 0 | 0 | 0.73747 | 10699.6042 | 8577 | 12
2004 | 12 | 23 | 8 | 0.0038941 | 0.0017372 | 0.0029149 | 0.0031438 | 0 | 0 | 1.2103e-05 | 0.011702 |  | 3869.6878 | 1513.6167 | 2145.3813 | 4509.4457 | 0 | 0 | 0.73747 | 12038.869 | 8578 | 12
2004 | 12 | 23 | 9 | 0.0041273 | 0.0017817 | 0.0031347 | 0.0032316 | 0 | 0 | 1.2103e-05 | 0.012287 |  | 4101.4047 | 1552.365 | 2307.0939 | 4635.3805 | 0 | 0 | 0.73747 | 12596.9816 | 8579 | 12
2004 | 12 | 23 | 10 | 0.0033717 | 0.0021011 | 0.0031464 | 0.0032474 | 0 | 0 | 1.2103e-05 | 0.011879 |  | 3350.5774 | 1830.6373 | 2315.6943 | 4658.0233 | 0 | 0 | 0.73747 | 12155.6699 | 8580 | 12
2004 | 12 | 23 | 11 | 0.0033082 | 0.0021419 | 0.003231 | 0.0032077 | 0 | 0 | 1.2103e-05 | 0.011901 |  | 3287.4937 | 1866.2665 | 2377.9869 | 4601.1996 | 0 | 0 | 0.73747 | 12133.6842 | 8581 | 12
2004 | 12 | 23 | 12 | 0.00362 | 0.0019973 | 0.0032228 | 0.0032361 | 0 | 0 | 1.2103e-05 | 0.012088 |  | 3597.2693 | 1740.1988 | 2371.9694 | 4641.8251 | 0 | 0 | 0.73747 | 12352.0001 | 8582 | 12
2004 | 12 | 23 | 13 | 0.0036265 | 0.0018893 | 0.0031929 | 0.0021495 | 0 | 0 | 1.2103e-05 | 0.01087 |  | 3603.8018 | 1646.1675 | 2349.9318 | 3083.2416 | 0 | 0 | 0.73747 | 10683.8802 | 8583 | 12
2004 | 12 | 23 | 14 | 0.0032155 | 0.001998 | 0.0031822 | 0.0017637 | 0 | 0 | 1.2103e-05 | 0.010171 |  | 3195.3076 | 1740.824 | 2342.0922 | 2529.8775 | 0 | 0 | 0.73747 | 9808.8388 | 8584 | 12
2004 | 12 | 23 | 15 | 0.003395 | 0.0019506 | 0.0030484 | 0.0017278 | 0 | 0 | 1.2103e-05 | 0.010134 |  | 3373.7186 | 1699.5602 | 2243.6288 | 2478.3806 | 0 | 0 | 0.73747 | 9796.0257 | 8585 | 12
2004 | 12 | 23 | 16 | 0.0035996 | 0.0019107 | 0.002966 | 0.0015445 | 0 | 0 | 1.2103e-05 | 0.010033 |  | 3577.0034 | 1664.8005 | 2182.9202 | 2215.4739 | 0 | 0 | 0.73747 | 9640.9356 | 8586 | 12
2004 | 12 | 23 | 17 | 0.0044761 | 0.0017619 | 0.0029313 | 0.0012947 | 0 | 0 | 1.2103e-05 | 0.010476 |  | 4448.0351 | 1535.1267 | 2157.4103 | 1857.1866 | 0 | 0 | 0.73747 | 9998.4962 | 8587 | 12
2004 | 12 | 23 | 18 | 0.0056446 | 0.0017422 | 0.0029133 | 0.0010529 | 4.3962e-05 | 2.0399e-06 | 1.2103e-05 | 0.011411 |  | 5609.2488 | 1517.9514 | 2144.1688 | 1510.2635 | 13.131 | 1.1411 | 0.73747 | 10796.6422 | 8588 | 12
2004 | 12 | 23 | 19 | 0.006301 | 0.0014601 | 0.0028135 | 0.00099538 | 0.00017585 | 8.1595e-06 | 1.2103e-05 | 0.011766 |  | 6261.4503 | 1272.2027 | 2070.7151 | 1427.7843 | 52.5241 | 4.5645 | 0.73747 | 11089.9785 | 8589 | 12
2004 | 12 | 23 | 20 | 0.0063198 | 0.0014134 | 0.0027415 | 0.00097977 | 0.00017585 | 8.1595e-06 | 1.2103e-05 | 0.011651 |  | 6280.1888 | 1231.5192 | 2017.7528 | 1405.3898 | 52.5241 | 4.5645 | 0.73747 | 10992.6767 | 8590 | 12
2004 | 12 | 23 | 21 | 0.0059527 | 0.001436 | 0.0026687 | 0.00098433 | 0.00017585 | 8.1595e-06 | 1.2103e-05 | 0.011238 |  | 5915.4062 | 1251.2094 | 1964.1526 | 1411.9252 | 52.5241 | 4.5645 | 0.73747 | 10600.5194 | 8591 | 12
2004 | 12 | 23 | 22 | 0.0053987 | 0.0014588 | 0.0025666 | 0.00097762 | 0.00017585 | 8.1595e-06 | 1.2103e-05 | 0.010598 |  | 5364.9035 | 1271.0223 | 1888.9765 | 1402.3058 | 52.5241 | 4.5645 | 0.73747 | 9985.0341 | 8592 | 12
2004 | 12 | 23 | 23 | 0.004886 | 0.0014265 | 0.002436 | 0.00097429 | 0.00017585 | 8.1595e-06 | 1.2103e-05 | 0.0099189 |  | 4855.3493 | 1242.9443 | 1792.8856 | 1397.5303 | 52.5241 | 4.5645 | 0.73747 | 9346.5355 | 8593 | 12
2004 | 12 | 23 | 24 | 0.0034559 | 0.0016603 | 0.0022903 | 0.00097237 | 0.00017585 | 8.1595e-06 | 1.2103e-05 | 0.008575 |  | 3434.2526 | 1446.6034 | 1685.6599 | 1394.7666 | 52.5241 | 4.5645 | 0.73747 | 8019.1086 | 8594 | 12
2004 | 12 | 24 | 1 | 0.002863 | 0.0018182 | 0.002193 | 0.00093006 | 0.00017585 | 8.1595e-06 | 1.2103e-05 | 0.0080004 |  | 2845.0158 | 1584.1908 | 1614.0424 | 1334.085 | 52.5241 | 4.5645 | 0.73747 | 7435.1601 | 8595 | 12
2004 | 12 | 24 | 2 | 0.0024403 | 0.0018656 | 0.0021127 | 0.0009186 | 0.00017585 | 8.1595e-06 | 1.2103e-05 | 0.0075333 |  | 2424.9656 | 1625.4943 | 1554.9369 | 1317.6387 | 52.5241 | 4.5645 | 0.73747 | 6980.8615 | 8596 | 12
2004 | 12 | 24 | 3 | 0.0022054 | 0.0019298 | 0.0020799 | 0.00090872 | 0.00017585 | 8.1595e-06 | 1.2103e-05 | 0.0073199 |  | 2191.5772 | 1681.4455 | 1530.771 | 1303.4766 | 52.5241 | 4.5645 | 0.73747 | 6765.0963 | 8597 | 12
2004 | 12 | 24 | 4 | 0.0021937 | 0.001865 | 0.0020523 | 0.00089841 | 0.00017585 | 8.1595e-06 | 1.2103e-05 | 0.0072056 |  | 2179.9933 | 1624.9585 | 1510.5137 | 1288.6823 | 52.5241 | 4.5645 | 0.73747 | 6661.9738 | 8598 | 12
2004 | 12 | 24 | 5 | 0.002045 | 0.0018915 | 0.0020904 | 0.00088658 | 0.00017585 | 8.1595e-06 | 1.2103e-05 | 0.0071096 |  | 2032.143 | 1648.0906 | 1538.4873 | 1271.7147 | 52.5241 | 4.5645 | 0.73747 | 6548.2616 | 8599 | 12
2004 | 12 | 24 | 6 | 0.0022748 | 0.0018692 | 0.0021242 | 0.00071303 | 0.00017585 | 8.1595e-06 | 1.2103e-05 | 0.0071774 |  | 2260.5184 | 1628.6255 | 1563.4221 | 1022.7786 | 52.5241 | 4.5645 | 0.73747 | 6533.1707 | 8600 | 12
2004 | 12 | 24 | 7 | 0.0028471 | 0.0018056 | 0.0022636 | 0.00062845 | 0 | 0 | 1.2103e-05 | 0.0075568 |  | 2829.2511 | 1573.1968 | 1665.9659 | 901.4481 | 0 | 0 | 0.73747 | 6970.5994 | 8601 | 12
2004 | 12 | 24 | 8 | 0.003307 | 0.0018528 | 0.002535 | 0.00062802 | 0 | 0 | 1.2103e-05 | 0.0083349 |  | 3286.2532 | 1614.3763 | 1865.7213 | 900.8361 | 0 | 0 | 0.73747 | 7667.9243 | 8602 | 12
2004 | 12 | 24 | 9 | 0.0039368 | 0.0018868 | 0.0026506 | 0.00061432 | 0 | 0 | 1.2103e-05 | 0.0091007 |  | 3912.1231 | 1643.9871 | 1950.8427 | 881.1781 | 0 | 0 | 0.73747 | 8388.8685 | 8603 | 12
2004 | 12 | 24 | 10 | 0.0042689 | 0.0021025 | 0.0027219 | 0.00061354 | 0 | 0 | 1.2103e-05 | 0.0097189 |  | 4242.1421 | 1831.8629 | 2003.2714 | 880.0641 | 0 | 0 | 0.73747 | 8958.078 | 8604 | 12
2004 | 12 | 24 | 11 | 0.0044457 | 0.0021386 | 0.0027927 | 0.00060601 | 0 | 0 | 1.2103e-05 | 0.0099952 |  | 4417.8388 | 1863.3888 | 2055.4319 | 869.261 | 0 | 0 | 0.73747 | 9206.6579 | 8605 | 12
2004 | 12 | 24 | 12 | 0.0046278 | 0.0021366 | 0.002776 | 0.00056003 | 0 | 0 | 1.2103e-05 | 0.010113 |  | 4598.7816 | 1861.5669 | 2043.1407 | 803.3133 | 0 | 0 | 0.73747 | 9307.54 | 8606 | 12
2004 | 12 | 24 | 13 | 0.0044247 | 0.002022 | 0.0027214 | 0.00055778 | 0 | 0 | 1.2103e-05 | 0.009738 |  | 4396.9869 | 1761.759 | 2002.9148 | 800.0844 | 0 | 0 | 0.73747 | 8962.4826 | 8607 | 12
2004 | 12 | 24 | 14 | 0.0045844 | 0.0020391 | 0.0027321 | 0.00055838 | 0 | 0 | 1.2103e-05 | 0.009926 |  | 4555.6547 | 1776.6599 | 2010.7746 | 800.9389 | 0 | 0 | 0.73747 | 9144.7656 | 8608 | 12
2004 | 12 | 24 | 15 | 0.0042888 | 0.0018791 | 0.0027248 | 0.00056059 | 0 | 0 | 1.2103e-05 | 0.0094654 |  | 4261.9096 | 1637.2583 | 2005.4159 | 804.1146 | 0 | 0 | 0.73747 | 8709.4358 | 8609 | 12
2004 | 12 | 24 | 16 | 0.0044438 | 0.0016655 | 0.0026918 | 0.00055935 | 0 | 0 | 1.2103e-05 | 0.0093726 |  | 4415.9525 | 1451.1646 | 1981.1376 | 802.3377 | 0 | 0 | 0.73747 | 8651.33 | 8610 | 12
2004 | 12 | 24 | 17 | 0.0052438 | 0.0016575 | 0.0027243 | 0.00055949 | 0 | 0 | 1.2103e-05 | 0.010197 |  | 5210.9711 | 1444.1528 | 2005.0356 | 802.5317 | 0 | 0 | 0.73747 | 9463.4287 | 8611 | 12
2004 | 12 | 24 | 18 | 0.0061603 | 0.0015493 | 0.0027057 | 0.00057824 | 4.3962e-05 | 2.0399e-06 | 1.2103e-05 | 0.011052 |  | 6121.6739 | 1349.8795 | 1991.3744 | 829.4321 | 13.131 | 1.1411 | 0.73747 | 10307.3695 | 8612 | 12
2004 | 12 | 24 | 19 | 0.0068779 | 0.0013387 | 0.0026993 | 0.00058473 | 0.00017585 | 8.1595e-06 | 1.2103e-05 | 0.011697 |  | 6834.7762 | 1166.4233 | 1986.6571 | 838.7435 | 52.5241 | 4.5645 | 0.73747 | 10884.4261 | 8613 | 12
2004 | 12 | 24 | 20 | 0.0063722 | 0.0014236 | 0.0026512 | 0.0005858 | 0.00017585 | 8.1595e-06 | 1.2103e-05 | 0.011229 |  | 6332.2152 | 1240.3455 | 1951.2537 | 840.2789 | 52.5241 | 4.5645 | 0.73747 | 10421.9193 | 8614 | 12
2004 | 12 | 24 | 21 | 0.0056287 | 0.0014422 | 0.0025628 | 0.00057826 | 0.00017585 | 8.1595e-06 | 1.2103e-05 | 0.010408 |  | 5593.4518 | 1256.6031 | 1886.1878 | 829.4575 | 52.5241 | 4.5645 | 0.73747 | 9623.5261 | 8615 | 12
2004 | 12 | 24 | 22 | 0.0055619 | 0.001375 | 0.0024377 | 0.00058578 | 0.00017585 | 8.1595e-06 | 1.2103e-05 | 0.010156 |  | 5527.0211 | 1198.0252 | 1794.1309 | 840.2419 | 52.5241 | 4.5645 | 0.73747 | 9417.2452 | 8616 | 12
2004 | 12 | 24 | 23 | 0.0049922 | 0.0013183 | 0.0023871 | 0.00059484 | 0.00017585 | 8.1595e-06 | 1.2103e-05 | 0.0094885 |  | 4960.93 | 1148.5931 | 1756.8737 | 853.2466 | 52.5241 | 4.5645 | 0.73747 | 8777.4695 | 8617 | 12
2004 | 12 | 24 | 24 | 0.0045749 | 0.0013449 | 0.0021855 | 0.00058542 | 0.00017585 | 8.1595e-06 | 1.2103e-05 | 0.0088868 |  | 4546.1824 | 1171.7967 | 1608.535 | 839.7306 | 52.5241 | 4.5645 | 0.73747 | 8224.0707 | 8618 | 12
2004 | 12 | 25 | 1 | 0.0031256 | 0.0018416 | 0.0021281 | 0.00058706 | 0.00017585 | 8.1595e-06 | 1.2103e-05 | 0.0078785 |  | 3105.961 | 1604.6195 | 1566.2874 | 842.0766 | 52.5241 | 4.5645 | 0.73747 | 7176.7706 | 8619 | 12
2004 | 12 | 25 | 2 | 0.0028799 | 0.0018379 | 0.0020744 | 0.00058614 | 0.00017585 | 8.1595e-06 | 1.2103e-05 | 0.0075745 |  | 2861.8352 | 1601.3795 | 1526.738 | 840.7582 | 52.5241 | 4.5645 | 0.73747 | 6888.537 | 8620 | 12
2004 | 12 | 25 | 3 | 0.002639 | 0.0018672 | 0.0020041 | 0.00059113 | 0.00017585 | 8.1595e-06 | 1.2103e-05 | 0.0072975 |  | 2622.4255 | 1626.8856 | 1474.9786 | 847.913 | 52.5241 | 4.5645 | 0.73747 | 6630.0287 | 8621 | 12
2004 | 12 | 25 | 4 | 0.0024984 | 0.0018539 | 0.0019918 | 0.0005985 | 0.00017585 | 8.1595e-06 | 1.2103e-05 | 0.0071387 |  | 2482.7436 | 1615.2588 | 1465.9356 | 858.4898 | 52.5241 | 4.5645 | 0.73747 | 6480.2538 | 8622 | 12
2004 | 12 | 25 | 5 | 0.0025298 | 0.0019012 | 0.0020164 | 0.00059451 | 0.00017585 | 8.1595e-06 | 1.2103e-05 | 0.0072381 |  | 2513.9243 | 1656.5018 | 1484.0897 | 852.7748 | 52.5241 | 4.5645 | 0.73747 | 6565.1165 | 8623 | 12
2004 | 12 | 25 | 6 | 0.0026973 | 0.0018822 | 0.0020498 | 0.00058236 | 0.00017585 | 8.1595e-06 | 1.2103e-05 | 0.0074078 |  | 2680.4276 | 1639.9365 | 1508.6676 | 835.3356 | 52.5241 | 4.5645 | 0.73747 | 6722.1934 | 8624 | 12
2004 | 12 | 25 | 7 | 0.0029635 | 0.0018946 | 0.002152 | 0.00057615 | 0 | 0 | 1.2103e-05 | 0.0075982 |  | 2944.8727 | 1650.7304 | 1583.8273 | 826.4353 | 0 | 0 | 0.73747 | 7006.6031 | 8625 | 12
2004 | 12 | 25 | 8 | 0.0037769 | 0.0018813 | 0.0023503 | 0.00057848 | 0 | 0 | 1.2103e-05 | 0.0085991 |  | 3753.1915 | 1639.1896 | 1729.8224 | 829.7741 | 0 | 0 | 0.73747 | 7952.7151 | 8626 | 12
2004 | 12 | 25 | 9 | 0.0041546 | 0.0017847 | 0.0024121 | 0.0005596 | 0 | 0 | 1.2103e-05 | 0.0089231 |  | 4128.58 | 1554.9912 | 1775.2988 | 802.6929 | 0 | 0 | 0.73747 | 8262.3003 | 8627 | 12
2004 | 12 | 25 | 10 | 0.0045018 | 0.0017761 | 0.0024595 | 0.00054723 | 0 | 0 | 1.2103e-05 | 0.0092967 |  | 4473.5914 | 1547.538 | 1810.1457 | 784.9548 | 0 | 0 | 0.73747 | 8616.9673 | 8628 | 12
2004 | 12 | 25 | 11 | 0.004694 | 0.0018803 | 0.0024124 | 0.00054954 | 0 | 0 | 1.2103e-05 | 0.0095483 |  | 4664.6059 | 1638.2664 | 1775.502 | 788.2621 | 0 | 0 | 0.73747 | 8867.3739 | 8629 | 12
2004 | 12 | 25 | 12 | 0.0050681 | 0.0018553 | 0.0023958 | 0.00055192 | 0 | 0 | 1.2103e-05 | 0.0098833 |  | 5036.3575 | 1616.5074 | 1763.3243 | 791.682 | 0 | 0 | 0.73747 | 9208.6086 | 8630 | 12
2004 | 12 | 25 | 13 | 0.0053671 | 0.0017613 | 0.0023651 | 0.00055389 | 0 | 0 | 1.2103e-05 | 0.01006 |  | 5333.4932 | 1534.6479 | 1740.7053 | 794.4964 | 0 | 0 | 0.73747 | 9404.0803 | 8631 | 12
2004 | 12 | 25 | 14 | 0.0048762 | 0.0017611 | 0.0023851 | 0.00055732 | 0 | 0 | 1.2103e-05 | 0.0095918 |  | 4845.586 | 1534.454 | 1755.427 | 799.4224 | 0 | 0 | 0.73747 | 8935.6269 | 8632 | 12
2004 | 12 | 25 | 15 | 0.0045931 | 0.001663 | 0.0023819 | 0.00055418 | 0 | 0 | 1.2103e-05 | 0.0092043 |  | 4564.2714 | 1448.9632 | 1753.0674 | 794.9167 | 0 | 0 | 0.73747 | 8561.9562 | 8633 | 12
2004 | 12 | 25 | 16 | 0.0047215 | 0.0015552 | 0.0023978 | 0.00055794 | 0 | 0 | 1.2103e-05 | 0.0092446 |  | 4691.9157 | 1355.0769 | 1764.7778 | 800.3069 | 0 | 0 | 0.73747 | 8612.8149 | 8634 | 12
2004 | 12 | 25 | 17 | 0.0056029 | 0.0015218 | 0.0024031 | 0.00055889 | 0 | 0 | 1.2103e-05 | 0.010099 |  | 5567.7975 | 1325.9206 | 1768.694 | 801.6778 | 0 | 0 | 0.73747 | 9464.8273 | 8635 | 12
2004 | 12 | 25 | 18 | 0.0065236 | 0.0013196 | 0.0024577 | 0.00057931 | 4.3962e-05 | 2.0399e-06 | 1.2103e-05 | 0.010938 |  | 6482.7412 | 1149.7759 | 1808.8158 | 830.9637 | 13.131 | 1.1411 | 0.73747 | 10287.3062 | 8636 | 12
2004 | 12 | 25 | 19 | 0.0069353 | 0.0011276 | 0.002432 | 0.00058843 | 0.00017585 | 8.1595e-06 | 1.2103e-05 | 0.011279 |  | 6891.7904 | 982.498 | 1789.9661 | 844.0506 | 52.5241 | 4.5645 | 0.73747 | 10566.1311 | 8637 | 12
2004 | 12 | 25 | 20 | 0.0067336 | 0.0012723 | 0.0023702 | 0.00058199 | 0.00017585 | 8.1595e-06 | 1.2103e-05 | 0.011154 |  | 6691.3658 | 1108.5643 | 1744.4488 | 834.8138 | 52.5241 | 4.5645 | 0.73747 | 10437.0188 | 8638 | 12
2004 | 12 | 25 | 21 | 0.0060186 | 0.0013691 | 0.0023033 | 0.00057989 | 0.00017585 | 8.1595e-06 | 1.2103e-05 | 0.010467 |  | 5980.8949 | 1192.9209 | 1695.2491 | 831.7935 | 52.5241 | 4.5645 | 0.73747 | 9758.6845 | 8639 | 12
2004 | 12 | 25 | 22 | 0.0055265 | 0.0012964 | 0.0022135 | 0.0005925 | 0.00017585 | 8.1595e-06 | 1.2103e-05 | 0.009825 |  | 5491.836 | 1129.5477 | 1629.1149 | 849.8879 | 52.5241 | 4.5645 | 0.73747 | 9158.2126 | 8640 | 12
2004 | 12 | 25 | 23 | 0.0051358 | 0.0013142 | 0.0021561 | 0.00059326 | 0.00017585 | 8.1595e-06 | 1.2103e-05 | 0.0093956 |  | 5103.6275 | 1145.0868 | 1586.8878 | 850.9816 | 52.5241 | 4.5645 | 0.73747 | 8744.4097 | 8641 | 12
2004 | 12 | 25 | 24 | 0.0040972 | 0.0017069 | 0.0020573 | 0.00058986 | 0.00017585 | 8.1595e-06 | 1.2103e-05 | 0.0086474 |  | 4071.4768 | 1487.2514 | 1514.1793 | 846.102 | 52.5241 | 4.5645 | 0.73747 | 7976.8356 | 8642 | 12
2004 | 12 | 26 | 1 | 0.0030152 | 0.0018416 | 0.0020362 | 0.00058965 | 0.00017585 | 8.1595e-06 | 1.2103e-05 | 0.0076788 |  | 2996.2564 | 1604.6195 | 1498.6611 | 845.798 | 52.5241 | 4.5645 | 0.73747 | 7003.1611 | 8643 | 12
2004 | 12 | 26 | 2 | 0.0027043 | 0.0018379 | 0.0019999 | 0.00058379 | 0.00017585 | 8.1595e-06 | 1.2103e-05 | 0.007322 |  | 2687.2966 | 1601.3795 | 1471.9119 | 837.3903 | 52.5241 | 4.5645 | 0.73747 | 6655.8044 | 8644 | 12
2004 | 12 | 26 | 3 | 0.0024976 | 0.0018672 | 0.0019664 | 0.00059457 | 0.00017585 | 8.1595e-06 | 1.2103e-05 | 0.0071219 |  | 2481.9395 | 1626.8856 | 1447.2654 | 852.8561 | 52.5241 | 4.5645 | 0.73747 | 6466.7726 | 8645 | 12
2004 | 12 | 26 | 4 | 0.0024626 | 0.0018539 | 0.0019576 | 0.00059131 | 0.00017585 | 8.1595e-06 | 1.2103e-05 | 0.0070615 |  | 2447.1459 | 1615.2588 | 1440.8072 | 848.1839 | 52.5241 | 4.5645 | 0.73747 | 6409.2218 | 8646 | 12
2004 | 12 | 26 | 5 | 0.0023317 | 0.0019012 | 0.0019881 | 0.00058565 | 0.00017585 | 8.1595e-06 | 1.2103e-05 | 0.0070028 |  | 2317.0746 | 1656.5018 | 1463.2578 | 840.0611 | 52.5241 | 4.5645 | 0.73747 | 6334.7212 | 8647 | 12
2004 | 12 | 26 | 6 | 0.0025916 | 0.0018822 | 0.0020285 | 0.00057637 | 0.00017585 | 8.1595e-06 | 1.2103e-05 | 0.0072747 |  | 2575.3177 | 1639.9365 | 1492.9357 | 826.748 | 52.5241 | 4.5645 | 0.73747 | 6592.764 | 8648 | 12
2004 | 12 | 26 | 7 | 0.0029827 | 0.0018946 | 0.0021421 | 0.00057501 | 0 | 0 | 1.2103e-05 | 0.0076065 |  | 2963.9976 | 1650.7304 | 1576.5877 | 824.7967 | 0 | 0 | 0.73747 | 7016.8498 | 8649 | 12
2004 | 12 | 26 | 8 | 0.0034336 | 0.0018813 | 0.0022995 | 0.00057059 | 0 | 0 | 1.2103e-05 | 0.0081971 |  | 3412.0557 | 1639.1896 | 1692.4308 | 818.4507 | 0 | 0 | 0.73747 | 7562.8644 | 8650 | 12
2004 | 12 | 26 | 9 | 0.0043205 | 0.0017847 | 0.0023683 | 0.00055436 | 0 | 0 | 1.2103e-05 | 0.00904 |  | 4293.4354 | 1554.9912 | 1743.0603 | 795.1781 | 0 | 0 | 0.73747 | 8387.4025 | 8651 | 12
2004 | 12 | 26 | 10 | 0.0049119 | 0.0017761 | 0.002378 | 0.00054593 | 0 | 0 | 1.2103e-05 | 0.009624 |  | 4881.0891 | 1547.538 | 1750.1671 | 783.0821 | 0 | 0 | 0.73747 | 8962.6138 | 8652 | 12
2004 | 12 | 26 | 11 | 0.0047062 | 0.0018803 | 0.0023363 | 0.00054376 | 0 | 0 | 1.2103e-05 | 0.0094786 |  | 4676.6843 | 1638.2664 | 1719.4922 | 779.9726 | 0 | 0 | 0.73747 | 8815.1529 | 8653 | 12
2004 | 12 | 26 | 12 | 0.0048329 | 0.0018553 | 0.0023557 | 0.000552 | 0 | 0 | 1.2103e-05 | 0.009608 |  | 4802.6371 | 1616.5074 | 1733.7501 | 791.7844 | 0 | 0 | 0.73747 | 8945.4165 | 8654 | 12
2004 | 12 | 26 | 13 | 0.0048673 | 0.0017613 | 0.0023564 | 0.00055697 | 0 | 0 | 1.2103e-05 | 0.0095541 |  | 4836.7598 | 1534.6479 | 1734.2974 | 798.9194 | 0 | 0 | 0.73747 | 8905.362 | 8655 | 12
2004 | 12 | 26 | 14 | 0.004627 | 0.0017611 | 0.0024192 | 0.0007338 | 0 | 0 | 1.2103e-05 | 0.0095532 |  | 4597.96 | 1534.454 | 1780.5055 | 1052.5713 | 0 | 0 | 0.73747 | 8966.2283 | 8656 | 12
2004 | 12 | 26 | 15 | 0.004654 | 0.001663 | 0.0024002 | 0.00078815 | 0 | 0 | 1.2103e-05 | 0.0095174 |  | 4624.866 | 1448.9632 | 1766.499 | 1130.5206 | 0 | 0 | 0.73747 | 8971.5863 | 8657 | 12
2004 | 12 | 26 | 16 | 0.0051159 | 0.0015552 | 0.0023343 | 0.00079178 | 0 | 0 | 1.2103e-05 | 0.0098092 |  | 5083.7893 | 1355.0769 | 1717.997 | 1135.7336 | 0 | 0 | 0.73747 | 9293.3342 | 8658 | 12
2004 | 12 | 26 | 17 | 0.0055286 | 0.0015218 | 0.0023339 | 0.00079017 | 0 | 0 | 1.2103e-05 | 0.010187 |  | 5493.9806 | 1325.9206 | 1717.7654 | 1133.4197 | 0 | 0 | 0.73747 | 9671.8239 | 8659 | 12
2004 | 12 | 26 | 18 | 0.0069272 | 0.0013196 | 0.002368 | 0.00081278 | 4.3962e-05 | 2.0399e-06 | 1.2103e-05 | 0.011486 |  | 6883.7605 | 1149.7759 | 1742.8485 | 1165.8572 | 13.131 | 1.1411 | 0.73747 | 10957.2516 | 8660 | 12
2004 | 12 | 26 | 19 | 0.0073249 | 0.0011276 | 0.0023655 | 0.00081512 | 0.00017585 | 8.1595e-06 | 1.2103e-05 | 0.011829 |  | 7278.979 | 982.498 | 1740.9834 | 1169.2184 | 52.5241 | 4.5645 | 0.73747 | 11229.5049 | 8661 | 12
2004 | 12 | 26 | 20 | 0.0065496 | 0.0012723 | 0.0022958 | 0.00060424 | 0.00017585 | 8.1595e-06 | 1.2103e-05 | 0.010918 |  | 6508.506 | 1108.5643 | 1689.6636 | 866.7265 | 52.5241 | 4.5645 | 0.73747 | 10231.2866 | 8662 | 12
2004 | 12 | 26 | 21 | 0.0061354 | 0.0013691 | 0.0022346 | 0.00059768 | 0.00017585 | 8.1595e-06 | 1.2103e-05 | 0.010533 |  | 6096.9598 | 1192.9209 | 1644.6238 | 857.3096 | 52.5241 | 4.5645 | 0.73747 | 9849.6402 | 8663 | 12
2004 | 12 | 26 | 22 | 0.0060699 | 0.0012964 | 0.0022102 | 0.00060745 | 0.00017585 | 8.1595e-06 | 1.2103e-05 | 0.01038 |  | 6031.8118 | 1129.5477 | 1626.6629 | 871.3229 | 52.5241 | 4.5645 | 0.73747 | 9717.1713 | 8664 | 12
2004 | 12 | 26 | 23 | 0.0054519 | 0.0013142 | 0.0021547 | 0.00067432 | 0.00017585 | 8.1595e-06 | 1.2103e-05 | 0.0097913 |  | 5417.7512 | 1145.0868 | 1585.8653 | 967.246 | 52.5241 | 4.5645 | 0.73747 | 9173.7753 | 8665 | 12
2004 | 12 | 26 | 24 | 0.0036034 | 0.0017069 | 0.0021149 | 0.00079983 | 0.00017585 | 8.1595e-06 | 1.2103e-05 | 0.0084212 |  | 3580.7844 | 1487.2514 | 1556.575 | 1147.2739 | 52.5241 | 4.5645 | 0.73747 | 7829.7107 | 8666 | 12
2004 | 12 | 27 | 1 | 0.0028174 | 0.0017685 | 0.00202 | 0.00080222 | 0.00017585 | 8.1595e-06 | 1.2103e-05 | 0.0076042 |  | 2799.7062 | 1540.9162 | 1486.6917 | 1150.7074 | 52.5241 | 4.5645 | 0.73747 | 7035.8475 | 8667 | 12
2004 | 12 | 27 | 2 | 0.0024761 | 0.0018494 | 0.0020036 | 0.00080001 | 0.00017585 | 8.1595e-06 | 1.2103e-05 | 0.0073251 |  | 2460.5316 | 1611.3448 | 1474.6001 | 1147.5314 | 52.5241 | 4.5645 | 0.73747 | 6751.8339 | 8668 | 12
2004 | 12 | 27 | 3 | 0.0022056 | 0.001933 | 0.0019563 | 0.00079715 | 0.00017585 | 8.1595e-06 | 1.2103e-05 | 0.0070882 |  | 2191.8088 | 1684.2283 | 1439.8025 | 1143.4319 | 52.5241 | 4.5645 | 0.73747 | 6517.0976 | 8669 | 12
2004 | 12 | 27 | 4 | 0.002409 | 0.001807 | 0.0019902 | 0.00079588 | 0.00017585 | 8.1595e-06 | 1.2103e-05 | 0.0071981 |  | 2393.8684 | 1574.3913 | 1464.7534 | 1141.6078 | 52.5241 | 4.5645 | 0.73747 | 6632.447 | 8670 | 12
2004 | 12 | 27 | 5 | 0.0022932 | 0.0018893 | 0.0020332 | 0.00077717 | 0.00017585 | 8.1595e-06 | 1.2103e-05 | 0.007189 |  | 2278.8475 | 1646.1533 | 1496.3895 | 1114.7835 | 52.5241 | 4.5645 | 0.73747 | 6593.9999 | 8671 | 12
2004 | 12 | 27 | 6 | 0.0025276 | 0.0018491 | 0.0021072 | 0.00076243 | 0.00017585 | 8.1595e-06 | 1.2103e-05 | 0.0074425 |  | 2511.7325 | 1611.1477 | 1550.9063 | 1093.6297 | 52.5241 | 4.5645 | 0.73747 | 6825.2423 | 8672 | 12
2004 | 12 | 27 | 7 | 0.003308 | 0.0018589 | 0.0023211 | 0.00078567 | 0 | 0 | 1.2103e-05 | 0.0082857 |  | 3287.2385 | 1619.6791 | 1708.2816 | 1126.9706 | 0 | 0 | 0.73747 | 7742.9074 | 8673 | 12
2004 | 12 | 27 | 8 | 0.0042659 | 0.00179 | 0.0025829 | 0.00081921 | 0 | 0 | 1.2103e-05 | 0.0094701 |  | 4239.1232 | 1559.6095 | 1901.0237 | 1175.0793 | 0 | 0 | 0.73747 | 8875.5732 | 8674 | 12
2004 | 12 | 27 | 9 | 0.0047841 | 0.0017811 | 0.0026667 | 0.00077303 | 0 | 0 | 1.2103e-05 | 0.010017 |  | 4754.0931 | 1551.8509 | 1962.6541 | 1108.8374 | 0 | 0 | 0.73747 | 9378.1729 | 8675 | 12
2004 | 12 | 27 | 10 | 0.0040183 | 0.0021265 | 0.0027519 | 0.00079205 | 0 | 0 | 1.2103e-05 | 0.0097008 |  | 3993.1143 | 1852.807 | 2025.3545 | 1136.1231 | 0 | 0 | 0.73747 | 9008.1363 | 8676 | 12
2004 | 12 | 27 | 11 | 0.0038748 | 0.0021699 | 0.0028446 | 0.00078276 | 0 | 0 | 1.2103e-05 | 0.0096842 |  | 3850.4711 | 1890.6602 | 2093.6166 | 1122.7963 | 0 | 0 | 0.73747 | 8958.2817 | 8677 | 12
2004 | 12 | 27 | 12 | 0.0038814 | 0.0021903 | 0.0028595 | 0.0007923 | 0 | 0 | 1.2103e-05 | 0.0097356 |  | 3857.0424 | 1908.3852 | 2104.575 | 1136.4735 | 0 | 0 | 0.73747 | 9007.2136 | 8678 | 12
2004 | 12 | 27 | 13 | 0.0042207 | 0.0019524 | 0.0027992 | 0.00077148 | 0 | 0 | 1.2103e-05 | 0.0097559 |  | 4194.2677 | 1701.109 | 2060.172 | 1106.6106 | 0 | 0 | 0.73747 | 9062.8968 | 8679 | 12
2004 | 12 | 27 | 14 | 0.0039409 | 0.0019907 | 0.0028142 | 0.00076762 | 0 | 0 | 1.2103e-05 | 0.0095256 |  | 3916.2369 | 1734.4988 | 2071.258 | 1101.0773 | 0 | 0 | 0.73747 | 8823.8085 | 8680 | 12
2004 | 12 | 27 | 15 | 0.0039008 | 0.0019846 | 0.002747 | 0.00076254 | 0 | 0 | 1.2103e-05 | 0.009407 |  | 3876.2951 | 1729.1876 | 2021.7672 | 1093.7944 | 0 | 0 | 0.73747 | 8721.7818 | 8681 | 12
2004 | 12 | 27 | 16 | 0.0044492 | 0.0017683 | 0.0027439 | 0.00074904 | 0 | 0 | 1.2103e-05 | 0.0097225 |  | 4421.278 | 1540.7037 | 2019.4902 | 1074.4232 | 0 | 0 | 0.73747 | 9056.6326 | 8682 | 12
2004 | 12 | 27 | 17 | 0.00534 | 0.0016938 | 0.0027789 | 0.00072954 | 0 | 0 | 1.2103e-05 | 0.010554 |  | 5306.5645 | 1475.8166 | 2045.244 | 1046.4491 | 0 | 0 | 0.73747 | 9874.8117 | 8683 | 12
2004 | 12 | 27 | 18 | 0.0064832 | 0.0015031 | 0.0027484 | 0.00074123 | 4.3962e-05 | 2.0399e-06 | 1.2103e-05 | 0.011534 |  | 6442.5092 | 1309.6102 | 2022.7704 | 1063.2297 | 13.131 | 1.1411 | 0.73747 | 10853.1292 | 8684 | 12
2004 | 12 | 27 | 19 | 0.0063484 | 0.00145 | 0.0026886 | 0.00075389 | 0.00017585 | 8.1595e-06 | 1.2103e-05 | 0.011437 |  | 6308.5572 | 1263.3345 | 1978.826 | 1081.3896 | 52.5241 | 4.5645 | 0.73747 | 10689.9333 | 8685 | 12
2004 | 12 | 27 | 20 | 0.0065831 | 0.0012895 | 0.0026264 | 0.00076262 | 0.00017585 | 8.1595e-06 | 1.2103e-05 | 0.011458 |  | 6541.8262 | 1123.5592 | 1933.0469 | 1093.9073 | 52.5241 | 4.5645 | 0.73747 | 10750.1656 | 8686 | 12
2004 | 12 | 27 | 21 | 0.0060911 | 0.0013719 | 0.0025943 | 0.00076831 | 0.00017585 | 8.1595e-06 | 1.2103e-05 | 0.011022 |  | 6052.8982 | 1195.3169 | 1909.3704 | 1102.0622 | 52.5241 | 4.5645 | 0.73747 | 10317.4738 | 8687 | 12
2004 | 12 | 27 | 22 | 0.0055358 | 0.0013949 | 0.0024911 | 0.00077081 | 0.00017585 | 8.1595e-06 | 1.2103e-05 | 0.010389 |  | 5501.1343 | 1215.3629 | 1833.4387 | 1105.6538 | 52.5241 | 4.5645 | 0.73747 | 9713.4159 | 8688 | 12
2004 | 12 | 27 | 23 | 0.0048577 | 0.0013861 | 0.0023981 | 0.00076657 | 0.00017585 | 8.1595e-06 | 1.2103e-05 | 0.0096046 |  | 4827.2561 | 1207.6957 | 1764.9804 | 1099.5684 | 52.5241 | 4.5645 | 0.73747 | 8957.3267 | 8689 | 12
2004 | 12 | 27 | 24 | 0.0033845 | 0.001632 | 0.002214 | 0.00076683 | 0.00017585 | 8.1595e-06 | 1.2103e-05 | 0.0081935 |  | 3363.3194 | 1421.9652 | 1629.4597 | 1099.9415 | 52.5241 | 4.5645 | 0.73747 | 7572.5119 | 8690 | 12
2004 | 12 | 28 | 1 | 0.0028121 | 0.0017713 | 0.0021533 | 0.00077256 | 0.00017585 | 8.1595e-06 | 1.2103e-05 | 0.0077054 |  | 2794.4361 | 1543.3512 | 1584.802 | 1108.1667 | 52.5241 | 4.5645 | 0.73747 | 7088.582 | 8691 | 12
2004 | 12 | 28 | 2 | 0.0023714 | 0.0018687 | 0.0021136 | 0.00076763 | 0.00017585 | 8.1595e-06 | 1.2103e-05 | 0.0073174 |  | 2356.5251 | 1628.1803 | 1555.5619 | 1101.0933 | 52.5241 | 4.5645 | 0.73747 | 6699.1866 | 8692 | 12
2004 | 12 | 28 | 3 | 0.0022547 | 0.0019002 | 0.0020716 | 0.00076351 | 0.00017585 | 8.1595e-06 | 1.2103e-05 | 0.0071861 |  | 2240.5863 | 1655.6496 | 1524.6516 | 1095.1794 | 52.5241 | 4.5645 | 0.73747 | 6573.893 | 8693 | 12
2004 | 12 | 28 | 4 | 0.0024234 | 0.0018095 | 0.0020571 | 0.00076294 | 0.00017585 | 8.1595e-06 | 1.2103e-05 | 0.007249 |  | 2408.2084 | 1576.606 | 1514.0021 | 1094.3687 | 52.5241 | 4.5645 | 0.73747 | 6651.0112 | 8694 | 12
2004 | 12 | 28 | 5 | 0.0024258 | 0.0018111 | 0.002038 | 0.00077278 | 0.00017585 | 8.1595e-06 | 1.2103e-05 | 0.0072438 |  | 2410.5718 | 1578.043 | 1499.9588 | 1108.4745 | 52.5241 | 4.5645 | 0.73747 | 6654.8741 | 8695 | 12
2004 | 12 | 28 | 6 | 0.0025821 | 0.0018193 | 0.0021813 | 0.00076264 | 0.00017585 | 8.1595e-06 | 1.2103e-05 | 0.0075415 |  | 2565.9042 | 1585.1826 | 1605.4027 | 1093.9338 | 52.5241 | 4.5645 | 0.73747 | 6908.2494 | 8696 | 12
2004 | 12 | 28 | 7 | 0.0032674 | 0.0018342 | 0.0026051 | 0.00089057 | 0 | 0 | 1.2103e-05 | 0.0086094 |  | 3246.9263 | 1598.1523 | 1917.3235 | 1277.4318 | 0 | 0 | 0.73747 | 8040.5714 | 8697 | 12
2004 | 12 | 28 | 8 | 0.0041508 | 0.0017372 | 0.0029694 | 0.0015159 | 0 | 0 | 1.2103e-05 | 0.010385 |  | 4124.7627 | 1513.6167 | 2185.4882 | 2174.3711 | 0 | 0 | 0.73747 | 9998.9762 | 8698 | 12
2004 | 12 | 28 | 9 | 0.0045081 | 0.0017817 | 0.0030937 | 0.0016476 | 0 | 0 | 1.2103e-05 | 0.011043 |  | 4479.8284 | 1552.365 | 2276.9122 | 2363.3002 | 0 | 0 | 0.73747 | 10673.1433 | 8699 | 12
2004 | 12 | 28 | 10 | 0.0038393 | 0.0021011 | 0.0031198 | 0.0019147 | 0 | 0 | 1.2103e-05 | 0.010987 |  | 3815.2204 | 1830.6373 | 2296.1751 | 2746.4928 | 0 | 0 | 0.73747 | 10689.2631 | 8700 | 12
2004 | 12 | 28 | 11 | 0.0036738 | 0.0021419 | 0.003232 | 0.0019749 | 0 | 0 | 1.2103e-05 | 0.011035 |  | 3650.765 | 1866.2665 | 2378.7446 | 2832.7596 | 0 | 0 | 0.73747 | 10729.2732 | 8701 | 12
2004 | 12 | 28 | 12 | 0.003992 | 0.0019973 | 0.0032487 | 0.0019572 | 0 | 0 | 1.2103e-05 | 0.011207 |  | 3966.9438 | 1740.1988 | 2391.0367 | 2807.3591 | 0 | 0 | 0.73747 | 10906.2758 | 8702 | 12
2004 | 12 | 28 | 13 | 0.0040346 | 0.0018893 | 0.0032269 | 0.001795 | 0 | 0 | 1.2103e-05 | 0.010958 |  | 4009.3444 | 1646.1675 | 2375.006 | 2574.6856 | 0 | 0 | 0.73747 | 10605.9411 | 8703 | 12
2004 | 12 | 28 | 14 | 0.0036748 | 0.001998 | 0.0032635 | 0.0014971 | 0 | 0 | 1.2103e-05 | 0.010446 |  | 3651.8046 | 1740.824 | 2401.8973 | 2147.5136 | 0 | 0 | 0.73747 | 9942.7769 | 8704 | 12
2004 | 12 | 28 | 15 | 0.0036763 | 0.0019506 | 0.0031836 | 0.0014735 | 0 | 0 | 1.2103e-05 | 0.010296 |  | 3653.2929 | 1699.5602 | 2343.0851 | 2113.6516 | 0 | 0 | 0.73747 | 9810.3272 | 8705 | 12
2004 | 12 | 28 | 16 | 0.0038971 | 0.0019107 | 0.0030849 | 0.0015826 | 0 | 0 | 1.2103e-05 | 0.010487 |  | 3872.6782 | 1664.8005 | 2270.5007 | 2270.1135 | 0 | 0 | 0.73747 | 10078.8304 | 8706 | 12
2004 | 12 | 28 | 17 | 0.0049768 | 0.0017619 | 0.0031181 | 0.0016045 | 0 | 0 | 1.2103e-05 | 0.011473 |  | 4945.5864 | 1535.1267 | 2294.8938 | 2301.5429 | 0 | 0 | 0.73747 | 11077.8873 | 8707 | 12
2004 | 12 | 28 | 18 | 0.0058505 | 0.0017422 | 0.0031435 | 0.0011088 | 4.3962e-05 | 2.0399e-06 | 1.2103e-05 | 0.011903 |  | 5813.8201 | 1517.9514 | 2313.6261 | 1590.4745 | 13.131 | 1.1411 | 0.73747 | 11250.8817 | 8708 | 12
2004 | 12 | 28 | 19 | 0.0065414 | 0.0014601 | 0.003022 | 0.0010781 | 0.00017585 | 8.1595e-06 | 1.2103e-05 | 0.012298 |  | 6500.4121 | 1272.2027 | 2224.1851 | 1546.4279 | 52.5241 | 4.5645 | 0.73747 | 11601.0539 | 8709 | 12
2004 | 12 | 28 | 20 | 0.0064057 | 0.0014134 | 0.0029642 | 0.0010576 | 0.00017585 | 8.1595e-06 | 1.2103e-05 | 0.012037 |  | 6365.5799 | 1231.5192 | 2181.6489 | 1517.0944 | 52.5241 | 4.5645 | 0.73747 | 11353.6685 | 8710 | 12
2004 | 12 | 28 | 21 | 0.0061541 | 0.001436 | 0.0029033 | 0.0010515 | 0.00017585 | 8.1595e-06 | 1.2103e-05 | 0.011741 |  | 6115.4776 | 1251.2094 | 2136.8205 | 1508.2235 | 52.5241 | 4.5645 | 0.73747 | 11069.557 | 8711 | 12
2004 | 12 | 28 | 22 | 0.0056057 | 0.0014588 | 0.0028302 | 0.0010569 | 0.00017585 | 8.1595e-06 | 1.2103e-05 | 0.011148 |  | 5570.5863 | 1271.0223 | 2083.0342 | 1516.0146 | 52.5241 | 4.5645 | 0.73747 | 10498.4835 | 8712 | 12
2004 | 12 | 28 | 23 | 0.0050317 | 0.0014265 | 0.0026887 | 0.00088534 | 0.00017585 | 8.1595e-06 | 1.2103e-05 | 0.010228 |  | 5000.1958 | 1242.9443 | 1978.8493 | 1269.9419 | 52.5241 | 4.5645 | 0.73747 | 9549.7573 | 8713 | 12
2004 | 12 | 28 | 24 | 0.0036557 | 0.0016603 | 0.0024622 | 0.00086117 | 0.00017585 | 8.1595e-06 | 1.2103e-05 | 0.0088355 |  | 3632.7324 | 1446.6034 | 1812.1924 | 1235.2635 | 52.5241 | 4.5645 | 0.73747 | 8184.6177 | 8714 | 12
2004 | 12 | 29 | 1 | 0.0029597 | 0.0017713 | 0.0023401 | 0.00086185 | 0.00017585 | 8.1595e-06 | 1.2103e-05 | 0.008129 |  | 2941.1298 | 1543.3512 | 1722.2768 | 1236.2411 | 52.5241 | 4.5645 | 0.73747 | 7500.8248 | 8715 | 12
2004 | 12 | 29 | 2 | 0.0025147 | 0.0018687 | 0.0022517 | 0.00086229 | 0.00017585 | 8.1595e-06 | 1.2103e-05 | 0.0076935 |  | 2498.956 | 1628.1803 | 1657.2301 | 1236.8786 | 52.5241 | 4.5645 | 0.73747 | 7079.071 | 8716 | 12
2004 | 12 | 29 | 3 | 0.0023942 | 0.0019002 | 0.0022218 | 0.00085627 | 0.00017585 | 8.1595e-06 | 1.2103e-05 | 0.0075686 |  | 2379.1897 | 1655.6496 | 1635.2314 | 1228.2385 | 52.5241 | 4.5645 | 0.73747 | 6956.1352 | 8717 | 12
2004 | 12 | 29 | 4 | 0.0025745 | 0.0018095 | 0.0022054 | 0.00085627 | 0.00017585 | 8.1595e-06 | 1.2103e-05 | 0.0076418 |  | 2558.4093 | 1576.606 | 1623.1456 | 1228.2328 | 52.5241 | 4.5645 | 0.73747 | 7044.2198 | 8718 | 12
2004 | 12 | 29 | 5 | 0.0025713 | 0.0018111 | 0.0022203 | 0.00085177 | 0.00017585 | 8.1595e-06 | 1.2103e-05 | 0.0076505 |  | 2555.1382 | 1578.043 | 1634.0923 | 1221.7865 | 52.5241 | 4.5645 | 0.73747 | 7046.8861 | 8719 | 12
2004 | 12 | 29 | 6 | 0.0027349 | 0.0018193 | 0.0023273 | 0.00083568 | 0.00017585 | 8.1595e-06 | 1.2103e-05 | 0.0079134 |  | 2717.793 | 1585.1826 | 1712.8812 | 1198.7007 | 52.5241 | 4.5645 | 0.73747 | 7272.3835 | 8720 | 12
2004 | 12 | 29 | 7 | 0.0034506 | 0.0018342 | 0.0026331 | 0.00098547 | 0 | 0 | 1.2103e-05 | 0.0089155 |  | 3428.9958 | 1598.1523 | 1937.9127 | 1413.5591 | 0 | 0 | 0.73747 | 8379.3573 | 8721 | 12
2004 | 12 | 29 | 8 | 0.0043438 | 0.0017372 | 0.0030044 | 0.0014503 | 0 | 0 | 1.2103e-05 | 0.010548 |  | 4316.5406 | 1513.6167 | 2211.2184 | 2080.2608 | 0 | 0 | 0.73747 | 10122.374 | 8722 | 12
2004 | 12 | 29 | 9 | 0.0047135 | 0.0017817 | 0.0031121 | 0.0015687 | 0 | 0 | 1.2103e-05 | 0.011188 |  | 4683.9349 | 1552.365 | 2290.5005 | 2250.156 | 0 | 0 | 0.73747 | 10777.6939 | 8723 | 12
2004 | 12 | 29 | 10 | 0.0040478 | 0.0021011 | 0.0032302 | 0.0017069 | 0 | 0 | 1.2103e-05 | 0.011098 |  | 4022.3781 | 1830.6373 | 2377.4325 | 2448.4552 | 0 | 0 | 0.73747 | 10679.6406 | 8724 | 12
2004 | 12 | 29 | 11 | 0.00386 | 0.0021419 | 0.0032871 | 0.0017437 | 0 | 0 | 1.2103e-05 | 0.011045 |  | 3835.7872 | 1866.2665 | 2419.3131 | 2501.2033 | 0 | 0 | 0.73747 | 10623.3076 | 8725 | 12
2004 | 12 | 29 | 12 | 0.0041696 | 0.0019973 | 0.003232 | 0.0018026 | 0 | 0 | 1.2103e-05 | 0.011214 |  | 4143.465 | 1740.1988 | 2378.7495 | 2585.6745 | 0 | 0 | 0.73747 | 10848.8253 | 8726 | 12
2004 | 12 | 29 | 13 | 0.0042243 | 0.0018893 | 0.0032448 | 0.0024941 | 0 | 0 | 1.2103e-05 | 0.011865 |  | 4197.7917 | 1646.1675 | 2388.127 | 3577.5813 | 0 | 0 | 0.73747 | 11810.405 | 8727 | 12
2004 | 12 | 29 | 14 | 0.0038501 | 0.001998 | 0.0033113 | 0.0025451 | 0 | 0 | 1.2103e-05 | 0.011717 |  | 3825.9891 | 1740.824 | 2437.1226 | 3650.7454 | 0 | 0 | 0.73747 | 11655.4185 | 8728 | 12
2004 | 12 | 29 | 15 | 0.0038318 | 0.0019506 | 0.0032745 | 0.0023844 | 0 | 0 | 1.2103e-05 | 0.011453 |  | 3807.8183 | 1699.5602 | 2409.9915 | 3420.2634 | 0 | 0 | 0.73747 | 11338.3709 | 8729 | 12
2004 | 12 | 29 | 16 | 0.0040615 | 0.0019107 | 0.0031461 | 0.001984 | 0 | 0 | 1.2103e-05 | 0.011115 |  | 4036.07 | 1664.8005 | 2315.5415 | 2845.8655 | 0 | 0 | 0.73747 | 10863.0151 | 8730 | 12
2004 | 12 | 29 | 17 | 0.0051775 | 0.0017619 | 0.0031527 | 0.001825 | 0 | 0 | 1.2103e-05 | 0.011929 |  | 5145.0194 | 1535.1267 | 2320.3999 | 2617.7347 | 0 | 0 | 0.73747 | 11619.0181 | 8731 | 12
2004 | 12 | 29 | 18 | 0.0060306 | 0.0017422 | 0.0031881 | 0.0014749 | 4.3962e-05 | 2.0399e-06 | 1.2103e-05 | 0.012494 |  | 5992.8095 | 1517.9514 | 2346.438 | 2115.5508 | 13.131 | 1.1411 | 0.73747 | 11987.7595 | 8732 | 12
2004 | 12 | 29 | 19 | 0.0067363 | 0.0014601 | 0.0030516 | 0.0013955 | 0.00017585 | 8.1595e-06 | 1.2103e-05 | 0.01284 |  | 6694.0422 | 1272.2027 | 2245.9922 | 2001.6679 | 52.5241 | 4.5645 | 0.73747 | 12271.7311 | 8733 | 12
2004 | 12 | 29 | 20 | 0.0065873 | 0.0014134 | 0.0030058 | 0.0013963 | 0.00017585 | 8.1595e-06 | 1.2103e-05 | 0.012599 |  | 6546.0231 | 1231.5192 | 2212.2239 | 2002.8433 | 52.5241 | 4.5645 | 0.73747 | 12050.4355 | 8734 | 12
2004 | 12 | 29 | 21 | 0.0063207 | 0.001436 | 0.0029796 | 0.0013753 | 0.00017585 | 8.1595e-06 | 1.2103e-05 | 0.012308 |  | 6281.079 | 1251.2094 | 2192.9291 | 1972.7692 | 52.5241 | 4.5645 | 0.73747 | 11755.8127 | 8735 | 12
2004 | 12 | 29 | 22 | 0.005777 | 0.0014588 | 0.0029064 | 0.0013104 | 0.00017585 | 8.1595e-06 | 1.2103e-05 | 0.011649 |  | 5740.816 | 1271.0223 | 2139.0835 | 1879.5794 | 52.5241 | 4.5645 | 0.73747 | 11088.3272 | 8736 | 12
2004 | 12 | 29 | 23 | 0.0051929 | 0.0014265 | 0.0028019 | 0.0012877 | 0.00017585 | 8.1595e-06 | 1.2103e-05 | 0.010905 |  | 5160.331 | 1242.9443 | 2062.1996 | 1847.1147 | 52.5241 | 4.5645 | 0.73747 | 10370.4156 | 8737 | 12
2004 | 12 | 29 | 24 | 0.0038133 | 0.0016603 | 0.0026261 | 0.0012672 | 0.00017585 | 8.1595e-06 | 1.2103e-05 | 0.0095631 |  | 3789.4385 | 1446.6034 | 1932.7749 | 1817.7292 | 52.5241 | 4.5645 | 0.73747 | 9044.3721 | 8738 | 12
2004 | 12 | 30 | 1 | 0.0027141 | 0.0017713 | 0.0023738 | 0.0012692 | 0.00017585 | 8.1595e-06 | 1.2103e-05 | 0.0083245 |  | 2697.0564 | 1543.3512 | 1747.0877 | 1820.4892 | 52.5241 | 4.5645 | 0.73747 | 7865.8105 | 8739 | 12
2004 | 12 | 30 | 2 | 0.0022762 | 0.0018687 | 0.0023112 | 0.0012312 | 0.00017585 | 8.1595e-06 | 1.2103e-05 | 0.0078835 |  | 2261.9752 | 1628.1803 | 1701.0216 | 1766.0902 | 52.5241 | 4.5645 | 0.73747 | 7415.0933 | 8740 | 12
2004 | 12 | 30 | 3 | 0.0021621 | 0.0019002 | 0.0022695 | 0.0012297 | 0.00017585 | 8.1595e-06 | 1.2103e-05 | 0.0077576 |  | 2148.5772 | 1655.6496 | 1670.3019 | 1763.8645 | 52.5241 | 4.5645 | 0.73747 | 7296.2192 | 8741 | 12
2004 | 12 | 30 | 4 | 0.0023231 | 0.0018095 | 0.0022374 | 0.001245 | 0.00017585 | 8.1595e-06 | 1.2103e-05 | 0.0078111 |  | 2308.5005 | 1576.606 | 1646.746 | 1785.8231 | 52.5241 | 4.5645 | 0.73747 | 7375.5018 | 8742 | 12
2004 | 12 | 30 | 5 | 0.0023292 | 0.0018111 | 0.0022449 | 0.0012451 | 0.00017585 | 8.1595e-06 | 1.2103e-05 | 0.0078265 |  | 2314.6042 | 1578.043 | 1652.2287 | 1785.9948 | 52.5241 | 4.5645 | 0.73747 | 7388.6967 | 8743 | 12
2004 | 12 | 30 | 6 | 0.0024806 | 0.0018193 | 0.0023465 | 0.0012501 | 0.00017585 | 8.1595e-06 | 1.2103e-05 | 0.0080927 |  | 2465.0759 | 1585.1826 | 1726.9799 | 1793.1865 | 52.5241 | 4.5645 | 0.73747 | 7628.2509 | 8744 | 12
2004 | 12 | 30 | 7 | 0.0031458 | 0.0018342 | 0.0026201 | 0.0013118 | 0 | 0 | 1.2103e-05 | 0.0089239 |  | 3126.0631 | 1598.1523 | 1928.3427 | 1881.5912 | 0 | 0 | 0.73747 | 8534.8868 | 8745 | 12
2004 | 12 | 30 | 8 | 0.0040227 | 0.0017372 | 0.0029964 | 0.0019201 | 0 | 0 | 1.2103e-05 | 0.010688 |  | 3997.4549 | 1513.6167 | 2205.3542 | 2754.146 | 0 | 0 | 0.73747 | 10471.3092 | 8746 | 12
2004 | 12 | 30 | 9 | 0.0043717 | 0.0017817 | 0.0031468 | 0.002181 | 0 | 0 | 1.2103e-05 | 0.011493 |  | 4344.3366 | 1552.365 | 2316.0548 | 3128.3833 | 0 | 0 | 0.73747 | 11341.8772 | 8747 | 12
2004 | 12 | 30 | 10 | 0.0037009 | 0.0021011 | 0.0031977 | 0.0021796 | 0 | 0 | 1.2103e-05 | 0.011191 |  | 3677.7029 | 1830.6373 | 2353.4969 | 3126.414 | 0 | 0 | 0.73747 | 10988.9886 | 8748 | 12
2004 | 12 | 30 | 11 | 0.0035502 | 0.0021419 | 0.0032337 | 0.0021763 | 0 | 0 | 1.2103e-05 | 0.011114 |  | 3527.9418 | 1866.2665 | 2380.0163 | 3121.7086 | 0 | 0 | 0.73747 | 10896.6708 | 8749 | 12
2004 | 12 | 30 | 12 | 0.0038741 | 0.0019973 | 0.0032346 | 0.0018168 | 0 | 0 | 1.2103e-05 | 0.010935 |  | 3849.7638 | 1740.1988 | 2380.6089 | 2606.0979 | 0 | 0 | 0.73747 | 10577.4068 | 8750 | 12
2004 | 12 | 30 | 13 | 0.0039088 | 0.0018893 | 0.0031811 | 0.001774 | 0 | 0 | 1.2103e-05 | 0.010765 |  | 3884.2476 | 1646.1675 | 2341.2862 | 2544.6549 | 0 | 0 | 0.73747 | 10417.0936 | 8751 | 12
2004 | 12 | 30 | 14 | 0.0035585 | 0.001998 | 0.0032474 | 0.0019186 | 0 | 0 | 1.2103e-05 | 0.010735 |  | 3536.1757 | 1740.824 | 2390.1001 | 2751.9901 | 0 | 0 | 0.73747 | 10419.8274 | 8752 | 12
2004 | 12 | 30 | 15 | 0.0035731 | 0.0019506 | 0.0031766 | 0.0016231 | 0 | 0 | 1.2103e-05 | 0.010335 |  | 3550.7144 | 1699.5602 | 2337.9556 | 2328.1352 | 0 | 0 | 0.73747 | 9917.1029 | 8753 | 12
2004 | 12 | 30 | 16 | 0.003788 | 0.0019107 | 0.0030511 | 0.0016351 | 0 | 0 | 1.2103e-05 | 0.010397 |  | 3764.2138 | 1664.8005 | 2245.5646 | 2345.454 | 0 | 0 | 0.73747 | 10020.7705 | 8754 | 12
2004 | 12 | 30 | 17 | 0.0048436 | 0.0017619 | 0.0030328 | 0.0016047 | 0 | 0 | 1.2103e-05 | 0.011255 |  | 4813.197 | 1535.1267 | 2232.1398 | 2301.8101 | 0 | 0 | 0.73747 | 10883.0111 | 8755 | 12
2004 | 12 | 30 | 18 | 0.0057309 | 0.0017422 | 0.0030739 | 0.001445 | 4.3962e-05 | 2.0399e-06 | 1.2103e-05 | 0.01205 |  | 5695.0016 | 1517.9514 | 2262.358 | 2072.6807 | 13.131 | 1.1411 | 0.73747 | 11563.0014 | 8756 | 12
2004 | 12 | 30 | 19 | 0.0064121 | 0.0014601 | 0.0029342 | 0.0014443 | 0.00017585 | 8.1595e-06 | 1.2103e-05 | 0.012447 |  | 6371.8747 | 1272.2027 | 2159.5664 | 2071.7496 | 52.5241 | 4.5645 | 0.73747 | 11933.2195 | 8757 | 12
2004 | 12 | 30 | 20 | 0.0062852 | 0.0014134 | 0.0028749 | 0.0014336 | 0.00017585 | 8.1595e-06 | 1.2103e-05 | 0.012203 |  | 6245.7964 | 1231.5192 | 2115.9303 | 2056.4079 | 52.5241 | 4.5645 | 0.73747 | 11707.4799 | 8758 | 12
2004 | 12 | 30 | 21 | 0.0060434 | 0.001436 | 0.0028492 | 0.0014318 | 0.00017585 | 8.1595e-06 | 1.2103e-05 | 0.011957 |  | 6005.5465 | 1251.2094 | 2096.9677 | 2053.7829 | 52.5241 | 4.5645 | 0.73747 | 11465.3327 | 8759 | 12
2004 | 12 | 30 | 22 | 0.005492 | 0.0014588 | 0.0027495 | 0.0014298 | 0.00017585 | 8.1595e-06 | 1.2103e-05 | 0.011326 |  | 5457.5829 | 1271.0223 | 2023.602 | 2050.9009 | 52.5241 | 4.5645 | 0.73747 | 10860.9341 | 8760 | 12
2004 | 12 | 30 | 23 | 0.0049248 | 0.0014265 | 0.0025988 | 0.0014112 | 0.00017585 | 8.1595e-06 | 1.2103e-05 | 0.010557 |  | 4893.8933 | 1242.9443 | 1912.6724 | 2024.174 | 52.5241 | 4.5645 | 0.73747 | 10131.5099 | 8761 | 12
2004 | 12 | 30 | 24 | 0.003551 | 0.0016603 | 0.0023944 | 0.0014154 | 0.00017585 | 8.1595e-06 | 1.2103e-05 | 0.0092172 |  | 3528.7062 | 1446.6034 | 1762.2717 | 2030.2312 | 52.5241 | 4.5645 | 0.73747 | 8825.6386 | 8762 | 12
2004 | 12 | 31 | 1 | 0.0027194 | 0.0018416 | 0.0021134 | 0.001387 | 0.00017585 | 8.1595e-06 | 1.2103e-05 | 0.0082576 |  | 2702.3957 | 1604.6195 | 1555.4378 | 1989.5156 | 52.5241 | 4.5645 | 0.73747 | 7909.7948 | 8763 | 12
2004 | 12 | 31 | 2 | 0.0025084 | 0.0018379 | 0.0020191 | 0.0014029 | 0.00017585 | 8.1595e-06 | 1.2103e-05 | 0.0079646 |  | 2492.7025 | 1601.3795 | 1486.0785 | 2012.3905 | 52.5241 | 4.5645 | 0.73747 | 7650.377 | 8764 | 12
2004 | 12 | 31 | 3 | 0.00224 | 0.0018672 | 0.0020157 | 0.0014313 | 0.00017585 | 8.1595e-06 | 1.2103e-05 | 0.0077503 |  | 2225.9894 | 1626.8856 | 1483.5192 | 2053.0512 | 52.5241 | 4.5645 | 0.73747 | 7447.2715 | 8765 | 12
2004 | 12 | 31 | 4 | 0.00221 | 0.0018539 | 0.0019873 | 0.0013234 | 0.00017585 | 8.1595e-06 | 1.2103e-05 | 0.0075707 |  | 2196.1886 | 1615.2588 | 1462.615 | 1898.279 | 52.5241 | 4.5645 | 0.73747 | 7230.1675 | 8766 | 12
2004 | 12 | 31 | 5 | 0.0020867 | 0.0019012 | 0.0020389 | 0.0012901 | 0.00017585 | 8.1595e-06 | 1.2103e-05 | 0.007513 |  | 2073.5752 | 1656.5018 | 1500.6051 | 1850.5634 | 52.5241 | 4.5645 | 0.73747 | 7139.0714 | 8767 | 12
2004 | 12 | 31 | 6 | 0.0023005 | 0.0018822 | 0.0020465 | 0.0012458 | 0.00017585 | 8.1595e-06 | 1.2103e-05 | 0.0076712 |  | 2286.1202 | 1639.9365 | 1506.2337 | 1787.0491 | 52.5241 | 4.5645 | 0.73747 | 7277.1656 | 8768 | 12
2004 | 12 | 31 | 7 | 0.0026335 | 0.0018946 | 0.0022146 | 0.0012553 | 0 | 0 | 1.2103e-05 | 0.0080101 |  | 2617.0022 | 1650.7304 | 1629.9332 | 1800.5639 | 0 | 0 | 0.73747 | 7698.9672 | 8769 | 12
2004 | 12 | 31 | 8 | 0.0031121 | 0.0018813 | 0.0023652 | 0.0012983 | 0 | 0 | 1.2103e-05 | 0.0086691 |  | 3092.5995 | 1639.1896 | 1740.7836 | 1862.3164 | 0 | 0 | 0.73747 | 8335.6266 | 8770 | 12
2004 | 12 | 31 | 9 | 0.0038794 | 0.0017847 | 0.0023565 | 0.0013596 | 0 | 0 | 1.2103e-05 | 0.0093923 |  | 3855.0376 | 1554.9912 | 1734.3531 | 1950.2457 | 0 | 0 | 0.73747 | 9095.365 | 8771 | 12
2004 | 12 | 31 | 10 | 0.0045495 | 0.0017761 | 0.0023402 | 0.0013771 | 0 | 0 | 1.2103e-05 | 0.010055 |  | 4521.0135 | 1547.538 | 1722.3962 | 1975.387 | 0 | 0 | 0.73747 | 9767.0722 | 8772 | 12
2004 | 12 | 31 | 11 | 0.0043997 | 0.0018803 | 0.0022931 | 0.0014593 | 0 | 0 | 1.2103e-05 | 0.010044 |  | 4372.0867 | 1638.2664 | 1687.7364 | 2093.1715 | 0 | 0 | 0.73747 | 9791.9983 | 8773 | 12
2004 | 12 | 31 | 12 | 0.0045315 | 0.0018553 | 0.0023146 | 0.001565 | 0 | 0 | 1.2103e-05 | 0.010278 |  | 4503.0465 | 1616.5074 | 1703.5479 | 2244.7874 | 0 | 0 | 0.73747 | 10068.6267 | 8774 | 12
2004 | 12 | 31 | 13 | 0.004681 | 0.0017613 | 0.0023212 | 0.0016805 | 0 | 0 | 1.2103e-05 | 0.010456 |  | 4651.6096 | 1534.6479 | 1708.3626 | 2410.5236 | 0 | 0 | 0.73747 | 10305.8813 | 8775 | 12
2004 | 12 | 31 | 14 | 0.004384 | 0.0017611 | 0.0023665 | 0.0017446 | 0 | 0 | 1.2103e-05 | 0.010268 |  | 4356.5282 | 1534.454 | 1741.7128 | 2502.4156 | 0 | 0 | 0.73747 | 10135.848 | 8776 | 12
2004 | 12 | 31 | 15 | 0.0042571 | 0.001663 | 0.0023653 | 0.0017876 | 0 | 0 | 1.2103e-05 | 0.010085 |  | 4230.4516 | 1448.9632 | 1740.8471 | 2564.1409 | 0 | 0 | 0.73747 | 9985.1403 | 8777 | 12
2004 | 12 | 31 | 16 | 0.0047126 | 0.0015552 | 0.002368 | 0.0017807 | 0 | 0 | 1.2103e-05 | 0.010429 |  | 4683.04 | 1355.0769 | 1742.8293 | 2554.227 | 0 | 0 | 0.73747 | 10335.9107 | 8778 | 12
2004 | 12 | 31 | 17 | 0.0051775 | 0.0015218 | 0.0023629 | 0.0016543 | 0 | 0 | 1.2103e-05 | 0.010729 |  | 5144.9996 | 1325.9206 | 1739.0845 | 2372.8835 | 0 | 0 | 0.73747 | 10583.6257 | 8779 | 12
2004 | 12 | 31 | 18 | 0.0063106 | 0.0013196 | 0.0024147 | 0.0016488 | 4.3962e-05 | 2.0399e-06 | 1.2103e-05 | 0.011752 |  | 6271.0087 | 1149.7759 | 1777.1889 | 2365.0487 | 13.131 | 1.1411 | 0.73747 | 11578.0317 | 8780 | 12
2004 | 12 | 31 | 19 | 0.0068682 | 0.0011276 | 0.0023801 | 0.0016535 | 0.00017585 | 8.1595e-06 | 1.2103e-05 | 0.012226 |  | 6825.1518 | 982.498 | 1751.7532 | 2371.8378 | 52.5241 | 4.5645 | 0.73747 | 11989.0668 | 8781 | 12
2004 | 12 | 31 | 20 | 0.0061301 | 0.0012723 | 0.0023286 | 0.0016436 | 0.00017585 | 8.1595e-06 | 1.2103e-05 | 0.011571 |  | 6091.6594 | 1108.5643 | 1713.8651 | 2357.5889 | 52.5241 | 4.5645 | 0.73747 | 11329.5039 | 8782 | 12
2004 | 12 | 31 | 21 | 0.0056167 | 0.0013691 | 0.0022627 | 0.0016201 | 0.00017585 | 8.1595e-06 | 1.2103e-05 | 0.011065 |  | 5581.4783 | 1192.9209 | 1665.3436 | 2323.8975 | 52.5241 | 4.5645 | 0.73747 | 10821.4664 | 8783 | 12
2004 | 12 | 31 | 22 | 0.0055382 | 0.0012964 | 0.0022477 | 0.0016661 | 0.00017585 | 8.1595e-06 | 1.2103e-05 | 0.010944 |  | 5503.4414 | 1129.5477 | 1654.3142 | 2389.7989 | 52.5241 | 4.5645 | 0.73747 | 10734.9282 | 8784 | 12
2004 | 12 | 31 | 23 | 0.0049391 | 0.0013142 | 0.0021357 | 0.0016699 | 0.00017585 | 8.1595e-06 | 1.2103e-05 | 0.010255 |  | 4908.1466 | 1145.0868 | 1571.851 | 2395.3253 | 52.5241 | 4.5645 | 0.73747 | 10078.2358 | 8785 | 12
2004 | 12 | 31 | 24 | 0.0033035 | 0.0017069 | 0.0020803 | 0.0016565 | 0.00017585 | 8.1595e-06 | 1.2103e-05 | 0.0089434 |  | 3282.7853 | 1487.2514 | 1531.0804 | 2376.1066 | 52.5241 | 4.5645 | 0.73747 | 8735.0498 | 8786 | 12
|  |  |  | 26.6703 | 13.1477 | 25.4043 | 29.8146 | 0.76947 | 0.035168 | 0.10319 | 95.9446 |  | 26503100.3719 | 11455522.0483 | 18697352.8531 | 42766148 | 229832.8487 | 19673.28 | 6288 | 99677917.402
[8 empty] | Non-Coincident Peak Demand |  |  |  |  | Residential | GS<50kW | GS 50 - 999kW | GS 1000 - 4999kW | Street Lighting | Sentinel Lighting | USL | LDC Monthly Max Demand | Lookup Ref (row #)
[11 empty] | 1 | Jan | 7281.0134 | 2045.9852 | 3062.9966 | 6519.3194 | 52.0041 | 3.6588 | 0.72517 | 16725.6333 | 620
[11 empty] | 2 | Feb | 6630.2006 | 2028.0625 | 3245.8236 | 6356.5977 | 52.0041 | 3.795 | 0.75192 | 16508.6633 | 1292
[11 empty] | 3 | Mar | 6143.7034 | 1920.9822 | 3294.5495 | 6476.1761 | 52.0041 | 3.1984 | 0.71491 | 16056.5012 | 1967
[11 empty] | 4 | Apr | 5512.5039 | 1673.2558 | 3033.6887 | 6491.1885 | 52.5241 | 5.1845 | 0.72069 | 15126.0062 | 2303
[11 empty] | 5 | May | 4733.0746 | 1605.8642 | 2895.3694 | 6842.039 | 52.5241 | 4.0031 | 0.70528 | 14291.0601 | 3191
[11 empty] | 6 | Jun | 4758.1631 | 1514.1532 | 3002.0775 | 6760.9624 | 52.5241 | 4.5992 | 0.71322 | 15084.7806 | 4194
[11 empty] | 7 | Jul | 4996.3772 | 1751.2158 | 2703.9003 | 6602.053 | 52.5241 | 6.1422 | 0.70351 | 14170.8894 | 4506
[11 empty] | 8 | Aug | 4621.9038 | 1642.7993 | 2386.3456 | 6994.6258 | 52.5241 | 5.156 | 0.69035 | 14227.4982 | 5370
[11 empty] | 9 | Sep | 5204.6029 | 1604.7856 | 2469.3135 | 6913.1563 | 52.5241 | 5.6827 | 0.71843 | 14027.0876 | 6215
[11 empty] | 10 | Oct | 5412.2005 | 1640.0019 | 2674.0382 | 6827.8549 | 52.5241 | 4.7422 | 0.69456 | 14097.7522 | 7030
[11 empty] | 11 | Nov | 5932.3854 | 1795.3707 | 2612.6553 | 6811.2217 | 52.5241 | 4.6372 | 0.71717 | 15201.1778 | 8037
[11 empty] | 12 | Dec | 7278.979 | 1908.3852 | 2561.3691 | 6893.2047 | 52.5241 | 4.5645 | 0.73747 | 16777.8285 | 8421
[12 empty] | 1NCP | 7281.0134 | 2045.9852 | 3294.5495 | 6994.6258 | 52.5241 | 6.1422 | 0.75192
[10 empty] | Input into Cost Allocation model |  | 4NCP | 27333.8964 | 7903.415 | 12637.0584 | 27643.0258 | 210.0964 | 22.1654 | 2.9352
[12 empty] | 12NCP | 68505.1079 | 21130.8616 | 33942.1274 | 80488.3995 | 628.7291 | 55.3639 | 8.5927
[8 empty] | Coincident Peak Demand |  |  |  |  | Residential | GS<50kW | GS 50 - 999kW | GS 1000 - 4999kW | Street Lighting | Sentinel Lighting | USL | LDC Monthly Concident Peak Demand | Date from row # | CHECK
[11 empty] | 1 | Jan | 6438.0749 | 1377.3463 | 2764.0876 | 6089.7366 | 52.0041 | 3.6588 | 0.72517 | 16725.6333 | 620 | 16725.6333 | 0
[11 empty] | 2 | Feb | 6210.4559 | 1470.0642 | 2817.8672 | 5953.7251 | 52.0041 | 3.795 | 0.75192 | 16508.6633 | 1292 | 16508.6633 | 0
[11 empty] | 3 | Mar | 6143.7034 | 1037.7265 | 2749.26 | 6069.8941 | 52.0041 | 3.1984 | 0.71491 | 16056.5012 | 1967 | 16056.5012 | 0
[11 empty] | 4 | Apr | 5486.8925 | 730.6173 | 2463.2077 | 6386.8593 | 52.5241 | 5.1845 | 0.72069 | 15126.0062 | 2303 | 15126.0062 | 0
[11 empty] | 5 | May | 4341.0233 | 916.1177 | 2489.3454 | 6487.3411 | 52.5241 | 4.0031 | 0.70528 | 14291.0601 | 3191 | 14291.0601 | 0
[11 empty] | 6 | Jun | 4617.6173 | 1059.3357 | 2646.152 | 6760.9624 | 0 | 0 | 0.71322 | 15084.7806 | 4194 | 15084.7806 | 0
[11 empty] | 7 | Jul | 4209.3058 | 1063.1276 | 2346.7512 | 6551.0014 | 0 | 0 | 0.70351 | 14170.8894 | 4506 | 14170.8894 | 0
[11 empty] | 8 | Aug | 4406.9929 | 1027.0775 | 2114.9354 | 6677.802 | 0 | 0 | 0.69035 | 14227.4982 | 5370 | 14227.4982 | 0
[11 empty] | 9 | Sep | 4541.8691 | 864.8431 | 1982.1495 | 6579.3007 | 52.5241 | 5.6827 | 0.71843 | 14027.0876 | 6215 | 14027.0876 | 0
[11 empty] | 10 | Oct | 4636.9654 | 909.5888 | 1986.7521 | 6506.485 | 52.5241 | 4.7422 | 0.69456 | 14097.7522 | 7030 | 14097.7522 | 0
[11 empty] | 11 | Nov | 5126.2352 | 1140.9045 | 2276.21 | 6599.9496 | 52.5241 | 4.6372 | 0.71717 | 15201.1778 | 8037 | 15201.1778 | 0
[11 empty] | 12 | Dec | 6351.5417 | 1272.2027 | 2229.9644 | 6866.2937 | 52.5241 | 4.5645 | 0.73747 | 16777.8285 | 8421 | 16777.8285 | 0
[12 empty] | 1CP | 6351.5417 | 1272.2027 | 2229.9644 | 6866.2937 | 52.5241 | 4.5645 | 0.73747 | 16777.8285 |  | 16777.8285
[10 empty] | Input into Cost Allocation model |  | 4CP | 25143.7758 | 5157.3397 | 10561.1791 | 24979.6494 | 208.5363 | 15.2167 | 2.9295 | 66068.6264 |  | 66068.6264
[12 empty] | 12CP | 62510.6774 | 12868.9518 | 28866.6824 | 77529.3509 | 471.1568 | 39.4664 | 8.5927 | 182294.8784 |  | 182294.8784
Note on X8790: Richard Bucknall: Find the row where the LDC monthly max demand is the largest for each month. Use this row to select the Coincident Demand for each rate class in the table below
Note on V8819: Richard Bucknall: Max Demand of LDC, then select same month for each rate class
Note on N8821: Richard Bucknall: Use the month in which the Max Demand for LDC total occurs - see cells V8808 to V8819
Note on N8822: Richard B: See cells V8808 to V8819 to select the highest, 2nd, 3rd and 4th max demand for LDC total