## Monthly Data
Date | Year | Residential_kWh | Res_CDM | Res_NoCDM | Residential_Customers | GS_lt_50_kWh | GS_lt_50_Customersomers | GS_lt_50_CDM | GS_lt_50_NoCDM | GS_gt_50_kWh | GS_gt_50_CDM | GS_gt_50_NoCDM | GS_gt_50_kW | GS_gt_50_Customers | Streetlights_kWh | Streetlights_kW | Streetlights_Connections | USL_kWh | USL_Customers | USL Connections | GDP | Ont_FTEAdj | Tor_FTEAdj | Ham_FTEAdj | Ont_FTE | Tor_FTE | Ham_FTE | MeanTemp | HDD20 | CDD20 | HDD18 | CDD18 | HDD16 | CDD16 | HDD14 | CDD14 | HDD12 | CDD12 | HDD10 | CDD10 | HDD8 | CDD8 | Jan | Feb | Mar | Apr | May | Jun | Jul | Aug | Sept | Oct | Nov | Dec | Spring | Fall | Shoulder | Trend | Month Days | Peak Days | AvgRes | AvgResD | ResD | AvgGSlt50 | AvgGSlt50D | GSlt50D | AvgGSgt50 | AvgGSgt50MD | AvgGSgt50PD | GSgt50MD | GSgt50PD
2010-01-01 | 2010 | 49397907 | 0 | 49397907 | 57642 | 15762767 | 4982 | 0 | 15762767 | 77865432 | 0 | 77865432 | 193851 | 979 | 975753 | 2155 | 14457 | 292706 | 0 | 603 | 609770.3 | 6466.9 | 2836.8 | 368.4 | 6434.5 | 2831.9 | 365.5 | -3.5871 | 731.2 | 0 | 669.2 | 0 | 607.2 | 0 | 545.2 | 0 | 483.2 | 0 | 421.2 | 0 | 359.2 | 0 | 1 | 0 | 0 | 0 | 0 | 0 | 0 | 0 | 0 | 0 | 0 | 0 | 0 | 0 | 0 | 1 | 31 | 20 | 856.9777 | 27.6444 | 1593480.871 | 3163.9436 | 102.0627 | 508476.3548 | 79535.6813 | 2565.6671 | 3976.7841 | 2511788.129 | 3893271.6
2010-02-01 | 2010 | 40768686 | 0 | 40768686 | 57677 | 14456043 | 4991 | 0 | 14456043 | 70892677 | 0 | 70892677 | 190226 | 978 | 824273 | 2184 | 14457 | 291806 | 0 | 604 | 609770.3 | 6471 | 2842.3 | 366.3 | 6404.1 | 2825.6 | 360.3 | -2.0214 | 616.6 | 0 | 560.6 | 0 | 504.6 | 0 | 448.6 | 0 | 392.6 | 0 | 336.6 | 0 | 280.6 | 0 | 0 | 1 | 0 | 0 | 0 | 0 | 0 | 0 | 0 | 0 | 0 | 0 | 0 | 0 | 0 | 2 | 28 | 19 | 706.8448 | 25.2445 | 1456024.5 | 2896.4222 | 103.4436 | 516287.25 | 72487.3998 | 2588.8357 | 3815.1263 | 2531881.3214 | 3731193.5263
2010-03-01 | 2010 | 40910014 | 0 | 40910014 | 57709 | 14266604 | 4993 | 0 | 14266604 | 76083324 | 0 | 76083324 | 199292 | 983 | 823304 | 2202 | 14599 | 293979 | 0 | 605 | 609770.3 | 6477.5 | 2849.8 | 367.5 | 6377.2 | 2813.8 | 359.4 | 4.5032 | 480.4 | 0 | 418.4 | 0 | 356.4 | 0 | 294.4 | 0 | 232.4 | 0 | 172.7 | 2.3 | 118.9 | 10.5 | 0 | 0 | 1 | 0 | 0 | 0 | 0 | 0 | 0 | 0 | 0 | 0 | 1 | 0 | 1 | 3 | 31 | 23 | 708.9018 | 22.8678 | 1319677.871 | 2857.321 | 92.1716 | 460213.0323 | 77399.1089 | 2496.7454 | 3365.1786 | 2454300.7742 | 3307970.6087
2010-04-01 | 2010 | 36681881 | 0 | 36681881 | 57751 | 12709245 | 4962 | 0 | 12709245 | 70016664 | 0 | 70016664 | 181890 | 994 | 698785 | 2202 | 14701 | 291851 | 0 | 606 | 609770.3 | 6485 | 2844.4 | 364.7 | 6401.7 | 2815.5 | 358.4 | 9.7033 | 308.9 | 0 | 248.9 | 0 | 188.9 | 0 | 130.3 | 1.4 | 78.5 | 9.6 | 39.8 | 30.9 | 11.4 | 62.5 | 0 | 0 | 0 | 1 | 0 | 0 | 0 | 0 | 0 | 0 | 0 | 0 | 1 | 0 | 1 | 4 | 30 | 20 | 635.1731 | 21.1724 | 1222729.3667 | 2561.315 | 85.3772 | 423641.5 | 70439.2998 | 2347.9767 | 3521.965 | 2333888.8 | 3500833.2
2010-05-01 | 2010 | 44687288 | 0 | 44687288 | 57814 | 13617876 | 4969 | 0 | 13617876 | 75214102 | 0 | 75214102 | 191949 | 996 | 635554 | 2202 | 14701 | 292854 | 0 | 605 | 609770.3 | 6506.8 | 2847.5 | 364.3 | 6468.9 | 2831.7 | 362.4 | 14.5484 | 178.6 | 9.6 | 131.8 | 24.8 | 91.8 | 46.8 | 59.9 | 76.9 | 36.5 | 115.5 | 20 | 161 | 6 | 209 | 0 | 0 | 0 | 0 | 1 | 0 | 0 | 0 | 0 | 0 | 0 | 0 | 1 | 0 | 1 | 5 | 31 | 20 | 772.9493 | 24.9338 | 1441525.4194 | 2740.5667 | 88.4054 | 439286.3226 | 75516.1667 | 2436.0054 | 3775.8083 | 2426261.3548 | 3760705.1
2010-06-01 | 2010 | 51533466 | 0 | 51533466 | 57809 | 14352297 | 4976 | 0 | 14352297 | 78113215 | 0 | 78113215 | 218312 | 997 | 571953 | 2202 | 14701 | 292127 | 0 | 588 | 609770.3 | 6540.8 | 2859.9 | 367.2 | 6578.9 | 2867.7 | 370.1 | 19.37 | 47.6 | 28.7 | 20.3 | 61.4 | 3.9 | 105 | 0 | 161.1 | 0 | 221.1 | 0 | 281.1 | 0 | 341.1 | 0 | 0 | 0 | 0 | 0 | 1 | 0 | 0 | 0 | 0 | 0 | 0 | 0 | 0 | 0 | 6 | 30 | 22 | 891.4437 | 29.7148 | 1717782.2 | 2884.3041 | 96.1435 | 478409.9 | 78348.2598 | 2611.6087 | 3561.2845 | 2603773.8333 | 3550600.6818
2010-07-01 | 2010 | 61497459 | 0 | 61497459 | 57987 | 16022256 | 4982 | 0 | 16022256 | 83811408 | 0 | 83811408 | 209550 | 995 | 612762 | 2202 | 14701 | 292850 | 0 | 611 | 609770.3 | 6561 | 2878.7 | 372.2 | 6640.9 | 2899.6 | 375.7 | 23.4129 | 6.2 | 112 | 0.6 | 168.4 | 0 | 229.8 | 0 | 291.8 | 0 | 353.8 | 0 | 415.8 | 0 | 477.8 | 0 | 0 | 0 | 0 | 0 | 0 | 1 | 0 | 0 | 0 | 0 | 0 | 0 | 0 | 0 | 7 | 31 | 21 | 1060.5387 | 34.2109 | 1983789 | 3216.0289 | 103.7429 | 516846.9677 | 84232.5709 | 2717.1797 | 4011.0748 | 2703593.8065 | 3991019.4286
2010-08-01 | 2010 | 57219511 | 0 | 57219511 | 58018 | 15750964 | 4983 | 0 | 15750964 | 83014987 | 0 | 83014987 | 213330 | 998 | 688288 | 2202 | 14701 | 292538 | 0 | 605 | 609770.3 | 6568.9 | 2895.3 | 377 | 6662.6 | 2928.4 | 379.1 | 22.7 | 6.1 | 89.8 | 0 | 145.7 | 0 | 207.7 | 0 | 269.7 | 0 | 331.7 | 0 | 393.7 | 0 | 455.7 | 0 | 0 | 0 | 0 | 0 | 0 | 0 | 1 | 0 | 0 | 0 | 0 | 0 | 0 | 0 | 8 | 31 | 21 | 986.2372 | 31.8141 | 1845790.6774 | 3160.94 | 101.9658 | 508095.6129 | 83181.3497 | 2683.2693 | 3961.0167 | 2677902.8065 | 3953094.619
2010-09-01 | 2010 | 45833578 | 0 | 45833578 | 58071 | 13403453 | 4981 | 0 | 13403453 | 73574953 | 0 | 73574953 | 223610 | 1000 | 759741 | 2202 | 14701 | 292222 | 0 | 605 | 609770.3 | 6556 | 2891.8 | 377.3 | 6611.2 | 2912 | 376.7 | 16.9533 | 113.9 | 22.5 | 67.5 | 36.1 | 28.2 | 56.8 | 5.8 | 94.4 | 0.1 | 148.7 | 0 | 208.6 | 0 | 268.6 | 0 | 0 | 0 | 0 | 0 | 0 | 0 | 0 | 1 | 0 | 0 | 0 | 0 | 1 | 1 | 9 | 30 | 21 | 789.2679 | 26.3089 | 1527785.9333 | 2690.9161 | 89.6972 | 446781.7667 | 73574.953 | 2452.4984 | 3503.5692 | 2452498.4333 | 3503569.1905
2010-10-01 | 2010 | 41340554 | 0 | 41340554 | 58121 | 13142565 | 4981 | 0 | 13142565 | 71065323 | 0 | 71065323 | 210107 | 1006 | 885728 | 2202 | 14701 | 292554 | 0 | 605 | 609770.3 | 6551.6 | 2893.7 | 373.6 | 6587.1 | 2907.8 | 372.9 | 11.5581 | 261.7 | 0 | 199.9 | 0.2 | 141.1 | 3.4 | 89.2 | 13.5 | 44.2 | 30.5 | 16 | 64.3 | 5.9 | 116.2 | 0 | 0 | 0 | 0 | 0 | 0 | 0 | 0 | 0 | 1 | 0 | 0 | 0 | 1 | 1 | 10 | 31 | 20 | 711.2843 | 22.9447 | 1333566.2581 | 2638.5394 | 85.1142 | 423953.7097 | 70641.4742 | 2278.7572 | 3532.0737 | 2292429.7742 | 3553266.15
2010-11-01 | 2010 | 39815993 | 0 | 39815993 | 58162 | 13574075 | 5023 | 0 | 13574075 | 71655511 | 0 | 71655511 | 196628 | 1007 | 943199 | 2202 | 14701 | 292222 | 0 | 605 | 609770.3 | 6555.7 | 2893.6 | 372.3 | 6566.6 | 2895.2 | 371.5 | 5.2633 | 442.1 | 0 | 382.1 | 0 | 322.1 | 0 | 262.1 | 0 | 202.7 | 0.6 | 145 | 2.9 | 91 | 8.9 | 0 | 0 | 0 | 0 | 0 | 0 | 0 | 0 | 0 | 0 | 1 | 0 | 0 | 1 | 1 | 11 | 30 | 22 | 684.5706 | 22.819 | 1327199.7667 | 2702.384 | 90.0795 | 452469.1667 | 71157.4091 | 2371.9136 | 3234.4277 | 2388517.0333 | 3257068.6818
2010-12-01 | 2010 | 47209999 | 0 | 47209999 | 58247 | 15142180 | 5036 | 0 | 15142180 | 74889412 | 0 | 74889412 | 174261 | 1013 | 1048047 | 2259 | 14701 | 294842 | 0 | 601 | 609770.3 | 6578.3 | 2918.5 | 370.9 | 6584.1 | 2927.8 | 370.2 | -2.4387 | 695.6 | 0 | 633.6 | 0 | 571.6 | 0 | 509.6 | 0 | 447.6 | 0 | 385.6 | 0 | 323.9 | 0.3 | 0 | 0 | 0 | 0 | 0 | 0 | 0 | 0 | 0 | 0 | 0 | 1 | 0 | 0 | 0 | 12 | 31 | 21 | 810.5138 | 26.1456 | 1522903.1935 | 3006.7871 | 96.9931 | 488457.4194 | 73928.3435 | 2384.7853 | 3520.3973 | 2415787.4839 | 3566162.4762
2011-01-01 | 2011 | 49366174 | 90742.4761 | 49456916.4761 | 58273 | 15948894 | 5045 | 46233.3349 | 15995127.3349 | 79314255 | 184951.0928 | 79499206.0928 | 192635 | 1021 | 1026582 | 2268 | 14927 | 292859 | 0 | 604 | 625936.9 | 6606.3 | 2938.5 | 372.1 | 6571.2 | 2934.1 | 369.4 | -5.4419 | 788.7 | 0 | 726.7 | 0 | 664.7 | 0 | 602.7 | 0 | 540.7 | 0 | 478.7 | 0 | 416.7 | 0 | 1 | 0 | 0 | 0 | 0 | 0 | 0 | 0 | 0 | 0 | 0 | 0 | 0 | 0 | 0 | 13 | 31 | 20 | 848.7107 | 27.3778 | 1595384.4025 | 3170.491 | 102.2739 | 515971.8495 | 77864.0608 | 2511.7439 | 3893.203 | 2564490.5191 | 3974960.3046
2011-02-01 | 2011 | 41646640 | 90742.4761 | 41737382.4761 | 58299 | 14508851 | 5089 | 46233.3349 | 14555084.3349 | 71604165 | 184951.0928 | 71789116.0928 | 189352 | 977 | 858134 | 2277 | 14976 | 276643 | 0 | 604 | 625936.9 | 6619.5 | 2947.4 | 369.6 | 6548.1 | 2929.4 | 365.4 | -3.6143 | 661.2 | 0 | 605.2 | 0 | 549.2 | 0 | 493.2 | 0 | 437.2 | 0 | 381.2 | 0 | 325.2 | 0 | 0 | 1 | 0 | 0 | 0 | 0 | 0 | 0 | 0 | 0 | 0 | 0 | 0 | 0 | 0 | 14 | 28 | 19 | 715.9194 | 25.5685 | 1490620.8027 | 2860.107 | 102.1467 | 519824.4405 | 73479.1362 | 2624.2549 | 3867.323 | 2563897.0033 | 3778374.5312
2011-03-01 | 2011 | 42432747 | 90742.4761 | 42523489.4761 | 58318 | 15118512 | 5088 | 46233.3349 | 15164745.3349 | 79168308 | 184951.0928 | 79353259.0928 | 199423 | 979 | 851260 | 2277 | 15036 | 278717 | 0 | 599 | 625936.9 | 6628.6 | 2938.7 | 369.8 | 6523.7 | 2901.9 | 363.6 | 0.40323 | 607.5 | 0 | 545.5 | 0 | 483.5 | 0 | 421.5 | 0 | 359.5 | 0 | 297.5 | 0 | 237.8 | 2.3 | 0 | 0 | 1 | 0 | 0 | 0 | 0 | 0 | 0 | 0 | 0 | 0 | 1 | 0 | 1 | 15 | 31 | 23 | 729.1658 | 23.5215 | 1371725.467 | 2980.4924 | 96.1449 | 489185.3334 | 81055.423 | 2614.6911 | 3524.1488 | 2559782.5514 | 3450141.6997
2011-04-01 | 2011 | 38424019 | 90742.4761 | 38514761.4761 | 58345 | 13472398 | 5085 | 46233.3349 | 13518631.3349 | 71394821 | 184951.0928 | 71579772.0928 | 177390 | 980 | 722513 | 2277 | 15036 | 276431 | 0 | 599 | 625936.9 | 6635.5 | 2929.9 | 372 | 6550 | 2898.7 | 367.1 | 6.1433 | 415.7 | 0 | 355.7 | 0 | 295.7 | 0 | 235.7 | 0 | 177.5 | 1.8 | 125.8 | 10.1 | 75.8 | 20.1 | 0 | 0 | 0 | 1 | 0 | 0 | 0 | 0 | 0 | 0 | 0 | 0 | 1 | 0 | 1 | 16 | 30 | 19 | 660.121 | 22.004 | 1283825.3825 | 2658.5312 | 88.6177 | 450621.0445 | 73040.5838 | 2434.6861 | 3844.2413 | 2385992.4031 | 3767356.4259
2011-05-01 | 2011 | 42408613 | 90742.4761 | 42499355.4761 | 58385 | 13580628 | 5078 | 46233.3349 | 13626861.3349 | 74077734 | 184951.0928 | 74262685.0928 | 196574 | 982 | 657139 | 2277 | 15036 | 271003 | 0 | 600 | 625936.9 | 6645.8 | 2930.2 | 375 | 6612 | 2912 | 374.6 | 11.9677 | 251.7 | 2.7 | 191.7 | 4.7 | 134.8 | 9.8 | 85.7 | 22.7 | 42.4 | 41.4 | 12.8 | 73.8 | 3.3 | 126.3 | 0 | 0 | 0 | 0 | 1 | 0 | 0 | 0 | 0 | 0 | 0 | 0 | 1 | 0 | 1 | 17 | 31 | 21 | 727.9157 | 23.4812 | 1370946.9508 | 2683.5095 | 86.5648 | 439576.1721 | 75623.9156 | 2439.4811 | 3601.1388 | 2395570.4869 | 3536318.3378
2011-06-01 | 2011 | 49689088 | 90742.4761 | 49779830.4761 | 58495 | 14441555 | 5082 | 46233.3349 | 14487788.3349 | 76932742 | 184951.0928 | 77117693.0928 | 200273 | 985 | 591348 | 2277 | 15036 | 270213 | 0 | 605 | 625936.9 | 6662 | 2934.9 | 375.2 | 6706.8 | 2941 | 379.2 | 18.6533 | 53.2 | 12.8 | 22.4 | 42 | 6.8 | 86.4 | 0.3 | 139.9 | 0 | 199.6 | 0 | 259.6 | 0 | 319.6 | 0 | 0 | 0 | 0 | 0 | 1 | 0 | 0 | 0 | 0 | 0 | 0 | 0 | 0 | 0 | 18 | 30 | 22 | 851.01 | 28.367 | 1659327.6825 | 2850.8045 | 95.0268 | 482926.2778 | 78292.0742 | 2609.7358 | 3558.7306 | 2570589.7698 | 3505349.686
2011-07-01 | 2011 | 61625002 | 90742.4761 | 61715744.4761 | 58515 | 16563549 | 5096 | 46233.3349 | 16609782.3349 | 84466569 | 184951.0928 | 84651520.0928 | 214167 | 983 | 634718 | 2277 | 15036 | 271583 | 0 | 605 | 625936.9 | 6665.8 | 2928.1 | 375.3 | 6755.3 | 2949.3 | 379.4 | 24.1258 | 2.6 | 130.5 | 0 | 189.9 | 0 | 251.9 | 0 | 313.9 | 0 | 375.9 | 0 | 437.9 | 0 | 499.9 | 0 | 0 | 0 | 0 | 0 | 0 | 1 | 0 | 0 | 0 | 0 | 0 | 0 | 0 | 0 | 19 | 31 | 20 | 1054.6996 | 34.0226 | 1990830.467 | 3259.3764 | 105.1412 | 535799.4302 | 86115.4833 | 2777.9188 | 4305.7742 | 2730694.1965 | 4232576.0046
2011-08-01 | 2011 | 56052529 | 90742.4761 | 56143271.4761 | 58526 | 15817066 | 5089 | 46233.3349 | 15863299.3349 | 82014098 | 184951.0928 | 82199049.0928 | 238830 | 983 | 758824 | 2276 | 15041 | 271317 | 0 | 606 | 625936.9 | 6677.5 | 2922.7 | 371.4 | 6778 | 2957.5 | 372.8 | 21.8194 | 7.1 | 63.5 | 0 | 118.4 | 0 | 180.4 | 0 | 242.4 | 0 | 304.4 | 0 | 366.4 | 0 | 428.4 | 0 | 0 | 0 | 0 | 0 | 0 | 0 | 1 | 0 | 0 | 0 | 0 | 0 | 0 | 0 | 20 | 31 | 22 | 959.2877 | 30.9448 | 1811073.2734 | 3117.1742 | 100.554 | 511719.3334 | 83620.5993 | 2697.4387 | 3800.9363 | 2651582.2288 | 3736320.4133
2011-09-01 | 2011 | 44303045 | 90742.4761 | 44393787.4761 | 58615 | 13485911 | 5088 | 46233.3349 | 13532144.3349 | 74299994 | 184951.0928 | 74484945.0928 | 200230 | 984 | 788049 | 2277 | 15041 | 271024 | 0 | 606 | 625936.9 | 6674.4 | 2918.3 | 372.6 | 6734.6 | 2940.6 | 371.1 | 17.6167 | 83.1 | 11.6 | 41.6 | 30.1 | 16.5 | 65 | 5.7 | 114.2 | 0.4 | 168.9 | 0 | 228.5 | 0 | 288.5 | 0 | 0 | 0 | 0 | 0 | 0 | 0 | 0 | 1 | 0 | 0 | 0 | 0 | 1 | 1 | 21 | 30 | 21 | 757.3793 | 25.246 | 1479792.9159 | 2659.6196 | 88.654 | 451071.4778 | 75696.0824 | 2523.2027 | 3604.5754 | 2482831.5031 | 3546902.1473
2011-10-01 | 2011 | 41882054 | 90742.4761 | 41972796.4761 | 58637 | 13233997 | 5102 | 46233.3349 | 13280230.3349 | 71946177 | 184951.0928 | 72131128.0928 | 204528 | 983 | 918269 | 2277 | 15041 | 271610 | 0 | 606 | 625936.9 | 6668.1 | 2912.1 | 374.6 | 6702.2 | 2925.9 | 373.4 | 11.5871 | 261.7 | 0.9 | 203.5 | 4.7 | 148.4 | 11.6 | 102.2 | 27.4 | 61.1 | 48.3 | 30.6 | 79.8 | 13.2 | 124.4 | 0 | 0 | 0 | 0 | 0 | 0 | 0 | 0 | 0 | 1 | 0 | 0 | 0 | 1 | 1 | 22 | 31 | 20 | 715.8074 | 23.0906 | 1353961.1766 | 2602.946 | 83.966 | 428394.5269 | 73378.5637 | 2367.0504 | 3668.9282 | 2326810.5836 | 3606556.4046
2011-11-01 | 2011 | 39806546 | 90742.4761 | 39897288.4761 | 58706 | 13536526 | 5122 | 46233.3349 | 13582759.3349 | 70880320 | 184951.0928 | 71065271.0928 | 208328 | 991 | 981306 | 2287 | 15041 | 271024 | 0 | 606 | 625936.9 | 6662.8 | 2908.5 | 383.7 | 6669.4 | 2909.9 | 381.7 | 8.0533 | 358.4 | 0 | 298.4 | 0 | 238.4 | 0 | 179.4 | 1 | 127.1 | 8.7 | 82 | 23.6 | 50 | 51.6 | 0 | 0 | 0 | 0 | 0 | 0 | 0 | 0 | 0 | 0 | 1 | 0 | 0 | 1 | 1 | 23 | 30 | 22 | 679.6118 | 22.6537 | 1329909.6159 | 2651.8468 | 88.3949 | 452758.6445 | 71710.6671 | 2390.3556 | 3259.5758 | 2368842.3698 | 3230239.5951
2011-12-01 | 2011 | 43716549 | 90742.4761 | 43807291.4761 | 58745 | 14776178 | 5123 | 46233.3349 | 14822411.3349 | 72129927 | 184951.0928 | 72314878.0928 | 175026 | 995 | 1059138 | 2287 | 15041 | 274355 | 0 | 606 | 625936.9 | 6667.5 | 2903 | 387.6 | 6668.3 | 2910.1 | 386.4 | 2.4742 | 543.3 | 0 | 481.3 | 0 | 419.3 | 0 | 357.3 | 0 | 295.3 | 0 | 233.4 | 0.1 | 173.9 | 2.6 | 0 | 0 | 0 | 0 | 0 | 0 | 0 | 0 | 0 | 0 | 0 | 1 | 0 | 0 | 0 | 24 | 31 | 20 | 745.7195 | 24.0555 | 1413138.4347 | 2893.3069 | 93.3325 | 478142.3011 | 72678.2694 | 2344.4603 | 3633.9135 | 2332738.003 | 3615743.9046
2012-01-01 | 2012 | 46828561 | 242119.8973 | 47070680.8973 | 58846 | 15377774 | 5121 | 114356.2817 | 15492130.2817 | 77199795 | 661548.963 | 77861343.963 | 208709 | 996 | 1035847 | 2287 | 15041 | 372128 | 0 | 609 | 634944.3 | 6673.6 | 2903.3 | 390.1 | 6635.9 | 2898.2 | 387.2 | -0.34516 | 630.7 | 0 | 568.7 | 0 | 506.7 | 0 | 444.7 | 0 | 382.7 | 0 | 320.7 | 0 | 258.7 | 0 | 1 | 0 | 0 | 0 | 0 | 0 | 0 | 0 | 0 | 0 | 0 | 0 | 0 | 0 | 0 | 25 | 31 | 21 | 799.896 | 25.8031 | 1518409.0612 | 3025.2158 | 97.5876 | 499746.1381 | 78174.0401 | 2521.7432 | 3722.5733 | 2511656.2569 | 3707683.0459
2012-02-01 | 2012 | 40144723 | 242119.8973 | 40386842.8973 | 58886 | 14331621 | 5127 | 114356.2817 | 14445977.2817 | 72250757 | 661548.963 | 72912305.963 | 186053 | 995 | 893228 | 2287 | 15041 | 271088 | 0 | 607 | 634944.3 | 6670.7 | 2901.2 | 388.4 | 6598 | 2881 | 385.8 | 0.84828 | 555.4 | 0 | 497.4 | 0 | 439.4 | 0 | 381.4 | 0 | 323.4 | 0 | 265.4 | 0 | 207.4 | 0 | 0 | 1 | 0 | 0 | 0 | 0 | 0 | 0 | 0 | 0 | 0 | 0 | 0 | 0 | 0 | 26 | 29 | 20 | 685.848 | 23.6499 | 1392649.7551 | 2817.6277 | 97.1596 | 498137.1476 | 73278.6995 | 2526.8517 | 3663.935 | 2514217.447 | 3645615.2982
2012-03-01 | 2012 | 38792419 | 242119.8973 | 39034538.8973 | 58950 | 14211977 | 5122 | 114356.2817 | 14326333.2817 | 74228247 | 661548.963 | 74889795.963 | 180847 | 996 | 852724 | 2287 | 15041 | 272285 | 0 | 605 | 634944.3 | 6674 | 2907.4 | 385 | 6569.8 | 2869.6 | 380.7 | 6.1129 | 430.5 | 0 | 368.5 | 0 | 306.5 | 0 | 244.8 | 0.3 | 184.9 | 2.4 | 132.9 | 12.4 | 93.1 | 34.6 | 0 | 0 | 1 | 0 | 0 | 0 | 0 | 0 | 0 | 0 | 0 | 0 | 1 | 0 | 1 | 27 | 31 | 22 | 662.1635 | 21.3601 | 1259178.6741 | 2797.0194 | 90.2264 | 462139.7833 | 75190.5582 | 2425.5019 | 3417.7526 | 2415799.8698 | 3404081.6347
2012-04-01 | 2012 | 37716766 | 242119.8973 | 37958885.8973 | 59035 | 13069683 | 5123 | 114356.2817 | 13184039.2817 | 69239673 | 661548.963 | 69901221.963 | 191354 | 996 | 723442 | 2287 | 15095 | 270583 | 0 | 605 | 634944.3 | 6685.8 | 2912.5 | 382.5 | 6603.3 | 2883 | 378.9 | 7.86 | 364.2 | 0 | 304.2 | 0 | 244.2 | 0 | 186.6 | 2.4 | 134.2 | 10 | 83.5 | 19.3 | 38 | 33.8 | 0 | 0 | 0 | 1 | 0 | 0 | 0 | 0 | 0 | 0 | 0 | 0 | 1 | 0 | 1 | 28 | 30 | 19 | 642.9895 | 21.433 | 1265296.1966 | 2573.4998 | 85.7833 | 439467.9761 | 70181.9498 | 2339.3983 | 3693.7868 | 2330040.7321 | 3679011.6823
2012-05-01 | 2012 | 42865233 | 242119.8973 | 43107352.8973 | 59072 | 13868621 | 5123 | 114356.2817 | 13982977.2817 | 75036444 | 661548.963 | 75697992.963 | 200873 | 998 | 658589 | 2287 | 15095 | 271142 | 0 | 604 | 634944.3 | 6690.1 | 2917.9 | 376.3 | 6658.1 | 2902.3 | 375.1 | 15.4903 | 152 | 12.2 | 101 | 23.2 | 62 | 46.2 | 31.1 | 77.3 | 11.4 | 119.6 | 1.9 | 172.1 | 0 | 232.2 | 0 | 0 | 0 | 0 | 1 | 0 | 0 | 0 | 0 | 0 | 0 | 0 | 1 | 0 | 1 | 29 | 31 | 22 | 729.7426 | 23.5401 | 1390559.7709 | 2729.451 | 88.0468 | 451063.7833 | 75849.6923 | 2446.7643 | 3447.7133 | 2441870.7407 | 3440817.862
2012-06-01 | 2012 | 52997688 | 242119.8973 | 53239807.8973 | 59132 | 14868354 | 5127 | 114356.2817 | 14982710.2817 | 77981189 | 661548.963 | 78642737.963 | 208434 | 999 | 593850 | 2287 | 15095 | 270556 | 0 | 604 | 634944.3 | 6693.3 | 2928.6 | 371.5 | 6737.2 | 2937.8 | 373.8 | 20.6333 | 44.2 | 63.2 | 22.7 | 101.7 | 8 | 147 | 1.1 | 200.1 | 0 | 259 | 0 | 319 | 0 | 379 | 0 | 0 | 0 | 0 | 0 | 1 | 0 | 0 | 0 | 0 | 0 | 0 | 0 | 0 | 0 | 30 | 30 | 21 | 900.3553 | 30.0118 | 1774660.2632 | 2922.3152 | 97.4105 | 499423.6761 | 78721.4594 | 2624.0486 | 3748.6409 | 2621424.5988 | 3744892.284
2012-07-01 | 2012 | 63233816 | 242119.8973 | 63475935.8973 | 59180 | 16622947 | 5135 | 114356.2817 | 16737303.2817 | 84647767 | 661548.963 | 85309315.963 | 214820 | 1000 | 638139 | 2289 | 15095 | 271142 | 0 | 604 | 634944.3 | 6694.6 | 2949.2 | 368.7 | 6778.6 | 2965.9 | 372.6 | 24.2258 | 0 | 131 | 0 | 193 | 0 | 255 | 0 | 317 | 0 | 379 | 0 | 441 | 0 | 503 | 0 | 0 | 0 | 0 | 0 | 0 | 1 | 0 | 0 | 0 | 0 | 0 | 0 | 0 | 0 | 31 | 31 | 21 | 1072.591 | 34.5997 | 2047610.8354 | 3259.4554 | 105.1437 | 539913.0091 | 85309.316 | 2751.9134 | 4062.3484 | 2751913.4182 | 4062348.3792
2012-08-01 | 2012 | 57288251 | 242119.8973 | 57530370.8973 | 59175 | 15780828 | 5147 | 114356.2817 | 15895184.2817 | 81855567 | 661548.963 | 82517115.963 | 226247 | 999 | 717791 | 2289 | 15096 | 270450 | 0 | 604 | 634944.3 | 6703.3 | 2968.4 | 371.3 | 6797.9 | 2997.9 | 374.1 | 22.2194 | 2.7 | 71.5 | 0 | 130.8 | 0 | 192.8 | 0 | 254.8 | 0 | 316.8 | 0 | 378.8 | 0 | 440.8 | 0 | 0 | 0 | 0 | 0 | 0 | 0 | 1 | 0 | 0 | 0 | 0 | 0 | 0 | 0 | 32 | 31 | 22 | 972.2074 | 31.3615 | 1855818.416 | 3088.2425 | 99.6207 | 512747.8801 | 82599.7157 | 2664.507 | 3754.5325 | 2661842.4504 | 3750777.9983
2012-09-01 | 2012 | 46380786 | 242119.8973 | 46622905.8973 | 59185 | 14057851 | 5148 | 114356.2817 | 14172207.2817 | 74012181 | 661548.963 | 74673729.963 | 209543 | 999 | 792296 | 2289 | 15096 | 270145 | 0 | 603 | 634944.3 | 6707.4 | 2985.6 | 376.3 | 6763.1 | 3001.5 | 376.1 | 17.3867 | 97.3 | 18.9 | 58.4 | 40 | 28.3 | 69.9 | 11.3 | 112.9 | 0.9 | 162.5 | 0 | 221.6 | 0 | 281.6 | 0 | 0 | 0 | 0 | 0 | 0 | 0 | 0 | 1 | 0 | 0 | 0 | 0 | 1 | 1 | 33 | 30 | 19 | 787.7487 | 26.2583 | 1554096.8632 | 2752.954 | 91.7651 | 472406.9094 | 74748.4784 | 2491.6159 | 3934.1304 | 2489124.3321 | 3930196.3138
2012-10-01 | 2012 | 41744479 | 242119.8973 | 41986598.8973 | 59026 | 13542230 | 5150 | 114356.2817 | 13656586.2817 | 72712948 | 661548.963 | 73374496.963 | 222776 | 998 | 919844 | 2289 | 15096 | 270729 | 0 | 603 | 634944.3 | 6710 | 3002.1 | 377.5 | 6740.9 | 3012.7 | 375.9 | 10.8161 | 284.7 | 0 | 223.2 | 0.5 | 164.5 | 3.8 | 110.6 | 11.9 | 66.6 | 29.9 | 29.7 | 55 | 9.2 | 96.5 | 0 | 0 | 0 | 0 | 0 | 0 | 0 | 0 | 0 | 1 | 0 | 0 | 0 | 1 | 1 | 34 | 31 | 22 | 711.3238 | 22.9459 | 1354406.416 | 2651.7643 | 85.5408 | 440535.0413 | 73521.54 | 2371.6626 | 3341.8882 | 2366919.2569 | 3335204.4074
2012-11-01 | 2012 | 39247878 | 242119.8973 | 39489997.8973 | 59073 | 14045765 | 5162 | 114356.2817 | 14160121.2817 | 72147206 | 661548.963 | 72808754.963 | 204520 | 1000 | 979610 | 2289 | 15096 | 270145 | 0 | 603 | 634944.3 | 6722.4 | 3019.5 | 377.9 | 6727.4 | 3019 | 373.6 | 4.8367 | 454.9 | 0 | 394.9 | 0 | 334.9 | 0 | 274.9 | 0 | 216.8 | 1.9 | 161 | 6.1 | 107 | 12.1 | 0 | 0 | 0 | 0 | 0 | 0 | 0 | 0 | 0 | 0 | 1 | 0 | 0 | 1 | 1 | 35 | 30 | 22 | 668.4949 | 22.2832 | 1316333.2632 | 2743.1463 | 91.4382 | 472004.0427 | 72808.755 | 2426.9585 | 3309.4889 | 2426958.4988 | 3309488.862
2012-12-01 | 2012 | 44598971 | 242119.8973 | 44841090.8973 | 59257 | 14927116 | 5168 | 114356.2817 | 15041472.2817 | 72026072 | 661548.963 | 72687620.963 | 168867 | 1004 | 1061020 | 2290 | 15105 | 273475 | 0 | 603 | 634944.3 | 6740.6 | 3030.3 | 378.6 | 6740.2 | 3033.6 | 375.8 | 2.5355 | 541.4 | 0 | 479.4 | 0 | 417.4 | 0 | 355.4 | 0 | 293.4 | 0 | 233.3 | 1.9 | 173.8 | 4.4 | 0 | 0 | 0 | 0 | 0 | 0 | 0 | 0 | 0 | 0 | 0 | 1 | 0 | 0 | 0 | 36 | 31 | 19 | 756.7223 | 24.4104 | 1446486.8031 | 2910.5016 | 93.8871 | 485208.7833 | 72398.0288 | 2335.4203 | 3810.4226 | 2344761.9665 | 3825664.2612
2013-01-01 | 2013 | 47625731 | 369590.7209 | 47995321.7209 | 59206 | 15656809 | 5177 | 181207.6227 | 15838016.6227 | 78054141 | 1222924.8949 | 79277065.8949 | 204487 | 1001 | 1038014 | 2290 | 15105 | 260443 | 25 | 586 | 643937 | 6758.8 | 3038 | 380.4 | 6721.7 | 3030.3 | 378.6 | -0.74839 | 643.2 | 0 | 581.2 | 0 | 519.2 | 0 | 457.2 | 0 | 395.2 | 0 | 334.3 | 1.1 | 277.6 | 6.4 | 1 | 0 | 0 | 0 | 0 | 0 | 0 | 0 | 0 | 0 | 0 | 0 | 0 | 0 | 0 | 37 | 31 | 22 | 810.6496 | 26.15 | 1548236.1845 | 3059.304 | 98.6872 | 510903.762 | 79197.868 | 2554.7699 | 3599.9031 | 2557324.7063 | 3603502.9952
2013-02-01 | 2013 | 40795122 | 369590.7209 | 41164712.7209 | 59219 | 14404989 | 5175 | 181207.6227 | 14586196.6227 | 71543300 | 1222924.8949 | 72766224.8949 | 183323 | 1002 | 867491 | 2290 | 15105 | 259344 | 25 | 586 | 643937 | 6775.5 | 3041.7 | 381.8 | 6702 | 3018.2 | 382.7 | -2.9821 | 643.5 | 0 | 587.5 | 0 | 531.5 | 0 | 475.5 | 0 | 419.5 | 0 | 363.5 | 0 | 307.5 | 0 | 0 | 1 | 0 | 0 | 0 | 0 | 0 | 0 | 0 | 0 | 0 | 0 | 0 | 0 | 0 | 38 | 28 | 19 | 695.1268 | 24.826 | 1470168.3115 | 2818.5887 | 100.6639 | 520935.5937 | 72620.9829 | 2593.6065 | 3822.157 | 2598793.7462 | 3829801.3103
2013-03-01 | 2013 | 42065457 | 369590.7209 | 42435047.7209 | 59221 | 15191000 | 5178 | 181207.6227 | 15372207.6227 | 75672079 | 1222924.8949 | 76895003.8949 | 197492 | 1004 | 856916 | 2290 | 15105 | 261170 | 25 | 586 | 643937 | 6781.1 | 3045.3 | 380.1 | 6675.8 | 3007 | 379.3 | 1.1194 | 585.3 | 0 | 523.3 | 0 | 461.3 | 0 | 399.3 | 0 | 337.3 | 0 | 275.3 | 0 | 214.7 | 1.4 | 0 | 0 | 1 | 0 | 0 | 0 | 0 | 0 | 0 | 0 | 0 | 0 | 1 | 0 | 1 | 39 | 31 | 19 | 716.5541 | 23.1146 | 1368872.5071 | 2968.7539 | 95.7663 | 495877.6652 | 76588.6493 | 2470.6016 | 4030.9815 | 2480483.9966 | 4047105.4682
2013-04-01 | 2013 | 38200971 | 369590.7209 | 38570561.7209 | 59208 | 13739432 | 5137 | 181207.6227 | 13920639.6227 | 71263039 | 1222924.8949 | 72485963.8949 | 194894 | 1006 | 727535 | 2290 | 15105 | 258493 | 25 | 580 | 643937 | 6788.9 | 3057 | 377.1 | 6703.7 | 3026.3 | 375.4 | 6.0467 | 418.6 | 0 | 358.6 | 0 | 298.6 | 0 | 240.2 | 1.6 | 183 | 4.4 | 129.4 | 10.8 | 84.2 | 25.6 | 0 | 0 | 0 | 1 | 0 | 0 | 0 | 0 | 0 | 0 | 0 | 0 | 1 | 0 | 1 | 40 | 30 | 22 | 651.4417 | 21.7147 | 1285685.3907 | 2709.8773 | 90.3292 | 464021.3208 | 72053.642 | 2401.7881 | 3275.1655 | 2416198.7965 | 3294816.5407
2013-05-01 | 2013 | 41031626 | 369590.7209 | 41401216.7209 | 59245 | 13706323 | 5144 | 181207.6227 | 13887530.6227 | 73289948 | 1222924.8949 | 74512872.8949 | 190791 | 1006 | 662105 | 2290 | 15105 | 258920 | 25 | 580 | 643937 | 6801.1 | 3073.7 | 378.2 | 6770.3 | 3059.1 | 376.4 | 13.3129 | 216 | 8.7 | 161.5 | 16.2 | 109.9 | 26.6 | 64.6 | 43.3 | 28.2 | 68.9 | 10.7 | 113.4 | 3.5 | 168.2 | 0 | 0 | 0 | 0 | 1 | 0 | 0 | 0 | 0 | 0 | 0 | 0 | 1 | 0 | 1 | 41 | 31 | 22 | 698.8137 | 22.5424 | 1335523.12 | 2699.7532 | 87.0888 | 447984.8588 | 74068.4621 | 2389.3052 | 3366.7483 | 2403641.0611 | 3386948.768
2013-06-01 | 2013 | 47475901 | 369590.7209 | 47845491.7209 | 59259 | 14242326 | 5144 | 181207.6227 | 14423533.6227 | 75046589 | 1222924.8949 | 76269513.8949 | 202400 | 1005 | 595876 | 2290 | 15106 | 256683 | 25 | 580 | 643937 | 6815.2 | 3092.4 | 376.8 | 6861.8 | 3103.8 | 378.6 | 18.4 | 79.4 | 31.4 | 43.6 | 55.6 | 17.8 | 89.8 | 5.6 | 137.6 | 0.1 | 192.1 | 0 | 252 | 0 | 312 | 0 | 0 | 0 | 0 | 0 | 1 | 0 | 0 | 0 | 0 | 0 | 0 | 0 | 0 | 0 | 42 | 30 | 20 | 807.3962 | 26.9132 | 1594849.724 | 2803.9529 | 93.4651 | 480784.4541 | 75890.0636 | 2529.6688 | 3794.5032 | 2542317.1298 | 3813475.6947
2013-07-01 | 2013 | 55945224 | 369590.7209 | 56314814.7209 | 59290 | 16054931 | 5148 | 181207.6227 | 16236138.6227 | 82236270 | 1222924.8949 | 83459194.8949 | 226601 | 1007 | 637883 | 2290 | 15106 | 258065 | 25 | 578 | 643937 | 6826.2 | 3100 | 375.3 | 6917.1 | 3122.7 | 378.7 | 22.2226 | 14.5 | 83.4 | 0.7 | 131.6 | 0 | 192.9 | 0 | 254.9 | 0 | 316.9 | 0 | 378.9 | 0 | 440.9 | 0 | 0 | 0 | 0 | 0 | 0 | 1 | 0 | 0 | 0 | 0 | 0 | 0 | 0 | 0 | 43 | 31 | 22 | 949.8198 | 30.6393 | 1816606.9265 | 3153.8731 | 101.7378 | 523746.4072 | 82879.0416 | 2673.5175 | 3767.2292 | 2692232.0934 | 3793599.768
2013-08-01 | 2013 | 52766493 | 369590.7209 | 53136083.7209 | 59297 | 15318944 | 5147 | 181207.6227 | 15500151.6227 | 79620862 | 1222924.8949 | 80843786.8949 | 214136 | 1008 | 716709 | 2291 | 15123 | 257817 | 25 | 578 | 643937 | 6833.9 | 3110.2 | 364.2 | 6934.7 | 3145.2 | 368.3 | 20.871 | 16.7 | 43.7 | 2.6 | 91.6 | 0 | 151 | 0 | 213 | 0 | 275 | 0 | 337 | 0 | 399 | 0 | 0 | 0 | 0 | 0 | 0 | 0 | 1 | 0 | 0 | 0 | 0 | 0 | 0 | 0 | 44 | 31 | 21 | 896.1007 | 28.9065 | 1714067.2168 | 3011.4924 | 97.1449 | 500004.8911 | 80202.1695 | 2587.1668 | 3819.1509 | 2607864.0934 | 3849704.1379
2013-09-01 | 2013 | 45057319 | 369590.7209 | 45426909.7209 | 59374 | 13954399 | 5152 | 181207.6227 | 14135606.6227 | 72825903 | 1222924.8949 | 74048827.8949 | 209426 | 1009 | 791327 | 2294 | 15123 | 257539 | 25 | 578 | 643937 | 6843.3 | 3116.8 | 362.4 | 6906.9 | 3143.4 | 364.6 | 16.7667 | 110.8 | 13.8 | 67 | 30 | 34.1 | 57.1 | 12.4 | 95.4 | 1.9 | 144.9 | 0 | 203 | 0 | 263 | 0 | 0 | 0 | 0 | 0 | 0 | 0 | 0 | 1 | 0 | 0 | 0 | 0 | 1 | 1 | 45 | 30 | 20 | 765.0977 | 25.5033 | 1514230.324 | 2743.7125 | 91.4571 | 471186.8874 | 73388.3329 | 2446.2778 | 3669.4166 | 2468294.2632 | 3702441.3947
2013-10-01 | 2013 | 41975335 | 369590.7209 | 42344925.7209 | 59424 | 13543420 | 5151 | 181207.6227 | 13724627.6227 | 73219777 | 1222924.8949 | 74442701.8949 | 208131 | 1013 | 922511 | 2295 | 15130 | 258086 | 25 | 578 | 643937 | 6850.3 | 3116 | 363.6 | 6889 | 3136 | 366.5 | 11.8548 | 252.5 | 0 | 193.6 | 3.1 | 138.2 | 9.7 | 93.1 | 26.6 | 62.4 | 57.9 | 40.4 | 97.9 | 21.7 | 141.2 | 0 | 0 | 0 | 0 | 0 | 0 | 0 | 0 | 0 | 1 | 0 | 0 | 0 | 1 | 1 | 46 | 31 | 22 | 712.5896 | 22.9868 | 1365965.3458 | 2664.4589 | 85.9503 | 442729.9233 | 73487.3661 | 2370.5602 | 3340.3348 | 2401377.4805 | 3383759.177
2013-11-01 | 2013 | 40923389 | 369590.7209 | 41292979.7209 | 59441 | 14055709 | 5173 | 181207.6227 | 14236916.6227 | 72373638 | 1222924.8949 | 73596562.8949 | 208178 | 1014 | 982065 | 2295 | 15130 | 257318 | 25 | 514 | 643937 | 6854 | 3113.4 | 369.8 | 6863.8 | 3119.8 | 371.8 | 3.7767 | 486.7 | 0 | 426.7 | 0 | 366.7 | 0 | 306.7 | 0 | 249.6 | 2.9 | 195.6 | 8.9 | 145 | 18.3 | 0 | 0 | 0 | 0 | 0 | 0 | 0 | 0 | 0 | 0 | 1 | 0 | 0 | 1 | 1 | 47 | 30 | 21 | 694.6885 | 23.1563 | 1376432.6574 | 2752.1586 | 91.7386 | 474563.8874 | 72580.4368 | 2419.3479 | 3456.2113 | 2453218.7632 | 3504598.2331
2013-12-01 | 2013 | 46224827 | 369590.7209 | 46594417.7209 | 59649 | 15599120 | 5176 | 181207.6227 | 15780327.6227 | 74788332 | 1222924.8949 | 76011256.8949 | 184874 | 1015 | 1065835 | 2295 | 15130 | 260566 | 25 | 499 | 643937 | 6850.4 | 3108.4 | 373.6 | 6849.3 | 3114.3 | 376.6 | -2.129 | 686 | 0 | 624 | 0 | 562 | 0 | 500 | 0 | 438 | 0 | 376 | 0 | 314 | 0 | 0 | 0 | 0 | 0 | 0 | 0 | 0 | 0 | 0 | 0 | 0 | 1 | 0 | 0 | 0 | 48 | 31 | 20 | 781.1433 | 25.1982 | 1503045.7329 | 3048.7495 | 98.3468 | 509042.8265 | 74887.9378 | 2415.7399 | 3744.3969 | 2451976.0289 | 3800562.8447
2014-01-01 | 2014 | 50617876 | 582902.5718 | 51200778.5718 | 59671 | 16409509 | 5174 | 257042.6441 | 16666551.6441 | 80873202 | 1679397.2948 | 82552599.2948 | 198892 | 1020 | 1043502 | 2302 | 15153 | 258888 | 25 | 326 | 659861.2 | 6848.3 | 3105.1 | 375.1 | 6806.1 | 3097 | 376.3 | -6.9065 | 834.1 | 0 | 772.1 | 0 | 710.1 | 0 | 648.1 | 0 | 586.1 | 0 | 524.1 | 0 | 462.1 | 0 | 1 | 0 | 0 | 0 | 0 | 0 | 0 | 0 | 0 | 0 | 0 | 0 | 0 | 0 | 0 | 49 | 31 | 22 | 858.0513 | 27.6791 | 1651638.0184 | 3221.2121 | 103.9101 | 537630.6982 | 80933.9209 | 2610.7716 | 3678.8146 | 2662987.074 | 3752390.877
2014-02-01 | 2014 | 42903712 | 582902.5718 | 43486614.5718 | 59674 | 14955223 | 5177 | 257042.6441 | 15212265.6441 | 73256400 | 1679397.2948 | 74935797.2948 | 199321 | 1020 | 872098 | 2302 | 15153 | 257812 | 25 | 707 | 659861.2 | 6850 | 3109.9 | 379.9 | 6772.3 | 3085.6 | 382.3 | -6.8786 | 752.6 | 0 | 696.6 | 0 | 640.6 | 0 | 584.6 | 0 | 528.6 | 0 | 472.6 | 0 | 416.6 | 0 | 0 | 1 | 0 | 0 | 0 | 0 | 0 | 0 | 0 | 0 | 0 | 0 | 0 | 0 | 0 | 50 | 28 | 19 | 728.7364 | 26.0263 | 1553093.3776 | 2938.4326 | 104.944 | 543295.2016 | 73466.4679 | 2623.8024 | 3866.6562 | 2676278.4748 | 3943989.3313
2014-03-01 | 2014 | 43601292 | 582902.5718 | 44184194.5718 | 59687 | 15671445 | 5180 | 257042.6441 | 15928487.6441 | 78105401 | 1679397.2948 | 79784798.2948 | 193090 | 1020 | 861465 | 2302 | 15153 | 259626 | 25 | 569 | 659861.2 | 6856.4 | 3115.2 | 382.2 | 6751.3 | 3073.7 | 382.2 | -2.9806 | 712.4 | 0 | 650.4 | 0 | 588.4 | 0 | 526.4 | 0 | 464.4 | 0 | 402.4 | 0 | 340.4 | 0 | 0 | 0 | 1 | 0 | 0 | 0 | 0 | 0 | 0 | 0 | 0 | 0 | 1 | 0 | 1 | 51 | 31 | 21 | 740.265 | 23.8795 | 1425296.5991 | 3074.9976 | 99.1935 | 513822.1821 | 78220.3905 | 2523.2384 | 3724.7805 | 2573703.1708 | 3799276.1093
2014-04-01 | 2014 | 38148551 | 582902.5718 | 38731453.5718 | 59679 | 13498766 | 5185 | 257042.6441 | 13755808.6441 | 70980411 | 1679397.2948 | 72659808.2948 | 192582 | 1019 | 731400 | 2302 | 15153 | 257728 | 25 | 569 | 659861.2 | 6869.6 | 3126.8 | 383.2 | 6785 | 3095.4 | 382.5 | 5.8567 | 424.3 | 0 | 364.3 | 0 | 304.3 | 0 | 244.3 | 0 | 185.9 | 1.6 | 131.9 | 7.6 | 82.3 | 18 | 0 | 0 | 0 | 1 | 0 | 0 | 0 | 0 | 0 | 0 | 0 | 0 | 1 | 0 | 1 | 52 | 30 | 20 | 648.9964 | 21.6332 | 1291048.4524 | 2653.0007 | 88.4334 | 458526.9548 | 71305.013 | 2376.8338 | 3565.2507 | 2421993.6098 | 3632990.4147
2014-05-01 | 2014 | 40092099 | 582902.5718 | 40675001.5718 | 59689 | 13471598 | 5182 | 257042.6441 | 13728640.6441 | 72011129 | 1679397.2948 | 73690526.2948 | 187028 | 1017 | 665621 | 2304 | 15153 | 258180 | 25 | 569 | 659861.2 | 6870.6 | 3114.3 | 381.5 | 6842.6 | 3103 | 379.7 | 12.8613 | 225.3 | 4 | 169.3 | 10 | 115.5 | 18.2 | 71.1 | 35.8 | 33.9 | 60.6 | 9.6 | 98.3 | 1.3 | 152 | 0 | 0 | 0 | 0 | 1 | 0 | 0 | 0 | 0 | 0 | 0 | 0 | 1 | 0 | 1 | 53 | 31 | 22 | 681.4489 | 21.9822 | 1312096.8249 | 2649.2938 | 85.4611 | 442859.3756 | 72458.7279 | 2337.3783 | 3293.5785 | 2377113.7514 | 3349569.377
2014-06-01 | 2014 | 44876201 | 582902.5718 | 45459103.5718 | 59798 | 14123153 | 5192.5 | 257042.6441 | 14380195.6441 | 75361823 | 1679397.2948 | 77041220.2948 | 196650 | 1016.5 | 599040 | 2302 | 15153 | 257573 | 25 | 569 | 659861.2 | 6865.4 | 3091.8 | 382 | 6912.9 | 3107.5 | 383.3 | 18.5133 | 65.4 | 20.8 | 31.2 | 46.6 | 10.7 | 86.1 | 1.9 | 137.3 | 0 | 195.4 | 0 | 255.4 | 0 | 315.4 | 0 | 0 | 0 | 0 | 0 | 1 | 0 | 0 | 0 | 0 | 0 | 0 | 0 | 0 | 0 | 54 | 30 | 21 | 760.2111 | 25.3404 | 1515303.4524 | 2769.4166 | 92.3139 | 479339.8548 | 75790.6742 | 2526.3558 | 3609.0797 | 2568040.6765 | 3668629.5378
2014-07-01 | 2014 | 51314720 | 582902.5718 | 51897622.5718 | 59907 | 14914369 | 5203 | 257042.6441 | 15171411.6441 | 79433068 | 1679397.2948 | 81112465.2948 | 208736 | 1016 | 641462 | 2302 | 15153 | 257738 | 25 | 567 | 659861.2 | 6864.4 | 3067.1 | 383.8 | 6957.8 | 3095.5 | 386.4 | 19.8258 | 36.6 | 31.2 | 9.4 | 66 | 0.9 | 119.5 | 0 | 180.6 | 0 | 242.6 | 0 | 304.6 | 0 | 366.6 | 0 | 0 | 0 | 0 | 0 | 0 | 1 | 0 | 0 | 0 | 0 | 0 | 0 | 0 | 0 | 55 | 31 | 22 | 866.3031 | 27.9453 | 1674116.8572 | 2915.8969 | 94.0612 | 489400.3756 | 79835.1036 | 2575.3259 | 3628.8683 | 2616531.1385 | 3686930.2407
2014-08-01 | 2014 | 49665162 | 582902.5718 | 50248064.5718 | 59924 | 14542524 | 5210 | 257042.6441 | 14799566.6441 | 78009925 | 1679397.2948 | 79689322.2948 | 203097 | 1016 | 719839 | 2304 | 15195 | 257786 | 25 | 567 | 659861.2 | 6869.9 | 3056.5 | 385.2 | 6969.7 | 3094.2 | 388.9 | 20.071 | 29.3 | 31.5 | 8.3 | 72.5 | 0.5 | 126.7 | 0 | 188.2 | 0 | 250.2 | 0 | 312.2 | 0 | 374.2 | 0 | 0 | 0 | 0 | 0 | 0 | 0 | 1 | 0 | 0 | 0 | 0 | 0 | 0 | 0 | 56 | 31 | 20 | 838.5299 | 27.0494 | 1620905.3088 | 2840.6078 | 91.6325 | 477405.3756 | 78434.3723 | 2530.141 | 3921.7186 | 2570623.2998 | 3984466.1147
2014-09-01 | 2014 | 43344666 | 582902.5718 | 43927568.5718 | 59924 | 13413771 | 5214 | 257042.6441 | 13670813.6441 | 74627463 | 1679397.2948 | 76306860.2948 | 208037 | 1025 | 794176 | 2304 | 15195 | 257746 | 25 | 567 | 659861.2 | 6884.5 | 3058.5 | 385.2 | 6944.1 | 3085.3 | 386.9 | 17.2867 | 99.8 | 18.4 | 55.9 | 34.5 | 26 | 64.6 | 10.3 | 108.9 | 0.6 | 159.2 | 0 | 218.6 | 0 | 278.6 | 0 | 0 | 0 | 0 | 0 | 0 | 0 | 0 | 1 | 0 | 0 | 0 | 0 | 1 | 1 | 57 | 30 | 21 | 733.0547 | 24.4352 | 1464252.2857 | 2621.9435 | 87.3981 | 455693.7881 | 74445.7174 | 2481.5239 | 3545.0342 | 2543562.0098 | 3633660.014
2014-10-01 | 2014 | 41116020 | 582902.5718 | 41698922.5718 | 59943 | 13009887 | 5215 | 257042.6441 | 13266929.6441 | 72913145 | 1679397.2948 | 74592542.2948 | 204893 | 1028 | 925946 | 2304 | 15196 | 258047 | 24 | 566 | 659861.2 | 6901.5 | 3072.7 | 385.1 | 6936.6 | 3089.4 | 387.2 | 11.7129 | 256.9 | 0 | 197.1 | 2.2 | 139.3 | 6.4 | 90.8 | 19.9 | 50.6 | 41.7 | 18.1 | 71.2 | 3.8 | 118.9 | 0 | 0 | 0 | 0 | 0 | 0 | 0 | 0 | 0 | 1 | 0 | 0 | 0 | 1 | 1 | 58 | 31 | 22 | 695.6429 | 22.4401 | 1345126.5346 | 2543.9942 | 82.0643 | 427965.4724 | 72560.8388 | 2340.6722 | 3298.2199 | 2406211.0418 | 3390570.1043
2014-11-01 | 2014 | 40016132 | 582902.5718 | 40599034.5718 | 59983 | 13754258 | 5219 | 257042.6441 | 14011300.6441 | 72454970 | 1679397.2948 | 74134367.2948 | 201777 | 1029 | 985612 | 2304 | 15196 | 257104 | 24 | 566 | 659861.2 | 6907.5 | 3082 | 383 | 6914.3 | 3084.8 | 384.2 | 3.2833 | 501.5 | 0 | 441.5 | 0 | 381.5 | 0 | 321.5 | 0 | 261.6 | 0.1 | 207.1 | 5.6 | 156.4 | 14.9 | 0 | 0 | 0 | 0 | 0 | 0 | 0 | 0 | 0 | 0 | 1 | 0 | 0 | 1 | 1 | 59 | 30 | 20 | 676.8423 | 22.5614 | 1353301.1524 | 2684.6715 | 89.4891 | 467043.3548 | 72045.0605 | 2401.502 | 3602.253 | 2471145.5765 | 3706718.3647
2014-12-01 | 2014 | 44606686 | 582902.5718 | 45189588.5718 | 60014 | 14879853 | 5230 | 257042.6441 | 15136895.6441 | 73645384 | 1679397.2948 | 75324781.2948 | 179258 | 1028 | 1068286 | 2304 | 15196 | 260405 | 24 | 566 | 659861.2 | 6903.1 | 3080.1 | 380 | 6903.2 | 3082.8 | 382.5 | 1.2548 | 581.1 | 0 | 519.1 | 0 | 457.1 | 0 | 395.1 | 0 | 333.1 | 0 | 271.1 | 0 | 209.1 | 0 | 0 | 0 | 0 | 0 | 0 | 0 | 0 | 0 | 0 | 0 | 0 | 1 | 0 | 0 | 0 | 60 | 31 | 21 | 752.9841 | 24.2898 | 1457728.6636 | 2894.2439 | 93.3627 | 488286.9563 | 73273.1336 | 2363.6495 | 3489.1968 | 2429831.6547 | 3586894.3474
2015-01-01 | 2015 | 49036178 | 848162.4041 | 49884340.4041 | 60019 | 15722680 | 5230 | 459568.9728 | 16182248.9728 | 79523058 | 2131711.9193 | 81654769.9193 | 190064 | 1028 | 1045146 | 2305 | 15225 | 257164 | 24 | 566 | 677384 | 6885.7 | 3076.8 | 379.5 | 6845.1 | 3066.1 | 379.3 | -5.8581 | 801.6 | 0 | 739.6 | 0 | 677.6 | 0 | 615.6 | 0 | 553.6 | 0 | 491.6 | 0 | 429.6 | 0 | 1 | 0 | 0 | 0 | 0 | 0 | 0 | 0 | 0 | 0 | 0 | 0 | 0 | 0 | 0 | 61 | 31 | 21 | 831.1425 | 26.811 | 1609172.2711 | 3094.1203 | 99.8103 | 522008.0314 | 79430.71 | 2562.281 | 3782.4148 | 2634024.8361 | 3888322.3771
2015-02-01 | 2015 | 42132823 | 848162.4041 | 42980985.4041 | 60029 | 14670158 | 5234 | 459568.9728 | 15129726.9728 | 74181806 | 2131711.9193 | 76313517.9193 | 194654 | 1027 | 873453 | 2305 | 15225 | 256037 | 24 | 553 | 677384 | 6885.3 | 3085.5 | 378.6 | 6810.3 | 3057.4 | 376.2 | -11.1393 | 871.9 | 0 | 815.9 | 0 | 759.9 | 0 | 703.9 | 0 | 647.9 | 0 | 591.9 | 0 | 535.9 | 0 | 0 | 1 | 0 | 0 | 0 | 0 | 0 | 0 | 0 | 0 | 0 | 0 | 0 | 0 | 0 | 62 | 28 | 19 | 716.0037 | 25.5716 | 1535035.193 | 2890.6624 | 103.2379 | 540347.3919 | 74307.2229 | 2653.8294 | 3910.9065 | 2725482.7828 | 4016500.9431
2015-03-01 | 2015 | 42570862 | 848162.4041 | 43419024.4041 | 60053 | 15080135 | 5236 | 459568.9728 | 15539703.9728 | 77250849 | 2131711.9193 | 79382560.9193 | 196634 | 1030 | 862804 | 2305 | 15225 | 257839 | 24 | 553 | 677384 | 6892.1 | 3108.7 | 379.4 | 6783.7 | 3060.7 | 373.1 | -1.1613 | 656 | 0 | 594 | 0 | 532 | 0 | 470 | 0 | 408 | 0 | 346 | 0 | 284 | 0 | 0 | 0 | 1 | 0 | 0 | 0 | 0 | 0 | 0 | 0 | 0 | 0 | 1 | 0 | 1 | 63 | 31 | 22 | 723.0117 | 23.323 | 1400613.6905 | 2967.8579 | 95.7374 | 501280.7733 | 77070.4475 | 2486.1435 | 3503.2022 | 2560727.7716 | 3608298.2236
2015-04-01 | 2015 | 37765295 | 848162.4041 | 38613457.4041 | 60058 | 13252080 | 5236 | 459568.9728 | 13711648.9728 | 69787643 | 2131711.9193 | 71919354.9193 | 192074 | 1028 | 732535 | 2305 | 15225 | 256901 | 24 | 553 | 677384 | 6897.3 | 3122.7 | 379.6 | 6805.6 | 3086.6 | 374.7 | 7.27 | 381.9 | 0 | 321.9 | 0 | 261.9 | 0 | 203.5 | 1.6 | 149.7 | 7.8 | 102.5 | 20.6 | 61.7 | 39.8 | 0 | 0 | 0 | 1 | 0 | 0 | 0 | 0 | 0 | 0 | 0 | 0 | 1 | 0 | 1 | 64 | 30 | 20 | 642.9361 | 21.4312 | 1287115.2468 | 2618.7259 | 87.2909 | 457054.9658 | 69960.462 | 2332.0154 | 3498.0231 | 2397311.8306 | 3595967.746
2015-05-01 | 2015 | 39914946 | 848162.4041 | 40763108.4041 | 60068 | 13384750 | 5250 | 459568.9728 | 13844318.9728 | 73480701 | 2131711.9193 | 75612412.9193 | 187740 | 1028 | 666655 | 2305 | 15225 | 266757 | 24 | 556 | 677384 | 6906.5 | 3142.3 | 385 | 6870.9 | 3130.7 | 382.4 | 14.5355 | 175.5 | 6.1 | 123.9 | 16.5 | 80.5 | 35.1 | 44.2 | 60.8 | 18.3 | 96.9 | 4.6 | 145.2 | 0.5 | 203.1 | 0 | 0 | 0 | 0 | 1 | 0 | 0 | 0 | 0 | 0 | 0 | 0 | 1 | 0 | 1 | 65 | 31 | 20 | 678.616 | 21.8908 | 1314938.9808 | 2637.0131 | 85.0649 | 446590.9346 | 73552.9309 | 2372.6752 | 3677.6465 | 2439110.0942 | 3780620.646
2015-06-01 | 2015 | 45271087 | 848162.4041 | 46119249.4041 | 60094 | 13700810 | 5241 | 459568.9728 | 14160378.9728 | 75378497 | 2131711.9193 | 77510208.9193 | 203725 | 1027 | 599971 | 2305 | 15225 | 266425 | 24 | 556 | 677384 | 6921.3 | 3163.2 | 387.9 | 6965.8 | 3182.8 | 389.3 | 16.8867 | 101.4 | 8 | 61.3 | 27.9 | 29.7 | 56.3 | 11.4 | 98 | 3.5 | 150.1 | 0 | 206.6 | 0 | 266.6 | 0 | 0 | 0 | 0 | 0 | 1 | 0 | 0 | 0 | 0 | 0 | 0 | 0 | 0 | 0 | 66 | 30 | 22 | 767.4518 | 25.5817 | 1537308.3135 | 2701.8468 | 90.0616 | 472012.6324 | 75472.4527 | 2515.7484 | 3430.566 | 2583673.6306 | 3523191.3145
2015-07-01 | 2015 | 53575923 | 848162.4041 | 54424085.4041 | 60096 | 15161240 | 5240 | 459568.9728 | 15620808.9728 | 81975954 | 2131711.9193 | 84107665.9193 | 203387 | 1027 | 641997 | 2305 | 15225 | 258055 | 24 | 558 | 677384 | 6941.2 | 3194.9 | 392.4 | 7032.3 | 3226.4 | 395.3 | 21.9 | 17.6 | 76.5 | 4.4 | 125.3 | 0 | 182.9 | 0 | 244.9 | 0 | 306.9 | 0 | 368.9 | 0 | 430.9 | 0 | 0 | 0 | 0 | 0 | 0 | 1 | 0 | 0 | 0 | 0 | 0 | 0 | 0 | 0 | 67 | 31 | 22 | 905.6191 | 29.2135 | 1755615.6582 | 2981.0704 | 96.1636 | 503897.0636 | 81896.4615 | 2641.8213 | 3722.5664 | 2713150.5135 | 3823075.7236
2015-08-01 | 2015 | 54286474 | 848162.4041 | 55134636.4041 | 60131 | 15391927 | 5244 | 459568.9728 | 15851495.9728 | 80836724 | 2131711.9193 | 82968435.9193 | 210022 | 1029 | 720424 | 2305 | 15225 | 257469 | 24 | 557 | 677384 | 6949.2 | 3214.6 | 392.6 | 7045.7 | 3251.2 | 397.2 | 20.7968 | 20.4 | 45.1 | 1.8 | 88.5 | 0 | 148.7 | 0 | 210.7 | 0 | 272.7 | 0 | 334.7 | 0 | 396.7 | 0 | 0 | 0 | 0 | 0 | 0 | 0 | 1 | 0 | 0 | 0 | 0 | 0 | 0 | 0 | 68 | 31 | 20 | 916.9087 | 29.5777 | 1778536.6582 | 3022.7872 | 97.5093 | 511338.5798 | 80630.1612 | 2600.9729 | 4031.5081 | 2676401.1587 | 4148421.796
2015-09-01 | 2015 | 46949969 | 848162.4041 | 47798131.4041 | 60165 | 14009493 | 5237 | 459568.9728 | 14469061.9728 | 78337146 | 2131711.9193 | 80468857.9193 | 211976 | 1028 | 794773 | 2305 | 15225 | 257589 | 24 | 557 | 677384 | 6941.1 | 3220.3 | 390.5 | 6994.9 | 3243.3 | 393.9 | 20.03 | 50.1 | 51 | 22.6 | 83.5 | 7.2 | 128.1 | 0.1 | 181 | 0 | 240.9 | 0 | 300.9 | 0 | 360.9 | 0 | 0 | 0 | 0 | 0 | 0 | 0 | 0 | 1 | 0 | 0 | 0 | 0 | 1 | 1 | 69 | 30 | 21 | 794.4508 | 26.4817 | 1593271.0468 | 2762.8532 | 92.0951 | 482302.0658 | 78277.0991 | 2609.2366 | 3727.4809 | 2682295.264 | 3831850.3771
2015-10-01 | 2015 | 41035508 | 848162.4041 | 41883670.4041 | 60249 | 12961860 | 5242 | 459568.9728 | 13421428.9728 | 72632384 | 2131711.9193 | 74764095.9193 | 210663 | 1024 | 927060 | 2305 | 15225 | 257836 | 24 | 558 | 677384 | 6934.8 | 3216.5 | 385.6 | 6969 | 3229.5 | 388.2 | 11.5871 | 260.8 | 0 | 200 | 1.2 | 141.1 | 4.3 | 89.2 | 14.4 | 51.8 | 39 | 26.9 | 76.1 | 11.3 | 122.5 | 0 | 0 | 0 | 0 | 0 | 0 | 0 | 0 | 0 | 1 | 0 | 0 | 0 | 1 | 1 | 70 | 31 | 21 | 695.1762 | 22.425 | 1351086.1421 | 2560.3642 | 82.5924 | 432949.3217 | 73011.8124 | 2355.2198 | 3476.753 | 2411745.0297 | 3560195.0438
2015-11-01 | 2015 | 37505130 | 848162.4041 | 38353292.4041 | 60255 | 13004522 | 5234 | 459568.9728 | 13464090.9728 | 71446240 | 2131711.9193 | 73577951.9193 | 195211 | 1027 | 985984 | 2307 | 15235 | 257269 | 24 | 557 | 677384 | 6928.3 | 3211.5 | 384.5 | 6936.9 | 3211.5 | 385.6 | 7.9633 | 361.1 | 0 | 301.1 | 0 | 241.2 | 0.1 | 185.1 | 4 | 133 | 11.9 | 90.2 | 29.1 | 56.8 | 55.7 | 0 | 0 | 0 | 0 | 0 | 0 | 0 | 0 | 0 | 0 | 1 | 0 | 0 | 1 | 1 | 71 | 30 | 21 | 636.5163 | 21.2172 | 1278443.0801 | 2572.4285 | 85.7476 | 448803.0324 | 71643.5754 | 2388.1192 | 3411.5988 | 2452598.3973 | 3503711.9962
2015-12-01 | 2015 | 40955651 | 848162.4041 | 41803813.4041 | 60262 | 13905854 | 5238 | 459568.9728 | 14365422.9728 | 72220640 | 2131711.9193 | 74352351.9193 | 177950 | 1029 | 1067879 | 2304 | 15258 | 260807 | 24 | 557 | 677384 | 6942.8 | 3220.1 | 383.7 | 6948.2 | 3220 | 385.4 | 5.2742 | 456.5 | 0 | 394.5 | 0 | 332.5 | 0 | 270.5 | 0 | 208.5 | 0 | 148 | 1.5 | 96.9 | 12.4 | 0 | 0 | 0 | 0 | 0 | 0 | 0 | 0 | 0 | 0 | 0 | 1 | 0 | 0 | 0 | 72 | 31 | 21 | 693.7011 | 22.3775 | 1348510.1098 | 2742.5397 | 88.469 | 463400.7411 | 72256.9018 | 2330.8678 | 3440.8048 | 2398462.9651 | 3540588.1866
2016-01-01 | 2016 | 44822386 | 1262307.9842 | 46084693.9842 | 60313 | 14814307 | 5246 | 702182.951 | 15516489.951 | 78060980 | 2812165.8049 | 80873145.8049 | 187910 | 1031 | 1044725 | 2304 | 15258 | 258738 | 24 | 557 | 692620.8 | 6957.7 | 3227 | 382.6 | 6919.2 | 3213.9 | 381.7 | -2.1613 | 687 | 0 | 625 | 0 | 563 | 0 | 501 | 0 | 439 | 0 | 377 | 0 | 315 | 0 | 1 | 0 | 0 | 0 | 0 | 0 | 0 | 0 | 0 | 0 | 0 | 0 | 0 | 0 | 0 | 73 | 31 | 20 | 764.0922 | 24.6481 | 1486603.0317 | 2957.7754 | 95.4121 | 500531.9339 | 78441.4605 | 2530.3697 | 3922.073 | 2608811.155 | 4043657.2902
2016-02-01 | 2016 | 39320516 | 1262307.9842 | 40582823.9842 | 60310 | 14022576 | 5267 | 702182.951 | 14724758.951 | 73880261 | 2812165.8049 | 76692426.8049 | 193682 | 1033 | 902902 | 2304 | 15252 | 259398 | 24 | 556 | 692620.8 | 6970.6 | 3221.1 | 384.2 | 6896.8 | 3193.2 | 380.8 | -0.76897 | 602.3 | 0 | 544.3 | 0 | 486.3 | 0 | 428.3 | 0 | 370.3 | 0 | 312.5 | 0.2 | 257.2 | 2.9 | 0 | 1 | 0 | 0 | 0 | 0 | 0 | 0 | 0 | 0 | 0 | 0 | 0 | 0 | 0 | 74 | 29 | 20 | 672.9037 | 23.2036 | 1399407.7236 | 2795.6634 | 96.4022 | 507750.3087 | 74242.4267 | 2560.0837 | 3712.1213 | 2644566.4415 | 3834621.3402
2016-03-01 | 2016 | 39386600 | 1262307.9842 | 40648907.9842 | 60323 | 14145609 | 5268 | 702182.951 | 14847791.951 | 76236827 | 2812165.8049 | 79048992.8049 | 195760 | 1034 | 862508 | 2304 | 15252 | 260607 | 24 | 560 | 692620.8 | 6978.1 | 3210.6 | 385.2 | 6872.4 | 3165.9 | 378.9 | 3.4452 | 513.2 | 0 | 451.2 | 0 | 389.2 | 0 | 327.2 | 0 | 267 | 1.8 | 208.5 | 5.3 | 154.3 | 13.1 | 0 | 0 | 1 | 0 | 0 | 0 | 0 | 0 | 0 | 0 | 0 | 0 | 1 | 0 | 1 | 75 | 31 | 21 | 673.8542 | 21.7372 | 1311255.0963 | 2818.4875 | 90.919 | 478961.0307 | 76449.7029 | 2466.1194 | 3640.462 | 2549967.5098 | 3764237.7526
2016-04-01 | 2016 | 36920940 | 1262307.9842 | 38183247.9842 | 60319 | 13041004 | 5267 | 702182.951 | 13743186.951 | 72510143 | 2812165.8049 | 75322308.8049 | 193410 | 1035 | 732326 | 2304 | 15252 | 259023 | 24 | 560 | 692620.8 | 6981.8 | 3208.5 | 387.9 | 6890.3 | 3172.5 | 383.7 | 4.9667 | 451 | 0 | 391 | 0 | 331.8 | 0.8 | 273.8 | 2.8 | 216.9 | 5.9 | 162.7 | 11.7 | 113.7 | 22.7 | 0 | 0 | 0 | 1 | 0 | 0 | 0 | 0 | 0 | 0 | 0 | 0 | 1 | 0 | 1 | 76 | 30 | 21 | 633.0219 | 21.1007 | 1272774.9328 | 2609.3007 | 86.9767 | 458106.2317 | 72775.1776 | 2425.8393 | 3465.4846 | 2510743.6268 | 3586776.6098
2016-05-01 | 2016 | 41386492 | 1262307.9842 | 42648799.9842 | 60305 | 13344960 | 5294 | 702182.951 | 14047142.951 | 74482255 | 2812165.8049 | 77294420.8049 | 190232 | 1035 | 666464 | 2304 | 15252 | 259477 | 24 | 560 | 692620.8 | 6994.4 | 3217.7 | 383.2 | 6962.5 | 3207.8 | 382.3 | 13.871 | 203.6 | 13.6 | 156.1 | 28.1 | 113.7 | 47.7 | 74.6 | 70.6 | 41.9 | 99.9 | 17.3 | 137.3 | 4.5 | 186.5 | 0 | 0 | 0 | 0 | 1 | 0 | 0 | 0 | 0 | 0 | 0 | 0 | 1 | 0 | 1 | 77 | 31 | 21 | 707.2183 | 22.8135 | 1375767.7414 | 2653.4082 | 85.5938 | 453133.6436 | 74680.5998 | 2409.0516 | 3556.219 | 2493368.4131 | 3680686.705
2016-06-01 | 2016 | 50574849 | 1262307.9842 | 51837156.9842 | 60308 | 14145403 | 5264 | 702182.951 | 14847585.951 | 77899377 | 2812165.8049 | 80711542.8049 | 204631 | 1033 | 599799 | 2304 | 15252 | 258917 | 24 | 560 | 692620.8 | 7001.9 | 3230.3 | 382.1 | 7047.3 | 3251.8 | 384.6 | 19.3867 | 53 | 34.6 | 26.5 | 68.1 | 8.5 | 110.1 | 2 | 163.6 | 0 | 221.6 | 0 | 281.6 | 0 | 341.6 | 0 | 0 | 0 | 0 | 0 | 1 | 0 | 0 | 0 | 0 | 0 | 0 | 0 | 0 | 0 | 78 | 30 | 22 | 859.5403 | 28.6513 | 1727905.2328 | 2820.59 | 94.0197 | 494919.5317 | 78133.1489 | 2604.4383 | 3551.5068 | 2690384.7602 | 3668706.4911
2016-07-01 | 2016 | 61688603 | 1262307.9842 | 62950910.9842 | 60310 | 15923666 | 5262 | 702182.951 | 16625848.951 | 84011912 | 2812165.8049 | 86824077.8049 | 214922 | 1034 | 641842 | 2304 | 15252 | 259477 | 24 | 560 | 692620.8 | 6995.7 | 3229.4 | 379.1 | 7090.8 | 3265.5 | 382.2 | 22.9194 | 5.3 | 95.8 | 0.1 | 152.6 | 0 | 214.5 | 0 | 276.5 | 0 | 338.5 | 0 | 400.5 | 0 | 462.5 | 0 | 0 | 0 | 0 | 0 | 0 | 1 | 0 | 0 | 0 | 0 | 0 | 0 | 0 | 0 | 79 | 31 | 20 | 1043.7889 | 33.6706 | 2030674.5479 | 3159.6064 | 101.9228 | 536317.7081 | 83969.1275 | 2708.6815 | 4198.4564 | 2800776.7034 | 4341203.8902
2016-08-01 | 2016 | 60215461 | 1262307.9842 | 61477768.9842 | 60299 | 16295761 | 5260 | 702182.951 | 16997943.951 | 87167726 | 2812165.8049 | 89979891.8049 | 217408 | 1034 | 720249 | 2304 | 15252 | 259148 | 24 | 560 | 692620.8 | 6990.6 | 3224.8 | 379.5 | 7083.3 | 3263 | 380.6 | 23.7355 | 0.1 | 115.9 | 0 | 177.8 | 0 | 239.8 | 0 | 301.8 | 0 | 363.8 | 0 | 425.8 | 0 | 487.8 | 0 | 0 | 0 | 0 | 0 | 0 | 0 | 1 | 0 | 0 | 0 | 0 | 0 | 0 | 0 | 80 | 31 | 22 | 1019.5487 | 32.8887 | 1983153.8382 | 3231.5483 | 104.2435 | 548320.7726 | 87021.172 | 2807.1346 | 3955.5078 | 2902577.155 | 4089995.082
2016-09-01 | 2016 | 49709783 | 1262307.9842 | 50972090.9842 | 60320 | 13976976 | 5273 | 702182.951 | 14679158.951 | 77840725 | 2812165.8049 | 80652890.8049 | 218401 | 1033 | 794582 | 2304 | 15252 | 258866 | 24 | 559 | 692620.8 | 6988.9 | 3216.9 | 382.3 | 7037 | 3236.1 | 381.7 | 20.03 | 41.9 | 42.8 | 15.5 | 76.4 | 3.8 | 124.7 | 0.1 | 181 | 0 | 240.9 | 0 | 300.9 | 0 | 360.9 | 0 | 0 | 0 | 0 | 0 | 0 | 0 | 0 | 1 | 0 | 0 | 0 | 0 | 1 | 1 | 81 | 30 | 21 | 845.028 | 28.1676 | 1699069.6995 | 2783.8344 | 92.7945 | 489305.2984 | 78076.3706 | 2602.5457 | 3717.9224 | 2688429.6935 | 3840613.8479
2016-10-01 | 2016 | 41115850 | 1262307.9842 | 42378157.9842 | 60321 | 12868083 | 5278 | 702182.951 | 13570265.951 | 73150245 | 2812165.8049 | 75962410.8049 | 211273 | 1036 | 926316 | 2304 | 15252 | 259426 | 24 | 559 | 692620.8 | 7006.2 | 3209.8 | 386.2 | 7033.4 | 3217.5 | 384.6 | 13.2097 | 212.3 | 1.8 | 156.6 | 8.1 | 111.3 | 24.8 | 77.2 | 52.7 | 50.1 | 87.6 | 26.6 | 126.1 | 10.8 | 172.3 | 0 | 0 | 0 | 0 | 0 | 0 | 0 | 0 | 0 | 1 | 0 | 0 | 0 | 1 | 1 | 82 | 31 | 20 | 702.544 | 22.6627 | 1367037.3543 | 2571.1 | 82.9387 | 437750.5145 | 73322.7904 | 2365.2513 | 3666.1395 | 2450400.3485 | 3798120.5402
2016-11-01 | 2016 | 37172567 | 1262307.9842 | 38434874.9842 | 60345 | 12936003 | 5298 | 702182.951 | 13638185.951 | 71615105 | 2812165.8049 | 74427270.8049 | 211233 | 1036 | 986113 | 2304 | 15253 | 258781 | 24 | 559 | 692620.8 | 7018.5 | 3207.3 | 392.2 | 7026.9 | 3203.3 | 391.8 | 8.2367 | 352.9 | 0 | 292.9 | 0 | 232.9 | 0 | 174.8 | 1.9 | 121.3 | 8.4 | 76 | 23.1 | 45.8 | 52.9 | 0 | 0 | 0 | 0 | 0 | 0 | 0 | 0 | 0 | 0 | 1 | 0 | 0 | 1 | 1 | 83 | 30 | 22 | 636.919 | 21.2306 | 1281162.4995 | 2574.214 | 85.8071 | 454606.1984 | 71840.995 | 2394.6998 | 3265.4998 | 2480909.0268 | 3383057.7639
2016-12-01 | 2016 | 42809833 | 1262307.9842 | 44072140.9842 | 60353 | 14391209 | 5297 | 702182.951 | 15093391.951 | 73980352 | 2812165.8049 | 76792517.8049 | 171682 | 1036 | 1068050 | 2304 | 15253 | 263175 | 24 | 559 | 692620.8 | 7028.8 | 3203.9 | 397.1 | 7041.6 | 3206.3 | 398 | -0.032258 | 621 | 0 | 559 | 0 | 497 | 0 | 435 | 0 | 373 | 0 | 311 | 0 | 249 | 0 | 0 | 0 | 0 | 0 | 0 | 0 | 0 | 0 | 0 | 0 | 0 | 1 | 0 | 0 | 0 | 84 | 31 | 20 | 730.2394 | 23.5561 | 1421681.9672 | 2849.4227 | 91.9169 | 486883.6113 | 74124.0519 | 2391.0984 | 3706.2026 | 2477177.9937 | 3839625.8902
2017-01-01 | 2017 | 43117838 | 2395318.9936 | 45513156.9936 | 60357 | 15042631 | 5303 | 806318.8282 | 15848949.8282 | 76397192 | 3383288.5546 | 79780480.5546 | 189110 | 1035 | 1188321.4 | 2623.4 | 17184 | 261189 | 24 | 562 | 713254.1 | 7045.6 | 3213.3 | 398.1 | 7018.6 | 3203.7 | 397.6 | -0.34194 | 630.6 | 0 | 568.6 | 0 | 506.6 | 0 | 444.6 | 0 | 382.6 | 0 | 320.6 | 0 | 258.6 | 0 | 1 | 0 | 0 | 0 | 0 | 0 | 0 | 0 | 0 | 0 | 0 | 0 | 0 | 0 | 0 | 85 | 31 | 22 | 754.0659 | 24.3247 | 1468166.3546 | 2988.6762 | 96.4089 | 511256.4461 | 77082.5899 | 2486.5352 | 3503.7541 | 2573563.8889 | 3626385.4798
2017-02-01 | 2017 | 36607845 | 2395318.9936 | 39003163.9936 | 60440 | 13349253 | 5341 | 806318.8282 | 14155571.8282 | 68237493 | 3383288.5546 | 71620781.5546 | 187278 | 999 | 990953.3 | 2623.4 | 17184 | 260089 | 24 | 562 | 713254.1 | 7060.7 | 3230.3 | 398.6 | 6996 | 3206.5 | 396.1 | 1.1714 | 527.2 | 0 | 471.2 | 0 | 415.2 | 0 | 359.2 | 0 | 303.2 | 0 | 247.7 | 0.5 | 193.8 | 2.6 | 0 | 1 | 0 | 0 | 0 | 0 | 0 | 0 | 0 | 0 | 0 | 0 | 0 | 0 | 0 | 86 | 28 | 19 | 645.3204 | 23.0472 | 1392970.1426 | 2650.3598 | 94.6557 | 505556.1367 | 71692.474 | 2560.4455 | 3773.2881 | 2557885.0555 | 3769514.8187
2017-03-01 | 2017 | 38263912 | 2395318.9936 | 40659230.9936 | 60475 | 14302608 | 5342 | 806318.8282 | 15108926.8282 | 75471623 | 3383288.5546 | 78854911.5546 | 182686 | 1000 | 977923.9 | 2623.4 | 17184 | 261919 | 24 | 562 | 713254.1 | 7074.2 | 3247.6 | 402 | 6972 | 3204.7 | 396.5 | 0.54194 | 603.2 | 0 | 541.2 | 0 | 479.2 | 0 | 417.2 | 0 | 355.2 | 0 | 293.4 | 0.2 | 234.7 | 3.5 | 0 | 0 | 1 | 0 | 0 | 0 | 0 | 0 | 0 | 0 | 0 | 0 | 1 | 0 | 1 | 87 | 31 | 23 | 672.3312 | 21.6881 | 1311588.0966 | 2828.3277 | 91.2364 | 487384.7364 | 78854.9116 | 2543.7068 | 3428.4744 | 2543706.8243 | 3428474.4154
2017-04-01 | 2017 | 33970409 | 2395318.9936 | 36365727.9936 | 60471 | 12843245 | 5344 | 806318.8282 | 13649563.8282 | 68114633 | 3383288.5546 | 71497921.5546 | 189895 | 1000 | 829657.1 | 2623.4 | 17184 | 259900 | 24 | 562 | 713254.1 | 7074.8 | 3257.7 | 411 | 6982.8 | 3222.4 | 406.8 | 8.93 | 332.1 | 0 | 272.1 | 0 | 213 | 0.9 | 156.8 | 4.7 | 107.1 | 15 | 65.8 | 33.7 | 29.5 | 57.4 | 0 | 0 | 0 | 1 | 0 | 0 | 0 | 0 | 0 | 0 | 0 | 0 | 1 | 0 | 1 | 88 | 30 | 19 | 601.3747 | 20.0458 | 1212190.9331 | 2554.1848 | 85.1395 | 454985.4609 | 71497.9216 | 2383.2641 | 3763.0485 | 2383264.0518 | 3763048.5029
2017-05-01 | 2017 | 36857170 | 2395318.9936 | 39252488.9936 | 60529 | 13045355 | 5341 | 806318.8282 | 13851673.8282 | 72074085 | 3383288.5546 | 75457373.5546 | 187094 | 997 | 755282.8 | 2623.4 | 17184 | 260353 | 24 | 561 | 713254.1 | 7080.7 | 3266.8 | 416.7 | 7047.4 | 3255.9 | 414.8 | 11.7839 | 258.6 | 3.9 | 200.5 | 7.8 | 148 | 17.3 | 98.6 | 29.9 | 57.9 | 51.2 | 25.7 | 81 | 6.8 | 124.1 | 0 | 0 | 0 | 0 | 1 | 0 | 0 | 0 | 0 | 0 | 0 | 0 | 1 | 0 | 1 | 89 | 31 | 22 | 648.4906 | 20.9191 | 1266209.3224 | 2593.4607 | 83.66 | 446828.188 | 75684.4268 | 2441.4331 | 3440.2012 | 2434108.8243 | 3429880.6161
2017-06-01 | 2017 | 45233408 | 2395318.9936 | 47628726.9936 | 60518 | 13634874 | 5339 | 806318.8282 | 14441192.8282 | 75251236 | 3383288.5546 | 78634524.5546 | 201444 | 1001 | 681040 | 2623.4 | 17184 | 259791 | 24 | 561 | 713254.1 | 7085.4 | 3268.7 | 417.8 | 7129.6 | 3289.1 | 419.3 | 19.3033 | 57.4 | 36.5 | 29.3 | 68.4 | 8.9 | 108 | 0 | 159.1 | 0 | 219.1 | 0 | 279.1 | 0 | 339.1 | 0 | 0 | 0 | 0 | 0 | 1 | 0 | 0 | 0 | 0 | 0 | 0 | 0 | 0 | 0 | 90 | 30 | 22 | 787.0175 | 26.2339 | 1587624.2331 | 2704.8498 | 90.1617 | 481373.0943 | 78555.9686 | 2618.5323 | 3570.7258 | 2621150.8185 | 3574296.5707
2017-07-01 | 2017 | 53399843 | 2395318.9936 | 55795161.9936 | 60509 | 14948502 | 5337 | 806318.8282 | 15754820.8282 | 79040629 | 3383288.5546 | 82423917.5546 | 210283 | 1001 | 731410 | 2623.4 | 17184 | 260353 | 24 | 561 | 713254.1 | 7099.9 | 3270 | 421.3 | 7195 | 3308.7 | 422.9 | 21.6613 | 5.4 | 56.9 | 0 | 113.5 | 0 | 175.5 | 0 | 237.5 | 0 | 299.5 | 0 | 361.5 | 0 | 423.5 | 0 | 0 | 0 | 0 | 0 | 0 | 1 | 0 | 0 | 0 | 0 | 0 | 0 | 0 | 0 | 91 | 31 | 20 | 922.0969 | 29.7451 | 1799843.9353 | 2951.9994 | 95.2258 | 508220.0267 | 82341.576 | 2656.1799 | 4117.0788 | 2658836.0501 | 4121195.8777
2017-08-01 | 2017 | 50059809 | 2395318.9936 | 52455127.9936 | 60503 | 14562677 | 5344 | 806318.8282 | 15368995.8282 | 78939288 | 3383288.5546 | 82322576.5546 | 205394 | 1002 | 822705 | 2623.4 | 17184 | 260072 | 24 | 561 | 713254.1 | 7121.3 | 3278.6 | 427.8 | 7213.7 | 3315.2 | 429.1 | 20.5226 | 26.6 | 42.8 | 7.2 | 85.4 | 0 | 140.2 | 0 | 202.2 | 0 | 264.2 | 0 | 326.2 | 0 | 388.2 | 0 | 0 | 0 | 0 | 0 | 0 | 0 | 1 | 0 | 0 | 0 | 0 | 0 | 0 | 0 | 92 | 31 | 22 | 866.9839 | 27.9672 | 1692100.903 | 2875.9348 | 92.7721 | 495774.059 | 82158.26 | 2650.2665 | 3734.4664 | 2655566.9856 | 3741935.2979
2017-09-01 | 2017 | 43473772 | 2395318.9936 | 45869090.9936 | 60533 | 13593689 | 5350 | 806318.8282 | 14400007.8282 | 74885800 | 3383288.5546 | 78269088.5546 | 210407 | 1001 | 908096.9 | 2623.4 | 17184 | 260483 | 24 | 561 | 713254.1 | 7150.1 | 3297.7 | 432.9 | 7197 | 3313.7 | 432.4 | 18.61 | 72.2 | 30.5 | 41.7 | 60 | 18.6 | 96.9 | 4.1 | 142.4 | 1 | 199.3 | 0 | 258.3 | 0 | 318.3 | 0 | 0 | 0 | 0 | 0 | 0 | 0 | 0 | 1 | 0 | 0 | 0 | 0 | 1 | 1 | 93 | 30 | 20 | 757.7535 | 25.2584 | 1528969.6998 | 2691.5902 | 89.7197 | 480000.2609 | 78190.8977 | 2606.3633 | 3909.5449 | 2608969.6185 | 3913454.4277
2017-10-01 | 2017 | 38846178 | 2395318.9936 | 41241496.9936 | 60537 | 13303779 | 5350 | 806318.8282 | 14110097.8282 | 73030053 | 3383288.5546 | 76413341.5546 | 214277 | 1002 | 1058156.9 | 2526 | 17184 | 261070 | 24 | 563 | 713254.1 | 7170.5 | 3320.8 | 430.7 | 7193.7 | 3320.5 | 430.3 | 14.6581 | 167.8 | 2.2 | 113.3 | 9.7 | 75.2 | 33.6 | 47.5 | 67.9 | 26.3 | 108.7 | 12.3 | 156.7 | 2.1 | 208.5 | 0 | 0 | 0 | 0 | 0 | 0 | 0 | 0 | 0 | 1 | 0 | 0 | 0 | 1 | 1 | 94 | 31 | 21 | 681.261 | 21.9762 | 1330370.8708 | 2637.4015 | 85.0775 | 455164.4461 | 76260.8199 | 2460.0264 | 3631.4676 | 2464946.5018 | 3638730.5502
2017-11-01 | 2017 | 36790700 | 2395318.9936 | 39186018.9936 | 60558 | 13353063 | 5353 | 806318.8282 | 14159381.8282 | 71461391 | 3383288.5546 | 74844679.5546 | 211293 | 1003 | 1125753.3 | 2285.9 | 17184 | 260852 | 24 | 563 | 713254.1 | 7189.6 | 3335.4 | 426.2 | 7194.2 | 3326.2 | 426.2 | 5.07 | 447.9 | 0 | 387.9 | 0 | 327.9 | 0 | 267.9 | 0 | 208.1 | 0.2 | 151.8 | 3.9 | 99 | 11.1 | 0 | 0 | 0 | 0 | 0 | 0 | 0 | 0 | 0 | 0 | 1 | 0 | 0 | 1 | 1 | 95 | 30 | 22 | 647.0824 | 21.5694 | 1306200.6331 | 2645.1302 | 88.171 | 471979.3943 | 74620.8171 | 2487.3606 | 3391.8553 | 2494822.6518 | 3402030.8888
2017-12-01 | 2017 | 44807567 | 2395318.9936 | 47202885.9936 | 60594 | 14914509 | 5356 | 806318.8282 | 15720827.8282 | 72692802 | 3383288.5546 | 76076090.5546 | 174819 | 1003 | 1217354.1 | 2029.3 | 17184 | 264173 | 24 | 564 | 713254.1 | 7203.1 | 3352.3 | 421.4 | 7213.4 | 3351 | 423.3 | -2.9419 | 711.2 | 0 | 649.2 | 0 | 587.2 | 0 | 525.2 | 0 | 463.2 | 0 | 401.2 | 0 | 339.2 | 0 | 0 | 0 | 0 | 0 | 0 | 0 | 0 | 0 | 0 | 0 | 0 | 1 | 0 | 0 | 0 | 96 | 31 | 19 | 779.0026 | 25.1291 | 1522673.7417 | 2935.1807 | 94.6832 | 507123.4783 | 75848.5449 | 2446.7273 | 3992.0287 | 2454067.4372 | 4004004.766
2018-01-01 | 2018 | 45520102 | 3037702.3568 | 48557804.3568 | 60779 | 15643746 | 5365 | 993596.7115 | 16637342.7115 | 77544300 | 3904844.3543 | 81449144.3543 | 193600 | 1002 | 867512.8 | 1915.2 | 17184 | 262149 | 24 | 564 | 730276.2 | 7199.8 | 3357.1 | 420.4 | 7172.6 | 3347.1 | 420.7 | -3.9452 | 742.3 | 0 | 680.3 | 0 | 618.3 | 0 | 556.3 | 0 | 494.3 | 0 | 432.5 | 0.2 | 372.5 | 2.2 | 1 | 0 | 0 | 0 | 0 | 0 | 0 | 0 | 0 | 0 | 0 | 0 | 0 | 0 | 0 | 97 | 31 | 22 | 798.924 | 25.7717 | 1566380.7857 | 3101.089 | 100.0351 | 536688.4746 | 81286.5712 | 2622.1475 | 3694.8441 | 2627391.7534 | 3702233.8343
2018-02-01 | 2018 | 37446591 | 3037702.3568 | 40484293.3568 | 60797 | 13639150 | 5367 | 993596.7115 | 14632746.7115 | 68432722 | 3904844.3543 | 72337566.3543 | 189385 | 1004 | 668680.3 | 1770.2 | 17184 | 261046 | 24 | 564 | 730276.2 | 7189.2 | 3356.1 | 415.9 | 7125.8 | 3334.6 | 413.8 | -0.28929 | 568.1 | 0 | 512.1 | 0 | 456.1 | 0 | 400.1 | 0 | 344.1 | 0 | 288.5 | 0.4 | 235.5 | 3.4 | 0 | 1 | 0 | 0 | 0 | 0 | 0 | 0 | 0 | 0 | 0 | 0 | 0 | 0 | 0 | 98 | 28 | 19 | 665.8929 | 23.7819 | 1445867.6199 | 2726.4294 | 97.3725 | 522598.0968 | 72049.3689 | 2573.1917 | 3792.072 | 2583484.5127 | 3807240.3344
2018-03-01 | 2018 | 38782369 | 3037702.3568 | 41820071.3568 | 60798 | 14498535 | 5382 | 993596.7115 | 15492131.7115 | 73851189 | 3904844.3543 | 77756033.3543 | 187159 | 1008 | 606508.2 | 1627 | 17184 | 262882 | 24 | 564 | 730276.2 | 7185 | 3345.3 | 413.4 | 7082.3 | 3305.7 | 407.7 | 0.77742 | 595.9 | 0 | 533.9 | 0 | 471.9 | 0 | 409.9 | 0 | 347.9 | 0 | 285.9 | 0 | 223.9 | 0 | 0 | 0 | 1 | 0 | 0 | 0 | 0 | 0 | 0 | 0 | 0 | 0 | 1 | 0 | 1 | 99 | 31 | 21 | 687.8527 | 22.1888 | 1349034.5599 | 2878.5083 | 92.8551 | 499746.1842 | 77138.922 | 2488.3523 | 3673.282 | 2508259.1405 | 3702668.255
2018-04-01 | 2018 | 35825905 | 3037702.3568 | 38863607.3568 | 60792 | 13441312 | 5377 | 993596.7115 | 14434908.7115 | 70289177 | 3904844.3543 | 74194021.3543 | 184065 | 1006 | 479278.6 | 1515.5 | 17184 | 260891 | 24 | 564 | 730276.2 | 7198.2 | 3338.5 | 410 | 7108.4 | 3307.1 | 403.8 | 4.0233 | 479.3 | 0 | 419.3 | 0 | 359.3 | 0 | 299.3 | 0 | 239.3 | 0 | 180.8 | 1.5 | 127.5 | 8.2 | 0 | 0 | 0 | 1 | 0 | 0 | 0 | 0 | 0 | 0 | 0 | 0 | 1 | 0 | 1 | 100 | 30 | 21 | 639.2882 | 21.3096 | 1295453.5786 | 2684.5655 | 89.4855 | 481163.6237 | 73751.5123 | 2458.3837 | 3511.9768 | 2473134.0451 | 3533048.6359
2018-05-01 | 2018 | 38850335 | 3037702.3568 | 41888037.3568 | 60822 | 13796645 | 5371 | 993596.7115 | 14790241.7115 | 72846017 | 3904844.3543 | 76750861.3543 | 187517 | 1008 | 435165 | 1511.5 | 17184 | 261428 | 24 | 564 | 730276.2 | 7208.1 | 3335 | 412.2 | 7174.7 | 3326.5 | 408.1 | 14.7903 | 173.8 | 12.3 | 127.7 | 28.2 | 86 | 48.5 | 50.5 | 75 | 25.2 | 111.7 | 6.9 | 155.4 | 0.7 | 211.2 | 0 | 0 | 0 | 0 | 1 | 0 | 0 | 0 | 0 | 0 | 0 | 0 | 1 | 0 | 1 | 101 | 31 | 22 | 688.6988 | 22.2161 | 1351227.0115 | 2753.7222 | 88.8297 | 477104.5713 | 76141.7275 | 2456.1848 | 3460.9876 | 2475834.2372 | 3488675.5161
2018-06-01 | 2018 | 49699411 | 3037702.3568 | 52737113.3568 | 60920 | 14595194 | 5437 | 993596.7115 | 15588790.7115 | 74459387 | 3904844.3543 | 78364231.3543 | 205707 | 970 | 392256 | 1511 | 17184 | 260815 | 24 | 564 | 730276.2 | 7224.1 | 3341.9 | 414.9 | 7269.2 | 3363.4 | 414.3 | 19.03 | 64.6 | 35.5 | 26.9 | 57.8 | 5 | 95.9 | 0.6 | 151.5 | 0 | 210.9 | 0 | 270.9 | 0 | 330.9 | 0 | 0 | 0 | 0 | 0 | 1 | 0 | 0 | 0 | 0 | 0 | 0 | 0 | 0 | 0 | 102 | 30 | 21 | 865.6782 | 28.8559 | 1757903.7786 | 2867.1677 | 95.5723 | 519626.3571 | 80787.8674 | 2692.9289 | 3847.0413 | 2612141.0451 | 3731630.0645
2018-07-01 | 2018 | 62470256 | 3037702.3568 | 65507958.3568 | 60944 | 16326498 | 5443 | 993596.7115 | 17320094.7115 | 79813563 | 3904844.3543 | 83718407.3543 | 212958 | 970 | 418842.3 | 1502.3 | 17184 | 261377 | 24 | 563 | 730276.2 | 7258.6 | 3357.7 | 416.4 | 7352.5 | 3397.6 | 418.9 | 23.2968 | 0.5 | 102.7 | 0 | 164.2 | 0 | 226.2 | 0 | 288.2 | 0 | 350.2 | 0 | 412.2 | 0 | 474.2 | 0 | 0 | 0 | 0 | 0 | 0 | 1 | 0 | 0 | 0 | 0 | 0 | 0 | 0 | 0 | 103 | 31 | 21 | 1074.8877 | 34.6738 | 2113159.947 | 3182.0861 | 102.6479 | 558712.7326 | 86307.6364 | 2784.1173 | 4109.8874 | 2700593.7856 | 3986590.8264
2018-08-01 | 2018 | 60684419 | 3037702.3568 | 63722121.3568 | 60940 | 16132239 | 5466 | 993596.7115 | 17125835.7115 | 79970235 | 3904844.3543 | 83875079.3543 | 205769 | 970 | 468399.7 | 1493.6 | 17184 | 261095 | 24 | 563 | 730276.2 | 7264.8 | 3354.6 | 413.1 | 7356 | 3390.3 | 416.3 | 23.2839 | 5.8 | 107.6 | 1.3 | 165.1 | 0 | 225.8 | 0 | 287.8 | 0 | 349.8 | 0 | 411.8 | 0 | 473.8 | 0 | 0 | 0 | 0 | 0 | 0 | 0 | 1 | 0 | 0 | 0 | 0 | 0 | 0 | 0 | 104 | 31 | 22 | 1045.6535 | 33.7308 | 2055552.3018 | 3133.1569 | 101.0696 | 552446.3133 | 86469.154 | 2789.3275 | 3930.4161 | 2705647.7211 | 3812503.607
2018-09-01 | 2018 | 48255985 | 3037702.3568 | 51293687.3568 | 60973 | 14295949 | 5466 | 993596.7115 | 15289545.7115 | 72439191 | 3904844.3543 | 76344035.3543 | 206092 | 974 | 487042.4 | 1407 | 17184 | 260813 | 24 | 563 | 730276.2 | 7268.1 | 3347.2 | 411.2 | 7315.2 | 3361.9 | 412.4 | 19.4467 | 57.2 | 40.6 | 27.8 | 71.2 | 11.3 | 114.7 | 2 | 165.4 | 0 | 223.4 | 0 | 283.4 | 0 | 343.4 | 0 | 0 | 0 | 0 | 0 | 0 | 0 | 0 | 1 | 0 | 0 | 0 | 0 | 1 | 1 | 105 | 30 | 19 | 841.2525 | 28.0417 | 1709789.5786 | 2797.2092 | 93.2403 | 509651.5237 | 78381.9665 | 2612.7322 | 4125.3667 | 2544801.1785 | 4018107.1239
2018-10-01 | 2018 | 37999906 | 3037702.3568 | 41037608.3568 | 60992 | 13367196 | 5469 | 993596.7115 | 14360792.7115 | 68627728 | 3904844.3543 | 72532572.3543 | 205563 | 972 | 541847.9 | 1343.3 | 17184 | 261271 | 24 | 563 | 730276.2 | 7253 | 3346.6 | 411.9 | 7274.4 | 3341.9 | 412.1 | 10.6452 | 295.5 | 5.5 | 237.5 | 9.5 | 182.2 | 16.2 | 132.7 | 28.7 | 88.2 | 46.2 | 50.2 | 70.2 | 20.6 | 102.6 | 0 | 0 | 0 | 0 | 0 | 0 | 0 | 0 | 0 | 1 | 0 | 0 | 0 | 1 | 1 | 106 | 31 | 22 | 672.8359 | 21.7044 | 1323793.818 | 2625.8535 | 84.705 | 463251.3778 | 74621.988 | 2407.1609 | 3391.9085 | 2339760.3985 | 3296935.107
2018-11-01 | 2018 | 38116428 | 3037702.3568 | 41154130.3568 | 61031 | 13835360 | 5496 | 993596.7115 | 14828956.7115 | 68344175 | 3904844.3543 | 72249019.3543 | 205844 | 972 | 565178.5 | 1317.1 | 17184 | 260703 | 24 | 562 | 730276.2 | 7273.5 | 3365.9 | 416 | 7279 | 3354.2 | 415.5 | 2.92 | 512.4 | 0 | 452.4 | 0 | 392.4 | 0 | 332.4 | 0 | 272.4 | 0 | 214.1 | 1.7 | 157.9 | 5.5 | 0 | 0 | 0 | 0 | 0 | 0 | 0 | 0 | 0 | 0 | 1 | 0 | 0 | 1 | 1 | 107 | 30 | 22 | 674.3152 | 22.4772 | 1371804.3452 | 2698.1362 | 89.9379 | 494298.5571 | 74330.2668 | 2477.6756 | 3378.6485 | 2408300.6451 | 3284046.3343
2018-12-01 | 2018 | 43149882 | 3037702.3568 | 46187584.3568 | 61253 | 14685286 | 5494 | 993596.7115 | 15678882.7115 | 67665402 | 3904844.3543 | 71570246.3543 | 169863 | 974 | 597310.9 | 1287.2 | 17184 | 264008 | 24 | 562 | 730276.2 | 7289.2 | 3382.8 | 419.2 | 7302.7 | 3380.9 | 420.7 | 1.3548 | 578 | 0 | 516 | 0 | 454 | 0 | 392 | 0 | 330 | 0 | 268 | 0 | 206 | 0 | 0 | 0 | 0 | 0 | 0 | 0 | 0 | 0 | 0 | 0 | 0 | 1 | 0 | 0 | 0 | 108 | 31 | 19 | 754.0461 | 24.3241 | 1489922.076 | 2853.8192 | 92.0587 | 505770.41 | 73480.7457 | 2370.3466 | 3867.4077 | 2308717.6243 | 3766855.0713
2019-01-01 | 2019 | 44752329 | 3193449.3685 | 47945778.3685 | 61267 | 15650151 | 5499 | 1118662.4123 | 16768813.4123 | 74411457 | 4404868.1497 | 78816325.1497 | 179535 | 974 | 583065.5 | 1287.2 | 17184 | 262538 | 24 | 559 | 744439.6 | 7315.7 | 3394.9 | 420.6 | 7293.3 | 3386.2 | 420.6 | -4.5806 | 762 | 0 | 700 | 0 | 638 | 0 | 576 | 0 | 514 | 0 | 452 | 0 | 390 | 0 | 1 | 0 | 0 | 0 | 0 | 0 | 0 | 0 | 0 | 0 | 0 | 0 | 0 | 0 | 0 | 109 | 31 | 22 | 782.571 | 25.2442 | 1546638.0119 | 3049.4296 | 98.3687 | 540929.4649 | 80920.2517 | 2610.3307 | 3678.1933 | 2542462.1016 | 3582560.2341
2019-02-01 | 2019 | 39641060 | 3193449.3685 | 42834509.3685 | 61283 | 14388779 | 5507 | 1118662.4123 | 15507441.4123 | 66941377 | 4404868.1497 | 71346245.1497 | 190349 | 972 | 486224.5 | 1287.2 | 17184 | 261673 | 24 | 563 | 744439.6 | 7346.7 | 3412.3 | 421.7 | 7286.5 | 3393.3 | 419.8 | -2.4179 | 627.7 | 0 | 571.7 | 0 | 515.7 | 0 | 459.7 | 0 | 403.7 | 0 | 347.7 | 0 | 293.7 | 2 | 0 | 1 | 0 | 0 | 0 | 0 | 0 | 0 | 0 | 0 | 0 | 0 | 0 | 0 | 0 | 110 | 28 | 19 | 698.9623 | 24.9629 | 1529803.906 | 2815.9509 | 100.5697 | 553837.1933 | 73401.4868 | 2621.4817 | 3863.2361 | 2548080.1839 | 3755065.5342
2019-03-01 | 2019 | 39959681 | 3193449.3685 | 43153130.3685 | 61278 | 15138621 | 5500 | 1118662.4123 | 16257283.4123 | 71747602 | 4404868.1497 | 76152470.1497 | 186476 | 972 | 479831.6 | 1287.2 | 17184 | 263490 | 24 | 563 | 744439.6 | 7371 | 3430.6 | 420.5 | 7268.2 | 3393.6 | 415.1 | 0.048387 | 618.5 | 0 | 556.5 | 0 | 494.5 | 0 | 432.5 | 0 | 370.5 | 0 | 308.5 | 0 | 246.6 | 0.1 | 0 | 0 | 1 | 0 | 0 | 0 | 0 | 0 | 0 | 0 | 0 | 0 | 1 | 0 | 1 | 111 | 31 | 22 | 704.219 | 22.7167 | 1392036.4635 | 2955.8697 | 95.3506 | 524428.4972 | 78346.1627 | 2527.2956 | 3561.1892 | 2456531.2952 | 3461475.9159
2019-04-01 | 2019 | 34942768 | 3193449.3685 | 38136217.3685 | 61471 | 13349194 | 5496 | 1118662.4123 | 14467856.4123 | 65493567 | 4404868.1497 | 69898435.1497 | 182739 | 973 | 407082.6 | 1287.2 | 17184 | 261275 | 24 | 563 | 744439.6 | 7395.4 | 3447.9 | 417.5 | 7304.3 | 3418.2 | 411.2 | 6.27 | 411.9 | 0 | 351.9 | 0 | 291.9 | 0 | 231.9 | 0 | 173.3 | 1.4 | 116.7 | 4.8 | 71.4 | 19.5 | 0 | 0 | 0 | 1 | 0 | 0 | 0 | 0 | 0 | 0 | 0 | 0 | 1 | 0 | 1 | 112 | 30 | 21 | 620.3936 | 20.6798 | 1271207.2456 | 2632.4338 | 87.7478 | 482261.8804 | 71838.0628 | 2394.6021 | 3420.8601 | 2329947.8383 | 3328496.9119
2019-05-01 | 2019 | 35494086 | 3193449.3685 | 38687535.3685 | 61467 | 13091106 | 5489 | 1118662.4123 | 14209768.4123 | 66534124 | 4404868.1497 | 70938992.1497 | 180588 | 977 | 370589.6 | 1287.2 | 17184 | 261806 | 24 | 563 | 744439.6 | 7412.6 | 3461.7 | 415.7 | 7376.9 | 3452.9 | 411.2 | 11.0581 | 277.2 | 0 | 215.6 | 0.4 | 157.8 | 4.6 | 105.8 | 14.6 | 63.5 | 34.3 | 33.1 | 65.9 | 13.4 | 108.2 | 0 | 0 | 0 | 0 | 1 | 0 | 0 | 0 | 0 | 0 | 0 | 0 | 1 | 0 | 1 | 113 | 31 | 20 | 629.4033 | 20.3033 | 1247985.0119 | 2588.7718 | 83.5088 | 458379.6262 | 72608.9991 | 2342.2258 | 3630.45 | 2288354.5855 | 3546949.6075
2019-06-01 | 2019 | 42615902 | 3193449.3685 | 45809351.3685 | 61472 | 13624072 | 5489 | 1118662.4123 | 14742734.4123 | 67552624 | 4404868.1497 | 71957492.1497 | 184356 | 982 | 334161.4 | 1287.2 | 17184 | 261241 | 24 | 561 | 744439.6 | 7430.3 | 3472.4 | 416.3 | 7472.1 | 3492.2 | 415.4 | 17.3067 | 96.9 | 16.1 | 54.9 | 34.1 | 22 | 61.2 | 4.4 | 103.6 | 0.2 | 159.4 | 0 | 219.2 | 0 | 279.2 | 0 | 0 | 0 | 0 | 0 | 1 | 0 | 0 | 0 | 0 | 0 | 0 | 0 | 0 | 0 | 114 | 30 | 22 | 745.2068 | 24.8402 | 1526978.3789 | 2685.8689 | 89.529 | 491424.4804 | 73276.4686 | 2442.549 | 3330.7486 | 2398583.0717 | 3270795.0977
2019-07-01 | 2019 | 60513434 | 3193449.3685 | 63706883.3685 | 61470 | 16138863 | 5495 | 1118662.4123 | 17257525.4123 | 78868328 | 4404868.1497 | 83273196.1497 | 199980 | 982 | 358876.3 | 1287.2 | 17184 | 261806 | 24 | 561 | 744439.6 | 7432.9 | 3487.5 | 415.9 | 7524.4 | 3526.4 | 417.8 | 22.9226 | 1.4 | 92 | 0 | 152.6 | 0 | 214.6 | 0 | 276.6 | 0 | 338.6 | 0 | 400.6 | 0 | 462.6 | 0 | 0 | 0 | 0 | 0 | 0 | 1 | 0 | 0 | 0 | 0 | 0 | 0 | 0 | 0 | 115 | 31 | 22 | 1036.3898 | 33.4319 | 2055060.7538 | 3140.587 | 101.3093 | 556694.3681 | 84799.5887 | 2735.4706 | 3854.5268 | 2686232.1339 | 3785145.2795
2019-08-01 | 2019 | 55597872 | 3193449.3685 | 58791321.3685 | 61464 | 15404829 | 5492 | 1118662.4123 | 16523491.4123 | 75469633 | 4404868.1497 | 79874501.1497 | 205692 | 983 | 403671.4 | 1287.2 | 17184 | 261523 | 24 | 561 | 744439.6 | 7449.6 | 3500.1 | 418.8 | 7540.9 | 3533.8 | 422.3 | 21.2677 | 10.7 | 50 | 1.4 | 102.7 | 0 | 163.3 | 0 | 225.3 | 0 | 287.3 | 0 | 349.3 | 0 | 411.3 | 0 | 0 | 0 | 0 | 0 | 0 | 0 | 1 | 0 | 0 | 0 | 0 | 0 | 0 | 0 | 116 | 31 | 20 | 956.5164 | 30.8554 | 1896494.2377 | 3008.6474 | 97.0531 | 533015.852 | 81255.8506 | 2621.1565 | 4062.7925 | 2576596.8113 | 3993725.0575
2019-09-01 | 2019 | 41652448 | 3193449.3685 | 44845897.3685 | 61464 | 13545211 | 5496 | 1118662.4123 | 14663873.4123 | 68830744 | 4404868.1497 | 73235612.1497 | 201400 | 981 | 445569.9 | 1287.2 | 17184 | 261241 | 24 | 561 | 744439.6 | 7478.3 | 3522.9 | 419.9 | 7535 | 3545.3 | 423.1 | 18.4533 | 58 | 11.6 | 21.8 | 35.4 | 5.1 | 78.7 | 0.3 | 133.9 | 0 | 193.6 | 0 | 253.6 | 0 | 313.6 | 0 | 0 | 0 | 0 | 0 | 0 | 0 | 0 | 1 | 0 | 0 | 0 | 0 | 1 | 1 | 117 | 30 | 21 | 729.6287 | 24.321 | 1494863.2456 | 2668.0992 | 88.9366 | 488795.7804 | 74654.0389 | 2488.468 | 3554.9542 | 2441187.0717 | 3487410.1024
2019-10-01 | 2019 | 36759662 | 3193449.3685 | 39953111.3685 | 61500 | 12862432 | 5495 | 1118662.4123 | 13981094.4123 | 66661539 | 4404868.1497 | 71066407.1497 | 195686 | 980 | 519107 | 1287 | 17184 | 261806 | 24 | 561 | 744439.6 | 7504 | 3525.5 | 427.3 | 7538.5 | 3530.2 | 433.4 | 12.1258 | 247 | 2.9 | 187 | 4.9 | 128.5 | 8.4 | 74.1 | 16 | 32 | 35.9 | 10.4 | 76.3 | 0.3 | 128.2 | 0 | 0 | 0 | 0 | 0 | 0 | 0 | 0 | 0 | 1 | 0 | 0 | 0 | 1 | 1 | 118 | 31 | 21 | 649.6441 | 20.9563 | 1288810.0441 | 2544.3302 | 82.0752 | 451003.0456 | 72516.742 | 2339.2497 | 3453.1782 | 2292464.7468 | 3384114.6262
2019-11-01 | 2019 | 37785130 | 3193449.3685 | 40978579.3685 | 61496 | 13334890 | 5456 | 1118662.4123 | 14453552.4123 | 67091476 | 4404868.1497 | 71496344.1497 | 196909 | 1020 | 552268 | 1287 | 17184 | 261241 | 24 | 561 | 744439.6 | 7517.3 | 3531.7 | 427.5 | 7530.1 | 3530.8 | 434.3 | 2.5333 | 524 | 0 | 464 | 0 | 404 | 0 | 344 | 0 | 284 | 0 | 224 | 0 | 165.8 | 1.8 | 0 | 0 | 0 | 0 | 0 | 0 | 0 | 0 | 0 | 0 | 1 | 0 | 0 | 1 | 1 | 119 | 30 | 21 | 666.3617 | 22.2121 | 1365952.6456 | 2649.1115 | 88.3037 | 481785.0804 | 70094.455 | 2336.4818 | 3337.8312 | 2383211.4717 | 3404587.8167
2019-12-01 | 2019 | 42866511 | 3193449.3685 | 46059960.3685 | 61500 | 14175336 | 5460 | 1118662.4123 | 15293998.4123 | 67934124 | 4404868.1497 | 72338992.1497 | 171774 | 1022 | 597205.1 | 1287 | 17184 | 264551 | 24 | 561 | 744439.6 | 7525 | 3532 | 429.5 | 7535.2 | 3534.9 | 437.6 | 1.2129 | 582.4 | 0 | 520.4 | 0 | 458.4 | 0 | 396.4 | 0 | 334.4 | 0 | 272.4 | 0 | 210.4 | 0 | 0 | 0 | 0 | 0 | 0 | 0 | 0 | 0 | 0 | 0 | 0 | 1 | 0 | 0 | 0 | 120 | 31 | 21 | 748.9424 | 24.1594 | 1485805.1732 | 2801.0986 | 90.358 | 493354.7875 | 70781.7927 | 2283.2836 | 3370.5616 | 2333515.8758 | 3444713.9119

## Economic
Date | Year | GDP | Ont_FTEAdj | Ont_FTE | Tor_FTEAdj | Tor_FTE | Ham_FTEAdj | Ham_FTE
2009-01-01 | 2009 | 591636.5 | 6541.6 | 6506.5 | 2842.1 | 2835.9 | 361.3 | 358.8 | Latest Figures as of August 20, 2020
2009-02-01 | 2009 | 591636.5 | 6506 | 6436.2 | 2838 | 2820.5 | 364.6 | 357.3 | Ontario
2009-03-01 | 2009 | 591636.5 | 6466.8 | 6363.8 | 2839.9 | 2804.5 | 369.7 | 359.9 |  | BMO | TD | Scotia | RBC | Average
2009-04-01 | 2009 | 591636.5 | 6445.5 | 6359.6 | 2843.4 | 2816.6 | 374.2 | 366.2 | Report Date | 2020-06-11 | 2020-06-17 | 2020-08-04 | 2020-06-10
2009-05-01 | 2009 | 591636.5 | 6420.3 | 6382.1 | 2837.3 | 2824.5 | 376.7 | 374.5 | FTE
2009-06-01 | 2009 | 591636.5 | 6393.2 | 6429.4 | 2810.4 | 2820.1 | 373.4 | 376.9 | 2019 | 2.9% | 2.9% | 2.9% | 2.9% | 2.9%
2009-07-01 | 2009 | 591636.5 | 6390.2 | 6467 | 2796.2 | 2818 | 370 | 375.1 | 2020 | -3.9% | -6% | -5.8% | -4.7% | -5.1%
2009-08-01 | 2009 | 591636.5 | 6401 | 6487.6 | 2791.5 | 2817 | 365.6 | 372.7 | 2021 | 5.6% | 5.9% | -6% | 5.4% | 2.725%
2009-09-01 | 2009 | 591636.5 | 6421.2 | 6470.2 | 2796.5 | 2808.4 | 367.1 | 371.5
2009-10-01 | 2009 | 591636.5 | 6438.2 | 6472.1 | 2803.9 | 2811.8 | 370.5 | 374.6 | GDP | 2020-06-11 | 2020-06-17 | 2020-08-04 | 2020-06-10
2009-11-01 | 2009 | 591636.5 | 6454 | 6465.6 | 2815.8 | 2817.5 | 373 | 373.5 | 2019 | 1.9% | 1.9% | 1.6% | 1.9% | 1.825%
2009-12-01 | 2009 | 591636.5 | 6458.5 | 6467.5 | 2823.8 | 2834.8 | 370.8 | 370.8 | 2020 | -6% | -6.2% | -6.4% | -5.8% | -6.1%
2010-01-01 | 2010 | 609770.3 | 6466.9 | 6434.5 | 2836.8 | 2831.9 | 368.4 | 365.5 | 2021 | 6% | 5.1% | 5.3% | 4.2% | 5.15%
2010-02-01 | 2010 | 609770.3 | 6471 | 6404.1 | 2842.3 | 2825.6 | 366.3 | 360.3
2010-03-01 | 2010 | 609770.3 | 6477.5 | 6377.2 | 2849.8 | 2813.8 | 367.5 | 359.4
2010-04-01 | 2010 | 609770.3 | 6485 | 6401.7 | 2844.4 | 2815.5 | 364.7 | 358.4
2010-05-01 | 2010 | 609770.3 | 6506.8 | 6468.9 | 2847.5 | 2831.7 | 364.3 | 362.4
2010-06-01 | 2010 | 609770.3 | 6540.8 | 6578.9 | 2859.9 | 2867.7 | 367.2 | 370.1
2010-07-01 | 2010 | 609770.3 | 6561 | 6640.9 | 2878.7 | 2899.6 | 372.2 | 375.7
2010-08-01 | 2010 | 609770.3 | 6568.9 | 6662.6 | 2895.3 | 2928.4 | 377 | 379.1
2010-09-01 | 2010 | 609770.3 | 6556 | 6611.2 | 2891.8 | 2912 | 377.3 | 376.7
2010-10-01 | 2010 | 609770.3 | 6551.6 | 6587.1 | 2893.7 | 2907.8 | 373.6 | 372.9
2010-11-01 | 2010 | 609770.3 | 6555.7 | 6566.6 | 2893.6 | 2895.2 | 372.3 | 371.5
2010-12-01 | 2010 | 609770.3 | 6578.3 | 6584.1 | 2918.5 | 2927.8 | 370.9 | 370.2
2011-01-01 | 2011 | 625936.9 | 6606.3 | 6571.2 | 2938.5 | 2934.1 | 372.1 | 369.4
2011-02-01 | 2011 | 625936.9 | 6619.5 | 6548.1 | 2947.4 | 2929.4 | 369.6 | 365.4
2011-03-01 | 2011 | 625936.9 | 6628.6 | 6523.7 | 2938.7 | 2901.9 | 369.8 | 363.6
2011-04-01 | 2011 | 625936.9 | 6635.5 | 6550 | 2929.9 | 2898.7 | 372 | 367.1
2011-05-01 | 2011 | 625936.9 | 6645.8 | 6612 | 2930.2 | 2912 | 375 | 374.6
2011-06-01 | 2011 | 625936.9 | 6662 | 6706.8 | 2934.9 | 2941 | 375.2 | 379.2
2011-07-01 | 2011 | 625936.9 | 6665.8 | 6755.3 | 2928.1 | 2949.3 | 375.3 | 379.4
2011-08-01 | 2011 | 625936.9 | 6677.5 | 6778 | 2922.7 | 2957.5 | 371.4 | 372.8
2011-09-01 | 2011 | 625936.9 | 6674.4 | 6734.6 | 2918.3 | 2940.6 | 372.6 | 371.1
2011-10-01 | 2011 | 625936.9 | 6668.1 | 6702.2 | 2912.1 | 2925.9 | 374.6 | 373.4
2011-11-01 | 2011 | 625936.9 | 6662.8 | 6669.4 | 2908.5 | 2909.9 | 383.7 | 381.7
2011-12-01 | 2011 | 625936.9 | 6667.5 | 6668.3 | 2903 | 2910.1 | 387.6 | 386.4
2012-01-01 | 2012 | 634944.3 | 6673.6 | 6635.9 | 2903.3 | 2898.2 | 390.1 | 387.2
2012-02-01 | 2012 | 634944.3 | 6670.7 | 6598 | 2901.2 | 2881 | 388.4 | 385.8
2012-03-01 | 2012 | 634944.3 | 6674 | 6569.8 | 2907.4 | 2869.6 | 385 | 380.7
2012-04-01 | 2012 | 634944.3 | 6685.8 | 6603.3 | 2912.5 | 2883 | 382.5 | 378.9
2012-05-01 | 2012 | 634944.3 | 6690.1 | 6658.1 | 2917.9 | 2902.3 | 376.3 | 375.1
2012-06-01 | 2012 | 634944.3 | 6693.3 | 6737.2 | 2928.6 | 2937.8 | 371.5 | 373.8
2012-07-01 | 2012 | 634944.3 | 6694.6 | 6778.6 | 2949.2 | 2965.9 | 368.7 | 372.6
2012-08-01 | 2012 | 634944.3 | 6703.3 | 6797.9 | 2968.4 | 2997.9 | 371.3 | 374.1
2012-09-01 | 2012 | 634944.3 | 6707.4 | 6763.1 | 2985.6 | 3001.5 | 376.3 | 376.1
2012-10-01 | 2012 | 634944.3 | 6710 | 6740.9 | 3002.1 | 3012.7 | 377.5 | 375.9
2012-11-01 | 2012 | 634944.3 | 6722.4 | 6727.4 | 3019.5 | 3019 | 377.9 | 373.6
2012-12-01 | 2012 | 634944.3 | 6740.6 | 6740.2 | 3030.3 | 3033.6 | 378.6 | 375.8
2013-01-01 | 2013 | 643937 | 6758.8 | 6721.7 | 3038 | 3030.3 | 380.4 | 378.6
2013-02-01 | 2013 | 643937 | 6775.5 | 6702 | 3041.7 | 3018.2 | 381.8 | 382.7
2013-03-01 | 2013 | 643937 | 6781.1 | 6675.8 | 3045.3 | 3007 | 380.1 | 379.3
2013-04-01 | 2013 | 643937 | 6788.9 | 6703.7 | 3057 | 3026.3 | 377.1 | 375.4
2013-05-01 | 2013 | 643937 | 6801.1 | 6770.3 | 3073.7 | 3059.1 | 378.2 | 376.4
2013-06-01 | 2013 | 643937 | 6815.2 | 6861.8 | 3092.4 | 3103.8 | 376.8 | 378.6
2013-07-01 | 2013 | 643937 | 6826.2 | 6917.1 | 3100 | 3122.7 | 375.3 | 378.7
2013-08-01 | 2013 | 643937 | 6833.9 | 6934.7 | 3110.2 | 3145.2 | 364.2 | 368.3
2013-09-01 | 2013 | 643937 | 6843.3 | 6906.9 | 3116.8 | 3143.4 | 362.4 | 364.6
2013-10-01 | 2013 | 643937 | 6850.3 | 6889 | 3116 | 3136 | 363.6 | 366.5
2013-11-01 | 2013 | 643937 | 6854 | 6863.8 | 3113.4 | 3119.8 | 369.8 | 371.8
2013-12-01 | 2013 | 643937 | 6850.4 | 6849.3 | 3108.4 | 3114.3 | 373.6 | 376.6
2014-01-01 | 2014 | 659861.2 | 6848.3 | 6806.1 | 3105.1 | 3097 | 375.1 | 376.3
2014-02-01 | 2014 | 659861.2 | 6850 | 6772.3 | 3109.9 | 3085.6 | 379.9 | 382.3
2014-03-01 | 2014 | 659861.2 | 6856.4 | 6751.3 | 3115.2 | 3073.7 | 382.2 | 382.2
2014-04-01 | 2014 | 659861.2 | 6869.6 | 6785 | 3126.8 | 3095.4 | 383.2 | 382.5
2014-05-01 | 2014 | 659861.2 | 6870.6 | 6842.6 | 3114.3 | 3103 | 381.5 | 379.7
2014-06-01 | 2014 | 659861.2 | 6865.4 | 6912.9 | 3091.8 | 3107.5 | 382 | 383.3
2014-07-01 | 2014 | 659861.2 | 6864.4 | 6957.8 | 3067.1 | 3095.5 | 383.8 | 386.4
2014-08-01 | 2014 | 659861.2 | 6869.9 | 6969.7 | 3056.5 | 3094.2 | 385.2 | 388.9
2014-09-01 | 2014 | 659861.2 | 6884.5 | 6944.1 | 3058.5 | 3085.3 | 385.2 | 386.9
2014-10-01 | 2014 | 659861.2 | 6901.5 | 6936.6 | 3072.7 | 3089.4 | 385.1 | 387.2
2014-11-01 | 2014 | 659861.2 | 6907.5 | 6914.3 | 3082 | 3084.8 | 383 | 384.2
2014-12-01 | 2014 | 659861.2 | 6903.1 | 6903.2 | 3080.1 | 3082.8 | 380 | 382.5
2015-01-01 | 2015 | 677384 | 6885.7 | 6845.1 | 3076.8 | 3066.1 | 379.5 | 379.3
2015-02-01 | 2015 | 677384 | 6885.3 | 6810.3 | 3085.5 | 3057.4 | 378.6 | 376.2
2015-03-01 | 2015 | 677384 | 6892.1 | 6783.7 | 3108.7 | 3060.7 | 379.4 | 373.1
2015-04-01 | 2015 | 677384 | 6897.3 | 6805.6 | 3122.7 | 3086.6 | 379.6 | 374.7
2015-05-01 | 2015 | 677384 | 6906.5 | 6870.9 | 3142.3 | 3130.7 | 385 | 382.4
2015-06-01 | 2015 | 677384 | 6921.3 | 6965.8 | 3163.2 | 3182.8 | 387.9 | 389.3
2015-07-01 | 2015 | 677384 | 6941.2 | 7032.3 | 3194.9 | 3226.4 | 392.4 | 395.3
2015-08-01 | 2015 | 677384 | 6949.2 | 7045.7 | 3214.6 | 3251.2 | 392.6 | 397.2
2015-09-01 | 2015 | 677384 | 6941.1 | 6994.9 | 3220.3 | 3243.3 | 390.5 | 393.9
2015-10-01 | 2015 | 677384 | 6934.8 | 6969 | 3216.5 | 3229.5 | 385.6 | 388.2
2015-11-01 | 2015 | 677384 | 6928.3 | 6936.9 | 3211.5 | 3211.5 | 384.5 | 385.6
2015-12-01 | 2015 | 677384 | 6942.8 | 6948.2 | 3220.1 | 3220 | 383.7 | 385.4
2016-01-01 | 2016 | 692620.8 | 6957.7 | 6919.2 | 3227 | 3213.9 | 382.6 | 381.7
2016-02-01 | 2016 | 692620.8 | 6970.6 | 6896.8 | 3221.1 | 3193.2 | 384.2 | 380.8
2016-03-01 | 2016 | 692620.8 | 6978.1 | 6872.4 | 3210.6 | 3165.9 | 385.2 | 378.9
2016-04-01 | 2016 | 692620.8 | 6981.8 | 6890.3 | 3208.5 | 3172.5 | 387.9 | 383.7
2016-05-01 | 2016 | 692620.8 | 6994.4 | 6962.5 | 3217.7 | 3207.8 | 383.2 | 382.3
2016-06-01 | 2016 | 692620.8 | 7001.9 | 7047.3 | 3230.3 | 3251.8 | 382.1 | 384.6
2016-07-01 | 2016 | 692620.8 | 6995.7 | 7090.8 | 3229.4 | 3265.5 | 379.1 | 382.2
2016-08-01 | 2016 | 692620.8 | 6990.6 | 7083.3 | 3224.8 | 3263 | 379.5 | 380.6
2016-09-01 | 2016 | 692620.8 | 6988.9 | 7037 | 3216.9 | 3236.1 | 382.3 | 381.7
2016-10-01 | 2016 | 692620.8 | 7006.2 | 7033.4 | 3209.8 | 3217.5 | 386.2 | 384.6
2016-11-01 | 2016 | 692620.8 | 7018.5 | 7026.9 | 3207.3 | 3203.3 | 392.2 | 391.8
2016-12-01 | 2016 | 692620.8 | 7028.8 | 7041.6 | 3203.9 | 3206.3 | 397.1 | 398
2017-01-01 | 2017 | 713254.1 | 7045.6 | 7018.6 | 3213.3 | 3203.7 | 398.1 | 397.6
2017-02-01 | 2017 | 713254.1 | 7060.7 | 6996 | 3230.3 | 3206.5 | 398.6 | 396.1
2017-03-01 | 2017 | 713254.1 | 7074.2 | 6972 | 3247.6 | 3204.7 | 402 | 396.5
2017-04-01 | 2017 | 713254.1 | 7074.8 | 6982.8 | 3257.7 | 3222.4 | 411 | 406.8
2017-05-01 | 2017 | 713254.1 | 7080.7 | 7047.4 | 3266.8 | 3255.9 | 416.7 | 414.8
2017-06-01 | 2017 | 713254.1 | 7085.4 | 7129.6 | 3268.7 | 3289.1 | 417.8 | 419.3
2017-07-01 | 2017 | 713254.1 | 7099.9 | 7195 | 3270 | 3308.7 | 421.3 | 422.9
2017-08-01 | 2017 | 713254.1 | 7121.3 | 7213.7 | 3278.6 | 3315.2 | 427.8 | 429.1
2017-09-01 | 2017 | 713254.1 | 7150.1 | 7197 | 3297.7 | 3313.7 | 432.9 | 432.4
2017-10-01 | 2017 | 713254.1 | 7170.5 | 7193.7 | 3320.8 | 3320.5 | 430.7 | 430.3
2017-11-01 | 2017 | 713254.1 | 7189.6 | 7194.2 | 3335.4 | 3326.2 | 426.2 | 426.2
2017-12-01 | 2017 | 713254.1 | 7203.1 | 7213.4 | 3352.3 | 3351 | 421.4 | 423.3
2018-01-01 | 2018 | 730276.2 | 7199.8 | 7172.6 | 3357.1 | 3347.1 | 420.4 | 420.7
2018-02-01 | 2018 | 730276.2 | 7189.2 | 7125.8 | 3356.1 | 3334.6 | 415.9 | 413.8
2018-03-01 | 2018 | 730276.2 | 7185 | 7082.3 | 3345.3 | 3305.7 | 413.4 | 407.7
2018-04-01 | 2018 | 730276.2 | 7198.2 | 7108.4 | 3338.5 | 3307.1 | 410 | 403.8
2018-05-01 | 2018 | 730276.2 | 7208.1 | 7174.7 | 3335 | 3326.5 | 412.2 | 408.1
2018-06-01 | 2018 | 730276.2 | 7224.1 | 7269.2 | 3341.9 | 3363.4 | 414.9 | 414.3
2018-07-01 | 2018 | 730276.2 | 7258.6 | 7352.5 | 3357.7 | 3397.6 | 416.4 | 418.9
2018-08-01 | 2018 | 730276.2 | 7264.8 | 7356 | 3354.6 | 3390.3 | 413.1 | 416.3
2018-09-01 | 2018 | 730276.2 | 7268.1 | 7315.2 | 3347.2 | 3361.9 | 411.2 | 412.4
2018-10-01 | 2018 | 730276.2 | 7253 | 7274.4 | 3346.6 | 3341.9 | 411.9 | 412.1
2018-11-01 | 2018 | 730276.2 | 7273.5 | 7279 | 3365.9 | 3354.2 | 416 | 415.5
2018-12-01 | 2018 | 730276.2 | 7289.2 | 7302.7 | 3382.8 | 3380.9 | 419.2 | 420.7
2019-01-01 | 2019 | 744439.6 | 7315.7 | 7293.3 | 3394.9 | 3386.2 | 420.6 | 420.6
2019-02-01 | 2019 | 744439.6 | 7346.7 | 7286.5 | 3412.3 | 3393.3 | 421.7 | 419.8
2019-03-01 | 2019 | 744439.6 | 7371 | 7268.2 | 3430.6 | 3393.6 | 420.5 | 415.1
2019-04-01 | 2019 | 744439.6 | 7395.4 | 7304.3 | 3447.9 | 3418.2 | 417.5 | 411.2
2019-05-01 | 2019 | 744439.6 | 7412.6 | 7376.9 | 3461.7 | 3452.9 | 415.7 | 411.2
2019-06-01 | 2019 | 744439.6 | 7430.3 | 7472.1 | 3472.4 | 3492.2 | 416.3 | 415.4
2019-07-01 | 2019 | 744439.6 | 7432.9 | 7524.4 | 3487.5 | 3526.4 | 415.9 | 417.8
2019-08-01 | 2019 | 744439.6 | 7449.6 | 7540.9 | 3500.1 | 3533.8 | 418.8 | 422.3
2019-09-01 | 2019 | 744439.6 | 7478.3 | 7535 | 3522.9 | 3545.3 | 419.9 | 423.1
2019-10-01 | 2019 | 744439.6 | 7504 | 7538.5 | 3525.5 | 3530.2 | 427.3 | 433.4
2019-11-01 | 2019 | 744439.6 | 7517.3 | 7530.1 | 3531.7 | 3530.8 | 427.5 | 434.3
2019-12-01 | 2019 | 744439.6 | 7525 | 7535.2 | 3532 | 3534.9 | 429.5 | 437.6
2020-01-01 | 2020 | 699028.7844 | 7542 | 7512.5 | 3555.9 | 3552.2 | 426.7 | 430.1
2020-02-01 | 2020 | 699028.7844 | 7551.9 | 7488.9 | 3562.1 | 3548.8 | 427.9 | 427.9
2020-03-01 | 2020 | 699028.7844 | 7421.9 | 7317 | 3489.5 | 3454.3 | 424 | 417
2020-04-01 | 2020 | 699028.7844 | 7056.8 | 6968.7 | 3298.9 | 3268.1 | 407.4 | 399
2020-05-01 | 2020 | 699028.7844 | 6671.4 | 6632 | 3089.7 | 3077.6 | 382 | 374
2020-06-01 | 2020 | 699028.7844 | 6546.1 | 6583 | 3022.6 | 3040 | 371 | 368.4
2020-07-01 | 2020 | 699028.7844 | 6700.8 | 6777 | 3082.3 | 3119.9 | 380.3 | 379.6
2020-08-01 | 2020 | 699028.7844 | 7069.6704 | 7156.3141 | 3321.5949 | 3353.5762 | 397.4412 | 400.7627
2020-09-01 | 2020 | 699028.7844 | 7096.9067 | 7150.715 | 3343.2321 | 3364.4897 | 398.4851 | 401.5219
2020-10-01 | 2020 | 699028.7844 | 7121.296 | 7154.0365 | 3345.6995 | 3350.1598 | 405.5077 | 411.2966
2020-11-01 | 2020 | 699028.7844 | 7133.9177 | 7146.0649 | 3351.5833 | 3350.7292 | 405.6975 | 412.1507
2020-12-01 | 2020 | 699028.7844 | 7141.225 | 7150.9048 | 3351.868 | 3354.6201 | 407.5955 | 415.2824
2021-01-01 | 2021 | 735028.7668 | #REF! | #REF! | #REF! | #REF! | #REF! | #REF!
2021-02-01 | 2021 | 735028.7668 | #REF! | #REF! | #REF! | #REF! | #REF! | #REF!
2021-03-01 | 2021 | 735028.7668 | #REF! | #REF! | #REF! | #REF! | #REF! | #REF!
2021-04-01 | 2021 | 735028.7668 | #REF! | #REF! | #REF! | #REF! | #REF! | #REF!
2021-05-01 | 2021 | 735028.7668 | #REF! | #REF! | #REF! | #REF! | #REF! | #REF!
2021-06-01 | 2021 | 735028.7668 | #REF! | #REF! | #REF! | #REF! | #REF! | #REF!
2021-07-01 | 2021 | 735028.7668 | #REF! | #REF! | #REF! | #REF! | #REF! | #REF!
2021-08-01 | 2021 | 735028.7668 | #REF! | #REF! | #REF! | #REF! | #REF! | #REF!
2021-09-01 | 2021 | 735028.7668 | #REF! | #REF! | #REF! | #REF! | #REF! | #REF!
2021-10-01 | 2021 | 735028.7668 | #REF! | #REF! | #REF! | #REF! | #REF! | #REF!
2021-11-01 | 2021 | 735028.7668 | #REF! | #REF! | #REF! | #REF! | #REF! | #REF!
2021-12-01 | 2021 | 735028.7668 | #REF! | #REF! | #REF! | #REF! | #REF! | #REF!

## Monthly Data (to June 2020)
Date | Year | Residential_kWh | Res_CDM | Res_NoCDM | Residential_Customers | GS_lt_50_kWh | GS_lt_50_Customersomers | GS_lt_50_CDM | GS_lt_50_NoCDM | GS_gt_50_kWh | GS_gt_50_CDM | GS_gt_50_NoCDM | GS_gt_50_kW | GS_gt_50_Customers | Streetlights_kWh | Streetlights_kW | Streetlights_Connections | USL_kWh | USL_Customers | USL Connections | GDP | Ont_FTEAdj | Tor_FTEAdj | Ham_FTEAdj | Ont_FTE | Tor_FTE | Ham_FTE | MeanTemp | HDD20 | CDD20 | HDD18 | CDD18 | HDD16 | CDD16 | HDD14 | CDD14 | HDD12 | CDD12 | HDD10 | CDD10 | HDD8 | CDD8 | Jan | Feb | Mar | Apr | May | Jun | Jul | Aug | Sept | Oct | Nov | Dec | Spring | Fall | Shoulder | Trend | Month Days | Peak Days | AvgRes | AvgResD | ResD | AvgGSlt50 | AvgGSlt50D | GSlt50D | AvgGSgt50 | AvgGSgt50MD | AvgGSgt50PD | GSgt50MD | GSgt50PD
2010-01-01 | 2010 | 49397907 | 0 | 49397907 | 57642 | 15762767 | 4982 | 0 | 15762767 | 77865432 | 0 | 77865432 | 193851 | 979 | 975753 | 2155 | 14457 | 292706 | 0 | 603 | 609770.3 | 6466.9 | 2836.8 | 368.4 | 6434.5 | 2831.9 | 365.5 | -3.5871 | 731.2 | 0 | 669.2 | 0 | 607.2 | 0 | 545.2 | 0 | 483.2 | 0 | 421.2 | 0 | 359.2 | 0 | 1 | 0 | 0 | 0 | 0 | 0 | 0 | 0 | 0 | 0 | 0 | 0 | 0 | 0 | 0 | 1 | 31 | 20 | 856.9777 | 27.6444 | 1593480.871 | 3163.9436 | 102.0627 | 508476.3548 | 79535.6813 | 2565.6671 | 3976.7841 | 2511788.129 | 3893271.6
2010-02-01 | 2010 | 40768686 | 0 | 40768686 | 57677 | 14456043 | 4991 | 0 | 14456043 | 70892677 | 0 | 70892677 | 190226 | 978 | 824273 | 2184 | 14457 | 291806 | 0 | 604 | 609770.3 | 6471 | 2842.3 | 366.3 | 6404.1 | 2825.6 | 360.3 | -2.0214 | 616.6 | 0 | 560.6 | 0 | 504.6 | 0 | 448.6 | 0 | 392.6 | 0 | 336.6 | 0 | 280.6 | 0 | 0 | 1 | 0 | 0 | 0 | 0 | 0 | 0 | 0 | 0 | 0 | 0 | 0 | 0 | 0 | 2 | 28 | 19 | 706.8448 | 25.2445 | 1456024.5 | 2896.4222 | 103.4436 | 516287.25 | 72487.3998 | 2588.8357 | 3815.1263 | 2531881.3214 | 3731193.5263
2010-03-01 | 2010 | 40910014 | 0 | 40910014 | 57709 | 14266604 | 4993 | 0 | 14266604 | 76083324 | 0 | 76083324 | 199292 | 983 | 823304 | 2202 | 14599 | 293979 | 0 | 605 | 609770.3 | 6477.5 | 2849.8 | 367.5 | 6377.2 | 2813.8 | 359.4 | 4.5032 | 480.4 | 0 | 418.4 | 0 | 356.4 | 0 | 294.4 | 0 | 232.4 | 0 | 172.7 | 2.3 | 118.9 | 10.5 | 0 | 0 | 1 | 0 | 0 | 0 | 0 | 0 | 0 | 0 | 0 | 0 | 1 | 0 | 1 | 3 | 31 | 23 | 708.9018 | 22.8678 | 1319677.871 | 2857.321 | 92.1716 | 460213.0323 | 77399.1089 | 2496.7454 | 3365.1786 | 2454300.7742 | 3307970.6087
2010-04-01 | 2010 | 36681881 | 0 | 36681881 | 57751 | 12709245 | 4962 | 0 | 12709245 | 70016664 | 0 | 70016664 | 181890 | 994 | 698785 | 2202 | 14701 | 291851 | 0 | 606 | 609770.3 | 6485 | 2844.4 | 364.7 | 6401.7 | 2815.5 | 358.4 | 9.7033 | 308.9 | 0 | 248.9 | 0 | 188.9 | 0 | 130.3 | 1.4 | 78.5 | 9.6 | 39.8 | 30.9 | 11.4 | 62.5 | 0 | 0 | 0 | 1 | 0 | 0 | 0 | 0 | 0 | 0 | 0 | 0 | 1 | 0 | 1 | 4 | 30 | 20 | 635.1731 | 21.1724 | 1222729.3667 | 2561.315 | 85.3772 | 423641.5 | 70439.2998 | 2347.9767 | 3521.965 | 2333888.8 | 3500833.2
2010-05-01 | 2010 | 44687288 | 0 | 44687288 | 57814 | 13617876 | 4969 | 0 | 13617876 | 75214102 | 0 | 75214102 | 191949 | 996 | 635554 | 2202 | 14701 | 292854 | 0 | 605 | 609770.3 | 6506.8 | 2847.5 | 364.3 | 6468.9 | 2831.7 | 362.4 | 14.5484 | 178.6 | 9.6 | 131.8 | 24.8 | 91.8 | 46.8 | 59.9 | 76.9 | 36.5 | 115.5 | 20 | 161 | 6 | 209 | 0 | 0 | 0 | 0 | 1 | 0 | 0 | 0 | 0 | 0 | 0 | 0 | 1 | 0 | 1 | 5 | 31 | 20 | 772.9493 | 24.9338 | 1441525.4194 | 2740.5667 | 88.4054 | 439286.3226 | 75516.1667 | 2436.0054 | 3775.8083 | 2426261.3548 | 3760705.1
2010-06-01 | 2010 | 51533466 | 0 | 51533466 | 57809 | 14352297 | 4976 | 0 | 14352297 | 78113215 | 0 | 78113215 | 218312 | 997 | 571953 | 2202 | 14701 | 292127 | 0 | 588 | 609770.3 | 6540.8 | 2859.9 | 367.2 | 6578.9 | 2867.7 | 370.1 | 19.37 | 47.6 | 28.7 | 20.3 | 61.4 | 3.9 | 105 | 0 | 161.1 | 0 | 221.1 | 0 | 281.1 | 0 | 341.1 | 0 | 0 | 0 | 0 | 0 | 1 | 0 | 0 | 0 | 0 | 0 | 0 | 0 | 0 | 0 | 6 | 30 | 22 | 891.4437 | 29.7148 | 1717782.2 | 2884.3041 | 96.1435 | 478409.9 | 78348.2598 | 2611.6087 | 3561.2845 | 2603773.8333 | 3550600.6818
2010-07-01 | 2010 | 61497459 | 0 | 61497459 | 57987 | 16022256 | 4982 | 0 | 16022256 | 83811408 | 0 | 83811408 | 209550 | 995 | 612762 | 2202 | 14701 | 292850 | 0 | 611 | 609770.3 | 6561 | 2878.7 | 372.2 | 6640.9 | 2899.6 | 375.7 | 23.4129 | 6.2 | 112 | 0.6 | 168.4 | 0 | 229.8 | 0 | 291.8 | 0 | 353.8 | 0 | 415.8 | 0 | 477.8 | 0 | 0 | 0 | 0 | 0 | 0 | 1 | 0 | 0 | 0 | 0 | 0 | 0 | 0 | 0 | 7 | 31 | 21 | 1060.5387 | 34.2109 | 1983789 | 3216.0289 | 103.7429 | 516846.9677 | 84232.5709 | 2717.1797 | 4011.0748 | 2703593.8065 | 3991019.4286
2010-08-01 | 2010 | 57219511 | 0 | 57219511 | 58018 | 15750964 | 4983 | 0 | 15750964 | 83014987 | 0 | 83014987 | 213330 | 998 | 688288 | 2202 | 14701 | 292538 | 0 | 605 | 609770.3 | 6568.9 | 2895.3 | 377 | 6662.6 | 2928.4 | 379.1 | 22.7 | 6.1 | 89.8 | 0 | 145.7 | 0 | 207.7 | 0 | 269.7 | 0 | 331.7 | 0 | 393.7 | 0 | 455.7 | 0 | 0 | 0 | 0 | 0 | 0 | 0 | 1 | 0 | 0 | 0 | 0 | 0 | 0 | 0 | 8 | 31 | 21 | 986.2372 | 31.8141 | 1845790.6774 | 3160.94 | 101.9658 | 508095.6129 | 83181.3497 | 2683.2693 | 3961.0167 | 2677902.8065 | 3953094.619
2010-09-01 | 2010 | 45833578 | 0 | 45833578 | 58071 | 13403453 | 4981 | 0 | 13403453 | 73574953 | 0 | 73574953 | 223610 | 1000 | 759741 | 2202 | 14701 | 292222 | 0 | 605 | 609770.3 | 6556 | 2891.8 | 377.3 | 6611.2 | 2912 | 376.7 | 16.9533 | 113.9 | 22.5 | 67.5 | 36.1 | 28.2 | 56.8 | 5.8 | 94.4 | 0.1 | 148.7 | 0 | 208.6 | 0 | 268.6 | 0 | 0 | 0 | 0 | 0 | 0 | 0 | 0 | 1 | 0 | 0 | 0 | 0 | 1 | 1 | 9 | 30 | 21 | 789.2679 | 26.3089 | 1527785.9333 | 2690.9161 | 89.6972 | 446781.7667 | 73574.953 | 2452.4984 | 3503.5692 | 2452498.4333 | 3503569.1905
2010-10-01 | 2010 | 41340554 | 0 | 41340554 | 58121 | 13142565 | 4981 | 0 | 13142565 | 71065323 | 0 | 71065323 | 210107 | 1006 | 885728 | 2202 | 14701 | 292554 | 0 | 605 | 609770.3 | 6551.6 | 2893.7 | 373.6 | 6587.1 | 2907.8 | 372.9 | 11.5581 | 261.7 | 0 | 199.9 | 0.2 | 141.1 | 3.4 | 89.2 | 13.5 | 44.2 | 30.5 | 16 | 64.3 | 5.9 | 116.2 | 0 | 0 | 0 | 0 | 0 | 0 | 0 | 0 | 0 | 1 | 0 | 0 | 0 | 1 | 1 | 10 | 31 | 20 | 711.2843 | 22.9447 | 1333566.2581 | 2638.5394 | 85.1142 | 423953.7097 | 70641.4742 | 2278.7572 | 3532.0737 | 2292429.7742 | 3553266.15
2010-11-01 | 2010 | 39815993 | 0 | 39815993 | 58162 | 13574075 | 5023 | 0 | 13574075 | 71655511 | 0 | 71655511 | 196628 | 1007 | 943199 | 2202 | 14701 | 292222 | 0 | 605 | 609770.3 | 6555.7 | 2893.6 | 372.3 | 6566.6 | 2895.2 | 371.5 | 5.2633 | 442.1 | 0 | 382.1 | 0 | 322.1 | 0 | 262.1 | 0 | 202.7 | 0.6 | 145 | 2.9 | 91 | 8.9 | 0 | 0 | 0 | 0 | 0 | 0 | 0 | 0 | 0 | 0 | 1 | 0 | 0 | 1 | 1 | 11 | 30 | 22 | 684.5706 | 22.819 | 1327199.7667 | 2702.384 | 90.0795 | 452469.1667 | 71157.4091 | 2371.9136 | 3234.4277 | 2388517.0333 | 3257068.6818
2010-12-01 | 2010 | 47209999 | 0 | 47209999 | 58247 | 15142180 | 5036 | 0 | 15142180 | 74889412 | 0 | 74889412 | 174261 | 1013 | 1048047 | 2259 | 14701 | 294842 | 0 | 601 | 609770.3 | 6578.3 | 2918.5 | 370.9 | 6584.1 | 2927.8 | 370.2 | -2.4387 | 695.6 | 0 | 633.6 | 0 | 571.6 | 0 | 509.6 | 0 | 447.6 | 0 | 385.6 | 0 | 323.9 | 0.3 | 0 | 0 | 0 | 0 | 0 | 0 | 0 | 0 | 0 | 0 | 0 | 1 | 0 | 0 | 0 | 12 | 31 | 21 | 810.5138 | 26.1456 | 1522903.1935 | 3006.7871 | 96.9931 | 488457.4194 | 73928.3435 | 2384.7853 | 3520.3973 | 2415787.4839 | 3566162.4762
2011-01-01 | 2011 | 49366174 | 90742.4761 | 49456916.4761 | 58273 | 15948894 | 5045 | 46233.3349 | 15995127.3349 | 79314255 | 184951.0928 | 79499206.0928 | 192635 | 1021 | 1026582 | 2268 | 14927 | 292859 | 0 | 604 | 625936.9 | 6606.3 | 2938.5 | 372.1 | 6571.2 | 2934.1 | 369.4 | -5.4419 | 788.7 | 0 | 726.7 | 0 | 664.7 | 0 | 602.7 | 0 | 540.7 | 0 | 478.7 | 0 | 416.7 | 0 | 1 | 0 | 0 | 0 | 0 | 0 | 0 | 0 | 0 | 0 | 0 | 0 | 0 | 0 | 0 | 13 | 31 | 20 | 848.7107 | 27.3778 | 1595384.4025 | 3170.491 | 102.2739 | 515971.8495 | 77864.0608 | 2511.7439 | 3893.203 | 2564490.5191 | 3974960.3046
2011-02-01 | 2011 | 41646640 | 90742.4761 | 41737382.4761 | 58299 | 14508851 | 5089 | 46233.3349 | 14555084.3349 | 71604165 | 184951.0928 | 71789116.0928 | 189352 | 977 | 858134 | 2277 | 14976 | 276643 | 0 | 604 | 625936.9 | 6619.5 | 2947.4 | 369.6 | 6548.1 | 2929.4 | 365.4 | -3.6143 | 661.2 | 0 | 605.2 | 0 | 549.2 | 0 | 493.2 | 0 | 437.2 | 0 | 381.2 | 0 | 325.2 | 0 | 0 | 1 | 0 | 0 | 0 | 0 | 0 | 0 | 0 | 0 | 0 | 0 | 0 | 0 | 0 | 14 | 28 | 19 | 715.9194 | 25.5685 | 1490620.8027 | 2860.107 | 102.1467 | 519824.4405 | 73479.1362 | 2624.2549 | 3867.323 | 2563897.0033 | 3778374.5312
2011-03-01 | 2011 | 42432747 | 90742.4761 | 42523489.4761 | 58318 | 15118512 | 5088 | 46233.3349 | 15164745.3349 | 79168308 | 184951.0928 | 79353259.0928 | 199423 | 979 | 851260 | 2277 | 15036 | 278717 | 0 | 599 | 625936.9 | 6628.6 | 2938.7 | 369.8 | 6523.7 | 2901.9 | 363.6 | 0.40323 | 607.5 | 0 | 545.5 | 0 | 483.5 | 0 | 421.5 | 0 | 359.5 | 0 | 297.5 | 0 | 237.8 | 2.3 | 0 | 0 | 1 | 0 | 0 | 0 | 0 | 0 | 0 | 0 | 0 | 0 | 1 | 0 | 1 | 15 | 31 | 23 | 729.1658 | 23.5215 | 1371725.467 | 2980.4924 | 96.1449 | 489185.3334 | 81055.423 | 2614.6911 | 3524.1488 | 2559782.5514 | 3450141.6997
2011-04-01 | 2011 | 38424019 | 90742.4761 | 38514761.4761 | 58345 | 13472398 | 5085 | 46233.3349 | 13518631.3349 | 71394821 | 184951.0928 | 71579772.0928 | 177390 | 980 | 722513 | 2277 | 15036 | 276431 | 0 | 599 | 625936.9 | 6635.5 | 2929.9 | 372 | 6550 | 2898.7 | 367.1 | 6.1433 | 415.7 | 0 | 355.7 | 0 | 295.7 | 0 | 235.7 | 0 | 177.5 | 1.8 | 125.8 | 10.1 | 75.8 | 20.1 | 0 | 0 | 0 | 1 | 0 | 0 | 0 | 0 | 0 | 0 | 0 | 0 | 1 | 0 | 1 | 16 | 30 | 19 | 660.121 | 22.004 | 1283825.3825 | 2658.5312 | 88.6177 | 450621.0445 | 73040.5838 | 2434.6861 | 3844.2413 | 2385992.4031 | 3767356.4259
2011-05-01 | 2011 | 42408613 | 90742.4761 | 42499355.4761 | 58385 | 13580628 | 5078 | 46233.3349 | 13626861.3349 | 74077734 | 184951.0928 | 74262685.0928 | 196574 | 982 | 657139 | 2277 | 15036 | 271003 | 0 | 600 | 625936.9 | 6645.8 | 2930.2 | 375 | 6612 | 2912 | 374.6 | 11.9677 | 251.7 | 2.7 | 191.7 | 4.7 | 134.8 | 9.8 | 85.7 | 22.7 | 42.4 | 41.4 | 12.8 | 73.8 | 3.3 | 126.3 | 0 | 0 | 0 | 0 | 1 | 0 | 0 | 0 | 0 | 0 | 0 | 0 | 1 | 0 | 1 | 17 | 31 | 21 | 727.9157 | 23.4812 | 1370946.9508 | 2683.5095 | 86.5648 | 439576.1721 | 75623.9156 | 2439.4811 | 3601.1388 | 2395570.4869 | 3536318.3378
2011-06-01 | 2011 | 49689088 | 90742.4761 | 49779830.4761 | 58495 | 14441555 | 5082 | 46233.3349 | 14487788.3349 | 76932742 | 184951.0928 | 77117693.0928 | 200273 | 985 | 591348 | 2277 | 15036 | 270213 | 0 | 605 | 625936.9 | 6662 | 2934.9 | 375.2 | 6706.8 | 2941 | 379.2 | 18.6533 | 53.2 | 12.8 | 22.4 | 42 | 6.8 | 86.4 | 0.3 | 139.9 | 0 | 199.6 | 0 | 259.6 | 0 | 319.6 | 0 | 0 | 0 | 0 | 0 | 1 | 0 | 0 | 0 | 0 | 0 | 0 | 0 | 0 | 0 | 18 | 30 | 22 | 851.01 | 28.367 | 1659327.6825 | 2850.8045 | 95.0268 | 482926.2778 | 78292.0742 | 2609.7358 | 3558.7306 | 2570589.7698 | 3505349.686
2011-07-01 | 2011 | 61625002 | 90742.4761 | 61715744.4761 | 58515 | 16563549 | 5096 | 46233.3349 | 16609782.3349 | 84466569 | 184951.0928 | 84651520.0928 | 214167 | 983 | 634718 | 2277 | 15036 | 271583 | 0 | 605 | 625936.9 | 6665.8 | 2928.1 | 375.3 | 6755.3 | 2949.3 | 379.4 | 24.1258 | 2.6 | 130.5 | 0 | 189.9 | 0 | 251.9 | 0 | 313.9 | 0 | 375.9 | 0 | 437.9 | 0 | 499.9 | 0 | 0 | 0 | 0 | 0 | 0 | 1 | 0 | 0 | 0 | 0 | 0 | 0 | 0 | 0 | 19 | 31 | 20 | 1054.6996 | 34.0226 | 1990830.467 | 3259.3764 | 105.1412 | 535799.4302 | 86115.4833 | 2777.9188 | 4305.7742 | 2730694.1965 | 4232576.0046
2011-08-01 | 2011 | 56052529 | 90742.4761 | 56143271.4761 | 58526 | 15817066 | 5089 | 46233.3349 | 15863299.3349 | 82014098 | 184951.0928 | 82199049.0928 | 238830 | 983 | 758824 | 2276 | 15041 | 271317 | 0 | 606 | 625936.9 | 6677.5 | 2922.7 | 371.4 | 6778 | 2957.5 | 372.8 | 21.8194 | 7.1 | 63.5 | 0 | 118.4 | 0 | 180.4 | 0 | 242.4 | 0 | 304.4 | 0 | 366.4 | 0 | 428.4 | 0 | 0 | 0 | 0 | 0 | 0 | 0 | 1 | 0 | 0 | 0 | 0 | 0 | 0 | 0 | 20 | 31 | 22 | 959.2877 | 30.9448 | 1811073.2734 | 3117.1742 | 100.554 | 511719.3334 | 83620.5993 | 2697.4387 | 3800.9363 | 2651582.2288 | 3736320.4133
2011-09-01 | 2011 | 44303045 | 90742.4761 | 44393787.4761 | 58615 | 13485911 | 5088 | 46233.3349 | 13532144.3349 | 74299994 | 184951.0928 | 74484945.0928 | 200230 | 984 | 788049 | 2277 | 15041 | 271024 | 0 | 606 | 625936.9 | 6674.4 | 2918.3 | 372.6 | 6734.6 | 2940.6 | 371.1 | 17.6167 | 83.1 | 11.6 | 41.6 | 30.1 | 16.5 | 65 | 5.7 | 114.2 | 0.4 | 168.9 | 0 | 228.5 | 0 | 288.5 | 0 | 0 | 0 | 0 | 0 | 0 | 0 | 0 | 1 | 0 | 0 | 0 | 0 | 1 | 1 | 21 | 30 | 21 | 757.3793 | 25.246 | 1479792.9159 | 2659.6196 | 88.654 | 451071.4778 | 75696.0824 | 2523.2027 | 3604.5754 | 2482831.5031 | 3546902.1473
2011-10-01 | 2011 | 41882054 | 90742.4761 | 41972796.4761 | 58637 | 13233997 | 5102 | 46233.3349 | 13280230.3349 | 71946177 | 184951.0928 | 72131128.0928 | 204528 | 983 | 918269 | 2277 | 15041 | 271610 | 0 | 606 | 625936.9 | 6668.1 | 2912.1 | 374.6 | 6702.2 | 2925.9 | 373.4 | 11.5871 | 261.7 | 0.9 | 203.5 | 4.7 | 148.4 | 11.6 | 102.2 | 27.4 | 61.1 | 48.3 | 30.6 | 79.8 | 13.2 | 124.4 | 0 | 0 | 0 | 0 | 0 | 0 | 0 | 0 | 0 | 1 | 0 | 0 | 0 | 1 | 1 | 22 | 31 | 20 | 715.8074 | 23.0906 | 1353961.1766 | 2602.946 | 83.966 | 428394.5269 | 73378.5637 | 2367.0504 | 3668.9282 | 2326810.5836 | 3606556.4046
2011-11-01 | 2011 | 39806546 | 90742.4761 | 39897288.4761 | 58706 | 13536526 | 5122 | 46233.3349 | 13582759.3349 | 70880320 | 184951.0928 | 71065271.0928 | 208328 | 991 | 981306 | 2287 | 15041 | 271024 | 0 | 606 | 625936.9 | 6662.8 | 2908.5 | 383.7 | 6669.4 | 2909.9 | 381.7 | 8.0533 | 358.4 | 0 | 298.4 | 0 | 238.4 | 0 | 179.4 | 1 | 127.1 | 8.7 | 82 | 23.6 | 50 | 51.6 | 0 | 0 | 0 | 0 | 0 | 0 | 0 | 0 | 0 | 0 | 1 | 0 | 0 | 1 | 1 | 23 | 30 | 22 | 679.6118 | 22.6537 | 1329909.6159 | 2651.8468 | 88.3949 | 452758.6445 | 71710.6671 | 2390.3556 | 3259.5758 | 2368842.3698 | 3230239.5951
2011-12-01 | 2011 | 43716549 | 90742.4761 | 43807291.4761 | 58745 | 14776178 | 5123 | 46233.3349 | 14822411.3349 | 72129927 | 184951.0928 | 72314878.0928 | 175026 | 995 | 1059138 | 2287 | 15041 | 274355 | 0 | 606 | 625936.9 | 6667.5 | 2903 | 387.6 | 6668.3 | 2910.1 | 386.4 | 2.4742 | 543.3 | 0 | 481.3 | 0 | 419.3 | 0 | 357.3 | 0 | 295.3 | 0 | 233.4 | 0.1 | 173.9 | 2.6 | 0 | 0 | 0 | 0 | 0 | 0 | 0 | 0 | 0 | 0 | 0 | 1 | 0 | 0 | 0 | 24 | 31 | 20 | 745.7195 | 24.0555 | 1413138.4347 | 2893.3069 | 93.3325 | 478142.3011 | 72678.2694 | 2344.4603 | 3633.9135 | 2332738.003 | 3615743.9046
2012-01-01 | 2012 | 46828561 | 242119.8973 | 47070680.8973 | 58846 | 15377774 | 5121 | 114356.2817 | 15492130.2817 | 77199795 | 661548.963 | 77861343.963 | 208709 | 996 | 1035847 | 2287 | 15041 | 372128 | 0 | 609 | 634944.3 | 6673.6 | 2903.3 | 390.1 | 6635.9 | 2898.2 | 387.2 | -0.34516 | 630.7 | 0 | 568.7 | 0 | 506.7 | 0 | 444.7 | 0 | 382.7 | 0 | 320.7 | 0 | 258.7 | 0 | 1 | 0 | 0 | 0 | 0 | 0 | 0 | 0 | 0 | 0 | 0 | 0 | 0 | 0 | 0 | 25 | 31 | 21 | 799.896 | 25.8031 | 1518409.0612 | 3025.2158 | 97.5876 | 499746.1381 | 78174.0401 | 2521.7432 | 3722.5733 | 2511656.2569 | 3707683.0459
2012-02-01 | 2012 | 40144723 | 242119.8973 | 40386842.8973 | 58886 | 14331621 | 5127 | 114356.2817 | 14445977.2817 | 72250757 | 661548.963 | 72912305.963 | 186053 | 995 | 893228 | 2287 | 15041 | 271088 | 0 | 607 | 634944.3 | 6670.7 | 2901.2 | 388.4 | 6598 | 2881 | 385.8 | 0.84828 | 555.4 | 0 | 497.4 | 0 | 439.4 | 0 | 381.4 | 0 | 323.4 | 0 | 265.4 | 0 | 207.4 | 0 | 0 | 1 | 0 | 0 | 0 | 0 | 0 | 0 | 0 | 0 | 0 | 0 | 0 | 0 | 0 | 26 | 29 | 20 | 685.848 | 23.6499 | 1392649.7551 | 2817.6277 | 97.1596 | 498137.1476 | 73278.6995 | 2526.8517 | 3663.935 | 2514217.447 | 3645615.2982
2012-03-01 | 2012 | 38792419 | 242119.8973 | 39034538.8973 | 58950 | 14211977 | 5122 | 114356.2817 | 14326333.2817 | 74228247 | 661548.963 | 74889795.963 | 180847 | 996 | 852724 | 2287 | 15041 | 272285 | 0 | 605 | 634944.3 | 6674 | 2907.4 | 385 | 6569.8 | 2869.6 | 380.7 | 6.1129 | 430.5 | 0 | 368.5 | 0 | 306.5 | 0 | 244.8 | 0.3 | 184.9 | 2.4 | 132.9 | 12.4 | 93.1 | 34.6 | 0 | 0 | 1 | 0 | 0 | 0 | 0 | 0 | 0 | 0 | 0 | 0 | 1 | 0 | 1 | 27 | 31 | 22 | 662.1635 | 21.3601 | 1259178.6741 | 2797.0194 | 90.2264 | 462139.7833 | 75190.5582 | 2425.5019 | 3417.7526 | 2415799.8698 | 3404081.6347
2012-04-01 | 2012 | 37716766 | 242119.8973 | 37958885.8973 | 59035 | 13069683 | 5123 | 114356.2817 | 13184039.2817 | 69239673 | 661548.963 | 69901221.963 | 191354 | 996 | 723442 | 2287 | 15095 | 270583 | 0 | 605 | 634944.3 | 6685.8 | 2912.5 | 382.5 | 6603.3 | 2883 | 378.9 | 7.86 | 364.2 | 0 | 304.2 | 0 | 244.2 | 0 | 186.6 | 2.4 | 134.2 | 10 | 83.5 | 19.3 | 38 | 33.8 | 0 | 0 | 0 | 1 | 0 | 0 | 0 | 0 | 0 | 0 | 0 | 0 | 1 | 0 | 1 | 28 | 30 | 19 | 642.9895 | 21.433 | 1265296.1966 | 2573.4998 | 85.7833 | 439467.9761 | 70181.9498 | 2339.3983 | 3693.7868 | 2330040.7321 | 3679011.6823
2012-05-01 | 2012 | 42865233 | 242119.8973 | 43107352.8973 | 59072 | 13868621 | 5123 | 114356.2817 | 13982977.2817 | 75036444 | 661548.963 | 75697992.963 | 200873 | 998 | 658589 | 2287 | 15095 | 271142 | 0 | 604 | 634944.3 | 6690.1 | 2917.9 | 376.3 | 6658.1 | 2902.3 | 375.1 | 15.4903 | 152 | 12.2 | 101 | 23.2 | 62 | 46.2 | 31.1 | 77.3 | 11.4 | 119.6 | 1.9 | 172.1 | 0 | 232.2 | 0 | 0 | 0 | 0 | 1 | 0 | 0 | 0 | 0 | 0 | 0 | 0 | 1 | 0 | 1 | 29 | 31 | 22 | 729.7426 | 23.5401 | 1390559.7709 | 2729.451 | 88.0468 | 451063.7833 | 75849.6923 | 2446.7643 | 3447.7133 | 2441870.7407 | 3440817.862
2012-06-01 | 2012 | 52997688 | 242119.8973 | 53239807.8973 | 59132 | 14868354 | 5127 | 114356.2817 | 14982710.2817 | 77981189 | 661548.963 | 78642737.963 | 208434 | 999 | 593850 | 2287 | 15095 | 270556 | 0 | 604 | 634944.3 | 6693.3 | 2928.6 | 371.5 | 6737.2 | 2937.8 | 373.8 | 20.6333 | 44.2 | 63.2 | 22.7 | 101.7 | 8 | 147 | 1.1 | 200.1 | 0 | 259 | 0 | 319 | 0 | 379 | 0 | 0 | 0 | 0 | 0 | 1 | 0 | 0 | 0 | 0 | 0 | 0 | 0 | 0 | 0 | 30 | 30 | 21 | 900.3553 | 30.0118 | 1774660.2632 | 2922.3152 | 97.4105 | 499423.6761 | 78721.4594 | 2624.0486 | 3748.6409 | 2621424.5988 | 3744892.284
2012-07-01 | 2012 | 63233816 | 242119.8973 | 63475935.8973 | 59180 | 16622947 | 5135 | 114356.2817 | 16737303.2817 | 84647767 | 661548.963 | 85309315.963 | 214820 | 1000 | 638139 | 2289 | 15095 | 271142 | 0 | 604 | 634944.3 | 6694.6 | 2949.2 | 368.7 | 6778.6 | 2965.9 | 372.6 | 24.2258 | 0 | 131 | 0 | 193 | 0 | 255 | 0 | 317 | 0 | 379 | 0 | 441 | 0 | 503 | 0 | 0 | 0 | 0 | 0 | 0 | 1 | 0 | 0 | 0 | 0 | 0 | 0 | 0 | 0 | 31 | 31 | 21 | 1072.591 | 34.5997 | 2047610.8354 | 3259.4554 | 105.1437 | 539913.0091 | 85309.316 | 2751.9134 | 4062.3484 | 2751913.4182 | 4062348.3792
2012-08-01 | 2012 | 57288251 | 242119.8973 | 57530370.8973 | 59175 | 15780828 | 5147 | 114356.2817 | 15895184.2817 | 81855567 | 661548.963 | 82517115.963 | 226247 | 999 | 717791 | 2289 | 15096 | 270450 | 0 | 604 | 634944.3 | 6703.3 | 2968.4 | 371.3 | 6797.9 | 2997.9 | 374.1 | 22.2194 | 2.7 | 71.5 | 0 | 130.8 | 0 | 192.8 | 0 | 254.8 | 0 | 316.8 | 0 | 378.8 | 0 | 440.8 | 0 | 0 | 0 | 0 | 0 | 0 | 0 | 1 | 0 | 0 | 0 | 0 | 0 | 0 | 0 | 32 | 31 | 22 | 972.2074 | 31.3615 | 1855818.416 | 3088.2425 | 99.6207 | 512747.8801 | 82599.7157 | 2664.507 | 3754.5325 | 2661842.4504 | 3750777.9983
2012-09-01 | 2012 | 46380786 | 242119.8973 | 46622905.8973 | 59185 | 14057851 | 5148 | 114356.2817 | 14172207.2817 | 74012181 | 661548.963 | 74673729.963 | 209543 | 999 | 792296 | 2289 | 15096 | 270145 | 0 | 603 | 634944.3 | 6707.4 | 2985.6 | 376.3 | 6763.1 | 3001.5 | 376.1 | 17.3867 | 97.3 | 18.9 | 58.4 | 40 | 28.3 | 69.9 | 11.3 | 112.9 | 0.9 | 162.5 | 0 | 221.6 | 0 | 281.6 | 0 | 0 | 0 | 0 | 0 | 0 | 0 | 0 | 1 | 0 | 0 | 0 | 0 | 1 | 1 | 33 | 30 | 19 | 787.7487 | 26.2583 | 1554096.8632 | 2752.954 | 91.7651 | 472406.9094 | 74748.4784 | 2491.6159 | 3934.1304 | 2489124.3321 | 3930196.3138
2012-10-01 | 2012 | 41744479 | 242119.8973 | 41986598.8973 | 59026 | 13542230 | 5150 | 114356.2817 | 13656586.2817 | 72712948 | 661548.963 | 73374496.963 | 222776 | 998 | 919844 | 2289 | 15096 | 270729 | 0 | 603 | 634944.3 | 6710 | 3002.1 | 377.5 | 6740.9 | 3012.7 | 375.9 | 10.8161 | 284.7 | 0 | 223.2 | 0.5 | 164.5 | 3.8 | 110.6 | 11.9 | 66.6 | 29.9 | 29.7 | 55 | 9.2 | 96.5 | 0 | 0 | 0 | 0 | 0 | 0 | 0 | 0 | 0 | 1 | 0 | 0 | 0 | 1 | 1 | 34 | 31 | 22 | 711.3238 | 22.9459 | 1354406.416 | 2651.7643 | 85.5408 | 440535.0413 | 73521.54 | 2371.6626 | 3341.8882 | 2366919.2569 | 3335204.4074
2012-11-01 | 2012 | 39247878 | 242119.8973 | 39489997.8973 | 59073 | 14045765 | 5162 | 114356.2817 | 14160121.2817 | 72147206 | 661548.963 | 72808754.963 | 204520 | 1000 | 979610 | 2289 | 15096 | 270145 | 0 | 603 | 634944.3 | 6722.4 | 3019.5 | 377.9 | 6727.4 | 3019 | 373.6 | 4.8367 | 454.9 | 0 | 394.9 | 0 | 334.9 | 0 | 274.9 | 0 | 216.8 | 1.9 | 161 | 6.1 | 107 | 12.1 | 0 | 0 | 0 | 0 | 0 | 0 | 0 | 0 | 0 | 0 | 1 | 0 | 0 | 1 | 1 | 35 | 30 | 22 | 668.4949 | 22.2832 | 1316333.2632 | 2743.1463 | 91.4382 | 472004.0427 | 72808.755 | 2426.9585 | 3309.4889 | 2426958.4988 | 3309488.862
2012-12-01 | 2012 | 44598971 | 242119.8973 | 44841090.8973 | 59257 | 14927116 | 5168 | 114356.2817 | 15041472.2817 | 72026072 | 661548.963 | 72687620.963 | 168867 | 1004 | 1061020 | 2290 | 15105 | 273475 | 0 | 603 | 634944.3 | 6740.6 | 3030.3 | 378.6 | 6740.2 | 3033.6 | 375.8 | 2.5355 | 541.4 | 0 | 479.4 | 0 | 417.4 | 0 | 355.4 | 0 | 293.4 | 0 | 233.3 | 1.9 | 173.8 | 4.4 | 0 | 0 | 0 | 0 | 0 | 0 | 0 | 0 | 0 | 0 | 0 | 1 | 0 | 0 | 0 | 36 | 31 | 19 | 756.7223 | 24.4104 | 1446486.8031 | 2910.5016 | 93.8871 | 485208.7833 | 72398.0288 | 2335.4203 | 3810.4226 | 2344761.9665 | 3825664.2612
2013-01-01 | 2013 | 47625731 | 369590.7209 | 47995321.7209 | 59206 | 15656809 | 5177 | 181207.6227 | 15838016.6227 | 78054141 | 1222924.8949 | 79277065.8949 | 204487 | 1001 | 1038014 | 2290 | 15105 | 260443 | 25 | 586 | 643937 | 6758.8 | 3038 | 380.4 | 6721.7 | 3030.3 | 378.6 | -0.74839 | 643.2 | 0 | 581.2 | 0 | 519.2 | 0 | 457.2 | 0 | 395.2 | 0 | 334.3 | 1.1 | 277.6 | 6.4 | 1 | 0 | 0 | 0 | 0 | 0 | 0 | 0 | 0 | 0 | 0 | 0 | 0 | 0 | 0 | 37 | 31 | 22 | 810.6496 | 26.15 | 1548236.1845 | 3059.304 | 98.6872 | 510903.762 | 79197.868 | 2554.7699 | 3599.9031 | 2557324.7063 | 3603502.9952
2013-02-01 | 2013 | 40795122 | 369590.7209 | 41164712.7209 | 59219 | 14404989 | 5175 | 181207.6227 | 14586196.6227 | 71543300 | 1222924.8949 | 72766224.8949 | 183323 | 1002 | 867491 | 2290 | 15105 | 259344 | 25 | 586 | 643937 | 6775.5 | 3041.7 | 381.8 | 6702 | 3018.2 | 382.7 | -2.9821 | 643.5 | 0 | 587.5 | 0 | 531.5 | 0 | 475.5 | 0 | 419.5 | 0 | 363.5 | 0 | 307.5 | 0 | 0 | 1 | 0 | 0 | 0 | 0 | 0 | 0 | 0 | 0 | 0 | 0 | 0 | 0 | 0 | 38 | 28 | 19 | 695.1268 | 24.826 | 1470168.3115 | 2818.5887 | 100.6639 | 520935.5937 | 72620.9829 | 2593.6065 | 3822.157 | 2598793.7462 | 3829801.3103
2013-03-01 | 2013 | 42065457 | 369590.7209 | 42435047.7209 | 59221 | 15191000 | 5178 | 181207.6227 | 15372207.6227 | 75672079 | 1222924.8949 | 76895003.8949 | 197492 | 1004 | 856916 | 2290 | 15105 | 261170 | 25 | 586 | 643937 | 6781.1 | 3045.3 | 380.1 | 6675.8 | 3007 | 379.3 | 1.1194 | 585.3 | 0 | 523.3 | 0 | 461.3 | 0 | 399.3 | 0 | 337.3 | 0 | 275.3 | 0 | 214.7 | 1.4 | 0 | 0 | 1 | 0 | 0 | 0 | 0 | 0 | 0 | 0 | 0 | 0 | 1 | 0 | 1 | 39 | 31 | 19 | 716.5541 | 23.1146 | 1368872.5071 | 2968.7539 | 95.7663 | 495877.6652 | 76588.6493 | 2470.6016 | 4030.9815 | 2480483.9966 | 4047105.4682
2013-04-01 | 2013 | 38200971 | 369590.7209 | 38570561.7209 | 59208 | 13739432 | 5137 | 181207.6227 | 13920639.6227 | 71263039 | 1222924.8949 | 72485963.8949 | 194894 | 1006 | 727535 | 2290 | 15105 | 258493 | 25 | 580 | 643937 | 6788.9 | 3057 | 377.1 | 6703.7 | 3026.3 | 375.4 | 6.0467 | 418.6 | 0 | 358.6 | 0 | 298.6 | 0 | 240.2 | 1.6 | 183 | 4.4 | 129.4 | 10.8 | 84.2 | 25.6 | 0 | 0 | 0 | 1 | 0 | 0 | 0 | 0 | 0 | 0 | 0 | 0 | 1 | 0 | 1 | 40 | 30 | 22 | 651.4417 | 21.7147 | 1285685.3907 | 2709.8773 | 90.3292 | 464021.3208 | 72053.642 | 2401.7881 | 3275.1655 | 2416198.7965 | 3294816.5407
2013-05-01 | 2013 | 41031626 | 369590.7209 | 41401216.7209 | 59245 | 13706323 | 5144 | 181207.6227 | 13887530.6227 | 73289948 | 1222924.8949 | 74512872.8949 | 190791 | 1006 | 662105 | 2290 | 15105 | 258920 | 25 | 580 | 643937 | 6801.1 | 3073.7 | 378.2 | 6770.3 | 3059.1 | 376.4 | 13.3129 | 216 | 8.7 | 161.5 | 16.2 | 109.9 | 26.6 | 64.6 | 43.3 | 28.2 | 68.9 | 10.7 | 113.4 | 3.5 | 168.2 | 0 | 0 | 0 | 0 | 1 | 0 | 0 | 0 | 0 | 0 | 0 | 0 | 1 | 0 | 1 | 41 | 31 | 22 | 698.8137 | 22.5424 | 1335523.12 | 2699.7532 | 87.0888 | 447984.8588 | 74068.4621 | 2389.3052 | 3366.7483 | 2403641.0611 | 3386948.768
2013-06-01 | 2013 | 47475901 | 369590.7209 | 47845491.7209 | 59259 | 14242326 | 5144 | 181207.6227 | 14423533.6227 | 75046589 | 1222924.8949 | 76269513.8949 | 202400 | 1005 | 595876 | 2290 | 15106 | 256683 | 25 | 580 | 643937 | 6815.2 | 3092.4 | 376.8 | 6861.8 | 3103.8 | 378.6 | 18.4 | 79.4 | 31.4 | 43.6 | 55.6 | 17.8 | 89.8 | 5.6 | 137.6 | 0.1 | 192.1 | 0 | 252 | 0 | 312 | 0 | 0 | 0 | 0 | 0 | 1 | 0 | 0 | 0 | 0 | 0 | 0 | 0 | 0 | 0 | 42 | 30 | 20 | 807.3962 | 26.9132 | 1594849.724 | 2803.9529 | 93.4651 | 480784.4541 | 75890.0636 | 2529.6688 | 3794.5032 | 2542317.1298 | 3813475.6947
2013-07-01 | 2013 | 55945224 | 369590.7209 | 56314814.7209 | 59290 | 16054931 | 5148 | 181207.6227 | 16236138.6227 | 82236270 | 1222924.8949 | 83459194.8949 | 226601 | 1007 | 637883 | 2290 | 15106 | 258065 | 25 | 578 | 643937 | 6826.2 | 3100 | 375.3 | 6917.1 | 3122.7 | 378.7 | 22.2226 | 14.5 | 83.4 | 0.7 | 131.6 | 0 | 192.9 | 0 | 254.9 | 0 | 316.9 | 0 | 378.9 | 0 | 440.9 | 0 | 0 | 0 | 0 | 0 | 0 | 1 | 0 | 0 | 0 | 0 | 0 | 0 | 0 | 0 | 43 | 31 | 22 | 949.8198 | 30.6393 | 1816606.9265 | 3153.8731 | 101.7378 | 523746.4072 | 82879.0416 | 2673.5175 | 3767.2292 | 2692232.0934 | 3793599.768
2013-08-01 | 2013 | 52766493 | 369590.7209 | 53136083.7209 | 59297 | 15318944 | 5147 | 181207.6227 | 15500151.6227 | 79620862 | 1222924.8949 | 80843786.8949 | 214136 | 1008 | 716709 | 2291 | 15123 | 257817 | 25 | 578 | 643937 | 6833.9 | 3110.2 | 364.2 | 6934.7 | 3145.2 | 368.3 | 20.871 | 16.7 | 43.7 | 2.6 | 91.6 | 0 | 151 | 0 | 213 | 0 | 275 | 0 | 337 | 0 | 399 | 0 | 0 | 0 | 0 | 0 | 0 | 0 | 1 | 0 | 0 | 0 | 0 | 0 | 0 | 0 | 44 | 31 | 21 | 896.1007 | 28.9065 | 1714067.2168 | 3011.4924 | 97.1449 | 500004.8911 | 80202.1695 | 2587.1668 | 3819.1509 | 2607864.0934 | 3849704.1379
2013-09-01 | 2013 | 45057319 | 369590.7209 | 45426909.7209 | 59374 | 13954399 | 5152 | 181207.6227 | 14135606.6227 | 72825903 | 1222924.8949 | 74048827.8949 | 209426 | 1009 | 791327 | 2294 | 15123 | 257539 | 25 | 578 | 643937 | 6843.3 | 3116.8 | 362.4 | 6906.9 | 3143.4 | 364.6 | 16.7667 | 110.8 | 13.8 | 67 | 30 | 34.1 | 57.1 | 12.4 | 95.4 | 1.9 | 144.9 | 0 | 203 | 0 | 263 | 0 | 0 | 0 | 0 | 0 | 0 | 0 | 0 | 1 | 0 | 0 | 0 | 0 | 1 | 1 | 45 | 30 | 20 | 765.0977 | 25.5033 | 1514230.324 | 2743.7125 | 91.4571 | 471186.8874 | 73388.3329 | 2446.2778 | 3669.4166 | 2468294.2632 | 3702441.3947
2013-10-01 | 2013 | 41975335 | 369590.7209 | 42344925.7209 | 59424 | 13543420 | 5151 | 181207.6227 | 13724627.6227 | 73219777 | 1222924.8949 | 74442701.8949 | 208131 | 1013 | 922511 | 2295 | 15130 | 258086 | 25 | 578 | 643937 | 6850.3 | 3116 | 363.6 | 6889 | 3136 | 366.5 | 11.8548 | 252.5 | 0 | 193.6 | 3.1 | 138.2 | 9.7 | 93.1 | 26.6 | 62.4 | 57.9 | 40.4 | 97.9 | 21.7 | 141.2 | 0 | 0 | 0 | 0 | 0 | 0 | 0 | 0 | 0 | 1 | 0 | 0 | 0 | 1 | 1 | 46 | 31 | 22 | 712.5896 | 22.9868 | 1365965.3458 | 2664.4589 | 85.9503 | 442729.9233 | 73487.3661 | 2370.5602 | 3340.3348 | 2401377.4805 | 3383759.177
2013-11-01 | 2013 | 40923389 | 369590.7209 | 41292979.7209 | 59441 | 14055709 | 5173 | 181207.6227 | 14236916.6227 | 72373638 | 1222924.8949 | 73596562.8949 | 208178 | 1014 | 982065 | 2295 | 15130 | 257318 | 25 | 514 | 643937 | 6854 | 3113.4 | 369.8 | 6863.8 | 3119.8 | 371.8 | 3.7767 | 486.7 | 0 | 426.7 | 0 | 366.7 | 0 | 306.7 | 0 | 249.6 | 2.9 | 195.6 | 8.9 | 145 | 18.3 | 0 | 0 | 0 | 0 | 0 | 0 | 0 | 0 | 0 | 0 | 1 | 0 | 0 | 1 | 1 | 47 | 30 | 21 | 694.6885 | 23.1563 | 1376432.6574 | 2752.1586 | 91.7386 | 474563.8874 | 72580.4368 | 2419.3479 | 3456.2113 | 2453218.7632 | 3504598.2331
2013-12-01 | 2013 | 46224827 | 369590.7209 | 46594417.7209 | 59649 | 15599120 | 5176 | 181207.6227 | 15780327.6227 | 74788332 | 1222924.8949 | 76011256.8949 | 184874 | 1015 | 1065835 | 2295 | 15130 | 260566 | 25 | 499 | 643937 | 6850.4 | 3108.4 | 373.6 | 6849.3 | 3114.3 | 376.6 | -2.129 | 686 | 0 | 624 | 0 | 562 | 0 | 500 | 0 | 438 | 0 | 376 | 0 | 314 | 0 | 0 | 0 | 0 | 0 | 0 | 0 | 0 | 0 | 0 | 0 | 0 | 1 | 0 | 0 | 0 | 48 | 31 | 20 | 781.1433 | 25.1982 | 1503045.7329 | 3048.7495 | 98.3468 | 509042.8265 | 74887.9378 | 2415.7399 | 3744.3969 | 2451976.0289 | 3800562.8447
2014-01-01 | 2014 | 50617876 | 582902.5718 | 51200778.5718 | 59671 | 16409509 | 5174 | 257042.6441 | 16666551.6441 | 80873202 | 1679397.2948 | 82552599.2948 | 198892 | 1020 | 1043502 | 2302 | 15153 | 258888 | 25 | 326 | 659861.2 | 6848.3 | 3105.1 | 375.1 | 6806.1 | 3097 | 376.3 | -6.9065 | 834.1 | 0 | 772.1 | 0 | 710.1 | 0 | 648.1 | 0 | 586.1 | 0 | 524.1 | 0 | 462.1 | 0 | 1 | 0 | 0 | 0 | 0 | 0 | 0 | 0 | 0 | 0 | 0 | 0 | 0 | 0 | 0 | 49 | 31 | 22 | 858.0513 | 27.6791 | 1651638.0184 | 3221.2121 | 103.9101 | 537630.6982 | 80933.9209 | 2610.7716 | 3678.8146 | 2662987.074 | 3752390.877
2014-02-01 | 2014 | 42903712 | 582902.5718 | 43486614.5718 | 59674 | 14955223 | 5177 | 257042.6441 | 15212265.6441 | 73256400 | 1679397.2948 | 74935797.2948 | 199321 | 1020 | 872098 | 2302 | 15153 | 257812 | 25 | 707 | 659861.2 | 6850 | 3109.9 | 379.9 | 6772.3 | 3085.6 | 382.3 | -6.8786 | 752.6 | 0 | 696.6 | 0 | 640.6 | 0 | 584.6 | 0 | 528.6 | 0 | 472.6 | 0 | 416.6 | 0 | 0 | 1 | 0 | 0 | 0 | 0 | 0 | 0 | 0 | 0 | 0 | 0 | 0 | 0 | 0 | 50 | 28 | 19 | 728.7364 | 26.0263 | 1553093.3776 | 2938.4326 | 104.944 | 543295.2016 | 73466.4679 | 2623.8024 | 3866.6562 | 2676278.4748 | 3943989.3313
2014-03-01 | 2014 | 43601292 | 582902.5718 | 44184194.5718 | 59687 | 15671445 | 5180 | 257042.6441 | 15928487.6441 | 78105401 | 1679397.2948 | 79784798.2948 | 193090 | 1020 | 861465 | 2302 | 15153 | 259626 | 25 | 569 | 659861.2 | 6856.4 | 3115.2 | 382.2 | 6751.3 | 3073.7 | 382.2 | -2.9806 | 712.4 | 0 | 650.4 | 0 | 588.4 | 0 | 526.4 | 0 | 464.4 | 0 | 402.4 | 0 | 340.4 | 0 | 0 | 0 | 1 | 0 | 0 | 0 | 0 | 0 | 0 | 0 | 0 | 0 | 1 | 0 | 1 | 51 | 31 | 21 | 740.265 | 23.8795 | 1425296.5991 | 3074.9976 | 99.1935 | 513822.1821 | 78220.3905 | 2523.2384 | 3724.7805 | 2573703.1708 | 3799276.1093
2014-04-01 | 2014 | 38148551 | 582902.5718 | 38731453.5718 | 59679 | 13498766 | 5185 | 257042.6441 | 13755808.6441 | 70980411 | 1679397.2948 | 72659808.2948 | 192582 | 1019 | 731400 | 2302 | 15153 | 257728 | 25 | 569 | 659861.2 | 6869.6 | 3126.8 | 383.2 | 6785 | 3095.4 | 382.5 | 5.8567 | 424.3 | 0 | 364.3 | 0 | 304.3 | 0 | 244.3 | 0 | 185.9 | 1.6 | 131.9 | 7.6 | 82.3 | 18 | 0 | 0 | 0 | 1 | 0 | 0 | 0 | 0 | 0 | 0 | 0 | 0 | 1 | 0 | 1 | 52 | 30 | 20 | 648.9964 | 21.6332 | 1291048.4524 | 2653.0007 | 88.4334 | 458526.9548 | 71305.013 | 2376.8338 | 3565.2507 | 2421993.6098 | 3632990.4147
2014-05-01 | 2014 | 40092099 | 582902.5718 | 40675001.5718 | 59689 | 13471598 | 5182 | 257042.6441 | 13728640.6441 | 72011129 | 1679397.2948 | 73690526.2948 | 187028 | 1017 | 665621 | 2304 | 15153 | 258180 | 25 | 569 | 659861.2 | 6870.6 | 3114.3 | 381.5 | 6842.6 | 3103 | 379.7 | 12.8613 | 225.3 | 4 | 169.3 | 10 | 115.5 | 18.2 | 71.1 | 35.8 | 33.9 | 60.6 | 9.6 | 98.3 | 1.3 | 152 | 0 | 0 | 0 | 0 | 1 | 0 | 0 | 0 | 0 | 0 | 0 | 0 | 1 | 0 | 1 | 53 | 31 | 22 | 681.4489 | 21.9822 | 1312096.8249 | 2649.2938 | 85.4611 | 442859.3756 | 72458.7279 | 2337.3783 | 3293.5785 | 2377113.7514 | 3349569.377
2014-06-01 | 2014 | 44876201 | 582902.5718 | 45459103.5718 | 59798 | 14123153 | 5192.5 | 257042.6441 | 14380195.6441 | 75361823 | 1679397.2948 | 77041220.2948 | 196650 | 1016.5 | 599040 | 2302 | 15153 | 257573 | 25 | 569 | 659861.2 | 6865.4 | 3091.8 | 382 | 6912.9 | 3107.5 | 383.3 | 18.5133 | 65.4 | 20.8 | 31.2 | 46.6 | 10.7 | 86.1 | 1.9 | 137.3 | 0 | 195.4 | 0 | 255.4 | 0 | 315.4 | 0 | 0 | 0 | 0 | 0 | 1 | 0 | 0 | 0 | 0 | 0 | 0 | 0 | 0 | 0 | 54 | 30 | 21 | 760.2111 | 25.3404 | 1515303.4524 | 2769.4166 | 92.3139 | 479339.8548 | 75790.6742 | 2526.3558 | 3609.0797 | 2568040.6765 | 3668629.5378
2014-07-01 | 2014 | 51314720 | 582902.5718 | 51897622.5718 | 59907 | 14914369 | 5203 | 257042.6441 | 15171411.6441 | 79433068 | 1679397.2948 | 81112465.2948 | 208736 | 1016 | 641462 | 2302 | 15153 | 257738 | 25 | 567 | 659861.2 | 6864.4 | 3067.1 | 383.8 | 6957.8 | 3095.5 | 386.4 | 19.8258 | 36.6 | 31.2 | 9.4 | 66 | 0.9 | 119.5 | 0 | 180.6 | 0 | 242.6 | 0 | 304.6 | 0 | 366.6 | 0 | 0 | 0 | 0 | 0 | 0 | 1 | 0 | 0 | 0 | 0 | 0 | 0 | 0 | 0 | 55 | 31 | 22 | 866.3031 | 27.9453 | 1674116.8572 | 2915.8969 | 94.0612 | 489400.3756 | 79835.1036 | 2575.3259 | 3628.8683 | 2616531.1385 | 3686930.2407
2014-08-01 | 2014 | 49665162 | 582902.5718 | 50248064.5718 | 59924 | 14542524 | 5210 | 257042.6441 | 14799566.6441 | 78009925 | 1679397.2948 | 79689322.2948 | 203097 | 1016 | 719839 | 2304 | 15195 | 257786 | 25 | 567 | 659861.2 | 6869.9 | 3056.5 | 385.2 | 6969.7 | 3094.2 | 388.9 | 20.071 | 29.3 | 31.5 | 8.3 | 72.5 | 0.5 | 126.7 | 0 | 188.2 | 0 | 250.2 | 0 | 312.2 | 0 | 374.2 | 0 | 0 | 0 | 0 | 0 | 0 | 0 | 1 | 0 | 0 | 0 | 0 | 0 | 0 | 0 | 56 | 31 | 20 | 838.5299 | 27.0494 | 1620905.3088 | 2840.6078 | 91.6325 | 477405.3756 | 78434.3723 | 2530.141 | 3921.7186 | 2570623.2998 | 3984466.1147
2014-09-01 | 2014 | 43344666 | 582902.5718 | 43927568.5718 | 59924 | 13413771 | 5214 | 257042.6441 | 13670813.6441 | 74627463 | 1679397.2948 | 76306860.2948 | 208037 | 1025 | 794176 | 2304 | 15195 | 257746 | 25 | 567 | 659861.2 | 6884.5 | 3058.5 | 385.2 | 6944.1 | 3085.3 | 386.9 | 17.2867 | 99.8 | 18.4 | 55.9 | 34.5 | 26 | 64.6 | 10.3 | 108.9 | 0.6 | 159.2 | 0 | 218.6 | 0 | 278.6 | 0 | 0 | 0 | 0 | 0 | 0 | 0 | 0 | 1 | 0 | 0 | 0 | 0 | 1 | 1 | 57 | 30 | 21 | 733.0547 | 24.4352 | 1464252.2857 | 2621.9435 | 87.3981 | 455693.7881 | 74445.7174 | 2481.5239 | 3545.0342 | 2543562.0098 | 3633660.014
2014-10-01 | 2014 | 41116020 | 582902.5718 | 41698922.5718 | 59943 | 13009887 | 5215 | 257042.6441 | 13266929.6441 | 72913145 | 1679397.2948 | 74592542.2948 | 204893 | 1028 | 925946 | 2304 | 15196 | 258047 | 24 | 566 | 659861.2 | 6901.5 | 3072.7 | 385.1 | 6936.6 | 3089.4 | 387.2 | 11.7129 | 256.9 | 0 | 197.1 | 2.2 | 139.3 | 6.4 | 90.8 | 19.9 | 50.6 | 41.7 | 18.1 | 71.2 | 3.8 | 118.9 | 0 | 0 | 0 | 0 | 0 | 0 | 0 | 0 | 0 | 1 | 0 | 0 | 0 | 1 | 1 | 58 | 31 | 22 | 695.6429 | 22.4401 | 1345126.5346 | 2543.9942 | 82.0643 | 427965.4724 | 72560.8388 | 2340.6722 | 3298.2199 | 2406211.0418 | 3390570.1043
2014-11-01 | 2014 | 40016132 | 582902.5718 | 40599034.5718 | 59983 | 13754258 | 5219 | 257042.6441 | 14011300.6441 | 72454970 | 1679397.2948 | 74134367.2948 | 201777 | 1029 | 985612 | 2304 | 15196 | 257104 | 24 | 566 | 659861.2 | 6907.5 | 3082 | 383 | 6914.3 | 3084.8 | 384.2 | 3.2833 | 501.5 | 0 | 441.5 | 0 | 381.5 | 0 | 321.5 | 0 | 261.6 | 0.1 | 207.1 | 5.6 | 156.4 | 14.9 | 0 | 0 | 0 | 0 | 0 | 0 | 0 | 0 | 0 | 0 | 1 | 0 | 0 | 1 | 1 | 59 | 30 | 20 | 676.8423 | 22.5614 | 1353301.1524 | 2684.6715 | 89.4891 | 467043.3548 | 72045.0605 | 2401.502 | 3602.253 | 2471145.5765 | 3706718.3647
2014-12-01 | 2014 | 44606686 | 582902.5718 | 45189588.5718 | 60014 | 14879853 | 5230 | 257042.6441 | 15136895.6441 | 73645384 | 1679397.2948 | 75324781.2948 | 179258 | 1028 | 1068286 | 2304 | 15196 | 260405 | 24 | 566 | 659861.2 | 6903.1 | 3080.1 | 380 | 6903.2 | 3082.8 | 382.5 | 1.2548 | 581.1 | 0 | 519.1 | 0 | 457.1 | 0 | 395.1 | 0 | 333.1 | 0 | 271.1 | 0 | 209.1 | 0 | 0 | 0 | 0 | 0 | 0 | 0 | 0 | 0 | 0 | 0 | 0 | 1 | 0 | 0 | 0 | 60 | 31 | 21 | 752.9841 | 24.2898 | 1457728.6636 | 2894.2439 | 93.3627 | 488286.9563 | 73273.1336 | 2363.6495 | 3489.1968 | 2429831.6547 | 3586894.3474
2015-01-01 | 2015 | 49036178 | 848162.4041 | 49884340.4041 | 60019 | 15722680 | 5230 | 459568.9728 | 16182248.9728 | 79523058 | 2131711.9193 | 81654769.9193 | 190064 | 1028 | 1045146 | 2305 | 15225 | 257164 | 24 | 566 | 677384 | 6885.7 | 3076.8 | 379.5 | 6845.1 | 3066.1 | 379.3 | -5.8581 | 801.6 | 0 | 739.6 | 0 | 677.6 | 0 | 615.6 | 0 | 553.6 | 0 | 491.6 | 0 | 429.6 | 0 | 1 | 0 | 0 | 0 | 0 | 0 | 0 | 0 | 0 | 0 | 0 | 0 | 0 | 0 | 0 | 61 | 31 | 21 | 831.1425 | 26.811 | 1609172.2711 | 3094.1203 | 99.8103 | 522008.0314 | 79430.71 | 2562.281 | 3782.4148 | 2634024.8361 | 3888322.3771
2015-02-01 | 2015 | 42132823 | 848162.4041 | 42980985.4041 | 60029 | 14670158 | 5234 | 459568.9728 | 15129726.9728 | 74181806 | 2131711.9193 | 76313517.9193 | 194654 | 1027 | 873453 | 2305 | 15225 | 256037 | 24 | 553 | 677384 | 6885.3 | 3085.5 | 378.6 | 6810.3 | 3057.4 | 376.2 | -11.1393 | 871.9 | 0 | 815.9 | 0 | 759.9 | 0 | 703.9 | 0 | 647.9 | 0 | 591.9 | 0 | 535.9 | 0 | 0 | 1 | 0 | 0 | 0 | 0 | 0 | 0 | 0 | 0 | 0 | 0 | 0 | 0 | 0 | 62 | 28 | 19 | 716.0037 | 25.5716 | 1535035.193 | 2890.6624 | 103.2379 | 540347.3919 | 74307.2229 | 2653.8294 | 3910.9065 | 2725482.7828 | 4016500.9431
2015-03-01 | 2015 | 42570862 | 848162.4041 | 43419024.4041 | 60053 | 15080135 | 5236 | 459568.9728 | 15539703.9728 | 77250849 | 2131711.9193 | 79382560.9193 | 196634 | 1030 | 862804 | 2305 | 15225 | 257839 | 24 | 553 | 677384 | 6892.1 | 3108.7 | 379.4 | 6783.7 | 3060.7 | 373.1 | -1.1613 | 656 | 0 | 594 | 0 | 532 | 0 | 470 | 0 | 408 | 0 | 346 | 0 | 284 | 0 | 0 | 0 | 1 | 0 | 0 | 0 | 0 | 0 | 0 | 0 | 0 | 0 | 1 | 0 | 1 | 63 | 31 | 22 | 723.0117 | 23.323 | 1400613.6905 | 2967.8579 | 95.7374 | 501280.7733 | 77070.4475 | 2486.1435 | 3503.2022 | 2560727.7716 | 3608298.2236
2015-04-01 | 2015 | 37765295 | 848162.4041 | 38613457.4041 | 60058 | 13252080 | 5236 | 459568.9728 | 13711648.9728 | 69787643 | 2131711.9193 | 71919354.9193 | 192074 | 1028 | 732535 | 2305 | 15225 | 256901 | 24 | 553 | 677384 | 6897.3 | 3122.7 | 379.6 | 6805.6 | 3086.6 | 374.7 | 7.27 | 381.9 | 0 | 321.9 | 0 | 261.9 | 0 | 203.5 | 1.6 | 149.7 | 7.8 | 102.5 | 20.6 | 61.7 | 39.8 | 0 | 0 | 0 | 1 | 0 | 0 | 0 | 0 | 0 | 0 | 0 | 0 | 1 | 0 | 1 | 64 | 30 | 20 | 642.9361 | 21.4312 | 1287115.2468 | 2618.7259 | 87.2909 | 457054.9658 | 69960.462 | 2332.0154 | 3498.0231 | 2397311.8306 | 3595967.746
2015-05-01 | 2015 | 39914946 | 848162.4041 | 40763108.4041 | 60068 | 13384750 | 5250 | 459568.9728 | 13844318.9728 | 73480701 | 2131711.9193 | 75612412.9193 | 187740 | 1028 | 666655 | 2305 | 15225 | 266757 | 24 | 556 | 677384 | 6906.5 | 3142.3 | 385 | 6870.9 | 3130.7 | 382.4 | 14.5355 | 175.5 | 6.1 | 123.9 | 16.5 | 80.5 | 35.1 | 44.2 | 60.8 | 18.3 | 96.9 | 4.6 | 145.2 | 0.5 | 203.1 | 0 | 0 | 0 | 0 | 1 | 0 | 0 | 0 | 0 | 0 | 0 | 0 | 1 | 0 | 1 | 65 | 31 | 20 | 678.616 | 21.8908 | 1314938.9808 | 2637.0131 | 85.0649 | 446590.9346 | 73552.9309 | 2372.6752 | 3677.6465 | 2439110.0942 | 3780620.646
2015-06-01 | 2015 | 45271087 | 848162.4041 | 46119249.4041 | 60094 | 13700810 | 5241 | 459568.9728 | 14160378.9728 | 75378497 | 2131711.9193 | 77510208.9193 | 203725 | 1027 | 599971 | 2305 | 15225 | 266425 | 24 | 556 | 677384 | 6921.3 | 3163.2 | 387.9 | 6965.8 | 3182.8 | 389.3 | 16.8867 | 101.4 | 8 | 61.3 | 27.9 | 29.7 | 56.3 | 11.4 | 98 | 3.5 | 150.1 | 0 | 206.6 | 0 | 266.6 | 0 | 0 | 0 | 0 | 0 | 1 | 0 | 0 | 0 | 0 | 0 | 0 | 0 | 0 | 0 | 66 | 30 | 22 | 767.4518 | 25.5817 | 1537308.3135 | 2701.8468 | 90.0616 | 472012.6324 | 75472.4527 | 2515.7484 | 3430.566 | 2583673.6306 | 3523191.3145
2015-07-01 | 2015 | 53575923 | 848162.4041 | 54424085.4041 | 60096 | 15161240 | 5240 | 459568.9728 | 15620808.9728 | 81975954 | 2131711.9193 | 84107665.9193 | 203387 | 1027 | 641997 | 2305 | 15225 | 258055 | 24 | 558 | 677384 | 6941.2 | 3194.9 | 392.4 | 7032.3 | 3226.4 | 395.3 | 21.9 | 17.6 | 76.5 | 4.4 | 125.3 | 0 | 182.9 | 0 | 244.9 | 0 | 306.9 | 0 | 368.9 | 0 | 430.9 | 0 | 0 | 0 | 0 | 0 | 0 | 1 | 0 | 0 | 0 | 0 | 0 | 0 | 0 | 0 | 67 | 31 | 22 | 905.6191 | 29.2135 | 1755615.6582 | 2981.0704 | 96.1636 | 503897.0636 | 81896.4615 | 2641.8213 | 3722.5664 | 2713150.5135 | 3823075.7236
2015-08-01 | 2015 | 54286474 | 848162.4041 | 55134636.4041 | 60131 | 15391927 | 5244 | 459568.9728 | 15851495.9728 | 80836724 | 2131711.9193 | 82968435.9193 | 210022 | 1029 | 720424 | 2305 | 15225 | 257469 | 24 | 557 | 677384 | 6949.2 | 3214.6 | 392.6 | 7045.7 | 3251.2 | 397.2 | 20.7968 | 20.4 | 45.1 | 1.8 | 88.5 | 0 | 148.7 | 0 | 210.7 | 0 | 272.7 | 0 | 334.7 | 0 | 396.7 | 0 | 0 | 0 | 0 | 0 | 0 | 0 | 1 | 0 | 0 | 0 | 0 | 0 | 0 | 0 | 68 | 31 | 20 | 916.9087 | 29.5777 | 1778536.6582 | 3022.7872 | 97.5093 | 511338.5798 | 80630.1612 | 2600.9729 | 4031.5081 | 2676401.1587 | 4148421.796
2015-09-01 | 2015 | 46949969 | 848162.4041 | 47798131.4041 | 60165 | 14009493 | 5237 | 459568.9728 | 14469061.9728 | 78337146 | 2131711.9193 | 80468857.9193 | 211976 | 1028 | 794773 | 2305 | 15225 | 257589 | 24 | 557 | 677384 | 6941.1 | 3220.3 | 390.5 | 6994.9 | 3243.3 | 393.9 | 20.03 | 50.1 | 51 | 22.6 | 83.5 | 7.2 | 128.1 | 0.1 | 181 | 0 | 240.9 | 0 | 300.9 | 0 | 360.9 | 0 | 0 | 0 | 0 | 0 | 0 | 0 | 0 | 1 | 0 | 0 | 0 | 0 | 1 | 1 | 69 | 30 | 21 | 794.4508 | 26.4817 | 1593271.0468 | 2762.8532 | 92.0951 | 482302.0658 | 78277.0991 | 2609.2366 | 3727.4809 | 2682295.264 | 3831850.3771
2015-10-01 | 2015 | 41035508 | 848162.4041 | 41883670.4041 | 60249 | 12961860 | 5242 | 459568.9728 | 13421428.9728 | 72632384 | 2131711.9193 | 74764095.9193 | 210663 | 1024 | 927060 | 2305 | 15225 | 257836 | 24 | 558 | 677384 | 6934.8 | 3216.5 | 385.6 | 6969 | 3229.5 | 388.2 | 11.5871 | 260.8 | 0 | 200 | 1.2 | 141.1 | 4.3 | 89.2 | 14.4 | 51.8 | 39 | 26.9 | 76.1 | 11.3 | 122.5 | 0 | 0 | 0 | 0 | 0 | 0 | 0 | 0 | 0 | 1 | 0 | 0 | 0 | 1 | 1 | 70 | 31 | 21 | 695.1762 | 22.425 | 1351086.1421 | 2560.3642 | 82.5924 | 432949.3217 | 73011.8124 | 2355.2198 | 3476.753 | 2411745.0297 | 3560195.0438
2015-11-01 | 2015 | 37505130 | 848162.4041 | 38353292.4041 | 60255 | 13004522 | 5234 | 459568.9728 | 13464090.9728 | 71446240 | 2131711.9193 | 73577951.9193 | 195211 | 1027 | 985984 | 2307 | 15235 | 257269 | 24 | 557 | 677384 | 6928.3 | 3211.5 | 384.5 | 6936.9 | 3211.5 | 385.6 | 7.9633 | 361.1 | 0 | 301.1 | 0 | 241.2 | 0.1 | 185.1 | 4 | 133 | 11.9 | 90.2 | 29.1 | 56.8 | 55.7 | 0 | 0 | 0 | 0 | 0 | 0 | 0 | 0 | 0 | 0 | 1 | 0 | 0 | 1 | 1 | 71 | 30 | 21 | 636.5163 | 21.2172 | 1278443.0801 | 2572.4285 | 85.7476 | 448803.0324 | 71643.5754 | 2388.1192 | 3411.5988 | 2452598.3973 | 3503711.9962
2015-12-01 | 2015 | 40955651 | 848162.4041 | 41803813.4041 | 60262 | 13905854 | 5238 | 459568.9728 | 14365422.9728 | 72220640 | 2131711.9193 | 74352351.9193 | 177950 | 1029 | 1067879 | 2304 | 15258 | 260807 | 24 | 557 | 677384 | 6942.8 | 3220.1 | 383.7 | 6948.2 | 3220 | 385.4 | 5.2742 | 456.5 | 0 | 394.5 | 0 | 332.5 | 0 | 270.5 | 0 | 208.5 | 0 | 148 | 1.5 | 96.9 | 12.4 | 0 | 0 | 0 | 0 | 0 | 0 | 0 | 0 | 0 | 0 | 0 | 1 | 0 | 0 | 0 | 72 | 31 | 21 | 693.7011 | 22.3775 | 1348510.1098 | 2742.5397 | 88.469 | 463400.7411 | 72256.9018 | 2330.8678 | 3440.8048 | 2398462.9651 | 3540588.1866
2016-01-01 | 2016 | 44822386 | 1262307.9842 | 46084693.9842 | 60313 | 14814307 | 5246 | 702182.951 | 15516489.951 | 78060980 | 2812165.8049 | 80873145.8049 | 187910 | 1031 | 1044725 | 2304 | 15258 | 258738 | 24 | 557 | 692620.8 | 6957.7 | 3227 | 382.6 | 6919.2 | 3213.9 | 381.7 | -2.1613 | 687 | 0 | 625 | 0 | 563 | 0 | 501 | 0 | 439 | 0 | 377 | 0 | 315 | 0 | 1 | 0 | 0 | 0 | 0 | 0 | 0 | 0 | 0 | 0 | 0 | 0 | 0 | 0 | 0 | 73 | 31 | 20 | 764.0922 | 24.6481 | 1486603.0317 | 2957.7754 | 95.4121 | 500531.9339 | 78441.4605 | 2530.3697 | 3922.073 | 2608811.155 | 4043657.2902
2016-02-01 | 2016 | 39320516 | 1262307.9842 | 40582823.9842 | 60310 | 14022576 | 5267 | 702182.951 | 14724758.951 | 73880261 | 2812165.8049 | 76692426.8049 | 193682 | 1033 | 902902 | 2304 | 15252 | 259398 | 24 | 556 | 692620.8 | 6970.6 | 3221.1 | 384.2 | 6896.8 | 3193.2 | 380.8 | -0.76897 | 602.3 | 0 | 544.3 | 0 | 486.3 | 0 | 428.3 | 0 | 370.3 | 0 | 312.5 | 0.2 | 257.2 | 2.9 | 0 | 1 | 0 | 0 | 0 | 0 | 0 | 0 | 0 | 0 | 0 | 0 | 0 | 0 | 0 | 74 | 29 | 20 | 672.9037 | 23.2036 | 1399407.7236 | 2795.6634 | 96.4022 | 507750.3087 | 74242.4267 | 2560.0837 | 3712.1213 | 2644566.4415 | 3834621.3402
2016-03-01 | 2016 | 39386600 | 1262307.9842 | 40648907.9842 | 60323 | 14145609 | 5268 | 702182.951 | 14847791.951 | 76236827 | 2812165.8049 | 79048992.8049 | 195760 | 1034 | 862508 | 2304 | 15252 | 260607 | 24 | 560 | 692620.8 | 6978.1 | 3210.6 | 385.2 | 6872.4 | 3165.9 | 378.9 | 3.4452 | 513.2 | 0 | 451.2 | 0 | 389.2 | 0 | 327.2 | 0 | 267 | 1.8 | 208.5 | 5.3 | 154.3 | 13.1 | 0 | 0 | 1 | 0 | 0 | 0 | 0 | 0 | 0 | 0 | 0 | 0 | 1 | 0 | 1 | 75 | 31 | 21 | 673.8542 | 21.7372 | 1311255.0963 | 2818.4875 | 90.919 | 478961.0307 | 76449.7029 | 2466.1194 | 3640.462 | 2549967.5098 | 3764237.7526
2016-04-01 | 2016 | 36920940 | 1262307.9842 | 38183247.9842 | 60319 | 13041004 | 5267 | 702182.951 | 13743186.951 | 72510143 | 2812165.8049 | 75322308.8049 | 193410 | 1035 | 732326 | 2304 | 15252 | 259023 | 24 | 560 | 692620.8 | 6981.8 | 3208.5 | 387.9 | 6890.3 | 3172.5 | 383.7 | 4.9667 | 451 | 0 | 391 | 0 | 331.8 | 0.8 | 273.8 | 2.8 | 216.9 | 5.9 | 162.7 | 11.7 | 113.7 | 22.7 | 0 | 0 | 0 | 1 | 0 | 0 | 0 | 0 | 0 | 0 | 0 | 0 | 1 | 0 | 1 | 76 | 30 | 21 | 633.0219 | 21.1007 | 1272774.9328 | 2609.3007 | 86.9767 | 458106.2317 | 72775.1776 | 2425.8393 | 3465.4846 | 2510743.6268 | 3586776.6098
2016-05-01 | 2016 | 41386492 | 1262307.9842 | 42648799.9842 | 60305 | 13344960 | 5294 | 702182.951 | 14047142.951 | 74482255 | 2812165.8049 | 77294420.8049 | 190232 | 1035 | 666464 | 2304 | 15252 | 259477 | 24 | 560 | 692620.8 | 6994.4 | 3217.7 | 383.2 | 6962.5 | 3207.8 | 382.3 | 13.871 | 203.6 | 13.6 | 156.1 | 28.1 | 113.7 | 47.7 | 74.6 | 70.6 | 41.9 | 99.9 | 17.3 | 137.3 | 4.5 | 186.5 | 0 | 0 | 0 | 0 | 1 | 0 | 0 | 0 | 0 | 0 | 0 | 0 | 1 | 0 | 1 | 77 | 31 | 21 | 707.2183 | 22.8135 | 1375767.7414 | 2653.4082 | 85.5938 | 453133.6436 | 74680.5998 | 2409.0516 | 3556.219 | 2493368.4131 | 3680686.705
2016-06-01 | 2016 | 50574849 | 1262307.9842 | 51837156.9842 | 60308 | 14145403 | 5264 | 702182.951 | 14847585.951 | 77899377 | 2812165.8049 | 80711542.8049 | 204631 | 1033 | 599799 | 2304 | 15252 | 258917 | 24 | 560 | 692620.8 | 7001.9 | 3230.3 | 382.1 | 7047.3 | 3251.8 | 384.6 | 19.3867 | 53 | 34.6 | 26.5 | 68.1 | 8.5 | 110.1 | 2 | 163.6 | 0 | 221.6 | 0 | 281.6 | 0 | 341.6 | 0 | 0 | 0 | 0 | 0 | 1 | 0 | 0 | 0 | 0 | 0 | 0 | 0 | 0 | 0 | 78 | 30 | 22 | 859.5403 | 28.6513 | 1727905.2328 | 2820.59 | 94.0197 | 494919.5317 | 78133.1489 | 2604.4383 | 3551.5068 | 2690384.7602 | 3668706.4911
2016-07-01 | 2016 | 61688603 | 1262307.9842 | 62950910.9842 | 60310 | 15923666 | 5262 | 702182.951 | 16625848.951 | 84011912 | 2812165.8049 | 86824077.8049 | 214922 | 1034 | 641842 | 2304 | 15252 | 259477 | 24 | 560 | 692620.8 | 6995.7 | 3229.4 | 379.1 | 7090.8 | 3265.5 | 382.2 | 22.9194 | 5.3 | 95.8 | 0.1 | 152.6 | 0 | 214.5 | 0 | 276.5 | 0 | 338.5 | 0 | 400.5 | 0 | 462.5 | 0 | 0 | 0 | 0 | 0 | 0 | 1 | 0 | 0 | 0 | 0 | 0 | 0 | 0 | 0 | 79 | 31 | 20 | 1043.7889 | 33.6706 | 2030674.5479 | 3159.6064 | 101.9228 | 536317.7081 | 83969.1275 | 2708.6815 | 4198.4564 | 2800776.7034 | 4341203.8902
2016-08-01 | 2016 | 60215461 | 1262307.9842 | 61477768.9842 | 60299 | 16295761 | 5260 | 702182.951 | 16997943.951 | 87167726 | 2812165.8049 | 89979891.8049 | 217408 | 1034 | 720249 | 2304 | 15252 | 259148 | 24 | 560 | 692620.8 | 6990.6 | 3224.8 | 379.5 | 7083.3 | 3263 | 380.6 | 23.7355 | 0.1 | 115.9 | 0 | 177.8 | 0 | 239.8 | 0 | 301.8 | 0 | 363.8 | 0 | 425.8 | 0 | 487.8 | 0 | 0 | 0 | 0 | 0 | 0 | 0 | 1 | 0 | 0 | 0 | 0 | 0 | 0 | 0 | 80 | 31 | 22 | 1019.5487 | 32.8887 | 1983153.8382 | 3231.5483 | 104.2435 | 548320.7726 | 87021.172 | 2807.1346 | 3955.5078 | 2902577.155 | 4089995.082
2016-09-01 | 2016 | 49709783 | 1262307.9842 | 50972090.9842 | 60320 | 13976976 | 5273 | 702182.951 | 14679158.951 | 77840725 | 2812165.8049 | 80652890.8049 | 218401 | 1033 | 794582 | 2304 | 15252 | 258866 | 24 | 559 | 692620.8 | 6988.9 | 3216.9 | 382.3 | 7037 | 3236.1 | 381.7 | 20.03 | 41.9 | 42.8 | 15.5 | 76.4 | 3.8 | 124.7 | 0.1 | 181 | 0 | 240.9 | 0 | 300.9 | 0 | 360.9 | 0 | 0 | 0 | 0 | 0 | 0 | 0 | 0 | 1 | 0 | 0 | 0 | 0 | 1 | 1 | 81 | 30 | 21 | 845.028 | 28.1676 | 1699069.6995 | 2783.8344 | 92.7945 | 489305.2984 | 78076.3706 | 2602.5457 | 3717.9224 | 2688429.6935 | 3840613.8479
2016-10-01 | 2016 | 41115850 | 1262307.9842 | 42378157.9842 | 60321 | 12868083 | 5278 | 702182.951 | 13570265.951 | 73150245 | 2812165.8049 | 75962410.8049 | 211273 | 1036 | 926316 | 2304 | 15252 | 259426 | 24 | 559 | 692620.8 | 7006.2 | 3209.8 | 386.2 | 7033.4 | 3217.5 | 384.6 | 13.2097 | 212.3 | 1.8 | 156.6 | 8.1 | 111.3 | 24.8 | 77.2 | 52.7 | 50.1 | 87.6 | 26.6 | 126.1 | 10.8 | 172.3 | 0 | 0 | 0 | 0 | 0 | 0 | 0 | 0 | 0 | 1 | 0 | 0 | 0 | 1 | 1 | 82 | 31 | 20 | 702.544 | 22.6627 | 1367037.3543 | 2571.1 | 82.9387 | 437750.5145 | 73322.7904 | 2365.2513 | 3666.1395 | 2450400.3485 | 3798120.5402
2016-11-01 | 2016 | 37172567 | 1262307.9842 | 38434874.9842 | 60345 | 12936003 | 5298 | 702182.951 | 13638185.951 | 71615105 | 2812165.8049 | 74427270.8049 | 211233 | 1036 | 986113 | 2304 | 15253 | 258781 | 24 | 559 | 692620.8 | 7018.5 | 3207.3 | 392.2 | 7026.9 | 3203.3 | 391.8 | 8.2367 | 352.9 | 0 | 292.9 | 0 | 232.9 | 0 | 174.8 | 1.9 | 121.3 | 8.4 | 76 | 23.1 | 45.8 | 52.9 | 0 | 0 | 0 | 0 | 0 | 0 | 0 | 0 | 0 | 0 | 1 | 0 | 0 | 1 | 1 | 83 | 30 | 22 | 636.919 | 21.2306 | 1281162.4995 | 2574.214 | 85.8071 | 454606.1984 | 71840.995 | 2394.6998 | 3265.4998 | 2480909.0268 | 3383057.7639
2016-12-01 | 2016 | 42809833 | 1262307.9842 | 44072140.9842 | 60353 | 14391209 | 5297 | 702182.951 | 15093391.951 | 73980352 | 2812165.8049 | 76792517.8049 | 171682 | 1036 | 1068050 | 2304 | 15253 | 263175 | 24 | 559 | 692620.8 | 7028.8 | 3203.9 | 397.1 | 7041.6 | 3206.3 | 398 | -0.032258 | 621 | 0 | 559 | 0 | 497 | 0 | 435 | 0 | 373 | 0 | 311 | 0 | 249 | 0 | 0 | 0 | 0 | 0 | 0 | 0 | 0 | 0 | 0 | 0 | 0 | 1 | 0 | 0 | 0 | 84 | 31 | 20 | 730.2394 | 23.5561 | 1421681.9672 | 2849.4227 | 91.9169 | 486883.6113 | 74124.0519 | 2391.0984 | 3706.2026 | 2477177.9937 | 3839625.8902
2017-01-01 | 2017 | 43117838 | 2395318.9936 | 45513156.9936 | 60357 | 15042631 | 5303 | 806318.8282 | 15848949.8282 | 76397192 | 3383288.5546 | 79780480.5546 | 189110 | 1035 | 1188321.4 | 2623.4 | 17184 | 261189 | 24 | 562 | 713254.1 | 7045.6 | 3213.3 | 398.1 | 7018.6 | 3203.7 | 397.6 | -0.34194 | 630.6 | 0 | 568.6 | 0 | 506.6 | 0 | 444.6 | 0 | 382.6 | 0 | 320.6 | 0 | 258.6 | 0 | 1 | 0 | 0 | 0 | 0 | 0 | 0 | 0 | 0 | 0 | 0 | 0 | 0 | 0 | 0 | 85 | 31 | 22 | 754.0659 | 24.3247 | 1468166.3546 | 2988.6762 | 96.4089 | 511256.4461 | 77082.5899 | 2486.5352 | 3503.7541 | 2573563.8889 | 3626385.4798
2017-02-01 | 2017 | 36607845 | 2395318.9936 | 39003163.9936 | 60440 | 13349253 | 5341 | 806318.8282 | 14155571.8282 | 68237493 | 3383288.5546 | 71620781.5546 | 187278 | 999 | 990953.3 | 2623.4 | 17184 | 260089 | 24 | 562 | 713254.1 | 7060.7 | 3230.3 | 398.6 | 6996 | 3206.5 | 396.1 | 1.1714 | 527.2 | 0 | 471.2 | 0 | 415.2 | 0 | 359.2 | 0 | 303.2 | 0 | 247.7 | 0.5 | 193.8 | 2.6 | 0 | 1 | 0 | 0 | 0 | 0 | 0 | 0 | 0 | 0 | 0 | 0 | 0 | 0 | 0 | 86 | 28 | 19 | 645.3204 | 23.0472 | 1392970.1426 | 2650.3598 | 94.6557 | 505556.1367 | 71692.474 | 2560.4455 | 3773.2881 | 2557885.0555 | 3769514.8187
2017-03-01 | 2017 | 38263912 | 2395318.9936 | 40659230.9936 | 60475 | 14302608 | 5342 | 806318.8282 | 15108926.8282 | 75471623 | 3383288.5546 | 78854911.5546 | 182686 | 1000 | 977923.9 | 2623.4 | 17184 | 261919 | 24 | 562 | 713254.1 | 7074.2 | 3247.6 | 402 | 6972 | 3204.7 | 396.5 | 0.54194 | 603.2 | 0 | 541.2 | 0 | 479.2 | 0 | 417.2 | 0 | 355.2 | 0 | 293.4 | 0.2 | 234.7 | 3.5 | 0 | 0 | 1 | 0 | 0 | 0 | 0 | 0 | 0 | 0 | 0 | 0 | 1 | 0 | 1 | 87 | 31 | 23 | 672.3312 | 21.6881 | 1311588.0966 | 2828.3277 | 91.2364 | 487384.7364 | 78854.9116 | 2543.7068 | 3428.4744 | 2543706.8243 | 3428474.4154
2017-04-01 | 2017 | 33970409 | 2395318.9936 | 36365727.9936 | 60471 | 12843245 | 5344 | 806318.8282 | 13649563.8282 | 68114633 | 3383288.5546 | 71497921.5546 | 189895 | 1000 | 829657.1 | 2623.4 | 17184 | 259900 | 24 | 562 | 713254.1 | 7074.8 | 3257.7 | 411 | 6982.8 | 3222.4 | 406.8 | 8.93 | 332.1 | 0 | 272.1 | 0 | 213 | 0.9 | 156.8 | 4.7 | 107.1 | 15 | 65.8 | 33.7 | 29.5 | 57.4 | 0 | 0 | 0 | 1 | 0 | 0 | 0 | 0 | 0 | 0 | 0 | 0 | 1 | 0 | 1 | 88 | 30 | 19 | 601.3747 | 20.0458 | 1212190.9331 | 2554.1848 | 85.1395 | 454985.4609 | 71497.9216 | 2383.2641 | 3763.0485 | 2383264.0518 | 3763048.5029
2017-05-01 | 2017 | 36857170 | 2395318.9936 | 39252488.9936 | 60529 | 13045355 | 5341 | 806318.8282 | 13851673.8282 | 72074085 | 3383288.5546 | 75457373.5546 | 187094 | 997 | 755282.8 | 2623.4 | 17184 | 260353 | 24 | 561 | 713254.1 | 7080.7 | 3266.8 | 416.7 | 7047.4 | 3255.9 | 414.8 | 11.7839 | 258.6 | 3.9 | 200.5 | 7.8 | 148 | 17.3 | 98.6 | 29.9 | 57.9 | 51.2 | 25.7 | 81 | 6.8 | 124.1 | 0 | 0 | 0 | 0 | 1 | 0 | 0 | 0 | 0 | 0 | 0 | 0 | 1 | 0 | 1 | 89 | 31 | 22 | 648.4906 | 20.9191 | 1266209.3224 | 2593.4607 | 83.66 | 446828.188 | 75684.4268 | 2441.4331 | 3440.2012 | 2434108.8243 | 3429880.6161
2017-06-01 | 2017 | 45233408 | 2395318.9936 | 47628726.9936 | 60518 | 13634874 | 5339 | 806318.8282 | 14441192.8282 | 75251236 | 3383288.5546 | 78634524.5546 | 201444 | 1001 | 681040 | 2623.4 | 17184 | 259791 | 24 | 561 | 713254.1 | 7085.4 | 3268.7 | 417.8 | 7129.6 | 3289.1 | 419.3 | 19.3033 | 57.4 | 36.5 | 29.3 | 68.4 | 8.9 | 108 | 0 | 159.1 | 0 | 219.1 | 0 | 279.1 | 0 | 339.1 | 0 | 0 | 0 | 0 | 0 | 1 | 0 | 0 | 0 | 0 | 0 | 0 | 0 | 0 | 0 | 90 | 30 | 22 | 787.0175 | 26.2339 | 1587624.2331 | 2704.8498 | 90.1617 | 481373.0943 | 78555.9686 | 2618.5323 | 3570.7258 | 2621150.8185 | 3574296.5707
2017-07-01 | 2017 | 53399843 | 2395318.9936 | 55795161.9936 | 60509 | 14948502 | 5337 | 806318.8282 | 15754820.8282 | 79040629 | 3383288.5546 | 82423917.5546 | 210283 | 1001 | 731410 | 2623.4 | 17184 | 260353 | 24 | 561 | 713254.1 | 7099.9 | 3270 | 421.3 | 7195 | 3308.7 | 422.9 | 21.6613 | 5.4 | 56.9 | 0 | 113.5 | 0 | 175.5 | 0 | 237.5 | 0 | 299.5 | 0 | 361.5 | 0 | 423.5 | 0 | 0 | 0 | 0 | 0 | 0 | 1 | 0 | 0 | 0 | 0 | 0 | 0 | 0 | 0 | 91 | 31 | 20 | 922.0969 | 29.7451 | 1799843.9353 | 2951.9994 | 95.2258 | 508220.0267 | 82341.576 | 2656.1799 | 4117.0788 | 2658836.0501 | 4121195.8777
2017-08-01 | 2017 | 50059809 | 2395318.9936 | 52455127.9936 | 60503 | 14562677 | 5344 | 806318.8282 | 15368995.8282 | 78939288 | 3383288.5546 | 82322576.5546 | 205394 | 1002 | 822705 | 2623.4 | 17184 | 260072 | 24 | 561 | 713254.1 | 7121.3 | 3278.6 | 427.8 | 7213.7 | 3315.2 | 429.1 | 20.5226 | 26.6 | 42.8 | 7.2 | 85.4 | 0 | 140.2 | 0 | 202.2 | 0 | 264.2 | 0 | 326.2 | 0 | 388.2 | 0 | 0 | 0 | 0 | 0 | 0 | 0 | 1 | 0 | 0 | 0 | 0 | 0 | 0 | 0 | 92 | 31 | 22 | 866.9839 | 27.9672 | 1692100.903 | 2875.9348 | 92.7721 | 495774.059 | 82158.26 | 2650.2665 | 3734.4664 | 2655566.9856 | 3741935.2979
2017-09-01 | 2017 | 43473772 | 2395318.9936 | 45869090.9936 | 60533 | 13593689 | 5350 | 806318.8282 | 14400007.8282 | 74885800 | 3383288.5546 | 78269088.5546 | 210407 | 1001 | 908096.9 | 2623.4 | 17184 | 260483 | 24 | 561 | 713254.1 | 7150.1 | 3297.7 | 432.9 | 7197 | 3313.7 | 432.4 | 18.61 | 72.2 | 30.5 | 41.7 | 60 | 18.6 | 96.9 | 4.1 | 142.4 | 1 | 199.3 | 0 | 258.3 | 0 | 318.3 | 0 | 0 | 0 | 0 | 0 | 0 | 0 | 0 | 1 | 0 | 0 | 0 | 0 | 1 | 1 | 93 | 30 | 20 | 757.7535 | 25.2584 | 1528969.6998 | 2691.5902 | 89.7197 | 480000.2609 | 78190.8977 | 2606.3633 | 3909.5449 | 2608969.6185 | 3913454.4277
2017-10-01 | 2017 | 38846178 | 2395318.9936 | 41241496.9936 | 60537 | 13303779 | 5350 | 806318.8282 | 14110097.8282 | 73030053 | 3383288.5546 | 76413341.5546 | 214277 | 1002 | 1058156.9 | 2526 | 17184 | 261070 | 24 | 563 | 713254.1 | 7170.5 | 3320.8 | 430.7 | 7193.7 | 3320.5 | 430.3 | 14.6581 | 167.8 | 2.2 | 113.3 | 9.7 | 75.2 | 33.6 | 47.5 | 67.9 | 26.3 | 108.7 | 12.3 | 156.7 | 2.1 | 208.5 | 0 | 0 | 0 | 0 | 0 | 0 | 0 | 0 | 0 | 1 | 0 | 0 | 0 | 1 | 1 | 94 | 31 | 21 | 681.261 | 21.9762 | 1330370.8708 | 2637.4015 | 85.0775 | 455164.4461 | 76260.8199 | 2460.0264 | 3631.4676 | 2464946.5018 | 3638730.5502
2017-11-01 | 2017 | 36790700 | 2395318.9936 | 39186018.9936 | 60558 | 13353063 | 5353 | 806318.8282 | 14159381.8282 | 71461391 | 3383288.5546 | 74844679.5546 | 211293 | 1003 | 1125753.3 | 2285.9 | 17184 | 260852 | 24 | 563 | 713254.1 | 7189.6 | 3335.4 | 426.2 | 7194.2 | 3326.2 | 426.2 | 5.07 | 447.9 | 0 | 387.9 | 0 | 327.9 | 0 | 267.9 | 0 | 208.1 | 0.2 | 151.8 | 3.9 | 99 | 11.1 | 0 | 0 | 0 | 0 | 0 | 0 | 0 | 0 | 0 | 0 | 1 | 0 | 0 | 1 | 1 | 95 | 30 | 22 | 647.0824 | 21.5694 | 1306200.6331 | 2645.1302 | 88.171 | 471979.3943 | 74620.8171 | 2487.3606 | 3391.8553 | 2494822.6518 | 3402030.8888
2017-12-01 | 2017 | 44807567 | 2395318.9936 | 47202885.9936 | 60594 | 14914509 | 5356 | 806318.8282 | 15720827.8282 | 72692802 | 3383288.5546 | 76076090.5546 | 174819 | 1003 | 1217354.1 | 2029.3 | 17184 | 264173 | 24 | 564 | 713254.1 | 7203.1 | 3352.3 | 421.4 | 7213.4 | 3351 | 423.3 | -2.9419 | 711.2 | 0 | 649.2 | 0 | 587.2 | 0 | 525.2 | 0 | 463.2 | 0 | 401.2 | 0 | 339.2 | 0 | 0 | 0 | 0 | 0 | 0 | 0 | 0 | 0 | 0 | 0 | 0 | 1 | 0 | 0 | 0 | 96 | 31 | 19 | 779.0026 | 25.1291 | 1522673.7417 | 2935.1807 | 94.6832 | 507123.4783 | 75848.5449 | 2446.7273 | 3992.0287 | 2454067.4372 | 4004004.766
2018-01-01 | 2018 | 45520102 | 3037702.3568 | 48557804.3568 | 60779 | 15643746 | 5365 | 993596.7115 | 16637342.7115 | 77544300 | 3904844.3543 | 81449144.3543 | 193600 | 1002 | 867512.8 | 1915.2 | 17184 | 262149 | 24 | 564 | 730276.2 | 7199.8 | 3357.1 | 420.4 | 7172.6 | 3347.1 | 420.7 | -3.9452 | 742.3 | 0 | 680.3 | 0 | 618.3 | 0 | 556.3 | 0 | 494.3 | 0 | 432.5 | 0.2 | 372.5 | 2.2 | 1 | 0 | 0 | 0 | 0 | 0 | 0 | 0 | 0 | 0 | 0 | 0 | 0 | 0 | 0 | 97 | 31 | 22 | 798.924 | 25.7717 | 1566380.7857 | 3101.089 | 100.0351 | 536688.4746 | 81286.5712 | 2622.1475 | 3694.8441 | 2627391.7534 | 3702233.8343
2018-02-01 | 2018 | 37446591 | 3037702.3568 | 40484293.3568 | 60797 | 13639150 | 5367 | 993596.7115 | 14632746.7115 | 68432722 | 3904844.3543 | 72337566.3543 | 189385 | 1004 | 668680.3 | 1770.2 | 17184 | 261046 | 24 | 564 | 730276.2 | 7189.2 | 3356.1 | 415.9 | 7125.8 | 3334.6 | 413.8 | -0.28929 | 568.1 | 0 | 512.1 | 0 | 456.1 | 0 | 400.1 | 0 | 344.1 | 0 | 288.5 | 0.4 | 235.5 | 3.4 | 0 | 1 | 0 | 0 | 0 | 0 | 0 | 0 | 0 | 0 | 0 | 0 | 0 | 0 | 0 | 98 | 28 | 19 | 665.8929 | 23.7819 | 1445867.6199 | 2726.4294 | 97.3725 | 522598.0968 | 72049.3689 | 2573.1917 | 3792.072 | 2583484.5127 | 3807240.3344
2018-03-01 | 2018 | 38782369 | 3037702.3568 | 41820071.3568 | 60798 | 14498535 | 5382 | 993596.7115 | 15492131.7115 | 73851189 | 3904844.3543 | 77756033.3543 | 187159 | 1008 | 606508.2 | 1627 | 17184 | 262882 | 24 | 564 | 730276.2 | 7185 | 3345.3 | 413.4 | 7082.3 | 3305.7 | 407.7 | 0.77742 | 595.9 | 0 | 533.9 | 0 | 471.9 | 0 | 409.9 | 0 | 347.9 | 0 | 285.9 | 0 | 223.9 | 0 | 0 | 0 | 1 | 0 | 0 | 0 | 0 | 0 | 0 | 0 | 0 | 0 | 1 | 0 | 1 | 99 | 31 | 21 | 687.8527 | 22.1888 | 1349034.5599 | 2878.5083 | 92.8551 | 499746.1842 | 77138.922 | 2488.3523 | 3673.282 | 2508259.1405 | 3702668.255
2018-04-01 | 2018 | 35825905 | 3037702.3568 | 38863607.3568 | 60792 | 13441312 | 5377 | 993596.7115 | 14434908.7115 | 70289177 | 3904844.3543 | 74194021.3543 | 184065 | 1006 | 479278.6 | 1515.5 | 17184 | 260891 | 24 | 564 | 730276.2 | 7198.2 | 3338.5 | 410 | 7108.4 | 3307.1 | 403.8 | 4.0233 | 479.3 | 0 | 419.3 | 0 | 359.3 | 0 | 299.3 | 0 | 239.3 | 0 | 180.8 | 1.5 | 127.5 | 8.2 | 0 | 0 | 0 | 1 | 0 | 0 | 0 | 0 | 0 | 0 | 0 | 0 | 1 | 0 | 1 | 100 | 30 | 21 | 639.2882 | 21.3096 | 1295453.5786 | 2684.5655 | 89.4855 | 481163.6237 | 73751.5123 | 2458.3837 | 3511.9768 | 2473134.0451 | 3533048.6359
2018-05-01 | 2018 | 38850335 | 3037702.3568 | 41888037.3568 | 60822 | 13796645 | 5371 | 993596.7115 | 14790241.7115 | 72846017 | 3904844.3543 | 76750861.3543 | 187517 | 1008 | 435165 | 1511.5 | 17184 | 261428 | 24 | 564 | 730276.2 | 7208.1 | 3335 | 412.2 | 7174.7 | 3326.5 | 408.1 | 14.7903 | 173.8 | 12.3 | 127.7 | 28.2 | 86 | 48.5 | 50.5 | 75 | 25.2 | 111.7 | 6.9 | 155.4 | 0.7 | 211.2 | 0 | 0 | 0 | 0 | 1 | 0 | 0 | 0 | 0 | 0 | 0 | 0 | 1 | 0 | 1 | 101 | 31 | 22 | 688.6988 | 22.2161 | 1351227.0115 | 2753.7222 | 88.8297 | 477104.5713 | 76141.7275 | 2456.1848 | 3460.9876 | 2475834.2372 | 3488675.5161
2018-06-01 | 2018 | 49699411 | 3037702.3568 | 52737113.3568 | 60920 | 14595194 | 5437 | 993596.7115 | 15588790.7115 | 74459387 | 3904844.3543 | 78364231.3543 | 205707 | 970 | 392256 | 1511 | 17184 | 260815 | 24 | 564 | 730276.2 | 7224.1 | 3341.9 | 414.9 | 7269.2 | 3363.4 | 414.3 | 19.03 | 64.6 | 35.5 | 26.9 | 57.8 | 5 | 95.9 | 0.6 | 151.5 | 0 | 210.9 | 0 | 270.9 | 0 | 330.9 | 0 | 0 | 0 | 0 | 0 | 1 | 0 | 0 | 0 | 0 | 0 | 0 | 0 | 0 | 0 | 102 | 30 | 21 | 865.6782 | 28.8559 | 1757903.7786 | 2867.1677 | 95.5723 | 519626.3571 | 80787.8674 | 2692.9289 | 3847.0413 | 2612141.0451 | 3731630.0645
2018-07-01 | 2018 | 62470256 | 3037702.3568 | 65507958.3568 | 60944 | 16326498 | 5443 | 993596.7115 | 17320094.7115 | 79813563 | 3904844.3543 | 83718407.3543 | 212958 | 970 | 418842.3 | 1502.3 | 17184 | 261377 | 24 | 563 | 730276.2 | 7258.6 | 3357.7 | 416.4 | 7352.5 | 3397.6 | 418.9 | 23.2968 | 0.5 | 102.7 | 0 | 164.2 | 0 | 226.2 | 0 | 288.2 | 0 | 350.2 | 0 | 412.2 | 0 | 474.2 | 0 | 0 | 0 | 0 | 0 | 0 | 1 | 0 | 0 | 0 | 0 | 0 | 0 | 0 | 0 | 103 | 31 | 21 | 1074.8877 | 34.6738 | 2113159.947 | 3182.0861 | 102.6479 | 558712.7326 | 86307.6364 | 2784.1173 | 4109.8874 | 2700593.7856 | 3986590.8264
2018-08-01 | 2018 | 60684419 | 3037702.3568 | 63722121.3568 | 60940 | 16132239 | 5466 | 993596.7115 | 17125835.7115 | 79970235 | 3904844.3543 | 83875079.3543 | 205769 | 970 | 468399.7 | 1493.6 | 17184 | 261095 | 24 | 563 | 730276.2 | 7264.8 | 3354.6 | 413.1 | 7356 | 3390.3 | 416.3 | 23.2839 | 5.8 | 107.6 | 1.3 | 165.1 | 0 | 225.8 | 0 | 287.8 | 0 | 349.8 | 0 | 411.8 | 0 | 473.8 | 0 | 0 | 0 | 0 | 0 | 0 | 0 | 1 | 0 | 0 | 0 | 0 | 0 | 0 | 0 | 104 | 31 | 22 | 1045.6535 | 33.7308 | 2055552.3018 | 3133.1569 | 101.0696 | 552446.3133 | 86469.154 | 2789.3275 | 3930.4161 | 2705647.7211 | 3812503.607
2018-09-01 | 2018 | 48255985 | 3037702.3568 | 51293687.3568 | 60973 | 14295949 | 5466 | 993596.7115 | 15289545.7115 | 72439191 | 3904844.3543 | 76344035.3543 | 206092 | 974 | 487042.4 | 1407 | 17184 | 260813 | 24 | 563 | 730276.2 | 7268.1 | 3347.2 | 411.2 | 7315.2 | 3361.9 | 412.4 | 19.4467 | 57.2 | 40.6 | 27.8 | 71.2 | 11.3 | 114.7 | 2 | 165.4 | 0 | 223.4 | 0 | 283.4 | 0 | 343.4 | 0 | 0 | 0 | 0 | 0 | 0 | 0 | 0 | 1 | 0 | 0 | 0 | 0 | 1 | 1 | 105 | 30 | 19 | 841.2525 | 28.0417 | 1709789.5786 | 2797.2092 | 93.2403 | 509651.5237 | 78381.9665 | 2612.7322 | 4125.3667 | 2544801.1785 | 4018107.1239
2018-10-01 | 2018 | 37999906 | 3037702.3568 | 41037608.3568 | 60992 | 13367196 | 5469 | 993596.7115 | 14360792.7115 | 68627728 | 3904844.3543 | 72532572.3543 | 205563 | 972 | 541847.9 | 1343.3 | 17184 | 261271 | 24 | 563 | 730276.2 | 7253 | 3346.6 | 411.9 | 7274.4 | 3341.9 | 412.1 | 10.6452 | 295.5 | 5.5 | 237.5 | 9.5 | 182.2 | 16.2 | 132.7 | 28.7 | 88.2 | 46.2 | 50.2 | 70.2 | 20.6 | 102.6 | 0 | 0 | 0 | 0 | 0 | 0 | 0 | 0 | 0 | 1 | 0 | 0 | 0 | 1 | 1 | 106 | 31 | 22 | 672.8359 | 21.7044 | 1323793.818 | 2625.8535 | 84.705 | 463251.3778 | 74621.988 | 2407.1609 | 3391.9085 | 2339760.3985 | 3296935.107
2018-11-01 | 2018 | 38116428 | 3037702.3568 | 41154130.3568 | 61031 | 13835360 | 5496 | 993596.7115 | 14828956.7115 | 68344175 | 3904844.3543 | 72249019.3543 | 205844 | 972 | 565178.5 | 1317.1 | 17184 | 260703 | 24 | 562 | 730276.2 | 7273.5 | 3365.9 | 416 | 7279 | 3354.2 | 415.5 | 2.92 | 512.4 | 0 | 452.4 | 0 | 392.4 | 0 | 332.4 | 0 | 272.4 | 0 | 214.1 | 1.7 | 157.9 | 5.5 | 0 | 0 | 0 | 0 | 0 | 0 | 0 | 0 | 0 | 0 | 1 | 0 | 0 | 1 | 1 | 107 | 30 | 22 | 674.3152 | 22.4772 | 1371804.3452 | 2698.1362 | 89.9379 | 494298.5571 | 74330.2668 | 2477.6756 | 3378.6485 | 2408300.6451 | 3284046.3343
2018-12-01 | 2018 | 43149882 | 3037702.3568 | 46187584.3568 | 61253 | 14685286 | 5494 | 993596.7115 | 15678882.7115 | 67665402 | 3904844.3543 | 71570246.3543 | 169863 | 974 | 597310.9 | 1287.2 | 17184 | 264008 | 24 | 562 | 730276.2 | 7289.2 | 3382.8 | 419.2 | 7302.7 | 3380.9 | 420.7 | 1.3548 | 578 | 0 | 516 | 0 | 454 | 0 | 392 | 0 | 330 | 0 | 268 | 0 | 206 | 0 | 0 | 0 | 0 | 0 | 0 | 0 | 0 | 0 | 0 | 0 | 0 | 1 | 0 | 0 | 0 | 108 | 31 | 19 | 754.0461 | 24.3241 | 1489922.076 | 2853.8192 | 92.0587 | 505770.41 | 73480.7457 | 2370.3466 | 3867.4077 | 2308717.6243 | 3766855.0713
2019-01-01 | 2019 | 44752329 | 3193449.3685 | 47945778.3685 | 61267 | 15650151 | 5499 | 1118662.4123 | 16768813.4123 | 74411457 | 4404868.1497 | 78816325.1497 | 179535 | 974 | 583065.5 | 1287.2 | 17184 | 262538 | 24 | 559 | 744439.6 | 7315.7 | 3394.9 | 420.6 | 7293.3 | 3386.2 | 420.6 | -4.5806 | 762 | 0 | 700 | 0 | 638 | 0 | 576 | 0 | 514 | 0 | 452 | 0 | 390 | 0 | 1 | 0 | 0 | 0 | 0 | 0 | 0 | 0 | 0 | 0 | 0 | 0 | 0 | 0 | 0 | 109 | 31 | 22 | 782.571 | 25.2442 | 1546638.0119 | 3049.4296 | 98.3687 | 540929.4649 | 80920.2517 | 2610.3307 | 3678.1933 | 2542462.1016 | 3582560.2341
2019-02-01 | 2019 | 39641060 | 3193449.3685 | 42834509.3685 | 61283 | 14388779 | 5507 | 1118662.4123 | 15507441.4123 | 66941377 | 4404868.1497 | 71346245.1497 | 190349 | 972 | 486224.5 | 1287.2 | 17184 | 261673 | 24 | 563 | 744439.6 | 7346.7 | 3412.3 | 421.7 | 7286.5 | 3393.3 | 419.8 | -2.4179 | 627.7 | 0 | 571.7 | 0 | 515.7 | 0 | 459.7 | 0 | 403.7 | 0 | 347.7 | 0 | 293.7 | 2 | 0 | 1 | 0 | 0 | 0 | 0 | 0 | 0 | 0 | 0 | 0 | 0 | 0 | 0 | 0 | 110 | 28 | 19 | 698.9623 | 24.9629 | 1529803.906 | 2815.9509 | 100.5697 | 553837.1933 | 73401.4868 | 2621.4817 | 3863.2361 | 2548080.1839 | 3755065.5342
2019-03-01 | 2019 | 39959681 | 3193449.3685 | 43153130.3685 | 61278 | 15138621 | 5500 | 1118662.4123 | 16257283.4123 | 71747602 | 4404868.1497 | 76152470.1497 | 186476 | 972 | 479831.6 | 1287.2 | 17184 | 263490 | 24 | 563 | 744439.6 | 7371 | 3430.6 | 420.5 | 7268.2 | 3393.6 | 415.1 | 0.048387 | 618.5 | 0 | 556.5 | 0 | 494.5 | 0 | 432.5 | 0 | 370.5 | 0 | 308.5 | 0 | 246.6 | 0.1 | 0 | 0 | 1 | 0 | 0 | 0 | 0 | 0 | 0 | 0 | 0 | 0 | 1 | 0 | 1 | 111 | 31 | 22 | 704.219 | 22.7167 | 1392036.4635 | 2955.8697 | 95.3506 | 524428.4972 | 78346.1627 | 2527.2956 | 3561.1892 | 2456531.2952 | 3461475.9159
2019-04-01 | 2019 | 34942768 | 3193449.3685 | 38136217.3685 | 61471 | 13349194 | 5496 | 1118662.4123 | 14467856.4123 | 65493567 | 4404868.1497 | 69898435.1497 | 182739 | 973 | 407082.6 | 1287.2 | 17184 | 261275 | 24 | 563 | 744439.6 | 7395.4 | 3447.9 | 417.5 | 7304.3 | 3418.2 | 411.2 | 6.27 | 411.9 | 0 | 351.9 | 0 | 291.9 | 0 | 231.9 | 0 | 173.3 | 1.4 | 116.7 | 4.8 | 71.4 | 19.5 | 0 | 0 | 0 | 1 | 0 | 0 | 0 | 0 | 0 | 0 | 0 | 0 | 1 | 0 | 1 | 112 | 30 | 21 | 620.3936 | 20.6798 | 1271207.2456 | 2632.4338 | 87.7478 | 482261.8804 | 71838.0628 | 2394.6021 | 3420.8601 | 2329947.8383 | 3328496.9119
2019-05-01 | 2019 | 35494086 | 3193449.3685 | 38687535.3685 | 61467 | 13091106 | 5489 | 1118662.4123 | 14209768.4123 | 66534124 | 4404868.1497 | 70938992.1497 | 180588 | 977 | 370589.6 | 1287.2 | 17184 | 261806 | 24 | 563 | 744439.6 | 7412.6 | 3461.7 | 415.7 | 7376.9 | 3452.9 | 411.2 | 11.0581 | 277.2 | 0 | 215.6 | 0.4 | 157.8 | 4.6 | 105.8 | 14.6 | 63.5 | 34.3 | 33.1 | 65.9 | 13.4 | 108.2 | 0 | 0 | 0 | 0 | 1 | 0 | 0 | 0 | 0 | 0 | 0 | 0 | 1 | 0 | 1 | 113 | 31 | 20 | 629.4033 | 20.3033 | 1247985.0119 | 2588.7718 | 83.5088 | 458379.6262 | 72608.9991 | 2342.2258 | 3630.45 | 2288354.5855 | 3546949.6075
2019-06-01 | 2019 | 42615902 | 3193449.3685 | 45809351.3685 | 61472 | 13624072 | 5489 | 1118662.4123 | 14742734.4123 | 67552624 | 4404868.1497 | 71957492.1497 | 184356 | 982 | 334161.4 | 1287.2 | 17184 | 261241 | 24 | 561 | 744439.6 | 7430.3 | 3472.4 | 416.3 | 7472.1 | 3492.2 | 415.4 | 17.3067 | 96.9 | 16.1 | 54.9 | 34.1 | 22 | 61.2 | 4.4 | 103.6 | 0.2 | 159.4 | 0 | 219.2 | 0 | 279.2 | 0 | 0 | 0 | 0 | 0 | 1 | 0 | 0 | 0 | 0 | 0 | 0 | 0 | 0 | 0 | 114 | 30 | 22 | 745.2068 | 24.8402 | 1526978.3789 | 2685.8689 | 89.529 | 491424.4804 | 73276.4686 | 2442.549 | 3330.7486 | 2398583.0717 | 3270795.0977
2019-07-01 | 2019 | 60513434 | 3193449.3685 | 63706883.3685 | 61470 | 16138863 | 5495 | 1118662.4123 | 17257525.4123 | 78868328 | 4404868.1497 | 83273196.1497 | 199980 | 982 | 358876.3 | 1287.2 | 17184 | 261806 | 24 | 561 | 744439.6 | 7432.9 | 3487.5 | 415.9 | 7524.4 | 3526.4 | 417.8 | 22.9226 | 1.4 | 92 | 0 | 152.6 | 0 | 214.6 | 0 | 276.6 | 0 | 338.6 | 0 | 400.6 | 0 | 462.6 | 0 | 0 | 0 | 0 | 0 | 0 | 1 | 0 | 0 | 0 | 0 | 0 | 0 | 0 | 0 | 115 | 31 | 22 | 1036.3898 | 33.4319 | 2055060.7538 | 3140.587 | 101.3093 | 556694.3681 | 84799.5887 | 2735.4706 | 3854.5268 | 2686232.1339 | 3785145.2795
2019-08-01 | 2019 | 55597872 | 3193449.3685 | 58791321.3685 | 61464 | 15404829 | 5492 | 1118662.4123 | 16523491.4123 | 75469633 | 4404868.1497 | 79874501.1497 | 205692 | 983 | 403671.4 | 1287.2 | 17184 | 261523 | 24 | 561 | 744439.6 | 7449.6 | 3500.1 | 418.8 | 7540.9 | 3533.8 | 422.3 | 21.2677 | 10.7 | 50 | 1.4 | 102.7 | 0 | 163.3 | 0 | 225.3 | 0 | 287.3 | 0 | 349.3 | 0 | 411.3 | 0 | 0 | 0 | 0 | 0 | 0 | 0 | 1 | 0 | 0 | 0 | 0 | 0 | 0 | 0 | 116 | 31 | 20 | 956.5164 | 30.8554 | 1896494.2377 | 3008.6474 | 97.0531 | 533015.852 | 81255.8506 | 2621.1565 | 4062.7925 | 2576596.8113 | 3993725.0575
2019-09-01 | 2019 | 41652448 | 3193449.3685 | 44845897.3685 | 61464 | 13545211 | 5496 | 1118662.4123 | 14663873.4123 | 68830744 | 4404868.1497 | 73235612.1497 | 201400 | 981 | 445569.9 | 1287.2 | 17184 | 261241 | 24 | 561 | 744439.6 | 7478.3 | 3522.9 | 419.9 | 7535 | 3545.3 | 423.1 | 18.4533 | 58 | 11.6 | 21.8 | 35.4 | 5.1 | 78.7 | 0.3 | 133.9 | 0 | 193.6 | 0 | 253.6 | 0 | 313.6 | 0 | 0 | 0 | 0 | 0 | 0 | 0 | 0 | 1 | 0 | 0 | 0 | 0 | 1 | 1 | 117 | 30 | 21 | 729.6287 | 24.321 | 1494863.2456 | 2668.0992 | 88.9366 | 488795.7804 | 74654.0389 | 2488.468 | 3554.9542 | 2441187.0717 | 3487410.1024
2019-10-01 | 2019 | 36759662 | 3193449.3685 | 39953111.3685 | 61500 | 12862432 | 5495 | 1118662.4123 | 13981094.4123 | 66661539 | 4404868.1497 | 71066407.1497 | 195686 | 980 | 519107 | 1287 | 17184 | 261806 | 24 | 561 | 744439.6 | 7504 | 3525.5 | 427.3 | 7538.5 | 3530.2 | 433.4 | 12.1258 | 247 | 2.9 | 187 | 4.9 | 128.5 | 8.4 | 74.1 | 16 | 32 | 35.9 | 10.4 | 76.3 | 0.3 | 128.2 | 0 | 0 | 0 | 0 | 0 | 0 | 0 | 0 | 0 | 1 | 0 | 0 | 0 | 1 | 1 | 118 | 31 | 21 | 649.6441 | 20.9563 | 1288810.0441 | 2544.3302 | 82.0752 | 451003.0456 | 72516.742 | 2339.2497 | 3453.1782 | 2292464.7468 | 3384114.6262
2019-11-01 | 2019 | 37785130 | 3193449.3685 | 40978579.3685 | 61496 | 13334890 | 5456 | 1118662.4123 | 14453552.4123 | 67091476 | 4404868.1497 | 71496344.1497 | 196909 | 1020 | 552268 | 1287 | 17184 | 261241 | 24 | 561 | 744439.6 | 7517.3 | 3531.7 | 427.5 | 7530.1 | 3530.8 | 434.3 | 2.5333 | 524 | 0 | 464 | 0 | 404 | 0 | 344 | 0 | 284 | 0 | 224 | 0 | 165.8 | 1.8 | 0 | 0 | 0 | 0 | 0 | 0 | 0 | 0 | 0 | 0 | 1 | 0 | 0 | 1 | 1 | 119 | 30 | 21 | 666.3617 | 22.2121 | 1365952.6456 | 2649.1115 | 88.3037 | 481785.0804 | 70094.455 | 2336.4818 | 3337.8312 | 2383211.4717 | 3404587.8167
2019-12-01 | 2019 | 42866511 | 3193449.3685 | 46059960.3685 | 61500 | 14175336 | 5460 | 1118662.4123 | 15293998.4123 | 67934124 | 4404868.1497 | 72338992.1497 | 171774 | 1022 | 597205.1 | 1287 | 17184 | 264551 | 24 | 561 | 744439.6 | 7525 | 3532 | 429.5 | 7535.2 | 3534.9 | 437.6 | 1.2129 | 582.4 | 0 | 520.4 | 0 | 458.4 | 0 | 396.4 | 0 | 334.4 | 0 | 272.4 | 0 | 210.4 | 0 | 0 | 0 | 0 | 0 | 0 | 0 | 0 | 0 | 0 | 0 | 0 | 1 | 0 | 0 | 0 | 120 | 31 | 21 | 748.9424 | 24.1594 | 1485805.1732 | 2801.0986 | 90.358 | 493354.7875 | 70781.7927 | 2283.2836 | 3370.5616 | 2333515.8758 | 3444713.9119
2020-01-01 | 2020 | 42516448 | 3162108.1121 | 45678556.1121 | 61510 | 14647166 | 5491 | 1140514.1915 | 15787680.1915 | 71089387 | 4772238.0548 | 75861625.0548 | 186004 | 1006 | 583415 | 1287 | 17184 | 262170 | 24 | 560 | [38 empty] | 31 |  | 742.62 | 23.9555 | 1473501.8101 | 2875.1922 | 92.7481 | 509280.0062 | 75409.17 | 2432.5539 | #DIV/0! | 2447149.1953 | #DIV/0!
2020-02-01 | 2020 | 38488264 | 3162108.1121 | 41650372.1121 | 61517 | 13734811 | 5489 | 1140514.1915 | 14875325.1915 | 66026640 | 4772238.0548 | 70798878.0548 | 181813 | 996 | 504160 | 1287 | 17184 | 261630 | 24 | 560 | [38 empty] | 29 |  | 677.0547 | 23.3467 | 1436219.728 | 2710.0246 | 93.4491 | 512942.248 | 71083.2109 | 2451.1452 | #DIV/0! | 2441340.6226 | #DIV/0!
2020-03-01 | 2020 | 39753999 | 3162108.1121 | 42916107.1121 | 61554 | 12984635 | 5500 | 1140514.1915 | 14125149.1915 | 65772926 | 4772238.0548 | 70545164.0548 | 176012 | 1008 | 481602 | 1287 | 17184 | 262824 | 24 | 560 | [38 empty] | 31 |  | 697.2107 | 22.4907 | 1384390.552 | 2568.2089 | 82.8454 | 455649.9739 | 69985.2818 | 2257.5897 | #DIV/0! | 2275650.4534 | #DIV/0!
2020-04-01 | 2020 | 38131876 | 3162108.1121 | 41293984.1121 | 61567 | 10484278 | 5502 | 1140514.1915 | 11624792.1915 | 55975600 | 4772238.0548 | 60747838.0548 | 173194 | 1008 | 408912 | 1287 | 17184 | 261154 | 24 | 560 | [38 empty] | 30 |  | 670.7162 | 22.3572 | 1376466.1371 | 2112.8303 | 70.4277 | 387493.073 | 60265.7124 | 2008.8571 | #DIV/0! | 2024927.9352 | #DIV/0!
2020-05-01 | 2020 | 43261573 | 3162108.1121 | 46423681.1121 | 61593 | 10764776 | 5501 | 1140514.1915 | 11905290.1915 | 58847546 | 4772238.0548 | 63619784.0548 | 153016 | 1006 | 372302 | 1287 | 17184 | 261691 | 24 | 559 | [38 empty] | 31 |  | 753.7168 | 24.3134 | 1497538.1004 | 2164.2047 | 69.8131 | 384041.6191 | 63240.342 | 2040.011 | #DIV/0! | 2052251.0985 | #DIV/0!
2020-06-01 | 2020 | 55961410 | 3162108.1121 | 59123518.1121 | 61616 | 12508826 | 5504 | 1140514.1915 | 13649340.1915 | 65334774 | 4772238.0548 | 70107012.0548 | 179263 | 1005 | 335068 | 1287 | 17184 | 261017 | 24 | 559 | [38 empty] | 30 |  | 959.5481 | 31.9849 | 1970783.9371 | 2479.8947 | 82.6632 | 454978.0064 | 69758.221 | 2325.274 | #DIV/0! | 2336900.4018 | #DIV/0!
2020-07-01 | 2020 |  |  |  | 61659 |  | 5501 | [6 empty] | 1004 |  |  |  |  | 24 | [39 empty] | 31

## Economic (2020 Adj.)
Date | Year | GDP | Ont_FTEAdj | Ont_FTE | Tor_FTEAdj | Tor_FTE | Ham_FTEAdj | Ham_FTE | [9 empty] | No Covid | Date | Year | GDP | Ont_FTEAdj | Ont_FTE | Tor_FTEAdj | Tor_FTE | Ham_FTEAdj | Ham_FTE
2009-01-01 | 2009 | 591636.5 | 6541.6 | 6506.5 | 2842.1 | 2835.9 | 361.3 | 358.8 | Latest Figures as of August 20, 2020 | [9 empty] | 2009-01-01 | 2009 | 591636.5 | 6541.6 | 6506.5 | 2842.1 | 2835.9 | 361.3 | 358.8
2009-02-01 | 2009 | 591636.5 | 6506 | 6436.2 | 2838 | 2820.5 | 364.6 | 357.3 | Ontario | [9 empty] | 2009-02-01 | 2009 | 591636.5 | 6506 | 6436.2 | 2838 | 2820.5 | 364.6 | 357.3
2009-03-01 | 2009 | 591636.5 | 6466.8 | 6363.8 | 2839.9 | 2804.5 | 369.7 | 359.9 |  | BMO | TD | Scotia | RBC | CIBC | Average Used | Average |  |  | 2009-03-01 | 2009 | 591636.5 | 6466.8 | 6363.8 | 2839.9 | 2804.5 | 369.7 | 359.9
2009-04-01 | 2009 | 591636.5 | 6445.5 | 6359.6 | 2843.4 | 2816.6 | 374.2 | 366.2 | Report Date | 2020-06-11 | 2020-06-17 | 2020-08-04 | 2020-06-10 | [5 empty] | 2009-04-01 | 2009 | 591636.5 | 6445.5 | 6359.6 | 2843.4 | 2816.6 | 374.2 | 366.2
2009-05-01 | 2009 | 591636.5 | 6420.3 | 6382.1 | 2837.3 | 2824.5 | 376.7 | 374.5 | FTE | [9 empty] | 2009-05-01 | 2009 | 591636.5 | 6420.3 | 6382.1 | 2837.3 | 2824.5 | 376.7 | 374.5
2009-06-01 | 2009 | 591636.5 | 6393.2 | 6429.4 | 2810.4 | 2820.1 | 373.4 | 376.9 | 2019 | 2.9% | 2.9% | 2.9% | 2.9% |  | 2.9% | 2.9% |  |  | 2009-06-01 | 2009 | 591636.5 | 6393.2 | 6429.4 | 2810.4 | 2820.1 | 373.4 | 376.9
2009-07-01 | 2009 | 591636.5 | 6390.2 | 6467 | 2796.2 | 2818 | 370 | 375.1 | 2020 | -3.9% | -6% | -5.8% | -4.7% |  | -5.1% | -5.1% |  |  | 2009-07-01 | 2009 | 591636.5 | 6390.2 | 6467 | 2796.2 | 2818 | 370 | 375.1
2009-08-01 | 2009 | 591636.5 | 6401 | 6487.6 | 2791.5 | 2817 | 365.6 | 372.7 | 2021 | 5.6% | 5.9% | -6% | 5.4% |  | 2.725% | 2.725% |  |  | 2009-08-01 | 2009 | 591636.5 | 6401 | 6487.6 | 2791.5 | 2817 | 365.6 | 372.7
2009-09-01 | 2009 | 591636.5 | 6421.2 | 6470.2 | 2796.5 | 2808.4 | 367.1 | 371.5 | [10 empty] | 2009-09-01 | 2009 | 591636.5 | 6421.2 | 6470.2 | 2796.5 | 2808.4 | 367.1 | 371.5
2009-10-01 | 2009 | 591636.5 | 6438.2 | 6472.1 | 2803.9 | 2811.8 | 370.5 | 374.6 | GDP | 2020-06-11 | 2020-06-17 | 2020-08-04 | 2020-06-10 | [5 empty] | 2009-10-01 | 2009 | 591636.5 | 6438.2 | 6472.1 | 2803.9 | 2811.8 | 370.5 | 374.6
2009-11-01 | 2009 | 591636.5 | 6454 | 6465.6 | 2815.8 | 2817.5 | 373 | 373.5 | 2019 | 1.9% | 1.9% | 1.6% | 1.9% |  | 1.825% | 1.825% |  |  | 2009-11-01 | 2009 | 591636.5 | 6454 | 6465.6 | 2815.8 | 2817.5 | 373 | 373.5
2009-12-01 | 2009 | 591636.5 | 6458.5 | 6467.5 | 2823.8 | 2834.8 | 370.8 | 370.8 | 2020 | -6% | -6.2% | -6.4% | -5.8% |  | -6.1% | -6.1% |  |  | 2009-12-01 | 2009 | 591636.5 | 6458.5 | 6467.5 | 2823.8 | 2834.8 | 370.8 | 370.8
2010-01-01 | 2010 | 609770.3 | 6466.9 | 6434.5 | 2836.8 | 2831.9 | 368.4 | 365.5 | 2021 | 6% | 5.1% | 5.3% | 4.2% |  | 5.15% | 5.15% |  |  | 2010-01-01 | 2010 | 609770.3 | 6466.9 | 6434.5 | 2836.8 | 2831.9 | 368.4 | 365.5
2010-02-01 | 2010 | 609770.3 | 6471 | 6404.1 | 2842.3 | 2825.6 | 366.3 | 360.3 | [10 empty] | 2010-02-01 | 2010 | 609770.3 | 6471 | 6404.1 | 2842.3 | 2825.6 | 366.3 | 360.3
2010-03-01 | 2010 | 609770.3 | 6477.5 | 6377.2 | 2849.8 | 2813.8 | 367.5 | 359.4 | [10 empty] | 2010-03-01 | 2010 | 609770.3 | 6477.5 | 6377.2 | 2849.8 | 2813.8 | 367.5 | 359.4
2010-04-01 | 2010 | 609770.3 | 6485 | 6401.7 | 2844.4 | 2815.5 | 364.7 | 358.4 | Canada (used to adjust 2020 quarterly Canadian GDP Forecasts) | [9 empty] | 2010-04-01 | 2010 | 609770.3 | 6485 | 6401.7 | 2844.4 | 2815.5 | 364.7 | 358.4
2010-05-01 | 2010 | 609770.3 | 6506.8 | 6468.9 | 2847.5 | 2831.7 | 364.3 | 362.4 | FTE |  |  | 2020-04-17 | 2020-04-13 | [5 empty] | 2010-05-01 | 2010 | 609770.3 | 6506.8 | 6468.9 | 2847.5 | 2831.7 | 364.3 | 362.4
2010-06-01 | 2010 | 609770.3 | 6540.8 | 6578.9 | 2859.9 | 2867.7 | 367.2 | 370.1 | 2020 |  |  | -8.4% | [6 empty] | 2010-06-01 | 2010 | 609770.3 | 6540.8 | 6578.9 | 2859.9 | 2867.7 | 367.2 | 370.1
2010-07-01 | 2010 | 609770.3 | 6561 | 6640.9 | 2878.7 | 2899.6 | 372.2 | 375.7 | 2021 |  |  | 7.4% | [6 empty] | 2010-07-01 | 2010 | 609770.3 | 6561 | 6640.9 | 2878.7 | 2899.6 | 372.2 | 375.7
2010-08-01 | 2010 | 609770.3 | 6568.9 | 6662.6 | 2895.3 | 2928.4 | 377 | 379.1 | [10 empty] | 2010-08-01 | 2010 | 609770.3 | 6568.9 | 6662.6 | 2895.3 | 2928.4 | 377 | 379.1
2010-09-01 | 2010 | 609770.3 | 6556 | 6611.2 | 2891.8 | 2912 | 377.3 | 376.7 | GDP | 2020-05-15 |  | 2020-04-17 | 2020-04-13 | 2020-06-14 |  |  |  |  | 2010-09-01 | 2010 | 609770.3 | 6556 | 6611.2 | 2891.8 | 2912 | 377.3 | 376.7
2010-10-01 | 2010 | 609770.3 | 6551.6 | 6587.1 | 2893.7 | 2907.8 | 373.6 | 372.9 | 2020 | -6% |  | -9.1% | -4.9% | -6.2% |  |  |  |  | 2010-10-01 | 2010 | 609770.3 | 6551.6 | 6587.1 | 2893.7 | 2907.8 | 373.6 | 372.9
2010-11-01 | 2010 | 609770.3 | 6555.7 | 6566.6 | 2893.6 | 2895.2 | 372.3 | 371.5 | 2021 | 6% |  | 6.5% | 3.4% | 5.5% |  |  |  |  | 2010-11-01 | 2010 | 609770.3 | 6555.7 | 6566.6 | 2893.6 | 2895.2 | 372.3 | 371.5
2010-12-01 | 2010 | 609770.3 | 6578.3 | 6584.1 | 2918.5 | 2927.8 | 370.9 | 370.2 | [10 empty] | 2010-12-01 | 2010 | 609770.3 | 6578.3 | 6584.1 | 2918.5 | 2927.8 | 370.9 | 370.2
2011-01-01 | 2011 | 625936.9 | 6606.3 | 6571.2 | 2938.5 | 2934.1 | 372.1 | 369.4 | [10 empty] | 2011-01-01 | 2011 | 625936.9 | 6606.3 | 6571.2 | 2938.5 | 2934.1 | 372.1 | 369.4
2011-02-01 | 2011 | 625936.9 | 6619.5 | 6548.1 | 2947.4 | 2929.4 | 369.6 | 365.4 | [10 empty] | 2011-02-01 | 2011 | 625936.9 | 6619.5 | 6548.1 | 2947.4 | 2929.4 | 369.6 | 365.4
2011-03-01 | 2011 | 625936.9 | 6628.6 | 6523.7 | 2938.7 | 2901.9 | 369.8 | 363.6 | Data in this sheet is used to forecast July 2020 to Dec 2020 Consumption Only. It does not impact the test year forecast. | [5 empty] | (BMO Feb 12, 2020) |  |  |  | 2011-03-01 | 2011 | 625936.9 | 6628.6 | 6523.7 | 2938.7 | 2901.9 | 369.8 | 363.6
2011-04-01 | 2011 | 625936.9 | 6635.5 | 6550 | 2929.9 | 2898.7 | 372 | 367.1 | [6 empty] | No Covid |  |  |  | 2011-04-01 | 2011 | 625936.9 | 6635.5 | 6550 | 2929.9 | 2898.7 | 372 | 367.1
2011-05-01 | 2011 | 625936.9 | 6645.8 | 6612 | 2930.2 | 2912 | 375 | 374.6 | [6 empty] | FTE | GDP |  |  | 2011-05-01 | 2011 | 625936.9 | 6645.8 | 6612 | 2930.2 | 2912 | 375 | 374.6
2011-06-01 | 2011 | 625936.9 | 6662 | 6706.8 | 2934.9 | 2941 | 375.2 | 379.2 | [5 empty] | 2020 | 1.9% | 1.8% |  |  | 2011-06-01 | 2011 | 625936.9 | 6662 | 6706.8 | 2934.9 | 2941 | 375.2 | 379.2
2011-07-01 | 2011 | 625936.9 | 6665.8 | 6755.3 | 2928.1 | 2949.3 | 375.3 | 379.4 | [5 empty] | 2021 | 1.2% | 1.8% |  |  | 2011-07-01 | 2011 | 625936.9 | 6665.8 | 6755.3 | 2928.1 | 2949.3 | 375.3 | 379.4
2011-08-01 | 2011 | 625936.9 | 6677.5 | 6778 | 2922.7 | 2957.5 | 371.4 | 372.8 | [10 empty] | 2011-08-01 | 2011 | 625936.9 | 6677.5 | 6778 | 2922.7 | 2957.5 | 371.4 | 372.8
2011-09-01 | 2011 | 625936.9 | 6674.4 | 6734.6 | 2918.3 | 2940.6 | 372.6 | 371.1 | [10 empty] | 2011-09-01 | 2011 | 625936.9 | 6674.4 | 6734.6 | 2918.3 | 2940.6 | 372.6 | 371.1
2011-10-01 | 2011 | 625936.9 | 6668.1 | 6702.2 | 2912.1 | 2925.9 | 374.6 | 373.4 | [10 empty] | 2011-10-01 | 2011 | 625936.9 | 6668.1 | 6702.2 | 2912.1 | 2925.9 | 374.6 | 373.4
2011-11-01 | 2011 | 625936.9 | 6662.8 | 6669.4 | 2908.5 | 2909.9 | 383.7 | 381.7 | Quaterly Data |  |  | Scotia |  | CIBC |  |  |  |  | 2011-11-01 | 2011 | 625936.9 | 6662.8 | 6669.4 | 2908.5 | 2909.9 | 383.7 | 381.7
2011-12-01 | 2011 | 625936.9 | 6667.5 | 6668.3 | 2903 | 2910.1 | 387.6 | 386.4 |  |  |  | 2020-06-05 |  | 2020-06-16 | Average | GDP Adj | FTE ADJ |  | 2011-12-01 | 2011 | 625936.9 | 6667.5 | 6668.3 | 2903 | 2910.1 | 387.6 | 386.4
2012-01-01 | 2012 | 634944.3 | 6673.6 | 6635.9 | 2903.3 | 2898.2 | 390.1 | 387.2 | Canada |  |  | -6.6% |  | -6.2% | -6.4% |  |  |  | 2012-01-01 | 2012 | 634944.3 | 6673.6 | 6635.9 | 2903.3 | 2898.2 | 390.1 | 387.2
2012-02-01 | 2012 | 634944.3 | 6670.7 | 6598 | 2901.2 | 2881 | 388.4 | 385.8 | Q1 |  |  | -8.2% |  | -8.2% | -8.2% | -8.893% | -5.926% |  | 2012-02-01 | 2012 | 634944.3 | 6670.7 | 6598 | 2901.2 | 2881 | 388.4 | 385.8
2012-03-01 | 2012 | 634944.3 | 6674 | 6569.8 | 2907.4 | 2869.6 | 385 | 380.7 | Q2 |  |  | -40% |  | -42.1% | -41.05% | -19.5% | -23.26% |  | 2012-03-01 | 2012 | 634944.3 | 6674 | 6569.8 | 2907.4 | 2869.6 | 385 | 380.7
2012-04-01 | 2012 | 634944.3 | 6685.8 | 6603.3 | 2912.5 | 2883 | 382.5 | 378.9 | Q3 |  |  | 33.5% |  | 37.7% | 35.6% | 2.627% | 7.078% |  | 2012-04-01 | 2012 | 634944.3 | 6685.8 | 6603.3 | 2912.5 | 2883 | 382.5 | 378.9
2012-05-01 | 2012 | 634944.3 | 6690.1 | 6658.1 | 2917.9 | 2902.3 | 376.3 | 375.1 | Q4 |  |  | 12.6% |  | 7.1% | 9.85% | 3.283% | 4.925% |  | 2012-05-01 | 2012 | 634944.3 | 6690.1 | 6658.1 | 2917.9 | 2902.3 | 376.3 | 375.1
2012-06-01 | 2012 | 634944.3 | 6693.3 | 6737.2 | 2928.6 | 2937.8 | 371.5 | 373.8 | [10 empty] | 2012-06-01 | 2012 | 634944.3 | 6693.3 | 6737.2 | 2928.6 | 2937.8 | 371.5 | 373.8
2012-07-01 | 2012 | 634944.3 | 6694.6 | 6778.6 | 2949.2 | 2965.9 | 368.7 | 372.6 | Ontario | [5 empty] | 94.75% | 93.9% | 94.9% |  | 2012-07-01 | 2012 | 634944.3 | 6694.6 | 6778.6 | 2949.2 | 2965.9 | 368.7 | 372.6
2012-08-01 | 2012 | 634944.3 | 6703.3 | 6797.9 | 2968.4 | 2997.9 | 371.3 | 374.1 | Q1 | [5 empty] | 93.9% | 93.9% | 94.9% |  | 2012-08-01 | 2012 | 634944.3 | 6703.3 | 6797.9 | 2968.4 | 2997.9 | 371.3 | 374.1
2012-09-01 | 2012 | 634944.3 | 6707.4 | 6763.1 | 2985.6 | 3001.5 | 376.3 | 376.1 | Q2 | [5 empty] | -0.8538% |  |  |  | 2012-09-01 | 2012 | 634944.3 | 6707.4 | 6763.1 | 2985.6 | 3001.5 | 376.3 | 376.1
2012-10-01 | 2012 | 634944.3 | 6710 | 6740.9 | 3002.1 | 3012.7 | 377.5 | 375.9 | Q3 | [9 empty] | 2012-10-01 | 2012 | 634944.3 | 6710 | 6740.9 | 3002.1 | 3012.7 | 377.5 | 375.9
2012-11-01 | 2012 | 634944.3 | 6722.4 | 6727.4 | 3019.5 | 3019 | 377.9 | 373.6 | Q4 | [5 empty] | Adj. Factors | -0.18478 | -0.095778 |  | 2012-11-01 | 2012 | 634944.3 | 6722.4 | 6727.4 | 3019.5 | 3019 | 377.9 | 373.6
2012-12-01 | 2012 | 634944.3 | 6740.6 | 6740.2 | 3030.3 | 3033.6 | 378.6 | 375.8 | [6 empty] | (Adjustments made to fit March 2020 to June 2020 actual data) |  |  |  | 2012-12-01 | 2012 | 634944.3 | 6740.6 | 6740.2 | 3030.3 | 3033.6 | 378.6 | 375.8
2013-01-01 | 2013 | 643937 | 6758.8 | 6721.7 | 3038 | 3030.3 | 380.4 | 378.6 | [10 empty] | 2013-01-01 | 2013 | 643937 | 6758.8 | 6721.7 | 3038 | 3030.3 | 380.4 | 378.6
2013-02-01 | 2013 | 643937 | 6775.5 | 6702 | 3041.7 | 3018.2 | 381.8 | 382.7 | [10 empty] | 2013-02-01 | 2013 | 643937 | 6775.5 | 6702 | 3041.7 | 3018.2 | 381.8 | 382.7
2013-03-01 | 2013 | 643937 | 6781.1 | 6675.8 | 3045.3 | 3007 | 380.1 | 379.3 | [10 empty] | 2013-03-01 | 2013 | 643937 | 6781.1 | 6675.8 | 3045.3 | 3007 | 380.1 | 379.3
2013-04-01 | 2013 | 643937 | 6788.9 | 6703.7 | 3057 | 3026.3 | 377.1 | 375.4 | [10 empty] | 2013-04-01 | 2013 | 643937 | 6788.9 | 6703.7 | 3057 | 3026.3 | 377.1 | 375.4
2013-05-01 | 2013 | 643937 | 6801.1 | 6770.3 | 3073.7 | 3059.1 | 378.2 | 376.4 | [10 empty] | 2013-05-01 | 2013 | 643937 | 6801.1 | 6770.3 | 3073.7 | 3059.1 | 378.2 | 376.4
2013-06-01 | 2013 | 643937 | 6815.2 | 6861.8 | 3092.4 | 3103.8 | 376.8 | 378.6 | [10 empty] | 2013-06-01 | 2013 | 643937 | 6815.2 | 6861.8 | 3092.4 | 3103.8 | 376.8 | 378.6
2013-07-01 | 2013 | 643937 | 6826.2 | 6917.1 | 3100 | 3122.7 | 375.3 | 378.7 | [10 empty] | 2013-07-01 | 2013 | 643937 | 6826.2 | 6917.1 | 3100 | 3122.7 | 375.3 | 378.7
2013-08-01 | 2013 | 643937 | 6833.9 | 6934.7 | 3110.2 | 3145.2 | 364.2 | 368.3 | [10 empty] | 2013-08-01 | 2013 | 643937 | 6833.9 | 6934.7 | 3110.2 | 3145.2 | 364.2 | 368.3
2013-09-01 | 2013 | 643937 | 6843.3 | 6906.9 | 3116.8 | 3143.4 | 362.4 | 364.6 | [10 empty] | 2013-09-01 | 2013 | 643937 | 6843.3 | 6906.9 | 3116.8 | 3143.4 | 362.4 | 364.6
2013-10-01 | 2013 | 643937 | 6850.3 | 6889 | 3116 | 3136 | 363.6 | 366.5 | [10 empty] | 2013-10-01 | 2013 | 643937 | 6850.3 | 6889 | 3116 | 3136 | 363.6 | 366.5
2013-11-01 | 2013 | 643937 | 6854 | 6863.8 | 3113.4 | 3119.8 | 369.8 | 371.8 | [10 empty] | 2013-11-01 | 2013 | 643937 | 6854 | 6863.8 | 3113.4 | 3119.8 | 369.8 | 371.8
2013-12-01 | 2013 | 643937 | 6850.4 | 6849.3 | 3108.4 | 3114.3 | 373.6 | 376.6 | [10 empty] | 2013-12-01 | 2013 | 643937 | 6850.4 | 6849.3 | 3108.4 | 3114.3 | 373.6 | 376.6
2014-01-01 | 2014 | 659861.2 | 6848.3 | 6806.1 | 3105.1 | 3097 | 375.1 | 376.3 | [10 empty] | 2014-01-01 | 2014 | 659861.2 | 6848.3 | 6806.1 | 3105.1 | 3097 | 375.1 | 376.3
2014-02-01 | 2014 | 659861.2 | 6850 | 6772.3 | 3109.9 | 3085.6 | 379.9 | 382.3 | [10 empty] | 2014-02-01 | 2014 | 659861.2 | 6850 | 6772.3 | 3109.9 | 3085.6 | 379.9 | 382.3
2014-03-01 | 2014 | 659861.2 | 6856.4 | 6751.3 | 3115.2 | 3073.7 | 382.2 | 382.2 | [10 empty] | 2014-03-01 | 2014 | 659861.2 | 6856.4 | 6751.3 | 3115.2 | 3073.7 | 382.2 | 382.2
2014-04-01 | 2014 | 659861.2 | 6869.6 | 6785 | 3126.8 | 3095.4 | 383.2 | 382.5 | [10 empty] | 2014-04-01 | 2014 | 659861.2 | 6869.6 | 6785 | 3126.8 | 3095.4 | 383.2 | 382.5
2014-05-01 | 2014 | 659861.2 | 6870.6 | 6842.6 | 3114.3 | 3103 | 381.5 | 379.7 | [10 empty] | 2014-05-01 | 2014 | 659861.2 | 6870.6 | 6842.6 | 3114.3 | 3103 | 381.5 | 379.7
2014-06-01 | 2014 | 659861.2 | 6865.4 | 6912.9 | 3091.8 | 3107.5 | 382 | 383.3 | [10 empty] | 2014-06-01 | 2014 | 659861.2 | 6865.4 | 6912.9 | 3091.8 | 3107.5 | 382 | 383.3
2014-07-01 | 2014 | 659861.2 | 6864.4 | 6957.8 | 3067.1 | 3095.5 | 383.8 | 386.4 | [10 empty] | 2014-07-01 | 2014 | 659861.2 | 6864.4 | 6957.8 | 3067.1 | 3095.5 | 383.8 | 386.4
2014-08-01 | 2014 | 659861.2 | 6869.9 | 6969.7 | 3056.5 | 3094.2 | 385.2 | 388.9 | [10 empty] | 2014-08-01 | 2014 | 659861.2 | 6869.9 | 6969.7 | 3056.5 | 3094.2 | 385.2 | 388.9
2014-09-01 | 2014 | 659861.2 | 6884.5 | 6944.1 | 3058.5 | 3085.3 | 385.2 | 386.9 | [10 empty] | 2014-09-01 | 2014 | 659861.2 | 6884.5 | 6944.1 | 3058.5 | 3085.3 | 385.2 | 386.9
2014-10-01 | 2014 | 659861.2 | 6901.5 | 6936.6 | 3072.7 | 3089.4 | 385.1 | 387.2 | [10 empty] | 2014-10-01 | 2014 | 659861.2 | 6901.5 | 6936.6 | 3072.7 | 3089.4 | 385.1 | 387.2
2014-11-01 | 2014 | 659861.2 | 6907.5 | 6914.3 | 3082 | 3084.8 | 383 | 384.2 | [10 empty] | 2014-11-01 | 2014 | 659861.2 | 6907.5 | 6914.3 | 3082 | 3084.8 | 383 | 384.2
2014-12-01 | 2014 | 659861.2 | 6903.1 | 6903.2 | 3080.1 | 3082.8 | 380 | 382.5 | [10 empty] | 2014-12-01 | 2014 | 659861.2 | 6903.1 | 6903.2 | 3080.1 | 3082.8 | 380 | 382.5
2015-01-01 | 2015 | 677384 | 6885.7 | 6845.1 | 3076.8 | 3066.1 | 379.5 | 379.3 | [10 empty] | 2015-01-01 | 2015 | 677384 | 6885.7 | 6845.1 | 3076.8 | 3066.1 | 379.5 | 379.3
2015-02-01 | 2015 | 677384 | 6885.3 | 6810.3 | 3085.5 | 3057.4 | 378.6 | 376.2 | [10 empty] | 2015-02-01 | 2015 | 677384 | 6885.3 | 6810.3 | 3085.5 | 3057.4 | 378.6 | 376.2
2015-03-01 | 2015 | 677384 | 6892.1 | 6783.7 | 3108.7 | 3060.7 | 379.4 | 373.1 | [10 empty] | 2015-03-01 | 2015 | 677384 | 6892.1 | 6783.7 | 3108.7 | 3060.7 | 379.4 | 373.1
2015-04-01 | 2015 | 677384 | 6897.3 | 6805.6 | 3122.7 | 3086.6 | 379.6 | 374.7 | [10 empty] | 2015-04-01 | 2015 | 677384 | 6897.3 | 6805.6 | 3122.7 | 3086.6 | 379.6 | 374.7
2015-05-01 | 2015 | 677384 | 6906.5 | 6870.9 | 3142.3 | 3130.7 | 385 | 382.4 | [10 empty] | 2015-05-01 | 2015 | 677384 | 6906.5 | 6870.9 | 3142.3 | 3130.7 | 385 | 382.4
2015-06-01 | 2015 | 677384 | 6921.3 | 6965.8 | 3163.2 | 3182.8 | 387.9 | 389.3 | [10 empty] | 2015-06-01 | 2015 | 677384 | 6921.3 | 6965.8 | 3163.2 | 3182.8 | 387.9 | 389.3
2015-07-01 | 2015 | 677384 | 6941.2 | 7032.3 | 3194.9 | 3226.4 | 392.4 | 395.3 | [10 empty] | 2015-07-01 | 2015 | 677384 | 6941.2 | 7032.3 | 3194.9 | 3226.4 | 392.4 | 395.3
2015-08-01 | 2015 | 677384 | 6949.2 | 7045.7 | 3214.6 | 3251.2 | 392.6 | 397.2 | [10 empty] | 2015-08-01 | 2015 | 677384 | 6949.2 | 7045.7 | 3214.6 | 3251.2 | 392.6 | 397.2
2015-09-01 | 2015 | 677384 | 6941.1 | 6994.9 | 3220.3 | 3243.3 | 390.5 | 393.9 | [10 empty] | 2015-09-01 | 2015 | 677384 | 6941.1 | 6994.9 | 3220.3 | 3243.3 | 390.5 | 393.9
2015-10-01 | 2015 | 677384 | 6934.8 | 6969 | 3216.5 | 3229.5 | 385.6 | 388.2 | [10 empty] | 2015-10-01 | 2015 | 677384 | 6934.8 | 6969 | 3216.5 | 3229.5 | 385.6 | 388.2
2015-11-01 | 2015 | 677384 | 6928.3 | 6936.9 | 3211.5 | 3211.5 | 384.5 | 385.6 | [10 empty] | 2015-11-01 | 2015 | 677384 | 6928.3 | 6936.9 | 3211.5 | 3211.5 | 384.5 | 385.6
2015-12-01 | 2015 | 677384 | 6942.8 | 6948.2 | 3220.1 | 3220 | 383.7 | 385.4 | [10 empty] | 2015-12-01 | 2015 | 677384 | 6942.8 | 6948.2 | 3220.1 | 3220 | 383.7 | 385.4
2016-01-01 | 2016 | 692620.8 | 6957.7 | 6919.2 | 3227 | 3213.9 | 382.6 | 381.7 | [10 empty] | 2016-01-01 | 2016 | 692620.8 | 6957.7 | 6919.2 | 3227 | 3213.9 | 382.6 | 381.7
2016-02-01 | 2016 | 692620.8 | 6970.6 | 6896.8 | 3221.1 | 3193.2 | 384.2 | 380.8 | [10 empty] | 2016-02-01 | 2016 | 692620.8 | 6970.6 | 6896.8 | 3221.1 | 3193.2 | 384.2 | 380.8
2016-03-01 | 2016 | 692620.8 | 6978.1 | 6872.4 | 3210.6 | 3165.9 | 385.2 | 378.9 | [10 empty] | 2016-03-01 | 2016 | 692620.8 | 6978.1 | 6872.4 | 3210.6 | 3165.9 | 385.2 | 378.9
2016-04-01 | 2016 | 692620.8 | 6981.8 | 6890.3 | 3208.5 | 3172.5 | 387.9 | 383.7 | [10 empty] | 2016-04-01 | 2016 | 692620.8 | 6981.8 | 6890.3 | 3208.5 | 3172.5 | 387.9 | 383.7
2016-05-01 | 2016 | 692620.8 | 6994.4 | 6962.5 | 3217.7 | 3207.8 | 383.2 | 382.3 | [10 empty] | 2016-05-01 | 2016 | 692620.8 | 6994.4 | 6962.5 | 3217.7 | 3207.8 | 383.2 | 382.3
2016-06-01 | 2016 | 692620.8 | 7001.9 | 7047.3 | 3230.3 | 3251.8 | 382.1 | 384.6 | [10 empty] | 2016-06-01 | 2016 | 692620.8 | 7001.9 | 7047.3 | 3230.3 | 3251.8 | 382.1 | 384.6
2016-07-01 | 2016 | 692620.8 | 6995.7 | 7090.8 | 3229.4 | 3265.5 | 379.1 | 382.2 | [10 empty] | 2016-07-01 | 2016 | 692620.8 | 6995.7 | 7090.8 | 3229.4 | 3265.5 | 379.1 | 382.2
2016-08-01 | 2016 | 692620.8 | 6990.6 | 7083.3 | 3224.8 | 3263 | 379.5 | 380.6 | [10 empty] | 2016-08-01 | 2016 | 692620.8 | 6990.6 | 7083.3 | 3224.8 | 3263 | 379.5 | 380.6
2016-09-01 | 2016 | 692620.8 | 6988.9 | 7037 | 3216.9 | 3236.1 | 382.3 | 381.7 | [10 empty] | 2016-09-01 | 2016 | 692620.8 | 6988.9 | 7037 | 3216.9 | 3236.1 | 382.3 | 381.7
2016-10-01 | 2016 | 692620.8 | 7006.2 | 7033.4 | 3209.8 | 3217.5 | 386.2 | 384.6 | [10 empty] | 2016-10-01 | 2016 | 692620.8 | 7006.2 | 7033.4 | 3209.8 | 3217.5 | 386.2 | 384.6
2016-11-01 | 2016 | 692620.8 | 7018.5 | 7026.9 | 3207.3 | 3203.3 | 392.2 | 391.8 | [10 empty] | 2016-11-01 | 2016 | 692620.8 | 7018.5 | 7026.9 | 3207.3 | 3203.3 | 392.2 | 391.8
2016-12-01 | 2016 | 692620.8 | 7028.8 | 7041.6 | 3203.9 | 3206.3 | 397.1 | 398 | [10 empty] | 2016-12-01 | 2016 | 692620.8 | 7028.8 | 7041.6 | 3203.9 | 3206.3 | 397.1 | 398
2017-01-01 | 2017 | 713254.1 | 7045.6 | 7018.6 | 3213.3 | 3203.7 | 398.1 | 397.6 | [10 empty] | 2017-01-01 | 2017 | 713254.1 | 7045.6 | 7018.6 | 3213.3 | 3203.7 | 398.1 | 397.6
2017-02-01 | 2017 | 713254.1 | 7060.7 | 6996 | 3230.3 | 3206.5 | 398.6 | 396.1 | [10 empty] | 2017-02-01 | 2017 | 713254.1 | 7060.7 | 6996 | 3230.3 | 3206.5 | 398.6 | 396.1
2017-03-01 | 2017 | 713254.1 | 7074.2 | 6972 | 3247.6 | 3204.7 | 402 | 396.5 | [10 empty] | 2017-03-01 | 2017 | 713254.1 | 7074.2 | 6972 | 3247.6 | 3204.7 | 402 | 396.5
2017-04-01 | 2017 | 713254.1 | 7074.8 | 6982.8 | 3257.7 | 3222.4 | 411 | 406.8 | [10 empty] | 2017-04-01 | 2017 | 713254.1 | 7074.8 | 6982.8 | 3257.7 | 3222.4 | 411 | 406.8
2017-05-01 | 2017 | 713254.1 | 7080.7 | 7047.4 | 3266.8 | 3255.9 | 416.7 | 414.8 | [10 empty] | 2017-05-01 | 2017 | 713254.1 | 7080.7 | 7047.4 | 3266.8 | 3255.9 | 416.7 | 414.8
2017-06-01 | 2017 | 713254.1 | 7085.4 | 7129.6 | 3268.7 | 3289.1 | 417.8 | 419.3 | [10 empty] | 2017-06-01 | 2017 | 713254.1 | 7085.4 | 7129.6 | 3268.7 | 3289.1 | 417.8 | 419.3
2017-07-01 | 2017 | 713254.1 | 7099.9 | 7195 | 3270 | 3308.7 | 421.3 | 422.9 | [10 empty] | 2017-07-01 | 2017 | 713254.1 | 7099.9 | 7195 | 3270 | 3308.7 | 421.3 | 422.9
2017-08-01 | 2017 | 713254.1 | 7121.3 | 7213.7 | 3278.6 | 3315.2 | 427.8 | 429.1 | [10 empty] | 2017-08-01 | 2017 | 713254.1 | 7121.3 | 7213.7 | 3278.6 | 3315.2 | 427.8 | 429.1
2017-09-01 | 2017 | 713254.1 | 7150.1 | 7197 | 3297.7 | 3313.7 | 432.9 | 432.4 | [10 empty] | 2017-09-01 | 2017 | 713254.1 | 7150.1 | 7197 | 3297.7 | 3313.7 | 432.9 | 432.4
2017-10-01 | 2017 | 713254.1 | 7170.5 | 7193.7 | 3320.8 | 3320.5 | 430.7 | 430.3 | [10 empty] | 2017-10-01 | 2017 | 713254.1 | 7170.5 | 7193.7 | 3320.8 | 3320.5 | 430.7 | 430.3
2017-11-01 | 2017 | 713254.1 | 7189.6 | 7194.2 | 3335.4 | 3326.2 | 426.2 | 426.2 | [10 empty] | 2017-11-01 | 2017 | 713254.1 | 7189.6 | 7194.2 | 3335.4 | 3326.2 | 426.2 | 426.2
2017-12-01 | 2017 | 713254.1 | 7203.1 | 7213.4 | 3352.3 | 3351 | 421.4 | 423.3 | [10 empty] | 2017-12-01 | 2017 | 713254.1 | 7203.1 | 7213.4 | 3352.3 | 3351 | 421.4 | 423.3
2018-01-01 | 2018 | 730276.2 | 7199.8 | 7172.6 | 3357.1 | 3347.1 | 420.4 | 420.7 | [10 empty] | 2018-01-01 | 2018 | 730276.2 | 7199.8 | 7172.6 | 3357.1 | 3347.1 | 420.4 | 420.7
2018-02-01 | 2018 | 730276.2 | 7189.2 | 7125.8 | 3356.1 | 3334.6 | 415.9 | 413.8 | [10 empty] | 2018-02-01 | 2018 | 730276.2 | 7189.2 | 7125.8 | 3356.1 | 3334.6 | 415.9 | 413.8
2018-03-01 | 2018 | 730276.2 | 7185 | 7082.3 | 3345.3 | 3305.7 | 413.4 | 407.7 | [10 empty] | 2018-03-01 | 2018 | 730276.2 | 7185 | 7082.3 | 3345.3 | 3305.7 | 413.4 | 407.7
2018-04-01 | 2018 | 730276.2 | 7198.2 | 7108.4 | 3338.5 | 3307.1 | 410 | 403.8 | [10 empty] | 2018-04-01 | 2018 | 730276.2 | 7198.2 | 7108.4 | 3338.5 | 3307.1 | 410 | 403.8
2018-05-01 | 2018 | 730276.2 | 7208.1 | 7174.7 | 3335 | 3326.5 | 412.2 | 408.1 | [10 empty] | 2018-05-01 | 2018 | 730276.2 | 7208.1 | 7174.7 | 3335 | 3326.5 | 412.2 | 408.1
2018-06-01 | 2018 | 730276.2 | 7224.1 | 7269.2 | 3341.9 | 3363.4 | 414.9 | 414.3 | [10 empty] | 2018-06-01 | 2018 | 730276.2 | 7224.1 | 7269.2 | 3341.9 | 3363.4 | 414.9 | 414.3
2018-07-01 | 2018 | 730276.2 | 7258.6 | 7352.5 | 3357.7 | 3397.6 | 416.4 | 418.9 | [10 empty] | 2018-07-01 | 2018 | 730276.2 | 7258.6 | 7352.5 | 3357.7 | 3397.6 | 416.4 | 418.9
2018-08-01 | 2018 | 730276.2 | 7264.8 | 7356 | 3354.6 | 3390.3 | 413.1 | 416.3 | [10 empty] | 2018-08-01 | 2018 | 730276.2 | 7264.8 | 7356 | 3354.6 | 3390.3 | 413.1 | 416.3
2018-09-01 | 2018 | 730276.2 | 7268.1 | 7315.2 | 3347.2 | 3361.9 | 411.2 | 412.4 | [10 empty] | 2018-09-01 | 2018 | 730276.2 | 7268.1 | 7315.2 | 3347.2 | 3361.9 | 411.2 | 412.4
2018-10-01 | 2018 | 730276.2 | 7253 | 7274.4 | 3346.6 | 3341.9 | 411.9 | 412.1 | [10 empty] | 2018-10-01 | 2018 | 730276.2 | 7253 | 7274.4 | 3346.6 | 3341.9 | 411.9 | 412.1
2018-11-01 | 2018 | 730276.2 | 7273.5 | 7279 | 3365.9 | 3354.2 | 416 | 415.5 | [10 empty] | 2018-11-01 | 2018 | 730276.2 | 7273.5 | 7279 | 3365.9 | 3354.2 | 416 | 415.5
2018-12-01 | 2018 | 730276.2 | 7289.2 | 7302.7 | 3382.8 | 3380.9 | 419.2 | 420.7 | [10 empty] | 2018-12-01 | 2018 | 730276.2 | 7289.2 | 7302.7 | 3382.8 | 3380.9 | 419.2 | 420.7
2019-01-01 | 2019 | 744439.6 | 7315.7 | 7293.3 | 3394.9 | 3386.2 | 420.6 | 420.6 | [10 empty] | 2019-01-01 | 2019 | 744439.6 | 7315.7 | 7293.3 | 3394.9 | 3386.2 | 420.6 | 420.6
2019-02-01 | 2019 | 744439.6 | 7346.7 | 7286.5 | 3412.3 | 3393.3 | 421.7 | 419.8 | [10 empty] | 2019-02-01 | 2019 | 744439.6 | 7346.7 | 7286.5 | 3412.3 | 3393.3 | 421.7 | 419.8
2019-03-01 | 2019 | 744439.6 | 7371 | 7268.2 | 3430.6 | 3393.6 | 420.5 | 415.1 | [10 empty] | 2019-03-01 | 2019 | 744439.6 | 7371 | 7268.2 | 3430.6 | 3393.6 | 420.5 | 415.1
2019-04-01 | 2019 | 744439.6 | 7395.4 | 7304.3 | 3447.9 | 3418.2 | 417.5 | 411.2 | [10 empty] | 2019-04-01 | 2019 | 744439.6 | 7395.4 | 7304.3 | 3447.9 | 3418.2 | 417.5 | 411.2
2019-05-01 | 2019 | 744439.6 | 7412.6 | 7376.9 | 3461.7 | 3452.9 | 415.7 | 411.2 | [10 empty] | 2019-05-01 | 2019 | 744439.6 | 7412.6 | 7376.9 | 3461.7 | 3452.9 | 415.7 | 411.2
2019-06-01 | 2019 | 744439.6 | 7430.3 | 7472.1 | 3472.4 | 3492.2 | 416.3 | 415.4 | [10 empty] | 2019-06-01 | 2019 | 744439.6 | 7430.3 | 7472.1 | 3472.4 | 3492.2 | 416.3 | 415.4
2019-07-01 | 2019 | 744439.6 | 7432.9 | 7524.4 | 3487.5 | 3526.4 | 415.9 | 417.8 | [10 empty] | 2019-07-01 | 2019 | 744439.6 | 7432.9 | 7524.4 | 3487.5 | 3526.4 | 415.9 | 417.8
2019-08-01 | 2019 | 744439.6 | 7449.6 | 7540.9 | 3500.1 | 3533.8 | 418.8 | 422.3 | [10 empty] | 2019-08-01 | 2019 | 744439.6 | 7449.6 | 7540.9 | 3500.1 | 3533.8 | 418.8 | 422.3
2019-09-01 | 2019 | 744439.6 | 7478.3 | 7535 | 3522.9 | 3545.3 | 419.9 | 423.1 | [10 empty] | 2019-09-01 | 2019 | 744439.6 | 7478.3 | 7535 | 3522.9 | 3545.3 | 419.9 | 423.1
2019-10-01 | 2019 | 744439.6 | 7504 | 7538.5 | 3525.5 | 3530.2 | 427.3 | 433.4 |  |  |  |  | Quarterly forecasts w/ adjustments | [5 empty] | 2019-10-01 | 2019 | 744439.6 | 7504 | 7538.5 | 3525.5 | 3530.2 | 427.3 | 433.4
2019-11-01 | 2019 | 744439.6 | 7517.3 | 7530.1 | 3531.7 | 3530.8 | 427.5 | 434.3 | [10 empty] | 2019-11-01 | 2019 | 744439.6 | 7517.3 | 7530.1 | 3531.7 | 3530.8 | 427.5 | 434.3
2019-12-01 | 2019 | 744439.6 | 7525 | 7535.2 | 3532 | 3534.9 | 429.5 | 437.6 | GDP | Ont_FTEAdj | Ont_FTE | Tor_FTEAdj | Tor_FTE | Ham_FTEAdj | Ham_FTE | Tor_FTEAdj_GDPtrend |  |  | 2019-12-01 | 2019 | 744439.6 | 7525 | 7535.2 | 3532 | 3534.9 | 429.5 | 437.6
2020-01-01 | 2020 | 699028.7844 | 7542 | 7512.5 | 3555.9 | 3552.2 | 426.7 | 430.1 | 744439.6 | 7542 | 7512.5 | 3555.9 | 3552.2 | 426.7 | 430.1 | 3193.7204 |  |  | 2020-01-01 | 2020 | 757839.5128 | 7454.6983 | 7431.8727 | 3459.4031 | 3450.5378 | 428.5914 | 428.5914
2020-02-01 | 2020 | 699028.7844 | 7551.9 | 7488.9 | 3562.1 | 3548.8 | 427.9 | 427.9 | 744439.6 | 7551.9 | 7488.9 | 3562.1 | 3548.8 | 427.9 | 427.9 | 3210.0893 |  |  | 2020-02-01 | 2020 | 757839.5128 | 7486.2873 | 7424.9435 | 3477.1337 | 3457.7727 | 429.7123 | 427.7762
2020-03-01 | 2020 | 699028.7844 | 7421.9 | 7317 | 3489.5 | 3454.3 | 424 | 417 | 678238.0127 | 7421.9 | 7317 | 3489.5 | 3454.3 | 424 | 417 | 3227.3049 |  |  | 2020-03-01 | 2020 | 757839.5128 | 7511.049 | 7406.2958 | 3495.7814 | 3458.0784 | 428.4895 | 422.9869
2020-04-01 | 2020 | 699028.7844 | 7056.8 | 6968.7 | 3298.9 | 3268.1 | 407.4 | 399 | 599261.1287 | 7056.8 | 6968.7 | 3298.9 | 3268.1 | 407.4 | 399 | 2450.8246 |  |  | 2020-04-01 | 2020 | 757839.5128 | 7535.9126 | 7443.0817 | 3513.4101 | 3483.1458 | 425.4325 | 419.0128
2020-05-01 | 2020 | 699028.7844 | 6671.4 | 6632 | 3089.7 | 3077.6 | 382 | 374 | 599261.1287 | 6671.4 | 6632 | 3089.7 | 3077.6 | 382 | 374 | 2463.3859 |  |  | 2020-05-01 | 2020 | 757839.5128 | 7553.4394 | 7517.0611 | 3527.4723 | 3518.5051 | 423.5983 | 419.0128
2020-06-01 | 2020 | 699028.7844 | 6546.1 | 6583 | 3022.6 | 3040 | 371 | 368.4 | 599261.1287 | 6546.1 | 6583 | 3022.6 | 3040 | 371 | 368.4 | 2476.597 |  |  | 2020-06-01 | 2020 | 757839.5128 | 7571.4757 | 7614.0699 | 3538.3756 | 3558.5518 | 424.2097 | 423.2926
2020-07-01 | 2020 | 699028.7844 | 6700.8 | 6777 | 3082.3 | 3119.9 | 380.3 | 379.6 | 615006.4395 | 6700.8 | 6777 | 3082.3 | 3119.9 | 380.3 | 379.6 | 2624.2882 |  |  | 2020-07-01 | 2020 | 757839.5128 | 7574.1251 | 7667.3636 | 3553.7625 | 3593.4016 | 423.8021 | 425.7382
2020-08-01 | 2020 | 699028.7844 | 7069.6704 | 7156.3141 | 3321.5949 | 3353.5762 | 397.4412 | 400.7627 | 615006.4395 | 7143.5859 | 7101.3973 | 3308.3817 | 3295.4252 | 409.0371 | 400.4708 | 2637.7386 |  |  | 2020-08-01 | 2020 | 757839.5128 | 7591.1424 | 7684.1771 | 3566.6019 | 3600.9422 | 426.7572 | 430.3237
2020-09-01 | 2020 | 699028.7844 | 7096.9067 | 7150.715 | 3343.2321 | 3364.4897 | 398.4851 | 401.5219 | 615006.4395 | 7009.4175 | 7048.9292 | 3236.5325 | 3255.164 | 397.2585 | 394.4745 | 2651.8846 |  |  | 2020-09-01 | 2020 | 757839.5128 | 7620.3877 | 7678.165 | 3589.8351 | 3612.6607 | 427.8781 | 431.1389
2020-10-01 | 2020 | 699028.7844 | 7121.296 | 7154.0365 | 3345.6995 | 3350.1598 | 405.5077 | 411.2966 | 635199.151 | 7175.0668 | 7256.66 | 3300.4579 | 3340.7191 | 407.2167 | 406.4672 | 2753.5344 |  |  | 2020-10-01 | 2020 | 757839.5128 | 7646.576 | 7681.7315 | 3592.4845 | 3597.2738 | 435.4187 | 441.6346
2020-11-01 | 2020 | 699028.7844 | 7133.9177 | 7146.0649 | 3351.5833 | 3350.7292 | 405.6975 | 412.1507 | 635199.151 | 7495.4075 | 7451.1411 | 3471.3195 | 3457.7249 | 429.1821 | 420.194 | 2767.6472 |  |  | 2020-11-01 | 2020 | 757839.5128 | 7660.1287 | 7673.1719 | 3598.8023 | 3597.8852 | 435.6225 | 442.5517
2020-12-01 | 2020 | 699028.7844 | 7141.225 | 7150.9048 | 3351.868 | 3354.6201 | 407.5955 | 415.2824 | 635199.151 | 7354.6313 | 7396.0889 | 3395.9317 | 3415.4808 | 416.8235 | 413.9023 | 2782.49 |  |  | 2020-12-01 | 2020 | 757839.5128 | 7667.975 | 7678.3688 | 3599.108 | 3602.0631 | 437.6605 | 445.9144
2021-01-01 | 2021 | 735028.7668 | 7143.9347 | 7122.0606 | 3315.1911 | 3306.6954 | 410.7247 | 410.7247 | 735028.7668 | 7143.9347 | 7122.0606 | 3315.1911 | 3306.6954 | 410.7247 | 410.7247 | 3315.1911 |  |  | 2021-01-01 | 2021 | 771480.624 | 7596.3376 | 7573.0783 | 3525.1318 | 3516.098 | 436.7346 | 436.7346
2021-02-01 | 2021 | 735028.7668 | 7174.2068 | 7115.4203 | 3332.1826 | 3313.6287 | 411.7989 | 409.9435 | 735028.7668 | 7174.2068 | 7115.4203 | 3332.1826 | 3313.6287 | 411.7989 | 409.9435 | 3332.1826 |  |  | 2021-02-01 | 2021 | 771480.624 | 7628.5268 | 7566.0174 | 3543.1992 | 3523.4704 | 437.8768 | 435.9039
2021-03-01 | 2021 | 735028.7668 | 7197.9363 | 7097.5499 | 3350.0529 | 3313.9217 | 410.6271 | 405.3539 | 735028.7668 | 7197.9363 | 7097.5499 | 3350.0529 | 3313.9217 | 410.6271 | 405.3539 | 3350.0529 |  |  | 2021-03-01 | 2021 | 771480.624 | 7653.7589 | 7547.0154 | 3562.2012 | 3523.7819 | 436.6308 | 431.0237
2021-04-01 | 2021 | 735028.7668 | 7221.7634 | 7132.8023 | 3366.9468 | 3337.9441 | 407.6975 | 401.5454 | 735028.7668 | 7221.7634 | 7132.8023 | 3366.9468 | 3337.9441 | 407.6975 | 401.5454 | 3366.9468 |  |  | 2021-04-01 | 2021 | 771480.624 | 7679.0949 | 7584.5003 | 3580.1649 | 3549.3256 | 433.5157 | 426.974
2021-05-01 | 2021 | 735028.7668 | 7238.5596 | 7203.6978 | 3380.4227 | 3371.8294 | 405.9398 | 401.5454 | 735028.7668 | 7238.5596 | 7203.6978 | 3380.4227 | 3371.8294 | 405.9398 | 401.5454 | 3380.4227 |  |  | 2021-05-01 | 2021 | 771480.624 | 7696.9547 | 7659.8853 | 3594.4943 | 3585.3567 | 431.6467 | 426.974
2021-06-01 | 2021 | 735028.7668 | 7255.844 | 7296.6626 | 3390.8715 | 3410.2066 | 406.5257 | 405.6468 | 735028.7668 | 7255.844 | 7296.6626 | 3390.8715 | 3410.2066 | 406.5257 | 405.6468 | 3390.8715 |  |  | 2021-06-01 | 2021 | 771480.624 | 7715.3337 | 7758.7372 | 3605.6047 | 3626.1643 | 432.2697 | 431.3352
2021-07-01 | 2021 | 735028.7668 | 7258.3829 | 7347.7346 | 3405.617 | 3443.6037 | 406.1351 | 407.9905 | 735028.7668 | 7258.3829 | 7347.7346 | 3405.617 | 3443.6037 | 406.1351 | 407.9905 | 3405.617 |  |  | 2021-07-01 | 2021 | 771480.624 | 7718.0335 | 7813.0435 | 3621.284 | 3661.6762 | 431.8543 | 433.8272
2021-08-01 | 2021 | 735028.7668 | 7274.6908 | 7363.8472 | 3417.9212 | 3450.8299 | 408.967 | 412.3848 | 735028.7668 | 7274.6908 | 7363.8472 | 3417.9212 | 3450.8299 | 408.967 | 412.3848 | 3417.9212 |  |  | 2021-08-01 | 2021 | 771480.624 | 7735.3741 | 7830.1765 | 3634.3673 | 3669.3601 | 434.8656 | 438.4999
2021-09-01 | 2021 | 735028.7668 | 7302.717 | 7358.0857 | 3440.1858 | 3462.0599 | 410.0412 | 413.166 | 735028.7668 | 7302.717 | 7358.0857 | 3440.1858 | 3462.0599 | 410.0412 | 413.166 | 3440.1858 |  |  | 2021-09-01 | 2021 | 771480.624 | 7765.1751 | 7824.0501 | 3658.042 | 3681.3013 | 436.0078 | 439.3305
2021-10-01 | 2021 | 735028.7668 | 7327.8136 | 7361.5036 | 3442.7248 | 3447.3144 | 417.2674 | 423.2242 | 735028.7668 | 7327.8136 | 7361.5036 | 3442.7248 | 3447.3144 | 417.2674 | 423.2242 | 3442.7248 |  |  | 2021-10-01 | 2021 | 771480.624 | 7791.8609 | 7827.6844 | 3660.7417 | 3665.622 | 443.6917 | 450.0257
2021-11-01 | 2021 | 735028.7668 | 7340.8013 | 7353.3008 | 3448.7792 | 3447.9003 | 417.4627 | 424.1031 | 735028.7668 | 7340.8013 | 7353.3008 | 3448.7792 | 3447.9003 | 417.4627 | 424.1031 | 3448.7792 |  |  | 2021-11-01 | 2021 | 771480.624 | 7805.6711 | 7818.9622 | 3667.1795 | 3666.245 | 443.8993 | 450.9602
2021-12-01 | 2021 | 735028.7668 | 7348.3205 | 7358.281 | 3449.0722 | 3451.9041 | 419.4158 | 427.3256 | 735028.7668 | 7348.3205 | 7358.281 | 3449.0722 | 3451.9041 | 419.4158 | 427.3256 | 3449.0722 |  |  | 2021-12-01 | 2021 | 771480.624 | 7813.6665 | 7824.2578 | 3667.4911 | 3670.5023 | 445.976 | 454.3868

## Weather
|  |  | MeanTemp | HDD20 | CDD20 | HDD18 | CDD18 | HDD16 | CDD16 | HDD14 | CDD14 | HDD12 | CDD12 | HDD10 | CDD10 | HDD8 | CDD8
1999-01-01 | 1999 | 1 | -4.6484 | 764.1 | 0 | 702.1 | 0 | 640.1 | 0 | 578.1 | 0 | 516.1 | 0 | 454.1 | 0 | 392.1 | 0
1999-02-01 | 1999 | 2 | -0.33929 | 569.5 | 0 | 513.5 | 0 | 457.5 | 0 | 401.5 | 0 | 345.5 | 0 | 289.5 | 0 | 233.5 | 0
1999-03-01 | 1999 | 3 | 1.2161 | 582.3 | 0 | 520.3 | 0 | 458.3 | 0 | 396.6 | 0.3 | 336.6 | 2.3 | 276.6 | 4.3 | 218.3 | 8 |  | HDD18 | Jan | Feb | Mar | Apr | May | June | July | August | Sept | Oct | Nov | Dec | HDD16 | Jan | Feb | Mar | Apr | May | June | July | August | Sept | Oct | Nov | Dec | HDD14 | Jan | Feb | Mar | Apr | May | June | July | August | Sept | Oct | Nov | Dec | HDD12 | Jan | Feb | Mar | Apr | May | June | July | August | Sept | Oct | Nov | Dec | HDD10 | Jan | Feb | Mar | Apr | May | June | July | August | Sept | Oct | Nov | Dec | HDD8 | Jan | Feb | Mar | Apr | May | June | July | August | Sept | Oct | Nov | Dec |  | HDD20 | Jan | Feb | Mar | Apr | May | June | July | August | Sept | Oct | Nov | Dec
1999-04-01 | 1999 | 4 | 7.7267 | 368.2 | 0 | 308.2 | 0 | 248.2 | 0 | 188.2 | 0 | 128.9 | 0.7 | 76.8 | 8.6 | 35.3 | 27.1 |  | 1999 | 702.1 | 513.5 | 520.3 | 308.2 | 129.4 | 27.9 | 0.1 | 6.1 | 34.4 | 229 | 336.05 | 525.6 | 1999 | 640.1 | 457.5 | 458.3 | 248.2 | 78.3 | 9.7 | 0 | 0.6 | 15 | 170.6 | 276.05 | 463.6 | 1999 | 578.1 | 401.5 | 396.6 | 188.2 | 36.8 | 1.5 | 0 | 0 | 5.1 | 115.3 | 217.95 | 401.6 | 1999 | 516.1 | 345.5 | 336.6 | 128.9 | 11.3 | 0 | 0 | 0 | 1 | 67.5 | 160.45 | 339.6 | 1999 | 454.1 | 289.5 | 276.6 | 76.8 | 0.2 | 0 | 0 | 0 | 0 | 32.2 | 110.55 | 280.7 | 1999 | 392.1 | 233.5 | 218.3 | 35.3 | 0 | 0 | 0 | 0 | 0 | 10.4 | 73.45 | 224.7 |  | 1999 | 764.1 | 569.5 | 582.3 | 368.2 | 182.6 | 57.4 | 4.6 | 26 | 68.8 | 290.8 | 396.05 | 587.6
1999-05-01 | 1999 | 5 | 14.3065 | 182.6 | 6.1 | 129.4 | 14.9 | 78.3 | 25.8 | 36.8 | 46.3 | 11.3 | 82.8 | 0.2 | 133.7 | 0 | 195.5 |  | 2000 | 676.5 | 565 | 410.1 | 346.2 | 154.5 | 45.8 | 3.3 | 6 | 83.1 | 191.8 | 390.9 | 721.6 | 2000 | 614.5 | 507 | 348.1 | 286.8 | 106.6 | 24.8 | 0 | 0.7 | 49.8 | 136.5 | 330.9 | 659.6 | 2000 | 552.5 | 449 | 286.1 | 228.8 | 63.9 | 11.1 | 0 | 0 | 27 | 87.1 | 271.2 | 597.6 | 2000 | 490.5 | 391 | 224.4 | 170.8 | 28.4 | 1.5 | 0 | 0 | 13.1 | 52.3 | 213.3 | 535.6 | 2000 | 428.5 | 333 | 166.1 | 117.6 | 9.8 | 0 | 0 | 0 | 5.3 | 27 | 159 | 473.6 | 2000 | 366.5 | 277.1 | 111.4 | 73.9 | 2.4 | 0 | 0 | 0 | 1.8 | 9.6 | 109.8 | 411.6 |  | 2000 | 738.5 | 623 | 472.1 | 406.2 | 206.5 | 82.5 | 21.8 | 19.9 | 123.9 | 250.7 | 450.9 | 783.6
1999-06-01 | 1999 | 6 | 19.3883 | 57.4 | 39.05 | 27.9 | 69.55 | 9.7 | 111.35 | 1.5 | 163.15 | 0 | 221.65 | 0 | 281.65 | 0 | 341.65 |  | 2001 | 641.3 | 547.9 | 544.8 | 318.8 | 149.7 | 35.4 | 6.5 | 0 | 56.9 | 202.4 | 289.1 | 464 | 2001 | 579.3 | 491.9 | 482.8 | 258.8 | 100.6 | 16.7 | 0.9 | 0 | 30.4 | 148.1 | 229.1 | 402 | 2001 | 517.3 | 435.9 | 420.8 | 201.6 | 55 | 5.7 | 0 | 0 | 13.4 | 102.9 | 170.4 | 341 | 2001 | 455.3 | 379.9 | 358.8 | 149.5 | 17.2 | 0.7 | 0 | 0 | 5.4 | 65.8 | 116.8 | 281 | 2001 | 393.3 | 323.9 | 296.8 | 103 | 2.6 | 0 | 0 | 0 | 1.2 | 37.3 | 69.1 | 222.3 | 2001 | 331.3 | 267.9 | 234.8 | 60 | 0 | 0 | 0 | 0 | 0 | 15.3 | 34 | 167.4 |  | 2001 | 703.3 | 603.9 | 606.8 | 378.8 | 206.5 | 64.7 | 31.5 | 3.6 | 100.8 | 261.9 | 349.1 | 526
1999-07-01 | 1999 | 7 | 23.9065 | 4.6 | 125.7 | 0.1 | 183.2 | 0 | 245.1 | 0 | 307.1 | 0 | 369.1 | 0 | 431.1 | 0 | 493.1 |  | 2002 | 526.6 | 504.5 | 511.2 | 325.8 | 227.7 | 47.5 | 1 | 0 | 13.8 | 246.3 | 399.6 | 569.4 | 2002 | 464.6 | 448.5 | 449.2 | 268.4 | 171.7 | 22.1 | 0 | 0 | 2.4 | 190.3 | 339.6 | 507.4 | 2002 | 402.6 | 392.5 | 387.2 | 216 | 117 | 9.9 | 0 | 0 | 0 | 140.5 | 280.7 | 445.4 | 2002 | 340.6 | 336.5 | 325.2 | 168 | 74.2 | 3.7 | 0 | 0 | 0 | 98.1 | 225.1 | 383.4 | 2002 | 278.6 | 280.5 | 263.2 | 120.1 | 40.6 | 0.2 | 0 | 0 | 0 | 62 | 172.4 | 321.4 | 2002 | 216.6 | 226.1 | 201.2 | 77.8 | 13.5 | 0 | 0 | 0 | 0 | 32 | 122 | 259.4 |  | 2002 | 588.6 | 560.5 | 573.2 | 383.8 | 285.6 | 81 | 6.1 | 10.2 | 34.3 | 302.3 | 459.6 | 631.4
1999-08-01 | 1999 | 8 | 20.171 | 26 | 31.3 | 6.1 | 73.4 | 0.6 | 129.9 | 0 | 191.3 | 0 | 253.3 | 0 | 315.3 | 0 | 377.3 |  | 2003 | 761 | 650 | 564.3 | 382.8 | 230.4 | 68.1 | 3.4 | 1.4 | 36.3 | 275.8 | 357 | 515.8 | 2003 | 699 | 594 | 502.3 | 326.2 | 169.4 | 37.8 | 0 | 0 | 15.1 | 213.8 | 297 | 453.8 | 2003 | 637 | 538 | 440.3 | 270.7 | 110.4 | 18.8 | 0 | 0 | 6.4 | 153 | 237 | 391.8 | 2003 | 575 | 482 | 378.3 | 216.7 | 61.2 | 4.9 | 0 | 0 | 1.8 | 99.2 | 178.2 | 329.8 | 2003 | 513 | 426 | 316.3 | 163.9 | 24.1 | 0.8 | 0 | 0 | 0 | 54 | 121.5 | 267.8 | 2003 | 451 | 370 | 258.1 | 118.2 | 6.3 | 0 | 0 | 0 | 0 | 20.6 | 72.7 | 206 |  | 2003 | 823 | 706 | 626.3 | 441.3 | 292.4 | 106.3 | 20.6 | 13.2 | 84.9 | 337.8 | 417 | 577.8
1999-09-01 | 1999 | 9 | 18.51 | 68.8 | 24.1 | 34.4 | 49.7 | 15 | 90.3 | 5.1 | 140.4 | 1 | 196.3 | 0 | 255.3 | 0 | 315.3 |  | 2004 | 784.1 | 574.9 | 476.1 | 332.6 | 173.5 | 47.6 | 4 | 6.2 | 22.8 | 218.4 | 343 | 580.3 | 2004 | 722.1 | 516.9 | 414.1 | 275 | 115.7 | 20 | 0 | 1.2 | 9 | 161.1 | 283 | 518.3 | 2004 | 660.1 | 458.9 | 352.1 | 219.2 | 69 | 5.4 | 0 | 0 | 1.4 | 111.3 | 223 | 456.3 | 2004 | 598.1 | 400.9 | 292.1 | 166.1 | 34.8 | 0.8 | 0 | 0 | 0 | 66.4 | 163 | 394.3 | 2004 | 536.1 | 342.9 | 233.7 | 119.8 | 16 | 0 | 0 | 0 | 0 | 29.6 | 106.1 | 332.3 | 2004 | 475.5 | 284.9 | 177.8 | 76 | 5.6 | 0 | 0 | 0 | 0 | 7.7 | 58.7 | 270.6 |  | 2004 | 846.1 | 632.9 | 538.1 | 391.9 | 234.6 | 90.7 | 24.4 | 30.3 | 50.1 | 279.2 | 403 | 642.3
1999-10-01 | 1999 | 10 | 10.6194 | 290.8 | 0 | 229 | 0.2 | 170.6 | 3.8 | 115.3 | 10.5 | 67.5 | 24.7 | 32.2 | 51.4 | 10.4 | 91.6 |  | 2005 | 708.4 | 582 | 587.8 | 325.3 | 209.4 | 13.6 | 1.5 | 0 | 10 | 199.8 | 336.4 | 619.2 | 2005 | 646.4 | 526 | 525.8 | 265.3 | 151.3 | 1.7 | 0 | 0 | 2.1 | 145.8 | 276.4 | 557.2 | 2005 | 584.4 | 470 | 463.8 | 206.7 | 102.6 | 0 | 0 | 0 | 0 | 93.9 | 216.7 | 495.2 | 2005 | 522.4 | 414 | 401.8 | 149.3 | 61.4 | 0 | 0 | 0 | 0 | 52 | 164.1 | 433.2 | 2005 | 460.4 | 358 | 339.8 | 97.8 | 29.5 | 0 | 0 | 0 | 0 | 27.1 | 119.9 | 371.2 | 2005 | 400.1 | 302 | 279.4 | 51.4 | 11.6 | 0 | 0 | 0 | 0 | 9.1 | 87.3 | 309.2 |  | 2005 | 770.4 | 638 | 649.8 | 385.3 | 271.4 | 33.5 | 5.7 | 3.1 | 28.3 | 259.1 | 396.4 | 681.2
1999-11-01 | 1999 | 11 | 6.7983 | 396.05 | 0 | 336.05 | 0 | 276.05 | 0 | 217.95 | 1.9 | 160.45 | 4.4 | 110.55 | 14.5 | 73.45 | 37.4 |  | 2006 | 507.1 | 553.6 | 487.9 | 311.7 | 160 | 19.2 | 0.8 | 1.9 | 59.1 | 249.2 | 361.2 | 456.8 | 2006 | 445.1 | 497.6 | 425.9 | 251.7 | 105.9 | 6.6 | 0 | 0 | 26.4 | 188.7 | 301.2 | 394.8 | 2006 | 383.1 | 441.6 | 363.9 | 191.8 | 62 | 0.7 | 0 | 0 | 9.3 | 134.5 | 241.2 | 332.8 | 2006 | 321.1 | 385.6 | 301.9 | 134.1 | 26 | 0 | 0 | 0 | 1.5 | 89.5 | 181.2 | 270.8 | 2006 | 259.1 | 329.6 | 241.9 | 82.5 | 6.5 | 0 | 0 | 0 | 0 | 51.2 | 124.2 | 208.8 | 2006 | 197.1 | 273.6 | 184.9 | 40 | 1.3 | 0 | 0 | 0 | 0 | 21.8 | 76.1 | 148.3 |  | 2006 | 569.1 | 609.6 | 549.9 | 371.7 | 216 | 48.4 | 9.6 | 14.4 | 108 | 311.2 | 421.2 | 518.8
1999-12-01 | 1999 | 12 | 1.0452 | 587.6 | 0 | 525.6 | 0 | 463.6 | 0 | 401.6 | 0 | 339.6 | 0 | 280.7 | 3.1 | 224.7 | 9.1 |  | 2007 | 599.9 | 693.3 | 522.2 | 358.1 | 158.8 | 13.6 | 1.6 | 2.6 | 29.1 | 118.5 | 401.8 | 577.1 | 2007 | 537.9 | 637.3 | 460.2 | 299.7 | 110.1 | 3.5 | 0 | 0 | 10.3 | 77.5 | 341.8 | 515.1 | 2007 | 475.9 | 581.3 | 398.2 | 244 | 69.5 | 0 | 0 | 0 | 3.3 | 41.3 | 281.8 | 453.1 | 2007 | 413.9 | 525.3 | 336.2 | 191.8 | 36 | 0 | 0 | 0 | 0.7 | 16.6 | 223.2 | 391.1 | 2007 | 351.9 | 469.3 | 275.5 | 144.3 | 11.5 | 0 | 0 | 0 | 0 | 4.8 | 165.5 | 329.1 | 2007 | 291.2 | 413.3 | 218.7 | 102.7 | 1.1 | 0 | 0 | 0 | 0 | 1.2 | 114.1 | 267.1 |  | 2007 | 661.9 | 749.3 | 584.2 | 418.1 | 212.4 | 33.2 | 17.9 | 13.8 | 61.8 | 165.9 | 461.8 | 639.1
2000-01-01 | 2000 | 1 | -3.8226 | 738.5 | 0 | 676.5 | 0 | 614.5 | 0 | 552.5 | 0 | 490.5 | 0 | 428.5 | 0 | 366.5 | 0 |  | 2008 | 568.8 | 618 | 567 | 304.5 | 190.4 | 32.2 | 2.3 | 8.1 | 36.6 | 231.5 | 413.8 | 598.7 | 2008 | 506.8 | 560 | 505 | 244.5 | 132.9 | 14.3 | 0 | 1 | 8.7 | 171.6 | 353.8 | 536.7 | 2008 | 444.8 | 502 | 443 | 184.5 | 80.1 | 2.2 | 0 | 0 | 0 | 114.9 | 295.1 | 474.7 | 2008 | 385.6 | 444 | 381 | 129 | 40.2 | 0 | 0 | 0 | 0 | 68.2 | 237.1 | 412.7 | 2008 | 327.6 | 386 | 319 | 81.6 | 14.6 | 0 | 0 | 0 | 0 | 35.1 | 184.7 | 350.7 | 2008 | 269.6 | 328 | 257 | 45 | 4.6 | 0 | 0 | 0 | 0 | 17.2 | 136.5 | 290.2 |  | 2008 | 630.8 | 676 | 629 | 364.5 | 249.9 | 57.2 | 13.2 | 30.9 | 77.8 | 292.4 | 473.8 | 660.7
2000-02-01 | 2000 | 2 | -1.4828 | 623 | 0 | 565 | 0 | 507 | 0 | 449 | 0 | 391 | 0 | 333 | 0 | 277.1 | 2.1 |  | 2009 | 766.9 | 562.1 | 510.5 | 320.7 | 168 | 59.2 | 9.5 | 4.8 | 40.5 | 258.8 | 325.6 | 580.2 | 2009 | 704.9 | 506.1 | 448.5 | 261.8 | 113.3 | 29.5 | 0.1 | 0 | 17 | 196.8 | 265.6 | 518.2 | 2009 | 642.9 | 450.1 | 386.5 | 205.7 | 64.6 | 9.3 | 0 | 0 | 5.8 | 135.7 | 205.6 | 456.2 | 2009 | 580.9 | 394.1 | 324.5 | 152.6 | 30.3 | 0.9 | 0 | 0 | 2.4 | 82.4 | 147.1 | 394.2 | 2009 | 518.9 | 338.1 | 263.4 | 105.4 | 7.1 | 0 | 0 | 0 | 0.4 | 46.4 | 91 | 332.2 | 2009 | 456.9 | 282.1 | 205 | 60.2 | 0 | 0 | 0 | 0 | 0 | 25.6 | 42 | 270.5 |  | 2009 | 828.9 | 618.1 | 572.5 | 380.7 | 225.9 | 96.3 | 40.3 | 19.3 | 81.1 | 320.8 | 385.6 | 642.2
2000-03-01 | 2000 | 3 | 4.771 | 472.1 | 0 | 410.1 | 0 | 348.1 | 0 | 286.1 | 0 | 224.4 | 0.3 | 166.1 | 4 | 111.4 | 11.3 |  | 2010 | 669.2 | 560.6 | 418.4 | 248.9 | 131.8 | 20.3 | 0.6 | 0 | 67.5 | 199.9 | 382.1 | 633.6 | 2010 | 607.2 | 504.6 | 356.4 | 188.9 | 91.8 | 3.9 | 0 | 0 | 28.2 | 141.1 | 322.1 | 571.6 | 2010 | 545.2 | 448.6 | 294.4 | 130.3 | 59.9 | 0 | 0 | 0 | 5.8 | 89.2 | 262.1 | 509.6 | 2010 | 483.2 | 392.6 | 232.4 | 78.5 | 36.5 | 0 | 0 | 0 | 0.1 | 44.2 | 202.7 | 447.6 | 2010 | 421.2 | 336.6 | 172.7 | 39.8 | 20 | 0 | 0 | 0 | 0 | 16 | 145 | 385.6 | 2010 | 359.2 | 280.6 | 118.9 | 11.4 | 6 | 0 | 0 | 0 | 0 | 5.9 | 91 | 323.9 |  | 2010 | 731.2 | 616.6 | 480.4 | 308.9 | 178.6 | 47.6 | 6.2 | 6.1 | 113.9 | 261.7 | 442.1 | 695.6
2000-04-01 | 2000 | 4 | 6.46 | 406.2 | 0 | 346.2 | 0 | 286.8 | 0.6 | 228.8 | 2.6 | 170.8 | 4.6 | 117.6 | 11.4 | 73.9 | 27.7 |  | 2011 | 726.7 | 605.2 | 545.5 | 355.7 | 191.7 | 22.4 | 0 | 0 | 41.6 | 203.5 | 298.4 | 481.3 | 2011 | 664.7 | 549.2 | 483.5 | 295.7 | 134.8 | 6.8 | 0 | 0 | 16.5 | 148.4 | 238.4 | 419.3 | 2011 | 602.7 | 493.2 | 421.5 | 235.7 | 85.7 | 0.3 | 0 | 0 | 5.7 | 102.2 | 179.4 | 357.3 | 2011 | 540.7 | 437.2 | 359.5 | 177.5 | 42.4 | 0 | 0 | 0 | 0.4 | 61.1 | 127.1 | 295.3 | 2011 | 478.7 | 381.2 | 297.5 | 125.8 | 12.8 | 0 | 0 | 0 | 0 | 30.6 | 82 | 233.4 | 2011 | 416.7 | 325.2 | 237.8 | 75.8 | 3.3 | 0 | 0 | 0 | 0 | 13.2 | 50 | 173.9 |  | 2011 | 788.7 | 661.2 | 607.5 | 415.7 | 251.7 | 53.2 | 2.6 | 7.1 | 83.1 | 261.7 | 358.4 | 543.3
2000-05-01 | 2000 | 5 | 13.6839 | 206.5 | 10.7 | 154.5 | 20.7 | 106.6 | 34.8 | 63.9 | 54.1 | 28.4 | 80.6 | 9.8 | 124 | 2.4 | 178.6 |  | 2012 | 568.7 | 497.4 | 368.5 | 304.2 | 101 | 22.7 | 0 | 0 | 58.4 | 223.2 | 394.9 | 479.4 | 2012 | 506.7 | 439.4 | 306.5 | 244.2 | 62 | 8 | 0 | 0 | 28.3 | 164.5 | 334.9 | 417.4 | 2012 | 444.7 | 381.4 | 244.8 | 186.6 | 31.1 | 1.1 | 0 | 0 | 11.3 | 110.6 | 274.9 | 355.4 | 2012 | 382.7 | 323.4 | 184.9 | 134.2 | 11.4 | 0 | 0 | 0 | 0.9 | 66.6 | 216.8 | 293.4 | 2012 | 320.7 | 265.4 | 132.9 | 83.5 | 1.9 | 0 | 0 | 0 | 0 | 29.7 | 161 | 233.3 | 2012 | 258.7 | 207.4 | 93.1 | 38 | 0 | 0 | 0 | 0 | 0 | 9.2 | 107 | 173.8 |  | 2012 | 630.7 | 555.4 | 430.5 | 364.2 | 152 | 44.2 | 0 | 2.7 | 97.3 | 284.7 | 454.9 | 541.4
2000-06-01 | 2000 | 6 | 17.6767 | 82.5 | 12.8 | 45.8 | 36.1 | 24.8 | 75.1 | 11.1 | 121.4 | 1.5 | 171.8 | 0 | 230.3 | 0 | 290.3 |  | 2013 | 581.2 | 587.5 | 523.3 | 358.6 | 161.5 | 43.6 | 0.7 | 2.6 | 67 | 193.6 | 426.7 | 624 | 2013 | 519.2 | 531.5 | 461.3 | 298.6 | 109.9 | 17.8 | 0 | 0 | 34.1 | 138.2 | 366.7 | 562 | 2013 | 457.2 | 475.5 | 399.3 | 240.2 | 64.6 | 5.6 | 0 | 0 | 12.4 | 93.1 | 306.7 | 500 | 2013 | 395.2 | 419.5 | 337.3 | 183 | 28.2 | 0.1 | 0 | 0 | 1.9 | 62.4 | 249.6 | 438 | 2013 | 334.3 | 363.5 | 275.3 | 129.4 | 10.7 | 0 | 0 | 0 | 0 | 40.4 | 195.6 | 376 | 2013 | 277.6 | 307.5 | 214.7 | 84.2 | 3.5 | 0 | 0 | 0 | 0 | 21.7 | 145 | 314 |  | 2013 | 643.2 | 643.5 | 585.3 | 418.6 | 216 | 79.4 | 14.5 | 16.7 | 110.8 | 252.5 | 486.7 | 686
2000-07-01 | 2000 | 7 | 19.9871 | 21.8 | 21.4 | 3.3 | 64.9 | 0 | 123.6 | 0 | 185.6 | 0 | 247.6 | 0 | 309.6 | 0 | 371.6 |  | 2014 | 772.1 | 696.6 | 650.4 | 364.3 | 169.3 | 31.2 | 9.4 | 8.3 | 55.9 | 197.1 | 441.5 | 519.1 | 2014 | 710.1 | 640.6 | 588.4 | 304.3 | 115.5 | 10.7 | 0.9 | 0.5 | 26 | 139.3 | 381.5 | 457.1 | 2014 | 648.1 | 584.6 | 526.4 | 244.3 | 71.1 | 1.9 | 0 | 0 | 10.3 | 90.8 | 321.5 | 395.1 | 2014 | 586.1 | 528.6 | 464.4 | 185.9 | 33.9 | 0 | 0 | 0 | 0.6 | 50.6 | 261.6 | 333.1 | 2014 | 524.1 | 472.6 | 402.4 | 131.9 | 9.6 | 0 | 0 | 0 | 0 | 18.1 | 207.1 | 271.1 | 2014 | 462.1 | 416.6 | 340.4 | 82.3 | 1.3 | 0 | 0 | 0 | 0 | 3.8 | 156.4 | 209.1 |  | 2014 | 834.1 | 752.6 | 712.4 | 424.3 | 225.3 | 65.4 | 36.6 | 29.3 | 99.8 | 256.9 | 501.5 | 581.1
2000-08-01 | 2000 | 8 | 20.8903 | 19.9 | 47.5 | 6 | 95.6 | 0.7 | 152.3 | 0 | 213.6 | 0 | 275.6 | 0 | 337.6 | 0 | 399.6 |  | 2015 | 739.6 | 815.9 | 594 | 321.9 | 123.9 | 61.3 | 4.4 | 1.8 | 22.6 | 200 | 301.1 | 394.5 | 2015 | 677.6 | 759.9 | 532 | 261.9 | 80.5 | 29.7 | 0 | 0 | 7.2 | 141.1 | 241.2 | 332.5 | 2015 | 615.6 | 703.9 | 470 | 203.5 | 44.2 | 11.4 | 0 | 0 | 0.1 | 89.2 | 185.1 | 270.5 | 2015 | 553.6 | 647.9 | 408 | 149.7 | 18.3 | 3.5 | 0 | 0 | 0 | 51.8 | 133 | 208.5 | 2015 | 491.6 | 591.9 | 346 | 102.5 | 4.6 | 0 | 0 | 0 | 0 | 26.9 | 90.2 | 148 | 2015 | 429.6 | 535.9 | 284 | 61.7 | 0.5 | 0 | 0 | 0 | 0 | 11.3 | 56.8 | 96.9 |  | 2015 | 801.6 | 871.9 | 656 | 381.9 | 175.5 | 101.4 | 17.6 | 20.4 | 50.1 | 260.8 | 361.1 | 456.5
2000-09-01 | 2000 | 9 | 16.4833 | 123.9 | 18.4 | 83.1 | 37.6 | 49.8 | 64.3 | 27 | 101.5 | 13.1 | 147.6 | 5.3 | 199.8 | 1.8 | 256.3 |  | 2016 | 625 | 544.3 | 451.2 | 391 | 156.1 | 26.5 | 0.1 | 0 | 15.5 | 156.6 | 292.9 | 559 | 2016 | 563 | 486.3 | 389.2 | 331.8 | 113.7 | 8.5 | 0 | 0 | 3.8 | 111.3 | 232.9 | 497 | 2016 | 501 | 428.3 | 327.2 | 273.8 | 74.6 | 2 | 0 | 0 | 0.1 | 77.2 | 174.8 | 435 | 2016 | 439 | 370.3 | 267 | 216.9 | 41.9 | 0 | 0 | 0 | 0 | 50.1 | 121.3 | 373 | 2016 | 377 | 312.5 | 208.5 | 162.7 | 17.3 | 0 | 0 | 0 | 0 | 26.6 | 76 | 311 | 2016 | 315 | 257.2 | 154.3 | 113.7 | 4.5 | 0 | 0 | 0 | 0 | 10.8 | 45.8 | 249 |  | 2016 | 687 | 602.3 | 513.2 | 451 | 203.6 | 53 | 5.3 | 0.1 | 41.9 | 212.3 | 352.9 | 621
2000-10-01 | 2000 | 10 | 11.9161 | 250.7 | 0.1 | 191.8 | 3.2 | 136.5 | 9.9 | 87.1 | 22.5 | 52.3 | 49.7 | 27 | 86.4 | 9.6 | 131 |  | 2017 | 568.6 | 471.2 | 541.2 | 272.1 | 200.5 | 29.3 | 0 | 7.2 | 41.7 | 113.3 | 387.9 | 649.2 | 2017 | 506.6 | 415.2 | 479.2 | 213 | 148 | 8.9 | 0 | 0 | 18.6 | 75.2 | 327.9 | 587.2 | 2017 | 444.6 | 359.2 | 417.2 | 156.8 | 98.6 | 0 | 0 | 0 | 4.1 | 47.5 | 267.9 | 525.2 | 2017 | 382.6 | 303.2 | 355.2 | 107.1 | 57.9 | 0 | 0 | 0 | 1 | 26.3 | 208.1 | 463.2 | 2017 | 320.6 | 247.7 | 293.4 | 65.8 | 25.7 | 0 | 0 | 0 | 0 | 12.3 | 151.8 | 401.2 | 2017 | 258.6 | 193.8 | 234.7 | 29.5 | 6.8 | 0 | 0 | 0 | 0 | 2.1 | 99 | 339.2 |  | 2017 | 630.6 | 527.2 | 603.2 | 332.1 | 258.6 | 57.4 | 5.4 | 26.6 | 72.2 | 167.8 | 447.9 | 711.2
2000-11-01 | 2000 | 11 | 4.97 | 450.9 | 0 | 390.9 | 0 | 330.9 | 0 | 271.2 | 0.3 | 213.3 | 2.4 | 159 | 8.1 | 109.8 | 18.9 |  | 2018 | 680.3 | 512.1 | 533.9 | 419.3 | 127.7 | 26.9 | 0 | 1.3 | 27.8 | 237.5 | 452.4 | 516 | 2018 | 618.3 | 456.1 | 471.9 | 359.3 | 86 | 5 | 0 | 0 | 11.3 | 182.2 | 392.4 | 454 | 2018 | 556.3 | 400.1 | 409.9 | 299.3 | 50.5 | 0.6 | 0 | 0 | 2 | 132.7 | 332.4 | 392 | 2018 | 494.3 | 344.1 | 347.9 | 239.3 | 25.2 | 0 | 0 | 0 | 0 | 88.2 | 272.4 | 330 | 2018 | 432.5 | 288.5 | 285.9 | 180.8 | 6.9 | 0 | 0 | 0 | 0 | 50.2 | 214.1 | 268 | 2018 | 372.5 | 235.5 | 223.9 | 127.5 | 0.7 | 0 | 0 | 0 | 0 | 20.6 | 157.9 | 206 |  | 2018 | 742.3 | 568.1 | 595.9 | 479.3 | 173.8 | 64.6 | 0.5 | 5.8 | 57.2 | 295.5 | 512.4 | 578
2000-12-01 | 2000 | 12 | -5.2774 | 783.6 | 0 | 721.6 | 0 | 659.6 | 0 | 597.6 | 0 | 535.6 | 0 | 473.6 | 0 | 411.6 | 0 |  | 2019 | 700 | 571.7 | 556.5 | 351.9 | 215.6 | 54.9 | 0 | 1.4 | 21.8 | 187 | 464 | 520.4 | 2019 | 638 | 515.7 | 494.5 | 291.9 | 157.8 | 22 | 0 | 0 | 5.1 | 128.5 | 404 | 458.4 | 2019 | 576 | 459.7 | 432.5 | 231.9 | 105.8 | 4.4 | 0 | 0 | 0.3 | 74.1 | 344 | 396.4 | 2019 | 514 | 403.7 | 370.5 | 173.3 | 63.5 | 0.2 | 0 | 0 | 0 | 32 | 284 | 334.4 | 2019 | 452 | 347.7 | 308.5 | 116.7 | 33.1 | 0 | 0 | 0 | 0 | 10.4 | 224 | 272.4 | 2019 | 390 | 293.7 | 246.6 | 71.4 | 13.4 | 0 | 0 | 0 | 0 | 0.3 | 165.8 | 210.4 |  | 2019 | 762 | 627.7 | 618.5 | 411.9 | 277.2 | 96.9 | 1.4 | 10.7 | 58 | 247 | 524 | 582.4
2001-01-01 | 2001 | 1 | -2.6871 | 703.3 | 0 | 641.3 | 0 | 579.3 | 0 | 517.3 | 0 | 455.3 | 0 | 393.3 | 0 | 331.3 | 0 |  | 2020 | 664.8684 | 589.9958 | 540.0216 | 347.4974 | 155.8305 | 33.4732 | 1.0332 | 2.7874 | 33.6374 | 179.3595 | 402.8216 | 523.4395 | 2020 | 602.8684 | 533.7326 | 478.0216 | 287.3289 | 108.6695 | 10.2532 | 0.037368 | 0 | 11.9563 | 126.6821 | 342.8353 | 461.4395 | 2020 | 540.8684 | 477.4695 | 416.0484 | 227.7895 | 68.1695 | 0.78579 | 0 | 0 | 1.48 | 81.9821 | 283.5458 | 399.3553 | 2020 | 478.9421 | 421.2063 | 354.4074 | 171.0695 | 36.7374 | 0 | 0 | 0 | 0 | 46.2484 | 225.6037 | 337.1868 | 2020 | 417.2 | 365.1316 | 293.5416 | 119.1395 | 14.3632 | 0 | 0 | 0 | 0 | 21.4942 | 171.6884 | 275.2916 | 2020 | 356.1579 | 310.2674 | 235.0774 | 73.7242 | 4.0058 | 0 | 0 | 0 | 0 | 7.7158 | 122.5495 | 214.6332 |  | 2020 | 726.8684 | 646.2589 | 602.0216 | 407.7389 | 208.4574 | 66.5905 | 5.8353 | 13.7458 | 68.1242 | 237.7542 | 462.8216 | 585.4395
2001-02-01 | 2001 | 2 | -1.5679 | 603.9 | 0 | 547.9 | 0 | 491.9 | 0 | 435.9 | 0 | 379.9 | 0 | 323.9 | 0 | 267.9 | 0 |  | 2021 | 665.4654 | 590.4059 | 542.096 | 348.619 | 154.4739 | 33.2263 | 0.89774 | 2.7976 | 32.9933 | 176.8975 | 405.6603 | 520.6261 | 2021 | 603.4654 | 534.1653 | 480.096 | 288.3708 | 107.6975 | 9.8092 | 0.03188 | 0 | 11.4269 | 124.4614 | 345.6748 | 458.6261 | 2021 | 541.4654 | 477.9247 | 418.124 | 228.6675 | 67.6132 | 0.43015 | 0 | 0 | 1.0557 | 80.1628 | 286.4002 | 396.5291 | 2021 | 479.5328 | 421.6841 | 356.4876 | 171.7747 | 36.5747 | 0 | 0 | 0 | 0 | 44.8254 | 228.3959 | 334.3351 | 2021 | 417.79 | 365.6446 | 295.5989 | 119.6532 | 14.2792 | 0 | 0 | 0 | 0 | 20.5141 | 174.4197 | 272.4174 | 2021 | 356.7644 | 310.8719 | 237.1005 | 74.0756 | 3.9759 | 0 | 0 | 0 | 0 | 7.2173 | 125.0404 | 211.7577 |  | 2021 | 727.4654 | 646.6465 | 604.096 | 408.9036 | 206.8176 | 66.4711 | 5.052 | 13.7016 | 67.3013 | 235.2441 | 465.6603 | 582.6261
2001-03-01 | 2001 | 3 | 0.42581 | 606.8 | 0 | 544.8 | 0 | 482.8 | 0 | 420.8 | 0 | 358.8 | 0 | 296.8 | 0 | 234.8 | 0
2001-04-01 | 2001 | 4 | 7.3733 | 378.8 | 0 | 318.8 | 0 | 258.8 | 0 | 201.6 | 2.8 | 149.5 | 10.7 | 103 | 24.2 | 60 | 41.2 |  | 10-year | 663.14 | 586.25 | 518.29 | 338.79 | 157.91 | 33.91 | 1.52 | 2.26 | 41.98 | 191.17 | 384.19 | 537.65 | 10-year | 601.14 | 529.85 | 456.29 | 278.96 | 110 | 12.13 | 0.09 | 0.05 | 17.91 | 136.98 | 324.2 | 475.65 | 10-year | 539.14 | 473.45 | 394.32 | 220.24 | 68.61 | 2.73 | 0 | 0 | 5.21 | 90.66 | 264.88 | 413.65 | 10-year | 477.14 | 417.05 | 332.71 | 164.54 | 35.92 | 0.38 | 0 | 0 | 0.49 | 53.33 | 207.66 | 351.65 | 10-year | 415.27 | 360.76 | 272.31 | 113.89 | 14.26 | 0 | 0 | 0 | 0 | 26.12 | 154.68 | 290 | 10-year | 354 | 305.34 | 214.84 | 69.55 | 4 | 0 | 0 | 0 | 0 | 9.89 | 107.47 | 229.62 |  | 10-year | 725.14 | 642.65 | 580.29 | 398.79 | 211.23 | 66.31 | 9.01 | 12.55 | 78.43 | 250.09 | 444.19 | 599.65
2001-05-01 | 2001 | 5 | 13.4839 | 206.5 | 4.5 | 149.7 | 9.7 | 100.6 | 22.6 | 55 | 39 | 17.2 | 63.2 | 2.6 | 110.6 | 0 | 170
2001-06-01 | 2001 | 6 | 19.1933 | 64.7 | 40.5 | 35.4 | 71.2 | 16.7 | 112.5 | 5.7 | 161.5 | 0.7 | 216.5 | 0 | 275.8 | 0 | 335.8 |  | CDD18 | Jan | Feb | Mar | Apr | May | June | July | August | Sept | Oct | Nov | Dec | CDD16 | Jan | Feb | Mar | Apr | May | June | July | August | Sept | Oct | Nov | Dec | CDD14 | Jan | Feb | Mar | Apr | May | June | July | August | Sept | Oct | Nov | Dec | CDD12 | Jan | Feb | Mar | Apr | May | June | July | August | Sept | Oct | Nov | Dec | CDD10 | Jan | Feb | Mar | Apr | May | June | July | August | Sept | Oct | Nov | Dec | CDD8 | Jan | Feb | Mar | Apr | May | June | July | August | Sept | Oct | Nov | Dec |  | CDD20 | Jan | Feb | Mar | Apr | May | June | July | August | Sept | Oct | Nov | Dec
2001-07-01 | 2001 | 7 | 20.3194 | 31.5 | 41.4 | 6.5 | 78.4 | 0.9 | 134.8 | 0 | 195.9 | 0 | 257.9 | 0 | 319.9 | 0 | 381.9 |  | 1999 | 0 | 0 | 0 | 0 | 14.9 | 69.55 | 183.2 | 73.4 | 49.7 | 0.2 | 0 | 0 | 1999 | 0 | 0 | 0 | 0 | 25.8 | 111.35 | 245.1 | 129.9 | 90.3 | 3.8 | 0 | 0 | 1999 | 0 | 0 | 0.3 | 0 | 46.3 | 163.15 | 307.1 | 191.3 | 140.4 | 10.5 | 1.9 | 0 | 1999 | 0 | 0 | 2.3 | 0.7 | 82.8 | 221.65 | 369.1 | 253.3 | 196.3 | 24.7 | 4.4 | 0 | 1999 | 0 | 0 | 4.3 | 8.6 | 133.7 | 281.65 | 431.1 | 315.3 | 255.3 | 51.4 | 14.5 | 3.1 | 1999 | 0 | 0 | 8 | 27.1 | 195.5 | 341.65 | 493.1 | 377.3 | 315.3 | 91.6 | 37.4 | 9.1 |  | 1999 | 0 | 0 | 0 | 0 | 6.1 | 39.05 | 125.7 | 31.3 | 24.1 | 0 | 0 | 0
2001-08-01 | 2001 | 8 | 22.8194 | 3.6 | 91 | 0 | 149.4 | 0 | 211.4 | 0 | 273.4 | 0 | 335.4 | 0 | 397.4 | 0 | 459.4 |  | 2000 | 0 | 0 | 0 | 0 | 20.7 | 36.1 | 64.9 | 95.6 | 37.6 | 3.2 | 0 | 0 | 2000 | 0 | 0 | 0 | 0.6 | 34.8 | 75.1 | 123.6 | 152.3 | 64.3 | 9.9 | 0 | 0 | 2000 | 0 | 0 | 0 | 2.6 | 54.1 | 121.4 | 185.6 | 213.6 | 101.5 | 22.5 | 0.3 | 0 | 2000 | 0 | 0 | 0.3 | 4.6 | 80.6 | 171.8 | 247.6 | 275.6 | 147.6 | 49.7 | 2.4 | 0 | 2000 | 0 | 0 | 4 | 11.4 | 124 | 230.3 | 309.6 | 337.6 | 199.8 | 86.4 | 8.1 | 0 | 2000 | 0 | 2.1 | 11.3 | 27.7 | 178.6 | 290.3 | 371.6 | 399.6 | 256.3 | 131 | 18.9 | 0 |  | 2000 | 0 | 0 | 0 | 0 | 10.7 | 12.8 | 21.4 | 47.5 | 18.4 | 0.1 | 0 | 0
2001-09-01 | 2001 | 9 | 17.3167 | 100.8 | 20.3 | 56.9 | 36.4 | 30.4 | 69.9 | 13.4 | 112.9 | 5.4 | 164.9 | 1.2 | 220.7 | 0 | 279.5 |  | 2001 | 0 | 0 | 0 | 0 | 9.7 | 71.2 | 78.4 | 149.4 | 36.4 | 2.9 | 0 | 0 | 2001 | 0 | 0 | 0 | 0 | 22.6 | 112.5 | 134.8 | 211.4 | 69.9 | 10.6 | 0 | 0 | 2001 | 0 | 0 | 0 | 2.8 | 39 | 161.5 | 195.9 | 273.4 | 112.9 | 27.4 | 1.3 | 1 | 2001 | 0 | 0 | 0 | 10.7 | 63.2 | 216.5 | 257.9 | 335.4 | 164.9 | 52.3 | 7.7 | 3 | 2001 | 0 | 0 | 0 | 24.2 | 110.6 | 275.8 | 319.9 | 397.4 | 220.7 | 85.8 | 20 | 6.3 | 2001 | 0 | 0 | 0 | 41.2 | 170 | 335.8 | 381.9 | 459.4 | 279.5 | 125.8 | 44.9 | 13.4 |  | 2001 | 0 | 0 | 0 | 0 | 4.5 | 40.5 | 41.4 | 91 | 20.3 | 0.4 | 0 | 0
2001-10-01 | 2001 | 10 | 11.5645 | 261.9 | 0.4 | 202.4 | 2.9 | 148.1 | 10.6 | 102.9 | 27.4 | 65.8 | 52.3 | 37.3 | 85.8 | 15.3 | 125.8 |  | 2002 | 0 | 0 | 0 | 3.3 | 6 | 63.8 | 179.2 | 134.9 | 86.2 | 11.6 | 0 | 0 | 2002 | 0 | 0 | 0 | 5.9 | 12 | 98.4 | 240.2 | 196.9 | 134.8 | 17.6 | 0 | 0 | 2002 | 0 | 0 | 0 | 13.5 | 19.3 | 146.2 | 302.2 | 258.9 | 192.4 | 29.8 | 1.1 | 0 | 2002 | 0 | 0 | 0 | 25.5 | 38.5 | 200 | 364.2 | 320.9 | 252.4 | 49.4 | 5.5 | 0 | 2002 | 0 | 0 | 0 | 37.6 | 66.9 | 256.5 | 426.2 | 382.9 | 312.4 | 75.3 | 12.8 | 0 | 2002 | 0 | 1.6 | 0 | 55.3 | 101.8 | 316.3 | 488.2 | 444.9 | 372.4 | 107.3 | 22.4 | 0 |  | 2002 | 0 | 0 | 0 | 1.3 | 1.9 | 37.3 | 122.3 | 83.1 | 46.7 | 5.6 | 0 | 0
2001-11-01 | 2001 | 11 | 8.3633 | 349.1 | 0 | 289.1 | 0 | 229.1 | 0 | 170.4 | 1.3 | 116.8 | 7.7 | 69.1 | 20 | 34 | 44.9 |  | 2003 | 0 | 0 | 0 | 1.5 | 0 | 53.3 | 87.4 | 119 | 14.5 | 0 | 0 | 0 | 2003 | 0 | 0 | 0 | 4.9 | 1 | 83 | 146 | 179.6 | 53.3 | 0 | 0 | 0 | 2003 | 0 | 0 | 0 | 9.4 | 4 | 124 | 208 | 241.6 | 104.6 | 1.2 | 0 | 0 | 2003 | 0 | 0 | 0 | 15.4 | 16.8 | 170.1 | 270 | 303.6 | 160 | 9.4 | 1.2 | 0 | 2003 | 0 | 0 | 0 | 22.6 | 41.7 | 226 | 332 | 365.6 | 218.2 | 26.2 | 4.5 | 0 | 2003 | 0 | 0 | 3.8 | 36.9 | 85.9 | 285.2 | 394 | 427.6 | 278.2 | 54.8 | 15.7 | 0.2 |  | 2003 | 0 | 0 | 0 | 0 | 0 | 31.5 | 42.6 | 68.8 | 3.1 | 0 | 0 | 0
2001-12-01 | 2001 | 12 | 3.0323 | 526 | 0 | 464 | 0 | 402 | 0 | 341 | 1 | 281 | 3 | 222.3 | 6.3 | 167.4 | 13.4 |  | 2004 | 0 | 0 | 0 | 0.7 | 0.9 | 31.6 | 75 | 66 | 55.2 | 1.2 | 0 | 0 | 2004 | 0 | 0 | 0 | 3.1 | 5.1 | 64 | 133 | 123 | 101.4 | 5.9 | 0 | 0 | 2004 | 0 | 0 | 0 | 7.3 | 20.4 | 109.4 | 195 | 183.8 | 153.8 | 18.1 | 0 | 0 | 2004 | 0 | 0 | 2 | 14.2 | 48.2 | 164.8 | 257 | 245.8 | 212.4 | 35.2 | 0 | 0 | 2004 | 0 | 0 | 5.6 | 27.9 | 91.4 | 224 | 319 | 307.8 | 272.4 | 60.4 | 3.1 | 0 | 2004 | 1.4 | 0 | 11.7 | 44.1 | 143 | 284 | 381 | 369.8 | 332.4 | 100.5 | 15.7 | 0.3 |  | 2004 | 0 | 0 | 0 | 0 | 0 | 14.7 | 33.4 | 28.1 | 22.5 | 0 | 0 | 0
2002-01-01 | 2002 | 1 | 1.0129 | 588.6 | 0 | 526.6 | 0 | 464.6 | 0 | 402.6 | 0 | 340.6 | 0 | 278.6 | 0 | 216.6 | 0 |  | 2005 | 0 | 0 | 0 | 0 | 0 | 113.8 | 170.8 | 151.8 | 74.6 | 3.8 | 0 | 0 | 2005 | 0 | 0 | 0 | 0 | 3.9 | 161.9 | 231.3 | 213.8 | 126.7 | 11.8 | 0 | 0 | 2005 | 0 | 0 | 0 | 1.4 | 17.2 | 220.2 | 293.3 | 275.8 | 184.6 | 21.9 | 0.3 | 0 | 2005 | 0 | 0 | 0 | 4 | 38 | 280.2 | 355.3 | 337.8 | 244.6 | 42 | 7.7 | 0 | 2005 | 0 | 0 | 0 | 12.5 | 68.1 | 340.2 | 417.3 | 399.8 | 304.6 | 79.1 | 23.5 | 0 | 2005 | 1.7 | 0 | 1.6 | 26.1 | 112.2 | 400.2 | 479.3 | 461.8 | 364.6 | 123.1 | 50.9 | 0 |  | 2005 | 0 | 0 | 0 | 0 | 0 | 73.7 | 113 | 92.9 | 32.9 | 1.1 | 0 | 0
2002-02-01 | 2002 | 2 | -0.017857 | 560.5 | 0 | 504.5 | 0 | 448.5 | 0 | 392.5 | 0 | 336.5 | 0 | 280.5 | 0 | 226.1 | 1.6 |  | 2006 | 0 | 0 | 0 | 0 | 19 | 63.7 | 150.8 | 106.3 | 13.6 | 0 | 0 | 0 | 2006 | 0 | 0 | 0 | 0 | 26.9 | 111.1 | 212 | 166.4 | 40.9 | 1.5 | 0 | 0 | 2006 | 0 | 0 | 0 | 0.1 | 45 | 165.2 | 274 | 228.4 | 83.8 | 9.3 | 0 | 0 | 2006 | 0 | 0 | 0 | 2.4 | 71 | 224.5 | 336 | 290.4 | 136 | 26.3 | 0 | 0 | 2006 | 0 | 0 | 2 | 10.8 | 113.5 | 284.5 | 398 | 352.4 | 194.5 | 50 | 3 | 0 | 2006 | 0 | 0 | 7 | 28.3 | 170.3 | 344.5 | 460 | 414.4 | 254.5 | 82.6 | 14.9 | 1.5 |  | 2006 | 0 | 0 | 0 | 0 | 13 | 32.9 | 97.6 | 56.8 | 2.5 | 0 | 0 | 0
2002-03-01 | 2002 | 3 | 1.5097 | 573.2 | 0 | 511.2 | 0 | 449.2 | 0 | 387.2 | 0 | 325.2 | 0 | 263.2 | 0 | 201.2 | 0 |  | 2007 | 0 | 0 | 0 | 0 | 14.6 | 94.1 | 85.7 | 132.1 | 53 | 22.1 | 0 | 0 | 2007 | 0 | 0 | 0 | 1.6 | 27.9 | 144 | 146.1 | 191.5 | 94.2 | 43.1 | 0 | 0 | 2007 | 0 | 0 | 0 | 5.9 | 49.3 | 200.5 | 208.1 | 253.5 | 147.2 | 68.9 | 0 | 0 | 2007 | 0 | 0 | 0 | 13.7 | 77.8 | 260.5 | 270.1 | 315.5 | 204.6 | 106.2 | 1.4 | 0 | 2007 | 0 | 0 | 1.3 | 26.2 | 115.3 | 320.5 | 332.1 | 377.5 | 263.9 | 156.4 | 3.7 | 0 | 2007 | 1.3 | 0 | 6.5 | 44.6 | 166.9 | 380.5 | 394.1 | 439.5 | 323.9 | 214.8 | 12.3 | 0 |  | 2007 | 0 | 0 | 0 | 0 | 6.2 | 53.7 | 40 | 81.3 | 25.7 | 7.5 | 0 | 0
2002-04-01 | 2002 | 4 | 7.25 | 383.8 | 1.3 | 325.8 | 3.3 | 268.4 | 5.9 | 216 | 13.5 | 168 | 25.5 | 120.1 | 37.6 | 77.8 | 55.3 |  | 2008 | 0 | 0 | 0 | 0 | 2.5 | 67.7 | 114.7 | 71.3 | 34.6 | 1.1 | 0 | 0 | 2008 | 0 | 0 | 0 | 0 | 7 | 109.8 | 174.4 | 126.2 | 66.7 | 3.2 | 0 | 0 | 2008 | 0 | 0 | 0 | 0 | 16.2 | 157.7 | 236.4 | 187.2 | 118 | 8.5 | 1.3 | 0 | 2008 | 2.8 | 0 | 0 | 4.5 | 38.3 | 215.5 | 298.4 | 249.2 | 178 | 23.8 | 3.3 | 0 | 2008 | 6.8 | 0 | 0 | 17.1 | 74.7 | 275.5 | 360.4 | 311.2 | 238 | 52.7 | 10.9 | 0 | 2008 | 10.8 | 0 | 0 | 40.5 | 126.7 | 335.5 | 422.4 | 373.2 | 298 | 96.8 | 22.7 | 1.5 |  | 2008 | 0 | 0 | 0 | 0 | 0 | 32.7 | 63.6 | 32.1 | 15.8 | 0 | 0 | 0
2002-05-01 | 2002 | 5 | 10.8484 | 285.6 | 1.9 | 227.7 | 6 | 171.7 | 12 | 117 | 19.3 | 74.2 | 38.5 | 40.6 | 66.9 | 13.5 | 101.8 |  | 2009 | 0 | 0 | 0 | 0 | 5.4 | 42.5 | 47.8 | 107 | 25.9 | 0 | 0 | 0 | 2009 | 0 | 0 | 0 | 1.1 | 12.7 | 72.8 | 100.4 | 164.2 | 62.4 | 0 | 0 | 0 | 2009 | 0 | 0 | 0 | 5 | 26 | 112.6 | 162.3 | 226.2 | 111.2 | 0.9 | 0 | 0 | 2009 | 0 | 0 | 0 | 11.9 | 53.7 | 164.2 | 224.3 | 288.2 | 167.8 | 9.6 | 1.5 | 0 | 2009 | 0 | 0 | 0.9 | 24.7 | 92.5 | 223.3 | 286.3 | 350.2 | 225.8 | 35.6 | 5.4 | 0 | 2009 | 0 | 0 | 4.5 | 39.5 | 147.4 | 283.3 | 348.3 | 412.2 | 285.4 | 76.8 | 16.4 | 0.3 |  | 2009 | 0 | 0 | 0 | 0 | 1.3 | 19.6 | 16.6 | 59.5 | 6.5 | 0 | 0 | 0
2002-06-01 | 2002 | 6 | 18.5433 | 81 | 37.3 | 47.5 | 63.8 | 22.1 | 98.4 | 9.9 | 146.2 | 3.7 | 200 | 0.2 | 256.5 | 0 | 316.3 |  | 2010 | 0 | 0 | 0 | 0 | 24.8 | 61.4 | 168.4 | 145.7 | 36.1 | 0.2 | 0 | 0 | 2010 | 0 | 0 | 0 | 0 | 46.8 | 105 | 229.8 | 207.7 | 56.8 | 3.4 | 0 | 0 | 2010 | 0 | 0 | 0 | 1.4 | 76.9 | 161.1 | 291.8 | 269.7 | 94.4 | 13.5 | 0 | 0 | 2010 | 0 | 0 | 0 | 9.6 | 115.5 | 221.1 | 353.8 | 331.7 | 148.7 | 30.5 | 0.6 | 0 | 2010 | 0 | 0 | 2.3 | 30.9 | 161 | 281.1 | 415.8 | 393.7 | 208.6 | 64.3 | 2.9 | 0 | 2010 | 0 | 0 | 10.5 | 62.5 | 209 | 341.1 | 477.8 | 455.7 | 268.6 | 116.2 | 8.9 | 0.3 |  | 2010 | 0 | 0 | 0 | 0 | 9.6 | 28.7 | 112 | 89.8 | 22.5 | 0 | 0 | 0
2002-07-01 | 2002 | 7 | 23.7484 | 6.1 | 122.3 | 1 | 179.2 | 0 | 240.2 | 0 | 302.2 | 0 | 364.2 | 0 | 426.2 | 0 | 488.2 |  | 2011 | 0 | 0 | 0 | 0 | 4.7 | 42 | 189.9 | 118.4 | 30.1 | 4.7 | 0 | 0 | 2011 | 0 | 0 | 0 | 0 | 9.8 | 86.4 | 251.9 | 180.4 | 65 | 11.6 | 0 | 0 | 2011 | 0 | 0 | 0 | 0 | 22.7 | 139.9 | 313.9 | 242.4 | 114.2 | 27.4 | 1 | 0 | 2011 | 0 | 0 | 0 | 1.8 | 41.4 | 199.6 | 375.9 | 304.4 | 168.9 | 48.3 | 8.7 | 0 | 2011 | 0 | 0 | 0 | 10.1 | 73.8 | 259.6 | 437.9 | 366.4 | 228.5 | 79.8 | 23.6 | 0.1 | 2011 | 0 | 0 | 2.3 | 20.1 | 126.3 | 319.6 | 499.9 | 428.4 | 288.5 | 124.4 | 51.6 | 2.6 |  | 2011 | 0 | 0 | 0 | 0 | 2.7 | 12.8 | 130.5 | 63.5 | 11.6 | 0.9 | 0 | 0
2002-08-01 | 2002 | 8 | 22.3516 | 10.2 | 83.1 | 0 | 134.9 | 0 | 196.9 | 0 | 258.9 | 0 | 320.9 | 0 | 382.9 | 0 | 444.9 |  | 2012 | 0 | 0 | 0 | 0 | 23.2 | 101.7 | 193 | 130.8 | 40 | 0.5 | 0 | 0 | 2012 | 0 | 0 | 0 | 0 | 46.2 | 147 | 255 | 192.8 | 69.9 | 3.8 | 0 | 0 | 2012 | 0 | 0 | 0.3 | 2.4 | 77.3 | 200.1 | 317 | 254.8 | 112.9 | 11.9 | 0 | 0 | 2012 | 0 | 0 | 2.4 | 10 | 119.6 | 259 | 379 | 316.8 | 162.5 | 29.9 | 1.9 | 0 | 2012 | 0 | 0 | 12.4 | 19.3 | 172.1 | 319 | 441 | 378.8 | 221.6 | 55 | 6.1 | 1.9 | 2012 | 0 | 0 | 34.6 | 33.8 | 232.2 | 379 | 503 | 440.8 | 281.6 | 96.5 | 12.1 | 4.4 |  | 2012 | 0 | 0 | 0 | 0 | 12.2 | 63.2 | 131 | 71.5 | 18.9 | 0 | 0 | 0
2002-09-01 | 2002 | 9 | 20.4133 | 34.3 | 46.7 | 13.8 | 86.2 | 2.4 | 134.8 | 0 | 192.4 | 0 | 252.4 | 0 | 312.4 | 0 | 372.4 |  | 2013 | 0 | 0 | 0 | 0 | 16.2 | 55.6 | 131.6 | 91.6 | 30 | 3.1 | 0 | 0 | 2013 | 0 | 0 | 0 | 0 | 26.6 | 89.8 | 192.9 | 151 | 57.1 | 9.7 | 0 | 0 | 2013 | 0 | 0 | 0 | 1.6 | 43.3 | 137.6 | 254.9 | 213 | 95.4 | 26.6 | 0 | 0 | 2013 | 0 | 0 | 0 | 4.4 | 68.9 | 192.1 | 316.9 | 275 | 144.9 | 57.9 | 2.9 | 0 | 2013 | 1.1 | 0 | 0 | 10.8 | 113.4 | 252 | 378.9 | 337 | 203 | 97.9 | 8.9 | 0 | 2013 | 6.4 | 0 | 1.4 | 25.6 | 168.2 | 312 | 440.9 | 399 | 263 | 141.2 | 18.3 | 0 |  | 2013 | 0 | 0 | 0 | 0 | 8.7 | 31.4 | 83.4 | 43.7 | 13.8 | 0 | 0 | 0
2002-10-01 | 2002 | 10 | 10.429 | 302.3 | 5.6 | 246.3 | 11.6 | 190.3 | 17.6 | 140.5 | 29.8 | 98.1 | 49.4 | 62 | 75.3 | 32 | 107.3 |  | 2014 | 0 | 0 | 0 | 0 | 10 | 46.6 | 66 | 72.5 | 34.5 | 2.2 | 0 | 0 | 2014 | 0 | 0 | 0 | 0 | 18.2 | 86.1 | 119.5 | 126.7 | 64.6 | 6.4 | 0 | 0 | 2014 | 0 | 0 | 0 | 0 | 35.8 | 137.3 | 180.6 | 188.2 | 108.9 | 19.9 | 0 | 0 | 2014 | 0 | 0 | 0 | 1.6 | 60.6 | 195.4 | 242.6 | 250.2 | 159.2 | 41.7 | 0.1 | 0 | 2014 | 0 | 0 | 0 | 7.6 | 98.3 | 255.4 | 304.6 | 312.2 | 218.6 | 71.2 | 5.6 | 0 | 2014 | 0 | 0 | 0 | 18 | 152 | 315.4 | 366.6 | 374.2 | 278.6 | 118.9 | 14.9 | 0 |  | 2014 | 0 | 0 | 0 | 0 | 4 | 20.8 | 31.2 | 31.5 | 18.4 | 0 | 0 | 0
2002-11-01 | 2002 | 11 | 4.68 | 459.6 | 0 | 399.6 | 0 | 339.6 | 0 | 280.7 | 1.1 | 225.1 | 5.5 | 172.4 | 12.8 | 122 | 22.4 |  | 2015 | 0 | 0 | 0 | 0 | 16.5 | 27.9 | 125.3 | 88.5 | 83.5 | 1.2 | 0 | 0 | 2015 | 0 | 0 | 0 | 0 | 35.1 | 56.3 | 182.9 | 148.7 | 128.1 | 4.3 | 0.1 | 0 | 2015 | 0 | 0 | 0 | 1.6 | 60.8 | 98 | 244.9 | 210.7 | 181 | 14.4 | 4 | 0 | 2015 | 0 | 0 | 0 | 7.8 | 96.9 | 150.1 | 306.9 | 272.7 | 240.9 | 39 | 11.9 | 0 | 2015 | 0 | 0 | 0 | 20.6 | 145.2 | 206.6 | 368.9 | 334.7 | 300.9 | 76.1 | 29.1 | 1.5 | 2015 | 0 | 0 | 0 | 39.8 | 203.1 | 266.6 | 430.9 | 396.7 | 360.9 | 122.5 | 55.7 | 12.4 |  | 2015 | 0 | 0 | 0 | 0 | 6.1 | 8 | 76.5 | 45.1 | 51 | 0 | 0 | 0
2002-12-01 | 2002 | 12 | -0.36774 | 631.4 | 0 | 569.4 | 0 | 507.4 | 0 | 445.4 | 0 | 383.4 | 0 | 321.4 | 0 | 259.4 | 0 |  | 2016 | 0 | 0 | 0 | 0 | 28.1 | 68.1 | 152.6 | 177.8 | 76.4 | 8.1 | 0 | 0 | 2016 | 0 | 0 | 0 | 0.8 | 47.7 | 110.1 | 214.5 | 239.8 | 124.7 | 24.8 | 0 | 0 | 2016 | 0 | 0 | 0 | 2.8 | 70.6 | 163.6 | 276.5 | 301.8 | 181 | 52.7 | 1.9 | 0 | 2016 | 0 | 0 | 1.8 | 5.9 | 99.9 | 221.6 | 338.5 | 363.8 | 240.9 | 87.6 | 8.4 | 0 | 2016 | 0 | 0.2 | 5.3 | 11.7 | 137.3 | 281.6 | 400.5 | 425.8 | 300.9 | 126.1 | 23.1 | 0 | 2016 | 0 | 2.9 | 13.1 | 22.7 | 186.5 | 341.6 | 462.5 | 487.8 | 360.9 | 172.3 | 52.9 | 0 |  | 2016 | 0 | 0 | 0 | 0 | 13.6 | 34.6 | 95.8 | 115.9 | 42.8 | 1.8 | 0 | 0
2003-01-01 | 2003 | 1 | -6.5484 | 823 | 0 | 761 | 0 | 699 | 0 | 637 | 0 | 575 | 0 | 513 | 0 | 451 | 0 |  | 2017 | 0 | 0 | 0 | 0 | 7.8 | 68.4 | 113.5 | 85.4 | 60 | 9.7 | 0 | 0 | 2017 | 0 | 0 | 0 | 0.9 | 17.3 | 108 | 175.5 | 140.2 | 96.9 | 33.6 | 0 | 0 | 2017 | 0 | 0 | 0 | 4.7 | 29.9 | 159.1 | 237.5 | 202.2 | 142.4 | 67.9 | 0 | 0 | 2017 | 0 | 0 | 0 | 15 | 51.2 | 219.1 | 299.5 | 264.2 | 199.3 | 108.7 | 0.2 | 0 | 2017 | 0 | 0.5 | 0.2 | 33.7 | 81 | 279.1 | 361.5 | 326.2 | 258.3 | 156.7 | 3.9 | 0 | 2017 | 0 | 2.6 | 3.5 | 57.4 | 124.1 | 339.1 | 423.5 | 388.2 | 318.3 | 208.5 | 11.1 | 0 |  | 2017 | 0 | 0 | 0 | 0 | 3.9 | 36.5 | 56.9 | 42.8 | 30.5 | 2.2 | 0 | 0
2003-02-01 | 2003 | 2 | -5.2143 | 706 | 0 | 650 | 0 | 594 | 0 | 538 | 0 | 482 | 0 | 426 | 0 | 370 | 0 |  | 2018 | 0 | 0 | 0 | 0 | 28.2 | 57.8 | 164.2 | 165.1 | 71.2 | 9.5 | 0 | 0 | 2018 | 0 | 0 | 0 | 0 | 48.5 | 95.9 | 226.2 | 225.8 | 114.7 | 16.2 | 0 | 0 | 2018 | 0 | 0 | 0 | 0 | 75 | 151.5 | 288.2 | 287.8 | 165.4 | 28.7 | 0 | 0 | 2018 | 0 | 0 | 0 | 0 | 111.7 | 210.9 | 350.2 | 349.8 | 223.4 | 46.2 | 0 | 0 | 2018 | 0.2 | 0.4 | 0 | 1.5 | 155.4 | 270.9 | 412.2 | 411.8 | 283.4 | 70.2 | 1.7 | 0 | 2018 | 2.2 | 3.4 | 0 | 8.2 | 211.2 | 330.9 | 474.2 | 473.8 | 343.4 | 102.6 | 5.5 | 0 |  | 2018 | 0 | 0 | 0 | 0 | 12.3 | 35.5 | 102.7 | 107.6 | 40.6 | 5.5 | 0 | 0
2003-03-01 | 2003 | 3 | -0.20323 | 626.3 | 0 | 564.3 | 0 | 502.3 | 0 | 440.3 | 0 | 378.3 | 0 | 316.3 | 0 | 258.1 | 3.8 |  | 2019 | 0 | 0 | 0 | 0 | 0.4 | 34.1 | 152.6 | 102.7 | 35.4 | 4.9 | 0 | 0 | 2019 | 0 | 0 | 0 | 0 | 4.6 | 61.2 | 214.6 | 163.3 | 78.7 | 8.4 | 0 | 0 | 2019 | 0 | 0 | 0 | 0 | 14.6 | 103.6 | 276.6 | 225.3 | 133.9 | 16 | 0 | 0 | 2019 | 0 | 0 | 0 | 1.4 | 34.3 | 159.4 | 338.6 | 287.3 | 193.6 | 35.9 | 0 | 0 | 2019 | 0 | 0 | 0 | 4.8 | 65.9 | 219.2 | 400.6 | 349.3 | 253.6 | 76.3 | 0 | 0 | 2019 | 0 | 2 | 0.1 | 19.5 | 108.2 | 279.2 | 462.6 | 411.3 | 313.6 | 128.2 | 1.8 | 0 |  | 2019 | 0 | 0 | 0 | 0 | 0 | 16.1 | 92 | 50 | 11.6 | 2.9 | 0 | 0
2003-04-01 | 2003 | 4 | 5.29 | 441.3 | 0 | 382.8 | 1.5 | 326.2 | 4.9 | 270.7 | 9.4 | 216.7 | 15.4 | 163.9 | 22.6 | 118.2 | 36.9 |  | 2020 | 0 | 0 | 0 | 0 | 16.9253 | 54.3321 | 152.0011 | 115.8168 | 54.0063 | 5.5389 | 0 | 0 | 2020 | 0 | 0 | 0 | 0 | 31.7642 | 91.1121 | 213.0053 | 175.0021 | 92.3253 | 14.8616 | 0.013684 | 0 | 2020 | 0 | 0 | 0.026842 | 0 | 53.2642 | 141.6447 | 274.9679 | 237.0295 | 141.8489 | 32.1616 | 0.72421 | 0 | 2020 | 0.073684 | 0 | 0.38579 | 3.2416 | 83.8321 | 200.6768 | 336.9679 | 299.0295 | 199.1668 | 58.4279 | 2.7821 | 0 | 2020 | 0.33158 | 0.18842 | 1.52 | 11.3116 | 123.4579 | 260.8032 | 398.9679 | 361.0295 | 259.7547 | 95.6737 | 8.8668 | 0 | 2020 | 1.2895 | 1.5874 | 5.0558 | 25.8963 | 175.1005 | 320.8589 | 460.9679 | 423.0295 | 320.1889 | 143.8953 | 19.7279 | 1.1937 |  | 2020 | 0 | 0 | 0 | 0 | 7.5521 | 27.4495 | 94.8032 | 64.7753 | 28.4932 | 1.9337 | 0 | 0
2003-05-01 | 2003 | 5 | 10.5677 | 292.4 | 0 | 230.4 | 0 | 169.4 | 1 | 110.4 | 4 | 61.2 | 16.8 | 24.1 | 41.7 | 6.3 | 85.9 |  | 2021 | 0 | 0 | 0 | 0 | 17.4005 | 53.7856 | 154.5164 | 115.838 | 54.7269 | 5.6379 | 0 | 0 | 2021 | 0 | 0 | 0 | 0 | 32.6241 | 90.3685 | 215.6505 | 174.9942 | 93.1605 | 15.2017 | 0.014511 | 0 | 2021 | 0 | 0 | 0.02797 | 0 | 54.5398 | 140.9895 | 277.6186 | 237.0404 | 142.7893 | 32.9032 | 0.73985 | 0 | 2021 | 0.067368 | 0 | 0.39158 | 2.7674 | 85.5014 | 200.2823 | 339.6186 | 299.0404 | 200.2751 | 59.5658 | 2.7356 | 0 | 2021 | 0.32459 | 0.20113 | 1.5029 | 10.646 | 125.2058 | 260.4935 | 401.6186 | 361.0404 | 261.028 | 97.2545 | 8.7594 | 0 | 2021 | 1.2989 | 1.669 | 5.0044 | 25.0683 | 176.9025 | 320.5593 | 463.6186 | 423.0404 | 321.5279 | 145.9577 | 19.3801 | 1.1317 |  | 2021 | 0 | 0 | 0 | 0 | 7.7442 | 27.0304 | 96.6706 | 64.742 | 29.0349 | 1.9845 | 0 | 0
2003-06-01 | 2003 | 6 | 17.5067 | 106.3 | 31.5 | 68.1 | 53.3 | 37.8 | 83 | 18.8 | 124 | 4.9 | 170.1 | 0.8 | 226 | 0 | 285.2
2003-07-01 | 2003 | 7 | 20.7097 | 20.6 | 42.6 | 3.4 | 87.4 | 0 | 146 | 0 | 208 | 0 | 270 | 0 | 332 | 0 | 394 |  | 10-year | 0 | 0 | 0 | 0 | 15.99 | 56.36 | 145.71 | 117.85 | 49.72 | 4.41 | 0 | 0 | 10-year | 0 | 0 | 0 | 0.17 | 30.08 | 94.58 | 206.28 | 177.64 | 85.65 | 12.22 | 0.01 | 0 | 10-year | 0 | 0 | 0.03 | 1.45 | 50.69 | 145.18 | 268.19 | 239.59 | 132.95 | 27.9 | 0.69 | 0 | 10-year | 0 | 0 | 0.42 | 5.75 | 80 | 202.83 | 330.19 | 301.59 | 188.23 | 52.57 | 3.47 | 0 | 10-year | 0.13 | 0.11 | 2.02 | 15.1 | 120.34 | 262.45 | 392.19 | 363.59 | 247.74 | 87.36 | 10.49 | 0.35 | 10-year | 0.86 | 1.09 | 6.55 | 30.76 | 172.08 | 322.45 | 454.19 | 425.59 | 307.74 | 133.13 | 23.28 | 1.97 |  | 10-year | 0 | 0 | 0 | 0 | 7.31 | 28.76 | 91.2 | 66.14 | 26.17 | 1.33 | 0 | 0
2003-08-01 | 2003 | 8 | 21.7935 | 13.2 | 68.8 | 1.4 | 119 | 0 | 179.6 | 0 | 241.6 | 0 | 303.6 | 0 | 365.6 | 0 | 427.6
2003-09-01 | 2003 | 9 | 17.2733 | 84.9 | 3.1 | 36.3 | 14.5 | 15.1 | 53.3 | 6.4 | 104.6 | 1.8 | 160 | 0 | 218.2 | 0 | 278.2
2003-10-01 | 2003 | 10 | 9.1032 | 337.8 | 0 | 275.8 | 0 | 213.8 | 0 | 153 | 1.2 | 99.2 | 9.4 | 54 | 26.2 | 20.6 | 54.8 |  | 10 Year Average | May: 20 Year Trend (2021) | 10 Year Average |  |  |  |  | 20 Year Trend (2021) | [7 empty] | 10 Year Average |  |  |  |  | 20 Year Trend (2021) | [7 empty] | 10 Year Average |  |  |  |  | 20 Year Trend (2021) | [7 empty] | 10 Year Average |  |  |  |  | 20 Year Trend (2021) | [7 empty] | 10 Year Average |  |  |  |  | 20 Year Trend (2021) | [8 empty] | 10 Year Average |  |  |  |  | 20 Year Trend (2021)
2003-11-01 | 2003 | 11 | 6.1 | 417 | 0 | 357 | 0 | 297 | 0 | 237 | 0 | 178.2 | 1.2 | 121.5 | 4.5 | 72.7 | 15.7 |  |  | Feb: HDD18; Mar: CDD18; July: HDD18; August: CDD18 |  |  | HDD16 | CDD16 |  |  |  | HDD16 | CDD16 | [6 empty] | HDD14 | CDD14 |  |  |  | HDD14 | CDD14 | [6 empty] | HDD12 | CDD12 |  |  |  | HDD12 | CDD12 | [6 empty] | HDD10 | CDD10 |  |  |  | HDD10 | CDD10 | [6 empty] | HDD8 | CDD8 |  |  |  | HDD8 | CDD8 | [7 empty] | HDD20 | CDD20 |  |  |  | HDD20 | CDD20
2003-12-01 | 2003 | 12 | 1.3613 | 577.8 | 0 | 515.8 | 0 | 453.8 | 0 | 391.8 | 0 | 329.8 | 0 | 267.8 | 0 | 206 | 0.2 |  | Burlington Pier | Jan: January; Feb: 663.14; Mar: 0; May: Burlington Pier; June: January; July: 665.4654; August: 0 | Burlington Pier | January | 601.14 | 0 |  | Burlington Pier | January | 603.4654 | 0 |  |  |  |  | Burlington Pier | January | 539.14 | 0 |  | Burlington Pier | January | 541.4654 | 0 |  |  |  |  | Burlington Pier | January | 477.14 | 0 |  | Burlington Pier | January | 479.5328 | 0.067368 |  |  |  |  | Burlington Pier | January | 415.27 | 0.13 |  | Burlington Pier | January | 417.79 | 0.32459 |  |  |  |  | Burlington Pier | January | 354 | 0.86 |  | Burlington Pier | January | 356.7644 | 1.2989 | [5 empty] | Burlington Pier | January | 725.14 | 0 |  | Burlington Pier | January | 727.4654 | 0
2004-01-01 | 2004 | 1 | -7.2935 | 846.1 | 0 | 784.1 | 0 | 722.1 | 0 | 660.1 | 0 | 598.1 | 0 | 536.1 | 0 | 475.5 | 1.4 |  | Burlington Pier | Jan: February; Feb: 586.25; Mar: 0; May: Burlington Pier; June: February; July: 590.4059; August: 0 | Burlington Pier | February | 529.85 | 0 |  | Burlington Pier | February | 534.1653 | 0 |  |  |  |  | Burlington Pier | February | 473.45 | 0 |  | Burlington Pier | February | 477.9247 | 0 |  |  |  |  | Burlington Pier | February | 417.05 | 0 |  | Burlington Pier | February | 421.6841 | 0 |  |  |  |  | Burlington Pier | February | 360.76 | 0.11 |  | Burlington Pier | February | 365.6446 | 0.20113 |  |  |  |  | Burlington Pier | February | 305.34 | 1.09 |  | Burlington Pier | February | 310.8719 | 1.669 | [5 empty] | Burlington Pier | February | 642.65 | 0 |  | Burlington Pier | February | 646.6465 | 0
2004-02-01 | 2004 | 2 | -1.8241 | 632.9 | 0 | 574.9 | 0 | 516.9 | 0 | 458.9 | 0 | 400.9 | 0 | 342.9 | 0 | 284.9 | 0 |  | Burlington Pier | Jan: March; Feb: 518.29; Mar: 0; May: Burlington Pier; June: March; July: 542.096; August: 0 | Burlington Pier | March | 456.29 | 0 |  | Burlington Pier | March | 480.096 | 0 |  |  |  |  | Burlington Pier | March | 394.32 | 0.03 |  | Burlington Pier | March | 418.124 | 0.02797 |  |  |  |  | Burlington Pier | March | 332.71 | 0.42 |  | Burlington Pier | March | 356.4876 | 0.39158 |  |  |  |  | Burlington Pier | March | 272.31 | 2.02 |  | Burlington Pier | March | 295.5989 | 1.5029 |  |  |  |  | Burlington Pier | March | 214.84 | 6.55 |  | Burlington Pier | March | 237.1005 | 5.0044 | [5 empty] | Burlington Pier | March | 580.29 | 0 |  | Burlington Pier | March | 604.096 | 0
2004-03-01 | 2004 | 3 | 2.6419 | 538.1 | 0 | 476.1 | 0 | 414.1 | 0 | 352.1 | 0 | 292.1 | 2 | 233.7 | 5.6 | 177.8 | 11.7 |  | Burlington Pier | Jan: April; Feb: 338.79; Mar: 0; May: Burlington Pier; June: April; July: 348.619; August: 0 | Burlington Pier | April | 278.96 | 0.17 |  | Burlington Pier | April | 288.3708 | 0 |  |  |  |  | Burlington Pier | April | 220.24 | 1.45 |  | Burlington Pier | April | 228.6675 | 0 |  |  |  |  | Burlington Pier | April | 164.54 | 5.75 |  | Burlington Pier | April | 171.7747 | 2.7674 |  |  |  |  | Burlington Pier | April | 113.89 | 15.1 |  | Burlington Pier | April | 119.6532 | 10.646 |  |  |  |  | Burlington Pier | April | 69.55 | 30.76 |  | Burlington Pier | April | 74.0756 | 25.0683 | [5 empty] | Burlington Pier | April | 398.79 | 0 |  | Burlington Pier | April | 408.9036 | 0
2004-04-01 | 2004 | 4 | 6.9367 | 391.9 | 0 | 332.6 | 0.7 | 275 | 3.1 | 219.2 | 7.3 | 166.1 | 14.2 | 119.8 | 27.9 | 76 | 44.1 |  | Burlington Pier | Jan: May; Feb: 157.91; Mar: 15.99; May: Burlington Pier; June: May; July: 154.4739; August: 17.4005 | Burlington Pier | May | 110 | 30.08 |  | Burlington Pier | May | 107.6975 | 32.6241 |  |  |  |  | Burlington Pier | May | 68.61 | 50.69 |  | Burlington Pier | May | 67.6132 | 54.5398 |  |  |  |  | Burlington Pier | May | 35.92 | 80 |  | Burlington Pier | May | 36.5747 | 85.5014 |  |  |  |  | Burlington Pier | May | 14.26 | 120.34 |  | Burlington Pier | May | 14.2792 | 125.2058 |  |  |  |  | Burlington Pier | May | 4 | 172.08 |  | Burlington Pier | May | 3.9759 | 176.9025 | [5 empty] | Burlington Pier | May | 211.23 | 7.31 |  | Burlington Pier | May | 206.8176 | 7.7442
2004-05-01 | 2004 | 5 | 12.4323 | 234.6 | 0 | 173.5 | 0.9 | 115.7 | 5.1 | 69 | 20.4 | 34.8 | 48.2 | 16 | 91.4 | 5.6 | 143 |  | Burlington Pier | Jan: June; Feb: 33.91; Mar: 56.36; May: Burlington Pier; June: June; July: 33.2263; August: 53.7856 | Burlington Pier | June | 12.13 | 94.58 |  | Burlington Pier | June | 9.8092 | 90.3685 |  |  |  |  | Burlington Pier | June | 2.73 | 145.18 |  | Burlington Pier | June | 0.43015 | 140.9895 |  |  |  |  | Burlington Pier | June | 0.38 | 202.83 |  | Burlington Pier | June | 0 | 200.2823 |  |  |  |  | Burlington Pier | June | 0 | 262.45 |  | Burlington Pier | June | 0 | 260.4935 |  |  |  |  | Burlington Pier | June | 0 | 322.45 |  | Burlington Pier | June | 0 | 320.5593 | [5 empty] | Burlington Pier | June | 66.31 | 28.76 |  | Burlington Pier | June | 66.4711 | 27.0304
2004-06-01 | 2004 | 6 | 17.4667 | 90.7 | 14.7 | 47.6 | 31.6 | 20 | 64 | 5.4 | 109.4 | 0.8 | 164.8 | 0 | 224 | 0 | 284 |  | Burlington Pier | Jan: July; Feb: 1.52; Mar: 145.71; May: Burlington Pier; June: July; July: 0.89774; August: 154.5164 | Burlington Pier | July | 0.09 | 206.28 |  | Burlington Pier | July | 0.03188 | 215.6505 |  |  |  |  | Burlington Pier | July | 0 | 268.19 |  | Burlington Pier | July | 0 | 277.6186 |  |  |  |  | Burlington Pier | July | 0 | 330.19 |  | Burlington Pier | July | 0 | 339.6186 |  |  |  |  | Burlington Pier | July | 0 | 392.19 |  | Burlington Pier | July | 0 | 401.6186 |  |  |  |  | Burlington Pier | July | 0 | 454.19 |  | Burlington Pier | July | 0 | 463.6186 | [5 empty] | Burlington Pier | July | 9.01 | 91.2 |  | Burlington Pier | July | 5.052 | 96.6706
2004-07-01 | 2004 | 7 | 20.2903 | 24.4 | 33.4 | 4 | 75 | 0 | 133 | 0 | 195 | 0 | 257 | 0 | 319 | 0 | 381 |  | Burlington Pier | Jan: August; Feb: 2.26; Mar: 117.85; May: Burlington Pier; June: August; July: 2.7976; August: 115.838 | Burlington Pier | August | 0.05 | 177.64 |  | Burlington Pier | August | 0 | 174.9942 |  |  |  |  | Burlington Pier | August | 0 | 239.59 |  | Burlington Pier | August | 0 | 237.0404 |  |  |  |  | Burlington Pier | August | 0 | 301.59 |  | Burlington Pier | August | 0 | 299.0404 |  |  |  |  | Burlington Pier | August | 0 | 363.59 |  | Burlington Pier | August | 0 | 361.0404 |  |  |  |  | Burlington Pier | August | 0 | 425.59 |  | Burlington Pier | August | 0 | 423.0404 | [5 empty] | Burlington Pier | August | 12.55 | 66.14 |  | Burlington Pier | August | 13.7016 | 64.742
2004-08-01 | 2004 | 8 | 19.929 | 30.3 | 28.1 | 6.2 | 66 | 1.2 | 123 | 0 | 183.8 | 0 | 245.8 | 0 | 307.8 | 0 | 369.8 |  | Burlington Pier | Jan: September; Feb: 41.98; Mar: 49.72; May: Burlington Pier; June: September; July: 32.9933; August: 54.7269 | Burlington Pier | September | 17.91 | 85.65 |  | Burlington Pier | September | 11.4269 | 93.1605 |  |  |  |  | Burlington Pier | September | 5.21 | 132.95 |  | Burlington Pier | September | 1.0557 | 142.7893 |  |  |  |  | Burlington Pier | September | 0.49 | 188.23 |  | Burlington Pier | September | 0 | 200.2751 |  |  |  |  | Burlington Pier | September | 0 | 247.74 |  | Burlington Pier | September | 0 | 261.028 |  |  |  |  | Burlington Pier | September | 0 | 307.74 |  | Burlington Pier | September | 0 | 321.5279 | [5 empty] | Burlington Pier | September | 78.43 | 26.17 |  | Burlington Pier | September | 67.3013 | 29.0349
2004-09-01 | 2004 | 9 | 19.08 | 50.1 | 22.5 | 22.8 | 55.2 | 9 | 101.4 | 1.4 | 153.8 | 0 | 212.4 | 0 | 272.4 | 0 | 332.4 |  | Burlington Pier | Jan: October; Feb: 191.17; Mar: 4.41; May: Burlington Pier; June: October; July: 176.8975; August: 5.6379 | Burlington Pier | October | 136.98 | 12.22 |  | Burlington Pier | October | 124.4614 | 15.2017 |  |  |  |  | Burlington Pier | October | 90.66 | 27.9 |  | Burlington Pier | October | 80.1628 | 32.9032 |  |  |  |  | Burlington Pier | October | 53.33 | 52.57 |  | Burlington Pier | October | 44.8254 | 59.5658 |  |  |  |  | Burlington Pier | October | 26.12 | 87.36 |  | Burlington Pier | October | 20.5141 | 97.2545 |  |  |  |  | Burlington Pier | October | 9.89 | 133.13 |  | Burlington Pier | October | 7.2173 | 145.9577 | [5 empty] | Burlington Pier | October | 250.09 | 1.33 |  | Burlington Pier | October | 235.2441 | 1.9845
2004-10-01 | 2004 | 10 | 10.9935 | 279.2 | 0 | 218.4 | 1.2 | 161.1 | 5.9 | 111.3 | 18.1 | 66.4 | 35.2 | 29.6 | 60.4 | 7.7 | 100.5 |  | Burlington Pier | Jan: November; Feb: 384.19; Mar: 0; May: Burlington Pier; June: November; July: 405.6603; August: 0 | Burlington Pier | November | 324.2 | 0.01 |  | Burlington Pier | November | 345.6748 | 0.014511 |  |  |  |  | Burlington Pier | November | 264.88 | 0.69 |  | Burlington Pier | November | 286.4002 | 0.73985 |  |  |  |  | Burlington Pier | November | 207.66 | 3.47 |  | Burlington Pier | November | 228.3959 | 2.7356 |  |  |  |  | Burlington Pier | November | 154.68 | 10.49 |  | Burlington Pier | November | 174.4197 | 8.7594 |  |  |  |  | Burlington Pier | November | 107.47 | 23.28 |  | Burlington Pier | November | 125.0404 | 19.3801 | [5 empty] | Burlington Pier | November | 444.19 | 0 |  | Burlington Pier | November | 465.6603 | 0
2004-11-01 | 2004 | 11 | 6.5667 | 403 | 0 | 343 | 0 | 283 | 0 | 223 | 0 | 163 | 0 | 106.1 | 3.1 | 58.7 | 15.7 |  | Burlington Pier | Jan: December; Feb: 537.65; Mar: 0; May: Burlington Pier; June: December; July: 520.6261; August: 0 | Burlington Pier | December | 475.65 | 0 |  | Burlington Pier | December | 458.6261 | 0 |  |  |  |  | Burlington Pier | December | 413.65 | 0 |  | Burlington Pier | December | 396.5291 | 0 |  |  |  |  | Burlington Pier | December | 351.65 | 0 |  | Burlington Pier | December | 334.3351 | 0 |  |  |  |  | Burlington Pier | December | 290 | 0.35 |  | Burlington Pier | December | 272.4174 | 0 |  |  |  |  | Burlington Pier | December | 229.62 | 1.97 |  | Burlington Pier | December | 211.7577 | 1.1317 | [5 empty] | Burlington Pier | December | 599.65 | 0 |  | Burlington Pier | December | 582.6261 | 0
2004-12-01 | 2004 | 12 | -0.71935 | 642.3 | 0 | 580.3 | 0 | 518.3 | 0 | 456.3 | 0 | 394.3 | 0 | 332.3 | 0 | 270.6 | 0.3
2005-01-01 | 2005 | 1 | -4.8516 | 770.4 | 0 | 708.4 | 0 | 646.4 | 0 | 584.4 | 0 | 522.4 | 0 | 460.4 | 0 | 400.1 | 1.7
2005-02-01 | 2005 | 2 | -2.7857 | 638 | 0 | 582 | 0 | 526 | 0 | 470 | 0 | 414 | 0 | 358 | 0 | 302 | 0
2005-03-01 | 2005 | 3 | -0.96129 | 649.8 | 0 | 587.8 | 0 | 525.8 | 0 | 463.8 | 0 | 401.8 | 0 | 339.8 | 0 | 279.4 | 1.6 | [68 empty] | HDD8 | CDD8 | HDD10 | CDD10 | HDD12 | CDD12 | HDD14 | CDD14 | HDD16 | CDD16 | HDD18 | CDD18 | HDD20 | CDD20
2005-04-01 | 2005 | 4 | 7.1567 | 385.3 | 0 | 325.3 | 0 | 265.3 | 0 | 206.7 | 1.4 | 149.3 | 4 | 97.8 | 12.5 | 51.4 | 26.1 | [67 empty] | January | 354 | 0.86 | 415.27 | 0.13 | 477.14 | 0 | 539.14 | 0 | 601.14 | 0 | 663.14 | 0 | 725.14 | 0
2005-05-01 | 2005 | 5 | 11.2452 | 271.4 | 0 | 209.4 | 0 | 151.3 | 3.9 | 102.6 | 17.2 | 61.4 | 38 | 29.5 | 68.1 | 11.6 | 112.2 | [67 empty] | February | 305.34 | 1.09 | 360.76 | 0.11 | 417.05 | 0 | 473.45 | 0 | 529.85 | 0 | 586.25 | 0 | 642.65 | 0
2005-06-01 | 2005 | 6 | 21.34 | 33.5 | 73.7 | 13.6 | 113.8 | 1.7 | 161.9 | 0 | 220.2 | 0 | 280.2 | 0 | 340.2 | 0 | 400.2 | [67 empty] | March | 214.84 | 6.55 | 272.31 | 2.02 | 332.71 | 0.42 | 394.32 | 0.03 | 456.29 | 0 | 518.29 | 0 | 580.29 | 0
2005-07-01 | 2005 | 7 | 23.4613 | 5.7 | 113 | 1.5 | 170.8 | 0 | 231.3 | 0 | 293.3 | 0 | 355.3 | 0 | 417.3 | 0 | 479.3 | [67 empty] | April | 69.55 | 30.76 | 113.89 | 15.1 | 164.54 | 5.75 | 220.24 | 1.45 | 278.96 | 0.17 | 338.79 | 0 | 398.79 | 0
2005-08-01 | 2005 | 8 | 22.8968 | 3.1 | 92.9 | 0 | 151.8 | 0 | 213.8 | 0 | 275.8 | 0 | 337.8 | 0 | 399.8 | 0 | 461.8 | [67 empty] | May | 4 | 172.08 | 14.26 | 120.34 | 35.92 | 80 | 68.61 | 50.69 | 110 | 30.08 | 157.91 | 15.99 | 211.23 | 7.31
2005-09-01 | 2005 | 9 | 20.1533 | 28.3 | 32.9 | 10 | 74.6 | 2.1 | 126.7 | 0 | 184.6 | 0 | 244.6 | 0 | 304.6 | 0 | 364.6 | [67 empty] | June | 0 | 322.45 | 0 | 262.45 | 0.38 | 202.83 | 2.73 | 145.18 | 12.13 | 94.58 | 33.91 | 56.36 | 66.31 | 28.76
2005-10-01 | 2005 | 10 | 11.6774 | 259.1 | 1.1 | 199.8 | 3.8 | 145.8 | 11.8 | 93.9 | 21.9 | 52 | 42 | 27.1 | 79.1 | 9.1 | 123.1 | [67 empty] | July | 0 | 454.19 | 0 | 392.19 | 0 | 330.19 | 0 | 268.19 | 0.09 | 206.28 | 1.52 | 145.71 | 9.01 | 91.2
2005-11-01 | 2005 | 11 | 6.7867 | 396.4 | 0 | 336.4 | 0 | 276.4 | 0 | 216.7 | 0.3 | 164.1 | 7.7 | 119.9 | 23.5 | 87.3 | 50.9 | [67 empty] | August | 0 | 425.59 | 0 | 363.59 | 0 | 301.59 | 0 | 239.59 | 0.05 | 177.64 | 2.26 | 117.85 | 12.55 | 66.14
2005-12-01 | 2005 | 12 | -1.9742 | 681.2 | 0 | 619.2 | 0 | 557.2 | 0 | 495.2 | 0 | 433.2 | 0 | 371.2 | 0 | 309.2 | 0 | [67 empty] | September | 0 | 307.74 | 0 | 247.74 | 0.49 | 188.23 | 5.21 | 132.95 | 17.91 | 85.65 | 41.98 | 49.72 | 78.43 | 26.17
2006-01-01 | 2006 | 1 | 1.6419 | 569.1 | 0 | 507.1 | 0 | 445.1 | 0 | 383.1 | 0 | 321.1 | 0 | 259.1 | 0 | 197.1 | 0 | [67 empty] | October | 9.89 | 133.13 | 26.12 | 87.36 | 53.33 | 52.57 | 90.66 | 27.9 | 136.98 | 12.22 | 191.17 | 4.41 | 250.09 | 1.33
2006-02-01 | 2006 | 2 | -1.7714 | 609.6 | 0 | 553.6 | 0 | 497.6 | 0 | 441.6 | 0 | 385.6 | 0 | 329.6 | 0 | 273.6 | 0 | [67 empty] | November | 107.47 | 23.28 | 154.68 | 10.49 | 207.66 | 3.47 | 264.88 | 0.69 | 324.2 | 0.01 | 384.19 | 0 | 444.19 | 0
2006-03-01 | 2006 | 3 | 2.2613 | 549.9 | 0 | 487.9 | 0 | 425.9 | 0 | 363.9 | 0 | 301.9 | 0 | 241.9 | 2 | 184.9 | 7 | [67 empty] | December | 229.62 | 1.97 | 290 | 0.35 | 351.65 | 0 | 413.65 | 0 | 475.65 | 0 | 537.65 | 0 | 599.65 | 0
2006-04-01 | 2006 | 4 | 7.61 | 371.7 | 0 | 311.7 | 0 | 251.7 | 0 | 191.8 | 0.1 | 134.1 | 2.4 | 82.5 | 10.8 | 40 | 28.3
2006-05-01 | 2006 | 5 | 13.4516 | 216 | 13 | 160 | 19 | 105.9 | 26.9 | 62 | 45 | 26 | 71 | 6.5 | 113.5 | 1.3 | 170.3
2006-06-01 | 2006 | 6 | 19.4833 | 48.4 | 32.9 | 19.2 | 63.7 | 6.6 | 111.1 | 0.7 | 165.2 | 0 | 224.5 | 0 | 284.5 | 0 | 344.5 | [73 empty] | HDD8 | CDD8 | HDD10 | CDD10 | HDD12 | CDD12 | HDD14 | CDD14 | HDD16 | CDD16 | HDD18 | CDD18 | HDD20 | CDD20
2006-07-01 | 2006 | 7 | 22.8387 | 9.6 | 97.6 | 0.8 | 150.8 | 0 | 212 | 0 | 274 | 0 | 336 | 0 | 398 | 0 | 460 | [72 empty] | January | 356.7644 | 1.2989 | 417.79 | 0.32459 | 479.5328 | 0.067368 | 541.4654 | 0 | 603.4654 | 0 | 665.4654 | 0 | 727.4654 | 0
2006-08-01 | 2006 | 8 | 21.3677 | 14.4 | 56.8 | 1.9 | 106.3 | 0 | 166.4 | 0 | 228.4 | 0 | 290.4 | 0 | 352.4 | 0 | 414.4 | [72 empty] | February | 310.8719 | 1.669 | 365.6446 | 0.20113 | 421.6841 | 0 | 477.9247 | 0 | 534.1653 | 0 | 590.4059 | 0 | 646.6465 | 0
2006-09-01 | 2006 | 9 | 16.4833 | 108 | 2.5 | 59.1 | 13.6 | 26.4 | 40.9 | 9.3 | 83.8 | 1.5 | 136 | 0 | 194.5 | 0 | 254.5 | [72 empty] | March | 237.1005 | 5.0044 | 295.5989 | 1.5029 | 356.4876 | 0.39158 | 418.124 | 0.02797 | 480.096 | 0 | 542.096 | 0 | 604.096 | 0
2006-10-01 | 2006 | 10 | 9.9613 | 311.2 | 0 | 249.2 | 0 | 188.7 | 1.5 | 134.5 | 9.3 | 89.5 | 26.3 | 51.2 | 50 | 21.8 | 82.6 | [72 empty] | April | 74.0756 | 25.0683 | 119.6532 | 10.646 | 171.7747 | 2.7674 | 228.6675 | 0 | 288.3708 | 0 | 348.619 | 0 | 408.9036 | 0
2006-11-01 | 2006 | 11 | 5.96 | 421.2 | 0 | 361.2 | 0 | 301.2 | 0 | 241.2 | 0 | 181.2 | 0 | 124.2 | 3 | 76.1 | 14.9 | [72 empty] | May | 3.9759 | 176.9025 | 14.2792 | 125.2058 | 36.5747 | 85.5014 | 67.6132 | 54.5398 | 107.6975 | 32.6241 | 154.4739 | 17.4005 | 206.8176 | 7.7442
2006-12-01 | 2006 | 12 | 3.2645 | 518.8 | 0 | 456.8 | 0 | 394.8 | 0 | 332.8 | 0 | 270.8 | 0 | 208.8 | 0 | 148.3 | 1.5 | [72 empty] | June | 0 | 320.5593 | 0 | 260.4935 | 0 | 200.2823 | 0.43015 | 140.9895 | 9.8092 | 90.3685 | 33.2263 | 53.7856 | 66.4711 | 27.0304
2007-01-01 | 2007 | 1 | -1.3516 | 661.9 | 0 | 599.9 | 0 | 537.9 | 0 | 475.9 | 0 | 413.9 | 0 | 351.9 | 0 | 291.2 | 1.3 | [72 empty] | July | 0 | 463.6186 | 0 | 401.6186 | 0 | 339.6186 | 0 | 277.6186 | 0.03188 | 215.6505 | 0.89774 | 154.5164 | 5.052 | 96.6706
2007-02-01 | 2007 | 2 | -6.7607 | 749.3 | 0 | 693.3 | 0 | 637.3 | 0 | 581.3 | 0 | 525.3 | 0 | 469.3 | 0 | 413.3 | 0 | [72 empty] | August | 0 | 423.0404 | 0 | 361.0404 | 0 | 299.0404 | 0 | 237.0404 | 0 | 174.9942 | 2.7976 | 115.838 | 13.7016 | 64.742
2007-03-01 | 2007 | 3 | 1.1548 | 584.2 | 0 | 522.2 | 0 | 460.2 | 0 | 398.2 | 0 | 336.2 | 0 | 275.5 | 1.3 | 218.7 | 6.5 | [72 empty] | September | 0 | 321.5279 | 0 | 261.028 | 0 | 200.2751 | 1.0557 | 142.7893 | 11.4269 | 93.1605 | 32.9933 | 54.7269 | 67.3013 | 29.0349
2007-04-01 | 2007 | 4 | 6.0633 | 418.1 | 0 | 358.1 | 0 | 299.7 | 1.6 | 244 | 5.9 | 191.8 | 13.7 | 144.3 | 26.2 | 102.7 | 44.6 | [72 empty] | October | 7.2173 | 145.9577 | 20.5141 | 97.2545 | 44.8254 | 59.5658 | 80.1628 | 32.9032 | 124.4614 | 15.2017 | 176.8975 | 5.6379 | 235.2441 | 1.9845
2007-05-01 | 2007 | 5 | 13.3484 | 212.4 | 6.2 | 158.8 | 14.6 | 110.1 | 27.9 | 69.5 | 49.3 | 36 | 77.8 | 11.5 | 115.3 | 1.1 | 166.9 | [72 empty] | November | 125.0404 | 19.3801 | 174.4197 | 8.7594 | 228.3959 | 2.7356 | 286.4002 | 0.73985 | 345.6748 | 0.014511 | 405.6603 | 0 | 465.6603 | 0
2007-06-01 | 2007 | 6 | 20.6833 | 33.2 | 53.7 | 13.6 | 94.1 | 3.5 | 144 | 0 | 200.5 | 0 | 260.5 | 0 | 320.5 | 0 | 380.5 | [72 empty] | December | 211.7577 | 1.1317 | 272.4174 | 0 | 334.3351 | 0 | 396.5291 | 0 | 458.6261 | 0 | 520.6261 | 0 | 582.6261 | 0
2007-07-01 | 2007 | 7 | 20.7129 | 17.9 | 40 | 1.6 | 85.7 | 0 | 146.1 | 0 | 208.1 | 0 | 270.1 | 0 | 332.1 | 0 | 394.1
2007-08-01 | 2007 | 8 | 22.1774 | 13.8 | 81.3 | 2.6 | 132.1 | 0 | 191.5 | 0 | 253.5 | 0 | 315.5 | 0 | 377.5 | 0 | 439.5
2007-09-01 | 2007 | 9 | 18.7967 | 61.8 | 25.7 | 29.1 | 53 | 10.3 | 94.2 | 3.3 | 147.2 | 0.7 | 204.6 | 0 | 263.9 | 0 | 323.9
2007-10-01 | 2007 | 10 | 14.8903 | 165.9 | 7.5 | 118.5 | 22.1 | 77.5 | 43.1 | 41.3 | 68.9 | 16.6 | 106.2 | 4.8 | 156.4 | 1.2 | 214.8
2007-11-01 | 2007 | 11 | 4.6067 | 461.8 | 0 | 401.8 | 0 | 341.8 | 0 | 281.8 | 0 | 223.2 | 1.4 | 165.5 | 3.7 | 114.1 | 12.3
2007-12-01 | 2007 | 12 | -0.61613 | 639.1 | 0 | 577.1 | 0 | 515.1 | 0 | 453.1 | 0 | 391.1 | 0 | 329.1 | 0 | 267.1 | 0
2008-01-01 | 2008 | 1 | -0.34839 | 630.8 | 0 | 568.8 | 0 | 506.8 | 0 | 444.8 | 0 | 385.6 | 2.8 | 327.6 | 6.8 | 269.6 | 10.8
2008-02-01 | 2008 | 2 | -3.3103 | 676 | 0 | 618 | 0 | 560 | 0 | 502 | 0 | 444 | 0 | 386 | 0 | 328 | 0
2008-03-01 | 2008 | 3 | -0.29032 | 629 | 0 | 567 | 0 | 505 | 0 | 443 | 0 | 381 | 0 | 319 | 0 | 257 | 0
2008-04-01 | 2008 | 4 | 7.85 | 364.5 | 0 | 304.5 | 0 | 244.5 | 0 | 184.5 | 0 | 129 | 4.5 | 81.6 | 17.1 | 45 | 40.5
2008-05-01 | 2008 | 5 | 11.9387 | 249.9 | 0 | 190.4 | 2.5 | 132.9 | 7 | 80.1 | 16.2 | 40.2 | 38.3 | 14.6 | 74.7 | 4.6 | 126.7
2008-06-01 | 2008 | 6 | 19.1833 | 57.2 | 32.7 | 32.2 | 67.7 | 14.3 | 109.8 | 2.2 | 157.7 | 0 | 215.5 | 0 | 275.5 | 0 | 335.5
2008-07-01 | 2008 | 7 | 21.6258 | 13.2 | 63.6 | 2.3 | 114.7 | 0 | 174.4 | 0 | 236.4 | 0 | 298.4 | 0 | 360.4 | 0 | 422.4
2008-08-01 | 2008 | 8 | 20.0387 | 30.9 | 32.1 | 8.1 | 71.3 | 1 | 126.2 | 0 | 187.2 | 0 | 249.2 | 0 | 311.2 | 0 | 373.2
2008-09-01 | 2008 | 9 | 17.9333 | 77.8 | 15.8 | 36.6 | 34.6 | 8.7 | 66.7 | 0 | 118 | 0 | 178 | 0 | 238 | 0 | 298
2008-10-01 | 2008 | 10 | 10.5677 | 292.4 | 0 | 231.5 | 1.1 | 171.6 | 3.2 | 114.9 | 8.5 | 68.2 | 23.8 | 35.1 | 52.7 | 17.2 | 96.8
2008-11-01 | 2008 | 11 | 4.2067 | 473.8 | 0 | 413.8 | 0 | 353.8 | 0 | 295.1 | 1.3 | 237.1 | 3.3 | 184.7 | 10.9 | 136.5 | 22.7
2008-12-01 | 2008 | 12 | -1.3129 | 660.7 | 0 | 598.7 | 0 | 536.7 | 0 | 474.7 | 0 | 412.7 | 0 | 350.7 | 0 | 290.2 | 1.5 | Res_NoCDM | GS_lt_50_NoCDM | Jan: GS_gt_50_NoCDM
2009-01-01 | 2009 | 1 | -6.7387 | 828.9 | 0 | 766.9 | 0 | 704.9 | 0 | 642.9 | 0 | 580.9 | 0 | 518.9 | 0 | 456.9 | 0
2009-02-01 | 2009 | 2 | -2.075 | 618.1 | 0 | 562.1 | 0 | 506.1 | 0 | 450.1 | 0 | 394.1 | 0 | 338.1 | 0 | 282.1 | 0
2009-03-01 | 2009 | 3 | 1.5323 | 572.5 | 0 | 510.5 | 0 | 448.5 | 0 | 386.5 | 0 | 324.5 | 0 | 263.4 | 0.9 | 205 | 4.5
2009-04-01 | 2009 | 4 | 7.31 | 380.7 | 0 | 320.7 | 0 | 261.8 | 1.1 | 205.7 | 5 | 152.6 | 11.9 | 105.4 | 24.7 | 60.2 | 39.5
2009-05-01 | 2009 | 5 | 12.7548 | 225.9 | 1.3 | 168 | 5.4 | 113.3 | 12.7 | 64.6 | 26 | 30.3 | 53.7 | 7.1 | 92.5 | 0 | 147.4
2009-06-01 | 2009 | 6 | 17.4433 | 96.3 | 19.6 | 59.2 | 42.5 | 29.5 | 72.8 | 9.3 | 112.6 | 0.9 | 164.2 | 0 | 223.3 | 0 | 283.3
2009-07-01 | 2009 | 7 | 19.2355 | 40.3 | 16.6 | 9.5 | 47.8 | 0.1 | 100.4 | 0 | 162.3 | 0 | 224.3 | 0 | 286.3 | 0 | 348.3
2009-08-01 | 2009 | 8 | 21.2968 | 19.3 | 59.5 | 4.8 | 107 | 0 | 164.2 | 0 | 226.2 | 0 | 288.2 | 0 | 350.2 | 0 | 412.2
2009-09-01 | 2009 | 9 | 17.5133 | 81.1 | 6.5 | 40.5 | 25.9 | 17 | 62.4 | 5.8 | 111.2 | 2.4 | 167.8 | 0.4 | 225.8 | 0 | 285.4
2009-10-01 | 2009 | 10 | 9.6516 | 320.8 | 0 | 258.8 | 0 | 196.8 | 0 | 135.7 | 0.9 | 82.4 | 9.6 | 46.4 | 35.6 | 25.6 | 76.8
2009-11-01 | 2009 | 11 | 7.1467 | 385.6 | 0 | 325.6 | 0 | 265.6 | 0 | 205.6 | 0 | 147.1 | 1.5 | 91 | 5.4 | 42 | 16.4
2009-12-01 | 2009 | 12 | -0.71613 | 642.2 | 0 | 580.2 | 0 | 518.2 | 0 | 456.2 | 0 | 394.2 | 0 | 332.2 | 0 | 270.5 | 0.3
2010-01-01 | 2010 | 1 | -3.5871 | 731.2 | 0 | 669.2 | 0 | 607.2 | 0 | 545.2 | 0 | 483.2 | 0 | 421.2 | 0 | 359.2 | 0 | 27.6444 | 102.0627 | Jan: 2565.6671
2010-02-01 | 2010 | 2 | -2.0214 | 616.6 | 0 | 560.6 | 0 | 504.6 | 0 | 448.6 | 0 | 392.6 | 0 | 336.6 | 0 | 280.6 | 0 | 25.2445 | 103.4436 | Jan: 2588.8357
2010-03-01 | 2010 | 3 | 4.5032 | 480.4 | 0 | 418.4 | 0 | 356.4 | 0 | 294.4 | 0 | 232.4 | 0 | 172.7 | 2.3 | 118.9 | 10.5 | 22.8678 | 92.1716 | Jan: 2496.7454
2010-04-01 | 2010 | 4 | 9.7033 | 308.9 | 0 | 248.9 | 0 | 188.9 | 0 | 130.3 | 1.4 | 78.5 | 9.6 | 39.8 | 30.9 | 11.4 | 62.5 | 21.1724 | 85.3772 | Jan: 2347.9767
2010-05-01 | 2010 | 5 | 14.5484 | 178.6 | 9.6 | 131.8 | 24.8 | 91.8 | 46.8 | 59.9 | 76.9 | 36.5 | 115.5 | 20 | 161 | 6 | 209 | 24.9338 | 88.4054 | Jan: 2436.0054
2010-06-01 | 2010 | 6 | 19.37 | 47.6 | 28.7 | 20.3 | 61.4 | 3.9 | 105 | 0 | 161.1 | 0 | 221.1 | 0 | 281.1 | 0 | 341.1 | 29.7148 | 96.1435 | Jan: 2611.6087
2010-07-01 | 2010 | 7 | 23.4129 | 6.2 | 112 | 0.6 | 168.4 | 0 | 229.8 | 0 | 291.8 | 0 | 353.8 | 0 | 415.8 | 0 | 477.8 | 34.2109 | 103.7429 | Jan: 2717.1797
2010-08-01 | 2010 | 8 | 22.7 | 6.1 | 89.8 | 0 | 145.7 | 0 | 207.7 | 0 | 269.7 | 0 | 331.7 | 0 | 393.7 | 0 | 455.7 | 31.8141 | 101.9658 | Jan: 2683.2693
2010-09-01 | 2010 | 9 | 16.9533 | 113.9 | 22.5 | 67.5 | 36.1 | 28.2 | 56.8 | 5.8 | 94.4 | 0.1 | 148.7 | 0 | 208.6 | 0 | 268.6 | 26.3089 | 89.6972 | Jan: 2452.4984
2010-10-01 | 2010 | 10 | 11.5581 | 261.7 | 0 | 199.9 | 0.2 | 141.1 | 3.4 | 89.2 | 13.5 | 44.2 | 30.5 | 16 | 64.3 | 5.9 | 116.2 | 22.9447 | 85.1142 | Jan: 2278.7572
2010-11-01 | 2010 | 11 | 5.2633 | 442.1 | 0 | 382.1 | 0 | 322.1 | 0 | 262.1 | 0 | 202.7 | 0.6 | 145 | 2.9 | 91 | 8.9 | 22.819 | 90.0795 | Jan: 2371.9136
2010-12-01 | 2010 | 12 | -2.4387 | 695.6 | 0 | 633.6 | 0 | 571.6 | 0 | 509.6 | 0 | 447.6 | 0 | 385.6 | 0 | 323.9 | 0.3 | 26.1456 | 96.9931 | Jan: 2384.7853
2011-01-01 | 2011 | 1 | -5.4419 | 788.7 | 0 | 726.7 | 0 | 664.7 | 0 | 602.7 | 0 | 540.7 | 0 | 478.7 | 0 | 416.7 | 0 | 27.3778 | 102.2739 | Jan: 2511.7439
2011-02-01 | 2011 | 2 | -3.6143 | 661.2 | 0 | 605.2 | 0 | 549.2 | 0 | 493.2 | 0 | 437.2 | 0 | 381.2 | 0 | 325.2 | 0 | 25.5685 | 102.1467 | Jan: 2624.2549
2011-03-01 | 2011 | 3 | 0.40323 | 607.5 | 0 | 545.5 | 0 | 483.5 | 0 | 421.5 | 0 | 359.5 | 0 | 297.5 | 0 | 237.8 | 2.3 | 23.5215 | 96.1449 | Jan: 2614.6911
2011-04-01 | 2011 | 4 | 6.1433 | 415.7 | 0 | 355.7 | 0 | 295.7 | 0 | 235.7 | 0 | 177.5 | 1.8 | 125.8 | 10.1 | 75.8 | 20.1 | 22.004 | 88.6177 | Jan: 2434.6861
2011-05-01 | 2011 | 5 | 11.9677 | 251.7 | 2.7 | 191.7 | 4.7 | 134.8 | 9.8 | 85.7 | 22.7 | 42.4 | 41.4 | 12.8 | 73.8 | 3.3 | 126.3 | 23.4812 | 86.5648 | Jan: 2439.4811
2011-06-01 | 2011 | 6 | 18.6533 | 53.2 | 12.8 | 22.4 | 42 | 6.8 | 86.4 | 0.3 | 139.9 | 0 | 199.6 | 0 | 259.6 | 0 | 319.6 | 28.367 | 95.0268 | Jan: 2609.7358
2011-07-01 | 2011 | 7 | 24.1258 | 2.6 | 130.5 | 0 | 189.9 | 0 | 251.9 | 0 | 313.9 | 0 | 375.9 | 0 | 437.9 | 0 | 499.9 | 34.0226 | 105.1412 | Jan: 2777.9188
2011-08-01 | 2011 | 8 | 21.8194 | 7.1 | 63.5 | 0 | 118.4 | 0 | 180.4 | 0 | 242.4 | 0 | 304.4 | 0 | 366.4 | 0 | 428.4 | 30.9448 | 100.554 | Jan: 2697.4387
2011-09-01 | 2011 | 9 | 17.6167 | 83.1 | 11.6 | 41.6 | 30.1 | 16.5 | 65 | 5.7 | 114.2 | 0.4 | 168.9 | 0 | 228.5 | 0 | 288.5 | 25.246 | 88.654 | Jan: 2523.2027
2011-10-01 | 2011 | 10 | 11.5871 | 261.7 | 0.9 | 203.5 | 4.7 | 148.4 | 11.6 | 102.2 | 27.4 | 61.1 | 48.3 | 30.6 | 79.8 | 13.2 | 124.4 | 23.0906 | 83.966 | Jan: 2367.0504
2011-11-01 | 2011 | 11 | 8.0533 | 358.4 | 0 | 298.4 | 0 | 238.4 | 0 | 179.4 | 1 | 127.1 | 8.7 | 82 | 23.6 | 50 | 51.6 | 22.6537 | 88.3949 | Jan: 2390.3556
2011-12-01 | 2011 | 12 | 2.4742 | 543.3 | 0 | 481.3 | 0 | 419.3 | 0 | 357.3 | 0 | 295.3 | 0 | 233.4 | 0.1 | 173.9 | 2.6 | 24.0555 | 93.3325 | Jan: 2344.4603
2012-01-01 | 2012 | 1 | -0.34516 | 630.7 | 0 | 568.7 | 0 | 506.7 | 0 | 444.7 | 0 | 382.7 | 0 | 320.7 | 0 | 258.7 | 0 | 25.8031 | 97.5876 | Jan: 2521.7432
2012-02-01 | 2012 | 2 | 0.84828 | 555.4 | 0 | 497.4 | 0 | 439.4 | 0 | 381.4 | 0 | 323.4 | 0 | 265.4 | 0 | 207.4 | 0 | 23.6499 | 97.1596 | Jan: 2526.8517
2012-03-01 | 2012 | 3 | 6.1129 | 430.5 | 0 | 368.5 | 0 | 306.5 | 0 | 244.8 | 0.3 | 184.9 | 2.4 | 132.9 | 12.4 | 93.1 | 34.6 | 21.3601 | 90.2264 | Jan: 2425.5019
2012-04-01 | 2012 | 4 | 7.86 | 364.2 | 0 | 304.2 | 0 | 244.2 | 0 | 186.6 | 2.4 | 134.2 | 10 | 83.5 | 19.3 | 38 | 33.8 | 21.433 | 85.7833 | Jan: 2339.3983
2012-05-01 | 2012 | 5 | 15.4903 | 152 | 12.2 | 101 | 23.2 | 62 | 46.2 | 31.1 | 77.3 | 11.4 | 119.6 | 1.9 | 172.1 | 0 | 232.2 | 23.5401 | 88.0468 | Jan: 2446.7643
2012-06-01 | 2012 | 6 | 20.6333 | 44.2 | 63.2 | 22.7 | 101.7 | 8 | 147 | 1.1 | 200.1 | 0 | 259 | 0 | 319 | 0 | 379 | 30.0118 | 97.4105 | Jan: 2624.0486
2012-07-01 | 2012 | 7 | 24.2258 | 0 | 131 | 0 | 193 | 0 | 255 | 0 | 317 | 0 | 379 | 0 | 441 | 0 | 503 | 34.5997 | 105.1437 | Jan: 2751.9134
2012-08-01 | 2012 | 8 | 22.2194 | 2.7 | 71.5 | 0 | 130.8 | 0 | 192.8 | 0 | 254.8 | 0 | 316.8 | 0 | 378.8 | 0 | 440.8 | 31.3615 | 99.6207 | Jan: 2664.507
2012-09-01 | 2012 | 9 | 17.3867 | 97.3 | 18.9 | 58.4 | 40 | 28.3 | 69.9 | 11.3 | 112.9 | 0.9 | 162.5 | 0 | 221.6 | 0 | 281.6 | 26.2583 | 91.7651 | Jan: 2491.6159
2012-10-01 | 2012 | 10 | 10.8161 | 284.7 | 0 | 223.2 | 0.5 | 164.5 | 3.8 | 110.6 | 11.9 | 66.6 | 29.9 | 29.7 | 55 | 9.2 | 96.5 | 22.9459 | 85.5408 | Jan: 2371.6626
2012-11-01 | 2012 | 11 | 4.8367 | 454.9 | 0 | 394.9 | 0 | 334.9 | 0 | 274.9 | 0 | 216.8 | 1.9 | 161 | 6.1 | 107 | 12.1 | 22.2832 | 91.4382 | Jan: 2426.9585
2012-12-01 | 2012 | 12 | 2.5355 | 541.4 | 0 | 479.4 | 0 | 417.4 | 0 | 355.4 | 0 | 293.4 | 0 | 233.3 | 1.9 | 173.8 | 4.4 | 24.4104 | 93.8871 | Jan: 2335.4203
2013-01-01 | 2013 | 1 | -0.74839 | 643.2 | 0 | 581.2 | 0 | 519.2 | 0 | 457.2 | 0 | 395.2 | 0 | 334.3 | 1.1 | 277.6 | 6.4 | 26.15 | 98.6872 | Jan: 2554.7699
2013-02-01 | 2013 | 2 | -2.9821 | 643.5 | 0 | 587.5 | 0 | 531.5 | 0 | 475.5 | 0 | 419.5 | 0 | 363.5 | 0 | 307.5 | 0 | 24.826 | 100.6639 | Jan: 2593.6065
2013-03-01 | 2013 | 3 | 1.1194 | 585.3 | 0 | 523.3 | 0 | 461.3 | 0 | 399.3 | 0 | 337.3 | 0 | 275.3 | 0 | 214.7 | 1.4 | 23.1146 | 95.7663 | Jan: 2470.6016
2013-04-01 | 2013 | 4 | 6.0467 | 418.6 | 0 | 358.6 | 0 | 298.6 | 0 | 240.2 | 1.6 | 183 | 4.4 | 129.4 | 10.8 | 84.2 | 25.6 | 21.7147 | 90.3292 | Jan: 2401.7881
2013-05-01 | 2013 | 5 | 13.3129 | 216 | 8.7 | 161.5 | 16.2 | 109.9 | 26.6 | 64.6 | 43.3 | 28.2 | 68.9 | 10.7 | 113.4 | 3.5 | 168.2 | 22.5424 | 87.0888 | Jan: 2389.3052
2013-06-01 | 2013 | 6 | 18.4 | 79.4 | 31.4 | 43.6 | 55.6 | 17.8 | 89.8 | 5.6 | 137.6 | 0.1 | 192.1 | 0 | 252 | 0 | 312 | 26.9132 | 93.4651 | Jan: 2529.6688
2013-07-01 | 2013 | 7 | 22.2226 | 14.5 | 83.4 | 0.7 | 131.6 | 0 | 192.9 | 0 | 254.9 | 0 | 316.9 | 0 | 378.9 | 0 | 440.9 | 30.6393 | 101.7378 | Jan: 2673.5175
2013-08-01 | 2013 | 8 | 20.871 | 16.7 | 43.7 | 2.6 | 91.6 | 0 | 151 | 0 | 213 | 0 | 275 | 0 | 337 | 0 | 399 | 28.9065 | 97.1449 | Jan: 2587.1668
2013-09-01 | 2013 | 9 | 16.7667 | 110.8 | 13.8 | 67 | 30 | 34.1 | 57.1 | 12.4 | 95.4 | 1.9 | 144.9 | 0 | 203 | 0 | 263 | 25.5033 | 91.4571 | Jan: 2446.2778
2013-10-01 | 2013 | 10 | 11.8548 | 252.5 | 0 | 193.6 | 3.1 | 138.2 | 9.7 | 93.1 | 26.6 | 62.4 | 57.9 | 40.4 | 97.9 | 21.7 | 141.2 | 22.9868 | 85.9503 | Jan: 2370.5602
2013-11-01 | 2013 | 11 | 3.7767 | 486.7 | 0 | 426.7 | 0 | 366.7 | 0 | 306.7 | 0 | 249.6 | 2.9 | 195.6 | 8.9 | 145 | 18.3 | 23.1563 | 91.7386 | Jan: 2419.3479
2013-12-01 | 2013 | 12 | -2.129 | 686 | 0 | 624 | 0 | 562 | 0 | 500 | 0 | 438 | 0 | 376 | 0 | 314 | 0 | 25.1982 | 98.3468 | Jan: 2415.7399
2014-01-01 | 2014 | 1 | -6.9065 | 834.1 | 0 | 772.1 | 0 | 710.1 | 0 | 648.1 | 0 | 586.1 | 0 | 524.1 | 0 | 462.1 | 0 | 27.6791 | 103.9101 | Jan: 2610.7716
2014-02-01 | 2014 | 2 | -6.8786 | 752.6 | 0 | 696.6 | 0 | 640.6 | 0 | 584.6 | 0 | 528.6 | 0 | 472.6 | 0 | 416.6 | 0 | 26.0263 | 104.944 | Jan: 2623.8024
2014-03-01 | 2014 | 3 | -2.9806 | 712.4 | 0 | 650.4 | 0 | 588.4 | 0 | 526.4 | 0 | 464.4 | 0 | 402.4 | 0 | 340.4 | 0 | 23.8795 | 99.1935 | Jan: 2523.2384
2014-04-01 | 2014 | 4 | 5.8567 | 424.3 | 0 | 364.3 | 0 | 304.3 | 0 | 244.3 | 0 | 185.9 | 1.6 | 131.9 | 7.6 | 82.3 | 18 | 21.6332 | 88.4334 | Jan: 2376.8338
2014-05-01 | 2014 | 5 | 12.8613 | 225.3 | 4 | 169.3 | 10 | 115.5 | 18.2 | 71.1 | 35.8 | 33.9 | 60.6 | 9.6 | 98.3 | 1.3 | 152 | 21.9822 | 85.4611 | Jan: 2337.3783
2014-06-01 | 2014 | 6 | 18.5133 | 65.4 | 20.8 | 31.2 | 46.6 | 10.7 | 86.1 | 1.9 | 137.3 | 0 | 195.4 | 0 | 255.4 | 0 | 315.4 | 25.3404 | 92.3139 | Jan: 2526.3558
2014-07-01 | 2014 | 7 | 19.8258 | 36.6 | 31.2 | 9.4 | 66 | 0.9 | 119.5 | 0 | 180.6 | 0 | 242.6 | 0 | 304.6 | 0 | 366.6 | 27.9453 | 94.0612 | Jan: 2575.3259
2014-08-01 | 2014 | 8 | 20.071 | 29.3 | 31.5 | 8.3 | 72.5 | 0.5 | 126.7 | 0 | 188.2 | 0 | 250.2 | 0 | 312.2 | 0 | 374.2 | 27.0494 | 91.6325 | Jan: 2530.141
2014-09-01 | 2014 | 9 | 17.2867 | 99.8 | 18.4 | 55.9 | 34.5 | 26 | 64.6 | 10.3 | 108.9 | 0.6 | 159.2 | 0 | 218.6 | 0 | 278.6 | 24.4352 | 87.3981 | Jan: 2481.5239
2014-10-01 | 2014 | 10 | 11.7129 | 256.9 | 0 | 197.1 | 2.2 | 139.3 | 6.4 | 90.8 | 19.9 | 50.6 | 41.7 | 18.1 | 71.2 | 3.8 | 118.9 | 22.4401 | 82.0643 | Jan: 2340.6722
2014-11-01 | 2014 | 11 | 3.2833 | 501.5 | 0 | 441.5 | 0 | 381.5 | 0 | 321.5 | 0 | 261.6 | 0.1 | 207.1 | 5.6 | 156.4 | 14.9 | 22.5614 | 89.4891 | Jan: 2401.502
2014-12-01 | 2014 | 12 | 1.2548 | 581.1 | 0 | 519.1 | 0 | 457.1 | 0 | 395.1 | 0 | 333.1 | 0 | 271.1 | 0 | 209.1 | 0 | 24.2898 | 93.3627 | Jan: 2363.6495
2015-01-01 | 2015 | 1 | -5.8581 | 801.6 | 0 | 739.6 | 0 | 677.6 | 0 | 615.6 | 0 | 553.6 | 0 | 491.6 | 0 | 429.6 | 0 | 26.811 | 99.8103 | Jan: 2562.281
2015-02-01 | 2015 | 2 | -11.1393 | 871.9 | 0 | 815.9 | 0 | 759.9 | 0 | 703.9 | 0 | 647.9 | 0 | 591.9 | 0 | 535.9 | 0 | 25.5716 | 103.2379 | Jan: 2653.8294
2015-03-01 | 2015 | 3 | -1.1613 | 656 | 0 | 594 | 0 | 532 | 0 | 470 | 0 | 408 | 0 | 346 | 0 | 284 | 0 | 23.323 | 95.7374 | Jan: 2486.1435
2015-04-01 | 2015 | 4 | 7.27 | 381.9 | 0 | 321.9 | 0 | 261.9 | 0 | 203.5 | 1.6 | 149.7 | 7.8 | 102.5 | 20.6 | 61.7 | 39.8 | 21.4312 | 87.2909 | Jan: 2332.0154
2015-05-01 | 2015 | 5 | 14.5355 | 175.5 | 6.1 | 123.9 | 16.5 | 80.5 | 35.1 | 44.2 | 60.8 | 18.3 | 96.9 | 4.6 | 145.2 | 0.5 | 203.1 | 21.8908 | 85.0649 | Jan: 2372.6752
2015-06-01 | 2015 | 6 | 16.8867 | 101.4 | 8 | 61.3 | 27.9 | 29.7 | 56.3 | 11.4 | 98 | 3.5 | 150.1 | 0 | 206.6 | 0 | 266.6 | 25.5817 | 90.0616 | Jan: 2515.7484
2015-07-01 | 2015 | 7 | 21.9 | 17.6 | 76.5 | 4.4 | 125.3 | 0 | 182.9 | 0 | 244.9 | 0 | 306.9 | 0 | 368.9 | 0 | 430.9 | 29.2135 | 96.1636 | Jan: 2641.8213
2015-08-01 | 2015 | 8 | 20.7968 | 20.4 | 45.1 | 1.8 | 88.5 | 0 | 148.7 | 0 | 210.7 | 0 | 272.7 | 0 | 334.7 | 0 | 396.7 | 29.5777 | 97.5093 | Jan: 2600.9729
2015-09-01 | 2015 | 9 | 20.03 | 50.1 | 51 | 22.6 | 83.5 | 7.2 | 128.1 | 0.1 | 181 | 0 | 240.9 | 0 | 300.9 | 0 | 360.9 | 26.4817 | 92.0951 | Jan: 2609.2366
2015-10-01 | 2015 | 10 | 11.5871 | 260.8 | 0 | 200 | 1.2 | 141.1 | 4.3 | 89.2 | 14.4 | 51.8 | 39 | 26.9 | 76.1 | 11.3 | 122.5 | 22.425 | 82.5924 | Jan: 2355.2198
2015-11-01 | 2015 | 11 | 7.9633 | 361.1 | 0 | 301.1 | 0 | 241.2 | 0.1 | 185.1 | 4 | 133 | 11.9 | 90.2 | 29.1 | 56.8 | 55.7 | 21.2172 | 85.7476 | Jan: 2388.1192
2015-12-01 | 2015 | 12 | 5.2742 | 456.5 | 0 | 394.5 | 0 | 332.5 | 0 | 270.5 | 0 | 208.5 | 0 | 148 | 1.5 | 96.9 | 12.4 | 22.3775 | 88.469 | Jan: 2330.8678
2016-01-01 | 2016 | 1 | -2.1613 | 687 | 0 | 625 | 0 | 563 | 0 | 501 | 0 | 439 | 0 | 377 | 0 | 315 | 0 | 24.6481 | 95.4121 | Jan: 2530.3697
2016-02-01 | 2016 | 2 | -0.76897 | 602.3 | 0 | 544.3 | 0 | 486.3 | 0 | 428.3 | 0 | 370.3 | 0 | 312.5 | 0.2 | 257.2 | 2.9 | 23.2036 | 96.4022 | Jan: 2560.0837
2016-03-01 | 2016 | 3 | 3.4452 | 513.2 | 0 | 451.2 | 0 | 389.2 | 0 | 327.2 | 0 | 267 | 1.8 | 208.5 | 5.3 | 154.3 | 13.1 | 21.7372 | 90.919 | Jan: 2466.1194
2016-04-01 | 2016 | 4 | 4.9667 | 451 | 0 | 391 | 0 | 331.8 | 0.8 | 273.8 | 2.8 | 216.9 | 5.9 | 162.7 | 11.7 | 113.7 | 22.7 | 21.1007 | 86.9767 | Jan: 2425.8393
2016-05-01 | 2016 | 5 | 13.871 | 203.6 | 13.6 | 156.1 | 28.1 | 113.7 | 47.7 | 74.6 | 70.6 | 41.9 | 99.9 | 17.3 | 137.3 | 4.5 | 186.5 | 22.8135 | 85.5938 | Jan: 2409.0516
2016-06-01 | 2016 | 6 | 19.3867 | 53 | 34.6 | 26.5 | 68.1 | 8.5 | 110.1 | 2 | 163.6 | 0 | 221.6 | 0 | 281.6 | 0 | 341.6 | 28.6513 | 94.0197 | Jan: 2604.4383
2016-07-01 | 2016 | 7 | 22.9194 | 5.3 | 95.8 | 0.1 | 152.6 | 0 | 214.5 | 0 | 276.5 | 0 | 338.5 | 0 | 400.5 | 0 | 462.5 | 33.6706 | 101.9228 | Jan: 2708.6815
2016-08-01 | 2016 | 8 | 23.7355 | 0.1 | 115.9 | 0 | 177.8 | 0 | 239.8 | 0 | 301.8 | 0 | 363.8 | 0 | 425.8 | 0 | 487.8 | 32.8887 | 104.2435 | Jan: 2807.1346
2016-09-01 | 2016 | 9 | 20.03 | 41.9 | 42.8 | 15.5 | 76.4 | 3.8 | 124.7 | 0.1 | 181 | 0 | 240.9 | 0 | 300.9 | 0 | 360.9 | 28.1676 | 92.7945 | Jan: 2602.5457
2016-10-01 | 2016 | 10 | 13.2097 | 212.3 | 1.8 | 156.6 | 8.1 | 111.3 | 24.8 | 77.2 | 52.7 | 50.1 | 87.6 | 26.6 | 126.1 | 10.8 | 172.3 | 22.6627 | 82.9387 | Jan: 2365.2513
2016-11-01 | 2016 | 11 | 8.2367 | 352.9 | 0 | 292.9 | 0 | 232.9 | 0 | 174.8 | 1.9 | 121.3 | 8.4 | 76 | 23.1 | 45.8 | 52.9 | 21.2306 | 85.8071 | Jan: 2394.6998
2016-12-01 | 2016 | 12 | -0.032258 | 621 | 0 | 559 | 0 | 497 | 0 | 435 | 0 | 373 | 0 | 311 | 0 | 249 | 0 | 23.5561 | 91.9169 | Jan: 2391.0984
2017-01-01 | 2017 | 1 | -0.34194 | 630.6 | 0 | 568.6 | 0 | 506.6 | 0 | 444.6 | 0 | 382.6 | 0 | 320.6 | 0 | 258.6 | 0 | 24.3247 | 96.4089 | Jan: 2486.5352
2017-02-01 | 2017 | 2 | 1.1714 | 527.2 | 0 | 471.2 | 0 | 415.2 | 0 | 359.2 | 0 | 303.2 | 0 | 247.7 | 0.5 | 193.8 | 2.6 | 23.0472 | 94.6557 | Jan: 2560.4455
2017-03-01 | 2017 | 3 | 0.54194 | 603.2 | 0 | 541.2 | 0 | 479.2 | 0 | 417.2 | 0 | 355.2 | 0 | 293.4 | 0.2 | 234.7 | 3.5 | 21.6881 | 91.2364 | Jan: 2543.7068
2017-04-01 | 2017 | 4 | 8.93 | 332.1 | 0 | 272.1 | 0 | 213 | 0.9 | 156.8 | 4.7 | 107.1 | 15 | 65.8 | 33.7 | 29.5 | 57.4 | 20.0458 | 85.1395 | Jan: 2383.2641
2017-05-01 | 2017 | 5 | 11.7839 | 258.6 | 3.9 | 200.5 | 7.8 | 148 | 17.3 | 98.6 | 29.9 | 57.9 | 51.2 | 25.7 | 81 | 6.8 | 124.1 | 20.9191 | 83.66 | Jan: 2441.4331
2017-06-01 | 2017 | 6 | 19.3033 | 57.4 | 36.5 | 29.3 | 68.4 | 8.9 | 108 | 0 | 159.1 | 0 | 219.1 | 0 | 279.1 | 0 | 339.1 | 26.2339 | 90.1617 | Jan: 2618.5323
2017-07-01 | 2017 | 7 | 21.6613 | 5.4 | 56.9 | 0 | 113.5 | 0 | 175.5 | 0 | 237.5 | 0 | 299.5 | 0 | 361.5 | 0 | 423.5 | 29.7451 | 95.2258 | Jan: 2656.1799
2017-08-01 | 2017 | 8 | 20.5226 | 26.6 | 42.8 | 7.2 | 85.4 | 0 | 140.2 | 0 | 202.2 | 0 | 264.2 | 0 | 326.2 | 0 | 388.2 | 27.9672 | 92.7721 | Jan: 2650.2665
2017-09-01 | 2017 | 9 | 18.61 | 72.2 | 30.5 | 41.7 | 60 | 18.6 | 96.9 | 4.1 | 142.4 | 1 | 199.3 | 0 | 258.3 | 0 | 318.3 | 25.2584 | 89.7197 | Jan: 2606.3633
2017-10-01 | 2017 | 10 | 14.6581 | 167.8 | 2.2 | 113.3 | 9.7 | 75.2 | 33.6 | 47.5 | 67.9 | 26.3 | 108.7 | 12.3 | 156.7 | 2.1 | 208.5 | 21.9762 | 85.0775 | Jan: 2460.0264
2017-11-01 | 2017 | 11 | 5.07 | 447.9 | 0 | 387.9 | 0 | 327.9 | 0 | 267.9 | 0 | 208.1 | 0.2 | 151.8 | 3.9 | 99 | 11.1 | 21.5694 | 88.171 | Jan: 2487.3606
2017-12-01 | 2017 | 12 | -2.9419 | 711.2 | 0 | 649.2 | 0 | 587.2 | 0 | 525.2 | 0 | 463.2 | 0 | 401.2 | 0 | 339.2 | 0 | 25.1291 | 94.6832 | Jan: 2446.7273
2018-01-01 | 2018 | 1 | -3.9452 | 742.3 | 0 | 680.3 | 0 | 618.3 | 0 | 556.3 | 0 | 494.3 | 0 | 432.5 | 0.2 | 372.5 | 2.2 | 25.7717 | 100.0351 | Jan: 2622.1475
2018-02-01 | 2018 | 2 | -0.28929 | 568.1 | 0 | 512.1 | 0 | 456.1 | 0 | 400.1 | 0 | 344.1 | 0 | 288.5 | 0.4 | 235.5 | 3.4 | 23.7819 | 97.3725 | Jan: 2573.1917
2018-03-01 | 2018 | 3 | 0.77742 | 595.9 | 0 | 533.9 | 0 | 471.9 | 0 | 409.9 | 0 | 347.9 | 0 | 285.9 | 0 | 223.9 | 0 | 22.1888 | 92.8551 | Jan: 2488.3523
2018-04-01 | 2018 | 4 | 4.0233 | 479.3 | 0 | 419.3 | 0 | 359.3 | 0 | 299.3 | 0 | 239.3 | 0 | 180.8 | 1.5 | 127.5 | 8.2 | 21.3096 | 89.4855 | Jan: 2458.3837
2018-05-01 | 2018 | 5 | 14.7903 | 173.8 | 12.3 | 127.7 | 28.2 | 86 | 48.5 | 50.5 | 75 | 25.2 | 111.7 | 6.9 | 155.4 | 0.7 | 211.2 | 22.2161 | 88.8297 | Jan: 2456.1848
2018-06-01 | 2018 | 6 | 19.03 | 64.6 | 35.5 | 26.9 | 57.8 | 5 | 95.9 | 0.6 | 151.5 | 0 | 210.9 | 0 | 270.9 | 0 | 330.9 | 28.8559 | 95.5723 | Jan: 2692.9289
2018-07-01 | 2018 | 7 | 23.2968 | 0.5 | 102.7 | 0 | 164.2 | 0 | 226.2 | 0 | 288.2 | 0 | 350.2 | 0 | 412.2 | 0 | 474.2 | 34.6738 | 102.6479 | Jan: 2784.1173
2018-08-01 | 2018 | 8 | 23.2839 | 5.8 | 107.6 | 1.3 | 165.1 | 0 | 225.8 | 0 | 287.8 | 0 | 349.8 | 0 | 411.8 | 0 | 473.8 | 33.7308 | 101.0696 | Jan: 2789.3275
2018-09-01 | 2018 | 9 | 19.4467 | 57.2 | 40.6 | 27.8 | 71.2 | 11.3 | 114.7 | 2 | 165.4 | 0 | 223.4 | 0 | 283.4 | 0 | 343.4 | 28.0417 | 93.2403 | Jan: 2612.7322
2018-10-01 | 2018 | 10 | 10.6452 | 295.5 | 5.5 | 237.5 | 9.5 | 182.2 | 16.2 | 132.7 | 28.7 | 88.2 | 46.2 | 50.2 | 70.2 | 20.6 | 102.6 | 21.7044 | 84.705 | Jan: 2407.1609
2018-11-01 | 2018 | 11 | 2.92 | 512.4 | 0 | 452.4 | 0 | 392.4 | 0 | 332.4 | 0 | 272.4 | 0 | 214.1 | 1.7 | 157.9 | 5.5 | 22.4772 | 89.9379 | Jan: 2477.6756
2018-12-01 | 2018 | 12 | 1.3548 | 578 | 0 | 516 | 0 | 454 | 0 | 392 | 0 | 330 | 0 | 268 | 0 | 206 | 0 | 24.3241 | 92.0587 | Jan: 2370.3466
2019-01-01 | 2019 | 1 | -4.5806 | 762 | 0 | 700 | 0 | 638 | 0 | 576 | 0 | 514 | 0 | 452 | 0 | 390 | 0 | 25.2442 | 98.3687 | Jan: 2610.3307
2019-02-01 | 2019 | 2 | -2.4179 | 627.7 | 0 | 571.7 | 0 | 515.7 | 0 | 459.7 | 0 | 403.7 | 0 | 347.7 | 0 | 293.7 | 2 | 24.9629 | 100.5697 | Jan: 2621.4817
2019-03-01 | 2019 | 3 | 0.048387 | 618.5 | 0 | 556.5 | 0 | 494.5 | 0 | 432.5 | 0 | 370.5 | 0 | 308.5 | 0 | 246.6 | 0.1 | 22.7167 | 95.3506 | Jan: 2527.2956
2019-04-01 | 2019 | 4 | 6.27 | 411.9 | 0 | 351.9 | 0 | 291.9 | 0 | 231.9 | 0 | 173.3 | 1.4 | 116.7 | 4.8 | 71.4 | 19.5 | 20.6798 | 87.7478 | Jan: 2394.6021
2019-05-01 | 2019 | 5 | 11.0581 | 277.2 | 0 | 215.6 | 0.4 | 157.8 | 4.6 | 105.8 | 14.6 | 63.5 | 34.3 | 33.1 | 65.9 | 13.4 | 108.2 | 20.3033 | 83.5088 | Jan: 2342.2258
2019-06-01 | 2019 | 6 | 17.3067 | 96.9 | 16.1 | 54.9 | 34.1 | 22 | 61.2 | 4.4 | 103.6 | 0.2 | 159.4 | 0 | 219.2 | 0 | 279.2 | 24.8402 | 89.529 | Jan: 2442.549
2019-07-01 | 2019 | 7 | 22.9226 | 1.4 | 92 | 0 | 152.6 | 0 | 214.6 | 0 | 276.6 | 0 | 338.6 | 0 | 400.6 | 0 | 462.6 | 33.4319 | 101.3093 | Jan: 2735.4706
2019-08-01 | 2019 | 8 | 21.2677 | 10.7 | 50 | 1.4 | 102.7 | 0 | 163.3 | 0 | 225.3 | 0 | 287.3 | 0 | 349.3 | 0 | 411.3 | 30.8554 | 97.0531 | Jan: 2621.1565
2019-09-01 | 2019 | 9 | 18.4533 | 58 | 11.6 | 21.8 | 35.4 | 5.1 | 78.7 | 0.3 | 133.9 | 0 | 193.6 | 0 | 253.6 | 0 | 313.6 | 24.321 | 88.9366 | Jan: 2488.468
2019-10-01 | 2019 | 10 | 12.1258 | 247 | 2.9 | 187 | 4.9 | 128.5 | 8.4 | 74.1 | 16 | 32 | 35.9 | 10.4 | 76.3 | 0.3 | 128.2 | 20.9563 | 82.0752 | Jan: 2339.2497
2019-11-01 | 2019 | 11 | 2.5333 | 524 | 0 | 464 | 0 | 404 | 0 | 344 | 0 | 284 | 0 | 224 | 0 | 165.8 | 1.8 | 22.2121 | 88.3037 | Jan: 2336.4818
2019-12-01 | 2019 | 12 | 1.2129 | 582.4 | 0 | 520.4 | 0 | 458.4 | 0 | 396.4 | 0 | 334.4 | 0 | 272.4 | 0 | 210.4 | 0 | 24.1594 | 90.358 | Jan: 2283.2836
2020-01-01 | 2020 | 1 | 0.2 | 613.8 | 0 | 551.8 | 0 | 489.8 | 0 | 427.8 | 0 | 365.8 | 0 | 303.8 | 0 | 241.9 | 0.1
2020-02-01 | 2020 | 2 | -1.3517 | 619.2 | 0 | 561.2 | 0 | 503.2 | 0 | 445.2 | 0 | 387.2 | 0 | 329.2 | 0 | 271.2 | 0
2020-03-01 | 2020 | 3 | 3.8065 | 502 | 0 | 440 | 0 | 378 | 0 | 316 | 0 | 254 | 0 | 195.3 | 3.3 | 138.1 | 8.1
2020-04-01 | 2020 | 4 | 5.9667 | 421 | 0 | 361 | 0 | 301 | 0 | 241 | 0 | 181 | 0 | 121.2 | 0.2 | 67.4 | 6.4
2020-05-01 | 2020 | 5 | 11.1774 | 276.9 | 3.4 | 221.5 | 10 | 168.8 | 19.3 | 122.6 | 35.1 | 83.2 | 57.7 | 48.4 | 84.9 | 23.7 | 122.2
2020-06-01 | 2020 | 6 | 19.9767 | 48 | 47.3 | 26.8 | 86.1 | 11.7 | 131 | 3.1 | 182.4 | 0 | 239.3 | 0 | 299.3 | 0 | 359.3
2020-07-01 | 2020 | 7 | 24.5323 | 0.4 | 140.9 | 0 | 202.5 | 0 | 264.5 | 0 | 326.5 | 0 | 388.5 | 0 | 450.5 | 0 | 512.5

## CDM
Implementation Year | Savings Year | Residential | GS<50 | GS>50 | USL | Streetlight |  |  | Residential | GS<50 | GS>50 | USL | Streetlight
2011 | 2011 | 2177819.4275 | 1109600.0385 | 4438826.2265 | 0 | 0 | 7726245.6925 | 2010
| 2012 | 2176920.4275 | 1061664.4885 | 4438826.2265 | 0 | 0 | 7677411.1425 | 2011 | 1088909.7138 | 554800.0192 | 2219413.1132 | 0 | 0 | 3863122.8462
| 2013 | 2177911.6235 | 1061664.4885 | 4438826.2265 | 0 | 0 | 7678402.3385 | 2012 | 2905438.7672 | 1372275.3799 | 7938587.5561 | 0 | 0 | 12216301.7031
| 2014 | 2174258.865 | 961685.7946 | 4438826.2265 | 0 | 0 | 7574770.886 | 2013 | 4435088.6506 | 2174491.4721 | 14675098.7393 | 0 | 0 | 21284678.8621
| 2015 | 1998359.3107 | 958019.6727 | 4438826.2265 | 0 | 0 | 7395205.2099 | 2014 | 6994830.8621 | 3084511.7297 | 20152767.5377 | 0 | 0 | 30232110.1296
| 2016 | 1663041.7301 | 882490.9093 | 4438826.2265 | 0 | 0 | 6984358.8659 | 2015 | 10177948.8497 | 5514827.6731 | 25580543.0317 | 0 | 0 | 41273319.5544
| 2017 | 1519958.5705 | 749070.9911 | 4438826.2265 | 0 | 0 | 6707855.788 | 2016 | 15147695.8107 | 8426195.4117 | 33745989.6593 | 0 | 0 | 57319880.8816
| 2018 | 1517961.5569 | 749070.9911 | 4438826.2265 | 0 | 0 | 6705858.7744 | 2017 | 28743827.9233 | 9675825.938 | 40599462.6551 | 0 | 2191341.94 | 81210458.4564
| 2019 | 1634760.4719 | 703480.4011 | 3960433.525 | 0 | 0 | 6298674.3981 | 2018 | 36452428.281 | 11923160.538 | 46858132.2521 | 0 | 5263381.38 | 100497102.4512
| 2020 | 1271345.9716 | 703480.4011 | 3960433.525 | 0 | 0 | 5935259.8977 | 2019 | 38321392.4216 | 13423948.9471 | 52858417.7965 | 0 | 6144078.88 | 110747838.0452
| 2021 | 1142097.7629 | 392837.745 | 2825159.4771 |  |  | 4360094.9849 | 2020 | 37945297.3453 | 13686170.2977 | 57266856.6573 | 0 | 6144078.88 | 115042403.1803
[8 empty] | 2021 | 37486355.4808 | 13300165.7529 | 56156282.2763 | 0 | 6144078.88 | 113086882.39
2012 | 2012 | 1457036.6793 | 621221.7828 | 6999522.6592 | 0 | 0 | 9077781.1213
| 2013 | 1438396.8506 | 613915.7121 | 6821478.3521 | 0 | 0 | 8873790.9149
| 2014 | 1436792.4476 | 607216.2993 | 6712640.6443 | 0 | 0 | 8756649.3912
| 2015 | 1436257.1497 | 557921.8318 | 6324171.7277 | 0 | 0 | 8318350.7092 |  | Residential | GS<50 | GS>50 | USL | Streetlight
| 2016 | 1280059.3917 | 557921.8318 | 6089898.8997 | 0 | 0 | 7927880.1231 | 2019 | 38321392.4216 | 13423948.9471 | 52858417.7965 | 0 | 6144078.88
| 2017 | 1092108.5357 | 419802.6068 | 5936297.3237 | 0 | 0 | 7448208.4662 | 2020 | 37931162.4433 | 13145851.5298 | 52155213.5364 | 0 | 6144078.88
| 2018 | 996472.3051 | 413101.7399 | 5827435.9916 | 0 | 0 | 7237010.0365 | 2021 | 37472220.5789 | 12700385.8972 | 49805696.4979 | 0 | 6144078.88
| 2019 | 996041.2235 | 413101.7399 | 5827435.9916 | 0 | 0 | 7236578.955
| 2020 | 996041.2235 | 408372.2436 | 5750601.2673 | 0 | 0 | 7155014.7344
| 2021 | 905837.1944 | 320033.8909 | 4315468.9495 | 0 | 0 | 5541340.0349
2013 | 2013 | 1637560.353 | 997822.543 | 6829588.3214 | 0 | 0 | 9464971.2174
| 2014 | 1625352.0287 | 995881.3088 | 6701956.6631 | 0 | 0 | 9323190.0005
| 2015 | 1590454.1846 | 995846.9231 | 6701657.8588 | 0 | 0 | 9287958.9665
| 2016 | 1483227.106 | 985534.327 | 6701657.8588 | 0 | 0 | 9170419.2918
| 2017 | 1384534.7948 | 570525.0127 | 5052660.4746 | 0 | 0 | 7007720.2821
| 2018 | 1299845.9806 | 560412.1078 | 4964781.5056 | 0 | 0 | 6825039.594
| 2019 | 1299845.9806 | 560412.1078 | 4964781.5056 | 0 | 0 | 6825039.594
| 2020 | 1299569.54 | 559994.3062 | 4961150.8999 | 0 | 0 | 6820714.7461
| 2021 | 1066600.0981 | 549475.4694 | 4869744.4701 | 0 | 0 | 6485820.0377
2014 | 2014 | 3516855.0417 | 1039456.6541 | 4598688.0077 | 0 | 0 | 9154999.7035
| 2015 | 3261863.7046 | 1033951.4794 | 4573102.1564 | 0 | 0 | 8868917.3404
| 2016 | 3099886.9254 | 1027580.5618 | 4573102.1564 | 0 | 0 | 8700569.6436
| 2017 | 3083234.3625 | 985173.5307 | 4514664.7308 | 0 | 0 | 8583072.624
| 2018 | 2990840.4381 | 985173.5307 | 4253570.4506 | 0 | 0 | 8229584.4194
| 2019 | 2923022.2068 | 985173.5307 | 4253570.4506 | 0 | 0 | 8161766.1881
| 2020 | 2923022.2068 | 955349.7184 | 4114961.2939 | 0 | 0 | 7993333.2191
| 2021 | 2921761.2903 | 955349.7184 | 4114961.2939 | 0 | 0 | 7992072.3026
2015 | 2015 | 3782029 | 3938175.5322 | 7085570.1246 | 0 | 0 | 14805774.6568
| 2016 | 3730628.3007 | 3938469.3672 | 7087975.9093 | 0 | 0 | 14757073.5772
| 2017 | 3727477.087 | 3928820.4629 | 7181129.4333 | 0 | 0 | 14837426.9832
| 2018 | 3725378.8734 | 3926097.3343 | 7206433.1816 | 0 | 0 | 14857909.3892
| 2019 | 3711017.6597 | 3926101.9731 | 7206471.1624 | 0 | 0 | 14843590.7952
| 2020 | 3695040.446 | 3864913.0651 | 7114285.6902 | 0 | 0 | 14674239.2012
| 2021 | 3691900.4077 | 3836703.5664 | 7469015.1888 | 0 |  | 14997619.1629
2016 | 2016 | 7781704.7136 | 2068396.8291 | 9709057.2173 | 0 | 0 | 19559158.7601
| 2017 | 7781062.6154 | 2049671.1401 | 9728247.7578 | 0 | 0 | 19558981.5133
| 2018 | 7780967.5894 | 2094513.2057 | 10015990.4716 | 0 | 0 | 19891471.2666
| 2019 | 7780872.5633 | 2094502.1199 | 10015919.3367 | 0 | 0 | 19891294.0199
| 2020 | 7780777.5372 | 2094491.0342 | 10015848.2018 | 0 | 0 | 19891116.7732
| 2021 | 7780746.3073 | 2092929.3901 | 10010865.8966 |  |  | 19884541.5941
2017 | 2017 | 20310903.9148 | 1945524.3873 | 7495273.417 | 0 | 4382683.88 | 34134385.5991
| 2018 | 16309758.8638 | 1946736.9327 | 7489121.9449 | 0 | 4382683.88 | 30128301.6215
| 2019 | 16309739.8129 | 1945852.7883 | 7485788.1627 | 0 | 4382683.88 | 30124064.6439
| 2020 | 16309720.762 | 1944968.6438 | 7482454.3805 | 0 | 4382683.88 | 30119827.6662
| 2021 | 16307632.762 | 1943793.7661 | 7481837.2582 | 0 | 4382683.88 | 30115947.6662
2018 | 2018 | 3662405.3476 | 2496109.3919 | 5323944.9596 | 0 | 1761395 | 13243854.6991
| 2019 | 3651957.601 | 2315067.2229 | 5283831.7709 | 0 | 1761395 | 13012251.5948
| 2020 | 3641509.8543 | 2134025.054 | 5243718.5821 | 0 | 1761395 | 12780648.4905
| 2021 | 3641509.8543 | 2134025.054 | 5243718.5821 | 0 | 1761395 | 12780648.4905
2019 | 2019 | 28269.8039 | 960514.1267 | 7720371.7821 |  |  | 8709155.7127
| 2020 | 28269.8039 | 960514.1267 | 7371945.5869 |  |  | 8360729.5174
| 2021 | 28269.8039 | 955494.3602 | 7335111.2727 |  |  | 8318875.4368
2020 | 2020 |  | 120123.4093 | 2502914.4597 |  |  | 2623037.869
| 2021 |  | 119522.7923 | 2490399.8874 |  |  | 2609922.6796
2021 | 2021 | 0 | 0 | 0 |  |  | 0

## Res PW
Model 1: Prais-Winsten, using observations 2010:01-2019:12 (T = 120)
Dependent variable: AvgResD
rho = 0.288176
| coefficient | std. error | t-ratio | p-value
const | -4.4308 | 13.0004 | -0.34082 | 0.73387
HDD12 | 0.0079089 | 0.00076968 | 10.2756 | 6.3009e-18
CDD14 | 0.038743 | 0.0014774 | 26.2238 | 4.174e-50
Trend | -0.04454 | 0.015462 | -2.8805 | 0.004744
Ont_FTEAdj | 0.004154 | 0.0020087 | 2.0681 | 0.040897
Shoulder | -1.1856 | 0.20416 | -5.8073 | 5.8374e-08
Statistics based on the rho-differenced data
Mean dependent var | 25.1885 | S.D. dependent var | 3.5831
Sum squared resid | 72.8697 | S.E. of regression | 0.7995
R-squared | 0.95234 | Adjusted R-squared | 0.95025
F(5, 114) | 342.0933 | P-value(F) | 6.9477e-67
rho | -0.0095415 | Durbin-Watson | 1.993

## Res Predicted Monthly
Date | Year | Month | Res_NoCDM | HDD12 | CDD14 | Trend | Ont_FTEAdj | Shoulder | const | HDD12 | CDD14 | Trend | Ont_FTEAdj | Shoulder | Residential_Customers | Month Days | Predicted | Difference
2010-01-01 | 2010 | 1 | 49397907 | 483.2 | 0 | 1 | 6466.9 | 0 | -4.4308 | 3.8216 | 0 | -0.04454 | 26.8636 | 0 | 57642 | 31 | 46834582.0365 | -2563324.9635 | 5.189%
2010-02-01 | 2010 | 2 | 40768686 | 392.6 | 0 | 2 | 6471 | 0 | -4.4308 | 3.105 | 0 | -0.08908 | 26.8807 | 0 | 57677 | 28 | 41126267.0224 | 357581.0224 | 0.8771%
2010-03-01 | 2010 | 3 | 40910014 | 232.4 | 0 | 3 | 6477.5 | 1 | -4.4308 | 1.838 | 0 | -0.13362 | 26.9077 | -1.1856 | 57709 | 31 | 41138865.0591 | 228851.0591 | 0.5594%
2010-04-01 | 2010 | 4 | 36681881 | 78.5 | 1.4 | 4 | 6485 | 1 | -4.4308 | 0.62085 | 0.05424 | -0.17816 | 26.9388 | -1.1856 | 57751 | 30 | 37802751.9164 | 1120870.9164 | 3.056%
2010-05-01 | 2010 | 5 | 44687288 | 36.5 | 76.9 | 5 | 6506.8 | 1 | -4.4308 | 0.28868 | 2.9793 | -0.2227 | 27.0294 | -1.1856 | 57814 | 31 | 43835074.9473 | -852213.0527 | 1.907%
2010-06-01 | 2010 | 6 | 51533466 | 0 | 161.1 | 6 | 6540.8 | 0 | -4.4308 | 0 | 6.2415 | -0.26724 | 27.1706 | 0 | 57809 | 30 | 49798070.4297 | -1735395.5703 | 3.368%
2010-07-01 | 2010 | 7 | 61497459 | 0 | 291.8 | 7 | 6561 | 0 | -4.4308 | 0 | 11.3053 | -0.31178 | 27.2545 | 0 | 57987 | 31 | 60789773.3759 | -707685.6241 | 1.151%
2010-08-01 | 2010 | 8 | 57219511 | 0 | 269.7 | 8 | 6568.9 | 0 | -4.4308 | 0 | 10.449 | -0.35632 | 27.2874 | 0 | 58018 | 31 | 59261218.1363 | 2041707.1363 | 3.568%
2010-09-01 | 2010 | 9 | 45833578 | 0.1 | 94.4 | 9 | 6556 | 1 | -4.4308 | 0.00079089 | 3.6574 | -0.40086 | 27.2338 | -1.1856 | 58071 | 30 | 43334928.0182 | -2498649.9818 | 5.452%
2010-10-01 | 2010 | 10 | 41340554 | 44.2 | 13.5 | 10 | 6551.6 | 1 | -4.4308 | 0.34958 | 0.52303 | -0.4454 | 27.2155 | -1.1856 | 58121 | 31 | 39685953.5315 | -1654600.4685 | 4.002%
2010-11-01 | 2010 | 11 | 39815993 | 202.7 | 0 | 11 | 6555.7 | 1 | -4.4308 | 1.6031 | 0 | -0.48994 | 27.2325 | -1.1856 | 58162 | 30 | 39659535.0235 | -156457.9765 | 0.393%
2010-12-01 | 2010 | 12 | 47209999 | 447.6 | 0 | 12 | 6578.3 | 0 | -4.4308 | 3.54 | 0 | -0.53448 | 27.3264 | 0 | 58247 | 31 | 46768668.0664 | -441330.9336 | 0.9348%
2011-01-01 | 2011 | 1 | 49456916.4761 | 540.7 | 0 | 13 | 6606.3 | 0 | -4.4308 | 4.2764 | 0 | -0.57902 | 27.4427 | 0 | 58273 | 31 | 48249337.7645 | -1207578.7116 | 2.442%
2011-02-01 | 2011 | 2 | 41737382.4761 | 437.2 | 0 | 14 | 6619.5 | 0 | -4.4308 | 3.4578 | 0 | -0.62356 | 27.4976 | 0 | 58299 | 28 | 42280074.0145 | 542691.5384 | 1.3%
2011-03-01 | 2011 | 3 | 42523489.4761 | 359.5 | 0 | 15 | 6628.6 | 1 | -4.4308 | 2.8433 | 0 | -0.6681 | 27.5354 | -1.1856 | 58318 | 31 | 43558784.2538 | 1035294.7776 | 2.435%
2011-04-01 | 2011 | 4 | 38514761.4761 | 177.5 | 0 | 16 | 6635.5 | 1 | -4.4308 | 1.4038 | 0 | -0.71264 | 27.564 | -1.1856 | 58345 | 30 | 39625886.4088 | 1111124.9327 | 2.885%
2011-05-01 | 2011 | 5 | 42499355.4761 | 42.4 | 22.7 | 17 | 6645.8 | 1 | -4.4308 | 0.33534 | 0.87947 | -0.75718 | 27.6068 | -1.1856 | 58385 | 31 | 40629519.2303 | -1869836.2458 | 4.4%
2011-06-01 | 2011 | 6 | 49779830.4761 | 0 | 139.9 | 18 | 6662 | 0 | -4.4308 | 0 | 5.4202 | -0.80172 | 27.6741 | 0 | 58495 | 30 | 48893227.515 | -886602.9611 | 1.781%
2011-07-01 | 2011 | 7 | 61715744.4761 | 0 | 313.9 | 19 | 6665.8 | 0 | -4.4308 | 0 | 12.1615 | -0.84626 | 27.6899 | 0 | 58515 | 31 | 62716617.9606 | 1000873.4845 | 1.622%
2011-08-01 | 2011 | 8 | 56143271.4761 | 0 | 242.4 | 20 | 6677.5 | 0 | -4.4308 | 0 | 9.3913 | -0.8908 | 27.7385 | 0 | 58526 | 31 | 57709902.301 | 1566630.8248 | 2.79%
2011-09-01 | 2011 | 9 | 44393787.4761 | 0.4 | 114.2 | 21 | 6674.4 | 1 | -4.4308 | 0.0031636 | 4.4245 | -0.93534 | 27.7256 | -1.1856 | 58615 | 30 | 45018998.398 | 625210.9219 | 1.408%
2011-10-01 | 2011 | 10 | 41972796.4761 | 61.1 | 27.4 | 22 | 6668.1 | 1 | -4.4308 | 0.48324 | 1.0616 | -0.97988 | 27.6994 | -1.1856 | 58637 | 31 | 41168294.917 | -804501.5592 | 1.917%
2011-11-01 | 2011 | 11 | 39897288.4761 | 127.1 | 1 | 23 | 6662.8 | 1 | -4.4308 | 1.0052 | 0.038743 | -1.0244 | 27.6774 | -1.1856 | 58706 | 30 | 38887897.7945 | -1009390.6816 | 2.53%
2011-12-01 | 2011 | 12 | 43807291.4761 | 295.3 | 0 | 24 | 6667.5 | 0 | -4.4308 | 2.3355 | 0 | -1.069 | 27.6969 | 0 | 58745 | 31 | 44676409.1501 | 869117.674 | 1.984%
2012-01-01 | 2012 | 1 | 47070680.8973 | 382.7 | 0 | 25 | 6673.6 | 0 | -4.4308 | 3.0268 | 0 | -1.1135 | 27.7223 | 0 | 58846 | 31 | 45979175.2725 | -1091505.6248 | 2.319%
2012-02-01 | 2012 | 2 | 40386842.8973 | 323.4 | 0 | 26 | 6670.7 | 0 | -4.4308 | 2.5578 | 0 | -1.158 | 27.7102 | 0 | 58886 | 29 | 42144472.7708 | 1757629.8735 | 4.352%
2012-03-01 | 2012 | 3 | 39034538.8973 | 184.9 | 0.3 | 27 | 6674 | 1 | -4.4308 | 1.4624 | 0.011623 | -1.2026 | 27.7239 | -1.1856 | 58950 | 31 | 40896455.0937 | 1861916.1964 | 4.77%
2012-04-01 | 2012 | 4 | 37958885.8973 | 134.2 | 2.4 | 28 | 6685.8 | 1 | -4.4308 | 1.0614 | 0.092984 | -1.2471 | 27.773 | -1.1856 | 59035 | 30 | 39076142.9981 | 1117257.1008 | 2.943%
2012-05-01 | 2012 | 5 | 43107352.8973 | 11.4 | 77.3 | 29 | 6690.1 | 1 | -4.4308 | 0.090162 | 2.9948 | -1.2917 | 27.7908 | -1.1856 | 59072 | 31 | 43890594.6302 | 783241.733 | 1.817%
2012-06-01 | 2012 | 6 | 53239807.8973 | 0 | 200.1 | 30 | 6693.3 | 0 | -4.4308 | 0 | 7.7525 | -1.3362 | 27.8041 | 0 | 59132 | 30 | 52845644.4409 | -394163.4563 | 0.7404%
2012-07-01 | 2012 | 7 | 63475935.8973 | 0 | 317 | 31 | 6694.6 | 0 | -4.4308 | 0 | 12.2816 | -1.3807 | 27.8095 | 0 | 59180 | 31 | 62888640.2063 | -587295.691 | 0.9252%
2012-08-01 | 2012 | 8 | 57530370.8973 | 0 | 254.8 | 32 | 6703.3 | 0 | -4.4308 | 0 | 9.8718 | -1.4253 | 27.8457 | 0 | 59175 | 31 | 58447274.3137 | 916903.4165 | 1.594%
2012-09-01 | 2012 | 9 | 46622905.8973 | 0.9 | 112.9 | 33 | 6707.4 | 1 | -4.4308 | 0.007118 | 4.3741 | -1.4698 | 27.8627 | -1.1856 | 59185 | 30 | 44668776.8671 | -1954129.0301 | 4.191%
2012-10-01 | 2012 | 10 | 41986598.8973 | 66.6 | 11.9 | 34 | 6710 | 1 | -4.4308 | 0.52674 | 0.46104 | -1.5144 | 27.8735 | -1.1856 | 59026 | 31 | 39762655.26 | -2223943.6372 | 5.297%
2012-11-01 | 2012 | 11 | 39489997.8973 | 216.8 | 0 | 35 | 6722.4 | 1 | -4.4308 | 1.7147 | 0 | -1.5589 | 27.925 | -1.1856 | 59073 | 30 | 39811148.5253 | 321150.628 | 0.8132%
2012-12-01 | 2012 | 12 | 44841090.8973 | 293.4 | 0 | 36 | 6740.6 | 0 | -4.4308 | 2.3205 | 0 | -1.6034 | 28.0006 | 0 | 59257 | 31 | 44614175.1344 | -226915.7629 | 0.506%
2013-01-01 | 2013 | 1 | 47995321.7209 | 395.2 | 0 | 37 | 6758.8 | 0 | -4.4308 | 3.1256 | 0 | -1.648 | 28.0762 | 0 | 59206 | 31 | 46110514.7815 | -1884806.9394 | 3.927%
2013-02-01 | 2013 | 2 | 41164712.7209 | 419.5 | 0 | 38 | 6775.5 | 0 | -4.4308 | 3.3178 | 0 | -1.6925 | 28.1456 | 0 | 59219 | 28 | 42017198.3167 | 852485.5958 | 2.071%
2013-03-01 | 2013 | 3 | 42435047.7209 | 337.3 | 0 | 39 | 6781.1 | 1 | -4.4308 | 2.6677 | 0 | -1.7371 | 28.1688 | -1.1856 | 59221 | 31 | 43111449.2146 | 676401.4937 | 1.594%
2013-04-01 | 2013 | 4 | 38570561.7209 | 183 | 1.6 | 40 | 6788.9 | 1 | -4.4308 | 1.4473 | 0.061989 | -1.7816 | 28.2012 | -1.1856 | 59208 | 30 | 39632511.6363 | 1061949.9154 | 2.753%
2013-05-01 | 2013 | 5 | 41401216.7209 | 28.2 | 43.3 | 41 | 6801.1 | 1 | -4.4308 | 0.22303 | 1.6776 | -1.8261 | 28.2519 | -1.1856 | 59245 | 31 | 41709096.923 | 307880.2021 | 0.7437%
2013-06-01 | 2013 | 6 | 47845491.7209 | 0.1 | 137.6 | 42 | 6815.2 | 0 | -4.4308 | 0.00079089 | 5.3311 | -1.8707 | 28.3105 | 0 | 59259 | 30 | 48605805.3157 | 760313.5948 | 1.589%
2013-07-01 | 2013 | 7 | 56314814.7209 | 0 | 254.9 | 43 | 6826.2 | 0 | -4.4308 | 0 | 9.8756 | -1.9152 | 28.3562 | 0 | 59290 | 31 | 58605821.5591 | 2291006.8382 | 4.068%
2013-08-01 | 2013 | 8 | 53136083.7209 | 0 | 213 | 44 | 6833.9 | 0 | -4.4308 | 0 | 8.2523 | -1.9598 | 28.3882 | 0 | 59297 | 31 | 55605631.1316 | 2469547.4107 | 4.648%
2013-09-01 | 2013 | 9 | 45426909.7209 | 1.9 | 95.4 | 45 | 6843.3 | 1 | -4.4308 | 0.015027 | 3.6961 | -2.0043 | 28.4272 | -1.1856 | 59374 | 30 | 43671357.8227 | -1755551.8981 | 3.865%
2013-10-01 | 2013 | 10 | 42344925.7209 | 62.4 | 26.6 | 46 | 6850.3 | 1 | -4.4308 | 0.49352 | 1.0306 | -2.0488 | 28.4563 | -1.1856 | 59424 | 31 | 41107748.1715 | -1237177.5494 | 2.922%
2013-11-01 | 2013 | 11 | 41292979.7209 | 249.6 | 0 | 47 | 6854 | 1 | -4.4308 | 1.9741 | 0 | -2.0934 | 28.4717 | -1.1856 | 59441 | 30 | 40543482.4932 | -749497.2277 | 1.815%
2013-12-01 | 2013 | 12 | 46594417.7209 | 438 | 0 | 48 | 6850.4 | 0 | -4.4308 | 3.4641 | 0 | -2.1379 | 28.4567 | 0 | 59649 | 31 | 46879106.9307 | 284689.2098 | 0.611%
2014-01-01 | 2014 | 1 | 51200778.5718 | 586.1 | 0 | 49 | 6848.3 | 0 | -4.4308 | 4.6354 | 0 | -2.1825 | 28.448 | 0 | 59671 | 31 | 48964567.8052 | -2236210.7667 | 4.368%
2014-02-01 | 2014 | 2 | 43486614.5718 | 528.6 | 0 | 50 | 6850 | 0 | -4.4308 | 4.1807 | 0 | -2.227 | 28.4551 | 0 | 59674 | 28 | 43405810.8348 | -80803.737 | 0.1858%
2014-03-01 | 2014 | 3 | 44184194.5718 | 464.4 | 0 | 51 | 6856.4 | 1 | -4.4308 | 3.6729 | 0 | -2.2715 | 28.4816 | -1.1856 | 59687 | 31 | 44900472.4573 | 716277.8855 | 1.621%
2014-04-01 | 2014 | 4 | 38731453.5718 | 185.9 | 0 | 52 | 6869.6 | 1 | -4.4308 | 1.4703 | 0 | -2.3161 | 28.5365 | -1.1856 | 59679 | 30 | 39521134.3428 | 789680.7709 | 2.039%
2014-05-01 | 2014 | 5 | 40675001.5718 | 33.9 | 35.8 | 53 | 6870.6 | 1 | -4.4308 | 0.26811 | 1.387 | -2.3606 | 28.5406 | -1.1856 | 59689 | 31 | 41112652.1812 | 437650.6093 | 1.076%
2014-06-01 | 2014 | 6 | 45459103.5718 | 0 | 137.3 | 54 | 6865.4 | 0 | -4.4308 | 0 | 5.3194 | -2.4052 | 28.519 | 0 | 59798 | 30 | 48440903.7569 | 2981800.185 | 6.559%
2014-07-01 | 2014 | 7 | 51897622.5718 | 0 | 180.6 | 55 | 6864.4 | 0 | -4.4308 | 0 | 6.997 | -2.4497 | 28.5149 | 0 | 59907 | 31 | 53171872.0246 | 1274249.4528 | 2.455%
2014-08-01 | 2014 | 8 | 50248064.5718 | 0 | 188.2 | 56 | 6869.9 | 0 | -4.4308 | 0 | 7.2915 | -2.4942 | 28.5377 | 0 | 59924 | 31 | 53693642.5849 | 3445578.0131 | 6.857%
2014-09-01 | 2014 | 9 | 43927568.5718 | 0.6 | 108.9 | 57 | 6884.5 | 1 | -4.4308 | 0.0047454 | 4.2191 | -2.5388 | 28.5984 | -1.1856 | 59924 | 30 | 44344506.2783 | 416937.7064 | 0.9491%
2014-10-01 | 2014 | 10 | 41698922.5718 | 50.6 | 19.9 | 58 | 6901.5 | 1 | -4.4308 | 0.40019 | 0.77099 | -2.5833 | 28.669 | -1.1856 | 59943 | 31 | 40213026.589 | -1485895.9828 | 3.563%
2014-11-01 | 2014 | 11 | 40599034.5718 | 261.6 | 0 | 59 | 6907.5 | 1 | -4.4308 | 2.069 | 0 | -2.6279 | 28.6939 | -1.1856 | 59983 | 30 | 40522079.1331 | -76955.4387 | 0.1895%
2014-12-01 | 2014 | 12 | 45189588.5718 | 333.1 | 0 | 60 | 6903.1 | 0 | -4.4308 | 2.6345 | 0 | -2.6724 | 28.6756 | 0 | 60014 | 31 | 45035374.4193 | -154214.1525 | 0.3413%
2015-01-01 | 2015 | 1 | 49884340.4041 | 553.6 | 0 | 61 | 6885.7 | 0 | -4.4308 | 4.3784 | 0 | -2.7169 | 28.6034 | 0 | 60019 | 31 | 48066492.8394 | -1817847.5647 | 3.644%
2015-02-01 | 2015 | 2 | 42980985.4041 | 647.9 | 0 | 62 | 6885.3 | 0 | -4.4308 | 5.1242 | 0 | -2.7615 | 28.6017 | 0 | 60029 | 28 | 44598045.3049 | 1617059.9008 | 3.762%
2015-03-01 | 2015 | 3 | 43419024.4041 | 408 | 0 | 63 | 6892.1 | 1 | -4.4308 | 3.2268 | 0 | -2.806 | 28.6299 | -1.1856 | 60053 | 31 | 43626454.6535 | 207430.2493 | 0.4777%
2015-04-01 | 2015 | 4 | 38613457.4041 | 149.7 | 1.6 | 64 | 6897.3 | 1 | -4.4308 | 1.184 | 0.061989 | -2.8506 | 28.6515 | -1.1856 | 60058 | 30 | 38612285.5119 | -1171.8923 | 0.003035%
2015-05-01 | 2015 | 5 | 40763108.4041 | 18.3 | 60.8 | 65 | 6906.5 | 1 | -4.4308 | 0.14473 | 2.3556 | -2.8951 | 28.6898 | -1.1856 | 60068 | 31 | 42229986.1057 | 1466877.7016 | 3.599%
2015-06-01 | 2015 | 6 | 46119249.4041 | 3.5 | 98 | 66 | 6921.3 | 0 | -4.4308 | 0.027681 | 3.7968 | -2.9396 | 28.7512 | 0 | 60094 | 30 | 45440663.8114 | -678585.5927 | 1.471%
2015-07-01 | 2015 | 7 | 54424085.4041 | 0 | 244.9 | 67 | 6941.2 | 0 | -4.4308 | 0 | 9.4882 | -2.9842 | 28.8339 | 0 | 60096 | 31 | 57579259.4697 | 3155174.0656 | 5.797%
2015-08-01 | 2015 | 8 | 55134636.4041 | 0 | 210.7 | 68 | 6949.2 | 0 | -4.4308 | 0 | 8.1632 | -3.0287 | 28.8671 | 0 | 60131 | 31 | 55121803.8163 | -12832.5879 | 0.02328%
2015-09-01 | 2015 | 9 | 47798131.4041 | 0 | 181 | 69 | 6941.1 | 1 | -4.4308 | 0 | 7.0125 | -3.0733 | 28.8335 | -1.1856 | 60165 | 30 | 49015862.7888 | 1217731.3847 | 2.548%
2015-10-01 | 2015 | 10 | 41883670.4041 | 51.8 | 14.4 | 70 | 6934.8 | 1 | -4.4308 | 0.40968 | 0.5579 | -3.1178 | 28.8073 | -1.1856 | 60249 | 31 | 39298144.9783 | -2585525.4258 | 6.173%
2015-11-01 | 2015 | 11 | 38353292.4041 | 133 | 4 | 71 | 6928.3 | 1 | -4.4308 | 1.0519 | 0.15497 | -3.1623 | 28.7803 | -1.1856 | 60255 | 30 | 38337457.635 | -15834.7692 | 0.04129%
2015-12-01 | 2015 | 12 | 41803813.4041 | 208.5 | 0 | 72 | 6942.8 | 0 | -4.4308 | 1.649 | 0 | -3.2069 | 28.8405 | 0 | 60262 | 31 | 42690133.246 | 886319.8418 | 2.12%
2016-01-01 | 2016 | 1 | 46084693.9842 | 439 | 0 | 73 | 6957.7 | 0 | -4.4308 | 3.472 | 0 | -3.2514 | 28.9024 | 0 | 60313 | 31 | 46167198.801 | 82504.8168 | 0.179%
2016-02-01 | 2016 | 2 | 40582823.9842 | 370.3 | 0 | 74 | 6970.6 | 0 | -4.4308 | 2.9287 | 0 | -3.296 | 28.956 | 0 | 60310 | 29 | 42252040.8342 | 1669216.85 | 4.113%
2016-03-01 | 2016 | 3 | 40648907.9842 | 267 | 0 | 75 | 6978.1 | 1 | -4.4308 | 2.1117 | 0 | -3.3405 | 28.9872 | -1.1856 | 60323 | 31 | 41405803.0237 | 756895.0395 | 1.862%
2016-04-01 | 2016 | 4 | 38183247.9842 | 216.9 | 2.8 | 76 | 6981.8 | 1 | -4.4308 | 1.7154 | 0.10848 | -3.385 | 29.0026 | -1.1856 | 60319 | 30 | 39493972.8737 | 1310724.8895 | 3.433%
2016-05-01 | 2016 | 5 | 42648799.9842 | 41.9 | 70.6 | 77 | 6994.4 | 1 | -4.4308 | 0.33138 | 2.7353 | -3.4296 | 29.0549 | -1.1856 | 60305 | 31 | 43138762.6921 | 489962.7078 | 1.149%
2016-06-01 | 2016 | 6 | 51837156.9842 | 0 | 163.6 | 78 | 7001.9 | 0 | -4.4308 | 0 | 6.3384 | -3.4741 | 29.0861 | 0 | 60308 | 30 | 49789430.9094 | -2047726.0749 | 3.95%
2016-07-01 | 2016 | 7 | 62950910.9842 | 0 | 276.5 | 79 | 6995.7 | 0 | -4.4308 | 0 | 10.7125 | -3.5187 | 29.0603 | 0 | 60310 | 31 | 59497228.1075 | -3453682.8767 | 5.486%
2016-08-01 | 2016 | 8 | 61477768.9842 | 0 | 301.8 | 80 | 6990.6 | 0 | -4.4308 | 0 | 11.6927 | -3.5632 | 29.0391 | 0 | 60299 | 31 | 61195778.8694 | -281990.1148 | 0.4587%
2016-09-01 | 2016 | 9 | 50972090.9842 | 0 | 181 | 81 | 6988.9 | 1 | -4.4308 | 0 | 7.0125 | -3.6078 | 29.032 | -1.1856 | 60320 | 30 | 48534260.4022 | -2437830.582 | 4.783%
2016-10-01 | 2016 | 10 | 42378157.9842 | 50.1 | 52.7 | 82 | 7006.2 | 1 | -4.4308 | 0.39624 | 2.0418 | -3.6523 | 29.1039 | -1.1856 | 60321 | 31 | 41649885.6465 | -728272.3377 | 1.719%
2016-11-01 | 2016 | 11 | 38434874.9842 | 121.3 | 1.9 | 83 | 7018.5 | 1 | -4.4308 | 0.95935 | 0.073612 | -3.6968 | 29.155 | -1.1856 | 60345 | 30 | 37790635.789 | -644239.1952 | 1.676%
2016-12-01 | 2016 | 12 | 44072140.9842 | 373 | 0 | 84 | 7028.8 | 0 | -4.4308 | 2.95 | 0 | -3.7414 | 29.1978 | 0 | 60353 | 31 | 44857136.1443 | 784995.1601 | 1.781%
2017-01-01 | 2017 | 1 | 45513156.9936 | 382.6 | 0 | 85 | 7045.6 | 0 | -4.4308 | 3.026 | 0 | -3.7859 | 29.2676 | 0 | 60357 | 31 | 45049411.1067 | -463745.887 | 1.019%
2017-02-01 | 2017 | 2 | 39003163.9936 | 303.2 | 0 | 86 | 7060.7 | 0 | -4.4308 | 2.398 | 0 | -3.8305 | 29.3303 | 0 | 60440 | 28 | 39713795.3104 | 710631.3168 | 1.822%
2017-03-01 | 2017 | 3 | 40659230.9936 | 355.2 | 0 | 87 | 7074.2 | 1 | -4.4308 | 2.8093 | 0 | -3.875 | 29.3864 | -1.1856 | 60475 | 31 | 42564272.4549 | 1905041.4613 | 4.685%
2017-04-01 | 2017 | 4 | 36365727.9936 | 107.1 | 4.7 | 88 | 7074.8 | 1 | -4.4308 | 0.84705 | 0.18209 | -3.9195 | 29.3889 | -1.1856 | 60471 | 30 | 37882866.7809 | 1517138.7873 | 4.172%
2017-05-01 | 2017 | 5 | 39252488.9936 | 57.9 | 29.9 | 89 | 7080.7 | 1 | -4.4308 | 0.45793 | 1.1584 | -3.9641 | 29.4134 | -1.1856 | 60529 | 31 | 40247424.6032 | 994935.6096 | 2.535%
2017-06-01 | 2017 | 6 | 47628726.9936 | 0 | 159.1 | 90 | 7085.4 | 0 | -4.4308 | 0 | 6.164 | -4.0086 | 29.4329 | 0 | 60518 | 30 | 49305642.2402 | 1676915.2466 | 3.521%
2017-07-01 | 2017 | 7 | 55795161.9936 | 0 | 237.5 | 91 | 7099.9 | 0 | -4.4308 | 0 | 9.2015 | -4.0532 | 29.4931 | 0 | 60509 | 31 | 56668635.3362 | 873473.3426 | 1.566%
2017-08-01 | 2017 | 8 | 52455127.9936 | 0 | 202.2 | 92 | 7121.3 | 0 | -4.4308 | 0 | 7.8339 | -4.0977 | 29.582 | 0 | 60503 | 31 | 54181085.5272 | 1725957.5336 | 3.29%
2017-09-01 | 2017 | 9 | 45869090.9936 | 1 | 142.4 | 93 | 7150.1 | 1 | -4.4308 | 0.0079089 | 5.517 | -4.1422 | 29.7017 | -1.1856 | 60533 | 30 | 46249643.0087 | 380552.0151 | 0.8296%
2017-10-01 | 2017 | 10 | 41241496.9936 | 26.3 | 67.9 | 94 | 7170.5 | 1 | -4.4308 | 0.20801 | 2.6307 | -4.1868 | 29.7864 | -1.1856 | 60537 | 31 | 42828720.6134 | 1587223.6198 | 3.849%
2017-11-01 | 2017 | 11 | 39186018.9936 | 208.1 | 0 | 95 | 7189.6 | 1 | -4.4308 | 1.6459 | 0 | -4.2313 | 29.8658 | -1.1856 | 60558 | 30 | 39357716.3089 | 171697.3153 | 0.4382%
2017-12-01 | 2017 | 12 | 47202885.9936 | 463.2 | 0 | 96 | 7203.1 | 0 | -4.4308 | 3.6634 | 0 | -4.2759 | 29.9218 | 0 | 60594 | 31 | 46732374.2694 | -470511.7242 | 0.9968%
2018-01-01 | 2018 | 1 | 48557804.3568 | 494.3 | 0 | 97 | 7199.8 | 0 | -4.4308 | 3.9094 | 0 | -4.3204 | 29.9081 | 0 | 60779 | 31 | 47228744.9718 | -1329059.3849 | 2.737%
2018-02-01 | 2018 | 2 | 40484293.3568 | 344.1 | 0 | 98 | 7189.2 | 0 | -4.4308 | 2.7215 | 0 | -4.3649 | 29.8641 | 0 | 60797 | 28 | 40497855.994 | 13562.6373 | 0.0335%
2018-03-01 | 2018 | 3 | 41820071.3568 | 347.9 | 0 | 99 | 7185 | 1 | -4.4308 | 2.7515 | 0 | -4.4095 | 29.8467 | -1.1856 | 60798 | 31 | 42542917.1912 | 722845.8345 | 1.728%
2018-04-01 | 2018 | 4 | 38863607.3568 | 239.3 | 0 | 100 | 7198.2 | 1 | -4.4308 | 1.8926 | 0 | -4.454 | 29.9015 | -1.1856 | 60792 | 30 | 39618826.6781 | 755219.3213 | 1.943%
2018-05-01 | 2018 | 5 | 41888037.3568 | 25.2 | 75 | 101 | 7208.1 | 1 | -4.4308 | 0.19931 | 2.9057 | -4.4986 | 29.9426 | -1.1856 | 60822 | 31 | 43239239.3623 | 1351202.0055 | 3.226%
2018-06-01 | 2018 | 6 | 52737113.3568 | 0 | 151.5 | 102 | 7224.1 | 0 | -4.4308 | 0 | 5.8696 | -4.5431 | 30.0091 | 0 | 60920 | 30 | 49171206.1589 | -3565907.1979 | 6.762%
2018-07-01 | 2018 | 7 | 65507958.3568 | 0 | 288.2 | 103 | 7258.6 | 0 | -4.4308 | 0 | 11.1658 | -4.5876 | 30.1524 | 0 | 60944 | 31 | 61022775.7903 | -4485182.5664 | 6.847%
2018-08-01 | 2018 | 8 | 63722121.3568 | 0 | 287.8 | 104 | 7264.8 | 0 | -4.4308 | 0 | 11.1503 | -4.6322 | 30.1781 | 0 | 60940 | 31 | 60954006.2685 | -2768115.0882 | 4.344%
2018-09-01 | 2018 | 9 | 51293687.3568 | 0 | 165.4 | 105 | 7268.1 | 1 | -4.4308 | 0 | 6.4081 | -4.6767 | 30.1919 | -1.1856 | 60973 | 30 | 48120286.202 | -3173401.1547 | 6.187%
2018-10-01 | 2018 | 10 | 41037608.3568 | 88.2 | 28.7 | 106 | 7253 | 1 | -4.4308 | 0.69757 | 1.1119 | -4.7213 | 30.1291 | -1.1856 | 60992 | 31 | 40842122.8548 | -195485.5019 | 0.4764%
2018-11-01 | 2018 | 11 | 41154130.3568 | 272.4 | 0 | 107 | 7273.5 | 1 | -4.4308 | 2.1544 | 0 | -4.7658 | 30.2143 | -1.1856 | 61031 | 30 | 40255759.4185 | -898370.9382 | 2.183%
2018-12-01 | 2018 | 12 | 46187584.3568 | 330 | 0 | 108 | 7289.2 | 0 | -4.4308 | 2.61 | 0 | -4.8103 | 30.2795 | 0 | 61253 | 31 | 44904490.5842 | -1283093.7726 | 2.778%
2019-01-01 | 2019 | 1 | 47945778.3685 | 514 | 0 | 109 | 7315.7 | 0 | -4.4308 | 4.0652 | 0 | -4.8549 | 30.3896 | 0 | 61267 | 31 | 47803148.5356 | -142629.8329 | 0.2975%
2019-02-01 | 2019 | 2 | 42834509.3685 | 403.7 | 0 | 110 | 7346.7 | 0 | -4.4308 | 3.1928 | 0 | -4.8994 | 30.5184 | 0 | 61283 | 28 | 41835956.6229 | -998552.7456 | 2.331%
2019-03-01 | 2019 | 3 | 43153130.3685 | 370.5 | 0 | 111 | 7371 | 1 | -4.4308 | 2.9303 | 0 | -4.944 | 30.6193 | -1.1856 | 61278 | 31 | 43670760.7332 | 517630.3648 | 1.2%
2019-04-01 | 2019 | 4 | 38136217.3685 | 173.3 | 0 | 112 | 7395.4 | 1 | -4.4308 | 1.3706 | 0 | -4.9885 | 30.7207 | -1.1856 | 61471 | 30 | 39623729.7522 | 1487512.3838 | 3.901%
2019-05-01 | 2019 | 5 | 38687535.3685 | 63.5 | 14.6 | 113 | 7412.6 | 1 | -4.4308 | 0.50222 | 0.56565 | -5.033 | 30.7921 | -1.1856 | 61467 | 31 | 40416245.3178 | 1728709.9493 | 4.468%
2019-06-01 | 2019 | 6 | 45809351.3685 | 0.2 | 103.6 | 114 | 7430.3 | 0 | -4.4308 | 0.0015818 | 4.0138 | -5.0776 | 30.8656 | 0 | 61472 | 30 | 46791242.1215 | 981890.753 | 2.143%
2019-07-01 | 2019 | 7 | 63706883.3685 | 0 | 276.6 | 115 | 7432.9 | 0 | -4.4308 | 0 | 10.7164 | -5.1221 | 30.8764 | 0 | 61470 | 31 | 61054281.7293 | -2652601.6392 | 4.164%
2019-08-01 | 2019 | 8 | 58791321.3685 | 0 | 225.3 | 116 | 7449.6 | 0 | -4.4308 | 0 | 8.7288 | -5.1667 | 30.9458 | 0 | 61464 | 31 | 57308639.6286 | -1482681.7399 | 2.522%
2019-09-01 | 2019 | 9 | 44845897.3685 | 0 | 133.9 | 117 | 7478.3 | 1 | -4.4308 | 0 | 5.1877 | -5.2112 | 31.065 | -1.1856 | 61464 | 30 | 46881973.391 | 2036076.0225 | 4.54%
2019-10-01 | 2019 | 10 | 39953111.3685 | 32 | 16 | 118 | 7504 | 1 | -4.4308 | 0.25309 | 0.61989 | -5.2557 | 31.1718 | -1.1856 | 61500 | 31 | 40365660.4562 | 412549.0878 | 1.033%
2019-11-01 | 2019 | 11 | 40978579.3685 | 284 | 0 | 119 | 7517.3 | 1 | -4.4308 | 2.2461 | 0 | -5.3003 | 31.227 | -1.1856 | 61496 | 30 | 41614076.6636 | 635497.2952 | 1.551%
2019-12-01 | 2019 | 12 | 46059960.3685 | 334.4 | 0 | 120 | 7525 | 0 | -4.4308 | 2.6447 | 0 | -5.3448 | 31.259 | 0 | 61500 | 31 | 46000373.9967 | -59586.3718 | 0.1294%
2.546%

## GS<50 PW
Model 2: Prais-Winsten, using observations 2010:01-2019:12 (T = 120)
Dependent variable: AvgGSlt50D
rho = 0.198428
| coefficient | std. error | t-ratio | p-value
const | 54.0937 | 14.4288 | 3.749 | 0.0002805
HDD12 | 0.030756 | 0.0014744 | 20.8601 | 1.0084e-40
CDD16 | 0.07897 | 0.0037679 | 20.9584 | 6.5838e-41
Trend | -0.092156 | 0.027844 | -3.3097 | 0.0012506
Tor_FTEAdj | 0.011547 | 0.005117 | 2.2567 | 0.025933
Shoulder | -1.9638 | 0.4253 | -4.6175 | 1.0267e-05
Statistics based on the rho-differenced data
Mean dependent var | 93.0402 | S.D. dependent var | 6.1102
Sum squared resid | 319.9909 | S.E. of regression | 1.6754
R-squared | 0.92827 | Adjusted R-squared | 0.92512
F(5, 114) | 280.9479 | P-value(F) | 2.3627e-62
rho | 7.6009e-05 | Durbin-Watson | 1.9657

## GS<50 Predicted Monthly
Date | Year | Month | GS_lt_50_NoCDM | HDD12 | CDD16 | Trend | Tor_FTEAdj | Shoulder | const | HDD12 | CDD16 | Trend | Tor_FTEAdj | Shoulder | GS_lt_50_Customersomers | Month Days | Predicted | Difference
2010-01-01 | 2010 | 1 | 15762767 | 483.2 | 0 | 1 | 2836.8 | 0 | 54.0937 | 14.8613 | 0 | -0.092156 | 32.7579 | 0 | 4982 | 31 | 15694521.838 | -68245.162 | 0.433%
2010-02-01 | 2010 | 2 | 14456043 | 392.6 | 0 | 2 | 2842.3 | 0 | 54.0937 | 12.0748 | 0 | -0.18431 | 32.8215 | 0 | 4991 | 28 | 13807894.9673 | -648148.0327 | 4.484%
2010-03-01 | 2010 | 3 | 14266604 | 232.4 | 0 | 3 | 2849.8 | 1 | 54.0937 | 7.1477 | 0 | -0.27647 | 32.9081 | -1.9638 | 4993 | 31 | 14225978.3111 | -40625.6889 | 0.2848%
2010-04-01 | 2010 | 4 | 12709245 | 78.5 | 0 | 4 | 2844.4 | 1 | 54.0937 | 2.4144 | 0 | -0.36862 | 32.8457 | -1.9638 | 4962 | 30 | 12953992.0242 | 244747.0242 | 1.926%
2010-05-01 | 2010 | 5 | 13617876 | 36.5 | 46.8 | 5 | 2847.5 | 1 | 54.0937 | 1.1226 | 3.6958 | -0.46078 | 32.8815 | -1.9638 | 4969 | 31 | 13766311.5748 | 148435.5748 | 1.09%
2010-06-01 | 2010 | 6 | 14352297 | 0 | 105 | 6 | 2859.9 | 0 | 54.0937 | 0 | 8.2919 | -0.55293 | 33.0247 | 0 | 4976 | 30 | 14160301.8504 | -191995.1496 | 1.338%
2010-07-01 | 2010 | 7 | 16022256 | 0 | 229.8 | 7 | 2878.7 | 0 | 54.0937 | 0 | 18.1474 | -0.64509 | 33.2418 | 0 | 4982 | 31 | 16191351.0674 | 169095.0674 | 1.055%
2010-08-01 | 2010 | 8 | 15750964 | 0 | 207.7 | 8 | 2895.3 | 0 | 54.0937 | 0 | 16.4021 | -0.73724 | 33.4335 | 0 | 4983 | 31 | 15940383.5225 | 189419.5225 | 1.203%
2010-09-01 | 2010 | 9 | 13403453 | 0.1 | 56.8 | 9 | 2891.8 | 1 | 54.0937 | 0.0030756 | 4.4855 | -0.8294 | 33.3931 | -1.9638 | 4981 | 30 | 13326483.382 | -76969.618 | 0.5743%
2010-10-01 | 2010 | 10 | 13142565 | 44.2 | 3.4 | 10 | 2893.7 | 1 | 54.0937 | 1.3594 | 0.2685 | -0.92156 | 33.415 | -1.9638 | 4981 | 31 | 13318139.1276 | 175574.1276 | 1.336%
2010-11-01 | 2010 | 11 | 13574075 | 202.7 | 0 | 11 | 2893.6 | 1 | 54.0937 | 6.2343 | 0 | -1.0137 | 33.4138 | -1.9638 | 5023 | 30 | 13677266.192 | 103191.192 | 0.7602%
2010-12-01 | 2010 | 12 | 15142180 | 447.6 | 0 | 12 | 2918.5 | 0 | 54.0937 | 13.7664 | 0 | -1.1059 | 33.7014 | 0 | 5036 | 31 | 15682729.2962 | 540549.2962 | 3.57%
2011-01-01 | 2011 | 1 | 15995127.3349 | 540.7 | 0 | 13 | 2938.5 | 0 | 54.0937 | 16.6298 | 0 | -1.198 | 33.9323 | 0 | 5045 | 31 | 16180282.8797 | 185155.5447 | 1.158%
2011-02-01 | 2011 | 2 | 14555084.3349 | 437.2 | 0 | 14 | 2947.4 | 0 | 54.0937 | 13.4465 | 0 | -1.2902 | 34.0351 | 0 | 5089 | 28 | 14289833.9907 | -265250.3443 | 1.822%
2011-03-01 | 2011 | 3 | 15164745.3349 | 359.5 | 0 | 15 | 2938.7 | 1 | 54.0937 | 11.0568 | 0 | -1.3823 | 33.9346 | -1.9638 | 5088 | 31 | 15100717.6377 | -64027.6972 | 0.4222%
2011-04-01 | 2011 | 4 | 13518631.3349 | 177.5 | 0 | 16 | 2929.9 | 1 | 54.0937 | 5.4592 | 0 | -1.4745 | 33.833 | -1.9638 | 5085 | 30 | 13721506.7941 | 202875.4592 | 1.501%
2011-05-01 | 2011 | 5 | 13626861.3349 | 42.4 | 9.8 | 17 | 2930.2 | 1 | 54.0937 | 1.3041 | 0.77391 | -1.5666 | 33.8365 | -1.9638 | 5078 | 31 | 13613142.7931 | -13718.5419 | 0.1007%
2011-06-01 | 2011 | 6 | 14487788.3349 | 0 | 86.4 | 18 | 2934.9 | 0 | 54.0937 | 0 | 6.823 | -1.6588 | 33.8908 | 0 | 5082 | 30 | 14201447.3535 | -286340.9815 | 1.976%
2011-07-01 | 2011 | 7 | 16609782.3349 | 0 | 251.9 | 19 | 2928.1 | 0 | 54.0937 | 0 | 19.8926 | -1.751 | 33.8122 | 0 | 5096 | 31 | 16752970.3167 | 143187.9817 | 0.8621%
2011-08-01 | 2011 | 8 | 15863299.3349 | 0 | 180.4 | 20 | 2922.7 | 0 | 54.0937 | 0 | 14.2462 | -1.8431 | 33.7499 | 0 | 5089 | 31 | 15814816.7973 | -48482.5376 | 0.3056%
2011-09-01 | 2011 | 9 | 13532144.3349 | 0.4 | 65 | 21 | 2918.3 | 1 | 54.0937 | 0.012302 | 5.1331 | -1.9353 | 33.6991 | -1.9638 | 5088 | 30 | 13590918.8782 | 58774.5432 | 0.4343%
2011-10-01 | 2011 | 10 | 13280230.3349 | 61.1 | 11.6 | 22 | 2912.1 | 1 | 54.0937 | 1.8792 | 0.91605 | -2.0274 | 33.6275 | -1.9638 | 5102 | 31 | 13684994.3996 | 404764.0646 | 3.048%
2011-11-01 | 2011 | 11 | 13582759.3349 | 127.1 | 0 | 23 | 2908.5 | 1 | 54.0937 | 3.9091 | 0 | -2.1196 | 33.5859 | -1.9638 | 5122 | 30 | 13446063.1465 | -136696.1885 | 1.006%
2011-12-01 | 2011 | 12 | 14822411.3349 | 295.3 | 0 | 24 | 2903 | 0 | 54.0937 | 9.0823 | 0 | -2.2117 | 33.5224 | 0 | 5123 | 31 | 15005703.1805 | 183291.8456 | 1.237%
2012-01-01 | 2012 | 1 | 15492130.2817 | 382.7 | 0 | 25 | 2903.3 | 0 | 54.0937 | 11.7703 | 0 | -2.3039 | 33.5259 | 0 | 5121 | 31 | 15412500.4675 | -79629.8141 | 0.514%
2012-02-01 | 2012 | 2 | 14445977.2817 | 323.4 | 0 | 26 | 2901.2 | 0 | 54.0937 | 9.9465 | 0 | -2.396 | 33.5016 | 0 | 5127 | 29 | 14146557.9292 | -299419.3524 | 2.073%
2012-03-01 | 2012 | 3 | 14326333.2817 | 184.9 | 0 | 27 | 2907.4 | 1 | 54.0937 | 5.6868 | 0 | -2.4882 | 33.5732 | -1.9638 | 5122 | 31 | 14115984.5522 | -210348.7295 | 1.468%
2012-04-01 | 2012 | 4 | 13184039.2817 | 134.2 | 0 | 28 | 2912.5 | 1 | 54.0937 | 4.1275 | 0 | -2.5804 | 33.6321 | -1.9638 | 5123 | 30 | 13418531.2686 | 234491.987 | 1.779%
2012-05-01 | 2012 | 5 | 13982977.2817 | 11.4 | 46.2 | 29 | 2917.9 | 1 | 54.0937 | 0.35062 | 3.6484 | -2.6725 | 33.6944 | -1.9638 | 5123 | 31 | 13840688.27 | -142289.0117 | 1.018%
2012-06-01 | 2012 | 6 | 14982710.2817 | 0 | 147 | 30 | 2928.6 | 0 | 54.0937 | 0 | 11.6086 | -2.7647 | 33.818 | 0 | 5127 | 30 | 14881987.2976 | -100722.9841 | 0.6723%
2012-07-01 | 2012 | 7 | 16737303.2817 | 0 | 255 | 31 | 2949.2 | 0 | 54.0937 | 0 | 20.1374 | -2.8568 | 34.0559 | 0 | 5135 | 31 | 16782899.8711 | 45596.5894 | 0.2724%
2012-08-01 | 2012 | 8 | 15895184.2817 | 0 | 192.8 | 32 | 2968.4 | 0 | 54.0937 | 0 | 15.2255 | -2.949 | 34.2776 | 0 | 5147 | 31 | 16059056.1277 | 163871.8461 | 1.031%
2012-09-01 | 2012 | 9 | 14172207.2817 | 0.9 | 69.9 | 33 | 2985.6 | 1 | 54.0937 | 0.02768 | 5.52 | -3.0411 | 34.4762 | -1.9638 | 5148 | 30 | 13762557.7469 | -409649.5348 | 2.891%
2012-10-01 | 2012 | 10 | 13656586.2817 | 66.6 | 3.8 | 34 | 3002.1 | 1 | 54.0937 | 2.0484 | 0.30009 | -3.1333 | 34.6667 | -1.9638 | 5150 | 31 | 13731779.3553 | 75193.0737 | 0.5506%
2012-11-01 | 2012 | 11 | 14160121.2817 | 216.8 | 0 | 35 | 3019.5 | 1 | 54.0937 | 6.6679 | 0 | -3.2254 | 34.8677 | -1.9638 | 5162 | 30 | 14005540.8327 | -154580.449 | 1.092%
2012-12-01 | 2012 | 12 | 15041472.2817 | 293.4 | 0 | 36 | 3030.3 | 0 | 54.0937 | 9.0238 | 0 | -3.3176 | 34.9924 | 0 | 5168 | 31 | 15186486.5158 | 145014.2341 | 0.9641%
2013-01-01 | 2013 | 1 | 15838016.6227 | 395.2 | 0 | 37 | 3038 | 0 | 54.0937 | 12.1548 | 0 | -3.4098 | 35.0813 | 0 | 5177 | 31 | 15714893.0625 | -123123.5602 | 0.7774%
2013-02-01 | 2013 | 2 | 14586196.6227 | 419.5 | 0 | 38 | 3041.7 | 0 | 54.0937 | 12.9022 | 0 | -3.5019 | 35.124 | 0 | 5175 | 28 | 14289745.2858 | -296451.3369 | 2.032%
2013-03-01 | 2013 | 3 | 15372207.6227 | 337.3 | 0 | 39 | 3045.3 | 1 | 54.0937 | 10.374 | 0 | -3.5941 | 35.1656 | -1.9638 | 5178 | 31 | 15100798.8761 | -271408.7466 | 1.766%
2013-04-01 | 2013 | 4 | 13920639.6227 | 183 | 0 | 40 | 3057 | 1 | 54.0937 | 5.6284 | 0 | -3.6862 | 35.3007 | -1.9638 | 5137 | 30 | 13773229.0021 | -147410.6206 | 1.059%
2013-05-01 | 2013 | 5 | 13887530.6227 | 28.2 | 26.6 | 41 | 3073.7 | 1 | 54.0937 | 0.86732 | 2.1006 | -3.7784 | 35.4936 | -1.9638 | 5144 | 31 | 13843543.6877 | -43986.935 | 0.3167%
2013-06-01 | 2013 | 6 | 14423533.6227 | 0.1 | 89.8 | 42 | 3092.4 | 0 | 54.0937 | 0.0030756 | 7.0915 | -3.8705 | 35.7095 | 0 | 5144 | 30 | 14355965.0544 | -67568.5683 | 0.4685%
2013-07-01 | 2013 | 7 | 16236138.6227 | 0 | 192.9 | 43 | 3100 | 0 | 54.0937 | 0 | 15.2334 | -3.9627 | 35.7972 | 0 | 5148 | 31 | 16144178.3652 | -91960.2575 | 0.5664%
2013-08-01 | 2013 | 8 | 15500151.6227 | 0 | 151 | 44 | 3110.2 | 0 | 54.0937 | 0 | 11.9245 | -4.0548 | 35.915 | 0 | 5147 | 31 | 15617181.2575 | 117029.6348 | 0.755%
2013-09-01 | 2013 | 9 | 14135606.6227 | 1.9 | 57.1 | 45 | 3116.8 | 1 | 54.0937 | 0.058437 | 4.5092 | -4.147 | 35.9912 | -1.9638 | 5152 | 30 | 13685013.3564 | -450593.2662 | 3.188%
2013-10-01 | 2013 | 10 | 13724627.6227 | 62.4 | 9.7 | 46 | 3116 | 1 | 54.0937 | 1.9192 | 0.76601 | -4.2392 | 35.982 | -1.9638 | 5151 | 31 | 13821654.2166 | 97026.5939 | 0.707%
2013-11-01 | 2013 | 11 | 14236916.6227 | 249.6 | 0 | 47 | 3113.4 | 1 | 54.0937 | 7.6767 | 0 | -4.3313 | 35.952 | -1.9638 | 5173 | 30 | 14188596.1149 | -48320.5078 | 0.3394%
2013-12-01 | 2013 | 12 | 15780327.6227 | 438 | 0 | 48 | 3108.4 | 0 | 54.0937 | 13.4712 | 0 | -4.4235 | 35.8942 | 0 | 5176 | 31 | 15890860.9471 | 110533.3245 | 0.7005%
2014-01-01 | 2014 | 1 | 16666551.6441 | 586.1 | 0 | 49 | 3105.1 | 0 | 54.0937 | 18.0261 | 0 | -4.5156 | 35.8561 | 0 | 5174 | 31 | 16594417.6359 | -72134.0083 | 0.4328%
2014-02-01 | 2014 | 2 | 15212265.6441 | 528.6 | 0 | 50 | 3109.9 | 0 | 54.0937 | 16.2577 | 0 | -4.6078 | 35.9116 | 0 | 5177 | 28 | 14735522.2215 | -476743.4227 | 3.134%
2014-03-01 | 2014 | 3 | 15928487.6441 | 464.4 | 0 | 51 | 3115.2 | 1 | 54.0937 | 14.2831 | 0 | -4.6999 | 35.9728 | -1.9638 | 5180 | 31 | 15686389.2878 | -242098.3563 | 1.52%
2014-04-01 | 2014 | 4 | 13755808.6441 | 185.9 | 0 | 52 | 3126.8 | 1 | 54.0937 | 5.7176 | 0 | -4.7921 | 36.1067 | -1.9638 | 5185 | 30 | 13869157.7156 | 113349.0715 | 0.824%
2014-05-01 | 2014 | 5 | 13728640.6441 | 33.9 | 18.2 | 53 | 3114.3 | 1 | 54.0937 | 1.0426 | 1.4373 | -4.8842 | 35.9624 | -1.9638 | 5182 | 31 | 13765074.4916 | 36433.8474 | 0.2654%
2014-06-01 | 2014 | 6 | 14380195.6441 | 0 | 86.1 | 54 | 3091.8 | 0 | 54.0937 | 0 | 6.7993 | -4.9764 | 35.7026 | 0 | 5192.5 | 30 | 14271979.0291 | -108216.615 | 0.7525%
2014-07-01 | 2014 | 7 | 15171411.6441 | 0 | 119.5 | 55 | 3067.1 | 0 | 54.0937 | 0 | 9.4369 | -5.0686 | 35.4173 | 0 | 5203 | 31 | 15142092.2943 | -29319.3498 | 0.1933%
2014-08-01 | 2014 | 8 | 14799566.6441 | 0 | 126.7 | 56 | 3056.5 | 0 | 54.0937 | 0 | 10.0055 | -5.1607 | 35.2949 | 0 | 5210 | 31 | 15219642.9195 | 420076.2753 | 2.838%
2014-09-01 | 2014 | 9 | 13670813.6441 | 0.6 | 64.6 | 57 | 3058.5 | 1 | 54.0937 | 0.018454 | 5.1015 | -5.2529 | 35.318 | -1.9638 | 5214 | 30 | 13657806.1141 | -13007.53 | 0.09515%
2014-10-01 | 2014 | 10 | 13266929.6441 | 50.6 | 6.4 | 58 | 3072.7 | 1 | 54.0937 | 1.5563 | 0.50541 | -5.345 | 35.482 | -1.9638 | 5215 | 31 | 13632969.6761 | 366040.032 | 2.759%
2014-11-01 | 2014 | 11 | 14011300.6441 | 261.6 | 0 | 59 | 3082 | 1 | 54.0937 | 8.0458 | 0 | -5.4372 | 35.5894 | -1.9638 | 5219 | 30 | 14142634.8977 | 131334.2536 | 0.9373%
2014-12-01 | 2014 | 12 | 15136895.6441 | 333.1 | 0 | 60 | 3080.1 | 0 | 54.0937 | 10.2448 | 0 | -5.5293 | 35.5675 | 0 | 5230 | 31 | 15301287.5184 | 164391.8742 | 1.086%
2015-01-01 | 2015 | 1 | 16182248.9728 | 553.6 | 0 | 61 | 3076.8 | 0 | 54.0937 | 17.0266 | 0 | -5.6215 | 35.5293 | 0 | 5230 | 31 | 16379686.8338 | 197437.861 | 1.22%
2015-02-01 | 2015 | 2 | 15129726.9728 | 647.9 | 0 | 62 | 3085.5 | 0 | 54.0937 | 19.9268 | 0 | -5.7136 | 35.6298 | 0 | 5234 | 28 | 15232132.713 | 102405.7402 | 0.6769%
2015-03-01 | 2015 | 3 | 15539703.9728 | 408 | 0 | 63 | 3108.7 | 1 | 54.0937 | 12.5485 | 0 | -5.8058 | 35.8977 | -1.9638 | 5236 | 31 | 15382728.6426 | -156975.3301 | 1.01%
2015-04-01 | 2015 | 4 | 13711648.9728 | 149.7 | 0 | 64 | 3122.7 | 1 | 54.0937 | 4.6042 | 0 | -5.898 | 36.0594 | -1.9638 | 5236 | 30 | 13649541.1162 | -62107.8566 | 0.453%
2015-05-01 | 2015 | 5 | 13844318.9728 | 18.3 | 35.1 | 65 | 3142.3 | 1 | 54.0937 | 0.56284 | 2.7719 | -5.9901 | 36.2857 | -1.9638 | 5250 | 31 | 13957465.6711 | 113146.6983 | 0.8173%
2015-06-01 | 2015 | 6 | 14160378.9728 | 3.5 | 56.3 | 66 | 3163.2 | 0 | 54.0937 | 0.10765 | 4.446 | -6.0823 | 36.5271 | 0 | 5241 | 30 | 14007958.2728 | -152420.7 | 1.076%
2015-07-01 | 2015 | 7 | 15620808.9728 | 0 | 182.9 | 67 | 3194.9 | 0 | 54.0937 | 0 | 14.4436 | -6.1744 | 36.8931 | 0 | 5240 | 31 | 16123149.1464 | 502340.1737 | 3.216%
2015-08-01 | 2015 | 8 | 15851495.9728 | 0 | 148.7 | 68 | 3214.6 | 0 | 54.0937 | 0 | 11.7429 | -6.2666 | 37.1206 | 0 | 5244 | 31 | 15718406.9944 | -133088.9784 | 0.8396%
2015-09-01 | 2015 | 9 | 14469061.9728 | 0 | 128.1 | 69 | 3220.3 | 1 | 54.0937 | 0 | 10.1161 | -6.3587 | 37.1864 | -1.9638 | 5237 | 30 | 14622798.4414 | 153736.4687 | 1.063%
2015-10-01 | 2015 | 10 | 13421428.9728 | 51.8 | 4.3 | 70 | 3216.5 | 1 | 54.0937 | 1.5932 | 0.33957 | -6.4509 | 37.1425 | -1.9638 | 5242 | 31 | 13772735.1677 | 351306.1949 | 2.618%
2015-11-01 | 2015 | 11 | 13464090.9728 | 133 | 0.1 | 71 | 3211.5 | 1 | 54.0937 | 4.0906 | 0.007897 | -6.543 | 37.0848 | -1.9638 | 5234 | 30 | 13624637.0453 | 160546.0726 | 1.192%
2015-12-01 | 2015 | 12 | 14365422.9728 | 208.5 | 0 | 72 | 3220.1 | 0 | 54.0937 | 6.4126 | 0 | -6.6352 | 37.1841 | 0 | 5238 | 31 | 14785367.1101 | 419944.1373 | 2.923%
2016-01-01 | 2016 | 1 | 15516489.951 | 439 | 0 | 73 | 3227 | 0 | 54.0937 | 13.5019 | 0 | -6.7274 | 37.2638 | 0 | 5246 | 31 | 15958819.4101 | 442329.4591 | 2.851%
2016-02-01 | 2016 | 2 | 14724758.951 | 370.3 | 0 | 74 | 3221.1 | 0 | 54.0937 | 11.389 | 0 | -6.8195 | 37.1957 | 0 | 5267 | 29 | 14641761.0565 | -82997.8945 | 0.5637%
2016-03-01 | 2016 | 3 | 14847791.951 | 267 | 0 | 75 | 3210.6 | 1 | 54.0937 | 8.2119 | 0 | -6.9117 | 37.0744 | -1.9638 | 5268 | 31 | 14780104.5999 | -67687.3511 | 0.4559%
2016-04-01 | 2016 | 4 | 13743186.951 | 216.9 | 0.8 | 76 | 3208.5 | 1 | 54.0937 | 6.671 | 0.063176 | -7.0038 | 37.0502 | -1.9638 | 5267 | 30 | 14048726.9484 | 305539.9974 | 2.223%
2016-05-01 | 2016 | 5 | 14047142.951 | 41.9 | 47.7 | 77 | 3217.7 | 1 | 54.0937 | 1.2887 | 3.7669 | -7.096 | 37.1564 | -1.9638 | 5294 | 31 | 14318263.7309 | 271120.7799 | 1.93%
2016-06-01 | 2016 | 6 | 14847585.951 | 0 | 110.1 | 78 | 3230.3 | 0 | 54.0937 | 0 | 8.6946 | -7.1881 | 37.3019 | 0 | 5264 | 30 | 14671094.5142 | -176491.4367 | 1.189%
2016-07-01 | 2016 | 7 | 16625848.951 | 0 | 214.5 | 79 | 3229.4 | 0 | 54.0937 | 0 | 16.9391 | -7.2803 | 37.2915 | 0 | 5262 | 31 | 16482500.6231 | -143348.3279 | 0.8622%
2016-08-01 | 2016 | 8 | 16997943.951 | 0 | 239.8 | 80 | 3224.8 | 0 | 54.0937 | 0 | 18.9371 | -7.3724 | 37.2384 | 0 | 5260 | 31 | 16778332.5699 | -219611.3811 | 1.292%
2016-09-01 | 2016 | 9 | 14679158.951 | 0 | 124.7 | 81 | 3216.9 | 1 | 54.0937 | 0 | 9.8476 | -7.4646 | 37.1472 | -1.9638 | 5273 | 30 | 14499696.2869 | -179462.6641 | 1.223%
2016-10-01 | 2016 | 10 | 13570265.951 | 50.1 | 24.8 | 82 | 3209.8 | 1 | 54.0937 | 1.5409 | 1.9585 | -7.5568 | 37.0652 | -1.9638 | 5278 | 31 | 13930046.896 | 359780.945 | 2.651%
2016-11-01 | 2016 | 11 | 13638185.951 | 121.3 | 0 | 83 | 3207.3 | 1 | 54.0937 | 3.7307 | 0 | -7.6489 | 37.0363 | -1.9638 | 5298 | 30 | 13549311.5246 | -88874.4264 | 0.6517%
2016-12-01 | 2016 | 12 | 15093391.951 | 373 | 0 | 84 | 3203.9 | 0 | 54.0937 | 11.472 | 0 | -7.7411 | 36.997 | 0 | 5297 | 31 | 15570382.1218 | 476990.1709 | 3.16%
2017-01-01 | 2017 | 1 | 15848949.8282 | 382.6 | 0 | 85 | 3213.3 | 0 | 54.0937 | 11.7673 | 0 | -7.8332 | 37.1056 | 0 | 5303 | 31 | 15639251.8779 | -209697.9503 | 1.323%
2017-02-01 | 2017 | 2 | 14155571.8282 | 303.2 | 0 | 86 | 3230.3 | 0 | 54.0937 | 9.3252 | 0 | -7.9254 | 37.3019 | 0 | 5341 | 28 | 13877372.6079 | -278199.2203 | 1.965%
2017-03-01 | 2017 | 3 | 15108926.8282 | 355.2 | 0 | 87 | 3247.6 | 1 | 54.0937 | 10.9246 | 0 | -8.0175 | 37.5017 | -1.9638 | 5342 | 31 | 15324568.7137 | 215641.8855 | 1.427%
2017-04-01 | 2017 | 4 | 13649563.8282 | 107.1 | 0.9 | 88 | 3257.7 | 1 | 54.0937 | 3.294 | 0.071073 | -8.1097 | 37.6183 | -1.9638 | 5344 | 30 | 13627764.0128 | -21799.8154 | 0.1597%
2017-05-01 | 2017 | 5 | 13851673.8282 | 57.9 | 17.3 | 89 | 3266.8 | 1 | 54.0937 | 1.7808 | 1.3662 | -8.2018 | 37.7234 | -1.9638 | 5341 | 31 | 14040148.9157 | 188475.0876 | 1.361%
2017-06-01 | 2017 | 6 | 14441192.8282 | 0 | 108 | 90 | 3268.7 | 0 | 54.0937 | 0 | 8.5288 | -8.294 | 37.7453 | 0 | 5339 | 30 | 14747458.4956 | 306265.6674 | 2.121%
2017-07-01 | 2017 | 7 | 15754820.8282 | 0 | 175.5 | 91 | 3270 | 0 | 54.0937 | 0 | 13.8593 | -8.3862 | 37.7603 | 0 | 5337 | 31 | 16102481.9382 | 347661.11 | 2.207%
2017-08-01 | 2017 | 8 | 15368995.8282 | 0 | 140.2 | 92 | 3278.6 | 0 | 54.0937 | 0 | 11.0716 | -8.4783 | 37.8596 | 0 | 5344 | 31 | 15662974.0035 | 293978.1753 | 1.913%
2017-09-01 | 2017 | 9 | 14400007.8282 | 1 | 96.9 | 93 | 3297.7 | 1 | 54.0937 | 0.030756 | 7.6522 | -8.5705 | 38.0802 | -1.9638 | 5350 | 30 | 14336271.0783 | -63736.7499 | 0.4426%
2017-10-01 | 2017 | 10 | 14110097.8282 | 26.3 | 33.6 | 94 | 3320.8 | 1 | 54.0937 | 0.80888 | 2.6534 | -8.6626 | 38.3469 | -1.9638 | 5350 | 31 | 14143102.1785 | 33004.3504 | 0.2339%
2017-11-01 | 2017 | 11 | 14159381.8282 | 208.1 | 0 | 95 | 3335.4 | 1 | 54.0937 | 6.4003 | 0 | -8.7548 | 38.5155 | -1.9638 | 5353 | 30 | 14178644.9984 | 19263.1702 | 0.136%
2017-12-01 | 2017 | 12 | 15720827.8282 | 463.2 | 0 | 96 | 3352.3 | 0 | 54.0937 | 14.2462 | 0 | -8.8469 | 38.7107 | 0 | 5356 | 31 | 16305341.12 | 584513.2918 | 3.718%
2018-01-01 | 2018 | 1 | 16637342.7115 | 494.3 | 0 | 97 | 3357.1 | 0 | 54.0937 | 15.2027 | 0 | -8.9391 | 38.7661 | 0 | 5365 | 31 | 16485714.1138 | -151628.5977 | 0.9114%
2018-02-01 | 2018 | 2 | 14632746.7115 | 344.1 | 0 | 98 | 3356.1 | 0 | 54.0937 | 10.5832 | 0 | -9.0312 | 38.7546 | 0 | 5367 | 28 | 14186080.2827 | -446666.4288 | 3.053%
2018-03-01 | 2018 | 3 | 15492131.7115 | 347.9 | 0 | 99 | 3345.3 | 1 | 54.0937 | 10.7 | 0 | -9.1234 | 38.6299 | -1.9638 | 5382 | 31 | 15405581.8192 | -86549.8923 | 0.5587%
2018-04-01 | 2018 | 4 | 14434908.7115 | 239.3 | 0 | 100 | 3338.5 | 1 | 54.0937 | 7.3599 | 0 | -9.2156 | 38.5513 | -1.9638 | 5377 | 30 | 14328452.1583 | -106456.5532 | 0.7375%
2018-05-01 | 2018 | 5 | 14790241.7115 | 25.2 | 48.5 | 101 | 3335 | 1 | 54.0937 | 0.77505 | 3.8301 | -9.3077 | 38.5109 | -1.9638 | 5371 | 31 | 14308792.4826 | -481449.2289 | 3.255%
2018-06-01 | 2018 | 6 | 15588790.7115 | 0 | 95.9 | 102 | 3341.9 | 0 | 54.0937 | 0 | 7.5732 | -9.3999 | 38.5906 | 0 | 5437 | 30 | 14819792.5709 | -768998.1406 | 4.933%
2018-07-01 | 2018 | 7 | 17320094.7115 | 0 | 226.2 | 103 | 3357.7 | 0 | 54.0937 | 0 | 17.8631 | -9.492 | 38.773 | 0 | 5443 | 31 | 17082152.521 | -237942.1905 | 1.374%
2018-08-01 | 2018 | 8 | 17125835.7115 | 0 | 225.8 | 104 | 3354.6 | 0 | 54.0937 | 0 | 17.8315 | -9.5842 | 38.7372 | 0 | 5466 | 31 | 17127301.4815 | 1465.77 | 0.008559%
2018-09-01 | 2018 | 9 | 15289545.7115 | 0 | 114.7 | 105 | 3347.2 | 1 | 54.0937 | 0 | 9.0579 | -9.6763 | 38.6518 | -1.9638 | 5466 | 30 | 14784962.9999 | -504582.7116 | 3.3%
2018-10-01 | 2018 | 10 | 14360792.7115 | 88.2 | 16.2 | 106 | 3346.6 | 1 | 54.0937 | 2.7127 | 1.2793 | -9.7685 | 38.6449 | -1.9638 | 5469 | 31 | 14410517.4296 | 49724.7181 | 0.3463%
2018-11-01 | 2018 | 11 | 14828956.7115 | 272.4 | 0 | 107 | 3365.9 | 1 | 54.0937 | 8.378 | 0 | -9.8606 | 38.8677 | -1.9638 | 5496 | 30 | 14759217.4683 | -69739.2432 | 0.4703%
2018-12-01 | 2018 | 12 | 15678882.7115 | 330 | 0 | 108 | 3382.8 | 0 | 54.0937 | 10.1495 | 0 | -9.9528 | 39.0629 | 0 | 5494 | 31 | 15899369.5519 | 220486.8404 | 1.406%
2019-01-01 | 2019 | 1 | 16768813.4123 | 514 | 0 | 109 | 3394.9 | 0 | 54.0937 | 15.8086 | 0 | -10.045 | 39.2026 | 0 | 5499 | 31 | 16886651.9765 | 117838.5642 | 0.7027%
2019-02-01 | 2019 | 2 | 15507441.4123 | 403.7 | 0 | 110 | 3412.3 | 0 | 54.0937 | 12.4162 | 0 | -10.1371 | 39.4035 | 0 | 5507 | 28 | 14768327.8701 | -739113.5422 | 4.766%
2019-03-01 | 2019 | 3 | 16257283.4123 | 370.5 | 0 | 111 | 3430.6 | 1 | 54.0937 | 11.3951 | 0 | -10.2293 | 39.6149 | -1.9638 | 5500 | 31 | 15841252.9914 | -416030.4208 | 2.559%
2019-04-01 | 2019 | 4 | 14467856.4123 | 173.3 | 0 | 112 | 3447.9 | 1 | 54.0937 | 5.33 | 0 | -10.3214 | 39.8146 | -1.9638 | 5496 | 30 | 14336826.5321 | -131029.8801 | 0.9057%
2019-05-01 | 2019 | 5 | 14209768.4123 | 63.5 | 4.6 | 113 | 3461.7 | 1 | 54.0937 | 1.953 | 0.36326 | -10.4136 | 39.974 | -1.9638 | 5489 | 31 | 14294469.5385 | 84701.1262 | 0.5961%
2019-06-01 | 2019 | 6 | 14742734.4123 | 0.2 | 61.2 | 114 | 3472.4 | 0 | 54.0937 | 0.0061512 | 4.833 | -10.5057 | 40.0975 | 0 | 5489 | 30 | 14577350.0021 | -165384.4102 | 1.122%
2019-07-01 | 2019 | 7 | 17257525.4123 | 0 | 214.6 | 115 | 3487.5 | 0 | 54.0937 | 0 | 16.947 | -10.5979 | 40.2719 | 0 | 5495 | 31 | 17156247.871 | -101277.5413 | 0.5869%
2019-08-01 | 2019 | 8 | 16523491.4123 | 0 | 163.3 | 116 | 3500.1 | 0 | 54.0937 | 0 | 12.8958 | -10.69 | 40.4174 | 0 | 5492 | 31 | 16466243.169 | -57248.2433 | 0.3465%
2019-09-01 | 2019 | 9 | 14663873.4123 | 0 | 78.7 | 117 | 3522.9 | 1 | 54.0937 | 0 | 6.215 | -10.7822 | 40.6807 | -1.9638 | 5496 | 30 | 14549557.0572 | -114316.355 | 0.7796%
2019-10-01 | 2019 | 10 | 13981094.4123 | 32 | 8.4 | 118 | 3525.5 | 1 | 54.0937 | 0.98419 | 0.66335 | -10.8744 | 40.7107 | -1.9638 | 5495 | 31 | 14243187.2466 | 262092.8343 | 1.875%
2019-11-01 | 2019 | 11 | 14453552.4123 | 284 | 0 | 119 | 3531.7 | 1 | 54.0937 | 8.7347 | 0 | -10.9665 | 40.7823 | -1.9638 | 5456 | 30 | 14842565.1475 | 389012.7353 | 2.691%
2019-12-01 | 2019 | 12 | 15293998.4123 | 334.4 | 0 | 120 | 3532 | 0 | 54.0937 | 10.2848 | 0 | -11.0587 | 40.7858 | 0 | 5460 | 31 | 15928317.396 | 634318.9837 | 4.148%
1.403%

## GS>50 PW
Model 3: Prais-Winsten, using observations 2010:01-2019:12 (T = 120)
Dependent variable: AvgGSgt50MD
rho = 0.166648
| coefficient | std. error | t-ratio | p-value
const | 565.6203 | 508.8406 | 1.1116 | 0.26865
HDD14 | 0.45574 | 0.0326 | 13.9796 | 1.785e-26
CDD14 | 1.5483 | 0.061225 | 25.2893 | 1.4312e-48
GDP | 0.0029091 | 0.00085562 | 3.4 | 0.0009294
Trend | -3.5629 | 1.0801 | -3.2986 | 0.0012966
Dec | -107.5127 | 16.038 | -6.7036 | 8.1522e-10
Statistics based on the rho-differenced data
Mean dependent var | 2505.5868 | S.D. dependent var | 124.8273
Sum squared resid | 200107.2097 | S.E. of regression | 41.8966
R-squared | 0.89211 | Adjusted R-squared | 0.88738
F(5, 114) | 180.0362 | P-value(F) | 2.2031e-52
rho | -0.00095776 | Durbin-Watson | 1.974

## GS>50 Predicted Monthly
Date | Year | Month | GS_gt_50_NoCDM | HDD14 | CDD14 | GDP | Trend | Dec | const | HDD14 | CDD14 | GDP | Trend | Dec | Month Days | GS_gt_50_Customers | Predicted | Difference
2010-01-01 | 2010 | 1 | 77865432 | 545.2 | 0 | 609770.3 | 1 | 0 | 565.6203 | 248.4681 | 0 | 1773.9039 | -3.5629 | 0 | 31 | 979 | 78434848.6046 | 569416.6046 | 0.7313%
2010-02-01 | 2010 | 2 | 70892677 | 448.6 | 0 | 609770.3 | 2 | 0 | 565.6203 | 204.4439 | 0 | 1773.9039 | -7.1258 | 0 | 28 | 978 | 69468889.6186 | -1423787.3814 | 2.008%
2010-03-01 | 2010 | 3 | 76083324 | 294.4 | 0 | 609770.3 | 3 | 0 | 565.6203 | 134.1691 | 0 | 1773.9039 | -10.6886 | 0 | 31 | 983 | 75055142.2229 | -1028181.7771 | 1.351%
2010-04-01 | 2010 | 4 | 70016664 | 130.3 | 1.4 | 609770.3 | 4 | 0 | 565.6203 | 59.3826 | 2.1677 | 1773.9039 | -14.2515 | 0 | 30 | 994 | 71175060.5313 | 1158396.5313 | 1.654%
2010-05-01 | 2010 | 5 | 75214102 | 59.9 | 76.9 | 609770.3 | 5 | 0 | 565.6203 | 27.2987 | 119.0664 | 1773.9039 | -17.8144 | 0 | 31 | 996 | 76204281.9686 | 990179.9686 | 1.316%
2010-06-01 | 2010 | 6 | 78113215 | 0 | 161.1 | 609770.3 | 6 | 0 | 565.6203 | 0 | 249.4357 | 1773.9039 | -21.3773 | 0 | 30 | 997 | 76796396.5417 | -1316818.4583 | 1.686%
2010-07-01 | 2010 | 7 | 83811408 | 0 | 291.8 | 609770.3 | 7 | 0 | 565.6203 | 0 | 451.8022 | 1773.9039 | -24.9401 | 0 | 31 | 995 | 85329184.3424 | 1517776.3424 | 1.811%
2010-08-01 | 2010 | 8 | 83014987 | 0 | 269.7 | 609770.3 | 8 | 0 | 565.6203 | 0 | 417.5841 | 1773.9039 | -28.503 | 0 | 31 | 998 | 84417591.7535 | 1402604.7535 | 1.69%
2010-09-01 | 2010 | 9 | 73574953 | 5.8 | 94.4 | 609770.3 | 9 | 0 | 565.6203 | 2.6433 | 146.1622 | 1773.9039 | -32.0659 | 0 | 30 | 1000 | 73687913.3784 | 112960.3784 | 0.1535%
2010-10-01 | 2010 | 10 | 71065323 | 89.2 | 13.5 | 609770.3 | 10 | 0 | 565.6203 | 40.6518 | 20.9024 | 1773.9039 | -35.6288 | 0 | 31 | 1006 | 73768912.7999 | 2703589.7999 | 3.804%
2010-11-01 | 2010 | 11 | 71655511 | 262.1 | 0 | 609770.3 | 11 | 0 | 565.6203 | 119.4488 | 0 | 1773.9039 | -39.1917 | 0 | 30 | 1007 | 73101594.8092 | 1446083.8092 | 2.018%
2010-12-01 | 2010 | 12 | 74889412 | 509.6 | 0 | 609770.3 | 12 | 1 | 565.6203 | 232.2438 | 0 | 1773.9039 | -42.7545 | -107.5127 | 31 | 1013 | 76042389.3775 | 1152977.3775 | 1.54%
2011-01-01 | 2011 | 1 | 79499206.0928 | 602.7 | 0 | 625936.9 | 13 | 0 | 565.6203 | 274.673 | 0 | 1820.9347 | -46.3174 | 0 | 31 | 1021 | 82764535.9083 | 3265329.8156 | 4.107%
2011-02-01 | 2011 | 2 | 71789116.0928 | 493.2 | 0 | 625936.9 | 14 | 0 | 565.6203 | 224.7697 | 0 | 1820.9347 | -49.8803 | 0 | 28 | 977 | 70070875.2033 | -1718240.8895 | 2.393%
2011-03-01 | 2011 | 3 | 79353259.0928 | 421.5 | 0 | 625936.9 | 15 | 0 | 565.6203 | 192.0934 | 0 | 1820.9347 | -53.4432 | 0 | 31 | 979 | 76637453.3045 | -2715805.7883 | 3.422%
2011-04-01 | 2011 | 4 | 71579772.0928 | 235.7 | 0 | 625936.9 | 16 | 0 | 565.6203 | 107.4173 | 0 | 1820.9347 | -57.006 | 0 | 30 | 980 | 71646809.6439 | 67037.5511 | 0.09365%
2011-05-01 | 2011 | 5 | 74262685.0928 | 85.7 | 22.7 | 625936.9 | 17 | 0 | 565.6203 | 39.0567 | 35.1471 | 1820.9347 | -60.5689 | 0 | 31 | 982 | 73066579.7739 | -1196105.3188 | 1.611%
2011-06-01 | 2011 | 6 | 77117693.0928 | 0.3 | 139.9 | 625936.9 | 18 | 0 | 565.6203 | 0.13672 | 216.6111 | 1820.9347 | -64.1318 | 0 | 30 | 985 | 75032505.3555 | -2085187.7373 | 2.704%
2011-07-01 | 2011 | 7 | 84651520.0928 | 0 | 313.9 | 625936.9 | 19 | 0 | 565.6203 | 0 | 486.0203 | 1820.9347 | -67.6947 | 0 | 31 | 983 | 85473126.6716 | 821606.5788 | 0.9706%
2011-08-01 | 2011 | 8 | 82199049.0928 | 0 | 242.4 | 625936.9 | 20 | 0 | 565.6203 | 0 | 375.3148 | 1820.9347 | -71.2576 | 0 | 31 | 983 | 81991027.1919 | -208021.9009 | 0.2531%
2011-09-01 | 2011 | 9 | 74484945.0928 | 5.7 | 114.2 | 625936.9 | 21 | 0 | 565.6203 | 2.5977 | 176.8191 | 1820.9347 | -74.8204 | 0 | 30 | 984 | 73538789.0422 | -946156.0506 | 1.27%
2011-10-01 | 2011 | 10 | 72131128.0928 | 102.2 | 27.4 | 625936.9 | 22 | 0 | 565.6203 | 46.5764 | 42.4242 | 1820.9347 | -78.3833 | 0 | 31 | 983 | 73049031.0705 | 917902.9777 | 1.273%
2011-11-01 | 2011 | 11 | 71065271.0928 | 179.4 | 1 | 625936.9 | 23 | 0 | 565.6203 | 81.7593 | 1.5483 | 1820.9347 | -81.9462 | 0 | 30 | 991 | 70992756.8725 | -72514.2203 | 0.102%
2011-12-01 | 2011 | 12 | 72314878.0928 | 357.3 | 0 | 625936.9 | 24 | 1 | 565.6203 | 162.835 | 0 | 1820.9347 | -85.5091 | -107.5127 | 31 | 995 | 72682178.7513 | 367300.6586 | 0.5079%
2012-01-01 | 2012 | 1 | 77861343.963 | 444.7 | 0 | 634944.3 | 25 | 0 | 565.6203 | 202.6665 | 0 | 1847.1384 | -89.0719 | 0 | 31 | 996 | 78003684.3732 | 142340.4102 | 0.1828%
2012-02-01 | 2012 | 2 | 72912305.963 | 381.4 | 0 | 634944.3 | 26 | 0 | 565.6203 | 173.8183 | 0 | 1847.1384 | -92.6348 | 0 | 29 | 995 | 71962703.155 | -949602.808 | 1.302%
2012-03-01 | 2012 | 3 | 74889795.963 | 244.8 | 0.3 | 634944.3 | 27 | 0 | 565.6203 | 111.5645 | 0.4645 | 1847.1384 | -96.1977 | 0 | 31 | 996 | 74985148.23 | 95352.267 | 0.1273%
2012-04-01 | 2012 | 4 | 69901221.963 | 186.6 | 2.4 | 634944.3 | 28 | 0 | 565.6203 | 85.0406 | 3.716 | 1847.1384 | -99.7606 | 0 | 30 | 996 | 71764433.3686 | 1863211.4056 | 2.665%
2012-05-01 | 2012 | 5 | 75697992.963 | 31.1 | 77.3 | 634944.3 | 29 | 0 | 565.6203 | 14.1734 | 119.6858 | 1847.1384 | -103.3235 | 0 | 31 | 998 | 75590646.0738 | -107346.8892 | 0.1418%
2012-06-01 | 2012 | 6 | 78642737.963 | 1.1 | 200.1 | 634944.3 | 30 | 0 | 565.6203 | 0.50131 | 309.8205 | 1847.1384 | -106.8863 | 0 | 30 | 999 | 78407341.3755 | -235396.5875 | 0.2993%
2012-07-01 | 2012 | 7 | 85309315.963 | 0 | 317 | 634944.3 | 31 | 0 | 565.6203 | 0 | 490.8201 | 1847.1384 | -110.4492 | 0 | 31 | 1000 | 86587018.5453 | 1277702.5823 | 1.498%
2012-08-01 | 2012 | 8 | 82517115.963 | 0 | 254.8 | 634944.3 | 32 | 0 | 565.6203 | 0 | 394.5141 | 1847.1384 | -114.0121 | 0 | 31 | 999 | 83407591.6129 | 890475.6499 | 1.079%
2012-09-01 | 2012 | 9 | 74673729.963 | 11.3 | 112.9 | 634944.3 | 33 | 0 | 565.6203 | 5.1498 | 174.8063 | 1847.1384 | -117.575 | 0 | 30 | 999 | 74179942.848 | -493787.115 | 0.6613%
2012-10-01 | 2012 | 10 | 73374496.963 | 110.6 | 11.9 | 634944.3 | 34 | 0 | 565.6203 | 50.4046 | 18.4251 | 1847.1384 | -121.1378 | 0 | 31 | 998 | 73027620.6698 | -346876.2932 | 0.4727%
2012-11-01 | 2012 | 11 | 72808754.963 | 274.9 | 0 | 634944.3 | 35 | 0 | 565.6203 | 125.2822 | 0 | 1847.1384 | -124.7007 | 0 | 30 | 1000 | 72400208.6959 | -408546.2671 | 0.5611%
2012-12-01 | 2012 | 12 | 72687620.963 | 355.4 | 0 | 634944.3 | 36 | 1 | 565.6203 | 161.9691 | 0 | 1847.1384 | -128.2636 | -107.5127 | 31 | 1004 | 72797528.3286 | 109907.3655 | 0.1512%
2013-01-01 | 2013 | 1 | 79277065.8949 | 457.2 | 0 | 643937 | 37 | 0 | 565.6203 | 208.3632 | 0 | 1873.2994 | -131.8265 | 0 | 31 | 1001 | 78057129.372 | -1219936.5229 | 1.539%
2013-02-01 | 2013 | 2 | 72766224.8949 | 475.5 | 0 | 643937 | 38 | 0 | 565.6203 | 216.7032 | 0 | 1873.2994 | -135.3893 | 0 | 28 | 1002 | 70707673.2572 | -2058551.6377 | 2.829%
2013-03-01 | 2013 | 3 | 76895003.8949 | 399.3 | 0 | 643937 | 39 | 0 | 565.6203 | 181.976 | 0 | 1873.2994 | -138.9522 | 0 | 31 | 1004 | 77248009.5356 | 353005.6407 | 0.4591%
2013-04-01 | 2013 | 4 | 72485963.8949 | 240.2 | 1.6 | 643937 | 40 | 0 | 565.6203 | 109.4682 | 2.4773 | 1873.2994 | -142.5151 | 0 | 30 | 1006 | 72684006.3209 | 198042.4259 | 0.2732%
2013-05-01 | 2013 | 5 | 74512872.8949 | 64.6 | 43.3 | 643937 | 41 | 0 | 565.6203 | 29.4406 | 67.0426 | 1873.2994 | -146.078 | 0 | 31 | 1006 | 74513489.9137 | 617.0187 | 0.0008281%
2013-06-01 | 2013 | 6 | 76269513.8949 | 5.6 | 137.6 | 643937 | 42 | 0 | 565.6203 | 2.5521 | 213.05 | 1873.2994 | -149.6409 | 0 | 30 | 1005 | 75522161.6449 | -747352.2501 | 0.9799%
2013-07-01 | 2013 | 7 | 83459194.8949 | 0 | 254.9 | 643937 | 43 | 0 | 565.6203 | 0 | 394.6689 | 1873.2994 | -153.2037 | 0 | 31 | 1007 | 83673574.9908 | 214380.0958 | 0.2569%
2013-08-01 | 2013 | 8 | 80843786.8949 | 0 | 213 | 643937 | 44 | 0 | 565.6203 | 0 | 329.7939 | 1873.2994 | -156.7666 | 0 | 31 | 1008 | 81618121.4944 | 774334.5994 | 0.9578%
2013-09-01 | 2013 | 9 | 74048827.8949 | 12.4 | 95.4 | 643937 | 45 | 0 | 565.6203 | 5.6511 | 147.7105 | 1873.2994 | -160.3295 | 0 | 30 | 1009 | 73615184.3454 | -433643.5496 | 0.5856%
2013-10-01 | 2013 | 10 | 74442701.8949 | 93.1 | 26.6 | 643937 | 46 | 0 | 565.6203 | 42.4292 | 41.1855 | 1873.2994 | -163.8924 | 0 | 31 | 1013 | 74068436.7175 | -374265.1775 | 0.5028%
2013-11-01 | 2013 | 11 | 73596562.8949 | 306.7 | 0 | 643937 | 47 | 0 | 565.6203 | 139.7747 | 0 | 1873.2994 | -167.4552 | 0 | 30 | 1014 | 73349896.054 | -246666.841 | 0.3352%
2013-12-01 | 2013 | 12 | 76011256.8949 | 500 | 0 | 643937 | 48 | 1 | 565.6203 | 227.8688 | 0 | 1873.2994 | -171.0181 | -107.5127 | 31 | 1015 | 75146526.8885 | -864730.0065 | 1.138%
2014-01-01 | 2014 | 1 | 82552599.2948 | 648.1 | 0 | 659861.2 | 49 | 0 | 565.6203 | 295.3635 | 0 | 1919.625 | -174.581 | 0 | 31 | 1020 | 82402600.961 | -149998.3338 | 0.1817%
2014-02-01 | 2014 | 2 | 74935797.2948 | 584.6 | 0 | 659861.2 | 50 | 0 | 565.6203 | 266.4242 | 0 | 1919.625 | -178.1439 | 0 | 28 | 1020 | 73499892.5909 | -1435904.7039 | 1.916%
2014-03-01 | 2014 | 3 | 79784798.2948 | 526.4 | 0 | 659861.2 | 51 | 0 | 565.6203 | 239.9002 | 0 | 1919.625 | -181.7068 | 0 | 31 | 1020 | 80423536.4321 | 638738.1372 | 0.8006%
2014-04-01 | 2014 | 4 | 72659808.2948 | 244.3 | 0 | 659861.2 | 52 | 0 | 565.6203 | 111.3367 | 0 | 1919.625 | -185.2696 | 0 | 30 | 1019 | 73713820.6372 | 1054012.3424 | 1.451%
2014-05-01 | 2014 | 5 | 73690526.2948 | 71.1 | 35.8 | 659861.2 | 53 | 0 | 565.6203 | 32.4029 | 55.4302 | 1919.625 | -188.8325 | 0 | 31 | 1017 | 75168122.2697 | 1477595.9749 | 2.005%
2014-06-01 | 2014 | 6 | 77041220.2948 | 1.9 | 137.3 | 659861.2 | 54 | 0 | 565.6203 | 0.8659 | 212.5855 | 1919.625 | -192.3954 | 0 | 30 | 1016.5 | 76429660.156 | -611560.1388 | 0.7938%
2014-07-01 | 2014 | 7 | 81112465.2948 | 0 | 180.6 | 659861.2 | 55 | 0 | 565.6203 | 0 | 279.6281 | 1919.625 | -195.9583 | 0 | 31 | 1016 | 80910553.2299 | -201912.0649 | 0.2489%
2014-08-01 | 2014 | 8 | 79689322.2948 | 0 | 188.2 | 659861.2 | 56 | 0 | 565.6203 | 0 | 291.3954 | 1919.625 | -199.5211 | 0 | 31 | 1016 | 81168959.5653 | 1479637.2705 | 1.857%
2014-09-01 | 2014 | 9 | 76306860.2948 | 10.3 | 108.9 | 659861.2 | 57 | 0 | 565.6203 | 4.6941 | 168.613 | 1919.625 | -203.084 | 0 | 30 | 1025 | 75505653.4357 | -801206.8591 | 1.05%
2014-10-01 | 2014 | 10 | 74592542.2948 | 90.8 | 19.9 | 659861.2 | 58 | 0 | 565.6203 | 41.381 | 30.8117 | 1919.625 | -206.6469 | 0 | 31 | 1028 | 74915013.2451 | 322470.9502 | 0.4323%
2014-11-01 | 2014 | 11 | 74134367.2948 | 321.5 | 0 | 659861.2 | 59 | 0 | 565.6203 | 146.5196 | 0 | 1919.625 | -210.2098 | 0 | 30 | 1029 | 74753409.3893 | 619042.0945 | 0.835%
2014-12-01 | 2014 | 12 | 75324781.2948 | 395.1 | 0 | 659861.2 | 60 | 1 | 565.6203 | 180.0619 | 0 | 1919.625 | -213.7727 | -107.5127 | 31 | 1028 | 74699289.6639 | -625491.6309 | 0.8304%
2015-01-01 | 2015 | 1 | 81654769.9193 | 615.6 | 0 | 677384 | 61 | 0 | 565.6203 | 280.552 | 0 | 1970.6012 | -217.3355 | 0 | 31 | 1028 | 82838891.5921 | 1184121.6728 | 1.45%
2015-02-01 | 2015 | 2 | 76313517.9193 | 703.9 | 0 | 677384 | 62 | 0 | 565.6203 | 320.7936 | 0 | 1970.6012 | -220.8984 | 0 | 28 | 1027 | 75804174.3953 | -509343.524 | 0.6674%
2015-03-01 | 2015 | 3 | 79382560.9193 | 470 | 0 | 677384 | 63 | 0 | 565.6203 | 214.1966 | 0 | 1970.6012 | -224.4613 | 0 | 31 | 1030 | 80653804.0241 | 1271243.1048 | 1.601%
2015-04-01 | 2015 | 4 | 71919354.9193 | 203.5 | 1.6 | 677384 | 64 | 0 | 565.6203 | 92.7426 | 2.4773 | 1970.6012 | -228.0242 | 0 | 30 | 1028 | 74121389.7116 | 2202034.7923 | 3.062%
2015-05-01 | 2015 | 5 | 75612412.9193 | 44.2 | 60.8 | 677384 | 65 | 0 | 565.6203 | 20.1436 | 94.1384 | 1970.6012 | -231.587 | 0 | 31 | 1028 | 77086030.3078 | 1473617.3885 | 1.949%
2015-06-01 | 2015 | 6 | 77510208.9193 | 11.4 | 98 | 677384 | 66 | 0 | 565.6203 | 5.1954 | 151.7362 | 1970.6012 | -235.1499 | 0 | 30 | 1027 | 75731079.2854 | -1779129.6339 | 2.295%
2015-07-01 | 2015 | 7 | 84107665.9193 | 0 | 244.9 | 677384 | 67 | 0 | 565.6203 | 0 | 379.1856 | 1970.6012 | -238.7128 | 0 | 31 | 1027 | 85217918.5219 | 1110252.6026 | 1.32%
2015-08-01 | 2015 | 8 | 82968435.9193 | 0 | 210.7 | 677384 | 68 | 0 | 565.6203 | 0 | 326.2328 | 1970.6012 | -242.2757 | 0 | 31 | 1029 | 83581079.0752 | 612643.1559 | 0.7384%
2015-09-01 | 2015 | 9 | 80468857.9193 | 0.1 | 181 | 677384 | 69 | 0 | 565.6203 | 0.045574 | 280.2474 | 1970.6012 | -245.8386 | 0 | 30 | 1028 | 79279648.0065 | -1189209.9128 | 1.478%
2015-10-01 | 2015 | 10 | 74764095.9193 | 89.2 | 14.4 | 677384 | 70 | 0 | 565.6203 | 40.6518 | 22.2959 | 1970.6012 | -249.4014 | 0 | 31 | 1024 | 74591030.453 | -173065.4663 | 0.2315%
2015-11-01 | 2015 | 11 | 73577951.9193 | 185.1 | 4 | 677384 | 71 | 0 | 565.6203 | 84.357 | 6.1933 | 1970.6012 | -252.9643 | 0 | 30 | 1027 | 73137011.5498 | -440940.3695 | 0.5993%
2015-12-01 | 2015 | 12 | 74352351.9193 | 270.5 | 0 | 677384 | 72 | 1 | 565.6203 | 123.277 | 0 | 1970.6012 | -256.5272 | -107.5127 | 31 | 1029 | 73222835.4848 | -1129516.4345 | 1.519%
2016-01-01 | 2016 | 1 | 80873145.8049 | 501 | 0 | 692620.8 | 73 | 0 | 565.6203 | 228.3245 | 0 | 2014.9271 | -260.0901 | 0 | 31 | 1031 | 81461618.1664 | 588472.3615 | 0.7276%
2016-02-01 | 2016 | 2 | 76692426.8049 | 428.3 | 0 | 692620.8 | 74 | 0 | 565.6203 | 195.1924 | 0 | 2014.9271 | -263.6529 | 0 | 29 | 1033 | 75254587.2794 | -1437839.5255 | 1.875%
2016-03-01 | 2016 | 3 | 79048992.8049 | 327.2 | 0 | 692620.8 | 75 | 0 | 565.6203 | 149.1173 | 0 | 2014.9271 | -267.2158 | 0 | 31 | 1034 | 78931338.9622 | -117653.8428 | 0.1488%
2016-04-01 | 2016 | 4 | 75322308.8049 | 273.8 | 2.8 | 692620.8 | 76 | 0 | 565.6203 | 124.7809 | 4.3353 | 2014.9271 | -270.7787 | 0 | 30 | 1035 | 75727379.815 | 405071.0101 | 0.5378%
2016-05-01 | 2016 | 5 | 77294420.8049 | 74.6 | 70.6 | 692620.8 | 77 | 0 | 565.6203 | 33.998 | 109.312 | 2014.9271 | -274.3416 | 0 | 31 | 1035 | 78592717.2175 | 1298296.4126 | 1.68%
2016-06-01 | 2016 | 6 | 80711542.8049 | 2 | 163.6 | 692620.8 | 78 | 0 | 565.6203 | 0.91148 | 253.3065 | 2014.9271 | -277.9045 | 0 | 30 | 1033 | 79237122.3223 | -1474420.4827 | 1.827%
2016-07-01 | 2016 | 7 | 86824077.8049 | 0 | 276.5 | 692620.8 | 79 | 0 | 565.6203 | 0 | 428.1128 | 2014.9271 | -281.4673 | 0 | 31 | 1034 | 87417441.5762 | 593363.7713 | 0.6834%
2016-08-01 | 2016 | 8 | 89979891.8049 | 0 | 301.8 | 692620.8 | 80 | 0 | 565.6203 | 0 | 467.2855 | 2014.9271 | -285.0302 | 0 | 31 | 1034 | 88558879.0226 | -1421012.7823 | 1.579%
2016-09-01 | 2016 | 9 | 80652890.8049 | 0.1 | 181 | 692620.8 | 81 | 0 | 565.6203 | 0.045574 | 280.2474 | 2014.9271 | -288.5931 | 0 | 30 | 1033 | 79713946.1926 | -938944.6124 | 1.164%
2016-10-01 | 2016 | 10 | 75962410.8049 | 77.2 | 52.7 | 692620.8 | 82 | 0 | 565.6203 | 35.1829 | 81.5969 | 2014.9271 | -292.156 | 0 | 31 | 1036 | 77244482.7346 | 1282071.9297 | 1.688%
2016-11-01 | 2016 | 11 | 74427270.8049 | 174.8 | 1.9 | 692620.8 | 83 | 0 | 565.6203 | 79.6629 | 2.9418 | 2014.9271 | -295.7188 | 0 | 30 | 1036 | 73579828.9961 | -847441.8088 | 1.139%
2016-12-01 | 2016 | 12 | 76792517.8049 | 435 | 0 | 692620.8 | 84 | 1 | 565.6203 | 198.2458 | 0 | 2014.9271 | -299.2817 | -107.5127 | 31 | 1036 | 76179114.8353 | -613402.9696 | 0.7988%
2017-01-01 | 2017 | 1 | 79780480.5546 | 444.6 | 0 | 713254.1 | 85 | 0 | 565.6203 | 202.6209 | 0 | 2074.9522 | -302.8446 | 0 | 31 | 1035 | 81507091.7433 | 1726611.1887 | 2.164%
2017-02-01 | 2017 | 2 | 71620781.5546 | 359.2 | 0 | 713254.1 | 86 | 0 | 565.6203 | 163.7009 | 0 | 2074.9522 | -306.4075 | 0 | 28 | 999 | 69870306.4616 | -1750475.093 | 2.444%
2017-03-01 | 2017 | 3 | 78854911.5546 | 417.2 | 0 | 713254.1 | 87 | 0 | 565.6203 | 190.1337 | 0 | 2074.9522 | -309.9704 | 0 | 31 | 1000 | 78142811.4208 | -712100.1337 | 0.9031%
2017-04-01 | 2017 | 4 | 71497921.5546 | 156.8 | 4.7 | 713254.1 | 88 | 0 | 565.6203 | 71.4596 | 7.2771 | 2074.9522 | -313.5332 | 0 | 30 | 1000 | 72173282.0471 | 675360.4925 | 0.9446%
2017-05-01 | 2017 | 5 | 75457373.5546 | 98.6 | 29.9 | 713254.1 | 89 | 0 | 565.6203 | 44.9357 | 46.295 | 2074.9522 | -317.0961 | 0 | 31 | 997 | 74631353.5918 | -826019.9628 | 1.095%
2017-06-01 | 2017 | 6 | 78634524.5546 | 0 | 159.1 | 713254.1 | 90 | 0 | 565.6203 | 0 | 246.339 | 2074.9522 | -320.659 | 0 | 30 | 1001 | 77064564.412 | -1569960.1426 | 1.997%
2017-07-01 | 2017 | 7 | 82423917.5546 | 0 | 237.5 | 713254.1 | 91 | 0 | 565.6203 | 0 | 367.728 | 2074.9522 | -324.2219 | 0 | 31 | 1001 | 83289643.7493 | 865726.1947 | 1.05%
2017-08-01 | 2017 | 8 | 82322576.5546 | 0 | 202.2 | 713254.1 | 92 | 0 | 565.6203 | 0 | 313.072 | 2074.9522 | -327.7847 | 0 | 31 | 1002 | 81564455.7436 | -758120.811 | 0.9209%
2017-09-01 | 2017 | 9 | 78269088.5546 | 4.1 | 142.4 | 713254.1 | 93 | 0 | 565.6203 | 1.8685 | 220.482 | 2074.9522 | -331.3476 | 0 | 30 | 1001 | 76023208.3453 | -2245880.2093 | 2.869%
2017-10-01 | 2017 | 10 | 76413341.5546 | 47.5 | 67.9 | 713254.1 | 94 | 0 | 565.6203 | 21.6475 | 105.1315 | 2074.9522 | -334.9105 | 0 | 31 | 1002 | 75556483.6204 | -856857.9342 | 1.121%
2017-11-01 | 2017 | 11 | 74844679.5546 | 267.9 | 0 | 713254.1 | 95 | 0 | 565.6203 | 122.0921 | 0 | 2074.9522 | -338.4734 | 0 | 30 | 1003 | 72943913.817 | -1900765.7376 | 2.54%
2017-12-01 | 2017 | 12 | 76076090.5546 | 525.2 | 0 | 713254.1 | 96 | 1 | 565.6203 | 239.3533 | 0 | 2074.9522 | -342.0362 | -107.5127 | 31 | 1003 | 75567708.4119 | -508382.1427 | 0.6683%
2018-01-01 | 2018 | 1 | 81449144.3543 | 556.3 | 0 | 730276.2 | 97 | 0 | 565.6203 | 253.5268 | 0 | 2124.4718 | -345.5991 | 0 | 31 | 1002 | 80699689.3207 | -749455.0336 | 0.9202%
2018-02-01 | 2018 | 2 | 72337566.3543 | 400.1 | 0 | 730276.2 | 98 | 0 | 565.6203 | 182.3406 | 0 | 2124.4718 | -349.162 | 0 | 28 | 1004 | 70934184.9979 | -1403381.3565 | 1.94%
2018-03-01 | 2018 | 3 | 77756033.3543 | 409.9 | 0 | 730276.2 | 99 | 0 | 565.6203 | 186.8068 | 0 | 2124.4718 | -352.7249 | 0 | 31 | 1008 | 78875389.6937 | 1119356.3394 | 1.44%
2018-04-01 | 2018 | 4 | 74194021.3543 | 299.3 | 0 | 730276.2 | 100 | 0 | 565.6203 | 136.4022 | 0 | 2124.4718 | -356.2878 | 0 | 30 | 1006 | 74550834.2926 | 356812.9383 | 0.4809%
2018-05-01 | 2018 | 5 | 76750861.3543 | 50.5 | 75 | 730276.2 | 101 | 0 | 565.6203 | 23.0147 | 116.1246 | 2124.4718 | -359.8506 | 0 | 31 | 1008 | 77163211.9124 | 412350.5581 | 0.5373%
2018-06-01 | 2018 | 6 | 78364231.3543 | 0.6 | 151.5 | 730276.2 | 102 | 0 | 565.6203 | 0.27344 | 234.5717 | 2124.4718 | -363.4135 | 0 | 30 | 970 | 74540341.3422 | -3823890.0121 | 4.88%
2018-07-01 | 2018 | 7 | 83718407.3543 | 0 | 288.2 | 730276.2 | 103 | 0 | 565.6203 | 0 | 446.2282 | 2124.4718 | -366.9764 | 0 | 31 | 970 | 83274171.5882 | -444235.7661 | 0.5306%
2018-08-01 | 2018 | 8 | 83875079.3543 | 0 | 287.8 | 730276.2 | 104 | 0 | 565.6203 | 0 | 445.6089 | 2124.4718 | -370.5393 | 0 | 31 | 970 | 83148412.5662 | -726666.7881 | 0.8664%
2018-09-01 | 2018 | 9 | 76344035.3543 | 2 | 165.4 | 730276.2 | 105 | 0 | 565.6203 | 0.91148 | 256.0935 | 2124.4718 | -374.1021 | 0 | 30 | 974 | 75182911.5831 | -1161123.7712 | 1.521%
2018-10-01 | 2018 | 10 | 72532572.3543 | 132.7 | 28.7 | 730276.2 | 106 | 0 | 565.6203 | 60.4764 | 44.437 | 2124.4718 | -377.665 | 0 | 31 | 972 | 72839302.6463 | 306730.292 | 0.4229%
2018-11-01 | 2018 | 11 | 72249019.3543 | 332.4 | 0 | 730276.2 | 107 | 0 | 565.6203 | 151.4872 | 0 | 2124.4718 | -381.2279 | 0 | 30 | 972 | 71743845.0462 | -505174.3081 | 0.6992%
2018-12-01 | 2018 | 12 | 71570246.3543 | 392 | 0 | 730276.2 | 108 | 1 | 565.6203 | 178.6491 | 0 | 2124.4718 | -384.7908 | -107.5127 | 31 | 974 | 71754159.7405 | 183913.3861 | 0.257%
2019-01-01 | 2019 | 1 | 78816325.1497 | 576 | 0 | 744439.6 | 109 | 0 | 565.6203 | 262.5048 | 0 | 2165.675 | -388.3537 | 0 | 31 | 974 | 78668851.0172 | -147474.1325 | 0.1871%
2019-02-01 | 2019 | 2 | 71346245.1497 | 459.7 | 0 | 744439.6 | 110 | 0 | 565.6203 | 209.5025 | 0 | 2165.675 | -391.9165 | 0 | 28 | 972 | 69370354.2541 | -1975890.8956 | 2.769%
2019-03-01 | 2019 | 3 | 76152470.1497 | 432.5 | 0 | 744439.6 | 111 | 0 | 565.6203 | 197.1065 | 0 | 2165.675 | -395.4794 | 0 | 31 | 972 | 76322017.4883 | 169547.3386 | 0.2226%
2019-04-01 | 2019 | 4 | 69898435.1497 | 231.9 | 0 | 744439.6 | 112 | 0 | 565.6203 | 105.6855 | 0 | 2165.675 | -399.0423 | 0 | 30 | 973 | 71163426.7861 | 1264991.6363 | 1.81%
2019-05-01 | 2019 | 5 | 70938992.1497 | 105.8 | 14.6 | 744439.6 | 113 | 0 | 565.6203 | 48.217 | 22.6056 | 2165.675 | -402.6052 | 0 | 31 | 977 | 72674043.6377 | 1735051.488 | 2.446%
2019-06-01 | 2019 | 6 | 71957492.1497 | 4.4 | 103.6 | 744439.6 | 114 | 0 | 565.6203 | 2.0052 | 160.4068 | 2165.675 | -406.168 | 0 | 30 | 982 | 73282908.9539 | 1325416.8042 | 1.842%
2019-07-01 | 2019 | 7 | 83273196.1497 | 0 | 276.6 | 744439.6 | 115 | 0 | 565.6203 | 0 | 428.2676 | 2165.675 | -409.7309 | 0 | 31 | 982 | 83710386.1889 | 437190.0392 | 0.525%
2019-08-01 | 2019 | 8 | 79874501.1497 | 0 | 225.3 | 744439.6 | 116 | 0 | 565.6203 | 0 | 348.8384 | 2165.675 | -413.2938 | 0 | 31 | 983 | 81266612.1143 | 1392110.9646 | 1.743%
2019-09-01 | 2019 | 9 | 73235612.1497 | 0.3 | 133.9 | 744439.6 | 117 | 0 | 565.6203 | 0.13672 | 207.3212 | 2165.675 | -416.8567 | 0 | 30 | 981 | 74219414.9095 | 983802.7598 | 1.343%
2019-10-01 | 2019 | 10 | 71066407.1497 | 74.1 | 16 | 744439.6 | 118 | 0 | 565.6203 | 33.7702 | 24.7733 | 2165.675 | -420.4196 | 0 | 31 | 980 | 71982954.5272 | 916547.3775 | 1.29%
2019-11-01 | 2019 | 11 | 71496344.1497 | 344 | 0 | 744439.6 | 119 | 0 | 565.6203 | 156.7737 | 0 | 2165.675 | -423.9824 | 0 | 30 | 1020 | 75401049.9629 | 3904705.8132 | 5.461%
2019-12-01 | 2019 | 12 | 72338992.1497 | 396.4 | 0 | 744439.6 | 120 | 1 | 565.6203 | 180.6544 | 0 | 2165.675 | -427.5453 | -107.5127 | 31 | 1022 | 75304681.1031 | 2965688.9534 | 4.1%
1.313%

## Model Summary
| Res kWh |  | Absolute |  | GS < 50 kWh |  | Absolute |  | GS > 50 kWh |  | Absolute
Year | CDM Added Back | Predicted | Error (%) | Year | CDM Added Back | Predicted | Error (%) | Year | CDM Added Back | Predicted | Error (%)
2010 | 556896336 | 550035687.5631 | 1.232% | 2010 | 172200325 | 172745353.1535 | 0.3165% | 2010 | 906197008 | 913482205.9485 | 0.8039%
2011 | 552441915.7138 | 553414949.7083 | 0.1761% | 2011 | 175038865.0192 | 175402398.1674 | 0.2077% | 2011 | 910448523.1132 | 906945668.7893 | 0.3847%
2012 | 554745009.7672 | 555025155.513 | 0.0505% | 2012 | 176077042.3799 | 175344570.2346 | 0.416% | 2012 | 911276433.5561 | 913113867.2765 | 0.2016%
2013 | 544522483.6506 | 547599724.2966 | 0.5651% | 2013 | 177641893.4721 | 176425659.2261 | 0.6847% | 2013 | 914608976.7393 | 910204210.5346 | 0.4816%
2014 | 537297947.8621 | 543326042.4074 | 1.122% | 2014 | 175728867.7297 | 176018973.8016 | 0.1651% | 2014 | 921825088.5377 | 923590511.576 | 0.1915%
2015 | 541177794.8497 | 544616590.1609 | 0.6354% | 2015 | 175760336.6731 | 177256607.1547 | 0.8513% | 2015 | 932632185.0317 | 935264892.4076 | 0.2823%
2016 | 560271575.8107 | 555772134.093 | 0.8031% | 2016 | 178331752.4117 | 179229040.2823 | 0.5032% | 2016 | 954581897.6593 | 951898457.1203 | 0.2811%
2017 | 530172278.9233 | 540781587.5601 | 2.001% | 2017 | 176570010.938 | 177985379.9404 | 0.8016% | 2017 | 926195687.6551 | 918334823.364 | 0.8487%
2018 | 573254017.281 | 558398231.4748 | 2.591% | 2018 | 186180270.538 | 183597934.8796 | 1.387% | 2018 | 921141218.2521 | 914706454.7302 | 0.6986%
2019 | 550902275.4216 | 553366088.9485 | 0.4472% | 2019 | 184127432.9471 | 183890996.798 | 0.1284% | 2019 | 890395012.7965 | 903366700.9431 | 1.457%
Mean Absolute Percentage Error (Annual) |  |  | 0.9624% | Mean Absolute Percentage Error (Annual) |  |  | 0.5461% | Mean Absolute Percentage Error (Annual) |  |  | 0.5631%
Mean Absolute Percentage Error (Monthly) |  |  | 2.546% | Mean Absolute Percentage Error (Monthly) |  |  | 1.403% | Mean Absolute Percentage Error (Monthly) |  |  | 1.313%

## Res Normalized Monthly Avg
Date | Year | Month | Res_NoCDM | HDD12 | CDD14 | Trend | Ont_FTEAdj | Shoulder | const | HDD12 | CDD14 | Trend | Ont_FTEAdj | Shoulder | Residential_Customers | Month Days | Predicted | Difference
2010-01-01 | 2010 | 1 | 49397907 | 477.14 | 0 | 1 | 6466.9 | 0 | -4.4308 | 3.7737 | 0 | -0.04454 | 26.8636 | 0 | 57642 | 31 | 46748939.0862 | -2648967.9138 | 5.363%
2010-02-01 | 2010 | 2 | 40768686 | 417.05 | 0 | 2 | 6471 | 0 | -4.4308 | 3.2984 | 0 | -0.08908 | 26.8807 | 0 | 57677 | 28 | 41438556.836 | 669870.836 | 1.643%
2010-03-01 | 2010 | 3 | 40910014 | 332.71 | 0.03 | 3 | 6477.5 | 1 | -4.4308 | 2.6314 | 0.0011623 | -0.13362 | 26.9077 | -1.1856 | 57709 | 31 | 42560223.2391 | 1650209.2391 | 4.034%
2010-04-01 | 2010 | 4 | 36681881 | 164.54 | 1.45 | 4 | 6485 | 1 | -4.4308 | 1.3013 | 0.056178 | -0.17816 | 26.9388 | -1.1856 | 57751 | 30 | 38985069.0658 | 2303188.0658 | 6.279%
2010-05-01 | 2010 | 5 | 44687288 | 35.92 | 50.69 | 5 | 6506.8 | 1 | -4.4308 | 0.28409 | 1.9639 | -0.2227 | 27.0294 | -1.1856 | 57814 | 31 | 42006914.5769 | -2680373.4231 | 5.998%
2010-06-01 | 2010 | 6 | 51533466 | 0.38 | 145.18 | 6 | 6540.8 | 0 | -4.4308 | 0.0030054 | 5.6247 | -0.26724 | 27.1706 | 0 | 57809 | 30 | 48733600.1054 | -2799865.8946 | 5.433%
2010-07-01 | 2010 | 7 | 61497459 | 0 | 268.19 | 7 | 6561 | 0 | -4.4308 | 0 | 10.3905 | -0.31178 | 27.2545 | 0 | 57987 | 31 | 59145464.3709 | -2351994.6291 | 3.825%
2010-08-01 | 2010 | 8 | 57219511 | 0 | 239.59 | 8 | 6568.9 | 0 | -4.4308 | 0 | 9.2825 | -0.35632 | 27.2874 | 0 | 58018 | 31 | 57163098.1705 | -56412.8295 | 0.09859%
2010-09-01 | 2010 | 9 | 45833578 | 0.49 | 132.95 | 9 | 6556 | 1 | -4.4308 | 0.0038754 | 5.1509 | -0.40086 | 27.2338 | -1.1856 | 58071 | 30 | 45942258.2366 | 108680.2366 | 0.2371%
2010-10-01 | 2010 | 10 | 41340554 | 53.33 | 27.9 | 10 | 6551.6 | 1 | -4.4308 | 0.42178 | 1.0809 | -0.4454 | 27.2155 | -1.1856 | 58121 | 31 | 40821255.2453 | -519298.7547 | 1.256%
2010-11-01 | 2010 | 11 | 39815993 | 207.66 | 0.69 | 11 | 6555.7 | 1 | -4.4308 | 1.6424 | 0.026733 | -0.48994 | 27.2325 | -1.1856 | 58162 | 30 | 39774627.9529 | -41365.0471 | 0.1039%
2010-12-01 | 2010 | 12 | 47209999 | 351.65 | 0 | 12 | 6578.3 | 0 | -4.4308 | 2.7812 | 0 | -0.53448 | 27.3264 | 0 | 58247 | 31 | 45398422.216 | -1811576.784 | 3.837%
2011-01-01 | 2011 | 1 | 49456916.4761 | 477.14 | 0 | 13 | 6606.3 | 0 | -4.4308 | 3.7737 | 0 | -0.57902 | 27.4427 | 0 | 58273 | 31 | 47341242.8995 | -2115673.5767 | 4.278%
2011-02-01 | 2011 | 2 | 41737382.4761 | 417.05 | 0 | 14 | 6619.5 | 0 | -4.4308 | 3.2984 | 0 | -0.62356 | 27.4976 | 0 | 58299 | 28 | 42019930.8327 | 282548.3566 | 0.677%
2011-03-01 | 2011 | 3 | 42523489.4761 | 332.71 | 0.03 | 15 | 6628.6 | 1 | -4.4308 | 2.6314 | 0.0011623 | -0.6681 | 27.5354 | -1.1856 | 58318 | 31 | 43177835.6743 | 654346.1981 | 1.539%
2011-04-01 | 2011 | 4 | 38514761.4761 | 164.54 | 1.45 | 16 | 6635.5 | 1 | -4.4308 | 1.3013 | 0.056178 | -0.71264 | 27.564 | -1.1856 | 58345 | 30 | 39544806.2303 | 1030044.7542 | 2.674%
2011-05-01 | 2011 | 5 | 42499355.4761 | 35.92 | 50.69 | 17 | 6645.8 | 1 | -4.4308 | 0.28409 | 1.9639 | -0.75718 | 27.6068 | -1.1856 | 58385 | 31 | 42499492.1324 | 136.6563 | 0.0003215%
2011-06-01 | 2011 | 6 | 49779830.4761 | 0.38 | 145.18 | 18 | 6662 | 0 | -4.4308 | 0.0030054 | 5.6247 | -0.80172 | 27.6741 | 0 | 58495 | 30 | 49257480.53 | -522349.9462 | 1.049%
2011-07-01 | 2011 | 7 | 61715744.4761 | 0 | 268.19 | 19 | 6665.8 | 0 | -4.4308 | 0 | 10.3905 | -0.84626 | 27.6899 | 0 | 58515 | 31 | 59504176.3846 | -2211568.0915 | 3.583%
2011-08-01 | 2011 | 8 | 56143271.4761 | 0 | 239.59 | 20 | 6677.5 | 0 | -4.4308 | 0 | 9.2825 | -0.8908 | 27.7385 | 0 | 58526 | 31 | 57512381.8947 | 1369110.4185 | 2.439%
2011-09-01 | 2011 | 9 | 44393787.4761 | 0.49 | 132.95 | 21 | 6674.4 | 1 | -4.4308 | 0.0038754 | 5.1509 | -0.93534 | 27.7256 | -1.1856 | 58615 | 30 | 46297648.5936 | 1903861.1174 | 4.289%
2011-10-01 | 2011 | 10 | 41972796.4761 | 53.33 | 27.9 | 22 | 6668.1 | 1 | -4.4308 | 0.42178 | 1.0809 | -0.97988 | 27.6994 | -1.1856 | 58637 | 31 | 41091802.5279 | -880993.9483 | 2.099%
2011-11-01 | 2011 | 11 | 39897288.4761 | 207.66 | 0.69 | 23 | 6662.8 | 1 | -4.4308 | 1.6424 | 0.026733 | -1.0244 | 27.6774 | -1.1856 | 58706 | 30 | 39988870.9318 | 91582.4556 | 0.2295%
2011-12-01 | 2011 | 12 | 43807291.4761 | 351.65 | 0 | 24 | 6667.5 | 0 | -4.4308 | 2.7812 | 0 | -1.069 | 27.6969 | 0 | 58745 | 31 | 45488014.2792 | 1680722.8031 | 3.837%
2012-01-01 | 2012 | 1 | 47070680.8973 | 477.14 | 0 | 25 | 6673.6 | 0 | -4.4308 | 3.7737 | 0 | -1.1135 | 27.7223 | 0 | 58846 | 31 | 47341726.6285 | 271045.7313 | 0.5758%
2012-02-01 | 2012 | 2 | 40386842.8973 | 417.05 | 0 | 26 | 6670.7 | 0 | -4.4308 | 3.2984 | 0 | -1.158 | 27.7102 | 0 | 58886 | 29 | 43409314.2367 | 3022471.3395 | 7.484%
2012-03-01 | 2012 | 3 | 39034538.8973 | 332.71 | 0.03 | 27 | 6674 | 1 | -4.4308 | 2.6314 | 0.0011623 | -1.2026 | 27.7239 | -1.1856 | 58950 | 31 | 43013665.0393 | 3979126.1421 | 10.19%
2012-04-01 | 2012 | 4 | 37958885.8973 | 164.54 | 1.45 | 28 | 6685.8 | 1 | -4.4308 | 1.3013 | 0.056178 | -1.2471 | 27.773 | -1.1856 | 59035 | 30 | 39435933.9666 | 1477048.0693 | 3.891%
2012-05-01 | 2012 | 5 | 43107352.8973 | 35.92 | 50.69 | 29 | 6690.1 | 1 | -4.4308 | 0.28409 | 1.9639 | -1.2917 | 27.7908 | -1.1856 | 59072 | 31 | 42357801.3256 | -749551.5717 | 1.739%
2012-06-01 | 2012 | 6 | 53239807.8973 | 0.38 | 145.18 | 30 | 6693.3 | 0 | -4.4308 | 0.0030054 | 5.6247 | -1.3362 | 27.8041 | 0 | 59132 | 30 | 49076388.6762 | -4163419.2211 | 7.82%
2012-07-01 | 2012 | 7 | 63475935.8973 | 0 | 268.19 | 31 | 6694.6 | 0 | -4.4308 | 0 | 10.3905 | -1.3807 | 27.8095 | 0 | 59180 | 31 | 59419350.4337 | -4056585.4635 | 6.391%
2012-08-01 | 2012 | 8 | 57530370.8973 | 0 | 239.59 | 32 | 6703.3 | 0 | -4.4308 | 0 | 9.2825 | -1.4253 | 27.8457 | 0 | 59175 | 31 | 57366277.8133 | -164093.0839 | 0.2852%
2012-09-01 | 2012 | 9 | 46622905.8973 | 0.49 | 132.95 | 33 | 6707.4 | 1 | -4.4308 | 0.0038754 | 5.1509 | -1.4698 | 27.8627 | -1.1856 | 59185 | 30 | 46042267.4616 | -580638.4357 | 1.245%
2012-10-01 | 2012 | 10 | 41986598.8973 | 53.33 | 27.9 | 34 | 6710 | 1 | -4.4308 | 0.42178 | 1.0809 | -1.5144 | 27.8735 | -1.1856 | 59026 | 31 | 40704893.7975 | -1281705.0998 | 3.053%
2012-11-01 | 2012 | 11 | 39489997.8973 | 207.66 | 0.69 | 35 | 6722.4 | 1 | -4.4308 | 1.6424 | 0.026733 | -1.5589 | 27.925 | -1.1856 | 59073 | 30 | 39730416.5457 | 240418.6485 | 0.6088%
2012-12-01 | 2012 | 12 | 44841090.8973 | 351.65 | 0 | 36 | 6740.6 | 0 | -4.4308 | 2.7812 | 0 | -1.6034 | 28.0006 | 0 | 59257 | 31 | 45460457.9939 | 619367.0967 | 1.381%
2013-01-01 | 2013 | 1 | 47995321.7209 | 477.14 | 0 | 37 | 6758.8 | 0 | -4.4308 | 3.7737 | 0 | -1.648 | 28.0762 | 0 | 59206 | 31 | 47299952.3042 | -695369.4167 | 1.449%
2013-02-01 | 2013 | 2 | 41164712.7209 | 417.05 | 0 | 38 | 6775.5 | 0 | -4.4308 | 3.2984 | 0 | -1.6925 | 28.1456 | 0 | 59219 | 28 | 41985068.8552 | 820356.1344 | 1.993%
2013-03-01 | 2013 | 3 | 42435047.7209 | 332.71 | 0.03 | 39 | 6781.1 | 1 | -4.4308 | 2.6314 | 0.0011623 | -1.7371 | 28.1688 | -1.1856 | 59221 | 31 | 43046937.8916 | 611890.1707 | 1.442%
2013-04-01 | 2013 | 4 | 38570561.7209 | 164.54 | 1.45 | 40 | 6788.9 | 1 | -4.4308 | 1.3013 | 0.056178 | -1.7816 | 28.2012 | -1.1856 | 59208 | 30 | 39362859.7528 | 792298.0319 | 2.054%
2013-05-01 | 2013 | 5 | 41401216.7209 | 35.92 | 50.69 | 41 | 6801.1 | 1 | -4.4308 | 0.28409 | 1.9639 | -1.8261 | 28.2519 | -1.1856 | 59245 | 31 | 42347073.1186 | 945856.3977 | 2.285%
2013-06-01 | 2013 | 6 | 47845491.7209 | 0.38 | 145.18 | 42 | 6815.2 | 0 | -4.4308 | 0.0030054 | 5.6247 | -1.8707 | 28.3105 | 0 | 59259 | 30 | 49131825.6019 | 1286333.8811 | 2.689%
2013-07-01 | 2013 | 7 | 56314814.7209 | 0 | 268.19 | 43 | 6826.2 | 0 | -4.4308 | 0 | 10.3905 | -1.9152 | 28.3562 | 0 | 59290 | 31 | 59552196.5143 | 3237381.7934 | 5.749%
2013-08-01 | 2013 | 8 | 53136083.7209 | 0 | 239.59 | 44 | 6833.9 | 0 | -4.4308 | 0 | 9.2825 | -1.9598 | 28.3882 | 0 | 59297 | 31 | 57499316.6867 | 4363232.9658 | 8.211%
2013-09-01 | 2013 | 9 | 45426909.7209 | 0.49 | 132.95 | 45 | 6843.3 | 1 | -4.4308 | 0.0038754 | 5.1509 | -2.0043 | 28.4272 | -1.1856 | 59374 | 30 | 46242823.7332 | 815914.0123 | 1.796%
2013-10-01 | 2013 | 10 | 42344925.7209 | 53.33 | 27.9 | 46 | 6850.3 | 1 | -4.4308 | 0.42178 | 1.0809 | -2.0488 | 28.4563 | -1.1856 | 59424 | 31 | 41068385.3012 | -1276540.4197 | 3.015%
2013-11-01 | 2013 | 11 | 41292979.7209 | 207.66 | 0.69 | 47 | 6854 | 1 | -4.4308 | 1.6424 | 0.026733 | -2.0934 | 28.4717 | -1.1856 | 59441 | 30 | 39999654.1512 | -1293325.5697 | 3.132%
2013-12-01 | 2013 | 12 | 46594417.7209 | 351.65 | 0 | 48 | 6850.4 | 0 | -4.4308 | 2.7812 | 0 | -2.1379 | 28.4567 | 0 | 59649 | 31 | 45616275.2643 | -978142.4565 | 2.099%
2014-01-01 | 2014 | 1 | 51200778.5718 | 477.14 | 0 | 49 | 6848.3 | 0 | -4.4308 | 3.7737 | 0 | -2.1825 | 28.448 | 0 | 59671 | 31 | 47370486.8798 | -3830291.692 | 7.481%
2014-02-01 | 2014 | 2 | 43486614.5718 | 417.05 | 0 | 50 | 6850 | 0 | -4.4308 | 3.2984 | 0 | -2.227 | 28.4551 | 0 | 59674 | 28 | 41931697.0191 | -1554917.5528 | 3.576%
2014-03-01 | 2014 | 3 | 44184194.5718 | 332.71 | 0.03 | 51 | 6856.4 | 1 | -4.4308 | 2.6314 | 0.0011623 | -2.2715 | 28.4816 | -1.1856 | 59687 | 31 | 42975486.4332 | -1208708.1387 | 2.736%
2014-04-01 | 2014 | 4 | 38731453.5718 | 164.54 | 1.45 | 52 | 6869.6 | 1 | -4.4308 | 1.3013 | 0.056178 | -2.3161 | 28.5365 | -1.1856 | 59679 | 30 | 39319256.9499 | 587803.378 | 1.518%
2014-05-01 | 2014 | 5 | 40675001.5718 | 35.92 | 50.69 | 53 | 6870.6 | 1 | -4.4308 | 0.28409 | 1.9639 | -2.3606 | 28.5406 | -1.1856 | 59689 | 31 | 42209659.3633 | 1534657.7914 | 3.773%
2014-06-01 | 2014 | 6 | 45459103.5718 | 0.38 | 145.18 | 54 | 6865.4 | 0 | -4.4308 | 0.0030054 | 5.6247 | -2.4052 | 28.519 | 0 | 59798 | 30 | 48993978.2385 | 3534874.6667 | 7.776%
2014-07-01 | 2014 | 7 | 51897622.5718 | 0 | 268.19 | 55 | 6864.4 | 0 | -4.4308 | 0 | 10.3905 | -2.4497 | 28.5149 | 0 | 59907 | 31 | 59474024.4857 | 7576401.9139 | 14.6%
2014-08-01 | 2014 | 8 | 50248064.5718 | 0 | 239.59 | 56 | 6869.9 | 0 | -4.4308 | 0 | 9.2825 | -2.4942 | 28.5377 | 0 | 59924 | 31 | 57392232.834 | 7144168.2622 | 14.22%
2014-09-01 | 2014 | 9 | 43927568.5718 | 0.49 | 132.95 | 57 | 6884.5 | 1 | -4.4308 | 0.0038754 | 5.1509 | -2.5388 | 28.5984 | -1.1856 | 59924 | 30 | 46018009.5289 | 2090440.957 | 4.759%
2014-10-01 | 2014 | 10 | 41698922.5718 | 53.33 | 27.9 | 58 | 6901.5 | 1 | -4.4308 | 0.42178 | 1.0809 | -2.5833 | 28.669 | -1.1856 | 59943 | 31 | 40829099.0955 | -869823.4764 | 2.086%
2014-11-01 | 2014 | 11 | 40599034.5718 | 207.66 | 0.69 | 59 | 6907.5 | 1 | -4.4308 | 1.6424 | 0.026733 | -2.6279 | 28.6939 | -1.1856 | 59983 | 30 | 39802507.3157 | -796527.2561 | 1.962%
2014-12-01 | 2014 | 12 | 45189588.5718 | 351.65 | 0 | 60 | 6903.1 | 0 | -4.4308 | 2.7812 | 0 | -2.6724 | 28.6756 | 0 | 60014 | 31 | 45308320.2359 | 118731.6641 | 0.2627%
2015-01-01 | 2015 | 1 | 49884340.4041 | 477.14 | 0 | 61 | 6885.7 | 0 | -4.4308 | 3.7737 | 0 | -2.7169 | 28.6034 | 0 | 60019 | 31 | 46941362.0657 | -2942978.3384 | 5.9%
2015-02-01 | 2015 | 2 | 42980985.4041 | 417.05 | 0 | 62 | 6885.3 | 0 | -4.4308 | 3.2984 | 0 | -2.7615 | 28.6017 | 0 | 60029 | 28 | 41529254.5332 | -1451730.871 | 3.378%
2015-03-01 | 2015 | 3 | 43419024.4041 | 332.71 | 0.03 | 63 | 6892.1 | 1 | -4.4308 | 2.6314 | 0.0011623 | -2.806 | 28.6299 | -1.1856 | 60053 | 31 | 42520076.9237 | -898947.4804 | 2.07%
2015-04-01 | 2015 | 4 | 38613457.4041 | 164.54 | 1.45 | 64 | 6897.3 | 1 | -4.4308 | 1.3013 | 0.056178 | -2.8506 | 28.6515 | -1.1856 | 60058 | 30 | 38813282.5619 | 199825.1577 | 0.5175%
2015-05-01 | 2015 | 5 | 40763108.4041 | 35.92 | 50.69 | 65 | 6906.5 | 1 | -4.4308 | 0.28409 | 1.9639 | -2.8951 | 28.6898 | -1.1856 | 60068 | 31 | 41760105.6881 | 996997.284 | 2.446%
2015-06-01 | 2015 | 6 | 46119249.4041 | 0.38 | 145.18 | 66 | 6921.3 | 0 | -4.4308 | 0.0030054 | 5.6247 | -2.9396 | 28.7512 | 0 | 60094 | 30 | 48691556.9817 | 2572307.5775 | 5.578%
2015-07-01 | 2015 | 7 | 54424085.4041 | 0 | 268.19 | 67 | 6941.2 | 0 | -4.4308 | 0 | 10.3905 | -2.9842 | 28.8339 | 0 | 60096 | 31 | 59260275.5278 | 4836190.1237 | 8.886%
2015-08-01 | 2015 | 8 | 55134636.4041 | 0 | 239.59 | 68 | 6949.2 | 0 | -4.4308 | 0 | 9.2825 | -3.0287 | 28.8671 | 0 | 60131 | 31 | 57208228.805 | 2073592.4009 | 3.761%
2015-09-01 | 2015 | 9 | 47798131.4041 | 0.49 | 132.95 | 69 | 6941.1 | 1 | -4.4308 | 0.0038754 | 5.1509 | -3.0733 | 28.8335 | -1.1856 | 60165 | 30 | 45662746.2167 | -2135385.1875 | 4.468%
2015-10-01 | 2015 | 10 | 41883670.4041 | 53.33 | 27.9 | 70 | 6934.8 | 1 | -4.4308 | 0.42178 | 1.0809 | -3.1178 | 28.8073 | -1.1856 | 60249 | 31 | 40297623.8457 | -1586046.5585 | 3.787%
2015-11-01 | 2015 | 11 | 38353292.4041 | 207.66 | 0.69 | 71 | 6928.3 | 1 | -4.4308 | 1.6424 | 0.026733 | -3.1623 | 28.7803 | -1.1856 | 60255 | 30 | 39173028.5758 | 819736.1716 | 2.137%
2015-12-01 | 2015 | 12 | 41803813.4041 | 351.65 | 0 | 72 | 6942.8 | 0 | -4.4308 | 2.7812 | 0 | -3.2069 | 28.8405 | 0 | 60262 | 31 | 44805155.0451 | 3001341.641 | 7.18%
2016-01-01 | 2016 | 1 | 46084693.9842 | 477.14 | 0 | 73 | 6957.7 | 0 | -4.4308 | 3.7737 | 0 | -3.2514 | 28.9024 | 0 | 60313 | 31 | 46731189.0225 | 646495.0383 | 1.403%
2016-02-01 | 2016 | 2 | 40582823.9842 | 417.05 | 0 | 74 | 6970.6 | 0 | -4.4308 | 3.2984 | 0 | -3.296 | 28.956 | 0 | 60310 | 29 | 42898717.5175 | 2315893.5333 | 5.707%
2016-03-01 | 2016 | 3 | 40648907.9842 | 332.71 | 0.03 | 75 | 6978.1 | 1 | -4.4308 | 2.6314 | 0.0011623 | -3.3405 | 28.9872 | -1.1856 | 60323 | 31 | 42379815.5979 | 1730907.6136 | 4.258%
2016-04-01 | 2016 | 4 | 38183247.9842 | 164.54 | 1.45 | 76 | 6981.8 | 1 | -4.4308 | 1.3013 | 0.056178 | -3.385 | 29.0026 | -1.1856 | 60319 | 30 | 38649961.6416 | 466713.6574 | 1.222%
2016-05-01 | 2016 | 5 | 42648799.9842 | 35.92 | 50.69 | 77 | 6994.4 | 1 | -4.4308 | 0.28409 | 1.9639 | -3.4296 | 29.0549 | -1.1856 | 60305 | 31 | 41608292.4059 | -1040507.5783 | 2.44%
2016-06-01 | 2016 | 6 | 51837156.9842 | 0.38 | 145.18 | 78 | 7001.9 | 0 | -4.4308 | 0.0030054 | 5.6247 | -3.4741 | 29.0861 | 0 | 60308 | 30 | 48503705.8459 | -3333451.1383 | 6.431%
2016-07-01 | 2016 | 7 | 62950910.9842 | 0 | 268.19 | 79 | 6995.7 | 0 | -4.4308 | 0 | 10.3905 | -3.5187 | 29.0603 | 0 | 60310 | 31 | 58895296.4851 | -4055614.4992 | 6.443%
2016-08-01 | 2016 | 8 | 61477768.9842 | 0 | 239.59 | 80 | 6990.6 | 0 | -4.4308 | 0 | 9.2825 | -3.5632 | 29.0391 | 0 | 60299 | 31 | 56690443.5635 | -4787325.4207 | 7.787%
2016-09-01 | 2016 | 9 | 50972090.9842 | 0.49 | 132.95 | 81 | 6988.9 | 1 | -4.4308 | 0.0038754 | 5.1509 | -3.6078 | 29.032 | -1.1856 | 60320 | 30 | 45172505.368 | -5799585.6162 | 11.38%
2016-10-01 | 2016 | 10 | 42378157.9842 | 53.33 | 27.9 | 82 | 7006.2 | 1 | -4.4308 | 0.42178 | 1.0809 | -3.6523 | 29.1039 | -1.1856 | 60321 | 31 | 39900949.1699 | -2477208.8143 | 5.845%
2016-11-01 | 2016 | 11 | 38434874.9842 | 207.66 | 0.69 | 83 | 7018.5 | 1 | -4.4308 | 1.6424 | 0.026733 | -3.6968 | 29.155 | -1.1856 | 60345 | 30 | 38942266.036 | 507391.0517 | 1.32%
2016-12-01 | 2016 | 12 | 44072140.9842 | 351.65 | 0 | 84 | 7028.8 | 0 | -4.4308 | 2.7812 | 0 | -3.7414 | 29.1978 | 0 | 60353 | 31 | 44541216.4529 | 469075.4687 | 1.064%
2017-01-01 | 2017 | 1 | 45513156.9936 | 477.14 | 0 | 85 | 7045.6 | 0 | -4.4308 | 3.7737 | 0 | -3.7859 | 29.2676 | 0 | 60357 | 31 | 46448428.7701 | 935271.7765 | 2.055%
2017-02-01 | 2017 | 2 | 39003163.9936 | 417.05 | 0 | 86 | 7060.7 | 0 | -4.4308 | 3.2984 | 0 | -3.8305 | 29.3303 | 0 | 60440 | 28 | 41237615.7077 | 2234451.714 | 5.729%
2017-03-01 | 2017 | 3 | 40659230.9936 | 332.71 | 0.03 | 87 | 7074.2 | 1 | -4.4308 | 2.6314 | 0.0011623 | -3.875 | 29.3864 | -1.1856 | 60475 | 31 | 42232990.2551 | 1573759.2615 | 3.871%
2017-04-01 | 2017 | 4 | 36365727.9936 | 164.54 | 1.45 | 88 | 7074.8 | 1 | -4.4308 | 1.3013 | 0.056178 | -3.9195 | 29.3889 | -1.1856 | 60471 | 30 | 38478580.2704 | 2112852.2768 | 5.81%
2017-05-01 | 2017 | 5 | 39252488.9936 | 35.92 | 50.69 | 89 | 7080.7 | 1 | -4.4308 | 0.28409 | 1.9639 | -3.9641 | 29.4134 | -1.1856 | 60529 | 31 | 41432618.1427 | 2180129.1491 | 5.554%
2017-06-01 | 2017 | 6 | 47628726.9936 | 0.38 | 145.18 | 90 | 7085.4 | 0 | -4.4308 | 0.0030054 | 5.6247 | -4.0086 | 29.4329 | 0 | 60518 | 30 | 48331969.08 | 703242.0863 | 1.477%
2017-07-01 | 2017 | 7 | 55795161.9936 | 0 | 268.19 | 91 | 7099.9 | 0 | -4.4308 | 0 | 10.3905 | -4.0532 | 29.4931 | 0 | 60509 | 31 | 58898988.6789 | 3103826.6853 | 5.563%
2017-08-01 | 2017 | 8 | 52455127.9936 | 0 | 239.59 | 92 | 7121.3 | 0 | -4.4308 | 0 | 9.2825 | -4.0977 | 29.582 | 0 | 60503 | 31 | 56898082.671 | 4442954.6774 | 8.47%
2017-09-01 | 2017 | 9 | 45869090.9936 | 0.49 | 132.95 | 93 | 7150.1 | 1 | -4.4308 | 0.0038754 | 5.1509 | -4.1422 | 29.7017 | -1.1856 | 60533 | 30 | 45577442.537 | -291648.4566 | 0.6358%
2017-10-01 | 2017 | 10 | 41241496.9936 | 53.33 | 27.9 | 94 | 7170.5 | 1 | -4.4308 | 0.42178 | 1.0809 | -4.1868 | 29.7864 | -1.1856 | 60537 | 31 | 40321617.7626 | -919879.231 | 2.23%
2017-11-01 | 2017 | 11 | 39186018.9936 | 207.66 | 0.69 | 95 | 7189.6 | 1 | -4.4308 | 1.6424 | 0.026733 | -4.2313 | 29.8658 | -1.1856 | 60558 | 30 | 39399960.6943 | 213941.7007 | 0.546%
2017-12-01 | 2017 | 12 | 47202885.9936 | 351.65 | 0 | 96 | 7203.1 | 0 | -4.4308 | 2.7812 | 0 | -4.2759 | 29.9218 | 0 | 60594 | 31 | 45075158.1396 | -2127727.854 | 4.508%
2018-01-01 | 2018 | 1 | 48557804.3568 | 477.14 | 0 | 97 | 7199.8 | 0 | -4.4308 | 3.7737 | 0 | -4.3204 | 29.9081 | 0 | 60779 | 31 | 46973033.1606 | -1584771.1961 | 3.264%
2018-02-01 | 2018 | 2 | 40484293.3568 | 417.05 | 0 | 98 | 7189.2 | 0 | -4.4308 | 3.2984 | 0 | -4.3649 | 29.8641 | 0 | 60797 | 28 | 41480019.3752 | 995726.0184 | 2.46%
2018-03-01 | 2018 | 3 | 41820071.3568 | 332.71 | 0.03 | 99 | 7185 | 1 | -4.4308 | 2.6314 | 0.0011623 | -4.4095 | 29.8467 | -1.1856 | 60798 | 31 | 42318681.4338 | 498610.077 | 1.192%
2018-04-01 | 2018 | 4 | 38863607.3568 | 164.54 | 1.45 | 100 | 7198.2 | 1 | -4.4308 | 1.3013 | 0.056178 | -4.454 | 29.9015 | -1.1856 | 60792 | 30 | 38642942.3035 | -220665.0532 | 0.5678%
2018-05-01 | 2018 | 5 | 41888037.3568 | 35.92 | 50.69 | 101 | 7208.1 | 1 | -4.4308 | 0.28409 | 1.9639 | -4.4986 | 29.9426 | -1.1856 | 60822 | 31 | 41623263.359 | -264773.9977 | 0.6321%
2018-06-01 | 2018 | 6 | 52737113.3568 | 0.38 | 145.18 | 102 | 7224.1 | 0 | -4.4308 | 0.0030054 | 5.6247 | -4.5431 | 30.0091 | 0 | 60920 | 30 | 48729198.5119 | -4007914.8449 | 7.6%
2018-07-01 | 2018 | 7 | 65507958.3568 | 0 | 268.19 | 103 | 7258.6 | 0 | -4.4308 | 0 | 10.3905 | -4.5876 | 30.1524 | 0 | 60944 | 31 | 59558122.4335 | -5949835.9232 | 9.083%
2018-08-01 | 2018 | 8 | 63722121.3568 | 0 | 239.59 | 104 | 7264.8 | 0 | -4.4308 | 0 | 9.2825 | -4.6322 | 30.1781 | 0 | 60940 | 31 | 57425455.3514 | -6296666.0053 | 9.881%
2018-09-01 | 2018 | 9 | 51293687.3568 | 0.49 | 132.95 | 105 | 7268.1 | 1 | -4.4308 | 0.0038754 | 5.1509 | -4.6767 | 30.1919 | -1.1856 | 60973 | 30 | 45827688.5232 | -5465998.8336 | 10.66%
2018-10-01 | 2018 | 10 | 41037608.3568 | 53.33 | 27.9 | 106 | 7253 | 1 | -4.4308 | 0.42178 | 1.0809 | -4.7213 | 30.1291 | -1.1856 | 60992 | 31 | 40262079.3588 | -775528.9979 | 1.89%
2018-11-01 | 2018 | 11 | 41154130.3568 | 207.66 | 0.69 | 107 | 7273.5 | 1 | -4.4308 | 1.6424 | 0.026733 | -4.7658 | 30.2143 | -1.1856 | 61031 | 30 | 39367223.7977 | -1786906.5591 | 4.342%
2018-12-01 | 2018 | 12 | 46187584.3568 | 351.65 | 0 | 108 | 7289.2 | 0 | -4.4308 | 2.7812 | 0 | -4.8103 | 30.2795 | 0 | 61253 | 31 | 45229626.7045 | -957957.6522 | 2.074%
2019-01-01 | 2019 | 1 | 47945778.3685 | 477.14 | 0 | 109 | 7315.7 | 0 | -4.4308 | 3.7737 | 0 | -4.8549 | 30.3896 | 0 | 61267 | 31 | 47249464.6289 | -696313.7396 | 1.452%
2019-02-01 | 2019 | 2 | 42834509.3685 | 417.05 | 0 | 110 | 7346.7 | 0 | -4.4308 | 3.2984 | 0 | -4.8994 | 30.5184 | 0 | 61283 | 28 | 42017131.3329 | -817378.0356 | 1.908%
2019-03-01 | 2019 | 3 | 43153130.3685 | 332.71 | 0.03 | 111 | 7371 | 1 | -4.4308 | 2.6314 | 0.0011623 | -4.944 | 30.6193 | -1.1856 | 61278 | 31 | 43105213.047 | -47917.3215 | 0.111%
2019-04-01 | 2019 | 4 | 38136217.3685 | 164.54 | 1.45 | 112 | 7395.4 | 1 | -4.4308 | 1.3013 | 0.056178 | -4.9885 | 30.7207 | -1.1856 | 61471 | 30 | 39599562.9455 | 1463345.5771 | 3.837%
2019-05-01 | 2019 | 5 | 38687535.3685 | 35.92 | 50.69 | 113 | 7412.6 | 1 | -4.4308 | 0.28409 | 1.9639 | -5.033 | 30.7921 | -1.1856 | 61467 | 31 | 42664922.2118 | 3977386.8433 | 10.28%
2019-06-01 | 2019 | 6 | 45809351.3685 | 0.38 | 145.18 | 114 | 7430.3 | 0 | -4.4308 | 0.0030054 | 5.6247 | -5.0776 | 30.8656 | 0 | 61472 | 30 | 49764700.1902 | 3955348.8218 | 8.634%
2019-07-01 | 2019 | 7 | 63706883.3685 | 0 | 268.19 | 115 | 7432.9 | 0 | -4.4308 | 0 | 10.3905 | -5.1221 | 30.8764 | 0 | 61470 | 31 | 60433389.7978 | -3273493.5707 | 5.138%
2019-08-01 | 2019 | 8 | 58791321.3685 | 0 | 239.59 | 116 | 7449.6 | 0 | -4.4308 | 0 | 9.2825 | -5.1667 | 30.9458 | 0 | 61464 | 31 | 58363536.1405 | -427785.228 | 0.7276%
2019-09-01 | 2019 | 9 | 44845897.3685 | 0.49 | 132.95 | 117 | 7478.3 | 1 | -4.4308 | 0.0038754 | 5.1509 | -5.2112 | 31.065 | -1.1856 | 61464 | 30 | 46821251.9477 | 1975354.5793 | 4.405%
2019-10-01 | 2019 | 10 | 39953111.3685 | 53.33 | 27.9 | 118 | 7504 | 1 | -4.4308 | 0.42178 | 1.0809 | -5.2557 | 31.1718 | -1.1856 | 61500 | 31 | 41566262.3672 | 1613150.9987 | 4.038%
2019-11-01 | 2019 | 11 | 40978579.3685 | 207.66 | 0.69 | 119 | 7517.3 | 1 | -4.4308 | 1.6424 | 0.026733 | -5.3003 | 31.227 | -1.1856 | 61496 | 30 | 40549515.1031 | -429064.2654 | 1.047%
2019-12-01 | 2019 | 12 | 46059960.3685 | 351.65 | 0 | 120 | 7525 | 0 | -4.4308 | 2.7812 | 0 | -5.3448 | 31.259 | 0 | 61500 | 31 | 46260476.283 | 200515.9145 | 0.4353% | HDD12 | CDD14 | Weather-Normal | Difference
2020-01-01 | 2020 | 1 | 45678556.1121 | 477.14 | 0 | 121 | 7454.6983 | 0 | -4.4308 | 3.7737 | 0 | -5.3894 | 30.967 | 0 | 61510 | 31 | 47518709.0262 |  |  | 365.8 | 0 | 47357657.4143 | -161051.6119
2020-02-01 | 2020 | 2 | 41650372.1121 | 417.05 | 0 | 122 | 7486.2873 | 0 | -4.4308 | 3.2984 | 0 | -5.4339 | 31.0982 | 0 | 61517 | 29 | 43764844.1269 |  |  | 387.2 | 0 | 42071540.4764 | -1693303.6506
2020-03-01 | 2020 | 3 | 42916107.1121 | 332.71 | 0.03 | 123 | 7511.049 | 1 | -4.4308 | 2.6314 | 0.0011623 | -5.4784 | 31.2011 | -1.1856 | 61554 | 31 | 43389590.0742 |  |  | 254 | 0 | 44106187.4045 | 716597.3303
2020-04-01 | 2020 | 4 | 41293984.1121 | 164.54 | 1.45 | 124 | 7535.9126 | 1 | -4.4308 | 1.3013 | 0.056178 | -5.523 | 31.3044 | -1.1856 | 61567 | 30 | 39752299.3002 |  |  | 181 | 0 | 41157298.8063 | 1404999.5061
2020-05-01 | 2020 | 5 | 46423681.1121 | 35.92 | 50.69 | 125 | 7553.4394 | 1 | -4.4308 | 0.28409 | 1.9639 | -5.5675 | 31.3772 | -1.1856 | 61593 | 31 | 42848934.9338 |  |  | 83.2 | 35.1 | 46862975.3425 | 4014040.4086
2020-06-01 | 2020 | 6 | 59123518.1121 | 0.38 | 145.18 | 126 | 7571.4757 | 0 | -4.4308 | 0.0030054 | 5.6247 | -5.6121 | 31.4521 | 0 | 61616 | 30 | 49977332.7693 |  |  | 0 | 182.4 | 56463527.1808 | 6486194.4115
2020-07-01 | 2020 | 7 |  | 0 | 268.19 | 127 | 7574.1251 | 0 | -4.4308 | 0 | 10.3905 | -5.6566 | 31.4631 | 0 | 61659 | 31 | 67205117.675 | [5 empty] | 6486194.4115 | 1
2020-08-01 | 2020 | 8 |  | 0 | 239.59 | 128 | 7591.1424 | 0 | -4.4308 | 0 | 9.2825 | -5.7011 | 31.5338 | 0 | 61692.604 | 31 | 64520479.2906 | [5 empty] | 6486194.4115 | 0.9
2020-09-01 | 2020 | 9 |  | 0.49 | 132.95 | 129 | 7620.3877 | 1 | -4.4308 | 0.0038754 | 5.1509 | -5.7457 | 31.6553 | -1.1856 | 61726.2262 | 30 | 51324345.743 | [5 empty] | 5250117.4101 | 0.8
2020-10-01 | 2020 | 10 |  | 53.33 | 27.9 | 130 | 7646.576 | 1 | -4.4308 | 0.42178 | 1.0809 | -5.7902 | 31.7641 | -1.1856 | 61759.8668 | 31 | 44662355.6219 | [5 empty] | 4014040.4086 | 0.7
2020-11-01 | 2020 | 11 |  | 207.66 | 0.69 | 131 | 7660.1287 | 1 | -4.4308 | 1.6424 | 0.026733 | -5.8348 | 31.8203 | -1.1856 | 61793.5258 | 30 | 41697762.0893 | [5 empty] | 1404999.5061 | 0.6
2020-12-01 | 2020 | 12 |  | 351.65 | 0 | 132 | 7667.975 | 0 | -4.4308 | 2.7812 | 0 | -5.8793 | 31.8529 | 0 | 61827.203 | 31 | 47323024.152 | [5 empty] | 1404999.5061 | 0.5
2021-01-01 | 2021 | 1 |  | 477.14 | 0 | 133 | 7596.3376 | 0 | -4.4308 | 3.7737 | 0 | -5.9238 | 31.5554 | 0 | 61869.9266 | 31 | 47900126.9971
2021-02-01 | 2021 | 2 |  | 417.05 | 0 | 134 | 7628.5268 | 0 | -4.4308 | 3.2984 | 0 | -5.9684 | 31.6891 | 0 | 61903.6455 | 28 | 42619027.6159
2021-03-01 | 2021 | 3 |  | 332.71 | 0.03 | 135 | 7653.7589 | 1 | -4.4308 | 2.6314 | 0.0011623 | -6.0129 | 31.7939 | -1.1856 | 61937.3828 | 31 | 43771851.5783
2021-04-01 | 2021 | 4 |  | 164.54 | 1.45 | 136 | 7679.0949 | 1 | -4.4308 | 1.3013 | 0.056178 | -6.0575 | 31.8991 | -1.1856 | 61971.1385 | 30 | 40125349.5454
2021-05-01 | 2021 | 5 |  | 35.92 | 50.69 | 137 | 7696.9547 | 1 | -4.4308 | 0.28409 | 1.9639 | -6.102 | 31.9733 | -1.1856 | 62004.9125 | 31 | 43254060.693
2021-06-01 | 2021 | 6 |  | 0.38 | 145.18 | 138 | 7715.3337 | 0 | -4.4308 | 0.0030054 | 5.6247 | -6.1465 | 32.0497 | 0 | 62038.705 | 30 | 50437647.1245
2021-07-01 | 2021 | 7 |  | 0 | 268.19 | 139 | 7718.0335 | 0 | -4.4308 | 0 | 10.3905 | -6.1911 | 32.0609 | 0 | 62072.5159 | 31 | 61247972.4497
2021-08-01 | 2021 | 8 |  | 0 | 239.59 | 140 | 7735.3741 | 0 | -4.4308 | 0 | 9.2825 | -6.2356 | 32.1329 | 0 | 62106.3452 | 31 | 59200951.247
2021-09-01 | 2021 | 9 |  | 0.49 | 132.95 | 141 | 7765.1751 | 1 | -4.4308 | 0.0038754 | 5.1509 | -6.2802 | 32.2567 | -1.1856 | 62140.193 | 30 | 47565133.5277
2021-10-01 | 2021 | 10 |  | 53.33 | 27.9 | 142 | 7791.8609 | 1 | -4.4308 | 0.42178 | 1.0809 | -6.3247 | 32.3676 | -1.1856 | 62174.0592 | 31 | 42266269.8148
2021-11-01 | 2021 | 11 |  | 207.66 | 0.69 | 143 | 7805.6711 | 1 | -4.4308 | 1.6424 | 0.026733 | -6.3692 | 32.4249 | -1.1856 | 62207.9439 | 30 | 41259587.5725
2021-12-01 | 2021 | 12 |  | 351.65 | 0 | 144 | 7813.6665 | 0 | -4.4308 | 2.7812 | 0 | -6.4138 | 32.4581 | 0 | 62241.847 | 31 | 47069647.327

## GS<50 Normalized Monthly Avg
Date | Year | Month | GS_lt_50_NoCDM | HDD12 | CDD16 | Trend | Tor_FTEAdj | Shoulder | const | HDD12 | CDD16 | Trend | Tor_FTEAdj | Shoulder | GS_lt_50_Customersomers | Month Days | Predicted/Normalized
2010-01-01 | 2010 | 1 | 15762767 | 477.14 | 0 | 1 | 2836.8 | 0 | 54.0937 | 14.6749 | 0 | -0.092156 | 32.7579 | 0 | 4982 | 31 | 15665736.6743
2010-02-01 | 2010 | 2 | 14456043 | 417.05 | 0 | 2 | 2842.3 | 0 | 54.0937 | 12.8268 | 0 | -0.18431 | 32.8215 | 0 | 4991 | 28 | 13912983.4513
2010-03-01 | 2010 | 3 | 14266604 | 332.71 | 0 | 3 | 2849.8 | 1 | 54.0937 | 10.2328 | 0 | -0.27647 | 32.9081 | -1.9638 | 4993 | 31 | 14703505.5533
2010-04-01 | 2010 | 4 | 12709245 | 164.54 | 0.17 | 4 | 2844.4 | 1 | 54.0937 | 5.0606 | 0.013425 | -0.36862 | 32.8457 | -1.9638 | 4962 | 30 | 13349911.4096
2010-05-01 | 2010 | 5 | 13617876 | 35.92 | 30.08 | 5 | 2847.5 | 1 | 54.0937 | 1.1048 | 2.3754 | -0.46078 | 32.8815 | -1.9638 | 4969 | 31 | 13560173.4757
2010-06-01 | 2010 | 6 | 14352297 | 0.38 | 94.58 | 6 | 2859.9 | 0 | 54.0937 | 0.011687 | 7.469 | -0.55293 | 33.0247 | 0 | 4976 | 30 | 14039208.5809
2010-07-01 | 2010 | 7 | 16022256 | 0 | 206.28 | 7 | 2878.7 | 0 | 54.0937 | 0 | 16.29 | -0.64509 | 33.2418 | 0 | 4982 | 31 | 15904493.7394
2010-08-01 | 2010 | 8 | 15750964 | 0 | 177.64 | 8 | 2895.3 | 0 | 54.0937 | 0 | 14.0283 | -0.73724 | 33.4335 | 0 | 4983 | 31 | 15573688.7054
2010-09-01 | 2010 | 9 | 13403453 | 0.49 | 85.65 | 9 | 2891.8 | 1 | 54.0937 | 0.01507 | 6.7638 | -0.8294 | 33.3931 | -1.9638 | 4981 | 30 | 13668720.6708
2010-10-01 | 2010 | 10 | 13142565 | 53.33 | 12.22 | 10 | 2893.7 | 1 | 54.0937 | 1.6402 | 0.96502 | -0.92156 | 33.415 | -1.9638 | 4981 | 31 | 13469048.0753
2010-11-01 | 2010 | 11 | 13574075 | 207.66 | 0.01 | 11 | 2893.6 | 1 | 54.0937 | 6.3868 | 0.0007897 | -1.0137 | 33.4138 | -1.9638 | 5023 | 30 | 13700372.9584
2010-12-01 | 2010 | 12 | 15142180 | 351.65 | 0 | 12 | 2918.5 | 0 | 54.0937 | 10.8154 | 0 | -1.1059 | 33.7014 | 0 | 5036 | 31 | 15222024.1574
2011-01-01 | 2011 | 1 | 15995127.3349 | 477.14 | 0 | 13 | 2938.5 | 0 | 54.0937 | 14.6749 | 0 | -1.198 | 33.9323 | 0 | 5045 | 31 | 15874553.3311
2011-02-01 | 2011 | 2 | 14555084.3349 | 417.05 | 0 | 14 | 2947.4 | 0 | 54.0937 | 12.8268 | 0 | -1.2902 | 34.0351 | 0 | 5089 | 28 | 14201526.7744
2011-03-01 | 2011 | 3 | 15164745.3349 | 332.71 | 0 | 15 | 2938.7 | 1 | 54.0937 | 10.2328 | 0 | -1.3823 | 33.9346 | -1.9638 | 5088 | 31 | 14970756.8987
2011-04-01 | 2011 | 4 | 13518631.3349 | 164.54 | 0.17 | 16 | 2929.9 | 1 | 54.0937 | 5.0606 | 0.013425 | -1.4745 | 33.833 | -1.9638 | 5085 | 30 | 13662748.566
2011-05-01 | 2011 | 5 | 13626861.3349 | 35.92 | 30.08 | 17 | 2930.2 | 1 | 54.0937 | 1.1048 | 2.3754 | -1.5666 | 33.8365 | -1.9638 | 5078 | 31 | 13833876.8813
2011-06-01 | 2011 | 6 | 14487788.3349 | 0.38 | 94.58 | 18 | 2934.9 | 0 | 54.0937 | 0.011687 | 7.469 | -1.6588 | 33.8908 | 0 | 5082 | 30 | 14301714.7311
2011-07-01 | 2011 | 7 | 16609782.3349 | 0 | 206.28 | 19 | 2928.1 | 0 | 54.0937 | 0 | 16.29 | -1.751 | 33.8122 | 0 | 5096 | 31 | 16183842.7676
2011-08-01 | 2011 | 8 | 15863299.3349 | 0 | 177.64 | 20 | 2922.7 | 0 | 54.0937 | 0 | 14.0283 | -1.8431 | 33.7499 | 0 | 5089 | 31 | 15780432.0022
2011-09-01 | 2011 | 9 | 13532144.3349 | 0.49 | 85.65 | 21 | 2918.3 | 1 | 54.0937 | 0.01507 | 6.7638 | -1.9353 | 33.6991 | -1.9638 | 5088 | 30 | 13840256.713
2011-10-01 | 2011 | 10 | 13280230.3349 | 53.33 | 12.22 | 22 | 2912.1 | 1 | 54.0937 | 1.6402 | 0.96502 | -2.0274 | 33.6275 | -1.9638 | 5102 | 31 | 13654941.5565
2011-11-01 | 2011 | 11 | 13582759.3349 | 207.66 | 0.01 | 23 | 2908.5 | 1 | 54.0937 | 6.3868 | 0.0007897 | -2.1196 | 33.5859 | -1.9638 | 5122 | 30 | 13826909.1004
2011-12-01 | 2011 | 12 | 14822411.3349 | 351.65 | 0 | 24 | 2903 | 0 | 54.0937 | 10.8154 | 0 | -2.2117 | 33.5224 | 0 | 5123 | 31 | 15280942.5994
2012-01-01 | 2012 | 1 | 15492130.2817 | 477.14 | 0 | 25 | 2903.3 | 0 | 54.0937 | 14.6749 | 0 | -2.3039 | 33.5259 | 0 | 5121 | 31 | 15873608.9486
2012-02-01 | 2012 | 2 | 14445977.2817 | 417.05 | 0 | 26 | 2901.2 | 0 | 54.0937 | 12.8268 | 0 | -2.396 | 33.5016 | 0 | 5127 | 29 | 14574810.2835
2012-03-01 | 2012 | 3 | 14326333.2817 | 332.71 | 0 | 27 | 2907.4 | 1 | 54.0937 | 10.2328 | 0 | -2.4882 | 33.5732 | -1.9638 | 5122 | 31 | 14837815.9139
2012-04-01 | 2012 | 4 | 13184039.2817 | 164.54 | 0.17 | 28 | 2912.5 | 1 | 54.0937 | 5.0606 | 0.013425 | -2.5804 | 33.6321 | -1.9638 | 5123 | 30 | 13564008.6457
2012-05-01 | 2012 | 5 | 13982977.2817 | 35.92 | 30.08 | 29 | 2917.9 | 1 | 54.0937 | 1.1048 | 2.3754 | -2.6725 | 33.6944 | -1.9638 | 5123 | 31 | 13758286.3934
2012-06-01 | 2012 | 6 | 14982710.2817 | 0.38 | 94.58 | 30 | 2928.6 | 0 | 54.0937 | 0.011687 | 7.469 | -2.7647 | 33.818 | 0 | 5127 | 30 | 14247070.3292
2012-07-01 | 2012 | 7 | 16737303.2817 | 0 | 206.28 | 31 | 2949.2 | 0 | 54.0937 | 0 | 16.29 | -2.8568 | 34.0559 | 0 | 5135 | 31 | 16170447.0552
2012-08-01 | 2012 | 8 | 15895184.2817 | 0 | 177.64 | 32 | 2968.4 | 0 | 54.0937 | 0 | 14.0283 | -2.949 | 34.2776 | 0 | 5147 | 31 | 15868036.3754
2012-09-01 | 2012 | 9 | 14172207.2817 | 0.49 | 85.65 | 33 | 2985.6 | 1 | 54.0937 | 0.01507 | 6.7638 | -3.0411 | 34.4762 | -1.9638 | 5148 | 30 | 13952699.7342
2012-10-01 | 2012 | 10 | 13656586.2817 | 53.33 | 12.22 | 34 | 3002.1 | 1 | 54.0937 | 1.6402 | 0.96502 | -3.1333 | 34.6667 | -1.9638 | 5150 | 31 | 13772776.8634
2012-11-01 | 2012 | 11 | 14160121.2817 | 207.66 | 0.01 | 35 | 3019.5 | 1 | 54.0937 | 6.3868 | 0.0007897 | -3.2254 | 34.8677 | -1.9638 | 5162 | 30 | 13962130.3749
2012-12-01 | 2012 | 12 | 15041472.2817 | 351.65 | 0 | 36 | 3030.3 | 0 | 54.0937 | 10.8154 | 0 | -3.3176 | 34.9924 | 0 | 5168 | 31 | 15473505.6107
2013-01-01 | 2013 | 1 | 15838016.6227 | 477.14 | 0 | 37 | 3038 | 0 | 54.0937 | 14.6749 | 0 | -3.4098 | 35.0813 | 0 | 5177 | 31 | 16119344.5905
2013-02-01 | 2013 | 2 | 14586196.6227 | 417.05 | 0 | 38 | 3041.7 | 0 | 54.0937 | 12.8268 | 0 | -3.5019 | 35.124 | 0 | 5175 | 28 | 14278826.7316
2013-03-01 | 2013 | 3 | 15372207.6227 | 332.71 | 0 | 39 | 3045.3 | 1 | 54.0937 | 10.2328 | 0 | -3.5941 | 35.1656 | -1.9638 | 5178 | 31 | 15078138.5014
2013-04-01 | 2013 | 4 | 13920639.6227 | 164.54 | 0.17 | 40 | 3057 | 1 | 54.0937 | 5.0606 | 0.013425 | -3.6862 | 35.3007 | -1.9638 | 5137 | 30 | 13687800.9152
2013-05-01 | 2013 | 5 | 13887530.6227 | 35.92 | 30.08 | 41 | 3073.7 | 1 | 54.0937 | 1.1048 | 2.3754 | -3.7784 | 35.4936 | -1.9638 | 5144 | 31 | 13925229.6071
2013-06-01 | 2013 | 6 | 14423533.6227 | 0.38 | 94.58 | 42 | 3092.4 | 0 | 54.0937 | 0.011687 | 7.469 | -3.8705 | 35.7095 | 0 | 5144 | 30 | 14415546.3446
2013-07-01 | 2013 | 7 | 16236138.6227 | 0 | 206.28 | 43 | 3100 | 0 | 54.0937 | 0 | 16.29 | -3.9627 | 35.7972 | 0 | 5148 | 31 | 16312802.4322
2013-08-01 | 2013 | 8 | 15500151.6227 | 0 | 177.64 | 44 | 3110.2 | 0 | 54.0937 | 0 | 14.0283 | -4.0548 | 35.915 | 0 | 5147 | 31 | 15952851.8514
2013-09-01 | 2013 | 9 | 14135606.6227 | 0.49 | 85.65 | 45 | 3116.8 | 1 | 54.0937 | 0.01507 | 6.7638 | -4.147 | 35.9912 | -1.9638 | 5152 | 30 | 14026781.5362
2013-10-01 | 2013 | 10 | 13724627.6227 | 53.33 | 12.22 | 46 | 3116 | 1 | 54.0937 | 1.6402 | 0.96502 | -4.2392 | 35.982 | -1.9638 | 5151 | 31 | 13808887.3139
2013-11-01 | 2013 | 11 | 14236916.6227 | 207.66 | 0.01 | 47 | 3113.4 | 1 | 54.0937 | 6.3868 | 0.0007897 | -4.3313 | 35.952 | -1.9638 | 5173 | 30 | 13988537.6839
2013-12-01 | 2013 | 12 | 15780327.6227 | 351.65 | 0 | 48 | 3108.4 | 0 | 54.0937 | 10.8154 | 0 | -4.4235 | 35.8942 | 0 | 5176 | 31 | 15464724.2205
2014-01-01 | 2014 | 1 | 16666551.6441 | 477.14 | 0 | 49 | 3105.1 | 0 | 54.0937 | 14.6749 | 0 | -4.5156 | 35.8561 | 0 | 5174 | 31 | 16056908.4694
2014-02-01 | 2014 | 2 | 15212265.6441 | 417.05 | 0 | 50 | 3109.9 | 0 | 54.0937 | 12.8268 | 0 | -4.6078 | 35.9116 | 0 | 5177 | 28 | 14238201.6397
2014-03-01 | 2014 | 3 | 15928487.6441 | 332.71 | 0 | 51 | 3115.2 | 1 | 54.0937 | 10.2328 | 0 | -4.6999 | 35.9728 | -1.9638 | 5180 | 31 | 15035997.7031
2014-04-01 | 2014 | 4 | 13755808.6441 | 164.54 | 0.17 | 52 | 3126.8 | 1 | 54.0937 | 5.0606 | 0.013425 | -4.7921 | 36.1067 | -1.9638 | 5185 | 30 | 13769057.4871
2014-05-01 | 2014 | 5 | 13728640.6441 | 35.92 | 30.08 | 53 | 3114.3 | 1 | 54.0937 | 1.1048 | 2.3754 | -4.8842 | 35.9624 | -1.9638 | 5182 | 31 | 13925763.5855
2014-06-01 | 2014 | 6 | 14380195.6441 | 0.38 | 94.58 | 54 | 3091.8 | 0 | 54.0937 | 0.011687 | 7.469 | -4.9764 | 35.7026 | 0 | 5192.5 | 30 | 14378117.0359
2014-07-01 | 2014 | 7 | 15171411.6441 | 0 | 206.28 | 55 | 3067.1 | 0 | 54.0937 | 0 | 16.29 | -5.0686 | 35.4173 | 0 | 5203 | 31 | 16247438.6403
2014-08-01 | 2014 | 8 | 14799566.6441 | 0 | 177.64 | 56 | 3056.5 | 0 | 54.0937 | 0 | 14.0283 | -5.1607 | 35.2949 | 0 | 5210 | 31 | 15869355.9427
2014-09-01 | 2014 | 9 | 13670813.6441 | 0.49 | 85.65 | 57 | 3058.5 | 1 | 54.0937 | 0.01507 | 6.7638 | -5.2529 | 35.318 | -1.9638 | 5214 | 30 | 13917297.4235
2014-10-01 | 2014 | 10 | 13266929.6441 | 53.33 | 12.22 | 58 | 3072.7 | 1 | 54.0937 | 1.6402 | 0.96502 | -5.345 | 35.482 | -1.9638 | 5215 | 31 | 13720846.0132
2014-11-01 | 2014 | 11 | 14011300.6441 | 207.66 | 0.01 | 59 | 3082 | 1 | 54.0937 | 6.3868 | 0.0007897 | -5.4372 | 35.5894 | -1.9638 | 5219 | 30 | 13883011.7713
2014-12-01 | 2014 | 12 | 15136895.6441 | 351.65 | 0 | 60 | 3080.1 | 0 | 54.0937 | 10.8154 | 0 | -5.5293 | 35.5675 | 0 | 5230 | 31 | 15393786.7146
2015-01-01 | 2015 | 1 | 16182248.9728 | 477.14 | 0 | 61 | 3076.8 | 0 | 54.0937 | 14.6749 | 0 | -5.6215 | 35.5293 | 0 | 5230 | 31 | 15998420.6052
2015-02-01 | 2015 | 2 | 15129726.9728 | 417.05 | 0 | 62 | 3085.5 | 0 | 54.0937 | 12.8268 | 0 | -5.7136 | 35.6298 | 0 | 5234 | 28 | 14191608.2605
2015-03-01 | 2015 | 3 | 15539703.9728 | 332.71 | 0 | 63 | 3108.7 | 1 | 54.0937 | 10.2328 | 0 | -5.8058 | 35.8977 | -1.9638 | 5236 | 31 | 15006865.8892
2015-04-01 | 2015 | 4 | 13711648.9728 | 164.54 | 0.17 | 64 | 3122.7 | 1 | 54.0937 | 5.0606 | 0.013425 | -5.898 | 36.0594 | -1.9638 | 5236 | 30 | 13723344.3412
2015-05-01 | 2015 | 5 | 13844318.9728 | 35.92 | 30.08 | 65 | 3142.3 | 1 | 54.0937 | 1.1048 | 2.3754 | -5.9901 | 36.2857 | -1.9638 | 5250 | 31 | 13981144.388
2015-06-01 | 2015 | 6 | 14160378.9728 | 0.38 | 94.58 | 66 | 3163.2 | 0 | 54.0937 | 0.011687 | 7.469 | -6.0823 | 36.5271 | 0 | 5241 | 30 | 14468173.6578
2015-07-01 | 2015 | 7 | 15620808.9728 | 0 | 206.28 | 67 | 3194.9 | 0 | 54.0937 | 0 | 16.29 | -6.1744 | 36.8931 | 0 | 5240 | 31 | 16423065.8831
2015-08-01 | 2015 | 8 | 15851495.9728 | 0 | 177.64 | 68 | 3214.6 | 0 | 54.0937 | 0 | 14.0283 | -6.2666 | 37.1206 | 0 | 5244 | 31 | 16089930.3477
2015-09-01 | 2015 | 9 | 14469061.9728 | 0.49 | 85.65 | 69 | 3220.3 | 1 | 54.0937 | 0.01507 | 6.7638 | -6.3587 | 37.1864 | -1.9638 | 5237 | 30 | 14098488.6965
2015-10-01 | 2015 | 10 | 13421428.9728 | 53.33 | 12.22 | 70 | 3216.5 | 1 | 54.0937 | 1.6402 | 0.96502 | -6.4509 | 37.1425 | -1.9638 | 5242 | 31 | 13882017.8793
2015-11-01 | 2015 | 11 | 13464090.9728 | 207.66 | 0.01 | 71 | 3211.5 | 1 | 54.0937 | 6.3868 | 0.0007897 | -6.543 | 37.0848 | -1.9638 | 5234 | 30 | 13984077.7963
2015-12-01 | 2015 | 12 | 14365422.9728 | 351.65 | 0 | 72 | 3220.1 | 0 | 54.0937 | 10.8154 | 0 | -6.6352 | 37.1841 | 0 | 5238 | 31 | 15500273.5388
2016-01-01 | 2016 | 1 | 15516489.951 | 477.14 | 0 | 73 | 3227 | 0 | 54.0937 | 14.6749 | 0 | -6.7274 | 37.2638 | 0 | 5246 | 31 | 16149585.5671
2016-02-01 | 2016 | 2 | 14724758.951 | 417.05 | 0 | 74 | 3221.1 | 0 | 54.0937 | 12.8268 | 0 | -6.8195 | 37.1957 | 0 | 5267 | 29 | 14861381.9194
2016-03-01 | 2016 | 3 | 14847791.951 | 332.71 | 0 | 75 | 3210.6 | 1 | 54.0937 | 10.2328 | 0 | -6.9117 | 37.0744 | -1.9638 | 5268 | 31 | 15110146.8881
2016-04-01 | 2016 | 4 | 13743186.951 | 164.54 | 0.17 | 76 | 3208.5 | 1 | 54.0937 | 5.0606 | 0.013425 | -7.0038 | 37.0502 | -1.9638 | 5267 | 30 | 13786408.482
2016-05-01 | 2016 | 5 | 14047142.951 | 35.92 | 30.08 | 77 | 3217.7 | 1 | 54.0937 | 1.1048 | 2.3754 | -7.096 | 37.1564 | -1.9638 | 5294 | 31 | 14059722.4623
2016-06-01 | 2016 | 6 | 14847585.951 | 0.38 | 94.58 | 78 | 3230.3 | 0 | 54.0937 | 0.011687 | 7.469 | -7.1881 | 37.3019 | 0 | 5264 | 30 | 14479390.6672
2016-07-01 | 2016 | 7 | 16625848.951 | 0 | 206.28 | 79 | 3229.4 | 0 | 54.0937 | 0 | 16.29 | -7.2803 | 37.2915 | 0 | 5262 | 31 | 16376612.4222
2016-08-01 | 2016 | 8 | 16997943.951 | 0 | 177.64 | 80 | 3224.8 | 0 | 54.0937 | 0 | 14.0283 | -7.3724 | 37.2384 | 0 | 5260 | 31 | 15977905.702
2016-09-01 | 2016 | 9 | 14679158.951 | 0.49 | 85.65 | 81 | 3216.9 | 1 | 54.0937 | 0.01507 | 6.7638 | -7.4646 | 37.1472 | -1.9638 | 5273 | 30 | 14014256.1543
2016-10-01 | 2016 | 10 | 13570265.951 | 53.33 | 12.22 | 82 | 3209.8 | 1 | 54.0937 | 1.6402 | 0.96502 | -7.5568 | 37.0652 | -1.9638 | 5278 | 31 | 13783755.5518
2016-11-01 | 2016 | 11 | 13638185.951 | 207.66 | 0.01 | 83 | 3207.3 | 1 | 54.0937 | 6.3868 | 0.0007897 | -7.6489 | 37.0363 | -1.9638 | 5298 | 30 | 13971596.4792
2016-12-01 | 2016 | 12 | 15093391.951 | 351.65 | 0 | 84 | 3203.9 | 0 | 54.0937 | 10.8154 | 0 | -7.7411 | 36.997 | 0 | 5297 | 31 | 15462556.9378
2017-01-01 | 2017 | 1 | 15848949.8282 | 477.14 | 0 | 85 | 3213.3 | 0 | 54.0937 | 14.6749 | 0 | -7.8332 | 37.1056 | 0 | 5303 | 31 | 16117253.7318
2017-02-01 | 2017 | 2 | 14155571.8282 | 417.05 | 0 | 86 | 3230.3 | 0 | 54.0937 | 12.8268 | 0 | -7.9254 | 37.3019 | 0 | 5341 | 28 | 14401026.4645
2017-03-01 | 2017 | 3 | 15108926.8282 | 332.71 | 0 | 87 | 3247.6 | 1 | 54.0937 | 10.2328 | 0 | -8.0175 | 37.5017 | -1.9638 | 5342 | 31 | 15210021.1926
2017-04-01 | 2017 | 4 | 13649563.8282 | 164.54 | 0.17 | 88 | 3257.7 | 1 | 54.0937 | 5.0606 | 0.013425 | -8.1097 | 37.6183 | -1.9638 | 5344 | 30 | 13901747.6369
2017-05-01 | 2017 | 5 | 13851673.8282 | 35.92 | 30.08 | 89 | 3266.8 | 1 | 54.0937 | 1.1048 | 2.3754 | -8.2018 | 37.7234 | -1.9638 | 5341 | 31 | 14095320.6434
2017-06-01 | 2017 | 6 | 14441192.8282 | 0.38 | 94.58 | 90 | 3268.7 | 0 | 54.0937 | 0.011687 | 7.469 | -8.294 | 37.7453 | 0 | 5339 | 30 | 14579585.4839
2017-07-01 | 2017 | 7 | 15754820.8282 | 0 | 206.28 | 91 | 3270 | 0 | 54.0937 | 0 | 16.29 | -8.3862 | 37.7603 | 0 | 5337 | 31 | 16504634.3953
2017-08-01 | 2017 | 8 | 15368995.8282 | 0 | 177.64 | 92 | 3278.6 | 0 | 54.0937 | 0 | 14.0283 | -8.4783 | 37.8596 | 0 | 5344 | 31 | 16152783.4962
2017-09-01 | 2017 | 9 | 14400007.8282 | 0.49 | 85.65 | 93 | 3297.7 | 1 | 54.0937 | 0.01507 | 6.7638 | -8.5705 | 38.0802 | -1.9638 | 5350 | 30 | 14191162.9815
2017-10-01 | 2017 | 10 | 14110097.8282 | 53.33 | 12.22 | 94 | 3320.8 | 1 | 54.0937 | 1.6402 | 0.96502 | -8.6626 | 38.3469 | -1.9638 | 5350 | 31 | 14000961.0075
2017-11-01 | 2017 | 11 | 14159381.8282 | 207.66 | 0.01 | 95 | 3335.4 | 1 | 54.0937 | 6.3868 | 0.0007897 | -8.7548 | 38.5155 | -1.9638 | 5353 | 30 | 14176598.6059
2017-12-01 | 2017 | 12 | 15720827.8282 | 351.65 | 0 | 96 | 3352.3 | 0 | 54.0937 | 10.8154 | 0 | -8.8469 | 38.7107 | 0 | 5356 | 31 | 15735698.469
2018-01-01 | 2018 | 1 | 16637342.7115 | 477.14 | 0 | 97 | 3357.1 | 0 | 54.0937 | 14.6749 | 0 | -8.9391 | 38.7661 | 0 | 5365 | 31 | 16397937.3902
2018-02-01 | 2018 | 2 | 14632746.7115 | 417.05 | 0 | 98 | 3356.1 | 0 | 54.0937 | 12.8268 | 0 | -9.0312 | 38.7546 | 0 | 5367 | 28 | 14523247.6889
2018-03-01 | 2018 | 3 | 15492131.7115 | 332.71 | 0 | 99 | 3345.3 | 1 | 54.0937 | 10.2328 | 0 | -9.1234 | 38.6299 | -1.9638 | 5382 | 31 | 15327635.821
2018-04-01 | 2018 | 4 | 14434908.7115 | 164.54 | 0.17 | 100 | 3338.5 | 1 | 54.0937 | 5.0606 | 0.013425 | -9.2156 | 38.5513 | -1.9638 | 5377 | 30 | 13959713.9657
2018-05-01 | 2018 | 5 | 14790241.7115 | 35.92 | 30.08 | 101 | 3335 | 1 | 54.0937 | 1.1048 | 2.3754 | -9.3077 | 38.5109 | -1.9638 | 5371 | 31 | 14121491.1669
2018-06-01 | 2018 | 6 | 15588790.7115 | 0.38 | 94.58 | 102 | 3341.9 | 0 | 54.0937 | 0.011687 | 7.469 | -9.3999 | 38.5906 | 0 | 5437 | 30 | 14804696.1929
2018-07-01 | 2018 | 7 | 17320094.7115 | 0 | 206.28 | 103 | 3357.7 | 0 | 54.0937 | 0 | 16.29 | -9.492 | 38.773 | 0 | 5443 | 31 | 16816720.9505
2018-08-01 | 2018 | 8 | 17125835.7115 | 0 | 177.64 | 104 | 3354.6 | 0 | 54.0937 | 0 | 14.0283 | -9.5842 | 38.7372 | 0 | 5466 | 31 | 16482863.6705
2018-09-01 | 2018 | 9 | 15289545.7115 | 0.49 | 85.65 | 105 | 3347.2 | 1 | 54.0937 | 0.01507 | 6.7638 | -9.6763 | 38.6518 | -1.9638 | 5466 | 30 | 14411250.3305
2018-10-01 | 2018 | 10 | 14360792.7115 | 53.33 | 12.22 | 106 | 3346.6 | 1 | 54.0937 | 1.6402 | 0.96502 | -9.7685 | 38.6449 | -1.9638 | 5469 | 31 | 14175406.6615
2018-11-01 | 2018 | 11 | 14828956.7115 | 207.66 | 0.01 | 107 | 3365.9 | 1 | 54.0937 | 6.3868 | 0.0007897 | -9.8606 | 38.8677 | -1.9638 | 5496 | 30 | 14431047.3317
2018-12-01 | 2018 | 12 | 15678882.7115 | 351.65 | 0 | 108 | 3382.8 | 0 | 54.0937 | 10.8154 | 0 | -9.9528 | 39.0629 | 0 | 5494 | 31 | 16012776.3037
2019-01-01 | 2019 | 1 | 16768813.4123 | 477.14 | 0 | 109 | 3394.9 | 0 | 54.0937 | 14.6749 | 0 | -10.045 | 39.2026 | 0 | 5499 | 31 | 16693396.6795
2019-02-01 | 2019 | 2 | 15507441.4123 | 417.05 | 0 | 110 | 3412.3 | 0 | 54.0937 | 12.8268 | 0 | -10.1371 | 39.4035 | 0 | 5507 | 28 | 14831639.7247
2019-03-01 | 2019 | 3 | 16257283.4123 | 332.71 | 0 | 111 | 3430.6 | 1 | 54.0937 | 10.2328 | 0 | -10.2293 | 39.6149 | -1.9638 | 5500 | 31 | 15643085.7165
2019-04-01 | 2019 | 4 | 14467856.4123 | 164.54 | 0.17 | 112 | 3447.9 | 1 | 54.0937 | 5.0606 | 0.013425 | -10.3214 | 39.8146 | -1.9638 | 5496 | 30 | 14294617.5606
2019-05-01 | 2019 | 5 | 14209768.4123 | 35.92 | 30.08 | 113 | 3461.7 | 1 | 54.0937 | 1.1048 | 2.3754 | -10.4136 | 39.974 | -1.9638 | 5489 | 31 | 14492519.0492
2019-06-01 | 2019 | 6 | 14742734.4123 | 0.38 | 94.58 | 114 | 3472.4 | 0 | 54.0937 | 0.011687 | 7.469 | -10.5057 | 40.0975 | 0 | 5489 | 30 | 15012335.8888
2019-07-01 | 2019 | 7 | 17257525.4123 | 0 | 206.28 | 115 | 3487.5 | 0 | 54.0937 | 0 | 16.29 | -10.5979 | 40.2719 | 0 | 5495 | 31 | 17044325.7501
2019-08-01 | 2019 | 8 | 16523491.4123 | 0 | 177.64 | 116 | 3500.1 | 0 | 54.0937 | 0 | 14.0283 | -10.69 | 40.4174 | 0 | 5492 | 31 | 16659042.0851
2019-09-01 | 2019 | 9 | 14663873.4123 | 0.49 | 85.65 | 117 | 3522.9 | 1 | 54.0937 | 0.01507 | 6.7638 | -10.7822 | 40.6807 | -1.9638 | 5496 | 30 | 14642535.0868
2019-10-01 | 2019 | 10 | 13981094.4123 | 53.33 | 12.22 | 118 | 3525.5 | 1 | 54.0937 | 1.6402 | 0.96502 | -10.8744 | 40.7107 | -1.9638 | 5495 | 31 | 14406325.4353
2019-11-01 | 2019 | 11 | 14453552.4123 | 207.66 | 0.01 | 119 | 3531.7 | 1 | 54.0937 | 6.3868 | 0.0007897 | -10.9665 | 40.7823 | -1.9638 | 5456 | 30 | 14458387.2829
2019-12-01 | 2019 | 12 | 15293998.4123 | 351.65 | 0 | 120 | 3532 | 0 | 54.0937 | 10.8154 | 0 | -11.0587 | 40.7858 | 0 | 5460 | 31 | 16018116.9331
2020-01-01 | 2020 | 1 | 15787680.1915 | 477.14 | 0 | 121 | 3193.7204 | 0 | 54.0937 | 14.6749 | 0 | -11.1508 | 36.8795 | 0 | 5491 | 31 | 16085425.1578 | -297744.9663
2020-02-01 | 2020 | 2 | 14875325.1915 | 417.05 | 0 | 122 | 3210.0893 | 0 | 54.0937 | 12.8268 | 0 | -11.243 | 37.0685 | 0 | 5489 | 29 | 14763406.4621 | 111918.7294
2020-03-01 | 2020 | 3 | 14125149.1915 | 332.71 | 0 | 123 | 3227.3049 | 1 | 54.0937 | 10.2328 | 0 | -11.3351 | 37.2673 | -1.9638 | 5500 | 31 | 15054278.0113 | -929128.8198
2020-04-01 | 2020 | 4 | 11624792.1915 | 164.54 | 0.17 | 124 | 2450.8246 | 1 | 54.0937 | 5.0606 | 0.013425 | -11.4273 | 28.3009 | -1.9638 | 5502 | 30 | 12227232.7615 | -602440.57
2020-05-01 | 2020 | 5 | 11905290.1915 | 35.92 | 30.08 | 125 | 2463.3859 | 1 | 54.0937 | 1.1048 | 2.3754 | -11.5194 | 28.4459 | -1.9638 | 5501 | 31 | 12369731.1177 | -464440.9262
2020-06-01 | 2020 | 6 | 13649340.1915 | 0.38 | 94.58 | 126 | 2476.597 | 0 | 54.0937 | 0.011687 | 7.469 | -11.6116 | 28.5985 | 0 | 5504 | 30 | 12972039.1769 | 677301.0146
2020-07-01 | 2020 | 7 |  | 0 | 206.28 | 127 | 2624.2882 | 0 | 54.0937 | 0 | 16.29 | -11.7038 | 30.304 | 0 | 5501 | 31 | 15174509.4392
2020-08-01 | 2020 | 8 |  | 0 | 177.64 | 128 | 2637.7386 | 0 | 54.0937 | 0 | 14.0283 | -11.7959 | 30.4593 | 0 | 5505.8793 | 31 | 14812716.5616
2020-09-01 | 2020 | 9 |  | 0.49 | 85.65 | 129 | 2651.8846 | 1 | 54.0937 | 0.01507 | 6.7638 | -11.8881 | 30.6226 | -1.9638 | 5510.7629 | 30 | 12836215.8039
2020-10-01 | 2020 | 10 |  | 53.33 | 12.22 | 130 | 2753.5344 | 1 | 54.0937 | 1.6402 | 0.96502 | -11.9802 | 31.7964 | -1.9638 | 5515.6509 | 31 | 12747170.9082
2020-11-01 | 2020 | 11 |  | 207.66 | 0.01 | 131 | 2767.6472 | 1 | 54.0937 | 6.3868 | 0.0007897 | -12.0724 | 31.9594 | -1.9638 | 5520.5432 | 30 | 12985061.1057
2020-12-01 | 2020 | 12 |  | 351.65 | 0 | 132 | 2782.49 | 0 | 54.0937 | 10.8154 | 0 | -12.1645 | 32.1308 | 0 | 5525.8852 | 31 | 14539351.0935
2021-01-01 | 2021 | 1 |  | 477.14 | 0 | 133 | 3315.1911 | 0 | 54.0937 | 14.6749 | 0 | -12.2567 | 38.2822 | 0 | 5537.3759 | 31 | 16272230.6641
2021-02-01 | 2021 | 2 |  | 417.05 | 0 | 134 | 3332.1826 | 0 | 54.0937 | 12.8268 | 0 | -12.3488 | 38.4784 | 0 | 5542.2875 | 28 | 14439882.0327
2021-03-01 | 2021 | 3 |  | 332.71 | 0 | 135 | 3350.0529 | 1 | 54.0937 | 10.2328 | 0 | -12.441 | 38.6847 | -1.9638 | 5547.2034 | 31 | 15237058.5276
2021-04-01 | 2021 | 4 |  | 164.54 | 0.17 | 136 | 3366.9468 | 1 | 54.0937 | 5.0606 | 0.013425 | -12.5332 | 38.8798 | -1.9638 | 5552.1237 | 30 | 13916490.8751
2021-05-01 | 2021 | 5 |  | 35.92 | 30.08 | 137 | 3380.4227 | 1 | 54.0937 | 1.1048 | 2.3754 | -12.6253 | 39.0354 | -1.9638 | 5557.0484 | 31 | 14129491.5985
2021-06-01 | 2021 | 6 |  | 0.38 | 94.58 | 138 | 3390.8715 | 0 | 54.0937 | 0.011687 | 7.469 | -12.7175 | 39.1561 | 0 | 5561.9774 | 30 | 14685789.9146
2021-07-01 | 2021 | 7 |  | 0 | 206.28 | 139 | 3405.617 | 0 | 54.0937 | 0 | 16.29 | -12.8096 | 39.3264 | 0 | 5566.9108 | 31 | 16722513.0133
2021-08-01 | 2021 | 8 |  | 0 | 177.64 | 140 | 3417.9212 | 0 | 54.0937 | 0 | 14.0283 | -12.9018 | 39.4684 | 0 | 5571.8486 | 31 | 16355310.9081
2021-09-01 | 2021 | 9 |  | 0.49 | 85.65 | 141 | 3440.1858 | 1 | 54.0937 | 0.01507 | 6.7638 | -12.9939 | 39.7255 | -1.9638 | 5576.7907 | 30 | 14327949.0065
2021-10-01 | 2021 | 10 |  | 53.33 | 12.22 | 142 | 3442.7248 | 1 | 54.0937 | 1.6402 | 0.96502 | -13.0861 | 39.7549 | -1.9638 | 5581.7373 | 31 | 14085627.1586
2021-11-01 | 2021 | 11 |  | 207.66 | 0.01 | 143 | 3448.7792 | 1 | 54.0937 | 6.3868 | 0.0007897 | -13.1782 | 39.8248 | -1.9638 | 5586.6882 | 30 | 14273540.3859
2021-12-01 | 2021 | 12 |  | 351.65 | 0 | 144 | 3449.0722 | 0 | 54.0937 | 10.8154 | 0 | -13.2704 | 39.8282 | 0 | 5591.6435 | 31 | 15854945.3368

## GS>50 Normalized Monthly Avg
Date | Year | Month | GS_gt_50_NoCDM | AvgGSgt50MD | HDD14 | CDD14 | GDP | Trend | Dec | const | HDD14 | CDD14 | GDP | Trend | Dec | GS_gt_50_Customers | Month Days | Predicted/Normalized
2010-01-01 | 2010 | 1 | 77865432 | 2565.6671 | 539.14 | 0 | 609770.3 | 1 | 0 | 565.6203 | 245.7063 | 0 | 1773.9039 | -3.5629 | 0 | 979 | 31 | 78351031.6664
2010-02-01 | 2010 | 2 | 70892677 | 2588.8357 | 473.45 | 0 | 609770.3 | 2 | 0 | 565.6203 | 215.7689 | 0 | 1773.9039 | -7.1258 | 0 | 978 | 28 | 69779015.5355
2010-03-01 | 2010 | 3 | 76083324 | 2496.7454 | 394.32 | 0.03 | 609770.3 | 3 | 0 | 565.6203 | 179.7064 | 0.04645 | 1773.9039 | -10.6886 | 0 | 983 | 31 | 76444215.6105
2010-04-01 | 2010 | 4 | 70016664 | 2347.9767 | 220.24 | 1.45 | 609770.3 | 4 | 0 | 565.6203 | 100.3716 | 2.2451 | 1773.9039 | -14.2515 | 0 | 994 | 30 | 72399662.0322
2010-05-01 | 2010 | 5 | 75214102 | 2436.0054 | 68.61 | 50.69 | 609770.3 | 5 | 0 | 565.6203 | 31.2682 | 78.4848 | 1773.9039 | -17.8144 | 0 | 996 | 31 | 75073843.3359
2010-06-01 | 2010 | 6 | 78113215 | 2611.6087 | 2.73 | 145.18 | 609770.3 | 6 | 0 | 565.6203 | 1.2442 | 224.7863 | 1773.9039 | -21.3773 | 0 | 997 | 30 | 76096346.3143
2010-07-01 | 2010 | 7 | 83811408 | 2717.1797 | 0 | 268.19 | 609770.3 | 7 | 0 | 565.6203 | 0 | 415.2462 | 1773.9039 | -24.9401 | 0 | 995 | 31 | 84201613.555
2010-08-01 | 2010 | 8 | 83014987 | 2683.2693 | 0 | 239.59 | 609770.3 | 8 | 0 | 565.6203 | 0 | 370.964 | 1773.9039 | -28.503 | 0 | 998 | 31 | 82975257.0773
2010-09-01 | 2010 | 9 | 73574953 | 2452.4984 | 5.21 | 132.95 | 609770.3 | 9 | 0 | 565.6203 | 2.3744 | 205.8502 | 1773.9039 | -32.0659 | 0 | 1000 | 30 | 75470488.5131
2010-10-01 | 2010 | 10 | 71065323 | 2278.7572 | 90.66 | 27.9 | 609770.3 | 10 | 0 | 565.6203 | 41.3172 | 43.1984 | 1773.9039 | -35.6288 | 0 | 1006 | 31 | 74484984.0394
2010-11-01 | 2010 | 11 | 71655511 | 2371.9136 | 264.88 | 0.69 | 609770.3 | 11 | 0 | 565.6203 | 120.7158 | 1.0683 | 1773.9039 | -39.1917 | 0 | 1007 | 30 | 73172144.1265
2010-12-01 | 2010 | 12 | 74889412 | 2384.7853 | 413.65 | 0 | 609770.3 | 12 | 1 | 565.6203 | 188.5158 | 0 | 1773.9039 | -42.7545 | -107.5127 | 1013 | 31 | 74669198.5292
2011-01-01 | 2011 | 1 | 79499206.0928 | 2511.7439 | 539.14 | 0 | 625936.9 | 13 | 0 | 565.6203 | 245.7063 | 0 | 1820.9347 | -46.3174 | 0 | 1021 | 31 | 81847711.6272
2011-02-01 | 2011 | 2 | 71789116.0928 | 2624.2549 | 473.45 | 0 | 625936.9 | 14 | 0 | 565.6203 | 215.7689 | 0 | 1820.9347 | -49.8803 | 0 | 977 | 28 | 69824648.8817
2011-03-01 | 2011 | 3 | 79353259.0928 | 2614.6911 | 394.32 | 0.03 | 625936.9 | 15 | 0 | 565.6203 | 179.7064 | 0.04645 | 1820.9347 | -53.4432 | 0 | 979 | 31 | 76262931.5953
2011-04-01 | 2011 | 4 | 71579772.0928 | 2434.6861 | 220.24 | 1.45 | 625936.9 | 16 | 0 | 565.6203 | 100.3716 | 2.2451 | 1820.9347 | -57.006 | 0 | 980 | 30 | 71505671.2404
2011-05-01 | 2011 | 5 | 74262685.0928 | 2439.4811 | 68.61 | 50.69 | 625936.9 | 17 | 0 | 565.6203 | 31.2682 | 78.4848 | 1820.9347 | -60.5689 | 0 | 982 | 31 | 74148767.156
2011-06-01 | 2011 | 6 | 77117693.0928 | 2609.7358 | 2.73 | 145.18 | 625936.9 | 18 | 0 | 565.6203 | 1.2442 | 224.7863 | 1820.9347 | -64.1318 | 0 | 985 | 30 | 75306806.6475
2011-07-01 | 2011 | 7 | 84651520.0928 | 2777.9188 | 0 | 268.19 | 625936.9 | 19 | 0 | 565.6203 | 0 | 415.2462 | 1820.9347 | -67.6947 | 0 | 983 | 31 | 83316427.919
2011-08-01 | 2011 | 8 | 82199049.0928 | 2697.4387 | 0 | 239.59 | 625936.9 | 20 | 0 | 565.6203 | 0 | 370.964 | 1820.9347 | -71.2576 | 0 | 983 | 31 | 81858445.1859
2011-09-01 | 2011 | 9 | 74484945.0928 | 2523.2027 | 5.21 | 132.95 | 625936.9 | 21 | 0 | 565.6203 | 2.3744 | 205.8502 | 1820.9347 | -74.8204 | 0 | 984 | 30 | 74389196.6089
2011-10-01 | 2011 | 10 | 72131128.0928 | 2367.0504 | 90.66 | 27.9 | 625936.9 | 22 | 0 | 565.6203 | 41.3172 | 43.1984 | 1820.9347 | -78.3833 | 0 | 983 | 31 | 72912358.2395
2011-11-01 | 2011 | 11 | 71065271.0928 | 2390.3556 | 264.88 | 0.69 | 625936.9 | 23 | 0 | 565.6203 | 120.7158 | 1.0683 | 1820.9347 | -81.9462 | 0 | 991 | 30 | 72136662.0641
2011-12-01 | 2011 | 12 | 72314878.0928 | 2344.4603 | 413.65 | 0 | 625936.9 | 24 | 1 | 565.6203 | 188.5158 | 0 | 1820.9347 | -85.5091 | -107.5127 | 995 | 31 | 73474303.3081
2012-01-01 | 2012 | 1 | 77861343.963 | 2521.7432 | 539.14 | 0 | 634944.3 | 25 | 0 | 565.6203 | 245.7063 | 0 | 1847.1384 | -89.0719 | 0 | 996 | 31 | 79332582.8169
2012-02-01 | 2012 | 2 | 72912305.963 | 2526.8517 | 473.45 | 0 | 634944.3 | 26 | 0 | 565.6203 | 215.7689 | 0 | 1847.1384 | -92.6348 | 0 | 995 | 29 | 73173188.8281
2012-03-01 | 2012 | 3 | 74889795.963 | 2425.5019 | 394.32 | 0.03 | 634944.3 | 27 | 0 | 565.6203 | 179.7064 | 0.04645 | 1847.1384 | -96.1977 | 0 | 996 | 31 | 77076189.0491
2012-04-01 | 2012 | 4 | 69901221.963 | 2339.3983 | 220.24 | 1.45 | 634944.3 | 28 | 0 | 565.6203 | 100.3716 | 2.2451 | 1847.1384 | -99.7606 | 0 | 996 | 30 | 72178573.1025
2012-05-01 | 2012 | 5 | 75697992.963 | 2446.7643 | 68.61 | 50.69 | 634944.3 | 29 | 0 | 565.6203 | 31.2682 | 78.4848 | 1847.1384 | -103.3235 | 0 | 998 | 31 | 74844845.3021
2012-06-01 | 2012 | 6 | 78642737.963 | 2624.0486 | 2.73 | 145.18 | 634944.3 | 30 | 0 | 565.6203 | 1.2442 | 224.7863 | 1847.1384 | -106.8863 | 0 | 999 | 30 | 75881129.9592
2012-07-01 | 2012 | 7 | 85309315.963 | 2751.9134 | 0 | 268.19 | 634944.3 | 31 | 0 | 565.6203 | 0 | 415.2462 | 1847.1384 | -110.4492 | 0 | 1000 | 31 | 84244227.4984
2012-08-01 | 2012 | 8 | 82517115.963 | 2664.507 | 0 | 239.59 | 634944.3 | 32 | 0 | 565.6203 | 0 | 370.964 | 1847.1384 | -114.0121 | 0 | 999 | 31 | 82678269.3845
2012-09-01 | 2012 | 9 | 74673729.963 | 2491.6159 | 5.21 | 132.95 | 634944.3 | 33 | 0 | 565.6203 | 2.3744 | 205.8502 | 1847.1384 | -117.575 | 0 | 999 | 30 | 75027151.0249
2012-10-01 | 2012 | 10 | 73374496.963 | 2371.6626 | 90.66 | 27.9 | 634944.3 | 34 | 0 | 565.6203 | 41.3172 | 43.1984 | 1847.1384 | -121.1378 | 0 | 998 | 31 | 73512909.3993
2012-11-01 | 2012 | 11 | 72808754.963 | 2426.9585 | 264.88 | 0.69 | 634944.3 | 35 | 0 | 565.6203 | 120.7158 | 1.0683 | 1847.1384 | -124.7007 | 0 | 1000 | 30 | 72295264.3941
2012-12-01 | 2012 | 12 | 72687620.963 | 2335.4203 | 413.65 | 0 | 634944.3 | 36 | 1 | 565.6203 | 188.5158 | 0 | 1847.1384 | -128.2636 | -107.5127 | 1004 | 31 | 73623768.1425
2013-01-01 | 2013 | 1 | 79277065.8949 | 2554.7699 | 539.14 | 0 | 643937 | 37 | 0 | 565.6203 | 245.7063 | 0 | 1873.2994 | -131.8265 | 0 | 1001 | 31 | 79215924.1063
2013-02-01 | 2013 | 2 | 72766224.8949 | 2593.6065 | 473.45 | 0 | 643937 | 38 | 0 | 565.6203 | 215.7689 | 0 | 1873.2994 | -135.3893 | 0 | 1002 | 28 | 70681461.6051
2013-03-01 | 2013 | 3 | 76895003.8949 | 2470.6016 | 394.32 | 0.03 | 643937 | 39 | 0 | 565.6203 | 179.7064 | 0.04645 | 1873.2994 | -138.9522 | 0 | 1004 | 31 | 77178817.0557
2013-04-01 | 2013 | 4 | 72485963.8949 | 2401.7881 | 220.24 | 1.45 | 643937 | 40 | 0 | 565.6203 | 100.3716 | 2.2451 | 1873.2994 | -142.5151 | 0 | 1006 | 30 | 72402464.0395
2013-05-01 | 2013 | 5 | 74512872.8949 | 2389.3052 | 68.61 | 50.69 | 643937 | 41 | 0 | 565.6203 | 31.2682 | 78.4848 | 1873.2994 | -146.078 | 0 | 1006 | 31 | 74927317.3322
2013-06-01 | 2013 | 6 | 76269513.8949 | 2529.6688 | 2.73 | 145.18 | 643937 | 42 | 0 | 565.6203 | 1.2442 | 224.7863 | 1873.2994 | -149.6409 | 0 | 1005 | 30 | 75836576.7563
2013-07-01 | 2013 | 7 | 83459194.8949 | 2673.5175 | 0 | 268.19 | 643937 | 43 | 0 | 565.6203 | 0 | 415.2462 | 1873.2994 | -153.2037 | 0 | 1007 | 31 | 84315936.0411
2013-08-01 | 2013 | 8 | 80843786.8949 | 2587.1668 | 0 | 239.59 | 643937 | 44 | 0 | 565.6203 | 0 | 370.964 | 1873.2994 | -156.7666 | 0 | 1008 | 31 | 82904603.2081
2013-09-01 | 2013 | 9 | 74048827.8949 | 2446.2778 | 5.21 | 132.95 | 643937 | 45 | 0 | 565.6203 | 2.3744 | 205.8502 | 1873.2994 | -160.3295 | 0 | 1009 | 30 | 75275886.6057
2013-10-01 | 2013 | 10 | 74442701.8949 | 2370.5602 | 90.66 | 27.9 | 643937 | 46 | 0 | 565.6203 | 41.3172 | 43.1984 | 1873.2994 | -163.8924 | 0 | 1013 | 31 | 74096725.3959
2013-11-01 | 2013 | 11 | 73596562.8949 | 2419.3479 | 264.88 | 0.69 | 643937 | 47 | 0 | 565.6203 | 120.7158 | 1.0683 | 1873.2994 | -167.4552 | 0 | 1014 | 30 | 72802622.1102
2013-12-01 | 2013 | 12 | 76011256.8949 | 2415.7399 | 413.65 | 0 | 643937 | 48 | 1 | 565.6203 | 188.5158 | 0 | 1873.2994 | -171.0181 | -107.5127 | 1015 | 31 | 73908286.8006
2014-01-01 | 2014 | 1 | 82552599.2948 | 2610.7716 | 539.14 | 0 | 659861.2 | 49 | 0 | 565.6203 | 245.7063 | 0 | 1919.625 | -174.581 | 0 | 1020 | 31 | 80832441.5654
2014-02-01 | 2014 | 2 | 74935797.2948 | 2623.8024 | 473.45 | 0 | 659861.2 | 50 | 0 | 565.6203 | 215.7689 | 0 | 1919.625 | -178.1439 | 0 | 1020 | 28 | 72053179.3634
2014-03-01 | 2014 | 3 | 79784798.2948 | 2523.2384 | 394.32 | 0.03 | 659861.2 | 51 | 0 | 565.6203 | 179.7064 | 0.04645 | 1919.625 | -181.7068 | 0 | 1020 | 31 | 78521676.8634
2014-04-01 | 2014 | 4 | 72659808.2948 | 2376.8338 | 220.24 | 1.45 | 659861.2 | 52 | 0 | 565.6203 | 100.3716 | 2.2451 | 1919.625 | -185.2696 | 0 | 1019 | 30 | 73447251.1965
2014-05-01 | 2014 | 5 | 73690526.2948 | 2337.3783 | 68.61 | 50.69 | 659861.2 | 53 | 0 | 565.6203 | 31.2682 | 78.4848 | 1919.625 | -188.8325 | 0 | 1017 | 31 | 75859188.5009
2014-06-01 | 2014 | 6 | 77041220.2948 | 2526.3558 | 2.73 | 145.18 | 659861.2 | 54 | 0 | 565.6203 | 1.2442 | 224.7863 | 1919.625 | -192.3954 | 0 | 1016.5 | 30 | 76813259.4815
2014-07-01 | 2014 | 7 | 81112465.2948 | 2575.3259 | 0 | 268.19 | 659861.2 | 55 | 0 | 565.6203 | 0 | 415.2462 | 1919.625 | -195.9583 | 0 | 1016 | 31 | 85181980.1686
2014-08-01 | 2014 | 8 | 79689322.2948 | 2530.141 | 0 | 239.59 | 659861.2 | 56 | 0 | 565.6203 | 0 | 370.964 | 1919.625 | -199.5211 | 0 | 1016 | 31 | 83675051.9317
2014-09-01 | 2014 | 9 | 76306860.2948 | 2481.5239 | 5.21 | 132.95 | 659861.2 | 57 | 0 | 565.6203 | 2.3744 | 205.8502 | 1919.625 | -203.084 | 0 | 1025 | 30 | 76579369.3853
2014-10-01 | 2014 | 10 | 74592542.2948 | 2340.6722 | 90.66 | 27.9 | 659861.2 | 58 | 0 | 565.6203 | 41.3172 | 43.1984 | 1919.625 | -206.6469 | 0 | 1028 | 31 | 75307716.9753
2014-11-01 | 2014 | 11 | 74134367.2948 | 2401.502 | 264.88 | 0.69 | 659861.2 | 59 | 0 | 565.6203 | 120.7158 | 1.0683 | 1919.625 | -210.2098 | 0 | 1029 | 30 | 73989824.1432
2014-12-01 | 2014 | 12 | 75324781.2948 | 2363.6495 | 413.65 | 0 | 659861.2 | 60 | 1 | 565.6203 | 188.5158 | 0 | 1919.625 | -213.7727 | -107.5127 | 1028 | 31 | 74968699.5353
2015-01-01 | 2015 | 1 | 81654769.9193 | 2562.281 | 539.14 | 0 | 677384 | 61 | 0 | 565.6203 | 245.7063 | 0 | 1970.6012 | -217.3355 | 0 | 1028 | 31 | 81728429.1249
2015-02-01 | 2015 | 2 | 76313517.9193 | 2653.8294 | 473.45 | 0 | 677384 | 62 | 0 | 565.6203 | 215.7689 | 0 | 1970.6012 | -220.8984 | 0 | 1027 | 28 | 72784083.8096
2015-03-01 | 2015 | 3 | 79382560.9193 | 2486.1435 | 394.32 | 0.03 | 677384 | 63 | 0 | 565.6203 | 179.7064 | 0.04645 | 1970.6012 | -224.4613 | 0 | 1030 | 31 | 79554014.5929
2015-04-01 | 2015 | 4 | 71919354.9193 | 2332.0154 | 220.24 | 1.45 | 677384 | 64 | 0 | 565.6203 | 100.3716 | 2.2451 | 1970.6012 | -228.0242 | 0 | 1028 | 30 | 74349506.9248
2015-05-01 | 2015 | 5 | 75612412.9193 | 2372.6752 | 68.61 | 50.69 | 677384 | 65 | 0 | 565.6203 | 31.2682 | 78.4848 | 1970.6012 | -231.587 | 0 | 1028 | 31 | 76941698.6571
2015-06-01 | 2015 | 6 | 77510208.9193 | 2515.7484 | 2.73 | 145.18 | 677384 | 66 | 0 | 565.6203 | 1.2442 | 224.7863 | 1970.6012 | -235.1499 | 0 | 1027 | 30 | 77860015.9421
2015-07-01 | 2015 | 7 | 84107665.9193 | 2641.8213 | 0 | 268.19 | 677384 | 67 | 0 | 565.6203 | 0 | 415.2462 | 1970.6012 | -238.7128 | 0 | 1027 | 31 | 86365978.7714
2015-08-01 | 2015 | 8 | 82968435.9193 | 2600.9729 | 0 | 239.59 | 677384 | 68 | 0 | 565.6203 | 0 | 370.964 | 1970.6012 | -242.2757 | 0 | 1029 | 31 | 85007959.7782
2015-09-01 | 2015 | 9 | 80468857.9193 | 2609.2366 | 5.21 | 132.95 | 677384 | 69 | 0 | 565.6203 | 2.3744 | 205.8502 | 1970.6012 | -245.8386 | 0 | 1028 | 30 | 77057059.8917
2015-10-01 | 2015 | 10 | 74764095.9193 | 2355.2198 | 90.66 | 27.9 | 677384 | 70 | 0 | 565.6203 | 41.3172 | 43.1984 | 1970.6012 | -249.4014 | 0 | 1024 | 31 | 75275678.98
2015-11-01 | 2015 | 11 | 73577951.9193 | 2388.1192 | 264.88 | 0.69 | 677384 | 71 | 0 | 565.6203 | 120.7158 | 1.0683 | 1970.6012 | -252.9643 | 0 | 1027 | 30 | 74099324.0784
2015-12-01 | 2015 | 12 | 74352351.9193 | 2330.8678 | 413.65 | 0 | 677384 | 72 | 1 | 565.6203 | 188.5158 | 0 | 1970.6012 | -256.5272 | -107.5127 | 1029 | 31 | 75303888.7827
2016-01-01 | 2016 | 1 | 80873145.8049 | 2530.3697 | 539.14 | 0 | 692620.8 | 73 | 0 | 565.6203 | 245.7063 | 0 | 2014.9271 | -260.0901 | 0 | 1031 | 31 | 82017158.8002
2016-02-01 | 2016 | 2 | 76692426.8049 | 2560.0837 | 473.45 | 0 | 692620.8 | 74 | 0 | 565.6203 | 215.7689 | 0 | 2014.9271 | -263.6529 | 0 | 1033 | 29 | 75870998.955
2016-03-01 | 2016 | 3 | 79048992.8049 | 2466.1194 | 394.32 | 0.03 | 692620.8 | 75 | 0 | 565.6203 | 179.7064 | 0.04645 | 2014.9271 | -267.2158 | 0 | 1034 | 31 | 79913330.9464
2016-04-01 | 2016 | 4 | 75322308.8049 | 2425.8393 | 220.24 | 1.45 | 692620.8 | 76 | 0 | 565.6203 | 100.3716 | 2.2451 | 2014.9271 | -270.7787 | 0 | 1035 | 30 | 74904568.9538
2016-05-01 | 2016 | 5 | 77294420.8049 | 2409.0516 | 68.61 | 50.69 | 692620.8 | 77 | 0 | 565.6203 | 31.2682 | 78.4848 | 2014.9271 | -274.3416 | 0 | 1035 | 31 | 77516038.1661
2016-06-01 | 2016 | 6 | 80711542.8049 | 2604.4383 | 2.73 | 145.18 | 692620.8 | 78 | 0 | 565.6203 | 1.2442 | 224.7863 | 2014.9271 | -277.9045 | 0 | 1033 | 30 | 78363591.1068
2016-07-01 | 2016 | 7 | 86824077.8049 | 2708.6815 | 0 | 268.19 | 692620.8 | 79 | 0 | 565.6203 | 0 | 415.2462 | 2014.9271 | -281.4673 | 0 | 1034 | 31 | 87005015.3156
2016-08-01 | 2016 | 8 | 89979891.8049 | 2807.1346 | 0 | 239.59 | 692620.8 | 80 | 0 | 565.6203 | 0 | 370.964 | 2014.9271 | -285.0302 | 0 | 1034 | 31 | 85471389.5312
2016-09-01 | 2016 | 9 | 80652890.8049 | 2602.5457 | 5.21 | 132.95 | 692620.8 | 81 | 0 | 565.6203 | 2.3744 | 205.8502 | 2014.9271 | -288.5931 | 0 | 1033 | 30 | 77480547.8244
2016-10-01 | 2016 | 10 | 75962410.8049 | 2365.2513 | 90.66 | 27.9 | 692620.8 | 82 | 0 | 565.6203 | 41.3172 | 43.1984 | 2014.9271 | -292.156 | 0 | 1036 | 31 | 76208281.9919
2016-11-01 | 2016 | 11 | 74427270.8049 | 2394.6998 | 264.88 | 0.69 | 692620.8 | 83 | 0 | 565.6203 | 120.7158 | 1.0683 | 2014.9271 | -295.7188 | 0 | 1036 | 30 | 74797523.4523
2016-12-01 | 2016 | 12 | 76792517.8049 | 2391.0984 | 413.65 | 0 | 692620.8 | 84 | 1 | 565.6203 | 188.5158 | 0 | 2014.9271 | -299.2817 | -107.5127 | 1036 | 31 | 75866626.2839
2017-01-01 | 2017 | 1 | 79780480.5546 | 2486.5352 | 539.14 | 0 | 713254.1 | 85 | 0 | 565.6203 | 245.7063 | 0 | 2074.9522 | -302.8446 | 0 | 1035 | 31 | 82889487.6008
2017-02-01 | 2017 | 2 | 71620781.5546 | 2560.4455 | 473.45 | 0 | 713254.1 | 86 | 0 | 565.6203 | 215.7689 | 0 | 2074.9522 | -306.4075 | 0 | 999 | 28 | 71326752.8752
2017-03-01 | 2017 | 3 | 78854911.5546 | 2543.7068 | 394.32 | 0.03 | 713254.1 | 87 | 0 | 565.6203 | 179.7064 | 0.04645 | 2074.9522 | -309.9704 | 0 | 1000 | 31 | 77821005.8599
2017-04-01 | 2017 | 4 | 71497921.5546 | 2383.2641 | 220.24 | 1.45 | 713254.1 | 88 | 0 | 565.6203 | 100.3716 | 2.2451 | 2074.9522 | -313.5332 | 0 | 1000 | 30 | 72889679.68
2017-05-01 | 2017 | 5 | 75457373.5546 | 2441.4331 | 68.61 | 50.69 | 713254.1 | 89 | 0 | 565.6203 | 31.2682 | 78.4848 | 2074.9522 | -317.0961 | 0 | 997 | 31 | 75203818.5284
2017-06-01 | 2017 | 6 | 78634524.5546 | 2618.5323 | 2.73 | 145.18 | 713254.1 | 90 | 0 | 565.6203 | 1.2442 | 224.7863 | 2074.9522 | -320.659 | 0 | 1001 | 30 | 76454698.156
2017-07-01 | 2017 | 7 | 82423917.5546 | 2656.1799 | 0 | 268.19 | 713254.1 | 91 | 0 | 565.6203 | 0 | 415.2462 | 2074.9522 | -324.2219 | 0 | 1001 | 31 | 84764180.8827
2017-08-01 | 2017 | 8 | 82322576.5546 | 2650.2665 | 0 | 239.59 | 713254.1 | 92 | 0 | 565.6203 | 0 | 370.964 | 2074.9522 | -327.7847 | 0 | 1002 | 31 | 83362696.9064
2017-09-01 | 2017 | 9 | 78269088.5546 | 2606.3633 | 5.21 | 132.95 | 713254.1 | 93 | 0 | 565.6203 | 2.3744 | 205.8502 | 2074.9522 | -331.3476 | 0 | 1001 | 30 | 75599009.5541
2017-10-01 | 2017 | 10 | 76413341.5546 | 2460.0264 | 90.66 | 27.9 | 713254.1 | 94 | 0 | 565.6203 | 41.3172 | 43.1984 | 2074.9522 | -334.9105 | 0 | 1002 | 31 | 74243694.7495
2017-11-01 | 2017 | 11 | 74844679.5546 | 2487.3606 | 264.88 | 0.69 | 713254.1 | 95 | 0 | 565.6203 | 120.7158 | 1.0683 | 2074.9522 | -338.4734 | 0 | 1003 | 30 | 72934646.6756
2017-12-01 | 2017 | 12 | 76076090.5546 | 2446.7273 | 413.65 | 0 | 713254.1 | 96 | 1 | 565.6203 | 188.5158 | 0 | 2074.9522 | -342.0362 | -107.5127 | 1003 | 31 | 73987017.4008
2018-01-01 | 2018 | 1 | 81449144.3543 | 2622.1475 | 539.14 | 0 | 730276.2 | 97 | 0 | 565.6203 | 245.7063 | 0 | 2124.4718 | -345.5991 | 0 | 1002 | 31 | 80456770.3228
2018-02-01 | 2018 | 2 | 72337566.3543 | 2573.1917 | 473.45 | 0 | 730276.2 | 98 | 0 | 565.6203 | 215.7689 | 0 | 2124.4718 | -349.162 | 0 | 1004 | 28 | 71873922.6858
2018-03-01 | 2018 | 3 | 77756033.3543 | 2488.3523 | 394.32 | 0.03 | 730276.2 | 99 | 0 | 565.6203 | 179.7064 | 0.04645 | 2124.4718 | -352.7249 | 0 | 1008 | 31 | 78654968.1557
2018-04-01 | 2018 | 4 | 74194021.3543 | 2458.3837 | 220.24 | 1.45 | 730276.2 | 100 | 0 | 565.6203 | 100.3716 | 2.2451 | 2124.4718 | -356.2878 | 0 | 1006 | 30 | 73531186.9347
2018-05-01 | 2018 | 5 | 76750861.3543 | 2456.1848 | 68.61 | 50.69 | 730276.2 | 101 | 0 | 565.6203 | 31.2682 | 78.4848 | 2124.4718 | -359.8506 | 0 | 1008 | 31 | 76244943.9747
2018-06-01 | 2018 | 6 | 78364231.3543 | 2692.9289 | 2.73 | 145.18 | 730276.2 | 102 | 0 | 565.6203 | 1.2442 | 224.7863 | 2124.4718 | -363.4135 | 0 | 970 | 30 | 74283833.1649
2018-07-01 | 2018 | 7 | 83718407.3543 | 2784.1173 | 0 | 268.19 | 730276.2 | 103 | 0 | 565.6203 | 0 | 415.2462 | 2124.4718 | -366.9764 | 0 | 970 | 31 | 82342541.3612
2018-08-01 | 2018 | 8 | 83875079.3543 | 2789.3275 | 0 | 239.59 | 730276.2 | 104 | 0 | 565.6203 | 0 | 370.964 | 2124.4718 | -370.5393 | 0 | 970 | 31 | 80903840.1901
2018-09-01 | 2018 | 9 | 76344035.3543 | 2612.7322 | 5.21 | 132.95 | 730276.2 | 105 | 0 | 565.6203 | 2.3744 | 205.8502 | 2124.4718 | -374.1021 | 0 | 974 | 30 | 73757550.16
2018-10-01 | 2018 | 10 | 72532572.3543 | 2407.1609 | 90.66 | 27.9 | 730276.2 | 106 | 0 | 565.6203 | 41.3172 | 43.1984 | 2124.4718 | -377.665 | 0 | 972 | 31 | 72224674.0915
2018-11-01 | 2018 | 11 | 72249019.3543 | 2477.6756 | 264.88 | 0.69 | 730276.2 | 107 | 0 | 565.6203 | 120.7158 | 1.0683 | 2124.4718 | -381.2279 | 0 | 972 | 30 | 70877704.0896
2018-12-01 | 2018 | 12 | 71570246.3543 | 2370.3466 | 413.65 | 0 | 730276.2 | 108 | 1 | 565.6203 | 188.5158 | 0 | 2124.4718 | -384.7908 | -107.5127 | 974 | 31 | 72052075.4011
2019-01-01 | 2019 | 1 | 78816325.1497 | 2610.3307 | 539.14 | 0 | 744439.6 | 109 | 0 | 565.6203 | 245.7063 | 0 | 2165.675 | -388.3537 | 0 | 974 | 31 | 78161637.5645
2019-02-01 | 2019 | 2 | 71346245.1497 | 2621.4817 | 473.45 | 0 | 744439.6 | 110 | 0 | 565.6203 | 215.7689 | 0 | 2165.675 | -391.9165 | 0 | 972 | 28 | 69540900.3478
2019-03-01 | 2019 | 3 | 76152470.1497 | 2527.2956 | 394.32 | 0.03 | 744439.6 | 111 | 0 | 565.6203 | 179.7064 | 0.04645 | 2165.675 | -395.4794 | 0 | 972 | 31 | 75799118.5551
2019-04-01 | 2019 | 4 | 69898435.1497 | 2394.6021 | 220.24 | 1.45 | 744439.6 | 112 | 0 | 565.6203 | 100.3716 | 2.2451 | 2165.675 | -399.0423 | 0 | 973 | 30 | 71073847.8309
2019-05-01 | 2019 | 5 | 70938992.1497 | 2342.2258 | 68.61 | 50.69 | 744439.6 | 113 | 0 | 565.6203 | 31.2682 | 78.4848 | 2165.675 | -402.6052 | 0 | 977 | 31 | 73853125.3425
2019-06-01 | 2019 | 6 | 71957492.1497 | 2442.549 | 2.73 | 145.18 | 744439.6 | 114 | 0 | 565.6203 | 1.2442 | 224.7863 | 2165.675 | -406.168 | 0 | 982 | 30 | 75157107.2952
2019-07-01 | 2019 | 7 | 83273196.1497 | 2735.4706 | 0 | 268.19 | 744439.6 | 115 | 0 | 565.6203 | 0 | 415.2462 | 2165.675 | -409.7309 | 0 | 982 | 31 | 83313987.4798
2019-08-01 | 2019 | 8 | 79874501.1497 | 2621.1565 | 0 | 239.59 | 744439.6 | 116 | 0 | 565.6203 | 0 | 370.964 | 2165.675 | -413.2938 | 0 | 983 | 31 | 81940845.8744
2019-09-01 | 2019 | 9 | 73235612.1497 | 2488.468 | 5.21 | 132.95 | 744439.6 | 117 | 0 | 565.6203 | 2.3744 | 205.8502 | 2165.675 | -416.8567 | 0 | 981 | 30 | 74241980.6362
2019-10-01 | 2019 | 10 | 71066407.1497 | 2339.2497 | 90.66 | 27.9 | 744439.6 | 118 | 0 | 565.6203 | 41.3172 | 43.1984 | 2165.675 | -420.4196 | 0 | 980 | 31 | 72771987.5376
2019-11-01 | 2019 | 11 | 71496344.1497 | 2336.4818 | 264.88 | 0.69 | 744439.6 | 119 | 0 | 565.6203 | 120.7158 | 1.0683 | 2165.675 | -423.9824 | 0 | 1020 | 30 | 74330368.0243
2019-12-01 | 2019 | 12 | 72338992.1497 | 2283.2836 | 413.65 | 0 | 744439.6 | 120 | 1 | 565.6203 | 188.5158 | 0 | 2165.675 | -427.5453 | -107.5127 | 1022 | 31 | 75553748.2645
2020-01-01 | 2020 | 1 | 75861625.0548 |  | 539.14 | 0 | 744439.6 | 121 | 0 | 565.6203 | 245.7063 | 0 | 2165.675 | -431.1082 | 0 | 1006 | 31 | 79396233.5698 | -3534608.515
2020-02-01 | 2020 | 2 | 70798878.0548 |  | 473.45 | 0 | 744439.6 | 122 | 0 | 565.6203 | 215.7689 | 0 | 2165.675 | -434.6711 | 0 | 996 | 29 | 72567964.8695 | -1769086.8147
2020-03-01 | 2020 | 3 | 70545164.0548 |  | 394.32 | 0.03 | 678238.0127 | 123 | 0 | 565.6203 | 179.7064 | 0.04645 | 1973.0857 | -438.2339 | 0 | 1008 | 31 | 71252468.4104 | -707304.3556
2020-04-01 | 2020 | 4 | 60747838.0548 |  | 220.24 | 1.45 | 599261.1287 | 124 | 0 | 565.6203 | 100.3716 | 2.2451 | 1743.3313 | -441.7968 | 0 | 1008 | 30 | 59565890.1486 | 1181947.9062
2020-05-01 | 2020 | 5 | 63619784.0548 |  | 68.61 | 50.69 | 599261.1287 | 125 | 0 | 565.6203 | 31.2682 | 78.4848 | 1743.3313 | -445.3597 | 0 | 1006 | 31 | 61540731.812 | 2079052.2428
2020-06-01 | 2020 | 6 | 70107012.0548 |  | 2.73 | 145.18 | 599261.1287 | 126 | 0 | 565.6203 | 1.2442 | 224.7863 | 1743.3313 | -448.9226 | 0 | 1005 | 30 | 62894694.0706 | 7212317.9841
2020-07-01 | 2020 | 7 |  |  | 0 | 268.19 | 615006.4395 | 127 | 0 | 565.6203 | 0 | 415.2462 | 1789.1365 | -452.4855 | 0 | 1004 | 31 | 72130416.4613
2020-08-01 | 2020 | 8 |  |  | 0 | 239.59 | 615006.4395 | 128 | 0 | 565.6203 | 0 | 370.964 | 1789.1365 | -456.0483 | 0 | 1003.8999 | 31 | 70634240.6678
2020-09-01 | 2020 | 9 |  |  | 5.21 | 132.95 | 615006.4395 | 129 | 0 | 565.6203 | 2.3744 | 205.8502 | 1789.1365 | -459.6112 | 0 | 1003.7997 | 30 | 63340875.2502
2020-10-01 | 2020 | 10 |  |  | 90.66 | 27.9 | 635199.151 | 130 | 0 | 565.6203 | 41.3172 | 43.1984 | 1847.8798 | -463.1741 | 0 | 1003.6996 | 31 | 63313460.9167
2020-11-01 | 2020 | 11 |  |  | 264.88 | 0.69 | 635199.151 | 131 | 0 | 565.6203 | 120.7158 | 1.0683 | 1847.8798 | -466.737 | 0 | 1003.5995 | 30 | 62279790.5797
2020-12-01 | 2020 | 12 |  |  | 413.65 | 0 | 635199.151 | 132 | 1 | 565.6203 | 188.5158 | 0 | 1847.8798 | -470.2998 | -107.5127 | 1003.4994 | 31 | 62969893.9469
2021-01-01 | 2021 | 1 |  |  | 539.14 | 0 | 735028.7668 | 133 | 0 | 565.6203 | 245.7063 | 0 | 2138.2976 | -473.8627 | 0 | 1003.6405 | 31 | 77028009.0853
2021-02-01 | 2021 | 2 |  |  | 473.45 | 0 | 735028.7668 | 134 | 0 | 565.6203 | 215.7689 | 0 | 2138.2976 | -477.4256 | 0 | 1003.5404 | 28 | 68625417.5972
2021-03-01 | 2021 | 3 |  |  | 394.32 | 0.03 | 735028.7668 | 135 | 0 | 565.6203 | 179.7064 | 0.04645 | 2138.2976 | -480.9885 | 0 | 1003.4403 | 31 | 74739394.5902
2021-04-01 | 2021 | 4 |  |  | 220.24 | 1.45 | 735028.7668 | 136 | 0 | 565.6203 | 100.3716 | 2.2451 | 2138.2976 | -484.5514 | 0 | 1003.3402 | 30 | 69892174.5355
2021-05-01 | 2021 | 5 |  |  | 68.61 | 50.69 | 735028.7668 | 137 | 0 | 565.6203 | 31.2682 | 78.4848 | 2138.2976 | -488.1142 | 0 | 1003.2401 | 31 | 72325842.2124
2021-06-01 | 2021 | 6 |  |  | 2.73 | 145.18 | 735028.7668 | 138 | 0 | 565.6203 | 1.2442 | 224.7863 | 2138.2976 | -491.6771 | 0 | 1003.14 | 30 | 73377827.4579
2021-07-01 | 2021 | 7 |  |  | 0 | 268.19 | 735028.7668 | 139 | 0 | 565.6203 | 0 | 415.2462 | 2138.2976 | -495.24 | 0 | 1003.04 | 31 | 81588925.6045
2021-08-01 | 2021 | 8 |  |  | 0 | 239.59 | 735028.7668 | 140 | 0 | 565.6203 | 0 | 370.964 | 2138.2976 | -498.8029 | 0 | 1002.9399 | 31 | 80093230.1445
2021-09-01 | 2021 | 9 |  |  | 5.21 | 132.95 | 735028.7668 | 141 | 0 | 565.6203 | 2.3744 | 205.8502 | 2138.2976 | -502.3657 | 0 | 1002.8399 | 30 | 72498611.6211
2021-10-01 | 2021 | 10 |  |  | 90.66 | 27.9 | 735028.7668 | 142 | 0 | 565.6203 | 41.3172 | 43.1984 | 2138.2976 | -505.9286 | 0 | 1002.7399 | 31 | 70951517.9207
2021-11-01 | 2021 | 11 |  |  | 264.88 | 0.69 | 735028.7668 | 143 | 0 | 565.6203 | 120.7158 | 1.0683 | 2138.2976 | -509.4915 | 0 | 1002.6399 | 30 | 69669751.0362
2021-12-01 | 2021 | 12 |  |  | 413.65 | 0 | 735028.7668 | 144 | 1 | 565.6203 | 188.5158 | 0 | 2138.2976 | -513.0544 | -107.5127 | 1002.5399 | 31 | 70606743.7914

## Normalized Annual Summary
Residential kWh | [6 empty] | GS<50 kWh | [6 empty] | GS>50 kWh | [6 empty] | Street Light | [8 empty] | USL
Year | Actual | Cumulative Persisting CDM | Actual No CDM | Normal Predicted No CDM | Cumulative Persisting CDM | Normalized | Year | Actual | Cumulative Persisting CDM | Actual No CDM | Normal No CDM | Cumulative Persisting CDM | Normalized | Year | Actual | Cumulative Persisting CDM | Actual No CDM | Normal Predicted No CDM | Cumulative Persisting CDM | Normalized | Year | Actual | Cumulative Persisting CDM | Actual No CDM | Lamps / Devices | Average per Device | Normalized No CDM | Cumulative Persisting CDM | Normalized | Year | Actual | Connections | Average per Device | Normal Forecast
| A | B | C = A + B | D | E = B | F = D - E |  | A | B | C = A + B | D | E = B | F = D - E |  | A | B | C = A + B | D | E = B | F = D - E |  | A | B | C = A + B | D | E = C / D | F = C * E | G = B | H = F - G
2010 | 556896336 | 0 | 556896336 | 548718429.1017 | 0 | 548718429.1017 | 2010 | 172200325 | 0 | 172200325 | 172769867.4518 | 0 | 172769867.4518 | 2010 | 906197008 | 0 | 906197008 | 913117800.3354 | 0 | 913117800.3354 | 2010 | 9467387 | 0 | 9467387 | 14651.8333 | 646.1572 | 9467387 | 0 | 9467387 | 2010 | 3512551 | 603.5833 | 5819.4963 | 3512551
2011 | 551353006 | 1088909.7138 | 552441915.7138 | 553723682.9109 | 1088909.7138 | 552634773.1971 | 2011 | 174484065 | 554800.0192 | 175038865.0192 | 175412501.9216 | 554800.0192 | 174857701.9024 | 2011 | 908229110 | 2219413.1132 | 910448523.1132 | 906983930.4735 | 2219413.1132 | 904764517.3603 | 2011 | 9847280 | 0 | 9847280 | 15024 | 655.4366 | 9847280 | 0 | 9847280 | 2011 | 3296779 | 603.8333 | 5459.7499 | 3296779
2012 | 551839571 | 2905438.7672 | 554745009.7672 | 553358493.9188 | 2905438.7672 | 550453055.1516 | 2012 | 174704767 | 1372275.3799 | 176077042.3799 | 176055196.5282 | 1372275.3799 | 174682921.1483 | 2012 | 903337846 | 7938587.5561 | 911276433.5561 | 913868098.9016 | 7938587.5561 | 905929511.3455 | 2012 | 9866380 | 0 | 9866380 | 15082.6667 | 654.1536 | 9866380 | 0 | 9866380 | 2012 | 3353868 | 604.5 | 5548.1687 | 3353868
2013 | 540087395 | 4435088.6506 | 544522483.6506 | 553152369.1753 | 4435088.6506 | 548717280.5247 | 2013 | 175467402 | 2174491.4721 | 177641893.4721 | 177059471.7285 | 2174491.4721 | 174884980.2564 | 2013 | 899933878 | 14675098.7393 | 914608976.7393 | 913546621.0567 | 14675098.7393 | 898871522.3174 | 2013 | 9864267 | 0 | 9864267 | 15114.4167 | 652.6396 | 9864267 | 0 | 9864267 | 2013 | 3104444 | 568.5833 | 5459.9631 | 3104444
2014 | 530303117 | 6994830.8621 | 537297947.8621 | 551624758.3795 | 6994830.8621 | 544629927.5174 | 2014 | 172644356 | 3084511.7297 | 175728867.7297 | 176435782.4264 | 3084511.7297 | 173351270.6967 | 2014 | 901672321 | 20152767.5377 | 921825088.5377 | 927229639.1105 | 20152767.5377 | 907076871.5727 | 2014 | 9908447 | 0 | 9908447 | 15170.75 | 653.1284 | 9908447 | 0 | 9908447 | 2014 | 3098633 | 559 | 5543.1717 | 3098633
2015 | 530999846 | 10177948.8497 | 541177794.8497 | 546662696.7703 | 10177948.8497 | 536484747.9207 | 2015 | 170245509 | 5514827.6731 | 175760336.6731 | 177347411.2834 | 5514827.6731 | 171832583.6103 | 2015 | 907051642 | 25580543.0317 | 932632185.0317 | 936327639.3338 | 25580543.0317 | 910747096.3021 | 2015 | 9918681 | 0 | 9918681 | 15228.5833 | 651.32 | 9918681 | 0 | 9918681 | 2015 | 3110148 | 556.75 | 5586.2559 | 3110148
2016 | 545123880 | 15147695.8107 | 560271575.8107 | 544914359.1067 | 15147695.8107 | 529766663.2961 | 2016 | 169905557 | 8426195.4117 | 178331752.4117 | 178033319.2334 | 8426195.4117 | 169607123.8217 | 2016 | 920835908 | 33745989.6593 | 954581897.6593 | 945415071.3276 | 33745989.6593 | 911669081.6683 | 2016 | 9945876 | 0 | 9945876 | 15252.6667 | 652.0746 | 9945876 | 0 | 9945876 | 2016 | 3115033 | 559.0833 | 5571.6792 | 3115033
2017 | 501428451 | 28743827.9233 | 530172278.9233 | 544333452.7095 | 28743827.9233 | 515589624.7862 | 2017 | 166894185 | 9675825.938 | 176570010.938 | 179066794.1086 | 9675825.938 | 169390968.1706 | 2017 | 885596225 | 40599462.6551 | 926195687.6551 | 921476688.8694 | 40599462.6551 | 880877226.2143 | 2017 | 11286654.7 | 0 | 11286654.7 | 17184 | 656.8118 | 11286654.7 | 0 | 11286654.7 | 2017 | 3130244 | 561.9167 | 5570.6552 | 3130244
2018 | 536801589 | 36452428.281 | 573254017.281 | 547437334.3132 | 36452428.281 | 510984906.0322 | 2018 | 174257110 | 11923160.538 | 186180270.538 | 181464787.4741 | 11923160.538 | 169541626.9361 | 2018 | 874283086 | 46858132.2521 | 921141218.2521 | 907204010.532 | 46858132.2521 | 860345878.2799 | 2018 | 6528022.6 | 0 | 6528022.6 | 17184 | 379.8896 | 6528022.6 | 0 | 6528022.6 | 2018 | 3138478 | 563.3333 | 5571.2627 | 3138478
2019 | 512580883 | 38321392.4216 | 550902275.4216 | 558395425.9955 | 38321392.4216 | 520074033.574 | 2019 | 170703484 | 13423948.9471 | 184127432.9471 | 184196327.1925 | 13423948.9471 | 170772378.2454 | 2019 | 837536595 | 52858417.7965 | 890395012.7965 | 905738654.7527 | 52858417.7965 | 852880236.9562 | 2019 | 5537652.9 | 0 | 5537652.9 | 17184 | 322.2563 | 5537652.9 | 0 | 5537652.9 | 2019 | 3144191 | 561.5 | 5599.6278 | 3144191
2020 |  |  |  | 583984794.8024 | 37931162.4433 | 546053632.3591 | 2020 |  |  |  | 166567137.5991 | 13145851.5298 | 153421286.0693 | 2020 |  |  |  | 801886660.7035 | 52155213.5364 | 749731447.167 | 2020 |  |  |  | 17196.6006 | 322.2563 | 5541713.5212 | 0 | 5541713.5212 | 2020 |  | 558.6796 | 5599.6278 | 3128398.0785
2021 |  |  |  | 566717625.4928 | 37472220.5789 | 529245404.9139 | 2021 |  |  |  | 180300829.422 | 12700385.8972 | 167600443.5247 | 2021 |  |  |  | 881397445.5969 | 49805696.4979 | 831591749.099 | 2021 |  |  |  | 17283.2715 | 322.2563 | 5569643.7573 | 0 | 5569643.7573 | 2021 |  | 554.2102 | 5599.6278 | 3103370.8938

## Customer Count
| Residential |  | Percent of Prior Year | GS < 50 |  | Percent of Prior Year | GS > 50 |  | Percent of Prior Year |  | St. Lights |  | Percent of Prior Year | USL |  | Percent of Prior Year
| Year | Customers |  | Year | Customers |  | Year | Customers |  |  | Year | Devices |  | Year | Devices
| 2010 | 57917.3333 |  | 2010 | 4988.25 |  | 2010 | 995.5 |  |  | 2010 | 14651.8333 |  | 2010 | 603.5833
| 2011 | 58488.25 | 101% | 2011 | 5090.5833 | 102.1% | 2011 | 986.9167 | 99.14% |  | 2011 | 15024 | 102.5% | 2011 | 603.8333 | 100%
| 2012 | 59068.0833 | 101% | 2012 | 5137.75 | 100.9% | 2012 | 998.3333 | 101.2% |  | 2012 | 15082.6667 | 100.4% | 2012 | 604.5 | 100.1%
| 2013 | 59319.4167 | 100.4% | 2013 | 5158.5 | 100.4% | 2013 | 1007.5 | 100.9% |  | 2013 | 15114.4167 | 100.2% | 2013 | 568.5833 | 94.06%
| 2014 | 59824.4167 | 100.9% | 2014 | 5198.4583 | 100.8% | 2014 | 1021.2083 | 101.4% |  | 2014 | 15170.75 | 100.4% | 2014 | 559 | 98.31%
| 2015 | 60123.25 | 100.5% | 2015 | 5238.5 | 100.8% | 2015 | 1027.6667 | 100.6% |  | 2015 | 15228.5833 | 100.4% | 2015 | 556.75 | 99.6%
| 2016 | 60318.8333 | 100.3% | 2016 | 5272.8333 | 100.7% | 2016 | 1034.1667 | 100.6% |  | 2016 | 15252.6667 | 100.2% | 2016 | 559.0833 | 100.4%
| 2017 | 60502 | 100.3% | 2017 | 5341.6667 | 101.3% | 2017 | 1003.6667 | 97.05% |  | 2017 | 17184 | 112.7% | 2017 | 561.9167 | 100.5% | SL recount in 2017, growth excluded
| 2018 | 60920.0833 | 100.7% | 2018 | 5427.75 | 101.6% | 2018 | 985.8333 | 98.22% |  | 2018 | 17184 | 100% | 2018 | 563.3333 | 100.3%
| 2019 | 61427.6667 | 100.8% | 2019 | 5489.5 | 101.1% | 2019 | 984.8333 | 99.9% |  | 2019 | 17184 | 100% | 2019 | 561.5 | 99.67%
| 2020 | 61830.6077 | 100.7% | 2020 | 5514.5253 | 101.1% | 2020 | 1016.9487 | 99.88% |  | 2020 | 17270.5429 | 100.5% | 2020 | 557.0091 | 99.2%
| 2021 | 62236.1918 | 100.7% | 2021 | 5573.5082 | 101.1% | 2021 | 1015.7322 | 99.88% |  | 2021 | 17357.5217 | 100.5% | 2021 | 552.554 | 99.2%
Adjusted with actual Jan 2020 - Jul 2020 Counts
| 2020 | 61651.2855 | 100.4% | 2020 | 5505.5601 | 100.3% | 2020 | 1004.2915 | 102% | * | 2020 | 17196.6006 | 100.1% | 2020 | 558.6796 | 99.5% | *GS>50 2020 decline would be 97.91% without Nov 19 reclassification
| 2021 | 62055.7179 | 100.7% | 2021 | 5564.4696 | 101.1% | 2021 | 1003.0901 | 99.88% |  | 2021 | 17283.2715 | 100.5% | 2021 | 554.2102 | 99.2%
2019 | Jan | 61267 |  |  | 5499 |  |  | 974 |  |  |  | 17184 |  |  | 559
| Feb | 61283 |  |  | 5507 |  |  | 972 |  |  |  | 17184 |  |  | 563
| Mar | 61278 |  |  | 5500 |  |  | 972 |  |  |  | 17184 |  |  | 563
| Apr | 61471 |  |  | 5496 |  |  | 973 |  |  |  | 17184 |  |  | 563
| May | 61467 |  |  | 5489 |  |  | 977 |  |  |  | 17184 |  |  | 563
| Jun | 61472 |  |  | 5489 |  |  | 982 |  |  |  | 17184 |  |  | 561
| Jul | 61470 |  |  | 5495 |  |  | 982 |  |  |  | 17184 |  |  | 561
| Aug | 61464 |  |  | 5492 |  |  | 983 |  |  |  | 17184 |  |  | 561
| Sep | 61464 |  |  | 5496 |  |  | 981 |  |  |  | 17184 |  |  | 561
| Oct | 61500 |  |  | 5495 |  |  | 980 |  |  |  | 17184 |  |  | 561
| Nov | 61496 |  |  | 5456 |  |  | 1020 |  |  |  | 17184 |  |  | 561
| Dec | 61500 |  |  | 5460 |  |  | 1022 |  |  |  | 17184 |  |  | 561
Nov 2019 Reclassification |  |  |  |  | -40 |  |  | 40
2020 | Jan | 61510 |  |  | 5491 |  |  | 1006 |  |  |  | 17184 |  |  | 560
| Feb | 61517 | 100% |  | 5489 | 99.96% |  | 996 | 99.01% |  |  | 17184 | 100% |  | 560 | 100%
| Mar | 61554 | 100.1% |  | 5500 | 100.2% |  | 1008 | 101.2% |  |  | 17184 | 100% |  | 560 | 100%
| Apr | 61567 | 100% |  | 5502 | 100% |  | 1008 | 100% |  |  | 17184 | 100% |  | 560 | 100%
| May | 61593 | 100% |  | 5501 | 99.98% |  | 1006 | 99.8% |  |  | 17184 | 100% |  | 559 | 99.82%
| Jun | 61616 | 100% |  | 5504 | 100.1% |  | 1005 | 99.9% |  |  | 17184 | 100% |  | 559 | 100%
| Jul | 61659 | 100.1% |  | 5501 | 99.95% |  | 1004 | 99.9% |  |  | 17191.1953 | 100% |  | 558.626 | 99.93%
| Aug | 61692.604 | 100.1% |  | 5505.8793 | 100.1% |  | 1003.8999 | 99.99% |  |  | 17198.3936 | 100% |  | 558.2523 | 99.93%
| Sep | 61726.2262 | 100.1% |  | 5510.7629 | 100.1% |  | 1003.7997 | 99.99% |  |  | 17205.595 | 100% |  | 557.8789 | 99.93%
| Oct | 61759.8668 | 100.1% |  | 5515.6509 | 100.1% |  | 1003.6996 | 99.99% |  |  | 17212.7993 | 100% |  | 557.5057 | 99.93%
| Nov | 61793.5258 | 100.1% |  | 5520.5432 | 100.1% |  | 1003.5995 | 99.99% |  |  | 17220.0067 | 100% |  | 557.1327 | 99.93%
| Dec | 61827.203 | 100.1% |  | 5525.8852 | 100.1% |  | 1003.4994 | 99.99% |  |  | 17227.2171 | 100% |  | 556.76 | 99.93%
2021 | Jan | 61869.9266 | 100.1% |  | 5537.3759 | 100.2% |  | 1003.6405 | 100% |  |  | 17243.5047 | 100.1% |  | 556.2523 | 99.91%
| Feb | 61903.6455 | 100.1% |  | 5542.2875 | 100.1% |  | 1003.5404 | 99.99% |  |  | 17250.7249 | 100% |  | 555.8802 | 99.93%
| Mar | 61937.3828 | 100.1% |  | 5547.2034 | 100.1% |  | 1003.4403 | 99.99% |  |  | 17257.9482 | 100% |  | 555.5083 | 99.93%
| Apr | 61971.1385 | 100.1% |  | 5552.1237 | 100.1% |  | 1003.3402 | 99.99% |  |  | 17265.1745 | 100% |  | 555.1367 | 99.93%
| May | 62004.9125 | 100.1% |  | 5557.0484 | 100.1% |  | 1003.2401 | 99.99% |  |  | 17272.4038 | 100% |  | 554.7653 | 99.93%
| Jun | 62038.705 | 100.1% |  | 5561.9774 | 100.1% |  | 1003.14 | 99.99% |  |  | 17279.6361 | 100% |  | 554.3942 | 99.93%
| Jul | 62072.5159 | 100.1% |  | 5566.9108 | 100.1% |  | 1003.04 | 99.99% |  |  | 17286.8715 | 100% |  | 554.0233 | 99.93%
| Aug | 62106.3452 | 100.1% |  | 5571.8486 | 100.1% |  | 1002.9399 | 99.99% |  |  | 17294.1099 | 100% |  | 553.6527 | 99.93%
| Sep | 62140.193 | 100.1% |  | 5576.7907 | 100.1% |  | 1002.8399 | 99.99% |  |  | 17301.3513 | 100% |  | 553.2823 | 99.93%
| Oct | 62174.0592 | 100.1% |  | 5581.7373 | 100.1% |  | 1002.7399 | 99.99% |  |  | 17308.5957 | 100% |  | 552.9122 | 99.93%
| Nov | 62207.9439 | 100.1% |  | 5586.6882 | 100.1% |  | 1002.6399 | 99.99% |  |  | 17315.8432 | 100% |  | 552.5423 | 99.93%
| Dec | 62241.847 | 100.1% |  | 5591.6435 | 100.1% |  | 1002.5399 | 99.99% |  |  | 17323.0937 | 100% |  | 552.1727 | 99.93%

## kW Forecast
|  | GS > 50 | [5 empty] | Street Lights
|  | kWh | kW | Ratio | 3-Yr MA |  |  | kWh | kW | Ratio | 3-Yr MA
|  | A | B | C = B / A
| 2010 | 906197008 | 2403006 | 0.0026517 |  |  | 2010 | 9467387 | 26416 | 0.0027902
| 2011 | 908229110 | 2396756 | 0.0026389 |  |  | 2011 | 9847280 | 27334 | 0.0027758
| 2012 | 903337846 | 2423043 | 0.0026823 | 0.0026577 |  | 2012 | 9866380 | 27457 | 0.0027829 | 0.002783
| 2013 | 899933878 | 2424733 | 0.0026943 | 0.0026719 |  | 2013 | 9864267 | 27500 | 0.0027878 | 0.0027822
| 2014 | 901672321 | 2373361 | 0.0026322 | 0.0026696 |  | 2014 | 9908447 | 27636 | 0.0027891 | 0.0027866
| 2015 | 907051642 | 2374100 | 0.0026174 | 0.002648 |  | 2015 | 9918681 | 27661 | 0.0027888 | 0.0027886
| 2016 | 920835908 | 2410544 | 0.0026178 | 0.0026224 |  | 2016 | 9945876 | 27648 | 0.0027798 | 0.0027859
| 2017 | 885596225 | 2363980 | 0.0026694 | 0.0026348 |  | 2017 | 11286654.7 | 30451.8 | 0.002698 | 0.0027843 | 2017 Ratio Excluded in Avg. Calculation
| 2018 | 874283086 | 2353522 | 0.0026919 | 0.0026597 |  | 2018 | 6528022.6 | 18200.9 | 0.0027881 | 0.002784
| 2019 | 837536595 | 2275484 | 0.0027169 | 0.0026927 |  | 2019 | 5537652.9 | 15445.8 | 0.0027892 | 0.0027887
|  | kWh Normalized | kW Normalized | Avg. Ratio | Trend Ratio (5-yr) |  |  | kWh Normalized | kW Normalized | Avg. Ratio | Trend Ratio (3-Yr. MA)
|  | D | E = D * G | F | G |  |  | D | E = D * F | F | G
| 2019 | 852880236.9562 | 2309173.3699 | 0.0026613 | 0.0027075 | ('14-'19) | 2019 | 5537652.9 | 15433.7004 | 0.0027858 | 0.002787
| 2020 | 749731447.167 | 2044866.501 | 0.0026613 | 0.0027275 |  | 2020 | 5541713.5212 | 15447.6201 | 0.0027858 | 0.0027875
| 2021 | 831591749.099 | 2284740.481 | 0.0026613 | 0.0027474 |  | 2021 | 5569643.7573 | 15528.0918 | 0.0027858 | 0.002788
|  | kWh | kW | Divergence |  |  |  | kWh | kW | Divergence
5-year change |  | -7.664% | -4.154% | 3.51% |  |  |  | -44.17% | -44.16% | 0.009092%
10-year change |  | -7.577% | -5.307% | 2.27% |  |  |  | -41.51% | -41.53% | -0.0205%
|  |  | Trend Used |  | 5-year trend |  |  |  | Average Used
*Both forecast lines and 3-Yr MA ignore 2017
2044866.501

## kW Forecast (Weather Normal)
|  | GS > 50 |  |  |  |  | Street Lights
|  | kWh | kW | Ratio | 3-Yr MA |  | kWh | kW | Ratio | 3-Yr MA
|  | A | B | C = B / A
| 2010 | 913117800.3354 | 2421358.1964 | 0.0026517 |  | 2010 | 9467387 | 26416 | 0.0027902
| 2011 | 904764517.3603 | 2387613.1713 | 0.0026389 |  | 2011 | 9847280 | 27334 | 0.0027758
| 2012 | 905929511.3455 | 2429994.681 | 0.0026823 | 0.0026577 | 2012 | 9866380 | 27457 | 0.0027829 | 0.002783
| 2013 | 898871522.3174 | 2421870.6465 | 0.0026943 | 0.0026719 | 2013 | 9864267 | 27500 | 0.0027878 | 0.0027822
| 2014 | 907076871.5727 | 2387586.7328 | 0.0026322 | 0.0026696 | 2014 | 9908447 | 27636 | 0.0027891 | 0.0027866
| 2015 | 910747096.3021 | 2383772.413 | 0.0026174 | 0.002648 | 2015 | 9918681 | 27661 | 0.0027888 | 0.0027886
| 2016 | 911669081.6683 | 2386547.2835 | 0.0026178 | 0.0026224 | 2016 | 9945876 | 27648 | 0.0027798 | 0.0027859
| 2017 | 880877226.2143 | 2351383.2675 | 0.0026694 | 0.0026348 | 2017 | 11286654.7 | 30451.8 | 0.002698 | 0.0027843 | 2017 Ratio Excluded in Avg. Calculation
| 2018 | 860345878.2799 | 2316003.8031 | 0.0026919 | 0.0026597 | 2018 | 6528022.6 | 18200.9 | 0.0027881 | 0.002784
| 2019 | 852880236.9562 | 2317170.7895 | 0.0027169 | 0.0026927 | 2019 | 5537652.9 | 15445.8 | 0.0027892 | 0.0027887
|  | kWh Normalized | kW Normalized | Avg. Ratio | Ratio Trend |  | kWh Normalized | kW Normalized | Avg. Ratio | Trend Ratio (3-Yr. MA)
|  | D | E = D * G | F | G |  | D | E = D * F | F | G
| 2010 | 913117800.3354 | 2421358.1964 |  | 0.0026517 | 2010 | 9467387 | 26373.8648 | 0.0027858 | 0.0027828
| 2011 | 904764517.3603 | 2387613.1713 |  | 0.0026389 | 2011 | 9847280 | 27432.1554 | 0.0027858 | 0.0027833
| 2012 | 905929511.3455 | 2429994.681 |  | 0.0026823 | 2012 | 9866380 | 27485.3634 | 0.0027858 | 0.0027838
| 2013 | 898871522.3174 | 2421870.6465 |  | 0.0026943 | 2013 | 9864267 | 27479.4771 | 0.0027858 | 0.0027842
| 2014 | 907076871.5727 | 2387586.7328 |  | 0.0026322 | 2014 | 9908447 | 27602.5519 | 0.0027858 | 0.0027847
| 2015 | 910747096.3021 | 2393115.1187 |  | 0.0026276 | 2015 | 9918681 | 27631.0614 | 0.0027858 | 0.0027852
| 2016 | 911669081.6683 | 2413739.3669 | 0.0026478 | 0.0026476 | 2016 | 9945876 | 27706.8201 | 0.0027858 | 0.0027856
| 2017 | 880877226.2143 | 2349801.5441 | 0.0026478 | 0.0026676 | 2017 | 11286654.7 | 31441.9074 | 0.0027858 | 0.0027861
| 2018 | 860345878.2799 | 2312209.667 | 0.0026478 | 0.0026875 | 2018 | 6528022.6 | 18185.502 | 0.0027858 | 0.0027866
| 2019 | 852880236.9562 | 2309173.3699 | 0.0026613 | 0.0027075 | 2019 | 5537652.9 | 15426.5701 | 0.0027858 | 0.002787
| 2020 | 749731447.167 | 2044866.501 | 0.0026613 | 0.0027275 | 2020 | 5541713.5212 | 15437.882 | 0.0027858 | 0.0027875
| 2021 | 831591749.099 | 2284740.481 | 0.0026613 | 0.0027474 | 2021 | 5569643.7573 | 15515.6889 | 0.0027858 | 0.002788 |  | v
|  | kWh | kW | Divergence |  |  | kWh | kW | Divergence
5-year change |  | -6.354% | -2.794% | 3.56% |  |  | -44.17% | -44.16% | 0.009092%
10-year change |  | -6.597% | -4.303% | 2.294% |  |  | -41.51% | -41.53% | -0.0205%
|  |  | Trend Used |  | 5-year trend |  |  | Average Used
*Both forecast lines and 3-Yr MA ignore 2017

## CDM Adjustment
2019-2021 Forecasted kWh Savings by Rate Class
Rate Class | 2019 |  |  | 2020 | 2021 |  |  | CDM Adjustment | LRAMVA Target
| kWh | CDM Adj Weight | Amount | kWh | kWh | CDM Adj Weight | Amount | kWh | kWh
| A | B | C = A * B | D | E | F | G = E * F | H = C + D + G | I = A + D + E
Residential | 28269.8039 | 0.5 | 14134.9019 | 0 | 0 | 0.5 | 0 | 14134.9019 | 28269.8039
GS < 50 | 955494.3602 | 0.5 | 477747.1801 | 119522.7923 | 0 | 0.5 | 0 | 597269.9724 | 1075017.1525
GS > 50 | 7335111.2727 | 0.5 | 3667555.6363 | 2490399.8874 | 0 | 0.5 | 0 | 6157955.5237 | 9825511.16
TOTAL | 8318875.4368 | 0.5 | 4159437.7184 | 2609922.6796 | 0 | 0.5 | 0 | 6769360.398 | 10928798.1164
2019-2021 kW Forecasted Savings by Rate Class
Rate Class | 2021 Forecast kWh |  |  | 2021 Forecast kW |  |  | LRAMVA
| Weather-Normal Forecast | CDM | % Savings | Weather-Normal Forecast | CDM |  | LRAMVA kWh | % Savings | LRAMVA kW
| A | B | C = B / A | D | E = C * D |  | F | G = F / B | H = D * G
GS > 50 | 749731447.167 | 6157955.5237 | 0.8214% | 2044866.501 | 16795.61 |  | 9825511.16 | 1.311% | 26798.7407
TOTAL | 749731447.167 | 6157955.5237 | 0.8214% | 2044866.501 | 16795.61 |  | 9825511.16 |  | 26798.7407

## Summary Tables
Normal Forecast
kWh | 2014 Actual | 2015 Actual | 2016 Actual | 2017 Actual | 2018 Actual | 2019 Actual | 2019 Normalized | 2020 Forecast | 2021 Forecast
Residential | 530303117 | 530999846 | 545123880 | 501428451 | 536801589 | 512580883 | 520074033.574 | 546053632.3591 | 529245404.9139
GS < 50 | 172644356 | 170245509 | 169905557 | 166894185 | 174257110 | 170703484 | 170772378.2454 | 153421286.0693 | 167600443.5247
GS > 50 | 901672321 | 907051642 | 920835908 | 885596225 | 874283086 | 837536595 | 852880236.9562 | 749731447.167 | 831591749.099
Street Light | 9908447 | 9918681 | 9945876 | 11286654.7 | 6528022.6 | 5537652.9 | 5537652.9 | 5541713.5212 | 5569643.7573
USL | 3098633 | 3110148 | 3115033 | 3130244 | 3138478 | 3144191 | 3144191 | 3128398.0785 | 3103370.8938
Total | 1617626874 | 1621325826 | 1648926254 | 1568335759.7 | 1595008285.6 | 1529502805.9 | 1552408492.6756 | 1457876477.1951 | 1537110612.1888
CDM Adjusted
kWh | 2021 Weather Normal Forecast | CDM Adjustment | 2021 CDM Adjusted Forecast
Residential | 529245404.9139 | 14134.9019 | 529231270.012
GS < 50 | 167600443.5247 | 597269.9724 | 167003173.5523
GS > 50 | 831591749.099 | 6157955.5237 | 825433793.5753
Street Light | 5569643.7573 |  | 5569643.7573
USL | 3103370.8938 |  | 3103370.8938
Total | 1537110612.1888 | 6769360.398 | 1530341251.7908
Normal Forecast
kW | 2014 Actual | 2015 Actual | 2016 Actual | 2017 Actual | 2018 Actual | 2019 Actual | 2019 Normalized | 2020 Forecast | 2021 Forecast
GS > 50 | 2373361 | 2374100 | 2410544 | 2363980 | 2353522 | 2275484 | 2309173.3699 | 2044866.501 | 2284740.481
Street Light | 27636 | 27661 | 27648 | 30451.8 | 18200.9 | 15445.8 | 15433.7004 | 15447.6201 | 15528.0918
Total | 2400997 | 2401761 | 2438192 | 2394431.8 | 2371722.9 | 2290929.8 | 2324607.0702 | 2060314.1211 | 2300268.5729
CDM Adjusted
kW | 2021 Weather Normal Forecast | CDM Adjustment | 2021 CDM Adjusted Forecast
GS > 50 | 2284740.481 | 16795.61 | 2267944.8711
Street Light | 15528.0918 |  | 15528.0918
Total | 2300268.5729 | 16795.61 | 2283472.9629
Customers / Devices
Customers | 2014 Actual | 2015 Actual | 2016 Actual | 2017 Actual | 2018 Actual | 2019 Actual | 2020 Forecast | 2021 Forecast
Residential | 59824.4167 | 60123.25 | 60318.8333 | 60502 | 60920.0833 | 61427.6667 | 61651.2855 | 62055.7179
GS < 50 | 5198.4583 | 5238.5 | 5272.8333 | 5341.6667 | 5427.75 | 5489.5 | 5505.5601 | 5564.4696
GS > 50 | 1021.2083 | 1027.6667 | 1034.1667 | 1003.6667 | 985.8333 | 984.8333 | 1004.2915 | 1003.0901
Street Light | 15170.75 | 15228.5833 | 15252.6667 | 17184 | 17184 | 17184 | 17196.6006 | 17283.2715
USL | 559 | 556.75 | 559.0833 | 561.9167 | 563.3333 | 561.5 | 558.6796 | 554.2102
Total | 81773.8333 | 82174.75 | 82437.5833 | 84593.25 | 85081 | 85647.5 | 85916.4174 | 86460.7593

## Summary Tables (Weather Normal)
Normal Forecast
kWh | 2014 Normal | 2015 Normal | 2016 Normal | 2017 Normal | 2018 Normal | 2019 Normal | 2019 Normalized | 2020 Forecast | 2021 Forecast
Residential | 544629927.5174 | 536484747.9207 | 529766663.2961 | 515589624.7862 | 510984906.0322 | 520074033.574 | 520074033.574 | 546053632.3591 | 529245404.9139
GS < 50 | 173351270.6967 | 171832583.6103 | 169607123.8217 | 169390968.1706 | 169541626.9361 | 170772378.2454 | 170772378.2454 | 153421286.0693 | 167600443.5247
GS > 50 | 907076871.5727 | 910747096.3021 | 911669081.6683 | 880877226.2143 | 860345878.2799 | 852880236.9562 | 852880236.9562 | 749731447.167 | 831591749.099
Street Light | 9908447 | 9918681 | 9945876 | 11286654.7 | 6528022.6 | 5537652.9 | 5537652.9 | 5541713.5212 | 5569643.7573
USL | 3098633 | 3110148 | 3115033 | 3130244 | 3138478 | 3144191 | 3144191 | 3128398.0785 | 3103370.8938
Total | 1638065149.7868 | 1632093256.8331 | 1624103777.7861 | 1580274717.8711 | 1550538911.8482 | 1552408492.6756 | 1552408492.6756 | 1457876477.1951 | 1537110612.1888
CDM Adjusted
kWh | 2021 Weather Normal Forecast | CDM Adjustment | 2021 CDM Adjusted Forecast
Residential | 529245404.9139 | 14134.9019 | 529231270.012
GS < 50 | 167600443.5247 | 597269.9724 | 167003173.5523
GS > 50 | 831591749.099 | 6157955.5237 | 825433793.5753
Street Light | 5569643.7573 |  | 5569643.7573
USL | 3103370.8938 |  | 3103370.8938
Total | 1537110612.1888 | 6769360.398 | 1530341251.7908
Normal Forecast
kW | 2014 Normal | 2015 Normal | 2016 Normal | 2017 Normal | 2018 Normal | 2019 Normal | 2019 Normalized | 2020 Forecast | 2021 Forecast
GS > 50 | 2387586.7328 | 2393115.1187 | 2413739.3669 | 2349801.5441 | 2312209.667 | 2309173.3699 | 2309173.3699 | 2044866.501 | 2284740.481
Street Light | 27636 | 27661 | 27648 | 30451.8 | 18200.9 | 15445.8 | 15433.7004 | 15447.6201 | 15528.0918
Total | 2415222.7328 | 2420776.1187 | 2441387.3669 | 2380253.3441 | 2330410.567 | 2324619.1699 | 2324607.0702 | 2060314.1211 | 2300268.5729
CDM Adjusted
kW | 2021 Weather Normal Forecast | CDM Adjustment | 2021 CDM Adjusted Forecast
GS > 50 | 2284740.481 | 16795.61 | 2267944.8711
Street Light | 15528.0918 |  | 15528.0918
Total | 2300268.5729 | 16795.61 | 2283472.9629
Customers / Devices
Customers | 2014 Actual | 2015 Actual | 2016 Actual | 2017 Actual | 2018 Actual | 2019 Actual | 2020 Forecast | 2021 Forecast
Residential | 59824.4167 | 60123.25 | 60318.8333 | 60502 | 60920.0833 | 61427.6667 | 61651.2855 | 62055.7179
GS < 50 | 5198.4583 | 5238.5 | 5272.8333 | 5341.6667 | 5427.75 | 5489.5 | 5505.5601 | 5564.4696
GS > 50 | 1021.2083 | 1027.6667 | 1034.1667 | 1003.6667 | 985.8333 | 984.8333 | 1004.2915 | 1003.0901
Street Light | 15170.75 | 15228.5833 | 15252.6667 | 17184 | 17184 | 17184 | 17196.6006 | 17283.2715
USL | 559 | 556.75 | 559.0833 | 561.9167 | 563.3333 | 561.5 | 558.6796 | 554.2102
Total | 81773.8333 | 82174.75 | 82437.5833 | 84593.25 | 85081 | 85647.5 | 85916.4174 | 86460.7593

## Res Normalized Monthly Avg Tr
Date | Year | Month | Res_NoCDM | HDD12 | CDD14 | Trend | Ont_FTEAdj | Shoulder | const | HDD12 | CDD14 | Trend | Ont_FTEAdj | Shoulder | Residential_Customers | Month Days | Predicted | Difference
2010-01-01 | 2010 | 1 | 49397907 | 477.14 | 0 | 1 | 6466.9 | 0 | -4.4308 | 3.7737 | 0 | -0.04454 | 26.8636 | 0 | 57642 | 31 | 46748939.0862 | -2648967.9138 | 5.363%
2010-02-01 | 2010 | 2 | 40768686 | 417.05 | 0 | 2 | 6471 | 0 | -4.4308 | 3.2984 | 0 | -0.08908 | 26.8807 | 0 | 57677 | 28 | 41438556.836 | 669870.836 | 1.643%
2010-03-01 | 2010 | 3 | 40910014 | 332.71 | 0.03 | 3 | 6477.5 | 1 | -4.4308 | 2.6314 | 0.0011623 | -0.13362 | 26.9077 | -1.1856 | 57709 | 31 | 42560223.2391 | 1650209.2391 | 4.034%
2010-04-01 | 2010 | 4 | 36681881 | 164.54 | 1.45 | 4 | 6485 | 1 | -4.4308 | 1.3013 | 0.056178 | -0.17816 | 26.9388 | -1.1856 | 57751 | 30 | 38985069.0658 | 2303188.0658 | 6.279%
2010-05-01 | 2010 | 5 | 44687288 | 35.92 | 50.69 | 5 | 6506.8 | 1 | -4.4308 | 0.28409 | 1.9639 | -0.2227 | 27.0294 | -1.1856 | 57814 | 31 | 42006914.5769 | -2680373.4231 | 5.998%
2010-06-01 | 2010 | 6 | 51533466 | 0.38 | 145.18 | 6 | 6540.8 | 0 | -4.4308 | 0.0030054 | 5.6247 | -0.26724 | 27.1706 | 0 | 57809 | 30 | 48733600.1054 | -2799865.8946 | 5.433%
2010-07-01 | 2010 | 7 | 61497459 | 0 | 268.19 | 7 | 6561 | 0 | -4.4308 | 0 | 10.3905 | -0.31178 | 27.2545 | 0 | 57987 | 31 | 59145464.3709 | -2351994.6291 | 3.825%
2010-08-01 | 2010 | 8 | 57219511 | 0 | 239.59 | 8 | 6568.9 | 0 | -4.4308 | 0 | 9.2825 | -0.35632 | 27.2874 | 0 | 58018 | 31 | 57163098.1705 | -56412.8295 | 0.09859%
2010-09-01 | 2010 | 9 | 45833578 | 0.49 | 132.95 | 9 | 6556 | 1 | -4.4308 | 0.0038754 | 5.1509 | -0.40086 | 27.2338 | -1.1856 | 58071 | 30 | 45942258.2366 | 108680.2366 | 0.2371%
2010-10-01 | 2010 | 10 | 41340554 | 53.33 | 27.9 | 10 | 6551.6 | 1 | -4.4308 | 0.42178 | 1.0809 | -0.4454 | 27.2155 | -1.1856 | 58121 | 31 | 40821255.2453 | -519298.7547 | 1.256%
2010-11-01 | 2010 | 11 | 39815993 | 207.66 | 0.69 | 11 | 6555.7 | 1 | -4.4308 | 1.6424 | 0.026733 | -0.48994 | 27.2325 | -1.1856 | 58162 | 30 | 39774627.9529 | -41365.0471 | 0.1039%
2010-12-01 | 2010 | 12 | 47209999 | 351.65 | 0 | 12 | 6578.3 | 0 | -4.4308 | 2.7812 | 0 | -0.53448 | 27.3264 | 0 | 58247 | 31 | 45398422.216 | -1811576.784 | 3.837%
2011-01-01 | 2011 | 1 | 49456916.4761 | 477.14 | 0 | 13 | 6606.3 | 0 | -4.4308 | 3.7737 | 0 | -0.57902 | 27.4427 | 0 | 58273 | 31 | 47341242.8995 | -2115673.5767 | 4.278%
2011-02-01 | 2011 | 2 | 41737382.4761 | 417.05 | 0 | 14 | 6619.5 | 0 | -4.4308 | 3.2984 | 0 | -0.62356 | 27.4976 | 0 | 58299 | 28 | 42019930.8327 | 282548.3566 | 0.677%
2011-03-01 | 2011 | 3 | 42523489.4761 | 332.71 | 0.03 | 15 | 6628.6 | 1 | -4.4308 | 2.6314 | 0.0011623 | -0.6681 | 27.5354 | -1.1856 | 58318 | 31 | 43177835.6743 | 654346.1981 | 1.539%
2011-04-01 | 2011 | 4 | 38514761.4761 | 164.54 | 1.45 | 16 | 6635.5 | 1 | -4.4308 | 1.3013 | 0.056178 | -0.71264 | 27.564 | -1.1856 | 58345 | 30 | 39544806.2303 | 1030044.7542 | 2.674%
2011-05-01 | 2011 | 5 | 42499355.4761 | 35.92 | 50.69 | 17 | 6645.8 | 1 | -4.4308 | 0.28409 | 1.9639 | -0.75718 | 27.6068 | -1.1856 | 58385 | 31 | 42499492.1324 | 136.6563 | 0.0003215%
2011-06-01 | 2011 | 6 | 49779830.4761 | 0.38 | 145.18 | 18 | 6662 | 0 | -4.4308 | 0.0030054 | 5.6247 | -0.80172 | 27.6741 | 0 | 58495 | 30 | 49257480.53 | -522349.9462 | 1.049%
2011-07-01 | 2011 | 7 | 61715744.4761 | 0 | 268.19 | 19 | 6665.8 | 0 | -4.4308 | 0 | 10.3905 | -0.84626 | 27.6899 | 0 | 58515 | 31 | 59504176.3846 | -2211568.0915 | 3.583%
2011-08-01 | 2011 | 8 | 56143271.4761 | 0 | 239.59 | 20 | 6677.5 | 0 | -4.4308 | 0 | 9.2825 | -0.8908 | 27.7385 | 0 | 58526 | 31 | 57512381.8947 | 1369110.4185 | 2.439%
2011-09-01 | 2011 | 9 | 44393787.4761 | 0.49 | 132.95 | 21 | 6674.4 | 1 | -4.4308 | 0.0038754 | 5.1509 | -0.93534 | 27.7256 | -1.1856 | 58615 | 30 | 46297648.5936 | 1903861.1174 | 4.289%
2011-10-01 | 2011 | 10 | 41972796.4761 | 53.33 | 27.9 | 22 | 6668.1 | 1 | -4.4308 | 0.42178 | 1.0809 | -0.97988 | 27.6994 | -1.1856 | 58637 | 31 | 41091802.5279 | -880993.9483 | 2.099%
2011-11-01 | 2011 | 11 | 39897288.4761 | 207.66 | 0.69 | 23 | 6662.8 | 1 | -4.4308 | 1.6424 | 0.026733 | -1.0244 | 27.6774 | -1.1856 | 58706 | 30 | 39988870.9318 | 91582.4556 | 0.2295%
2011-12-01 | 2011 | 12 | 43807291.4761 | 351.65 | 0 | 24 | 6667.5 | 0 | -4.4308 | 2.7812 | 0 | -1.069 | 27.6969 | 0 | 58745 | 31 | 45488014.2792 | 1680722.8031 | 3.837%
2012-01-01 | 2012 | 1 | 47070680.8973 | 477.14 | 0 | 25 | 6673.6 | 0 | -4.4308 | 3.7737 | 0 | -1.1135 | 27.7223 | 0 | 58846 | 31 | 47341726.6285 | 271045.7313 | 0.5758%
2012-02-01 | 2012 | 2 | 40386842.8973 | 417.05 | 0 | 26 | 6670.7 | 0 | -4.4308 | 3.2984 | 0 | -1.158 | 27.7102 | 0 | 58886 | 29 | 43409314.2367 | 3022471.3395 | 7.484%
2012-03-01 | 2012 | 3 | 39034538.8973 | 332.71 | 0.03 | 27 | 6674 | 1 | -4.4308 | 2.6314 | 0.0011623 | -1.2026 | 27.7239 | -1.1856 | 58950 | 31 | 43013665.0393 | 3979126.1421 | 10.19%
2012-04-01 | 2012 | 4 | 37958885.8973 | 164.54 | 1.45 | 28 | 6685.8 | 1 | -4.4308 | 1.3013 | 0.056178 | -1.2471 | 27.773 | -1.1856 | 59035 | 30 | 39435933.9666 | 1477048.0693 | 3.891%
2012-05-01 | 2012 | 5 | 43107352.8973 | 35.92 | 50.69 | 29 | 6690.1 | 1 | -4.4308 | 0.28409 | 1.9639 | -1.2917 | 27.7908 | -1.1856 | 59072 | 31 | 42357801.3256 | -749551.5717 | 1.739%
2012-06-01 | 2012 | 6 | 53239807.8973 | 0.38 | 145.18 | 30 | 6693.3 | 0 | -4.4308 | 0.0030054 | 5.6247 | -1.3362 | 27.8041 | 0 | 59132 | 30 | 49076388.6762 | -4163419.2211 | 7.82%
2012-07-01 | 2012 | 7 | 63475935.8973 | 0 | 268.19 | 31 | 6694.6 | 0 | -4.4308 | 0 | 10.3905 | -1.3807 | 27.8095 | 0 | 59180 | 31 | 59419350.4337 | -4056585.4635 | 6.391%
2012-08-01 | 2012 | 8 | 57530370.8973 | 0 | 239.59 | 32 | 6703.3 | 0 | -4.4308 | 0 | 9.2825 | -1.4253 | 27.8457 | 0 | 59175 | 31 | 57366277.8133 | -164093.0839 | 0.2852%
2012-09-01 | 2012 | 9 | 46622905.8973 | 0.49 | 132.95 | 33 | 6707.4 | 1 | -4.4308 | 0.0038754 | 5.1509 | -1.4698 | 27.8627 | -1.1856 | 59185 | 30 | 46042267.4616 | -580638.4357 | 1.245%
2012-10-01 | 2012 | 10 | 41986598.8973 | 53.33 | 27.9 | 34 | 6710 | 1 | -4.4308 | 0.42178 | 1.0809 | -1.5144 | 27.8735 | -1.1856 | 59026 | 31 | 40704893.7975 | -1281705.0998 | 3.053%
2012-11-01 | 2012 | 11 | 39489997.8973 | 207.66 | 0.69 | 35 | 6722.4 | 1 | -4.4308 | 1.6424 | 0.026733 | -1.5589 | 27.925 | -1.1856 | 59073 | 30 | 39730416.5457 | 240418.6485 | 0.6088%
2012-12-01 | 2012 | 12 | 44841090.8973 | 351.65 | 0 | 36 | 6740.6 | 0 | -4.4308 | 2.7812 | 0 | -1.6034 | 28.0006 | 0 | 59257 | 31 | 45460457.9939 | 619367.0967 | 1.381%
2013-01-01 | 2013 | 1 | 47995321.7209 | 477.14 | 0 | 37 | 6758.8 | 0 | -4.4308 | 3.7737 | 0 | -1.648 | 28.0762 | 0 | 59206 | 31 | 47299952.3042 | -695369.4167 | 1.449%
2013-02-01 | 2013 | 2 | 41164712.7209 | 417.05 | 0 | 38 | 6775.5 | 0 | -4.4308 | 3.2984 | 0 | -1.6925 | 28.1456 | 0 | 59219 | 28 | 41985068.8552 | 820356.1344 | 1.993%
2013-03-01 | 2013 | 3 | 42435047.7209 | 332.71 | 0.03 | 39 | 6781.1 | 1 | -4.4308 | 2.6314 | 0.0011623 | -1.7371 | 28.1688 | -1.1856 | 59221 | 31 | 43046937.8916 | 611890.1707 | 1.442%
2013-04-01 | 2013 | 4 | 38570561.7209 | 164.54 | 1.45 | 40 | 6788.9 | 1 | -4.4308 | 1.3013 | 0.056178 | -1.7816 | 28.2012 | -1.1856 | 59208 | 30 | 39362859.7528 | 792298.0319 | 2.054%
2013-05-01 | 2013 | 5 | 41401216.7209 | 35.92 | 50.69 | 41 | 6801.1 | 1 | -4.4308 | 0.28409 | 1.9639 | -1.8261 | 28.2519 | -1.1856 | 59245 | 31 | 42347073.1186 | 945856.3977 | 2.285%
2013-06-01 | 2013 | 6 | 47845491.7209 | 0.38 | 145.18 | 42 | 6815.2 | 0 | -4.4308 | 0.0030054 | 5.6247 | -1.8707 | 28.3105 | 0 | 59259 | 30 | 49131825.6019 | 1286333.8811 | 2.689%
2013-07-01 | 2013 | 7 | 56314814.7209 | 0 | 268.19 | 43 | 6826.2 | 0 | -4.4308 | 0 | 10.3905 | -1.9152 | 28.3562 | 0 | 59290 | 31 | 59552196.5143 | 3237381.7934 | 5.749%
2013-08-01 | 2013 | 8 | 53136083.7209 | 0 | 239.59 | 44 | 6833.9 | 0 | -4.4308 | 0 | 9.2825 | -1.9598 | 28.3882 | 0 | 59297 | 31 | 57499316.6867 | 4363232.9658 | 8.211%
2013-09-01 | 2013 | 9 | 45426909.7209 | 0.49 | 132.95 | 45 | 6843.3 | 1 | -4.4308 | 0.0038754 | 5.1509 | -2.0043 | 28.4272 | -1.1856 | 59374 | 30 | 46242823.7332 | 815914.0123 | 1.796%
2013-10-01 | 2013 | 10 | 42344925.7209 | 53.33 | 27.9 | 46 | 6850.3 | 1 | -4.4308 | 0.42178 | 1.0809 | -2.0488 | 28.4563 | -1.1856 | 59424 | 31 | 41068385.3012 | -1276540.4197 | 3.015%
2013-11-01 | 2013 | 11 | 41292979.7209 | 207.66 | 0.69 | 47 | 6854 | 1 | -4.4308 | 1.6424 | 0.026733 | -2.0934 | 28.4717 | -1.1856 | 59441 | 30 | 39999654.1512 | -1293325.5697 | 3.132%
2013-12-01 | 2013 | 12 | 46594417.7209 | 351.65 | 0 | 48 | 6850.4 | 0 | -4.4308 | 2.7812 | 0 | -2.1379 | 28.4567 | 0 | 59649 | 31 | 45616275.2643 | -978142.4565 | 2.099%
2014-01-01 | 2014 | 1 | 51200778.5718 | 477.14 | 0 | 49 | 6848.3 | 0 | -4.4308 | 3.7737 | 0 | -2.1825 | 28.448 | 0 | 59671 | 31 | 47370486.8798 | -3830291.692 | 7.481%
2014-02-01 | 2014 | 2 | 43486614.5718 | 417.05 | 0 | 50 | 6850 | 0 | -4.4308 | 3.2984 | 0 | -2.227 | 28.4551 | 0 | 59674 | 28 | 41931697.0191 | -1554917.5528 | 3.576%
2014-03-01 | 2014 | 3 | 44184194.5718 | 332.71 | 0.03 | 51 | 6856.4 | 1 | -4.4308 | 2.6314 | 0.0011623 | -2.2715 | 28.4816 | -1.1856 | 59687 | 31 | 42975486.4332 | -1208708.1387 | 2.736%
2014-04-01 | 2014 | 4 | 38731453.5718 | 164.54 | 1.45 | 52 | 6869.6 | 1 | -4.4308 | 1.3013 | 0.056178 | -2.3161 | 28.5365 | -1.1856 | 59679 | 30 | 39319256.9499 | 587803.378 | 1.518%
2014-05-01 | 2014 | 5 | 40675001.5718 | 35.92 | 50.69 | 53 | 6870.6 | 1 | -4.4308 | 0.28409 | 1.9639 | -2.3606 | 28.5406 | -1.1856 | 59689 | 31 | 42209659.3633 | 1534657.7914 | 3.773%
2014-06-01 | 2014 | 6 | 45459103.5718 | 0.38 | 145.18 | 54 | 6865.4 | 0 | -4.4308 | 0.0030054 | 5.6247 | -2.4052 | 28.519 | 0 | 59798 | 30 | 48993978.2385 | 3534874.6667 | 7.776%
2014-07-01 | 2014 | 7 | 51897622.5718 | 0 | 268.19 | 55 | 6864.4 | 0 | -4.4308 | 0 | 10.3905 | -2.4497 | 28.5149 | 0 | 59907 | 31 | 59474024.4857 | 7576401.9139 | 14.6%
2014-08-01 | 2014 | 8 | 50248064.5718 | 0 | 239.59 | 56 | 6869.9 | 0 | -4.4308 | 0 | 9.2825 | -2.4942 | 28.5377 | 0 | 59924 | 31 | 57392232.834 | 7144168.2622 | 14.22%
2014-09-01 | 2014 | 9 | 43927568.5718 | 0.49 | 132.95 | 57 | 6884.5 | 1 | -4.4308 | 0.0038754 | 5.1509 | -2.5388 | 28.5984 | -1.1856 | 59924 | 30 | 46018009.5289 | 2090440.957 | 4.759%
2014-10-01 | 2014 | 10 | 41698922.5718 | 53.33 | 27.9 | 58 | 6901.5 | 1 | -4.4308 | 0.42178 | 1.0809 | -2.5833 | 28.669 | -1.1856 | 59943 | 31 | 40829099.0955 | -869823.4764 | 2.086%
2014-11-01 | 2014 | 11 | 40599034.5718 | 207.66 | 0.69 | 59 | 6907.5 | 1 | -4.4308 | 1.6424 | 0.026733 | -2.6279 | 28.6939 | -1.1856 | 59983 | 30 | 39802507.3157 | -796527.2561 | 1.962%
2014-12-01 | 2014 | 12 | 45189588.5718 | 351.65 | 0 | 60 | 6903.1 | 0 | -4.4308 | 2.7812 | 0 | -2.6724 | 28.6756 | 0 | 60014 | 31 | 45308320.2359 | 118731.6641 | 0.2627%
2015-01-01 | 2015 | 1 | 49884340.4041 | 477.14 | 0 | 61 | 6885.7 | 0 | -4.4308 | 3.7737 | 0 | -2.7169 | 28.6034 | 0 | 60019 | 31 | 46941362.0657 | -2942978.3384 | 5.9%
2015-02-01 | 2015 | 2 | 42980985.4041 | 417.05 | 0 | 62 | 6885.3 | 0 | -4.4308 | 3.2984 | 0 | -2.7615 | 28.6017 | 0 | 60029 | 28 | 41529254.5332 | -1451730.871 | 3.378%
2015-03-01 | 2015 | 3 | 43419024.4041 | 332.71 | 0.03 | 63 | 6892.1 | 1 | -4.4308 | 2.6314 | 0.0011623 | -2.806 | 28.6299 | -1.1856 | 60053 | 31 | 42520076.9237 | -898947.4804 | 2.07%
2015-04-01 | 2015 | 4 | 38613457.4041 | 164.54 | 1.45 | 64 | 6897.3 | 1 | -4.4308 | 1.3013 | 0.056178 | -2.8506 | 28.6515 | -1.1856 | 60058 | 30 | 38813282.5619 | 199825.1577 | 0.5175%
2015-05-01 | 2015 | 5 | 40763108.4041 | 35.92 | 50.69 | 65 | 6906.5 | 1 | -4.4308 | 0.28409 | 1.9639 | -2.8951 | 28.6898 | -1.1856 | 60068 | 31 | 41760105.6881 | 996997.284 | 2.446%
2015-06-01 | 2015 | 6 | 46119249.4041 | 0.38 | 145.18 | 66 | 6921.3 | 0 | -4.4308 | 0.0030054 | 5.6247 | -2.9396 | 28.7512 | 0 | 60094 | 30 | 48691556.9817 | 2572307.5775 | 5.578%
2015-07-01 | 2015 | 7 | 54424085.4041 | 0 | 268.19 | 67 | 6941.2 | 0 | -4.4308 | 0 | 10.3905 | -2.9842 | 28.8339 | 0 | 60096 | 31 | 59260275.5278 | 4836190.1237 | 8.886%
2015-08-01 | 2015 | 8 | 55134636.4041 | 0 | 239.59 | 68 | 6949.2 | 0 | -4.4308 | 0 | 9.2825 | -3.0287 | 28.8671 | 0 | 60131 | 31 | 57208228.805 | 2073592.4009 | 3.761%
2015-09-01 | 2015 | 9 | 47798131.4041 | 0.49 | 132.95 | 69 | 6941.1 | 1 | -4.4308 | 0.0038754 | 5.1509 | -3.0733 | 28.8335 | -1.1856 | 60165 | 30 | 45662746.2167 | -2135385.1875 | 4.468%
2015-10-01 | 2015 | 10 | 41883670.4041 | 53.33 | 27.9 | 70 | 6934.8 | 1 | -4.4308 | 0.42178 | 1.0809 | -3.1178 | 28.8073 | -1.1856 | 60249 | 31 | 40297623.8457 | -1586046.5585 | 3.787%
2015-11-01 | 2015 | 11 | 38353292.4041 | 207.66 | 0.69 | 71 | 6928.3 | 1 | -4.4308 | 1.6424 | 0.026733 | -3.1623 | 28.7803 | -1.1856 | 60255 | 30 | 39173028.5758 | 819736.1716 | 2.137%
2015-12-01 | 2015 | 12 | 41803813.4041 | 351.65 | 0 | 72 | 6942.8 | 0 | -4.4308 | 2.7812 | 0 | -3.2069 | 28.8405 | 0 | 60262 | 31 | 44805155.0451 | 3001341.641 | 7.18%
2016-01-01 | 2016 | 1 | 46084693.9842 | 477.14 | 0 | 73 | 6957.7 | 0 | -4.4308 | 3.7737 | 0 | -3.2514 | 28.9024 | 0 | 60313 | 31 | 46731189.0225 | 646495.0383 | 1.403%
2016-02-01 | 2016 | 2 | 40582823.9842 | 417.05 | 0 | 74 | 6970.6 | 0 | -4.4308 | 3.2984 | 0 | -3.296 | 28.956 | 0 | 60310 | 29 | 42898717.5175 | 2315893.5333 | 5.707%
2016-03-01 | 2016 | 3 | 40648907.9842 | 332.71 | 0.03 | 75 | 6978.1 | 1 | -4.4308 | 2.6314 | 0.0011623 | -3.3405 | 28.9872 | -1.1856 | 60323 | 31 | 42379815.5979 | 1730907.6136 | 4.258%
2016-04-01 | 2016 | 4 | 38183247.9842 | 164.54 | 1.45 | 76 | 6981.8 | 1 | -4.4308 | 1.3013 | 0.056178 | -3.385 | 29.0026 | -1.1856 | 60319 | 30 | 38649961.6416 | 466713.6574 | 1.222%
2016-05-01 | 2016 | 5 | 42648799.9842 | 35.92 | 50.69 | 77 | 6994.4 | 1 | -4.4308 | 0.28409 | 1.9639 | -3.4296 | 29.0549 | -1.1856 | 60305 | 31 | 41608292.4059 | -1040507.5783 | 2.44%
2016-06-01 | 2016 | 6 | 51837156.9842 | 0.38 | 145.18 | 78 | 7001.9 | 0 | -4.4308 | 0.0030054 | 5.6247 | -3.4741 | 29.0861 | 0 | 60308 | 30 | 48503705.8459 | -3333451.1383 | 6.431%
2016-07-01 | 2016 | 7 | 62950910.9842 | 0 | 268.19 | 79 | 6995.7 | 0 | -4.4308 | 0 | 10.3905 | -3.5187 | 29.0603 | 0 | 60310 | 31 | 58895296.4851 | -4055614.4992 | 6.443%
2016-08-01 | 2016 | 8 | 61477768.9842 | 0 | 239.59 | 80 | 6990.6 | 0 | -4.4308 | 0 | 9.2825 | -3.5632 | 29.0391 | 0 | 60299 | 31 | 56690443.5635 | -4787325.4207 | 7.787%
2016-09-01 | 2016 | 9 | 50972090.9842 | 0.49 | 132.95 | 81 | 6988.9 | 1 | -4.4308 | 0.0038754 | 5.1509 | -3.6078 | 29.032 | -1.1856 | 60320 | 30 | 45172505.368 | -5799585.6162 | 11.38%
2016-10-01 | 2016 | 10 | 42378157.9842 | 53.33 | 27.9 | 82 | 7006.2 | 1 | -4.4308 | 0.42178 | 1.0809 | -3.6523 | 29.1039 | -1.1856 | 60321 | 31 | 39900949.1699 | -2477208.8143 | 5.845%
2016-11-01 | 2016 | 11 | 38434874.9842 | 207.66 | 0.69 | 83 | 7018.5 | 1 | -4.4308 | 1.6424 | 0.026733 | -3.6968 | 29.155 | -1.1856 | 60345 | 30 | 38942266.036 | 507391.0517 | 1.32%
2016-12-01 | 2016 | 12 | 44072140.9842 | 351.65 | 0 | 84 | 7028.8 | 0 | -4.4308 | 2.7812 | 0 | -3.7414 | 29.1978 | 0 | 60353 | 31 | 44541216.4529 | 469075.4687 | 1.064%
2017-01-01 | 2017 | 1 | 45513156.9936 | 477.14 | 0 | 85 | 7045.6 | 0 | -4.4308 | 3.7737 | 0 | -3.7859 | 29.2676 | 0 | 60357 | 31 | 46448428.7701 | 935271.7765 | 2.055%
2017-02-01 | 2017 | 2 | 39003163.9936 | 417.05 | 0 | 86 | 7060.7 | 0 | -4.4308 | 3.2984 | 0 | -3.8305 | 29.3303 | 0 | 60440 | 28 | 41237615.7077 | 2234451.714 | 5.729%
2017-03-01 | 2017 | 3 | 40659230.9936 | 332.71 | 0.03 | 87 | 7074.2 | 1 | -4.4308 | 2.6314 | 0.0011623 | -3.875 | 29.3864 | -1.1856 | 60475 | 31 | 42232990.2551 | 1573759.2615 | 3.871%
2017-04-01 | 2017 | 4 | 36365727.9936 | 164.54 | 1.45 | 88 | 7074.8 | 1 | -4.4308 | 1.3013 | 0.056178 | -3.9195 | 29.3889 | -1.1856 | 60471 | 30 | 38478580.2704 | 2112852.2768 | 5.81%
2017-05-01 | 2017 | 5 | 39252488.9936 | 35.92 | 50.69 | 89 | 7080.7 | 1 | -4.4308 | 0.28409 | 1.9639 | -3.9641 | 29.4134 | -1.1856 | 60529 | 31 | 41432618.1427 | 2180129.1491 | 5.554%
2017-06-01 | 2017 | 6 | 47628726.9936 | 0.38 | 145.18 | 90 | 7085.4 | 0 | -4.4308 | 0.0030054 | 5.6247 | -4.0086 | 29.4329 | 0 | 60518 | 30 | 48331969.08 | 703242.0863 | 1.477%
2017-07-01 | 2017 | 7 | 55795161.9936 | 0 | 268.19 | 91 | 7099.9 | 0 | -4.4308 | 0 | 10.3905 | -4.0532 | 29.4931 | 0 | 60509 | 31 | 58898988.6789 | 3103826.6853 | 5.563%
2017-08-01 | 2017 | 8 | 52455127.9936 | 0 | 239.59 | 92 | 7121.3 | 0 | -4.4308 | 0 | 9.2825 | -4.0977 | 29.582 | 0 | 60503 | 31 | 56898082.671 | 4442954.6774 | 8.47%
2017-09-01 | 2017 | 9 | 45869090.9936 | 0.49 | 132.95 | 93 | 7150.1 | 1 | -4.4308 | 0.0038754 | 5.1509 | -4.1422 | 29.7017 | -1.1856 | 60533 | 30 | 45577442.537 | -291648.4566 | 0.6358%
2017-10-01 | 2017 | 10 | 41241496.9936 | 53.33 | 27.9 | 94 | 7170.5 | 1 | -4.4308 | 0.42178 | 1.0809 | -4.1868 | 29.7864 | -1.1856 | 60537 | 31 | 40321617.7626 | -919879.231 | 2.23%
2017-11-01 | 2017 | 11 | 39186018.9936 | 207.66 | 0.69 | 95 | 7189.6 | 1 | -4.4308 | 1.6424 | 0.026733 | -4.2313 | 29.8658 | -1.1856 | 60558 | 30 | 39399960.6943 | 213941.7007 | 0.546%
2017-12-01 | 2017 | 12 | 47202885.9936 | 351.65 | 0 | 96 | 7203.1 | 0 | -4.4308 | 2.7812 | 0 | -4.2759 | 29.9218 | 0 | 60594 | 31 | 45075158.1396 | -2127727.854 | 4.508%
2018-01-01 | 2018 | 1 | 48557804.3568 | 477.14 | 0 | 97 | 7199.8 | 0 | -4.4308 | 3.7737 | 0 | -4.3204 | 29.9081 | 0 | 60779 | 31 | 46973033.1606 | -1584771.1961 | 3.264%
2018-02-01 | 2018 | 2 | 40484293.3568 | 417.05 | 0 | 98 | 7189.2 | 0 | -4.4308 | 3.2984 | 0 | -4.3649 | 29.8641 | 0 | 60797 | 28 | 41480019.3752 | 995726.0184 | 2.46%
2018-03-01 | 2018 | 3 | 41820071.3568 | 332.71 | 0.03 | 99 | 7185 | 1 | -4.4308 | 2.6314 | 0.0011623 | -4.4095 | 29.8467 | -1.1856 | 60798 | 31 | 42318681.4338 | 498610.077 | 1.192%
2018-04-01 | 2018 | 4 | 38863607.3568 | 164.54 | 1.45 | 100 | 7198.2 | 1 | -4.4308 | 1.3013 | 0.056178 | -4.454 | 29.9015 | -1.1856 | 60792 | 30 | 38642942.3035 | -220665.0532 | 0.5678%
2018-05-01 | 2018 | 5 | 41888037.3568 | 35.92 | 50.69 | 101 | 7208.1 | 1 | -4.4308 | 0.28409 | 1.9639 | -4.4986 | 29.9426 | -1.1856 | 60822 | 31 | 41623263.359 | -264773.9977 | 0.6321%
2018-06-01 | 2018 | 6 | 52737113.3568 | 0.38 | 145.18 | 102 | 7224.1 | 0 | -4.4308 | 0.0030054 | 5.6247 | -4.5431 | 30.0091 | 0 | 60920 | 30 | 48729198.5119 | -4007914.8449 | 7.6%
2018-07-01 | 2018 | 7 | 65507958.3568 | 0 | 268.19 | 103 | 7258.6 | 0 | -4.4308 | 0 | 10.3905 | -4.5876 | 30.1524 | 0 | 60944 | 31 | 59558122.4335 | -5949835.9232 | 9.083%
2018-08-01 | 2018 | 8 | 63722121.3568 | 0 | 239.59 | 104 | 7264.8 | 0 | -4.4308 | 0 | 9.2825 | -4.6322 | 30.1781 | 0 | 60940 | 31 | 57425455.3514 | -6296666.0053 | 9.881%
2018-09-01 | 2018 | 9 | 51293687.3568 | 0.49 | 132.95 | 105 | 7268.1 | 1 | -4.4308 | 0.0038754 | 5.1509 | -4.6767 | 30.1919 | -1.1856 | 60973 | 30 | 45827688.5232 | -5465998.8336 | 10.66%
2018-10-01 | 2018 | 10 | 41037608.3568 | 53.33 | 27.9 | 106 | 7253 | 1 | -4.4308 | 0.42178 | 1.0809 | -4.7213 | 30.1291 | -1.1856 | 60992 | 31 | 40262079.3588 | -775528.9979 | 1.89%
2018-11-01 | 2018 | 11 | 41154130.3568 | 207.66 | 0.69 | 107 | 7273.5 | 1 | -4.4308 | 1.6424 | 0.026733 | -4.7658 | 30.2143 | -1.1856 | 61031 | 30 | 39367223.7977 | -1786906.5591 | 4.342%
2018-12-01 | 2018 | 12 | 46187584.3568 | 351.65 | 0 | 108 | 7289.2 | 0 | -4.4308 | 2.7812 | 0 | -4.8103 | 30.2795 | 0 | 61253 | 31 | 45229626.7045 | -957957.6522 | 2.074%
2019-01-01 | 2019 | 1 | 47945778.3685 | 477.14 | 0 | 109 | 7315.7 | 0 | -4.4308 | 3.7737 | 0 | -4.8549 | 30.3896 | 0 | 61267 | 31 | 47249464.6289 | -696313.7396 | 1.452%
2019-02-01 | 2019 | 2 | 42834509.3685 | 417.05 | 0 | 110 | 7346.7 | 0 | -4.4308 | 3.2984 | 0 | -4.8994 | 30.5184 | 0 | 61283 | 28 | 42017131.3329 | -817378.0356 | 1.908%
2019-03-01 | 2019 | 3 | 43153130.3685 | 332.71 | 0.03 | 111 | 7371 | 1 | -4.4308 | 2.6314 | 0.0011623 | -4.944 | 30.6193 | -1.1856 | 61278 | 31 | 43105213.047 | -47917.3215 | 0.111%
2019-04-01 | 2019 | 4 | 38136217.3685 | 164.54 | 1.45 | 112 | 7395.4 | 1 | -4.4308 | 1.3013 | 0.056178 | -4.9885 | 30.7207 | -1.1856 | 61471 | 30 | 39599562.9455 | 1463345.5771 | 3.837%
2019-05-01 | 2019 | 5 | 38687535.3685 | 35.92 | 50.69 | 113 | 7412.6 | 1 | -4.4308 | 0.28409 | 1.9639 | -5.033 | 30.7921 | -1.1856 | 61467 | 31 | 42664922.2118 | 3977386.8433 | 10.28%
2019-06-01 | 2019 | 6 | 45809351.3685 | 0.38 | 145.18 | 114 | 7430.3 | 0 | -4.4308 | 0.0030054 | 5.6247 | -5.0776 | 30.8656 | 0 | 61472 | 30 | 49764700.1902 | 3955348.8218 | 8.634%
2019-07-01 | 2019 | 7 | 63706883.3685 | 0 | 268.19 | 115 | 7432.9 | 0 | -4.4308 | 0 | 10.3905 | -5.1221 | 30.8764 | 0 | 61470 | 31 | 60433389.7978 | -3273493.5707 | 5.138%
2019-08-01 | 2019 | 8 | 58791321.3685 | 0 | 239.59 | 116 | 7449.6 | 0 | -4.4308 | 0 | 9.2825 | -5.1667 | 30.9458 | 0 | 61464 | 31 | 58363536.1405 | -427785.228 | 0.7276%
2019-09-01 | 2019 | 9 | 44845897.3685 | 0.49 | 132.95 | 117 | 7478.3 | 1 | -4.4308 | 0.0038754 | 5.1509 | -5.2112 | 31.065 | -1.1856 | 61464 | 30 | 46821251.9477 | 1975354.5793 | 4.405%
2019-10-01 | 2019 | 10 | 39953111.3685 | 53.33 | 27.9 | 118 | 7504 | 1 | -4.4308 | 0.42178 | 1.0809 | -5.2557 | 31.1718 | -1.1856 | 61500 | 31 | 41566262.3672 | 1613150.9987 | 4.038%
2019-11-01 | 2019 | 11 | 40978579.3685 | 207.66 | 0.69 | 119 | 7517.3 | 1 | -4.4308 | 1.6424 | 0.026733 | -5.3003 | 31.227 | -1.1856 | 61496 | 30 | 40549515.1031 | -429064.2654 | 1.047%
2019-12-01 | 2019 | 12 | 46059960.3685 | 351.65 | 0 | 120 | 7525 | 0 | -4.4308 | 2.7812 | 0 | -5.3448 | 31.259 | 0 | 61500 | 31 | 46260476.283 | 200515.9145 | 0.4353% | HDD12 | CDD14 | Weather-Normal | Difference
2020-01-01 | 2020 | 1 | 45678556.1121 | 478.9421 | 0 | 121 | 7454.6983 | 0 | -4.4308 | 3.7879 | 0 | -5.3894 | 30.967 | 0 | 61510 | 31 | 47545886.2967 |  |  | 365.8 | 0 | 47384834.6848 | -161051.6119
2020-02-01 | 2020 | 2 | 41650372.1121 | 421.2063 | 0 | 122 | 7486.2873 | 0 | -4.4308 | 3.3313 | 0 | -5.4339 | 31.0982 | 0 | 61517 | 29 | 43823487.6352 |  |  | 387.2 | 0 | 42130183.9847 | -1693303.6506
2020-03-01 | 2020 | 3 | 42916107.1121 | 354.4074 | 0.026842 | 123 | 7511.049 | 1 | -4.4308 | 2.803 | 0.0010399 | -5.4784 | 31.2011 | -1.1856 | 61554 | 31 | 43716805.3358 |  |  | 254 | 0 | 44433402.6661 | 716597.3303
2020-04-01 | 2020 | 4 | 41293984.1121 | 171.0695 | 0 | 124 | 7535.9126 | 1 | -4.4308 | 1.353 | 0 | -5.523 | 31.3044 | -1.1856 | 61567 | 30 | 39743920.5641 |  |  | 181 | 0 | 41148920.0702 | 1404999.5061
2020-05-01 | 2020 | 5 | 46423681.1121 | 36.7374 | 53.2642 | 125 | 7553.4394 | 1 | -4.4308 | 0.29055 | 2.0636 | -5.5675 | 31.3772 | -1.1856 | 61593 | 31 | 43051706.7966 |  |  | 83.2 | 35.1 | 47065747.2052 | 4014040.4086
2020-06-01 | 2020 | 6 | 59123518.1121 | 0 | 141.6447 | 126 | 7571.4757 | 0 | -4.4308 | 0 | 5.4878 | -5.6121 | 31.4521 | 0 | 61616 | 30 | 49718596.058 |  |  | 0 | 182.4 | 56204790.4695 | 6486194.4115
2020-07-01 | 2020 | 7 |  | 0 | 274.9679 | 127 | 7574.1251 | 0 | -4.4308 | 0 | 10.6531 | -5.6566 | 31.4631 | 0 | 61659 | 31 | 67707053.3961 | [5 empty] | 6486194.4115 | 1
2020-08-01 | 2020 | 8 |  | 0 | 237.0295 | 128 | 7591.1424 | 0 | -4.4308 | 0 | 9.1833 | -5.7011 | 31.5338 | 0 | 61692.604 | 31 | 64330756.6535 | [5 empty] | 6486194.4115 | 0.9
2020-09-01 | 2020 | 9 |  | 0 | 141.8489 | 129 | 7620.3877 | 1 | -4.4308 | 0 | 5.4957 | -5.7457 | 31.6553 | -1.1856 | 61726.2262 | 30 | 51955616.1913 | [5 empty] | 5250117.4101 | 0.8
2020-10-01 | 2020 | 10 |  | 46.2484 | 32.1616 | 130 | 7646.576 | 1 | -4.4308 | 0.36578 | 1.246 | -5.7902 | 31.7641 | -1.1856 | 61759.8668 | 31 | 44871232.2939 | [5 empty] | 4014040.4086 | 0.7
2020-11-01 | 2020 | 11 |  | 225.6037 | 0.72421 | 131 | 7660.1287 | 1 | -4.4308 | 1.7843 | 0.028058 | -5.8348 | 31.8203 | -1.1856 | 61793.5258 | 30 | 41963302.9695 | [5 empty] | 1404999.5061 | 0.6
2020-12-01 | 2020 | 12 |  | 337.1868 | 0 | 132 | 7667.975 | 0 | -4.4308 | 2.6668 | 0 | -5.8793 | 31.8529 | 0 | 61827.203 | 31 | 47103782.6937 | [5 empty] | 1404999.5061 | 0.5
2021-01-01 | 2021 | 1 |  | 479.5328 | 0 | 133 | 7596.3376 | 0 | -4.4308 | 3.7926 | 0 | -5.9238 | 31.5554 | 0 | 61869.9266 | 31 | 47936423.3241
2021-02-01 | 2021 | 2 |  | 421.6841 | 0 | 134 | 7628.5268 | 0 | -4.4308 | 3.3351 | 0 | -5.9684 | 31.6891 | 0 | 61903.6455 | 28 | 42682554.0069
2021-03-01 | 2021 | 3 |  | 356.4876 | 0.02797 | 135 | 7653.7589 | 1 | -4.4308 | 2.8194 | 0.0010836 | -6.0129 | 31.7939 | -1.1856 | 61937.3828 | 31 | 44132778.2992
2021-04-01 | 2021 | 4 |  | 171.7747 | 0 | 136 | 7679.0949 | 1 | -4.4308 | 1.3586 | 0 | -6.0575 | 31.8991 | -1.1856 | 61971.1385 | 30 | 40127284.7382
2021-05-01 | 2021 | 5 |  | 36.5747 | 54.5398 | 137 | 7696.9547 | 1 | -4.4308 | 0.28927 | 2.113 | -6.102 | 31.9733 | -1.1856 | 62004.9125 | 31 | 43550713.451
2021-06-01 | 2021 | 6 |  | 0 | 140.9895 | 138 | 7715.3337 | 0 | -4.4308 | 0 | 5.4624 | -6.1465 | 32.0497 | 0 | 62038.705 | 30 | 50129886.1569
2021-07-01 | 2021 | 7 |  | 0 | 277.6186 | 139 | 7718.0335 | 0 | -4.4308 | 0 | 10.7558 | -6.1911 | 32.0609 | 0 | 62072.5159 | 31 | 61950891.8253
2021-08-01 | 2021 | 8 |  | 0 | 237.0404 | 140 | 7735.3741 | 0 | -4.4308 | 0 | 9.1837 | -6.2356 | 32.1329 | 0 | 62106.3452 | 31 | 59010769.4576
2021-09-01 | 2021 | 9 |  | 0 | 142.7893 | 141 | 7765.1751 | 1 | -4.4308 | 0 | 5.5321 | -6.2802 | 32.2567 | -1.1856 | 62140.193 | 30 | 48268556.4631
2021-10-01 | 2021 | 10 |  | 44.8254 | 32.9032 | 142 | 7791.8609 | 1 | -4.4308 | 0.35452 | 1.2748 | -6.3247 | 32.3676 | -1.1856 | 62174.0592 | 31 | 42510231.7132
2021-11-01 | 2021 | 11 |  | 228.3959 | 0.73985 | 143 | 7805.6711 | 1 | -4.4308 | 1.8064 | 0.028664 | -6.3692 | 32.4249 | -1.1856 | 62207.9439 | 30 | 41569253.6697
2021-12-01 | 2021 | 12 |  | 334.3351 | 0 | 144 | 7813.6665 | 0 | -4.4308 | 2.6442 | 0 | -6.4138 | 32.4581 | 0 | 62241.847 | 31 | 46805417.3462

## GS<50 Normalized Monthly Av Tr
Date | Year | Month | GS_lt_50_NoCDM | HDD12 | CDD16 | Trend | Tor_FTEAdj | Shoulder | const | HDD12 | CDD16 | Trend | Tor_FTEAdj | Shoulder | GS_lt_50_Customersomers | Month Days | Predicted/Normalized
2010-01-01 | 2010 | 1 | 15762767 | 477.14 | 0 | 1 | 2836.8 | 0 | 54.0937 | 14.6749 | 0 | -0.092156 | 32.7579 | 0 | 4982 | 31 | 15665736.6743
2010-02-01 | 2010 | 2 | 14456043 | 417.05 | 0 | 2 | 2842.3 | 0 | 54.0937 | 12.8268 | 0 | -0.18431 | 32.8215 | 0 | 4991 | 28 | 13912983.4513
2010-03-01 | 2010 | 3 | 14266604 | 332.71 | 0 | 3 | 2849.8 | 1 | 54.0937 | 10.2328 | 0 | -0.27647 | 32.9081 | -1.9638 | 4993 | 31 | 14703505.5533
2010-04-01 | 2010 | 4 | 12709245 | 164.54 | 0.17 | 4 | 2844.4 | 1 | 54.0937 | 5.0606 | 0.013425 | -0.36862 | 32.8457 | -1.9638 | 4962 | 30 | 13349911.4096
2010-05-01 | 2010 | 5 | 13617876 | 35.92 | 30.08 | 5 | 2847.5 | 1 | 54.0937 | 1.1048 | 2.3754 | -0.46078 | 32.8815 | -1.9638 | 4969 | 31 | 13560173.4757
2010-06-01 | 2010 | 6 | 14352297 | 0.38 | 94.58 | 6 | 2859.9 | 0 | 54.0937 | 0.011687 | 7.469 | -0.55293 | 33.0247 | 0 | 4976 | 30 | 14039208.5809
2010-07-01 | 2010 | 7 | 16022256 | 0 | 206.28 | 7 | 2878.7 | 0 | 54.0937 | 0 | 16.29 | -0.64509 | 33.2418 | 0 | 4982 | 31 | 15904493.7394
2010-08-01 | 2010 | 8 | 15750964 | 0 | 177.64 | 8 | 2895.3 | 0 | 54.0937 | 0 | 14.0283 | -0.73724 | 33.4335 | 0 | 4983 | 31 | 15573688.7054
2010-09-01 | 2010 | 9 | 13403453 | 0.49 | 85.65 | 9 | 2891.8 | 1 | 54.0937 | 0.01507 | 6.7638 | -0.8294 | 33.3931 | -1.9638 | 4981 | 30 | 13668720.6708
2010-10-01 | 2010 | 10 | 13142565 | 53.33 | 12.22 | 10 | 2893.7 | 1 | 54.0937 | 1.6402 | 0.96502 | -0.92156 | 33.415 | -1.9638 | 4981 | 31 | 13469048.0753
2010-11-01 | 2010 | 11 | 13574075 | 207.66 | 0.01 | 11 | 2893.6 | 1 | 54.0937 | 6.3868 | 0.0007897 | -1.0137 | 33.4138 | -1.9638 | 5023 | 30 | 13700372.9584
2010-12-01 | 2010 | 12 | 15142180 | 351.65 | 0 | 12 | 2918.5 | 0 | 54.0937 | 10.8154 | 0 | -1.1059 | 33.7014 | 0 | 5036 | 31 | 15222024.1574
2011-01-01 | 2011 | 1 | 15995127.3349 | 477.14 | 0 | 13 | 2938.5 | 0 | 54.0937 | 14.6749 | 0 | -1.198 | 33.9323 | 0 | 5045 | 31 | 15874553.3311
2011-02-01 | 2011 | 2 | 14555084.3349 | 417.05 | 0 | 14 | 2947.4 | 0 | 54.0937 | 12.8268 | 0 | -1.2902 | 34.0351 | 0 | 5089 | 28 | 14201526.7744
2011-03-01 | 2011 | 3 | 15164745.3349 | 332.71 | 0 | 15 | 2938.7 | 1 | 54.0937 | 10.2328 | 0 | -1.3823 | 33.9346 | -1.9638 | 5088 | 31 | 14970756.8987
2011-04-01 | 2011 | 4 | 13518631.3349 | 164.54 | 0.17 | 16 | 2929.9 | 1 | 54.0937 | 5.0606 | 0.013425 | -1.4745 | 33.833 | -1.9638 | 5085 | 30 | 13662748.566
2011-05-01 | 2011 | 5 | 13626861.3349 | 35.92 | 30.08 | 17 | 2930.2 | 1 | 54.0937 | 1.1048 | 2.3754 | -1.5666 | 33.8365 | -1.9638 | 5078 | 31 | 13833876.8813
2011-06-01 | 2011 | 6 | 14487788.3349 | 0.38 | 94.58 | 18 | 2934.9 | 0 | 54.0937 | 0.011687 | 7.469 | -1.6588 | 33.8908 | 0 | 5082 | 30 | 14301714.7311
2011-07-01 | 2011 | 7 | 16609782.3349 | 0 | 206.28 | 19 | 2928.1 | 0 | 54.0937 | 0 | 16.29 | -1.751 | 33.8122 | 0 | 5096 | 31 | 16183842.7676
2011-08-01 | 2011 | 8 | 15863299.3349 | 0 | 177.64 | 20 | 2922.7 | 0 | 54.0937 | 0 | 14.0283 | -1.8431 | 33.7499 | 0 | 5089 | 31 | 15780432.0022
2011-09-01 | 2011 | 9 | 13532144.3349 | 0.49 | 85.65 | 21 | 2918.3 | 1 | 54.0937 | 0.01507 | 6.7638 | -1.9353 | 33.6991 | -1.9638 | 5088 | 30 | 13840256.713
2011-10-01 | 2011 | 10 | 13280230.3349 | 53.33 | 12.22 | 22 | 2912.1 | 1 | 54.0937 | 1.6402 | 0.96502 | -2.0274 | 33.6275 | -1.9638 | 5102 | 31 | 13654941.5565
2011-11-01 | 2011 | 11 | 13582759.3349 | 207.66 | 0.01 | 23 | 2908.5 | 1 | 54.0937 | 6.3868 | 0.0007897 | -2.1196 | 33.5859 | -1.9638 | 5122 | 30 | 13826909.1004
2011-12-01 | 2011 | 12 | 14822411.3349 | 351.65 | 0 | 24 | 2903 | 0 | 54.0937 | 10.8154 | 0 | -2.2117 | 33.5224 | 0 | 5123 | 31 | 15280942.5994
2012-01-01 | 2012 | 1 | 15492130.2817 | 477.14 | 0 | 25 | 2903.3 | 0 | 54.0937 | 14.6749 | 0 | -2.3039 | 33.5259 | 0 | 5121 | 31 | 15873608.9486
2012-02-01 | 2012 | 2 | 14445977.2817 | 417.05 | 0 | 26 | 2901.2 | 0 | 54.0937 | 12.8268 | 0 | -2.396 | 33.5016 | 0 | 5127 | 29 | 14574810.2835
2012-03-01 | 2012 | 3 | 14326333.2817 | 332.71 | 0 | 27 | 2907.4 | 1 | 54.0937 | 10.2328 | 0 | -2.4882 | 33.5732 | -1.9638 | 5122 | 31 | 14837815.9139
2012-04-01 | 2012 | 4 | 13184039.2817 | 164.54 | 0.17 | 28 | 2912.5 | 1 | 54.0937 | 5.0606 | 0.013425 | -2.5804 | 33.6321 | -1.9638 | 5123 | 30 | 13564008.6457
2012-05-01 | 2012 | 5 | 13982977.2817 | 35.92 | 30.08 | 29 | 2917.9 | 1 | 54.0937 | 1.1048 | 2.3754 | -2.6725 | 33.6944 | -1.9638 | 5123 | 31 | 13758286.3934
2012-06-01 | 2012 | 6 | 14982710.2817 | 0.38 | 94.58 | 30 | 2928.6 | 0 | 54.0937 | 0.011687 | 7.469 | -2.7647 | 33.818 | 0 | 5127 | 30 | 14247070.3292
2012-07-01 | 2012 | 7 | 16737303.2817 | 0 | 206.28 | 31 | 2949.2 | 0 | 54.0937 | 0 | 16.29 | -2.8568 | 34.0559 | 0 | 5135 | 31 | 16170447.0552
2012-08-01 | 2012 | 8 | 15895184.2817 | 0 | 177.64 | 32 | 2968.4 | 0 | 54.0937 | 0 | 14.0283 | -2.949 | 34.2776 | 0 | 5147 | 31 | 15868036.3754
2012-09-01 | 2012 | 9 | 14172207.2817 | 0.49 | 85.65 | 33 | 2985.6 | 1 | 54.0937 | 0.01507 | 6.7638 | -3.0411 | 34.4762 | -1.9638 | 5148 | 30 | 13952699.7342
2012-10-01 | 2012 | 10 | 13656586.2817 | 53.33 | 12.22 | 34 | 3002.1 | 1 | 54.0937 | 1.6402 | 0.96502 | -3.1333 | 34.6667 | -1.9638 | 5150 | 31 | 13772776.8634
2012-11-01 | 2012 | 11 | 14160121.2817 | 207.66 | 0.01 | 35 | 3019.5 | 1 | 54.0937 | 6.3868 | 0.0007897 | -3.2254 | 34.8677 | -1.9638 | 5162 | 30 | 13962130.3749
2012-12-01 | 2012 | 12 | 15041472.2817 | 351.65 | 0 | 36 | 3030.3 | 0 | 54.0937 | 10.8154 | 0 | -3.3176 | 34.9924 | 0 | 5168 | 31 | 15473505.6107
2013-01-01 | 2013 | 1 | 15838016.6227 | 477.14 | 0 | 37 | 3038 | 0 | 54.0937 | 14.6749 | 0 | -3.4098 | 35.0813 | 0 | 5177 | 31 | 16119344.5905
2013-02-01 | 2013 | 2 | 14586196.6227 | 417.05 | 0 | 38 | 3041.7 | 0 | 54.0937 | 12.8268 | 0 | -3.5019 | 35.124 | 0 | 5175 | 28 | 14278826.7316
2013-03-01 | 2013 | 3 | 15372207.6227 | 332.71 | 0 | 39 | 3045.3 | 1 | 54.0937 | 10.2328 | 0 | -3.5941 | 35.1656 | -1.9638 | 5178 | 31 | 15078138.5014
2013-04-01 | 2013 | 4 | 13920639.6227 | 164.54 | 0.17 | 40 | 3057 | 1 | 54.0937 | 5.0606 | 0.013425 | -3.6862 | 35.3007 | -1.9638 | 5137 | 30 | 13687800.9152
2013-05-01 | 2013 | 5 | 13887530.6227 | 35.92 | 30.08 | 41 | 3073.7 | 1 | 54.0937 | 1.1048 | 2.3754 | -3.7784 | 35.4936 | -1.9638 | 5144 | 31 | 13925229.6071
2013-06-01 | 2013 | 6 | 14423533.6227 | 0.38 | 94.58 | 42 | 3092.4 | 0 | 54.0937 | 0.011687 | 7.469 | -3.8705 | 35.7095 | 0 | 5144 | 30 | 14415546.3446
2013-07-01 | 2013 | 7 | 16236138.6227 | 0 | 206.28 | 43 | 3100 | 0 | 54.0937 | 0 | 16.29 | -3.9627 | 35.7972 | 0 | 5148 | 31 | 16312802.4322
2013-08-01 | 2013 | 8 | 15500151.6227 | 0 | 177.64 | 44 | 3110.2 | 0 | 54.0937 | 0 | 14.0283 | -4.0548 | 35.915 | 0 | 5147 | 31 | 15952851.8514
2013-09-01 | 2013 | 9 | 14135606.6227 | 0.49 | 85.65 | 45 | 3116.8 | 1 | 54.0937 | 0.01507 | 6.7638 | -4.147 | 35.9912 | -1.9638 | 5152 | 30 | 14026781.5362
2013-10-01 | 2013 | 10 | 13724627.6227 | 53.33 | 12.22 | 46 | 3116 | 1 | 54.0937 | 1.6402 | 0.96502 | -4.2392 | 35.982 | -1.9638 | 5151 | 31 | 13808887.3139
2013-11-01 | 2013 | 11 | 14236916.6227 | 207.66 | 0.01 | 47 | 3113.4 | 1 | 54.0937 | 6.3868 | 0.0007897 | -4.3313 | 35.952 | -1.9638 | 5173 | 30 | 13988537.6839
2013-12-01 | 2013 | 12 | 15780327.6227 | 351.65 | 0 | 48 | 3108.4 | 0 | 54.0937 | 10.8154 | 0 | -4.4235 | 35.8942 | 0 | 5176 | 31 | 15464724.2205
2014-01-01 | 2014 | 1 | 16666551.6441 | 477.14 | 0 | 49 | 3105.1 | 0 | 54.0937 | 14.6749 | 0 | -4.5156 | 35.8561 | 0 | 5174 | 31 | 16056908.4694
2014-02-01 | 2014 | 2 | 15212265.6441 | 417.05 | 0 | 50 | 3109.9 | 0 | 54.0937 | 12.8268 | 0 | -4.6078 | 35.9116 | 0 | 5177 | 28 | 14238201.6397
2014-03-01 | 2014 | 3 | 15928487.6441 | 332.71 | 0 | 51 | 3115.2 | 1 | 54.0937 | 10.2328 | 0 | -4.6999 | 35.9728 | -1.9638 | 5180 | 31 | 15035997.7031
2014-04-01 | 2014 | 4 | 13755808.6441 | 164.54 | 0.17 | 52 | 3126.8 | 1 | 54.0937 | 5.0606 | 0.013425 | -4.7921 | 36.1067 | -1.9638 | 5185 | 30 | 13769057.4871
2014-05-01 | 2014 | 5 | 13728640.6441 | 35.92 | 30.08 | 53 | 3114.3 | 1 | 54.0937 | 1.1048 | 2.3754 | -4.8842 | 35.9624 | -1.9638 | 5182 | 31 | 13925763.5855
2014-06-01 | 2014 | 6 | 14380195.6441 | 0.38 | 94.58 | 54 | 3091.8 | 0 | 54.0937 | 0.011687 | 7.469 | -4.9764 | 35.7026 | 0 | 5192.5 | 30 | 14378117.0359
2014-07-01 | 2014 | 7 | 15171411.6441 | 0 | 206.28 | 55 | 3067.1 | 0 | 54.0937 | 0 | 16.29 | -5.0686 | 35.4173 | 0 | 5203 | 31 | 16247438.6403
2014-08-01 | 2014 | 8 | 14799566.6441 | 0 | 177.64 | 56 | 3056.5 | 0 | 54.0937 | 0 | 14.0283 | -5.1607 | 35.2949 | 0 | 5210 | 31 | 15869355.9427
2014-09-01 | 2014 | 9 | 13670813.6441 | 0.49 | 85.65 | 57 | 3058.5 | 1 | 54.0937 | 0.01507 | 6.7638 | -5.2529 | 35.318 | -1.9638 | 5214 | 30 | 13917297.4235
2014-10-01 | 2014 | 10 | 13266929.6441 | 53.33 | 12.22 | 58 | 3072.7 | 1 | 54.0937 | 1.6402 | 0.96502 | -5.345 | 35.482 | -1.9638 | 5215 | 31 | 13720846.0132
2014-11-01 | 2014 | 11 | 14011300.6441 | 207.66 | 0.01 | 59 | 3082 | 1 | 54.0937 | 6.3868 | 0.0007897 | -5.4372 | 35.5894 | -1.9638 | 5219 | 30 | 13883011.7713
2014-12-01 | 2014 | 12 | 15136895.6441 | 351.65 | 0 | 60 | 3080.1 | 0 | 54.0937 | 10.8154 | 0 | -5.5293 | 35.5675 | 0 | 5230 | 31 | 15393786.7146
2015-01-01 | 2015 | 1 | 16182248.9728 | 477.14 | 0 | 61 | 3076.8 | 0 | 54.0937 | 14.6749 | 0 | -5.6215 | 35.5293 | 0 | 5230 | 31 | 15998420.6052
2015-02-01 | 2015 | 2 | 15129726.9728 | 417.05 | 0 | 62 | 3085.5 | 0 | 54.0937 | 12.8268 | 0 | -5.7136 | 35.6298 | 0 | 5234 | 28 | 14191608.2605
2015-03-01 | 2015 | 3 | 15539703.9728 | 332.71 | 0 | 63 | 3108.7 | 1 | 54.0937 | 10.2328 | 0 | -5.8058 | 35.8977 | -1.9638 | 5236 | 31 | 15006865.8892
2015-04-01 | 2015 | 4 | 13711648.9728 | 164.54 | 0.17 | 64 | 3122.7 | 1 | 54.0937 | 5.0606 | 0.013425 | -5.898 | 36.0594 | -1.9638 | 5236 | 30 | 13723344.3412
2015-05-01 | 2015 | 5 | 13844318.9728 | 35.92 | 30.08 | 65 | 3142.3 | 1 | 54.0937 | 1.1048 | 2.3754 | -5.9901 | 36.2857 | -1.9638 | 5250 | 31 | 13981144.388
2015-06-01 | 2015 | 6 | 14160378.9728 | 0.38 | 94.58 | 66 | 3163.2 | 0 | 54.0937 | 0.011687 | 7.469 | -6.0823 | 36.5271 | 0 | 5241 | 30 | 14468173.6578
2015-07-01 | 2015 | 7 | 15620808.9728 | 0 | 206.28 | 67 | 3194.9 | 0 | 54.0937 | 0 | 16.29 | -6.1744 | 36.8931 | 0 | 5240 | 31 | 16423065.8831
2015-08-01 | 2015 | 8 | 15851495.9728 | 0 | 177.64 | 68 | 3214.6 | 0 | 54.0937 | 0 | 14.0283 | -6.2666 | 37.1206 | 0 | 5244 | 31 | 16089930.3477
2015-09-01 | 2015 | 9 | 14469061.9728 | 0.49 | 85.65 | 69 | 3220.3 | 1 | 54.0937 | 0.01507 | 6.7638 | -6.3587 | 37.1864 | -1.9638 | 5237 | 30 | 14098488.6965
2015-10-01 | 2015 | 10 | 13421428.9728 | 53.33 | 12.22 | 70 | 3216.5 | 1 | 54.0937 | 1.6402 | 0.96502 | -6.4509 | 37.1425 | -1.9638 | 5242 | 31 | 13882017.8793
2015-11-01 | 2015 | 11 | 13464090.9728 | 207.66 | 0.01 | 71 | 3211.5 | 1 | 54.0937 | 6.3868 | 0.0007897 | -6.543 | 37.0848 | -1.9638 | 5234 | 30 | 13984077.7963
2015-12-01 | 2015 | 12 | 14365422.9728 | 351.65 | 0 | 72 | 3220.1 | 0 | 54.0937 | 10.8154 | 0 | -6.6352 | 37.1841 | 0 | 5238 | 31 | 15500273.5388
2016-01-01 | 2016 | 1 | 15516489.951 | 477.14 | 0 | 73 | 3227 | 0 | 54.0937 | 14.6749 | 0 | -6.7274 | 37.2638 | 0 | 5246 | 31 | 16149585.5671
2016-02-01 | 2016 | 2 | 14724758.951 | 417.05 | 0 | 74 | 3221.1 | 0 | 54.0937 | 12.8268 | 0 | -6.8195 | 37.1957 | 0 | 5267 | 29 | 14861381.9194
2016-03-01 | 2016 | 3 | 14847791.951 | 332.71 | 0 | 75 | 3210.6 | 1 | 54.0937 | 10.2328 | 0 | -6.9117 | 37.0744 | -1.9638 | 5268 | 31 | 15110146.8881
2016-04-01 | 2016 | 4 | 13743186.951 | 164.54 | 0.17 | 76 | 3208.5 | 1 | 54.0937 | 5.0606 | 0.013425 | -7.0038 | 37.0502 | -1.9638 | 5267 | 30 | 13786408.482
2016-05-01 | 2016 | 5 | 14047142.951 | 35.92 | 30.08 | 77 | 3217.7 | 1 | 54.0937 | 1.1048 | 2.3754 | -7.096 | 37.1564 | -1.9638 | 5294 | 31 | 14059722.4623
2016-06-01 | 2016 | 6 | 14847585.951 | 0.38 | 94.58 | 78 | 3230.3 | 0 | 54.0937 | 0.011687 | 7.469 | -7.1881 | 37.3019 | 0 | 5264 | 30 | 14479390.6672
2016-07-01 | 2016 | 7 | 16625848.951 | 0 | 206.28 | 79 | 3229.4 | 0 | 54.0937 | 0 | 16.29 | -7.2803 | 37.2915 | 0 | 5262 | 31 | 16376612.4222
2016-08-01 | 2016 | 8 | 16997943.951 | 0 | 177.64 | 80 | 3224.8 | 0 | 54.0937 | 0 | 14.0283 | -7.3724 | 37.2384 | 0 | 5260 | 31 | 15977905.702
2016-09-01 | 2016 | 9 | 14679158.951 | 0.49 | 85.65 | 81 | 3216.9 | 1 | 54.0937 | 0.01507 | 6.7638 | -7.4646 | 37.1472 | -1.9638 | 5273 | 30 | 14014256.1543
2016-10-01 | 2016 | 10 | 13570265.951 | 53.33 | 12.22 | 82 | 3209.8 | 1 | 54.0937 | 1.6402 | 0.96502 | -7.5568 | 37.0652 | -1.9638 | 5278 | 31 | 13783755.5518
2016-11-01 | 2016 | 11 | 13638185.951 | 207.66 | 0.01 | 83 | 3207.3 | 1 | 54.0937 | 6.3868 | 0.0007897 | -7.6489 | 37.0363 | -1.9638 | 5298 | 30 | 13971596.4792
2016-12-01 | 2016 | 12 | 15093391.951 | 351.65 | 0 | 84 | 3203.9 | 0 | 54.0937 | 10.8154 | 0 | -7.7411 | 36.997 | 0 | 5297 | 31 | 15462556.9378
2017-01-01 | 2017 | 1 | 15848949.8282 | 477.14 | 0 | 85 | 3213.3 | 0 | 54.0937 | 14.6749 | 0 | -7.8332 | 37.1056 | 0 | 5303 | 31 | 16117253.7318
2017-02-01 | 2017 | 2 | 14155571.8282 | 417.05 | 0 | 86 | 3230.3 | 0 | 54.0937 | 12.8268 | 0 | -7.9254 | 37.3019 | 0 | 5341 | 28 | 14401026.4645
2017-03-01 | 2017 | 3 | 15108926.8282 | 332.71 | 0 | 87 | 3247.6 | 1 | 54.0937 | 10.2328 | 0 | -8.0175 | 37.5017 | -1.9638 | 5342 | 31 | 15210021.1926
2017-04-01 | 2017 | 4 | 13649563.8282 | 164.54 | 0.17 | 88 | 3257.7 | 1 | 54.0937 | 5.0606 | 0.013425 | -8.1097 | 37.6183 | -1.9638 | 5344 | 30 | 13901747.6369
2017-05-01 | 2017 | 5 | 13851673.8282 | 35.92 | 30.08 | 89 | 3266.8 | 1 | 54.0937 | 1.1048 | 2.3754 | -8.2018 | 37.7234 | -1.9638 | 5341 | 31 | 14095320.6434
2017-06-01 | 2017 | 6 | 14441192.8282 | 0.38 | 94.58 | 90 | 3268.7 | 0 | 54.0937 | 0.011687 | 7.469 | -8.294 | 37.7453 | 0 | 5339 | 30 | 14579585.4839
2017-07-01 | 2017 | 7 | 15754820.8282 | 0 | 206.28 | 91 | 3270 | 0 | 54.0937 | 0 | 16.29 | -8.3862 | 37.7603 | 0 | 5337 | 31 | 16504634.3953
2017-08-01 | 2017 | 8 | 15368995.8282 | 0 | 177.64 | 92 | 3278.6 | 0 | 54.0937 | 0 | 14.0283 | -8.4783 | 37.8596 | 0 | 5344 | 31 | 16152783.4962
2017-09-01 | 2017 | 9 | 14400007.8282 | 0.49 | 85.65 | 93 | 3297.7 | 1 | 54.0937 | 0.01507 | 6.7638 | -8.5705 | 38.0802 | -1.9638 | 5350 | 30 | 14191162.9815
2017-10-01 | 2017 | 10 | 14110097.8282 | 53.33 | 12.22 | 94 | 3320.8 | 1 | 54.0937 | 1.6402 | 0.96502 | -8.6626 | 38.3469 | -1.9638 | 5350 | 31 | 14000961.0075
2017-11-01 | 2017 | 11 | 14159381.8282 | 207.66 | 0.01 | 95 | 3335.4 | 1 | 54.0937 | 6.3868 | 0.0007897 | -8.7548 | 38.5155 | -1.9638 | 5353 | 30 | 14176598.6059
2017-12-01 | 2017 | 12 | 15720827.8282 | 351.65 | 0 | 96 | 3352.3 | 0 | 54.0937 | 10.8154 | 0 | -8.8469 | 38.7107 | 0 | 5356 | 31 | 15735698.469
2018-01-01 | 2018 | 1 | 16637342.7115 | 477.14 | 0 | 97 | 3357.1 | 0 | 54.0937 | 14.6749 | 0 | -8.9391 | 38.7661 | 0 | 5365 | 31 | 16397937.3902
2018-02-01 | 2018 | 2 | 14632746.7115 | 417.05 | 0 | 98 | 3356.1 | 0 | 54.0937 | 12.8268 | 0 | -9.0312 | 38.7546 | 0 | 5367 | 28 | 14523247.6889
2018-03-01 | 2018 | 3 | 15492131.7115 | 332.71 | 0 | 99 | 3345.3 | 1 | 54.0937 | 10.2328 | 0 | -9.1234 | 38.6299 | -1.9638 | 5382 | 31 | 15327635.821
2018-04-01 | 2018 | 4 | 14434908.7115 | 164.54 | 0.17 | 100 | 3338.5 | 1 | 54.0937 | 5.0606 | 0.013425 | -9.2156 | 38.5513 | -1.9638 | 5377 | 30 | 13959713.9657
2018-05-01 | 2018 | 5 | 14790241.7115 | 35.92 | 30.08 | 101 | 3335 | 1 | 54.0937 | 1.1048 | 2.3754 | -9.3077 | 38.5109 | -1.9638 | 5371 | 31 | 14121491.1669
2018-06-01 | 2018 | 6 | 15588790.7115 | 0.38 | 94.58 | 102 | 3341.9 | 0 | 54.0937 | 0.011687 | 7.469 | -9.3999 | 38.5906 | 0 | 5437 | 30 | 14804696.1929
2018-07-01 | 2018 | 7 | 17320094.7115 | 0 | 206.28 | 103 | 3357.7 | 0 | 54.0937 | 0 | 16.29 | -9.492 | 38.773 | 0 | 5443 | 31 | 16816720.9505
2018-08-01 | 2018 | 8 | 17125835.7115 | 0 | 177.64 | 104 | 3354.6 | 0 | 54.0937 | 0 | 14.0283 | -9.5842 | 38.7372 | 0 | 5466 | 31 | 16482863.6705
2018-09-01 | 2018 | 9 | 15289545.7115 | 0.49 | 85.65 | 105 | 3347.2 | 1 | 54.0937 | 0.01507 | 6.7638 | -9.6763 | 38.6518 | -1.9638 | 5466 | 30 | 14411250.3305
2018-10-01 | 2018 | 10 | 14360792.7115 | 53.33 | 12.22 | 106 | 3346.6 | 1 | 54.0937 | 1.6402 | 0.96502 | -9.7685 | 38.6449 | -1.9638 | 5469 | 31 | 14175406.6615
2018-11-01 | 2018 | 11 | 14828956.7115 | 207.66 | 0.01 | 107 | 3365.9 | 1 | 54.0937 | 6.3868 | 0.0007897 | -9.8606 | 38.8677 | -1.9638 | 5496 | 30 | 14431047.3317
2018-12-01 | 2018 | 12 | 15678882.7115 | 351.65 | 0 | 108 | 3382.8 | 0 | 54.0937 | 10.8154 | 0 | -9.9528 | 39.0629 | 0 | 5494 | 31 | 16012776.3037
2019-01-01 | 2019 | 1 | 16768813.4123 | 477.14 | 0 | 109 | 3394.9 | 0 | 54.0937 | 14.6749 | 0 | -10.045 | 39.2026 | 0 | 5499 | 31 | 16693396.6795
2019-02-01 | 2019 | 2 | 15507441.4123 | 417.05 | 0 | 110 | 3412.3 | 0 | 54.0937 | 12.8268 | 0 | -10.1371 | 39.4035 | 0 | 5507 | 28 | 14831639.7247
2019-03-01 | 2019 | 3 | 16257283.4123 | 332.71 | 0 | 111 | 3430.6 | 1 | 54.0937 | 10.2328 | 0 | -10.2293 | 39.6149 | -1.9638 | 5500 | 31 | 15643085.7165
2019-04-01 | 2019 | 4 | 14467856.4123 | 164.54 | 0.17 | 112 | 3447.9 | 1 | 54.0937 | 5.0606 | 0.013425 | -10.3214 | 39.8146 | -1.9638 | 5496 | 30 | 14294617.5606
2019-05-01 | 2019 | 5 | 14209768.4123 | 35.92 | 30.08 | 113 | 3461.7 | 1 | 54.0937 | 1.1048 | 2.3754 | -10.4136 | 39.974 | -1.9638 | 5489 | 31 | 14492519.0492
2019-06-01 | 2019 | 6 | 14742734.4123 | 0.38 | 94.58 | 114 | 3472.4 | 0 | 54.0937 | 0.011687 | 7.469 | -10.5057 | 40.0975 | 0 | 5489 | 30 | 15012335.8888
2019-07-01 | 2019 | 7 | 17257525.4123 | 0 | 206.28 | 115 | 3487.5 | 0 | 54.0937 | 0 | 16.29 | -10.5979 | 40.2719 | 0 | 5495 | 31 | 17044325.7501
2019-08-01 | 2019 | 8 | 16523491.4123 | 0 | 177.64 | 116 | 3500.1 | 0 | 54.0937 | 0 | 14.0283 | -10.69 | 40.4174 | 0 | 5492 | 31 | 16659042.0851
2019-09-01 | 2019 | 9 | 14663873.4123 | 0.49 | 85.65 | 117 | 3522.9 | 1 | 54.0937 | 0.01507 | 6.7638 | -10.7822 | 40.6807 | -1.9638 | 5496 | 30 | 14642535.0868
2019-10-01 | 2019 | 10 | 13981094.4123 | 53.33 | 12.22 | 118 | 3525.5 | 1 | 54.0937 | 1.6402 | 0.96502 | -10.8744 | 40.7107 | -1.9638 | 5495 | 31 | 14406325.4353
2019-11-01 | 2019 | 11 | 14453552.4123 | 207.66 | 0.01 | 119 | 3531.7 | 1 | 54.0937 | 6.3868 | 0.0007897 | -10.9665 | 40.7823 | -1.9638 | 5456 | 30 | 14458387.2829
2019-12-01 | 2019 | 12 | 15293998.4123 | 351.65 | 0 | 120 | 3532 | 0 | 54.0937 | 10.8154 | 0 | -11.0587 | 40.7858 | 0 | 5460 | 31 | 16018116.9331
2020-01-01 | 2020 | 1 | 15787680.1915 | 478.9421 | 0 | 121 | 3193.7204 | 0 | 54.0937 | 14.7304 | 0 | -11.1508 | 36.8795 | 0 | 5491 | 31 | 16094859.7678 | -307179.5763
2020-02-01 | 2020 | 2 | 14875325.1915 | 421.2063 | 0 | 122 | 3210.0893 | 0 | 54.0937 | 12.9546 | 0 | -11.243 | 37.0685 | 0 | 5489 | 29 | 14783754.8696 | 91570.3218
2020-03-01 | 2020 | 3 | 14125149.1915 | 354.4074 | 0 | 123 | 3227.3049 | 1 | 54.0937 | 10.9002 | 0 | -11.3351 | 37.2673 | -1.9638 | 5500 | 31 | 15168057.0103 | -1042907.8189
2020-04-01 | 2020 | 4 | 11624792.1915 | 171.0695 | 0 | 124 | 2450.8246 | 1 | 54.0937 | 5.2614 | 0 | -11.4273 | 28.3009 | -1.9638 | 5502 | 30 | 12258164.3343 | -633372.1429
2020-05-01 | 2020 | 5 | 11905290.1915 | 36.7374 | 31.7642 | 125 | 2463.3859 | 1 | 54.0937 | 1.1299 | 2.5084 | -11.5194 | 28.4459 | -1.9638 | 5501 | 31 | 12396699.1398 | -491408.9483
2020-06-01 | 2020 | 6 | 13649340.1915 | 0 | 91.1121 | 126 | 2476.597 | 0 | 54.0937 | 0 | 7.1951 | -11.6116 | 28.5985 | 0 | 5504 | 30 | 12924889.5525 | 724450.6389
2020-07-01 | 2020 | 7 |  | 0 | 213.0053 | 127 | 2624.2882 | 0 | 54.0937 | 0 | 16.8211 | -11.7038 | 30.304 | 0 | 5501 | 31 | 15265077.66
2020-08-01 | 2020 | 8 |  | 0 | 175.0021 | 128 | 2637.7386 | 0 | 54.0937 | 0 | 13.82 | -11.7959 | 30.4593 | 0 | 5505.8793 | 31 | 14777160.876
2020-09-01 | 2020 | 9 |  | 0 | 92.3253 | 129 | 2651.8846 | 1 | 54.0937 | 0 | 7.2909 | -11.8881 | 30.6226 | -1.9638 | 5510.7629 | 30 | 12920873.7485
2020-10-01 | 2020 | 10 |  | 46.2484 | 14.8616 | 130 | 2753.5344 | 1 | 54.0937 | 1.4224 | 1.1736 | -11.9802 | 31.7964 | -1.9638 | 5515.6509 | 31 | 12745598.6239
2020-11-01 | 2020 | 11 |  | 225.6037 | 0.013684 | 131 | 2767.6472 | 1 | 54.0937 | 6.9387 | 0.0010806 | -12.0724 | 31.9594 | -1.9638 | 5520.5432 | 30 | 13076509.1123
2020-12-01 | 2020 | 12 |  | 337.1868 | 0 | 132 | 2782.49 | 0 | 54.0937 | 10.3705 | 0 | -12.1645 | 32.1308 | 0 | 5525.8852 | 31 | 14463150.6771
2021-01-01 | 2021 | 1 |  | 479.5328 | 0 | 133 | 3315.1911 | 0 | 54.0937 | 14.7485 | 0 | -12.2567 | 38.2822 | 0 | 5537.3759 | 31 | 16284863.4603
2021-02-01 | 2021 | 2 |  | 421.6841 | 0 | 134 | 3332.1826 | 0 | 54.0937 | 12.9693 | 0 | -12.3488 | 38.4784 | 0 | 5542.2875 | 28 | 14461999.7046
2021-03-01 | 2021 | 3 |  | 356.4876 | 0 | 135 | 3350.0529 | 1 | 54.0937 | 10.9642 | 0 | -12.441 | 38.6847 | -1.9638 | 5547.2034 | 31 | 15362816.1613
2021-04-01 | 2021 | 4 |  | 171.7747 | 0 | 136 | 3366.9468 | 1 | 54.0937 | 5.2831 | 0 | -12.5332 | 38.8798 | -1.9638 | 5552.1237 | 30 | 13951316.8048
2021-05-01 | 2021 | 5 |  | 36.5747 | 32.6241 | 137 | 3380.4227 | 1 | 54.0937 | 1.1249 | 2.5763 | -12.6253 | 39.0354 | -1.9638 | 5557.0484 | 31 | 14167571.2041
2021-06-01 | 2021 | 6 |  | 0 | 90.3685 | 138 | 3390.8715 | 0 | 54.0937 | 0 | 7.1364 | -12.7175 | 39.1561 | 0 | 5561.9774 | 30 | 14628345.1592
2021-07-01 | 2021 | 7 |  | 0 | 215.6505 | 139 | 3405.617 | 0 | 54.0937 | 0 | 17.03 | -12.8096 | 39.3264 | 0 | 5566.9108 | 31 | 16850216.618
2021-08-01 | 2021 | 8 |  | 0 | 174.9942 | 140 | 3417.9212 | 0 | 54.0937 | 0 | 13.8193 | -12.9018 | 39.4684 | 0 | 5571.8486 | 31 | 16319221.5217
2021-09-01 | 2021 | 9 |  | 0 | 93.1605 | 141 | 3440.1858 | 1 | 54.0937 | 0 | 7.3569 | -12.9939 | 39.7255 | -1.9638 | 5576.7907 | 30 | 14424656.7925
2021-10-01 | 2021 | 10 |  | 44.8254 | 15.2017 | 142 | 3442.7248 | 1 | 54.0937 | 1.3787 | 1.2005 | -13.0861 | 39.7549 | -1.9638 | 5581.7373 | 31 | 14081111.0094
2021-11-01 | 2021 | 11 |  | 228.3959 | 0.014511 | 143 | 3448.7792 | 1 | 54.0937 | 7.0246 | 0.001146 | -13.1782 | 39.8248 | -1.9638 | 5586.6882 | 30 | 14380488.3713
2021-12-01 | 2021 | 12 |  | 334.3351 | 0 | 144 | 3449.0722 | 0 | 54.0937 | 10.2828 | 0 | -13.2704 | 39.8282 | 0 | 5591.6435 | 31 | 15762634.7528

## GS>50 Normalized Monthly Av Tr
Date | Year | Month | GS_gt_50_NoCDM | AvgGSgt50MD | HDD14 | CDD14 | GDP | Trend | Dec | const | HDD14 | CDD14 | GDP | Trend | Dec | GS_gt_50_Customers | Month Days | Predicted/Normalized
2010-01-01 | 2010 | 1 | 77865432 | 2565.6671 | 539.14 | 0 | 609770.3 | 1 | 0 | 565.6203 | 245.7063 | 0 | 1773.9039 | -3.5629 | 0 | 979 | 31 | 78351031.6664
2010-02-01 | 2010 | 2 | 70892677 | 2588.8357 | 473.45 | 0 | 609770.3 | 2 | 0 | 565.6203 | 215.7689 | 0 | 1773.9039 | -7.1258 | 0 | 978 | 28 | 69779015.5355
2010-03-01 | 2010 | 3 | 76083324 | 2496.7454 | 394.32 | 0.03 | 609770.3 | 3 | 0 | 565.6203 | 179.7064 | 0.04645 | 1773.9039 | -10.6886 | 0 | 983 | 31 | 76444215.6105
2010-04-01 | 2010 | 4 | 70016664 | 2347.9767 | 220.24 | 1.45 | 609770.3 | 4 | 0 | 565.6203 | 100.3716 | 2.2451 | 1773.9039 | -14.2515 | 0 | 994 | 30 | 72399662.0322
2010-05-01 | 2010 | 5 | 75214102 | 2436.0054 | 68.61 | 50.69 | 609770.3 | 5 | 0 | 565.6203 | 31.2682 | 78.4848 | 1773.9039 | -17.8144 | 0 | 996 | 31 | 75073843.3359
2010-06-01 | 2010 | 6 | 78113215 | 2611.6087 | 2.73 | 145.18 | 609770.3 | 6 | 0 | 565.6203 | 1.2442 | 224.7863 | 1773.9039 | -21.3773 | 0 | 997 | 30 | 76096346.3143
2010-07-01 | 2010 | 7 | 83811408 | 2717.1797 | 0 | 268.19 | 609770.3 | 7 | 0 | 565.6203 | 0 | 415.2462 | 1773.9039 | -24.9401 | 0 | 995 | 31 | 84201613.555
2010-08-01 | 2010 | 8 | 83014987 | 2683.2693 | 0 | 239.59 | 609770.3 | 8 | 0 | 565.6203 | 0 | 370.964 | 1773.9039 | -28.503 | 0 | 998 | 31 | 82975257.0773
2010-09-01 | 2010 | 9 | 73574953 | 2452.4984 | 5.21 | 132.95 | 609770.3 | 9 | 0 | 565.6203 | 2.3744 | 205.8502 | 1773.9039 | -32.0659 | 0 | 1000 | 30 | 75470488.5131
2010-10-01 | 2010 | 10 | 71065323 | 2278.7572 | 90.66 | 27.9 | 609770.3 | 10 | 0 | 565.6203 | 41.3172 | 43.1984 | 1773.9039 | -35.6288 | 0 | 1006 | 31 | 74484984.0394
2010-11-01 | 2010 | 11 | 71655511 | 2371.9136 | 264.88 | 0.69 | 609770.3 | 11 | 0 | 565.6203 | 120.7158 | 1.0683 | 1773.9039 | -39.1917 | 0 | 1007 | 30 | 73172144.1265
2010-12-01 | 2010 | 12 | 74889412 | 2384.7853 | 413.65 | 0 | 609770.3 | 12 | 1 | 565.6203 | 188.5158 | 0 | 1773.9039 | -42.7545 | -107.5127 | 1013 | 31 | 74669198.5292
2011-01-01 | 2011 | 1 | 79499206.0928 | 2511.7439 | 539.14 | 0 | 625936.9 | 13 | 0 | 565.6203 | 245.7063 | 0 | 1820.9347 | -46.3174 | 0 | 1021 | 31 | 81847711.6272
2011-02-01 | 2011 | 2 | 71789116.0928 | 2624.2549 | 473.45 | 0 | 625936.9 | 14 | 0 | 565.6203 | 215.7689 | 0 | 1820.9347 | -49.8803 | 0 | 977 | 28 | 69824648.8817
2011-03-01 | 2011 | 3 | 79353259.0928 | 2614.6911 | 394.32 | 0.03 | 625936.9 | 15 | 0 | 565.6203 | 179.7064 | 0.04645 | 1820.9347 | -53.4432 | 0 | 979 | 31 | 76262931.5953
2011-04-01 | 2011 | 4 | 71579772.0928 | 2434.6861 | 220.24 | 1.45 | 625936.9 | 16 | 0 | 565.6203 | 100.3716 | 2.2451 | 1820.9347 | -57.006 | 0 | 980 | 30 | 71505671.2404
2011-05-01 | 2011 | 5 | 74262685.0928 | 2439.4811 | 68.61 | 50.69 | 625936.9 | 17 | 0 | 565.6203 | 31.2682 | 78.4848 | 1820.9347 | -60.5689 | 0 | 982 | 31 | 74148767.156
2011-06-01 | 2011 | 6 | 77117693.0928 | 2609.7358 | 2.73 | 145.18 | 625936.9 | 18 | 0 | 565.6203 | 1.2442 | 224.7863 | 1820.9347 | -64.1318 | 0 | 985 | 30 | 75306806.6475
2011-07-01 | 2011 | 7 | 84651520.0928 | 2777.9188 | 0 | 268.19 | 625936.9 | 19 | 0 | 565.6203 | 0 | 415.2462 | 1820.9347 | -67.6947 | 0 | 983 | 31 | 83316427.919
2011-08-01 | 2011 | 8 | 82199049.0928 | 2697.4387 | 0 | 239.59 | 625936.9 | 20 | 0 | 565.6203 | 0 | 370.964 | 1820.9347 | -71.2576 | 0 | 983 | 31 | 81858445.1859
2011-09-01 | 2011 | 9 | 74484945.0928 | 2523.2027 | 5.21 | 132.95 | 625936.9 | 21 | 0 | 565.6203 | 2.3744 | 205.8502 | 1820.9347 | -74.8204 | 0 | 984 | 30 | 74389196.6089
2011-10-01 | 2011 | 10 | 72131128.0928 | 2367.0504 | 90.66 | 27.9 | 625936.9 | 22 | 0 | 565.6203 | 41.3172 | 43.1984 | 1820.9347 | -78.3833 | 0 | 983 | 31 | 72912358.2395
2011-11-01 | 2011 | 11 | 71065271.0928 | 2390.3556 | 264.88 | 0.69 | 625936.9 | 23 | 0 | 565.6203 | 120.7158 | 1.0683 | 1820.9347 | -81.9462 | 0 | 991 | 30 | 72136662.0641
2011-12-01 | 2011 | 12 | 72314878.0928 | 2344.4603 | 413.65 | 0 | 625936.9 | 24 | 1 | 565.6203 | 188.5158 | 0 | 1820.9347 | -85.5091 | -107.5127 | 995 | 31 | 73474303.3081
2012-01-01 | 2012 | 1 | 77861343.963 | 2521.7432 | 539.14 | 0 | 634944.3 | 25 | 0 | 565.6203 | 245.7063 | 0 | 1847.1384 | -89.0719 | 0 | 996 | 31 | 79332582.8169
2012-02-01 | 2012 | 2 | 72912305.963 | 2526.8517 | 473.45 | 0 | 634944.3 | 26 | 0 | 565.6203 | 215.7689 | 0 | 1847.1384 | -92.6348 | 0 | 995 | 29 | 73173188.8281
2012-03-01 | 2012 | 3 | 74889795.963 | 2425.5019 | 394.32 | 0.03 | 634944.3 | 27 | 0 | 565.6203 | 179.7064 | 0.04645 | 1847.1384 | -96.1977 | 0 | 996 | 31 | 77076189.0491
2012-04-01 | 2012 | 4 | 69901221.963 | 2339.3983 | 220.24 | 1.45 | 634944.3 | 28 | 0 | 565.6203 | 100.3716 | 2.2451 | 1847.1384 | -99.7606 | 0 | 996 | 30 | 72178573.1025
2012-05-01 | 2012 | 5 | 75697992.963 | 2446.7643 | 68.61 | 50.69 | 634944.3 | 29 | 0 | 565.6203 | 31.2682 | 78.4848 | 1847.1384 | -103.3235 | 0 | 998 | 31 | 74844845.3021
2012-06-01 | 2012 | 6 | 78642737.963 | 2624.0486 | 2.73 | 145.18 | 634944.3 | 30 | 0 | 565.6203 | 1.2442 | 224.7863 | 1847.1384 | -106.8863 | 0 | 999 | 30 | 75881129.9592
2012-07-01 | 2012 | 7 | 85309315.963 | 2751.9134 | 0 | 268.19 | 634944.3 | 31 | 0 | 565.6203 | 0 | 415.2462 | 1847.1384 | -110.4492 | 0 | 1000 | 31 | 84244227.4984
2012-08-01 | 2012 | 8 | 82517115.963 | 2664.507 | 0 | 239.59 | 634944.3 | 32 | 0 | 565.6203 | 0 | 370.964 | 1847.1384 | -114.0121 | 0 | 999 | 31 | 82678269.3845
2012-09-01 | 2012 | 9 | 74673729.963 | 2491.6159 | 5.21 | 132.95 | 634944.3 | 33 | 0 | 565.6203 | 2.3744 | 205.8502 | 1847.1384 | -117.575 | 0 | 999 | 30 | 75027151.0249
2012-10-01 | 2012 | 10 | 73374496.963 | 2371.6626 | 90.66 | 27.9 | 634944.3 | 34 | 0 | 565.6203 | 41.3172 | 43.1984 | 1847.1384 | -121.1378 | 0 | 998 | 31 | 73512909.3993
2012-11-01 | 2012 | 11 | 72808754.963 | 2426.9585 | 264.88 | 0.69 | 634944.3 | 35 | 0 | 565.6203 | 120.7158 | 1.0683 | 1847.1384 | -124.7007 | 0 | 1000 | 30 | 72295264.3941
2012-12-01 | 2012 | 12 | 72687620.963 | 2335.4203 | 413.65 | 0 | 634944.3 | 36 | 1 | 565.6203 | 188.5158 | 0 | 1847.1384 | -128.2636 | -107.5127 | 1004 | 31 | 73623768.1425
2013-01-01 | 2013 | 1 | 79277065.8949 | 2554.7699 | 539.14 | 0 | 643937 | 37 | 0 | 565.6203 | 245.7063 | 0 | 1873.2994 | -131.8265 | 0 | 1001 | 31 | 79215924.1063
2013-02-01 | 2013 | 2 | 72766224.8949 | 2593.6065 | 473.45 | 0 | 643937 | 38 | 0 | 565.6203 | 215.7689 | 0 | 1873.2994 | -135.3893 | 0 | 1002 | 28 | 70681461.6051
2013-03-01 | 2013 | 3 | 76895003.8949 | 2470.6016 | 394.32 | 0.03 | 643937 | 39 | 0 | 565.6203 | 179.7064 | 0.04645 | 1873.2994 | -138.9522 | 0 | 1004 | 31 | 77178817.0557
2013-04-01 | 2013 | 4 | 72485963.8949 | 2401.7881 | 220.24 | 1.45 | 643937 | 40 | 0 | 565.6203 | 100.3716 | 2.2451 | 1873.2994 | -142.5151 | 0 | 1006 | 30 | 72402464.0395
2013-05-01 | 2013 | 5 | 74512872.8949 | 2389.3052 | 68.61 | 50.69 | 643937 | 41 | 0 | 565.6203 | 31.2682 | 78.4848 | 1873.2994 | -146.078 | 0 | 1006 | 31 | 74927317.3322
2013-06-01 | 2013 | 6 | 76269513.8949 | 2529.6688 | 2.73 | 145.18 | 643937 | 42 | 0 | 565.6203 | 1.2442 | 224.7863 | 1873.2994 | -149.6409 | 0 | 1005 | 30 | 75836576.7563
2013-07-01 | 2013 | 7 | 83459194.8949 | 2673.5175 | 0 | 268.19 | 643937 | 43 | 0 | 565.6203 | 0 | 415.2462 | 1873.2994 | -153.2037 | 0 | 1007 | 31 | 84315936.0411
2013-08-01 | 2013 | 8 | 80843786.8949 | 2587.1668 | 0 | 239.59 | 643937 | 44 | 0 | 565.6203 | 0 | 370.964 | 1873.2994 | -156.7666 | 0 | 1008 | 31 | 82904603.2081
2013-09-01 | 2013 | 9 | 74048827.8949 | 2446.2778 | 5.21 | 132.95 | 643937 | 45 | 0 | 565.6203 | 2.3744 | 205.8502 | 1873.2994 | -160.3295 | 0 | 1009 | 30 | 75275886.6057
2013-10-01 | 2013 | 10 | 74442701.8949 | 2370.5602 | 90.66 | 27.9 | 643937 | 46 | 0 | 565.6203 | 41.3172 | 43.1984 | 1873.2994 | -163.8924 | 0 | 1013 | 31 | 74096725.3959
2013-11-01 | 2013 | 11 | 73596562.8949 | 2419.3479 | 264.88 | 0.69 | 643937 | 47 | 0 | 565.6203 | 120.7158 | 1.0683 | 1873.2994 | -167.4552 | 0 | 1014 | 30 | 72802622.1102
2013-12-01 | 2013 | 12 | 76011256.8949 | 2415.7399 | 413.65 | 0 | 643937 | 48 | 1 | 565.6203 | 188.5158 | 0 | 1873.2994 | -171.0181 | -107.5127 | 1015 | 31 | 73908286.8006
2014-01-01 | 2014 | 1 | 82552599.2948 | 2610.7716 | 539.14 | 0 | 659861.2 | 49 | 0 | 565.6203 | 245.7063 | 0 | 1919.625 | -174.581 | 0 | 1020 | 31 | 80832441.5654
2014-02-01 | 2014 | 2 | 74935797.2948 | 2623.8024 | 473.45 | 0 | 659861.2 | 50 | 0 | 565.6203 | 215.7689 | 0 | 1919.625 | -178.1439 | 0 | 1020 | 28 | 72053179.3634
2014-03-01 | 2014 | 3 | 79784798.2948 | 2523.2384 | 394.32 | 0.03 | 659861.2 | 51 | 0 | 565.6203 | 179.7064 | 0.04645 | 1919.625 | -181.7068 | 0 | 1020 | 31 | 78521676.8634
2014-04-01 | 2014 | 4 | 72659808.2948 | 2376.8338 | 220.24 | 1.45 | 659861.2 | 52 | 0 | 565.6203 | 100.3716 | 2.2451 | 1919.625 | -185.2696 | 0 | 1019 | 30 | 73447251.1965
2014-05-01 | 2014 | 5 | 73690526.2948 | 2337.3783 | 68.61 | 50.69 | 659861.2 | 53 | 0 | 565.6203 | 31.2682 | 78.4848 | 1919.625 | -188.8325 | 0 | 1017 | 31 | 75859188.5009
2014-06-01 | 2014 | 6 | 77041220.2948 | 2526.3558 | 2.73 | 145.18 | 659861.2 | 54 | 0 | 565.6203 | 1.2442 | 224.7863 | 1919.625 | -192.3954 | 0 | 1016.5 | 30 | 76813259.4815
2014-07-01 | 2014 | 7 | 81112465.2948 | 2575.3259 | 0 | 268.19 | 659861.2 | 55 | 0 | 565.6203 | 0 | 415.2462 | 1919.625 | -195.9583 | 0 | 1016 | 31 | 85181980.1686
2014-08-01 | 2014 | 8 | 79689322.2948 | 2530.141 | 0 | 239.59 | 659861.2 | 56 | 0 | 565.6203 | 0 | 370.964 | 1919.625 | -199.5211 | 0 | 1016 | 31 | 83675051.9317
2014-09-01 | 2014 | 9 | 76306860.2948 | 2481.5239 | 5.21 | 132.95 | 659861.2 | 57 | 0 | 565.6203 | 2.3744 | 205.8502 | 1919.625 | -203.084 | 0 | 1025 | 30 | 76579369.3853
2014-10-01 | 2014 | 10 | 74592542.2948 | 2340.6722 | 90.66 | 27.9 | 659861.2 | 58 | 0 | 565.6203 | 41.3172 | 43.1984 | 1919.625 | -206.6469 | 0 | 1028 | 31 | 75307716.9753
2014-11-01 | 2014 | 11 | 74134367.2948 | 2401.502 | 264.88 | 0.69 | 659861.2 | 59 | 0 | 565.6203 | 120.7158 | 1.0683 | 1919.625 | -210.2098 | 0 | 1029 | 30 | 73989824.1432
2014-12-01 | 2014 | 12 | 75324781.2948 | 2363.6495 | 413.65 | 0 | 659861.2 | 60 | 1 | 565.6203 | 188.5158 | 0 | 1919.625 | -213.7727 | -107.5127 | 1028 | 31 | 74968699.5353
2015-01-01 | 2015 | 1 | 81654769.9193 | 2562.281 | 539.14 | 0 | 677384 | 61 | 0 | 565.6203 | 245.7063 | 0 | 1970.6012 | -217.3355 | 0 | 1028 | 31 | 81728429.1249
2015-02-01 | 2015 | 2 | 76313517.9193 | 2653.8294 | 473.45 | 0 | 677384 | 62 | 0 | 565.6203 | 215.7689 | 0 | 1970.6012 | -220.8984 | 0 | 1027 | 28 | 72784083.8096
2015-03-01 | 2015 | 3 | 79382560.9193 | 2486.1435 | 394.32 | 0.03 | 677384 | 63 | 0 | 565.6203 | 179.7064 | 0.04645 | 1970.6012 | -224.4613 | 0 | 1030 | 31 | 79554014.5929
2015-04-01 | 2015 | 4 | 71919354.9193 | 2332.0154 | 220.24 | 1.45 | 677384 | 64 | 0 | 565.6203 | 100.3716 | 2.2451 | 1970.6012 | -228.0242 | 0 | 1028 | 30 | 74349506.9248
2015-05-01 | 2015 | 5 | 75612412.9193 | 2372.6752 | 68.61 | 50.69 | 677384 | 65 | 0 | 565.6203 | 31.2682 | 78.4848 | 1970.6012 | -231.587 | 0 | 1028 | 31 | 76941698.6571
2015-06-01 | 2015 | 6 | 77510208.9193 | 2515.7484 | 2.73 | 145.18 | 677384 | 66 | 0 | 565.6203 | 1.2442 | 224.7863 | 1970.6012 | -235.1499 | 0 | 1027 | 30 | 77860015.9421
2015-07-01 | 2015 | 7 | 84107665.9193 | 2641.8213 | 0 | 268.19 | 677384 | 67 | 0 | 565.6203 | 0 | 415.2462 | 1970.6012 | -238.7128 | 0 | 1027 | 31 | 86365978.7714
2015-08-01 | 2015 | 8 | 82968435.9193 | 2600.9729 | 0 | 239.59 | 677384 | 68 | 0 | 565.6203 | 0 | 370.964 | 1970.6012 | -242.2757 | 0 | 1029 | 31 | 85007959.7782
2015-09-01 | 2015 | 9 | 80468857.9193 | 2609.2366 | 5.21 | 132.95 | 677384 | 69 | 0 | 565.6203 | 2.3744 | 205.8502 | 1970.6012 | -245.8386 | 0 | 1028 | 30 | 77057059.8917
2015-10-01 | 2015 | 10 | 74764095.9193 | 2355.2198 | 90.66 | 27.9 | 677384 | 70 | 0 | 565.6203 | 41.3172 | 43.1984 | 1970.6012 | -249.4014 | 0 | 1024 | 31 | 75275678.98
2015-11-01 | 2015 | 11 | 73577951.9193 | 2388.1192 | 264.88 | 0.69 | 677384 | 71 | 0 | 565.6203 | 120.7158 | 1.0683 | 1970.6012 | -252.9643 | 0 | 1027 | 30 | 74099324.0784
2015-12-01 | 2015 | 12 | 74352351.9193 | 2330.8678 | 413.65 | 0 | 677384 | 72 | 1 | 565.6203 | 188.5158 | 0 | 1970.6012 | -256.5272 | -107.5127 | 1029 | 31 | 75303888.7827
2016-01-01 | 2016 | 1 | 80873145.8049 | 2530.3697 | 539.14 | 0 | 692620.8 | 73 | 0 | 565.6203 | 245.7063 | 0 | 2014.9271 | -260.0901 | 0 | 1031 | 31 | 82017158.8002
2016-02-01 | 2016 | 2 | 76692426.8049 | 2560.0837 | 473.45 | 0 | 692620.8 | 74 | 0 | 565.6203 | 215.7689 | 0 | 2014.9271 | -263.6529 | 0 | 1033 | 29 | 75870998.955
2016-03-01 | 2016 | 3 | 79048992.8049 | 2466.1194 | 394.32 | 0.03 | 692620.8 | 75 | 0 | 565.6203 | 179.7064 | 0.04645 | 2014.9271 | -267.2158 | 0 | 1034 | 31 | 79913330.9464
2016-04-01 | 2016 | 4 | 75322308.8049 | 2425.8393 | 220.24 | 1.45 | 692620.8 | 76 | 0 | 565.6203 | 100.3716 | 2.2451 | 2014.9271 | -270.7787 | 0 | 1035 | 30 | 74904568.9538
2016-05-01 | 2016 | 5 | 77294420.8049 | 2409.0516 | 68.61 | 50.69 | 692620.8 | 77 | 0 | 565.6203 | 31.2682 | 78.4848 | 2014.9271 | -274.3416 | 0 | 1035 | 31 | 77516038.1661
2016-06-01 | 2016 | 6 | 80711542.8049 | 2604.4383 | 2.73 | 145.18 | 692620.8 | 78 | 0 | 565.6203 | 1.2442 | 224.7863 | 2014.9271 | -277.9045 | 0 | 1033 | 30 | 78363591.1068
2016-07-01 | 2016 | 7 | 86824077.8049 | 2708.6815 | 0 | 268.19 | 692620.8 | 79 | 0 | 565.6203 | 0 | 415.2462 | 2014.9271 | -281.4673 | 0 | 1034 | 31 | 87005015.3156
2016-08-01 | 2016 | 8 | 89979891.8049 | 2807.1346 | 0 | 239.59 | 692620.8 | 80 | 0 | 565.6203 | 0 | 370.964 | 2014.9271 | -285.0302 | 0 | 1034 | 31 | 85471389.5312
2016-09-01 | 2016 | 9 | 80652890.8049 | 2602.5457 | 5.21 | 132.95 | 692620.8 | 81 | 0 | 565.6203 | 2.3744 | 205.8502 | 2014.9271 | -288.5931 | 0 | 1033 | 30 | 77480547.8244
2016-10-01 | 2016 | 10 | 75962410.8049 | 2365.2513 | 90.66 | 27.9 | 692620.8 | 82 | 0 | 565.6203 | 41.3172 | 43.1984 | 2014.9271 | -292.156 | 0 | 1036 | 31 | 76208281.9919
2016-11-01 | 2016 | 11 | 74427270.8049 | 2394.6998 | 264.88 | 0.69 | 692620.8 | 83 | 0 | 565.6203 | 120.7158 | 1.0683 | 2014.9271 | -295.7188 | 0 | 1036 | 30 | 74797523.4523
2016-12-01 | 2016 | 12 | 76792517.8049 | 2391.0984 | 413.65 | 0 | 692620.8 | 84 | 1 | 565.6203 | 188.5158 | 0 | 2014.9271 | -299.2817 | -107.5127 | 1036 | 31 | 75866626.2839
2017-01-01 | 2017 | 1 | 79780480.5546 | 2486.5352 | 539.14 | 0 | 713254.1 | 85 | 0 | 565.6203 | 245.7063 | 0 | 2074.9522 | -302.8446 | 0 | 1035 | 31 | 82889487.6008
2017-02-01 | 2017 | 2 | 71620781.5546 | 2560.4455 | 473.45 | 0 | 713254.1 | 86 | 0 | 565.6203 | 215.7689 | 0 | 2074.9522 | -306.4075 | 0 | 999 | 28 | 71326752.8752
2017-03-01 | 2017 | 3 | 78854911.5546 | 2543.7068 | 394.32 | 0.03 | 713254.1 | 87 | 0 | 565.6203 | 179.7064 | 0.04645 | 2074.9522 | -309.9704 | 0 | 1000 | 31 | 77821005.8599
2017-04-01 | 2017 | 4 | 71497921.5546 | 2383.2641 | 220.24 | 1.45 | 713254.1 | 88 | 0 | 565.6203 | 100.3716 | 2.2451 | 2074.9522 | -313.5332 | 0 | 1000 | 30 | 72889679.68
2017-05-01 | 2017 | 5 | 75457373.5546 | 2441.4331 | 68.61 | 50.69 | 713254.1 | 89 | 0 | 565.6203 | 31.2682 | 78.4848 | 2074.9522 | -317.0961 | 0 | 997 | 31 | 75203818.5284
2017-06-01 | 2017 | 6 | 78634524.5546 | 2618.5323 | 2.73 | 145.18 | 713254.1 | 90 | 0 | 565.6203 | 1.2442 | 224.7863 | 2074.9522 | -320.659 | 0 | 1001 | 30 | 76454698.156
2017-07-01 | 2017 | 7 | 82423917.5546 | 2656.1799 | 0 | 268.19 | 713254.1 | 91 | 0 | 565.6203 | 0 | 415.2462 | 2074.9522 | -324.2219 | 0 | 1001 | 31 | 84764180.8827
2017-08-01 | 2017 | 8 | 82322576.5546 | 2650.2665 | 0 | 239.59 | 713254.1 | 92 | 0 | 565.6203 | 0 | 370.964 | 2074.9522 | -327.7847 | 0 | 1002 | 31 | 83362696.9064
2017-09-01 | 2017 | 9 | 78269088.5546 | 2606.3633 | 5.21 | 132.95 | 713254.1 | 93 | 0 | 565.6203 | 2.3744 | 205.8502 | 2074.9522 | -331.3476 | 0 | 1001 | 30 | 75599009.5541
2017-10-01 | 2017 | 10 | 76413341.5546 | 2460.0264 | 90.66 | 27.9 | 713254.1 | 94 | 0 | 565.6203 | 41.3172 | 43.1984 | 2074.9522 | -334.9105 | 0 | 1002 | 31 | 74243694.7495
2017-11-01 | 2017 | 11 | 74844679.5546 | 2487.3606 | 264.88 | 0.69 | 713254.1 | 95 | 0 | 565.6203 | 120.7158 | 1.0683 | 2074.9522 | -338.4734 | 0 | 1003 | 30 | 72934646.6756
2017-12-01 | 2017 | 12 | 76076090.5546 | 2446.7273 | 413.65 | 0 | 713254.1 | 96 | 1 | 565.6203 | 188.5158 | 0 | 2074.9522 | -342.0362 | -107.5127 | 1003 | 31 | 73987017.4008
2018-01-01 | 2018 | 1 | 81449144.3543 | 2622.1475 | 539.14 | 0 | 730276.2 | 97 | 0 | 565.6203 | 245.7063 | 0 | 2124.4718 | -345.5991 | 0 | 1002 | 31 | 80456770.3228
2018-02-01 | 2018 | 2 | 72337566.3543 | 2573.1917 | 473.45 | 0 | 730276.2 | 98 | 0 | 565.6203 | 215.7689 | 0 | 2124.4718 | -349.162 | 0 | 1004 | 28 | 71873922.6858
2018-03-01 | 2018 | 3 | 77756033.3543 | 2488.3523 | 394.32 | 0.03 | 730276.2 | 99 | 0 | 565.6203 | 179.7064 | 0.04645 | 2124.4718 | -352.7249 | 0 | 1008 | 31 | 78654968.1557
2018-04-01 | 2018 | 4 | 74194021.3543 | 2458.3837 | 220.24 | 1.45 | 730276.2 | 100 | 0 | 565.6203 | 100.3716 | 2.2451 | 2124.4718 | -356.2878 | 0 | 1006 | 30 | 73531186.9347
2018-05-01 | 2018 | 5 | 76750861.3543 | 2456.1848 | 68.61 | 50.69 | 730276.2 | 101 | 0 | 565.6203 | 31.2682 | 78.4848 | 2124.4718 | -359.8506 | 0 | 1008 | 31 | 76244943.9747
2018-06-01 | 2018 | 6 | 78364231.3543 | 2692.9289 | 2.73 | 145.18 | 730276.2 | 102 | 0 | 565.6203 | 1.2442 | 224.7863 | 2124.4718 | -363.4135 | 0 | 970 | 30 | 74283833.1649
2018-07-01 | 2018 | 7 | 83718407.3543 | 2784.1173 | 0 | 268.19 | 730276.2 | 103 | 0 | 565.6203 | 0 | 415.2462 | 2124.4718 | -366.9764 | 0 | 970 | 31 | 82342541.3612
2018-08-01 | 2018 | 8 | 83875079.3543 | 2789.3275 | 0 | 239.59 | 730276.2 | 104 | 0 | 565.6203 | 0 | 370.964 | 2124.4718 | -370.5393 | 0 | 970 | 31 | 80903840.1901
2018-09-01 | 2018 | 9 | 76344035.3543 | 2612.7322 | 5.21 | 132.95 | 730276.2 | 105 | 0 | 565.6203 | 2.3744 | 205.8502 | 2124.4718 | -374.1021 | 0 | 974 | 30 | 73757550.16
2018-10-01 | 2018 | 10 | 72532572.3543 | 2407.1609 | 90.66 | 27.9 | 730276.2 | 106 | 0 | 565.6203 | 41.3172 | 43.1984 | 2124.4718 | -377.665 | 0 | 972 | 31 | 72224674.0915
2018-11-01 | 2018 | 11 | 72249019.3543 | 2477.6756 | 264.88 | 0.69 | 730276.2 | 107 | 0 | 565.6203 | 120.7158 | 1.0683 | 2124.4718 | -381.2279 | 0 | 972 | 30 | 70877704.0896
2018-12-01 | 2018 | 12 | 71570246.3543 | 2370.3466 | 413.65 | 0 | 730276.2 | 108 | 1 | 565.6203 | 188.5158 | 0 | 2124.4718 | -384.7908 | -107.5127 | 974 | 31 | 72052075.4011
2019-01-01 | 2019 | 1 | 78816325.1497 | 2610.3307 | 539.14 | 0 | 744439.6 | 109 | 0 | 565.6203 | 245.7063 | 0 | 2165.675 | -388.3537 | 0 | 974 | 31 | 78161637.5645
2019-02-01 | 2019 | 2 | 71346245.1497 | 2621.4817 | 473.45 | 0 | 744439.6 | 110 | 0 | 565.6203 | 215.7689 | 0 | 2165.675 | -391.9165 | 0 | 972 | 28 | 69540900.3478
2019-03-01 | 2019 | 3 | 76152470.1497 | 2527.2956 | 394.32 | 0.03 | 744439.6 | 111 | 0 | 565.6203 | 179.7064 | 0.04645 | 2165.675 | -395.4794 | 0 | 972 | 31 | 75799118.5551
2019-04-01 | 2019 | 4 | 69898435.1497 | 2394.6021 | 220.24 | 1.45 | 744439.6 | 112 | 0 | 565.6203 | 100.3716 | 2.2451 | 2165.675 | -399.0423 | 0 | 973 | 30 | 71073847.8309
2019-05-01 | 2019 | 5 | 70938992.1497 | 2342.2258 | 68.61 | 50.69 | 744439.6 | 113 | 0 | 565.6203 | 31.2682 | 78.4848 | 2165.675 | -402.6052 | 0 | 977 | 31 | 73853125.3425
2019-06-01 | 2019 | 6 | 71957492.1497 | 2442.549 | 2.73 | 145.18 | 744439.6 | 114 | 0 | 565.6203 | 1.2442 | 224.7863 | 2165.675 | -406.168 | 0 | 982 | 30 | 75157107.2952
2019-07-01 | 2019 | 7 | 83273196.1497 | 2735.4706 | 0 | 268.19 | 744439.6 | 115 | 0 | 565.6203 | 0 | 415.2462 | 2165.675 | -409.7309 | 0 | 982 | 31 | 83313987.4798
2019-08-01 | 2019 | 8 | 79874501.1497 | 2621.1565 | 0 | 239.59 | 744439.6 | 116 | 0 | 565.6203 | 0 | 370.964 | 2165.675 | -413.2938 | 0 | 983 | 31 | 81940845.8744
2019-09-01 | 2019 | 9 | 73235612.1497 | 2488.468 | 5.21 | 132.95 | 744439.6 | 117 | 0 | 565.6203 | 2.3744 | 205.8502 | 2165.675 | -416.8567 | 0 | 981 | 30 | 74241980.6362
2019-10-01 | 2019 | 10 | 71066407.1497 | 2339.2497 | 90.66 | 27.9 | 744439.6 | 118 | 0 | 565.6203 | 41.3172 | 43.1984 | 2165.675 | -420.4196 | 0 | 980 | 31 | 72771987.5376
2019-11-01 | 2019 | 11 | 71496344.1497 | 2336.4818 | 264.88 | 0.69 | 744439.6 | 119 | 0 | 565.6203 | 120.7158 | 1.0683 | 2165.675 | -423.9824 | 0 | 1020 | 30 | 74330368.0243
2019-12-01 | 2019 | 12 | 72338992.1497 | 2283.2836 | 413.65 | 0 | 744439.6 | 120 | 1 | 565.6203 | 188.5158 | 0 | 2165.675 | -427.5453 | -107.5127 | 1022 | 31 | 75553748.2645
2020-01-01 | 2020 | 1 | 75861625.0548 |  | 540.8684 | 0 | 744439.6 | 121 | 0 | 565.6203 | 246.494 | 0 | 2165.675 | -431.1082 | 0 | 1006 | 31 | 79420798.979 | -3559173.9243
2020-02-01 | 2020 | 2 | 70798878.0548 |  | 477.4695 | 0 | 744439.6 | 122 | 0 | 565.6203 | 217.6008 | 0 | 2165.675 | -434.6711 | 0 | 996 | 29 | 72620875.3016 | -1821997.2468
2020-03-01 | 2020 | 3 | 70545164.0548 |  | 416.0484 | 0.026842 | 678238.0127 | 123 | 0 | 565.6203 | 189.6089 | 0.04156 | 1973.0857 | -438.2339 | 0 | 1008 | 31 | 71561747.5905 | -1016583.5358
2020-04-01 | 2020 | 4 | 60747838.0548 |  | 227.7895 | 0 | 599261.1287 | 124 | 0 | 565.6203 | 103.8122 | 0 | 1743.3313 | -441.7968 | 0 | 1008 | 30 | 59602042.1396 | 1145795.9152
2020-05-01 | 2020 | 5 | 63619784.0548 |  | 68.1695 | 53.2642 | 599261.1287 | 125 | 0 | 565.6203 | 31.0674 | 82.4705 | 1743.3313 | -445.3597 | 0 | 1006 | 31 | 61658769.5328 | 1961014.522
2020-06-01 | 2020 | 6 | 70107012.0548 |  | 0.78579 | 141.6447 | 599261.1287 | 126 | 0 | 565.6203 | 0.35811 | 219.3126 | 1743.3313 | -448.9226 | 0 | 1005 | 30 | 62702946.1699 | 7404065.8849
2020-07-01 | 2020 | 7 |  |  | 0 | 274.9679 | 615006.4395 | 127 | 0 | 565.6203 | 0 | 425.7406 | 1789.1365 | -452.4855 | 0 | 1004 | 31 | 72457044.3627
2020-08-01 | 2020 | 8 |  |  | 0 | 237.0295 | 615006.4395 | 128 | 0 | 565.6203 | 0 | 366.9994 | 1789.1365 | -456.0483 | 0 | 1003.8999 | 31 | 70510860.7761
2020-09-01 | 2020 | 9 |  |  | 1.48 | 141.8489 | 615006.4395 | 129 | 0 | 565.6203 | 0.67449 | 219.6287 | 1789.1365 | -459.6112 | 0 | 1003.7997 | 30 | 63704609.8464
2020-10-01 | 2020 | 10 |  |  | 81.9821 | 32.1616 | 635199.151 | 130 | 0 | 565.6203 | 37.3623 | 49.7967 | 1847.8798 | -463.1741 | 0 | 1003.6996 | 31 | 63395712.0065
2020-11-01 | 2020 | 11 |  |  | 283.5458 | 0.72421 | 635199.151 | 131 | 0 | 565.6203 | 129.2225 | 1.1213 | 1847.8798 | -466.737 | 0 | 1003.5995 | 30 | 62537504.9847
2020-12-01 | 2020 | 12 |  |  | 399.3553 | 0 | 635199.151 | 132 | 1 | 565.6203 | 182.0012 | 0 | 1847.8798 | -470.2998 | -107.5127 | 1003.4994 | 31 | 62767233.1458
2021-01-01 | 2021 | 1 |  |  | 541.4654 | 0 | 735028.7668 | 133 | 0 | 565.6203 | 246.7661 | 0 | 2138.2976 | -473.8627 | 0 | 1003.6405 | 31 | 77060981.81
2021-02-01 | 2021 | 2 |  |  | 477.9247 | 0 | 735028.7668 | 134 | 0 | 565.6203 | 217.8082 | 0 | 2138.2976 | -477.4256 | 0 | 1003.5404 | 28 | 68682719.344
2021-03-01 | 2021 | 3 |  |  | 418.124 | 0.02797 | 735028.7668 | 135 | 0 | 565.6203 | 190.5548 | 0.043307 | 2138.2976 | -480.9885 | 0 | 1003.4403 | 31 | 75076753.2147
2021-04-01 | 2021 | 4 |  |  | 228.6675 | 0 | 735028.7668 | 136 | 0 | 565.6203 | 104.2124 | 0 | 2138.2976 | -484.5514 | 0 | 1003.3402 | 30 | 69940204.2428
2021-05-01 | 2021 | 5 |  |  | 67.6132 | 54.5398 | 735028.7668 | 137 | 0 | 565.6203 | 30.8139 | 84.4456 | 2138.2976 | -488.1142 | 0 | 1003.2401 | 31 | 72497098.8898
2021-06-01 | 2021 | 6 |  |  | 0.43015 | 140.9895 | 735028.7668 | 138 | 0 | 565.6203 | 0.19604 | 218.298 | 2138.2976 | -491.6771 | 0 | 1003.14 | 30 | 73151024.3674
2021-07-01 | 2021 | 7 |  |  | 0 | 277.6186 | 735028.7668 | 139 | 0 | 565.6203 | 0 | 429.8448 | 2138.2976 | -495.24 | 0 | 1003.04 | 31 | 82042859.2289
2021-08-01 | 2021 | 8 |  |  | 0 | 237.0404 | 735028.7668 | 140 | 0 | 565.6203 | 0 | 367.0163 | 2138.2976 | -498.8029 | 0 | 1002.9399 | 31 | 79970493.0541
2021-09-01 | 2021 | 9 |  |  | 1.0557 | 142.7893 | 735028.7668 | 141 | 0 | 565.6203 | 0.48113 | 221.0848 | 2138.2976 | -502.3657 | 0 | 1002.8399 | 30 | 72899985.4257
2021-10-01 | 2021 | 10 |  |  | 80.1628 | 32.9032 | 735028.7668 | 142 | 0 | 565.6203 | 36.5332 | 50.9449 | 2138.2976 | -505.9286 | 0 | 1002.7399 | 31 | 71043608.7514
2021-11-01 | 2021 | 11 |  |  | 286.4002 | 0.73985 | 735028.7668 | 143 | 0 | 565.6203 | 130.5233 | 1.1455 | 2138.2976 | -509.4915 | 0 | 1002.6399 | 30 | 69967075.5709
2021-12-01 | 2021 | 12 |  |  | 396.5291 | 0 | 735028.7668 | 144 | 1 | 565.6203 | 180.7132 | 0 | 2138.2976 | -513.0544 | -107.5127 | 1002.5399 | 31 | 70364247.6836

## Normalized Annual Summary Tr
Residential kWh | [6 empty] | GS<50 kWh | [6 empty] | GS>50 kWh | [7 empty] | Street Light | [8 empty] | USL
Year | Actual | Cumulative Persisting CDM | Actual No CDM | Normal Predicted No CDM | Cumulative Persisting CDM | Normalized | Year | Actual | Cumulative Persisting CDM | Actual No CDM | Normal No CDM | Cumulative Persisting CDM | Normalized | Year | Actual | Cumulative Persisting CDM | Actual No CDM | Normal Predicted No CDM | Cumulative Persisting CDM | Normalized |  | Year | Actual | Cumulative Persisting CDM | Actual No CDM | Lamps / Devices | Average per Device | Normalized No CDM | Cumulative Persisting CDM | Normalized | Year | Actual | Connections | Average per Device | Normal Forecast
| A | B | C = A + B | D | E = B | F = D - E |  | A | B | C = A + B | D | E = B | F = D - E |  | A | B | C = A + B | D | E = B | F = D - E |  |  | A | B | C = A + B | D | E = C / D | F = C * E | G = B | H = F - G
2010 | 556896336 | 0 | 556896336 | 548718429.1017 | 0 | 548718429.1017 | 2010 | 172200325 | 0 | 172200325 | 172769867.4518 | 0 | 172769867.4518 | 2010 | 906197008 | 0 | 906197008 | 913117800.3354 | 0 | 913117800.3354 |  | 2010 | 9467387 | 0 | 9467387 | 14651.8333 | 646.1572 | 9467387 | 0 | 9467387 | 2010 | 3512551 | 603.5833 | 5819.4963 | 3512551
2011 | 551353006 | 1088909.7138 | 552441915.7138 | 553723682.9109 | 1088909.7138 | 552634773.1971 | 2011 | 174484065 | 554800.0192 | 175038865.0192 | 175412501.9216 | 554800.0192 | 174857701.9024 | 2011 | 908229110 | 2219413.1132 | 910448523.1132 | 906983930.4735 | 2219413.1132 | 904764517.3603 |  | 2011 | 9847280 | 0 | 9847280 | 15024 | 655.4366 | 9847280 | 0 | 9847280 | 2011 | 3296779 | 603.8333 | 5459.7499 | 3296779
2012 | 551839571 | 2905438.7672 | 554745009.7672 | 553358493.9188 | 2905438.7672 | 550453055.1516 | 2012 | 174704767 | 1372275.3799 | 176077042.3799 | 176055196.5282 | 1372275.3799 | 174682921.1483 | 2012 | 903337846 | 7938587.5561 | 911276433.5561 | 913868098.9016 | 7938587.5561 | 905929511.3455 |  | 2012 | 9866380 | 0 | 9866380 | 15082.6667 | 654.1536 | 9866380 | 0 | 9866380 | 2012 | 3353868 | 604.5 | 5548.1687 | 3353868
2013 | 540087395 | 4435088.6506 | 544522483.6506 | 553152369.1753 | 4435088.6506 | 548717280.5247 | 2013 | 175467402 | 2174491.4721 | 177641893.4721 | 177059471.7285 | 2174491.4721 | 174884980.2564 | 2013 | 899933878 | 14675098.7393 | 914608976.7393 | 913546621.0567 | 14675098.7393 | 898871522.3174 |  | 2013 | 9864267 | 0 | 9864267 | 15114.4167 | 652.6396 | 9864267 | 0 | 9864267 | 2013 | 3104444 | 568.5833 | 5459.9631 | 3104444
2014 | 530303117 | 6994830.8621 | 537297947.8621 | 551624758.3795 | 6994830.8621 | 544629927.5174 | 2014 | 172644356 | 3084511.7297 | 175728867.7297 | 176435782.4264 | 3084511.7297 | 173351270.6967 | 2014 | 901672321 | 20152767.5377 | 921825088.5377 | 927229639.1105 | 20152767.5377 | 907076871.5727 |  | 2014 | 9908447 | 0 | 9908447 | 15170.75 | 653.1284 | 9908447 | 0 | 9908447 | 2014 | 3098633 | 559 | 5543.1717 | 3098633
2015 | 530999846 | 10177948.8497 | 541177794.8497 | 546662696.7703 | 10177948.8497 | 536484747.9207 | 2015 | 170245509 | 5514827.6731 | 175760336.6731 | 177347411.2834 | 5514827.6731 | 171832583.6103 | 2015 | 907051642 | 25580543.0317 | 932632185.0317 | 936327639.3338 | 25580543.0317 | 910747096.3021 |  | 2015 | 9918681 | 0 | 9918681 | 15228.5833 | 651.32 | 9918681 | 0 | 9918681 | 2015 | 3110148 | 556.75 | 5586.2559 | 3110148
2016 | 545123880 | 15147695.8107 | 560271575.8107 | 544914359.1067 | 15147695.8107 | 529766663.2961 | 2016 | 169905557 | 8426195.4117 | 178331752.4117 | 178033319.2334 | 8426195.4117 | 169607123.8217 | 2016 | 920835908 | 33745989.6593 | 954581897.6593 | 945415071.3276 | 33745989.6593 | 911669081.6683 |  | 2016 | 9945876 | 0 | 9945876 | 15252.6667 | 652.0746 | 9945876 | 0 | 9945876 | 2016 | 3115033 | 559.0833 | 5571.6792 | 3115033
2017 | 501428451 | 28743827.9233 | 530172278.9233 | 544333452.7095 | 28743827.9233 | 515589624.7862 | 2017 | 166894185 | 9675825.938 | 176570010.938 | 179066794.1086 | 9675825.938 | 169390968.1706 | 2017 | 885596225 | 40599462.6551 | 926195687.6551 | 921476688.8694 | 40599462.6551 | 880877226.2143 |  | 2017 | 11286654.7 | 0 | 11286654.7 | 17184 | 656.8118 | 11286654.7 | 0 | 11286654.7 | 2017 | 3130244 | 561.9167 | 5570.6552 | 3130244
2018 | 536801589 | 36452428.281 | 573254017.281 | 547437334.3132 | 36452428.281 | 510984906.0322 | 2018 | 174257110 | 11923160.538 | 186180270.538 | 181464787.4741 | 11923160.538 | 169541626.9361 | 2018 | 874283086 | 46858132.2521 | 921141218.2521 | 907204010.532 | 46858132.2521 | 860345878.2799 |  | 2018 | 6528022.6 | 0 | 6528022.6 | 17184 | 379.8896 | 6528022.6 | 0 | 6528022.6 | 2018 | 3138478 | 563.3333 | 5571.2627 | 3138478
2019 | 512580883 | 38321392.4216 | 550902275.4216 | 558395425.9955 | 38321392.4216 | 520074033.574 | 2019 | 170703484 | 13423948.9471 | 184127432.9471 | 184196327.1925 | 13423948.9471 | 170772378.2454 | 2019 | 837536595 | 52858417.7965 | 890395012.7965 | 905738654.7527 | 52858417.7965 | 852880236.9562 |  | 2019 | 5537652.9 | 0 | 5537652.9 | 17184 | 322.2563 | 5537652.9 | 0 | 5537652.9 | 2019 | 3144191 | 561.5 | 5599.6278 | 3144191
2020 |  |  |  | 585532146.8845 | 37931162.4433 | 547600984.4412 | 2020 |  |  |  | 166874795.3723 | 13145851.5298 | 153728943.8425 | 2020 |  |  |  | 802940144.8356 | 52155213.5364 | 750784931.2992 | 745872175.7192 | 2020 |  |  |  | 17196.6006 | 322.2563 | 5541713.5212 | 0 | 5541713.5212 | 2020 |  | 558.6796 | 5599.6278 | 3128398.0785
2021 |  |  |  | 568674760.4515 | 37472220.5789 | 531202539.8726 | 2021 |  |  |  | 180675241.5601 | 12700385.8972 | 167974855.6628 | 2021 |  |  |  | 882697051.5833 | 49805696.4979 | 832891355.0854 |  | 2021 |  |  |  | 17283.2715 | 322.2563 | 5569643.7573 | 0 | 5569643.7573 | 2021 |  | 554.2102 | 5599.6278 | 3103370.8938

## kW Forecast Tr
|  | GS > 50 | [5 empty] | Street Lights
|  | kWh | kW | Ratio | 3-Yr MA |  |  | kWh | kW | Ratio | 3-Yr MA
|  | A | B | C = B / A
| 2010 | 906197008 | 2403006 | 0.0026517 |  |  | 2010 | 9467387 | 26416 | 0.0027902
| 2011 | 908229110 | 2396756 | 0.0026389 |  |  | 2011 | 9847280 | 27334 | 0.0027758
| 2012 | 903337846 | 2423043 | 0.0026823 | 0.0026577 |  | 2012 | 9866380 | 27457 | 0.0027829 | 0.002783
| 2013 | 899933878 | 2424733 | 0.0026943 | 0.0026719 |  | 2013 | 9864267 | 27500 | 0.0027878 | 0.0027822
| 2014 | 901672321 | 2373361 | 0.0026322 | 0.0026696 |  | 2014 | 9908447 | 27636 | 0.0027891 | 0.0027866
| 2015 | 907051642 | 2374100 | 0.0026174 | 0.002648 |  | 2015 | 9918681 | 27661 | 0.0027888 | 0.0027886
| 2016 | 920835908 | 2410544 | 0.0026178 | 0.0026224 |  | 2016 | 9945876 | 27648 | 0.0027798 | 0.0027859
| 2017 | 885596225 | 2363980 | 0.0026694 | 0.0026348 |  | 2017 | 11286654.7 | 30451.8 | 0.002698 | 0.0027843 | 2017 Ratio Excluded in Avg. Calculation
| 2018 | 874283086 | 2353522 | 0.0026919 | 0.0026597 |  | 2018 | 6528022.6 | 18200.9 | 0.0027881 | 0.002784
| 2019 | 837536595 | 2275484 | 0.0027169 | 0.0026927 |  | 2019 | 5537652.9 | 15445.8 | 0.0027892 | 0.0027887
|  | kWh Normalized | kW Normalized | Avg. Ratio | Trend Ratio (5-yr) |  |  | kWh Normalized | kW Normalized | Avg. Ratio | Trend Ratio (3-Yr. MA)
|  | D | E = D * G | F | G |  |  | D | E = D * F | F | G
| 2019 | 852880236.9562 | 2309173.3699 | 0.0026613 | 0.0027075 | ('14-'19) | 2019 | 5537652.9 | 15433.7004 | 0.0027858 | 0.002787
| 2020 | 750784931.2992 | 2047739.8424 | 0.0026613 | 0.0027275 |  | 2020 | 5541713.5212 | 15447.6201 | 0.0027858 | 0.0027875
| 2021 | 832891355.0854 | 2288311.0581 | 0.0026613 | 0.0027474 |  | 2021 | 5569643.7573 | 15528.0918 | 0.0027858 | 0.002788
|  | kWh | kW | Divergence |  |  |  | kWh | kW | Divergence
5-year change |  | -7.664% | -4.154% | 3.51% |  |  |  | -44.17% | -44.16% | 0.009092%
10-year change |  | -7.577% | -5.307% | 2.27% |  |  |  | -41.51% | -41.53% | -0.0205%
|  |  | Trend Used |  | 5-year trend |  |  |  | Average Used
*Both forecast lines and 3-Yr MA ignore 2017

## Summary Tables Tr
Normal Forecast (Trend)
kWh | 2014 Actual | 2015 Actual | 2016 Actual | 2017 Actual | 2018 Actual | 2019 Actual | 2019 Normalized | 2020 Forecast | 2021 Forecast
Residential | 530303117 | 530999846 | 545123880 | 501428451 | 536801589 | 512580883 | 520074033.574 | 547600984.4412 | 531202539.8726
GS < 50 | 172644356 | 170245509 | 169905557 | 166894185 | 174257110 | 170703484 | 170772378.2454 | 153728943.8425 | 167974855.6628
GS > 50 | 901672321 | 907051642 | 920835908 | 885596225 | 874283086 | 837536595 | 852880236.9562 | 750784931.2992 | 832891355.0854
Street Light | 9908447 | 9918681 | 9945876 | 11286654.7 | 6528022.6 | 5537652.9 | 5537652.9 | 5541713.5212 | 5569643.7573
USL | 3098633 | 3110148 | 3115033 | 3130244 | 3138478 | 3144191 | 3144191 | 3128398.0785 | 3103370.8938
Total | 1617626874 | 1621325826 | 1648926254 | 1568335759.7 | 1595008285.6 | 1529502805.9 | 1552408492.6756 | 1460784971.1825 | 1540741765.2719
CDM Adjusted (Trend)
kWh | 2021 Weather Normal Forecast | CDM Adjustment | 2021 CDM Adjusted Forecast
Residential | 531202539.8726 | 14134.9019 | 531188404.9706
GS < 50 | 167974855.6628 | 597269.9724 | 167377585.6904
GS > 50 | 832891355.0854 | 6157955.5237 | 826733399.5617
Street Light | 5569643.7573 |  | 5569643.7573
USL | 3103370.8938 |  | 3103370.8938
Total | 1540741765.2719 | 6769360.398 | 1533972404.8739
Normal Forecast (Trend)
kW | 2014 Actual | 2015 Actual | 2016 Actual | 2017 Actual | 2018 Actual | 2019 Actual | 2019 Normalized | 2020 Forecast | 2021 Forecast
GS > 50 | 2373361 | 2374100 | 2410544 | 2363980 | 2353522 | 2275484 | 2309173.3699 | 2047739.8424 | 2288311.0581
Street Light | 27636 | 27661 | 27648 | 30451.8 | 18200.9 | 15445.8 | 15433.7004 | 15447.6201 | 15528.0918
Total | 2400997 | 2401761 | 2438192 | 2394431.8 | 2371722.9 | 2290929.8 | 2324607.0702 | 2063187.4626 | 2303839.1499
CDM Adjusted (Trend)
kW | 2021 Weather Normal Forecast | CDM Adjustment | 2021 CDM Adjusted Forecast
GS > 50 | 2288311.0581 | 16795.61 | 2271515.4481
Street Light | 15528.0918 |  | 15528.0918
Total | 2303839.1499 | 16795.61 | 2287043.5399
Customers / Devices
Customers | 2014 Actual | 2015 Actual | 2016 Actual | 2017 Actual | 2018 Actual | 2019 Actual | 2020 Forecast | 2021 Forecast
Residential | 59824.4167 | 60123.25 | 60318.8333 | 60502 | 60920.0833 | 61427.6667 | 61651.2855 | 62055.7179
GS < 50 | 5198.4583 | 5238.5 | 5272.8333 | 5341.6667 | 5427.75 | 5489.5 | 5505.5601 | 5564.4696
GS > 50 | 1021.2083 | 1027.6667 | 1034.1667 | 1003.6667 | 985.8333 | 984.8333 | 1004.2915 | 1003.0901
Street Light | 15170.75 | 15228.5833 | 15252.6667 | 17184 | 17184 | 17184 | 17196.6006 | 17283.2715
USL | 559 | 556.75 | 559.0833 | 561.9167 | 563.3333 | 561.5 | 558.6796 | 554.2102
Total | 81773.8333 | 82174.75 | 82437.5833 | 84593.25 | 85081 | 85647.5 | 85916.4174 | 86460.7593