## Summary
Niagara Peninsula Energy Weather Normal Load Forecast for 2021 Rate Application
| 2002 Actual | 2003 Actual | 2004 Actual | 2005 Actual | 2006 Actual | 2007 Actual | 2008 Actual | 2009 Actual | 2010 Actual | 2011 Actual | 2012 Actual | 2013 Actual | 2014 Actual | 2015 Actual | 2016 Actual | 2017 Actual | 2018 Actual | 2019 Actual | 2020 Weather Normal | 2021 Weather Normal
Actual kWh Purchases | 1162710673.7804 | 1152043160.1684 | 1205241073.8282 | 1272191338.9746 | 1248057839.7213 | 1283916366.3514 | 1247360138.218 | 1216807819.4733 | 1264714636.9492 | 1266311662.4233 | 1260789450.8993 | 1250108324.0953 | 1236354090.94 | 1243499330.0143 | 1257831314.4023 | 1212201215.8871 | 1270822506.5394 | 1252366737.6698
Predicted kWh Purchases with loss | 1167166906.303 | 1167605461.2558 | 1179573774.9575 | 1271724175.9972 | 1247989476.5156 | 1273169231.3492 | 1255986577.5555 | 1219818977.4913 | 1253085593.3979 | 1261320397.1873 | 1270469171.731 | 1245661460.3453 | 1243350622.4974 | 1251658037.1046 | 1277941546.4547 | 1217143963.591 | 1255827879.1538 | 1243834427.4474 | 1288225771.1912 | 1332587297.1156
% Difference | 0.3833% | 1.351% | -2.13% | -0.03672% | -0.005478% | -0.8371% | 0.6916% | 0.2475% | -0.9195% | -0.3942% | 0.7678% | -0.3557% | 0.5659% | 0.6561% | 1.599% | 0.4077% | -1.18% | -0.6813%
Predicted without loss | [17 empty] | 1210020079.4372 | 1241549745.2111 | 1284303928.8645
Loss | [17 empty] | 33814348.0102 | 46676025.9801 | 48283368.251
Loss Factor based on predicted kWh
Billed kWh Weather Normalized with CDM | 0 | 1108347420.2106 | 1135405804.1076 | 1208894249.4506 | 1184184646.7744 | 1220452819.8678 | 1188897732 | 1161778118 | 1193712076.1827 | 1232998827 | 1214015314.2603 | 1202305265 | 1195394887 | 1195656486.8495 | 1212742876.9017 | 1168010031.0215 | 1224357127.1282 | 1210020079.4372 | 1241549745.0369 | 1284303928.6916
Loss Factor | [18 empty] | 1.0376 | 1.0376
Loss | [18 empty] | 46676025.9801 | 48283368.251
CDM Difference | [18 empty] | 0.17426 | 0.17291
By Class
Residential
Customers | 40624 | 42507 | 42859 | 43068 | 43724 | 44325 | 44955 | 45760.7971 | 45839.7971 | 45996.462 | 45871.0007 | 46274.0115 | 46773.3871 | 47555 | 48401 | 49606 | 50324 | 50792 | 51360.4408 | 51935
kWh | 0 | 418838011.9736 | 404285804.099 | 463562202.487 | 450017939.3267 | 462721167.9574 | 450470689.5 | 438952917.5 | 451343387.2824 | 418849931 | 414592237 | 412298278 | 416585049 | 415749081.7036 | 433305471.2442 | 410629996.2572 | 451047288.2172 | 434759151.8876 | 442258807 | 453679525
GS<50
Customers | 4171 | 3982 | 4033 | 4437 | 4438 | 4339 | 4260 | 4256.623 | 4356.7856 | 4306.7266 | 4259.8898 | 4315.4555 | 4377.1854 | 4434 | 4457 | 4505 | 4479 | 4475 | 4507.7651 | 4541
kWh | 0 | 126366945.1775 | 122937632.9665 | 125194926.2388 | 122020708.4167 | 125994115.1778 | 122663803.5 | 119930975.5 | 121294613.5087 | 129680926 | 125465897 | 124179905 | 129969466 | 126134211.1317 | 130328461.566 | 127052977.9615 | 131255411.0994 | 126741415.7674 | 128651236 | 131690457
GS>50
Customers | 796 | 864 | 819 | 802 | 871 | 853 | 847 | 852.2249 | 851 | 858.5123 | 855.1845 | 862.7339 | 822.692 | 781 | 759 | 808 | 790 | 800 | 805 | 808
kWh | 0 | 553710684.7088 | 598431000.7987 | 609950002.1269 | 601216533.3463 | 622092059.277 | 605669659 | 592972281 | 611065861.6087 | 675128624 | 664095955 | 655968805 | 639303434 | 645074724.8906 | 642382592.3133 | 624101454.8927 | 635816200.6741 | 642357413.4714 | 664474782 | 689956286.42
kW | 1529263 | 1573551 | 1673046 | 1719941 | 1777691 | 1884479 | 1735816 | 1753191 | 1769836 | 1793543.4188 | 1761221.4537 | 1721553.9693 | 1662695 | 1643856 | 1616038.3 | 1603354.5 | 1621855 | 1639986.5553 | 1699495.96 | 1765045.8399
Embedded Distributor
Customers | 0 | 0 | 0 | 0 | 0 | 0 | 0 | 0 | 0 | 0 | 0 | 0 | 0 | 0 | 0 | 0 | 0 | 0 | 2 | 2
kWh | 0 | 0 | 0 | 0 | 0 | 0 | 0 | 0 | 0 | 0 | 0 | 0 | 0 | 0 | 0 | 0 | 0 | 0 | 0 | 2808332.58
kW | 0 | 0 | 0 | 0 | 0 | 0 | 0 | 0 | 0 | 0 | 0 | 0 | 0 | 0 | 0 | 0 | 0 | 0 | 0 | 6805.7001
Sentinels
Connections | 582 | 582 | 602 | 522 | 594 | 569 | 564.2574 | 565.5177 | 417 | 369.0708 | 343.2164 | 337.4585 | 329.8437 | 334.0242 | 310.5526 | 324.0029 | 311.6244 | 296 | 289.6599 | 283.4557
kWh | 0 | 298684.5771 | 299221.7421 | 336742.5535 | 317191.457 | 295242.5843 | 286832 | 294273 | 293544.0982 | 246192 | 267435.2603 | 265619 | 256092 | 223690.3269 | 213769.7112 | 210488.5435 | 220523.947 | 218186.4443 | 218399.8647 | 218613.4939
kW | 956 | 968 | 933 | 892 | 831 | 825 | 733 | 695 | 653 | 679.4791 | 720.8667 | 716.2304 | 676 | 672 | 642.6 | 645.5 | 650 | 643 | 652.3765 | 653.0147
Streetlights
Connections | 11157 | 11358 | 11588 | 11752 | 11807 | 11933 | 11986 | 12136.4996 | 12334.4604 | 12539.6667 | 12507.1667 | 12702 | 12745.3288 | 12897.4559 | 13176.9167 | 13307.7709 | 13309.9056 | 13360 | 13496.2463 | 13633.882
kWh | 0 | 6713622.351 | 7027057.9585 | 7458446.3497 | 8236753.7636 | 7023291.2978 | 7504236 | 7271510 | 7368898.1739 | 7294838 | 7329519 | 7344781 | 7429625 | 6899420.4853 | 4950219.911 | 4481098.819 | 4494761.7896 | 4379323.8273 | 4423984.5053 | 4469100.6364
kW | 17456 | 17588 | 19480 | 19789 | 19932 | 20188 | 20371 | 20319 | 19656 | 20391.458 | 21037.359 | 20808.5758 | 20750 | 20270 | 13925 | 12517 | 12519 | 12447.4165 | 12417.8958 | 12544.5345
USL
Connections | 419 | 422 | 422 | 422 | 422 | 440 | 444.9505 | 454 | 465 | 424.0555 | 383.5415 | 421.6058 | 420.7668 | 358.442 | 388.5967 | 372.8782 | 356.28 | 335 | 330.2008 | 325.4703
kWh | 0 | 2419471.4225 | 2425086.5427 | 2391929.6946 | 2375520.4641 | 2326943.5736 | 2302512 | 2356161 | 2345771.5108 | 1798316 | 2264271 | 2247877 | 1851221 | 1575358.3114 | 1562362.1561 | 1534014.5476 | 1522941.4009 | 1564588.0392 | 1522535.6668 | 1481613.5613
Total of Above
Customer/Connections | 57749 | 59715 | 60323 | 61003 | 61856 | 62459 | 63057.2079 | 64025.6622 | 64264.0431 | 64494.4939 | 64219.9995 | 64913.2652 | 65469.2039 | 66359.9221 | 67493.066 | 68923.652 | 69570.8099 | 70058 | 70791.3129 | 71528.808
kWh | 0 | 1108347420.2106 | 1135405804.1076 | 1208894249.4506 | 1184184646.7744 | 1220452819.8678 | 1188897732 | 1161778118 | 1193712076.1827 | 1232998827 | 1214015314.2603 | 1202305265 | 1195394887 | 1195656486.8495 | 1212742876.9017 | 1168010031.0215 | 1224357127.1282 | 1210020079.4372 | 1241549745.0369 | 1284303928.6916
kW from applicable classes | 1547675 | 1592107 | 1693459 | 1740622 | 1798454 | 1905492 | 1756920 | 1774205 | 1790145 | 1814614.3558 | 1782979.6793 | 1743078.7755 | 1684121 | 1664798 | 1630605.9 | 1616517 | 1635024 | 1653076.9718 | 1712566.2324 | 1785049.0892
Total from Model
Customer/Connections |  | 59715 | 60323 | 61003 | 61856 | 62459 | 63057.2079 | 64025.6622 | 64264.0431 | 64494.4939 | 64219.9995 | 64913.2652 | 65469.2039 | 66359.9221 | 67493.066 | 68923.652 | 69570.8099 | 70058 | 70791.3129 | 71528.8215
kWh |  | 1108347420.2106 | 1135405804.1076 | 1208894249.4506 | 1184184646.7744 | 1220452819.8678 | 1188897732 | 1161778118 | 1193712076.1827 | 1232998827 | 1214015314.2603 | 1202305265 | 1195394887 | 1195656486.8495 | 1212742876.9017 | 1168010031.0215 | 1224357127.1282 | 1210020079.4372 | 1241549745.0369 | 1284303928.6916
kW from applicable classes |  | 1592107 | 1693459 | 1740622 | 1798454 | 1905492 | 1756920 | 1774205 | 1790145 | 1814614.3558 | 1782979.6793 | 1743078.7755 | 1684121 | 1664798 | 1630605.9 | 1616517 | 1635024 | 1653076.9718 | 1712566.2324 | 1785049.0892
Check should all be zero
Customer/Connections |  | -2e-07 | -2e-07 | -2e-07 | -2e-07 | -2e-07 | 0 | 0 | 0 | 0 | 0 | 0 | 0 | 0 | 0 | 0 | 0 | 0 | 0 | -0.0135
kWh |  | 0 | 0 | 0 | 0 | 0 | 0 | 0 | 0 | 0 | 0 | 0 | 0 | 0 | 0 | 0 | 0 | 0 | 0 | 0
kW from applicable classes |  | 0 | 0 | 0 | 0 | 0 | 0 | 0 | 0 | 0 | 0 | 0 | 0 | 0 | 0 | 0 | 0 | 0 | 0 | 0
| 2002 | 2003 | 2004 | 2005 | 2006 | 2007 | 2008 | 2009 | 2010 | 2011 | 2012 | 2013 | 2014 | 2015 | 2016 | 2017 | 2018 | 2019
Actual | 1162.7107 | 1152.0432 | 1205.2411 | 1272.1913 | 1248.0578 | 1283.9164 | 1247.3601 | 1216.8078 | 1264.7146 | 1266.3117 | 1260.7895 | 1250.1083 | 1236.3541 | 1243.4993 | 1257.8313 | 1212.2012 | 1270.8225 | 1252.3667
Predicted | 1167.1669 | 1167.6055 | 1179.5738 | 1271.7242 | 1247.9895 | 1273.1692 | 1255.9866 | 1219.819 | 1253.0856 | 1261.3204 | 1270.4692 | 1245.6615 | 1243.3506 | 1251.658 | 1277.9415 | 1217.144 | 1255.8279 | 1243.8344

## Details of 2021 2020 Predicted
Drivers of Differences 2021 over 2020 Predicted kWh
|  | Jan | Feb | Mar | Apr | May | Jun | Jul | Aug | Sep | Oct | Nov | Dec | Total
| 2021 Predicted kWh | 114743453.3872 | 105350666.0799 | 107584498.0786 | 100882321.0615 | 102191051.2727 | 109811097.4978 | 132687049.4012 | 129038547.0603 | 106886308.6786 | 103086282.8183 | 104305904.0908 | 116020117.6886 | 1332587297.1156
| 2020 Predicted kWh | 111346625.7687 | 104549274.109 | 103997054.1478 | 97199568.9746 | 98412991.0296 | 105937729.0985 | 128718372.8457 | 124974562.3487 | 102727015.8108 | 98831681.7944 | 99955994.9108 | 111574900.3524 | 1288225771.1912
| Difference (kWh) | 3396827.6185 | 801391.9709 | 3587443.9308 | 3682752.0869 | 3778060.2431 | 3873368.3993 | 3968676.5554 | 4063984.7116 | 4159292.8677 | 4254601.0239 | 4349909.1801 | 4445217.3362 | 44361525.9243
HDD | 2021 value | 632.429 | 563.56 | 509.84 | 331.345 | 156.115 | 32.94 | 0.74 | 0.54 | 30.67 | 171.87 | 365.205 | 518.47 | 3313.724
| 2020 value | 632.429 | 563.56 | 509.84 | 331.345 | 156.115 | 32.94 | 0.74 | 0.54 | 30.67 | 171.87 | 365.205 | 518.47 | 3313.724
| Difference | 0 | 0 | 0 | 0 | 0 | 0 | 0 | 0 | 0 | 0 | 0 | 0 | 0
| Regression Coefficient | 24553.7277 | 24553.7277 | 24553.7277 | 24553.7277 | 24553.7277 | 24553.7277 | 24553.7277 | 24553.7277 | 24553.7277 | 24553.7277 | 24553.7277 | 24553.7277
| Impact on forecast (kWh) | 0 | 0 | 0 | 0 | 0 | 0 | 0 | 0 | 0 | 0 | 0 | 0 | 0
CDD | 2021 value | 0 | 0 | 0 | 0.0041667 | 12.51 | 52.11 | 153.16 | 133.475 | 56.57 | 5.92 | 0 | 0 | 413.7492
| 2020 value | 0 | 0 | 0 | 0.0041667 | 12.51 | 52.11 | 153.16 | 133.475 | 56.57 | 5.92 | 0 | 0 | 413.7492
| Difference | 0 | 0 | 0 | 0 | 0 | 0 | 0 | 0 | 0 | 0 | 0 | 0 | 0
| Regression Coefficient | 203912.9476 | 203912.9476 | 203912.9476 | 203912.9476 | 203912.9476 | 203912.9476 | 203912.9476 | 203912.9476 | 203912.9476 | 203912.9476 | 203912.9476 | 203912.9476
| Impact on forecast (kWh) | 0 | 0 | 0 | 0 | 0 | 0 | 0 | 0 | 0 | 0 | 0 | 0 | 0
GDP | 2021 value | 170.0184 | 170.2448 | 170.4711 | 170.6975 | 170.9239 | 171.1503 | 171.3767 | 171.6031 | 171.8295 | 172.0559 | 172.2823 | 172.5086 | 2055.1621
| 2020 value | 167.3409 | 167.5637 | 167.7866 | 168.0094 | 168.2322 | 168.455 | 168.6779 | 168.9007 | 169.1235 | 169.3463 | 169.5692 | 169.792 | 2022.7973
| Difference | 2.6775 | 2.681 | 2.6846 | 2.6882 | 2.6917 | 2.6953 | 2.6988 | 2.7024 | 2.706 | 2.7095 | 2.7131 | 2.7167 | 32.3648
| Regression Coefficient | 444961.6883 | 444961.6883 | 444961.6883 | 444961.6883 | 444961.6883 | 444961.6883 | 444961.6883 | 444961.6883 | 444961.6883 | 444961.6883 | 444961.6883 | 444961.6883
| Impact on forecast (kWh) | 1191364.7045 | 1192951.0756 | 1194537.4467 | 1196123.8178 | 1197710.189 | 1199296.5601 | 1200882.9312 | 1202469.3023 | 1204055.6734 | 1205642.0445 | 1207228.4156 | 1208814.7867 | 14401076.9474
# Days in Month | 2021 value | 31 | 28 | 31 | 30 | 31 | 30 | 31 | 31 | 30 | 31 | 30 | 31 | 365
| 2020 value | 31 | 29 | 31 | 30 | 31 | 30 | 31 | 31 | 30 | 31 | 30 | 31 | 366
| Difference | 0 | -1 | 0 | 0 | 0 | 0 | 0 | 0 | 0 | 0 | 0 | 0 | -1
| Regression Coefficient | 2690743.8037 | 2690743.8037 | 2690743.8037 | 2690743.8037 | 2690743.8037 | 2690743.8037 | 2690743.8037 | 2690743.8037 | 2690743.8037 | 2690743.8037 | 2690743.8037 | 2690743.8037
| Impact on forecast (kWh) | 0 | -2690743.8037 | 0 | 0 | 0 | 0 | 0 | 0 | 0 | 0 | 0 | 0 | -2690743.8037
CDM kWh Saved | 2021 value | 6834364.6603 | 6799326.6895 | 6764288.7187 | 6729250.748 | 6694212.7772 | 6659174.8064 | 6624136.8357 | 6589098.8649 | 6554060.8941 | 6519022.9234 | 6483984.9526 | 6448946.9818 | 79699869.8527
| 2020 value | 7005871.6032 | 6993465.333 | 6981059.0628 | 6968652.7926 | 6956246.5224 | 6943840.2522 | 6931433.982 | 6919027.7118 | 6906621.4416 | 6894215.1714 | 6881808.9012 | 6869402.6311 | 83251645.4054
| Difference | -171506.9429 | -194138.6435 | -216770.344 | -239402.0446 | -262033.7452 | -284665.4458 | -307297.1463 | -329928.8469 | -352560.5475 | -375192.2481 | -397823.9486 | -420455.6492 | -3551775.5526
| Regression Coefficient | -4.1412 | -4.1412 | -4.1412 | -4.1412 | -4.1412 | -4.1412 | -4.1412 | -4.1412 | -4.1412 | -4.1412 | -4.1412 | -4.1412
| Impact on forecast (kWh) | 710239.9037 | 803961.6887 | 897683.4738 | 991405.2588 | 1085127.0439 | 1178848.8289 | 1272570.614 | 1366292.399 | 1460014.1841 | 1553735.9691 | 1647457.7541 | 1741179.5392 | 14708516.6572
Spring/Fall | 2021 value | 0 | 0 | 1 | 1 | 1 | 0 | 0 | 0 | 1 | 1 | 1 | 0 | 6
| 2020 value | 0 | 0 | 1 | 1 | 1 | 0 | 0 | 0 | 1 | 1 | 1 | 0 | 6
| Difference | 0 | 0 | 0 | 0 | 0 | 0 | 0 | 0 | 0 | 0 | 0 | 0 | 0
| Regression Coefficient | -4889807.9376 | -4889807.9376 | -4889807.9376 | -4889807.9376 | -4889807.9376 | -4889807.9376 | -4889807.9376 | -4889807.9376 | -4889807.9376 | -4889807.9376 | -4889807.9376 | -4889807.9376
| Impact on forecast (kWh) | 0 | 0 | 0 | 0 | 0 | 0 | 0 | 0 | 0 | 0 | 0 | 0 | 0
Population | 2021 value | 149986.5627 | 150119.5946 | 150252.6265 | 150385.6584 | 150518.6903 | 150651.7222 | 150784.7541 | 150917.786 | 151050.8179 | 151183.8498 | 151316.8817 | 151449.9136 | 1808618.8579
| 2020 value | 148390.18 | 148523.2119 | 148656.2438 | 148789.2757 | 148922.3076 | 149055.3395 | 149188.3714 | 149321.4033 | 149454.4352 | 149587.4671 | 149720.499 | 149853.5309 | 1789462.2653
| Difference | 1596.3827 | 1596.3827 | 1596.3827 | 1596.3827 | 1596.3827 | 1596.3827 | 1596.3827 | 1596.3827 | 1596.3827 | 1596.3827 | 1596.3827 | 1596.3827 | 19156.5926
| Regression Coefficient | 936.6319 | 936.6319 | 936.6319 | 936.6319 | 936.6319 | 936.6319 | 936.6319 | 936.6319 | 936.6319 | 936.6319 | 936.6319 | 936.6319
| Impact on forecast (kWh) | 1495223.0103 | 1495223.0103 | 1495223.0103 | 1495223.0103 | 1495223.0103 | 1495223.0103 | 1495223.0103 | 1495223.0103 | 1495223.0103 | 1495223.0103 | 1495223.0103 | 1495223.0103 | 17942676.1235
Peak Hours | 2021 value | 320 | 304 | 368 | 336 | 320 | 352 | 336 | 336 | 336 | 320 | 352 | 336 | 4016
| 2020 value | 352 | 304 | 352 | 336 | 320 | 352 | 352 | 320 | 336 | 336 | 336 | 336 | 4032
| Difference | -32 | 0 | 16 | 0 | 0 | 0 | -16 | 16 | 0 | -16 | 16 | 0 | -16
| Regression Coefficient | 0 | 0 | 0 | 0 | 0 | 0 | 0 | 0 | 0 | 0 | 0 | 0
| Impact on forecast (kWh) | 0 | 0 | 0 | 0 | 0 | 0 | 0 | 0 | 0 | 0 | 0 | 0 | 0
Total Impact on Forecast (kWh) |  | 3396827.6185 | 801391.9709 | 3587443.9308 | 3682752.0869 | 3778060.2431 | 3873368.3993 | 3968676.5554 | 4063984.7116 | 4159292.8677 | 4254601.0239 | 4349909.1801 | 4445217.3362 | 44361525.9243

## Purchased Power Model
| Purchased | Embedded Generation | Load Transfers | Total | Heating Degree Days | Cooling Degree Days | Ontario Real GDP Monthly % | Number of Days in Month | CDM kWh Saved in month | Spring Fall Flag | Population | Number of Peak Hours | Predicted Purchases | Variances (kWh) | % Variance | SUMMARY OUTPUT
1996-01-01 | 0 |  |  | 0 | 719.2 | 0 | 94.7394 | 31 |  | 0 | 119960.8142 | 352 | 83556945.6069
1996-02-01 | 0 |  |  | 0 | 648.2 | 0 | 94.8261 | 29 |  | 0 | 120112.0129 | 336 | 76612367.9165 |  |  | Regression Statistics
1996-03-01 | 0 |  |  | 0 | 618.5 | 0 | 94.9129 | 31 |  | 1 | 120263.2116 | 336 | 76555026.4582 |  |  | Multiple R | 0.97015
1996-04-01 | 0 |  |  | 0 | 360.6 | 0 | 94.9997 | 30 |  | 1 | 120414.4103 | 336 | 67712100.8615 |  |  | R Square | 0.9412
1996-05-01 | 0 |  |  | 0 | 240.4 | 3.2 | 95.0864 | 31 |  | 1 | 120565.6091 | 352 | 68284232.611 |  |  | Adjusted R Square | 0.93922
1996-06-01 | 0 |  |  | 0 | 37.3 | 21.9 | 95.1732 | 30 |  | 0 | 120716.8078 | 320 | 69489831.3507 |  |  | Standard Error | 2643113.8502
1996-07-01 | 0 |  |  | 0 | 2.6 | 72.1 | 95.26 | 31 |  | 0 | 120868.0065 | 352 | 81745215.3567 |  |  | Observations | 216
1996-08-01 | 0 |  |  | 0 | 0.4 | 115.4 | 95.3467 | 31 |  | 0 | 121019.2052 | 336 | 90700852.3713
1996-09-01 | 0 |  |  | 0 | 56 | 34.8 | 95.4335 | 30 |  | 1 | 121170.4039 | 320 | 68230328.9001 |  |  | ANOVA
1996-10-01 | 0 |  |  | 0 | 228.3 | 1.4 | 95.5203 | 31 |  | 1 | 121321.6026 | 352 | 68521212.1247 |  |  |  | df | SS | MS | F | Significance F
1996-11-01 | 0 |  |  | 0 | 468.9 | 0 | 95.607 | 30 |  | 1 | 121472.8013 | 320 | 71632841.6678 |  |  | Regression | 7 | 23259166404967744 | 3322738057852535 | 475.6247 | 3.0884e-124
1996-12-01 | 0 |  |  | 0 | 496.2 | 0 | 95.6938 | 31 |  | 0 | 121624 | 320 | 80063934.7607 |  |  | Residual | 208 | 1453098571623455 | 6.9861e+12
1997-01-01 | 0 |  |  | 0 | 606.3 | 0 | 96.0526 | 31 |  | 0 | 121713.0167 | 352 | 83010351.2809 |  |  | Total | 215 | 24712264976591200
1997-02-01 | 0 |  |  | 0 | 503.8 | 0 | 96.4115 | 28 |  | 0 | 121802.0333 | 320 | 72664413.8775
1997-03-01 | 0 |  |  | 0 | 500.5 | 0 | 96.7703 | 31 |  | 1 | 121891.05 | 304 | 76008861.1482 |  |  |  | Coefficients | Standard Error | t Stat | P-value | Lower 95% | Upper 95% | Lower 95.0% | Upper 95.0%
1997-04-01 | 0 |  |  | 0 | 320.9 | 0 | 97.1292 | 30 |  | 1 | 121980.0667 | 352 | 69151318.9454 |  |  | Intercept | -172029669.7016 | 25668720.6828 | -6.7019 | 1.8953e-10 | -222633875.2956 | -121425464.1076 | -222633875.2956 | -121425464.1076
1997-05-01 | 0 |  |  | 0 | 259.3 | 0 | 97.488 | 31 |  | 1 | 122069.0833 | 336 | 70572604.2204 |  |  | Heating Degree Days | 24553.7277 | 1270.3715 | 19.328 | 2.496e-48 | 22049.2732 | 27058.1822 | 22049.2732 | 27058.1822
1997-06-01 | 0 |  |  | 0 | 39.4 | 64.4 | 97.8469 | 30 |  | 0 | 122158.1 | 336 | 80747348.5531 |  |  | Cooling Degree Days | 203912.9476 | 6268.4925 | 32.5298 | 1.5837e-83 | 191555.0243 | 216270.8709 | 191555.0243 | 216270.8709
1997-07-01 | 0 |  |  | 0 | 9.7 | 94.1 | 98.2057 | 31 |  | 0 | 122247.1167 | 352 | 89008112.2858 |  |  | Ontario Real GDP Monthly % | 444961.6883 | 133896.1658 | 3.3232 | 0.0010515 | 180994.1463 | 708929.2302 | 180994.1463 | 708929.2302
1997-08-01 | 0 |  |  | 0 | 9 | 58.5 | 98.5646 | 31 |  | 0 | 122336.1333 | 320 | 81974674.8408 |  |  | Number of Days in Month | 2690743.8037 | 229271.2948 | 11.7361 | 9.7365e-25 | 2238750.427 | 3142737.1805 | 2238750.427 | 3142737.1805
1997-09-01 | 0 |  |  | 0 | 48.7 | 18.3 | 98.9234 | 30 |  | 1 | 122425.15 | 336 | 67414656.6952 |  |  | CDM kWh Saved in month | -4.1412 | 0.31568 | -13.1181 | 4.82e-29 | -4.7635 | -3.5188 | -4.7635 | -3.5188
1997-10-01 | 0 |  |  | 0 | 221.5 | 2.1 | 99.2823 | 31 |  | 1 | 122514.1667 | 352 | 71287945.996 |  |  | Spring Fall Flag | -4889807.9376 | 472264.1332 | -10.354 | 1.5762e-20 | -5820845.8178 | -3958770.0575 | -5820845.8178 | -3958770.0575
1997-11-01 | 0 |  |  | 0 | 384.9 | 0 | 99.6411 | 30 |  | 1 | 122603.1833 | 304 | 72424115.2097 |  |  | Population | 936.6319 | 300.657 | 3.1153 | 0.0020969 | 343.9063 | 1529.3575 | 343.9063 | 1529.3575
1997-12-01 | 0 |  |  | 0 | 490 | 0 | 100 | 31 |  | 0 | 122692.2 | 336 | 82828314.8327
1998-01-01 | 0 |  |  | 0 | 524.9 | 0 | 100.4 | 31 |  | 0 | 122781.2167 | 336 | 83946600.457
1998-02-01 | 0 |  |  | 0 | 462.9 | 0 | 100.8 | 28 |  | 0 | 122870.2333 | 320 | 74613398.4543
1998-03-01 | 0 |  |  | 0 | 462.3 | 5.5 | 101.2 | 31 |  | 1 | 122959.25 | 352 | 79163971.43
1998-04-01 | 0 |  |  | 0 | 258.9 | 0 | 101.6 | 30 |  | 1 | 123048.2667 | 336 | 70618838.7241
1998-05-01 | 0 |  |  | 0 | 107.6 | 16.8 | 102 | 31 |  | 1 | 123137.2833 | 320 | 73281701.5709
1998-06-01 | 0 |  |  | 0 | 47.6 | 92.2 | 102.4 | 30 |  | 0 | 123226.3 | 352 | 89643938.8171
1998-07-01 | 0 |  |  | 0 | 0 | 127.8 | 102.8 | 31 |  | 0 | 123315.3167 | 352 | 98686586.6428
1998-08-01 | 0 |  |  | 0 | 0 | 135.6 | 103.2 | 31 |  | 0 | 123404.3333 | 320 | 100538468.161
1998-09-01 | 0 |  |  | 0 | 14.1 | 64 | 103.6 | 30 |  | 1 | 123493.35 | 336 | 78965317.4599
1998-10-01 | 0 |  |  | 0 | 157 | 0.3 | 104 | 31 |  | 1 | 123582.3667 | 336 | 72436894.7197
1998-11-01 | 0 |  |  | 0 | 340.5 | 0 | 104.4 | 30 |  | 1 | 123671.3833 | 336 | 74451946.5945
1998-12-01 | 0 |  |  | 0 | 466.2 | 0 | 104.8 | 31 |  | 0 | 123760.4 | 336 | 85380262.4367
1999-01-01 | 0 |  |  | 0 | 671.9 | 0 | 105.455 | 31 |  | 0 | 123849.4167 | 320 | 90805789.9854
1999-02-01 | 0 |  |  | 0 | 502.7 | 0 | 106.11 | 28 |  | 0 | 123938.4333 | 320 | 78953893.6021
1999-03-01 | 0 |  |  | 0 | 517.7 | 0 | 106.765 | 31 |  | 1 | 124027.45 | 368 | 82879448.7489
1999-04-01 | 0 |  |  | 0 | 312.5 | 0 | 107.42 | 30 |  | 1 | 124116.4667 | 336 | 75525105.7753
1999-05-01 | 0 |  |  | 0 | 137.3 | 14.1 | 108.075 | 31 |  | 1 | 124205.4833 | 320 | 77164034.8017
1999-06-01 | 0 |  |  | 0 | 17.7 | 72.6 | 108.73 | 30 |  | 0 | 124294.5 | 352 | 88730206.2923
1999-07-01 | 0 |  |  | 0 | 0.2 | 184.1 | 109.385 | 31 |  | 0 | 124383.5167 | 336 | 114102379.2749
1999-08-01 | 0 |  |  | 0 | 1.6 | 91 | 110.04 | 31 |  | 0 | 124472.5333 | 336 | 95527284.8305
1999-09-01 | 0 |  |  | 0 | 25.2 | 59.6 | 110.695 | 30 |  | 1 | 124561.55 | 336 | 82498160.2663
1999-10-01 | 0 |  |  | 0 | 201 | 1 | 111.35 | 31 |  | 1 | 124650.5667 | 320 | 77930976.4312
1999-11-01 | 0 |  |  | 0 | 322.1 | 0 | 112.005 | 30 |  | 1 | 124739.5833 | 352 | 78384601.8637
1999-12-01 | 0 |  |  | 0 | 516 | 0 | 112.66 | 31 |  | 0 | 124828.6 | 336 | 91100947.1667
2000-01-01 | 0 |  |  | 0 | 662.5 | 0 | 113.2139 | 31 |  | 0 | 124917.6167 | 320 | 95027913.5991
2000-02-01 | 0 |  |  | 0 | 542.5 | 0 | 113.7678 | 29 |  | 0 | 125006.6333 | 336 | 87029823.9877
2000-03-01 | 0 |  |  | 0 | 426.9 | 0 | 114.3217 | 31 |  | 1 | 125095.65 | 368 | 85012938.0556
2000-04-01 | 0 |  |  | 0 | 337.1 | 0 | 114.8756 | 30 |  | 1 | 125184.6667 | 304 | 80447114.825
2000-05-01 | 0 |  |  | 0 | 149.2 | 0 | 115.4296 | 31 |  | 1 | 125273.6833 | 352 | 78854058.5129
2000-06-01 | 0 |  |  | 0 | 44.8 | 33.1 | 115.9835 | 30 |  | 0 | 125362.7 | 352 | 85569077.3605
2000-07-01 | 0 |  |  | 0 | 0.2 | 83.7 | 116.5374 | 31 |  | 0 | 125451.7167 | 320 | 97812565.3783
2000-08-01 | 0 |  |  | 0 | 2.8 | 109.1 | 117.0913 | 31 |  | 0 | 125540.7333 | 352 | 103385639.2611
2000-09-01 | 0 |  |  | 0 | 60.3 | 50.3 | 117.6452 | 30 |  | 1 | 125629.75 | 320 | 85556690.8671
2000-10-01 | 0 |  |  | 0 | 196.6 | 0 | 118.1991 | 31 |  | 1 | 125718.7667 | 336 | 81667131.8167
2000-11-01 | 0 |  |  | 0 | 376.8 | 0 | 118.753 | 30 |  | 1 | 125807.7833 | 352 | 83730815.0694
2000-12-01 | 0 |  |  | 0 | 628.6 | 0 | 119.3069 | 31 |  | 0 | 125896.8 | 304 | 97823840.7717
2001-01-01 | 0 |  |  | 0 | 621.5 | 0 | 119.4859 | 31 |  | 0 | 125985.8167 | 352 | 97812515.6827
2001-02-03 | 0 |  |  | 0 | 530.3 | 0 | 119.6649 | 28 |  | 0 | 126074.8333 | 320 | 87663990.6817
2001-03-08 | 0 |  |  | 0 | 520.5 | 0 | 119.8438 | 31 |  | 1 | 126163.85 | 352 | 90768794.0015
2001-04-10 | 0 |  |  | 0 | 322.8 | 0 | 120.0228 | 30 |  | 1 | 126252.8667 | 320 | 83386784.6061
2001-05-13 | 0 |  |  | 0 | 129.4 | 2.2 | 120.2017 | 31 |  | 1 | 126341.8833 | 352 | 81940452.3321
2001-06-15 | 0 |  |  | 0 | 27.7 | 61 | 120.3807 | 30 |  | 0 | 126430.9 | 336 | 93795490.0535
2001-07-18 | 0 |  |  | 0 | 1.8 | 91 | 120.5597 | 31 |  | 0 | 126519.9167 | 336 | 102130687.1149
2001-08-20 | 0 |  |  | 0 | 0 | 0 | 120.7386 | 31 |  | 0 | 126608.9333 | 352 | 83693418.5521
2001-09-22 | 0 |  |  | 0 | 43.6 | 45.2 | 120.9176 | 30 |  | 1 | 126697.95 | 304 | 86563280.9481
2001-10-25 | 0 |  |  | 0 | 184.9 | 3.8 | 121.0965 | 31 |  | 1 | 126786.9667 | 352 | 84444476.8257
2001-11-27 | 0 |  |  | 0 | 290.4 | 0 | 121.2755 | 30 |  | 1 | 126875.9833 | 352 | 83732288.473
2001-12-30 | 0 |  |  | 0 | 455 | 0 | 121.4545 | 31 |  | 0 | 126965 | 304 | 95517390.1742
2002-01-19 | 98398774.076 |  |  | 98398774.076 | 530.3 | 0 | 121.7682 | 31 | 0 | 0 | 127069.3833 | 352 | 97603664.6415
2002-02-21 | 87515454.4459 |  |  | 87515454.4459 | 492.3 | 0 | 122.082 | 28 | 0 | 0 | 127173.7667 | 320 | 88835770.3473
2002-03-26 | 94028461.3241 |  |  | 94028461.3241 | 513.5 | 0 | 122.3957 | 31 | 0 | 1 | 127278.15 | 320 | 92776111.6187
2002-04-28 | 86184465.6242 |  |  | 86184465.6242 | 314.1 | 0 | 122.7095 | 30 | 0 | 1 | 127382.5333 | 352 | 85426733.2787
2002-05-31 | 85447299.0056 |  |  | 85447299.0056 | 224.5 | 2.4 | 123.0233 | 31 | 0 | 1 | 127486.9167 | 352 | 86644232.9236
2002-06-01 | 95651672.7551 |  |  | 95651672.7551 | 39.3 | 54.8 | 123.337 | 30 | 0 | 0 | 127591.3 | 320 | 95218363.9085
2002-07-03 | 119450096.0553 |  |  | 119450096.0553 | 0 | 191.6 | 123.6508 | 31 | 0 | 0 | 127695.6833 | 352 | 125076816.2137
2002-08-05 | 114483162.9555 |  |  | 114483162.9555 | 0 | 155 | 123.9645 | 31 | 0 | 0 | 127800.0667 | 336 | 117850981.1021
2002-09-07 | 96936653.2952 |  |  | 96936653.2952 | 9.8 | 92.3 | 124.2783 | 30 | 0 | 1 | 127904.45 | 320 | 97963092.8487
2002-10-10 | 90917730.9059 |  |  | 90917730.9059 | 234.6 | 11.4 | 124.592 | 31 | 0 | 1 | 128008.8333 | 352 | 89914335.9531
2002-11-12 | 90920617.5408 |  |  | 90920617.5408 | 381.2 | 0 | 124.9058 | 30 | 0 | 1 | 128113.2167 | 336 | 88735939.8002
2002-12-15 | 102776285.7968 |  |  | 102776285.7968 | 567.2 | 0 | 125.2196 | 31 | 0 | 0 | 128217.6 | 320 | 101120863.667
2003-01-01 | 104493534.9333 |  |  | 104493534.9333 | 707.7 | 0 | 125.3656 | 31 | 0 | 0 | 128321.9833 | 352 | 104733435.3945
2003-02-01 | 96011347.4613 |  |  | 96011347.4613 | 625.7 | 0 | 125.5117 | 28 | 0 | 0 | 128426.3667 | 320 | 94810571.294
2003-03-01 | 95684640.1163 |  |  | 95684640.1163 | 547.7 | 0 | 125.6578 | 31 | 0 | 1 | 128530.75 | 336 | 96240576.9891
2003-04-01 | 86343957.4769 |  |  | 86343957.4769 | 398.3 | 0 | 125.8039 | 30 | 0 | 1 | 128635.1333 | 336 | 90044279.248
2003-05-01 | 84100206.046 |  |  | 84100206.046 | 235.4 | 0 | 125.95 | 31 | 0 | 1 | 128739.5167 | 336 | 88897993.7902
2003-06-01 | 90485412.5399 |  |  | 90485412.5399 | 74.1 | 44.6 | 126.0961 | 30 | 0 | 0 | 128843.9 | 336 | 96393832.0894
2003-07-01 | 107838219.0458 |  |  | 107838219.0458 | 3.4 | 105 | 126.2422 | 31 | 0 | 0 | 128948.2833 | 352 | 109827742.3615
2003-08-01 | 111720633.467 |  |  | 111720633.467 | 0 | 143.5 | 126.3883 | 31 | 0 | 0 | 129052.6667 | 320 | 117757681.1529
2003-09-01 | 90994823.965 |  |  | 90994823.965 | 26.8 | 27.4 | 126.5344 | 30 | 0 | 1 | 129157.05 | 336 | 87323649.0824
2003-10-01 | 90574201.4473 |  |  | 90574201.4473 | 245.3 | 0 | 126.6804 | 31 | 0 | 1 | 129261.4333 | 352 | 89954940.6115
2003-11-01 | 91660392.3833 |  |  | 91660392.3833 | 348 | 0 | 126.8265 | 30 | 0 | 1 | 129365.8167 | 320 | 89948637.6275
2003-12-01 | 102135791.2863 |  |  | 102135791.2863 | 510.1 | 0 | 126.9726 | 31 | 0 | 0 | 129470.2 | 336 | 101672121.615
2004-01-01 | 110906403.3525 |  |  | 110906403.3525 | 750.2 | 0 | 127.2372 | 31 | 0 | 0 | 129574.5833 | 336 | 107782944.4737
2004-02-01 | 98773309.5767 |  |  | 98773309.5767 | 578.9 | 0 | 127.5017 | 29 | 0 | 0 | 129678.9667 | 320 | 98410876.1426
2004-03-01 | 100169246.3892 |  |  | 100169246.3892 | 479.8 | 0 | 127.7662 | 31 | 0 | 1 | 129783.35 | 368 | 96684754.2299
2004-04-01 | 89485332.9086 |  |  | 89485332.9086 | 332.5 | 0.5 | 128.0307 | 30 | 0 | 1 | 129887.7333 | 336 | 90694675.6415
2004-05-01 | 90686143.1572 |  |  | 90686143.1572 | 169.7 | 1.2 | 128.2953 | 31 | 0 | 1 | 129992.1167 | 320 | 89746284.4705
2004-06-01 | 96517444.2332 |  |  | 96517444.2332 | 45.6 | 26.3 | 128.5598 | 30 | 0 | 0 | 130096.5 | 352 | 94231918.8135
2004-07-01 | 110297641.9179 |  |  | 110297641.9179 | 1.9 | 79.3 | 128.8243 | 31 | 0 | 0 | 130200.8833 | 336 | 106872523.7725
2004-08-01 | 109063695.0917 |  |  | 109063695.0917 | 1.8 | 85 | 129.0888 | 31 | 0 | 0 | 130305.2667 | 336 | 108247845.0351
2004-09-01 | 103094592.0389 |  |  | 103094592.0389 | 14.6 | 65.3 | 129.3534 | 30 | 0 | 1 | 130409.65 | 336 | 97179968.7751
2004-10-01 | 93329245.5929 |  |  | 93329245.5929 | 196.4 | 2.6 | 129.6179 | 31 | 0 | 1 | 130514.0333 | 320 | 91764711.2977
2004-11-01 | 94434398.7339 |  |  | 94434398.7339 | 341 | 0 | 129.8824 | 30 | 0 | 1 | 130618.4167 | 352 | 92309735.6921
2004-12-01 | 108483620.8355 |  |  | 108483620.8355 | 566.7 | 0 | 130.1469 | 31 | 0 | 0 | 130722.8 | 336 | 105647536.6131
2005-01-01 | 111357551.0204 |  |  | 111357551.0204 | 693.3 | 0 | 130.4398 | 31 | 0 | 0 | 130827.1833 | 320 | 108984105.7117
2005-02-01 | 97354644.1015 |  |  | 97354644.1015 | 582 | 0 | 130.7326 | 28 | 0 | 0 | 130931.5667 | 320 | 98407111.5755
2005-03-01 | 103696306.6202 |  |  | 103696306.6202 | 576.1 | 0 | 131.0254 | 31 | 0 | 1 | 131035.95 | 352 | 101672735.2254
2005-04-01 | 91002648.0836 |  |  | 91002648.0836 | 345.1 | 0 | 131.3183 | 30 | 0 | 1 | 131140.3333 | 336 | 93538147.4891
2005-05-01 | 90914554.5047 |  |  | 90914554.5047 | 215.3 | 0 | 131.6111 | 31 | 0 | 1 | 131244.7167 | 336 | 93269884.6051
2005-06-01 | 117110313.5889 |  |  | 117110313.5889 | 10.4 | 107.8 | 131.9039 | 30 | 0 | 0 | 131349.1 | 352 | 112647772.8501
2005-07-01 | 130492623.1956 |  |  | 130492623.1956 | 0 | 183.5 | 132.1968 | 31 | 0 | 0 | 131453.4833 | 320 | 130747435.188
2005-08-01 | 125304430.0647 |  |  | 125304430.0647 | 0 | 165.7 | 132.4896 | 31 | 0 | 0 | 131557.8667 | 352 | 127345851.8907
2005-09-01 | 103515709.3081 |  |  | 103515709.3081 | 7.3 | 76.6 | 132.7824 | 30 | 0 | 1 | 131662.25 | 336 | 102003965.9011
2005-10-01 | 95683703.335 |  |  | 95683703.335 | 216.6 | 13.4 | 133.0752 | 31 | 0 | 1 | 131766.6333 | 320 | 97174573.7978
2005-11-01 | 95832424.0916 |  |  | 95832424.0916 | 369.3 | 0 | 133.3681 | 30 | 0 | 1 | 131871.0167 | 352 | 95728817.8884
2005-12-01 | 109926431.0602 |  |  | 109926431.0602 | 640.8 | 0 | 133.6609 | 31 | 0 | 0 | 131975.4 | 320 | 110203773.8744
2006-01-01 | 105189785.9632 |  |  | 105189785.9632 | 520.4 | 0 | 133.9394 | 31 | 26995.3281 | 0 | 132079.7833 | 336 | 107357385.6323
2006-02-01 | 97673987.0582 |  |  | 97673987.0582 | 564.7 | 0 | 134.2178 | 28 | 53990.6563 | 0 | 132184.1667 | 320 | 100482764.9338
2006-03-01 | 102138407.1677 |  |  | 102138407.1677 | 488.7 | 0 | 134.4963 | 31 | 80985.9844 | 1 | 132288.55 | 368 | 101908985.6758
2006-04-01 | 89654385.2663 |  |  | 89654385.2663 | 296.7 | 0 | 134.7748 | 30 | 107981.3125 | 1 | 132392.9333 | 304 | 94613806.7254
2006-05-01 | 96375370.8313 |  |  | 96375370.8313 | 135.3 | 29.2 | 135.0532 | 31 | 134976.6407 | 1 | 132497.3167 | 352 | 99405717.5203
2006-06-01 | 106149795.9184 |  |  | 106149795.9184 | 15.9 | 65.6 | 135.3317 | 30 | 161971.9688 | 0 | 132601.7 | 352 | 106205378.4321
2006-07-01 | 129944897.9592 |  |  | 129944897.9592 | 0.6 | 166.8 | 135.6101 | 31 | 188967.297 | 0 | 132706.0833 | 320 | 129266321.0728
2006-08-01 | 120333539.0742 |  |  | 120333539.0742 | 1.4 | 103.8 | 135.8886 | 31 | 215962.6251 | 0 | 132810.4667 | 352 | 116549328.9316
2006-09-01 | 95914534.5943 |  |  | 95914534.5943 | 45.9 | 17 | 136.1671 | 30 | 242957.9532 | 1 | 132914.85 | 320 | 92471654.7975
2006-10-01 | 99436286.7098 |  |  | 99436286.7098 | 234.4 | 0.4 | 136.4455 | 31 | 269953.2814 | 1 | 133019.2333 | 336 | 96515701.9206
2006-11-01 | 98699342.9567 |  |  | 98699342.9567 | 341.9 | 0 | 136.724 | 30 | 296948.6095 | 1 | 133123.6167 | 352 | 96492799.2421
2006-12-01 | 106547506.222 |  |  | 106547506.222 | 445.2 | 0 | 137.0024 | 31 | 323943.9376 | 0 | 133228 | 304 | 106719631.6314
2007-01-01 | 110076804.3803 |  |  | 110076804.3803 | 578 | 0 | 137.2536 | 31 | 351105.5316 | 0 | 133272.85 | 352 | 110021655.2859
2007-02-01 | 106214902.9368 |  |  | 106214902.9368 | 657.8 | 0 | 137.5048 | 28 | 378267.1255 | 0 | 133317.7 | 320 | 103950099.9602
2007-03-01 | 105901314.0866 |  |  | 105901314.0866 | 515.5 | 0 | 137.7559 | 31 | 405428.7195 | 1 | 133362.55 | 352 | 103679816.5937
2007-04-01 | 96871139.8706 |  |  | 96871139.8706 | 362.1 | 0 | 138.0071 | 30 | 432590.3134 | 1 | 133407.4 | 320 | 97263819.5721
2007-05-01 | 96387834.7437 |  |  | 96387834.7437 | 157.9 | 13.6 | 138.2583 | 31 | 459751.9073 | 1 | 133452.25 | 352 | 97755196.8773
2007-06-01 | 113036515.6794 |  |  | 113036515.6794 | 10.9 | 81.7 | 138.5095 | 30 | 486913.5013 | 0 | 133497.1 | 336 | 110272623.3817
2007-07-01 | 116239482.3295 |  |  | 116239482.3295 | 0 | 109 | 138.7606 | 31 | 514075.0952 | 0 | 133541.95 | 336 | 118303843.6364
2007-08-01 | 124879950.224 |  |  | 124879950.224 | 6.8 | 142.5 | 139.0118 | 31 | 541236.6892 | 0 | 133586.8 | 352 | 125343181.343
2007-09-01 | 104023175.7093 |  |  | 104023175.7093 | 19.2 | 54.7 | 139.263 | 30 | 568398.2831 | 1 | 133631.65 | 304 | 100204827.6406
2007-10-01 | 99226202.0906 |  |  | 99226202.0906 | 103 | 20.6 | 139.5141 | 31 | 595559.877 | 1 | 133676.5 | 352 | 98041030.9279
2007-11-01 | 100079143.8527 |  |  | 100079143.8527 | 385.4 | 0 | 139.7653 | 30 | 622721.471 | 1 | 133721.35 | 352 | 98124941.7246
2007-12-01 | 110979900.448 |  |  | 110979900.448 | 567.1 | 0 | 140.0165 | 31 | 649883.0649 | 0 | 133766.2 | 304 | 110208194.4058
2008-01-01 | 109593071.1797 |  | -81873.3333 | 109511197.8464 | 562.4 | 0 | 139.9465 | 31 | 660140.6768 | 0 | 133811.05 | 352 | 110061170.2969
2008-02-01 | 104778875.0622 |  | -81873.3333 | 104697001.7289 | 599.9 | 0 | 139.8765 | 29 | 670398.2886 | 0 | 133855.9 | 320 | 105568825.8902
2008-03-01 | 105424609.2583 |  | -81873.3333 | 105342735.925 | 548 | 0 | 139.8065 | 31 | 680655.9005 | 1 | 133900.75 | 304 | 104754545.503
2008-04-01 | 86811986.0627 |  | -81873.3333 | 86730112.7294 | 303.3 | 0 | 139.7365 | 30 | 690913.5124 | 1 | 133945.6 | 352 | 96023882.9386
2008-05-01 | 95673539.0742 |  | -81873.3333 | 95591665.7408 | 192.7 | 0 | 139.6664 | 31 | 701171.1242 | 1 | 133990.45 | 336 | 95967362.8683
2008-06-01 | 106441284.221 |  | -81873.3333 | 106359410.8877 | 30.4 | 62.5 | 139.5964 | 30 | 711428.7361 | 0 | 134035.3 | 336 | 106894294.6297
2008-07-01 | 120363653.559 |  | -81873.3333 | 120281780.2257 | 0 | 115.4 | 139.5264 | 31 | 721686.348 | 0 | 134080.15 | 352 | 119593978.4499
2008-08-01 | 112977083.1259 |  | -81873.3333 | 112895209.7926 | 4.5 | 85.7 | 139.4564 | 31 | 731943.9598 | 0 | 134125 | 320 | 113616634.0925
2008-09-01 | 101476764.5595 |  | -81873.3333 | 101394891.2261 | 38.6 | 39.6 | 139.3864 | 30 | 742201.5717 | 1 | 134169.85 | 336 | 97441355.9937
2008-10-01 | 95543325.0373 |  | -81873.3333 | 95461451.704 | 207.1 | 0.4 | 139.3164 | 31 | 752459.1835 | 1 | 134214.7 | 352 | 96244393.7834
2008-11-01 | 97619273.2703 |  | -81873.3333 | 97537399.937 | 420.9 | 0 | 139.2464 | 30 | 762716.7954 | 1 | 134259.55 | 304 | 98690050.1977
2008-12-01 | 111639153.8079 |  | -81873.3333 | 111557280.4745 | 620.1 | 0 | 139.1764 | 31 | 772974.4073 | 0 | 134304.4 | 336 | 111130082.9115
2009-01-01 | 117706102.5386 |  | -61304 | 117644798.5386 | 723.9 | 0 | 138.8053 | 31 | 798306.2337 | 0 | 134349.25 | 336 | 113450722.5562
2009-02-01 | 97637232.454 |  | -61304 | 97575928.454 | 537 | 0 | 138.4341 | 28 | 823638.0601 | 0 | 134394.1 | 304 | 100561362.1427
2009-03-01 | 102033200.5973 |  | -61304 | 101971896.5973 | 509.1 | 0 | 138.063 | 31 | 848969.8865 | 1 | 134438.95 | 352 | 102830699.3208
2009-04-01 | 92234006.9686 |  | -61304 | 92172702.9686 | 315.4 | 0 | 137.6918 | 30 | 874301.7129 | 1 | 134483.8 | 320 | 95155861.1663
2009-05-01 | 90740353.0268 |  | -61304 | 90679049.0268 | 185.9 | 0 | 137.3207 | 31 | 899633.5393 | 1 | 134528.65 | 320 | 94438859.9387
2009-06-01 | 97871861.2398 |  | -61304 | 97810557.2398 | 66.8 | 33 | 136.9496 | 30 | 924965.3656 | 0 | 134573.5 | 352 | 100214665.0799
2009-07-01 | 106379009.8403 |  | -61304 | 106317705.8403 | 0.6 | 56.8 | 136.5784 | 31 | 950297.192 | 0 | 134618.35 | 352 | 105905042.9693
2009-08-01 | 118375479.5727 |  | -61304 | 118314175.5727 | 3.9 | 118.8 | 136.2073 | 31 | 975629.0184 | 0 | 134663.2 | 320 | 118400635.7292
2009-09-01 | 96821587.4718 |  | -61304 | 96760283.4718 | 32.4 | 30.7 | 135.8362 | 30 | 1000960.8448 | 1 | 134708.05 | 336 | 93327097.2528
2009-10-01 | 93959689.0914 |  | -61304 | 93898385.0914 | 241.2 | 0 | 135.465 | 31 | 1026292.6712 | 1 | 134752.9 | 336 | 94656494.6204
2009-11-01 | 93794432.745 |  | -61304 | 93733128.745 | 320.8 | 0 | 135.0939 | 30 | 1051624.4976 | 1 | 134797.75 | 320 | 93692190.2506
2009-12-01 | 109990511.9271 |  | -61304 | 109929207.9271 | 570.89 | 0 | 134.7227 | 31 | 1076956.324 | 0 | 134842.6 | 352 | 107185346.4643
2010-01-01 | 112413952.5979 | 411293 | -96502.18 | 112728743.4179 | 653.3 | 0 | 135.082 | 31 | 1086477.3368 | 0 | 134887.45 | 320 | 109371256.1718
2010-02-01 | 98822728.491 | 532219 | -96502.18 | 99258445.311 | 551.1 | 0 | 135.4413 | 28 | 1095998.3495 | 0 | 134932.3 | 304 | 98952070.7945
2010-03-01 | 99590879.5038 | 545833 | -96502.18 | 100040210.3238 | 434.7 | 0 | 135.8005 | 31 | 1105519.3623 | 1 | 134977.15 | 368 | 99438877.3683
2010-04-01 | 88866064.2493 | 587674 | -96502.18 | 89357236.0693 | 253.2 | 0 | 136.1598 | 30 | 1115040.375 | 1 | 135022 | 320 | 92454068.9906
2010-05-01 | 97708833.327 | 438525 | -96502.18 | 98050856.147 | 129.4 | 22.4 | 136.519 | 31 | 1124561.3878 | 1 | 135066.85 | 320 | 96835148.3355
2010-06-01 | 106489650.4193 | 575982 | -96502.18 | 106969130.2393 | 15 | 60.6 | 136.8783 | 30 | 1134082.4006 | 0 | 135111.7 | 352 | 104177177.6231
2010-07-01 | 129819711.2992 | 468792 | -96502.18 | 130192001.1192 | 1.9 | 174.6 | 137.2376 | 31 | 1143603.4133 | 0 | 135156.55 | 336 | 129954780.6256
2010-08-01 | 125064295.2866 | 467603 | -96502.18 | 125435396.1066 | 1.4 | 145.7 | 137.5968 | 31 | 1153124.4261 | 0 | 135201.4 | 336 | 124211856.5828
2010-09-01 | 98983964.4676 | 627245 | -96502.18 | 99514707.2876 | 54.4 | 40.2 | 137.9561 | 30 | 1162645.4388 | 1 | 135246.25 | 336 | 96582273.4459
2010-10-01 | 93865160.6233 | 384107 | -96502.18 | 94152765.4433 | 218.2 | 0.5 | 138.3153 | 31 | 1172166.4516 | 1 | 135291.1 | 320 | 95362010.8366
2010-11-01 | 96656392.3881 | 560522 | -96502.18 | 97120412.2081 | 346.6 | 0 | 138.6746 | 30 | 1181687.4643 | 1 | 135335.95 | 336 | 95884446.2042
2010-12-01 | 111304958.4562 | 686277 | -96502.18 | 111894733.2762 | 600.5 | 0 | 139.0339 | 31 | 1191208.4771 | 0 | 135380.8 | 368 | 109861626.4191
2011-01-01 | 113431519.6998 | 490789 | -92423.5508 | 113829885.149 | 678 | 0 | 139.2424 | 31 | 1227360.7425 | 0 | 135425.65 | 320 | 111749632.5959
2011-02-01 | 101615468.8517 | 597207 | -92423.5508 | 102120252.3009 | 578.5 | 0 | 139.451 | 28 | 1263513.008 | 0 | 135470.5 | 304 | 101219397.5558
2011-03-01 | 105339679.1362 | 1602527 | -92423.5508 | 106849782.5854 | 527 | 0 | 139.6595 | 31 | 1299665.2734 | 1 | 135515.35 | 368 | 103122396.3308
2011-04-01 | 93360768.8479 | 818684 | -92423.5508 | 94087029.297 | 342.6 | 0 | 139.8681 | 30 | 1335817.5389 | 1 | 135560.2 | 320 | 95889037.415
2011-05-01 | 94535390.7417 | 868682 | -92423.5508 | 95311649.1908 | 187.1 | 4.1 | 140.0766 | 31 | 1371969.8043 | 1 | 135605.05 | 320 | 95582811.9228
2011-06-01 | 103622682.5439 | 951129 | -92423.5508 | 104481387.9931 | 21.9 | 41.8 | 140.2852 | 30 | 1408122.0697 | 0 | 135649.9 | 352 | 101398210.641
2011-07-01 | 131926637.8221 | 481410 | -92423.5508 | 132315624.2713 | 0 | 196.9 | 140.4937 | 31 | 1444274.3352 | 0 | 135694.75 | 336 | 135163218.258
2011-08-01 | 120223938.4309 | 847595 | -92423.5508 | 120979109.8801 | 0 | 146.3 | 140.7023 | 31 | 1480426.6006 | 0 | 135739.6 | 336 | 124830315.3887
2011-09-01 | 100218738.7525 | 1330377 | -92423.5508 | 101456692.2017 | 26.9 | 39.9 | 140.9108 | 30 | 1516578.8661 | 1 | 135784.45 | 336 | 96199013.578
2011-10-01 | 94403706.3981 | 890902 | -92423.5508 | 95202184.8473 | 184.9 | 4.2 | 141.1194 | 31 | 1552731.1315 | 1 | 135829.3 | 320 | 95474646.4107
2011-11-01 | 93722004.8244 | 809920 | -92423.5508 | 94439501.2736 | 284.9 | 0 | 141.3279 | 30 | 1588883.397 | 1 | 135874.15 | 336 | 94367933.2775
2011-12-01 | 104372806.984 | 958180 | -92423.5508 | 105238563.4331 | 463.7 | 0 | 141.5365 | 31 | 1625035.6624 | 0 | 135919 | 368 | 106323783.8132
2012-01-01 | 108352391.1628 | 950033 | -78845.6933 | 109223578.4695 | 554.4 | 0 | 141.7252 | 31 | 1683207.3157 | 0 | 136044.8167 | 336 | 108511723.0313
2012-02-01 | 98705241.7965 | 947209 | -78845.6933 | 99573605.1032 | 482.4 | 0 | 141.9139 | 29 | 1741378.969 | 0 | 136170.6333 | 320 | 101323283.1424
2012-03-01 | 96296940.69 | 722234 | -78845.6933 | 96940328.9966 | 366.7 | 0 | 142.1026 | 31 | 1799550.6223 | 1 | 136296.45 | 352 | 98935012.6297
2012-04-01 | 89872581.0775 | 601702 | -78845.6933 | 90395437.3841 | 296.3 | 0 | 142.2913 | 30 | 1857722.2756 | 1 | 136422.2667 | 320 | 94476602.509
2012-05-01 | 98707869.1343 | 1571841 | -78845.6933 | 100200864.441 | 99.5 | 22.4 | 142.4801 | 31 | 1915893.9289 | 1 | 136548.0833 | 352 | 96863738.8385
2012-06-01 | 109390922.6662 | 1115019 | -78845.6933 | 110427095.9729 | 18.9 | 105.6 | 142.6688 | 30 | 1974065.5822 | 0 | 136673.9 | 336 | 114010245.8722
2012-07-01 | 133058608.9868 | 1039699 | -78845.6933 | 134019462.2935 | 0 | 203.5 | 142.8575 | 31 | 2032237.2355 | 0 | 136799.7167 | 336 | 136160917.9055
2012-08-01 | 121123046.2917 | 1093336 | -78845.6933 | 122137536.5984 | 0 | 148.7 | 143.0462 | 31 | 2090408.8888 | 0 | 136925.5333 | 352 | 124947404.4917
2012-09-01 | 99680085.0717 | 646474 | -78845.6933 | 100247713.3784 | 37.9 | 50.3 | 143.2349 | 30 | 2148580.5421 | 1 | 137051.35 | 304 | 98193321.102
2012-10-01 | 94333164.3966 | 944121 | -78845.6933 | 95198439.7032 | 191.9 | 2.6 | 143.4236 | 31 | 2206752.1954 | 1 | 137177.1667 | 352 | 94899607.4881
2012-11-01 | 96179066.9261 | 931868 | -78845.6933 | 97032089.2328 | 381.9 | 0 | 143.6123 | 30 | 2264923.8487 | 1 | 137302.9833 | 352 | 96304814.4009
2012-12-01 | 104482420.019 | 989725 | -78845.6933 | 105393299.3257 | 463.2 | 0 | 143.8011 | 31 | 2323095.502 | 0 | 137428.8 | 304 | 105842500.3197
2013-01-01 | 109467098.0587 | 930414 | -71393.3573 | 110326118.7014 | 556.4 | 0 | 143.9568 | 31 | 2349707.0251 | 0 | 137554.6167 | 352 | 108207866.8591
2013-02-01 | 98965961.5066 | 906712 | -71393.3573 | 99801280.1492 | 565.9 | 0 | 144.1126 | 28 | 2376318.5482 | 0 | 137680.4333 | 304 | 100445854.9774
2013-03-01 | 102422656.3796 | 894061 | -71393.3573 | 103245324.0223 | 508.7 | 0 | 144.2684 | 31 | 2402930.0714 | 1 | 137806.25 | 320 | 102300764.3418
2013-04-01 | 92083366.5173 | 1022778 | -71393.3573 | 93034751.16 | 341.3 | 0 | 144.4242 | 30 | 2429541.5945 | 1 | 137932.0667 | 336 | 95576685.6347
2013-05-01 | 95266525.6346 | 1234580 | -71393.3573 | 96429712.2773 | 153.9 | 14.3 | 144.58 | 31 | 2456153.1176 | 1 | 138057.8833 | 352 | 96658975.1312
2013-06-01 | 101746391.2394 | 1118148 | -71393.3573 | 102793145.8821 | 44.3 | 47.5 | 144.7358 | 30 | 2482764.6407 | 0 | 138183.7 | 320 | 103013819.6837
2013-07-01 | 123815621.3705 | 1104432 | -71393.3573 | 124848660.0132 | 2.3 | 139.4 | 144.8916 | 31 | 2509376.1638 | 0 | 138309.5167 | 352 | 123489865.9232
2013-08-01 | 114328198.1085 | 1270351 | -71393.3573 | 115527155.7512 | 0 | 106.4 | 145.0473 | 31 | 2535987.6869 | 0 | 138435.3333 | 336 | 116781224.1951
2013-09-01 | 96921113.3234 | 1399910 | -71393.3573 | 98249629.966 | 51.6 | 34.4 | 145.2031 | 30 | 2562599.21 | 1 | 138561.15 | 320 | 95862871.6936
2013-10-01 | 94790915.8785 | 1226455 | -71393.3573 | 95945977.5212 | 161.4 | 4.8 | 145.3589 | 31 | 2589210.7331 | 1 | 138686.9667 | 352 | 95290750.6681
2013-11-01 | 98272590.0116 | 1105762 | -71393.3573 | 99306958.6543 | 412.9 | 0 | 145.5147 | 30 | 2615822.2562 | 1 | 138812.7833 | 336 | 97873446.3527
2013-12-01 | 109815032.3544 | 855971 | -71393.3573 | 110599609.9971 | 601.4 | 0 | 145.6705 | 31 | 2642433.7793 | 0 | 138938.6 | 320 | 110159334.8847
2014-01-01 | 117246822.6315 | 771851 | -70928.9448 | 117947744.6867 | 727.8 | 0 | 145.9982 | 31 | 2694394.126 | 0 | 139064.4167 | 352 | 113311433.2041
2014-02-01 | 101962543.554 | 811223 | -70928.9448 | 102702837.6092 | 648.1 | 0 | 146.326 | 28 | 2746354.4728 | 0 | 139190.2333 | 304 | 103330776.83
2014-03-01 | 106897419.9436 | 920445 | -70928.9448 | 107746935.9988 | 636.2 | 0 | 146.6538 | 31 | 2798314.8195 | 1 | 139316.05 | 336 | 106269518.0798
2014-04-01 | 88321884.8515 | 1137316 | -70928.9448 | 89388271.9067 | 356.6 | 0 | 146.9815 | 30 | 2850275.1662 | 1 | 139441.8667 | 336 | 96762059.1427
2014-05-01 | 91424650.6107 | 1279581 | -70928.9448 | 92633302.6659 | 174.7 | 3 | 147.3093 | 31 | 2902235.513 | 1 | 139567.6833 | 336 | 95646725.8537
2014-06-01 | 104058299.1921 | 1413020 | -70928.9448 | 105400390.2473 | 27 | 39.1 | 147.637 | 30 | 2954195.8597 | 0 | 139693.5 | 336 | 101628968.9481
2014-07-01 | 109587464.1038 | 1300570 | -70928.9448 | 110817105.159 | 0.6 | 77.9 | 147.9648 | 31 | 3006156.2064 | 0 | 139819.3167 | 352 | 111631823.8427
2014-08-01 | 110696978.9792 | 1099164 | -70928.9448 | 111725214.0344 | 0.9 | 86.2 | 148.2925 | 31 | 3058116.5532 | 0 | 139945.1333 | 320 | 113380174.562
2014-09-01 | 97721499.4065 | 4944362 | -70928.9448 | 102594932.4617 | 42.7 | 42.3 | 148.6203 | 30 | 3110076.8999 | 1 | 140070.95 | 336 | 97922697.376
2014-10-01 | 89032201.2482 | 2860295 | -70928.9448 | 91821567.3034 | 173.7 | 5.7 | 148.9481 | 31 | 3162037.2466 | 1 | 140196.7667 | 352 | 96415272.7648
2014-11-01 | 93451537.3129 | 3682070 | -70928.9448 | 97062678.368 | 416 | 0 | 149.2758 | 30 | 3213997.5933 | 1 | 140322.5833 | 320 | 98560100.5214
2014-12-01 | 102089918.4439 | 4494121 | -70928.9448 | 106513110.4991 | 509.75 | 0 | 149.6036 | 31 | 3265957.9401 | 0 | 140448.4 | 336 | 108491071.3722
2015-01-01 | 109554910.5946 | 3562298 | 185647.0869 | 113302855.6815 | 696.25 | 0 | 149.9153 | 31 | 3346851.1329 | 0 | 140574.2167 | 336 | 112991875.8459
2015-02-01 | 102670597.695 | 4596564 | 185647.0869 | 107452808.7819 | 776.4 | 0 | 150.2269 | 28 | 3427744.3256 | 0 | 140700.0333 | 304 | 106809159.9659
2015-03-01 | 101056828.8854 | 3778683 | 185647.0869 | 105021158.9723 | 596.9 | 0 | 150.5386 | 31 | 3508637.5184 | 1 | 140825.85 | 352 | 105505723.5692
2015-04-01 | 86994585.9019 | 4365903 | 185647.0869 | 91546135.9888 | 325.9 | 0.041667 | 150.8503 | 30 | 3589530.7112 | 1 | 140951.6667 | 336 | 96090950.182
2015-05-01 | 92753225.8682 | 4241451 | 185647.0869 | 97180323.9551 | 131.8 | 9.75 | 151.162 | 31 | 3670423.904 | 1 | 141077.4833 | 320 | 95917004.5569
2015-06-01 | 96406876.7469 | 4178699 | 185647.0869 | 100771222.8339 | 61.2 | 19.5 | 151.4736 | 30 | 3751317.0967 | 0 | 141203.3 | 352 | 98292261.0078
2015-07-01 | 116368725.3513 | 3237902 | 185647.0869 | 119792274.4382 | 2.6 | 121.2 | 151.7853 | 31 | 3832210.2895 | 0 | 141329.1167 | 352 | 120203637.3921
2015-08-01 | 110801669.4107 | 4126483 | 185647.0869 | 115113799.4976 | 2.2 | 104.3 | 152.097 | 31 | 3913103.4823 | 0 | 141454.9333 | 320 | 116669221.3415
2015-09-01 | 106266883.639 | 3155002 | 185647.0869 | 109607532.7259 | 17.1 | 84 | 152.4086 | 30 | 3993996.6751 | 1 | 141580.75 | 336 | 105236621.5617
2015-10-01 | 87953241.1839 | 3403211 | 185647.0869 | 91542099.2708 | 186.05 | 1.8 | 152.7203 | 31 | 4074889.8679 | 1 | 141706.5667 | 336 | 95235607.6258
2015-11-01 | 88072404.947 | 4616734 | 185647.0869 | 92874786.0339 | 284.45 | 0 | 153.032 | 30 | 4155783.0606 | 1 | 141832.3833 | 336 | 94515441.5784
2015-12-01 | 94789799.7473 | 4318885 | 185647.0869 | 99294331.8342 | 372.95 | 0 | 153.3437 | 31 | 4236676.2534 | 0 | 141958.2 | 336 | 104190532.4773
2016-01-01 | 103534586.6677 | 4210616 | 168585.9378 | 107913788.6054 | 597.29 | 0 | 153.6376 | 31 | 4318903.0452 | 0 | 142084.0167 | 320 | 109607022.4102
2016-02-01 | 94512225.7533 | 4903383 | 168585.9378 | 99584194.6911 | 537.4 | 0 | 153.9315 | 29 | 4401129.837 | 0 | 142209.8333 | 320 | 102663118.7069
2016-03-01 | 94155530.8803 | 4513978 | 168585.9378 | 98838094.818 | 444.6 | 0 | 154.2254 | 31 | 4483356.6287 | 1 | 142335.65 | 352 | 100784319.1018
2016-04-01 | 87634927.4419 | 4267618 | 168585.9378 | 92071131.3796 | 344.4 | 0 | 154.5193 | 30 | 4565583.4205 | 1 | 142461.4667 | 336 | 95541398.438
2016-05-01 | 91346494.6204 | 4015774 | 168585.9378 | 95530854.5581 | 157.95 | 31 | 154.8132 | 31 | 4647810.2123 | 1 | 142587.2833 | 336 | 99883507.7415
2016-06-01 | 102451751.7326 | 3915256 | 168585.9378 | 106535593.6703 | 19.1 | 66.3 | 155.1071 | 30 | 4730037.0041 | 0 | 142713.1 | 352 | 105779520.489
2016-07-01 | 123874074.3577 | 4029521 | 168585.9378 | 128072181.2954 | 0 | 166.6 | 155.401 | 31 | 4812263.7959 | 0 | 142838.9167 | 320 | 128361863.3938
2016-08-01 | 131634039.1316 | 3905772 | 168585.9378 | 135708397.0694 | 0 | 198.85 | 155.6949 | 31 | 4894490.5876 | 0 | 142964.7333 | 352 | 134846162.6107
2016-09-01 | 102319071.8689 | 3194537 | 168585.9378 | 105682194.8066 | 14.4 | 88.8 | 155.9888 | 30 | 4976717.3794 | 1 | 143090.55 | 336 | 105086671.3231
2016-10-01 | 88216655.818 | 3433529 | 168585.9378 | 91818770.7558 | 141 | 11.8 | 156.2828 | 31 | 5058944.1712 | 1 | 143216.3667 | 320 | 95092726.7483
2016-11-01 | 87354879.9632 | 4171603 | 168585.9378 | 91695068.901 | 270.5 | 0 | 156.5767 | 30 | 5141170.963 | 1 | 143342.1833 | 352 | 93083624.5593
2016-12-01 | 99813967.9136 | 4398490 | 168585.9378 | 104381043.8514 | 540.9 | 0 | 156.8706 | 31 | 5223397.7548 | 0 | 143468 | 320 | 107211610.9321
2017-01-01 | 101034776.8376 | 5226762 | 147068.8382 | 106408607.6757 | 550.05 | 0 | 157.2366 | 31 | 5326007.3705 | 0 | 143601.0319 | 336 | 107298825.2224
2017-02-01 | 87554917.1585 | 4231054 | 147068.8382 | 91933039.9967 | 448.8 | 0 | 157.6026 | 28 | 5428616.9862 | 0 | 143734.0638 | 304 | 96603076.5616
2017-03-01 | 95725074.2482 | 4288707 | 147068.8382 | 100160850.0864 | 528.4 | 0 | 157.9687 | 31 | 5531226.6019 | 1 | 143867.0957 | 368 | 101602524.4431
2017-04-01 | 84183717.0341 | 4830410 | 147068.8382 | 89161195.8723 | 273.05 | 0 | 158.3347 | 30 | 5633836.2176 | 1 | 144000.1276 | 304 | 92504533.9488
2017-05-01 | 87638822.3884 | 3963517 | 147068.8382 | 91749408.2265 | 181.8 | 2.8 | 158.7007 | 31 | 5736445.8333 | 1 | 144133.1595 | 352 | 93388254.0334
2017-06-01 | 97110012.7481 | 4016690 | 147068.8382 | 101273771.5863 | 27 | 62.8 | 159.0668 | 30 | 5839055.449 | 0 | 144266.1914 | 352 | 103883725.654
2017-07-01 | 113372511.8265 | 4206468 | 147068.8382 | 117726048.6647 | 0 | 111.6 | 159.4328 | 31 | 5941665.0647 | 0 | 144399.2232 | 320 | 115725018.3335
2017-08-01 | 109245844.2943 | 3234481 | 147068.8382 | 112627394.1325 | 0 | 102 | 159.7988 | 31 | 6044274.6804 | 0 | 144532.2551 | 352 | 113630001.7183
2017-09-01 | 99155311.0451 | 3668563 | 147068.8382 | 102970942.8833 | 25.1 | 59.5 | 160.1649 | 30 | 6146884.2961 | 1 | 144665.287 | 320 | 97861995.9517
2017-10-01 | 87841861.8236 | 2902664 | 147068.8382 | 90891594.6618 | 93.8 | 14.9 | 160.5309 | 31 | 6249493.9118 | 1 | 144798.3189 | 336 | 93007611.0687
2017-11-01 | 94733237.968 | 4717832 | 147068.8382 | 99598138.8062 | 381.4 | 0 | 160.8969 | 30 | 6352103.5275 | 1 | 144931.3508 | 352 | 94202764.1186
2017-12-01 | 103319503.4566 | 4233651 | 147068.8382 | 107700223.2948 | 617.2 | 0 | 161.263 | 31 | 6454713.1432 | 0 | 145064.3827 | 304 | 107435632.5371
2018-01-01 | 105861988.5219 | 5144977 | 127001.415 | 111133966.9369 | 647.4 | 0 | 161.5586 | 31 | 6495014.882 | 0 | 145197.4146 | 352 | 108266412.9272
2018-02-01 | 90261757.0858 | 5663956.47 | 127001.415 | 96052714.9708 | 498.7 | 0 | 161.8542 | 28 | 6535316.6209 | 0 | 145330.4465 | 304 | 96632300.0177
2018-03-01 | 95800838.9147 | 4747154.51 | 127001.415 | 100674994.8397 | 518.8 | 0 | 162.1499 | 31 | 6575618.3597 | 1 | 145463.4784 | 336 | 100397511.2315
2018-04-01 | 89637358.7336 | 5107019 | 127001.415 | 94871379.1486 | 434.2 | 0 | 162.4455 | 30 | 6615920.0985 | 1 | 145596.5103 | 336 | 95718779.876
2018-05-01 | 91603538.4143 | 4677507 | 127001.415 | 96408046.8293 | 118.5 | 15.35 | 162.7412 | 31 | 6656221.8373 | 1 | 145729.5422 | 352 | 93877233.3985
2018-06-01 | 100277595.1705 | 4696653 | 127001.415 | 105101249.5855 | 31.9 | 47.6 | 163.0368 | 30 | 6696523.5762 | 0 | 145862.5741 | 336 | 100615395.085
2018-07-01 | 127416836.6995 | 3701265.84 | 127001.415 | 131245103.9545 | 0 | 184 | 163.3325 | 31 | 6736825.315 | 0 | 145995.606 | 336 | 130425858.8391
2018-08-01 | 123940434.1911 | 4212974.78 | 127001.415 | 128280410.3861 | 0 | 183.7 | 163.6281 | 31 | 6777127.0538 | 0 | 146128.6379 | 352 | 130453942.7679
2018-09-01 | 103744387.2059 | 4881085.09 | 127001.415 | 108752473.7109 | 23.9 | 78.7 | 163.9238 | 30 | 6817428.7927 | 1 | 146261.6697 | 304 | 102138623.435
2018-10-01 | 90882510.9018 | 2863107.32 | 127001.415 | 93872619.6368 | 204.65 | 9.8 | 164.2194 | 31 | 6857730.5315 | 1 | 146394.7016 | 352 | 95307109.2475
2018-11-01 | 94485402.9838 | 4558013.47 | 127001.415 | 99170417.8688 | 434.3 | 0 | 164.5151 | 30 | 6898032.2703 | 1 | 146527.7335 | 352 | 96346039.9404
2018-12-01 | 100847761.8865 | 4284365.37 | 127001.415 | 105259128.6715 | 500.8 | 0 | 164.8107 | 31 | 6938334.0092 | 0 | 146660.7654 | 304 | 105648672.388
2019-01-01 | 107250431.6049 | 4077383.68 | 127001.415 | 111454816.6999 | 663.4 | 0 | 165.003 | 31 | 6944995.9978 | 0 | 146793.7973 | 352 | 109823678.859
2019-02-01 | 95290141.9288 | 5524653.15 | 127001.415 | 100941796.4938 | 548.3 | 0 | 165.1953 | 28 | 6951657.9865 | 0 | 146926.8292 | 304 | 99107883.7322
2019-03-01 | 99265114.1537 | 4694005.77 | 127001.415 | 104086121.3387 | 536.4 | 0 | 165.3876 | 31 | 6958319.9752 | 1 | 147059.8611 | 336 | 102180688.1904
2019-04-01 | 87651060.8884 | 5249455.16 | 127001.415 | 93027517.4634 | 345.9 | 0 | 165.5799 | 30 | 6964981.9639 | 1 | 147192.893 | 336 | 94995029.6012
2019-05-01 | 88332579.0145 | 4884426.58 | 127001.415 | 93344007.0095 | 226.5 | 0 | 165.7721 | 31 | 6971643.9526 | 1 | 147325.9249 | 352 | 94936628.6601
2019-06-01 | 96231591.2734 | 3660121.9 | 127001.415 | 100018714.5884 | 63.1 | 30.3 | 165.9644 | 30 | 6978305.9413 | 0 | 147458.9568 | 320 | 99484746.3416
2019-07-01 | 127560089.8805 | 3532409.07 | 127001.415 | 131219500.3655 | 0 | 155.9 | 166.1567 | 31 | 6984967.9299 | 0 | 147591.9887 | 352 | 126420186.4884
2019-08-01 | 116518627.7309 | 3879981.33 | 127001.415 | 120525610.4759 | 0.9 | 112.6 | 166.349 | 31 | 6991629.9186 | 0 | 147725.0206 | 336 | 117795424.5571
2019-09-01 | 96264117.2689 | 3742111.27 | 127001.415 | 100133229.9539 | 12.7 | 47.6 | 166.5412 | 30 | 6998291.9073 | 1 | 147858.0525 | 320 | 97432835.5538
2019-10-01 | 88992298.8159 | 3664704.54 | 127001.415 | 92784004.7709 | 163.1 | 3.1 | 166.7335 | 31 | 7004953.896 | 1 | 147991.0844 | 352 | 94924904.1827
2019-11-01 | 94564685.8429 | 4270274 | 127001.415 | 98961961.2579 | 439.1 | 0 | 166.9258 | 30 | 7011615.8847 | 1 | 148124.1162 | 336 | 98561429.4355
2019-12-01 | 101790296.1469 | 3952159.69 | 127001.415 | 105869457.2519 | 514.3 | 0 | 167.1181 | 31 | 7018277.8734 | 0 | 148257.1481 | 320 | 108170991.8455
2020-01-01 | 0 |  |  | 0 | 632.429 | 0 | 167.3409 | 31 | 7005871.6032 | 0 | 148390.18 | 352 | 111346625.7687
2020-02-01 | 0 |  |  | 0 | 563.56 | 0 | 167.5637 | 29 | 6993465.333 | 0 | 148523.2119 | 304 | 104549274.109
2020-03-01 | 0 |  |  | 0 | 509.84 | 0 | 167.7866 | 31 | 6981059.0628 | 1 | 148656.2438 | 352 | 103997054.1478
2020-04-01 | 0 |  |  | 0 | 331.345 | 0.0041667 | 168.0094 | 30 | 6968652.7926 | 1 | 148789.2757 | 336 | 97199568.9746
2020-05-01 | 0 |  |  | 0 | 156.115 | 12.51 | 168.2322 | 31 | 6956246.5224 | 1 | 148922.3076 | 320 | 98412991.0296
2020-06-01 | 0 |  |  | 0 | 32.94 | 52.11 | 168.455 | 30 | 6943840.2522 | 0 | 149055.3395 | 352 | 105937729.0985
2020-07-01 | 0 |  |  | 0 | 0.74 | 153.16 | 168.6779 | 31 | 6931433.982 | 0 | 149188.3714 | 352 | 128718372.8457
2020-08-01 | 0 |  |  | 0 | 0.54 | 133.475 | 168.9007 | 31 | 6919027.7118 | 0 | 149321.4033 | 320 | 124974562.3487
2020-09-01 | 0 |  |  | 0 | 30.67 | 56.57 | 169.1235 | 30 | 6906621.4416 | 1 | 149454.4352 | 336 | 102727015.8108
2020-10-01 | 0 |  |  | 0 | 171.87 | 5.92 | 169.3463 | 31 | 6894215.1714 | 1 | 149587.4671 | 336 | 98831681.7944
2020-11-01 | 0 |  |  | 0 | 365.205 | 0 | 169.5692 | 30 | 6881808.9012 | 1 | 149720.499 | 336 | 99955994.9108
2020-12-01 | 0 |  |  | 0 | 518.47 | 0 | 169.792 | 31 | 6869402.6311 | 0 | 149853.5309 | 336 | 111574900.3524
2021-01-01 | 0 |  |  | 0 | 632.429 | 0 | 170.0184 | 31 | 6834364.6603 | 0 | 149986.5627 | 320 | 114743453.3872
2021-02-01 | 0 |  |  | 0 | 563.56 | 0 | 170.2448 | 28 | 6799326.6895 | 0 | 150119.5946 | 304 | 105350666.0799
2021-03-01 | 0 |  |  | 0 | 509.84 | 0 | 170.4711 | 31 | 6764288.7187 | 1 | 150252.6265 | 368 | 107584498.0786
2021-04-01 | 0 |  |  | 0 | 331.345 | 0.0041667 | 170.6975 | 30 | 6729250.748 | 1 | 150385.6584 | 336 | 100882321.0615
2021-05-01 | 0 |  |  | 0 | 156.115 | 12.51 | 170.9239 | 31 | 6694212.7772 | 1 | 150518.6903 | 320 | 102191051.2727
2021-06-01 | 0 |  |  | 0 | 32.94 | 52.11 | 171.1503 | 30 | 6659174.8064 | 0 | 150651.7222 | 352 | 109811097.4978
2021-07-01 | 0 |  |  | 0 | 0.74 | 153.16 | 171.3767 | 31 | 6624136.8357 | 0 | 150784.7541 | 336 | 132687049.4012
2021-08-01 | 0 |  |  | 0 | 0.54 | 133.475 | 171.6031 | 31 | 6589098.8649 | 0 | 150917.786 | 336 | 129038547.0603
2021-09-01 | 0 |  |  | 0 | 30.67 | 56.57 | 171.8295 | 30 | 6554060.8941 | 1 | 151050.8179 | 336 | 106886308.6786
2021-10-01 | 0 |  |  | 0 | 171.87 | 5.92 | 172.0559 | 31 | 6519022.9234 | 1 | 151183.8498 | 320 | 103086282.8183
2021-11-01 | 0 |  |  | 0 | 365.205 | 0 | 172.2823 | 30 | 6483984.9526 | 1 | 151316.8817 | 352 | 104305904.0908
2021-12-01 | 0 |  |  | 0 | 518.47 | 0 | 172.5086 | 31 | 6448946.9818 | 0 | 151449.9136 | 336 | 116020117.6886
[6 empty] | Weather Normal | [6 empty] | 30893036289.9716
1996 | 0 | 0 | 0 | 0 | [8 empty] | 903104889.9859 | 903104889.9859
1997 | 0 | 0 | 0 | 0 | [8 empty] | 917092717.8857 | 917092717.8857
1998 | 0 | 0 | 0 | 0 | [8 empty] | 981727925.4679 | 981727925.4679
1999 | 0 | 0 | 0 | 0 | [8 empty] | 1033602829.0391 | 1033602829.0391
2000 | 0 | 0 | 0 | 0 | [8 empty] | 1061917609.5052 | 1061917609.5052
2001 | 0 | 0 | 0 | 0 | [8 empty] | 1071449569.4455 | 1071449569.4455
2002 | 1162710673.7804 | 0 | 0 | 1162710673.7804 | [8 empty] | 1167166906.303 | 4456232.5226 | 0.3833%
2003 | 1152043160.1684 | 0 | 0 | 1152043160.1684 | [8 empty] | 1167605461.2558 | 15562301.0874 | 1.351%
2004 | 1205241073.8282 | 0 | 0 | 1205241073.8282 | [8 empty] | 1179573774.9575 | -25667298.8706 | -2.13%
2005 | 1272191338.9746 | 0 | 0 | 1272191338.9746 | [8 empty] | 1271724175.9972 | -467162.9775 | -0.03672%
2006 | 1248057839.7213 | 0 | 0 | 1248057839.7213 | [8 empty] | 1247989476.5156 | -68363.2056 | -0.005478%
2007 | 1283916366.3514 | 0 | 0 | 1283916366.3514 | [8 empty] | 1273169231.3492 | -10747135.0022 | -0.8371%
2008 | 1248342618.218 | 0 | -982480 | 1247360138.218 | [8 empty] | 1255986577.5555 | 8626439.3375 | 0.691%
2009 | 1217543467.4733 | 0 | -735648 | 1216807819.4733 | [8 empty] | 1219818977.4913 | 3011158.018 | 0.2473%
2010 | 1259586591.1092 | 6286072 | -1158026.16 | 1264714636.9492 | [8 empty] | 1253085593.3979 | -11629043.5514 | -0.9232%
2011 | 1256773343.0333 | 10647402 | -1109082.61 | 1266311662.4233 | [8 empty] | 1261320397.1873 | -4991265.236 | -0.3971%
2012 | 1250182338.2193 | 11553261 | -946148.32 | 1260789450.8993 | [8 empty] | 1270469171.731 | 9679720.8317 | 0.7743%
2013 | 1237895470.3833 | 13069574 | -856720.288 | 1250108324.0953 | [8 empty] | 1245661460.3453 | -4446863.75 | -0.3592%
2014 | 1212491220.278 | 24714018 | -851147.338 | 1236354090.94 | [8 empty] | 1243350622.4974 | 6996531.5574 | 0.577%
2015 | 1193689749.9713 | 47581815 | 2227765.043 | 1243499330.0143 | [8 empty] | 1251658037.1046 | 8158707.0904 | 0.6835%
2016 | 1206848206.1493 | 48960077 | 2023031.253 | 1257831314.4023 | [8 empty] | 1277941546.4547 | 20110232.0524 | 1.666%
2017 | 1160915590.8291 | 49520799 | 1764826.058 | 1212201215.8871 | [8 empty] | 1217143963.591 | 4942747.7039 | 0.4258%
2018 | 1214760410.7094 | 54538078.85 | 1524016.98 | 1270822506.5394 | [8 empty] | 1255827879.1538 | -14994627.3856 | -1.234%
2019 | 1199711034.5498 | 51131686.14 | 1524016.98 | 1252366737.6698 | [8 empty] | 1243834427.4474 | -8532310.2224
2020 | 0 | 0 | 0 | 0 | [8 empty] | 1288225771.1912 | 1288225771.1912
2021 | 0 | 0 | 0 | 0 | [8 empty] | 1332587297.1156 | 1332587297.1156
Total to 2019 | 21982900493.7475 | 318002782.99 | 2424403.598 | 22303327680.3355 | [8 empty] | 22303327680.3355 | 0
[13 empty] | 30893036289.9716 | 0
Check total above sould be zero
Note on B257: NPEI: Includes Grimsby Power starting in March 2017.

## Rate Class Energy Model
| Purchases | Modeled Purchases | Difference | % Difference | Loss Factor | Total Billed | Residential | GS<50 | GS>50 | Embedded Distributir | Sentinels | Streetlights | USL
Weather Normal Projection
1996 | 0 | 903104889.9859 | 903104889.9859
1997 | 0 | 917092717.8857 | 917092717.8857
1998 | 0 | 981727925.4679 | 981727925.4679
1999 | 0 | 1033602829.0391 | 1033602829.0391
2000 | 0 | 1061917609.5052 | 1061917609.5052
2001 | 0 | 1071449569.4455 | 1071449569.4455
2002 | 1162710673.7804 | 1167166906.303 | 4456232.5226 | 0.3833% |  | 0 | 0 | 0 | 0 | 0 | 0 | 0 | 0
2003 | 1152043160.1684 | 1167605461.2558 | 15562301.0874 | 1.351% | 1.0394 | 1108347420.2106 | 418838011.9736 | 126366945.1775 | 553710684.7088 | 0 | 298684.5771 | 6713622.351 | 2419471.4225
2004 | 1205241073.8282 | 1179573774.9575 | -25667298.8706 | -2.13% | 1.0615 | 1135405804.1076 | 404285804.099 | 122937632.9665 | 598431000.7987 | 0 | 299221.7421 | 7027057.9585 | 2425086.5427
2005 | 1272191338.9746 | 1271724175.9972 | -467162.9775 | -0.03672% | 1.0524 | 1208894249.4506 | 463562202.487 | 125194926.2388 | 609950002.1269 | 0 | 336742.5535 | 7458446.3497 | 2391929.6946
2006 | 1248057839.7213 | 1247989476.5156 | -68363.2056 | -0.005478% | 1.0539 | 1184184646.7744 | 450017939.3267 | 122020708.4167 | 601216533.3463 | 0 | 317191.457 | 8236753.7636 | 2375520.4641
2007 | 1283916366.3514 | 1273169231.3492 | -10747135.0022 | -0.8371% | 1.052 | 1220452819.8678 | 462721167.9574 | 125994115.1778 | 622092059.277 | 0 | 295242.5843 | 7023291.2978 | 2326943.5736
2008 | 1247360138.218 | 1255986577.5555 | 8626439.3375 | 0.6916% | 1.0492 | 1188897732 | 450470689.5 | 122663803.5 | 605669659 | 0 | 286832 | 7504236 | 2302512
2009 | 1216807819.4733 | 1219818977.4913 | 3011158.018 | 0.2475% | 1.0474 | 1161778118 | 438952917.5 | 119930975.5 | 592972281 | 0 | 294273 | 7271510 | 2356161
2010 | 1264714636.9492 | 1253085593.3979 | -11629043.5514 | -0.9195% | 1.0595 | 1193712076.1827 | 451343387.2824 | 121294613.5087 | 611065861.6087 | 0 | 293544.0982 | 7368898.1739 | 2345771.5108
2011 | 1266311662.4233 | 1261320397.1873 | -4991265.236 | -0.3942% | 1.027 | 1232998827 | 418849931 | 129680926 | 675128624 | 0 | 246192 | 7294838 | 1798316
2012 | 1260789450.8993 | 1270469171.731 | 9679720.8317 | 0.7678% | 1.0385 | 1214015314.2603 | 414592237 | 125465897 | 664095955 | 0 | 267435.2603 | 7329519 | 2264271
2013 | 1250108324.0953 | 1245661460.3453 | -4446863.75 | -0.3557% | 1.0398 | 1202305265 | 412298278 | 124179905 | 655968805 | 0 | 265619 | 7344781 | 2247877
2014 | 1236354090.94 | 1243350622.4974 | 6996531.5574 | 0.5659% | 1.0343 | 1195394887 | 416585049 | 129969466 | 639303434 | 0 | 256092 | 7429625 | 1851221
2015 | 1243499330.0143 | 1251658037.1046 | 8158707.0904 | 0.6561% | 1.04 | 1195656486.8495 | 415749081.7036 | 126134211.1317 | 645074724.8906 | 0 | 223690.3269 | 6899420.4853 | 1575358.3114
2016 | 1257831314.4023 | 1277941546.4547 | 20110232.0524 | 1.599% | 1.0372 | 1212742876.9017 | 433305471.2442 | 130328461.566 | 642382592.3133 | 0 | 213769.7112 | 4950219.911 | 1562362.1561
2017 | 1212201215.8871 | 1217143963.591 | 4942747.7039 | 0.4077% | 1.0378 | 1168010031.0215 | 410629996.2572 | 127052977.9615 | 624101454.8927 | 0 | 210488.5435 | 4481098.819 | 1534014.5476
2018 | 1270822506.5394 | 1255827879.1538 | -14994627.3856 | -1.18% | 1.038 | 1224357127.1282 | 451047288.2172 | 131255411.0994 | 635816200.6741 | 0 | 220523.947 | 4494761.7896 | 1522941.4009
2019 | 1252366737.6698 | 1243834427.4474 | -8532310.2224 | 0% | 1.035 | 1210020079.4372 | 434759151.8876 | 126741415.7674 | 642357413.4714 | 0 | 218186.4443 | 4379323.8273 | 1564588.0392
2020 | 0 | 1288225771.1912 |  |  |  | 1241549745.2111
2021 | 0 | 1332587297.1156 |  |  |  | 1284303928.8645
[7 empty] | 7348008604.4359 | 2137212392.0122 | 10619337286.1085 | 0 | 4543729.2455 | 113207403.7266 | 34864345.6634
[7 empty] | 38.58% | 11.22% | 55.75% | 0% | 0.02386% | 0.5944% | 0.183%
Before Supply Facility Loss Factor of 1.0045 |  |  |  | 5 year average 2015-2019 | 1.0376
|  |  |  | 5 year average 2015-2019 | 1.0376
Average
2005 to 2006 | -1.897% |  |  |  |  | -2.044% | -2.922% | -2.535% | -1.432% |  | -5.806% | 10.44% | -0.686%
2006 to 2007 | 2.873% |  |  |  |  | 3.063% | 2.823% | 3.256% | 3.472% |  | -6.92% | -14.73% | -2.045%
2007 to 2008 | -2.847% |  |  |  |  | -2.586% | -2.647% | -2.643% | -2.64% |  | -2.849% | 6.848% | -1.05%
2008 to 2009 | -2.449% |  |  |  |  | -2.281% | -2.557% | -2.228% | -2.096% |  | 2.594% | -3.101% | 2.33%
2009 to 2010 | 3.937% |  |  |  |  | 2.749% | 2.823% | 1.137% | 3.051% |  | -0.2477% | 1.339% | -0.4409%
2010 to 2011 | 0.1263% |  |  |  |  | 3.291% | -7.199% | 6.914% | 10.48% |  | -16.13% | -1.005% | -23.34%
2011 to 2012 | -0.4361% |  |  |  |  | -1.54% | -1.017% | -3.25% | -1.634% |  | 8.629% | 0.4754% | 25.91%
2012 to 2013 | -0.8472% |  |  |  |  | -0.9646% | -0.5533% | -1.025% | -1.224% |  | -0.6791% | 0.2082% | -0.724%
2013 to 2014 | -1.1% |  |  |  |  | -0.5748% | 1.04% | 4.662% | -2.541% |  | -3.587% | 1.155% | -17.65%
2014 to 2015 | 0.5779% |  |  |  |  | 0.02188% | -0.2007% | -2.951% | 0.9027% |  | -12.65% | -7.136% | -14.9%
2015 to 2016 | 1.153% |  |  |  |  | 1.429% | 4.223% | 3.325% | -0.4173% |  | -4.435% | -28.25% | -0.825%
2016 to 2017 | -3.628% |  |  |  |  | -3.689% | -5.233% | -2.513% | -2.846% |  | -1.535% | -9.477% | -1.814%
2017 to 2018 | 4.836% |  |  |  |  | 4.824% | 9.843% | 3.308% | 1.877% |  | 4.768% | 0.3049% | -0.7218%
2018 to 2019 | -1.452% |  |  |  |  | -1.171% | -3.611% | -3.439% | 1.029% |  | -1.06% | -2.568% | 2.735%
Usage Per Customer
2003 | [6 empty] | 9853.3891 | 31734.5417 | 640868.848 | 0 | 513.2037 | 591.0919 | 5733.3446
2004 | [6 empty] | 9432.9267 | 30482.9241 | 730684.9827 | 0 | 497.0461 | 606.4082 | 5746.6506
2005 | [6 empty] | 10763.495 | 28216.1204 | 760536.1623 | 0 | 645.1007 | 634.6534 | 5668.0798
2006 | [6 empty] | 10292.2409 | 27494.5265 | 690260.0842 | 0 | 533.9924 | 697.6161 | 5629.1954
2007 | [6 empty] | 10439.2818 | 29037.5928 | 729299.0144 | 0 | 518.8798 | 588.5604 | 5288.5081
2008 | [6 empty] | 10020.4802 | 28794.3201 | 715076.3388 | 0 | 508.3354 | 626.0834 | 5174.7596
2009 | [6 empty] | 9592.3355 | 28175.1464 | 695793.193 | 0 | 520.3604 | 599.1439 | 5189.7819
2010 | [6 empty] | 9846.1035 | 27840.3906 | 718056.2416 | 0 | 703.9427 | 597.4236 | 5044.6699
2011 | [6 empty] | 9106.1337 | 30111.2508 | 786393.6814 | 0 | 667.059 | 581.741 | 4240.756
2012 | [6 empty] | 9038.2209 | 29452.8503 | 776552.8619 | 0 | 779.2031 | 586.0255 | 5903.5885
2013 | [6 empty] | 8909.9316 | 28775.6197 | 760337.316 | 0 | 787.1161 | 578.2382 | 5331.703
2014 | [6 empty] | 8906.4546 | 29692.4745 | 777087.1936 | 0 | 776.4042 | 582.9293 | 4399.6366
2015 | [6 empty] | 8742.4894 | 28447.0481 | 825959.955 | 0 | 669.683 | 534.9443 | 4395.0163
2016 | [6 empty] | 8952.4074 | 29241.2972 | 846353.8766 | 0 | 688.3526 | 375.6736 | 4020.5234
2017 | [6 empty] | 8277.8292 | 28202.6588 | 772402.7907 | 0 | 649.6501 | 336.728 | 4113.9826
2018 | [6 empty] | 8962.8664 | 29304.624 | 804830.6338 | 0 | 707.6595 | 337.7005 | 4274.5636
2019 | [6 empty] | 8559.599 | 28322.1041 | 802946.7668 | 1 | 737.1164 | 327.7937 | 4670.4121
2020 | [6 empty] | 8484.6251 | 28121.4425 | 814341.5667 | 0 | 753.9871 | 327.7937 | 4610.9392
2021 | [6 empty] | 8410.3078 | 27922.2027 | 825898.0728 | 0 | 771.2441 | 327.7937 | 4552.2237
1999
2000
2001
2002
2003
2004 | [6 empty] | 0.95733 | 0.96056 | 1.1401 | 0 | 0.96852 | 1.0259 | 1.0023
2005 | [6 empty] | 1.1411 | 0.92564 | 1.0409 | 0 | 1.2979 | 1.0466 | 0.98633
2006 | [6 empty] | 0.95622 | 0.97443 | 0.9076 | 0 | 0.82777 | 1.0992 | 0.99314
2007 | [6 empty] | 1.0143 | 1.0561 | 1.0566 | 0 | 0.9717 | 0.84367 | 0.93948
2008 | [6 empty] | 0.95988 | 0.99162 | 0.9805 | 0 | 0.97968 | 1.0638 | 0.97849
2009 | [6 empty] | 0.95727 | 0.9785 | 0.97303 | 0 | 1.0237 | 0.95697 | 1.0029
2010 | [6 empty] | 1.0265 | 0.98812 | 1.032 | 0 | 1.3528 | 0.99713 | 0.97204
2011 | [6 empty] | 0.92485 | 1.0816 | 1.0952 | 0 | 0.9476 | 0.97375 | 0.84064
2012 | [6 empty] | 0.99254 | 0.97813 | 0.98749 | 0 | 1.1681 | 1.0074 | 1.3921
2013 | [6 empty] | 0.98581 | 0.97701 | 0.97912 | 0 | 1.0102 | 0.98671 | 0.90313
2014 | [6 empty] | 0.99961 | 1.0319 | 1.022 | 0 | 0.98639 | 1.0081 | 0.82518
2015 | [6 empty] | 0.98159 | 0.95806 | 1.0629 | 0 | 0.86254 | 0.91768 | 0.99895
2016 | [6 empty] | 1.024 | 1.0279 | 1.0247 | 0 | 1.0279 | 0.70227 | 0.91479
2017 | [6 empty] | 0.92465 | 0.96448 | 0.91262 | 0 | 0.94378 | 0.89633 | 1.0232
2018 | [6 empty] | 1.0828 | 1.0391 | 1.042 | 0 | 1.0893 | 1.0029 | 1.039
2019 | [6 empty] | 0.95501 | 0.96647 | 0.99766 | 1 | 1.0416 | 0.97066 | 1.0926
Used | [6 empty] | 0.99124 | 0.99292 | 1.0142 | 0 | 1.0229 | 1 | 0.98727
Geomean | [6 empty] | 0.99124 | 0.99292 | 1.0142 | 0 | 1.0229 | 0.96382 | 0.98727
Non Weather Corrected Forecast | [13 empty] | Total
2019 | [5 empty] | 1210020079.4372 | 434759151.8876 | 126741415.7674 | 642357413.4714 | 0 | 218186.4443 | 4379323.8273 | 1564588.0392 | 1210020079.4372
2020 | [5 empty] | 1225877504.8034 | 435774083.4121 | 126764856.9904 | 657173644.364 |  | 218399.8647 | 4423984.5053 | 1522535.6668 | 1225877504.8034
2021 | [5 empty] | 1238726453.508 | 436791384.2623 | 126788302.549 | 666169106.4251 | 2808332.58 | 218613.4939 | 4469100.6364 | 1481613.5613 | 1238726453.508
Weather Corrected Forecast | [13 empty] | Total
2019 | [5 empty] | 1210020079.4372 | 434759151.8876 | 126741415.7674 | 642357413.4714 | 0 | 218186.4443 | 4379323.8273 | 1564588.0392 | 1210020079.4372
2020 | [5 empty] | 1241549745.2111 | 442258807 | 128651236 | 664474782 |  | 218399.8647 | 4423984.5053 | 1522535.6668 | 1241549745.0369
2021 | [5 empty] | 1284303928.8645 | 453679525 | 131690457 | 689956286.42 | 2808332.58 | 218613.4939 | 4469100.6364 | 1481613.5613 | 1284303928.6916
Weather Normalization Percentage from 2006 Hydro One Study
% Weather Sensitive | [6 empty] | 93.5% | 93.5% | 87% | 87% | 0% | 0% | 0% | Total
2019 | [5 empty] | 0 | 406499807.0149 | 118503223.7426 | 558850949.7201 | 0 | 0 | 0 | 0 | 1083853980.4775
2020 | [5 empty] | 15672240.4077 | 407448767.9903 | 118525141.2861 | 571741070.5967 | 0 | 0 | 0 | 0 | 1097714979.8731
2021 | [5 empty] | 45577475.3566 | 408399944.2852 | 118547062.8833 | 579567122.5898 |  | 0 | 0 | 0 | 1106514129.7584
Allocation of Weather Sensitive Amount | [13 empty] | Total
2019 | [6 empty] | 0 | 0 | 0 | 0 | 0 | 0 | 0 | 0
2020 | [6 empty] | 5817206.8004 | 1692201.1111 | 8162832.4963 | 0 | 0 | 0 | 0 | 15672240.4077
2021 | [6 empty] | 16822052.1507 | 4882970.4853 | 23872452.7206 | 0 | 0 | 0 | 0 | 45577475.3566
CDM | Manual Adjustment to the Load Forecast from 2020 and 2021 Programs on a Net Level | [12 empty] | Total
2020 | [5 empty] | 0 | 0 | 0 | 0 | 0 | 0 | 0 | 0 | 0
2021 | [5 empty] | 0 | 0 | 0 | 0 | 0 | 0 | 0 | 0 | 0
Weather Corrected Forecast after 2020 and 2021 CDM Adjustments | [13 empty] | Adj Weather Total
2019 | [5 empty] | 1210020079.4372 | 434759151.8876 | 126741415.7674 | 642357413.4714 | 0 | 218186.4443 | 4379323.8273 | 1564588.0392 | 1210020079.4372
2020 | [5 empty] | 1241549745.2111 | 442258807 | 128651236 | 664474782 |  | 218399.8647 | 4423984.5053 | 1522535.6668 | 1241549745.0369
2021 | [5 empty] | 1284303928.8645 | 453679525 | 131690457 | 689956286.42 | 2808332.58 | 218613.4939 | 4469100.6364 | 1481613.5613 | 1284303928.6916
[6 empty] | 0% | 0% | 0% | 0% | #DIV/0! | 0% | 0% | 0% | 0%
[6 empty] | 1.278% | 1.488% | 1.488% | 1.111% | #DIV/0! | 0% | 0% | 0% | 1.278%
[6 empty] | 3.679% | 3.866% | 3.866% | 3.571% | 0% | 0% | 0% | 0% | 3.679%
% of Total for CDM
2020 | [6 empty] | #DIV/0! | #DIV/0! | #DIV/0!
2021 | [6 empty] | #DIV/0! | #DIV/0! | #DIV/0!
Note on B40: SUZANNEW: These are the changes from year to year

## Rate Class Customer Model
Average Number of Customers or Connections
For Graphs
| Residential | GS<50 | GS>50 | Embedded Distributir | Sentinels | Streetlights | USL | Total |  | Residential |  | GS<50 |  | GS>50
2002 | 40624 | 4171 | 796 | 0 | 582 | 11157 | 419 | 57749 | 2002 | 40624 | 2002 | 4171 | 2002 | 796
2003 | 42507 | 3982 | 864 | 2e-07 | 582 | 11358 | 422 | 59715 | 2003 | 42507 | 2003 | 3982 | 2003 | 864
2004 | 42859 | 4033 | 819 | 2e-07 | 602 | 11588 | 422 | 60323 | 2004 | 42859 | 2004 | 4033 | 2004 | 819
2005 | 43068 | 4437 | 802 | 2e-07 | 522 | 11752 | 422 | 61003 | 2005 | 43068 | 2005 | 4437 | 2005 | 802
2006 | 43724 | 4438 | 871 | 2e-07 | 594 | 11807 | 422 | 61856 | 2006 | 43724 | 2006 | 4438 | 2006 | 871
2007 | 44325 | 4339 | 853 | 2e-07 | 569 | 11933 | 440 | 62459 | 2007 | 44325 | 2007 | 4339 | 2007 | 853
2008 | 44955 | 4260 | 847 | 0 | 564.2574 | 11986 | 444.9505 | 63057.2079 | 2008 | 44955 | 2008 | 4260 | 2008 | 847
2009 | 45760.7971 | 4256.623 | 852.2249 | 0 | 565.5177 | 12136.4996 | 454 | 64025.6622 | 2009 | 45760.7971 | 2009 | 4256.623 | 2009 | 852.2249
2010 | 45839.7971 | 4356.7856 | 851 | 0 | 417 | 12334.4604 | 465 | 64264.0431 | 2010 | 45839.7971 | 2010 | 4356.7856 | 2010 | 851
2011 | 45996.462 | 4306.7266 | 858.5123 | 0 | 369.0708 | 12539.6667 | 424.0555 | 64494.4939 | 2011 | 45996.462 | 2011 | 4306.7266 | 2011 | 858.5123
2012 | 45871.0007 | 4259.8898 | 855.1845 | 0 | 343.2164 | 12507.1667 | 383.5415 | 64219.9995 | 2012 | 45871.0007 | 2012 | 4259.8898 | 2012 | 855.1845
2013 | 46274.0115 | 4315.4555 | 862.7339 | 0 | 337.4585 | 12702 | 421.6058 | 64913.2652 | 2013 | 46274.0115 | 2013 | 4315.4555 | 2013 | 862.7339
2014 | 46773.3871 | 4377.1854 | 822.692 | 0 | 329.8437 | 12745.3288 | 420.7668 | 65469.2039 | 2014 | 46773.3871 | 2014 | 4377.1854 | 2014 | 822.692
2015 | 47555 | 4434 | 781 | 0 | 334.0242 | 12897.4559 | 358.442 | 66359.9221 | 2015 | 47555 | 2015 | 4434 | 2015 | 781
2016 | 48401 | 4457 | 759 | 0 | 310.5526 | 13176.9167 | 388.5967 | 67493.066 | 2016 | 48401 | 2016 | 4457 | 2016 | 759
2017 | 49606 | 4505 | 808 | 0 | 324.0029 | 13307.7709 | 372.8782 | 68923.652 | 2017 | 49606 | 2017 | 4505 | 2017 | 808
2018 | 50324 | 4479 | 790 | 0 | 311.6244 | 13309.9056 | 356.28 | 69570.8099 | 2018 | 50324 | 2018 | 4479 | 2018 | 790
2019 | 50792 | 4475 | 800 | 0 | 296 | 13360 | 335 | 70058 | 2019 | 50792 | 2019 | 4475 | 2019 | 800
2020 | 51360.4408 | 4507.7651 | 805 | 2 | 289.6599 | 13496.2463 | 330.2008 | 70791.3129 | 2020 | 51360.4408 | 2020 | 4507.7651 | 2020 | 805
2021 | 51935.2434 | 4540.7701 | 808 | 2 | 283.4557 | 13633.882 | 325.4703 | 71528.8215 | 2021 | 51935.2434 | 2021 | 4540.7701 | 2021 | 808
Growth Rate in Customer Numbers
1999
2000
2001
2002
2003
2004 | 1.0083 | 1.0128 | 0.94792 | 0 | 1.0344 | 1.0203 | 1
2005 | 1.0049 | 1.1002 | 0.97924 | 0 | 0.86711 | 1.0142 | 1
2006 | 1.0152 | 1.0002 | 1.086 | 0 | 1.1379 | 1.0047 | 1
2007 | 1.0137 | 0.97769 | 0.97933 | 0 | 0.95791 | 1.0107 | 1.0427
2008 | 1.0142 | 0.98179 | 0.99297 | 0 | 0.99166 | 1.0044 | 1.0113
2009 | 1.0179 | 0.99921 | 1.0062 | 0 | 1.0022 | 1.0126 | 1.0203
2010 | 1.0017 | 1.0235 | 0.99856 | 0 | 0.73738 | 1.0163 | 1.0242
2011 | 1.0034 | 0.98851 | 1.0088 | 0 | 0.88506 | 1.0166 | 0.91195
2012 | 0.99727 | 0.98912 | 0.99612 | 0 | 0.92995 | 0.99741 | 0.90446
2013 | 1.0088 | 1.013 | 1.0088 | 0 | 0.98322 | 1.0156 | 1.0992
2014 | 1.0108 | 1.0143 | 0.95359 | 0 | 0.97743 | 1.0034 | 0.99801
2015 | 1.0167 | 1.013 | 0.94932 | 0 | 1.0127 | 1.0119 | 0.85188
2016 | 1.0178 | 1.0052 | 0.97183 | 0 | 0.92973 | 1.0217 | 1.0841
2017 | 1.0249 | 1.0108 | 1.0646 | 0 | 1.0433 | 1.0099 | 0.95955
2018 | 1.0145 | 0.99423 | 0.97772 | 0 | 0.96179 | 1.0002 | 0.95549
2019 | 1.0093 | 0.99911 | 1.0127 | 0 | 0.94986 | 1.0038 | 0.94027
Used | 1.0112 | 1.0073 | 1.006 | 0 | 0.97858 | 1.0102 | 0.98567
Geomean | 1.0112 | 1.0073 | 0.9952 | 0 | 0.95862 | 1.0102 | 0.98567
Note on F49: NPEI: Geomean since last COS
Note on B18: NPEI: Agrees to Q4 2.1.2 RRR Filing and Yearbook of Electricity Distributors
Note on B19: NPEI: Agrees to Q4 2.1.2 RRR Filing and Yearbook of Electricity Distributors
Note on B20: NPEI: Agrees to Q4 2.1.2 RRR Filing and Yearbook of Electricity Distributors
Note on B21: NPEI: Agrees to Q4 2.1.2 RRR Filing and Yearbook of Electricity Distributors
Note on D49: NPEI: 2014/2015 decrease due to Niagara Square closing.

## Rate Class Load Model
Average Load by Rate Class
| GS>50 | Embedded Distributir | Sentinels | Streetlights | Total | Transformer Allowance Amount | Transformer Allowance Rate | kW for Transformer Allowance | Percentage of kW that Receive Transformer Allowance | Embedded Distributor | Total
1999
2000
2001
2002 | 1529263 | 0 | 956 | 17456 | 1547675
2003 | 1573551 | 0 | 968 | 17588 | 1592107
2004 | 1673046 | 0 | 933 | 19480 | 1693459
2005 | 1719941 | 0 | 892 | 19789 | 1740622
2006 | 1777691 | 0 | 831 | 19932 | 1798454
2007 | 1884479 | 0 | 825 | 20188 | 1905492
2008 | 1735816 | 0 | 733 | 20371 | 1756920
2009 | 1753191 | 0 | 695 | 20319 | 1774205
2010 | 1769836 | 0 | 653 | 19656 | 1790145
2011 | 1793543.4188 | 0 | 679.4791 | 20391.458 | 1814614.3558
2012 | 1761221.4537 | 0 | 720.8667 | 21037.359 | 1782979.6793
2013 | 1721553.9693 | 0 | 716.2304 | 20808.5758 | 1743078.7755
2014 | 1662695 | 0 | 676 | 20750 | 1684121
2015 | 1643856 | 0 | 672 | 20270 | 1664798 | 437273.77 | 0.6 | 728789.6167 | 43.78%
2016 | 1616038.3 | 0 | 642.6 | 13925 | 1630605.9 | 441866.19 | 0.6 | 736443.65 | 45.16%
2017 | 1603354.5 | 0 | 645.5 | 12517 | 1616517 | 425381.64 | 0.6 | 708969.4 | 43.86%
2018 | 1621855 | 0 | 650 | 12519 | 1635024 | 412865.65 | 0.6 | 688109.4167 | 42.09%
2019 | 1639986.5553 | 0 | 643 | 12447.4165 | 1653076.9718 | 429135.31 | 0.6 | 715225.5167 | 43.27%
2020 | 1699495.96 |  | 652.3765 | 12417.8958 | 1712566.2324 |  |  | 734158.6284 |  | 6805.7001 | 740964.3285
2021 | 1765045.8399 | 6805.7001 | 653.0147 | 12544.5345 | 1785049.0892 |  |  | 765519.2907 |  | 6805.7001 | 772324.9908
kW/kWh
1999
2000
2001
2002
2003 | 0.2842% | 0% | 0.3241% | 0.262%
2004 | 0.2796% | 0% | 0.3118% | 0.2772%
2005 | 0.282% | 0% | 0.2649% | 0.2653%
2006 | 0.2957% | 0% | 0.262% | 0.242%
2007 | 0.3029% | 0% | 0.2794% | 0.2874%
2008 | 0.2866% | 0% | 0.2556% | 0.2715%
2009 | 0.2957% | 0% | 0.2362% | 0.2794%
2010 | 0.2896% | 0% | 0.2225% | 0.2667%
2011 | 0.2657% | 0% | 0.276% | 0.2795%
2012 | 0.2652% | 0% | 0.2695% | 0.287%
2013 | 0.2624% | 0% | 0.2696% | 0.2833%
2014 | 0.2601% | 0% | 0.264% | 0.2793%
2015 | 0.2548% | 0% | 0.3004% | 0.2938%
2016 | 0.2516% | 0% | 0.3006% | 0.2813%
2017 | 0.2569% | 0% | 0.3067% | 0.2793%
2018 | 0.2551% | 0% | 0.2948% | 0.2785%
2019 | 0.2553% | 0% | 0.2947% | 0.2842%
15 Year Average | 0.2724% | 0% | 0.2755% | 0.2772%
3 Year Average | 0.2558% | 0% | 0.2987% | 0.2807%
Note on B21: NPEI: Includes Victoria PME actual kW
Note on B22: NPEI: Includes Victoria PME actual kW
Note on B23: NPEI: Includes Victoria PME actual kW
Note on B24: NPEI: Includes Victoria PME actual kW

## Load Transfers 2015 COS
Long-Term Load Transfer Data
NPEI Geographic (A/P)
|  | 2008 | 2009 | 2010 | 2011 | 2012
Physical Distributor | Customer Class | kWh | kWh | kWh | kWh | kWh
CNP | Residential | 132652 | 142273 | 145366 | 124738.56 | 113652.12
NOTL | Residential | 110141 | 132870 | 129366 | 102698 | 109292.21
Hydro One | Residential | 1006943 | 1039014 | 1096349 | 1225534.5 | 1246237.91
| GS<50 | 167608 | 176995 | 169698 | 187767.2 | 187405.96
| GS>50 | 0 | 0 | 159816 | 159600 | 161520
Welland Horizon | Residential | 122030 | 129571 | 137513.84 | 119214.23 | 139801.81
Horizon | Residential | 201016 | 116619 | 96514 | 75197.68 | 74600.75
| GS<50 | 7434 | 7830 | 7667 | 10596.25 | 12210.91
Grimsby | Residential | 37880 | 34050 | 33735 | 32999.97 | 27693.2
| GS<50 | 4069 | 8280 | 29920 | 12510 | 6930
Total |  | 1789773 | 1787502 | 2005944.84 | 2050856.39 | 2079344.87
NPEI Physical (A/R)
|  | 2008 | 2009 | 2010 | 2011 | 2012
Physical Distributor | Customer Class | kWh | kWh | kWh | kWh | kWh
Hydro One | Residential | 1764940 | 1749584 | 1607727 | 1826404 | 1770935
| GS<50 | 458287 | 516008 | 670650 | 335668 | 249984
| GS>50 | 174460 | 70720 | 710920 | 831960 | 838860
Horizon | Residential | 40303 | 44356 | 39541 | 36332 | 34441
Grimsby | Residential | 317659 | 117478 | 115641 | 106860 | 104598.36
| GS<50 | 16604 | 25004 | 19492 | 22715 | 26674.83
|  | 2772253 | 2523150 | 3163971 | 3159939 | 3025493.19
Summary Net Load Transfer |  | -982480 | -735648 | -1158026.16 | -1109082.61 | -946148.32
Month |  | Kwh per month
2008-01-01 |  | -81873.3333
2008-02-01 |  | -81873.3333
2008-03-01 |  | -81873.3333
2008-04-01 |  | -81873.3333
2008-05-01 |  | -81873.3333
2008-06-01 |  | -81873.3333
2008-07-01 |  | -81873.3333
2008-08-01 |  | -81873.3333
2008-09-01 |  | -81873.3333
2008-10-01 |  | -81873.3333
2008-11-01 |  | -81873.3333
2008-12-01 |  | -81873.3333
2009-01-01 |  | -61304
2009-02-01 |  | -61304
2009-03-01 |  | -61304
2009-04-01 |  | -61304
2009-05-01 |  | -61304
2009-06-01 |  | -61304
2009-07-01 |  | -61304
2009-08-01 |  | -61304
2009-09-01 |  | -61304
2009-10-01 |  | -61304
2009-11-01 |  | -61304
2009-12-01 |  | -61304
2010-01-01 |  | -96502.18
2010-02-01 |  | -96502.18
2010-03-01 |  | -96502.18
2010-04-01 |  | -96502.18
2010-05-01 |  | -96502.18
2010-06-01 |  | -96502.18
2010-07-01 |  | -96502.18
2010-08-01 |  | -96502.18
2010-09-01 |  | -96502.18
2010-10-01 |  | -96502.18
2010-11-01 |  | -96502.18
2010-12-01 |  | -96502.18
2011-01-01 |  | -92423.5508
2011-02-01 |  | -92423.5508
2011-03-01 |  | -92423.5508
2011-04-01 |  | -92423.5508
2011-05-01 |  | -92423.5508
2011-06-01 |  | -92423.5508
2011-07-01 |  | -92423.5508
2011-08-01 |  | -92423.5508
2011-09-01 |  | -92423.5508
2011-10-01 |  | -92423.5508
2011-11-01 |  | -92423.5508
2011-12-01 |  | -92423.5508
2012-01-01 |  | -78845.6933
2012-02-01 |  | -78845.6933
2012-03-01 |  | -78845.6933
2012-04-01 |  | -78845.6933
2012-05-01 |  | -78845.6933
2012-06-01 |  | -78845.6933
2012-07-01 |  | -78845.6933
2012-08-01 |  | -78845.6933
2012-09-01 |  | -78845.6933
2012-10-01 |  | -78845.6933
2012-11-01 |  | -78845.6933
2012-12-01 |  | -78845.6933
-4931385.09
| Check: | -4931385.09
| Difference | 0
Note on F11: Eric Smith: Entire Invoice w/ backup
Note on G11: Eric Smith: Entire Invoice w/ backup
Note on C25: Eric Smith: Immaterial difference between spreadsheet and G/L
Note on C26: Eric Smith: Immaterial difference between spreadsheet and G/L
Note on C27: Eric Smith: Immaterial difference between spreadsheet and G/L
Note on C6: Eric Smith: Immaterial difference between spreadsheet and G/L
Note on C14: Eric Smith: Jan-Apr difference between G/L. Remaining amounts match.
Note on D7: Eric Smith: Immaterial difference between spreadsheet and G/L
Note on C11: Eric Smith: Invoice was adjusted. No backup spreadsheet with the change in Kwh.
Note on D11: Eric Smith: Immaterial difference between spreadsheet and G/L

## Load Transfers
Long-Term Load Transfer Data
NPEI Geographic (A/P)
|  | 2013 | 2013 | 2014 | 2014 | 2015 | 2015 | 2016 | 2016 | 2017 | 2017 | 2018 | 2018 | 2019 | 2019
Physical Distributor | Customer Class | kWh | $ | kWh | $ | kWh | $ | kWh | $ | kWh | $ | kWh | $ | kWh | $
CNP | Residential | 111246.288 | 13142.6711 | 111246.288 | 13142.6711 | 103267.32 | 11908.3334 | 97836.75 | 13585.3607 | 65102.22 | 9099.711
NOTL | Residential | 109292.21 | 12836.7672 | 109292.21 | 12836.7672 | 106694.78 | 13360.8949 | 105904.49 | 14261.823 | 48200.13 | 6717.4747
| GS<50 | [8 empty] | 24078.58 | 3321.462
Welland Hydro | Residential | 153968.298 | 17948.9531 | 153968.298 | 17948.9531 | 140737.232 | 18221.744 | 145264.3 | 20585.0324 | 98374.19 | 14503.0941
| GS<50 | [8 empty] | 1572.31 | 237.0741
Horizon | Residential | 174840 | 20786.5925 | 174840 | 20786.5925 | 182453.96 | 22982.2555 | 154723.66 | 22144.99 | 148115.36 | 21234.73
| GS<50 | 11586 | 1288.9299 | 11586 | 1288.9299 | 13204.79 | 1563.5127 | 14700 | 1997.18 | 9177.4 | 1372.7
Grimsby | Residential | 28352.02 | 3448.437 | 27063.09 | 3457.3385 | 25960.43 | 3617.8243 | 25631.38 | 3976.23 | 38409.18 | 4072.65
| GS<50 | 24372.86 | 2962.5794 | 37416.39 | 4699.1121 | 20769.72 | 2916.2315 | 23091.25 | 3628.09 | 47673.32 | 7398.67
Hydro One | Residential | 1217154.16 | 177102.4844 | 1217154.16 | 177102.4844 | 1318481.911 | 199555.6197 | 1158875.223 | 184658.2854 | 1072639.148 | 174890.1437 | 1102285.46 | 185125.7747 | 1102285.46
| GS<50 | 162920.36 | 20400.3735 | 162920.36 | 20400.3735 | 168834.9 | 21992.89 | 170524.2 | 24571.9601 | 211484.22 | 34773.634 | 373131.52 | 63543.9833 | 373131.52
| GS>50 | 162240 | 21209.8859 | 162240 | 21209.8859 | 147360 | 20478.0572 | 126480 | 19487.1791 | 0 | 0 | 48600 | 10041.1461 | 48600
Total |  | 2155972.196 | 291127.674 | 2167726.796 | 292873.1081 | 2227765.043 | 316597.3632 | 2023031.253 | 308896.1307 | 1764826.058 | 277621.3435 | 1524016.98 | 258710.9041 | 1524016.98 | 0
NPEI Physical (A/R)
|  | 2013 | 2013 | 2014 | 2014 | 2015 | 2015 | 2016 | 2016 | 2017 | 2017 | 2018 | 2018 | 2019 | 2019
Geographical Distributor | Customer Class | kWh | $ | kWh | $ | kWh | $ | kWh | $ | kWh | $ | kWh | $ | kWh | $
Horizon | Residential | 37571.424 | 4425.5277 | 37571.424 | 4425.5277 | 35135 | 4447.5959 | 37471 | 5213.7797 | 32094 | 4903.686
Grimsby | Residential | 97213.9 | 12189.8478 | 104718.87 | 12189.8478 | 104933.0701 | 14368.2511 | 119302.249 | 18349.13 | 98371.53 | 14912.64
| GS<50 | 28686.16 | 3501.0092 | 27362.84 | 3501.0092 | 28276.1781 | 3821.5636 | 3708.41 | 552.54 | 2036.39 | 311.1
NOTL | Residential | [6 empty] | 44946.28 | 6239.27 | 18703.3027 | 2802.82
| GS<50 | [6 empty] | 43805.6 | 6257.78 | 24020.792 | 3661.95
CNP | Residential | [6 empty] | 27000 | 7149.5297 | 27856.97 | 4222.5528
Hydro One | Residential | 1823409 | 226711.0084 | 1823409 | 226711.0084 | 1244231 | 165170.4495 | 1028685 | 149919.3693 | 962507 | 145098.6485 | 1095173.1 | 158821.388 | 1095173.1
| GS<50 | 217892 | 28156.2758 | 217892 | 28156.2758 | 225957 | 29072.8463 | 232547 | 32100.9415 | 620257 | 94451.7462 | 1214063.35 | 180738.7692 | 1214063.35
| GS>50 | 807920 | 103413.8068 | 807920 | 103413.8068 | 681836.0003 | 85582.6083 | 623440 | 87051.2882 | 512520 | 77170.0326
Sub-Total (Not including Victoria PME) |  | 3012692.484 | 378397.4757 | 3018874.134 | 378397.4757 | 2320368.2485 | 302463.3147 | 2160905.539 | 312833.6283 | 2298366.9847 | 347535.1761 | 2309236.45 | 339560.1573 | 2309236.45 | 0
Victoria PME - accrued based on 2013 LTLT settlement | Residential | [8 empty] | 670217.2601 | 388754.0907
| GS<50 | [8 empty] | 1454.9261 | 829.6249
| GS>50 | [8 empty] | 31600 | 39526.3944
Total LTLT A/R (including Victoria PME) |  | 3012692.484 | 378397.4757 | 3018874.134 | 378397.4757 | 2320368.2485 | 302463.3147 | 2160905.539 | 312833.6283 | 3001639.1709 | 776645.286 | 2309236.45 | 339560.1573 | 2309236.45 | 0
LTLT A/R by Rate Class | Residential | 1958194.324 | 243326.3839 | 1965699.294 | 243326.3839 | 1384299.0701 | 183986.2965 | 1257404.529 | 186871.0787 | 1809750.0628 | 560694.438 | 1095173.1 | 158821.388 | 1095173.1 | 0
| GS<50 | 246578.16 | 31657.2849 | 245254.84 | 31657.2849 | 254233.1781 | 32894.4099 | 280061.01 | 38911.2615 | 647769.1081 | 99254.4211 | 1214063.35 | 180738.7692 | 1214063.35 | 0
| GS>50 | 807920 | 103413.8068 | 807920 | 103413.8068 | 681836.0003 | 85582.6083 | 623440 | 87051.2882 | 544120 | 116696.427 | 0 | 0 | 0 | 0
|  | 3012692.484 | 378397.4757 | 3018874.134 | 378397.4757 | 2320368.2485 | 302463.3147 | 2160905.539 | 312833.6283 | 3001639.1709 | 776645.286 | 2309236.45 | 339560.1573 | 2309236.45 | 0
LTLT A/R by Rate Class (revised to exclude Victoria PME) | Residential | 1958194.324 |  | 1965699.294 |  | 1384299.0701 |  | 1257404.529 |  | 1139532.8027 |  | 1095173.1 |  | 1095173.1
| GS<50 | 246578.16 |  | 245254.84 |  | 254233.1781 |  | 280061.01 |  | 646314.182 |  | 1214063.35 |  | 1214063.35
| GS>50 | 807920 |  | 807920 |  | 681836.0003 |  | 623440 |  | 512520 |  | 0 |  | 0
|  | 3012692.484 |  | 3018874.134 |  | 2320368.2485 |  | 2160905.539 |  | 2298366.9847 |  | 2309236.45 |  | 2309236.45
Summary Net Load Transfer |  | -856720.288 |  | -851147.338 |  | -92603.2055 |  | -137874.286 |  | -533540.9267 |  | -785219.47 |  | -785219.47
Month |  | Kwh per month
2013-01-01 |  | -71393.3573
2013-02-01 |  | -71393.3573
2013-03-01 |  | -71393.3573
2013-04-01 |  | -71393.3573
2013-05-01 |  | -71393.3573
2013-06-01 |  | -71393.3573
2013-07-01 |  | -71393.3573
2013-08-01 |  | -71393.3573
2013-09-01 |  | -71393.3573
2013-10-01 |  | -71393.3573
2013-11-01 |  | -71393.3573
2013-12-01 |  | -71393.3573
2014-01-01 |  | -70928.9448
2014-02-01 |  | -70928.9448
2014-03-01 |  | -70928.9448
2014-04-01 |  | -70928.9448
2014-05-01 |  | -70928.9448
2014-06-01 |  | -70928.9448
2014-07-01 |  | -70928.9448
2014-08-01 |  | -70928.9448
2014-09-01 |  | -70928.9448
2014-10-01 |  | -70928.9448
2014-11-01 |  | -70928.9448
2014-12-01 |  | -70928.9448
2015-01-01 |  | 185647.0869
2015-02-01 |  | 185647.0869
2015-03-01 |  | 185647.0869
2015-04-01 |  | 185647.0869
2015-05-01 |  | 185647.0869
2015-06-01 |  | 185647.0869
2015-07-01 |  | 185647.0869
2015-08-01 |  | 185647.0869
2015-09-01 |  | 185647.0869
2015-10-01 |  | 185647.0869
2015-11-01 |  | 185647.0869
2015-12-01 |  | 185647.0869
2016-01-01 |  | 168585.9378
2016-02-01 |  | 168585.9378
2016-03-01 |  | 168585.9378
2016-04-01 |  | 168585.9378
2016-05-01 |  | 168585.9378
2016-06-01 |  | 168585.9378
2016-07-01 |  | 168585.9378
2016-08-01 |  | 168585.9378
2016-09-01 |  | 168585.9378
2016-10-01 |  | 168585.9378
2016-11-01 |  | 168585.9378
2016-12-01 |  | 168585.9378
2017-01-01 |  | 147068.8382
2017-02-01 |  | 147068.8382
2017-03-01 |  | 147068.8382
2017-04-01 |  | 147068.8382
2017-05-01 |  | 147068.8382
2017-06-01 |  | 147068.8382
2017-07-01 |  | 147068.8382
2017-08-01 |  | 147068.8382
2017-09-01 |  | 147068.8382
2017-10-01 |  | 147068.8382
2017-11-01 |  | 147068.8382
2017-12-01 |  | 147068.8382
2018-01-01 |  | 127001.415
2018-02-01 |  | 127001.415
2018-03-01 |  | 127001.415
2018-04-01 |  | 127001.415
2018-05-01 |  | 127001.415
2018-06-01 |  | 127001.415
2018-07-01 |  | 127001.415
2018-08-01 |  | 127001.415
2018-09-01 |  | 127001.415
2018-10-01 |  | 127001.415
2018-11-01 |  | 127001.415
2018-12-01 |  | 127001.415
2019-01-01 |  | 127001.415
2019-02-01 |  | 127001.415
2019-03-01 |  | 127001.415
2019-04-01 |  | 127001.415
2019-05-01 |  | 127001.415
2019-06-01 |  | 127001.415
2019-07-01 |  | 127001.415
2019-08-01 |  | 127001.415
2019-09-01 |  | 127001.415
2019-10-01 |  | 127001.415
2019-11-01 |  | 127001.415
2019-12-01 |  | 127001.415
7355788.688
| Check: | 7355788.688
| Difference | 0
Note on D30: NPEI: 2013 actual LTLT settlement, completed in 2014. Based on 177 customers, which includes Victoria PME customers.
Note on F30: NPEI: 2014 year end accrual, based on 2013 actual LTLT settlement (177 customers, including Victoria PME customers).
Note on H30: NPEI: 2015 year end accrual based on 2014 actual LTLT settlement completed in 2015. Based on 179 customers up to Feb 3, 2014, then 54 Victoria PME customers were removed, so consumption after Feb 3, 2014 is for 179 - 54 = 125 customers.
Note on J30: NPEI: 2016 year end accrual, based on 2015 actual LTLT settlement completed in 2016. Based on 127 customers (does not include Victoria PME customers).
Note on L30: NPEI: Actual 2017 LTLT settlement based on 131 customers (does not include Victoria PME).
Note on N30: NPEI: 2018 year end accrual based on 2017 actual settlement.
Note on K34: NPEI: 2017 consumption only incuded in RRR 2.1.5.
Note on L34: NPEI: Accrual for 2014-2017 settlement.

## 2006-2010 Final CDM
OPA Conservation & Demand Management Programs
Annual Results at the End-User Level
For: | Niagara Peninsula Energy Inc.
Net Summer Peak Demand Savings (MW)
# | Program Year | Results Status | 2006 | 2007 | 2008 | 2009 | 2010 | 2011 | 2012 | 2013 | 2014 | 2015 | 2016 | 2017 | 2018 | 2019 | 2020 | 2021
1 | 2006 Programs | Final | 3.0901 | 0.20394 | 0.20394 | 0.20394 | 0.20394 | 0.20394 | 0.1898 | 0.1898 | 0.14845 | 0.14845 | 0.14845 | 0.14845 | 0.14845 | 0.14845 | 0.090854 | 0.062016
2 | 2007 Programs | Final | 0 | 4.7648 | 0.53588 | 0.388 | 0.388 | 0.38606 | 0.37123 | 0.37123 | 0.37123 | 0.32962 | 0.3147 | 0.28922 | 0.28922 | 0.27618 | 0.27618 | 0.14009
3 | 2008 Programs | Final | 0 | 0 | 6.6749 | 1.0099 | 1.0099 | 1.0099 | 1.004 | 1.004 | 0.99117 | 0.98685 | 0.96379 | 0.93744 | 0.93347 | 0.93347 | 0.92328 | 0.35398
4 | 2009 Programs | Final | 0 | 0 | 0 | 5.7505 | 0.87197 | 0.87197 | 0.87005 | 0.85557 | 0.82565 | 0.82201 | 0.79885 | 0.788 | 0.53564 | 0.52879 | 0.34775 | 0.33237
5 | 2010 Programs | Final | 0 | 0 | 0 | 0 | 4.8693 | 1.076 | 1.0755 | 1.0728 | 1.0545 | 1.0076 | 1.0069 | 1.0069 | 0.69479 | 0.68825 | 0.4019 | 0.4019
Total |  |  | 3.0901 | 4.9687 | 7.4147 | 7.3524 | 7.3432 | 3.5479 | 3.5106 | 3.4934 | 3.391 | 3.2946 | 3.2327 | 3.1701 | 2.6016 | 2.5751 | 2.04 | 1.2904
Net Energy Savings (MWh)
# | Program Year | Results Status | 2006 | 2007 | 2008 | 2009 | 2010 | 2011 | 2012 | 2013 | 2014 | 2015 | 2016 | 2017 | 2018 | 2019 | 2020 | 2021
1 | 2006 Programs | Final | 4211.2712 | 4211.2712 | 4211.2712 | 4211.2712 | 731.4046 | 731.4046 | 669.036 | 669.036 | 628.6624 | 628.6624 | 593.9473 | 593.9473 | 593.9473 | 593.9473 | 537.6339 | 467.3195
2 | 2007 Programs | Final | 0 | 3589.3208 | 2152.4743 | 1973.5278 | 1973.5278 | 1973.1138 | 1907.7133 | 1907.7133 | 1907.7133 | 653.3038 | 514.9985 | 307.487 | 307.487 | 307.487 | 307.487 | 238.2684
3 | 2008 Programs | Final | 0 | 0 | 3033.0436 | 2473.4182 | 2473.4182 | 2473.4182 | 2297.0445 | 2296.8318 | 2113.3909 | 1976.345 | 1485.2465 | 1275.6956 | 1159.1729 | 1159.1729 | 1141.6109 | 1115.2748
4 | 2009 Programs | Final | 0 | 0 | 0 | 4448.1445 | 3612.8294 | 3612.8294 | 3610.7595 | 3521.8578 | 3287.2267 | 3045.2372 | 2940.0485 | 2379.0528 | 1824.5399 | 1522.3074 | 533.8895 | 483.5629
5 | 2010 Programs | Final | 0 | 0 | 0 | 0 | 5434.6881 | 4043.1228 | 4037.1916 | 4034.5057 | 3930.2869 | 3510.8754 | 3488.9143 | 3177.5579 | 2514.9329 | 993.2583 | 629.4706 | 629.4706
Total |  |  | 4211.2712 | 7800.592 | 9396.789 | 13106.3617 | 14225.8681 | 12833.8887 | 12521.7451 | 12429.9446 | 11867.2802 | 9814.4238 | 9023.1552 | 7733.7406 | 6400.0801 | 4576.173 | 3150.0918 | 2933.8962
Gross Summer Peak Demand Savings (MW)
# | Program Year | Results Status | 2006 | 2007 | 2008 | 2009 | 2010 | 2011 | 2012 | 2013 | 2014 | 2015 | 2016 | 2017 | 2018 | 2019 | 2020 | 2021
1 | 2006 Programs | Final | 3.1277 | 0.24155 | 0.24155 | 0.24155 | 0.24155 | 0.24155 | 0.22585 | 0.22585 | 0.1799 | 0.1799 | 0.1799 | 0.1799 | 0.1799 | 0.1799 | 0.1159 | 0.070924
2 | 2007 Programs | Final | 0 | 11.9992 | 2.8446 | 1.6122 | 1.6122 | 1.6077 | 1.5299 | 1.5299 | 1.5299 | 1.4635 | 1.4257 | 1.3914 | 1.3914 | 1.3769 | 1.3769 | 0.24288
3 | 2008 Programs | Final | 0 | 0 | 7.0825 | 1.3853 | 1.3853 | 1.3853 | 1.3697 | 1.3697 | 1.3418 | 1.3303 | 1.289 | 1.2386 | 1.2303 | 1.2303 | 1.207 | 0.57418
4 | 2009 Programs | Final | 0 | 0 | 0 | 6.2763 | 1.393 | 1.393 | 1.3892 | 1.359 | 1.3039 | 1.2962 | 1.2678 | 1.2435 | 0.97782 | 0.96241 | 0.67602 | 0.64649
5 | 2010 Programs | Final | 0 | 0 | 0 | 0 | 5.5019 | 1.7094 | 1.7094 | 1.7019 | 1.6628 | 1.5754 | 1.5742 | 1.5742 | 1.259 | 1.2472 | 0.7198 | 0.7198
Total |  |  | 3.1277 | 12.2408 | 10.1687 | 9.5153 | 10.134 | 6.337 | 6.2241 | 6.1863 | 6.0183 | 5.8453 | 5.7366 | 5.6276 | 5.0384 | 4.9968 | 4.0957 | 2.2543
Gross Energy Savings (MWh)
# | Program Year | Results Status | 2006 | 2007 | 2008 | 2009 | 2010 | 2011 | 2012 | 2013 | 2014 | 2015 | 2016 | 2017 | 2018 | 2019 | 2020 | 2021
1 | 2006 Programs | Final | 4703.1632 | 4703.1632 | 4703.1632 | 4703.1632 | 836.6447 | 836.6447 | 767.3463 | 767.3463 | 722.4868 | 722.4868 | 683.9144 | 683.9144 | 683.9144 | 683.9144 | 621.3439 | 521.089
2 | 2007 Programs | Final | 0 | 17077.5948 | 5211.4011 | 3720.1808 | 3720.1808 | 3719.2201 | 3536.5524 | 3536.5524 | 3536.5524 | 1613.0249 | 1262.6456 | 988.2229 | 988.2229 | 988.2229 | 988.2229 | 411.4012
3 | 2008 Programs | Final | 0 | 0 | 5841.9407 | 5112.6969 | 5112.6969 | 5112.6969 | 4655.3459 | 4654.7549 | 4244.4523 | 3878.6825 | 3027.8779 | 2644.4134 | 2413.4465 | 2413.4465 | 2373.2679 | 2341.3423
4 | 2009 Programs | Final | 0 | 0 | 0 | 6821.2054 | 5875.9691 | 5875.9691 | 5872.027 | 5698.5793 | 5256.3914 | 4903.1878 | 4774.3552 | 4025.6218 | 3441.9241 | 2882.5751 | 1314.1488 | 1217.0622
5 | 2010 Programs | Final | 0 | 0 | 0 | 0 | 8090.8139 | 6723.6894 | 6723.012 | 6715.5511 | 6511.3714 | 5638.3705 | 5600.9368 | 5286.4354 | 4609.8075 | 1906.6293 | 1205.6503 | 1205.6503
Total |  |  | 4703.1632 | 21780.7579 | 15756.505 | 20357.2462 | 23636.3053 | 22268.2201 | 21554.2837 | 21372.784 | 20271.2543 | 16755.7524 | 15349.7299 | 13628.6079 | 12137.3154 | 8874.7883 | 6502.6337 | 5696.5449

## 2011-2014 Final CDM
Summary Achievement Against CDM Targets
Results are recognized using current IESO reporting policies. Energy efficiency resources persist for the duration of the effective useful life. Any upcoming code changes are taken into account. Demand response resources persist for 1 year (Scenario 1). Please see methodology tab for more detailed information.
Table 4: Net Peak Demand Savings at the End User Level (MW) (Scenario 1)
Implementation Period | Annual
| 2011 | 2012 | 2013 | 2014
2011 - Verified | 1.392 | 1.193 | 1.168 | 1.053
2012 - Verified† | -0.007 | 1.488 | 1.301 | 1.278
2013 - Verified† | 0.192 | 0.346 | 2 | 1.255
2014 - Verified† | 0.137 | 0.278 | 0.345 | 3.111
Verified Net Annual Peak Demand Savings Persisting in 2014: |  |  |  | 6.697
Niagara Peninsula Energy Inc. 2014 Annual CDM Capacity Target: |  |  |  | 15.49
Verified Portion of Peak Demand Savings Target Achieved in 2014 (%): |  |  |  | 43.23%
Table 5: Net Energy Savings at the End User Level (GWh)
Implementation Period | Annual |  |  |  | Cumulative
| 2011 | 2012 | 2013 | 2014 | 2011-2014
2011 - Verified | 5.027 | 5.019 | 4.942 | 4.63 | 19.618
2012 - Verified† | -0.17 | 5.616 | 5.563 | 5.483 | 16.492
2013 - Verified† | 1.313 | 3.4 | 7.082 | 7.068 | 18.863
2014 - Verified† | 0.999 | 1.516 | 1.816 | 10.643 | 14.974
Verified Net Cumulative Energy Savings 2011-2014: |  |  |  |  | 69.947
Niagara Peninsula Energy Inc. 2011-2014 Annual CDM Energy Target: |  |  |  |  | 58.04
Verified Portion of Cumulative Energy Target Achieved in 2014 (%): |  |  |  |  | 120.5%
†Includes adjustments to previous years' verified results
Results presented using scenario 1 which assumes that demand response resources have a persistence of 1 year
Note on A1: Both Tables show Scenario 1 savings (which should match up with savings values in LDC - Results tab) '2012 - Verified' row explanation: 2011 col. - values don't change after 2011, any true-ups for 2011 are rolled up into later years 2012 col. - values include savings from 2012 DR and EE projects in 2012, 2011 true-up in 2012 and 2011 true-up in 2011 (this shouldn't really go here, but since the 2011 col. is fixed, we need to capture the persistence of 2011 true-up in 2011, in the 2012 col.) 2013 col. - values include savings from 2012 DR and EE projects in 2013 and 2011 true-up in 2013 2014 col. - values include savings from 2012 DR and EE projects in 2014 and 2011 true-up in 2014

## CDM Activity
NPEI CDM Programs
Net Energy Savings (MWh)
As reported by the OPA/IESO (Annualized Basis)
Effect in Year
|  | 2006 | 2007 | 2008 | 2009 | 2010 | 2011 | 2012 | 2013 | 2014 | 2015 | 2016 | 2017 | 2018 | 2019 | 2020 | 2021
Year Reported | 2006 | 4211.2712 | 4211.2712 | 4211.2712 | 4211.2712 | 731.4046 | 731.4046 | 669.036 | 669.036 | 628.6624 | 628.6624 | 593.9473 | 593.9473 | 593.9473 | 593.9473 | 537.6339 | 467.3195
| 2007 |  | 3589.3208 | 2152.4743 | 1973.5278 | 1973.5278 | 1973.1138 | 1907.7133 | 1907.7133 | 1907.7133 | 653.3038 | 514.9985 | 307.487 | 307.487 | 307.487 | 307.487 | 238.2684
| 2008 |  |  | 3033.0436 | 2473.4182 | 2473.4182 | 2473.4182 | 2297.0445 | 2296.8318 | 2113.3909 | 1976.345 | 1485.2465 | 1275.6956 | 1159.1729 | 1159.1729 | 1141.6109 | 1115.2748
| 2009 |  |  |  | 4448.1445 | 3612.8294 | 3612.8294 | 3610.7595 | 3521.8578 | 3287.2267 | 3045.2372 | 2940.0485 | 2379.0528 | 1824.5399 | 1522.3074 | 533.8895 | 483.5629
| 2010 |  |  |  |  | 5434.6881 | 4043.1228 | 4037.1916 | 4034.5057 | 3930.2869 | 3510.8754 | 3488.9143 | 3177.5579 | 2514.9329 | 993.2583 | 629.4706 | 629.4706
| 2011 | [5 empty] | 5027 | 5019 | 4942 | 4630 | 4504.9968 | 4311.1053 | 3833.4921 | 3831.1444 | 3739.4142 | 3424.4798 | 2663.9939
| 2012 | [5 empty] | -170 | 5616 | 5563 | 5483 | 4465.56 | 4132.1726 | 3330.9827 | 3213.1787 | 3209.9775 | 3138.4351 | 2664.9371
| 2013 | [5 empty] | 1313 | 3400 | 7082 | 7068 | 7018.2117 | 6801.9983 | 6387.9329 | 6269.8395 | 6262.4634 | 6238.9304 | 4686.2227
| 2014 | [5 empty] | 999 | 1516 | 1816 | 10643 | 10563.5314 | 10496.1675 | 10336.8764 | 9752.3611 | 9709.1591 | 9419.7984 | 8242.2525
| 2015 | Effect in Year 2015: 14244.9841; Effect in Year 2016: 14903.851; Effect in Year 2017: 14900.461; Effect in Year 2018: 14936.91; Effect in Year 2019: 14927.942; Effect in Year 2020: 14921.023; Effect in Year 2021: 14919.981
` | 2016 | Effect in Year 2015: 399.5276; Effect in Year 2016: 11147.3048; Effect in Year 2017: 13528.546; Effect in Year 2018: 13441.726; Effect in Year 2019: 13312.517; Effect in Year 2020: 13213.997; Effect in Year 2021: 13051.48
| 2017 | Effect in Year 2015: 299.8131; Effect in Year 2016: 2335.2423; Effect in Year 2017: 17220.5612; Effect in Year 2018: 16738.537; Effect in Year 2019: 16689.899; Effect in Year 2020: 16562.962; Effect in Year 2021: 16558.95
| 2018 | Effect in Year 2016: 45.5644; Effect in Year 2017: 899.4921; Effect in Year 2018: 8444.3249; Effect in Year 2019: 8366.1347; Effect in Year 2020: 8287.9446; Effect in Year 2021: 8210.4852
| 2019 | Effect in Year 2019: 3737.5048; Effect in Year 2020: 3614.444; Effect in Year 2021: 3495.435
| 2020 | [16 empty] | 2020 and 2021 manual adjustments - not included in the regression explanatory variable | bar: Effect in Year 2020 to Effect in Year 2021
2021 | bar: Effect in Year 2021
| Total | 4211.2712 | 7800.592 | 9396.789 | 13106.3617 | 14225.8681 | 20002.8887 | 28072.7451 | 31832.9446 | 39691.2802 | 51311.0484 | 63196.5612 | 78172.085 | 83028.1017 | 84531.1848 | 81972.1061 | 77427.6336
Manual Adjustments to Load Forecast:
2020 Bridge Year:
50% of 2020 Initiatives | bar: 2007
0
2021 Test Year:
100% of 2020 Initiatives | bar: 2007
50% of 2021 Initiatives | bar: 2007
0
Check:
Year | Annual Reported Savings (kWh) | Incremental Savings (Reported Savings less Prior Year) | First Year (Half of Incremental Savings) | Annual Reported Savings Adjusted for 1/2 Year | Annual Incremental Savings | Monthly Increment (Year/78) |  | Annual Reported Savings Adjusted for 1/2 Year | Sum of CDM Activity Variable | Difference |  |  |  |  | Jan | 1
2006 | 4211271.1894 | 4211271.1894 | 2105635.5947 | 2105635.5947 | 2105635.5947 | 26995.3281 |  | 2105635.5947 | 2105635.5947 | 0 |  |  |  |  | Feb | 2
2007 | 7800591.9687 | 3589320.7793 | 1794660.3896 | 6005931.579 | 2118604.3273 | 27161.5939 |  | 6005931.579 | 6005931.579 | 0 |  |  |  |  | Mar | 3
2008 | 9396789.0399 | 1596197.0712 | 798098.5356 | 8598690.5043 | 800093.7252 | 10257.6119 |  | 8598690.5043 | 8598690.5043 | 0 |  |  |  |  | Apr | 4
2009 | 13106361.6525 | 3709572.6126 | 1854786.3063 | 11251575.3462 | 1975882.459 | 25331.8264 |  | 11251575.3462 | 11251575.3462 | 0 |  |  |  |  | May | 5
2010 | 14225868.1139 | 1119506.4615 | 559753.2307 | 13666114.8832 | 742638.9948 | 9521.0128 |  | 13666114.8832 | 13666114.8832 | 0 |  |  |  |  | Jun | 6
2011 | 20002888.7453 | 5777020.6313 | 2888510.3157 | 17114378.4296 | 2819876.7047 | 36152.2654 |  | 17114378.4296 | 17114378.4296 | 0 |  |  |  |  | Jul | 7
2012 | 28072745.0676 | 8069856.3223 | 4034928.1612 | 24037816.9064 | 4537388.9575 | 58171.6533 |  | 24037816.9064 | 24037816.9064 | 0 |  |  |  |  | Aug | 8
2013 | 31832944.5858 | 3760199.5182 | 1880099.7591 | 29952844.8267 | 2075698.8024 | 26611.5231 |  | 29952844.8267 | 29952844.8267 | 0 |  |  |  |  | Sep | 9
2014 | 39691280.2077 | 7858335.6218 | 3929167.8109 | 35762112.3967 | 4052907.0449 | 51960.3467 |  | 35762112.3967 | 35762112.3967 | 0 |  |  |  |  | Oct | 10
2015 | 51311048.4275 | 11619768.2198 | 5809884.1099 | 45501164.3176 | 6309669.0367 | 80893.1928 |  | 45501164.3176 | 45501164.3176 | 0 |  |  |  |  | Nov | 11
2016 | 63196561.172 | 11885512.7445 | 5942756.3723 | 57253804.7997 | 6413689.7588 | 82226.7918 |  | 57253804.7997 | 57253804.7997 | 0 |  |  |  |  | Dec | 12
2017 | 78172084.9921 | 14975523.8201 | 7487761.91 | 70684323.082 | 8003550.0248 | 102609.6157 |  | 70684323.082 | 70684323.082 | 0 |  |  |  |  | Total | 78
2018 | 83028101.7022 | 2006: 4856016.7101; 2007: 2428008.355; 2008: 80600093.3471; Effect in Year 2009: 3143535.6287; Effect in Year 2010: 40301.7388; Effect in Year 2012: 80600093.3471; Effect in Year 2013: 80600093.3471; Effect in Year 2014: 0
2019 | 84531184.7523 | 2006: 1503083.0502; 2007: 751541.5251; 2008: 83779643.2272; Effect in Year 2009: 519635.1174; Effect in Year 2010: 6661.9887; Effect in Year 2012: 83779643.2272; Effect in Year 2013: 83779643.2272; Effect in Year 2014: 0
2020 | 81972106.0584 | 2006: -2559078.6939; 2007: -1279539.347; 2008: 83251645.4054; Effect in Year 2009: -967689.0751; Effect in Year 2010: -12406.2702; Effect in Year 2012: 83251645.4054; Effect in Year 2013: 83251645.4054; Effect in Year 2014: 0
2021 | 77427633.6471 | 2006: -4544472.4113; 2007: -2272236.2056; 2008: 79699869.8527; Effect in Year 2009: -2732961.7199; Effect in Year 2010: -35037.9708; Effect in Year 2012: 79699869.8527; Effect in Year 2013: 79699869.8527; Effect in Year 2014: 0
|  |  |  | 649265644.4988 |  |  |  | 649265644.4988 | 649265644.4988 | 0
CDM Activity Variable
| 2006-01-01 | 2006: 26995.3281
| 2006-02-01 | 2006: 53990.6563
| 2006-03-01 | 2006: 80985.9844
| 2006-04-01 | 2006: 107981.3125
| 2006-05-01 | 2006: 134976.6407
| 2006-06-01 | 2006: 161971.9688
| 2006-07-01 | 2006: 188967.297
| 2006-08-01 | 2006: 215962.6251
| 2006-09-01 | 2006: 242957.9532
| 2006-10-01 | 2006: 269953.2814
| 2006-11-01 | 2006: 296948.6095
| 2006-12-01 | 2006: 323943.9376; 2007: 2105635.5947; 2008: 3887327.2518
| 2007-01-01 | 2006: 351105.5316
| 2007-02-01 | 2006: 378267.1255
| 2007-03-01 | 2006: 405428.7195
| 2007-04-01 | 2006: 432590.3134
| 2007-05-01 | 2006: 459751.9073
| 2007-06-01 | 2006: 486913.5013
| 2007-07-01 | 2006: 514075.0952
| 2007-08-01 | 2006: 541236.6892
| 2007-09-01 | 2006: 568398.2831
| 2007-10-01 | 2006: 595559.877
| 2007-11-01 | 2006: 622721.471
| 2007-12-01 | 2006: 649883.0649; 2007: 6005931.579; 2008: 7798596.779
| 2008-01-01 | 2006: 660140.6768
| 2008-02-01 | 2006: 670398.2886
| 2008-03-01 | 2006: 680655.9005
| 2008-04-01 | 2006: 690913.5124
| 2008-05-01 | 2006: 701171.1242
| 2008-06-01 | 2006: 711428.7361
| 2008-07-01 | 2006: 721686.348
| 2008-08-01 | 2006: 731943.9598
| 2008-09-01 | 2006: 742201.5717
| 2008-10-01 | 2006: 752459.1835
| 2008-11-01 | 2006: 762716.7954
| 2008-12-01 | 2006: 772974.4073; 2007: 8598690.5043; 2008: 9275692.8872
| 2009-01-01 | 2006: 798306.2337
| 2009-02-01 | 2006: 823638.0601
| 2009-03-01 | 2006: 848969.8865
| 2009-04-01 | 2006: 874301.7129
| 2009-05-01 | 2006: 899633.5393
| 2009-06-01 | 2006: 924965.3656
| 2009-07-01 | 2006: 950297.192
| 2009-08-01 | 2006: 975629.0184
| 2009-09-01 | 2006: 1000960.8448
| 2009-10-01 | 2006: 1026292.6712
| 2009-11-01 | 2006: 1051624.4976
| 2009-12-01 | 2006: 1076956.324; 2007: 11251575.3462; 2008: 12923475.8884
| 2010-01-01 | 2006: 1086477.3368
| 2010-02-01 | 2006: 1095998.3495
| 2010-03-01 | 2006: 1105519.3623
| 2010-04-01 | 2006: 1115040.375
| 2010-05-01 | 2006: 1124561.3878
| 2010-06-01 | 2006: 1134082.4006
| 2010-07-01 | 2006: 1143603.4133
| 2010-08-01 | 2006: 1153124.4261
| 2010-09-01 | 2006: 1162645.4388
| 2010-10-01 | 2006: 1172166.4516
| 2010-11-01 | 2006: 1181687.4643
| 2010-12-01 | 2006: 1191208.4771; 2007: 13666114.8832; 2008: 14294501.7249
| 2011-01-01 | 2006: 1227360.7425
| 2011-02-01 | 2006: 1263513.008
| 2011-03-01 | 2006: 1299665.2734
| 2011-04-01 | 2006: 1335817.5389
| 2011-05-01 | 2006: 1371969.8043
| 2011-06-01 | 2006: 1408122.0697
| 2011-07-01 | 2006: 1444274.3352
| 2011-08-01 | 2006: 1480426.6006
| 2011-09-01 | 2006: 1516578.8661
| 2011-10-01 | 2006: 1552731.1315
| 2011-11-01 | 2006: 1588883.397
| 2011-12-01 | 2006: 1625035.6624; 2007: 17114378.4296; 2008: 19500427.9489
| 2012-01-01 | 2006: 1683207.3157
| 2012-02-01 | 2006: 1741378.969
| 2012-03-01 | 2006: 1799550.6223
| 2012-04-01 | 2006: 1857722.2756
| 2012-05-01 | 2006: 1915893.9289
| 2012-06-01 | 2006: 1974065.5822
| 2012-07-01 | 2006: 2032237.2355
| 2012-08-01 | 2006: 2090408.8888
| 2012-09-01 | 2006: 2148580.5421
| 2012-10-01 | 2006: 2206752.1954
| 2012-11-01 | 2006: 2264923.8487
| 2012-12-01 | 2006: 2323095.502; 2007: 24037816.9064; 2008: 27877146.0243
| 2013-01-01 | 2006: 2349707.0251
| 2013-02-01 | 2006: 2376318.5482
| 2013-03-01 | 2006: 2402930.0714
| 2013-04-01 | 2006: 2429541.5945
| 2013-05-01 | 2006: 2456153.1176
| 2013-06-01 | 2006: 2482764.6407
| 2013-07-01 | 2006: 2509376.1638
| 2013-08-01 | 2006: 2535987.6869
| 2013-09-01 | 2006: 2562599.21
| 2013-10-01 | 2006: 2589210.7331
| 2013-11-01 | 2006: 2615822.2562
| 2013-12-01 | 2006: 2642433.7793; 2007: 29952844.8267; 2008: 31709205.3518
| 2014-01-01 | 2006: 2694394.126
| 2014-02-01 | 2006: 2746354.4728
| 2014-03-01 | 2006: 2798314.8195
| 2014-04-01 | 2006: 2850275.1662
| 2014-05-01 | 2006: 2902235.513
| 2014-06-01 | 2006: 2954195.8597
| 2014-07-01 | 2006: 3006156.2064
| 2014-08-01 | 2006: 3058116.5532
| 2014-09-01 | 2006: 3110076.8999
| 2014-10-01 | 2006: 3162037.2466
| 2014-11-01 | 2006: 3213997.5933
| 2014-12-01 | 2006: 3265957.9401; 2007: 35762112.3967; 2008: 39191495.2809
| 2015-01-01 | 2006: 3346851.1329
| 2015-02-01 | 2006: 3427744.3256
| 2015-03-01 | 2006: 3508637.5184
| 2015-04-01 | 2006: 3589530.7112
| 2015-05-01 | 2006: 3670423.904
| 2015-06-01 | 2006: 3751317.0967
| 2015-07-01 | 2006: 3832210.2895
| 2015-08-01 | 2006: 3913103.4823
| 2015-09-01 | 2006: 3993996.6751
| 2015-10-01 | 2006: 4074889.8679
| 2015-11-01 | 2006: 4155783.0606
| 2015-12-01 | 2006: 4236676.2534; 2007: 45501164.3176; 2008: 50840115.0409
| 2016-01-01 | 2006: 4318903.0452
| 2016-02-01 | 2006: 4401129.837
| 2016-03-01 | 2006: 4483356.6287
| 2016-04-01 | 2006: 4565583.4205
| 2016-05-01 | 2006: 4647810.2123
| 2016-06-01 | 2006: 4730037.0041
| 2016-07-01 | 2006: 4812263.7959
| 2016-08-01 | 2006: 4894490.5876
| 2016-09-01 | 2006: 4976717.3794
| 2016-10-01 | 2006: 5058944.1712
| 2016-11-01 | 2006: 5141170.963
| 2016-12-01 | 2006: 5223397.7548; 2007: 57253804.7997; 2008: 62680773.0572
| 2017-01-01 | 2006: 5326007.3705
| 2017-02-01 | 2006: 5428616.9862
| 2017-03-01 | 2006: 5531226.6019
| 2017-04-01 | 2006: 5633836.2176
| 2017-05-01 | 2006: 5736445.8333
| 2017-06-01 | 2006: 5839055.449
| 2017-07-01 | 2006: 5941665.0647
| 2017-08-01 | 2006: 6044274.6804
| 2017-09-01 | 2006: 6146884.2961
| 2017-10-01 | 2006: 6249493.9118
| 2017-11-01 | 2006: 6352103.5275
| 2017-12-01 | 2006: 6454713.1432; 2007: 70684323.082; 2008: 77456557.7184
| 2018-01-01 | 2006: 6495014.882
| 2018-02-01 | 2006: 6535316.6209
| 2018-03-01 | 2006: 6575618.3597
| 2018-04-01 | 2006: 6615920.0985
| 2018-05-01 | 2006: 6656221.8373
| 2018-06-01 | 2006: 6696523.5762
| 2018-07-01 | 2006: 6736825.315
| 2018-08-01 | 2006: 6777127.0538
| 2018-09-01 | 2006: 6817428.7927
| 2018-10-01 | 2006: 6857730.5315
| 2018-11-01 | 2006: 6898032.2703
| 2018-12-01 | 2006: 6938334.0092; 2007: 80600093.3471; 2008: 83260008.1099
| 2019-01-01 | 2006: 6944995.9978
| 2019-02-01 | 2006: 6951657.9865
| 2019-03-01 | 2006: 6958319.9752
| 2019-04-01 | 2006: 6964981.9639
| 2019-05-01 | 2006: 6971643.9526
| 2019-06-01 | 2006: 6978305.9413
| 2019-07-01 | 2006: 6984967.9299
| 2019-08-01 | 2006: 6991629.9186
| 2019-09-01 | 2006: 6998291.9073
| 2019-10-01 | 2006: 7004953.896
| 2019-11-01 | 2006: 7011615.8847
| 2019-12-01 | 2006: 7018277.8734; 2007: 83779643.2272; 2008: 84219334.4804
| 2020-01-01 | 2006: 7005871.6032
| 2020-02-01 | 2006: 6993465.333
| 2020-03-01 | 2006: 6981059.0628
| 2020-04-01 | 2006: 6968652.7926
| 2020-05-01 | 2006: 6956246.5224
| 2020-06-01 | 2006: 6943840.2522
| 2020-07-01 | 2006: 6931433.982
| 2020-08-01 | 2006: 6919027.7118
| 2020-09-01 | 2006: 6906621.4416
| 2020-10-01 | 2006: 6894215.1714
| 2020-11-01 | 2006: 6881808.9012
| 2020-12-01 | 2006: 6869402.6311; 2007: 83251645.4054; 2008: 82432831.5726
| 2021-01-01 | 2006: 6834364.6603
| 2021-02-01 | 2006: 6799326.6895
| 2021-03-01 | 2006: 6764288.7187
| 2021-04-01 | 2006: 6729250.748
| 2021-05-01 | 2006: 6694212.7772
| 2021-06-01 | 2006: 6659174.8064
| 2021-07-01 | 2006: 6624136.8357
| 2021-08-01 | 2006: 6589098.8649
| 2021-09-01 | 2006: 6554060.8941
| 2021-10-01 | 2006: 6519022.9234
| 2021-11-01 | 2006: 6483984.9526
| 2021-12-01 | 2006: 6448946.9818; 2007: 79699869.8527; 2008: 77387363.7821
649265644.4988
Note on H15: NPEI: Adjustment to 2011 results made in 2012.
Note on H16: NPEI: Adjustment to 2011 results made in 2013.
Note on I16: NPEI: Adjustment to 2012 results made in 2013.
Note on H17: NPEI: Adjustment to 2011 results made in 2014.
Note on I17: NPEI: Adjustment to 2012 results made in 2014.
Note on J17: NPEI: Adjustment to 2013 results made in 2014.
Note on L19: NPEI: Adjustment to 2015 results made in 2016.
Note on L20: NPEI: Adjustment to 2015 results made in 2017.
Note on M20: NPEI: Adjustment to 2016 results made in 2017.
Note on M21: NPEI: Adjustment to 2016 results made in 2018.
Note on N21: NPEI: Adjustment to 2017 results made in 2018.
Note on M18: NPEI: Includes persistence of adjustments
Note on N18: NPEI: Includes persistence of adjustments
Note on O18: NPEI: Includes persistence of adjustments
Note on P18: NPEI: Includes persistence of adjustments
Note on Q18: NPEI: Includes persistence of adjustments
Note on R18: NPEI: Includes persistence of adjustments
Note on N19: NPEI: Includes persistence of adjustments
Note on O19: NPEI: Includes persistence of adjustments
Note on P19: NPEI: Includes persistence of adjustments
Note on Q19: NPEI: Includes persistence of adjustments
Note on R19: NPEI: Includes persistence of adjustments

## 2020 COP Forecast
2020 Load Forecast | kWh | kW
Residential | 442258807
GS<50 | 128651236
GS>50 | 664474782 | 1699495.96
Embedded Distributor | 0 | 0
Sentinels | 218399.8647 | 652.3765
Streetlights | 4423984.5053 | 12417.8958
USL | 1522535.6668
TOTAL | 1241549745.0369 | 1712566.2324
Electricity - Commodity | 2020 Forecasted Metered kWhs | 2020 Loss Factor
Class per Load Forecast |  |  | 2020 Weighted Average
Residential | 442258807 | 1.0479 | 463443003.8553 | 0.12799 | 59317890.8466
GS<50 | 128651236 | 1.0479 | 134813630.2044 | 0.12785 | 17236175.1921
GS>50 | 664474782 | 1.0479 | 696303124.0578 | 0.11466 | 79837454.3381
Embedded Distributor | 0 | 1.0479 | 0
Sentinels | 218399.8647 | 1.0479 | 228861.2183 | 0.12803 | 29301.1018
Streetlights | 4423984.5053 | 1.0479 | 4635893.3631 | 0.12703 | 588897.5339
USL | 1522535.6668 | 1.0479 | 1595465.1253 | 0.12803 | 204267.4
TOTAL | 1241549745.0369 |  | 1301019977.8241 |  | 157213986.4124
Transmission - Network |  | Volume
Class per Load Forecast |  | Metric | 2020
Residential |  | kWh | 463443003.8553 | 0.0074 | 3429478.2285
GS<50 |  | kWh | 134813630.2044 | 0.0067 | 903251.3224
GS>50 |  | kW | 1699495.96 | 2.7628 | 4695367.4383
Embedded Distributor |  | kW | 0 |  | 0
Sentinels |  | kW | 652.3765 | 2.0455 | 1334.4362
Streetlights |  | kW | 12417.8958 | 2.0884 | 25933.5337
USL |  | kWh | 1595465.1253 | 0.0067 | 10689.6163
TOTAL |  |  |  |  | 9066054.5754
Transmission - Connection |  | Volume
Class per Load Forecast |  | Metric | 2020
Residential |  | kWh | 463443003.8553 | 0.0054 | 2502592.2208
GS<50 |  | kWh | 134813630.2044 | 0.0047 | 633624.062
GS>50 |  | kW | 1699495.96 | 1.9004 | 3229722.1224
Embedded Distributor |  | kW | 0 |  | 0
Sentinels |  | kW | 652.3765 | 1.5881 | 1036.0392
Streetlights |  | kW | 12417.8958 | 1.46 | 18130.1279
USL |  | kWh | 1595465.1253 | 0.0047 | 7498.6861
TOTAL |  |  |  |  | 6392603.2584
Wholesale Market Service
Class per Load Forecast |  |  | 2020
Residential |  | kWh | 463443003.8553 | 0.0034 | 1575706.2131
GS<50 |  | kWh | 134813630.2044 | 0.0034 | 458366.3427
GS>50 |  | kWh | 696303124.0578 | 0.0034 | 2432219.4935
Embedded Distributor |  | kWh | 0 |  | 0
Sentinels |  | kWh | 228861.2183 | 0.0034 | 778.1281
Streetlights |  | kWh | 4635893.3631 | 0.0034 | 15762.0374
USL |  | kWh | 1595465.1253 | 0.0034 | 5424.5814
TOTAL |  |  | 1301019977.8241 |  | 4488256.7963
OER 31.8%
2020
TOTAL |  |  |  |  | -27099211.283
Low Voltage
Class per Load Forecast |  |  | 2020
Residential |  | 0 | 442258807 | 0.0005 | 221129.4035
GS<50 |  | kWh | 128651236 | 0.0004 | 51460.4944
GS>50 |  | kW | 1699495.96 | 0.1612 | 273958.7488
Embedded Distributor |  | kW | 0 | 0.1612 | 0
Sentinels |  | kW | 652.3765 | 0.1347 | 87.8751
Streetlights |  | kW | 12417.8958 | 0.1239 | 1538.5773
USL |  | kWh | 1522535.6668 | 0.0004 | 609.0143
TOTAL |  |  | 574145144.8992 |  | 548784.1133
Rural Rate Assistance
Class per Load Forecast |  |  | 2020
0 |  | 0 | 463443003.8553 | 0.0005 | 231721.5019
0 |  | kWh | 134813630.2044 | 0.0005 | 67406.8151
0 |  | kWh | 696303124.0578 | 0.0005 | 348151.562
0 |  | kWh | 0 | 0.0005 | 0
0 |  | kWh | 228861.2183 | 0.0005 | 114.4306
0 |  | kWh | 4635893.3631 | 0.0005 | 2317.9467
0 |  | kWh | 1595465.1253 | 0.0005 | 797.7326
TOTAL |  |  | 1301019977.8241 |  | 650509.9889
Smart Meter Entity Charge
Class per Customer Forecast |  |  | 2020
Residential |  | Customer | 616325.2901 | 0.57 | 351305.4154
GS<50 |  | Customer | 54093.1811 | 0.57 | 30833.1132
TOTAL |  |  | 670418.4712 |  | 382138.5286
2020
4705-Power Purchased | 157213986.4124
4708-Charges-WMS | 5138766.7852
4714-Charges-NW | 9066054.5754
4716-Charges-CN | 6392603.2584
4750-Low Voltage | 548784.1133
4751-Smart Meter Entity | 382138.5286
TOTAL | 178742333.6734
OER Rebate | -27099211.283
| 151643122.3904 |  |  |  | 151643122.3904
0
Note on C14: Paul Blythin: Existing loss factor from 2020 IRM Tariff
Note on E26: Paul Blythin: From 2020 IRM Rate Tariff
Note on E37: Paul Blythin: From 2020 IRM Rate Tariff
Note on E70: Paul Blythin: From 2020 IRM Rate Tariff
Note on E92: Paul Blythin: From 2020 IRM Rate Tariff
Note on E48: Paul Blythin: From 2020 IRM Rate Tariff
Note on E81: Paul Blythin: From 2020 IRM Rate Tariff

## 2021 COP Forecast
2021 Load Forecast | kWh | kW
Residential | 453679525
GS<50 | 131690457
GS>50 | 689956286.42 | 1765045.8399
Embedded Distributor | 2808332.58 | 6805.7001
Sentinels | 218613.4939 | 653.0147
Streetlights | 4469100.6364 | 12544.5345
USL | 1481613.5613
TOTAL | 1284303928.6916 | 1785049.0892
Electricity - Commodity | 2021 Forecasted Metered kWhs | 2021 Loss Factor
Class per Load Forecast |  |  | 2021 Weighted Average
Residential | 453679525 | 1.0423 | 472850807.0344 | 0.13346 | 63108148.4318
GS<50 | 131690457 | 1.0423 | 137255343.1217 | 0.133 | 18255354.5678
GS>50 | 689956286.42 | 1.0423 | 719111991.7792 | 0.11773 | 84661645.885
Embedded Distributor | 2808332.58 | 1.0423 | 2927005.1957 | 0.13034 | 381505.8572
Sentinels | 218613.4939 | 1.0423 | 227851.5148 | 0.13358 | 30436.4053
Streetlights | 4469100.6364 | 1.0423 | 4657952.8636 | 0.13034 | 607117.5762
USL | 1481613.5613 | 1.0423 | 1544222.5835 | 0.13358 | 206277.2527
TOTAL | 1284303928.6916 |  | 1338575174.093 |  | 167250485.9761
Transmission - Network |  | Volume
Class per Load Forecast |  | Metric | 2021
Residential |  | kWh | 472850807.0344 | 0.0078 | 3688236.2949
GS<50 |  | kWh | 137255343.1217 | 0.0071 | 974512.9362
GS>50 |  | kW | 1765045.8399 | 2.9114 | 5138754.4582
Embedded Distributor |  | kW | 6805.7001 | 2.9114 | 19814.1153
Sentinels |  | kW | 653.0147 | 2.1555 | 1407.5731
Streetlights |  | kW | 12544.5345 | 2.2007 | 27606.7571
USL |  | kWh | 1544222.5835 | 0.0071 | 10963.9803
TOTAL |  |  |  |  | 9861296.1151
Transmission - Connection |  | Volume
Class per Load Forecast |  | Metric | 2021
Residential |  | kWh | 472850807.0344 | 0.0051 | 2411539.1159
GS<50 |  | kWh | 137255343.1217 | 0.0044 | 603923.5097
GS>50 |  | kW | 1765045.8399 | 1.7843 | 3149371.2921
Embedded Distributor |  | kW | 6805.7001 | 1.7843 | 12143.4107
Sentinels |  | kW | 653.0147 | 1.4911 | 973.7102
Streetlights |  | kW | 12544.5345 | 1.3708 | 17196.0479
USL |  | kWh | 1544222.5835 | 0.0044 | 6794.5794
TOTAL |  |  |  |  | 6201941.6659
Wholesale Market Service
Class per Load Forecast |  |  | 2021
Residential |  | kWh | 472850807.0344 | 0.0034 | 1607692.7439
GS<50 |  | kWh | 137255343.1217 | 0.0034 | 466668.1666
GS>50 |  | kWh | 719111991.7792 | 0.0034896 | 2509420.772
Embedded Distributor |  | kWh | 2927005.1957 | 0.0034 | 9951.8177
Sentinels |  | kWh | 227851.5148 | 0.0034 | 774.6952
Streetlights |  | kWh | 4657952.8636 | 0.0034 | 15837.0397
USL |  | kWh | 1544222.5835 | 0.0034 | 5250.3568
TOTAL |  |  | 1338575174.093 |  | 4615595.5918
OER 33.2% Rebate
TOTAL |  |  | 0 |  | -30186327.0033
Low Voltage
Class per Load Forecast |  |  | 2021
Residential |  | 0 | 453679525 | 0.0014 | 635151.335
GS<50 |  | kWh | 131690457 | 0.0012 | 158028.5484
GS>50 |  | kW | 1765045.8399 | 0.478 | 843691.9115
Embedded Distributor |  | kW | 6805.7001 | 0.478 | 3253.1247
Sentinels |  | kW | 653.0147 | 0.3994 | 260.8141
Streetlights |  | kW | 12544.5345 | 0.3672 | 4606.3531
USL |  | kWh | 1481613.5613 | 0.0012 | 1777.9363
TOTAL |  |  | 588636644.6505 |  | 1646770.0229
Rural Rate Assistance
Class per Load Forecast |  |  | 2021
Residential |  | 0 | 472850807.0344 | 0.0005 | 236425.4035
GS<50 |  | kWh | 137255343.1217 | 0.0005 | 68627.6716
GS>50 |  | kWh | 719111991.7792 | 0.0005 | 359555.9959
Embedded Distributor |  | kWh | 2927005.1957 | 0.0005 | 1463.5026
Sentinels |  | kWh | 227851.5148 | 0.0005 | 113.9258
Streetlights |  | kWh | 4657952.8636 | 0.0005 | 2328.9764
USL |  | kWh | 1544222.5835 | 0.0005 | 772.1113
TOTAL |  |  | 1338575174.093 |  | 669287.587
Smart Meter Entity Charge
Class per Customer Forecast |  |  | 2021
Residential |  | Customer | 623222.921 | 0.57 | 355237.065
GS<50 |  | Customer | 54489.241 | 0.57 | 31058.8674
TOTAL |  |  | 677712.162 |  | 386295.9323
2021
4705-Power Purchased | 167250485.9761
4708-Charges-WMS | 5284883.1789
4714-Charges-NW | 9861296.1151
4716-Charges-CN | 6201941.6659
4750 - Low Voltage | 1646770.0229
4751-Smart Meter Entity | 386295.9323
TOTAL | 190631672.8912
OER Rebate | -30186327.0033
160445345.8879
160445345.8879
0
Note on C14: Paul Blythin: Average Total Loss Factor from Sheet C1.Loss Factors in Rate Maker
Note on E25: Paul Blythin: From 2021 RTSR Model
Note on E36: Paul Blythin: From 2021 RTSR Model
Note on E80: Paul Blythin: From 2020 IRM Rate Tariff
Note on E91: Paul Blythin: From 2020 IRM Rate Tariff
Note on E47: Paul Blythin: From 2020 IRM Rate Tariff
Note on E69: Paul Blythin: Proposed 2021 LV Rates as calculated in Rate Maker

## Calculation of MAPE
Calculation of Mean Absolute Percentage Error (MAPE)
Month | Actual kWh | Predicted kWh | Difference | Absolute Value of Difference | Absolute Value of Difference / Actual
2002-01-19 | 98398774.076 | 97603664.6415 | 795109.4346 | 795109.4346 | 0.0080805
2002-02-21 | 87515454.4459 | 88835770.3473 | -1320315.9014 | 1320315.9014 | 0.015087
2002-03-26 | 94028461.3241 | 92776111.6187 | 1252349.7053 | 1252349.7053 | 0.013319
2002-04-28 | 86184465.6242 | 85426733.2787 | 757732.3455 | 757732.3455 | 0.008792
2002-05-31 | 85447299.0056 | 86644232.9236 | -1196933.9179 | 1196933.9179 | 0.014008
2002-06-01 | 95651672.7551 | 95218363.9085 | 433308.8467 | 433308.8467 | 0.0045301
2002-07-03 | 119450096.0553 | 125076816.2137 | -5626720.1584 | 5626720.1584 | 0.047105
2002-08-05 | 114483162.9555 | 117850981.1021 | -3367818.1466 | 3367818.1466 | 0.029418
2002-09-07 | 96936653.2952 | 97963092.8487 | -1026439.5534 | 1026439.5534 | 0.010589
2002-10-10 | 90917730.9059 | 89914335.9531 | 1003394.9528 | 1003394.9528 | 0.011036
2002-11-12 | 90920617.5408 | 88735939.8002 | 2184677.7405 | 2184677.7405 | 0.024028
2002-12-15 | 102776285.7968 | 101120863.667 | 1655422.1297 | 1655422.1297 | 0.016107
2003-01-01 | 104493534.9333 | 104733435.3945 | -239900.4612 | 239900.4612 | 0.0022958
2003-02-01 | 96011347.4613 | 94810571.294 | 1200776.1673 | 1200776.1673 | 0.012507
2003-03-01 | 95684640.1163 | 96240576.9891 | -555936.8728 | 555936.8728 | 0.0058101
2003-04-01 | 86343957.4769 | 90044279.248 | -3700321.7711 | 3700321.7711 | 0.042856
2003-05-01 | 84100206.046 | 88897993.7902 | -4797787.7441 | 4797787.7441 | 0.057048
2003-06-01 | 90485412.5399 | 96393832.0894 | -5908419.5495 | 5908419.5495 | 0.065297
2003-07-01 | 107838219.0458 | 109827742.3615 | -1989523.3157 | 1989523.3157 | 0.018449
2003-08-01 | 111720633.467 | 117757681.1529 | -6037047.6858 | 6037047.6858 | 0.054037
2003-09-01 | 90994823.965 | 87323649.0824 | 3671174.8826 | 3671174.8826 | 0.040345
2003-10-01 | 90574201.4473 | 89954940.6115 | 619260.8358 | 619260.8358 | 0.0068371
2003-11-01 | 91660392.3833 | 89948637.6275 | 1711754.7557 | 1711754.7557 | 0.018675
2003-12-01 | 102135791.2863 | 101672121.615 | 463669.6713 | 463669.6713 | 0.0045397
2004-01-01 | 110906403.3525 | 107782944.4737 | 3123458.8787 | 3123458.8787 | 0.028163
2004-02-01 | 98773309.5767 | 98410876.1426 | 362433.434 | 362433.434 | 0.0036693
2004-03-01 | 100169246.3892 | 96684754.2299 | 3484492.1593 | 3484492.1593 | 0.034786
2004-04-01 | 89485332.9086 | 90694675.6415 | -1209342.7329 | 1209342.7329 | 0.013514
2004-05-01 | 90686143.1572 | 89746284.4705 | 939858.6866 | 939858.6866 | 0.010364
2004-06-01 | 96517444.2332 | 94231918.8135 | 2285525.4197 | 2285525.4197 | 0.02368
2004-07-01 | 110297641.9179 | 106872523.7725 | 3425118.1454 | 3425118.1454 | 0.031053
2004-08-01 | 109063695.0917 | 108247845.0351 | 815850.0566 | 815850.0566 | 0.0074805
2004-09-01 | 103094592.0389 | 97179968.7751 | 5914623.2638 | 5914623.2638 | 0.057371
2004-10-01 | 93329245.5929 | 91764711.2977 | 1564534.2952 | 1564534.2952 | 0.016764
2004-11-01 | 94434398.7339 | 92309735.6921 | 2124663.0418 | 2124663.0418 | 0.022499
2004-12-01 | 108483620.8355 | 105647536.6131 | 2836084.2225 | 2836084.2225 | 0.026143
2005-01-01 | 111357551.0204 | 108984105.7117 | 2373445.3087 | 2373445.3087 | 0.021314
2005-02-01 | 97354644.1015 | 98407111.5755 | -1052467.474 | 1052467.474 | 0.010811
2005-03-01 | 103696306.6202 | 101672735.2254 | 2023571.3948 | 2023571.3948 | 0.019514
2005-04-01 | 91002648.0836 | 93538147.4891 | -2535499.4054 | 2535499.4054 | 0.027862
2005-05-01 | 90914554.5047 | 93269884.6051 | -2355330.1003 | 2355330.1003 | 0.025907
2005-06-01 | 117110313.5889 | 112647772.8501 | 4462540.7388 | 4462540.7388 | 0.038105
2005-07-01 | 130492623.1956 | 130747435.188 | -254811.9924 | 254811.9924 | 0.0019527
2005-08-01 | 125304430.0647 | 127345851.8907 | -2041421.826 | 2041421.826 | 0.016292
2005-09-01 | 103515709.3081 | 102003965.9011 | 1511743.407 | 1511743.407 | 0.014604
2005-10-01 | 95683703.335 | 97174573.7978 | -1490870.4628 | 1490870.4628 | 0.015581
2005-11-01 | 95832424.0916 | 95728817.8884 | 103606.2032 | 103606.2032 | 0.0010811
2005-12-01 | 109926431.0602 | 110203773.8744 | -277342.8142 | 277342.8142 | 0.002523
2006-01-01 | 105189785.9632 | 107357385.6323 | -2167599.6691 | 2167599.6691 | 0.020607
2006-02-01 | 97673987.0582 | 100482764.9338 | -2808777.8755 | 2808777.8755 | 0.028757
2006-03-01 | 102138407.1677 | 101908985.6758 | 229421.492 | 229421.492 | 0.0022462
2006-04-01 | 89654385.2663 | 94613806.7254 | -4959421.4591 | 4959421.4591 | 0.055317
2006-05-01 | 96375370.8313 | 99405717.5203 | -3030346.689 | 3030346.689 | 0.031443
2006-06-01 | 106149795.9184 | 106205378.4321 | -55582.5137 | 55582.5137 | 0.00052362
2006-07-01 | 129944897.9592 | 129266321.0728 | 678576.8864 | 678576.8864 | 0.005222
2006-08-01 | 120333539.0742 | 116549328.9316 | 3784210.1426 | 3784210.1426 | 0.031448
2006-09-01 | 95914534.5943 | 92471654.7975 | 3442879.7968 | 3442879.7968 | 0.035895
2006-10-01 | 99436286.7098 | 96515701.9206 | 2920584.7892 | 2920584.7892 | 0.029371
2006-11-01 | 98699342.9567 | 96492799.2421 | 2206543.7146 | 2206543.7146 | 0.022356
2006-12-01 | 106547506.222 | 106719631.6314 | -172125.4094 | 172125.4094 | 0.0016155
2007-01-01 | 110076804.3803 | 110021655.2859 | 55149.0944 | 55149.0944 | 0.00050101
2007-02-01 | 106214902.9368 | 103950099.9602 | 2264802.9765 | 2264802.9765 | 0.021323
2007-03-01 | 105901314.0866 | 103679816.5937 | 2221497.493 | 2221497.493 | 0.020977
2007-04-01 | 96871139.8706 | 97263819.5721 | -392679.7015 | 392679.7015 | 0.0040536
2007-05-01 | 96387834.7437 | 97755196.8773 | -1367362.1336 | 1367362.1336 | 0.014186
2007-06-01 | 113036515.6794 | 110272623.3817 | 2763892.2977 | 2763892.2977 | 0.024451
2007-07-01 | 116239482.3295 | 118303843.6364 | -2064361.3069 | 2064361.3069 | 0.01776
2007-08-01 | 124879950.224 | 125343181.343 | -463231.119 | 463231.119 | 0.0037094
2007-09-01 | 104023175.7093 | 100204827.6406 | 3818348.0687 | 3818348.0687 | 0.036707
2007-10-01 | 99226202.0906 | 98041030.9279 | 1185171.1627 | 1185171.1627 | 0.011944
2007-11-01 | 100079143.8527 | 98124941.7246 | 1954202.128 | 1954202.128 | 0.019527
2007-12-01 | 110979900.448 | 110208194.4058 | 771706.0422 | 771706.0422 | 0.0069536
2008-01-01 | 109511197.8464 | 110061170.2969 | -549972.4506 | 549972.4506 | 0.0050221
2008-02-01 | 104697001.7289 | 105568825.8902 | -871824.1613 | 871824.1613 | 0.0083271
2008-03-01 | 105342735.925 | 104754545.503 | 588190.422 | 588190.422 | 0.0055836
2008-04-01 | 86730112.7294 | 96023882.9386 | -9293770.2092 | 9293770.2092 | 0.10716
2008-05-01 | 95591665.7408 | 95967362.8683 | -375697.1275 | 375697.1275 | 0.0039302
2008-06-01 | 106359410.8877 | 106894294.6297 | -534883.7421 | 534883.7421 | 0.005029
2008-07-01 | 120281780.2257 | 119593978.4499 | 687801.7758 | 687801.7758 | 0.0057183
2008-08-01 | 112895209.7926 | 113616634.0925 | -721424.2999 | 721424.2999 | 0.0063902
2008-09-01 | 101394891.2261 | 97441355.9937 | 3953535.2324 | 3953535.2324 | 0.038991
2008-10-01 | 95461451.704 | 96244393.7834 | -782942.0794 | 782942.0794 | 0.0082017
2008-11-01 | 97537399.937 | 98690050.1977 | -1152650.2608 | 1152650.2608 | 0.011818
2008-12-01 | 111557280.4745 | 111130082.9115 | 427197.563 | 427197.563 | 0.0038294
2009-01-01 | 117644798.5386 | 113450722.5562 | 4194075.9823 | 4194075.9823 | 0.03565
2009-02-01 | 97575928.454 | 100561362.1427 | -2985433.6888 | 2985433.6888 | 0.030596
2009-03-01 | 101971896.5973 | 102830699.3208 | -858802.7235 | 858802.7235 | 0.008422
2009-04-01 | 92172702.9686 | 95155861.1663 | -2983158.1977 | 2983158.1977 | 0.032365
2009-05-01 | 90679049.0268 | 94438859.9387 | -3759810.9119 | 3759810.9119 | 0.041463
2009-06-01 | 97810557.2398 | 100214665.0799 | -2404107.8401 | 2404107.8401 | 0.024579
2009-07-01 | 106317705.8403 | 105905042.9693 | 412662.871 | 412662.871 | 0.0038814
2009-08-01 | 118314175.5727 | 118400635.7292 | -86460.1565 | 86460.1565 | 0.00073077
2009-09-01 | 96760283.4718 | 93327097.2528 | 3433186.219 | 3433186.219 | 0.035481
2009-10-01 | 93898385.0914 | 94656494.6204 | -758109.529 | 758109.529 | 0.0080737
2009-11-01 | 93733128.745 | 93692190.2506 | 40938.4943 | 40938.4943 | 0.00043676
2009-12-01 | 109929207.9271 | 107185346.4643 | 2743861.4628 | 2743861.4628 | 0.02496
2010-01-01 | 112728743.4179 | 109371256.1718 | 3357487.2461 | 3357487.2461 | 0.029784
2010-02-01 | 99258445.311 | 98952070.7945 | 306374.5166 | 306374.5166 | 0.0030866
2010-03-01 | 100040210.3238 | 99438877.3683 | 601332.9555 | 601332.9555 | 0.0060109
2010-04-01 | 89357236.0693 | 92454068.9906 | -3096832.9212 | 3096832.9212 | 0.034657
2010-05-01 | 98050856.147 | 96835148.3355 | 1215707.8114 | 1215707.8114 | 0.012399
2010-06-01 | 106969130.2393 | 104177177.6231 | 2791952.6162 | 2791952.6162 | 0.026101
2010-07-01 | 130192001.1192 | 129954780.6256 | 237220.4936 | 237220.4936 | 0.0018221
2010-08-01 | 125435396.1066 | 124211856.5828 | 1223539.5238 | 1223539.5238 | 0.0097543
2010-09-01 | 99514707.2876 | 96582273.4459 | 2932433.8417 | 2932433.8417 | 0.029467
2010-10-01 | 94152765.4433 | 95362010.8366 | -1209245.3932 | 1209245.3932 | 0.012843
2010-11-01 | 97120412.2081 | 95884446.2042 | 1235966.0039 | 1235966.0039 | 0.012726
2010-12-01 | 111894733.2762 | 109861626.4191 | 2033106.8571 | 2033106.8571 | 0.01817
2011-01-01 | 113829885.149 | 111749632.5959 | 2080252.5531 | 2080252.5531 | 0.018275
2011-02-01 | 102120252.3009 | 101219397.5558 | 900854.7451 | 900854.7451 | 0.0088215
2011-03-01 | 106849782.5854 | 103122396.3308 | 3727386.2546 | 3727386.2546 | 0.034884
2011-04-01 | 94087029.297 | 95889037.415 | -1802008.118 | 1802008.118 | 0.019153
2011-05-01 | 95311649.1908 | 95582811.9228 | -271162.732 | 271162.732 | 0.002845
2011-06-01 | 104481387.9931 | 101398210.641 | 3083177.3521 | 3083177.3521 | 0.029509
2011-07-01 | 132315624.2713 | 135163218.258 | -2847593.9867 | 2847593.9867 | 0.021521
2011-08-01 | 120979109.8801 | 124830315.3887 | -3851205.5086 | 3851205.5086 | 0.031834
2011-09-01 | 101456692.2017 | 96199013.578 | 5257678.6237 | 5257678.6237 | 0.051822
2011-10-01 | 95202184.8473 | 95474646.4107 | -272461.5634 | 272461.5634 | 0.0028619
2011-11-01 | 94439501.2736 | 94367933.2775 | 71567.9962 | 71567.9962 | 0.00075782
2011-12-01 | 105238563.4331 | 106323783.8132 | -1085220.3801 | 1085220.3801 | 0.010312
2012-01-01 | 109223578.4695 | 108511723.0313 | 711855.4382 | 711855.4382 | 0.0065174
2012-02-01 | 99573605.1032 | 101323283.1424 | -1749678.0392 | 1749678.0392 | 0.017572
2012-03-01 | 96940328.9966 | 98935012.6297 | -1994683.6331 | 1994683.6331 | 0.020576
2012-04-01 | 90395437.3841 | 94476602.509 | -4081165.1249 | 4081165.1249 | 0.045148
2012-05-01 | 100200864.441 | 96863738.8385 | 3337125.6025 | 3337125.6025 | 0.033304
2012-06-01 | 110427095.9729 | 114010245.8722 | -3583149.8994 | 3583149.8994 | 0.032448
2012-07-01 | 134019462.2935 | 136160917.9055 | -2141455.612 | 2141455.612 | 0.015979
2012-08-01 | 122137536.5984 | 124947404.4917 | -2809867.8933 | 2809867.8933 | 0.023006
2012-09-01 | 100247713.3784 | 98193321.102 | 2054392.2764 | 2054392.2764 | 0.020493
2012-10-01 | 95198439.7032 | 94899607.4881 | 298832.2151 | 298832.2151 | 0.003139
2012-11-01 | 97032089.2328 | 96304814.4009 | 727274.8319 | 727274.8319 | 0.0074952
2012-12-01 | 105393299.3257 | 105842500.3197 | -449200.994 | 449200.994 | 0.0042621
2013-01-01 | 110326118.7014 | 108207866.8591 | 2118251.8423 | 2118251.8423 | 0.0192
2013-02-01 | 99801280.1492 | 100445854.9774 | -644574.8282 | 644574.8282 | 0.0064586
2013-03-01 | 103245324.0223 | 102300764.3418 | 944559.6805 | 944559.6805 | 0.0091487
2013-04-01 | 93034751.16 | 95576685.6347 | -2541934.4747 | 2541934.4747 | 0.027322
2013-05-01 | 96429712.2773 | 96658975.1312 | -229262.8539 | 229262.8539 | 0.0023775
2013-06-01 | 102793145.8821 | 103013819.6837 | -220673.8016 | 220673.8016 | 0.0021468
2013-07-01 | 124848660.0132 | 123489865.9232 | 1358794.09 | 1358794.09 | 0.010884
2013-08-01 | 115527155.7512 | 116781224.1951 | -1254068.444 | 1254068.444 | 0.010855
2013-09-01 | 98249629.966 | 95862871.6936 | 2386758.2724 | 2386758.2724 | 0.024293
2013-10-01 | 95945977.5212 | 95290750.6681 | 655226.8531 | 655226.8531 | 0.0068291
2013-11-01 | 99306958.6543 | 97873446.3527 | 1433512.3016 | 1433512.3016 | 0.014435
2013-12-01 | 110599609.9971 | 110159334.8847 | 440275.1123 | 440275.1123 | 0.0039808
2014-01-01 | 117947744.6867 | 113311433.2041 | 4636311.4826 | 4636311.4826 | 0.039308
2014-02-01 | 102702837.6092 | 103330776.83 | -627939.2208 | 627939.2208 | 0.0061141
2014-03-01 | 107746935.9988 | 106269518.0798 | 1477417.919 | 1477417.919 | 0.013712
2014-04-01 | 89388271.9067 | 96762059.1427 | -7373787.236 | 7373787.236 | 0.082492
2014-05-01 | 92633302.6659 | 95646725.8537 | -3013423.1879 | 3013423.1879 | 0.032531
2014-06-01 | 105400390.2473 | 101628968.9481 | 3771421.2992 | 3771421.2992 | 0.035782
2014-07-01 | 110817105.159 | 111631823.8427 | -814718.6837 | 814718.6837 | 0.0073519
2014-08-01 | 111725214.0344 | 113380174.562 | -1654960.5277 | 1654960.5277 | 0.014813
2014-09-01 | 102594932.4617 | 97922697.376 | 4672235.0857 | 4672235.0857 | 0.045541
2014-10-01 | 91821567.3034 | 96415272.7648 | -4593705.4614 | 4593705.4614 | 0.050029
2014-11-01 | 97062678.368 | 98560100.5214 | -1497422.1534 | 1497422.1534 | 0.015427
2014-12-01 | 106513110.4991 | 108491071.3722 | -1977960.8731 | 1977960.8731 | 0.01857
2015-01-01 | 113302855.6815 | 112991875.8459 | 310979.8356 | 310979.8356 | 0.0027447
2015-02-01 | 107452808.7819 | 106809159.9659 | 643648.816 | 643648.816 | 0.0059901
2015-03-01 | 105021158.9723 | 105505723.5692 | -484564.5969 | 484564.5969 | 0.004614
2015-04-01 | 91546135.9888 | 96090950.182 | -4544814.1931 | 4544814.1931 | 0.049645
2015-05-01 | 97180323.9551 | 95917004.5569 | 1263319.3982 | 1263319.3982 | 0.013
2015-06-01 | 100771222.8339 | 98292261.0078 | 2478961.826 | 2478961.826 | 0.0246
2015-07-01 | 119792274.4382 | 120203637.3921 | -411362.9539 | 411362.9539 | 0.003434
2015-08-01 | 115113799.4976 | 116669221.3415 | -1555421.8438 | 1555421.8438 | 0.013512
2015-09-01 | 109607532.7259 | 105236621.5617 | 4370911.1642 | 4370911.1642 | 0.039878
2015-10-01 | 91542099.2708 | 95235607.6258 | -3693508.355 | 3693508.355 | 0.040348
2015-11-01 | 92874786.0339 | 94515441.5784 | -1640655.5445 | 1640655.5445 | 0.017665
2015-12-01 | 99294331.8342 | 104190532.4773 | -4896200.6431 | 4896200.6431 | 0.04931
2016-01-01 | 107913788.6054 | 109607022.4102 | -1693233.8048 | 1693233.8048 | 0.015691
2016-02-01 | 99584194.6911 | 102663118.7069 | -3078924.0158 | 3078924.0158 | 0.030918
2016-03-01 | 98838094.818 | 100784319.1018 | -1946224.2838 | 1946224.2838 | 0.019691
2016-04-01 | 92071131.3796 | 95541398.438 | -3470267.0583 | 3470267.0583 | 0.037691
2016-05-01 | 95530854.5581 | 99883507.7415 | -4352653.1833 | 4352653.1833 | 0.045563
2016-06-01 | 106535593.6703 | 105779520.489 | 756073.1813 | 756073.1813 | 0.0070969
2016-07-01 | 128072181.2954 | 128361863.3938 | -289682.0984 | 289682.0984 | 0.0022619
2016-08-01 | 135708397.0694 | 134846162.6107 | 862234.4586 | 862234.4586 | 0.0063536
2016-09-01 | 105682194.8066 | 105086671.3231 | 595523.4835 | 595523.4835 | 0.005635
2016-10-01 | 91818770.7558 | 95092726.7483 | -3273955.9925 | 3273955.9925 | 0.035657
2016-11-01 | 91695068.901 | 93083624.5593 | -1388555.6583 | 1388555.6583 | 0.015143
2016-12-01 | 104381043.8514 | 107211610.9321 | -2830567.0807 | 2830567.0807 | 0.027118
2017-01-01 | 106408607.6757 | 107298825.2224 | -890217.5466 | 890217.5466 | 0.008366
2017-02-01 | 91933039.9967 | 96603076.5616 | -4670036.565 | 4670036.565 | 0.050798
2017-03-01 | 100160850.0864 | 101602524.4431 | -1441674.3567 | 1441674.3567 | 0.014394
2017-04-01 | 89161195.8723 | 92504533.9488 | -3343338.0765 | 3343338.0765 | 0.037498
2017-05-01 | 91749408.2265 | 93388254.0334 | -1638845.8068 | 1638845.8068 | 0.017862
2017-06-01 | 101273771.5863 | 103883725.654 | -2609954.0677 | 2609954.0677 | 0.025771
2017-07-01 | 117726048.6647 | 115725018.3335 | 2001030.3312 | 2001030.3312 | 0.016997
2017-08-01 | 112627394.1325 | 113630001.7183 | -1002607.5859 | 1002607.5859 | 0.008902
2017-09-01 | 102970942.8833 | 97861995.9517 | 5108946.9316 | 5108946.9316 | 0.049615
2017-10-01 | 90891594.6618 | 93007611.0687 | -2116016.4068 | 2116016.4068 | 0.023281
2017-11-01 | 99598138.8062 | 94202764.1186 | 5395374.6876 | 5395374.6876 | 0.054171
2017-12-01 | 107700223.2948 | 107435632.5371 | 264590.7577 | 264590.7577 | 0.0024567
2018-01-01 | 111133966.9369 | 108266412.9272 | 2867554.0098 | 2867554.0098 | 0.025803
2018-02-01 | 96052714.9708 | 96632300.0177 | -579585.0469 | 579585.0469 | 0.006034
2018-03-01 | 100674994.8397 | 100397511.2315 | 277483.6082 | 277483.6082 | 0.0027562
2018-04-01 | 94871379.1486 | 95718779.876 | -847400.7274 | 847400.7274 | 0.0089321
2018-05-01 | 96408046.8293 | 93877233.3985 | 2530813.4308 | 2530813.4308 | 0.026251
2018-06-01 | 105101249.5855 | 100615395.085 | 4485854.5005 | 4485854.5005 | 0.042681
2018-07-01 | 131245103.9545 | 130425858.8391 | 819245.1154 | 819245.1154 | 0.0062421
2018-08-01 | 128280410.3861 | 130453942.7679 | -2173532.3818 | 2173532.3818 | 0.016944
2018-09-01 | 108752473.7109 | 102138623.435 | 6613850.2759 | 6613850.2759 | 0.060816
2018-10-01 | 93872619.6368 | 95307109.2475 | -1434489.6107 | 1434489.6107 | 0.015281
2018-11-01 | 99170417.8688 | 96346039.9404 | 2824377.9284 | 2824377.9284 | 0.02848
2018-12-01 | 105259128.6715 | 105648672.388 | -389543.7165 | 389543.7165 | 0.0037008
2019-01-01 | 111454816.6999 | 109823678.859 | 1631137.8409 | 1631137.8409 | 0.014635
2019-02-01 | 100941796.4938 | 99107883.7322 | 1833912.7617 | 1833912.7617 | 0.018168
2019-03-01 | 104086121.3387 | 102180688.1904 | 1905433.1483 | 1905433.1483 | 0.018306
2019-04-01 | 93027517.4634 | 94995029.6012 | -1967512.1378 | 1967512.1378 | 0.02115
2019-05-01 | 93344007.0095 | 94936628.6601 | -1592621.6505 | 1592621.6505 | 0.017062
2019-06-01 | 100018714.5884 | 99484746.3416 | 533968.2468 | 533968.2468 | 0.0053387
2019-07-01 | 131219500.3655 | 126420186.4884 | 4799313.8771 | 4799313.8771 | 0.036575
2019-08-01 | 120525610.4759 | 117795424.5571 | 2730185.9188 | 2730185.9188 | 0.022652
2019-09-01 | 100133229.9539 | 97432835.5538 | 2700394.4001 | 2700394.4001 | 0.026968
2019-10-01 | 92784004.7709 | 94924904.1827 | -2140899.4118 | 2140899.4118 | 0.023074
2019-11-01 | 98961961.2579 | 98561429.4355 | 400531.8225 | 400531.8225 | 0.0040473
2019-12-01 | 105869457.2519 | 108170991.8455 | -2301534.5936 | 2301534.5936 | 0.021739
|  |  |  | n = # observations | 216
|  |  |  | MAPE | 2.019%
MAPE= (100%)/n ∑_(t=1)^n▒〖|(A_t - F_t)/A_t | where A_t=actual and F_t=predicted.〗

## Autocorrelation
Month | Actual | Predicted | Residual (e)
2002-01-19 | 98398774.076 | 97603664.6415 | 795109.4346 |  | n = | 216
2002-02-21 | 87515454.4459 | 88835770.3473 | -1320315.9014 | -2115425.336 | d = | 1.8064
2002-03-26 | 94028461.3241 | 92776111.6187 | 1252349.7053 | 2572665.6067
2002-04-28 | 86184465.6242 | 85426733.2787 | 757732.3455 | -494617.3599
2002-05-31 | 85447299.0056 | 86644232.9236 | -1196933.9179 | -1954666.2634
2002-06-01 | 95651672.7551 | 95218363.9085 | 433308.8467 | 1630242.7646
2002-07-03 | 119450096.0553 | 125076816.2137 | -5626720.1584 | -6060029.0051
2002-08-05 | 114483162.9555 | 117850981.1021 | -3367818.1466 | 2258902.0118
2002-09-07 | 96936653.2952 | 97963092.8487 | -1026439.5534 | 2341378.5932
2002-10-10 | 90917730.9059 | 89914335.9531 | 1003394.9528 | 2029834.5062
2002-11-12 | 90920617.5408 | 88735939.8002 | 2184677.7405 | 1181282.7877
2002-12-15 | 102776285.7968 | 101120863.667 | 1655422.1297 | -529255.6108
2003-01-01 | 104493534.9333 | 104733435.3945 | -239900.4612 | -1895322.591
2003-02-01 | 96011347.4613 | 94810571.294 | 1200776.1673 | 1440676.6285
2003-03-01 | 95684640.1163 | 96240576.9891 | -555936.8728 | -1756713.0401
2003-04-01 | 86343957.4769 | 90044279.248 | -3700321.7711 | -3144384.8983
2003-05-01 | 84100206.046 | 88897993.7902 | -4797787.7441 | -1097465.9731
2003-06-01 | 90485412.5399 | 96393832.0894 | -5908419.5495 | -1110631.8053
2003-07-01 | 107838219.0458 | 109827742.3615 | -1989523.3157 | 3918896.2338
2003-08-01 | 111720633.467 | 117757681.1529 | -6037047.6858 | -4047524.3702
2003-09-01 | 90994823.965 | 87323649.0824 | 3671174.8826 | 9708222.5685
2003-10-01 | 90574201.4473 | 89954940.6115 | 619260.8358 | -3051914.0468
2003-11-01 | 91660392.3833 | 89948637.6275 | 1711754.7557 | 1092493.9199
2003-12-01 | 102135791.2863 | 101672121.615 | 463669.6713 | -1248085.0844
2004-01-01 | 110906403.3525 | 107782944.4737 | 3123458.8787 | 2659789.2074
2004-02-01 | 98773309.5767 | 98410876.1426 | 362433.434 | -2761025.4447
2004-03-01 | 100169246.3892 | 96684754.2299 | 3484492.1593 | 3122058.7253
2004-04-01 | 89485332.9086 | 90694675.6415 | -1209342.7329 | -4693834.8922
2004-05-01 | 90686143.1572 | 89746284.4705 | 939858.6866 | 2149201.4196
2004-06-01 | 96517444.2332 | 94231918.8135 | 2285525.4197 | 1345666.733
2004-07-01 | 110297641.9179 | 106872523.7725 | 3425118.1454 | 1139592.7257
2004-08-01 | 109063695.0917 | 108247845.0351 | 815850.0566 | -2609268.0888
2004-09-01 | 103094592.0389 | 97179968.7751 | 5914623.2638 | 5098773.2072
2004-10-01 | 93329245.5929 | 91764711.2977 | 1564534.2952 | -4350088.9686
2004-11-01 | 94434398.7339 | 92309735.6921 | 2124663.0418 | 560128.7466
2004-12-01 | 108483620.8355 | 105647536.6131 | 2836084.2225 | 711421.1807
2005-01-01 | 111357551.0204 | 108984105.7117 | 2373445.3087 | -462638.9138
2005-02-01 | 97354644.1015 | 98407111.5755 | -1052467.474 | -3425912.7827
2005-03-01 | 103696306.6202 | 101672735.2254 | 2023571.3948 | 3076038.8688
2005-04-01 | 91002648.0836 | 93538147.4891 | -2535499.4054 | -4559070.8003
2005-05-01 | 90914554.5047 | 93269884.6051 | -2355330.1003 | 180169.3051
2005-06-01 | 117110313.5889 | 112647772.8501 | 4462540.7388 | 6817870.8391
2005-07-01 | 130492623.1956 | 130747435.188 | -254811.9924 | -4717352.7312
2005-08-01 | 125304430.0647 | 127345851.8907 | -2041421.826 | -1786609.8336
2005-09-01 | 103515709.3081 | 102003965.9011 | 1511743.407 | 3553165.233
2005-10-01 | 95683703.335 | 97174573.7978 | -1490870.4628 | -3002613.8699
2005-11-01 | 95832424.0916 | 95728817.8884 | 103606.2032 | 1594476.666
2005-12-01 | 109926431.0602 | 110203773.8744 | -277342.8142 | -380949.0174
2006-01-01 | 105189785.9632 | 107357385.6323 | -2167599.6691 | -1890256.8549
2006-02-01 | 97673987.0582 | 100482764.9338 | -2808777.8755 | -641178.2064
2006-03-01 | 102138407.1677 | 101908985.6758 | 229421.492 | 3038199.3675
2006-04-01 | 89654385.2663 | 94613806.7254 | -4959421.4591 | -5188842.9511
2006-05-01 | 96375370.8313 | 99405717.5203 | -3030346.689 | 1929074.7701
2006-06-01 | 106149795.9184 | 106205378.4321 | -55582.5137 | 2974764.1753
2006-07-01 | 129944897.9592 | 129266321.0728 | 678576.8864 | 734159.4001
2006-08-01 | 120333539.0742 | 116549328.9316 | 3784210.1426 | 3105633.2562
2006-09-01 | 95914534.5943 | 92471654.7975 | 3442879.7968 | -341330.3458
2006-10-01 | 99436286.7098 | 96515701.9206 | 2920584.7892 | -522295.0075
2006-11-01 | 98699342.9567 | 96492799.2421 | 2206543.7146 | -714041.0747
2006-12-01 | 106547506.222 | 106719631.6314 | -172125.4094 | -2378669.124
2007-01-01 | 110076804.3803 | 110021655.2859 | 55149.0944 | 227274.5038
2007-02-01 | 106214902.9368 | 103950099.9602 | 2264802.9765 | 2209653.8821
2007-03-01 | 105901314.0866 | 103679816.5937 | 2221497.493 | -43305.4836
2007-04-01 | 96871139.8706 | 97263819.5721 | -392679.7015 | -2614177.1945
2007-05-01 | 96387834.7437 | 97755196.8773 | -1367362.1336 | -974682.4321
2007-06-01 | 113036515.6794 | 110272623.3817 | 2763892.2977 | 4131254.4314
2007-07-01 | 116239482.3295 | 118303843.6364 | -2064361.3069 | -4828253.6046
2007-08-01 | 124879950.224 | 125343181.343 | -463231.119 | 1601130.1879
2007-09-01 | 104023175.7093 | 100204827.6406 | 3818348.0687 | 4281579.1877
2007-10-01 | 99226202.0906 | 98041030.9279 | 1185171.1627 | -2633176.906
2007-11-01 | 100079143.8527 | 98124941.7246 | 1954202.128 | 769030.9654
2007-12-01 | 110979900.448 | 110208194.4058 | 771706.0422 | -1182496.0858
2008-01-01 | 109511197.8464 | 110061170.2969 | -549972.4506 | -1321678.4928
2008-02-01 | 104697001.7289 | 105568825.8902 | -871824.1613 | -321851.7108
2008-03-01 | 105342735.925 | 104754545.503 | 588190.422 | 1460014.5833
2008-04-01 | 86730112.7294 | 96023882.9386 | -9293770.2092 | -9881960.6312
2008-05-01 | 95591665.7408 | 95967362.8683 | -375697.1275 | 8918073.0817
2008-06-01 | 106359410.8877 | 106894294.6297 | -534883.7421 | -159186.6146
2008-07-01 | 120281780.2257 | 119593978.4499 | 687801.7758 | 1222685.5179
2008-08-01 | 112895209.7926 | 113616634.0925 | -721424.2999 | -1409226.0757
2008-09-01 | 101394891.2261 | 97441355.9937 | 3953535.2324 | 4674959.5323
2008-10-01 | 95461451.704 | 96244393.7834 | -782942.0794 | -4736477.3119
2008-11-01 | 97537399.937 | 98690050.1977 | -1152650.2608 | -369708.1814
2008-12-01 | 111557280.4745 | 111130082.9115 | 427197.563 | 1579847.8238
2009-01-01 | 117644798.5386 | 113450722.5562 | 4194075.9823 | 3766878.4193
2009-02-01 | 97575928.454 | 100561362.1427 | -2985433.6888 | -7179509.6711
2009-03-01 | 101971896.5973 | 102830699.3208 | -858802.7235 | 2126630.9652
2009-04-01 | 92172702.9686 | 95155861.1663 | -2983158.1977 | -2124355.4742
2009-05-01 | 90679049.0268 | 94438859.9387 | -3759810.9119 | -776652.7142
2009-06-01 | 97810557.2398 | 100214665.0799 | -2404107.8401 | 1355703.0718
2009-07-01 | 106317705.8403 | 105905042.9693 | 412662.871 | 2816770.7111
2009-08-01 | 118314175.5727 | 118400635.7292 | -86460.1565 | -499123.0276
2009-09-01 | 96760283.4718 | 93327097.2528 | 3433186.219 | 3519646.3755
2009-10-01 | 93898385.0914 | 94656494.6204 | -758109.529 | -4191295.748
2009-11-01 | 93733128.745 | 93692190.2506 | 40938.4943 | 799048.0233
2009-12-01 | 109929207.9271 | 107185346.4643 | 2743861.4628 | 2702922.9685
2010-01-01 | 112728743.4179 | 109371256.1718 | 3357487.2461 | 613625.7833
2010-02-01 | 99258445.311 | 98952070.7945 | 306374.5166 | -3051112.7296
2010-03-01 | 100040210.3238 | 99438877.3683 | 601332.9555 | 294958.4389
2010-04-01 | 89357236.0693 | 92454068.9906 | -3096832.9212 | -3698165.8767
2010-05-01 | 98050856.147 | 96835148.3355 | 1215707.8114 | 4312540.7327
2010-06-01 | 106969130.2393 | 104177177.6231 | 2791952.6162 | 1576244.8047
2010-07-01 | 130192001.1192 | 129954780.6256 | 237220.4936 | -2554732.1226
2010-08-01 | 125435396.1066 | 124211856.5828 | 1223539.5238 | 986319.0303
2010-09-01 | 99514707.2876 | 96582273.4459 | 2932433.8417 | 1708894.3178
2010-10-01 | 94152765.4433 | 95362010.8366 | -1209245.3932 | -4141679.2349
2010-11-01 | 97120412.2081 | 95884446.2042 | 1235966.0039 | 2445211.3971
2010-12-01 | 111894733.2762 | 109861626.4191 | 2033106.8571 | 797140.8532
2011-01-01 | 113829885.149 | 111749632.5959 | 2080252.5531 | 47145.696
2011-02-01 | 102120252.3009 | 101219397.5558 | 900854.7451 | -1179397.808
2011-03-01 | 106849782.5854 | 103122396.3308 | 3727386.2546 | 2826531.5095
2011-04-01 | 94087029.297 | 95889037.415 | -1802008.118 | -5529394.3726
2011-05-01 | 95311649.1908 | 95582811.9228 | -271162.732 | 1530845.386
2011-06-01 | 104481387.9931 | 101398210.641 | 3083177.3521 | 3354340.0841
2011-07-01 | 132315624.2713 | 135163218.258 | -2847593.9867 | -5930771.3388
2011-08-01 | 120979109.8801 | 124830315.3887 | -3851205.5086 | -1003611.5219
2011-09-01 | 101456692.2017 | 96199013.578 | 5257678.6237 | 9108884.1323
2011-10-01 | 95202184.8473 | 95474646.4107 | -272461.5634 | -5530140.1871
2011-11-01 | 94439501.2736 | 94367933.2775 | 71567.9962 | 344029.5595
2011-12-01 | 105238563.4331 | 106323783.8132 | -1085220.3801 | -1156788.3763
2012-01-01 | 109223578.4695 | 108511723.0313 | 711855.4382 | 1797075.8184
2012-02-01 | 99573605.1032 | 101323283.1424 | -1749678.0392 | -2461533.4775
2012-03-01 | 96940328.9966 | 98935012.6297 | -1994683.6331 | -245005.5939
2012-04-01 | 90395437.3841 | 94476602.509 | -4081165.1249 | -2086481.4918
2012-05-01 | 100200864.441 | 96863738.8385 | 3337125.6025 | 7418290.7274
2012-06-01 | 110427095.9729 | 114010245.8722 | -3583149.8994 | -6920275.5019
2012-07-01 | 134019462.2935 | 136160917.9055 | -2141455.612 | 1441694.2874
2012-08-01 | 122137536.5984 | 124947404.4917 | -2809867.8933 | -668412.2814
2012-09-01 | 100247713.3784 | 98193321.102 | 2054392.2764 | 4864260.1697
2012-10-01 | 95198439.7032 | 94899607.4881 | 298832.2151 | -1755560.0612
2012-11-01 | 97032089.2328 | 96304814.4009 | 727274.8319 | 428442.6168
2012-12-01 | 105393299.3257 | 105842500.3197 | -449200.994 | -1176475.826
2013-01-01 | 110326118.7014 | 108207866.8591 | 2118251.8423 | 2567452.8364
2013-02-01 | 99801280.1492 | 100445854.9774 | -644574.8282 | -2762826.6705
2013-03-01 | 103245324.0223 | 102300764.3418 | 944559.6805 | 1589134.5086
2013-04-01 | 93034751.16 | 95576685.6347 | -2541934.4747 | -3486494.1551
2013-05-01 | 96429712.2773 | 96658975.1312 | -229262.8539 | 2312671.6208
2013-06-01 | 102793145.8821 | 103013819.6837 | -220673.8016 | 8589.0523
2013-07-01 | 124848660.0132 | 123489865.9232 | 1358794.09 | 1579467.8916
2013-08-01 | 115527155.7512 | 116781224.1951 | -1254068.444 | -2612862.534
2013-09-01 | 98249629.966 | 95862871.6936 | 2386758.2724 | 3640826.7164
2013-10-01 | 95945977.5212 | 95290750.6681 | 655226.8531 | -1731531.4193
2013-11-01 | 99306958.6543 | 97873446.3527 | 1433512.3016 | 778285.4484
2013-12-01 | 110599609.9971 | 110159334.8847 | 440275.1123 | -993237.1892
2014-01-01 | 117947744.6867 | 113311433.2041 | 4636311.4826 | 4196036.3702
2014-02-01 | 102702837.6092 | 103330776.83 | -627939.2208 | -5264250.7034
2014-03-01 | 107746935.9988 | 106269518.0798 | 1477417.919 | 2105357.1398
2014-04-01 | 89388271.9067 | 96762059.1427 | -7373787.236 | -8851205.155
2014-05-01 | 92633302.6659 | 95646725.8537 | -3013423.1879 | 4360364.0482
2014-06-01 | 105400390.2473 | 101628968.9481 | 3771421.2992 | 6784844.4871
2014-07-01 | 110817105.159 | 111631823.8427 | -814718.6837 | -4586139.9829
2014-08-01 | 111725214.0344 | 113380174.562 | -1654960.5277 | -840241.844
2014-09-01 | 102594932.4617 | 97922697.376 | 4672235.0857 | 6327195.6133
2014-10-01 | 91821567.3034 | 96415272.7648 | -4593705.4614 | -9265940.547
2014-11-01 | 97062678.368 | 98560100.5214 | -1497422.1534 | 3096283.308
2014-12-01 | 106513110.4991 | 108491071.3722 | -1977960.8731 | -480538.7197
2015-01-01 | 113302855.6815 | 112991875.8459 | 310979.8356 | 2288940.7087
2015-02-01 | 107452808.7819 | 106809159.9659 | 643648.816 | 332668.9804
2015-03-01 | 105021158.9723 | 105505723.5692 | -484564.5969 | -1128213.4129
2015-04-01 | 91546135.9888 | 96090950.182 | -4544814.1931 | -4060249.5963
2015-05-01 | 97180323.9551 | 95917004.5569 | 1263319.3982 | 5808133.5913
2015-06-01 | 100771222.8339 | 98292261.0078 | 2478961.826 | 1215642.4279
2015-07-01 | 119792274.4382 | 120203637.3921 | -411362.9539 | -2890324.78
2015-08-01 | 115113799.4976 | 116669221.3415 | -1555421.8438 | -1144058.8899
2015-09-01 | 109607532.7259 | 105236621.5617 | 4370911.1642 | 5926333.008
2015-10-01 | 91542099.2708 | 95235607.6258 | -3693508.355 | -8064419.5192
2015-11-01 | 92874786.0339 | 94515441.5784 | -1640655.5445 | 2052852.8105
2015-12-01 | 99294331.8342 | 104190532.4773 | -4896200.6431 | -3255545.0986
2016-01-01 | 107913788.6054 | 109607022.4102 | -1693233.8048 | 3202966.8384
2016-02-01 | 99584194.6911 | 102663118.7069 | -3078924.0158 | -1385690.211
2016-03-01 | 98838094.818 | 100784319.1018 | -1946224.2838 | 1132699.7321
2016-04-01 | 92071131.3796 | 95541398.438 | -3470267.0583 | -1524042.7746
2016-05-01 | 95530854.5581 | 99883507.7415 | -4352653.1833 | -882386.125
2016-06-01 | 106535593.6703 | 105779520.489 | 756073.1813 | 5108726.3647
2016-07-01 | 128072181.2954 | 128361863.3938 | -289682.0984 | -1045755.2797
2016-08-01 | 135708397.0694 | 134846162.6107 | 862234.4586 | 1151916.557
2016-09-01 | 105682194.8066 | 105086671.3231 | 595523.4835 | -266710.9751
2016-10-01 | 91818770.7558 | 95092726.7483 | -3273955.9925 | -3869479.476
2016-11-01 | 91695068.901 | 93083624.5593 | -1388555.6583 | 1885400.3342
2016-12-01 | 104381043.8514 | 107211610.9321 | -2830567.0807 | -1442011.4224
2017-01-01 | 106408607.6757 | 107298825.2224 | -890217.5466 | 1940349.5341
2017-02-01 | 91933039.9967 | 96603076.5616 | -4670036.565 | -3779819.0183
2017-03-01 | 100160850.0864 | 101602524.4431 | -1441674.3567 | 3228362.2083
2017-04-01 | 89161195.8723 | 92504533.9488 | -3343338.0765 | -1901663.7198
2017-05-01 | 91749408.2265 | 93388254.0334 | -1638845.8068 | 1704492.2697
2017-06-01 | 101273771.5863 | 103883725.654 | -2609954.0677 | -971108.2609
2017-07-01 | 117726048.6647 | 115725018.3335 | 2001030.3312 | 4610984.3989
2017-08-01 | 112627394.1325 | 113630001.7183 | -1002607.5859 | -3003637.9171
2017-09-01 | 102970942.8833 | 97861995.9517 | 5108946.9316 | 6111554.5174
2017-10-01 | 90891594.6618 | 93007611.0687 | -2116016.4068 | -7224963.3384
2017-11-01 | 99598138.8062 | 94202764.1186 | 5395374.6876 | 7511391.0944
2017-12-01 | 107700223.2948 | 107435632.5371 | 264590.7577 | -5130783.9299
2018-01-01 | 111133966.9369 | 108266412.9272 | 2867554.0098 | 2602963.2521
2018-02-01 | 96052714.9708 | 96632300.0177 | -579585.0469 | -3447139.0567
2018-03-01 | 100674994.8397 | 100397511.2315 | 277483.6082 | 857068.6551
2018-04-01 | 94871379.1486 | 95718779.876 | -847400.7274 | -1124884.3357
2018-05-01 | 96408046.8293 | 93877233.3985 | 2530813.4308 | 3378214.1582
2018-06-01 | 105101249.5855 | 100615395.085 | 4485854.5005 | 1955041.0697
2018-07-01 | 131245103.9545 | 130425858.8391 | 819245.1154 | -3666609.3851
2018-08-01 | 128280410.3861 | 130453942.7679 | -2173532.3818 | -2992777.4972
2018-09-01 | 108752473.7109 | 102138623.435 | 6613850.2759 | 8787382.6577
2018-10-01 | 93872619.6368 | 95307109.2475 | -1434489.6107 | -8048339.8866
2018-11-01 | 99170417.8688 | 96346039.9404 | 2824377.9284 | 4258867.5391
2018-12-01 | 105259128.6715 | 105648672.388 | -389543.7165 | -3213921.6449
2019-01-01 | 111454816.6999 | 109823678.859 | 1631137.8409 | 2020681.5574
2019-02-01 | 100941796.4938 | 99107883.7322 | 1833912.7617 | 202774.9208
2019-03-01 | 104086121.3387 | 102180688.1904 | 1905433.1483 | 71520.3866
2019-04-01 | 93027517.4634 | 94995029.6012 | -1967512.1378 | -3872945.2861
2019-05-01 | 93344007.0095 | 94936628.6601 | -1592621.6505 | 374890.4873
2019-06-01 | 100018714.5884 | 99484746.3416 | 533968.2468 | 2126589.8973
2019-07-01 | 131219500.3655 | 126420186.4884 | 4799313.8771 | 4265345.6303
2019-08-01 | 120525610.4759 | 117795424.5571 | 2730185.9188 | -2069127.9582
2019-09-01 | 100133229.9539 | 97432835.5538 | 2700394.4001 | -29791.5188
2019-10-01 | 92784004.7709 | 94924904.1827 | -2140899.4118 | -4841293.8118
2019-11-01 | 98961961.2579 | 98561429.4355 | 400531.8225 | 2541431.2342
2019-12-01 | 105869457.2519 | 108170991.8455 | -2301534.5936 | -2702066.4161
e_t - e_(t-1)

## RPP Non-RPP Split
2018 Historical Actuals (No Losses)
Rate Class | Class A | Class B RPP | Class B Non-RPP | Total |  | RPP % | Non-RPP %
Residential |  | 433712793.212 | 16229967.2952 | 449942760.5072 |  | 96.39% | 3.607% |  | 2018 Class A GA Total $ | 11085748.56 | 2018 Class A CBR Total $ | 46838.65
General Service < 50 kW |  | 107287501.8154 | 23252665.9748 | 130540167.7903 |  | 82.19% | 17.81% |  | 2018 Class A kWh with Loss | 162074516.9928 | 2018 Class A kWh with Loss | 162074516.9928
General Service 50 to 4999 kW | 154666014.88 | 26842526.3423 | 452318403.2919 | 633826944.5141 |  | 5.602% | 94.4% |  | 2018 Class A GA per kWh | 0.068399 | 2018 Class A CBR per kWh | 0.00028899
Unmetered Scattered Load |  | 1530549.98 | 0 | 1530549.98 |  | 100% | 0%
Sentinel Lighting |  | 220523.947 | 0 | 220523.947 |  | 100% | 0%
Street Lighting |  | 0 | 4494761.7896 | 4494761.7896 |  | 0% | 100%
Total | 154666014.88 | 569593895.2968 | 496295798.3515 | 1220555708.5282
2020 Bridge (No Losses) | [5 empty] | kW
Rate Class | Class A | Class B RPP | Class B Non-RPP | Total |  | RPP | Non-RPP | Total
Residential |  | 426306008.9918 | 15952798.0082 | 442258807
General Service < 50 kW |  | 105735038.8739 | 22916197.1261 | 128651236
General Service 50 to 4999 kW | 213939483.55 | 25238922.6016 | 425296375.8484 | 664474782 |  | 64552.4076 | 1634943.5524 | 1699495.96
Unmetered Scattered Load |  | 1522535.6668 |  | 1522535.6668
Sentinel Lighting |  | 218399.8647 |  | 218399.8647 |  | 652.3765 | 0 | 652.3765
Street Lighting |  |  | 4423984.5053 | 4423984.5053 |  | 0 | 12417.8958 | 12417.8958
Total | 213939483.55 | 559020905.9989 | 468589355.488 | 1241549745.0369 | 0 |  | 0 | 0
2020 Loss Factor | 1.0479
2020 Bridge (With Losses)
Rate Class | Class A | Class B RPP | Class B Non-RPP | Total
Residential |  | 446726066.8225 | 16716937.0328 | 463443003.8553
General Service < 50 kW |  | 110799747.236 | 24013882.9684 | 134813630.2044
General Service 50 to 4999 kW | 224187184.812 | 26447866.9943 | 445668072.2515 | 696303124.0578
Unmetered Scattered Load |  | 1595465.1253 | 0 | 1595465.1253
Sentinel Lighting |  | 228861.2183 | 0 | 228861.2183
Street Lighting |  | 0 | 4635893.3631 | 4635893.3631
Total | 224187184.812 | 585798007.3963 | 491034785.6158 | 1301019977.8241 | 0
2021 Test (No Losses) | [5 empty] | kW
Rate Class | Class A | Class B RPP | Class B Non-RPP | Total |  | RPP | Non-RPP | Total
Residential |  | 437314768.1919 | 16364756.8081 | 453679525
General Service < 50 kW |  | 108232894.0098 | 23457562.9902 | 131690457
General Service 50 to 4999 kW | 213939483.55 | 26666392.8133 | 449350410.0567 | 689956286.42 |  | 68217.9533 | 1696827.8866 | 1765045.8399
Unmetered Scattered Load |  | 1481613.5613 |  | 1481613.5613
Sentinel Lighting |  | 218613.4939 |  | 218613.4939 |  | 653.0147 | 0 | 653.0147
Street Lighting |  |  | 4469100.6364 | 4469100.6364 | Embedded Distrinutor | 0 | 12544.5345 | 12544.5345
Total | 213939483.55 | 573914282.0702 | 493641830.4914 | 1281495596.1116 | 2808332.58 |  | 2808332.58 | 2808332.58
|  |  |  | Total | 1284303928.6916
2021 Loss Factor | 1.0423
2021 Test (With Losses)
Rate Class | Class A | Class B RPP | Class B Non-RPP | Total
Residential |  | 455794519.4191 | 17056287.6154 | 472850807.0344
General Service < 50 kW |  | 112806526.3254 | 24448816.7963 | 137255343.1217
General Service 50 to 4999 kW | 222979993.3183 | 27793243.1764 | 468338755.2845 | 719111991.7792
Unmetered Scattered Load |  | 1544222.5835 | 0 | 1544222.5835
Sentinel Lighting |  | 227851.5148 | 0 | 227851.5148
Street Lighting |  | 0 | 4657952.8636 | 4657952.8636 | Embedded Distrinutor
Total | 222979993.3183 | 598166363.0191 | 514501812.5599 | 1335648168.8973 | 2927005.1957
|  |  |  | Total | 1338575174.093